## Summary
Appendix Table D
|  | Levelized Capacity Factor | LCOE
|  | (%) | ($/MWh)
Base Load
Area 1001 SMR 2033 | Small Modular Reactor | 87.39% | 159.3854
Area 1001 Coal CCS 2029 | Coal USC with 90% Carbon Capture | 52.39% | 265.1436
Area 1001 Gas CCS 2029 | NGCC H-Class Single Shaft with 90% Carbon Capture | 34.39% | 193.2737
Area 1001 Gas CC 1x1 2029 | NGCC H-Class Single-Shaft | 72.43% | 70.0278
Area 1001 Gas CC 2x1 2029 | NGCC H-Class Multi-Shaft | 75.36% | 63.5563
Peaking
Area 1001 Gas CT 2029 | NGCT F-Class 240 MW (f) | 31.2% | 99.7753
| Big Sandy Extension | 19.12% | 55.7073
Area 1001 Gas Aero CT 2029 | Aero‐Derivative | 27.39% | 140.881
Area 1001 Gas IC 2029 | Recip Engine Farm | 42.84% | 153.6615
| Hydrogen Electrolyzer + Hydrogen Gas CT (f) | n/a | n/a
| Hydrogen Gas Combustion Turbine (f) | n/a | n/a
Area 1001 4-Hour Li-on Battery 2026 | 4-Hour Duration Lithium-Ion Battery | n/a | n/a
Area 1001 20-Hour Flow Battery 2026 | 20-Hour Duration Pumped Thermal Energy Storage | n/a | n/a
Area 1001 20-Hour Compressed Air 2029 | 20-Hour Duration Vanadium Flow Battery Storage | n/a | n/a
Area 1001 20-Hour Pumped Thermal 2029 | 20-Hour Duration Compressed Air Energy Storage | n/a | n/a
Renewable
Area 1001 Wind 2026 | Utility-scale Onshore Wind Tier 1 | 34.9% | 45.9799
Tier 2 Area 1001 Wind 2026 | Utility-scale Onshore Wind Tier 2 | 34.9% | 51.6984
Area 1001 Solar 2026 | Utility-scale Solar Photovoltaic Tier 1 | 22.85% | 69.1569
Tier 2 Area 1001 Solar 2026 | Utility-scale Solar Photovoltaic Tier 2 | 22.85% | 77.3555
Solar+Storage 3-1 2026 | Utility-scale Solar + Storage (3:1) | 16.47% | 113.7712

## Thermal Annual Buildup
[24 empty] | Capacity Factor | [9 empty] | Fuel ($/MWh) | [9 empty] | CO2 ($/MWh) | [9 empty] | VOM ($/MWh) | [9 empty] | Startup Costs ($/MWh) | [9 empty] | Energy (MWh)
$/MWh
Block size | Unit Type | Unit | Year | Capital Levelized Cost (2021$/MW-Wk) | Nominal Capital Levelized Cost ($) | Output (MWh) | Capacity Factor | Levelized Cost ($/MWh) | VOM Cost ($/MWh) | Fuel Cost ($/MWh) | CO2 Cost ($/MWh) | Start Costs ($/MWh) |  | Area 1001 Gas CT 2029 | Area 1001 Gas CC 1x1 2029 | Area 1001 Gas CC 2x1 2029 | Area 1001 Gas Aero CT 2029 | Area 1001 Gas IC 2029 | Area 1001 Coal CCS 2029 | Area 1001 Gas CCS 2029 | Area 1001 SMR 2033 | Big Sandy #1_Ext Gas |  | Area 1001 Gas CT 2029 | Area 1001 Gas CC 1x1 2029 | Area 1001 Gas CC 2x1 2029 | Area 1001 Gas Aero CT 2029 | Area 1001 Gas IC 2029 | Area 1001 Coal CCS 2029 | Area 1001 Gas CCS 2029 | Area 1001 SMR 2033 | Big Sandy #1_Ext Gas |  | Area 1001 Gas CT 2029 | Area 1001 Gas CC 1x1 2029 | Area 1001 Gas CC 2x1 2029 | Area 1001 Gas Aero CT 2029 | Area 1001 Gas IC 2029 | Area 1001 Coal CCS 2029 | Area 1001 Gas CCS 2029 | Area 1001 SMR 2033 | Big Sandy #1_Ext Gas |  | Area 1001 Gas CT 2029 | Area 1001 Gas CC 1x1 2029 | Area 1001 Gas CC 2x1 2029 | Area 1001 Gas Aero CT 2029 | Area 1001 Gas IC 2029 | Area 1001 Coal CCS 2029 | Area 1001 Gas CCS 2029 | Area 1001 SMR 2033 | Big Sandy #1_Ext Gas |  | Area 1001 Gas CT 2029 | Area 1001 Gas CC 1x1 2029 | Area 1001 Gas CC 2x1 2029 | Area 1001 Gas Aero CT 2029 | Area 1001 Gas IC 2029 | Area 1001 Coal CCS 2029 | Area 1001 Gas CCS 2029 | Area 1001 SMR 2033 | Big Sandy #1_Ext Gas |  | Area 1001 Gas CT 2029 | Area 1001 Gas CC 1x1 2029 | Area 1001 Gas CC 2x1 2029 | Area 1001 Gas Aero CT 2029 | Area 1001 Gas IC 2029 | Area 1001 Coal CCS 2029 | Area 1001 Gas CCS 2029 | Area 1001 SMR 2033 | Big Sandy #1_Ext Gas |  | Area 1001 Gas CT 2029 | Area 1001 Gas CC 1x1 2029 | Area 1001 Gas CC 2x1 2029 | Area 1001 Gas Aero CT 2029 | Area 1001 Gas IC 2029 | Area 1001 Coal CCS 2029 | Area 1001 Gas CCS 2029 | Area 1001 SMR 2033 | Big Sandy #1_Ext Gas
1083 | Gas CC 2x1 | Area 1001 Gas CC 2x1 2029 | 2029 | 2846.7492 | 194430713.8503 | 7821562.5 | 82.44% | 24.8583 | 2.3814 | 20.9905 | 0 | 0.007091 | Year | 2029 | 2029 | 2029 | 2029 | 2029 | 2029 | 2029 | 2033 | 2031 | Year | 2029 | 2029 | 2029 | 2029 | 2029 | 2029 | 2029 | 2033 | 2031 | Year | 2029 | 2029 | 2029 | 2029 | 2029 | 2029 | 2029 | 2033 | 2031 | Year | 2029 | 2029 | 2029 | 2029 | 2029 | 2029 | 2029 | 2033 | 2031 | Year | 2029 | 2029 | 2029 | 2029 | 2029 | 2029 | 2029 | 2033 | 2031 | Year | 2029 | 2029 | 2029 | 2029 | 2029 | 2029 | 2029 | 2033 | 2031 | Year | 2029 | 2029 | 2029 | 2029 | 2029 | 2029 | 2029 | 2033 | 2031
1083 | Gas CC 2x1 | Area 1001 Gas CC 2x1 2029 | 2030 | 2846.7492 | 194430713.8503 | 7559113.5 | 79.68% | 25.7214 | 2.4239 | 21.8569 | 5.424 | 0.0072163 | Capital+FOM | 45.5634 | 32.6019 | 27.484 | 84.9766 | 103.1746 | 227.8279 | 161.9832 | 144.0136 | 0 | Life | 30 | 30 | 30 | 30 | 20 | 40 | 40 | 40 | 10 | Life | 30 | 30 | 30 | 30 | 20 | 40 | 40 | 40 | 10 | Life | 30 | 30 | 30 | 30 | 20 | 40 | 40 | 40 | 10 | Life | 30 | 30 | 30 | 30 | 20 | 40 | 40 | 40 | 10 | Life | 30 | 30 | 30 | 30 | 20 | 40 | 40 | 40 | 10 | Life | 30 | 30 | 30 | 30 | 20 | 40 | 40 | 40 | 10
1083 | Gas CC 2x1 | Area 1001 Gas CC 2x1 2029 | 2031 | 2846.7492 | 194430713.8503 | 7467092 | 78.71% | 26.0383 | 2.4668 | 22.7725 | 5.6185 | 0.0074344 | Fuel | 41.222 | 26.7789 | 26.5087 | 37.9638 | 33.907 | 41.4269 | 28.608 | 10.6923 | 43.6065 | Levelized | 31.2% | 72.43% | 75.36% | 27.39% | 42.84% | 52.39% | 34.39% | 87.39% | 19.12% | Levelized | 41.222 | 26.7789 | 26.5087 | 37.9638 | 33.907 | 41.4269 | 28.608 | 10.6923 | 43.6065 | Levelized | 10.427 | 6.7372 | 6.6659 | 9.5785 | 8.2944 | -19.4744 | -6.0726 | 0 | 9.5708 | Levelized | 0.88416 | 3.7914 | 2.7874 | 6.9834 | 8.2856 | 15.3632 | 8.7552 | 4.6795 | 1.874 | Levelized | 1.6788 | 0.11837 | 0.11035 | 1.3787 | 0 | 0 | 0 | 0 | 0.65604 | Levelized | 649068.5972 | 2653138.7654 | 7074332.3932 | 252198.2023 | 78936.8071 | 2984323.1057 | 1927974.7015 | 4593163.636 | 494046.8184
1083 | Gas CC 2x1 | Area 1001 Gas CC 2x1 2029 | 2032 | 2846.7492 | 194430713.8503 | 7257701.5 | 76.5% | 26.7896 | 2.5122 | 23.3397 | 5.8144 | 0.02355 | VOM | 0.88416 | 3.7914 | 2.7874 | 6.9834 | 8.2856 | 15.3632 | 8.7552 | 4.6795 | 1.874 | 1 | 55.23% | 80.47% | 82.44% | 44.89% | 61.03% | 92.49% | 52.6% | 87.61% | 8.594% | 1 | 32.7261 | 21.1983 | 20.9905 | 30.5724 | 27.5881 | 32.7959 | 22.4302 | 9.3388 | 38.8044 | 1 | 0 | 0 | 0 | 0 | 0 | -97.9231 | -31.9106 | 0 | 8.2498 | 1 | 0.75538 | 3.2392 | 2.3814 | 5.9663 | 7.2338 | 13.008 | 7.413 | 4.0863 | 1.7179 | 1 | 0.25154 | 0.014449 | 0.007091 | 0.39543 | 0 | 0 | 0 | 0 | 0.66409 | 1 | 1161067 | 2946469 | 7821562.5 | 412890.625 | 112262.5156 | 5266560 | 2994996.5 | 4604923 | 222077.7812
1083 | Gas CC 2x1 | Area 1001 Gas CC 2x1 2029 | 2033 | 2846.7492 | 194430713.8503 | 7040610 | 74.21% | 27.6156 | 2.5591 | 24.6823 | 6.0282 | 0.048888 | CO2 | 10.427 | 6.7372 | 6.6659 | 9.5785 | 8.2944 | -19.4744 | -6.0726 | 0 | 9.5708 | 2 | 37.38% | 77.68% | 79.68% | 33.42% | 50.47% | 92.49% | 52.6% | 87.55% | 18.24% | 2 | 34.4277 | 22.1005 | 21.8569 | 31.8323 | 28.9418 | 32.6572 | 23.3036 | 9.5131 | 40.2218 | 2 | 8.5066 | 5.4849 | 5.424 | 7.8636 | 7.1105 | -97.9674 | -31.925 | 0 | 8.5209 | 2 | 0.76889 | 3.2971 | 2.4239 | 6.0729 | 7.3631 | 13.2405 | 7.5455 | 4.1628 | 1.7547 | 2 | 1.8486 | 0.01106 | 0.0072163 | 0.75189 | 0 | 0 | 0 | 0 | 0.45531 | 2 | 785905.3125 | 2844304.75 | 7559113.5 | 307363.0625 | 92853.5859 | 5266560 | 2994996.5 | 4601553.5 | 471238
1083 | Gas CC 2x1 | Area 1001 Gas CC 2x1 2029 | 2034 | 2846.7492 | 194430713.8503 | 6954745.5 | 73.31% | 27.9566 | 2.607 | 25.4044 | 6.2413 | 0.08009 | Startup | 1.6788 | 0.11837 | 0.11035 | 1.3787 | 0 | 0 | 0 | 0 | 0.65604 | 3 | 34.55% | 76.91% | 78.71% | 31.33% | 52.44% | 92.49% | 52.6% | 87.55% | 23.49% | 3 | 35.7041 | 23.0188 | 22.7725 | 33.0544 | 30.1079 | 32.8689 | 24.2698 | 9.6916 | 42.5203 | 3 | 8.8039 | 5.6801 | 5.6185 | 8.1408 | 7.4094 | -99.6707 | -32.4801 | 0 | 8.934 | 3 | 0.78247 | 3.3553 | 2.4668 | 6.1802 | 7.4932 | 13.4744 | 7.6788 | 4.2409 | 1.7922 | 3 | 1.3582 | 0.011456 | 0.0074344 | 0.55102 | 0 | 0 | 0 | 0 | 0.50414 | 3 | 726451.1875 | 2816290.5 | 7467092 | 288137.3125 | 96460.8984 | 5266560 | 2994996.5 | 4601407.5 | 606969.625
1083 | Gas CC 2x1 | Area 1001 Gas CC 2x1 2029 | 2035 | 2846.7492 | 194430713.8503 | 7001568.5 | 73.8% | 27.7696 | 2.6559 | 25.8418 | 6.4548 | 0.068094 | [10 empty] | 4 | 30.14% | 74.91% | 76.5% | 27.26% | 40.8% | 92.77% | 52.75% | 87.73% | 18.16% | 4 | 36.3007 | 23.5975 | 23.3397 | 33.5503 | 30.4364 | 39.5782 | 24.9041 | 9.8756 | 43.9123 | 4 | 9.0963 | 5.8776 | 5.8144 | 8.4037 | 7.6166 | -101.4746 | -33.0679 | 0 | 9.2455 | 4 | 0.79687 | 3.4171 | 2.5122 | 6.2939 | 7.631 | 13.7223 | 7.8201 | 4.3216 | 1.8307 | 4 | 2.2579 | 0.02405 | 0.02355 | 0.9687 | 0 | 0 | 0 | 0 | 0.66415 | 4 | 633711.6875 | 2743007.25 | 7257701.5 | 250698.6406 | 75050.9141 | 5282160 | 3003501.75 | 4611338 | 469351.7812
1083 | Gas CC 2x1 | Area 1001 Gas CC 2x1 2029 | 2036 | 2846.7492 | 194430713.8503 | 7006405 | 73.85% | 27.7504 | 2.7065 | 26.0499 | 6.6784 | 0.095218 | LCOE | 99.7753 | 70.0278 | 63.5563 | 140.881 | 153.6615 | 265.1436 | 193.2737 | 159.3854 | 55.7073 | 5 | 26.9% | 72.45% | 74.21% | 24.41% | 35.93% | 92.49% | 52.6% | 87.46% | 15.19% | 5 | 38.7813 | 24.9539 | 24.6823 | 35.8071 | 32.7968 | 40.3176 | 26.3006 | 10.0647 | 44.9984 | 5 | 9.4203 | 6.0942 | 6.0282 | 8.691 | 7.8801 | -103.3415 | -33.6763 | 0 | 9.4734 | 5 | 0.81175 | 3.4809 | 2.5591 | 6.4115 | 7.7736 | 13.9787 | 7.9662 | 4.4044 | 1.8702 | 5 | 2.0946 | 0.041798 | 0.048888 | 0.9672 | 0 | 0 | 0 | 0 | 0.9245 | 5 | 565523.8125 | 2652803.5 | 7040610 | 224568.0781 | 66093.7422 | 5266560 | 2994996.5 | 4596871.5 | 392579.0938
1083 | Gas CC 2x1 | Area 1001 Gas CC 2x1 2029 | 2037 | 2846.7492 | 194430713.8503 | 7010974.5 | 73.9% | 27.7323 | 2.7583 | 26.6442 | 6.914 | 0.11021 | Levelized Capacity Factor | 31.2% | 72.43% | 75.36% | 27.39% | 42.84% | 52.39% | 34.39% | 87.39% | 19.12% | 6 | 24.74% | 70.85% | 73.31% | 22.72% | 38.38% | 92.49% | 52.6% | 87.41% | 22.63% | 6 | 39.7277 | 25.6604 | 25.4044 | 36.7131 | 33.5681 | 41.0721 | 27.0356 | 10.2571 | 44.2813 | 6 | 9.7453 | 6.3074 | 6.2413 | 8.9832 | 8.1788 | -105.2447 | -34.2965 | 0 | 9.8319 | 6 | 0.82695 | 3.5461 | 2.607 | 6.5315 | 7.9191 | 14.2403 | 8.1153 | 4.4888 | 1.9105 | 6 | 2.2819 | 0.08688 | 0.08009 | 1.1516 | 0 | 0 | 0 | 0 | 0.55331 | 6 | 520092.6562 | 2594194.5 | 6954745.5 | 208987.25 | 70604.4766 | 5266560 | 2994996.5 | 4594255 | 584873.1875
1083 | Gas CC 2x1 | Area 1001 Gas CC 2x1 2029 | 2038 | 2846.7492 | 194430713.8503 | 6925381 | 73% | 28.0751 | 2.8112 | 27.3136 | 7.1571 | 0.13198 | [10 empty] | 7 | 24.4% | 71.06% | 73.8% | 20.01% | 35.69% | 92.49% | 52.6% | 87.29% | 18.05% | 7 | 40.3719 | 26.0729 | 25.8418 | 37.4534 | 34.1273 | 41.8429 | 27.4545 | 10.4549 | 45.6258 | 7 | 10.0773 | 6.5233 | 6.4548 | 9.252 | 8.4718 | -107.1883 | -34.9299 | 0 | 10.2035 | 7 | 0.84247 | 3.6126 | 2.6559 | 6.654 | 8.0677 | 14.5075 | 8.2676 | 4.5758 | 1.9516 | 7 | 3.4737 | 0.066135 | 0.068094 | 1.8945 | 0 | 0 | 0 | 0 | 0.70691 | 7 | 513007.2812 | 2601876.25 | 7001568.5 | 184087.4375 | 65648.5078 | 5266560 | 2994996.5 | 4587921 | 466561.875
1083 | Gas CC 2x1 | Area 1001 Gas CC 2x1 2029 | 2039 | 2846.7492 | 194430713.8503 | 6898543 | 72.72% | 28.1843 | 2.8657 | 27.6561 | 7.4107 | 0.14838 | [10 empty] | 8 | 28.3% | 71.71% | 73.85% | 25.17% | 37.8% | 92.77% | 52.75% | 87.44% | 22.94% | 8 | 40.8595 | 26.3253 | 26.0499 | 37.6094 | 34.1175 | 42.6392 | 27.7297 | 10.6585 | 45.9137 | 8 | 10.4452 | 6.7498 | 6.6784 | 9.606 | 8.7208 | -109.196 | -35.5841 | 0 | 10.6091 | 8 | 0.8585 | 3.6814 | 2.7065 | 6.7807 | 8.2212 | 14.7836 | 8.4249 | 4.6653 | 1.9936 | 8 | 2.7952 | 0.10722 | 0.095218 | 1.4242 | 0 | 0 | 0 | 0 | 0.76961 | 8 | 594990.3125 | 2625883.25 | 7006405 | 231514.4062 | 69529.1641 | 5282160 | 3003501.75 | 4595729.5 | 592752.0625
1083 | Gas CC 2x1 | Area 1001 Gas CC 2x1 2029 | 2040 | 2846.7492 | 194430713.8503 | 6933430 | 73.08% | 28.0425 | 2.9217 | 28.125 | 7.6688 | 0.16937 | [10 empty] | 9 | 26.46% | 72.03% | 73.9% | 22.57% | 35.42% | 92.49% | 52.6% | 87.31% | 23.73% | 9 | 41.5395 | 26.9328 | 26.6442 | 38.1801 | 35.1269 | 43.4565 | 28.3402 | 10.8685 | 46.9487 | 9 | 10.805 | 6.9868 | 6.914 | 9.9002 | 9.0279 | -111.2562 | -36.2555 | 0 | 11.0153 | 9 | 0.87495 | 3.7519 | 2.7583 | 6.9106 | 8.3788 | 15.067 | 8.5864 | 4.7568 | 2.0364 | 9 | 1.6659 | 0.12205 | 0.11021 | 1.7052 | 0 | 0 | 0 | 0 | 0.71828 | 9 | 556316.1875 | 2637464.5 | 7010974.5 | 207629.7031 | 65161.2812 | 5266560 | 2994996.5 | 4588812 | 613349.8125
1083 | Gas CC 2x1 | Area 1001 Gas CC 2x1 2029 | 2041 | 2846.7492 | 194430713.8503 | 6928683.5 | 73.03% | 28.0617 | 2.979 | 28.2543 | 7.9306 | 0.15824 | [10 empty] | 10 | 26.94% | 70.89% | 73% | 24.98% | 39.87% | 92.49% | 52.6% | 87.27% | 26.23% | 10 | 42.3368 | 27.5938 | 27.3136 | 38.892 | 35.7656 | 44.2893 | 29.0003 | 11.0775 | 47.2325 | 10 | 11.1871 | 7.2323 | 7.1571 | 10.2789 | 9.3569 | -113.3549 | -36.9394 | 0 | 11.3087 | 10 | 0.89172 | 3.8238 | 2.8112 | 7.0431 | 8.5394 | 15.3557 | 8.7509 | 4.8484 | 2.0803 | 10 | 1.7905 | 0.15006 | 0.13198 | 1.3412 | 0 | 0 | 0 | 0 | 0.69952 | 10 | 566355.875 | 2595883.25 | 6925381 | 229772.1406 | 73345.3516 | 5266560 | 2994996.5 | 4587119 | 677787.5625
1083 | Gas CC 2x1 | Area 1001 Gas CC 2x1 2029 | 2042 | 2846.7492 | 194430713.8503 | 7065179.5 | 74.47% | 27.5196 | 3.0364 | 28.1935 | 8.2026 | 0.13371 | [10 empty] | 11 | 28.73% | 70.73% | 72.72% | 24.62% | 37.37% | 92.49% | 52.6% | 87.3% |  | 11 | 42.9975 | 27.9345 | 27.6561 | 39.4592 | 36.1123 | 45.1478 | 29.3336 | 11.2909 |  | 11 | 11.5858 | 7.4884 | 7.4107 | 10.5957 | 9.6649 | -115.5161 | -37.6437 | 0 |  | 11 | 0.909 | 3.8979 | 2.8657 | 7.1796 | 8.7049 | 15.6534 | 8.9206 | 4.9417 |  | 11 | 1.4702 | 0.17629 | 0.14838 | 2.0145 | 0 | 0 | 0 | 0 |  | 11 | 604117.0625 | 2589908 | 6898543 | 226425.0625 | 68753.6094 | 5266560 | 2994996.5 | 4588366.5
1083 | Gas CC 2x1 | Area 1001 Gas CC 2x1 2029 | 2043 | 2846.7492 | 194430713.8503 | 6828212 | 71.97% | 28.4746 | 3.0948 | 29.8444 | 8.3611 | 0.19273 | [10 empty] | 12 | 30.23% | 70.81% | 73.08% | 26.78% | 40.19% | 92.77% | 52.75% | 87.3% |  | 12 | 43.5089 | 28.4025 | 28.125 | 39.9585 | 36.4807 | 46.0306 | 29.8617 | 11.2909 |  | 12 | 11.9824 | 7.751 | 7.6688 | 10.9823 | 9.996 | -117.7403 | -38.3685 | 0 |  | 12 | 0.92678 | 3.9742 | 2.9217 | 7.32 | 8.8751 | 15.9595 | 9.095 | 4.9417 |  | 12 | 1.3354 | 0.18863 | 0.16937 | 1.4895 | 0 | 0 | 0 | 0 |  | 12 | 635658.0625 | 2592895.5 | 6933430 | 246335.4375 | 73928.3438 | 5282160 | 3003501.75 | 4588366.5
418 | Gas CC 1x1 | Area 1001 Gas CC 1x1 2029 | 2029 | 3281.2515 | 86497389.7101 | 2946469 | 80.47% | 29.3563 | 3.2392 | 21.1983 | 0 | 0.014449 | [10 empty] | 13 | 28.66% | 70.86% | 73.03% | 26.1% | 41.91% | 0.2854% | 9.596% | 87.3% |  | 13 | 43.7167 | 28.5481 | 28.2543 | 40.1968 | 36.9291 | 46.9332 | 30.574 | 11.2909 |  | 13 | 12.414 | 8.0154 | 7.9306 | 11.3852 | 10.373 | 88.7771 | 29.6103 | 0 |  | 13 | 0.94495 | 4.0521 | 2.979 | 7.4635 | 9.0491 | 16.2724 | 9.2733 | 4.9417 |  | 13 | 1.4755 | 0.1482 | 0.15824 | 1.435 | 0 | 0 | 0 | 0 |  | 13 | 602634.125 | 2594509 | 6928683.5 | 240053.0781 | 77094.1094 | 16250 | 546368.4375 | 4588366.5
418 | Gas CC 1x1 | Area 1001 Gas CC 1x1 2029 | 2030 | 3281.2515 | 86497389.7101 | 2844304.75 | 77.68% | 30.4107 | 3.2971 | 22.1005 | 5.4849 | 0.01106 | [10 empty] | 14 | 30.55% | 72.43% | 74.47% | 26.87% | 41.35% | 0.274% | 10.81% | 87.3% |  | 14 | 43.5803 | 28.4757 | 28.1935 | 39.9806 | 36.5473 | 47.8367 | 30.4711 | 11.2909 |  | 14 | 12.8379 | 8.2916 | 8.2026 | 11.7708 | 10.7216 | 90.5242 | 30.1563 | 0 |  | 14 | 0.96314 | 4.1301 | 3.0364 | 7.6072 | 9.2233 | 16.5857 | 9.4519 | 4.9417 |  | 14 | 1.4537 | 0.14743 | 0.13371 | 1.5247 | 0 | 0 | 0 | 0 |  | 14 | 642325.4375 | 2652116 | 7065179.5 | 247184.25 | 76059.5703 | 15600 | 615538.75 | 4588366.5
418 | Gas CC 1x1 | Area 1001 Gas CC 1x1 2029 | 2031 | 3281.2515 | 86497389.7101 | 2816290.5 | 76.91% | 30.7132 | 3.3553 | 23.0188 | 5.6801 | 0.011456 | [10 empty] | 15 | 30.55% | 72.43% | 74.47% | 26.87% | 41.35% | 0.274% | 10.81% | 87.3% |  | 15 | 46.1375 | 30.1385 | 29.8444 | 42.3151 | 38.8373 | 43.6701 | 31.9524 | 11.2909 |  | 15 | 13.0813 | 8.4498 | 8.3611 | 11.9913 | 10.9481 | 92.267 | 30.6894 | 0 |  | 15 | 0.98169 | 4.2096 | 3.0948 | 7.7537 | 9.4009 | 16.905 | 9.6338 | 4.9417 |  | 15 | 1.4043 | 0.20354 | 0.19273 | 1.8322 | 0 | 0 | 0 | 0 |  | 15 | 596055.3125 | 2552969.5 | 6828212 | 238531.1875 | 76772.4062 | 19500 | 534982.6875 | 4588366.5
418 | Gas CC 1x1 | Area 1001 Gas CC 1x1 2029 | 2032 | 3281.2515 | 86497389.7101 | 2743007.25 | 74.91% | 31.5338 | 3.4171 | 23.5975 | 5.8776 | 0.02405 | [10 empty] | 16 | 30.55% | 72.43% | 74.47% | 26.87% | 41.35% | 0.274% | 10.81% | 87.3% |  | 16 | 46.1375 | 30.1385 | 29.8444 | 42.3151 | 38.8373 | 43.6701 | 31.9524 | 11.2909 |  | 16 | 13.0813 | 8.4498 | 8.3611 | 11.9913 | 10.9481 | 92.267 | 30.6894 | 0 |  | 16 | 0.98169 | 4.2096 | 3.0948 | 7.7537 | 9.4009 | 16.905 | 9.6338 | 4.9417 |  | 16 | 1.4043 | 0.20354 | 0.19273 | 1.8322 | 0 | 0 | 0 | 0 |  | 16 | 596055.3125 | 2552969.5 | 6828212 | 238531.1875 | 76772.4062 | 19500 | 534982.6875 | 4588366.5
418 | Gas CC 1x1 | Area 1001 Gas CC 1x1 2029 | 2033 | 3281.2515 | 86497389.7101 | 2652803.5 | 72.45% | 32.606 | 3.4809 | 24.9539 | 6.0942 | 0.041798 | [10 empty] | 17 | 30.55% | 72.43% | 74.47% | 26.87% | 41.35% | 0.274% | 10.81% | 87.3% |  | 17 | 46.1375 | 30.1385 | 29.8444 | 42.3151 | 38.8373 | 43.6701 | 31.9524 | 11.2909 |  | 17 | 13.0813 | 8.4498 | 8.3611 | 11.9913 | 10.9481 | 92.267 | 30.6894 | 0 |  | 17 | 0.98169 | 4.2096 | 3.0948 | 7.7537 | 9.4009 | 16.905 | 9.6338 | 4.9417 |  | 17 | 1.4043 | 0.20354 | 0.19273 | 1.8322 | 0 | 0 | 0 | 0 |  | 17 | 596055.3125 | 2552969.5 | 6828212 | 238531.1875 | 76772.4062 | 19500 | 534982.6875 | 4588366.5
418 | Gas CC 1x1 | Area 1001 Gas CC 1x1 2029 | 2034 | 3281.2515 | 86497389.7101 | 2594194.5 | 70.85% | 33.3427 | 3.5461 | 25.6604 | 6.3074 | 0.08688 | [10 empty] | 18 | 30.55% | 72.43% | 74.47% | 26.87% | 41.35% | 0.274% | 10.81% | 87.3% |  | 18 | 46.1375 | 30.1385 | 29.8444 | 42.3151 | 38.8373 | 43.6701 | 31.9524 | 11.2909 |  | 18 | 13.0813 | 8.4498 | 8.3611 | 11.9913 | 10.9481 | 92.267 | 30.6894 | 0 |  | 18 | 0.98169 | 4.2096 | 3.0948 | 7.7537 | 9.4009 | 16.905 | 9.6338 | 4.9417 |  | 18 | 1.4043 | 0.20354 | 0.19273 | 1.8322 | 0 | 0 | 0 | 0 |  | 18 | 596055.3125 | 2552969.5 | 6828212 | 238531.1875 | 76772.4062 | 19500 | 534982.6875 | 4588366.5
418 | Gas CC 1x1 | Area 1001 Gas CC 1x1 2029 | 2035 | 3281.2515 | 86497389.7101 | 2601876.25 | 71.06% | 33.2442 | 3.6126 | 26.0729 | 6.5233 | 0.066135 | [10 empty] | 19 | 30.55% | 72.43% | 74.47% | 26.87% | 41.35% | 0.274% | 10.81% | 87.3% |  | 19 | 46.1375 | 30.1385 | 29.8444 | 42.3151 | 38.8373 | 43.6701 | 31.9524 | 11.2909 |  | 19 | 13.0813 | 8.4498 | 8.3611 | 11.9913 | 10.9481 | 92.267 | 30.6894 | 0 |  | 19 | 0.98169 | 4.2096 | 3.0948 | 7.7537 | 9.4009 | 16.905 | 9.6338 | 4.9417 |  | 19 | 1.4043 | 0.20354 | 0.19273 | 1.8322 | 0 | 0 | 0 | 0 |  | 19 | 596055.3125 | 2552969.5 | 6828212 | 238531.1875 | 76772.4062 | 19500 | 534982.6875 | 4588366.5
418 | Gas CC 1x1 | Area 1001 Gas CC 1x1 2029 | 2036 | 3281.2515 | 86497389.7101 | 2625883.25 | 71.71% | 32.9403 | 3.6814 | 26.3253 | 6.7498 | 0.10722 | [10 empty] | 20 | 30.55% | 72.43% | 74.47% | 26.87% | 41.35% | 0.274% | 10.81% | 87.3% |  | 20 | 46.1375 | 30.1385 | 29.8444 | 42.3151 | 38.8373 | 43.6701 | 31.9524 | 11.2909 |  | 20 | 13.0813 | 8.4498 | 8.3611 | 11.9913 | 10.9481 | 92.267 | 30.6894 | 0 |  | 20 | 0.98169 | 4.2096 | 3.0948 | 7.7537 | 9.4009 | 16.905 | 9.6338 | 4.9417 |  | 20 | 1.4043 | 0.20354 | 0.19273 | 1.8322 | 0 | 0 | 0 | 0 |  | 20 | 596055.3125 | 2552969.5 | 6828212 | 238531.1875 | 76772.4062 | 19500 | 534982.6875 | 4588366.5
418 | Gas CC 1x1 | Area 1001 Gas CC 1x1 2029 | 2037 | 3281.2515 | 86497389.7101 | 2637464.5 | 72.03% | 32.7957 | 3.7519 | 26.9328 | 6.9868 | 0.12205 | [10 empty] | 21 | 30.55% | 72.43% | 74.47% | 26.87% |  | 0.274% | 10.81% | 87.3% |  | 21 | 46.1375 | 30.1385 | 29.8444 | 42.3151 |  | 43.6701 | 31.9524 | 11.2909 |  | 21 | 13.0813 | 8.4498 | 8.3611 | 11.9913 |  | 92.267 | 30.6894 | 0 |  | 21 | 0.98169 | 4.2096 | 3.0948 | 7.7537 |  | 16.905 | 9.6338 | 4.9417 |  | 21 | 1.4043 | 0.20354 | 0.19273 | 1.8322 |  | 0 | 0 | 0 |  | 21 | 596055.3125 | 2552969.5 | 6828212 | 238531.1875 |  | 19500 | 534982.6875 | 4588366.5
418 | Gas CC 1x1 | Area 1001 Gas CC 1x1 2029 | 2038 | 3281.2515 | 86497389.7101 | 2595883.25 | 70.89% | 33.321 | 3.8238 | 27.5938 | 7.2323 | 0.15006 | [10 empty] | 22 | 30.55% | 72.43% | 74.47% | 26.87% |  | 0.274% | 10.81% | 87.3% |  | 22 | 46.1375 | 30.1385 | 29.8444 | 42.3151 |  | 43.6701 | 31.9524 | 11.2909 |  | 22 | 13.0813 | 8.4498 | 8.3611 | 11.9913 |  | 92.267 | 30.6894 | 0 |  | 22 | 0.98169 | 4.2096 | 3.0948 | 7.7537 |  | 16.905 | 9.6338 | 4.9417 |  | 22 | 1.4043 | 0.20354 | 0.19273 | 1.8322 |  | 0 | 0 | 0 |  | 22 | 596055.3125 | 2552969.5 | 6828212 | 238531.1875 |  | 19500 | 534982.6875 | 4588366.5
418 | Gas CC 1x1 | Area 1001 Gas CC 1x1 2029 | 2039 | 3281.2515 | 86497389.7101 | 2589908 | 70.73% | 33.3979 | 3.8979 | 27.9345 | 7.4884 | 0.17629 | [10 empty] | 23 | 30.55% | 72.43% | 74.47% | 26.87% |  | 0.274% | 10.81% | 87.3% |  | 23 | 46.1375 | 30.1385 | 29.8444 | 42.3151 |  | 43.6701 | 31.9524 | 11.2909 |  | 23 | 13.0813 | 8.4498 | 8.3611 | 11.9913 |  | 92.267 | 30.6894 | 0 |  | 23 | 0.98169 | 4.2096 | 3.0948 | 7.7537 |  | 16.905 | 9.6338 | 4.9417 |  | 23 | 1.4043 | 0.20354 | 0.19273 | 1.8322 |  | 0 | 0 | 0 |  | 23 | 596055.3125 | 2552969.5 | 6828212 | 238531.1875 |  | 19500 | 534982.6875 | 4588366.5
418 | Gas CC 1x1 | Area 1001 Gas CC 1x1 2029 | 2040 | 3281.2515 | 86497389.7101 | 2592895.5 | 70.81% | 33.3594 | 3.9742 | 28.4025 | 7.751 | 0.18863 | [10 empty] | 24 | 30.55% | 72.43% | 74.47% | 26.87% |  | 0.274% | 10.81% | 87.3% |  | 24 | 46.1375 | 30.1385 | 29.8444 | 42.3151 |  | 43.6701 | 31.9524 | 11.2909 |  | 24 | 13.0813 | 8.4498 | 8.3611 | 11.9913 |  | 92.267 | 30.6894 | 0 |  | 24 | 0.98169 | 4.2096 | 3.0948 | 7.7537 |  | 16.905 | 9.6338 | 4.9417 |  | 24 | 1.4043 | 0.20354 | 0.19273 | 1.8322 |  | 0 | 0 | 0 |  | 24 | 596055.3125 | 2552969.5 | 6828212 | 238531.1875 |  | 19500 | 534982.6875 | 4588366.5
418 | Gas CC 1x1 | Area 1001 Gas CC 1x1 2029 | 2041 | 3281.2515 | 86497389.7101 | 2594509 | 70.86% | 33.3386 | 4.0521 | 28.5481 | 8.0154 | 0.1482 | [10 empty] | 25 | 30.55% | 72.43% | 74.47% | 26.87% |  | 0.274% | 10.81% | 87.3% |  | 25 | 46.1375 | 30.1385 | 29.8444 | 42.3151 |  | 43.6701 | 31.9524 | 11.2909 |  | 25 | 13.0813 | 8.4498 | 8.3611 | 11.9913 |  | 92.267 | 30.6894 | 0 |  | 25 | 0.98169 | 4.2096 | 3.0948 | 7.7537 |  | 16.905 | 9.6338 | 4.9417 |  | 25 | 1.4043 | 0.20354 | 0.19273 | 1.8322 |  | 0 | 0 | 0 |  | 25 | 596055.3125 | 2552969.5 | 6828212 | 238531.1875 |  | 19500 | 534982.6875 | 4588366.5
418 | Gas CC 1x1 | Area 1001 Gas CC 1x1 2029 | 2042 | 3281.2515 | 86497389.7101 | 2652116 | 72.43% | 32.6145 | 4.1301 | 28.4757 | 8.2916 | 0.14743 | [10 empty] | 26 | 30.55% | 72.43% | 74.47% | 26.87% |  | 0.274% | 10.81% | 87.3% |  | 26 | 46.1375 | 30.1385 | 29.8444 | 42.3151 |  | 43.6701 | 31.9524 | 11.2909 |  | 26 | 13.0813 | 8.4498 | 8.3611 | 11.9913 |  | 92.267 | 30.6894 | 0 |  | 26 | 0.98169 | 4.2096 | 3.0948 | 7.7537 |  | 16.905 | 9.6338 | 4.9417 |  | 26 | 1.4043 | 0.20354 | 0.19273 | 1.8322 |  | 0 | 0 | 0 |  | 26 | 596055.3125 | 2552969.5 | 6828212 | 238531.1875 |  | 19500 | 534982.6875 | 4588366.5
418 | Gas CC 1x1 | Area 1001 Gas CC 1x1 2029 | 2043 | 3281.2515 | 86497389.7101 | 2552969.5 | 69.72% | 33.8811 | 4.2096 | 30.1385 | 8.4498 | 0.20354 | [10 empty] | 27 | 30.55% | 72.43% | 74.47% | 26.87% |  | 0.274% | 10.81% | 87.3% |  | 27 | 46.1375 | 30.1385 | 29.8444 | 42.3151 |  | 43.6701 | 31.9524 | 11.2909 |  | 27 | 13.0813 | 8.4498 | 8.3611 | 11.9913 |  | 92.267 | 30.6894 | 0 |  | 27 | 0.98169 | 4.2096 | 3.0948 | 7.7537 |  | 16.905 | 9.6338 | 4.9417 |  | 27 | 1.4043 | 0.20354 | 0.19273 | 1.8322 |  | 0 | 0 | 0 |  | 27 | 596055.3125 | 2552969.5 | 6828212 | 238531.1875 |  | 19500 | 534982.6875 | 4588366.5
240 | Gas CT | Area 1001 Gas CT 2029 | 2029 | 1953.9277 | 29573785.8623 | 1161067 | 55.23% | 25.4712 | 0.75538 | 32.7261 | 0 | 0.25154 | [10 empty] | 28 | 30.55% | 72.43% | 74.47% | 26.87% |  | 0.274% | 10.81% | 87.3% |  | 28 | 46.1375 | 30.1385 | 29.8444 | 42.3151 |  | 43.6701 | 31.9524 | 11.2909 |  | 28 | 13.0813 | 8.4498 | 8.3611 | 11.9913 |  | 92.267 | 30.6894 | 0 |  | 28 | 0.98169 | 4.2096 | 3.0948 | 7.7537 |  | 16.905 | 9.6338 | 4.9417 |  | 28 | 1.4043 | 0.20354 | 0.19273 | 1.8322 |  | 0 | 0 | 0 |  | 28 | 596055.3125 | 2552969.5 | 6828212 | 238531.1875 |  | 19500 | 534982.6875 | 4588366.5
240 | Gas CT | Area 1001 Gas CT 2029 | 2030 | 1953.9277 | 29573785.8623 | 785905.3125 | 37.38% | 37.6302 | 0.76889 | 34.4277 | 8.5066 | 1.8486 | [10 empty] | 29 | 30.55% | 72.43% | 74.47% | 26.87% |  | 0.274% | 10.81% | 87.3% |  | 29 | 46.1375 | 30.1385 | 29.8444 | 42.3151 |  | 43.6701 | 31.9524 | 11.2909 |  | 29 | 13.0813 | 8.4498 | 8.3611 | 11.9913 |  | 92.267 | 30.6894 | 0 |  | 29 | 0.98169 | 4.2096 | 3.0948 | 7.7537 |  | 16.905 | 9.6338 | 4.9417 |  | 29 | 1.4043 | 0.20354 | 0.19273 | 1.8322 |  | 0 | 0 | 0 |  | 29 | 596055.3125 | 2552969.5 | 6828212 | 238531.1875 |  | 19500 | 534982.6875 | 4588366.5
240 | Gas CT | Area 1001 Gas CT 2029 | 2031 | 1953.9277 | 29573785.8623 | 726451.1875 | 34.55% | 40.7099 | 0.78247 | 35.7041 | 8.8039 | 1.3582 | [10 empty] | 30 | 30.55% | 72.43% | 74.47% | 26.87% |  | 0.274% | 10.81% | 87.3% |  | 30 | 46.1375 | 30.1385 | 29.8444 | 42.3151 |  | 43.6701 | 31.9524 | 11.2909 |  | 30 | 13.0813 | 8.4498 | 8.3611 | 11.9913 |  | 92.267 | 30.6894 | 0 |  | 30 | 0.98169 | 4.2096 | 3.0948 | 7.7537 |  | 16.905 | 9.6338 | 4.9417 |  | 30 | 1.4043 | 0.20354 | 0.19273 | 1.8322 |  | 0 | 0 | 0 |  | 30 | 596055.3125 | 2552969.5 | 6828212 | 238531.1875 |  | 19500 | 534982.6875 | 4588366.5
240 | Gas CT | Area 1001 Gas CT 2029 | 2032 | 1953.9277 | 29573785.8623 | 633711.6875 | 30.14% | 46.6676 | 0.79687 | 36.3007 | 9.0963 | 2.2579 | [10 empty] | 31 | [5 empty] | 0.274% | 10.81% | 87.3% |  | 31 | [5 empty] | 43.6701 | 31.9524 | 11.2909 |  | 31 | [5 empty] | 92.267 | 30.6894 | 0 |  | 31 | [5 empty] | 16.905 | 9.6338 | 4.9417 |  | 31 | [5 empty] | 0 | 0 | 0 |  | 31 | [5 empty] | 19500 | 534982.6875 | 4588366.5
240 | Gas CT | Area 1001 Gas CT 2029 | 2033 | 1953.9277 | 29573785.8623 | 565523.8125 | 26.9% | 52.2945 | 0.81175 | 38.7813 | 9.4203 | 2.0946 | [10 empty] | 32 | [5 empty] | 0.274% | 10.81% | 87.3% |  | 32 | [5 empty] | 43.6701 | 31.9524 | 11.2909 |  | 32 | [5 empty] | 92.267 | 30.6894 | 0 |  | 32 | [5 empty] | 16.905 | 9.6338 | 4.9417 |  | 32 | [5 empty] | 0 | 0 | 0 |  | 32 | [5 empty] | 19500 | 534982.6875 | 4588366.5
240 | Gas CT | Area 1001 Gas CT 2029 | 2034 | 1953.9277 | 29573785.8623 | 520092.6562 | 24.74% | 56.8625 | 0.82695 | 39.7277 | 9.7453 | 2.2819 | [10 empty] | 33 | [5 empty] | 0.274% | 10.81% | 87.3% |  | 33 | [5 empty] | 43.6701 | 31.9524 | 11.2909 |  | 33 | [5 empty] | 92.267 | 30.6894 | 0 |  | 33 | [5 empty] | 16.905 | 9.6338 | 4.9417 |  | 33 | [5 empty] | 0 | 0 | 0 |  | 33 | [5 empty] | 19500 | 534982.6875 | 4588366.5
240 | Gas CT | Area 1001 Gas CT 2029 | 2035 | 1953.9277 | 29573785.8623 | 513007.2812 | 24.4% | 57.6479 | 0.84247 | 40.3719 | 10.0773 | 3.4737 | [10 empty] | 34 | [5 empty] | 0.274% | 10.81% | 87.3% |  | 34 | [5 empty] | 43.6701 | 31.9524 | 11.2909 |  | 34 | [5 empty] | 92.267 | 30.6894 | 0 |  | 34 | [5 empty] | 16.905 | 9.6338 | 4.9417 |  | 34 | [5 empty] | 0 | 0 | 0 |  | 34 | [5 empty] | 19500 | 534982.6875 | 4588366.5
240 | Gas CT | Area 1001 Gas CT 2029 | 2036 | 1953.9277 | 29573785.8623 | 594990.3125 | 28.3% | 49.7047 | 0.8585 | 40.8595 | 10.4452 | 2.7952 | [10 empty] | 35 | [5 empty] | 0.274% | 10.81% | 87.3% |  | 35 | [5 empty] | 43.6701 | 31.9524 | 11.2909 |  | 35 | [5 empty] | 92.267 | 30.6894 | 0 |  | 35 | [5 empty] | 16.905 | 9.6338 | 4.9417 |  | 35 | [5 empty] | 0 | 0 | 0 |  | 35 | [5 empty] | 19500 | 534982.6875 | 4588366.5
240 | Gas CT | Area 1001 Gas CT 2029 | 2037 | 1953.9277 | 29573785.8623 | 556316.1875 | 26.46% | 53.16 | 0.87495 | 41.5395 | 10.805 | 1.6659 | [10 empty] | 36 | [5 empty] | 0.274% | 10.81% | 87.3% |  | 36 | [5 empty] | 43.6701 | 31.9524 | 11.2909 |  | 36 | [5 empty] | 92.267 | 30.6894 | 0 |  | 36 | [5 empty] | 16.905 | 9.6338 | 4.9417 |  | 36 | [5 empty] | 0 | 0 | 0 |  | 36 | [5 empty] | 19500 | 534982.6875 | 4588366.5
240 | Gas CT | Area 1001 Gas CT 2029 | 2038 | 1953.9277 | 29573785.8623 | 566355.875 | 26.94% | 52.2177 | 0.89172 | 42.3368 | 11.1871 | 1.7905 | [10 empty] | 37 | [5 empty] | 0.274% | 10.81% | 87.3% |  | 37 | [5 empty] | 43.6701 | 31.9524 | 11.2909 |  | 37 | [5 empty] | 92.267 | 30.6894 | 0 |  | 37 | [5 empty] | 16.905 | 9.6338 | 4.9417 |  | 37 | [5 empty] | 0 | 0 | 0 |  | 37 | [5 empty] | 19500 | 534982.6875 | 4588366.5
240 | Gas CT | Area 1001 Gas CT 2029 | 2039 | 1953.9277 | 29573785.8623 | 604117.0625 | 28.73% | 48.9537 | 0.909 | 42.9975 | 11.5858 | 1.4702 | [10 empty] | 38 | [5 empty] | 0.274% | 10.81% | 87.3% |  | 38 | [5 empty] | 43.6701 | 31.9524 | 11.2909 |  | 38 | [5 empty] | 92.267 | 30.6894 | 0 |  | 38 | [5 empty] | 16.905 | 9.6338 | 4.9417 |  | 38 | [5 empty] | 0 | 0 | 0 |  | 38 | [5 empty] | 19500 | 534982.6875 | 4588366.5
240 | Gas CT | Area 1001 Gas CT 2029 | 2040 | 1953.9277 | 29573785.8623 | 635658.0625 | 30.23% | 46.5247 | 0.92678 | 43.5089 | 11.9824 | 1.3354 | [10 empty] | 39 | [5 empty] | 0.274% | 10.81% | 87.3% |  | 39 | [5 empty] | 43.6701 | 31.9524 | 11.2909 |  | 39 | [5 empty] | 92.267 | 30.6894 | 0 |  | 39 | [5 empty] | 16.905 | 9.6338 | 4.9417 |  | 39 | [5 empty] | 0 | 0 | 0 |  | 39 | [5 empty] | 19500 | 534982.6875 | 4588366.5
240 | Gas CT | Area 1001 Gas CT 2029 | 2041 | 1953.9277 | 29573785.8623 | 602634.125 | 28.66% | 49.0742 | 0.94495 | 43.7167 | 12.414 | 1.4755 | [10 empty] | 40 | [5 empty] | 0.274% | 10.81% | 87.3% |  | 40 | [5 empty] | 43.6701 | 31.9524 | 11.2909 |  | 40 | [5 empty] | 92.267 | 30.6894 | 0 |  | 40 | [5 empty] | 16.905 | 9.6338 | 4.9417 |  | 40 | [5 empty] | 0 | 0 | 0 |  | 40 | [5 empty] | 19500 | 534982.6875 | 4588366.5
240 | Gas CT | Area 1001 Gas CT 2029 | 2042 | 1953.9277 | 29573785.8623 | 642325.4375 | 30.55% | 46.0417 | 0.96314 | 43.5803 | 12.8379 | 1.4537
240 | Gas CT | Area 1001 Gas CT 2029 | 2043 | 1953.9277 | 29573785.8623 | 596055.3125 | 28.35% | 49.6158 | 0.98169 | 46.1375 | 13.0813 | 1.4043
105 | Gas Aero CT | Area 1001 Gas Aero CT 2029 | 2029 | 3236.419 | 21430940.7967 | 412890.625 | 44.89% | 51.9046 | 5.9663 | 30.5724 | 0 | 0.39543
105 | Gas Aero CT | Area 1001 Gas Aero CT 2029 | 2030 | 3236.419 | 21430940.7967 | 307363.0625 | 33.42% | 69.7252 | 6.0729 | 31.8323 | 7.8636 | 0.75189
105 | Gas Aero CT | Area 1001 Gas Aero CT 2029 | 2031 | 3236.419 | 21430940.7967 | 288137.3125 | 31.33% | 74.3775 | 6.1802 | 33.0544 | 8.1408 | 0.55102
105 | Gas Aero CT | Area 1001 Gas Aero CT 2029 | 2032 | 3236.419 | 21430940.7967 | 250698.6406 | 27.26% | 85.4849 | 6.2939 | 33.5503 | 8.4037 | 0.9687
105 | Gas Aero CT | Area 1001 Gas Aero CT 2029 | 2033 | 3236.419 | 21430940.7967 | 224568.0781 | 24.41% | 95.4318 | 6.4115 | 35.8071 | 8.691 | 0.9672
105 | Gas Aero CT | Area 1001 Gas Aero CT 2029 | 2034 | 3236.419 | 21430940.7967 | 208987.25 | 22.72% | 102.5466 | 6.5315 | 36.7131 | 8.9832 | 1.1516
105 | Gas Aero CT | Area 1001 Gas Aero CT 2029 | 2035 | 3236.419 | 21430940.7967 | 184087.4375 | 20.01% | 116.4172 | 6.654 | 37.4534 | 9.252 | 1.8945
105 | Gas Aero CT | Area 1001 Gas Aero CT 2029 | 2036 | 3236.419 | 21430940.7967 | 231514.4062 | 25.17% | 92.5685 | 6.7807 | 37.6094 | 9.606 | 1.4242
105 | Gas Aero CT | Area 1001 Gas Aero CT 2029 | 2037 | 3236.419 | 21430940.7967 | 207629.7031 | 22.57% | 103.2171 | 6.9106 | 38.1801 | 9.9002 | 1.7052
105 | Gas Aero CT | Area 1001 Gas Aero CT 2029 | 2038 | 3236.419 | 21430940.7967 | 229772.1406 | 24.98% | 93.2704 | 7.0431 | 38.892 | 10.2789 | 1.3412
105 | Gas Aero CT | Area 1001 Gas Aero CT 2029 | 2039 | 3236.419 | 21430940.7967 | 226425.0625 | 24.62% | 94.6492 | 7.1796 | 39.4592 | 10.5957 | 2.0145
105 | Gas Aero CT | Area 1001 Gas Aero CT 2029 | 2040 | 3236.419 | 21430940.7967 | 246335.4375 | 26.78% | 86.999 | 7.32 | 39.9585 | 10.9823 | 1.4895
105 | Gas Aero CT | Area 1001 Gas Aero CT 2029 | 2041 | 3236.419 | 21430940.7967 | 240053.0781 | 26.1% | 89.2758 | 7.4635 | 40.1968 | 11.3852 | 1.435
105 | Gas Aero CT | Area 1001 Gas Aero CT 2029 | 2042 | 3236.419 | 21430940.7967 | 247184.25 | 26.87% | 86.7003 | 7.6072 | 39.9806 | 11.7708 | 1.5247
105 | Gas Aero CT | Area 1001 Gas Aero CT 2029 | 2043 | 3236.419 | 21430940.7967 | 238531.1875 | 25.93% | 89.8454 | 7.7537 | 42.3151 | 11.9913 | 1.8322
21 | Gas IC | Area 1001 Gas IC 2029 | 2029 | 6149.5853 | 8144273.0129 | 112262.5156 | 61.03% | 72.5467 | 7.2338 | 27.5881 | 0 | 0
21 | Gas IC | Area 1001 Gas IC 2029 | 2030 | 6149.5853 | 8144273.0129 | 92853.5859 | 50.47% | 87.7109 | 7.3631 | 28.9418 | 7.1105 | 0
21 | Gas IC | Area 1001 Gas IC 2029 | 2031 | 6149.5853 | 8144273.0129 | 96460.8984 | 52.44% | 84.4308 | 7.4932 | 30.1079 | 7.4094 | 0
21 | Gas IC | Area 1001 Gas IC 2029 | 2032 | 6149.5853 | 8144273.0129 | 75050.9141 | 40.8% | 108.5166 | 7.631 | 30.4364 | 7.6166 | 0
21 | Gas IC | Area 1001 Gas IC 2029 | 2033 | 6149.5853 | 8144273.0129 | 66093.7422 | 35.93% | 123.2231 | 7.7736 | 32.7968 | 7.8801 | 0
21 | Gas IC | Area 1001 Gas IC 2029 | 2034 | 6149.5853 | 8144273.0129 | 70604.4766 | 38.38% | 115.3507 | 7.9191 | 33.5681 | 8.1788 | 0
21 | Gas IC | Area 1001 Gas IC 2029 | 2035 | 6149.5853 | 8144273.0129 | 65648.5078 | 35.69% | 124.0588 | 8.0677 | 34.1273 | 8.4718 | 0
21 | Gas IC | Area 1001 Gas IC 2029 | 2036 | 6149.5853 | 8144273.0129 | 69529.1641 | 37.8% | 117.1346 | 8.2212 | 34.1175 | 8.7208 | 0
21 | Gas IC | Area 1001 Gas IC 2029 | 2037 | 6149.5853 | 8144273.0129 | 65161.2812 | 35.42% | 124.9864 | 8.3788 | 35.1269 | 9.0279 | 0
21 | Gas IC | Area 1001 Gas IC 2029 | 2038 | 6149.5853 | 8144273.0129 | 73345.3516 | 39.87% | 111.0401 | 8.5394 | 35.7656 | 9.3569 | 0
21 | Gas IC | Area 1001 Gas IC 2029 | 2039 | 6149.5853 | 8144273.0129 | 68753.6094 | 37.37% | 118.4559 | 8.7049 | 36.1123 | 9.6649 | 0
21 | Gas IC | Area 1001 Gas IC 2029 | 2040 | 6149.5853 | 8144273.0129 | 73928.3438 | 40.19% | 110.1644 | 8.8751 | 36.4807 | 9.996 | 0
21 | Gas IC | Area 1001 Gas IC 2029 | 2041 | 6149.5853 | 8144273.0129 | 77094.1094 | 41.91% | 105.6407 | 9.0491 | 36.9291 | 10.373 | 0
21 | Gas IC | Area 1001 Gas IC 2029 | 2042 | 6149.5853 | 8144273.0129 | 76059.5703 | 41.35% | 107.0776 | 9.2233 | 36.5473 | 10.7216 | 0
21 | Gas IC | Area 1001 Gas IC 2029 | 2043 | 6149.5853 | 8144273.0129 | 76772.4062 | 41.73% | 106.0833 | 9.4009 | 38.8373 | 10.9481 | 0
650 | Gas CCS | Area 1001 Gas CCS 2029 | 2029 | 7618.5213 | 312299465.6213 | 2994996.5 | 52.6% | 104.2737 | 7.413 | 22.4302 | -31.9106 | 0
650 | Gas CCS | Area 1001 Gas CCS 2029 | 2030 | 7618.5213 | 312299465.6213 | 2994996.5 | 52.6% | 104.2737 | 7.5455 | 23.3036 | -31.925 | 0
650 | Gas CCS | Area 1001 Gas CCS 2029 | 2031 | 7618.5213 | 312299465.6213 | 2994996.5 | 52.6% | 104.2737 | 7.6788 | 24.2698 | -32.4801 | 0
650 | Gas CCS | Area 1001 Gas CCS 2029 | 2032 | 7618.5213 | 312299465.6213 | 3003501.75 | 52.75% | 103.9785 | 7.8201 | 24.9041 | -33.0679 | 0
650 | Gas CCS | Area 1001 Gas CCS 2029 | 2033 | 7618.5213 | 312299465.6213 | 2994996.5 | 52.6% | 104.2737 | 7.9662 | 26.3006 | -33.6763 | 0
650 | Gas CCS | Area 1001 Gas CCS 2029 | 2034 | 7618.5213 | 312299465.6213 | 2994996.5 | 52.6% | 104.2737 | 8.1153 | 27.0356 | -34.2965 | 0
650 | Gas CCS | Area 1001 Gas CCS 2029 | 2035 | 7618.5213 | 312299465.6213 | 2994996.5 | 52.6% | 104.2737 | 8.2676 | 27.4545 | -34.9299 | 0
650 | Gas CCS | Area 1001 Gas CCS 2029 | 2036 | 7618.5213 | 312299465.6213 | 3003501.75 | 52.75% | 103.9785 | 8.4249 | 27.7297 | -35.5841 | 0
650 | Gas CCS | Area 1001 Gas CCS 2029 | 2037 | 7618.5213 | 312299465.6213 | 2994996.5 | 52.6% | 104.2737 | 8.5864 | 28.3402 | -36.2555 | 0
650 | Gas CCS | Area 1001 Gas CCS 2029 | 2038 | 7618.5213 | 312299465.6213 | 2994996.5 | 52.6% | 104.2737 | 8.7509 | 29.0003 | -36.9394 | 0
650 | Gas CCS | Area 1001 Gas CCS 2029 | 2039 | 7618.5213 | 312299465.6213 | 2994996.5 | 52.6% | 104.2737 | 8.9206 | 29.3336 | -37.6437 | 0
650 | Gas CCS | Area 1001 Gas CCS 2029 | 2040 | 7618.5213 | 312299465.6213 | 3003501.75 | 52.75% | 103.9785 | 9.095 | 29.8617 | -38.3685 | 0
650 | Gas CCS | Area 1001 Gas CCS 2029 | 2041 | 7618.5213 | 312299465.6213 | 546368.4375 | 9.596% | 571.5913 | 9.2733 | 30.574 | 29.6103 | 0
650 | Gas CCS | Area 1001 Gas CCS 2029 | 2042 | 7618.5213 | 312299465.6213 | 615538.75 | 10.81% | 507.3596 | 9.4519 | 30.4711 | 30.1563 | 0
650 | Gas CCS | Area 1001 Gas CCS 2029 | 2043 | 7618.5213 | 312299465.6213 | 534982.6875 | 9.396% | 583.7562 | 9.6338 | 31.9524 | 30.6894 | 0
600 | SMR | Area 1001 SMR 2033 | 2033 | 16267.4882 | 661478133.0339 | 4604923 | 87.61% | 143.6459 | 4.0863 | 9.3388 | 0 | 0 | 0 | 7621.2
600 | SMR | Area 1001 SMR 2033 | 2034 | 16267.4882 | 661478133.0339 | 4601553.5 | 87.55% | 143.751 | 4.1628 | 9.5131 | 0 | 0 |  | 0
600 | SMR | Area 1001 SMR 2033 | 2035 | 16267.4882 | 661478133.0339 | 4601407.5 | 87.55% | 143.7556 | 4.2409 | 9.6916 | 0 | 0
600 | SMR | Area 1001 SMR 2033 | 2036 | 16267.4882 | 661478133.0339 | 4611338 | 87.73% | 143.446 | 4.3216 | 9.8756 | 0 | 0 | 1102463.5551
600 | SMR | Area 1001 SMR 2033 | 2037 | 16267.4882 | 661478133.0339 | 4596871.5 | 87.46% | 143.8975 | 4.4044 | 10.0647 | 0 | 0
600 | SMR | Area 1001 SMR 2033 | 2038 | 16267.4882 | 661478133.0339 | 4594255 | 87.41% | 143.9794 | 4.4888 | 10.2571 | 0 | 0 | 0
600 | SMR | Area 1001 SMR 2033 | 2039 | 16267.4882 | 661478133.0339 | 4587921 | 87.29% | 144.1782 | 4.5758 | 10.4549 | 0 | 0
600 | SMR | Area 1001 SMR 2033 | 2040 | 16267.4882 | 661478133.0339 | 4595729.5 | 87.44% | 143.9332 | 4.6653 | 10.6585 | 0 | 0
600 | SMR | Area 1001 SMR 2033 | 2041 | 16267.4882 | 661478133.0339 | 4588812 | 87.31% | 144.1502 | 4.7568 | 10.8685 | 0 | 0
600 | SMR | Area 1001 SMR 2033 | 2042 | 16267.4882 | 661478133.0339 | 4587119 | 87.27% | 144.2034 | 4.8484 | 11.0775 | 0 | 0
600 | SMR | Area 1001 SMR 2033 | 2043 | 16267.4882 | 661478133.0339 | 4588366.5 | 87.3% | 144.1642 | 4.9417 | 11.2909 | 0 | 0
650 | Coal | Area 1001 Coal CCS 2029 | 2029 | 16586.3993 | 679911949.5906 | 5266560 | 92.49% | 129.0998 | 13.008 | 32.7959 | -97.9231 | 0
650 | Coal | Area 1001 Coal CCS 2029 | 2030 | 16586.3993 | 679911949.5906 | 5266560 | 92.49% | 129.0998 | 13.2405 | 32.6572 | -97.9674 | 0
650 | Coal | Area 1001 Coal CCS 2029 | 2031 | 16586.3993 | 679911949.5906 | 5266560 | 92.49% | 129.0998 | 13.4744 | 32.8689 | -99.6707 | 0
650 | Coal | Area 1001 Coal CCS 2029 | 2032 | 16586.3993 | 679911949.5906 | 5282160 | 92.77% | 128.7185 | 13.7223 | 39.5782 | -101.4746 | 0
650 | Coal | Area 1001 Coal CCS 2029 | 2033 | 16586.3993 | 679911949.5906 | 5266560 | 92.49% | 129.0998 | 13.9787 | 40.3176 | -103.3415 | 0
650 | Coal | Area 1001 Coal CCS 2029 | 2034 | 16586.3993 | 679911949.5906 | 5266560 | 92.49% | 129.0998 | 14.2403 | 41.0721 | -105.2447 | 0
650 | Coal | Area 1001 Coal CCS 2029 | 2035 | 16586.3993 | 679911949.5906 | 5266560 | 92.49% | 129.0998 | 14.5075 | 41.8429 | -107.1883 | 0
650 | Coal | Area 1001 Coal CCS 2029 | 2036 | 16586.3993 | 679911949.5906 | 5282160 | 92.77% | 128.7185 | 14.7836 | 42.6392 | -109.196 | 0
650 | Coal | Area 1001 Coal CCS 2029 | 2037 | 16586.3993 | 679911949.5906 | 5266560 | 92.49% | 129.0998 | 15.067 | 43.4565 | -111.2562 | 0
650 | Coal | Area 1001 Coal CCS 2029 | 2038 | 16586.3993 | 679911949.5906 | 5266560 | 92.49% | 129.0998 | 15.3557 | 44.2893 | -113.3549 | 0
650 | Coal | Area 1001 Coal CCS 2029 | 2039 | 16586.3993 | 679911949.5906 | 5266560 | 92.49% | 129.0998 | 15.6534 | 45.1478 | -115.5161 | 0
650 | Coal | Area 1001 Coal CCS 2029 | 2040 | 16586.3993 | 679911949.5906 | 5282160 | 92.77% | 128.7185 | 15.9595 | 46.0306 | -117.7403 | 0
650 | Coal | Area 1001 Coal CCS 2029 | 2041 | 16586.3993 | 679911949.5906 | 16250 | 0.2854% | 41840.7354 | 16.2724 | 46.9332 | 88.7771 | 0
650 | Coal | Area 1001 Coal CCS 2029 | 2042 | 16586.3993 | 679911949.5906 | 15600 | 0.274% | 43584.0993 | 16.5857 | 47.8367 | 90.5242 | 0
650 | Coal | Area 1001 Coal CCS 2029 | 2043 | 16586.3993 | 679911949.5906 | 19500 | 0.3425% | 34867.2795 | 16.905 | 43.6701 | 92.267 | 0
295 | Big Sandy #1_Ext Gas | Big Sandy #1_Ext Gas | 2031 | 11.8094 | 227582.5389 | 222077.7812 | 8.594% | 1.0248 | 1.7179 | 38.8044 | 8.2498 | 0.66409
295 | Big Sandy #1_Ext Gas | Big Sandy #1_Ext Gas | 2032 | 11.8094 | #N/A | 471238 | 18.24% | #N/A | 1.7547 | 40.2218 | 8.5209 | 0.45531
295 | Big Sandy #1_Ext Gas | Big Sandy #1_Ext Gas | 2033 | 11.8094 | #N/A | 606969.625 | 23.49% | #N/A | 1.7922 | 42.5203 | 8.934 | 0.50414
295 | Big Sandy #1_Ext Gas | Big Sandy #1_Ext Gas | 2034 | 11.8094 | #N/A | 469351.7812 | 18.16% | #N/A | 1.8307 | 43.9123 | 9.2455 | 0.66415
295 | Big Sandy #1_Ext Gas | Big Sandy #1_Ext Gas | 2035 | 11.8094 | #N/A | 392579.0938 | 15.19% | #N/A | 1.8702 | 44.9984 | 9.4734 | 0.9245
295 | Big Sandy #1_Ext Gas | Big Sandy #1_Ext Gas | 2036 | 11.8094 | #N/A | 584873.1875 | 22.63% | #N/A | 1.9105 | 44.2813 | 9.8319 | 0.55331
295 | Big Sandy #1_Ext Gas | Big Sandy #1_Ext Gas | 2037 | 11.8094 | #N/A | 466561.875 | 18.05% | #N/A | 1.9516 | 45.6258 | 10.2035 | 0.70691
295 | Big Sandy #1_Ext Gas | Big Sandy #1_Ext Gas | 2038 | 11.8094 | #N/A | 592752.0625 | 22.94% | #N/A | 1.9936 | 45.9137 | 10.6091 | 0.76961
295 | Big Sandy #1_Ext Gas | Big Sandy #1_Ext Gas | 2039 | 11.8094 | #N/A | 613349.8125 | 23.73% | #N/A | 2.0364 | 46.9487 | 11.0153 | 0.71828
295 | Big Sandy #1_Ext Gas | Big Sandy #1_Ext Gas | 2040 | 11.8094 | #N/A | 677787.5625 | 26.23% | #N/A | 2.0803 | 47.2325 | 11.3087 | 0.69952
295 | Big Sandy #1_Ext Gas | Big Sandy #1_Ext Gas | 2041 | 11.8094 | #N/A | 204622.3125 | 7.918% | #N/A | 2.121 | 48.6813 | 11.6468 | 1.4921

## Renewable Annual Buildup
[17 empty] | Capacity Factor | [5 empty] | Tax Credits ($/MWh) | [5 empty] | Capital + FOM ($/MWh)
Block size | Unit Type | Unit | Year | Capital Levelized Cost (2021$/MW-Wk) | Nominal Capital Levelized Cost ($) | Output (MWh) | Capacity Factor | Levelized Cost ($/MWh) | PTC ($/MWh) |  | Area 1001 Wind 2026 | Tier 2 Area 1001 Wind 2026 | Area 1001 Solar 2026 | Tier 2 Area 1001 Solar 2026 | Solar+Storage 3-1 2026 |  | Area 1001 Wind 2026 | Tier 2 Area 1001 Wind 2026 | Area 1001 Solar 2026 | Tier 2 Area 1001 Solar 2026 | Solar+Storage 3-1 2026 |  | Area 1001 Wind 2026 | Tier 2 Area 1001 Wind 2026 | Area 1001 Solar 2026 | Tier 2 Area 1001 Solar 2026 | Solar+Storage 3-1 2026 |  | Area 1001 Wind 2026 | Tier 2 Area 1001 Wind 2026 | Area 1001 Solar 2026 | Tier 2 Area 1001 Solar 2026 | Solar+Storage 3-1 2026
100 | Wind | Area 1001 Wind 2026 | 2026 | 3482.4154 | 20766167.801 | 306589.5312 | 35% | 67.7328 | -36.5768 | Year | 2026 | 2026 | 2029 | 2029 | 2029 | Year | 2026 | 2026 | 2026 | 2026 | 2026 | Year | 2026 | 2026 | 2026 | 2026 | 2026 | Year | 2026 | 2026 | 2026 | 2026 | 2026
100 | Wind | Area 1001 Wind 2026 | 2027 | 3482.4154 | 20766167.801 | 305828.6562 | 34.91% | 67.9013 | -39.902 | Life | 30 | 30 | 30 | 30 | 30 | Life | 30 | 30 | 30 | 30 | 30 | Life | 30 | 30 | 30 | 30 | 30 | Life | 30 | 30 | 30 | 30 | 30
100 | Wind | Area 1001 Wind 2026 | 2028 | 3482.4154 | 20766167.801 | 304976.1562 | 34.81% | 68.0911 | -39.902 | LCOE ($/MWh) | 45.9799 | 51.6984 | 69.1569 | 77.3555 | 113.7712 | Levelized | 34.9% | 34.9% | 22.85% | 22.85% | 16.47% | Levelized | -21.9376 | -21.9376 | -21.9376 | -21.9376 | 0 | Levelized | 67.9174 | 73.636 | 91.0944 | 99.2931 | 113.7712
100 | Wind | Area 1001 Wind 2026 | 2029 | 3482.4154 | 20766167.801 | 303842.1562 | 34.69% | 68.3452 | -39.902 | Levelized CF | 34.9% | 34.9% | 22.85% | 22.85% | 16.47% | 1 | 35% | 35% | 22.83% | 22.83% | 16.76% | 1 | -36.5768 | -36.5768 | -36.5768 | -36.5768 | 0 | 1 | 67.7328 | 73.4358 | 91.1577 | 99.362 | 111.8022
100 | Wind | Area 1001 Wind 2026 | 2030 | 3482.4154 | 20766167.801 | 305902.8125 | 34.92% | 67.8849 | -39.902 | [6 empty] | 2 | 34.91% | 34.91% | 22.83% | 22.83% | 16.63% | 2 | -39.902 | -39.902 | -39.902 | -39.902 | 0 | 2 | 67.9013 | 73.6185 | 91.1577 | 99.362 | 112.6777
100 | Wind | Area 1001 Wind 2026 | 2031 | 3482.4154 | 20766167.801 | 306565.9375 | 35% | 67.738 | -39.902 | [6 empty] | 3 | 34.81% | 34.81% | 22.92% | 22.92% | 16.65% | 3 | -39.902 | -39.902 | -39.902 | -39.902 | 0 | 3 | 68.0911 | 73.8243 | 90.8044 | 98.977 | 112.5358
100 | Wind | Area 1001 Wind 2026 | 2032 | 3482.4154 | 20766167.801 | 307517.5312 | 35.1% | 67.5284 | -43.2271 | [6 empty] | 4 | 34.69% | 34.69% | 22.83% | 22.83% | 16.63% | 4 | -39.902 | -39.902 | -39.902 | -39.902 | 0 | 4 | 68.3452 | 74.0998 | 91.1577 | 99.362 | 112.7176
100 | Wind | Area 1001 Wind 2026 | 2033 | 3482.4154 | 20766167.801 | 303868.0625 | 34.69% | 68.3394 | -43.2271 | [6 empty] | 5 | 34.92% | 34.92% | 22.83% | 22.83% | 16.6% | 5 | -39.902 | -39.902 | -39.902 | -39.902 | 0 | 5 | 67.8849 | 73.6007 | 91.1577 | 99.362 | 112.8847
100 | Wind | Area 1001 Wind 2026 | 2034 | 3482.4154 | 20766167.801 | 303131.6875 | 34.6% | 68.5054 | -43.2271 | [6 empty] | 6 | 35% | 35% | 22.83% | 22.83% | 16.48% | 6 | -39.902 | -39.902 | -39.902 | -39.902 | 0 | 6 | 67.738 | 73.4415 | 91.1577 | 99.362 | 113.7588
100 | Wind | Area 1001 Wind 2026 | 2035 | 3482.4154 | 20766167.801 | 303842.1562 | 34.69% | 68.3452 | -43.2271 | [6 empty] | 7 | 35.1% | 35.1% | 22.92% | 22.92% | 16.45% | 7 | -43.2271 | -43.2271 | -43.2271 | -43.2271 | 0 | 7 | 67.5284 | 73.2142 | 90.8044 | 98.977 | 113.9103
100 | Wind | Area 1001 Wind 2026 | 2036 | 3482.4154 | 20766167.801 | 307511.9375 | 35.1% | 67.5296 | 0 | [6 empty] | 8 | 34.69% | 34.69% | 22.83% | 22.83% | 16.41% | 8 | -43.2271 | -43.2271 | -43.2271 | -43.2271 | 0 | 8 | 68.3394 | 74.0935 | 91.1577 | 99.362 | 114.2059
100 | Wind | Area 1001 Wind 2026 | 2037 | 3482.4154 | 20766167.801 | 306589.5312 | 35% | 67.7328 | 0 | [6 empty] | 9 | 34.6% | 34.6% | 22.83% | 22.83% | 16.47% | 9 | -43.2271 | -43.2271 | -43.2271 | -43.2271 | 0 | 9 | 68.5054 | 74.2735 | 91.1577 | 99.362 | 113.8245
100 | Wind | Area 1001 Wind 2026 | 2038 | 3482.4154 | 20766167.801 | 305828.6562 | 34.91% | 67.9013 | 0 | [6 empty] | 10 | 34.69% | 34.69% | 22.83% | 22.83% | 16.39% | 10 | -43.2271 | -43.2271 | -43.2271 | -43.2271 | 0 | 10 | 68.3452 | 74.0998 | 91.1577 | 99.362 | 114.3846
100 | Wind | Area 1001 Wind 2026 | 2039 | 3482.4154 | 20766167.801 | 303868.0625 | 34.69% | 68.3394 | 0 | [6 empty] | 11 | 35.1% | 35.1% | 22.92% | 22.92% | 16.39% | 11 | 0 | 0 | 0 | 0 | 0 | 11 | 67.5296 | 73.2155 | 90.8044 | 98.977 | 114.3734
100 | Wind | Area 1001 Wind 2026 | 2040 | 3482.4154 | 20766167.801 | 305224.6875 | 34.84% | 68.0357 | 0 | [6 empty] | 12 | 35% | 35% | 22.83% | 22.83% | 16.39% | 12 | 0 | 0 | 0 | 0 | 0 | 12 | 67.7328 | 73.4358 | 91.1577 | 99.362 | 114.3837
100 | Wind | Area 1001 Wind 2026 | 2041 | 3482.4154 | 20766167.801 | 305902.8125 | 34.92% | 67.8849 | 0 | [6 empty] | 13 | 34.91% | 34.91% | 22.83% | 22.83% | 16.42% | 13 | 0 | 0 | 0 | 0 | 0 | 13 | 67.9013 | 73.6185 | 91.1577 | 99.362 | 114.1399
100 | Wind | Area 1001 Wind 2026 | 2042 | 3482.4154 | 20766167.801 | 306565.9375 | 35% | 67.738 | 0 | [6 empty] | 14 | 34.69% | 34.69% | 22.83% | 22.83% | 16.36% | 14 | 0 | 0 | 0 | 0 | 0 | 14 | 68.3394 | 74.0935 | 91.1577 | 99.362 | 114.5816
100 | Wind | Area 1001 Wind 2026 | 2043 | 3482.4154 | 20766167.801 | 306589.5312 | 35% | 67.7328 | 0 | [6 empty] | 15 | 34.84% | 34.84% | 22.92% | 22.92% | 16.36% | 15 | 0 | 0 | 0 | 0 | 0 | 15 | 68.0357 | 73.7642 | 90.8044 | 98.977 | 114.5589
100 | Wind | Tier 2 Area 1001 Wind 2026 | 2026 | 3775.6308 | 22514654.956 | 306589.5312 | 35% | 73.4358 | -36.5768 | [6 empty] | 16 | 34.92% | 34.92% | 22.83% | 22.83% | 16.35% | 16 | 0 | 0 | 0 | 0 | 0 | 16 | 67.8849 | 73.6007 | 91.1577 | 99.362 | 114.6233
100 | Wind | Tier 2 Area 1001 Wind 2026 | 2027 | 3775.6308 | 22514654.956 | 305828.6562 | 34.91% | 73.6185 | -39.902 | [6 empty] | 17 | 35% | 35% | 22.83% | 22.83% | 16.41% | 17 | 0 | 0 | 0 | 0 | 0 | 17 | 67.738 | 73.4415 | 91.1577 | 99.362 | 114.2197
100 | Wind | Tier 2 Area 1001 Wind 2026 | 2028 | 3775.6308 | 22514654.956 | 304976.1562 | 34.81% | 73.8243 | -39.902 | [6 empty] | 18 | 35% | 35% | 22.83% | 22.83% | 16.35% | 18 | 0 | 0 | 0 | 0 | 0 | 18 | 67.7328 | 73.4358 | 91.1577 | 99.362 | 114.6233
100 | Wind | Tier 2 Area 1001 Wind 2026 | 2029 | 3775.6308 | 22514654.956 | 303842.1562 | 34.69% | 74.0998 | -39.902 | [6 empty] | 19 | 35% | 35% | 22.83% | 22.83% | 16.35% | 19 | 0 | 0 | 0 | 0 | 0 | 19 | 67.7328 | 73.4358 | 91.1577 | 99.362 | 114.6233
100 | Wind | Tier 2 Area 1001 Wind 2026 | 2030 | 3775.6308 | 22514654.956 | 305902.8125 | 34.92% | 73.6007 | -39.902 | [6 empty] | 20 | 35% | 35% | 22.83% | 22.83% | 16.35% | 20 | 0 | 0 | 0 | 0 | 0 | 20 | 67.7328 | 73.4358 | 91.1577 | 99.362 | 114.6233
100 | Wind | Tier 2 Area 1001 Wind 2026 | 2031 | 3775.6308 | 22514654.956 | 306565.9375 | 35% | 73.4415 | -39.902 | [6 empty] | 21 | 35% | 35% | 22.83% | 22.83% | 16.35% | 21 | 0 | 0 | 0 | 0 | 0 | 21 | 67.7328 | 73.4358 | 91.1577 | 99.362 | 114.6233
100 | Wind | Tier 2 Area 1001 Wind 2026 | 2032 | 3775.6308 | 22514654.956 | 307517.5312 | 35.1% | 73.2142 | -43.2271 | [6 empty] | 22 | 35% | 35% | 22.83% | 22.83% | 16.35% | 22 | 0 | 0 | 0 | 0 | 0 | 22 | 67.7328 | 73.4358 | 91.1577 | 99.362 | 114.6233
100 | Wind | Tier 2 Area 1001 Wind 2026 | 2033 | 3775.6308 | 22514654.956 | 303868.0625 | 34.69% | 74.0935 | -43.2271 | [6 empty] | 23 | 35% | 35% | 22.83% | 22.83% | 16.35% | 23 | 0 | 0 | 0 | 0 | 0 | 23 | 67.7328 | 73.4358 | 91.1577 | 99.362 | 114.6233
100 | Wind | Tier 2 Area 1001 Wind 2026 | 2034 | 3775.6308 | 22514654.956 | 303131.6875 | 34.6% | 74.2735 | -43.2271 | [6 empty] | 24 | 35% | 35% | 22.83% | 22.83% | 16.35% | 24 | 0 | 0 | 0 | 0 | 0 | 24 | 67.7328 | 73.4358 | 91.1577 | 99.362 | 114.6233
100 | Wind | Tier 2 Area 1001 Wind 2026 | 2035 | 3775.6308 | 22514654.956 | 303842.1562 | 34.69% | 74.0998 | -43.2271 | [6 empty] | 25 | 35% | 35% | 22.83% | 22.83% | 16.35% | 25 | 0 | 0 | 0 | 0 | 0 | 25 | 67.7328 | 73.4358 | 91.1577 | 99.362 | 114.6233
100 | Wind | Tier 2 Area 1001 Wind 2026 | 2036 | 3775.6308 | 22514654.956 | 307511.9375 | 35.1% | 73.2155 | 0 | [6 empty] | 26 | 35% | 35% | 22.83% | 22.83% | 16.35% | 26 | 0 | 0 | 0 | 0 | 0 | 26 | 67.7328 | 73.4358 | 91.1577 | 99.362 | 114.6233
100 | Wind | Tier 2 Area 1001 Wind 2026 | 2037 | 3775.6308 | 22514654.956 | 306589.5312 | 35% | 73.4358 | 0 | [6 empty] | 27 | 35% | 35% | 22.83% | 22.83% | 16.35% | 27 | 0 | 0 | 0 | 0 | 0 | 27 | 67.7328 | 73.4358 | 91.1577 | 99.362 | 114.6233
100 | Wind | Tier 2 Area 1001 Wind 2026 | 2038 | 3775.6308 | 22514654.956 | 305828.6562 | 34.91% | 73.6185 | 0 | [6 empty] | 28 | 35% | 35% | 22.83% | 22.83% | 16.35% | 28 | 0 | 0 | 0 | 0 | 0 | 28 | 67.7328 | 73.4358 | 91.1577 | 99.362 | 114.6233
100 | Wind | Tier 2 Area 1001 Wind 2026 | 2039 | 3775.6308 | 22514654.956 | 303868.0625 | 34.69% | 74.0935 | 0 | [6 empty] | 29 | 35% | 35% | 22.83% | 22.83% | 16.35% | 29 | 0 | 0 | 0 | 0 | 0 | 29 | 67.7328 | 73.4358 | 91.1577 | 99.362 | 114.6233
100 | Wind | Tier 2 Area 1001 Wind 2026 | 2040 | 3775.6308 | 22514654.956 | 305224.6875 | 34.84% | 73.7642 | 0 | [6 empty] | 30 | 35% | 35% | 22.83% | 22.83% | 16.35% | 30 | 0 | 0 | 0 | 0 | 0 | 30 | 67.7328 | 73.4358 | 91.1577 | 99.362 | 114.6233
100 | Wind | Tier 2 Area 1001 Wind 2026 | 2041 | 3775.6308 | 22514654.956 | 305902.8125 | 34.92% | 73.6007 | 0
100 | Wind | Tier 2 Area 1001 Wind 2026 | 2042 | 3775.6308 | 22514654.956 | 306565.9375 | 35% | 73.4415 | 0
100 | Wind | Tier 2 Area 1001 Wind 2026 | 2043 | 3775.6308 | 22514654.956 | 306589.5312 | 35% | 73.4358 | 0
50 | Solar | Area 1001 Solar 2026 | 2026 | 2891.2473 | 9116800.3757 | 100011.3438 | 22.83% | 91.1577 | -36.5768
50 | Solar | Area 1001 Solar 2026 | 2027 | 2891.2473 | 9116800.3757 | 100011.3438 | 22.83% | 91.1577 | -39.902
50 | Solar | Area 1001 Solar 2026 | 2028 | 2891.2473 | 9116800.3757 | 100400.4297 | 22.92% | 90.8044 | -39.902
50 | Solar | Area 1001 Solar 2026 | 2029 | 2891.2473 | 9116800.3757 | 100011.3438 | 22.83% | 91.1577 | -39.902
50 | Solar | Area 1001 Solar 2026 | 2030 | 2891.2473 | 9116800.3757 | 100011.3438 | 22.83% | 91.1577 | -39.902
50 | Solar | Area 1001 Solar 2026 | 2031 | 2891.2473 | 9116800.3757 | 100011.3438 | 22.83% | 91.1577 | -39.902
50 | Solar | Area 1001 Solar 2026 | 2032 | 2891.2473 | 9116800.3757 | 100400.4297 | 22.92% | 90.8044 | -43.2271
50 | Solar | Area 1001 Solar 2026 | 2033 | 2891.2473 | 9116800.3757 | 100011.3438 | 22.83% | 91.1577 | -43.2271
50 | Solar | Area 1001 Solar 2026 | 2034 | 2891.2473 | 9116800.3757 | 100011.3438 | 22.83% | 91.1577 | -43.2271
50 | Solar | Area 1001 Solar 2026 | 2035 | 2891.2473 | 9116800.3757 | 100011.3438 | 22.83% | 91.1577 | -43.2271
50 | Solar | Area 1001 Solar 2026 | 2036 | 2891.2473 | 9116800.3757 | 100400.4297 | 22.92% | 90.8044 | 0
50 | Solar | Area 1001 Solar 2026 | 2037 | 2891.2473 | 9116800.3757 | 100011.3438 | 22.83% | 91.1577 | 0
50 | Solar | Area 1001 Solar 2026 | 2038 | 2891.2473 | 9116800.3757 | 100011.3438 | 22.83% | 91.1577 | 0
50 | Solar | Area 1001 Solar 2026 | 2039 | 2891.2473 | 9116800.3757 | 100011.3438 | 22.83% | 91.1577 | 0
50 | Solar | Area 1001 Solar 2026 | 2040 | 2891.2473 | 9116800.3757 | 100400.4297 | 22.92% | 90.8044 | 0
50 | Solar | Area 1001 Solar 2026 | 2041 | 2891.2473 | 9116800.3757 | 100011.3438 | 22.83% | 91.1577 | 0
50 | Solar | Area 1001 Solar 2026 | 2042 | 2891.2473 | 9116800.3757 | 100011.3438 | 22.83% | 91.1577 | 0
50 | Solar | Area 1001 Solar 2026 | 2043 | 2891.2473 | 9116800.3757 | 100011.3438 | 22.83% | 91.1577 | 0
50 | Solar | Tier 2 Area 1001 Solar 2026 | 2026 | 3151.4649 | 9937329.1613 | 100011.3438 | 22.83% | 99.362 | -36.5768
50 | Solar | Tier 2 Area 1001 Solar 2026 | 2027 | 3151.4649 | 9937329.1613 | 100011.3438 | 22.83% | 99.362 | -39.902
50 | Solar | Tier 2 Area 1001 Solar 2026 | 2028 | 3151.4649 | 9937329.1613 | 100400.4297 | 22.92% | 98.977 | -39.902
50 | Solar | Tier 2 Area 1001 Solar 2026 | 2029 | 3151.4649 | 9937329.1613 | 100011.3438 | 22.83% | 99.362 | -39.902
50 | Solar | Tier 2 Area 1001 Solar 2026 | 2030 | 3151.4649 | 9937329.1613 | 100011.3438 | 22.83% | 99.362 | -39.902
50 | Solar | Tier 2 Area 1001 Solar 2026 | 2031 | 3151.4649 | 9937329.1613 | 100011.3438 | 22.83% | 99.362 | -39.902
50 | Solar | Tier 2 Area 1001 Solar 2026 | 2032 | 3151.4649 | 9937329.1613 | 100400.4297 | 22.92% | 98.977 | -43.2271
50 | Solar | Tier 2 Area 1001 Solar 2026 | 2033 | 3151.4649 | 9937329.1613 | 100011.3438 | 22.83% | 99.362 | -43.2271
50 | Solar | Tier 2 Area 1001 Solar 2026 | 2034 | 3151.4649 | 9937329.1613 | 100011.3438 | 22.83% | 99.362 | -43.2271
50 | Solar | Tier 2 Area 1001 Solar 2026 | 2035 | 3151.4649 | 9937329.1613 | 100011.3438 | 22.83% | 99.362 | -43.2271
50 | Solar | Tier 2 Area 1001 Solar 2026 | 2036 | 3151.4649 | 9937329.1613 | 100400.4297 | 22.92% | 98.977 | 0
50 | Solar | Tier 2 Area 1001 Solar 2026 | 2037 | 3151.4649 | 9937329.1613 | 100011.3438 | 22.83% | 99.362 | 0
50 | Solar | Tier 2 Area 1001 Solar 2026 | 2038 | 3151.4649 | 9937329.1613 | 100011.3438 | 22.83% | 99.362 | 0
50 | Solar | Tier 2 Area 1001 Solar 2026 | 2039 | 3151.4649 | 9937329.1613 | 100011.3438 | 22.83% | 99.362 | 0
50 | Solar | Tier 2 Area 1001 Solar 2026 | 2040 | 3151.4649 | 9937329.1613 | 100400.4297 | 22.92% | 98.977 | 0
50 | Solar | Tier 2 Area 1001 Solar 2026 | 2041 | 3151.4649 | 9937329.1613 | 100011.3438 | 22.83% | 99.362 | 0
50 | Solar | Tier 2 Area 1001 Solar 2026 | 2042 | 3151.4649 | 9937329.1613 | 100011.3438 | 22.83% | 99.362 | 0
50 | Solar | Tier 2 Area 1001 Solar 2026 | 2043 | 3151.4649 | 9937329.1613 | 100011.3438 | 22.83% | 99.362 | 0
50 | Solar + Storage | Solar+Storage 3-1 2026 | 2026 | 2603.4021 | 8209154.9778 | 73425.7031 | 16.76% | 111.8022
50 | Solar + Storage | Solar+Storage 3-1 2026 | 2027 | 2603.4021 | 8209154.9778 | 72855.1562 | 16.63% | 112.6777
50 | Solar + Storage | Solar+Storage 3-1 2026 | 2028 | 2603.4021 | 8209154.9778 | 72947.0625 | 16.65% | 112.5358
50 | Solar + Storage | Solar+Storage 3-1 2026 | 2029 | 2603.4021 | 8209154.9778 | 72829.4297 | 16.63% | 112.7176
50 | Solar + Storage | Solar+Storage 3-1 2026 | 2030 | 2603.4021 | 8209154.9778 | 72721.6172 | 16.6% | 112.8847
50 | Solar + Storage | Solar+Storage 3-1 2026 | 2031 | 2603.4021 | 8209154.9778 | 72162.8047 | 16.48% | 113.7588
50 | Solar + Storage | Solar+Storage 3-1 2026 | 2032 | 2603.4021 | 8209154.9778 | 72066.8594 | 16.45% | 113.9103
50 | Solar + Storage | Solar+Storage 3-1 2026 | 2033 | 2603.4021 | 8209154.9778 | 71880.3125 | 16.41% | 114.2059
50 | Solar + Storage | Solar+Storage 3-1 2026 | 2034 | 2603.4021 | 8209154.9778 | 72121.1328 | 16.47% | 113.8245
50 | Solar + Storage | Solar+Storage 3-1 2026 | 2035 | 2603.4021 | 8209154.9778 | 71768.0391 | 16.39% | 114.3846
50 | Solar + Storage | Solar+Storage 3-1 2026 | 2036 | 2603.4021 | 8209154.9778 | 71775.0391 | 16.39% | 114.3734
50 | Solar + Storage | Solar+Storage 3-1 2026 | 2037 | 2603.4021 | 8209154.9778 | 71768.5469 | 16.39% | 114.3837
50 | Solar + Storage | Solar+Storage 3-1 2026 | 2038 | 2603.4021 | 8209154.9778 | 71921.8672 | 16.42% | 114.1399
50 | Solar + Storage | Solar+Storage 3-1 2026 | 2039 | 2603.4021 | 8209154.9778 | 71644.5938 | 16.36% | 114.5816
50 | Solar + Storage | Solar+Storage 3-1 2026 | 2040 | 2603.4021 | 8209154.9778 | 71658.8281 | 16.36% | 114.5589
50 | Solar + Storage | Solar+Storage 3-1 2026 | 2041 | 2603.4021 | 8209154.9778 | 71618.5391 | 16.35% | 114.6233
50 | Solar + Storage | Solar+Storage 3-1 2026 | 2042 | 2603.4021 | 8209154.9778 | 71871.6172 | 16.41% | 114.2197
50 | Solar + Storage | Solar+Storage 3-1 2026 | 2043 | 2603.4021 | 8209154.9778 | 71618.5391 | 16.35% | 114.6233

## Renewable Graph
| Wind Tier 1 | Wind Tier 2 | Solar Tier 1 | Solar Tier 2
2026 | 45.9787 | 51.7897 | 64.2354 | 71.9911
2027 | 44.8936 | 50.6556 | 62.3238 | 69.9519
2028 | 43.7256 | 49.3997 | 60.1973 | 67.656
2029 | 42.6582 | 48.2323 | 58.1887 | 65.4932
2030 | 41.3883 | 46.8372 | 55.873 | 62.9955
2031 | 42.3331 | 47.9271 | 57.3149 | 64.6247
2032 | 43.2164 | 48.9667 | 58.6865 | 66.179
2033 | 44.3625 | 50.2817 | 60.35 | 68.0327
2034 | 45.4022 | 51.432 | 61.9209 | 69.8003
2035 | 46.5778 | 52.7049 | 63.6889 | 71.7876
2036 | 54.3908 | 60.6222 | 72.1097 | 80.4321
2037 | 62.5906 | 69.0222 | 80.9601 | 89.5167
[7 empty] | rate | life
[7 empty] | 6.19% | 30 |  | 2024 | 2025 | 2026 | 2027 | 2028 | 2029 | 2030 | 2031 | 2032 | 2033 | 2034 | 2035 | 2036 | 2037 | 2038 | 2039 | 2040 | 2041 | 2042 | 2043 | 2044 | 2045 | 2046 | 2047 | 2048 | 2049 | 2050 | 2051 | 2052 | 2053 | 2054 | 2055 | 2056 | 2057 | 2058 | 2059 | 2060 | 2061 | 2062 | 2063 | 2064 | 2065 | 2066 | 2067 | 2068 | 2069 | 2070 | 2071 | 2072
Year | Generation type | ID |  |  | Capital costs (2021$/MW-Week) | Capacity Factor | Capital LCOE | Tax Credit LCOE | Appx. LCOE
2024 | Wind | Area 1001 Wind 2024 |  |  | 3837.6149 | 34.9% | 71.8453 | -21.1988 | 50.6465 | 71.8453 | 71.8453 | 71.8453 | 71.8453 | 71.8453 | 71.8453 | 71.8453 | 71.8453 | 71.8453 | 71.8453 | 71.8453 | 71.8453 | 71.8453 | 71.8453 | 71.8453 | 71.8453 | 71.8453 | 71.8453 | 71.8453 | 71.8453 | 71.8453 | 71.8453 | 71.8453 | 71.8453 | 71.8453 | 71.8453 | 71.8453 | 71.8453 | 71.8453 | 71.8453 | 0 | 0 | 0 | 0 | 0 | 0 | 0 | 0 | 0 | 0 | 0 | 0 | 0 | 0 | 0 | 0 | 0 | 0 | 0
2025 | Wind | Area 1001 Wind 2025 |  |  | 3582.0208 | 34.9% | 68.4325 | -21.5571 | 46.8754 | 0 | 68.4325 | 68.4325 | 68.4325 | 68.4325 | 68.4325 | 68.4325 | 68.4325 | 68.4325 | 68.4325 | 68.4325 | 68.4325 | 68.4325 | 68.4325 | 68.4325 | 68.4325 | 68.4325 | 68.4325 | 68.4325 | 68.4325 | 68.4325 | 68.4325 | 68.4325 | 68.4325 | 68.4325 | 68.4325 | 68.4325 | 68.4325 | 68.4325 | 68.4325 | 68.4325 | 0 | 0 | 0 | 0 | 0 | 0 | 0 | 0 | 0 | 0 | 0 | 0 | 0 | 0 | 0 | 0 | 0 | 0
2026 | Wind | Area 1001 Wind 2026 |  |  | 3482.4154 | 34.9% | 67.9163 | -21.9376 | 45.9787 | 0 | 0 | 67.9163 | 67.9163 | 67.9163 | 67.9163 | 67.9163 | 67.9163 | 67.9163 | 67.9163 | 67.9163 | 67.9163 | 67.9163 | 67.9163 | 67.9163 | 67.9163 | 67.9163 | 67.9163 | 67.9163 | 67.9163 | 67.9163 | 67.9163 | 67.9163 | 67.9163 | 67.9163 | 67.9163 | 67.9163 | 67.9163 | 67.9163 | 67.9163 | 67.9163 | 67.9163 | 0 | 0 | 0 | 0 | 0 | 0 | 0 | 0 | 0 | 0 | 0 | 0 | 0 | 0 | 0 | 0 | 0
2027 | Wind | Area 1001 Wind 2027 |  |  | 3388.1263 | 34.9% | 67.3705 | -22.4768 | 44.8936 | 0 | 0 | 0 | 67.3705 | 67.3705 | 67.3705 | 67.3705 | 67.3705 | 67.3705 | 67.3705 | 67.3705 | 67.3705 | 67.3705 | 67.3705 | 67.3705 | 67.3705 | 67.3705 | 67.3705 | 67.3705 | 67.3705 | 67.3705 | 67.3705 | 67.3705 | 67.3705 | 67.3705 | 67.3705 | 67.3705 | 67.3705 | 67.3705 | 67.3705 | 67.3705 | 67.3705 | 67.3705 | 0 | 0 | 0 | 0 | 0 | 0 | 0 | 0 | 0 | 0 | 0 | 0 | 0 | 0 | 0 | 0
2028 | Wind | Area 1001 Wind 2028 |  |  | 3283.7823 | 34.9% | 66.5285 | -22.8029 | 43.7256 | 0 | 0 | 0 | 0 | 66.5285 | 66.5285 | 66.5285 | 66.5285 | 66.5285 | 66.5285 | 66.5285 | 66.5285 | 66.5285 | 66.5285 | 66.5285 | 66.5285 | 66.5285 | 66.5285 | 66.5285 | 66.5285 | 66.5285 | 66.5285 | 66.5285 | 66.5285 | 66.5285 | 66.5285 | 66.5285 | 66.5285 | 66.5285 | 66.5285 | 66.5285 | 66.5285 | 66.5285 | 66.5285 | 0 | 0 | 0 | 0 | 0 | 0 | 0 | 0 | 0 | 0 | 0 | 0 | 0 | 0 | 0
2029 | Wind | Area 1001 Wind 2029 |  |  | 3190.5842 | 34.9% | 65.8074 | -23.1493 | 42.6582 | 0 | 0 | 0 | 0 | 0 | 65.8074 | 65.8074 | 65.8074 | 65.8074 | 65.8074 | 65.8074 | 65.8074 | 65.8074 | 65.8074 | 65.8074 | 65.8074 | 65.8074 | 65.8074 | 65.8074 | 65.8074 | 65.8074 | 65.8074 | 65.8074 | 65.8074 | 65.8074 | 65.8074 | 65.8074 | 65.8074 | 65.8074 | 65.8074 | 65.8074 | 65.8074 | 65.8074 | 65.8074 | 65.8074 | 0 | 0 | 0 | 0 | 0 | 0 | 0 | 0 | 0 | 0 | 0 | 0 | 0 | 0
2030 | Wind | Area 1001 Wind 2030 |  |  | 3091.5831 | 34.9% | 64.9053 | -23.517 | 41.3883 | 0 | 0 | 0 | 0 | 0 | 0 | 64.9053 | 64.9053 | 64.9053 | 64.9053 | 64.9053 | 64.9053 | 64.9053 | 64.9053 | 64.9053 | 64.9053 | 64.9053 | 64.9053 | 64.9053 | 64.9053 | 64.9053 | 64.9053 | 64.9053 | 64.9053 | 64.9053 | 64.9053 | 64.9053 | 64.9053 | 64.9053 | 64.9053 | 64.9053 | 64.9053 | 64.9053 | 64.9053 | 64.9053 | 64.9053 | 0 | 0 | 0 | 0 | 0 | 0 | 0 | 0 | 0 | 0 | 0 | 0 | 0
2031 | Wind | Area 1001 Wind 2031 |  |  | 3106.7339 | 34.9% | 66.3758 | -24.0427 | 42.3331 | 0 | 0 | 0 | 0 | 0 | 0 | 0 | 66.3758 | 66.3758 | 66.3758 | 66.3758 | 66.3758 | 66.3758 | 66.3758 | 66.3758 | 66.3758 | 66.3758 | 66.3758 | 66.3758 | 66.3758 | 66.3758 | 66.3758 | 66.3758 | 66.3758 | 66.3758 | 66.3758 | 66.3758 | 66.3758 | 66.3758 | 66.3758 | 66.3758 | 66.3758 | 66.3758 | 66.3758 | 66.3758 | 66.3758 | 66.3758 | 0 | 0 | 0 | 0 | 0 | 0 | 0 | 0 | 0 | 0 | 0 | 0
2032 | Wind | Area 1001 Wind 2032 |  |  | 3116.861 | 34.9% | 67.8174 | -24.601 | 43.2164 | 0 | 0 | 0 | 0 | 0 | 0 | 0 | 0 | 67.8174 | 67.8174 | 67.8174 | 67.8174 | 67.8174 | 67.8174 | 67.8174 | 67.8174 | 67.8174 | 67.8174 | 67.8174 | 67.8174 | 67.8174 | 67.8174 | 67.8174 | 67.8174 | 67.8174 | 67.8174 | 67.8174 | 67.8174 | 67.8174 | 67.8174 | 67.8174 | 67.8174 | 67.8174 | 67.8174 | 67.8174 | 67.8174 | 67.8174 | 67.8174 | 0 | 0 | 0 | 0 | 0 | 0 | 0 | 0 | 0 | 0 | 0
2033 | Wind | Area 1001 Wind 2033 |  |  | 3127.04 | 34.9% | 69.3098 | -24.9473 | 44.3625 | 0 | 0 | 0 | 0 | 0 | 0 | 0 | 0 | 0 | 69.3098 | 69.3098 | 69.3098 | 69.3098 | 69.3098 | 69.3098 | 69.3098 | 69.3098 | 69.3098 | 69.3098 | 69.3098 | 69.3098 | 69.3098 | 69.3098 | 69.3098 | 69.3098 | 69.3098 | 69.3098 | 69.3098 | 69.3098 | 69.3098 | 69.3098 | 69.3098 | 69.3098 | 69.3098 | 69.3098 | 69.3098 | 69.3098 | 69.3098 | 69.3098 | 0 | 0 | 0 | 0 | 0 | 0 | 0 | 0 | 0 | 0
2034 | Wind | Area 1001 Wind 2034 |  |  | 3137.9075 | 34.9% | 70.8524 | -25.4503 | 45.4022 | 0 | 0 | 0 | 0 | 0 | 0 | 0 | 0 | 0 | 0 | 70.8524 | 70.8524 | 70.8524 | 70.8524 | 70.8524 | 70.8524 | 70.8524 | 70.8524 | 70.8524 | 70.8524 | 70.8524 | 70.8524 | 70.8524 | 70.8524 | 70.8524 | 70.8524 | 70.8524 | 70.8524 | 70.8524 | 70.8524 | 70.8524 | 70.8524 | 70.8524 | 70.8524 | 70.8524 | 70.8524 | 70.8524 | 70.8524 | 70.8524 | 70.8524 | 0 | 0 | 0 | 0 | 0 | 0 | 0 | 0 | 0
2035 | Wind | Area 1001 Wind 2035 |  |  | 3154.4305 | 34.9% | 72.5622 | -25.9844 | 46.5778 | 0 | 0 | 0 | 0 | 0 | 0 | 0 | 0 | 0 | 0 | 0 | 72.5622 | 72.5622 | 72.5622 | 72.5622 | 72.5622 | 72.5622 | 72.5622 | 72.5622 | 72.5622 | 72.5622 | 72.5622 | 72.5622 | 72.5622 | 72.5622 | 72.5622 | 72.5622 | 72.5622 | 72.5622 | 72.5622 | 72.5622 | 72.5622 | 72.5622 | 72.5622 | 72.5622 | 72.5622 | 72.5622 | 72.5622 | 72.5622 | 72.5622 | 72.5622 | 0 | 0 | 0 | 0 | 0 | 0 | 0 | 0
2036 | Wind | Area 1001 Wind 2036 |  |  | 3169.8432 | 34.9% | 74.3044 | -19.9136 | 54.3908 | 0 | 0 | 0 | 0 | 0 | 0 | 0 | 0 | 0 | 0 | 0 | 0 | 74.3044 | 74.3044 | 74.3044 | 74.3044 | 74.3044 | 74.3044 | 74.3044 | 74.3044 | 74.3044 | 74.3044 | 74.3044 | 74.3044 | 74.3044 | 74.3044 | 74.3044 | 74.3044 | 74.3044 | 74.3044 | 74.3044 | 74.3044 | 74.3044 | 74.3044 | 74.3044 | 74.3044 | 74.3044 | 74.3044 | 74.3044 | 74.3044 | 74.3044 | 74.3044 | 0 | 0 | 0 | 0 | 0 | 0 | 0
2037 | Wind | Area 1001 Wind 2037 |  |  | 3185.8841 | 34.9% | 76.1118 | -13.5212 | 62.5906 | 0 | 0 | 0 | 0 | 0 | 0 | 0 | 0 | 0 | 0 | 0 | 0 | 0 | 76.1118 | 76.1118 | 76.1118 | 76.1118 | 76.1118 | 76.1118 | 76.1118 | 76.1118 | 76.1118 | 76.1118 | 76.1118 | 76.1118 | 76.1118 | 76.1118 | 76.1118 | 76.1118 | 76.1118 | 76.1118 | 76.1118 | 76.1118 | 76.1118 | 76.1118 | 76.1118 | 76.1118 | 76.1118 | 76.1118 | 76.1118 | 76.1118 | 76.1118 | 76.1118 | 0 | 0 | 0 | 0 | 0 | 0
2038 | Wind | Area 1001 Wind 2038 |  |  | 3207.7089 | 34.9% | 78.1018 | 0 | 78.1018 | 0 | 0 | 0 | 0 | 0 | 0 | 0 | 0 | 0 | 0 | 0 | 0 | 0 | 0 | 78.1018 | 78.1018 | 78.1018 | 78.1018 | 78.1018 | 78.1018 | 78.1018 | 78.1018 | 78.1018 | 78.1018 | 78.1018 | 78.1018 | 78.1018 | 78.1018 | 78.1018 | 78.1018 | 78.1018 | 78.1018 | 78.1018 | 78.1018 | 78.1018 | 78.1018 | 78.1018 | 78.1018 | 78.1018 | 78.1018 | 78.1018 | 78.1018 | 78.1018 | 78.1018 | 0 | 0 | 0 | 0 | 0
2039 | Wind | Area 1001 Wind 2039 |  |  | 3231.8994 | 34.9% | 80.216 | 0 | 80.216 | 0 | 0 | 0 | 0 | 0 | 0 | 0 | 0 | 0 | 0 | 0 | 0 | 0 | 0 | 0 | 80.216 | 80.216 | 80.216 | 80.216 | 80.216 | 80.216 | 80.216 | 80.216 | 80.216 | 80.216 | 80.216 | 80.216 | 80.216 | 80.216 | 80.216 | 80.216 | 80.216 | 80.216 | 80.216 | 80.216 | 80.216 | 80.216 | 80.216 | 80.216 | 80.216 | 80.216 | 80.216 | 80.216 | 80.216 | 80.216 | 0 | 0 | 0 | 0
2040 | Wind | Area 1001 Wind 2040 |  |  | 3258.7817 | 34.9% | 82.4649 | 0 | 82.4649 | 0 | 0 | 0 | 0 | 0 | 0 | 0 | 0 | 0 | 0 | 0 | 0 | 0 | 0 | 0 | 0 | 82.4649 | 82.4649 | 82.4649 | 82.4649 | 82.4649 | 82.4649 | 82.4649 | 82.4649 | 82.4649 | 82.4649 | 82.4649 | 82.4649 | 82.4649 | 82.4649 | 82.4649 | 82.4649 | 82.4649 | 82.4649 | 82.4649 | 82.4649 | 82.4649 | 82.4649 | 82.4649 | 82.4649 | 82.4649 | 82.4649 | 82.4649 | 82.4649 | 82.4649 | 82.4649 | 0 | 0 | 0
2041 | Wind | Area 1001 Wind 2041 |  |  | 3289.2018 | 34.9% | 84.8668 | 0 | 84.8668 | 0 | 0 | 0 | 0 | 0 | 0 | 0 | 0 | 0 | 0 | 0 | 0 | 0 | 0 | 0 | 0 | 0 | 84.8668 | 84.8668 | 84.8668 | 84.8668 | 84.8668 | 84.8668 | 84.8668 | 84.8668 | 84.8668 | 84.8668 | 84.8668 | 84.8668 | 84.8668 | 84.8668 | 84.8668 | 84.8668 | 84.8668 | 84.8668 | 84.8668 | 84.8668 | 84.8668 | 84.8668 | 84.8668 | 84.8668 | 84.8668 | 84.8668 | 84.8668 | 84.8668 | 84.8668 | 84.8668 | 0 | 0
2042 | Wind | Area 1001 Wind 2042 |  |  | 3289.2018 | 34.9% | 86.5006 | 0 | 86.5006 | 0 | 0 | 0 | 0 | 0 | 0 | 0 | 0 | 0 | 0 | 0 | 0 | 0 | 0 | 0 | 0 | 0 | 0 | 86.5006 | 86.5006 | 86.5006 | 86.5006 | 86.5006 | 86.5006 | 86.5006 | 86.5006 | 86.5006 | 86.5006 | 86.5006 | 86.5006 | 86.5006 | 86.5006 | 86.5006 | 86.5006 | 86.5006 | 86.5006 | 86.5006 | 86.5006 | 86.5006 | 86.5006 | 86.5006 | 86.5006 | 86.5006 | 86.5006 | 86.5006 | 86.5006 | 86.5006 | 86.5006 | 0
2043 | Wind | Area 1001 Wind 2043 |  |  | 3289.2018 | 34.9% | 88.1659 | 0 | 88.1659 | 0 | 0 | 0 | 0 | 0 | 0 | 0 | 0 | 0 | 0 | 0 | 0 | 0 | 0 | 0 | 0 | 0 | 0 | 0 | 88.1659 | 88.1659 | 88.1659 | 88.1659 | 88.1659 | 88.1659 | 88.1659 | 88.1659 | 88.1659 | 88.1659 | 88.1659 | 88.1659 | 88.1659 | 88.1659 | 88.1659 | 88.1659 | 88.1659 | 88.1659 | 88.1659 | 88.1659 | 88.1659 | 88.1659 | 88.1659 | 88.1659 | 88.1659 | 88.1659 | 88.1659 | 88.1659 | 88.1659 | 88.1659
2024 | Wind | Tier 2 Area 1001 Wind 2024 |  |  | 4165.3123 | 34.87% | 78.0568 | -21.1988 | 56.8581 | 78.0568 | 78.0568 | 78.0568 | 78.0568 | 78.0568 | 78.0568 | 78.0568 | 78.0568 | 78.0568 | 78.0568 | 78.0568 | 78.0568 | 78.0568 | 78.0568 | 78.0568 | 78.0568 | 78.0568 | 78.0568 | 78.0568 | 78.0568 | 78.0568 | 78.0568 | 78.0568 | 78.0568 | 78.0568 | 78.0568 | 78.0568 | 78.0568 | 78.0568 | 78.0568 | 0 | 0 | 0 | 0 | 0 | 0 | 0 | 0 | 0 | 0 | 0 | 0 | 0 | 0 | 0 | 0 | 0 | 0 | 0
2025 | Wind | Tier 2 Area 1001 Wind 2025 |  |  | 3884.6777 | 34.87% | 74.2926 | -21.5571 | 52.7355 | 0 | 74.2926 | 74.2926 | 74.2926 | 74.2926 | 74.2926 | 74.2926 | 74.2926 | 74.2926 | 74.2926 | 74.2926 | 74.2926 | 74.2926 | 74.2926 | 74.2926 | 74.2926 | 74.2926 | 74.2926 | 74.2926 | 74.2926 | 74.2926 | 74.2926 | 74.2926 | 74.2926 | 74.2926 | 74.2926 | 74.2926 | 74.2926 | 74.2926 | 74.2926 | 74.2926 | 0 | 0 | 0 | 0 | 0 | 0 | 0 | 0 | 0 | 0 | 0 | 0 | 0 | 0 | 0 | 0 | 0 | 0
2026 | Wind | Tier 2 Area 1001 Wind 2026 |  |  | 3775.6308 | 34.86% | 73.7272 | -21.9376 | 51.7897 | 0 | 0 | 73.7272 | 73.7272 | 73.7272 | 73.7272 | 73.7272 | 73.7272 | 73.7272 | 73.7272 | 73.7272 | 73.7272 | 73.7272 | 73.7272 | 73.7272 | 73.7272 | 73.7272 | 73.7272 | 73.7272 | 73.7272 | 73.7272 | 73.7272 | 73.7272 | 73.7272 | 73.7272 | 73.7272 | 73.7272 | 73.7272 | 73.7272 | 73.7272 | 73.7272 | 73.7272 | 0 | 0 | 0 | 0 | 0 | 0 | 0 | 0 | 0 | 0 | 0 | 0 | 0 | 0 | 0 | 0 | 0
2027 | Wind | Tier 2 Area 1001 Wind 2027 |  |  | 3672.4316 | 34.85% | 73.1324 | -22.4768 | 50.6556 | 0 | 0 | 0 | 73.1324 | 73.1324 | 73.1324 | 73.1324 | 73.1324 | 73.1324 | 73.1324 | 73.1324 | 73.1324 | 73.1324 | 73.1324 | 73.1324 | 73.1324 | 73.1324 | 73.1324 | 73.1324 | 73.1324 | 73.1324 | 73.1324 | 73.1324 | 73.1324 | 73.1324 | 73.1324 | 73.1324 | 73.1324 | 73.1324 | 73.1324 | 73.1324 | 73.1324 | 73.1324 | 0 | 0 | 0 | 0 | 0 | 0 | 0 | 0 | 0 | 0 | 0 | 0 | 0 | 0 | 0 | 0
2028 | Wind | Tier 2 Area 1001 Wind 2028 |  |  | 3558.1721 | 34.85% | 72.2027 | -22.8029 | 49.3997 | 0 | 0 | 0 | 0 | 72.2027 | 72.2027 | 72.2027 | 72.2027 | 72.2027 | 72.2027 | 72.2027 | 72.2027 | 72.2027 | 72.2027 | 72.2027 | 72.2027 | 72.2027 | 72.2027 | 72.2027 | 72.2027 | 72.2027 | 72.2027 | 72.2027 | 72.2027 | 72.2027 | 72.2027 | 72.2027 | 72.2027 | 72.2027 | 72.2027 | 72.2027 | 72.2027 | 72.2027 | 72.2027 | 0 | 0 | 0 | 0 | 0 | 0 | 0 | 0 | 0 | 0 | 0 | 0 | 0 | 0 | 0
2029 | Wind | Tier 2 Area 1001 Wind 2029 |  |  | 3456.1732 | 34.86% | 71.3816 | -23.1493 | 48.2323 | 0 | 0 | 0 | 0 | 0 | 71.3816 | 71.3816 | 71.3816 | 71.3816 | 71.3816 | 71.3816 | 71.3816 | 71.3816 | 71.3816 | 71.3816 | 71.3816 | 71.3816 | 71.3816 | 71.3816 | 71.3816 | 71.3816 | 71.3816 | 71.3816 | 71.3816 | 71.3816 | 71.3816 | 71.3816 | 71.3816 | 71.3816 | 71.3816 | 71.3816 | 71.3816 | 71.3816 | 71.3816 | 71.3816 | 0 | 0 | 0 | 0 | 0 | 0 | 0 | 0 | 0 | 0 | 0 | 0 | 0 | 0
2030 | Wind | Tier 2 Area 1001 Wind 2030 |  |  | 3347.7909 | 34.87% | 70.3542 | -23.517 | 46.8372 | 0 | 0 | 0 | 0 | 0 | 0 | 70.3542 | 70.3542 | 70.3542 | 70.3542 | 70.3542 | 70.3542 | 70.3542 | 70.3542 | 70.3542 | 70.3542 | 70.3542 | 70.3542 | 70.3542 | 70.3542 | 70.3542 | 70.3542 | 70.3542 | 70.3542 | 70.3542 | 70.3542 | 70.3542 | 70.3542 | 70.3542 | 70.3542 | 70.3542 | 70.3542 | 70.3542 | 70.3542 | 70.3542 | 70.3542 | 0 | 0 | 0 | 0 | 0 | 0 | 0 | 0 | 0 | 0 | 0 | 0 | 0
2031 | Wind | Tier 2 Area 1001 Wind 2031 |  |  | 3364.831 | 34.87% | 71.9698 | -24.0427 | 47.9271 | 0 | 0 | 0 | 0 | 0 | 0 | 0 | 71.9698 | 71.9698 | 71.9698 | 71.9698 | 71.9698 | 71.9698 | 71.9698 | 71.9698 | 71.9698 | 71.9698 | 71.9698 | 71.9698 | 71.9698 | 71.9698 | 71.9698 | 71.9698 | 71.9698 | 71.9698 | 71.9698 | 71.9698 | 71.9698 | 71.9698 | 71.9698 | 71.9698 | 71.9698 | 71.9698 | 71.9698 | 71.9698 | 71.9698 | 71.9698 | 0 | 0 | 0 | 0 | 0 | 0 | 0 | 0 | 0 | 0 | 0 | 0
2032 | Wind | Tier 2 Area 1001 Wind 2032 |  |  | 3376.3452 | 34.85% | 73.5677 | -24.601 | 48.9667 | 0 | 0 | 0 | 0 | 0 | 0 | 0 | 0 | 73.5677 | 73.5677 | 73.5677 | 73.5677 | 73.5677 | 73.5677 | 73.5677 | 73.5677 | 73.5677 | 73.5677 | 73.5677 | 73.5677 | 73.5677 | 73.5677 | 73.5677 | 73.5677 | 73.5677 | 73.5677 | 73.5677 | 73.5677 | 73.5677 | 73.5677 | 73.5677 | 73.5677 | 73.5677 | 73.5677 | 73.5677 | 73.5677 | 73.5677 | 73.5677 | 0 | 0 | 0 | 0 | 0 | 0 | 0 | 0 | 0 | 0 | 0
2033 | Wind | Tier 2 Area 1001 Wind 2033 |  |  | 3387.9163 | 34.84% | 75.229 | -24.9473 | 50.2817 | 0 | 0 | 0 | 0 | 0 | 0 | 0 | 0 | 0 | 75.229 | 75.229 | 75.229 | 75.229 | 75.229 | 75.229 | 75.229 | 75.229 | 75.229 | 75.229 | 75.229 | 75.229 | 75.229 | 75.229 | 75.229 | 75.229 | 75.229 | 75.229 | 75.229 | 75.229 | 75.229 | 75.229 | 75.229 | 75.229 | 75.229 | 75.229 | 75.229 | 75.229 | 75.229 | 75.229 | 0 | 0 | 0 | 0 | 0 | 0 | 0 | 0 | 0 | 0
2034 | Wind | Tier 2 Area 1001 Wind 2034 |  |  | 3400.2449 | 34.86% | 76.8823 | -25.4503 | 51.432 | 0 | 0 | 0 | 0 | 0 | 0 | 0 | 0 | 0 | 0 | 76.8823 | 76.8823 | 76.8823 | 76.8823 | 76.8823 | 76.8823 | 76.8823 | 76.8823 | 76.8823 | 76.8823 | 76.8823 | 76.8823 | 76.8823 | 76.8823 | 76.8823 | 76.8823 | 76.8823 | 76.8823 | 76.8823 | 76.8823 | 76.8823 | 76.8823 | 76.8823 | 76.8823 | 76.8823 | 76.8823 | 76.8823 | 76.8823 | 76.8823 | 76.8823 | 0 | 0 | 0 | 0 | 0 | 0 | 0 | 0 | 0
2035 | Wind | Tier 2 Area 1001 Wind 2035 |  |  | 3418.7945 | 34.88% | 78.6892 | -25.9844 | 52.7049 | 0 | 0 | 0 | 0 | 0 | 0 | 0 | 0 | 0 | 0 | 0 | 78.6892 | 78.6892 | 78.6892 | 78.6892 | 78.6892 | 78.6892 | 78.6892 | 78.6892 | 78.6892 | 78.6892 | 78.6892 | 78.6892 | 78.6892 | 78.6892 | 78.6892 | 78.6892 | 78.6892 | 78.6892 | 78.6892 | 78.6892 | 78.6892 | 78.6892 | 78.6892 | 78.6892 | 78.6892 | 78.6892 | 78.6892 | 78.6892 | 78.6892 | 78.6892 | 0 | 0 | 0 | 0 | 0 | 0 | 0 | 0
2036 | Wind | Tier 2 Area 1001 Wind 2036 |  |  | 3436.1227 | 34.91% | 80.5358 | -19.9136 | 60.6222 | 0 | 0 | 0 | 0 | 0 | 0 | 0 | 0 | 0 | 0 | 0 | 0 | 80.5358 | 80.5358 | 80.5358 | 80.5358 | 80.5358 | 80.5358 | 80.5358 | 80.5358 | 80.5358 | 80.5358 | 80.5358 | 80.5358 | 80.5358 | 80.5358 | 80.5358 | 80.5358 | 80.5358 | 80.5358 | 80.5358 | 80.5358 | 80.5358 | 80.5358 | 80.5358 | 80.5358 | 80.5358 | 80.5358 | 80.5358 | 80.5358 | 80.5358 | 80.5358 | 0 | 0 | 0 | 0 | 0 | 0 | 0
2037 | Wind | Tier 2 Area 1001 Wind 2037 |  |  | 3454.1421 | 34.89% | 82.5434 | -13.5212 | 69.0222 | 0 | 0 | 0 | 0 | 0 | 0 | 0 | 0 | 0 | 0 | 0 | 0 | 0 | 82.5434 | 82.5434 | 82.5434 | 82.5434 | 82.5434 | 82.5434 | 82.5434 | 82.5434 | 82.5434 | 82.5434 | 82.5434 | 82.5434 | 82.5434 | 82.5434 | 82.5434 | 82.5434 | 82.5434 | 82.5434 | 82.5434 | 82.5434 | 82.5434 | 82.5434 | 82.5434 | 82.5434 | 82.5434 | 82.5434 | 82.5434 | 82.5434 | 82.5434 | 82.5434 | 0 | 0 | 0 | 0 | 0 | 0
2038 | Wind | Tier 2 Area 1001 Wind 2038 |  |  | 3478.5236 | 34.88% | 84.7613 | 0 | 84.7613 | 0 | 0 | 0 | 0 | 0 | 0 | 0 | 0 | 0 | 0 | 0 | 0 | 0 | 0 | 84.7613 | 84.7613 | 84.7613 | 84.7613 | 84.7613 | 84.7613 | 84.7613 | 84.7613 | 84.7613 | 84.7613 | 84.7613 | 84.7613 | 84.7613 | 84.7613 | 84.7613 | 84.7613 | 84.7613 | 84.7613 | 84.7613 | 84.7613 | 84.7613 | 84.7613 | 84.7613 | 84.7613 | 84.7613 | 84.7613 | 84.7613 | 84.7613 | 84.7613 | 84.7613 | 0 | 0 | 0 | 0 | 0
2039 | Wind | Tier 2 Area 1001 Wind 2039 |  |  | 3505.5074 | 34.87% | 87.0918 | 0 | 87.0918 | 0 | 0 | 0 | 0 | 0 | 0 | 0 | 0 | 0 | 0 | 0 | 0 | 0 | 0 | 0 | 87.0918 | 87.0918 | 87.0918 | 87.0918 | 87.0918 | 87.0918 | 87.0918 | 87.0918 | 87.0918 | 87.0918 | 87.0918 | 87.0918 | 87.0918 | 87.0918 | 87.0918 | 87.0918 | 87.0918 | 87.0918 | 87.0918 | 87.0918 | 87.0918 | 87.0918 | 87.0918 | 87.0918 | 87.0918 | 87.0918 | 87.0918 | 87.0918 | 87.0918 | 87.0918 | 0 | 0 | 0 | 0
2040 | Wind | Tier 2 Area 1001 Wind 2040 |  |  | 3535.4522 | 34.92% | 89.4366 | 0 | 89.4366 | 0 | 0 | 0 | 0 | 0 | 0 | 0 | 0 | 0 | 0 | 0 | 0 | 0 | 0 | 0 | 0 | 89.4366 | 89.4366 | 89.4366 | 89.4366 | 89.4366 | 89.4366 | 89.4366 | 89.4366 | 89.4366 | 89.4366 | 89.4366 | 89.4366 | 89.4366 | 89.4366 | 89.4366 | 89.4366 | 89.4366 | 89.4366 | 89.4366 | 89.4366 | 89.4366 | 89.4366 | 89.4366 | 89.4366 | 89.4366 | 89.4366 | 89.4366 | 89.4366 | 89.4366 | 89.4366 | 0 | 0 | 0
2041 | Wind | Tier 2 Area 1001 Wind 2041 |  |  | 3569.2887 | 34.97% | 91.9157 | 0 | 91.9157 | 0 | 0 | 0 | 0 | 0 | 0 | 0 | 0 | 0 | 0 | 0 | 0 | 0 | 0 | 0 | 0 | 0 | 91.9157 | 91.9157 | 91.9157 | 91.9157 | 91.9157 | 91.9157 | 91.9157 | 91.9157 | 91.9157 | 91.9157 | 91.9157 | 91.9157 | 91.9157 | 91.9157 | 91.9157 | 91.9157 | 91.9157 | 91.9157 | 91.9157 | 91.9157 | 91.9157 | 91.9157 | 91.9157 | 91.9157 | 91.9157 | 91.9157 | 91.9157 | 91.9157 | 91.9157 | 91.9157 | 0 | 0
2042 | Wind | Tier 2 Area 1001 Wind 2042 |  |  | 3569.2887 | 35% | 93.6164 | 0 | 93.6164 | 0 | 0 | 0 | 0 | 0 | 0 | 0 | 0 | 0 | 0 | 0 | 0 | 0 | 0 | 0 | 0 | 0 | 0 | 93.6164 | 93.6164 | 93.6164 | 93.6164 | 93.6164 | 93.6164 | 93.6164 | 93.6164 | 93.6164 | 93.6164 | 93.6164 | 93.6164 | 93.6164 | 93.6164 | 93.6164 | 93.6164 | 93.6164 | 93.6164 | 93.6164 | 93.6164 | 93.6164 | 93.6164 | 93.6164 | 93.6164 | 93.6164 | 93.6164 | 93.6164 | 93.6164 | 93.6164 | 93.6164 | 0
2043 | Wind | Tier 2 Area 1001 Wind 2043 |  |  | 3569.2887 | 35% | 95.415 | 0 | 95.415 | 0 | 0 | 0 | 0 | 0 | 0 | 0 | 0 | 0 | 0 | 0 | 0 | 0 | 0 | 0 | 0 | 0 | 0 | 0 | 95.415 | 95.415 | 95.415 | 95.415 | 95.415 | 95.415 | 95.415 | 95.415 | 95.415 | 95.415 | 95.415 | 95.415 | 95.415 | 95.415 | 95.415 | 95.415 | 95.415 | 95.415 | 95.415 | 95.415 | 95.415 | 95.415 | 95.415 | 95.415 | 95.415 | 95.415 | 95.415 | 95.415 | 95.415 | 95.415
2024 | Solar | Area 1001 Solar 2024 |  |  | 3240.7126 | 22.84% | 92.7163 | -21.1988 | 71.5175 | 92.7163 | 92.7163 | 92.7163 | 92.7163 | 92.7163 | 92.7163 | 92.7163 | 92.7163 | 92.7163 | 92.7163 | 92.7163 | 92.7163 | 92.7163 | 92.7163 | 92.7163 | 92.7163 | 92.7163 | 92.7163 | 92.7163 | 92.7163 | 92.7163 | 92.7163 | 92.7163 | 92.7163 | 92.7163 | 92.7163 | 92.7163 | 92.7163 | 92.7163 | 92.7163 | 0 | 0 | 0 | 0 | 0 | 0 | 0 | 0 | 0 | 0 | 0 | 0 | 0 | 0 | 0 | 0 | 0 | 0 | 0
2025 | Solar | Area 1001 Solar 2025 |  |  | 2996.2666 | 22.84% | 87.4808 | -21.5571 | 65.9237 | 0 | 87.4808 | 87.4808 | 87.4808 | 87.4808 | 87.4808 | 87.4808 | 87.4808 | 87.4808 | 87.4808 | 87.4808 | 87.4808 | 87.4808 | 87.4808 | 87.4808 | 87.4808 | 87.4808 | 87.4808 | 87.4808 | 87.4808 | 87.4808 | 87.4808 | 87.4808 | 87.4808 | 87.4808 | 87.4808 | 87.4808 | 87.4808 | 87.4808 | 87.4808 | 87.4808 | 0 | 0 | 0 | 0 | 0 | 0 | 0 | 0 | 0 | 0 | 0 | 0 | 0 | 0 | 0 | 0 | 0 | 0
2026 | Solar | Area 1001 Solar 2026 |  |  | 2891.2473 | 22.84% | 86.173 | -21.9376 | 64.2354 | 0 | 0 | 86.173 | 86.173 | 86.173 | 86.173 | 86.173 | 86.173 | 86.173 | 86.173 | 86.173 | 86.173 | 86.173 | 86.173 | 86.173 | 86.173 | 86.173 | 86.173 | 86.173 | 86.173 | 86.173 | 86.173 | 86.173 | 86.173 | 86.173 | 86.173 | 86.173 | 86.173 | 86.173 | 86.173 | 86.173 | 86.173 | 0 | 0 | 0 | 0 | 0 | 0 | 0 | 0 | 0 | 0 | 0 | 0 | 0 | 0 | 0 | 0 | 0
2027 | Solar | Area 1001 Solar 2027 |  |  | 2790.6382 | 22.84% | 84.8007 | -22.4768 | 62.3238 | 0 | 0 | 0 | 84.8007 | 84.8007 | 84.8007 | 84.8007 | 84.8007 | 84.8007 | 84.8007 | 84.8007 | 84.8007 | 84.8007 | 84.8007 | 84.8007 | 84.8007 | 84.8007 | 84.8007 | 84.8007 | 84.8007 | 84.8007 | 84.8007 | 84.8007 | 84.8007 | 84.8007 | 84.8007 | 84.8007 | 84.8007 | 84.8007 | 84.8007 | 84.8007 | 84.8007 | 84.8007 | 0 | 0 | 0 | 0 | 0 | 0 | 0 | 0 | 0 | 0 | 0 | 0 | 0 | 0 | 0 | 0
2028 | Solar | Area 1001 Solar 2028 |  |  | 2680.8186 | 22.84% | 83.0002 | -22.8029 | 60.1973 | 0 | 0 | 0 | 0 | 83.0002 | 83.0002 | 83.0002 | 83.0002 | 83.0002 | 83.0002 | 83.0002 | 83.0002 | 83.0002 | 83.0002 | 83.0002 | 83.0002 | 83.0002 | 83.0002 | 83.0002 | 83.0002 | 83.0002 | 83.0002 | 83.0002 | 83.0002 | 83.0002 | 83.0002 | 83.0002 | 83.0002 | 83.0002 | 83.0002 | 83.0002 | 83.0002 | 83.0002 | 83.0002 | 0 | 0 | 0 | 0 | 0 | 0 | 0 | 0 | 0 | 0 | 0 | 0 | 0 | 0 | 0
2029 | Solar | Area 1001 Solar 2029 |  |  | 2580.3886 | 22.84% | 81.338 | -23.1493 | 58.1887 | 0 | 0 | 0 | 0 | 0 | 81.338 | 81.338 | 81.338 | 81.338 | 81.338 | 81.338 | 81.338 | 81.338 | 81.338 | 81.338 | 81.338 | 81.338 | 81.338 | 81.338 | 81.338 | 81.338 | 81.338 | 81.338 | 81.338 | 81.338 | 81.338 | 81.338 | 81.338 | 81.338 | 81.338 | 81.338 | 81.338 | 81.338 | 81.338 | 81.338 | 0 | 0 | 0 | 0 | 0 | 0 | 0 | 0 | 0 | 0 | 0 | 0 | 0 | 0
2030 | Solar | Area 1001 Solar 2030 |  |  | 2474.401 | 22.84% | 79.39 | -23.517 | 55.873 | 0 | 0 | 0 | 0 | 0 | 0 | 79.39 | 79.39 | 79.39 | 79.39 | 79.39 | 79.39 | 79.39 | 79.39 | 79.39 | 79.39 | 79.39 | 79.39 | 79.39 | 79.39 | 79.39 | 79.39 | 79.39 | 79.39 | 79.39 | 79.39 | 79.39 | 79.39 | 79.39 | 79.39 | 79.39 | 79.39 | 79.39 | 79.39 | 79.39 | 79.39 | 0 | 0 | 0 | 0 | 0 | 0 | 0 | 0 | 0 | 0 | 0 | 0 | 0
2031 | Solar | Area 1001 Solar 2031 |  |  | 2491.7499 | 22.84% | 81.3577 | -24.0427 | 57.3149 | 0 | 0 | 0 | 0 | 0 | 0 | 0 | 81.3577 | 81.3577 | 81.3577 | 81.3577 | 81.3577 | 81.3577 | 81.3577 | 81.3577 | 81.3577 | 81.3577 | 81.3577 | 81.3577 | 81.3577 | 81.3577 | 81.3577 | 81.3577 | 81.3577 | 81.3577 | 81.3577 | 81.3577 | 81.3577 | 81.3577 | 81.3577 | 81.3577 | 81.3577 | 81.3577 | 81.3577 | 81.3577 | 81.3577 | 81.3577 | 0 | 0 | 0 | 0 | 0 | 0 | 0 | 0 | 0 | 0 | 0 | 0
2032 | Solar | Area 1001 Solar 2032 |  |  | 2504.8268 | 22.84% | 83.2875 | -24.601 | 58.6865 | 0 | 0 | 0 | 0 | 0 | 0 | 0 | 0 | 83.2875 | 83.2875 | 83.2875 | 83.2875 | 83.2875 | 83.2875 | 83.2875 | 83.2875 | 83.2875 | 83.2875 | 83.2875 | 83.2875 | 83.2875 | 83.2875 | 83.2875 | 83.2875 | 83.2875 | 83.2875 | 83.2875 | 83.2875 | 83.2875 | 83.2875 | 83.2875 | 83.2875 | 83.2875 | 83.2875 | 83.2875 | 83.2875 | 83.2875 | 83.2875 | 0 | 0 | 0 | 0 | 0 | 0 | 0 | 0 | 0 | 0 | 0
2033 | Solar | Area 1001 Solar 2033 |  |  | 2518.0318 | 22.84% | 85.2973 | -24.9473 | 60.35 | 0 | 0 | 0 | 0 | 0 | 0 | 0 | 0 | 0 | 85.2973 | 85.2973 | 85.2973 | 85.2973 | 85.2973 | 85.2973 | 85.2973 | 85.2973 | 85.2973 | 85.2973 | 85.2973 | 85.2973 | 85.2973 | 85.2973 | 85.2973 | 85.2973 | 85.2973 | 85.2973 | 85.2973 | 85.2973 | 85.2973 | 85.2973 | 85.2973 | 85.2973 | 85.2973 | 85.2973 | 85.2973 | 85.2973 | 85.2973 | 85.2973 | 0 | 0 | 0 | 0 | 0 | 0 | 0 | 0 | 0 | 0
2034 | Solar | Area 1001 Solar 2034 |  |  | 2531.9216 | 22.84% | 87.3712 | -25.4503 | 61.9209 | 0 | 0 | 0 | 0 | 0 | 0 | 0 | 0 | 0 | 0 | 87.3712 | 87.3712 | 87.3712 | 87.3712 | 87.3712 | 87.3712 | 87.3712 | 87.3712 | 87.3712 | 87.3712 | 87.3712 | 87.3712 | 87.3712 | 87.3712 | 87.3712 | 87.3712 | 87.3712 | 87.3712 | 87.3712 | 87.3712 | 87.3712 | 87.3712 | 87.3712 | 87.3712 | 87.3712 | 87.3712 | 87.3712 | 87.3712 | 87.3712 | 87.3712 | 0 | 0 | 0 | 0 | 0 | 0 | 0 | 0 | 0
2035 | Solar | Area 1001 Solar 2035 |  |  | 2550.8294 | 22.84% | 89.6733 | -25.9844 | 63.6889 | 0 | 0 | 0 | 0 | 0 | 0 | 0 | 0 | 0 | 0 | 0 | 89.6733 | 89.6733 | 89.6733 | 89.6733 | 89.6733 | 89.6733 | 89.6733 | 89.6733 | 89.6733 | 89.6733 | 89.6733 | 89.6733 | 89.6733 | 89.6733 | 89.6733 | 89.6733 | 89.6733 | 89.6733 | 89.6733 | 89.6733 | 89.6733 | 89.6733 | 89.6733 | 89.6733 | 89.6733 | 89.6733 | 89.6733 | 89.6733 | 89.6733 | 89.6733 | 0 | 0 | 0 | 0 | 0 | 0 | 0 | 0
2036 | Solar | Area 1001 Solar 2036 |  |  | 2568.8726 | 22.84% | 92.0233 | -19.9136 | 72.1097 | 0 | 0 | 0 | 0 | 0 | 0 | 0 | 0 | 0 | 0 | 0 | 0 | 92.0233 | 92.0233 | 92.0233 | 92.0233 | 92.0233 | 92.0233 | 92.0233 | 92.0233 | 92.0233 | 92.0233 | 92.0233 | 92.0233 | 92.0233 | 92.0233 | 92.0233 | 92.0233 | 92.0233 | 92.0233 | 92.0233 | 92.0233 | 92.0233 | 92.0233 | 92.0233 | 92.0233 | 92.0233 | 92.0233 | 92.0233 | 92.0233 | 92.0233 | 92.0233 | 0 | 0 | 0 | 0 | 0 | 0 | 0
2037 | Solar | Area 1001 Solar 2037 |  |  | 2587.5695 | 22.84% | 94.4813 | -13.5212 | 80.9601 | 0 | 0 | 0 | 0 | 0 | 0 | 0 | 0 | 0 | 0 | 0 | 0 | 0 | 94.4813 | 94.4813 | 94.4813 | 94.4813 | 94.4813 | 94.4813 | 94.4813 | 94.4813 | 94.4813 | 94.4813 | 94.4813 | 94.4813 | 94.4813 | 94.4813 | 94.4813 | 94.4813 | 94.4813 | 94.4813 | 94.4813 | 94.4813 | 94.4813 | 94.4813 | 94.4813 | 94.4813 | 94.4813 | 94.4813 | 94.4813 | 94.4813 | 94.4813 | 94.4813 | 0 | 0 | 0 | 0 | 0 | 0
2038 | Solar | Area 1001 Solar 2038 |  |  | 2611.435 | 22.84% | 97.1774 | 0 | 97.1774 | 0 | 0 | 0 | 0 | 0 | 0 | 0 | 0 | 0 | 0 | 0 | 0 | 0 | 0 | 97.1774 | 97.1774 | 97.1774 | 97.1774 | 97.1774 | 97.1774 | 97.1774 | 97.1774 | 97.1774 | 97.1774 | 97.1774 | 97.1774 | 97.1774 | 97.1774 | 97.1774 | 97.1774 | 97.1774 | 97.1774 | 97.1774 | 97.1774 | 97.1774 | 97.1774 | 97.1774 | 97.1774 | 97.1774 | 97.1774 | 97.1774 | 97.1774 | 97.1774 | 97.1774 | 0 | 0 | 0 | 0 | 0
2039 | Solar | Area 1001 Solar 2039 |  |  | 2637.4984 | 22.84% | 100.0458 | 0 | 100.0458 | 0 | 0 | 0 | 0 | 0 | 0 | 0 | 0 | 0 | 0 | 0 | 0 | 0 | 0 | 0 | 100.0458 | 100.0458 | 100.0458 | 100.0458 | 100.0458 | 100.0458 | 100.0458 | 100.0458 | 100.0458 | 100.0458 | 100.0458 | 100.0458 | 100.0458 | 100.0458 | 100.0458 | 100.0458 | 100.0458 | 100.0458 | 100.0458 | 100.0458 | 100.0458 | 100.0458 | 100.0458 | 100.0458 | 100.0458 | 100.0458 | 100.0458 | 100.0458 | 100.0458 | 100.0458 | 0 | 0 | 0 | 0
2040 | Solar | Area 1001 Solar 2040 |  |  | 2666.0579 | 22.84% | 103.1008 | 0 | 103.1008 | 0 | 0 | 0 | 0 | 0 | 0 | 0 | 0 | 0 | 0 | 0 | 0 | 0 | 0 | 0 | 0 | 103.1008 | 103.1008 | 103.1008 | 103.1008 | 103.1008 | 103.1008 | 103.1008 | 103.1008 | 103.1008 | 103.1008 | 103.1008 | 103.1008 | 103.1008 | 103.1008 | 103.1008 | 103.1008 | 103.1008 | 103.1008 | 103.1008 | 103.1008 | 103.1008 | 103.1008 | 103.1008 | 103.1008 | 103.1008 | 103.1008 | 103.1008 | 103.1008 | 103.1008 | 103.1008 | 0 | 0 | 0
2041 | Solar | Area 1001 Solar 2041 |  |  | 2697.8704 | 22.83% | 106.4073 | 0 | 106.4073 | 0 | 0 | 0 | 0 | 0 | 0 | 0 | 0 | 0 | 0 | 0 | 0 | 0 | 0 | 0 | 0 | 0 | 106.4073 | 106.4073 | 106.4073 | 106.4073 | 106.4073 | 106.4073 | 106.4073 | 106.4073 | 106.4073 | 106.4073 | 106.4073 | 106.4073 | 106.4073 | 106.4073 | 106.4073 | 106.4073 | 106.4073 | 106.4073 | 106.4073 | 106.4073 | 106.4073 | 106.4073 | 106.4073 | 106.4073 | 106.4073 | 106.4073 | 106.4073 | 106.4073 | 106.4073 | 106.4073 | 0 | 0
2042 | Solar | Area 1001 Solar 2042 |  |  | 2697.8704 | 22.83% | 108.4558 | 0 | 108.4558 | 0 | 0 | 0 | 0 | 0 | 0 | 0 | 0 | 0 | 0 | 0 | 0 | 0 | 0 | 0 | 0 | 0 | 0 | 108.4558 | 108.4558 | 108.4558 | 108.4558 | 108.4558 | 108.4558 | 108.4558 | 108.4558 | 108.4558 | 108.4558 | 108.4558 | 108.4558 | 108.4558 | 108.4558 | 108.4558 | 108.4558 | 108.4558 | 108.4558 | 108.4558 | 108.4558 | 108.4558 | 108.4558 | 108.4558 | 108.4558 | 108.4558 | 108.4558 | 108.4558 | 108.4558 | 108.4558 | 108.4558 | 0
2043 | Solar | Area 1001 Solar 2043 |  |  | 2697.8704 | 22.83% | 110.5437 | 0 | 110.5437 | 0 | 0 | 0 | 0 | 0 | 0 | 0 | 0 | 0 | 0 | 0 | 0 | 0 | 0 | 0 | 0 | 0 | 0 | 0 | 110.5437 | 110.5437 | 110.5437 | 110.5437 | 110.5437 | 110.5437 | 110.5437 | 110.5437 | 110.5437 | 110.5437 | 110.5437 | 110.5437 | 110.5437 | 110.5437 | 110.5437 | 110.5437 | 110.5437 | 110.5437 | 110.5437 | 110.5437 | 110.5437 | 110.5437 | 110.5437 | 110.5437 | 110.5437 | 110.5437 | 110.5437 | 110.5437 | 110.5437 | 110.5437
2024 | Solar | Tier 2 Area 1001 Solar 2024 |  |  | 3534.132 | 22.84% | 101.111 | -21.1988 | 79.9122 | 101.111 | 101.111 | 101.111 | 101.111 | 101.111 | 101.111 | 101.111 | 101.111 | 101.111 | 101.111 | 101.111 | 101.111 | 101.111 | 101.111 | 101.111 | 101.111 | 101.111 | 101.111 | 101.111 | 101.111 | 101.111 | 101.111 | 101.111 | 101.111 | 101.111 | 101.111 | 101.111 | 101.111 | 101.111 | 101.111 | 0 | 0 | 0 | 0 | 0 | 0 | 0 | 0 | 0 | 0 | 0 | 0 | 0 | 0 | 0 | 0 | 0 | 0 | 0
2025 | Solar | Tier 2 Area 1001 Solar 2025 |  |  | 3266.115 | 22.84% | 95.3595 | -21.5571 | 73.8024 | 0 | 95.3595 | 95.3595 | 95.3595 | 95.3595 | 95.3595 | 95.3595 | 95.3595 | 95.3595 | 95.3595 | 95.3595 | 95.3595 | 95.3595 | 95.3595 | 95.3595 | 95.3595 | 95.3595 | 95.3595 | 95.3595 | 95.3595 | 95.3595 | 95.3595 | 95.3595 | 95.3595 | 95.3595 | 95.3595 | 95.3595 | 95.3595 | 95.3595 | 95.3595 | 95.3595 | 0 | 0 | 0 | 0 | 0 | 0 | 0 | 0 | 0 | 0 | 0 | 0 | 0 | 0 | 0 | 0 | 0 | 0
2026 | Solar | Tier 2 Area 1001 Solar 2026 |  |  | 3151.4649 | 22.84% | 93.9287 | -21.9376 | 71.9911 | 0 | 0 | 93.9287 | 93.9287 | 93.9287 | 93.9287 | 93.9287 | 93.9287 | 93.9287 | 93.9287 | 93.9287 | 93.9287 | 93.9287 | 93.9287 | 93.9287 | 93.9287 | 93.9287 | 93.9287 | 93.9287 | 93.9287 | 93.9287 | 93.9287 | 93.9287 | 93.9287 | 93.9287 | 93.9287 | 93.9287 | 93.9287 | 93.9287 | 93.9287 | 93.9287 | 93.9287 | 0 | 0 | 0 | 0 | 0 | 0 | 0 | 0 | 0 | 0 | 0 | 0 | 0 | 0 | 0 | 0 | 0
2027 | Solar | Tier 2 Area 1001 Solar 2027 |  |  | 3041.6635 | 22.84% | 92.4287 | -22.4768 | 69.9519 | 0 | 0 | 0 | 92.4287 | 92.4287 | 92.4287 | 92.4287 | 92.4287 | 92.4287 | 92.4287 | 92.4287 | 92.4287 | 92.4287 | 92.4287 | 92.4287 | 92.4287 | 92.4287 | 92.4287 | 92.4287 | 92.4287 | 92.4287 | 92.4287 | 92.4287 | 92.4287 | 92.4287 | 92.4287 | 92.4287 | 92.4287 | 92.4287 | 92.4287 | 92.4287 | 92.4287 | 92.4287 | 0 | 0 | 0 | 0 | 0 | 0 | 0 | 0 | 0 | 0 | 0 | 0 | 0 | 0 | 0 | 0
2028 | Solar | Tier 2 Area 1001 Solar 2028 |  |  | 2921.7284 | 22.84% | 90.459 | -22.8029 | 67.656 | 0 | 0 | 0 | 0 | 90.459 | 90.459 | 90.459 | 90.459 | 90.459 | 90.459 | 90.459 | 90.459 | 90.459 | 90.459 | 90.459 | 90.459 | 90.459 | 90.459 | 90.459 | 90.459 | 90.459 | 90.459 | 90.459 | 90.459 | 90.459 | 90.459 | 90.459 | 90.459 | 90.459 | 90.459 | 90.459 | 90.459 | 90.459 | 90.459 | 0 | 0 | 0 | 0 | 0 | 0 | 0 | 0 | 0 | 0 | 0 | 0 | 0 | 0 | 0
2029 | Solar | Tier 2 Area 1001 Solar 2029 |  |  | 2812.1194 | 22.84% | 88.6425 | -23.1493 | 65.4932 | 0 | 0 | 0 | 0 | 0 | 88.6425 | 88.6425 | 88.6425 | 88.6425 | 88.6425 | 88.6425 | 88.6425 | 88.6425 | 88.6425 | 88.6425 | 88.6425 | 88.6425 | 88.6425 | 88.6425 | 88.6425 | 88.6425 | 88.6425 | 88.6425 | 88.6425 | 88.6425 | 88.6425 | 88.6425 | 88.6425 | 88.6425 | 88.6425 | 88.6425 | 88.6425 | 88.6425 | 88.6425 | 88.6425 | 0 | 0 | 0 | 0 | 0 | 0 | 0 | 0 | 0 | 0 | 0 | 0 | 0 | 0
2030 | Solar | Tier 2 Area 1001 Solar 2030 |  |  | 2696.3951 | 22.84% | 86.5126 | -23.517 | 62.9955 | 0 | 0 | 0 | 0 | 0 | 0 | 86.5126 | 86.5126 | 86.5126 | 86.5126 | 86.5126 | 86.5126 | 86.5126 | 86.5126 | 86.5126 | 86.5126 | 86.5126 | 86.5126 | 86.5126 | 86.5126 | 86.5126 | 86.5126 | 86.5126 | 86.5126 | 86.5126 | 86.5126 | 86.5126 | 86.5126 | 86.5126 | 86.5126 | 86.5126 | 86.5126 | 86.5126 | 86.5126 | 86.5126 | 86.5126 | 0 | 0 | 0 | 0 | 0 | 0 | 0 | 0 | 0 | 0 | 0 | 0 | 0
2031 | Solar | Tier 2 Area 1001 Solar 2031 |  |  | 2715.6271 | 22.84% | 88.6674 | -24.0427 | 64.6247 | 0 | 0 | 0 | 0 | 0 | 0 | 0 | 88.6674 | 88.6674 | 88.6674 | 88.6674 | 88.6674 | 88.6674 | 88.6674 | 88.6674 | 88.6674 | 88.6674 | 88.6674 | 88.6674 | 88.6674 | 88.6674 | 88.6674 | 88.6674 | 88.6674 | 88.6674 | 88.6674 | 88.6674 | 88.6674 | 88.6674 | 88.6674 | 88.6674 | 88.6674 | 88.6674 | 88.6674 | 88.6674 | 88.6674 | 88.6674 | 0 | 0 | 0 | 0 | 0 | 0 | 0 | 0 | 0 | 0 | 0 | 0
2032 | Solar | Tier 2 Area 1001 Solar 2032 |  |  | 2730.1595 | 22.84% | 90.78 | -24.601 | 66.179 | 0 | 0 | 0 | 0 | 0 | 0 | 0 | 0 | 90.78 | 90.78 | 90.78 | 90.78 | 90.78 | 90.78 | 90.78 | 90.78 | 90.78 | 90.78 | 90.78 | 90.78 | 90.78 | 90.78 | 90.78 | 90.78 | 90.78 | 90.78 | 90.78 | 90.78 | 90.78 | 90.78 | 90.78 | 90.78 | 90.78 | 90.78 | 90.78 | 90.78 | 90.78 | 90.78 | 0 | 0 | 0 | 0 | 0 | 0 | 0 | 0 | 0 | 0 | 0
2033 | Solar | Tier 2 Area 1001 Solar 2033 |  |  | 2744.8324 | 22.84% | 92.98 | -24.9473 | 68.0327 | 0 | 0 | 0 | 0 | 0 | 0 | 0 | 0 | 0 | 92.98 | 92.98 | 92.98 | 92.98 | 92.98 | 92.98 | 92.98 | 92.98 | 92.98 | 92.98 | 92.98 | 92.98 | 92.98 | 92.98 | 92.98 | 92.98 | 92.98 | 92.98 | 92.98 | 92.98 | 92.98 | 92.98 | 92.98 | 92.98 | 92.98 | 92.98 | 92.98 | 92.98 | 92.98 | 92.98 | 0 | 0 | 0 | 0 | 0 | 0 | 0 | 0 | 0 | 0
2034 | Solar | Tier 2 Area 1001 Solar 2034 |  |  | 2760.2583 | 22.84% | 95.2506 | -25.4503 | 69.8003 | 0 | 0 | 0 | 0 | 0 | 0 | 0 | 0 | 0 | 0 | 95.2506 | 95.2506 | 95.2506 | 95.2506 | 95.2506 | 95.2506 | 95.2506 | 95.2506 | 95.2506 | 95.2506 | 95.2506 | 95.2506 | 95.2506 | 95.2506 | 95.2506 | 95.2506 | 95.2506 | 95.2506 | 95.2506 | 95.2506 | 95.2506 | 95.2506 | 95.2506 | 95.2506 | 95.2506 | 95.2506 | 95.2506 | 95.2506 | 95.2506 | 95.2506 | 0 | 0 | 0 | 0 | 0 | 0 | 0 | 0 | 0
2035 | Solar | Tier 2 Area 1001 Solar 2035 |  |  | 2781.2035 | 22.84% | 97.772 | -25.9844 | 71.7876 | 0 | 0 | 0 | 0 | 0 | 0 | 0 | 0 | 0 | 0 | 0 | 97.772 | 97.772 | 97.772 | 97.772 | 97.772 | 97.772 | 97.772 | 97.772 | 97.772 | 97.772 | 97.772 | 97.772 | 97.772 | 97.772 | 97.772 | 97.772 | 97.772 | 97.772 | 97.772 | 97.772 | 97.772 | 97.772 | 97.772 | 97.772 | 97.772 | 97.772 | 97.772 | 97.772 | 97.772 | 97.772 | 0 | 0 | 0 | 0 | 0 | 0 | 0 | 0
2036 | Solar | Tier 2 Area 1001 Solar 2036 |  |  | 2801.1974 | 22.84% | 100.3457 | -19.9136 | 80.4321 | 0 | 0 | 0 | 0 | 0 | 0 | 0 | 0 | 0 | 0 | 0 | 0 | 100.3457 | 100.3457 | 100.3457 | 100.3457 | 100.3457 | 100.3457 | 100.3457 | 100.3457 | 100.3457 | 100.3457 | 100.3457 | 100.3457 | 100.3457 | 100.3457 | 100.3457 | 100.3457 | 100.3457 | 100.3457 | 100.3457 | 100.3457 | 100.3457 | 100.3457 | 100.3457 | 100.3457 | 100.3457 | 100.3457 | 100.3457 | 100.3457 | 100.3457 | 100.3457 | 0 | 0 | 0 | 0 | 0 | 0 | 0
2037 | Solar | Tier 2 Area 1001 Solar 2037 |  |  | 2821.9101 | 22.84% | 103.0379 | -13.5212 | 89.5167 | 0 | 0 | 0 | 0 | 0 | 0 | 0 | 0 | 0 | 0 | 0 | 0 | 0 | 103.0379 | 103.0379 | 103.0379 | 103.0379 | 103.0379 | 103.0379 | 103.0379 | 103.0379 | 103.0379 | 103.0379 | 103.0379 | 103.0379 | 103.0379 | 103.0379 | 103.0379 | 103.0379 | 103.0379 | 103.0379 | 103.0379 | 103.0379 | 103.0379 | 103.0379 | 103.0379 | 103.0379 | 103.0379 | 103.0379 | 103.0379 | 103.0379 | 103.0379 | 103.0379 | 0 | 0 | 0 | 0 | 0 | 0
2038 | Solar | Tier 2 Area 1001 Solar 2038 |  |  | 2848.3077 | 22.84% | 105.9919 | 0 | 105.9919 | 0 | 0 | 0 | 0 | 0 | 0 | 0 | 0 | 0 | 0 | 0 | 0 | 0 | 0 | 105.9919 | 105.9919 | 105.9919 | 105.9919 | 105.9919 | 105.9919 | 105.9919 | 105.9919 | 105.9919 | 105.9919 | 105.9919 | 105.9919 | 105.9919 | 105.9919 | 105.9919 | 105.9919 | 105.9919 | 105.9919 | 105.9919 | 105.9919 | 105.9919 | 105.9919 | 105.9919 | 105.9919 | 105.9919 | 105.9919 | 105.9919 | 105.9919 | 105.9919 | 105.9919 | 0 | 0 | 0 | 0 | 0
2039 | Solar | Tier 2 Area 1001 Solar 2039 |  |  | 2877.1228 | 22.84% | 109.1353 | 0 | 109.1353 | 0 | 0 | 0 | 0 | 0 | 0 | 0 | 0 | 0 | 0 | 0 | 0 | 0 | 0 | 0 | 109.1353 | 109.1353 | 109.1353 | 109.1353 | 109.1353 | 109.1353 | 109.1353 | 109.1353 | 109.1353 | 109.1353 | 109.1353 | 109.1353 | 109.1353 | 109.1353 | 109.1353 | 109.1353 | 109.1353 | 109.1353 | 109.1353 | 109.1353 | 109.1353 | 109.1353 | 109.1353 | 109.1353 | 109.1353 | 109.1353 | 109.1353 | 109.1353 | 109.1353 | 109.1353 | 0 | 0 | 0 | 0
2040 | Solar | Tier 2 Area 1001 Solar 2040 |  |  | 2908.6832 | 22.84% | 112.4835 | 0 | 112.4835 | 0 | 0 | 0 | 0 | 0 | 0 | 0 | 0 | 0 | 0 | 0 | 0 | 0 | 0 | 0 | 0 | 112.4835 | 112.4835 | 112.4835 | 112.4835 | 112.4835 | 112.4835 | 112.4835 | 112.4835 | 112.4835 | 112.4835 | 112.4835 | 112.4835 | 112.4835 | 112.4835 | 112.4835 | 112.4835 | 112.4835 | 112.4835 | 112.4835 | 112.4835 | 112.4835 | 112.4835 | 112.4835 | 112.4835 | 112.4835 | 112.4835 | 112.4835 | 112.4835 | 112.4835 | 112.4835 | 0 | 0 | 0
2041 | Solar | Tier 2 Area 1001 Solar 2041 |  |  | 2943.8217 | 22.83% | 116.1079 | 0 | 116.1079 | 0 | 0 | 0 | 0 | 0 | 0 | 0 | 0 | 0 | 0 | 0 | 0 | 0 | 0 | 0 | 0 | 0 | 116.1079 | 116.1079 | 116.1079 | 116.1079 | 116.1079 | 116.1079 | 116.1079 | 116.1079 | 116.1079 | 116.1079 | 116.1079 | 116.1079 | 116.1079 | 116.1079 | 116.1079 | 116.1079 | 116.1079 | 116.1079 | 116.1079 | 116.1079 | 116.1079 | 116.1079 | 116.1079 | 116.1079 | 116.1079 | 116.1079 | 116.1079 | 116.1079 | 116.1079 | 116.1079 | 0 | 0
2042 | Solar | Tier 2 Area 1001 Solar 2042 |  |  | 2943.8217 | 22.83% | 118.3432 | 0 | 118.3432 | 0 | 0 | 0 | 0 | 0 | 0 | 0 | 0 | 0 | 0 | 0 | 0 | 0 | 0 | 0 | 0 | 0 | 0 | 118.3432 | 118.3432 | 118.3432 | 118.3432 | 118.3432 | 118.3432 | 118.3432 | 118.3432 | 118.3432 | 118.3432 | 118.3432 | 118.3432 | 118.3432 | 118.3432 | 118.3432 | 118.3432 | 118.3432 | 118.3432 | 118.3432 | 118.3432 | 118.3432 | 118.3432 | 118.3432 | 118.3432 | 118.3432 | 118.3432 | 118.3432 | 118.3432 | 118.3432 | 118.3432 | 0
2043 | Solar | Tier 2 Area 1001 Solar 2043 |  |  | 2943.8217 | 22.83% | 120.6214 | 0 | 120.6214 | 0 | 0 | 0 | 0 | 0 | 0 | 0 | 0 | 0 | 0 | 0 | 0 | 0 | 0 | 0 | 0 | 0 | 0 | 0 | 120.6214 | 120.6214 | 120.6214 | 120.6214 | 120.6214 | 120.6214 | 120.6214 | 120.6214 | 120.6214 | 120.6214 | 120.6214 | 120.6214 | 120.6214 | 120.6214 | 120.6214 | 120.6214 | 120.6214 | 120.6214 | 120.6214 | 120.6214 | 120.6214 | 120.6214 | 120.6214 | 120.6214 | 120.6214 | 120.6214 | 120.6214 | 120.6214 | 120.6214 | 120.6214

## Tax Credits
Resource Tax Credits
[8 empty] | 2022 | 2023 | 2024 | 2025 | 2026 | 2027 | 2028 | 2029 | 2030 | 2031 | 2032 | 2033 | 2034 | 2035 | 2036 | 2037 | 2038 | 2039 | 2040 | 2041 | 2042 | 2043 | 2044 | 2045 | 2046
|  | Current Policy |  |  |  | Annual Vector | Base Credit ($/MWh) | 26 | 27.5 | 27.5 | 27.5 | 27.5 | 30 | 30 | 30 | 30 | 30 | 32.5 | 32.5 | 32.5 | 32.5 | 35 | 35 | 35 | 35 | 37.5 | 37.5 | 37.5 | 40 | 40 | 40 | 42.5
| Operational Year | PTC | ITC | Safe Harbor ITC | Year | Annual Vector | Base Credit ($/MWh) | 34.5817 | 36.5768 | 36.5768 | 36.5768 | 36.5768 | 39.902 | 39.902 | 39.902 | 39.902 | 39.902 | 43.2271 | 43.2271 | 43.2271 | 43.2271 | 46.5523 | 46.5523 | 46.5523 | 46.5523 | 49.8774 | 49.8774 | 49.8774 | 53.2026 | 53.2026 | 53.2026 | 56.5278 | Tax Credit NPV
| 2022 | 100% | 30% | 39.9% | 2022 | PTC_2022 |  | 2022: 34.5817; 2023: 36.5768; 2024: 36.5768; 2025: 36.5768; 2026: 36.5768; 2027: 39.902; 2028: 39.902; 2029: 39.902; 2030: 39.902; 2031: 39.902 | 20.4043
| 2023 | 100% | 30% | 39.9% | 2023 | PTC_2023 |  | 2023: 36.5768; 2024: 36.5768; 2025: 36.5768; 2026: 36.5768; 2027: 39.902; 2028: 39.902; 2029: 39.902; 2030: 39.902; 2031: 39.902; 2032: 43.2271 | 20.8613
| 2024 | 100% | 30% | 39.9% | 2024 | PTC_2024 |  | 2024: 36.5768; 2025: 36.5768; 2026: 36.5768; 2027: 39.902; 2028: 39.902; 2029: 39.902; 2030: 39.902; 2031: 39.902; 2032: 43.2271; 2033: 43.2271 | 21.1988
| 2025 | 100% | 30% | 39.9% | 2025 | PTC_2025 |  | 2025: 36.5768; 2026: 36.5768; 2027: 39.902; 2028: 39.902; 2029: 39.902; 2030: 39.902; 2031: 39.902; 2032: 43.2271; 2033: 43.2271; 2034: 43.2271 | 21.5571
| 2026 | 100% | 30% | 39.9% | 2026 | PTC_2026 |  | 2026: 36.5768; 2027: 39.902; 2028: 39.902; 2029: 39.902; 2030: 39.902; 2031: 39.902; 2032: 43.2271; 2033: 43.2271; 2034: 43.2271; 2035: 43.2271 | 21.9376
| 2027 | 100% | 30% | 39.9% | 2027 | PTC_2027 |  | 2027: 39.902; 2028: 39.902; 2029: 39.902; 2030: 39.902; 2031: 39.902; 2032: 43.2271; 2033: 43.2271; 2034: 43.2271; 2035: 43.2271; 2036: 46.5523 | 22.4768
| 2028 | 100% | 30% | 39.9% | 2028 | PTC_2028 |  | 2028: 39.902; 2029: 39.902; 2030: 39.902; 2031: 39.902; 2032: 43.2271; 2033: 43.2271; 2034: 43.2271; 2035: 43.2271; 2036: 46.5523; 2037: 46.5523 | 22.8029
| 2029 | 100% | 30% | 39.9% | 2029 | PTC_2029 |  | 2029: 39.902; 2030: 39.902; 2031: 39.902; 2032: 43.2271; 2033: 43.2271; 2034: 43.2271; 2035: 43.2271; 2036: 46.5523; 2037: 46.5523; 2038: 46.5523 | 23.1493
| 2030 | 100% | 30% | 39.9% | 2030 | PTC_2030 |  | 2030: 39.902; 2031: 39.902; 2032: 43.2271; 2033: 43.2271; 2034: 43.2271; 2035: 43.2271; 2036: 46.5523; 2037: 46.5523; 2038: 46.5523; 2039: 46.5523 | 23.517
| 2031 | 100% | 30% | 39.9% | 2031 | PTC_2031 |  | 2031: 39.902; 2032: 43.2271; 2033: 43.2271; 2034: 43.2271; 2035: 43.2271; 2036: 46.5523; 2037: 46.5523; 2038: 46.5523; 2039: 46.5523; 2040: 49.8774 | 24.0427
| 2032 | 100% | 30% | 39.9% | 2032 | PTC_2032 |  | 2032: 43.2271; 2033: 43.2271; 2034: 43.2271; 2035: 43.2271; 2036: 46.5523; 2037: 46.5523; 2038: 46.5523; 2039: 46.5523; 2040: 49.8774; 2041: 49.8774 | 24.601
| 2033 | 100% | 22.5% | 39.9% | 2033 | PTC_2033 |  | 2033: 43.2271; 2034: 43.2271; 2035: 43.2271; 2036: 46.5523; 2037: 46.5523; 2038: 46.5523; 2039: 46.5523; 2040: 49.8774; 2041: 49.8774; 2042: 49.8774 | 24.9473
| 2034 | 100% | 15% | 39.9% | 2034 | PTC_2034 |  | 2034: 43.2271; 2035: 43.2271; 2036: 46.5523; 2037: 46.5523; 2038: 46.5523; 2039: 46.5523; 2040: 49.8774; 2041: 49.8774; 2042: 49.8774; 2043: 53.2026 | 25.4503
Safe Harbor | 2035 | 100% | 0% | 39.9% | 2035 | PTC_2035 |  | 2035: 43.2271; 2036: 46.5523; 2037: 46.5523; 2038: 46.5523; 2039: 46.5523; 2040: 49.8774; 2041: 49.8774; 2042: 49.8774; 2043: 53.2026; 2044: 53.2026 | 25.9844
| 2036 | 75% | 0% | 29.93% | 2036 | PTC_2036 |  | 2036: 34.9142; 2037: 34.9142; 2038: 34.9142; 2039: 34.9142; 2040: 37.4081; 2041: 37.4081; 2042: 37.4081; 2043: 39.9019; 2044: 39.9019; 2045: 39.9019 | 19.9136 | Check
| 2037 | 50% | 0% | 19.95% | 2037 | PTC_2037 |  | 2037: 23.2761; 2038: 23.2761; 2039: 23.2761; 2040: 24.9387; 2041: 24.9387; 2042: 24.9387; 2043: 26.6013; 2044: 26.6013; 2045: 26.6013; 2046: 28.2639 | 13.5212 | 13.5212
| 2038 | 0% | 0% | 0% |  | Original 1993 PTC - cents/kWh |  | 2025: 1.5; 2027: Federal Tax Rate:; 2028: 21%
| 2039 | 0% | 0% | 0% |  | IRS published 4/28/2021 PTC cumulative inflation multiplier |  | 2025: 1.6878; 2029: KPCO
| 2040 | 0% | 0% | 0% |  | Unrounded 2020 PTC value |  | 2025: 2.5317; 2027: State Tax Rate:; 2029: 4.83%
| 2041 | 0% | 0% | 0% |  |  |  | 2027: Tax Gross Up Factor:; 2029: 1.3301
[13 empty] | Discount Rate |  | 6.19%
| Notes | (1) | (2)
(1) 10-year production tax credit (PTC) available, assuming plant is operational by end of year and properly safe-harbored.
(2) Investment tax credit (ITC) available, assuming plant is operational by end of year and properly safe-harbored.

## ResourceEmissionsYear1
Record_Number | Resource_Name | Type | Condition | Time_Period | Zone | Amount | Primary_Fuel_Amount | Secondary_Fuel_Amount | Cost | Primary_Fuel_Cost | Secondary_Fuel_Cost | Rate | Report_Year | Report_Month | Report_Day | Report_Hour | Run_ID | LT_Iteration | Risk_Iteration | Study_Info | ID
1341 | Big Sandy #1 Gas | CO2 | ATC | 2023 | AEP-KPCO | 1050492.875 | 1050492.875 | 0 | 0 | 0 | 0 | 117 | 2023 |  |  |  | REF | 0 | 0 | Real 2021 ¦ 12/22/2022 3:42:52 PM | 13555
1342 | Big Sandy #1 Gas | NOX | ATC | 2023 | AEP-KPCO | 1257 | 1257 | 0 | 89.9843 | 89.9843 | 0 | 0.14 | 2023 |  |  |  | REF | 0 | 0 | Real 2021 ¦ 12/22/2022 3:42:52 PM | 13555
1343 | Big Sandy #1 Gas | SO2 | ATC | 2023 | AEP-KPCO | 448.9286 | 448.9286 | 0 | 1.2793 | 1.2793 | 0 | 0.05 | 2023 |  |  |  | REF | 0 | 0 | Real 2021 ¦ 12/22/2022 3:42:52 PM | 13555
1344 | Mitchell #1 (WV) | CO2 | ATC | 2023 | AEP-KPCO | 4154999.25 | 4154999.25 | 0 | 0 | 0 | 0 | 205.7 | 2023 |  |  |  | REF | 0 | 0 | Real 2021 ¦ 12/22/2022 3:42:52 PM | 3102
1345 | Mitchell #1 (WV) | NOX | ATC | 2023 | AEP-KPCO | 1413.9521 | 1413.9521 | 0 | 111.1663 | 111.1663 | 0 | 0.07 | 2023 |  |  |  | REF | 0 | 0 | Real 2021 ¦ 12/22/2022 3:42:52 PM | 3102
1346 | Mitchell #1 (WV) | SO2 | ATC | 2023 | AEP-KPCO | 86251.0781 | 86251.0781 | 0 | 245.7948 | 245.7948 | 0 | 4.27 | 2023 |  |  |  | REF | 0 | 0 | Real 2021 ¦ 12/22/2022 3:42:52 PM | 3102
1347 | Mitchell #2 (WV) | CO2 | ATC | 2023 | AEP-KPCO | 4869950.5 | 4869950.5 | 0 | 0 | 0 | 0 | 205.7 | 2023 |  |  |  | REF | 0 | 0 | Real 2021 ¦ 12/22/2022 3:42:52 PM | 3105
1348 | Mitchell #2 (WV) | NOX | ATC | 2023 | AEP-KPCO | 1657.2511 | 1657.2511 | 0 | 106.009 | 106.009 | 0 | 0.07 | 2023 |  |  |  | REF | 0 | 0 | Real 2021 ¦ 12/22/2022 3:42:52 PM | 3105
1349 | Mitchell #2 (WV) | SO2 | ATC | 2023 | AEP-KPCO | 101092.3203 | 101092.3203 | 0 | 288.0888 | 288.0888 | 0 | 4.27 | 2023 |  |  |  | REF | 0 | 0 | Real 2021 ¦ 12/22/2022 3:42:52 PM | 3105
1350 | Area 1001 Gas CC 2x1 2024 | CO2 | ATC | 2023 | AEP-KPCO | 0 | 0 | 0 | 0 | 0 | 0 | 122 | 2023 |  |  |  | REF | 0 | 0 | Real 2021 ¦ 12/22/2022 3:42:52 PM | Area 1001 Gas CC 2x1 2024
1351 | Area 1001 Gas CC 2x1 2024 | NOX | ATC | 2023 | AEP-KPCO | 0 | 0 | 0 | 0 | 0 | 0 | 0.00056 | 2023 |  |  |  | REF | 0 | 0 | Real 2021 ¦ 12/22/2022 3:42:52 PM | Area 1001 Gas CC 2x1 2024
1352 | Area 1001 Gas CC 2x1 2024 | SO2 | ATC | 2023 | AEP-KPCO | 0 | 0 | 0 | 0 | 0 | 0 | 0.00752 | 2023 |  |  |  | REF | 0 | 0 | Real 2021 ¦ 12/22/2022 3:42:52 PM | Area 1001 Gas CC 2x1 2024
1353 | Area 1001 Gas CC 2x1 2025 | CO2 | ATC | 2023 | AEP-KPCO | 0 | 0 | 0 | 0 | 0 | 0 | 122 | 2023 |  |  |  | REF | 0 | 0 | Real 2021 ¦ 12/22/2022 3:42:52 PM | Area 1001 Gas CC 2x1 2025
1354 | Area 1001 Gas CC 2x1 2025 | NOX | ATC | 2023 | AEP-KPCO | 0 | 0 | 0 | 0 | 0 | 0 | 0.00056 | 2023 |  |  |  | REF | 0 | 0 | Real 2021 ¦ 12/22/2022 3:42:52 PM | Area 1001 Gas CC 2x1 2025
1355 | Area 1001 Gas CC 2x1 2025 | SO2 | ATC | 2023 | AEP-KPCO | 0 | 0 | 0 | 0 | 0 | 0 | 0.00752 | 2023 |  |  |  | REF | 0 | 0 | Real 2021 ¦ 12/22/2022 3:42:52 PM | Area 1001 Gas CC 2x1 2025
1356 | Area 1001 Gas CC 2x1 2026 | CO2 | ATC | 2023 | AEP-KPCO | 0 | 0 | 0 | 0 | 0 | 0 | 122 | 2023 |  |  |  | REF | 0 | 0 | Real 2021 ¦ 12/22/2022 3:42:52 PM | Area 1001 Gas CC 2x1 2026
1357 | Area 1001 Gas CC 2x1 2026 | NOX | ATC | 2023 | AEP-KPCO | 0 | 0 | 0 | 0 | 0 | 0 | 0.00056 | 2023 |  |  |  | REF | 0 | 0 | Real 2021 ¦ 12/22/2022 3:42:52 PM | Area 1001 Gas CC 2x1 2026
1358 | Area 1001 Gas CC 2x1 2026 | SO2 | ATC | 2023 | AEP-KPCO | 0 | 0 | 0 | 0 | 0 | 0 | 0.00752 | 2023 |  |  |  | REF | 0 | 0 | Real 2021 ¦ 12/22/2022 3:42:52 PM | Area 1001 Gas CC 2x1 2026
1359 | Area 1001 Gas CC 2x1 2027 | CO2 | ATC | 2023 | AEP-KPCO | 0 | 0 | 0 | 0 | 0 | 0 | 122 | 2023 |  |  |  | REF | 0 | 0 | Real 2021 ¦ 12/22/2022 3:42:52 PM | Area 1001 Gas CC 2x1 2027
1360 | Area 1001 Gas CC 2x1 2027 | NOX | ATC | 2023 | AEP-KPCO | 0 | 0 | 0 | 0 | 0 | 0 | 0.00056 | 2023 |  |  |  | REF | 0 | 0 | Real 2021 ¦ 12/22/2022 3:42:52 PM | Area 1001 Gas CC 2x1 2027
1361 | Area 1001 Gas CC 2x1 2027 | SO2 | ATC | 2023 | AEP-KPCO | 0 | 0 | 0 | 0 | 0 | 0 | 0.00752 | 2023 |  |  |  | REF | 0 | 0 | Real 2021 ¦ 12/22/2022 3:42:52 PM | Area 1001 Gas CC 2x1 2027
1362 | Area 1001 Gas CC 2x1 2028 | CO2 | ATC | 2023 | AEP-KPCO | 0 | 0 | 0 | 0 | 0 | 0 | 122 | 2023 |  |  |  | REF | 0 | 0 | Real 2021 ¦ 12/22/2022 3:42:52 PM | Area 1001 Gas CC 2x1 2028
1363 | Area 1001 Gas CC 2x1 2028 | NOX | ATC | 2023 | AEP-KPCO | 0 | 0 | 0 | 0 | 0 | 0 | 0.00056 | 2023 |  |  |  | REF | 0 | 0 | Real 2021 ¦ 12/22/2022 3:42:52 PM | Area 1001 Gas CC 2x1 2028
1364 | Area 1001 Gas CC 2x1 2028 | SO2 | ATC | 2023 | AEP-KPCO | 0 | 0 | 0 | 0 | 0 | 0 | 0.00752 | 2023 |  |  |  | REF | 0 | 0 | Real 2021 ¦ 12/22/2022 3:42:52 PM | Area 1001 Gas CC 2x1 2028
1365 | Area 1001 Gas CC 2x1 2029 | CO2 | ATC | 2023 | AEP-KPCO | 0 | 0 | 0 | 0 | 0 | 0 | 122 | 2023 |  |  |  | REF | 0 | 0 | Real 2021 ¦ 12/22/2022 3:42:52 PM | Area 1001 Gas CC 2x1 2029
1366 | Area 1001 Gas CC 2x1 2029 | NOX | ATC | 2023 | AEP-KPCO | 0 | 0 | 0 | 0 | 0 | 0 | 0.00056 | 2023 |  |  |  | REF | 0 | 0 | Real 2021 ¦ 12/22/2022 3:42:52 PM | Area 1001 Gas CC 2x1 2029
1367 | Area 1001 Gas CC 2x1 2029 | SO2 | ATC | 2023 | AEP-KPCO | 0 | 0 | 0 | 0 | 0 | 0 | 0.00752 | 2023 |  |  |  | REF | 0 | 0 | Real 2021 ¦ 12/22/2022 3:42:52 PM | Area 1001 Gas CC 2x1 2029
1368 | Area 1001 Gas CC 2x1 2030 | CO2 | ATC | 2023 | AEP-KPCO | 0 | 0 | 0 | 0 | 0 | 0 | 122 | 2023 |  |  |  | REF | 0 | 0 | Real 2021 ¦ 12/22/2022 3:42:52 PM | Area 1001 Gas CC 2x1 2030
1369 | Area 1001 Gas CC 2x1 2030 | NOX | ATC | 2023 | AEP-KPCO | 0 | 0 | 0 | 0 | 0 | 0 | 0.00056 | 2023 |  |  |  | REF | 0 | 0 | Real 2021 ¦ 12/22/2022 3:42:52 PM | Area 1001 Gas CC 2x1 2030
1370 | Area 1001 Gas CC 2x1 2030 | SO2 | ATC | 2023 | AEP-KPCO | 0 | 0 | 0 | 0 | 0 | 0 | 0.00752 | 2023 |  |  |  | REF | 0 | 0 | Real 2021 ¦ 12/22/2022 3:42:52 PM | Area 1001 Gas CC 2x1 2030
1371 | Area 1001 Gas CC 2x1 2031 | CO2 | ATC | 2023 | AEP-KPCO | 0 | 0 | 0 | 0 | 0 | 0 | 122 | 2023 |  |  |  | REF | 0 | 0 | Real 2021 ¦ 12/22/2022 3:42:52 PM | Area 1001 Gas CC 2x1 2031
1372 | Area 1001 Gas CC 2x1 2031 | NOX | ATC | 2023 | AEP-KPCO | 0 | 0 | 0 | 0 | 0 | 0 | 0.00056 | 2023 |  |  |  | REF | 0 | 0 | Real 2021 ¦ 12/22/2022 3:42:52 PM | Area 1001 Gas CC 2x1 2031
1373 | Area 1001 Gas CC 2x1 2031 | SO2 | ATC | 2023 | AEP-KPCO | 0 | 0 | 0 | 0 | 0 | 0 | 0.00752 | 2023 |  |  |  | REF | 0 | 0 | Real 2021 ¦ 12/22/2022 3:42:52 PM | Area 1001 Gas CC 2x1 2031
1374 | Area 1001 Gas CC 2x1 2032 | CO2 | ATC | 2023 | AEP-KPCO | 0 | 0 | 0 | 0 | 0 | 0 | 122 | 2023 |  |  |  | REF | 0 | 0 | Real 2021 ¦ 12/22/2022 3:42:52 PM | Area 1001 Gas CC 2x1 2032
1375 | Area 1001 Gas CC 2x1 2032 | NOX | ATC | 2023 | AEP-KPCO | 0 | 0 | 0 | 0 | 0 | 0 | 0.00056 | 2023 |  |  |  | REF | 0 | 0 | Real 2021 ¦ 12/22/2022 3:42:52 PM | Area 1001 Gas CC 2x1 2032
1376 | Area 1001 Gas CC 2x1 2032 | SO2 | ATC | 2023 | AEP-KPCO | 0 | 0 | 0 | 0 | 0 | 0 | 0.00752 | 2023 |  |  |  | REF | 0 | 0 | Real 2021 ¦ 12/22/2022 3:42:52 PM | Area 1001 Gas CC 2x1 2032
1377 | Area 1001 Gas CC 2x1 2033 | CO2 | ATC | 2023 | AEP-KPCO | 0 | 0 | 0 | 0 | 0 | 0 | 122 | 2023 |  |  |  | REF | 0 | 0 | Real 2021 ¦ 12/22/2022 3:42:52 PM | Area 1001 Gas CC 2x1 2033
1378 | Area 1001 Gas CC 2x1 2033 | NOX | ATC | 2023 | AEP-KPCO | 0 | 0 | 0 | 0 | 0 | 0 | 0.00056 | 2023 |  |  |  | REF | 0 | 0 | Real 2021 ¦ 12/22/2022 3:42:52 PM | Area 1001 Gas CC 2x1 2033
1379 | Area 1001 Gas CC 2x1 2033 | SO2 | ATC | 2023 | AEP-KPCO | 0 | 0 | 0 | 0 | 0 | 0 | 0.00752 | 2023 |  |  |  | REF | 0 | 0 | Real 2021 ¦ 12/22/2022 3:42:52 PM | Area 1001 Gas CC 2x1 2033
1380 | Area 1001 Gas CC 2x1 2034 | CO2 | ATC | 2023 | AEP-KPCO | 0 | 0 | 0 | 0 | 0 | 0 | 122 | 2023 |  |  |  | REF | 0 | 0 | Real 2021 ¦ 12/22/2022 3:42:52 PM | Area 1001 Gas CC 2x1 2034
1381 | Area 1001 Gas CC 2x1 2034 | NOX | ATC | 2023 | AEP-KPCO | 0 | 0 | 0 | 0 | 0 | 0 | 0.00056 | 2023 |  |  |  | REF | 0 | 0 | Real 2021 ¦ 12/22/2022 3:42:52 PM | Area 1001 Gas CC 2x1 2034
1382 | Area 1001 Gas CC 2x1 2034 | SO2 | ATC | 2023 | AEP-KPCO | 0 | 0 | 0 | 0 | 0 | 0 | 0.00752 | 2023 |  |  |  | REF | 0 | 0 | Real 2021 ¦ 12/22/2022 3:42:52 PM | Area 1001 Gas CC 2x1 2034
1383 | Area 1001 Gas CC 2x1 2035 | CO2 | ATC | 2023 | AEP-KPCO | 0 | 0 | 0 | 0 | 0 | 0 | 122 | 2023 |  |  |  | REF | 0 | 0 | Real 2021 ¦ 12/22/2022 3:42:52 PM | Area 1001 Gas CC 2x1 2035
1384 | Area 1001 Gas CC 2x1 2035 | NOX | ATC | 2023 | AEP-KPCO | 0 | 0 | 0 | 0 | 0 | 0 | 0.00056 | 2023 |  |  |  | REF | 0 | 0 | Real 2021 ¦ 12/22/2022 3:42:52 PM | Area 1001 Gas CC 2x1 2035
1385 | Area 1001 Gas CC 2x1 2035 | SO2 | ATC | 2023 | AEP-KPCO | 0 | 0 | 0 | 0 | 0 | 0 | 0.00752 | 2023 |  |  |  | REF | 0 | 0 | Real 2021 ¦ 12/22/2022 3:42:52 PM | Area 1001 Gas CC 2x1 2035
1386 | Area 1001 Gas CC 2x1 2036 | CO2 | ATC | 2023 | AEP-KPCO | 0 | 0 | 0 | 0 | 0 | 0 | 122 | 2023 |  |  |  | REF | 0 | 0 | Real 2021 ¦ 12/22/2022 3:42:52 PM | Area 1001 Gas CC 2x1 2036
1387 | Area 1001 Gas CC 2x1 2036 | NOX | ATC | 2023 | AEP-KPCO | 0 | 0 | 0 | 0 | 0 | 0 | 0.00056 | 2023 |  |  |  | REF | 0 | 0 | Real 2021 ¦ 12/22/2022 3:42:52 PM | Area 1001 Gas CC 2x1 2036
1388 | Area 1001 Gas CC 2x1 2036 | SO2 | ATC | 2023 | AEP-KPCO | 0 | 0 | 0 | 0 | 0 | 0 | 0.00752 | 2023 |  |  |  | REF | 0 | 0 | Real 2021 ¦ 12/22/2022 3:42:52 PM | Area 1001 Gas CC 2x1 2036
1389 | Area 1001 Gas CC 2x1 2037 | CO2 | ATC | 2023 | AEP-KPCO | 0 | 0 | 0 | 0 | 0 | 0 | 122 | 2023 |  |  |  | REF | 0 | 0 | Real 2021 ¦ 12/22/2022 3:42:52 PM | Area 1001 Gas CC 2x1 2037
1390 | Area 1001 Gas CC 2x1 2037 | NOX | ATC | 2023 | AEP-KPCO | 0 | 0 | 0 | 0 | 0 | 0 | 0.00056 | 2023 |  |  |  | REF | 0 | 0 | Real 2021 ¦ 12/22/2022 3:42:52 PM | Area 1001 Gas CC 2x1 2037
1391 | Area 1001 Gas CC 2x1 2037 | SO2 | ATC | 2023 | AEP-KPCO | 0 | 0 | 0 | 0 | 0 | 0 | 0.00752 | 2023 |  |  |  | REF | 0 | 0 | Real 2021 ¦ 12/22/2022 3:42:52 PM | Area 1001 Gas CC 2x1 2037
1392 | Area 1001 Gas CC 2x1 2038 | CO2 | ATC | 2023 | AEP-KPCO | 0 | 0 | 0 | 0 | 0 | 0 | 122 | 2023 |  |  |  | REF | 0 | 0 | Real 2021 ¦ 12/22/2022 3:42:52 PM | Area 1001 Gas CC 2x1 2038
1393 | Area 1001 Gas CC 2x1 2038 | NOX | ATC | 2023 | AEP-KPCO | 0 | 0 | 0 | 0 | 0 | 0 | 0.00056 | 2023 |  |  |  | REF | 0 | 0 | Real 2021 ¦ 12/22/2022 3:42:52 PM | Area 1001 Gas CC 2x1 2038
1394 | Area 1001 Gas CC 2x1 2038 | SO2 | ATC | 2023 | AEP-KPCO | 0 | 0 | 0 | 0 | 0 | 0 | 0.00752 | 2023 |  |  |  | REF | 0 | 0 | Real 2021 ¦ 12/22/2022 3:42:52 PM | Area 1001 Gas CC 2x1 2038
1395 | Area 1001 Gas CC 2x1 2039 | CO2 | ATC | 2023 | AEP-KPCO | 0 | 0 | 0 | 0 | 0 | 0 | 122 | 2023 |  |  |  | REF | 0 | 0 | Real 2021 ¦ 12/22/2022 3:42:52 PM | Area 1001 Gas CC 2x1 2039
1396 | Area 1001 Gas CC 2x1 2039 | NOX | ATC | 2023 | AEP-KPCO | 0 | 0 | 0 | 0 | 0 | 0 | 0.00056 | 2023 |  |  |  | REF | 0 | 0 | Real 2021 ¦ 12/22/2022 3:42:52 PM | Area 1001 Gas CC 2x1 2039
1397 | Area 1001 Gas CC 2x1 2039 | SO2 | ATC | 2023 | AEP-KPCO | 0 | 0 | 0 | 0 | 0 | 0 | 0.00752 | 2023 |  |  |  | REF | 0 | 0 | Real 2021 ¦ 12/22/2022 3:42:52 PM | Area 1001 Gas CC 2x1 2039
1398 | Area 1001 Gas CC 2x1 2040 | CO2 | ATC | 2023 | AEP-KPCO | 0 | 0 | 0 | 0 | 0 | 0 | 122 | 2023 |  |  |  | REF | 0 | 0 | Real 2021 ¦ 12/22/2022 3:42:52 PM | Area 1001 Gas CC 2x1 2040
1399 | Area 1001 Gas CC 2x1 2040 | NOX | ATC | 2023 | AEP-KPCO | 0 | 0 | 0 | 0 | 0 | 0 | 0.00056 | 2023 |  |  |  | REF | 0 | 0 | Real 2021 ¦ 12/22/2022 3:42:52 PM | Area 1001 Gas CC 2x1 2040
1400 | Area 1001 Gas CC 2x1 2040 | SO2 | ATC | 2023 | AEP-KPCO | 0 | 0 | 0 | 0 | 0 | 0 | 0.00752 | 2023 |  |  |  | REF | 0 | 0 | Real 2021 ¦ 12/22/2022 3:42:52 PM | Area 1001 Gas CC 2x1 2040
1401 | Area 1001 Gas CC 2x1 2041 | CO2 | ATC | 2023 | AEP-KPCO | 0 | 0 | 0 | 0 | 0 | 0 | 122 | 2023 |  |  |  | REF | 0 | 0 | Real 2021 ¦ 12/22/2022 3:42:52 PM | Area 1001 Gas CC 2x1 2041
1402 | Area 1001 Gas CC 2x1 2041 | NOX | ATC | 2023 | AEP-KPCO | 0 | 0 | 0 | 0 | 0 | 0 | 0.00056 | 2023 |  |  |  | REF | 0 | 0 | Real 2021 ¦ 12/22/2022 3:42:52 PM | Area 1001 Gas CC 2x1 2041
1403 | Area 1001 Gas CC 2x1 2041 | SO2 | ATC | 2023 | AEP-KPCO | 0 | 0 | 0 | 0 | 0 | 0 | 0.00752 | 2023 |  |  |  | REF | 0 | 0 | Real 2021 ¦ 12/22/2022 3:42:52 PM | Area 1001 Gas CC 2x1 2041
1404 | Area 1001 Gas CC 2x1 2042 | CO2 | ATC | 2023 | AEP-KPCO | 0 | 0 | 0 | 0 | 0 | 0 | 122 | 2023 |  |  |  | REF | 0 | 0 | Real 2021 ¦ 12/22/2022 3:42:52 PM | Area 1001 Gas CC 2x1 2042
1405 | Area 1001 Gas CC 2x1 2042 | NOX | ATC | 2023 | AEP-KPCO | 0 | 0 | 0 | 0 | 0 | 0 | 0.00056 | 2023 |  |  |  | REF | 0 | 0 | Real 2021 ¦ 12/22/2022 3:42:52 PM | Area 1001 Gas CC 2x1 2042
1406 | Area 1001 Gas CC 2x1 2042 | SO2 | ATC | 2023 | AEP-KPCO | 0 | 0 | 0 | 0 | 0 | 0 | 0.00752 | 2023 |  |  |  | REF | 0 | 0 | Real 2021 ¦ 12/22/2022 3:42:52 PM | Area 1001 Gas CC 2x1 2042
1407 | Area 1001 Gas CC 2x1 2043 | CO2 | ATC | 2023 | AEP-KPCO | 0 | 0 | 0 | 0 | 0 | 0 | 122 | 2023 |  |  |  | REF | 0 | 0 | Real 2021 ¦ 12/22/2022 3:42:52 PM | Area 1001 Gas CC 2x1 2043
1408 | Area 1001 Gas CC 2x1 2043 | NOX | ATC | 2023 | AEP-KPCO | 0 | 0 | 0 | 0 | 0 | 0 | 0.00056 | 2023 |  |  |  | REF | 0 | 0 | Real 2021 ¦ 12/22/2022 3:42:52 PM | Area 1001 Gas CC 2x1 2043
1409 | Area 1001 Gas CC 2x1 2043 | SO2 | ATC | 2023 | AEP-KPCO | 0 | 0 | 0 | 0 | 0 | 0 | 0.00752 | 2023 |  |  |  | REF | 0 | 0 | Real 2021 ¦ 12/22/2022 3:42:52 PM | Area 1001 Gas CC 2x1 2043
1410 | Area 1001 Gas CC 1x1 2024 | CO2 | ATC | 2023 | AEP-KPCO | 0 | 0 | 0 | 0 | 0 | 0 | 122 | 2023 |  |  |  | REF | 0 | 0 | Real 2021 ¦ 12/22/2022 3:42:52 PM | Area 1001 Gas CC 1x1 2024
1411 | Area 1001 Gas CC 1x1 2024 | NOX | ATC | 2023 | AEP-KPCO | 0 | 0 | 0 | 0 | 0 | 0 | 0.00056 | 2023 |  |  |  | REF | 0 | 0 | Real 2021 ¦ 12/22/2022 3:42:52 PM | Area 1001 Gas CC 1x1 2024
1412 | Area 1001 Gas CC 1x1 2024 | SO2 | ATC | 2023 | AEP-KPCO | 0 | 0 | 0 | 0 | 0 | 0 | 0.00752 | 2023 |  |  |  | REF | 0 | 0 | Real 2021 ¦ 12/22/2022 3:42:52 PM | Area 1001 Gas CC 1x1 2024
1413 | Area 1001 Gas CC 1x1 2025 | CO2 | ATC | 2023 | AEP-KPCO | 0 | 0 | 0 | 0 | 0 | 0 | 122 | 2023 |  |  |  | REF | 0 | 0 | Real 2021 ¦ 12/22/2022 3:42:52 PM | Area 1001 Gas CC 1x1 2025
1414 | Area 1001 Gas CC 1x1 2025 | NOX | ATC | 2023 | AEP-KPCO | 0 | 0 | 0 | 0 | 0 | 0 | 0.00056 | 2023 |  |  |  | REF | 0 | 0 | Real 2021 ¦ 12/22/2022 3:42:52 PM | Area 1001 Gas CC 1x1 2025
1415 | Area 1001 Gas CC 1x1 2025 | SO2 | ATC | 2023 | AEP-KPCO | 0 | 0 | 0 | 0 | 0 | 0 | 0.00752 | 2023 |  |  |  | REF | 0 | 0 | Real 2021 ¦ 12/22/2022 3:42:52 PM | Area 1001 Gas CC 1x1 2025
1416 | Area 1001 Gas CC 1x1 2026 | CO2 | ATC | 2023 | AEP-KPCO | 0 | 0 | 0 | 0 | 0 | 0 | 122 | 2023 |  |  |  | REF | 0 | 0 | Real 2021 ¦ 12/22/2022 3:42:52 PM | Area 1001 Gas CC 1x1 2026
1417 | Area 1001 Gas CC 1x1 2026 | NOX | ATC | 2023 | AEP-KPCO | 0 | 0 | 0 | 0 | 0 | 0 | 0.00056 | 2023 |  |  |  | REF | 0 | 0 | Real 2021 ¦ 12/22/2022 3:42:52 PM | Area 1001 Gas CC 1x1 2026
1418 | Area 1001 Gas CC 1x1 2026 | SO2 | ATC | 2023 | AEP-KPCO | 0 | 0 | 0 | 0 | 0 | 0 | 0.00752 | 2023 |  |  |  | REF | 0 | 0 | Real 2021 ¦ 12/22/2022 3:42:52 PM | Area 1001 Gas CC 1x1 2026
1419 | Area 1001 Gas CC 1x1 2027 | CO2 | ATC | 2023 | AEP-KPCO | 0 | 0 | 0 | 0 | 0 | 0 | 122 | 2023 |  |  |  | REF | 0 | 0 | Real 2021 ¦ 12/22/2022 3:42:52 PM | Area 1001 Gas CC 1x1 2027
1420 | Area 1001 Gas CC 1x1 2027 | NOX | ATC | 2023 | AEP-KPCO | 0 | 0 | 0 | 0 | 0 | 0 | 0.00056 | 2023 |  |  |  | REF | 0 | 0 | Real 2021 ¦ 12/22/2022 3:42:52 PM | Area 1001 Gas CC 1x1 2027
1421 | Area 1001 Gas CC 1x1 2027 | SO2 | ATC | 2023 | AEP-KPCO | 0 | 0 | 0 | 0 | 0 | 0 | 0.00752 | 2023 |  |  |  | REF | 0 | 0 | Real 2021 ¦ 12/22/2022 3:42:52 PM | Area 1001 Gas CC 1x1 2027
1422 | Area 1001 Gas CC 1x1 2028 | CO2 | ATC | 2023 | AEP-KPCO | 0 | 0 | 0 | 0 | 0 | 0 | 122 | 2023 |  |  |  | REF | 0 | 0 | Real 2021 ¦ 12/22/2022 3:42:52 PM | Area 1001 Gas CC 1x1 2028
1423 | Area 1001 Gas CC 1x1 2028 | NOX | ATC | 2023 | AEP-KPCO | 0 | 0 | 0 | 0 | 0 | 0 | 0.00056 | 2023 |  |  |  | REF | 0 | 0 | Real 2021 ¦ 12/22/2022 3:42:52 PM | Area 1001 Gas CC 1x1 2028
1424 | Area 1001 Gas CC 1x1 2028 | SO2 | ATC | 2023 | AEP-KPCO | 0 | 0 | 0 | 0 | 0 | 0 | 0.00752 | 2023 |  |  |  | REF | 0 | 0 | Real 2021 ¦ 12/22/2022 3:42:52 PM | Area 1001 Gas CC 1x1 2028
1425 | Area 1001 Gas CC 1x1 2029 | CO2 | ATC | 2023 | AEP-KPCO | 0 | 0 | 0 | 0 | 0 | 0 | 122 | 2023 |  |  |  | REF | 0 | 0 | Real 2021 ¦ 12/22/2022 3:42:52 PM | Area 1001 Gas CC 1x1 2029
1426 | Area 1001 Gas CC 1x1 2029 | NOX | ATC | 2023 | AEP-KPCO | 0 | 0 | 0 | 0 | 0 | 0 | 0.00056 | 2023 |  |  |  | REF | 0 | 0 | Real 2021 ¦ 12/22/2022 3:42:52 PM | Area 1001 Gas CC 1x1 2029
1427 | Area 1001 Gas CC 1x1 2029 | SO2 | ATC | 2023 | AEP-KPCO | 0 | 0 | 0 | 0 | 0 | 0 | 0.00752 | 2023 |  |  |  | REF | 0 | 0 | Real 2021 ¦ 12/22/2022 3:42:52 PM | Area 1001 Gas CC 1x1 2029
1428 | Area 1001 Gas CC 1x1 2030 | CO2 | ATC | 2023 | AEP-KPCO | 0 | 0 | 0 | 0 | 0 | 0 | 122 | 2023 |  |  |  | REF | 0 | 0 | Real 2021 ¦ 12/22/2022 3:42:52 PM | Area 1001 Gas CC 1x1 2030
1429 | Area 1001 Gas CC 1x1 2030 | NOX | ATC | 2023 | AEP-KPCO | 0 | 0 | 0 | 0 | 0 | 0 | 0.00056 | 2023 |  |  |  | REF | 0 | 0 | Real 2021 ¦ 12/22/2022 3:42:52 PM | Area 1001 Gas CC 1x1 2030
1430 | Area 1001 Gas CC 1x1 2030 | SO2 | ATC | 2023 | AEP-KPCO | 0 | 0 | 0 | 0 | 0 | 0 | 0.00752 | 2023 |  |  |  | REF | 0 | 0 | Real 2021 ¦ 12/22/2022 3:42:52 PM | Area 1001 Gas CC 1x1 2030
1431 | Area 1001 Gas CC 1x1 2031 | CO2 | ATC | 2023 | AEP-KPCO | 0 | 0 | 0 | 0 | 0 | 0 | 122 | 2023 |  |  |  | REF | 0 | 0 | Real 2021 ¦ 12/22/2022 3:42:52 PM | Area 1001 Gas CC 1x1 2031
1432 | Area 1001 Gas CC 1x1 2031 | NOX | ATC | 2023 | AEP-KPCO | 0 | 0 | 0 | 0 | 0 | 0 | 0.00056 | 2023 |  |  |  | REF | 0 | 0 | Real 2021 ¦ 12/22/2022 3:42:52 PM | Area 1001 Gas CC 1x1 2031
1433 | Area 1001 Gas CC 1x1 2031 | SO2 | ATC | 2023 | AEP-KPCO | 0 | 0 | 0 | 0 | 0 | 0 | 0.00752 | 2023 |  |  |  | REF | 0 | 0 | Real 2021 ¦ 12/22/2022 3:42:52 PM | Area 1001 Gas CC 1x1 2031
1434 | Area 1001 Gas CC 1x1 2032 | CO2 | ATC | 2023 | AEP-KPCO | 0 | 0 | 0 | 0 | 0 | 0 | 122 | 2023 |  |  |  | REF | 0 | 0 | Real 2021 ¦ 12/22/2022 3:42:52 PM | Area 1001 Gas CC 1x1 2032
1435 | Area 1001 Gas CC 1x1 2032 | NOX | ATC | 2023 | AEP-KPCO | 0 | 0 | 0 | 0 | 0 | 0 | 0.00056 | 2023 |  |  |  | REF | 0 | 0 | Real 2021 ¦ 12/22/2022 3:42:52 PM | Area 1001 Gas CC 1x1 2032
1436 | Area 1001 Gas CC 1x1 2032 | SO2 | ATC | 2023 | AEP-KPCO | 0 | 0 | 0 | 0 | 0 | 0 | 0.00752 | 2023 |  |  |  | REF | 0 | 0 | Real 2021 ¦ 12/22/2022 3:42:52 PM | Area 1001 Gas CC 1x1 2032
1437 | Area 1001 Gas CC 1x1 2033 | CO2 | ATC | 2023 | AEP-KPCO | 0 | 0 | 0 | 0 | 0 | 0 | 122 | 2023 |  |  |  | REF | 0 | 0 | Real 2021 ¦ 12/22/2022 3:42:52 PM | Area 1001 Gas CC 1x1 2033
1438 | Area 1001 Gas CC 1x1 2033 | NOX | ATC | 2023 | AEP-KPCO | 0 | 0 | 0 | 0 | 0 | 0 | 0.00056 | 2023 |  |  |  | REF | 0 | 0 | Real 2021 ¦ 12/22/2022 3:42:52 PM | Area 1001 Gas CC 1x1 2033
1439 | Area 1001 Gas CC 1x1 2033 | SO2 | ATC | 2023 | AEP-KPCO | 0 | 0 | 0 | 0 | 0 | 0 | 0.00752 | 2023 |  |  |  | REF | 0 | 0 | Real 2021 ¦ 12/22/2022 3:42:52 PM | Area 1001 Gas CC 1x1 2033
1440 | Area 1001 Gas CC 1x1 2034 | CO2 | ATC | 2023 | AEP-KPCO | 0 | 0 | 0 | 0 | 0 | 0 | 122 | 2023 |  |  |  | REF | 0 | 0 | Real 2021 ¦ 12/22/2022 3:42:52 PM | Area 1001 Gas CC 1x1 2034
1441 | Area 1001 Gas CC 1x1 2034 | NOX | ATC | 2023 | AEP-KPCO | 0 | 0 | 0 | 0 | 0 | 0 | 0.00056 | 2023 |  |  |  | REF | 0 | 0 | Real 2021 ¦ 12/22/2022 3:42:52 PM | Area 1001 Gas CC 1x1 2034
1442 | Area 1001 Gas CC 1x1 2034 | SO2 | ATC | 2023 | AEP-KPCO | 0 | 0 | 0 | 0 | 0 | 0 | 0.00752 | 2023 |  |  |  | REF | 0 | 0 | Real 2021 ¦ 12/22/2022 3:42:52 PM | Area 1001 Gas CC 1x1 2034
1443 | Area 1001 Gas CC 1x1 2035 | CO2 | ATC | 2023 | AEP-KPCO | 0 | 0 | 0 | 0 | 0 | 0 | 122 | 2023 |  |  |  | REF | 0 | 0 | Real 2021 ¦ 12/22/2022 3:42:52 PM | Area 1001 Gas CC 1x1 2035
1444 | Area 1001 Gas CC 1x1 2035 | NOX | ATC | 2023 | AEP-KPCO | 0 | 0 | 0 | 0 | 0 | 0 | 0.00056 | 2023 |  |  |  | REF | 0 | 0 | Real 2021 ¦ 12/22/2022 3:42:52 PM | Area 1001 Gas CC 1x1 2035
1445 | Area 1001 Gas CC 1x1 2035 | SO2 | ATC | 2023 | AEP-KPCO | 0 | 0 | 0 | 0 | 0 | 0 | 0.00752 | 2023 |  |  |  | REF | 0 | 0 | Real 2021 ¦ 12/22/2022 3:42:52 PM | Area 1001 Gas CC 1x1 2035
1446 | Area 1001 Gas CC 1x1 2036 | CO2 | ATC | 2023 | AEP-KPCO | 0 | 0 | 0 | 0 | 0 | 0 | 122 | 2023 |  |  |  | REF | 0 | 0 | Real 2021 ¦ 12/22/2022 3:42:52 PM | Area 1001 Gas CC 1x1 2036
1447 | Area 1001 Gas CC 1x1 2036 | NOX | ATC | 2023 | AEP-KPCO | 0 | 0 | 0 | 0 | 0 | 0 | 0.00056 | 2023 |  |  |  | REF | 0 | 0 | Real 2021 ¦ 12/22/2022 3:42:52 PM | Area 1001 Gas CC 1x1 2036
1448 | Area 1001 Gas CC 1x1 2036 | SO2 | ATC | 2023 | AEP-KPCO | 0 | 0 | 0 | 0 | 0 | 0 | 0.00752 | 2023 |  |  |  | REF | 0 | 0 | Real 2021 ¦ 12/22/2022 3:42:52 PM | Area 1001 Gas CC 1x1 2036
1449 | Area 1001 Gas CC 1x1 2037 | CO2 | ATC | 2023 | AEP-KPCO | 0 | 0 | 0 | 0 | 0 | 0 | 122 | 2023 |  |  |  | REF | 0 | 0 | Real 2021 ¦ 12/22/2022 3:42:52 PM | Area 1001 Gas CC 1x1 2037
1450 | Area 1001 Gas CC 1x1 2037 | NOX | ATC | 2023 | AEP-KPCO | 0 | 0 | 0 | 0 | 0 | 0 | 0.00056 | 2023 |  |  |  | REF | 0 | 0 | Real 2021 ¦ 12/22/2022 3:42:52 PM | Area 1001 Gas CC 1x1 2037
1451 | Area 1001 Gas CC 1x1 2037 | SO2 | ATC | 2023 | AEP-KPCO | 0 | 0 | 0 | 0 | 0 | 0 | 0.00752 | 2023 |  |  |  | REF | 0 | 0 | Real 2021 ¦ 12/22/2022 3:42:52 PM | Area 1001 Gas CC 1x1 2037
1452 | Area 1001 Gas CC 1x1 2038 | CO2 | ATC | 2023 | AEP-KPCO | 0 | 0 | 0 | 0 | 0 | 0 | 122 | 2023 |  |  |  | REF | 0 | 0 | Real 2021 ¦ 12/22/2022 3:42:52 PM | Area 1001 Gas CC 1x1 2038
1453 | Area 1001 Gas CC 1x1 2038 | NOX | ATC | 2023 | AEP-KPCO | 0 | 0 | 0 | 0 | 0 | 0 | 0.00056 | 2023 |  |  |  | REF | 0 | 0 | Real 2021 ¦ 12/22/2022 3:42:52 PM | Area 1001 Gas CC 1x1 2038
1454 | Area 1001 Gas CC 1x1 2038 | SO2 | ATC | 2023 | AEP-KPCO | 0 | 0 | 0 | 0 | 0 | 0 | 0.00752 | 2023 |  |  |  | REF | 0 | 0 | Real 2021 ¦ 12/22/2022 3:42:52 PM | Area 1001 Gas CC 1x1 2038
1455 | Area 1001 Gas CC 1x1 2039 | CO2 | ATC | 2023 | AEP-KPCO | 0 | 0 | 0 | 0 | 0 | 0 | 122 | 2023 |  |  |  | REF | 0 | 0 | Real 2021 ¦ 12/22/2022 3:42:52 PM | Area 1001 Gas CC 1x1 2039
1456 | Area 1001 Gas CC 1x1 2039 | NOX | ATC | 2023 | AEP-KPCO | 0 | 0 | 0 | 0 | 0 | 0 | 0.00056 | 2023 |  |  |  | REF | 0 | 0 | Real 2021 ¦ 12/22/2022 3:42:52 PM | Area 1001 Gas CC 1x1 2039
1457 | Area 1001 Gas CC 1x1 2039 | SO2 | ATC | 2023 | AEP-KPCO | 0 | 0 | 0 | 0 | 0 | 0 | 0.00752 | 2023 |  |  |  | REF | 0 | 0 | Real 2021 ¦ 12/22/2022 3:42:52 PM | Area 1001 Gas CC 1x1 2039
1458 | Area 1001 Gas CC 1x1 2040 | CO2 | ATC | 2023 | AEP-KPCO | 0 | 0 | 0 | 0 | 0 | 0 | 122 | 2023 |  |  |  | REF | 0 | 0 | Real 2021 ¦ 12/22/2022 3:42:52 PM | Area 1001 Gas CC 1x1 2040
1459 | Area 1001 Gas CC 1x1 2040 | NOX | ATC | 2023 | AEP-KPCO | 0 | 0 | 0 | 0 | 0 | 0 | 0.00056 | 2023 |  |  |  | REF | 0 | 0 | Real 2021 ¦ 12/22/2022 3:42:52 PM | Area 1001 Gas CC 1x1 2040
1460 | Area 1001 Gas CC 1x1 2040 | SO2 | ATC | 2023 | AEP-KPCO | 0 | 0 | 0 | 0 | 0 | 0 | 0.00752 | 2023 |  |  |  | REF | 0 | 0 | Real 2021 ¦ 12/22/2022 3:42:52 PM | Area 1001 Gas CC 1x1 2040
1461 | Area 1001 Gas CC 1x1 2041 | CO2 | ATC | 2023 | AEP-KPCO | 0 | 0 | 0 | 0 | 0 | 0 | 122 | 2023 |  |  |  | REF | 0 | 0 | Real 2021 ¦ 12/22/2022 3:42:52 PM | Area 1001 Gas CC 1x1 2041
1462 | Area 1001 Gas CC 1x1 2041 | NOX | ATC | 2023 | AEP-KPCO | 0 | 0 | 0 | 0 | 0 | 0 | 0.00056 | 2023 |  |  |  | REF | 0 | 0 | Real 2021 ¦ 12/22/2022 3:42:52 PM | Area 1001 Gas CC 1x1 2041
1463 | Area 1001 Gas CC 1x1 2041 | SO2 | ATC | 2023 | AEP-KPCO | 0 | 0 | 0 | 0 | 0 | 0 | 0.00752 | 2023 |  |  |  | REF | 0 | 0 | Real 2021 ¦ 12/22/2022 3:42:52 PM | Area 1001 Gas CC 1x1 2041
1464 | Area 1001 Gas CC 1x1 2042 | CO2 | ATC | 2023 | AEP-KPCO | 0 | 0 | 0 | 0 | 0 | 0 | 122 | 2023 |  |  |  | REF | 0 | 0 | Real 2021 ¦ 12/22/2022 3:42:52 PM | Area 1001 Gas CC 1x1 2042
1465 | Area 1001 Gas CC 1x1 2042 | NOX | ATC | 2023 | AEP-KPCO | 0 | 0 | 0 | 0 | 0 | 0 | 0.00056 | 2023 |  |  |  | REF | 0 | 0 | Real 2021 ¦ 12/22/2022 3:42:52 PM | Area 1001 Gas CC 1x1 2042
1466 | Area 1001 Gas CC 1x1 2042 | SO2 | ATC | 2023 | AEP-KPCO | 0 | 0 | 0 | 0 | 0 | 0 | 0.00752 | 2023 |  |  |  | REF | 0 | 0 | Real 2021 ¦ 12/22/2022 3:42:52 PM | Area 1001 Gas CC 1x1 2042
1467 | Area 1001 Gas CC 1x1 2043 | CO2 | ATC | 2023 | AEP-KPCO | 0 | 0 | 0 | 0 | 0 | 0 | 122 | 2023 |  |  |  | REF | 0 | 0 | Real 2021 ¦ 12/22/2022 3:42:52 PM | Area 1001 Gas CC 1x1 2043
1468 | Area 1001 Gas CC 1x1 2043 | NOX | ATC | 2023 | AEP-KPCO | 0 | 0 | 0 | 0 | 0 | 0 | 0.00056 | 2023 |  |  |  | REF | 0 | 0 | Real 2021 ¦ 12/22/2022 3:42:52 PM | Area 1001 Gas CC 1x1 2043
1469 | Area 1001 Gas CC 1x1 2043 | SO2 | ATC | 2023 | AEP-KPCO | 0 | 0 | 0 | 0 | 0 | 0 | 0.00752 | 2023 |  |  |  | REF | 0 | 0 | Real 2021 ¦ 12/22/2022 3:42:52 PM | Area 1001 Gas CC 1x1 2043
1470 | Area 1001 Gas CT 2023 | CO2 | ATC | 2023 | AEP-KPCO | 674951.375 | 674951.375 | 0 | 0 | 0 | 0 | 122 | 2023 |  |  |  | REF | 0 | 0 | Real 2021 ¦ 12/22/2022 3:42:52 PM | Area 1001 Gas CT 2023
1471 | Area 1001 Gas CT 2023 | NOX | ATC | 2023 | AEP-KPCO | 3.0981 | 3.0981 | 0 | 0.26168 | 0.26168 | 0 | 0.00056 | 2023 |  |  |  | REF | 0 | 0 | Real 2021 ¦ 12/22/2022 3:42:52 PM | Area 1001 Gas CT 2023
1472 | Area 1001 Gas CT 2023 | SO2 | ATC | 2023 | AEP-KPCO | 41.6036 | 41.6036 | 0 | 0.11856 | 0.11856 | 0 | 0.00752 | 2023 |  |  |  | REF | 0 | 0 | Real 2021 ¦ 12/22/2022 3:42:52 PM | Area 1001 Gas CT 2023
1473 | Area 1001 Gas CT 2024 | CO2 | ATC | 2023 | AEP-KPCO | 0 | 0 | 0 | 0 | 0 | 0 | 122 | 2023 |  |  |  | REF | 0 | 0 | Real 2021 ¦ 12/22/2022 3:42:52 PM | Area 1001 Gas CT 2024
1474 | Area 1001 Gas CT 2024 | NOX | ATC | 2023 | AEP-KPCO | 0 | 0 | 0 | 0 | 0 | 0 | 0.00056 | 2023 |  |  |  | REF | 0 | 0 | Real 2021 ¦ 12/22/2022 3:42:52 PM | Area 1001 Gas CT 2024
1475 | Area 1001 Gas CT 2024 | SO2 | ATC | 2023 | AEP-KPCO | 0 | 0 | 0 | 0 | 0 | 0 | 0.00752 | 2023 |  |  |  | REF | 0 | 0 | Real 2021 ¦ 12/22/2022 3:42:52 PM | Area 1001 Gas CT 2024
1476 | Area 1001 Gas CT 2025 | CO2 | ATC | 2023 | AEP-KPCO | 0 | 0 | 0 | 0 | 0 | 0 | 122 | 2023 |  |  |  | REF | 0 | 0 | Real 2021 ¦ 12/22/2022 3:42:52 PM | Area 1001 Gas CT 2025
1477 | Area 1001 Gas CT 2025 | NOX | ATC | 2023 | AEP-KPCO | 0 | 0 | 0 | 0 | 0 | 0 | 0.00056 | 2023 |  |  |  | REF | 0 | 0 | Real 2021 ¦ 12/22/2022 3:42:52 PM | Area 1001 Gas CT 2025
1478 | Area 1001 Gas CT 2025 | SO2 | ATC | 2023 | AEP-KPCO | 0 | 0 | 0 | 0 | 0 | 0 | 0.00752 | 2023 |  |  |  | REF | 0 | 0 | Real 2021 ¦ 12/22/2022 3:42:52 PM | Area 1001 Gas CT 2025
1479 | Area 1001 Gas CT 2026 | CO2 | ATC | 2023 | AEP-KPCO | 0 | 0 | 0 | 0 | 0 | 0 | 122 | 2023 |  |  |  | REF | 0 | 0 | Real 2021 ¦ 12/22/2022 3:42:52 PM | Area 1001 Gas CT 2026
1480 | Area 1001 Gas CT 2026 | NOX | ATC | 2023 | AEP-KPCO | 0 | 0 | 0 | 0 | 0 | 0 | 0.00056 | 2023 |  |  |  | REF | 0 | 0 | Real 2021 ¦ 12/22/2022 3:42:52 PM | Area 1001 Gas CT 2026
1481 | Area 1001 Gas CT 2026 | SO2 | ATC | 2023 | AEP-KPCO | 0 | 0 | 0 | 0 | 0 | 0 | 0.00752 | 2023 |  |  |  | REF | 0 | 0 | Real 2021 ¦ 12/22/2022 3:42:52 PM | Area 1001 Gas CT 2026
1482 | Area 1001 Gas CT 2027 | CO2 | ATC | 2023 | AEP-KPCO | 0 | 0 | 0 | 0 | 0 | 0 | 122 | 2023 |  |  |  | REF | 0 | 0 | Real 2021 ¦ 12/22/2022 3:42:52 PM | Area 1001 Gas CT 2027
1483 | Area 1001 Gas CT 2027 | NOX | ATC | 2023 | AEP-KPCO | 0 | 0 | 0 | 0 | 0 | 0 | 0.00056 | 2023 |  |  |  | REF | 0 | 0 | Real 2021 ¦ 12/22/2022 3:42:52 PM | Area 1001 Gas CT 2027
1484 | Area 1001 Gas CT 2027 | SO2 | ATC | 2023 | AEP-KPCO | 0 | 0 | 0 | 0 | 0 | 0 | 0.00752 | 2023 |  |  |  | REF | 0 | 0 | Real 2021 ¦ 12/22/2022 3:42:52 PM | Area 1001 Gas CT 2027
1485 | Area 1001 Gas CT 2028 | CO2 | ATC | 2023 | AEP-KPCO | 0 | 0 | 0 | 0 | 0 | 0 | 122 | 2023 |  |  |  | REF | 0 | 0 | Real 2021 ¦ 12/22/2022 3:42:52 PM | Area 1001 Gas CT 2028
1486 | Area 1001 Gas CT 2028 | NOX | ATC | 2023 | AEP-KPCO | 0 | 0 | 0 | 0 | 0 | 0 | 0.00056 | 2023 |  |  |  | REF | 0 | 0 | Real 2021 ¦ 12/22/2022 3:42:52 PM | Area 1001 Gas CT 2028
1487 | Area 1001 Gas CT 2028 | SO2 | ATC | 2023 | AEP-KPCO | 0 | 0 | 0 | 0 | 0 | 0 | 0.00752 | 2023 |  |  |  | REF | 0 | 0 | Real 2021 ¦ 12/22/2022 3:42:52 PM | Area 1001 Gas CT 2028
1488 | Area 1001 Gas CT 2029 | CO2 | ATC | 2023 | AEP-KPCO | 0 | 0 | 0 | 0 | 0 | 0 | 122 | 2023 |  |  |  | REF | 0 | 0 | Real 2021 ¦ 12/22/2022 3:42:52 PM | Area 1001 Gas CT 2029
1489 | Area 1001 Gas CT 2029 | NOX | ATC | 2023 | AEP-KPCO | 0 | 0 | 0 | 0 | 0 | 0 | 0.00056 | 2023 |  |  |  | REF | 0 | 0 | Real 2021 ¦ 12/22/2022 3:42:52 PM | Area 1001 Gas CT 2029
1490 | Area 1001 Gas CT 2029 | SO2 | ATC | 2023 | AEP-KPCO | 0 | 0 | 0 | 0 | 0 | 0 | 0.00752 | 2023 |  |  |  | REF | 0 | 0 | Real 2021 ¦ 12/22/2022 3:42:52 PM | Area 1001 Gas CT 2029
1491 | Area 1001 Gas CT 2030 | CO2 | ATC | 2023 | AEP-KPCO | 0 | 0 | 0 | 0 | 0 | 0 | 122 | 2023 |  |  |  | REF | 0 | 0 | Real 2021 ¦ 12/22/2022 3:42:52 PM | Area 1001 Gas CT 2030
1492 | Area 1001 Gas CT 2030 | NOX | ATC | 2023 | AEP-KPCO | 0 | 0 | 0 | 0 | 0 | 0 | 0.00056 | 2023 |  |  |  | REF | 0 | 0 | Real 2021 ¦ 12/22/2022 3:42:52 PM | Area 1001 Gas CT 2030
1493 | Area 1001 Gas CT 2030 | SO2 | ATC | 2023 | AEP-KPCO | 0 | 0 | 0 | 0 | 0 | 0 | 0.00752 | 2023 |  |  |  | REF | 0 | 0 | Real 2021 ¦ 12/22/2022 3:42:52 PM | Area 1001 Gas CT 2030
1494 | Area 1001 Gas CT 2031 | CO2 | ATC | 2023 | AEP-KPCO | 0 | 0 | 0 | 0 | 0 | 0 | 122 | 2023 |  |  |  | REF | 0 | 0 | Real 2021 ¦ 12/22/2022 3:42:52 PM | Area 1001 Gas CT 2031
1495 | Area 1001 Gas CT 2031 | NOX | ATC | 2023 | AEP-KPCO | 0 | 0 | 0 | 0 | 0 | 0 | 0.00056 | 2023 |  |  |  | REF | 0 | 0 | Real 2021 ¦ 12/22/2022 3:42:52 PM | Area 1001 Gas CT 2031
1496 | Area 1001 Gas CT 2031 | SO2 | ATC | 2023 | AEP-KPCO | 0 | 0 | 0 | 0 | 0 | 0 | 0.00752 | 2023 |  |  |  | REF | 0 | 0 | Real 2021 ¦ 12/22/2022 3:42:52 PM | Area 1001 Gas CT 2031
1497 | Area 1001 Gas CT 2032 | CO2 | ATC | 2023 | AEP-KPCO | 0 | 0 | 0 | 0 | 0 | 0 | 122 | 2023 |  |  |  | REF | 0 | 0 | Real 2021 ¦ 12/22/2022 3:42:52 PM | Area 1001 Gas CT 2032
1498 | Area 1001 Gas CT 2032 | NOX | ATC | 2023 | AEP-KPCO | 0 | 0 | 0 | 0 | 0 | 0 | 0.00056 | 2023 |  |  |  | REF | 0 | 0 | Real 2021 ¦ 12/22/2022 3:42:52 PM | Area 1001 Gas CT 2032
1499 | Area 1001 Gas CT 2032 | SO2 | ATC | 2023 | AEP-KPCO | 0 | 0 | 0 | 0 | 0 | 0 | 0.00752 | 2023 |  |  |  | REF | 0 | 0 | Real 2021 ¦ 12/22/2022 3:42:52 PM | Area 1001 Gas CT 2032
1500 | Area 1001 Gas CT 2033 | CO2 | ATC | 2023 | AEP-KPCO | 0 | 0 | 0 | 0 | 0 | 0 | 122 | 2023 |  |  |  | REF | 0 | 0 | Real 2021 ¦ 12/22/2022 3:42:52 PM | Area 1001 Gas CT 2033
1501 | Area 1001 Gas CT 2033 | NOX | ATC | 2023 | AEP-KPCO | 0 | 0 | 0 | 0 | 0 | 0 | 0.00056 | 2023 |  |  |  | REF | 0 | 0 | Real 2021 ¦ 12/22/2022 3:42:52 PM | Area 1001 Gas CT 2033
1502 | Area 1001 Gas CT 2033 | SO2 | ATC | 2023 | AEP-KPCO | 0 | 0 | 0 | 0 | 0 | 0 | 0.00752 | 2023 |  |  |  | REF | 0 | 0 | Real 2021 ¦ 12/22/2022 3:42:52 PM | Area 1001 Gas CT 2033
1503 | Area 1001 Gas CT 2034 | CO2 | ATC | 2023 | AEP-KPCO | 0 | 0 | 0 | 0 | 0 | 0 | 122 | 2023 |  |  |  | REF | 0 | 0 | Real 2021 ¦ 12/22/2022 3:42:52 PM | Area 1001 Gas CT 2034
1504 | Area 1001 Gas CT 2034 | NOX | ATC | 2023 | AEP-KPCO | 0 | 0 | 0 | 0 | 0 | 0 | 0.00056 | 2023 |  |  |  | REF | 0 | 0 | Real 2021 ¦ 12/22/2022 3:42:52 PM | Area 1001 Gas CT 2034
1505 | Area 1001 Gas CT 2034 | SO2 | ATC | 2023 | AEP-KPCO | 0 | 0 | 0 | 0 | 0 | 0 | 0.00752 | 2023 |  |  |  | REF | 0 | 0 | Real 2021 ¦ 12/22/2022 3:42:52 PM | Area 1001 Gas CT 2034
1506 | Area 1001 Gas CT 2035 | CO2 | ATC | 2023 | AEP-KPCO | 0 | 0 | 0 | 0 | 0 | 0 | 122 | 2023 |  |  |  | REF | 0 | 0 | Real 2021 ¦ 12/22/2022 3:42:52 PM | Area 1001 Gas CT 2035
1507 | Area 1001 Gas CT 2035 | NOX | ATC | 2023 | AEP-KPCO | 0 | 0 | 0 | 0 | 0 | 0 | 0.00056 | 2023 |  |  |  | REF | 0 | 0 | Real 2021 ¦ 12/22/2022 3:42:52 PM | Area 1001 Gas CT 2035
1508 | Area 1001 Gas CT 2035 | SO2 | ATC | 2023 | AEP-KPCO | 0 | 0 | 0 | 0 | 0 | 0 | 0.00752 | 2023 |  |  |  | REF | 0 | 0 | Real 2021 ¦ 12/22/2022 3:42:52 PM | Area 1001 Gas CT 2035
1509 | Area 1001 Gas CT 2036 | CO2 | ATC | 2023 | AEP-KPCO | 0 | 0 | 0 | 0 | 0 | 0 | 122 | 2023 |  |  |  | REF | 0 | 0 | Real 2021 ¦ 12/22/2022 3:42:52 PM | Area 1001 Gas CT 2036
1510 | Area 1001 Gas CT 2036 | NOX | ATC | 2023 | AEP-KPCO | 0 | 0 | 0 | 0 | 0 | 0 | 0.00056 | 2023 |  |  |  | REF | 0 | 0 | Real 2021 ¦ 12/22/2022 3:42:52 PM | Area 1001 Gas CT 2036
1511 | Area 1001 Gas CT 2036 | SO2 | ATC | 2023 | AEP-KPCO | 0 | 0 | 0 | 0 | 0 | 0 | 0.00752 | 2023 |  |  |  | REF | 0 | 0 | Real 2021 ¦ 12/22/2022 3:42:52 PM | Area 1001 Gas CT 2036
1512 | Area 1001 Gas CT 2037 | CO2 | ATC | 2023 | AEP-KPCO | 0 | 0 | 0 | 0 | 0 | 0 | 122 | 2023 |  |  |  | REF | 0 | 0 | Real 2021 ¦ 12/22/2022 3:42:52 PM | Area 1001 Gas CT 2037
1513 | Area 1001 Gas CT 2037 | NOX | ATC | 2023 | AEP-KPCO | 0 | 0 | 0 | 0 | 0 | 0 | 0.00056 | 2023 |  |  |  | REF | 0 | 0 | Real 2021 ¦ 12/22/2022 3:42:52 PM | Area 1001 Gas CT 2037
1514 | Area 1001 Gas CT 2037 | SO2 | ATC | 2023 | AEP-KPCO | 0 | 0 | 0 | 0 | 0 | 0 | 0.00752 | 2023 |  |  |  | REF | 0 | 0 | Real 2021 ¦ 12/22/2022 3:42:52 PM | Area 1001 Gas CT 2037
1515 | Area 1001 Gas CT 2038 | CO2 | ATC | 2023 | AEP-KPCO | 0 | 0 | 0 | 0 | 0 | 0 | 122 | 2023 |  |  |  | REF | 0 | 0 | Real 2021 ¦ 12/22/2022 3:42:52 PM | Area 1001 Gas CT 2038
1516 | Area 1001 Gas CT 2038 | NOX | ATC | 2023 | AEP-KPCO | 0 | 0 | 0 | 0 | 0 | 0 | 0.00056 | 2023 |  |  |  | REF | 0 | 0 | Real 2021 ¦ 12/22/2022 3:42:52 PM | Area 1001 Gas CT 2038
1517 | Area 1001 Gas CT 2038 | SO2 | ATC | 2023 | AEP-KPCO | 0 | 0 | 0 | 0 | 0 | 0 | 0.00752 | 2023 |  |  |  | REF | 0 | 0 | Real 2021 ¦ 12/22/2022 3:42:52 PM | Area 1001 Gas CT 2038
1518 | Area 1001 Gas CT 2039 | CO2 | ATC | 2023 | AEP-KPCO | 0 | 0 | 0 | 0 | 0 | 0 | 122 | 2023 |  |  |  | REF | 0 | 0 | Real 2021 ¦ 12/22/2022 3:42:52 PM | Area 1001 Gas CT 2039
1519 | Area 1001 Gas CT 2039 | NOX | ATC | 2023 | AEP-KPCO | 0 | 0 | 0 | 0 | 0 | 0 | 0.00056 | 2023 |  |  |  | REF | 0 | 0 | Real 2021 ¦ 12/22/2022 3:42:52 PM | Area 1001 Gas CT 2039
1520 | Area 1001 Gas CT 2039 | SO2 | ATC | 2023 | AEP-KPCO | 0 | 0 | 0 | 0 | 0 | 0 | 0.00752 | 2023 |  |  |  | REF | 0 | 0 | Real 2021 ¦ 12/22/2022 3:42:52 PM | Area 1001 Gas CT 2039
1521 | Area 1001 Gas CT 2040 | CO2 | ATC | 2023 | AEP-KPCO | 0 | 0 | 0 | 0 | 0 | 0 | 122 | 2023 |  |  |  | REF | 0 | 0 | Real 2021 ¦ 12/22/2022 3:42:52 PM | Area 1001 Gas CT 2040
1522 | Area 1001 Gas CT 2040 | NOX | ATC | 2023 | AEP-KPCO | 0 | 0 | 0 | 0 | 0 | 0 | 0.00056 | 2023 |  |  |  | REF | 0 | 0 | Real 2021 ¦ 12/22/2022 3:42:52 PM | Area 1001 Gas CT 2040
1523 | Area 1001 Gas CT 2040 | SO2 | ATC | 2023 | AEP-KPCO | 0 | 0 | 0 | 0 | 0 | 0 | 0.00752 | 2023 |  |  |  | REF | 0 | 0 | Real 2021 ¦ 12/22/2022 3:42:52 PM | Area 1001 Gas CT 2040
1524 | Area 1001 Gas CT 2041 | CO2 | ATC | 2023 | AEP-KPCO | 0 | 0 | 0 | 0 | 0 | 0 | 122 | 2023 |  |  |  | REF | 0 | 0 | Real 2021 ¦ 12/22/2022 3:42:52 PM | Area 1001 Gas CT 2041
1525 | Area 1001 Gas CT 2041 | NOX | ATC | 2023 | AEP-KPCO | 0 | 0 | 0 | 0 | 0 | 0 | 0.00056 | 2023 |  |  |  | REF | 0 | 0 | Real 2021 ¦ 12/22/2022 3:42:52 PM | Area 1001 Gas CT 2041
1526 | Area 1001 Gas CT 2041 | SO2 | ATC | 2023 | AEP-KPCO | 0 | 0 | 0 | 0 | 0 | 0 | 0.00752 | 2023 |  |  |  | REF | 0 | 0 | Real 2021 ¦ 12/22/2022 3:42:52 PM | Area 1001 Gas CT 2041
1527 | Area 1001 Gas CT 2042 | CO2 | ATC | 2023 | AEP-KPCO | 0 | 0 | 0 | 0 | 0 | 0 | 122 | 2023 |  |  |  | REF | 0 | 0 | Real 2021 ¦ 12/22/2022 3:42:52 PM | Area 1001 Gas CT 2042
1528 | Area 1001 Gas CT 2042 | NOX | ATC | 2023 | AEP-KPCO | 0 | 0 | 0 | 0 | 0 | 0 | 0.00056 | 2023 |  |  |  | REF | 0 | 0 | Real 2021 ¦ 12/22/2022 3:42:52 PM | Area 1001 Gas CT 2042
1529 | Area 1001 Gas CT 2042 | SO2 | ATC | 2023 | AEP-KPCO | 0 | 0 | 0 | 0 | 0 | 0 | 0.00752 | 2023 |  |  |  | REF | 0 | 0 | Real 2021 ¦ 12/22/2022 3:42:52 PM | Area 1001 Gas CT 2042
1530 | Area 1001 Gas CT 2043 | CO2 | ATC | 2023 | AEP-KPCO | 0 | 0 | 0 | 0 | 0 | 0 | 122 | 2023 |  |  |  | REF | 0 | 0 | Real 2021 ¦ 12/22/2022 3:42:52 PM | Area 1001 Gas CT 2043
1531 | Area 1001 Gas CT 2043 | NOX | ATC | 2023 | AEP-KPCO | 0 | 0 | 0 | 0 | 0 | 0 | 0.00056 | 2023 |  |  |  | REF | 0 | 0 | Real 2021 ¦ 12/22/2022 3:42:52 PM | Area 1001 Gas CT 2043
1532 | Area 1001 Gas CT 2043 | SO2 | ATC | 2023 | AEP-KPCO | 0 | 0 | 0 | 0 | 0 | 0 | 0.00752 | 2023 |  |  |  | REF | 0 | 0 | Real 2021 ¦ 12/22/2022 3:42:52 PM | Area 1001 Gas CT 2043
1533 | Area 1001 Gas Aero CT 2023 | CO2 | ATC | 2023 | AEP-KPCO | 186137.75 | 186137.75 | 0 | 0 | 0 | 0 | 122 | 2023 |  |  |  | REF | 0 | 0 | Real 2021 ¦ 12/22/2022 3:42:52 PM | Area 1001 Gas Aero CT 2023
1534 | Area 1001 Gas Aero CT 2023 | NOX | ATC | 2023 | AEP-KPCO | 0.8544 | 0.8544 | 0 | 0.06598 | 0.06598 | 0 | 0.00056 | 2023 |  |  |  | REF | 0 | 0 | Real 2021 ¦ 12/22/2022 3:42:52 PM | Area 1001 Gas Aero CT 2023
1535 | Area 1001 Gas Aero CT 2023 | SO2 | ATC | 2023 | AEP-KPCO | 11.4734 | 11.4734 | 0 | 0.032696 | 0.032696 | 0 | 0.00752 | 2023 |  |  |  | REF | 0 | 0 | Real 2021 ¦ 12/22/2022 3:42:52 PM | Area 1001 Gas Aero CT 2023
1536 | Area 1001 Gas Aero CT 2024 | CO2 | ATC | 2023 | AEP-KPCO | 0 | 0 | 0 | 0 | 0 | 0 | 122 | 2023 |  |  |  | REF | 0 | 0 | Real 2021 ¦ 12/22/2022 3:42:52 PM | Area 1001 Gas Aero CT 2024
1537 | Area 1001 Gas Aero CT 2024 | NOX | ATC | 2023 | AEP-KPCO | 0 | 0 | 0 | 0 | 0 | 0 | 0.00056 | 2023 |  |  |  | REF | 0 | 0 | Real 2021 ¦ 12/22/2022 3:42:52 PM | Area 1001 Gas Aero CT 2024
1538 | Area 1001 Gas Aero CT 2024 | SO2 | ATC | 2023 | AEP-KPCO | 0 | 0 | 0 | 0 | 0 | 0 | 0.00752 | 2023 |  |  |  | REF | 0 | 0 | Real 2021 ¦ 12/22/2022 3:42:52 PM | Area 1001 Gas Aero CT 2024
1539 | Area 1001 Gas Aero CT 2025 | CO2 | ATC | 2023 | AEP-KPCO | 0 | 0 | 0 | 0 | 0 | 0 | 122 | 2023 |  |  |  | REF | 0 | 0 | Real 2021 ¦ 12/22/2022 3:42:52 PM | Area 1001 Gas Aero CT 2025
1540 | Area 1001 Gas Aero CT 2025 | NOX | ATC | 2023 | AEP-KPCO | 0 | 0 | 0 | 0 | 0 | 0 | 0.00056 | 2023 |  |  |  | REF | 0 | 0 | Real 2021 ¦ 12/22/2022 3:42:52 PM | Area 1001 Gas Aero CT 2025
1541 | Area 1001 Gas Aero CT 2025 | SO2 | ATC | 2023 | AEP-KPCO | 0 | 0 | 0 | 0 | 0 | 0 | 0.00752 | 2023 |  |  |  | REF | 0 | 0 | Real 2021 ¦ 12/22/2022 3:42:52 PM | Area 1001 Gas Aero CT 2025
1542 | Area 1001 Gas Aero CT 2026 | CO2 | ATC | 2023 | AEP-KPCO | 0 | 0 | 0 | 0 | 0 | 0 | 122 | 2023 |  |  |  | REF | 0 | 0 | Real 2021 ¦ 12/22/2022 3:42:52 PM | Area 1001 Gas Aero CT 2026
1543 | Area 1001 Gas Aero CT 2026 | NOX | ATC | 2023 | AEP-KPCO | 0 | 0 | 0 | 0 | 0 | 0 | 0.00056 | 2023 |  |  |  | REF | 0 | 0 | Real 2021 ¦ 12/22/2022 3:42:52 PM | Area 1001 Gas Aero CT 2026
1544 | Area 1001 Gas Aero CT 2026 | SO2 | ATC | 2023 | AEP-KPCO | 0 | 0 | 0 | 0 | 0 | 0 | 0.00752 | 2023 |  |  |  | REF | 0 | 0 | Real 2021 ¦ 12/22/2022 3:42:52 PM | Area 1001 Gas Aero CT 2026
1545 | Area 1001 Gas Aero CT 2027 | CO2 | ATC | 2023 | AEP-KPCO | 0 | 0 | 0 | 0 | 0 | 0 | 122 | 2023 |  |  |  | REF | 0 | 0 | Real 2021 ¦ 12/22/2022 3:42:52 PM | Area 1001 Gas Aero CT 2027
1546 | Area 1001 Gas Aero CT 2027 | NOX | ATC | 2023 | AEP-KPCO | 0 | 0 | 0 | 0 | 0 | 0 | 0.00056 | 2023 |  |  |  | REF | 0 | 0 | Real 2021 ¦ 12/22/2022 3:42:52 PM | Area 1001 Gas Aero CT 2027
1547 | Area 1001 Gas Aero CT 2027 | SO2 | ATC | 2023 | AEP-KPCO | 0 | 0 | 0 | 0 | 0 | 0 | 0.00752 | 2023 |  |  |  | REF | 0 | 0 | Real 2021 ¦ 12/22/2022 3:42:52 PM | Area 1001 Gas Aero CT 2027
1548 | Area 1001 Gas Aero CT 2028 | CO2 | ATC | 2023 | AEP-KPCO | 0 | 0 | 0 | 0 | 0 | 0 | 122 | 2023 |  |  |  | REF | 0 | 0 | Real 2021 ¦ 12/22/2022 3:42:52 PM | Area 1001 Gas Aero CT 2028
1549 | Area 1001 Gas Aero CT 2028 | NOX | ATC | 2023 | AEP-KPCO | 0 | 0 | 0 | 0 | 0 | 0 | 0.00056 | 2023 |  |  |  | REF | 0 | 0 | Real 2021 ¦ 12/22/2022 3:42:52 PM | Area 1001 Gas Aero CT 2028
1550 | Area 1001 Gas Aero CT 2028 | SO2 | ATC | 2023 | AEP-KPCO | 0 | 0 | 0 | 0 | 0 | 0 | 0.00752 | 2023 |  |  |  | REF | 0 | 0 | Real 2021 ¦ 12/22/2022 3:42:52 PM | Area 1001 Gas Aero CT 2028
1551 | Area 1001 Gas Aero CT 2029 | CO2 | ATC | 2023 | AEP-KPCO | 0 | 0 | 0 | 0 | 0 | 0 | 122 | 2023 |  |  |  | REF | 0 | 0 | Real 2021 ¦ 12/22/2022 3:42:52 PM | Area 1001 Gas Aero CT 2029
1552 | Area 1001 Gas Aero CT 2029 | NOX | ATC | 2023 | AEP-KPCO | 0 | 0 | 0 | 0 | 0 | 0 | 0.00056 | 2023 |  |  |  | REF | 0 | 0 | Real 2021 ¦ 12/22/2022 3:42:52 PM | Area 1001 Gas Aero CT 2029
1553 | Area 1001 Gas Aero CT 2029 | SO2 | ATC | 2023 | AEP-KPCO | 0 | 0 | 0 | 0 | 0 | 0 | 0.00752 | 2023 |  |  |  | REF | 0 | 0 | Real 2021 ¦ 12/22/2022 3:42:52 PM | Area 1001 Gas Aero CT 2029
1554 | Area 1001 Gas Aero CT 2030 | CO2 | ATC | 2023 | AEP-KPCO | 0 | 0 | 0 | 0 | 0 | 0 | 122 | 2023 |  |  |  | REF | 0 | 0 | Real 2021 ¦ 12/22/2022 3:42:52 PM | Area 1001 Gas Aero CT 2030
1555 | Area 1001 Gas Aero CT 2030 | NOX | ATC | 2023 | AEP-KPCO | 0 | 0 | 0 | 0 | 0 | 0 | 0.00056 | 2023 |  |  |  | REF | 0 | 0 | Real 2021 ¦ 12/22/2022 3:42:52 PM | Area 1001 Gas Aero CT 2030
1556 | Area 1001 Gas Aero CT 2030 | SO2 | ATC | 2023 | AEP-KPCO | 0 | 0 | 0 | 0 | 0 | 0 | 0.00752 | 2023 |  |  |  | REF | 0 | 0 | Real 2021 ¦ 12/22/2022 3:42:52 PM | Area 1001 Gas Aero CT 2030
1557 | Area 1001 Gas Aero CT 2031 | CO2 | ATC | 2023 | AEP-KPCO | 0 | 0 | 0 | 0 | 0 | 0 | 122 | 2023 |  |  |  | REF | 0 | 0 | Real 2021 ¦ 12/22/2022 3:42:52 PM | Area 1001 Gas Aero CT 2031
1558 | Area 1001 Gas Aero CT 2031 | NOX | ATC | 2023 | AEP-KPCO | 0 | 0 | 0 | 0 | 0 | 0 | 0.00056 | 2023 |  |  |  | REF | 0 | 0 | Real 2021 ¦ 12/22/2022 3:42:52 PM | Area 1001 Gas Aero CT 2031
1559 | Area 1001 Gas Aero CT 2031 | SO2 | ATC | 2023 | AEP-KPCO | 0 | 0 | 0 | 0 | 0 | 0 | 0.00752 | 2023 |  |  |  | REF | 0 | 0 | Real 2021 ¦ 12/22/2022 3:42:52 PM | Area 1001 Gas Aero CT 2031
1560 | Area 1001 Gas Aero CT 2032 | CO2 | ATC | 2023 | AEP-KPCO | 0 | 0 | 0 | 0 | 0 | 0 | 122 | 2023 |  |  |  | REF | 0 | 0 | Real 2021 ¦ 12/22/2022 3:42:52 PM | Area 1001 Gas Aero CT 2032
1561 | Area 1001 Gas Aero CT 2032 | NOX | ATC | 2023 | AEP-KPCO | 0 | 0 | 0 | 0 | 0 | 0 | 0.00056 | 2023 |  |  |  | REF | 0 | 0 | Real 2021 ¦ 12/22/2022 3:42:52 PM | Area 1001 Gas Aero CT 2032
1562 | Area 1001 Gas Aero CT 2032 | SO2 | ATC | 2023 | AEP-KPCO | 0 | 0 | 0 | 0 | 0 | 0 | 0.00752 | 2023 |  |  |  | REF | 0 | 0 | Real 2021 ¦ 12/22/2022 3:42:52 PM | Area 1001 Gas Aero CT 2032
1563 | Area 1001 Gas Aero CT 2033 | CO2 | ATC | 2023 | AEP-KPCO | 0 | 0 | 0 | 0 | 0 | 0 | 122 | 2023 |  |  |  | REF | 0 | 0 | Real 2021 ¦ 12/22/2022 3:42:52 PM | Area 1001 Gas Aero CT 2033
1564 | Area 1001 Gas Aero CT 2033 | NOX | ATC | 2023 | AEP-KPCO | 0 | 0 | 0 | 0 | 0 | 0 | 0.00056 | 2023 |  |  |  | REF | 0 | 0 | Real 2021 ¦ 12/22/2022 3:42:52 PM | Area 1001 Gas Aero CT 2033
1565 | Area 1001 Gas Aero CT 2033 | SO2 | ATC | 2023 | AEP-KPCO | 0 | 0 | 0 | 0 | 0 | 0 | 0.00752 | 2023 |  |  |  | REF | 0 | 0 | Real 2021 ¦ 12/22/2022 3:42:52 PM | Area 1001 Gas Aero CT 2033
1566 | Area 1001 Gas Aero CT 2034 | CO2 | ATC | 2023 | AEP-KPCO | 0 | 0 | 0 | 0 | 0 | 0 | 122 | 2023 |  |  |  | REF | 0 | 0 | Real 2021 ¦ 12/22/2022 3:42:52 PM | Area 1001 Gas Aero CT 2034
1567 | Area 1001 Gas Aero CT 2034 | NOX | ATC | 2023 | AEP-KPCO | 0 | 0 | 0 | 0 | 0 | 0 | 0.00056 | 2023 |  |  |  | REF | 0 | 0 | Real 2021 ¦ 12/22/2022 3:42:52 PM | Area 1001 Gas Aero CT 2034
1568 | Area 1001 Gas Aero CT 2034 | SO2 | ATC | 2023 | AEP-KPCO | 0 | 0 | 0 | 0 | 0 | 0 | 0.00752 | 2023 |  |  |  | REF | 0 | 0 | Real 2021 ¦ 12/22/2022 3:42:52 PM | Area 1001 Gas Aero CT 2034
1569 | Area 1001 Gas Aero CT 2035 | CO2 | ATC | 2023 | AEP-KPCO | 0 | 0 | 0 | 0 | 0 | 0 | 122 | 2023 |  |  |  | REF | 0 | 0 | Real 2021 ¦ 12/22/2022 3:42:52 PM | Area 1001 Gas Aero CT 2035
1570 | Area 1001 Gas Aero CT 2035 | NOX | ATC | 2023 | AEP-KPCO | 0 | 0 | 0 | 0 | 0 | 0 | 0.00056 | 2023 |  |  |  | REF | 0 | 0 | Real 2021 ¦ 12/22/2022 3:42:52 PM | Area 1001 Gas Aero CT 2035
1571 | Area 1001 Gas Aero CT 2035 | SO2 | ATC | 2023 | AEP-KPCO | 0 | 0 | 0 | 0 | 0 | 0 | 0.00752 | 2023 |  |  |  | REF | 0 | 0 | Real 2021 ¦ 12/22/2022 3:42:52 PM | Area 1001 Gas Aero CT 2035
1572 | Area 1001 Gas Aero CT 2036 | CO2 | ATC | 2023 | AEP-KPCO | 0 | 0 | 0 | 0 | 0 | 0 | 122 | 2023 |  |  |  | REF | 0 | 0 | Real 2021 ¦ 12/22/2022 3:42:52 PM | Area 1001 Gas Aero CT 2036
1573 | Area 1001 Gas Aero CT 2036 | NOX | ATC | 2023 | AEP-KPCO | 0 | 0 | 0 | 0 | 0 | 0 | 0.00056 | 2023 |  |  |  | REF | 0 | 0 | Real 2021 ¦ 12/22/2022 3:42:52 PM | Area 1001 Gas Aero CT 2036
1574 | Area 1001 Gas Aero CT 2036 | SO2 | ATC | 2023 | AEP-KPCO | 0 | 0 | 0 | 0 | 0 | 0 | 0.00752 | 2023 |  |  |  | REF | 0 | 0 | Real 2021 ¦ 12/22/2022 3:42:52 PM | Area 1001 Gas Aero CT 2036
1575 | Area 1001 Gas Aero CT 2037 | CO2 | ATC | 2023 | AEP-KPCO | 0 | 0 | 0 | 0 | 0 | 0 | 122 | 2023 |  |  |  | REF | 0 | 0 | Real 2021 ¦ 12/22/2022 3:42:52 PM | Area 1001 Gas Aero CT 2037
1576 | Area 1001 Gas Aero CT 2037 | NOX | ATC | 2023 | AEP-KPCO | 0 | 0 | 0 | 0 | 0 | 0 | 0.00056 | 2023 |  |  |  | REF | 0 | 0 | Real 2021 ¦ 12/22/2022 3:42:52 PM | Area 1001 Gas Aero CT 2037
1577 | Area 1001 Gas Aero CT 2037 | SO2 | ATC | 2023 | AEP-KPCO | 0 | 0 | 0 | 0 | 0 | 0 | 0.00752 | 2023 |  |  |  | REF | 0 | 0 | Real 2021 ¦ 12/22/2022 3:42:52 PM | Area 1001 Gas Aero CT 2037
1578 | Area 1001 Gas Aero CT 2038 | CO2 | ATC | 2023 | AEP-KPCO | 0 | 0 | 0 | 0 | 0 | 0 | 122 | 2023 |  |  |  | REF | 0 | 0 | Real 2021 ¦ 12/22/2022 3:42:52 PM | Area 1001 Gas Aero CT 2038
1579 | Area 1001 Gas Aero CT 2038 | NOX | ATC | 2023 | AEP-KPCO | 0 | 0 | 0 | 0 | 0 | 0 | 0.00056 | 2023 |  |  |  | REF | 0 | 0 | Real 2021 ¦ 12/22/2022 3:42:52 PM | Area 1001 Gas Aero CT 2038
1580 | Area 1001 Gas Aero CT 2038 | SO2 | ATC | 2023 | AEP-KPCO | 0 | 0 | 0 | 0 | 0 | 0 | 0.00752 | 2023 |  |  |  | REF | 0 | 0 | Real 2021 ¦ 12/22/2022 3:42:52 PM | Area 1001 Gas Aero CT 2038
1581 | Area 1001 Gas Aero CT 2039 | CO2 | ATC | 2023 | AEP-KPCO | 0 | 0 | 0 | 0 | 0 | 0 | 122 | 2023 |  |  |  | REF | 0 | 0 | Real 2021 ¦ 12/22/2022 3:42:52 PM | Area 1001 Gas Aero CT 2039
1582 | Area 1001 Gas Aero CT 2039 | NOX | ATC | 2023 | AEP-KPCO | 0 | 0 | 0 | 0 | 0 | 0 | 0.00056 | 2023 |  |  |  | REF | 0 | 0 | Real 2021 ¦ 12/22/2022 3:42:52 PM | Area 1001 Gas Aero CT 2039
1583 | Area 1001 Gas Aero CT 2039 | SO2 | ATC | 2023 | AEP-KPCO | 0 | 0 | 0 | 0 | 0 | 0 | 0.00752 | 2023 |  |  |  | REF | 0 | 0 | Real 2021 ¦ 12/22/2022 3:42:52 PM | Area 1001 Gas Aero CT 2039
1584 | Area 1001 Gas Aero CT 2040 | CO2 | ATC | 2023 | AEP-KPCO | 0 | 0 | 0 | 0 | 0 | 0 | 122 | 2023 |  |  |  | REF | 0 | 0 | Real 2021 ¦ 12/22/2022 3:42:52 PM | Area 1001 Gas Aero CT 2040
1585 | Area 1001 Gas Aero CT 2040 | NOX | ATC | 2023 | AEP-KPCO | 0 | 0 | 0 | 0 | 0 | 0 | 0.00056 | 2023 |  |  |  | REF | 0 | 0 | Real 2021 ¦ 12/22/2022 3:42:52 PM | Area 1001 Gas Aero CT 2040
1586 | Area 1001 Gas Aero CT 2040 | SO2 | ATC | 2023 | AEP-KPCO | 0 | 0 | 0 | 0 | 0 | 0 | 0.00752 | 2023 |  |  |  | REF | 0 | 0 | Real 2021 ¦ 12/22/2022 3:42:52 PM | Area 1001 Gas Aero CT 2040
1587 | Area 1001 Gas Aero CT 2041 | CO2 | ATC | 2023 | AEP-KPCO | 0 | 0 | 0 | 0 | 0 | 0 | 122 | 2023 |  |  |  | REF | 0 | 0 | Real 2021 ¦ 12/22/2022 3:42:52 PM | Area 1001 Gas Aero CT 2041
1588 | Area 1001 Gas Aero CT 2041 | NOX | ATC | 2023 | AEP-KPCO | 0 | 0 | 0 | 0 | 0 | 0 | 0.00056 | 2023 |  |  |  | REF | 0 | 0 | Real 2021 ¦ 12/22/2022 3:42:52 PM | Area 1001 Gas Aero CT 2041
1589 | Area 1001 Gas Aero CT 2041 | SO2 | ATC | 2023 | AEP-KPCO | 0 | 0 | 0 | 0 | 0 | 0 | 0.00752 | 2023 |  |  |  | REF | 0 | 0 | Real 2021 ¦ 12/22/2022 3:42:52 PM | Area 1001 Gas Aero CT 2041
1590 | Area 1001 Gas Aero CT 2042 | CO2 | ATC | 2023 | AEP-KPCO | 0 | 0 | 0 | 0 | 0 | 0 | 122 | 2023 |  |  |  | REF | 0 | 0 | Real 2021 ¦ 12/22/2022 3:42:52 PM | Area 1001 Gas Aero CT 2042
1591 | Area 1001 Gas Aero CT 2042 | NOX | ATC | 2023 | AEP-KPCO | 0 | 0 | 0 | 0 | 0 | 0 | 0.00056 | 2023 |  |  |  | REF | 0 | 0 | Real 2021 ¦ 12/22/2022 3:42:52 PM | Area 1001 Gas Aero CT 2042
1592 | Area 1001 Gas Aero CT 2042 | SO2 | ATC | 2023 | AEP-KPCO | 0 | 0 | 0 | 0 | 0 | 0 | 0.00752 | 2023 |  |  |  | REF | 0 | 0 | Real 2021 ¦ 12/22/2022 3:42:52 PM | Area 1001 Gas Aero CT 2042
1593 | Area 1001 Gas Aero CT 2043 | CO2 | ATC | 2023 | AEP-KPCO | 0 | 0 | 0 | 0 | 0 | 0 | 122 | 2023 |  |  |  | REF | 0 | 0 | Real 2021 ¦ 12/22/2022 3:42:52 PM | Area 1001 Gas Aero CT 2043
1594 | Area 1001 Gas Aero CT 2043 | NOX | ATC | 2023 | AEP-KPCO | 0 | 0 | 0 | 0 | 0 | 0 | 0.00056 | 2023 |  |  |  | REF | 0 | 0 | Real 2021 ¦ 12/22/2022 3:42:52 PM | Area 1001 Gas Aero CT 2043
1595 | Area 1001 Gas Aero CT 2043 | SO2 | ATC | 2023 | AEP-KPCO | 0 | 0 | 0 | 0 | 0 | 0 | 0.00752 | 2023 |  |  |  | REF | 0 | 0 | Real 2021 ¦ 12/22/2022 3:42:52 PM | Area 1001 Gas Aero CT 2043
1596 | Area 1001 Gas IC 2023 | CO2 | ATC | 2023 | AEP-KPCO | 79082.8047 | 79082.8047 | 0 | 0 | 0 | 0 | 122 | 2023 |  |  |  | REF | 0 | 0 | Real 2021 ¦ 12/22/2022 3:42:52 PM | Area 1001 Gas IC 2023
1597 | Area 1001 Gas IC 2023 | NOX | ATC | 2023 | AEP-KPCO | 0.363 | 0.363 | 0 | 0.02617 | 0.02617 | 0 | 0.00056 | 2023 |  |  |  | REF | 0 | 0 | Real 2021 ¦ 12/22/2022 3:42:52 PM | Area 1001 Gas IC 2023
1598 | Area 1001 Gas IC 2023 | SO2 | ATC | 2023 | AEP-KPCO | 4.8746 | 4.8746 | 0 | 0.013891 | 0.013891 | 0 | 0.00752 | 2023 |  |  |  | REF | 0 | 0 | Real 2021 ¦ 12/22/2022 3:42:52 PM | Area 1001 Gas IC 2023
1599 | Area 1001 Gas IC 2024 | CO2 | ATC | 2023 | AEP-KPCO | 0 | 0 | 0 | 0 | 0 | 0 | 122 | 2023 |  |  |  | REF | 0 | 0 | Real 2021 ¦ 12/22/2022 3:42:52 PM | Area 1001 Gas IC 2024
1600 | Area 1001 Gas IC 2024 | NOX | ATC | 2023 | AEP-KPCO | 0 | 0 | 0 | 0 | 0 | 0 | 0.00056 | 2023 |  |  |  | REF | 0 | 0 | Real 2021 ¦ 12/22/2022 3:42:52 PM | Area 1001 Gas IC 2024
1601 | Area 1001 Gas IC 2024 | SO2 | ATC | 2023 | AEP-KPCO | 0 | 0 | 0 | 0 | 0 | 0 | 0.00752 | 2023 |  |  |  | REF | 0 | 0 | Real 2021 ¦ 12/22/2022 3:42:52 PM | Area 1001 Gas IC 2024
1602 | Area 1001 Gas IC 2025 | CO2 | ATC | 2023 | AEP-KPCO | 0 | 0 | 0 | 0 | 0 | 0 | 122 | 2023 |  |  |  | REF | 0 | 0 | Real 2021 ¦ 12/22/2022 3:42:52 PM | Area 1001 Gas IC 2025
1603 | Area 1001 Gas IC 2025 | NOX | ATC | 2023 | AEP-KPCO | 0 | 0 | 0 | 0 | 0 | 0 | 0.00056 | 2023 |  |  |  | REF | 0 | 0 | Real 2021 ¦ 12/22/2022 3:42:52 PM | Area 1001 Gas IC 2025
1604 | Area 1001 Gas IC 2025 | SO2 | ATC | 2023 | AEP-KPCO | 0 | 0 | 0 | 0 | 0 | 0 | 0.00752 | 2023 |  |  |  | REF | 0 | 0 | Real 2021 ¦ 12/22/2022 3:42:52 PM | Area 1001 Gas IC 2025
1605 | Area 1001 Gas IC 2026 | CO2 | ATC | 2023 | AEP-KPCO | 0 | 0 | 0 | 0 | 0 | 0 | 122 | 2023 |  |  |  | REF | 0 | 0 | Real 2021 ¦ 12/22/2022 3:42:52 PM | Area 1001 Gas IC 2026
1606 | Area 1001 Gas IC 2026 | NOX | ATC | 2023 | AEP-KPCO | 0 | 0 | 0 | 0 | 0 | 0 | 0.00056 | 2023 |  |  |  | REF | 0 | 0 | Real 2021 ¦ 12/22/2022 3:42:52 PM | Area 1001 Gas IC 2026
1607 | Area 1001 Gas IC 2026 | SO2 | ATC | 2023 | AEP-KPCO | 0 | 0 | 0 | 0 | 0 | 0 | 0.00752 | 2023 |  |  |  | REF | 0 | 0 | Real 2021 ¦ 12/22/2022 3:42:52 PM | Area 1001 Gas IC 2026
1608 | Area 1001 Gas IC 2027 | CO2 | ATC | 2023 | AEP-KPCO | 0 | 0 | 0 | 0 | 0 | 0 | 122 | 2023 |  |  |  | REF | 0 | 0 | Real 2021 ¦ 12/22/2022 3:42:52 PM | Area 1001 Gas IC 2027
1609 | Area 1001 Gas IC 2027 | NOX | ATC | 2023 | AEP-KPCO | 0 | 0 | 0 | 0 | 0 | 0 | 0.00056 | 2023 |  |  |  | REF | 0 | 0 | Real 2021 ¦ 12/22/2022 3:42:52 PM | Area 1001 Gas IC 2027
1610 | Area 1001 Gas IC 2027 | SO2 | ATC | 2023 | AEP-KPCO | 0 | 0 | 0 | 0 | 0 | 0 | 0.00752 | 2023 |  |  |  | REF | 0 | 0 | Real 2021 ¦ 12/22/2022 3:42:52 PM | Area 1001 Gas IC 2027
1611 | Area 1001 Gas IC 2028 | CO2 | ATC | 2023 | AEP-KPCO | 0 | 0 | 0 | 0 | 0 | 0 | 122 | 2023 |  |  |  | REF | 0 | 0 | Real 2021 ¦ 12/22/2022 3:42:52 PM | Area 1001 Gas IC 2028
1612 | Area 1001 Gas IC 2028 | NOX | ATC | 2023 | AEP-KPCO | 0 | 0 | 0 | 0 | 0 | 0 | 0.00056 | 2023 |  |  |  | REF | 0 | 0 | Real 2021 ¦ 12/22/2022 3:42:52 PM | Area 1001 Gas IC 2028
1613 | Area 1001 Gas IC 2028 | SO2 | ATC | 2023 | AEP-KPCO | 0 | 0 | 0 | 0 | 0 | 0 | 0.00752 | 2023 |  |  |  | REF | 0 | 0 | Real 2021 ¦ 12/22/2022 3:42:52 PM | Area 1001 Gas IC 2028
1614 | Area 1001 Gas IC 2029 | CO2 | ATC | 2023 | AEP-KPCO | 0 | 0 | 0 | 0 | 0 | 0 | 122 | 2023 |  |  |  | REF | 0 | 0 | Real 2021 ¦ 12/22/2022 3:42:52 PM | Area 1001 Gas IC 2029
1615 | Area 1001 Gas IC 2029 | NOX | ATC | 2023 | AEP-KPCO | 0 | 0 | 0 | 0 | 0 | 0 | 0.00056 | 2023 |  |  |  | REF | 0 | 0 | Real 2021 ¦ 12/22/2022 3:42:52 PM | Area 1001 Gas IC 2029
1616 | Area 1001 Gas IC 2029 | SO2 | ATC | 2023 | AEP-KPCO | 0 | 0 | 0 | 0 | 0 | 0 | 0.00752 | 2023 |  |  |  | REF | 0 | 0 | Real 2021 ¦ 12/22/2022 3:42:52 PM | Area 1001 Gas IC 2029
1617 | Area 1001 Gas IC 2030 | CO2 | ATC | 2023 | AEP-KPCO | 0 | 0 | 0 | 0 | 0 | 0 | 122 | 2023 |  |  |  | REF | 0 | 0 | Real 2021 ¦ 12/22/2022 3:42:52 PM | Area 1001 Gas IC 2030
1618 | Area 1001 Gas IC 2030 | NOX | ATC | 2023 | AEP-KPCO | 0 | 0 | 0 | 0 | 0 | 0 | 0.00056 | 2023 |  |  |  | REF | 0 | 0 | Real 2021 ¦ 12/22/2022 3:42:52 PM | Area 1001 Gas IC 2030
1619 | Area 1001 Gas IC 2030 | SO2 | ATC | 2023 | AEP-KPCO | 0 | 0 | 0 | 0 | 0 | 0 | 0.00752 | 2023 |  |  |  | REF | 0 | 0 | Real 2021 ¦ 12/22/2022 3:42:52 PM | Area 1001 Gas IC 2030
1620 | Area 1001 Gas IC 2031 | CO2 | ATC | 2023 | AEP-KPCO | 0 | 0 | 0 | 0 | 0 | 0 | 122 | 2023 |  |  |  | REF | 0 | 0 | Real 2021 ¦ 12/22/2022 3:42:52 PM | Area 1001 Gas IC 2031
1621 | Area 1001 Gas IC 2031 | NOX | ATC | 2023 | AEP-KPCO | 0 | 0 | 0 | 0 | 0 | 0 | 0.00056 | 2023 |  |  |  | REF | 0 | 0 | Real 2021 ¦ 12/22/2022 3:42:52 PM | Area 1001 Gas IC 2031
1622 | Area 1001 Gas IC 2031 | SO2 | ATC | 2023 | AEP-KPCO | 0 | 0 | 0 | 0 | 0 | 0 | 0.00752 | 2023 |  |  |  | REF | 0 | 0 | Real 2021 ¦ 12/22/2022 3:42:52 PM | Area 1001 Gas IC 2031
1623 | Area 1001 Gas IC 2032 | CO2 | ATC | 2023 | AEP-KPCO | 0 | 0 | 0 | 0 | 0 | 0 | 122 | 2023 |  |  |  | REF | 0 | 0 | Real 2021 ¦ 12/22/2022 3:42:52 PM | Area 1001 Gas IC 2032
1624 | Area 1001 Gas IC 2032 | NOX | ATC | 2023 | AEP-KPCO | 0 | 0 | 0 | 0 | 0 | 0 | 0.00056 | 2023 |  |  |  | REF | 0 | 0 | Real 2021 ¦ 12/22/2022 3:42:52 PM | Area 1001 Gas IC 2032
1625 | Area 1001 Gas IC 2032 | SO2 | ATC | 2023 | AEP-KPCO | 0 | 0 | 0 | 0 | 0 | 0 | 0.00752 | 2023 |  |  |  | REF | 0 | 0 | Real 2021 ¦ 12/22/2022 3:42:52 PM | Area 1001 Gas IC 2032
1626 | Area 1001 Gas IC 2033 | CO2 | ATC | 2023 | AEP-KPCO | 0 | 0 | 0 | 0 | 0 | 0 | 122 | 2023 |  |  |  | REF | 0 | 0 | Real 2021 ¦ 12/22/2022 3:42:52 PM | Area 1001 Gas IC 2033
1627 | Area 1001 Gas IC 2033 | NOX | ATC | 2023 | AEP-KPCO | 0 | 0 | 0 | 0 | 0 | 0 | 0.00056 | 2023 |  |  |  | REF | 0 | 0 | Real 2021 ¦ 12/22/2022 3:42:52 PM | Area 1001 Gas IC 2033
1628 | Area 1001 Gas IC 2033 | SO2 | ATC | 2023 | AEP-KPCO | 0 | 0 | 0 | 0 | 0 | 0 | 0.00752 | 2023 |  |  |  | REF | 0 | 0 | Real 2021 ¦ 12/22/2022 3:42:52 PM | Area 1001 Gas IC 2033
1629 | Area 1001 Gas IC 2034 | CO2 | ATC | 2023 | AEP-KPCO | 0 | 0 | 0 | 0 | 0 | 0 | 122 | 2023 |  |  |  | REF | 0 | 0 | Real 2021 ¦ 12/22/2022 3:42:52 PM | Area 1001 Gas IC 2034
1630 | Area 1001 Gas IC 2034 | NOX | ATC | 2023 | AEP-KPCO | 0 | 0 | 0 | 0 | 0 | 0 | 0.00056 | 2023 |  |  |  | REF | 0 | 0 | Real 2021 ¦ 12/22/2022 3:42:52 PM | Area 1001 Gas IC 2034
1631 | Area 1001 Gas IC 2034 | SO2 | ATC | 2023 | AEP-KPCO | 0 | 0 | 0 | 0 | 0 | 0 | 0.00752 | 2023 |  |  |  | REF | 0 | 0 | Real 2021 ¦ 12/22/2022 3:42:52 PM | Area 1001 Gas IC 2034
1632 | Area 1001 Gas IC 2035 | CO2 | ATC | 2023 | AEP-KPCO | 0 | 0 | 0 | 0 | 0 | 0 | 122 | 2023 |  |  |  | REF | 0 | 0 | Real 2021 ¦ 12/22/2022 3:42:52 PM | Area 1001 Gas IC 2035
1633 | Area 1001 Gas IC 2035 | NOX | ATC | 2023 | AEP-KPCO | 0 | 0 | 0 | 0 | 0 | 0 | 0.00056 | 2023 |  |  |  | REF | 0 | 0 | Real 2021 ¦ 12/22/2022 3:42:52 PM | Area 1001 Gas IC 2035
1634 | Area 1001 Gas IC 2035 | SO2 | ATC | 2023 | AEP-KPCO | 0 | 0 | 0 | 0 | 0 | 0 | 0.00752 | 2023 |  |  |  | REF | 0 | 0 | Real 2021 ¦ 12/22/2022 3:42:52 PM | Area 1001 Gas IC 2035
1635 | Area 1001 Gas IC 2036 | CO2 | ATC | 2023 | AEP-KPCO | 0 | 0 | 0 | 0 | 0 | 0 | 122 | 2023 |  |  |  | REF | 0 | 0 | Real 2021 ¦ 12/22/2022 3:42:52 PM | Area 1001 Gas IC 2036
1636 | Area 1001 Gas IC 2036 | NOX | ATC | 2023 | AEP-KPCO | 0 | 0 | 0 | 0 | 0 | 0 | 0.00056 | 2023 |  |  |  | REF | 0 | 0 | Real 2021 ¦ 12/22/2022 3:42:52 PM | Area 1001 Gas IC 2036
1637 | Area 1001 Gas IC 2036 | SO2 | ATC | 2023 | AEP-KPCO | 0 | 0 | 0 | 0 | 0 | 0 | 0.00752 | 2023 |  |  |  | REF | 0 | 0 | Real 2021 ¦ 12/22/2022 3:42:52 PM | Area 1001 Gas IC 2036
1638 | Area 1001 Gas IC 2037 | CO2 | ATC | 2023 | AEP-KPCO | 0 | 0 | 0 | 0 | 0 | 0 | 122 | 2023 |  |  |  | REF | 0 | 0 | Real 2021 ¦ 12/22/2022 3:42:52 PM | Area 1001 Gas IC 2037
1639 | Area 1001 Gas IC 2037 | NOX | ATC | 2023 | AEP-KPCO | 0 | 0 | 0 | 0 | 0 | 0 | 0.00056 | 2023 |  |  |  | REF | 0 | 0 | Real 2021 ¦ 12/22/2022 3:42:52 PM | Area 1001 Gas IC 2037
1640 | Area 1001 Gas IC 2037 | SO2 | ATC | 2023 | AEP-KPCO | 0 | 0 | 0 | 0 | 0 | 0 | 0.00752 | 2023 |  |  |  | REF | 0 | 0 | Real 2021 ¦ 12/22/2022 3:42:52 PM | Area 1001 Gas IC 2037
1641 | Area 1001 Gas IC 2038 | CO2 | ATC | 2023 | AEP-KPCO | 0 | 0 | 0 | 0 | 0 | 0 | 122 | 2023 |  |  |  | REF | 0 | 0 | Real 2021 ¦ 12/22/2022 3:42:52 PM | Area 1001 Gas IC 2038
1642 | Area 1001 Gas IC 2038 | NOX | ATC | 2023 | AEP-KPCO | 0 | 0 | 0 | 0 | 0 | 0 | 0.00056 | 2023 |  |  |  | REF | 0 | 0 | Real 2021 ¦ 12/22/2022 3:42:52 PM | Area 1001 Gas IC 2038
1643 | Area 1001 Gas IC 2038 | SO2 | ATC | 2023 | AEP-KPCO | 0 | 0 | 0 | 0 | 0 | 0 | 0.00752 | 2023 |  |  |  | REF | 0 | 0 | Real 2021 ¦ 12/22/2022 3:42:52 PM | Area 1001 Gas IC 2038
1644 | Area 1001 Gas IC 2039 | CO2 | ATC | 2023 | AEP-KPCO | 0 | 0 | 0 | 0 | 0 | 0 | 122 | 2023 |  |  |  | REF | 0 | 0 | Real 2021 ¦ 12/22/2022 3:42:52 PM | Area 1001 Gas IC 2039
1645 | Area 1001 Gas IC 2039 | NOX | ATC | 2023 | AEP-KPCO | 0 | 0 | 0 | 0 | 0 | 0 | 0.00056 | 2023 |  |  |  | REF | 0 | 0 | Real 2021 ¦ 12/22/2022 3:42:52 PM | Area 1001 Gas IC 2039
1646 | Area 1001 Gas IC 2039 | SO2 | ATC | 2023 | AEP-KPCO | 0 | 0 | 0 | 0 | 0 | 0 | 0.00752 | 2023 |  |  |  | REF | 0 | 0 | Real 2021 ¦ 12/22/2022 3:42:52 PM | Area 1001 Gas IC 2039
1647 | Area 1001 Gas IC 2040 | CO2 | ATC | 2023 | AEP-KPCO | 0 | 0 | 0 | 0 | 0 | 0 | 122 | 2023 |  |  |  | REF | 0 | 0 | Real 2021 ¦ 12/22/2022 3:42:52 PM | Area 1001 Gas IC 2040
1648 | Area 1001 Gas IC 2040 | NOX | ATC | 2023 | AEP-KPCO | 0 | 0 | 0 | 0 | 0 | 0 | 0.00056 | 2023 |  |  |  | REF | 0 | 0 | Real 2021 ¦ 12/22/2022 3:42:52 PM | Area 1001 Gas IC 2040
1649 | Area 1001 Gas IC 2040 | SO2 | ATC | 2023 | AEP-KPCO | 0 | 0 | 0 | 0 | 0 | 0 | 0.00752 | 2023 |  |  |  | REF | 0 | 0 | Real 2021 ¦ 12/22/2022 3:42:52 PM | Area 1001 Gas IC 2040
1650 | Area 1001 Gas IC 2041 | CO2 | ATC | 2023 | AEP-KPCO | 0 | 0 | 0 | 0 | 0 | 0 | 122 | 2023 |  |  |  | REF | 0 | 0 | Real 2021 ¦ 12/22/2022 3:42:52 PM | Area 1001 Gas IC 2041
1651 | Area 1001 Gas IC 2041 | NOX | ATC | 2023 | AEP-KPCO | 0 | 0 | 0 | 0 | 0 | 0 | 0.00056 | 2023 |  |  |  | REF | 0 | 0 | Real 2021 ¦ 12/22/2022 3:42:52 PM | Area 1001 Gas IC 2041
1652 | Area 1001 Gas IC 2041 | SO2 | ATC | 2023 | AEP-KPCO | 0 | 0 | 0 | 0 | 0 | 0 | 0.00752 | 2023 |  |  |  | REF | 0 | 0 | Real 2021 ¦ 12/22/2022 3:42:52 PM | Area 1001 Gas IC 2041
1653 | Area 1001 Gas IC 2042 | CO2 | ATC | 2023 | AEP-KPCO | 0 | 0 | 0 | 0 | 0 | 0 | 122 | 2023 |  |  |  | REF | 0 | 0 | Real 2021 ¦ 12/22/2022 3:42:52 PM | Area 1001 Gas IC 2042
1654 | Area 1001 Gas IC 2042 | NOX | ATC | 2023 | AEP-KPCO | 0 | 0 | 0 | 0 | 0 | 0 | 0.00056 | 2023 |  |  |  | REF | 0 | 0 | Real 2021 ¦ 12/22/2022 3:42:52 PM | Area 1001 Gas IC 2042
1655 | Area 1001 Gas IC 2042 | SO2 | ATC | 2023 | AEP-KPCO | 0 | 0 | 0 | 0 | 0 | 0 | 0.00752 | 2023 |  |  |  | REF | 0 | 0 | Real 2021 ¦ 12/22/2022 3:42:52 PM | Area 1001 Gas IC 2042
1656 | Area 1001 Gas IC 2043 | CO2 | ATC | 2023 | AEP-KPCO | 0 | 0 | 0 | 0 | 0 | 0 | 122 | 2023 |  |  |  | REF | 0 | 0 | Real 2021 ¦ 12/22/2022 3:42:52 PM | Area 1001 Gas IC 2043
1657 | Area 1001 Gas IC 2043 | NOX | ATC | 2023 | AEP-KPCO | 0 | 0 | 0 | 0 | 0 | 0 | 0.00056 | 2023 |  |  |  | REF | 0 | 0 | Real 2021 ¦ 12/22/2022 3:42:52 PM | Area 1001 Gas IC 2043
1658 | Area 1001 Gas IC 2043 | SO2 | ATC | 2023 | AEP-KPCO | 0 | 0 | 0 | 0 | 0 | 0 | 0.00752 | 2023 |  |  |  | REF | 0 | 0 | Real 2021 ¦ 12/22/2022 3:42:52 PM | Area 1001 Gas IC 2043
1659 | Area 1001 Gas CCS 2024 | CO2 | ATC | 2023 | AEP-KPCO | 0 | 0 | 0 | 0 | 0 | 0 | 11.7 | 2023 |  |  |  | REF | 0 | 0 | Real 2021 ¦ 12/22/2022 3:42:52 PM | Area 1001 Gas CCS 2024
1660 | Area 1001 Gas CCS 2024 | NOX | ATC | 2023 | AEP-KPCO | 0 | 0 | 0 | 0 | 0 | 0 | 0.014 | 2023 |  |  |  | REF | 0 | 0 | Real 2021 ¦ 12/22/2022 3:42:52 PM | Area 1001 Gas CCS 2024
1661 | Area 1001 Gas CCS 2024 | SO2 | ATC | 2023 | AEP-KPCO | 0 | 0 | 0 | 0 | 0 | 0 | 0.00515 | 2023 |  |  |  | REF | 0 | 0 | Real 2021 ¦ 12/22/2022 3:42:52 PM | Area 1001 Gas CCS 2024
1662 | Area 1001 Gas CCS 2025 | CO2 | ATC | 2023 | AEP-KPCO | 0 | 0 | 0 | 0 | 0 | 0 | 11.7 | 2023 |  |  |  | REF | 0 | 0 | Real 2021 ¦ 12/22/2022 3:42:52 PM | Area 1001 Gas CCS 2025
1663 | Area 1001 Gas CCS 2025 | NOX | ATC | 2023 | AEP-KPCO | 0 | 0 | 0 | 0 | 0 | 0 | 0.014 | 2023 |  |  |  | REF | 0 | 0 | Real 2021 ¦ 12/22/2022 3:42:52 PM | Area 1001 Gas CCS 2025
1664 | Area 1001 Gas CCS 2025 | SO2 | ATC | 2023 | AEP-KPCO | 0 | 0 | 0 | 0 | 0 | 0 | 0.00515 | 2023 |  |  |  | REF | 0 | 0 | Real 2021 ¦ 12/22/2022 3:42:52 PM | Area 1001 Gas CCS 2025
1665 | Area 1001 Gas CCS 2026 | CO2 | ATC | 2023 | AEP-KPCO | 0 | 0 | 0 | 0 | 0 | 0 | 11.7 | 2023 |  |  |  | REF | 0 | 0 | Real 2021 ¦ 12/22/2022 3:42:52 PM | Area 1001 Gas CCS 2026
1666 | Area 1001 Gas CCS 2026 | NOX | ATC | 2023 | AEP-KPCO | 0 | 0 | 0 | 0 | 0 | 0 | 0.014 | 2023 |  |  |  | REF | 0 | 0 | Real 2021 ¦ 12/22/2022 3:42:52 PM | Area 1001 Gas CCS 2026
1667 | Area 1001 Gas CCS 2026 | SO2 | ATC | 2023 | AEP-KPCO | 0 | 0 | 0 | 0 | 0 | 0 | 0.00515 | 2023 |  |  |  | REF | 0 | 0 | Real 2021 ¦ 12/22/2022 3:42:52 PM | Area 1001 Gas CCS 2026
1668 | Area 1001 Gas CCS 2027 | CO2 | ATC | 2023 | AEP-KPCO | 0 | 0 | 0 | 0 | 0 | 0 | 11.7 | 2023 |  |  |  | REF | 0 | 0 | Real 2021 ¦ 12/22/2022 3:42:52 PM | Area 1001 Gas CCS 2027
1669 | Area 1001 Gas CCS 2027 | NOX | ATC | 2023 | AEP-KPCO | 0 | 0 | 0 | 0 | 0 | 0 | 0.014 | 2023 |  |  |  | REF | 0 | 0 | Real 2021 ¦ 12/22/2022 3:42:52 PM | Area 1001 Gas CCS 2027
1670 | Area 1001 Gas CCS 2027 | SO2 | ATC | 2023 | AEP-KPCO | 0 | 0 | 0 | 0 | 0 | 0 | 0.00515 | 2023 |  |  |  | REF | 0 | 0 | Real 2021 ¦ 12/22/2022 3:42:52 PM | Area 1001 Gas CCS 2027
1671 | Area 1001 Gas CCS 2028 | CO2 | ATC | 2023 | AEP-KPCO | 0 | 0 | 0 | 0 | 0 | 0 | 11.7 | 2023 |  |  |  | REF | 0 | 0 | Real 2021 ¦ 12/22/2022 3:42:52 PM | Area 1001 Gas CCS 2028
1672 | Area 1001 Gas CCS 2028 | NOX | ATC | 2023 | AEP-KPCO | 0 | 0 | 0 | 0 | 0 | 0 | 0.014 | 2023 |  |  |  | REF | 0 | 0 | Real 2021 ¦ 12/22/2022 3:42:52 PM | Area 1001 Gas CCS 2028
1673 | Area 1001 Gas CCS 2028 | SO2 | ATC | 2023 | AEP-KPCO | 0 | 0 | 0 | 0 | 0 | 0 | 0.00515 | 2023 |  |  |  | REF | 0 | 0 | Real 2021 ¦ 12/22/2022 3:42:52 PM | Area 1001 Gas CCS 2028
1674 | Area 1001 Gas CCS 2029 | CO2 | ATC | 2023 | AEP-KPCO | 0 | 0 | 0 | 0 | 0 | 0 | 11.7 | 2023 |  |  |  | REF | 0 | 0 | Real 2021 ¦ 12/22/2022 3:42:52 PM | Area 1001 Gas CCS 2029
1675 | Area 1001 Gas CCS 2029 | NOX | ATC | 2023 | AEP-KPCO | 0 | 0 | 0 | 0 | 0 | 0 | 0.014 | 2023 |  |  |  | REF | 0 | 0 | Real 2021 ¦ 12/22/2022 3:42:52 PM | Area 1001 Gas CCS 2029
1676 | Area 1001 Gas CCS 2029 | SO2 | ATC | 2023 | AEP-KPCO | 0 | 0 | 0 | 0 | 0 | 0 | 0.00515 | 2023 |  |  |  | REF | 0 | 0 | Real 2021 ¦ 12/22/2022 3:42:52 PM | Area 1001 Gas CCS 2029
1677 | Area 1001 Gas CCS 2030 | CO2 | ATC | 2023 | AEP-KPCO | 0 | 0 | 0 | 0 | 0 | 0 | 11.7 | 2023 |  |  |  | REF | 0 | 0 | Real 2021 ¦ 12/22/2022 3:42:52 PM | Area 1001 Gas CCS 2030
1678 | Area 1001 Gas CCS 2030 | NOX | ATC | 2023 | AEP-KPCO | 0 | 0 | 0 | 0 | 0 | 0 | 0.014 | 2023 |  |  |  | REF | 0 | 0 | Real 2021 ¦ 12/22/2022 3:42:52 PM | Area 1001 Gas CCS 2030
1679 | Area 1001 Gas CCS 2030 | SO2 | ATC | 2023 | AEP-KPCO | 0 | 0 | 0 | 0 | 0 | 0 | 0.00515 | 2023 |  |  |  | REF | 0 | 0 | Real 2021 ¦ 12/22/2022 3:42:52 PM | Area 1001 Gas CCS 2030
1680 | Area 1001 Gas CCS 2031 | CO2 | ATC | 2023 | AEP-KPCO | 0 | 0 | 0 | 0 | 0 | 0 | 11.7 | 2023 |  |  |  | REF | 0 | 0 | Real 2021 ¦ 12/22/2022 3:42:52 PM | Area 1001 Gas CCS 2031
1681 | Area 1001 Gas CCS 2031 | NOX | ATC | 2023 | AEP-KPCO | 0 | 0 | 0 | 0 | 0 | 0 | 0.014 | 2023 |  |  |  | REF | 0 | 0 | Real 2021 ¦ 12/22/2022 3:42:52 PM | Area 1001 Gas CCS 2031
1682 | Area 1001 Gas CCS 2031 | SO2 | ATC | 2023 | AEP-KPCO | 0 | 0 | 0 | 0 | 0 | 0 | 0.00515 | 2023 |  |  |  | REF | 0 | 0 | Real 2021 ¦ 12/22/2022 3:42:52 PM | Area 1001 Gas CCS 2031
1683 | Area 1001 Gas CCS 2032 | CO2 | ATC | 2023 | AEP-KPCO | 0 | 0 | 0 | 0 | 0 | 0 | 11.7 | 2023 |  |  |  | REF | 0 | 0 | Real 2021 ¦ 12/22/2022 3:42:52 PM | Area 1001 Gas CCS 2032
1684 | Area 1001 Gas CCS 2032 | NOX | ATC | 2023 | AEP-KPCO | 0 | 0 | 0 | 0 | 0 | 0 | 0.014 | 2023 |  |  |  | REF | 0 | 0 | Real 2021 ¦ 12/22/2022 3:42:52 PM | Area 1001 Gas CCS 2032
1685 | Area 1001 Gas CCS 2032 | SO2 | ATC | 2023 | AEP-KPCO | 0 | 0 | 0 | 0 | 0 | 0 | 0.00515 | 2023 |  |  |  | REF | 0 | 0 | Real 2021 ¦ 12/22/2022 3:42:52 PM | Area 1001 Gas CCS 2032
1686 | Area 1001 Gas CCS 2033 | CO2 | ATC | 2023 | AEP-KPCO | 0 | 0 | 0 | 0 | 0 | 0 | 11.7 | 2023 |  |  |  | REF | 0 | 0 | Real 2021 ¦ 12/22/2022 3:42:52 PM | Area 1001 Gas CCS 2033
1687 | Area 1001 Gas CCS 2033 | NOX | ATC | 2023 | AEP-KPCO | 0 | 0 | 0 | 0 | 0 | 0 | 0.014 | 2023 |  |  |  | REF | 0 | 0 | Real 2021 ¦ 12/22/2022 3:42:52 PM | Area 1001 Gas CCS 2033
1688 | Area 1001 Gas CCS 2033 | SO2 | ATC | 2023 | AEP-KPCO | 0 | 0 | 0 | 0 | 0 | 0 | 0.00515 | 2023 |  |  |  | REF | 0 | 0 | Real 2021 ¦ 12/22/2022 3:42:52 PM | Area 1001 Gas CCS 2033
1689 | Area 1001 Gas CCS 2034 | CO2 | ATC | 2023 | AEP-KPCO | 0 | 0 | 0 | 0 | 0 | 0 | 11.7 | 2023 |  |  |  | REF | 0 | 0 | Real 2021 ¦ 12/22/2022 3:42:52 PM | Area 1001 Gas CCS 2034
1690 | Area 1001 Gas CCS 2034 | NOX | ATC | 2023 | AEP-KPCO | 0 | 0 | 0 | 0 | 0 | 0 | 0.014 | 2023 |  |  |  | REF | 0 | 0 | Real 2021 ¦ 12/22/2022 3:42:52 PM | Area 1001 Gas CCS 2034
1691 | Area 1001 Gas CCS 2034 | SO2 | ATC | 2023 | AEP-KPCO | 0 | 0 | 0 | 0 | 0 | 0 | 0.00515 | 2023 |  |  |  | REF | 0 | 0 | Real 2021 ¦ 12/22/2022 3:42:52 PM | Area 1001 Gas CCS 2034
1692 | Area 1001 Gas CCS 2035 | CO2 | ATC | 2023 | AEP-KPCO | 0 | 0 | 0 | 0 | 0 | 0 | 11.7 | 2023 |  |  |  | REF | 0 | 0 | Real 2021 ¦ 12/22/2022 3:42:52 PM | Area 1001 Gas CCS 2035
1693 | Area 1001 Gas CCS 2035 | NOX | ATC | 2023 | AEP-KPCO | 0 | 0 | 0 | 0 | 0 | 0 | 0.014 | 2023 |  |  |  | REF | 0 | 0 | Real 2021 ¦ 12/22/2022 3:42:52 PM | Area 1001 Gas CCS 2035
1694 | Area 1001 Gas CCS 2035 | SO2 | ATC | 2023 | AEP-KPCO | 0 | 0 | 0 | 0 | 0 | 0 | 0.00515 | 2023 |  |  |  | REF | 0 | 0 | Real 2021 ¦ 12/22/2022 3:42:52 PM | Area 1001 Gas CCS 2035
1695 | Area 1001 Gas CCS 2036 | CO2 | ATC | 2023 | AEP-KPCO | 0 | 0 | 0 | 0 | 0 | 0 | 11.7 | 2023 |  |  |  | REF | 0 | 0 | Real 2021 ¦ 12/22/2022 3:42:52 PM | Area 1001 Gas CCS 2036
1696 | Area 1001 Gas CCS 2036 | NOX | ATC | 2023 | AEP-KPCO | 0 | 0 | 0 | 0 | 0 | 0 | 0.014 | 2023 |  |  |  | REF | 0 | 0 | Real 2021 ¦ 12/22/2022 3:42:52 PM | Area 1001 Gas CCS 2036
1697 | Area 1001 Gas CCS 2036 | SO2 | ATC | 2023 | AEP-KPCO | 0 | 0 | 0 | 0 | 0 | 0 | 0.00515 | 2023 |  |  |  | REF | 0 | 0 | Real 2021 ¦ 12/22/2022 3:42:52 PM | Area 1001 Gas CCS 2036
1698 | Area 1001 Gas CCS 2037 | CO2 | ATC | 2023 | AEP-KPCO | 0 | 0 | 0 | 0 | 0 | 0 | 11.7 | 2023 |  |  |  | REF | 0 | 0 | Real 2021 ¦ 12/22/2022 3:42:52 PM | Area 1001 Gas CCS 2037
1699 | Area 1001 Gas CCS 2037 | NOX | ATC | 2023 | AEP-KPCO | 0 | 0 | 0 | 0 | 0 | 0 | 0.014 | 2023 |  |  |  | REF | 0 | 0 | Real 2021 ¦ 12/22/2022 3:42:52 PM | Area 1001 Gas CCS 2037
1700 | Area 1001 Gas CCS 2037 | SO2 | ATC | 2023 | AEP-KPCO | 0 | 0 | 0 | 0 | 0 | 0 | 0.00515 | 2023 |  |  |  | REF | 0 | 0 | Real 2021 ¦ 12/22/2022 3:42:52 PM | Area 1001 Gas CCS 2037
1701 | Area 1001 Gas CCS 2038 | CO2 | ATC | 2023 | AEP-KPCO | 0 | 0 | 0 | 0 | 0 | 0 | 11.7 | 2023 |  |  |  | REF | 0 | 0 | Real 2021 ¦ 12/22/2022 3:42:52 PM | Area 1001 Gas CCS 2038
1702 | Area 1001 Gas CCS 2038 | NOX | ATC | 2023 | AEP-KPCO | 0 | 0 | 0 | 0 | 0 | 0 | 0.014 | 2023 |  |  |  | REF | 0 | 0 | Real 2021 ¦ 12/22/2022 3:42:52 PM | Area 1001 Gas CCS 2038
1703 | Area 1001 Gas CCS 2038 | SO2 | ATC | 2023 | AEP-KPCO | 0 | 0 | 0 | 0 | 0 | 0 | 0.00515 | 2023 |  |  |  | REF | 0 | 0 | Real 2021 ¦ 12/22/2022 3:42:52 PM | Area 1001 Gas CCS 2038
1704 | Area 1001 Gas CCS 2039 | CO2 | ATC | 2023 | AEP-KPCO | 0 | 0 | 0 | 0 | 0 | 0 | 11.7 | 2023 |  |  |  | REF | 0 | 0 | Real 2021 ¦ 12/22/2022 3:42:52 PM | Area 1001 Gas CCS 2039
1705 | Area 1001 Gas CCS 2039 | NOX | ATC | 2023 | AEP-KPCO | 0 | 0 | 0 | 0 | 0 | 0 | 0.014 | 2023 |  |  |  | REF | 0 | 0 | Real 2021 ¦ 12/22/2022 3:42:52 PM | Area 1001 Gas CCS 2039
1706 | Area 1001 Gas CCS 2039 | SO2 | ATC | 2023 | AEP-KPCO | 0 | 0 | 0 | 0 | 0 | 0 | 0.00515 | 2023 |  |  |  | REF | 0 | 0 | Real 2021 ¦ 12/22/2022 3:42:52 PM | Area 1001 Gas CCS 2039
1707 | Area 1001 Gas CCS 2040 | CO2 | ATC | 2023 | AEP-KPCO | 0 | 0 | 0 | 0 | 0 | 0 | 11.7 | 2023 |  |  |  | REF | 0 | 0 | Real 2021 ¦ 12/22/2022 3:42:52 PM | Area 1001 Gas CCS 2040
1708 | Area 1001 Gas CCS 2040 | NOX | ATC | 2023 | AEP-KPCO | 0 | 0 | 0 | 0 | 0 | 0 | 0.014 | 2023 |  |  |  | REF | 0 | 0 | Real 2021 ¦ 12/22/2022 3:42:52 PM | Area 1001 Gas CCS 2040
1709 | Area 1001 Gas CCS 2040 | SO2 | ATC | 2023 | AEP-KPCO | 0 | 0 | 0 | 0 | 0 | 0 | 0.00515 | 2023 |  |  |  | REF | 0 | 0 | Real 2021 ¦ 12/22/2022 3:42:52 PM | Area 1001 Gas CCS 2040
1710 | Area 1001 Gas CCS 2041 | CO2 | ATC | 2023 | AEP-KPCO | 0 | 0 | 0 | 0 | 0 | 0 | 11.7 | 2023 |  |  |  | REF | 0 | 0 | Real 2021 ¦ 12/22/2022 3:42:52 PM | Area 1001 Gas CCS 2041
1711 | Area 1001 Gas CCS 2041 | NOX | ATC | 2023 | AEP-KPCO | 0 | 0 | 0 | 0 | 0 | 0 | 0.014 | 2023 |  |  |  | REF | 0 | 0 | Real 2021 ¦ 12/22/2022 3:42:52 PM | Area 1001 Gas CCS 2041
1712 | Area 1001 Gas CCS 2041 | SO2 | ATC | 2023 | AEP-KPCO | 0 | 0 | 0 | 0 | 0 | 0 | 0.00515 | 2023 |  |  |  | REF | 0 | 0 | Real 2021 ¦ 12/22/2022 3:42:52 PM | Area 1001 Gas CCS 2041
1713 | Area 1001 Gas CCS 2042 | CO2 | ATC | 2023 | AEP-KPCO | 0 | 0 | 0 | 0 | 0 | 0 | 11.7 | 2023 |  |  |  | REF | 0 | 0 | Real 2021 ¦ 12/22/2022 3:42:52 PM | Area 1001 Gas CCS 2042
1714 | Area 1001 Gas CCS 2042 | NOX | ATC | 2023 | AEP-KPCO | 0 | 0 | 0 | 0 | 0 | 0 | 0.014 | 2023 |  |  |  | REF | 0 | 0 | Real 2021 ¦ 12/22/2022 3:42:52 PM | Area 1001 Gas CCS 2042
1715 | Area 1001 Gas CCS 2042 | SO2 | ATC | 2023 | AEP-KPCO | 0 | 0 | 0 | 0 | 0 | 0 | 0.00515 | 2023 |  |  |  | REF | 0 | 0 | Real 2021 ¦ 12/22/2022 3:42:52 PM | Area 1001 Gas CCS 2042
1716 | Area 1001 Gas CCS 2043 | CO2 | ATC | 2023 | AEP-KPCO | 0 | 0 | 0 | 0 | 0 | 0 | 11.7 | 2023 |  |  |  | REF | 0 | 0 | Real 2021 ¦ 12/22/2022 3:42:52 PM | Area 1001 Gas CCS 2043
1717 | Area 1001 Gas CCS 2043 | NOX | ATC | 2023 | AEP-KPCO | 0 | 0 | 0 | 0 | 0 | 0 | 0.014 | 2023 |  |  |  | REF | 0 | 0 | Real 2021 ¦ 12/22/2022 3:42:52 PM | Area 1001 Gas CCS 2043
1718 | Area 1001 Gas CCS 2043 | SO2 | ATC | 2023 | AEP-KPCO | 0 | 0 | 0 | 0 | 0 | 0 | 0.00515 | 2023 |  |  |  | REF | 0 | 0 | Real 2021 ¦ 12/22/2022 3:42:52 PM | Area 1001 Gas CCS 2043
1719 | Area 1001 Coal CCS 2025 | CO2 | ATC | 2023 | AEP-KPCO | 0 | 0 | 0 | 0 | 0 | 0 | 20.57 | 2023 |  |  |  | REF | 0 | 0 | Real 2021 ¦ 12/22/2022 3:42:52 PM | Area 1001 Coal CCS 2025
1720 | Area 1001 Coal CCS 2025 | NOX | ATC | 2023 | AEP-KPCO | 0 | 0 | 0 | 0 | 0 | 0 | 0.0073 | 2023 |  |  |  | REF | 0 | 0 | Real 2021 ¦ 12/22/2022 3:42:52 PM | Area 1001 Coal CCS 2025
1721 | Area 1001 Coal CCS 2025 | SO2 | ATC | 2023 | AEP-KPCO | 0 | 0 | 0 | 0 | 0 | 0 | 0.427 | 2023 |  |  |  | REF | 0 | 0 | Real 2021 ¦ 12/22/2022 3:42:52 PM | Area 1001 Coal CCS 2025
1722 | Area 1001 Coal CCS 2026 | CO2 | ATC | 2023 | AEP-KPCO | 0 | 0 | 0 | 0 | 0 | 0 | 20.57 | 2023 |  |  |  | REF | 0 | 0 | Real 2021 ¦ 12/22/2022 3:42:52 PM | Area 1001 Coal CCS 2026
1723 | Area 1001 Coal CCS 2026 | NOX | ATC | 2023 | AEP-KPCO | 0 | 0 | 0 | 0 | 0 | 0 | 0.0073 | 2023 |  |  |  | REF | 0 | 0 | Real 2021 ¦ 12/22/2022 3:42:52 PM | Area 1001 Coal CCS 2026
1724 | Area 1001 Coal CCS 2026 | SO2 | ATC | 2023 | AEP-KPCO | 0 | 0 | 0 | 0 | 0 | 0 | 0.427 | 2023 |  |  |  | REF | 0 | 0 | Real 2021 ¦ 12/22/2022 3:42:52 PM | Area 1001 Coal CCS 2026
1725 | Area 1001 Coal CCS 2027 | CO2 | ATC | 2023 | AEP-KPCO | 0 | 0 | 0 | 0 | 0 | 0 | 20.57 | 2023 |  |  |  | REF | 0 | 0 | Real 2021 ¦ 12/22/2022 3:42:52 PM | Area 1001 Coal CCS 2027
1726 | Area 1001 Coal CCS 2027 | NOX | ATC | 2023 | AEP-KPCO | 0 | 0 | 0 | 0 | 0 | 0 | 0.0073 | 2023 |  |  |  | REF | 0 | 0 | Real 2021 ¦ 12/22/2022 3:42:52 PM | Area 1001 Coal CCS 2027
1727 | Area 1001 Coal CCS 2027 | SO2 | ATC | 2023 | AEP-KPCO | 0 | 0 | 0 | 0 | 0 | 0 | 0.427 | 2023 |  |  |  | REF | 0 | 0 | Real 2021 ¦ 12/22/2022 3:42:52 PM | Area 1001 Coal CCS 2027
1728 | Area 1001 Coal CCS 2028 | CO2 | ATC | 2023 | AEP-KPCO | 0 | 0 | 0 | 0 | 0 | 0 | 20.57 | 2023 |  |  |  | REF | 0 | 0 | Real 2021 ¦ 12/22/2022 3:42:52 PM | Area 1001 Coal CCS 2028
1729 | Area 1001 Coal CCS 2028 | NOX | ATC | 2023 | AEP-KPCO | 0 | 0 | 0 | 0 | 0 | 0 | 0.0073 | 2023 |  |  |  | REF | 0 | 0 | Real 2021 ¦ 12/22/2022 3:42:52 PM | Area 1001 Coal CCS 2028
1730 | Area 1001 Coal CCS 2028 | SO2 | ATC | 2023 | AEP-KPCO | 0 | 0 | 0 | 0 | 0 | 0 | 0.427 | 2023 |  |  |  | REF | 0 | 0 | Real 2021 ¦ 12/22/2022 3:42:52 PM | Area 1001 Coal CCS 2028
1731 | Area 1001 Coal CCS 2029 | CO2 | ATC | 2023 | AEP-KPCO | 0 | 0 | 0 | 0 | 0 | 0 | 20.57 | 2023 |  |  |  | REF | 0 | 0 | Real 2021 ¦ 12/22/2022 3:42:52 PM | Area 1001 Coal CCS 2029
1732 | Area 1001 Coal CCS 2029 | NOX | ATC | 2023 | AEP-KPCO | 0 | 0 | 0 | 0 | 0 | 0 | 0.0073 | 2023 |  |  |  | REF | 0 | 0 | Real 2021 ¦ 12/22/2022 3:42:52 PM | Area 1001 Coal CCS 2029
1733 | Area 1001 Coal CCS 2029 | SO2 | ATC | 2023 | AEP-KPCO | 0 | 0 | 0 | 0 | 0 | 0 | 0.427 | 2023 |  |  |  | REF | 0 | 0 | Real 2021 ¦ 12/22/2022 3:42:52 PM | Area 1001 Coal CCS 2029
1734 | Area 1001 Coal CCS 2030 | CO2 | ATC | 2023 | AEP-KPCO | 0 | 0 | 0 | 0 | 0 | 0 | 20.57 | 2023 |  |  |  | REF | 0 | 0 | Real 2021 ¦ 12/22/2022 3:42:52 PM | Area 1001 Coal CCS 2030
1735 | Area 1001 Coal CCS 2030 | NOX | ATC | 2023 | AEP-KPCO | 0 | 0 | 0 | 0 | 0 | 0 | 0.0073 | 2023 |  |  |  | REF | 0 | 0 | Real 2021 ¦ 12/22/2022 3:42:52 PM | Area 1001 Coal CCS 2030
1736 | Area 1001 Coal CCS 2030 | SO2 | ATC | 2023 | AEP-KPCO | 0 | 0 | 0 | 0 | 0 | 0 | 0.427 | 2023 |  |  |  | REF | 0 | 0 | Real 2021 ¦ 12/22/2022 3:42:52 PM | Area 1001 Coal CCS 2030
1737 | Area 1001 Coal CCS 2031 | CO2 | ATC | 2023 | AEP-KPCO | 0 | 0 | 0 | 0 | 0 | 0 | 20.57 | 2023 |  |  |  | REF | 0 | 0 | Real 2021 ¦ 12/22/2022 3:42:52 PM | Area 1001 Coal CCS 2031
1738 | Area 1001 Coal CCS 2031 | NOX | ATC | 2023 | AEP-KPCO | 0 | 0 | 0 | 0 | 0 | 0 | 0.0073 | 2023 |  |  |  | REF | 0 | 0 | Real 2021 ¦ 12/22/2022 3:42:52 PM | Area 1001 Coal CCS 2031
1739 | Area 1001 Coal CCS 2031 | SO2 | ATC | 2023 | AEP-KPCO | 0 | 0 | 0 | 0 | 0 | 0 | 0.427 | 2023 |  |  |  | REF | 0 | 0 | Real 2021 ¦ 12/22/2022 3:42:52 PM | Area 1001 Coal CCS 2031
1740 | Area 1001 Coal CCS 2032 | CO2 | ATC | 2023 | AEP-KPCO | 0 | 0 | 0 | 0 | 0 | 0 | 20.57 | 2023 |  |  |  | REF | 0 | 0 | Real 2021 ¦ 12/22/2022 3:42:52 PM | Area 1001 Coal CCS 2032
1741 | Area 1001 Coal CCS 2032 | NOX | ATC | 2023 | AEP-KPCO | 0 | 0 | 0 | 0 | 0 | 0 | 0.0073 | 2023 |  |  |  | REF | 0 | 0 | Real 2021 ¦ 12/22/2022 3:42:52 PM | Area 1001 Coal CCS 2032
1742 | Area 1001 Coal CCS 2032 | SO2 | ATC | 2023 | AEP-KPCO | 0 | 0 | 0 | 0 | 0 | 0 | 0.427 | 2023 |  |  |  | REF | 0 | 0 | Real 2021 ¦ 12/22/2022 3:42:52 PM | Area 1001 Coal CCS 2032
1743 | Area 1001 Coal CCS 2033 | CO2 | ATC | 2023 | AEP-KPCO | 0 | 0 | 0 | 0 | 0 | 0 | 20.57 | 2023 |  |  |  | REF | 0 | 0 | Real 2021 ¦ 12/22/2022 3:42:52 PM | Area 1001 Coal CCS 2033
1744 | Area 1001 Coal CCS 2033 | NOX | ATC | 2023 | AEP-KPCO | 0 | 0 | 0 | 0 | 0 | 0 | 0.0073 | 2023 |  |  |  | REF | 0 | 0 | Real 2021 ¦ 12/22/2022 3:42:52 PM | Area 1001 Coal CCS 2033
1745 | Area 1001 Coal CCS 2033 | SO2 | ATC | 2023 | AEP-KPCO | 0 | 0 | 0 | 0 | 0 | 0 | 0.427 | 2023 |  |  |  | REF | 0 | 0 | Real 2021 ¦ 12/22/2022 3:42:52 PM | Area 1001 Coal CCS 2033
1746 | Area 1001 Coal CCS 2034 | CO2 | ATC | 2023 | AEP-KPCO | 0 | 0 | 0 | 0 | 0 | 0 | 20.57 | 2023 |  |  |  | REF | 0 | 0 | Real 2021 ¦ 12/22/2022 3:42:52 PM | Area 1001 Coal CCS 2034
1747 | Area 1001 Coal CCS 2034 | NOX | ATC | 2023 | AEP-KPCO | 0 | 0 | 0 | 0 | 0 | 0 | 0.0073 | 2023 |  |  |  | REF | 0 | 0 | Real 2021 ¦ 12/22/2022 3:42:52 PM | Area 1001 Coal CCS 2034
1748 | Area 1001 Coal CCS 2034 | SO2 | ATC | 2023 | AEP-KPCO | 0 | 0 | 0 | 0 | 0 | 0 | 0.427 | 2023 |  |  |  | REF | 0 | 0 | Real 2021 ¦ 12/22/2022 3:42:52 PM | Area 1001 Coal CCS 2034
1749 | Area 1001 Coal CCS 2035 | CO2 | ATC | 2023 | AEP-KPCO | 0 | 0 | 0 | 0 | 0 | 0 | 20.57 | 2023 |  |  |  | REF | 0 | 0 | Real 2021 ¦ 12/22/2022 3:42:52 PM | Area 1001 Coal CCS 2035
1750 | Area 1001 Coal CCS 2035 | NOX | ATC | 2023 | AEP-KPCO | 0 | 0 | 0 | 0 | 0 | 0 | 0.0073 | 2023 |  |  |  | REF | 0 | 0 | Real 2021 ¦ 12/22/2022 3:42:52 PM | Area 1001 Coal CCS 2035
1751 | Area 1001 Coal CCS 2035 | SO2 | ATC | 2023 | AEP-KPCO | 0 | 0 | 0 | 0 | 0 | 0 | 0.427 | 2023 |  |  |  | REF | 0 | 0 | Real 2021 ¦ 12/22/2022 3:42:52 PM | Area 1001 Coal CCS 2035
1752 | Area 1001 Coal CCS 2036 | CO2 | ATC | 2023 | AEP-KPCO | 0 | 0 | 0 | 0 | 0 | 0 | 20.57 | 2023 |  |  |  | REF | 0 | 0 | Real 2021 ¦ 12/22/2022 3:42:52 PM | Area 1001 Coal CCS 2036
1753 | Area 1001 Coal CCS 2036 | NOX | ATC | 2023 | AEP-KPCO | 0 | 0 | 0 | 0 | 0 | 0 | 0.0073 | 2023 |  |  |  | REF | 0 | 0 | Real 2021 ¦ 12/22/2022 3:42:52 PM | Area 1001 Coal CCS 2036
1754 | Area 1001 Coal CCS 2036 | SO2 | ATC | 2023 | AEP-KPCO | 0 | 0 | 0 | 0 | 0 | 0 | 0.427 | 2023 |  |  |  | REF | 0 | 0 | Real 2021 ¦ 12/22/2022 3:42:52 PM | Area 1001 Coal CCS 2036
1755 | Area 1001 Coal CCS 2037 | CO2 | ATC | 2023 | AEP-KPCO | 0 | 0 | 0 | 0 | 0 | 0 | 20.57 | 2023 |  |  |  | REF | 0 | 0 | Real 2021 ¦ 12/22/2022 3:42:52 PM | Area 1001 Coal CCS 2037
1756 | Area 1001 Coal CCS 2037 | NOX | ATC | 2023 | AEP-KPCO | 0 | 0 | 0 | 0 | 0 | 0 | 0.0073 | 2023 |  |  |  | REF | 0 | 0 | Real 2021 ¦ 12/22/2022 3:42:52 PM | Area 1001 Coal CCS 2037
1757 | Area 1001 Coal CCS 2037 | SO2 | ATC | 2023 | AEP-KPCO | 0 | 0 | 0 | 0 | 0 | 0 | 0.427 | 2023 |  |  |  | REF | 0 | 0 | Real 2021 ¦ 12/22/2022 3:42:52 PM | Area 1001 Coal CCS 2037
1758 | Area 1001 Coal CCS 2038 | CO2 | ATC | 2023 | AEP-KPCO | 0 | 0 | 0 | 0 | 0 | 0 | 20.57 | 2023 |  |  |  | REF | 0 | 0 | Real 2021 ¦ 12/22/2022 3:42:52 PM | Area 1001 Coal CCS 2038
1759 | Area 1001 Coal CCS 2038 | NOX | ATC | 2023 | AEP-KPCO | 0 | 0 | 0 | 0 | 0 | 0 | 0.0073 | 2023 |  |  |  | REF | 0 | 0 | Real 2021 ¦ 12/22/2022 3:42:52 PM | Area 1001 Coal CCS 2038
1760 | Area 1001 Coal CCS 2038 | SO2 | ATC | 2023 | AEP-KPCO | 0 | 0 | 0 | 0 | 0 | 0 | 0.427 | 2023 |  |  |  | REF | 0 | 0 | Real 2021 ¦ 12/22/2022 3:42:52 PM | Area 1001 Coal CCS 2038
1761 | Area 1001 Coal CCS 2039 | CO2 | ATC | 2023 | AEP-KPCO | 0 | 0 | 0 | 0 | 0 | 0 | 20.57 | 2023 |  |  |  | REF | 0 | 0 | Real 2021 ¦ 12/22/2022 3:42:52 PM | Area 1001 Coal CCS 2039
1762 | Area 1001 Coal CCS 2039 | NOX | ATC | 2023 | AEP-KPCO | 0 | 0 | 0 | 0 | 0 | 0 | 0.0073 | 2023 |  |  |  | REF | 0 | 0 | Real 2021 ¦ 12/22/2022 3:42:52 PM | Area 1001 Coal CCS 2039
1763 | Area 1001 Coal CCS 2039 | SO2 | ATC | 2023 | AEP-KPCO | 0 | 0 | 0 | 0 | 0 | 0 | 0.427 | 2023 |  |  |  | REF | 0 | 0 | Real 2021 ¦ 12/22/2022 3:42:52 PM | Area 1001 Coal CCS 2039
1764 | Area 1001 Coal CCS 2040 | CO2 | ATC | 2023 | AEP-KPCO | 0 | 0 | 0 | 0 | 0 | 0 | 20.57 | 2023 |  |  |  | REF | 0 | 0 | Real 2021 ¦ 12/22/2022 3:42:52 PM | Area 1001 Coal CCS 2040
1765 | Area 1001 Coal CCS 2040 | NOX | ATC | 2023 | AEP-KPCO | 0 | 0 | 0 | 0 | 0 | 0 | 0.0073 | 2023 |  |  |  | REF | 0 | 0 | Real 2021 ¦ 12/22/2022 3:42:52 PM | Area 1001 Coal CCS 2040
1766 | Area 1001 Coal CCS 2040 | SO2 | ATC | 2023 | AEP-KPCO | 0 | 0 | 0 | 0 | 0 | 0 | 0.427 | 2023 |  |  |  | REF | 0 | 0 | Real 2021 ¦ 12/22/2022 3:42:52 PM | Area 1001 Coal CCS 2040
1767 | Area 1001 Coal CCS 2041 | CO2 | ATC | 2023 | AEP-KPCO | 0 | 0 | 0 | 0 | 0 | 0 | 20.57 | 2023 |  |  |  | REF | 0 | 0 | Real 2021 ¦ 12/22/2022 3:42:52 PM | Area 1001 Coal CCS 2041
1768 | Area 1001 Coal CCS 2041 | NOX | ATC | 2023 | AEP-KPCO | 0 | 0 | 0 | 0 | 0 | 0 | 0.0073 | 2023 |  |  |  | REF | 0 | 0 | Real 2021 ¦ 12/22/2022 3:42:52 PM | Area 1001 Coal CCS 2041
1769 | Area 1001 Coal CCS 2041 | SO2 | ATC | 2023 | AEP-KPCO | 0 | 0 | 0 | 0 | 0 | 0 | 0.427 | 2023 |  |  |  | REF | 0 | 0 | Real 2021 ¦ 12/22/2022 3:42:52 PM | Area 1001 Coal CCS 2041
1770 | Area 1001 Coal CCS 2042 | CO2 | ATC | 2023 | AEP-KPCO | 0 | 0 | 0 | 0 | 0 | 0 | 20.57 | 2023 |  |  |  | REF | 0 | 0 | Real 2021 ¦ 12/22/2022 3:42:52 PM | Area 1001 Coal CCS 2042
1771 | Area 1001 Coal CCS 2042 | NOX | ATC | 2023 | AEP-KPCO | 0 | 0 | 0 | 0 | 0 | 0 | 0.0073 | 2023 |  |  |  | REF | 0 | 0 | Real 2021 ¦ 12/22/2022 3:42:52 PM | Area 1001 Coal CCS 2042
1772 | Area 1001 Coal CCS 2042 | SO2 | ATC | 2023 | AEP-KPCO | 0 | 0 | 0 | 0 | 0 | 0 | 0.427 | 2023 |  |  |  | REF | 0 | 0 | Real 2021 ¦ 12/22/2022 3:42:52 PM | Area 1001 Coal CCS 2042
1773 | Area 1001 Coal CCS 2043 | CO2 | ATC | 2023 | AEP-KPCO | 0 | 0 | 0 | 0 | 0 | 0 | 20.57 | 2023 |  |  |  | REF | 0 | 0 | Real 2021 ¦ 12/22/2022 3:42:52 PM | Area 1001 Coal CCS 2043
1774 | Area 1001 Coal CCS 2043 | NOX | ATC | 2023 | AEP-KPCO | 0 | 0 | 0 | 0 | 0 | 0 | 0.0073 | 2023 |  |  |  | REF | 0 | 0 | Real 2021 ¦ 12/22/2022 3:42:52 PM | Area 1001 Coal CCS 2043
1775 | Area 1001 Coal CCS 2043 | SO2 | ATC | 2023 | AEP-KPCO | 0 | 0 | 0 | 0 | 0 | 0 | 0.427 | 2023 |  |  |  | REF | 0 | 0 | Real 2021 ¦ 12/22/2022 3:42:52 PM | Area 1001 Coal CCS 2043
1776 | Big Sandy #1_Ext Gas | CO2 | ATC | 2023 | AEP-KPCO | 0 | 0 | 0 | 0 | 0 | 0 | 117 | 2023 |  |  |  | REF | 0 | 0 | Real 2021 ¦ 12/22/2022 3:42:52 PM | Big Sandy #1_Ext Gas
1777 | Big Sandy #1_Ext Gas | NOX | ATC | 2023 | AEP-KPCO | 0 | 0 | 0 | 0 | 0 | 0 | 0.14 | 2023 |  |  |  | REF | 0 | 0 | Real 2021 ¦ 12/22/2022 3:42:52 PM | Big Sandy #1_Ext Gas
1778 | Big Sandy #1_Ext Gas | SO2 | ATC | 2023 | AEP-KPCO | 0 | 0 | 0 | 0 | 0 | 0 | 0.05 | 2023 |  |  |  | REF | 0 | 0 | Real 2021 ¦ 12/22/2022 3:42:52 PM | Big Sandy #1_Ext Gas
1779 | Big Sandy #1_Ext_NGCCS retrofit 2031 | CO2 | ATC | 2023 | AEP-KPCO | 0 | 0 | 0 | 0 | 0 | 0 | 11.7 | 2023 |  |  |  | REF | 0 | 0 | Real 2021 ¦ 12/22/2022 3:42:52 PM | Big Sandy #1_Ext_NGCCS retrofit 2032
1780 | Big Sandy #1_Ext_NGCCS retrofit 2031 | NOX | ATC | 2023 | AEP-KPCO | 0 | 0 | 0 | 0 | 0 | 0 | 0.014 | 2023 |  |  |  | REF | 0 | 0 | Real 2021 ¦ 12/22/2022 3:42:52 PM | Big Sandy #1_Ext_NGCCS retrofit 2032
1781 | Big Sandy #1_Ext_NGCCS retrofit 2031 | SO2 | ATC | 2023 | AEP-KPCO | 0 | 0 | 0 | 0 | 0 | 0 | 0.00515 | 2023 |  |  |  | REF | 0 | 0 | Real 2021 ¦ 12/22/2022 3:42:52 PM | Big Sandy #1_Ext_NGCCS retrofit 2032
1782 | Big Sandy #1_Ext Gas Capitalized | CO2 | ATC | 2023 | AEP-KPCO | 0 | 0 | 0 | 0 | 0 | 0 | 117 | 2023 |  |  |  | REF | 0 | 0 | Real 2021 ¦ 12/22/2022 3:42:52 PM | Big Sandy #1_Ext Gas Capitalized
1783 | Big Sandy #1_Ext Gas Capitalized | NOX | ATC | 2023 | AEP-KPCO | 0 | 0 | 0 | 0 | 0 | 0 | 0.14 | 2023 |  |  |  | REF | 0 | 0 | Real 2021 ¦ 12/22/2022 3:42:52 PM | Big Sandy #1_Ext Gas Capitalized
1784 | Big Sandy #1_Ext Gas Capitalized | SO2 | ATC | 2023 | AEP-KPCO | 0 | 0 | 0 | 0 | 0 | 0 | 0.05 | 2023 |  |  |  | REF | 0 | 0 | Real 2021 ¦ 12/22/2022 3:42:52 PM | Big Sandy #1_Ext Gas Capitalized
1785 | Big Sandy #1_Ext Gas FOM Capitalized | CO2 | ATC | 2023 | AEP-KPCO | 0 | 0 | 0 | 0 | 0 | 0 | 117 | 2023 |  |  |  | REF | 0 | 0 | Real 2021 ¦ 12/22/2022 3:42:52 PM | Big Sandy #1_Ext Gas FOM Capitalized
1786 | Big Sandy #1_Ext Gas FOM Capitalized | NOX | ATC | 2023 | AEP-KPCO | 0 | 0 | 0 | 0 | 0 | 0 | 0.14 | 2023 |  |  |  | REF | 0 | 0 | Real 2021 ¦ 12/22/2022 3:42:52 PM | Big Sandy #1_Ext Gas FOM Capitalized
1787 | Big Sandy #1_Ext Gas FOM Capitalized | SO2 | ATC | 2023 | AEP-KPCO | 0 | 0 | 0 | 0 | 0 | 0 | 0.05 | 2023 |  |  |  | REF | 0 | 0 | Real 2021 ¦ 12/22/2022 3:42:52 PM | Big Sandy #1_Ext Gas FOM Capitalized
3129 | Big Sandy #1 Gas | CO2 | ATC | 2024 | AEP-KPCO | 1161856.625 | 1161856.625 | 0 | 0 | 0 | 0 | 117 | 2024 |  |  |  | REF | 0 | 0 | Real 2021 ¦ 12/22/2022 3:42:52 PM | 13555
3130 | Big Sandy #1 Gas | NOX | ATC | 2024 | AEP-KPCO | 1390.2559 | 1390.2559 | 0 | 91.1205 | 91.1205 | 0 | 0.14 | 2024 |  |  |  | REF | 0 | 0 | Real 2021 ¦ 12/22/2022 3:42:52 PM | 13555
3131 | Big Sandy #1 Gas | SO2 | ATC | 2024 | AEP-KPCO | 496.5199 | 496.5199 | 0 | 1.4456 | 1.4456 | 0 | 0.05 | 2024 |  |  |  | REF | 0 | 0 | Real 2021 ¦ 12/22/2022 3:42:52 PM | 13555
3132 | Mitchell #1 (WV) | CO2 | ATC | 2024 | AEP-KPCO | 4431005.5 | 4431005.5 | 0 | 0 | 0 | 0 | 205.7 | 2024 |  |  |  | REF | 0 | 0 | Real 2021 ¦ 12/22/2022 3:42:52 PM | 3102
3133 | Mitchell #1 (WV) | NOX | ATC | 2024 | AEP-KPCO | 1507.8774 | 1507.8774 | 0 | 99.648 | 99.648 | 0 | 0.07 | 2024 |  |  |  | REF | 0 | 0 | Real 2021 ¦ 12/22/2022 3:42:52 PM | 3102
3134 | Mitchell #1 (WV) | SO2 | ATC | 2024 | AEP-KPCO | 91980.5234 | 91980.5234 | 0 | 267.796 | 267.796 | 0 | 4.27 | 2024 |  |  |  | REF | 0 | 0 | Real 2021 ¦ 12/22/2022 3:42:52 PM | 3102
3135 | Mitchell #2 (WV) | CO2 | ATC | 2024 | AEP-KPCO | 3959963.75 | 3959963.75 | 0 | 0 | 0 | 0 | 205.7 | 2024 |  |  |  | REF | 0 | 0 | Real 2021 ¦ 12/22/2022 3:42:52 PM | 3105
3136 | Mitchell #2 (WV) | NOX | ATC | 2024 | AEP-KPCO | 1347.5813 | 1347.5813 | 0 | 106.8718 | 106.8718 | 0 | 0.07 | 2024 |  |  |  | REF | 0 | 0 | Real 2021 ¦ 12/22/2022 3:42:52 PM | 3105
3137 | Mitchell #2 (WV) | SO2 | ATC | 2024 | AEP-KPCO | 82202.4609 | 82202.4609 | 0 | 239.3277 | 239.3277 | 0 | 4.27 | 2024 |  |  |  | REF | 0 | 0 | Real 2021 ¦ 12/22/2022 3:42:52 PM | 3105
3138 | Area 1001 Gas CC 2x1 2024 | CO2 | ATC | 2024 | AEP-KPCO | 3160078 | 3160078 | 0 | 0 | 0 | 0 | 122 | 2024 |  |  |  | REF | 0 | 0 | Real 2021 ¦ 12/22/2022 3:42:52 PM | Area 1001 Gas CC 2x1 2024
3139 | Area 1001 Gas CC 2x1 2024 | NOX | ATC | 2024 | AEP-KPCO | 14.5053 | 14.5053 | 0 | 0.93083 | 0.93083 | 0 | 0.00056 | 2024 |  |  |  | REF | 0 | 0 | Real 2021 ¦ 12/22/2022 3:42:52 PM | Area 1001 Gas CC 2x1 2024
3140 | Area 1001 Gas CC 2x1 2024 | SO2 | ATC | 2024 | AEP-KPCO | 194.7851 | 194.7851 | 0 | 0.56711 | 0.56711 | 0 | 0.00752 | 2024 |  |  |  | REF | 0 | 0 | Real 2021 ¦ 12/22/2022 3:42:52 PM | Area 1001 Gas CC 2x1 2024
3141 | Area 1001 Gas CC 2x1 2025 | CO2 | ATC | 2024 | AEP-KPCO | 0 | 0 | 0 | 0 | 0 | 0 | 122 | 2024 |  |  |  | REF | 0 | 0 | Real 2021 ¦ 12/22/2022 3:42:52 PM | Area 1001 Gas CC 2x1 2025
3142 | Area 1001 Gas CC 2x1 2025 | NOX | ATC | 2024 | AEP-KPCO | 0 | 0 | 0 | 0 | 0 | 0 | 0.00056 | 2024 |  |  |  | REF | 0 | 0 | Real 2021 ¦ 12/22/2022 3:42:52 PM | Area 1001 Gas CC 2x1 2025
3143 | Area 1001 Gas CC 2x1 2025 | SO2 | ATC | 2024 | AEP-KPCO | 0 | 0 | 0 | 0 | 0 | 0 | 0.00752 | 2024 |  |  |  | REF | 0 | 0 | Real 2021 ¦ 12/22/2022 3:42:52 PM | Area 1001 Gas CC 2x1 2025
3144 | Area 1001 Gas CC 2x1 2026 | CO2 | ATC | 2024 | AEP-KPCO | 0 | 0 | 0 | 0 | 0 | 0 | 122 | 2024 |  |  |  | REF | 0 | 0 | Real 2021 ¦ 12/22/2022 3:42:52 PM | Area 1001 Gas CC 2x1 2026
3145 | Area 1001 Gas CC 2x1 2026 | NOX | ATC | 2024 | AEP-KPCO | 0 | 0 | 0 | 0 | 0 | 0 | 0.00056 | 2024 |  |  |  | REF | 0 | 0 | Real 2021 ¦ 12/22/2022 3:42:52 PM | Area 1001 Gas CC 2x1 2026
3146 | Area 1001 Gas CC 2x1 2026 | SO2 | ATC | 2024 | AEP-KPCO | 0 | 0 | 0 | 0 | 0 | 0 | 0.00752 | 2024 |  |  |  | REF | 0 | 0 | Real 2021 ¦ 12/22/2022 3:42:52 PM | Area 1001 Gas CC 2x1 2026
3147 | Area 1001 Gas CC 2x1 2027 | CO2 | ATC | 2024 | AEP-KPCO | 0 | 0 | 0 | 0 | 0 | 0 | 122 | 2024 |  |  |  | REF | 0 | 0 | Real 2021 ¦ 12/22/2022 3:42:52 PM | Area 1001 Gas CC 2x1 2027
3148 | Area 1001 Gas CC 2x1 2027 | NOX | ATC | 2024 | AEP-KPCO | 0 | 0 | 0 | 0 | 0 | 0 | 0.00056 | 2024 |  |  |  | REF | 0 | 0 | Real 2021 ¦ 12/22/2022 3:42:52 PM | Area 1001 Gas CC 2x1 2027
3149 | Area 1001 Gas CC 2x1 2027 | SO2 | ATC | 2024 | AEP-KPCO | 0 | 0 | 0 | 0 | 0 | 0 | 0.00752 | 2024 |  |  |  | REF | 0 | 0 | Real 2021 ¦ 12/22/2022 3:42:52 PM | Area 1001 Gas CC 2x1 2027
3150 | Area 1001 Gas CC 2x1 2028 | CO2 | ATC | 2024 | AEP-KPCO | 0 | 0 | 0 | 0 | 0 | 0 | 122 | 2024 |  |  |  | REF | 0 | 0 | Real 2021 ¦ 12/22/2022 3:42:52 PM | Area 1001 Gas CC 2x1 2028
3151 | Area 1001 Gas CC 2x1 2028 | NOX | ATC | 2024 | AEP-KPCO | 0 | 0 | 0 | 0 | 0 | 0 | 0.00056 | 2024 |  |  |  | REF | 0 | 0 | Real 2021 ¦ 12/22/2022 3:42:52 PM | Area 1001 Gas CC 2x1 2028
3152 | Area 1001 Gas CC 2x1 2028 | SO2 | ATC | 2024 | AEP-KPCO | 0 | 0 | 0 | 0 | 0 | 0 | 0.00752 | 2024 |  |  |  | REF | 0 | 0 | Real 2021 ¦ 12/22/2022 3:42:52 PM | Area 1001 Gas CC 2x1 2028
3153 | Area 1001 Gas CC 2x1 2029 | CO2 | ATC | 2024 | AEP-KPCO | 0 | 0 | 0 | 0 | 0 | 0 | 122 | 2024 |  |  |  | REF | 0 | 0 | Real 2021 ¦ 12/22/2022 3:42:52 PM | Area 1001 Gas CC 2x1 2029
3154 | Area 1001 Gas CC 2x1 2029 | NOX | ATC | 2024 | AEP-KPCO | 0 | 0 | 0 | 0 | 0 | 0 | 0.00056 | 2024 |  |  |  | REF | 0 | 0 | Real 2021 ¦ 12/22/2022 3:42:52 PM | Area 1001 Gas CC 2x1 2029
3155 | Area 1001 Gas CC 2x1 2029 | SO2 | ATC | 2024 | AEP-KPCO | 0 | 0 | 0 | 0 | 0 | 0 | 0.00752 | 2024 |  |  |  | REF | 0 | 0 | Real 2021 ¦ 12/22/2022 3:42:52 PM | Area 1001 Gas CC 2x1 2029
3156 | Area 1001 Gas CC 2x1 2030 | CO2 | ATC | 2024 | AEP-KPCO | 0 | 0 | 0 | 0 | 0 | 0 | 122 | 2024 |  |  |  | REF | 0 | 0 | Real 2021 ¦ 12/22/2022 3:42:52 PM | Area 1001 Gas CC 2x1 2030
3157 | Area 1001 Gas CC 2x1 2030 | NOX | ATC | 2024 | AEP-KPCO | 0 | 0 | 0 | 0 | 0 | 0 | 0.00056 | 2024 |  |  |  | REF | 0 | 0 | Real 2021 ¦ 12/22/2022 3:42:52 PM | Area 1001 Gas CC 2x1 2030
3158 | Area 1001 Gas CC 2x1 2030 | SO2 | ATC | 2024 | AEP-KPCO | 0 | 0 | 0 | 0 | 0 | 0 | 0.00752 | 2024 |  |  |  | REF | 0 | 0 | Real 2021 ¦ 12/22/2022 3:42:52 PM | Area 1001 Gas CC 2x1 2030
3159 | Area 1001 Gas CC 2x1 2031 | CO2 | ATC | 2024 | AEP-KPCO | 0 | 0 | 0 | 0 | 0 | 0 | 122 | 2024 |  |  |  | REF | 0 | 0 | Real 2021 ¦ 12/22/2022 3:42:52 PM | Area 1001 Gas CC 2x1 2031
3160 | Area 1001 Gas CC 2x1 2031 | NOX | ATC | 2024 | AEP-KPCO | 0 | 0 | 0 | 0 | 0 | 0 | 0.00056 | 2024 |  |  |  | REF | 0 | 0 | Real 2021 ¦ 12/22/2022 3:42:52 PM | Area 1001 Gas CC 2x1 2031
3161 | Area 1001 Gas CC 2x1 2031 | SO2 | ATC | 2024 | AEP-KPCO | 0 | 0 | 0 | 0 | 0 | 0 | 0.00752 | 2024 |  |  |  | REF | 0 | 0 | Real 2021 ¦ 12/22/2022 3:42:52 PM | Area 1001 Gas CC 2x1 2031
3162 | Area 1001 Gas CC 2x1 2032 | CO2 | ATC | 2024 | AEP-KPCO | 0 | 0 | 0 | 0 | 0 | 0 | 122 | 2024 |  |  |  | REF | 0 | 0 | Real 2021 ¦ 12/22/2022 3:42:52 PM | Area 1001 Gas CC 2x1 2032
3163 | Area 1001 Gas CC 2x1 2032 | NOX | ATC | 2024 | AEP-KPCO | 0 | 0 | 0 | 0 | 0 | 0 | 0.00056 | 2024 |  |  |  | REF | 0 | 0 | Real 2021 ¦ 12/22/2022 3:42:52 PM | Area 1001 Gas CC 2x1 2032
3164 | Area 1001 Gas CC 2x1 2032 | SO2 | ATC | 2024 | AEP-KPCO | 0 | 0 | 0 | 0 | 0 | 0 | 0.00752 | 2024 |  |  |  | REF | 0 | 0 | Real 2021 ¦ 12/22/2022 3:42:52 PM | Area 1001 Gas CC 2x1 2032
3165 | Area 1001 Gas CC 2x1 2033 | CO2 | ATC | 2024 | AEP-KPCO | 0 | 0 | 0 | 0 | 0 | 0 | 122 | 2024 |  |  |  | REF | 0 | 0 | Real 2021 ¦ 12/22/2022 3:42:52 PM | Area 1001 Gas CC 2x1 2033
3166 | Area 1001 Gas CC 2x1 2033 | NOX | ATC | 2024 | AEP-KPCO | 0 | 0 | 0 | 0 | 0 | 0 | 0.00056 | 2024 |  |  |  | REF | 0 | 0 | Real 2021 ¦ 12/22/2022 3:42:52 PM | Area 1001 Gas CC 2x1 2033
3167 | Area 1001 Gas CC 2x1 2033 | SO2 | ATC | 2024 | AEP-KPCO | 0 | 0 | 0 | 0 | 0 | 0 | 0.00752 | 2024 |  |  |  | REF | 0 | 0 | Real 2021 ¦ 12/22/2022 3:42:52 PM | Area 1001 Gas CC 2x1 2033
3168 | Area 1001 Gas CC 2x1 2034 | CO2 | ATC | 2024 | AEP-KPCO | 0 | 0 | 0 | 0 | 0 | 0 | 122 | 2024 |  |  |  | REF | 0 | 0 | Real 2021 ¦ 12/22/2022 3:42:52 PM | Area 1001 Gas CC 2x1 2034
3169 | Area 1001 Gas CC 2x1 2034 | NOX | ATC | 2024 | AEP-KPCO | 0 | 0 | 0 | 0 | 0 | 0 | 0.00056 | 2024 |  |  |  | REF | 0 | 0 | Real 2021 ¦ 12/22/2022 3:42:52 PM | Area 1001 Gas CC 2x1 2034
3170 | Area 1001 Gas CC 2x1 2034 | SO2 | ATC | 2024 | AEP-KPCO | 0 | 0 | 0 | 0 | 0 | 0 | 0.00752 | 2024 |  |  |  | REF | 0 | 0 | Real 2021 ¦ 12/22/2022 3:42:52 PM | Area 1001 Gas CC 2x1 2034
3171 | Area 1001 Gas CC 2x1 2035 | CO2 | ATC | 2024 | AEP-KPCO | 0 | 0 | 0 | 0 | 0 | 0 | 122 | 2024 |  |  |  | REF | 0 | 0 | Real 2021 ¦ 12/22/2022 3:42:52 PM | Area 1001 Gas CC 2x1 2035
3172 | Area 1001 Gas CC 2x1 2035 | NOX | ATC | 2024 | AEP-KPCO | 0 | 0 | 0 | 0 | 0 | 0 | 0.00056 | 2024 |  |  |  | REF | 0 | 0 | Real 2021 ¦ 12/22/2022 3:42:52 PM | Area 1001 Gas CC 2x1 2035
3173 | Area 1001 Gas CC 2x1 2035 | SO2 | ATC | 2024 | AEP-KPCO | 0 | 0 | 0 | 0 | 0 | 0 | 0.00752 | 2024 |  |  |  | REF | 0 | 0 | Real 2021 ¦ 12/22/2022 3:42:52 PM | Area 1001 Gas CC 2x1 2035
3174 | Area 1001 Gas CC 2x1 2036 | CO2 | ATC | 2024 | AEP-KPCO | 0 | 0 | 0 | 0 | 0 | 0 | 122 | 2024 |  |  |  | REF | 0 | 0 | Real 2021 ¦ 12/22/2022 3:42:52 PM | Area 1001 Gas CC 2x1 2036
3175 | Area 1001 Gas CC 2x1 2036 | NOX | ATC | 2024 | AEP-KPCO | 0 | 0 | 0 | 0 | 0 | 0 | 0.00056 | 2024 |  |  |  | REF | 0 | 0 | Real 2021 ¦ 12/22/2022 3:42:52 PM | Area 1001 Gas CC 2x1 2036
3176 | Area 1001 Gas CC 2x1 2036 | SO2 | ATC | 2024 | AEP-KPCO | 0 | 0 | 0 | 0 | 0 | 0 | 0.00752 | 2024 |  |  |  | REF | 0 | 0 | Real 2021 ¦ 12/22/2022 3:42:52 PM | Area 1001 Gas CC 2x1 2036
3177 | Area 1001 Gas CC 2x1 2037 | CO2 | ATC | 2024 | AEP-KPCO | 0 | 0 | 0 | 0 | 0 | 0 | 122 | 2024 |  |  |  | REF | 0 | 0 | Real 2021 ¦ 12/22/2022 3:42:52 PM | Area 1001 Gas CC 2x1 2037
3178 | Area 1001 Gas CC 2x1 2037 | NOX | ATC | 2024 | AEP-KPCO | 0 | 0 | 0 | 0 | 0 | 0 | 0.00056 | 2024 |  |  |  | REF | 0 | 0 | Real 2021 ¦ 12/22/2022 3:42:52 PM | Area 1001 Gas CC 2x1 2037
3179 | Area 1001 Gas CC 2x1 2037 | SO2 | ATC | 2024 | AEP-KPCO | 0 | 0 | 0 | 0 | 0 | 0 | 0.00752 | 2024 |  |  |  | REF | 0 | 0 | Real 2021 ¦ 12/22/2022 3:42:52 PM | Area 1001 Gas CC 2x1 2037
3180 | Area 1001 Gas CC 2x1 2038 | CO2 | ATC | 2024 | AEP-KPCO | 0 | 0 | 0 | 0 | 0 | 0 | 122 | 2024 |  |  |  | REF | 0 | 0 | Real 2021 ¦ 12/22/2022 3:42:52 PM | Area 1001 Gas CC 2x1 2038
3181 | Area 1001 Gas CC 2x1 2038 | NOX | ATC | 2024 | AEP-KPCO | 0 | 0 | 0 | 0 | 0 | 0 | 0.00056 | 2024 |  |  |  | REF | 0 | 0 | Real 2021 ¦ 12/22/2022 3:42:52 PM | Area 1001 Gas CC 2x1 2038
3182 | Area 1001 Gas CC 2x1 2038 | SO2 | ATC | 2024 | AEP-KPCO | 0 | 0 | 0 | 0 | 0 | 0 | 0.00752 | 2024 |  |  |  | REF | 0 | 0 | Real 2021 ¦ 12/22/2022 3:42:52 PM | Area 1001 Gas CC 2x1 2038
3183 | Area 1001 Gas CC 2x1 2039 | CO2 | ATC | 2024 | AEP-KPCO | 0 | 0 | 0 | 0 | 0 | 0 | 122 | 2024 |  |  |  | REF | 0 | 0 | Real 2021 ¦ 12/22/2022 3:42:52 PM | Area 1001 Gas CC 2x1 2039
3184 | Area 1001 Gas CC 2x1 2039 | NOX | ATC | 2024 | AEP-KPCO | 0 | 0 | 0 | 0 | 0 | 0 | 0.00056 | 2024 |  |  |  | REF | 0 | 0 | Real 2021 ¦ 12/22/2022 3:42:52 PM | Area 1001 Gas CC 2x1 2039
3185 | Area 1001 Gas CC 2x1 2039 | SO2 | ATC | 2024 | AEP-KPCO | 0 | 0 | 0 | 0 | 0 | 0 | 0.00752 | 2024 |  |  |  | REF | 0 | 0 | Real 2021 ¦ 12/22/2022 3:42:52 PM | Area 1001 Gas CC 2x1 2039
3186 | Area 1001 Gas CC 2x1 2040 | CO2 | ATC | 2024 | AEP-KPCO | 0 | 0 | 0 | 0 | 0 | 0 | 122 | 2024 |  |  |  | REF | 0 | 0 | Real 2021 ¦ 12/22/2022 3:42:52 PM | Area 1001 Gas CC 2x1 2040
3187 | Area 1001 Gas CC 2x1 2040 | NOX | ATC | 2024 | AEP-KPCO | 0 | 0 | 0 | 0 | 0 | 0 | 0.00056 | 2024 |  |  |  | REF | 0 | 0 | Real 2021 ¦ 12/22/2022 3:42:52 PM | Area 1001 Gas CC 2x1 2040
3188 | Area 1001 Gas CC 2x1 2040 | SO2 | ATC | 2024 | AEP-KPCO | 0 | 0 | 0 | 0 | 0 | 0 | 0.00752 | 2024 |  |  |  | REF | 0 | 0 | Real 2021 ¦ 12/22/2022 3:42:52 PM | Area 1001 Gas CC 2x1 2040
3189 | Area 1001 Gas CC 2x1 2041 | CO2 | ATC | 2024 | AEP-KPCO | 0 | 0 | 0 | 0 | 0 | 0 | 122 | 2024 |  |  |  | REF | 0 | 0 | Real 2021 ¦ 12/22/2022 3:42:52 PM | Area 1001 Gas CC 2x1 2041
3190 | Area 1001 Gas CC 2x1 2041 | NOX | ATC | 2024 | AEP-KPCO | 0 | 0 | 0 | 0 | 0 | 0 | 0.00056 | 2024 |  |  |  | REF | 0 | 0 | Real 2021 ¦ 12/22/2022 3:42:52 PM | Area 1001 Gas CC 2x1 2041
3191 | Area 1001 Gas CC 2x1 2041 | SO2 | ATC | 2024 | AEP-KPCO | 0 | 0 | 0 | 0 | 0 | 0 | 0.00752 | 2024 |  |  |  | REF | 0 | 0 | Real 2021 ¦ 12/22/2022 3:42:52 PM | Area 1001 Gas CC 2x1 2041
3192 | Area 1001 Gas CC 2x1 2042 | CO2 | ATC | 2024 | AEP-KPCO | 0 | 0 | 0 | 0 | 0 | 0 | 122 | 2024 |  |  |  | REF | 0 | 0 | Real 2021 ¦ 12/22/2022 3:42:52 PM | Area 1001 Gas CC 2x1 2042
3193 | Area 1001 Gas CC 2x1 2042 | NOX | ATC | 2024 | AEP-KPCO | 0 | 0 | 0 | 0 | 0 | 0 | 0.00056 | 2024 |  |  |  | REF | 0 | 0 | Real 2021 ¦ 12/22/2022 3:42:52 PM | Area 1001 Gas CC 2x1 2042
3194 | Area 1001 Gas CC 2x1 2042 | SO2 | ATC | 2024 | AEP-KPCO | 0 | 0 | 0 | 0 | 0 | 0 | 0.00752 | 2024 |  |  |  | REF | 0 | 0 | Real 2021 ¦ 12/22/2022 3:42:52 PM | Area 1001 Gas CC 2x1 2042
3195 | Area 1001 Gas CC 2x1 2043 | CO2 | ATC | 2024 | AEP-KPCO | 0 | 0 | 0 | 0 | 0 | 0 | 122 | 2024 |  |  |  | REF | 0 | 0 | Real 2021 ¦ 12/22/2022 3:42:52 PM | Area 1001 Gas CC 2x1 2043
3196 | Area 1001 Gas CC 2x1 2043 | NOX | ATC | 2024 | AEP-KPCO | 0 | 0 | 0 | 0 | 0 | 0 | 0.00056 | 2024 |  |  |  | REF | 0 | 0 | Real 2021 ¦ 12/22/2022 3:42:52 PM | Area 1001 Gas CC 2x1 2043
3197 | Area 1001 Gas CC 2x1 2043 | SO2 | ATC | 2024 | AEP-KPCO | 0 | 0 | 0 | 0 | 0 | 0 | 0.00752 | 2024 |  |  |  | REF | 0 | 0 | Real 2021 ¦ 12/22/2022 3:42:52 PM | Area 1001 Gas CC 2x1 2043
3198 | Area 1001 Gas CC 1x1 2024 | CO2 | ATC | 2024 | AEP-KPCO | 1221768.375 | 1221768.375 | 0 | 0 | 0 | 0 | 122 | 2024 |  |  |  | REF | 0 | 0 | Real 2021 ¦ 12/22/2022 3:42:52 PM | Area 1001 Gas CC 1x1 2024
3199 | Area 1001 Gas CC 1x1 2024 | NOX | ATC | 2024 | AEP-KPCO | 5.6081 | 5.6081 | 0 | 0.36214 | 0.36214 | 0 | 0.00056 | 2024 |  |  |  | REF | 0 | 0 | Real 2021 ¦ 12/22/2022 3:42:52 PM | Area 1001 Gas CC 1x1 2024
3200 | Area 1001 Gas CC 1x1 2024 | SO2 | ATC | 2024 | AEP-KPCO | 75.309 | 75.309 | 0 | 0.21926 | 0.21926 | 0 | 0.00752 | 2024 |  |  |  | REF | 0 | 0 | Real 2021 ¦ 12/22/2022 3:42:52 PM | Area 1001 Gas CC 1x1 2024
3201 | Area 1001 Gas CC 1x1 2025 | CO2 | ATC | 2024 | AEP-KPCO | 0 | 0 | 0 | 0 | 0 | 0 | 122 | 2024 |  |  |  | REF | 0 | 0 | Real 2021 ¦ 12/22/2022 3:42:52 PM | Area 1001 Gas CC 1x1 2025
3202 | Area 1001 Gas CC 1x1 2025 | NOX | ATC | 2024 | AEP-KPCO | 0 | 0 | 0 | 0 | 0 | 0 | 0.00056 | 2024 |  |  |  | REF | 0 | 0 | Real 2021 ¦ 12/22/2022 3:42:52 PM | Area 1001 Gas CC 1x1 2025
3203 | Area 1001 Gas CC 1x1 2025 | SO2 | ATC | 2024 | AEP-KPCO | 0 | 0 | 0 | 0 | 0 | 0 | 0.00752 | 2024 |  |  |  | REF | 0 | 0 | Real 2021 ¦ 12/22/2022 3:42:52 PM | Area 1001 Gas CC 1x1 2025
3204 | Area 1001 Gas CC 1x1 2026 | CO2 | ATC | 2024 | AEP-KPCO | 0 | 0 | 0 | 0 | 0 | 0 | 122 | 2024 |  |  |  | REF | 0 | 0 | Real 2021 ¦ 12/22/2022 3:42:52 PM | Area 1001 Gas CC 1x1 2026
3205 | Area 1001 Gas CC 1x1 2026 | NOX | ATC | 2024 | AEP-KPCO | 0 | 0 | 0 | 0 | 0 | 0 | 0.00056 | 2024 |  |  |  | REF | 0 | 0 | Real 2021 ¦ 12/22/2022 3:42:52 PM | Area 1001 Gas CC 1x1 2026
3206 | Area 1001 Gas CC 1x1 2026 | SO2 | ATC | 2024 | AEP-KPCO | 0 | 0 | 0 | 0 | 0 | 0 | 0.00752 | 2024 |  |  |  | REF | 0 | 0 | Real 2021 ¦ 12/22/2022 3:42:52 PM | Area 1001 Gas CC 1x1 2026
3207 | Area 1001 Gas CC 1x1 2027 | CO2 | ATC | 2024 | AEP-KPCO | 0 | 0 | 0 | 0 | 0 | 0 | 122 | 2024 |  |  |  | REF | 0 | 0 | Real 2021 ¦ 12/22/2022 3:42:52 PM | Area 1001 Gas CC 1x1 2027
3208 | Area 1001 Gas CC 1x1 2027 | NOX | ATC | 2024 | AEP-KPCO | 0 | 0 | 0 | 0 | 0 | 0 | 0.00056 | 2024 |  |  |  | REF | 0 | 0 | Real 2021 ¦ 12/22/2022 3:42:52 PM | Area 1001 Gas CC 1x1 2027
3209 | Area 1001 Gas CC 1x1 2027 | SO2 | ATC | 2024 | AEP-KPCO | 0 | 0 | 0 | 0 | 0 | 0 | 0.00752 | 2024 |  |  |  | REF | 0 | 0 | Real 2021 ¦ 12/22/2022 3:42:52 PM | Area 1001 Gas CC 1x1 2027
3210 | Area 1001 Gas CC 1x1 2028 | CO2 | ATC | 2024 | AEP-KPCO | 0 | 0 | 0 | 0 | 0 | 0 | 122 | 2024 |  |  |  | REF | 0 | 0 | Real 2021 ¦ 12/22/2022 3:42:52 PM | Area 1001 Gas CC 1x1 2028
3211 | Area 1001 Gas CC 1x1 2028 | NOX | ATC | 2024 | AEP-KPCO | 0 | 0 | 0 | 0 | 0 | 0 | 0.00056 | 2024 |  |  |  | REF | 0 | 0 | Real 2021 ¦ 12/22/2022 3:42:52 PM | Area 1001 Gas CC 1x1 2028
3212 | Area 1001 Gas CC 1x1 2028 | SO2 | ATC | 2024 | AEP-KPCO | 0 | 0 | 0 | 0 | 0 | 0 | 0.00752 | 2024 |  |  |  | REF | 0 | 0 | Real 2021 ¦ 12/22/2022 3:42:52 PM | Area 1001 Gas CC 1x1 2028
3213 | Area 1001 Gas CC 1x1 2029 | CO2 | ATC | 2024 | AEP-KPCO | 0 | 0 | 0 | 0 | 0 | 0 | 122 | 2024 |  |  |  | REF | 0 | 0 | Real 2021 ¦ 12/22/2022 3:42:52 PM | Area 1001 Gas CC 1x1 2029
3214 | Area 1001 Gas CC 1x1 2029 | NOX | ATC | 2024 | AEP-KPCO | 0 | 0 | 0 | 0 | 0 | 0 | 0.00056 | 2024 |  |  |  | REF | 0 | 0 | Real 2021 ¦ 12/22/2022 3:42:52 PM | Area 1001 Gas CC 1x1 2029
3215 | Area 1001 Gas CC 1x1 2029 | SO2 | ATC | 2024 | AEP-KPCO | 0 | 0 | 0 | 0 | 0 | 0 | 0.00752 | 2024 |  |  |  | REF | 0 | 0 | Real 2021 ¦ 12/22/2022 3:42:52 PM | Area 1001 Gas CC 1x1 2029
3216 | Area 1001 Gas CC 1x1 2030 | CO2 | ATC | 2024 | AEP-KPCO | 0 | 0 | 0 | 0 | 0 | 0 | 122 | 2024 |  |  |  | REF | 0 | 0 | Real 2021 ¦ 12/22/2022 3:42:52 PM | Area 1001 Gas CC 1x1 2030
3217 | Area 1001 Gas CC 1x1 2030 | NOX | ATC | 2024 | AEP-KPCO | 0 | 0 | 0 | 0 | 0 | 0 | 0.00056 | 2024 |  |  |  | REF | 0 | 0 | Real 2021 ¦ 12/22/2022 3:42:52 PM | Area 1001 Gas CC 1x1 2030
3218 | Area 1001 Gas CC 1x1 2030 | SO2 | ATC | 2024 | AEP-KPCO | 0 | 0 | 0 | 0 | 0 | 0 | 0.00752 | 2024 |  |  |  | REF | 0 | 0 | Real 2021 ¦ 12/22/2022 3:42:52 PM | Area 1001 Gas CC 1x1 2030
3219 | Area 1001 Gas CC 1x1 2031 | CO2 | ATC | 2024 | AEP-KPCO | 0 | 0 | 0 | 0 | 0 | 0 | 122 | 2024 |  |  |  | REF | 0 | 0 | Real 2021 ¦ 12/22/2022 3:42:52 PM | Area 1001 Gas CC 1x1 2031
3220 | Area 1001 Gas CC 1x1 2031 | NOX | ATC | 2024 | AEP-KPCO | 0 | 0 | 0 | 0 | 0 | 0 | 0.00056 | 2024 |  |  |  | REF | 0 | 0 | Real 2021 ¦ 12/22/2022 3:42:52 PM | Area 1001 Gas CC 1x1 2031
3221 | Area 1001 Gas CC 1x1 2031 | SO2 | ATC | 2024 | AEP-KPCO | 0 | 0 | 0 | 0 | 0 | 0 | 0.00752 | 2024 |  |  |  | REF | 0 | 0 | Real 2021 ¦ 12/22/2022 3:42:52 PM | Area 1001 Gas CC 1x1 2031
3222 | Area 1001 Gas CC 1x1 2032 | CO2 | ATC | 2024 | AEP-KPCO | 0 | 0 | 0 | 0 | 0 | 0 | 122 | 2024 |  |  |  | REF | 0 | 0 | Real 2021 ¦ 12/22/2022 3:42:52 PM | Area 1001 Gas CC 1x1 2032
3223 | Area 1001 Gas CC 1x1 2032 | NOX | ATC | 2024 | AEP-KPCO | 0 | 0 | 0 | 0 | 0 | 0 | 0.00056 | 2024 |  |  |  | REF | 0 | 0 | Real 2021 ¦ 12/22/2022 3:42:52 PM | Area 1001 Gas CC 1x1 2032
3224 | Area 1001 Gas CC 1x1 2032 | SO2 | ATC | 2024 | AEP-KPCO | 0 | 0 | 0 | 0 | 0 | 0 | 0.00752 | 2024 |  |  |  | REF | 0 | 0 | Real 2021 ¦ 12/22/2022 3:42:52 PM | Area 1001 Gas CC 1x1 2032
3225 | Area 1001 Gas CC 1x1 2033 | CO2 | ATC | 2024 | AEP-KPCO | 0 | 0 | 0 | 0 | 0 | 0 | 122 | 2024 |  |  |  | REF | 0 | 0 | Real 2021 ¦ 12/22/2022 3:42:52 PM | Area 1001 Gas CC 1x1 2033
3226 | Area 1001 Gas CC 1x1 2033 | NOX | ATC | 2024 | AEP-KPCO | 0 | 0 | 0 | 0 | 0 | 0 | 0.00056 | 2024 |  |  |  | REF | 0 | 0 | Real 2021 ¦ 12/22/2022 3:42:52 PM | Area 1001 Gas CC 1x1 2033
3227 | Area 1001 Gas CC 1x1 2033 | SO2 | ATC | 2024 | AEP-KPCO | 0 | 0 | 0 | 0 | 0 | 0 | 0.00752 | 2024 |  |  |  | REF | 0 | 0 | Real 2021 ¦ 12/22/2022 3:42:52 PM | Area 1001 Gas CC 1x1 2033
3228 | Area 1001 Gas CC 1x1 2034 | CO2 | ATC | 2024 | AEP-KPCO | 0 | 0 | 0 | 0 | 0 | 0 | 122 | 2024 |  |  |  | REF | 0 | 0 | Real 2021 ¦ 12/22/2022 3:42:52 PM | Area 1001 Gas CC 1x1 2034
3229 | Area 1001 Gas CC 1x1 2034 | NOX | ATC | 2024 | AEP-KPCO | 0 | 0 | 0 | 0 | 0 | 0 | 0.00056 | 2024 |  |  |  | REF | 0 | 0 | Real 2021 ¦ 12/22/2022 3:42:52 PM | Area 1001 Gas CC 1x1 2034
3230 | Area 1001 Gas CC 1x1 2034 | SO2 | ATC | 2024 | AEP-KPCO | 0 | 0 | 0 | 0 | 0 | 0 | 0.00752 | 2024 |  |  |  | REF | 0 | 0 | Real 2021 ¦ 12/22/2022 3:42:52 PM | Area 1001 Gas CC 1x1 2034
3231 | Area 1001 Gas CC 1x1 2035 | CO2 | ATC | 2024 | AEP-KPCO | 0 | 0 | 0 | 0 | 0 | 0 | 122 | 2024 |  |  |  | REF | 0 | 0 | Real 2021 ¦ 12/22/2022 3:42:52 PM | Area 1001 Gas CC 1x1 2035
3232 | Area 1001 Gas CC 1x1 2035 | NOX | ATC | 2024 | AEP-KPCO | 0 | 0 | 0 | 0 | 0 | 0 | 0.00056 | 2024 |  |  |  | REF | 0 | 0 | Real 2021 ¦ 12/22/2022 3:42:52 PM | Area 1001 Gas CC 1x1 2035
3233 | Area 1001 Gas CC 1x1 2035 | SO2 | ATC | 2024 | AEP-KPCO | 0 | 0 | 0 | 0 | 0 | 0 | 0.00752 | 2024 |  |  |  | REF | 0 | 0 | Real 2021 ¦ 12/22/2022 3:42:52 PM | Area 1001 Gas CC 1x1 2035
3234 | Area 1001 Gas CC 1x1 2036 | CO2 | ATC | 2024 | AEP-KPCO | 0 | 0 | 0 | 0 | 0 | 0 | 122 | 2024 |  |  |  | REF | 0 | 0 | Real 2021 ¦ 12/22/2022 3:42:52 PM | Area 1001 Gas CC 1x1 2036
3235 | Area 1001 Gas CC 1x1 2036 | NOX | ATC | 2024 | AEP-KPCO | 0 | 0 | 0 | 0 | 0 | 0 | 0.00056 | 2024 |  |  |  | REF | 0 | 0 | Real 2021 ¦ 12/22/2022 3:42:52 PM | Area 1001 Gas CC 1x1 2036
3236 | Area 1001 Gas CC 1x1 2036 | SO2 | ATC | 2024 | AEP-KPCO | 0 | 0 | 0 | 0 | 0 | 0 | 0.00752 | 2024 |  |  |  | REF | 0 | 0 | Real 2021 ¦ 12/22/2022 3:42:52 PM | Area 1001 Gas CC 1x1 2036
3237 | Area 1001 Gas CC 1x1 2037 | CO2 | ATC | 2024 | AEP-KPCO | 0 | 0 | 0 | 0 | 0 | 0 | 122 | 2024 |  |  |  | REF | 0 | 0 | Real 2021 ¦ 12/22/2022 3:42:52 PM | Area 1001 Gas CC 1x1 2037
3238 | Area 1001 Gas CC 1x1 2037 | NOX | ATC | 2024 | AEP-KPCO | 0 | 0 | 0 | 0 | 0 | 0 | 0.00056 | 2024 |  |  |  | REF | 0 | 0 | Real 2021 ¦ 12/22/2022 3:42:52 PM | Area 1001 Gas CC 1x1 2037
3239 | Area 1001 Gas CC 1x1 2037 | SO2 | ATC | 2024 | AEP-KPCO | 0 | 0 | 0 | 0 | 0 | 0 | 0.00752 | 2024 |  |  |  | REF | 0 | 0 | Real 2021 ¦ 12/22/2022 3:42:52 PM | Area 1001 Gas CC 1x1 2037
3240 | Area 1001 Gas CC 1x1 2038 | CO2 | ATC | 2024 | AEP-KPCO | 0 | 0 | 0 | 0 | 0 | 0 | 122 | 2024 |  |  |  | REF | 0 | 0 | Real 2021 ¦ 12/22/2022 3:42:52 PM | Area 1001 Gas CC 1x1 2038
3241 | Area 1001 Gas CC 1x1 2038 | NOX | ATC | 2024 | AEP-KPCO | 0 | 0 | 0 | 0 | 0 | 0 | 0.00056 | 2024 |  |  |  | REF | 0 | 0 | Real 2021 ¦ 12/22/2022 3:42:52 PM | Area 1001 Gas CC 1x1 2038
3242 | Area 1001 Gas CC 1x1 2038 | SO2 | ATC | 2024 | AEP-KPCO | 0 | 0 | 0 | 0 | 0 | 0 | 0.00752 | 2024 |  |  |  | REF | 0 | 0 | Real 2021 ¦ 12/22/2022 3:42:52 PM | Area 1001 Gas CC 1x1 2038
3243 | Area 1001 Gas CC 1x1 2039 | CO2 | ATC | 2024 | AEP-KPCO | 0 | 0 | 0 | 0 | 0 | 0 | 122 | 2024 |  |  |  | REF | 0 | 0 | Real 2021 ¦ 12/22/2022 3:42:52 PM | Area 1001 Gas CC 1x1 2039
3244 | Area 1001 Gas CC 1x1 2039 | NOX | ATC | 2024 | AEP-KPCO | 0 | 0 | 0 | 0 | 0 | 0 | 0.00056 | 2024 |  |  |  | REF | 0 | 0 | Real 2021 ¦ 12/22/2022 3:42:52 PM | Area 1001 Gas CC 1x1 2039
3245 | Area 1001 Gas CC 1x1 2039 | SO2 | ATC | 2024 | AEP-KPCO | 0 | 0 | 0 | 0 | 0 | 0 | 0.00752 | 2024 |  |  |  | REF | 0 | 0 | Real 2021 ¦ 12/22/2022 3:42:52 PM | Area 1001 Gas CC 1x1 2039
3246 | Area 1001 Gas CC 1x1 2040 | CO2 | ATC | 2024 | AEP-KPCO | 0 | 0 | 0 | 0 | 0 | 0 | 122 | 2024 |  |  |  | REF | 0 | 0 | Real 2021 ¦ 12/22/2022 3:42:52 PM | Area 1001 Gas CC 1x1 2040
3247 | Area 1001 Gas CC 1x1 2040 | NOX | ATC | 2024 | AEP-KPCO | 0 | 0 | 0 | 0 | 0 | 0 | 0.00056 | 2024 |  |  |  | REF | 0 | 0 | Real 2021 ¦ 12/22/2022 3:42:52 PM | Area 1001 Gas CC 1x1 2040
3248 | Area 1001 Gas CC 1x1 2040 | SO2 | ATC | 2024 | AEP-KPCO | 0 | 0 | 0 | 0 | 0 | 0 | 0.00752 | 2024 |  |  |  | REF | 0 | 0 | Real 2021 ¦ 12/22/2022 3:42:52 PM | Area 1001 Gas CC 1x1 2040
3249 | Area 1001 Gas CC 1x1 2041 | CO2 | ATC | 2024 | AEP-KPCO | 0 | 0 | 0 | 0 | 0 | 0 | 122 | 2024 |  |  |  | REF | 0 | 0 | Real 2021 ¦ 12/22/2022 3:42:52 PM | Area 1001 Gas CC 1x1 2041
3250 | Area 1001 Gas CC 1x1 2041 | NOX | ATC | 2024 | AEP-KPCO | 0 | 0 | 0 | 0 | 0 | 0 | 0.00056 | 2024 |  |  |  | REF | 0 | 0 | Real 2021 ¦ 12/22/2022 3:42:52 PM | Area 1001 Gas CC 1x1 2041
3251 | Area 1001 Gas CC 1x1 2041 | SO2 | ATC | 2024 | AEP-KPCO | 0 | 0 | 0 | 0 | 0 | 0 | 0.00752 | 2024 |  |  |  | REF | 0 | 0 | Real 2021 ¦ 12/22/2022 3:42:52 PM | Area 1001 Gas CC 1x1 2041
3252 | Area 1001 Gas CC 1x1 2042 | CO2 | ATC | 2024 | AEP-KPCO | 0 | 0 | 0 | 0 | 0 | 0 | 122 | 2024 |  |  |  | REF | 0 | 0 | Real 2021 ¦ 12/22/2022 3:42:52 PM | Area 1001 Gas CC 1x1 2042
3253 | Area 1001 Gas CC 1x1 2042 | NOX | ATC | 2024 | AEP-KPCO | 0 | 0 | 0 | 0 | 0 | 0 | 0.00056 | 2024 |  |  |  | REF | 0 | 0 | Real 2021 ¦ 12/22/2022 3:42:52 PM | Area 1001 Gas CC 1x1 2042
3254 | Area 1001 Gas CC 1x1 2042 | SO2 | ATC | 2024 | AEP-KPCO | 0 | 0 | 0 | 0 | 0 | 0 | 0.00752 | 2024 |  |  |  | REF | 0 | 0 | Real 2021 ¦ 12/22/2022 3:42:52 PM | Area 1001 Gas CC 1x1 2042
3255 | Area 1001 Gas CC 1x1 2043 | CO2 | ATC | 2024 | AEP-KPCO | 0 | 0 | 0 | 0 | 0 | 0 | 122 | 2024 |  |  |  | REF | 0 | 0 | Real 2021 ¦ 12/22/2022 3:42:52 PM | Area 1001 Gas CC 1x1 2043
3256 | Area 1001 Gas CC 1x1 2043 | NOX | ATC | 2024 | AEP-KPCO | 0 | 0 | 0 | 0 | 0 | 0 | 0.00056 | 2024 |  |  |  | REF | 0 | 0 | Real 2021 ¦ 12/22/2022 3:42:52 PM | Area 1001 Gas CC 1x1 2043
3257 | Area 1001 Gas CC 1x1 2043 | SO2 | ATC | 2024 | AEP-KPCO | 0 | 0 | 0 | 0 | 0 | 0 | 0.00752 | 2024 |  |  |  | REF | 0 | 0 | Real 2021 ¦ 12/22/2022 3:42:52 PM | Area 1001 Gas CC 1x1 2043
3258 | Area 1001 Gas CT 2023 | CO2 | ATC | 2024 | AEP-KPCO | 808644.375 | 808644.375 | 0 | 0 | 0 | 0 | 122 | 2024 |  |  |  | REF | 0 | 0 | Real 2021 ¦ 12/22/2022 3:42:52 PM | Area 1001 Gas CT 2023
3259 | Area 1001 Gas CT 2023 | NOX | ATC | 2024 | AEP-KPCO | 3.7118 | 3.7118 | 0 | 0.284 | 0.284 | 0 | 0.00056 | 2024 |  |  |  | REF | 0 | 0 | Real 2021 ¦ 12/22/2022 3:42:52 PM | Area 1001 Gas CT 2023
3260 | Area 1001 Gas CT 2023 | SO2 | ATC | 2024 | AEP-KPCO | 49.8443 | 49.8443 | 0 | 0.14512 | 0.14512 | 0 | 0.00752 | 2024 |  |  |  | REF | 0 | 0 | Real 2021 ¦ 12/22/2022 3:42:52 PM | Area 1001 Gas CT 2023
3261 | Area 1001 Gas CT 2024 | CO2 | ATC | 2024 | AEP-KPCO | 810824.5 | 810824.5 | 0 | 0 | 0 | 0 | 122 | 2024 |  |  |  | REF | 0 | 0 | Real 2021 ¦ 12/22/2022 3:42:52 PM | Area 1001 Gas CT 2024
3262 | Area 1001 Gas CT 2024 | NOX | ATC | 2024 | AEP-KPCO | 3.7218 | 3.7218 | 0 | 0.28411 | 0.28411 | 0 | 0.00056 | 2024 |  |  |  | REF | 0 | 0 | Real 2021 ¦ 12/22/2022 3:42:52 PM | Area 1001 Gas CT 2024
3263 | Area 1001 Gas CT 2024 | SO2 | ATC | 2024 | AEP-KPCO | 49.9787 | 49.9787 | 0 | 0.14551 | 0.14551 | 0 | 0.00752 | 2024 |  |  |  | REF | 0 | 0 | Real 2021 ¦ 12/22/2022 3:42:52 PM | Area 1001 Gas CT 2024
3264 | Area 1001 Gas CT 2025 | CO2 | ATC | 2024 | AEP-KPCO | 0 | 0 | 0 | 0 | 0 | 0 | 122 | 2024 |  |  |  | REF | 0 | 0 | Real 2021 ¦ 12/22/2022 3:42:52 PM | Area 1001 Gas CT 2025
3265 | Area 1001 Gas CT 2025 | NOX | ATC | 2024 | AEP-KPCO | 0 | 0 | 0 | 0 | 0 | 0 | 0.00056 | 2024 |  |  |  | REF | 0 | 0 | Real 2021 ¦ 12/22/2022 3:42:52 PM | Area 1001 Gas CT 2025
3266 | Area 1001 Gas CT 2025 | SO2 | ATC | 2024 | AEP-KPCO | 0 | 0 | 0 | 0 | 0 | 0 | 0.00752 | 2024 |  |  |  | REF | 0 | 0 | Real 2021 ¦ 12/22/2022 3:42:52 PM | Area 1001 Gas CT 2025
3267 | Area 1001 Gas CT 2026 | CO2 | ATC | 2024 | AEP-KPCO | 0 | 0 | 0 | 0 | 0 | 0 | 122 | 2024 |  |  |  | REF | 0 | 0 | Real 2021 ¦ 12/22/2022 3:42:52 PM | Area 1001 Gas CT 2026
3268 | Area 1001 Gas CT 2026 | NOX | ATC | 2024 | AEP-KPCO | 0 | 0 | 0 | 0 | 0 | 0 | 0.00056 | 2024 |  |  |  | REF | 0 | 0 | Real 2021 ¦ 12/22/2022 3:42:52 PM | Area 1001 Gas CT 2026
3269 | Area 1001 Gas CT 2026 | SO2 | ATC | 2024 | AEP-KPCO | 0 | 0 | 0 | 0 | 0 | 0 | 0.00752 | 2024 |  |  |  | REF | 0 | 0 | Real 2021 ¦ 12/22/2022 3:42:52 PM | Area 1001 Gas CT 2026
3270 | Area 1001 Gas CT 2027 | CO2 | ATC | 2024 | AEP-KPCO | 0 | 0 | 0 | 0 | 0 | 0 | 122 | 2024 |  |  |  | REF | 0 | 0 | Real 2021 ¦ 12/22/2022 3:42:52 PM | Area 1001 Gas CT 2027
3271 | Area 1001 Gas CT 2027 | NOX | ATC | 2024 | AEP-KPCO | 0 | 0 | 0 | 0 | 0 | 0 | 0.00056 | 2024 |  |  |  | REF | 0 | 0 | Real 2021 ¦ 12/22/2022 3:42:52 PM | Area 1001 Gas CT 2027
3272 | Area 1001 Gas CT 2027 | SO2 | ATC | 2024 | AEP-KPCO | 0 | 0 | 0 | 0 | 0 | 0 | 0.00752 | 2024 |  |  |  | REF | 0 | 0 | Real 2021 ¦ 12/22/2022 3:42:52 PM | Area 1001 Gas CT 2027
3273 | Area 1001 Gas CT 2028 | CO2 | ATC | 2024 | AEP-KPCO | 0 | 0 | 0 | 0 | 0 | 0 | 122 | 2024 |  |  |  | REF | 0 | 0 | Real 2021 ¦ 12/22/2022 3:42:52 PM | Area 1001 Gas CT 2028
3274 | Area 1001 Gas CT 2028 | NOX | ATC | 2024 | AEP-KPCO | 0 | 0 | 0 | 0 | 0 | 0 | 0.00056 | 2024 |  |  |  | REF | 0 | 0 | Real 2021 ¦ 12/22/2022 3:42:52 PM | Area 1001 Gas CT 2028
3275 | Area 1001 Gas CT 2028 | SO2 | ATC | 2024 | AEP-KPCO | 0 | 0 | 0 | 0 | 0 | 0 | 0.00752 | 2024 |  |  |  | REF | 0 | 0 | Real 2021 ¦ 12/22/2022 3:42:52 PM | Area 1001 Gas CT 2028
3276 | Area 1001 Gas CT 2029 | CO2 | ATC | 2024 | AEP-KPCO | 0 | 0 | 0 | 0 | 0 | 0 | 122 | 2024 |  |  |  | REF | 0 | 0 | Real 2021 ¦ 12/22/2022 3:42:52 PM | Area 1001 Gas CT 2029
3277 | Area 1001 Gas CT 2029 | NOX | ATC | 2024 | AEP-KPCO | 0 | 0 | 0 | 0 | 0 | 0 | 0.00056 | 2024 |  |  |  | REF | 0 | 0 | Real 2021 ¦ 12/22/2022 3:42:52 PM | Area 1001 Gas CT 2029
3278 | Area 1001 Gas CT 2029 | SO2 | ATC | 2024 | AEP-KPCO | 0 | 0 | 0 | 0 | 0 | 0 | 0.00752 | 2024 |  |  |  | REF | 0 | 0 | Real 2021 ¦ 12/22/2022 3:42:52 PM | Area 1001 Gas CT 2029
3279 | Area 1001 Gas CT 2030 | CO2 | ATC | 2024 | AEP-KPCO | 0 | 0 | 0 | 0 | 0 | 0 | 122 | 2024 |  |  |  | REF | 0 | 0 | Real 2021 ¦ 12/22/2022 3:42:52 PM | Area 1001 Gas CT 2030
3280 | Area 1001 Gas CT 2030 | NOX | ATC | 2024 | AEP-KPCO | 0 | 0 | 0 | 0 | 0 | 0 | 0.00056 | 2024 |  |  |  | REF | 0 | 0 | Real 2021 ¦ 12/22/2022 3:42:52 PM | Area 1001 Gas CT 2030
3281 | Area 1001 Gas CT 2030 | SO2 | ATC | 2024 | AEP-KPCO | 0 | 0 | 0 | 0 | 0 | 0 | 0.00752 | 2024 |  |  |  | REF | 0 | 0 | Real 2021 ¦ 12/22/2022 3:42:52 PM | Area 1001 Gas CT 2030
3282 | Area 1001 Gas CT 2031 | CO2 | ATC | 2024 | AEP-KPCO | 0 | 0 | 0 | 0 | 0 | 0 | 122 | 2024 |  |  |  | REF | 0 | 0 | Real 2021 ¦ 12/22/2022 3:42:52 PM | Area 1001 Gas CT 2031
3283 | Area 1001 Gas CT 2031 | NOX | ATC | 2024 | AEP-KPCO | 0 | 0 | 0 | 0 | 0 | 0 | 0.00056 | 2024 |  |  |  | REF | 0 | 0 | Real 2021 ¦ 12/22/2022 3:42:52 PM | Area 1001 Gas CT 2031
3284 | Area 1001 Gas CT 2031 | SO2 | ATC | 2024 | AEP-KPCO | 0 | 0 | 0 | 0 | 0 | 0 | 0.00752 | 2024 |  |  |  | REF | 0 | 0 | Real 2021 ¦ 12/22/2022 3:42:52 PM | Area 1001 Gas CT 2031
3285 | Area 1001 Gas CT 2032 | CO2 | ATC | 2024 | AEP-KPCO | 0 | 0 | 0 | 0 | 0 | 0 | 122 | 2024 |  |  |  | REF | 0 | 0 | Real 2021 ¦ 12/22/2022 3:42:52 PM | Area 1001 Gas CT 2032
3286 | Area 1001 Gas CT 2032 | NOX | ATC | 2024 | AEP-KPCO | 0 | 0 | 0 | 0 | 0 | 0 | 0.00056 | 2024 |  |  |  | REF | 0 | 0 | Real 2021 ¦ 12/22/2022 3:42:52 PM | Area 1001 Gas CT 2032
3287 | Area 1001 Gas CT 2032 | SO2 | ATC | 2024 | AEP-KPCO | 0 | 0 | 0 | 0 | 0 | 0 | 0.00752 | 2024 |  |  |  | REF | 0 | 0 | Real 2021 ¦ 12/22/2022 3:42:52 PM | Area 1001 Gas CT 2032
3288 | Area 1001 Gas CT 2033 | CO2 | ATC | 2024 | AEP-KPCO | 0 | 0 | 0 | 0 | 0 | 0 | 122 | 2024 |  |  |  | REF | 0 | 0 | Real 2021 ¦ 12/22/2022 3:42:52 PM | Area 1001 Gas CT 2033
3289 | Area 1001 Gas CT 2033 | NOX | ATC | 2024 | AEP-KPCO | 0 | 0 | 0 | 0 | 0 | 0 | 0.00056 | 2024 |  |  |  | REF | 0 | 0 | Real 2021 ¦ 12/22/2022 3:42:52 PM | Area 1001 Gas CT 2033
3290 | Area 1001 Gas CT 2033 | SO2 | ATC | 2024 | AEP-KPCO | 0 | 0 | 0 | 0 | 0 | 0 | 0.00752 | 2024 |  |  |  | REF | 0 | 0 | Real 2021 ¦ 12/22/2022 3:42:52 PM | Area 1001 Gas CT 2033
3291 | Area 1001 Gas CT 2034 | CO2 | ATC | 2024 | AEP-KPCO | 0 | 0 | 0 | 0 | 0 | 0 | 122 | 2024 |  |  |  | REF | 0 | 0 | Real 2021 ¦ 12/22/2022 3:42:52 PM | Area 1001 Gas CT 2034
3292 | Area 1001 Gas CT 2034 | NOX | ATC | 2024 | AEP-KPCO | 0 | 0 | 0 | 0 | 0 | 0 | 0.00056 | 2024 |  |  |  | REF | 0 | 0 | Real 2021 ¦ 12/22/2022 3:42:52 PM | Area 1001 Gas CT 2034
3293 | Area 1001 Gas CT 2034 | SO2 | ATC | 2024 | AEP-KPCO | 0 | 0 | 0 | 0 | 0 | 0 | 0.00752 | 2024 |  |  |  | REF | 0 | 0 | Real 2021 ¦ 12/22/2022 3:42:52 PM | Area 1001 Gas CT 2034
3294 | Area 1001 Gas CT 2035 | CO2 | ATC | 2024 | AEP-KPCO | 0 | 0 | 0 | 0 | 0 | 0 | 122 | 2024 |  |  |  | REF | 0 | 0 | Real 2021 ¦ 12/22/2022 3:42:52 PM | Area 1001 Gas CT 2035
3295 | Area 1001 Gas CT 2035 | NOX | ATC | 2024 | AEP-KPCO | 0 | 0 | 0 | 0 | 0 | 0 | 0.00056 | 2024 |  |  |  | REF | 0 | 0 | Real 2021 ¦ 12/22/2022 3:42:52 PM | Area 1001 Gas CT 2035
3296 | Area 1001 Gas CT 2035 | SO2 | ATC | 2024 | AEP-KPCO | 0 | 0 | 0 | 0 | 0 | 0 | 0.00752 | 2024 |  |  |  | REF | 0 | 0 | Real 2021 ¦ 12/22/2022 3:42:52 PM | Area 1001 Gas CT 2035
3297 | Area 1001 Gas CT 2036 | CO2 | ATC | 2024 | AEP-KPCO | 0 | 0 | 0 | 0 | 0 | 0 | 122 | 2024 |  |  |  | REF | 0 | 0 | Real 2021 ¦ 12/22/2022 3:42:52 PM | Area 1001 Gas CT 2036
3298 | Area 1001 Gas CT 2036 | NOX | ATC | 2024 | AEP-KPCO | 0 | 0 | 0 | 0 | 0 | 0 | 0.00056 | 2024 |  |  |  | REF | 0 | 0 | Real 2021 ¦ 12/22/2022 3:42:52 PM | Area 1001 Gas CT 2036
3299 | Area 1001 Gas CT 2036 | SO2 | ATC | 2024 | AEP-KPCO | 0 | 0 | 0 | 0 | 0 | 0 | 0.00752 | 2024 |  |  |  | REF | 0 | 0 | Real 2021 ¦ 12/22/2022 3:42:52 PM | Area 1001 Gas CT 2036
3300 | Area 1001 Gas CT 2037 | CO2 | ATC | 2024 | AEP-KPCO | 0 | 0 | 0 | 0 | 0 | 0 | 122 | 2024 |  |  |  | REF | 0 | 0 | Real 2021 ¦ 12/22/2022 3:42:52 PM | Area 1001 Gas CT 2037
3301 | Area 1001 Gas CT 2037 | NOX | ATC | 2024 | AEP-KPCO | 0 | 0 | 0 | 0 | 0 | 0 | 0.00056 | 2024 |  |  |  | REF | 0 | 0 | Real 2021 ¦ 12/22/2022 3:42:52 PM | Area 1001 Gas CT 2037
3302 | Area 1001 Gas CT 2037 | SO2 | ATC | 2024 | AEP-KPCO | 0 | 0 | 0 | 0 | 0 | 0 | 0.00752 | 2024 |  |  |  | REF | 0 | 0 | Real 2021 ¦ 12/22/2022 3:42:52 PM | Area 1001 Gas CT 2037
3303 | Area 1001 Gas CT 2038 | CO2 | ATC | 2024 | AEP-KPCO | 0 | 0 | 0 | 0 | 0 | 0 | 122 | 2024 |  |  |  | REF | 0 | 0 | Real 2021 ¦ 12/22/2022 3:42:52 PM | Area 1001 Gas CT 2038
3304 | Area 1001 Gas CT 2038 | NOX | ATC | 2024 | AEP-KPCO | 0 | 0 | 0 | 0 | 0 | 0 | 0.00056 | 2024 |  |  |  | REF | 0 | 0 | Real 2021 ¦ 12/22/2022 3:42:52 PM | Area 1001 Gas CT 2038
3305 | Area 1001 Gas CT 2038 | SO2 | ATC | 2024 | AEP-KPCO | 0 | 0 | 0 | 0 | 0 | 0 | 0.00752 | 2024 |  |  |  | REF | 0 | 0 | Real 2021 ¦ 12/22/2022 3:42:52 PM | Area 1001 Gas CT 2038
3306 | Area 1001 Gas CT 2039 | CO2 | ATC | 2024 | AEP-KPCO | 0 | 0 | 0 | 0 | 0 | 0 | 122 | 2024 |  |  |  | REF | 0 | 0 | Real 2021 ¦ 12/22/2022 3:42:52 PM | Area 1001 Gas CT 2039
3307 | Area 1001 Gas CT 2039 | NOX | ATC | 2024 | AEP-KPCO | 0 | 0 | 0 | 0 | 0 | 0 | 0.00056 | 2024 |  |  |  | REF | 0 | 0 | Real 2021 ¦ 12/22/2022 3:42:52 PM | Area 1001 Gas CT 2039
3308 | Area 1001 Gas CT 2039 | SO2 | ATC | 2024 | AEP-KPCO | 0 | 0 | 0 | 0 | 0 | 0 | 0.00752 | 2024 |  |  |  | REF | 0 | 0 | Real 2021 ¦ 12/22/2022 3:42:52 PM | Area 1001 Gas CT 2039
3309 | Area 1001 Gas CT 2040 | CO2 | ATC | 2024 | AEP-KPCO | 0 | 0 | 0 | 0 | 0 | 0 | 122 | 2024 |  |  |  | REF | 0 | 0 | Real 2021 ¦ 12/22/2022 3:42:52 PM | Area 1001 Gas CT 2040
3310 | Area 1001 Gas CT 2040 | NOX | ATC | 2024 | AEP-KPCO | 0 | 0 | 0 | 0 | 0 | 0 | 0.00056 | 2024 |  |  |  | REF | 0 | 0 | Real 2021 ¦ 12/22/2022 3:42:52 PM | Area 1001 Gas CT 2040
3311 | Area 1001 Gas CT 2040 | SO2 | ATC | 2024 | AEP-KPCO | 0 | 0 | 0 | 0 | 0 | 0 | 0.00752 | 2024 |  |  |  | REF | 0 | 0 | Real 2021 ¦ 12/22/2022 3:42:52 PM | Area 1001 Gas CT 2040
3312 | Area 1001 Gas CT 2041 | CO2 | ATC | 2024 | AEP-KPCO | 0 | 0 | 0 | 0 | 0 | 0 | 122 | 2024 |  |  |  | REF | 0 | 0 | Real 2021 ¦ 12/22/2022 3:42:52 PM | Area 1001 Gas CT 2041
3313 | Area 1001 Gas CT 2041 | NOX | ATC | 2024 | AEP-KPCO | 0 | 0 | 0 | 0 | 0 | 0 | 0.00056 | 2024 |  |  |  | REF | 0 | 0 | Real 2021 ¦ 12/22/2022 3:42:52 PM | Area 1001 Gas CT 2041
3314 | Area 1001 Gas CT 2041 | SO2 | ATC | 2024 | AEP-KPCO | 0 | 0 | 0 | 0 | 0 | 0 | 0.00752 | 2024 |  |  |  | REF | 0 | 0 | Real 2021 ¦ 12/22/2022 3:42:52 PM | Area 1001 Gas CT 2041
3315 | Area 1001 Gas CT 2042 | CO2 | ATC | 2024 | AEP-KPCO | 0 | 0 | 0 | 0 | 0 | 0 | 122 | 2024 |  |  |  | REF | 0 | 0 | Real 2021 ¦ 12/22/2022 3:42:52 PM | Area 1001 Gas CT 2042
3316 | Area 1001 Gas CT 2042 | NOX | ATC | 2024 | AEP-KPCO | 0 | 0 | 0 | 0 | 0 | 0 | 0.00056 | 2024 |  |  |  | REF | 0 | 0 | Real 2021 ¦ 12/22/2022 3:42:52 PM | Area 1001 Gas CT 2042
3317 | Area 1001 Gas CT 2042 | SO2 | ATC | 2024 | AEP-KPCO | 0 | 0 | 0 | 0 | 0 | 0 | 0.00752 | 2024 |  |  |  | REF | 0 | 0 | Real 2021 ¦ 12/22/2022 3:42:52 PM | Area 1001 Gas CT 2042
3318 | Area 1001 Gas CT 2043 | CO2 | ATC | 2024 | AEP-KPCO | 0 | 0 | 0 | 0 | 0 | 0 | 122 | 2024 |  |  |  | REF | 0 | 0 | Real 2021 ¦ 12/22/2022 3:42:52 PM | Area 1001 Gas CT 2043
3319 | Area 1001 Gas CT 2043 | NOX | ATC | 2024 | AEP-KPCO | 0 | 0 | 0 | 0 | 0 | 0 | 0.00056 | 2024 |  |  |  | REF | 0 | 0 | Real 2021 ¦ 12/22/2022 3:42:52 PM | Area 1001 Gas CT 2043
3320 | Area 1001 Gas CT 2043 | SO2 | ATC | 2024 | AEP-KPCO | 0 | 0 | 0 | 0 | 0 | 0 | 0.00752 | 2024 |  |  |  | REF | 0 | 0 | Real 2021 ¦ 12/22/2022 3:42:52 PM | Area 1001 Gas CT 2043
3321 | Area 1001 Gas Aero CT 2023 | CO2 | ATC | 2024 | AEP-KPCO | 213731.4219 | 213731.4219 | 0 | 0 | 0 | 0 | 122 | 2024 |  |  |  | REF | 0 | 0 | Real 2021 ¦ 12/22/2022 3:42:52 PM | Area 1001 Gas Aero CT 2023
3322 | Area 1001 Gas Aero CT 2023 | NOX | ATC | 2024 | AEP-KPCO | 0.98106 | 0.98106 | 0 | 0.080106 | 0.080106 | 0 | 0.00056 | 2024 |  |  |  | REF | 0 | 0 | Real 2021 ¦ 12/22/2022 3:42:52 PM | Area 1001 Gas Aero CT 2023
3323 | Area 1001 Gas Aero CT 2023 | SO2 | ATC | 2024 | AEP-KPCO | 13.1743 | 13.1743 | 0 | 0.038356 | 0.038356 | 0 | 0.00752 | 2024 |  |  |  | REF | 0 | 0 | Real 2021 ¦ 12/22/2022 3:42:52 PM | Area 1001 Gas Aero CT 2023
3324 | Area 1001 Gas Aero CT 2024 | CO2 | ATC | 2024 | AEP-KPCO | 298669.1562 | 298669.1562 | 0 | 0 | 0 | 0 | 122 | 2024 |  |  |  | REF | 0 | 0 | Real 2021 ¦ 12/22/2022 3:42:52 PM | Area 1001 Gas Aero CT 2024
3325 | Area 1001 Gas Aero CT 2024 | NOX | ATC | 2024 | AEP-KPCO | 1.3709 | 1.3709 | 0 | 0.10479 | 0.10479 | 0 | 0.00056 | 2024 |  |  |  | REF | 0 | 0 | Real 2021 ¦ 12/22/2022 3:42:52 PM | Area 1001 Gas Aero CT 2024
3326 | Area 1001 Gas Aero CT 2024 | SO2 | ATC | 2024 | AEP-KPCO | 18.4098 | 18.4098 | 0 | 0.053599 | 0.053599 | 0 | 0.00752 | 2024 |  |  |  | REF | 0 | 0 | Real 2021 ¦ 12/22/2022 3:42:52 PM | Area 1001 Gas Aero CT 2024
3327 | Area 1001 Gas Aero CT 2025 | CO2 | ATC | 2024 | AEP-KPCO | 0 | 0 | 0 | 0 | 0 | 0 | 122 | 2024 |  |  |  | REF | 0 | 0 | Real 2021 ¦ 12/22/2022 3:42:52 PM | Area 1001 Gas Aero CT 2025
3328 | Area 1001 Gas Aero CT 2025 | NOX | ATC | 2024 | AEP-KPCO | 0 | 0 | 0 | 0 | 0 | 0 | 0.00056 | 2024 |  |  |  | REF | 0 | 0 | Real 2021 ¦ 12/22/2022 3:42:52 PM | Area 1001 Gas Aero CT 2025
3329 | Area 1001 Gas Aero CT 2025 | SO2 | ATC | 2024 | AEP-KPCO | 0 | 0 | 0 | 0 | 0 | 0 | 0.00752 | 2024 |  |  |  | REF | 0 | 0 | Real 2021 ¦ 12/22/2022 3:42:52 PM | Area 1001 Gas Aero CT 2025
3330 | Area 1001 Gas Aero CT 2026 | CO2 | ATC | 2024 | AEP-KPCO | 0 | 0 | 0 | 0 | 0 | 0 | 122 | 2024 |  |  |  | REF | 0 | 0 | Real 2021 ¦ 12/22/2022 3:42:52 PM | Area 1001 Gas Aero CT 2026
3331 | Area 1001 Gas Aero CT 2026 | NOX | ATC | 2024 | AEP-KPCO | 0 | 0 | 0 | 0 | 0 | 0 | 0.00056 | 2024 |  |  |  | REF | 0 | 0 | Real 2021 ¦ 12/22/2022 3:42:52 PM | Area 1001 Gas Aero CT 2026
3332 | Area 1001 Gas Aero CT 2026 | SO2 | ATC | 2024 | AEP-KPCO | 0 | 0 | 0 | 0 | 0 | 0 | 0.00752 | 2024 |  |  |  | REF | 0 | 0 | Real 2021 ¦ 12/22/2022 3:42:52 PM | Area 1001 Gas Aero CT 2026
3333 | Area 1001 Gas Aero CT 2027 | CO2 | ATC | 2024 | AEP-KPCO | 0 | 0 | 0 | 0 | 0 | 0 | 122 | 2024 |  |  |  | REF | 0 | 0 | Real 2021 ¦ 12/22/2022 3:42:52 PM | Area 1001 Gas Aero CT 2027
3334 | Area 1001 Gas Aero CT 2027 | NOX | ATC | 2024 | AEP-KPCO | 0 | 0 | 0 | 0 | 0 | 0 | 0.00056 | 2024 |  |  |  | REF | 0 | 0 | Real 2021 ¦ 12/22/2022 3:42:52 PM | Area 1001 Gas Aero CT 2027
3335 | Area 1001 Gas Aero CT 2027 | SO2 | ATC | 2024 | AEP-KPCO | 0 | 0 | 0 | 0 | 0 | 0 | 0.00752 | 2024 |  |  |  | REF | 0 | 0 | Real 2021 ¦ 12/22/2022 3:42:52 PM | Area 1001 Gas Aero CT 2027
3336 | Area 1001 Gas Aero CT 2028 | CO2 | ATC | 2024 | AEP-KPCO | 0 | 0 | 0 | 0 | 0 | 0 | 122 | 2024 |  |  |  | REF | 0 | 0 | Real 2021 ¦ 12/22/2022 3:42:52 PM | Area 1001 Gas Aero CT 2028
3337 | Area 1001 Gas Aero CT 2028 | NOX | ATC | 2024 | AEP-KPCO | 0 | 0 | 0 | 0 | 0 | 0 | 0.00056 | 2024 |  |  |  | REF | 0 | 0 | Real 2021 ¦ 12/22/2022 3:42:52 PM | Area 1001 Gas Aero CT 2028
3338 | Area 1001 Gas Aero CT 2028 | SO2 | ATC | 2024 | AEP-KPCO | 0 | 0 | 0 | 0 | 0 | 0 | 0.00752 | 2024 |  |  |  | REF | 0 | 0 | Real 2021 ¦ 12/22/2022 3:42:52 PM | Area 1001 Gas Aero CT 2028
3339 | Area 1001 Gas Aero CT 2029 | CO2 | ATC | 2024 | AEP-KPCO | 0 | 0 | 0 | 0 | 0 | 0 | 122 | 2024 |  |  |  | REF | 0 | 0 | Real 2021 ¦ 12/22/2022 3:42:52 PM | Area 1001 Gas Aero CT 2029
3340 | Area 1001 Gas Aero CT 2029 | NOX | ATC | 2024 | AEP-KPCO | 0 | 0 | 0 | 0 | 0 | 0 | 0.00056 | 2024 |  |  |  | REF | 0 | 0 | Real 2021 ¦ 12/22/2022 3:42:52 PM | Area 1001 Gas Aero CT 2029
3341 | Area 1001 Gas Aero CT 2029 | SO2 | ATC | 2024 | AEP-KPCO | 0 | 0 | 0 | 0 | 0 | 0 | 0.00752 | 2024 |  |  |  | REF | 0 | 0 | Real 2021 ¦ 12/22/2022 3:42:52 PM | Area 1001 Gas Aero CT 2029
3342 | Area 1001 Gas Aero CT 2030 | CO2 | ATC | 2024 | AEP-KPCO | 0 | 0 | 0 | 0 | 0 | 0 | 122 | 2024 |  |  |  | REF | 0 | 0 | Real 2021 ¦ 12/22/2022 3:42:52 PM | Area 1001 Gas Aero CT 2030
3343 | Area 1001 Gas Aero CT 2030 | NOX | ATC | 2024 | AEP-KPCO | 0 | 0 | 0 | 0 | 0 | 0 | 0.00056 | 2024 |  |  |  | REF | 0 | 0 | Real 2021 ¦ 12/22/2022 3:42:52 PM | Area 1001 Gas Aero CT 2030
3344 | Area 1001 Gas Aero CT 2030 | SO2 | ATC | 2024 | AEP-KPCO | 0 | 0 | 0 | 0 | 0 | 0 | 0.00752 | 2024 |  |  |  | REF | 0 | 0 | Real 2021 ¦ 12/22/2022 3:42:52 PM | Area 1001 Gas Aero CT 2030
3345 | Area 1001 Gas Aero CT 2031 | CO2 | ATC | 2024 | AEP-KPCO | 0 | 0 | 0 | 0 | 0 | 0 | 122 | 2024 |  |  |  | REF | 0 | 0 | Real 2021 ¦ 12/22/2022 3:42:52 PM | Area 1001 Gas Aero CT 2031
3346 | Area 1001 Gas Aero CT 2031 | NOX | ATC | 2024 | AEP-KPCO | 0 | 0 | 0 | 0 | 0 | 0 | 0.00056 | 2024 |  |  |  | REF | 0 | 0 | Real 2021 ¦ 12/22/2022 3:42:52 PM | Area 1001 Gas Aero CT 2031
3347 | Area 1001 Gas Aero CT 2031 | SO2 | ATC | 2024 | AEP-KPCO | 0 | 0 | 0 | 0 | 0 | 0 | 0.00752 | 2024 |  |  |  | REF | 0 | 0 | Real 2021 ¦ 12/22/2022 3:42:52 PM | Area 1001 Gas Aero CT 2031
3348 | Area 1001 Gas Aero CT 2032 | CO2 | ATC | 2024 | AEP-KPCO | 0 | 0 | 0 | 0 | 0 | 0 | 122 | 2024 |  |  |  | REF | 0 | 0 | Real 2021 ¦ 12/22/2022 3:42:52 PM | Area 1001 Gas Aero CT 2032
3349 | Area 1001 Gas Aero CT 2032 | NOX | ATC | 2024 | AEP-KPCO | 0 | 0 | 0 | 0 | 0 | 0 | 0.00056 | 2024 |  |  |  | REF | 0 | 0 | Real 2021 ¦ 12/22/2022 3:42:52 PM | Area 1001 Gas Aero CT 2032
3350 | Area 1001 Gas Aero CT 2032 | SO2 | ATC | 2024 | AEP-KPCO | 0 | 0 | 0 | 0 | 0 | 0 | 0.00752 | 2024 |  |  |  | REF | 0 | 0 | Real 2021 ¦ 12/22/2022 3:42:52 PM | Area 1001 Gas Aero CT 2032
3351 | Area 1001 Gas Aero CT 2033 | CO2 | ATC | 2024 | AEP-KPCO | 0 | 0 | 0 | 0 | 0 | 0 | 122 | 2024 |  |  |  | REF | 0 | 0 | Real 2021 ¦ 12/22/2022 3:42:52 PM | Area 1001 Gas Aero CT 2033
3352 | Area 1001 Gas Aero CT 2033 | NOX | ATC | 2024 | AEP-KPCO | 0 | 0 | 0 | 0 | 0 | 0 | 0.00056 | 2024 |  |  |  | REF | 0 | 0 | Real 2021 ¦ 12/22/2022 3:42:52 PM | Area 1001 Gas Aero CT 2033
3353 | Area 1001 Gas Aero CT 2033 | SO2 | ATC | 2024 | AEP-KPCO | 0 | 0 | 0 | 0 | 0 | 0 | 0.00752 | 2024 |  |  |  | REF | 0 | 0 | Real 2021 ¦ 12/22/2022 3:42:52 PM | Area 1001 Gas Aero CT 2033
3354 | Area 1001 Gas Aero CT 2034 | CO2 | ATC | 2024 | AEP-KPCO | 0 | 0 | 0 | 0 | 0 | 0 | 122 | 2024 |  |  |  | REF | 0 | 0 | Real 2021 ¦ 12/22/2022 3:42:52 PM | Area 1001 Gas Aero CT 2034
3355 | Area 1001 Gas Aero CT 2034 | NOX | ATC | 2024 | AEP-KPCO | 0 | 0 | 0 | 0 | 0 | 0 | 0.00056 | 2024 |  |  |  | REF | 0 | 0 | Real 2021 ¦ 12/22/2022 3:42:52 PM | Area 1001 Gas Aero CT 2034
3356 | Area 1001 Gas Aero CT 2034 | SO2 | ATC | 2024 | AEP-KPCO | 0 | 0 | 0 | 0 | 0 | 0 | 0.00752 | 2024 |  |  |  | REF | 0 | 0 | Real 2021 ¦ 12/22/2022 3:42:52 PM | Area 1001 Gas Aero CT 2034
3357 | Area 1001 Gas Aero CT 2035 | CO2 | ATC | 2024 | AEP-KPCO | 0 | 0 | 0 | 0 | 0 | 0 | 122 | 2024 |  |  |  | REF | 0 | 0 | Real 2021 ¦ 12/22/2022 3:42:52 PM | Area 1001 Gas Aero CT 2035
3358 | Area 1001 Gas Aero CT 2035 | NOX | ATC | 2024 | AEP-KPCO | 0 | 0 | 0 | 0 | 0 | 0 | 0.00056 | 2024 |  |  |  | REF | 0 | 0 | Real 2021 ¦ 12/22/2022 3:42:52 PM | Area 1001 Gas Aero CT 2035
3359 | Area 1001 Gas Aero CT 2035 | SO2 | ATC | 2024 | AEP-KPCO | 0 | 0 | 0 | 0 | 0 | 0 | 0.00752 | 2024 |  |  |  | REF | 0 | 0 | Real 2021 ¦ 12/22/2022 3:42:52 PM | Area 1001 Gas Aero CT 2035
3360 | Area 1001 Gas Aero CT 2036 | CO2 | ATC | 2024 | AEP-KPCO | 0 | 0 | 0 | 0 | 0 | 0 | 122 | 2024 |  |  |  | REF | 0 | 0 | Real 2021 ¦ 12/22/2022 3:42:52 PM | Area 1001 Gas Aero CT 2036
3361 | Area 1001 Gas Aero CT 2036 | NOX | ATC | 2024 | AEP-KPCO | 0 | 0 | 0 | 0 | 0 | 0 | 0.00056 | 2024 |  |  |  | REF | 0 | 0 | Real 2021 ¦ 12/22/2022 3:42:52 PM | Area 1001 Gas Aero CT 2036
3362 | Area 1001 Gas Aero CT 2036 | SO2 | ATC | 2024 | AEP-KPCO | 0 | 0 | 0 | 0 | 0 | 0 | 0.00752 | 2024 |  |  |  | REF | 0 | 0 | Real 2021 ¦ 12/22/2022 3:42:52 PM | Area 1001 Gas Aero CT 2036
3363 | Area 1001 Gas Aero CT 2037 | CO2 | ATC | 2024 | AEP-KPCO | 0 | 0 | 0 | 0 | 0 | 0 | 122 | 2024 |  |  |  | REF | 0 | 0 | Real 2021 ¦ 12/22/2022 3:42:52 PM | Area 1001 Gas Aero CT 2037
3364 | Area 1001 Gas Aero CT 2037 | NOX | ATC | 2024 | AEP-KPCO | 0 | 0 | 0 | 0 | 0 | 0 | 0.00056 | 2024 |  |  |  | REF | 0 | 0 | Real 2021 ¦ 12/22/2022 3:42:52 PM | Area 1001 Gas Aero CT 2037
3365 | Area 1001 Gas Aero CT 2037 | SO2 | ATC | 2024 | AEP-KPCO | 0 | 0 | 0 | 0 | 0 | 0 | 0.00752 | 2024 |  |  |  | REF | 0 | 0 | Real 2021 ¦ 12/22/2022 3:42:52 PM | Area 1001 Gas Aero CT 2037
3366 | Area 1001 Gas Aero CT 2038 | CO2 | ATC | 2024 | AEP-KPCO | 0 | 0 | 0 | 0 | 0 | 0 | 122 | 2024 |  |  |  | REF | 0 | 0 | Real 2021 ¦ 12/22/2022 3:42:52 PM | Area 1001 Gas Aero CT 2038
3367 | Area 1001 Gas Aero CT 2038 | NOX | ATC | 2024 | AEP-KPCO | 0 | 0 | 0 | 0 | 0 | 0 | 0.00056 | 2024 |  |  |  | REF | 0 | 0 | Real 2021 ¦ 12/22/2022 3:42:52 PM | Area 1001 Gas Aero CT 2038
3368 | Area 1001 Gas Aero CT 2038 | SO2 | ATC | 2024 | AEP-KPCO | 0 | 0 | 0 | 0 | 0 | 0 | 0.00752 | 2024 |  |  |  | REF | 0 | 0 | Real 2021 ¦ 12/22/2022 3:42:52 PM | Area 1001 Gas Aero CT 2038
3369 | Area 1001 Gas Aero CT 2039 | CO2 | ATC | 2024 | AEP-KPCO | 0 | 0 | 0 | 0 | 0 | 0 | 122 | 2024 |  |  |  | REF | 0 | 0 | Real 2021 ¦ 12/22/2022 3:42:52 PM | Area 1001 Gas Aero CT 2039
3370 | Area 1001 Gas Aero CT 2039 | NOX | ATC | 2024 | AEP-KPCO | 0 | 0 | 0 | 0 | 0 | 0 | 0.00056 | 2024 |  |  |  | REF | 0 | 0 | Real 2021 ¦ 12/22/2022 3:42:52 PM | Area 1001 Gas Aero CT 2039
3371 | Area 1001 Gas Aero CT 2039 | SO2 | ATC | 2024 | AEP-KPCO | 0 | 0 | 0 | 0 | 0 | 0 | 0.00752 | 2024 |  |  |  | REF | 0 | 0 | Real 2021 ¦ 12/22/2022 3:42:52 PM | Area 1001 Gas Aero CT 2039
3372 | Area 1001 Gas Aero CT 2040 | CO2 | ATC | 2024 | AEP-KPCO | 0 | 0 | 0 | 0 | 0 | 0 | 122 | 2024 |  |  |  | REF | 0 | 0 | Real 2021 ¦ 12/22/2022 3:42:52 PM | Area 1001 Gas Aero CT 2040
3373 | Area 1001 Gas Aero CT 2040 | NOX | ATC | 2024 | AEP-KPCO | 0 | 0 | 0 | 0 | 0 | 0 | 0.00056 | 2024 |  |  |  | REF | 0 | 0 | Real 2021 ¦ 12/22/2022 3:42:52 PM | Area 1001 Gas Aero CT 2040
3374 | Area 1001 Gas Aero CT 2040 | SO2 | ATC | 2024 | AEP-KPCO | 0 | 0 | 0 | 0 | 0 | 0 | 0.00752 | 2024 |  |  |  | REF | 0 | 0 | Real 2021 ¦ 12/22/2022 3:42:52 PM | Area 1001 Gas Aero CT 2040
3375 | Area 1001 Gas Aero CT 2041 | CO2 | ATC | 2024 | AEP-KPCO | 0 | 0 | 0 | 0 | 0 | 0 | 122 | 2024 |  |  |  | REF | 0 | 0 | Real 2021 ¦ 12/22/2022 3:42:52 PM | Area 1001 Gas Aero CT 2041
3376 | Area 1001 Gas Aero CT 2041 | NOX | ATC | 2024 | AEP-KPCO | 0 | 0 | 0 | 0 | 0 | 0 | 0.00056 | 2024 |  |  |  | REF | 0 | 0 | Real 2021 ¦ 12/22/2022 3:42:52 PM | Area 1001 Gas Aero CT 2041
3377 | Area 1001 Gas Aero CT 2041 | SO2 | ATC | 2024 | AEP-KPCO | 0 | 0 | 0 | 0 | 0 | 0 | 0.00752 | 2024 |  |  |  | REF | 0 | 0 | Real 2021 ¦ 12/22/2022 3:42:52 PM | Area 1001 Gas Aero CT 2041
3378 | Area 1001 Gas Aero CT 2042 | CO2 | ATC | 2024 | AEP-KPCO | 0 | 0 | 0 | 0 | 0 | 0 | 122 | 2024 |  |  |  | REF | 0 | 0 | Real 2021 ¦ 12/22/2022 3:42:52 PM | Area 1001 Gas Aero CT 2042
3379 | Area 1001 Gas Aero CT 2042 | NOX | ATC | 2024 | AEP-KPCO | 0 | 0 | 0 | 0 | 0 | 0 | 0.00056 | 2024 |  |  |  | REF | 0 | 0 | Real 2021 ¦ 12/22/2022 3:42:52 PM | Area 1001 Gas Aero CT 2042
3380 | Area 1001 Gas Aero CT 2042 | SO2 | ATC | 2024 | AEP-KPCO | 0 | 0 | 0 | 0 | 0 | 0 | 0.00752 | 2024 |  |  |  | REF | 0 | 0 | Real 2021 ¦ 12/22/2022 3:42:52 PM | Area 1001 Gas Aero CT 2042
3381 | Area 1001 Gas Aero CT 2043 | CO2 | ATC | 2024 | AEP-KPCO | 0 | 0 | 0 | 0 | 0 | 0 | 122 | 2024 |  |  |  | REF | 0 | 0 | Real 2021 ¦ 12/22/2022 3:42:52 PM | Area 1001 Gas Aero CT 2043
3382 | Area 1001 Gas Aero CT 2043 | NOX | ATC | 2024 | AEP-KPCO | 0 | 0 | 0 | 0 | 0 | 0 | 0.00056 | 2024 |  |  |  | REF | 0 | 0 | Real 2021 ¦ 12/22/2022 3:42:52 PM | Area 1001 Gas Aero CT 2043
3383 | Area 1001 Gas Aero CT 2043 | SO2 | ATC | 2024 | AEP-KPCO | 0 | 0 | 0 | 0 | 0 | 0 | 0.00752 | 2024 |  |  |  | REF | 0 | 0 | Real 2021 ¦ 12/22/2022 3:42:52 PM | Area 1001 Gas Aero CT 2043
3384 | Area 1001 Gas IC 2023 | CO2 | ATC | 2024 | AEP-KPCO | 78040.4375 | 78040.4375 | 0 | 0 | 0 | 0 | 122 | 2024 |  |  |  | REF | 0 | 0 | Real 2021 ¦ 12/22/2022 3:42:52 PM | Area 1001 Gas IC 2023
3385 | Area 1001 Gas IC 2023 | NOX | ATC | 2024 | AEP-KPCO | 0.35822 | 0.35822 | 0 | 0.025137 | 0.025137 | 0 | 0.00056 | 2024 |  |  |  | REF | 0 | 0 | Real 2021 ¦ 12/22/2022 3:42:52 PM | Area 1001 Gas IC 2023
3386 | Area 1001 Gas IC 2023 | SO2 | ATC | 2024 | AEP-KPCO | 4.8104 | 4.8104 | 0 | 0.014005 | 0.014005 | 0 | 0.00752 | 2024 |  |  |  | REF | 0 | 0 | Real 2021 ¦ 12/22/2022 3:42:52 PM | Area 1001 Gas IC 2023
3387 | Area 1001 Gas IC 2024 | CO2 | ATC | 2024 | AEP-KPCO | 78082.9375 | 78082.9375 | 0 | 0 | 0 | 0 | 122 | 2024 |  |  |  | REF | 0 | 0 | Real 2021 ¦ 12/22/2022 3:42:52 PM | Area 1001 Gas IC 2024
3388 | Area 1001 Gas IC 2024 | NOX | ATC | 2024 | AEP-KPCO | 0.35841 | 0.35841 | 0 | 0.025138 | 0.025138 | 0 | 0.00056 | 2024 |  |  |  | REF | 0 | 0 | Real 2021 ¦ 12/22/2022 3:42:52 PM | Area 1001 Gas IC 2024
3389 | Area 1001 Gas IC 2024 | SO2 | ATC | 2024 | AEP-KPCO | 4.813 | 4.813 | 0 | 0.014013 | 0.014013 | 0 | 0.00752 | 2024 |  |  |  | REF | 0 | 0 | Real 2021 ¦ 12/22/2022 3:42:52 PM | Area 1001 Gas IC 2024
3390 | Area 1001 Gas IC 2025 | CO2 | ATC | 2024 | AEP-KPCO | 0 | 0 | 0 | 0 | 0 | 0 | 122 | 2024 |  |  |  | REF | 0 | 0 | Real 2021 ¦ 12/22/2022 3:42:52 PM | Area 1001 Gas IC 2025
3391 | Area 1001 Gas IC 2025 | NOX | ATC | 2024 | AEP-KPCO | 0 | 0 | 0 | 0 | 0 | 0 | 0.00056 | 2024 |  |  |  | REF | 0 | 0 | Real 2021 ¦ 12/22/2022 3:42:52 PM | Area 1001 Gas IC 2025
3392 | Area 1001 Gas IC 2025 | SO2 | ATC | 2024 | AEP-KPCO | 0 | 0 | 0 | 0 | 0 | 0 | 0.00752 | 2024 |  |  |  | REF | 0 | 0 | Real 2021 ¦ 12/22/2022 3:42:52 PM | Area 1001 Gas IC 2025
3393 | Area 1001 Gas IC 2026 | CO2 | ATC | 2024 | AEP-KPCO | 0 | 0 | 0 | 0 | 0 | 0 | 122 | 2024 |  |  |  | REF | 0 | 0 | Real 2021 ¦ 12/22/2022 3:42:52 PM | Area 1001 Gas IC 2026
3394 | Area 1001 Gas IC 2026 | NOX | ATC | 2024 | AEP-KPCO | 0 | 0 | 0 | 0 | 0 | 0 | 0.00056 | 2024 |  |  |  | REF | 0 | 0 | Real 2021 ¦ 12/22/2022 3:42:52 PM | Area 1001 Gas IC 2026
3395 | Area 1001 Gas IC 2026 | SO2 | ATC | 2024 | AEP-KPCO | 0 | 0 | 0 | 0 | 0 | 0 | 0.00752 | 2024 |  |  |  | REF | 0 | 0 | Real 2021 ¦ 12/22/2022 3:42:52 PM | Area 1001 Gas IC 2026
3396 | Area 1001 Gas IC 2027 | CO2 | ATC | 2024 | AEP-KPCO | 0 | 0 | 0 | 0 | 0 | 0 | 122 | 2024 |  |  |  | REF | 0 | 0 | Real 2021 ¦ 12/22/2022 3:42:52 PM | Area 1001 Gas IC 2027
3397 | Area 1001 Gas IC 2027 | NOX | ATC | 2024 | AEP-KPCO | 0 | 0 | 0 | 0 | 0 | 0 | 0.00056 | 2024 |  |  |  | REF | 0 | 0 | Real 2021 ¦ 12/22/2022 3:42:52 PM | Area 1001 Gas IC 2027
3398 | Area 1001 Gas IC 2027 | SO2 | ATC | 2024 | AEP-KPCO | 0 | 0 | 0 | 0 | 0 | 0 | 0.00752 | 2024 |  |  |  | REF | 0 | 0 | Real 2021 ¦ 12/22/2022 3:42:52 PM | Area 1001 Gas IC 2027
3399 | Area 1001 Gas IC 2028 | CO2 | ATC | 2024 | AEP-KPCO | 0 | 0 | 0 | 0 | 0 | 0 | 122 | 2024 |  |  |  | REF | 0 | 0 | Real 2021 ¦ 12/22/2022 3:42:52 PM | Area 1001 Gas IC 2028
3400 | Area 1001 Gas IC 2028 | NOX | ATC | 2024 | AEP-KPCO | 0 | 0 | 0 | 0 | 0 | 0 | 0.00056 | 2024 |  |  |  | REF | 0 | 0 | Real 2021 ¦ 12/22/2022 3:42:52 PM | Area 1001 Gas IC 2028
3401 | Area 1001 Gas IC 2028 | SO2 | ATC | 2024 | AEP-KPCO | 0 | 0 | 0 | 0 | 0 | 0 | 0.00752 | 2024 |  |  |  | REF | 0 | 0 | Real 2021 ¦ 12/22/2022 3:42:52 PM | Area 1001 Gas IC 2028
3402 | Area 1001 Gas IC 2029 | CO2 | ATC | 2024 | AEP-KPCO | 0 | 0 | 0 | 0 | 0 | 0 | 122 | 2024 |  |  |  | REF | 0 | 0 | Real 2021 ¦ 12/22/2022 3:42:52 PM | Area 1001 Gas IC 2029
3403 | Area 1001 Gas IC 2029 | NOX | ATC | 2024 | AEP-KPCO | 0 | 0 | 0 | 0 | 0 | 0 | 0.00056 | 2024 |  |  |  | REF | 0 | 0 | Real 2021 ¦ 12/22/2022 3:42:52 PM | Area 1001 Gas IC 2029
3404 | Area 1001 Gas IC 2029 | SO2 | ATC | 2024 | AEP-KPCO | 0 | 0 | 0 | 0 | 0 | 0 | 0.00752 | 2024 |  |  |  | REF | 0 | 0 | Real 2021 ¦ 12/22/2022 3:42:52 PM | Area 1001 Gas IC 2029
3405 | Area 1001 Gas IC 2030 | CO2 | ATC | 2024 | AEP-KPCO | 0 | 0 | 0 | 0 | 0 | 0 | 122 | 2024 |  |  |  | REF | 0 | 0 | Real 2021 ¦ 12/22/2022 3:42:52 PM | Area 1001 Gas IC 2030
3406 | Area 1001 Gas IC 2030 | NOX | ATC | 2024 | AEP-KPCO | 0 | 0 | 0 | 0 | 0 | 0 | 0.00056 | 2024 |  |  |  | REF | 0 | 0 | Real 2021 ¦ 12/22/2022 3:42:52 PM | Area 1001 Gas IC 2030
3407 | Area 1001 Gas IC 2030 | SO2 | ATC | 2024 | AEP-KPCO | 0 | 0 | 0 | 0 | 0 | 0 | 0.00752 | 2024 |  |  |  | REF | 0 | 0 | Real 2021 ¦ 12/22/2022 3:42:52 PM | Area 1001 Gas IC 2030
3408 | Area 1001 Gas IC 2031 | CO2 | ATC | 2024 | AEP-KPCO | 0 | 0 | 0 | 0 | 0 | 0 | 122 | 2024 |  |  |  | REF | 0 | 0 | Real 2021 ¦ 12/22/2022 3:42:52 PM | Area 1001 Gas IC 2031
3409 | Area 1001 Gas IC 2031 | NOX | ATC | 2024 | AEP-KPCO | 0 | 0 | 0 | 0 | 0 | 0 | 0.00056 | 2024 |  |  |  | REF | 0 | 0 | Real 2021 ¦ 12/22/2022 3:42:52 PM | Area 1001 Gas IC 2031
3410 | Area 1001 Gas IC 2031 | SO2 | ATC | 2024 | AEP-KPCO | 0 | 0 | 0 | 0 | 0 | 0 | 0.00752 | 2024 |  |  |  | REF | 0 | 0 | Real 2021 ¦ 12/22/2022 3:42:52 PM | Area 1001 Gas IC 2031
3411 | Area 1001 Gas IC 2032 | CO2 | ATC | 2024 | AEP-KPCO | 0 | 0 | 0 | 0 | 0 | 0 | 122 | 2024 |  |  |  | REF | 0 | 0 | Real 2021 ¦ 12/22/2022 3:42:52 PM | Area 1001 Gas IC 2032
3412 | Area 1001 Gas IC 2032 | NOX | ATC | 2024 | AEP-KPCO | 0 | 0 | 0 | 0 | 0 | 0 | 0.00056 | 2024 |  |  |  | REF | 0 | 0 | Real 2021 ¦ 12/22/2022 3:42:52 PM | Area 1001 Gas IC 2032
3413 | Area 1001 Gas IC 2032 | SO2 | ATC | 2024 | AEP-KPCO | 0 | 0 | 0 | 0 | 0 | 0 | 0.00752 | 2024 |  |  |  | REF | 0 | 0 | Real 2021 ¦ 12/22/2022 3:42:52 PM | Area 1001 Gas IC 2032
3414 | Area 1001 Gas IC 2033 | CO2 | ATC | 2024 | AEP-KPCO | 0 | 0 | 0 | 0 | 0 | 0 | 122 | 2024 |  |  |  | REF | 0 | 0 | Real 2021 ¦ 12/22/2022 3:42:52 PM | Area 1001 Gas IC 2033
3415 | Area 1001 Gas IC 2033 | NOX | ATC | 2024 | AEP-KPCO | 0 | 0 | 0 | 0 | 0 | 0 | 0.00056 | 2024 |  |  |  | REF | 0 | 0 | Real 2021 ¦ 12/22/2022 3:42:52 PM | Area 1001 Gas IC 2033
3416 | Area 1001 Gas IC 2033 | SO2 | ATC | 2024 | AEP-KPCO | 0 | 0 | 0 | 0 | 0 | 0 | 0.00752 | 2024 |  |  |  | REF | 0 | 0 | Real 2021 ¦ 12/22/2022 3:42:52 PM | Area 1001 Gas IC 2033
3417 | Area 1001 Gas IC 2034 | CO2 | ATC | 2024 | AEP-KPCO | 0 | 0 | 0 | 0 | 0 | 0 | 122 | 2024 |  |  |  | REF | 0 | 0 | Real 2021 ¦ 12/22/2022 3:42:52 PM | Area 1001 Gas IC 2034
3418 | Area 1001 Gas IC 2034 | NOX | ATC | 2024 | AEP-KPCO | 0 | 0 | 0 | 0 | 0 | 0 | 0.00056 | 2024 |  |  |  | REF | 0 | 0 | Real 2021 ¦ 12/22/2022 3:42:52 PM | Area 1001 Gas IC 2034
3419 | Area 1001 Gas IC 2034 | SO2 | ATC | 2024 | AEP-KPCO | 0 | 0 | 0 | 0 | 0 | 0 | 0.00752 | 2024 |  |  |  | REF | 0 | 0 | Real 2021 ¦ 12/22/2022 3:42:52 PM | Area 1001 Gas IC 2034
3420 | Area 1001 Gas IC 2035 | CO2 | ATC | 2024 | AEP-KPCO | 0 | 0 | 0 | 0 | 0 | 0 | 122 | 2024 |  |  |  | REF | 0 | 0 | Real 2021 ¦ 12/22/2022 3:42:52 PM | Area 1001 Gas IC 2035
3421 | Area 1001 Gas IC 2035 | NOX | ATC | 2024 | AEP-KPCO | 0 | 0 | 0 | 0 | 0 | 0 | 0.00056 | 2024 |  |  |  | REF | 0 | 0 | Real 2021 ¦ 12/22/2022 3:42:52 PM | Area 1001 Gas IC 2035
3422 | Area 1001 Gas IC 2035 | SO2 | ATC | 2024 | AEP-KPCO | 0 | 0 | 0 | 0 | 0 | 0 | 0.00752 | 2024 |  |  |  | REF | 0 | 0 | Real 2021 ¦ 12/22/2022 3:42:52 PM | Area 1001 Gas IC 2035
3423 | Area 1001 Gas IC 2036 | CO2 | ATC | 2024 | AEP-KPCO | 0 | 0 | 0 | 0 | 0 | 0 | 122 | 2024 |  |  |  | REF | 0 | 0 | Real 2021 ¦ 12/22/2022 3:42:52 PM | Area 1001 Gas IC 2036
3424 | Area 1001 Gas IC 2036 | NOX | ATC | 2024 | AEP-KPCO | 0 | 0 | 0 | 0 | 0 | 0 | 0.00056 | 2024 |  |  |  | REF | 0 | 0 | Real 2021 ¦ 12/22/2022 3:42:52 PM | Area 1001 Gas IC 2036
3425 | Area 1001 Gas IC 2036 | SO2 | ATC | 2024 | AEP-KPCO | 0 | 0 | 0 | 0 | 0 | 0 | 0.00752 | 2024 |  |  |  | REF | 0 | 0 | Real 2021 ¦ 12/22/2022 3:42:52 PM | Area 1001 Gas IC 2036
3426 | Area 1001 Gas IC 2037 | CO2 | ATC | 2024 | AEP-KPCO | 0 | 0 | 0 | 0 | 0 | 0 | 122 | 2024 |  |  |  | REF | 0 | 0 | Real 2021 ¦ 12/22/2022 3:42:52 PM | Area 1001 Gas IC 2037
3427 | Area 1001 Gas IC 2037 | NOX | ATC | 2024 | AEP-KPCO | 0 | 0 | 0 | 0 | 0 | 0 | 0.00056 | 2024 |  |  |  | REF | 0 | 0 | Real 2021 ¦ 12/22/2022 3:42:52 PM | Area 1001 Gas IC 2037
3428 | Area 1001 Gas IC 2037 | SO2 | ATC | 2024 | AEP-KPCO | 0 | 0 | 0 | 0 | 0 | 0 | 0.00752 | 2024 |  |  |  | REF | 0 | 0 | Real 2021 ¦ 12/22/2022 3:42:52 PM | Area 1001 Gas IC 2037
3429 | Area 1001 Gas IC 2038 | CO2 | ATC | 2024 | AEP-KPCO | 0 | 0 | 0 | 0 | 0 | 0 | 122 | 2024 |  |  |  | REF | 0 | 0 | Real 2021 ¦ 12/22/2022 3:42:52 PM | Area 1001 Gas IC 2038
3430 | Area 1001 Gas IC 2038 | NOX | ATC | 2024 | AEP-KPCO | 0 | 0 | 0 | 0 | 0 | 0 | 0.00056 | 2024 |  |  |  | REF | 0 | 0 | Real 2021 ¦ 12/22/2022 3:42:52 PM | Area 1001 Gas IC 2038
3431 | Area 1001 Gas IC 2038 | SO2 | ATC | 2024 | AEP-KPCO | 0 | 0 | 0 | 0 | 0 | 0 | 0.00752 | 2024 |  |  |  | REF | 0 | 0 | Real 2021 ¦ 12/22/2022 3:42:52 PM | Area 1001 Gas IC 2038
3432 | Area 1001 Gas IC 2039 | CO2 | ATC | 2024 | AEP-KPCO | 0 | 0 | 0 | 0 | 0 | 0 | 122 | 2024 |  |  |  | REF | 0 | 0 | Real 2021 ¦ 12/22/2022 3:42:52 PM | Area 1001 Gas IC 2039
3433 | Area 1001 Gas IC 2039 | NOX | ATC | 2024 | AEP-KPCO | 0 | 0 | 0 | 0 | 0 | 0 | 0.00056 | 2024 |  |  |  | REF | 0 | 0 | Real 2021 ¦ 12/22/2022 3:42:52 PM | Area 1001 Gas IC 2039
3434 | Area 1001 Gas IC 2039 | SO2 | ATC | 2024 | AEP-KPCO | 0 | 0 | 0 | 0 | 0 | 0 | 0.00752 | 2024 |  |  |  | REF | 0 | 0 | Real 2021 ¦ 12/22/2022 3:42:52 PM | Area 1001 Gas IC 2039
3435 | Area 1001 Gas IC 2040 | CO2 | ATC | 2024 | AEP-KPCO | 0 | 0 | 0 | 0 | 0 | 0 | 122 | 2024 |  |  |  | REF | 0 | 0 | Real 2021 ¦ 12/22/2022 3:42:52 PM | Area 1001 Gas IC 2040
3436 | Area 1001 Gas IC 2040 | NOX | ATC | 2024 | AEP-KPCO | 0 | 0 | 0 | 0 | 0 | 0 | 0.00056 | 2024 |  |  |  | REF | 0 | 0 | Real 2021 ¦ 12/22/2022 3:42:52 PM | Area 1001 Gas IC 2040
3437 | Area 1001 Gas IC 2040 | SO2 | ATC | 2024 | AEP-KPCO | 0 | 0 | 0 | 0 | 0 | 0 | 0.00752 | 2024 |  |  |  | REF | 0 | 0 | Real 2021 ¦ 12/22/2022 3:42:52 PM | Area 1001 Gas IC 2040
3438 | Area 1001 Gas IC 2041 | CO2 | ATC | 2024 | AEP-KPCO | 0 | 0 | 0 | 0 | 0 | 0 | 122 | 2024 |  |  |  | REF | 0 | 0 | Real 2021 ¦ 12/22/2022 3:42:52 PM | Area 1001 Gas IC 2041
3439 | Area 1001 Gas IC 2041 | NOX | ATC | 2024 | AEP-KPCO | 0 | 0 | 0 | 0 | 0 | 0 | 0.00056 | 2024 |  |  |  | REF | 0 | 0 | Real 2021 ¦ 12/22/2022 3:42:52 PM | Area 1001 Gas IC 2041
3440 | Area 1001 Gas IC 2041 | SO2 | ATC | 2024 | AEP-KPCO | 0 | 0 | 0 | 0 | 0 | 0 | 0.00752 | 2024 |  |  |  | REF | 0 | 0 | Real 2021 ¦ 12/22/2022 3:42:52 PM | Area 1001 Gas IC 2041
3441 | Area 1001 Gas IC 2042 | CO2 | ATC | 2024 | AEP-KPCO | 0 | 0 | 0 | 0 | 0 | 0 | 122 | 2024 |  |  |  | REF | 0 | 0 | Real 2021 ¦ 12/22/2022 3:42:52 PM | Area 1001 Gas IC 2042
3442 | Area 1001 Gas IC 2042 | NOX | ATC | 2024 | AEP-KPCO | 0 | 0 | 0 | 0 | 0 | 0 | 0.00056 | 2024 |  |  |  | REF | 0 | 0 | Real 2021 ¦ 12/22/2022 3:42:52 PM | Area 1001 Gas IC 2042
3443 | Area 1001 Gas IC 2042 | SO2 | ATC | 2024 | AEP-KPCO | 0 | 0 | 0 | 0 | 0 | 0 | 0.00752 | 2024 |  |  |  | REF | 0 | 0 | Real 2021 ¦ 12/22/2022 3:42:52 PM | Area 1001 Gas IC 2042
3444 | Area 1001 Gas IC 2043 | CO2 | ATC | 2024 | AEP-KPCO | 0 | 0 | 0 | 0 | 0 | 0 | 122 | 2024 |  |  |  | REF | 0 | 0 | Real 2021 ¦ 12/22/2022 3:42:52 PM | Area 1001 Gas IC 2043
3445 | Area 1001 Gas IC 2043 | NOX | ATC | 2024 | AEP-KPCO | 0 | 0 | 0 | 0 | 0 | 0 | 0.00056 | 2024 |  |  |  | REF | 0 | 0 | Real 2021 ¦ 12/22/2022 3:42:52 PM | Area 1001 Gas IC 2043
3446 | Area 1001 Gas IC 2043 | SO2 | ATC | 2024 | AEP-KPCO | 0 | 0 | 0 | 0 | 0 | 0 | 0.00752 | 2024 |  |  |  | REF | 0 | 0 | Real 2021 ¦ 12/22/2022 3:42:52 PM | Area 1001 Gas IC 2043
3447 | Area 1001 Gas CCS 2024 | CO2 | ATC | 2024 | AEP-KPCO | 125172.1328 | 125172.1328 | 0 | -82369.1094 | -82369.1094 | 0 | 11.7 | 2024 |  |  |  | REF | 0 | 0 | Real 2021 ¦ 12/22/2022 3:42:52 PM | Area 1001 Gas CCS 2024
3448 | Area 1001 Gas CCS 2024 | NOX | ATC | 2024 | AEP-KPCO | 149.7786 | 149.7786 | 0 | 9.8593 | 9.8593 | 0 | 0.014 | 2024 |  |  |  | REF | 0 | 0 | Real 2021 ¦ 12/22/2022 3:42:52 PM | Area 1001 Gas CCS 2024
3449 | Area 1001 Gas CCS 2024 | SO2 | ATC | 2024 | AEP-KPCO | 55.0971 | 55.0971 | 0 | 0.16041 | 0.16041 | 0 | 0.00515 | 2024 |  |  |  | REF | 0 | 0 | Real 2021 ¦ 12/22/2022 3:42:52 PM | Area 1001 Gas CCS 2024
3450 | Area 1001 Gas CCS 2025 | CO2 | ATC | 2024 | AEP-KPCO | 0 | 0 | 0 | 0 | 0 | 0 | 11.7 | 2024 |  |  |  | REF | 0 | 0 | Real 2021 ¦ 12/22/2022 3:42:52 PM | Area 1001 Gas CCS 2025
3451 | Area 1001 Gas CCS 2025 | NOX | ATC | 2024 | AEP-KPCO | 0 | 0 | 0 | 0 | 0 | 0 | 0.014 | 2024 |  |  |  | REF | 0 | 0 | Real 2021 ¦ 12/22/2022 3:42:52 PM | Area 1001 Gas CCS 2025
3452 | Area 1001 Gas CCS 2025 | SO2 | ATC | 2024 | AEP-KPCO | 0 | 0 | 0 | 0 | 0 | 0 | 0.00515 | 2024 |  |  |  | REF | 0 | 0 | Real 2021 ¦ 12/22/2022 3:42:52 PM | Area 1001 Gas CCS 2025
3453 | Area 1001 Gas CCS 2026 | CO2 | ATC | 2024 | AEP-KPCO | 0 | 0 | 0 | 0 | 0 | 0 | 11.7 | 2024 |  |  |  | REF | 0 | 0 | Real 2021 ¦ 12/22/2022 3:42:52 PM | Area 1001 Gas CCS 2026
3454 | Area 1001 Gas CCS 2026 | NOX | ATC | 2024 | AEP-KPCO | 0 | 0 | 0 | 0 | 0 | 0 | 0.014 | 2024 |  |  |  | REF | 0 | 0 | Real 2021 ¦ 12/22/2022 3:42:52 PM | Area 1001 Gas CCS 2026
3455 | Area 1001 Gas CCS 2026 | SO2 | ATC | 2024 | AEP-KPCO | 0 | 0 | 0 | 0 | 0 | 0 | 0.00515 | 2024 |  |  |  | REF | 0 | 0 | Real 2021 ¦ 12/22/2022 3:42:52 PM | Area 1001 Gas CCS 2026
3456 | Area 1001 Gas CCS 2027 | CO2 | ATC | 2024 | AEP-KPCO | 0 | 0 | 0 | 0 | 0 | 0 | 11.7 | 2024 |  |  |  | REF | 0 | 0 | Real 2021 ¦ 12/22/2022 3:42:52 PM | Area 1001 Gas CCS 2027
3457 | Area 1001 Gas CCS 2027 | NOX | ATC | 2024 | AEP-KPCO | 0 | 0 | 0 | 0 | 0 | 0 | 0.014 | 2024 |  |  |  | REF | 0 | 0 | Real 2021 ¦ 12/22/2022 3:42:52 PM | Area 1001 Gas CCS 2027
3458 | Area 1001 Gas CCS 2027 | SO2 | ATC | 2024 | AEP-KPCO | 0 | 0 | 0 | 0 | 0 | 0 | 0.00515 | 2024 |  |  |  | REF | 0 | 0 | Real 2021 ¦ 12/22/2022 3:42:52 PM | Area 1001 Gas CCS 2027
3459 | Area 1001 Gas CCS 2028 | CO2 | ATC | 2024 | AEP-KPCO | 0 | 0 | 0 | 0 | 0 | 0 | 11.7 | 2024 |  |  |  | REF | 0 | 0 | Real 2021 ¦ 12/22/2022 3:42:52 PM | Area 1001 Gas CCS 2028
3460 | Area 1001 Gas CCS 2028 | NOX | ATC | 2024 | AEP-KPCO | 0 | 0 | 0 | 0 | 0 | 0 | 0.014 | 2024 |  |  |  | REF | 0 | 0 | Real 2021 ¦ 12/22/2022 3:42:52 PM | Area 1001 Gas CCS 2028
3461 | Area 1001 Gas CCS 2028 | SO2 | ATC | 2024 | AEP-KPCO | 0 | 0 | 0 | 0 | 0 | 0 | 0.00515 | 2024 |  |  |  | REF | 0 | 0 | Real 2021 ¦ 12/22/2022 3:42:52 PM | Area 1001 Gas CCS 2028
3462 | Area 1001 Gas CCS 2029 | CO2 | ATC | 2024 | AEP-KPCO | 0 | 0 | 0 | 0 | 0 | 0 | 11.7 | 2024 |  |  |  | REF | 0 | 0 | Real 2021 ¦ 12/22/2022 3:42:52 PM | Area 1001 Gas CCS 2029
3463 | Area 1001 Gas CCS 2029 | NOX | ATC | 2024 | AEP-KPCO | 0 | 0 | 0 | 0 | 0 | 0 | 0.014 | 2024 |  |  |  | REF | 0 | 0 | Real 2021 ¦ 12/22/2022 3:42:52 PM | Area 1001 Gas CCS 2029
3464 | Area 1001 Gas CCS 2029 | SO2 | ATC | 2024 | AEP-KPCO | 0 | 0 | 0 | 0 | 0 | 0 | 0.00515 | 2024 |  |  |  | REF | 0 | 0 | Real 2021 ¦ 12/22/2022 3:42:52 PM | Area 1001 Gas CCS 2029
3465 | Area 1001 Gas CCS 2030 | CO2 | ATC | 2024 | AEP-KPCO | 0 | 0 | 0 | 0 | 0 | 0 | 11.7 | 2024 |  |  |  | REF | 0 | 0 | Real 2021 ¦ 12/22/2022 3:42:52 PM | Area 1001 Gas CCS 2030
3466 | Area 1001 Gas CCS 2030 | NOX | ATC | 2024 | AEP-KPCO | 0 | 0 | 0 | 0 | 0 | 0 | 0.014 | 2024 |  |  |  | REF | 0 | 0 | Real 2021 ¦ 12/22/2022 3:42:52 PM | Area 1001 Gas CCS 2030
3467 | Area 1001 Gas CCS 2030 | SO2 | ATC | 2024 | AEP-KPCO | 0 | 0 | 0 | 0 | 0 | 0 | 0.00515 | 2024 |  |  |  | REF | 0 | 0 | Real 2021 ¦ 12/22/2022 3:42:52 PM | Area 1001 Gas CCS 2030
3468 | Area 1001 Gas CCS 2031 | CO2 | ATC | 2024 | AEP-KPCO | 0 | 0 | 0 | 0 | 0 | 0 | 11.7 | 2024 |  |  |  | REF | 0 | 0 | Real 2021 ¦ 12/22/2022 3:42:52 PM | Area 1001 Gas CCS 2031
3469 | Area 1001 Gas CCS 2031 | NOX | ATC | 2024 | AEP-KPCO | 0 | 0 | 0 | 0 | 0 | 0 | 0.014 | 2024 |  |  |  | REF | 0 | 0 | Real 2021 ¦ 12/22/2022 3:42:52 PM | Area 1001 Gas CCS 2031
3470 | Area 1001 Gas CCS 2031 | SO2 | ATC | 2024 | AEP-KPCO | 0 | 0 | 0 | 0 | 0 | 0 | 0.00515 | 2024 |  |  |  | REF | 0 | 0 | Real 2021 ¦ 12/22/2022 3:42:52 PM | Area 1001 Gas CCS 2031
3471 | Area 1001 Gas CCS 2032 | CO2 | ATC | 2024 | AEP-KPCO | 0 | 0 | 0 | 0 | 0 | 0 | 11.7 | 2024 |  |  |  | REF | 0 | 0 | Real 2021 ¦ 12/22/2022 3:42:52 PM | Area 1001 Gas CCS 2032
3472 | Area 1001 Gas CCS 2032 | NOX | ATC | 2024 | AEP-KPCO | 0 | 0 | 0 | 0 | 0 | 0 | 0.014 | 2024 |  |  |  | REF | 0 | 0 | Real 2021 ¦ 12/22/2022 3:42:52 PM | Area 1001 Gas CCS 2032
3473 | Area 1001 Gas CCS 2032 | SO2 | ATC | 2024 | AEP-KPCO | 0 | 0 | 0 | 0 | 0 | 0 | 0.00515 | 2024 |  |  |  | REF | 0 | 0 | Real 2021 ¦ 12/22/2022 3:42:52 PM | Area 1001 Gas CCS 2032
3474 | Area 1001 Gas CCS 2033 | CO2 | ATC | 2024 | AEP-KPCO | 0 | 0 | 0 | 0 | 0 | 0 | 11.7 | 2024 |  |  |  | REF | 0 | 0 | Real 2021 ¦ 12/22/2022 3:42:52 PM | Area 1001 Gas CCS 2033
3475 | Area 1001 Gas CCS 2033 | NOX | ATC | 2024 | AEP-KPCO | 0 | 0 | 0 | 0 | 0 | 0 | 0.014 | 2024 |  |  |  | REF | 0 | 0 | Real 2021 ¦ 12/22/2022 3:42:52 PM | Area 1001 Gas CCS 2033
3476 | Area 1001 Gas CCS 2033 | SO2 | ATC | 2024 | AEP-KPCO | 0 | 0 | 0 | 0 | 0 | 0 | 0.00515 | 2024 |  |  |  | REF | 0 | 0 | Real 2021 ¦ 12/22/2022 3:42:52 PM | Area 1001 Gas CCS 2033
3477 | Area 1001 Gas CCS 2034 | CO2 | ATC | 2024 | AEP-KPCO | 0 | 0 | 0 | 0 | 0 | 0 | 11.7 | 2024 |  |  |  | REF | 0 | 0 | Real 2021 ¦ 12/22/2022 3:42:52 PM | Area 1001 Gas CCS 2034
3478 | Area 1001 Gas CCS 2034 | NOX | ATC | 2024 | AEP-KPCO | 0 | 0 | 0 | 0 | 0 | 0 | 0.014 | 2024 |  |  |  | REF | 0 | 0 | Real 2021 ¦ 12/22/2022 3:42:52 PM | Area 1001 Gas CCS 2034
3479 | Area 1001 Gas CCS 2034 | SO2 | ATC | 2024 | AEP-KPCO | 0 | 0 | 0 | 0 | 0 | 0 | 0.00515 | 2024 |  |  |  | REF | 0 | 0 | Real 2021 ¦ 12/22/2022 3:42:52 PM | Area 1001 Gas CCS 2034
3480 | Area 1001 Gas CCS 2035 | CO2 | ATC | 2024 | AEP-KPCO | 0 | 0 | 0 | 0 | 0 | 0 | 11.7 | 2024 |  |  |  | REF | 0 | 0 | Real 2021 ¦ 12/22/2022 3:42:52 PM | Area 1001 Gas CCS 2035
3481 | Area 1001 Gas CCS 2035 | NOX | ATC | 2024 | AEP-KPCO | 0 | 0 | 0 | 0 | 0 | 0 | 0.014 | 2024 |  |  |  | REF | 0 | 0 | Real 2021 ¦ 12/22/2022 3:42:52 PM | Area 1001 Gas CCS 2035
3482 | Area 1001 Gas CCS 2035 | SO2 | ATC | 2024 | AEP-KPCO | 0 | 0 | 0 | 0 | 0 | 0 | 0.00515 | 2024 |  |  |  | REF | 0 | 0 | Real 2021 ¦ 12/22/2022 3:42:52 PM | Area 1001 Gas CCS 2035
3483 | Area 1001 Gas CCS 2036 | CO2 | ATC | 2024 | AEP-KPCO | 0 | 0 | 0 | 0 | 0 | 0 | 11.7 | 2024 |  |  |  | REF | 0 | 0 | Real 2021 ¦ 12/22/2022 3:42:52 PM | Area 1001 Gas CCS 2036
3484 | Area 1001 Gas CCS 2036 | NOX | ATC | 2024 | AEP-KPCO | 0 | 0 | 0 | 0 | 0 | 0 | 0.014 | 2024 |  |  |  | REF | 0 | 0 | Real 2021 ¦ 12/22/2022 3:42:52 PM | Area 1001 Gas CCS 2036
3485 | Area 1001 Gas CCS 2036 | SO2 | ATC | 2024 | AEP-KPCO | 0 | 0 | 0 | 0 | 0 | 0 | 0.00515 | 2024 |  |  |  | REF | 0 | 0 | Real 2021 ¦ 12/22/2022 3:42:52 PM | Area 1001 Gas CCS 2036
3486 | Area 1001 Gas CCS 2037 | CO2 | ATC | 2024 | AEP-KPCO | 0 | 0 | 0 | 0 | 0 | 0 | 11.7 | 2024 |  |  |  | REF | 0 | 0 | Real 2021 ¦ 12/22/2022 3:42:52 PM | Area 1001 Gas CCS 2037
3487 | Area 1001 Gas CCS 2037 | NOX | ATC | 2024 | AEP-KPCO | 0 | 0 | 0 | 0 | 0 | 0 | 0.014 | 2024 |  |  |  | REF | 0 | 0 | Real 2021 ¦ 12/22/2022 3:42:52 PM | Area 1001 Gas CCS 2037
3488 | Area 1001 Gas CCS 2037 | SO2 | ATC | 2024 | AEP-KPCO | 0 | 0 | 0 | 0 | 0 | 0 | 0.00515 | 2024 |  |  |  | REF | 0 | 0 | Real 2021 ¦ 12/22/2022 3:42:52 PM | Area 1001 Gas CCS 2037
3489 | Area 1001 Gas CCS 2038 | CO2 | ATC | 2024 | AEP-KPCO | 0 | 0 | 0 | 0 | 0 | 0 | 11.7 | 2024 |  |  |  | REF | 0 | 0 | Real 2021 ¦ 12/22/2022 3:42:52 PM | Area 1001 Gas CCS 2038
3490 | Area 1001 Gas CCS 2038 | NOX | ATC | 2024 | AEP-KPCO | 0 | 0 | 0 | 0 | 0 | 0 | 0.014 | 2024 |  |  |  | REF | 0 | 0 | Real 2021 ¦ 12/22/2022 3:42:52 PM | Area 1001 Gas CCS 2038
3491 | Area 1001 Gas CCS 2038 | SO2 | ATC | 2024 | AEP-KPCO | 0 | 0 | 0 | 0 | 0 | 0 | 0.00515 | 2024 |  |  |  | REF | 0 | 0 | Real 2021 ¦ 12/22/2022 3:42:52 PM | Area 1001 Gas CCS 2038
3492 | Area 1001 Gas CCS 2039 | CO2 | ATC | 2024 | AEP-KPCO | 0 | 0 | 0 | 0 | 0 | 0 | 11.7 | 2024 |  |  |  | REF | 0 | 0 | Real 2021 ¦ 12/22/2022 3:42:52 PM | Area 1001 Gas CCS 2039
3493 | Area 1001 Gas CCS 2039 | NOX | ATC | 2024 | AEP-KPCO | 0 | 0 | 0 | 0 | 0 | 0 | 0.014 | 2024 |  |  |  | REF | 0 | 0 | Real 2021 ¦ 12/22/2022 3:42:52 PM | Area 1001 Gas CCS 2039
3494 | Area 1001 Gas CCS 2039 | SO2 | ATC | 2024 | AEP-KPCO | 0 | 0 | 0 | 0 | 0 | 0 | 0.00515 | 2024 |  |  |  | REF | 0 | 0 | Real 2021 ¦ 12/22/2022 3:42:52 PM | Area 1001 Gas CCS 2039
3495 | Area 1001 Gas CCS 2040 | CO2 | ATC | 2024 | AEP-KPCO | 0 | 0 | 0 | 0 | 0 | 0 | 11.7 | 2024 |  |  |  | REF | 0 | 0 | Real 2021 ¦ 12/22/2022 3:42:52 PM | Area 1001 Gas CCS 2040
3496 | Area 1001 Gas CCS 2040 | NOX | ATC | 2024 | AEP-KPCO | 0 | 0 | 0 | 0 | 0 | 0 | 0.014 | 2024 |  |  |  | REF | 0 | 0 | Real 2021 ¦ 12/22/2022 3:42:52 PM | Area 1001 Gas CCS 2040
3497 | Area 1001 Gas CCS 2040 | SO2 | ATC | 2024 | AEP-KPCO | 0 | 0 | 0 | 0 | 0 | 0 | 0.00515 | 2024 |  |  |  | REF | 0 | 0 | Real 2021 ¦ 12/22/2022 3:42:52 PM | Area 1001 Gas CCS 2040
3498 | Area 1001 Gas CCS 2041 | CO2 | ATC | 2024 | AEP-KPCO | 0 | 0 | 0 | 0 | 0 | 0 | 11.7 | 2024 |  |  |  | REF | 0 | 0 | Real 2021 ¦ 12/22/2022 3:42:52 PM | Area 1001 Gas CCS 2041
3499 | Area 1001 Gas CCS 2041 | NOX | ATC | 2024 | AEP-KPCO | 0 | 0 | 0 | 0 | 0 | 0 | 0.014 | 2024 |  |  |  | REF | 0 | 0 | Real 2021 ¦ 12/22/2022 3:42:52 PM | Area 1001 Gas CCS 2041
3500 | Area 1001 Gas CCS 2041 | SO2 | ATC | 2024 | AEP-KPCO | 0 | 0 | 0 | 0 | 0 | 0 | 0.00515 | 2024 |  |  |  | REF | 0 | 0 | Real 2021 ¦ 12/22/2022 3:42:52 PM | Area 1001 Gas CCS 2041
3501 | Area 1001 Gas CCS 2042 | CO2 | ATC | 2024 | AEP-KPCO | 0 | 0 | 0 | 0 | 0 | 0 | 11.7 | 2024 |  |  |  | REF | 0 | 0 | Real 2021 ¦ 12/22/2022 3:42:52 PM | Area 1001 Gas CCS 2042
3502 | Area 1001 Gas CCS 2042 | NOX | ATC | 2024 | AEP-KPCO | 0 | 0 | 0 | 0 | 0 | 0 | 0.014 | 2024 |  |  |  | REF | 0 | 0 | Real 2021 ¦ 12/22/2022 3:42:52 PM | Area 1001 Gas CCS 2042
3503 | Area 1001 Gas CCS 2042 | SO2 | ATC | 2024 | AEP-KPCO | 0 | 0 | 0 | 0 | 0 | 0 | 0.00515 | 2024 |  |  |  | REF | 0 | 0 | Real 2021 ¦ 12/22/2022 3:42:52 PM | Area 1001 Gas CCS 2042
3504 | Area 1001 Gas CCS 2043 | CO2 | ATC | 2024 | AEP-KPCO | 0 | 0 | 0 | 0 | 0 | 0 | 11.7 | 2024 |  |  |  | REF | 0 | 0 | Real 2021 ¦ 12/22/2022 3:42:52 PM | Area 1001 Gas CCS 2043
3505 | Area 1001 Gas CCS 2043 | NOX | ATC | 2024 | AEP-KPCO | 0 | 0 | 0 | 0 | 0 | 0 | 0.014 | 2024 |  |  |  | REF | 0 | 0 | Real 2021 ¦ 12/22/2022 3:42:52 PM | Area 1001 Gas CCS 2043
3506 | Area 1001 Gas CCS 2043 | SO2 | ATC | 2024 | AEP-KPCO | 0 | 0 | 0 | 0 | 0 | 0 | 0.00515 | 2024 |  |  |  | REF | 0 | 0 | Real 2021 ¦ 12/22/2022 3:42:52 PM | Area 1001 Gas CCS 2043
3507 | Area 1001 Coal CCS 2025 | CO2 | ATC | 2024 | AEP-KPCO | 0 | 0 | 0 | 0 | 0 | 0 | 20.57 | 2024 |  |  |  | REF | 0 | 0 | Real 2021 ¦ 12/22/2022 3:42:52 PM | Area 1001 Coal CCS 2025
3508 | Area 1001 Coal CCS 2025 | NOX | ATC | 2024 | AEP-KPCO | 0 | 0 | 0 | 0 | 0 | 0 | 0.0073 | 2024 |  |  |  | REF | 0 | 0 | Real 2021 ¦ 12/22/2022 3:42:52 PM | Area 1001 Coal CCS 2025
3509 | Area 1001 Coal CCS 2025 | SO2 | ATC | 2024 | AEP-KPCO | 0 | 0 | 0 | 0 | 0 | 0 | 0.427 | 2024 |  |  |  | REF | 0 | 0 | Real 2021 ¦ 12/22/2022 3:42:52 PM | Area 1001 Coal CCS 2025
3510 | Area 1001 Coal CCS 2026 | CO2 | ATC | 2024 | AEP-KPCO | 0 | 0 | 0 | 0 | 0 | 0 | 20.57 | 2024 |  |  |  | REF | 0 | 0 | Real 2021 ¦ 12/22/2022 3:42:52 PM | Area 1001 Coal CCS 2026
3511 | Area 1001 Coal CCS 2026 | NOX | ATC | 2024 | AEP-KPCO | 0 | 0 | 0 | 0 | 0 | 0 | 0.0073 | 2024 |  |  |  | REF | 0 | 0 | Real 2021 ¦ 12/22/2022 3:42:52 PM | Area 1001 Coal CCS 2026
3512 | Area 1001 Coal CCS 2026 | SO2 | ATC | 2024 | AEP-KPCO | 0 | 0 | 0 | 0 | 0 | 0 | 0.427 | 2024 |  |  |  | REF | 0 | 0 | Real 2021 ¦ 12/22/2022 3:42:52 PM | Area 1001 Coal CCS 2026
3513 | Area 1001 Coal CCS 2027 | CO2 | ATC | 2024 | AEP-KPCO | 0 | 0 | 0 | 0 | 0 | 0 | 20.57 | 2024 |  |  |  | REF | 0 | 0 | Real 2021 ¦ 12/22/2022 3:42:52 PM | Area 1001 Coal CCS 2027
3514 | Area 1001 Coal CCS 2027 | NOX | ATC | 2024 | AEP-KPCO | 0 | 0 | 0 | 0 | 0 | 0 | 0.0073 | 2024 |  |  |  | REF | 0 | 0 | Real 2021 ¦ 12/22/2022 3:42:52 PM | Area 1001 Coal CCS 2027
3515 | Area 1001 Coal CCS 2027 | SO2 | ATC | 2024 | AEP-KPCO | 0 | 0 | 0 | 0 | 0 | 0 | 0.427 | 2024 |  |  |  | REF | 0 | 0 | Real 2021 ¦ 12/22/2022 3:42:52 PM | Area 1001 Coal CCS 2027
3516 | Area 1001 Coal CCS 2028 | CO2 | ATC | 2024 | AEP-KPCO | 0 | 0 | 0 | 0 | 0 | 0 | 20.57 | 2024 |  |  |  | REF | 0 | 0 | Real 2021 ¦ 12/22/2022 3:42:52 PM | Area 1001 Coal CCS 2028
3517 | Area 1001 Coal CCS 2028 | NOX | ATC | 2024 | AEP-KPCO | 0 | 0 | 0 | 0 | 0 | 0 | 0.0073 | 2024 |  |  |  | REF | 0 | 0 | Real 2021 ¦ 12/22/2022 3:42:52 PM | Area 1001 Coal CCS 2028
3518 | Area 1001 Coal CCS 2028 | SO2 | ATC | 2024 | AEP-KPCO | 0 | 0 | 0 | 0 | 0 | 0 | 0.427 | 2024 |  |  |  | REF | 0 | 0 | Real 2021 ¦ 12/22/2022 3:42:52 PM | Area 1001 Coal CCS 2028
3519 | Area 1001 Coal CCS 2029 | CO2 | ATC | 2024 | AEP-KPCO | 0 | 0 | 0 | 0 | 0 | 0 | 20.57 | 2024 |  |  |  | REF | 0 | 0 | Real 2021 ¦ 12/22/2022 3:42:52 PM | Area 1001 Coal CCS 2029
3520 | Area 1001 Coal CCS 2029 | NOX | ATC | 2024 | AEP-KPCO | 0 | 0 | 0 | 0 | 0 | 0 | 0.0073 | 2024 |  |  |  | REF | 0 | 0 | Real 2021 ¦ 12/22/2022 3:42:52 PM | Area 1001 Coal CCS 2029
3521 | Area 1001 Coal CCS 2029 | SO2 | ATC | 2024 | AEP-KPCO | 0 | 0 | 0 | 0 | 0 | 0 | 0.427 | 2024 |  |  |  | REF | 0 | 0 | Real 2021 ¦ 12/22/2022 3:42:52 PM | Area 1001 Coal CCS 2029
3522 | Area 1001 Coal CCS 2030 | CO2 | ATC | 2024 | AEP-KPCO | 0 | 0 | 0 | 0 | 0 | 0 | 20.57 | 2024 |  |  |  | REF | 0 | 0 | Real 2021 ¦ 12/22/2022 3:42:52 PM | Area 1001 Coal CCS 2030
3523 | Area 1001 Coal CCS 2030 | NOX | ATC | 2024 | AEP-KPCO | 0 | 0 | 0 | 0 | 0 | 0 | 0.0073 | 2024 |  |  |  | REF | 0 | 0 | Real 2021 ¦ 12/22/2022 3:42:52 PM | Area 1001 Coal CCS 2030
3524 | Area 1001 Coal CCS 2030 | SO2 | ATC | 2024 | AEP-KPCO | 0 | 0 | 0 | 0 | 0 | 0 | 0.427 | 2024 |  |  |  | REF | 0 | 0 | Real 2021 ¦ 12/22/2022 3:42:52 PM | Area 1001 Coal CCS 2030
3525 | Area 1001 Coal CCS 2031 | CO2 | ATC | 2024 | AEP-KPCO | 0 | 0 | 0 | 0 | 0 | 0 | 20.57 | 2024 |  |  |  | REF | 0 | 0 | Real 2021 ¦ 12/22/2022 3:42:52 PM | Area 1001 Coal CCS 2031
3526 | Area 1001 Coal CCS 2031 | NOX | ATC | 2024 | AEP-KPCO | 0 | 0 | 0 | 0 | 0 | 0 | 0.0073 | 2024 |  |  |  | REF | 0 | 0 | Real 2021 ¦ 12/22/2022 3:42:52 PM | Area 1001 Coal CCS 2031
3527 | Area 1001 Coal CCS 2031 | SO2 | ATC | 2024 | AEP-KPCO | 0 | 0 | 0 | 0 | 0 | 0 | 0.427 | 2024 |  |  |  | REF | 0 | 0 | Real 2021 ¦ 12/22/2022 3:42:52 PM | Area 1001 Coal CCS 2031
3528 | Area 1001 Coal CCS 2032 | CO2 | ATC | 2024 | AEP-KPCO | 0 | 0 | 0 | 0 | 0 | 0 | 20.57 | 2024 |  |  |  | REF | 0 | 0 | Real 2021 ¦ 12/22/2022 3:42:52 PM | Area 1001 Coal CCS 2032
3529 | Area 1001 Coal CCS 2032 | NOX | ATC | 2024 | AEP-KPCO | 0 | 0 | 0 | 0 | 0 | 0 | 0.0073 | 2024 |  |  |  | REF | 0 | 0 | Real 2021 ¦ 12/22/2022 3:42:52 PM | Area 1001 Coal CCS 2032
3530 | Area 1001 Coal CCS 2032 | SO2 | ATC | 2024 | AEP-KPCO | 0 | 0 | 0 | 0 | 0 | 0 | 0.427 | 2024 |  |  |  | REF | 0 | 0 | Real 2021 ¦ 12/22/2022 3:42:52 PM | Area 1001 Coal CCS 2032
3531 | Area 1001 Coal CCS 2033 | CO2 | ATC | 2024 | AEP-KPCO | 0 | 0 | 0 | 0 | 0 | 0 | 20.57 | 2024 |  |  |  | REF | 0 | 0 | Real 2021 ¦ 12/22/2022 3:42:52 PM | Area 1001 Coal CCS 2033
3532 | Area 1001 Coal CCS 2033 | NOX | ATC | 2024 | AEP-KPCO | 0 | 0 | 0 | 0 | 0 | 0 | 0.0073 | 2024 |  |  |  | REF | 0 | 0 | Real 2021 ¦ 12/22/2022 3:42:52 PM | Area 1001 Coal CCS 2033
3533 | Area 1001 Coal CCS 2033 | SO2 | ATC | 2024 | AEP-KPCO | 0 | 0 | 0 | 0 | 0 | 0 | 0.427 | 2024 |  |  |  | REF | 0 | 0 | Real 2021 ¦ 12/22/2022 3:42:52 PM | Area 1001 Coal CCS 2033
3534 | Area 1001 Coal CCS 2034 | CO2 | ATC | 2024 | AEP-KPCO | 0 | 0 | 0 | 0 | 0 | 0 | 20.57 | 2024 |  |  |  | REF | 0 | 0 | Real 2021 ¦ 12/22/2022 3:42:52 PM | Area 1001 Coal CCS 2034
3535 | Area 1001 Coal CCS 2034 | NOX | ATC | 2024 | AEP-KPCO | 0 | 0 | 0 | 0 | 0 | 0 | 0.0073 | 2024 |  |  |  | REF | 0 | 0 | Real 2021 ¦ 12/22/2022 3:42:52 PM | Area 1001 Coal CCS 2034
3536 | Area 1001 Coal CCS 2034 | SO2 | ATC | 2024 | AEP-KPCO | 0 | 0 | 0 | 0 | 0 | 0 | 0.427 | 2024 |  |  |  | REF | 0 | 0 | Real 2021 ¦ 12/22/2022 3:42:52 PM | Area 1001 Coal CCS 2034
3537 | Area 1001 Coal CCS 2035 | CO2 | ATC | 2024 | AEP-KPCO | 0 | 0 | 0 | 0 | 0 | 0 | 20.57 | 2024 |  |  |  | REF | 0 | 0 | Real 2021 ¦ 12/22/2022 3:42:52 PM | Area 1001 Coal CCS 2035
3538 | Area 1001 Coal CCS 2035 | NOX | ATC | 2024 | AEP-KPCO | 0 | 0 | 0 | 0 | 0 | 0 | 0.0073 | 2024 |  |  |  | REF | 0 | 0 | Real 2021 ¦ 12/22/2022 3:42:52 PM | Area 1001 Coal CCS 2035
3539 | Area 1001 Coal CCS 2035 | SO2 | ATC | 2024 | AEP-KPCO | 0 | 0 | 0 | 0 | 0 | 0 | 0.427 | 2024 |  |  |  | REF | 0 | 0 | Real 2021 ¦ 12/22/2022 3:42:52 PM | Area 1001 Coal CCS 2035
3540 | Area 1001 Coal CCS 2036 | CO2 | ATC | 2024 | AEP-KPCO | 0 | 0 | 0 | 0 | 0 | 0 | 20.57 | 2024 |  |  |  | REF | 0 | 0 | Real 2021 ¦ 12/22/2022 3:42:52 PM | Area 1001 Coal CCS 2036
3541 | Area 1001 Coal CCS 2036 | NOX | ATC | 2024 | AEP-KPCO | 0 | 0 | 0 | 0 | 0 | 0 | 0.0073 | 2024 |  |  |  | REF | 0 | 0 | Real 2021 ¦ 12/22/2022 3:42:52 PM | Area 1001 Coal CCS 2036
3542 | Area 1001 Coal CCS 2036 | SO2 | ATC | 2024 | AEP-KPCO | 0 | 0 | 0 | 0 | 0 | 0 | 0.427 | 2024 |  |  |  | REF | 0 | 0 | Real 2021 ¦ 12/22/2022 3:42:52 PM | Area 1001 Coal CCS 2036
3543 | Area 1001 Coal CCS 2037 | CO2 | ATC | 2024 | AEP-KPCO | 0 | 0 | 0 | 0 | 0 | 0 | 20.57 | 2024 |  |  |  | REF | 0 | 0 | Real 2021 ¦ 12/22/2022 3:42:52 PM | Area 1001 Coal CCS 2037
3544 | Area 1001 Coal CCS 2037 | NOX | ATC | 2024 | AEP-KPCO | 0 | 0 | 0 | 0 | 0 | 0 | 0.0073 | 2024 |  |  |  | REF | 0 | 0 | Real 2021 ¦ 12/22/2022 3:42:52 PM | Area 1001 Coal CCS 2037
3545 | Area 1001 Coal CCS 2037 | SO2 | ATC | 2024 | AEP-KPCO | 0 | 0 | 0 | 0 | 0 | 0 | 0.427 | 2024 |  |  |  | REF | 0 | 0 | Real 2021 ¦ 12/22/2022 3:42:52 PM | Area 1001 Coal CCS 2037
3546 | Area 1001 Coal CCS 2038 | CO2 | ATC | 2024 | AEP-KPCO | 0 | 0 | 0 | 0 | 0 | 0 | 20.57 | 2024 |  |  |  | REF | 0 | 0 | Real 2021 ¦ 12/22/2022 3:42:52 PM | Area 1001 Coal CCS 2038
3547 | Area 1001 Coal CCS 2038 | NOX | ATC | 2024 | AEP-KPCO | 0 | 0 | 0 | 0 | 0 | 0 | 0.0073 | 2024 |  |  |  | REF | 0 | 0 | Real 2021 ¦ 12/22/2022 3:42:52 PM | Area 1001 Coal CCS 2038
3548 | Area 1001 Coal CCS 2038 | SO2 | ATC | 2024 | AEP-KPCO | 0 | 0 | 0 | 0 | 0 | 0 | 0.427 | 2024 |  |  |  | REF | 0 | 0 | Real 2021 ¦ 12/22/2022 3:42:52 PM | Area 1001 Coal CCS 2038
3549 | Area 1001 Coal CCS 2039 | CO2 | ATC | 2024 | AEP-KPCO | 0 | 0 | 0 | 0 | 0 | 0 | 20.57 | 2024 |  |  |  | REF | 0 | 0 | Real 2021 ¦ 12/22/2022 3:42:52 PM | Area 1001 Coal CCS 2039
3550 | Area 1001 Coal CCS 2039 | NOX | ATC | 2024 | AEP-KPCO | 0 | 0 | 0 | 0 | 0 | 0 | 0.0073 | 2024 |  |  |  | REF | 0 | 0 | Real 2021 ¦ 12/22/2022 3:42:52 PM | Area 1001 Coal CCS 2039
3551 | Area 1001 Coal CCS 2039 | SO2 | ATC | 2024 | AEP-KPCO | 0 | 0 | 0 | 0 | 0 | 0 | 0.427 | 2024 |  |  |  | REF | 0 | 0 | Real 2021 ¦ 12/22/2022 3:42:52 PM | Area 1001 Coal CCS 2039
3552 | Area 1001 Coal CCS 2040 | CO2 | ATC | 2024 | AEP-KPCO | 0 | 0 | 0 | 0 | 0 | 0 | 20.57 | 2024 |  |  |  | REF | 0 | 0 | Real 2021 ¦ 12/22/2022 3:42:52 PM | Area 1001 Coal CCS 2040
3553 | Area 1001 Coal CCS 2040 | NOX | ATC | 2024 | AEP-KPCO | 0 | 0 | 0 | 0 | 0 | 0 | 0.0073 | 2024 |  |  |  | REF | 0 | 0 | Real 2021 ¦ 12/22/2022 3:42:52 PM | Area 1001 Coal CCS 2040
3554 | Area 1001 Coal CCS 2040 | SO2 | ATC | 2024 | AEP-KPCO | 0 | 0 | 0 | 0 | 0 | 0 | 0.427 | 2024 |  |  |  | REF | 0 | 0 | Real 2021 ¦ 12/22/2022 3:42:52 PM | Area 1001 Coal CCS 2040
3555 | Area 1001 Coal CCS 2041 | CO2 | ATC | 2024 | AEP-KPCO | 0 | 0 | 0 | 0 | 0 | 0 | 20.57 | 2024 |  |  |  | REF | 0 | 0 | Real 2021 ¦ 12/22/2022 3:42:52 PM | Area 1001 Coal CCS 2041
3556 | Area 1001 Coal CCS 2041 | NOX | ATC | 2024 | AEP-KPCO | 0 | 0 | 0 | 0 | 0 | 0 | 0.0073 | 2024 |  |  |  | REF | 0 | 0 | Real 2021 ¦ 12/22/2022 3:42:52 PM | Area 1001 Coal CCS 2041
3557 | Area 1001 Coal CCS 2041 | SO2 | ATC | 2024 | AEP-KPCO | 0 | 0 | 0 | 0 | 0 | 0 | 0.427 | 2024 |  |  |  | REF | 0 | 0 | Real 2021 ¦ 12/22/2022 3:42:52 PM | Area 1001 Coal CCS 2041
3558 | Area 1001 Coal CCS 2042 | CO2 | ATC | 2024 | AEP-KPCO | 0 | 0 | 0 | 0 | 0 | 0 | 20.57 | 2024 |  |  |  | REF | 0 | 0 | Real 2021 ¦ 12/22/2022 3:42:52 PM | Area 1001 Coal CCS 2042
3559 | Area 1001 Coal CCS 2042 | NOX | ATC | 2024 | AEP-KPCO | 0 | 0 | 0 | 0 | 0 | 0 | 0.0073 | 2024 |  |  |  | REF | 0 | 0 | Real 2021 ¦ 12/22/2022 3:42:52 PM | Area 1001 Coal CCS 2042
3560 | Area 1001 Coal CCS 2042 | SO2 | ATC | 2024 | AEP-KPCO | 0 | 0 | 0 | 0 | 0 | 0 | 0.427 | 2024 |  |  |  | REF | 0 | 0 | Real 2021 ¦ 12/22/2022 3:42:52 PM | Area 1001 Coal CCS 2042
3561 | Area 1001 Coal CCS 2043 | CO2 | ATC | 2024 | AEP-KPCO | 0 | 0 | 0 | 0 | 0 | 0 | 20.57 | 2024 |  |  |  | REF | 0 | 0 | Real 2021 ¦ 12/22/2022 3:42:52 PM | Area 1001 Coal CCS 2043
3562 | Area 1001 Coal CCS 2043 | NOX | ATC | 2024 | AEP-KPCO | 0 | 0 | 0 | 0 | 0 | 0 | 0.0073 | 2024 |  |  |  | REF | 0 | 0 | Real 2021 ¦ 12/22/2022 3:42:52 PM | Area 1001 Coal CCS 2043
3563 | Area 1001 Coal CCS 2043 | SO2 | ATC | 2024 | AEP-KPCO | 0 | 0 | 0 | 0 | 0 | 0 | 0.427 | 2024 |  |  |  | REF | 0 | 0 | Real 2021 ¦ 12/22/2022 3:42:52 PM | Area 1001 Coal CCS 2043
3564 | Big Sandy #1_Ext Gas | CO2 | ATC | 2024 | AEP-KPCO | 0 | 0 | 0 | 0 | 0 | 0 | 117 | 2024 |  |  |  | REF | 0 | 0 | Real 2021 ¦ 12/22/2022 3:42:52 PM | Big Sandy #1_Ext Gas
3565 | Big Sandy #1_Ext Gas | NOX | ATC | 2024 | AEP-KPCO | 0 | 0 | 0 | 0 | 0 | 0 | 0.14 | 2024 |  |  |  | REF | 0 | 0 | Real 2021 ¦ 12/22/2022 3:42:52 PM | Big Sandy #1_Ext Gas
3566 | Big Sandy #1_Ext Gas | SO2 | ATC | 2024 | AEP-KPCO | 0 | 0 | 0 | 0 | 0 | 0 | 0.05 | 2024 |  |  |  | REF | 0 | 0 | Real 2021 ¦ 12/22/2022 3:42:52 PM | Big Sandy #1_Ext Gas
3567 | Big Sandy #1_Ext_NGCCS retrofit 2031 | CO2 | ATC | 2024 | AEP-KPCO | 0 | 0 | 0 | 0 | 0 | 0 | 11.7 | 2024 |  |  |  | REF | 0 | 0 | Real 2021 ¦ 12/22/2022 3:42:52 PM | Big Sandy #1_Ext_NGCCS retrofit 2032
3568 | Big Sandy #1_Ext_NGCCS retrofit 2031 | NOX | ATC | 2024 | AEP-KPCO | 0 | 0 | 0 | 0 | 0 | 0 | 0.014 | 2024 |  |  |  | REF | 0 | 0 | Real 2021 ¦ 12/22/2022 3:42:52 PM | Big Sandy #1_Ext_NGCCS retrofit 2032
3569 | Big Sandy #1_Ext_NGCCS retrofit 2031 | SO2 | ATC | 2024 | AEP-KPCO | 0 | 0 | 0 | 0 | 0 | 0 | 0.00515 | 2024 |  |  |  | REF | 0 | 0 | Real 2021 ¦ 12/22/2022 3:42:52 PM | Big Sandy #1_Ext_NGCCS retrofit 2032
3570 | Big Sandy #1_Ext Gas Capitalized | CO2 | ATC | 2024 | AEP-KPCO | 0 | 0 | 0 | 0 | 0 | 0 | 117 | 2024 |  |  |  | REF | 0 | 0 | Real 2021 ¦ 12/22/2022 3:42:52 PM | Big Sandy #1_Ext Gas Capitalized
3571 | Big Sandy #1_Ext Gas Capitalized | NOX | ATC | 2024 | AEP-KPCO | 0 | 0 | 0 | 0 | 0 | 0 | 0.14 | 2024 |  |  |  | REF | 0 | 0 | Real 2021 ¦ 12/22/2022 3:42:52 PM | Big Sandy #1_Ext Gas Capitalized
3572 | Big Sandy #1_Ext Gas Capitalized | SO2 | ATC | 2024 | AEP-KPCO | 0 | 0 | 0 | 0 | 0 | 0 | 0.05 | 2024 |  |  |  | REF | 0 | 0 | Real 2021 ¦ 12/22/2022 3:42:52 PM | Big Sandy #1_Ext Gas Capitalized
3573 | Big Sandy #1_Ext Gas FOM Capitalized | CO2 | ATC | 2024 | AEP-KPCO | 0 | 0 | 0 | 0 | 0 | 0 | 117 | 2024 |  |  |  | REF | 0 | 0 | Real 2021 ¦ 12/22/2022 3:42:52 PM | Big Sandy #1_Ext Gas FOM Capitalized
3574 | Big Sandy #1_Ext Gas FOM Capitalized | NOX | ATC | 2024 | AEP-KPCO | 0 | 0 | 0 | 0 | 0 | 0 | 0.14 | 2024 |  |  |  | REF | 0 | 0 | Real 2021 ¦ 12/22/2022 3:42:52 PM | Big Sandy #1_Ext Gas FOM Capitalized
3575 | Big Sandy #1_Ext Gas FOM Capitalized | SO2 | ATC | 2024 | AEP-KPCO | 0 | 0 | 0 | 0 | 0 | 0 | 0.05 | 2024 |  |  |  | REF | 0 | 0 | Real 2021 ¦ 12/22/2022 3:42:52 PM | Big Sandy #1_Ext Gas FOM Capitalized
4917 | Big Sandy #1 Gas | CO2 | ATC | 2025 | AEP-KPCO | 1036493.9375 | 1036493.9375 | 0 | 0 | 0 | 0 | 117 | 2025 |  |  |  | REF | 0 | 0 | Real 2021 ¦ 12/22/2022 3:42:52 PM | 13555
4918 | Big Sandy #1 Gas | NOX | ATC | 2025 | AEP-KPCO | 1240.2491 | 1240.2491 | 0 | 84.6999 | 84.6999 | 0 | 0.14 | 2025 |  |  |  | REF | 0 | 0 | Real 2021 ¦ 12/22/2022 3:42:52 PM | 13555
4919 | Big Sandy #1 Gas | SO2 | ATC | 2025 | AEP-KPCO | 442.9461 | 442.9461 | 0 | 1.3169 | 1.3169 | 0 | 0.05 | 2025 |  |  |  | REF | 0 | 0 | Real 2021 ¦ 12/22/2022 3:42:52 PM | 13555
4920 | Mitchell #1 (WV) | CO2 | ATC | 2025 | AEP-KPCO | 2761620 | 2761620 | 0 | 0 | 0 | 0 | 205.7 | 2025 |  |  |  | REF | 0 | 0 | Real 2021 ¦ 12/22/2022 3:42:52 PM | 3102
4921 | Mitchell #1 (WV) | NOX | ATC | 2025 | AEP-KPCO | 939.7831 | 939.7831 | 0 | 60.4612 | 60.4612 | 0 | 0.07 | 2025 |  |  |  | REF | 0 | 0 | Real 2021 ¦ 12/22/2022 3:42:52 PM | 3102
4922 | Mitchell #1 (WV) | SO2 | ATC | 2025 | AEP-KPCO | 57326.7734 | 57326.7734 | 0 | 170.4397 | 170.4397 | 0 | 4.27 | 2025 |  |  |  | REF | 0 | 0 | Real 2021 ¦ 12/22/2022 3:42:52 PM | 3102
4923 | Mitchell #2 (WV) | CO2 | ATC | 2025 | AEP-KPCO | 2986640.5 | 2986640.5 | 0 | 0 | 0 | 0 | 205.7 | 2025 |  |  |  | REF | 0 | 0 | Real 2021 ¦ 12/22/2022 3:42:52 PM | 3105
4924 | Mitchell #2 (WV) | NOX | ATC | 2025 | AEP-KPCO | 1016.358 | 1016.358 | 0 | 58.8702 | 58.8702 | 0 | 0.07 | 2025 |  |  |  | REF | 0 | 0 | Real 2021 ¦ 12/22/2022 3:42:52 PM | 3105
4925 | Mitchell #2 (WV) | SO2 | ATC | 2025 | AEP-KPCO | 61997.8359 | 61997.8359 | 0 | 184.3273 | 184.3273 | 0 | 4.27 | 2025 |  |  |  | REF | 0 | 0 | Real 2021 ¦ 12/22/2022 3:42:52 PM | 3105
4926 | Area 1001 Gas CC 2x1 2024 | CO2 | ATC | 2025 | AEP-KPCO | 3170501 | 3170501 | 0 | 0 | 0 | 0 | 122 | 2025 |  |  |  | REF | 0 | 0 | Real 2021 ¦ 12/22/2022 3:42:52 PM | Area 1001 Gas CC 2x1 2024
4927 | Area 1001 Gas CC 2x1 2024 | NOX | ATC | 2025 | AEP-KPCO | 14.5531 | 14.5531 | 0 | 0.90818 | 0.90818 | 0 | 0.00056 | 2025 |  |  |  | REF | 0 | 0 | Real 2021 ¦ 12/22/2022 3:42:52 PM | Area 1001 Gas CC 2x1 2024
4928 | Area 1001 Gas CC 2x1 2024 | SO2 | ATC | 2025 | AEP-KPCO | 195.4276 | 195.4276 | 0 | 0.58103 | 0.58103 | 0 | 0.00752 | 2025 |  |  |  | REF | 0 | 0 | Real 2021 ¦ 12/22/2022 3:42:52 PM | Area 1001 Gas CC 2x1 2024
4929 | Area 1001 Gas CC 2x1 2025 | CO2 | ATC | 2025 | AEP-KPCO | 3170501 | 3170501 | 0 | 0 | 0 | 0 | 122 | 2025 |  |  |  | REF | 0 | 0 | Real 2021 ¦ 12/22/2022 3:42:52 PM | Area 1001 Gas CC 2x1 2025
4930 | Area 1001 Gas CC 2x1 2025 | NOX | ATC | 2025 | AEP-KPCO | 14.5531 | 14.5531 | 0 | 0.90818 | 0.90818 | 0 | 0.00056 | 2025 |  |  |  | REF | 0 | 0 | Real 2021 ¦ 12/22/2022 3:42:52 PM | Area 1001 Gas CC 2x1 2025
4931 | Area 1001 Gas CC 2x1 2025 | SO2 | ATC | 2025 | AEP-KPCO | 195.4276 | 195.4276 | 0 | 0.58103 | 0.58103 | 0 | 0.00752 | 2025 |  |  |  | REF | 0 | 0 | Real 2021 ¦ 12/22/2022 3:42:52 PM | Area 1001 Gas CC 2x1 2025
4932 | Area 1001 Gas CC 2x1 2026 | CO2 | ATC | 2025 | AEP-KPCO | 0 | 0 | 0 | 0 | 0 | 0 | 122 | 2025 |  |  |  | REF | 0 | 0 | Real 2021 ¦ 12/22/2022 3:42:52 PM | Area 1001 Gas CC 2x1 2026
4933 | Area 1001 Gas CC 2x1 2026 | NOX | ATC | 2025 | AEP-KPCO | 0 | 0 | 0 | 0 | 0 | 0 | 0.00056 | 2025 |  |  |  | REF | 0 | 0 | Real 2021 ¦ 12/22/2022 3:42:52 PM | Area 1001 Gas CC 2x1 2026
4934 | Area 1001 Gas CC 2x1 2026 | SO2 | ATC | 2025 | AEP-KPCO | 0 | 0 | 0 | 0 | 0 | 0 | 0.00752 | 2025 |  |  |  | REF | 0 | 0 | Real 2021 ¦ 12/22/2022 3:42:52 PM | Area 1001 Gas CC 2x1 2026
4935 | Area 1001 Gas CC 2x1 2027 | CO2 | ATC | 2025 | AEP-KPCO | 0 | 0 | 0 | 0 | 0 | 0 | 122 | 2025 |  |  |  | REF | 0 | 0 | Real 2021 ¦ 12/22/2022 3:42:52 PM | Area 1001 Gas CC 2x1 2027
4936 | Area 1001 Gas CC 2x1 2027 | NOX | ATC | 2025 | AEP-KPCO | 0 | 0 | 0 | 0 | 0 | 0 | 0.00056 | 2025 |  |  |  | REF | 0 | 0 | Real 2021 ¦ 12/22/2022 3:42:52 PM | Area 1001 Gas CC 2x1 2027
4937 | Area 1001 Gas CC 2x1 2027 | SO2 | ATC | 2025 | AEP-KPCO | 0 | 0 | 0 | 0 | 0 | 0 | 0.00752 | 2025 |  |  |  | REF | 0 | 0 | Real 2021 ¦ 12/22/2022 3:42:52 PM | Area 1001 Gas CC 2x1 2027
4938 | Area 1001 Gas CC 2x1 2028 | CO2 | ATC | 2025 | AEP-KPCO | 0 | 0 | 0 | 0 | 0 | 0 | 122 | 2025 |  |  |  | REF | 0 | 0 | Real 2021 ¦ 12/22/2022 3:42:52 PM | Area 1001 Gas CC 2x1 2028
4939 | Area 1001 Gas CC 2x1 2028 | NOX | ATC | 2025 | AEP-KPCO | 0 | 0 | 0 | 0 | 0 | 0 | 0.00056 | 2025 |  |  |  | REF | 0 | 0 | Real 2021 ¦ 12/22/2022 3:42:52 PM | Area 1001 Gas CC 2x1 2028
4940 | Area 1001 Gas CC 2x1 2028 | SO2 | ATC | 2025 | AEP-KPCO | 0 | 0 | 0 | 0 | 0 | 0 | 0.00752 | 2025 |  |  |  | REF | 0 | 0 | Real 2021 ¦ 12/22/2022 3:42:52 PM | Area 1001 Gas CC 2x1 2028
4941 | Area 1001 Gas CC 2x1 2029 | CO2 | ATC | 2025 | AEP-KPCO | 0 | 0 | 0 | 0 | 0 | 0 | 122 | 2025 |  |  |  | REF | 0 | 0 | Real 2021 ¦ 12/22/2022 3:42:52 PM | Area 1001 Gas CC 2x1 2029
4942 | Area 1001 Gas CC 2x1 2029 | NOX | ATC | 2025 | AEP-KPCO | 0 | 0 | 0 | 0 | 0 | 0 | 0.00056 | 2025 |  |  |  | REF | 0 | 0 | Real 2021 ¦ 12/22/2022 3:42:52 PM | Area 1001 Gas CC 2x1 2029
4943 | Area 1001 Gas CC 2x1 2029 | SO2 | ATC | 2025 | AEP-KPCO | 0 | 0 | 0 | 0 | 0 | 0 | 0.00752 | 2025 |  |  |  | REF | 0 | 0 | Real 2021 ¦ 12/22/2022 3:42:52 PM | Area 1001 Gas CC 2x1 2029
4944 | Area 1001 Gas CC 2x1 2030 | CO2 | ATC | 2025 | AEP-KPCO | 0 | 0 | 0 | 0 | 0 | 0 | 122 | 2025 |  |  |  | REF | 0 | 0 | Real 2021 ¦ 12/22/2022 3:42:52 PM | Area 1001 Gas CC 2x1 2030
4945 | Area 1001 Gas CC 2x1 2030 | NOX | ATC | 2025 | AEP-KPCO | 0 | 0 | 0 | 0 | 0 | 0 | 0.00056 | 2025 |  |  |  | REF | 0 | 0 | Real 2021 ¦ 12/22/2022 3:42:52 PM | Area 1001 Gas CC 2x1 2030
4946 | Area 1001 Gas CC 2x1 2030 | SO2 | ATC | 2025 | AEP-KPCO | 0 | 0 | 0 | 0 | 0 | 0 | 0.00752 | 2025 |  |  |  | REF | 0 | 0 | Real 2021 ¦ 12/22/2022 3:42:52 PM | Area 1001 Gas CC 2x1 2030
4947 | Area 1001 Gas CC 2x1 2031 | CO2 | ATC | 2025 | AEP-KPCO | 0 | 0 | 0 | 0 | 0 | 0 | 122 | 2025 |  |  |  | REF | 0 | 0 | Real 2021 ¦ 12/22/2022 3:42:52 PM | Area 1001 Gas CC 2x1 2031
4948 | Area 1001 Gas CC 2x1 2031 | NOX | ATC | 2025 | AEP-KPCO | 0 | 0 | 0 | 0 | 0 | 0 | 0.00056 | 2025 |  |  |  | REF | 0 | 0 | Real 2021 ¦ 12/22/2022 3:42:52 PM | Area 1001 Gas CC 2x1 2031
4949 | Area 1001 Gas CC 2x1 2031 | SO2 | ATC | 2025 | AEP-KPCO | 0 | 0 | 0 | 0 | 0 | 0 | 0.00752 | 2025 |  |  |  | REF | 0 | 0 | Real 2021 ¦ 12/22/2022 3:42:52 PM | Area 1001 Gas CC 2x1 2031
4950 | Area 1001 Gas CC 2x1 2032 | CO2 | ATC | 2025 | AEP-KPCO | 0 | 0 | 0 | 0 | 0 | 0 | 122 | 2025 |  |  |  | REF | 0 | 0 | Real 2021 ¦ 12/22/2022 3:42:52 PM | Area 1001 Gas CC 2x1 2032
4951 | Area 1001 Gas CC 2x1 2032 | NOX | ATC | 2025 | AEP-KPCO | 0 | 0 | 0 | 0 | 0 | 0 | 0.00056 | 2025 |  |  |  | REF | 0 | 0 | Real 2021 ¦ 12/22/2022 3:42:52 PM | Area 1001 Gas CC 2x1 2032
4952 | Area 1001 Gas CC 2x1 2032 | SO2 | ATC | 2025 | AEP-KPCO | 0 | 0 | 0 | 0 | 0 | 0 | 0.00752 | 2025 |  |  |  | REF | 0 | 0 | Real 2021 ¦ 12/22/2022 3:42:52 PM | Area 1001 Gas CC 2x1 2032
4953 | Area 1001 Gas CC 2x1 2033 | CO2 | ATC | 2025 | AEP-KPCO | 0 | 0 | 0 | 0 | 0 | 0 | 122 | 2025 |  |  |  | REF | 0 | 0 | Real 2021 ¦ 12/22/2022 3:42:52 PM | Area 1001 Gas CC 2x1 2033
4954 | Area 1001 Gas CC 2x1 2033 | NOX | ATC | 2025 | AEP-KPCO | 0 | 0 | 0 | 0 | 0 | 0 | 0.00056 | 2025 |  |  |  | REF | 0 | 0 | Real 2021 ¦ 12/22/2022 3:42:52 PM | Area 1001 Gas CC 2x1 2033
4955 | Area 1001 Gas CC 2x1 2033 | SO2 | ATC | 2025 | AEP-KPCO | 0 | 0 | 0 | 0 | 0 | 0 | 0.00752 | 2025 |  |  |  | REF | 0 | 0 | Real 2021 ¦ 12/22/2022 3:42:52 PM | Area 1001 Gas CC 2x1 2033
4956 | Area 1001 Gas CC 2x1 2034 | CO2 | ATC | 2025 | AEP-KPCO | 0 | 0 | 0 | 0 | 0 | 0 | 122 | 2025 |  |  |  | REF | 0 | 0 | Real 2021 ¦ 12/22/2022 3:42:52 PM | Area 1001 Gas CC 2x1 2034
4957 | Area 1001 Gas CC 2x1 2034 | NOX | ATC | 2025 | AEP-KPCO | 0 | 0 | 0 | 0 | 0 | 0 | 0.00056 | 2025 |  |  |  | REF | 0 | 0 | Real 2021 ¦ 12/22/2022 3:42:52 PM | Area 1001 Gas CC 2x1 2034
4958 | Area 1001 Gas CC 2x1 2034 | SO2 | ATC | 2025 | AEP-KPCO | 0 | 0 | 0 | 0 | 0 | 0 | 0.00752 | 2025 |  |  |  | REF | 0 | 0 | Real 2021 ¦ 12/22/2022 3:42:52 PM | Area 1001 Gas CC 2x1 2034
4959 | Area 1001 Gas CC 2x1 2035 | CO2 | ATC | 2025 | AEP-KPCO | 0 | 0 | 0 | 0 | 0 | 0 | 122 | 2025 |  |  |  | REF | 0 | 0 | Real 2021 ¦ 12/22/2022 3:42:52 PM | Area 1001 Gas CC 2x1 2035
4960 | Area 1001 Gas CC 2x1 2035 | NOX | ATC | 2025 | AEP-KPCO | 0 | 0 | 0 | 0 | 0 | 0 | 0.00056 | 2025 |  |  |  | REF | 0 | 0 | Real 2021 ¦ 12/22/2022 3:42:52 PM | Area 1001 Gas CC 2x1 2035
4961 | Area 1001 Gas CC 2x1 2035 | SO2 | ATC | 2025 | AEP-KPCO | 0 | 0 | 0 | 0 | 0 | 0 | 0.00752 | 2025 |  |  |  | REF | 0 | 0 | Real 2021 ¦ 12/22/2022 3:42:52 PM | Area 1001 Gas CC 2x1 2035
4962 | Area 1001 Gas CC 2x1 2036 | CO2 | ATC | 2025 | AEP-KPCO | 0 | 0 | 0 | 0 | 0 | 0 | 122 | 2025 |  |  |  | REF | 0 | 0 | Real 2021 ¦ 12/22/2022 3:42:52 PM | Area 1001 Gas CC 2x1 2036
4963 | Area 1001 Gas CC 2x1 2036 | NOX | ATC | 2025 | AEP-KPCO | 0 | 0 | 0 | 0 | 0 | 0 | 0.00056 | 2025 |  |  |  | REF | 0 | 0 | Real 2021 ¦ 12/22/2022 3:42:52 PM | Area 1001 Gas CC 2x1 2036
4964 | Area 1001 Gas CC 2x1 2036 | SO2 | ATC | 2025 | AEP-KPCO | 0 | 0 | 0 | 0 | 0 | 0 | 0.00752 | 2025 |  |  |  | REF | 0 | 0 | Real 2021 ¦ 12/22/2022 3:42:52 PM | Area 1001 Gas CC 2x1 2036
4965 | Area 1001 Gas CC 2x1 2037 | CO2 | ATC | 2025 | AEP-KPCO | 0 | 0 | 0 | 0 | 0 | 0 | 122 | 2025 |  |  |  | REF | 0 | 0 | Real 2021 ¦ 12/22/2022 3:42:52 PM | Area 1001 Gas CC 2x1 2037
4966 | Area 1001 Gas CC 2x1 2037 | NOX | ATC | 2025 | AEP-KPCO | 0 | 0 | 0 | 0 | 0 | 0 | 0.00056 | 2025 |  |  |  | REF | 0 | 0 | Real 2021 ¦ 12/22/2022 3:42:52 PM | Area 1001 Gas CC 2x1 2037
4967 | Area 1001 Gas CC 2x1 2037 | SO2 | ATC | 2025 | AEP-KPCO | 0 | 0 | 0 | 0 | 0 | 0 | 0.00752 | 2025 |  |  |  | REF | 0 | 0 | Real 2021 ¦ 12/22/2022 3:42:52 PM | Area 1001 Gas CC 2x1 2037
4968 | Area 1001 Gas CC 2x1 2038 | CO2 | ATC | 2025 | AEP-KPCO | 0 | 0 | 0 | 0 | 0 | 0 | 122 | 2025 |  |  |  | REF | 0 | 0 | Real 2021 ¦ 12/22/2022 3:42:52 PM | Area 1001 Gas CC 2x1 2038
4969 | Area 1001 Gas CC 2x1 2038 | NOX | ATC | 2025 | AEP-KPCO | 0 | 0 | 0 | 0 | 0 | 0 | 0.00056 | 2025 |  |  |  | REF | 0 | 0 | Real 2021 ¦ 12/22/2022 3:42:52 PM | Area 1001 Gas CC 2x1 2038
4970 | Area 1001 Gas CC 2x1 2038 | SO2 | ATC | 2025 | AEP-KPCO | 0 | 0 | 0 | 0 | 0 | 0 | 0.00752 | 2025 |  |  |  | REF | 0 | 0 | Real 2021 ¦ 12/22/2022 3:42:52 PM | Area 1001 Gas CC 2x1 2038
4971 | Area 1001 Gas CC 2x1 2039 | CO2 | ATC | 2025 | AEP-KPCO | 0 | 0 | 0 | 0 | 0 | 0 | 122 | 2025 |  |  |  | REF | 0 | 0 | Real 2021 ¦ 12/22/2022 3:42:52 PM | Area 1001 Gas CC 2x1 2039
4972 | Area 1001 Gas CC 2x1 2039 | NOX | ATC | 2025 | AEP-KPCO | 0 | 0 | 0 | 0 | 0 | 0 | 0.00056 | 2025 |  |  |  | REF | 0 | 0 | Real 2021 ¦ 12/22/2022 3:42:52 PM | Area 1001 Gas CC 2x1 2039
4973 | Area 1001 Gas CC 2x1 2039 | SO2 | ATC | 2025 | AEP-KPCO | 0 | 0 | 0 | 0 | 0 | 0 | 0.00752 | 2025 |  |  |  | REF | 0 | 0 | Real 2021 ¦ 12/22/2022 3:42:52 PM | Area 1001 Gas CC 2x1 2039
4974 | Area 1001 Gas CC 2x1 2040 | CO2 | ATC | 2025 | AEP-KPCO | 0 | 0 | 0 | 0 | 0 | 0 | 122 | 2025 |  |  |  | REF | 0 | 0 | Real 2021 ¦ 12/22/2022 3:42:52 PM | Area 1001 Gas CC 2x1 2040
4975 | Area 1001 Gas CC 2x1 2040 | NOX | ATC | 2025 | AEP-KPCO | 0 | 0 | 0 | 0 | 0 | 0 | 0.00056 | 2025 |  |  |  | REF | 0 | 0 | Real 2021 ¦ 12/22/2022 3:42:52 PM | Area 1001 Gas CC 2x1 2040
4976 | Area 1001 Gas CC 2x1 2040 | SO2 | ATC | 2025 | AEP-KPCO | 0 | 0 | 0 | 0 | 0 | 0 | 0.00752 | 2025 |  |  |  | REF | 0 | 0 | Real 2021 ¦ 12/22/2022 3:42:52 PM | Area 1001 Gas CC 2x1 2040
4977 | Area 1001 Gas CC 2x1 2041 | CO2 | ATC | 2025 | AEP-KPCO | 0 | 0 | 0 | 0 | 0 | 0 | 122 | 2025 |  |  |  | REF | 0 | 0 | Real 2021 ¦ 12/22/2022 3:42:52 PM | Area 1001 Gas CC 2x1 2041
4978 | Area 1001 Gas CC 2x1 2041 | NOX | ATC | 2025 | AEP-KPCO | 0 | 0 | 0 | 0 | 0 | 0 | 0.00056 | 2025 |  |  |  | REF | 0 | 0 | Real 2021 ¦ 12/22/2022 3:42:52 PM | Area 1001 Gas CC 2x1 2041
4979 | Area 1001 Gas CC 2x1 2041 | SO2 | ATC | 2025 | AEP-KPCO | 0 | 0 | 0 | 0 | 0 | 0 | 0.00752 | 2025 |  |  |  | REF | 0 | 0 | Real 2021 ¦ 12/22/2022 3:42:52 PM | Area 1001 Gas CC 2x1 2041
4980 | Area 1001 Gas CC 2x1 2042 | CO2 | ATC | 2025 | AEP-KPCO | 0 | 0 | 0 | 0 | 0 | 0 | 122 | 2025 |  |  |  | REF | 0 | 0 | Real 2021 ¦ 12/22/2022 3:42:52 PM | Area 1001 Gas CC 2x1 2042
4981 | Area 1001 Gas CC 2x1 2042 | NOX | ATC | 2025 | AEP-KPCO | 0 | 0 | 0 | 0 | 0 | 0 | 0.00056 | 2025 |  |  |  | REF | 0 | 0 | Real 2021 ¦ 12/22/2022 3:42:52 PM | Area 1001 Gas CC 2x1 2042
4982 | Area 1001 Gas CC 2x1 2042 | SO2 | ATC | 2025 | AEP-KPCO | 0 | 0 | 0 | 0 | 0 | 0 | 0.00752 | 2025 |  |  |  | REF | 0 | 0 | Real 2021 ¦ 12/22/2022 3:42:52 PM | Area 1001 Gas CC 2x1 2042
4983 | Area 1001 Gas CC 2x1 2043 | CO2 | ATC | 2025 | AEP-KPCO | 0 | 0 | 0 | 0 | 0 | 0 | 122 | 2025 |  |  |  | REF | 0 | 0 | Real 2021 ¦ 12/22/2022 3:42:52 PM | Area 1001 Gas CC 2x1 2043
4984 | Area 1001 Gas CC 2x1 2043 | NOX | ATC | 2025 | AEP-KPCO | 0 | 0 | 0 | 0 | 0 | 0 | 0.00056 | 2025 |  |  |  | REF | 0 | 0 | Real 2021 ¦ 12/22/2022 3:42:52 PM | Area 1001 Gas CC 2x1 2043
4985 | Area 1001 Gas CC 2x1 2043 | SO2 | ATC | 2025 | AEP-KPCO | 0 | 0 | 0 | 0 | 0 | 0 | 0.00752 | 2025 |  |  |  | REF | 0 | 0 | Real 2021 ¦ 12/22/2022 3:42:52 PM | Area 1001 Gas CC 2x1 2043
4986 | Area 1001 Gas CC 1x1 2024 | CO2 | ATC | 2025 | AEP-KPCO | 1226750.375 | 1226750.375 | 0 | 0 | 0 | 0 | 122 | 2025 |  |  |  | REF | 0 | 0 | Real 2021 ¦ 12/22/2022 3:42:52 PM | Area 1001 Gas CC 1x1 2024
4987 | Area 1001 Gas CC 1x1 2024 | NOX | ATC | 2025 | AEP-KPCO | 5.631 | 5.631 | 0 | 0.35276 | 0.35276 | 0 | 0.00056 | 2025 |  |  |  | REF | 0 | 0 | Real 2021 ¦ 12/22/2022 3:42:52 PM | Area 1001 Gas CC 1x1 2024
4988 | Area 1001 Gas CC 1x1 2024 | SO2 | ATC | 2025 | AEP-KPCO | 75.6161 | 75.6161 | 0 | 0.22482 | 0.22482 | 0 | 0.00752 | 2025 |  |  |  | REF | 0 | 0 | Real 2021 ¦ 12/22/2022 3:42:52 PM | Area 1001 Gas CC 1x1 2024
4989 | Area 1001 Gas CC 1x1 2025 | CO2 | ATC | 2025 | AEP-KPCO | 1226259.875 | 1226259.875 | 0 | 0 | 0 | 0 | 122 | 2025 |  |  |  | REF | 0 | 0 | Real 2021 ¦ 12/22/2022 3:42:52 PM | Area 1001 Gas CC 1x1 2025
4990 | Area 1001 Gas CC 1x1 2025 | NOX | ATC | 2025 | AEP-KPCO | 5.6287 | 5.6287 | 0 | 0.35275 | 0.35275 | 0 | 0.00056 | 2025 |  |  |  | REF | 0 | 0 | Real 2021 ¦ 12/22/2022 3:42:52 PM | Area 1001 Gas CC 1x1 2025
4991 | Area 1001 Gas CC 1x1 2025 | SO2 | ATC | 2025 | AEP-KPCO | 75.5859 | 75.5859 | 0 | 0.22473 | 0.22473 | 0 | 0.00752 | 2025 |  |  |  | REF | 0 | 0 | Real 2021 ¦ 12/22/2022 3:42:52 PM | Area 1001 Gas CC 1x1 2025
4992 | Area 1001 Gas CC 1x1 2026 | CO2 | ATC | 2025 | AEP-KPCO | 0 | 0 | 0 | 0 | 0 | 0 | 122 | 2025 |  |  |  | REF | 0 | 0 | Real 2021 ¦ 12/22/2022 3:42:52 PM | Area 1001 Gas CC 1x1 2026
4993 | Area 1001 Gas CC 1x1 2026 | NOX | ATC | 2025 | AEP-KPCO | 0 | 0 | 0 | 0 | 0 | 0 | 0.00056 | 2025 |  |  |  | REF | 0 | 0 | Real 2021 ¦ 12/22/2022 3:42:52 PM | Area 1001 Gas CC 1x1 2026
4994 | Area 1001 Gas CC 1x1 2026 | SO2 | ATC | 2025 | AEP-KPCO | 0 | 0 | 0 | 0 | 0 | 0 | 0.00752 | 2025 |  |  |  | REF | 0 | 0 | Real 2021 ¦ 12/22/2022 3:42:52 PM | Area 1001 Gas CC 1x1 2026
4995 | Area 1001 Gas CC 1x1 2027 | CO2 | ATC | 2025 | AEP-KPCO | 0 | 0 | 0 | 0 | 0 | 0 | 122 | 2025 |  |  |  | REF | 0 | 0 | Real 2021 ¦ 12/22/2022 3:42:52 PM | Area 1001 Gas CC 1x1 2027
4996 | Area 1001 Gas CC 1x1 2027 | NOX | ATC | 2025 | AEP-KPCO | 0 | 0 | 0 | 0 | 0 | 0 | 0.00056 | 2025 |  |  |  | REF | 0 | 0 | Real 2021 ¦ 12/22/2022 3:42:52 PM | Area 1001 Gas CC 1x1 2027
4997 | Area 1001 Gas CC 1x1 2027 | SO2 | ATC | 2025 | AEP-KPCO | 0 | 0 | 0 | 0 | 0 | 0 | 0.00752 | 2025 |  |  |  | REF | 0 | 0 | Real 2021 ¦ 12/22/2022 3:42:52 PM | Area 1001 Gas CC 1x1 2027
4998 | Area 1001 Gas CC 1x1 2028 | CO2 | ATC | 2025 | AEP-KPCO | 0 | 0 | 0 | 0 | 0 | 0 | 122 | 2025 |  |  |  | REF | 0 | 0 | Real 2021 ¦ 12/22/2022 3:42:52 PM | Area 1001 Gas CC 1x1 2028
4999 | Area 1001 Gas CC 1x1 2028 | NOX | ATC | 2025 | AEP-KPCO | 0 | 0 | 0 | 0 | 0 | 0 | 0.00056 | 2025 |  |  |  | REF | 0 | 0 | Real 2021 ¦ 12/22/2022 3:42:52 PM | Area 1001 Gas CC 1x1 2028
5000 | Area 1001 Gas CC 1x1 2028 | SO2 | ATC | 2025 | AEP-KPCO | 0 | 0 | 0 | 0 | 0 | 0 | 0.00752 | 2025 |  |  |  | REF | 0 | 0 | Real 2021 ¦ 12/22/2022 3:42:52 PM | Area 1001 Gas CC 1x1 2028
5001 | Area 1001 Gas CC 1x1 2029 | CO2 | ATC | 2025 | AEP-KPCO | 0 | 0 | 0 | 0 | 0 | 0 | 122 | 2025 |  |  |  | REF | 0 | 0 | Real 2021 ¦ 12/22/2022 3:42:52 PM | Area 1001 Gas CC 1x1 2029
5002 | Area 1001 Gas CC 1x1 2029 | NOX | ATC | 2025 | AEP-KPCO | 0 | 0 | 0 | 0 | 0 | 0 | 0.00056 | 2025 |  |  |  | REF | 0 | 0 | Real 2021 ¦ 12/22/2022 3:42:52 PM | Area 1001 Gas CC 1x1 2029
5003 | Area 1001 Gas CC 1x1 2029 | SO2 | ATC | 2025 | AEP-KPCO | 0 | 0 | 0 | 0 | 0 | 0 | 0.00752 | 2025 |  |  |  | REF | 0 | 0 | Real 2021 ¦ 12/22/2022 3:42:52 PM | Area 1001 Gas CC 1x1 2029
5004 | Area 1001 Gas CC 1x1 2030 | CO2 | ATC | 2025 | AEP-KPCO | 0 | 0 | 0 | 0 | 0 | 0 | 122 | 2025 |  |  |  | REF | 0 | 0 | Real 2021 ¦ 12/22/2022 3:42:52 PM | Area 1001 Gas CC 1x1 2030
5005 | Area 1001 Gas CC 1x1 2030 | NOX | ATC | 2025 | AEP-KPCO | 0 | 0 | 0 | 0 | 0 | 0 | 0.00056 | 2025 |  |  |  | REF | 0 | 0 | Real 2021 ¦ 12/22/2022 3:42:52 PM | Area 1001 Gas CC 1x1 2030
5006 | Area 1001 Gas CC 1x1 2030 | SO2 | ATC | 2025 | AEP-KPCO | 0 | 0 | 0 | 0 | 0 | 0 | 0.00752 | 2025 |  |  |  | REF | 0 | 0 | Real 2021 ¦ 12/22/2022 3:42:52 PM | Area 1001 Gas CC 1x1 2030
5007 | Area 1001 Gas CC 1x1 2031 | CO2 | ATC | 2025 | AEP-KPCO | 0 | 0 | 0 | 0 | 0 | 0 | 122 | 2025 |  |  |  | REF | 0 | 0 | Real 2021 ¦ 12/22/2022 3:42:52 PM | Area 1001 Gas CC 1x1 2031
5008 | Area 1001 Gas CC 1x1 2031 | NOX | ATC | 2025 | AEP-KPCO | 0 | 0 | 0 | 0 | 0 | 0 | 0.00056 | 2025 |  |  |  | REF | 0 | 0 | Real 2021 ¦ 12/22/2022 3:42:52 PM | Area 1001 Gas CC 1x1 2031
5009 | Area 1001 Gas CC 1x1 2031 | SO2 | ATC | 2025 | AEP-KPCO | 0 | 0 | 0 | 0 | 0 | 0 | 0.00752 | 2025 |  |  |  | REF | 0 | 0 | Real 2021 ¦ 12/22/2022 3:42:52 PM | Area 1001 Gas CC 1x1 2031
5010 | Area 1001 Gas CC 1x1 2032 | CO2 | ATC | 2025 | AEP-KPCO | 0 | 0 | 0 | 0 | 0 | 0 | 122 | 2025 |  |  |  | REF | 0 | 0 | Real 2021 ¦ 12/22/2022 3:42:52 PM | Area 1001 Gas CC 1x1 2032
5011 | Area 1001 Gas CC 1x1 2032 | NOX | ATC | 2025 | AEP-KPCO | 0 | 0 | 0 | 0 | 0 | 0 | 0.00056 | 2025 |  |  |  | REF | 0 | 0 | Real 2021 ¦ 12/22/2022 3:42:52 PM | Area 1001 Gas CC 1x1 2032
5012 | Area 1001 Gas CC 1x1 2032 | SO2 | ATC | 2025 | AEP-KPCO | 0 | 0 | 0 | 0 | 0 | 0 | 0.00752 | 2025 |  |  |  | REF | 0 | 0 | Real 2021 ¦ 12/22/2022 3:42:52 PM | Area 1001 Gas CC 1x1 2032
5013 | Area 1001 Gas CC 1x1 2033 | CO2 | ATC | 2025 | AEP-KPCO | 0 | 0 | 0 | 0 | 0 | 0 | 122 | 2025 |  |  |  | REF | 0 | 0 | Real 2021 ¦ 12/22/2022 3:42:52 PM | Area 1001 Gas CC 1x1 2033
5014 | Area 1001 Gas CC 1x1 2033 | NOX | ATC | 2025 | AEP-KPCO | 0 | 0 | 0 | 0 | 0 | 0 | 0.00056 | 2025 |  |  |  | REF | 0 | 0 | Real 2021 ¦ 12/22/2022 3:42:52 PM | Area 1001 Gas CC 1x1 2033
5015 | Area 1001 Gas CC 1x1 2033 | SO2 | ATC | 2025 | AEP-KPCO | 0 | 0 | 0 | 0 | 0 | 0 | 0.00752 | 2025 |  |  |  | REF | 0 | 0 | Real 2021 ¦ 12/22/2022 3:42:52 PM | Area 1001 Gas CC 1x1 2033
5016 | Area 1001 Gas CC 1x1 2034 | CO2 | ATC | 2025 | AEP-KPCO | 0 | 0 | 0 | 0 | 0 | 0 | 122 | 2025 |  |  |  | REF | 0 | 0 | Real 2021 ¦ 12/22/2022 3:42:52 PM | Area 1001 Gas CC 1x1 2034
5017 | Area 1001 Gas CC 1x1 2034 | NOX | ATC | 2025 | AEP-KPCO | 0 | 0 | 0 | 0 | 0 | 0 | 0.00056 | 2025 |  |  |  | REF | 0 | 0 | Real 2021 ¦ 12/22/2022 3:42:52 PM | Area 1001 Gas CC 1x1 2034
5018 | Area 1001 Gas CC 1x1 2034 | SO2 | ATC | 2025 | AEP-KPCO | 0 | 0 | 0 | 0 | 0 | 0 | 0.00752 | 2025 |  |  |  | REF | 0 | 0 | Real 2021 ¦ 12/22/2022 3:42:52 PM | Area 1001 Gas CC 1x1 2034
5019 | Area 1001 Gas CC 1x1 2035 | CO2 | ATC | 2025 | AEP-KPCO | 0 | 0 | 0 | 0 | 0 | 0 | 122 | 2025 |  |  |  | REF | 0 | 0 | Real 2021 ¦ 12/22/2022 3:42:52 PM | Area 1001 Gas CC 1x1 2035
5020 | Area 1001 Gas CC 1x1 2035 | NOX | ATC | 2025 | AEP-KPCO | 0 | 0 | 0 | 0 | 0 | 0 | 0.00056 | 2025 |  |  |  | REF | 0 | 0 | Real 2021 ¦ 12/22/2022 3:42:52 PM | Area 1001 Gas CC 1x1 2035
5021 | Area 1001 Gas CC 1x1 2035 | SO2 | ATC | 2025 | AEP-KPCO | 0 | 0 | 0 | 0 | 0 | 0 | 0.00752 | 2025 |  |  |  | REF | 0 | 0 | Real 2021 ¦ 12/22/2022 3:42:52 PM | Area 1001 Gas CC 1x1 2035
5022 | Area 1001 Gas CC 1x1 2036 | CO2 | ATC | 2025 | AEP-KPCO | 0 | 0 | 0 | 0 | 0 | 0 | 122 | 2025 |  |  |  | REF | 0 | 0 | Real 2021 ¦ 12/22/2022 3:42:52 PM | Area 1001 Gas CC 1x1 2036
5023 | Area 1001 Gas CC 1x1 2036 | NOX | ATC | 2025 | AEP-KPCO | 0 | 0 | 0 | 0 | 0 | 0 | 0.00056 | 2025 |  |  |  | REF | 0 | 0 | Real 2021 ¦ 12/22/2022 3:42:52 PM | Area 1001 Gas CC 1x1 2036
5024 | Area 1001 Gas CC 1x1 2036 | SO2 | ATC | 2025 | AEP-KPCO | 0 | 0 | 0 | 0 | 0 | 0 | 0.00752 | 2025 |  |  |  | REF | 0 | 0 | Real 2021 ¦ 12/22/2022 3:42:52 PM | Area 1001 Gas CC 1x1 2036
5025 | Area 1001 Gas CC 1x1 2037 | CO2 | ATC | 2025 | AEP-KPCO | 0 | 0 | 0 | 0 | 0 | 0 | 122 | 2025 |  |  |  | REF | 0 | 0 | Real 2021 ¦ 12/22/2022 3:42:52 PM | Area 1001 Gas CC 1x1 2037
5026 | Area 1001 Gas CC 1x1 2037 | NOX | ATC | 2025 | AEP-KPCO | 0 | 0 | 0 | 0 | 0 | 0 | 0.00056 | 2025 |  |  |  | REF | 0 | 0 | Real 2021 ¦ 12/22/2022 3:42:52 PM | Area 1001 Gas CC 1x1 2037
5027 | Area 1001 Gas CC 1x1 2037 | SO2 | ATC | 2025 | AEP-KPCO | 0 | 0 | 0 | 0 | 0 | 0 | 0.00752 | 2025 |  |  |  | REF | 0 | 0 | Real 2021 ¦ 12/22/2022 3:42:52 PM | Area 1001 Gas CC 1x1 2037
5028 | Area 1001 Gas CC 1x1 2038 | CO2 | ATC | 2025 | AEP-KPCO | 0 | 0 | 0 | 0 | 0 | 0 | 122 | 2025 |  |  |  | REF | 0 | 0 | Real 2021 ¦ 12/22/2022 3:42:52 PM | Area 1001 Gas CC 1x1 2038
5029 | Area 1001 Gas CC 1x1 2038 | NOX | ATC | 2025 | AEP-KPCO | 0 | 0 | 0 | 0 | 0 | 0 | 0.00056 | 2025 |  |  |  | REF | 0 | 0 | Real 2021 ¦ 12/22/2022 3:42:52 PM | Area 1001 Gas CC 1x1 2038
5030 | Area 1001 Gas CC 1x1 2038 | SO2 | ATC | 2025 | AEP-KPCO | 0 | 0 | 0 | 0 | 0 | 0 | 0.00752 | 2025 |  |  |  | REF | 0 | 0 | Real 2021 ¦ 12/22/2022 3:42:52 PM | Area 1001 Gas CC 1x1 2038
5031 | Area 1001 Gas CC 1x1 2039 | CO2 | ATC | 2025 | AEP-KPCO | 0 | 0 | 0 | 0 | 0 | 0 | 122 | 2025 |  |  |  | REF | 0 | 0 | Real 2021 ¦ 12/22/2022 3:42:52 PM | Area 1001 Gas CC 1x1 2039
5032 | Area 1001 Gas CC 1x1 2039 | NOX | ATC | 2025 | AEP-KPCO | 0 | 0 | 0 | 0 | 0 | 0 | 0.00056 | 2025 |  |  |  | REF | 0 | 0 | Real 2021 ¦ 12/22/2022 3:42:52 PM | Area 1001 Gas CC 1x1 2039
5033 | Area 1001 Gas CC 1x1 2039 | SO2 | ATC | 2025 | AEP-KPCO | 0 | 0 | 0 | 0 | 0 | 0 | 0.00752 | 2025 |  |  |  | REF | 0 | 0 | Real 2021 ¦ 12/22/2022 3:42:52 PM | Area 1001 Gas CC 1x1 2039
5034 | Area 1001 Gas CC 1x1 2040 | CO2 | ATC | 2025 | AEP-KPCO | 0 | 0 | 0 | 0 | 0 | 0 | 122 | 2025 |  |  |  | REF | 0 | 0 | Real 2021 ¦ 12/22/2022 3:42:52 PM | Area 1001 Gas CC 1x1 2040
5035 | Area 1001 Gas CC 1x1 2040 | NOX | ATC | 2025 | AEP-KPCO | 0 | 0 | 0 | 0 | 0 | 0 | 0.00056 | 2025 |  |  |  | REF | 0 | 0 | Real 2021 ¦ 12/22/2022 3:42:52 PM | Area 1001 Gas CC 1x1 2040
5036 | Area 1001 Gas CC 1x1 2040 | SO2 | ATC | 2025 | AEP-KPCO | 0 | 0 | 0 | 0 | 0 | 0 | 0.00752 | 2025 |  |  |  | REF | 0 | 0 | Real 2021 ¦ 12/22/2022 3:42:52 PM | Area 1001 Gas CC 1x1 2040
5037 | Area 1001 Gas CC 1x1 2041 | CO2 | ATC | 2025 | AEP-KPCO | 0 | 0 | 0 | 0 | 0 | 0 | 122 | 2025 |  |  |  | REF | 0 | 0 | Real 2021 ¦ 12/22/2022 3:42:52 PM | Area 1001 Gas CC 1x1 2041
5038 | Area 1001 Gas CC 1x1 2041 | NOX | ATC | 2025 | AEP-KPCO | 0 | 0 | 0 | 0 | 0 | 0 | 0.00056 | 2025 |  |  |  | REF | 0 | 0 | Real 2021 ¦ 12/22/2022 3:42:52 PM | Area 1001 Gas CC 1x1 2041
5039 | Area 1001 Gas CC 1x1 2041 | SO2 | ATC | 2025 | AEP-KPCO | 0 | 0 | 0 | 0 | 0 | 0 | 0.00752 | 2025 |  |  |  | REF | 0 | 0 | Real 2021 ¦ 12/22/2022 3:42:52 PM | Area 1001 Gas CC 1x1 2041
5040 | Area 1001 Gas CC 1x1 2042 | CO2 | ATC | 2025 | AEP-KPCO | 0 | 0 | 0 | 0 | 0 | 0 | 122 | 2025 |  |  |  | REF | 0 | 0 | Real 2021 ¦ 12/22/2022 3:42:52 PM | Area 1001 Gas CC 1x1 2042
5041 | Area 1001 Gas CC 1x1 2042 | NOX | ATC | 2025 | AEP-KPCO | 0 | 0 | 0 | 0 | 0 | 0 | 0.00056 | 2025 |  |  |  | REF | 0 | 0 | Real 2021 ¦ 12/22/2022 3:42:52 PM | Area 1001 Gas CC 1x1 2042
5042 | Area 1001 Gas CC 1x1 2042 | SO2 | ATC | 2025 | AEP-KPCO | 0 | 0 | 0 | 0 | 0 | 0 | 0.00752 | 2025 |  |  |  | REF | 0 | 0 | Real 2021 ¦ 12/22/2022 3:42:52 PM | Area 1001 Gas CC 1x1 2042
5043 | Area 1001 Gas CC 1x1 2043 | CO2 | ATC | 2025 | AEP-KPCO | 0 | 0 | 0 | 0 | 0 | 0 | 122 | 2025 |  |  |  | REF | 0 | 0 | Real 2021 ¦ 12/22/2022 3:42:52 PM | Area 1001 Gas CC 1x1 2043
5044 | Area 1001 Gas CC 1x1 2043 | NOX | ATC | 2025 | AEP-KPCO | 0 | 0 | 0 | 0 | 0 | 0 | 0.00056 | 2025 |  |  |  | REF | 0 | 0 | Real 2021 ¦ 12/22/2022 3:42:52 PM | Area 1001 Gas CC 1x1 2043
5045 | Area 1001 Gas CC 1x1 2043 | SO2 | ATC | 2025 | AEP-KPCO | 0 | 0 | 0 | 0 | 0 | 0 | 0.00752 | 2025 |  |  |  | REF | 0 | 0 | Real 2021 ¦ 12/22/2022 3:42:52 PM | Area 1001 Gas CC 1x1 2043
5046 | Area 1001 Gas CT 2023 | CO2 | ATC | 2025 | AEP-KPCO | 878931.125 | 878931.125 | 0 | 0 | 0 | 0 | 122 | 2025 |  |  |  | REF | 0 | 0 | Real 2021 ¦ 12/22/2022 3:42:52 PM | Area 1001 Gas CT 2023
5047 | Area 1001 Gas CT 2023 | NOX | ATC | 2025 | AEP-KPCO | 4.0344 | 4.0344 | 0 | 0.29597 | 0.29597 | 0 | 0.00056 | 2025 |  |  |  | REF | 0 | 0 | Real 2021 ¦ 12/22/2022 3:42:52 PM | Area 1001 Gas CT 2023
5048 | Area 1001 Gas CT 2023 | SO2 | ATC | 2025 | AEP-KPCO | 54.1767 | 54.1767 | 0 | 0.16107 | 0.16107 | 0 | 0.00752 | 2025 |  |  |  | REF | 0 | 0 | Real 2021 ¦ 12/22/2022 3:42:52 PM | Area 1001 Gas CT 2023
5049 | Area 1001 Gas CT 2024 | CO2 | ATC | 2025 | AEP-KPCO | 879700.5625 | 879700.5625 | 0 | 0 | 0 | 0 | 122 | 2025 |  |  |  | REF | 0 | 0 | Real 2021 ¦ 12/22/2022 3:42:52 PM | Area 1001 Gas CT 2024
5050 | Area 1001 Gas CT 2024 | NOX | ATC | 2025 | AEP-KPCO | 4.038 | 4.038 | 0 | 0.29592 | 0.29592 | 0 | 0.00056 | 2025 |  |  |  | REF | 0 | 0 | Real 2021 ¦ 12/22/2022 3:42:52 PM | Area 1001 Gas CT 2024
5051 | Area 1001 Gas CT 2024 | SO2 | ATC | 2025 | AEP-KPCO | 54.2242 | 54.2242 | 0 | 0.16122 | 0.16122 | 0 | 0.00752 | 2025 |  |  |  | REF | 0 | 0 | Real 2021 ¦ 12/22/2022 3:42:52 PM | Area 1001 Gas CT 2024
5052 | Area 1001 Gas CT 2025 | CO2 | ATC | 2025 | AEP-KPCO | 879249.5625 | 879249.5625 | 0 | 0 | 0 | 0 | 122 | 2025 |  |  |  | REF | 0 | 0 | Real 2021 ¦ 12/22/2022 3:42:52 PM | Area 1001 Gas CT 2025
5053 | Area 1001 Gas CT 2025 | NOX | ATC | 2025 | AEP-KPCO | 4.0359 | 4.0359 | 0 | 0.29591 | 0.29591 | 0 | 0.00056 | 2025 |  |  |  | REF | 0 | 0 | Real 2021 ¦ 12/22/2022 3:42:52 PM | Area 1001 Gas CT 2025
5054 | Area 1001 Gas CT 2025 | SO2 | ATC | 2025 | AEP-KPCO | 54.1964 | 54.1964 | 0 | 0.16113 | 0.16113 | 0 | 0.00752 | 2025 |  |  |  | REF | 0 | 0 | Real 2021 ¦ 12/22/2022 3:42:52 PM | Area 1001 Gas CT 2025
5055 | Area 1001 Gas CT 2026 | CO2 | ATC | 2025 | AEP-KPCO | 0 | 0 | 0 | 0 | 0 | 0 | 122 | 2025 |  |  |  | REF | 0 | 0 | Real 2021 ¦ 12/22/2022 3:42:52 PM | Area 1001 Gas CT 2026
5056 | Area 1001 Gas CT 2026 | NOX | ATC | 2025 | AEP-KPCO | 0 | 0 | 0 | 0 | 0 | 0 | 0.00056 | 2025 |  |  |  | REF | 0 | 0 | Real 2021 ¦ 12/22/2022 3:42:52 PM | Area 1001 Gas CT 2026
5057 | Area 1001 Gas CT 2026 | SO2 | ATC | 2025 | AEP-KPCO | 0 | 0 | 0 | 0 | 0 | 0 | 0.00752 | 2025 |  |  |  | REF | 0 | 0 | Real 2021 ¦ 12/22/2022 3:42:52 PM | Area 1001 Gas CT 2026
5058 | Area 1001 Gas CT 2027 | CO2 | ATC | 2025 | AEP-KPCO | 0 | 0 | 0 | 0 | 0 | 0 | 122 | 2025 |  |  |  | REF | 0 | 0 | Real 2021 ¦ 12/22/2022 3:42:52 PM | Area 1001 Gas CT 2027
5059 | Area 1001 Gas CT 2027 | NOX | ATC | 2025 | AEP-KPCO | 0 | 0 | 0 | 0 | 0 | 0 | 0.00056 | 2025 |  |  |  | REF | 0 | 0 | Real 2021 ¦ 12/22/2022 3:42:52 PM | Area 1001 Gas CT 2027
5060 | Area 1001 Gas CT 2027 | SO2 | ATC | 2025 | AEP-KPCO | 0 | 0 | 0 | 0 | 0 | 0 | 0.00752 | 2025 |  |  |  | REF | 0 | 0 | Real 2021 ¦ 12/22/2022 3:42:52 PM | Area 1001 Gas CT 2027
5061 | Area 1001 Gas CT 2028 | CO2 | ATC | 2025 | AEP-KPCO | 0 | 0 | 0 | 0 | 0 | 0 | 122 | 2025 |  |  |  | REF | 0 | 0 | Real 2021 ¦ 12/22/2022 3:42:52 PM | Area 1001 Gas CT 2028
5062 | Area 1001 Gas CT 2028 | NOX | ATC | 2025 | AEP-KPCO | 0 | 0 | 0 | 0 | 0 | 0 | 0.00056 | 2025 |  |  |  | REF | 0 | 0 | Real 2021 ¦ 12/22/2022 3:42:52 PM | Area 1001 Gas CT 2028
5063 | Area 1001 Gas CT 2028 | SO2 | ATC | 2025 | AEP-KPCO | 0 | 0 | 0 | 0 | 0 | 0 | 0.00752 | 2025 |  |  |  | REF | 0 | 0 | Real 2021 ¦ 12/22/2022 3:42:52 PM | Area 1001 Gas CT 2028
5064 | Area 1001 Gas CT 2029 | CO2 | ATC | 2025 | AEP-KPCO | 0 | 0 | 0 | 0 | 0 | 0 | 122 | 2025 |  |  |  | REF | 0 | 0 | Real 2021 ¦ 12/22/2022 3:42:52 PM | Area 1001 Gas CT 2029
5065 | Area 1001 Gas CT 2029 | NOX | ATC | 2025 | AEP-KPCO | 0 | 0 | 0 | 0 | 0 | 0 | 0.00056 | 2025 |  |  |  | REF | 0 | 0 | Real 2021 ¦ 12/22/2022 3:42:52 PM | Area 1001 Gas CT 2029
5066 | Area 1001 Gas CT 2029 | SO2 | ATC | 2025 | AEP-KPCO | 0 | 0 | 0 | 0 | 0 | 0 | 0.00752 | 2025 |  |  |  | REF | 0 | 0 | Real 2021 ¦ 12/22/2022 3:42:52 PM | Area 1001 Gas CT 2029
5067 | Area 1001 Gas CT 2030 | CO2 | ATC | 2025 | AEP-KPCO | 0 | 0 | 0 | 0 | 0 | 0 | 122 | 2025 |  |  |  | REF | 0 | 0 | Real 2021 ¦ 12/22/2022 3:42:52 PM | Area 1001 Gas CT 2030
5068 | Area 1001 Gas CT 2030 | NOX | ATC | 2025 | AEP-KPCO | 0 | 0 | 0 | 0 | 0 | 0 | 0.00056 | 2025 |  |  |  | REF | 0 | 0 | Real 2021 ¦ 12/22/2022 3:42:52 PM | Area 1001 Gas CT 2030
5069 | Area 1001 Gas CT 2030 | SO2 | ATC | 2025 | AEP-KPCO | 0 | 0 | 0 | 0 | 0 | 0 | 0.00752 | 2025 |  |  |  | REF | 0 | 0 | Real 2021 ¦ 12/22/2022 3:42:52 PM | Area 1001 Gas CT 2030
5070 | Area 1001 Gas CT 2031 | CO2 | ATC | 2025 | AEP-KPCO | 0 | 0 | 0 | 0 | 0 | 0 | 122 | 2025 |  |  |  | REF | 0 | 0 | Real 2021 ¦ 12/22/2022 3:42:52 PM | Area 1001 Gas CT 2031
5071 | Area 1001 Gas CT 2031 | NOX | ATC | 2025 | AEP-KPCO | 0 | 0 | 0 | 0 | 0 | 0 | 0.00056 | 2025 |  |  |  | REF | 0 | 0 | Real 2021 ¦ 12/22/2022 3:42:52 PM | Area 1001 Gas CT 2031
5072 | Area 1001 Gas CT 2031 | SO2 | ATC | 2025 | AEP-KPCO | 0 | 0 | 0 | 0 | 0 | 0 | 0.00752 | 2025 |  |  |  | REF | 0 | 0 | Real 2021 ¦ 12/22/2022 3:42:52 PM | Area 1001 Gas CT 2031
5073 | Area 1001 Gas CT 2032 | CO2 | ATC | 2025 | AEP-KPCO | 0 | 0 | 0 | 0 | 0 | 0 | 122 | 2025 |  |  |  | REF | 0 | 0 | Real 2021 ¦ 12/22/2022 3:42:52 PM | Area 1001 Gas CT 2032
5074 | Area 1001 Gas CT 2032 | NOX | ATC | 2025 | AEP-KPCO | 0 | 0 | 0 | 0 | 0 | 0 | 0.00056 | 2025 |  |  |  | REF | 0 | 0 | Real 2021 ¦ 12/22/2022 3:42:52 PM | Area 1001 Gas CT 2032
5075 | Area 1001 Gas CT 2032 | SO2 | ATC | 2025 | AEP-KPCO | 0 | 0 | 0 | 0 | 0 | 0 | 0.00752 | 2025 |  |  |  | REF | 0 | 0 | Real 2021 ¦ 12/22/2022 3:42:52 PM | Area 1001 Gas CT 2032
5076 | Area 1001 Gas CT 2033 | CO2 | ATC | 2025 | AEP-KPCO | 0 | 0 | 0 | 0 | 0 | 0 | 122 | 2025 |  |  |  | REF | 0 | 0 | Real 2021 ¦ 12/22/2022 3:42:52 PM | Area 1001 Gas CT 2033
5077 | Area 1001 Gas CT 2033 | NOX | ATC | 2025 | AEP-KPCO | 0 | 0 | 0 | 0 | 0 | 0 | 0.00056 | 2025 |  |  |  | REF | 0 | 0 | Real 2021 ¦ 12/22/2022 3:42:52 PM | Area 1001 Gas CT 2033
5078 | Area 1001 Gas CT 2033 | SO2 | ATC | 2025 | AEP-KPCO | 0 | 0 | 0 | 0 | 0 | 0 | 0.00752 | 2025 |  |  |  | REF | 0 | 0 | Real 2021 ¦ 12/22/2022 3:42:52 PM | Area 1001 Gas CT 2033
5079 | Area 1001 Gas CT 2034 | CO2 | ATC | 2025 | AEP-KPCO | 0 | 0 | 0 | 0 | 0 | 0 | 122 | 2025 |  |  |  | REF | 0 | 0 | Real 2021 ¦ 12/22/2022 3:42:52 PM | Area 1001 Gas CT 2034
5080 | Area 1001 Gas CT 2034 | NOX | ATC | 2025 | AEP-KPCO | 0 | 0 | 0 | 0 | 0 | 0 | 0.00056 | 2025 |  |  |  | REF | 0 | 0 | Real 2021 ¦ 12/22/2022 3:42:52 PM | Area 1001 Gas CT 2034
5081 | Area 1001 Gas CT 2034 | SO2 | ATC | 2025 | AEP-KPCO | 0 | 0 | 0 | 0 | 0 | 0 | 0.00752 | 2025 |  |  |  | REF | 0 | 0 | Real 2021 ¦ 12/22/2022 3:42:52 PM | Area 1001 Gas CT 2034
5082 | Area 1001 Gas CT 2035 | CO2 | ATC | 2025 | AEP-KPCO | 0 | 0 | 0 | 0 | 0 | 0 | 122 | 2025 |  |  |  | REF | 0 | 0 | Real 2021 ¦ 12/22/2022 3:42:52 PM | Area 1001 Gas CT 2035
5083 | Area 1001 Gas CT 2035 | NOX | ATC | 2025 | AEP-KPCO | 0 | 0 | 0 | 0 | 0 | 0 | 0.00056 | 2025 |  |  |  | REF | 0 | 0 | Real 2021 ¦ 12/22/2022 3:42:52 PM | Area 1001 Gas CT 2035
5084 | Area 1001 Gas CT 2035 | SO2 | ATC | 2025 | AEP-KPCO | 0 | 0 | 0 | 0 | 0 | 0 | 0.00752 | 2025 |  |  |  | REF | 0 | 0 | Real 2021 ¦ 12/22/2022 3:42:52 PM | Area 1001 Gas CT 2035
5085 | Area 1001 Gas CT 2036 | CO2 | ATC | 2025 | AEP-KPCO | 0 | 0 | 0 | 0 | 0 | 0 | 122 | 2025 |  |  |  | REF | 0 | 0 | Real 2021 ¦ 12/22/2022 3:42:52 PM | Area 1001 Gas CT 2036
5086 | Area 1001 Gas CT 2036 | NOX | ATC | 2025 | AEP-KPCO | 0 | 0 | 0 | 0 | 0 | 0 | 0.00056 | 2025 |  |  |  | REF | 0 | 0 | Real 2021 ¦ 12/22/2022 3:42:52 PM | Area 1001 Gas CT 2036
5087 | Area 1001 Gas CT 2036 | SO2 | ATC | 2025 | AEP-KPCO | 0 | 0 | 0 | 0 | 0 | 0 | 0.00752 | 2025 |  |  |  | REF | 0 | 0 | Real 2021 ¦ 12/22/2022 3:42:52 PM | Area 1001 Gas CT 2036
5088 | Area 1001 Gas CT 2037 | CO2 | ATC | 2025 | AEP-KPCO | 0 | 0 | 0 | 0 | 0 | 0 | 122 | 2025 |  |  |  | REF | 0 | 0 | Real 2021 ¦ 12/22/2022 3:42:52 PM | Area 1001 Gas CT 2037
5089 | Area 1001 Gas CT 2037 | NOX | ATC | 2025 | AEP-KPCO | 0 | 0 | 0 | 0 | 0 | 0 | 0.00056 | 2025 |  |  |  | REF | 0 | 0 | Real 2021 ¦ 12/22/2022 3:42:52 PM | Area 1001 Gas CT 2037
5090 | Area 1001 Gas CT 2037 | SO2 | ATC | 2025 | AEP-KPCO | 0 | 0 | 0 | 0 | 0 | 0 | 0.00752 | 2025 |  |  |  | REF | 0 | 0 | Real 2021 ¦ 12/22/2022 3:42:52 PM | Area 1001 Gas CT 2037
5091 | Area 1001 Gas CT 2038 | CO2 | ATC | 2025 | AEP-KPCO | 0 | 0 | 0 | 0 | 0 | 0 | 122 | 2025 |  |  |  | REF | 0 | 0 | Real 2021 ¦ 12/22/2022 3:42:52 PM | Area 1001 Gas CT 2038
5092 | Area 1001 Gas CT 2038 | NOX | ATC | 2025 | AEP-KPCO | 0 | 0 | 0 | 0 | 0 | 0 | 0.00056 | 2025 |  |  |  | REF | 0 | 0 | Real 2021 ¦ 12/22/2022 3:42:52 PM | Area 1001 Gas CT 2038
5093 | Area 1001 Gas CT 2038 | SO2 | ATC | 2025 | AEP-KPCO | 0 | 0 | 0 | 0 | 0 | 0 | 0.00752 | 2025 |  |  |  | REF | 0 | 0 | Real 2021 ¦ 12/22/2022 3:42:52 PM | Area 1001 Gas CT 2038
5094 | Area 1001 Gas CT 2039 | CO2 | ATC | 2025 | AEP-KPCO | 0 | 0 | 0 | 0 | 0 | 0 | 122 | 2025 |  |  |  | REF | 0 | 0 | Real 2021 ¦ 12/22/2022 3:42:52 PM | Area 1001 Gas CT 2039
5095 | Area 1001 Gas CT 2039 | NOX | ATC | 2025 | AEP-KPCO | 0 | 0 | 0 | 0 | 0 | 0 | 0.00056 | 2025 |  |  |  | REF | 0 | 0 | Real 2021 ¦ 12/22/2022 3:42:52 PM | Area 1001 Gas CT 2039
5096 | Area 1001 Gas CT 2039 | SO2 | ATC | 2025 | AEP-KPCO | 0 | 0 | 0 | 0 | 0 | 0 | 0.00752 | 2025 |  |  |  | REF | 0 | 0 | Real 2021 ¦ 12/22/2022 3:42:52 PM | Area 1001 Gas CT 2039
5097 | Area 1001 Gas CT 2040 | CO2 | ATC | 2025 | AEP-KPCO | 0 | 0 | 0 | 0 | 0 | 0 | 122 | 2025 |  |  |  | REF | 0 | 0 | Real 2021 ¦ 12/22/2022 3:42:52 PM | Area 1001 Gas CT 2040
5098 | Area 1001 Gas CT 2040 | NOX | ATC | 2025 | AEP-KPCO | 0 | 0 | 0 | 0 | 0 | 0 | 0.00056 | 2025 |  |  |  | REF | 0 | 0 | Real 2021 ¦ 12/22/2022 3:42:52 PM | Area 1001 Gas CT 2040
5099 | Area 1001 Gas CT 2040 | SO2 | ATC | 2025 | AEP-KPCO | 0 | 0 | 0 | 0 | 0 | 0 | 0.00752 | 2025 |  |  |  | REF | 0 | 0 | Real 2021 ¦ 12/22/2022 3:42:52 PM | Area 1001 Gas CT 2040
5100 | Area 1001 Gas CT 2041 | CO2 | ATC | 2025 | AEP-KPCO | 0 | 0 | 0 | 0 | 0 | 0 | 122 | 2025 |  |  |  | REF | 0 | 0 | Real 2021 ¦ 12/22/2022 3:42:52 PM | Area 1001 Gas CT 2041
5101 | Area 1001 Gas CT 2041 | NOX | ATC | 2025 | AEP-KPCO | 0 | 0 | 0 | 0 | 0 | 0 | 0.00056 | 2025 |  |  |  | REF | 0 | 0 | Real 2021 ¦ 12/22/2022 3:42:52 PM | Area 1001 Gas CT 2041
5102 | Area 1001 Gas CT 2041 | SO2 | ATC | 2025 | AEP-KPCO | 0 | 0 | 0 | 0 | 0 | 0 | 0.00752 | 2025 |  |  |  | REF | 0 | 0 | Real 2021 ¦ 12/22/2022 3:42:52 PM | Area 1001 Gas CT 2041
5103 | Area 1001 Gas CT 2042 | CO2 | ATC | 2025 | AEP-KPCO | 0 | 0 | 0 | 0 | 0 | 0 | 122 | 2025 |  |  |  | REF | 0 | 0 | Real 2021 ¦ 12/22/2022 3:42:52 PM | Area 1001 Gas CT 2042
5104 | Area 1001 Gas CT 2042 | NOX | ATC | 2025 | AEP-KPCO | 0 | 0 | 0 | 0 | 0 | 0 | 0.00056 | 2025 |  |  |  | REF | 0 | 0 | Real 2021 ¦ 12/22/2022 3:42:52 PM | Area 1001 Gas CT 2042
5105 | Area 1001 Gas CT 2042 | SO2 | ATC | 2025 | AEP-KPCO | 0 | 0 | 0 | 0 | 0 | 0 | 0.00752 | 2025 |  |  |  | REF | 0 | 0 | Real 2021 ¦ 12/22/2022 3:42:52 PM | Area 1001 Gas CT 2042
5106 | Area 1001 Gas CT 2043 | CO2 | ATC | 2025 | AEP-KPCO | 0 | 0 | 0 | 0 | 0 | 0 | 122 | 2025 |  |  |  | REF | 0 | 0 | Real 2021 ¦ 12/22/2022 3:42:52 PM | Area 1001 Gas CT 2043
5107 | Area 1001 Gas CT 2043 | NOX | ATC | 2025 | AEP-KPCO | 0 | 0 | 0 | 0 | 0 | 0 | 0.00056 | 2025 |  |  |  | REF | 0 | 0 | Real 2021 ¦ 12/22/2022 3:42:52 PM | Area 1001 Gas CT 2043
5108 | Area 1001 Gas CT 2043 | SO2 | ATC | 2025 | AEP-KPCO | 0 | 0 | 0 | 0 | 0 | 0 | 0.00752 | 2025 |  |  |  | REF | 0 | 0 | Real 2021 ¦ 12/22/2022 3:42:52 PM | Area 1001 Gas CT 2043
5109 | Area 1001 Gas Aero CT 2023 | CO2 | ATC | 2025 | AEP-KPCO | 310989.2188 | 310989.2188 | 0 | 0 | 0 | 0 | 122 | 2025 |  |  |  | REF | 0 | 0 | Real 2021 ¦ 12/22/2022 3:42:52 PM | Area 1001 Gas Aero CT 2023
5110 | Area 1001 Gas Aero CT 2023 | NOX | ATC | 2025 | AEP-KPCO | 1.4275 | 1.4275 | 0 | 0.10819 | 0.10819 | 0 | 0.00056 | 2025 |  |  |  | REF | 0 | 0 | Real 2021 ¦ 12/22/2022 3:42:52 PM | Area 1001 Gas Aero CT 2023
5111 | Area 1001 Gas Aero CT 2023 | SO2 | ATC | 2025 | AEP-KPCO | 19.1692 | 19.1692 | 0 | 0.056992 | 0.056992 | 0 | 0.00752 | 2025 |  |  |  | REF | 0 | 0 | Real 2021 ¦ 12/22/2022 3:42:52 PM | Area 1001 Gas Aero CT 2023
5112 | Area 1001 Gas Aero CT 2024 | CO2 | ATC | 2025 | AEP-KPCO | 311425.2812 | 311425.2812 | 0 | 0 | 0 | 0 | 122 | 2025 |  |  |  | REF | 0 | 0 | Real 2021 ¦ 12/22/2022 3:42:52 PM | Area 1001 Gas Aero CT 2024
5113 | Area 1001 Gas Aero CT 2024 | NOX | ATC | 2025 | AEP-KPCO | 1.4295 | 1.4295 | 0 | 0.10821 | 0.10821 | 0 | 0.00056 | 2025 |  |  |  | REF | 0 | 0 | Real 2021 ¦ 12/22/2022 3:42:52 PM | Area 1001 Gas Aero CT 2024
5114 | Area 1001 Gas Aero CT 2024 | SO2 | ATC | 2025 | AEP-KPCO | 19.1961 | 19.1961 | 0 | 0.057072 | 0.057072 | 0 | 0.00752 | 2025 |  |  |  | REF | 0 | 0 | Real 2021 ¦ 12/22/2022 3:42:52 PM | Area 1001 Gas Aero CT 2024
5115 | Area 1001 Gas Aero CT 2025 | CO2 | ATC | 2025 | AEP-KPCO | 281102.4062 | 281102.4062 | 0 | 0 | 0 | 0 | 122 | 2025 |  |  |  | REF | 0 | 0 | Real 2021 ¦ 12/22/2022 3:42:52 PM | Area 1001 Gas Aero CT 2025
5116 | Area 1001 Gas Aero CT 2025 | NOX | ATC | 2025 | AEP-KPCO | 1.2903 | 1.2903 | 0 | 0.10397 | 0.10397 | 0 | 0.00056 | 2025 |  |  |  | REF | 0 | 0 | Real 2021 ¦ 12/22/2022 3:42:52 PM | Area 1001 Gas Aero CT 2025
5117 | Area 1001 Gas Aero CT 2025 | SO2 | ATC | 2025 | AEP-KPCO | 17.327 | 17.327 | 0 | 0.051515 | 0.051515 | 0 | 0.00752 | 2025 |  |  |  | REF | 0 | 0 | Real 2021 ¦ 12/22/2022 3:42:52 PM | Area 1001 Gas Aero CT 2025
5118 | Area 1001 Gas Aero CT 2026 | CO2 | ATC | 2025 | AEP-KPCO | 0 | 0 | 0 | 0 | 0 | 0 | 122 | 2025 |  |  |  | REF | 0 | 0 | Real 2021 ¦ 12/22/2022 3:42:52 PM | Area 1001 Gas Aero CT 2026
5119 | Area 1001 Gas Aero CT 2026 | NOX | ATC | 2025 | AEP-KPCO | 0 | 0 | 0 | 0 | 0 | 0 | 0.00056 | 2025 |  |  |  | REF | 0 | 0 | Real 2021 ¦ 12/22/2022 3:42:52 PM | Area 1001 Gas Aero CT 2026
5120 | Area 1001 Gas Aero CT 2026 | SO2 | ATC | 2025 | AEP-KPCO | 0 | 0 | 0 | 0 | 0 | 0 | 0.00752 | 2025 |  |  |  | REF | 0 | 0 | Real 2021 ¦ 12/22/2022 3:42:52 PM | Area 1001 Gas Aero CT 2026
5121 | Area 1001 Gas Aero CT 2027 | CO2 | ATC | 2025 | AEP-KPCO | 0 | 0 | 0 | 0 | 0 | 0 | 122 | 2025 |  |  |  | REF | 0 | 0 | Real 2021 ¦ 12/22/2022 3:42:52 PM | Area 1001 Gas Aero CT 2027
5122 | Area 1001 Gas Aero CT 2027 | NOX | ATC | 2025 | AEP-KPCO | 0 | 0 | 0 | 0 | 0 | 0 | 0.00056 | 2025 |  |  |  | REF | 0 | 0 | Real 2021 ¦ 12/22/2022 3:42:52 PM | Area 1001 Gas Aero CT 2027
5123 | Area 1001 Gas Aero CT 2027 | SO2 | ATC | 2025 | AEP-KPCO | 0 | 0 | 0 | 0 | 0 | 0 | 0.00752 | 2025 |  |  |  | REF | 0 | 0 | Real 2021 ¦ 12/22/2022 3:42:52 PM | Area 1001 Gas Aero CT 2027
5124 | Area 1001 Gas Aero CT 2028 | CO2 | ATC | 2025 | AEP-KPCO | 0 | 0 | 0 | 0 | 0 | 0 | 122 | 2025 |  |  |  | REF | 0 | 0 | Real 2021 ¦ 12/22/2022 3:42:52 PM | Area 1001 Gas Aero CT 2028
5125 | Area 1001 Gas Aero CT 2028 | NOX | ATC | 2025 | AEP-KPCO | 0 | 0 | 0 | 0 | 0 | 0 | 0.00056 | 2025 |  |  |  | REF | 0 | 0 | Real 2021 ¦ 12/22/2022 3:42:52 PM | Area 1001 Gas Aero CT 2028
5126 | Area 1001 Gas Aero CT 2028 | SO2 | ATC | 2025 | AEP-KPCO | 0 | 0 | 0 | 0 | 0 | 0 | 0.00752 | 2025 |  |  |  | REF | 0 | 0 | Real 2021 ¦ 12/22/2022 3:42:52 PM | Area 1001 Gas Aero CT 2028
5127 | Area 1001 Gas Aero CT 2029 | CO2 | ATC | 2025 | AEP-KPCO | 0 | 0 | 0 | 0 | 0 | 0 | 122 | 2025 |  |  |  | REF | 0 | 0 | Real 2021 ¦ 12/22/2022 3:42:52 PM | Area 1001 Gas Aero CT 2029
5128 | Area 1001 Gas Aero CT 2029 | NOX | ATC | 2025 | AEP-KPCO | 0 | 0 | 0 | 0 | 0 | 0 | 0.00056 | 2025 |  |  |  | REF | 0 | 0 | Real 2021 ¦ 12/22/2022 3:42:52 PM | Area 1001 Gas Aero CT 2029
5129 | Area 1001 Gas Aero CT 2029 | SO2 | ATC | 2025 | AEP-KPCO | 0 | 0 | 0 | 0 | 0 | 0 | 0.00752 | 2025 |  |  |  | REF | 0 | 0 | Real 2021 ¦ 12/22/2022 3:42:52 PM | Area 1001 Gas Aero CT 2029
5130 | Area 1001 Gas Aero CT 2030 | CO2 | ATC | 2025 | AEP-KPCO | 0 | 0 | 0 | 0 | 0 | 0 | 122 | 2025 |  |  |  | REF | 0 | 0 | Real 2021 ¦ 12/22/2022 3:42:52 PM | Area 1001 Gas Aero CT 2030
5131 | Area 1001 Gas Aero CT 2030 | NOX | ATC | 2025 | AEP-KPCO | 0 | 0 | 0 | 0 | 0 | 0 | 0.00056 | 2025 |  |  |  | REF | 0 | 0 | Real 2021 ¦ 12/22/2022 3:42:52 PM | Area 1001 Gas Aero CT 2030
5132 | Area 1001 Gas Aero CT 2030 | SO2 | ATC | 2025 | AEP-KPCO | 0 | 0 | 0 | 0 | 0 | 0 | 0.00752 | 2025 |  |  |  | REF | 0 | 0 | Real 2021 ¦ 12/22/2022 3:42:52 PM | Area 1001 Gas Aero CT 2030
5133 | Area 1001 Gas Aero CT 2031 | CO2 | ATC | 2025 | AEP-KPCO | 0 | 0 | 0 | 0 | 0 | 0 | 122 | 2025 |  |  |  | REF | 0 | 0 | Real 2021 ¦ 12/22/2022 3:42:52 PM | Area 1001 Gas Aero CT 2031
5134 | Area 1001 Gas Aero CT 2031 | NOX | ATC | 2025 | AEP-KPCO | 0 | 0 | 0 | 0 | 0 | 0 | 0.00056 | 2025 |  |  |  | REF | 0 | 0 | Real 2021 ¦ 12/22/2022 3:42:52 PM | Area 1001 Gas Aero CT 2031
5135 | Area 1001 Gas Aero CT 2031 | SO2 | ATC | 2025 | AEP-KPCO | 0 | 0 | 0 | 0 | 0 | 0 | 0.00752 | 2025 |  |  |  | REF | 0 | 0 | Real 2021 ¦ 12/22/2022 3:42:52 PM | Area 1001 Gas Aero CT 2031
5136 | Area 1001 Gas Aero CT 2032 | CO2 | ATC | 2025 | AEP-KPCO | 0 | 0 | 0 | 0 | 0 | 0 | 122 | 2025 |  |  |  | REF | 0 | 0 | Real 2021 ¦ 12/22/2022 3:42:52 PM | Area 1001 Gas Aero CT 2032
5137 | Area 1001 Gas Aero CT 2032 | NOX | ATC | 2025 | AEP-KPCO | 0 | 0 | 0 | 0 | 0 | 0 | 0.00056 | 2025 |  |  |  | REF | 0 | 0 | Real 2021 ¦ 12/22/2022 3:42:52 PM | Area 1001 Gas Aero CT 2032
5138 | Area 1001 Gas Aero CT 2032 | SO2 | ATC | 2025 | AEP-KPCO | 0 | 0 | 0 | 0 | 0 | 0 | 0.00752 | 2025 |  |  |  | REF | 0 | 0 | Real 2021 ¦ 12/22/2022 3:42:52 PM | Area 1001 Gas Aero CT 2032
5139 | Area 1001 Gas Aero CT 2033 | CO2 | ATC | 2025 | AEP-KPCO | 0 | 0 | 0 | 0 | 0 | 0 | 122 | 2025 |  |  |  | REF | 0 | 0 | Real 2021 ¦ 12/22/2022 3:42:52 PM | Area 1001 Gas Aero CT 2033
5140 | Area 1001 Gas Aero CT 2033 | NOX | ATC | 2025 | AEP-KPCO | 0 | 0 | 0 | 0 | 0 | 0 | 0.00056 | 2025 |  |  |  | REF | 0 | 0 | Real 2021 ¦ 12/22/2022 3:42:52 PM | Area 1001 Gas Aero CT 2033
5141 | Area 1001 Gas Aero CT 2033 | SO2 | ATC | 2025 | AEP-KPCO | 0 | 0 | 0 | 0 | 0 | 0 | 0.00752 | 2025 |  |  |  | REF | 0 | 0 | Real 2021 ¦ 12/22/2022 3:42:52 PM | Area 1001 Gas Aero CT 2033
5142 | Area 1001 Gas Aero CT 2034 | CO2 | ATC | 2025 | AEP-KPCO | 0 | 0 | 0 | 0 | 0 | 0 | 122 | 2025 |  |  |  | REF | 0 | 0 | Real 2021 ¦ 12/22/2022 3:42:52 PM | Area 1001 Gas Aero CT 2034
5143 | Area 1001 Gas Aero CT 2034 | NOX | ATC | 2025 | AEP-KPCO | 0 | 0 | 0 | 0 | 0 | 0 | 0.00056 | 2025 |  |  |  | REF | 0 | 0 | Real 2021 ¦ 12/22/2022 3:42:52 PM | Area 1001 Gas Aero CT 2034
5144 | Area 1001 Gas Aero CT 2034 | SO2 | ATC | 2025 | AEP-KPCO | 0 | 0 | 0 | 0 | 0 | 0 | 0.00752 | 2025 |  |  |  | REF | 0 | 0 | Real 2021 ¦ 12/22/2022 3:42:52 PM | Area 1001 Gas Aero CT 2034
5145 | Area 1001 Gas Aero CT 2035 | CO2 | ATC | 2025 | AEP-KPCO | 0 | 0 | 0 | 0 | 0 | 0 | 122 | 2025 |  |  |  | REF | 0 | 0 | Real 2021 ¦ 12/22/2022 3:42:52 PM | Area 1001 Gas Aero CT 2035
5146 | Area 1001 Gas Aero CT 2035 | NOX | ATC | 2025 | AEP-KPCO | 0 | 0 | 0 | 0 | 0 | 0 | 0.00056 | 2025 |  |  |  | REF | 0 | 0 | Real 2021 ¦ 12/22/2022 3:42:52 PM | Area 1001 Gas Aero CT 2035
5147 | Area 1001 Gas Aero CT 2035 | SO2 | ATC | 2025 | AEP-KPCO | 0 | 0 | 0 | 0 | 0 | 0 | 0.00752 | 2025 |  |  |  | REF | 0 | 0 | Real 2021 ¦ 12/22/2022 3:42:52 PM | Area 1001 Gas Aero CT 2035
5148 | Area 1001 Gas Aero CT 2036 | CO2 | ATC | 2025 | AEP-KPCO | 0 | 0 | 0 | 0 | 0 | 0 | 122 | 2025 |  |  |  | REF | 0 | 0 | Real 2021 ¦ 12/22/2022 3:42:52 PM | Area 1001 Gas Aero CT 2036
5149 | Area 1001 Gas Aero CT 2036 | NOX | ATC | 2025 | AEP-KPCO | 0 | 0 | 0 | 0 | 0 | 0 | 0.00056 | 2025 |  |  |  | REF | 0 | 0 | Real 2021 ¦ 12/22/2022 3:42:52 PM | Area 1001 Gas Aero CT 2036
5150 | Area 1001 Gas Aero CT 2036 | SO2 | ATC | 2025 | AEP-KPCO | 0 | 0 | 0 | 0 | 0 | 0 | 0.00752 | 2025 |  |  |  | REF | 0 | 0 | Real 2021 ¦ 12/22/2022 3:42:52 PM | Area 1001 Gas Aero CT 2036
5151 | Area 1001 Gas Aero CT 2037 | CO2 | ATC | 2025 | AEP-KPCO | 0 | 0 | 0 | 0 | 0 | 0 | 122 | 2025 |  |  |  | REF | 0 | 0 | Real 2021 ¦ 12/22/2022 3:42:52 PM | Area 1001 Gas Aero CT 2037
5152 | Area 1001 Gas Aero CT 2037 | NOX | ATC | 2025 | AEP-KPCO | 0 | 0 | 0 | 0 | 0 | 0 | 0.00056 | 2025 |  |  |  | REF | 0 | 0 | Real 2021 ¦ 12/22/2022 3:42:52 PM | Area 1001 Gas Aero CT 2037
5153 | Area 1001 Gas Aero CT 2037 | SO2 | ATC | 2025 | AEP-KPCO | 0 | 0 | 0 | 0 | 0 | 0 | 0.00752 | 2025 |  |  |  | REF | 0 | 0 | Real 2021 ¦ 12/22/2022 3:42:52 PM | Area 1001 Gas Aero CT 2037
5154 | Area 1001 Gas Aero CT 2038 | CO2 | ATC | 2025 | AEP-KPCO | 0 | 0 | 0 | 0 | 0 | 0 | 122 | 2025 |  |  |  | REF | 0 | 0 | Real 2021 ¦ 12/22/2022 3:42:52 PM | Area 1001 Gas Aero CT 2038
5155 | Area 1001 Gas Aero CT 2038 | NOX | ATC | 2025 | AEP-KPCO | 0 | 0 | 0 | 0 | 0 | 0 | 0.00056 | 2025 |  |  |  | REF | 0 | 0 | Real 2021 ¦ 12/22/2022 3:42:52 PM | Area 1001 Gas Aero CT 2038
5156 | Area 1001 Gas Aero CT 2038 | SO2 | ATC | 2025 | AEP-KPCO | 0 | 0 | 0 | 0 | 0 | 0 | 0.00752 | 2025 |  |  |  | REF | 0 | 0 | Real 2021 ¦ 12/22/2022 3:42:52 PM | Area 1001 Gas Aero CT 2038
5157 | Area 1001 Gas Aero CT 2039 | CO2 | ATC | 2025 | AEP-KPCO | 0 | 0 | 0 | 0 | 0 | 0 | 122 | 2025 |  |  |  | REF | 0 | 0 | Real 2021 ¦ 12/22/2022 3:42:52 PM | Area 1001 Gas Aero CT 2039
5158 | Area 1001 Gas Aero CT 2039 | NOX | ATC | 2025 | AEP-KPCO | 0 | 0 | 0 | 0 | 0 | 0 | 0.00056 | 2025 |  |  |  | REF | 0 | 0 | Real 2021 ¦ 12/22/2022 3:42:52 PM | Area 1001 Gas Aero CT 2039
5159 | Area 1001 Gas Aero CT 2039 | SO2 | ATC | 2025 | AEP-KPCO | 0 | 0 | 0 | 0 | 0 | 0 | 0.00752 | 2025 |  |  |  | REF | 0 | 0 | Real 2021 ¦ 12/22/2022 3:42:52 PM | Area 1001 Gas Aero CT 2039
5160 | Area 1001 Gas Aero CT 2040 | CO2 | ATC | 2025 | AEP-KPCO | 0 | 0 | 0 | 0 | 0 | 0 | 122 | 2025 |  |  |  | REF | 0 | 0 | Real 2021 ¦ 12/22/2022 3:42:52 PM | Area 1001 Gas Aero CT 2040
5161 | Area 1001 Gas Aero CT 2040 | NOX | ATC | 2025 | AEP-KPCO | 0 | 0 | 0 | 0 | 0 | 0 | 0.00056 | 2025 |  |  |  | REF | 0 | 0 | Real 2021 ¦ 12/22/2022 3:42:52 PM | Area 1001 Gas Aero CT 2040
5162 | Area 1001 Gas Aero CT 2040 | SO2 | ATC | 2025 | AEP-KPCO | 0 | 0 | 0 | 0 | 0 | 0 | 0.00752 | 2025 |  |  |  | REF | 0 | 0 | Real 2021 ¦ 12/22/2022 3:42:52 PM | Area 1001 Gas Aero CT 2040
5163 | Area 1001 Gas Aero CT 2041 | CO2 | ATC | 2025 | AEP-KPCO | 0 | 0 | 0 | 0 | 0 | 0 | 122 | 2025 |  |  |  | REF | 0 | 0 | Real 2021 ¦ 12/22/2022 3:42:52 PM | Area 1001 Gas Aero CT 2041
5164 | Area 1001 Gas Aero CT 2041 | NOX | ATC | 2025 | AEP-KPCO | 0 | 0 | 0 | 0 | 0 | 0 | 0.00056 | 2025 |  |  |  | REF | 0 | 0 | Real 2021 ¦ 12/22/2022 3:42:52 PM | Area 1001 Gas Aero CT 2041
5165 | Area 1001 Gas Aero CT 2041 | SO2 | ATC | 2025 | AEP-KPCO | 0 | 0 | 0 | 0 | 0 | 0 | 0.00752 | 2025 |  |  |  | REF | 0 | 0 | Real 2021 ¦ 12/22/2022 3:42:52 PM | Area 1001 Gas Aero CT 2041
5166 | Area 1001 Gas Aero CT 2042 | CO2 | ATC | 2025 | AEP-KPCO | 0 | 0 | 0 | 0 | 0 | 0 | 122 | 2025 |  |  |  | REF | 0 | 0 | Real 2021 ¦ 12/22/2022 3:42:52 PM | Area 1001 Gas Aero CT 2042
5167 | Area 1001 Gas Aero CT 2042 | NOX | ATC | 2025 | AEP-KPCO | 0 | 0 | 0 | 0 | 0 | 0 | 0.00056 | 2025 |  |  |  | REF | 0 | 0 | Real 2021 ¦ 12/22/2022 3:42:52 PM | Area 1001 Gas Aero CT 2042
5168 | Area 1001 Gas Aero CT 2042 | SO2 | ATC | 2025 | AEP-KPCO | 0 | 0 | 0 | 0 | 0 | 0 | 0.00752 | 2025 |  |  |  | REF | 0 | 0 | Real 2021 ¦ 12/22/2022 3:42:52 PM | Area 1001 Gas Aero CT 2042
5169 | Area 1001 Gas Aero CT 2043 | CO2 | ATC | 2025 | AEP-KPCO | 0 | 0 | 0 | 0 | 0 | 0 | 122 | 2025 |  |  |  | REF | 0 | 0 | Real 2021 ¦ 12/22/2022 3:42:52 PM | Area 1001 Gas Aero CT 2043
5170 | Area 1001 Gas Aero CT 2043 | NOX | ATC | 2025 | AEP-KPCO | 0 | 0 | 0 | 0 | 0 | 0 | 0.00056 | 2025 |  |  |  | REF | 0 | 0 | Real 2021 ¦ 12/22/2022 3:42:52 PM | Area 1001 Gas Aero CT 2043
5171 | Area 1001 Gas Aero CT 2043 | SO2 | ATC | 2025 | AEP-KPCO | 0 | 0 | 0 | 0 | 0 | 0 | 0.00752 | 2025 |  |  |  | REF | 0 | 0 | Real 2021 ¦ 12/22/2022 3:42:52 PM | Area 1001 Gas Aero CT 2043
5172 | Area 1001 Gas IC 2023 | CO2 | ATC | 2025 | AEP-KPCO | 77818.9375 | 77818.9375 | 0 | 0 | 0 | 0 | 122 | 2025 |  |  |  | REF | 0 | 0 | Real 2021 ¦ 12/22/2022 3:42:52 PM | Area 1001 Gas IC 2023
5173 | Area 1001 Gas IC 2023 | NOX | ATC | 2025 | AEP-KPCO | 0.3572 | 0.3572 | 0 | 0.024335 | 0.024335 | 0 | 0.00056 | 2025 |  |  |  | REF | 0 | 0 | Real 2021 ¦ 12/22/2022 3:42:52 PM | Area 1001 Gas IC 2023
5174 | Area 1001 Gas IC 2023 | SO2 | ATC | 2025 | AEP-KPCO | 4.7967 | 4.7967 | 0 | 0.014261 | 0.014261 | 0 | 0.00752 | 2025 |  |  |  | REF | 0 | 0 | Real 2021 ¦ 12/22/2022 3:42:52 PM | Area 1001 Gas IC 2023
5175 | Area 1001 Gas IC 2024 | CO2 | ATC | 2025 | AEP-KPCO | 78030.2969 | 78030.2969 | 0 | 0 | 0 | 0 | 122 | 2025 |  |  |  | REF | 0 | 0 | Real 2021 ¦ 12/22/2022 3:42:52 PM | Area 1001 Gas IC 2024
5176 | Area 1001 Gas IC 2024 | NOX | ATC | 2025 | AEP-KPCO | 0.35817 | 0.35817 | 0 | 0.024339 | 0.024339 | 0 | 0.00056 | 2025 |  |  |  | REF | 0 | 0 | Real 2021 ¦ 12/22/2022 3:42:52 PM | Area 1001 Gas IC 2024
5177 | Area 1001 Gas IC 2024 | SO2 | ATC | 2025 | AEP-KPCO | 4.8097 | 4.8097 | 0 | 0.0143 | 0.0143 | 0 | 0.00752 | 2025 |  |  |  | REF | 0 | 0 | Real 2021 ¦ 12/22/2022 3:42:52 PM | Area 1001 Gas IC 2024
5178 | Area 1001 Gas IC 2025 | CO2 | ATC | 2025 | AEP-KPCO | 78407.4141 | 78407.4141 | 0 | 0 | 0 | 0 | 122 | 2025 |  |  |  | REF | 0 | 0 | Real 2021 ¦ 12/22/2022 3:42:52 PM | Area 1001 Gas IC 2025
5179 | Area 1001 Gas IC 2025 | NOX | ATC | 2025 | AEP-KPCO | 0.3599 | 0.3599 | 0 | 0.024348 | 0.024348 | 0 | 0.00056 | 2025 |  |  |  | REF | 0 | 0 | Real 2021 ¦ 12/22/2022 3:42:52 PM | Area 1001 Gas IC 2025
5180 | Area 1001 Gas IC 2025 | SO2 | ATC | 2025 | AEP-KPCO | 4.833 | 4.833 | 0 | 0.014369 | 0.014369 | 0 | 0.00752 | 2025 |  |  |  | REF | 0 | 0 | Real 2021 ¦ 12/22/2022 3:42:52 PM | Area 1001 Gas IC 2025
5181 | Area 1001 Gas IC 2026 | CO2 | ATC | 2025 | AEP-KPCO | 0 | 0 | 0 | 0 | 0 | 0 | 122 | 2025 |  |  |  | REF | 0 | 0 | Real 2021 ¦ 12/22/2022 3:42:52 PM | Area 1001 Gas IC 2026
5182 | Area 1001 Gas IC 2026 | NOX | ATC | 2025 | AEP-KPCO | 0 | 0 | 0 | 0 | 0 | 0 | 0.00056 | 2025 |  |  |  | REF | 0 | 0 | Real 2021 ¦ 12/22/2022 3:42:52 PM | Area 1001 Gas IC 2026
5183 | Area 1001 Gas IC 2026 | SO2 | ATC | 2025 | AEP-KPCO | 0 | 0 | 0 | 0 | 0 | 0 | 0.00752 | 2025 |  |  |  | REF | 0 | 0 | Real 2021 ¦ 12/22/2022 3:42:52 PM | Area 1001 Gas IC 2026
5184 | Area 1001 Gas IC 2027 | CO2 | ATC | 2025 | AEP-KPCO | 0 | 0 | 0 | 0 | 0 | 0 | 122 | 2025 |  |  |  | REF | 0 | 0 | Real 2021 ¦ 12/22/2022 3:42:52 PM | Area 1001 Gas IC 2027
5185 | Area 1001 Gas IC 2027 | NOX | ATC | 2025 | AEP-KPCO | 0 | 0 | 0 | 0 | 0 | 0 | 0.00056 | 2025 |  |  |  | REF | 0 | 0 | Real 2021 ¦ 12/22/2022 3:42:52 PM | Area 1001 Gas IC 2027
5186 | Area 1001 Gas IC 2027 | SO2 | ATC | 2025 | AEP-KPCO | 0 | 0 | 0 | 0 | 0 | 0 | 0.00752 | 2025 |  |  |  | REF | 0 | 0 | Real 2021 ¦ 12/22/2022 3:42:52 PM | Area 1001 Gas IC 2027
5187 | Area 1001 Gas IC 2028 | CO2 | ATC | 2025 | AEP-KPCO | 0 | 0 | 0 | 0 | 0 | 0 | 122 | 2025 |  |  |  | REF | 0 | 0 | Real 2021 ¦ 12/22/2022 3:42:52 PM | Area 1001 Gas IC 2028
5188 | Area 1001 Gas IC 2028 | NOX | ATC | 2025 | AEP-KPCO | 0 | 0 | 0 | 0 | 0 | 0 | 0.00056 | 2025 |  |  |  | REF | 0 | 0 | Real 2021 ¦ 12/22/2022 3:42:52 PM | Area 1001 Gas IC 2028
5189 | Area 1001 Gas IC 2028 | SO2 | ATC | 2025 | AEP-KPCO | 0 | 0 | 0 | 0 | 0 | 0 | 0.00752 | 2025 |  |  |  | REF | 0 | 0 | Real 2021 ¦ 12/22/2022 3:42:52 PM | Area 1001 Gas IC 2028
5190 | Area 1001 Gas IC 2029 | CO2 | ATC | 2025 | AEP-KPCO | 0 | 0 | 0 | 0 | 0 | 0 | 122 | 2025 |  |  |  | REF | 0 | 0 | Real 2021 ¦ 12/22/2022 3:42:52 PM | Area 1001 Gas IC 2029
5191 | Area 1001 Gas IC 2029 | NOX | ATC | 2025 | AEP-KPCO | 0 | 0 | 0 | 0 | 0 | 0 | 0.00056 | 2025 |  |  |  | REF | 0 | 0 | Real 2021 ¦ 12/22/2022 3:42:52 PM | Area 1001 Gas IC 2029
5192 | Area 1001 Gas IC 2029 | SO2 | ATC | 2025 | AEP-KPCO | 0 | 0 | 0 | 0 | 0 | 0 | 0.00752 | 2025 |  |  |  | REF | 0 | 0 | Real 2021 ¦ 12/22/2022 3:42:52 PM | Area 1001 Gas IC 2029
5193 | Area 1001 Gas IC 2030 | CO2 | ATC | 2025 | AEP-KPCO | 0 | 0 | 0 | 0 | 0 | 0 | 122 | 2025 |  |  |  | REF | 0 | 0 | Real 2021 ¦ 12/22/2022 3:42:52 PM | Area 1001 Gas IC 2030
5194 | Area 1001 Gas IC 2030 | NOX | ATC | 2025 | AEP-KPCO | 0 | 0 | 0 | 0 | 0 | 0 | 0.00056 | 2025 |  |  |  | REF | 0 | 0 | Real 2021 ¦ 12/22/2022 3:42:52 PM | Area 1001 Gas IC 2030
5195 | Area 1001 Gas IC 2030 | SO2 | ATC | 2025 | AEP-KPCO | 0 | 0 | 0 | 0 | 0 | 0 | 0.00752 | 2025 |  |  |  | REF | 0 | 0 | Real 2021 ¦ 12/22/2022 3:42:52 PM | Area 1001 Gas IC 2030
5196 | Area 1001 Gas IC 2031 | CO2 | ATC | 2025 | AEP-KPCO | 0 | 0 | 0 | 0 | 0 | 0 | 122 | 2025 |  |  |  | REF | 0 | 0 | Real 2021 ¦ 12/22/2022 3:42:52 PM | Area 1001 Gas IC 2031
5197 | Area 1001 Gas IC 2031 | NOX | ATC | 2025 | AEP-KPCO | 0 | 0 | 0 | 0 | 0 | 0 | 0.00056 | 2025 |  |  |  | REF | 0 | 0 | Real 2021 ¦ 12/22/2022 3:42:52 PM | Area 1001 Gas IC 2031
5198 | Area 1001 Gas IC 2031 | SO2 | ATC | 2025 | AEP-KPCO | 0 | 0 | 0 | 0 | 0 | 0 | 0.00752 | 2025 |  |  |  | REF | 0 | 0 | Real 2021 ¦ 12/22/2022 3:42:52 PM | Area 1001 Gas IC 2031
5199 | Area 1001 Gas IC 2032 | CO2 | ATC | 2025 | AEP-KPCO | 0 | 0 | 0 | 0 | 0 | 0 | 122 | 2025 |  |  |  | REF | 0 | 0 | Real 2021 ¦ 12/22/2022 3:42:52 PM | Area 1001 Gas IC 2032
5200 | Area 1001 Gas IC 2032 | NOX | ATC | 2025 | AEP-KPCO | 0 | 0 | 0 | 0 | 0 | 0 | 0.00056 | 2025 |  |  |  | REF | 0 | 0 | Real 2021 ¦ 12/22/2022 3:42:52 PM | Area 1001 Gas IC 2032
5201 | Area 1001 Gas IC 2032 | SO2 | ATC | 2025 | AEP-KPCO | 0 | 0 | 0 | 0 | 0 | 0 | 0.00752 | 2025 |  |  |  | REF | 0 | 0 | Real 2021 ¦ 12/22/2022 3:42:52 PM | Area 1001 Gas IC 2032
5202 | Area 1001 Gas IC 2033 | CO2 | ATC | 2025 | AEP-KPCO | 0 | 0 | 0 | 0 | 0 | 0 | 122 | 2025 |  |  |  | REF | 0 | 0 | Real 2021 ¦ 12/22/2022 3:42:52 PM | Area 1001 Gas IC 2033
5203 | Area 1001 Gas IC 2033 | NOX | ATC | 2025 | AEP-KPCO | 0 | 0 | 0 | 0 | 0 | 0 | 0.00056 | 2025 |  |  |  | REF | 0 | 0 | Real 2021 ¦ 12/22/2022 3:42:52 PM | Area 1001 Gas IC 2033
5204 | Area 1001 Gas IC 2033 | SO2 | ATC | 2025 | AEP-KPCO | 0 | 0 | 0 | 0 | 0 | 0 | 0.00752 | 2025 |  |  |  | REF | 0 | 0 | Real 2021 ¦ 12/22/2022 3:42:52 PM | Area 1001 Gas IC 2033
5205 | Area 1001 Gas IC 2034 | CO2 | ATC | 2025 | AEP-KPCO | 0 | 0 | 0 | 0 | 0 | 0 | 122 | 2025 |  |  |  | REF | 0 | 0 | Real 2021 ¦ 12/22/2022 3:42:52 PM | Area 1001 Gas IC 2034
5206 | Area 1001 Gas IC 2034 | NOX | ATC | 2025 | AEP-KPCO | 0 | 0 | 0 | 0 | 0 | 0 | 0.00056 | 2025 |  |  |  | REF | 0 | 0 | Real 2021 ¦ 12/22/2022 3:42:52 PM | Area 1001 Gas IC 2034
5207 | Area 1001 Gas IC 2034 | SO2 | ATC | 2025 | AEP-KPCO | 0 | 0 | 0 | 0 | 0 | 0 | 0.00752 | 2025 |  |  |  | REF | 0 | 0 | Real 2021 ¦ 12/22/2022 3:42:52 PM | Area 1001 Gas IC 2034
5208 | Area 1001 Gas IC 2035 | CO2 | ATC | 2025 | AEP-KPCO | 0 | 0 | 0 | 0 | 0 | 0 | 122 | 2025 |  |  |  | REF | 0 | 0 | Real 2021 ¦ 12/22/2022 3:42:52 PM | Area 1001 Gas IC 2035
5209 | Area 1001 Gas IC 2035 | NOX | ATC | 2025 | AEP-KPCO | 0 | 0 | 0 | 0 | 0 | 0 | 0.00056 | 2025 |  |  |  | REF | 0 | 0 | Real 2021 ¦ 12/22/2022 3:42:52 PM | Area 1001 Gas IC 2035
5210 | Area 1001 Gas IC 2035 | SO2 | ATC | 2025 | AEP-KPCO | 0 | 0 | 0 | 0 | 0 | 0 | 0.00752 | 2025 |  |  |  | REF | 0 | 0 | Real 2021 ¦ 12/22/2022 3:42:52 PM | Area 1001 Gas IC 2035
5211 | Area 1001 Gas IC 2036 | CO2 | ATC | 2025 | AEP-KPCO | 0 | 0 | 0 | 0 | 0 | 0 | 122 | 2025 |  |  |  | REF | 0 | 0 | Real 2021 ¦ 12/22/2022 3:42:52 PM | Area 1001 Gas IC 2036
5212 | Area 1001 Gas IC 2036 | NOX | ATC | 2025 | AEP-KPCO | 0 | 0 | 0 | 0 | 0 | 0 | 0.00056 | 2025 |  |  |  | REF | 0 | 0 | Real 2021 ¦ 12/22/2022 3:42:52 PM | Area 1001 Gas IC 2036
5213 | Area 1001 Gas IC 2036 | SO2 | ATC | 2025 | AEP-KPCO | 0 | 0 | 0 | 0 | 0 | 0 | 0.00752 | 2025 |  |  |  | REF | 0 | 0 | Real 2021 ¦ 12/22/2022 3:42:52 PM | Area 1001 Gas IC 2036
5214 | Area 1001 Gas IC 2037 | CO2 | ATC | 2025 | AEP-KPCO | 0 | 0 | 0 | 0 | 0 | 0 | 122 | 2025 |  |  |  | REF | 0 | 0 | Real 2021 ¦ 12/22/2022 3:42:52 PM | Area 1001 Gas IC 2037
5215 | Area 1001 Gas IC 2037 | NOX | ATC | 2025 | AEP-KPCO | 0 | 0 | 0 | 0 | 0 | 0 | 0.00056 | 2025 |  |  |  | REF | 0 | 0 | Real 2021 ¦ 12/22/2022 3:42:52 PM | Area 1001 Gas IC 2037
5216 | Area 1001 Gas IC 2037 | SO2 | ATC | 2025 | AEP-KPCO | 0 | 0 | 0 | 0 | 0 | 0 | 0.00752 | 2025 |  |  |  | REF | 0 | 0 | Real 2021 ¦ 12/22/2022 3:42:52 PM | Area 1001 Gas IC 2037
5217 | Area 1001 Gas IC 2038 | CO2 | ATC | 2025 | AEP-KPCO | 0 | 0 | 0 | 0 | 0 | 0 | 122 | 2025 |  |  |  | REF | 0 | 0 | Real 2021 ¦ 12/22/2022 3:42:52 PM | Area 1001 Gas IC 2038
5218 | Area 1001 Gas IC 2038 | NOX | ATC | 2025 | AEP-KPCO | 0 | 0 | 0 | 0 | 0 | 0 | 0.00056 | 2025 |  |  |  | REF | 0 | 0 | Real 2021 ¦ 12/22/2022 3:42:52 PM | Area 1001 Gas IC 2038
5219 | Area 1001 Gas IC 2038 | SO2 | ATC | 2025 | AEP-KPCO | 0 | 0 | 0 | 0 | 0 | 0 | 0.00752 | 2025 |  |  |  | REF | 0 | 0 | Real 2021 ¦ 12/22/2022 3:42:52 PM | Area 1001 Gas IC 2038
5220 | Area 1001 Gas IC 2039 | CO2 | ATC | 2025 | AEP-KPCO | 0 | 0 | 0 | 0 | 0 | 0 | 122 | 2025 |  |  |  | REF | 0 | 0 | Real 2021 ¦ 12/22/2022 3:42:52 PM | Area 1001 Gas IC 2039
5221 | Area 1001 Gas IC 2039 | NOX | ATC | 2025 | AEP-KPCO | 0 | 0 | 0 | 0 | 0 | 0 | 0.00056 | 2025 |  |  |  | REF | 0 | 0 | Real 2021 ¦ 12/22/2022 3:42:52 PM | Area 1001 Gas IC 2039
5222 | Area 1001 Gas IC 2039 | SO2 | ATC | 2025 | AEP-KPCO | 0 | 0 | 0 | 0 | 0 | 0 | 0.00752 | 2025 |  |  |  | REF | 0 | 0 | Real 2021 ¦ 12/22/2022 3:42:52 PM | Area 1001 Gas IC 2039
5223 | Area 1001 Gas IC 2040 | CO2 | ATC | 2025 | AEP-KPCO | 0 | 0 | 0 | 0 | 0 | 0 | 122 | 2025 |  |  |  | REF | 0 | 0 | Real 2021 ¦ 12/22/2022 3:42:52 PM | Area 1001 Gas IC 2040
5224 | Area 1001 Gas IC 2040 | NOX | ATC | 2025 | AEP-KPCO | 0 | 0 | 0 | 0 | 0 | 0 | 0.00056 | 2025 |  |  |  | REF | 0 | 0 | Real 2021 ¦ 12/22/2022 3:42:52 PM | Area 1001 Gas IC 2040
5225 | Area 1001 Gas IC 2040 | SO2 | ATC | 2025 | AEP-KPCO | 0 | 0 | 0 | 0 | 0 | 0 | 0.00752 | 2025 |  |  |  | REF | 0 | 0 | Real 2021 ¦ 12/22/2022 3:42:52 PM | Area 1001 Gas IC 2040
5226 | Area 1001 Gas IC 2041 | CO2 | ATC | 2025 | AEP-KPCO | 0 | 0 | 0 | 0 | 0 | 0 | 122 | 2025 |  |  |  | REF | 0 | 0 | Real 2021 ¦ 12/22/2022 3:42:52 PM | Area 1001 Gas IC 2041
5227 | Area 1001 Gas IC 2041 | NOX | ATC | 2025 | AEP-KPCO | 0 | 0 | 0 | 0 | 0 | 0 | 0.00056 | 2025 |  |  |  | REF | 0 | 0 | Real 2021 ¦ 12/22/2022 3:42:52 PM | Area 1001 Gas IC 2041
5228 | Area 1001 Gas IC 2041 | SO2 | ATC | 2025 | AEP-KPCO | 0 | 0 | 0 | 0 | 0 | 0 | 0.00752 | 2025 |  |  |  | REF | 0 | 0 | Real 2021 ¦ 12/22/2022 3:42:52 PM | Area 1001 Gas IC 2041
5229 | Area 1001 Gas IC 2042 | CO2 | ATC | 2025 | AEP-KPCO | 0 | 0 | 0 | 0 | 0 | 0 | 122 | 2025 |  |  |  | REF | 0 | 0 | Real 2021 ¦ 12/22/2022 3:42:52 PM | Area 1001 Gas IC 2042
5230 | Area 1001 Gas IC 2042 | NOX | ATC | 2025 | AEP-KPCO | 0 | 0 | 0 | 0 | 0 | 0 | 0.00056 | 2025 |  |  |  | REF | 0 | 0 | Real 2021 ¦ 12/22/2022 3:42:52 PM | Area 1001 Gas IC 2042
5231 | Area 1001 Gas IC 2042 | SO2 | ATC | 2025 | AEP-KPCO | 0 | 0 | 0 | 0 | 0 | 0 | 0.00752 | 2025 |  |  |  | REF | 0 | 0 | Real 2021 ¦ 12/22/2022 3:42:52 PM | Area 1001 Gas IC 2042
5232 | Area 1001 Gas IC 2043 | CO2 | ATC | 2025 | AEP-KPCO | 0 | 0 | 0 | 0 | 0 | 0 | 122 | 2025 |  |  |  | REF | 0 | 0 | Real 2021 ¦ 12/22/2022 3:42:52 PM | Area 1001 Gas IC 2043
5233 | Area 1001 Gas IC 2043 | NOX | ATC | 2025 | AEP-KPCO | 0 | 0 | 0 | 0 | 0 | 0 | 0.00056 | 2025 |  |  |  | REF | 0 | 0 | Real 2021 ¦ 12/22/2022 3:42:52 PM | Area 1001 Gas IC 2043
5234 | Area 1001 Gas IC 2043 | SO2 | ATC | 2025 | AEP-KPCO | 0 | 0 | 0 | 0 | 0 | 0 | 0.00752 | 2025 |  |  |  | REF | 0 | 0 | Real 2021 ¦ 12/22/2022 3:42:52 PM | Area 1001 Gas IC 2043
5235 | Area 1001 Gas CCS 2024 | CO2 | ATC | 2025 | AEP-KPCO | 124817.6797 | 124817.6797 | 0 | -82135.8672 | -82135.8672 | 0 | 11.7 | 2025 |  |  |  | REF | 0 | 0 | Real 2021 ¦ 12/22/2022 3:42:52 PM | Area 1001 Gas CCS 2024
5236 | Area 1001 Gas CCS 2024 | NOX | ATC | 2025 | AEP-KPCO | 149.3545 | 149.3545 | 0 | 9.6269 | 9.6269 | 0 | 0.014 | 2025 |  |  |  | REF | 0 | 0 | Real 2021 ¦ 12/22/2022 3:42:52 PM | Area 1001 Gas CCS 2024
5237 | Area 1001 Gas CCS 2024 | SO2 | ATC | 2025 | AEP-KPCO | 54.9411 | 54.9411 | 0 | 0.16335 | 0.16335 | 0 | 0.00515 | 2025 |  |  |  | REF | 0 | 0 | Real 2021 ¦ 12/22/2022 3:42:52 PM | Area 1001 Gas CCS 2024
5238 | Area 1001 Gas CCS 2025 | CO2 | ATC | 2025 | AEP-KPCO | 124817.6797 | 124817.6797 | 0 | -82135.8672 | -82135.8672 | 0 | 11.7 | 2025 |  |  |  | REF | 0 | 0 | Real 2021 ¦ 12/22/2022 3:42:52 PM | Area 1001 Gas CCS 2025
5239 | Area 1001 Gas CCS 2025 | NOX | ATC | 2025 | AEP-KPCO | 149.3545 | 149.3545 | 0 | 9.6269 | 9.6269 | 0 | 0.014 | 2025 |  |  |  | REF | 0 | 0 | Real 2021 ¦ 12/22/2022 3:42:52 PM | Area 1001 Gas CCS 2025
5240 | Area 1001 Gas CCS 2025 | SO2 | ATC | 2025 | AEP-KPCO | 54.9411 | 54.9411 | 0 | 0.16335 | 0.16335 | 0 | 0.00515 | 2025 |  |  |  | REF | 0 | 0 | Real 2021 ¦ 12/22/2022 3:42:52 PM | Area 1001 Gas CCS 2025
5241 | Area 1001 Gas CCS 2026 | CO2 | ATC | 2025 | AEP-KPCO | 0 | 0 | 0 | 0 | 0 | 0 | 11.7 | 2025 |  |  |  | REF | 0 | 0 | Real 2021 ¦ 12/22/2022 3:42:52 PM | Area 1001 Gas CCS 2026
5242 | Area 1001 Gas CCS 2026 | NOX | ATC | 2025 | AEP-KPCO | 0 | 0 | 0 | 0 | 0 | 0 | 0.014 | 2025 |  |  |  | REF | 0 | 0 | Real 2021 ¦ 12/22/2022 3:42:52 PM | Area 1001 Gas CCS 2026
5243 | Area 1001 Gas CCS 2026 | SO2 | ATC | 2025 | AEP-KPCO | 0 | 0 | 0 | 0 | 0 | 0 | 0.00515 | 2025 |  |  |  | REF | 0 | 0 | Real 2021 ¦ 12/22/2022 3:42:52 PM | Area 1001 Gas CCS 2026
5244 | Area 1001 Gas CCS 2027 | CO2 | ATC | 2025 | AEP-KPCO | 0 | 0 | 0 | 0 | 0 | 0 | 11.7 | 2025 |  |  |  | REF | 0 | 0 | Real 2021 ¦ 12/22/2022 3:42:52 PM | Area 1001 Gas CCS 2027
5245 | Area 1001 Gas CCS 2027 | NOX | ATC | 2025 | AEP-KPCO | 0 | 0 | 0 | 0 | 0 | 0 | 0.014 | 2025 |  |  |  | REF | 0 | 0 | Real 2021 ¦ 12/22/2022 3:42:52 PM | Area 1001 Gas CCS 2027
5246 | Area 1001 Gas CCS 2027 | SO2 | ATC | 2025 | AEP-KPCO | 0 | 0 | 0 | 0 | 0 | 0 | 0.00515 | 2025 |  |  |  | REF | 0 | 0 | Real 2021 ¦ 12/22/2022 3:42:52 PM | Area 1001 Gas CCS 2027
5247 | Area 1001 Gas CCS 2028 | CO2 | ATC | 2025 | AEP-KPCO | 0 | 0 | 0 | 0 | 0 | 0 | 11.7 | 2025 |  |  |  | REF | 0 | 0 | Real 2021 ¦ 12/22/2022 3:42:52 PM | Area 1001 Gas CCS 2028
5248 | Area 1001 Gas CCS 2028 | NOX | ATC | 2025 | AEP-KPCO | 0 | 0 | 0 | 0 | 0 | 0 | 0.014 | 2025 |  |  |  | REF | 0 | 0 | Real 2021 ¦ 12/22/2022 3:42:52 PM | Area 1001 Gas CCS 2028
5249 | Area 1001 Gas CCS 2028 | SO2 | ATC | 2025 | AEP-KPCO | 0 | 0 | 0 | 0 | 0 | 0 | 0.00515 | 2025 |  |  |  | REF | 0 | 0 | Real 2021 ¦ 12/22/2022 3:42:52 PM | Area 1001 Gas CCS 2028
5250 | Area 1001 Gas CCS 2029 | CO2 | ATC | 2025 | AEP-KPCO | 0 | 0 | 0 | 0 | 0 | 0 | 11.7 | 2025 |  |  |  | REF | 0 | 0 | Real 2021 ¦ 12/22/2022 3:42:52 PM | Area 1001 Gas CCS 2029
5251 | Area 1001 Gas CCS 2029 | NOX | ATC | 2025 | AEP-KPCO | 0 | 0 | 0 | 0 | 0 | 0 | 0.014 | 2025 |  |  |  | REF | 0 | 0 | Real 2021 ¦ 12/22/2022 3:42:52 PM | Area 1001 Gas CCS 2029
5252 | Area 1001 Gas CCS 2029 | SO2 | ATC | 2025 | AEP-KPCO | 0 | 0 | 0 | 0 | 0 | 0 | 0.00515 | 2025 |  |  |  | REF | 0 | 0 | Real 2021 ¦ 12/22/2022 3:42:52 PM | Area 1001 Gas CCS 2029
5253 | Area 1001 Gas CCS 2030 | CO2 | ATC | 2025 | AEP-KPCO | 0 | 0 | 0 | 0 | 0 | 0 | 11.7 | 2025 |  |  |  | REF | 0 | 0 | Real 2021 ¦ 12/22/2022 3:42:52 PM | Area 1001 Gas CCS 2030
5254 | Area 1001 Gas CCS 2030 | NOX | ATC | 2025 | AEP-KPCO | 0 | 0 | 0 | 0 | 0 | 0 | 0.014 | 2025 |  |  |  | REF | 0 | 0 | Real 2021 ¦ 12/22/2022 3:42:52 PM | Area 1001 Gas CCS 2030
5255 | Area 1001 Gas CCS 2030 | SO2 | ATC | 2025 | AEP-KPCO | 0 | 0 | 0 | 0 | 0 | 0 | 0.00515 | 2025 |  |  |  | REF | 0 | 0 | Real 2021 ¦ 12/22/2022 3:42:52 PM | Area 1001 Gas CCS 2030
5256 | Area 1001 Gas CCS 2031 | CO2 | ATC | 2025 | AEP-KPCO | 0 | 0 | 0 | 0 | 0 | 0 | 11.7 | 2025 |  |  |  | REF | 0 | 0 | Real 2021 ¦ 12/22/2022 3:42:52 PM | Area 1001 Gas CCS 2031
5257 | Area 1001 Gas CCS 2031 | NOX | ATC | 2025 | AEP-KPCO | 0 | 0 | 0 | 0 | 0 | 0 | 0.014 | 2025 |  |  |  | REF | 0 | 0 | Real 2021 ¦ 12/22/2022 3:42:52 PM | Area 1001 Gas CCS 2031
5258 | Area 1001 Gas CCS 2031 | SO2 | ATC | 2025 | AEP-KPCO | 0 | 0 | 0 | 0 | 0 | 0 | 0.00515 | 2025 |  |  |  | REF | 0 | 0 | Real 2021 ¦ 12/22/2022 3:42:52 PM | Area 1001 Gas CCS 2031
5259 | Area 1001 Gas CCS 2032 | CO2 | ATC | 2025 | AEP-KPCO | 0 | 0 | 0 | 0 | 0 | 0 | 11.7 | 2025 |  |  |  | REF | 0 | 0 | Real 2021 ¦ 12/22/2022 3:42:52 PM | Area 1001 Gas CCS 2032
5260 | Area 1001 Gas CCS 2032 | NOX | ATC | 2025 | AEP-KPCO | 0 | 0 | 0 | 0 | 0 | 0 | 0.014 | 2025 |  |  |  | REF | 0 | 0 | Real 2021 ¦ 12/22/2022 3:42:52 PM | Area 1001 Gas CCS 2032
5261 | Area 1001 Gas CCS 2032 | SO2 | ATC | 2025 | AEP-KPCO | 0 | 0 | 0 | 0 | 0 | 0 | 0.00515 | 2025 |  |  |  | REF | 0 | 0 | Real 2021 ¦ 12/22/2022 3:42:52 PM | Area 1001 Gas CCS 2032
5262 | Area 1001 Gas CCS 2033 | CO2 | ATC | 2025 | AEP-KPCO | 0 | 0 | 0 | 0 | 0 | 0 | 11.7 | 2025 |  |  |  | REF | 0 | 0 | Real 2021 ¦ 12/22/2022 3:42:52 PM | Area 1001 Gas CCS 2033
5263 | Area 1001 Gas CCS 2033 | NOX | ATC | 2025 | AEP-KPCO | 0 | 0 | 0 | 0 | 0 | 0 | 0.014 | 2025 |  |  |  | REF | 0 | 0 | Real 2021 ¦ 12/22/2022 3:42:52 PM | Area 1001 Gas CCS 2033
5264 | Area 1001 Gas CCS 2033 | SO2 | ATC | 2025 | AEP-KPCO | 0 | 0 | 0 | 0 | 0 | 0 | 0.00515 | 2025 |  |  |  | REF | 0 | 0 | Real 2021 ¦ 12/22/2022 3:42:52 PM | Area 1001 Gas CCS 2033
5265 | Area 1001 Gas CCS 2034 | CO2 | ATC | 2025 | AEP-KPCO | 0 | 0 | 0 | 0 | 0 | 0 | 11.7 | 2025 |  |  |  | REF | 0 | 0 | Real 2021 ¦ 12/22/2022 3:42:52 PM | Area 1001 Gas CCS 2034
5266 | Area 1001 Gas CCS 2034 | NOX | ATC | 2025 | AEP-KPCO | 0 | 0 | 0 | 0 | 0 | 0 | 0.014 | 2025 |  |  |  | REF | 0 | 0 | Real 2021 ¦ 12/22/2022 3:42:52 PM | Area 1001 Gas CCS 2034
5267 | Area 1001 Gas CCS 2034 | SO2 | ATC | 2025 | AEP-KPCO | 0 | 0 | 0 | 0 | 0 | 0 | 0.00515 | 2025 |  |  |  | REF | 0 | 0 | Real 2021 ¦ 12/22/2022 3:42:52 PM | Area 1001 Gas CCS 2034
5268 | Area 1001 Gas CCS 2035 | CO2 | ATC | 2025 | AEP-KPCO | 0 | 0 | 0 | 0 | 0 | 0 | 11.7 | 2025 |  |  |  | REF | 0 | 0 | Real 2021 ¦ 12/22/2022 3:42:52 PM | Area 1001 Gas CCS 2035
5269 | Area 1001 Gas CCS 2035 | NOX | ATC | 2025 | AEP-KPCO | 0 | 0 | 0 | 0 | 0 | 0 | 0.014 | 2025 |  |  |  | REF | 0 | 0 | Real 2021 ¦ 12/22/2022 3:42:52 PM | Area 1001 Gas CCS 2035
5270 | Area 1001 Gas CCS 2035 | SO2 | ATC | 2025 | AEP-KPCO | 0 | 0 | 0 | 0 | 0 | 0 | 0.00515 | 2025 |  |  |  | REF | 0 | 0 | Real 2021 ¦ 12/22/2022 3:42:52 PM | Area 1001 Gas CCS 2035
5271 | Area 1001 Gas CCS 2036 | CO2 | ATC | 2025 | AEP-KPCO | 0 | 0 | 0 | 0 | 0 | 0 | 11.7 | 2025 |  |  |  | REF | 0 | 0 | Real 2021 ¦ 12/22/2022 3:42:52 PM | Area 1001 Gas CCS 2036
5272 | Area 1001 Gas CCS 2036 | NOX | ATC | 2025 | AEP-KPCO | 0 | 0 | 0 | 0 | 0 | 0 | 0.014 | 2025 |  |  |  | REF | 0 | 0 | Real 2021 ¦ 12/22/2022 3:42:52 PM | Area 1001 Gas CCS 2036
5273 | Area 1001 Gas CCS 2036 | SO2 | ATC | 2025 | AEP-KPCO | 0 | 0 | 0 | 0 | 0 | 0 | 0.00515 | 2025 |  |  |  | REF | 0 | 0 | Real 2021 ¦ 12/22/2022 3:42:52 PM | Area 1001 Gas CCS 2036
5274 | Area 1001 Gas CCS 2037 | CO2 | ATC | 2025 | AEP-KPCO | 0 | 0 | 0 | 0 | 0 | 0 | 11.7 | 2025 |  |  |  | REF | 0 | 0 | Real 2021 ¦ 12/22/2022 3:42:52 PM | Area 1001 Gas CCS 2037
5275 | Area 1001 Gas CCS 2037 | NOX | ATC | 2025 | AEP-KPCO | 0 | 0 | 0 | 0 | 0 | 0 | 0.014 | 2025 |  |  |  | REF | 0 | 0 | Real 2021 ¦ 12/22/2022 3:42:52 PM | Area 1001 Gas CCS 2037
5276 | Area 1001 Gas CCS 2037 | SO2 | ATC | 2025 | AEP-KPCO | 0 | 0 | 0 | 0 | 0 | 0 | 0.00515 | 2025 |  |  |  | REF | 0 | 0 | Real 2021 ¦ 12/22/2022 3:42:52 PM | Area 1001 Gas CCS 2037
5277 | Area 1001 Gas CCS 2038 | CO2 | ATC | 2025 | AEP-KPCO | 0 | 0 | 0 | 0 | 0 | 0 | 11.7 | 2025 |  |  |  | REF | 0 | 0 | Real 2021 ¦ 12/22/2022 3:42:52 PM | Area 1001 Gas CCS 2038
5278 | Area 1001 Gas CCS 2038 | NOX | ATC | 2025 | AEP-KPCO | 0 | 0 | 0 | 0 | 0 | 0 | 0.014 | 2025 |  |  |  | REF | 0 | 0 | Real 2021 ¦ 12/22/2022 3:42:52 PM | Area 1001 Gas CCS 2038
5279 | Area 1001 Gas CCS 2038 | SO2 | ATC | 2025 | AEP-KPCO | 0 | 0 | 0 | 0 | 0 | 0 | 0.00515 | 2025 |  |  |  | REF | 0 | 0 | Real 2021 ¦ 12/22/2022 3:42:52 PM | Area 1001 Gas CCS 2038
5280 | Area 1001 Gas CCS 2039 | CO2 | ATC | 2025 | AEP-KPCO | 0 | 0 | 0 | 0 | 0 | 0 | 11.7 | 2025 |  |  |  | REF | 0 | 0 | Real 2021 ¦ 12/22/2022 3:42:52 PM | Area 1001 Gas CCS 2039
5281 | Area 1001 Gas CCS 2039 | NOX | ATC | 2025 | AEP-KPCO | 0 | 0 | 0 | 0 | 0 | 0 | 0.014 | 2025 |  |  |  | REF | 0 | 0 | Real 2021 ¦ 12/22/2022 3:42:52 PM | Area 1001 Gas CCS 2039
5282 | Area 1001 Gas CCS 2039 | SO2 | ATC | 2025 | AEP-KPCO | 0 | 0 | 0 | 0 | 0 | 0 | 0.00515 | 2025 |  |  |  | REF | 0 | 0 | Real 2021 ¦ 12/22/2022 3:42:52 PM | Area 1001 Gas CCS 2039
5283 | Area 1001 Gas CCS 2040 | CO2 | ATC | 2025 | AEP-KPCO | 0 | 0 | 0 | 0 | 0 | 0 | 11.7 | 2025 |  |  |  | REF | 0 | 0 | Real 2021 ¦ 12/22/2022 3:42:52 PM | Area 1001 Gas CCS 2040
5284 | Area 1001 Gas CCS 2040 | NOX | ATC | 2025 | AEP-KPCO | 0 | 0 | 0 | 0 | 0 | 0 | 0.014 | 2025 |  |  |  | REF | 0 | 0 | Real 2021 ¦ 12/22/2022 3:42:52 PM | Area 1001 Gas CCS 2040
5285 | Area 1001 Gas CCS 2040 | SO2 | ATC | 2025 | AEP-KPCO | 0 | 0 | 0 | 0 | 0 | 0 | 0.00515 | 2025 |  |  |  | REF | 0 | 0 | Real 2021 ¦ 12/22/2022 3:42:52 PM | Area 1001 Gas CCS 2040
5286 | Area 1001 Gas CCS 2041 | CO2 | ATC | 2025 | AEP-KPCO | 0 | 0 | 0 | 0 | 0 | 0 | 11.7 | 2025 |  |  |  | REF | 0 | 0 | Real 2021 ¦ 12/22/2022 3:42:52 PM | Area 1001 Gas CCS 2041
5287 | Area 1001 Gas CCS 2041 | NOX | ATC | 2025 | AEP-KPCO | 0 | 0 | 0 | 0 | 0 | 0 | 0.014 | 2025 |  |  |  | REF | 0 | 0 | Real 2021 ¦ 12/22/2022 3:42:52 PM | Area 1001 Gas CCS 2041
5288 | Area 1001 Gas CCS 2041 | SO2 | ATC | 2025 | AEP-KPCO | 0 | 0 | 0 | 0 | 0 | 0 | 0.00515 | 2025 |  |  |  | REF | 0 | 0 | Real 2021 ¦ 12/22/2022 3:42:52 PM | Area 1001 Gas CCS 2041
5289 | Area 1001 Gas CCS 2042 | CO2 | ATC | 2025 | AEP-KPCO | 0 | 0 | 0 | 0 | 0 | 0 | 11.7 | 2025 |  |  |  | REF | 0 | 0 | Real 2021 ¦ 12/22/2022 3:42:52 PM | Area 1001 Gas CCS 2042
5290 | Area 1001 Gas CCS 2042 | NOX | ATC | 2025 | AEP-KPCO | 0 | 0 | 0 | 0 | 0 | 0 | 0.014 | 2025 |  |  |  | REF | 0 | 0 | Real 2021 ¦ 12/22/2022 3:42:52 PM | Area 1001 Gas CCS 2042
5291 | Area 1001 Gas CCS 2042 | SO2 | ATC | 2025 | AEP-KPCO | 0 | 0 | 0 | 0 | 0 | 0 | 0.00515 | 2025 |  |  |  | REF | 0 | 0 | Real 2021 ¦ 12/22/2022 3:42:52 PM | Area 1001 Gas CCS 2042
5292 | Area 1001 Gas CCS 2043 | CO2 | ATC | 2025 | AEP-KPCO | 0 | 0 | 0 | 0 | 0 | 0 | 11.7 | 2025 |  |  |  | REF | 0 | 0 | Real 2021 ¦ 12/22/2022 3:42:52 PM | Area 1001 Gas CCS 2043
5293 | Area 1001 Gas CCS 2043 | NOX | ATC | 2025 | AEP-KPCO | 0 | 0 | 0 | 0 | 0 | 0 | 0.014 | 2025 |  |  |  | REF | 0 | 0 | Real 2021 ¦ 12/22/2022 3:42:52 PM | Area 1001 Gas CCS 2043
5294 | Area 1001 Gas CCS 2043 | SO2 | ATC | 2025 | AEP-KPCO | 0 | 0 | 0 | 0 | 0 | 0 | 0.00515 | 2025 |  |  |  | REF | 0 | 0 | Real 2021 ¦ 12/22/2022 3:42:52 PM | Area 1001 Gas CCS 2043
5295 | Area 1001 Coal CCS 2025 | CO2 | ATC | 2025 | AEP-KPCO | 677461.3125 | 677461.3125 | 0 | -445801.1562 | -445801.1562 | 0 | 20.57 | 2025 |  |  |  | REF | 0 | 0 | Real 2021 ¦ 12/22/2022 3:42:52 PM | Area 1001 Coal CCS 2025
5296 | Area 1001 Coal CCS 2025 | NOX | ATC | 2025 | AEP-KPCO | 240.4214 | 240.4214 | 0 | 15.715 | 15.715 | 0 | 0.0073 | 2025 |  |  |  | REF | 0 | 0 | Real 2021 ¦ 12/22/2022 3:42:52 PM | Area 1001 Coal CCS 2025
5297 | Area 1001 Coal CCS 2025 | SO2 | ATC | 2025 | AEP-KPCO | 14063.0029 | 14063.0029 | 0 | 41.8111 | 41.8111 | 0 | 0.427 | 2025 |  |  |  | REF | 0 | 0 | Real 2021 ¦ 12/22/2022 3:42:52 PM | Area 1001 Coal CCS 2025
5298 | Area 1001 Coal CCS 2026 | CO2 | ATC | 2025 | AEP-KPCO | 0 | 0 | 0 | 0 | 0 | 0 | 20.57 | 2025 |  |  |  | REF | 0 | 0 | Real 2021 ¦ 12/22/2022 3:42:52 PM | Area 1001 Coal CCS 2026
5299 | Area 1001 Coal CCS 2026 | NOX | ATC | 2025 | AEP-KPCO | 0 | 0 | 0 | 0 | 0 | 0 | 0.0073 | 2025 |  |  |  | REF | 0 | 0 | Real 2021 ¦ 12/22/2022 3:42:52 PM | Area 1001 Coal CCS 2026
5300 | Area 1001 Coal CCS 2026 | SO2 | ATC | 2025 | AEP-KPCO | 0 | 0 | 0 | 0 | 0 | 0 | 0.427 | 2025 |  |  |  | REF | 0 | 0 | Real 2021 ¦ 12/22/2022 3:42:52 PM | Area 1001 Coal CCS 2026
5301 | Area 1001 Coal CCS 2027 | CO2 | ATC | 2025 | AEP-KPCO | 0 | 0 | 0 | 0 | 0 | 0 | 20.57 | 2025 |  |  |  | REF | 0 | 0 | Real 2021 ¦ 12/22/2022 3:42:52 PM | Area 1001 Coal CCS 2027
5302 | Area 1001 Coal CCS 2027 | NOX | ATC | 2025 | AEP-KPCO | 0 | 0 | 0 | 0 | 0 | 0 | 0.0073 | 2025 |  |  |  | REF | 0 | 0 | Real 2021 ¦ 12/22/2022 3:42:52 PM | Area 1001 Coal CCS 2027
5303 | Area 1001 Coal CCS 2027 | SO2 | ATC | 2025 | AEP-KPCO | 0 | 0 | 0 | 0 | 0 | 0 | 0.427 | 2025 |  |  |  | REF | 0 | 0 | Real 2021 ¦ 12/22/2022 3:42:52 PM | Area 1001 Coal CCS 2027
5304 | Area 1001 Coal CCS 2028 | CO2 | ATC | 2025 | AEP-KPCO | 0 | 0 | 0 | 0 | 0 | 0 | 20.57 | 2025 |  |  |  | REF | 0 | 0 | Real 2021 ¦ 12/22/2022 3:42:52 PM | Area 1001 Coal CCS 2028
5305 | Area 1001 Coal CCS 2028 | NOX | ATC | 2025 | AEP-KPCO | 0 | 0 | 0 | 0 | 0 | 0 | 0.0073 | 2025 |  |  |  | REF | 0 | 0 | Real 2021 ¦ 12/22/2022 3:42:52 PM | Area 1001 Coal CCS 2028
5306 | Area 1001 Coal CCS 2028 | SO2 | ATC | 2025 | AEP-KPCO | 0 | 0 | 0 | 0 | 0 | 0 | 0.427 | 2025 |  |  |  | REF | 0 | 0 | Real 2021 ¦ 12/22/2022 3:42:52 PM | Area 1001 Coal CCS 2028
5307 | Area 1001 Coal CCS 2029 | CO2 | ATC | 2025 | AEP-KPCO | 0 | 0 | 0 | 0 | 0 | 0 | 20.57 | 2025 |  |  |  | REF | 0 | 0 | Real 2021 ¦ 12/22/2022 3:42:52 PM | Area 1001 Coal CCS 2029
5308 | Area 1001 Coal CCS 2029 | NOX | ATC | 2025 | AEP-KPCO | 0 | 0 | 0 | 0 | 0 | 0 | 0.0073 | 2025 |  |  |  | REF | 0 | 0 | Real 2021 ¦ 12/22/2022 3:42:52 PM | Area 1001 Coal CCS 2029
5309 | Area 1001 Coal CCS 2029 | SO2 | ATC | 2025 | AEP-KPCO | 0 | 0 | 0 | 0 | 0 | 0 | 0.427 | 2025 |  |  |  | REF | 0 | 0 | Real 2021 ¦ 12/22/2022 3:42:52 PM | Area 1001 Coal CCS 2029
5310 | Area 1001 Coal CCS 2030 | CO2 | ATC | 2025 | AEP-KPCO | 0 | 0 | 0 | 0 | 0 | 0 | 20.57 | 2025 |  |  |  | REF | 0 | 0 | Real 2021 ¦ 12/22/2022 3:42:52 PM | Area 1001 Coal CCS 2030
5311 | Area 1001 Coal CCS 2030 | NOX | ATC | 2025 | AEP-KPCO | 0 | 0 | 0 | 0 | 0 | 0 | 0.0073 | 2025 |  |  |  | REF | 0 | 0 | Real 2021 ¦ 12/22/2022 3:42:52 PM | Area 1001 Coal CCS 2030
5312 | Area 1001 Coal CCS 2030 | SO2 | ATC | 2025 | AEP-KPCO | 0 | 0 | 0 | 0 | 0 | 0 | 0.427 | 2025 |  |  |  | REF | 0 | 0 | Real 2021 ¦ 12/22/2022 3:42:52 PM | Area 1001 Coal CCS 2030
5313 | Area 1001 Coal CCS 2031 | CO2 | ATC | 2025 | AEP-KPCO | 0 | 0 | 0 | 0 | 0 | 0 | 20.57 | 2025 |  |  |  | REF | 0 | 0 | Real 2021 ¦ 12/22/2022 3:42:52 PM | Area 1001 Coal CCS 2031
5314 | Area 1001 Coal CCS 2031 | NOX | ATC | 2025 | AEP-KPCO | 0 | 0 | 0 | 0 | 0 | 0 | 0.0073 | 2025 |  |  |  | REF | 0 | 0 | Real 2021 ¦ 12/22/2022 3:42:52 PM | Area 1001 Coal CCS 2031
5315 | Area 1001 Coal CCS 2031 | SO2 | ATC | 2025 | AEP-KPCO | 0 | 0 | 0 | 0 | 0 | 0 | 0.427 | 2025 |  |  |  | REF | 0 | 0 | Real 2021 ¦ 12/22/2022 3:42:52 PM | Area 1001 Coal CCS 2031
5316 | Area 1001 Coal CCS 2032 | CO2 | ATC | 2025 | AEP-KPCO | 0 | 0 | 0 | 0 | 0 | 0 | 20.57 | 2025 |  |  |  | REF | 0 | 0 | Real 2021 ¦ 12/22/2022 3:42:52 PM | Area 1001 Coal CCS 2032
5317 | Area 1001 Coal CCS 2032 | NOX | ATC | 2025 | AEP-KPCO | 0 | 0 | 0 | 0 | 0 | 0 | 0.0073 | 2025 |  |  |  | REF | 0 | 0 | Real 2021 ¦ 12/22/2022 3:42:52 PM | Area 1001 Coal CCS 2032
5318 | Area 1001 Coal CCS 2032 | SO2 | ATC | 2025 | AEP-KPCO | 0 | 0 | 0 | 0 | 0 | 0 | 0.427 | 2025 |  |  |  | REF | 0 | 0 | Real 2021 ¦ 12/22/2022 3:42:52 PM | Area 1001 Coal CCS 2032
5319 | Area 1001 Coal CCS 2033 | CO2 | ATC | 2025 | AEP-KPCO | 0 | 0 | 0 | 0 | 0 | 0 | 20.57 | 2025 |  |  |  | REF | 0 | 0 | Real 2021 ¦ 12/22/2022 3:42:52 PM | Area 1001 Coal CCS 2033
5320 | Area 1001 Coal CCS 2033 | NOX | ATC | 2025 | AEP-KPCO | 0 | 0 | 0 | 0 | 0 | 0 | 0.0073 | 2025 |  |  |  | REF | 0 | 0 | Real 2021 ¦ 12/22/2022 3:42:52 PM | Area 1001 Coal CCS 2033
5321 | Area 1001 Coal CCS 2033 | SO2 | ATC | 2025 | AEP-KPCO | 0 | 0 | 0 | 0 | 0 | 0 | 0.427 | 2025 |  |  |  | REF | 0 | 0 | Real 2021 ¦ 12/22/2022 3:42:52 PM | Area 1001 Coal CCS 2033
5322 | Area 1001 Coal CCS 2034 | CO2 | ATC | 2025 | AEP-KPCO | 0 | 0 | 0 | 0 | 0 | 0 | 20.57 | 2025 |  |  |  | REF | 0 | 0 | Real 2021 ¦ 12/22/2022 3:42:52 PM | Area 1001 Coal CCS 2034
5323 | Area 1001 Coal CCS 2034 | NOX | ATC | 2025 | AEP-KPCO | 0 | 0 | 0 | 0 | 0 | 0 | 0.0073 | 2025 |  |  |  | REF | 0 | 0 | Real 2021 ¦ 12/22/2022 3:42:52 PM | Area 1001 Coal CCS 2034
5324 | Area 1001 Coal CCS 2034 | SO2 | ATC | 2025 | AEP-KPCO | 0 | 0 | 0 | 0 | 0 | 0 | 0.427 | 2025 |  |  |  | REF | 0 | 0 | Real 2021 ¦ 12/22/2022 3:42:52 PM | Area 1001 Coal CCS 2034
5325 | Area 1001 Coal CCS 2035 | CO2 | ATC | 2025 | AEP-KPCO | 0 | 0 | 0 | 0 | 0 | 0 | 20.57 | 2025 |  |  |  | REF | 0 | 0 | Real 2021 ¦ 12/22/2022 3:42:52 PM | Area 1001 Coal CCS 2035
5326 | Area 1001 Coal CCS 2035 | NOX | ATC | 2025 | AEP-KPCO | 0 | 0 | 0 | 0 | 0 | 0 | 0.0073 | 2025 |  |  |  | REF | 0 | 0 | Real 2021 ¦ 12/22/2022 3:42:52 PM | Area 1001 Coal CCS 2035
5327 | Area 1001 Coal CCS 2035 | SO2 | ATC | 2025 | AEP-KPCO | 0 | 0 | 0 | 0 | 0 | 0 | 0.427 | 2025 |  |  |  | REF | 0 | 0 | Real 2021 ¦ 12/22/2022 3:42:52 PM | Area 1001 Coal CCS 2035
5328 | Area 1001 Coal CCS 2036 | CO2 | ATC | 2025 | AEP-KPCO | 0 | 0 | 0 | 0 | 0 | 0 | 20.57 | 2025 |  |  |  | REF | 0 | 0 | Real 2021 ¦ 12/22/2022 3:42:52 PM | Area 1001 Coal CCS 2036
5329 | Area 1001 Coal CCS 2036 | NOX | ATC | 2025 | AEP-KPCO | 0 | 0 | 0 | 0 | 0 | 0 | 0.0073 | 2025 |  |  |  | REF | 0 | 0 | Real 2021 ¦ 12/22/2022 3:42:52 PM | Area 1001 Coal CCS 2036
5330 | Area 1001 Coal CCS 2036 | SO2 | ATC | 2025 | AEP-KPCO | 0 | 0 | 0 | 0 | 0 | 0 | 0.427 | 2025 |  |  |  | REF | 0 | 0 | Real 2021 ¦ 12/22/2022 3:42:52 PM | Area 1001 Coal CCS 2036
5331 | Area 1001 Coal CCS 2037 | CO2 | ATC | 2025 | AEP-KPCO | 0 | 0 | 0 | 0 | 0 | 0 | 20.57 | 2025 |  |  |  | REF | 0 | 0 | Real 2021 ¦ 12/22/2022 3:42:52 PM | Area 1001 Coal CCS 2037
5332 | Area 1001 Coal CCS 2037 | NOX | ATC | 2025 | AEP-KPCO | 0 | 0 | 0 | 0 | 0 | 0 | 0.0073 | 2025 |  |  |  | REF | 0 | 0 | Real 2021 ¦ 12/22/2022 3:42:52 PM | Area 1001 Coal CCS 2037
5333 | Area 1001 Coal CCS 2037 | SO2 | ATC | 2025 | AEP-KPCO | 0 | 0 | 0 | 0 | 0 | 0 | 0.427 | 2025 |  |  |  | REF | 0 | 0 | Real 2021 ¦ 12/22/2022 3:42:52 PM | Area 1001 Coal CCS 2037
5334 | Area 1001 Coal CCS 2038 | CO2 | ATC | 2025 | AEP-KPCO | 0 | 0 | 0 | 0 | 0 | 0 | 20.57 | 2025 |  |  |  | REF | 0 | 0 | Real 2021 ¦ 12/22/2022 3:42:52 PM | Area 1001 Coal CCS 2038
5335 | Area 1001 Coal CCS 2038 | NOX | ATC | 2025 | AEP-KPCO | 0 | 0 | 0 | 0 | 0 | 0 | 0.0073 | 2025 |  |  |  | REF | 0 | 0 | Real 2021 ¦ 12/22/2022 3:42:52 PM | Area 1001 Coal CCS 2038
5336 | Area 1001 Coal CCS 2038 | SO2 | ATC | 2025 | AEP-KPCO | 0 | 0 | 0 | 0 | 0 | 0 | 0.427 | 2025 |  |  |  | REF | 0 | 0 | Real 2021 ¦ 12/22/2022 3:42:52 PM | Area 1001 Coal CCS 2038
5337 | Area 1001 Coal CCS 2039 | CO2 | ATC | 2025 | AEP-KPCO | 0 | 0 | 0 | 0 | 0 | 0 | 20.57 | 2025 |  |  |  | REF | 0 | 0 | Real 2021 ¦ 12/22/2022 3:42:52 PM | Area 1001 Coal CCS 2039
5338 | Area 1001 Coal CCS 2039 | NOX | ATC | 2025 | AEP-KPCO | 0 | 0 | 0 | 0 | 0 | 0 | 0.0073 | 2025 |  |  |  | REF | 0 | 0 | Real 2021 ¦ 12/22/2022 3:42:52 PM | Area 1001 Coal CCS 2039
5339 | Area 1001 Coal CCS 2039 | SO2 | ATC | 2025 | AEP-KPCO | 0 | 0 | 0 | 0 | 0 | 0 | 0.427 | 2025 |  |  |  | REF | 0 | 0 | Real 2021 ¦ 12/22/2022 3:42:52 PM | Area 1001 Coal CCS 2039
5340 | Area 1001 Coal CCS 2040 | CO2 | ATC | 2025 | AEP-KPCO | 0 | 0 | 0 | 0 | 0 | 0 | 20.57 | 2025 |  |  |  | REF | 0 | 0 | Real 2021 ¦ 12/22/2022 3:42:52 PM | Area 1001 Coal CCS 2040
5341 | Area 1001 Coal CCS 2040 | NOX | ATC | 2025 | AEP-KPCO | 0 | 0 | 0 | 0 | 0 | 0 | 0.0073 | 2025 |  |  |  | REF | 0 | 0 | Real 2021 ¦ 12/22/2022 3:42:52 PM | Area 1001 Coal CCS 2040
5342 | Area 1001 Coal CCS 2040 | SO2 | ATC | 2025 | AEP-KPCO | 0 | 0 | 0 | 0 | 0 | 0 | 0.427 | 2025 |  |  |  | REF | 0 | 0 | Real 2021 ¦ 12/22/2022 3:42:52 PM | Area 1001 Coal CCS 2040
5343 | Area 1001 Coal CCS 2041 | CO2 | ATC | 2025 | AEP-KPCO | 0 | 0 | 0 | 0 | 0 | 0 | 20.57 | 2025 |  |  |  | REF | 0 | 0 | Real 2021 ¦ 12/22/2022 3:42:52 PM | Area 1001 Coal CCS 2041
5344 | Area 1001 Coal CCS 2041 | NOX | ATC | 2025 | AEP-KPCO | 0 | 0 | 0 | 0 | 0 | 0 | 0.0073 | 2025 |  |  |  | REF | 0 | 0 | Real 2021 ¦ 12/22/2022 3:42:52 PM | Area 1001 Coal CCS 2041
5345 | Area 1001 Coal CCS 2041 | SO2 | ATC | 2025 | AEP-KPCO | 0 | 0 | 0 | 0 | 0 | 0 | 0.427 | 2025 |  |  |  | REF | 0 | 0 | Real 2021 ¦ 12/22/2022 3:42:52 PM | Area 1001 Coal CCS 2041
5346 | Area 1001 Coal CCS 2042 | CO2 | ATC | 2025 | AEP-KPCO | 0 | 0 | 0 | 0 | 0 | 0 | 20.57 | 2025 |  |  |  | REF | 0 | 0 | Real 2021 ¦ 12/22/2022 3:42:52 PM | Area 1001 Coal CCS 2042
5347 | Area 1001 Coal CCS 2042 | NOX | ATC | 2025 | AEP-KPCO | 0 | 0 | 0 | 0 | 0 | 0 | 0.0073 | 2025 |  |  |  | REF | 0 | 0 | Real 2021 ¦ 12/22/2022 3:42:52 PM | Area 1001 Coal CCS 2042
5348 | Area 1001 Coal CCS 2042 | SO2 | ATC | 2025 | AEP-KPCO | 0 | 0 | 0 | 0 | 0 | 0 | 0.427 | 2025 |  |  |  | REF | 0 | 0 | Real 2021 ¦ 12/22/2022 3:42:52 PM | Area 1001 Coal CCS 2042
5349 | Area 1001 Coal CCS 2043 | CO2 | ATC | 2025 | AEP-KPCO | 0 | 0 | 0 | 0 | 0 | 0 | 20.57 | 2025 |  |  |  | REF | 0 | 0 | Real 2021 ¦ 12/22/2022 3:42:52 PM | Area 1001 Coal CCS 2043
5350 | Area 1001 Coal CCS 2043 | NOX | ATC | 2025 | AEP-KPCO | 0 | 0 | 0 | 0 | 0 | 0 | 0.0073 | 2025 |  |  |  | REF | 0 | 0 | Real 2021 ¦ 12/22/2022 3:42:52 PM | Area 1001 Coal CCS 2043
5351 | Area 1001 Coal CCS 2043 | SO2 | ATC | 2025 | AEP-KPCO | 0 | 0 | 0 | 0 | 0 | 0 | 0.427 | 2025 |  |  |  | REF | 0 | 0 | Real 2021 ¦ 12/22/2022 3:42:52 PM | Area 1001 Coal CCS 2043
5352 | Big Sandy #1_Ext Gas | CO2 | ATC | 2025 | AEP-KPCO | 0 | 0 | 0 | 0 | 0 | 0 | 117 | 2025 |  |  |  | REF | 0 | 0 | Real 2021 ¦ 12/22/2022 3:42:52 PM | Big Sandy #1_Ext Gas
5353 | Big Sandy #1_Ext Gas | NOX | ATC | 2025 | AEP-KPCO | 0 | 0 | 0 | 0 | 0 | 0 | 0.14 | 2025 |  |  |  | REF | 0 | 0 | Real 2021 ¦ 12/22/2022 3:42:52 PM | Big Sandy #1_Ext Gas
5354 | Big Sandy #1_Ext Gas | SO2 | ATC | 2025 | AEP-KPCO | 0 | 0 | 0 | 0 | 0 | 0 | 0.05 | 2025 |  |  |  | REF | 0 | 0 | Real 2021 ¦ 12/22/2022 3:42:52 PM | Big Sandy #1_Ext Gas
5355 | Big Sandy #1_Ext_NGCCS retrofit 2031 | CO2 | ATC | 2025 | AEP-KPCO | 0 | 0 | 0 | 0 | 0 | 0 | 11.7 | 2025 |  |  |  | REF | 0 | 0 | Real 2021 ¦ 12/22/2022 3:42:52 PM | Big Sandy #1_Ext_NGCCS retrofit 2032
5356 | Big Sandy #1_Ext_NGCCS retrofit 2031 | NOX | ATC | 2025 | AEP-KPCO | 0 | 0 | 0 | 0 | 0 | 0 | 0.014 | 2025 |  |  |  | REF | 0 | 0 | Real 2021 ¦ 12/22/2022 3:42:52 PM | Big Sandy #1_Ext_NGCCS retrofit 2032
5357 | Big Sandy #1_Ext_NGCCS retrofit 2031 | SO2 | ATC | 2025 | AEP-KPCO | 0 | 0 | 0 | 0 | 0 | 0 | 0.00515 | 2025 |  |  |  | REF | 0 | 0 | Real 2021 ¦ 12/22/2022 3:42:52 PM | Big Sandy #1_Ext_NGCCS retrofit 2032
5358 | Big Sandy #1_Ext Gas Capitalized | CO2 | ATC | 2025 | AEP-KPCO | 0 | 0 | 0 | 0 | 0 | 0 | 117 | 2025 |  |  |  | REF | 0 | 0 | Real 2021 ¦ 12/22/2022 3:42:52 PM | Big Sandy #1_Ext Gas Capitalized
5359 | Big Sandy #1_Ext Gas Capitalized | NOX | ATC | 2025 | AEP-KPCO | 0 | 0 | 0 | 0 | 0 | 0 | 0.14 | 2025 |  |  |  | REF | 0 | 0 | Real 2021 ¦ 12/22/2022 3:42:52 PM | Big Sandy #1_Ext Gas Capitalized
5360 | Big Sandy #1_Ext Gas Capitalized | SO2 | ATC | 2025 | AEP-KPCO | 0 | 0 | 0 | 0 | 0 | 0 | 0.05 | 2025 |  |  |  | REF | 0 | 0 | Real 2021 ¦ 12/22/2022 3:42:52 PM | Big Sandy #1_Ext Gas Capitalized
5361 | Big Sandy #1_Ext Gas FOM Capitalized | CO2 | ATC | 2025 | AEP-KPCO | 0 | 0 | 0 | 0 | 0 | 0 | 117 | 2025 |  |  |  | REF | 0 | 0 | Real 2021 ¦ 12/22/2022 3:42:52 PM | Big Sandy #1_Ext Gas FOM Capitalized
5362 | Big Sandy #1_Ext Gas FOM Capitalized | NOX | ATC | 2025 | AEP-KPCO | 0 | 0 | 0 | 0 | 0 | 0 | 0.14 | 2025 |  |  |  | REF | 0 | 0 | Real 2021 ¦ 12/22/2022 3:42:52 PM | Big Sandy #1_Ext Gas FOM Capitalized
5363 | Big Sandy #1_Ext Gas FOM Capitalized | SO2 | ATC | 2025 | AEP-KPCO | 0 | 0 | 0 | 0 | 0 | 0 | 0.05 | 2025 |  |  |  | REF | 0 | 0 | Real 2021 ¦ 12/22/2022 3:42:52 PM | Big Sandy #1_Ext Gas FOM Capitalized
6705 | Big Sandy #1 Gas | CO2 | ATC | 2026 | AEP-KPCO | 923294 | 923294 | 0 | 0 | 0 | 0 | 117 | 2026 |  |  |  | REF | 0 | 0 | Real 2021 ¦ 12/22/2022 3:42:52 PM | 13555
6706 | Big Sandy #1 Gas | NOX | ATC | 2026 | AEP-KPCO | 1104.7963 | 1104.7963 | 0 | 70.2633 | 70.2633 | 0 | 0.14 | 2026 |  |  |  | REF | 0 | 0 | Real 2021 ¦ 12/22/2022 3:42:52 PM | 13555
6707 | Big Sandy #1 Gas | SO2 | ATC | 2026 | AEP-KPCO | 394.5701 | 394.5701 | 0 | 1.1926 | 1.1926 | 0 | 0.05 | 2026 |  |  |  | REF | 0 | 0 | Real 2021 ¦ 12/22/2022 3:42:52 PM | 13555
6708 | Mitchell #1 (WV) | CO2 | ATC | 2026 | AEP-KPCO | 2598645.5 | 2598645.5 | 0 | 0 | 0 | 0 | 205.7 | 2026 |  |  |  | REF | 0 | 0 | Real 2021 ¦ 12/22/2022 3:42:52 PM | 3102
6709 | Mitchell #1 (WV) | NOX | ATC | 2026 | AEP-KPCO | 884.3227 | 884.3227 | 0 | 57.0322 | 57.0322 | 0 | 0.07 | 2026 |  |  |  | REF | 0 | 0 | Real 2021 ¦ 12/22/2022 3:42:52 PM | 3102
6710 | Mitchell #1 (WV) | SO2 | ATC | 2026 | AEP-KPCO | 53943.6875 | 53943.6875 | 0 | 163.0433 | 163.0433 | 0 | 4.27 | 2026 |  |  |  | REF | 0 | 0 | Real 2021 ¦ 12/22/2022 3:42:52 PM | 3102
6711 | Mitchell #2 (WV) | CO2 | ATC | 2026 | AEP-KPCO | 2398040.25 | 2398040.25 | 0 | 0 | 0 | 0 | 205.7 | 2026 |  |  |  | REF | 0 | 0 | Real 2021 ¦ 12/22/2022 3:42:52 PM | 3105
6712 | Mitchell #2 (WV) | NOX | ATC | 2026 | AEP-KPCO | 816.0565 | 816.0565 | 0 | 48.9712 | 48.9712 | 0 | 0.07 | 2026 |  |  |  | REF | 0 | 0 | Real 2021 ¦ 12/22/2022 3:42:52 PM | 3105
6713 | Mitchell #2 (WV) | SO2 | ATC | 2026 | AEP-KPCO | 49779.4453 | 49779.4453 | 0 | 150.457 | 150.457 | 0 | 4.27 | 2026 |  |  |  | REF | 0 | 0 | Real 2021 ¦ 12/22/2022 3:42:52 PM | 3105
6714 | Area 1001 Gas CC 2x1 2024 | CO2 | ATC | 2026 | AEP-KPCO | 3169593.25 | 3169593.25 | 0 | 0 | 0 | 0 | 122 | 2026 |  |  |  | REF | 0 | 0 | Real 2021 ¦ 12/22/2022 3:42:52 PM | Area 1001 Gas CC 2x1 2024
6715 | Area 1001 Gas CC 2x1 2024 | NOX | ATC | 2026 | AEP-KPCO | 14.549 | 14.549 | 0 | 0.88781 | 0.88781 | 0 | 0.00056 | 2026 |  |  |  | REF | 0 | 0 | Real 2021 ¦ 12/22/2022 3:42:52 PM | Area 1001 Gas CC 2x1 2024
6716 | Area 1001 Gas CC 2x1 2024 | SO2 | ATC | 2026 | AEP-KPCO | 195.3716 | 195.3716 | 0 | 0.59051 | 0.59051 | 0 | 0.00752 | 2026 |  |  |  | REF | 0 | 0 | Real 2021 ¦ 12/22/2022 3:42:52 PM | Area 1001 Gas CC 2x1 2024
6717 | Area 1001 Gas CC 2x1 2025 | CO2 | ATC | 2026 | AEP-KPCO | 3169593.25 | 3169593.25 | 0 | 0 | 0 | 0 | 122 | 2026 |  |  |  | REF | 0 | 0 | Real 2021 ¦ 12/22/2022 3:42:52 PM | Area 1001 Gas CC 2x1 2025
6718 | Area 1001 Gas CC 2x1 2025 | NOX | ATC | 2026 | AEP-KPCO | 14.549 | 14.549 | 0 | 0.88781 | 0.88781 | 0 | 0.00056 | 2026 |  |  |  | REF | 0 | 0 | Real 2021 ¦ 12/22/2022 3:42:52 PM | Area 1001 Gas CC 2x1 2025
6719 | Area 1001 Gas CC 2x1 2025 | SO2 | ATC | 2026 | AEP-KPCO | 195.3716 | 195.3716 | 0 | 0.59051 | 0.59051 | 0 | 0.00752 | 2026 |  |  |  | REF | 0 | 0 | Real 2021 ¦ 12/22/2022 3:42:52 PM | Area 1001 Gas CC 2x1 2025
6720 | Area 1001 Gas CC 2x1 2026 | CO2 | ATC | 2026 | AEP-KPCO | 3169593.25 | 3169593.25 | 0 | 0 | 0 | 0 | 122 | 2026 |  |  |  | REF | 0 | 0 | Real 2021 ¦ 12/22/2022 3:42:52 PM | Area 1001 Gas CC 2x1 2026
6721 | Area 1001 Gas CC 2x1 2026 | NOX | ATC | 2026 | AEP-KPCO | 14.549 | 14.549 | 0 | 0.88781 | 0.88781 | 0 | 0.00056 | 2026 |  |  |  | REF | 0 | 0 | Real 2021 ¦ 12/22/2022 3:42:52 PM | Area 1001 Gas CC 2x1 2026
6722 | Area 1001 Gas CC 2x1 2026 | SO2 | ATC | 2026 | AEP-KPCO | 195.3716 | 195.3716 | 0 | 0.59051 | 0.59051 | 0 | 0.00752 | 2026 |  |  |  | REF | 0 | 0 | Real 2021 ¦ 12/22/2022 3:42:52 PM | Area 1001 Gas CC 2x1 2026
6723 | Area 1001 Gas CC 2x1 2027 | CO2 | ATC | 2026 | AEP-KPCO | 0 | 0 | 0 | 0 | 0 | 0 | 122 | 2026 |  |  |  | REF | 0 | 0 | Real 2021 ¦ 12/22/2022 3:42:52 PM | Area 1001 Gas CC 2x1 2027
6724 | Area 1001 Gas CC 2x1 2027 | NOX | ATC | 2026 | AEP-KPCO | 0 | 0 | 0 | 0 | 0 | 0 | 0.00056 | 2026 |  |  |  | REF | 0 | 0 | Real 2021 ¦ 12/22/2022 3:42:52 PM | Area 1001 Gas CC 2x1 2027
6725 | Area 1001 Gas CC 2x1 2027 | SO2 | ATC | 2026 | AEP-KPCO | 0 | 0 | 0 | 0 | 0 | 0 | 0.00752 | 2026 |  |  |  | REF | 0 | 0 | Real 2021 ¦ 12/22/2022 3:42:52 PM | Area 1001 Gas CC 2x1 2027
6726 | Area 1001 Gas CC 2x1 2028 | CO2 | ATC | 2026 | AEP-KPCO | 0 | 0 | 0 | 0 | 0 | 0 | 122 | 2026 |  |  |  | REF | 0 | 0 | Real 2021 ¦ 12/22/2022 3:42:52 PM | Area 1001 Gas CC 2x1 2028
6727 | Area 1001 Gas CC 2x1 2028 | NOX | ATC | 2026 | AEP-KPCO | 0 | 0 | 0 | 0 | 0 | 0 | 0.00056 | 2026 |  |  |  | REF | 0 | 0 | Real 2021 ¦ 12/22/2022 3:42:52 PM | Area 1001 Gas CC 2x1 2028
6728 | Area 1001 Gas CC 2x1 2028 | SO2 | ATC | 2026 | AEP-KPCO | 0 | 0 | 0 | 0 | 0 | 0 | 0.00752 | 2026 |  |  |  | REF | 0 | 0 | Real 2021 ¦ 12/22/2022 3:42:52 PM | Area 1001 Gas CC 2x1 2028
6729 | Area 1001 Gas CC 2x1 2029 | CO2 | ATC | 2026 | AEP-KPCO | 0 | 0 | 0 | 0 | 0 | 0 | 122 | 2026 |  |  |  | REF | 0 | 0 | Real 2021 ¦ 12/22/2022 3:42:52 PM | Area 1001 Gas CC 2x1 2029
6730 | Area 1001 Gas CC 2x1 2029 | NOX | ATC | 2026 | AEP-KPCO | 0 | 0 | 0 | 0 | 0 | 0 | 0.00056 | 2026 |  |  |  | REF | 0 | 0 | Real 2021 ¦ 12/22/2022 3:42:52 PM | Area 1001 Gas CC 2x1 2029
6731 | Area 1001 Gas CC 2x1 2029 | SO2 | ATC | 2026 | AEP-KPCO | 0 | 0 | 0 | 0 | 0 | 0 | 0.00752 | 2026 |  |  |  | REF | 0 | 0 | Real 2021 ¦ 12/22/2022 3:42:52 PM | Area 1001 Gas CC 2x1 2029
6732 | Area 1001 Gas CC 2x1 2030 | CO2 | ATC | 2026 | AEP-KPCO | 0 | 0 | 0 | 0 | 0 | 0 | 122 | 2026 |  |  |  | REF | 0 | 0 | Real 2021 ¦ 12/22/2022 3:42:52 PM | Area 1001 Gas CC 2x1 2030
6733 | Area 1001 Gas CC 2x1 2030 | NOX | ATC | 2026 | AEP-KPCO | 0 | 0 | 0 | 0 | 0 | 0 | 0.00056 | 2026 |  |  |  | REF | 0 | 0 | Real 2021 ¦ 12/22/2022 3:42:52 PM | Area 1001 Gas CC 2x1 2030
6734 | Area 1001 Gas CC 2x1 2030 | SO2 | ATC | 2026 | AEP-KPCO | 0 | 0 | 0 | 0 | 0 | 0 | 0.00752 | 2026 |  |  |  | REF | 0 | 0 | Real 2021 ¦ 12/22/2022 3:42:52 PM | Area 1001 Gas CC 2x1 2030
6735 | Area 1001 Gas CC 2x1 2031 | CO2 | ATC | 2026 | AEP-KPCO | 0 | 0 | 0 | 0 | 0 | 0 | 122 | 2026 |  |  |  | REF | 0 | 0 | Real 2021 ¦ 12/22/2022 3:42:52 PM | Area 1001 Gas CC 2x1 2031
6736 | Area 1001 Gas CC 2x1 2031 | NOX | ATC | 2026 | AEP-KPCO | 0 | 0 | 0 | 0 | 0 | 0 | 0.00056 | 2026 |  |  |  | REF | 0 | 0 | Real 2021 ¦ 12/22/2022 3:42:52 PM | Area 1001 Gas CC 2x1 2031
6737 | Area 1001 Gas CC 2x1 2031 | SO2 | ATC | 2026 | AEP-KPCO | 0 | 0 | 0 | 0 | 0 | 0 | 0.00752 | 2026 |  |  |  | REF | 0 | 0 | Real 2021 ¦ 12/22/2022 3:42:52 PM | Area 1001 Gas CC 2x1 2031
6738 | Area 1001 Gas CC 2x1 2032 | CO2 | ATC | 2026 | AEP-KPCO | 0 | 0 | 0 | 0 | 0 | 0 | 122 | 2026 |  |  |  | REF | 0 | 0 | Real 2021 ¦ 12/22/2022 3:42:52 PM | Area 1001 Gas CC 2x1 2032
6739 | Area 1001 Gas CC 2x1 2032 | NOX | ATC | 2026 | AEP-KPCO | 0 | 0 | 0 | 0 | 0 | 0 | 0.00056 | 2026 |  |  |  | REF | 0 | 0 | Real 2021 ¦ 12/22/2022 3:42:52 PM | Area 1001 Gas CC 2x1 2032
6740 | Area 1001 Gas CC 2x1 2032 | SO2 | ATC | 2026 | AEP-KPCO | 0 | 0 | 0 | 0 | 0 | 0 | 0.00752 | 2026 |  |  |  | REF | 0 | 0 | Real 2021 ¦ 12/22/2022 3:42:52 PM | Area 1001 Gas CC 2x1 2032
6741 | Area 1001 Gas CC 2x1 2033 | CO2 | ATC | 2026 | AEP-KPCO | 0 | 0 | 0 | 0 | 0 | 0 | 122 | 2026 |  |  |  | REF | 0 | 0 | Real 2021 ¦ 12/22/2022 3:42:52 PM | Area 1001 Gas CC 2x1 2033
6742 | Area 1001 Gas CC 2x1 2033 | NOX | ATC | 2026 | AEP-KPCO | 0 | 0 | 0 | 0 | 0 | 0 | 0.00056 | 2026 |  |  |  | REF | 0 | 0 | Real 2021 ¦ 12/22/2022 3:42:52 PM | Area 1001 Gas CC 2x1 2033
6743 | Area 1001 Gas CC 2x1 2033 | SO2 | ATC | 2026 | AEP-KPCO | 0 | 0 | 0 | 0 | 0 | 0 | 0.00752 | 2026 |  |  |  | REF | 0 | 0 | Real 2021 ¦ 12/22/2022 3:42:52 PM | Area 1001 Gas CC 2x1 2033
6744 | Area 1001 Gas CC 2x1 2034 | CO2 | ATC | 2026 | AEP-KPCO | 0 | 0 | 0 | 0 | 0 | 0 | 122 | 2026 |  |  |  | REF | 0 | 0 | Real 2021 ¦ 12/22/2022 3:42:52 PM | Area 1001 Gas CC 2x1 2034
6745 | Area 1001 Gas CC 2x1 2034 | NOX | ATC | 2026 | AEP-KPCO | 0 | 0 | 0 | 0 | 0 | 0 | 0.00056 | 2026 |  |  |  | REF | 0 | 0 | Real 2021 ¦ 12/22/2022 3:42:52 PM | Area 1001 Gas CC 2x1 2034
6746 | Area 1001 Gas CC 2x1 2034 | SO2 | ATC | 2026 | AEP-KPCO | 0 | 0 | 0 | 0 | 0 | 0 | 0.00752 | 2026 |  |  |  | REF | 0 | 0 | Real 2021 ¦ 12/22/2022 3:42:52 PM | Area 1001 Gas CC 2x1 2034
6747 | Area 1001 Gas CC 2x1 2035 | CO2 | ATC | 2026 | AEP-KPCO | 0 | 0 | 0 | 0 | 0 | 0 | 122 | 2026 |  |  |  | REF | 0 | 0 | Real 2021 ¦ 12/22/2022 3:42:52 PM | Area 1001 Gas CC 2x1 2035
6748 | Area 1001 Gas CC 2x1 2035 | NOX | ATC | 2026 | AEP-KPCO | 0 | 0 | 0 | 0 | 0 | 0 | 0.00056 | 2026 |  |  |  | REF | 0 | 0 | Real 2021 ¦ 12/22/2022 3:42:52 PM | Area 1001 Gas CC 2x1 2035
6749 | Area 1001 Gas CC 2x1 2035 | SO2 | ATC | 2026 | AEP-KPCO | 0 | 0 | 0 | 0 | 0 | 0 | 0.00752 | 2026 |  |  |  | REF | 0 | 0 | Real 2021 ¦ 12/22/2022 3:42:52 PM | Area 1001 Gas CC 2x1 2035
6750 | Area 1001 Gas CC 2x1 2036 | CO2 | ATC | 2026 | AEP-KPCO | 0 | 0 | 0 | 0 | 0 | 0 | 122 | 2026 |  |  |  | REF | 0 | 0 | Real 2021 ¦ 12/22/2022 3:42:52 PM | Area 1001 Gas CC 2x1 2036
6751 | Area 1001 Gas CC 2x1 2036 | NOX | ATC | 2026 | AEP-KPCO | 0 | 0 | 0 | 0 | 0 | 0 | 0.00056 | 2026 |  |  |  | REF | 0 | 0 | Real 2021 ¦ 12/22/2022 3:42:52 PM | Area 1001 Gas CC 2x1 2036
6752 | Area 1001 Gas CC 2x1 2036 | SO2 | ATC | 2026 | AEP-KPCO | 0 | 0 | 0 | 0 | 0 | 0 | 0.00752 | 2026 |  |  |  | REF | 0 | 0 | Real 2021 ¦ 12/22/2022 3:42:52 PM | Area 1001 Gas CC 2x1 2036
6753 | Area 1001 Gas CC 2x1 2037 | CO2 | ATC | 2026 | AEP-KPCO | 0 | 0 | 0 | 0 | 0 | 0 | 122 | 2026 |  |  |  | REF | 0 | 0 | Real 2021 ¦ 12/22/2022 3:42:52 PM | Area 1001 Gas CC 2x1 2037
6754 | Area 1001 Gas CC 2x1 2037 | NOX | ATC | 2026 | AEP-KPCO | 0 | 0 | 0 | 0 | 0 | 0 | 0.00056 | 2026 |  |  |  | REF | 0 | 0 | Real 2021 ¦ 12/22/2022 3:42:52 PM | Area 1001 Gas CC 2x1 2037
6755 | Area 1001 Gas CC 2x1 2037 | SO2 | ATC | 2026 | AEP-KPCO | 0 | 0 | 0 | 0 | 0 | 0 | 0.00752 | 2026 |  |  |  | REF | 0 | 0 | Real 2021 ¦ 12/22/2022 3:42:52 PM | Area 1001 Gas CC 2x1 2037
6756 | Area 1001 Gas CC 2x1 2038 | CO2 | ATC | 2026 | AEP-KPCO | 0 | 0 | 0 | 0 | 0 | 0 | 122 | 2026 |  |  |  | REF | 0 | 0 | Real 2021 ¦ 12/22/2022 3:42:52 PM | Area 1001 Gas CC 2x1 2038
6757 | Area 1001 Gas CC 2x1 2038 | NOX | ATC | 2026 | AEP-KPCO | 0 | 0 | 0 | 0 | 0 | 0 | 0.00056 | 2026 |  |  |  | REF | 0 | 0 | Real 2021 ¦ 12/22/2022 3:42:52 PM | Area 1001 Gas CC 2x1 2038
6758 | Area 1001 Gas CC 2x1 2038 | SO2 | ATC | 2026 | AEP-KPCO | 0 | 0 | 0 | 0 | 0 | 0 | 0.00752 | 2026 |  |  |  | REF | 0 | 0 | Real 2021 ¦ 12/22/2022 3:42:52 PM | Area 1001 Gas CC 2x1 2038
6759 | Area 1001 Gas CC 2x1 2039 | CO2 | ATC | 2026 | AEP-KPCO | 0 | 0 | 0 | 0 | 0 | 0 | 122 | 2026 |  |  |  | REF | 0 | 0 | Real 2021 ¦ 12/22/2022 3:42:52 PM | Area 1001 Gas CC 2x1 2039
6760 | Area 1001 Gas CC 2x1 2039 | NOX | ATC | 2026 | AEP-KPCO | 0 | 0 | 0 | 0 | 0 | 0 | 0.00056 | 2026 |  |  |  | REF | 0 | 0 | Real 2021 ¦ 12/22/2022 3:42:52 PM | Area 1001 Gas CC 2x1 2039
6761 | Area 1001 Gas CC 2x1 2039 | SO2 | ATC | 2026 | AEP-KPCO | 0 | 0 | 0 | 0 | 0 | 0 | 0.00752 | 2026 |  |  |  | REF | 0 | 0 | Real 2021 ¦ 12/22/2022 3:42:52 PM | Area 1001 Gas CC 2x1 2039
6762 | Area 1001 Gas CC 2x1 2040 | CO2 | ATC | 2026 | AEP-KPCO | 0 | 0 | 0 | 0 | 0 | 0 | 122 | 2026 |  |  |  | REF | 0 | 0 | Real 2021 ¦ 12/22/2022 3:42:52 PM | Area 1001 Gas CC 2x1 2040
6763 | Area 1001 Gas CC 2x1 2040 | NOX | ATC | 2026 | AEP-KPCO | 0 | 0 | 0 | 0 | 0 | 0 | 0.00056 | 2026 |  |  |  | REF | 0 | 0 | Real 2021 ¦ 12/22/2022 3:42:52 PM | Area 1001 Gas CC 2x1 2040
6764 | Area 1001 Gas CC 2x1 2040 | SO2 | ATC | 2026 | AEP-KPCO | 0 | 0 | 0 | 0 | 0 | 0 | 0.00752 | 2026 |  |  |  | REF | 0 | 0 | Real 2021 ¦ 12/22/2022 3:42:52 PM | Area 1001 Gas CC 2x1 2040
6765 | Area 1001 Gas CC 2x1 2041 | CO2 | ATC | 2026 | AEP-KPCO | 0 | 0 | 0 | 0 | 0 | 0 | 122 | 2026 |  |  |  | REF | 0 | 0 | Real 2021 ¦ 12/22/2022 3:42:52 PM | Area 1001 Gas CC 2x1 2041
6766 | Area 1001 Gas CC 2x1 2041 | NOX | ATC | 2026 | AEP-KPCO | 0 | 0 | 0 | 0 | 0 | 0 | 0.00056 | 2026 |  |  |  | REF | 0 | 0 | Real 2021 ¦ 12/22/2022 3:42:52 PM | Area 1001 Gas CC 2x1 2041
6767 | Area 1001 Gas CC 2x1 2041 | SO2 | ATC | 2026 | AEP-KPCO | 0 | 0 | 0 | 0 | 0 | 0 | 0.00752 | 2026 |  |  |  | REF | 0 | 0 | Real 2021 ¦ 12/22/2022 3:42:52 PM | Area 1001 Gas CC 2x1 2041
6768 | Area 1001 Gas CC 2x1 2042 | CO2 | ATC | 2026 | AEP-KPCO | 0 | 0 | 0 | 0 | 0 | 0 | 122 | 2026 |  |  |  | REF | 0 | 0 | Real 2021 ¦ 12/22/2022 3:42:52 PM | Area 1001 Gas CC 2x1 2042
6769 | Area 1001 Gas CC 2x1 2042 | NOX | ATC | 2026 | AEP-KPCO | 0 | 0 | 0 | 0 | 0 | 0 | 0.00056 | 2026 |  |  |  | REF | 0 | 0 | Real 2021 ¦ 12/22/2022 3:42:52 PM | Area 1001 Gas CC 2x1 2042
6770 | Area 1001 Gas CC 2x1 2042 | SO2 | ATC | 2026 | AEP-KPCO | 0 | 0 | 0 | 0 | 0 | 0 | 0.00752 | 2026 |  |  |  | REF | 0 | 0 | Real 2021 ¦ 12/22/2022 3:42:52 PM | Area 1001 Gas CC 2x1 2042
6771 | Area 1001 Gas CC 2x1 2043 | CO2 | ATC | 2026 | AEP-KPCO | 0 | 0 | 0 | 0 | 0 | 0 | 122 | 2026 |  |  |  | REF | 0 | 0 | Real 2021 ¦ 12/22/2022 3:42:52 PM | Area 1001 Gas CC 2x1 2043
6772 | Area 1001 Gas CC 2x1 2043 | NOX | ATC | 2026 | AEP-KPCO | 0 | 0 | 0 | 0 | 0 | 0 | 0.00056 | 2026 |  |  |  | REF | 0 | 0 | Real 2021 ¦ 12/22/2022 3:42:52 PM | Area 1001 Gas CC 2x1 2043
6773 | Area 1001 Gas CC 2x1 2043 | SO2 | ATC | 2026 | AEP-KPCO | 0 | 0 | 0 | 0 | 0 | 0 | 0.00752 | 2026 |  |  |  | REF | 0 | 0 | Real 2021 ¦ 12/22/2022 3:42:52 PM | Area 1001 Gas CC 2x1 2043
6774 | Area 1001 Gas CC 1x1 2024 | CO2 | ATC | 2026 | AEP-KPCO | 1226125.75 | 1226125.75 | 0 | 0 | 0 | 0 | 122 | 2026 |  |  |  | REF | 0 | 0 | Real 2021 ¦ 12/22/2022 3:42:52 PM | Area 1001 Gas CC 1x1 2024
6775 | Area 1001 Gas CC 1x1 2024 | NOX | ATC | 2026 | AEP-KPCO | 5.6281 | 5.6281 | 0 | 0.34546 | 0.34546 | 0 | 0.00056 | 2026 |  |  |  | REF | 0 | 0 | Real 2021 ¦ 12/22/2022 3:42:52 PM | Area 1001 Gas CC 1x1 2024
6776 | Area 1001 Gas CC 1x1 2024 | SO2 | ATC | 2026 | AEP-KPCO | 75.5776 | 75.5776 | 0 | 0.22843 | 0.22843 | 0 | 0.00752 | 2026 |  |  |  | REF | 0 | 0 | Real 2021 ¦ 12/22/2022 3:42:52 PM | Area 1001 Gas CC 1x1 2024
6777 | Area 1001 Gas CC 1x1 2025 | CO2 | ATC | 2026 | AEP-KPCO | 1226125.75 | 1226125.75 | 0 | 0 | 0 | 0 | 122 | 2026 |  |  |  | REF | 0 | 0 | Real 2021 ¦ 12/22/2022 3:42:52 PM | Area 1001 Gas CC 1x1 2025
6778 | Area 1001 Gas CC 1x1 2025 | NOX | ATC | 2026 | AEP-KPCO | 5.6281 | 5.6281 | 0 | 0.34546 | 0.34546 | 0 | 0.00056 | 2026 |  |  |  | REF | 0 | 0 | Real 2021 ¦ 12/22/2022 3:42:52 PM | Area 1001 Gas CC 1x1 2025
6779 | Area 1001 Gas CC 1x1 2025 | SO2 | ATC | 2026 | AEP-KPCO | 75.5776 | 75.5776 | 0 | 0.22843 | 0.22843 | 0 | 0.00752 | 2026 |  |  |  | REF | 0 | 0 | Real 2021 ¦ 12/22/2022 3:42:52 PM | Area 1001 Gas CC 1x1 2025
6780 | Area 1001 Gas CC 1x1 2026 | CO2 | ATC | 2026 | AEP-KPCO | 1224904 | 1224904 | 0 | 0 | 0 | 0 | 122 | 2026 |  |  |  | REF | 0 | 0 | Real 2021 ¦ 12/22/2022 3:42:52 PM | Area 1001 Gas CC 1x1 2026
6781 | Area 1001 Gas CC 1x1 2026 | NOX | ATC | 2026 | AEP-KPCO | 5.6225 | 5.6225 | 0 | 0.34543 | 0.34543 | 0 | 0.00056 | 2026 |  |  |  | REF | 0 | 0 | Real 2021 ¦ 12/22/2022 3:42:52 PM | Area 1001 Gas CC 1x1 2026
6782 | Area 1001 Gas CC 1x1 2026 | SO2 | ATC | 2026 | AEP-KPCO | 75.5023 | 75.5023 | 0 | 0.2282 | 0.2282 | 0 | 0.00752 | 2026 |  |  |  | REF | 0 | 0 | Real 2021 ¦ 12/22/2022 3:42:52 PM | Area 1001 Gas CC 1x1 2026
6783 | Area 1001 Gas CC 1x1 2027 | CO2 | ATC | 2026 | AEP-KPCO | 0 | 0 | 0 | 0 | 0 | 0 | 122 | 2026 |  |  |  | REF | 0 | 0 | Real 2021 ¦ 12/22/2022 3:42:52 PM | Area 1001 Gas CC 1x1 2027
6784 | Area 1001 Gas CC 1x1 2027 | NOX | ATC | 2026 | AEP-KPCO | 0 | 0 | 0 | 0 | 0 | 0 | 0.00056 | 2026 |  |  |  | REF | 0 | 0 | Real 2021 ¦ 12/22/2022 3:42:52 PM | Area 1001 Gas CC 1x1 2027
6785 | Area 1001 Gas CC 1x1 2027 | SO2 | ATC | 2026 | AEP-KPCO | 0 | 0 | 0 | 0 | 0 | 0 | 0.00752 | 2026 |  |  |  | REF | 0 | 0 | Real 2021 ¦ 12/22/2022 3:42:52 PM | Area 1001 Gas CC 1x1 2027
6786 | Area 1001 Gas CC 1x1 2028 | CO2 | ATC | 2026 | AEP-KPCO | 0 | 0 | 0 | 0 | 0 | 0 | 122 | 2026 |  |  |  | REF | 0 | 0 | Real 2021 ¦ 12/22/2022 3:42:52 PM | Area 1001 Gas CC 1x1 2028
6787 | Area 1001 Gas CC 1x1 2028 | NOX | ATC | 2026 | AEP-KPCO | 0 | 0 | 0 | 0 | 0 | 0 | 0.00056 | 2026 |  |  |  | REF | 0 | 0 | Real 2021 ¦ 12/22/2022 3:42:52 PM | Area 1001 Gas CC 1x1 2028
6788 | Area 1001 Gas CC 1x1 2028 | SO2 | ATC | 2026 | AEP-KPCO | 0 | 0 | 0 | 0 | 0 | 0 | 0.00752 | 2026 |  |  |  | REF | 0 | 0 | Real 2021 ¦ 12/22/2022 3:42:52 PM | Area 1001 Gas CC 1x1 2028
6789 | Area 1001 Gas CC 1x1 2029 | CO2 | ATC | 2026 | AEP-KPCO | 0 | 0 | 0 | 0 | 0 | 0 | 122 | 2026 |  |  |  | REF | 0 | 0 | Real 2021 ¦ 12/22/2022 3:42:52 PM | Area 1001 Gas CC 1x1 2029
6790 | Area 1001 Gas CC 1x1 2029 | NOX | ATC | 2026 | AEP-KPCO | 0 | 0 | 0 | 0 | 0 | 0 | 0.00056 | 2026 |  |  |  | REF | 0 | 0 | Real 2021 ¦ 12/22/2022 3:42:52 PM | Area 1001 Gas CC 1x1 2029
6791 | Area 1001 Gas CC 1x1 2029 | SO2 | ATC | 2026 | AEP-KPCO | 0 | 0 | 0 | 0 | 0 | 0 | 0.00752 | 2026 |  |  |  | REF | 0 | 0 | Real 2021 ¦ 12/22/2022 3:42:52 PM | Area 1001 Gas CC 1x1 2029
6792 | Area 1001 Gas CC 1x1 2030 | CO2 | ATC | 2026 | AEP-KPCO | 0 | 0 | 0 | 0 | 0 | 0 | 122 | 2026 |  |  |  | REF | 0 | 0 | Real 2021 ¦ 12/22/2022 3:42:52 PM | Area 1001 Gas CC 1x1 2030
6793 | Area 1001 Gas CC 1x1 2030 | NOX | ATC | 2026 | AEP-KPCO | 0 | 0 | 0 | 0 | 0 | 0 | 0.00056 | 2026 |  |  |  | REF | 0 | 0 | Real 2021 ¦ 12/22/2022 3:42:52 PM | Area 1001 Gas CC 1x1 2030
6794 | Area 1001 Gas CC 1x1 2030 | SO2 | ATC | 2026 | AEP-KPCO | 0 | 0 | 0 | 0 | 0 | 0 | 0.00752 | 2026 |  |  |  | REF | 0 | 0 | Real 2021 ¦ 12/22/2022 3:42:52 PM | Area 1001 Gas CC 1x1 2030
6795 | Area 1001 Gas CC 1x1 2031 | CO2 | ATC | 2026 | AEP-KPCO | 0 | 0 | 0 | 0 | 0 | 0 | 122 | 2026 |  |  |  | REF | 0 | 0 | Real 2021 ¦ 12/22/2022 3:42:52 PM | Area 1001 Gas CC 1x1 2031
6796 | Area 1001 Gas CC 1x1 2031 | NOX | ATC | 2026 | AEP-KPCO | 0 | 0 | 0 | 0 | 0 | 0 | 0.00056 | 2026 |  |  |  | REF | 0 | 0 | Real 2021 ¦ 12/22/2022 3:42:52 PM | Area 1001 Gas CC 1x1 2031
6797 | Area 1001 Gas CC 1x1 2031 | SO2 | ATC | 2026 | AEP-KPCO | 0 | 0 | 0 | 0 | 0 | 0 | 0.00752 | 2026 |  |  |  | REF | 0 | 0 | Real 2021 ¦ 12/22/2022 3:42:52 PM | Area 1001 Gas CC 1x1 2031
6798 | Area 1001 Gas CC 1x1 2032 | CO2 | ATC | 2026 | AEP-KPCO | 0 | 0 | 0 | 0 | 0 | 0 | 122 | 2026 |  |  |  | REF | 0 | 0 | Real 2021 ¦ 12/22/2022 3:42:52 PM | Area 1001 Gas CC 1x1 2032
6799 | Area 1001 Gas CC 1x1 2032 | NOX | ATC | 2026 | AEP-KPCO | 0 | 0 | 0 | 0 | 0 | 0 | 0.00056 | 2026 |  |  |  | REF | 0 | 0 | Real 2021 ¦ 12/22/2022 3:42:52 PM | Area 1001 Gas CC 1x1 2032
6800 | Area 1001 Gas CC 1x1 2032 | SO2 | ATC | 2026 | AEP-KPCO | 0 | 0 | 0 | 0 | 0 | 0 | 0.00752 | 2026 |  |  |  | REF | 0 | 0 | Real 2021 ¦ 12/22/2022 3:42:52 PM | Area 1001 Gas CC 1x1 2032
6801 | Area 1001 Gas CC 1x1 2033 | CO2 | ATC | 2026 | AEP-KPCO | 0 | 0 | 0 | 0 | 0 | 0 | 122 | 2026 |  |  |  | REF | 0 | 0 | Real 2021 ¦ 12/22/2022 3:42:52 PM | Area 1001 Gas CC 1x1 2033
6802 | Area 1001 Gas CC 1x1 2033 | NOX | ATC | 2026 | AEP-KPCO | 0 | 0 | 0 | 0 | 0 | 0 | 0.00056 | 2026 |  |  |  | REF | 0 | 0 | Real 2021 ¦ 12/22/2022 3:42:52 PM | Area 1001 Gas CC 1x1 2033
6803 | Area 1001 Gas CC 1x1 2033 | SO2 | ATC | 2026 | AEP-KPCO | 0 | 0 | 0 | 0 | 0 | 0 | 0.00752 | 2026 |  |  |  | REF | 0 | 0 | Real 2021 ¦ 12/22/2022 3:42:52 PM | Area 1001 Gas CC 1x1 2033
6804 | Area 1001 Gas CC 1x1 2034 | CO2 | ATC | 2026 | AEP-KPCO | 0 | 0 | 0 | 0 | 0 | 0 | 122 | 2026 |  |  |  | REF | 0 | 0 | Real 2021 ¦ 12/22/2022 3:42:52 PM | Area 1001 Gas CC 1x1 2034
6805 | Area 1001 Gas CC 1x1 2034 | NOX | ATC | 2026 | AEP-KPCO | 0 | 0 | 0 | 0 | 0 | 0 | 0.00056 | 2026 |  |  |  | REF | 0 | 0 | Real 2021 ¦ 12/22/2022 3:42:52 PM | Area 1001 Gas CC 1x1 2034
6806 | Area 1001 Gas CC 1x1 2034 | SO2 | ATC | 2026 | AEP-KPCO | 0 | 0 | 0 | 0 | 0 | 0 | 0.00752 | 2026 |  |  |  | REF | 0 | 0 | Real 2021 ¦ 12/22/2022 3:42:52 PM | Area 1001 Gas CC 1x1 2034
6807 | Area 1001 Gas CC 1x1 2035 | CO2 | ATC | 2026 | AEP-KPCO | 0 | 0 | 0 | 0 | 0 | 0 | 122 | 2026 |  |  |  | REF | 0 | 0 | Real 2021 ¦ 12/22/2022 3:42:52 PM | Area 1001 Gas CC 1x1 2035
6808 | Area 1001 Gas CC 1x1 2035 | NOX | ATC | 2026 | AEP-KPCO | 0 | 0 | 0 | 0 | 0 | 0 | 0.00056 | 2026 |  |  |  | REF | 0 | 0 | Real 2021 ¦ 12/22/2022 3:42:52 PM | Area 1001 Gas CC 1x1 2035
6809 | Area 1001 Gas CC 1x1 2035 | SO2 | ATC | 2026 | AEP-KPCO | 0 | 0 | 0 | 0 | 0 | 0 | 0.00752 | 2026 |  |  |  | REF | 0 | 0 | Real 2021 ¦ 12/22/2022 3:42:52 PM | Area 1001 Gas CC 1x1 2035
6810 | Area 1001 Gas CC 1x1 2036 | CO2 | ATC | 2026 | AEP-KPCO | 0 | 0 | 0 | 0 | 0 | 0 | 122 | 2026 |  |  |  | REF | 0 | 0 | Real 2021 ¦ 12/22/2022 3:42:52 PM | Area 1001 Gas CC 1x1 2036
6811 | Area 1001 Gas CC 1x1 2036 | NOX | ATC | 2026 | AEP-KPCO | 0 | 0 | 0 | 0 | 0 | 0 | 0.00056 | 2026 |  |  |  | REF | 0 | 0 | Real 2021 ¦ 12/22/2022 3:42:52 PM | Area 1001 Gas CC 1x1 2036
6812 | Area 1001 Gas CC 1x1 2036 | SO2 | ATC | 2026 | AEP-KPCO | 0 | 0 | 0 | 0 | 0 | 0 | 0.00752 | 2026 |  |  |  | REF | 0 | 0 | Real 2021 ¦ 12/22/2022 3:42:52 PM | Area 1001 Gas CC 1x1 2036
6813 | Area 1001 Gas CC 1x1 2037 | CO2 | ATC | 2026 | AEP-KPCO | 0 | 0 | 0 | 0 | 0 | 0 | 122 | 2026 |  |  |  | REF | 0 | 0 | Real 2021 ¦ 12/22/2022 3:42:52 PM | Area 1001 Gas CC 1x1 2037
6814 | Area 1001 Gas CC 1x1 2037 | NOX | ATC | 2026 | AEP-KPCO | 0 | 0 | 0 | 0 | 0 | 0 | 0.00056 | 2026 |  |  |  | REF | 0 | 0 | Real 2021 ¦ 12/22/2022 3:42:52 PM | Area 1001 Gas CC 1x1 2037
6815 | Area 1001 Gas CC 1x1 2037 | SO2 | ATC | 2026 | AEP-KPCO | 0 | 0 | 0 | 0 | 0 | 0 | 0.00752 | 2026 |  |  |  | REF | 0 | 0 | Real 2021 ¦ 12/22/2022 3:42:52 PM | Area 1001 Gas CC 1x1 2037
6816 | Area 1001 Gas CC 1x1 2038 | CO2 | ATC | 2026 | AEP-KPCO | 0 | 0 | 0 | 0 | 0 | 0 | 122 | 2026 |  |  |  | REF | 0 | 0 | Real 2021 ¦ 12/22/2022 3:42:52 PM | Area 1001 Gas CC 1x1 2038
6817 | Area 1001 Gas CC 1x1 2038 | NOX | ATC | 2026 | AEP-KPCO | 0 | 0 | 0 | 0 | 0 | 0 | 0.00056 | 2026 |  |  |  | REF | 0 | 0 | Real 2021 ¦ 12/22/2022 3:42:52 PM | Area 1001 Gas CC 1x1 2038
6818 | Area 1001 Gas CC 1x1 2038 | SO2 | ATC | 2026 | AEP-KPCO | 0 | 0 | 0 | 0 | 0 | 0 | 0.00752 | 2026 |  |  |  | REF | 0 | 0 | Real 2021 ¦ 12/22/2022 3:42:52 PM | Area 1001 Gas CC 1x1 2038
6819 | Area 1001 Gas CC 1x1 2039 | CO2 | ATC | 2026 | AEP-KPCO | 0 | 0 | 0 | 0 | 0 | 0 | 122 | 2026 |  |  |  | REF | 0 | 0 | Real 2021 ¦ 12/22/2022 3:42:52 PM | Area 1001 Gas CC 1x1 2039
6820 | Area 1001 Gas CC 1x1 2039 | NOX | ATC | 2026 | AEP-KPCO | 0 | 0 | 0 | 0 | 0 | 0 | 0.00056 | 2026 |  |  |  | REF | 0 | 0 | Real 2021 ¦ 12/22/2022 3:42:52 PM | Area 1001 Gas CC 1x1 2039
6821 | Area 1001 Gas CC 1x1 2039 | SO2 | ATC | 2026 | AEP-KPCO | 0 | 0 | 0 | 0 | 0 | 0 | 0.00752 | 2026 |  |  |  | REF | 0 | 0 | Real 2021 ¦ 12/22/2022 3:42:52 PM | Area 1001 Gas CC 1x1 2039
6822 | Area 1001 Gas CC 1x1 2040 | CO2 | ATC | 2026 | AEP-KPCO | 0 | 0 | 0 | 0 | 0 | 0 | 122 | 2026 |  |  |  | REF | 0 | 0 | Real 2021 ¦ 12/22/2022 3:42:52 PM | Area 1001 Gas CC 1x1 2040
6823 | Area 1001 Gas CC 1x1 2040 | NOX | ATC | 2026 | AEP-KPCO | 0 | 0 | 0 | 0 | 0 | 0 | 0.00056 | 2026 |  |  |  | REF | 0 | 0 | Real 2021 ¦ 12/22/2022 3:42:52 PM | Area 1001 Gas CC 1x1 2040
6824 | Area 1001 Gas CC 1x1 2040 | SO2 | ATC | 2026 | AEP-KPCO | 0 | 0 | 0 | 0 | 0 | 0 | 0.00752 | 2026 |  |  |  | REF | 0 | 0 | Real 2021 ¦ 12/22/2022 3:42:52 PM | Area 1001 Gas CC 1x1 2040
6825 | Area 1001 Gas CC 1x1 2041 | CO2 | ATC | 2026 | AEP-KPCO | 0 | 0 | 0 | 0 | 0 | 0 | 122 | 2026 |  |  |  | REF | 0 | 0 | Real 2021 ¦ 12/22/2022 3:42:52 PM | Area 1001 Gas CC 1x1 2041
6826 | Area 1001 Gas CC 1x1 2041 | NOX | ATC | 2026 | AEP-KPCO | 0 | 0 | 0 | 0 | 0 | 0 | 0.00056 | 2026 |  |  |  | REF | 0 | 0 | Real 2021 ¦ 12/22/2022 3:42:52 PM | Area 1001 Gas CC 1x1 2041
6827 | Area 1001 Gas CC 1x1 2041 | SO2 | ATC | 2026 | AEP-KPCO | 0 | 0 | 0 | 0 | 0 | 0 | 0.00752 | 2026 |  |  |  | REF | 0 | 0 | Real 2021 ¦ 12/22/2022 3:42:52 PM | Area 1001 Gas CC 1x1 2041
6828 | Area 1001 Gas CC 1x1 2042 | CO2 | ATC | 2026 | AEP-KPCO | 0 | 0 | 0 | 0 | 0 | 0 | 122 | 2026 |  |  |  | REF | 0 | 0 | Real 2021 ¦ 12/22/2022 3:42:52 PM | Area 1001 Gas CC 1x1 2042
6829 | Area 1001 Gas CC 1x1 2042 | NOX | ATC | 2026 | AEP-KPCO | 0 | 0 | 0 | 0 | 0 | 0 | 0.00056 | 2026 |  |  |  | REF | 0 | 0 | Real 2021 ¦ 12/22/2022 3:42:52 PM | Area 1001 Gas CC 1x1 2042
6830 | Area 1001 Gas CC 1x1 2042 | SO2 | ATC | 2026 | AEP-KPCO | 0 | 0 | 0 | 0 | 0 | 0 | 0.00752 | 2026 |  |  |  | REF | 0 | 0 | Real 2021 ¦ 12/22/2022 3:42:52 PM | Area 1001 Gas CC 1x1 2042
6831 | Area 1001 Gas CC 1x1 2043 | CO2 | ATC | 2026 | AEP-KPCO | 0 | 0 | 0 | 0 | 0 | 0 | 122 | 2026 |  |  |  | REF | 0 | 0 | Real 2021 ¦ 12/22/2022 3:42:52 PM | Area 1001 Gas CC 1x1 2043
6832 | Area 1001 Gas CC 1x1 2043 | NOX | ATC | 2026 | AEP-KPCO | 0 | 0 | 0 | 0 | 0 | 0 | 0.00056 | 2026 |  |  |  | REF | 0 | 0 | Real 2021 ¦ 12/22/2022 3:42:52 PM | Area 1001 Gas CC 1x1 2043
6833 | Area 1001 Gas CC 1x1 2043 | SO2 | ATC | 2026 | AEP-KPCO | 0 | 0 | 0 | 0 | 0 | 0 | 0.00752 | 2026 |  |  |  | REF | 0 | 0 | Real 2021 ¦ 12/22/2022 3:42:52 PM | Area 1001 Gas CC 1x1 2043
6834 | Area 1001 Gas CT 2023 | CO2 | ATC | 2026 | AEP-KPCO | 935117.0625 | 935117.0625 | 0 | 0 | 0 | 0 | 122 | 2026 |  |  |  | REF | 0 | 0 | Real 2021 ¦ 12/22/2022 3:42:52 PM | Area 1001 Gas CT 2023
6835 | Area 1001 Gas CT 2023 | NOX | ATC | 2026 | AEP-KPCO | 4.2923 | 4.2923 | 0 | 0.29677 | 0.29677 | 0 | 0.00056 | 2026 |  |  |  | REF | 0 | 0 | Real 2021 ¦ 12/22/2022 3:42:52 PM | Area 1001 Gas CT 2023
6836 | Area 1001 Gas CT 2023 | SO2 | ATC | 2026 | AEP-KPCO | 57.64 | 57.64 | 0 | 0.17422 | 0.17422 | 0 | 0.00752 | 2026 |  |  |  | REF | 0 | 0 | Real 2021 ¦ 12/22/2022 3:42:52 PM | Area 1001 Gas CT 2023
6837 | Area 1001 Gas CT 2024 | CO2 | ATC | 2026 | AEP-KPCO | 935117 | 935117 | 0 | 0 | 0 | 0 | 122 | 2026 |  |  |  | REF | 0 | 0 | Real 2021 ¦ 12/22/2022 3:42:52 PM | Area 1001 Gas CT 2024
6838 | Area 1001 Gas CT 2024 | NOX | ATC | 2026 | AEP-KPCO | 4.2923 | 4.2923 | 0 | 0.29669 | 0.29669 | 0 | 0.00056 | 2026 |  |  |  | REF | 0 | 0 | Real 2021 ¦ 12/22/2022 3:42:52 PM | Area 1001 Gas CT 2024
6839 | Area 1001 Gas CT 2024 | SO2 | ATC | 2026 | AEP-KPCO | 57.64 | 57.64 | 0 | 0.17422 | 0.17422 | 0 | 0.00752 | 2026 |  |  |  | REF | 0 | 0 | Real 2021 ¦ 12/22/2022 3:42:52 PM | Area 1001 Gas CT 2024
6840 | Area 1001 Gas CT 2025 | CO2 | ATC | 2026 | AEP-KPCO | 935455.125 | 935455.125 | 0 | 0 | 0 | 0 | 122 | 2026 |  |  |  | REF | 0 | 0 | Real 2021 ¦ 12/22/2022 3:42:52 PM | Area 1001 Gas CT 2025
6841 | Area 1001 Gas CT 2025 | NOX | ATC | 2026 | AEP-KPCO | 4.2939 | 4.2939 | 0 | 0.2967 | 0.2967 | 0 | 0.00056 | 2026 |  |  |  | REF | 0 | 0 | Real 2021 ¦ 12/22/2022 3:42:52 PM | Area 1001 Gas CT 2025
6842 | Area 1001 Gas CT 2025 | SO2 | ATC | 2026 | AEP-KPCO | 57.6608 | 57.6608 | 0 | 0.17428 | 0.17428 | 0 | 0.00752 | 2026 |  |  |  | REF | 0 | 0 | Real 2021 ¦ 12/22/2022 3:42:52 PM | Area 1001 Gas CT 2025
6843 | Area 1001 Gas CT 2026 | CO2 | ATC | 2026 | AEP-KPCO | 935207.0625 | 935207.0625 | 0 | 0 | 0 | 0 | 122 | 2026 |  |  |  | REF | 0 | 0 | Real 2021 ¦ 12/22/2022 3:42:52 PM | Area 1001 Gas CT 2026
6844 | Area 1001 Gas CT 2026 | NOX | ATC | 2026 | AEP-KPCO | 4.2928 | 4.2928 | 0 | 0.29669 | 0.29669 | 0 | 0.00056 | 2026 |  |  |  | REF | 0 | 0 | Real 2021 ¦ 12/22/2022 3:42:52 PM | Area 1001 Gas CT 2026
6845 | Area 1001 Gas CT 2026 | SO2 | ATC | 2026 | AEP-KPCO | 57.6455 | 57.6455 | 0 | 0.17423 | 0.17423 | 0 | 0.00752 | 2026 |  |  |  | REF | 0 | 0 | Real 2021 ¦ 12/22/2022 3:42:52 PM | Area 1001 Gas CT 2026
6846 | Area 1001 Gas CT 2027 | CO2 | ATC | 2026 | AEP-KPCO | 0 | 0 | 0 | 0 | 0 | 0 | 122 | 2026 |  |  |  | REF | 0 | 0 | Real 2021 ¦ 12/22/2022 3:42:52 PM | Area 1001 Gas CT 2027
6847 | Area 1001 Gas CT 2027 | NOX | ATC | 2026 | AEP-KPCO | 0 | 0 | 0 | 0 | 0 | 0 | 0.00056 | 2026 |  |  |  | REF | 0 | 0 | Real 2021 ¦ 12/22/2022 3:42:52 PM | Area 1001 Gas CT 2027
6848 | Area 1001 Gas CT 2027 | SO2 | ATC | 2026 | AEP-KPCO | 0 | 0 | 0 | 0 | 0 | 0 | 0.00752 | 2026 |  |  |  | REF | 0 | 0 | Real 2021 ¦ 12/22/2022 3:42:52 PM | Area 1001 Gas CT 2027
6849 | Area 1001 Gas CT 2028 | CO2 | ATC | 2026 | AEP-KPCO | 0 | 0 | 0 | 0 | 0 | 0 | 122 | 2026 |  |  |  | REF | 0 | 0 | Real 2021 ¦ 12/22/2022 3:42:52 PM | Area 1001 Gas CT 2028
6850 | Area 1001 Gas CT 2028 | NOX | ATC | 2026 | AEP-KPCO | 0 | 0 | 0 | 0 | 0 | 0 | 0.00056 | 2026 |  |  |  | REF | 0 | 0 | Real 2021 ¦ 12/22/2022 3:42:52 PM | Area 1001 Gas CT 2028
6851 | Area 1001 Gas CT 2028 | SO2 | ATC | 2026 | AEP-KPCO | 0 | 0 | 0 | 0 | 0 | 0 | 0.00752 | 2026 |  |  |  | REF | 0 | 0 | Real 2021 ¦ 12/22/2022 3:42:52 PM | Area 1001 Gas CT 2028
6852 | Area 1001 Gas CT 2029 | CO2 | ATC | 2026 | AEP-KPCO | 0 | 0 | 0 | 0 | 0 | 0 | 122 | 2026 |  |  |  | REF | 0 | 0 | Real 2021 ¦ 12/22/2022 3:42:52 PM | Area 1001 Gas CT 2029
6853 | Area 1001 Gas CT 2029 | NOX | ATC | 2026 | AEP-KPCO | 0 | 0 | 0 | 0 | 0 | 0 | 0.00056 | 2026 |  |  |  | REF | 0 | 0 | Real 2021 ¦ 12/22/2022 3:42:52 PM | Area 1001 Gas CT 2029
6854 | Area 1001 Gas CT 2029 | SO2 | ATC | 2026 | AEP-KPCO | 0 | 0 | 0 | 0 | 0 | 0 | 0.00752 | 2026 |  |  |  | REF | 0 | 0 | Real 2021 ¦ 12/22/2022 3:42:52 PM | Area 1001 Gas CT 2029
6855 | Area 1001 Gas CT 2030 | CO2 | ATC | 2026 | AEP-KPCO | 0 | 0 | 0 | 0 | 0 | 0 | 122 | 2026 |  |  |  | REF | 0 | 0 | Real 2021 ¦ 12/22/2022 3:42:52 PM | Area 1001 Gas CT 2030
6856 | Area 1001 Gas CT 2030 | NOX | ATC | 2026 | AEP-KPCO | 0 | 0 | 0 | 0 | 0 | 0 | 0.00056 | 2026 |  |  |  | REF | 0 | 0 | Real 2021 ¦ 12/22/2022 3:42:52 PM | Area 1001 Gas CT 2030
6857 | Area 1001 Gas CT 2030 | SO2 | ATC | 2026 | AEP-KPCO | 0 | 0 | 0 | 0 | 0 | 0 | 0.00752 | 2026 |  |  |  | REF | 0 | 0 | Real 2021 ¦ 12/22/2022 3:42:52 PM | Area 1001 Gas CT 2030
6858 | Area 1001 Gas CT 2031 | CO2 | ATC | 2026 | AEP-KPCO | 0 | 0 | 0 | 0 | 0 | 0 | 122 | 2026 |  |  |  | REF | 0 | 0 | Real 2021 ¦ 12/22/2022 3:42:52 PM | Area 1001 Gas CT 2031
6859 | Area 1001 Gas CT 2031 | NOX | ATC | 2026 | AEP-KPCO | 0 | 0 | 0 | 0 | 0 | 0 | 0.00056 | 2026 |  |  |  | REF | 0 | 0 | Real 2021 ¦ 12/22/2022 3:42:52 PM | Area 1001 Gas CT 2031
6860 | Area 1001 Gas CT 2031 | SO2 | ATC | 2026 | AEP-KPCO | 0 | 0 | 0 | 0 | 0 | 0 | 0.00752 | 2026 |  |  |  | REF | 0 | 0 | Real 2021 ¦ 12/22/2022 3:42:52 PM | Area 1001 Gas CT 2031
6861 | Area 1001 Gas CT 2032 | CO2 | ATC | 2026 | AEP-KPCO | 0 | 0 | 0 | 0 | 0 | 0 | 122 | 2026 |  |  |  | REF | 0 | 0 | Real 2021 ¦ 12/22/2022 3:42:52 PM | Area 1001 Gas CT 2032
6862 | Area 1001 Gas CT 2032 | NOX | ATC | 2026 | AEP-KPCO | 0 | 0 | 0 | 0 | 0 | 0 | 0.00056 | 2026 |  |  |  | REF | 0 | 0 | Real 2021 ¦ 12/22/2022 3:42:52 PM | Area 1001 Gas CT 2032
6863 | Area 1001 Gas CT 2032 | SO2 | ATC | 2026 | AEP-KPCO | 0 | 0 | 0 | 0 | 0 | 0 | 0.00752 | 2026 |  |  |  | REF | 0 | 0 | Real 2021 ¦ 12/22/2022 3:42:52 PM | Area 1001 Gas CT 2032
6864 | Area 1001 Gas CT 2033 | CO2 | ATC | 2026 | AEP-KPCO | 0 | 0 | 0 | 0 | 0 | 0 | 122 | 2026 |  |  |  | REF | 0 | 0 | Real 2021 ¦ 12/22/2022 3:42:52 PM | Area 1001 Gas CT 2033
6865 | Area 1001 Gas CT 2033 | NOX | ATC | 2026 | AEP-KPCO | 0 | 0 | 0 | 0 | 0 | 0 | 0.00056 | 2026 |  |  |  | REF | 0 | 0 | Real 2021 ¦ 12/22/2022 3:42:52 PM | Area 1001 Gas CT 2033
6866 | Area 1001 Gas CT 2033 | SO2 | ATC | 2026 | AEP-KPCO | 0 | 0 | 0 | 0 | 0 | 0 | 0.00752 | 2026 |  |  |  | REF | 0 | 0 | Real 2021 ¦ 12/22/2022 3:42:52 PM | Area 1001 Gas CT 2033
6867 | Area 1001 Gas CT 2034 | CO2 | ATC | 2026 | AEP-KPCO | 0 | 0 | 0 | 0 | 0 | 0 | 122 | 2026 |  |  |  | REF | 0 | 0 | Real 2021 ¦ 12/22/2022 3:42:52 PM | Area 1001 Gas CT 2034
6868 | Area 1001 Gas CT 2034 | NOX | ATC | 2026 | AEP-KPCO | 0 | 0 | 0 | 0 | 0 | 0 | 0.00056 | 2026 |  |  |  | REF | 0 | 0 | Real 2021 ¦ 12/22/2022 3:42:52 PM | Area 1001 Gas CT 2034
6869 | Area 1001 Gas CT 2034 | SO2 | ATC | 2026 | AEP-KPCO | 0 | 0 | 0 | 0 | 0 | 0 | 0.00752 | 2026 |  |  |  | REF | 0 | 0 | Real 2021 ¦ 12/22/2022 3:42:52 PM | Area 1001 Gas CT 2034
6870 | Area 1001 Gas CT 2035 | CO2 | ATC | 2026 | AEP-KPCO | 0 | 0 | 0 | 0 | 0 | 0 | 122 | 2026 |  |  |  | REF | 0 | 0 | Real 2021 ¦ 12/22/2022 3:42:52 PM | Area 1001 Gas CT 2035
6871 | Area 1001 Gas CT 2035 | NOX | ATC | 2026 | AEP-KPCO | 0 | 0 | 0 | 0 | 0 | 0 | 0.00056 | 2026 |  |  |  | REF | 0 | 0 | Real 2021 ¦ 12/22/2022 3:42:52 PM | Area 1001 Gas CT 2035
6872 | Area 1001 Gas CT 2035 | SO2 | ATC | 2026 | AEP-KPCO | 0 | 0 | 0 | 0 | 0 | 0 | 0.00752 | 2026 |  |  |  | REF | 0 | 0 | Real 2021 ¦ 12/22/2022 3:42:52 PM | Area 1001 Gas CT 2035
6873 | Area 1001 Gas CT 2036 | CO2 | ATC | 2026 | AEP-KPCO | 0 | 0 | 0 | 0 | 0 | 0 | 122 | 2026 |  |  |  | REF | 0 | 0 | Real 2021 ¦ 12/22/2022 3:42:52 PM | Area 1001 Gas CT 2036
6874 | Area 1001 Gas CT 2036 | NOX | ATC | 2026 | AEP-KPCO | 0 | 0 | 0 | 0 | 0 | 0 | 0.00056 | 2026 |  |  |  | REF | 0 | 0 | Real 2021 ¦ 12/22/2022 3:42:52 PM | Area 1001 Gas CT 2036
6875 | Area 1001 Gas CT 2036 | SO2 | ATC | 2026 | AEP-KPCO | 0 | 0 | 0 | 0 | 0 | 0 | 0.00752 | 2026 |  |  |  | REF | 0 | 0 | Real 2021 ¦ 12/22/2022 3:42:52 PM | Area 1001 Gas CT 2036
6876 | Area 1001 Gas CT 2037 | CO2 | ATC | 2026 | AEP-KPCO | 0 | 0 | 0 | 0 | 0 | 0 | 122 | 2026 |  |  |  | REF | 0 | 0 | Real 2021 ¦ 12/22/2022 3:42:52 PM | Area 1001 Gas CT 2037
6877 | Area 1001 Gas CT 2037 | NOX | ATC | 2026 | AEP-KPCO | 0 | 0 | 0 | 0 | 0 | 0 | 0.00056 | 2026 |  |  |  | REF | 0 | 0 | Real 2021 ¦ 12/22/2022 3:42:52 PM | Area 1001 Gas CT 2037
6878 | Area 1001 Gas CT 2037 | SO2 | ATC | 2026 | AEP-KPCO | 0 | 0 | 0 | 0 | 0 | 0 | 0.00752 | 2026 |  |  |  | REF | 0 | 0 | Real 2021 ¦ 12/22/2022 3:42:52 PM | Area 1001 Gas CT 2037
6879 | Area 1001 Gas CT 2038 | CO2 | ATC | 2026 | AEP-KPCO | 0 | 0 | 0 | 0 | 0 | 0 | 122 | 2026 |  |  |  | REF | 0 | 0 | Real 2021 ¦ 12/22/2022 3:42:52 PM | Area 1001 Gas CT 2038
6880 | Area 1001 Gas CT 2038 | NOX | ATC | 2026 | AEP-KPCO | 0 | 0 | 0 | 0 | 0 | 0 | 0.00056 | 2026 |  |  |  | REF | 0 | 0 | Real 2021 ¦ 12/22/2022 3:42:52 PM | Area 1001 Gas CT 2038
6881 | Area 1001 Gas CT 2038 | SO2 | ATC | 2026 | AEP-KPCO | 0 | 0 | 0 | 0 | 0 | 0 | 0.00752 | 2026 |  |  |  | REF | 0 | 0 | Real 2021 ¦ 12/22/2022 3:42:52 PM | Area 1001 Gas CT 2038
6882 | Area 1001 Gas CT 2039 | CO2 | ATC | 2026 | AEP-KPCO | 0 | 0 | 0 | 0 | 0 | 0 | 122 | 2026 |  |  |  | REF | 0 | 0 | Real 2021 ¦ 12/22/2022 3:42:52 PM | Area 1001 Gas CT 2039
6883 | Area 1001 Gas CT 2039 | NOX | ATC | 2026 | AEP-KPCO | 0 | 0 | 0 | 0 | 0 | 0 | 0.00056 | 2026 |  |  |  | REF | 0 | 0 | Real 2021 ¦ 12/22/2022 3:42:52 PM | Area 1001 Gas CT 2039
6884 | Area 1001 Gas CT 2039 | SO2 | ATC | 2026 | AEP-KPCO | 0 | 0 | 0 | 0 | 0 | 0 | 0.00752 | 2026 |  |  |  | REF | 0 | 0 | Real 2021 ¦ 12/22/2022 3:42:52 PM | Area 1001 Gas CT 2039
6885 | Area 1001 Gas CT 2040 | CO2 | ATC | 2026 | AEP-KPCO | 0 | 0 | 0 | 0 | 0 | 0 | 122 | 2026 |  |  |  | REF | 0 | 0 | Real 2021 ¦ 12/22/2022 3:42:52 PM | Area 1001 Gas CT 2040
6886 | Area 1001 Gas CT 2040 | NOX | ATC | 2026 | AEP-KPCO | 0 | 0 | 0 | 0 | 0 | 0 | 0.00056 | 2026 |  |  |  | REF | 0 | 0 | Real 2021 ¦ 12/22/2022 3:42:52 PM | Area 1001 Gas CT 2040
6887 | Area 1001 Gas CT 2040 | SO2 | ATC | 2026 | AEP-KPCO | 0 | 0 | 0 | 0 | 0 | 0 | 0.00752 | 2026 |  |  |  | REF | 0 | 0 | Real 2021 ¦ 12/22/2022 3:42:52 PM | Area 1001 Gas CT 2040
6888 | Area 1001 Gas CT 2041 | CO2 | ATC | 2026 | AEP-KPCO | 0 | 0 | 0 | 0 | 0 | 0 | 122 | 2026 |  |  |  | REF | 0 | 0 | Real 2021 ¦ 12/22/2022 3:42:52 PM | Area 1001 Gas CT 2041
6889 | Area 1001 Gas CT 2041 | NOX | ATC | 2026 | AEP-KPCO | 0 | 0 | 0 | 0 | 0 | 0 | 0.00056 | 2026 |  |  |  | REF | 0 | 0 | Real 2021 ¦ 12/22/2022 3:42:52 PM | Area 1001 Gas CT 2041
6890 | Area 1001 Gas CT 2041 | SO2 | ATC | 2026 | AEP-KPCO | 0 | 0 | 0 | 0 | 0 | 0 | 0.00752 | 2026 |  |  |  | REF | 0 | 0 | Real 2021 ¦ 12/22/2022 3:42:52 PM | Area 1001 Gas CT 2041
6891 | Area 1001 Gas CT 2042 | CO2 | ATC | 2026 | AEP-KPCO | 0 | 0 | 0 | 0 | 0 | 0 | 122 | 2026 |  |  |  | REF | 0 | 0 | Real 2021 ¦ 12/22/2022 3:42:52 PM | Area 1001 Gas CT 2042
6892 | Area 1001 Gas CT 2042 | NOX | ATC | 2026 | AEP-KPCO | 0 | 0 | 0 | 0 | 0 | 0 | 0.00056 | 2026 |  |  |  | REF | 0 | 0 | Real 2021 ¦ 12/22/2022 3:42:52 PM | Area 1001 Gas CT 2042
6893 | Area 1001 Gas CT 2042 | SO2 | ATC | 2026 | AEP-KPCO | 0 | 0 | 0 | 0 | 0 | 0 | 0.00752 | 2026 |  |  |  | REF | 0 | 0 | Real 2021 ¦ 12/22/2022 3:42:52 PM | Area 1001 Gas CT 2042
6894 | Area 1001 Gas CT 2043 | CO2 | ATC | 2026 | AEP-KPCO | 0 | 0 | 0 | 0 | 0 | 0 | 122 | 2026 |  |  |  | REF | 0 | 0 | Real 2021 ¦ 12/22/2022 3:42:52 PM | Area 1001 Gas CT 2043
6895 | Area 1001 Gas CT 2043 | NOX | ATC | 2026 | AEP-KPCO | 0 | 0 | 0 | 0 | 0 | 0 | 0.00056 | 2026 |  |  |  | REF | 0 | 0 | Real 2021 ¦ 12/22/2022 3:42:52 PM | Area 1001 Gas CT 2043
6896 | Area 1001 Gas CT 2043 | SO2 | ATC | 2026 | AEP-KPCO | 0 | 0 | 0 | 0 | 0 | 0 | 0.00752 | 2026 |  |  |  | REF | 0 | 0 | Real 2021 ¦ 12/22/2022 3:42:52 PM | Area 1001 Gas CT 2043
6897 | Area 1001 Gas Aero CT 2023 | CO2 | ATC | 2026 | AEP-KPCO | 327435.375 | 327435.375 | 0 | 0 | 0 | 0 | 122 | 2026 |  |  |  | REF | 0 | 0 | Real 2021 ¦ 12/22/2022 3:42:52 PM | Area 1001 Gas Aero CT 2023
6898 | Area 1001 Gas Aero CT 2023 | NOX | ATC | 2026 | AEP-KPCO | 1.503 | 1.503 | 0 | 0.10889 | 0.10889 | 0 | 0.00056 | 2026 |  |  |  | REF | 0 | 0 | Real 2021 ¦ 12/22/2022 3:42:52 PM | Area 1001 Gas Aero CT 2023
6899 | Area 1001 Gas Aero CT 2023 | SO2 | ATC | 2026 | AEP-KPCO | 20.1829 | 20.1829 | 0 | 0.061002 | 0.061002 | 0 | 0.00752 | 2026 |  |  |  | REF | 0 | 0 | Real 2021 ¦ 12/22/2022 3:42:52 PM | Area 1001 Gas Aero CT 2023
6900 | Area 1001 Gas Aero CT 2024 | CO2 | ATC | 2026 | AEP-KPCO | 327800.125 | 327800.125 | 0 | 0 | 0 | 0 | 122 | 2026 |  |  |  | REF | 0 | 0 | Real 2021 ¦ 12/22/2022 3:42:52 PM | Area 1001 Gas Aero CT 2024
6901 | Area 1001 Gas Aero CT 2024 | NOX | ATC | 2026 | AEP-KPCO | 1.5047 | 1.5047 | 0 | 0.10882 | 0.10882 | 0 | 0.00056 | 2026 |  |  |  | REF | 0 | 0 | Real 2021 ¦ 12/22/2022 3:42:52 PM | Area 1001 Gas Aero CT 2024
6902 | Area 1001 Gas Aero CT 2024 | SO2 | ATC | 2026 | AEP-KPCO | 20.2054 | 20.2054 | 0 | 0.06107 | 0.06107 | 0 | 0.00752 | 2026 |  |  |  | REF | 0 | 0 | Real 2021 ¦ 12/22/2022 3:42:52 PM | Area 1001 Gas Aero CT 2024
6903 | Area 1001 Gas Aero CT 2025 | CO2 | ATC | 2026 | AEP-KPCO | 305306.0938 | 305306.0938 | 0 | 0 | 0 | 0 | 122 | 2026 |  |  |  | REF | 0 | 0 | Real 2021 ¦ 12/22/2022 3:42:52 PM | Area 1001 Gas Aero CT 2025
6904 | Area 1001 Gas Aero CT 2025 | NOX | ATC | 2026 | AEP-KPCO | 1.4014 | 1.4014 | 0 | 0.10488 | 0.10488 | 0 | 0.00056 | 2026 |  |  |  | REF | 0 | 0 | Real 2021 ¦ 12/22/2022 3:42:52 PM | Area 1001 Gas Aero CT 2025
6905 | Area 1001 Gas Aero CT 2025 | SO2 | ATC | 2026 | AEP-KPCO | 18.8189 | 18.8189 | 0 | 0.056879 | 0.056879 | 0 | 0.00752 | 2026 |  |  |  | REF | 0 | 0 | Real 2021 ¦ 12/22/2022 3:42:52 PM | Area 1001 Gas Aero CT 2025
6906 | Area 1001 Gas Aero CT 2026 | CO2 | ATC | 2026 | AEP-KPCO | 328293.9375 | 328293.9375 | 0 | 0 | 0 | 0 | 122 | 2026 |  |  |  | REF | 0 | 0 | Real 2021 ¦ 12/22/2022 3:42:52 PM | Area 1001 Gas Aero CT 2026
6907 | Area 1001 Gas Aero CT 2026 | NOX | ATC | 2026 | AEP-KPCO | 1.5069 | 1.5069 | 0 | 0.10887 | 0.10887 | 0 | 0.00056 | 2026 |  |  |  | REF | 0 | 0 | Real 2021 ¦ 12/22/2022 3:42:52 PM | Area 1001 Gas Aero CT 2026
6908 | Area 1001 Gas Aero CT 2026 | SO2 | ATC | 2026 | AEP-KPCO | 20.2358 | 20.2358 | 0 | 0.061162 | 0.061162 | 0 | 0.00752 | 2026 |  |  |  | REF | 0 | 0 | Real 2021 ¦ 12/22/2022 3:42:52 PM | Area 1001 Gas Aero CT 2026
6909 | Area 1001 Gas Aero CT 2027 | CO2 | ATC | 2026 | AEP-KPCO | 0 | 0 | 0 | 0 | 0 | 0 | 122 | 2026 |  |  |  | REF | 0 | 0 | Real 2021 ¦ 12/22/2022 3:42:52 PM | Area 1001 Gas Aero CT 2027
6910 | Area 1001 Gas Aero CT 2027 | NOX | ATC | 2026 | AEP-KPCO | 0 | 0 | 0 | 0 | 0 | 0 | 0.00056 | 2026 |  |  |  | REF | 0 | 0 | Real 2021 ¦ 12/22/2022 3:42:52 PM | Area 1001 Gas Aero CT 2027
6911 | Area 1001 Gas Aero CT 2027 | SO2 | ATC | 2026 | AEP-KPCO | 0 | 0 | 0 | 0 | 0 | 0 | 0.00752 | 2026 |  |  |  | REF | 0 | 0 | Real 2021 ¦ 12/22/2022 3:42:52 PM | Area 1001 Gas Aero CT 2027
6912 | Area 1001 Gas Aero CT 2028 | CO2 | ATC | 2026 | AEP-KPCO | 0 | 0 | 0 | 0 | 0 | 0 | 122 | 2026 |  |  |  | REF | 0 | 0 | Real 2021 ¦ 12/22/2022 3:42:52 PM | Area 1001 Gas Aero CT 2028
6913 | Area 1001 Gas Aero CT 2028 | NOX | ATC | 2026 | AEP-KPCO | 0 | 0 | 0 | 0 | 0 | 0 | 0.00056 | 2026 |  |  |  | REF | 0 | 0 | Real 2021 ¦ 12/22/2022 3:42:52 PM | Area 1001 Gas Aero CT 2028
6914 | Area 1001 Gas Aero CT 2028 | SO2 | ATC | 2026 | AEP-KPCO | 0 | 0 | 0 | 0 | 0 | 0 | 0.00752 | 2026 |  |  |  | REF | 0 | 0 | Real 2021 ¦ 12/22/2022 3:42:52 PM | Area 1001 Gas Aero CT 2028
6915 | Area 1001 Gas Aero CT 2029 | CO2 | ATC | 2026 | AEP-KPCO | 0 | 0 | 0 | 0 | 0 | 0 | 122 | 2026 |  |  |  | REF | 0 | 0 | Real 2021 ¦ 12/22/2022 3:42:52 PM | Area 1001 Gas Aero CT 2029
6916 | Area 1001 Gas Aero CT 2029 | NOX | ATC | 2026 | AEP-KPCO | 0 | 0 | 0 | 0 | 0 | 0 | 0.00056 | 2026 |  |  |  | REF | 0 | 0 | Real 2021 ¦ 12/22/2022 3:42:52 PM | Area 1001 Gas Aero CT 2029
6917 | Area 1001 Gas Aero CT 2029 | SO2 | ATC | 2026 | AEP-KPCO | 0 | 0 | 0 | 0 | 0 | 0 | 0.00752 | 2026 |  |  |  | REF | 0 | 0 | Real 2021 ¦ 12/22/2022 3:42:52 PM | Area 1001 Gas Aero CT 2029
6918 | Area 1001 Gas Aero CT 2030 | CO2 | ATC | 2026 | AEP-KPCO | 0 | 0 | 0 | 0 | 0 | 0 | 122 | 2026 |  |  |  | REF | 0 | 0 | Real 2021 ¦ 12/22/2022 3:42:52 PM | Area 1001 Gas Aero CT 2030
6919 | Area 1001 Gas Aero CT 2030 | NOX | ATC | 2026 | AEP-KPCO | 0 | 0 | 0 | 0 | 0 | 0 | 0.00056 | 2026 |  |  |  | REF | 0 | 0 | Real 2021 ¦ 12/22/2022 3:42:52 PM | Area 1001 Gas Aero CT 2030
6920 | Area 1001 Gas Aero CT 2030 | SO2 | ATC | 2026 | AEP-KPCO | 0 | 0 | 0 | 0 | 0 | 0 | 0.00752 | 2026 |  |  |  | REF | 0 | 0 | Real 2021 ¦ 12/22/2022 3:42:52 PM | Area 1001 Gas Aero CT 2030
6921 | Area 1001 Gas Aero CT 2031 | CO2 | ATC | 2026 | AEP-KPCO | 0 | 0 | 0 | 0 | 0 | 0 | 122 | 2026 |  |  |  | REF | 0 | 0 | Real 2021 ¦ 12/22/2022 3:42:52 PM | Area 1001 Gas Aero CT 2031
6922 | Area 1001 Gas Aero CT 2031 | NOX | ATC | 2026 | AEP-KPCO | 0 | 0 | 0 | 0 | 0 | 0 | 0.00056 | 2026 |  |  |  | REF | 0 | 0 | Real 2021 ¦ 12/22/2022 3:42:52 PM | Area 1001 Gas Aero CT 2031
6923 | Area 1001 Gas Aero CT 2031 | SO2 | ATC | 2026 | AEP-KPCO | 0 | 0 | 0 | 0 | 0 | 0 | 0.00752 | 2026 |  |  |  | REF | 0 | 0 | Real 2021 ¦ 12/22/2022 3:42:52 PM | Area 1001 Gas Aero CT 2031
6924 | Area 1001 Gas Aero CT 2032 | CO2 | ATC | 2026 | AEP-KPCO | 0 | 0 | 0 | 0 | 0 | 0 | 122 | 2026 |  |  |  | REF | 0 | 0 | Real 2021 ¦ 12/22/2022 3:42:52 PM | Area 1001 Gas Aero CT 2032
6925 | Area 1001 Gas Aero CT 2032 | NOX | ATC | 2026 | AEP-KPCO | 0 | 0 | 0 | 0 | 0 | 0 | 0.00056 | 2026 |  |  |  | REF | 0 | 0 | Real 2021 ¦ 12/22/2022 3:42:52 PM | Area 1001 Gas Aero CT 2032
6926 | Area 1001 Gas Aero CT 2032 | SO2 | ATC | 2026 | AEP-KPCO | 0 | 0 | 0 | 0 | 0 | 0 | 0.00752 | 2026 |  |  |  | REF | 0 | 0 | Real 2021 ¦ 12/22/2022 3:42:52 PM | Area 1001 Gas Aero CT 2032
6927 | Area 1001 Gas Aero CT 2033 | CO2 | ATC | 2026 | AEP-KPCO | 0 | 0 | 0 | 0 | 0 | 0 | 122 | 2026 |  |  |  | REF | 0 | 0 | Real 2021 ¦ 12/22/2022 3:42:52 PM | Area 1001 Gas Aero CT 2033
6928 | Area 1001 Gas Aero CT 2033 | NOX | ATC | 2026 | AEP-KPCO | 0 | 0 | 0 | 0 | 0 | 0 | 0.00056 | 2026 |  |  |  | REF | 0 | 0 | Real 2021 ¦ 12/22/2022 3:42:52 PM | Area 1001 Gas Aero CT 2033
6929 | Area 1001 Gas Aero CT 2033 | SO2 | ATC | 2026 | AEP-KPCO | 0 | 0 | 0 | 0 | 0 | 0 | 0.00752 | 2026 |  |  |  | REF | 0 | 0 | Real 2021 ¦ 12/22/2022 3:42:52 PM | Area 1001 Gas Aero CT 2033
6930 | Area 1001 Gas Aero CT 2034 | CO2 | ATC | 2026 | AEP-KPCO | 0 | 0 | 0 | 0 | 0 | 0 | 122 | 2026 |  |  |  | REF | 0 | 0 | Real 2021 ¦ 12/22/2022 3:42:52 PM | Area 1001 Gas Aero CT 2034
6931 | Area 1001 Gas Aero CT 2034 | NOX | ATC | 2026 | AEP-KPCO | 0 | 0 | 0 | 0 | 0 | 0 | 0.00056 | 2026 |  |  |  | REF | 0 | 0 | Real 2021 ¦ 12/22/2022 3:42:52 PM | Area 1001 Gas Aero CT 2034
6932 | Area 1001 Gas Aero CT 2034 | SO2 | ATC | 2026 | AEP-KPCO | 0 | 0 | 0 | 0 | 0 | 0 | 0.00752 | 2026 |  |  |  | REF | 0 | 0 | Real 2021 ¦ 12/22/2022 3:42:52 PM | Area 1001 Gas Aero CT 2034
6933 | Area 1001 Gas Aero CT 2035 | CO2 | ATC | 2026 | AEP-KPCO | 0 | 0 | 0 | 0 | 0 | 0 | 122 | 2026 |  |  |  | REF | 0 | 0 | Real 2021 ¦ 12/22/2022 3:42:52 PM | Area 1001 Gas Aero CT 2035
6934 | Area 1001 Gas Aero CT 2035 | NOX | ATC | 2026 | AEP-KPCO | 0 | 0 | 0 | 0 | 0 | 0 | 0.00056 | 2026 |  |  |  | REF | 0 | 0 | Real 2021 ¦ 12/22/2022 3:42:52 PM | Area 1001 Gas Aero CT 2035
6935 | Area 1001 Gas Aero CT 2035 | SO2 | ATC | 2026 | AEP-KPCO | 0 | 0 | 0 | 0 | 0 | 0 | 0.00752 | 2026 |  |  |  | REF | 0 | 0 | Real 2021 ¦ 12/22/2022 3:42:52 PM | Area 1001 Gas Aero CT 2035
6936 | Area 1001 Gas Aero CT 2036 | CO2 | ATC | 2026 | AEP-KPCO | 0 | 0 | 0 | 0 | 0 | 0 | 122 | 2026 |  |  |  | REF | 0 | 0 | Real 2021 ¦ 12/22/2022 3:42:52 PM | Area 1001 Gas Aero CT 2036
6937 | Area 1001 Gas Aero CT 2036 | NOX | ATC | 2026 | AEP-KPCO | 0 | 0 | 0 | 0 | 0 | 0 | 0.00056 | 2026 |  |  |  | REF | 0 | 0 | Real 2021 ¦ 12/22/2022 3:42:52 PM | Area 1001 Gas Aero CT 2036
6938 | Area 1001 Gas Aero CT 2036 | SO2 | ATC | 2026 | AEP-KPCO | 0 | 0 | 0 | 0 | 0 | 0 | 0.00752 | 2026 |  |  |  | REF | 0 | 0 | Real 2021 ¦ 12/22/2022 3:42:52 PM | Area 1001 Gas Aero CT 2036
6939 | Area 1001 Gas Aero CT 2037 | CO2 | ATC | 2026 | AEP-KPCO | 0 | 0 | 0 | 0 | 0 | 0 | 122 | 2026 |  |  |  | REF | 0 | 0 | Real 2021 ¦ 12/22/2022 3:42:52 PM | Area 1001 Gas Aero CT 2037
6940 | Area 1001 Gas Aero CT 2037 | NOX | ATC | 2026 | AEP-KPCO | 0 | 0 | 0 | 0 | 0 | 0 | 0.00056 | 2026 |  |  |  | REF | 0 | 0 | Real 2021 ¦ 12/22/2022 3:42:52 PM | Area 1001 Gas Aero CT 2037
6941 | Area 1001 Gas Aero CT 2037 | SO2 | ATC | 2026 | AEP-KPCO | 0 | 0 | 0 | 0 | 0 | 0 | 0.00752 | 2026 |  |  |  | REF | 0 | 0 | Real 2021 ¦ 12/22/2022 3:42:52 PM | Area 1001 Gas Aero CT 2037
6942 | Area 1001 Gas Aero CT 2038 | CO2 | ATC | 2026 | AEP-KPCO | 0 | 0 | 0 | 0 | 0 | 0 | 122 | 2026 |  |  |  | REF | 0 | 0 | Real 2021 ¦ 12/22/2022 3:42:52 PM | Area 1001 Gas Aero CT 2038
6943 | Area 1001 Gas Aero CT 2038 | NOX | ATC | 2026 | AEP-KPCO | 0 | 0 | 0 | 0 | 0 | 0 | 0.00056 | 2026 |  |  |  | REF | 0 | 0 | Real 2021 ¦ 12/22/2022 3:42:52 PM | Area 1001 Gas Aero CT 2038
6944 | Area 1001 Gas Aero CT 2038 | SO2 | ATC | 2026 | AEP-KPCO | 0 | 0 | 0 | 0 | 0 | 0 | 0.00752 | 2026 |  |  |  | REF | 0 | 0 | Real 2021 ¦ 12/22/2022 3:42:52 PM | Area 1001 Gas Aero CT 2038
6945 | Area 1001 Gas Aero CT 2039 | CO2 | ATC | 2026 | AEP-KPCO | 0 | 0 | 0 | 0 | 0 | 0 | 122 | 2026 |  |  |  | REF | 0 | 0 | Real 2021 ¦ 12/22/2022 3:42:52 PM | Area 1001 Gas Aero CT 2039
6946 | Area 1001 Gas Aero CT 2039 | NOX | ATC | 2026 | AEP-KPCO | 0 | 0 | 0 | 0 | 0 | 0 | 0.00056 | 2026 |  |  |  | REF | 0 | 0 | Real 2021 ¦ 12/22/2022 3:42:52 PM | Area 1001 Gas Aero CT 2039
6947 | Area 1001 Gas Aero CT 2039 | SO2 | ATC | 2026 | AEP-KPCO | 0 | 0 | 0 | 0 | 0 | 0 | 0.00752 | 2026 |  |  |  | REF | 0 | 0 | Real 2021 ¦ 12/22/2022 3:42:52 PM | Area 1001 Gas Aero CT 2039
6948 | Area 1001 Gas Aero CT 2040 | CO2 | ATC | 2026 | AEP-KPCO | 0 | 0 | 0 | 0 | 0 | 0 | 122 | 2026 |  |  |  | REF | 0 | 0 | Real 2021 ¦ 12/22/2022 3:42:52 PM | Area 1001 Gas Aero CT 2040
6949 | Area 1001 Gas Aero CT 2040 | NOX | ATC | 2026 | AEP-KPCO | 0 | 0 | 0 | 0 | 0 | 0 | 0.00056 | 2026 |  |  |  | REF | 0 | 0 | Real 2021 ¦ 12/22/2022 3:42:52 PM | Area 1001 Gas Aero CT 2040
6950 | Area 1001 Gas Aero CT 2040 | SO2 | ATC | 2026 | AEP-KPCO | 0 | 0 | 0 | 0 | 0 | 0 | 0.00752 | 2026 |  |  |  | REF | 0 | 0 | Real 2021 ¦ 12/22/2022 3:42:52 PM | Area 1001 Gas Aero CT 2040
6951 | Area 1001 Gas Aero CT 2041 | CO2 | ATC | 2026 | AEP-KPCO | 0 | 0 | 0 | 0 | 0 | 0 | 122 | 2026 |  |  |  | REF | 0 | 0 | Real 2021 ¦ 12/22/2022 3:42:52 PM | Area 1001 Gas Aero CT 2041
6952 | Area 1001 Gas Aero CT 2041 | NOX | ATC | 2026 | AEP-KPCO | 0 | 0 | 0 | 0 | 0 | 0 | 0.00056 | 2026 |  |  |  | REF | 0 | 0 | Real 2021 ¦ 12/22/2022 3:42:52 PM | Area 1001 Gas Aero CT 2041
6953 | Area 1001 Gas Aero CT 2041 | SO2 | ATC | 2026 | AEP-KPCO | 0 | 0 | 0 | 0 | 0 | 0 | 0.00752 | 2026 |  |  |  | REF | 0 | 0 | Real 2021 ¦ 12/22/2022 3:42:52 PM | Area 1001 Gas Aero CT 2041
6954 | Area 1001 Gas Aero CT 2042 | CO2 | ATC | 2026 | AEP-KPCO | 0 | 0 | 0 | 0 | 0 | 0 | 122 | 2026 |  |  |  | REF | 0 | 0 | Real 2021 ¦ 12/22/2022 3:42:52 PM | Area 1001 Gas Aero CT 2042
6955 | Area 1001 Gas Aero CT 2042 | NOX | ATC | 2026 | AEP-KPCO | 0 | 0 | 0 | 0 | 0 | 0 | 0.00056 | 2026 |  |  |  | REF | 0 | 0 | Real 2021 ¦ 12/22/2022 3:42:52 PM | Area 1001 Gas Aero CT 2042
6956 | Area 1001 Gas Aero CT 2042 | SO2 | ATC | 2026 | AEP-KPCO | 0 | 0 | 0 | 0 | 0 | 0 | 0.00752 | 2026 |  |  |  | REF | 0 | 0 | Real 2021 ¦ 12/22/2022 3:42:52 PM | Area 1001 Gas Aero CT 2042
6957 | Area 1001 Gas Aero CT 2043 | CO2 | ATC | 2026 | AEP-KPCO | 0 | 0 | 0 | 0 | 0 | 0 | 122 | 2026 |  |  |  | REF | 0 | 0 | Real 2021 ¦ 12/22/2022 3:42:52 PM | Area 1001 Gas Aero CT 2043
6958 | Area 1001 Gas Aero CT 2043 | NOX | ATC | 2026 | AEP-KPCO | 0 | 0 | 0 | 0 | 0 | 0 | 0.00056 | 2026 |  |  |  | REF | 0 | 0 | Real 2021 ¦ 12/22/2022 3:42:52 PM | Area 1001 Gas Aero CT 2043
6959 | Area 1001 Gas Aero CT 2043 | SO2 | ATC | 2026 | AEP-KPCO | 0 | 0 | 0 | 0 | 0 | 0 | 0.00752 | 2026 |  |  |  | REF | 0 | 0 | Real 2021 ¦ 12/22/2022 3:42:52 PM | Area 1001 Gas Aero CT 2043
6960 | Area 1001 Gas IC 2023 | CO2 | ATC | 2026 | AEP-KPCO | 75280.2031 | 75280.2031 | 0 | 0 | 0 | 0 | 122 | 2026 |  |  |  | REF | 0 | 0 | Real 2021 ¦ 12/22/2022 3:42:52 PM | Area 1001 Gas IC 2023
6961 | Area 1001 Gas IC 2023 | NOX | ATC | 2026 | AEP-KPCO | 0.34555 | 0.34555 | 0 | 0.023388 | 0.023388 | 0 | 0.00056 | 2026 |  |  |  | REF | 0 | 0 | Real 2021 ¦ 12/22/2022 3:42:52 PM | Area 1001 Gas IC 2023
6962 | Area 1001 Gas IC 2023 | SO2 | ATC | 2026 | AEP-KPCO | 4.6402 | 4.6402 | 0 | 0.014025 | 0.014025 | 0 | 0.00752 | 2026 |  |  |  | REF | 0 | 0 | Real 2021 ¦ 12/22/2022 3:42:52 PM | Area 1001 Gas IC 2023
6963 | Area 1001 Gas IC 2024 | CO2 | ATC | 2026 | AEP-KPCO | 75685.125 | 75685.125 | 0 | 0 | 0 | 0 | 122 | 2026 |  |  |  | REF | 0 | 0 | Real 2021 ¦ 12/22/2022 3:42:52 PM | Area 1001 Gas IC 2024
6964 | Area 1001 Gas IC 2024 | NOX | ATC | 2026 | AEP-KPCO | 0.34741 | 0.34741 | 0 | 0.023397 | 0.023397 | 0 | 0.00056 | 2026 |  |  |  | REF | 0 | 0 | Real 2021 ¦ 12/22/2022 3:42:52 PM | Area 1001 Gas IC 2024
6965 | Area 1001 Gas IC 2024 | SO2 | ATC | 2026 | AEP-KPCO | 4.6652 | 4.6652 | 0 | 0.0141 | 0.0141 | 0 | 0.00752 | 2026 |  |  |  | REF | 0 | 0 | Real 2021 ¦ 12/22/2022 3:42:52 PM | Area 1001 Gas IC 2024
6966 | Area 1001 Gas IC 2025 | CO2 | ATC | 2026 | AEP-KPCO | 76244.2109 | 76244.2109 | 0 | 0 | 0 | 0 | 122 | 2026 |  |  |  | REF | 0 | 0 | Real 2021 ¦ 12/22/2022 3:42:52 PM | Area 1001 Gas IC 2025
6967 | Area 1001 Gas IC 2025 | NOX | ATC | 2026 | AEP-KPCO | 0.34997 | 0.34997 | 0 | 0.02341 | 0.02341 | 0 | 0.00056 | 2026 |  |  |  | REF | 0 | 0 | Real 2021 ¦ 12/22/2022 3:42:52 PM | Area 1001 Gas IC 2025
6968 | Area 1001 Gas IC 2025 | SO2 | ATC | 2026 | AEP-KPCO | 4.6996 | 4.6996 | 0 | 0.014205 | 0.014205 | 0 | 0.00752 | 2026 |  |  |  | REF | 0 | 0 | Real 2021 ¦ 12/22/2022 3:42:52 PM | Area 1001 Gas IC 2025
6969 | Area 1001 Gas IC 2026 | CO2 | ATC | 2026 | AEP-KPCO | 76320.1797 | 76320.1797 | 0 | 0 | 0 | 0 | 122 | 2026 |  |  |  | REF | 0 | 0 | Real 2021 ¦ 12/22/2022 3:42:52 PM | Area 1001 Gas IC 2026
6970 | Area 1001 Gas IC 2026 | NOX | ATC | 2026 | AEP-KPCO | 0.35032 | 0.35032 | 0 | 0.023411 | 0.023411 | 0 | 0.00056 | 2026 |  |  |  | REF | 0 | 0 | Real 2021 ¦ 12/22/2022 3:42:52 PM | Area 1001 Gas IC 2026
6971 | Area 1001 Gas IC 2026 | SO2 | ATC | 2026 | AEP-KPCO | 4.7043 | 4.7043 | 0 | 0.014219 | 0.014219 | 0 | 0.00752 | 2026 |  |  |  | REF | 0 | 0 | Real 2021 ¦ 12/22/2022 3:42:52 PM | Area 1001 Gas IC 2026
6972 | Area 1001 Gas IC 2027 | CO2 | ATC | 2026 | AEP-KPCO | 0 | 0 | 0 | 0 | 0 | 0 | 122 | 2026 |  |  |  | REF | 0 | 0 | Real 2021 ¦ 12/22/2022 3:42:52 PM | Area 1001 Gas IC 2027
6973 | Area 1001 Gas IC 2027 | NOX | ATC | 2026 | AEP-KPCO | 0 | 0 | 0 | 0 | 0 | 0 | 0.00056 | 2026 |  |  |  | REF | 0 | 0 | Real 2021 ¦ 12/22/2022 3:42:52 PM | Area 1001 Gas IC 2027
6974 | Area 1001 Gas IC 2027 | SO2 | ATC | 2026 | AEP-KPCO | 0 | 0 | 0 | 0 | 0 | 0 | 0.00752 | 2026 |  |  |  | REF | 0 | 0 | Real 2021 ¦ 12/22/2022 3:42:52 PM | Area 1001 Gas IC 2027
6975 | Area 1001 Gas IC 2028 | CO2 | ATC | 2026 | AEP-KPCO | 0 | 0 | 0 | 0 | 0 | 0 | 122 | 2026 |  |  |  | REF | 0 | 0 | Real 2021 ¦ 12/22/2022 3:42:52 PM | Area 1001 Gas IC 2028
6976 | Area 1001 Gas IC 2028 | NOX | ATC | 2026 | AEP-KPCO | 0 | 0 | 0 | 0 | 0 | 0 | 0.00056 | 2026 |  |  |  | REF | 0 | 0 | Real 2021 ¦ 12/22/2022 3:42:52 PM | Area 1001 Gas IC 2028
6977 | Area 1001 Gas IC 2028 | SO2 | ATC | 2026 | AEP-KPCO | 0 | 0 | 0 | 0 | 0 | 0 | 0.00752 | 2026 |  |  |  | REF | 0 | 0 | Real 2021 ¦ 12/22/2022 3:42:52 PM | Area 1001 Gas IC 2028
6978 | Area 1001 Gas IC 2029 | CO2 | ATC | 2026 | AEP-KPCO | 0 | 0 | 0 | 0 | 0 | 0 | 122 | 2026 |  |  |  | REF | 0 | 0 | Real 2021 ¦ 12/22/2022 3:42:52 PM | Area 1001 Gas IC 2029
6979 | Area 1001 Gas IC 2029 | NOX | ATC | 2026 | AEP-KPCO | 0 | 0 | 0 | 0 | 0 | 0 | 0.00056 | 2026 |  |  |  | REF | 0 | 0 | Real 2021 ¦ 12/22/2022 3:42:52 PM | Area 1001 Gas IC 2029
6980 | Area 1001 Gas IC 2029 | SO2 | ATC | 2026 | AEP-KPCO | 0 | 0 | 0 | 0 | 0 | 0 | 0.00752 | 2026 |  |  |  | REF | 0 | 0 | Real 2021 ¦ 12/22/2022 3:42:52 PM | Area 1001 Gas IC 2029
6981 | Area 1001 Gas IC 2030 | CO2 | ATC | 2026 | AEP-KPCO | 0 | 0 | 0 | 0 | 0 | 0 | 122 | 2026 |  |  |  | REF | 0 | 0 | Real 2021 ¦ 12/22/2022 3:42:52 PM | Area 1001 Gas IC 2030
6982 | Area 1001 Gas IC 2030 | NOX | ATC | 2026 | AEP-KPCO | 0 | 0 | 0 | 0 | 0 | 0 | 0.00056 | 2026 |  |  |  | REF | 0 | 0 | Real 2021 ¦ 12/22/2022 3:42:52 PM | Area 1001 Gas IC 2030
6983 | Area 1001 Gas IC 2030 | SO2 | ATC | 2026 | AEP-KPCO | 0 | 0 | 0 | 0 | 0 | 0 | 0.00752 | 2026 |  |  |  | REF | 0 | 0 | Real 2021 ¦ 12/22/2022 3:42:52 PM | Area 1001 Gas IC 2030
6984 | Area 1001 Gas IC 2031 | CO2 | ATC | 2026 | AEP-KPCO | 0 | 0 | 0 | 0 | 0 | 0 | 122 | 2026 |  |  |  | REF | 0 | 0 | Real 2021 ¦ 12/22/2022 3:42:52 PM | Area 1001 Gas IC 2031
6985 | Area 1001 Gas IC 2031 | NOX | ATC | 2026 | AEP-KPCO | 0 | 0 | 0 | 0 | 0 | 0 | 0.00056 | 2026 |  |  |  | REF | 0 | 0 | Real 2021 ¦ 12/22/2022 3:42:52 PM | Area 1001 Gas IC 2031
6986 | Area 1001 Gas IC 2031 | SO2 | ATC | 2026 | AEP-KPCO | 0 | 0 | 0 | 0 | 0 | 0 | 0.00752 | 2026 |  |  |  | REF | 0 | 0 | Real 2021 ¦ 12/22/2022 3:42:52 PM | Area 1001 Gas IC 2031
6987 | Area 1001 Gas IC 2032 | CO2 | ATC | 2026 | AEP-KPCO | 0 | 0 | 0 | 0 | 0 | 0 | 122 | 2026 |  |  |  | REF | 0 | 0 | Real 2021 ¦ 12/22/2022 3:42:52 PM | Area 1001 Gas IC 2032
6988 | Area 1001 Gas IC 2032 | NOX | ATC | 2026 | AEP-KPCO | 0 | 0 | 0 | 0 | 0 | 0 | 0.00056 | 2026 |  |  |  | REF | 0 | 0 | Real 2021 ¦ 12/22/2022 3:42:52 PM | Area 1001 Gas IC 2032
6989 | Area 1001 Gas IC 2032 | SO2 | ATC | 2026 | AEP-KPCO | 0 | 0 | 0 | 0 | 0 | 0 | 0.00752 | 2026 |  |  |  | REF | 0 | 0 | Real 2021 ¦ 12/22/2022 3:42:52 PM | Area 1001 Gas IC 2032
6990 | Area 1001 Gas IC 2033 | CO2 | ATC | 2026 | AEP-KPCO | 0 | 0 | 0 | 0 | 0 | 0 | 122 | 2026 |  |  |  | REF | 0 | 0 | Real 2021 ¦ 12/22/2022 3:42:52 PM | Area 1001 Gas IC 2033
6991 | Area 1001 Gas IC 2033 | NOX | ATC | 2026 | AEP-KPCO | 0 | 0 | 0 | 0 | 0 | 0 | 0.00056 | 2026 |  |  |  | REF | 0 | 0 | Real 2021 ¦ 12/22/2022 3:42:52 PM | Area 1001 Gas IC 2033
6992 | Area 1001 Gas IC 2033 | SO2 | ATC | 2026 | AEP-KPCO | 0 | 0 | 0 | 0 | 0 | 0 | 0.00752 | 2026 |  |  |  | REF | 0 | 0 | Real 2021 ¦ 12/22/2022 3:42:52 PM | Area 1001 Gas IC 2033
6993 | Area 1001 Gas IC 2034 | CO2 | ATC | 2026 | AEP-KPCO | 0 | 0 | 0 | 0 | 0 | 0 | 122 | 2026 |  |  |  | REF | 0 | 0 | Real 2021 ¦ 12/22/2022 3:42:52 PM | Area 1001 Gas IC 2034
6994 | Area 1001 Gas IC 2034 | NOX | ATC | 2026 | AEP-KPCO | 0 | 0 | 0 | 0 | 0 | 0 | 0.00056 | 2026 |  |  |  | REF | 0 | 0 | Real 2021 ¦ 12/22/2022 3:42:52 PM | Area 1001 Gas IC 2034
6995 | Area 1001 Gas IC 2034 | SO2 | ATC | 2026 | AEP-KPCO | 0 | 0 | 0 | 0 | 0 | 0 | 0.00752 | 2026 |  |  |  | REF | 0 | 0 | Real 2021 ¦ 12/22/2022 3:42:52 PM | Area 1001 Gas IC 2034
6996 | Area 1001 Gas IC 2035 | CO2 | ATC | 2026 | AEP-KPCO | 0 | 0 | 0 | 0 | 0 | 0 | 122 | 2026 |  |  |  | REF | 0 | 0 | Real 2021 ¦ 12/22/2022 3:42:52 PM | Area 1001 Gas IC 2035
6997 | Area 1001 Gas IC 2035 | NOX | ATC | 2026 | AEP-KPCO | 0 | 0 | 0 | 0 | 0 | 0 | 0.00056 | 2026 |  |  |  | REF | 0 | 0 | Real 2021 ¦ 12/22/2022 3:42:52 PM | Area 1001 Gas IC 2035
6998 | Area 1001 Gas IC 2035 | SO2 | ATC | 2026 | AEP-KPCO | 0 | 0 | 0 | 0 | 0 | 0 | 0.00752 | 2026 |  |  |  | REF | 0 | 0 | Real 2021 ¦ 12/22/2022 3:42:52 PM | Area 1001 Gas IC 2035
6999 | Area 1001 Gas IC 2036 | CO2 | ATC | 2026 | AEP-KPCO | 0 | 0 | 0 | 0 | 0 | 0 | 122 | 2026 |  |  |  | REF | 0 | 0 | Real 2021 ¦ 12/22/2022 3:42:52 PM | Area 1001 Gas IC 2036
7000 | Area 1001 Gas IC 2036 | NOX | ATC | 2026 | AEP-KPCO | 0 | 0 | 0 | 0 | 0 | 0 | 0.00056 | 2026 |  |  |  | REF | 0 | 0 | Real 2021 ¦ 12/22/2022 3:42:52 PM | Area 1001 Gas IC 2036
7001 | Area 1001 Gas IC 2036 | SO2 | ATC | 2026 | AEP-KPCO | 0 | 0 | 0 | 0 | 0 | 0 | 0.00752 | 2026 |  |  |  | REF | 0 | 0 | Real 2021 ¦ 12/22/2022 3:42:52 PM | Area 1001 Gas IC 2036
7002 | Area 1001 Gas IC 2037 | CO2 | ATC | 2026 | AEP-KPCO | 0 | 0 | 0 | 0 | 0 | 0 | 122 | 2026 |  |  |  | REF | 0 | 0 | Real 2021 ¦ 12/22/2022 3:42:52 PM | Area 1001 Gas IC 2037
7003 | Area 1001 Gas IC 2037 | NOX | ATC | 2026 | AEP-KPCO | 0 | 0 | 0 | 0 | 0 | 0 | 0.00056 | 2026 |  |  |  | REF | 0 | 0 | Real 2021 ¦ 12/22/2022 3:42:52 PM | Area 1001 Gas IC 2037
7004 | Area 1001 Gas IC 2037 | SO2 | ATC | 2026 | AEP-KPCO | 0 | 0 | 0 | 0 | 0 | 0 | 0.00752 | 2026 |  |  |  | REF | 0 | 0 | Real 2021 ¦ 12/22/2022 3:42:52 PM | Area 1001 Gas IC 2037
7005 | Area 1001 Gas IC 2038 | CO2 | ATC | 2026 | AEP-KPCO | 0 | 0 | 0 | 0 | 0 | 0 | 122 | 2026 |  |  |  | REF | 0 | 0 | Real 2021 ¦ 12/22/2022 3:42:52 PM | Area 1001 Gas IC 2038
7006 | Area 1001 Gas IC 2038 | NOX | ATC | 2026 | AEP-KPCO | 0 | 0 | 0 | 0 | 0 | 0 | 0.00056 | 2026 |  |  |  | REF | 0 | 0 | Real 2021 ¦ 12/22/2022 3:42:52 PM | Area 1001 Gas IC 2038
7007 | Area 1001 Gas IC 2038 | SO2 | ATC | 2026 | AEP-KPCO | 0 | 0 | 0 | 0 | 0 | 0 | 0.00752 | 2026 |  |  |  | REF | 0 | 0 | Real 2021 ¦ 12/22/2022 3:42:52 PM | Area 1001 Gas IC 2038
7008 | Area 1001 Gas IC 2039 | CO2 | ATC | 2026 | AEP-KPCO | 0 | 0 | 0 | 0 | 0 | 0 | 122 | 2026 |  |  |  | REF | 0 | 0 | Real 2021 ¦ 12/22/2022 3:42:52 PM | Area 1001 Gas IC 2039
7009 | Area 1001 Gas IC 2039 | NOX | ATC | 2026 | AEP-KPCO | 0 | 0 | 0 | 0 | 0 | 0 | 0.00056 | 2026 |  |  |  | REF | 0 | 0 | Real 2021 ¦ 12/22/2022 3:42:52 PM | Area 1001 Gas IC 2039
7010 | Area 1001 Gas IC 2039 | SO2 | ATC | 2026 | AEP-KPCO | 0 | 0 | 0 | 0 | 0 | 0 | 0.00752 | 2026 |  |  |  | REF | 0 | 0 | Real 2021 ¦ 12/22/2022 3:42:52 PM | Area 1001 Gas IC 2039
7011 | Area 1001 Gas IC 2040 | CO2 | ATC | 2026 | AEP-KPCO | 0 | 0 | 0 | 0 | 0 | 0 | 122 | 2026 |  |  |  | REF | 0 | 0 | Real 2021 ¦ 12/22/2022 3:42:52 PM | Area 1001 Gas IC 2040
7012 | Area 1001 Gas IC 2040 | NOX | ATC | 2026 | AEP-KPCO | 0 | 0 | 0 | 0 | 0 | 0 | 0.00056 | 2026 |  |  |  | REF | 0 | 0 | Real 2021 ¦ 12/22/2022 3:42:52 PM | Area 1001 Gas IC 2040
7013 | Area 1001 Gas IC 2040 | SO2 | ATC | 2026 | AEP-KPCO | 0 | 0 | 0 | 0 | 0 | 0 | 0.00752 | 2026 |  |  |  | REF | 0 | 0 | Real 2021 ¦ 12/22/2022 3:42:52 PM | Area 1001 Gas IC 2040
7014 | Area 1001 Gas IC 2041 | CO2 | ATC | 2026 | AEP-KPCO | 0 | 0 | 0 | 0 | 0 | 0 | 122 | 2026 |  |  |  | REF | 0 | 0 | Real 2021 ¦ 12/22/2022 3:42:52 PM | Area 1001 Gas IC 2041
7015 | Area 1001 Gas IC 2041 | NOX | ATC | 2026 | AEP-KPCO | 0 | 0 | 0 | 0 | 0 | 0 | 0.00056 | 2026 |  |  |  | REF | 0 | 0 | Real 2021 ¦ 12/22/2022 3:42:52 PM | Area 1001 Gas IC 2041
7016 | Area 1001 Gas IC 2041 | SO2 | ATC | 2026 | AEP-KPCO | 0 | 0 | 0 | 0 | 0 | 0 | 0.00752 | 2026 |  |  |  | REF | 0 | 0 | Real 2021 ¦ 12/22/2022 3:42:52 PM | Area 1001 Gas IC 2041
7017 | Area 1001 Gas IC 2042 | CO2 | ATC | 2026 | AEP-KPCO | 0 | 0 | 0 | 0 | 0 | 0 | 122 | 2026 |  |  |  | REF | 0 | 0 | Real 2021 ¦ 12/22/2022 3:42:52 PM | Area 1001 Gas IC 2042
7018 | Area 1001 Gas IC 2042 | NOX | ATC | 2026 | AEP-KPCO | 0 | 0 | 0 | 0 | 0 | 0 | 0.00056 | 2026 |  |  |  | REF | 0 | 0 | Real 2021 ¦ 12/22/2022 3:42:52 PM | Area 1001 Gas IC 2042
7019 | Area 1001 Gas IC 2042 | SO2 | ATC | 2026 | AEP-KPCO | 0 | 0 | 0 | 0 | 0 | 0 | 0.00752 | 2026 |  |  |  | REF | 0 | 0 | Real 2021 ¦ 12/22/2022 3:42:52 PM | Area 1001 Gas IC 2042
7020 | Area 1001 Gas IC 2043 | CO2 | ATC | 2026 | AEP-KPCO | 0 | 0 | 0 | 0 | 0 | 0 | 122 | 2026 |  |  |  | REF | 0 | 0 | Real 2021 ¦ 12/22/2022 3:42:52 PM | Area 1001 Gas IC 2043
7021 | Area 1001 Gas IC 2043 | NOX | ATC | 2026 | AEP-KPCO | 0 | 0 | 0 | 0 | 0 | 0 | 0.00056 | 2026 |  |  |  | REF | 0 | 0 | Real 2021 ¦ 12/22/2022 3:42:52 PM | Area 1001 Gas IC 2043
7022 | Area 1001 Gas IC 2043 | SO2 | ATC | 2026 | AEP-KPCO | 0 | 0 | 0 | 0 | 0 | 0 | 0.00752 | 2026 |  |  |  | REF | 0 | 0 | Real 2021 ¦ 12/22/2022 3:42:52 PM | Area 1001 Gas IC 2043
7023 | Area 1001 Gas CCS 2024 | CO2 | ATC | 2026 | AEP-KPCO | 124817.6797 | 124817.6797 | 0 | -82135.8672 | -82135.8672 | 0 | 11.7 | 2026 |  |  |  | REF | 0 | 0 | Real 2021 ¦ 12/22/2022 3:42:52 PM | Area 1001 Gas CCS 2024
7024 | Area 1001 Gas CCS 2024 | NOX | ATC | 2026 | AEP-KPCO | 149.3545 | 149.3545 | 0 | 9.4027 | 9.4027 | 0 | 0.014 | 2026 |  |  |  | REF | 0 | 0 | Real 2021 ¦ 12/22/2022 3:42:52 PM | Area 1001 Gas CCS 2024
7025 | Area 1001 Gas CCS 2024 | SO2 | ATC | 2026 | AEP-KPCO | 54.9411 | 54.9411 | 0 | 0.16606 | 0.16606 | 0 | 0.00515 | 2026 |  |  |  | REF | 0 | 0 | Real 2021 ¦ 12/22/2022 3:42:52 PM | Area 1001 Gas CCS 2024
7026 | Area 1001 Gas CCS 2025 | CO2 | ATC | 2026 | AEP-KPCO | 124817.6797 | 124817.6797 | 0 | -82135.8672 | -82135.8672 | 0 | 11.7 | 2026 |  |  |  | REF | 0 | 0 | Real 2021 ¦ 12/22/2022 3:42:52 PM | Area 1001 Gas CCS 2025
7027 | Area 1001 Gas CCS 2025 | NOX | ATC | 2026 | AEP-KPCO | 149.3545 | 149.3545 | 0 | 9.4027 | 9.4027 | 0 | 0.014 | 2026 |  |  |  | REF | 0 | 0 | Real 2021 ¦ 12/22/2022 3:42:52 PM | Area 1001 Gas CCS 2025
7028 | Area 1001 Gas CCS 2025 | SO2 | ATC | 2026 | AEP-KPCO | 54.9411 | 54.9411 | 0 | 0.16606 | 0.16606 | 0 | 0.00515 | 2026 |  |  |  | REF | 0 | 0 | Real 2021 ¦ 12/22/2022 3:42:52 PM | Area 1001 Gas CCS 2025
7029 | Area 1001 Gas CCS 2026 | CO2 | ATC | 2026 | AEP-KPCO | 123591.2266 | 123591.2266 | 0 | -81328.8047 | -81328.8047 | 0 | 11.7 | 2026 |  |  |  | REF | 0 | 0 | Real 2021 ¦ 12/22/2022 3:42:52 PM | Area 1001 Gas CCS 2026
7030 | Area 1001 Gas CCS 2026 | NOX | ATC | 2026 | AEP-KPCO | 147.8869 | 147.8869 | 0 | 9.3103 | 9.3103 | 0 | 0.014 | 2026 |  |  |  | REF | 0 | 0 | Real 2021 ¦ 12/22/2022 3:42:52 PM | Area 1001 Gas CCS 2026
7031 | Area 1001 Gas CCS 2026 | SO2 | ATC | 2026 | AEP-KPCO | 54.4013 | 54.4013 | 0 | 0.16443 | 0.16443 | 0 | 0.00515 | 2026 |  |  |  | REF | 0 | 0 | Real 2021 ¦ 12/22/2022 3:42:52 PM | Area 1001 Gas CCS 2026
7032 | Area 1001 Gas CCS 2027 | CO2 | ATC | 2026 | AEP-KPCO | 0 | 0 | 0 | 0 | 0 | 0 | 11.7 | 2026 |  |  |  | REF | 0 | 0 | Real 2021 ¦ 12/22/2022 3:42:52 PM | Area 1001 Gas CCS 2027
7033 | Area 1001 Gas CCS 2027 | NOX | ATC | 2026 | AEP-KPCO | 0 | 0 | 0 | 0 | 0 | 0 | 0.014 | 2026 |  |  |  | REF | 0 | 0 | Real 2021 ¦ 12/22/2022 3:42:52 PM | Area 1001 Gas CCS 2027
7034 | Area 1001 Gas CCS 2027 | SO2 | ATC | 2026 | AEP-KPCO | 0 | 0 | 0 | 0 | 0 | 0 | 0.00515 | 2026 |  |  |  | REF | 0 | 0 | Real 2021 ¦ 12/22/2022 3:42:52 PM | Area 1001 Gas CCS 2027
7035 | Area 1001 Gas CCS 2028 | CO2 | ATC | 2026 | AEP-KPCO | 0 | 0 | 0 | 0 | 0 | 0 | 11.7 | 2026 |  |  |  | REF | 0 | 0 | Real 2021 ¦ 12/22/2022 3:42:52 PM | Area 1001 Gas CCS 2028
7036 | Area 1001 Gas CCS 2028 | NOX | ATC | 2026 | AEP-KPCO | 0 | 0 | 0 | 0 | 0 | 0 | 0.014 | 2026 |  |  |  | REF | 0 | 0 | Real 2021 ¦ 12/22/2022 3:42:52 PM | Area 1001 Gas CCS 2028
7037 | Area 1001 Gas CCS 2028 | SO2 | ATC | 2026 | AEP-KPCO | 0 | 0 | 0 | 0 | 0 | 0 | 0.00515 | 2026 |  |  |  | REF | 0 | 0 | Real 2021 ¦ 12/22/2022 3:42:52 PM | Area 1001 Gas CCS 2028
7038 | Area 1001 Gas CCS 2029 | CO2 | ATC | 2026 | AEP-KPCO | 0 | 0 | 0 | 0 | 0 | 0 | 11.7 | 2026 |  |  |  | REF | 0 | 0 | Real 2021 ¦ 12/22/2022 3:42:52 PM | Area 1001 Gas CCS 2029
7039 | Area 1001 Gas CCS 2029 | NOX | ATC | 2026 | AEP-KPCO | 0 | 0 | 0 | 0 | 0 | 0 | 0.014 | 2026 |  |  |  | REF | 0 | 0 | Real 2021 ¦ 12/22/2022 3:42:52 PM | Area 1001 Gas CCS 2029
7040 | Area 1001 Gas CCS 2029 | SO2 | ATC | 2026 | AEP-KPCO | 0 | 0 | 0 | 0 | 0 | 0 | 0.00515 | 2026 |  |  |  | REF | 0 | 0 | Real 2021 ¦ 12/22/2022 3:42:52 PM | Area 1001 Gas CCS 2029
7041 | Area 1001 Gas CCS 2030 | CO2 | ATC | 2026 | AEP-KPCO | 0 | 0 | 0 | 0 | 0 | 0 | 11.7 | 2026 |  |  |  | REF | 0 | 0 | Real 2021 ¦ 12/22/2022 3:42:52 PM | Area 1001 Gas CCS 2030
7042 | Area 1001 Gas CCS 2030 | NOX | ATC | 2026 | AEP-KPCO | 0 | 0 | 0 | 0 | 0 | 0 | 0.014 | 2026 |  |  |  | REF | 0 | 0 | Real 2021 ¦ 12/22/2022 3:42:52 PM | Area 1001 Gas CCS 2030
7043 | Area 1001 Gas CCS 2030 | SO2 | ATC | 2026 | AEP-KPCO | 0 | 0 | 0 | 0 | 0 | 0 | 0.00515 | 2026 |  |  |  | REF | 0 | 0 | Real 2021 ¦ 12/22/2022 3:42:52 PM | Area 1001 Gas CCS 2030
7044 | Area 1001 Gas CCS 2031 | CO2 | ATC | 2026 | AEP-KPCO | 0 | 0 | 0 | 0 | 0 | 0 | 11.7 | 2026 |  |  |  | REF | 0 | 0 | Real 2021 ¦ 12/22/2022 3:42:52 PM | Area 1001 Gas CCS 2031
7045 | Area 1001 Gas CCS 2031 | NOX | ATC | 2026 | AEP-KPCO | 0 | 0 | 0 | 0 | 0 | 0 | 0.014 | 2026 |  |  |  | REF | 0 | 0 | Real 2021 ¦ 12/22/2022 3:42:52 PM | Area 1001 Gas CCS 2031
7046 | Area 1001 Gas CCS 2031 | SO2 | ATC | 2026 | AEP-KPCO | 0 | 0 | 0 | 0 | 0 | 0 | 0.00515 | 2026 |  |  |  | REF | 0 | 0 | Real 2021 ¦ 12/22/2022 3:42:52 PM | Area 1001 Gas CCS 2031
7047 | Area 1001 Gas CCS 2032 | CO2 | ATC | 2026 | AEP-KPCO | 0 | 0 | 0 | 0 | 0 | 0 | 11.7 | 2026 |  |  |  | REF | 0 | 0 | Real 2021 ¦ 12/22/2022 3:42:52 PM | Area 1001 Gas CCS 2032
7048 | Area 1001 Gas CCS 2032 | NOX | ATC | 2026 | AEP-KPCO | 0 | 0 | 0 | 0 | 0 | 0 | 0.014 | 2026 |  |  |  | REF | 0 | 0 | Real 2021 ¦ 12/22/2022 3:42:52 PM | Area 1001 Gas CCS 2032
7049 | Area 1001 Gas CCS 2032 | SO2 | ATC | 2026 | AEP-KPCO | 0 | 0 | 0 | 0 | 0 | 0 | 0.00515 | 2026 |  |  |  | REF | 0 | 0 | Real 2021 ¦ 12/22/2022 3:42:52 PM | Area 1001 Gas CCS 2032
7050 | Area 1001 Gas CCS 2033 | CO2 | ATC | 2026 | AEP-KPCO | 0 | 0 | 0 | 0 | 0 | 0 | 11.7 | 2026 |  |  |  | REF | 0 | 0 | Real 2021 ¦ 12/22/2022 3:42:52 PM | Area 1001 Gas CCS 2033
7051 | Area 1001 Gas CCS 2033 | NOX | ATC | 2026 | AEP-KPCO | 0 | 0 | 0 | 0 | 0 | 0 | 0.014 | 2026 |  |  |  | REF | 0 | 0 | Real 2021 ¦ 12/22/2022 3:42:52 PM | Area 1001 Gas CCS 2033
7052 | Area 1001 Gas CCS 2033 | SO2 | ATC | 2026 | AEP-KPCO | 0 | 0 | 0 | 0 | 0 | 0 | 0.00515 | 2026 |  |  |  | REF | 0 | 0 | Real 2021 ¦ 12/22/2022 3:42:52 PM | Area 1001 Gas CCS 2033
7053 | Area 1001 Gas CCS 2034 | CO2 | ATC | 2026 | AEP-KPCO | 0 | 0 | 0 | 0 | 0 | 0 | 11.7 | 2026 |  |  |  | REF | 0 | 0 | Real 2021 ¦ 12/22/2022 3:42:52 PM | Area 1001 Gas CCS 2034
7054 | Area 1001 Gas CCS 2034 | NOX | ATC | 2026 | AEP-KPCO | 0 | 0 | 0 | 0 | 0 | 0 | 0.014 | 2026 |  |  |  | REF | 0 | 0 | Real 2021 ¦ 12/22/2022 3:42:52 PM | Area 1001 Gas CCS 2034
7055 | Area 1001 Gas CCS 2034 | SO2 | ATC | 2026 | AEP-KPCO | 0 | 0 | 0 | 0 | 0 | 0 | 0.00515 | 2026 |  |  |  | REF | 0 | 0 | Real 2021 ¦ 12/22/2022 3:42:52 PM | Area 1001 Gas CCS 2034
7056 | Area 1001 Gas CCS 2035 | CO2 | ATC | 2026 | AEP-KPCO | 0 | 0 | 0 | 0 | 0 | 0 | 11.7 | 2026 |  |  |  | REF | 0 | 0 | Real 2021 ¦ 12/22/2022 3:42:52 PM | Area 1001 Gas CCS 2035
7057 | Area 1001 Gas CCS 2035 | NOX | ATC | 2026 | AEP-KPCO | 0 | 0 | 0 | 0 | 0 | 0 | 0.014 | 2026 |  |  |  | REF | 0 | 0 | Real 2021 ¦ 12/22/2022 3:42:52 PM | Area 1001 Gas CCS 2035
7058 | Area 1001 Gas CCS 2035 | SO2 | ATC | 2026 | AEP-KPCO | 0 | 0 | 0 | 0 | 0 | 0 | 0.00515 | 2026 |  |  |  | REF | 0 | 0 | Real 2021 ¦ 12/22/2022 3:42:52 PM | Area 1001 Gas CCS 2035
7059 | Area 1001 Gas CCS 2036 | CO2 | ATC | 2026 | AEP-KPCO | 0 | 0 | 0 | 0 | 0 | 0 | 11.7 | 2026 |  |  |  | REF | 0 | 0 | Real 2021 ¦ 12/22/2022 3:42:52 PM | Area 1001 Gas CCS 2036
7060 | Area 1001 Gas CCS 2036 | NOX | ATC | 2026 | AEP-KPCO | 0 | 0 | 0 | 0 | 0 | 0 | 0.014 | 2026 |  |  |  | REF | 0 | 0 | Real 2021 ¦ 12/22/2022 3:42:52 PM | Area 1001 Gas CCS 2036
7061 | Area 1001 Gas CCS 2036 | SO2 | ATC | 2026 | AEP-KPCO | 0 | 0 | 0 | 0 | 0 | 0 | 0.00515 | 2026 |  |  |  | REF | 0 | 0 | Real 2021 ¦ 12/22/2022 3:42:52 PM | Area 1001 Gas CCS 2036
7062 | Area 1001 Gas CCS 2037 | CO2 | ATC | 2026 | AEP-KPCO | 0 | 0 | 0 | 0 | 0 | 0 | 11.7 | 2026 |  |  |  | REF | 0 | 0 | Real 2021 ¦ 12/22/2022 3:42:52 PM | Area 1001 Gas CCS 2037
7063 | Area 1001 Gas CCS 2037 | NOX | ATC | 2026 | AEP-KPCO | 0 | 0 | 0 | 0 | 0 | 0 | 0.014 | 2026 |  |  |  | REF | 0 | 0 | Real 2021 ¦ 12/22/2022 3:42:52 PM | Area 1001 Gas CCS 2037
7064 | Area 1001 Gas CCS 2037 | SO2 | ATC | 2026 | AEP-KPCO | 0 | 0 | 0 | 0 | 0 | 0 | 0.00515 | 2026 |  |  |  | REF | 0 | 0 | Real 2021 ¦ 12/22/2022 3:42:52 PM | Area 1001 Gas CCS 2037
7065 | Area 1001 Gas CCS 2038 | CO2 | ATC | 2026 | AEP-KPCO | 0 | 0 | 0 | 0 | 0 | 0 | 11.7 | 2026 |  |  |  | REF | 0 | 0 | Real 2021 ¦ 12/22/2022 3:42:52 PM | Area 1001 Gas CCS 2038
7066 | Area 1001 Gas CCS 2038 | NOX | ATC | 2026 | AEP-KPCO | 0 | 0 | 0 | 0 | 0 | 0 | 0.014 | 2026 |  |  |  | REF | 0 | 0 | Real 2021 ¦ 12/22/2022 3:42:52 PM | Area 1001 Gas CCS 2038
7067 | Area 1001 Gas CCS 2038 | SO2 | ATC | 2026 | AEP-KPCO | 0 | 0 | 0 | 0 | 0 | 0 | 0.00515 | 2026 |  |  |  | REF | 0 | 0 | Real 2021 ¦ 12/22/2022 3:42:52 PM | Area 1001 Gas CCS 2038
7068 | Area 1001 Gas CCS 2039 | CO2 | ATC | 2026 | AEP-KPCO | 0 | 0 | 0 | 0 | 0 | 0 | 11.7 | 2026 |  |  |  | REF | 0 | 0 | Real 2021 ¦ 12/22/2022 3:42:52 PM | Area 1001 Gas CCS 2039
7069 | Area 1001 Gas CCS 2039 | NOX | ATC | 2026 | AEP-KPCO | 0 | 0 | 0 | 0 | 0 | 0 | 0.014 | 2026 |  |  |  | REF | 0 | 0 | Real 2021 ¦ 12/22/2022 3:42:52 PM | Area 1001 Gas CCS 2039
7070 | Area 1001 Gas CCS 2039 | SO2 | ATC | 2026 | AEP-KPCO | 0 | 0 | 0 | 0 | 0 | 0 | 0.00515 | 2026 |  |  |  | REF | 0 | 0 | Real 2021 ¦ 12/22/2022 3:42:52 PM | Area 1001 Gas CCS 2039
7071 | Area 1001 Gas CCS 2040 | CO2 | ATC | 2026 | AEP-KPCO | 0 | 0 | 0 | 0 | 0 | 0 | 11.7 | 2026 |  |  |  | REF | 0 | 0 | Real 2021 ¦ 12/22/2022 3:42:52 PM | Area 1001 Gas CCS 2040
7072 | Area 1001 Gas CCS 2040 | NOX | ATC | 2026 | AEP-KPCO | 0 | 0 | 0 | 0 | 0 | 0 | 0.014 | 2026 |  |  |  | REF | 0 | 0 | Real 2021 ¦ 12/22/2022 3:42:52 PM | Area 1001 Gas CCS 2040
7073 | Area 1001 Gas CCS 2040 | SO2 | ATC | 2026 | AEP-KPCO | 0 | 0 | 0 | 0 | 0 | 0 | 0.00515 | 2026 |  |  |  | REF | 0 | 0 | Real 2021 ¦ 12/22/2022 3:42:52 PM | Area 1001 Gas CCS 2040
7074 | Area 1001 Gas CCS 2041 | CO2 | ATC | 2026 | AEP-KPCO | 0 | 0 | 0 | 0 | 0 | 0 | 11.7 | 2026 |  |  |  | REF | 0 | 0 | Real 2021 ¦ 12/22/2022 3:42:52 PM | Area 1001 Gas CCS 2041
7075 | Area 1001 Gas CCS 2041 | NOX | ATC | 2026 | AEP-KPCO | 0 | 0 | 0 | 0 | 0 | 0 | 0.014 | 2026 |  |  |  | REF | 0 | 0 | Real 2021 ¦ 12/22/2022 3:42:52 PM | Area 1001 Gas CCS 2041
7076 | Area 1001 Gas CCS 2041 | SO2 | ATC | 2026 | AEP-KPCO | 0 | 0 | 0 | 0 | 0 | 0 | 0.00515 | 2026 |  |  |  | REF | 0 | 0 | Real 2021 ¦ 12/22/2022 3:42:52 PM | Area 1001 Gas CCS 2041
7077 | Area 1001 Gas CCS 2042 | CO2 | ATC | 2026 | AEP-KPCO | 0 | 0 | 0 | 0 | 0 | 0 | 11.7 | 2026 |  |  |  | REF | 0 | 0 | Real 2021 ¦ 12/22/2022 3:42:52 PM | Area 1001 Gas CCS 2042
7078 | Area 1001 Gas CCS 2042 | NOX | ATC | 2026 | AEP-KPCO | 0 | 0 | 0 | 0 | 0 | 0 | 0.014 | 2026 |  |  |  | REF | 0 | 0 | Real 2021 ¦ 12/22/2022 3:42:52 PM | Area 1001 Gas CCS 2042
7079 | Area 1001 Gas CCS 2042 | SO2 | ATC | 2026 | AEP-KPCO | 0 | 0 | 0 | 0 | 0 | 0 | 0.00515 | 2026 |  |  |  | REF | 0 | 0 | Real 2021 ¦ 12/22/2022 3:42:52 PM | Area 1001 Gas CCS 2042
7080 | Area 1001 Gas CCS 2043 | CO2 | ATC | 2026 | AEP-KPCO | 0 | 0 | 0 | 0 | 0 | 0 | 11.7 | 2026 |  |  |  | REF | 0 | 0 | Real 2021 ¦ 12/22/2022 3:42:52 PM | Area 1001 Gas CCS 2043
7081 | Area 1001 Gas CCS 2043 | NOX | ATC | 2026 | AEP-KPCO | 0 | 0 | 0 | 0 | 0 | 0 | 0.014 | 2026 |  |  |  | REF | 0 | 0 | Real 2021 ¦ 12/22/2022 3:42:52 PM | Area 1001 Gas CCS 2043
7082 | Area 1001 Gas CCS 2043 | SO2 | ATC | 2026 | AEP-KPCO | 0 | 0 | 0 | 0 | 0 | 0 | 0.00515 | 2026 |  |  |  | REF | 0 | 0 | Real 2021 ¦ 12/22/2022 3:42:52 PM | Area 1001 Gas CCS 2043
7083 | Area 1001 Coal CCS 2025 | CO2 | ATC | 2026 | AEP-KPCO | 677461.3125 | 677461.3125 | 0 | -445801.1562 | -445801.1562 | 0 | 20.57 | 2026 |  |  |  | REF | 0 | 0 | Real 2021 ¦ 12/22/2022 3:42:52 PM | Area 1001 Coal CCS 2025
7084 | Area 1001 Coal CCS 2025 | NOX | ATC | 2026 | AEP-KPCO | 240.4214 | 240.4214 | 0 | 15.3486 | 15.3486 | 0 | 0.0073 | 2026 |  |  |  | REF | 0 | 0 | Real 2021 ¦ 12/22/2022 3:42:52 PM | Area 1001 Coal CCS 2025
7085 | Area 1001 Coal CCS 2025 | SO2 | ATC | 2026 | AEP-KPCO | 14063.0029 | 14063.0029 | 0 | 42.505 | 42.505 | 0 | 0.427 | 2026 |  |  |  | REF | 0 | 0 | Real 2021 ¦ 12/22/2022 3:42:52 PM | Area 1001 Coal CCS 2025
7086 | Area 1001 Coal CCS 2026 | CO2 | ATC | 2026 | AEP-KPCO | 669932.125 | 669932.125 | 0 | -440846.625 | -440846.625 | 0 | 20.57 | 2026 |  |  |  | REF | 0 | 0 | Real 2021 ¦ 12/22/2022 3:42:52 PM | Area 1001 Coal CCS 2026
7087 | Area 1001 Coal CCS 2026 | NOX | ATC | 2026 | AEP-KPCO | 237.7494 | 237.7494 | 0 | 15.178 | 15.178 | 0 | 0.0073 | 2026 |  |  |  | REF | 0 | 0 | Real 2021 ¦ 12/22/2022 3:42:52 PM | Area 1001 Coal CCS 2026
7088 | Area 1001 Coal CCS 2026 | SO2 | ATC | 2026 | AEP-KPCO | 13906.71 | 13906.71 | 0 | 42.0326 | 42.0326 | 0 | 0.427 | 2026 |  |  |  | REF | 0 | 0 | Real 2021 ¦ 12/22/2022 3:42:52 PM | Area 1001 Coal CCS 2026
7089 | Area 1001 Coal CCS 2027 | CO2 | ATC | 2026 | AEP-KPCO | 0 | 0 | 0 | 0 | 0 | 0 | 20.57 | 2026 |  |  |  | REF | 0 | 0 | Real 2021 ¦ 12/22/2022 3:42:52 PM | Area 1001 Coal CCS 2027
7090 | Area 1001 Coal CCS 2027 | NOX | ATC | 2026 | AEP-KPCO | 0 | 0 | 0 | 0 | 0 | 0 | 0.0073 | 2026 |  |  |  | REF | 0 | 0 | Real 2021 ¦ 12/22/2022 3:42:52 PM | Area 1001 Coal CCS 2027
7091 | Area 1001 Coal CCS 2027 | SO2 | ATC | 2026 | AEP-KPCO | 0 | 0 | 0 | 0 | 0 | 0 | 0.427 | 2026 |  |  |  | REF | 0 | 0 | Real 2021 ¦ 12/22/2022 3:42:52 PM | Area 1001 Coal CCS 2027
7092 | Area 1001 Coal CCS 2028 | CO2 | ATC | 2026 | AEP-KPCO | 0 | 0 | 0 | 0 | 0 | 0 | 20.57 | 2026 |  |  |  | REF | 0 | 0 | Real 2021 ¦ 12/22/2022 3:42:52 PM | Area 1001 Coal CCS 2028
7093 | Area 1001 Coal CCS 2028 | NOX | ATC | 2026 | AEP-KPCO | 0 | 0 | 0 | 0 | 0 | 0 | 0.0073 | 2026 |  |  |  | REF | 0 | 0 | Real 2021 ¦ 12/22/2022 3:42:52 PM | Area 1001 Coal CCS 2028
7094 | Area 1001 Coal CCS 2028 | SO2 | ATC | 2026 | AEP-KPCO | 0 | 0 | 0 | 0 | 0 | 0 | 0.427 | 2026 |  |  |  | REF | 0 | 0 | Real 2021 ¦ 12/22/2022 3:42:52 PM | Area 1001 Coal CCS 2028
7095 | Area 1001 Coal CCS 2029 | CO2 | ATC | 2026 | AEP-KPCO | 0 | 0 | 0 | 0 | 0 | 0 | 20.57 | 2026 |  |  |  | REF | 0 | 0 | Real 2021 ¦ 12/22/2022 3:42:52 PM | Area 1001 Coal CCS 2029
7096 | Area 1001 Coal CCS 2029 | NOX | ATC | 2026 | AEP-KPCO | 0 | 0 | 0 | 0 | 0 | 0 | 0.0073 | 2026 |  |  |  | REF | 0 | 0 | Real 2021 ¦ 12/22/2022 3:42:52 PM | Area 1001 Coal CCS 2029
7097 | Area 1001 Coal CCS 2029 | SO2 | ATC | 2026 | AEP-KPCO | 0 | 0 | 0 | 0 | 0 | 0 | 0.427 | 2026 |  |  |  | REF | 0 | 0 | Real 2021 ¦ 12/22/2022 3:42:52 PM | Area 1001 Coal CCS 2029
7098 | Area 1001 Coal CCS 2030 | CO2 | ATC | 2026 | AEP-KPCO | 0 | 0 | 0 | 0 | 0 | 0 | 20.57 | 2026 |  |  |  | REF | 0 | 0 | Real 2021 ¦ 12/22/2022 3:42:52 PM | Area 1001 Coal CCS 2030
7099 | Area 1001 Coal CCS 2030 | NOX | ATC | 2026 | AEP-KPCO | 0 | 0 | 0 | 0 | 0 | 0 | 0.0073 | 2026 |  |  |  | REF | 0 | 0 | Real 2021 ¦ 12/22/2022 3:42:52 PM | Area 1001 Coal CCS 2030
7100 | Area 1001 Coal CCS 2030 | SO2 | ATC | 2026 | AEP-KPCO | 0 | 0 | 0 | 0 | 0 | 0 | 0.427 | 2026 |  |  |  | REF | 0 | 0 | Real 2021 ¦ 12/22/2022 3:42:52 PM | Area 1001 Coal CCS 2030
7101 | Area 1001 Coal CCS 2031 | CO2 | ATC | 2026 | AEP-KPCO | 0 | 0 | 0 | 0 | 0 | 0 | 20.57 | 2026 |  |  |  | REF | 0 | 0 | Real 2021 ¦ 12/22/2022 3:42:52 PM | Area 1001 Coal CCS 2031
7102 | Area 1001 Coal CCS 2031 | NOX | ATC | 2026 | AEP-KPCO | 0 | 0 | 0 | 0 | 0 | 0 | 0.0073 | 2026 |  |  |  | REF | 0 | 0 | Real 2021 ¦ 12/22/2022 3:42:52 PM | Area 1001 Coal CCS 2031
7103 | Area 1001 Coal CCS 2031 | SO2 | ATC | 2026 | AEP-KPCO | 0 | 0 | 0 | 0 | 0 | 0 | 0.427 | 2026 |  |  |  | REF | 0 | 0 | Real 2021 ¦ 12/22/2022 3:42:52 PM | Area 1001 Coal CCS 2031
7104 | Area 1001 Coal CCS 2032 | CO2 | ATC | 2026 | AEP-KPCO | 0 | 0 | 0 | 0 | 0 | 0 | 20.57 | 2026 |  |  |  | REF | 0 | 0 | Real 2021 ¦ 12/22/2022 3:42:52 PM | Area 1001 Coal CCS 2032
7105 | Area 1001 Coal CCS 2032 | NOX | ATC | 2026 | AEP-KPCO | 0 | 0 | 0 | 0 | 0 | 0 | 0.0073 | 2026 |  |  |  | REF | 0 | 0 | Real 2021 ¦ 12/22/2022 3:42:52 PM | Area 1001 Coal CCS 2032
7106 | Area 1001 Coal CCS 2032 | SO2 | ATC | 2026 | AEP-KPCO | 0 | 0 | 0 | 0 | 0 | 0 | 0.427 | 2026 |  |  |  | REF | 0 | 0 | Real 2021 ¦ 12/22/2022 3:42:52 PM | Area 1001 Coal CCS 2032
7107 | Area 1001 Coal CCS 2033 | CO2 | ATC | 2026 | AEP-KPCO | 0 | 0 | 0 | 0 | 0 | 0 | 20.57 | 2026 |  |  |  | REF | 0 | 0 | Real 2021 ¦ 12/22/2022 3:42:52 PM | Area 1001 Coal CCS 2033
7108 | Area 1001 Coal CCS 2033 | NOX | ATC | 2026 | AEP-KPCO | 0 | 0 | 0 | 0 | 0 | 0 | 0.0073 | 2026 |  |  |  | REF | 0 | 0 | Real 2021 ¦ 12/22/2022 3:42:52 PM | Area 1001 Coal CCS 2033
7109 | Area 1001 Coal CCS 2033 | SO2 | ATC | 2026 | AEP-KPCO | 0 | 0 | 0 | 0 | 0 | 0 | 0.427 | 2026 |  |  |  | REF | 0 | 0 | Real 2021 ¦ 12/22/2022 3:42:52 PM | Area 1001 Coal CCS 2033
7110 | Area 1001 Coal CCS 2034 | CO2 | ATC | 2026 | AEP-KPCO | 0 | 0 | 0 | 0 | 0 | 0 | 20.57 | 2026 |  |  |  | REF | 0 | 0 | Real 2021 ¦ 12/22/2022 3:42:52 PM | Area 1001 Coal CCS 2034
7111 | Area 1001 Coal CCS 2034 | NOX | ATC | 2026 | AEP-KPCO | 0 | 0 | 0 | 0 | 0 | 0 | 0.0073 | 2026 |  |  |  | REF | 0 | 0 | Real 2021 ¦ 12/22/2022 3:42:52 PM | Area 1001 Coal CCS 2034
7112 | Area 1001 Coal CCS 2034 | SO2 | ATC | 2026 | AEP-KPCO | 0 | 0 | 0 | 0 | 0 | 0 | 0.427 | 2026 |  |  |  | REF | 0 | 0 | Real 2021 ¦ 12/22/2022 3:42:52 PM | Area 1001 Coal CCS 2034
7113 | Area 1001 Coal CCS 2035 | CO2 | ATC | 2026 | AEP-KPCO | 0 | 0 | 0 | 0 | 0 | 0 | 20.57 | 2026 |  |  |  | REF | 0 | 0 | Real 2021 ¦ 12/22/2022 3:42:52 PM | Area 1001 Coal CCS 2035
7114 | Area 1001 Coal CCS 2035 | NOX | ATC | 2026 | AEP-KPCO | 0 | 0 | 0 | 0 | 0 | 0 | 0.0073 | 2026 |  |  |  | REF | 0 | 0 | Real 2021 ¦ 12/22/2022 3:42:52 PM | Area 1001 Coal CCS 2035
7115 | Area 1001 Coal CCS 2035 | SO2 | ATC | 2026 | AEP-KPCO | 0 | 0 | 0 | 0 | 0 | 0 | 0.427 | 2026 |  |  |  | REF | 0 | 0 | Real 2021 ¦ 12/22/2022 3:42:52 PM | Area 1001 Coal CCS 2035
7116 | Area 1001 Coal CCS 2036 | CO2 | ATC | 2026 | AEP-KPCO | 0 | 0 | 0 | 0 | 0 | 0 | 20.57 | 2026 |  |  |  | REF | 0 | 0 | Real 2021 ¦ 12/22/2022 3:42:52 PM | Area 1001 Coal CCS 2036
7117 | Area 1001 Coal CCS 2036 | NOX | ATC | 2026 | AEP-KPCO | 0 | 0 | 0 | 0 | 0 | 0 | 0.0073 | 2026 |  |  |  | REF | 0 | 0 | Real 2021 ¦ 12/22/2022 3:42:52 PM | Area 1001 Coal CCS 2036
7118 | Area 1001 Coal CCS 2036 | SO2 | ATC | 2026 | AEP-KPCO | 0 | 0 | 0 | 0 | 0 | 0 | 0.427 | 2026 |  |  |  | REF | 0 | 0 | Real 2021 ¦ 12/22/2022 3:42:52 PM | Area 1001 Coal CCS 2036
7119 | Area 1001 Coal CCS 2037 | CO2 | ATC | 2026 | AEP-KPCO | 0 | 0 | 0 | 0 | 0 | 0 | 20.57 | 2026 |  |  |  | REF | 0 | 0 | Real 2021 ¦ 12/22/2022 3:42:52 PM | Area 1001 Coal CCS 2037
7120 | Area 1001 Coal CCS 2037 | NOX | ATC | 2026 | AEP-KPCO | 0 | 0 | 0 | 0 | 0 | 0 | 0.0073 | 2026 |  |  |  | REF | 0 | 0 | Real 2021 ¦ 12/22/2022 3:42:52 PM | Area 1001 Coal CCS 2037
7121 | Area 1001 Coal CCS 2037 | SO2 | ATC | 2026 | AEP-KPCO | 0 | 0 | 0 | 0 | 0 | 0 | 0.427 | 2026 |  |  |  | REF | 0 | 0 | Real 2021 ¦ 12/22/2022 3:42:52 PM | Area 1001 Coal CCS 2037
7122 | Area 1001 Coal CCS 2038 | CO2 | ATC | 2026 | AEP-KPCO | 0 | 0 | 0 | 0 | 0 | 0 | 20.57 | 2026 |  |  |  | REF | 0 | 0 | Real 2021 ¦ 12/22/2022 3:42:52 PM | Area 1001 Coal CCS 2038
7123 | Area 1001 Coal CCS 2038 | NOX | ATC | 2026 | AEP-KPCO | 0 | 0 | 0 | 0 | 0 | 0 | 0.0073 | 2026 |  |  |  | REF | 0 | 0 | Real 2021 ¦ 12/22/2022 3:42:52 PM | Area 1001 Coal CCS 2038
7124 | Area 1001 Coal CCS 2038 | SO2 | ATC | 2026 | AEP-KPCO | 0 | 0 | 0 | 0 | 0 | 0 | 0.427 | 2026 |  |  |  | REF | 0 | 0 | Real 2021 ¦ 12/22/2022 3:42:52 PM | Area 1001 Coal CCS 2038
7125 | Area 1001 Coal CCS 2039 | CO2 | ATC | 2026 | AEP-KPCO | 0 | 0 | 0 | 0 | 0 | 0 | 20.57 | 2026 |  |  |  | REF | 0 | 0 | Real 2021 ¦ 12/22/2022 3:42:52 PM | Area 1001 Coal CCS 2039
7126 | Area 1001 Coal CCS 2039 | NOX | ATC | 2026 | AEP-KPCO | 0 | 0 | 0 | 0 | 0 | 0 | 0.0073 | 2026 |  |  |  | REF | 0 | 0 | Real 2021 ¦ 12/22/2022 3:42:52 PM | Area 1001 Coal CCS 2039
7127 | Area 1001 Coal CCS 2039 | SO2 | ATC | 2026 | AEP-KPCO | 0 | 0 | 0 | 0 | 0 | 0 | 0.427 | 2026 |  |  |  | REF | 0 | 0 | Real 2021 ¦ 12/22/2022 3:42:52 PM | Area 1001 Coal CCS 2039
7128 | Area 1001 Coal CCS 2040 | CO2 | ATC | 2026 | AEP-KPCO | 0 | 0 | 0 | 0 | 0 | 0 | 20.57 | 2026 |  |  |  | REF | 0 | 0 | Real 2021 ¦ 12/22/2022 3:42:52 PM | Area 1001 Coal CCS 2040
7129 | Area 1001 Coal CCS 2040 | NOX | ATC | 2026 | AEP-KPCO | 0 | 0 | 0 | 0 | 0 | 0 | 0.0073 | 2026 |  |  |  | REF | 0 | 0 | Real 2021 ¦ 12/22/2022 3:42:52 PM | Area 1001 Coal CCS 2040
7130 | Area 1001 Coal CCS 2040 | SO2 | ATC | 2026 | AEP-KPCO | 0 | 0 | 0 | 0 | 0 | 0 | 0.427 | 2026 |  |  |  | REF | 0 | 0 | Real 2021 ¦ 12/22/2022 3:42:52 PM | Area 1001 Coal CCS 2040
7131 | Area 1001 Coal CCS 2041 | CO2 | ATC | 2026 | AEP-KPCO | 0 | 0 | 0 | 0 | 0 | 0 | 20.57 | 2026 |  |  |  | REF | 0 | 0 | Real 2021 ¦ 12/22/2022 3:42:52 PM | Area 1001 Coal CCS 2041
7132 | Area 1001 Coal CCS 2041 | NOX | ATC | 2026 | AEP-KPCO | 0 | 0 | 0 | 0 | 0 | 0 | 0.0073 | 2026 |  |  |  | REF | 0 | 0 | Real 2021 ¦ 12/22/2022 3:42:52 PM | Area 1001 Coal CCS 2041
7133 | Area 1001 Coal CCS 2041 | SO2 | ATC | 2026 | AEP-KPCO | 0 | 0 | 0 | 0 | 0 | 0 | 0.427 | 2026 |  |  |  | REF | 0 | 0 | Real 2021 ¦ 12/22/2022 3:42:52 PM | Area 1001 Coal CCS 2041
7134 | Area 1001 Coal CCS 2042 | CO2 | ATC | 2026 | AEP-KPCO | 0 | 0 | 0 | 0 | 0 | 0 | 20.57 | 2026 |  |  |  | REF | 0 | 0 | Real 2021 ¦ 12/22/2022 3:42:52 PM | Area 1001 Coal CCS 2042
7135 | Area 1001 Coal CCS 2042 | NOX | ATC | 2026 | AEP-KPCO | 0 | 0 | 0 | 0 | 0 | 0 | 0.0073 | 2026 |  |  |  | REF | 0 | 0 | Real 2021 ¦ 12/22/2022 3:42:52 PM | Area 1001 Coal CCS 2042
7136 | Area 1001 Coal CCS 2042 | SO2 | ATC | 2026 | AEP-KPCO | 0 | 0 | 0 | 0 | 0 | 0 | 0.427 | 2026 |  |  |  | REF | 0 | 0 | Real 2021 ¦ 12/22/2022 3:42:52 PM | Area 1001 Coal CCS 2042
7137 | Area 1001 Coal CCS 2043 | CO2 | ATC | 2026 | AEP-KPCO | 0 | 0 | 0 | 0 | 0 | 0 | 20.57 | 2026 |  |  |  | REF | 0 | 0 | Real 2021 ¦ 12/22/2022 3:42:52 PM | Area 1001 Coal CCS 2043
7138 | Area 1001 Coal CCS 2043 | NOX | ATC | 2026 | AEP-KPCO | 0 | 0 | 0 | 0 | 0 | 0 | 0.0073 | 2026 |  |  |  | REF | 0 | 0 | Real 2021 ¦ 12/22/2022 3:42:52 PM | Area 1001 Coal CCS 2043
7139 | Area 1001 Coal CCS 2043 | SO2 | ATC | 2026 | AEP-KPCO | 0 | 0 | 0 | 0 | 0 | 0 | 0.427 | 2026 |  |  |  | REF | 0 | 0 | Real 2021 ¦ 12/22/2022 3:42:52 PM | Area 1001 Coal CCS 2043
7140 | Big Sandy #1_Ext Gas | CO2 | ATC | 2026 | AEP-KPCO | 0 | 0 | 0 | 0 | 0 | 0 | 117 | 2026 |  |  |  | REF | 0 | 0 | Real 2021 ¦ 12/22/2022 3:42:52 PM | Big Sandy #1_Ext Gas
7141 | Big Sandy #1_Ext Gas | NOX | ATC | 2026 | AEP-KPCO | 0 | 0 | 0 | 0 | 0 | 0 | 0.14 | 2026 |  |  |  | REF | 0 | 0 | Real 2021 ¦ 12/22/2022 3:42:52 PM | Big Sandy #1_Ext Gas
7142 | Big Sandy #1_Ext Gas | SO2 | ATC | 2026 | AEP-KPCO | 0 | 0 | 0 | 0 | 0 | 0 | 0.05 | 2026 |  |  |  | REF | 0 | 0 | Real 2021 ¦ 12/22/2022 3:42:52 PM | Big Sandy #1_Ext Gas
7143 | Big Sandy #1_Ext_NGCCS retrofit 2031 | CO2 | ATC | 2026 | AEP-KPCO | 0 | 0 | 0 | 0 | 0 | 0 | 11.7 | 2026 |  |  |  | REF | 0 | 0 | Real 2021 ¦ 12/22/2022 3:42:52 PM | Big Sandy #1_Ext_NGCCS retrofit 2032
7144 | Big Sandy #1_Ext_NGCCS retrofit 2031 | NOX | ATC | 2026 | AEP-KPCO | 0 | 0 | 0 | 0 | 0 | 0 | 0.014 | 2026 |  |  |  | REF | 0 | 0 | Real 2021 ¦ 12/22/2022 3:42:52 PM | Big Sandy #1_Ext_NGCCS retrofit 2032
7145 | Big Sandy #1_Ext_NGCCS retrofit 2031 | SO2 | ATC | 2026 | AEP-KPCO | 0 | 0 | 0 | 0 | 0 | 0 | 0.00515 | 2026 |  |  |  | REF | 0 | 0 | Real 2021 ¦ 12/22/2022 3:42:52 PM | Big Sandy #1_Ext_NGCCS retrofit 2032
7146 | Big Sandy #1_Ext Gas Capitalized | CO2 | ATC | 2026 | AEP-KPCO | 0 | 0 | 0 | 0 | 0 | 0 | 117 | 2026 |  |  |  | REF | 0 | 0 | Real 2021 ¦ 12/22/2022 3:42:52 PM | Big Sandy #1_Ext Gas Capitalized
7147 | Big Sandy #1_Ext Gas Capitalized | NOX | ATC | 2026 | AEP-KPCO | 0 | 0 | 0 | 0 | 0 | 0 | 0.14 | 2026 |  |  |  | REF | 0 | 0 | Real 2021 ¦ 12/22/2022 3:42:52 PM | Big Sandy #1_Ext Gas Capitalized
7148 | Big Sandy #1_Ext Gas Capitalized | SO2 | ATC | 2026 | AEP-KPCO | 0 | 0 | 0 | 0 | 0 | 0 | 0.05 | 2026 |  |  |  | REF | 0 | 0 | Real 2021 ¦ 12/22/2022 3:42:52 PM | Big Sandy #1_Ext Gas Capitalized
7149 | Big Sandy #1_Ext Gas FOM Capitalized | CO2 | ATC | 2026 | AEP-KPCO | 0 | 0 | 0 | 0 | 0 | 0 | 117 | 2026 |  |  |  | REF | 0 | 0 | Real 2021 ¦ 12/22/2022 3:42:52 PM | Big Sandy #1_Ext Gas FOM Capitalized
7150 | Big Sandy #1_Ext Gas FOM Capitalized | NOX | ATC | 2026 | AEP-KPCO | 0 | 0 | 0 | 0 | 0 | 0 | 0.14 | 2026 |  |  |  | REF | 0 | 0 | Real 2021 ¦ 12/22/2022 3:42:52 PM | Big Sandy #1_Ext Gas FOM Capitalized
7151 | Big Sandy #1_Ext Gas FOM Capitalized | SO2 | ATC | 2026 | AEP-KPCO | 0 | 0 | 0 | 0 | 0 | 0 | 0.05 | 2026 |  |  |  | REF | 0 | 0 | Real 2021 ¦ 12/22/2022 3:42:52 PM | Big Sandy #1_Ext Gas FOM Capitalized
8493 | Big Sandy #1 Gas | CO2 | ATC | 2027 | AEP-KPCO | 910626.6875 | 910626.6875 | 0 | 0 | 0 | 0 | 117 | 2027 |  |  |  | REF | 0 | 0 | Real 2021 ¦ 12/22/2022 3:42:52 PM | 13555
8494 | Big Sandy #1 Gas | NOX | ATC | 2027 | AEP-KPCO | 1089.6388 | 1089.6388 | 0 | 63.9515 | 63.9515 | 0 | 0.14 | 2027 |  |  |  | REF | 0 | 0 | Real 2021 ¦ 12/22/2022 3:42:52 PM | 13555
8495 | Big Sandy #1 Gas | SO2 | ATC | 2027 | AEP-KPCO | 389.1567 | 389.1567 | 0 | 1.2002 | 1.2002 | 0 | 0.05 | 2027 |  |  |  | REF | 0 | 0 | Real 2021 ¦ 12/22/2022 3:42:52 PM | 13555
8496 | Mitchell #1 (WV) | CO2 | ATC | 2027 | AEP-KPCO | 1828851.125 | 1828851.125 | 0 | 0 | 0 | 0 | 205.7 | 2027 |  |  |  | REF | 0 | 0 | Real 2021 ¦ 12/22/2022 3:42:52 PM | 3102
8497 | Mitchell #1 (WV) | NOX | ATC | 2027 | AEP-KPCO | 622.3606 | 622.3606 | 0 | 42.7411 | 42.7411 | 0 | 0.07 | 2027 |  |  |  | REF | 0 | 0 | Real 2021 ¦ 12/22/2022 3:42:52 PM | 3102
8498 | Mitchell #1 (WV) | SO2 | ATC | 2027 | AEP-KPCO | 37963.9961 | 37963.9961 | 0 | 117.0869 | 117.0869 | 0 | 4.27 | 2027 |  |  |  | REF | 0 | 0 | Real 2021 ¦ 12/22/2022 3:42:52 PM | 3102
8499 | Mitchell #2 (WV) | CO2 | ATC | 2027 | AEP-KPCO | 1366835.5 | 1366835.5 | 0 | 0 | 0 | 0 | 205.7 | 2027 |  |  |  | REF | 0 | 0 | Real 2021 ¦ 12/22/2022 3:42:52 PM | 3105
8500 | Mitchell #2 (WV) | NOX | ATC | 2027 | AEP-KPCO | 465.136 | 465.136 | 0 | 20.0289 | 20.0289 | 0 | 0.07 | 2027 |  |  |  | REF | 0 | 0 | Real 2021 ¦ 12/22/2022 3:42:52 PM | 3105
8501 | Mitchell #2 (WV) | SO2 | ATC | 2027 | AEP-KPCO | 28373.2988 | 28373.2988 | 0 | 87.5077 | 87.5077 | 0 | 4.27 | 2027 |  |  |  | REF | 0 | 0 | Real 2021 ¦ 12/22/2022 3:42:52 PM | 3105
8502 | Area 1001 Gas CC 2x1 2024 | CO2 | ATC | 2027 | AEP-KPCO | 3102567 | 3102567 | 0 | 0 | 0 | 0 | 122 | 2027 |  |  |  | REF | 0 | 0 | Real 2021 ¦ 12/22/2022 3:42:52 PM | Area 1001 Gas CC 2x1 2024
8503 | Area 1001 Gas CC 2x1 2024 | NOX | ATC | 2027 | AEP-KPCO | 14.2413 | 14.2413 | 0 | 0.86195 | 0.86195 | 0 | 0.00056 | 2027 |  |  |  | REF | 0 | 0 | Real 2021 ¦ 12/22/2022 3:42:52 PM | Area 1001 Gas CC 2x1 2024
8504 | Area 1001 Gas CC 2x1 2024 | SO2 | ATC | 2027 | AEP-KPCO | 191.2402 | 191.2402 | 0 | 0.58981 | 0.58981 | 0 | 0.00752 | 2027 |  |  |  | REF | 0 | 0 | Real 2021 ¦ 12/22/2022 3:42:52 PM | Area 1001 Gas CC 2x1 2024
8505 | Area 1001 Gas CC 2x1 2025 | CO2 | ATC | 2027 | AEP-KPCO | 3102567 | 3102567 | 0 | 0 | 0 | 0 | 122 | 2027 |  |  |  | REF | 0 | 0 | Real 2021 ¦ 12/22/2022 3:42:52 PM | Area 1001 Gas CC 2x1 2025
8506 | Area 1001 Gas CC 2x1 2025 | NOX | ATC | 2027 | AEP-KPCO | 14.2413 | 14.2413 | 0 | 0.86195 | 0.86195 | 0 | 0.00056 | 2027 |  |  |  | REF | 0 | 0 | Real 2021 ¦ 12/22/2022 3:42:52 PM | Area 1001 Gas CC 2x1 2025
8507 | Area 1001 Gas CC 2x1 2025 | SO2 | ATC | 2027 | AEP-KPCO | 191.2402 | 191.2402 | 0 | 0.58981 | 0.58981 | 0 | 0.00752 | 2027 |  |  |  | REF | 0 | 0 | Real 2021 ¦ 12/22/2022 3:42:52 PM | Area 1001 Gas CC 2x1 2025
8508 | Area 1001 Gas CC 2x1 2026 | CO2 | ATC | 2027 | AEP-KPCO | 3102567 | 3102567 | 0 | 0 | 0 | 0 | 122 | 2027 |  |  |  | REF | 0 | 0 | Real 2021 ¦ 12/22/2022 3:42:52 PM | Area 1001 Gas CC 2x1 2026
8509 | Area 1001 Gas CC 2x1 2026 | NOX | ATC | 2027 | AEP-KPCO | 14.2413 | 14.2413 | 0 | 0.86195 | 0.86195 | 0 | 0.00056 | 2027 |  |  |  | REF | 0 | 0 | Real 2021 ¦ 12/22/2022 3:42:52 PM | Area 1001 Gas CC 2x1 2026
8510 | Area 1001 Gas CC 2x1 2026 | SO2 | ATC | 2027 | AEP-KPCO | 191.2402 | 191.2402 | 0 | 0.58981 | 0.58981 | 0 | 0.00752 | 2027 |  |  |  | REF | 0 | 0 | Real 2021 ¦ 12/22/2022 3:42:52 PM | Area 1001 Gas CC 2x1 2026
8511 | Area 1001 Gas CC 2x1 2027 | CO2 | ATC | 2027 | AEP-KPCO | 3102567 | 3102567 | 0 | 0 | 0 | 0 | 122 | 2027 |  |  |  | REF | 0 | 0 | Real 2021 ¦ 12/22/2022 3:42:52 PM | Area 1001 Gas CC 2x1 2027
8512 | Area 1001 Gas CC 2x1 2027 | NOX | ATC | 2027 | AEP-KPCO | 14.2413 | 14.2413 | 0 | 0.86195 | 0.86195 | 0 | 0.00056 | 2027 |  |  |  | REF | 0 | 0 | Real 2021 ¦ 12/22/2022 3:42:52 PM | Area 1001 Gas CC 2x1 2027
8513 | Area 1001 Gas CC 2x1 2027 | SO2 | ATC | 2027 | AEP-KPCO | 191.2402 | 191.2402 | 0 | 0.58981 | 0.58981 | 0 | 0.00752 | 2027 |  |  |  | REF | 0 | 0 | Real 2021 ¦ 12/22/2022 3:42:52 PM | Area 1001 Gas CC 2x1 2027
8514 | Area 1001 Gas CC 2x1 2028 | CO2 | ATC | 2027 | AEP-KPCO | 0 | 0 | 0 | 0 | 0 | 0 | 122 | 2027 |  |  |  | REF | 0 | 0 | Real 2021 ¦ 12/22/2022 3:42:52 PM | Area 1001 Gas CC 2x1 2028
8515 | Area 1001 Gas CC 2x1 2028 | NOX | ATC | 2027 | AEP-KPCO | 0 | 0 | 0 | 0 | 0 | 0 | 0.00056 | 2027 |  |  |  | REF | 0 | 0 | Real 2021 ¦ 12/22/2022 3:42:52 PM | Area 1001 Gas CC 2x1 2028
8516 | Area 1001 Gas CC 2x1 2028 | SO2 | ATC | 2027 | AEP-KPCO | 0 | 0 | 0 | 0 | 0 | 0 | 0.00752 | 2027 |  |  |  | REF | 0 | 0 | Real 2021 ¦ 12/22/2022 3:42:52 PM | Area 1001 Gas CC 2x1 2028
8517 | Area 1001 Gas CC 2x1 2029 | CO2 | ATC | 2027 | AEP-KPCO | 0 | 0 | 0 | 0 | 0 | 0 | 122 | 2027 |  |  |  | REF | 0 | 0 | Real 2021 ¦ 12/22/2022 3:42:52 PM | Area 1001 Gas CC 2x1 2029
8518 | Area 1001 Gas CC 2x1 2029 | NOX | ATC | 2027 | AEP-KPCO | 0 | 0 | 0 | 0 | 0 | 0 | 0.00056 | 2027 |  |  |  | REF | 0 | 0 | Real 2021 ¦ 12/22/2022 3:42:52 PM | Area 1001 Gas CC 2x1 2029
8519 | Area 1001 Gas CC 2x1 2029 | SO2 | ATC | 2027 | AEP-KPCO | 0 | 0 | 0 | 0 | 0 | 0 | 0.00752 | 2027 |  |  |  | REF | 0 | 0 | Real 2021 ¦ 12/22/2022 3:42:52 PM | Area 1001 Gas CC 2x1 2029
8520 | Area 1001 Gas CC 2x1 2030 | CO2 | ATC | 2027 | AEP-KPCO | 0 | 0 | 0 | 0 | 0 | 0 | 122 | 2027 |  |  |  | REF | 0 | 0 | Real 2021 ¦ 12/22/2022 3:42:52 PM | Area 1001 Gas CC 2x1 2030
8521 | Area 1001 Gas CC 2x1 2030 | NOX | ATC | 2027 | AEP-KPCO | 0 | 0 | 0 | 0 | 0 | 0 | 0.00056 | 2027 |  |  |  | REF | 0 | 0 | Real 2021 ¦ 12/22/2022 3:42:52 PM | Area 1001 Gas CC 2x1 2030
8522 | Area 1001 Gas CC 2x1 2030 | SO2 | ATC | 2027 | AEP-KPCO | 0 | 0 | 0 | 0 | 0 | 0 | 0.00752 | 2027 |  |  |  | REF | 0 | 0 | Real 2021 ¦ 12/22/2022 3:42:52 PM | Area 1001 Gas CC 2x1 2030
8523 | Area 1001 Gas CC 2x1 2031 | CO2 | ATC | 2027 | AEP-KPCO | 0 | 0 | 0 | 0 | 0 | 0 | 122 | 2027 |  |  |  | REF | 0 | 0 | Real 2021 ¦ 12/22/2022 3:42:52 PM | Area 1001 Gas CC 2x1 2031
8524 | Area 1001 Gas CC 2x1 2031 | NOX | ATC | 2027 | AEP-KPCO | 0 | 0 | 0 | 0 | 0 | 0 | 0.00056 | 2027 |  |  |  | REF | 0 | 0 | Real 2021 ¦ 12/22/2022 3:42:52 PM | Area 1001 Gas CC 2x1 2031
8525 | Area 1001 Gas CC 2x1 2031 | SO2 | ATC | 2027 | AEP-KPCO | 0 | 0 | 0 | 0 | 0 | 0 | 0.00752 | 2027 |  |  |  | REF | 0 | 0 | Real 2021 ¦ 12/22/2022 3:42:52 PM | Area 1001 Gas CC 2x1 2031
8526 | Area 1001 Gas CC 2x1 2032 | CO2 | ATC | 2027 | AEP-KPCO | 0 | 0 | 0 | 0 | 0 | 0 | 122 | 2027 |  |  |  | REF | 0 | 0 | Real 2021 ¦ 12/22/2022 3:42:52 PM | Area 1001 Gas CC 2x1 2032
8527 | Area 1001 Gas CC 2x1 2032 | NOX | ATC | 2027 | AEP-KPCO | 0 | 0 | 0 | 0 | 0 | 0 | 0.00056 | 2027 |  |  |  | REF | 0 | 0 | Real 2021 ¦ 12/22/2022 3:42:52 PM | Area 1001 Gas CC 2x1 2032
8528 | Area 1001 Gas CC 2x1 2032 | SO2 | ATC | 2027 | AEP-KPCO | 0 | 0 | 0 | 0 | 0 | 0 | 0.00752 | 2027 |  |  |  | REF | 0 | 0 | Real 2021 ¦ 12/22/2022 3:42:52 PM | Area 1001 Gas CC 2x1 2032
8529 | Area 1001 Gas CC 2x1 2033 | CO2 | ATC | 2027 | AEP-KPCO | 0 | 0 | 0 | 0 | 0 | 0 | 122 | 2027 |  |  |  | REF | 0 | 0 | Real 2021 ¦ 12/22/2022 3:42:52 PM | Area 1001 Gas CC 2x1 2033
8530 | Area 1001 Gas CC 2x1 2033 | NOX | ATC | 2027 | AEP-KPCO | 0 | 0 | 0 | 0 | 0 | 0 | 0.00056 | 2027 |  |  |  | REF | 0 | 0 | Real 2021 ¦ 12/22/2022 3:42:52 PM | Area 1001 Gas CC 2x1 2033
8531 | Area 1001 Gas CC 2x1 2033 | SO2 | ATC | 2027 | AEP-KPCO | 0 | 0 | 0 | 0 | 0 | 0 | 0.00752 | 2027 |  |  |  | REF | 0 | 0 | Real 2021 ¦ 12/22/2022 3:42:52 PM | Area 1001 Gas CC 2x1 2033
8532 | Area 1001 Gas CC 2x1 2034 | CO2 | ATC | 2027 | AEP-KPCO | 0 | 0 | 0 | 0 | 0 | 0 | 122 | 2027 |  |  |  | REF | 0 | 0 | Real 2021 ¦ 12/22/2022 3:42:52 PM | Area 1001 Gas CC 2x1 2034
8533 | Area 1001 Gas CC 2x1 2034 | NOX | ATC | 2027 | AEP-KPCO | 0 | 0 | 0 | 0 | 0 | 0 | 0.00056 | 2027 |  |  |  | REF | 0 | 0 | Real 2021 ¦ 12/22/2022 3:42:52 PM | Area 1001 Gas CC 2x1 2034
8534 | Area 1001 Gas CC 2x1 2034 | SO2 | ATC | 2027 | AEP-KPCO | 0 | 0 | 0 | 0 | 0 | 0 | 0.00752 | 2027 |  |  |  | REF | 0 | 0 | Real 2021 ¦ 12/22/2022 3:42:52 PM | Area 1001 Gas CC 2x1 2034
8535 | Area 1001 Gas CC 2x1 2035 | CO2 | ATC | 2027 | AEP-KPCO | 0 | 0 | 0 | 0 | 0 | 0 | 122 | 2027 |  |  |  | REF | 0 | 0 | Real 2021 ¦ 12/22/2022 3:42:52 PM | Area 1001 Gas CC 2x1 2035
8536 | Area 1001 Gas CC 2x1 2035 | NOX | ATC | 2027 | AEP-KPCO | 0 | 0 | 0 | 0 | 0 | 0 | 0.00056 | 2027 |  |  |  | REF | 0 | 0 | Real 2021 ¦ 12/22/2022 3:42:52 PM | Area 1001 Gas CC 2x1 2035
8537 | Area 1001 Gas CC 2x1 2035 | SO2 | ATC | 2027 | AEP-KPCO | 0 | 0 | 0 | 0 | 0 | 0 | 0.00752 | 2027 |  |  |  | REF | 0 | 0 | Real 2021 ¦ 12/22/2022 3:42:52 PM | Area 1001 Gas CC 2x1 2035
8538 | Area 1001 Gas CC 2x1 2036 | CO2 | ATC | 2027 | AEP-KPCO | 0 | 0 | 0 | 0 | 0 | 0 | 122 | 2027 |  |  |  | REF | 0 | 0 | Real 2021 ¦ 12/22/2022 3:42:52 PM | Area 1001 Gas CC 2x1 2036
8539 | Area 1001 Gas CC 2x1 2036 | NOX | ATC | 2027 | AEP-KPCO | 0 | 0 | 0 | 0 | 0 | 0 | 0.00056 | 2027 |  |  |  | REF | 0 | 0 | Real 2021 ¦ 12/22/2022 3:42:52 PM | Area 1001 Gas CC 2x1 2036
8540 | Area 1001 Gas CC 2x1 2036 | SO2 | ATC | 2027 | AEP-KPCO | 0 | 0 | 0 | 0 | 0 | 0 | 0.00752 | 2027 |  |  |  | REF | 0 | 0 | Real 2021 ¦ 12/22/2022 3:42:52 PM | Area 1001 Gas CC 2x1 2036
8541 | Area 1001 Gas CC 2x1 2037 | CO2 | ATC | 2027 | AEP-KPCO | 0 | 0 | 0 | 0 | 0 | 0 | 122 | 2027 |  |  |  | REF | 0 | 0 | Real 2021 ¦ 12/22/2022 3:42:52 PM | Area 1001 Gas CC 2x1 2037
8542 | Area 1001 Gas CC 2x1 2037 | NOX | ATC | 2027 | AEP-KPCO | 0 | 0 | 0 | 0 | 0 | 0 | 0.00056 | 2027 |  |  |  | REF | 0 | 0 | Real 2021 ¦ 12/22/2022 3:42:52 PM | Area 1001 Gas CC 2x1 2037
8543 | Area 1001 Gas CC 2x1 2037 | SO2 | ATC | 2027 | AEP-KPCO | 0 | 0 | 0 | 0 | 0 | 0 | 0.00752 | 2027 |  |  |  | REF | 0 | 0 | Real 2021 ¦ 12/22/2022 3:42:52 PM | Area 1001 Gas CC 2x1 2037
8544 | Area 1001 Gas CC 2x1 2038 | CO2 | ATC | 2027 | AEP-KPCO | 0 | 0 | 0 | 0 | 0 | 0 | 122 | 2027 |  |  |  | REF | 0 | 0 | Real 2021 ¦ 12/22/2022 3:42:52 PM | Area 1001 Gas CC 2x1 2038
8545 | Area 1001 Gas CC 2x1 2038 | NOX | ATC | 2027 | AEP-KPCO | 0 | 0 | 0 | 0 | 0 | 0 | 0.00056 | 2027 |  |  |  | REF | 0 | 0 | Real 2021 ¦ 12/22/2022 3:42:52 PM | Area 1001 Gas CC 2x1 2038
8546 | Area 1001 Gas CC 2x1 2038 | SO2 | ATC | 2027 | AEP-KPCO | 0 | 0 | 0 | 0 | 0 | 0 | 0.00752 | 2027 |  |  |  | REF | 0 | 0 | Real 2021 ¦ 12/22/2022 3:42:52 PM | Area 1001 Gas CC 2x1 2038
8547 | Area 1001 Gas CC 2x1 2039 | CO2 | ATC | 2027 | AEP-KPCO | 0 | 0 | 0 | 0 | 0 | 0 | 122 | 2027 |  |  |  | REF | 0 | 0 | Real 2021 ¦ 12/22/2022 3:42:52 PM | Area 1001 Gas CC 2x1 2039
8548 | Area 1001 Gas CC 2x1 2039 | NOX | ATC | 2027 | AEP-KPCO | 0 | 0 | 0 | 0 | 0 | 0 | 0.00056 | 2027 |  |  |  | REF | 0 | 0 | Real 2021 ¦ 12/22/2022 3:42:52 PM | Area 1001 Gas CC 2x1 2039
8549 | Area 1001 Gas CC 2x1 2039 | SO2 | ATC | 2027 | AEP-KPCO | 0 | 0 | 0 | 0 | 0 | 0 | 0.00752 | 2027 |  |  |  | REF | 0 | 0 | Real 2021 ¦ 12/22/2022 3:42:52 PM | Area 1001 Gas CC 2x1 2039
8550 | Area 1001 Gas CC 2x1 2040 | CO2 | ATC | 2027 | AEP-KPCO | 0 | 0 | 0 | 0 | 0 | 0 | 122 | 2027 |  |  |  | REF | 0 | 0 | Real 2021 ¦ 12/22/2022 3:42:52 PM | Area 1001 Gas CC 2x1 2040
8551 | Area 1001 Gas CC 2x1 2040 | NOX | ATC | 2027 | AEP-KPCO | 0 | 0 | 0 | 0 | 0 | 0 | 0.00056 | 2027 |  |  |  | REF | 0 | 0 | Real 2021 ¦ 12/22/2022 3:42:52 PM | Area 1001 Gas CC 2x1 2040
8552 | Area 1001 Gas CC 2x1 2040 | SO2 | ATC | 2027 | AEP-KPCO | 0 | 0 | 0 | 0 | 0 | 0 | 0.00752 | 2027 |  |  |  | REF | 0 | 0 | Real 2021 ¦ 12/22/2022 3:42:52 PM | Area 1001 Gas CC 2x1 2040
8553 | Area 1001 Gas CC 2x1 2041 | CO2 | ATC | 2027 | AEP-KPCO | 0 | 0 | 0 | 0 | 0 | 0 | 122 | 2027 |  |  |  | REF | 0 | 0 | Real 2021 ¦ 12/22/2022 3:42:52 PM | Area 1001 Gas CC 2x1 2041
8554 | Area 1001 Gas CC 2x1 2041 | NOX | ATC | 2027 | AEP-KPCO | 0 | 0 | 0 | 0 | 0 | 0 | 0.00056 | 2027 |  |  |  | REF | 0 | 0 | Real 2021 ¦ 12/22/2022 3:42:52 PM | Area 1001 Gas CC 2x1 2041
8555 | Area 1001 Gas CC 2x1 2041 | SO2 | ATC | 2027 | AEP-KPCO | 0 | 0 | 0 | 0 | 0 | 0 | 0.00752 | 2027 |  |  |  | REF | 0 | 0 | Real 2021 ¦ 12/22/2022 3:42:52 PM | Area 1001 Gas CC 2x1 2041
8556 | Area 1001 Gas CC 2x1 2042 | CO2 | ATC | 2027 | AEP-KPCO | 0 | 0 | 0 | 0 | 0 | 0 | 122 | 2027 |  |  |  | REF | 0 | 0 | Real 2021 ¦ 12/22/2022 3:42:52 PM | Area 1001 Gas CC 2x1 2042
8557 | Area 1001 Gas CC 2x1 2042 | NOX | ATC | 2027 | AEP-KPCO | 0 | 0 | 0 | 0 | 0 | 0 | 0.00056 | 2027 |  |  |  | REF | 0 | 0 | Real 2021 ¦ 12/22/2022 3:42:52 PM | Area 1001 Gas CC 2x1 2042
8558 | Area 1001 Gas CC 2x1 2042 | SO2 | ATC | 2027 | AEP-KPCO | 0 | 0 | 0 | 0 | 0 | 0 | 0.00752 | 2027 |  |  |  | REF | 0 | 0 | Real 2021 ¦ 12/22/2022 3:42:52 PM | Area 1001 Gas CC 2x1 2042
8559 | Area 1001 Gas CC 2x1 2043 | CO2 | ATC | 2027 | AEP-KPCO | 0 | 0 | 0 | 0 | 0 | 0 | 122 | 2027 |  |  |  | REF | 0 | 0 | Real 2021 ¦ 12/22/2022 3:42:52 PM | Area 1001 Gas CC 2x1 2043
8560 | Area 1001 Gas CC 2x1 2043 | NOX | ATC | 2027 | AEP-KPCO | 0 | 0 | 0 | 0 | 0 | 0 | 0.00056 | 2027 |  |  |  | REF | 0 | 0 | Real 2021 ¦ 12/22/2022 3:42:52 PM | Area 1001 Gas CC 2x1 2043
8561 | Area 1001 Gas CC 2x1 2043 | SO2 | ATC | 2027 | AEP-KPCO | 0 | 0 | 0 | 0 | 0 | 0 | 0.00752 | 2027 |  |  |  | REF | 0 | 0 | Real 2021 ¦ 12/22/2022 3:42:52 PM | Area 1001 Gas CC 2x1 2043
8562 | Area 1001 Gas CC 1x1 2024 | CO2 | ATC | 2027 | AEP-KPCO | 1191662.375 | 1191662.375 | 0 | 0 | 0 | 0 | 122 | 2027 |  |  |  | REF | 0 | 0 | Real 2021 ¦ 12/22/2022 3:42:52 PM | Area 1001 Gas CC 1x1 2024
8563 | Area 1001 Gas CC 1x1 2024 | NOX | ATC | 2027 | AEP-KPCO | 5.4699 | 5.4699 | 0 | 0.3338 | 0.3338 | 0 | 0.00056 | 2027 |  |  |  | REF | 0 | 0 | Real 2021 ¦ 12/22/2022 3:42:52 PM | Area 1001 Gas CC 1x1 2024
8564 | Area 1001 Gas CC 1x1 2024 | SO2 | ATC | 2027 | AEP-KPCO | 73.4533 | 73.4533 | 0 | 0.22654 | 0.22654 | 0 | 0.00752 | 2027 |  |  |  | REF | 0 | 0 | Real 2021 ¦ 12/22/2022 3:42:52 PM | Area 1001 Gas CC 1x1 2024
8565 | Area 1001 Gas CC 1x1 2025 | CO2 | ATC | 2027 | AEP-KPCO | 1191662.375 | 1191662.375 | 0 | 0 | 0 | 0 | 122 | 2027 |  |  |  | REF | 0 | 0 | Real 2021 ¦ 12/22/2022 3:42:52 PM | Area 1001 Gas CC 1x1 2025
8566 | Area 1001 Gas CC 1x1 2025 | NOX | ATC | 2027 | AEP-KPCO | 5.4699 | 5.4699 | 0 | 0.3338 | 0.3338 | 0 | 0.00056 | 2027 |  |  |  | REF | 0 | 0 | Real 2021 ¦ 12/22/2022 3:42:52 PM | Area 1001 Gas CC 1x1 2025
8567 | Area 1001 Gas CC 1x1 2025 | SO2 | ATC | 2027 | AEP-KPCO | 73.4533 | 73.4533 | 0 | 0.22654 | 0.22654 | 0 | 0.00752 | 2027 |  |  |  | REF | 0 | 0 | Real 2021 ¦ 12/22/2022 3:42:52 PM | Area 1001 Gas CC 1x1 2025
8568 | Area 1001 Gas CC 1x1 2026 | CO2 | ATC | 2027 | AEP-KPCO | 1191662.375 | 1191662.375 | 0 | 0 | 0 | 0 | 122 | 2027 |  |  |  | REF | 0 | 0 | Real 2021 ¦ 12/22/2022 3:42:52 PM | Area 1001 Gas CC 1x1 2026
8569 | Area 1001 Gas CC 1x1 2026 | NOX | ATC | 2027 | AEP-KPCO | 5.4699 | 5.4699 | 0 | 0.3338 | 0.3338 | 0 | 0.00056 | 2027 |  |  |  | REF | 0 | 0 | Real 2021 ¦ 12/22/2022 3:42:52 PM | Area 1001 Gas CC 1x1 2026
8570 | Area 1001 Gas CC 1x1 2026 | SO2 | ATC | 2027 | AEP-KPCO | 73.4533 | 73.4533 | 0 | 0.22654 | 0.22654 | 0 | 0.00752 | 2027 |  |  |  | REF | 0 | 0 | Real 2021 ¦ 12/22/2022 3:42:52 PM | Area 1001 Gas CC 1x1 2026
8571 | Area 1001 Gas CC 1x1 2027 | CO2 | ATC | 2027 | AEP-KPCO | 1188799 | 1188799 | 0 | 0 | 0 | 0 | 122 | 2027 |  |  |  | REF | 0 | 0 | Real 2021 ¦ 12/22/2022 3:42:52 PM | Area 1001 Gas CC 1x1 2027
8572 | Area 1001 Gas CC 1x1 2027 | NOX | ATC | 2027 | AEP-KPCO | 5.4568 | 5.4568 | 0 | 0.33374 | 0.33374 | 0 | 0.00056 | 2027 |  |  |  | REF | 0 | 0 | Real 2021 ¦ 12/22/2022 3:42:52 PM | Area 1001 Gas CC 1x1 2027
8573 | Area 1001 Gas CC 1x1 2027 | SO2 | ATC | 2027 | AEP-KPCO | 73.2768 | 73.2768 | 0 | 0.226 | 0.226 | 0 | 0.00752 | 2027 |  |  |  | REF | 0 | 0 | Real 2021 ¦ 12/22/2022 3:42:52 PM | Area 1001 Gas CC 1x1 2027
8574 | Area 1001 Gas CC 1x1 2028 | CO2 | ATC | 2027 | AEP-KPCO | 0 | 0 | 0 | 0 | 0 | 0 | 122 | 2027 |  |  |  | REF | 0 | 0 | Real 2021 ¦ 12/22/2022 3:42:52 PM | Area 1001 Gas CC 1x1 2028
8575 | Area 1001 Gas CC 1x1 2028 | NOX | ATC | 2027 | AEP-KPCO | 0 | 0 | 0 | 0 | 0 | 0 | 0.00056 | 2027 |  |  |  | REF | 0 | 0 | Real 2021 ¦ 12/22/2022 3:42:52 PM | Area 1001 Gas CC 1x1 2028
8576 | Area 1001 Gas CC 1x1 2028 | SO2 | ATC | 2027 | AEP-KPCO | 0 | 0 | 0 | 0 | 0 | 0 | 0.00752 | 2027 |  |  |  | REF | 0 | 0 | Real 2021 ¦ 12/22/2022 3:42:52 PM | Area 1001 Gas CC 1x1 2028
8577 | Area 1001 Gas CC 1x1 2029 | CO2 | ATC | 2027 | AEP-KPCO | 0 | 0 | 0 | 0 | 0 | 0 | 122 | 2027 |  |  |  | REF | 0 | 0 | Real 2021 ¦ 12/22/2022 3:42:52 PM | Area 1001 Gas CC 1x1 2029
8578 | Area 1001 Gas CC 1x1 2029 | NOX | ATC | 2027 | AEP-KPCO | 0 | 0 | 0 | 0 | 0 | 0 | 0.00056 | 2027 |  |  |  | REF | 0 | 0 | Real 2021 ¦ 12/22/2022 3:42:52 PM | Area 1001 Gas CC 1x1 2029
8579 | Area 1001 Gas CC 1x1 2029 | SO2 | ATC | 2027 | AEP-KPCO | 0 | 0 | 0 | 0 | 0 | 0 | 0.00752 | 2027 |  |  |  | REF | 0 | 0 | Real 2021 ¦ 12/22/2022 3:42:52 PM | Area 1001 Gas CC 1x1 2029
8580 | Area 1001 Gas CC 1x1 2030 | CO2 | ATC | 2027 | AEP-KPCO | 0 | 0 | 0 | 0 | 0 | 0 | 122 | 2027 |  |  |  | REF | 0 | 0 | Real 2021 ¦ 12/22/2022 3:42:52 PM | Area 1001 Gas CC 1x1 2030
8581 | Area 1001 Gas CC 1x1 2030 | NOX | ATC | 2027 | AEP-KPCO | 0 | 0 | 0 | 0 | 0 | 0 | 0.00056 | 2027 |  |  |  | REF | 0 | 0 | Real 2021 ¦ 12/22/2022 3:42:52 PM | Area 1001 Gas CC 1x1 2030
8582 | Area 1001 Gas CC 1x1 2030 | SO2 | ATC | 2027 | AEP-KPCO | 0 | 0 | 0 | 0 | 0 | 0 | 0.00752 | 2027 |  |  |  | REF | 0 | 0 | Real 2021 ¦ 12/22/2022 3:42:52 PM | Area 1001 Gas CC 1x1 2030
8583 | Area 1001 Gas CC 1x1 2031 | CO2 | ATC | 2027 | AEP-KPCO | 0 | 0 | 0 | 0 | 0 | 0 | 122 | 2027 |  |  |  | REF | 0 | 0 | Real 2021 ¦ 12/22/2022 3:42:52 PM | Area 1001 Gas CC 1x1 2031
8584 | Area 1001 Gas CC 1x1 2031 | NOX | ATC | 2027 | AEP-KPCO | 0 | 0 | 0 | 0 | 0 | 0 | 0.00056 | 2027 |  |  |  | REF | 0 | 0 | Real 2021 ¦ 12/22/2022 3:42:52 PM | Area 1001 Gas CC 1x1 2031
8585 | Area 1001 Gas CC 1x1 2031 | SO2 | ATC | 2027 | AEP-KPCO | 0 | 0 | 0 | 0 | 0 | 0 | 0.00752 | 2027 |  |  |  | REF | 0 | 0 | Real 2021 ¦ 12/22/2022 3:42:52 PM | Area 1001 Gas CC 1x1 2031
8586 | Area 1001 Gas CC 1x1 2032 | CO2 | ATC | 2027 | AEP-KPCO | 0 | 0 | 0 | 0 | 0 | 0 | 122 | 2027 |  |  |  | REF | 0 | 0 | Real 2021 ¦ 12/22/2022 3:42:52 PM | Area 1001 Gas CC 1x1 2032
8587 | Area 1001 Gas CC 1x1 2032 | NOX | ATC | 2027 | AEP-KPCO | 0 | 0 | 0 | 0 | 0 | 0 | 0.00056 | 2027 |  |  |  | REF | 0 | 0 | Real 2021 ¦ 12/22/2022 3:42:52 PM | Area 1001 Gas CC 1x1 2032
8588 | Area 1001 Gas CC 1x1 2032 | SO2 | ATC | 2027 | AEP-KPCO | 0 | 0 | 0 | 0 | 0 | 0 | 0.00752 | 2027 |  |  |  | REF | 0 | 0 | Real 2021 ¦ 12/22/2022 3:42:52 PM | Area 1001 Gas CC 1x1 2032
8589 | Area 1001 Gas CC 1x1 2033 | CO2 | ATC | 2027 | AEP-KPCO | 0 | 0 | 0 | 0 | 0 | 0 | 122 | 2027 |  |  |  | REF | 0 | 0 | Real 2021 ¦ 12/22/2022 3:42:52 PM | Area 1001 Gas CC 1x1 2033
8590 | Area 1001 Gas CC 1x1 2033 | NOX | ATC | 2027 | AEP-KPCO | 0 | 0 | 0 | 0 | 0 | 0 | 0.00056 | 2027 |  |  |  | REF | 0 | 0 | Real 2021 ¦ 12/22/2022 3:42:52 PM | Area 1001 Gas CC 1x1 2033
8591 | Area 1001 Gas CC 1x1 2033 | SO2 | ATC | 2027 | AEP-KPCO | 0 | 0 | 0 | 0 | 0 | 0 | 0.00752 | 2027 |  |  |  | REF | 0 | 0 | Real 2021 ¦ 12/22/2022 3:42:52 PM | Area 1001 Gas CC 1x1 2033
8592 | Area 1001 Gas CC 1x1 2034 | CO2 | ATC | 2027 | AEP-KPCO | 0 | 0 | 0 | 0 | 0 | 0 | 122 | 2027 |  |  |  | REF | 0 | 0 | Real 2021 ¦ 12/22/2022 3:42:52 PM | Area 1001 Gas CC 1x1 2034
8593 | Area 1001 Gas CC 1x1 2034 | NOX | ATC | 2027 | AEP-KPCO | 0 | 0 | 0 | 0 | 0 | 0 | 0.00056 | 2027 |  |  |  | REF | 0 | 0 | Real 2021 ¦ 12/22/2022 3:42:52 PM | Area 1001 Gas CC 1x1 2034
8594 | Area 1001 Gas CC 1x1 2034 | SO2 | ATC | 2027 | AEP-KPCO | 0 | 0 | 0 | 0 | 0 | 0 | 0.00752 | 2027 |  |  |  | REF | 0 | 0 | Real 2021 ¦ 12/22/2022 3:42:52 PM | Area 1001 Gas CC 1x1 2034
8595 | Area 1001 Gas CC 1x1 2035 | CO2 | ATC | 2027 | AEP-KPCO | 0 | 0 | 0 | 0 | 0 | 0 | 122 | 2027 |  |  |  | REF | 0 | 0 | Real 2021 ¦ 12/22/2022 3:42:52 PM | Area 1001 Gas CC 1x1 2035
8596 | Area 1001 Gas CC 1x1 2035 | NOX | ATC | 2027 | AEP-KPCO | 0 | 0 | 0 | 0 | 0 | 0 | 0.00056 | 2027 |  |  |  | REF | 0 | 0 | Real 2021 ¦ 12/22/2022 3:42:52 PM | Area 1001 Gas CC 1x1 2035
8597 | Area 1001 Gas CC 1x1 2035 | SO2 | ATC | 2027 | AEP-KPCO | 0 | 0 | 0 | 0 | 0 | 0 | 0.00752 | 2027 |  |  |  | REF | 0 | 0 | Real 2021 ¦ 12/22/2022 3:42:52 PM | Area 1001 Gas CC 1x1 2035
8598 | Area 1001 Gas CC 1x1 2036 | CO2 | ATC | 2027 | AEP-KPCO | 0 | 0 | 0 | 0 | 0 | 0 | 122 | 2027 |  |  |  | REF | 0 | 0 | Real 2021 ¦ 12/22/2022 3:42:52 PM | Area 1001 Gas CC 1x1 2036
8599 | Area 1001 Gas CC 1x1 2036 | NOX | ATC | 2027 | AEP-KPCO | 0 | 0 | 0 | 0 | 0 | 0 | 0.00056 | 2027 |  |  |  | REF | 0 | 0 | Real 2021 ¦ 12/22/2022 3:42:52 PM | Area 1001 Gas CC 1x1 2036
8600 | Area 1001 Gas CC 1x1 2036 | SO2 | ATC | 2027 | AEP-KPCO | 0 | 0 | 0 | 0 | 0 | 0 | 0.00752 | 2027 |  |  |  | REF | 0 | 0 | Real 2021 ¦ 12/22/2022 3:42:52 PM | Area 1001 Gas CC 1x1 2036
8601 | Area 1001 Gas CC 1x1 2037 | CO2 | ATC | 2027 | AEP-KPCO | 0 | 0 | 0 | 0 | 0 | 0 | 122 | 2027 |  |  |  | REF | 0 | 0 | Real 2021 ¦ 12/22/2022 3:42:52 PM | Area 1001 Gas CC 1x1 2037
8602 | Area 1001 Gas CC 1x1 2037 | NOX | ATC | 2027 | AEP-KPCO | 0 | 0 | 0 | 0 | 0 | 0 | 0.00056 | 2027 |  |  |  | REF | 0 | 0 | Real 2021 ¦ 12/22/2022 3:42:52 PM | Area 1001 Gas CC 1x1 2037
8603 | Area 1001 Gas CC 1x1 2037 | SO2 | ATC | 2027 | AEP-KPCO | 0 | 0 | 0 | 0 | 0 | 0 | 0.00752 | 2027 |  |  |  | REF | 0 | 0 | Real 2021 ¦ 12/22/2022 3:42:52 PM | Area 1001 Gas CC 1x1 2037
8604 | Area 1001 Gas CC 1x1 2038 | CO2 | ATC | 2027 | AEP-KPCO | 0 | 0 | 0 | 0 | 0 | 0 | 122 | 2027 |  |  |  | REF | 0 | 0 | Real 2021 ¦ 12/22/2022 3:42:52 PM | Area 1001 Gas CC 1x1 2038
8605 | Area 1001 Gas CC 1x1 2038 | NOX | ATC | 2027 | AEP-KPCO | 0 | 0 | 0 | 0 | 0 | 0 | 0.00056 | 2027 |  |  |  | REF | 0 | 0 | Real 2021 ¦ 12/22/2022 3:42:52 PM | Area 1001 Gas CC 1x1 2038
8606 | Area 1001 Gas CC 1x1 2038 | SO2 | ATC | 2027 | AEP-KPCO | 0 | 0 | 0 | 0 | 0 | 0 | 0.00752 | 2027 |  |  |  | REF | 0 | 0 | Real 2021 ¦ 12/22/2022 3:42:52 PM | Area 1001 Gas CC 1x1 2038
8607 | Area 1001 Gas CC 1x1 2039 | CO2 | ATC | 2027 | AEP-KPCO | 0 | 0 | 0 | 0 | 0 | 0 | 122 | 2027 |  |  |  | REF | 0 | 0 | Real 2021 ¦ 12/22/2022 3:42:52 PM | Area 1001 Gas CC 1x1 2039
8608 | Area 1001 Gas CC 1x1 2039 | NOX | ATC | 2027 | AEP-KPCO | 0 | 0 | 0 | 0 | 0 | 0 | 0.00056 | 2027 |  |  |  | REF | 0 | 0 | Real 2021 ¦ 12/22/2022 3:42:52 PM | Area 1001 Gas CC 1x1 2039
8609 | Area 1001 Gas CC 1x1 2039 | SO2 | ATC | 2027 | AEP-KPCO | 0 | 0 | 0 | 0 | 0 | 0 | 0.00752 | 2027 |  |  |  | REF | 0 | 0 | Real 2021 ¦ 12/22/2022 3:42:52 PM | Area 1001 Gas CC 1x1 2039
8610 | Area 1001 Gas CC 1x1 2040 | CO2 | ATC | 2027 | AEP-KPCO | 0 | 0 | 0 | 0 | 0 | 0 | 122 | 2027 |  |  |  | REF | 0 | 0 | Real 2021 ¦ 12/22/2022 3:42:52 PM | Area 1001 Gas CC 1x1 2040
8611 | Area 1001 Gas CC 1x1 2040 | NOX | ATC | 2027 | AEP-KPCO | 0 | 0 | 0 | 0 | 0 | 0 | 0.00056 | 2027 |  |  |  | REF | 0 | 0 | Real 2021 ¦ 12/22/2022 3:42:52 PM | Area 1001 Gas CC 1x1 2040
8612 | Area 1001 Gas CC 1x1 2040 | SO2 | ATC | 2027 | AEP-KPCO | 0 | 0 | 0 | 0 | 0 | 0 | 0.00752 | 2027 |  |  |  | REF | 0 | 0 | Real 2021 ¦ 12/22/2022 3:42:52 PM | Area 1001 Gas CC 1x1 2040
8613 | Area 1001 Gas CC 1x1 2041 | CO2 | ATC | 2027 | AEP-KPCO | 0 | 0 | 0 | 0 | 0 | 0 | 122 | 2027 |  |  |  | REF | 0 | 0 | Real 2021 ¦ 12/22/2022 3:42:52 PM | Area 1001 Gas CC 1x1 2041
8614 | Area 1001 Gas CC 1x1 2041 | NOX | ATC | 2027 | AEP-KPCO | 0 | 0 | 0 | 0 | 0 | 0 | 0.00056 | 2027 |  |  |  | REF | 0 | 0 | Real 2021 ¦ 12/22/2022 3:42:52 PM | Area 1001 Gas CC 1x1 2041
8615 | Area 1001 Gas CC 1x1 2041 | SO2 | ATC | 2027 | AEP-KPCO | 0 | 0 | 0 | 0 | 0 | 0 | 0.00752 | 2027 |  |  |  | REF | 0 | 0 | Real 2021 ¦ 12/22/2022 3:42:52 PM | Area 1001 Gas CC 1x1 2041
8616 | Area 1001 Gas CC 1x1 2042 | CO2 | ATC | 2027 | AEP-KPCO | 0 | 0 | 0 | 0 | 0 | 0 | 122 | 2027 |  |  |  | REF | 0 | 0 | Real 2021 ¦ 12/22/2022 3:42:52 PM | Area 1001 Gas CC 1x1 2042
8617 | Area 1001 Gas CC 1x1 2042 | NOX | ATC | 2027 | AEP-KPCO | 0 | 0 | 0 | 0 | 0 | 0 | 0.00056 | 2027 |  |  |  | REF | 0 | 0 | Real 2021 ¦ 12/22/2022 3:42:52 PM | Area 1001 Gas CC 1x1 2042
8618 | Area 1001 Gas CC 1x1 2042 | SO2 | ATC | 2027 | AEP-KPCO | 0 | 0 | 0 | 0 | 0 | 0 | 0.00752 | 2027 |  |  |  | REF | 0 | 0 | Real 2021 ¦ 12/22/2022 3:42:52 PM | Area 1001 Gas CC 1x1 2042
8619 | Area 1001 Gas CC 1x1 2043 | CO2 | ATC | 2027 | AEP-KPCO | 0 | 0 | 0 | 0 | 0 | 0 | 122 | 2027 |  |  |  | REF | 0 | 0 | Real 2021 ¦ 12/22/2022 3:42:52 PM | Area 1001 Gas CC 1x1 2043
8620 | Area 1001 Gas CC 1x1 2043 | NOX | ATC | 2027 | AEP-KPCO | 0 | 0 | 0 | 0 | 0 | 0 | 0.00056 | 2027 |  |  |  | REF | 0 | 0 | Real 2021 ¦ 12/22/2022 3:42:52 PM | Area 1001 Gas CC 1x1 2043
8621 | Area 1001 Gas CC 1x1 2043 | SO2 | ATC | 2027 | AEP-KPCO | 0 | 0 | 0 | 0 | 0 | 0 | 0.00752 | 2027 |  |  |  | REF | 0 | 0 | Real 2021 ¦ 12/22/2022 3:42:52 PM | Area 1001 Gas CC 1x1 2043
8622 | Area 1001 Gas CT 2023 | CO2 | ATC | 2027 | AEP-KPCO | 792021.625 | 792021.625 | 0 | 0 | 0 | 0 | 122 | 2027 |  |  |  | REF | 0 | 0 | Real 2021 ¦ 12/22/2022 3:42:52 PM | Area 1001 Gas CT 2023
8623 | Area 1001 Gas CT 2023 | NOX | ATC | 2027 | AEP-KPCO | 3.6355 | 3.6355 | 0 | 0.26114 | 0.26114 | 0 | 0.00056 | 2027 |  |  |  | REF | 0 | 0 | Real 2021 ¦ 12/22/2022 3:42:52 PM | Area 1001 Gas CT 2023
8624 | Area 1001 Gas CT 2023 | SO2 | ATC | 2027 | AEP-KPCO | 48.8197 | 48.8197 | 0 | 0.15057 | 0.15057 | 0 | 0.00752 | 2027 |  |  |  | REF | 0 | 0 | Real 2021 ¦ 12/22/2022 3:42:52 PM | Area 1001 Gas CT 2023
8625 | Area 1001 Gas CT 2024 | CO2 | ATC | 2027 | AEP-KPCO | 796408.5 | 796408.5 | 0 | 0 | 0 | 0 | 122 | 2027 |  |  |  | REF | 0 | 0 | Real 2021 ¦ 12/22/2022 3:42:52 PM | Area 1001 Gas CT 2024
8626 | Area 1001 Gas CT 2024 | NOX | ATC | 2027 | AEP-KPCO | 3.6556 | 3.6556 | 0 | 0.26124 | 0.26124 | 0 | 0.00056 | 2027 |  |  |  | REF | 0 | 0 | Real 2021 ¦ 12/22/2022 3:42:52 PM | Area 1001 Gas CT 2024
8627 | Area 1001 Gas CT 2024 | SO2 | ATC | 2027 | AEP-KPCO | 49.0901 | 49.0901 | 0 | 0.1514 | 0.1514 | 0 | 0.00752 | 2027 |  |  |  | REF | 0 | 0 | Real 2021 ¦ 12/22/2022 3:42:52 PM | Area 1001 Gas CT 2024
8628 | Area 1001 Gas CT 2025 | CO2 | ATC | 2027 | AEP-KPCO | 792797.8125 | 792797.8125 | 0 | 0 | 0 | 0 | 122 | 2027 |  |  |  | REF | 0 | 0 | Real 2021 ¦ 12/22/2022 3:42:52 PM | Area 1001 Gas CT 2025
8629 | Area 1001 Gas CT 2025 | NOX | ATC | 2027 | AEP-KPCO | 3.6391 | 3.6391 | 0 | 0.26116 | 0.26116 | 0 | 0.00056 | 2027 |  |  |  | REF | 0 | 0 | Real 2021 ¦ 12/22/2022 3:42:52 PM | Area 1001 Gas CT 2025
8630 | Area 1001 Gas CT 2025 | SO2 | ATC | 2027 | AEP-KPCO | 48.8675 | 48.8675 | 0 | 0.15072 | 0.15072 | 0 | 0.00752 | 2027 |  |  |  | REF | 0 | 0 | Real 2021 ¦ 12/22/2022 3:42:52 PM | Area 1001 Gas CT 2025
8631 | Area 1001 Gas CT 2026 | CO2 | ATC | 2027 | AEP-KPCO | 793271.3125 | 793271.3125 | 0 | 0 | 0 | 0 | 122 | 2027 |  |  |  | REF | 0 | 0 | Real 2021 ¦ 12/22/2022 3:42:52 PM | Area 1001 Gas CT 2026
8632 | Area 1001 Gas CT 2026 | NOX | ATC | 2027 | AEP-KPCO | 3.6412 | 3.6412 | 0 | 0.26117 | 0.26117 | 0 | 0.00056 | 2027 |  |  |  | REF | 0 | 0 | Real 2021 ¦ 12/22/2022 3:42:52 PM | Area 1001 Gas CT 2026
8633 | Area 1001 Gas CT 2026 | SO2 | ATC | 2027 | AEP-KPCO | 48.8967 | 48.8967 | 0 | 0.15081 | 0.15081 | 0 | 0.00752 | 2027 |  |  |  | REF | 0 | 0 | Real 2021 ¦ 12/22/2022 3:42:52 PM | Area 1001 Gas CT 2026
8634 | Area 1001 Gas CT 2027 | CO2 | ATC | 2027 | AEP-KPCO | 795319.75 | 795319.75 | 0 | 0 | 0 | 0 | 122 | 2027 |  |  |  | REF | 0 | 0 | Real 2021 ¦ 12/22/2022 3:42:52 PM | Area 1001 Gas CT 2027
8635 | Area 1001 Gas CT 2027 | NOX | ATC | 2027 | AEP-KPCO | 3.6506 | 3.6506 | 0 | 0.26122 | 0.26122 | 0 | 0.00056 | 2027 |  |  |  | REF | 0 | 0 | Real 2021 ¦ 12/22/2022 3:42:52 PM | Area 1001 Gas CT 2027
8636 | Area 1001 Gas CT 2027 | SO2 | ATC | 2027 | AEP-KPCO | 49.023 | 49.023 | 0 | 0.15119 | 0.15119 | 0 | 0.00752 | 2027 |  |  |  | REF | 0 | 0 | Real 2021 ¦ 12/22/2022 3:42:52 PM | Area 1001 Gas CT 2027
8637 | Area 1001 Gas CT 2028 | CO2 | ATC | 2027 | AEP-KPCO | 0 | 0 | 0 | 0 | 0 | 0 | 122 | 2027 |  |  |  | REF | 0 | 0 | Real 2021 ¦ 12/22/2022 3:42:52 PM | Area 1001 Gas CT 2028
8638 | Area 1001 Gas CT 2028 | NOX | ATC | 2027 | AEP-KPCO | 0 | 0 | 0 | 0 | 0 | 0 | 0.00056 | 2027 |  |  |  | REF | 0 | 0 | Real 2021 ¦ 12/22/2022 3:42:52 PM | Area 1001 Gas CT 2028
8639 | Area 1001 Gas CT 2028 | SO2 | ATC | 2027 | AEP-KPCO | 0 | 0 | 0 | 0 | 0 | 0 | 0.00752 | 2027 |  |  |  | REF | 0 | 0 | Real 2021 ¦ 12/22/2022 3:42:52 PM | Area 1001 Gas CT 2028
8640 | Area 1001 Gas CT 2029 | CO2 | ATC | 2027 | AEP-KPCO | 0 | 0 | 0 | 0 | 0 | 0 | 122 | 2027 |  |  |  | REF | 0 | 0 | Real 2021 ¦ 12/22/2022 3:42:52 PM | Area 1001 Gas CT 2029
8641 | Area 1001 Gas CT 2029 | NOX | ATC | 2027 | AEP-KPCO | 0 | 0 | 0 | 0 | 0 | 0 | 0.00056 | 2027 |  |  |  | REF | 0 | 0 | Real 2021 ¦ 12/22/2022 3:42:52 PM | Area 1001 Gas CT 2029
8642 | Area 1001 Gas CT 2029 | SO2 | ATC | 2027 | AEP-KPCO | 0 | 0 | 0 | 0 | 0 | 0 | 0.00752 | 2027 |  |  |  | REF | 0 | 0 | Real 2021 ¦ 12/22/2022 3:42:52 PM | Area 1001 Gas CT 2029
8643 | Area 1001 Gas CT 2030 | CO2 | ATC | 2027 | AEP-KPCO | 0 | 0 | 0 | 0 | 0 | 0 | 122 | 2027 |  |  |  | REF | 0 | 0 | Real 2021 ¦ 12/22/2022 3:42:52 PM | Area 1001 Gas CT 2030
8644 | Area 1001 Gas CT 2030 | NOX | ATC | 2027 | AEP-KPCO | 0 | 0 | 0 | 0 | 0 | 0 | 0.00056 | 2027 |  |  |  | REF | 0 | 0 | Real 2021 ¦ 12/22/2022 3:42:52 PM | Area 1001 Gas CT 2030
8645 | Area 1001 Gas CT 2030 | SO2 | ATC | 2027 | AEP-KPCO | 0 | 0 | 0 | 0 | 0 | 0 | 0.00752 | 2027 |  |  |  | REF | 0 | 0 | Real 2021 ¦ 12/22/2022 3:42:52 PM | Area 1001 Gas CT 2030
8646 | Area 1001 Gas CT 2031 | CO2 | ATC | 2027 | AEP-KPCO | 0 | 0 | 0 | 0 | 0 | 0 | 122 | 2027 |  |  |  | REF | 0 | 0 | Real 2021 ¦ 12/22/2022 3:42:52 PM | Area 1001 Gas CT 2031
8647 | Area 1001 Gas CT 2031 | NOX | ATC | 2027 | AEP-KPCO | 0 | 0 | 0 | 0 | 0 | 0 | 0.00056 | 2027 |  |  |  | REF | 0 | 0 | Real 2021 ¦ 12/22/2022 3:42:52 PM | Area 1001 Gas CT 2031
8648 | Area 1001 Gas CT 2031 | SO2 | ATC | 2027 | AEP-KPCO | 0 | 0 | 0 | 0 | 0 | 0 | 0.00752 | 2027 |  |  |  | REF | 0 | 0 | Real 2021 ¦ 12/22/2022 3:42:52 PM | Area 1001 Gas CT 2031
8649 | Area 1001 Gas CT 2032 | CO2 | ATC | 2027 | AEP-KPCO | 0 | 0 | 0 | 0 | 0 | 0 | 122 | 2027 |  |  |  | REF | 0 | 0 | Real 2021 ¦ 12/22/2022 3:42:52 PM | Area 1001 Gas CT 2032
8650 | Area 1001 Gas CT 2032 | NOX | ATC | 2027 | AEP-KPCO | 0 | 0 | 0 | 0 | 0 | 0 | 0.00056 | 2027 |  |  |  | REF | 0 | 0 | Real 2021 ¦ 12/22/2022 3:42:52 PM | Area 1001 Gas CT 2032
8651 | Area 1001 Gas CT 2032 | SO2 | ATC | 2027 | AEP-KPCO | 0 | 0 | 0 | 0 | 0 | 0 | 0.00752 | 2027 |  |  |  | REF | 0 | 0 | Real 2021 ¦ 12/22/2022 3:42:52 PM | Area 1001 Gas CT 2032
8652 | Area 1001 Gas CT 2033 | CO2 | ATC | 2027 | AEP-KPCO | 0 | 0 | 0 | 0 | 0 | 0 | 122 | 2027 |  |  |  | REF | 0 | 0 | Real 2021 ¦ 12/22/2022 3:42:52 PM | Area 1001 Gas CT 2033
8653 | Area 1001 Gas CT 2033 | NOX | ATC | 2027 | AEP-KPCO | 0 | 0 | 0 | 0 | 0 | 0 | 0.00056 | 2027 |  |  |  | REF | 0 | 0 | Real 2021 ¦ 12/22/2022 3:42:52 PM | Area 1001 Gas CT 2033
8654 | Area 1001 Gas CT 2033 | SO2 | ATC | 2027 | AEP-KPCO | 0 | 0 | 0 | 0 | 0 | 0 | 0.00752 | 2027 |  |  |  | REF | 0 | 0 | Real 2021 ¦ 12/22/2022 3:42:52 PM | Area 1001 Gas CT 2033
8655 | Area 1001 Gas CT 2034 | CO2 | ATC | 2027 | AEP-KPCO | 0 | 0 | 0 | 0 | 0 | 0 | 122 | 2027 |  |  |  | REF | 0 | 0 | Real 2021 ¦ 12/22/2022 3:42:52 PM | Area 1001 Gas CT 2034
8656 | Area 1001 Gas CT 2034 | NOX | ATC | 2027 | AEP-KPCO | 0 | 0 | 0 | 0 | 0 | 0 | 0.00056 | 2027 |  |  |  | REF | 0 | 0 | Real 2021 ¦ 12/22/2022 3:42:52 PM | Area 1001 Gas CT 2034
8657 | Area 1001 Gas CT 2034 | SO2 | ATC | 2027 | AEP-KPCO | 0 | 0 | 0 | 0 | 0 | 0 | 0.00752 | 2027 |  |  |  | REF | 0 | 0 | Real 2021 ¦ 12/22/2022 3:42:52 PM | Area 1001 Gas CT 2034
8658 | Area 1001 Gas CT 2035 | CO2 | ATC | 2027 | AEP-KPCO | 0 | 0 | 0 | 0 | 0 | 0 | 122 | 2027 |  |  |  | REF | 0 | 0 | Real 2021 ¦ 12/22/2022 3:42:52 PM | Area 1001 Gas CT 2035
8659 | Area 1001 Gas CT 2035 | NOX | ATC | 2027 | AEP-KPCO | 0 | 0 | 0 | 0 | 0 | 0 | 0.00056 | 2027 |  |  |  | REF | 0 | 0 | Real 2021 ¦ 12/22/2022 3:42:52 PM | Area 1001 Gas CT 2035
8660 | Area 1001 Gas CT 2035 | SO2 | ATC | 2027 | AEP-KPCO | 0 | 0 | 0 | 0 | 0 | 0 | 0.00752 | 2027 |  |  |  | REF | 0 | 0 | Real 2021 ¦ 12/22/2022 3:42:52 PM | Area 1001 Gas CT 2035
8661 | Area 1001 Gas CT 2036 | CO2 | ATC | 2027 | AEP-KPCO | 0 | 0 | 0 | 0 | 0 | 0 | 122 | 2027 |  |  |  | REF | 0 | 0 | Real 2021 ¦ 12/22/2022 3:42:52 PM | Area 1001 Gas CT 2036
8662 | Area 1001 Gas CT 2036 | NOX | ATC | 2027 | AEP-KPCO | 0 | 0 | 0 | 0 | 0 | 0 | 0.00056 | 2027 |  |  |  | REF | 0 | 0 | Real 2021 ¦ 12/22/2022 3:42:52 PM | Area 1001 Gas CT 2036
8663 | Area 1001 Gas CT 2036 | SO2 | ATC | 2027 | AEP-KPCO | 0 | 0 | 0 | 0 | 0 | 0 | 0.00752 | 2027 |  |  |  | REF | 0 | 0 | Real 2021 ¦ 12/22/2022 3:42:52 PM | Area 1001 Gas CT 2036
8664 | Area 1001 Gas CT 2037 | CO2 | ATC | 2027 | AEP-KPCO | 0 | 0 | 0 | 0 | 0 | 0 | 122 | 2027 |  |  |  | REF | 0 | 0 | Real 2021 ¦ 12/22/2022 3:42:52 PM | Area 1001 Gas CT 2037
8665 | Area 1001 Gas CT 2037 | NOX | ATC | 2027 | AEP-KPCO | 0 | 0 | 0 | 0 | 0 | 0 | 0.00056 | 2027 |  |  |  | REF | 0 | 0 | Real 2021 ¦ 12/22/2022 3:42:52 PM | Area 1001 Gas CT 2037
8666 | Area 1001 Gas CT 2037 | SO2 | ATC | 2027 | AEP-KPCO | 0 | 0 | 0 | 0 | 0 | 0 | 0.00752 | 2027 |  |  |  | REF | 0 | 0 | Real 2021 ¦ 12/22/2022 3:42:52 PM | Area 1001 Gas CT 2037
8667 | Area 1001 Gas CT 2038 | CO2 | ATC | 2027 | AEP-KPCO | 0 | 0 | 0 | 0 | 0 | 0 | 122 | 2027 |  |  |  | REF | 0 | 0 | Real 2021 ¦ 12/22/2022 3:42:52 PM | Area 1001 Gas CT 2038
8668 | Area 1001 Gas CT 2038 | NOX | ATC | 2027 | AEP-KPCO | 0 | 0 | 0 | 0 | 0 | 0 | 0.00056 | 2027 |  |  |  | REF | 0 | 0 | Real 2021 ¦ 12/22/2022 3:42:52 PM | Area 1001 Gas CT 2038
8669 | Area 1001 Gas CT 2038 | SO2 | ATC | 2027 | AEP-KPCO | 0 | 0 | 0 | 0 | 0 | 0 | 0.00752 | 2027 |  |  |  | REF | 0 | 0 | Real 2021 ¦ 12/22/2022 3:42:52 PM | Area 1001 Gas CT 2038
8670 | Area 1001 Gas CT 2039 | CO2 | ATC | 2027 | AEP-KPCO | 0 | 0 | 0 | 0 | 0 | 0 | 122 | 2027 |  |  |  | REF | 0 | 0 | Real 2021 ¦ 12/22/2022 3:42:52 PM | Area 1001 Gas CT 2039
8671 | Area 1001 Gas CT 2039 | NOX | ATC | 2027 | AEP-KPCO | 0 | 0 | 0 | 0 | 0 | 0 | 0.00056 | 2027 |  |  |  | REF | 0 | 0 | Real 2021 ¦ 12/22/2022 3:42:52 PM | Area 1001 Gas CT 2039
8672 | Area 1001 Gas CT 2039 | SO2 | ATC | 2027 | AEP-KPCO | 0 | 0 | 0 | 0 | 0 | 0 | 0.00752 | 2027 |  |  |  | REF | 0 | 0 | Real 2021 ¦ 12/22/2022 3:42:52 PM | Area 1001 Gas CT 2039
8673 | Area 1001 Gas CT 2040 | CO2 | ATC | 2027 | AEP-KPCO | 0 | 0 | 0 | 0 | 0 | 0 | 122 | 2027 |  |  |  | REF | 0 | 0 | Real 2021 ¦ 12/22/2022 3:42:52 PM | Area 1001 Gas CT 2040
8674 | Area 1001 Gas CT 2040 | NOX | ATC | 2027 | AEP-KPCO | 0 | 0 | 0 | 0 | 0 | 0 | 0.00056 | 2027 |  |  |  | REF | 0 | 0 | Real 2021 ¦ 12/22/2022 3:42:52 PM | Area 1001 Gas CT 2040
8675 | Area 1001 Gas CT 2040 | SO2 | ATC | 2027 | AEP-KPCO | 0 | 0 | 0 | 0 | 0 | 0 | 0.00752 | 2027 |  |  |  | REF | 0 | 0 | Real 2021 ¦ 12/22/2022 3:42:52 PM | Area 1001 Gas CT 2040
8676 | Area 1001 Gas CT 2041 | CO2 | ATC | 2027 | AEP-KPCO | 0 | 0 | 0 | 0 | 0 | 0 | 122 | 2027 |  |  |  | REF | 0 | 0 | Real 2021 ¦ 12/22/2022 3:42:52 PM | Area 1001 Gas CT 2041
8677 | Area 1001 Gas CT 2041 | NOX | ATC | 2027 | AEP-KPCO | 0 | 0 | 0 | 0 | 0 | 0 | 0.00056 | 2027 |  |  |  | REF | 0 | 0 | Real 2021 ¦ 12/22/2022 3:42:52 PM | Area 1001 Gas CT 2041
8678 | Area 1001 Gas CT 2041 | SO2 | ATC | 2027 | AEP-KPCO | 0 | 0 | 0 | 0 | 0 | 0 | 0.00752 | 2027 |  |  |  | REF | 0 | 0 | Real 2021 ¦ 12/22/2022 3:42:52 PM | Area 1001 Gas CT 2041
8679 | Area 1001 Gas CT 2042 | CO2 | ATC | 2027 | AEP-KPCO | 0 | 0 | 0 | 0 | 0 | 0 | 122 | 2027 |  |  |  | REF | 0 | 0 | Real 2021 ¦ 12/22/2022 3:42:52 PM | Area 1001 Gas CT 2042
8680 | Area 1001 Gas CT 2042 | NOX | ATC | 2027 | AEP-KPCO | 0 | 0 | 0 | 0 | 0 | 0 | 0.00056 | 2027 |  |  |  | REF | 0 | 0 | Real 2021 ¦ 12/22/2022 3:42:52 PM | Area 1001 Gas CT 2042
8681 | Area 1001 Gas CT 2042 | SO2 | ATC | 2027 | AEP-KPCO | 0 | 0 | 0 | 0 | 0 | 0 | 0.00752 | 2027 |  |  |  | REF | 0 | 0 | Real 2021 ¦ 12/22/2022 3:42:52 PM | Area 1001 Gas CT 2042
8682 | Area 1001 Gas CT 2043 | CO2 | ATC | 2027 | AEP-KPCO | 0 | 0 | 0 | 0 | 0 | 0 | 122 | 2027 |  |  |  | REF | 0 | 0 | Real 2021 ¦ 12/22/2022 3:42:52 PM | Area 1001 Gas CT 2043
8683 | Area 1001 Gas CT 2043 | NOX | ATC | 2027 | AEP-KPCO | 0 | 0 | 0 | 0 | 0 | 0 | 0.00056 | 2027 |  |  |  | REF | 0 | 0 | Real 2021 ¦ 12/22/2022 3:42:52 PM | Area 1001 Gas CT 2043
8684 | Area 1001 Gas CT 2043 | SO2 | ATC | 2027 | AEP-KPCO | 0 | 0 | 0 | 0 | 0 | 0 | 0.00752 | 2027 |  |  |  | REF | 0 | 0 | Real 2021 ¦ 12/22/2022 3:42:52 PM | Area 1001 Gas CT 2043
8685 | Area 1001 Gas Aero CT 2023 | CO2 | ATC | 2027 | AEP-KPCO | 270000.75 | 270000.75 | 0 | 0 | 0 | 0 | 122 | 2027 |  |  |  | REF | 0 | 0 | Real 2021 ¦ 12/22/2022 3:42:52 PM | Area 1001 Gas Aero CT 2023
8686 | Area 1001 Gas Aero CT 2023 | NOX | ATC | 2027 | AEP-KPCO | 1.2393 | 1.2393 | 0 | 0.092746 | 0.092746 | 0 | 0.00056 | 2027 |  |  |  | REF | 0 | 0 | Real 2021 ¦ 12/22/2022 3:42:52 PM | Area 1001 Gas Aero CT 2023
8687 | Area 1001 Gas Aero CT 2023 | SO2 | ATC | 2027 | AEP-KPCO | 16.6427 | 16.6427 | 0 | 0.051329 | 0.051329 | 0 | 0.00752 | 2027 |  |  |  | REF | 0 | 0 | Real 2021 ¦ 12/22/2022 3:42:52 PM | Area 1001 Gas Aero CT 2023
8688 | Area 1001 Gas Aero CT 2024 | CO2 | ATC | 2027 | AEP-KPCO | 269788.8438 | 269788.8438 | 0 | 0 | 0 | 0 | 122 | 2027 |  |  |  | REF | 0 | 0 | Real 2021 ¦ 12/22/2022 3:42:52 PM | Area 1001 Gas Aero CT 2024
8689 | Area 1001 Gas Aero CT 2024 | NOX | ATC | 2027 | AEP-KPCO | 1.2384 | 1.2384 | 0 | 0.092741 | 0.092741 | 0 | 0.00056 | 2027 |  |  |  | REF | 0 | 0 | Real 2021 ¦ 12/22/2022 3:42:52 PM | Area 1001 Gas Aero CT 2024
8690 | Area 1001 Gas Aero CT 2024 | SO2 | ATC | 2027 | AEP-KPCO | 16.6296 | 16.6296 | 0 | 0.051288 | 0.051288 | 0 | 0.00752 | 2027 |  |  |  | REF | 0 | 0 | Real 2021 ¦ 12/22/2022 3:42:52 PM | Area 1001 Gas Aero CT 2024
8691 | Area 1001 Gas Aero CT 2025 | CO2 | ATC | 2027 | AEP-KPCO | 269330.4375 | 269330.4375 | 0 | 0 | 0 | 0 | 122 | 2027 |  |  |  | REF | 0 | 0 | Real 2021 ¦ 12/22/2022 3:42:52 PM | Area 1001 Gas Aero CT 2025
8692 | Area 1001 Gas Aero CT 2025 | NOX | ATC | 2027 | AEP-KPCO | 1.2363 | 1.2363 | 0 | 0.092756 | 0.092756 | 0 | 0.00056 | 2027 |  |  |  | REF | 0 | 0 | Real 2021 ¦ 12/22/2022 3:42:52 PM | Area 1001 Gas Aero CT 2025
8693 | Area 1001 Gas Aero CT 2025 | SO2 | ATC | 2027 | AEP-KPCO | 16.6014 | 16.6014 | 0 | 0.051201 | 0.051201 | 0 | 0.00752 | 2027 |  |  |  | REF | 0 | 0 | Real 2021 ¦ 12/22/2022 3:42:52 PM | Area 1001 Gas Aero CT 2025
8694 | Area 1001 Gas Aero CT 2026 | CO2 | ATC | 2027 | AEP-KPCO | 269336.8125 | 269336.8125 | 0 | 0 | 0 | 0 | 122 | 2027 |  |  |  | REF | 0 | 0 | Real 2021 ¦ 12/22/2022 3:42:52 PM | Area 1001 Gas Aero CT 2026
8695 | Area 1001 Gas Aero CT 2026 | NOX | ATC | 2027 | AEP-KPCO | 1.2363 | 1.2363 | 0 | 0.092731 | 0.092731 | 0 | 0.00056 | 2027 |  |  |  | REF | 0 | 0 | Real 2021 ¦ 12/22/2022 3:42:52 PM | Area 1001 Gas Aero CT 2026
8696 | Area 1001 Gas Aero CT 2026 | SO2 | ATC | 2027 | AEP-KPCO | 16.6017 | 16.6017 | 0 | 0.051202 | 0.051202 | 0 | 0.00752 | 2027 |  |  |  | REF | 0 | 0 | Real 2021 ¦ 12/22/2022 3:42:52 PM | Area 1001 Gas Aero CT 2026
8697 | Area 1001 Gas Aero CT 2027 | CO2 | ATC | 2027 | AEP-KPCO | 250859.5 | 250859.5 | 0 | 0 | 0 | 0 | 122 | 2027 |  |  |  | REF | 0 | 0 | Real 2021 ¦ 12/22/2022 3:42:52 PM | Area 1001 Gas Aero CT 2027
8698 | Area 1001 Gas Aero CT 2027 | NOX | ATC | 2027 | AEP-KPCO | 1.1515 | 1.1515 | 0 | 0.088377 | 0.088377 | 0 | 0.00056 | 2027 |  |  |  | REF | 0 | 0 | Real 2021 ¦ 12/22/2022 3:42:52 PM | Area 1001 Gas Aero CT 2027
8699 | Area 1001 Gas Aero CT 2027 | SO2 | ATC | 2027 | AEP-KPCO | 15.4628 | 15.4628 | 0 | 0.04769 | 0.04769 | 0 | 0.00752 | 2027 |  |  |  | REF | 0 | 0 | Real 2021 ¦ 12/22/2022 3:42:52 PM | Area 1001 Gas Aero CT 2027
8700 | Area 1001 Gas Aero CT 2028 | CO2 | ATC | 2027 | AEP-KPCO | 0 | 0 | 0 | 0 | 0 | 0 | 122 | 2027 |  |  |  | REF | 0 | 0 | Real 2021 ¦ 12/22/2022 3:42:52 PM | Area 1001 Gas Aero CT 2028
8701 | Area 1001 Gas Aero CT 2028 | NOX | ATC | 2027 | AEP-KPCO | 0 | 0 | 0 | 0 | 0 | 0 | 0.00056 | 2027 |  |  |  | REF | 0 | 0 | Real 2021 ¦ 12/22/2022 3:42:52 PM | Area 1001 Gas Aero CT 2028
8702 | Area 1001 Gas Aero CT 2028 | SO2 | ATC | 2027 | AEP-KPCO | 0 | 0 | 0 | 0 | 0 | 0 | 0.00752 | 2027 |  |  |  | REF | 0 | 0 | Real 2021 ¦ 12/22/2022 3:42:52 PM | Area 1001 Gas Aero CT 2028
8703 | Area 1001 Gas Aero CT 2029 | CO2 | ATC | 2027 | AEP-KPCO | 0 | 0 | 0 | 0 | 0 | 0 | 122 | 2027 |  |  |  | REF | 0 | 0 | Real 2021 ¦ 12/22/2022 3:42:52 PM | Area 1001 Gas Aero CT 2029
8704 | Area 1001 Gas Aero CT 2029 | NOX | ATC | 2027 | AEP-KPCO | 0 | 0 | 0 | 0 | 0 | 0 | 0.00056 | 2027 |  |  |  | REF | 0 | 0 | Real 2021 ¦ 12/22/2022 3:42:52 PM | Area 1001 Gas Aero CT 2029
8705 | Area 1001 Gas Aero CT 2029 | SO2 | ATC | 2027 | AEP-KPCO | 0 | 0 | 0 | 0 | 0 | 0 | 0.00752 | 2027 |  |  |  | REF | 0 | 0 | Real 2021 ¦ 12/22/2022 3:42:52 PM | Area 1001 Gas Aero CT 2029
8706 | Area 1001 Gas Aero CT 2030 | CO2 | ATC | 2027 | AEP-KPCO | 0 | 0 | 0 | 0 | 0 | 0 | 122 | 2027 |  |  |  | REF | 0 | 0 | Real 2021 ¦ 12/22/2022 3:42:52 PM | Area 1001 Gas Aero CT 2030
8707 | Area 1001 Gas Aero CT 2030 | NOX | ATC | 2027 | AEP-KPCO | 0 | 0 | 0 | 0 | 0 | 0 | 0.00056 | 2027 |  |  |  | REF | 0 | 0 | Real 2021 ¦ 12/22/2022 3:42:52 PM | Area 1001 Gas Aero CT 2030
8708 | Area 1001 Gas Aero CT 2030 | SO2 | ATC | 2027 | AEP-KPCO | 0 | 0 | 0 | 0 | 0 | 0 | 0.00752 | 2027 |  |  |  | REF | 0 | 0 | Real 2021 ¦ 12/22/2022 3:42:52 PM | Area 1001 Gas Aero CT 2030
8709 | Area 1001 Gas Aero CT 2031 | CO2 | ATC | 2027 | AEP-KPCO | 0 | 0 | 0 | 0 | 0 | 0 | 122 | 2027 |  |  |  | REF | 0 | 0 | Real 2021 ¦ 12/22/2022 3:42:52 PM | Area 1001 Gas Aero CT 2031
8710 | Area 1001 Gas Aero CT 2031 | NOX | ATC | 2027 | AEP-KPCO | 0 | 0 | 0 | 0 | 0 | 0 | 0.00056 | 2027 |  |  |  | REF | 0 | 0 | Real 2021 ¦ 12/22/2022 3:42:52 PM | Area 1001 Gas Aero CT 2031
8711 | Area 1001 Gas Aero CT 2031 | SO2 | ATC | 2027 | AEP-KPCO | 0 | 0 | 0 | 0 | 0 | 0 | 0.00752 | 2027 |  |  |  | REF | 0 | 0 | Real 2021 ¦ 12/22/2022 3:42:52 PM | Area 1001 Gas Aero CT 2031
8712 | Area 1001 Gas Aero CT 2032 | CO2 | ATC | 2027 | AEP-KPCO | 0 | 0 | 0 | 0 | 0 | 0 | 122 | 2027 |  |  |  | REF | 0 | 0 | Real 2021 ¦ 12/22/2022 3:42:52 PM | Area 1001 Gas Aero CT 2032
8713 | Area 1001 Gas Aero CT 2032 | NOX | ATC | 2027 | AEP-KPCO | 0 | 0 | 0 | 0 | 0 | 0 | 0.00056 | 2027 |  |  |  | REF | 0 | 0 | Real 2021 ¦ 12/22/2022 3:42:52 PM | Area 1001 Gas Aero CT 2032
8714 | Area 1001 Gas Aero CT 2032 | SO2 | ATC | 2027 | AEP-KPCO | 0 | 0 | 0 | 0 | 0 | 0 | 0.00752 | 2027 |  |  |  | REF | 0 | 0 | Real 2021 ¦ 12/22/2022 3:42:52 PM | Area 1001 Gas Aero CT 2032
8715 | Area 1001 Gas Aero CT 2033 | CO2 | ATC | 2027 | AEP-KPCO | 0 | 0 | 0 | 0 | 0 | 0 | 122 | 2027 |  |  |  | REF | 0 | 0 | Real 2021 ¦ 12/22/2022 3:42:52 PM | Area 1001 Gas Aero CT 2033
8716 | Area 1001 Gas Aero CT 2033 | NOX | ATC | 2027 | AEP-KPCO | 0 | 0 | 0 | 0 | 0 | 0 | 0.00056 | 2027 |  |  |  | REF | 0 | 0 | Real 2021 ¦ 12/22/2022 3:42:52 PM | Area 1001 Gas Aero CT 2033
8717 | Area 1001 Gas Aero CT 2033 | SO2 | ATC | 2027 | AEP-KPCO | 0 | 0 | 0 | 0 | 0 | 0 | 0.00752 | 2027 |  |  |  | REF | 0 | 0 | Real 2021 ¦ 12/22/2022 3:42:52 PM | Area 1001 Gas Aero CT 2033
8718 | Area 1001 Gas Aero CT 2034 | CO2 | ATC | 2027 | AEP-KPCO | 0 | 0 | 0 | 0 | 0 | 0 | 122 | 2027 |  |  |  | REF | 0 | 0 | Real 2021 ¦ 12/22/2022 3:42:52 PM | Area 1001 Gas Aero CT 2034
8719 | Area 1001 Gas Aero CT 2034 | NOX | ATC | 2027 | AEP-KPCO | 0 | 0 | 0 | 0 | 0 | 0 | 0.00056 | 2027 |  |  |  | REF | 0 | 0 | Real 2021 ¦ 12/22/2022 3:42:52 PM | Area 1001 Gas Aero CT 2034
8720 | Area 1001 Gas Aero CT 2034 | SO2 | ATC | 2027 | AEP-KPCO | 0 | 0 | 0 | 0 | 0 | 0 | 0.00752 | 2027 |  |  |  | REF | 0 | 0 | Real 2021 ¦ 12/22/2022 3:42:52 PM | Area 1001 Gas Aero CT 2034
8721 | Area 1001 Gas Aero CT 2035 | CO2 | ATC | 2027 | AEP-KPCO | 0 | 0 | 0 | 0 | 0 | 0 | 122 | 2027 |  |  |  | REF | 0 | 0 | Real 2021 ¦ 12/22/2022 3:42:52 PM | Area 1001 Gas Aero CT 2035
8722 | Area 1001 Gas Aero CT 2035 | NOX | ATC | 2027 | AEP-KPCO | 0 | 0 | 0 | 0 | 0 | 0 | 0.00056 | 2027 |  |  |  | REF | 0 | 0 | Real 2021 ¦ 12/22/2022 3:42:52 PM | Area 1001 Gas Aero CT 2035
8723 | Area 1001 Gas Aero CT 2035 | SO2 | ATC | 2027 | AEP-KPCO | 0 | 0 | 0 | 0 | 0 | 0 | 0.00752 | 2027 |  |  |  | REF | 0 | 0 | Real 2021 ¦ 12/22/2022 3:42:52 PM | Area 1001 Gas Aero CT 2035
8724 | Area 1001 Gas Aero CT 2036 | CO2 | ATC | 2027 | AEP-KPCO | 0 | 0 | 0 | 0 | 0 | 0 | 122 | 2027 |  |  |  | REF | 0 | 0 | Real 2021 ¦ 12/22/2022 3:42:52 PM | Area 1001 Gas Aero CT 2036
8725 | Area 1001 Gas Aero CT 2036 | NOX | ATC | 2027 | AEP-KPCO | 0 | 0 | 0 | 0 | 0 | 0 | 0.00056 | 2027 |  |  |  | REF | 0 | 0 | Real 2021 ¦ 12/22/2022 3:42:52 PM | Area 1001 Gas Aero CT 2036
8726 | Area 1001 Gas Aero CT 2036 | SO2 | ATC | 2027 | AEP-KPCO | 0 | 0 | 0 | 0 | 0 | 0 | 0.00752 | 2027 |  |  |  | REF | 0 | 0 | Real 2021 ¦ 12/22/2022 3:42:52 PM | Area 1001 Gas Aero CT 2036
8727 | Area 1001 Gas Aero CT 2037 | CO2 | ATC | 2027 | AEP-KPCO | 0 | 0 | 0 | 0 | 0 | 0 | 122 | 2027 |  |  |  | REF | 0 | 0 | Real 2021 ¦ 12/22/2022 3:42:52 PM | Area 1001 Gas Aero CT 2037
8728 | Area 1001 Gas Aero CT 2037 | NOX | ATC | 2027 | AEP-KPCO | 0 | 0 | 0 | 0 | 0 | 0 | 0.00056 | 2027 |  |  |  | REF | 0 | 0 | Real 2021 ¦ 12/22/2022 3:42:52 PM | Area 1001 Gas Aero CT 2037
8729 | Area 1001 Gas Aero CT 2037 | SO2 | ATC | 2027 | AEP-KPCO | 0 | 0 | 0 | 0 | 0 | 0 | 0.00752 | 2027 |  |  |  | REF | 0 | 0 | Real 2021 ¦ 12/22/2022 3:42:52 PM | Area 1001 Gas Aero CT 2037
8730 | Area 1001 Gas Aero CT 2038 | CO2 | ATC | 2027 | AEP-KPCO | 0 | 0 | 0 | 0 | 0 | 0 | 122 | 2027 |  |  |  | REF | 0 | 0 | Real 2021 ¦ 12/22/2022 3:42:52 PM | Area 1001 Gas Aero CT 2038
8731 | Area 1001 Gas Aero CT 2038 | NOX | ATC | 2027 | AEP-KPCO | 0 | 0 | 0 | 0 | 0 | 0 | 0.00056 | 2027 |  |  |  | REF | 0 | 0 | Real 2021 ¦ 12/22/2022 3:42:52 PM | Area 1001 Gas Aero CT 2038
8732 | Area 1001 Gas Aero CT 2038 | SO2 | ATC | 2027 | AEP-KPCO | 0 | 0 | 0 | 0 | 0 | 0 | 0.00752 | 2027 |  |  |  | REF | 0 | 0 | Real 2021 ¦ 12/22/2022 3:42:52 PM | Area 1001 Gas Aero CT 2038
8733 | Area 1001 Gas Aero CT 2039 | CO2 | ATC | 2027 | AEP-KPCO | 0 | 0 | 0 | 0 | 0 | 0 | 122 | 2027 |  |  |  | REF | 0 | 0 | Real 2021 ¦ 12/22/2022 3:42:52 PM | Area 1001 Gas Aero CT 2039
8734 | Area 1001 Gas Aero CT 2039 | NOX | ATC | 2027 | AEP-KPCO | 0 | 0 | 0 | 0 | 0 | 0 | 0.00056 | 2027 |  |  |  | REF | 0 | 0 | Real 2021 ¦ 12/22/2022 3:42:52 PM | Area 1001 Gas Aero CT 2039
8735 | Area 1001 Gas Aero CT 2039 | SO2 | ATC | 2027 | AEP-KPCO | 0 | 0 | 0 | 0 | 0 | 0 | 0.00752 | 2027 |  |  |  | REF | 0 | 0 | Real 2021 ¦ 12/22/2022 3:42:52 PM | Area 1001 Gas Aero CT 2039
8736 | Area 1001 Gas Aero CT 2040 | CO2 | ATC | 2027 | AEP-KPCO | 0 | 0 | 0 | 0 | 0 | 0 | 122 | 2027 |  |  |  | REF | 0 | 0 | Real 2021 ¦ 12/22/2022 3:42:52 PM | Area 1001 Gas Aero CT 2040
8737 | Area 1001 Gas Aero CT 2040 | NOX | ATC | 2027 | AEP-KPCO | 0 | 0 | 0 | 0 | 0 | 0 | 0.00056 | 2027 |  |  |  | REF | 0 | 0 | Real 2021 ¦ 12/22/2022 3:42:52 PM | Area 1001 Gas Aero CT 2040
8738 | Area 1001 Gas Aero CT 2040 | SO2 | ATC | 2027 | AEP-KPCO | 0 | 0 | 0 | 0 | 0 | 0 | 0.00752 | 2027 |  |  |  | REF | 0 | 0 | Real 2021 ¦ 12/22/2022 3:42:52 PM | Area 1001 Gas Aero CT 2040
8739 | Area 1001 Gas Aero CT 2041 | CO2 | ATC | 2027 | AEP-KPCO | 0 | 0 | 0 | 0 | 0 | 0 | 122 | 2027 |  |  |  | REF | 0 | 0 | Real 2021 ¦ 12/22/2022 3:42:52 PM | Area 1001 Gas Aero CT 2041
8740 | Area 1001 Gas Aero CT 2041 | NOX | ATC | 2027 | AEP-KPCO | 0 | 0 | 0 | 0 | 0 | 0 | 0.00056 | 2027 |  |  |  | REF | 0 | 0 | Real 2021 ¦ 12/22/2022 3:42:52 PM | Area 1001 Gas Aero CT 2041
8741 | Area 1001 Gas Aero CT 2041 | SO2 | ATC | 2027 | AEP-KPCO | 0 | 0 | 0 | 0 | 0 | 0 | 0.00752 | 2027 |  |  |  | REF | 0 | 0 | Real 2021 ¦ 12/22/2022 3:42:52 PM | Area 1001 Gas Aero CT 2041
8742 | Area 1001 Gas Aero CT 2042 | CO2 | ATC | 2027 | AEP-KPCO | 0 | 0 | 0 | 0 | 0 | 0 | 122 | 2027 |  |  |  | REF | 0 | 0 | Real 2021 ¦ 12/22/2022 3:42:52 PM | Area 1001 Gas Aero CT 2042
8743 | Area 1001 Gas Aero CT 2042 | NOX | ATC | 2027 | AEP-KPCO | 0 | 0 | 0 | 0 | 0 | 0 | 0.00056 | 2027 |  |  |  | REF | 0 | 0 | Real 2021 ¦ 12/22/2022 3:42:52 PM | Area 1001 Gas Aero CT 2042
8744 | Area 1001 Gas Aero CT 2042 | SO2 | ATC | 2027 | AEP-KPCO | 0 | 0 | 0 | 0 | 0 | 0 | 0.00752 | 2027 |  |  |  | REF | 0 | 0 | Real 2021 ¦ 12/22/2022 3:42:52 PM | Area 1001 Gas Aero CT 2042
8745 | Area 1001 Gas Aero CT 2043 | CO2 | ATC | 2027 | AEP-KPCO | 0 | 0 | 0 | 0 | 0 | 0 | 122 | 2027 |  |  |  | REF | 0 | 0 | Real 2021 ¦ 12/22/2022 3:42:52 PM | Area 1001 Gas Aero CT 2043
8746 | Area 1001 Gas Aero CT 2043 | NOX | ATC | 2027 | AEP-KPCO | 0 | 0 | 0 | 0 | 0 | 0 | 0.00056 | 2027 |  |  |  | REF | 0 | 0 | Real 2021 ¦ 12/22/2022 3:42:52 PM | Area 1001 Gas Aero CT 2043
8747 | Area 1001 Gas Aero CT 2043 | SO2 | ATC | 2027 | AEP-KPCO | 0 | 0 | 0 | 0 | 0 | 0 | 0.00752 | 2027 |  |  |  | REF | 0 | 0 | Real 2021 ¦ 12/22/2022 3:42:52 PM | Area 1001 Gas Aero CT 2043
8748 | Area 1001 Gas IC 2023 | CO2 | ATC | 2027 | AEP-KPCO | 66020.3438 | 66020.3438 | 0 | 0 | 0 | 0 | 122 | 2027 |  |  |  | REF | 0 | 0 | Real 2021 ¦ 12/22/2022 3:42:52 PM | Area 1001 Gas IC 2023
8749 | Area 1001 Gas IC 2023 | NOX | ATC | 2027 | AEP-KPCO | 0.30304 | 0.30304 | 0 | 0.020841 | 0.020841 | 0 | 0.00056 | 2027 |  |  |  | REF | 0 | 0 | Real 2021 ¦ 12/22/2022 3:42:52 PM | Area 1001 Gas IC 2023
8750 | Area 1001 Gas IC 2023 | SO2 | ATC | 2027 | AEP-KPCO | 4.0695 | 4.0695 | 0 | 0.012551 | 0.012551 | 0 | 0.00752 | 2027 |  |  |  | REF | 0 | 0 | Real 2021 ¦ 12/22/2022 3:42:52 PM | Area 1001 Gas IC 2023
8751 | Area 1001 Gas IC 2024 | CO2 | ATC | 2027 | AEP-KPCO | 66254.2109 | 66254.2109 | 0 | 0 | 0 | 0 | 122 | 2027 |  |  |  | REF | 0 | 0 | Real 2021 ¦ 12/22/2022 3:42:52 PM | Area 1001 Gas IC 2024
8752 | Area 1001 Gas IC 2024 | NOX | ATC | 2027 | AEP-KPCO | 0.30412 | 0.30412 | 0 | 0.020856 | 0.020856 | 0 | 0.00056 | 2027 |  |  |  | REF | 0 | 0 | Real 2021 ¦ 12/22/2022 3:42:52 PM | Area 1001 Gas IC 2024
8753 | Area 1001 Gas IC 2024 | SO2 | ATC | 2027 | AEP-KPCO | 4.0839 | 4.0839 | 0 | 0.012595 | 0.012595 | 0 | 0.00752 | 2027 |  |  |  | REF | 0 | 0 | Real 2021 ¦ 12/22/2022 3:42:52 PM | Area 1001 Gas IC 2024
8754 | Area 1001 Gas IC 2025 | CO2 | ATC | 2027 | AEP-KPCO | 66634.1016 | 66634.1016 | 0 | 0 | 0 | 0 | 122 | 2027 |  |  |  | REF | 0 | 0 | Real 2021 ¦ 12/22/2022 3:42:52 PM | Area 1001 Gas IC 2025
8755 | Area 1001 Gas IC 2025 | NOX | ATC | 2027 | AEP-KPCO | 0.30586 | 0.30586 | 0 | 0.020868 | 0.020868 | 0 | 0.00056 | 2027 |  |  |  | REF | 0 | 0 | Real 2021 ¦ 12/22/2022 3:42:52 PM | Area 1001 Gas IC 2025
8756 | Area 1001 Gas IC 2025 | SO2 | ATC | 2027 | AEP-KPCO | 4.1073 | 4.1073 | 0 | 0.012667 | 0.012667 | 0 | 0.00752 | 2027 |  |  |  | REF | 0 | 0 | Real 2021 ¦ 12/22/2022 3:42:52 PM | Area 1001 Gas IC 2025
8757 | Area 1001 Gas IC 2026 | CO2 | ATC | 2027 | AEP-KPCO | 67175.3281 | 67175.3281 | 0 | 0 | 0 | 0 | 122 | 2027 |  |  |  | REF | 0 | 0 | Real 2021 ¦ 12/22/2022 3:42:52 PM | Area 1001 Gas IC 2026
8758 | Area 1001 Gas IC 2026 | NOX | ATC | 2027 | AEP-KPCO | 0.30835 | 0.30835 | 0 | 0.02088 | 0.02088 | 0 | 0.00056 | 2027 |  |  |  | REF | 0 | 0 | Real 2021 ¦ 12/22/2022 3:42:52 PM | Area 1001 Gas IC 2026
8759 | Area 1001 Gas IC 2026 | SO2 | ATC | 2027 | AEP-KPCO | 4.1406 | 4.1406 | 0 | 0.01277 | 0.01277 | 0 | 0.00752 | 2027 |  |  |  | REF | 0 | 0 | Real 2021 ¦ 12/22/2022 3:42:52 PM | Area 1001 Gas IC 2026
8760 | Area 1001 Gas IC 2027 | CO2 | ATC | 2027 | AEP-KPCO | 67495.0547 | 67495.0547 | 0 | 0 | 0 | 0 | 122 | 2027 |  |  |  | REF | 0 | 0 | Real 2021 ¦ 12/22/2022 3:42:52 PM | Area 1001 Gas IC 2027
8761 | Area 1001 Gas IC 2027 | NOX | ATC | 2027 | AEP-KPCO | 0.30981 | 0.30981 | 0 | 0.020912 | 0.020912 | 0 | 0.00056 | 2027 |  |  |  | REF | 0 | 0 | Real 2021 ¦ 12/22/2022 3:42:52 PM | Area 1001 Gas IC 2027
8762 | Area 1001 Gas IC 2027 | SO2 | ATC | 2027 | AEP-KPCO | 4.1604 | 4.1604 | 0 | 0.012831 | 0.012831 | 0 | 0.00752 | 2027 |  |  |  | REF | 0 | 0 | Real 2021 ¦ 12/22/2022 3:42:52 PM | Area 1001 Gas IC 2027
8763 | Area 1001 Gas IC 2028 | CO2 | ATC | 2027 | AEP-KPCO | 0 | 0 | 0 | 0 | 0 | 0 | 122 | 2027 |  |  |  | REF | 0 | 0 | Real 2021 ¦ 12/22/2022 3:42:52 PM | Area 1001 Gas IC 2028
8764 | Area 1001 Gas IC 2028 | NOX | ATC | 2027 | AEP-KPCO | 0 | 0 | 0 | 0 | 0 | 0 | 0.00056 | 2027 |  |  |  | REF | 0 | 0 | Real 2021 ¦ 12/22/2022 3:42:52 PM | Area 1001 Gas IC 2028
8765 | Area 1001 Gas IC 2028 | SO2 | ATC | 2027 | AEP-KPCO | 0 | 0 | 0 | 0 | 0 | 0 | 0.00752 | 2027 |  |  |  | REF | 0 | 0 | Real 2021 ¦ 12/22/2022 3:42:52 PM | Area 1001 Gas IC 2028
8766 | Area 1001 Gas IC 2029 | CO2 | ATC | 2027 | AEP-KPCO | 0 | 0 | 0 | 0 | 0 | 0 | 122 | 2027 |  |  |  | REF | 0 | 0 | Real 2021 ¦ 12/22/2022 3:42:52 PM | Area 1001 Gas IC 2029
8767 | Area 1001 Gas IC 2029 | NOX | ATC | 2027 | AEP-KPCO | 0 | 0 | 0 | 0 | 0 | 0 | 0.00056 | 2027 |  |  |  | REF | 0 | 0 | Real 2021 ¦ 12/22/2022 3:42:52 PM | Area 1001 Gas IC 2029
8768 | Area 1001 Gas IC 2029 | SO2 | ATC | 2027 | AEP-KPCO | 0 | 0 | 0 | 0 | 0 | 0 | 0.00752 | 2027 |  |  |  | REF | 0 | 0 | Real 2021 ¦ 12/22/2022 3:42:52 PM | Area 1001 Gas IC 2029
8769 | Area 1001 Gas IC 2030 | CO2 | ATC | 2027 | AEP-KPCO | 0 | 0 | 0 | 0 | 0 | 0 | 122 | 2027 |  |  |  | REF | 0 | 0 | Real 2021 ¦ 12/22/2022 3:42:52 PM | Area 1001 Gas IC 2030
8770 | Area 1001 Gas IC 2030 | NOX | ATC | 2027 | AEP-KPCO | 0 | 0 | 0 | 0 | 0 | 0 | 0.00056 | 2027 |  |  |  | REF | 0 | 0 | Real 2021 ¦ 12/22/2022 3:42:52 PM | Area 1001 Gas IC 2030
8771 | Area 1001 Gas IC 2030 | SO2 | ATC | 2027 | AEP-KPCO | 0 | 0 | 0 | 0 | 0 | 0 | 0.00752 | 2027 |  |  |  | REF | 0 | 0 | Real 2021 ¦ 12/22/2022 3:42:52 PM | Area 1001 Gas IC 2030
8772 | Area 1001 Gas IC 2031 | CO2 | ATC | 2027 | AEP-KPCO | 0 | 0 | 0 | 0 | 0 | 0 | 122 | 2027 |  |  |  | REF | 0 | 0 | Real 2021 ¦ 12/22/2022 3:42:52 PM | Area 1001 Gas IC 2031
8773 | Area 1001 Gas IC 2031 | NOX | ATC | 2027 | AEP-KPCO | 0 | 0 | 0 | 0 | 0 | 0 | 0.00056 | 2027 |  |  |  | REF | 0 | 0 | Real 2021 ¦ 12/22/2022 3:42:52 PM | Area 1001 Gas IC 2031
8774 | Area 1001 Gas IC 2031 | SO2 | ATC | 2027 | AEP-KPCO | 0 | 0 | 0 | 0 | 0 | 0 | 0.00752 | 2027 |  |  |  | REF | 0 | 0 | Real 2021 ¦ 12/22/2022 3:42:52 PM | Area 1001 Gas IC 2031
8775 | Area 1001 Gas IC 2032 | CO2 | ATC | 2027 | AEP-KPCO | 0 | 0 | 0 | 0 | 0 | 0 | 122 | 2027 |  |  |  | REF | 0 | 0 | Real 2021 ¦ 12/22/2022 3:42:52 PM | Area 1001 Gas IC 2032
8776 | Area 1001 Gas IC 2032 | NOX | ATC | 2027 | AEP-KPCO | 0 | 0 | 0 | 0 | 0 | 0 | 0.00056 | 2027 |  |  |  | REF | 0 | 0 | Real 2021 ¦ 12/22/2022 3:42:52 PM | Area 1001 Gas IC 2032
8777 | Area 1001 Gas IC 2032 | SO2 | ATC | 2027 | AEP-KPCO | 0 | 0 | 0 | 0 | 0 | 0 | 0.00752 | 2027 |  |  |  | REF | 0 | 0 | Real 2021 ¦ 12/22/2022 3:42:52 PM | Area 1001 Gas IC 2032
8778 | Area 1001 Gas IC 2033 | CO2 | ATC | 2027 | AEP-KPCO | 0 | 0 | 0 | 0 | 0 | 0 | 122 | 2027 |  |  |  | REF | 0 | 0 | Real 2021 ¦ 12/22/2022 3:42:52 PM | Area 1001 Gas IC 2033
8779 | Area 1001 Gas IC 2033 | NOX | ATC | 2027 | AEP-KPCO | 0 | 0 | 0 | 0 | 0 | 0 | 0.00056 | 2027 |  |  |  | REF | 0 | 0 | Real 2021 ¦ 12/22/2022 3:42:52 PM | Area 1001 Gas IC 2033
8780 | Area 1001 Gas IC 2033 | SO2 | ATC | 2027 | AEP-KPCO | 0 | 0 | 0 | 0 | 0 | 0 | 0.00752 | 2027 |  |  |  | REF | 0 | 0 | Real 2021 ¦ 12/22/2022 3:42:52 PM | Area 1001 Gas IC 2033
8781 | Area 1001 Gas IC 2034 | CO2 | ATC | 2027 | AEP-KPCO | 0 | 0 | 0 | 0 | 0 | 0 | 122 | 2027 |  |  |  | REF | 0 | 0 | Real 2021 ¦ 12/22/2022 3:42:52 PM | Area 1001 Gas IC 2034
8782 | Area 1001 Gas IC 2034 | NOX | ATC | 2027 | AEP-KPCO | 0 | 0 | 0 | 0 | 0 | 0 | 0.00056 | 2027 |  |  |  | REF | 0 | 0 | Real 2021 ¦ 12/22/2022 3:42:52 PM | Area 1001 Gas IC 2034
8783 | Area 1001 Gas IC 2034 | SO2 | ATC | 2027 | AEP-KPCO | 0 | 0 | 0 | 0 | 0 | 0 | 0.00752 | 2027 |  |  |  | REF | 0 | 0 | Real 2021 ¦ 12/22/2022 3:42:52 PM | Area 1001 Gas IC 2034
8784 | Area 1001 Gas IC 2035 | CO2 | ATC | 2027 | AEP-KPCO | 0 | 0 | 0 | 0 | 0 | 0 | 122 | 2027 |  |  |  | REF | 0 | 0 | Real 2021 ¦ 12/22/2022 3:42:52 PM | Area 1001 Gas IC 2035
8785 | Area 1001 Gas IC 2035 | NOX | ATC | 2027 | AEP-KPCO | 0 | 0 | 0 | 0 | 0 | 0 | 0.00056 | 2027 |  |  |  | REF | 0 | 0 | Real 2021 ¦ 12/22/2022 3:42:52 PM | Area 1001 Gas IC 2035
8786 | Area 1001 Gas IC 2035 | SO2 | ATC | 2027 | AEP-KPCO | 0 | 0 | 0 | 0 | 0 | 0 | 0.00752 | 2027 |  |  |  | REF | 0 | 0 | Real 2021 ¦ 12/22/2022 3:42:52 PM | Area 1001 Gas IC 2035
8787 | Area 1001 Gas IC 2036 | CO2 | ATC | 2027 | AEP-KPCO | 0 | 0 | 0 | 0 | 0 | 0 | 122 | 2027 |  |  |  | REF | 0 | 0 | Real 2021 ¦ 12/22/2022 3:42:52 PM | Area 1001 Gas IC 2036
8788 | Area 1001 Gas IC 2036 | NOX | ATC | 2027 | AEP-KPCO | 0 | 0 | 0 | 0 | 0 | 0 | 0.00056 | 2027 |  |  |  | REF | 0 | 0 | Real 2021 ¦ 12/22/2022 3:42:52 PM | Area 1001 Gas IC 2036
8789 | Area 1001 Gas IC 2036 | SO2 | ATC | 2027 | AEP-KPCO | 0 | 0 | 0 | 0 | 0 | 0 | 0.00752 | 2027 |  |  |  | REF | 0 | 0 | Real 2021 ¦ 12/22/2022 3:42:52 PM | Area 1001 Gas IC 2036
8790 | Area 1001 Gas IC 2037 | CO2 | ATC | 2027 | AEP-KPCO | 0 | 0 | 0 | 0 | 0 | 0 | 122 | 2027 |  |  |  | REF | 0 | 0 | Real 2021 ¦ 12/22/2022 3:42:52 PM | Area 1001 Gas IC 2037
8791 | Area 1001 Gas IC 2037 | NOX | ATC | 2027 | AEP-KPCO | 0 | 0 | 0 | 0 | 0 | 0 | 0.00056 | 2027 |  |  |  | REF | 0 | 0 | Real 2021 ¦ 12/22/2022 3:42:52 PM | Area 1001 Gas IC 2037
8792 | Area 1001 Gas IC 2037 | SO2 | ATC | 2027 | AEP-KPCO | 0 | 0 | 0 | 0 | 0 | 0 | 0.00752 | 2027 |  |  |  | REF | 0 | 0 | Real 2021 ¦ 12/22/2022 3:42:52 PM | Area 1001 Gas IC 2037
8793 | Area 1001 Gas IC 2038 | CO2 | ATC | 2027 | AEP-KPCO | 0 | 0 | 0 | 0 | 0 | 0 | 122 | 2027 |  |  |  | REF | 0 | 0 | Real 2021 ¦ 12/22/2022 3:42:52 PM | Area 1001 Gas IC 2038
8794 | Area 1001 Gas IC 2038 | NOX | ATC | 2027 | AEP-KPCO | 0 | 0 | 0 | 0 | 0 | 0 | 0.00056 | 2027 |  |  |  | REF | 0 | 0 | Real 2021 ¦ 12/22/2022 3:42:52 PM | Area 1001 Gas IC 2038
8795 | Area 1001 Gas IC 2038 | SO2 | ATC | 2027 | AEP-KPCO | 0 | 0 | 0 | 0 | 0 | 0 | 0.00752 | 2027 |  |  |  | REF | 0 | 0 | Real 2021 ¦ 12/22/2022 3:42:52 PM | Area 1001 Gas IC 2038
8796 | Area 1001 Gas IC 2039 | CO2 | ATC | 2027 | AEP-KPCO | 0 | 0 | 0 | 0 | 0 | 0 | 122 | 2027 |  |  |  | REF | 0 | 0 | Real 2021 ¦ 12/22/2022 3:42:52 PM | Area 1001 Gas IC 2039
8797 | Area 1001 Gas IC 2039 | NOX | ATC | 2027 | AEP-KPCO | 0 | 0 | 0 | 0 | 0 | 0 | 0.00056 | 2027 |  |  |  | REF | 0 | 0 | Real 2021 ¦ 12/22/2022 3:42:52 PM | Area 1001 Gas IC 2039
8798 | Area 1001 Gas IC 2039 | SO2 | ATC | 2027 | AEP-KPCO | 0 | 0 | 0 | 0 | 0 | 0 | 0.00752 | 2027 |  |  |  | REF | 0 | 0 | Real 2021 ¦ 12/22/2022 3:42:52 PM | Area 1001 Gas IC 2039
8799 | Area 1001 Gas IC 2040 | CO2 | ATC | 2027 | AEP-KPCO | 0 | 0 | 0 | 0 | 0 | 0 | 122 | 2027 |  |  |  | REF | 0 | 0 | Real 2021 ¦ 12/22/2022 3:42:52 PM | Area 1001 Gas IC 2040
8800 | Area 1001 Gas IC 2040 | NOX | ATC | 2027 | AEP-KPCO | 0 | 0 | 0 | 0 | 0 | 0 | 0.00056 | 2027 |  |  |  | REF | 0 | 0 | Real 2021 ¦ 12/22/2022 3:42:52 PM | Area 1001 Gas IC 2040
8801 | Area 1001 Gas IC 2040 | SO2 | ATC | 2027 | AEP-KPCO | 0 | 0 | 0 | 0 | 0 | 0 | 0.00752 | 2027 |  |  |  | REF | 0 | 0 | Real 2021 ¦ 12/22/2022 3:42:52 PM | Area 1001 Gas IC 2040
8802 | Area 1001 Gas IC 2041 | CO2 | ATC | 2027 | AEP-KPCO | 0 | 0 | 0 | 0 | 0 | 0 | 122 | 2027 |  |  |  | REF | 0 | 0 | Real 2021 ¦ 12/22/2022 3:42:52 PM | Area 1001 Gas IC 2041
8803 | Area 1001 Gas IC 2041 | NOX | ATC | 2027 | AEP-KPCO | 0 | 0 | 0 | 0 | 0 | 0 | 0.00056 | 2027 |  |  |  | REF | 0 | 0 | Real 2021 ¦ 12/22/2022 3:42:52 PM | Area 1001 Gas IC 2041
8804 | Area 1001 Gas IC 2041 | SO2 | ATC | 2027 | AEP-KPCO | 0 | 0 | 0 | 0 | 0 | 0 | 0.00752 | 2027 |  |  |  | REF | 0 | 0 | Real 2021 ¦ 12/22/2022 3:42:52 PM | Area 1001 Gas IC 2041
8805 | Area 1001 Gas IC 2042 | CO2 | ATC | 2027 | AEP-KPCO | 0 | 0 | 0 | 0 | 0 | 0 | 122 | 2027 |  |  |  | REF | 0 | 0 | Real 2021 ¦ 12/22/2022 3:42:52 PM | Area 1001 Gas IC 2042
8806 | Area 1001 Gas IC 2042 | NOX | ATC | 2027 | AEP-KPCO | 0 | 0 | 0 | 0 | 0 | 0 | 0.00056 | 2027 |  |  |  | REF | 0 | 0 | Real 2021 ¦ 12/22/2022 3:42:52 PM | Area 1001 Gas IC 2042
8807 | Area 1001 Gas IC 2042 | SO2 | ATC | 2027 | AEP-KPCO | 0 | 0 | 0 | 0 | 0 | 0 | 0.00752 | 2027 |  |  |  | REF | 0 | 0 | Real 2021 ¦ 12/22/2022 3:42:52 PM | Area 1001 Gas IC 2042
8808 | Area 1001 Gas IC 2043 | CO2 | ATC | 2027 | AEP-KPCO | 0 | 0 | 0 | 0 | 0 | 0 | 122 | 2027 |  |  |  | REF | 0 | 0 | Real 2021 ¦ 12/22/2022 3:42:52 PM | Area 1001 Gas IC 2043
8809 | Area 1001 Gas IC 2043 | NOX | ATC | 2027 | AEP-KPCO | 0 | 0 | 0 | 0 | 0 | 0 | 0.00056 | 2027 |  |  |  | REF | 0 | 0 | Real 2021 ¦ 12/22/2022 3:42:52 PM | Area 1001 Gas IC 2043
8810 | Area 1001 Gas IC 2043 | SO2 | ATC | 2027 | AEP-KPCO | 0 | 0 | 0 | 0 | 0 | 0 | 0.00752 | 2027 |  |  |  | REF | 0 | 0 | Real 2021 ¦ 12/22/2022 3:42:52 PM | Area 1001 Gas IC 2043
8811 | Area 1001 Gas CCS 2024 | CO2 | ATC | 2027 | AEP-KPCO | 124817.6797 | 124817.6797 | 0 | -82135.8672 | -82135.8672 | 0 | 11.7 | 2027 |  |  |  | REF | 0 | 0 | Real 2021 ¦ 12/22/2022 3:42:52 PM | Area 1001 Gas CCS 2024
8812 | Area 1001 Gas CCS 2024 | NOX | ATC | 2027 | AEP-KPCO | 149.3545 | 149.3545 | 0 | 9.1839 | 9.1839 | 0 | 0.014 | 2027 |  |  |  | REF | 0 | 0 | Real 2021 ¦ 12/22/2022 3:42:52 PM | Area 1001 Gas CCS 2024
8813 | Area 1001 Gas CCS 2024 | SO2 | ATC | 2027 | AEP-KPCO | 54.9411 | 54.9411 | 0 | 0.16945 | 0.16945 | 0 | 0.00515 | 2027 |  |  |  | REF | 0 | 0 | Real 2021 ¦ 12/22/2022 3:42:52 PM | Area 1001 Gas CCS 2024
8814 | Area 1001 Gas CCS 2025 | CO2 | ATC | 2027 | AEP-KPCO | 124817.6797 | 124817.6797 | 0 | -82135.8672 | -82135.8672 | 0 | 11.7 | 2027 |  |  |  | REF | 0 | 0 | Real 2021 ¦ 12/22/2022 3:42:52 PM | Area 1001 Gas CCS 2025
8815 | Area 1001 Gas CCS 2025 | NOX | ATC | 2027 | AEP-KPCO | 149.3545 | 149.3545 | 0 | 9.1839 | 9.1839 | 0 | 0.014 | 2027 |  |  |  | REF | 0 | 0 | Real 2021 ¦ 12/22/2022 3:42:52 PM | Area 1001 Gas CCS 2025
8816 | Area 1001 Gas CCS 2025 | SO2 | ATC | 2027 | AEP-KPCO | 54.9411 | 54.9411 | 0 | 0.16945 | 0.16945 | 0 | 0.00515 | 2027 |  |  |  | REF | 0 | 0 | Real 2021 ¦ 12/22/2022 3:42:52 PM | Area 1001 Gas CCS 2025
8817 | Area 1001 Gas CCS 2026 | CO2 | ATC | 2027 | AEP-KPCO | 123591.2266 | 123591.2266 | 0 | -81328.8047 | -81328.8047 | 0 | 11.7 | 2027 |  |  |  | REF | 0 | 0 | Real 2021 ¦ 12/22/2022 3:42:52 PM | Area 1001 Gas CCS 2026
8818 | Area 1001 Gas CCS 2026 | NOX | ATC | 2027 | AEP-KPCO | 147.8869 | 147.8869 | 0 | 9.0937 | 9.0937 | 0 | 0.014 | 2027 |  |  |  | REF | 0 | 0 | Real 2021 ¦ 12/22/2022 3:42:52 PM | Area 1001 Gas CCS 2026
8819 | Area 1001 Gas CCS 2026 | SO2 | ATC | 2027 | AEP-KPCO | 54.4013 | 54.4013 | 0 | 0.16778 | 0.16778 | 0 | 0.00515 | 2027 |  |  |  | REF | 0 | 0 | Real 2021 ¦ 12/22/2022 3:42:52 PM | Area 1001 Gas CCS 2026
8820 | Area 1001 Gas CCS 2027 | CO2 | ATC | 2027 | AEP-KPCO | 122382.2969 | 122382.2969 | 0 | -80533.2656 | -80533.2656 | 0 | 11.7 | 2027 |  |  |  | REF | 0 | 0 | Real 2021 ¦ 12/22/2022 3:42:52 PM | Area 1001 Gas CCS 2027
8821 | Area 1001 Gas CCS 2027 | NOX | ATC | 2027 | AEP-KPCO | 146.4404 | 146.4404 | 0 | 9.0047 | 9.0047 | 0 | 0.014 | 2027 |  |  |  | REF | 0 | 0 | Real 2021 ¦ 12/22/2022 3:42:52 PM | Area 1001 Gas CCS 2027
8822 | Area 1001 Gas CCS 2027 | SO2 | ATC | 2027 | AEP-KPCO | 53.8691 | 53.8691 | 0 | 0.16614 | 0.16614 | 0 | 0.00515 | 2027 |  |  |  | REF | 0 | 0 | Real 2021 ¦ 12/22/2022 3:42:52 PM | Area 1001 Gas CCS 2027
8823 | Area 1001 Gas CCS 2028 | CO2 | ATC | 2027 | AEP-KPCO | 0 | 0 | 0 | 0 | 0 | 0 | 11.7 | 2027 |  |  |  | REF | 0 | 0 | Real 2021 ¦ 12/22/2022 3:42:52 PM | Area 1001 Gas CCS 2028
8824 | Area 1001 Gas CCS 2028 | NOX | ATC | 2027 | AEP-KPCO | 0 | 0 | 0 | 0 | 0 | 0 | 0.014 | 2027 |  |  |  | REF | 0 | 0 | Real 2021 ¦ 12/22/2022 3:42:52 PM | Area 1001 Gas CCS 2028
8825 | Area 1001 Gas CCS 2028 | SO2 | ATC | 2027 | AEP-KPCO | 0 | 0 | 0 | 0 | 0 | 0 | 0.00515 | 2027 |  |  |  | REF | 0 | 0 | Real 2021 ¦ 12/22/2022 3:42:52 PM | Area 1001 Gas CCS 2028
8826 | Area 1001 Gas CCS 2029 | CO2 | ATC | 2027 | AEP-KPCO | 0 | 0 | 0 | 0 | 0 | 0 | 11.7 | 2027 |  |  |  | REF | 0 | 0 | Real 2021 ¦ 12/22/2022 3:42:52 PM | Area 1001 Gas CCS 2029
8827 | Area 1001 Gas CCS 2029 | NOX | ATC | 2027 | AEP-KPCO | 0 | 0 | 0 | 0 | 0 | 0 | 0.014 | 2027 |  |  |  | REF | 0 | 0 | Real 2021 ¦ 12/22/2022 3:42:52 PM | Area 1001 Gas CCS 2029
8828 | Area 1001 Gas CCS 2029 | SO2 | ATC | 2027 | AEP-KPCO | 0 | 0 | 0 | 0 | 0 | 0 | 0.00515 | 2027 |  |  |  | REF | 0 | 0 | Real 2021 ¦ 12/22/2022 3:42:52 PM | Area 1001 Gas CCS 2029
8829 | Area 1001 Gas CCS 2030 | CO2 | ATC | 2027 | AEP-KPCO | 0 | 0 | 0 | 0 | 0 | 0 | 11.7 | 2027 |  |  |  | REF | 0 | 0 | Real 2021 ¦ 12/22/2022 3:42:52 PM | Area 1001 Gas CCS 2030
8830 | Area 1001 Gas CCS 2030 | NOX | ATC | 2027 | AEP-KPCO | 0 | 0 | 0 | 0 | 0 | 0 | 0.014 | 2027 |  |  |  | REF | 0 | 0 | Real 2021 ¦ 12/22/2022 3:42:52 PM | Area 1001 Gas CCS 2030
8831 | Area 1001 Gas CCS 2030 | SO2 | ATC | 2027 | AEP-KPCO | 0 | 0 | 0 | 0 | 0 | 0 | 0.00515 | 2027 |  |  |  | REF | 0 | 0 | Real 2021 ¦ 12/22/2022 3:42:52 PM | Area 1001 Gas CCS 2030
8832 | Area 1001 Gas CCS 2031 | CO2 | ATC | 2027 | AEP-KPCO | 0 | 0 | 0 | 0 | 0 | 0 | 11.7 | 2027 |  |  |  | REF | 0 | 0 | Real 2021 ¦ 12/22/2022 3:42:52 PM | Area 1001 Gas CCS 2031
8833 | Area 1001 Gas CCS 2031 | NOX | ATC | 2027 | AEP-KPCO | 0 | 0 | 0 | 0 | 0 | 0 | 0.014 | 2027 |  |  |  | REF | 0 | 0 | Real 2021 ¦ 12/22/2022 3:42:52 PM | Area 1001 Gas CCS 2031
8834 | Area 1001 Gas CCS 2031 | SO2 | ATC | 2027 | AEP-KPCO | 0 | 0 | 0 | 0 | 0 | 0 | 0.00515 | 2027 |  |  |  | REF | 0 | 0 | Real 2021 ¦ 12/22/2022 3:42:52 PM | Area 1001 Gas CCS 2031
8835 | Area 1001 Gas CCS 2032 | CO2 | ATC | 2027 | AEP-KPCO | 0 | 0 | 0 | 0 | 0 | 0 | 11.7 | 2027 |  |  |  | REF | 0 | 0 | Real 2021 ¦ 12/22/2022 3:42:52 PM | Area 1001 Gas CCS 2032
8836 | Area 1001 Gas CCS 2032 | NOX | ATC | 2027 | AEP-KPCO | 0 | 0 | 0 | 0 | 0 | 0 | 0.014 | 2027 |  |  |  | REF | 0 | 0 | Real 2021 ¦ 12/22/2022 3:42:52 PM | Area 1001 Gas CCS 2032
8837 | Area 1001 Gas CCS 2032 | SO2 | ATC | 2027 | AEP-KPCO | 0 | 0 | 0 | 0 | 0 | 0 | 0.00515 | 2027 |  |  |  | REF | 0 | 0 | Real 2021 ¦ 12/22/2022 3:42:52 PM | Area 1001 Gas CCS 2032
8838 | Area 1001 Gas CCS 2033 | CO2 | ATC | 2027 | AEP-KPCO | 0 | 0 | 0 | 0 | 0 | 0 | 11.7 | 2027 |  |  |  | REF | 0 | 0 | Real 2021 ¦ 12/22/2022 3:42:52 PM | Area 1001 Gas CCS 2033
8839 | Area 1001 Gas CCS 2033 | NOX | ATC | 2027 | AEP-KPCO | 0 | 0 | 0 | 0 | 0 | 0 | 0.014 | 2027 |  |  |  | REF | 0 | 0 | Real 2021 ¦ 12/22/2022 3:42:52 PM | Area 1001 Gas CCS 2033
8840 | Area 1001 Gas CCS 2033 | SO2 | ATC | 2027 | AEP-KPCO | 0 | 0 | 0 | 0 | 0 | 0 | 0.00515 | 2027 |  |  |  | REF | 0 | 0 | Real 2021 ¦ 12/22/2022 3:42:52 PM | Area 1001 Gas CCS 2033
8841 | Area 1001 Gas CCS 2034 | CO2 | ATC | 2027 | AEP-KPCO | 0 | 0 | 0 | 0 | 0 | 0 | 11.7 | 2027 |  |  |  | REF | 0 | 0 | Real 2021 ¦ 12/22/2022 3:42:52 PM | Area 1001 Gas CCS 2034
8842 | Area 1001 Gas CCS 2034 | NOX | ATC | 2027 | AEP-KPCO | 0 | 0 | 0 | 0 | 0 | 0 | 0.014 | 2027 |  |  |  | REF | 0 | 0 | Real 2021 ¦ 12/22/2022 3:42:52 PM | Area 1001 Gas CCS 2034
8843 | Area 1001 Gas CCS 2034 | SO2 | ATC | 2027 | AEP-KPCO | 0 | 0 | 0 | 0 | 0 | 0 | 0.00515 | 2027 |  |  |  | REF | 0 | 0 | Real 2021 ¦ 12/22/2022 3:42:52 PM | Area 1001 Gas CCS 2034
8844 | Area 1001 Gas CCS 2035 | CO2 | ATC | 2027 | AEP-KPCO | 0 | 0 | 0 | 0 | 0 | 0 | 11.7 | 2027 |  |  |  | REF | 0 | 0 | Real 2021 ¦ 12/22/2022 3:42:52 PM | Area 1001 Gas CCS 2035
8845 | Area 1001 Gas CCS 2035 | NOX | ATC | 2027 | AEP-KPCO | 0 | 0 | 0 | 0 | 0 | 0 | 0.014 | 2027 |  |  |  | REF | 0 | 0 | Real 2021 ¦ 12/22/2022 3:42:52 PM | Area 1001 Gas CCS 2035
8846 | Area 1001 Gas CCS 2035 | SO2 | ATC | 2027 | AEP-KPCO | 0 | 0 | 0 | 0 | 0 | 0 | 0.00515 | 2027 |  |  |  | REF | 0 | 0 | Real 2021 ¦ 12/22/2022 3:42:52 PM | Area 1001 Gas CCS 2035
8847 | Area 1001 Gas CCS 2036 | CO2 | ATC | 2027 | AEP-KPCO | 0 | 0 | 0 | 0 | 0 | 0 | 11.7 | 2027 |  |  |  | REF | 0 | 0 | Real 2021 ¦ 12/22/2022 3:42:52 PM | Area 1001 Gas CCS 2036
8848 | Area 1001 Gas CCS 2036 | NOX | ATC | 2027 | AEP-KPCO | 0 | 0 | 0 | 0 | 0 | 0 | 0.014 | 2027 |  |  |  | REF | 0 | 0 | Real 2021 ¦ 12/22/2022 3:42:52 PM | Area 1001 Gas CCS 2036
8849 | Area 1001 Gas CCS 2036 | SO2 | ATC | 2027 | AEP-KPCO | 0 | 0 | 0 | 0 | 0 | 0 | 0.00515 | 2027 |  |  |  | REF | 0 | 0 | Real 2021 ¦ 12/22/2022 3:42:52 PM | Area 1001 Gas CCS 2036
8850 | Area 1001 Gas CCS 2037 | CO2 | ATC | 2027 | AEP-KPCO | 0 | 0 | 0 | 0 | 0 | 0 | 11.7 | 2027 |  |  |  | REF | 0 | 0 | Real 2021 ¦ 12/22/2022 3:42:52 PM | Area 1001 Gas CCS 2037
8851 | Area 1001 Gas CCS 2037 | NOX | ATC | 2027 | AEP-KPCO | 0 | 0 | 0 | 0 | 0 | 0 | 0.014 | 2027 |  |  |  | REF | 0 | 0 | Real 2021 ¦ 12/22/2022 3:42:52 PM | Area 1001 Gas CCS 2037
8852 | Area 1001 Gas CCS 2037 | SO2 | ATC | 2027 | AEP-KPCO | 0 | 0 | 0 | 0 | 0 | 0 | 0.00515 | 2027 |  |  |  | REF | 0 | 0 | Real 2021 ¦ 12/22/2022 3:42:52 PM | Area 1001 Gas CCS 2037
8853 | Area 1001 Gas CCS 2038 | CO2 | ATC | 2027 | AEP-KPCO | 0 | 0 | 0 | 0 | 0 | 0 | 11.7 | 2027 |  |  |  | REF | 0 | 0 | Real 2021 ¦ 12/22/2022 3:42:52 PM | Area 1001 Gas CCS 2038
8854 | Area 1001 Gas CCS 2038 | NOX | ATC | 2027 | AEP-KPCO | 0 | 0 | 0 | 0 | 0 | 0 | 0.014 | 2027 |  |  |  | REF | 0 | 0 | Real 2021 ¦ 12/22/2022 3:42:52 PM | Area 1001 Gas CCS 2038
8855 | Area 1001 Gas CCS 2038 | SO2 | ATC | 2027 | AEP-KPCO | 0 | 0 | 0 | 0 | 0 | 0 | 0.00515 | 2027 |  |  |  | REF | 0 | 0 | Real 2021 ¦ 12/22/2022 3:42:52 PM | Area 1001 Gas CCS 2038
8856 | Area 1001 Gas CCS 2039 | CO2 | ATC | 2027 | AEP-KPCO | 0 | 0 | 0 | 0 | 0 | 0 | 11.7 | 2027 |  |  |  | REF | 0 | 0 | Real 2021 ¦ 12/22/2022 3:42:52 PM | Area 1001 Gas CCS 2039
8857 | Area 1001 Gas CCS 2039 | NOX | ATC | 2027 | AEP-KPCO | 0 | 0 | 0 | 0 | 0 | 0 | 0.014 | 2027 |  |  |  | REF | 0 | 0 | Real 2021 ¦ 12/22/2022 3:42:52 PM | Area 1001 Gas CCS 2039
8858 | Area 1001 Gas CCS 2039 | SO2 | ATC | 2027 | AEP-KPCO | 0 | 0 | 0 | 0 | 0 | 0 | 0.00515 | 2027 |  |  |  | REF | 0 | 0 | Real 2021 ¦ 12/22/2022 3:42:52 PM | Area 1001 Gas CCS 2039
8859 | Area 1001 Gas CCS 2040 | CO2 | ATC | 2027 | AEP-KPCO | 0 | 0 | 0 | 0 | 0 | 0 | 11.7 | 2027 |  |  |  | REF | 0 | 0 | Real 2021 ¦ 12/22/2022 3:42:52 PM | Area 1001 Gas CCS 2040
8860 | Area 1001 Gas CCS 2040 | NOX | ATC | 2027 | AEP-KPCO | 0 | 0 | 0 | 0 | 0 | 0 | 0.014 | 2027 |  |  |  | REF | 0 | 0 | Real 2021 ¦ 12/22/2022 3:42:52 PM | Area 1001 Gas CCS 2040
8861 | Area 1001 Gas CCS 2040 | SO2 | ATC | 2027 | AEP-KPCO | 0 | 0 | 0 | 0 | 0 | 0 | 0.00515 | 2027 |  |  |  | REF | 0 | 0 | Real 2021 ¦ 12/22/2022 3:42:52 PM | Area 1001 Gas CCS 2040
8862 | Area 1001 Gas CCS 2041 | CO2 | ATC | 2027 | AEP-KPCO | 0 | 0 | 0 | 0 | 0 | 0 | 11.7 | 2027 |  |  |  | REF | 0 | 0 | Real 2021 ¦ 12/22/2022 3:42:52 PM | Area 1001 Gas CCS 2041
8863 | Area 1001 Gas CCS 2041 | NOX | ATC | 2027 | AEP-KPCO | 0 | 0 | 0 | 0 | 0 | 0 | 0.014 | 2027 |  |  |  | REF | 0 | 0 | Real 2021 ¦ 12/22/2022 3:42:52 PM | Area 1001 Gas CCS 2041
8864 | Area 1001 Gas CCS 2041 | SO2 | ATC | 2027 | AEP-KPCO | 0 | 0 | 0 | 0 | 0 | 0 | 0.00515 | 2027 |  |  |  | REF | 0 | 0 | Real 2021 ¦ 12/22/2022 3:42:52 PM | Area 1001 Gas CCS 2041
8865 | Area 1001 Gas CCS 2042 | CO2 | ATC | 2027 | AEP-KPCO | 0 | 0 | 0 | 0 | 0 | 0 | 11.7 | 2027 |  |  |  | REF | 0 | 0 | Real 2021 ¦ 12/22/2022 3:42:52 PM | Area 1001 Gas CCS 2042
8866 | Area 1001 Gas CCS 2042 | NOX | ATC | 2027 | AEP-KPCO | 0 | 0 | 0 | 0 | 0 | 0 | 0.014 | 2027 |  |  |  | REF | 0 | 0 | Real 2021 ¦ 12/22/2022 3:42:52 PM | Area 1001 Gas CCS 2042
8867 | Area 1001 Gas CCS 2042 | SO2 | ATC | 2027 | AEP-KPCO | 0 | 0 | 0 | 0 | 0 | 0 | 0.00515 | 2027 |  |  |  | REF | 0 | 0 | Real 2021 ¦ 12/22/2022 3:42:52 PM | Area 1001 Gas CCS 2042
8868 | Area 1001 Gas CCS 2043 | CO2 | ATC | 2027 | AEP-KPCO | 0 | 0 | 0 | 0 | 0 | 0 | 11.7 | 2027 |  |  |  | REF | 0 | 0 | Real 2021 ¦ 12/22/2022 3:42:52 PM | Area 1001 Gas CCS 2043
8869 | Area 1001 Gas CCS 2043 | NOX | ATC | 2027 | AEP-KPCO | 0 | 0 | 0 | 0 | 0 | 0 | 0.014 | 2027 |  |  |  | REF | 0 | 0 | Real 2021 ¦ 12/22/2022 3:42:52 PM | Area 1001 Gas CCS 2043
8870 | Area 1001 Gas CCS 2043 | SO2 | ATC | 2027 | AEP-KPCO | 0 | 0 | 0 | 0 | 0 | 0 | 0.00515 | 2027 |  |  |  | REF | 0 | 0 | Real 2021 ¦ 12/22/2022 3:42:52 PM | Area 1001 Gas CCS 2043
8871 | Area 1001 Coal CCS 2025 | CO2 | ATC | 2027 | AEP-KPCO | 677461.3125 | 677461.3125 | 0 | -445801.1562 | -445801.1562 | 0 | 20.57 | 2027 |  |  |  | REF | 0 | 0 | Real 2021 ¦ 12/22/2022 3:42:52 PM | Area 1001 Coal CCS 2025
8872 | Area 1001 Coal CCS 2025 | NOX | ATC | 2027 | AEP-KPCO | 240.4214 | 240.4214 | 0 | 14.9911 | 14.9911 | 0 | 0.0073 | 2027 |  |  |  | REF | 0 | 0 | Real 2021 ¦ 12/22/2022 3:42:52 PM | Area 1001 Coal CCS 2025
8873 | Area 1001 Coal CCS 2025 | SO2 | ATC | 2027 | AEP-KPCO | 14063.0029 | 14063.0029 | 0 | 43.3725 | 43.3725 | 0 | 0.427 | 2027 |  |  |  | REF | 0 | 0 | Real 2021 ¦ 12/22/2022 3:42:52 PM | Area 1001 Coal CCS 2025
8874 | Area 1001 Coal CCS 2026 | CO2 | ATC | 2027 | AEP-KPCO | 669932.125 | 669932.125 | 0 | -440846.625 | -440846.625 | 0 | 20.57 | 2027 |  |  |  | REF | 0 | 0 | Real 2021 ¦ 12/22/2022 3:42:52 PM | Area 1001 Coal CCS 2026
8875 | Area 1001 Coal CCS 2026 | NOX | ATC | 2027 | AEP-KPCO | 237.7494 | 237.7494 | 0 | 14.8245 | 14.8245 | 0 | 0.0073 | 2027 |  |  |  | REF | 0 | 0 | Real 2021 ¦ 12/22/2022 3:42:52 PM | Area 1001 Coal CCS 2026
8876 | Area 1001 Coal CCS 2026 | SO2 | ATC | 2027 | AEP-KPCO | 13906.71 | 13906.71 | 0 | 42.8904 | 42.8904 | 0 | 0.427 | 2027 |  |  |  | REF | 0 | 0 | Real 2021 ¦ 12/22/2022 3:42:52 PM | Area 1001 Coal CCS 2026
8877 | Area 1001 Coal CCS 2027 | CO2 | ATC | 2027 | AEP-KPCO | 661807.125 | 661807.125 | 0 | -435500 | -435500 | 0 | 20.57 | 2027 |  |  |  | REF | 0 | 0 | Real 2021 ¦ 12/22/2022 3:42:52 PM | Area 1001 Coal CCS 2027
8878 | Area 1001 Coal CCS 2027 | NOX | ATC | 2027 | AEP-KPCO | 234.8659 | 234.8659 | 0 | 14.6447 | 14.6447 | 0 | 0.0073 | 2027 |  |  |  | REF | 0 | 0 | Real 2021 ¦ 12/22/2022 3:42:52 PM | Area 1001 Coal CCS 2027
8879 | Area 1001 Coal CCS 2027 | SO2 | ATC | 2027 | AEP-KPCO | 13738.0479 | 13738.0479 | 0 | 42.3703 | 42.3703 | 0 | 0.427 | 2027 |  |  |  | REF | 0 | 0 | Real 2021 ¦ 12/22/2022 3:42:52 PM | Area 1001 Coal CCS 2027
8880 | Area 1001 Coal CCS 2028 | CO2 | ATC | 2027 | AEP-KPCO | 0 | 0 | 0 | 0 | 0 | 0 | 20.57 | 2027 |  |  |  | REF | 0 | 0 | Real 2021 ¦ 12/22/2022 3:42:52 PM | Area 1001 Coal CCS 2028
8881 | Area 1001 Coal CCS 2028 | NOX | ATC | 2027 | AEP-KPCO | 0 | 0 | 0 | 0 | 0 | 0 | 0.0073 | 2027 |  |  |  | REF | 0 | 0 | Real 2021 ¦ 12/22/2022 3:42:52 PM | Area 1001 Coal CCS 2028
8882 | Area 1001 Coal CCS 2028 | SO2 | ATC | 2027 | AEP-KPCO | 0 | 0 | 0 | 0 | 0 | 0 | 0.427 | 2027 |  |  |  | REF | 0 | 0 | Real 2021 ¦ 12/22/2022 3:42:52 PM | Area 1001 Coal CCS 2028
8883 | Area 1001 Coal CCS 2029 | CO2 | ATC | 2027 | AEP-KPCO | 0 | 0 | 0 | 0 | 0 | 0 | 20.57 | 2027 |  |  |  | REF | 0 | 0 | Real 2021 ¦ 12/22/2022 3:42:52 PM | Area 1001 Coal CCS 2029
8884 | Area 1001 Coal CCS 2029 | NOX | ATC | 2027 | AEP-KPCO | 0 | 0 | 0 | 0 | 0 | 0 | 0.0073 | 2027 |  |  |  | REF | 0 | 0 | Real 2021 ¦ 12/22/2022 3:42:52 PM | Area 1001 Coal CCS 2029
8885 | Area 1001 Coal CCS 2029 | SO2 | ATC | 2027 | AEP-KPCO | 0 | 0 | 0 | 0 | 0 | 0 | 0.427 | 2027 |  |  |  | REF | 0 | 0 | Real 2021 ¦ 12/22/2022 3:42:52 PM | Area 1001 Coal CCS 2029
8886 | Area 1001 Coal CCS 2030 | CO2 | ATC | 2027 | AEP-KPCO | 0 | 0 | 0 | 0 | 0 | 0 | 20.57 | 2027 |  |  |  | REF | 0 | 0 | Real 2021 ¦ 12/22/2022 3:42:52 PM | Area 1001 Coal CCS 2030
8887 | Area 1001 Coal CCS 2030 | NOX | ATC | 2027 | AEP-KPCO | 0 | 0 | 0 | 0 | 0 | 0 | 0.0073 | 2027 |  |  |  | REF | 0 | 0 | Real 2021 ¦ 12/22/2022 3:42:52 PM | Area 1001 Coal CCS 2030
8888 | Area 1001 Coal CCS 2030 | SO2 | ATC | 2027 | AEP-KPCO | 0 | 0 | 0 | 0 | 0 | 0 | 0.427 | 2027 |  |  |  | REF | 0 | 0 | Real 2021 ¦ 12/22/2022 3:42:52 PM | Area 1001 Coal CCS 2030
8889 | Area 1001 Coal CCS 2031 | CO2 | ATC | 2027 | AEP-KPCO | 0 | 0 | 0 | 0 | 0 | 0 | 20.57 | 2027 |  |  |  | REF | 0 | 0 | Real 2021 ¦ 12/22/2022 3:42:52 PM | Area 1001 Coal CCS 2031
8890 | Area 1001 Coal CCS 2031 | NOX | ATC | 2027 | AEP-KPCO | 0 | 0 | 0 | 0 | 0 | 0 | 0.0073 | 2027 |  |  |  | REF | 0 | 0 | Real 2021 ¦ 12/22/2022 3:42:52 PM | Area 1001 Coal CCS 2031
8891 | Area 1001 Coal CCS 2031 | SO2 | ATC | 2027 | AEP-KPCO | 0 | 0 | 0 | 0 | 0 | 0 | 0.427 | 2027 |  |  |  | REF | 0 | 0 | Real 2021 ¦ 12/22/2022 3:42:52 PM | Area 1001 Coal CCS 2031
8892 | Area 1001 Coal CCS 2032 | CO2 | ATC | 2027 | AEP-KPCO | 0 | 0 | 0 | 0 | 0 | 0 | 20.57 | 2027 |  |  |  | REF | 0 | 0 | Real 2021 ¦ 12/22/2022 3:42:52 PM | Area 1001 Coal CCS 2032
8893 | Area 1001 Coal CCS 2032 | NOX | ATC | 2027 | AEP-KPCO | 0 | 0 | 0 | 0 | 0 | 0 | 0.0073 | 2027 |  |  |  | REF | 0 | 0 | Real 2021 ¦ 12/22/2022 3:42:52 PM | Area 1001 Coal CCS 2032
8894 | Area 1001 Coal CCS 2032 | SO2 | ATC | 2027 | AEP-KPCO | 0 | 0 | 0 | 0 | 0 | 0 | 0.427 | 2027 |  |  |  | REF | 0 | 0 | Real 2021 ¦ 12/22/2022 3:42:52 PM | Area 1001 Coal CCS 2032
8895 | Area 1001 Coal CCS 2033 | CO2 | ATC | 2027 | AEP-KPCO | 0 | 0 | 0 | 0 | 0 | 0 | 20.57 | 2027 |  |  |  | REF | 0 | 0 | Real 2021 ¦ 12/22/2022 3:42:52 PM | Area 1001 Coal CCS 2033
8896 | Area 1001 Coal CCS 2033 | NOX | ATC | 2027 | AEP-KPCO | 0 | 0 | 0 | 0 | 0 | 0 | 0.0073 | 2027 |  |  |  | REF | 0 | 0 | Real 2021 ¦ 12/22/2022 3:42:52 PM | Area 1001 Coal CCS 2033
8897 | Area 1001 Coal CCS 2033 | SO2 | ATC | 2027 | AEP-KPCO | 0 | 0 | 0 | 0 | 0 | 0 | 0.427 | 2027 |  |  |  | REF | 0 | 0 | Real 2021 ¦ 12/22/2022 3:42:52 PM | Area 1001 Coal CCS 2033
8898 | Area 1001 Coal CCS 2034 | CO2 | ATC | 2027 | AEP-KPCO | 0 | 0 | 0 | 0 | 0 | 0 | 20.57 | 2027 |  |  |  | REF | 0 | 0 | Real 2021 ¦ 12/22/2022 3:42:52 PM | Area 1001 Coal CCS 2034
8899 | Area 1001 Coal CCS 2034 | NOX | ATC | 2027 | AEP-KPCO | 0 | 0 | 0 | 0 | 0 | 0 | 0.0073 | 2027 |  |  |  | REF | 0 | 0 | Real 2021 ¦ 12/22/2022 3:42:52 PM | Area 1001 Coal CCS 2034
8900 | Area 1001 Coal CCS 2034 | SO2 | ATC | 2027 | AEP-KPCO | 0 | 0 | 0 | 0 | 0 | 0 | 0.427 | 2027 |  |  |  | REF | 0 | 0 | Real 2021 ¦ 12/22/2022 3:42:52 PM | Area 1001 Coal CCS 2034
8901 | Area 1001 Coal CCS 2035 | CO2 | ATC | 2027 | AEP-KPCO | 0 | 0 | 0 | 0 | 0 | 0 | 20.57 | 2027 |  |  |  | REF | 0 | 0 | Real 2021 ¦ 12/22/2022 3:42:52 PM | Area 1001 Coal CCS 2035
8902 | Area 1001 Coal CCS 2035 | NOX | ATC | 2027 | AEP-KPCO | 0 | 0 | 0 | 0 | 0 | 0 | 0.0073 | 2027 |  |  |  | REF | 0 | 0 | Real 2021 ¦ 12/22/2022 3:42:52 PM | Area 1001 Coal CCS 2035
8903 | Area 1001 Coal CCS 2035 | SO2 | ATC | 2027 | AEP-KPCO | 0 | 0 | 0 | 0 | 0 | 0 | 0.427 | 2027 |  |  |  | REF | 0 | 0 | Real 2021 ¦ 12/22/2022 3:42:52 PM | Area 1001 Coal CCS 2035
8904 | Area 1001 Coal CCS 2036 | CO2 | ATC | 2027 | AEP-KPCO | 0 | 0 | 0 | 0 | 0 | 0 | 20.57 | 2027 |  |  |  | REF | 0 | 0 | Real 2021 ¦ 12/22/2022 3:42:52 PM | Area 1001 Coal CCS 2036
8905 | Area 1001 Coal CCS 2036 | NOX | ATC | 2027 | AEP-KPCO | 0 | 0 | 0 | 0 | 0 | 0 | 0.0073 | 2027 |  |  |  | REF | 0 | 0 | Real 2021 ¦ 12/22/2022 3:42:52 PM | Area 1001 Coal CCS 2036
8906 | Area 1001 Coal CCS 2036 | SO2 | ATC | 2027 | AEP-KPCO | 0 | 0 | 0 | 0 | 0 | 0 | 0.427 | 2027 |  |  |  | REF | 0 | 0 | Real 2021 ¦ 12/22/2022 3:42:52 PM | Area 1001 Coal CCS 2036
8907 | Area 1001 Coal CCS 2037 | CO2 | ATC | 2027 | AEP-KPCO | 0 | 0 | 0 | 0 | 0 | 0 | 20.57 | 2027 |  |  |  | REF | 0 | 0 | Real 2021 ¦ 12/22/2022 3:42:52 PM | Area 1001 Coal CCS 2037
8908 | Area 1001 Coal CCS 2037 | NOX | ATC | 2027 | AEP-KPCO | 0 | 0 | 0 | 0 | 0 | 0 | 0.0073 | 2027 |  |  |  | REF | 0 | 0 | Real 2021 ¦ 12/22/2022 3:42:52 PM | Area 1001 Coal CCS 2037
8909 | Area 1001 Coal CCS 2037 | SO2 | ATC | 2027 | AEP-KPCO | 0 | 0 | 0 | 0 | 0 | 0 | 0.427 | 2027 |  |  |  | REF | 0 | 0 | Real 2021 ¦ 12/22/2022 3:42:52 PM | Area 1001 Coal CCS 2037
8910 | Area 1001 Coal CCS 2038 | CO2 | ATC | 2027 | AEP-KPCO | 0 | 0 | 0 | 0 | 0 | 0 | 20.57 | 2027 |  |  |  | REF | 0 | 0 | Real 2021 ¦ 12/22/2022 3:42:52 PM | Area 1001 Coal CCS 2038
8911 | Area 1001 Coal CCS 2038 | NOX | ATC | 2027 | AEP-KPCO | 0 | 0 | 0 | 0 | 0 | 0 | 0.0073 | 2027 |  |  |  | REF | 0 | 0 | Real 2021 ¦ 12/22/2022 3:42:52 PM | Area 1001 Coal CCS 2038
8912 | Area 1001 Coal CCS 2038 | SO2 | ATC | 2027 | AEP-KPCO | 0 | 0 | 0 | 0 | 0 | 0 | 0.427 | 2027 |  |  |  | REF | 0 | 0 | Real 2021 ¦ 12/22/2022 3:42:52 PM | Area 1001 Coal CCS 2038
8913 | Area 1001 Coal CCS 2039 | CO2 | ATC | 2027 | AEP-KPCO | 0 | 0 | 0 | 0 | 0 | 0 | 20.57 | 2027 |  |  |  | REF | 0 | 0 | Real 2021 ¦ 12/22/2022 3:42:52 PM | Area 1001 Coal CCS 2039
8914 | Area 1001 Coal CCS 2039 | NOX | ATC | 2027 | AEP-KPCO | 0 | 0 | 0 | 0 | 0 | 0 | 0.0073 | 2027 |  |  |  | REF | 0 | 0 | Real 2021 ¦ 12/22/2022 3:42:52 PM | Area 1001 Coal CCS 2039
8915 | Area 1001 Coal CCS 2039 | SO2 | ATC | 2027 | AEP-KPCO | 0 | 0 | 0 | 0 | 0 | 0 | 0.427 | 2027 |  |  |  | REF | 0 | 0 | Real 2021 ¦ 12/22/2022 3:42:52 PM | Area 1001 Coal CCS 2039
8916 | Area 1001 Coal CCS 2040 | CO2 | ATC | 2027 | AEP-KPCO | 0 | 0 | 0 | 0 | 0 | 0 | 20.57 | 2027 |  |  |  | REF | 0 | 0 | Real 2021 ¦ 12/22/2022 3:42:52 PM | Area 1001 Coal CCS 2040
8917 | Area 1001 Coal CCS 2040 | NOX | ATC | 2027 | AEP-KPCO | 0 | 0 | 0 | 0 | 0 | 0 | 0.0073 | 2027 |  |  |  | REF | 0 | 0 | Real 2021 ¦ 12/22/2022 3:42:52 PM | Area 1001 Coal CCS 2040
8918 | Area 1001 Coal CCS 2040 | SO2 | ATC | 2027 | AEP-KPCO | 0 | 0 | 0 | 0 | 0 | 0 | 0.427 | 2027 |  |  |  | REF | 0 | 0 | Real 2021 ¦ 12/22/2022 3:42:52 PM | Area 1001 Coal CCS 2040
8919 | Area 1001 Coal CCS 2041 | CO2 | ATC | 2027 | AEP-KPCO | 0 | 0 | 0 | 0 | 0 | 0 | 20.57 | 2027 |  |  |  | REF | 0 | 0 | Real 2021 ¦ 12/22/2022 3:42:52 PM | Area 1001 Coal CCS 2041
8920 | Area 1001 Coal CCS 2041 | NOX | ATC | 2027 | AEP-KPCO | 0 | 0 | 0 | 0 | 0 | 0 | 0.0073 | 2027 |  |  |  | REF | 0 | 0 | Real 2021 ¦ 12/22/2022 3:42:52 PM | Area 1001 Coal CCS 2041
8921 | Area 1001 Coal CCS 2041 | SO2 | ATC | 2027 | AEP-KPCO | 0 | 0 | 0 | 0 | 0 | 0 | 0.427 | 2027 |  |  |  | REF | 0 | 0 | Real 2021 ¦ 12/22/2022 3:42:52 PM | Area 1001 Coal CCS 2041
8922 | Area 1001 Coal CCS 2042 | CO2 | ATC | 2027 | AEP-KPCO | 0 | 0 | 0 | 0 | 0 | 0 | 20.57 | 2027 |  |  |  | REF | 0 | 0 | Real 2021 ¦ 12/22/2022 3:42:52 PM | Area 1001 Coal CCS 2042
8923 | Area 1001 Coal CCS 2042 | NOX | ATC | 2027 | AEP-KPCO | 0 | 0 | 0 | 0 | 0 | 0 | 0.0073 | 2027 |  |  |  | REF | 0 | 0 | Real 2021 ¦ 12/22/2022 3:42:52 PM | Area 1001 Coal CCS 2042
8924 | Area 1001 Coal CCS 2042 | SO2 | ATC | 2027 | AEP-KPCO | 0 | 0 | 0 | 0 | 0 | 0 | 0.427 | 2027 |  |  |  | REF | 0 | 0 | Real 2021 ¦ 12/22/2022 3:42:52 PM | Area 1001 Coal CCS 2042
8925 | Area 1001 Coal CCS 2043 | CO2 | ATC | 2027 | AEP-KPCO | 0 | 0 | 0 | 0 | 0 | 0 | 20.57 | 2027 |  |  |  | REF | 0 | 0 | Real 2021 ¦ 12/22/2022 3:42:52 PM | Area 1001 Coal CCS 2043
8926 | Area 1001 Coal CCS 2043 | NOX | ATC | 2027 | AEP-KPCO | 0 | 0 | 0 | 0 | 0 | 0 | 0.0073 | 2027 |  |  |  | REF | 0 | 0 | Real 2021 ¦ 12/22/2022 3:42:52 PM | Area 1001 Coal CCS 2043
8927 | Area 1001 Coal CCS 2043 | SO2 | ATC | 2027 | AEP-KPCO | 0 | 0 | 0 | 0 | 0 | 0 | 0.427 | 2027 |  |  |  | REF | 0 | 0 | Real 2021 ¦ 12/22/2022 3:42:52 PM | Area 1001 Coal CCS 2043
8928 | Big Sandy #1_Ext Gas | CO2 | ATC | 2027 | AEP-KPCO | 0 | 0 | 0 | 0 | 0 | 0 | 117 | 2027 |  |  |  | REF | 0 | 0 | Real 2021 ¦ 12/22/2022 3:42:52 PM | Big Sandy #1_Ext Gas
8929 | Big Sandy #1_Ext Gas | NOX | ATC | 2027 | AEP-KPCO | 0 | 0 | 0 | 0 | 0 | 0 | 0.14 | 2027 |  |  |  | REF | 0 | 0 | Real 2021 ¦ 12/22/2022 3:42:52 PM | Big Sandy #1_Ext Gas
8930 | Big Sandy #1_Ext Gas | SO2 | ATC | 2027 | AEP-KPCO | 0 | 0 | 0 | 0 | 0 | 0 | 0.05 | 2027 |  |  |  | REF | 0 | 0 | Real 2021 ¦ 12/22/2022 3:42:52 PM | Big Sandy #1_Ext Gas
8931 | Big Sandy #1_Ext_NGCCS retrofit 2031 | CO2 | ATC | 2027 | AEP-KPCO | 0 | 0 | 0 | 0 | 0 | 0 | 11.7 | 2027 |  |  |  | REF | 0 | 0 | Real 2021 ¦ 12/22/2022 3:42:52 PM | Big Sandy #1_Ext_NGCCS retrofit 2032
8932 | Big Sandy #1_Ext_NGCCS retrofit 2031 | NOX | ATC | 2027 | AEP-KPCO | 0 | 0 | 0 | 0 | 0 | 0 | 0.014 | 2027 |  |  |  | REF | 0 | 0 | Real 2021 ¦ 12/22/2022 3:42:52 PM | Big Sandy #1_Ext_NGCCS retrofit 2032
8933 | Big Sandy #1_Ext_NGCCS retrofit 2031 | SO2 | ATC | 2027 | AEP-KPCO | 0 | 0 | 0 | 0 | 0 | 0 | 0.00515 | 2027 |  |  |  | REF | 0 | 0 | Real 2021 ¦ 12/22/2022 3:42:52 PM | Big Sandy #1_Ext_NGCCS retrofit 2032
8934 | Big Sandy #1_Ext Gas Capitalized | CO2 | ATC | 2027 | AEP-KPCO | 0 | 0 | 0 | 0 | 0 | 0 | 117 | 2027 |  |  |  | REF | 0 | 0 | Real 2021 ¦ 12/22/2022 3:42:52 PM | Big Sandy #1_Ext Gas Capitalized
8935 | Big Sandy #1_Ext Gas Capitalized | NOX | ATC | 2027 | AEP-KPCO | 0 | 0 | 0 | 0 | 0 | 0 | 0.14 | 2027 |  |  |  | REF | 0 | 0 | Real 2021 ¦ 12/22/2022 3:42:52 PM | Big Sandy #1_Ext Gas Capitalized
8936 | Big Sandy #1_Ext Gas Capitalized | SO2 | ATC | 2027 | AEP-KPCO | 0 | 0 | 0 | 0 | 0 | 0 | 0.05 | 2027 |  |  |  | REF | 0 | 0 | Real 2021 ¦ 12/22/2022 3:42:52 PM | Big Sandy #1_Ext Gas Capitalized
8937 | Big Sandy #1_Ext Gas FOM Capitalized | CO2 | ATC | 2027 | AEP-KPCO | 0 | 0 | 0 | 0 | 0 | 0 | 117 | 2027 |  |  |  | REF | 0 | 0 | Real 2021 ¦ 12/22/2022 3:42:52 PM | Big Sandy #1_Ext Gas FOM Capitalized
8938 | Big Sandy #1_Ext Gas FOM Capitalized | NOX | ATC | 2027 | AEP-KPCO | 0 | 0 | 0 | 0 | 0 | 0 | 0.14 | 2027 |  |  |  | REF | 0 | 0 | Real 2021 ¦ 12/22/2022 3:42:52 PM | Big Sandy #1_Ext Gas FOM Capitalized
8939 | Big Sandy #1_Ext Gas FOM Capitalized | SO2 | ATC | 2027 | AEP-KPCO | 0 | 0 | 0 | 0 | 0 | 0 | 0.05 | 2027 |  |  |  | REF | 0 | 0 | Real 2021 ¦ 12/22/2022 3:42:52 PM | Big Sandy #1_Ext Gas FOM Capitalized
10281 | Big Sandy #1 Gas | CO2 | ATC | 2028 | AEP-KPCO | 454007.4688 | 454007.4688 | 0 | 0 | 0 | 0 | 117 | 2028 |  |  |  | REF | 0 | 0 | Real 2021 ¦ 12/22/2022 3:42:52 PM | 13555
10282 | Big Sandy #1 Gas | NOX | ATC | 2028 | AEP-KPCO | 543.2568 | 543.2568 | 0 | 12.0668 | 12.0668 | 0 | 0.14 | 2028 |  |  |  | REF | 0 | 0 | Real 2021 ¦ 12/22/2022 3:42:52 PM | 13555
10283 | Big Sandy #1 Gas | SO2 | ATC | 2028 | AEP-KPCO | 194.0203 | 194.0203 | 0 | 0.61036 | 0.61036 | 0 | 0.05 | 2028 |  |  |  | REF | 0 | 0 | Real 2021 ¦ 12/22/2022 3:42:52 PM | 13555
10284 | Mitchell #1 (WV) | CO2 | ATC | 2028 | AEP-KPCO | 730151 | 730151 | 0 | 0 | 0 | 0 | 205.7 | 2028 |  |  |  | REF | 0 | 0 | Real 2021 ¦ 12/22/2022 3:42:52 PM | 3102
10285 | Mitchell #1 (WV) | NOX | ATC | 2028 | AEP-KPCO | 248.4714 | 248.4714 | 0 | 2.6055 | 2.6055 | 0 | 0.07 | 2028 |  |  |  | REF | 0 | 0 | Real 2021 ¦ 12/22/2022 3:42:52 PM | 3102
10286 | Mitchell #1 (WV) | SO2 | ATC | 2028 | AEP-KPCO | 15156.7559 | 15156.7559 | 0 | 47.6807 | 47.6807 | 0 | 4.27 | 2028 |  |  |  | REF | 0 | 0 | Real 2021 ¦ 12/22/2022 3:42:52 PM | 3102
10287 | Mitchell #2 (WV) | CO2 | ATC | 2028 | AEP-KPCO | 947325 | 947325 | 0 | 0 | 0 | 0 | 205.7 | 2028 |  |  |  | REF | 0 | 0 | Real 2021 ¦ 12/22/2022 3:42:52 PM | 3105
10288 | Mitchell #2 (WV) | NOX | ATC | 2028 | AEP-KPCO | 322.376 | 322.376 | 0 | 1.5908 | 1.5908 | 0 | 0.07 | 2028 |  |  |  | REF | 0 | 0 | Real 2021 ¦ 12/22/2022 3:42:52 PM | 3105
10289 | Mitchell #2 (WV) | SO2 | ATC | 2028 | AEP-KPCO | 19664.9375 | 19664.9375 | 0 | 61.8627 | 61.8627 | 0 | 4.27 | 2028 |  |  |  | REF | 0 | 0 | Real 2021 ¦ 12/22/2022 3:42:52 PM | 3105
10290 | Area 1001 Gas CC 2x1 2024 | CO2 | ATC | 2028 | AEP-KPCO | 3056221.5 | 3056221.5 | 0 | 0 | 0 | 0 | 122 | 2028 |  |  |  | REF | 0 | 0 | Real 2021 ¦ 12/22/2022 3:42:52 PM | Area 1001 Gas CC 2x1 2024
10291 | Area 1001 Gas CC 2x1 2024 | NOX | ATC | 2028 | AEP-KPCO | 14.0286 | 14.0286 | 0 | 0.83668 | 0.83668 | 0 | 0.00056 | 2028 |  |  |  | REF | 0 | 0 | Real 2021 ¦ 12/22/2022 3:42:52 PM | Area 1001 Gas CC 2x1 2024
10292 | Area 1001 Gas CC 2x1 2024 | SO2 | ATC | 2028 | AEP-KPCO | 188.3835 | 188.3835 | 0 | 0.59262 | 0.59262 | 0 | 0.00752 | 2028 |  |  |  | REF | 0 | 0 | Real 2021 ¦ 12/22/2022 3:42:52 PM | Area 1001 Gas CC 2x1 2024
10293 | Area 1001 Gas CC 2x1 2025 | CO2 | ATC | 2028 | AEP-KPCO | 3055836.25 | 3055836.25 | 0 | 0 | 0 | 0 | 122 | 2028 |  |  |  | REF | 0 | 0 | Real 2021 ¦ 12/22/2022 3:42:52 PM | Area 1001 Gas CC 2x1 2025
10294 | Area 1001 Gas CC 2x1 2025 | NOX | ATC | 2028 | AEP-KPCO | 14.0268 | 14.0268 | 0 | 0.83667 | 0.83667 | 0 | 0.00056 | 2028 |  |  |  | REF | 0 | 0 | Real 2021 ¦ 12/22/2022 3:42:52 PM | Area 1001 Gas CC 2x1 2025
10295 | Area 1001 Gas CC 2x1 2025 | SO2 | ATC | 2028 | AEP-KPCO | 188.3597 | 188.3597 | 0 | 0.59255 | 0.59255 | 0 | 0.00752 | 2028 |  |  |  | REF | 0 | 0 | Real 2021 ¦ 12/22/2022 3:42:52 PM | Area 1001 Gas CC 2x1 2025
10296 | Area 1001 Gas CC 2x1 2026 | CO2 | ATC | 2028 | AEP-KPCO | 3055836.25 | 3055836.25 | 0 | 0 | 0 | 0 | 122 | 2028 |  |  |  | REF | 0 | 0 | Real 2021 ¦ 12/22/2022 3:42:52 PM | Area 1001 Gas CC 2x1 2026
10297 | Area 1001 Gas CC 2x1 2026 | NOX | ATC | 2028 | AEP-KPCO | 14.0268 | 14.0268 | 0 | 0.83667 | 0.83667 | 0 | 0.00056 | 2028 |  |  |  | REF | 0 | 0 | Real 2021 ¦ 12/22/2022 3:42:52 PM | Area 1001 Gas CC 2x1 2026
10298 | Area 1001 Gas CC 2x1 2026 | SO2 | ATC | 2028 | AEP-KPCO | 188.3597 | 188.3597 | 0 | 0.59255 | 0.59255 | 0 | 0.00752 | 2028 |  |  |  | REF | 0 | 0 | Real 2021 ¦ 12/22/2022 3:42:52 PM | Area 1001 Gas CC 2x1 2026
10299 | Area 1001 Gas CC 2x1 2027 | CO2 | ATC | 2028 | AEP-KPCO | 3055836.25 | 3055836.25 | 0 | 0 | 0 | 0 | 122 | 2028 |  |  |  | REF | 0 | 0 | Real 2021 ¦ 12/22/2022 3:42:52 PM | Area 1001 Gas CC 2x1 2027
10300 | Area 1001 Gas CC 2x1 2027 | NOX | ATC | 2028 | AEP-KPCO | 14.0268 | 14.0268 | 0 | 0.83667 | 0.83667 | 0 | 0.00056 | 2028 |  |  |  | REF | 0 | 0 | Real 2021 ¦ 12/22/2022 3:42:52 PM | Area 1001 Gas CC 2x1 2027
10301 | Area 1001 Gas CC 2x1 2027 | SO2 | ATC | 2028 | AEP-KPCO | 188.3597 | 188.3597 | 0 | 0.59255 | 0.59255 | 0 | 0.00752 | 2028 |  |  |  | REF | 0 | 0 | Real 2021 ¦ 12/22/2022 3:42:52 PM | Area 1001 Gas CC 2x1 2027
10302 | Area 1001 Gas CC 2x1 2028 | CO2 | ATC | 2028 | AEP-KPCO | 3055177.5 | 3055177.5 | 0 | 0 | 0 | 0 | 122 | 2028 |  |  |  | REF | 0 | 0 | Real 2021 ¦ 12/22/2022 3:42:52 PM | Area 1001 Gas CC 2x1 2028
10303 | Area 1001 Gas CC 2x1 2028 | NOX | ATC | 2028 | AEP-KPCO | 14.0238 | 14.0238 | 0 | 0.83666 | 0.83666 | 0 | 0.00056 | 2028 |  |  |  | REF | 0 | 0 | Real 2021 ¦ 12/22/2022 3:42:52 PM | Area 1001 Gas CC 2x1 2028
10304 | Area 1001 Gas CC 2x1 2028 | SO2 | ATC | 2028 | AEP-KPCO | 188.3191 | 188.3191 | 0 | 0.59242 | 0.59242 | 0 | 0.00752 | 2028 |  |  |  | REF | 0 | 0 | Real 2021 ¦ 12/22/2022 3:42:52 PM | Area 1001 Gas CC 2x1 2028
10305 | Area 1001 Gas CC 2x1 2029 | CO2 | ATC | 2028 | AEP-KPCO | 0 | 0 | 0 | 0 | 0 | 0 | 122 | 2028 |  |  |  | REF | 0 | 0 | Real 2021 ¦ 12/22/2022 3:42:52 PM | Area 1001 Gas CC 2x1 2029
10306 | Area 1001 Gas CC 2x1 2029 | NOX | ATC | 2028 | AEP-KPCO | 0 | 0 | 0 | 0 | 0 | 0 | 0.00056 | 2028 |  |  |  | REF | 0 | 0 | Real 2021 ¦ 12/22/2022 3:42:52 PM | Area 1001 Gas CC 2x1 2029
10307 | Area 1001 Gas CC 2x1 2029 | SO2 | ATC | 2028 | AEP-KPCO | 0 | 0 | 0 | 0 | 0 | 0 | 0.00752 | 2028 |  |  |  | REF | 0 | 0 | Real 2021 ¦ 12/22/2022 3:42:52 PM | Area 1001 Gas CC 2x1 2029
10308 | Area 1001 Gas CC 2x1 2030 | CO2 | ATC | 2028 | AEP-KPCO | 0 | 0 | 0 | 0 | 0 | 0 | 122 | 2028 |  |  |  | REF | 0 | 0 | Real 2021 ¦ 12/22/2022 3:42:52 PM | Area 1001 Gas CC 2x1 2030
10309 | Area 1001 Gas CC 2x1 2030 | NOX | ATC | 2028 | AEP-KPCO | 0 | 0 | 0 | 0 | 0 | 0 | 0.00056 | 2028 |  |  |  | REF | 0 | 0 | Real 2021 ¦ 12/22/2022 3:42:52 PM | Area 1001 Gas CC 2x1 2030
10310 | Area 1001 Gas CC 2x1 2030 | SO2 | ATC | 2028 | AEP-KPCO | 0 | 0 | 0 | 0 | 0 | 0 | 0.00752 | 2028 |  |  |  | REF | 0 | 0 | Real 2021 ¦ 12/22/2022 3:42:52 PM | Area 1001 Gas CC 2x1 2030
10311 | Area 1001 Gas CC 2x1 2031 | CO2 | ATC | 2028 | AEP-KPCO | 0 | 0 | 0 | 0 | 0 | 0 | 122 | 2028 |  |  |  | REF | 0 | 0 | Real 2021 ¦ 12/22/2022 3:42:52 PM | Area 1001 Gas CC 2x1 2031
10312 | Area 1001 Gas CC 2x1 2031 | NOX | ATC | 2028 | AEP-KPCO | 0 | 0 | 0 | 0 | 0 | 0 | 0.00056 | 2028 |  |  |  | REF | 0 | 0 | Real 2021 ¦ 12/22/2022 3:42:52 PM | Area 1001 Gas CC 2x1 2031
10313 | Area 1001 Gas CC 2x1 2031 | SO2 | ATC | 2028 | AEP-KPCO | 0 | 0 | 0 | 0 | 0 | 0 | 0.00752 | 2028 |  |  |  | REF | 0 | 0 | Real 2021 ¦ 12/22/2022 3:42:52 PM | Area 1001 Gas CC 2x1 2031
10314 | Area 1001 Gas CC 2x1 2032 | CO2 | ATC | 2028 | AEP-KPCO | 0 | 0 | 0 | 0 | 0 | 0 | 122 | 2028 |  |  |  | REF | 0 | 0 | Real 2021 ¦ 12/22/2022 3:42:52 PM | Area 1001 Gas CC 2x1 2032
10315 | Area 1001 Gas CC 2x1 2032 | NOX | ATC | 2028 | AEP-KPCO | 0 | 0 | 0 | 0 | 0 | 0 | 0.00056 | 2028 |  |  |  | REF | 0 | 0 | Real 2021 ¦ 12/22/2022 3:42:52 PM | Area 1001 Gas CC 2x1 2032
10316 | Area 1001 Gas CC 2x1 2032 | SO2 | ATC | 2028 | AEP-KPCO | 0 | 0 | 0 | 0 | 0 | 0 | 0.00752 | 2028 |  |  |  | REF | 0 | 0 | Real 2021 ¦ 12/22/2022 3:42:52 PM | Area 1001 Gas CC 2x1 2032
10317 | Area 1001 Gas CC 2x1 2033 | CO2 | ATC | 2028 | AEP-KPCO | 0 | 0 | 0 | 0 | 0 | 0 | 122 | 2028 |  |  |  | REF | 0 | 0 | Real 2021 ¦ 12/22/2022 3:42:52 PM | Area 1001 Gas CC 2x1 2033
10318 | Area 1001 Gas CC 2x1 2033 | NOX | ATC | 2028 | AEP-KPCO | 0 | 0 | 0 | 0 | 0 | 0 | 0.00056 | 2028 |  |  |  | REF | 0 | 0 | Real 2021 ¦ 12/22/2022 3:42:52 PM | Area 1001 Gas CC 2x1 2033
10319 | Area 1001 Gas CC 2x1 2033 | SO2 | ATC | 2028 | AEP-KPCO | 0 | 0 | 0 | 0 | 0 | 0 | 0.00752 | 2028 |  |  |  | REF | 0 | 0 | Real 2021 ¦ 12/22/2022 3:42:52 PM | Area 1001 Gas CC 2x1 2033
10320 | Area 1001 Gas CC 2x1 2034 | CO2 | ATC | 2028 | AEP-KPCO | 0 | 0 | 0 | 0 | 0 | 0 | 122 | 2028 |  |  |  | REF | 0 | 0 | Real 2021 ¦ 12/22/2022 3:42:52 PM | Area 1001 Gas CC 2x1 2034
10321 | Area 1001 Gas CC 2x1 2034 | NOX | ATC | 2028 | AEP-KPCO | 0 | 0 | 0 | 0 | 0 | 0 | 0.00056 | 2028 |  |  |  | REF | 0 | 0 | Real 2021 ¦ 12/22/2022 3:42:52 PM | Area 1001 Gas CC 2x1 2034
10322 | Area 1001 Gas CC 2x1 2034 | SO2 | ATC | 2028 | AEP-KPCO | 0 | 0 | 0 | 0 | 0 | 0 | 0.00752 | 2028 |  |  |  | REF | 0 | 0 | Real 2021 ¦ 12/22/2022 3:42:52 PM | Area 1001 Gas CC 2x1 2034
10323 | Area 1001 Gas CC 2x1 2035 | CO2 | ATC | 2028 | AEP-KPCO | 0 | 0 | 0 | 0 | 0 | 0 | 122 | 2028 |  |  |  | REF | 0 | 0 | Real 2021 ¦ 12/22/2022 3:42:52 PM | Area 1001 Gas CC 2x1 2035
10324 | Area 1001 Gas CC 2x1 2035 | NOX | ATC | 2028 | AEP-KPCO | 0 | 0 | 0 | 0 | 0 | 0 | 0.00056 | 2028 |  |  |  | REF | 0 | 0 | Real 2021 ¦ 12/22/2022 3:42:52 PM | Area 1001 Gas CC 2x1 2035
10325 | Area 1001 Gas CC 2x1 2035 | SO2 | ATC | 2028 | AEP-KPCO | 0 | 0 | 0 | 0 | 0 | 0 | 0.00752 | 2028 |  |  |  | REF | 0 | 0 | Real 2021 ¦ 12/22/2022 3:42:52 PM | Area 1001 Gas CC 2x1 2035
10326 | Area 1001 Gas CC 2x1 2036 | CO2 | ATC | 2028 | AEP-KPCO | 0 | 0 | 0 | 0 | 0 | 0 | 122 | 2028 |  |  |  | REF | 0 | 0 | Real 2021 ¦ 12/22/2022 3:42:52 PM | Area 1001 Gas CC 2x1 2036
10327 | Area 1001 Gas CC 2x1 2036 | NOX | ATC | 2028 | AEP-KPCO | 0 | 0 | 0 | 0 | 0 | 0 | 0.00056 | 2028 |  |  |  | REF | 0 | 0 | Real 2021 ¦ 12/22/2022 3:42:52 PM | Area 1001 Gas CC 2x1 2036
10328 | Area 1001 Gas CC 2x1 2036 | SO2 | ATC | 2028 | AEP-KPCO | 0 | 0 | 0 | 0 | 0 | 0 | 0.00752 | 2028 |  |  |  | REF | 0 | 0 | Real 2021 ¦ 12/22/2022 3:42:52 PM | Area 1001 Gas CC 2x1 2036
10329 | Area 1001 Gas CC 2x1 2037 | CO2 | ATC | 2028 | AEP-KPCO | 0 | 0 | 0 | 0 | 0 | 0 | 122 | 2028 |  |  |  | REF | 0 | 0 | Real 2021 ¦ 12/22/2022 3:42:52 PM | Area 1001 Gas CC 2x1 2037
10330 | Area 1001 Gas CC 2x1 2037 | NOX | ATC | 2028 | AEP-KPCO | 0 | 0 | 0 | 0 | 0 | 0 | 0.00056 | 2028 |  |  |  | REF | 0 | 0 | Real 2021 ¦ 12/22/2022 3:42:52 PM | Area 1001 Gas CC 2x1 2037
10331 | Area 1001 Gas CC 2x1 2037 | SO2 | ATC | 2028 | AEP-KPCO | 0 | 0 | 0 | 0 | 0 | 0 | 0.00752 | 2028 |  |  |  | REF | 0 | 0 | Real 2021 ¦ 12/22/2022 3:42:52 PM | Area 1001 Gas CC 2x1 2037
10332 | Area 1001 Gas CC 2x1 2038 | CO2 | ATC | 2028 | AEP-KPCO | 0 | 0 | 0 | 0 | 0 | 0 | 122 | 2028 |  |  |  | REF | 0 | 0 | Real 2021 ¦ 12/22/2022 3:42:52 PM | Area 1001 Gas CC 2x1 2038
10333 | Area 1001 Gas CC 2x1 2038 | NOX | ATC | 2028 | AEP-KPCO | 0 | 0 | 0 | 0 | 0 | 0 | 0.00056 | 2028 |  |  |  | REF | 0 | 0 | Real 2021 ¦ 12/22/2022 3:42:52 PM | Area 1001 Gas CC 2x1 2038
10334 | Area 1001 Gas CC 2x1 2038 | SO2 | ATC | 2028 | AEP-KPCO | 0 | 0 | 0 | 0 | 0 | 0 | 0.00752 | 2028 |  |  |  | REF | 0 | 0 | Real 2021 ¦ 12/22/2022 3:42:52 PM | Area 1001 Gas CC 2x1 2038
10335 | Area 1001 Gas CC 2x1 2039 | CO2 | ATC | 2028 | AEP-KPCO | 0 | 0 | 0 | 0 | 0 | 0 | 122 | 2028 |  |  |  | REF | 0 | 0 | Real 2021 ¦ 12/22/2022 3:42:52 PM | Area 1001 Gas CC 2x1 2039
10336 | Area 1001 Gas CC 2x1 2039 | NOX | ATC | 2028 | AEP-KPCO | 0 | 0 | 0 | 0 | 0 | 0 | 0.00056 | 2028 |  |  |  | REF | 0 | 0 | Real 2021 ¦ 12/22/2022 3:42:52 PM | Area 1001 Gas CC 2x1 2039
10337 | Area 1001 Gas CC 2x1 2039 | SO2 | ATC | 2028 | AEP-KPCO | 0 | 0 | 0 | 0 | 0 | 0 | 0.00752 | 2028 |  |  |  | REF | 0 | 0 | Real 2021 ¦ 12/22/2022 3:42:52 PM | Area 1001 Gas CC 2x1 2039
10338 | Area 1001 Gas CC 2x1 2040 | CO2 | ATC | 2028 | AEP-KPCO | 0 | 0 | 0 | 0 | 0 | 0 | 122 | 2028 |  |  |  | REF | 0 | 0 | Real 2021 ¦ 12/22/2022 3:42:52 PM | Area 1001 Gas CC 2x1 2040
10339 | Area 1001 Gas CC 2x1 2040 | NOX | ATC | 2028 | AEP-KPCO | 0 | 0 | 0 | 0 | 0 | 0 | 0.00056 | 2028 |  |  |  | REF | 0 | 0 | Real 2021 ¦ 12/22/2022 3:42:52 PM | Area 1001 Gas CC 2x1 2040
10340 | Area 1001 Gas CC 2x1 2040 | SO2 | ATC | 2028 | AEP-KPCO | 0 | 0 | 0 | 0 | 0 | 0 | 0.00752 | 2028 |  |  |  | REF | 0 | 0 | Real 2021 ¦ 12/22/2022 3:42:52 PM | Area 1001 Gas CC 2x1 2040
10341 | Area 1001 Gas CC 2x1 2041 | CO2 | ATC | 2028 | AEP-KPCO | 0 | 0 | 0 | 0 | 0 | 0 | 122 | 2028 |  |  |  | REF | 0 | 0 | Real 2021 ¦ 12/22/2022 3:42:52 PM | Area 1001 Gas CC 2x1 2041
10342 | Area 1001 Gas CC 2x1 2041 | NOX | ATC | 2028 | AEP-KPCO | 0 | 0 | 0 | 0 | 0 | 0 | 0.00056 | 2028 |  |  |  | REF | 0 | 0 | Real 2021 ¦ 12/22/2022 3:42:52 PM | Area 1001 Gas CC 2x1 2041
10343 | Area 1001 Gas CC 2x1 2041 | SO2 | ATC | 2028 | AEP-KPCO | 0 | 0 | 0 | 0 | 0 | 0 | 0.00752 | 2028 |  |  |  | REF | 0 | 0 | Real 2021 ¦ 12/22/2022 3:42:52 PM | Area 1001 Gas CC 2x1 2041
10344 | Area 1001 Gas CC 2x1 2042 | CO2 | ATC | 2028 | AEP-KPCO | 0 | 0 | 0 | 0 | 0 | 0 | 122 | 2028 |  |  |  | REF | 0 | 0 | Real 2021 ¦ 12/22/2022 3:42:52 PM | Area 1001 Gas CC 2x1 2042
10345 | Area 1001 Gas CC 2x1 2042 | NOX | ATC | 2028 | AEP-KPCO | 0 | 0 | 0 | 0 | 0 | 0 | 0.00056 | 2028 |  |  |  | REF | 0 | 0 | Real 2021 ¦ 12/22/2022 3:42:52 PM | Area 1001 Gas CC 2x1 2042
10346 | Area 1001 Gas CC 2x1 2042 | SO2 | ATC | 2028 | AEP-KPCO | 0 | 0 | 0 | 0 | 0 | 0 | 0.00752 | 2028 |  |  |  | REF | 0 | 0 | Real 2021 ¦ 12/22/2022 3:42:52 PM | Area 1001 Gas CC 2x1 2042
10347 | Area 1001 Gas CC 2x1 2043 | CO2 | ATC | 2028 | AEP-KPCO | 0 | 0 | 0 | 0 | 0 | 0 | 122 | 2028 |  |  |  | REF | 0 | 0 | Real 2021 ¦ 12/22/2022 3:42:52 PM | Area 1001 Gas CC 2x1 2043
10348 | Area 1001 Gas CC 2x1 2043 | NOX | ATC | 2028 | AEP-KPCO | 0 | 0 | 0 | 0 | 0 | 0 | 0.00056 | 2028 |  |  |  | REF | 0 | 0 | Real 2021 ¦ 12/22/2022 3:42:52 PM | Area 1001 Gas CC 2x1 2043
10349 | Area 1001 Gas CC 2x1 2043 | SO2 | ATC | 2028 | AEP-KPCO | 0 | 0 | 0 | 0 | 0 | 0 | 0.00752 | 2028 |  |  |  | REF | 0 | 0 | Real 2021 ¦ 12/22/2022 3:42:52 PM | Area 1001 Gas CC 2x1 2043
10350 | Area 1001 Gas CC 1x1 2024 | CO2 | ATC | 2028 | AEP-KPCO | 1155334.5 | 1155334.5 | 0 | 0 | 0 | 0 | 122 | 2028 |  |  |  | REF | 0 | 0 | Real 2021 ¦ 12/22/2022 3:42:52 PM | Area 1001 Gas CC 1x1 2024
10351 | Area 1001 Gas CC 1x1 2024 | NOX | ATC | 2028 | AEP-KPCO | 5.3032 | 5.3032 | 0 | 0.32212 | 0.32212 | 0 | 0.00056 | 2028 |  |  |  | REF | 0 | 0 | Real 2021 ¦ 12/22/2022 3:42:52 PM | Area 1001 Gas CC 1x1 2024
10352 | Area 1001 Gas CC 1x1 2024 | SO2 | ATC | 2028 | AEP-KPCO | 71.2141 | 71.2141 | 0 | 0.22403 | 0.22403 | 0 | 0.00752 | 2028 |  |  |  | REF | 0 | 0 | Real 2021 ¦ 12/22/2022 3:42:52 PM | Area 1001 Gas CC 1x1 2024
10353 | Area 1001 Gas CC 1x1 2025 | CO2 | ATC | 2028 | AEP-KPCO | 1155334.5 | 1155334.5 | 0 | 0 | 0 | 0 | 122 | 2028 |  |  |  | REF | 0 | 0 | Real 2021 ¦ 12/22/2022 3:42:52 PM | Area 1001 Gas CC 1x1 2025
10354 | Area 1001 Gas CC 1x1 2025 | NOX | ATC | 2028 | AEP-KPCO | 5.3032 | 5.3032 | 0 | 0.32212 | 0.32212 | 0 | 0.00056 | 2028 |  |  |  | REF | 0 | 0 | Real 2021 ¦ 12/22/2022 3:42:52 PM | Area 1001 Gas CC 1x1 2025
10355 | Area 1001 Gas CC 1x1 2025 | SO2 | ATC | 2028 | AEP-KPCO | 71.2141 | 71.2141 | 0 | 0.22403 | 0.22403 | 0 | 0.00752 | 2028 |  |  |  | REF | 0 | 0 | Real 2021 ¦ 12/22/2022 3:42:52 PM | Area 1001 Gas CC 1x1 2025
10356 | Area 1001 Gas CC 1x1 2026 | CO2 | ATC | 2028 | AEP-KPCO | 1155334.5 | 1155334.5 | 0 | 0 | 0 | 0 | 122 | 2028 |  |  |  | REF | 0 | 0 | Real 2021 ¦ 12/22/2022 3:42:52 PM | Area 1001 Gas CC 1x1 2026
10357 | Area 1001 Gas CC 1x1 2026 | NOX | ATC | 2028 | AEP-KPCO | 5.3032 | 5.3032 | 0 | 0.32212 | 0.32212 | 0 | 0.00056 | 2028 |  |  |  | REF | 0 | 0 | Real 2021 ¦ 12/22/2022 3:42:52 PM | Area 1001 Gas CC 1x1 2026
10358 | Area 1001 Gas CC 1x1 2026 | SO2 | ATC | 2028 | AEP-KPCO | 71.2141 | 71.2141 | 0 | 0.22403 | 0.22403 | 0 | 0.00752 | 2028 |  |  |  | REF | 0 | 0 | Real 2021 ¦ 12/22/2022 3:42:52 PM | Area 1001 Gas CC 1x1 2026
10359 | Area 1001 Gas CC 1x1 2027 | CO2 | ATC | 2028 | AEP-KPCO | 1155334.5 | 1155334.5 | 0 | 0 | 0 | 0 | 122 | 2028 |  |  |  | REF | 0 | 0 | Real 2021 ¦ 12/22/2022 3:42:52 PM | Area 1001 Gas CC 1x1 2027
10360 | Area 1001 Gas CC 1x1 2027 | NOX | ATC | 2028 | AEP-KPCO | 5.3032 | 5.3032 | 0 | 0.32212 | 0.32212 | 0 | 0.00056 | 2028 |  |  |  | REF | 0 | 0 | Real 2021 ¦ 12/22/2022 3:42:52 PM | Area 1001 Gas CC 1x1 2027
10361 | Area 1001 Gas CC 1x1 2027 | SO2 | ATC | 2028 | AEP-KPCO | 71.2141 | 71.2141 | 0 | 0.22403 | 0.22403 | 0 | 0.00752 | 2028 |  |  |  | REF | 0 | 0 | Real 2021 ¦ 12/22/2022 3:42:52 PM | Area 1001 Gas CC 1x1 2027
10362 | Area 1001 Gas CC 1x1 2028 | CO2 | ATC | 2028 | AEP-KPCO | 1153470.625 | 1153470.625 | 0 | 0 | 0 | 0 | 122 | 2028 |  |  |  | REF | 0 | 0 | Real 2021 ¦ 12/22/2022 3:42:52 PM | Area 1001 Gas CC 1x1 2028
10363 | Area 1001 Gas CC 1x1 2028 | NOX | ATC | 2028 | AEP-KPCO | 5.2946 | 5.2946 | 0 | 0.32193 | 0.32193 | 0 | 0.00056 | 2028 |  |  |  | REF | 0 | 0 | Real 2021 ¦ 12/22/2022 3:42:52 PM | Area 1001 Gas CC 1x1 2028
10364 | Area 1001 Gas CC 1x1 2028 | SO2 | ATC | 2028 | AEP-KPCO | 71.0992 | 71.0992 | 0 | 0.22367 | 0.22367 | 0 | 0.00752 | 2028 |  |  |  | REF | 0 | 0 | Real 2021 ¦ 12/22/2022 3:42:52 PM | Area 1001 Gas CC 1x1 2028
10365 | Area 1001 Gas CC 1x1 2029 | CO2 | ATC | 2028 | AEP-KPCO | 0 | 0 | 0 | 0 | 0 | 0 | 122 | 2028 |  |  |  | REF | 0 | 0 | Real 2021 ¦ 12/22/2022 3:42:52 PM | Area 1001 Gas CC 1x1 2029
10366 | Area 1001 Gas CC 1x1 2029 | NOX | ATC | 2028 | AEP-KPCO | 0 | 0 | 0 | 0 | 0 | 0 | 0.00056 | 2028 |  |  |  | REF | 0 | 0 | Real 2021 ¦ 12/22/2022 3:42:52 PM | Area 1001 Gas CC 1x1 2029
10367 | Area 1001 Gas CC 1x1 2029 | SO2 | ATC | 2028 | AEP-KPCO | 0 | 0 | 0 | 0 | 0 | 0 | 0.00752 | 2028 |  |  |  | REF | 0 | 0 | Real 2021 ¦ 12/22/2022 3:42:52 PM | Area 1001 Gas CC 1x1 2029
10368 | Area 1001 Gas CC 1x1 2030 | CO2 | ATC | 2028 | AEP-KPCO | 0 | 0 | 0 | 0 | 0 | 0 | 122 | 2028 |  |  |  | REF | 0 | 0 | Real 2021 ¦ 12/22/2022 3:42:52 PM | Area 1001 Gas CC 1x1 2030
10369 | Area 1001 Gas CC 1x1 2030 | NOX | ATC | 2028 | AEP-KPCO | 0 | 0 | 0 | 0 | 0 | 0 | 0.00056 | 2028 |  |  |  | REF | 0 | 0 | Real 2021 ¦ 12/22/2022 3:42:52 PM | Area 1001 Gas CC 1x1 2030
10370 | Area 1001 Gas CC 1x1 2030 | SO2 | ATC | 2028 | AEP-KPCO | 0 | 0 | 0 | 0 | 0 | 0 | 0.00752 | 2028 |  |  |  | REF | 0 | 0 | Real 2021 ¦ 12/22/2022 3:42:52 PM | Area 1001 Gas CC 1x1 2030
10371 | Area 1001 Gas CC 1x1 2031 | CO2 | ATC | 2028 | AEP-KPCO | 0 | 0 | 0 | 0 | 0 | 0 | 122 | 2028 |  |  |  | REF | 0 | 0 | Real 2021 ¦ 12/22/2022 3:42:52 PM | Area 1001 Gas CC 1x1 2031
10372 | Area 1001 Gas CC 1x1 2031 | NOX | ATC | 2028 | AEP-KPCO | 0 | 0 | 0 | 0 | 0 | 0 | 0.00056 | 2028 |  |  |  | REF | 0 | 0 | Real 2021 ¦ 12/22/2022 3:42:52 PM | Area 1001 Gas CC 1x1 2031
10373 | Area 1001 Gas CC 1x1 2031 | SO2 | ATC | 2028 | AEP-KPCO | 0 | 0 | 0 | 0 | 0 | 0 | 0.00752 | 2028 |  |  |  | REF | 0 | 0 | Real 2021 ¦ 12/22/2022 3:42:52 PM | Area 1001 Gas CC 1x1 2031
10374 | Area 1001 Gas CC 1x1 2032 | CO2 | ATC | 2028 | AEP-KPCO | 0 | 0 | 0 | 0 | 0 | 0 | 122 | 2028 |  |  |  | REF | 0 | 0 | Real 2021 ¦ 12/22/2022 3:42:52 PM | Area 1001 Gas CC 1x1 2032
10375 | Area 1001 Gas CC 1x1 2032 | NOX | ATC | 2028 | AEP-KPCO | 0 | 0 | 0 | 0 | 0 | 0 | 0.00056 | 2028 |  |  |  | REF | 0 | 0 | Real 2021 ¦ 12/22/2022 3:42:52 PM | Area 1001 Gas CC 1x1 2032
10376 | Area 1001 Gas CC 1x1 2032 | SO2 | ATC | 2028 | AEP-KPCO | 0 | 0 | 0 | 0 | 0 | 0 | 0.00752 | 2028 |  |  |  | REF | 0 | 0 | Real 2021 ¦ 12/22/2022 3:42:52 PM | Area 1001 Gas CC 1x1 2032
10377 | Area 1001 Gas CC 1x1 2033 | CO2 | ATC | 2028 | AEP-KPCO | 0 | 0 | 0 | 0 | 0 | 0 | 122 | 2028 |  |  |  | REF | 0 | 0 | Real 2021 ¦ 12/22/2022 3:42:52 PM | Area 1001 Gas CC 1x1 2033
10378 | Area 1001 Gas CC 1x1 2033 | NOX | ATC | 2028 | AEP-KPCO | 0 | 0 | 0 | 0 | 0 | 0 | 0.00056 | 2028 |  |  |  | REF | 0 | 0 | Real 2021 ¦ 12/22/2022 3:42:52 PM | Area 1001 Gas CC 1x1 2033
10379 | Area 1001 Gas CC 1x1 2033 | SO2 | ATC | 2028 | AEP-KPCO | 0 | 0 | 0 | 0 | 0 | 0 | 0.00752 | 2028 |  |  |  | REF | 0 | 0 | Real 2021 ¦ 12/22/2022 3:42:52 PM | Area 1001 Gas CC 1x1 2033
10380 | Area 1001 Gas CC 1x1 2034 | CO2 | ATC | 2028 | AEP-KPCO | 0 | 0 | 0 | 0 | 0 | 0 | 122 | 2028 |  |  |  | REF | 0 | 0 | Real 2021 ¦ 12/22/2022 3:42:52 PM | Area 1001 Gas CC 1x1 2034
10381 | Area 1001 Gas CC 1x1 2034 | NOX | ATC | 2028 | AEP-KPCO | 0 | 0 | 0 | 0 | 0 | 0 | 0.00056 | 2028 |  |  |  | REF | 0 | 0 | Real 2021 ¦ 12/22/2022 3:42:52 PM | Area 1001 Gas CC 1x1 2034
10382 | Area 1001 Gas CC 1x1 2034 | SO2 | ATC | 2028 | AEP-KPCO | 0 | 0 | 0 | 0 | 0 | 0 | 0.00752 | 2028 |  |  |  | REF | 0 | 0 | Real 2021 ¦ 12/22/2022 3:42:52 PM | Area 1001 Gas CC 1x1 2034
10383 | Area 1001 Gas CC 1x1 2035 | CO2 | ATC | 2028 | AEP-KPCO | 0 | 0 | 0 | 0 | 0 | 0 | 122 | 2028 |  |  |  | REF | 0 | 0 | Real 2021 ¦ 12/22/2022 3:42:52 PM | Area 1001 Gas CC 1x1 2035
10384 | Area 1001 Gas CC 1x1 2035 | NOX | ATC | 2028 | AEP-KPCO | 0 | 0 | 0 | 0 | 0 | 0 | 0.00056 | 2028 |  |  |  | REF | 0 | 0 | Real 2021 ¦ 12/22/2022 3:42:52 PM | Area 1001 Gas CC 1x1 2035
10385 | Area 1001 Gas CC 1x1 2035 | SO2 | ATC | 2028 | AEP-KPCO | 0 | 0 | 0 | 0 | 0 | 0 | 0.00752 | 2028 |  |  |  | REF | 0 | 0 | Real 2021 ¦ 12/22/2022 3:42:52 PM | Area 1001 Gas CC 1x1 2035
10386 | Area 1001 Gas CC 1x1 2036 | CO2 | ATC | 2028 | AEP-KPCO | 0 | 0 | 0 | 0 | 0 | 0 | 122 | 2028 |  |  |  | REF | 0 | 0 | Real 2021 ¦ 12/22/2022 3:42:52 PM | Area 1001 Gas CC 1x1 2036
10387 | Area 1001 Gas CC 1x1 2036 | NOX | ATC | 2028 | AEP-KPCO | 0 | 0 | 0 | 0 | 0 | 0 | 0.00056 | 2028 |  |  |  | REF | 0 | 0 | Real 2021 ¦ 12/22/2022 3:42:52 PM | Area 1001 Gas CC 1x1 2036
10388 | Area 1001 Gas CC 1x1 2036 | SO2 | ATC | 2028 | AEP-KPCO | 0 | 0 | 0 | 0 | 0 | 0 | 0.00752 | 2028 |  |  |  | REF | 0 | 0 | Real 2021 ¦ 12/22/2022 3:42:52 PM | Area 1001 Gas CC 1x1 2036
10389 | Area 1001 Gas CC 1x1 2037 | CO2 | ATC | 2028 | AEP-KPCO | 0 | 0 | 0 | 0 | 0 | 0 | 122 | 2028 |  |  |  | REF | 0 | 0 | Real 2021 ¦ 12/22/2022 3:42:52 PM | Area 1001 Gas CC 1x1 2037
10390 | Area 1001 Gas CC 1x1 2037 | NOX | ATC | 2028 | AEP-KPCO | 0 | 0 | 0 | 0 | 0 | 0 | 0.00056 | 2028 |  |  |  | REF | 0 | 0 | Real 2021 ¦ 12/22/2022 3:42:52 PM | Area 1001 Gas CC 1x1 2037
10391 | Area 1001 Gas CC 1x1 2037 | SO2 | ATC | 2028 | AEP-KPCO | 0 | 0 | 0 | 0 | 0 | 0 | 0.00752 | 2028 |  |  |  | REF | 0 | 0 | Real 2021 ¦ 12/22/2022 3:42:52 PM | Area 1001 Gas CC 1x1 2037
10392 | Area 1001 Gas CC 1x1 2038 | CO2 | ATC | 2028 | AEP-KPCO | 0 | 0 | 0 | 0 | 0 | 0 | 122 | 2028 |  |  |  | REF | 0 | 0 | Real 2021 ¦ 12/22/2022 3:42:52 PM | Area 1001 Gas CC 1x1 2038
10393 | Area 1001 Gas CC 1x1 2038 | NOX | ATC | 2028 | AEP-KPCO | 0 | 0 | 0 | 0 | 0 | 0 | 0.00056 | 2028 |  |  |  | REF | 0 | 0 | Real 2021 ¦ 12/22/2022 3:42:52 PM | Area 1001 Gas CC 1x1 2038
10394 | Area 1001 Gas CC 1x1 2038 | SO2 | ATC | 2028 | AEP-KPCO | 0 | 0 | 0 | 0 | 0 | 0 | 0.00752 | 2028 |  |  |  | REF | 0 | 0 | Real 2021 ¦ 12/22/2022 3:42:52 PM | Area 1001 Gas CC 1x1 2038
10395 | Area 1001 Gas CC 1x1 2039 | CO2 | ATC | 2028 | AEP-KPCO | 0 | 0 | 0 | 0 | 0 | 0 | 122 | 2028 |  |  |  | REF | 0 | 0 | Real 2021 ¦ 12/22/2022 3:42:52 PM | Area 1001 Gas CC 1x1 2039
10396 | Area 1001 Gas CC 1x1 2039 | NOX | ATC | 2028 | AEP-KPCO | 0 | 0 | 0 | 0 | 0 | 0 | 0.00056 | 2028 |  |  |  | REF | 0 | 0 | Real 2021 ¦ 12/22/2022 3:42:52 PM | Area 1001 Gas CC 1x1 2039
10397 | Area 1001 Gas CC 1x1 2039 | SO2 | ATC | 2028 | AEP-KPCO | 0 | 0 | 0 | 0 | 0 | 0 | 0.00752 | 2028 |  |  |  | REF | 0 | 0 | Real 2021 ¦ 12/22/2022 3:42:52 PM | Area 1001 Gas CC 1x1 2039
10398 | Area 1001 Gas CC 1x1 2040 | CO2 | ATC | 2028 | AEP-KPCO | 0 | 0 | 0 | 0 | 0 | 0 | 122 | 2028 |  |  |  | REF | 0 | 0 | Real 2021 ¦ 12/22/2022 3:42:52 PM | Area 1001 Gas CC 1x1 2040
10399 | Area 1001 Gas CC 1x1 2040 | NOX | ATC | 2028 | AEP-KPCO | 0 | 0 | 0 | 0 | 0 | 0 | 0.00056 | 2028 |  |  |  | REF | 0 | 0 | Real 2021 ¦ 12/22/2022 3:42:52 PM | Area 1001 Gas CC 1x1 2040
10400 | Area 1001 Gas CC 1x1 2040 | SO2 | ATC | 2028 | AEP-KPCO | 0 | 0 | 0 | 0 | 0 | 0 | 0.00752 | 2028 |  |  |  | REF | 0 | 0 | Real 2021 ¦ 12/22/2022 3:42:52 PM | Area 1001 Gas CC 1x1 2040
10401 | Area 1001 Gas CC 1x1 2041 | CO2 | ATC | 2028 | AEP-KPCO | 0 | 0 | 0 | 0 | 0 | 0 | 122 | 2028 |  |  |  | REF | 0 | 0 | Real 2021 ¦ 12/22/2022 3:42:52 PM | Area 1001 Gas CC 1x1 2041
10402 | Area 1001 Gas CC 1x1 2041 | NOX | ATC | 2028 | AEP-KPCO | 0 | 0 | 0 | 0 | 0 | 0 | 0.00056 | 2028 |  |  |  | REF | 0 | 0 | Real 2021 ¦ 12/22/2022 3:42:52 PM | Area 1001 Gas CC 1x1 2041
10403 | Area 1001 Gas CC 1x1 2041 | SO2 | ATC | 2028 | AEP-KPCO | 0 | 0 | 0 | 0 | 0 | 0 | 0.00752 | 2028 |  |  |  | REF | 0 | 0 | Real 2021 ¦ 12/22/2022 3:42:52 PM | Area 1001 Gas CC 1x1 2041
10404 | Area 1001 Gas CC 1x1 2042 | CO2 | ATC | 2028 | AEP-KPCO | 0 | 0 | 0 | 0 | 0 | 0 | 122 | 2028 |  |  |  | REF | 0 | 0 | Real 2021 ¦ 12/22/2022 3:42:52 PM | Area 1001 Gas CC 1x1 2042
10405 | Area 1001 Gas CC 1x1 2042 | NOX | ATC | 2028 | AEP-KPCO | 0 | 0 | 0 | 0 | 0 | 0 | 0.00056 | 2028 |  |  |  | REF | 0 | 0 | Real 2021 ¦ 12/22/2022 3:42:52 PM | Area 1001 Gas CC 1x1 2042
10406 | Area 1001 Gas CC 1x1 2042 | SO2 | ATC | 2028 | AEP-KPCO | 0 | 0 | 0 | 0 | 0 | 0 | 0.00752 | 2028 |  |  |  | REF | 0 | 0 | Real 2021 ¦ 12/22/2022 3:42:52 PM | Area 1001 Gas CC 1x1 2042
10407 | Area 1001 Gas CC 1x1 2043 | CO2 | ATC | 2028 | AEP-KPCO | 0 | 0 | 0 | 0 | 0 | 0 | 122 | 2028 |  |  |  | REF | 0 | 0 | Real 2021 ¦ 12/22/2022 3:42:52 PM | Area 1001 Gas CC 1x1 2043
10408 | Area 1001 Gas CC 1x1 2043 | NOX | ATC | 2028 | AEP-KPCO | 0 | 0 | 0 | 0 | 0 | 0 | 0.00056 | 2028 |  |  |  | REF | 0 | 0 | Real 2021 ¦ 12/22/2022 3:42:52 PM | Area 1001 Gas CC 1x1 2043
10409 | Area 1001 Gas CC 1x1 2043 | SO2 | ATC | 2028 | AEP-KPCO | 0 | 0 | 0 | 0 | 0 | 0 | 0.00752 | 2028 |  |  |  | REF | 0 | 0 | Real 2021 ¦ 12/22/2022 3:42:52 PM | Area 1001 Gas CC 1x1 2043
10410 | Area 1001 Gas CT 2023 | CO2 | ATC | 2028 | AEP-KPCO | 697437.4375 | 697437.4375 | 0 | 0 | 0 | 0 | 122 | 2028 |  |  |  | REF | 0 | 0 | Real 2021 ¦ 12/22/2022 3:42:52 PM | Area 1001 Gas CT 2023
10411 | Area 1001 Gas CT 2023 | NOX | ATC | 2028 | AEP-KPCO | 3.2014 | 3.2014 | 0 | 0.23073 | 0.23073 | 0 | 0.00056 | 2028 |  |  |  | REF | 0 | 0 | Real 2021 ¦ 12/22/2022 3:42:52 PM | Area 1001 Gas CT 2023
10412 | Area 1001 Gas CT 2023 | SO2 | ATC | 2028 | AEP-KPCO | 42.9896 | 42.9896 | 0 | 0.13524 | 0.13524 | 0 | 0.00752 | 2028 |  |  |  | REF | 0 | 0 | Real 2021 ¦ 12/22/2022 3:42:52 PM | Area 1001 Gas CT 2023
10413 | Area 1001 Gas CT 2024 | CO2 | ATC | 2028 | AEP-KPCO | 699550.3125 | 699550.3125 | 0 | 0 | 0 | 0 | 122 | 2028 |  |  |  | REF | 0 | 0 | Real 2021 ¦ 12/22/2022 3:42:52 PM | Area 1001 Gas CT 2024
10414 | Area 1001 Gas CT 2024 | NOX | ATC | 2028 | AEP-KPCO | 3.2111 | 3.2111 | 0 | 0.23076 | 0.23076 | 0 | 0.00056 | 2028 |  |  |  | REF | 0 | 0 | Real 2021 ¦ 12/22/2022 3:42:52 PM | Area 1001 Gas CT 2024
10415 | Area 1001 Gas CT 2024 | SO2 | ATC | 2028 | AEP-KPCO | 43.1198 | 43.1198 | 0 | 0.13565 | 0.13565 | 0 | 0.00752 | 2028 |  |  |  | REF | 0 | 0 | Real 2021 ¦ 12/22/2022 3:42:52 PM | Area 1001 Gas CT 2024
10416 | Area 1001 Gas CT 2025 | CO2 | ATC | 2028 | AEP-KPCO | 698955 | 698955 | 0 | 0 | 0 | 0 | 122 | 2028 |  |  |  | REF | 0 | 0 | Real 2021 ¦ 12/22/2022 3:42:52 PM | Area 1001 Gas CT 2025
10417 | Area 1001 Gas CT 2025 | NOX | ATC | 2028 | AEP-KPCO | 3.2083 | 3.2083 | 0 | 0.23074 | 0.23074 | 0 | 0.00056 | 2028 |  |  |  | REF | 0 | 0 | Real 2021 ¦ 12/22/2022 3:42:52 PM | Area 1001 Gas CT 2025
10418 | Area 1001 Gas CT 2025 | SO2 | ATC | 2028 | AEP-KPCO | 43.0831 | 43.0831 | 0 | 0.13553 | 0.13553 | 0 | 0.00752 | 2028 |  |  |  | REF | 0 | 0 | Real 2021 ¦ 12/22/2022 3:42:52 PM | Area 1001 Gas CT 2025
10419 | Area 1001 Gas CT 2026 | CO2 | ATC | 2028 | AEP-KPCO | 698819.9375 | 698819.9375 | 0 | 0 | 0 | 0 | 122 | 2028 |  |  |  | REF | 0 | 0 | Real 2021 ¦ 12/22/2022 3:42:52 PM | Area 1001 Gas CT 2026
10420 | Area 1001 Gas CT 2026 | NOX | ATC | 2028 | AEP-KPCO | 3.2077 | 3.2077 | 0 | 0.23074 | 0.23074 | 0 | 0.00056 | 2028 |  |  |  | REF | 0 | 0 | Real 2021 ¦ 12/22/2022 3:42:52 PM | Area 1001 Gas CT 2026
10421 | Area 1001 Gas CT 2026 | SO2 | ATC | 2028 | AEP-KPCO | 43.0748 | 43.0748 | 0 | 0.13551 | 0.13551 | 0 | 0.00752 | 2028 |  |  |  | REF | 0 | 0 | Real 2021 ¦ 12/22/2022 3:42:52 PM | Area 1001 Gas CT 2026
10422 | Area 1001 Gas CT 2027 | CO2 | ATC | 2028 | AEP-KPCO | 698819.9375 | 698819.9375 | 0 | 0 | 0 | 0 | 122 | 2028 |  |  |  | REF | 0 | 0 | Real 2021 ¦ 12/22/2022 3:42:52 PM | Area 1001 Gas CT 2027
10423 | Area 1001 Gas CT 2027 | NOX | ATC | 2028 | AEP-KPCO | 3.2077 | 3.2077 | 0 | 0.23074 | 0.23074 | 0 | 0.00056 | 2028 |  |  |  | REF | 0 | 0 | Real 2021 ¦ 12/22/2022 3:42:52 PM | Area 1001 Gas CT 2027
10424 | Area 1001 Gas CT 2027 | SO2 | ATC | 2028 | AEP-KPCO | 43.0748 | 43.0748 | 0 | 0.13551 | 0.13551 | 0 | 0.00752 | 2028 |  |  |  | REF | 0 | 0 | Real 2021 ¦ 12/22/2022 3:42:52 PM | Area 1001 Gas CT 2027
10425 | Area 1001 Gas CT 2028 | CO2 | ATC | 2028 | AEP-KPCO | 700716.0625 | 700716.0625 | 0 | 0 | 0 | 0 | 122 | 2028 |  |  |  | REF | 0 | 0 | Real 2021 ¦ 12/22/2022 3:42:52 PM | Area 1001 Gas CT 2028
10426 | Area 1001 Gas CT 2028 | NOX | ATC | 2028 | AEP-KPCO | 3.2164 | 3.2164 | 0 | 0.23078 | 0.23078 | 0 | 0.00056 | 2028 |  |  |  | REF | 0 | 0 | Real 2021 ¦ 12/22/2022 3:42:52 PM | Area 1001 Gas CT 2028
10427 | Area 1001 Gas CT 2028 | SO2 | ATC | 2028 | AEP-KPCO | 43.1917 | 43.1917 | 0 | 0.13587 | 0.13587 | 0 | 0.00752 | 2028 |  |  |  | REF | 0 | 0 | Real 2021 ¦ 12/22/2022 3:42:52 PM | Area 1001 Gas CT 2028
10428 | Area 1001 Gas CT 2029 | CO2 | ATC | 2028 | AEP-KPCO | 0 | 0 | 0 | 0 | 0 | 0 | 122 | 2028 |  |  |  | REF | 0 | 0 | Real 2021 ¦ 12/22/2022 3:42:52 PM | Area 1001 Gas CT 2029
10429 | Area 1001 Gas CT 2029 | NOX | ATC | 2028 | AEP-KPCO | 0 | 0 | 0 | 0 | 0 | 0 | 0.00056 | 2028 |  |  |  | REF | 0 | 0 | Real 2021 ¦ 12/22/2022 3:42:52 PM | Area 1001 Gas CT 2029
10430 | Area 1001 Gas CT 2029 | SO2 | ATC | 2028 | AEP-KPCO | 0 | 0 | 0 | 0 | 0 | 0 | 0.00752 | 2028 |  |  |  | REF | 0 | 0 | Real 2021 ¦ 12/22/2022 3:42:52 PM | Area 1001 Gas CT 2029
10431 | Area 1001 Gas CT 2030 | CO2 | ATC | 2028 | AEP-KPCO | 0 | 0 | 0 | 0 | 0 | 0 | 122 | 2028 |  |  |  | REF | 0 | 0 | Real 2021 ¦ 12/22/2022 3:42:52 PM | Area 1001 Gas CT 2030
10432 | Area 1001 Gas CT 2030 | NOX | ATC | 2028 | AEP-KPCO | 0 | 0 | 0 | 0 | 0 | 0 | 0.00056 | 2028 |  |  |  | REF | 0 | 0 | Real 2021 ¦ 12/22/2022 3:42:52 PM | Area 1001 Gas CT 2030
10433 | Area 1001 Gas CT 2030 | SO2 | ATC | 2028 | AEP-KPCO | 0 | 0 | 0 | 0 | 0 | 0 | 0.00752 | 2028 |  |  |  | REF | 0 | 0 | Real 2021 ¦ 12/22/2022 3:42:52 PM | Area 1001 Gas CT 2030
10434 | Area 1001 Gas CT 2031 | CO2 | ATC | 2028 | AEP-KPCO | 0 | 0 | 0 | 0 | 0 | 0 | 122 | 2028 |  |  |  | REF | 0 | 0 | Real 2021 ¦ 12/22/2022 3:42:52 PM | Area 1001 Gas CT 2031
10435 | Area 1001 Gas CT 2031 | NOX | ATC | 2028 | AEP-KPCO | 0 | 0 | 0 | 0 | 0 | 0 | 0.00056 | 2028 |  |  |  | REF | 0 | 0 | Real 2021 ¦ 12/22/2022 3:42:52 PM | Area 1001 Gas CT 2031
10436 | Area 1001 Gas CT 2031 | SO2 | ATC | 2028 | AEP-KPCO | 0 | 0 | 0 | 0 | 0 | 0 | 0.00752 | 2028 |  |  |  | REF | 0 | 0 | Real 2021 ¦ 12/22/2022 3:42:52 PM | Area 1001 Gas CT 2031
10437 | Area 1001 Gas CT 2032 | CO2 | ATC | 2028 | AEP-KPCO | 0 | 0 | 0 | 0 | 0 | 0 | 122 | 2028 |  |  |  | REF | 0 | 0 | Real 2021 ¦ 12/22/2022 3:42:52 PM | Area 1001 Gas CT 2032
10438 | Area 1001 Gas CT 2032 | NOX | ATC | 2028 | AEP-KPCO | 0 | 0 | 0 | 0 | 0 | 0 | 0.00056 | 2028 |  |  |  | REF | 0 | 0 | Real 2021 ¦ 12/22/2022 3:42:52 PM | Area 1001 Gas CT 2032
10439 | Area 1001 Gas CT 2032 | SO2 | ATC | 2028 | AEP-KPCO | 0 | 0 | 0 | 0 | 0 | 0 | 0.00752 | 2028 |  |  |  | REF | 0 | 0 | Real 2021 ¦ 12/22/2022 3:42:52 PM | Area 1001 Gas CT 2032
10440 | Area 1001 Gas CT 2033 | CO2 | ATC | 2028 | AEP-KPCO | 0 | 0 | 0 | 0 | 0 | 0 | 122 | 2028 |  |  |  | REF | 0 | 0 | Real 2021 ¦ 12/22/2022 3:42:52 PM | Area 1001 Gas CT 2033
10441 | Area 1001 Gas CT 2033 | NOX | ATC | 2028 | AEP-KPCO | 0 | 0 | 0 | 0 | 0 | 0 | 0.00056 | 2028 |  |  |  | REF | 0 | 0 | Real 2021 ¦ 12/22/2022 3:42:52 PM | Area 1001 Gas CT 2033
10442 | Area 1001 Gas CT 2033 | SO2 | ATC | 2028 | AEP-KPCO | 0 | 0 | 0 | 0 | 0 | 0 | 0.00752 | 2028 |  |  |  | REF | 0 | 0 | Real 2021 ¦ 12/22/2022 3:42:52 PM | Area 1001 Gas CT 2033
10443 | Area 1001 Gas CT 2034 | CO2 | ATC | 2028 | AEP-KPCO | 0 | 0 | 0 | 0 | 0 | 0 | 122 | 2028 |  |  |  | REF | 0 | 0 | Real 2021 ¦ 12/22/2022 3:42:52 PM | Area 1001 Gas CT 2034
10444 | Area 1001 Gas CT 2034 | NOX | ATC | 2028 | AEP-KPCO | 0 | 0 | 0 | 0 | 0 | 0 | 0.00056 | 2028 |  |  |  | REF | 0 | 0 | Real 2021 ¦ 12/22/2022 3:42:52 PM | Area 1001 Gas CT 2034
10445 | Area 1001 Gas CT 2034 | SO2 | ATC | 2028 | AEP-KPCO | 0 | 0 | 0 | 0 | 0 | 0 | 0.00752 | 2028 |  |  |  | REF | 0 | 0 | Real 2021 ¦ 12/22/2022 3:42:52 PM | Area 1001 Gas CT 2034
10446 | Area 1001 Gas CT 2035 | CO2 | ATC | 2028 | AEP-KPCO | 0 | 0 | 0 | 0 | 0 | 0 | 122 | 2028 |  |  |  | REF | 0 | 0 | Real 2021 ¦ 12/22/2022 3:42:52 PM | Area 1001 Gas CT 2035
10447 | Area 1001 Gas CT 2035 | NOX | ATC | 2028 | AEP-KPCO | 0 | 0 | 0 | 0 | 0 | 0 | 0.00056 | 2028 |  |  |  | REF | 0 | 0 | Real 2021 ¦ 12/22/2022 3:42:52 PM | Area 1001 Gas CT 2035
10448 | Area 1001 Gas CT 2035 | SO2 | ATC | 2028 | AEP-KPCO | 0 | 0 | 0 | 0 | 0 | 0 | 0.00752 | 2028 |  |  |  | REF | 0 | 0 | Real 2021 ¦ 12/22/2022 3:42:52 PM | Area 1001 Gas CT 2035
10449 | Area 1001 Gas CT 2036 | CO2 | ATC | 2028 | AEP-KPCO | 0 | 0 | 0 | 0 | 0 | 0 | 122 | 2028 |  |  |  | REF | 0 | 0 | Real 2021 ¦ 12/22/2022 3:42:52 PM | Area 1001 Gas CT 2036
10450 | Area 1001 Gas CT 2036 | NOX | ATC | 2028 | AEP-KPCO | 0 | 0 | 0 | 0 | 0 | 0 | 0.00056 | 2028 |  |  |  | REF | 0 | 0 | Real 2021 ¦ 12/22/2022 3:42:52 PM | Area 1001 Gas CT 2036
10451 | Area 1001 Gas CT 2036 | SO2 | ATC | 2028 | AEP-KPCO | 0 | 0 | 0 | 0 | 0 | 0 | 0.00752 | 2028 |  |  |  | REF | 0 | 0 | Real 2021 ¦ 12/22/2022 3:42:52 PM | Area 1001 Gas CT 2036
10452 | Area 1001 Gas CT 2037 | CO2 | ATC | 2028 | AEP-KPCO | 0 | 0 | 0 | 0 | 0 | 0 | 122 | 2028 |  |  |  | REF | 0 | 0 | Real 2021 ¦ 12/22/2022 3:42:52 PM | Area 1001 Gas CT 2037
10453 | Area 1001 Gas CT 2037 | NOX | ATC | 2028 | AEP-KPCO | 0 | 0 | 0 | 0 | 0 | 0 | 0.00056 | 2028 |  |  |  | REF | 0 | 0 | Real 2021 ¦ 12/22/2022 3:42:52 PM | Area 1001 Gas CT 2037
10454 | Area 1001 Gas CT 2037 | SO2 | ATC | 2028 | AEP-KPCO | 0 | 0 | 0 | 0 | 0 | 0 | 0.00752 | 2028 |  |  |  | REF | 0 | 0 | Real 2021 ¦ 12/22/2022 3:42:52 PM | Area 1001 Gas CT 2037
10455 | Area 1001 Gas CT 2038 | CO2 | ATC | 2028 | AEP-KPCO | 0 | 0 | 0 | 0 | 0 | 0 | 122 | 2028 |  |  |  | REF | 0 | 0 | Real 2021 ¦ 12/22/2022 3:42:52 PM | Area 1001 Gas CT 2038
10456 | Area 1001 Gas CT 2038 | NOX | ATC | 2028 | AEP-KPCO | 0 | 0 | 0 | 0 | 0 | 0 | 0.00056 | 2028 |  |  |  | REF | 0 | 0 | Real 2021 ¦ 12/22/2022 3:42:52 PM | Area 1001 Gas CT 2038
10457 | Area 1001 Gas CT 2038 | SO2 | ATC | 2028 | AEP-KPCO | 0 | 0 | 0 | 0 | 0 | 0 | 0.00752 | 2028 |  |  |  | REF | 0 | 0 | Real 2021 ¦ 12/22/2022 3:42:52 PM | Area 1001 Gas CT 2038
10458 | Area 1001 Gas CT 2039 | CO2 | ATC | 2028 | AEP-KPCO | 0 | 0 | 0 | 0 | 0 | 0 | 122 | 2028 |  |  |  | REF | 0 | 0 | Real 2021 ¦ 12/22/2022 3:42:52 PM | Area 1001 Gas CT 2039
10459 | Area 1001 Gas CT 2039 | NOX | ATC | 2028 | AEP-KPCO | 0 | 0 | 0 | 0 | 0 | 0 | 0.00056 | 2028 |  |  |  | REF | 0 | 0 | Real 2021 ¦ 12/22/2022 3:42:52 PM | Area 1001 Gas CT 2039
10460 | Area 1001 Gas CT 2039 | SO2 | ATC | 2028 | AEP-KPCO | 0 | 0 | 0 | 0 | 0 | 0 | 0.00752 | 2028 |  |  |  | REF | 0 | 0 | Real 2021 ¦ 12/22/2022 3:42:52 PM | Area 1001 Gas CT 2039
10461 | Area 1001 Gas CT 2040 | CO2 | ATC | 2028 | AEP-KPCO | 0 | 0 | 0 | 0 | 0 | 0 | 122 | 2028 |  |  |  | REF | 0 | 0 | Real 2021 ¦ 12/22/2022 3:42:52 PM | Area 1001 Gas CT 2040
10462 | Area 1001 Gas CT 2040 | NOX | ATC | 2028 | AEP-KPCO | 0 | 0 | 0 | 0 | 0 | 0 | 0.00056 | 2028 |  |  |  | REF | 0 | 0 | Real 2021 ¦ 12/22/2022 3:42:52 PM | Area 1001 Gas CT 2040
10463 | Area 1001 Gas CT 2040 | SO2 | ATC | 2028 | AEP-KPCO | 0 | 0 | 0 | 0 | 0 | 0 | 0.00752 | 2028 |  |  |  | REF | 0 | 0 | Real 2021 ¦ 12/22/2022 3:42:52 PM | Area 1001 Gas CT 2040
10464 | Area 1001 Gas CT 2041 | CO2 | ATC | 2028 | AEP-KPCO | 0 | 0 | 0 | 0 | 0 | 0 | 122 | 2028 |  |  |  | REF | 0 | 0 | Real 2021 ¦ 12/22/2022 3:42:52 PM | Area 1001 Gas CT 2041
10465 | Area 1001 Gas CT 2041 | NOX | ATC | 2028 | AEP-KPCO | 0 | 0 | 0 | 0 | 0 | 0 | 0.00056 | 2028 |  |  |  | REF | 0 | 0 | Real 2021 ¦ 12/22/2022 3:42:52 PM | Area 1001 Gas CT 2041
10466 | Area 1001 Gas CT 2041 | SO2 | ATC | 2028 | AEP-KPCO | 0 | 0 | 0 | 0 | 0 | 0 | 0.00752 | 2028 |  |  |  | REF | 0 | 0 | Real 2021 ¦ 12/22/2022 3:42:52 PM | Area 1001 Gas CT 2041
10467 | Area 1001 Gas CT 2042 | CO2 | ATC | 2028 | AEP-KPCO | 0 | 0 | 0 | 0 | 0 | 0 | 122 | 2028 |  |  |  | REF | 0 | 0 | Real 2021 ¦ 12/22/2022 3:42:52 PM | Area 1001 Gas CT 2042
10468 | Area 1001 Gas CT 2042 | NOX | ATC | 2028 | AEP-KPCO | 0 | 0 | 0 | 0 | 0 | 0 | 0.00056 | 2028 |  |  |  | REF | 0 | 0 | Real 2021 ¦ 12/22/2022 3:42:52 PM | Area 1001 Gas CT 2042
10469 | Area 1001 Gas CT 2042 | SO2 | ATC | 2028 | AEP-KPCO | 0 | 0 | 0 | 0 | 0 | 0 | 0.00752 | 2028 |  |  |  | REF | 0 | 0 | Real 2021 ¦ 12/22/2022 3:42:52 PM | Area 1001 Gas CT 2042
10470 | Area 1001 Gas CT 2043 | CO2 | ATC | 2028 | AEP-KPCO | 0 | 0 | 0 | 0 | 0 | 0 | 122 | 2028 |  |  |  | REF | 0 | 0 | Real 2021 ¦ 12/22/2022 3:42:52 PM | Area 1001 Gas CT 2043
10471 | Area 1001 Gas CT 2043 | NOX | ATC | 2028 | AEP-KPCO | 0 | 0 | 0 | 0 | 0 | 0 | 0.00056 | 2028 |  |  |  | REF | 0 | 0 | Real 2021 ¦ 12/22/2022 3:42:52 PM | Area 1001 Gas CT 2043
10472 | Area 1001 Gas CT 2043 | SO2 | ATC | 2028 | AEP-KPCO | 0 | 0 | 0 | 0 | 0 | 0 | 0.00752 | 2028 |  |  |  | REF | 0 | 0 | Real 2021 ¦ 12/22/2022 3:42:52 PM | Area 1001 Gas CT 2043
10473 | Area 1001 Gas Aero CT 2023 | CO2 | ATC | 2028 | AEP-KPCO | 232058.9688 | 232058.9688 | 0 | 0 | 0 | 0 | 122 | 2028 |  |  |  | REF | 0 | 0 | Real 2021 ¦ 12/22/2022 3:42:52 PM | Area 1001 Gas Aero CT 2023
10474 | Area 1001 Gas Aero CT 2023 | NOX | ATC | 2028 | AEP-KPCO | 1.0652 | 1.0652 | 0 | 0.079526 | 0.079526 | 0 | 0.00056 | 2028 |  |  |  | REF | 0 | 0 | Real 2021 ¦ 12/22/2022 3:42:52 PM | Area 1001 Gas Aero CT 2023
10475 | Area 1001 Gas Aero CT 2023 | SO2 | ATC | 2028 | AEP-KPCO | 14.304 | 14.304 | 0 | 0.044998 | 0.044998 | 0 | 0.00752 | 2028 |  |  |  | REF | 0 | 0 | Real 2021 ¦ 12/22/2022 3:42:52 PM | Area 1001 Gas Aero CT 2023
10476 | Area 1001 Gas Aero CT 2024 | CO2 | ATC | 2028 | AEP-KPCO | 232773.2656 | 232773.2656 | 0 | 0 | 0 | 0 | 122 | 2028 |  |  |  | REF | 0 | 0 | Real 2021 ¦ 12/22/2022 3:42:52 PM | Area 1001 Gas Aero CT 2024
10477 | Area 1001 Gas Aero CT 2024 | NOX | ATC | 2028 | AEP-KPCO | 1.0685 | 1.0685 | 0 | 0.079328 | 0.079328 | 0 | 0.00056 | 2028 |  |  |  | REF | 0 | 0 | Real 2021 ¦ 12/22/2022 3:42:52 PM | Area 1001 Gas Aero CT 2024
10478 | Area 1001 Gas Aero CT 2024 | SO2 | ATC | 2028 | AEP-KPCO | 14.348 | 14.348 | 0 | 0.045136 | 0.045136 | 0 | 0.00752 | 2028 |  |  |  | REF | 0 | 0 | Real 2021 ¦ 12/22/2022 3:42:52 PM | Area 1001 Gas Aero CT 2024
10479 | Area 1001 Gas Aero CT 2025 | CO2 | ATC | 2028 | AEP-KPCO | 231719.9219 | 231719.9219 | 0 | 0 | 0 | 0 | 122 | 2028 |  |  |  | REF | 0 | 0 | Real 2021 ¦ 12/22/2022 3:42:52 PM | Area 1001 Gas Aero CT 2025
10480 | Area 1001 Gas Aero CT 2025 | NOX | ATC | 2028 | AEP-KPCO | 1.0636 | 1.0636 | 0 | 0.079304 | 0.079304 | 0 | 0.00056 | 2028 |  |  |  | REF | 0 | 0 | Real 2021 ¦ 12/22/2022 3:42:52 PM | Area 1001 Gas Aero CT 2025
10481 | Area 1001 Gas Aero CT 2025 | SO2 | ATC | 2028 | AEP-KPCO | 14.2831 | 14.2831 | 0 | 0.044932 | 0.044932 | 0 | 0.00752 | 2028 |  |  |  | REF | 0 | 0 | Real 2021 ¦ 12/22/2022 3:42:52 PM | Area 1001 Gas Aero CT 2025
10482 | Area 1001 Gas Aero CT 2026 | CO2 | ATC | 2028 | AEP-KPCO | 231736.9062 | 231736.9062 | 0 | 0 | 0 | 0 | 122 | 2028 |  |  |  | REF | 0 | 0 | Real 2021 ¦ 12/22/2022 3:42:52 PM | Area 1001 Gas Aero CT 2026
10483 | Area 1001 Gas Aero CT 2026 | NOX | ATC | 2028 | AEP-KPCO | 1.0637 | 1.0637 | 0 | 0.079304 | 0.079304 | 0 | 0.00056 | 2028 |  |  |  | REF | 0 | 0 | Real 2021 ¦ 12/22/2022 3:42:52 PM | Area 1001 Gas Aero CT 2026
10484 | Area 1001 Gas Aero CT 2026 | SO2 | ATC | 2028 | AEP-KPCO | 14.2841 | 14.2841 | 0 | 0.044936 | 0.044936 | 0 | 0.00752 | 2028 |  |  |  | REF | 0 | 0 | Real 2021 ¦ 12/22/2022 3:42:52 PM | Area 1001 Gas Aero CT 2026
10485 | Area 1001 Gas Aero CT 2027 | CO2 | ATC | 2028 | AEP-KPCO | 193928.0625 | 193928.0625 | 0 | 0 | 0 | 0 | 122 | 2028 |  |  |  | REF | 0 | 0 | Real 2021 ¦ 12/22/2022 3:42:52 PM | Area 1001 Gas Aero CT 2027
10486 | Area 1001 Gas Aero CT 2027 | NOX | ATC | 2028 | AEP-KPCO | 0.89016 | 0.89016 | 0 | 0.064542 | 0.064542 | 0 | 0.00056 | 2028 |  |  |  | REF | 0 | 0 | Real 2021 ¦ 12/22/2022 3:42:52 PM | Area 1001 Gas Aero CT 2027
10487 | Area 1001 Gas Aero CT 2027 | SO2 | ATC | 2028 | AEP-KPCO | 11.9536 | 11.9536 | 0 | 0.037604 | 0.037604 | 0 | 0.00752 | 2028 |  |  |  | REF | 0 | 0 | Real 2021 ¦ 12/22/2022 3:42:52 PM | Area 1001 Gas Aero CT 2027
10488 | Area 1001 Gas Aero CT 2028 | CO2 | ATC | 2028 | AEP-KPCO | 232744.7812 | 232744.7812 | 0 | 0 | 0 | 0 | 122 | 2028 |  |  |  | REF | 0 | 0 | Real 2021 ¦ 12/22/2022 3:42:52 PM | Area 1001 Gas Aero CT 2028
10489 | Area 1001 Gas Aero CT 2028 | NOX | ATC | 2028 | AEP-KPCO | 1.0683 | 1.0683 | 0 | 0.079955 | 0.079955 | 0 | 0.00056 | 2028 |  |  |  | REF | 0 | 0 | Real 2021 ¦ 12/22/2022 3:42:52 PM | Area 1001 Gas Aero CT 2028
10490 | Area 1001 Gas Aero CT 2028 | SO2 | ATC | 2028 | AEP-KPCO | 14.3462 | 14.3462 | 0 | 0.045131 | 0.045131 | 0 | 0.00752 | 2028 |  |  |  | REF | 0 | 0 | Real 2021 ¦ 12/22/2022 3:42:52 PM | Area 1001 Gas Aero CT 2028
10491 | Area 1001 Gas Aero CT 2029 | CO2 | ATC | 2028 | AEP-KPCO | 0 | 0 | 0 | 0 | 0 | 0 | 122 | 2028 |  |  |  | REF | 0 | 0 | Real 2021 ¦ 12/22/2022 3:42:52 PM | Area 1001 Gas Aero CT 2029
10492 | Area 1001 Gas Aero CT 2029 | NOX | ATC | 2028 | AEP-KPCO | 0 | 0 | 0 | 0 | 0 | 0 | 0.00056 | 2028 |  |  |  | REF | 0 | 0 | Real 2021 ¦ 12/22/2022 3:42:52 PM | Area 1001 Gas Aero CT 2029
10493 | Area 1001 Gas Aero CT 2029 | SO2 | ATC | 2028 | AEP-KPCO | 0 | 0 | 0 | 0 | 0 | 0 | 0.00752 | 2028 |  |  |  | REF | 0 | 0 | Real 2021 ¦ 12/22/2022 3:42:52 PM | Area 1001 Gas Aero CT 2029
10494 | Area 1001 Gas Aero CT 2030 | CO2 | ATC | 2028 | AEP-KPCO | 0 | 0 | 0 | 0 | 0 | 0 | 122 | 2028 |  |  |  | REF | 0 | 0 | Real 2021 ¦ 12/22/2022 3:42:52 PM | Area 1001 Gas Aero CT 2030
10495 | Area 1001 Gas Aero CT 2030 | NOX | ATC | 2028 | AEP-KPCO | 0 | 0 | 0 | 0 | 0 | 0 | 0.00056 | 2028 |  |  |  | REF | 0 | 0 | Real 2021 ¦ 12/22/2022 3:42:52 PM | Area 1001 Gas Aero CT 2030
10496 | Area 1001 Gas Aero CT 2030 | SO2 | ATC | 2028 | AEP-KPCO | 0 | 0 | 0 | 0 | 0 | 0 | 0.00752 | 2028 |  |  |  | REF | 0 | 0 | Real 2021 ¦ 12/22/2022 3:42:52 PM | Area 1001 Gas Aero CT 2030
10497 | Area 1001 Gas Aero CT 2031 | CO2 | ATC | 2028 | AEP-KPCO | 0 | 0 | 0 | 0 | 0 | 0 | 122 | 2028 |  |  |  | REF | 0 | 0 | Real 2021 ¦ 12/22/2022 3:42:52 PM | Area 1001 Gas Aero CT 2031
10498 | Area 1001 Gas Aero CT 2031 | NOX | ATC | 2028 | AEP-KPCO | 0 | 0 | 0 | 0 | 0 | 0 | 0.00056 | 2028 |  |  |  | REF | 0 | 0 | Real 2021 ¦ 12/22/2022 3:42:52 PM | Area 1001 Gas Aero CT 2031
10499 | Area 1001 Gas Aero CT 2031 | SO2 | ATC | 2028 | AEP-KPCO | 0 | 0 | 0 | 0 | 0 | 0 | 0.00752 | 2028 |  |  |  | REF | 0 | 0 | Real 2021 ¦ 12/22/2022 3:42:52 PM | Area 1001 Gas Aero CT 2031
10500 | Area 1001 Gas Aero CT 2032 | CO2 | ATC | 2028 | AEP-KPCO | 0 | 0 | 0 | 0 | 0 | 0 | 122 | 2028 |  |  |  | REF | 0 | 0 | Real 2021 ¦ 12/22/2022 3:42:52 PM | Area 1001 Gas Aero CT 2032
10501 | Area 1001 Gas Aero CT 2032 | NOX | ATC | 2028 | AEP-KPCO | 0 | 0 | 0 | 0 | 0 | 0 | 0.00056 | 2028 |  |  |  | REF | 0 | 0 | Real 2021 ¦ 12/22/2022 3:42:52 PM | Area 1001 Gas Aero CT 2032
10502 | Area 1001 Gas Aero CT 2032 | SO2 | ATC | 2028 | AEP-KPCO | 0 | 0 | 0 | 0 | 0 | 0 | 0.00752 | 2028 |  |  |  | REF | 0 | 0 | Real 2021 ¦ 12/22/2022 3:42:52 PM | Area 1001 Gas Aero CT 2032
10503 | Area 1001 Gas Aero CT 2033 | CO2 | ATC | 2028 | AEP-KPCO | 0 | 0 | 0 | 0 | 0 | 0 | 122 | 2028 |  |  |  | REF | 0 | 0 | Real 2021 ¦ 12/22/2022 3:42:52 PM | Area 1001 Gas Aero CT 2033
10504 | Area 1001 Gas Aero CT 2033 | NOX | ATC | 2028 | AEP-KPCO | 0 | 0 | 0 | 0 | 0 | 0 | 0.00056 | 2028 |  |  |  | REF | 0 | 0 | Real 2021 ¦ 12/22/2022 3:42:52 PM | Area 1001 Gas Aero CT 2033
10505 | Area 1001 Gas Aero CT 2033 | SO2 | ATC | 2028 | AEP-KPCO | 0 | 0 | 0 | 0 | 0 | 0 | 0.00752 | 2028 |  |  |  | REF | 0 | 0 | Real 2021 ¦ 12/22/2022 3:42:52 PM | Area 1001 Gas Aero CT 2033
10506 | Area 1001 Gas Aero CT 2034 | CO2 | ATC | 2028 | AEP-KPCO | 0 | 0 | 0 | 0 | 0 | 0 | 122 | 2028 |  |  |  | REF | 0 | 0 | Real 2021 ¦ 12/22/2022 3:42:52 PM | Area 1001 Gas Aero CT 2034
10507 | Area 1001 Gas Aero CT 2034 | NOX | ATC | 2028 | AEP-KPCO | 0 | 0 | 0 | 0 | 0 | 0 | 0.00056 | 2028 |  |  |  | REF | 0 | 0 | Real 2021 ¦ 12/22/2022 3:42:52 PM | Area 1001 Gas Aero CT 2034
10508 | Area 1001 Gas Aero CT 2034 | SO2 | ATC | 2028 | AEP-KPCO | 0 | 0 | 0 | 0 | 0 | 0 | 0.00752 | 2028 |  |  |  | REF | 0 | 0 | Real 2021 ¦ 12/22/2022 3:42:52 PM | Area 1001 Gas Aero CT 2034
10509 | Area 1001 Gas Aero CT 2035 | CO2 | ATC | 2028 | AEP-KPCO | 0 | 0 | 0 | 0 | 0 | 0 | 122 | 2028 |  |  |  | REF | 0 | 0 | Real 2021 ¦ 12/22/2022 3:42:52 PM | Area 1001 Gas Aero CT 2035
10510 | Area 1001 Gas Aero CT 2035 | NOX | ATC | 2028 | AEP-KPCO | 0 | 0 | 0 | 0 | 0 | 0 | 0.00056 | 2028 |  |  |  | REF | 0 | 0 | Real 2021 ¦ 12/22/2022 3:42:52 PM | Area 1001 Gas Aero CT 2035
10511 | Area 1001 Gas Aero CT 2035 | SO2 | ATC | 2028 | AEP-KPCO | 0 | 0 | 0 | 0 | 0 | 0 | 0.00752 | 2028 |  |  |  | REF | 0 | 0 | Real 2021 ¦ 12/22/2022 3:42:52 PM | Area 1001 Gas Aero CT 2035
10512 | Area 1001 Gas Aero CT 2036 | CO2 | ATC | 2028 | AEP-KPCO | 0 | 0 | 0 | 0 | 0 | 0 | 122 | 2028 |  |  |  | REF | 0 | 0 | Real 2021 ¦ 12/22/2022 3:42:52 PM | Area 1001 Gas Aero CT 2036
10513 | Area 1001 Gas Aero CT 2036 | NOX | ATC | 2028 | AEP-KPCO | 0 | 0 | 0 | 0 | 0 | 0 | 0.00056 | 2028 |  |  |  | REF | 0 | 0 | Real 2021 ¦ 12/22/2022 3:42:52 PM | Area 1001 Gas Aero CT 2036
10514 | Area 1001 Gas Aero CT 2036 | SO2 | ATC | 2028 | AEP-KPCO | 0 | 0 | 0 | 0 | 0 | 0 | 0.00752 | 2028 |  |  |  | REF | 0 | 0 | Real 2021 ¦ 12/22/2022 3:42:52 PM | Area 1001 Gas Aero CT 2036
10515 | Area 1001 Gas Aero CT 2037 | CO2 | ATC | 2028 | AEP-KPCO | 0 | 0 | 0 | 0 | 0 | 0 | 122 | 2028 |  |  |  | REF | 0 | 0 | Real 2021 ¦ 12/22/2022 3:42:52 PM | Area 1001 Gas Aero CT 2037
10516 | Area 1001 Gas Aero CT 2037 | NOX | ATC | 2028 | AEP-KPCO | 0 | 0 | 0 | 0 | 0 | 0 | 0.00056 | 2028 |  |  |  | REF | 0 | 0 | Real 2021 ¦ 12/22/2022 3:42:52 PM | Area 1001 Gas Aero CT 2037
10517 | Area 1001 Gas Aero CT 2037 | SO2 | ATC | 2028 | AEP-KPCO | 0 | 0 | 0 | 0 | 0 | 0 | 0.00752 | 2028 |  |  |  | REF | 0 | 0 | Real 2021 ¦ 12/22/2022 3:42:52 PM | Area 1001 Gas Aero CT 2037
10518 | Area 1001 Gas Aero CT 2038 | CO2 | ATC | 2028 | AEP-KPCO | 0 | 0 | 0 | 0 | 0 | 0 | 122 | 2028 |  |  |  | REF | 0 | 0 | Real 2021 ¦ 12/22/2022 3:42:52 PM | Area 1001 Gas Aero CT 2038
10519 | Area 1001 Gas Aero CT 2038 | NOX | ATC | 2028 | AEP-KPCO | 0 | 0 | 0 | 0 | 0 | 0 | 0.00056 | 2028 |  |  |  | REF | 0 | 0 | Real 2021 ¦ 12/22/2022 3:42:52 PM | Area 1001 Gas Aero CT 2038
10520 | Area 1001 Gas Aero CT 2038 | SO2 | ATC | 2028 | AEP-KPCO | 0 | 0 | 0 | 0 | 0 | 0 | 0.00752 | 2028 |  |  |  | REF | 0 | 0 | Real 2021 ¦ 12/22/2022 3:42:52 PM | Area 1001 Gas Aero CT 2038
10521 | Area 1001 Gas Aero CT 2039 | CO2 | ATC | 2028 | AEP-KPCO | 0 | 0 | 0 | 0 | 0 | 0 | 122 | 2028 |  |  |  | REF | 0 | 0 | Real 2021 ¦ 12/22/2022 3:42:52 PM | Area 1001 Gas Aero CT 2039
10522 | Area 1001 Gas Aero CT 2039 | NOX | ATC | 2028 | AEP-KPCO | 0 | 0 | 0 | 0 | 0 | 0 | 0.00056 | 2028 |  |  |  | REF | 0 | 0 | Real 2021 ¦ 12/22/2022 3:42:52 PM | Area 1001 Gas Aero CT 2039
10523 | Area 1001 Gas Aero CT 2039 | SO2 | ATC | 2028 | AEP-KPCO | 0 | 0 | 0 | 0 | 0 | 0 | 0.00752 | 2028 |  |  |  | REF | 0 | 0 | Real 2021 ¦ 12/22/2022 3:42:52 PM | Area 1001 Gas Aero CT 2039
10524 | Area 1001 Gas Aero CT 2040 | CO2 | ATC | 2028 | AEP-KPCO | 0 | 0 | 0 | 0 | 0 | 0 | 122 | 2028 |  |  |  | REF | 0 | 0 | Real 2021 ¦ 12/22/2022 3:42:52 PM | Area 1001 Gas Aero CT 2040
10525 | Area 1001 Gas Aero CT 2040 | NOX | ATC | 2028 | AEP-KPCO | 0 | 0 | 0 | 0 | 0 | 0 | 0.00056 | 2028 |  |  |  | REF | 0 | 0 | Real 2021 ¦ 12/22/2022 3:42:52 PM | Area 1001 Gas Aero CT 2040
10526 | Area 1001 Gas Aero CT 2040 | SO2 | ATC | 2028 | AEP-KPCO | 0 | 0 | 0 | 0 | 0 | 0 | 0.00752 | 2028 |  |  |  | REF | 0 | 0 | Real 2021 ¦ 12/22/2022 3:42:52 PM | Area 1001 Gas Aero CT 2040
10527 | Area 1001 Gas Aero CT 2041 | CO2 | ATC | 2028 | AEP-KPCO | 0 | 0 | 0 | 0 | 0 | 0 | 122 | 2028 |  |  |  | REF | 0 | 0 | Real 2021 ¦ 12/22/2022 3:42:52 PM | Area 1001 Gas Aero CT 2041
10528 | Area 1001 Gas Aero CT 2041 | NOX | ATC | 2028 | AEP-KPCO | 0 | 0 | 0 | 0 | 0 | 0 | 0.00056 | 2028 |  |  |  | REF | 0 | 0 | Real 2021 ¦ 12/22/2022 3:42:52 PM | Area 1001 Gas Aero CT 2041
10529 | Area 1001 Gas Aero CT 2041 | SO2 | ATC | 2028 | AEP-KPCO | 0 | 0 | 0 | 0 | 0 | 0 | 0.00752 | 2028 |  |  |  | REF | 0 | 0 | Real 2021 ¦ 12/22/2022 3:42:52 PM | Area 1001 Gas Aero CT 2041
10530 | Area 1001 Gas Aero CT 2042 | CO2 | ATC | 2028 | AEP-KPCO | 0 | 0 | 0 | 0 | 0 | 0 | 122 | 2028 |  |  |  | REF | 0 | 0 | Real 2021 ¦ 12/22/2022 3:42:52 PM | Area 1001 Gas Aero CT 2042
10531 | Area 1001 Gas Aero CT 2042 | NOX | ATC | 2028 | AEP-KPCO | 0 | 0 | 0 | 0 | 0 | 0 | 0.00056 | 2028 |  |  |  | REF | 0 | 0 | Real 2021 ¦ 12/22/2022 3:42:52 PM | Area 1001 Gas Aero CT 2042
10532 | Area 1001 Gas Aero CT 2042 | SO2 | ATC | 2028 | AEP-KPCO | 0 | 0 | 0 | 0 | 0 | 0 | 0.00752 | 2028 |  |  |  | REF | 0 | 0 | Real 2021 ¦ 12/22/2022 3:42:52 PM | Area 1001 Gas Aero CT 2042
10533 | Area 1001 Gas Aero CT 2043 | CO2 | ATC | 2028 | AEP-KPCO | 0 | 0 | 0 | 0 | 0 | 0 | 122 | 2028 |  |  |  | REF | 0 | 0 | Real 2021 ¦ 12/22/2022 3:42:52 PM | Area 1001 Gas Aero CT 2043
10534 | Area 1001 Gas Aero CT 2043 | NOX | ATC | 2028 | AEP-KPCO | 0 | 0 | 0 | 0 | 0 | 0 | 0.00056 | 2028 |  |  |  | REF | 0 | 0 | Real 2021 ¦ 12/22/2022 3:42:52 PM | Area 1001 Gas Aero CT 2043
10535 | Area 1001 Gas Aero CT 2043 | SO2 | ATC | 2028 | AEP-KPCO | 0 | 0 | 0 | 0 | 0 | 0 | 0.00752 | 2028 |  |  |  | REF | 0 | 0 | Real 2021 ¦ 12/22/2022 3:42:52 PM | Area 1001 Gas Aero CT 2043
10536 | Area 1001 Gas IC 2023 | CO2 | ATC | 2028 | AEP-KPCO | 61322.9102 | 61322.9102 | 0 | 0 | 0 | 0 | 122 | 2028 |  |  |  | REF | 0 | 0 | Real 2021 ¦ 12/22/2022 3:42:52 PM | Area 1001 Gas IC 2023
10537 | Area 1001 Gas IC 2023 | NOX | ATC | 2028 | AEP-KPCO | 0.28148 | 0.28148 | 0 | 0.019152 | 0.019152 | 0 | 0.00056 | 2028 |  |  |  | REF | 0 | 0 | Real 2021 ¦ 12/22/2022 3:42:52 PM | Area 1001 Gas IC 2023
10538 | Area 1001 Gas IC 2023 | SO2 | ATC | 2028 | AEP-KPCO | 3.7799 | 3.7799 | 0 | 0.011891 | 0.011891 | 0 | 0.00752 | 2028 |  |  |  | REF | 0 | 0 | Real 2021 ¦ 12/22/2022 3:42:52 PM | Area 1001 Gas IC 2023
10539 | Area 1001 Gas IC 2024 | CO2 | ATC | 2028 | AEP-KPCO | 62471.7109 | 62471.7109 | 0 | 0 | 0 | 0 | 122 | 2028 |  |  |  | REF | 0 | 0 | Real 2021 ¦ 12/22/2022 3:42:52 PM | Area 1001 Gas IC 2024
10540 | Area 1001 Gas IC 2024 | NOX | ATC | 2028 | AEP-KPCO | 0.28676 | 0.28676 | 0 | 0.019709 | 0.019709 | 0 | 0.00056 | 2028 |  |  |  | REF | 0 | 0 | Real 2021 ¦ 12/22/2022 3:42:52 PM | Area 1001 Gas IC 2024
10541 | Area 1001 Gas IC 2024 | SO2 | ATC | 2028 | AEP-KPCO | 3.8507 | 3.8507 | 0 | 0.012114 | 0.012114 | 0 | 0.00752 | 2028 |  |  |  | REF | 0 | 0 | Real 2021 ¦ 12/22/2022 3:42:52 PM | Area 1001 Gas IC 2024
10542 | Area 1001 Gas IC 2025 | CO2 | ATC | 2028 | AEP-KPCO | 64034.8984 | 64034.8984 | 0 | 0 | 0 | 0 | 122 | 2028 |  |  |  | REF | 0 | 0 | Real 2021 ¦ 12/22/2022 3:42:52 PM | Area 1001 Gas IC 2025
10543 | Area 1001 Gas IC 2025 | NOX | ATC | 2028 | AEP-KPCO | 0.29393 | 0.29393 | 0 | 0.020333 | 0.020333 | 0 | 0.00056 | 2028 |  |  |  | REF | 0 | 0 | Real 2021 ¦ 12/22/2022 3:42:52 PM | Area 1001 Gas IC 2025
10544 | Area 1001 Gas IC 2025 | SO2 | ATC | 2028 | AEP-KPCO | 3.9471 | 3.9471 | 0 | 0.012417 | 0.012417 | 0 | 0.00752 | 2028 |  |  |  | REF | 0 | 0 | Real 2021 ¦ 12/22/2022 3:42:52 PM | Area 1001 Gas IC 2025
10545 | Area 1001 Gas IC 2026 | CO2 | ATC | 2028 | AEP-KPCO | 64064.375 | 64064.375 | 0 | 0 | 0 | 0 | 122 | 2028 |  |  |  | REF | 0 | 0 | Real 2021 ¦ 12/22/2022 3:42:52 PM | Area 1001 Gas IC 2026
10546 | Area 1001 Gas IC 2026 | NOX | ATC | 2028 | AEP-KPCO | 0.29407 | 0.29407 | 0 | 0.020343 | 0.020343 | 0 | 0.00056 | 2028 |  |  |  | REF | 0 | 0 | Real 2021 ¦ 12/22/2022 3:42:52 PM | Area 1001 Gas IC 2026
10547 | Area 1001 Gas IC 2026 | SO2 | ATC | 2028 | AEP-KPCO | 3.9489 | 3.9489 | 0 | 0.012423 | 0.012423 | 0 | 0.00752 | 2028 |  |  |  | REF | 0 | 0 | Real 2021 ¦ 12/22/2022 3:42:52 PM | Area 1001 Gas IC 2026
10548 | Area 1001 Gas IC 2027 | CO2 | ATC | 2028 | AEP-KPCO | 64507.5977 | 64507.5977 | 0 | 0 | 0 | 0 | 122 | 2028 |  |  |  | REF | 0 | 0 | Real 2021 ¦ 12/22/2022 3:42:52 PM | Area 1001 Gas IC 2027
10549 | Area 1001 Gas IC 2027 | NOX | ATC | 2028 | AEP-KPCO | 0.2961 | 0.2961 | 0 | 0.020353 | 0.020353 | 0 | 0.00056 | 2028 |  |  |  | REF | 0 | 0 | Real 2021 ¦ 12/22/2022 3:42:52 PM | Area 1001 Gas IC 2027
10550 | Area 1001 Gas IC 2027 | SO2 | ATC | 2028 | AEP-KPCO | 3.9762 | 3.9762 | 0 | 0.012509 | 0.012509 | 0 | 0.00752 | 2028 |  |  |  | REF | 0 | 0 | Real 2021 ¦ 12/22/2022 3:42:52 PM | Area 1001 Gas IC 2027
10551 | Area 1001 Gas IC 2028 | CO2 | ATC | 2028 | AEP-KPCO | 64592.5156 | 64592.5156 | 0 | 0 | 0 | 0 | 122 | 2028 |  |  |  | REF | 0 | 0 | Real 2021 ¦ 12/22/2022 3:42:52 PM | Area 1001 Gas IC 2028
10552 | Area 1001 Gas IC 2028 | NOX | ATC | 2028 | AEP-KPCO | 0.29649 | 0.29649 | 0 | 0.020367 | 0.020367 | 0 | 0.00056 | 2028 |  |  |  | REF | 0 | 0 | Real 2021 ¦ 12/22/2022 3:42:52 PM | Area 1001 Gas IC 2028
10553 | Area 1001 Gas IC 2028 | SO2 | ATC | 2028 | AEP-KPCO | 3.9814 | 3.9814 | 0 | 0.012525 | 0.012525 | 0 | 0.00752 | 2028 |  |  |  | REF | 0 | 0 | Real 2021 ¦ 12/22/2022 3:42:52 PM | Area 1001 Gas IC 2028
10554 | Area 1001 Gas IC 2029 | CO2 | ATC | 2028 | AEP-KPCO | 0 | 0 | 0 | 0 | 0 | 0 | 122 | 2028 |  |  |  | REF | 0 | 0 | Real 2021 ¦ 12/22/2022 3:42:52 PM | Area 1001 Gas IC 2029
10555 | Area 1001 Gas IC 2029 | NOX | ATC | 2028 | AEP-KPCO | 0 | 0 | 0 | 0 | 0 | 0 | 0.00056 | 2028 |  |  |  | REF | 0 | 0 | Real 2021 ¦ 12/22/2022 3:42:52 PM | Area 1001 Gas IC 2029
10556 | Area 1001 Gas IC 2029 | SO2 | ATC | 2028 | AEP-KPCO | 0 | 0 | 0 | 0 | 0 | 0 | 0.00752 | 2028 |  |  |  | REF | 0 | 0 | Real 2021 ¦ 12/22/2022 3:42:52 PM | Area 1001 Gas IC 2029
10557 | Area 1001 Gas IC 2030 | CO2 | ATC | 2028 | AEP-KPCO | 0 | 0 | 0 | 0 | 0 | 0 | 122 | 2028 |  |  |  | REF | 0 | 0 | Real 2021 ¦ 12/22/2022 3:42:52 PM | Area 1001 Gas IC 2030
10558 | Area 1001 Gas IC 2030 | NOX | ATC | 2028 | AEP-KPCO | 0 | 0 | 0 | 0 | 0 | 0 | 0.00056 | 2028 |  |  |  | REF | 0 | 0 | Real 2021 ¦ 12/22/2022 3:42:52 PM | Area 1001 Gas IC 2030
10559 | Area 1001 Gas IC 2030 | SO2 | ATC | 2028 | AEP-KPCO | 0 | 0 | 0 | 0 | 0 | 0 | 0.00752 | 2028 |  |  |  | REF | 0 | 0 | Real 2021 ¦ 12/22/2022 3:42:52 PM | Area 1001 Gas IC 2030
10560 | Area 1001 Gas IC 2031 | CO2 | ATC | 2028 | AEP-KPCO | 0 | 0 | 0 | 0 | 0 | 0 | 122 | 2028 |  |  |  | REF | 0 | 0 | Real 2021 ¦ 12/22/2022 3:42:52 PM | Area 1001 Gas IC 2031
10561 | Area 1001 Gas IC 2031 | NOX | ATC | 2028 | AEP-KPCO | 0 | 0 | 0 | 0 | 0 | 0 | 0.00056 | 2028 |  |  |  | REF | 0 | 0 | Real 2021 ¦ 12/22/2022 3:42:52 PM | Area 1001 Gas IC 2031
10562 | Area 1001 Gas IC 2031 | SO2 | ATC | 2028 | AEP-KPCO | 0 | 0 | 0 | 0 | 0 | 0 | 0.00752 | 2028 |  |  |  | REF | 0 | 0 | Real 2021 ¦ 12/22/2022 3:42:52 PM | Area 1001 Gas IC 2031
10563 | Area 1001 Gas IC 2032 | CO2 | ATC | 2028 | AEP-KPCO | 0 | 0 | 0 | 0 | 0 | 0 | 122 | 2028 |  |  |  | REF | 0 | 0 | Real 2021 ¦ 12/22/2022 3:42:52 PM | Area 1001 Gas IC 2032
10564 | Area 1001 Gas IC 2032 | NOX | ATC | 2028 | AEP-KPCO | 0 | 0 | 0 | 0 | 0 | 0 | 0.00056 | 2028 |  |  |  | REF | 0 | 0 | Real 2021 ¦ 12/22/2022 3:42:52 PM | Area 1001 Gas IC 2032
10565 | Area 1001 Gas IC 2032 | SO2 | ATC | 2028 | AEP-KPCO | 0 | 0 | 0 | 0 | 0 | 0 | 0.00752 | 2028 |  |  |  | REF | 0 | 0 | Real 2021 ¦ 12/22/2022 3:42:52 PM | Area 1001 Gas IC 2032
10566 | Area 1001 Gas IC 2033 | CO2 | ATC | 2028 | AEP-KPCO | 0 | 0 | 0 | 0 | 0 | 0 | 122 | 2028 |  |  |  | REF | 0 | 0 | Real 2021 ¦ 12/22/2022 3:42:52 PM | Area 1001 Gas IC 2033
10567 | Area 1001 Gas IC 2033 | NOX | ATC | 2028 | AEP-KPCO | 0 | 0 | 0 | 0 | 0 | 0 | 0.00056 | 2028 |  |  |  | REF | 0 | 0 | Real 2021 ¦ 12/22/2022 3:42:52 PM | Area 1001 Gas IC 2033
10568 | Area 1001 Gas IC 2033 | SO2 | ATC | 2028 | AEP-KPCO | 0 | 0 | 0 | 0 | 0 | 0 | 0.00752 | 2028 |  |  |  | REF | 0 | 0 | Real 2021 ¦ 12/22/2022 3:42:52 PM | Area 1001 Gas IC 2033
10569 | Area 1001 Gas IC 2034 | CO2 | ATC | 2028 | AEP-KPCO | 0 | 0 | 0 | 0 | 0 | 0 | 122 | 2028 |  |  |  | REF | 0 | 0 | Real 2021 ¦ 12/22/2022 3:42:52 PM | Area 1001 Gas IC 2034
10570 | Area 1001 Gas IC 2034 | NOX | ATC | 2028 | AEP-KPCO | 0 | 0 | 0 | 0 | 0 | 0 | 0.00056 | 2028 |  |  |  | REF | 0 | 0 | Real 2021 ¦ 12/22/2022 3:42:52 PM | Area 1001 Gas IC 2034
10571 | Area 1001 Gas IC 2034 | SO2 | ATC | 2028 | AEP-KPCO | 0 | 0 | 0 | 0 | 0 | 0 | 0.00752 | 2028 |  |  |  | REF | 0 | 0 | Real 2021 ¦ 12/22/2022 3:42:52 PM | Area 1001 Gas IC 2034
10572 | Area 1001 Gas IC 2035 | CO2 | ATC | 2028 | AEP-KPCO | 0 | 0 | 0 | 0 | 0 | 0 | 122 | 2028 |  |  |  | REF | 0 | 0 | Real 2021 ¦ 12/22/2022 3:42:52 PM | Area 1001 Gas IC 2035
10573 | Area 1001 Gas IC 2035 | NOX | ATC | 2028 | AEP-KPCO | 0 | 0 | 0 | 0 | 0 | 0 | 0.00056 | 2028 |  |  |  | REF | 0 | 0 | Real 2021 ¦ 12/22/2022 3:42:52 PM | Area 1001 Gas IC 2035
10574 | Area 1001 Gas IC 2035 | SO2 | ATC | 2028 | AEP-KPCO | 0 | 0 | 0 | 0 | 0 | 0 | 0.00752 | 2028 |  |  |  | REF | 0 | 0 | Real 2021 ¦ 12/22/2022 3:42:52 PM | Area 1001 Gas IC 2035
10575 | Area 1001 Gas IC 2036 | CO2 | ATC | 2028 | AEP-KPCO | 0 | 0 | 0 | 0 | 0 | 0 | 122 | 2028 |  |  |  | REF | 0 | 0 | Real 2021 ¦ 12/22/2022 3:42:52 PM | Area 1001 Gas IC 2036
10576 | Area 1001 Gas IC 2036 | NOX | ATC | 2028 | AEP-KPCO | 0 | 0 | 0 | 0 | 0 | 0 | 0.00056 | 2028 |  |  |  | REF | 0 | 0 | Real 2021 ¦ 12/22/2022 3:42:52 PM | Area 1001 Gas IC 2036
10577 | Area 1001 Gas IC 2036 | SO2 | ATC | 2028 | AEP-KPCO | 0 | 0 | 0 | 0 | 0 | 0 | 0.00752 | 2028 |  |  |  | REF | 0 | 0 | Real 2021 ¦ 12/22/2022 3:42:52 PM | Area 1001 Gas IC 2036
10578 | Area 1001 Gas IC 2037 | CO2 | ATC | 2028 | AEP-KPCO | 0 | 0 | 0 | 0 | 0 | 0 | 122 | 2028 |  |  |  | REF | 0 | 0 | Real 2021 ¦ 12/22/2022 3:42:52 PM | Area 1001 Gas IC 2037
10579 | Area 1001 Gas IC 2037 | NOX | ATC | 2028 | AEP-KPCO | 0 | 0 | 0 | 0 | 0 | 0 | 0.00056 | 2028 |  |  |  | REF | 0 | 0 | Real 2021 ¦ 12/22/2022 3:42:52 PM | Area 1001 Gas IC 2037
10580 | Area 1001 Gas IC 2037 | SO2 | ATC | 2028 | AEP-KPCO | 0 | 0 | 0 | 0 | 0 | 0 | 0.00752 | 2028 |  |  |  | REF | 0 | 0 | Real 2021 ¦ 12/22/2022 3:42:52 PM | Area 1001 Gas IC 2037
10581 | Area 1001 Gas IC 2038 | CO2 | ATC | 2028 | AEP-KPCO | 0 | 0 | 0 | 0 | 0 | 0 | 122 | 2028 |  |  |  | REF | 0 | 0 | Real 2021 ¦ 12/22/2022 3:42:52 PM | Area 1001 Gas IC 2038
10582 | Area 1001 Gas IC 2038 | NOX | ATC | 2028 | AEP-KPCO | 0 | 0 | 0 | 0 | 0 | 0 | 0.00056 | 2028 |  |  |  | REF | 0 | 0 | Real 2021 ¦ 12/22/2022 3:42:52 PM | Area 1001 Gas IC 2038
10583 | Area 1001 Gas IC 2038 | SO2 | ATC | 2028 | AEP-KPCO | 0 | 0 | 0 | 0 | 0 | 0 | 0.00752 | 2028 |  |  |  | REF | 0 | 0 | Real 2021 ¦ 12/22/2022 3:42:52 PM | Area 1001 Gas IC 2038
10584 | Area 1001 Gas IC 2039 | CO2 | ATC | 2028 | AEP-KPCO | 0 | 0 | 0 | 0 | 0 | 0 | 122 | 2028 |  |  |  | REF | 0 | 0 | Real 2021 ¦ 12/22/2022 3:42:52 PM | Area 1001 Gas IC 2039
10585 | Area 1001 Gas IC 2039 | NOX | ATC | 2028 | AEP-KPCO | 0 | 0 | 0 | 0 | 0 | 0 | 0.00056 | 2028 |  |  |  | REF | 0 | 0 | Real 2021 ¦ 12/22/2022 3:42:52 PM | Area 1001 Gas IC 2039
10586 | Area 1001 Gas IC 2039 | SO2 | ATC | 2028 | AEP-KPCO | 0 | 0 | 0 | 0 | 0 | 0 | 0.00752 | 2028 |  |  |  | REF | 0 | 0 | Real 2021 ¦ 12/22/2022 3:42:52 PM | Area 1001 Gas IC 2039
10587 | Area 1001 Gas IC 2040 | CO2 | ATC | 2028 | AEP-KPCO | 0 | 0 | 0 | 0 | 0 | 0 | 122 | 2028 |  |  |  | REF | 0 | 0 | Real 2021 ¦ 12/22/2022 3:42:52 PM | Area 1001 Gas IC 2040
10588 | Area 1001 Gas IC 2040 | NOX | ATC | 2028 | AEP-KPCO | 0 | 0 | 0 | 0 | 0 | 0 | 0.00056 | 2028 |  |  |  | REF | 0 | 0 | Real 2021 ¦ 12/22/2022 3:42:52 PM | Area 1001 Gas IC 2040
10589 | Area 1001 Gas IC 2040 | SO2 | ATC | 2028 | AEP-KPCO | 0 | 0 | 0 | 0 | 0 | 0 | 0.00752 | 2028 |  |  |  | REF | 0 | 0 | Real 2021 ¦ 12/22/2022 3:42:52 PM | Area 1001 Gas IC 2040
10590 | Area 1001 Gas IC 2041 | CO2 | ATC | 2028 | AEP-KPCO | 0 | 0 | 0 | 0 | 0 | 0 | 122 | 2028 |  |  |  | REF | 0 | 0 | Real 2021 ¦ 12/22/2022 3:42:52 PM | Area 1001 Gas IC 2041
10591 | Area 1001 Gas IC 2041 | NOX | ATC | 2028 | AEP-KPCO | 0 | 0 | 0 | 0 | 0 | 0 | 0.00056 | 2028 |  |  |  | REF | 0 | 0 | Real 2021 ¦ 12/22/2022 3:42:52 PM | Area 1001 Gas IC 2041
10592 | Area 1001 Gas IC 2041 | SO2 | ATC | 2028 | AEP-KPCO | 0 | 0 | 0 | 0 | 0 | 0 | 0.00752 | 2028 |  |  |  | REF | 0 | 0 | Real 2021 ¦ 12/22/2022 3:42:52 PM | Area 1001 Gas IC 2041
10593 | Area 1001 Gas IC 2042 | CO2 | ATC | 2028 | AEP-KPCO | 0 | 0 | 0 | 0 | 0 | 0 | 122 | 2028 |  |  |  | REF | 0 | 0 | Real 2021 ¦ 12/22/2022 3:42:52 PM | Area 1001 Gas IC 2042
10594 | Area 1001 Gas IC 2042 | NOX | ATC | 2028 | AEP-KPCO | 0 | 0 | 0 | 0 | 0 | 0 | 0.00056 | 2028 |  |  |  | REF | 0 | 0 | Real 2021 ¦ 12/22/2022 3:42:52 PM | Area 1001 Gas IC 2042
10595 | Area 1001 Gas IC 2042 | SO2 | ATC | 2028 | AEP-KPCO | 0 | 0 | 0 | 0 | 0 | 0 | 0.00752 | 2028 |  |  |  | REF | 0 | 0 | Real 2021 ¦ 12/22/2022 3:42:52 PM | Area 1001 Gas IC 2042
10596 | Area 1001 Gas IC 2043 | CO2 | ATC | 2028 | AEP-KPCO | 0 | 0 | 0 | 0 | 0 | 0 | 122 | 2028 |  |  |  | REF | 0 | 0 | Real 2021 ¦ 12/22/2022 3:42:52 PM | Area 1001 Gas IC 2043
10597 | Area 1001 Gas IC 2043 | NOX | ATC | 2028 | AEP-KPCO | 0 | 0 | 0 | 0 | 0 | 0 | 0.00056 | 2028 |  |  |  | REF | 0 | 0 | Real 2021 ¦ 12/22/2022 3:42:52 PM | Area 1001 Gas IC 2043
10598 | Area 1001 Gas IC 2043 | SO2 | ATC | 2028 | AEP-KPCO | 0 | 0 | 0 | 0 | 0 | 0 | 0.00752 | 2028 |  |  |  | REF | 0 | 0 | Real 2021 ¦ 12/22/2022 3:42:52 PM | Area 1001 Gas IC 2043
10599 | Area 1001 Gas CCS 2024 | CO2 | ATC | 2028 | AEP-KPCO | 125172.1328 | 125172.1328 | 0 | -82369.1094 | -82369.1094 | 0 | 11.7 | 2028 |  |  |  | REF | 0 | 0 | Real 2021 ¦ 12/22/2022 3:42:52 PM | Area 1001 Gas CCS 2024
10600 | Area 1001 Gas CCS 2024 | NOX | ATC | 2028 | AEP-KPCO | 149.7786 | 149.7786 | 0 | 8.9727 | 8.9727 | 0 | 0.014 | 2028 |  |  |  | REF | 0 | 0 | Real 2021 ¦ 12/22/2022 3:42:52 PM | Area 1001 Gas CCS 2024
10601 | Area 1001 Gas CCS 2024 | SO2 | ATC | 2028 | AEP-KPCO | 55.0971 | 55.0971 | 0 | 0.17333 | 0.17333 | 0 | 0.00515 | 2028 |  |  |  | REF | 0 | 0 | Real 2021 ¦ 12/22/2022 3:42:52 PM | Area 1001 Gas CCS 2024
10602 | Area 1001 Gas CCS 2025 | CO2 | ATC | 2028 | AEP-KPCO | 125172.1328 | 125172.1328 | 0 | -82369.1094 | -82369.1094 | 0 | 11.7 | 2028 |  |  |  | REF | 0 | 0 | Real 2021 ¦ 12/22/2022 3:42:52 PM | Area 1001 Gas CCS 2025
10603 | Area 1001 Gas CCS 2025 | NOX | ATC | 2028 | AEP-KPCO | 149.7786 | 149.7786 | 0 | 8.9727 | 8.9727 | 0 | 0.014 | 2028 |  |  |  | REF | 0 | 0 | Real 2021 ¦ 12/22/2022 3:42:52 PM | Area 1001 Gas CCS 2025
10604 | Area 1001 Gas CCS 2025 | SO2 | ATC | 2028 | AEP-KPCO | 55.0971 | 55.0971 | 0 | 0.17333 | 0.17333 | 0 | 0.00515 | 2028 |  |  |  | REF | 0 | 0 | Real 2021 ¦ 12/22/2022 3:42:52 PM | Area 1001 Gas CCS 2025
10605 | Area 1001 Gas CCS 2026 | CO2 | ATC | 2028 | AEP-KPCO | 123942.2031 | 123942.2031 | 0 | -81559.7578 | -81559.7578 | 0 | 11.7 | 2028 |  |  |  | REF | 0 | 0 | Real 2021 ¦ 12/22/2022 3:42:52 PM | Area 1001 Gas CCS 2026
10606 | Area 1001 Gas CCS 2026 | NOX | ATC | 2028 | AEP-KPCO | 148.3069 | 148.3069 | 0 | 8.8845 | 8.8845 | 0 | 0.014 | 2028 |  |  |  | REF | 0 | 0 | Real 2021 ¦ 12/22/2022 3:42:52 PM | Area 1001 Gas CCS 2026
10607 | Area 1001 Gas CCS 2026 | SO2 | ATC | 2028 | AEP-KPCO | 54.5558 | 54.5558 | 0 | 0.17162 | 0.17162 | 0 | 0.00515 | 2028 |  |  |  | REF | 0 | 0 | Real 2021 ¦ 12/22/2022 3:42:52 PM | Area 1001 Gas CCS 2026
10608 | Area 1001 Gas CCS 2027 | CO2 | ATC | 2028 | AEP-KPCO | 122729.8359 | 122729.8359 | 0 | -80761.9688 | -80761.9688 | 0 | 11.7 | 2028 |  |  |  | REF | 0 | 0 | Real 2021 ¦ 12/22/2022 3:42:52 PM | Area 1001 Gas CCS 2027
10609 | Area 1001 Gas CCS 2027 | NOX | ATC | 2028 | AEP-KPCO | 146.8562 | 146.8562 | 0 | 8.7976 | 8.7976 | 0 | 0.014 | 2028 |  |  |  | REF | 0 | 0 | Real 2021 ¦ 12/22/2022 3:42:52 PM | Area 1001 Gas CCS 2027
10610 | Area 1001 Gas CCS 2027 | SO2 | ATC | 2028 | AEP-KPCO | 54.0221 | 54.0221 | 0 | 0.16994 | 0.16994 | 0 | 0.00515 | 2028 |  |  |  | REF | 0 | 0 | Real 2021 ¦ 12/22/2022 3:42:52 PM | Area 1001 Gas CCS 2027
10611 | Area 1001 Gas CCS 2028 | CO2 | ATC | 2028 | AEP-KPCO | 121324.1953 | 121324.1953 | 0 | -79836.9922 | -79836.9922 | 0 | 11.7 | 2028 |  |  |  | REF | 0 | 0 | Real 2021 ¦ 12/22/2022 3:42:52 PM | Area 1001 Gas CCS 2028
10612 | Area 1001 Gas CCS 2028 | NOX | ATC | 2028 | AEP-KPCO | 145.1743 | 145.1743 | 0 | 8.6968 | 8.6968 | 0 | 0.014 | 2028 |  |  |  | REF | 0 | 0 | Real 2021 ¦ 12/22/2022 3:42:52 PM | Area 1001 Gas CCS 2028
10613 | Area 1001 Gas CCS 2028 | SO2 | ATC | 2028 | AEP-KPCO | 53.4034 | 53.4034 | 0 | 0.168 | 0.168 | 0 | 0.00515 | 2028 |  |  |  | REF | 0 | 0 | Real 2021 ¦ 12/22/2022 3:42:52 PM | Area 1001 Gas CCS 2028
10614 | Area 1001 Gas CCS 2029 | CO2 | ATC | 2028 | AEP-KPCO | 0 | 0 | 0 | 0 | 0 | 0 | 11.7 | 2028 |  |  |  | REF | 0 | 0 | Real 2021 ¦ 12/22/2022 3:42:52 PM | Area 1001 Gas CCS 2029
10615 | Area 1001 Gas CCS 2029 | NOX | ATC | 2028 | AEP-KPCO | 0 | 0 | 0 | 0 | 0 | 0 | 0.014 | 2028 |  |  |  | REF | 0 | 0 | Real 2021 ¦ 12/22/2022 3:42:52 PM | Area 1001 Gas CCS 2029
10616 | Area 1001 Gas CCS 2029 | SO2 | ATC | 2028 | AEP-KPCO | 0 | 0 | 0 | 0 | 0 | 0 | 0.00515 | 2028 |  |  |  | REF | 0 | 0 | Real 2021 ¦ 12/22/2022 3:42:52 PM | Area 1001 Gas CCS 2029
10617 | Area 1001 Gas CCS 2030 | CO2 | ATC | 2028 | AEP-KPCO | 0 | 0 | 0 | 0 | 0 | 0 | 11.7 | 2028 |  |  |  | REF | 0 | 0 | Real 2021 ¦ 12/22/2022 3:42:52 PM | Area 1001 Gas CCS 2030
10618 | Area 1001 Gas CCS 2030 | NOX | ATC | 2028 | AEP-KPCO | 0 | 0 | 0 | 0 | 0 | 0 | 0.014 | 2028 |  |  |  | REF | 0 | 0 | Real 2021 ¦ 12/22/2022 3:42:52 PM | Area 1001 Gas CCS 2030
10619 | Area 1001 Gas CCS 2030 | SO2 | ATC | 2028 | AEP-KPCO | 0 | 0 | 0 | 0 | 0 | 0 | 0.00515 | 2028 |  |  |  | REF | 0 | 0 | Real 2021 ¦ 12/22/2022 3:42:52 PM | Area 1001 Gas CCS 2030
10620 | Area 1001 Gas CCS 2031 | CO2 | ATC | 2028 | AEP-KPCO | 0 | 0 | 0 | 0 | 0 | 0 | 11.7 | 2028 |  |  |  | REF | 0 | 0 | Real 2021 ¦ 12/22/2022 3:42:52 PM | Area 1001 Gas CCS 2031
10621 | Area 1001 Gas CCS 2031 | NOX | ATC | 2028 | AEP-KPCO | 0 | 0 | 0 | 0 | 0 | 0 | 0.014 | 2028 |  |  |  | REF | 0 | 0 | Real 2021 ¦ 12/22/2022 3:42:52 PM | Area 1001 Gas CCS 2031
10622 | Area 1001 Gas CCS 2031 | SO2 | ATC | 2028 | AEP-KPCO | 0 | 0 | 0 | 0 | 0 | 0 | 0.00515 | 2028 |  |  |  | REF | 0 | 0 | Real 2021 ¦ 12/22/2022 3:42:52 PM | Area 1001 Gas CCS 2031
10623 | Area 1001 Gas CCS 2032 | CO2 | ATC | 2028 | AEP-KPCO | 0 | 0 | 0 | 0 | 0 | 0 | 11.7 | 2028 |  |  |  | REF | 0 | 0 | Real 2021 ¦ 12/22/2022 3:42:52 PM | Area 1001 Gas CCS 2032
10624 | Area 1001 Gas CCS 2032 | NOX | ATC | 2028 | AEP-KPCO | 0 | 0 | 0 | 0 | 0 | 0 | 0.014 | 2028 |  |  |  | REF | 0 | 0 | Real 2021 ¦ 12/22/2022 3:42:52 PM | Area 1001 Gas CCS 2032
10625 | Area 1001 Gas CCS 2032 | SO2 | ATC | 2028 | AEP-KPCO | 0 | 0 | 0 | 0 | 0 | 0 | 0.00515 | 2028 |  |  |  | REF | 0 | 0 | Real 2021 ¦ 12/22/2022 3:42:52 PM | Area 1001 Gas CCS 2032
10626 | Area 1001 Gas CCS 2033 | CO2 | ATC | 2028 | AEP-KPCO | 0 | 0 | 0 | 0 | 0 | 0 | 11.7 | 2028 |  |  |  | REF | 0 | 0 | Real 2021 ¦ 12/22/2022 3:42:52 PM | Area 1001 Gas CCS 2033
10627 | Area 1001 Gas CCS 2033 | NOX | ATC | 2028 | AEP-KPCO | 0 | 0 | 0 | 0 | 0 | 0 | 0.014 | 2028 |  |  |  | REF | 0 | 0 | Real 2021 ¦ 12/22/2022 3:42:52 PM | Area 1001 Gas CCS 2033
10628 | Area 1001 Gas CCS 2033 | SO2 | ATC | 2028 | AEP-KPCO | 0 | 0 | 0 | 0 | 0 | 0 | 0.00515 | 2028 |  |  |  | REF | 0 | 0 | Real 2021 ¦ 12/22/2022 3:42:52 PM | Area 1001 Gas CCS 2033
10629 | Area 1001 Gas CCS 2034 | CO2 | ATC | 2028 | AEP-KPCO | 0 | 0 | 0 | 0 | 0 | 0 | 11.7 | 2028 |  |  |  | REF | 0 | 0 | Real 2021 ¦ 12/22/2022 3:42:52 PM | Area 1001 Gas CCS 2034
10630 | Area 1001 Gas CCS 2034 | NOX | ATC | 2028 | AEP-KPCO | 0 | 0 | 0 | 0 | 0 | 0 | 0.014 | 2028 |  |  |  | REF | 0 | 0 | Real 2021 ¦ 12/22/2022 3:42:52 PM | Area 1001 Gas CCS 2034
10631 | Area 1001 Gas CCS 2034 | SO2 | ATC | 2028 | AEP-KPCO | 0 | 0 | 0 | 0 | 0 | 0 | 0.00515 | 2028 |  |  |  | REF | 0 | 0 | Real 2021 ¦ 12/22/2022 3:42:52 PM | Area 1001 Gas CCS 2034
10632 | Area 1001 Gas CCS 2035 | CO2 | ATC | 2028 | AEP-KPCO | 0 | 0 | 0 | 0 | 0 | 0 | 11.7 | 2028 |  |  |  | REF | 0 | 0 | Real 2021 ¦ 12/22/2022 3:42:52 PM | Area 1001 Gas CCS 2035
10633 | Area 1001 Gas CCS 2035 | NOX | ATC | 2028 | AEP-KPCO | 0 | 0 | 0 | 0 | 0 | 0 | 0.014 | 2028 |  |  |  | REF | 0 | 0 | Real 2021 ¦ 12/22/2022 3:42:52 PM | Area 1001 Gas CCS 2035
10634 | Area 1001 Gas CCS 2035 | SO2 | ATC | 2028 | AEP-KPCO | 0 | 0 | 0 | 0 | 0 | 0 | 0.00515 | 2028 |  |  |  | REF | 0 | 0 | Real 2021 ¦ 12/22/2022 3:42:52 PM | Area 1001 Gas CCS 2035
10635 | Area 1001 Gas CCS 2036 | CO2 | ATC | 2028 | AEP-KPCO | 0 | 0 | 0 | 0 | 0 | 0 | 11.7 | 2028 |  |  |  | REF | 0 | 0 | Real 2021 ¦ 12/22/2022 3:42:52 PM | Area 1001 Gas CCS 2036
10636 | Area 1001 Gas CCS 2036 | NOX | ATC | 2028 | AEP-KPCO | 0 | 0 | 0 | 0 | 0 | 0 | 0.014 | 2028 |  |  |  | REF | 0 | 0 | Real 2021 ¦ 12/22/2022 3:42:52 PM | Area 1001 Gas CCS 2036
10637 | Area 1001 Gas CCS 2036 | SO2 | ATC | 2028 | AEP-KPCO | 0 | 0 | 0 | 0 | 0 | 0 | 0.00515 | 2028 |  |  |  | REF | 0 | 0 | Real 2021 ¦ 12/22/2022 3:42:52 PM | Area 1001 Gas CCS 2036
10638 | Area 1001 Gas CCS 2037 | CO2 | ATC | 2028 | AEP-KPCO | 0 | 0 | 0 | 0 | 0 | 0 | 11.7 | 2028 |  |  |  | REF | 0 | 0 | Real 2021 ¦ 12/22/2022 3:42:52 PM | Area 1001 Gas CCS 2037
10639 | Area 1001 Gas CCS 2037 | NOX | ATC | 2028 | AEP-KPCO | 0 | 0 | 0 | 0 | 0 | 0 | 0.014 | 2028 |  |  |  | REF | 0 | 0 | Real 2021 ¦ 12/22/2022 3:42:52 PM | Area 1001 Gas CCS 2037
10640 | Area 1001 Gas CCS 2037 | SO2 | ATC | 2028 | AEP-KPCO | 0 | 0 | 0 | 0 | 0 | 0 | 0.00515 | 2028 |  |  |  | REF | 0 | 0 | Real 2021 ¦ 12/22/2022 3:42:52 PM | Area 1001 Gas CCS 2037
10641 | Area 1001 Gas CCS 2038 | CO2 | ATC | 2028 | AEP-KPCO | 0 | 0 | 0 | 0 | 0 | 0 | 11.7 | 2028 |  |  |  | REF | 0 | 0 | Real 2021 ¦ 12/22/2022 3:42:52 PM | Area 1001 Gas CCS 2038
10642 | Area 1001 Gas CCS 2038 | NOX | ATC | 2028 | AEP-KPCO | 0 | 0 | 0 | 0 | 0 | 0 | 0.014 | 2028 |  |  |  | REF | 0 | 0 | Real 2021 ¦ 12/22/2022 3:42:52 PM | Area 1001 Gas CCS 2038
10643 | Area 1001 Gas CCS 2038 | SO2 | ATC | 2028 | AEP-KPCO | 0 | 0 | 0 | 0 | 0 | 0 | 0.00515 | 2028 |  |  |  | REF | 0 | 0 | Real 2021 ¦ 12/22/2022 3:42:52 PM | Area 1001 Gas CCS 2038
10644 | Area 1001 Gas CCS 2039 | CO2 | ATC | 2028 | AEP-KPCO | 0 | 0 | 0 | 0 | 0 | 0 | 11.7 | 2028 |  |  |  | REF | 0 | 0 | Real 2021 ¦ 12/22/2022 3:42:52 PM | Area 1001 Gas CCS 2039
10645 | Area 1001 Gas CCS 2039 | NOX | ATC | 2028 | AEP-KPCO | 0 | 0 | 0 | 0 | 0 | 0 | 0.014 | 2028 |  |  |  | REF | 0 | 0 | Real 2021 ¦ 12/22/2022 3:42:52 PM | Area 1001 Gas CCS 2039
10646 | Area 1001 Gas CCS 2039 | SO2 | ATC | 2028 | AEP-KPCO | 0 | 0 | 0 | 0 | 0 | 0 | 0.00515 | 2028 |  |  |  | REF | 0 | 0 | Real 2021 ¦ 12/22/2022 3:42:52 PM | Area 1001 Gas CCS 2039
10647 | Area 1001 Gas CCS 2040 | CO2 | ATC | 2028 | AEP-KPCO | 0 | 0 | 0 | 0 | 0 | 0 | 11.7 | 2028 |  |  |  | REF | 0 | 0 | Real 2021 ¦ 12/22/2022 3:42:52 PM | Area 1001 Gas CCS 2040
10648 | Area 1001 Gas CCS 2040 | NOX | ATC | 2028 | AEP-KPCO | 0 | 0 | 0 | 0 | 0 | 0 | 0.014 | 2028 |  |  |  | REF | 0 | 0 | Real 2021 ¦ 12/22/2022 3:42:52 PM | Area 1001 Gas CCS 2040
10649 | Area 1001 Gas CCS 2040 | SO2 | ATC | 2028 | AEP-KPCO | 0 | 0 | 0 | 0 | 0 | 0 | 0.00515 | 2028 |  |  |  | REF | 0 | 0 | Real 2021 ¦ 12/22/2022 3:42:52 PM | Area 1001 Gas CCS 2040
10650 | Area 1001 Gas CCS 2041 | CO2 | ATC | 2028 | AEP-KPCO | 0 | 0 | 0 | 0 | 0 | 0 | 11.7 | 2028 |  |  |  | REF | 0 | 0 | Real 2021 ¦ 12/22/2022 3:42:52 PM | Area 1001 Gas CCS 2041
10651 | Area 1001 Gas CCS 2041 | NOX | ATC | 2028 | AEP-KPCO | 0 | 0 | 0 | 0 | 0 | 0 | 0.014 | 2028 |  |  |  | REF | 0 | 0 | Real 2021 ¦ 12/22/2022 3:42:52 PM | Area 1001 Gas CCS 2041
10652 | Area 1001 Gas CCS 2041 | SO2 | ATC | 2028 | AEP-KPCO | 0 | 0 | 0 | 0 | 0 | 0 | 0.00515 | 2028 |  |  |  | REF | 0 | 0 | Real 2021 ¦ 12/22/2022 3:42:52 PM | Area 1001 Gas CCS 2041
10653 | Area 1001 Gas CCS 2042 | CO2 | ATC | 2028 | AEP-KPCO | 0 | 0 | 0 | 0 | 0 | 0 | 11.7 | 2028 |  |  |  | REF | 0 | 0 | Real 2021 ¦ 12/22/2022 3:42:52 PM | Area 1001 Gas CCS 2042
10654 | Area 1001 Gas CCS 2042 | NOX | ATC | 2028 | AEP-KPCO | 0 | 0 | 0 | 0 | 0 | 0 | 0.014 | 2028 |  |  |  | REF | 0 | 0 | Real 2021 ¦ 12/22/2022 3:42:52 PM | Area 1001 Gas CCS 2042
10655 | Area 1001 Gas CCS 2042 | SO2 | ATC | 2028 | AEP-KPCO | 0 | 0 | 0 | 0 | 0 | 0 | 0.00515 | 2028 |  |  |  | REF | 0 | 0 | Real 2021 ¦ 12/22/2022 3:42:52 PM | Area 1001 Gas CCS 2042
10656 | Area 1001 Gas CCS 2043 | CO2 | ATC | 2028 | AEP-KPCO | 0 | 0 | 0 | 0 | 0 | 0 | 11.7 | 2028 |  |  |  | REF | 0 | 0 | Real 2021 ¦ 12/22/2022 3:42:52 PM | Area 1001 Gas CCS 2043
10657 | Area 1001 Gas CCS 2043 | NOX | ATC | 2028 | AEP-KPCO | 0 | 0 | 0 | 0 | 0 | 0 | 0.014 | 2028 |  |  |  | REF | 0 | 0 | Real 2021 ¦ 12/22/2022 3:42:52 PM | Area 1001 Gas CCS 2043
10658 | Area 1001 Gas CCS 2043 | SO2 | ATC | 2028 | AEP-KPCO | 0 | 0 | 0 | 0 | 0 | 0 | 0.00515 | 2028 |  |  |  | REF | 0 | 0 | Real 2021 ¦ 12/22/2022 3:42:52 PM | Area 1001 Gas CCS 2043
10659 | Area 1001 Coal CCS 2025 | CO2 | ATC | 2028 | AEP-KPCO | 679468 | 679468 | 0 | -447121.6562 | -447121.6562 | 0 | 20.57 | 2028 |  |  |  | REF | 0 | 0 | Real 2021 ¦ 12/22/2022 3:42:52 PM | Area 1001 Coal CCS 2025
10660 | Area 1001 Coal CCS 2025 | NOX | ATC | 2028 | AEP-KPCO | 241.1335 | 241.1335 | 0 | 14.6459 | 14.6459 | 0 | 0.0073 | 2028 |  |  |  | REF | 0 | 0 | Real 2021 ¦ 12/22/2022 3:42:52 PM | Area 1001 Coal CCS 2025
10661 | Area 1001 Coal CCS 2025 | SO2 | ATC | 2028 | AEP-KPCO | 14104.6582 | 14104.6582 | 0 | 44.371 | 44.371 | 0 | 0.427 | 2028 |  |  |  | REF | 0 | 0 | Real 2021 ¦ 12/22/2022 3:42:52 PM | Area 1001 Coal CCS 2025
10662 | Area 1001 Coal CCS 2026 | CO2 | ATC | 2028 | AEP-KPCO | 671916.5 | 671916.5 | 0 | -442152.4688 | -442152.4688 | 0 | 20.57 | 2028 |  |  |  | REF | 0 | 0 | Real 2021 ¦ 12/22/2022 3:42:52 PM | Area 1001 Coal CCS 2026
10663 | Area 1001 Coal CCS 2026 | NOX | ATC | 2028 | AEP-KPCO | 238.4536 | 238.4536 | 0 | 14.4831 | 14.4831 | 0 | 0.0073 | 2028 |  |  |  | REF | 0 | 0 | Real 2021 ¦ 12/22/2022 3:42:52 PM | Area 1001 Coal CCS 2026
10664 | Area 1001 Coal CCS 2026 | SO2 | ATC | 2028 | AEP-KPCO | 13947.9023 | 13947.9023 | 0 | 43.8778 | 43.8778 | 0 | 0.427 | 2028 |  |  |  | REF | 0 | 0 | Real 2021 ¦ 12/22/2022 3:42:52 PM | Area 1001 Coal CCS 2026
10665 | Area 1001 Coal CCS 2027 | CO2 | ATC | 2028 | AEP-KPCO | 663767.5 | 663767.5 | 0 | -436790 | -436790 | 0 | 20.57 | 2028 |  |  |  | REF | 0 | 0 | Real 2021 ¦ 12/22/2022 3:42:52 PM | Area 1001 Coal CCS 2027
10666 | Area 1001 Coal CCS 2027 | NOX | ATC | 2028 | AEP-KPCO | 235.5616 | 235.5616 | 0 | 14.3075 | 14.3075 | 0 | 0.0073 | 2028 |  |  |  | REF | 0 | 0 | Real 2021 ¦ 12/22/2022 3:42:52 PM | Area 1001 Coal CCS 2027
10667 | Area 1001 Coal CCS 2027 | SO2 | ATC | 2028 | AEP-KPCO | 13778.7412 | 13778.7412 | 0 | 43.3457 | 43.3457 | 0 | 0.427 | 2028 |  |  |  | REF | 0 | 0 | Real 2021 ¦ 12/22/2022 3:42:52 PM | Area 1001 Coal CCS 2027
10668 | Area 1001 Coal CCS 2028 | CO2 | ATC | 2028 | AEP-KPCO | 655618.4375 | 655618.4375 | 0 | -431427.5312 | -431427.5312 | 0 | 20.57 | 2028 |  |  |  | REF | 0 | 0 | Real 2021 ¦ 12/22/2022 3:42:52 PM | Area 1001 Coal CCS 2028
10669 | Area 1001 Coal CCS 2028 | NOX | ATC | 2028 | AEP-KPCO | 232.6696 | 232.6696 | 0 | 14.1318 | 14.1318 | 0 | 0.0073 | 2028 |  |  |  | REF | 0 | 0 | Real 2021 ¦ 12/22/2022 3:42:52 PM | Area 1001 Coal CCS 2028
10670 | Area 1001 Coal CCS 2028 | SO2 | ATC | 2028 | AEP-KPCO | 13609.5801 | 13609.5801 | 0 | 42.8135 | 42.8135 | 0 | 0.427 | 2028 |  |  |  | REF | 0 | 0 | Real 2021 ¦ 12/22/2022 3:42:52 PM | Area 1001 Coal CCS 2028
10671 | Area 1001 Coal CCS 2029 | CO2 | ATC | 2028 | AEP-KPCO | 0 | 0 | 0 | 0 | 0 | 0 | 20.57 | 2028 |  |  |  | REF | 0 | 0 | Real 2021 ¦ 12/22/2022 3:42:52 PM | Area 1001 Coal CCS 2029
10672 | Area 1001 Coal CCS 2029 | NOX | ATC | 2028 | AEP-KPCO | 0 | 0 | 0 | 0 | 0 | 0 | 0.0073 | 2028 |  |  |  | REF | 0 | 0 | Real 2021 ¦ 12/22/2022 3:42:52 PM | Area 1001 Coal CCS 2029
10673 | Area 1001 Coal CCS 2029 | SO2 | ATC | 2028 | AEP-KPCO | 0 | 0 | 0 | 0 | 0 | 0 | 0.427 | 2028 |  |  |  | REF | 0 | 0 | Real 2021 ¦ 12/22/2022 3:42:52 PM | Area 1001 Coal CCS 2029
10674 | Area 1001 Coal CCS 2030 | CO2 | ATC | 2028 | AEP-KPCO | 0 | 0 | 0 | 0 | 0 | 0 | 20.57 | 2028 |  |  |  | REF | 0 | 0 | Real 2021 ¦ 12/22/2022 3:42:52 PM | Area 1001 Coal CCS 2030
10675 | Area 1001 Coal CCS 2030 | NOX | ATC | 2028 | AEP-KPCO | 0 | 0 | 0 | 0 | 0 | 0 | 0.0073 | 2028 |  |  |  | REF | 0 | 0 | Real 2021 ¦ 12/22/2022 3:42:52 PM | Area 1001 Coal CCS 2030
10676 | Area 1001 Coal CCS 2030 | SO2 | ATC | 2028 | AEP-KPCO | 0 | 0 | 0 | 0 | 0 | 0 | 0.427 | 2028 |  |  |  | REF | 0 | 0 | Real 2021 ¦ 12/22/2022 3:42:52 PM | Area 1001 Coal CCS 2030
10677 | Area 1001 Coal CCS 2031 | CO2 | ATC | 2028 | AEP-KPCO | 0 | 0 | 0 | 0 | 0 | 0 | 20.57 | 2028 |  |  |  | REF | 0 | 0 | Real 2021 ¦ 12/22/2022 3:42:52 PM | Area 1001 Coal CCS 2031
10678 | Area 1001 Coal CCS 2031 | NOX | ATC | 2028 | AEP-KPCO | 0 | 0 | 0 | 0 | 0 | 0 | 0.0073 | 2028 |  |  |  | REF | 0 | 0 | Real 2021 ¦ 12/22/2022 3:42:52 PM | Area 1001 Coal CCS 2031
10679 | Area 1001 Coal CCS 2031 | SO2 | ATC | 2028 | AEP-KPCO | 0 | 0 | 0 | 0 | 0 | 0 | 0.427 | 2028 |  |  |  | REF | 0 | 0 | Real 2021 ¦ 12/22/2022 3:42:52 PM | Area 1001 Coal CCS 2031
10680 | Area 1001 Coal CCS 2032 | CO2 | ATC | 2028 | AEP-KPCO | 0 | 0 | 0 | 0 | 0 | 0 | 20.57 | 2028 |  |  |  | REF | 0 | 0 | Real 2021 ¦ 12/22/2022 3:42:52 PM | Area 1001 Coal CCS 2032
10681 | Area 1001 Coal CCS 2032 | NOX | ATC | 2028 | AEP-KPCO | 0 | 0 | 0 | 0 | 0 | 0 | 0.0073 | 2028 |  |  |  | REF | 0 | 0 | Real 2021 ¦ 12/22/2022 3:42:52 PM | Area 1001 Coal CCS 2032
10682 | Area 1001 Coal CCS 2032 | SO2 | ATC | 2028 | AEP-KPCO | 0 | 0 | 0 | 0 | 0 | 0 | 0.427 | 2028 |  |  |  | REF | 0 | 0 | Real 2021 ¦ 12/22/2022 3:42:52 PM | Area 1001 Coal CCS 2032
10683 | Area 1001 Coal CCS 2033 | CO2 | ATC | 2028 | AEP-KPCO | 0 | 0 | 0 | 0 | 0 | 0 | 20.57 | 2028 |  |  |  | REF | 0 | 0 | Real 2021 ¦ 12/22/2022 3:42:52 PM | Area 1001 Coal CCS 2033
10684 | Area 1001 Coal CCS 2033 | NOX | ATC | 2028 | AEP-KPCO | 0 | 0 | 0 | 0 | 0 | 0 | 0.0073 | 2028 |  |  |  | REF | 0 | 0 | Real 2021 ¦ 12/22/2022 3:42:52 PM | Area 1001 Coal CCS 2033
10685 | Area 1001 Coal CCS 2033 | SO2 | ATC | 2028 | AEP-KPCO | 0 | 0 | 0 | 0 | 0 | 0 | 0.427 | 2028 |  |  |  | REF | 0 | 0 | Real 2021 ¦ 12/22/2022 3:42:52 PM | Area 1001 Coal CCS 2033
10686 | Area 1001 Coal CCS 2034 | CO2 | ATC | 2028 | AEP-KPCO | 0 | 0 | 0 | 0 | 0 | 0 | 20.57 | 2028 |  |  |  | REF | 0 | 0 | Real 2021 ¦ 12/22/2022 3:42:52 PM | Area 1001 Coal CCS 2034
10687 | Area 1001 Coal CCS 2034 | NOX | ATC | 2028 | AEP-KPCO | 0 | 0 | 0 | 0 | 0 | 0 | 0.0073 | 2028 |  |  |  | REF | 0 | 0 | Real 2021 ¦ 12/22/2022 3:42:52 PM | Area 1001 Coal CCS 2034
10688 | Area 1001 Coal CCS 2034 | SO2 | ATC | 2028 | AEP-KPCO | 0 | 0 | 0 | 0 | 0 | 0 | 0.427 | 2028 |  |  |  | REF | 0 | 0 | Real 2021 ¦ 12/22/2022 3:42:52 PM | Area 1001 Coal CCS 2034
10689 | Area 1001 Coal CCS 2035 | CO2 | ATC | 2028 | AEP-KPCO | 0 | 0 | 0 | 0 | 0 | 0 | 20.57 | 2028 |  |  |  | REF | 0 | 0 | Real 2021 ¦ 12/22/2022 3:42:52 PM | Area 1001 Coal CCS 2035
10690 | Area 1001 Coal CCS 2035 | NOX | ATC | 2028 | AEP-KPCO | 0 | 0 | 0 | 0 | 0 | 0 | 0.0073 | 2028 |  |  |  | REF | 0 | 0 | Real 2021 ¦ 12/22/2022 3:42:52 PM | Area 1001 Coal CCS 2035
10691 | Area 1001 Coal CCS 2035 | SO2 | ATC | 2028 | AEP-KPCO | 0 | 0 | 0 | 0 | 0 | 0 | 0.427 | 2028 |  |  |  | REF | 0 | 0 | Real 2021 ¦ 12/22/2022 3:42:52 PM | Area 1001 Coal CCS 2035
10692 | Area 1001 Coal CCS 2036 | CO2 | ATC | 2028 | AEP-KPCO | 0 | 0 | 0 | 0 | 0 | 0 | 20.57 | 2028 |  |  |  | REF | 0 | 0 | Real 2021 ¦ 12/22/2022 3:42:52 PM | Area 1001 Coal CCS 2036
10693 | Area 1001 Coal CCS 2036 | NOX | ATC | 2028 | AEP-KPCO | 0 | 0 | 0 | 0 | 0 | 0 | 0.0073 | 2028 |  |  |  | REF | 0 | 0 | Real 2021 ¦ 12/22/2022 3:42:52 PM | Area 1001 Coal CCS 2036
10694 | Area 1001 Coal CCS 2036 | SO2 | ATC | 2028 | AEP-KPCO | 0 | 0 | 0 | 0 | 0 | 0 | 0.427 | 2028 |  |  |  | REF | 0 | 0 | Real 2021 ¦ 12/22/2022 3:42:52 PM | Area 1001 Coal CCS 2036
10695 | Area 1001 Coal CCS 2037 | CO2 | ATC | 2028 | AEP-KPCO | 0 | 0 | 0 | 0 | 0 | 0 | 20.57 | 2028 |  |  |  | REF | 0 | 0 | Real 2021 ¦ 12/22/2022 3:42:52 PM | Area 1001 Coal CCS 2037
10696 | Area 1001 Coal CCS 2037 | NOX | ATC | 2028 | AEP-KPCO | 0 | 0 | 0 | 0 | 0 | 0 | 0.0073 | 2028 |  |  |  | REF | 0 | 0 | Real 2021 ¦ 12/22/2022 3:42:52 PM | Area 1001 Coal CCS 2037
10697 | Area 1001 Coal CCS 2037 | SO2 | ATC | 2028 | AEP-KPCO | 0 | 0 | 0 | 0 | 0 | 0 | 0.427 | 2028 |  |  |  | REF | 0 | 0 | Real 2021 ¦ 12/22/2022 3:42:52 PM | Area 1001 Coal CCS 2037
10698 | Area 1001 Coal CCS 2038 | CO2 | ATC | 2028 | AEP-KPCO | 0 | 0 | 0 | 0 | 0 | 0 | 20.57 | 2028 |  |  |  | REF | 0 | 0 | Real 2021 ¦ 12/22/2022 3:42:52 PM | Area 1001 Coal CCS 2038
10699 | Area 1001 Coal CCS 2038 | NOX | ATC | 2028 | AEP-KPCO | 0 | 0 | 0 | 0 | 0 | 0 | 0.0073 | 2028 |  |  |  | REF | 0 | 0 | Real 2021 ¦ 12/22/2022 3:42:52 PM | Area 1001 Coal CCS 2038
10700 | Area 1001 Coal CCS 2038 | SO2 | ATC | 2028 | AEP-KPCO | 0 | 0 | 0 | 0 | 0 | 0 | 0.427 | 2028 |  |  |  | REF | 0 | 0 | Real 2021 ¦ 12/22/2022 3:42:52 PM | Area 1001 Coal CCS 2038
10701 | Area 1001 Coal CCS 2039 | CO2 | ATC | 2028 | AEP-KPCO | 0 | 0 | 0 | 0 | 0 | 0 | 20.57 | 2028 |  |  |  | REF | 0 | 0 | Real 2021 ¦ 12/22/2022 3:42:52 PM | Area 1001 Coal CCS 2039
10702 | Area 1001 Coal CCS 2039 | NOX | ATC | 2028 | AEP-KPCO | 0 | 0 | 0 | 0 | 0 | 0 | 0.0073 | 2028 |  |  |  | REF | 0 | 0 | Real 2021 ¦ 12/22/2022 3:42:52 PM | Area 1001 Coal CCS 2039
10703 | Area 1001 Coal CCS 2039 | SO2 | ATC | 2028 | AEP-KPCO | 0 | 0 | 0 | 0 | 0 | 0 | 0.427 | 2028 |  |  |  | REF | 0 | 0 | Real 2021 ¦ 12/22/2022 3:42:52 PM | Area 1001 Coal CCS 2039
10704 | Area 1001 Coal CCS 2040 | CO2 | ATC | 2028 | AEP-KPCO | 0 | 0 | 0 | 0 | 0 | 0 | 20.57 | 2028 |  |  |  | REF | 0 | 0 | Real 2021 ¦ 12/22/2022 3:42:52 PM | Area 1001 Coal CCS 2040
10705 | Area 1001 Coal CCS 2040 | NOX | ATC | 2028 | AEP-KPCO | 0 | 0 | 0 | 0 | 0 | 0 | 0.0073 | 2028 |  |  |  | REF | 0 | 0 | Real 2021 ¦ 12/22/2022 3:42:52 PM | Area 1001 Coal CCS 2040
10706 | Area 1001 Coal CCS 2040 | SO2 | ATC | 2028 | AEP-KPCO | 0 | 0 | 0 | 0 | 0 | 0 | 0.427 | 2028 |  |  |  | REF | 0 | 0 | Real 2021 ¦ 12/22/2022 3:42:52 PM | Area 1001 Coal CCS 2040
10707 | Area 1001 Coal CCS 2041 | CO2 | ATC | 2028 | AEP-KPCO | 0 | 0 | 0 | 0 | 0 | 0 | 20.57 | 2028 |  |  |  | REF | 0 | 0 | Real 2021 ¦ 12/22/2022 3:42:52 PM | Area 1001 Coal CCS 2041
10708 | Area 1001 Coal CCS 2041 | NOX | ATC | 2028 | AEP-KPCO | 0 | 0 | 0 | 0 | 0 | 0 | 0.0073 | 2028 |  |  |  | REF | 0 | 0 | Real 2021 ¦ 12/22/2022 3:42:52 PM | Area 1001 Coal CCS 2041
10709 | Area 1001 Coal CCS 2041 | SO2 | ATC | 2028 | AEP-KPCO | 0 | 0 | 0 | 0 | 0 | 0 | 0.427 | 2028 |  |  |  | REF | 0 | 0 | Real 2021 ¦ 12/22/2022 3:42:52 PM | Area 1001 Coal CCS 2041
10710 | Area 1001 Coal CCS 2042 | CO2 | ATC | 2028 | AEP-KPCO | 0 | 0 | 0 | 0 | 0 | 0 | 20.57 | 2028 |  |  |  | REF | 0 | 0 | Real 2021 ¦ 12/22/2022 3:42:52 PM | Area 1001 Coal CCS 2042
10711 | Area 1001 Coal CCS 2042 | NOX | ATC | 2028 | AEP-KPCO | 0 | 0 | 0 | 0 | 0 | 0 | 0.0073 | 2028 |  |  |  | REF | 0 | 0 | Real 2021 ¦ 12/22/2022 3:42:52 PM | Area 1001 Coal CCS 2042
10712 | Area 1001 Coal CCS 2042 | SO2 | ATC | 2028 | AEP-KPCO | 0 | 0 | 0 | 0 | 0 | 0 | 0.427 | 2028 |  |  |  | REF | 0 | 0 | Real 2021 ¦ 12/22/2022 3:42:52 PM | Area 1001 Coal CCS 2042
10713 | Area 1001 Coal CCS 2043 | CO2 | ATC | 2028 | AEP-KPCO | 0 | 0 | 0 | 0 | 0 | 0 | 20.57 | 2028 |  |  |  | REF | 0 | 0 | Real 2021 ¦ 12/22/2022 3:42:52 PM | Area 1001 Coal CCS 2043
10714 | Area 1001 Coal CCS 2043 | NOX | ATC | 2028 | AEP-KPCO | 0 | 0 | 0 | 0 | 0 | 0 | 0.0073 | 2028 |  |  |  | REF | 0 | 0 | Real 2021 ¦ 12/22/2022 3:42:52 PM | Area 1001 Coal CCS 2043
10715 | Area 1001 Coal CCS 2043 | SO2 | ATC | 2028 | AEP-KPCO | 0 | 0 | 0 | 0 | 0 | 0 | 0.427 | 2028 |  |  |  | REF | 0 | 0 | Real 2021 ¦ 12/22/2022 3:42:52 PM | Area 1001 Coal CCS 2043
10716 | Big Sandy #1_Ext Gas | CO2 | ATC | 2028 | AEP-KPCO | 0 | 0 | 0 | 0 | 0 | 0 | 117 | 2028 |  |  |  | REF | 0 | 0 | Real 2021 ¦ 12/22/2022 3:42:52 PM | Big Sandy #1_Ext Gas
10717 | Big Sandy #1_Ext Gas | NOX | ATC | 2028 | AEP-KPCO | 0 | 0 | 0 | 0 | 0 | 0 | 0.14 | 2028 |  |  |  | REF | 0 | 0 | Real 2021 ¦ 12/22/2022 3:42:52 PM | Big Sandy #1_Ext Gas
10718 | Big Sandy #1_Ext Gas | SO2 | ATC | 2028 | AEP-KPCO | 0 | 0 | 0 | 0 | 0 | 0 | 0.05 | 2028 |  |  |  | REF | 0 | 0 | Real 2021 ¦ 12/22/2022 3:42:52 PM | Big Sandy #1_Ext Gas
10719 | Big Sandy #1_Ext_NGCCS retrofit 2031 | CO2 | ATC | 2028 | AEP-KPCO | 0 | 0 | 0 | 0 | 0 | 0 | 11.7 | 2028 |  |  |  | REF | 0 | 0 | Real 2021 ¦ 12/22/2022 3:42:52 PM | Big Sandy #1_Ext_NGCCS retrofit 2032
10720 | Big Sandy #1_Ext_NGCCS retrofit 2031 | NOX | ATC | 2028 | AEP-KPCO | 0 | 0 | 0 | 0 | 0 | 0 | 0.014 | 2028 |  |  |  | REF | 0 | 0 | Real 2021 ¦ 12/22/2022 3:42:52 PM | Big Sandy #1_Ext_NGCCS retrofit 2032
10721 | Big Sandy #1_Ext_NGCCS retrofit 2031 | SO2 | ATC | 2028 | AEP-KPCO | 0 | 0 | 0 | 0 | 0 | 0 | 0.00515 | 2028 |  |  |  | REF | 0 | 0 | Real 2021 ¦ 12/22/2022 3:42:52 PM | Big Sandy #1_Ext_NGCCS retrofit 2032
10722 | Big Sandy #1_Ext Gas Capitalized | CO2 | ATC | 2028 | AEP-KPCO | 0 | 0 | 0 | 0 | 0 | 0 | 117 | 2028 |  |  |  | REF | 0 | 0 | Real 2021 ¦ 12/22/2022 3:42:52 PM | Big Sandy #1_Ext Gas Capitalized
10723 | Big Sandy #1_Ext Gas Capitalized | NOX | ATC | 2028 | AEP-KPCO | 0 | 0 | 0 | 0 | 0 | 0 | 0.14 | 2028 |  |  |  | REF | 0 | 0 | Real 2021 ¦ 12/22/2022 3:42:52 PM | Big Sandy #1_Ext Gas Capitalized
10724 | Big Sandy #1_Ext Gas Capitalized | SO2 | ATC | 2028 | AEP-KPCO | 0 | 0 | 0 | 0 | 0 | 0 | 0.05 | 2028 |  |  |  | REF | 0 | 0 | Real 2021 ¦ 12/22/2022 3:42:52 PM | Big Sandy #1_Ext Gas Capitalized
10725 | Big Sandy #1_Ext Gas FOM Capitalized | CO2 | ATC | 2028 | AEP-KPCO | 0 | 0 | 0 | 0 | 0 | 0 | 117 | 2028 |  |  |  | REF | 0 | 0 | Real 2021 ¦ 12/22/2022 3:42:52 PM | Big Sandy #1_Ext Gas FOM Capitalized
10726 | Big Sandy #1_Ext Gas FOM Capitalized | NOX | ATC | 2028 | AEP-KPCO | 0 | 0 | 0 | 0 | 0 | 0 | 0.14 | 2028 |  |  |  | REF | 0 | 0 | Real 2021 ¦ 12/22/2022 3:42:52 PM | Big Sandy #1_Ext Gas FOM Capitalized
10727 | Big Sandy #1_Ext Gas FOM Capitalized | SO2 | ATC | 2028 | AEP-KPCO | 0 | 0 | 0 | 0 | 0 | 0 | 0.05 | 2028 |  |  |  | REF | 0 | 0 | Real 2021 ¦ 12/22/2022 3:42:52 PM | Big Sandy #1_Ext Gas FOM Capitalized
12069 | Big Sandy #1 Gas | CO2 | ATC | 2029 | AEP-KPCO | 743964.5 | 743964.5 | 0 | 0 | 0 | 0 | 117 | 2029 |  |  |  | REF | 0 | 0 | Real 2021 ¦ 12/22/2022 3:42:52 PM | 13555
12070 | Big Sandy #1 Gas | NOX | ATC | 2029 | AEP-KPCO | 890.214 | 890.214 | 0 | 51.662 | 51.662 | 0 | 0.14 | 2029 |  |  |  | REF | 0 | 0 | Real 2021 ¦ 12/22/2022 3:42:52 PM | 13555
12071 | Big Sandy #1 Gas | SO2 | ATC | 2029 | AEP-KPCO | 317.9336 | 317.9336 | 0 | 1.0198 | 1.0198 | 0 | 0.05 | 2029 |  |  |  | REF | 0 | 0 | Real 2021 ¦ 12/22/2022 3:42:52 PM | 13555
12072 | Mitchell #1 (WV) | CO2 | ATC | 2029 | AEP-KPCO | 0 | 0 | 0 | 0 | 0 | 0 | 205.7 | 2029 |  |  |  | REF | 0 | 0 | Real 2021 ¦ 12/22/2022 3:42:52 PM | 3102
12073 | Mitchell #1 (WV) | NOX | ATC | 2029 | AEP-KPCO | 0 | 0 | 0 | 0 | 0 | 0 | 0.07 | 2029 |  |  |  | REF | 0 | 0 | Real 2021 ¦ 12/22/2022 3:42:52 PM | 3102
12074 | Mitchell #1 (WV) | SO2 | ATC | 2029 | AEP-KPCO | 0 | 0 | 0 | 0 | 0 | 0 | 4.27 | 2029 |  |  |  | REF | 0 | 0 | Real 2021 ¦ 12/22/2022 3:42:52 PM | 3102
12075 | Mitchell #2 (WV) | CO2 | ATC | 2029 | AEP-KPCO | 0 | 0 | 0 | 0 | 0 | 0 | 205.7 | 2029 |  |  |  | REF | 0 | 0 | Real 2021 ¦ 12/22/2022 3:42:52 PM | 3105
12076 | Mitchell #2 (WV) | NOX | ATC | 2029 | AEP-KPCO | 0 | 0 | 0 | 0 | 0 | 0 | 0.07 | 2029 |  |  |  | REF | 0 | 0 | Real 2021 ¦ 12/22/2022 3:42:52 PM | 3105
12077 | Mitchell #2 (WV) | SO2 | ATC | 2029 | AEP-KPCO | 0 | 0 | 0 | 0 | 0 | 0 | 4.27 | 2029 |  |  |  | REF | 0 | 0 | Real 2021 ¦ 12/22/2022 3:42:52 PM | 3105
12078 | Area 1001 Gas CC 2x1 2024 | CO2 | ATC | 2029 | AEP-KPCO | 3049049.75 | 3049049.75 | 0 | 0 | 0 | 0 | 122 | 2029 |  |  |  | REF | 0 | 0 | Real 2021 ¦ 12/22/2022 3:42:52 PM | Area 1001 Gas CC 2x1 2024
12079 | Area 1001 Gas CC 2x1 2024 | NOX | ATC | 2029 | AEP-KPCO | 13.9956 | 13.9956 | 0 | 0.81428 | 0.81428 | 0 | 0.00056 | 2029 |  |  |  | REF | 0 | 0 | Real 2021 ¦ 12/22/2022 3:42:52 PM | Area 1001 Gas CC 2x1 2024
12080 | Area 1001 Gas CC 2x1 2024 | SO2 | ATC | 2029 | AEP-KPCO | 187.9414 | 187.9414 | 0 | 0.60283 | 0.60283 | 0 | 0.00752 | 2029 |  |  |  | REF | 0 | 0 | Real 2021 ¦ 12/22/2022 3:42:52 PM | Area 1001 Gas CC 2x1 2024
12081 | Area 1001 Gas CC 2x1 2025 | CO2 | ATC | 2029 | AEP-KPCO | 3049049.75 | 3049049.75 | 0 | 0 | 0 | 0 | 122 | 2029 |  |  |  | REF | 0 | 0 | Real 2021 ¦ 12/22/2022 3:42:52 PM | Area 1001 Gas CC 2x1 2025
12082 | Area 1001 Gas CC 2x1 2025 | NOX | ATC | 2029 | AEP-KPCO | 13.9956 | 13.9956 | 0 | 0.81428 | 0.81428 | 0 | 0.00056 | 2029 |  |  |  | REF | 0 | 0 | Real 2021 ¦ 12/22/2022 3:42:52 PM | Area 1001 Gas CC 2x1 2025
12083 | Area 1001 Gas CC 2x1 2025 | SO2 | ATC | 2029 | AEP-KPCO | 187.9414 | 187.9414 | 0 | 0.60283 | 0.60283 | 0 | 0.00752 | 2029 |  |  |  | REF | 0 | 0 | Real 2021 ¦ 12/22/2022 3:42:52 PM | Area 1001 Gas CC 2x1 2025
12084 | Area 1001 Gas CC 2x1 2026 | CO2 | ATC | 2029 | AEP-KPCO | 3049049.75 | 3049049.75 | 0 | 0 | 0 | 0 | 122 | 2029 |  |  |  | REF | 0 | 0 | Real 2021 ¦ 12/22/2022 3:42:52 PM | Area 1001 Gas CC 2x1 2026
12085 | Area 1001 Gas CC 2x1 2026 | NOX | ATC | 2029 | AEP-KPCO | 13.9956 | 13.9956 | 0 | 0.81428 | 0.81428 | 0 | 0.00056 | 2029 |  |  |  | REF | 0 | 0 | Real 2021 ¦ 12/22/2022 3:42:52 PM | Area 1001 Gas CC 2x1 2026
12086 | Area 1001 Gas CC 2x1 2026 | SO2 | ATC | 2029 | AEP-KPCO | 187.9414 | 187.9414 | 0 | 0.60283 | 0.60283 | 0 | 0.00752 | 2029 |  |  |  | REF | 0 | 0 | Real 2021 ¦ 12/22/2022 3:42:52 PM | Area 1001 Gas CC 2x1 2026
12087 | Area 1001 Gas CC 2x1 2027 | CO2 | ATC | 2029 | AEP-KPCO | 3049049.75 | 3049049.75 | 0 | 0 | 0 | 0 | 122 | 2029 |  |  |  | REF | 0 | 0 | Real 2021 ¦ 12/22/2022 3:42:52 PM | Area 1001 Gas CC 2x1 2027
12088 | Area 1001 Gas CC 2x1 2027 | NOX | ATC | 2029 | AEP-KPCO | 13.9956 | 13.9956 | 0 | 0.81428 | 0.81428 | 0 | 0.00056 | 2029 |  |  |  | REF | 0 | 0 | Real 2021 ¦ 12/22/2022 3:42:52 PM | Area 1001 Gas CC 2x1 2027
12089 | Area 1001 Gas CC 2x1 2027 | SO2 | ATC | 2029 | AEP-KPCO | 187.9414 | 187.9414 | 0 | 0.60283 | 0.60283 | 0 | 0.00752 | 2029 |  |  |  | REF | 0 | 0 | Real 2021 ¦ 12/22/2022 3:42:52 PM | Area 1001 Gas CC 2x1 2027
12090 | Area 1001 Gas CC 2x1 2028 | CO2 | ATC | 2029 | AEP-KPCO | 3048968.5 | 3048968.5 | 0 | 0 | 0 | 0 | 122 | 2029 |  |  |  | REF | 0 | 0 | Real 2021 ¦ 12/22/2022 3:42:52 PM | Area 1001 Gas CC 2x1 2028
12091 | Area 1001 Gas CC 2x1 2028 | NOX | ATC | 2029 | AEP-KPCO | 13.9953 | 13.9953 | 0 | 0.81428 | 0.81428 | 0 | 0.00056 | 2029 |  |  |  | REF | 0 | 0 | Real 2021 ¦ 12/22/2022 3:42:52 PM | Area 1001 Gas CC 2x1 2028
12092 | Area 1001 Gas CC 2x1 2028 | SO2 | ATC | 2029 | AEP-KPCO | 187.9364 | 187.9364 | 0 | 0.60281 | 0.60281 | 0 | 0.00752 | 2029 |  |  |  | REF | 0 | 0 | Real 2021 ¦ 12/22/2022 3:42:52 PM | Area 1001 Gas CC 2x1 2028
12093 | Area 1001 Gas CC 2x1 2029 | CO2 | ATC | 2029 | AEP-KPCO | 3049049.75 | 3049049.75 | 0 | 0 | 0 | 0 | 122 | 2029 |  |  |  | REF | 0 | 0 | Real 2021 ¦ 12/22/2022 3:42:52 PM | Area 1001 Gas CC 2x1 2029
12094 | Area 1001 Gas CC 2x1 2029 | NOX | ATC | 2029 | AEP-KPCO | 13.9956 | 13.9956 | 0 | 0.81428 | 0.81428 | 0 | 0.00056 | 2029 |  |  |  | REF | 0 | 0 | Real 2021 ¦ 12/22/2022 3:42:52 PM | Area 1001 Gas CC 2x1 2029
12095 | Area 1001 Gas CC 2x1 2029 | SO2 | ATC | 2029 | AEP-KPCO | 187.9414 | 187.9414 | 0 | 0.60283 | 0.60283 | 0 | 0.00752 | 2029 |  |  |  | REF | 0 | 0 | Real 2021 ¦ 12/22/2022 3:42:52 PM | Area 1001 Gas CC 2x1 2029
12096 | Area 1001 Gas CC 2x1 2030 | CO2 | ATC | 2029 | AEP-KPCO | 0 | 0 | 0 | 0 | 0 | 0 | 122 | 2029 |  |  |  | REF | 0 | 0 | Real 2021 ¦ 12/22/2022 3:42:52 PM | Area 1001 Gas CC 2x1 2030
12097 | Area 1001 Gas CC 2x1 2030 | NOX | ATC | 2029 | AEP-KPCO | 0 | 0 | 0 | 0 | 0 | 0 | 0.00056 | 2029 |  |  |  | REF | 0 | 0 | Real 2021 ¦ 12/22/2022 3:42:52 PM | Area 1001 Gas CC 2x1 2030
12098 | Area 1001 Gas CC 2x1 2030 | SO2 | ATC | 2029 | AEP-KPCO | 0 | 0 | 0 | 0 | 0 | 0 | 0.00752 | 2029 |  |  |  | REF | 0 | 0 | Real 2021 ¦ 12/22/2022 3:42:52 PM | Area 1001 Gas CC 2x1 2030
12099 | Area 1001 Gas CC 2x1 2031 | CO2 | ATC | 2029 | AEP-KPCO | 0 | 0 | 0 | 0 | 0 | 0 | 122 | 2029 |  |  |  | REF | 0 | 0 | Real 2021 ¦ 12/22/2022 3:42:52 PM | Area 1001 Gas CC 2x1 2031
12100 | Area 1001 Gas CC 2x1 2031 | NOX | ATC | 2029 | AEP-KPCO | 0 | 0 | 0 | 0 | 0 | 0 | 0.00056 | 2029 |  |  |  | REF | 0 | 0 | Real 2021 ¦ 12/22/2022 3:42:52 PM | Area 1001 Gas CC 2x1 2031
12101 | Area 1001 Gas CC 2x1 2031 | SO2 | ATC | 2029 | AEP-KPCO | 0 | 0 | 0 | 0 | 0 | 0 | 0.00752 | 2029 |  |  |  | REF | 0 | 0 | Real 2021 ¦ 12/22/2022 3:42:52 PM | Area 1001 Gas CC 2x1 2031
12102 | Area 1001 Gas CC 2x1 2032 | CO2 | ATC | 2029 | AEP-KPCO | 0 | 0 | 0 | 0 | 0 | 0 | 122 | 2029 |  |  |  | REF | 0 | 0 | Real 2021 ¦ 12/22/2022 3:42:52 PM | Area 1001 Gas CC 2x1 2032
12103 | Area 1001 Gas CC 2x1 2032 | NOX | ATC | 2029 | AEP-KPCO | 0 | 0 | 0 | 0 | 0 | 0 | 0.00056 | 2029 |  |  |  | REF | 0 | 0 | Real 2021 ¦ 12/22/2022 3:42:52 PM | Area 1001 Gas CC 2x1 2032
12104 | Area 1001 Gas CC 2x1 2032 | SO2 | ATC | 2029 | AEP-KPCO | 0 | 0 | 0 | 0 | 0 | 0 | 0.00752 | 2029 |  |  |  | REF | 0 | 0 | Real 2021 ¦ 12/22/2022 3:42:52 PM | Area 1001 Gas CC 2x1 2032
12105 | Area 1001 Gas CC 2x1 2033 | CO2 | ATC | 2029 | AEP-KPCO | 0 | 0 | 0 | 0 | 0 | 0 | 122 | 2029 |  |  |  | REF | 0 | 0 | Real 2021 ¦ 12/22/2022 3:42:52 PM | Area 1001 Gas CC 2x1 2033
12106 | Area 1001 Gas CC 2x1 2033 | NOX | ATC | 2029 | AEP-KPCO | 0 | 0 | 0 | 0 | 0 | 0 | 0.00056 | 2029 |  |  |  | REF | 0 | 0 | Real 2021 ¦ 12/22/2022 3:42:52 PM | Area 1001 Gas CC 2x1 2033
12107 | Area 1001 Gas CC 2x1 2033 | SO2 | ATC | 2029 | AEP-KPCO | 0 | 0 | 0 | 0 | 0 | 0 | 0.00752 | 2029 |  |  |  | REF | 0 | 0 | Real 2021 ¦ 12/22/2022 3:42:52 PM | Area 1001 Gas CC 2x1 2033
12108 | Area 1001 Gas CC 2x1 2034 | CO2 | ATC | 2029 | AEP-KPCO | 0 | 0 | 0 | 0 | 0 | 0 | 122 | 2029 |  |  |  | REF | 0 | 0 | Real 2021 ¦ 12/22/2022 3:42:52 PM | Area 1001 Gas CC 2x1 2034
12109 | Area 1001 Gas CC 2x1 2034 | NOX | ATC | 2029 | AEP-KPCO | 0 | 0 | 0 | 0 | 0 | 0 | 0.00056 | 2029 |  |  |  | REF | 0 | 0 | Real 2021 ¦ 12/22/2022 3:42:52 PM | Area 1001 Gas CC 2x1 2034
12110 | Area 1001 Gas CC 2x1 2034 | SO2 | ATC | 2029 | AEP-KPCO | 0 | 0 | 0 | 0 | 0 | 0 | 0.00752 | 2029 |  |  |  | REF | 0 | 0 | Real 2021 ¦ 12/22/2022 3:42:52 PM | Area 1001 Gas CC 2x1 2034
12111 | Area 1001 Gas CC 2x1 2035 | CO2 | ATC | 2029 | AEP-KPCO | 0 | 0 | 0 | 0 | 0 | 0 | 122 | 2029 |  |  |  | REF | 0 | 0 | Real 2021 ¦ 12/22/2022 3:42:52 PM | Area 1001 Gas CC 2x1 2035
12112 | Area 1001 Gas CC 2x1 2035 | NOX | ATC | 2029 | AEP-KPCO | 0 | 0 | 0 | 0 | 0 | 0 | 0.00056 | 2029 |  |  |  | REF | 0 | 0 | Real 2021 ¦ 12/22/2022 3:42:52 PM | Area 1001 Gas CC 2x1 2035
12113 | Area 1001 Gas CC 2x1 2035 | SO2 | ATC | 2029 | AEP-KPCO | 0 | 0 | 0 | 0 | 0 | 0 | 0.00752 | 2029 |  |  |  | REF | 0 | 0 | Real 2021 ¦ 12/22/2022 3:42:52 PM | Area 1001 Gas CC 2x1 2035
12114 | Area 1001 Gas CC 2x1 2036 | CO2 | ATC | 2029 | AEP-KPCO | 0 | 0 | 0 | 0 | 0 | 0 | 122 | 2029 |  |  |  | REF | 0 | 0 | Real 2021 ¦ 12/22/2022 3:42:52 PM | Area 1001 Gas CC 2x1 2036
12115 | Area 1001 Gas CC 2x1 2036 | NOX | ATC | 2029 | AEP-KPCO | 0 | 0 | 0 | 0 | 0 | 0 | 0.00056 | 2029 |  |  |  | REF | 0 | 0 | Real 2021 ¦ 12/22/2022 3:42:52 PM | Area 1001 Gas CC 2x1 2036
12116 | Area 1001 Gas CC 2x1 2036 | SO2 | ATC | 2029 | AEP-KPCO | 0 | 0 | 0 | 0 | 0 | 0 | 0.00752 | 2029 |  |  |  | REF | 0 | 0 | Real 2021 ¦ 12/22/2022 3:42:52 PM | Area 1001 Gas CC 2x1 2036
12117 | Area 1001 Gas CC 2x1 2037 | CO2 | ATC | 2029 | AEP-KPCO | 0 | 0 | 0 | 0 | 0 | 0 | 122 | 2029 |  |  |  | REF | 0 | 0 | Real 2021 ¦ 12/22/2022 3:42:52 PM | Area 1001 Gas CC 2x1 2037
12118 | Area 1001 Gas CC 2x1 2037 | NOX | ATC | 2029 | AEP-KPCO | 0 | 0 | 0 | 0 | 0 | 0 | 0.00056 | 2029 |  |  |  | REF | 0 | 0 | Real 2021 ¦ 12/22/2022 3:42:52 PM | Area 1001 Gas CC 2x1 2037
12119 | Area 1001 Gas CC 2x1 2037 | SO2 | ATC | 2029 | AEP-KPCO | 0 | 0 | 0 | 0 | 0 | 0 | 0.00752 | 2029 |  |  |  | REF | 0 | 0 | Real 2021 ¦ 12/22/2022 3:42:52 PM | Area 1001 Gas CC 2x1 2037
12120 | Area 1001 Gas CC 2x1 2038 | CO2 | ATC | 2029 | AEP-KPCO | 0 | 0 | 0 | 0 | 0 | 0 | 122 | 2029 |  |  |  | REF | 0 | 0 | Real 2021 ¦ 12/22/2022 3:42:52 PM | Area 1001 Gas CC 2x1 2038
12121 | Area 1001 Gas CC 2x1 2038 | NOX | ATC | 2029 | AEP-KPCO | 0 | 0 | 0 | 0 | 0 | 0 | 0.00056 | 2029 |  |  |  | REF | 0 | 0 | Real 2021 ¦ 12/22/2022 3:42:52 PM | Area 1001 Gas CC 2x1 2038
12122 | Area 1001 Gas CC 2x1 2038 | SO2 | ATC | 2029 | AEP-KPCO | 0 | 0 | 0 | 0 | 0 | 0 | 0.00752 | 2029 |  |  |  | REF | 0 | 0 | Real 2021 ¦ 12/22/2022 3:42:52 PM | Area 1001 Gas CC 2x1 2038
12123 | Area 1001 Gas CC 2x1 2039 | CO2 | ATC | 2029 | AEP-KPCO | 0 | 0 | 0 | 0 | 0 | 0 | 122 | 2029 |  |  |  | REF | 0 | 0 | Real 2021 ¦ 12/22/2022 3:42:52 PM | Area 1001 Gas CC 2x1 2039
12124 | Area 1001 Gas CC 2x1 2039 | NOX | ATC | 2029 | AEP-KPCO | 0 | 0 | 0 | 0 | 0 | 0 | 0.00056 | 2029 |  |  |  | REF | 0 | 0 | Real 2021 ¦ 12/22/2022 3:42:52 PM | Area 1001 Gas CC 2x1 2039
12125 | Area 1001 Gas CC 2x1 2039 | SO2 | ATC | 2029 | AEP-KPCO | 0 | 0 | 0 | 0 | 0 | 0 | 0.00752 | 2029 |  |  |  | REF | 0 | 0 | Real 2021 ¦ 12/22/2022 3:42:52 PM | Area 1001 Gas CC 2x1 2039
12126 | Area 1001 Gas CC 2x1 2040 | CO2 | ATC | 2029 | AEP-KPCO | 0 | 0 | 0 | 0 | 0 | 0 | 122 | 2029 |  |  |  | REF | 0 | 0 | Real 2021 ¦ 12/22/2022 3:42:52 PM | Area 1001 Gas CC 2x1 2040
12127 | Area 1001 Gas CC 2x1 2040 | NOX | ATC | 2029 | AEP-KPCO | 0 | 0 | 0 | 0 | 0 | 0 | 0.00056 | 2029 |  |  |  | REF | 0 | 0 | Real 2021 ¦ 12/22/2022 3:42:52 PM | Area 1001 Gas CC 2x1 2040
12128 | Area 1001 Gas CC 2x1 2040 | SO2 | ATC | 2029 | AEP-KPCO | 0 | 0 | 0 | 0 | 0 | 0 | 0.00752 | 2029 |  |  |  | REF | 0 | 0 | Real 2021 ¦ 12/22/2022 3:42:52 PM | Area 1001 Gas CC 2x1 2040
12129 | Area 1001 Gas CC 2x1 2041 | CO2 | ATC | 2029 | AEP-KPCO | 0 | 0 | 0 | 0 | 0 | 0 | 122 | 2029 |  |  |  | REF | 0 | 0 | Real 2021 ¦ 12/22/2022 3:42:52 PM | Area 1001 Gas CC 2x1 2041
12130 | Area 1001 Gas CC 2x1 2041 | NOX | ATC | 2029 | AEP-KPCO | 0 | 0 | 0 | 0 | 0 | 0 | 0.00056 | 2029 |  |  |  | REF | 0 | 0 | Real 2021 ¦ 12/22/2022 3:42:52 PM | Area 1001 Gas CC 2x1 2041
12131 | Area 1001 Gas CC 2x1 2041 | SO2 | ATC | 2029 | AEP-KPCO | 0 | 0 | 0 | 0 | 0 | 0 | 0.00752 | 2029 |  |  |  | REF | 0 | 0 | Real 2021 ¦ 12/22/2022 3:42:52 PM | Area 1001 Gas CC 2x1 2041
12132 | Area 1001 Gas CC 2x1 2042 | CO2 | ATC | 2029 | AEP-KPCO | 0 | 0 | 0 | 0 | 0 | 0 | 122 | 2029 |  |  |  | REF | 0 | 0 | Real 2021 ¦ 12/22/2022 3:42:52 PM | Area 1001 Gas CC 2x1 2042
12133 | Area 1001 Gas CC 2x1 2042 | NOX | ATC | 2029 | AEP-KPCO | 0 | 0 | 0 | 0 | 0 | 0 | 0.00056 | 2029 |  |  |  | REF | 0 | 0 | Real 2021 ¦ 12/22/2022 3:42:52 PM | Area 1001 Gas CC 2x1 2042
12134 | Area 1001 Gas CC 2x1 2042 | SO2 | ATC | 2029 | AEP-KPCO | 0 | 0 | 0 | 0 | 0 | 0 | 0.00752 | 2029 |  |  |  | REF | 0 | 0 | Real 2021 ¦ 12/22/2022 3:42:52 PM | Area 1001 Gas CC 2x1 2042
12135 | Area 1001 Gas CC 2x1 2043 | CO2 | ATC | 2029 | AEP-KPCO | 0 | 0 | 0 | 0 | 0 | 0 | 122 | 2029 |  |  |  | REF | 0 | 0 | Real 2021 ¦ 12/22/2022 3:42:52 PM | Area 1001 Gas CC 2x1 2043
12136 | Area 1001 Gas CC 2x1 2043 | NOX | ATC | 2029 | AEP-KPCO | 0 | 0 | 0 | 0 | 0 | 0 | 0.00056 | 2029 |  |  |  | REF | 0 | 0 | Real 2021 ¦ 12/22/2022 3:42:52 PM | Area 1001 Gas CC 2x1 2043
12137 | Area 1001 Gas CC 2x1 2043 | SO2 | ATC | 2029 | AEP-KPCO | 0 | 0 | 0 | 0 | 0 | 0 | 0.00752 | 2029 |  |  |  | REF | 0 | 0 | Real 2021 ¦ 12/22/2022 3:42:52 PM | Area 1001 Gas CC 2x1 2043
12138 | Area 1001 Gas CC 1x1 2024 | CO2 | ATC | 2029 | AEP-KPCO | 1163399.875 | 1163399.875 | 0 | 0 | 0 | 0 | 122 | 2029 |  |  |  | REF | 0 | 0 | Real 2021 ¦ 12/22/2022 3:42:52 PM | Area 1001 Gas CC 1x1 2024
12139 | Area 1001 Gas CC 1x1 2024 | NOX | ATC | 2029 | AEP-KPCO | 5.3402 | 5.3402 | 0 | 0.31426 | 0.31426 | 0 | 0.00056 | 2029 |  |  |  | REF | 0 | 0 | Real 2021 ¦ 12/22/2022 3:42:52 PM | Area 1001 Gas CC 1x1 2024
12140 | Area 1001 Gas CC 1x1 2024 | SO2 | ATC | 2029 | AEP-KPCO | 71.7112 | 71.7112 | 0 | 0.23002 | 0.23002 | 0 | 0.00752 | 2029 |  |  |  | REF | 0 | 0 | Real 2021 ¦ 12/22/2022 3:42:52 PM | Area 1001 Gas CC 1x1 2024
12141 | Area 1001 Gas CC 1x1 2025 | CO2 | ATC | 2029 | AEP-KPCO | 1163399.875 | 1163399.875 | 0 | 0 | 0 | 0 | 122 | 2029 |  |  |  | REF | 0 | 0 | Real 2021 ¦ 12/22/2022 3:42:52 PM | Area 1001 Gas CC 1x1 2025
12142 | Area 1001 Gas CC 1x1 2025 | NOX | ATC | 2029 | AEP-KPCO | 5.3402 | 5.3402 | 0 | 0.31426 | 0.31426 | 0 | 0.00056 | 2029 |  |  |  | REF | 0 | 0 | Real 2021 ¦ 12/22/2022 3:42:52 PM | Area 1001 Gas CC 1x1 2025
12143 | Area 1001 Gas CC 1x1 2025 | SO2 | ATC | 2029 | AEP-KPCO | 71.7112 | 71.7112 | 0 | 0.23002 | 0.23002 | 0 | 0.00752 | 2029 |  |  |  | REF | 0 | 0 | Real 2021 ¦ 12/22/2022 3:42:52 PM | Area 1001 Gas CC 1x1 2025
12144 | Area 1001 Gas CC 1x1 2026 | CO2 | ATC | 2029 | AEP-KPCO | 1163399.875 | 1163399.875 | 0 | 0 | 0 | 0 | 122 | 2029 |  |  |  | REF | 0 | 0 | Real 2021 ¦ 12/22/2022 3:42:52 PM | Area 1001 Gas CC 1x1 2026
12145 | Area 1001 Gas CC 1x1 2026 | NOX | ATC | 2029 | AEP-KPCO | 5.3402 | 5.3402 | 0 | 0.31426 | 0.31426 | 0 | 0.00056 | 2029 |  |  |  | REF | 0 | 0 | Real 2021 ¦ 12/22/2022 3:42:52 PM | Area 1001 Gas CC 1x1 2026
12146 | Area 1001 Gas CC 1x1 2026 | SO2 | ATC | 2029 | AEP-KPCO | 71.7112 | 71.7112 | 0 | 0.23002 | 0.23002 | 0 | 0.00752 | 2029 |  |  |  | REF | 0 | 0 | Real 2021 ¦ 12/22/2022 3:42:52 PM | Area 1001 Gas CC 1x1 2026
12147 | Area 1001 Gas CC 1x1 2027 | CO2 | ATC | 2029 | AEP-KPCO | 1163399.875 | 1163399.875 | 0 | 0 | 0 | 0 | 122 | 2029 |  |  |  | REF | 0 | 0 | Real 2021 ¦ 12/22/2022 3:42:52 PM | Area 1001 Gas CC 1x1 2027
12148 | Area 1001 Gas CC 1x1 2027 | NOX | ATC | 2029 | AEP-KPCO | 5.3402 | 5.3402 | 0 | 0.31426 | 0.31426 | 0 | 0.00056 | 2029 |  |  |  | REF | 0 | 0 | Real 2021 ¦ 12/22/2022 3:42:52 PM | Area 1001 Gas CC 1x1 2027
12149 | Area 1001 Gas CC 1x1 2027 | SO2 | ATC | 2029 | AEP-KPCO | 71.7112 | 71.7112 | 0 | 0.23002 | 0.23002 | 0 | 0.00752 | 2029 |  |  |  | REF | 0 | 0 | Real 2021 ¦ 12/22/2022 3:42:52 PM | Area 1001 Gas CC 1x1 2027
12150 | Area 1001 Gas CC 1x1 2028 | CO2 | ATC | 2029 | AEP-KPCO | 1163399.875 | 1163399.875 | 0 | 0 | 0 | 0 | 122 | 2029 |  |  |  | REF | 0 | 0 | Real 2021 ¦ 12/22/2022 3:42:52 PM | Area 1001 Gas CC 1x1 2028
12151 | Area 1001 Gas CC 1x1 2028 | NOX | ATC | 2029 | AEP-KPCO | 5.3402 | 5.3402 | 0 | 0.31426 | 0.31426 | 0 | 0.00056 | 2029 |  |  |  | REF | 0 | 0 | Real 2021 ¦ 12/22/2022 3:42:52 PM | Area 1001 Gas CC 1x1 2028
12152 | Area 1001 Gas CC 1x1 2028 | SO2 | ATC | 2029 | AEP-KPCO | 71.7112 | 71.7112 | 0 | 0.23002 | 0.23002 | 0 | 0.00752 | 2029 |  |  |  | REF | 0 | 0 | Real 2021 ¦ 12/22/2022 3:42:52 PM | Area 1001 Gas CC 1x1 2028
12153 | Area 1001 Gas CC 1x1 2029 | CO2 | ATC | 2029 | AEP-KPCO | 1160963.25 | 1160963.25 | 0 | 0 | 0 | 0 | 122 | 2029 |  |  |  | REF | 0 | 0 | Real 2021 ¦ 12/22/2022 3:42:52 PM | Area 1001 Gas CC 1x1 2029
12154 | Area 1001 Gas CC 1x1 2029 | NOX | ATC | 2029 | AEP-KPCO | 5.329 | 5.329 | 0 | 0.31416 | 0.31416 | 0 | 0.00056 | 2029 |  |  |  | REF | 0 | 0 | Real 2021 ¦ 12/22/2022 3:42:52 PM | Area 1001 Gas CC 1x1 2029
12155 | Area 1001 Gas CC 1x1 2029 | SO2 | ATC | 2029 | AEP-KPCO | 71.561 | 71.561 | 0 | 0.22953 | 0.22953 | 0 | 0.00752 | 2029 |  |  |  | REF | 0 | 0 | Real 2021 ¦ 12/22/2022 3:42:52 PM | Area 1001 Gas CC 1x1 2029
12156 | Area 1001 Gas CC 1x1 2030 | CO2 | ATC | 2029 | AEP-KPCO | 0 | 0 | 0 | 0 | 0 | 0 | 122 | 2029 |  |  |  | REF | 0 | 0 | Real 2021 ¦ 12/22/2022 3:42:52 PM | Area 1001 Gas CC 1x1 2030
12157 | Area 1001 Gas CC 1x1 2030 | NOX | ATC | 2029 | AEP-KPCO | 0 | 0 | 0 | 0 | 0 | 0 | 0.00056 | 2029 |  |  |  | REF | 0 | 0 | Real 2021 ¦ 12/22/2022 3:42:52 PM | Area 1001 Gas CC 1x1 2030
12158 | Area 1001 Gas CC 1x1 2030 | SO2 | ATC | 2029 | AEP-KPCO | 0 | 0 | 0 | 0 | 0 | 0 | 0.00752 | 2029 |  |  |  | REF | 0 | 0 | Real 2021 ¦ 12/22/2022 3:42:52 PM | Area 1001 Gas CC 1x1 2030
12159 | Area 1001 Gas CC 1x1 2031 | CO2 | ATC | 2029 | AEP-KPCO | 0 | 0 | 0 | 0 | 0 | 0 | 122 | 2029 |  |  |  | REF | 0 | 0 | Real 2021 ¦ 12/22/2022 3:42:52 PM | Area 1001 Gas CC 1x1 2031
12160 | Area 1001 Gas CC 1x1 2031 | NOX | ATC | 2029 | AEP-KPCO | 0 | 0 | 0 | 0 | 0 | 0 | 0.00056 | 2029 |  |  |  | REF | 0 | 0 | Real 2021 ¦ 12/22/2022 3:42:52 PM | Area 1001 Gas CC 1x1 2031
12161 | Area 1001 Gas CC 1x1 2031 | SO2 | ATC | 2029 | AEP-KPCO | 0 | 0 | 0 | 0 | 0 | 0 | 0.00752 | 2029 |  |  |  | REF | 0 | 0 | Real 2021 ¦ 12/22/2022 3:42:52 PM | Area 1001 Gas CC 1x1 2031
12162 | Area 1001 Gas CC 1x1 2032 | CO2 | ATC | 2029 | AEP-KPCO | 0 | 0 | 0 | 0 | 0 | 0 | 122 | 2029 |  |  |  | REF | 0 | 0 | Real 2021 ¦ 12/22/2022 3:42:52 PM | Area 1001 Gas CC 1x1 2032
12163 | Area 1001 Gas CC 1x1 2032 | NOX | ATC | 2029 | AEP-KPCO | 0 | 0 | 0 | 0 | 0 | 0 | 0.00056 | 2029 |  |  |  | REF | 0 | 0 | Real 2021 ¦ 12/22/2022 3:42:52 PM | Area 1001 Gas CC 1x1 2032
12164 | Area 1001 Gas CC 1x1 2032 | SO2 | ATC | 2029 | AEP-KPCO | 0 | 0 | 0 | 0 | 0 | 0 | 0.00752 | 2029 |  |  |  | REF | 0 | 0 | Real 2021 ¦ 12/22/2022 3:42:52 PM | Area 1001 Gas CC 1x1 2032
12165 | Area 1001 Gas CC 1x1 2033 | CO2 | ATC | 2029 | AEP-KPCO | 0 | 0 | 0 | 0 | 0 | 0 | 122 | 2029 |  |  |  | REF | 0 | 0 | Real 2021 ¦ 12/22/2022 3:42:52 PM | Area 1001 Gas CC 1x1 2033
12166 | Area 1001 Gas CC 1x1 2033 | NOX | ATC | 2029 | AEP-KPCO | 0 | 0 | 0 | 0 | 0 | 0 | 0.00056 | 2029 |  |  |  | REF | 0 | 0 | Real 2021 ¦ 12/22/2022 3:42:52 PM | Area 1001 Gas CC 1x1 2033
12167 | Area 1001 Gas CC 1x1 2033 | SO2 | ATC | 2029 | AEP-KPCO | 0 | 0 | 0 | 0 | 0 | 0 | 0.00752 | 2029 |  |  |  | REF | 0 | 0 | Real 2021 ¦ 12/22/2022 3:42:52 PM | Area 1001 Gas CC 1x1 2033
12168 | Area 1001 Gas CC 1x1 2034 | CO2 | ATC | 2029 | AEP-KPCO | 0 | 0 | 0 | 0 | 0 | 0 | 122 | 2029 |  |  |  | REF | 0 | 0 | Real 2021 ¦ 12/22/2022 3:42:52 PM | Area 1001 Gas CC 1x1 2034
12169 | Area 1001 Gas CC 1x1 2034 | NOX | ATC | 2029 | AEP-KPCO | 0 | 0 | 0 | 0 | 0 | 0 | 0.00056 | 2029 |  |  |  | REF | 0 | 0 | Real 2021 ¦ 12/22/2022 3:42:52 PM | Area 1001 Gas CC 1x1 2034
12170 | Area 1001 Gas CC 1x1 2034 | SO2 | ATC | 2029 | AEP-KPCO | 0 | 0 | 0 | 0 | 0 | 0 | 0.00752 | 2029 |  |  |  | REF | 0 | 0 | Real 2021 ¦ 12/22/2022 3:42:52 PM | Area 1001 Gas CC 1x1 2034
12171 | Area 1001 Gas CC 1x1 2035 | CO2 | ATC | 2029 | AEP-KPCO | 0 | 0 | 0 | 0 | 0 | 0 | 122 | 2029 |  |  |  | REF | 0 | 0 | Real 2021 ¦ 12/22/2022 3:42:52 PM | Area 1001 Gas CC 1x1 2035
12172 | Area 1001 Gas CC 1x1 2035 | NOX | ATC | 2029 | AEP-KPCO | 0 | 0 | 0 | 0 | 0 | 0 | 0.00056 | 2029 |  |  |  | REF | 0 | 0 | Real 2021 ¦ 12/22/2022 3:42:52 PM | Area 1001 Gas CC 1x1 2035
12173 | Area 1001 Gas CC 1x1 2035 | SO2 | ATC | 2029 | AEP-KPCO | 0 | 0 | 0 | 0 | 0 | 0 | 0.00752 | 2029 |  |  |  | REF | 0 | 0 | Real 2021 ¦ 12/22/2022 3:42:52 PM | Area 1001 Gas CC 1x1 2035
12174 | Area 1001 Gas CC 1x1 2036 | CO2 | ATC | 2029 | AEP-KPCO | 0 | 0 | 0 | 0 | 0 | 0 | 122 | 2029 |  |  |  | REF | 0 | 0 | Real 2021 ¦ 12/22/2022 3:42:52 PM | Area 1001 Gas CC 1x1 2036
12175 | Area 1001 Gas CC 1x1 2036 | NOX | ATC | 2029 | AEP-KPCO | 0 | 0 | 0 | 0 | 0 | 0 | 0.00056 | 2029 |  |  |  | REF | 0 | 0 | Real 2021 ¦ 12/22/2022 3:42:52 PM | Area 1001 Gas CC 1x1 2036
12176 | Area 1001 Gas CC 1x1 2036 | SO2 | ATC | 2029 | AEP-KPCO | 0 | 0 | 0 | 0 | 0 | 0 | 0.00752 | 2029 |  |  |  | REF | 0 | 0 | Real 2021 ¦ 12/22/2022 3:42:52 PM | Area 1001 Gas CC 1x1 2036
12177 | Area 1001 Gas CC 1x1 2037 | CO2 | ATC | 2029 | AEP-KPCO | 0 | 0 | 0 | 0 | 0 | 0 | 122 | 2029 |  |  |  | REF | 0 | 0 | Real 2021 ¦ 12/22/2022 3:42:52 PM | Area 1001 Gas CC 1x1 2037
12178 | Area 1001 Gas CC 1x1 2037 | NOX | ATC | 2029 | AEP-KPCO | 0 | 0 | 0 | 0 | 0 | 0 | 0.00056 | 2029 |  |  |  | REF | 0 | 0 | Real 2021 ¦ 12/22/2022 3:42:52 PM | Area 1001 Gas CC 1x1 2037
12179 | Area 1001 Gas CC 1x1 2037 | SO2 | ATC | 2029 | AEP-KPCO | 0 | 0 | 0 | 0 | 0 | 0 | 0.00752 | 2029 |  |  |  | REF | 0 | 0 | Real 2021 ¦ 12/22/2022 3:42:52 PM | Area 1001 Gas CC 1x1 2037
12180 | Area 1001 Gas CC 1x1 2038 | CO2 | ATC | 2029 | AEP-KPCO | 0 | 0 | 0 | 0 | 0 | 0 | 122 | 2029 |  |  |  | REF | 0 | 0 | Real 2021 ¦ 12/22/2022 3:42:52 PM | Area 1001 Gas CC 1x1 2038
12181 | Area 1001 Gas CC 1x1 2038 | NOX | ATC | 2029 | AEP-KPCO | 0 | 0 | 0 | 0 | 0 | 0 | 0.00056 | 2029 |  |  |  | REF | 0 | 0 | Real 2021 ¦ 12/22/2022 3:42:52 PM | Area 1001 Gas CC 1x1 2038
12182 | Area 1001 Gas CC 1x1 2038 | SO2 | ATC | 2029 | AEP-KPCO | 0 | 0 | 0 | 0 | 0 | 0 | 0.00752 | 2029 |  |  |  | REF | 0 | 0 | Real 2021 ¦ 12/22/2022 3:42:52 PM | Area 1001 Gas CC 1x1 2038
12183 | Area 1001 Gas CC 1x1 2039 | CO2 | ATC | 2029 | AEP-KPCO | 0 | 0 | 0 | 0 | 0 | 0 | 122 | 2029 |  |  |  | REF | 0 | 0 | Real 2021 ¦ 12/22/2022 3:42:52 PM | Area 1001 Gas CC 1x1 2039
12184 | Area 1001 Gas CC 1x1 2039 | NOX | ATC | 2029 | AEP-KPCO | 0 | 0 | 0 | 0 | 0 | 0 | 0.00056 | 2029 |  |  |  | REF | 0 | 0 | Real 2021 ¦ 12/22/2022 3:42:52 PM | Area 1001 Gas CC 1x1 2039
12185 | Area 1001 Gas CC 1x1 2039 | SO2 | ATC | 2029 | AEP-KPCO | 0 | 0 | 0 | 0 | 0 | 0 | 0.00752 | 2029 |  |  |  | REF | 0 | 0 | Real 2021 ¦ 12/22/2022 3:42:52 PM | Area 1001 Gas CC 1x1 2039
12186 | Area 1001 Gas CC 1x1 2040 | CO2 | ATC | 2029 | AEP-KPCO | 0 | 0 | 0 | 0 | 0 | 0 | 122 | 2029 |  |  |  | REF | 0 | 0 | Real 2021 ¦ 12/22/2022 3:42:52 PM | Area 1001 Gas CC 1x1 2040
12187 | Area 1001 Gas CC 1x1 2040 | NOX | ATC | 2029 | AEP-KPCO | 0 | 0 | 0 | 0 | 0 | 0 | 0.00056 | 2029 |  |  |  | REF | 0 | 0 | Real 2021 ¦ 12/22/2022 3:42:52 PM | Area 1001 Gas CC 1x1 2040
12188 | Area 1001 Gas CC 1x1 2040 | SO2 | ATC | 2029 | AEP-KPCO | 0 | 0 | 0 | 0 | 0 | 0 | 0.00752 | 2029 |  |  |  | REF | 0 | 0 | Real 2021 ¦ 12/22/2022 3:42:52 PM | Area 1001 Gas CC 1x1 2040
12189 | Area 1001 Gas CC 1x1 2041 | CO2 | ATC | 2029 | AEP-KPCO | 0 | 0 | 0 | 0 | 0 | 0 | 122 | 2029 |  |  |  | REF | 0 | 0 | Real 2021 ¦ 12/22/2022 3:42:52 PM | Area 1001 Gas CC 1x1 2041
12190 | Area 1001 Gas CC 1x1 2041 | NOX | ATC | 2029 | AEP-KPCO | 0 | 0 | 0 | 0 | 0 | 0 | 0.00056 | 2029 |  |  |  | REF | 0 | 0 | Real 2021 ¦ 12/22/2022 3:42:52 PM | Area 1001 Gas CC 1x1 2041
12191 | Area 1001 Gas CC 1x1 2041 | SO2 | ATC | 2029 | AEP-KPCO | 0 | 0 | 0 | 0 | 0 | 0 | 0.00752 | 2029 |  |  |  | REF | 0 | 0 | Real 2021 ¦ 12/22/2022 3:42:52 PM | Area 1001 Gas CC 1x1 2041
12192 | Area 1001 Gas CC 1x1 2042 | CO2 | ATC | 2029 | AEP-KPCO | 0 | 0 | 0 | 0 | 0 | 0 | 122 | 2029 |  |  |  | REF | 0 | 0 | Real 2021 ¦ 12/22/2022 3:42:52 PM | Area 1001 Gas CC 1x1 2042
12193 | Area 1001 Gas CC 1x1 2042 | NOX | ATC | 2029 | AEP-KPCO | 0 | 0 | 0 | 0 | 0 | 0 | 0.00056 | 2029 |  |  |  | REF | 0 | 0 | Real 2021 ¦ 12/22/2022 3:42:52 PM | Area 1001 Gas CC 1x1 2042
12194 | Area 1001 Gas CC 1x1 2042 | SO2 | ATC | 2029 | AEP-KPCO | 0 | 0 | 0 | 0 | 0 | 0 | 0.00752 | 2029 |  |  |  | REF | 0 | 0 | Real 2021 ¦ 12/22/2022 3:42:52 PM | Area 1001 Gas CC 1x1 2042
12195 | Area 1001 Gas CC 1x1 2043 | CO2 | ATC | 2029 | AEP-KPCO | 0 | 0 | 0 | 0 | 0 | 0 | 122 | 2029 |  |  |  | REF | 0 | 0 | Real 2021 ¦ 12/22/2022 3:42:52 PM | Area 1001 Gas CC 1x1 2043
12196 | Area 1001 Gas CC 1x1 2043 | NOX | ATC | 2029 | AEP-KPCO | 0 | 0 | 0 | 0 | 0 | 0 | 0.00056 | 2029 |  |  |  | REF | 0 | 0 | Real 2021 ¦ 12/22/2022 3:42:52 PM | Area 1001 Gas CC 1x1 2043
12197 | Area 1001 Gas CC 1x1 2043 | SO2 | ATC | 2029 | AEP-KPCO | 0 | 0 | 0 | 0 | 0 | 0 | 0.00752 | 2029 |  |  |  | REF | 0 | 0 | Real 2021 ¦ 12/22/2022 3:42:52 PM | Area 1001 Gas CC 1x1 2043
12198 | Area 1001 Gas CT 2023 | CO2 | ATC | 2029 | AEP-KPCO | 709079.9375 | 709079.9375 | 0 | 0 | 0 | 0 | 122 | 2029 |  |  |  | REF | 0 | 0 | Real 2021 ¦ 12/22/2022 3:42:52 PM | Area 1001 Gas CT 2023
12199 | Area 1001 Gas CT 2023 | NOX | ATC | 2029 | AEP-KPCO | 3.2548 | 3.2548 | 0 | 0.22642 | 0.22642 | 0 | 0.00056 | 2029 |  |  |  | REF | 0 | 0 | Real 2021 ¦ 12/22/2022 3:42:52 PM | Area 1001 Gas CT 2023
12200 | Area 1001 Gas CT 2023 | SO2 | ATC | 2029 | AEP-KPCO | 43.7072 | 43.7072 | 0 | 0.14019 | 0.14019 | 0 | 0.00752 | 2029 |  |  |  | REF | 0 | 0 | Real 2021 ¦ 12/22/2022 3:42:52 PM | Area 1001 Gas CT 2023
12201 | Area 1001 Gas CT 2024 | CO2 | ATC | 2029 | AEP-KPCO | 709837.3125 | 709837.3125 | 0 | 0 | 0 | 0 | 122 | 2029 |  |  |  | REF | 0 | 0 | Real 2021 ¦ 12/22/2022 3:42:52 PM | Area 1001 Gas CT 2024
12202 | Area 1001 Gas CT 2024 | NOX | ATC | 2029 | AEP-KPCO | 3.2583 | 3.2583 | 0 | 0.22644 | 0.22644 | 0 | 0.00056 | 2029 |  |  |  | REF | 0 | 0 | Real 2021 ¦ 12/22/2022 3:42:52 PM | Area 1001 Gas CT 2024
12203 | Area 1001 Gas CT 2024 | SO2 | ATC | 2029 | AEP-KPCO | 43.7539 | 43.7539 | 0 | 0.14034 | 0.14034 | 0 | 0.00752 | 2029 |  |  |  | REF | 0 | 0 | Real 2021 ¦ 12/22/2022 3:42:52 PM | Area 1001 Gas CT 2024
12204 | Area 1001 Gas CT 2025 | CO2 | ATC | 2029 | AEP-KPCO | 709909.25 | 709909.25 | 0 | 0 | 0 | 0 | 122 | 2029 |  |  |  | REF | 0 | 0 | Real 2021 ¦ 12/22/2022 3:42:52 PM | Area 1001 Gas CT 2025
12205 | Area 1001 Gas CT 2025 | NOX | ATC | 2029 | AEP-KPCO | 3.2586 | 3.2586 | 0 | 0.22644 | 0.22644 | 0 | 0.00056 | 2029 |  |  |  | REF | 0 | 0 | Real 2021 ¦ 12/22/2022 3:42:52 PM | Area 1001 Gas CT 2025
12206 | Area 1001 Gas CT 2025 | SO2 | ATC | 2029 | AEP-KPCO | 43.7583 | 43.7583 | 0 | 0.14036 | 0.14036 | 0 | 0.00752 | 2029 |  |  |  | REF | 0 | 0 | Real 2021 ¦ 12/22/2022 3:42:52 PM | Area 1001 Gas CT 2025
12207 | Area 1001 Gas CT 2026 | CO2 | ATC | 2029 | AEP-KPCO | 709824.5 | 709824.5 | 0 | 0 | 0 | 0 | 122 | 2029 |  |  |  | REF | 0 | 0 | Real 2021 ¦ 12/22/2022 3:42:52 PM | Area 1001 Gas CT 2026
12208 | Area 1001 Gas CT 2026 | NOX | ATC | 2029 | AEP-KPCO | 3.2582 | 3.2582 | 0 | 0.22644 | 0.22644 | 0 | 0.00056 | 2029 |  |  |  | REF | 0 | 0 | Real 2021 ¦ 12/22/2022 3:42:52 PM | Area 1001 Gas CT 2026
12209 | Area 1001 Gas CT 2026 | SO2 | ATC | 2029 | AEP-KPCO | 43.7531 | 43.7531 | 0 | 0.14034 | 0.14034 | 0 | 0.00752 | 2029 |  |  |  | REF | 0 | 0 | Real 2021 ¦ 12/22/2022 3:42:52 PM | Area 1001 Gas CT 2026
12210 | Area 1001 Gas CT 2027 | CO2 | ATC | 2029 | AEP-KPCO | 709657.25 | 709657.25 | 0 | 0 | 0 | 0 | 122 | 2029 |  |  |  | REF | 0 | 0 | Real 2021 ¦ 12/22/2022 3:42:52 PM | Area 1001 Gas CT 2027
12211 | Area 1001 Gas CT 2027 | NOX | ATC | 2029 | AEP-KPCO | 3.2574 | 3.2574 | 0 | 0.22643 | 0.22643 | 0 | 0.00056 | 2029 |  |  |  | REF | 0 | 0 | Real 2021 ¦ 12/22/2022 3:42:52 PM | Area 1001 Gas CT 2027
12212 | Area 1001 Gas CT 2027 | SO2 | ATC | 2029 | AEP-KPCO | 43.7428 | 43.7428 | 0 | 0.14031 | 0.14031 | 0 | 0.00752 | 2029 |  |  |  | REF | 0 | 0 | Real 2021 ¦ 12/22/2022 3:42:52 PM | Area 1001 Gas CT 2027
12213 | Area 1001 Gas CT 2028 | CO2 | ATC | 2029 | AEP-KPCO | 709657.25 | 709657.25 | 0 | 0 | 0 | 0 | 122 | 2029 |  |  |  | REF | 0 | 0 | Real 2021 ¦ 12/22/2022 3:42:52 PM | Area 1001 Gas CT 2028
12214 | Area 1001 Gas CT 2028 | NOX | ATC | 2029 | AEP-KPCO | 3.2574 | 3.2574 | 0 | 0.22643 | 0.22643 | 0 | 0.00056 | 2029 |  |  |  | REF | 0 | 0 | Real 2021 ¦ 12/22/2022 3:42:52 PM | Area 1001 Gas CT 2028
12215 | Area 1001 Gas CT 2028 | SO2 | ATC | 2029 | AEP-KPCO | 43.7428 | 43.7428 | 0 | 0.14031 | 0.14031 | 0 | 0.00752 | 2029 |  |  |  | REF | 0 | 0 | Real 2021 ¦ 12/22/2022 3:42:52 PM | Area 1001 Gas CT 2028
12216 | Area 1001 Gas CT 2029 | CO2 | ATC | 2029 | AEP-KPCO | 710271.0625 | 710271.0625 | 0 | 0 | 0 | 0 | 122 | 2029 |  |  |  | REF | 0 | 0 | Real 2021 ¦ 12/22/2022 3:42:52 PM | Area 1001 Gas CT 2029
12217 | Area 1001 Gas CT 2029 | NOX | ATC | 2029 | AEP-KPCO | 3.2603 | 3.2603 | 0 | 0.22645 | 0.22645 | 0 | 0.00056 | 2029 |  |  |  | REF | 0 | 0 | Real 2021 ¦ 12/22/2022 3:42:52 PM | Area 1001 Gas CT 2029
12218 | Area 1001 Gas CT 2029 | SO2 | ATC | 2029 | AEP-KPCO | 43.7806 | 43.7806 | 0 | 0.14043 | 0.14043 | 0 | 0.00752 | 2029 |  |  |  | REF | 0 | 0 | Real 2021 ¦ 12/22/2022 3:42:52 PM | Area 1001 Gas CT 2029
12219 | Area 1001 Gas CT 2030 | CO2 | ATC | 2029 | AEP-KPCO | 0 | 0 | 0 | 0 | 0 | 0 | 122 | 2029 |  |  |  | REF | 0 | 0 | Real 2021 ¦ 12/22/2022 3:42:52 PM | Area 1001 Gas CT 2030
12220 | Area 1001 Gas CT 2030 | NOX | ATC | 2029 | AEP-KPCO | 0 | 0 | 0 | 0 | 0 | 0 | 0.00056 | 2029 |  |  |  | REF | 0 | 0 | Real 2021 ¦ 12/22/2022 3:42:52 PM | Area 1001 Gas CT 2030
12221 | Area 1001 Gas CT 2030 | SO2 | ATC | 2029 | AEP-KPCO | 0 | 0 | 0 | 0 | 0 | 0 | 0.00752 | 2029 |  |  |  | REF | 0 | 0 | Real 2021 ¦ 12/22/2022 3:42:52 PM | Area 1001 Gas CT 2030
12222 | Area 1001 Gas CT 2031 | CO2 | ATC | 2029 | AEP-KPCO | 0 | 0 | 0 | 0 | 0 | 0 | 122 | 2029 |  |  |  | REF | 0 | 0 | Real 2021 ¦ 12/22/2022 3:42:52 PM | Area 1001 Gas CT 2031
12223 | Area 1001 Gas CT 2031 | NOX | ATC | 2029 | AEP-KPCO | 0 | 0 | 0 | 0 | 0 | 0 | 0.00056 | 2029 |  |  |  | REF | 0 | 0 | Real 2021 ¦ 12/22/2022 3:42:52 PM | Area 1001 Gas CT 2031
12224 | Area 1001 Gas CT 2031 | SO2 | ATC | 2029 | AEP-KPCO | 0 | 0 | 0 | 0 | 0 | 0 | 0.00752 | 2029 |  |  |  | REF | 0 | 0 | Real 2021 ¦ 12/22/2022 3:42:52 PM | Area 1001 Gas CT 2031
12225 | Area 1001 Gas CT 2032 | CO2 | ATC | 2029 | AEP-KPCO | 0 | 0 | 0 | 0 | 0 | 0 | 122 | 2029 |  |  |  | REF | 0 | 0 | Real 2021 ¦ 12/22/2022 3:42:52 PM | Area 1001 Gas CT 2032
12226 | Area 1001 Gas CT 2032 | NOX | ATC | 2029 | AEP-KPCO | 0 | 0 | 0 | 0 | 0 | 0 | 0.00056 | 2029 |  |  |  | REF | 0 | 0 | Real 2021 ¦ 12/22/2022 3:42:52 PM | Area 1001 Gas CT 2032
12227 | Area 1001 Gas CT 2032 | SO2 | ATC | 2029 | AEP-KPCO | 0 | 0 | 0 | 0 | 0 | 0 | 0.00752 | 2029 |  |  |  | REF | 0 | 0 | Real 2021 ¦ 12/22/2022 3:42:52 PM | Area 1001 Gas CT 2032
12228 | Area 1001 Gas CT 2033 | CO2 | ATC | 2029 | AEP-KPCO | 0 | 0 | 0 | 0 | 0 | 0 | 122 | 2029 |  |  |  | REF | 0 | 0 | Real 2021 ¦ 12/22/2022 3:42:52 PM | Area 1001 Gas CT 2033
12229 | Area 1001 Gas CT 2033 | NOX | ATC | 2029 | AEP-KPCO | 0 | 0 | 0 | 0 | 0 | 0 | 0.00056 | 2029 |  |  |  | REF | 0 | 0 | Real 2021 ¦ 12/22/2022 3:42:52 PM | Area 1001 Gas CT 2033
12230 | Area 1001 Gas CT 2033 | SO2 | ATC | 2029 | AEP-KPCO | 0 | 0 | 0 | 0 | 0 | 0 | 0.00752 | 2029 |  |  |  | REF | 0 | 0 | Real 2021 ¦ 12/22/2022 3:42:52 PM | Area 1001 Gas CT 2033
12231 | Area 1001 Gas CT 2034 | CO2 | ATC | 2029 | AEP-KPCO | 0 | 0 | 0 | 0 | 0 | 0 | 122 | 2029 |  |  |  | REF | 0 | 0 | Real 2021 ¦ 12/22/2022 3:42:52 PM | Area 1001 Gas CT 2034
12232 | Area 1001 Gas CT 2034 | NOX | ATC | 2029 | AEP-KPCO | 0 | 0 | 0 | 0 | 0 | 0 | 0.00056 | 2029 |  |  |  | REF | 0 | 0 | Real 2021 ¦ 12/22/2022 3:42:52 PM | Area 1001 Gas CT 2034
12233 | Area 1001 Gas CT 2034 | SO2 | ATC | 2029 | AEP-KPCO | 0 | 0 | 0 | 0 | 0 | 0 | 0.00752 | 2029 |  |  |  | REF | 0 | 0 | Real 2021 ¦ 12/22/2022 3:42:52 PM | Area 1001 Gas CT 2034
12234 | Area 1001 Gas CT 2035 | CO2 | ATC | 2029 | AEP-KPCO | 0 | 0 | 0 | 0 | 0 | 0 | 122 | 2029 |  |  |  | REF | 0 | 0 | Real 2021 ¦ 12/22/2022 3:42:52 PM | Area 1001 Gas CT 2035
12235 | Area 1001 Gas CT 2035 | NOX | ATC | 2029 | AEP-KPCO | 0 | 0 | 0 | 0 | 0 | 0 | 0.00056 | 2029 |  |  |  | REF | 0 | 0 | Real 2021 ¦ 12/22/2022 3:42:52 PM | Area 1001 Gas CT 2035
12236 | Area 1001 Gas CT 2035 | SO2 | ATC | 2029 | AEP-KPCO | 0 | 0 | 0 | 0 | 0 | 0 | 0.00752 | 2029 |  |  |  | REF | 0 | 0 | Real 2021 ¦ 12/22/2022 3:42:52 PM | Area 1001 Gas CT 2035
12237 | Area 1001 Gas CT 2036 | CO2 | ATC | 2029 | AEP-KPCO | 0 | 0 | 0 | 0 | 0 | 0 | 122 | 2029 |  |  |  | REF | 0 | 0 | Real 2021 ¦ 12/22/2022 3:42:52 PM | Area 1001 Gas CT 2036
12238 | Area 1001 Gas CT 2036 | NOX | ATC | 2029 | AEP-KPCO | 0 | 0 | 0 | 0 | 0 | 0 | 0.00056 | 2029 |  |  |  | REF | 0 | 0 | Real 2021 ¦ 12/22/2022 3:42:52 PM | Area 1001 Gas CT 2036
12239 | Area 1001 Gas CT 2036 | SO2 | ATC | 2029 | AEP-KPCO | 0 | 0 | 0 | 0 | 0 | 0 | 0.00752 | 2029 |  |  |  | REF | 0 | 0 | Real 2021 ¦ 12/22/2022 3:42:52 PM | Area 1001 Gas CT 2036
12240 | Area 1001 Gas CT 2037 | CO2 | ATC | 2029 | AEP-KPCO | 0 | 0 | 0 | 0 | 0 | 0 | 122 | 2029 |  |  |  | REF | 0 | 0 | Real 2021 ¦ 12/22/2022 3:42:52 PM | Area 1001 Gas CT 2037
12241 | Area 1001 Gas CT 2037 | NOX | ATC | 2029 | AEP-KPCO | 0 | 0 | 0 | 0 | 0 | 0 | 0.00056 | 2029 |  |  |  | REF | 0 | 0 | Real 2021 ¦ 12/22/2022 3:42:52 PM | Area 1001 Gas CT 2037
12242 | Area 1001 Gas CT 2037 | SO2 | ATC | 2029 | AEP-KPCO | 0 | 0 | 0 | 0 | 0 | 0 | 0.00752 | 2029 |  |  |  | REF | 0 | 0 | Real 2021 ¦ 12/22/2022 3:42:52 PM | Area 1001 Gas CT 2037
12243 | Area 1001 Gas CT 2038 | CO2 | ATC | 2029 | AEP-KPCO | 0 | 0 | 0 | 0 | 0 | 0 | 122 | 2029 |  |  |  | REF | 0 | 0 | Real 2021 ¦ 12/22/2022 3:42:52 PM | Area 1001 Gas CT 2038
12244 | Area 1001 Gas CT 2038 | NOX | ATC | 2029 | AEP-KPCO | 0 | 0 | 0 | 0 | 0 | 0 | 0.00056 | 2029 |  |  |  | REF | 0 | 0 | Real 2021 ¦ 12/22/2022 3:42:52 PM | Area 1001 Gas CT 2038
12245 | Area 1001 Gas CT 2038 | SO2 | ATC | 2029 | AEP-KPCO | 0 | 0 | 0 | 0 | 0 | 0 | 0.00752 | 2029 |  |  |  | REF | 0 | 0 | Real 2021 ¦ 12/22/2022 3:42:52 PM | Area 1001 Gas CT 2038
12246 | Area 1001 Gas CT 2039 | CO2 | ATC | 2029 | AEP-KPCO | 0 | 0 | 0 | 0 | 0 | 0 | 122 | 2029 |  |  |  | REF | 0 | 0 | Real 2021 ¦ 12/22/2022 3:42:52 PM | Area 1001 Gas CT 2039
12247 | Area 1001 Gas CT 2039 | NOX | ATC | 2029 | AEP-KPCO | 0 | 0 | 0 | 0 | 0 | 0 | 0.00056 | 2029 |  |  |  | REF | 0 | 0 | Real 2021 ¦ 12/22/2022 3:42:52 PM | Area 1001 Gas CT 2039
12248 | Area 1001 Gas CT 2039 | SO2 | ATC | 2029 | AEP-KPCO | 0 | 0 | 0 | 0 | 0 | 0 | 0.00752 | 2029 |  |  |  | REF | 0 | 0 | Real 2021 ¦ 12/22/2022 3:42:52 PM | Area 1001 Gas CT 2039
12249 | Area 1001 Gas CT 2040 | CO2 | ATC | 2029 | AEP-KPCO | 0 | 0 | 0 | 0 | 0 | 0 | 122 | 2029 |  |  |  | REF | 0 | 0 | Real 2021 ¦ 12/22/2022 3:42:52 PM | Area 1001 Gas CT 2040
12250 | Area 1001 Gas CT 2040 | NOX | ATC | 2029 | AEP-KPCO | 0 | 0 | 0 | 0 | 0 | 0 | 0.00056 | 2029 |  |  |  | REF | 0 | 0 | Real 2021 ¦ 12/22/2022 3:42:52 PM | Area 1001 Gas CT 2040
12251 | Area 1001 Gas CT 2040 | SO2 | ATC | 2029 | AEP-KPCO | 0 | 0 | 0 | 0 | 0 | 0 | 0.00752 | 2029 |  |  |  | REF | 0 | 0 | Real 2021 ¦ 12/22/2022 3:42:52 PM | Area 1001 Gas CT 2040
12252 | Area 1001 Gas CT 2041 | CO2 | ATC | 2029 | AEP-KPCO | 0 | 0 | 0 | 0 | 0 | 0 | 122 | 2029 |  |  |  | REF | 0 | 0 | Real 2021 ¦ 12/22/2022 3:42:52 PM | Area 1001 Gas CT 2041
12253 | Area 1001 Gas CT 2041 | NOX | ATC | 2029 | AEP-KPCO | 0 | 0 | 0 | 0 | 0 | 0 | 0.00056 | 2029 |  |  |  | REF | 0 | 0 | Real 2021 ¦ 12/22/2022 3:42:52 PM | Area 1001 Gas CT 2041
12254 | Area 1001 Gas CT 2041 | SO2 | ATC | 2029 | AEP-KPCO | 0 | 0 | 0 | 0 | 0 | 0 | 0.00752 | 2029 |  |  |  | REF | 0 | 0 | Real 2021 ¦ 12/22/2022 3:42:52 PM | Area 1001 Gas CT 2041
12255 | Area 1001 Gas CT 2042 | CO2 | ATC | 2029 | AEP-KPCO | 0 | 0 | 0 | 0 | 0 | 0 | 122 | 2029 |  |  |  | REF | 0 | 0 | Real 2021 ¦ 12/22/2022 3:42:52 PM | Area 1001 Gas CT 2042
12256 | Area 1001 Gas CT 2042 | NOX | ATC | 2029 | AEP-KPCO | 0 | 0 | 0 | 0 | 0 | 0 | 0.00056 | 2029 |  |  |  | REF | 0 | 0 | Real 2021 ¦ 12/22/2022 3:42:52 PM | Area 1001 Gas CT 2042
12257 | Area 1001 Gas CT 2042 | SO2 | ATC | 2029 | AEP-KPCO | 0 | 0 | 0 | 0 | 0 | 0 | 0.00752 | 2029 |  |  |  | REF | 0 | 0 | Real 2021 ¦ 12/22/2022 3:42:52 PM | Area 1001 Gas CT 2042
12258 | Area 1001 Gas CT 2043 | CO2 | ATC | 2029 | AEP-KPCO | 0 | 0 | 0 | 0 | 0 | 0 | 122 | 2029 |  |  |  | REF | 0 | 0 | Real 2021 ¦ 12/22/2022 3:42:52 PM | Area 1001 Gas CT 2043
12259 | Area 1001 Gas CT 2043 | NOX | ATC | 2029 | AEP-KPCO | 0 | 0 | 0 | 0 | 0 | 0 | 0.00056 | 2029 |  |  |  | REF | 0 | 0 | Real 2021 ¦ 12/22/2022 3:42:52 PM | Area 1001 Gas CT 2043
12260 | Area 1001 Gas CT 2043 | SO2 | ATC | 2029 | AEP-KPCO | 0 | 0 | 0 | 0 | 0 | 0 | 0.00752 | 2029 |  |  |  | REF | 0 | 0 | Real 2021 ¦ 12/22/2022 3:42:52 PM | Area 1001 Gas CT 2043
12261 | Area 1001 Gas Aero CT 2023 | CO2 | ATC | 2029 | AEP-KPCO | 233607.625 | 233607.625 | 0 | 0 | 0 | 0 | 122 | 2029 |  |  |  | REF | 0 | 0 | Real 2021 ¦ 12/22/2022 3:42:52 PM | Area 1001 Gas Aero CT 2023
12262 | Area 1001 Gas Aero CT 2023 | NOX | ATC | 2029 | AEP-KPCO | 1.0723 | 1.0723 | 0 | 0.074662 | 0.074662 | 0 | 0.00056 | 2029 |  |  |  | REF | 0 | 0 | Real 2021 ¦ 12/22/2022 3:42:52 PM | Area 1001 Gas Aero CT 2023
12263 | Area 1001 Gas Aero CT 2023 | SO2 | ATC | 2029 | AEP-KPCO | 14.3994 | 14.3994 | 0 | 0.046186 | 0.046186 | 0 | 0.00752 | 2029 |  |  |  | REF | 0 | 0 | Real 2021 ¦ 12/22/2022 3:42:52 PM | Area 1001 Gas Aero CT 2023
12264 | Area 1001 Gas Aero CT 2024 | CO2 | ATC | 2029 | AEP-KPCO | 233437.4688 | 233437.4688 | 0 | 0 | 0 | 0 | 122 | 2029 |  |  |  | REF | 0 | 0 | Real 2021 ¦ 12/22/2022 3:42:52 PM | Area 1001 Gas Aero CT 2024
12265 | Area 1001 Gas Aero CT 2024 | NOX | ATC | 2029 | AEP-KPCO | 1.0715 | 1.0715 | 0 | 0.074628 | 0.074628 | 0 | 0.00056 | 2029 |  |  |  | REF | 0 | 0 | Real 2021 ¦ 12/22/2022 3:42:52 PM | Area 1001 Gas Aero CT 2024
12266 | Area 1001 Gas Aero CT 2024 | SO2 | ATC | 2029 | AEP-KPCO | 14.3889 | 14.3889 | 0 | 0.046153 | 0.046153 | 0 | 0.00752 | 2029 |  |  |  | REF | 0 | 0 | Real 2021 ¦ 12/22/2022 3:42:52 PM | Area 1001 Gas Aero CT 2024
12267 | Area 1001 Gas Aero CT 2025 | CO2 | ATC | 2029 | AEP-KPCO | 233671.8438 | 233671.8438 | 0 | 0 | 0 | 0 | 122 | 2029 |  |  |  | REF | 0 | 0 | Real 2021 ¦ 12/22/2022 3:42:52 PM | Area 1001 Gas Aero CT 2025
12268 | Area 1001 Gas Aero CT 2025 | NOX | ATC | 2029 | AEP-KPCO | 1.0726 | 1.0726 | 0 | 0.074733 | 0.074733 | 0 | 0.00056 | 2029 |  |  |  | REF | 0 | 0 | Real 2021 ¦ 12/22/2022 3:42:52 PM | Area 1001 Gas Aero CT 2025
12269 | Area 1001 Gas Aero CT 2025 | SO2 | ATC | 2029 | AEP-KPCO | 14.4034 | 14.4034 | 0 | 0.046199 | 0.046199 | 0 | 0.00752 | 2029 |  |  |  | REF | 0 | 0 | Real 2021 ¦ 12/22/2022 3:42:52 PM | Area 1001 Gas Aero CT 2025
12270 | Area 1001 Gas Aero CT 2026 | CO2 | ATC | 2029 | AEP-KPCO | 233509.0312 | 233509.0312 | 0 | 0 | 0 | 0 | 122 | 2029 |  |  |  | REF | 0 | 0 | Real 2021 ¦ 12/22/2022 3:42:52 PM | Area 1001 Gas Aero CT 2026
12271 | Area 1001 Gas Aero CT 2026 | NOX | ATC | 2029 | AEP-KPCO | 1.0718 | 1.0718 | 0 | 0.074589 | 0.074589 | 0 | 0.00056 | 2029 |  |  |  | REF | 0 | 0 | Real 2021 ¦ 12/22/2022 3:42:52 PM | Area 1001 Gas Aero CT 2026
12272 | Area 1001 Gas Aero CT 2026 | SO2 | ATC | 2029 | AEP-KPCO | 14.3933 | 14.3933 | 0 | 0.046167 | 0.046167 | 0 | 0.00752 | 2029 |  |  |  | REF | 0 | 0 | Real 2021 ¦ 12/22/2022 3:42:52 PM | Area 1001 Gas Aero CT 2026
12273 | Area 1001 Gas Aero CT 2027 | CO2 | ATC | 2029 | AEP-KPCO | 195893.4688 | 195893.4688 | 0 | 0 | 0 | 0 | 122 | 2029 |  |  |  | REF | 0 | 0 | Real 2021 ¦ 12/22/2022 3:42:52 PM | Area 1001 Gas Aero CT 2027
12274 | Area 1001 Gas Aero CT 2027 | NOX | ATC | 2029 | AEP-KPCO | 0.89918 | 0.89918 | 0 | 0.06668 | 0.06668 | 0 | 0.00056 | 2029 |  |  |  | REF | 0 | 0 | Real 2021 ¦ 12/22/2022 3:42:52 PM | Area 1001 Gas Aero CT 2027
12275 | Area 1001 Gas Aero CT 2027 | SO2 | ATC | 2029 | AEP-KPCO | 12.0747 | 12.0747 | 0 | 0.03873 | 0.03873 | 0 | 0.00752 | 2029 |  |  |  | REF | 0 | 0 | Real 2021 ¦ 12/22/2022 3:42:52 PM | Area 1001 Gas Aero CT 2027
12276 | Area 1001 Gas Aero CT 2028 | CO2 | ATC | 2029 | AEP-KPCO | 233738.4062 | 233738.4062 | 0 | 0 | 0 | 0 | 122 | 2029 |  |  |  | REF | 0 | 0 | Real 2021 ¦ 12/22/2022 3:42:52 PM | Area 1001 Gas Aero CT 2028
12277 | Area 1001 Gas Aero CT 2028 | NOX | ATC | 2029 | AEP-KPCO | 1.0729 | 1.0729 | 0 | 0.074595 | 0.074595 | 0 | 0.00056 | 2029 |  |  |  | REF | 0 | 0 | Real 2021 ¦ 12/22/2022 3:42:52 PM | Area 1001 Gas Aero CT 2028
12278 | Area 1001 Gas Aero CT 2028 | SO2 | ATC | 2029 | AEP-KPCO | 14.4075 | 14.4075 | 0 | 0.046212 | 0.046212 | 0 | 0.00752 | 2029 |  |  |  | REF | 0 | 0 | Real 2021 ¦ 12/22/2022 3:42:52 PM | Area 1001 Gas Aero CT 2028
12279 | Area 1001 Gas Aero CT 2029 | CO2 | ATC | 2029 | AEP-KPCO | 234274.2344 | 234274.2344 | 0 | 0 | 0 | 0 | 122 | 2029 |  |  |  | REF | 0 | 0 | Real 2021 ¦ 12/22/2022 3:42:52 PM | Area 1001 Gas Aero CT 2029
12280 | Area 1001 Gas Aero CT 2029 | NOX | ATC | 2029 | AEP-KPCO | 1.0754 | 1.0754 | 0 | 0.074727 | 0.074727 | 0 | 0.00056 | 2029 |  |  |  | REF | 0 | 0 | Real 2021 ¦ 12/22/2022 3:42:52 PM | Area 1001 Gas Aero CT 2029
12281 | Area 1001 Gas Aero CT 2029 | SO2 | ATC | 2029 | AEP-KPCO | 14.4405 | 14.4405 | 0 | 0.046318 | 0.046318 | 0 | 0.00752 | 2029 |  |  |  | REF | 0 | 0 | Real 2021 ¦ 12/22/2022 3:42:52 PM | Area 1001 Gas Aero CT 2029
12282 | Area 1001 Gas Aero CT 2030 | CO2 | ATC | 2029 | AEP-KPCO | 0 | 0 | 0 | 0 | 0 | 0 | 122 | 2029 |  |  |  | REF | 0 | 0 | Real 2021 ¦ 12/22/2022 3:42:52 PM | Area 1001 Gas Aero CT 2030
12283 | Area 1001 Gas Aero CT 2030 | NOX | ATC | 2029 | AEP-KPCO | 0 | 0 | 0 | 0 | 0 | 0 | 0.00056 | 2029 |  |  |  | REF | 0 | 0 | Real 2021 ¦ 12/22/2022 3:42:52 PM | Area 1001 Gas Aero CT 2030
12284 | Area 1001 Gas Aero CT 2030 | SO2 | ATC | 2029 | AEP-KPCO | 0 | 0 | 0 | 0 | 0 | 0 | 0.00752 | 2029 |  |  |  | REF | 0 | 0 | Real 2021 ¦ 12/22/2022 3:42:52 PM | Area 1001 Gas Aero CT 2030
12285 | Area 1001 Gas Aero CT 2031 | CO2 | ATC | 2029 | AEP-KPCO | 0 | 0 | 0 | 0 | 0 | 0 | 122 | 2029 |  |  |  | REF | 0 | 0 | Real 2021 ¦ 12/22/2022 3:42:52 PM | Area 1001 Gas Aero CT 2031
12286 | Area 1001 Gas Aero CT 2031 | NOX | ATC | 2029 | AEP-KPCO | 0 | 0 | 0 | 0 | 0 | 0 | 0.00056 | 2029 |  |  |  | REF | 0 | 0 | Real 2021 ¦ 12/22/2022 3:42:52 PM | Area 1001 Gas Aero CT 2031
12287 | Area 1001 Gas Aero CT 2031 | SO2 | ATC | 2029 | AEP-KPCO | 0 | 0 | 0 | 0 | 0 | 0 | 0.00752 | 2029 |  |  |  | REF | 0 | 0 | Real 2021 ¦ 12/22/2022 3:42:52 PM | Area 1001 Gas Aero CT 2031
12288 | Area 1001 Gas Aero CT 2032 | CO2 | ATC | 2029 | AEP-KPCO | 0 | 0 | 0 | 0 | 0 | 0 | 122 | 2029 |  |  |  | REF | 0 | 0 | Real 2021 ¦ 12/22/2022 3:42:52 PM | Area 1001 Gas Aero CT 2032
12289 | Area 1001 Gas Aero CT 2032 | NOX | ATC | 2029 | AEP-KPCO | 0 | 0 | 0 | 0 | 0 | 0 | 0.00056 | 2029 |  |  |  | REF | 0 | 0 | Real 2021 ¦ 12/22/2022 3:42:52 PM | Area 1001 Gas Aero CT 2032
12290 | Area 1001 Gas Aero CT 2032 | SO2 | ATC | 2029 | AEP-KPCO | 0 | 0 | 0 | 0 | 0 | 0 | 0.00752 | 2029 |  |  |  | REF | 0 | 0 | Real 2021 ¦ 12/22/2022 3:42:52 PM | Area 1001 Gas Aero CT 2032
12291 | Area 1001 Gas Aero CT 2033 | CO2 | ATC | 2029 | AEP-KPCO | 0 | 0 | 0 | 0 | 0 | 0 | 122 | 2029 |  |  |  | REF | 0 | 0 | Real 2021 ¦ 12/22/2022 3:42:52 PM | Area 1001 Gas Aero CT 2033
12292 | Area 1001 Gas Aero CT 2033 | NOX | ATC | 2029 | AEP-KPCO | 0 | 0 | 0 | 0 | 0 | 0 | 0.00056 | 2029 |  |  |  | REF | 0 | 0 | Real 2021 ¦ 12/22/2022 3:42:52 PM | Area 1001 Gas Aero CT 2033
12293 | Area 1001 Gas Aero CT 2033 | SO2 | ATC | 2029 | AEP-KPCO | 0 | 0 | 0 | 0 | 0 | 0 | 0.00752 | 2029 |  |  |  | REF | 0 | 0 | Real 2021 ¦ 12/22/2022 3:42:52 PM | Area 1001 Gas Aero CT 2033
12294 | Area 1001 Gas Aero CT 2034 | CO2 | ATC | 2029 | AEP-KPCO | 0 | 0 | 0 | 0 | 0 | 0 | 122 | 2029 |  |  |  | REF | 0 | 0 | Real 2021 ¦ 12/22/2022 3:42:52 PM | Area 1001 Gas Aero CT 2034
12295 | Area 1001 Gas Aero CT 2034 | NOX | ATC | 2029 | AEP-KPCO | 0 | 0 | 0 | 0 | 0 | 0 | 0.00056 | 2029 |  |  |  | REF | 0 | 0 | Real 2021 ¦ 12/22/2022 3:42:52 PM | Area 1001 Gas Aero CT 2034
12296 | Area 1001 Gas Aero CT 2034 | SO2 | ATC | 2029 | AEP-KPCO | 0 | 0 | 0 | 0 | 0 | 0 | 0.00752 | 2029 |  |  |  | REF | 0 | 0 | Real 2021 ¦ 12/22/2022 3:42:52 PM | Area 1001 Gas Aero CT 2034
12297 | Area 1001 Gas Aero CT 2035 | CO2 | ATC | 2029 | AEP-KPCO | 0 | 0 | 0 | 0 | 0 | 0 | 122 | 2029 |  |  |  | REF | 0 | 0 | Real 2021 ¦ 12/22/2022 3:42:52 PM | Area 1001 Gas Aero CT 2035
12298 | Area 1001 Gas Aero CT 2035 | NOX | ATC | 2029 | AEP-KPCO | 0 | 0 | 0 | 0 | 0 | 0 | 0.00056 | 2029 |  |  |  | REF | 0 | 0 | Real 2021 ¦ 12/22/2022 3:42:52 PM | Area 1001 Gas Aero CT 2035
12299 | Area 1001 Gas Aero CT 2035 | SO2 | ATC | 2029 | AEP-KPCO | 0 | 0 | 0 | 0 | 0 | 0 | 0.00752 | 2029 |  |  |  | REF | 0 | 0 | Real 2021 ¦ 12/22/2022 3:42:52 PM | Area 1001 Gas Aero CT 2035
12300 | Area 1001 Gas Aero CT 2036 | CO2 | ATC | 2029 | AEP-KPCO | 0 | 0 | 0 | 0 | 0 | 0 | 122 | 2029 |  |  |  | REF | 0 | 0 | Real 2021 ¦ 12/22/2022 3:42:52 PM | Area 1001 Gas Aero CT 2036
12301 | Area 1001 Gas Aero CT 2036 | NOX | ATC | 2029 | AEP-KPCO | 0 | 0 | 0 | 0 | 0 | 0 | 0.00056 | 2029 |  |  |  | REF | 0 | 0 | Real 2021 ¦ 12/22/2022 3:42:52 PM | Area 1001 Gas Aero CT 2036
12302 | Area 1001 Gas Aero CT 2036 | SO2 | ATC | 2029 | AEP-KPCO | 0 | 0 | 0 | 0 | 0 | 0 | 0.00752 | 2029 |  |  |  | REF | 0 | 0 | Real 2021 ¦ 12/22/2022 3:42:52 PM | Area 1001 Gas Aero CT 2036
12303 | Area 1001 Gas Aero CT 2037 | CO2 | ATC | 2029 | AEP-KPCO | 0 | 0 | 0 | 0 | 0 | 0 | 122 | 2029 |  |  |  | REF | 0 | 0 | Real 2021 ¦ 12/22/2022 3:42:52 PM | Area 1001 Gas Aero CT 2037
12304 | Area 1001 Gas Aero CT 2037 | NOX | ATC | 2029 | AEP-KPCO | 0 | 0 | 0 | 0 | 0 | 0 | 0.00056 | 2029 |  |  |  | REF | 0 | 0 | Real 2021 ¦ 12/22/2022 3:42:52 PM | Area 1001 Gas Aero CT 2037
12305 | Area 1001 Gas Aero CT 2037 | SO2 | ATC | 2029 | AEP-KPCO | 0 | 0 | 0 | 0 | 0 | 0 | 0.00752 | 2029 |  |  |  | REF | 0 | 0 | Real 2021 ¦ 12/22/2022 3:42:52 PM | Area 1001 Gas Aero CT 2037
12306 | Area 1001 Gas Aero CT 2038 | CO2 | ATC | 2029 | AEP-KPCO | 0 | 0 | 0 | 0 | 0 | 0 | 122 | 2029 |  |  |  | REF | 0 | 0 | Real 2021 ¦ 12/22/2022 3:42:52 PM | Area 1001 Gas Aero CT 2038
12307 | Area 1001 Gas Aero CT 2038 | NOX | ATC | 2029 | AEP-KPCO | 0 | 0 | 0 | 0 | 0 | 0 | 0.00056 | 2029 |  |  |  | REF | 0 | 0 | Real 2021 ¦ 12/22/2022 3:42:52 PM | Area 1001 Gas Aero CT 2038
12308 | Area 1001 Gas Aero CT 2038 | SO2 | ATC | 2029 | AEP-KPCO | 0 | 0 | 0 | 0 | 0 | 0 | 0.00752 | 2029 |  |  |  | REF | 0 | 0 | Real 2021 ¦ 12/22/2022 3:42:52 PM | Area 1001 Gas Aero CT 2038
12309 | Area 1001 Gas Aero CT 2039 | CO2 | ATC | 2029 | AEP-KPCO | 0 | 0 | 0 | 0 | 0 | 0 | 122 | 2029 |  |  |  | REF | 0 | 0 | Real 2021 ¦ 12/22/2022 3:42:52 PM | Area 1001 Gas Aero CT 2039
12310 | Area 1001 Gas Aero CT 2039 | NOX | ATC | 2029 | AEP-KPCO | 0 | 0 | 0 | 0 | 0 | 0 | 0.00056 | 2029 |  |  |  | REF | 0 | 0 | Real 2021 ¦ 12/22/2022 3:42:52 PM | Area 1001 Gas Aero CT 2039
12311 | Area 1001 Gas Aero CT 2039 | SO2 | ATC | 2029 | AEP-KPCO | 0 | 0 | 0 | 0 | 0 | 0 | 0.00752 | 2029 |  |  |  | REF | 0 | 0 | Real 2021 ¦ 12/22/2022 3:42:52 PM | Area 1001 Gas Aero CT 2039
12312 | Area 1001 Gas Aero CT 2040 | CO2 | ATC | 2029 | AEP-KPCO | 0 | 0 | 0 | 0 | 0 | 0 | 122 | 2029 |  |  |  | REF | 0 | 0 | Real 2021 ¦ 12/22/2022 3:42:52 PM | Area 1001 Gas Aero CT 2040
12313 | Area 1001 Gas Aero CT 2040 | NOX | ATC | 2029 | AEP-KPCO | 0 | 0 | 0 | 0 | 0 | 0 | 0.00056 | 2029 |  |  |  | REF | 0 | 0 | Real 2021 ¦ 12/22/2022 3:42:52 PM | Area 1001 Gas Aero CT 2040
12314 | Area 1001 Gas Aero CT 2040 | SO2 | ATC | 2029 | AEP-KPCO | 0 | 0 | 0 | 0 | 0 | 0 | 0.00752 | 2029 |  |  |  | REF | 0 | 0 | Real 2021 ¦ 12/22/2022 3:42:52 PM | Area 1001 Gas Aero CT 2040
12315 | Area 1001 Gas Aero CT 2041 | CO2 | ATC | 2029 | AEP-KPCO | 0 | 0 | 0 | 0 | 0 | 0 | 122 | 2029 |  |  |  | REF | 0 | 0 | Real 2021 ¦ 12/22/2022 3:42:52 PM | Area 1001 Gas Aero CT 2041
12316 | Area 1001 Gas Aero CT 2041 | NOX | ATC | 2029 | AEP-KPCO | 0 | 0 | 0 | 0 | 0 | 0 | 0.00056 | 2029 |  |  |  | REF | 0 | 0 | Real 2021 ¦ 12/22/2022 3:42:52 PM | Area 1001 Gas Aero CT 2041
12317 | Area 1001 Gas Aero CT 2041 | SO2 | ATC | 2029 | AEP-KPCO | 0 | 0 | 0 | 0 | 0 | 0 | 0.00752 | 2029 |  |  |  | REF | 0 | 0 | Real 2021 ¦ 12/22/2022 3:42:52 PM | Area 1001 Gas Aero CT 2041
12318 | Area 1001 Gas Aero CT 2042 | CO2 | ATC | 2029 | AEP-KPCO | 0 | 0 | 0 | 0 | 0 | 0 | 122 | 2029 |  |  |  | REF | 0 | 0 | Real 2021 ¦ 12/22/2022 3:42:52 PM | Area 1001 Gas Aero CT 2042
12319 | Area 1001 Gas Aero CT 2042 | NOX | ATC | 2029 | AEP-KPCO | 0 | 0 | 0 | 0 | 0 | 0 | 0.00056 | 2029 |  |  |  | REF | 0 | 0 | Real 2021 ¦ 12/22/2022 3:42:52 PM | Area 1001 Gas Aero CT 2042
12320 | Area 1001 Gas Aero CT 2042 | SO2 | ATC | 2029 | AEP-KPCO | 0 | 0 | 0 | 0 | 0 | 0 | 0.00752 | 2029 |  |  |  | REF | 0 | 0 | Real 2021 ¦ 12/22/2022 3:42:52 PM | Area 1001 Gas Aero CT 2042
12321 | Area 1001 Gas Aero CT 2043 | CO2 | ATC | 2029 | AEP-KPCO | 0 | 0 | 0 | 0 | 0 | 0 | 122 | 2029 |  |  |  | REF | 0 | 0 | Real 2021 ¦ 12/22/2022 3:42:52 PM | Area 1001 Gas Aero CT 2043
12322 | Area 1001 Gas Aero CT 2043 | NOX | ATC | 2029 | AEP-KPCO | 0 | 0 | 0 | 0 | 0 | 0 | 0.00056 | 2029 |  |  |  | REF | 0 | 0 | Real 2021 ¦ 12/22/2022 3:42:52 PM | Area 1001 Gas Aero CT 2043
12323 | Area 1001 Gas Aero CT 2043 | SO2 | ATC | 2029 | AEP-KPCO | 0 | 0 | 0 | 0 | 0 | 0 | 0.00752 | 2029 |  |  |  | REF | 0 | 0 | Real 2021 ¦ 12/22/2022 3:42:52 PM | Area 1001 Gas Aero CT 2043
12324 | Area 1001 Gas IC 2023 | CO2 | ATC | 2029 | AEP-KPCO | 53201.9453 | 53201.9453 | 0 | 0 | 0 | 0 | 122 | 2029 |  |  |  | REF | 0 | 0 | Real 2021 ¦ 12/22/2022 3:42:52 PM | Area 1001 Gas IC 2023
12325 | Area 1001 Gas IC 2023 | NOX | ATC | 2029 | AEP-KPCO | 0.24421 | 0.24421 | 0 | 0.013923 | 0.013923 | 0 | 0.00056 | 2029 |  |  |  | REF | 0 | 0 | Real 2021 ¦ 12/22/2022 3:42:52 PM | Area 1001 Gas IC 2023
12326 | Area 1001 Gas IC 2023 | SO2 | ATC | 2029 | AEP-KPCO | 3.2793 | 3.2793 | 0 | 0.010519 | 0.010519 | 0 | 0.00752 | 2029 |  |  |  | REF | 0 | 0 | Real 2021 ¦ 12/22/2022 3:42:52 PM | Area 1001 Gas IC 2023
12327 | Area 1001 Gas IC 2024 | CO2 | ATC | 2029 | AEP-KPCO | 53806.2734 | 53806.2734 | 0 | 0 | 0 | 0 | 122 | 2029 |  |  |  | REF | 0 | 0 | Real 2021 ¦ 12/22/2022 3:42:52 PM | Area 1001 Gas IC 2024
12328 | Area 1001 Gas IC 2024 | NOX | ATC | 2029 | AEP-KPCO | 0.24698 | 0.24698 | 0 | 0.013987 | 0.013987 | 0 | 0.00056 | 2029 |  |  |  | REF | 0 | 0 | Real 2021 ¦ 12/22/2022 3:42:52 PM | Area 1001 Gas IC 2024
12329 | Area 1001 Gas IC 2024 | SO2 | ATC | 2029 | AEP-KPCO | 3.3166 | 3.3166 | 0 | 0.010638 | 0.010638 | 0 | 0.00752 | 2029 |  |  |  | REF | 0 | 0 | Real 2021 ¦ 12/22/2022 3:42:52 PM | Area 1001 Gas IC 2024
12330 | Area 1001 Gas IC 2025 | CO2 | ATC | 2029 | AEP-KPCO | 54570.7891 | 54570.7891 | 0 | 0 | 0 | 0 | 122 | 2029 |  |  |  | REF | 0 | 0 | Real 2021 ¦ 12/22/2022 3:42:52 PM | Area 1001 Gas IC 2025
12331 | Area 1001 Gas IC 2025 | NOX | ATC | 2029 | AEP-KPCO | 0.25049 | 0.25049 | 0 | 0.014012 | 0.014012 | 0 | 0.00056 | 2029 |  |  |  | REF | 0 | 0 | Real 2021 ¦ 12/22/2022 3:42:52 PM | Area 1001 Gas IC 2025
12332 | Area 1001 Gas IC 2025 | SO2 | ATC | 2029 | AEP-KPCO | 3.3637 | 3.3637 | 0 | 0.010789 | 0.010789 | 0 | 0.00752 | 2029 |  |  |  | REF | 0 | 0 | Real 2021 ¦ 12/22/2022 3:42:52 PM | Area 1001 Gas IC 2025
12333 | Area 1001 Gas IC 2026 | CO2 | ATC | 2029 | AEP-KPCO | 57169.1211 | 57169.1211 | 0 | 0 | 0 | 0 | 122 | 2029 |  |  |  | REF | 0 | 0 | Real 2021 ¦ 12/22/2022 3:42:52 PM | Area 1001 Gas IC 2026
12334 | Area 1001 Gas IC 2026 | NOX | ATC | 2029 | AEP-KPCO | 0.26242 | 0.26242 | 0 | 0.015627 | 0.015627 | 0 | 0.00056 | 2029 |  |  |  | REF | 0 | 0 | Real 2021 ¦ 12/22/2022 3:42:52 PM | Area 1001 Gas IC 2026
12335 | Area 1001 Gas IC 2026 | SO2 | ATC | 2029 | AEP-KPCO | 3.5239 | 3.5239 | 0 | 0.011303 | 0.011303 | 0 | 0.00752 | 2029 |  |  |  | REF | 0 | 0 | Real 2021 ¦ 12/22/2022 3:42:52 PM | Area 1001 Gas IC 2026
12336 | Area 1001 Gas IC 2027 | CO2 | ATC | 2029 | AEP-KPCO | 57198.9219 | 57198.9219 | 0 | 0 | 0 | 0 | 122 | 2029 |  |  |  | REF | 0 | 0 | Real 2021 ¦ 12/22/2022 3:42:52 PM | Area 1001 Gas IC 2027
12337 | Area 1001 Gas IC 2027 | NOX | ATC | 2029 | AEP-KPCO | 0.26255 | 0.26255 | 0 | 0.015628 | 0.015628 | 0 | 0.00056 | 2029 |  |  |  | REF | 0 | 0 | Real 2021 ¦ 12/22/2022 3:42:52 PM | Area 1001 Gas IC 2027
12338 | Area 1001 Gas IC 2027 | SO2 | ATC | 2029 | AEP-KPCO | 3.5257 | 3.5257 | 0 | 0.011309 | 0.011309 | 0 | 0.00752 | 2029 |  |  |  | REF | 0 | 0 | Real 2021 ¦ 12/22/2022 3:42:52 PM | Area 1001 Gas IC 2027
12339 | Area 1001 Gas IC 2028 | CO2 | ATC | 2029 | AEP-KPCO | 57256.5234 | 57256.5234 | 0 | 0 | 0 | 0 | 122 | 2029 |  |  |  | REF | 0 | 0 | Real 2021 ¦ 12/22/2022 3:42:52 PM | Area 1001 Gas IC 2028
12340 | Area 1001 Gas IC 2028 | NOX | ATC | 2029 | AEP-KPCO | 0.26282 | 0.26282 | 0 | 0.015629 | 0.015629 | 0 | 0.00056 | 2029 |  |  |  | REF | 0 | 0 | Real 2021 ¦ 12/22/2022 3:42:52 PM | Area 1001 Gas IC 2028
12341 | Area 1001 Gas IC 2028 | SO2 | ATC | 2029 | AEP-KPCO | 3.5293 | 3.5293 | 0 | 0.01132 | 0.01132 | 0 | 0.00752 | 2029 |  |  |  | REF | 0 | 0 | Real 2021 ¦ 12/22/2022 3:42:52 PM | Area 1001 Gas IC 2028
12342 | Area 1001 Gas IC 2029 | CO2 | ATC | 2029 | AEP-KPCO | 57262.1406 | 57262.1406 | 0 | 0 | 0 | 0 | 122 | 2029 |  |  |  | REF | 0 | 0 | Real 2021 ¦ 12/22/2022 3:42:52 PM | Area 1001 Gas IC 2029
12343 | Area 1001 Gas IC 2029 | NOX | ATC | 2029 | AEP-KPCO | 0.26284 | 0.26284 | 0 | 0.015658 | 0.015658 | 0 | 0.00056 | 2029 |  |  |  | REF | 0 | 0 | Real 2021 ¦ 12/22/2022 3:42:52 PM | Area 1001 Gas IC 2029
12344 | Area 1001 Gas IC 2029 | SO2 | ATC | 2029 | AEP-KPCO | 3.5296 | 3.5296 | 0 | 0.011321 | 0.011321 | 0 | 0.00752 | 2029 |  |  |  | REF | 0 | 0 | Real 2021 ¦ 12/22/2022 3:42:52 PM | Area 1001 Gas IC 2029
12345 | Area 1001 Gas IC 2030 | CO2 | ATC | 2029 | AEP-KPCO | 0 | 0 | 0 | 0 | 0 | 0 | 122 | 2029 |  |  |  | REF | 0 | 0 | Real 2021 ¦ 12/22/2022 3:42:52 PM | Area 1001 Gas IC 2030
12346 | Area 1001 Gas IC 2030 | NOX | ATC | 2029 | AEP-KPCO | 0 | 0 | 0 | 0 | 0 | 0 | 0.00056 | 2029 |  |  |  | REF | 0 | 0 | Real 2021 ¦ 12/22/2022 3:42:52 PM | Area 1001 Gas IC 2030
12347 | Area 1001 Gas IC 2030 | SO2 | ATC | 2029 | AEP-KPCO | 0 | 0 | 0 | 0 | 0 | 0 | 0.00752 | 2029 |  |  |  | REF | 0 | 0 | Real 2021 ¦ 12/22/2022 3:42:52 PM | Area 1001 Gas IC 2030
12348 | Area 1001 Gas IC 2031 | CO2 | ATC | 2029 | AEP-KPCO | 0 | 0 | 0 | 0 | 0 | 0 | 122 | 2029 |  |  |  | REF | 0 | 0 | Real 2021 ¦ 12/22/2022 3:42:52 PM | Area 1001 Gas IC 2031
12349 | Area 1001 Gas IC 2031 | NOX | ATC | 2029 | AEP-KPCO | 0 | 0 | 0 | 0 | 0 | 0 | 0.00056 | 2029 |  |  |  | REF | 0 | 0 | Real 2021 ¦ 12/22/2022 3:42:52 PM | Area 1001 Gas IC 2031
12350 | Area 1001 Gas IC 2031 | SO2 | ATC | 2029 | AEP-KPCO | 0 | 0 | 0 | 0 | 0 | 0 | 0.00752 | 2029 |  |  |  | REF | 0 | 0 | Real 2021 ¦ 12/22/2022 3:42:52 PM | Area 1001 Gas IC 2031
12351 | Area 1001 Gas IC 2032 | CO2 | ATC | 2029 | AEP-KPCO | 0 | 0 | 0 | 0 | 0 | 0 | 122 | 2029 |  |  |  | REF | 0 | 0 | Real 2021 ¦ 12/22/2022 3:42:52 PM | Area 1001 Gas IC 2032
12352 | Area 1001 Gas IC 2032 | NOX | ATC | 2029 | AEP-KPCO | 0 | 0 | 0 | 0 | 0 | 0 | 0.00056 | 2029 |  |  |  | REF | 0 | 0 | Real 2021 ¦ 12/22/2022 3:42:52 PM | Area 1001 Gas IC 2032
12353 | Area 1001 Gas IC 2032 | SO2 | ATC | 2029 | AEP-KPCO | 0 | 0 | 0 | 0 | 0 | 0 | 0.00752 | 2029 |  |  |  | REF | 0 | 0 | Real 2021 ¦ 12/22/2022 3:42:52 PM | Area 1001 Gas IC 2032
12354 | Area 1001 Gas IC 2033 | CO2 | ATC | 2029 | AEP-KPCO | 0 | 0 | 0 | 0 | 0 | 0 | 122 | 2029 |  |  |  | REF | 0 | 0 | Real 2021 ¦ 12/22/2022 3:42:52 PM | Area 1001 Gas IC 2033
12355 | Area 1001 Gas IC 2033 | NOX | ATC | 2029 | AEP-KPCO | 0 | 0 | 0 | 0 | 0 | 0 | 0.00056 | 2029 |  |  |  | REF | 0 | 0 | Real 2021 ¦ 12/22/2022 3:42:52 PM | Area 1001 Gas IC 2033
12356 | Area 1001 Gas IC 2033 | SO2 | ATC | 2029 | AEP-KPCO | 0 | 0 | 0 | 0 | 0 | 0 | 0.00752 | 2029 |  |  |  | REF | 0 | 0 | Real 2021 ¦ 12/22/2022 3:42:52 PM | Area 1001 Gas IC 2033
12357 | Area 1001 Gas IC 2034 | CO2 | ATC | 2029 | AEP-KPCO | 0 | 0 | 0 | 0 | 0 | 0 | 122 | 2029 |  |  |  | REF | 0 | 0 | Real 2021 ¦ 12/22/2022 3:42:52 PM | Area 1001 Gas IC 2034
12358 | Area 1001 Gas IC 2034 | NOX | ATC | 2029 | AEP-KPCO | 0 | 0 | 0 | 0 | 0 | 0 | 0.00056 | 2029 |  |  |  | REF | 0 | 0 | Real 2021 ¦ 12/22/2022 3:42:52 PM | Area 1001 Gas IC 2034
12359 | Area 1001 Gas IC 2034 | SO2 | ATC | 2029 | AEP-KPCO | 0 | 0 | 0 | 0 | 0 | 0 | 0.00752 | 2029 |  |  |  | REF | 0 | 0 | Real 2021 ¦ 12/22/2022 3:42:52 PM | Area 1001 Gas IC 2034
12360 | Area 1001 Gas IC 2035 | CO2 | ATC | 2029 | AEP-KPCO | 0 | 0 | 0 | 0 | 0 | 0 | 122 | 2029 |  |  |  | REF | 0 | 0 | Real 2021 ¦ 12/22/2022 3:42:52 PM | Area 1001 Gas IC 2035
12361 | Area 1001 Gas IC 2035 | NOX | ATC | 2029 | AEP-KPCO | 0 | 0 | 0 | 0 | 0 | 0 | 0.00056 | 2029 |  |  |  | REF | 0 | 0 | Real 2021 ¦ 12/22/2022 3:42:52 PM | Area 1001 Gas IC 2035
12362 | Area 1001 Gas IC 2035 | SO2 | ATC | 2029 | AEP-KPCO | 0 | 0 | 0 | 0 | 0 | 0 | 0.00752 | 2029 |  |  |  | REF | 0 | 0 | Real 2021 ¦ 12/22/2022 3:42:52 PM | Area 1001 Gas IC 2035
12363 | Area 1001 Gas IC 2036 | CO2 | ATC | 2029 | AEP-KPCO | 0 | 0 | 0 | 0 | 0 | 0 | 122 | 2029 |  |  |  | REF | 0 | 0 | Real 2021 ¦ 12/22/2022 3:42:52 PM | Area 1001 Gas IC 2036
12364 | Area 1001 Gas IC 2036 | NOX | ATC | 2029 | AEP-KPCO | 0 | 0 | 0 | 0 | 0 | 0 | 0.00056 | 2029 |  |  |  | REF | 0 | 0 | Real 2021 ¦ 12/22/2022 3:42:52 PM | Area 1001 Gas IC 2036
12365 | Area 1001 Gas IC 2036 | SO2 | ATC | 2029 | AEP-KPCO | 0 | 0 | 0 | 0 | 0 | 0 | 0.00752 | 2029 |  |  |  | REF | 0 | 0 | Real 2021 ¦ 12/22/2022 3:42:52 PM | Area 1001 Gas IC 2036
12366 | Area 1001 Gas IC 2037 | CO2 | ATC | 2029 | AEP-KPCO | 0 | 0 | 0 | 0 | 0 | 0 | 122 | 2029 |  |  |  | REF | 0 | 0 | Real 2021 ¦ 12/22/2022 3:42:52 PM | Area 1001 Gas IC 2037
12367 | Area 1001 Gas IC 2037 | NOX | ATC | 2029 | AEP-KPCO | 0 | 0 | 0 | 0 | 0 | 0 | 0.00056 | 2029 |  |  |  | REF | 0 | 0 | Real 2021 ¦ 12/22/2022 3:42:52 PM | Area 1001 Gas IC 2037
12368 | Area 1001 Gas IC 2037 | SO2 | ATC | 2029 | AEP-KPCO | 0 | 0 | 0 | 0 | 0 | 0 | 0.00752 | 2029 |  |  |  | REF | 0 | 0 | Real 2021 ¦ 12/22/2022 3:42:52 PM | Area 1001 Gas IC 2037
12369 | Area 1001 Gas IC 2038 | CO2 | ATC | 2029 | AEP-KPCO | 0 | 0 | 0 | 0 | 0 | 0 | 122 | 2029 |  |  |  | REF | 0 | 0 | Real 2021 ¦ 12/22/2022 3:42:52 PM | Area 1001 Gas IC 2038
12370 | Area 1001 Gas IC 2038 | NOX | ATC | 2029 | AEP-KPCO | 0 | 0 | 0 | 0 | 0 | 0 | 0.00056 | 2029 |  |  |  | REF | 0 | 0 | Real 2021 ¦ 12/22/2022 3:42:52 PM | Area 1001 Gas IC 2038
12371 | Area 1001 Gas IC 2038 | SO2 | ATC | 2029 | AEP-KPCO | 0 | 0 | 0 | 0 | 0 | 0 | 0.00752 | 2029 |  |  |  | REF | 0 | 0 | Real 2021 ¦ 12/22/2022 3:42:52 PM | Area 1001 Gas IC 2038
12372 | Area 1001 Gas IC 2039 | CO2 | ATC | 2029 | AEP-KPCO | 0 | 0 | 0 | 0 | 0 | 0 | 122 | 2029 |  |  |  | REF | 0 | 0 | Real 2021 ¦ 12/22/2022 3:42:52 PM | Area 1001 Gas IC 2039
12373 | Area 1001 Gas IC 2039 | NOX | ATC | 2029 | AEP-KPCO | 0 | 0 | 0 | 0 | 0 | 0 | 0.00056 | 2029 |  |  |  | REF | 0 | 0 | Real 2021 ¦ 12/22/2022 3:42:52 PM | Area 1001 Gas IC 2039
12374 | Area 1001 Gas IC 2039 | SO2 | ATC | 2029 | AEP-KPCO | 0 | 0 | 0 | 0 | 0 | 0 | 0.00752 | 2029 |  |  |  | REF | 0 | 0 | Real 2021 ¦ 12/22/2022 3:42:52 PM | Area 1001 Gas IC 2039
12375 | Area 1001 Gas IC 2040 | CO2 | ATC | 2029 | AEP-KPCO | 0 | 0 | 0 | 0 | 0 | 0 | 122 | 2029 |  |  |  | REF | 0 | 0 | Real 2021 ¦ 12/22/2022 3:42:52 PM | Area 1001 Gas IC 2040
12376 | Area 1001 Gas IC 2040 | NOX | ATC | 2029 | AEP-KPCO | 0 | 0 | 0 | 0 | 0 | 0 | 0.00056 | 2029 |  |  |  | REF | 0 | 0 | Real 2021 ¦ 12/22/2022 3:42:52 PM | Area 1001 Gas IC 2040
12377 | Area 1001 Gas IC 2040 | SO2 | ATC | 2029 | AEP-KPCO | 0 | 0 | 0 | 0 | 0 | 0 | 0.00752 | 2029 |  |  |  | REF | 0 | 0 | Real 2021 ¦ 12/22/2022 3:42:52 PM | Area 1001 Gas IC 2040
12378 | Area 1001 Gas IC 2041 | CO2 | ATC | 2029 | AEP-KPCO | 0 | 0 | 0 | 0 | 0 | 0 | 122 | 2029 |  |  |  | REF | 0 | 0 | Real 2021 ¦ 12/22/2022 3:42:52 PM | Area 1001 Gas IC 2041
12379 | Area 1001 Gas IC 2041 | NOX | ATC | 2029 | AEP-KPCO | 0 | 0 | 0 | 0 | 0 | 0 | 0.00056 | 2029 |  |  |  | REF | 0 | 0 | Real 2021 ¦ 12/22/2022 3:42:52 PM | Area 1001 Gas IC 2041
12380 | Area 1001 Gas IC 2041 | SO2 | ATC | 2029 | AEP-KPCO | 0 | 0 | 0 | 0 | 0 | 0 | 0.00752 | 2029 |  |  |  | REF | 0 | 0 | Real 2021 ¦ 12/22/2022 3:42:52 PM | Area 1001 Gas IC 2041
12381 | Area 1001 Gas IC 2042 | CO2 | ATC | 2029 | AEP-KPCO | 0 | 0 | 0 | 0 | 0 | 0 | 122 | 2029 |  |  |  | REF | 0 | 0 | Real 2021 ¦ 12/22/2022 3:42:52 PM | Area 1001 Gas IC 2042
12382 | Area 1001 Gas IC 2042 | NOX | ATC | 2029 | AEP-KPCO | 0 | 0 | 0 | 0 | 0 | 0 | 0.00056 | 2029 |  |  |  | REF | 0 | 0 | Real 2021 ¦ 12/22/2022 3:42:52 PM | Area 1001 Gas IC 2042
12383 | Area 1001 Gas IC 2042 | SO2 | ATC | 2029 | AEP-KPCO | 0 | 0 | 0 | 0 | 0 | 0 | 0.00752 | 2029 |  |  |  | REF | 0 | 0 | Real 2021 ¦ 12/22/2022 3:42:52 PM | Area 1001 Gas IC 2042
12384 | Area 1001 Gas IC 2043 | CO2 | ATC | 2029 | AEP-KPCO | 0 | 0 | 0 | 0 | 0 | 0 | 122 | 2029 |  |  |  | REF | 0 | 0 | Real 2021 ¦ 12/22/2022 3:42:52 PM | Area 1001 Gas IC 2043
12385 | Area 1001 Gas IC 2043 | NOX | ATC | 2029 | AEP-KPCO | 0 | 0 | 0 | 0 | 0 | 0 | 0.00056 | 2029 |  |  |  | REF | 0 | 0 | Real 2021 ¦ 12/22/2022 3:42:52 PM | Area 1001 Gas IC 2043
12386 | Area 1001 Gas IC 2043 | SO2 | ATC | 2029 | AEP-KPCO | 0 | 0 | 0 | 0 | 0 | 0 | 0.00752 | 2029 |  |  |  | REF | 0 | 0 | Real 2021 ¦ 12/22/2022 3:42:52 PM | Area 1001 Gas IC 2043
12387 | Area 1001 Gas CCS 2024 | CO2 | ATC | 2029 | AEP-KPCO | 124817.6797 | 124817.6797 | 0 | -82135.8672 | -82135.8672 | 0 | 11.7 | 2029 |  |  |  | REF | 0 | 0 | Real 2021 ¦ 12/22/2022 3:42:52 PM | Area 1001 Gas CCS 2024
12388 | Area 1001 Gas CCS 2024 | NOX | ATC | 2029 | AEP-KPCO | 149.3545 | 149.3545 | 0 | 8.7619 | 8.7619 | 0 | 0.014 | 2029 |  |  |  | REF | 0 | 0 | Real 2021 ¦ 12/22/2022 3:42:52 PM | Area 1001 Gas CCS 2024
12389 | Area 1001 Gas CCS 2024 | SO2 | ATC | 2029 | AEP-KPCO | 54.9411 | 54.9411 | 0 | 0.17622 | 0.17622 | 0 | 0.00515 | 2029 |  |  |  | REF | 0 | 0 | Real 2021 ¦ 12/22/2022 3:42:52 PM | Area 1001 Gas CCS 2024
12390 | Area 1001 Gas CCS 2025 | CO2 | ATC | 2029 | AEP-KPCO | 124817.6797 | 124817.6797 | 0 | -82135.8672 | -82135.8672 | 0 | 11.7 | 2029 |  |  |  | REF | 0 | 0 | Real 2021 ¦ 12/22/2022 3:42:52 PM | Area 1001 Gas CCS 2025
12391 | Area 1001 Gas CCS 2025 | NOX | ATC | 2029 | AEP-KPCO | 149.3545 | 149.3545 | 0 | 8.7619 | 8.7619 | 0 | 0.014 | 2029 |  |  |  | REF | 0 | 0 | Real 2021 ¦ 12/22/2022 3:42:52 PM | Area 1001 Gas CCS 2025
12392 | Area 1001 Gas CCS 2025 | SO2 | ATC | 2029 | AEP-KPCO | 54.9411 | 54.9411 | 0 | 0.17622 | 0.17622 | 0 | 0.00515 | 2029 |  |  |  | REF | 0 | 0 | Real 2021 ¦ 12/22/2022 3:42:52 PM | Area 1001 Gas CCS 2025
12393 | Area 1001 Gas CCS 2026 | CO2 | ATC | 2029 | AEP-KPCO | 123591.2266 | 123591.2266 | 0 | -81328.8047 | -81328.8047 | 0 | 11.7 | 2029 |  |  |  | REF | 0 | 0 | Real 2021 ¦ 12/22/2022 3:42:52 PM | Area 1001 Gas CCS 2026
12394 | Area 1001 Gas CCS 2026 | NOX | ATC | 2029 | AEP-KPCO | 147.8869 | 147.8869 | 0 | 8.6758 | 8.6758 | 0 | 0.014 | 2029 |  |  |  | REF | 0 | 0 | Real 2021 ¦ 12/22/2022 3:42:52 PM | Area 1001 Gas CCS 2026
12395 | Area 1001 Gas CCS 2026 | SO2 | ATC | 2029 | AEP-KPCO | 54.4013 | 54.4013 | 0 | 0.17449 | 0.17449 | 0 | 0.00515 | 2029 |  |  |  | REF | 0 | 0 | Real 2021 ¦ 12/22/2022 3:42:52 PM | Area 1001 Gas CCS 2026
12396 | Area 1001 Gas CCS 2027 | CO2 | ATC | 2029 | AEP-KPCO | 122382.2969 | 122382.2969 | 0 | -80533.2656 | -80533.2656 | 0 | 11.7 | 2029 |  |  |  | REF | 0 | 0 | Real 2021 ¦ 12/22/2022 3:42:52 PM | Area 1001 Gas CCS 2027
12397 | Area 1001 Gas CCS 2027 | NOX | ATC | 2029 | AEP-KPCO | 146.4404 | 146.4404 | 0 | 8.5909 | 8.5909 | 0 | 0.014 | 2029 |  |  |  | REF | 0 | 0 | Real 2021 ¦ 12/22/2022 3:42:52 PM | Area 1001 Gas CCS 2027
12398 | Area 1001 Gas CCS 2027 | SO2 | ATC | 2029 | AEP-KPCO | 53.8691 | 53.8691 | 0 | 0.17279 | 0.17279 | 0 | 0.00515 | 2029 |  |  |  | REF | 0 | 0 | Real 2021 ¦ 12/22/2022 3:42:52 PM | Area 1001 Gas CCS 2027
12399 | Area 1001 Gas CCS 2028 | CO2 | ATC | 2029 | AEP-KPCO | 120980.6406 | 120980.6406 | 0 | -79610.9141 | -79610.9141 | 0 | 11.7 | 2029 |  |  |  | REF | 0 | 0 | Real 2021 ¦ 12/22/2022 3:42:52 PM | Area 1001 Gas CCS 2028
12400 | Area 1001 Gas CCS 2028 | NOX | ATC | 2029 | AEP-KPCO | 144.7632 | 144.7632 | 0 | 8.4925 | 8.4925 | 0 | 0.014 | 2029 |  |  |  | REF | 0 | 0 | Real 2021 ¦ 12/22/2022 3:42:52 PM | Area 1001 Gas CCS 2028
12401 | Area 1001 Gas CCS 2028 | SO2 | ATC | 2029 | AEP-KPCO | 53.2522 | 53.2522 | 0 | 0.17081 | 0.17081 | 0 | 0.00515 | 2029 |  |  |  | REF | 0 | 0 | Real 2021 ¦ 12/22/2022 3:42:52 PM | Area 1001 Gas CCS 2028
12402 | Area 1001 Gas CCS 2029 | CO2 | ATC | 2029 | AEP-KPCO | 119754.1875 | 119754.1875 | 0 | -78803.8516 | -78803.8516 | 0 | 11.7 | 2029 |  |  |  | REF | 0 | 0 | Real 2021 ¦ 12/22/2022 3:42:52 PM | Area 1001 Gas CCS 2029
12403 | Area 1001 Gas CCS 2029 | NOX | ATC | 2029 | AEP-KPCO | 143.2956 | 143.2956 | 0 | 8.4064 | 8.4064 | 0 | 0.014 | 2029 |  |  |  | REF | 0 | 0 | Real 2021 ¦ 12/22/2022 3:42:52 PM | Area 1001 Gas CCS 2029
12404 | Area 1001 Gas CCS 2029 | SO2 | ATC | 2029 | AEP-KPCO | 52.7123 | 52.7123 | 0 | 0.16908 | 0.16908 | 0 | 0.00515 | 2029 |  |  |  | REF | 0 | 0 | Real 2021 ¦ 12/22/2022 3:42:52 PM | Area 1001 Gas CCS 2029
12405 | Area 1001 Gas CCS 2030 | CO2 | ATC | 2029 | AEP-KPCO | 0 | 0 | 0 | 0 | 0 | 0 | 11.7 | 2029 |  |  |  | REF | 0 | 0 | Real 2021 ¦ 12/22/2022 3:42:52 PM | Area 1001 Gas CCS 2030
12406 | Area 1001 Gas CCS 2030 | NOX | ATC | 2029 | AEP-KPCO | 0 | 0 | 0 | 0 | 0 | 0 | 0.014 | 2029 |  |  |  | REF | 0 | 0 | Real 2021 ¦ 12/22/2022 3:42:52 PM | Area 1001 Gas CCS 2030
12407 | Area 1001 Gas CCS 2030 | SO2 | ATC | 2029 | AEP-KPCO | 0 | 0 | 0 | 0 | 0 | 0 | 0.00515 | 2029 |  |  |  | REF | 0 | 0 | Real 2021 ¦ 12/22/2022 3:42:52 PM | Area 1001 Gas CCS 2030
12408 | Area 1001 Gas CCS 2031 | CO2 | ATC | 2029 | AEP-KPCO | 0 | 0 | 0 | 0 | 0 | 0 | 11.7 | 2029 |  |  |  | REF | 0 | 0 | Real 2021 ¦ 12/22/2022 3:42:52 PM | Area 1001 Gas CCS 2031
12409 | Area 1001 Gas CCS 2031 | NOX | ATC | 2029 | AEP-KPCO | 0 | 0 | 0 | 0 | 0 | 0 | 0.014 | 2029 |  |  |  | REF | 0 | 0 | Real 2021 ¦ 12/22/2022 3:42:52 PM | Area 1001 Gas CCS 2031
12410 | Area 1001 Gas CCS 2031 | SO2 | ATC | 2029 | AEP-KPCO | 0 | 0 | 0 | 0 | 0 | 0 | 0.00515 | 2029 |  |  |  | REF | 0 | 0 | Real 2021 ¦ 12/22/2022 3:42:52 PM | Area 1001 Gas CCS 2031
12411 | Area 1001 Gas CCS 2032 | CO2 | ATC | 2029 | AEP-KPCO | 0 | 0 | 0 | 0 | 0 | 0 | 11.7 | 2029 |  |  |  | REF | 0 | 0 | Real 2021 ¦ 12/22/2022 3:42:52 PM | Area 1001 Gas CCS 2032
12412 | Area 1001 Gas CCS 2032 | NOX | ATC | 2029 | AEP-KPCO | 0 | 0 | 0 | 0 | 0 | 0 | 0.014 | 2029 |  |  |  | REF | 0 | 0 | Real 2021 ¦ 12/22/2022 3:42:52 PM | Area 1001 Gas CCS 2032
12413 | Area 1001 Gas CCS 2032 | SO2 | ATC | 2029 | AEP-KPCO | 0 | 0 | 0 | 0 | 0 | 0 | 0.00515 | 2029 |  |  |  | REF | 0 | 0 | Real 2021 ¦ 12/22/2022 3:42:52 PM | Area 1001 Gas CCS 2032
12414 | Area 1001 Gas CCS 2033 | CO2 | ATC | 2029 | AEP-KPCO | 0 | 0 | 0 | 0 | 0 | 0 | 11.7 | 2029 |  |  |  | REF | 0 | 0 | Real 2021 ¦ 12/22/2022 3:42:52 PM | Area 1001 Gas CCS 2033
12415 | Area 1001 Gas CCS 2033 | NOX | ATC | 2029 | AEP-KPCO | 0 | 0 | 0 | 0 | 0 | 0 | 0.014 | 2029 |  |  |  | REF | 0 | 0 | Real 2021 ¦ 12/22/2022 3:42:52 PM | Area 1001 Gas CCS 2033
12416 | Area 1001 Gas CCS 2033 | SO2 | ATC | 2029 | AEP-KPCO | 0 | 0 | 0 | 0 | 0 | 0 | 0.00515 | 2029 |  |  |  | REF | 0 | 0 | Real 2021 ¦ 12/22/2022 3:42:52 PM | Area 1001 Gas CCS 2033
12417 | Area 1001 Gas CCS 2034 | CO2 | ATC | 2029 | AEP-KPCO | 0 | 0 | 0 | 0 | 0 | 0 | 11.7 | 2029 |  |  |  | REF | 0 | 0 | Real 2021 ¦ 12/22/2022 3:42:52 PM | Area 1001 Gas CCS 2034
12418 | Area 1001 Gas CCS 2034 | NOX | ATC | 2029 | AEP-KPCO | 0 | 0 | 0 | 0 | 0 | 0 | 0.014 | 2029 |  |  |  | REF | 0 | 0 | Real 2021 ¦ 12/22/2022 3:42:52 PM | Area 1001 Gas CCS 2034
12419 | Area 1001 Gas CCS 2034 | SO2 | ATC | 2029 | AEP-KPCO | 0 | 0 | 0 | 0 | 0 | 0 | 0.00515 | 2029 |  |  |  | REF | 0 | 0 | Real 2021 ¦ 12/22/2022 3:42:52 PM | Area 1001 Gas CCS 2034
12420 | Area 1001 Gas CCS 2035 | CO2 | ATC | 2029 | AEP-KPCO | 0 | 0 | 0 | 0 | 0 | 0 | 11.7 | 2029 |  |  |  | REF | 0 | 0 | Real 2021 ¦ 12/22/2022 3:42:52 PM | Area 1001 Gas CCS 2035
12421 | Area 1001 Gas CCS 2035 | NOX | ATC | 2029 | AEP-KPCO | 0 | 0 | 0 | 0 | 0 | 0 | 0.014 | 2029 |  |  |  | REF | 0 | 0 | Real 2021 ¦ 12/22/2022 3:42:52 PM | Area 1001 Gas CCS 2035
12422 | Area 1001 Gas CCS 2035 | SO2 | ATC | 2029 | AEP-KPCO | 0 | 0 | 0 | 0 | 0 | 0 | 0.00515 | 2029 |  |  |  | REF | 0 | 0 | Real 2021 ¦ 12/22/2022 3:42:52 PM | Area 1001 Gas CCS 2035
12423 | Area 1001 Gas CCS 2036 | CO2 | ATC | 2029 | AEP-KPCO | 0 | 0 | 0 | 0 | 0 | 0 | 11.7 | 2029 |  |  |  | REF | 0 | 0 | Real 2021 ¦ 12/22/2022 3:42:52 PM | Area 1001 Gas CCS 2036
12424 | Area 1001 Gas CCS 2036 | NOX | ATC | 2029 | AEP-KPCO | 0 | 0 | 0 | 0 | 0 | 0 | 0.014 | 2029 |  |  |  | REF | 0 | 0 | Real 2021 ¦ 12/22/2022 3:42:52 PM | Area 1001 Gas CCS 2036
12425 | Area 1001 Gas CCS 2036 | SO2 | ATC | 2029 | AEP-KPCO | 0 | 0 | 0 | 0 | 0 | 0 | 0.00515 | 2029 |  |  |  | REF | 0 | 0 | Real 2021 ¦ 12/22/2022 3:42:52 PM | Area 1001 Gas CCS 2036
12426 | Area 1001 Gas CCS 2037 | CO2 | ATC | 2029 | AEP-KPCO | 0 | 0 | 0 | 0 | 0 | 0 | 11.7 | 2029 |  |  |  | REF | 0 | 0 | Real 2021 ¦ 12/22/2022 3:42:52 PM | Area 1001 Gas CCS 2037
12427 | Area 1001 Gas CCS 2037 | NOX | ATC | 2029 | AEP-KPCO | 0 | 0 | 0 | 0 | 0 | 0 | 0.014 | 2029 |  |  |  | REF | 0 | 0 | Real 2021 ¦ 12/22/2022 3:42:52 PM | Area 1001 Gas CCS 2037
12428 | Area 1001 Gas CCS 2037 | SO2 | ATC | 2029 | AEP-KPCO | 0 | 0 | 0 | 0 | 0 | 0 | 0.00515 | 2029 |  |  |  | REF | 0 | 0 | Real 2021 ¦ 12/22/2022 3:42:52 PM | Area 1001 Gas CCS 2037
12429 | Area 1001 Gas CCS 2038 | CO2 | ATC | 2029 | AEP-KPCO | 0 | 0 | 0 | 0 | 0 | 0 | 11.7 | 2029 |  |  |  | REF | 0 | 0 | Real 2021 ¦ 12/22/2022 3:42:52 PM | Area 1001 Gas CCS 2038
12430 | Area 1001 Gas CCS 2038 | NOX | ATC | 2029 | AEP-KPCO | 0 | 0 | 0 | 0 | 0 | 0 | 0.014 | 2029 |  |  |  | REF | 0 | 0 | Real 2021 ¦ 12/22/2022 3:42:52 PM | Area 1001 Gas CCS 2038
12431 | Area 1001 Gas CCS 2038 | SO2 | ATC | 2029 | AEP-KPCO | 0 | 0 | 0 | 0 | 0 | 0 | 0.00515 | 2029 |  |  |  | REF | 0 | 0 | Real 2021 ¦ 12/22/2022 3:42:52 PM | Area 1001 Gas CCS 2038
12432 | Area 1001 Gas CCS 2039 | CO2 | ATC | 2029 | AEP-KPCO | 0 | 0 | 0 | 0 | 0 | 0 | 11.7 | 2029 |  |  |  | REF | 0 | 0 | Real 2021 ¦ 12/22/2022 3:42:52 PM | Area 1001 Gas CCS 2039
12433 | Area 1001 Gas CCS 2039 | NOX | ATC | 2029 | AEP-KPCO | 0 | 0 | 0 | 0 | 0 | 0 | 0.014 | 2029 |  |  |  | REF | 0 | 0 | Real 2021 ¦ 12/22/2022 3:42:52 PM | Area 1001 Gas CCS 2039
12434 | Area 1001 Gas CCS 2039 | SO2 | ATC | 2029 | AEP-KPCO | 0 | 0 | 0 | 0 | 0 | 0 | 0.00515 | 2029 |  |  |  | REF | 0 | 0 | Real 2021 ¦ 12/22/2022 3:42:52 PM | Area 1001 Gas CCS 2039
12435 | Area 1001 Gas CCS 2040 | CO2 | ATC | 2029 | AEP-KPCO | 0 | 0 | 0 | 0 | 0 | 0 | 11.7 | 2029 |  |  |  | REF | 0 | 0 | Real 2021 ¦ 12/22/2022 3:42:52 PM | Area 1001 Gas CCS 2040
12436 | Area 1001 Gas CCS 2040 | NOX | ATC | 2029 | AEP-KPCO | 0 | 0 | 0 | 0 | 0 | 0 | 0.014 | 2029 |  |  |  | REF | 0 | 0 | Real 2021 ¦ 12/22/2022 3:42:52 PM | Area 1001 Gas CCS 2040
12437 | Area 1001 Gas CCS 2040 | SO2 | ATC | 2029 | AEP-KPCO | 0 | 0 | 0 | 0 | 0 | 0 | 0.00515 | 2029 |  |  |  | REF | 0 | 0 | Real 2021 ¦ 12/22/2022 3:42:52 PM | Area 1001 Gas CCS 2040
12438 | Area 1001 Gas CCS 2041 | CO2 | ATC | 2029 | AEP-KPCO | 0 | 0 | 0 | 0 | 0 | 0 | 11.7 | 2029 |  |  |  | REF | 0 | 0 | Real 2021 ¦ 12/22/2022 3:42:52 PM | Area 1001 Gas CCS 2041
12439 | Area 1001 Gas CCS 2041 | NOX | ATC | 2029 | AEP-KPCO | 0 | 0 | 0 | 0 | 0 | 0 | 0.014 | 2029 |  |  |  | REF | 0 | 0 | Real 2021 ¦ 12/22/2022 3:42:52 PM | Area 1001 Gas CCS 2041
12440 | Area 1001 Gas CCS 2041 | SO2 | ATC | 2029 | AEP-KPCO | 0 | 0 | 0 | 0 | 0 | 0 | 0.00515 | 2029 |  |  |  | REF | 0 | 0 | Real 2021 ¦ 12/22/2022 3:42:52 PM | Area 1001 Gas CCS 2041
12441 | Area 1001 Gas CCS 2042 | CO2 | ATC | 2029 | AEP-KPCO | 0 | 0 | 0 | 0 | 0 | 0 | 11.7 | 2029 |  |  |  | REF | 0 | 0 | Real 2021 ¦ 12/22/2022 3:42:52 PM | Area 1001 Gas CCS 2042
12442 | Area 1001 Gas CCS 2042 | NOX | ATC | 2029 | AEP-KPCO | 0 | 0 | 0 | 0 | 0 | 0 | 0.014 | 2029 |  |  |  | REF | 0 | 0 | Real 2021 ¦ 12/22/2022 3:42:52 PM | Area 1001 Gas CCS 2042
12443 | Area 1001 Gas CCS 2042 | SO2 | ATC | 2029 | AEP-KPCO | 0 | 0 | 0 | 0 | 0 | 0 | 0.00515 | 2029 |  |  |  | REF | 0 | 0 | Real 2021 ¦ 12/22/2022 3:42:52 PM | Area 1001 Gas CCS 2042
12444 | Area 1001 Gas CCS 2043 | CO2 | ATC | 2029 | AEP-KPCO | 0 | 0 | 0 | 0 | 0 | 0 | 11.7 | 2029 |  |  |  | REF | 0 | 0 | Real 2021 ¦ 12/22/2022 3:42:52 PM | Area 1001 Gas CCS 2043
12445 | Area 1001 Gas CCS 2043 | NOX | ATC | 2029 | AEP-KPCO | 0 | 0 | 0 | 0 | 0 | 0 | 0.014 | 2029 |  |  |  | REF | 0 | 0 | Real 2021 ¦ 12/22/2022 3:42:52 PM | Area 1001 Gas CCS 2043
12446 | Area 1001 Gas CCS 2043 | SO2 | ATC | 2029 | AEP-KPCO | 0 | 0 | 0 | 0 | 0 | 0 | 0.00515 | 2029 |  |  |  | REF | 0 | 0 | Real 2021 ¦ 12/22/2022 3:42:52 PM | Area 1001 Gas CCS 2043
12447 | Area 1001 Coal CCS 2025 | CO2 | ATC | 2029 | AEP-KPCO | 677461.3125 | 677461.3125 | 0 | -445801.1562 | -445801.1562 | 0 | 20.57 | 2029 |  |  |  | REF | 0 | 0 | Real 2021 ¦ 12/22/2022 3:42:52 PM | Area 1001 Coal CCS 2025
12448 | Area 1001 Coal CCS 2025 | NOX | ATC | 2029 | AEP-KPCO | 240.4214 | 240.4214 | 0 | 14.3013 | 14.3013 | 0 | 0.0073 | 2029 |  |  |  | REF | 0 | 0 | Real 2021 ¦ 12/22/2022 3:42:52 PM | Area 1001 Coal CCS 2025
12449 | Area 1001 Coal CCS 2025 | SO2 | ATC | 2029 | AEP-KPCO | 14063.0029 | 14063.0029 | 0 | 45.1074 | 45.1074 | 0 | 0.427 | 2029 |  |  |  | REF | 0 | 0 | Real 2021 ¦ 12/22/2022 3:42:52 PM | Area 1001 Coal CCS 2025
12450 | Area 1001 Coal CCS 2026 | CO2 | ATC | 2029 | AEP-KPCO | 669932.125 | 669932.125 | 0 | -440846.625 | -440846.625 | 0 | 20.57 | 2029 |  |  |  | REF | 0 | 0 | Real 2021 ¦ 12/22/2022 3:42:52 PM | Area 1001 Coal CCS 2026
12451 | Area 1001 Coal CCS 2026 | NOX | ATC | 2029 | AEP-KPCO | 237.7494 | 237.7494 | 0 | 14.1424 | 14.1424 | 0 | 0.0073 | 2029 |  |  |  | REF | 0 | 0 | Real 2021 ¦ 12/22/2022 3:42:52 PM | Area 1001 Coal CCS 2026
12452 | Area 1001 Coal CCS 2026 | SO2 | ATC | 2029 | AEP-KPCO | 13906.71 | 13906.71 | 0 | 44.6061 | 44.6061 | 0 | 0.427 | 2029 |  |  |  | REF | 0 | 0 | Real 2021 ¦ 12/22/2022 3:42:52 PM | Area 1001 Coal CCS 2026
12453 | Area 1001 Coal CCS 2027 | CO2 | ATC | 2029 | AEP-KPCO | 661807.125 | 661807.125 | 0 | -435500 | -435500 | 0 | 20.57 | 2029 |  |  |  | REF | 0 | 0 | Real 2021 ¦ 12/22/2022 3:42:52 PM | Area 1001 Coal CCS 2027
12454 | Area 1001 Coal CCS 2027 | NOX | ATC | 2029 | AEP-KPCO | 234.8659 | 234.8659 | 0 | 13.9708 | 13.9708 | 0 | 0.0073 | 2029 |  |  |  | REF | 0 | 0 | Real 2021 ¦ 12/22/2022 3:42:52 PM | Area 1001 Coal CCS 2027
12455 | Area 1001 Coal CCS 2027 | SO2 | ATC | 2029 | AEP-KPCO | 13738.0479 | 13738.0479 | 0 | 44.0651 | 44.0651 | 0 | 0.427 | 2029 |  |  |  | REF | 0 | 0 | Real 2021 ¦ 12/22/2022 3:42:52 PM | Area 1001 Coal CCS 2027
12456 | Area 1001 Coal CCS 2028 | CO2 | ATC | 2029 | AEP-KPCO | 653682.1875 | 653682.1875 | 0 | -430153.4062 | -430153.4062 | 0 | 20.57 | 2029 |  |  |  | REF | 0 | 0 | Real 2021 ¦ 12/22/2022 3:42:52 PM | Area 1001 Coal CCS 2028
12457 | Area 1001 Coal CCS 2028 | NOX | ATC | 2029 | AEP-KPCO | 231.9825 | 231.9825 | 0 | 13.7993 | 13.7993 | 0 | 0.0073 | 2029 |  |  |  | REF | 0 | 0 | Real 2021 ¦ 12/22/2022 3:42:52 PM | Area 1001 Coal CCS 2028
12458 | Area 1001 Coal CCS 2028 | SO2 | ATC | 2029 | AEP-KPCO | 13569.3867 | 13569.3867 | 0 | 43.5241 | 43.5241 | 0 | 0.427 | 2029 |  |  |  | REF | 0 | 0 | Real 2021 ¦ 12/22/2022 3:42:52 PM | Area 1001 Coal CCS 2028
12459 | Area 1001 Coal CCS 2029 | CO2 | ATC | 2029 | AEP-KPCO | 646207.1875 | 646207.1875 | 0 | -425234.5 | -425234.5 | 0 | 20.57 | 2029 |  |  |  | REF | 0 | 0 | Real 2021 ¦ 12/22/2022 3:42:52 PM | Area 1001 Coal CCS 2029
12460 | Area 1001 Coal CCS 2029 | NOX | ATC | 2029 | AEP-KPCO | 229.3297 | 229.3297 | 0 | 13.6415 | 13.6415 | 0 | 0.0073 | 2029 |  |  |  | REF | 0 | 0 | Real 2021 ¦ 12/22/2022 3:42:52 PM | Area 1001 Coal CCS 2029
12461 | Area 1001 Coal CCS 2029 | SO2 | ATC | 2029 | AEP-KPCO | 13414.2178 | 13414.2178 | 0 | 43.0264 | 43.0264 | 0 | 0.427 | 2029 |  |  |  | REF | 0 | 0 | Real 2021 ¦ 12/22/2022 3:42:52 PM | Area 1001 Coal CCS 2029
12462 | Area 1001 Coal CCS 2030 | CO2 | ATC | 2029 | AEP-KPCO | 0 | 0 | 0 | 0 | 0 | 0 | 20.57 | 2029 |  |  |  | REF | 0 | 0 | Real 2021 ¦ 12/22/2022 3:42:52 PM | Area 1001 Coal CCS 2030
12463 | Area 1001 Coal CCS 2030 | NOX | ATC | 2029 | AEP-KPCO | 0 | 0 | 0 | 0 | 0 | 0 | 0.0073 | 2029 |  |  |  | REF | 0 | 0 | Real 2021 ¦ 12/22/2022 3:42:52 PM | Area 1001 Coal CCS 2030
12464 | Area 1001 Coal CCS 2030 | SO2 | ATC | 2029 | AEP-KPCO | 0 | 0 | 0 | 0 | 0 | 0 | 0.427 | 2029 |  |  |  | REF | 0 | 0 | Real 2021 ¦ 12/22/2022 3:42:52 PM | Area 1001 Coal CCS 2030
12465 | Area 1001 Coal CCS 2031 | CO2 | ATC | 2029 | AEP-KPCO | 0 | 0 | 0 | 0 | 0 | 0 | 20.57 | 2029 |  |  |  | REF | 0 | 0 | Real 2021 ¦ 12/22/2022 3:42:52 PM | Area 1001 Coal CCS 2031
12466 | Area 1001 Coal CCS 2031 | NOX | ATC | 2029 | AEP-KPCO | 0 | 0 | 0 | 0 | 0 | 0 | 0.0073 | 2029 |  |  |  | REF | 0 | 0 | Real 2021 ¦ 12/22/2022 3:42:52 PM | Area 1001 Coal CCS 2031
12467 | Area 1001 Coal CCS 2031 | SO2 | ATC | 2029 | AEP-KPCO | 0 | 0 | 0 | 0 | 0 | 0 | 0.427 | 2029 |  |  |  | REF | 0 | 0 | Real 2021 ¦ 12/22/2022 3:42:52 PM | Area 1001 Coal CCS 2031
12468 | Area 1001 Coal CCS 2032 | CO2 | ATC | 2029 | AEP-KPCO | 0 | 0 | 0 | 0 | 0 | 0 | 20.57 | 2029 |  |  |  | REF | 0 | 0 | Real 2021 ¦ 12/22/2022 3:42:52 PM | Area 1001 Coal CCS 2032
12469 | Area 1001 Coal CCS 2032 | NOX | ATC | 2029 | AEP-KPCO | 0 | 0 | 0 | 0 | 0 | 0 | 0.0073 | 2029 |  |  |  | REF | 0 | 0 | Real 2021 ¦ 12/22/2022 3:42:52 PM | Area 1001 Coal CCS 2032
12470 | Area 1001 Coal CCS 2032 | SO2 | ATC | 2029 | AEP-KPCO | 0 | 0 | 0 | 0 | 0 | 0 | 0.427 | 2029 |  |  |  | REF | 0 | 0 | Real 2021 ¦ 12/22/2022 3:42:52 PM | Area 1001 Coal CCS 2032
12471 | Area 1001 Coal CCS 2033 | CO2 | ATC | 2029 | AEP-KPCO | 0 | 0 | 0 | 0 | 0 | 0 | 20.57 | 2029 |  |  |  | REF | 0 | 0 | Real 2021 ¦ 12/22/2022 3:42:52 PM | Area 1001 Coal CCS 2033
12472 | Area 1001 Coal CCS 2033 | NOX | ATC | 2029 | AEP-KPCO | 0 | 0 | 0 | 0 | 0 | 0 | 0.0073 | 2029 |  |  |  | REF | 0 | 0 | Real 2021 ¦ 12/22/2022 3:42:52 PM | Area 1001 Coal CCS 2033
12473 | Area 1001 Coal CCS 2033 | SO2 | ATC | 2029 | AEP-KPCO | 0 | 0 | 0 | 0 | 0 | 0 | 0.427 | 2029 |  |  |  | REF | 0 | 0 | Real 2021 ¦ 12/22/2022 3:42:52 PM | Area 1001 Coal CCS 2033
12474 | Area 1001 Coal CCS 2034 | CO2 | ATC | 2029 | AEP-KPCO | 0 | 0 | 0 | 0 | 0 | 0 | 20.57 | 2029 |  |  |  | REF | 0 | 0 | Real 2021 ¦ 12/22/2022 3:42:52 PM | Area 1001 Coal CCS 2034
12475 | Area 1001 Coal CCS 2034 | NOX | ATC | 2029 | AEP-KPCO | 0 | 0 | 0 | 0 | 0 | 0 | 0.0073 | 2029 |  |  |  | REF | 0 | 0 | Real 2021 ¦ 12/22/2022 3:42:52 PM | Area 1001 Coal CCS 2034
12476 | Area 1001 Coal CCS 2034 | SO2 | ATC | 2029 | AEP-KPCO | 0 | 0 | 0 | 0 | 0 | 0 | 0.427 | 2029 |  |  |  | REF | 0 | 0 | Real 2021 ¦ 12/22/2022 3:42:52 PM | Area 1001 Coal CCS 2034
12477 | Area 1001 Coal CCS 2035 | CO2 | ATC | 2029 | AEP-KPCO | 0 | 0 | 0 | 0 | 0 | 0 | 20.57 | 2029 |  |  |  | REF | 0 | 0 | Real 2021 ¦ 12/22/2022 3:42:52 PM | Area 1001 Coal CCS 2035
12478 | Area 1001 Coal CCS 2035 | NOX | ATC | 2029 | AEP-KPCO | 0 | 0 | 0 | 0 | 0 | 0 | 0.0073 | 2029 |  |  |  | REF | 0 | 0 | Real 2021 ¦ 12/22/2022 3:42:52 PM | Area 1001 Coal CCS 2035
12479 | Area 1001 Coal CCS 2035 | SO2 | ATC | 2029 | AEP-KPCO | 0 | 0 | 0 | 0 | 0 | 0 | 0.427 | 2029 |  |  |  | REF | 0 | 0 | Real 2021 ¦ 12/22/2022 3:42:52 PM | Area 1001 Coal CCS 2035
12480 | Area 1001 Coal CCS 2036 | CO2 | ATC | 2029 | AEP-KPCO | 0 | 0 | 0 | 0 | 0 | 0 | 20.57 | 2029 |  |  |  | REF | 0 | 0 | Real 2021 ¦ 12/22/2022 3:42:52 PM | Area 1001 Coal CCS 2036
12481 | Area 1001 Coal CCS 2036 | NOX | ATC | 2029 | AEP-KPCO | 0 | 0 | 0 | 0 | 0 | 0 | 0.0073 | 2029 |  |  |  | REF | 0 | 0 | Real 2021 ¦ 12/22/2022 3:42:52 PM | Area 1001 Coal CCS 2036
12482 | Area 1001 Coal CCS 2036 | SO2 | ATC | 2029 | AEP-KPCO | 0 | 0 | 0 | 0 | 0 | 0 | 0.427 | 2029 |  |  |  | REF | 0 | 0 | Real 2021 ¦ 12/22/2022 3:42:52 PM | Area 1001 Coal CCS 2036
12483 | Area 1001 Coal CCS 2037 | CO2 | ATC | 2029 | AEP-KPCO | 0 | 0 | 0 | 0 | 0 | 0 | 20.57 | 2029 |  |  |  | REF | 0 | 0 | Real 2021 ¦ 12/22/2022 3:42:52 PM | Area 1001 Coal CCS 2037
12484 | Area 1001 Coal CCS 2037 | NOX | ATC | 2029 | AEP-KPCO | 0 | 0 | 0 | 0 | 0 | 0 | 0.0073 | 2029 |  |  |  | REF | 0 | 0 | Real 2021 ¦ 12/22/2022 3:42:52 PM | Area 1001 Coal CCS 2037
12485 | Area 1001 Coal CCS 2037 | SO2 | ATC | 2029 | AEP-KPCO | 0 | 0 | 0 | 0 | 0 | 0 | 0.427 | 2029 |  |  |  | REF | 0 | 0 | Real 2021 ¦ 12/22/2022 3:42:52 PM | Area 1001 Coal CCS 2037
12486 | Area 1001 Coal CCS 2038 | CO2 | ATC | 2029 | AEP-KPCO | 0 | 0 | 0 | 0 | 0 | 0 | 20.57 | 2029 |  |  |  | REF | 0 | 0 | Real 2021 ¦ 12/22/2022 3:42:52 PM | Area 1001 Coal CCS 2038
12487 | Area 1001 Coal CCS 2038 | NOX | ATC | 2029 | AEP-KPCO | 0 | 0 | 0 | 0 | 0 | 0 | 0.0073 | 2029 |  |  |  | REF | 0 | 0 | Real 2021 ¦ 12/22/2022 3:42:52 PM | Area 1001 Coal CCS 2038
12488 | Area 1001 Coal CCS 2038 | SO2 | ATC | 2029 | AEP-KPCO | 0 | 0 | 0 | 0 | 0 | 0 | 0.427 | 2029 |  |  |  | REF | 0 | 0 | Real 2021 ¦ 12/22/2022 3:42:52 PM | Area 1001 Coal CCS 2038
12489 | Area 1001 Coal CCS 2039 | CO2 | ATC | 2029 | AEP-KPCO | 0 | 0 | 0 | 0 | 0 | 0 | 20.57 | 2029 |  |  |  | REF | 0 | 0 | Real 2021 ¦ 12/22/2022 3:42:52 PM | Area 1001 Coal CCS 2039
12490 | Area 1001 Coal CCS 2039 | NOX | ATC | 2029 | AEP-KPCO | 0 | 0 | 0 | 0 | 0 | 0 | 0.0073 | 2029 |  |  |  | REF | 0 | 0 | Real 2021 ¦ 12/22/2022 3:42:52 PM | Area 1001 Coal CCS 2039
12491 | Area 1001 Coal CCS 2039 | SO2 | ATC | 2029 | AEP-KPCO | 0 | 0 | 0 | 0 | 0 | 0 | 0.427 | 2029 |  |  |  | REF | 0 | 0 | Real 2021 ¦ 12/22/2022 3:42:52 PM | Area 1001 Coal CCS 2039
12492 | Area 1001 Coal CCS 2040 | CO2 | ATC | 2029 | AEP-KPCO | 0 | 0 | 0 | 0 | 0 | 0 | 20.57 | 2029 |  |  |  | REF | 0 | 0 | Real 2021 ¦ 12/22/2022 3:42:52 PM | Area 1001 Coal CCS 2040
12493 | Area 1001 Coal CCS 2040 | NOX | ATC | 2029 | AEP-KPCO | 0 | 0 | 0 | 0 | 0 | 0 | 0.0073 | 2029 |  |  |  | REF | 0 | 0 | Real 2021 ¦ 12/22/2022 3:42:52 PM | Area 1001 Coal CCS 2040
12494 | Area 1001 Coal CCS 2040 | SO2 | ATC | 2029 | AEP-KPCO | 0 | 0 | 0 | 0 | 0 | 0 | 0.427 | 2029 |  |  |  | REF | 0 | 0 | Real 2021 ¦ 12/22/2022 3:42:52 PM | Area 1001 Coal CCS 2040
12495 | Area 1001 Coal CCS 2041 | CO2 | ATC | 2029 | AEP-KPCO | 0 | 0 | 0 | 0 | 0 | 0 | 20.57 | 2029 |  |  |  | REF | 0 | 0 | Real 2021 ¦ 12/22/2022 3:42:52 PM | Area 1001 Coal CCS 2041
12496 | Area 1001 Coal CCS 2041 | NOX | ATC | 2029 | AEP-KPCO | 0 | 0 | 0 | 0 | 0 | 0 | 0.0073 | 2029 |  |  |  | REF | 0 | 0 | Real 2021 ¦ 12/22/2022 3:42:52 PM | Area 1001 Coal CCS 2041
12497 | Area 1001 Coal CCS 2041 | SO2 | ATC | 2029 | AEP-KPCO | 0 | 0 | 0 | 0 | 0 | 0 | 0.427 | 2029 |  |  |  | REF | 0 | 0 | Real 2021 ¦ 12/22/2022 3:42:52 PM | Area 1001 Coal CCS 2041
12498 | Area 1001 Coal CCS 2042 | CO2 | ATC | 2029 | AEP-KPCO | 0 | 0 | 0 | 0 | 0 | 0 | 20.57 | 2029 |  |  |  | REF | 0 | 0 | Real 2021 ¦ 12/22/2022 3:42:52 PM | Area 1001 Coal CCS 2042
12499 | Area 1001 Coal CCS 2042 | NOX | ATC | 2029 | AEP-KPCO | 0 | 0 | 0 | 0 | 0 | 0 | 0.0073 | 2029 |  |  |  | REF | 0 | 0 | Real 2021 ¦ 12/22/2022 3:42:52 PM | Area 1001 Coal CCS 2042
12500 | Area 1001 Coal CCS 2042 | SO2 | ATC | 2029 | AEP-KPCO | 0 | 0 | 0 | 0 | 0 | 0 | 0.427 | 2029 |  |  |  | REF | 0 | 0 | Real 2021 ¦ 12/22/2022 3:42:52 PM | Area 1001 Coal CCS 2042
12501 | Area 1001 Coal CCS 2043 | CO2 | ATC | 2029 | AEP-KPCO | 0 | 0 | 0 | 0 | 0 | 0 | 20.57 | 2029 |  |  |  | REF | 0 | 0 | Real 2021 ¦ 12/22/2022 3:42:52 PM | Area 1001 Coal CCS 2043
12502 | Area 1001 Coal CCS 2043 | NOX | ATC | 2029 | AEP-KPCO | 0 | 0 | 0 | 0 | 0 | 0 | 0.0073 | 2029 |  |  |  | REF | 0 | 0 | Real 2021 ¦ 12/22/2022 3:42:52 PM | Area 1001 Coal CCS 2043
12503 | Area 1001 Coal CCS 2043 | SO2 | ATC | 2029 | AEP-KPCO | 0 | 0 | 0 | 0 | 0 | 0 | 0.427 | 2029 |  |  |  | REF | 0 | 0 | Real 2021 ¦ 12/22/2022 3:42:52 PM | Area 1001 Coal CCS 2043
12504 | Big Sandy #1_Ext Gas | CO2 | ATC | 2029 | AEP-KPCO | 0 | 0 | 0 | 0 | 0 | 0 | 117 | 2029 |  |  |  | REF | 0 | 0 | Real 2021 ¦ 12/22/2022 3:42:52 PM | Big Sandy #1_Ext Gas
12505 | Big Sandy #1_Ext Gas | NOX | ATC | 2029 | AEP-KPCO | 0 | 0 | 0 | 0 | 0 | 0 | 0.14 | 2029 |  |  |  | REF | 0 | 0 | Real 2021 ¦ 12/22/2022 3:42:52 PM | Big Sandy #1_Ext Gas
12506 | Big Sandy #1_Ext Gas | SO2 | ATC | 2029 | AEP-KPCO | 0 | 0 | 0 | 0 | 0 | 0 | 0.05 | 2029 |  |  |  | REF | 0 | 0 | Real 2021 ¦ 12/22/2022 3:42:52 PM | Big Sandy #1_Ext Gas
12507 | Big Sandy #1_Ext_NGCCS retrofit 2031 | CO2 | ATC | 2029 | AEP-KPCO | 0 | 0 | 0 | 0 | 0 | 0 | 11.7 | 2029 |  |  |  | REF | 0 | 0 | Real 2021 ¦ 12/22/2022 3:42:52 PM | Big Sandy #1_Ext_NGCCS retrofit 2032
12508 | Big Sandy #1_Ext_NGCCS retrofit 2031 | NOX | ATC | 2029 | AEP-KPCO | 0 | 0 | 0 | 0 | 0 | 0 | 0.014 | 2029 |  |  |  | REF | 0 | 0 | Real 2021 ¦ 12/22/2022 3:42:52 PM | Big Sandy #1_Ext_NGCCS retrofit 2032
12509 | Big Sandy #1_Ext_NGCCS retrofit 2031 | SO2 | ATC | 2029 | AEP-KPCO | 0 | 0 | 0 | 0 | 0 | 0 | 0.00515 | 2029 |  |  |  | REF | 0 | 0 | Real 2021 ¦ 12/22/2022 3:42:52 PM | Big Sandy #1_Ext_NGCCS retrofit 2032
12510 | Big Sandy #1_Ext Gas Capitalized | CO2 | ATC | 2029 | AEP-KPCO | 0 | 0 | 0 | 0 | 0 | 0 | 117 | 2029 |  |  |  | REF | 0 | 0 | Real 2021 ¦ 12/22/2022 3:42:52 PM | Big Sandy #1_Ext Gas Capitalized
12511 | Big Sandy #1_Ext Gas Capitalized | NOX | ATC | 2029 | AEP-KPCO | 0 | 0 | 0 | 0 | 0 | 0 | 0.14 | 2029 |  |  |  | REF | 0 | 0 | Real 2021 ¦ 12/22/2022 3:42:52 PM | Big Sandy #1_Ext Gas Capitalized
12512 | Big Sandy #1_Ext Gas Capitalized | SO2 | ATC | 2029 | AEP-KPCO | 0 | 0 | 0 | 0 | 0 | 0 | 0.05 | 2029 |  |  |  | REF | 0 | 0 | Real 2021 ¦ 12/22/2022 3:42:52 PM | Big Sandy #1_Ext Gas Capitalized
12513 | Big Sandy #1_Ext Gas FOM Capitalized | CO2 | ATC | 2029 | AEP-KPCO | 0 | 0 | 0 | 0 | 0 | 0 | 117 | 2029 |  |  |  | REF | 0 | 0 | Real 2021 ¦ 12/22/2022 3:42:52 PM | Big Sandy #1_Ext Gas FOM Capitalized
12514 | Big Sandy #1_Ext Gas FOM Capitalized | NOX | ATC | 2029 | AEP-KPCO | 0 | 0 | 0 | 0 | 0 | 0 | 0.14 | 2029 |  |  |  | REF | 0 | 0 | Real 2021 ¦ 12/22/2022 3:42:52 PM | Big Sandy #1_Ext Gas FOM Capitalized
12515 | Big Sandy #1_Ext Gas FOM Capitalized | SO2 | ATC | 2029 | AEP-KPCO | 0 | 0 | 0 | 0 | 0 | 0 | 0.05 | 2029 |  |  |  | REF | 0 | 0 | Real 2021 ¦ 12/22/2022 3:42:52 PM | Big Sandy #1_Ext Gas FOM Capitalized
13857 | Big Sandy #1 Gas | CO2 | ATC | 2030 | AEP-KPCO | 513540.7812 | 513540.7812 | 0 | 5779.1489 | 5779.1489 | 0 | 117 | 2030 |  |  |  | REF | 0 | 0 | Real 2021 ¦ 12/22/2022 3:42:52 PM | 13555
13858 | Big Sandy #1 Gas | NOX | ATC | 2030 | AEP-KPCO | 614.4932 | 614.4932 | 0 | 39.0352 | 39.0352 | 0 | 0.14 | 2030 |  |  |  | REF | 0 | 0 | Real 2021 ¦ 12/22/2022 3:42:52 PM | 13555
13859 | Big Sandy #1 Gas | SO2 | ATC | 2030 | AEP-KPCO | 219.4619 | 219.4619 | 0 | 0.71747 | 0.71747 | 0 | 0.05 | 2030 |  |  |  | REF | 0 | 0 | Real 2021 ¦ 12/22/2022 3:42:52 PM | 13555
13860 | Mitchell #1 (WV) | CO2 | ATC | 2030 | AEP-KPCO | 0 | 0 | 0 | 0 | 0 | 0 | 205.7 | 2030 |  |  |  | REF | 0 | 0 | Real 2021 ¦ 12/22/2022 3:42:52 PM | 3102
13861 | Mitchell #1 (WV) | NOX | ATC | 2030 | AEP-KPCO | 0 | 0 | 0 | 0 | 0 | 0 | 0.07 | 2030 |  |  |  | REF | 0 | 0 | Real 2021 ¦ 12/22/2022 3:42:52 PM | 3102
13862 | Mitchell #1 (WV) | SO2 | ATC | 2030 | AEP-KPCO | 0 | 0 | 0 | 0 | 0 | 0 | 4.27 | 2030 |  |  |  | REF | 0 | 0 | Real 2021 ¦ 12/22/2022 3:42:52 PM | 3102
13863 | Mitchell #2 (WV) | CO2 | ATC | 2030 | AEP-KPCO | 0 | 0 | 0 | 0 | 0 | 0 | 205.7 | 2030 |  |  |  | REF | 0 | 0 | Real 2021 ¦ 12/22/2022 3:42:52 PM | 3105
13864 | Mitchell #2 (WV) | NOX | ATC | 2030 | AEP-KPCO | 0 | 0 | 0 | 0 | 0 | 0 | 0.07 | 2030 |  |  |  | REF | 0 | 0 | Real 2021 ¦ 12/22/2022 3:42:52 PM | 3105
13865 | Mitchell #2 (WV) | SO2 | ATC | 2030 | AEP-KPCO | 0 | 0 | 0 | 0 | 0 | 0 | 4.27 | 2030 |  |  |  | REF | 0 | 0 | Real 2021 ¦ 12/22/2022 3:42:52 PM | 3105
13866 | Area 1001 Gas CC 2x1 2024 | CO2 | ATC | 2030 | AEP-KPCO | 2951394.25 | 2951394.25 | 0 | 33213.6172 | 33213.6172 | 0 | 122 | 2030 |  |  |  | REF | 0 | 0 | Real 2021 ¦ 12/22/2022 3:42:52 PM | Area 1001 Gas CC 2x1 2024
13867 | Area 1001 Gas CC 2x1 2024 | NOX | ATC | 2030 | AEP-KPCO | 13.5474 | 13.5474 | 0 | 0.77541 | 0.77541 | 0 | 0.00056 | 2030 |  |  |  | REF | 0 | 0 | Real 2021 ¦ 12/22/2022 3:42:52 PM | Area 1001 Gas CC 2x1 2024
13868 | Area 1001 Gas CC 2x1 2024 | SO2 | ATC | 2030 | AEP-KPCO | 181.922 | 181.922 | 0 | 0.59474 | 0.59474 | 0 | 0.00752 | 2030 |  |  |  | REF | 0 | 0 | Real 2021 ¦ 12/22/2022 3:42:52 PM | Area 1001 Gas CC 2x1 2024
13869 | Area 1001 Gas CC 2x1 2025 | CO2 | ATC | 2030 | AEP-KPCO | 2951394.25 | 2951394.25 | 0 | 33213.6172 | 33213.6172 | 0 | 122 | 2030 |  |  |  | REF | 0 | 0 | Real 2021 ¦ 12/22/2022 3:42:52 PM | Area 1001 Gas CC 2x1 2025
13870 | Area 1001 Gas CC 2x1 2025 | NOX | ATC | 2030 | AEP-KPCO | 13.5474 | 13.5474 | 0 | 0.77541 | 0.77541 | 0 | 0.00056 | 2030 |  |  |  | REF | 0 | 0 | Real 2021 ¦ 12/22/2022 3:42:52 PM | Area 1001 Gas CC 2x1 2025
13871 | Area 1001 Gas CC 2x1 2025 | SO2 | ATC | 2030 | AEP-KPCO | 181.922 | 181.922 | 0 | 0.59474 | 0.59474 | 0 | 0.00752 | 2030 |  |  |  | REF | 0 | 0 | Real 2021 ¦ 12/22/2022 3:42:52 PM | Area 1001 Gas CC 2x1 2025
13872 | Area 1001 Gas CC 2x1 2026 | CO2 | ATC | 2030 | AEP-KPCO | 2951394.25 | 2951394.25 | 0 | 33213.6172 | 33213.6172 | 0 | 122 | 2030 |  |  |  | REF | 0 | 0 | Real 2021 ¦ 12/22/2022 3:42:52 PM | Area 1001 Gas CC 2x1 2026
13873 | Area 1001 Gas CC 2x1 2026 | NOX | ATC | 2030 | AEP-KPCO | 13.5474 | 13.5474 | 0 | 0.77541 | 0.77541 | 0 | 0.00056 | 2030 |  |  |  | REF | 0 | 0 | Real 2021 ¦ 12/22/2022 3:42:52 PM | Area 1001 Gas CC 2x1 2026
13874 | Area 1001 Gas CC 2x1 2026 | SO2 | ATC | 2030 | AEP-KPCO | 181.922 | 181.922 | 0 | 0.59474 | 0.59474 | 0 | 0.00752 | 2030 |  |  |  | REF | 0 | 0 | Real 2021 ¦ 12/22/2022 3:42:52 PM | Area 1001 Gas CC 2x1 2026
13875 | Area 1001 Gas CC 2x1 2027 | CO2 | ATC | 2030 | AEP-KPCO | 2951394.25 | 2951394.25 | 0 | 33213.6172 | 33213.6172 | 0 | 122 | 2030 |  |  |  | REF | 0 | 0 | Real 2021 ¦ 12/22/2022 3:42:52 PM | Area 1001 Gas CC 2x1 2027
13876 | Area 1001 Gas CC 2x1 2027 | NOX | ATC | 2030 | AEP-KPCO | 13.5474 | 13.5474 | 0 | 0.77541 | 0.77541 | 0 | 0.00056 | 2030 |  |  |  | REF | 0 | 0 | Real 2021 ¦ 12/22/2022 3:42:52 PM | Area 1001 Gas CC 2x1 2027
13877 | Area 1001 Gas CC 2x1 2027 | SO2 | ATC | 2030 | AEP-KPCO | 181.922 | 181.922 | 0 | 0.59474 | 0.59474 | 0 | 0.00752 | 2030 |  |  |  | REF | 0 | 0 | Real 2021 ¦ 12/22/2022 3:42:52 PM | Area 1001 Gas CC 2x1 2027
13878 | Area 1001 Gas CC 2x1 2028 | CO2 | ATC | 2030 | AEP-KPCO | 2951374.25 | 2951374.25 | 0 | 33213.3906 | 33213.3906 | 0 | 122 | 2030 |  |  |  | REF | 0 | 0 | Real 2021 ¦ 12/22/2022 3:42:52 PM | Area 1001 Gas CC 2x1 2028
13879 | Area 1001 Gas CC 2x1 2028 | NOX | ATC | 2030 | AEP-KPCO | 13.5473 | 13.5473 | 0 | 0.77541 | 0.77541 | 0 | 0.00056 | 2030 |  |  |  | REF | 0 | 0 | Real 2021 ¦ 12/22/2022 3:42:52 PM | Area 1001 Gas CC 2x1 2028
13880 | Area 1001 Gas CC 2x1 2028 | SO2 | ATC | 2030 | AEP-KPCO | 181.9208 | 181.9208 | 0 | 0.59474 | 0.59474 | 0 | 0.00752 | 2030 |  |  |  | REF | 0 | 0 | Real 2021 ¦ 12/22/2022 3:42:52 PM | Area 1001 Gas CC 2x1 2028
13881 | Area 1001 Gas CC 2x1 2029 | CO2 | ATC | 2030 | AEP-KPCO | 2951394.25 | 2951394.25 | 0 | 33213.6172 | 33213.6172 | 0 | 122 | 2030 |  |  |  | REF | 0 | 0 | Real 2021 ¦ 12/22/2022 3:42:52 PM | Area 1001 Gas CC 2x1 2029
13882 | Area 1001 Gas CC 2x1 2029 | NOX | ATC | 2030 | AEP-KPCO | 13.5474 | 13.5474 | 0 | 0.77541 | 0.77541 | 0 | 0.00056 | 2030 |  |  |  | REF | 0 | 0 | Real 2021 ¦ 12/22/2022 3:42:52 PM | Area 1001 Gas CC 2x1 2029
13883 | Area 1001 Gas CC 2x1 2029 | SO2 | ATC | 2030 | AEP-KPCO | 181.922 | 181.922 | 0 | 0.59474 | 0.59474 | 0 | 0.00752 | 2030 |  |  |  | REF | 0 | 0 | Real 2021 ¦ 12/22/2022 3:42:52 PM | Area 1001 Gas CC 2x1 2029
13884 | Area 1001 Gas CC 2x1 2030 | CO2 | ATC | 2030 | AEP-KPCO | 2951394.25 | 2951394.25 | 0 | 33213.6172 | 33213.6172 | 0 | 122 | 2030 |  |  |  | REF | 0 | 0 | Real 2021 ¦ 12/22/2022 3:42:52 PM | Area 1001 Gas CC 2x1 2030
13885 | Area 1001 Gas CC 2x1 2030 | NOX | ATC | 2030 | AEP-KPCO | 13.5474 | 13.5474 | 0 | 0.77541 | 0.77541 | 0 | 0.00056 | 2030 |  |  |  | REF | 0 | 0 | Real 2021 ¦ 12/22/2022 3:42:52 PM | Area 1001 Gas CC 2x1 2030
13886 | Area 1001 Gas CC 2x1 2030 | SO2 | ATC | 2030 | AEP-KPCO | 181.922 | 181.922 | 0 | 0.59474 | 0.59474 | 0 | 0.00752 | 2030 |  |  |  | REF | 0 | 0 | Real 2021 ¦ 12/22/2022 3:42:52 PM | Area 1001 Gas CC 2x1 2030
13887 | Area 1001 Gas CC 2x1 2031 | CO2 | ATC | 2030 | AEP-KPCO | 0 | 0 | 0 | 0 | 0 | 0 | 122 | 2030 |  |  |  | REF | 0 | 0 | Real 2021 ¦ 12/22/2022 3:42:52 PM | Area 1001 Gas CC 2x1 2031
13888 | Area 1001 Gas CC 2x1 2031 | NOX | ATC | 2030 | AEP-KPCO | 0 | 0 | 0 | 0 | 0 | 0 | 0.00056 | 2030 |  |  |  | REF | 0 | 0 | Real 2021 ¦ 12/22/2022 3:42:52 PM | Area 1001 Gas CC 2x1 2031
13889 | Area 1001 Gas CC 2x1 2031 | SO2 | ATC | 2030 | AEP-KPCO | 0 | 0 | 0 | 0 | 0 | 0 | 0.00752 | 2030 |  |  |  | REF | 0 | 0 | Real 2021 ¦ 12/22/2022 3:42:52 PM | Area 1001 Gas CC 2x1 2031
13890 | Area 1001 Gas CC 2x1 2032 | CO2 | ATC | 2030 | AEP-KPCO | 0 | 0 | 0 | 0 | 0 | 0 | 122 | 2030 |  |  |  | REF | 0 | 0 | Real 2021 ¦ 12/22/2022 3:42:52 PM | Area 1001 Gas CC 2x1 2032
13891 | Area 1001 Gas CC 2x1 2032 | NOX | ATC | 2030 | AEP-KPCO | 0 | 0 | 0 | 0 | 0 | 0 | 0.00056 | 2030 |  |  |  | REF | 0 | 0 | Real 2021 ¦ 12/22/2022 3:42:52 PM | Area 1001 Gas CC 2x1 2032
13892 | Area 1001 Gas CC 2x1 2032 | SO2 | ATC | 2030 | AEP-KPCO | 0 | 0 | 0 | 0 | 0 | 0 | 0.00752 | 2030 |  |  |  | REF | 0 | 0 | Real 2021 ¦ 12/22/2022 3:42:52 PM | Area 1001 Gas CC 2x1 2032
13893 | Area 1001 Gas CC 2x1 2033 | CO2 | ATC | 2030 | AEP-KPCO | 0 | 0 | 0 | 0 | 0 | 0 | 122 | 2030 |  |  |  | REF | 0 | 0 | Real 2021 ¦ 12/22/2022 3:42:52 PM | Area 1001 Gas CC 2x1 2033
13894 | Area 1001 Gas CC 2x1 2033 | NOX | ATC | 2030 | AEP-KPCO | 0 | 0 | 0 | 0 | 0 | 0 | 0.00056 | 2030 |  |  |  | REF | 0 | 0 | Real 2021 ¦ 12/22/2022 3:42:52 PM | Area 1001 Gas CC 2x1 2033
13895 | Area 1001 Gas CC 2x1 2033 | SO2 | ATC | 2030 | AEP-KPCO | 0 | 0 | 0 | 0 | 0 | 0 | 0.00752 | 2030 |  |  |  | REF | 0 | 0 | Real 2021 ¦ 12/22/2022 3:42:52 PM | Area 1001 Gas CC 2x1 2033
13896 | Area 1001 Gas CC 2x1 2034 | CO2 | ATC | 2030 | AEP-KPCO | 0 | 0 | 0 | 0 | 0 | 0 | 122 | 2030 |  |  |  | REF | 0 | 0 | Real 2021 ¦ 12/22/2022 3:42:52 PM | Area 1001 Gas CC 2x1 2034
13897 | Area 1001 Gas CC 2x1 2034 | NOX | ATC | 2030 | AEP-KPCO | 0 | 0 | 0 | 0 | 0 | 0 | 0.00056 | 2030 |  |  |  | REF | 0 | 0 | Real 2021 ¦ 12/22/2022 3:42:52 PM | Area 1001 Gas CC 2x1 2034
13898 | Area 1001 Gas CC 2x1 2034 | SO2 | ATC | 2030 | AEP-KPCO | 0 | 0 | 0 | 0 | 0 | 0 | 0.00752 | 2030 |  |  |  | REF | 0 | 0 | Real 2021 ¦ 12/22/2022 3:42:52 PM | Area 1001 Gas CC 2x1 2034
13899 | Area 1001 Gas CC 2x1 2035 | CO2 | ATC | 2030 | AEP-KPCO | 0 | 0 | 0 | 0 | 0 | 0 | 122 | 2030 |  |  |  | REF | 0 | 0 | Real 2021 ¦ 12/22/2022 3:42:52 PM | Area 1001 Gas CC 2x1 2035
13900 | Area 1001 Gas CC 2x1 2035 | NOX | ATC | 2030 | AEP-KPCO | 0 | 0 | 0 | 0 | 0 | 0 | 0.00056 | 2030 |  |  |  | REF | 0 | 0 | Real 2021 ¦ 12/22/2022 3:42:52 PM | Area 1001 Gas CC 2x1 2035
13901 | Area 1001 Gas CC 2x1 2035 | SO2 | ATC | 2030 | AEP-KPCO | 0 | 0 | 0 | 0 | 0 | 0 | 0.00752 | 2030 |  |  |  | REF | 0 | 0 | Real 2021 ¦ 12/22/2022 3:42:52 PM | Area 1001 Gas CC 2x1 2035
13902 | Area 1001 Gas CC 2x1 2036 | CO2 | ATC | 2030 | AEP-KPCO | 0 | 0 | 0 | 0 | 0 | 0 | 122 | 2030 |  |  |  | REF | 0 | 0 | Real 2021 ¦ 12/22/2022 3:42:52 PM | Area 1001 Gas CC 2x1 2036
13903 | Area 1001 Gas CC 2x1 2036 | NOX | ATC | 2030 | AEP-KPCO | 0 | 0 | 0 | 0 | 0 | 0 | 0.00056 | 2030 |  |  |  | REF | 0 | 0 | Real 2021 ¦ 12/22/2022 3:42:52 PM | Area 1001 Gas CC 2x1 2036
13904 | Area 1001 Gas CC 2x1 2036 | SO2 | ATC | 2030 | AEP-KPCO | 0 | 0 | 0 | 0 | 0 | 0 | 0.00752 | 2030 |  |  |  | REF | 0 | 0 | Real 2021 ¦ 12/22/2022 3:42:52 PM | Area 1001 Gas CC 2x1 2036
13905 | Area 1001 Gas CC 2x1 2037 | CO2 | ATC | 2030 | AEP-KPCO | 0 | 0 | 0 | 0 | 0 | 0 | 122 | 2030 |  |  |  | REF | 0 | 0 | Real 2021 ¦ 12/22/2022 3:42:52 PM | Area 1001 Gas CC 2x1 2037
13906 | Area 1001 Gas CC 2x1 2037 | NOX | ATC | 2030 | AEP-KPCO | 0 | 0 | 0 | 0 | 0 | 0 | 0.00056 | 2030 |  |  |  | REF | 0 | 0 | Real 2021 ¦ 12/22/2022 3:42:52 PM | Area 1001 Gas CC 2x1 2037
13907 | Area 1001 Gas CC 2x1 2037 | SO2 | ATC | 2030 | AEP-KPCO | 0 | 0 | 0 | 0 | 0 | 0 | 0.00752 | 2030 |  |  |  | REF | 0 | 0 | Real 2021 ¦ 12/22/2022 3:42:52 PM | Area 1001 Gas CC 2x1 2037
13908 | Area 1001 Gas CC 2x1 2038 | CO2 | ATC | 2030 | AEP-KPCO | 0 | 0 | 0 | 0 | 0 | 0 | 122 | 2030 |  |  |  | REF | 0 | 0 | Real 2021 ¦ 12/22/2022 3:42:52 PM | Area 1001 Gas CC 2x1 2038
13909 | Area 1001 Gas CC 2x1 2038 | NOX | ATC | 2030 | AEP-KPCO | 0 | 0 | 0 | 0 | 0 | 0 | 0.00056 | 2030 |  |  |  | REF | 0 | 0 | Real 2021 ¦ 12/22/2022 3:42:52 PM | Area 1001 Gas CC 2x1 2038
13910 | Area 1001 Gas CC 2x1 2038 | SO2 | ATC | 2030 | AEP-KPCO | 0 | 0 | 0 | 0 | 0 | 0 | 0.00752 | 2030 |  |  |  | REF | 0 | 0 | Real 2021 ¦ 12/22/2022 3:42:52 PM | Area 1001 Gas CC 2x1 2038
13911 | Area 1001 Gas CC 2x1 2039 | CO2 | ATC | 2030 | AEP-KPCO | 0 | 0 | 0 | 0 | 0 | 0 | 122 | 2030 |  |  |  | REF | 0 | 0 | Real 2021 ¦ 12/22/2022 3:42:52 PM | Area 1001 Gas CC 2x1 2039
13912 | Area 1001 Gas CC 2x1 2039 | NOX | ATC | 2030 | AEP-KPCO | 0 | 0 | 0 | 0 | 0 | 0 | 0.00056 | 2030 |  |  |  | REF | 0 | 0 | Real 2021 ¦ 12/22/2022 3:42:52 PM | Area 1001 Gas CC 2x1 2039
13913 | Area 1001 Gas CC 2x1 2039 | SO2 | ATC | 2030 | AEP-KPCO | 0 | 0 | 0 | 0 | 0 | 0 | 0.00752 | 2030 |  |  |  | REF | 0 | 0 | Real 2021 ¦ 12/22/2022 3:42:52 PM | Area 1001 Gas CC 2x1 2039
13914 | Area 1001 Gas CC 2x1 2040 | CO2 | ATC | 2030 | AEP-KPCO | 0 | 0 | 0 | 0 | 0 | 0 | 122 | 2030 |  |  |  | REF | 0 | 0 | Real 2021 ¦ 12/22/2022 3:42:52 PM | Area 1001 Gas CC 2x1 2040
13915 | Area 1001 Gas CC 2x1 2040 | NOX | ATC | 2030 | AEP-KPCO | 0 | 0 | 0 | 0 | 0 | 0 | 0.00056 | 2030 |  |  |  | REF | 0 | 0 | Real 2021 ¦ 12/22/2022 3:42:52 PM | Area 1001 Gas CC 2x1 2040
13916 | Area 1001 Gas CC 2x1 2040 | SO2 | ATC | 2030 | AEP-KPCO | 0 | 0 | 0 | 0 | 0 | 0 | 0.00752 | 2030 |  |  |  | REF | 0 | 0 | Real 2021 ¦ 12/22/2022 3:42:52 PM | Area 1001 Gas CC 2x1 2040
13917 | Area 1001 Gas CC 2x1 2041 | CO2 | ATC | 2030 | AEP-KPCO | 0 | 0 | 0 | 0 | 0 | 0 | 122 | 2030 |  |  |  | REF | 0 | 0 | Real 2021 ¦ 12/22/2022 3:42:52 PM | Area 1001 Gas CC 2x1 2041
13918 | Area 1001 Gas CC 2x1 2041 | NOX | ATC | 2030 | AEP-KPCO | 0 | 0 | 0 | 0 | 0 | 0 | 0.00056 | 2030 |  |  |  | REF | 0 | 0 | Real 2021 ¦ 12/22/2022 3:42:52 PM | Area 1001 Gas CC 2x1 2041
13919 | Area 1001 Gas CC 2x1 2041 | SO2 | ATC | 2030 | AEP-KPCO | 0 | 0 | 0 | 0 | 0 | 0 | 0.00752 | 2030 |  |  |  | REF | 0 | 0 | Real 2021 ¦ 12/22/2022 3:42:52 PM | Area 1001 Gas CC 2x1 2041
13920 | Area 1001 Gas CC 2x1 2042 | CO2 | ATC | 2030 | AEP-KPCO | 0 | 0 | 0 | 0 | 0 | 0 | 122 | 2030 |  |  |  | REF | 0 | 0 | Real 2021 ¦ 12/22/2022 3:42:52 PM | Area 1001 Gas CC 2x1 2042
13921 | Area 1001 Gas CC 2x1 2042 | NOX | ATC | 2030 | AEP-KPCO | 0 | 0 | 0 | 0 | 0 | 0 | 0.00056 | 2030 |  |  |  | REF | 0 | 0 | Real 2021 ¦ 12/22/2022 3:42:52 PM | Area 1001 Gas CC 2x1 2042
13922 | Area 1001 Gas CC 2x1 2042 | SO2 | ATC | 2030 | AEP-KPCO | 0 | 0 | 0 | 0 | 0 | 0 | 0.00752 | 2030 |  |  |  | REF | 0 | 0 | Real 2021 ¦ 12/22/2022 3:42:52 PM | Area 1001 Gas CC 2x1 2042
13923 | Area 1001 Gas CC 2x1 2043 | CO2 | ATC | 2030 | AEP-KPCO | 0 | 0 | 0 | 0 | 0 | 0 | 122 | 2030 |  |  |  | REF | 0 | 0 | Real 2021 ¦ 12/22/2022 3:42:52 PM | Area 1001 Gas CC 2x1 2043
13924 | Area 1001 Gas CC 2x1 2043 | NOX | ATC | 2030 | AEP-KPCO | 0 | 0 | 0 | 0 | 0 | 0 | 0.00056 | 2030 |  |  |  | REF | 0 | 0 | Real 2021 ¦ 12/22/2022 3:42:52 PM | Area 1001 Gas CC 2x1 2043
13925 | Area 1001 Gas CC 2x1 2043 | SO2 | ATC | 2030 | AEP-KPCO | 0 | 0 | 0 | 0 | 0 | 0 | 0.00752 | 2030 |  |  |  | REF | 0 | 0 | Real 2021 ¦ 12/22/2022 3:42:52 PM | Area 1001 Gas CC 2x1 2043
13926 | Area 1001 Gas CC 1x1 2024 | CO2 | ATC | 2030 | AEP-KPCO | 1127044.5 | 1127044.5 | 0 | 12683.2334 | 12683.2334 | 0 | 122 | 2030 |  |  |  | REF | 0 | 0 | Real 2021 ¦ 12/22/2022 3:42:52 PM | Area 1001 Gas CC 1x1 2024
13927 | Area 1001 Gas CC 1x1 2024 | NOX | ATC | 2030 | AEP-KPCO | 5.1733 | 5.1733 | 0 | 0.29771 | 0.29771 | 0 | 0.00056 | 2030 |  |  |  | REF | 0 | 0 | Real 2021 ¦ 12/22/2022 3:42:52 PM | Area 1001 Gas CC 1x1 2024
13928 | Area 1001 Gas CC 1x1 2024 | SO2 | ATC | 2030 | AEP-KPCO | 69.4703 | 69.4703 | 0 | 0.22711 | 0.22711 | 0 | 0.00752 | 2030 |  |  |  | REF | 0 | 0 | Real 2021 ¦ 12/22/2022 3:42:52 PM | Area 1001 Gas CC 1x1 2024
13929 | Area 1001 Gas CC 1x1 2025 | CO2 | ATC | 2030 | AEP-KPCO | 1127044.5 | 1127044.5 | 0 | 12683.2334 | 12683.2334 | 0 | 122 | 2030 |  |  |  | REF | 0 | 0 | Real 2021 ¦ 12/22/2022 3:42:52 PM | Area 1001 Gas CC 1x1 2025
13930 | Area 1001 Gas CC 1x1 2025 | NOX | ATC | 2030 | AEP-KPCO | 5.1733 | 5.1733 | 0 | 0.29771 | 0.29771 | 0 | 0.00056 | 2030 |  |  |  | REF | 0 | 0 | Real 2021 ¦ 12/22/2022 3:42:52 PM | Area 1001 Gas CC 1x1 2025
13931 | Area 1001 Gas CC 1x1 2025 | SO2 | ATC | 2030 | AEP-KPCO | 69.4703 | 69.4703 | 0 | 0.22711 | 0.22711 | 0 | 0.00752 | 2030 |  |  |  | REF | 0 | 0 | Real 2021 ¦ 12/22/2022 3:42:52 PM | Area 1001 Gas CC 1x1 2025
13932 | Area 1001 Gas CC 1x1 2026 | CO2 | ATC | 2030 | AEP-KPCO | 1127044.5 | 1127044.5 | 0 | 12683.2334 | 12683.2334 | 0 | 122 | 2030 |  |  |  | REF | 0 | 0 | Real 2021 ¦ 12/22/2022 3:42:52 PM | Area 1001 Gas CC 1x1 2026
13933 | Area 1001 Gas CC 1x1 2026 | NOX | ATC | 2030 | AEP-KPCO | 5.1733 | 5.1733 | 0 | 0.29771 | 0.29771 | 0 | 0.00056 | 2030 |  |  |  | REF | 0 | 0 | Real 2021 ¦ 12/22/2022 3:42:52 PM | Area 1001 Gas CC 1x1 2026
13934 | Area 1001 Gas CC 1x1 2026 | SO2 | ATC | 2030 | AEP-KPCO | 69.4703 | 69.4703 | 0 | 0.22711 | 0.22711 | 0 | 0.00752 | 2030 |  |  |  | REF | 0 | 0 | Real 2021 ¦ 12/22/2022 3:42:52 PM | Area 1001 Gas CC 1x1 2026
13935 | Area 1001 Gas CC 1x1 2027 | CO2 | ATC | 2030 | AEP-KPCO | 1127044.5 | 1127044.5 | 0 | 12683.2334 | 12683.2334 | 0 | 122 | 2030 |  |  |  | REF | 0 | 0 | Real 2021 ¦ 12/22/2022 3:42:52 PM | Area 1001 Gas CC 1x1 2027
13936 | Area 1001 Gas CC 1x1 2027 | NOX | ATC | 2030 | AEP-KPCO | 5.1733 | 5.1733 | 0 | 0.29771 | 0.29771 | 0 | 0.00056 | 2030 |  |  |  | REF | 0 | 0 | Real 2021 ¦ 12/22/2022 3:42:52 PM | Area 1001 Gas CC 1x1 2027
13937 | Area 1001 Gas CC 1x1 2027 | SO2 | ATC | 2030 | AEP-KPCO | 69.4703 | 69.4703 | 0 | 0.22711 | 0.22711 | 0 | 0.00752 | 2030 |  |  |  | REF | 0 | 0 | Real 2021 ¦ 12/22/2022 3:42:52 PM | Area 1001 Gas CC 1x1 2027
13938 | Area 1001 Gas CC 1x1 2028 | CO2 | ATC | 2030 | AEP-KPCO | 1127044.5 | 1127044.5 | 0 | 12683.2334 | 12683.2334 | 0 | 122 | 2030 |  |  |  | REF | 0 | 0 | Real 2021 ¦ 12/22/2022 3:42:52 PM | Area 1001 Gas CC 1x1 2028
13939 | Area 1001 Gas CC 1x1 2028 | NOX | ATC | 2030 | AEP-KPCO | 5.1733 | 5.1733 | 0 | 0.29771 | 0.29771 | 0 | 0.00056 | 2030 |  |  |  | REF | 0 | 0 | Real 2021 ¦ 12/22/2022 3:42:52 PM | Area 1001 Gas CC 1x1 2028
13940 | Area 1001 Gas CC 1x1 2028 | SO2 | ATC | 2030 | AEP-KPCO | 69.4703 | 69.4703 | 0 | 0.22711 | 0.22711 | 0 | 0.00752 | 2030 |  |  |  | REF | 0 | 0 | Real 2021 ¦ 12/22/2022 3:42:52 PM | Area 1001 Gas CC 1x1 2028
13941 | Area 1001 Gas CC 1x1 2029 | CO2 | ATC | 2030 | AEP-KPCO | 1123004.5 | 1123004.5 | 0 | 12637.7695 | 12637.7695 | 0 | 122 | 2030 |  |  |  | REF | 0 | 0 | Real 2021 ¦ 12/22/2022 3:42:52 PM | Area 1001 Gas CC 1x1 2029
13942 | Area 1001 Gas CC 1x1 2029 | NOX | ATC | 2030 | AEP-KPCO | 5.1548 | 5.1548 | 0 | 0.29656 | 0.29656 | 0 | 0.00056 | 2030 |  |  |  | REF | 0 | 0 | Real 2021 ¦ 12/22/2022 3:42:52 PM | Area 1001 Gas CC 1x1 2029
13943 | Area 1001 Gas CC 1x1 2029 | SO2 | ATC | 2030 | AEP-KPCO | 69.2213 | 69.2213 | 0 | 0.2263 | 0.2263 | 0 | 0.00752 | 2030 |  |  |  | REF | 0 | 0 | Real 2021 ¦ 12/22/2022 3:42:52 PM | Area 1001 Gas CC 1x1 2029
13944 | Area 1001 Gas CC 1x1 2030 | CO2 | ATC | 2030 | AEP-KPCO | 1127044.5 | 1127044.5 | 0 | 12683.2334 | 12683.2334 | 0 | 122 | 2030 |  |  |  | REF | 0 | 0 | Real 2021 ¦ 12/22/2022 3:42:52 PM | Area 1001 Gas CC 1x1 2030
13945 | Area 1001 Gas CC 1x1 2030 | NOX | ATC | 2030 | AEP-KPCO | 5.1733 | 5.1733 | 0 | 0.29771 | 0.29771 | 0 | 0.00056 | 2030 |  |  |  | REF | 0 | 0 | Real 2021 ¦ 12/22/2022 3:42:52 PM | Area 1001 Gas CC 1x1 2030
13946 | Area 1001 Gas CC 1x1 2030 | SO2 | ATC | 2030 | AEP-KPCO | 69.4703 | 69.4703 | 0 | 0.22711 | 0.22711 | 0 | 0.00752 | 2030 |  |  |  | REF | 0 | 0 | Real 2021 ¦ 12/22/2022 3:42:52 PM | Area 1001 Gas CC 1x1 2030
13947 | Area 1001 Gas CC 1x1 2031 | CO2 | ATC | 2030 | AEP-KPCO | 0 | 0 | 0 | 0 | 0 | 0 | 122 | 2030 |  |  |  | REF | 0 | 0 | Real 2021 ¦ 12/22/2022 3:42:52 PM | Area 1001 Gas CC 1x1 2031
13948 | Area 1001 Gas CC 1x1 2031 | NOX | ATC | 2030 | AEP-KPCO | 0 | 0 | 0 | 0 | 0 | 0 | 0.00056 | 2030 |  |  |  | REF | 0 | 0 | Real 2021 ¦ 12/22/2022 3:42:52 PM | Area 1001 Gas CC 1x1 2031
13949 | Area 1001 Gas CC 1x1 2031 | SO2 | ATC | 2030 | AEP-KPCO | 0 | 0 | 0 | 0 | 0 | 0 | 0.00752 | 2030 |  |  |  | REF | 0 | 0 | Real 2021 ¦ 12/22/2022 3:42:52 PM | Area 1001 Gas CC 1x1 2031
13950 | Area 1001 Gas CC 1x1 2032 | CO2 | ATC | 2030 | AEP-KPCO | 0 | 0 | 0 | 0 | 0 | 0 | 122 | 2030 |  |  |  | REF | 0 | 0 | Real 2021 ¦ 12/22/2022 3:42:52 PM | Area 1001 Gas CC 1x1 2032
13951 | Area 1001 Gas CC 1x1 2032 | NOX | ATC | 2030 | AEP-KPCO | 0 | 0 | 0 | 0 | 0 | 0 | 0.00056 | 2030 |  |  |  | REF | 0 | 0 | Real 2021 ¦ 12/22/2022 3:42:52 PM | Area 1001 Gas CC 1x1 2032
13952 | Area 1001 Gas CC 1x1 2032 | SO2 | ATC | 2030 | AEP-KPCO | 0 | 0 | 0 | 0 | 0 | 0 | 0.00752 | 2030 |  |  |  | REF | 0 | 0 | Real 2021 ¦ 12/22/2022 3:42:52 PM | Area 1001 Gas CC 1x1 2032
13953 | Area 1001 Gas CC 1x1 2033 | CO2 | ATC | 2030 | AEP-KPCO | 0 | 0 | 0 | 0 | 0 | 0 | 122 | 2030 |  |  |  | REF | 0 | 0 | Real 2021 ¦ 12/22/2022 3:42:52 PM | Area 1001 Gas CC 1x1 2033
13954 | Area 1001 Gas CC 1x1 2033 | NOX | ATC | 2030 | AEP-KPCO | 0 | 0 | 0 | 0 | 0 | 0 | 0.00056 | 2030 |  |  |  | REF | 0 | 0 | Real 2021 ¦ 12/22/2022 3:42:52 PM | Area 1001 Gas CC 1x1 2033
13955 | Area 1001 Gas CC 1x1 2033 | SO2 | ATC | 2030 | AEP-KPCO | 0 | 0 | 0 | 0 | 0 | 0 | 0.00752 | 2030 |  |  |  | REF | 0 | 0 | Real 2021 ¦ 12/22/2022 3:42:52 PM | Area 1001 Gas CC 1x1 2033
13956 | Area 1001 Gas CC 1x1 2034 | CO2 | ATC | 2030 | AEP-KPCO | 0 | 0 | 0 | 0 | 0 | 0 | 122 | 2030 |  |  |  | REF | 0 | 0 | Real 2021 ¦ 12/22/2022 3:42:52 PM | Area 1001 Gas CC 1x1 2034
13957 | Area 1001 Gas CC 1x1 2034 | NOX | ATC | 2030 | AEP-KPCO | 0 | 0 | 0 | 0 | 0 | 0 | 0.00056 | 2030 |  |  |  | REF | 0 | 0 | Real 2021 ¦ 12/22/2022 3:42:52 PM | Area 1001 Gas CC 1x1 2034
13958 | Area 1001 Gas CC 1x1 2034 | SO2 | ATC | 2030 | AEP-KPCO | 0 | 0 | 0 | 0 | 0 | 0 | 0.00752 | 2030 |  |  |  | REF | 0 | 0 | Real 2021 ¦ 12/22/2022 3:42:52 PM | Area 1001 Gas CC 1x1 2034
13959 | Area 1001 Gas CC 1x1 2035 | CO2 | ATC | 2030 | AEP-KPCO | 0 | 0 | 0 | 0 | 0 | 0 | 122 | 2030 |  |  |  | REF | 0 | 0 | Real 2021 ¦ 12/22/2022 3:42:52 PM | Area 1001 Gas CC 1x1 2035
13960 | Area 1001 Gas CC 1x1 2035 | NOX | ATC | 2030 | AEP-KPCO | 0 | 0 | 0 | 0 | 0 | 0 | 0.00056 | 2030 |  |  |  | REF | 0 | 0 | Real 2021 ¦ 12/22/2022 3:42:52 PM | Area 1001 Gas CC 1x1 2035
13961 | Area 1001 Gas CC 1x1 2035 | SO2 | ATC | 2030 | AEP-KPCO | 0 | 0 | 0 | 0 | 0 | 0 | 0.00752 | 2030 |  |  |  | REF | 0 | 0 | Real 2021 ¦ 12/22/2022 3:42:52 PM | Area 1001 Gas CC 1x1 2035
13962 | Area 1001 Gas CC 1x1 2036 | CO2 | ATC | 2030 | AEP-KPCO | 0 | 0 | 0 | 0 | 0 | 0 | 122 | 2030 |  |  |  | REF | 0 | 0 | Real 2021 ¦ 12/22/2022 3:42:52 PM | Area 1001 Gas CC 1x1 2036
13963 | Area 1001 Gas CC 1x1 2036 | NOX | ATC | 2030 | AEP-KPCO | 0 | 0 | 0 | 0 | 0 | 0 | 0.00056 | 2030 |  |  |  | REF | 0 | 0 | Real 2021 ¦ 12/22/2022 3:42:52 PM | Area 1001 Gas CC 1x1 2036
13964 | Area 1001 Gas CC 1x1 2036 | SO2 | ATC | 2030 | AEP-KPCO | 0 | 0 | 0 | 0 | 0 | 0 | 0.00752 | 2030 |  |  |  | REF | 0 | 0 | Real 2021 ¦ 12/22/2022 3:42:52 PM | Area 1001 Gas CC 1x1 2036
13965 | Area 1001 Gas CC 1x1 2037 | CO2 | ATC | 2030 | AEP-KPCO | 0 | 0 | 0 | 0 | 0 | 0 | 122 | 2030 |  |  |  | REF | 0 | 0 | Real 2021 ¦ 12/22/2022 3:42:52 PM | Area 1001 Gas CC 1x1 2037
13966 | Area 1001 Gas CC 1x1 2037 | NOX | ATC | 2030 | AEP-KPCO | 0 | 0 | 0 | 0 | 0 | 0 | 0.00056 | 2030 |  |  |  | REF | 0 | 0 | Real 2021 ¦ 12/22/2022 3:42:52 PM | Area 1001 Gas CC 1x1 2037
13967 | Area 1001 Gas CC 1x1 2037 | SO2 | ATC | 2030 | AEP-KPCO | 0 | 0 | 0 | 0 | 0 | 0 | 0.00752 | 2030 |  |  |  | REF | 0 | 0 | Real 2021 ¦ 12/22/2022 3:42:52 PM | Area 1001 Gas CC 1x1 2037
13968 | Area 1001 Gas CC 1x1 2038 | CO2 | ATC | 2030 | AEP-KPCO | 0 | 0 | 0 | 0 | 0 | 0 | 122 | 2030 |  |  |  | REF | 0 | 0 | Real 2021 ¦ 12/22/2022 3:42:52 PM | Area 1001 Gas CC 1x1 2038
13969 | Area 1001 Gas CC 1x1 2038 | NOX | ATC | 2030 | AEP-KPCO | 0 | 0 | 0 | 0 | 0 | 0 | 0.00056 | 2030 |  |  |  | REF | 0 | 0 | Real 2021 ¦ 12/22/2022 3:42:52 PM | Area 1001 Gas CC 1x1 2038
13970 | Area 1001 Gas CC 1x1 2038 | SO2 | ATC | 2030 | AEP-KPCO | 0 | 0 | 0 | 0 | 0 | 0 | 0.00752 | 2030 |  |  |  | REF | 0 | 0 | Real 2021 ¦ 12/22/2022 3:42:52 PM | Area 1001 Gas CC 1x1 2038
13971 | Area 1001 Gas CC 1x1 2039 | CO2 | ATC | 2030 | AEP-KPCO | 0 | 0 | 0 | 0 | 0 | 0 | 122 | 2030 |  |  |  | REF | 0 | 0 | Real 2021 ¦ 12/22/2022 3:42:52 PM | Area 1001 Gas CC 1x1 2039
13972 | Area 1001 Gas CC 1x1 2039 | NOX | ATC | 2030 | AEP-KPCO | 0 | 0 | 0 | 0 | 0 | 0 | 0.00056 | 2030 |  |  |  | REF | 0 | 0 | Real 2021 ¦ 12/22/2022 3:42:52 PM | Area 1001 Gas CC 1x1 2039
13973 | Area 1001 Gas CC 1x1 2039 | SO2 | ATC | 2030 | AEP-KPCO | 0 | 0 | 0 | 0 | 0 | 0 | 0.00752 | 2030 |  |  |  | REF | 0 | 0 | Real 2021 ¦ 12/22/2022 3:42:52 PM | Area 1001 Gas CC 1x1 2039
13974 | Area 1001 Gas CC 1x1 2040 | CO2 | ATC | 2030 | AEP-KPCO | 0 | 0 | 0 | 0 | 0 | 0 | 122 | 2030 |  |  |  | REF | 0 | 0 | Real 2021 ¦ 12/22/2022 3:42:52 PM | Area 1001 Gas CC 1x1 2040
13975 | Area 1001 Gas CC 1x1 2040 | NOX | ATC | 2030 | AEP-KPCO | 0 | 0 | 0 | 0 | 0 | 0 | 0.00056 | 2030 |  |  |  | REF | 0 | 0 | Real 2021 ¦ 12/22/2022 3:42:52 PM | Area 1001 Gas CC 1x1 2040
13976 | Area 1001 Gas CC 1x1 2040 | SO2 | ATC | 2030 | AEP-KPCO | 0 | 0 | 0 | 0 | 0 | 0 | 0.00752 | 2030 |  |  |  | REF | 0 | 0 | Real 2021 ¦ 12/22/2022 3:42:52 PM | Area 1001 Gas CC 1x1 2040
13977 | Area 1001 Gas CC 1x1 2041 | CO2 | ATC | 2030 | AEP-KPCO | 0 | 0 | 0 | 0 | 0 | 0 | 122 | 2030 |  |  |  | REF | 0 | 0 | Real 2021 ¦ 12/22/2022 3:42:52 PM | Area 1001 Gas CC 1x1 2041
13978 | Area 1001 Gas CC 1x1 2041 | NOX | ATC | 2030 | AEP-KPCO | 0 | 0 | 0 | 0 | 0 | 0 | 0.00056 | 2030 |  |  |  | REF | 0 | 0 | Real 2021 ¦ 12/22/2022 3:42:52 PM | Area 1001 Gas CC 1x1 2041
13979 | Area 1001 Gas CC 1x1 2041 | SO2 | ATC | 2030 | AEP-KPCO | 0 | 0 | 0 | 0 | 0 | 0 | 0.00752 | 2030 |  |  |  | REF | 0 | 0 | Real 2021 ¦ 12/22/2022 3:42:52 PM | Area 1001 Gas CC 1x1 2041
13980 | Area 1001 Gas CC 1x1 2042 | CO2 | ATC | 2030 | AEP-KPCO | 0 | 0 | 0 | 0 | 0 | 0 | 122 | 2030 |  |  |  | REF | 0 | 0 | Real 2021 ¦ 12/22/2022 3:42:52 PM | Area 1001 Gas CC 1x1 2042
13981 | Area 1001 Gas CC 1x1 2042 | NOX | ATC | 2030 | AEP-KPCO | 0 | 0 | 0 | 0 | 0 | 0 | 0.00056 | 2030 |  |  |  | REF | 0 | 0 | Real 2021 ¦ 12/22/2022 3:42:52 PM | Area 1001 Gas CC 1x1 2042
13982 | Area 1001 Gas CC 1x1 2042 | SO2 | ATC | 2030 | AEP-KPCO | 0 | 0 | 0 | 0 | 0 | 0 | 0.00752 | 2030 |  |  |  | REF | 0 | 0 | Real 2021 ¦ 12/22/2022 3:42:52 PM | Area 1001 Gas CC 1x1 2042
13983 | Area 1001 Gas CC 1x1 2043 | CO2 | ATC | 2030 | AEP-KPCO | 0 | 0 | 0 | 0 | 0 | 0 | 122 | 2030 |  |  |  | REF | 0 | 0 | Real 2021 ¦ 12/22/2022 3:42:52 PM | Area 1001 Gas CC 1x1 2043
13984 | Area 1001 Gas CC 1x1 2043 | NOX | ATC | 2030 | AEP-KPCO | 0 | 0 | 0 | 0 | 0 | 0 | 0.00056 | 2030 |  |  |  | REF | 0 | 0 | Real 2021 ¦ 12/22/2022 3:42:52 PM | Area 1001 Gas CC 1x1 2043
13985 | Area 1001 Gas CC 1x1 2043 | SO2 | ATC | 2030 | AEP-KPCO | 0 | 0 | 0 | 0 | 0 | 0 | 0.00752 | 2030 |  |  |  | REF | 0 | 0 | Real 2021 ¦ 12/22/2022 3:42:52 PM | Area 1001 Gas CC 1x1 2043
13986 | Area 1001 Gas CT 2023 | CO2 | ATC | 2030 | AEP-KPCO | 480982.4688 | 480982.4688 | 0 | 5412.7524 | 5412.7524 | 0 | 122 | 2030 |  |  |  | REF | 0 | 0 | Real 2021 ¦ 12/22/2022 3:42:52 PM | Area 1001 Gas CT 2023
13987 | Area 1001 Gas CT 2023 | NOX | ATC | 2030 | AEP-KPCO | 2.2078 | 2.2078 | 0 | 0.1596 | 0.1596 | 0 | 0.00056 | 2030 |  |  |  | REF | 0 | 0 | Real 2021 ¦ 12/22/2022 3:42:52 PM | Area 1001 Gas CT 2023
13988 | Area 1001 Gas CT 2023 | SO2 | ATC | 2030 | AEP-KPCO | 29.6474 | 29.6474 | 0 | 0.096924 | 0.096924 | 0 | 0.00752 | 2030 |  |  |  | REF | 0 | 0 | Real 2021 ¦ 12/22/2022 3:42:52 PM | Area 1001 Gas CT 2023
13989 | Area 1001 Gas CT 2024 | CO2 | ATC | 2030 | AEP-KPCO | 481196.6562 | 481196.6562 | 0 | 5415.1631 | 5415.1631 | 0 | 122 | 2030 |  |  |  | REF | 0 | 0 | Real 2021 ¦ 12/22/2022 3:42:52 PM | Area 1001 Gas CT 2024
13990 | Area 1001 Gas CT 2024 | NOX | ATC | 2030 | AEP-KPCO | 2.2088 | 2.2088 | 0 | 0.15972 | 0.15972 | 0 | 0.00056 | 2030 |  |  |  | REF | 0 | 0 | Real 2021 ¦ 12/22/2022 3:42:52 PM | Area 1001 Gas CT 2024
13991 | Area 1001 Gas CT 2024 | SO2 | ATC | 2030 | AEP-KPCO | 29.6606 | 29.6606 | 0 | 0.096967 | 0.096967 | 0 | 0.00752 | 2030 |  |  |  | REF | 0 | 0 | Real 2021 ¦ 12/22/2022 3:42:52 PM | Area 1001 Gas CT 2024
13992 | Area 1001 Gas CT 2025 | CO2 | ATC | 2030 | AEP-KPCO | 481530.2812 | 481530.2812 | 0 | 5418.9175 | 5418.9175 | 0 | 122 | 2030 |  |  |  | REF | 0 | 0 | Real 2021 ¦ 12/22/2022 3:42:52 PM | Area 1001 Gas CT 2025
13993 | Area 1001 Gas CT 2025 | NOX | ATC | 2030 | AEP-KPCO | 2.2103 | 2.2103 | 0 | 0.15973 | 0.15973 | 0 | 0.00056 | 2030 |  |  |  | REF | 0 | 0 | Real 2021 ¦ 12/22/2022 3:42:52 PM | Area 1001 Gas CT 2025
13994 | Area 1001 Gas CT 2025 | SO2 | ATC | 2030 | AEP-KPCO | 29.6812 | 29.6812 | 0 | 0.097034 | 0.097034 | 0 | 0.00752 | 2030 |  |  |  | REF | 0 | 0 | Real 2021 ¦ 12/22/2022 3:42:52 PM | Area 1001 Gas CT 2025
13995 | Area 1001 Gas CT 2026 | CO2 | ATC | 2030 | AEP-KPCO | 481196.6562 | 481196.6562 | 0 | 5415.1631 | 5415.1631 | 0 | 122 | 2030 |  |  |  | REF | 0 | 0 | Real 2021 ¦ 12/22/2022 3:42:52 PM | Area 1001 Gas CT 2026
13996 | Area 1001 Gas CT 2026 | NOX | ATC | 2030 | AEP-KPCO | 2.2088 | 2.2088 | 0 | 0.15972 | 0.15972 | 0 | 0.00056 | 2030 |  |  |  | REF | 0 | 0 | Real 2021 ¦ 12/22/2022 3:42:52 PM | Area 1001 Gas CT 2026
13997 | Area 1001 Gas CT 2026 | SO2 | ATC | 2030 | AEP-KPCO | 29.6606 | 29.6606 | 0 | 0.096967 | 0.096967 | 0 | 0.00752 | 2030 |  |  |  | REF | 0 | 0 | Real 2021 ¦ 12/22/2022 3:42:52 PM | Area 1001 Gas CT 2026
13998 | Area 1001 Gas CT 2027 | CO2 | ATC | 2030 | AEP-KPCO | 481697.0625 | 481697.0625 | 0 | 5420.7944 | 5420.7944 | 0 | 122 | 2030 |  |  |  | REF | 0 | 0 | Real 2021 ¦ 12/22/2022 3:42:52 PM | Area 1001 Gas CT 2027
13999 | Area 1001 Gas CT 2027 | NOX | ATC | 2030 | AEP-KPCO | 2.2111 | 2.2111 | 0 | 0.1598 | 0.1598 | 0 | 0.00056 | 2030 |  |  |  | REF | 0 | 0 | Real 2021 ¦ 12/22/2022 3:42:52 PM | Area 1001 Gas CT 2027
14000 | Area 1001 Gas CT 2027 | SO2 | ATC | 2030 | AEP-KPCO | 29.6915 | 29.6915 | 0 | 0.097068 | 0.097068 | 0 | 0.00752 | 2030 |  |  |  | REF | 0 | 0 | Real 2021 ¦ 12/22/2022 3:42:52 PM | Area 1001 Gas CT 2027
14001 | Area 1001 Gas CT 2028 | CO2 | ATC | 2030 | AEP-KPCO | 481196.6562 | 481196.6562 | 0 | 5415.1631 | 5415.1631 | 0 | 122 | 2030 |  |  |  | REF | 0 | 0 | Real 2021 ¦ 12/22/2022 3:42:52 PM | Area 1001 Gas CT 2028
14002 | Area 1001 Gas CT 2028 | NOX | ATC | 2030 | AEP-KPCO | 2.2088 | 2.2088 | 0 | 0.15972 | 0.15972 | 0 | 0.00056 | 2030 |  |  |  | REF | 0 | 0 | Real 2021 ¦ 12/22/2022 3:42:52 PM | Area 1001 Gas CT 2028
14003 | Area 1001 Gas CT 2028 | SO2 | ATC | 2030 | AEP-KPCO | 29.6606 | 29.6606 | 0 | 0.096967 | 0.096967 | 0 | 0.00752 | 2030 |  |  |  | REF | 0 | 0 | Real 2021 ¦ 12/22/2022 3:42:52 PM | Area 1001 Gas CT 2028
14004 | Area 1001 Gas CT 2029 | CO2 | ATC | 2030 | AEP-KPCO | 481238.625 | 481238.625 | 0 | 5415.6353 | 5415.6353 | 0 | 122 | 2030 |  |  |  | REF | 0 | 0 | Real 2021 ¦ 12/22/2022 3:42:52 PM | Area 1001 Gas CT 2029
14005 | Area 1001 Gas CT 2029 | NOX | ATC | 2030 | AEP-KPCO | 2.209 | 2.209 | 0 | 0.15974 | 0.15974 | 0 | 0.00056 | 2030 |  |  |  | REF | 0 | 0 | Real 2021 ¦ 12/22/2022 3:42:52 PM | Area 1001 Gas CT 2029
14006 | Area 1001 Gas CT 2029 | SO2 | ATC | 2030 | AEP-KPCO | 29.6632 | 29.6632 | 0 | 0.096975 | 0.096975 | 0 | 0.00752 | 2030 |  |  |  | REF | 0 | 0 | Real 2021 ¦ 12/22/2022 3:42:52 PM | Area 1001 Gas CT 2029
14007 | Area 1001 Gas CT 2030 | CO2 | ATC | 2030 | AEP-KPCO | 492310.8125 | 492310.8125 | 0 | 5540.2368 | 5540.2368 | 0 | 122 | 2030 |  |  |  | REF | 0 | 0 | Real 2021 ¦ 12/22/2022 3:42:52 PM | Area 1001 Gas CT 2030
14008 | Area 1001 Gas CT 2030 | NOX | ATC | 2030 | AEP-KPCO | 2.2598 | 2.2598 | 0 | 0.16011 | 0.16011 | 0 | 0.00056 | 2030 |  |  |  | REF | 0 | 0 | Real 2021 ¦ 12/22/2022 3:42:52 PM | Area 1001 Gas CT 2030
14009 | Area 1001 Gas CT 2030 | SO2 | ATC | 2030 | AEP-KPCO | 30.3457 | 30.3457 | 0 | 0.099206 | 0.099206 | 0 | 0.00752 | 2030 |  |  |  | REF | 0 | 0 | Real 2021 ¦ 12/22/2022 3:42:52 PM | Area 1001 Gas CT 2030
14010 | Area 1001 Gas CT 2031 | CO2 | ATC | 2030 | AEP-KPCO | 0 | 0 | 0 | 0 | 0 | 0 | 122 | 2030 |  |  |  | REF | 0 | 0 | Real 2021 ¦ 12/22/2022 3:42:52 PM | Area 1001 Gas CT 2031
14011 | Area 1001 Gas CT 2031 | NOX | ATC | 2030 | AEP-KPCO | 0 | 0 | 0 | 0 | 0 | 0 | 0.00056 | 2030 |  |  |  | REF | 0 | 0 | Real 2021 ¦ 12/22/2022 3:42:52 PM | Area 1001 Gas CT 2031
14012 | Area 1001 Gas CT 2031 | SO2 | ATC | 2030 | AEP-KPCO | 0 | 0 | 0 | 0 | 0 | 0 | 0.00752 | 2030 |  |  |  | REF | 0 | 0 | Real 2021 ¦ 12/22/2022 3:42:52 PM | Area 1001 Gas CT 2031
14013 | Area 1001 Gas CT 2032 | CO2 | ATC | 2030 | AEP-KPCO | 0 | 0 | 0 | 0 | 0 | 0 | 122 | 2030 |  |  |  | REF | 0 | 0 | Real 2021 ¦ 12/22/2022 3:42:52 PM | Area 1001 Gas CT 2032
14014 | Area 1001 Gas CT 2032 | NOX | ATC | 2030 | AEP-KPCO | 0 | 0 | 0 | 0 | 0 | 0 | 0.00056 | 2030 |  |  |  | REF | 0 | 0 | Real 2021 ¦ 12/22/2022 3:42:52 PM | Area 1001 Gas CT 2032
14015 | Area 1001 Gas CT 2032 | SO2 | ATC | 2030 | AEP-KPCO | 0 | 0 | 0 | 0 | 0 | 0 | 0.00752 | 2030 |  |  |  | REF | 0 | 0 | Real 2021 ¦ 12/22/2022 3:42:52 PM | Area 1001 Gas CT 2032
14016 | Area 1001 Gas CT 2033 | CO2 | ATC | 2030 | AEP-KPCO | 0 | 0 | 0 | 0 | 0 | 0 | 122 | 2030 |  |  |  | REF | 0 | 0 | Real 2021 ¦ 12/22/2022 3:42:52 PM | Area 1001 Gas CT 2033
14017 | Area 1001 Gas CT 2033 | NOX | ATC | 2030 | AEP-KPCO | 0 | 0 | 0 | 0 | 0 | 0 | 0.00056 | 2030 |  |  |  | REF | 0 | 0 | Real 2021 ¦ 12/22/2022 3:42:52 PM | Area 1001 Gas CT 2033
14018 | Area 1001 Gas CT 2033 | SO2 | ATC | 2030 | AEP-KPCO | 0 | 0 | 0 | 0 | 0 | 0 | 0.00752 | 2030 |  |  |  | REF | 0 | 0 | Real 2021 ¦ 12/22/2022 3:42:52 PM | Area 1001 Gas CT 2033
14019 | Area 1001 Gas CT 2034 | CO2 | ATC | 2030 | AEP-KPCO | 0 | 0 | 0 | 0 | 0 | 0 | 122 | 2030 |  |  |  | REF | 0 | 0 | Real 2021 ¦ 12/22/2022 3:42:52 PM | Area 1001 Gas CT 2034
14020 | Area 1001 Gas CT 2034 | NOX | ATC | 2030 | AEP-KPCO | 0 | 0 | 0 | 0 | 0 | 0 | 0.00056 | 2030 |  |  |  | REF | 0 | 0 | Real 2021 ¦ 12/22/2022 3:42:52 PM | Area 1001 Gas CT 2034
14021 | Area 1001 Gas CT 2034 | SO2 | ATC | 2030 | AEP-KPCO | 0 | 0 | 0 | 0 | 0 | 0 | 0.00752 | 2030 |  |  |  | REF | 0 | 0 | Real 2021 ¦ 12/22/2022 3:42:52 PM | Area 1001 Gas CT 2034
14022 | Area 1001 Gas CT 2035 | CO2 | ATC | 2030 | AEP-KPCO | 0 | 0 | 0 | 0 | 0 | 0 | 122 | 2030 |  |  |  | REF | 0 | 0 | Real 2021 ¦ 12/22/2022 3:42:52 PM | Area 1001 Gas CT 2035
14023 | Area 1001 Gas CT 2035 | NOX | ATC | 2030 | AEP-KPCO | 0 | 0 | 0 | 0 | 0 | 0 | 0.00056 | 2030 |  |  |  | REF | 0 | 0 | Real 2021 ¦ 12/22/2022 3:42:52 PM | Area 1001 Gas CT 2035
14024 | Area 1001 Gas CT 2035 | SO2 | ATC | 2030 | AEP-KPCO | 0 | 0 | 0 | 0 | 0 | 0 | 0.00752 | 2030 |  |  |  | REF | 0 | 0 | Real 2021 ¦ 12/22/2022 3:42:52 PM | Area 1001 Gas CT 2035
14025 | Area 1001 Gas CT 2036 | CO2 | ATC | 2030 | AEP-KPCO | 0 | 0 | 0 | 0 | 0 | 0 | 122 | 2030 |  |  |  | REF | 0 | 0 | Real 2021 ¦ 12/22/2022 3:42:52 PM | Area 1001 Gas CT 2036
14026 | Area 1001 Gas CT 2036 | NOX | ATC | 2030 | AEP-KPCO | 0 | 0 | 0 | 0 | 0 | 0 | 0.00056 | 2030 |  |  |  | REF | 0 | 0 | Real 2021 ¦ 12/22/2022 3:42:52 PM | Area 1001 Gas CT 2036
14027 | Area 1001 Gas CT 2036 | SO2 | ATC | 2030 | AEP-KPCO | 0 | 0 | 0 | 0 | 0 | 0 | 0.00752 | 2030 |  |  |  | REF | 0 | 0 | Real 2021 ¦ 12/22/2022 3:42:52 PM | Area 1001 Gas CT 2036
14028 | Area 1001 Gas CT 2037 | CO2 | ATC | 2030 | AEP-KPCO | 0 | 0 | 0 | 0 | 0 | 0 | 122 | 2030 |  |  |  | REF | 0 | 0 | Real 2021 ¦ 12/22/2022 3:42:52 PM | Area 1001 Gas CT 2037
14029 | Area 1001 Gas CT 2037 | NOX | ATC | 2030 | AEP-KPCO | 0 | 0 | 0 | 0 | 0 | 0 | 0.00056 | 2030 |  |  |  | REF | 0 | 0 | Real 2021 ¦ 12/22/2022 3:42:52 PM | Area 1001 Gas CT 2037
14030 | Area 1001 Gas CT 2037 | SO2 | ATC | 2030 | AEP-KPCO | 0 | 0 | 0 | 0 | 0 | 0 | 0.00752 | 2030 |  |  |  | REF | 0 | 0 | Real 2021 ¦ 12/22/2022 3:42:52 PM | Area 1001 Gas CT 2037
14031 | Area 1001 Gas CT 2038 | CO2 | ATC | 2030 | AEP-KPCO | 0 | 0 | 0 | 0 | 0 | 0 | 122 | 2030 |  |  |  | REF | 0 | 0 | Real 2021 ¦ 12/22/2022 3:42:52 PM | Area 1001 Gas CT 2038
14032 | Area 1001 Gas CT 2038 | NOX | ATC | 2030 | AEP-KPCO | 0 | 0 | 0 | 0 | 0 | 0 | 0.00056 | 2030 |  |  |  | REF | 0 | 0 | Real 2021 ¦ 12/22/2022 3:42:52 PM | Area 1001 Gas CT 2038
14033 | Area 1001 Gas CT 2038 | SO2 | ATC | 2030 | AEP-KPCO | 0 | 0 | 0 | 0 | 0 | 0 | 0.00752 | 2030 |  |  |  | REF | 0 | 0 | Real 2021 ¦ 12/22/2022 3:42:52 PM | Area 1001 Gas CT 2038
14034 | Area 1001 Gas CT 2039 | CO2 | ATC | 2030 | AEP-KPCO | 0 | 0 | 0 | 0 | 0 | 0 | 122 | 2030 |  |  |  | REF | 0 | 0 | Real 2021 ¦ 12/22/2022 3:42:52 PM | Area 1001 Gas CT 2039
14035 | Area 1001 Gas CT 2039 | NOX | ATC | 2030 | AEP-KPCO | 0 | 0 | 0 | 0 | 0 | 0 | 0.00056 | 2030 |  |  |  | REF | 0 | 0 | Real 2021 ¦ 12/22/2022 3:42:52 PM | Area 1001 Gas CT 2039
14036 | Area 1001 Gas CT 2039 | SO2 | ATC | 2030 | AEP-KPCO | 0 | 0 | 0 | 0 | 0 | 0 | 0.00752 | 2030 |  |  |  | REF | 0 | 0 | Real 2021 ¦ 12/22/2022 3:42:52 PM | Area 1001 Gas CT 2039
14037 | Area 1001 Gas CT 2040 | CO2 | ATC | 2030 | AEP-KPCO | 0 | 0 | 0 | 0 | 0 | 0 | 122 | 2030 |  |  |  | REF | 0 | 0 | Real 2021 ¦ 12/22/2022 3:42:52 PM | Area 1001 Gas CT 2040
14038 | Area 1001 Gas CT 2040 | NOX | ATC | 2030 | AEP-KPCO | 0 | 0 | 0 | 0 | 0 | 0 | 0.00056 | 2030 |  |  |  | REF | 0 | 0 | Real 2021 ¦ 12/22/2022 3:42:52 PM | Area 1001 Gas CT 2040
14039 | Area 1001 Gas CT 2040 | SO2 | ATC | 2030 | AEP-KPCO | 0 | 0 | 0 | 0 | 0 | 0 | 0.00752 | 2030 |  |  |  | REF | 0 | 0 | Real 2021 ¦ 12/22/2022 3:42:52 PM | Area 1001 Gas CT 2040
14040 | Area 1001 Gas CT 2041 | CO2 | ATC | 2030 | AEP-KPCO | 0 | 0 | 0 | 0 | 0 | 0 | 122 | 2030 |  |  |  | REF | 0 | 0 | Real 2021 ¦ 12/22/2022 3:42:52 PM | Area 1001 Gas CT 2041
14041 | Area 1001 Gas CT 2041 | NOX | ATC | 2030 | AEP-KPCO | 0 | 0 | 0 | 0 | 0 | 0 | 0.00056 | 2030 |  |  |  | REF | 0 | 0 | Real 2021 ¦ 12/22/2022 3:42:52 PM | Area 1001 Gas CT 2041
14042 | Area 1001 Gas CT 2041 | SO2 | ATC | 2030 | AEP-KPCO | 0 | 0 | 0 | 0 | 0 | 0 | 0.00752 | 2030 |  |  |  | REF | 0 | 0 | Real 2021 ¦ 12/22/2022 3:42:52 PM | Area 1001 Gas CT 2041
14043 | Area 1001 Gas CT 2042 | CO2 | ATC | 2030 | AEP-KPCO | 0 | 0 | 0 | 0 | 0 | 0 | 122 | 2030 |  |  |  | REF | 0 | 0 | Real 2021 ¦ 12/22/2022 3:42:52 PM | Area 1001 Gas CT 2042
14044 | Area 1001 Gas CT 2042 | NOX | ATC | 2030 | AEP-KPCO | 0 | 0 | 0 | 0 | 0 | 0 | 0.00056 | 2030 |  |  |  | REF | 0 | 0 | Real 2021 ¦ 12/22/2022 3:42:52 PM | Area 1001 Gas CT 2042
14045 | Area 1001 Gas CT 2042 | SO2 | ATC | 2030 | AEP-KPCO | 0 | 0 | 0 | 0 | 0 | 0 | 0.00752 | 2030 |  |  |  | REF | 0 | 0 | Real 2021 ¦ 12/22/2022 3:42:52 PM | Area 1001 Gas CT 2042
14046 | Area 1001 Gas CT 2043 | CO2 | ATC | 2030 | AEP-KPCO | 0 | 0 | 0 | 0 | 0 | 0 | 122 | 2030 |  |  |  | REF | 0 | 0 | Real 2021 ¦ 12/22/2022 3:42:52 PM | Area 1001 Gas CT 2043
14047 | Area 1001 Gas CT 2043 | NOX | ATC | 2030 | AEP-KPCO | 0 | 0 | 0 | 0 | 0 | 0 | 0.00056 | 2030 |  |  |  | REF | 0 | 0 | Real 2021 ¦ 12/22/2022 3:42:52 PM | Area 1001 Gas CT 2043
14048 | Area 1001 Gas CT 2043 | SO2 | ATC | 2030 | AEP-KPCO | 0 | 0 | 0 | 0 | 0 | 0 | 0.00752 | 2030 |  |  |  | REF | 0 | 0 | Real 2021 ¦ 12/22/2022 3:42:52 PM | Area 1001 Gas CT 2043
14049 | Area 1001 Gas Aero CT 2023 | CO2 | ATC | 2030 | AEP-KPCO | 173825.8438 | 173825.8438 | 0 | 1956.155 | 1956.155 | 0 | 122 | 2030 |  |  |  | REF | 0 | 0 | Real 2021 ¦ 12/22/2022 3:42:52 PM | Area 1001 Gas Aero CT 2023
14050 | Area 1001 Gas Aero CT 2023 | NOX | ATC | 2030 | AEP-KPCO | 0.79789 | 0.79789 | 0 | 0.057903 | 0.057903 | 0 | 0.00056 | 2030 |  |  |  | REF | 0 | 0 | Real 2021 ¦ 12/22/2022 3:42:52 PM | Area 1001 Gas Aero CT 2023
14051 | Area 1001 Gas Aero CT 2023 | SO2 | ATC | 2030 | AEP-KPCO | 10.7145 | 10.7145 | 0 | 0.035028 | 0.035028 | 0 | 0.00752 | 2030 |  |  |  | REF | 0 | 0 | Real 2021 ¦ 12/22/2022 3:42:52 PM | Area 1001 Gas Aero CT 2023
14052 | Area 1001 Gas Aero CT 2024 | CO2 | ATC | 2030 | AEP-KPCO | 173726.2656 | 173726.2656 | 0 | 1955.0344 | 1955.0344 | 0 | 122 | 2030 |  |  |  | REF | 0 | 0 | Real 2021 ¦ 12/22/2022 3:42:52 PM | Area 1001 Gas Aero CT 2024
14053 | Area 1001 Gas Aero CT 2024 | NOX | ATC | 2030 | AEP-KPCO | 0.79743 | 0.79743 | 0 | 0.057796 | 0.057796 | 0 | 0.00056 | 2030 |  |  |  | REF | 0 | 0 | Real 2021 ¦ 12/22/2022 3:42:52 PM | Area 1001 Gas Aero CT 2024
14054 | Area 1001 Gas Aero CT 2024 | SO2 | ATC | 2030 | AEP-KPCO | 10.7084 | 10.7084 | 0 | 0.035008 | 0.035008 | 0 | 0.00752 | 2030 |  |  |  | REF | 0 | 0 | Real 2021 ¦ 12/22/2022 3:42:52 PM | Area 1001 Gas Aero CT 2024
14055 | Area 1001 Gas Aero CT 2025 | CO2 | ATC | 2030 | AEP-KPCO | 173415.4062 | 173415.4062 | 0 | 1951.5361 | 1951.5361 | 0 | 122 | 2030 |  |  |  | REF | 0 | 0 | Real 2021 ¦ 12/22/2022 3:42:52 PM | Area 1001 Gas Aero CT 2025
14056 | Area 1001 Gas Aero CT 2025 | NOX | ATC | 2030 | AEP-KPCO | 0.79601 | 0.79601 | 0 | 0.057789 | 0.057789 | 0 | 0.00056 | 2030 |  |  |  | REF | 0 | 0 | Real 2021 ¦ 12/22/2022 3:42:52 PM | Area 1001 Gas Aero CT 2025
14057 | Area 1001 Gas Aero CT 2025 | SO2 | ATC | 2030 | AEP-KPCO | 10.6892 | 10.6892 | 0 | 0.034945 | 0.034945 | 0 | 0.00752 | 2030 |  |  |  | REF | 0 | 0 | Real 2021 ¦ 12/22/2022 3:42:52 PM | Area 1001 Gas Aero CT 2025
14058 | Area 1001 Gas Aero CT 2026 | CO2 | ATC | 2030 | AEP-KPCO | 173688.0938 | 173688.0938 | 0 | 1954.6049 | 1954.6049 | 0 | 122 | 2030 |  |  |  | REF | 0 | 0 | Real 2021 ¦ 12/22/2022 3:42:52 PM | Area 1001 Gas Aero CT 2026
14059 | Area 1001 Gas Aero CT 2026 | NOX | ATC | 2030 | AEP-KPCO | 0.79726 | 0.79726 | 0 | 0.057932 | 0.057932 | 0 | 0.00056 | 2030 |  |  |  | REF | 0 | 0 | Real 2021 ¦ 12/22/2022 3:42:52 PM | Area 1001 Gas Aero CT 2026
14060 | Area 1001 Gas Aero CT 2026 | SO2 | ATC | 2030 | AEP-KPCO | 10.706 | 10.706 | 0 | 0.035 | 0.035 | 0 | 0.00752 | 2030 |  |  |  | REF | 0 | 0 | Real 2021 ¦ 12/22/2022 3:42:52 PM | Area 1001 Gas Aero CT 2026
14061 | Area 1001 Gas Aero CT 2027 | CO2 | ATC | 2030 | AEP-KPCO | 157044.6875 | 157044.6875 | 0 | 1767.3077 | 1767.3077 | 0 | 122 | 2030 |  |  |  | REF | 0 | 0 | Real 2021 ¦ 12/22/2022 3:42:52 PM | Area 1001 Gas Aero CT 2027
14062 | Area 1001 Gas Aero CT 2027 | NOX | ATC | 2030 | AEP-KPCO | 0.72086 | 0.72086 | 0 | 0.05315 | 0.05315 | 0 | 0.00056 | 2030 |  |  |  | REF | 0 | 0 | Real 2021 ¦ 12/22/2022 3:42:52 PM | Area 1001 Gas Aero CT 2027
14063 | Area 1001 Gas Aero CT 2027 | SO2 | ATC | 2030 | AEP-KPCO | 9.6801 | 9.6801 | 0 | 0.031646 | 0.031646 | 0 | 0.00752 | 2030 |  |  |  | REF | 0 | 0 | Real 2021 ¦ 12/22/2022 3:42:52 PM | Area 1001 Gas Aero CT 2027
14064 | Area 1001 Gas Aero CT 2028 | CO2 | ATC | 2030 | AEP-KPCO | 173495.1406 | 173495.1406 | 0 | 1952.4335 | 1952.4335 | 0 | 122 | 2030 |  |  |  | REF | 0 | 0 | Real 2021 ¦ 12/22/2022 3:42:52 PM | Area 1001 Gas Aero CT 2028
14065 | Area 1001 Gas Aero CT 2028 | NOX | ATC | 2030 | AEP-KPCO | 0.79637 | 0.79637 | 0 | 0.057837 | 0.057837 | 0 | 0.00056 | 2030 |  |  |  | REF | 0 | 0 | Real 2021 ¦ 12/22/2022 3:42:52 PM | Area 1001 Gas Aero CT 2028
14066 | Area 1001 Gas Aero CT 2028 | SO2 | ATC | 2030 | AEP-KPCO | 10.6941 | 10.6941 | 0 | 0.034961 | 0.034961 | 0 | 0.00752 | 2030 |  |  |  | REF | 0 | 0 | Real 2021 ¦ 12/22/2022 3:42:52 PM | Area 1001 Gas Aero CT 2028
14067 | Area 1001 Gas Aero CT 2029 | CO2 | ATC | 2030 | AEP-KPCO | 173982.625 | 173982.625 | 0 | 1957.9193 | 1957.9193 | 0 | 122 | 2030 |  |  |  | REF | 0 | 0 | Real 2021 ¦ 12/22/2022 3:42:52 PM | Area 1001 Gas Aero CT 2029
14068 | Area 1001 Gas Aero CT 2029 | NOX | ATC | 2030 | AEP-KPCO | 0.79861 | 0.79861 | 0 | 0.057802 | 0.057802 | 0 | 0.00056 | 2030 |  |  |  | REF | 0 | 0 | Real 2021 ¦ 12/22/2022 3:42:52 PM | Area 1001 Gas Aero CT 2029
14069 | Area 1001 Gas Aero CT 2029 | SO2 | ATC | 2030 | AEP-KPCO | 10.7242 | 10.7242 | 0 | 0.03506 | 0.03506 | 0 | 0.00752 | 2030 |  |  |  | REF | 0 | 0 | Real 2021 ¦ 12/22/2022 3:42:52 PM | Area 1001 Gas Aero CT 2029
14070 | Area 1001 Gas Aero CT 2030 | CO2 | ATC | 2030 | AEP-KPCO | 175099 | 175099 | 0 | 1970.4825 | 1970.4825 | 0 | 122 | 2030 |  |  |  | REF | 0 | 0 | Real 2021 ¦ 12/22/2022 3:42:52 PM | Area 1001 Gas Aero CT 2030
14071 | Area 1001 Gas Aero CT 2030 | NOX | ATC | 2030 | AEP-KPCO | 0.80373 | 0.80373 | 0 | 0.058043 | 0.058043 | 0 | 0.00056 | 2030 |  |  |  | REF | 0 | 0 | Real 2021 ¦ 12/22/2022 3:42:52 PM | Area 1001 Gas Aero CT 2030
14072 | Area 1001 Gas Aero CT 2030 | SO2 | ATC | 2030 | AEP-KPCO | 10.793 | 10.793 | 0 | 0.035284 | 0.035284 | 0 | 0.00752 | 2030 |  |  |  | REF | 0 | 0 | Real 2021 ¦ 12/22/2022 3:42:52 PM | Area 1001 Gas Aero CT 2030
14073 | Area 1001 Gas Aero CT 2031 | CO2 | ATC | 2030 | AEP-KPCO | 0 | 0 | 0 | 0 | 0 | 0 | 122 | 2030 |  |  |  | REF | 0 | 0 | Real 2021 ¦ 12/22/2022 3:42:52 PM | Area 1001 Gas Aero CT 2031
14074 | Area 1001 Gas Aero CT 2031 | NOX | ATC | 2030 | AEP-KPCO | 0 | 0 | 0 | 0 | 0 | 0 | 0.00056 | 2030 |  |  |  | REF | 0 | 0 | Real 2021 ¦ 12/22/2022 3:42:52 PM | Area 1001 Gas Aero CT 2031
14075 | Area 1001 Gas Aero CT 2031 | SO2 | ATC | 2030 | AEP-KPCO | 0 | 0 | 0 | 0 | 0 | 0 | 0.00752 | 2030 |  |  |  | REF | 0 | 0 | Real 2021 ¦ 12/22/2022 3:42:52 PM | Area 1001 Gas Aero CT 2031
14076 | Area 1001 Gas Aero CT 2032 | CO2 | ATC | 2030 | AEP-KPCO | 0 | 0 | 0 | 0 | 0 | 0 | 122 | 2030 |  |  |  | REF | 0 | 0 | Real 2021 ¦ 12/22/2022 3:42:52 PM | Area 1001 Gas Aero CT 2032
14077 | Area 1001 Gas Aero CT 2032 | NOX | ATC | 2030 | AEP-KPCO | 0 | 0 | 0 | 0 | 0 | 0 | 0.00056 | 2030 |  |  |  | REF | 0 | 0 | Real 2021 ¦ 12/22/2022 3:42:52 PM | Area 1001 Gas Aero CT 2032
14078 | Area 1001 Gas Aero CT 2032 | SO2 | ATC | 2030 | AEP-KPCO | 0 | 0 | 0 | 0 | 0 | 0 | 0.00752 | 2030 |  |  |  | REF | 0 | 0 | Real 2021 ¦ 12/22/2022 3:42:52 PM | Area 1001 Gas Aero CT 2032
14079 | Area 1001 Gas Aero CT 2033 | CO2 | ATC | 2030 | AEP-KPCO | 0 | 0 | 0 | 0 | 0 | 0 | 122 | 2030 |  |  |  | REF | 0 | 0 | Real 2021 ¦ 12/22/2022 3:42:52 PM | Area 1001 Gas Aero CT 2033
14080 | Area 1001 Gas Aero CT 2033 | NOX | ATC | 2030 | AEP-KPCO | 0 | 0 | 0 | 0 | 0 | 0 | 0.00056 | 2030 |  |  |  | REF | 0 | 0 | Real 2021 ¦ 12/22/2022 3:42:52 PM | Area 1001 Gas Aero CT 2033
14081 | Area 1001 Gas Aero CT 2033 | SO2 | ATC | 2030 | AEP-KPCO | 0 | 0 | 0 | 0 | 0 | 0 | 0.00752 | 2030 |  |  |  | REF | 0 | 0 | Real 2021 ¦ 12/22/2022 3:42:52 PM | Area 1001 Gas Aero CT 2033
14082 | Area 1001 Gas Aero CT 2034 | CO2 | ATC | 2030 | AEP-KPCO | 0 | 0 | 0 | 0 | 0 | 0 | 122 | 2030 |  |  |  | REF | 0 | 0 | Real 2021 ¦ 12/22/2022 3:42:52 PM | Area 1001 Gas Aero CT 2034
14083 | Area 1001 Gas Aero CT 2034 | NOX | ATC | 2030 | AEP-KPCO | 0 | 0 | 0 | 0 | 0 | 0 | 0.00056 | 2030 |  |  |  | REF | 0 | 0 | Real 2021 ¦ 12/22/2022 3:42:52 PM | Area 1001 Gas Aero CT 2034
14084 | Area 1001 Gas Aero CT 2034 | SO2 | ATC | 2030 | AEP-KPCO | 0 | 0 | 0 | 0 | 0 | 0 | 0.00752 | 2030 |  |  |  | REF | 0 | 0 | Real 2021 ¦ 12/22/2022 3:42:52 PM | Area 1001 Gas Aero CT 2034
14085 | Area 1001 Gas Aero CT 2035 | CO2 | ATC | 2030 | AEP-KPCO | 0 | 0 | 0 | 0 | 0 | 0 | 122 | 2030 |  |  |  | REF | 0 | 0 | Real 2021 ¦ 12/22/2022 3:42:52 PM | Area 1001 Gas Aero CT 2035
14086 | Area 1001 Gas Aero CT 2035 | NOX | ATC | 2030 | AEP-KPCO | 0 | 0 | 0 | 0 | 0 | 0 | 0.00056 | 2030 |  |  |  | REF | 0 | 0 | Real 2021 ¦ 12/22/2022 3:42:52 PM | Area 1001 Gas Aero CT 2035
14087 | Area 1001 Gas Aero CT 2035 | SO2 | ATC | 2030 | AEP-KPCO | 0 | 0 | 0 | 0 | 0 | 0 | 0.00752 | 2030 |  |  |  | REF | 0 | 0 | Real 2021 ¦ 12/22/2022 3:42:52 PM | Area 1001 Gas Aero CT 2035
14088 | Area 1001 Gas Aero CT 2036 | CO2 | ATC | 2030 | AEP-KPCO | 0 | 0 | 0 | 0 | 0 | 0 | 122 | 2030 |  |  |  | REF | 0 | 0 | Real 2021 ¦ 12/22/2022 3:42:52 PM | Area 1001 Gas Aero CT 2036
14089 | Area 1001 Gas Aero CT 2036 | NOX | ATC | 2030 | AEP-KPCO | 0 | 0 | 0 | 0 | 0 | 0 | 0.00056 | 2030 |  |  |  | REF | 0 | 0 | Real 2021 ¦ 12/22/2022 3:42:52 PM | Area 1001 Gas Aero CT 2036
14090 | Area 1001 Gas Aero CT 2036 | SO2 | ATC | 2030 | AEP-KPCO | 0 | 0 | 0 | 0 | 0 | 0 | 0.00752 | 2030 |  |  |  | REF | 0 | 0 | Real 2021 ¦ 12/22/2022 3:42:52 PM | Area 1001 Gas Aero CT 2036
14091 | Area 1001 Gas Aero CT 2037 | CO2 | ATC | 2030 | AEP-KPCO | 0 | 0 | 0 | 0 | 0 | 0 | 122 | 2030 |  |  |  | REF | 0 | 0 | Real 2021 ¦ 12/22/2022 3:42:52 PM | Area 1001 Gas Aero CT 2037
14092 | Area 1001 Gas Aero CT 2037 | NOX | ATC | 2030 | AEP-KPCO | 0 | 0 | 0 | 0 | 0 | 0 | 0.00056 | 2030 |  |  |  | REF | 0 | 0 | Real 2021 ¦ 12/22/2022 3:42:52 PM | Area 1001 Gas Aero CT 2037
14093 | Area 1001 Gas Aero CT 2037 | SO2 | ATC | 2030 | AEP-KPCO | 0 | 0 | 0 | 0 | 0 | 0 | 0.00752 | 2030 |  |  |  | REF | 0 | 0 | Real 2021 ¦ 12/22/2022 3:42:52 PM | Area 1001 Gas Aero CT 2037
14094 | Area 1001 Gas Aero CT 2038 | CO2 | ATC | 2030 | AEP-KPCO | 0 | 0 | 0 | 0 | 0 | 0 | 122 | 2030 |  |  |  | REF | 0 | 0 | Real 2021 ¦ 12/22/2022 3:42:52 PM | Area 1001 Gas Aero CT 2038
14095 | Area 1001 Gas Aero CT 2038 | NOX | ATC | 2030 | AEP-KPCO | 0 | 0 | 0 | 0 | 0 | 0 | 0.00056 | 2030 |  |  |  | REF | 0 | 0 | Real 2021 ¦ 12/22/2022 3:42:52 PM | Area 1001 Gas Aero CT 2038
14096 | Area 1001 Gas Aero CT 2038 | SO2 | ATC | 2030 | AEP-KPCO | 0 | 0 | 0 | 0 | 0 | 0 | 0.00752 | 2030 |  |  |  | REF | 0 | 0 | Real 2021 ¦ 12/22/2022 3:42:52 PM | Area 1001 Gas Aero CT 2038
14097 | Area 1001 Gas Aero CT 2039 | CO2 | ATC | 2030 | AEP-KPCO | 0 | 0 | 0 | 0 | 0 | 0 | 122 | 2030 |  |  |  | REF | 0 | 0 | Real 2021 ¦ 12/22/2022 3:42:52 PM | Area 1001 Gas Aero CT 2039
14098 | Area 1001 Gas Aero CT 2039 | NOX | ATC | 2030 | AEP-KPCO | 0 | 0 | 0 | 0 | 0 | 0 | 0.00056 | 2030 |  |  |  | REF | 0 | 0 | Real 2021 ¦ 12/22/2022 3:42:52 PM | Area 1001 Gas Aero CT 2039
14099 | Area 1001 Gas Aero CT 2039 | SO2 | ATC | 2030 | AEP-KPCO | 0 | 0 | 0 | 0 | 0 | 0 | 0.00752 | 2030 |  |  |  | REF | 0 | 0 | Real 2021 ¦ 12/22/2022 3:42:52 PM | Area 1001 Gas Aero CT 2039
14100 | Area 1001 Gas Aero CT 2040 | CO2 | ATC | 2030 | AEP-KPCO | 0 | 0 | 0 | 0 | 0 | 0 | 122 | 2030 |  |  |  | REF | 0 | 0 | Real 2021 ¦ 12/22/2022 3:42:52 PM | Area 1001 Gas Aero CT 2040
14101 | Area 1001 Gas Aero CT 2040 | NOX | ATC | 2030 | AEP-KPCO | 0 | 0 | 0 | 0 | 0 | 0 | 0.00056 | 2030 |  |  |  | REF | 0 | 0 | Real 2021 ¦ 12/22/2022 3:42:52 PM | Area 1001 Gas Aero CT 2040
14102 | Area 1001 Gas Aero CT 2040 | SO2 | ATC | 2030 | AEP-KPCO | 0 | 0 | 0 | 0 | 0 | 0 | 0.00752 | 2030 |  |  |  | REF | 0 | 0 | Real 2021 ¦ 12/22/2022 3:42:52 PM | Area 1001 Gas Aero CT 2040
14103 | Area 1001 Gas Aero CT 2041 | CO2 | ATC | 2030 | AEP-KPCO | 0 | 0 | 0 | 0 | 0 | 0 | 122 | 2030 |  |  |  | REF | 0 | 0 | Real 2021 ¦ 12/22/2022 3:42:52 PM | Area 1001 Gas Aero CT 2041
14104 | Area 1001 Gas Aero CT 2041 | NOX | ATC | 2030 | AEP-KPCO | 0 | 0 | 0 | 0 | 0 | 0 | 0.00056 | 2030 |  |  |  | REF | 0 | 0 | Real 2021 ¦ 12/22/2022 3:42:52 PM | Area 1001 Gas Aero CT 2041
14105 | Area 1001 Gas Aero CT 2041 | SO2 | ATC | 2030 | AEP-KPCO | 0 | 0 | 0 | 0 | 0 | 0 | 0.00752 | 2030 |  |  |  | REF | 0 | 0 | Real 2021 ¦ 12/22/2022 3:42:52 PM | Area 1001 Gas Aero CT 2041
14106 | Area 1001 Gas Aero CT 2042 | CO2 | ATC | 2030 | AEP-KPCO | 0 | 0 | 0 | 0 | 0 | 0 | 122 | 2030 |  |  |  | REF | 0 | 0 | Real 2021 ¦ 12/22/2022 3:42:52 PM | Area 1001 Gas Aero CT 2042
14107 | Area 1001 Gas Aero CT 2042 | NOX | ATC | 2030 | AEP-KPCO | 0 | 0 | 0 | 0 | 0 | 0 | 0.00056 | 2030 |  |  |  | REF | 0 | 0 | Real 2021 ¦ 12/22/2022 3:42:52 PM | Area 1001 Gas Aero CT 2042
14108 | Area 1001 Gas Aero CT 2042 | SO2 | ATC | 2030 | AEP-KPCO | 0 | 0 | 0 | 0 | 0 | 0 | 0.00752 | 2030 |  |  |  | REF | 0 | 0 | Real 2021 ¦ 12/22/2022 3:42:52 PM | Area 1001 Gas Aero CT 2042
14109 | Area 1001 Gas Aero CT 2043 | CO2 | ATC | 2030 | AEP-KPCO | 0 | 0 | 0 | 0 | 0 | 0 | 122 | 2030 |  |  |  | REF | 0 | 0 | Real 2021 ¦ 12/22/2022 3:42:52 PM | Area 1001 Gas Aero CT 2043
14110 | Area 1001 Gas Aero CT 2043 | NOX | ATC | 2030 | AEP-KPCO | 0 | 0 | 0 | 0 | 0 | 0 | 0.00056 | 2030 |  |  |  | REF | 0 | 0 | Real 2021 ¦ 12/22/2022 3:42:52 PM | Area 1001 Gas Aero CT 2043
14111 | Area 1001 Gas Aero CT 2043 | SO2 | ATC | 2030 | AEP-KPCO | 0 | 0 | 0 | 0 | 0 | 0 | 0.00752 | 2030 |  |  |  | REF | 0 | 0 | Real 2021 ¦ 12/22/2022 3:42:52 PM | Area 1001 Gas Aero CT 2043
14112 | Area 1001 Gas IC 2023 | CO2 | ATC | 2030 | AEP-KPCO | 54162.5312 | 54162.5312 | 0 | 609.5199 | 609.5199 | 0 | 122 | 2030 |  |  |  | REF | 0 | 0 | Real 2021 ¦ 12/22/2022 3:42:52 PM | Area 1001 Gas IC 2023
14113 | Area 1001 Gas IC 2023 | NOX | ATC | 2030 | AEP-KPCO | 0.24861 | 0.24861 | 0 | 0.016515 | 0.016515 | 0 | 0.00056 | 2030 |  |  |  | REF | 0 | 0 | Real 2021 ¦ 12/22/2022 3:42:52 PM | Area 1001 Gas IC 2023
14114 | Area 1001 Gas IC 2023 | SO2 | ATC | 2030 | AEP-KPCO | 3.3385 | 3.3385 | 0 | 0.010914 | 0.010914 | 0 | 0.00752 | 2030 |  |  |  | REF | 0 | 0 | Real 2021 ¦ 12/22/2022 3:42:52 PM | Area 1001 Gas IC 2023
14115 | Area 1001 Gas IC 2024 | CO2 | ATC | 2030 | AEP-KPCO | 55571.3516 | 55571.3516 | 0 | 625.3741 | 625.3741 | 0 | 122 | 2030 |  |  |  | REF | 0 | 0 | Real 2021 ¦ 12/22/2022 3:42:52 PM | Area 1001 Gas IC 2024
14116 | Area 1001 Gas IC 2024 | NOX | ATC | 2030 | AEP-KPCO | 0.25508 | 0.25508 | 0 | 0.016801 | 0.016801 | 0 | 0.00056 | 2030 |  |  |  | REF | 0 | 0 | Real 2021 ¦ 12/22/2022 3:42:52 PM | Area 1001 Gas IC 2024
14117 | Area 1001 Gas IC 2024 | SO2 | ATC | 2030 | AEP-KPCO | 3.4254 | 3.4254 | 0 | 0.011198 | 0.011198 | 0 | 0.00752 | 2030 |  |  |  | REF | 0 | 0 | Real 2021 ¦ 12/22/2022 3:42:52 PM | Area 1001 Gas IC 2024
14118 | Area 1001 Gas IC 2025 | CO2 | ATC | 2030 | AEP-KPCO | 47289.1758 | 47289.1758 | 0 | 532.1703 | 532.1703 | 0 | 122 | 2030 |  |  |  | REF | 0 | 0 | Real 2021 ¦ 12/22/2022 3:42:52 PM | Area 1001 Gas IC 2025
14119 | Area 1001 Gas IC 2025 | NOX | ATC | 2030 | AEP-KPCO | 0.21707 | 0.21707 | 0 | 0.014699 | 0.014699 | 0 | 0.00056 | 2030 |  |  |  | REF | 0 | 0 | Real 2021 ¦ 12/22/2022 3:42:52 PM | Area 1001 Gas IC 2025
14120 | Area 1001 Gas IC 2025 | SO2 | ATC | 2030 | AEP-KPCO | 2.9149 | 2.9149 | 0 | 0.0095293 | 0.0095293 | 0 | 0.00752 | 2030 |  |  |  | REF | 0 | 0 | Real 2021 ¦ 12/22/2022 3:42:52 PM | Area 1001 Gas IC 2025
14121 | Area 1001 Gas IC 2026 | CO2 | ATC | 2030 | AEP-KPCO | 46955.6094 | 46955.6094 | 0 | 528.4165 | 528.4165 | 0 | 122 | 2030 |  |  |  | REF | 0 | 0 | Real 2021 ¦ 12/22/2022 3:42:52 PM | Area 1001 Gas IC 2026
14122 | Area 1001 Gas IC 2026 | NOX | ATC | 2030 | AEP-KPCO | 0.21553 | 0.21553 | 0 | 0.014616 | 0.014616 | 0 | 0.00056 | 2030 |  |  |  | REF | 0 | 0 | Real 2021 ¦ 12/22/2022 3:42:52 PM | Area 1001 Gas IC 2026
14123 | Area 1001 Gas IC 2026 | SO2 | ATC | 2030 | AEP-KPCO | 2.8943 | 2.8943 | 0 | 0.0094621 | 0.0094621 | 0 | 0.00752 | 2030 |  |  |  | REF | 0 | 0 | Real 2021 ¦ 12/22/2022 3:42:52 PM | Area 1001 Gas IC 2026
14124 | Area 1001 Gas IC 2027 | CO2 | ATC | 2030 | AEP-KPCO | 47033.1758 | 47033.1758 | 0 | 529.2894 | 529.2894 | 0 | 122 | 2030 |  |  |  | REF | 0 | 0 | Real 2021 ¦ 12/22/2022 3:42:52 PM | Area 1001 Gas IC 2027
14125 | Area 1001 Gas IC 2027 | NOX | ATC | 2030 | AEP-KPCO | 0.21589 | 0.21589 | 0 | 0.014618 | 0.014618 | 0 | 0.00056 | 2030 |  |  |  | REF | 0 | 0 | Real 2021 ¦ 12/22/2022 3:42:52 PM | Area 1001 Gas IC 2027
14126 | Area 1001 Gas IC 2027 | SO2 | ATC | 2030 | AEP-KPCO | 2.8991 | 2.8991 | 0 | 0.0094777 | 0.0094777 | 0 | 0.00752 | 2030 |  |  |  | REF | 0 | 0 | Real 2021 ¦ 12/22/2022 3:42:52 PM | Area 1001 Gas IC 2027
14127 | Area 1001 Gas IC 2028 | CO2 | ATC | 2030 | AEP-KPCO | 47117.0977 | 47117.0977 | 0 | 530.2339 | 530.2339 | 0 | 122 | 2030 |  |  |  | REF | 0 | 0 | Real 2021 ¦ 12/22/2022 3:42:52 PM | Area 1001 Gas IC 2028
14128 | Area 1001 Gas IC 2028 | NOX | ATC | 2030 | AEP-KPCO | 0.21628 | 0.21628 | 0 | 0.01462 | 0.01462 | 0 | 0.00056 | 2030 |  |  |  | REF | 0 | 0 | Real 2021 ¦ 12/22/2022 3:42:52 PM | Area 1001 Gas IC 2028
14129 | Area 1001 Gas IC 2028 | SO2 | ATC | 2030 | AEP-KPCO | 2.9043 | 2.9043 | 0 | 0.0094946 | 0.0094946 | 0 | 0.00752 | 2030 |  |  |  | REF | 0 | 0 | Real 2021 ¦ 12/22/2022 3:42:52 PM | Area 1001 Gas IC 2028
14130 | Area 1001 Gas IC 2029 | CO2 | ATC | 2030 | AEP-KPCO | 47525.9023 | 47525.9023 | 0 | 534.8344 | 534.8344 | 0 | 122 | 2030 |  |  |  | REF | 0 | 0 | Real 2021 ¦ 12/22/2022 3:42:52 PM | Area 1001 Gas IC 2029
14131 | Area 1001 Gas IC 2029 | NOX | ATC | 2030 | AEP-KPCO | 0.21815 | 0.21815 | 0 | 0.014789 | 0.014789 | 0 | 0.00056 | 2030 |  |  |  | REF | 0 | 0 | Real 2021 ¦ 12/22/2022 3:42:52 PM | Area 1001 Gas IC 2029
14132 | Area 1001 Gas IC 2029 | SO2 | ATC | 2030 | AEP-KPCO | 2.9295 | 2.9295 | 0 | 0.009577 | 0.009577 | 0 | 0.00752 | 2030 |  |  |  | REF | 0 | 0 | Real 2021 ¦ 12/22/2022 3:42:52 PM | Area 1001 Gas IC 2029
14133 | Area 1001 Gas IC 2030 | CO2 | ATC | 2030 | AEP-KPCO | 47442.6172 | 47442.6172 | 0 | 533.8971 | 533.8971 | 0 | 122 | 2030 |  |  |  | REF | 0 | 0 | Real 2021 ¦ 12/22/2022 3:42:52 PM | Area 1001 Gas IC 2030
14134 | Area 1001 Gas IC 2030 | NOX | ATC | 2030 | AEP-KPCO | 0.21777 | 0.21777 | 0 | 0.014713 | 0.014713 | 0 | 0.00056 | 2030 |  |  |  | REF | 0 | 0 | Real 2021 ¦ 12/22/2022 3:42:52 PM | Area 1001 Gas IC 2030
14135 | Area 1001 Gas IC 2030 | SO2 | ATC | 2030 | AEP-KPCO | 2.9243 | 2.9243 | 0 | 0.0095602 | 0.0095602 | 0 | 0.00752 | 2030 |  |  |  | REF | 0 | 0 | Real 2021 ¦ 12/22/2022 3:42:52 PM | Area 1001 Gas IC 2030
14136 | Area 1001 Gas IC 2031 | CO2 | ATC | 2030 | AEP-KPCO | 0 | 0 | 0 | 0 | 0 | 0 | 122 | 2030 |  |  |  | REF | 0 | 0 | Real 2021 ¦ 12/22/2022 3:42:52 PM | Area 1001 Gas IC 2031
14137 | Area 1001 Gas IC 2031 | NOX | ATC | 2030 | AEP-KPCO | 0 | 0 | 0 | 0 | 0 | 0 | 0.00056 | 2030 |  |  |  | REF | 0 | 0 | Real 2021 ¦ 12/22/2022 3:42:52 PM | Area 1001 Gas IC 2031
14138 | Area 1001 Gas IC 2031 | SO2 | ATC | 2030 | AEP-KPCO | 0 | 0 | 0 | 0 | 0 | 0 | 0.00752 | 2030 |  |  |  | REF | 0 | 0 | Real 2021 ¦ 12/22/2022 3:42:52 PM | Area 1001 Gas IC 2031
14139 | Area 1001 Gas IC 2032 | CO2 | ATC | 2030 | AEP-KPCO | 0 | 0 | 0 | 0 | 0 | 0 | 122 | 2030 |  |  |  | REF | 0 | 0 | Real 2021 ¦ 12/22/2022 3:42:52 PM | Area 1001 Gas IC 2032
14140 | Area 1001 Gas IC 2032 | NOX | ATC | 2030 | AEP-KPCO | 0 | 0 | 0 | 0 | 0 | 0 | 0.00056 | 2030 |  |  |  | REF | 0 | 0 | Real 2021 ¦ 12/22/2022 3:42:52 PM | Area 1001 Gas IC 2032
14141 | Area 1001 Gas IC 2032 | SO2 | ATC | 2030 | AEP-KPCO | 0 | 0 | 0 | 0 | 0 | 0 | 0.00752 | 2030 |  |  |  | REF | 0 | 0 | Real 2021 ¦ 12/22/2022 3:42:52 PM | Area 1001 Gas IC 2032
14142 | Area 1001 Gas IC 2033 | CO2 | ATC | 2030 | AEP-KPCO | 0 | 0 | 0 | 0 | 0 | 0 | 122 | 2030 |  |  |  | REF | 0 | 0 | Real 2021 ¦ 12/22/2022 3:42:52 PM | Area 1001 Gas IC 2033
14143 | Area 1001 Gas IC 2033 | NOX | ATC | 2030 | AEP-KPCO | 0 | 0 | 0 | 0 | 0 | 0 | 0.00056 | 2030 |  |  |  | REF | 0 | 0 | Real 2021 ¦ 12/22/2022 3:42:52 PM | Area 1001 Gas IC 2033
14144 | Area 1001 Gas IC 2033 | SO2 | ATC | 2030 | AEP-KPCO | 0 | 0 | 0 | 0 | 0 | 0 | 0.00752 | 2030 |  |  |  | REF | 0 | 0 | Real 2021 ¦ 12/22/2022 3:42:52 PM | Area 1001 Gas IC 2033
14145 | Area 1001 Gas IC 2034 | CO2 | ATC | 2030 | AEP-KPCO | 0 | 0 | 0 | 0 | 0 | 0 | 122 | 2030 |  |  |  | REF | 0 | 0 | Real 2021 ¦ 12/22/2022 3:42:52 PM | Area 1001 Gas IC 2034
14146 | Area 1001 Gas IC 2034 | NOX | ATC | 2030 | AEP-KPCO | 0 | 0 | 0 | 0 | 0 | 0 | 0.00056 | 2030 |  |  |  | REF | 0 | 0 | Real 2021 ¦ 12/22/2022 3:42:52 PM | Area 1001 Gas IC 2034
14147 | Area 1001 Gas IC 2034 | SO2 | ATC | 2030 | AEP-KPCO | 0 | 0 | 0 | 0 | 0 | 0 | 0.00752 | 2030 |  |  |  | REF | 0 | 0 | Real 2021 ¦ 12/22/2022 3:42:52 PM | Area 1001 Gas IC 2034
14148 | Area 1001 Gas IC 2035 | CO2 | ATC | 2030 | AEP-KPCO | 0 | 0 | 0 | 0 | 0 | 0 | 122 | 2030 |  |  |  | REF | 0 | 0 | Real 2021 ¦ 12/22/2022 3:42:52 PM | Area 1001 Gas IC 2035
14149 | Area 1001 Gas IC 2035 | NOX | ATC | 2030 | AEP-KPCO | 0 | 0 | 0 | 0 | 0 | 0 | 0.00056 | 2030 |  |  |  | REF | 0 | 0 | Real 2021 ¦ 12/22/2022 3:42:52 PM | Area 1001 Gas IC 2035
14150 | Area 1001 Gas IC 2035 | SO2 | ATC | 2030 | AEP-KPCO | 0 | 0 | 0 | 0 | 0 | 0 | 0.00752 | 2030 |  |  |  | REF | 0 | 0 | Real 2021 ¦ 12/22/2022 3:42:52 PM | Area 1001 Gas IC 2035
14151 | Area 1001 Gas IC 2036 | CO2 | ATC | 2030 | AEP-KPCO | 0 | 0 | 0 | 0 | 0 | 0 | 122 | 2030 |  |  |  | REF | 0 | 0 | Real 2021 ¦ 12/22/2022 3:42:52 PM | Area 1001 Gas IC 2036
14152 | Area 1001 Gas IC 2036 | NOX | ATC | 2030 | AEP-KPCO | 0 | 0 | 0 | 0 | 0 | 0 | 0.00056 | 2030 |  |  |  | REF | 0 | 0 | Real 2021 ¦ 12/22/2022 3:42:52 PM | Area 1001 Gas IC 2036
14153 | Area 1001 Gas IC 2036 | SO2 | ATC | 2030 | AEP-KPCO | 0 | 0 | 0 | 0 | 0 | 0 | 0.00752 | 2030 |  |  |  | REF | 0 | 0 | Real 2021 ¦ 12/22/2022 3:42:52 PM | Area 1001 Gas IC 2036
14154 | Area 1001 Gas IC 2037 | CO2 | ATC | 2030 | AEP-KPCO | 0 | 0 | 0 | 0 | 0 | 0 | 122 | 2030 |  |  |  | REF | 0 | 0 | Real 2021 ¦ 12/22/2022 3:42:52 PM | Area 1001 Gas IC 2037
14155 | Area 1001 Gas IC 2037 | NOX | ATC | 2030 | AEP-KPCO | 0 | 0 | 0 | 0 | 0 | 0 | 0.00056 | 2030 |  |  |  | REF | 0 | 0 | Real 2021 ¦ 12/22/2022 3:42:52 PM | Area 1001 Gas IC 2037
14156 | Area 1001 Gas IC 2037 | SO2 | ATC | 2030 | AEP-KPCO | 0 | 0 | 0 | 0 | 0 | 0 | 0.00752 | 2030 |  |  |  | REF | 0 | 0 | Real 2021 ¦ 12/22/2022 3:42:52 PM | Area 1001 Gas IC 2037
14157 | Area 1001 Gas IC 2038 | CO2 | ATC | 2030 | AEP-KPCO | 0 | 0 | 0 | 0 | 0 | 0 | 122 | 2030 |  |  |  | REF | 0 | 0 | Real 2021 ¦ 12/22/2022 3:42:52 PM | Area 1001 Gas IC 2038
14158 | Area 1001 Gas IC 2038 | NOX | ATC | 2030 | AEP-KPCO | 0 | 0 | 0 | 0 | 0 | 0 | 0.00056 | 2030 |  |  |  | REF | 0 | 0 | Real 2021 ¦ 12/22/2022 3:42:52 PM | Area 1001 Gas IC 2038
14159 | Area 1001 Gas IC 2038 | SO2 | ATC | 2030 | AEP-KPCO | 0 | 0 | 0 | 0 | 0 | 0 | 0.00752 | 2030 |  |  |  | REF | 0 | 0 | Real 2021 ¦ 12/22/2022 3:42:52 PM | Area 1001 Gas IC 2038
14160 | Area 1001 Gas IC 2039 | CO2 | ATC | 2030 | AEP-KPCO | 0 | 0 | 0 | 0 | 0 | 0 | 122 | 2030 |  |  |  | REF | 0 | 0 | Real 2021 ¦ 12/22/2022 3:42:52 PM | Area 1001 Gas IC 2039
14161 | Area 1001 Gas IC 2039 | NOX | ATC | 2030 | AEP-KPCO | 0 | 0 | 0 | 0 | 0 | 0 | 0.00056 | 2030 |  |  |  | REF | 0 | 0 | Real 2021 ¦ 12/22/2022 3:42:52 PM | Area 1001 Gas IC 2039
14162 | Area 1001 Gas IC 2039 | SO2 | ATC | 2030 | AEP-KPCO | 0 | 0 | 0 | 0 | 0 | 0 | 0.00752 | 2030 |  |  |  | REF | 0 | 0 | Real 2021 ¦ 12/22/2022 3:42:52 PM | Area 1001 Gas IC 2039
14163 | Area 1001 Gas IC 2040 | CO2 | ATC | 2030 | AEP-KPCO | 0 | 0 | 0 | 0 | 0 | 0 | 122 | 2030 |  |  |  | REF | 0 | 0 | Real 2021 ¦ 12/22/2022 3:42:52 PM | Area 1001 Gas IC 2040
14164 | Area 1001 Gas IC 2040 | NOX | ATC | 2030 | AEP-KPCO | 0 | 0 | 0 | 0 | 0 | 0 | 0.00056 | 2030 |  |  |  | REF | 0 | 0 | Real 2021 ¦ 12/22/2022 3:42:52 PM | Area 1001 Gas IC 2040
14165 | Area 1001 Gas IC 2040 | SO2 | ATC | 2030 | AEP-KPCO | 0 | 0 | 0 | 0 | 0 | 0 | 0.00752 | 2030 |  |  |  | REF | 0 | 0 | Real 2021 ¦ 12/22/2022 3:42:52 PM | Area 1001 Gas IC 2040
14166 | Area 1001 Gas IC 2041 | CO2 | ATC | 2030 | AEP-KPCO | 0 | 0 | 0 | 0 | 0 | 0 | 122 | 2030 |  |  |  | REF | 0 | 0 | Real 2021 ¦ 12/22/2022 3:42:52 PM | Area 1001 Gas IC 2041
14167 | Area 1001 Gas IC 2041 | NOX | ATC | 2030 | AEP-KPCO | 0 | 0 | 0 | 0 | 0 | 0 | 0.00056 | 2030 |  |  |  | REF | 0 | 0 | Real 2021 ¦ 12/22/2022 3:42:52 PM | Area 1001 Gas IC 2041
14168 | Area 1001 Gas IC 2041 | SO2 | ATC | 2030 | AEP-KPCO | 0 | 0 | 0 | 0 | 0 | 0 | 0.00752 | 2030 |  |  |  | REF | 0 | 0 | Real 2021 ¦ 12/22/2022 3:42:52 PM | Area 1001 Gas IC 2041
14169 | Area 1001 Gas IC 2042 | CO2 | ATC | 2030 | AEP-KPCO | 0 | 0 | 0 | 0 | 0 | 0 | 122 | 2030 |  |  |  | REF | 0 | 0 | Real 2021 ¦ 12/22/2022 3:42:52 PM | Area 1001 Gas IC 2042
14170 | Area 1001 Gas IC 2042 | NOX | ATC | 2030 | AEP-KPCO | 0 | 0 | 0 | 0 | 0 | 0 | 0.00056 | 2030 |  |  |  | REF | 0 | 0 | Real 2021 ¦ 12/22/2022 3:42:52 PM | Area 1001 Gas IC 2042
14171 | Area 1001 Gas IC 2042 | SO2 | ATC | 2030 | AEP-KPCO | 0 | 0 | 0 | 0 | 0 | 0 | 0.00752 | 2030 |  |  |  | REF | 0 | 0 | Real 2021 ¦ 12/22/2022 3:42:52 PM | Area 1001 Gas IC 2042
14172 | Area 1001 Gas IC 2043 | CO2 | ATC | 2030 | AEP-KPCO | 0 | 0 | 0 | 0 | 0 | 0 | 122 | 2030 |  |  |  | REF | 0 | 0 | Real 2021 ¦ 12/22/2022 3:42:52 PM | Area 1001 Gas IC 2043
14173 | Area 1001 Gas IC 2043 | NOX | ATC | 2030 | AEP-KPCO | 0 | 0 | 0 | 0 | 0 | 0 | 0.00056 | 2030 |  |  |  | REF | 0 | 0 | Real 2021 ¦ 12/22/2022 3:42:52 PM | Area 1001 Gas IC 2043
14174 | Area 1001 Gas IC 2043 | SO2 | ATC | 2030 | AEP-KPCO | 0 | 0 | 0 | 0 | 0 | 0 | 0.00752 | 2030 |  |  |  | REF | 0 | 0 | Real 2021 ¦ 12/22/2022 3:42:52 PM | Area 1001 Gas IC 2043
14175 | Area 1001 Gas CCS 2024 | CO2 | ATC | 2030 | AEP-KPCO | 124817.6797 | 124817.6797 | 0 | -80729.9062 | -80729.9062 | 0 | 11.7 | 2030 |  |  |  | REF | 0 | 0 | Real 2021 ¦ 12/22/2022 3:42:52 PM | Area 1001 Gas CCS 2024
14176 | Area 1001 Gas CCS 2024 | NOX | ATC | 2030 | AEP-KPCO | 149.3545 | 149.3545 | 0 | 8.5586 | 8.5586 | 0 | 0.014 | 2030 |  |  |  | REF | 0 | 0 | Real 2021 ¦ 12/22/2022 3:42:52 PM | Area 1001 Gas CCS 2024
14177 | Area 1001 Gas CCS 2024 | SO2 | ATC | 2030 | AEP-KPCO | 54.9411 | 54.9411 | 0 | 0.17961 | 0.17961 | 0 | 0.00515 | 2030 |  |  |  | REF | 0 | 0 | Real 2021 ¦ 12/22/2022 3:42:52 PM | Area 1001 Gas CCS 2024
14178 | Area 1001 Gas CCS 2025 | CO2 | ATC | 2030 | AEP-KPCO | 124817.6797 | 124817.6797 | 0 | -80729.9062 | -80729.9062 | 0 | 11.7 | 2030 |  |  |  | REF | 0 | 0 | Real 2021 ¦ 12/22/2022 3:42:52 PM | Area 1001 Gas CCS 2025
14179 | Area 1001 Gas CCS 2025 | NOX | ATC | 2030 | AEP-KPCO | 149.3545 | 149.3545 | 0 | 8.5586 | 8.5586 | 0 | 0.014 | 2030 |  |  |  | REF | 0 | 0 | Real 2021 ¦ 12/22/2022 3:42:52 PM | Area 1001 Gas CCS 2025
14180 | Area 1001 Gas CCS 2025 | SO2 | ATC | 2030 | AEP-KPCO | 54.9411 | 54.9411 | 0 | 0.17961 | 0.17961 | 0 | 0.00515 | 2030 |  |  |  | REF | 0 | 0 | Real 2021 ¦ 12/22/2022 3:42:52 PM | Area 1001 Gas CCS 2025
14181 | Area 1001 Gas CCS 2026 | CO2 | ATC | 2030 | AEP-KPCO | 123591.2266 | 123591.2266 | 0 | -79936.6562 | -79936.6562 | 0 | 11.7 | 2030 |  |  |  | REF | 0 | 0 | Real 2021 ¦ 12/22/2022 3:42:52 PM | Area 1001 Gas CCS 2026
14182 | Area 1001 Gas CCS 2026 | NOX | ATC | 2030 | AEP-KPCO | 147.8869 | 147.8869 | 0 | 8.4745 | 8.4745 | 0 | 0.014 | 2030 |  |  |  | REF | 0 | 0 | Real 2021 ¦ 12/22/2022 3:42:52 PM | Area 1001 Gas CCS 2026
14183 | Area 1001 Gas CCS 2026 | SO2 | ATC | 2030 | AEP-KPCO | 54.4013 | 54.4013 | 0 | 0.17785 | 0.17785 | 0 | 0.00515 | 2030 |  |  |  | REF | 0 | 0 | Real 2021 ¦ 12/22/2022 3:42:52 PM | Area 1001 Gas CCS 2026
14184 | Area 1001 Gas CCS 2027 | CO2 | ATC | 2030 | AEP-KPCO | 122382.2969 | 122382.2969 | 0 | -79154.7422 | -79154.7422 | 0 | 11.7 | 2030 |  |  |  | REF | 0 | 0 | Real 2021 ¦ 12/22/2022 3:42:52 PM | Area 1001 Gas CCS 2027
14185 | Area 1001 Gas CCS 2027 | NOX | ATC | 2030 | AEP-KPCO | 146.4404 | 146.4404 | 0 | 8.3916 | 8.3916 | 0 | 0.014 | 2030 |  |  |  | REF | 0 | 0 | Real 2021 ¦ 12/22/2022 3:42:52 PM | Area 1001 Gas CCS 2027
14186 | Area 1001 Gas CCS 2027 | SO2 | ATC | 2030 | AEP-KPCO | 53.8691 | 53.8691 | 0 | 0.17611 | 0.17611 | 0 | 0.00515 | 2030 |  |  |  | REF | 0 | 0 | Real 2021 ¦ 12/22/2022 3:42:52 PM | Area 1001 Gas CCS 2027
14187 | Area 1001 Gas CCS 2028 | CO2 | ATC | 2030 | AEP-KPCO | 120980.6406 | 120980.6406 | 0 | -78248.1719 | -78248.1719 | 0 | 11.7 | 2030 |  |  |  | REF | 0 | 0 | Real 2021 ¦ 12/22/2022 3:42:52 PM | Area 1001 Gas CCS 2028
14188 | Area 1001 Gas CCS 2028 | NOX | ATC | 2030 | AEP-KPCO | 144.7632 | 144.7632 | 0 | 8.2955 | 8.2955 | 0 | 0.014 | 2030 |  |  |  | REF | 0 | 0 | Real 2021 ¦ 12/22/2022 3:42:52 PM | Area 1001 Gas CCS 2028
14189 | Area 1001 Gas CCS 2028 | SO2 | ATC | 2030 | AEP-KPCO | 53.2522 | 53.2522 | 0 | 0.17409 | 0.17409 | 0 | 0.00515 | 2030 |  |  |  | REF | 0 | 0 | Real 2021 ¦ 12/22/2022 3:42:52 PM | Area 1001 Gas CCS 2028
14190 | Area 1001 Gas CCS 2029 | CO2 | ATC | 2030 | AEP-KPCO | 119754.1875 | 119754.1875 | 0 | -77454.9297 | -77454.9297 | 0 | 11.7 | 2030 |  |  |  | REF | 0 | 0 | Real 2021 ¦ 12/22/2022 3:42:52 PM | Area 1001 Gas CCS 2029
14191 | Area 1001 Gas CCS 2029 | NOX | ATC | 2030 | AEP-KPCO | 143.2956 | 143.2956 | 0 | 8.2114 | 8.2114 | 0 | 0.014 | 2030 |  |  |  | REF | 0 | 0 | Real 2021 ¦ 12/22/2022 3:42:52 PM | Area 1001 Gas CCS 2029
14192 | Area 1001 Gas CCS 2029 | SO2 | ATC | 2030 | AEP-KPCO | 52.7123 | 52.7123 | 0 | 0.17233 | 0.17233 | 0 | 0.00515 | 2030 |  |  |  | REF | 0 | 0 | Real 2021 ¦ 12/22/2022 3:42:52 PM | Area 1001 Gas CCS 2029
14193 | Area 1001 Gas CCS 2030 | CO2 | ATC | 2030 | AEP-KPCO | 118545.2578 | 118545.2578 | 0 | -76673.0156 | -76673.0156 | 0 | 11.7 | 2030 |  |  |  | REF | 0 | 0 | Real 2021 ¦ 12/22/2022 3:42:52 PM | Area 1001 Gas CCS 2030
14194 | Area 1001 Gas CCS 2030 | NOX | ATC | 2030 | AEP-KPCO | 141.849 | 141.849 | 0 | 8.1285 | 8.1285 | 0 | 0.014 | 2030 |  |  |  | REF | 0 | 0 | Real 2021 ¦ 12/22/2022 3:42:52 PM | Area 1001 Gas CCS 2030
14195 | Area 1001 Gas CCS 2030 | SO2 | ATC | 2030 | AEP-KPCO | 52.1802 | 52.1802 | 0 | 0.17059 | 0.17059 | 0 | 0.00515 | 2030 |  |  |  | REF | 0 | 0 | Real 2021 ¦ 12/22/2022 3:42:52 PM | Area 1001 Gas CCS 2030
14196 | Area 1001 Gas CCS 2031 | CO2 | ATC | 2030 | AEP-KPCO | 0 | 0 | 0 | 0 | 0 | 0 | 11.7 | 2030 |  |  |  | REF | 0 | 0 | Real 2021 ¦ 12/22/2022 3:42:52 PM | Area 1001 Gas CCS 2031
14197 | Area 1001 Gas CCS 2031 | NOX | ATC | 2030 | AEP-KPCO | 0 | 0 | 0 | 0 | 0 | 0 | 0.014 | 2030 |  |  |  | REF | 0 | 0 | Real 2021 ¦ 12/22/2022 3:42:52 PM | Area 1001 Gas CCS 2031
14198 | Area 1001 Gas CCS 2031 | SO2 | ATC | 2030 | AEP-KPCO | 0 | 0 | 0 | 0 | 0 | 0 | 0.00515 | 2030 |  |  |  | REF | 0 | 0 | Real 2021 ¦ 12/22/2022 3:42:52 PM | Area 1001 Gas CCS 2031
14199 | Area 1001 Gas CCS 2032 | CO2 | ATC | 2030 | AEP-KPCO | 0 | 0 | 0 | 0 | 0 | 0 | 11.7 | 2030 |  |  |  | REF | 0 | 0 | Real 2021 ¦ 12/22/2022 3:42:52 PM | Area 1001 Gas CCS 2032
14200 | Area 1001 Gas CCS 2032 | NOX | ATC | 2030 | AEP-KPCO | 0 | 0 | 0 | 0 | 0 | 0 | 0.014 | 2030 |  |  |  | REF | 0 | 0 | Real 2021 ¦ 12/22/2022 3:42:52 PM | Area 1001 Gas CCS 2032
14201 | Area 1001 Gas CCS 2032 | SO2 | ATC | 2030 | AEP-KPCO | 0 | 0 | 0 | 0 | 0 | 0 | 0.00515 | 2030 |  |  |  | REF | 0 | 0 | Real 2021 ¦ 12/22/2022 3:42:52 PM | Area 1001 Gas CCS 2032
14202 | Area 1001 Gas CCS 2033 | CO2 | ATC | 2030 | AEP-KPCO | 0 | 0 | 0 | 0 | 0 | 0 | 11.7 | 2030 |  |  |  | REF | 0 | 0 | Real 2021 ¦ 12/22/2022 3:42:52 PM | Area 1001 Gas CCS 2033
14203 | Area 1001 Gas CCS 2033 | NOX | ATC | 2030 | AEP-KPCO | 0 | 0 | 0 | 0 | 0 | 0 | 0.014 | 2030 |  |  |  | REF | 0 | 0 | Real 2021 ¦ 12/22/2022 3:42:52 PM | Area 1001 Gas CCS 2033
14204 | Area 1001 Gas CCS 2033 | SO2 | ATC | 2030 | AEP-KPCO | 0 | 0 | 0 | 0 | 0 | 0 | 0.00515 | 2030 |  |  |  | REF | 0 | 0 | Real 2021 ¦ 12/22/2022 3:42:52 PM | Area 1001 Gas CCS 2033
14205 | Area 1001 Gas CCS 2034 | CO2 | ATC | 2030 | AEP-KPCO | 0 | 0 | 0 | 0 | 0 | 0 | 11.7 | 2030 |  |  |  | REF | 0 | 0 | Real 2021 ¦ 12/22/2022 3:42:52 PM | Area 1001 Gas CCS 2034
14206 | Area 1001 Gas CCS 2034 | NOX | ATC | 2030 | AEP-KPCO | 0 | 0 | 0 | 0 | 0 | 0 | 0.014 | 2030 |  |  |  | REF | 0 | 0 | Real 2021 ¦ 12/22/2022 3:42:52 PM | Area 1001 Gas CCS 2034
14207 | Area 1001 Gas CCS 2034 | SO2 | ATC | 2030 | AEP-KPCO | 0 | 0 | 0 | 0 | 0 | 0 | 0.00515 | 2030 |  |  |  | REF | 0 | 0 | Real 2021 ¦ 12/22/2022 3:42:52 PM | Area 1001 Gas CCS 2034
14208 | Area 1001 Gas CCS 2035 | CO2 | ATC | 2030 | AEP-KPCO | 0 | 0 | 0 | 0 | 0 | 0 | 11.7 | 2030 |  |  |  | REF | 0 | 0 | Real 2021 ¦ 12/22/2022 3:42:52 PM | Area 1001 Gas CCS 2035
14209 | Area 1001 Gas CCS 2035 | NOX | ATC | 2030 | AEP-KPCO | 0 | 0 | 0 | 0 | 0 | 0 | 0.014 | 2030 |  |  |  | REF | 0 | 0 | Real 2021 ¦ 12/22/2022 3:42:52 PM | Area 1001 Gas CCS 2035
14210 | Area 1001 Gas CCS 2035 | SO2 | ATC | 2030 | AEP-KPCO | 0 | 0 | 0 | 0 | 0 | 0 | 0.00515 | 2030 |  |  |  | REF | 0 | 0 | Real 2021 ¦ 12/22/2022 3:42:52 PM | Area 1001 Gas CCS 2035
14211 | Area 1001 Gas CCS 2036 | CO2 | ATC | 2030 | AEP-KPCO | 0 | 0 | 0 | 0 | 0 | 0 | 11.7 | 2030 |  |  |  | REF | 0 | 0 | Real 2021 ¦ 12/22/2022 3:42:52 PM | Area 1001 Gas CCS 2036
14212 | Area 1001 Gas CCS 2036 | NOX | ATC | 2030 | AEP-KPCO | 0 | 0 | 0 | 0 | 0 | 0 | 0.014 | 2030 |  |  |  | REF | 0 | 0 | Real 2021 ¦ 12/22/2022 3:42:52 PM | Area 1001 Gas CCS 2036
14213 | Area 1001 Gas CCS 2036 | SO2 | ATC | 2030 | AEP-KPCO | 0 | 0 | 0 | 0 | 0 | 0 | 0.00515 | 2030 |  |  |  | REF | 0 | 0 | Real 2021 ¦ 12/22/2022 3:42:52 PM | Area 1001 Gas CCS 2036
14214 | Area 1001 Gas CCS 2037 | CO2 | ATC | 2030 | AEP-KPCO | 0 | 0 | 0 | 0 | 0 | 0 | 11.7 | 2030 |  |  |  | REF | 0 | 0 | Real 2021 ¦ 12/22/2022 3:42:52 PM | Area 1001 Gas CCS 2037
14215 | Area 1001 Gas CCS 2037 | NOX | ATC | 2030 | AEP-KPCO | 0 | 0 | 0 | 0 | 0 | 0 | 0.014 | 2030 |  |  |  | REF | 0 | 0 | Real 2021 ¦ 12/22/2022 3:42:52 PM | Area 1001 Gas CCS 2037
14216 | Area 1001 Gas CCS 2037 | SO2 | ATC | 2030 | AEP-KPCO | 0 | 0 | 0 | 0 | 0 | 0 | 0.00515 | 2030 |  |  |  | REF | 0 | 0 | Real 2021 ¦ 12/22/2022 3:42:52 PM | Area 1001 Gas CCS 2037
14217 | Area 1001 Gas CCS 2038 | CO2 | ATC | 2030 | AEP-KPCO | 0 | 0 | 0 | 0 | 0 | 0 | 11.7 | 2030 |  |  |  | REF | 0 | 0 | Real 2021 ¦ 12/22/2022 3:42:52 PM | Area 1001 Gas CCS 2038
14218 | Area 1001 Gas CCS 2038 | NOX | ATC | 2030 | AEP-KPCO | 0 | 0 | 0 | 0 | 0 | 0 | 0.014 | 2030 |  |  |  | REF | 0 | 0 | Real 2021 ¦ 12/22/2022 3:42:52 PM | Area 1001 Gas CCS 2038
14219 | Area 1001 Gas CCS 2038 | SO2 | ATC | 2030 | AEP-KPCO | 0 | 0 | 0 | 0 | 0 | 0 | 0.00515 | 2030 |  |  |  | REF | 0 | 0 | Real 2021 ¦ 12/22/2022 3:42:52 PM | Area 1001 Gas CCS 2038
14220 | Area 1001 Gas CCS 2039 | CO2 | ATC | 2030 | AEP-KPCO | 0 | 0 | 0 | 0 | 0 | 0 | 11.7 | 2030 |  |  |  | REF | 0 | 0 | Real 2021 ¦ 12/22/2022 3:42:52 PM | Area 1001 Gas CCS 2039
14221 | Area 1001 Gas CCS 2039 | NOX | ATC | 2030 | AEP-KPCO | 0 | 0 | 0 | 0 | 0 | 0 | 0.014 | 2030 |  |  |  | REF | 0 | 0 | Real 2021 ¦ 12/22/2022 3:42:52 PM | Area 1001 Gas CCS 2039
14222 | Area 1001 Gas CCS 2039 | SO2 | ATC | 2030 | AEP-KPCO | 0 | 0 | 0 | 0 | 0 | 0 | 0.00515 | 2030 |  |  |  | REF | 0 | 0 | Real 2021 ¦ 12/22/2022 3:42:52 PM | Area 1001 Gas CCS 2039
14223 | Area 1001 Gas CCS 2040 | CO2 | ATC | 2030 | AEP-KPCO | 0 | 0 | 0 | 0 | 0 | 0 | 11.7 | 2030 |  |  |  | REF | 0 | 0 | Real 2021 ¦ 12/22/2022 3:42:52 PM | Area 1001 Gas CCS 2040
14224 | Area 1001 Gas CCS 2040 | NOX | ATC | 2030 | AEP-KPCO | 0 | 0 | 0 | 0 | 0 | 0 | 0.014 | 2030 |  |  |  | REF | 0 | 0 | Real 2021 ¦ 12/22/2022 3:42:52 PM | Area 1001 Gas CCS 2040
14225 | Area 1001 Gas CCS 2040 | SO2 | ATC | 2030 | AEP-KPCO | 0 | 0 | 0 | 0 | 0 | 0 | 0.00515 | 2030 |  |  |  | REF | 0 | 0 | Real 2021 ¦ 12/22/2022 3:42:52 PM | Area 1001 Gas CCS 2040
14226 | Area 1001 Gas CCS 2041 | CO2 | ATC | 2030 | AEP-KPCO | 0 | 0 | 0 | 0 | 0 | 0 | 11.7 | 2030 |  |  |  | REF | 0 | 0 | Real 2021 ¦ 12/22/2022 3:42:52 PM | Area 1001 Gas CCS 2041
14227 | Area 1001 Gas CCS 2041 | NOX | ATC | 2030 | AEP-KPCO | 0 | 0 | 0 | 0 | 0 | 0 | 0.014 | 2030 |  |  |  | REF | 0 | 0 | Real 2021 ¦ 12/22/2022 3:42:52 PM | Area 1001 Gas CCS 2041
14228 | Area 1001 Gas CCS 2041 | SO2 | ATC | 2030 | AEP-KPCO | 0 | 0 | 0 | 0 | 0 | 0 | 0.00515 | 2030 |  |  |  | REF | 0 | 0 | Real 2021 ¦ 12/22/2022 3:42:52 PM | Area 1001 Gas CCS 2041
14229 | Area 1001 Gas CCS 2042 | CO2 | ATC | 2030 | AEP-KPCO | 0 | 0 | 0 | 0 | 0 | 0 | 11.7 | 2030 |  |  |  | REF | 0 | 0 | Real 2021 ¦ 12/22/2022 3:42:52 PM | Area 1001 Gas CCS 2042
14230 | Area 1001 Gas CCS 2042 | NOX | ATC | 2030 | AEP-KPCO | 0 | 0 | 0 | 0 | 0 | 0 | 0.014 | 2030 |  |  |  | REF | 0 | 0 | Real 2021 ¦ 12/22/2022 3:42:52 PM | Area 1001 Gas CCS 2042
14231 | Area 1001 Gas CCS 2042 | SO2 | ATC | 2030 | AEP-KPCO | 0 | 0 | 0 | 0 | 0 | 0 | 0.00515 | 2030 |  |  |  | REF | 0 | 0 | Real 2021 ¦ 12/22/2022 3:42:52 PM | Area 1001 Gas CCS 2042
14232 | Area 1001 Gas CCS 2043 | CO2 | ATC | 2030 | AEP-KPCO | 0 | 0 | 0 | 0 | 0 | 0 | 11.7 | 2030 |  |  |  | REF | 0 | 0 | Real 2021 ¦ 12/22/2022 3:42:52 PM | Area 1001 Gas CCS 2043
14233 | Area 1001 Gas CCS 2043 | NOX | ATC | 2030 | AEP-KPCO | 0 | 0 | 0 | 0 | 0 | 0 | 0.014 | 2030 |  |  |  | REF | 0 | 0 | Real 2021 ¦ 12/22/2022 3:42:52 PM | Area 1001 Gas CCS 2043
14234 | Area 1001 Gas CCS 2043 | SO2 | ATC | 2030 | AEP-KPCO | 0 | 0 | 0 | 0 | 0 | 0 | 0.00515 | 2030 |  |  |  | REF | 0 | 0 | Real 2021 ¦ 12/22/2022 3:42:52 PM | Area 1001 Gas CCS 2043
14235 | Area 1001 Coal CCS 2025 | CO2 | ATC | 2030 | AEP-KPCO | 677461.3125 | 677461.3125 | 0 | -438170.1875 | -438170.1875 | 0 | 20.57 | 2030 |  |  |  | REF | 0 | 0 | Real 2021 ¦ 12/22/2022 3:42:52 PM | Area 1001 Coal CCS 2025
14236 | Area 1001 Coal CCS 2025 | NOX | ATC | 2030 | AEP-KPCO | 240.4214 | 240.4214 | 0 | 13.969 | 13.969 | 0 | 0.0073 | 2030 |  |  |  | REF | 0 | 0 | Real 2021 ¦ 12/22/2022 3:42:52 PM | Area 1001 Coal CCS 2025
14237 | Area 1001 Coal CCS 2025 | SO2 | ATC | 2030 | AEP-KPCO | 14063.0029 | 14063.0029 | 0 | 45.9748 | 45.9748 | 0 | 0.427 | 2030 |  |  |  | REF | 0 | 0 | Real 2021 ¦ 12/22/2022 3:42:52 PM | Area 1001 Coal CCS 2025
14238 | Area 1001 Coal CCS 2026 | CO2 | ATC | 2030 | AEP-KPCO | 669932.125 | 669932.125 | 0 | -433300.4688 | -433300.4688 | 0 | 20.57 | 2030 |  |  |  | REF | 0 | 0 | Real 2021 ¦ 12/22/2022 3:42:52 PM | Area 1001 Coal CCS 2026
14239 | Area 1001 Coal CCS 2026 | NOX | ATC | 2030 | AEP-KPCO | 237.7494 | 237.7494 | 0 | 13.8138 | 13.8138 | 0 | 0.0073 | 2030 |  |  |  | REF | 0 | 0 | Real 2021 ¦ 12/22/2022 3:42:52 PM | Area 1001 Coal CCS 2026
14240 | Area 1001 Coal CCS 2026 | SO2 | ATC | 2030 | AEP-KPCO | 13906.71 | 13906.71 | 0 | 45.4639 | 45.4639 | 0 | 0.427 | 2030 |  |  |  | REF | 0 | 0 | Real 2021 ¦ 12/22/2022 3:42:52 PM | Area 1001 Coal CCS 2026
14241 | Area 1001 Coal CCS 2027 | CO2 | ATC | 2030 | AEP-KPCO | 661807.125 | 661807.125 | 0 | -428045.375 | -428045.375 | 0 | 20.57 | 2030 |  |  |  | REF | 0 | 0 | Real 2021 ¦ 12/22/2022 3:42:52 PM | Area 1001 Coal CCS 2027
14242 | Area 1001 Coal CCS 2027 | NOX | ATC | 2030 | AEP-KPCO | 234.8659 | 234.8659 | 0 | 13.6462 | 13.6462 | 0 | 0.0073 | 2030 |  |  |  | REF | 0 | 0 | Real 2021 ¦ 12/22/2022 3:42:52 PM | Area 1001 Coal CCS 2027
14243 | Area 1001 Coal CCS 2027 | SO2 | ATC | 2030 | AEP-KPCO | 13738.0479 | 13738.0479 | 0 | 44.9125 | 44.9125 | 0 | 0.427 | 2030 |  |  |  | REF | 0 | 0 | Real 2021 ¦ 12/22/2022 3:42:52 PM | Area 1001 Coal CCS 2027
14244 | Area 1001 Coal CCS 2028 | CO2 | ATC | 2030 | AEP-KPCO | 653682.1875 | 653682.1875 | 0 | -422790.25 | -422790.25 | 0 | 20.57 | 2030 |  |  |  | REF | 0 | 0 | Real 2021 ¦ 12/22/2022 3:42:52 PM | Area 1001 Coal CCS 2028
14245 | Area 1001 Coal CCS 2028 | NOX | ATC | 2030 | AEP-KPCO | 231.9825 | 231.9825 | 0 | 13.4787 | 13.4787 | 0 | 0.0073 | 2030 |  |  |  | REF | 0 | 0 | Real 2021 ¦ 12/22/2022 3:42:52 PM | Area 1001 Coal CCS 2028
14246 | Area 1001 Coal CCS 2028 | SO2 | ATC | 2030 | AEP-KPCO | 13569.3867 | 13569.3867 | 0 | 44.3611 | 44.3611 | 0 | 0.427 | 2030 |  |  |  | REF | 0 | 0 | Real 2021 ¦ 12/22/2022 3:42:52 PM | Area 1001 Coal CCS 2028
14247 | Area 1001 Coal CCS 2029 | CO2 | ATC | 2030 | AEP-KPCO | 646207.1875 | 646207.1875 | 0 | -417955.5625 | -417955.5625 | 0 | 20.57 | 2030 |  |  |  | REF | 0 | 0 | Real 2021 ¦ 12/22/2022 3:42:52 PM | Area 1001 Coal CCS 2029
14248 | Area 1001 Coal CCS 2029 | NOX | ATC | 2030 | AEP-KPCO | 229.3297 | 229.3297 | 0 | 13.3246 | 13.3246 | 0 | 0.0073 | 2030 |  |  |  | REF | 0 | 0 | Real 2021 ¦ 12/22/2022 3:42:52 PM | Area 1001 Coal CCS 2029
14249 | Area 1001 Coal CCS 2029 | SO2 | ATC | 2030 | AEP-KPCO | 13414.2178 | 13414.2178 | 0 | 43.8538 | 43.8538 | 0 | 0.427 | 2030 |  |  |  | REF | 0 | 0 | Real 2021 ¦ 12/22/2022 3:42:52 PM | Area 1001 Coal CCS 2029
14250 | Area 1001 Coal CCS 2030 | CO2 | ATC | 2030 | AEP-KPCO | 638028 | 638028 | 0 | -412665.4375 | -412665.4375 | 0 | 20.57 | 2030 |  |  |  | REF | 0 | 0 | Real 2021 ¦ 12/22/2022 3:42:52 PM | Area 1001 Coal CCS 2030
14251 | Area 1001 Coal CCS 2030 | NOX | ATC | 2030 | AEP-KPCO | 226.4271 | 226.4271 | 0 | 13.1559 | 13.1559 | 0 | 0.0073 | 2030 |  |  |  | REF | 0 | 0 | Real 2021 ¦ 12/22/2022 3:42:52 PM | Area 1001 Coal CCS 2030
14252 | Area 1001 Coal CCS 2030 | SO2 | ATC | 2030 | AEP-KPCO | 13244.4316 | 13244.4316 | 0 | 43.2988 | 43.2988 | 0 | 0.427 | 2030 |  |  |  | REF | 0 | 0 | Real 2021 ¦ 12/22/2022 3:42:52 PM | Area 1001 Coal CCS 2030
14253 | Area 1001 Coal CCS 2031 | CO2 | ATC | 2030 | AEP-KPCO | 0 | 0 | 0 | 0 | 0 | 0 | 20.57 | 2030 |  |  |  | REF | 0 | 0 | Real 2021 ¦ 12/22/2022 3:42:52 PM | Area 1001 Coal CCS 2031
14254 | Area 1001 Coal CCS 2031 | NOX | ATC | 2030 | AEP-KPCO | 0 | 0 | 0 | 0 | 0 | 0 | 0.0073 | 2030 |  |  |  | REF | 0 | 0 | Real 2021 ¦ 12/22/2022 3:42:52 PM | Area 1001 Coal CCS 2031
14255 | Area 1001 Coal CCS 2031 | SO2 | ATC | 2030 | AEP-KPCO | 0 | 0 | 0 | 0 | 0 | 0 | 0.427 | 2030 |  |  |  | REF | 0 | 0 | Real 2021 ¦ 12/22/2022 3:42:52 PM | Area 1001 Coal CCS 2031
14256 | Area 1001 Coal CCS 2032 | CO2 | ATC | 2030 | AEP-KPCO | 0 | 0 | 0 | 0 | 0 | 0 | 20.57 | 2030 |  |  |  | REF | 0 | 0 | Real 2021 ¦ 12/22/2022 3:42:52 PM | Area 1001 Coal CCS 2032
14257 | Area 1001 Coal CCS 2032 | NOX | ATC | 2030 | AEP-KPCO | 0 | 0 | 0 | 0 | 0 | 0 | 0.0073 | 2030 |  |  |  | REF | 0 | 0 | Real 2021 ¦ 12/22/2022 3:42:52 PM | Area 1001 Coal CCS 2032
14258 | Area 1001 Coal CCS 2032 | SO2 | ATC | 2030 | AEP-KPCO | 0 | 0 | 0 | 0 | 0 | 0 | 0.427 | 2030 |  |  |  | REF | 0 | 0 | Real 2021 ¦ 12/22/2022 3:42:52 PM | Area 1001 Coal CCS 2032
14259 | Area 1001 Coal CCS 2033 | CO2 | ATC | 2030 | AEP-KPCO | 0 | 0 | 0 | 0 | 0 | 0 | 20.57 | 2030 |  |  |  | REF | 0 | 0 | Real 2021 ¦ 12/22/2022 3:42:52 PM | Area 1001 Coal CCS 2033
14260 | Area 1001 Coal CCS 2033 | NOX | ATC | 2030 | AEP-KPCO | 0 | 0 | 0 | 0 | 0 | 0 | 0.0073 | 2030 |  |  |  | REF | 0 | 0 | Real 2021 ¦ 12/22/2022 3:42:52 PM | Area 1001 Coal CCS 2033
14261 | Area 1001 Coal CCS 2033 | SO2 | ATC | 2030 | AEP-KPCO | 0 | 0 | 0 | 0 | 0 | 0 | 0.427 | 2030 |  |  |  | REF | 0 | 0 | Real 2021 ¦ 12/22/2022 3:42:52 PM | Area 1001 Coal CCS 2033
14262 | Area 1001 Coal CCS 2034 | CO2 | ATC | 2030 | AEP-KPCO | 0 | 0 | 0 | 0 | 0 | 0 | 20.57 | 2030 |  |  |  | REF | 0 | 0 | Real 2021 ¦ 12/22/2022 3:42:52 PM | Area 1001 Coal CCS 2034
14263 | Area 1001 Coal CCS 2034 | NOX | ATC | 2030 | AEP-KPCO | 0 | 0 | 0 | 0 | 0 | 0 | 0.0073 | 2030 |  |  |  | REF | 0 | 0 | Real 2021 ¦ 12/22/2022 3:42:52 PM | Area 1001 Coal CCS 2034
14264 | Area 1001 Coal CCS 2034 | SO2 | ATC | 2030 | AEP-KPCO | 0 | 0 | 0 | 0 | 0 | 0 | 0.427 | 2030 |  |  |  | REF | 0 | 0 | Real 2021 ¦ 12/22/2022 3:42:52 PM | Area 1001 Coal CCS 2034
14265 | Area 1001 Coal CCS 2035 | CO2 | ATC | 2030 | AEP-KPCO | 0 | 0 | 0 | 0 | 0 | 0 | 20.57 | 2030 |  |  |  | REF | 0 | 0 | Real 2021 ¦ 12/22/2022 3:42:52 PM | Area 1001 Coal CCS 2035
14266 | Area 1001 Coal CCS 2035 | NOX | ATC | 2030 | AEP-KPCO | 0 | 0 | 0 | 0 | 0 | 0 | 0.0073 | 2030 |  |  |  | REF | 0 | 0 | Real 2021 ¦ 12/22/2022 3:42:52 PM | Area 1001 Coal CCS 2035
14267 | Area 1001 Coal CCS 2035 | SO2 | ATC | 2030 | AEP-KPCO | 0 | 0 | 0 | 0 | 0 | 0 | 0.427 | 2030 |  |  |  | REF | 0 | 0 | Real 2021 ¦ 12/22/2022 3:42:52 PM | Area 1001 Coal CCS 2035
14268 | Area 1001 Coal CCS 2036 | CO2 | ATC | 2030 | AEP-KPCO | 0 | 0 | 0 | 0 | 0 | 0 | 20.57 | 2030 |  |  |  | REF | 0 | 0 | Real 2021 ¦ 12/22/2022 3:42:52 PM | Area 1001 Coal CCS 2036
14269 | Area 1001 Coal CCS 2036 | NOX | ATC | 2030 | AEP-KPCO | 0 | 0 | 0 | 0 | 0 | 0 | 0.0073 | 2030 |  |  |  | REF | 0 | 0 | Real 2021 ¦ 12/22/2022 3:42:52 PM | Area 1001 Coal CCS 2036
14270 | Area 1001 Coal CCS 2036 | SO2 | ATC | 2030 | AEP-KPCO | 0 | 0 | 0 | 0 | 0 | 0 | 0.427 | 2030 |  |  |  | REF | 0 | 0 | Real 2021 ¦ 12/22/2022 3:42:52 PM | Area 1001 Coal CCS 2036
14271 | Area 1001 Coal CCS 2037 | CO2 | ATC | 2030 | AEP-KPCO | 0 | 0 | 0 | 0 | 0 | 0 | 20.57 | 2030 |  |  |  | REF | 0 | 0 | Real 2021 ¦ 12/22/2022 3:42:52 PM | Area 1001 Coal CCS 2037
14272 | Area 1001 Coal CCS 2037 | NOX | ATC | 2030 | AEP-KPCO | 0 | 0 | 0 | 0 | 0 | 0 | 0.0073 | 2030 |  |  |  | REF | 0 | 0 | Real 2021 ¦ 12/22/2022 3:42:52 PM | Area 1001 Coal CCS 2037
14273 | Area 1001 Coal CCS 2037 | SO2 | ATC | 2030 | AEP-KPCO | 0 | 0 | 0 | 0 | 0 | 0 | 0.427 | 2030 |  |  |  | REF | 0 | 0 | Real 2021 ¦ 12/22/2022 3:42:52 PM | Area 1001 Coal CCS 2037
14274 | Area 1001 Coal CCS 2038 | CO2 | ATC | 2030 | AEP-KPCO | 0 | 0 | 0 | 0 | 0 | 0 | 20.57 | 2030 |  |  |  | REF | 0 | 0 | Real 2021 ¦ 12/22/2022 3:42:52 PM | Area 1001 Coal CCS 2038
14275 | Area 1001 Coal CCS 2038 | NOX | ATC | 2030 | AEP-KPCO | 0 | 0 | 0 | 0 | 0 | 0 | 0.0073 | 2030 |  |  |  | REF | 0 | 0 | Real 2021 ¦ 12/22/2022 3:42:52 PM | Area 1001 Coal CCS 2038
14276 | Area 1001 Coal CCS 2038 | SO2 | ATC | 2030 | AEP-KPCO | 0 | 0 | 0 | 0 | 0 | 0 | 0.427 | 2030 |  |  |  | REF | 0 | 0 | Real 2021 ¦ 12/22/2022 3:42:52 PM | Area 1001 Coal CCS 2038
14277 | Area 1001 Coal CCS 2039 | CO2 | ATC | 2030 | AEP-KPCO | 0 | 0 | 0 | 0 | 0 | 0 | 20.57 | 2030 |  |  |  | REF | 0 | 0 | Real 2021 ¦ 12/22/2022 3:42:52 PM | Area 1001 Coal CCS 2039
14278 | Area 1001 Coal CCS 2039 | NOX | ATC | 2030 | AEP-KPCO | 0 | 0 | 0 | 0 | 0 | 0 | 0.0073 | 2030 |  |  |  | REF | 0 | 0 | Real 2021 ¦ 12/22/2022 3:42:52 PM | Area 1001 Coal CCS 2039
14279 | Area 1001 Coal CCS 2039 | SO2 | ATC | 2030 | AEP-KPCO | 0 | 0 | 0 | 0 | 0 | 0 | 0.427 | 2030 |  |  |  | REF | 0 | 0 | Real 2021 ¦ 12/22/2022 3:42:52 PM | Area 1001 Coal CCS 2039
14280 | Area 1001 Coal CCS 2040 | CO2 | ATC | 2030 | AEP-KPCO | 0 | 0 | 0 | 0 | 0 | 0 | 20.57 | 2030 |  |  |  | REF | 0 | 0 | Real 2021 ¦ 12/22/2022 3:42:52 PM | Area 1001 Coal CCS 2040
14281 | Area 1001 Coal CCS 2040 | NOX | ATC | 2030 | AEP-KPCO | 0 | 0 | 0 | 0 | 0 | 0 | 0.0073 | 2030 |  |  |  | REF | 0 | 0 | Real 2021 ¦ 12/22/2022 3:42:52 PM | Area 1001 Coal CCS 2040
14282 | Area 1001 Coal CCS 2040 | SO2 | ATC | 2030 | AEP-KPCO | 0 | 0 | 0 | 0 | 0 | 0 | 0.427 | 2030 |  |  |  | REF | 0 | 0 | Real 2021 ¦ 12/22/2022 3:42:52 PM | Area 1001 Coal CCS 2040
14283 | Area 1001 Coal CCS 2041 | CO2 | ATC | 2030 | AEP-KPCO | 0 | 0 | 0 | 0 | 0 | 0 | 20.57 | 2030 |  |  |  | REF | 0 | 0 | Real 2021 ¦ 12/22/2022 3:42:52 PM | Area 1001 Coal CCS 2041
14284 | Area 1001 Coal CCS 2041 | NOX | ATC | 2030 | AEP-KPCO | 0 | 0 | 0 | 0 | 0 | 0 | 0.0073 | 2030 |  |  |  | REF | 0 | 0 | Real 2021 ¦ 12/22/2022 3:42:52 PM | Area 1001 Coal CCS 2041
14285 | Area 1001 Coal CCS 2041 | SO2 | ATC | 2030 | AEP-KPCO | 0 | 0 | 0 | 0 | 0 | 0 | 0.427 | 2030 |  |  |  | REF | 0 | 0 | Real 2021 ¦ 12/22/2022 3:42:52 PM | Area 1001 Coal CCS 2041
14286 | Area 1001 Coal CCS 2042 | CO2 | ATC | 2030 | AEP-KPCO | 0 | 0 | 0 | 0 | 0 | 0 | 20.57 | 2030 |  |  |  | REF | 0 | 0 | Real 2021 ¦ 12/22/2022 3:42:52 PM | Area 1001 Coal CCS 2042
14287 | Area 1001 Coal CCS 2042 | NOX | ATC | 2030 | AEP-KPCO | 0 | 0 | 0 | 0 | 0 | 0 | 0.0073 | 2030 |  |  |  | REF | 0 | 0 | Real 2021 ¦ 12/22/2022 3:42:52 PM | Area 1001 Coal CCS 2042
14288 | Area 1001 Coal CCS 2042 | SO2 | ATC | 2030 | AEP-KPCO | 0 | 0 | 0 | 0 | 0 | 0 | 0.427 | 2030 |  |  |  | REF | 0 | 0 | Real 2021 ¦ 12/22/2022 3:42:52 PM | Area 1001 Coal CCS 2042
14289 | Area 1001 Coal CCS 2043 | CO2 | ATC | 2030 | AEP-KPCO | 0 | 0 | 0 | 0 | 0 | 0 | 20.57 | 2030 |  |  |  | REF | 0 | 0 | Real 2021 ¦ 12/22/2022 3:42:52 PM | Area 1001 Coal CCS 2043
14290 | Area 1001 Coal CCS 2043 | NOX | ATC | 2030 | AEP-KPCO | 0 | 0 | 0 | 0 | 0 | 0 | 0.0073 | 2030 |  |  |  | REF | 0 | 0 | Real 2021 ¦ 12/22/2022 3:42:52 PM | Area 1001 Coal CCS 2043
14291 | Area 1001 Coal CCS 2043 | SO2 | ATC | 2030 | AEP-KPCO | 0 | 0 | 0 | 0 | 0 | 0 | 0.427 | 2030 |  |  |  | REF | 0 | 0 | Real 2021 ¦ 12/22/2022 3:42:52 PM | Area 1001 Coal CCS 2043
14292 | Big Sandy #1_Ext Gas | CO2 | ATC | 2030 | AEP-KPCO | 0 | 0 | 0 | 0 | 0 | 0 | 117 | 2030 |  |  |  | REF | 0 | 0 | Real 2021 ¦ 12/22/2022 3:42:52 PM | Big Sandy #1_Ext Gas
14293 | Big Sandy #1_Ext Gas | NOX | ATC | 2030 | AEP-KPCO | 0 | 0 | 0 | 0 | 0 | 0 | 0.14 | 2030 |  |  |  | REF | 0 | 0 | Real 2021 ¦ 12/22/2022 3:42:52 PM | Big Sandy #1_Ext Gas
14294 | Big Sandy #1_Ext Gas | SO2 | ATC | 2030 | AEP-KPCO | 0 | 0 | 0 | 0 | 0 | 0 | 0.05 | 2030 |  |  |  | REF | 0 | 0 | Real 2021 ¦ 12/22/2022 3:42:52 PM | Big Sandy #1_Ext Gas
14295 | Big Sandy #1_Ext_NGCCS retrofit 2031 | CO2 | ATC | 2030 | AEP-KPCO | 0 | 0 | 0 | 0 | 0 | 0 | 11.7 | 2030 |  |  |  | REF | 0 | 0 | Real 2021 ¦ 12/22/2022 3:42:52 PM | Big Sandy #1_Ext_NGCCS retrofit 2032
14296 | Big Sandy #1_Ext_NGCCS retrofit 2031 | NOX | ATC | 2030 | AEP-KPCO | 0 | 0 | 0 | 0 | 0 | 0 | 0.014 | 2030 |  |  |  | REF | 0 | 0 | Real 2021 ¦ 12/22/2022 3:42:52 PM | Big Sandy #1_Ext_NGCCS retrofit 2032
14297 | Big Sandy #1_Ext_NGCCS retrofit 2031 | SO2 | ATC | 2030 | AEP-KPCO | 0 | 0 | 0 | 0 | 0 | 0 | 0.00515 | 2030 |  |  |  | REF | 0 | 0 | Real 2021 ¦ 12/22/2022 3:42:52 PM | Big Sandy #1_Ext_NGCCS retrofit 2032
14298 | Big Sandy #1_Ext Gas Capitalized | CO2 | ATC | 2030 | AEP-KPCO | 0 | 0 | 0 | 0 | 0 | 0 | 117 | 2030 |  |  |  | REF | 0 | 0 | Real 2021 ¦ 12/22/2022 3:42:52 PM | Big Sandy #1_Ext Gas Capitalized
14299 | Big Sandy #1_Ext Gas Capitalized | NOX | ATC | 2030 | AEP-KPCO | 0 | 0 | 0 | 0 | 0 | 0 | 0.14 | 2030 |  |  |  | REF | 0 | 0 | Real 2021 ¦ 12/22/2022 3:42:52 PM | Big Sandy #1_Ext Gas Capitalized
14300 | Big Sandy #1_Ext Gas Capitalized | SO2 | ATC | 2030 | AEP-KPCO | 0 | 0 | 0 | 0 | 0 | 0 | 0.05 | 2030 |  |  |  | REF | 0 | 0 | Real 2021 ¦ 12/22/2022 3:42:52 PM | Big Sandy #1_Ext Gas Capitalized
14301 | Big Sandy #1_Ext Gas FOM Capitalized | CO2 | ATC | 2030 | AEP-KPCO | 0 | 0 | 0 | 0 | 0 | 0 | 117 | 2030 |  |  |  | REF | 0 | 0 | Real 2021 ¦ 12/22/2022 3:42:52 PM | Big Sandy #1_Ext Gas FOM Capitalized
14302 | Big Sandy #1_Ext Gas FOM Capitalized | NOX | ATC | 2030 | AEP-KPCO | 0 | 0 | 0 | 0 | 0 | 0 | 0.14 | 2030 |  |  |  | REF | 0 | 0 | Real 2021 ¦ 12/22/2022 3:42:52 PM | Big Sandy #1_Ext Gas FOM Capitalized
14303 | Big Sandy #1_Ext Gas FOM Capitalized | SO2 | ATC | 2030 | AEP-KPCO | 0 | 0 | 0 | 0 | 0 | 0 | 0.05 | 2030 |  |  |  | REF | 0 | 0 | Real 2021 ¦ 12/22/2022 3:42:52 PM | Big Sandy #1_Ext Gas FOM Capitalized
15645 | Big Sandy #1 Gas | CO2 | ATC | 2031 | AEP-KPCO | 169069.25 | 169069.25 | 0 | 1934.7535 | 1934.7535 | 0 | 117 | 2031 |  |  |  | REF | 0 | 0 | Real 2021 ¦ 12/22/2022 3:42:52 PM | 13555
15646 | Big Sandy #1 Gas | NOX | ATC | 2031 | AEP-KPCO | 202.3051 | 202.3051 | 0 | 0.9983 | 0.9983 | 0 | 0.14 | 2031 |  |  |  | REF | 0 | 0 | Real 2021 ¦ 12/22/2022 3:42:52 PM | 13555
15647 | Big Sandy #1 Gas | SO2 | ATC | 2031 | AEP-KPCO | 72.2518 | 72.2518 | 0 | 0.24066 | 0.24066 | 0 | 0.05 | 2031 |  |  |  | REF | 0 | 0 | Real 2021 ¦ 12/22/2022 3:42:52 PM | 13555
15648 | Mitchell #1 (WV) | CO2 | ATC | 2031 | AEP-KPCO | 0 | 0 | 0 | 0 | 0 | 0 | 205.7 | 2031 |  |  |  | REF | 0 | 0 | Real 2021 ¦ 12/22/2022 3:42:52 PM | 3102
15649 | Mitchell #1 (WV) | NOX | ATC | 2031 | AEP-KPCO | 0 | 0 | 0 | 0 | 0 | 0 | 0.07 | 2031 |  |  |  | REF | 0 | 0 | Real 2021 ¦ 12/22/2022 3:42:52 PM | 3102
15650 | Mitchell #1 (WV) | SO2 | ATC | 2031 | AEP-KPCO | 0 | 0 | 0 | 0 | 0 | 0 | 4.27 | 2031 |  |  |  | REF | 0 | 0 | Real 2021 ¦ 12/22/2022 3:42:52 PM | 3102
15651 | Mitchell #2 (WV) | CO2 | ATC | 2031 | AEP-KPCO | 0 | 0 | 0 | 0 | 0 | 0 | 205.7 | 2031 |  |  |  | REF | 0 | 0 | Real 2021 ¦ 12/22/2022 3:42:52 PM | 3105
15652 | Mitchell #2 (WV) | NOX | ATC | 2031 | AEP-KPCO | 0 | 0 | 0 | 0 | 0 | 0 | 0.07 | 2031 |  |  |  | REF | 0 | 0 | Real 2021 ¦ 12/22/2022 3:42:52 PM | 3105
15653 | Mitchell #2 (WV) | SO2 | ATC | 2031 | AEP-KPCO | 0 | 0 | 0 | 0 | 0 | 0 | 4.27 | 2031 |  |  |  | REF | 0 | 0 | Real 2021 ¦ 12/22/2022 3:42:52 PM | 3105
15654 | Area 1001 Gas CC 2x1 2024 | CO2 | ATC | 2031 | AEP-KPCO | 2918296.5 | 2918296.5 | 0 | 33395.6914 | 33395.6914 | 0 | 122 | 2031 |  |  |  | REF | 0 | 0 | Real 2021 ¦ 12/22/2022 3:42:52 PM | Area 1001 Gas CC 2x1 2024
15655 | Area 1001 Gas CC 2x1 2024 | NOX | ATC | 2031 | AEP-KPCO | 13.3955 | 13.3955 | 0 | 0.74625 | 0.74625 | 0 | 0.00056 | 2031 |  |  |  | REF | 0 | 0 | Real 2021 ¦ 12/22/2022 3:42:52 PM | Area 1001 Gas CC 2x1 2024
15656 | Area 1001 Gas CC 2x1 2024 | SO2 | ATC | 2031 | AEP-KPCO | 179.8819 | 179.8819 | 0 | 0.59917 | 0.59917 | 0 | 0.00752 | 2031 |  |  |  | REF | 0 | 0 | Real 2021 ¦ 12/22/2022 3:42:52 PM | Area 1001 Gas CC 2x1 2024
15657 | Area 1001 Gas CC 2x1 2025 | CO2 | ATC | 2031 | AEP-KPCO | 2920943.5 | 2920943.5 | 0 | 33425.9805 | 33425.9805 | 0 | 122 | 2031 |  |  |  | REF | 0 | 0 | Real 2021 ¦ 12/22/2022 3:42:52 PM | Area 1001 Gas CC 2x1 2025
15658 | Area 1001 Gas CC 2x1 2025 | NOX | ATC | 2031 | AEP-KPCO | 13.4076 | 13.4076 | 0 | 0.74779 | 0.74779 | 0 | 0.00056 | 2031 |  |  |  | REF | 0 | 0 | Real 2021 ¦ 12/22/2022 3:42:52 PM | Area 1001 Gas CC 2x1 2025
15659 | Area 1001 Gas CC 2x1 2025 | SO2 | ATC | 2031 | AEP-KPCO | 180.045 | 180.045 | 0 | 0.59971 | 0.59971 | 0 | 0.00752 | 2031 |  |  |  | REF | 0 | 0 | Real 2021 ¦ 12/22/2022 3:42:52 PM | Area 1001 Gas CC 2x1 2025
15660 | Area 1001 Gas CC 2x1 2026 | CO2 | ATC | 2031 | AEP-KPCO | 2920943.5 | 2920943.5 | 0 | 33425.9805 | 33425.9805 | 0 | 122 | 2031 |  |  |  | REF | 0 | 0 | Real 2021 ¦ 12/22/2022 3:42:52 PM | Area 1001 Gas CC 2x1 2026
15661 | Area 1001 Gas CC 2x1 2026 | NOX | ATC | 2031 | AEP-KPCO | 13.4076 | 13.4076 | 0 | 0.74779 | 0.74779 | 0 | 0.00056 | 2031 |  |  |  | REF | 0 | 0 | Real 2021 ¦ 12/22/2022 3:42:52 PM | Area 1001 Gas CC 2x1 2026
15662 | Area 1001 Gas CC 2x1 2026 | SO2 | ATC | 2031 | AEP-KPCO | 180.045 | 180.045 | 0 | 0.59971 | 0.59971 | 0 | 0.00752 | 2031 |  |  |  | REF | 0 | 0 | Real 2021 ¦ 12/22/2022 3:42:52 PM | Area 1001 Gas CC 2x1 2026
15663 | Area 1001 Gas CC 2x1 2027 | CO2 | ATC | 2031 | AEP-KPCO | 2920943.5 | 2920943.5 | 0 | 33425.9805 | 33425.9805 | 0 | 122 | 2031 |  |  |  | REF | 0 | 0 | Real 2021 ¦ 12/22/2022 3:42:52 PM | Area 1001 Gas CC 2x1 2027
15664 | Area 1001 Gas CC 2x1 2027 | NOX | ATC | 2031 | AEP-KPCO | 13.4076 | 13.4076 | 0 | 0.74779 | 0.74779 | 0 | 0.00056 | 2031 |  |  |  | REF | 0 | 0 | Real 2021 ¦ 12/22/2022 3:42:52 PM | Area 1001 Gas CC 2x1 2027
15665 | Area 1001 Gas CC 2x1 2027 | SO2 | ATC | 2031 | AEP-KPCO | 180.045 | 180.045 | 0 | 0.59971 | 0.59971 | 0 | 0.00752 | 2031 |  |  |  | REF | 0 | 0 | Real 2021 ¦ 12/22/2022 3:42:52 PM | Area 1001 Gas CC 2x1 2027
15666 | Area 1001 Gas CC 2x1 2028 | CO2 | ATC | 2031 | AEP-KPCO | 2918228 | 2918228 | 0 | 33394.9062 | 33394.9062 | 0 | 122 | 2031 |  |  |  | REF | 0 | 0 | Real 2021 ¦ 12/22/2022 3:42:52 PM | Area 1001 Gas CC 2x1 2028
15667 | Area 1001 Gas CC 2x1 2028 | NOX | ATC | 2031 | AEP-KPCO | 13.3951 | 13.3951 | 0 | 0.74624 | 0.74624 | 0 | 0.00056 | 2031 |  |  |  | REF | 0 | 0 | Real 2021 ¦ 12/22/2022 3:42:52 PM | Area 1001 Gas CC 2x1 2028
15668 | Area 1001 Gas CC 2x1 2028 | SO2 | ATC | 2031 | AEP-KPCO | 179.8777 | 179.8777 | 0 | 0.59915 | 0.59915 | 0 | 0.00752 | 2031 |  |  |  | REF | 0 | 0 | Real 2021 ¦ 12/22/2022 3:42:52 PM | Area 1001 Gas CC 2x1 2028
15669 | Area 1001 Gas CC 2x1 2029 | CO2 | ATC | 2031 | AEP-KPCO | 2918296.5 | 2918296.5 | 0 | 33395.6914 | 33395.6914 | 0 | 122 | 2031 |  |  |  | REF | 0 | 0 | Real 2021 ¦ 12/22/2022 3:42:52 PM | Area 1001 Gas CC 2x1 2029
15670 | Area 1001 Gas CC 2x1 2029 | NOX | ATC | 2031 | AEP-KPCO | 13.3955 | 13.3955 | 0 | 0.74625 | 0.74625 | 0 | 0.00056 | 2031 |  |  |  | REF | 0 | 0 | Real 2021 ¦ 12/22/2022 3:42:52 PM | Area 1001 Gas CC 2x1 2029
15671 | Area 1001 Gas CC 2x1 2029 | SO2 | ATC | 2031 | AEP-KPCO | 179.8819 | 179.8819 | 0 | 0.59917 | 0.59917 | 0 | 0.00752 | 2031 |  |  |  | REF | 0 | 0 | Real 2021 ¦ 12/22/2022 3:42:52 PM | Area 1001 Gas CC 2x1 2029
15672 | Area 1001 Gas CC 2x1 2030 | CO2 | ATC | 2031 | AEP-KPCO | 2924349 | 2924349 | 0 | 33464.9531 | 33464.9531 | 0 | 122 | 2031 |  |  |  | REF | 0 | 0 | Real 2021 ¦ 12/22/2022 3:42:52 PM | Area 1001 Gas CC 2x1 2030
15673 | Area 1001 Gas CC 2x1 2030 | NOX | ATC | 2031 | AEP-KPCO | 13.4232 | 13.4232 | 0 | 0.74847 | 0.74847 | 0 | 0.00056 | 2031 |  |  |  | REF | 0 | 0 | Real 2021 ¦ 12/22/2022 3:42:52 PM | Area 1001 Gas CC 2x1 2030
15674 | Area 1001 Gas CC 2x1 2030 | SO2 | ATC | 2031 | AEP-KPCO | 180.255 | 180.255 | 0 | 0.60041 | 0.60041 | 0 | 0.00752 | 2031 |  |  |  | REF | 0 | 0 | Real 2021 ¦ 12/22/2022 3:42:52 PM | Area 1001 Gas CC 2x1 2030
15675 | Area 1001 Gas CC 2x1 2031 | CO2 | ATC | 2031 | AEP-KPCO | 2918296.5 | 2918296.5 | 0 | 33395.6914 | 33395.6914 | 0 | 122 | 2031 |  |  |  | REF | 0 | 0 | Real 2021 ¦ 12/22/2022 3:42:52 PM | Area 1001 Gas CC 2x1 2031
15676 | Area 1001 Gas CC 2x1 2031 | NOX | ATC | 2031 | AEP-KPCO | 13.3955 | 13.3955 | 0 | 0.74625 | 0.74625 | 0 | 0.00056 | 2031 |  |  |  | REF | 0 | 0 | Real 2021 ¦ 12/22/2022 3:42:52 PM | Area 1001 Gas CC 2x1 2031
15677 | Area 1001 Gas CC 2x1 2031 | SO2 | ATC | 2031 | AEP-KPCO | 179.8819 | 179.8819 | 0 | 0.59917 | 0.59917 | 0 | 0.00752 | 2031 |  |  |  | REF | 0 | 0 | Real 2021 ¦ 12/22/2022 3:42:52 PM | Area 1001 Gas CC 2x1 2031
15678 | Area 1001 Gas CC 2x1 2032 | CO2 | ATC | 2031 | AEP-KPCO | 0 | 0 | 0 | 0 | 0 | 0 | 122 | 2031 |  |  |  | REF | 0 | 0 | Real 2021 ¦ 12/22/2022 3:42:52 PM | Area 1001 Gas CC 2x1 2032
15679 | Area 1001 Gas CC 2x1 2032 | NOX | ATC | 2031 | AEP-KPCO | 0 | 0 | 0 | 0 | 0 | 0 | 0.00056 | 2031 |  |  |  | REF | 0 | 0 | Real 2021 ¦ 12/22/2022 3:42:52 PM | Area 1001 Gas CC 2x1 2032
15680 | Area 1001 Gas CC 2x1 2032 | SO2 | ATC | 2031 | AEP-KPCO | 0 | 0 | 0 | 0 | 0 | 0 | 0.00752 | 2031 |  |  |  | REF | 0 | 0 | Real 2021 ¦ 12/22/2022 3:42:52 PM | Area 1001 Gas CC 2x1 2032
15681 | Area 1001 Gas CC 2x1 2033 | CO2 | ATC | 2031 | AEP-KPCO | 0 | 0 | 0 | 0 | 0 | 0 | 122 | 2031 |  |  |  | REF | 0 | 0 | Real 2021 ¦ 12/22/2022 3:42:52 PM | Area 1001 Gas CC 2x1 2033
15682 | Area 1001 Gas CC 2x1 2033 | NOX | ATC | 2031 | AEP-KPCO | 0 | 0 | 0 | 0 | 0 | 0 | 0.00056 | 2031 |  |  |  | REF | 0 | 0 | Real 2021 ¦ 12/22/2022 3:42:52 PM | Area 1001 Gas CC 2x1 2033
15683 | Area 1001 Gas CC 2x1 2033 | SO2 | ATC | 2031 | AEP-KPCO | 0 | 0 | 0 | 0 | 0 | 0 | 0.00752 | 2031 |  |  |  | REF | 0 | 0 | Real 2021 ¦ 12/22/2022 3:42:52 PM | Area 1001 Gas CC 2x1 2033
15684 | Area 1001 Gas CC 2x1 2034 | CO2 | ATC | 2031 | AEP-KPCO | 0 | 0 | 0 | 0 | 0 | 0 | 122 | 2031 |  |  |  | REF | 0 | 0 | Real 2021 ¦ 12/22/2022 3:42:52 PM | Area 1001 Gas CC 2x1 2034
15685 | Area 1001 Gas CC 2x1 2034 | NOX | ATC | 2031 | AEP-KPCO | 0 | 0 | 0 | 0 | 0 | 0 | 0.00056 | 2031 |  |  |  | REF | 0 | 0 | Real 2021 ¦ 12/22/2022 3:42:52 PM | Area 1001 Gas CC 2x1 2034
15686 | Area 1001 Gas CC 2x1 2034 | SO2 | ATC | 2031 | AEP-KPCO | 0 | 0 | 0 | 0 | 0 | 0 | 0.00752 | 2031 |  |  |  | REF | 0 | 0 | Real 2021 ¦ 12/22/2022 3:42:52 PM | Area 1001 Gas CC 2x1 2034
15687 | Area 1001 Gas CC 2x1 2035 | CO2 | ATC | 2031 | AEP-KPCO | 0 | 0 | 0 | 0 | 0 | 0 | 122 | 2031 |  |  |  | REF | 0 | 0 | Real 2021 ¦ 12/22/2022 3:42:52 PM | Area 1001 Gas CC 2x1 2035
15688 | Area 1001 Gas CC 2x1 2035 | NOX | ATC | 2031 | AEP-KPCO | 0 | 0 | 0 | 0 | 0 | 0 | 0.00056 | 2031 |  |  |  | REF | 0 | 0 | Real 2021 ¦ 12/22/2022 3:42:52 PM | Area 1001 Gas CC 2x1 2035
15689 | Area 1001 Gas CC 2x1 2035 | SO2 | ATC | 2031 | AEP-KPCO | 0 | 0 | 0 | 0 | 0 | 0 | 0.00752 | 2031 |  |  |  | REF | 0 | 0 | Real 2021 ¦ 12/22/2022 3:42:52 PM | Area 1001 Gas CC 2x1 2035
15690 | Area 1001 Gas CC 2x1 2036 | CO2 | ATC | 2031 | AEP-KPCO | 0 | 0 | 0 | 0 | 0 | 0 | 122 | 2031 |  |  |  | REF | 0 | 0 | Real 2021 ¦ 12/22/2022 3:42:52 PM | Area 1001 Gas CC 2x1 2036
15691 | Area 1001 Gas CC 2x1 2036 | NOX | ATC | 2031 | AEP-KPCO | 0 | 0 | 0 | 0 | 0 | 0 | 0.00056 | 2031 |  |  |  | REF | 0 | 0 | Real 2021 ¦ 12/22/2022 3:42:52 PM | Area 1001 Gas CC 2x1 2036
15692 | Area 1001 Gas CC 2x1 2036 | SO2 | ATC | 2031 | AEP-KPCO | 0 | 0 | 0 | 0 | 0 | 0 | 0.00752 | 2031 |  |  |  | REF | 0 | 0 | Real 2021 ¦ 12/22/2022 3:42:52 PM | Area 1001 Gas CC 2x1 2036
15693 | Area 1001 Gas CC 2x1 2037 | CO2 | ATC | 2031 | AEP-KPCO | 0 | 0 | 0 | 0 | 0 | 0 | 122 | 2031 |  |  |  | REF | 0 | 0 | Real 2021 ¦ 12/22/2022 3:42:52 PM | Area 1001 Gas CC 2x1 2037
15694 | Area 1001 Gas CC 2x1 2037 | NOX | ATC | 2031 | AEP-KPCO | 0 | 0 | 0 | 0 | 0 | 0 | 0.00056 | 2031 |  |  |  | REF | 0 | 0 | Real 2021 ¦ 12/22/2022 3:42:52 PM | Area 1001 Gas CC 2x1 2037
15695 | Area 1001 Gas CC 2x1 2037 | SO2 | ATC | 2031 | AEP-KPCO | 0 | 0 | 0 | 0 | 0 | 0 | 0.00752 | 2031 |  |  |  | REF | 0 | 0 | Real 2021 ¦ 12/22/2022 3:42:52 PM | Area 1001 Gas CC 2x1 2037
15696 | Area 1001 Gas CC 2x1 2038 | CO2 | ATC | 2031 | AEP-KPCO | 0 | 0 | 0 | 0 | 0 | 0 | 122 | 2031 |  |  |  | REF | 0 | 0 | Real 2021 ¦ 12/22/2022 3:42:52 PM | Area 1001 Gas CC 2x1 2038
15697 | Area 1001 Gas CC 2x1 2038 | NOX | ATC | 2031 | AEP-KPCO | 0 | 0 | 0 | 0 | 0 | 0 | 0.00056 | 2031 |  |  |  | REF | 0 | 0 | Real 2021 ¦ 12/22/2022 3:42:52 PM | Area 1001 Gas CC 2x1 2038
15698 | Area 1001 Gas CC 2x1 2038 | SO2 | ATC | 2031 | AEP-KPCO | 0 | 0 | 0 | 0 | 0 | 0 | 0.00752 | 2031 |  |  |  | REF | 0 | 0 | Real 2021 ¦ 12/22/2022 3:42:52 PM | Area 1001 Gas CC 2x1 2038
15699 | Area 1001 Gas CC 2x1 2039 | CO2 | ATC | 2031 | AEP-KPCO | 0 | 0 | 0 | 0 | 0 | 0 | 122 | 2031 |  |  |  | REF | 0 | 0 | Real 2021 ¦ 12/22/2022 3:42:52 PM | Area 1001 Gas CC 2x1 2039
15700 | Area 1001 Gas CC 2x1 2039 | NOX | ATC | 2031 | AEP-KPCO | 0 | 0 | 0 | 0 | 0 | 0 | 0.00056 | 2031 |  |  |  | REF | 0 | 0 | Real 2021 ¦ 12/22/2022 3:42:52 PM | Area 1001 Gas CC 2x1 2039
15701 | Area 1001 Gas CC 2x1 2039 | SO2 | ATC | 2031 | AEP-KPCO | 0 | 0 | 0 | 0 | 0 | 0 | 0.00752 | 2031 |  |  |  | REF | 0 | 0 | Real 2021 ¦ 12/22/2022 3:42:52 PM | Area 1001 Gas CC 2x1 2039
15702 | Area 1001 Gas CC 2x1 2040 | CO2 | ATC | 2031 | AEP-KPCO | 0 | 0 | 0 | 0 | 0 | 0 | 122 | 2031 |  |  |  | REF | 0 | 0 | Real 2021 ¦ 12/22/2022 3:42:52 PM | Area 1001 Gas CC 2x1 2040
15703 | Area 1001 Gas CC 2x1 2040 | NOX | ATC | 2031 | AEP-KPCO | 0 | 0 | 0 | 0 | 0 | 0 | 0.00056 | 2031 |  |  |  | REF | 0 | 0 | Real 2021 ¦ 12/22/2022 3:42:52 PM | Area 1001 Gas CC 2x1 2040
15704 | Area 1001 Gas CC 2x1 2040 | SO2 | ATC | 2031 | AEP-KPCO | 0 | 0 | 0 | 0 | 0 | 0 | 0.00752 | 2031 |  |  |  | REF | 0 | 0 | Real 2021 ¦ 12/22/2022 3:42:52 PM | Area 1001 Gas CC 2x1 2040
15705 | Area 1001 Gas CC 2x1 2041 | CO2 | ATC | 2031 | AEP-KPCO | 0 | 0 | 0 | 0 | 0 | 0 | 122 | 2031 |  |  |  | REF | 0 | 0 | Real 2021 ¦ 12/22/2022 3:42:52 PM | Area 1001 Gas CC 2x1 2041
15706 | Area 1001 Gas CC 2x1 2041 | NOX | ATC | 2031 | AEP-KPCO | 0 | 0 | 0 | 0 | 0 | 0 | 0.00056 | 2031 |  |  |  | REF | 0 | 0 | Real 2021 ¦ 12/22/2022 3:42:52 PM | Area 1001 Gas CC 2x1 2041
15707 | Area 1001 Gas CC 2x1 2041 | SO2 | ATC | 2031 | AEP-KPCO | 0 | 0 | 0 | 0 | 0 | 0 | 0.00752 | 2031 |  |  |  | REF | 0 | 0 | Real 2021 ¦ 12/22/2022 3:42:52 PM | Area 1001 Gas CC 2x1 2041
15708 | Area 1001 Gas CC 2x1 2042 | CO2 | ATC | 2031 | AEP-KPCO | 0 | 0 | 0 | 0 | 0 | 0 | 122 | 2031 |  |  |  | REF | 0 | 0 | Real 2021 ¦ 12/22/2022 3:42:52 PM | Area 1001 Gas CC 2x1 2042
15709 | Area 1001 Gas CC 2x1 2042 | NOX | ATC | 2031 | AEP-KPCO | 0 | 0 | 0 | 0 | 0 | 0 | 0.00056 | 2031 |  |  |  | REF | 0 | 0 | Real 2021 ¦ 12/22/2022 3:42:52 PM | Area 1001 Gas CC 2x1 2042
15710 | Area 1001 Gas CC 2x1 2042 | SO2 | ATC | 2031 | AEP-KPCO | 0 | 0 | 0 | 0 | 0 | 0 | 0.00752 | 2031 |  |  |  | REF | 0 | 0 | Real 2021 ¦ 12/22/2022 3:42:52 PM | Area 1001 Gas CC 2x1 2042
15711 | Area 1001 Gas CC 2x1 2043 | CO2 | ATC | 2031 | AEP-KPCO | 0 | 0 | 0 | 0 | 0 | 0 | 122 | 2031 |  |  |  | REF | 0 | 0 | Real 2021 ¦ 12/22/2022 3:42:52 PM | Area 1001 Gas CC 2x1 2043
15712 | Area 1001 Gas CC 2x1 2043 | NOX | ATC | 2031 | AEP-KPCO | 0 | 0 | 0 | 0 | 0 | 0 | 0.00056 | 2031 |  |  |  | REF | 0 | 0 | Real 2021 ¦ 12/22/2022 3:42:52 PM | Area 1001 Gas CC 2x1 2043
15713 | Area 1001 Gas CC 2x1 2043 | SO2 | ATC | 2031 | AEP-KPCO | 0 | 0 | 0 | 0 | 0 | 0 | 0.00752 | 2031 |  |  |  | REF | 0 | 0 | Real 2021 ¦ 12/22/2022 3:42:52 PM | Area 1001 Gas CC 2x1 2043
15714 | Area 1001 Gas CC 1x1 2024 | CO2 | ATC | 2031 | AEP-KPCO | 1112238 | 1112238 | 0 | 12727.957 | 12727.957 | 0 | 122 | 2031 |  |  |  | REF | 0 | 0 | Real 2021 ¦ 12/22/2022 3:42:52 PM | Area 1001 Gas CC 1x1 2024
15715 | Area 1001 Gas CC 1x1 2024 | NOX | ATC | 2031 | AEP-KPCO | 5.1054 | 5.1054 | 0 | 0.28569 | 0.28569 | 0 | 0.00056 | 2031 |  |  |  | REF | 0 | 0 | Real 2021 ¦ 12/22/2022 3:42:52 PM | Area 1001 Gas CC 1x1 2024
15716 | Area 1001 Gas CC 1x1 2024 | SO2 | ATC | 2031 | AEP-KPCO | 68.5576 | 68.5576 | 0 | 0.22836 | 0.22836 | 0 | 0.00752 | 2031 |  |  |  | REF | 0 | 0 | Real 2021 ¦ 12/22/2022 3:42:52 PM | Area 1001 Gas CC 1x1 2024
15717 | Area 1001 Gas CC 1x1 2025 | CO2 | ATC | 2031 | AEP-KPCO | 1112792.25 | 1112792.25 | 0 | 12734.2998 | 12734.2998 | 0 | 122 | 2031 |  |  |  | REF | 0 | 0 | Real 2021 ¦ 12/22/2022 3:42:52 PM | Area 1001 Gas CC 1x1 2025
15718 | Area 1001 Gas CC 1x1 2025 | NOX | ATC | 2031 | AEP-KPCO | 5.1079 | 5.1079 | 0 | 0.2857 | 0.2857 | 0 | 0.00056 | 2031 |  |  |  | REF | 0 | 0 | Real 2021 ¦ 12/22/2022 3:42:52 PM | Area 1001 Gas CC 1x1 2025
15719 | Area 1001 Gas CC 1x1 2025 | SO2 | ATC | 2031 | AEP-KPCO | 68.5918 | 68.5918 | 0 | 0.22847 | 0.22847 | 0 | 0.00752 | 2031 |  |  |  | REF | 0 | 0 | Real 2021 ¦ 12/22/2022 3:42:52 PM | Area 1001 Gas CC 1x1 2025
15720 | Area 1001 Gas CC 1x1 2026 | CO2 | ATC | 2031 | AEP-KPCO | 1112238 | 1112238 | 0 | 12727.957 | 12727.957 | 0 | 122 | 2031 |  |  |  | REF | 0 | 0 | Real 2021 ¦ 12/22/2022 3:42:52 PM | Area 1001 Gas CC 1x1 2026
15721 | Area 1001 Gas CC 1x1 2026 | NOX | ATC | 2031 | AEP-KPCO | 5.1054 | 5.1054 | 0 | 0.28569 | 0.28569 | 0 | 0.00056 | 2031 |  |  |  | REF | 0 | 0 | Real 2021 ¦ 12/22/2022 3:42:52 PM | Area 1001 Gas CC 1x1 2026
15722 | Area 1001 Gas CC 1x1 2026 | SO2 | ATC | 2031 | AEP-KPCO | 68.5576 | 68.5576 | 0 | 0.22836 | 0.22836 | 0 | 0.00752 | 2031 |  |  |  | REF | 0 | 0 | Real 2021 ¦ 12/22/2022 3:42:52 PM | Area 1001 Gas CC 1x1 2026
15723 | Area 1001 Gas CC 1x1 2027 | CO2 | ATC | 2031 | AEP-KPCO | 1112238 | 1112238 | 0 | 12727.957 | 12727.957 | 0 | 122 | 2031 |  |  |  | REF | 0 | 0 | Real 2021 ¦ 12/22/2022 3:42:52 PM | Area 1001 Gas CC 1x1 2027
15724 | Area 1001 Gas CC 1x1 2027 | NOX | ATC | 2031 | AEP-KPCO | 5.1054 | 5.1054 | 0 | 0.28569 | 0.28569 | 0 | 0.00056 | 2031 |  |  |  | REF | 0 | 0 | Real 2021 ¦ 12/22/2022 3:42:52 PM | Area 1001 Gas CC 1x1 2027
15725 | Area 1001 Gas CC 1x1 2027 | SO2 | ATC | 2031 | AEP-KPCO | 68.5576 | 68.5576 | 0 | 0.22836 | 0.22836 | 0 | 0.00752 | 2031 |  |  |  | REF | 0 | 0 | Real 2021 ¦ 12/22/2022 3:42:52 PM | Area 1001 Gas CC 1x1 2027
15726 | Area 1001 Gas CC 1x1 2028 | CO2 | ATC | 2031 | AEP-KPCO | 1112238 | 1112238 | 0 | 12727.957 | 12727.957 | 0 | 122 | 2031 |  |  |  | REF | 0 | 0 | Real 2021 ¦ 12/22/2022 3:42:52 PM | Area 1001 Gas CC 1x1 2028
15727 | Area 1001 Gas CC 1x1 2028 | NOX | ATC | 2031 | AEP-KPCO | 5.1054 | 5.1054 | 0 | 0.28569 | 0.28569 | 0 | 0.00056 | 2031 |  |  |  | REF | 0 | 0 | Real 2021 ¦ 12/22/2022 3:42:52 PM | Area 1001 Gas CC 1x1 2028
15728 | Area 1001 Gas CC 1x1 2028 | SO2 | ATC | 2031 | AEP-KPCO | 68.5576 | 68.5576 | 0 | 0.22836 | 0.22836 | 0 | 0.00752 | 2031 |  |  |  | REF | 0 | 0 | Real 2021 ¦ 12/22/2022 3:42:52 PM | Area 1001 Gas CC 1x1 2028
15729 | Area 1001 Gas CC 1x1 2029 | CO2 | ATC | 2031 | AEP-KPCO | 1112717 | 1112717 | 0 | 12733.4395 | 12733.4395 | 0 | 122 | 2031 |  |  |  | REF | 0 | 0 | Real 2021 ¦ 12/22/2022 3:42:52 PM | Area 1001 Gas CC 1x1 2029
15730 | Area 1001 Gas CC 1x1 2029 | NOX | ATC | 2031 | AEP-KPCO | 5.1076 | 5.1076 | 0 | 0.2857 | 0.2857 | 0 | 0.00056 | 2031 |  |  |  | REF | 0 | 0 | Real 2021 ¦ 12/22/2022 3:42:52 PM | Area 1001 Gas CC 1x1 2029
15731 | Area 1001 Gas CC 1x1 2029 | SO2 | ATC | 2031 | AEP-KPCO | 68.5871 | 68.5871 | 0 | 0.22846 | 0.22846 | 0 | 0.00752 | 2031 |  |  |  | REF | 0 | 0 | Real 2021 ¦ 12/22/2022 3:42:52 PM | Area 1001 Gas CC 1x1 2029
15732 | Area 1001 Gas CC 1x1 2030 | CO2 | ATC | 2031 | AEP-KPCO | 1112238 | 1112238 | 0 | 12727.957 | 12727.957 | 0 | 122 | 2031 |  |  |  | REF | 0 | 0 | Real 2021 ¦ 12/22/2022 3:42:52 PM | Area 1001 Gas CC 1x1 2030
15733 | Area 1001 Gas CC 1x1 2030 | NOX | ATC | 2031 | AEP-KPCO | 5.1054 | 5.1054 | 0 | 0.28569 | 0.28569 | 0 | 0.00056 | 2031 |  |  |  | REF | 0 | 0 | Real 2021 ¦ 12/22/2022 3:42:52 PM | Area 1001 Gas CC 1x1 2030
15734 | Area 1001 Gas CC 1x1 2030 | SO2 | ATC | 2031 | AEP-KPCO | 68.5576 | 68.5576 | 0 | 0.22836 | 0.22836 | 0 | 0.00752 | 2031 |  |  |  | REF | 0 | 0 | Real 2021 ¦ 12/22/2022 3:42:52 PM | Area 1001 Gas CC 1x1 2030
15735 | Area 1001 Gas CC 1x1 2031 | CO2 | ATC | 2031 | AEP-KPCO | 1109948.25 | 1109948.25 | 0 | 12701.7559 | 12701.7559 | 0 | 122 | 2031 |  |  |  | REF | 0 | 0 | Real 2021 ¦ 12/22/2022 3:42:52 PM | Area 1001 Gas CC 1x1 2031
15736 | Area 1001 Gas CC 1x1 2031 | NOX | ATC | 2031 | AEP-KPCO | 5.0948 | 5.0948 | 0 | 0.28547 | 0.28547 | 0 | 0.00056 | 2031 |  |  |  | REF | 0 | 0 | Real 2021 ¦ 12/22/2022 3:42:52 PM | Area 1001 Gas CC 1x1 2031
15737 | Area 1001 Gas CC 1x1 2031 | SO2 | ATC | 2031 | AEP-KPCO | 68.4165 | 68.4165 | 0 | 0.22789 | 0.22789 | 0 | 0.00752 | 2031 |  |  |  | REF | 0 | 0 | Real 2021 ¦ 12/22/2022 3:42:52 PM | Area 1001 Gas CC 1x1 2031
15738 | Area 1001 Gas CC 1x1 2032 | CO2 | ATC | 2031 | AEP-KPCO | 0 | 0 | 0 | 0 | 0 | 0 | 122 | 2031 |  |  |  | REF | 0 | 0 | Real 2021 ¦ 12/22/2022 3:42:52 PM | Area 1001 Gas CC 1x1 2032
15739 | Area 1001 Gas CC 1x1 2032 | NOX | ATC | 2031 | AEP-KPCO | 0 | 0 | 0 | 0 | 0 | 0 | 0.00056 | 2031 |  |  |  | REF | 0 | 0 | Real 2021 ¦ 12/22/2022 3:42:52 PM | Area 1001 Gas CC 1x1 2032
15740 | Area 1001 Gas CC 1x1 2032 | SO2 | ATC | 2031 | AEP-KPCO | 0 | 0 | 0 | 0 | 0 | 0 | 0.00752 | 2031 |  |  |  | REF | 0 | 0 | Real 2021 ¦ 12/22/2022 3:42:52 PM | Area 1001 Gas CC 1x1 2032
15741 | Area 1001 Gas CC 1x1 2033 | CO2 | ATC | 2031 | AEP-KPCO | 0 | 0 | 0 | 0 | 0 | 0 | 122 | 2031 |  |  |  | REF | 0 | 0 | Real 2021 ¦ 12/22/2022 3:42:52 PM | Area 1001 Gas CC 1x1 2033
15742 | Area 1001 Gas CC 1x1 2033 | NOX | ATC | 2031 | AEP-KPCO | 0 | 0 | 0 | 0 | 0 | 0 | 0.00056 | 2031 |  |  |  | REF | 0 | 0 | Real 2021 ¦ 12/22/2022 3:42:52 PM | Area 1001 Gas CC 1x1 2033
15743 | Area 1001 Gas CC 1x1 2033 | SO2 | ATC | 2031 | AEP-KPCO | 0 | 0 | 0 | 0 | 0 | 0 | 0.00752 | 2031 |  |  |  | REF | 0 | 0 | Real 2021 ¦ 12/22/2022 3:42:52 PM | Area 1001 Gas CC 1x1 2033
15744 | Area 1001 Gas CC 1x1 2034 | CO2 | ATC | 2031 | AEP-KPCO | 0 | 0 | 0 | 0 | 0 | 0 | 122 | 2031 |  |  |  | REF | 0 | 0 | Real 2021 ¦ 12/22/2022 3:42:52 PM | Area 1001 Gas CC 1x1 2034
15745 | Area 1001 Gas CC 1x1 2034 | NOX | ATC | 2031 | AEP-KPCO | 0 | 0 | 0 | 0 | 0 | 0 | 0.00056 | 2031 |  |  |  | REF | 0 | 0 | Real 2021 ¦ 12/22/2022 3:42:52 PM | Area 1001 Gas CC 1x1 2034
15746 | Area 1001 Gas CC 1x1 2034 | SO2 | ATC | 2031 | AEP-KPCO | 0 | 0 | 0 | 0 | 0 | 0 | 0.00752 | 2031 |  |  |  | REF | 0 | 0 | Real 2021 ¦ 12/22/2022 3:42:52 PM | Area 1001 Gas CC 1x1 2034
15747 | Area 1001 Gas CC 1x1 2035 | CO2 | ATC | 2031 | AEP-KPCO | 0 | 0 | 0 | 0 | 0 | 0 | 122 | 2031 |  |  |  | REF | 0 | 0 | Real 2021 ¦ 12/22/2022 3:42:52 PM | Area 1001 Gas CC 1x1 2035
15748 | Area 1001 Gas CC 1x1 2035 | NOX | ATC | 2031 | AEP-KPCO | 0 | 0 | 0 | 0 | 0 | 0 | 0.00056 | 2031 |  |  |  | REF | 0 | 0 | Real 2021 ¦ 12/22/2022 3:42:52 PM | Area 1001 Gas CC 1x1 2035
15749 | Area 1001 Gas CC 1x1 2035 | SO2 | ATC | 2031 | AEP-KPCO | 0 | 0 | 0 | 0 | 0 | 0 | 0.00752 | 2031 |  |  |  | REF | 0 | 0 | Real 2021 ¦ 12/22/2022 3:42:52 PM | Area 1001 Gas CC 1x1 2035
15750 | Area 1001 Gas CC 1x1 2036 | CO2 | ATC | 2031 | AEP-KPCO | 0 | 0 | 0 | 0 | 0 | 0 | 122 | 2031 |  |  |  | REF | 0 | 0 | Real 2021 ¦ 12/22/2022 3:42:52 PM | Area 1001 Gas CC 1x1 2036
15751 | Area 1001 Gas CC 1x1 2036 | NOX | ATC | 2031 | AEP-KPCO | 0 | 0 | 0 | 0 | 0 | 0 | 0.00056 | 2031 |  |  |  | REF | 0 | 0 | Real 2021 ¦ 12/22/2022 3:42:52 PM | Area 1001 Gas CC 1x1 2036
15752 | Area 1001 Gas CC 1x1 2036 | SO2 | ATC | 2031 | AEP-KPCO | 0 | 0 | 0 | 0 | 0 | 0 | 0.00752 | 2031 |  |  |  | REF | 0 | 0 | Real 2021 ¦ 12/22/2022 3:42:52 PM | Area 1001 Gas CC 1x1 2036
15753 | Area 1001 Gas CC 1x1 2037 | CO2 | ATC | 2031 | AEP-KPCO | 0 | 0 | 0 | 0 | 0 | 0 | 122 | 2031 |  |  |  | REF | 0 | 0 | Real 2021 ¦ 12/22/2022 3:42:52 PM | Area 1001 Gas CC 1x1 2037
15754 | Area 1001 Gas CC 1x1 2037 | NOX | ATC | 2031 | AEP-KPCO | 0 | 0 | 0 | 0 | 0 | 0 | 0.00056 | 2031 |  |  |  | REF | 0 | 0 | Real 2021 ¦ 12/22/2022 3:42:52 PM | Area 1001 Gas CC 1x1 2037
15755 | Area 1001 Gas CC 1x1 2037 | SO2 | ATC | 2031 | AEP-KPCO | 0 | 0 | 0 | 0 | 0 | 0 | 0.00752 | 2031 |  |  |  | REF | 0 | 0 | Real 2021 ¦ 12/22/2022 3:42:52 PM | Area 1001 Gas CC 1x1 2037
15756 | Area 1001 Gas CC 1x1 2038 | CO2 | ATC | 2031 | AEP-KPCO | 0 | 0 | 0 | 0 | 0 | 0 | 122 | 2031 |  |  |  | REF | 0 | 0 | Real 2021 ¦ 12/22/2022 3:42:52 PM | Area 1001 Gas CC 1x1 2038
15757 | Area 1001 Gas CC 1x1 2038 | NOX | ATC | 2031 | AEP-KPCO | 0 | 0 | 0 | 0 | 0 | 0 | 0.00056 | 2031 |  |  |  | REF | 0 | 0 | Real 2021 ¦ 12/22/2022 3:42:52 PM | Area 1001 Gas CC 1x1 2038
15758 | Area 1001 Gas CC 1x1 2038 | SO2 | ATC | 2031 | AEP-KPCO | 0 | 0 | 0 | 0 | 0 | 0 | 0.00752 | 2031 |  |  |  | REF | 0 | 0 | Real 2021 ¦ 12/22/2022 3:42:52 PM | Area 1001 Gas CC 1x1 2038
15759 | Area 1001 Gas CC 1x1 2039 | CO2 | ATC | 2031 | AEP-KPCO | 0 | 0 | 0 | 0 | 0 | 0 | 122 | 2031 |  |  |  | REF | 0 | 0 | Real 2021 ¦ 12/22/2022 3:42:52 PM | Area 1001 Gas CC 1x1 2039
15760 | Area 1001 Gas CC 1x1 2039 | NOX | ATC | 2031 | AEP-KPCO | 0 | 0 | 0 | 0 | 0 | 0 | 0.00056 | 2031 |  |  |  | REF | 0 | 0 | Real 2021 ¦ 12/22/2022 3:42:52 PM | Area 1001 Gas CC 1x1 2039
15761 | Area 1001 Gas CC 1x1 2039 | SO2 | ATC | 2031 | AEP-KPCO | 0 | 0 | 0 | 0 | 0 | 0 | 0.00752 | 2031 |  |  |  | REF | 0 | 0 | Real 2021 ¦ 12/22/2022 3:42:52 PM | Area 1001 Gas CC 1x1 2039
15762 | Area 1001 Gas CC 1x1 2040 | CO2 | ATC | 2031 | AEP-KPCO | 0 | 0 | 0 | 0 | 0 | 0 | 122 | 2031 |  |  |  | REF | 0 | 0 | Real 2021 ¦ 12/22/2022 3:42:52 PM | Area 1001 Gas CC 1x1 2040
15763 | Area 1001 Gas CC 1x1 2040 | NOX | ATC | 2031 | AEP-KPCO | 0 | 0 | 0 | 0 | 0 | 0 | 0.00056 | 2031 |  |  |  | REF | 0 | 0 | Real 2021 ¦ 12/22/2022 3:42:52 PM | Area 1001 Gas CC 1x1 2040
15764 | Area 1001 Gas CC 1x1 2040 | SO2 | ATC | 2031 | AEP-KPCO | 0 | 0 | 0 | 0 | 0 | 0 | 0.00752 | 2031 |  |  |  | REF | 0 | 0 | Real 2021 ¦ 12/22/2022 3:42:52 PM | Area 1001 Gas CC 1x1 2040
15765 | Area 1001 Gas CC 1x1 2041 | CO2 | ATC | 2031 | AEP-KPCO | 0 | 0 | 0 | 0 | 0 | 0 | 122 | 2031 |  |  |  | REF | 0 | 0 | Real 2021 ¦ 12/22/2022 3:42:52 PM | Area 1001 Gas CC 1x1 2041
15766 | Area 1001 Gas CC 1x1 2041 | NOX | ATC | 2031 | AEP-KPCO | 0 | 0 | 0 | 0 | 0 | 0 | 0.00056 | 2031 |  |  |  | REF | 0 | 0 | Real 2021 ¦ 12/22/2022 3:42:52 PM | Area 1001 Gas CC 1x1 2041
15767 | Area 1001 Gas CC 1x1 2041 | SO2 | ATC | 2031 | AEP-KPCO | 0 | 0 | 0 | 0 | 0 | 0 | 0.00752 | 2031 |  |  |  | REF | 0 | 0 | Real 2021 ¦ 12/22/2022 3:42:52 PM | Area 1001 Gas CC 1x1 2041
15768 | Area 1001 Gas CC 1x1 2042 | CO2 | ATC | 2031 | AEP-KPCO | 0 | 0 | 0 | 0 | 0 | 0 | 122 | 2031 |  |  |  | REF | 0 | 0 | Real 2021 ¦ 12/22/2022 3:42:52 PM | Area 1001 Gas CC 1x1 2042
15769 | Area 1001 Gas CC 1x1 2042 | NOX | ATC | 2031 | AEP-KPCO | 0 | 0 | 0 | 0 | 0 | 0 | 0.00056 | 2031 |  |  |  | REF | 0 | 0 | Real 2021 ¦ 12/22/2022 3:42:52 PM | Area 1001 Gas CC 1x1 2042
15770 | Area 1001 Gas CC 1x1 2042 | SO2 | ATC | 2031 | AEP-KPCO | 0 | 0 | 0 | 0 | 0 | 0 | 0.00752 | 2031 |  |  |  | REF | 0 | 0 | Real 2021 ¦ 12/22/2022 3:42:52 PM | Area 1001 Gas CC 1x1 2042
15771 | Area 1001 Gas CC 1x1 2043 | CO2 | ATC | 2031 | AEP-KPCO | 0 | 0 | 0 | 0 | 0 | 0 | 122 | 2031 |  |  |  | REF | 0 | 0 | Real 2021 ¦ 12/22/2022 3:42:52 PM | Area 1001 Gas CC 1x1 2043
15772 | Area 1001 Gas CC 1x1 2043 | NOX | ATC | 2031 | AEP-KPCO | 0 | 0 | 0 | 0 | 0 | 0 | 0.00056 | 2031 |  |  |  | REF | 0 | 0 | Real 2021 ¦ 12/22/2022 3:42:52 PM | Area 1001 Gas CC 1x1 2043
15773 | Area 1001 Gas CC 1x1 2043 | SO2 | ATC | 2031 | AEP-KPCO | 0 | 0 | 0 | 0 | 0 | 0 | 0.00752 | 2031 |  |  |  | REF | 0 | 0 | Real 2021 ¦ 12/22/2022 3:42:52 PM | Area 1001 Gas CC 1x1 2043
15774 | Area 1001 Gas CT 2023 | CO2 | ATC | 2031 | AEP-KPCO | 444973.1562 | 444973.1562 | 0 | 5092.0752 | 5092.0752 | 0 | 122 | 2031 |  |  |  | REF | 0 | 0 | Real 2021 ¦ 12/22/2022 3:42:52 PM | Area 1001 Gas CT 2023
15775 | Area 1001 Gas CT 2023 | NOX | ATC | 2031 | AEP-KPCO | 2.0425 | 2.0425 | 0 | 0.14465 | 0.14465 | 0 | 0.00056 | 2031 |  |  |  | REF | 0 | 0 | Real 2021 ¦ 12/22/2022 3:42:52 PM | Area 1001 Gas CT 2023
15776 | Area 1001 Gas CT 2023 | SO2 | ATC | 2031 | AEP-KPCO | 27.4279 | 27.4279 | 0 | 0.091359 | 0.091359 | 0 | 0.00752 | 2031 |  |  |  | REF | 0 | 0 | Real 2021 ¦ 12/22/2022 3:42:52 PM | Area 1001 Gas CT 2023
15777 | Area 1001 Gas CT 2024 | CO2 | ATC | 2031 | AEP-KPCO | 445754.5 | 445754.5 | 0 | 5101.0166 | 5101.0166 | 0 | 122 | 2031 |  |  |  | REF | 0 | 0 | Real 2021 ¦ 12/22/2022 3:42:52 PM | Area 1001 Gas CT 2024
15778 | Area 1001 Gas CT 2024 | NOX | ATC | 2031 | AEP-KPCO | 2.0461 | 2.0461 | 0 | 0.1447 | 0.1447 | 0 | 0.00056 | 2031 |  |  |  | REF | 0 | 0 | Real 2021 ¦ 12/22/2022 3:42:52 PM | Area 1001 Gas CT 2024
15779 | Area 1001 Gas CT 2024 | SO2 | ATC | 2031 | AEP-KPCO | 27.476 | 27.476 | 0 | 0.09152 | 0.09152 | 0 | 0.00752 | 2031 |  |  |  | REF | 0 | 0 | Real 2021 ¦ 12/22/2022 3:42:52 PM | Area 1001 Gas CT 2024
15780 | Area 1001 Gas CT 2025 | CO2 | ATC | 2031 | AEP-KPCO | 446741.75 | 446741.75 | 0 | 5112.3145 | 5112.3145 | 0 | 122 | 2031 |  |  |  | REF | 0 | 0 | Real 2021 ¦ 12/22/2022 3:42:52 PM | Area 1001 Gas CT 2025
15781 | Area 1001 Gas CT 2025 | NOX | ATC | 2031 | AEP-KPCO | 2.0506 | 2.0506 | 0 | 0.14536 | 0.14536 | 0 | 0.00056 | 2031 |  |  |  | REF | 0 | 0 | Real 2021 ¦ 12/22/2022 3:42:52 PM | Area 1001 Gas CT 2025
15782 | Area 1001 Gas CT 2025 | SO2 | ATC | 2031 | AEP-KPCO | 27.5369 | 27.5369 | 0 | 0.091722 | 0.091722 | 0 | 0.00752 | 2031 |  |  |  | REF | 0 | 0 | Real 2021 ¦ 12/22/2022 3:42:52 PM | Area 1001 Gas CT 2025
15783 | Area 1001 Gas CT 2026 | CO2 | ATC | 2031 | AEP-KPCO | 444998.9375 | 444998.9375 | 0 | 5092.3706 | 5092.3706 | 0 | 122 | 2031 |  |  |  | REF | 0 | 0 | Real 2021 ¦ 12/22/2022 3:42:52 PM | Area 1001 Gas CT 2026
15784 | Area 1001 Gas CT 2026 | NOX | ATC | 2031 | AEP-KPCO | 2.0426 | 2.0426 | 0 | 0.14468 | 0.14468 | 0 | 0.00056 | 2031 |  |  |  | REF | 0 | 0 | Real 2021 ¦ 12/22/2022 3:42:52 PM | Area 1001 Gas CT 2026
15785 | Area 1001 Gas CT 2026 | SO2 | ATC | 2031 | AEP-KPCO | 27.4294 | 27.4294 | 0 | 0.091364 | 0.091364 | 0 | 0.00752 | 2031 |  |  |  | REF | 0 | 0 | Real 2021 ¦ 12/22/2022 3:42:52 PM | Area 1001 Gas CT 2026
15786 | Area 1001 Gas CT 2027 | CO2 | ATC | 2031 | AEP-KPCO | 445423.7188 | 445423.7188 | 0 | 5097.2314 | 5097.2314 | 0 | 122 | 2031 |  |  |  | REF | 0 | 0 | Real 2021 ¦ 12/22/2022 3:42:52 PM | Area 1001 Gas CT 2027
15787 | Area 1001 Gas CT 2027 | NOX | ATC | 2031 | AEP-KPCO | 2.0446 | 2.0446 | 0 | 0.14469 | 0.14469 | 0 | 0.00056 | 2031 |  |  |  | REF | 0 | 0 | Real 2021 ¦ 12/22/2022 3:42:52 PM | Area 1001 Gas CT 2027
15788 | Area 1001 Gas CT 2027 | SO2 | ATC | 2031 | AEP-KPCO | 27.4556 | 27.4556 | 0 | 0.091452 | 0.091452 | 0 | 0.00752 | 2031 |  |  |  | REF | 0 | 0 | Real 2021 ¦ 12/22/2022 3:42:52 PM | Area 1001 Gas CT 2027
15789 | Area 1001 Gas CT 2028 | CO2 | ATC | 2031 | AEP-KPCO | 444872.375 | 444872.375 | 0 | 5090.9219 | 5090.9219 | 0 | 122 | 2031 |  |  |  | REF | 0 | 0 | Real 2021 ¦ 12/22/2022 3:42:52 PM | Area 1001 Gas CT 2028
15790 | Area 1001 Gas CT 2028 | NOX | ATC | 2031 | AEP-KPCO | 2.042 | 2.042 | 0 | 0.14468 | 0.14468 | 0 | 0.00056 | 2031 |  |  |  | REF | 0 | 0 | Real 2021 ¦ 12/22/2022 3:42:52 PM | Area 1001 Gas CT 2028
15791 | Area 1001 Gas CT 2028 | SO2 | ATC | 2031 | AEP-KPCO | 27.4216 | 27.4216 | 0 | 0.091338 | 0.091338 | 0 | 0.00752 | 2031 |  |  |  | REF | 0 | 0 | Real 2021 ¦ 12/22/2022 3:42:52 PM | Area 1001 Gas CT 2028
15792 | Area 1001 Gas CT 2029 | CO2 | ATC | 2031 | AEP-KPCO | 444872.375 | 444872.375 | 0 | 5090.9219 | 5090.9219 | 0 | 122 | 2031 |  |  |  | REF | 0 | 0 | Real 2021 ¦ 12/22/2022 3:42:52 PM | Area 1001 Gas CT 2029
15793 | Area 1001 Gas CT 2029 | NOX | ATC | 2031 | AEP-KPCO | 2.042 | 2.042 | 0 | 0.14468 | 0.14468 | 0 | 0.00056 | 2031 |  |  |  | REF | 0 | 0 | Real 2021 ¦ 12/22/2022 3:42:52 PM | Area 1001 Gas CT 2029
15794 | Area 1001 Gas CT 2029 | SO2 | ATC | 2031 | AEP-KPCO | 27.4216 | 27.4216 | 0 | 0.091338 | 0.091338 | 0 | 0.00752 | 2031 |  |  |  | REF | 0 | 0 | Real 2021 ¦ 12/22/2022 3:42:52 PM | Area 1001 Gas CT 2029
15795 | Area 1001 Gas CT 2030 | CO2 | ATC | 2031 | AEP-KPCO | 445625.9375 | 445625.9375 | 0 | 5099.5454 | 5099.5454 | 0 | 122 | 2031 |  |  |  | REF | 0 | 0 | Real 2021 ¦ 12/22/2022 3:42:52 PM | Area 1001 Gas CT 2030
15796 | Area 1001 Gas CT 2030 | NOX | ATC | 2031 | AEP-KPCO | 2.0455 | 2.0455 | 0 | 0.14505 | 0.14505 | 0 | 0.00056 | 2031 |  |  |  | REF | 0 | 0 | Real 2021 ¦ 12/22/2022 3:42:52 PM | Area 1001 Gas CT 2030
15797 | Area 1001 Gas CT 2030 | SO2 | ATC | 2031 | AEP-KPCO | 27.4681 | 27.4681 | 0 | 0.091493 | 0.091493 | 0 | 0.00752 | 2031 |  |  |  | REF | 0 | 0 | Real 2021 ¦ 12/22/2022 3:42:52 PM | Area 1001 Gas CT 2030
15798 | Area 1001 Gas CT 2031 | CO2 | ATC | 2031 | AEP-KPCO | 446173.4062 | 446173.4062 | 0 | 5105.8105 | 5105.8105 | 0 | 122 | 2031 |  |  |  | REF | 0 | 0 | Real 2021 ¦ 12/22/2022 3:42:52 PM | Area 1001 Gas CT 2031
15799 | Area 1001 Gas CT 2031 | NOX | ATC | 2031 | AEP-KPCO | 2.048 | 2.048 | 0 | 0.14499 | 0.14499 | 0 | 0.00056 | 2031 |  |  |  | REF | 0 | 0 | Real 2021 ¦ 12/22/2022 3:42:52 PM | Area 1001 Gas CT 2031
15800 | Area 1001 Gas CT 2031 | SO2 | ATC | 2031 | AEP-KPCO | 27.5018 | 27.5018 | 0 | 0.091606 | 0.091606 | 0 | 0.00752 | 2031 |  |  |  | REF | 0 | 0 | Real 2021 ¦ 12/22/2022 3:42:52 PM | Area 1001 Gas CT 2031
15801 | Area 1001 Gas CT 2032 | CO2 | ATC | 2031 | AEP-KPCO | 0 | 0 | 0 | 0 | 0 | 0 | 122 | 2031 |  |  |  | REF | 0 | 0 | Real 2021 ¦ 12/22/2022 3:42:52 PM | Area 1001 Gas CT 2032
15802 | Area 1001 Gas CT 2032 | NOX | ATC | 2031 | AEP-KPCO | 0 | 0 | 0 | 0 | 0 | 0 | 0.00056 | 2031 |  |  |  | REF | 0 | 0 | Real 2021 ¦ 12/22/2022 3:42:52 PM | Area 1001 Gas CT 2032
15803 | Area 1001 Gas CT 2032 | SO2 | ATC | 2031 | AEP-KPCO | 0 | 0 | 0 | 0 | 0 | 0 | 0.00752 | 2031 |  |  |  | REF | 0 | 0 | Real 2021 ¦ 12/22/2022 3:42:52 PM | Area 1001 Gas CT 2032
15804 | Area 1001 Gas CT 2033 | CO2 | ATC | 2031 | AEP-KPCO | 0 | 0 | 0 | 0 | 0 | 0 | 122 | 2031 |  |  |  | REF | 0 | 0 | Real 2021 ¦ 12/22/2022 3:42:52 PM | Area 1001 Gas CT 2033
15805 | Area 1001 Gas CT 2033 | NOX | ATC | 2031 | AEP-KPCO | 0 | 0 | 0 | 0 | 0 | 0 | 0.00056 | 2031 |  |  |  | REF | 0 | 0 | Real 2021 ¦ 12/22/2022 3:42:52 PM | Area 1001 Gas CT 2033
15806 | Area 1001 Gas CT 2033 | SO2 | ATC | 2031 | AEP-KPCO | 0 | 0 | 0 | 0 | 0 | 0 | 0.00752 | 2031 |  |  |  | REF | 0 | 0 | Real 2021 ¦ 12/22/2022 3:42:52 PM | Area 1001 Gas CT 2033
15807 | Area 1001 Gas CT 2034 | CO2 | ATC | 2031 | AEP-KPCO | 0 | 0 | 0 | 0 | 0 | 0 | 122 | 2031 |  |  |  | REF | 0 | 0 | Real 2021 ¦ 12/22/2022 3:42:52 PM | Area 1001 Gas CT 2034
15808 | Area 1001 Gas CT 2034 | NOX | ATC | 2031 | AEP-KPCO | 0 | 0 | 0 | 0 | 0 | 0 | 0.00056 | 2031 |  |  |  | REF | 0 | 0 | Real 2021 ¦ 12/22/2022 3:42:52 PM | Area 1001 Gas CT 2034
15809 | Area 1001 Gas CT 2034 | SO2 | ATC | 2031 | AEP-KPCO | 0 | 0 | 0 | 0 | 0 | 0 | 0.00752 | 2031 |  |  |  | REF | 0 | 0 | Real 2021 ¦ 12/22/2022 3:42:52 PM | Area 1001 Gas CT 2034
15810 | Area 1001 Gas CT 2035 | CO2 | ATC | 2031 | AEP-KPCO | 0 | 0 | 0 | 0 | 0 | 0 | 122 | 2031 |  |  |  | REF | 0 | 0 | Real 2021 ¦ 12/22/2022 3:42:52 PM | Area 1001 Gas CT 2035
15811 | Area 1001 Gas CT 2035 | NOX | ATC | 2031 | AEP-KPCO | 0 | 0 | 0 | 0 | 0 | 0 | 0.00056 | 2031 |  |  |  | REF | 0 | 0 | Real 2021 ¦ 12/22/2022 3:42:52 PM | Area 1001 Gas CT 2035
15812 | Area 1001 Gas CT 2035 | SO2 | ATC | 2031 | AEP-KPCO | 0 | 0 | 0 | 0 | 0 | 0 | 0.00752 | 2031 |  |  |  | REF | 0 | 0 | Real 2021 ¦ 12/22/2022 3:42:52 PM | Area 1001 Gas CT 2035
15813 | Area 1001 Gas CT 2036 | CO2 | ATC | 2031 | AEP-KPCO | 0 | 0 | 0 | 0 | 0 | 0 | 122 | 2031 |  |  |  | REF | 0 | 0 | Real 2021 ¦ 12/22/2022 3:42:52 PM | Area 1001 Gas CT 2036
15814 | Area 1001 Gas CT 2036 | NOX | ATC | 2031 | AEP-KPCO | 0 | 0 | 0 | 0 | 0 | 0 | 0.00056 | 2031 |  |  |  | REF | 0 | 0 | Real 2021 ¦ 12/22/2022 3:42:52 PM | Area 1001 Gas CT 2036
15815 | Area 1001 Gas CT 2036 | SO2 | ATC | 2031 | AEP-KPCO | 0 | 0 | 0 | 0 | 0 | 0 | 0.00752 | 2031 |  |  |  | REF | 0 | 0 | Real 2021 ¦ 12/22/2022 3:42:52 PM | Area 1001 Gas CT 2036
15816 | Area 1001 Gas CT 2037 | CO2 | ATC | 2031 | AEP-KPCO | 0 | 0 | 0 | 0 | 0 | 0 | 122 | 2031 |  |  |  | REF | 0 | 0 | Real 2021 ¦ 12/22/2022 3:42:52 PM | Area 1001 Gas CT 2037
15817 | Area 1001 Gas CT 2037 | NOX | ATC | 2031 | AEP-KPCO | 0 | 0 | 0 | 0 | 0 | 0 | 0.00056 | 2031 |  |  |  | REF | 0 | 0 | Real 2021 ¦ 12/22/2022 3:42:52 PM | Area 1001 Gas CT 2037
15818 | Area 1001 Gas CT 2037 | SO2 | ATC | 2031 | AEP-KPCO | 0 | 0 | 0 | 0 | 0 | 0 | 0.00752 | 2031 |  |  |  | REF | 0 | 0 | Real 2021 ¦ 12/22/2022 3:42:52 PM | Area 1001 Gas CT 2037
15819 | Area 1001 Gas CT 2038 | CO2 | ATC | 2031 | AEP-KPCO | 0 | 0 | 0 | 0 | 0 | 0 | 122 | 2031 |  |  |  | REF | 0 | 0 | Real 2021 ¦ 12/22/2022 3:42:52 PM | Area 1001 Gas CT 2038
15820 | Area 1001 Gas CT 2038 | NOX | ATC | 2031 | AEP-KPCO | 0 | 0 | 0 | 0 | 0 | 0 | 0.00056 | 2031 |  |  |  | REF | 0 | 0 | Real 2021 ¦ 12/22/2022 3:42:52 PM | Area 1001 Gas CT 2038
15821 | Area 1001 Gas CT 2038 | SO2 | ATC | 2031 | AEP-KPCO | 0 | 0 | 0 | 0 | 0 | 0 | 0.00752 | 2031 |  |  |  | REF | 0 | 0 | Real 2021 ¦ 12/22/2022 3:42:52 PM | Area 1001 Gas CT 2038
15822 | Area 1001 Gas CT 2039 | CO2 | ATC | 2031 | AEP-KPCO | 0 | 0 | 0 | 0 | 0 | 0 | 122 | 2031 |  |  |  | REF | 0 | 0 | Real 2021 ¦ 12/22/2022 3:42:52 PM | Area 1001 Gas CT 2039
15823 | Area 1001 Gas CT 2039 | NOX | ATC | 2031 | AEP-KPCO | 0 | 0 | 0 | 0 | 0 | 0 | 0.00056 | 2031 |  |  |  | REF | 0 | 0 | Real 2021 ¦ 12/22/2022 3:42:52 PM | Area 1001 Gas CT 2039
15824 | Area 1001 Gas CT 2039 | SO2 | ATC | 2031 | AEP-KPCO | 0 | 0 | 0 | 0 | 0 | 0 | 0.00752 | 2031 |  |  |  | REF | 0 | 0 | Real 2021 ¦ 12/22/2022 3:42:52 PM | Area 1001 Gas CT 2039
15825 | Area 1001 Gas CT 2040 | CO2 | ATC | 2031 | AEP-KPCO | 0 | 0 | 0 | 0 | 0 | 0 | 122 | 2031 |  |  |  | REF | 0 | 0 | Real 2021 ¦ 12/22/2022 3:42:52 PM | Area 1001 Gas CT 2040
15826 | Area 1001 Gas CT 2040 | NOX | ATC | 2031 | AEP-KPCO | 0 | 0 | 0 | 0 | 0 | 0 | 0.00056 | 2031 |  |  |  | REF | 0 | 0 | Real 2021 ¦ 12/22/2022 3:42:52 PM | Area 1001 Gas CT 2040
15827 | Area 1001 Gas CT 2040 | SO2 | ATC | 2031 | AEP-KPCO | 0 | 0 | 0 | 0 | 0 | 0 | 0.00752 | 2031 |  |  |  | REF | 0 | 0 | Real 2021 ¦ 12/22/2022 3:42:52 PM | Area 1001 Gas CT 2040
15828 | Area 1001 Gas CT 2041 | CO2 | ATC | 2031 | AEP-KPCO | 0 | 0 | 0 | 0 | 0 | 0 | 122 | 2031 |  |  |  | REF | 0 | 0 | Real 2021 ¦ 12/22/2022 3:42:52 PM | Area 1001 Gas CT 2041
15829 | Area 1001 Gas CT 2041 | NOX | ATC | 2031 | AEP-KPCO | 0 | 0 | 0 | 0 | 0 | 0 | 0.00056 | 2031 |  |  |  | REF | 0 | 0 | Real 2021 ¦ 12/22/2022 3:42:52 PM | Area 1001 Gas CT 2041
15830 | Area 1001 Gas CT 2041 | SO2 | ATC | 2031 | AEP-KPCO | 0 | 0 | 0 | 0 | 0 | 0 | 0.00752 | 2031 |  |  |  | REF | 0 | 0 | Real 2021 ¦ 12/22/2022 3:42:52 PM | Area 1001 Gas CT 2041
15831 | Area 1001 Gas CT 2042 | CO2 | ATC | 2031 | AEP-KPCO | 0 | 0 | 0 | 0 | 0 | 0 | 122 | 2031 |  |  |  | REF | 0 | 0 | Real 2021 ¦ 12/22/2022 3:42:52 PM | Area 1001 Gas CT 2042
15832 | Area 1001 Gas CT 2042 | NOX | ATC | 2031 | AEP-KPCO | 0 | 0 | 0 | 0 | 0 | 0 | 0.00056 | 2031 |  |  |  | REF | 0 | 0 | Real 2021 ¦ 12/22/2022 3:42:52 PM | Area 1001 Gas CT 2042
15833 | Area 1001 Gas CT 2042 | SO2 | ATC | 2031 | AEP-KPCO | 0 | 0 | 0 | 0 | 0 | 0 | 0.00752 | 2031 |  |  |  | REF | 0 | 0 | Real 2021 ¦ 12/22/2022 3:42:52 PM | Area 1001 Gas CT 2042
15834 | Area 1001 Gas CT 2043 | CO2 | ATC | 2031 | AEP-KPCO | 0 | 0 | 0 | 0 | 0 | 0 | 122 | 2031 |  |  |  | REF | 0 | 0 | Real 2021 ¦ 12/22/2022 3:42:52 PM | Area 1001 Gas CT 2043
15835 | Area 1001 Gas CT 2043 | NOX | ATC | 2031 | AEP-KPCO | 0 | 0 | 0 | 0 | 0 | 0 | 0.00056 | 2031 |  |  |  | REF | 0 | 0 | Real 2021 ¦ 12/22/2022 3:42:52 PM | Area 1001 Gas CT 2043
15836 | Area 1001 Gas CT 2043 | SO2 | ATC | 2031 | AEP-KPCO | 0 | 0 | 0 | 0 | 0 | 0 | 0.00752 | 2031 |  |  |  | REF | 0 | 0 | Real 2021 ¦ 12/22/2022 3:42:52 PM | Area 1001 Gas CT 2043
15837 | Area 1001 Gas Aero CT 2023 | CO2 | ATC | 2031 | AEP-KPCO | 163323.2031 | 163323.2031 | 0 | 1868.9983 | 1868.9983 | 0 | 122 | 2031 |  |  |  | REF | 0 | 0 | Real 2021 ¦ 12/22/2022 3:42:52 PM | Area 1001 Gas Aero CT 2023
15838 | Area 1001 Gas Aero CT 2023 | NOX | ATC | 2031 | AEP-KPCO | 0.74968 | 0.74968 | 0 | 0.052157 | 0.052157 | 0 | 0.00056 | 2031 |  |  |  | REF | 0 | 0 | Real 2021 ¦ 12/22/2022 3:42:52 PM | Area 1001 Gas Aero CT 2023
15839 | Area 1001 Gas Aero CT 2023 | SO2 | ATC | 2031 | AEP-KPCO | 10.0671 | 10.0671 | 0 | 0.033532 | 0.033532 | 0 | 0.00752 | 2031 |  |  |  | REF | 0 | 0 | Real 2021 ¦ 12/22/2022 3:42:52 PM | Area 1001 Gas Aero CT 2023
15840 | Area 1001 Gas Aero CT 2024 | CO2 | ATC | 2031 | AEP-KPCO | 163314.7812 | 163314.7812 | 0 | 1868.902 | 1868.902 | 0 | 122 | 2031 |  |  |  | REF | 0 | 0 | Real 2021 ¦ 12/22/2022 3:42:52 PM | Area 1001 Gas Aero CT 2024
15841 | Area 1001 Gas Aero CT 2024 | NOX | ATC | 2031 | AEP-KPCO | 0.74964 | 0.74964 | 0 | 0.052071 | 0.052071 | 0 | 0.00056 | 2031 |  |  |  | REF | 0 | 0 | Real 2021 ¦ 12/22/2022 3:42:52 PM | Area 1001 Gas Aero CT 2024
15842 | Area 1001 Gas Aero CT 2024 | SO2 | ATC | 2031 | AEP-KPCO | 10.0666 | 10.0666 | 0 | 0.033531 | 0.033531 | 0 | 0.00752 | 2031 |  |  |  | REF | 0 | 0 | Real 2021 ¦ 12/22/2022 3:42:52 PM | Area 1001 Gas Aero CT 2024
15843 | Area 1001 Gas Aero CT 2025 | CO2 | ATC | 2031 | AEP-KPCO | 163036.8281 | 163036.8281 | 0 | 1865.7211 | 1865.7211 | 0 | 122 | 2031 |  |  |  | REF | 0 | 0 | Real 2021 ¦ 12/22/2022 3:42:52 PM | Area 1001 Gas Aero CT 2025
15844 | Area 1001 Gas Aero CT 2025 | NOX | ATC | 2031 | AEP-KPCO | 0.74837 | 0.74837 | 0 | 0.052 | 0.052 | 0 | 0.00056 | 2031 |  |  |  | REF | 0 | 0 | Real 2021 ¦ 12/22/2022 3:42:52 PM | Area 1001 Gas Aero CT 2025
15845 | Area 1001 Gas Aero CT 2025 | SO2 | ATC | 2031 | AEP-KPCO | 10.0495 | 10.0495 | 0 | 0.033474 | 0.033474 | 0 | 0.00752 | 2031 |  |  |  | REF | 0 | 0 | Real 2021 ¦ 12/22/2022 3:42:52 PM | Area 1001 Gas Aero CT 2025
15846 | Area 1001 Gas Aero CT 2026 | CO2 | ATC | 2031 | AEP-KPCO | 163296.8281 | 163296.8281 | 0 | 1868.6964 | 1868.6964 | 0 | 122 | 2031 |  |  |  | REF | 0 | 0 | Real 2021 ¦ 12/22/2022 3:42:52 PM | Area 1001 Gas Aero CT 2026
15847 | Area 1001 Gas Aero CT 2026 | NOX | ATC | 2031 | AEP-KPCO | 0.74956 | 0.74956 | 0 | 0.052102 | 0.052102 | 0 | 0.00056 | 2031 |  |  |  | REF | 0 | 0 | Real 2021 ¦ 12/22/2022 3:42:52 PM | Area 1001 Gas Aero CT 2026
15848 | Area 1001 Gas Aero CT 2026 | SO2 | ATC | 2031 | AEP-KPCO | 10.0655 | 10.0655 | 0 | 0.033527 | 0.033527 | 0 | 0.00752 | 2031 |  |  |  | REF | 0 | 0 | Real 2021 ¦ 12/22/2022 3:42:52 PM | Area 1001 Gas Aero CT 2026
15849 | Area 1001 Gas Aero CT 2027 | CO2 | ATC | 2031 | AEP-KPCO | 152949.9844 | 152949.9844 | 0 | 1750.2916 | 1750.2916 | 0 | 122 | 2031 |  |  |  | REF | 0 | 0 | Real 2021 ¦ 12/22/2022 3:42:52 PM | Area 1001 Gas Aero CT 2027
15850 | Area 1001 Gas Aero CT 2027 | NOX | ATC | 2031 | AEP-KPCO | 0.70207 | 0.70207 | 0 | 0.050281 | 0.050281 | 0 | 0.00056 | 2031 |  |  |  | REF | 0 | 0 | Real 2021 ¦ 12/22/2022 3:42:52 PM | Area 1001 Gas Aero CT 2027
15851 | Area 1001 Gas Aero CT 2027 | SO2 | ATC | 2031 | AEP-KPCO | 9.4277 | 9.4277 | 0 | 0.031403 | 0.031403 | 0 | 0.00752 | 2031 |  |  |  | REF | 0 | 0 | Real 2021 ¦ 12/22/2022 3:42:52 PM | Area 1001 Gas Aero CT 2027
15852 | Area 1001 Gas Aero CT 2028 | CO2 | ATC | 2031 | AEP-KPCO | 163078.375 | 163078.375 | 0 | 1866.1965 | 1866.1965 | 0 | 122 | 2031 |  |  |  | REF | 0 | 0 | Real 2021 ¦ 12/22/2022 3:42:52 PM | Area 1001 Gas Aero CT 2028
15853 | Area 1001 Gas Aero CT 2028 | NOX | ATC | 2031 | AEP-KPCO | 0.74856 | 0.74856 | 0 | 0.052025 | 0.052025 | 0 | 0.00056 | 2031 |  |  |  | REF | 0 | 0 | Real 2021 ¦ 12/22/2022 3:42:52 PM | Area 1001 Gas Aero CT 2028
15854 | Area 1001 Gas Aero CT 2028 | SO2 | ATC | 2031 | AEP-KPCO | 10.052 | 10.052 | 0 | 0.033482 | 0.033482 | 0 | 0.00752 | 2031 |  |  |  | REF | 0 | 0 | Real 2021 ¦ 12/22/2022 3:42:52 PM | Area 1001 Gas Aero CT 2028
15855 | Area 1001 Gas Aero CT 2029 | CO2 | ATC | 2031 | AEP-KPCO | 163162.7969 | 163162.7969 | 0 | 1867.1626 | 1867.1626 | 0 | 122 | 2031 |  |  |  | REF | 0 | 0 | Real 2021 ¦ 12/22/2022 3:42:52 PM | Area 1001 Gas Aero CT 2029
15856 | Area 1001 Gas Aero CT 2029 | NOX | ATC | 2031 | AEP-KPCO | 0.74894 | 0.74894 | 0 | 0.052003 | 0.052003 | 0 | 0.00056 | 2031 |  |  |  | REF | 0 | 0 | Real 2021 ¦ 12/22/2022 3:42:52 PM | Area 1001 Gas Aero CT 2029
15857 | Area 1001 Gas Aero CT 2029 | SO2 | ATC | 2031 | AEP-KPCO | 10.0572 | 10.0572 | 0 | 0.0335 | 0.0335 | 0 | 0.00752 | 2031 |  |  |  | REF | 0 | 0 | Real 2021 ¦ 12/22/2022 3:42:52 PM | Area 1001 Gas Aero CT 2029
15858 | Area 1001 Gas Aero CT 2030 | CO2 | ATC | 2031 | AEP-KPCO | 163192.0781 | 163192.0781 | 0 | 1867.4977 | 1867.4977 | 0 | 122 | 2031 |  |  |  | REF | 0 | 0 | Real 2021 ¦ 12/22/2022 3:42:52 PM | Area 1001 Gas Aero CT 2030
15859 | Area 1001 Gas Aero CT 2030 | NOX | ATC | 2031 | AEP-KPCO | 0.74908 | 0.74908 | 0 | 0.05208 | 0.05208 | 0 | 0.00056 | 2031 |  |  |  | REF | 0 | 0 | Real 2021 ¦ 12/22/2022 3:42:52 PM | Area 1001 Gas Aero CT 2030
15860 | Area 1001 Gas Aero CT 2030 | SO2 | ATC | 2031 | AEP-KPCO | 10.0591 | 10.0591 | 0 | 0.033506 | 0.033506 | 0 | 0.00752 | 2031 |  |  |  | REF | 0 | 0 | Real 2021 ¦ 12/22/2022 3:42:52 PM | Area 1001 Gas Aero CT 2030
15861 | Area 1001 Gas Aero CT 2031 | CO2 | ATC | 2031 | AEP-KPCO | 163178.1875 | 163178.1875 | 0 | 1867.3387 | 1867.3387 | 0 | 122 | 2031 |  |  |  | REF | 0 | 0 | Real 2021 ¦ 12/22/2022 3:42:52 PM | Area 1001 Gas Aero CT 2031
15862 | Area 1001 Gas Aero CT 2031 | NOX | ATC | 2031 | AEP-KPCO | 0.74901 | 0.74901 | 0 | 0.052042 | 0.052042 | 0 | 0.00056 | 2031 |  |  |  | REF | 0 | 0 | Real 2021 ¦ 12/22/2022 3:42:52 PM | Area 1001 Gas Aero CT 2031
15863 | Area 1001 Gas Aero CT 2031 | SO2 | ATC | 2031 | AEP-KPCO | 10.0582 | 10.0582 | 0 | 0.033503 | 0.033503 | 0 | 0.00752 | 2031 |  |  |  | REF | 0 | 0 | Real 2021 ¦ 12/22/2022 3:42:52 PM | Area 1001 Gas Aero CT 2031
15864 | Area 1001 Gas Aero CT 2032 | CO2 | ATC | 2031 | AEP-KPCO | 0 | 0 | 0 | 0 | 0 | 0 | 122 | 2031 |  |  |  | REF | 0 | 0 | Real 2021 ¦ 12/22/2022 3:42:52 PM | Area 1001 Gas Aero CT 2032
15865 | Area 1001 Gas Aero CT 2032 | NOX | ATC | 2031 | AEP-KPCO | 0 | 0 | 0 | 0 | 0 | 0 | 0.00056 | 2031 |  |  |  | REF | 0 | 0 | Real 2021 ¦ 12/22/2022 3:42:52 PM | Area 1001 Gas Aero CT 2032
15866 | Area 1001 Gas Aero CT 2032 | SO2 | ATC | 2031 | AEP-KPCO | 0 | 0 | 0 | 0 | 0 | 0 | 0.00752 | 2031 |  |  |  | REF | 0 | 0 | Real 2021 ¦ 12/22/2022 3:42:52 PM | Area 1001 Gas Aero CT 2032
15867 | Area 1001 Gas Aero CT 2033 | CO2 | ATC | 2031 | AEP-KPCO | 0 | 0 | 0 | 0 | 0 | 0 | 122 | 2031 |  |  |  | REF | 0 | 0 | Real 2021 ¦ 12/22/2022 3:42:52 PM | Area 1001 Gas Aero CT 2033
15868 | Area 1001 Gas Aero CT 2033 | NOX | ATC | 2031 | AEP-KPCO | 0 | 0 | 0 | 0 | 0 | 0 | 0.00056 | 2031 |  |  |  | REF | 0 | 0 | Real 2021 ¦ 12/22/2022 3:42:52 PM | Area 1001 Gas Aero CT 2033
15869 | Area 1001 Gas Aero CT 2033 | SO2 | ATC | 2031 | AEP-KPCO | 0 | 0 | 0 | 0 | 0 | 0 | 0.00752 | 2031 |  |  |  | REF | 0 | 0 | Real 2021 ¦ 12/22/2022 3:42:52 PM | Area 1001 Gas Aero CT 2033
15870 | Area 1001 Gas Aero CT 2034 | CO2 | ATC | 2031 | AEP-KPCO | 0 | 0 | 0 | 0 | 0 | 0 | 122 | 2031 |  |  |  | REF | 0 | 0 | Real 2021 ¦ 12/22/2022 3:42:52 PM | Area 1001 Gas Aero CT 2034
15871 | Area 1001 Gas Aero CT 2034 | NOX | ATC | 2031 | AEP-KPCO | 0 | 0 | 0 | 0 | 0 | 0 | 0.00056 | 2031 |  |  |  | REF | 0 | 0 | Real 2021 ¦ 12/22/2022 3:42:52 PM | Area 1001 Gas Aero CT 2034
15872 | Area 1001 Gas Aero CT 2034 | SO2 | ATC | 2031 | AEP-KPCO | 0 | 0 | 0 | 0 | 0 | 0 | 0.00752 | 2031 |  |  |  | REF | 0 | 0 | Real 2021 ¦ 12/22/2022 3:42:52 PM | Area 1001 Gas Aero CT 2034
15873 | Area 1001 Gas Aero CT 2035 | CO2 | ATC | 2031 | AEP-KPCO | 0 | 0 | 0 | 0 | 0 | 0 | 122 | 2031 |  |  |  | REF | 0 | 0 | Real 2021 ¦ 12/22/2022 3:42:52 PM | Area 1001 Gas Aero CT 2035
15874 | Area 1001 Gas Aero CT 2035 | NOX | ATC | 2031 | AEP-KPCO | 0 | 0 | 0 | 0 | 0 | 0 | 0.00056 | 2031 |  |  |  | REF | 0 | 0 | Real 2021 ¦ 12/22/2022 3:42:52 PM | Area 1001 Gas Aero CT 2035
15875 | Area 1001 Gas Aero CT 2035 | SO2 | ATC | 2031 | AEP-KPCO | 0 | 0 | 0 | 0 | 0 | 0 | 0.00752 | 2031 |  |  |  | REF | 0 | 0 | Real 2021 ¦ 12/22/2022 3:42:52 PM | Area 1001 Gas Aero CT 2035
15876 | Area 1001 Gas Aero CT 2036 | CO2 | ATC | 2031 | AEP-KPCO | 0 | 0 | 0 | 0 | 0 | 0 | 122 | 2031 |  |  |  | REF | 0 | 0 | Real 2021 ¦ 12/22/2022 3:42:52 PM | Area 1001 Gas Aero CT 2036
15877 | Area 1001 Gas Aero CT 2036 | NOX | ATC | 2031 | AEP-KPCO | 0 | 0 | 0 | 0 | 0 | 0 | 0.00056 | 2031 |  |  |  | REF | 0 | 0 | Real 2021 ¦ 12/22/2022 3:42:52 PM | Area 1001 Gas Aero CT 2036
15878 | Area 1001 Gas Aero CT 2036 | SO2 | ATC | 2031 | AEP-KPCO | 0 | 0 | 0 | 0 | 0 | 0 | 0.00752 | 2031 |  |  |  | REF | 0 | 0 | Real 2021 ¦ 12/22/2022 3:42:52 PM | Area 1001 Gas Aero CT 2036
15879 | Area 1001 Gas Aero CT 2037 | CO2 | ATC | 2031 | AEP-KPCO | 0 | 0 | 0 | 0 | 0 | 0 | 122 | 2031 |  |  |  | REF | 0 | 0 | Real 2021 ¦ 12/22/2022 3:42:52 PM | Area 1001 Gas Aero CT 2037
15880 | Area 1001 Gas Aero CT 2037 | NOX | ATC | 2031 | AEP-KPCO | 0 | 0 | 0 | 0 | 0 | 0 | 0.00056 | 2031 |  |  |  | REF | 0 | 0 | Real 2021 ¦ 12/22/2022 3:42:52 PM | Area 1001 Gas Aero CT 2037
15881 | Area 1001 Gas Aero CT 2037 | SO2 | ATC | 2031 | AEP-KPCO | 0 | 0 | 0 | 0 | 0 | 0 | 0.00752 | 2031 |  |  |  | REF | 0 | 0 | Real 2021 ¦ 12/22/2022 3:42:52 PM | Area 1001 Gas Aero CT 2037
15882 | Area 1001 Gas Aero CT 2038 | CO2 | ATC | 2031 | AEP-KPCO | 0 | 0 | 0 | 0 | 0 | 0 | 122 | 2031 |  |  |  | REF | 0 | 0 | Real 2021 ¦ 12/22/2022 3:42:52 PM | Area 1001 Gas Aero CT 2038
15883 | Area 1001 Gas Aero CT 2038 | NOX | ATC | 2031 | AEP-KPCO | 0 | 0 | 0 | 0 | 0 | 0 | 0.00056 | 2031 |  |  |  | REF | 0 | 0 | Real 2021 ¦ 12/22/2022 3:42:52 PM | Area 1001 Gas Aero CT 2038
15884 | Area 1001 Gas Aero CT 2038 | SO2 | ATC | 2031 | AEP-KPCO | 0 | 0 | 0 | 0 | 0 | 0 | 0.00752 | 2031 |  |  |  | REF | 0 | 0 | Real 2021 ¦ 12/22/2022 3:42:52 PM | Area 1001 Gas Aero CT 2038
15885 | Area 1001 Gas Aero CT 2039 | CO2 | ATC | 2031 | AEP-KPCO | 0 | 0 | 0 | 0 | 0 | 0 | 122 | 2031 |  |  |  | REF | 0 | 0 | Real 2021 ¦ 12/22/2022 3:42:52 PM | Area 1001 Gas Aero CT 2039
15886 | Area 1001 Gas Aero CT 2039 | NOX | ATC | 2031 | AEP-KPCO | 0 | 0 | 0 | 0 | 0 | 0 | 0.00056 | 2031 |  |  |  | REF | 0 | 0 | Real 2021 ¦ 12/22/2022 3:42:52 PM | Area 1001 Gas Aero CT 2039
15887 | Area 1001 Gas Aero CT 2039 | SO2 | ATC | 2031 | AEP-KPCO | 0 | 0 | 0 | 0 | 0 | 0 | 0.00752 | 2031 |  |  |  | REF | 0 | 0 | Real 2021 ¦ 12/22/2022 3:42:52 PM | Area 1001 Gas Aero CT 2039
15888 | Area 1001 Gas Aero CT 2040 | CO2 | ATC | 2031 | AEP-KPCO | 0 | 0 | 0 | 0 | 0 | 0 | 122 | 2031 |  |  |  | REF | 0 | 0 | Real 2021 ¦ 12/22/2022 3:42:52 PM | Area 1001 Gas Aero CT 2040
15889 | Area 1001 Gas Aero CT 2040 | NOX | ATC | 2031 | AEP-KPCO | 0 | 0 | 0 | 0 | 0 | 0 | 0.00056 | 2031 |  |  |  | REF | 0 | 0 | Real 2021 ¦ 12/22/2022 3:42:52 PM | Area 1001 Gas Aero CT 2040
15890 | Area 1001 Gas Aero CT 2040 | SO2 | ATC | 2031 | AEP-KPCO | 0 | 0 | 0 | 0 | 0 | 0 | 0.00752 | 2031 |  |  |  | REF | 0 | 0 | Real 2021 ¦ 12/22/2022 3:42:52 PM | Area 1001 Gas Aero CT 2040
15891 | Area 1001 Gas Aero CT 2041 | CO2 | ATC | 2031 | AEP-KPCO | 0 | 0 | 0 | 0 | 0 | 0 | 122 | 2031 |  |  |  | REF | 0 | 0 | Real 2021 ¦ 12/22/2022 3:42:52 PM | Area 1001 Gas Aero CT 2041
15892 | Area 1001 Gas Aero CT 2041 | NOX | ATC | 2031 | AEP-KPCO | 0 | 0 | 0 | 0 | 0 | 0 | 0.00056 | 2031 |  |  |  | REF | 0 | 0 | Real 2021 ¦ 12/22/2022 3:42:52 PM | Area 1001 Gas Aero CT 2041
15893 | Area 1001 Gas Aero CT 2041 | SO2 | ATC | 2031 | AEP-KPCO | 0 | 0 | 0 | 0 | 0 | 0 | 0.00752 | 2031 |  |  |  | REF | 0 | 0 | Real 2021 ¦ 12/22/2022 3:42:52 PM | Area 1001 Gas Aero CT 2041
15894 | Area 1001 Gas Aero CT 2042 | CO2 | ATC | 2031 | AEP-KPCO | 0 | 0 | 0 | 0 | 0 | 0 | 122 | 2031 |  |  |  | REF | 0 | 0 | Real 2021 ¦ 12/22/2022 3:42:52 PM | Area 1001 Gas Aero CT 2042
15895 | Area 1001 Gas Aero CT 2042 | NOX | ATC | 2031 | AEP-KPCO | 0 | 0 | 0 | 0 | 0 | 0 | 0.00056 | 2031 |  |  |  | REF | 0 | 0 | Real 2021 ¦ 12/22/2022 3:42:52 PM | Area 1001 Gas Aero CT 2042
15896 | Area 1001 Gas Aero CT 2042 | SO2 | ATC | 2031 | AEP-KPCO | 0 | 0 | 0 | 0 | 0 | 0 | 0.00752 | 2031 |  |  |  | REF | 0 | 0 | Real 2021 ¦ 12/22/2022 3:42:52 PM | Area 1001 Gas Aero CT 2042
15897 | Area 1001 Gas Aero CT 2043 | CO2 | ATC | 2031 | AEP-KPCO | 0 | 0 | 0 | 0 | 0 | 0 | 122 | 2031 |  |  |  | REF | 0 | 0 | Real 2021 ¦ 12/22/2022 3:42:52 PM | Area 1001 Gas Aero CT 2043
15898 | Area 1001 Gas Aero CT 2043 | NOX | ATC | 2031 | AEP-KPCO | 0 | 0 | 0 | 0 | 0 | 0 | 0.00056 | 2031 |  |  |  | REF | 0 | 0 | Real 2021 ¦ 12/22/2022 3:42:52 PM | Area 1001 Gas Aero CT 2043
15899 | Area 1001 Gas Aero CT 2043 | SO2 | ATC | 2031 | AEP-KPCO | 0 | 0 | 0 | 0 | 0 | 0 | 0.00752 | 2031 |  |  |  | REF | 0 | 0 | Real 2021 ¦ 12/22/2022 3:42:52 PM | Area 1001 Gas Aero CT 2043
15900 | Area 1001 Gas IC 2023 | CO2 | ATC | 2031 | AEP-KPCO | 44305.582 | 44305.582 | 0 | 507.0134 | 507.0134 | 0 | 122 | 2031 |  |  |  | REF | 0 | 0 | Real 2021 ¦ 12/22/2022 3:42:52 PM | Area 1001 Gas IC 2023
15901 | Area 1001 Gas IC 2023 | NOX | ATC | 2031 | AEP-KPCO | 0.20337 | 0.20337 | 0 | 0.011896 | 0.011896 | 0 | 0.00056 | 2031 |  |  |  | REF | 0 | 0 | Real 2021 ¦ 12/22/2022 3:42:52 PM | Area 1001 Gas IC 2023
15902 | Area 1001 Gas IC 2023 | SO2 | ATC | 2031 | AEP-KPCO | 2.731 | 2.731 | 0 | 0.0090965 | 0.0090965 | 0 | 0.00752 | 2031 |  |  |  | REF | 0 | 0 | Real 2021 ¦ 12/22/2022 3:42:52 PM | Area 1001 Gas IC 2023
15903 | Area 1001 Gas IC 2024 | CO2 | ATC | 2031 | AEP-KPCO | 46095.4062 | 46095.4062 | 0 | 527.4954 | 527.4954 | 0 | 122 | 2031 |  |  |  | REF | 0 | 0 | Real 2021 ¦ 12/22/2022 3:42:52 PM | Area 1001 Gas IC 2024
15904 | Area 1001 Gas IC 2024 | NOX | ATC | 2031 | AEP-KPCO | 0.21159 | 0.21159 | 0 | 0.012419 | 0.012419 | 0 | 0.00056 | 2031 |  |  |  | REF | 0 | 0 | Real 2021 ¦ 12/22/2022 3:42:52 PM | Area 1001 Gas IC 2024
15905 | Area 1001 Gas IC 2024 | SO2 | ATC | 2031 | AEP-KPCO | 2.8413 | 2.8413 | 0 | 0.009464 | 0.009464 | 0 | 0.00752 | 2031 |  |  |  | REF | 0 | 0 | Real 2021 ¦ 12/22/2022 3:42:52 PM | Area 1001 Gas IC 2024
15906 | Area 1001 Gas IC 2025 | CO2 | ATC | 2031 | AEP-KPCO | 48619.6016 | 48619.6016 | 0 | 556.3812 | 556.3812 | 0 | 122 | 2031 |  |  |  | REF | 0 | 0 | Real 2021 ¦ 12/22/2022 3:42:52 PM | Area 1001 Gas IC 2025
15907 | Area 1001 Gas IC 2025 | NOX | ATC | 2031 | AEP-KPCO | 0.22317 | 0.22317 | 0 | 0.012973 | 0.012973 | 0 | 0.00056 | 2031 |  |  |  | REF | 0 | 0 | Real 2021 ¦ 12/22/2022 3:42:52 PM | Area 1001 Gas IC 2025
15908 | Area 1001 Gas IC 2025 | SO2 | ATC | 2031 | AEP-KPCO | 2.9969 | 2.9969 | 0 | 0.0099823 | 0.0099823 | 0 | 0.00752 | 2031 |  |  |  | REF | 0 | 0 | Real 2021 ¦ 12/22/2022 3:42:52 PM | Area 1001 Gas IC 2025
15909 | Area 1001 Gas IC 2026 | CO2 | ATC | 2031 | AEP-KPCO | 49083.3359 | 49083.3359 | 0 | 561.6879 | 561.6879 | 0 | 122 | 2031 |  |  |  | REF | 0 | 0 | Real 2021 ¦ 12/22/2022 3:42:52 PM | Area 1001 Gas IC 2026
15910 | Area 1001 Gas IC 2026 | NOX | ATC | 2031 | AEP-KPCO | 0.2253 | 0.2253 | 0 | 0.012982 | 0.012982 | 0 | 0.00056 | 2031 |  |  |  | REF | 0 | 0 | Real 2021 ¦ 12/22/2022 3:42:52 PM | Area 1001 Gas IC 2026
15911 | Area 1001 Gas IC 2026 | SO2 | ATC | 2031 | AEP-KPCO | 3.0255 | 3.0255 | 0 | 0.010077 | 0.010077 | 0 | 0.00752 | 2031 |  |  |  | REF | 0 | 0 | Real 2021 ¦ 12/22/2022 3:42:52 PM | Area 1001 Gas IC 2026
15912 | Area 1001 Gas IC 2027 | CO2 | ATC | 2031 | AEP-KPCO | 49324.3242 | 49324.3242 | 0 | 564.4457 | 564.4457 | 0 | 122 | 2031 |  |  |  | REF | 0 | 0 | Real 2021 ¦ 12/22/2022 3:42:52 PM | Area 1001 Gas IC 2027
15913 | Area 1001 Gas IC 2027 | NOX | ATC | 2031 | AEP-KPCO | 0.22641 | 0.22641 | 0 | 0.012983 | 0.012983 | 0 | 0.00056 | 2031 |  |  |  | REF | 0 | 0 | Real 2021 ¦ 12/22/2022 3:42:52 PM | Area 1001 Gas IC 2027
15914 | Area 1001 Gas IC 2027 | SO2 | ATC | 2031 | AEP-KPCO | 3.0403 | 3.0403 | 0 | 0.010127 | 0.010127 | 0 | 0.00752 | 2031 |  |  |  | REF | 0 | 0 | Real 2021 ¦ 12/22/2022 3:42:52 PM | Area 1001 Gas IC 2027
15915 | Area 1001 Gas IC 2028 | CO2 | ATC | 2031 | AEP-KPCO | 50573.1719 | 50573.1719 | 0 | 578.7369 | 578.7369 | 0 | 122 | 2031 |  |  |  | REF | 0 | 0 | Real 2021 ¦ 12/22/2022 3:42:52 PM | Area 1001 Gas IC 2028
15916 | Area 1001 Gas IC 2028 | NOX | ATC | 2031 | AEP-KPCO | 0.23214 | 0.23214 | 0 | 0.013575 | 0.013575 | 0 | 0.00056 | 2031 |  |  |  | REF | 0 | 0 | Real 2021 ¦ 12/22/2022 3:42:52 PM | Area 1001 Gas IC 2028
15917 | Area 1001 Gas IC 2028 | SO2 | ATC | 2031 | AEP-KPCO | 3.1173 | 3.1173 | 0 | 0.010383 | 0.010383 | 0 | 0.00752 | 2031 |  |  |  | REF | 0 | 0 | Real 2021 ¦ 12/22/2022 3:42:52 PM | Area 1001 Gas IC 2028
15918 | Area 1001 Gas IC 2029 | CO2 | ATC | 2031 | AEP-KPCO | 49715.3594 | 49715.3594 | 0 | 568.9205 | 568.9205 | 0 | 122 | 2031 |  |  |  | REF | 0 | 0 | Real 2021 ¦ 12/22/2022 3:42:52 PM | Area 1001 Gas IC 2029
15919 | Area 1001 Gas IC 2029 | NOX | ATC | 2031 | AEP-KPCO | 0.2282 | 0.2282 | 0 | 0.013013 | 0.013013 | 0 | 0.00056 | 2031 |  |  |  | REF | 0 | 0 | Real 2021 ¦ 12/22/2022 3:42:52 PM | Area 1001 Gas IC 2029
15920 | Area 1001 Gas IC 2029 | SO2 | ATC | 2031 | AEP-KPCO | 3.0644 | 3.0644 | 0 | 0.010207 | 0.010207 | 0 | 0.00752 | 2031 |  |  |  | REF | 0 | 0 | Real 2021 ¦ 12/22/2022 3:42:52 PM | Area 1001 Gas IC 2029
15921 | Area 1001 Gas IC 2030 | CO2 | ATC | 2031 | AEP-KPCO | 49360.6016 | 49360.6016 | 0 | 564.8608 | 564.8608 | 0 | 122 | 2031 |  |  |  | REF | 0 | 0 | Real 2021 ¦ 12/22/2022 3:42:52 PM | Area 1001 Gas IC 2030
15922 | Area 1001 Gas IC 2030 | NOX | ATC | 2031 | AEP-KPCO | 0.22657 | 0.22657 | 0 | 0.012977 | 0.012977 | 0 | 0.00056 | 2031 |  |  |  | REF | 0 | 0 | Real 2021 ¦ 12/22/2022 3:42:52 PM | Area 1001 Gas IC 2030
15923 | Area 1001 Gas IC 2030 | SO2 | ATC | 2031 | AEP-KPCO | 3.0426 | 3.0426 | 0 | 0.010134 | 0.010134 | 0 | 0.00752 | 2031 |  |  |  | REF | 0 | 0 | Real 2021 ¦ 12/22/2022 3:42:52 PM | Area 1001 Gas IC 2030
15924 | Area 1001 Gas IC 2031 | CO2 | ATC | 2031 | AEP-KPCO | 50501.1016 | 50501.1016 | 0 | 577.9122 | 577.9122 | 0 | 122 | 2031 |  |  |  | REF | 0 | 0 | Real 2021 ¦ 12/22/2022 3:42:52 PM | Area 1001 Gas IC 2031
15925 | Area 1001 Gas IC 2031 | NOX | ATC | 2031 | AEP-KPCO | 0.23181 | 0.23181 | 0 | 0.013594 | 0.013594 | 0 | 0.00056 | 2031 |  |  |  | REF | 0 | 0 | Real 2021 ¦ 12/22/2022 3:42:52 PM | Area 1001 Gas IC 2031
15926 | Area 1001 Gas IC 2031 | SO2 | ATC | 2031 | AEP-KPCO | 3.1129 | 3.1129 | 0 | 0.010369 | 0.010369 | 0 | 0.00752 | 2031 |  |  |  | REF | 0 | 0 | Real 2021 ¦ 12/22/2022 3:42:52 PM | Area 1001 Gas IC 2031
15927 | Area 1001 Gas IC 2032 | CO2 | ATC | 2031 | AEP-KPCO | 0 | 0 | 0 | 0 | 0 | 0 | 122 | 2031 |  |  |  | REF | 0 | 0 | Real 2021 ¦ 12/22/2022 3:42:52 PM | Area 1001 Gas IC 2032
15928 | Area 1001 Gas IC 2032 | NOX | ATC | 2031 | AEP-KPCO | 0 | 0 | 0 | 0 | 0 | 0 | 0.00056 | 2031 |  |  |  | REF | 0 | 0 | Real 2021 ¦ 12/22/2022 3:42:52 PM | Area 1001 Gas IC 2032
15929 | Area 1001 Gas IC 2032 | SO2 | ATC | 2031 | AEP-KPCO | 0 | 0 | 0 | 0 | 0 | 0 | 0.00752 | 2031 |  |  |  | REF | 0 | 0 | Real 2021 ¦ 12/22/2022 3:42:52 PM | Area 1001 Gas IC 2032
15930 | Area 1001 Gas IC 2033 | CO2 | ATC | 2031 | AEP-KPCO | 0 | 0 | 0 | 0 | 0 | 0 | 122 | 2031 |  |  |  | REF | 0 | 0 | Real 2021 ¦ 12/22/2022 3:42:52 PM | Area 1001 Gas IC 2033
15931 | Area 1001 Gas IC 2033 | NOX | ATC | 2031 | AEP-KPCO | 0 | 0 | 0 | 0 | 0 | 0 | 0.00056 | 2031 |  |  |  | REF | 0 | 0 | Real 2021 ¦ 12/22/2022 3:42:52 PM | Area 1001 Gas IC 2033
15932 | Area 1001 Gas IC 2033 | SO2 | ATC | 2031 | AEP-KPCO | 0 | 0 | 0 | 0 | 0 | 0 | 0.00752 | 2031 |  |  |  | REF | 0 | 0 | Real 2021 ¦ 12/22/2022 3:42:52 PM | Area 1001 Gas IC 2033
15933 | Area 1001 Gas IC 2034 | CO2 | ATC | 2031 | AEP-KPCO | 0 | 0 | 0 | 0 | 0 | 0 | 122 | 2031 |  |  |  | REF | 0 | 0 | Real 2021 ¦ 12/22/2022 3:42:52 PM | Area 1001 Gas IC 2034
15934 | Area 1001 Gas IC 2034 | NOX | ATC | 2031 | AEP-KPCO | 0 | 0 | 0 | 0 | 0 | 0 | 0.00056 | 2031 |  |  |  | REF | 0 | 0 | Real 2021 ¦ 12/22/2022 3:42:52 PM | Area 1001 Gas IC 2034
15935 | Area 1001 Gas IC 2034 | SO2 | ATC | 2031 | AEP-KPCO | 0 | 0 | 0 | 0 | 0 | 0 | 0.00752 | 2031 |  |  |  | REF | 0 | 0 | Real 2021 ¦ 12/22/2022 3:42:52 PM | Area 1001 Gas IC 2034
15936 | Area 1001 Gas IC 2035 | CO2 | ATC | 2031 | AEP-KPCO | 0 | 0 | 0 | 0 | 0 | 0 | 122 | 2031 |  |  |  | REF | 0 | 0 | Real 2021 ¦ 12/22/2022 3:42:52 PM | Area 1001 Gas IC 2035
15937 | Area 1001 Gas IC 2035 | NOX | ATC | 2031 | AEP-KPCO | 0 | 0 | 0 | 0 | 0 | 0 | 0.00056 | 2031 |  |  |  | REF | 0 | 0 | Real 2021 ¦ 12/22/2022 3:42:52 PM | Area 1001 Gas IC 2035
15938 | Area 1001 Gas IC 2035 | SO2 | ATC | 2031 | AEP-KPCO | 0 | 0 | 0 | 0 | 0 | 0 | 0.00752 | 2031 |  |  |  | REF | 0 | 0 | Real 2021 ¦ 12/22/2022 3:42:52 PM | Area 1001 Gas IC 2035
15939 | Area 1001 Gas IC 2036 | CO2 | ATC | 2031 | AEP-KPCO | 0 | 0 | 0 | 0 | 0 | 0 | 122 | 2031 |  |  |  | REF | 0 | 0 | Real 2021 ¦ 12/22/2022 3:42:52 PM | Area 1001 Gas IC 2036
15940 | Area 1001 Gas IC 2036 | NOX | ATC | 2031 | AEP-KPCO | 0 | 0 | 0 | 0 | 0 | 0 | 0.00056 | 2031 |  |  |  | REF | 0 | 0 | Real 2021 ¦ 12/22/2022 3:42:52 PM | Area 1001 Gas IC 2036
15941 | Area 1001 Gas IC 2036 | SO2 | ATC | 2031 | AEP-KPCO | 0 | 0 | 0 | 0 | 0 | 0 | 0.00752 | 2031 |  |  |  | REF | 0 | 0 | Real 2021 ¦ 12/22/2022 3:42:52 PM | Area 1001 Gas IC 2036
15942 | Area 1001 Gas IC 2037 | CO2 | ATC | 2031 | AEP-KPCO | 0 | 0 | 0 | 0 | 0 | 0 | 122 | 2031 |  |  |  | REF | 0 | 0 | Real 2021 ¦ 12/22/2022 3:42:52 PM | Area 1001 Gas IC 2037
15943 | Area 1001 Gas IC 2037 | NOX | ATC | 2031 | AEP-KPCO | 0 | 0 | 0 | 0 | 0 | 0 | 0.00056 | 2031 |  |  |  | REF | 0 | 0 | Real 2021 ¦ 12/22/2022 3:42:52 PM | Area 1001 Gas IC 2037
15944 | Area 1001 Gas IC 2037 | SO2 | ATC | 2031 | AEP-KPCO | 0 | 0 | 0 | 0 | 0 | 0 | 0.00752 | 2031 |  |  |  | REF | 0 | 0 | Real 2021 ¦ 12/22/2022 3:42:52 PM | Area 1001 Gas IC 2037
15945 | Area 1001 Gas IC 2038 | CO2 | ATC | 2031 | AEP-KPCO | 0 | 0 | 0 | 0 | 0 | 0 | 122 | 2031 |  |  |  | REF | 0 | 0 | Real 2021 ¦ 12/22/2022 3:42:52 PM | Area 1001 Gas IC 2038
15946 | Area 1001 Gas IC 2038 | NOX | ATC | 2031 | AEP-KPCO | 0 | 0 | 0 | 0 | 0 | 0 | 0.00056 | 2031 |  |  |  | REF | 0 | 0 | Real 2021 ¦ 12/22/2022 3:42:52 PM | Area 1001 Gas IC 2038
15947 | Area 1001 Gas IC 2038 | SO2 | ATC | 2031 | AEP-KPCO | 0 | 0 | 0 | 0 | 0 | 0 | 0.00752 | 2031 |  |  |  | REF | 0 | 0 | Real 2021 ¦ 12/22/2022 3:42:52 PM | Area 1001 Gas IC 2038
15948 | Area 1001 Gas IC 2039 | CO2 | ATC | 2031 | AEP-KPCO | 0 | 0 | 0 | 0 | 0 | 0 | 122 | 2031 |  |  |  | REF | 0 | 0 | Real 2021 ¦ 12/22/2022 3:42:52 PM | Area 1001 Gas IC 2039
15949 | Area 1001 Gas IC 2039 | NOX | ATC | 2031 | AEP-KPCO | 0 | 0 | 0 | 0 | 0 | 0 | 0.00056 | 2031 |  |  |  | REF | 0 | 0 | Real 2021 ¦ 12/22/2022 3:42:52 PM | Area 1001 Gas IC 2039
15950 | Area 1001 Gas IC 2039 | SO2 | ATC | 2031 | AEP-KPCO | 0 | 0 | 0 | 0 | 0 | 0 | 0.00752 | 2031 |  |  |  | REF | 0 | 0 | Real 2021 ¦ 12/22/2022 3:42:52 PM | Area 1001 Gas IC 2039
15951 | Area 1001 Gas IC 2040 | CO2 | ATC | 2031 | AEP-KPCO | 0 | 0 | 0 | 0 | 0 | 0 | 122 | 2031 |  |  |  | REF | 0 | 0 | Real 2021 ¦ 12/22/2022 3:42:52 PM | Area 1001 Gas IC 2040
15952 | Area 1001 Gas IC 2040 | NOX | ATC | 2031 | AEP-KPCO | 0 | 0 | 0 | 0 | 0 | 0 | 0.00056 | 2031 |  |  |  | REF | 0 | 0 | Real 2021 ¦ 12/22/2022 3:42:52 PM | Area 1001 Gas IC 2040
15953 | Area 1001 Gas IC 2040 | SO2 | ATC | 2031 | AEP-KPCO | 0 | 0 | 0 | 0 | 0 | 0 | 0.00752 | 2031 |  |  |  | REF | 0 | 0 | Real 2021 ¦ 12/22/2022 3:42:52 PM | Area 1001 Gas IC 2040
15954 | Area 1001 Gas IC 2041 | CO2 | ATC | 2031 | AEP-KPCO | 0 | 0 | 0 | 0 | 0 | 0 | 122 | 2031 |  |  |  | REF | 0 | 0 | Real 2021 ¦ 12/22/2022 3:42:52 PM | Area 1001 Gas IC 2041
15955 | Area 1001 Gas IC 2041 | NOX | ATC | 2031 | AEP-KPCO | 0 | 0 | 0 | 0 | 0 | 0 | 0.00056 | 2031 |  |  |  | REF | 0 | 0 | Real 2021 ¦ 12/22/2022 3:42:52 PM | Area 1001 Gas IC 2041
15956 | Area 1001 Gas IC 2041 | SO2 | ATC | 2031 | AEP-KPCO | 0 | 0 | 0 | 0 | 0 | 0 | 0.00752 | 2031 |  |  |  | REF | 0 | 0 | Real 2021 ¦ 12/22/2022 3:42:52 PM | Area 1001 Gas IC 2041
15957 | Area 1001 Gas IC 2042 | CO2 | ATC | 2031 | AEP-KPCO | 0 | 0 | 0 | 0 | 0 | 0 | 122 | 2031 |  |  |  | REF | 0 | 0 | Real 2021 ¦ 12/22/2022 3:42:52 PM | Area 1001 Gas IC 2042
15958 | Area 1001 Gas IC 2042 | NOX | ATC | 2031 | AEP-KPCO | 0 | 0 | 0 | 0 | 0 | 0 | 0.00056 | 2031 |  |  |  | REF | 0 | 0 | Real 2021 ¦ 12/22/2022 3:42:52 PM | Area 1001 Gas IC 2042
15959 | Area 1001 Gas IC 2042 | SO2 | ATC | 2031 | AEP-KPCO | 0 | 0 | 0 | 0 | 0 | 0 | 0.00752 | 2031 |  |  |  | REF | 0 | 0 | Real 2021 ¦ 12/22/2022 3:42:52 PM | Area 1001 Gas IC 2042
15960 | Area 1001 Gas IC 2043 | CO2 | ATC | 2031 | AEP-KPCO | 0 | 0 | 0 | 0 | 0 | 0 | 122 | 2031 |  |  |  | REF | 0 | 0 | Real 2021 ¦ 12/22/2022 3:42:52 PM | Area 1001 Gas IC 2043
15961 | Area 1001 Gas IC 2043 | NOX | ATC | 2031 | AEP-KPCO | 0 | 0 | 0 | 0 | 0 | 0 | 0.00056 | 2031 |  |  |  | REF | 0 | 0 | Real 2021 ¦ 12/22/2022 3:42:52 PM | Area 1001 Gas IC 2043
15962 | Area 1001 Gas IC 2043 | SO2 | ATC | 2031 | AEP-KPCO | 0 | 0 | 0 | 0 | 0 | 0 | 0.00752 | 2031 |  |  |  | REF | 0 | 0 | Real 2021 ¦ 12/22/2022 3:42:52 PM | Area 1001 Gas IC 2043
15963 | Area 1001 Gas CCS 2024 | CO2 | ATC | 2031 | AEP-KPCO | 124817.6797 | 124817.6797 | 0 | -80707.5078 | -80707.5078 | 0 | 11.7 | 2031 |  |  |  | REF | 0 | 0 | Real 2021 ¦ 12/22/2022 3:42:52 PM | Area 1001 Gas CCS 2024
15964 | Area 1001 Gas CCS 2024 | NOX | ATC | 2031 | AEP-KPCO | 149.3545 | 149.3545 | 0 | 8.3607 | 8.3607 | 0 | 0.014 | 2031 |  |  |  | REF | 0 | 0 | Real 2021 ¦ 12/22/2022 3:42:52 PM | Area 1001 Gas CCS 2024
15965 | Area 1001 Gas CCS 2024 | SO2 | ATC | 2031 | AEP-KPCO | 54.9411 | 54.9411 | 0 | 0.183 | 0.183 | 0 | 0.00515 | 2031 |  |  |  | REF | 0 | 0 | Real 2021 ¦ 12/22/2022 3:42:52 PM | Area 1001 Gas CCS 2024
15966 | Area 1001 Gas CCS 2025 | CO2 | ATC | 2031 | AEP-KPCO | 124817.6797 | 124817.6797 | 0 | -80707.5078 | -80707.5078 | 0 | 11.7 | 2031 |  |  |  | REF | 0 | 0 | Real 2021 ¦ 12/22/2022 3:42:52 PM | Area 1001 Gas CCS 2025
15967 | Area 1001 Gas CCS 2025 | NOX | ATC | 2031 | AEP-KPCO | 149.3545 | 149.3545 | 0 | 8.3607 | 8.3607 | 0 | 0.014 | 2031 |  |  |  | REF | 0 | 0 | Real 2021 ¦ 12/22/2022 3:42:52 PM | Area 1001 Gas CCS 2025
15968 | Area 1001 Gas CCS 2025 | SO2 | ATC | 2031 | AEP-KPCO | 54.9411 | 54.9411 | 0 | 0.183 | 0.183 | 0 | 0.00515 | 2031 |  |  |  | REF | 0 | 0 | Real 2021 ¦ 12/22/2022 3:42:52 PM | Area 1001 Gas CCS 2025
15969 | Area 1001 Gas CCS 2026 | CO2 | ATC | 2031 | AEP-KPCO | 123591.2266 | 123591.2266 | 0 | -79914.4766 | -79914.4766 | 0 | 11.7 | 2031 |  |  |  | REF | 0 | 0 | Real 2021 ¦ 12/22/2022 3:42:52 PM | Area 1001 Gas CCS 2026
15970 | Area 1001 Gas CCS 2026 | NOX | ATC | 2031 | AEP-KPCO | 147.8869 | 147.8869 | 0 | 8.2785 | 8.2785 | 0 | 0.014 | 2031 |  |  |  | REF | 0 | 0 | Real 2021 ¦ 12/22/2022 3:42:52 PM | Area 1001 Gas CCS 2026
15971 | Area 1001 Gas CCS 2026 | SO2 | ATC | 2031 | AEP-KPCO | 54.4013 | 54.4013 | 0 | 0.1812 | 0.1812 | 0 | 0.00515 | 2031 |  |  |  | REF | 0 | 0 | Real 2021 ¦ 12/22/2022 3:42:52 PM | Area 1001 Gas CCS 2026
15972 | Area 1001 Gas CCS 2027 | CO2 | ATC | 2031 | AEP-KPCO | 122382.2969 | 122382.2969 | 0 | -79132.7812 | -79132.7812 | 0 | 11.7 | 2031 |  |  |  | REF | 0 | 0 | Real 2021 ¦ 12/22/2022 3:42:52 PM | Area 1001 Gas CCS 2027
15973 | Area 1001 Gas CCS 2027 | NOX | ATC | 2031 | AEP-KPCO | 146.4404 | 146.4404 | 0 | 8.1975 | 8.1975 | 0 | 0.014 | 2031 |  |  |  | REF | 0 | 0 | Real 2021 ¦ 12/22/2022 3:42:52 PM | Area 1001 Gas CCS 2027
15974 | Area 1001 Gas CCS 2027 | SO2 | ATC | 2031 | AEP-KPCO | 53.8691 | 53.8691 | 0 | 0.17943 | 0.17943 | 0 | 0.00515 | 2031 |  |  |  | REF | 0 | 0 | Real 2021 ¦ 12/22/2022 3:42:52 PM | Area 1001 Gas CCS 2027
15975 | Area 1001 Gas CCS 2028 | CO2 | ATC | 2031 | AEP-KPCO | 120980.6406 | 120980.6406 | 0 | -78226.4609 | -78226.4609 | 0 | 11.7 | 2031 |  |  |  | REF | 0 | 0 | Real 2021 ¦ 12/22/2022 3:42:52 PM | Area 1001 Gas CCS 2028
15976 | Area 1001 Gas CCS 2028 | NOX | ATC | 2031 | AEP-KPCO | 144.7632 | 144.7632 | 0 | 8.1036 | 8.1036 | 0 | 0.014 | 2031 |  |  |  | REF | 0 | 0 | Real 2021 ¦ 12/22/2022 3:42:52 PM | Area 1001 Gas CCS 2028
15977 | Area 1001 Gas CCS 2028 | SO2 | ATC | 2031 | AEP-KPCO | 53.2522 | 53.2522 | 0 | 0.17738 | 0.17738 | 0 | 0.00515 | 2031 |  |  |  | REF | 0 | 0 | Real 2021 ¦ 12/22/2022 3:42:52 PM | Area 1001 Gas CCS 2028
15978 | Area 1001 Gas CCS 2029 | CO2 | ATC | 2031 | AEP-KPCO | 119754.1875 | 119754.1875 | 0 | -77433.4375 | -77433.4375 | 0 | 11.7 | 2031 |  |  |  | REF | 0 | 0 | Real 2021 ¦ 12/22/2022 3:42:52 PM | Area 1001 Gas CCS 2029
15979 | Area 1001 Gas CCS 2029 | NOX | ATC | 2031 | AEP-KPCO | 143.2956 | 143.2956 | 0 | 8.0215 | 8.0215 | 0 | 0.014 | 2031 |  |  |  | REF | 0 | 0 | Real 2021 ¦ 12/22/2022 3:42:52 PM | Area 1001 Gas CCS 2029
15980 | Area 1001 Gas CCS 2029 | SO2 | ATC | 2031 | AEP-KPCO | 52.7123 | 52.7123 | 0 | 0.17558 | 0.17558 | 0 | 0.00515 | 2031 |  |  |  | REF | 0 | 0 | Real 2021 ¦ 12/22/2022 3:42:52 PM | Area 1001 Gas CCS 2029
15981 | Area 1001 Gas CCS 2030 | CO2 | ATC | 2031 | AEP-KPCO | 118545.2578 | 118545.2578 | 0 | -76651.7344 | -76651.7344 | 0 | 11.7 | 2031 |  |  |  | REF | 0 | 0 | Real 2021 ¦ 12/22/2022 3:42:52 PM | Area 1001 Gas CCS 2030
15982 | Area 1001 Gas CCS 2030 | NOX | ATC | 2031 | AEP-KPCO | 141.849 | 141.849 | 0 | 7.9405 | 7.9405 | 0 | 0.014 | 2031 |  |  |  | REF | 0 | 0 | Real 2021 ¦ 12/22/2022 3:42:52 PM | Area 1001 Gas CCS 2030
15983 | Area 1001 Gas CCS 2030 | SO2 | ATC | 2031 | AEP-KPCO | 52.1802 | 52.1802 | 0 | 0.17381 | 0.17381 | 0 | 0.00515 | 2031 |  |  |  | REF | 0 | 0 | Real 2021 ¦ 12/22/2022 3:42:52 PM | Area 1001 Gas CCS 2030
15984 | Area 1001 Gas CCS 2031 | CO2 | ATC | 2031 | AEP-KPCO | 117318.8047 | 117318.8047 | 0 | -75858.7109 | -75858.7109 | 0 | 11.7 | 2031 |  |  |  | REF | 0 | 0 | Real 2021 ¦ 12/22/2022 3:42:52 PM | Area 1001 Gas CCS 2031
15985 | Area 1001 Gas CCS 2031 | NOX | ATC | 2031 | AEP-KPCO | 140.3815 | 140.3815 | 0 | 7.8584 | 7.8584 | 0 | 0.014 | 2031 |  |  |  | REF | 0 | 0 | Real 2021 ¦ 12/22/2022 3:42:52 PM | Area 1001 Gas CCS 2031
15986 | Area 1001 Gas CCS 2031 | SO2 | ATC | 2031 | AEP-KPCO | 51.6403 | 51.6403 | 0 | 0.17201 | 0.17201 | 0 | 0.00515 | 2031 |  |  |  | REF | 0 | 0 | Real 2021 ¦ 12/22/2022 3:42:52 PM | Area 1001 Gas CCS 2031
15987 | Area 1001 Gas CCS 2032 | CO2 | ATC | 2031 | AEP-KPCO | 0 | 0 | 0 | 0 | 0 | 0 | 11.7 | 2031 |  |  |  | REF | 0 | 0 | Real 2021 ¦ 12/22/2022 3:42:52 PM | Area 1001 Gas CCS 2032
15988 | Area 1001 Gas CCS 2032 | NOX | ATC | 2031 | AEP-KPCO | 0 | 0 | 0 | 0 | 0 | 0 | 0.014 | 2031 |  |  |  | REF | 0 | 0 | Real 2021 ¦ 12/22/2022 3:42:52 PM | Area 1001 Gas CCS 2032
15989 | Area 1001 Gas CCS 2032 | SO2 | ATC | 2031 | AEP-KPCO | 0 | 0 | 0 | 0 | 0 | 0 | 0.00515 | 2031 |  |  |  | REF | 0 | 0 | Real 2021 ¦ 12/22/2022 3:42:52 PM | Area 1001 Gas CCS 2032
15990 | Area 1001 Gas CCS 2033 | CO2 | ATC | 2031 | AEP-KPCO | 0 | 0 | 0 | 0 | 0 | 0 | 11.7 | 2031 |  |  |  | REF | 0 | 0 | Real 2021 ¦ 12/22/2022 3:42:52 PM | Area 1001 Gas CCS 2033
15991 | Area 1001 Gas CCS 2033 | NOX | ATC | 2031 | AEP-KPCO | 0 | 0 | 0 | 0 | 0 | 0 | 0.014 | 2031 |  |  |  | REF | 0 | 0 | Real 2021 ¦ 12/22/2022 3:42:52 PM | Area 1001 Gas CCS 2033
15992 | Area 1001 Gas CCS 2033 | SO2 | ATC | 2031 | AEP-KPCO | 0 | 0 | 0 | 0 | 0 | 0 | 0.00515 | 2031 |  |  |  | REF | 0 | 0 | Real 2021 ¦ 12/22/2022 3:42:52 PM | Area 1001 Gas CCS 2033
15993 | Area 1001 Gas CCS 2034 | CO2 | ATC | 2031 | AEP-KPCO | 0 | 0 | 0 | 0 | 0 | 0 | 11.7 | 2031 |  |  |  | REF | 0 | 0 | Real 2021 ¦ 12/22/2022 3:42:52 PM | Area 1001 Gas CCS 2034
15994 | Area 1001 Gas CCS 2034 | NOX | ATC | 2031 | AEP-KPCO | 0 | 0 | 0 | 0 | 0 | 0 | 0.014 | 2031 |  |  |  | REF | 0 | 0 | Real 2021 ¦ 12/22/2022 3:42:52 PM | Area 1001 Gas CCS 2034
15995 | Area 1001 Gas CCS 2034 | SO2 | ATC | 2031 | AEP-KPCO | 0 | 0 | 0 | 0 | 0 | 0 | 0.00515 | 2031 |  |  |  | REF | 0 | 0 | Real 2021 ¦ 12/22/2022 3:42:52 PM | Area 1001 Gas CCS 2034
15996 | Area 1001 Gas CCS 2035 | CO2 | ATC | 2031 | AEP-KPCO | 0 | 0 | 0 | 0 | 0 | 0 | 11.7 | 2031 |  |  |  | REF | 0 | 0 | Real 2021 ¦ 12/22/2022 3:42:52 PM | Area 1001 Gas CCS 2035
15997 | Area 1001 Gas CCS 2035 | NOX | ATC | 2031 | AEP-KPCO | 0 | 0 | 0 | 0 | 0 | 0 | 0.014 | 2031 |  |  |  | REF | 0 | 0 | Real 2021 ¦ 12/22/2022 3:42:52 PM | Area 1001 Gas CCS 2035
15998 | Area 1001 Gas CCS 2035 | SO2 | ATC | 2031 | AEP-KPCO | 0 | 0 | 0 | 0 | 0 | 0 | 0.00515 | 2031 |  |  |  | REF | 0 | 0 | Real 2021 ¦ 12/22/2022 3:42:52 PM | Area 1001 Gas CCS 2035
15999 | Area 1001 Gas CCS 2036 | CO2 | ATC | 2031 | AEP-KPCO | 0 | 0 | 0 | 0 | 0 | 0 | 11.7 | 2031 |  |  |  | REF | 0 | 0 | Real 2021 ¦ 12/22/2022 3:42:52 PM | Area 1001 Gas CCS 2036
16000 | Area 1001 Gas CCS 2036 | NOX | ATC | 2031 | AEP-KPCO | 0 | 0 | 0 | 0 | 0 | 0 | 0.014 | 2031 |  |  |  | REF | 0 | 0 | Real 2021 ¦ 12/22/2022 3:42:52 PM | Area 1001 Gas CCS 2036
16001 | Area 1001 Gas CCS 2036 | SO2 | ATC | 2031 | AEP-KPCO | 0 | 0 | 0 | 0 | 0 | 0 | 0.00515 | 2031 |  |  |  | REF | 0 | 0 | Real 2021 ¦ 12/22/2022 3:42:52 PM | Area 1001 Gas CCS 2036
16002 | Area 1001 Gas CCS 2037 | CO2 | ATC | 2031 | AEP-KPCO | 0 | 0 | 0 | 0 | 0 | 0 | 11.7 | 2031 |  |  |  | REF | 0 | 0 | Real 2021 ¦ 12/22/2022 3:42:52 PM | Area 1001 Gas CCS 2037
16003 | Area 1001 Gas CCS 2037 | NOX | ATC | 2031 | AEP-KPCO | 0 | 0 | 0 | 0 | 0 | 0 | 0.014 | 2031 |  |  |  | REF | 0 | 0 | Real 2021 ¦ 12/22/2022 3:42:52 PM | Area 1001 Gas CCS 2037
16004 | Area 1001 Gas CCS 2037 | SO2 | ATC | 2031 | AEP-KPCO | 0 | 0 | 0 | 0 | 0 | 0 | 0.00515 | 2031 |  |  |  | REF | 0 | 0 | Real 2021 ¦ 12/22/2022 3:42:52 PM | Area 1001 Gas CCS 2037
16005 | Area 1001 Gas CCS 2038 | CO2 | ATC | 2031 | AEP-KPCO | 0 | 0 | 0 | 0 | 0 | 0 | 11.7 | 2031 |  |  |  | REF | 0 | 0 | Real 2021 ¦ 12/22/2022 3:42:52 PM | Area 1001 Gas CCS 2038
16006 | Area 1001 Gas CCS 2038 | NOX | ATC | 2031 | AEP-KPCO | 0 | 0 | 0 | 0 | 0 | 0 | 0.014 | 2031 |  |  |  | REF | 0 | 0 | Real 2021 ¦ 12/22/2022 3:42:52 PM | Area 1001 Gas CCS 2038
16007 | Area 1001 Gas CCS 2038 | SO2 | ATC | 2031 | AEP-KPCO | 0 | 0 | 0 | 0 | 0 | 0 | 0.00515 | 2031 |  |  |  | REF | 0 | 0 | Real 2021 ¦ 12/22/2022 3:42:52 PM | Area 1001 Gas CCS 2038
16008 | Area 1001 Gas CCS 2039 | CO2 | ATC | 2031 | AEP-KPCO | 0 | 0 | 0 | 0 | 0 | 0 | 11.7 | 2031 |  |  |  | REF | 0 | 0 | Real 2021 ¦ 12/22/2022 3:42:52 PM | Area 1001 Gas CCS 2039
16009 | Area 1001 Gas CCS 2039 | NOX | ATC | 2031 | AEP-KPCO | 0 | 0 | 0 | 0 | 0 | 0 | 0.014 | 2031 |  |  |  | REF | 0 | 0 | Real 2021 ¦ 12/22/2022 3:42:52 PM | Area 1001 Gas CCS 2039
16010 | Area 1001 Gas CCS 2039 | SO2 | ATC | 2031 | AEP-KPCO | 0 | 0 | 0 | 0 | 0 | 0 | 0.00515 | 2031 |  |  |  | REF | 0 | 0 | Real 2021 ¦ 12/22/2022 3:42:52 PM | Area 1001 Gas CCS 2039
16011 | Area 1001 Gas CCS 2040 | CO2 | ATC | 2031 | AEP-KPCO | 0 | 0 | 0 | 0 | 0 | 0 | 11.7 | 2031 |  |  |  | REF | 0 | 0 | Real 2021 ¦ 12/22/2022 3:42:52 PM | Area 1001 Gas CCS 2040
16012 | Area 1001 Gas CCS 2040 | NOX | ATC | 2031 | AEP-KPCO | 0 | 0 | 0 | 0 | 0 | 0 | 0.014 | 2031 |  |  |  | REF | 0 | 0 | Real 2021 ¦ 12/22/2022 3:42:52 PM | Area 1001 Gas CCS 2040
16013 | Area 1001 Gas CCS 2040 | SO2 | ATC | 2031 | AEP-KPCO | 0 | 0 | 0 | 0 | 0 | 0 | 0.00515 | 2031 |  |  |  | REF | 0 | 0 | Real 2021 ¦ 12/22/2022 3:42:52 PM | Area 1001 Gas CCS 2040
16014 | Area 1001 Gas CCS 2041 | CO2 | ATC | 2031 | AEP-KPCO | 0 | 0 | 0 | 0 | 0 | 0 | 11.7 | 2031 |  |  |  | REF | 0 | 0 | Real 2021 ¦ 12/22/2022 3:42:52 PM | Area 1001 Gas CCS 2041
16015 | Area 1001 Gas CCS 2041 | NOX | ATC | 2031 | AEP-KPCO | 0 | 0 | 0 | 0 | 0 | 0 | 0.014 | 2031 |  |  |  | REF | 0 | 0 | Real 2021 ¦ 12/22/2022 3:42:52 PM | Area 1001 Gas CCS 2041
16016 | Area 1001 Gas CCS 2041 | SO2 | ATC | 2031 | AEP-KPCO | 0 | 0 | 0 | 0 | 0 | 0 | 0.00515 | 2031 |  |  |  | REF | 0 | 0 | Real 2021 ¦ 12/22/2022 3:42:52 PM | Area 1001 Gas CCS 2041
16017 | Area 1001 Gas CCS 2042 | CO2 | ATC | 2031 | AEP-KPCO | 0 | 0 | 0 | 0 | 0 | 0 | 11.7 | 2031 |  |  |  | REF | 0 | 0 | Real 2021 ¦ 12/22/2022 3:42:52 PM | Area 1001 Gas CCS 2042
16018 | Area 1001 Gas CCS 2042 | NOX | ATC | 2031 | AEP-KPCO | 0 | 0 | 0 | 0 | 0 | 0 | 0.014 | 2031 |  |  |  | REF | 0 | 0 | Real 2021 ¦ 12/22/2022 3:42:52 PM | Area 1001 Gas CCS 2042
16019 | Area 1001 Gas CCS 2042 | SO2 | ATC | 2031 | AEP-KPCO | 0 | 0 | 0 | 0 | 0 | 0 | 0.00515 | 2031 |  |  |  | REF | 0 | 0 | Real 2021 ¦ 12/22/2022 3:42:52 PM | Area 1001 Gas CCS 2042
16020 | Area 1001 Gas CCS 2043 | CO2 | ATC | 2031 | AEP-KPCO | 0 | 0 | 0 | 0 | 0 | 0 | 11.7 | 2031 |  |  |  | REF | 0 | 0 | Real 2021 ¦ 12/22/2022 3:42:52 PM | Area 1001 Gas CCS 2043
16021 | Area 1001 Gas CCS 2043 | NOX | ATC | 2031 | AEP-KPCO | 0 | 0 | 0 | 0 | 0 | 0 | 0.014 | 2031 |  |  |  | REF | 0 | 0 | Real 2021 ¦ 12/22/2022 3:42:52 PM | Area 1001 Gas CCS 2043
16022 | Area 1001 Gas CCS 2043 | SO2 | ATC | 2031 | AEP-KPCO | 0 | 0 | 0 | 0 | 0 | 0 | 0.00515 | 2031 |  |  |  | REF | 0 | 0 | Real 2021 ¦ 12/22/2022 3:42:52 PM | Area 1001 Gas CCS 2043
16023 | Area 1001 Coal CCS 2025 | CO2 | ATC | 2031 | AEP-KPCO | 677461.3125 | 677461.3125 | 0 | -438048.5938 | -438048.5938 | 0 | 20.57 | 2031 |  |  |  | REF | 0 | 0 | Real 2021 ¦ 12/22/2022 3:42:52 PM | Area 1001 Coal CCS 2025
16024 | Area 1001 Coal CCS 2025 | NOX | ATC | 2031 | AEP-KPCO | 240.4214 | 240.4214 | 0 | 13.6456 | 13.6456 | 0 | 0.0073 | 2031 |  |  |  | REF | 0 | 0 | Real 2021 ¦ 12/22/2022 3:42:52 PM | Area 1001 Coal CCS 2025
16025 | Area 1001 Coal CCS 2025 | SO2 | ATC | 2031 | AEP-KPCO | 14063.0029 | 14063.0029 | 0 | 46.8423 | 46.8423 | 0 | 0.427 | 2031 |  |  |  | REF | 0 | 0 | Real 2021 ¦ 12/22/2022 3:42:52 PM | Area 1001 Coal CCS 2025
16026 | Area 1001 Coal CCS 2026 | CO2 | ATC | 2031 | AEP-KPCO | 669932.125 | 669932.125 | 0 | -433180.2188 | -433180.2188 | 0 | 20.57 | 2031 |  |  |  | REF | 0 | 0 | Real 2021 ¦ 12/22/2022 3:42:52 PM | Area 1001 Coal CCS 2026
16027 | Area 1001 Coal CCS 2026 | NOX | ATC | 2031 | AEP-KPCO | 237.7494 | 237.7494 | 0 | 13.494 | 13.494 | 0 | 0.0073 | 2031 |  |  |  | REF | 0 | 0 | Real 2021 ¦ 12/22/2022 3:42:52 PM | Area 1001 Coal CCS 2026
16028 | Area 1001 Coal CCS 2026 | SO2 | ATC | 2031 | AEP-KPCO | 13906.71 | 13906.71 | 0 | 46.3217 | 46.3217 | 0 | 0.427 | 2031 |  |  |  | REF | 0 | 0 | Real 2021 ¦ 12/22/2022 3:42:52 PM | Area 1001 Coal CCS 2026
16029 | Area 1001 Coal CCS 2027 | CO2 | ATC | 2031 | AEP-KPCO | 661807.125 | 661807.125 | 0 | -427926.5938 | -427926.5938 | 0 | 20.57 | 2031 |  |  |  | REF | 0 | 0 | Real 2021 ¦ 12/22/2022 3:42:52 PM | Area 1001 Coal CCS 2027
16030 | Area 1001 Coal CCS 2027 | NOX | ATC | 2031 | AEP-KPCO | 234.8659 | 234.8659 | 0 | 13.3303 | 13.3303 | 0 | 0.0073 | 2031 |  |  |  | REF | 0 | 0 | Real 2021 ¦ 12/22/2022 3:42:52 PM | Area 1001 Coal CCS 2027
16031 | Area 1001 Coal CCS 2027 | SO2 | ATC | 2031 | AEP-KPCO | 13738.0479 | 13738.0479 | 0 | 45.7599 | 45.7599 | 0 | 0.427 | 2031 |  |  |  | REF | 0 | 0 | Real 2021 ¦ 12/22/2022 3:42:52 PM | Area 1001 Coal CCS 2027
16032 | Area 1001 Coal CCS 2028 | CO2 | ATC | 2031 | AEP-KPCO | 653682.1875 | 653682.1875 | 0 | -422672.9375 | -422672.9375 | 0 | 20.57 | 2031 |  |  |  | REF | 0 | 0 | Real 2021 ¦ 12/22/2022 3:42:52 PM | Area 1001 Coal CCS 2028
16033 | Area 1001 Coal CCS 2028 | NOX | ATC | 2031 | AEP-KPCO | 231.9825 | 231.9825 | 0 | 13.1666 | 13.1666 | 0 | 0.0073 | 2031 |  |  |  | REF | 0 | 0 | Real 2021 ¦ 12/22/2022 3:42:52 PM | Area 1001 Coal CCS 2028
16034 | Area 1001 Coal CCS 2028 | SO2 | ATC | 2031 | AEP-KPCO | 13569.3867 | 13569.3867 | 0 | 45.1981 | 45.1981 | 0 | 0.427 | 2031 |  |  |  | REF | 0 | 0 | Real 2021 ¦ 12/22/2022 3:42:52 PM | Area 1001 Coal CCS 2028
16035 | Area 1001 Coal CCS 2029 | CO2 | ATC | 2031 | AEP-KPCO | 646207.1875 | 646207.1875 | 0 | -417839.5938 | -417839.5938 | 0 | 20.57 | 2031 |  |  |  | REF | 0 | 0 | Real 2021 ¦ 12/22/2022 3:42:52 PM | Area 1001 Coal CCS 2029
16036 | Area 1001 Coal CCS 2029 | NOX | ATC | 2031 | AEP-KPCO | 229.3297 | 229.3297 | 0 | 13.0161 | 13.0161 | 0 | 0.0073 | 2031 |  |  |  | REF | 0 | 0 | Real 2021 ¦ 12/22/2022 3:42:52 PM | Area 1001 Coal CCS 2029
16037 | Area 1001 Coal CCS 2029 | SO2 | ATC | 2031 | AEP-KPCO | 13414.2178 | 13414.2178 | 0 | 44.6813 | 44.6813 | 0 | 0.427 | 2031 |  |  |  | REF | 0 | 0 | Real 2021 ¦ 12/22/2022 3:42:52 PM | Area 1001 Coal CCS 2029
16038 | Area 1001 Coal CCS 2030 | CO2 | ATC | 2031 | AEP-KPCO | 638028 | 638028 | 0 | -412550.9375 | -412550.9375 | 0 | 20.57 | 2031 |  |  |  | REF | 0 | 0 | Real 2021 ¦ 12/22/2022 3:42:52 PM | Area 1001 Coal CCS 2030
16039 | Area 1001 Coal CCS 2030 | NOX | ATC | 2031 | AEP-KPCO | 226.4271 | 226.4271 | 0 | 12.8513 | 12.8513 | 0 | 0.0073 | 2031 |  |  |  | REF | 0 | 0 | Real 2021 ¦ 12/22/2022 3:42:52 PM | Area 1001 Coal CCS 2030
16040 | Area 1001 Coal CCS 2030 | SO2 | ATC | 2031 | AEP-KPCO | 13244.4316 | 13244.4316 | 0 | 44.1157 | 44.1157 | 0 | 0.427 | 2031 |  |  |  | REF | 0 | 0 | Real 2021 ¦ 12/22/2022 3:42:52 PM | Area 1001 Coal CCS 2030
16041 | Area 1001 Coal CCS 2031 | CO2 | ATC | 2031 | AEP-KPCO | 629903.0625 | 629903.0625 | 0 | -407297.2812 | -407297.2812 | 0 | 20.57 | 2031 |  |  |  | REF | 0 | 0 | Real 2021 ¦ 12/22/2022 3:42:52 PM | Area 1001 Coal CCS 2031
16042 | Area 1001 Coal CCS 2031 | NOX | ATC | 2031 | AEP-KPCO | 223.5436 | 223.5436 | 0 | 12.6877 | 12.6877 | 0 | 0.0073 | 2031 |  |  |  | REF | 0 | 0 | Real 2021 ¦ 12/22/2022 3:42:52 PM | Area 1001 Coal CCS 2031
16043 | Area 1001 Coal CCS 2031 | SO2 | ATC | 2031 | AEP-KPCO | 13075.7705 | 13075.7705 | 0 | 43.5539 | 43.5539 | 0 | 0.427 | 2031 |  |  |  | REF | 0 | 0 | Real 2021 ¦ 12/22/2022 3:42:52 PM | Area 1001 Coal CCS 2031
16044 | Area 1001 Coal CCS 2032 | CO2 | ATC | 2031 | AEP-KPCO | 0 | 0 | 0 | 0 | 0 | 0 | 20.57 | 2031 |  |  |  | REF | 0 | 0 | Real 2021 ¦ 12/22/2022 3:42:52 PM | Area 1001 Coal CCS 2032
16045 | Area 1001 Coal CCS 2032 | NOX | ATC | 2031 | AEP-KPCO | 0 | 0 | 0 | 0 | 0 | 0 | 0.0073 | 2031 |  |  |  | REF | 0 | 0 | Real 2021 ¦ 12/22/2022 3:42:52 PM | Area 1001 Coal CCS 2032
16046 | Area 1001 Coal CCS 2032 | SO2 | ATC | 2031 | AEP-KPCO | 0 | 0 | 0 | 0 | 0 | 0 | 0.427 | 2031 |  |  |  | REF | 0 | 0 | Real 2021 ¦ 12/22/2022 3:42:52 PM | Area 1001 Coal CCS 2032
16047 | Area 1001 Coal CCS 2033 | CO2 | ATC | 2031 | AEP-KPCO | 0 | 0 | 0 | 0 | 0 | 0 | 20.57 | 2031 |  |  |  | REF | 0 | 0 | Real 2021 ¦ 12/22/2022 3:42:52 PM | Area 1001 Coal CCS 2033
16048 | Area 1001 Coal CCS 2033 | NOX | ATC | 2031 | AEP-KPCO | 0 | 0 | 0 | 0 | 0 | 0 | 0.0073 | 2031 |  |  |  | REF | 0 | 0 | Real 2021 ¦ 12/22/2022 3:42:52 PM | Area 1001 Coal CCS 2033
16049 | Area 1001 Coal CCS 2033 | SO2 | ATC | 2031 | AEP-KPCO | 0 | 0 | 0 | 0 | 0 | 0 | 0.427 | 2031 |  |  |  | REF | 0 | 0 | Real 2021 ¦ 12/22/2022 3:42:52 PM | Area 1001 Coal CCS 2033
16050 | Area 1001 Coal CCS 2034 | CO2 | ATC | 2031 | AEP-KPCO | 0 | 0 | 0 | 0 | 0 | 0 | 20.57 | 2031 |  |  |  | REF | 0 | 0 | Real 2021 ¦ 12/22/2022 3:42:52 PM | Area 1001 Coal CCS 2034
16051 | Area 1001 Coal CCS 2034 | NOX | ATC | 2031 | AEP-KPCO | 0 | 0 | 0 | 0 | 0 | 0 | 0.0073 | 2031 |  |  |  | REF | 0 | 0 | Real 2021 ¦ 12/22/2022 3:42:52 PM | Area 1001 Coal CCS 2034
16052 | Area 1001 Coal CCS 2034 | SO2 | ATC | 2031 | AEP-KPCO | 0 | 0 | 0 | 0 | 0 | 0 | 0.427 | 2031 |  |  |  | REF | 0 | 0 | Real 2021 ¦ 12/22/2022 3:42:52 PM | Area 1001 Coal CCS 2034
16053 | Area 1001 Coal CCS 2035 | CO2 | ATC | 2031 | AEP-KPCO | 0 | 0 | 0 | 0 | 0 | 0 | 20.57 | 2031 |  |  |  | REF | 0 | 0 | Real 2021 ¦ 12/22/2022 3:42:52 PM | Area 1001 Coal CCS 2035
16054 | Area 1001 Coal CCS 2035 | NOX | ATC | 2031 | AEP-KPCO | 0 | 0 | 0 | 0 | 0 | 0 | 0.0073 | 2031 |  |  |  | REF | 0 | 0 | Real 2021 ¦ 12/22/2022 3:42:52 PM | Area 1001 Coal CCS 2035
16055 | Area 1001 Coal CCS 2035 | SO2 | ATC | 2031 | AEP-KPCO | 0 | 0 | 0 | 0 | 0 | 0 | 0.427 | 2031 |  |  |  | REF | 0 | 0 | Real 2021 ¦ 12/22/2022 3:42:52 PM | Area 1001 Coal CCS 2035
16056 | Area 1001 Coal CCS 2036 | CO2 | ATC | 2031 | AEP-KPCO | 0 | 0 | 0 | 0 | 0 | 0 | 20.57 | 2031 |  |  |  | REF | 0 | 0 | Real 2021 ¦ 12/22/2022 3:42:52 PM | Area 1001 Coal CCS 2036
16057 | Area 1001 Coal CCS 2036 | NOX | ATC | 2031 | AEP-KPCO | 0 | 0 | 0 | 0 | 0 | 0 | 0.0073 | 2031 |  |  |  | REF | 0 | 0 | Real 2021 ¦ 12/22/2022 3:42:52 PM | Area 1001 Coal CCS 2036
16058 | Area 1001 Coal CCS 2036 | SO2 | ATC | 2031 | AEP-KPCO | 0 | 0 | 0 | 0 | 0 | 0 | 0.427 | 2031 |  |  |  | REF | 0 | 0 | Real 2021 ¦ 12/22/2022 3:42:52 PM | Area 1001 Coal CCS 2036
16059 | Area 1001 Coal CCS 2037 | CO2 | ATC | 2031 | AEP-KPCO | 0 | 0 | 0 | 0 | 0 | 0 | 20.57 | 2031 |  |  |  | REF | 0 | 0 | Real 2021 ¦ 12/22/2022 3:42:52 PM | Area 1001 Coal CCS 2037
16060 | Area 1001 Coal CCS 2037 | NOX | ATC | 2031 | AEP-KPCO | 0 | 0 | 0 | 0 | 0 | 0 | 0.0073 | 2031 |  |  |  | REF | 0 | 0 | Real 2021 ¦ 12/22/2022 3:42:52 PM | Area 1001 Coal CCS 2037
16061 | Area 1001 Coal CCS 2037 | SO2 | ATC | 2031 | AEP-KPCO | 0 | 0 | 0 | 0 | 0 | 0 | 0.427 | 2031 |  |  |  | REF | 0 | 0 | Real 2021 ¦ 12/22/2022 3:42:52 PM | Area 1001 Coal CCS 2037
16062 | Area 1001 Coal CCS 2038 | CO2 | ATC | 2031 | AEP-KPCO | 0 | 0 | 0 | 0 | 0 | 0 | 20.57 | 2031 |  |  |  | REF | 0 | 0 | Real 2021 ¦ 12/22/2022 3:42:52 PM | Area 1001 Coal CCS 2038
16063 | Area 1001 Coal CCS 2038 | NOX | ATC | 2031 | AEP-KPCO | 0 | 0 | 0 | 0 | 0 | 0 | 0.0073 | 2031 |  |  |  | REF | 0 | 0 | Real 2021 ¦ 12/22/2022 3:42:52 PM | Area 1001 Coal CCS 2038
16064 | Area 1001 Coal CCS 2038 | SO2 | ATC | 2031 | AEP-KPCO | 0 | 0 | 0 | 0 | 0 | 0 | 0.427 | 2031 |  |  |  | REF | 0 | 0 | Real 2021 ¦ 12/22/2022 3:42:52 PM | Area 1001 Coal CCS 2038
16065 | Area 1001 Coal CCS 2039 | CO2 | ATC | 2031 | AEP-KPCO | 0 | 0 | 0 | 0 | 0 | 0 | 20.57 | 2031 |  |  |  | REF | 0 | 0 | Real 2021 ¦ 12/22/2022 3:42:52 PM | Area 1001 Coal CCS 2039
16066 | Area 1001 Coal CCS 2039 | NOX | ATC | 2031 | AEP-KPCO | 0 | 0 | 0 | 0 | 0 | 0 | 0.0073 | 2031 |  |  |  | REF | 0 | 0 | Real 2021 ¦ 12/22/2022 3:42:52 PM | Area 1001 Coal CCS 2039
16067 | Area 1001 Coal CCS 2039 | SO2 | ATC | 2031 | AEP-KPCO | 0 | 0 | 0 | 0 | 0 | 0 | 0.427 | 2031 |  |  |  | REF | 0 | 0 | Real 2021 ¦ 12/22/2022 3:42:52 PM | Area 1001 Coal CCS 2039
16068 | Area 1001 Coal CCS 2040 | CO2 | ATC | 2031 | AEP-KPCO | 0 | 0 | 0 | 0 | 0 | 0 | 20.57 | 2031 |  |  |  | REF | 0 | 0 | Real 2021 ¦ 12/22/2022 3:42:52 PM | Area 1001 Coal CCS 2040
16069 | Area 1001 Coal CCS 2040 | NOX | ATC | 2031 | AEP-KPCO | 0 | 0 | 0 | 0 | 0 | 0 | 0.0073 | 2031 |  |  |  | REF | 0 | 0 | Real 2021 ¦ 12/22/2022 3:42:52 PM | Area 1001 Coal CCS 2040
16070 | Area 1001 Coal CCS 2040 | SO2 | ATC | 2031 | AEP-KPCO | 0 | 0 | 0 | 0 | 0 | 0 | 0.427 | 2031 |  |  |  | REF | 0 | 0 | Real 2021 ¦ 12/22/2022 3:42:52 PM | Area 1001 Coal CCS 2040
16071 | Area 1001 Coal CCS 2041 | CO2 | ATC | 2031 | AEP-KPCO | 0 | 0 | 0 | 0 | 0 | 0 | 20.57 | 2031 |  |  |  | REF | 0 | 0 | Real 2021 ¦ 12/22/2022 3:42:52 PM | Area 1001 Coal CCS 2041
16072 | Area 1001 Coal CCS 2041 | NOX | ATC | 2031 | AEP-KPCO | 0 | 0 | 0 | 0 | 0 | 0 | 0.0073 | 2031 |  |  |  | REF | 0 | 0 | Real 2021 ¦ 12/22/2022 3:42:52 PM | Area 1001 Coal CCS 2041
16073 | Area 1001 Coal CCS 2041 | SO2 | ATC | 2031 | AEP-KPCO | 0 | 0 | 0 | 0 | 0 | 0 | 0.427 | 2031 |  |  |  | REF | 0 | 0 | Real 2021 ¦ 12/22/2022 3:42:52 PM | Area 1001 Coal CCS 2041
16074 | Area 1001 Coal CCS 2042 | CO2 | ATC | 2031 | AEP-KPCO | 0 | 0 | 0 | 0 | 0 | 0 | 20.57 | 2031 |  |  |  | REF | 0 | 0 | Real 2021 ¦ 12/22/2022 3:42:52 PM | Area 1001 Coal CCS 2042
16075 | Area 1001 Coal CCS 2042 | NOX | ATC | 2031 | AEP-KPCO | 0 | 0 | 0 | 0 | 0 | 0 | 0.0073 | 2031 |  |  |  | REF | 0 | 0 | Real 2021 ¦ 12/22/2022 3:42:52 PM | Area 1001 Coal CCS 2042
16076 | Area 1001 Coal CCS 2042 | SO2 | ATC | 2031 | AEP-KPCO | 0 | 0 | 0 | 0 | 0 | 0 | 0.427 | 2031 |  |  |  | REF | 0 | 0 | Real 2021 ¦ 12/22/2022 3:42:52 PM | Area 1001 Coal CCS 2042
16077 | Area 1001 Coal CCS 2043 | CO2 | ATC | 2031 | AEP-KPCO | 0 | 0 | 0 | 0 | 0 | 0 | 20.57 | 2031 |  |  |  | REF | 0 | 0 | Real 2021 ¦ 12/22/2022 3:42:52 PM | Area 1001 Coal CCS 2043
16078 | Area 1001 Coal CCS 2043 | NOX | ATC | 2031 | AEP-KPCO | 0 | 0 | 0 | 0 | 0 | 0 | 0.0073 | 2031 |  |  |  | REF | 0 | 0 | Real 2021 ¦ 12/22/2022 3:42:52 PM | Area 1001 Coal CCS 2043
16079 | Area 1001 Coal CCS 2043 | SO2 | ATC | 2031 | AEP-KPCO | 0 | 0 | 0 | 0 | 0 | 0 | 0.427 | 2031 |  |  |  | REF | 0 | 0 | Real 2021 ¦ 12/22/2022 3:42:52 PM | Area 1001 Coal CCS 2043
16080 | Big Sandy #1_Ext Gas | CO2 | ATC | 2031 | AEP-KPCO | 127439.3906 | 127439.3906 | 0 | 1458.3599 | 1458.3599 | 0 | 117 | 2031 |  |  |  | REF | 0 | 0 | Real 2021 ¦ 12/22/2022 3:42:52 PM | Big Sandy #1_Ext Gas
16081 | Big Sandy #1_Ext Gas | NOX | ATC | 2031 | AEP-KPCO | 152.4916 | 152.4916 | 0 | 6.3928 | 6.3928 | 0 | 0.14 | 2031 |  |  |  | REF | 0 | 0 | Real 2021 ¦ 12/22/2022 3:42:52 PM | Big Sandy #1_Ext Gas
16082 | Big Sandy #1_Ext Gas | SO2 | ATC | 2031 | AEP-KPCO | 54.4613 | 54.4613 | 0 | 0.1814 | 0.1814 | 0 | 0.05 | 2031 |  |  |  | REF | 0 | 0 | Real 2021 ¦ 12/22/2022 3:42:52 PM | Big Sandy #1_Ext Gas
16083 | Big Sandy #1_Ext_NGCCS retrofit 2031 | CO2 | ATC | 2031 | AEP-KPCO | 89279.7656 | 89279.7656 | 0 | -57728.5781 | -57728.5781 | 0 | 11.7 | 2031 |  |  |  | REF | 0 | 0 | Real 2021 ¦ 12/22/2022 3:42:52 PM | Big Sandy #1_Ext_NGCCS retrofit 2032
16084 | Big Sandy #1_Ext_NGCCS retrofit 2031 | NOX | ATC | 2031 | AEP-KPCO | 106.8305 | 106.8305 | 0 | 7.9286 | 7.9286 | 0 | 0.014 | 2031 |  |  |  | REF | 0 | 0 | Real 2021 ¦ 12/22/2022 3:42:52 PM | Big Sandy #1_Ext_NGCCS retrofit 2032
16085 | Big Sandy #1_Ext_NGCCS retrofit 2031 | SO2 | ATC | 2031 | AEP-KPCO | 39.2984 | 39.2984 | 0 | 0.1309 | 0.1309 | 0 | 0.00515 | 2031 |  |  |  | REF | 0 | 0 | Real 2021 ¦ 12/22/2022 3:42:52 PM | Big Sandy #1_Ext_NGCCS retrofit 2032
16086 | Big Sandy #1_Ext Gas Capitalized | CO2 | ATC | 2031 | AEP-KPCO | 129093.8438 | 129093.8438 | 0 | 1477.2927 | 1477.2927 | 0 | 117 | 2031 |  |  |  | REF | 0 | 0 | Real 2021 ¦ 12/22/2022 3:42:52 PM | Big Sandy #1_Ext Gas Capitalized
16087 | Big Sandy #1_Ext Gas Capitalized | NOX | ATC | 2031 | AEP-KPCO | 154.4713 | 154.4713 | 0 | 6.4631 | 6.4631 | 0 | 0.14 | 2031 |  |  |  | REF | 0 | 0 | Real 2021 ¦ 12/22/2022 3:42:52 PM | Big Sandy #1_Ext Gas Capitalized
16088 | Big Sandy #1_Ext Gas Capitalized | SO2 | ATC | 2031 | AEP-KPCO | 55.1683 | 55.1683 | 0 | 0.18376 | 0.18376 | 0 | 0.05 | 2031 |  |  |  | REF | 0 | 0 | Real 2021 ¦ 12/22/2022 3:42:52 PM | Big Sandy #1_Ext Gas Capitalized
16089 | Big Sandy #1_Ext Gas FOM Capitalized | CO2 | ATC | 2031 | AEP-KPCO | 312509.1562 | 312509.1562 | 0 | 3576.2158 | 3576.2158 | 0 | 117 | 2031 |  |  |  | REF | 0 | 0 | Real 2021 ¦ 12/22/2022 3:42:52 PM | Big Sandy #1_Ext Gas FOM Capitalized
16090 | Big Sandy #1_Ext Gas FOM Capitalized | NOX | ATC | 2031 | AEP-KPCO | 373.9426 | 373.9426 | 0 | 32.6674 | 32.6674 | 0 | 0.14 | 2031 |  |  |  | REF | 0 | 0 | Real 2021 ¦ 12/22/2022 3:42:52 PM | Big Sandy #1_Ext Gas FOM Capitalized
16091 | Big Sandy #1_Ext Gas FOM Capitalized | SO2 | ATC | 2031 | AEP-KPCO | 133.5509 | 133.5509 | 0 | 0.44484 | 0.44484 | 0 | 0.05 | 2031 |  |  |  | REF | 0 | 0 | Real 2021 ¦ 12/22/2022 3:42:52 PM | Big Sandy #1_Ext Gas FOM Capitalized
17433 | Big Sandy #1 Gas | CO2 | ATC | 2032 | AEP-KPCO | 0 | 0 | 0 | 0 | 0 | 0 | 117 | 2032 |  |  |  | REF | 0 | 0 | Real 2021 ¦ 12/22/2022 3:42:52 PM | 13555
17434 | Big Sandy #1 Gas | NOX | ATC | 2032 | AEP-KPCO | 0 | 0 | 0 | 0 | 0 | 0 | 0.14 | 2032 |  |  |  | REF | 0 | 0 | Real 2021 ¦ 12/22/2022 3:42:52 PM | 13555
17435 | Big Sandy #1 Gas | SO2 | ATC | 2032 | AEP-KPCO | 0 | 0 | 0 | 0 | 0 | 0 | 0.05 | 2032 |  |  |  | REF | 0 | 0 | Real 2021 ¦ 12/22/2022 3:42:52 PM | 13555
17436 | Mitchell #1 (WV) | CO2 | ATC | 2032 | AEP-KPCO | 0 | 0 | 0 | 0 | 0 | 0 | 205.7 | 2032 |  |  |  | REF | 0 | 0 | Real 2021 ¦ 12/22/2022 3:42:52 PM | 3102
17437 | Mitchell #1 (WV) | NOX | ATC | 2032 | AEP-KPCO | 0 | 0 | 0 | 0 | 0 | 0 | 0.07 | 2032 |  |  |  | REF | 0 | 0 | Real 2021 ¦ 12/22/2022 3:42:52 PM | 3102
17438 | Mitchell #1 (WV) | SO2 | ATC | 2032 | AEP-KPCO | 0 | 0 | 0 | 0 | 0 | 0 | 4.27 | 2032 |  |  |  | REF | 0 | 0 | Real 2021 ¦ 12/22/2022 3:42:52 PM | 3102
17439 | Mitchell #2 (WV) | CO2 | ATC | 2032 | AEP-KPCO | 0 | 0 | 0 | 0 | 0 | 0 | 205.7 | 2032 |  |  |  | REF | 0 | 0 | Real 2021 ¦ 12/22/2022 3:42:52 PM | 3105
17440 | Mitchell #2 (WV) | NOX | ATC | 2032 | AEP-KPCO | 0 | 0 | 0 | 0 | 0 | 0 | 0.07 | 2032 |  |  |  | REF | 0 | 0 | Real 2021 ¦ 12/22/2022 3:42:52 PM | 3105
17441 | Mitchell #2 (WV) | SO2 | ATC | 2032 | AEP-KPCO | 0 | 0 | 0 | 0 | 0 | 0 | 4.27 | 2032 |  |  |  | REF | 0 | 0 | Real 2021 ¦ 12/22/2022 3:42:52 PM | 3105
17442 | Area 1001 Gas CC 2x1 2024 | CO2 | ATC | 2032 | AEP-KPCO | 2838294 | 2838294 | 0 | 32989.5508 | 32989.5508 | 0 | 122 | 2032 |  |  |  | REF | 0 | 0 | Real 2021 ¦ 12/22/2022 3:42:52 PM | Area 1001 Gas CC 2x1 2024
17443 | Area 1001 Gas CC 2x1 2024 | NOX | ATC | 2032 | AEP-KPCO | 13.0282 | 13.0282 | 0 | 0.72493 | 0.72493 | 0 | 0.00056 | 2032 |  |  |  | REF | 0 | 0 | Real 2021 ¦ 12/22/2022 3:42:52 PM | Area 1001 Gas CC 2x1 2024
17444 | Area 1001 Gas CC 2x1 2024 | SO2 | ATC | 2032 | AEP-KPCO | 174.9506 | 174.9506 | 0 | 0.59353 | 0.59353 | 0 | 0.00752 | 2032 |  |  |  | REF | 0 | 0 | Real 2021 ¦ 12/22/2022 3:42:52 PM | Area 1001 Gas CC 2x1 2024
17445 | Area 1001 Gas CC 2x1 2025 | CO2 | ATC | 2032 | AEP-KPCO | 2837822 | 2837822 | 0 | 32984.0664 | 32984.0664 | 0 | 122 | 2032 |  |  |  | REF | 0 | 0 | Real 2021 ¦ 12/22/2022 3:42:52 PM | Area 1001 Gas CC 2x1 2025
17446 | Area 1001 Gas CC 2x1 2025 | NOX | ATC | 2032 | AEP-KPCO | 13.0261 | 13.0261 | 0 | 0.72492 | 0.72492 | 0 | 0.00056 | 2032 |  |  |  | REF | 0 | 0 | Real 2021 ¦ 12/22/2022 3:42:52 PM | Area 1001 Gas CC 2x1 2025
17447 | Area 1001 Gas CC 2x1 2025 | SO2 | ATC | 2032 | AEP-KPCO | 174.9215 | 174.9215 | 0 | 0.59343 | 0.59343 | 0 | 0.00752 | 2032 |  |  |  | REF | 0 | 0 | Real 2021 ¦ 12/22/2022 3:42:52 PM | Area 1001 Gas CC 2x1 2025
17448 | Area 1001 Gas CC 2x1 2026 | CO2 | ATC | 2032 | AEP-KPCO | 2838204.5 | 2838204.5 | 0 | 32988.5117 | 32988.5117 | 0 | 122 | 2032 |  |  |  | REF | 0 | 0 | Real 2021 ¦ 12/22/2022 3:42:52 PM | Area 1001 Gas CC 2x1 2026
17449 | Area 1001 Gas CC 2x1 2026 | NOX | ATC | 2032 | AEP-KPCO | 13.0278 | 13.0278 | 0 | 0.72492 | 0.72492 | 0 | 0.00056 | 2032 |  |  |  | REF | 0 | 0 | Real 2021 ¦ 12/22/2022 3:42:52 PM | Area 1001 Gas CC 2x1 2026
17450 | Area 1001 Gas CC 2x1 2026 | SO2 | ATC | 2032 | AEP-KPCO | 174.9451 | 174.9451 | 0 | 0.59351 | 0.59351 | 0 | 0.00752 | 2032 |  |  |  | REF | 0 | 0 | Real 2021 ¦ 12/22/2022 3:42:52 PM | Area 1001 Gas CC 2x1 2026
17451 | Area 1001 Gas CC 2x1 2027 | CO2 | ATC | 2032 | AEP-KPCO | 2837822 | 2837822 | 0 | 32984.0664 | 32984.0664 | 0 | 122 | 2032 |  |  |  | REF | 0 | 0 | Real 2021 ¦ 12/22/2022 3:42:52 PM | Area 1001 Gas CC 2x1 2027
17452 | Area 1001 Gas CC 2x1 2027 | NOX | ATC | 2032 | AEP-KPCO | 13.0261 | 13.0261 | 0 | 0.72492 | 0.72492 | 0 | 0.00056 | 2032 |  |  |  | REF | 0 | 0 | Real 2021 ¦ 12/22/2022 3:42:52 PM | Area 1001 Gas CC 2x1 2027
17453 | Area 1001 Gas CC 2x1 2027 | SO2 | ATC | 2032 | AEP-KPCO | 174.9215 | 174.9215 | 0 | 0.59343 | 0.59343 | 0 | 0.00752 | 2032 |  |  |  | REF | 0 | 0 | Real 2021 ¦ 12/22/2022 3:42:52 PM | Area 1001 Gas CC 2x1 2027
17454 | Area 1001 Gas CC 2x1 2028 | CO2 | ATC | 2032 | AEP-KPCO | 2837731 | 2837731 | 0 | 32983.0078 | 32983.0078 | 0 | 122 | 2032 |  |  |  | REF | 0 | 0 | Real 2021 ¦ 12/22/2022 3:42:52 PM | Area 1001 Gas CC 2x1 2028
17455 | Area 1001 Gas CC 2x1 2028 | NOX | ATC | 2032 | AEP-KPCO | 13.0257 | 13.0257 | 0 | 0.72491 | 0.72491 | 0 | 0.00056 | 2032 |  |  |  | REF | 0 | 0 | Real 2021 ¦ 12/22/2022 3:42:52 PM | Area 1001 Gas CC 2x1 2028
17456 | Area 1001 Gas CC 2x1 2028 | SO2 | ATC | 2032 | AEP-KPCO | 174.9159 | 174.9159 | 0 | 0.59341 | 0.59341 | 0 | 0.00752 | 2032 |  |  |  | REF | 0 | 0 | Real 2021 ¦ 12/22/2022 3:42:52 PM | Area 1001 Gas CC 2x1 2028
17457 | Area 1001 Gas CC 2x1 2029 | CO2 | ATC | 2032 | AEP-KPCO | 2837822 | 2837822 | 0 | 32984.0664 | 32984.0664 | 0 | 122 | 2032 |  |  |  | REF | 0 | 0 | Real 2021 ¦ 12/22/2022 3:42:52 PM | Area 1001 Gas CC 2x1 2029
17458 | Area 1001 Gas CC 2x1 2029 | NOX | ATC | 2032 | AEP-KPCO | 13.0261 | 13.0261 | 0 | 0.72492 | 0.72492 | 0 | 0.00056 | 2032 |  |  |  | REF | 0 | 0 | Real 2021 ¦ 12/22/2022 3:42:52 PM | Area 1001 Gas CC 2x1 2029
17459 | Area 1001 Gas CC 2x1 2029 | SO2 | ATC | 2032 | AEP-KPCO | 174.9215 | 174.9215 | 0 | 0.59343 | 0.59343 | 0 | 0.00752 | 2032 |  |  |  | REF | 0 | 0 | Real 2021 ¦ 12/22/2022 3:42:52 PM | Area 1001 Gas CC 2x1 2029
17460 | Area 1001 Gas CC 2x1 2030 | CO2 | ATC | 2032 | AEP-KPCO | 2842402.75 | 2842402.75 | 0 | 33037.3086 | 33037.3086 | 0 | 122 | 2032 |  |  |  | REF | 0 | 0 | Real 2021 ¦ 12/22/2022 3:42:52 PM | Area 1001 Gas CC 2x1 2030
17461 | Area 1001 Gas CC 2x1 2030 | NOX | ATC | 2032 | AEP-KPCO | 13.0471 | 13.0471 | 0 | 0.72502 | 0.72502 | 0 | 0.00056 | 2032 |  |  |  | REF | 0 | 0 | Real 2021 ¦ 12/22/2022 3:42:52 PM | Area 1001 Gas CC 2x1 2030
17462 | Area 1001 Gas CC 2x1 2030 | SO2 | ATC | 2032 | AEP-KPCO | 175.2038 | 175.2038 | 0 | 0.59439 | 0.59439 | 0 | 0.00752 | 2032 |  |  |  | REF | 0 | 0 | Real 2021 ¦ 12/22/2022 3:42:52 PM | Area 1001 Gas CC 2x1 2030
17463 | Area 1001 Gas CC 2x1 2031 | CO2 | ATC | 2032 | AEP-KPCO | 2839763 | 2839763 | 0 | 33006.6289 | 33006.6289 | 0 | 122 | 2032 |  |  |  | REF | 0 | 0 | Real 2021 ¦ 12/22/2022 3:42:52 PM | Area 1001 Gas CC 2x1 2031
17464 | Area 1001 Gas CC 2x1 2031 | NOX | ATC | 2032 | AEP-KPCO | 13.035 | 13.035 | 0 | 0.72496 | 0.72496 | 0 | 0.00056 | 2032 |  |  |  | REF | 0 | 0 | Real 2021 ¦ 12/22/2022 3:42:52 PM | Area 1001 Gas CC 2x1 2031
17465 | Area 1001 Gas CC 2x1 2031 | SO2 | ATC | 2032 | AEP-KPCO | 175.0411 | 175.0411 | 0 | 0.59384 | 0.59384 | 0 | 0.00752 | 2032 |  |  |  | REF | 0 | 0 | Real 2021 ¦ 12/22/2022 3:42:52 PM | Area 1001 Gas CC 2x1 2031
17466 | Area 1001 Gas CC 2x1 2032 | CO2 | ATC | 2032 | AEP-KPCO | 2838294 | 2838294 | 0 | 32989.5508 | 32989.5508 | 0 | 122 | 2032 |  |  |  | REF | 0 | 0 | Real 2021 ¦ 12/22/2022 3:42:52 PM | Area 1001 Gas CC 2x1 2032
17467 | Area 1001 Gas CC 2x1 2032 | NOX | ATC | 2032 | AEP-KPCO | 13.0282 | 13.0282 | 0 | 0.72493 | 0.72493 | 0 | 0.00056 | 2032 |  |  |  | REF | 0 | 0 | Real 2021 ¦ 12/22/2022 3:42:52 PM | Area 1001 Gas CC 2x1 2032
17468 | Area 1001 Gas CC 2x1 2032 | SO2 | ATC | 2032 | AEP-KPCO | 174.9506 | 174.9506 | 0 | 0.59353 | 0.59353 | 0 | 0.00752 | 2032 |  |  |  | REF | 0 | 0 | Real 2021 ¦ 12/22/2022 3:42:52 PM | Area 1001 Gas CC 2x1 2032
17469 | Area 1001 Gas CC 2x1 2033 | CO2 | ATC | 2032 | AEP-KPCO | 0 | 0 | 0 | 0 | 0 | 0 | 122 | 2032 |  |  |  | REF | 0 | 0 | Real 2021 ¦ 12/22/2022 3:42:52 PM | Area 1001 Gas CC 2x1 2033
17470 | Area 1001 Gas CC 2x1 2033 | NOX | ATC | 2032 | AEP-KPCO | 0 | 0 | 0 | 0 | 0 | 0 | 0.00056 | 2032 |  |  |  | REF | 0 | 0 | Real 2021 ¦ 12/22/2022 3:42:52 PM | Area 1001 Gas CC 2x1 2033
17471 | Area 1001 Gas CC 2x1 2033 | SO2 | ATC | 2032 | AEP-KPCO | 0 | 0 | 0 | 0 | 0 | 0 | 0.00752 | 2032 |  |  |  | REF | 0 | 0 | Real 2021 ¦ 12/22/2022 3:42:52 PM | Area 1001 Gas CC 2x1 2033
17472 | Area 1001 Gas CC 2x1 2034 | CO2 | ATC | 2032 | AEP-KPCO | 0 | 0 | 0 | 0 | 0 | 0 | 122 | 2032 |  |  |  | REF | 0 | 0 | Real 2021 ¦ 12/22/2022 3:42:52 PM | Area 1001 Gas CC 2x1 2034
17473 | Area 1001 Gas CC 2x1 2034 | NOX | ATC | 2032 | AEP-KPCO | 0 | 0 | 0 | 0 | 0 | 0 | 0.00056 | 2032 |  |  |  | REF | 0 | 0 | Real 2021 ¦ 12/22/2022 3:42:52 PM | Area 1001 Gas CC 2x1 2034
17474 | Area 1001 Gas CC 2x1 2034 | SO2 | ATC | 2032 | AEP-KPCO | 0 | 0 | 0 | 0 | 0 | 0 | 0.00752 | 2032 |  |  |  | REF | 0 | 0 | Real 2021 ¦ 12/22/2022 3:42:52 PM | Area 1001 Gas CC 2x1 2034
17475 | Area 1001 Gas CC 2x1 2035 | CO2 | ATC | 2032 | AEP-KPCO | 0 | 0 | 0 | 0 | 0 | 0 | 122 | 2032 |  |  |  | REF | 0 | 0 | Real 2021 ¦ 12/22/2022 3:42:52 PM | Area 1001 Gas CC 2x1 2035
17476 | Area 1001 Gas CC 2x1 2035 | NOX | ATC | 2032 | AEP-KPCO | 0 | 0 | 0 | 0 | 0 | 0 | 0.00056 | 2032 |  |  |  | REF | 0 | 0 | Real 2021 ¦ 12/22/2022 3:42:52 PM | Area 1001 Gas CC 2x1 2035
17477 | Area 1001 Gas CC 2x1 2035 | SO2 | ATC | 2032 | AEP-KPCO | 0 | 0 | 0 | 0 | 0 | 0 | 0.00752 | 2032 |  |  |  | REF | 0 | 0 | Real 2021 ¦ 12/22/2022 3:42:52 PM | Area 1001 Gas CC 2x1 2035
17478 | Area 1001 Gas CC 2x1 2036 | CO2 | ATC | 2032 | AEP-KPCO | 0 | 0 | 0 | 0 | 0 | 0 | 122 | 2032 |  |  |  | REF | 0 | 0 | Real 2021 ¦ 12/22/2022 3:42:52 PM | Area 1001 Gas CC 2x1 2036
17479 | Area 1001 Gas CC 2x1 2036 | NOX | ATC | 2032 | AEP-KPCO | 0 | 0 | 0 | 0 | 0 | 0 | 0.00056 | 2032 |  |  |  | REF | 0 | 0 | Real 2021 ¦ 12/22/2022 3:42:52 PM | Area 1001 Gas CC 2x1 2036
17480 | Area 1001 Gas CC 2x1 2036 | SO2 | ATC | 2032 | AEP-KPCO | 0 | 0 | 0 | 0 | 0 | 0 | 0.00752 | 2032 |  |  |  | REF | 0 | 0 | Real 2021 ¦ 12/22/2022 3:42:52 PM | Area 1001 Gas CC 2x1 2036
17481 | Area 1001 Gas CC 2x1 2037 | CO2 | ATC | 2032 | AEP-KPCO | 0 | 0 | 0 | 0 | 0 | 0 | 122 | 2032 |  |  |  | REF | 0 | 0 | Real 2021 ¦ 12/22/2022 3:42:52 PM | Area 1001 Gas CC 2x1 2037
17482 | Area 1001 Gas CC 2x1 2037 | NOX | ATC | 2032 | AEP-KPCO | 0 | 0 | 0 | 0 | 0 | 0 | 0.00056 | 2032 |  |  |  | REF | 0 | 0 | Real 2021 ¦ 12/22/2022 3:42:52 PM | Area 1001 Gas CC 2x1 2037
17483 | Area 1001 Gas CC 2x1 2037 | SO2 | ATC | 2032 | AEP-KPCO | 0 | 0 | 0 | 0 | 0 | 0 | 0.00752 | 2032 |  |  |  | REF | 0 | 0 | Real 2021 ¦ 12/22/2022 3:42:52 PM | Area 1001 Gas CC 2x1 2037
17484 | Area 1001 Gas CC 2x1 2038 | CO2 | ATC | 2032 | AEP-KPCO | 0 | 0 | 0 | 0 | 0 | 0 | 122 | 2032 |  |  |  | REF | 0 | 0 | Real 2021 ¦ 12/22/2022 3:42:52 PM | Area 1001 Gas CC 2x1 2038
17485 | Area 1001 Gas CC 2x1 2038 | NOX | ATC | 2032 | AEP-KPCO | 0 | 0 | 0 | 0 | 0 | 0 | 0.00056 | 2032 |  |  |  | REF | 0 | 0 | Real 2021 ¦ 12/22/2022 3:42:52 PM | Area 1001 Gas CC 2x1 2038
17486 | Area 1001 Gas CC 2x1 2038 | SO2 | ATC | 2032 | AEP-KPCO | 0 | 0 | 0 | 0 | 0 | 0 | 0.00752 | 2032 |  |  |  | REF | 0 | 0 | Real 2021 ¦ 12/22/2022 3:42:52 PM | Area 1001 Gas CC 2x1 2038
17487 | Area 1001 Gas CC 2x1 2039 | CO2 | ATC | 2032 | AEP-KPCO | 0 | 0 | 0 | 0 | 0 | 0 | 122 | 2032 |  |  |  | REF | 0 | 0 | Real 2021 ¦ 12/22/2022 3:42:52 PM | Area 1001 Gas CC 2x1 2039
17488 | Area 1001 Gas CC 2x1 2039 | NOX | ATC | 2032 | AEP-KPCO | 0 | 0 | 0 | 0 | 0 | 0 | 0.00056 | 2032 |  |  |  | REF | 0 | 0 | Real 2021 ¦ 12/22/2022 3:42:52 PM | Area 1001 Gas CC 2x1 2039
17489 | Area 1001 Gas CC 2x1 2039 | SO2 | ATC | 2032 | AEP-KPCO | 0 | 0 | 0 | 0 | 0 | 0 | 0.00752 | 2032 |  |  |  | REF | 0 | 0 | Real 2021 ¦ 12/22/2022 3:42:52 PM | Area 1001 Gas CC 2x1 2039
17490 | Area 1001 Gas CC 2x1 2040 | CO2 | ATC | 2032 | AEP-KPCO | 0 | 0 | 0 | 0 | 0 | 0 | 122 | 2032 |  |  |  | REF | 0 | 0 | Real 2021 ¦ 12/22/2022 3:42:52 PM | Area 1001 Gas CC 2x1 2040
17491 | Area 1001 Gas CC 2x1 2040 | NOX | ATC | 2032 | AEP-KPCO | 0 | 0 | 0 | 0 | 0 | 0 | 0.00056 | 2032 |  |  |  | REF | 0 | 0 | Real 2021 ¦ 12/22/2022 3:42:52 PM | Area 1001 Gas CC 2x1 2040
17492 | Area 1001 Gas CC 2x1 2040 | SO2 | ATC | 2032 | AEP-KPCO | 0 | 0 | 0 | 0 | 0 | 0 | 0.00752 | 2032 |  |  |  | REF | 0 | 0 | Real 2021 ¦ 12/22/2022 3:42:52 PM | Area 1001 Gas CC 2x1 2040
17493 | Area 1001 Gas CC 2x1 2041 | CO2 | ATC | 2032 | AEP-KPCO | 0 | 0 | 0 | 0 | 0 | 0 | 122 | 2032 |  |  |  | REF | 0 | 0 | Real 2021 ¦ 12/22/2022 3:42:52 PM | Area 1001 Gas CC 2x1 2041
17494 | Area 1001 Gas CC 2x1 2041 | NOX | ATC | 2032 | AEP-KPCO | 0 | 0 | 0 | 0 | 0 | 0 | 0.00056 | 2032 |  |  |  | REF | 0 | 0 | Real 2021 ¦ 12/22/2022 3:42:52 PM | Area 1001 Gas CC 2x1 2041
17495 | Area 1001 Gas CC 2x1 2041 | SO2 | ATC | 2032 | AEP-KPCO | 0 | 0 | 0 | 0 | 0 | 0 | 0.00752 | 2032 |  |  |  | REF | 0 | 0 | Real 2021 ¦ 12/22/2022 3:42:52 PM | Area 1001 Gas CC 2x1 2041
17496 | Area 1001 Gas CC 2x1 2042 | CO2 | ATC | 2032 | AEP-KPCO | 0 | 0 | 0 | 0 | 0 | 0 | 122 | 2032 |  |  |  | REF | 0 | 0 | Real 2021 ¦ 12/22/2022 3:42:52 PM | Area 1001 Gas CC 2x1 2042
17497 | Area 1001 Gas CC 2x1 2042 | NOX | ATC | 2032 | AEP-KPCO | 0 | 0 | 0 | 0 | 0 | 0 | 0.00056 | 2032 |  |  |  | REF | 0 | 0 | Real 2021 ¦ 12/22/2022 3:42:52 PM | Area 1001 Gas CC 2x1 2042
17498 | Area 1001 Gas CC 2x1 2042 | SO2 | ATC | 2032 | AEP-KPCO | 0 | 0 | 0 | 0 | 0 | 0 | 0.00752 | 2032 |  |  |  | REF | 0 | 0 | Real 2021 ¦ 12/22/2022 3:42:52 PM | Area 1001 Gas CC 2x1 2042
17499 | Area 1001 Gas CC 2x1 2043 | CO2 | ATC | 2032 | AEP-KPCO | 0 | 0 | 0 | 0 | 0 | 0 | 122 | 2032 |  |  |  | REF | 0 | 0 | Real 2021 ¦ 12/22/2022 3:42:52 PM | Area 1001 Gas CC 2x1 2043
17500 | Area 1001 Gas CC 2x1 2043 | NOX | ATC | 2032 | AEP-KPCO | 0 | 0 | 0 | 0 | 0 | 0 | 0.00056 | 2032 |  |  |  | REF | 0 | 0 | Real 2021 ¦ 12/22/2022 3:42:52 PM | Area 1001 Gas CC 2x1 2043
17501 | Area 1001 Gas CC 2x1 2043 | SO2 | ATC | 2032 | AEP-KPCO | 0 | 0 | 0 | 0 | 0 | 0 | 0.00752 | 2032 |  |  |  | REF | 0 | 0 | Real 2021 ¦ 12/22/2022 3:42:52 PM | Area 1001 Gas CC 2x1 2043
17502 | Area 1001 Gas CC 1x1 2024 | CO2 | ATC | 2032 | AEP-KPCO | 1084994.5 | 1084994.5 | 0 | 12610.9141 | 12610.9141 | 0 | 122 | 2032 |  |  |  | REF | 0 | 0 | Real 2021 ¦ 12/22/2022 3:42:52 PM | Area 1001 Gas CC 1x1 2024
17503 | Area 1001 Gas CC 1x1 2024 | NOX | ATC | 2032 | AEP-KPCO | 4.9803 | 4.9803 | 0 | 0.27802 | 0.27802 | 0 | 0.00056 | 2032 |  |  |  | REF | 0 | 0 | Real 2021 ¦ 12/22/2022 3:42:52 PM | Area 1001 Gas CC 1x1 2024
17504 | Area 1001 Gas CC 1x1 2024 | SO2 | ATC | 2032 | AEP-KPCO | 66.8783 | 66.8783 | 0 | 0.22689 | 0.22689 | 0 | 0.00752 | 2032 |  |  |  | REF | 0 | 0 | Real 2021 ¦ 12/22/2022 3:42:52 PM | Area 1001 Gas CC 1x1 2024
17505 | Area 1001 Gas CC 1x1 2025 | CO2 | ATC | 2032 | AEP-KPCO | 1084188.5 | 1084188.5 | 0 | 12601.5469 | 12601.5469 | 0 | 122 | 2032 |  |  |  | REF | 0 | 0 | Real 2021 ¦ 12/22/2022 3:42:52 PM | Area 1001 Gas CC 1x1 2025
17506 | Area 1001 Gas CC 1x1 2025 | NOX | ATC | 2032 | AEP-KPCO | 4.9766 | 4.9766 | 0 | 0.278 | 0.278 | 0 | 0.00056 | 2032 |  |  |  | REF | 0 | 0 | Real 2021 ¦ 12/22/2022 3:42:52 PM | Area 1001 Gas CC 1x1 2025
17507 | Area 1001 Gas CC 1x1 2025 | SO2 | ATC | 2032 | AEP-KPCO | 66.8287 | 66.8287 | 0 | 0.22672 | 0.22672 | 0 | 0.00752 | 2032 |  |  |  | REF | 0 | 0 | Real 2021 ¦ 12/22/2022 3:42:52 PM | Area 1001 Gas CC 1x1 2025
17508 | Area 1001 Gas CC 1x1 2026 | CO2 | ATC | 2032 | AEP-KPCO | 1084188.5 | 1084188.5 | 0 | 12601.5469 | 12601.5469 | 0 | 122 | 2032 |  |  |  | REF | 0 | 0 | Real 2021 ¦ 12/22/2022 3:42:52 PM | Area 1001 Gas CC 1x1 2026
17509 | Area 1001 Gas CC 1x1 2026 | NOX | ATC | 2032 | AEP-KPCO | 4.9766 | 4.9766 | 0 | 0.278 | 0.278 | 0 | 0.00056 | 2032 |  |  |  | REF | 0 | 0 | Real 2021 ¦ 12/22/2022 3:42:52 PM | Area 1001 Gas CC 1x1 2026
17510 | Area 1001 Gas CC 1x1 2026 | SO2 | ATC | 2032 | AEP-KPCO | 66.8287 | 66.8287 | 0 | 0.22672 | 0.22672 | 0 | 0.00752 | 2032 |  |  |  | REF | 0 | 0 | Real 2021 ¦ 12/22/2022 3:42:52 PM | Area 1001 Gas CC 1x1 2026
17511 | Area 1001 Gas CC 1x1 2027 | CO2 | ATC | 2032 | AEP-KPCO | 1084188.5 | 1084188.5 | 0 | 12601.5469 | 12601.5469 | 0 | 122 | 2032 |  |  |  | REF | 0 | 0 | Real 2021 ¦ 12/22/2022 3:42:52 PM | Area 1001 Gas CC 1x1 2027
17512 | Area 1001 Gas CC 1x1 2027 | NOX | ATC | 2032 | AEP-KPCO | 4.9766 | 4.9766 | 0 | 0.278 | 0.278 | 0 | 0.00056 | 2032 |  |  |  | REF | 0 | 0 | Real 2021 ¦ 12/22/2022 3:42:52 PM | Area 1001 Gas CC 1x1 2027
17513 | Area 1001 Gas CC 1x1 2027 | SO2 | ATC | 2032 | AEP-KPCO | 66.8287 | 66.8287 | 0 | 0.22672 | 0.22672 | 0 | 0.00752 | 2032 |  |  |  | REF | 0 | 0 | Real 2021 ¦ 12/22/2022 3:42:52 PM | Area 1001 Gas CC 1x1 2027
17514 | Area 1001 Gas CC 1x1 2028 | CO2 | ATC | 2032 | AEP-KPCO | 1084402.25 | 1084402.25 | 0 | 12604.0303 | 12604.0303 | 0 | 122 | 2032 |  |  |  | REF | 0 | 0 | Real 2021 ¦ 12/22/2022 3:42:52 PM | Area 1001 Gas CC 1x1 2028
17515 | Area 1001 Gas CC 1x1 2028 | NOX | ATC | 2032 | AEP-KPCO | 4.9776 | 4.9776 | 0 | 0.27801 | 0.27801 | 0 | 0.00056 | 2032 |  |  |  | REF | 0 | 0 | Real 2021 ¦ 12/22/2022 3:42:52 PM | Area 1001 Gas CC 1x1 2028
17516 | Area 1001 Gas CC 1x1 2028 | SO2 | ATC | 2032 | AEP-KPCO | 66.8418 | 66.8418 | 0 | 0.22677 | 0.22677 | 0 | 0.00752 | 2032 |  |  |  | REF | 0 | 0 | Real 2021 ¦ 12/22/2022 3:42:52 PM | Area 1001 Gas CC 1x1 2028
17517 | Area 1001 Gas CC 1x1 2029 | CO2 | ATC | 2032 | AEP-KPCO | 1084188.5 | 1084188.5 | 0 | 12601.5469 | 12601.5469 | 0 | 122 | 2032 |  |  |  | REF | 0 | 0 | Real 2021 ¦ 12/22/2022 3:42:52 PM | Area 1001 Gas CC 1x1 2029
17518 | Area 1001 Gas CC 1x1 2029 | NOX | ATC | 2032 | AEP-KPCO | 4.9766 | 4.9766 | 0 | 0.278 | 0.278 | 0 | 0.00056 | 2032 |  |  |  | REF | 0 | 0 | Real 2021 ¦ 12/22/2022 3:42:52 PM | Area 1001 Gas CC 1x1 2029
17519 | Area 1001 Gas CC 1x1 2029 | SO2 | ATC | 2032 | AEP-KPCO | 66.8287 | 66.8287 | 0 | 0.22672 | 0.22672 | 0 | 0.00752 | 2032 |  |  |  | REF | 0 | 0 | Real 2021 ¦ 12/22/2022 3:42:52 PM | Area 1001 Gas CC 1x1 2029
17520 | Area 1001 Gas CC 1x1 2030 | CO2 | ATC | 2032 | AEP-KPCO | 1084188.5 | 1084188.5 | 0 | 12601.5469 | 12601.5469 | 0 | 122 | 2032 |  |  |  | REF | 0 | 0 | Real 2021 ¦ 12/22/2022 3:42:52 PM | Area 1001 Gas CC 1x1 2030
17521 | Area 1001 Gas CC 1x1 2030 | NOX | ATC | 2032 | AEP-KPCO | 4.9766 | 4.9766 | 0 | 0.278 | 0.278 | 0 | 0.00056 | 2032 |  |  |  | REF | 0 | 0 | Real 2021 ¦ 12/22/2022 3:42:52 PM | Area 1001 Gas CC 1x1 2030
17522 | Area 1001 Gas CC 1x1 2030 | SO2 | ATC | 2032 | AEP-KPCO | 66.8287 | 66.8287 | 0 | 0.22672 | 0.22672 | 0 | 0.00752 | 2032 |  |  |  | REF | 0 | 0 | Real 2021 ¦ 12/22/2022 3:42:52 PM | Area 1001 Gas CC 1x1 2030
17523 | Area 1001 Gas CC 1x1 2031 | CO2 | ATC | 2032 | AEP-KPCO | 1084188.5 | 1084188.5 | 0 | 12601.5469 | 12601.5469 | 0 | 122 | 2032 |  |  |  | REF | 0 | 0 | Real 2021 ¦ 12/22/2022 3:42:52 PM | Area 1001 Gas CC 1x1 2031
17524 | Area 1001 Gas CC 1x1 2031 | NOX | ATC | 2032 | AEP-KPCO | 4.9766 | 4.9766 | 0 | 0.278 | 0.278 | 0 | 0.00056 | 2032 |  |  |  | REF | 0 | 0 | Real 2021 ¦ 12/22/2022 3:42:52 PM | Area 1001 Gas CC 1x1 2031
17525 | Area 1001 Gas CC 1x1 2031 | SO2 | ATC | 2032 | AEP-KPCO | 66.8287 | 66.8287 | 0 | 0.22672 | 0.22672 | 0 | 0.00752 | 2032 |  |  |  | REF | 0 | 0 | Real 2021 ¦ 12/22/2022 3:42:52 PM | Area 1001 Gas CC 1x1 2031
17526 | Area 1001 Gas CC 1x1 2032 | CO2 | ATC | 2032 | AEP-KPCO | 1073399.875 | 1073399.875 | 0 | 12476.1494 | 12476.1494 | 0 | 122 | 2032 |  |  |  | REF | 0 | 0 | Real 2021 ¦ 12/22/2022 3:42:52 PM | Area 1001 Gas CC 1x1 2032
17527 | Area 1001 Gas CC 1x1 2032 | NOX | ATC | 2032 | AEP-KPCO | 4.9271 | 4.9271 | 0 | 0.2762 | 0.2762 | 0 | 0.00056 | 2032 |  |  |  | REF | 0 | 0 | Real 2021 ¦ 12/22/2022 3:42:52 PM | Area 1001 Gas CC 1x1 2032
17528 | Area 1001 Gas CC 1x1 2032 | SO2 | ATC | 2032 | AEP-KPCO | 66.1637 | 66.1637 | 0 | 0.22446 | 0.22446 | 0 | 0.00752 | 2032 |  |  |  | REF | 0 | 0 | Real 2021 ¦ 12/22/2022 3:42:52 PM | Area 1001 Gas CC 1x1 2032
17529 | Area 1001 Gas CC 1x1 2033 | CO2 | ATC | 2032 | AEP-KPCO | 0 | 0 | 0 | 0 | 0 | 0 | 122 | 2032 |  |  |  | REF | 0 | 0 | Real 2021 ¦ 12/22/2022 3:42:52 PM | Area 1001 Gas CC 1x1 2033
17530 | Area 1001 Gas CC 1x1 2033 | NOX | ATC | 2032 | AEP-KPCO | 0 | 0 | 0 | 0 | 0 | 0 | 0.00056 | 2032 |  |  |  | REF | 0 | 0 | Real 2021 ¦ 12/22/2022 3:42:52 PM | Area 1001 Gas CC 1x1 2033
17531 | Area 1001 Gas CC 1x1 2033 | SO2 | ATC | 2032 | AEP-KPCO | 0 | 0 | 0 | 0 | 0 | 0 | 0.00752 | 2032 |  |  |  | REF | 0 | 0 | Real 2021 ¦ 12/22/2022 3:42:52 PM | Area 1001 Gas CC 1x1 2033
17532 | Area 1001 Gas CC 1x1 2034 | CO2 | ATC | 2032 | AEP-KPCO | 0 | 0 | 0 | 0 | 0 | 0 | 122 | 2032 |  |  |  | REF | 0 | 0 | Real 2021 ¦ 12/22/2022 3:42:52 PM | Area 1001 Gas CC 1x1 2034
17533 | Area 1001 Gas CC 1x1 2034 | NOX | ATC | 2032 | AEP-KPCO | 0 | 0 | 0 | 0 | 0 | 0 | 0.00056 | 2032 |  |  |  | REF | 0 | 0 | Real 2021 ¦ 12/22/2022 3:42:52 PM | Area 1001 Gas CC 1x1 2034
17534 | Area 1001 Gas CC 1x1 2034 | SO2 | ATC | 2032 | AEP-KPCO | 0 | 0 | 0 | 0 | 0 | 0 | 0.00752 | 2032 |  |  |  | REF | 0 | 0 | Real 2021 ¦ 12/22/2022 3:42:52 PM | Area 1001 Gas CC 1x1 2034
17535 | Area 1001 Gas CC 1x1 2035 | CO2 | ATC | 2032 | AEP-KPCO | 0 | 0 | 0 | 0 | 0 | 0 | 122 | 2032 |  |  |  | REF | 0 | 0 | Real 2021 ¦ 12/22/2022 3:42:52 PM | Area 1001 Gas CC 1x1 2035
17536 | Area 1001 Gas CC 1x1 2035 | NOX | ATC | 2032 | AEP-KPCO | 0 | 0 | 0 | 0 | 0 | 0 | 0.00056 | 2032 |  |  |  | REF | 0 | 0 | Real 2021 ¦ 12/22/2022 3:42:52 PM | Area 1001 Gas CC 1x1 2035
17537 | Area 1001 Gas CC 1x1 2035 | SO2 | ATC | 2032 | AEP-KPCO | 0 | 0 | 0 | 0 | 0 | 0 | 0.00752 | 2032 |  |  |  | REF | 0 | 0 | Real 2021 ¦ 12/22/2022 3:42:52 PM | Area 1001 Gas CC 1x1 2035
17538 | Area 1001 Gas CC 1x1 2036 | CO2 | ATC | 2032 | AEP-KPCO | 0 | 0 | 0 | 0 | 0 | 0 | 122 | 2032 |  |  |  | REF | 0 | 0 | Real 2021 ¦ 12/22/2022 3:42:52 PM | Area 1001 Gas CC 1x1 2036
17539 | Area 1001 Gas CC 1x1 2036 | NOX | ATC | 2032 | AEP-KPCO | 0 | 0 | 0 | 0 | 0 | 0 | 0.00056 | 2032 |  |  |  | REF | 0 | 0 | Real 2021 ¦ 12/22/2022 3:42:52 PM | Area 1001 Gas CC 1x1 2036
17540 | Area 1001 Gas CC 1x1 2036 | SO2 | ATC | 2032 | AEP-KPCO | 0 | 0 | 0 | 0 | 0 | 0 | 0.00752 | 2032 |  |  |  | REF | 0 | 0 | Real 2021 ¦ 12/22/2022 3:42:52 PM | Area 1001 Gas CC 1x1 2036
17541 | Area 1001 Gas CC 1x1 2037 | CO2 | ATC | 2032 | AEP-KPCO | 0 | 0 | 0 | 0 | 0 | 0 | 122 | 2032 |  |  |  | REF | 0 | 0 | Real 2021 ¦ 12/22/2022 3:42:52 PM | Area 1001 Gas CC 1x1 2037
17542 | Area 1001 Gas CC 1x1 2037 | NOX | ATC | 2032 | AEP-KPCO | 0 | 0 | 0 | 0 | 0 | 0 | 0.00056 | 2032 |  |  |  | REF | 0 | 0 | Real 2021 ¦ 12/22/2022 3:42:52 PM | Area 1001 Gas CC 1x1 2037
17543 | Area 1001 Gas CC 1x1 2037 | SO2 | ATC | 2032 | AEP-KPCO | 0 | 0 | 0 | 0 | 0 | 0 | 0.00752 | 2032 |  |  |  | REF | 0 | 0 | Real 2021 ¦ 12/22/2022 3:42:52 PM | Area 1001 Gas CC 1x1 2037
17544 | Area 1001 Gas CC 1x1 2038 | CO2 | ATC | 2032 | AEP-KPCO | 0 | 0 | 0 | 0 | 0 | 0 | 122 | 2032 |  |  |  | REF | 0 | 0 | Real 2021 ¦ 12/22/2022 3:42:52 PM | Area 1001 Gas CC 1x1 2038
17545 | Area 1001 Gas CC 1x1 2038 | NOX | ATC | 2032 | AEP-KPCO | 0 | 0 | 0 | 0 | 0 | 0 | 0.00056 | 2032 |  |  |  | REF | 0 | 0 | Real 2021 ¦ 12/22/2022 3:42:52 PM | Area 1001 Gas CC 1x1 2038
17546 | Area 1001 Gas CC 1x1 2038 | SO2 | ATC | 2032 | AEP-KPCO | 0 | 0 | 0 | 0 | 0 | 0 | 0.00752 | 2032 |  |  |  | REF | 0 | 0 | Real 2021 ¦ 12/22/2022 3:42:52 PM | Area 1001 Gas CC 1x1 2038
17547 | Area 1001 Gas CC 1x1 2039 | CO2 | ATC | 2032 | AEP-KPCO | 0 | 0 | 0 | 0 | 0 | 0 | 122 | 2032 |  |  |  | REF | 0 | 0 | Real 2021 ¦ 12/22/2022 3:42:52 PM | Area 1001 Gas CC 1x1 2039
17548 | Area 1001 Gas CC 1x1 2039 | NOX | ATC | 2032 | AEP-KPCO | 0 | 0 | 0 | 0 | 0 | 0 | 0.00056 | 2032 |  |  |  | REF | 0 | 0 | Real 2021 ¦ 12/22/2022 3:42:52 PM | Area 1001 Gas CC 1x1 2039
17549 | Area 1001 Gas CC 1x1 2039 | SO2 | ATC | 2032 | AEP-KPCO | 0 | 0 | 0 | 0 | 0 | 0 | 0.00752 | 2032 |  |  |  | REF | 0 | 0 | Real 2021 ¦ 12/22/2022 3:42:52 PM | Area 1001 Gas CC 1x1 2039
17550 | Area 1001 Gas CC 1x1 2040 | CO2 | ATC | 2032 | AEP-KPCO | 0 | 0 | 0 | 0 | 0 | 0 | 122 | 2032 |  |  |  | REF | 0 | 0 | Real 2021 ¦ 12/22/2022 3:42:52 PM | Area 1001 Gas CC 1x1 2040
17551 | Area 1001 Gas CC 1x1 2040 | NOX | ATC | 2032 | AEP-KPCO | 0 | 0 | 0 | 0 | 0 | 0 | 0.00056 | 2032 |  |  |  | REF | 0 | 0 | Real 2021 ¦ 12/22/2022 3:42:52 PM | Area 1001 Gas CC 1x1 2040
17552 | Area 1001 Gas CC 1x1 2040 | SO2 | ATC | 2032 | AEP-KPCO | 0 | 0 | 0 | 0 | 0 | 0 | 0.00752 | 2032 |  |  |  | REF | 0 | 0 | Real 2021 ¦ 12/22/2022 3:42:52 PM | Area 1001 Gas CC 1x1 2040
17553 | Area 1001 Gas CC 1x1 2041 | CO2 | ATC | 2032 | AEP-KPCO | 0 | 0 | 0 | 0 | 0 | 0 | 122 | 2032 |  |  |  | REF | 0 | 0 | Real 2021 ¦ 12/22/2022 3:42:52 PM | Area 1001 Gas CC 1x1 2041
17554 | Area 1001 Gas CC 1x1 2041 | NOX | ATC | 2032 | AEP-KPCO | 0 | 0 | 0 | 0 | 0 | 0 | 0.00056 | 2032 |  |  |  | REF | 0 | 0 | Real 2021 ¦ 12/22/2022 3:42:52 PM | Area 1001 Gas CC 1x1 2041
17555 | Area 1001 Gas CC 1x1 2041 | SO2 | ATC | 2032 | AEP-KPCO | 0 | 0 | 0 | 0 | 0 | 0 | 0.00752 | 2032 |  |  |  | REF | 0 | 0 | Real 2021 ¦ 12/22/2022 3:42:52 PM | Area 1001 Gas CC 1x1 2041
17556 | Area 1001 Gas CC 1x1 2042 | CO2 | ATC | 2032 | AEP-KPCO | 0 | 0 | 0 | 0 | 0 | 0 | 122 | 2032 |  |  |  | REF | 0 | 0 | Real 2021 ¦ 12/22/2022 3:42:52 PM | Area 1001 Gas CC 1x1 2042
17557 | Area 1001 Gas CC 1x1 2042 | NOX | ATC | 2032 | AEP-KPCO | 0 | 0 | 0 | 0 | 0 | 0 | 0.00056 | 2032 |  |  |  | REF | 0 | 0 | Real 2021 ¦ 12/22/2022 3:42:52 PM | Area 1001 Gas CC 1x1 2042
17558 | Area 1001 Gas CC 1x1 2042 | SO2 | ATC | 2032 | AEP-KPCO | 0 | 0 | 0 | 0 | 0 | 0 | 0.00752 | 2032 |  |  |  | REF | 0 | 0 | Real 2021 ¦ 12/22/2022 3:42:52 PM | Area 1001 Gas CC 1x1 2042
17559 | Area 1001 Gas CC 1x1 2043 | CO2 | ATC | 2032 | AEP-KPCO | 0 | 0 | 0 | 0 | 0 | 0 | 122 | 2032 |  |  |  | REF | 0 | 0 | Real 2021 ¦ 12/22/2022 3:42:52 PM | Area 1001 Gas CC 1x1 2043
17560 | Area 1001 Gas CC 1x1 2043 | NOX | ATC | 2032 | AEP-KPCO | 0 | 0 | 0 | 0 | 0 | 0 | 0.00056 | 2032 |  |  |  | REF | 0 | 0 | Real 2021 ¦ 12/22/2022 3:42:52 PM | Area 1001 Gas CC 1x1 2043
17561 | Area 1001 Gas CC 1x1 2043 | SO2 | ATC | 2032 | AEP-KPCO | 0 | 0 | 0 | 0 | 0 | 0 | 0.00752 | 2032 |  |  |  | REF | 0 | 0 | Real 2021 ¦ 12/22/2022 3:42:52 PM | Area 1001 Gas CC 1x1 2043
17562 | Area 1001 Gas CT 2023 | CO2 | ATC | 2032 | AEP-KPCO | 388193.9375 | 388193.9375 | 0 | 4511.9863 | 4511.9863 | 0 | 122 | 2032 |  |  |  | REF | 0 | 0 | Real 2021 ¦ 12/22/2022 3:42:52 PM | Area 1001 Gas CT 2023
17563 | Area 1001 Gas CT 2023 | NOX | ATC | 2032 | AEP-KPCO | 1.7819 | 1.7819 | 0 | 0.12144 | 0.12144 | 0 | 0.00056 | 2032 |  |  |  | REF | 0 | 0 | Real 2021 ¦ 12/22/2022 3:42:52 PM | Area 1001 Gas CT 2023
17564 | Area 1001 Gas CT 2023 | SO2 | ATC | 2032 | AEP-KPCO | 23.928 | 23.928 | 0 | 0.081177 | 0.081177 | 0 | 0.00752 | 2032 |  |  |  | REF | 0 | 0 | Real 2021 ¦ 12/22/2022 3:42:52 PM | Area 1001 Gas CT 2023
17565 | Area 1001 Gas CT 2024 | CO2 | ATC | 2032 | AEP-KPCO | 387757.4688 | 387757.4688 | 0 | 4506.9136 | 4506.9136 | 0 | 122 | 2032 |  |  |  | REF | 0 | 0 | Real 2021 ¦ 12/22/2022 3:42:52 PM | Area 1001 Gas CT 2024
17566 | Area 1001 Gas CT 2024 | NOX | ATC | 2032 | AEP-KPCO | 1.7799 | 1.7799 | 0 | 0.12126 | 0.12126 | 0 | 0.00056 | 2032 |  |  |  | REF | 0 | 0 | Real 2021 ¦ 12/22/2022 3:42:52 PM | Area 1001 Gas CT 2024
17567 | Area 1001 Gas CT 2024 | SO2 | ATC | 2032 | AEP-KPCO | 23.9011 | 23.9011 | 0 | 0.081086 | 0.081086 | 0 | 0.00752 | 2032 |  |  |  | REF | 0 | 0 | Real 2021 ¦ 12/22/2022 3:42:52 PM | Area 1001 Gas CT 2024
17568 | Area 1001 Gas CT 2025 | CO2 | ATC | 2032 | AEP-KPCO | 387643.7188 | 387643.7188 | 0 | 4505.5913 | 4505.5913 | 0 | 122 | 2032 |  |  |  | REF | 0 | 0 | Real 2021 ¦ 12/22/2022 3:42:52 PM | Area 1001 Gas CT 2025
17569 | Area 1001 Gas CT 2025 | NOX | ATC | 2032 | AEP-KPCO | 1.7793 | 1.7793 | 0 | 0.12126 | 0.12126 | 0 | 0.00056 | 2032 |  |  |  | REF | 0 | 0 | Real 2021 ¦ 12/22/2022 3:42:52 PM | Area 1001 Gas CT 2025
17570 | Area 1001 Gas CT 2025 | SO2 | ATC | 2032 | AEP-KPCO | 23.8941 | 23.8941 | 0 | 0.081062 | 0.081062 | 0 | 0.00752 | 2032 |  |  |  | REF | 0 | 0 | Real 2021 ¦ 12/22/2022 3:42:52 PM | Area 1001 Gas CT 2025
17571 | Area 1001 Gas CT 2026 | CO2 | ATC | 2032 | AEP-KPCO | 388634.375 | 388634.375 | 0 | 4517.106 | 4517.106 | 0 | 122 | 2032 |  |  |  | REF | 0 | 0 | Real 2021 ¦ 12/22/2022 3:42:52 PM | Area 1001 Gas CT 2026
17572 | Area 1001 Gas CT 2026 | NOX | ATC | 2032 | AEP-KPCO | 1.7839 | 1.7839 | 0 | 0.12153 | 0.12153 | 0 | 0.00056 | 2032 |  |  |  | REF | 0 | 0 | Real 2021 ¦ 12/22/2022 3:42:52 PM | Area 1001 Gas CT 2026
17573 | Area 1001 Gas CT 2026 | SO2 | ATC | 2032 | AEP-KPCO | 23.9552 | 23.9552 | 0 | 0.08127 | 0.08127 | 0 | 0.00752 | 2032 |  |  |  | REF | 0 | 0 | Real 2021 ¦ 12/22/2022 3:42:52 PM | Area 1001 Gas CT 2026
17574 | Area 1001 Gas CT 2027 | CO2 | ATC | 2032 | AEP-KPCO | 397518.8438 | 397518.8438 | 0 | 4620.3701 | 4620.3701 | 0 | 122 | 2032 |  |  |  | REF | 0 | 0 | Real 2021 ¦ 12/22/2022 3:42:52 PM | Area 1001 Gas CT 2027
17575 | Area 1001 Gas CT 2027 | NOX | ATC | 2032 | AEP-KPCO | 1.8247 | 1.8247 | 0 | 0.12681 | 0.12681 | 0 | 0.00056 | 2032 |  |  |  | REF | 0 | 0 | Real 2021 ¦ 12/22/2022 3:42:52 PM | Area 1001 Gas CT 2027
17576 | Area 1001 Gas CT 2027 | SO2 | ATC | 2032 | AEP-KPCO | 24.5028 | 24.5028 | 0 | 0.083127 | 0.083127 | 0 | 0.00752 | 2032 |  |  |  | REF | 0 | 0 | Real 2021 ¦ 12/22/2022 3:42:52 PM | Area 1001 Gas CT 2027
17577 | Area 1001 Gas CT 2028 | CO2 | ATC | 2032 | AEP-KPCO | 387643.7188 | 387643.7188 | 0 | 4505.5913 | 4505.5913 | 0 | 122 | 2032 |  |  |  | REF | 0 | 0 | Real 2021 ¦ 12/22/2022 3:42:52 PM | Area 1001 Gas CT 2028
17578 | Area 1001 Gas CT 2028 | NOX | ATC | 2032 | AEP-KPCO | 1.7793 | 1.7793 | 0 | 0.12126 | 0.12126 | 0 | 0.00056 | 2032 |  |  |  | REF | 0 | 0 | Real 2021 ¦ 12/22/2022 3:42:52 PM | Area 1001 Gas CT 2028
17579 | Area 1001 Gas CT 2028 | SO2 | ATC | 2032 | AEP-KPCO | 23.8941 | 23.8941 | 0 | 0.081062 | 0.081062 | 0 | 0.00752 | 2032 |  |  |  | REF | 0 | 0 | Real 2021 ¦ 12/22/2022 3:42:52 PM | Area 1001 Gas CT 2028
17580 | Area 1001 Gas CT 2029 | CO2 | ATC | 2032 | AEP-KPCO | 387643.7188 | 387643.7188 | 0 | 4505.5913 | 4505.5913 | 0 | 122 | 2032 |  |  |  | REF | 0 | 0 | Real 2021 ¦ 12/22/2022 3:42:52 PM | Area 1001 Gas CT 2029
17581 | Area 1001 Gas CT 2029 | NOX | ATC | 2032 | AEP-KPCO | 1.7793 | 1.7793 | 0 | 0.12126 | 0.12126 | 0 | 0.00056 | 2032 |  |  |  | REF | 0 | 0 | Real 2021 ¦ 12/22/2022 3:42:52 PM | Area 1001 Gas CT 2029
17582 | Area 1001 Gas CT 2029 | SO2 | ATC | 2032 | AEP-KPCO | 23.8941 | 23.8941 | 0 | 0.081062 | 0.081062 | 0 | 0.00752 | 2032 |  |  |  | REF | 0 | 0 | Real 2021 ¦ 12/22/2022 3:42:52 PM | Area 1001 Gas CT 2029
17583 | Area 1001 Gas CT 2030 | CO2 | ATC | 2032 | AEP-KPCO | 388106.7188 | 388106.7188 | 0 | 4510.9727 | 4510.9727 | 0 | 122 | 2032 |  |  |  | REF | 0 | 0 | Real 2021 ¦ 12/22/2022 3:42:52 PM | Area 1001 Gas CT 2030
17584 | Area 1001 Gas CT 2030 | NOX | ATC | 2032 | AEP-KPCO | 1.7815 | 1.7815 | 0 | 0.12127 | 0.12127 | 0 | 0.00056 | 2032 |  |  |  | REF | 0 | 0 | Real 2021 ¦ 12/22/2022 3:42:52 PM | Area 1001 Gas CT 2030
17585 | Area 1001 Gas CT 2030 | SO2 | ATC | 2032 | AEP-KPCO | 23.9226 | 23.9226 | 0 | 0.081159 | 0.081159 | 0 | 0.00752 | 2032 |  |  |  | REF | 0 | 0 | Real 2021 ¦ 12/22/2022 3:42:52 PM | Area 1001 Gas CT 2030
17586 | Area 1001 Gas CT 2031 | CO2 | ATC | 2032 | AEP-KPCO | 387770.3125 | 387770.3125 | 0 | 4507.0625 | 4507.0625 | 0 | 122 | 2032 |  |  |  | REF | 0 | 0 | Real 2021 ¦ 12/22/2022 3:42:52 PM | Area 1001 Gas CT 2031
17587 | Area 1001 Gas CT 2031 | NOX | ATC | 2032 | AEP-KPCO | 1.7799 | 1.7799 | 0 | 0.12126 | 0.12126 | 0 | 0.00056 | 2032 |  |  |  | REF | 0 | 0 | Real 2021 ¦ 12/22/2022 3:42:52 PM | Area 1001 Gas CT 2031
17588 | Area 1001 Gas CT 2031 | SO2 | ATC | 2032 | AEP-KPCO | 23.9019 | 23.9019 | 0 | 0.081089 | 0.081089 | 0 | 0.00752 | 2032 |  |  |  | REF | 0 | 0 | Real 2021 ¦ 12/22/2022 3:42:52 PM | Area 1001 Gas CT 2031
17589 | Area 1001 Gas CT 2032 | CO2 | ATC | 2032 | AEP-KPCO | 398158.4375 | 398158.4375 | 0 | 4627.8042 | 4627.8042 | 0 | 122 | 2032 |  |  |  | REF | 0 | 0 | Real 2021 ¦ 12/22/2022 3:42:52 PM | Area 1001 Gas CT 2032
17590 | Area 1001 Gas CT 2032 | NOX | ATC | 2032 | AEP-KPCO | 1.8276 | 1.8276 | 0 | 0.1215 | 0.1215 | 0 | 0.00056 | 2032 |  |  |  | REF | 0 | 0 | Real 2021 ¦ 12/22/2022 3:42:52 PM | Area 1001 Gas CT 2032
17591 | Area 1001 Gas CT 2032 | SO2 | ATC | 2032 | AEP-KPCO | 24.5422 | 24.5422 | 0 | 0.083261 | 0.083261 | 0 | 0.00752 | 2032 |  |  |  | REF | 0 | 0 | Real 2021 ¦ 12/22/2022 3:42:52 PM | Area 1001 Gas CT 2032
17592 | Area 1001 Gas CT 2033 | CO2 | ATC | 2032 | AEP-KPCO | 0 | 0 | 0 | 0 | 0 | 0 | 122 | 2032 |  |  |  | REF | 0 | 0 | Real 2021 ¦ 12/22/2022 3:42:52 PM | Area 1001 Gas CT 2033
17593 | Area 1001 Gas CT 2033 | NOX | ATC | 2032 | AEP-KPCO | 0 | 0 | 0 | 0 | 0 | 0 | 0.00056 | 2032 |  |  |  | REF | 0 | 0 | Real 2021 ¦ 12/22/2022 3:42:52 PM | Area 1001 Gas CT 2033
17594 | Area 1001 Gas CT 2033 | SO2 | ATC | 2032 | AEP-KPCO | 0 | 0 | 0 | 0 | 0 | 0 | 0.00752 | 2032 |  |  |  | REF | 0 | 0 | Real 2021 ¦ 12/22/2022 3:42:52 PM | Area 1001 Gas CT 2033
17595 | Area 1001 Gas CT 2034 | CO2 | ATC | 2032 | AEP-KPCO | 0 | 0 | 0 | 0 | 0 | 0 | 122 | 2032 |  |  |  | REF | 0 | 0 | Real 2021 ¦ 12/22/2022 3:42:52 PM | Area 1001 Gas CT 2034
17596 | Area 1001 Gas CT 2034 | NOX | ATC | 2032 | AEP-KPCO | 0 | 0 | 0 | 0 | 0 | 0 | 0.00056 | 2032 |  |  |  | REF | 0 | 0 | Real 2021 ¦ 12/22/2022 3:42:52 PM | Area 1001 Gas CT 2034
17597 | Area 1001 Gas CT 2034 | SO2 | ATC | 2032 | AEP-KPCO | 0 | 0 | 0 | 0 | 0 | 0 | 0.00752 | 2032 |  |  |  | REF | 0 | 0 | Real 2021 ¦ 12/22/2022 3:42:52 PM | Area 1001 Gas CT 2034
17598 | Area 1001 Gas CT 2035 | CO2 | ATC | 2032 | AEP-KPCO | 0 | 0 | 0 | 0 | 0 | 0 | 122 | 2032 |  |  |  | REF | 0 | 0 | Real 2021 ¦ 12/22/2022 3:42:52 PM | Area 1001 Gas CT 2035
17599 | Area 1001 Gas CT 2035 | NOX | ATC | 2032 | AEP-KPCO | 0 | 0 | 0 | 0 | 0 | 0 | 0.00056 | 2032 |  |  |  | REF | 0 | 0 | Real 2021 ¦ 12/22/2022 3:42:52 PM | Area 1001 Gas CT 2035
17600 | Area 1001 Gas CT 2035 | SO2 | ATC | 2032 | AEP-KPCO | 0 | 0 | 0 | 0 | 0 | 0 | 0.00752 | 2032 |  |  |  | REF | 0 | 0 | Real 2021 ¦ 12/22/2022 3:42:52 PM | Area 1001 Gas CT 2035
17601 | Area 1001 Gas CT 2036 | CO2 | ATC | 2032 | AEP-KPCO | 0 | 0 | 0 | 0 | 0 | 0 | 122 | 2032 |  |  |  | REF | 0 | 0 | Real 2021 ¦ 12/22/2022 3:42:52 PM | Area 1001 Gas CT 2036
17602 | Area 1001 Gas CT 2036 | NOX | ATC | 2032 | AEP-KPCO | 0 | 0 | 0 | 0 | 0 | 0 | 0.00056 | 2032 |  |  |  | REF | 0 | 0 | Real 2021 ¦ 12/22/2022 3:42:52 PM | Area 1001 Gas CT 2036
17603 | Area 1001 Gas CT 2036 | SO2 | ATC | 2032 | AEP-KPCO | 0 | 0 | 0 | 0 | 0 | 0 | 0.00752 | 2032 |  |  |  | REF | 0 | 0 | Real 2021 ¦ 12/22/2022 3:42:52 PM | Area 1001 Gas CT 2036
17604 | Area 1001 Gas CT 2037 | CO2 | ATC | 2032 | AEP-KPCO | 0 | 0 | 0 | 0 | 0 | 0 | 122 | 2032 |  |  |  | REF | 0 | 0 | Real 2021 ¦ 12/22/2022 3:42:52 PM | Area 1001 Gas CT 2037
17605 | Area 1001 Gas CT 2037 | NOX | ATC | 2032 | AEP-KPCO | 0 | 0 | 0 | 0 | 0 | 0 | 0.00056 | 2032 |  |  |  | REF | 0 | 0 | Real 2021 ¦ 12/22/2022 3:42:52 PM | Area 1001 Gas CT 2037
17606 | Area 1001 Gas CT 2037 | SO2 | ATC | 2032 | AEP-KPCO | 0 | 0 | 0 | 0 | 0 | 0 | 0.00752 | 2032 |  |  |  | REF | 0 | 0 | Real 2021 ¦ 12/22/2022 3:42:52 PM | Area 1001 Gas CT 2037
17607 | Area 1001 Gas CT 2038 | CO2 | ATC | 2032 | AEP-KPCO | 0 | 0 | 0 | 0 | 0 | 0 | 122 | 2032 |  |  |  | REF | 0 | 0 | Real 2021 ¦ 12/22/2022 3:42:52 PM | Area 1001 Gas CT 2038
17608 | Area 1001 Gas CT 2038 | NOX | ATC | 2032 | AEP-KPCO | 0 | 0 | 0 | 0 | 0 | 0 | 0.00056 | 2032 |  |  |  | REF | 0 | 0 | Real 2021 ¦ 12/22/2022 3:42:52 PM | Area 1001 Gas CT 2038
17609 | Area 1001 Gas CT 2038 | SO2 | ATC | 2032 | AEP-KPCO | 0 | 0 | 0 | 0 | 0 | 0 | 0.00752 | 2032 |  |  |  | REF | 0 | 0 | Real 2021 ¦ 12/22/2022 3:42:52 PM | Area 1001 Gas CT 2038
17610 | Area 1001 Gas CT 2039 | CO2 | ATC | 2032 | AEP-KPCO | 0 | 0 | 0 | 0 | 0 | 0 | 122 | 2032 |  |  |  | REF | 0 | 0 | Real 2021 ¦ 12/22/2022 3:42:52 PM | Area 1001 Gas CT 2039
17611 | Area 1001 Gas CT 2039 | NOX | ATC | 2032 | AEP-KPCO | 0 | 0 | 0 | 0 | 0 | 0 | 0.00056 | 2032 |  |  |  | REF | 0 | 0 | Real 2021 ¦ 12/22/2022 3:42:52 PM | Area 1001 Gas CT 2039
17612 | Area 1001 Gas CT 2039 | SO2 | ATC | 2032 | AEP-KPCO | 0 | 0 | 0 | 0 | 0 | 0 | 0.00752 | 2032 |  |  |  | REF | 0 | 0 | Real 2021 ¦ 12/22/2022 3:42:52 PM | Area 1001 Gas CT 2039
17613 | Area 1001 Gas CT 2040 | CO2 | ATC | 2032 | AEP-KPCO | 0 | 0 | 0 | 0 | 0 | 0 | 122 | 2032 |  |  |  | REF | 0 | 0 | Real 2021 ¦ 12/22/2022 3:42:52 PM | Area 1001 Gas CT 2040
17614 | Area 1001 Gas CT 2040 | NOX | ATC | 2032 | AEP-KPCO | 0 | 0 | 0 | 0 | 0 | 0 | 0.00056 | 2032 |  |  |  | REF | 0 | 0 | Real 2021 ¦ 12/22/2022 3:42:52 PM | Area 1001 Gas CT 2040
17615 | Area 1001 Gas CT 2040 | SO2 | ATC | 2032 | AEP-KPCO | 0 | 0 | 0 | 0 | 0 | 0 | 0.00752 | 2032 |  |  |  | REF | 0 | 0 | Real 2021 ¦ 12/22/2022 3:42:52 PM | Area 1001 Gas CT 2040
17616 | Area 1001 Gas CT 2041 | CO2 | ATC | 2032 | AEP-KPCO | 0 | 0 | 0 | 0 | 0 | 0 | 122 | 2032 |  |  |  | REF | 0 | 0 | Real 2021 ¦ 12/22/2022 3:42:52 PM | Area 1001 Gas CT 2041
17617 | Area 1001 Gas CT 2041 | NOX | ATC | 2032 | AEP-KPCO | 0 | 0 | 0 | 0 | 0 | 0 | 0.00056 | 2032 |  |  |  | REF | 0 | 0 | Real 2021 ¦ 12/22/2022 3:42:52 PM | Area 1001 Gas CT 2041
17618 | Area 1001 Gas CT 2041 | SO2 | ATC | 2032 | AEP-KPCO | 0 | 0 | 0 | 0 | 0 | 0 | 0.00752 | 2032 |  |  |  | REF | 0 | 0 | Real 2021 ¦ 12/22/2022 3:42:52 PM | Area 1001 Gas CT 2041
17619 | Area 1001 Gas CT 2042 | CO2 | ATC | 2032 | AEP-KPCO | 0 | 0 | 0 | 0 | 0 | 0 | 122 | 2032 |  |  |  | REF | 0 | 0 | Real 2021 ¦ 12/22/2022 3:42:52 PM | Area 1001 Gas CT 2042
17620 | Area 1001 Gas CT 2042 | NOX | ATC | 2032 | AEP-KPCO | 0 | 0 | 0 | 0 | 0 | 0 | 0.00056 | 2032 |  |  |  | REF | 0 | 0 | Real 2021 ¦ 12/22/2022 3:42:52 PM | Area 1001 Gas CT 2042
17621 | Area 1001 Gas CT 2042 | SO2 | ATC | 2032 | AEP-KPCO | 0 | 0 | 0 | 0 | 0 | 0 | 0.00752 | 2032 |  |  |  | REF | 0 | 0 | Real 2021 ¦ 12/22/2022 3:42:52 PM | Area 1001 Gas CT 2042
17622 | Area 1001 Gas CT 2043 | CO2 | ATC | 2032 | AEP-KPCO | 0 | 0 | 0 | 0 | 0 | 0 | 122 | 2032 |  |  |  | REF | 0 | 0 | Real 2021 ¦ 12/22/2022 3:42:52 PM | Area 1001 Gas CT 2043
17623 | Area 1001 Gas CT 2043 | NOX | ATC | 2032 | AEP-KPCO | 0 | 0 | 0 | 0 | 0 | 0 | 0.00056 | 2032 |  |  |  | REF | 0 | 0 | Real 2021 ¦ 12/22/2022 3:42:52 PM | Area 1001 Gas CT 2043
17624 | Area 1001 Gas CT 2043 | SO2 | ATC | 2032 | AEP-KPCO | 0 | 0 | 0 | 0 | 0 | 0 | 0.00752 | 2032 |  |  |  | REF | 0 | 0 | Real 2021 ¦ 12/22/2022 3:42:52 PM | Area 1001 Gas CT 2043
17625 | Area 1001 Gas Aero CT 2023 | CO2 | ATC | 2032 | AEP-KPCO | 142340.9219 | 142340.9219 | 0 | 1654.4315 | 1654.4315 | 0 | 122 | 2032 |  |  |  | REF | 0 | 0 | Real 2021 ¦ 12/22/2022 3:42:52 PM | Area 1001 Gas Aero CT 2023
17626 | Area 1001 Gas Aero CT 2023 | NOX | ATC | 2032 | AEP-KPCO | 0.65337 | 0.65337 | 0 | 0.043322 | 0.043322 | 0 | 0.00056 | 2032 |  |  |  | REF | 0 | 0 | Real 2021 ¦ 12/22/2022 3:42:52 PM | Area 1001 Gas Aero CT 2023
17627 | Area 1001 Gas Aero CT 2023 | SO2 | ATC | 2032 | AEP-KPCO | 8.7738 | 8.7738 | 0 | 0.029766 | 0.029766 | 0 | 0.00752 | 2032 |  |  |  | REF | 0 | 0 | Real 2021 ¦ 12/22/2022 3:42:52 PM | Area 1001 Gas Aero CT 2023
17628 | Area 1001 Gas Aero CT 2024 | CO2 | ATC | 2032 | AEP-KPCO | 141754.6719 | 141754.6719 | 0 | 1647.6176 | 1647.6176 | 0 | 122 | 2032 |  |  |  | REF | 0 | 0 | Real 2021 ¦ 12/22/2022 3:42:52 PM | Area 1001 Gas Aero CT 2024
17629 | Area 1001 Gas Aero CT 2024 | NOX | ATC | 2032 | AEP-KPCO | 0.65068 | 0.65068 | 0 | 0.043005 | 0.043005 | 0 | 0.00056 | 2032 |  |  |  | REF | 0 | 0 | Real 2021 ¦ 12/22/2022 3:42:52 PM | Area 1001 Gas Aero CT 2024
17630 | Area 1001 Gas Aero CT 2024 | SO2 | ATC | 2032 | AEP-KPCO | 8.7377 | 8.7377 | 0 | 0.029643 | 0.029643 | 0 | 0.00752 | 2032 |  |  |  | REF | 0 | 0 | Real 2021 ¦ 12/22/2022 3:42:52 PM | Area 1001 Gas Aero CT 2024
17631 | Area 1001 Gas Aero CT 2025 | CO2 | ATC | 2032 | AEP-KPCO | 141661.25 | 141661.25 | 0 | 1646.5317 | 1646.5317 | 0 | 122 | 2032 |  |  |  | REF | 0 | 0 | Real 2021 ¦ 12/22/2022 3:42:52 PM | Area 1001 Gas Aero CT 2025
17632 | Area 1001 Gas Aero CT 2025 | NOX | ATC | 2032 | AEP-KPCO | 0.65025 | 0.65025 | 0 | 0.043003 | 0.043003 | 0 | 0.00056 | 2032 |  |  |  | REF | 0 | 0 | Real 2021 ¦ 12/22/2022 3:42:52 PM | Area 1001 Gas Aero CT 2025
17633 | Area 1001 Gas Aero CT 2025 | SO2 | ATC | 2032 | AEP-KPCO | 8.7319 | 8.7319 | 0 | 0.029624 | 0.029624 | 0 | 0.00752 | 2032 |  |  |  | REF | 0 | 0 | Real 2021 ¦ 12/22/2022 3:42:52 PM | Area 1001 Gas Aero CT 2025
17634 | Area 1001 Gas Aero CT 2026 | CO2 | ATC | 2032 | AEP-KPCO | 141661.25 | 141661.25 | 0 | 1646.5317 | 1646.5317 | 0 | 122 | 2032 |  |  |  | REF | 0 | 0 | Real 2021 ¦ 12/22/2022 3:42:52 PM | Area 1001 Gas Aero CT 2026
17635 | Area 1001 Gas Aero CT 2026 | NOX | ATC | 2032 | AEP-KPCO | 0.65025 | 0.65025 | 0 | 0.043003 | 0.043003 | 0 | 0.00056 | 2032 |  |  |  | REF | 0 | 0 | Real 2021 ¦ 12/22/2022 3:42:52 PM | Area 1001 Gas Aero CT 2026
17636 | Area 1001 Gas Aero CT 2026 | SO2 | ATC | 2032 | AEP-KPCO | 8.7319 | 8.7319 | 0 | 0.029624 | 0.029624 | 0 | 0.00752 | 2032 |  |  |  | REF | 0 | 0 | Real 2021 ¦ 12/22/2022 3:42:52 PM | Area 1001 Gas Aero CT 2026
17637 | Area 1001 Gas Aero CT 2027 | CO2 | ATC | 2032 | AEP-KPCO | 130012.6719 | 130012.6719 | 0 | 1511.14 | 1511.14 | 0 | 122 | 2032 |  |  |  | REF | 0 | 0 | Real 2021 ¦ 12/22/2022 3:42:52 PM | Area 1001 Gas Aero CT 2027
17638 | Area 1001 Gas Aero CT 2027 | NOX | ATC | 2032 | AEP-KPCO | 0.59678 | 0.59678 | 0 | 0.038528 | 0.038528 | 0 | 0.00056 | 2032 |  |  |  | REF | 0 | 0 | Real 2021 ¦ 12/22/2022 3:42:52 PM | Area 1001 Gas Aero CT 2027
17639 | Area 1001 Gas Aero CT 2027 | SO2 | ATC | 2032 | AEP-KPCO | 8.0139 | 8.0139 | 0 | 0.027188 | 0.027188 | 0 | 0.00752 | 2032 |  |  |  | REF | 0 | 0 | Real 2021 ¦ 12/22/2022 3:42:52 PM | Area 1001 Gas Aero CT 2027
17640 | Area 1001 Gas Aero CT 2028 | CO2 | ATC | 2032 | AEP-KPCO | 141742.25 | 141742.25 | 0 | 1647.4733 | 1647.4733 | 0 | 122 | 2032 |  |  |  | REF | 0 | 0 | Real 2021 ¦ 12/22/2022 3:42:52 PM | Area 1001 Gas Aero CT 2028
17641 | Area 1001 Gas Aero CT 2028 | NOX | ATC | 2032 | AEP-KPCO | 0.65062 | 0.65062 | 0 | 0.043005 | 0.043005 | 0 | 0.00056 | 2032 |  |  |  | REF | 0 | 0 | Real 2021 ¦ 12/22/2022 3:42:52 PM | Area 1001 Gas Aero CT 2028
17642 | Area 1001 Gas Aero CT 2028 | SO2 | ATC | 2032 | AEP-KPCO | 8.7369 | 8.7369 | 0 | 0.029641 | 0.029641 | 0 | 0.00752 | 2032 |  |  |  | REF | 0 | 0 | Real 2021 ¦ 12/22/2022 3:42:52 PM | Area 1001 Gas Aero CT 2028
17643 | Area 1001 Gas Aero CT 2029 | CO2 | ATC | 2032 | AEP-KPCO | 141678.2344 | 141678.2344 | 0 | 1646.7291 | 1646.7291 | 0 | 122 | 2032 |  |  |  | REF | 0 | 0 | Real 2021 ¦ 12/22/2022 3:42:52 PM | Area 1001 Gas Aero CT 2029
17644 | Area 1001 Gas Aero CT 2029 | NOX | ATC | 2032 | AEP-KPCO | 0.65033 | 0.65033 | 0 | 0.043004 | 0.043004 | 0 | 0.00056 | 2032 |  |  |  | REF | 0 | 0 | Real 2021 ¦ 12/22/2022 3:42:52 PM | Area 1001 Gas Aero CT 2029
17645 | Area 1001 Gas Aero CT 2029 | SO2 | ATC | 2032 | AEP-KPCO | 8.733 | 8.733 | 0 | 0.029627 | 0.029627 | 0 | 0.00752 | 2032 |  |  |  | REF | 0 | 0 | Real 2021 ¦ 12/22/2022 3:42:52 PM | Area 1001 Gas Aero CT 2029
17646 | Area 1001 Gas Aero CT 2030 | CO2 | ATC | 2032 | AEP-KPCO | 141661.25 | 141661.25 | 0 | 1646.5317 | 1646.5317 | 0 | 122 | 2032 |  |  |  | REF | 0 | 0 | Real 2021 ¦ 12/22/2022 3:42:52 PM | Area 1001 Gas Aero CT 2030
17647 | Area 1001 Gas Aero CT 2030 | NOX | ATC | 2032 | AEP-KPCO | 0.65025 | 0.65025 | 0 | 0.043003 | 0.043003 | 0 | 0.00056 | 2032 |  |  |  | REF | 0 | 0 | Real 2021 ¦ 12/22/2022 3:42:52 PM | Area 1001 Gas Aero CT 2030
17648 | Area 1001 Gas Aero CT 2030 | SO2 | ATC | 2032 | AEP-KPCO | 8.7319 | 8.7319 | 0 | 0.029624 | 0.029624 | 0 | 0.00752 | 2032 |  |  |  | REF | 0 | 0 | Real 2021 ¦ 12/22/2022 3:42:52 PM | Area 1001 Gas Aero CT 2030
17649 | Area 1001 Gas Aero CT 2031 | CO2 | ATC | 2032 | AEP-KPCO | 142453.7656 | 142453.7656 | 0 | 1655.7432 | 1655.7432 | 0 | 122 | 2032 |  |  |  | REF | 0 | 0 | Real 2021 ¦ 12/22/2022 3:42:52 PM | Area 1001 Gas Aero CT 2031
17650 | Area 1001 Gas Aero CT 2031 | NOX | ATC | 2032 | AEP-KPCO | 0.65389 | 0.65389 | 0 | 0.043131 | 0.043131 | 0 | 0.00056 | 2032 |  |  |  | REF | 0 | 0 | Real 2021 ¦ 12/22/2022 3:42:52 PM | Area 1001 Gas Aero CT 2031
17651 | Area 1001 Gas Aero CT 2031 | SO2 | ATC | 2032 | AEP-KPCO | 8.7808 | 8.7808 | 0 | 0.029789 | 0.029789 | 0 | 0.00752 | 2032 |  |  |  | REF | 0 | 0 | Real 2021 ¦ 12/22/2022 3:42:52 PM | Area 1001 Gas Aero CT 2031
17652 | Area 1001 Gas Aero CT 2032 | CO2 | ATC | 2032 | AEP-KPCO | 143118.5156 | 143118.5156 | 0 | 1663.4695 | 1663.4695 | 0 | 122 | 2032 |  |  |  | REF | 0 | 0 | Real 2021 ¦ 12/22/2022 3:42:52 PM | Area 1001 Gas Aero CT 2032
17653 | Area 1001 Gas Aero CT 2032 | NOX | ATC | 2032 | AEP-KPCO | 0.65694 | 0.65694 | 0 | 0.043477 | 0.043477 | 0 | 0.00056 | 2032 |  |  |  | REF | 0 | 0 | Real 2021 ¦ 12/22/2022 3:42:52 PM | Area 1001 Gas Aero CT 2032
17654 | Area 1001 Gas Aero CT 2032 | SO2 | ATC | 2032 | AEP-KPCO | 8.8217 | 8.8217 | 0 | 0.029928 | 0.029928 | 0 | 0.00752 | 2032 |  |  |  | REF | 0 | 0 | Real 2021 ¦ 12/22/2022 3:42:52 PM | Area 1001 Gas Aero CT 2032
17655 | Area 1001 Gas Aero CT 2033 | CO2 | ATC | 2032 | AEP-KPCO | 0 | 0 | 0 | 0 | 0 | 0 | 122 | 2032 |  |  |  | REF | 0 | 0 | Real 2021 ¦ 12/22/2022 3:42:52 PM | Area 1001 Gas Aero CT 2033
17656 | Area 1001 Gas Aero CT 2033 | NOX | ATC | 2032 | AEP-KPCO | 0 | 0 | 0 | 0 | 0 | 0 | 0.00056 | 2032 |  |  |  | REF | 0 | 0 | Real 2021 ¦ 12/22/2022 3:42:52 PM | Area 1001 Gas Aero CT 2033
17657 | Area 1001 Gas Aero CT 2033 | SO2 | ATC | 2032 | AEP-KPCO | 0 | 0 | 0 | 0 | 0 | 0 | 0.00752 | 2032 |  |  |  | REF | 0 | 0 | Real 2021 ¦ 12/22/2022 3:42:52 PM | Area 1001 Gas Aero CT 2033
17658 | Area 1001 Gas Aero CT 2034 | CO2 | ATC | 2032 | AEP-KPCO | 0 | 0 | 0 | 0 | 0 | 0 | 122 | 2032 |  |  |  | REF | 0 | 0 | Real 2021 ¦ 12/22/2022 3:42:52 PM | Area 1001 Gas Aero CT 2034
17659 | Area 1001 Gas Aero CT 2034 | NOX | ATC | 2032 | AEP-KPCO | 0 | 0 | 0 | 0 | 0 | 0 | 0.00056 | 2032 |  |  |  | REF | 0 | 0 | Real 2021 ¦ 12/22/2022 3:42:52 PM | Area 1001 Gas Aero CT 2034
17660 | Area 1001 Gas Aero CT 2034 | SO2 | ATC | 2032 | AEP-KPCO | 0 | 0 | 0 | 0 | 0 | 0 | 0.00752 | 2032 |  |  |  | REF | 0 | 0 | Real 2021 ¦ 12/22/2022 3:42:52 PM | Area 1001 Gas Aero CT 2034
17661 | Area 1001 Gas Aero CT 2035 | CO2 | ATC | 2032 | AEP-KPCO | 0 | 0 | 0 | 0 | 0 | 0 | 122 | 2032 |  |  |  | REF | 0 | 0 | Real 2021 ¦ 12/22/2022 3:42:52 PM | Area 1001 Gas Aero CT 2035
17662 | Area 1001 Gas Aero CT 2035 | NOX | ATC | 2032 | AEP-KPCO | 0 | 0 | 0 | 0 | 0 | 0 | 0.00056 | 2032 |  |  |  | REF | 0 | 0 | Real 2021 ¦ 12/22/2022 3:42:52 PM | Area 1001 Gas Aero CT 2035
17663 | Area 1001 Gas Aero CT 2035 | SO2 | ATC | 2032 | AEP-KPCO | 0 | 0 | 0 | 0 | 0 | 0 | 0.00752 | 2032 |  |  |  | REF | 0 | 0 | Real 2021 ¦ 12/22/2022 3:42:52 PM | Area 1001 Gas Aero CT 2035
17664 | Area 1001 Gas Aero CT 2036 | CO2 | ATC | 2032 | AEP-KPCO | 0 | 0 | 0 | 0 | 0 | 0 | 122 | 2032 |  |  |  | REF | 0 | 0 | Real 2021 ¦ 12/22/2022 3:42:52 PM | Area 1001 Gas Aero CT 2036
17665 | Area 1001 Gas Aero CT 2036 | NOX | ATC | 2032 | AEP-KPCO | 0 | 0 | 0 | 0 | 0 | 0 | 0.00056 | 2032 |  |  |  | REF | 0 | 0 | Real 2021 ¦ 12/22/2022 3:42:52 PM | Area 1001 Gas Aero CT 2036
17666 | Area 1001 Gas Aero CT 2036 | SO2 | ATC | 2032 | AEP-KPCO | 0 | 0 | 0 | 0 | 0 | 0 | 0.00752 | 2032 |  |  |  | REF | 0 | 0 | Real 2021 ¦ 12/22/2022 3:42:52 PM | Area 1001 Gas Aero CT 2036
17667 | Area 1001 Gas Aero CT 2037 | CO2 | ATC | 2032 | AEP-KPCO | 0 | 0 | 0 | 0 | 0 | 0 | 122 | 2032 |  |  |  | REF | 0 | 0 | Real 2021 ¦ 12/22/2022 3:42:52 PM | Area 1001 Gas Aero CT 2037
17668 | Area 1001 Gas Aero CT 2037 | NOX | ATC | 2032 | AEP-KPCO | 0 | 0 | 0 | 0 | 0 | 0 | 0.00056 | 2032 |  |  |  | REF | 0 | 0 | Real 2021 ¦ 12/22/2022 3:42:52 PM | Area 1001 Gas Aero CT 2037
17669 | Area 1001 Gas Aero CT 2037 | SO2 | ATC | 2032 | AEP-KPCO | 0 | 0 | 0 | 0 | 0 | 0 | 0.00752 | 2032 |  |  |  | REF | 0 | 0 | Real 2021 ¦ 12/22/2022 3:42:52 PM | Area 1001 Gas Aero CT 2037
17670 | Area 1001 Gas Aero CT 2038 | CO2 | ATC | 2032 | AEP-KPCO | 0 | 0 | 0 | 0 | 0 | 0 | 122 | 2032 |  |  |  | REF | 0 | 0 | Real 2021 ¦ 12/22/2022 3:42:52 PM | Area 1001 Gas Aero CT 2038
17671 | Area 1001 Gas Aero CT 2038 | NOX | ATC | 2032 | AEP-KPCO | 0 | 0 | 0 | 0 | 0 | 0 | 0.00056 | 2032 |  |  |  | REF | 0 | 0 | Real 2021 ¦ 12/22/2022 3:42:52 PM | Area 1001 Gas Aero CT 2038
17672 | Area 1001 Gas Aero CT 2038 | SO2 | ATC | 2032 | AEP-KPCO | 0 | 0 | 0 | 0 | 0 | 0 | 0.00752 | 2032 |  |  |  | REF | 0 | 0 | Real 2021 ¦ 12/22/2022 3:42:52 PM | Area 1001 Gas Aero CT 2038
17673 | Area 1001 Gas Aero CT 2039 | CO2 | ATC | 2032 | AEP-KPCO | 0 | 0 | 0 | 0 | 0 | 0 | 122 | 2032 |  |  |  | REF | 0 | 0 | Real 2021 ¦ 12/22/2022 3:42:52 PM | Area 1001 Gas Aero CT 2039
17674 | Area 1001 Gas Aero CT 2039 | NOX | ATC | 2032 | AEP-KPCO | 0 | 0 | 0 | 0 | 0 | 0 | 0.00056 | 2032 |  |  |  | REF | 0 | 0 | Real 2021 ¦ 12/22/2022 3:42:52 PM | Area 1001 Gas Aero CT 2039
17675 | Area 1001 Gas Aero CT 2039 | SO2 | ATC | 2032 | AEP-KPCO | 0 | 0 | 0 | 0 | 0 | 0 | 0.00752 | 2032 |  |  |  | REF | 0 | 0 | Real 2021 ¦ 12/22/2022 3:42:52 PM | Area 1001 Gas Aero CT 2039
17676 | Area 1001 Gas Aero CT 2040 | CO2 | ATC | 2032 | AEP-KPCO | 0 | 0 | 0 | 0 | 0 | 0 | 122 | 2032 |  |  |  | REF | 0 | 0 | Real 2021 ¦ 12/22/2022 3:42:52 PM | Area 1001 Gas Aero CT 2040
17677 | Area 1001 Gas Aero CT 2040 | NOX | ATC | 2032 | AEP-KPCO | 0 | 0 | 0 | 0 | 0 | 0 | 0.00056 | 2032 |  |  |  | REF | 0 | 0 | Real 2021 ¦ 12/22/2022 3:42:52 PM | Area 1001 Gas Aero CT 2040
17678 | Area 1001 Gas Aero CT 2040 | SO2 | ATC | 2032 | AEP-KPCO | 0 | 0 | 0 | 0 | 0 | 0 | 0.00752 | 2032 |  |  |  | REF | 0 | 0 | Real 2021 ¦ 12/22/2022 3:42:52 PM | Area 1001 Gas Aero CT 2040
17679 | Area 1001 Gas Aero CT 2041 | CO2 | ATC | 2032 | AEP-KPCO | 0 | 0 | 0 | 0 | 0 | 0 | 122 | 2032 |  |  |  | REF | 0 | 0 | Real 2021 ¦ 12/22/2022 3:42:52 PM | Area 1001 Gas Aero CT 2041
17680 | Area 1001 Gas Aero CT 2041 | NOX | ATC | 2032 | AEP-KPCO | 0 | 0 | 0 | 0 | 0 | 0 | 0.00056 | 2032 |  |  |  | REF | 0 | 0 | Real 2021 ¦ 12/22/2022 3:42:52 PM | Area 1001 Gas Aero CT 2041
17681 | Area 1001 Gas Aero CT 2041 | SO2 | ATC | 2032 | AEP-KPCO | 0 | 0 | 0 | 0 | 0 | 0 | 0.00752 | 2032 |  |  |  | REF | 0 | 0 | Real 2021 ¦ 12/22/2022 3:42:52 PM | Area 1001 Gas Aero CT 2041
17682 | Area 1001 Gas Aero CT 2042 | CO2 | ATC | 2032 | AEP-KPCO | 0 | 0 | 0 | 0 | 0 | 0 | 122 | 2032 |  |  |  | REF | 0 | 0 | Real 2021 ¦ 12/22/2022 3:42:52 PM | Area 1001 Gas Aero CT 2042
17683 | Area 1001 Gas Aero CT 2042 | NOX | ATC | 2032 | AEP-KPCO | 0 | 0 | 0 | 0 | 0 | 0 | 0.00056 | 2032 |  |  |  | REF | 0 | 0 | Real 2021 ¦ 12/22/2022 3:42:52 PM | Area 1001 Gas Aero CT 2042
17684 | Area 1001 Gas Aero CT 2042 | SO2 | ATC | 2032 | AEP-KPCO | 0 | 0 | 0 | 0 | 0 | 0 | 0.00752 | 2032 |  |  |  | REF | 0 | 0 | Real 2021 ¦ 12/22/2022 3:42:52 PM | Area 1001 Gas Aero CT 2042
17685 | Area 1001 Gas Aero CT 2043 | CO2 | ATC | 2032 | AEP-KPCO | 0 | 0 | 0 | 0 | 0 | 0 | 122 | 2032 |  |  |  | REF | 0 | 0 | Real 2021 ¦ 12/22/2022 3:42:52 PM | Area 1001 Gas Aero CT 2043
17686 | Area 1001 Gas Aero CT 2043 | NOX | ATC | 2032 | AEP-KPCO | 0 | 0 | 0 | 0 | 0 | 0 | 0.00056 | 2032 |  |  |  | REF | 0 | 0 | Real 2021 ¦ 12/22/2022 3:42:52 PM | Area 1001 Gas Aero CT 2043
17687 | Area 1001 Gas Aero CT 2043 | SO2 | ATC | 2032 | AEP-KPCO | 0 | 0 | 0 | 0 | 0 | 0 | 0.00752 | 2032 |  |  |  | REF | 0 | 0 | Real 2021 ¦ 12/22/2022 3:42:52 PM | Area 1001 Gas Aero CT 2043
17688 | Area 1001 Gas IC 2023 | CO2 | ATC | 2032 | AEP-KPCO | 37854.3242 | 37854.3242 | 0 | 439.9816 | 439.9816 | 0 | 122 | 2032 |  |  |  | REF | 0 | 0 | Real 2021 ¦ 12/22/2022 3:42:52 PM | Area 1001 Gas IC 2023
17689 | Area 1001 Gas IC 2023 | NOX | ATC | 2032 | AEP-KPCO | 0.17376 | 0.17376 | 0 | 0.011163 | 0.011163 | 0 | 0.00056 | 2032 |  |  |  | REF | 0 | 0 | Real 2021 ¦ 12/22/2022 3:42:52 PM | Area 1001 Gas IC 2023
17690 | Area 1001 Gas IC 2023 | SO2 | ATC | 2032 | AEP-KPCO | 2.3333 | 2.3333 | 0 | 0.0079159 | 0.0079159 | 0 | 0.00752 | 2032 |  |  |  | REF | 0 | 0 | Real 2021 ¦ 12/22/2022 3:42:52 PM | Area 1001 Gas IC 2023
17691 | Area 1001 Gas IC 2024 | CO2 | ATC | 2032 | AEP-KPCO | 38854.0625 | 38854.0625 | 0 | 451.6016 | 451.6016 | 0 | 122 | 2032 |  |  |  | REF | 0 | 0 | Real 2021 ¦ 12/22/2022 3:42:52 PM | Area 1001 Gas IC 2024
17692 | Area 1001 Gas IC 2024 | NOX | ATC | 2032 | AEP-KPCO | 0.17835 | 0.17835 | 0 | 0.011975 | 0.011975 | 0 | 0.00056 | 2032 |  |  |  | REF | 0 | 0 | Real 2021 ¦ 12/22/2022 3:42:52 PM | Area 1001 Gas IC 2024
17693 | Area 1001 Gas IC 2024 | SO2 | ATC | 2032 | AEP-KPCO | 2.3949 | 2.3949 | 0 | 0.008125 | 0.008125 | 0 | 0.00752 | 2032 |  |  |  | REF | 0 | 0 | Real 2021 ¦ 12/22/2022 3:42:52 PM | Area 1001 Gas IC 2024
17694 | Area 1001 Gas IC 2025 | CO2 | ATC | 2032 | AEP-KPCO | 38750.8789 | 38750.8789 | 0 | 450.4023 | 450.4023 | 0 | 122 | 2032 |  |  |  | REF | 0 | 0 | Real 2021 ¦ 12/22/2022 3:42:52 PM | Area 1001 Gas IC 2025
17695 | Area 1001 Gas IC 2025 | NOX | ATC | 2032 | AEP-KPCO | 0.17787 | 0.17787 | 0 | 0.012182 | 0.012182 | 0 | 0.00056 | 2032 |  |  |  | REF | 0 | 0 | Real 2021 ¦ 12/22/2022 3:42:52 PM | Area 1001 Gas IC 2025
17696 | Area 1001 Gas IC 2025 | SO2 | ATC | 2032 | AEP-KPCO | 2.3886 | 2.3886 | 0 | 0.0081034 | 0.0081034 | 0 | 0.00752 | 2032 |  |  |  | REF | 0 | 0 | Real 2021 ¦ 12/22/2022 3:42:52 PM | Area 1001 Gas IC 2025
17697 | Area 1001 Gas IC 2026 | CO2 | ATC | 2032 | AEP-KPCO | 38206.1016 | 38206.1016 | 0 | 444.0703 | 444.0703 | 0 | 122 | 2032 |  |  |  | REF | 0 | 0 | Real 2021 ¦ 12/22/2022 3:42:52 PM | Area 1001 Gas IC 2026
17698 | Area 1001 Gas IC 2026 | NOX | ATC | 2032 | AEP-KPCO | 0.17537 | 0.17537 | 0 | 0.011652 | 0.011652 | 0 | 0.00056 | 2032 |  |  |  | REF | 0 | 0 | Real 2021 ¦ 12/22/2022 3:42:52 PM | Area 1001 Gas IC 2026
17699 | Area 1001 Gas IC 2026 | SO2 | ATC | 2032 | AEP-KPCO | 2.355 | 2.355 | 0 | 0.0079895 | 0.0079895 | 0 | 0.00752 | 2032 |  |  |  | REF | 0 | 0 | Real 2021 ¦ 12/22/2022 3:42:52 PM | Area 1001 Gas IC 2026
17700 | Area 1001 Gas IC 2027 | CO2 | ATC | 2032 | AEP-KPCO | 37907.2109 | 37907.2109 | 0 | 440.5963 | 440.5963 | 0 | 122 | 2032 |  |  |  | REF | 0 | 0 | Real 2021 ¦ 12/22/2022 3:42:52 PM | Area 1001 Gas IC 2027
17701 | Area 1001 Gas IC 2027 | NOX | ATC | 2032 | AEP-KPCO | 0.174 | 0.174 | 0 | 0.011645 | 0.011645 | 0 | 0.00056 | 2032 |  |  |  | REF | 0 | 0 | Real 2021 ¦ 12/22/2022 3:42:52 PM | Area 1001 Gas IC 2027
17702 | Area 1001 Gas IC 2027 | SO2 | ATC | 2032 | AEP-KPCO | 2.3366 | 2.3366 | 0 | 0.007927 | 0.007927 | 0 | 0.00752 | 2032 |  |  |  | REF | 0 | 0 | Real 2021 ¦ 12/22/2022 3:42:52 PM | Area 1001 Gas IC 2027
17703 | Area 1001 Gas IC 2028 | CO2 | ATC | 2032 | AEP-KPCO | 37958.9219 | 37958.9219 | 0 | 441.1974 | 441.1974 | 0 | 122 | 2032 |  |  |  | REF | 0 | 0 | Real 2021 ¦ 12/22/2022 3:42:52 PM | Area 1001 Gas IC 2028
17704 | Area 1001 Gas IC 2028 | NOX | ATC | 2032 | AEP-KPCO | 0.17424 | 0.17424 | 0 | 0.011648 | 0.011648 | 0 | 0.00056 | 2032 |  |  |  | REF | 0 | 0 | Real 2021 ¦ 12/22/2022 3:42:52 PM | Area 1001 Gas IC 2028
17705 | Area 1001 Gas IC 2028 | SO2 | ATC | 2032 | AEP-KPCO | 2.3398 | 2.3398 | 0 | 0.0079378 | 0.0079378 | 0 | 0.00752 | 2032 |  |  |  | REF | 0 | 0 | Real 2021 ¦ 12/22/2022 3:42:52 PM | Area 1001 Gas IC 2028
17706 | Area 1001 Gas IC 2029 | CO2 | ATC | 2032 | AEP-KPCO | 38441.2773 | 38441.2773 | 0 | 446.8038 | 446.8038 | 0 | 122 | 2032 |  |  |  | REF | 0 | 0 | Real 2021 ¦ 12/22/2022 3:42:52 PM | Area 1001 Gas IC 2029
17707 | Area 1001 Gas IC 2029 | NOX | ATC | 2032 | AEP-KPCO | 0.17645 | 0.17645 | 0 | 0.011673 | 0.011673 | 0 | 0.00056 | 2032 |  |  |  | REF | 0 | 0 | Real 2021 ¦ 12/22/2022 3:42:52 PM | Area 1001 Gas IC 2029
17708 | Area 1001 Gas IC 2029 | SO2 | ATC | 2032 | AEP-KPCO | 2.3695 | 2.3695 | 0 | 0.0080387 | 0.0080387 | 0 | 0.00752 | 2032 |  |  |  | REF | 0 | 0 | Real 2021 ¦ 12/22/2022 3:42:52 PM | Area 1001 Gas IC 2029
17709 | Area 1001 Gas IC 2030 | CO2 | ATC | 2032 | AEP-KPCO | 38142.5078 | 38142.5078 | 0 | 443.3312 | 443.3312 | 0 | 122 | 2032 |  |  |  | REF | 0 | 0 | Real 2021 ¦ 12/22/2022 3:42:52 PM | Area 1001 Gas IC 2030
17710 | Area 1001 Gas IC 2030 | NOX | ATC | 2032 | AEP-KPCO | 0.17508 | 0.17508 | 0 | 0.011651 | 0.011651 | 0 | 0.00056 | 2032 |  |  |  | REF | 0 | 0 | Real 2021 ¦ 12/22/2022 3:42:52 PM | Area 1001 Gas IC 2030
17711 | Area 1001 Gas IC 2030 | SO2 | ATC | 2032 | AEP-KPCO | 2.3511 | 2.3511 | 0 | 0.0079762 | 0.0079762 | 0 | 0.00752 | 2032 |  |  |  | REF | 0 | 0 | Real 2021 ¦ 12/22/2022 3:42:52 PM | Area 1001 Gas IC 2030
17712 | Area 1001 Gas IC 2031 | CO2 | ATC | 2032 | AEP-KPCO | 37950.8633 | 37950.8633 | 0 | 441.1037 | 441.1037 | 0 | 122 | 2032 |  |  |  | REF | 0 | 0 | Real 2021 ¦ 12/22/2022 3:42:52 PM | Area 1001 Gas IC 2031
17713 | Area 1001 Gas IC 2031 | NOX | ATC | 2032 | AEP-KPCO | 0.1742 | 0.1742 | 0 | 0.011639 | 0.011639 | 0 | 0.00056 | 2032 |  |  |  | REF | 0 | 0 | Real 2021 ¦ 12/22/2022 3:42:52 PM | Area 1001 Gas IC 2031
17714 | Area 1001 Gas IC 2031 | SO2 | ATC | 2032 | AEP-KPCO | 2.3393 | 2.3393 | 0 | 0.0079361 | 0.0079361 | 0 | 0.00752 | 2032 |  |  |  | REF | 0 | 0 | Real 2021 ¦ 12/22/2022 3:42:52 PM | Area 1001 Gas IC 2031
17715 | Area 1001 Gas IC 2032 | CO2 | ATC | 2032 | AEP-KPCO | 38072.5 | 38072.5 | 0 | 442.5175 | 442.5175 | 0 | 122 | 2032 |  |  |  | REF | 0 | 0 | Real 2021 ¦ 12/22/2022 3:42:52 PM | Area 1001 Gas IC 2032
17716 | Area 1001 Gas IC 2032 | NOX | ATC | 2032 | AEP-KPCO | 0.17476 | 0.17476 | 0 | 0.011649 | 0.011649 | 0 | 0.00056 | 2032 |  |  |  | REF | 0 | 0 | Real 2021 ¦ 12/22/2022 3:42:52 PM | Area 1001 Gas IC 2032
17717 | Area 1001 Gas IC 2032 | SO2 | ATC | 2032 | AEP-KPCO | 2.3468 | 2.3468 | 0 | 0.0079616 | 0.0079616 | 0 | 0.00752 | 2032 |  |  |  | REF | 0 | 0 | Real 2021 ¦ 12/22/2022 3:42:52 PM | Area 1001 Gas IC 2032
17718 | Area 1001 Gas IC 2033 | CO2 | ATC | 2032 | AEP-KPCO | 0 | 0 | 0 | 0 | 0 | 0 | 122 | 2032 |  |  |  | REF | 0 | 0 | Real 2021 ¦ 12/22/2022 3:42:52 PM | Area 1001 Gas IC 2033
17719 | Area 1001 Gas IC 2033 | NOX | ATC | 2032 | AEP-KPCO | 0 | 0 | 0 | 0 | 0 | 0 | 0.00056 | 2032 |  |  |  | REF | 0 | 0 | Real 2021 ¦ 12/22/2022 3:42:52 PM | Area 1001 Gas IC 2033
17720 | Area 1001 Gas IC 2033 | SO2 | ATC | 2032 | AEP-KPCO | 0 | 0 | 0 | 0 | 0 | 0 | 0.00752 | 2032 |  |  |  | REF | 0 | 0 | Real 2021 ¦ 12/22/2022 3:42:52 PM | Area 1001 Gas IC 2033
17721 | Area 1001 Gas IC 2034 | CO2 | ATC | 2032 | AEP-KPCO | 0 | 0 | 0 | 0 | 0 | 0 | 122 | 2032 |  |  |  | REF | 0 | 0 | Real 2021 ¦ 12/22/2022 3:42:52 PM | Area 1001 Gas IC 2034
17722 | Area 1001 Gas IC 2034 | NOX | ATC | 2032 | AEP-KPCO | 0 | 0 | 0 | 0 | 0 | 0 | 0.00056 | 2032 |  |  |  | REF | 0 | 0 | Real 2021 ¦ 12/22/2022 3:42:52 PM | Area 1001 Gas IC 2034
17723 | Area 1001 Gas IC 2034 | SO2 | ATC | 2032 | AEP-KPCO | 0 | 0 | 0 | 0 | 0 | 0 | 0.00752 | 2032 |  |  |  | REF | 0 | 0 | Real 2021 ¦ 12/22/2022 3:42:52 PM | Area 1001 Gas IC 2034
17724 | Area 1001 Gas IC 2035 | CO2 | ATC | 2032 | AEP-KPCO | 0 | 0 | 0 | 0 | 0 | 0 | 122 | 2032 |  |  |  | REF | 0 | 0 | Real 2021 ¦ 12/22/2022 3:42:52 PM | Area 1001 Gas IC 2035
17725 | Area 1001 Gas IC 2035 | NOX | ATC | 2032 | AEP-KPCO | 0 | 0 | 0 | 0 | 0 | 0 | 0.00056 | 2032 |  |  |  | REF | 0 | 0 | Real 2021 ¦ 12/22/2022 3:42:52 PM | Area 1001 Gas IC 2035
17726 | Area 1001 Gas IC 2035 | SO2 | ATC | 2032 | AEP-KPCO | 0 | 0 | 0 | 0 | 0 | 0 | 0.00752 | 2032 |  |  |  | REF | 0 | 0 | Real 2021 ¦ 12/22/2022 3:42:52 PM | Area 1001 Gas IC 2035
17727 | Area 1001 Gas IC 2036 | CO2 | ATC | 2032 | AEP-KPCO | 0 | 0 | 0 | 0 | 0 | 0 | 122 | 2032 |  |  |  | REF | 0 | 0 | Real 2021 ¦ 12/22/2022 3:42:52 PM | Area 1001 Gas IC 2036
17728 | Area 1001 Gas IC 2036 | NOX | ATC | 2032 | AEP-KPCO | 0 | 0 | 0 | 0 | 0 | 0 | 0.00056 | 2032 |  |  |  | REF | 0 | 0 | Real 2021 ¦ 12/22/2022 3:42:52 PM | Area 1001 Gas IC 2036
17729 | Area 1001 Gas IC 2036 | SO2 | ATC | 2032 | AEP-KPCO | 0 | 0 | 0 | 0 | 0 | 0 | 0.00752 | 2032 |  |  |  | REF | 0 | 0 | Real 2021 ¦ 12/22/2022 3:42:52 PM | Area 1001 Gas IC 2036
17730 | Area 1001 Gas IC 2037 | CO2 | ATC | 2032 | AEP-KPCO | 0 | 0 | 0 | 0 | 0 | 0 | 122 | 2032 |  |  |  | REF | 0 | 0 | Real 2021 ¦ 12/22/2022 3:42:52 PM | Area 1001 Gas IC 2037
17731 | Area 1001 Gas IC 2037 | NOX | ATC | 2032 | AEP-KPCO | 0 | 0 | 0 | 0 | 0 | 0 | 0.00056 | 2032 |  |  |  | REF | 0 | 0 | Real 2021 ¦ 12/22/2022 3:42:52 PM | Area 1001 Gas IC 2037
17732 | Area 1001 Gas IC 2037 | SO2 | ATC | 2032 | AEP-KPCO | 0 | 0 | 0 | 0 | 0 | 0 | 0.00752 | 2032 |  |  |  | REF | 0 | 0 | Real 2021 ¦ 12/22/2022 3:42:52 PM | Area 1001 Gas IC 2037
17733 | Area 1001 Gas IC 2038 | CO2 | ATC | 2032 | AEP-KPCO | 0 | 0 | 0 | 0 | 0 | 0 | 122 | 2032 |  |  |  | REF | 0 | 0 | Real 2021 ¦ 12/22/2022 3:42:52 PM | Area 1001 Gas IC 2038
17734 | Area 1001 Gas IC 2038 | NOX | ATC | 2032 | AEP-KPCO | 0 | 0 | 0 | 0 | 0 | 0 | 0.00056 | 2032 |  |  |  | REF | 0 | 0 | Real 2021 ¦ 12/22/2022 3:42:52 PM | Area 1001 Gas IC 2038
17735 | Area 1001 Gas IC 2038 | SO2 | ATC | 2032 | AEP-KPCO | 0 | 0 | 0 | 0 | 0 | 0 | 0.00752 | 2032 |  |  |  | REF | 0 | 0 | Real 2021 ¦ 12/22/2022 3:42:52 PM | Area 1001 Gas IC 2038
17736 | Area 1001 Gas IC 2039 | CO2 | ATC | 2032 | AEP-KPCO | 0 | 0 | 0 | 0 | 0 | 0 | 122 | 2032 |  |  |  | REF | 0 | 0 | Real 2021 ¦ 12/22/2022 3:42:52 PM | Area 1001 Gas IC 2039
17737 | Area 1001 Gas IC 2039 | NOX | ATC | 2032 | AEP-KPCO | 0 | 0 | 0 | 0 | 0 | 0 | 0.00056 | 2032 |  |  |  | REF | 0 | 0 | Real 2021 ¦ 12/22/2022 3:42:52 PM | Area 1001 Gas IC 2039
17738 | Area 1001 Gas IC 2039 | SO2 | ATC | 2032 | AEP-KPCO | 0 | 0 | 0 | 0 | 0 | 0 | 0.00752 | 2032 |  |  |  | REF | 0 | 0 | Real 2021 ¦ 12/22/2022 3:42:52 PM | Area 1001 Gas IC 2039
17739 | Area 1001 Gas IC 2040 | CO2 | ATC | 2032 | AEP-KPCO | 0 | 0 | 0 | 0 | 0 | 0 | 122 | 2032 |  |  |  | REF | 0 | 0 | Real 2021 ¦ 12/22/2022 3:42:52 PM | Area 1001 Gas IC 2040
17740 | Area 1001 Gas IC 2040 | NOX | ATC | 2032 | AEP-KPCO | 0 | 0 | 0 | 0 | 0 | 0 | 0.00056 | 2032 |  |  |  | REF | 0 | 0 | Real 2021 ¦ 12/22/2022 3:42:52 PM | Area 1001 Gas IC 2040
17741 | Area 1001 Gas IC 2040 | SO2 | ATC | 2032 | AEP-KPCO | 0 | 0 | 0 | 0 | 0 | 0 | 0.00752 | 2032 |  |  |  | REF | 0 | 0 | Real 2021 ¦ 12/22/2022 3:42:52 PM | Area 1001 Gas IC 2040
17742 | Area 1001 Gas IC 2041 | CO2 | ATC | 2032 | AEP-KPCO | 0 | 0 | 0 | 0 | 0 | 0 | 122 | 2032 |  |  |  | REF | 0 | 0 | Real 2021 ¦ 12/22/2022 3:42:52 PM | Area 1001 Gas IC 2041
17743 | Area 1001 Gas IC 2041 | NOX | ATC | 2032 | AEP-KPCO | 0 | 0 | 0 | 0 | 0 | 0 | 0.00056 | 2032 |  |  |  | REF | 0 | 0 | Real 2021 ¦ 12/22/2022 3:42:52 PM | Area 1001 Gas IC 2041
17744 | Area 1001 Gas IC 2041 | SO2 | ATC | 2032 | AEP-KPCO | 0 | 0 | 0 | 0 | 0 | 0 | 0.00752 | 2032 |  |  |  | REF | 0 | 0 | Real 2021 ¦ 12/22/2022 3:42:52 PM | Area 1001 Gas IC 2041
17745 | Area 1001 Gas IC 2042 | CO2 | ATC | 2032 | AEP-KPCO | 0 | 0 | 0 | 0 | 0 | 0 | 122 | 2032 |  |  |  | REF | 0 | 0 | Real 2021 ¦ 12/22/2022 3:42:52 PM | Area 1001 Gas IC 2042
17746 | Area 1001 Gas IC 2042 | NOX | ATC | 2032 | AEP-KPCO | 0 | 0 | 0 | 0 | 0 | 0 | 0.00056 | 2032 |  |  |  | REF | 0 | 0 | Real 2021 ¦ 12/22/2022 3:42:52 PM | Area 1001 Gas IC 2042
17747 | Area 1001 Gas IC 2042 | SO2 | ATC | 2032 | AEP-KPCO | 0 | 0 | 0 | 0 | 0 | 0 | 0.00752 | 2032 |  |  |  | REF | 0 | 0 | Real 2021 ¦ 12/22/2022 3:42:52 PM | Area 1001 Gas IC 2042
17748 | Area 1001 Gas IC 2043 | CO2 | ATC | 2032 | AEP-KPCO | 0 | 0 | 0 | 0 | 0 | 0 | 122 | 2032 |  |  |  | REF | 0 | 0 | Real 2021 ¦ 12/22/2022 3:42:52 PM | Area 1001 Gas IC 2043
17749 | Area 1001 Gas IC 2043 | NOX | ATC | 2032 | AEP-KPCO | 0 | 0 | 0 | 0 | 0 | 0 | 0.00056 | 2032 |  |  |  | REF | 0 | 0 | Real 2021 ¦ 12/22/2022 3:42:52 PM | Area 1001 Gas IC 2043
17750 | Area 1001 Gas IC 2043 | SO2 | ATC | 2032 | AEP-KPCO | 0 | 0 | 0 | 0 | 0 | 0 | 0.00752 | 2032 |  |  |  | REF | 0 | 0 | Real 2021 ¦ 12/22/2022 3:42:52 PM | Area 1001 Gas IC 2043
17751 | Area 1001 Gas CCS 2024 | CO2 | ATC | 2032 | AEP-KPCO | 125172.1328 | 125172.1328 | 0 | -80912.9141 | -80912.9141 | 0 | 11.7 | 2032 |  |  |  | REF | 0 | 0 | Real 2021 ¦ 12/22/2022 3:42:52 PM | Area 1001 Gas CCS 2024
17752 | Area 1001 Gas CCS 2024 | NOX | ATC | 2032 | AEP-KPCO | 149.7786 | 149.7786 | 0 | 8.1687 | 8.1687 | 0 | 0.014 | 2032 |  |  |  | REF | 0 | 0 | Real 2021 ¦ 12/22/2022 3:42:52 PM | Area 1001 Gas CCS 2024
17753 | Area 1001 Gas CCS 2024 | SO2 | ATC | 2032 | AEP-KPCO | 55.0971 | 55.0971 | 0 | 0.18692 | 0.18692 | 0 | 0.00515 | 2032 |  |  |  | REF | 0 | 0 | Real 2021 ¦ 12/22/2022 3:42:52 PM | Area 1001 Gas CCS 2024
17754 | Area 1001 Gas CCS 2025 | CO2 | ATC | 2032 | AEP-KPCO | 125172.1328 | 125172.1328 | 0 | -80912.9141 | -80912.9141 | 0 | 11.7 | 2032 |  |  |  | REF | 0 | 0 | Real 2021 ¦ 12/22/2022 3:42:52 PM | Area 1001 Gas CCS 2025
17755 | Area 1001 Gas CCS 2025 | NOX | ATC | 2032 | AEP-KPCO | 149.7786 | 149.7786 | 0 | 8.1687 | 8.1687 | 0 | 0.014 | 2032 |  |  |  | REF | 0 | 0 | Real 2021 ¦ 12/22/2022 3:42:52 PM | Area 1001 Gas CCS 2025
17756 | Area 1001 Gas CCS 2025 | SO2 | ATC | 2032 | AEP-KPCO | 55.0971 | 55.0971 | 0 | 0.18692 | 0.18692 | 0 | 0.00515 | 2032 |  |  |  | REF | 0 | 0 | Real 2021 ¦ 12/22/2022 3:42:52 PM | Area 1001 Gas CCS 2025
17757 | Area 1001 Gas CCS 2026 | CO2 | ATC | 2032 | AEP-KPCO | 123942.2031 | 123942.2031 | 0 | -80117.8672 | -80117.8672 | 0 | 11.7 | 2032 |  |  |  | REF | 0 | 0 | Real 2021 ¦ 12/22/2022 3:42:52 PM | Area 1001 Gas CCS 2026
17758 | Area 1001 Gas CCS 2026 | NOX | ATC | 2032 | AEP-KPCO | 148.3069 | 148.3069 | 0 | 8.0885 | 8.0885 | 0 | 0.014 | 2032 |  |  |  | REF | 0 | 0 | Real 2021 ¦ 12/22/2022 3:42:52 PM | Area 1001 Gas CCS 2026
17759 | Area 1001 Gas CCS 2026 | SO2 | ATC | 2032 | AEP-KPCO | 54.5558 | 54.5558 | 0 | 0.18508 | 0.18508 | 0 | 0.00515 | 2032 |  |  |  | REF | 0 | 0 | Real 2021 ¦ 12/22/2022 3:42:52 PM | Area 1001 Gas CCS 2026
17760 | Area 1001 Gas CCS 2027 | CO2 | ATC | 2032 | AEP-KPCO | 122729.8359 | 122729.8359 | 0 | -79334.1797 | -79334.1797 | 0 | 11.7 | 2032 |  |  |  | REF | 0 | 0 | Real 2021 ¦ 12/22/2022 3:42:52 PM | Area 1001 Gas CCS 2027
17761 | Area 1001 Gas CCS 2027 | NOX | ATC | 2032 | AEP-KPCO | 146.8562 | 146.8562 | 0 | 8.0093 | 8.0093 | 0 | 0.014 | 2032 |  |  |  | REF | 0 | 0 | Real 2021 ¦ 12/22/2022 3:42:52 PM | Area 1001 Gas CCS 2027
17762 | Area 1001 Gas CCS 2027 | SO2 | ATC | 2032 | AEP-KPCO | 54.0221 | 54.0221 | 0 | 0.18327 | 0.18327 | 0 | 0.00515 | 2032 |  |  |  | REF | 0 | 0 | Real 2021 ¦ 12/22/2022 3:42:52 PM | Area 1001 Gas CCS 2027
17763 | Area 1001 Gas CCS 2028 | CO2 | ATC | 2032 | AEP-KPCO | 121324.1953 | 121324.1953 | 0 | -78425.5547 | -78425.5547 | 0 | 11.7 | 2032 |  |  |  | REF | 0 | 0 | Real 2021 ¦ 12/22/2022 3:42:52 PM | Area 1001 Gas CCS 2028
17764 | Area 1001 Gas CCS 2028 | NOX | ATC | 2032 | AEP-KPCO | 145.1743 | 145.1743 | 0 | 7.9176 | 7.9176 | 0 | 0.014 | 2032 |  |  |  | REF | 0 | 0 | Real 2021 ¦ 12/22/2022 3:42:52 PM | Area 1001 Gas CCS 2028
17765 | Area 1001 Gas CCS 2028 | SO2 | ATC | 2032 | AEP-KPCO | 53.4034 | 53.4034 | 0 | 0.18117 | 0.18117 | 0 | 0.00515 | 2032 |  |  |  | REF | 0 | 0 | Real 2021 ¦ 12/22/2022 3:42:52 PM | Area 1001 Gas CCS 2028
17766 | Area 1001 Gas CCS 2029 | CO2 | ATC | 2032 | AEP-KPCO | 120094.2656 | 120094.2656 | 0 | -77630.5078 | -77630.5078 | 0 | 11.7 | 2032 |  |  |  | REF | 0 | 0 | Real 2021 ¦ 12/22/2022 3:42:52 PM | Area 1001 Gas CCS 2029
17767 | Area 1001 Gas CCS 2029 | NOX | ATC | 2032 | AEP-KPCO | 143.7025 | 143.7025 | 0 | 7.8373 | 7.8373 | 0 | 0.014 | 2032 |  |  |  | REF | 0 | 0 | Real 2021 ¦ 12/22/2022 3:42:52 PM | Area 1001 Gas CCS 2029
17768 | Area 1001 Gas CCS 2029 | SO2 | ATC | 2032 | AEP-KPCO | 52.862 | 52.862 | 0 | 0.17934 | 0.17934 | 0 | 0.00515 | 2032 |  |  |  | REF | 0 | 0 | Real 2021 ¦ 12/22/2022 3:42:52 PM | Area 1001 Gas CCS 2029
17769 | Area 1001 Gas CCS 2030 | CO2 | ATC | 2032 | AEP-KPCO | 118881.8984 | 118881.8984 | 0 | -76846.8203 | -76846.8203 | 0 | 11.7 | 2032 |  |  |  | REF | 0 | 0 | Real 2021 ¦ 12/22/2022 3:42:52 PM | Area 1001 Gas CCS 2030
17770 | Area 1001 Gas CCS 2030 | NOX | ATC | 2032 | AEP-KPCO | 142.2518 | 142.2518 | 0 | 7.7582 | 7.7582 | 0 | 0.014 | 2032 |  |  |  | REF | 0 | 0 | Real 2021 ¦ 12/22/2022 3:42:52 PM | Area 1001 Gas CCS 2030
17771 | Area 1001 Gas CCS 2030 | SO2 | ATC | 2032 | AEP-KPCO | 52.3284 | 52.3284 | 0 | 0.17753 | 0.17753 | 0 | 0.00515 | 2032 |  |  |  | REF | 0 | 0 | Real 2021 ¦ 12/22/2022 3:42:52 PM | Area 1001 Gas CCS 2030
17772 | Area 1001 Gas CCS 2031 | CO2 | ATC | 2032 | AEP-KPCO | 117651.9688 | 117651.9688 | 0 | -76051.7734 | -76051.7734 | 0 | 11.7 | 2032 |  |  |  | REF | 0 | 0 | Real 2021 ¦ 12/22/2022 3:42:52 PM | Area 1001 Gas CCS 2031
17773 | Area 1001 Gas CCS 2031 | NOX | ATC | 2032 | AEP-KPCO | 140.7801 | 140.7801 | 0 | 7.678 | 7.678 | 0 | 0.014 | 2032 |  |  |  | REF | 0 | 0 | Real 2021 ¦ 12/22/2022 3:42:52 PM | Area 1001 Gas CCS 2031
17774 | Area 1001 Gas CCS 2031 | SO2 | ATC | 2032 | AEP-KPCO | 51.787 | 51.787 | 0 | 0.17569 | 0.17569 | 0 | 0.00515 | 2032 |  |  |  | REF | 0 | 0 | Real 2021 ¦ 12/22/2022 3:42:52 PM | Area 1001 Gas CCS 2031
17775 | Area 1001 Gas CCS 2032 | CO2 | ATC | 2032 | AEP-KPCO | 116263.8984 | 116263.8984 | 0 | -75154.5078 | -75154.5078 | 0 | 11.7 | 2032 |  |  |  | REF | 0 | 0 | Real 2021 ¦ 12/22/2022 3:42:52 PM | Area 1001 Gas CCS 2032
17776 | Area 1001 Gas CCS 2032 | NOX | ATC | 2032 | AEP-KPCO | 139.1192 | 139.1192 | 0 | 7.5874 | 7.5874 | 0 | 0.014 | 2032 |  |  |  | REF | 0 | 0 | Real 2021 ¦ 12/22/2022 3:42:52 PM | Area 1001 Gas CCS 2032
17777 | Area 1001 Gas CCS 2032 | SO2 | ATC | 2032 | AEP-KPCO | 51.176 | 51.176 | 0 | 0.17362 | 0.17362 | 0 | 0.00515 | 2032 |  |  |  | REF | 0 | 0 | Real 2021 ¦ 12/22/2022 3:42:52 PM | Area 1001 Gas CCS 2032
17778 | Area 1001 Gas CCS 2033 | CO2 | ATC | 2032 | AEP-KPCO | 0 | 0 | 0 | 0 | 0 | 0 | 11.7 | 2032 |  |  |  | REF | 0 | 0 | Real 2021 ¦ 12/22/2022 3:42:52 PM | Area 1001 Gas CCS 2033
17779 | Area 1001 Gas CCS 2033 | NOX | ATC | 2032 | AEP-KPCO | 0 | 0 | 0 | 0 | 0 | 0 | 0.014 | 2032 |  |  |  | REF | 0 | 0 | Real 2021 ¦ 12/22/2022 3:42:52 PM | Area 1001 Gas CCS 2033
17780 | Area 1001 Gas CCS 2033 | SO2 | ATC | 2032 | AEP-KPCO | 0 | 0 | 0 | 0 | 0 | 0 | 0.00515 | 2032 |  |  |  | REF | 0 | 0 | Real 2021 ¦ 12/22/2022 3:42:52 PM | Area 1001 Gas CCS 2033
17781 | Area 1001 Gas CCS 2034 | CO2 | ATC | 2032 | AEP-KPCO | 0 | 0 | 0 | 0 | 0 | 0 | 11.7 | 2032 |  |  |  | REF | 0 | 0 | Real 2021 ¦ 12/22/2022 3:42:52 PM | Area 1001 Gas CCS 2034
17782 | Area 1001 Gas CCS 2034 | NOX | ATC | 2032 | AEP-KPCO | 0 | 0 | 0 | 0 | 0 | 0 | 0.014 | 2032 |  |  |  | REF | 0 | 0 | Real 2021 ¦ 12/22/2022 3:42:52 PM | Area 1001 Gas CCS 2034
17783 | Area 1001 Gas CCS 2034 | SO2 | ATC | 2032 | AEP-KPCO | 0 | 0 | 0 | 0 | 0 | 0 | 0.00515 | 2032 |  |  |  | REF | 0 | 0 | Real 2021 ¦ 12/22/2022 3:42:52 PM | Area 1001 Gas CCS 2034
17784 | Area 1001 Gas CCS 2035 | CO2 | ATC | 2032 | AEP-KPCO | 0 | 0 | 0 | 0 | 0 | 0 | 11.7 | 2032 |  |  |  | REF | 0 | 0 | Real 2021 ¦ 12/22/2022 3:42:52 PM | Area 1001 Gas CCS 2035
17785 | Area 1001 Gas CCS 2035 | NOX | ATC | 2032 | AEP-KPCO | 0 | 0 | 0 | 0 | 0 | 0 | 0.014 | 2032 |  |  |  | REF | 0 | 0 | Real 2021 ¦ 12/22/2022 3:42:52 PM | Area 1001 Gas CCS 2035
17786 | Area 1001 Gas CCS 2035 | SO2 | ATC | 2032 | AEP-KPCO | 0 | 0 | 0 | 0 | 0 | 0 | 0.00515 | 2032 |  |  |  | REF | 0 | 0 | Real 2021 ¦ 12/22/2022 3:42:52 PM | Area 1001 Gas CCS 2035
17787 | Area 1001 Gas CCS 2036 | CO2 | ATC | 2032 | AEP-KPCO | 0 | 0 | 0 | 0 | 0 | 0 | 11.7 | 2032 |  |  |  | REF | 0 | 0 | Real 2021 ¦ 12/22/2022 3:42:52 PM | Area 1001 Gas CCS 2036
17788 | Area 1001 Gas CCS 2036 | NOX | ATC | 2032 | AEP-KPCO | 0 | 0 | 0 | 0 | 0 | 0 | 0.014 | 2032 |  |  |  | REF | 0 | 0 | Real 2021 ¦ 12/22/2022 3:42:52 PM | Area 1001 Gas CCS 2036
17789 | Area 1001 Gas CCS 2036 | SO2 | ATC | 2032 | AEP-KPCO | 0 | 0 | 0 | 0 | 0 | 0 | 0.00515 | 2032 |  |  |  | REF | 0 | 0 | Real 2021 ¦ 12/22/2022 3:42:52 PM | Area 1001 Gas CCS 2036
17790 | Area 1001 Gas CCS 2037 | CO2 | ATC | 2032 | AEP-KPCO | 0 | 0 | 0 | 0 | 0 | 0 | 11.7 | 2032 |  |  |  | REF | 0 | 0 | Real 2021 ¦ 12/22/2022 3:42:52 PM | Area 1001 Gas CCS 2037
17791 | Area 1001 Gas CCS 2037 | NOX | ATC | 2032 | AEP-KPCO | 0 | 0 | 0 | 0 | 0 | 0 | 0.014 | 2032 |  |  |  | REF | 0 | 0 | Real 2021 ¦ 12/22/2022 3:42:52 PM | Area 1001 Gas CCS 2037
17792 | Area 1001 Gas CCS 2037 | SO2 | ATC | 2032 | AEP-KPCO | 0 | 0 | 0 | 0 | 0 | 0 | 0.00515 | 2032 |  |  |  | REF | 0 | 0 | Real 2021 ¦ 12/22/2022 3:42:52 PM | Area 1001 Gas CCS 2037
17793 | Area 1001 Gas CCS 2038 | CO2 | ATC | 2032 | AEP-KPCO | 0 | 0 | 0 | 0 | 0 | 0 | 11.7 | 2032 |  |  |  | REF | 0 | 0 | Real 2021 ¦ 12/22/2022 3:42:52 PM | Area 1001 Gas CCS 2038
17794 | Area 1001 Gas CCS 2038 | NOX | ATC | 2032 | AEP-KPCO | 0 | 0 | 0 | 0 | 0 | 0 | 0.014 | 2032 |  |  |  | REF | 0 | 0 | Real 2021 ¦ 12/22/2022 3:42:52 PM | Area 1001 Gas CCS 2038
17795 | Area 1001 Gas CCS 2038 | SO2 | ATC | 2032 | AEP-KPCO | 0 | 0 | 0 | 0 | 0 | 0 | 0.00515 | 2032 |  |  |  | REF | 0 | 0 | Real 2021 ¦ 12/22/2022 3:42:52 PM | Area 1001 Gas CCS 2038
17796 | Area 1001 Gas CCS 2039 | CO2 | ATC | 2032 | AEP-KPCO | 0 | 0 | 0 | 0 | 0 | 0 | 11.7 | 2032 |  |  |  | REF | 0 | 0 | Real 2021 ¦ 12/22/2022 3:42:52 PM | Area 1001 Gas CCS 2039
17797 | Area 1001 Gas CCS 2039 | NOX | ATC | 2032 | AEP-KPCO | 0 | 0 | 0 | 0 | 0 | 0 | 0.014 | 2032 |  |  |  | REF | 0 | 0 | Real 2021 ¦ 12/22/2022 3:42:52 PM | Area 1001 Gas CCS 2039
17798 | Area 1001 Gas CCS 2039 | SO2 | ATC | 2032 | AEP-KPCO | 0 | 0 | 0 | 0 | 0 | 0 | 0.00515 | 2032 |  |  |  | REF | 0 | 0 | Real 2021 ¦ 12/22/2022 3:42:52 PM | Area 1001 Gas CCS 2039
17799 | Area 1001 Gas CCS 2040 | CO2 | ATC | 2032 | AEP-KPCO | 0 | 0 | 0 | 0 | 0 | 0 | 11.7 | 2032 |  |  |  | REF | 0 | 0 | Real 2021 ¦ 12/22/2022 3:42:52 PM | Area 1001 Gas CCS 2040
17800 | Area 1001 Gas CCS 2040 | NOX | ATC | 2032 | AEP-KPCO | 0 | 0 | 0 | 0 | 0 | 0 | 0.014 | 2032 |  |  |  | REF | 0 | 0 | Real 2021 ¦ 12/22/2022 3:42:52 PM | Area 1001 Gas CCS 2040
17801 | Area 1001 Gas CCS 2040 | SO2 | ATC | 2032 | AEP-KPCO | 0 | 0 | 0 | 0 | 0 | 0 | 0.00515 | 2032 |  |  |  | REF | 0 | 0 | Real 2021 ¦ 12/22/2022 3:42:52 PM | Area 1001 Gas CCS 2040
17802 | Area 1001 Gas CCS 2041 | CO2 | ATC | 2032 | AEP-KPCO | 0 | 0 | 0 | 0 | 0 | 0 | 11.7 | 2032 |  |  |  | REF | 0 | 0 | Real 2021 ¦ 12/22/2022 3:42:52 PM | Area 1001 Gas CCS 2041
17803 | Area 1001 Gas CCS 2041 | NOX | ATC | 2032 | AEP-KPCO | 0 | 0 | 0 | 0 | 0 | 0 | 0.014 | 2032 |  |  |  | REF | 0 | 0 | Real 2021 ¦ 12/22/2022 3:42:52 PM | Area 1001 Gas CCS 2041
17804 | Area 1001 Gas CCS 2041 | SO2 | ATC | 2032 | AEP-KPCO | 0 | 0 | 0 | 0 | 0 | 0 | 0.00515 | 2032 |  |  |  | REF | 0 | 0 | Real 2021 ¦ 12/22/2022 3:42:52 PM | Area 1001 Gas CCS 2041
17805 | Area 1001 Gas CCS 2042 | CO2 | ATC | 2032 | AEP-KPCO | 0 | 0 | 0 | 0 | 0 | 0 | 11.7 | 2032 |  |  |  | REF | 0 | 0 | Real 2021 ¦ 12/22/2022 3:42:52 PM | Area 1001 Gas CCS 2042
17806 | Area 1001 Gas CCS 2042 | NOX | ATC | 2032 | AEP-KPCO | 0 | 0 | 0 | 0 | 0 | 0 | 0.014 | 2032 |  |  |  | REF | 0 | 0 | Real 2021 ¦ 12/22/2022 3:42:52 PM | Area 1001 Gas CCS 2042
17807 | Area 1001 Gas CCS 2042 | SO2 | ATC | 2032 | AEP-KPCO | 0 | 0 | 0 | 0 | 0 | 0 | 0.00515 | 2032 |  |  |  | REF | 0 | 0 | Real 2021 ¦ 12/22/2022 3:42:52 PM | Area 1001 Gas CCS 2042
17808 | Area 1001 Gas CCS 2043 | CO2 | ATC | 2032 | AEP-KPCO | 0 | 0 | 0 | 0 | 0 | 0 | 11.7 | 2032 |  |  |  | REF | 0 | 0 | Real 2021 ¦ 12/22/2022 3:42:52 PM | Area 1001 Gas CCS 2043
17809 | Area 1001 Gas CCS 2043 | NOX | ATC | 2032 | AEP-KPCO | 0 | 0 | 0 | 0 | 0 | 0 | 0.014 | 2032 |  |  |  | REF | 0 | 0 | Real 2021 ¦ 12/22/2022 3:42:52 PM | Area 1001 Gas CCS 2043
17810 | Area 1001 Gas CCS 2043 | SO2 | ATC | 2032 | AEP-KPCO | 0 | 0 | 0 | 0 | 0 | 0 | 0.00515 | 2032 |  |  |  | REF | 0 | 0 | Real 2021 ¦ 12/22/2022 3:42:52 PM | Area 1001 Gas CCS 2043
17811 | Area 1001 Coal CCS 2025 | CO2 | ATC | 2032 | AEP-KPCO | 679468 | 679468 | 0 | -439217.0312 | -439217.0312 | 0 | 20.57 | 2032 |  |  |  | REF | 0 | 0 | Real 2021 ¦ 12/22/2022 3:42:52 PM | Area 1001 Coal CCS 2025
17812 | Area 1001 Coal CCS 2025 | NOX | ATC | 2032 | AEP-KPCO | 241.1335 | 241.1335 | 0 | 13.332 | 13.332 | 0 | 0.0073 | 2032 |  |  |  | REF | 0 | 0 | Real 2021 ¦ 12/22/2022 3:42:52 PM | Area 1001 Coal CCS 2025
17813 | Area 1001 Coal CCS 2025 | SO2 | ATC | 2032 | AEP-KPCO | 14104.6582 | 14104.6582 | 0 | 47.8511 | 47.8511 | 0 | 0.427 | 2032 |  |  |  | REF | 0 | 0 | Real 2021 ¦ 12/22/2022 3:42:52 PM | Area 1001 Coal CCS 2025
17814 | Area 1001 Coal CCS 2026 | CO2 | ATC | 2032 | AEP-KPCO | 671916.5 | 671916.5 | 0 | -434335.6562 | -434335.6562 | 0 | 20.57 | 2032 |  |  |  | REF | 0 | 0 | Real 2021 ¦ 12/22/2022 3:42:52 PM | Area 1001 Coal CCS 2026
17815 | Area 1001 Coal CCS 2026 | NOX | ATC | 2032 | AEP-KPCO | 238.4536 | 238.4536 | 0 | 13.1839 | 13.1839 | 0 | 0.0073 | 2032 |  |  |  | REF | 0 | 0 | Real 2021 ¦ 12/22/2022 3:42:52 PM | Area 1001 Coal CCS 2026
17816 | Area 1001 Coal CCS 2026 | SO2 | ATC | 2032 | AEP-KPCO | 13947.9023 | 13947.9023 | 0 | 47.3192 | 47.3192 | 0 | 0.427 | 2032 |  |  |  | REF | 0 | 0 | Real 2021 ¦ 12/22/2022 3:42:52 PM | Area 1001 Coal CCS 2026
17817 | Area 1001 Coal CCS 2027 | CO2 | ATC | 2032 | AEP-KPCO | 663767.5 | 663767.5 | 0 | -429068 | -429068 | 0 | 20.57 | 2032 |  |  |  | REF | 0 | 0 | Real 2021 ¦ 12/22/2022 3:42:52 PM | Area 1001 Coal CCS 2027
17818 | Area 1001 Coal CCS 2027 | NOX | ATC | 2032 | AEP-KPCO | 235.5616 | 235.5616 | 0 | 13.024 | 13.024 | 0 | 0.0073 | 2032 |  |  |  | REF | 0 | 0 | Real 2021 ¦ 12/22/2022 3:42:52 PM | Area 1001 Coal CCS 2027
17819 | Area 1001 Coal CCS 2027 | SO2 | ATC | 2032 | AEP-KPCO | 13778.7412 | 13778.7412 | 0 | 46.7454 | 46.7454 | 0 | 0.427 | 2032 |  |  |  | REF | 0 | 0 | Real 2021 ¦ 12/22/2022 3:42:52 PM | Area 1001 Coal CCS 2027
17820 | Area 1001 Coal CCS 2028 | CO2 | ATC | 2032 | AEP-KPCO | 655618.4375 | 655618.4375 | 0 | -423800.3438 | -423800.3438 | 0 | 20.57 | 2032 |  |  |  | REF | 0 | 0 | Real 2021 ¦ 12/22/2022 3:42:52 PM | Area 1001 Coal CCS 2028
17821 | Area 1001 Coal CCS 2028 | NOX | ATC | 2032 | AEP-KPCO | 232.6696 | 232.6696 | 0 | 12.8641 | 12.8641 | 0 | 0.0073 | 2032 |  |  |  | REF | 0 | 0 | Real 2021 ¦ 12/22/2022 3:42:52 PM | Area 1001 Coal CCS 2028
17822 | Area 1001 Coal CCS 2028 | SO2 | ATC | 2032 | AEP-KPCO | 13609.5801 | 13609.5801 | 0 | 46.1715 | 46.1715 | 0 | 0.427 | 2032 |  |  |  | REF | 0 | 0 | Real 2021 ¦ 12/22/2022 3:42:52 PM | Area 1001 Coal CCS 2028
17823 | Area 1001 Coal CCS 2029 | CO2 | ATC | 2032 | AEP-KPCO | 648121.3125 | 648121.3125 | 0 | -418954.125 | -418954.125 | 0 | 20.57 | 2032 |  |  |  | REF | 0 | 0 | Real 2021 ¦ 12/22/2022 3:42:52 PM | Area 1001 Coal CCS 2029
17824 | Area 1001 Coal CCS 2029 | NOX | ATC | 2032 | AEP-KPCO | 230.009 | 230.009 | 0 | 12.717 | 12.717 | 0 | 0.0073 | 2032 |  |  |  | REF | 0 | 0 | Real 2021 ¦ 12/22/2022 3:42:52 PM | Area 1001 Coal CCS 2029
17825 | Area 1001 Coal CCS 2029 | SO2 | ATC | 2032 | AEP-KPCO | 13453.9521 | 13453.9521 | 0 | 45.6435 | 45.6435 | 0 | 0.427 | 2032 |  |  |  | REF | 0 | 0 | Real 2021 ¦ 12/22/2022 3:42:52 PM | Area 1001 Coal CCS 2029
17826 | Area 1001 Coal CCS 2030 | CO2 | ATC | 2032 | AEP-KPCO | 639917.9375 | 639917.9375 | 0 | -413651.3438 | -413651.3438 | 0 | 20.57 | 2032 |  |  |  | REF | 0 | 0 | Real 2021 ¦ 12/22/2022 3:42:52 PM | Area 1001 Coal CCS 2030
17827 | Area 1001 Coal CCS 2030 | NOX | ATC | 2032 | AEP-KPCO | 227.0977 | 227.0977 | 0 | 12.556 | 12.556 | 0 | 0.0073 | 2032 |  |  |  | REF | 0 | 0 | Real 2021 ¦ 12/22/2022 3:42:52 PM | Area 1001 Coal CCS 2030
17828 | Area 1001 Coal CCS 2030 | SO2 | ATC | 2032 | AEP-KPCO | 13283.6631 | 13283.6631 | 0 | 45.0658 | 45.0658 | 0 | 0.427 | 2032 |  |  |  | REF | 0 | 0 | Real 2021 ¦ 12/22/2022 3:42:52 PM | Area 1001 Coal CCS 2030
17829 | Area 1001 Coal CCS 2031 | CO2 | ATC | 2032 | AEP-KPCO | 631768.875 | 631768.875 | 0 | -408383.6875 | -408383.6875 | 0 | 20.57 | 2032 |  |  |  | REF | 0 | 0 | Real 2021 ¦ 12/22/2022 3:42:52 PM | Area 1001 Coal CCS 2031
17830 | Area 1001 Coal CCS 2031 | NOX | ATC | 2032 | AEP-KPCO | 224.2058 | 224.2058 | 0 | 12.3961 | 12.3961 | 0 | 0.0073 | 2032 |  |  |  | REF | 0 | 0 | Real 2021 ¦ 12/22/2022 3:42:52 PM | Area 1001 Coal CCS 2031
17831 | Area 1001 Coal CCS 2031 | SO2 | ATC | 2032 | AEP-KPCO | 13114.502 | 13114.502 | 0 | 44.4919 | 44.4919 | 0 | 0.427 | 2032 |  |  |  | REF | 0 | 0 | Real 2021 ¦ 12/22/2022 3:42:52 PM | Area 1001 Coal CCS 2031
17832 | Area 1001 Coal CCS 2032 | CO2 | ATC | 2032 | AEP-KPCO | 623619.8125 | 623619.8125 | 0 | -403116.0312 | -403116.0312 | 0 | 20.57 | 2032 |  |  |  | REF | 0 | 0 | Real 2021 ¦ 12/22/2022 3:42:52 PM | Area 1001 Coal CCS 2032
17833 | Area 1001 Coal CCS 2032 | NOX | ATC | 2032 | AEP-KPCO | 221.3138 | 221.3138 | 0 | 12.2362 | 12.2362 | 0 | 0.0073 | 2032 |  |  |  | REF | 0 | 0 | Real 2021 ¦ 12/22/2022 3:42:52 PM | Area 1001 Coal CCS 2032
17834 | Area 1001 Coal CCS 2032 | SO2 | ATC | 2032 | AEP-KPCO | 12945.3408 | 12945.3408 | 0 | 43.918 | 43.918 | 0 | 0.427 | 2032 |  |  |  | REF | 0 | 0 | Real 2021 ¦ 12/22/2022 3:42:52 PM | Area 1001 Coal CCS 2032
17835 | Area 1001 Coal CCS 2033 | CO2 | ATC | 2032 | AEP-KPCO | 0 | 0 | 0 | 0 | 0 | 0 | 20.57 | 2032 |  |  |  | REF | 0 | 0 | Real 2021 ¦ 12/22/2022 3:42:52 PM | Area 1001 Coal CCS 2033
17836 | Area 1001 Coal CCS 2033 | NOX | ATC | 2032 | AEP-KPCO | 0 | 0 | 0 | 0 | 0 | 0 | 0.0073 | 2032 |  |  |  | REF | 0 | 0 | Real 2021 ¦ 12/22/2022 3:42:52 PM | Area 1001 Coal CCS 2033
17837 | Area 1001 Coal CCS 2033 | SO2 | ATC | 2032 | AEP-KPCO | 0 | 0 | 0 | 0 | 0 | 0 | 0.427 | 2032 |  |  |  | REF | 0 | 0 | Real 2021 ¦ 12/22/2022 3:42:52 PM | Area 1001 Coal CCS 2033
17838 | Area 1001 Coal CCS 2034 | CO2 | ATC | 2032 | AEP-KPCO | 0 | 0 | 0 | 0 | 0 | 0 | 20.57 | 2032 |  |  |  | REF | 0 | 0 | Real 2021 ¦ 12/22/2022 3:42:52 PM | Area 1001 Coal CCS 2034
17839 | Area 1001 Coal CCS 2034 | NOX | ATC | 2032 | AEP-KPCO | 0 | 0 | 0 | 0 | 0 | 0 | 0.0073 | 2032 |  |  |  | REF | 0 | 0 | Real 2021 ¦ 12/22/2022 3:42:52 PM | Area 1001 Coal CCS 2034
17840 | Area 1001 Coal CCS 2034 | SO2 | ATC | 2032 | AEP-KPCO | 0 | 0 | 0 | 0 | 0 | 0 | 0.427 | 2032 |  |  |  | REF | 0 | 0 | Real 2021 ¦ 12/22/2022 3:42:52 PM | Area 1001 Coal CCS 2034
17841 | Area 1001 Coal CCS 2035 | CO2 | ATC | 2032 | AEP-KPCO | 0 | 0 | 0 | 0 | 0 | 0 | 20.57 | 2032 |  |  |  | REF | 0 | 0 | Real 2021 ¦ 12/22/2022 3:42:52 PM | Area 1001 Coal CCS 2035
17842 | Area 1001 Coal CCS 2035 | NOX | ATC | 2032 | AEP-KPCO | 0 | 0 | 0 | 0 | 0 | 0 | 0.0073 | 2032 |  |  |  | REF | 0 | 0 | Real 2021 ¦ 12/22/2022 3:42:52 PM | Area 1001 Coal CCS 2035
17843 | Area 1001 Coal CCS 2035 | SO2 | ATC | 2032 | AEP-KPCO | 0 | 0 | 0 | 0 | 0 | 0 | 0.427 | 2032 |  |  |  | REF | 0 | 0 | Real 2021 ¦ 12/22/2022 3:42:52 PM | Area 1001 Coal CCS 2035
17844 | Area 1001 Coal CCS 2036 | CO2 | ATC | 2032 | AEP-KPCO | 0 | 0 | 0 | 0 | 0 | 0 | 20.57 | 2032 |  |  |  | REF | 0 | 0 | Real 2021 ¦ 12/22/2022 3:42:52 PM | Area 1001 Coal CCS 2036
17845 | Area 1001 Coal CCS 2036 | NOX | ATC | 2032 | AEP-KPCO | 0 | 0 | 0 | 0 | 0 | 0 | 0.0073 | 2032 |  |  |  | REF | 0 | 0 | Real 2021 ¦ 12/22/2022 3:42:52 PM | Area 1001 Coal CCS 2036
17846 | Area 1001 Coal CCS 2036 | SO2 | ATC | 2032 | AEP-KPCO | 0 | 0 | 0 | 0 | 0 | 0 | 0.427 | 2032 |  |  |  | REF | 0 | 0 | Real 2021 ¦ 12/22/2022 3:42:52 PM | Area 1001 Coal CCS 2036
17847 | Area 1001 Coal CCS 2037 | CO2 | ATC | 2032 | AEP-KPCO | 0 | 0 | 0 | 0 | 0 | 0 | 20.57 | 2032 |  |  |  | REF | 0 | 0 | Real 2021 ¦ 12/22/2022 3:42:52 PM | Area 1001 Coal CCS 2037
17848 | Area 1001 Coal CCS 2037 | NOX | ATC | 2032 | AEP-KPCO | 0 | 0 | 0 | 0 | 0 | 0 | 0.0073 | 2032 |  |  |  | REF | 0 | 0 | Real 2021 ¦ 12/22/2022 3:42:52 PM | Area 1001 Coal CCS 2037
17849 | Area 1001 Coal CCS 2037 | SO2 | ATC | 2032 | AEP-KPCO | 0 | 0 | 0 | 0 | 0 | 0 | 0.427 | 2032 |  |  |  | REF | 0 | 0 | Real 2021 ¦ 12/22/2022 3:42:52 PM | Area 1001 Coal CCS 2037
17850 | Area 1001 Coal CCS 2038 | CO2 | ATC | 2032 | AEP-KPCO | 0 | 0 | 0 | 0 | 0 | 0 | 20.57 | 2032 |  |  |  | REF | 0 | 0 | Real 2021 ¦ 12/22/2022 3:42:52 PM | Area 1001 Coal CCS 2038
17851 | Area 1001 Coal CCS 2038 | NOX | ATC | 2032 | AEP-KPCO | 0 | 0 | 0 | 0 | 0 | 0 | 0.0073 | 2032 |  |  |  | REF | 0 | 0 | Real 2021 ¦ 12/22/2022 3:42:52 PM | Area 1001 Coal CCS 2038
17852 | Area 1001 Coal CCS 2038 | SO2 | ATC | 2032 | AEP-KPCO | 0 | 0 | 0 | 0 | 0 | 0 | 0.427 | 2032 |  |  |  | REF | 0 | 0 | Real 2021 ¦ 12/22/2022 3:42:52 PM | Area 1001 Coal CCS 2038
17853 | Area 1001 Coal CCS 2039 | CO2 | ATC | 2032 | AEP-KPCO | 0 | 0 | 0 | 0 | 0 | 0 | 20.57 | 2032 |  |  |  | REF | 0 | 0 | Real 2021 ¦ 12/22/2022 3:42:52 PM | Area 1001 Coal CCS 2039
17854 | Area 1001 Coal CCS 2039 | NOX | ATC | 2032 | AEP-KPCO | 0 | 0 | 0 | 0 | 0 | 0 | 0.0073 | 2032 |  |  |  | REF | 0 | 0 | Real 2021 ¦ 12/22/2022 3:42:52 PM | Area 1001 Coal CCS 2039
17855 | Area 1001 Coal CCS 2039 | SO2 | ATC | 2032 | AEP-KPCO | 0 | 0 | 0 | 0 | 0 | 0 | 0.427 | 2032 |  |  |  | REF | 0 | 0 | Real 2021 ¦ 12/22/2022 3:42:52 PM | Area 1001 Coal CCS 2039
17856 | Area 1001 Coal CCS 2040 | CO2 | ATC | 2032 | AEP-KPCO | 0 | 0 | 0 | 0 | 0 | 0 | 20.57 | 2032 |  |  |  | REF | 0 | 0 | Real 2021 ¦ 12/22/2022 3:42:52 PM | Area 1001 Coal CCS 2040
17857 | Area 1001 Coal CCS 2040 | NOX | ATC | 2032 | AEP-KPCO | 0 | 0 | 0 | 0 | 0 | 0 | 0.0073 | 2032 |  |  |  | REF | 0 | 0 | Real 2021 ¦ 12/22/2022 3:42:52 PM | Area 1001 Coal CCS 2040
17858 | Area 1001 Coal CCS 2040 | SO2 | ATC | 2032 | AEP-KPCO | 0 | 0 | 0 | 0 | 0 | 0 | 0.427 | 2032 |  |  |  | REF | 0 | 0 | Real 2021 ¦ 12/22/2022 3:42:52 PM | Area 1001 Coal CCS 2040
17859 | Area 1001 Coal CCS 2041 | CO2 | ATC | 2032 | AEP-KPCO | 0 | 0 | 0 | 0 | 0 | 0 | 20.57 | 2032 |  |  |  | REF | 0 | 0 | Real 2021 ¦ 12/22/2022 3:42:52 PM | Area 1001 Coal CCS 2041
17860 | Area 1001 Coal CCS 2041 | NOX | ATC | 2032 | AEP-KPCO | 0 | 0 | 0 | 0 | 0 | 0 | 0.0073 | 2032 |  |  |  | REF | 0 | 0 | Real 2021 ¦ 12/22/2022 3:42:52 PM | Area 1001 Coal CCS 2041
17861 | Area 1001 Coal CCS 2041 | SO2 | ATC | 2032 | AEP-KPCO | 0 | 0 | 0 | 0 | 0 | 0 | 0.427 | 2032 |  |  |  | REF | 0 | 0 | Real 2021 ¦ 12/22/2022 3:42:52 PM | Area 1001 Coal CCS 2041
17862 | Area 1001 Coal CCS 2042 | CO2 | ATC | 2032 | AEP-KPCO | 0 | 0 | 0 | 0 | 0 | 0 | 20.57 | 2032 |  |  |  | REF | 0 | 0 | Real 2021 ¦ 12/22/2022 3:42:52 PM | Area 1001 Coal CCS 2042
17863 | Area 1001 Coal CCS 2042 | NOX | ATC | 2032 | AEP-KPCO | 0 | 0 | 0 | 0 | 0 | 0 | 0.0073 | 2032 |  |  |  | REF | 0 | 0 | Real 2021 ¦ 12/22/2022 3:42:52 PM | Area 1001 Coal CCS 2042
17864 | Area 1001 Coal CCS 2042 | SO2 | ATC | 2032 | AEP-KPCO | 0 | 0 | 0 | 0 | 0 | 0 | 0.427 | 2032 |  |  |  | REF | 0 | 0 | Real 2021 ¦ 12/22/2022 3:42:52 PM | Area 1001 Coal CCS 2042
17865 | Area 1001 Coal CCS 2043 | CO2 | ATC | 2032 | AEP-KPCO | 0 | 0 | 0 | 0 | 0 | 0 | 20.57 | 2032 |  |  |  | REF | 0 | 0 | Real 2021 ¦ 12/22/2022 3:42:52 PM | Area 1001 Coal CCS 2043
17866 | Area 1001 Coal CCS 2043 | NOX | ATC | 2032 | AEP-KPCO | 0 | 0 | 0 | 0 | 0 | 0 | 0.0073 | 2032 |  |  |  | REF | 0 | 0 | Real 2021 ¦ 12/22/2022 3:42:52 PM | Area 1001 Coal CCS 2043
17867 | Area 1001 Coal CCS 2043 | SO2 | ATC | 2032 | AEP-KPCO | 0 | 0 | 0 | 0 | 0 | 0 | 0.427 | 2032 |  |  |  | REF | 0 | 0 | Real 2021 ¦ 12/22/2022 3:42:52 PM | Area 1001 Coal CCS 2043
17868 | Big Sandy #1_Ext Gas | CO2 | ATC | 2032 | AEP-KPCO | 270026.4688 | 270026.4688 | 0 | 3138.5232 | 3138.5232 | 0 | 117 | 2032 |  |  |  | REF | 0 | 0 | Real 2021 ¦ 12/22/2022 3:42:52 PM | Big Sandy #1_Ext Gas
17869 | Big Sandy #1_Ext Gas | NOX | ATC | 2032 | AEP-KPCO | 323.1086 | 323.1086 | 0 | 9.2755 | 9.2755 | 0 | 0.14 | 2032 |  |  |  | REF | 0 | 0 | Real 2021 ¦ 12/22/2022 3:42:52 PM | Big Sandy #1_Ext Gas
17870 | Big Sandy #1_Ext Gas | SO2 | ATC | 2032 | AEP-KPCO | 115.3959 | 115.3959 | 0 | 0.39149 | 0.39149 | 0 | 0.05 | 2032 |  |  |  | REF | 0 | 0 | Real 2021 ¦ 12/22/2022 3:42:52 PM | Big Sandy #1_Ext Gas
17871 | Big Sandy #1_Ext_NGCCS retrofit 2031 | CO2 | ATC | 2032 | AEP-KPCO | 151366.375 | 151366.375 | 0 | -97845.2109 | -97845.2109 | 0 | 11.7 | 2032 |  |  |  | REF | 0 | 0 | Real 2021 ¦ 12/22/2022 3:42:52 PM | Big Sandy #1_Ext_NGCCS retrofit 2032
17872 | Big Sandy #1_Ext_NGCCS retrofit 2031 | NOX | ATC | 2032 | AEP-KPCO | 181.1222 | 181.1222 | 0 | 9.8321 | 9.8321 | 0 | 0.014 | 2032 |  |  |  | REF | 0 | 0 | Real 2021 ¦ 12/22/2022 3:42:52 PM | Big Sandy #1_Ext_NGCCS retrofit 2032
17873 | Big Sandy #1_Ext_NGCCS retrofit 2031 | SO2 | ATC | 2032 | AEP-KPCO | 66.6271 | 66.6271 | 0 | 0.22604 | 0.22604 | 0 | 0.00515 | 2032 |  |  |  | REF | 0 | 0 | Real 2021 ¦ 12/22/2022 3:42:52 PM | Big Sandy #1_Ext_NGCCS retrofit 2032
17874 | Big Sandy #1_Ext Gas Capitalized | CO2 | ATC | 2032 | AEP-KPCO | 272847.1562 | 272847.1562 | 0 | 3171.3083 | 3171.3083 | 0 | 117 | 2032 |  |  |  | REF | 0 | 0 | Real 2021 ¦ 12/22/2022 3:42:52 PM | Big Sandy #1_Ext Gas Capitalized
17875 | Big Sandy #1_Ext Gas Capitalized | NOX | ATC | 2032 | AEP-KPCO | 326.4838 | 326.4838 | 0 | 9.4253 | 9.4253 | 0 | 0.14 | 2032 |  |  |  | REF | 0 | 0 | Real 2021 ¦ 12/22/2022 3:42:52 PM | Big Sandy #1_Ext Gas Capitalized
17876 | Big Sandy #1_Ext Gas Capitalized | SO2 | ATC | 2032 | AEP-KPCO | 116.6013 | 116.6013 | 0 | 0.39558 | 0.39558 | 0 | 0.05 | 2032 |  |  |  | REF | 0 | 0 | Real 2021 ¦ 12/22/2022 3:42:52 PM | Big Sandy #1_Ext Gas Capitalized
17877 | Big Sandy #1_Ext Gas FOM Capitalized | CO2 | ATC | 2032 | AEP-KPCO | 278393.6875 | 278393.6875 | 0 | 3235.7759 | 3235.7759 | 0 | 117 | 2032 |  |  |  | REF | 0 | 0 | Real 2021 ¦ 12/22/2022 3:42:52 PM | Big Sandy #1_Ext Gas FOM Capitalized
17878 | Big Sandy #1_Ext Gas FOM Capitalized | NOX | ATC | 2032 | AEP-KPCO | 333.1207 | 333.1207 | 0 | 9.4776 | 9.4776 | 0 | 0.14 | 2032 |  |  |  | REF | 0 | 0 | Real 2021 ¦ 12/22/2022 3:42:52 PM | Big Sandy #1_Ext Gas FOM Capitalized
17879 | Big Sandy #1_Ext Gas FOM Capitalized | SO2 | ATC | 2032 | AEP-KPCO | 118.9717 | 118.9717 | 0 | 0.40362 | 0.40362 | 0 | 0.05 | 2032 |  |  |  | REF | 0 | 0 | Real 2021 ¦ 12/22/2022 3:42:52 PM | Big Sandy #1_Ext Gas FOM Capitalized
19221 | Big Sandy #1 Gas | CO2 | ATC | 2033 | AEP-KPCO | 0 | 0 | 0 | 0 | 0 | 0 | 117 | 2033 |  |  |  | REF | 0 | 0 | Real 2021 ¦ 12/22/2022 3:42:52 PM | 13555
19222 | Big Sandy #1 Gas | NOX | ATC | 2033 | AEP-KPCO | 0 | 0 | 0 | 0 | 0 | 0 | 0.14 | 2033 |  |  |  | REF | 0 | 0 | Real 2021 ¦ 12/22/2022 3:42:52 PM | 13555
19223 | Big Sandy #1 Gas | SO2 | ATC | 2033 | AEP-KPCO | 0 | 0 | 0 | 0 | 0 | 0 | 0.05 | 2033 |  |  |  | REF | 0 | 0 | Real 2021 ¦ 12/22/2022 3:42:52 PM | 13555
19224 | Mitchell #1 (WV) | CO2 | ATC | 2033 | AEP-KPCO | 0 | 0 | 0 | 0 | 0 | 0 | 205.7 | 2033 |  |  |  | REF | 0 | 0 | Real 2021 ¦ 12/22/2022 3:42:52 PM | 3102
19225 | Mitchell #1 (WV) | NOX | ATC | 2033 | AEP-KPCO | 0 | 0 | 0 | 0 | 0 | 0 | 0.07 | 2033 |  |  |  | REF | 0 | 0 | Real 2021 ¦ 12/22/2022 3:42:52 PM | 3102
19226 | Mitchell #1 (WV) | SO2 | ATC | 2033 | AEP-KPCO | 0 | 0 | 0 | 0 | 0 | 0 | 4.27 | 2033 |  |  |  | REF | 0 | 0 | Real 2021 ¦ 12/22/2022 3:42:52 PM | 3102
19227 | Mitchell #2 (WV) | CO2 | ATC | 2033 | AEP-KPCO | 0 | 0 | 0 | 0 | 0 | 0 | 205.7 | 2033 |  |  |  | REF | 0 | 0 | Real 2021 ¦ 12/22/2022 3:42:52 PM | 3105
19228 | Mitchell #2 (WV) | NOX | ATC | 2033 | AEP-KPCO | 0 | 0 | 0 | 0 | 0 | 0 | 0.07 | 2033 |  |  |  | REF | 0 | 0 | Real 2021 ¦ 12/22/2022 3:42:52 PM | 3105
19229 | Mitchell #2 (WV) | SO2 | ATC | 2033 | AEP-KPCO | 0 | 0 | 0 | 0 | 0 | 0 | 4.27 | 2033 |  |  |  | REF | 0 | 0 | Real 2021 ¦ 12/22/2022 3:42:52 PM | 3105
19230 | Area 1001 Gas CC 2x1 2024 | CO2 | ATC | 2033 | AEP-KPCO | 2757442.5 | 2757442.5 | 0 | 32573.7891 | 32573.7891 | 0 | 122 | 2033 |  |  |  | REF | 0 | 0 | Real 2021 ¦ 12/22/2022 3:42:52 PM | Area 1001 Gas CC 2x1 2024
19231 | Area 1001 Gas CC 2x1 2024 | NOX | ATC | 2033 | AEP-KPCO | 12.6571 | 12.6571 | 0 | 0.68953 | 0.68953 | 0 | 0.00056 | 2033 |  |  |  | REF | 0 | 0 | Real 2021 ¦ 12/22/2022 3:42:52 PM | Area 1001 Gas CC 2x1 2024
19232 | Area 1001 Gas CC 2x1 2024 | SO2 | ATC | 2033 | AEP-KPCO | 169.9669 | 169.9669 | 0 | 0.58711 | 0.58711 | 0 | 0.00752 | 2033 |  |  |  | REF | 0 | 0 | Real 2021 ¦ 12/22/2022 3:42:52 PM | Area 1001 Gas CC 2x1 2024
19233 | Area 1001 Gas CC 2x1 2025 | CO2 | ATC | 2033 | AEP-KPCO | 2756734.5 | 2756734.5 | 0 | 32565.4258 | 32565.4258 | 0 | 122 | 2033 |  |  |  | REF | 0 | 0 | Real 2021 ¦ 12/22/2022 3:42:52 PM | Area 1001 Gas CC 2x1 2025
19234 | Area 1001 Gas CC 2x1 2025 | NOX | ATC | 2033 | AEP-KPCO | 12.6539 | 12.6539 | 0 | 0.68952 | 0.68952 | 0 | 0.00056 | 2033 |  |  |  | REF | 0 | 0 | Real 2021 ¦ 12/22/2022 3:42:52 PM | Area 1001 Gas CC 2x1 2025
19235 | Area 1001 Gas CC 2x1 2025 | SO2 | ATC | 2033 | AEP-KPCO | 169.9233 | 169.9233 | 0 | 0.58696 | 0.58696 | 0 | 0.00752 | 2033 |  |  |  | REF | 0 | 0 | Real 2021 ¦ 12/22/2022 3:42:52 PM | Area 1001 Gas CC 2x1 2025
19236 | Area 1001 Gas CC 2x1 2026 | CO2 | ATC | 2033 | AEP-KPCO | 2756734.5 | 2756734.5 | 0 | 32565.4258 | 32565.4258 | 0 | 122 | 2033 |  |  |  | REF | 0 | 0 | Real 2021 ¦ 12/22/2022 3:42:52 PM | Area 1001 Gas CC 2x1 2026
19237 | Area 1001 Gas CC 2x1 2026 | NOX | ATC | 2033 | AEP-KPCO | 12.6539 | 12.6539 | 0 | 0.68952 | 0.68952 | 0 | 0.00056 | 2033 |  |  |  | REF | 0 | 0 | Real 2021 ¦ 12/22/2022 3:42:52 PM | Area 1001 Gas CC 2x1 2026
19238 | Area 1001 Gas CC 2x1 2026 | SO2 | ATC | 2033 | AEP-KPCO | 169.9233 | 169.9233 | 0 | 0.58696 | 0.58696 | 0 | 0.00752 | 2033 |  |  |  | REF | 0 | 0 | Real 2021 ¦ 12/22/2022 3:42:52 PM | Area 1001 Gas CC 2x1 2026
19239 | Area 1001 Gas CC 2x1 2027 | CO2 | ATC | 2033 | AEP-KPCO | 2756734.5 | 2756734.5 | 0 | 32565.4258 | 32565.4258 | 0 | 122 | 2033 |  |  |  | REF | 0 | 0 | Real 2021 ¦ 12/22/2022 3:42:52 PM | Area 1001 Gas CC 2x1 2027
19240 | Area 1001 Gas CC 2x1 2027 | NOX | ATC | 2033 | AEP-KPCO | 12.6539 | 12.6539 | 0 | 0.68952 | 0.68952 | 0 | 0.00056 | 2033 |  |  |  | REF | 0 | 0 | Real 2021 ¦ 12/22/2022 3:42:52 PM | Area 1001 Gas CC 2x1 2027
19241 | Area 1001 Gas CC 2x1 2027 | SO2 | ATC | 2033 | AEP-KPCO | 169.9233 | 169.9233 | 0 | 0.58696 | 0.58696 | 0 | 0.00752 | 2033 |  |  |  | REF | 0 | 0 | Real 2021 ¦ 12/22/2022 3:42:52 PM | Area 1001 Gas CC 2x1 2027
19242 | Area 1001 Gas CC 2x1 2028 | CO2 | ATC | 2033 | AEP-KPCO | 2757126 | 2757126 | 0 | 32570.0508 | 32570.0508 | 0 | 122 | 2033 |  |  |  | REF | 0 | 0 | Real 2021 ¦ 12/22/2022 3:42:52 PM | Area 1001 Gas CC 2x1 2028
19243 | Area 1001 Gas CC 2x1 2028 | NOX | ATC | 2033 | AEP-KPCO | 12.6557 | 12.6557 | 0 | 0.68953 | 0.68953 | 0 | 0.00056 | 2033 |  |  |  | REF | 0 | 0 | Real 2021 ¦ 12/22/2022 3:42:52 PM | Area 1001 Gas CC 2x1 2028
19244 | Area 1001 Gas CC 2x1 2028 | SO2 | ATC | 2033 | AEP-KPCO | 169.9474 | 169.9474 | 0 | 0.58704 | 0.58704 | 0 | 0.00752 | 2033 |  |  |  | REF | 0 | 0 | Real 2021 ¦ 12/22/2022 3:42:52 PM | Area 1001 Gas CC 2x1 2028
19245 | Area 1001 Gas CC 2x1 2029 | CO2 | ATC | 2033 | AEP-KPCO | 2756734.5 | 2756734.5 | 0 | 32565.4258 | 32565.4258 | 0 | 122 | 2033 |  |  |  | REF | 0 | 0 | Real 2021 ¦ 12/22/2022 3:42:52 PM | Area 1001 Gas CC 2x1 2029
19246 | Area 1001 Gas CC 2x1 2029 | NOX | ATC | 2033 | AEP-KPCO | 12.6539 | 12.6539 | 0 | 0.68952 | 0.68952 | 0 | 0.00056 | 2033 |  |  |  | REF | 0 | 0 | Real 2021 ¦ 12/22/2022 3:42:52 PM | Area 1001 Gas CC 2x1 2029
19247 | Area 1001 Gas CC 2x1 2029 | SO2 | ATC | 2033 | AEP-KPCO | 169.9233 | 169.9233 | 0 | 0.58696 | 0.58696 | 0 | 0.00752 | 2033 |  |  |  | REF | 0 | 0 | Real 2021 ¦ 12/22/2022 3:42:52 PM | Area 1001 Gas CC 2x1 2029
19248 | Area 1001 Gas CC 2x1 2030 | CO2 | ATC | 2033 | AEP-KPCO | 2757664.5 | 2757664.5 | 0 | 32576.4121 | 32576.4121 | 0 | 122 | 2033 |  |  |  | REF | 0 | 0 | Real 2021 ¦ 12/22/2022 3:42:52 PM | Area 1001 Gas CC 2x1 2030
19249 | Area 1001 Gas CC 2x1 2030 | NOX | ATC | 2033 | AEP-KPCO | 12.6581 | 12.6581 | 0 | 0.68954 | 0.68954 | 0 | 0.00056 | 2033 |  |  |  | REF | 0 | 0 | Real 2021 ¦ 12/22/2022 3:42:52 PM | Area 1001 Gas CC 2x1 2030
19250 | Area 1001 Gas CC 2x1 2030 | SO2 | ATC | 2033 | AEP-KPCO | 169.9806 | 169.9806 | 0 | 0.58716 | 0.58716 | 0 | 0.00752 | 2033 |  |  |  | REF | 0 | 0 | Real 2021 ¦ 12/22/2022 3:42:52 PM | Area 1001 Gas CC 2x1 2030
19251 | Area 1001 Gas CC 2x1 2031 | CO2 | ATC | 2033 | AEP-KPCO | 2758422.25 | 2758422.25 | 0 | 32585.3613 | 32585.3613 | 0 | 122 | 2033 |  |  |  | REF | 0 | 0 | Real 2021 ¦ 12/22/2022 3:42:52 PM | Area 1001 Gas CC 2x1 2031
19252 | Area 1001 Gas CC 2x1 2031 | NOX | ATC | 2033 | AEP-KPCO | 12.6616 | 12.6616 | 0 | 0.68955 | 0.68955 | 0 | 0.00056 | 2033 |  |  |  | REF | 0 | 0 | Real 2021 ¦ 12/22/2022 3:42:52 PM | Area 1001 Gas CC 2x1 2031
19253 | Area 1001 Gas CC 2x1 2031 | SO2 | ATC | 2033 | AEP-KPCO | 170.0273 | 170.0273 | 0 | 0.58732 | 0.58732 | 0 | 0.00752 | 2033 |  |  |  | REF | 0 | 0 | Real 2021 ¦ 12/22/2022 3:42:52 PM | Area 1001 Gas CC 2x1 2031
19254 | Area 1001 Gas CC 2x1 2032 | CO2 | ATC | 2033 | AEP-KPCO | 2756734.5 | 2756734.5 | 0 | 32565.4258 | 32565.4258 | 0 | 122 | 2033 |  |  |  | REF | 0 | 0 | Real 2021 ¦ 12/22/2022 3:42:52 PM | Area 1001 Gas CC 2x1 2032
19255 | Area 1001 Gas CC 2x1 2032 | NOX | ATC | 2033 | AEP-KPCO | 12.6539 | 12.6539 | 0 | 0.68952 | 0.68952 | 0 | 0.00056 | 2033 |  |  |  | REF | 0 | 0 | Real 2021 ¦ 12/22/2022 3:42:52 PM | Area 1001 Gas CC 2x1 2032
19256 | Area 1001 Gas CC 2x1 2032 | SO2 | ATC | 2033 | AEP-KPCO | 169.9233 | 169.9233 | 0 | 0.58696 | 0.58696 | 0 | 0.00752 | 2033 |  |  |  | REF | 0 | 0 | Real 2021 ¦ 12/22/2022 3:42:52 PM | Area 1001 Gas CC 2x1 2032
19257 | Area 1001 Gas CC 2x1 2033 | CO2 | ATC | 2033 | AEP-KPCO | 2706807.75 | 2706807.75 | 0 | 31975.6387 | 31975.6387 | 0 | 122 | 2033 |  |  |  | REF | 0 | 0 | Real 2021 ¦ 12/22/2022 3:42:52 PM | Area 1001 Gas CC 2x1 2033
19258 | Area 1001 Gas CC 2x1 2033 | NOX | ATC | 2033 | AEP-KPCO | 12.4247 | 12.4247 | 0 | 0.68839 | 0.68839 | 0 | 0.00056 | 2033 |  |  |  | REF | 0 | 0 | Real 2021 ¦ 12/22/2022 3:42:52 PM | Area 1001 Gas CC 2x1 2033
19259 | Area 1001 Gas CC 2x1 2033 | SO2 | ATC | 2033 | AEP-KPCO | 166.8459 | 166.8459 | 0 | 0.57633 | 0.57633 | 0 | 0.00752 | 2033 |  |  |  | REF | 0 | 0 | Real 2021 ¦ 12/22/2022 3:42:52 PM | Area 1001 Gas CC 2x1 2033
19260 | Area 1001 Gas CC 2x1 2034 | CO2 | ATC | 2033 | AEP-KPCO | 0 | 0 | 0 | 0 | 0 | 0 | 122 | 2033 |  |  |  | REF | 0 | 0 | Real 2021 ¦ 12/22/2022 3:42:52 PM | Area 1001 Gas CC 2x1 2034
19261 | Area 1001 Gas CC 2x1 2034 | NOX | ATC | 2033 | AEP-KPCO | 0 | 0 | 0 | 0 | 0 | 0 | 0.00056 | 2033 |  |  |  | REF | 0 | 0 | Real 2021 ¦ 12/22/2022 3:42:52 PM | Area 1001 Gas CC 2x1 2034
19262 | Area 1001 Gas CC 2x1 2034 | SO2 | ATC | 2033 | AEP-KPCO | 0 | 0 | 0 | 0 | 0 | 0 | 0.00752 | 2033 |  |  |  | REF | 0 | 0 | Real 2021 ¦ 12/22/2022 3:42:52 PM | Area 1001 Gas CC 2x1 2034
19263 | Area 1001 Gas CC 2x1 2035 | CO2 | ATC | 2033 | AEP-KPCO | 0 | 0 | 0 | 0 | 0 | 0 | 122 | 2033 |  |  |  | REF | 0 | 0 | Real 2021 ¦ 12/22/2022 3:42:52 PM | Area 1001 Gas CC 2x1 2035
19264 | Area 1001 Gas CC 2x1 2035 | NOX | ATC | 2033 | AEP-KPCO | 0 | 0 | 0 | 0 | 0 | 0 | 0.00056 | 2033 |  |  |  | REF | 0 | 0 | Real 2021 ¦ 12/22/2022 3:42:52 PM | Area 1001 Gas CC 2x1 2035
19265 | Area 1001 Gas CC 2x1 2035 | SO2 | ATC | 2033 | AEP-KPCO | 0 | 0 | 0 | 0 | 0 | 0 | 0.00752 | 2033 |  |  |  | REF | 0 | 0 | Real 2021 ¦ 12/22/2022 3:42:52 PM | Area 1001 Gas CC 2x1 2035
19266 | Area 1001 Gas CC 2x1 2036 | CO2 | ATC | 2033 | AEP-KPCO | 0 | 0 | 0 | 0 | 0 | 0 | 122 | 2033 |  |  |  | REF | 0 | 0 | Real 2021 ¦ 12/22/2022 3:42:52 PM | Area 1001 Gas CC 2x1 2036
19267 | Area 1001 Gas CC 2x1 2036 | NOX | ATC | 2033 | AEP-KPCO | 0 | 0 | 0 | 0 | 0 | 0 | 0.00056 | 2033 |  |  |  | REF | 0 | 0 | Real 2021 ¦ 12/22/2022 3:42:52 PM | Area 1001 Gas CC 2x1 2036
19268 | Area 1001 Gas CC 2x1 2036 | SO2 | ATC | 2033 | AEP-KPCO | 0 | 0 | 0 | 0 | 0 | 0 | 0.00752 | 2033 |  |  |  | REF | 0 | 0 | Real 2021 ¦ 12/22/2022 3:42:52 PM | Area 1001 Gas CC 2x1 2036
19269 | Area 1001 Gas CC 2x1 2037 | CO2 | ATC | 2033 | AEP-KPCO | 0 | 0 | 0 | 0 | 0 | 0 | 122 | 2033 |  |  |  | REF | 0 | 0 | Real 2021 ¦ 12/22/2022 3:42:52 PM | Area 1001 Gas CC 2x1 2037
19270 | Area 1001 Gas CC 2x1 2037 | NOX | ATC | 2033 | AEP-KPCO | 0 | 0 | 0 | 0 | 0 | 0 | 0.00056 | 2033 |  |  |  | REF | 0 | 0 | Real 2021 ¦ 12/22/2022 3:42:52 PM | Area 1001 Gas CC 2x1 2037
19271 | Area 1001 Gas CC 2x1 2037 | SO2 | ATC | 2033 | AEP-KPCO | 0 | 0 | 0 | 0 | 0 | 0 | 0.00752 | 2033 |  |  |  | REF | 0 | 0 | Real 2021 ¦ 12/22/2022 3:42:52 PM | Area 1001 Gas CC 2x1 2037
19272 | Area 1001 Gas CC 2x1 2038 | CO2 | ATC | 2033 | AEP-KPCO | 0 | 0 | 0 | 0 | 0 | 0 | 122 | 2033 |  |  |  | REF | 0 | 0 | Real 2021 ¦ 12/22/2022 3:42:52 PM | Area 1001 Gas CC 2x1 2038
19273 | Area 1001 Gas CC 2x1 2038 | NOX | ATC | 2033 | AEP-KPCO | 0 | 0 | 0 | 0 | 0 | 0 | 0.00056 | 2033 |  |  |  | REF | 0 | 0 | Real 2021 ¦ 12/22/2022 3:42:52 PM | Area 1001 Gas CC 2x1 2038
19274 | Area 1001 Gas CC 2x1 2038 | SO2 | ATC | 2033 | AEP-KPCO | 0 | 0 | 0 | 0 | 0 | 0 | 0.00752 | 2033 |  |  |  | REF | 0 | 0 | Real 2021 ¦ 12/22/2022 3:42:52 PM | Area 1001 Gas CC 2x1 2038
19275 | Area 1001 Gas CC 2x1 2039 | CO2 | ATC | 2033 | AEP-KPCO | 0 | 0 | 0 | 0 | 0 | 0 | 122 | 2033 |  |  |  | REF | 0 | 0 | Real 2021 ¦ 12/22/2022 3:42:52 PM | Area 1001 Gas CC 2x1 2039
19276 | Area 1001 Gas CC 2x1 2039 | NOX | ATC | 2033 | AEP-KPCO | 0 | 0 | 0 | 0 | 0 | 0 | 0.00056 | 2033 |  |  |  | REF | 0 | 0 | Real 2021 ¦ 12/22/2022 3:42:52 PM | Area 1001 Gas CC 2x1 2039
19277 | Area 1001 Gas CC 2x1 2039 | SO2 | ATC | 2033 | AEP-KPCO | 0 | 0 | 0 | 0 | 0 | 0 | 0.00752 | 2033 |  |  |  | REF | 0 | 0 | Real 2021 ¦ 12/22/2022 3:42:52 PM | Area 1001 Gas CC 2x1 2039
19278 | Area 1001 Gas CC 2x1 2040 | CO2 | ATC | 2033 | AEP-KPCO | 0 | 0 | 0 | 0 | 0 | 0 | 122 | 2033 |  |  |  | REF | 0 | 0 | Real 2021 ¦ 12/22/2022 3:42:52 PM | Area 1001 Gas CC 2x1 2040
19279 | Area 1001 Gas CC 2x1 2040 | NOX | ATC | 2033 | AEP-KPCO | 0 | 0 | 0 | 0 | 0 | 0 | 0.00056 | 2033 |  |  |  | REF | 0 | 0 | Real 2021 ¦ 12/22/2022 3:42:52 PM | Area 1001 Gas CC 2x1 2040
19280 | Area 1001 Gas CC 2x1 2040 | SO2 | ATC | 2033 | AEP-KPCO | 0 | 0 | 0 | 0 | 0 | 0 | 0.00752 | 2033 |  |  |  | REF | 0 | 0 | Real 2021 ¦ 12/22/2022 3:42:52 PM | Area 1001 Gas CC 2x1 2040
19281 | Area 1001 Gas CC 2x1 2041 | CO2 | ATC | 2033 | AEP-KPCO | 0 | 0 | 0 | 0 | 0 | 0 | 122 | 2033 |  |  |  | REF | 0 | 0 | Real 2021 ¦ 12/22/2022 3:42:52 PM | Area 1001 Gas CC 2x1 2041
19282 | Area 1001 Gas CC 2x1 2041 | NOX | ATC | 2033 | AEP-KPCO | 0 | 0 | 0 | 0 | 0 | 0 | 0.00056 | 2033 |  |  |  | REF | 0 | 0 | Real 2021 ¦ 12/22/2022 3:42:52 PM | Area 1001 Gas CC 2x1 2041
19283 | Area 1001 Gas CC 2x1 2041 | SO2 | ATC | 2033 | AEP-KPCO | 0 | 0 | 0 | 0 | 0 | 0 | 0.00752 | 2033 |  |  |  | REF | 0 | 0 | Real 2021 ¦ 12/22/2022 3:42:52 PM | Area 1001 Gas CC 2x1 2041
19284 | Area 1001 Gas CC 2x1 2042 | CO2 | ATC | 2033 | AEP-KPCO | 0 | 0 | 0 | 0 | 0 | 0 | 122 | 2033 |  |  |  | REF | 0 | 0 | Real 2021 ¦ 12/22/2022 3:42:52 PM | Area 1001 Gas CC 2x1 2042
19285 | Area 1001 Gas CC 2x1 2042 | NOX | ATC | 2033 | AEP-KPCO | 0 | 0 | 0 | 0 | 0 | 0 | 0.00056 | 2033 |  |  |  | REF | 0 | 0 | Real 2021 ¦ 12/22/2022 3:42:52 PM | Area 1001 Gas CC 2x1 2042
19286 | Area 1001 Gas CC 2x1 2042 | SO2 | ATC | 2033 | AEP-KPCO | 0 | 0 | 0 | 0 | 0 | 0 | 0.00752 | 2033 |  |  |  | REF | 0 | 0 | Real 2021 ¦ 12/22/2022 3:42:52 PM | Area 1001 Gas CC 2x1 2042
19287 | Area 1001 Gas CC 2x1 2043 | CO2 | ATC | 2033 | AEP-KPCO | 0 | 0 | 0 | 0 | 0 | 0 | 122 | 2033 |  |  |  | REF | 0 | 0 | Real 2021 ¦ 12/22/2022 3:42:52 PM | Area 1001 Gas CC 2x1 2043
19288 | Area 1001 Gas CC 2x1 2043 | NOX | ATC | 2033 | AEP-KPCO | 0 | 0 | 0 | 0 | 0 | 0 | 0.00056 | 2033 |  |  |  | REF | 0 | 0 | Real 2021 ¦ 12/22/2022 3:42:52 PM | Area 1001 Gas CC 2x1 2043
19289 | Area 1001 Gas CC 2x1 2043 | SO2 | ATC | 2033 | AEP-KPCO | 0 | 0 | 0 | 0 | 0 | 0 | 0.00752 | 2033 |  |  |  | REF | 0 | 0 | Real 2021 ¦ 12/22/2022 3:42:52 PM | Area 1001 Gas CC 2x1 2043
19290 | Area 1001 Gas CC 1x1 2024 | CO2 | ATC | 2033 | AEP-KPCO | 1050079.75 | 1050079.75 | 0 | 12404.6387 | 12404.6387 | 0 | 122 | 2033 |  |  |  | REF | 0 | 0 | Real 2021 ¦ 12/22/2022 3:42:52 PM | Area 1001 Gas CC 1x1 2024
19291 | Area 1001 Gas CC 1x1 2024 | NOX | ATC | 2033 | AEP-KPCO | 4.82 | 4.82 | 0 | 0.2645 | 0.2645 | 0 | 0.00056 | 2033 |  |  |  | REF | 0 | 0 | Real 2021 ¦ 12/22/2022 3:42:52 PM | Area 1001 Gas CC 1x1 2024
19292 | Area 1001 Gas CC 1x1 2024 | SO2 | ATC | 2033 | AEP-KPCO | 64.7262 | 64.7262 | 0 | 0.22358 | 0.22358 | 0 | 0.00752 | 2033 |  |  |  | REF | 0 | 0 | Real 2021 ¦ 12/22/2022 3:42:52 PM | Area 1001 Gas CC 1x1 2024
19293 | Area 1001 Gas CC 1x1 2025 | CO2 | ATC | 2033 | AEP-KPCO | 1050079.75 | 1050079.75 | 0 | 12404.6387 | 12404.6387 | 0 | 122 | 2033 |  |  |  | REF | 0 | 0 | Real 2021 ¦ 12/22/2022 3:42:52 PM | Area 1001 Gas CC 1x1 2025
19294 | Area 1001 Gas CC 1x1 2025 | NOX | ATC | 2033 | AEP-KPCO | 4.82 | 4.82 | 0 | 0.2645 | 0.2645 | 0 | 0.00056 | 2033 |  |  |  | REF | 0 | 0 | Real 2021 ¦ 12/22/2022 3:42:52 PM | Area 1001 Gas CC 1x1 2025
19295 | Area 1001 Gas CC 1x1 2025 | SO2 | ATC | 2033 | AEP-KPCO | 64.7262 | 64.7262 | 0 | 0.22358 | 0.22358 | 0 | 0.00752 | 2033 |  |  |  | REF | 0 | 0 | Real 2021 ¦ 12/22/2022 3:42:52 PM | Area 1001 Gas CC 1x1 2025
19296 | Area 1001 Gas CC 1x1 2026 | CO2 | ATC | 2033 | AEP-KPCO | 1050079.75 | 1050079.75 | 0 | 12404.6387 | 12404.6387 | 0 | 122 | 2033 |  |  |  | REF | 0 | 0 | Real 2021 ¦ 12/22/2022 3:42:52 PM | Area 1001 Gas CC 1x1 2026
19297 | Area 1001 Gas CC 1x1 2026 | NOX | ATC | 2033 | AEP-KPCO | 4.82 | 4.82 | 0 | 0.2645 | 0.2645 | 0 | 0.00056 | 2033 |  |  |  | REF | 0 | 0 | Real 2021 ¦ 12/22/2022 3:42:52 PM | Area 1001 Gas CC 1x1 2026
19298 | Area 1001 Gas CC 1x1 2026 | SO2 | ATC | 2033 | AEP-KPCO | 64.7262 | 64.7262 | 0 | 0.22358 | 0.22358 | 0 | 0.00752 | 2033 |  |  |  | REF | 0 | 0 | Real 2021 ¦ 12/22/2022 3:42:52 PM | Area 1001 Gas CC 1x1 2026
19299 | Area 1001 Gas CC 1x1 2027 | CO2 | ATC | 2033 | AEP-KPCO | 1050079.75 | 1050079.75 | 0 | 12404.6387 | 12404.6387 | 0 | 122 | 2033 |  |  |  | REF | 0 | 0 | Real 2021 ¦ 12/22/2022 3:42:52 PM | Area 1001 Gas CC 1x1 2027
19300 | Area 1001 Gas CC 1x1 2027 | NOX | ATC | 2033 | AEP-KPCO | 4.82 | 4.82 | 0 | 0.2645 | 0.2645 | 0 | 0.00056 | 2033 |  |  |  | REF | 0 | 0 | Real 2021 ¦ 12/22/2022 3:42:52 PM | Area 1001 Gas CC 1x1 2027
19301 | Area 1001 Gas CC 1x1 2027 | SO2 | ATC | 2033 | AEP-KPCO | 64.7262 | 64.7262 | 0 | 0.22358 | 0.22358 | 0 | 0.00752 | 2033 |  |  |  | REF | 0 | 0 | Real 2021 ¦ 12/22/2022 3:42:52 PM | Area 1001 Gas CC 1x1 2027
19302 | Area 1001 Gas CC 1x1 2028 | CO2 | ATC | 2033 | AEP-KPCO | 1050079.75 | 1050079.75 | 0 | 12404.6387 | 12404.6387 | 0 | 122 | 2033 |  |  |  | REF | 0 | 0 | Real 2021 ¦ 12/22/2022 3:42:52 PM | Area 1001 Gas CC 1x1 2028
19303 | Area 1001 Gas CC 1x1 2028 | NOX | ATC | 2033 | AEP-KPCO | 4.82 | 4.82 | 0 | 0.2645 | 0.2645 | 0 | 0.00056 | 2033 |  |  |  | REF | 0 | 0 | Real 2021 ¦ 12/22/2022 3:42:52 PM | Area 1001 Gas CC 1x1 2028
19304 | Area 1001 Gas CC 1x1 2028 | SO2 | ATC | 2033 | AEP-KPCO | 64.7262 | 64.7262 | 0 | 0.22358 | 0.22358 | 0 | 0.00752 | 2033 |  |  |  | REF | 0 | 0 | Real 2021 ¦ 12/22/2022 3:42:52 PM | Area 1001 Gas CC 1x1 2028
19305 | Area 1001 Gas CC 1x1 2029 | CO2 | ATC | 2033 | AEP-KPCO | 1050079.75 | 1050079.75 | 0 | 12404.6387 | 12404.6387 | 0 | 122 | 2033 |  |  |  | REF | 0 | 0 | Real 2021 ¦ 12/22/2022 3:42:52 PM | Area 1001 Gas CC 1x1 2029
19306 | Area 1001 Gas CC 1x1 2029 | NOX | ATC | 2033 | AEP-KPCO | 4.82 | 4.82 | 0 | 0.2645 | 0.2645 | 0 | 0.00056 | 2033 |  |  |  | REF | 0 | 0 | Real 2021 ¦ 12/22/2022 3:42:52 PM | Area 1001 Gas CC 1x1 2029
19307 | Area 1001 Gas CC 1x1 2029 | SO2 | ATC | 2033 | AEP-KPCO | 64.7262 | 64.7262 | 0 | 0.22358 | 0.22358 | 0 | 0.00752 | 2033 |  |  |  | REF | 0 | 0 | Real 2021 ¦ 12/22/2022 3:42:52 PM | Area 1001 Gas CC 1x1 2029
19308 | Area 1001 Gas CC 1x1 2030 | CO2 | ATC | 2033 | AEP-KPCO | 1050079.75 | 1050079.75 | 0 | 12404.6387 | 12404.6387 | 0 | 122 | 2033 |  |  |  | REF | 0 | 0 | Real 2021 ¦ 12/22/2022 3:42:52 PM | Area 1001 Gas CC 1x1 2030
19309 | Area 1001 Gas CC 1x1 2030 | NOX | ATC | 2033 | AEP-KPCO | 4.82 | 4.82 | 0 | 0.2645 | 0.2645 | 0 | 0.00056 | 2033 |  |  |  | REF | 0 | 0 | Real 2021 ¦ 12/22/2022 3:42:52 PM | Area 1001 Gas CC 1x1 2030
19310 | Area 1001 Gas CC 1x1 2030 | SO2 | ATC | 2033 | AEP-KPCO | 64.7262 | 64.7262 | 0 | 0.22358 | 0.22358 | 0 | 0.00752 | 2033 |  |  |  | REF | 0 | 0 | Real 2021 ¦ 12/22/2022 3:42:52 PM | Area 1001 Gas CC 1x1 2030
19311 | Area 1001 Gas CC 1x1 2031 | CO2 | ATC | 2033 | AEP-KPCO | 1050079.75 | 1050079.75 | 0 | 12404.6387 | 12404.6387 | 0 | 122 | 2033 |  |  |  | REF | 0 | 0 | Real 2021 ¦ 12/22/2022 3:42:52 PM | Area 1001 Gas CC 1x1 2031
19312 | Area 1001 Gas CC 1x1 2031 | NOX | ATC | 2033 | AEP-KPCO | 4.82 | 4.82 | 0 | 0.2645 | 0.2645 | 0 | 0.00056 | 2033 |  |  |  | REF | 0 | 0 | Real 2021 ¦ 12/22/2022 3:42:52 PM | Area 1001 Gas CC 1x1 2031
19313 | Area 1001 Gas CC 1x1 2031 | SO2 | ATC | 2033 | AEP-KPCO | 64.7262 | 64.7262 | 0 | 0.22358 | 0.22358 | 0 | 0.00752 | 2033 |  |  |  | REF | 0 | 0 | Real 2021 ¦ 12/22/2022 3:42:52 PM | Area 1001 Gas CC 1x1 2031
19314 | Area 1001 Gas CC 1x1 2032 | CO2 | ATC | 2033 | AEP-KPCO | 1050069.375 | 1050069.375 | 0 | 12404.5156 | 12404.5156 | 0 | 122 | 2033 |  |  |  | REF | 0 | 0 | Real 2021 ¦ 12/22/2022 3:42:52 PM | Area 1001 Gas CC 1x1 2032
19315 | Area 1001 Gas CC 1x1 2032 | NOX | ATC | 2033 | AEP-KPCO | 4.82 | 4.82 | 0 | 0.2645 | 0.2645 | 0 | 0.00056 | 2033 |  |  |  | REF | 0 | 0 | Real 2021 ¦ 12/22/2022 3:42:52 PM | Area 1001 Gas CC 1x1 2032
19316 | Area 1001 Gas CC 1x1 2032 | SO2 | ATC | 2033 | AEP-KPCO | 64.7256 | 64.7256 | 0 | 0.22358 | 0.22358 | 0 | 0.00752 | 2033 |  |  |  | REF | 0 | 0 | Real 2021 ¦ 12/22/2022 3:42:52 PM | Area 1001 Gas CC 1x1 2032
19317 | Area 1001 Gas CC 1x1 2033 | CO2 | ATC | 2033 | AEP-KPCO | 1028931.75 | 1028931.75 | 0 | 12154.8154 | 12154.8154 | 0 | 122 | 2033 |  |  |  | REF | 0 | 0 | Real 2021 ¦ 12/22/2022 3:42:52 PM | Area 1001 Gas CC 1x1 2033
19318 | Area 1001 Gas CC 1x1 2033 | NOX | ATC | 2033 | AEP-KPCO | 4.723 | 4.723 | 0 | 0.26354 | 0.26354 | 0 | 0.00056 | 2033 |  |  |  | REF | 0 | 0 | Real 2021 ¦ 12/22/2022 3:42:52 PM | Area 1001 Gas CC 1x1 2033
19319 | Area 1001 Gas CC 1x1 2033 | SO2 | ATC | 2033 | AEP-KPCO | 63.4227 | 63.4227 | 0 | 0.21908 | 0.21908 | 0 | 0.00752 | 2033 |  |  |  | REF | 0 | 0 | Real 2021 ¦ 12/22/2022 3:42:52 PM | Area 1001 Gas CC 1x1 2033
19320 | Area 1001 Gas CC 1x1 2034 | CO2 | ATC | 2033 | AEP-KPCO | 0 | 0 | 0 | 0 | 0 | 0 | 122 | 2033 |  |  |  | REF | 0 | 0 | Real 2021 ¦ 12/22/2022 3:42:52 PM | Area 1001 Gas CC 1x1 2034
19321 | Area 1001 Gas CC 1x1 2034 | NOX | ATC | 2033 | AEP-KPCO | 0 | 0 | 0 | 0 | 0 | 0 | 0.00056 | 2033 |  |  |  | REF | 0 | 0 | Real 2021 ¦ 12/22/2022 3:42:52 PM | Area 1001 Gas CC 1x1 2034
19322 | Area 1001 Gas CC 1x1 2034 | SO2 | ATC | 2033 | AEP-KPCO | 0 | 0 | 0 | 0 | 0 | 0 | 0.00752 | 2033 |  |  |  | REF | 0 | 0 | Real 2021 ¦ 12/22/2022 3:42:52 PM | Area 1001 Gas CC 1x1 2034
19323 | Area 1001 Gas CC 1x1 2035 | CO2 | ATC | 2033 | AEP-KPCO | 0 | 0 | 0 | 0 | 0 | 0 | 122 | 2033 |  |  |  | REF | 0 | 0 | Real 2021 ¦ 12/22/2022 3:42:52 PM | Area 1001 Gas CC 1x1 2035
19324 | Area 1001 Gas CC 1x1 2035 | NOX | ATC | 2033 | AEP-KPCO | 0 | 0 | 0 | 0 | 0 | 0 | 0.00056 | 2033 |  |  |  | REF | 0 | 0 | Real 2021 ¦ 12/22/2022 3:42:52 PM | Area 1001 Gas CC 1x1 2035
19325 | Area 1001 Gas CC 1x1 2035 | SO2 | ATC | 2033 | AEP-KPCO | 0 | 0 | 0 | 0 | 0 | 0 | 0.00752 | 2033 |  |  |  | REF | 0 | 0 | Real 2021 ¦ 12/22/2022 3:42:52 PM | Area 1001 Gas CC 1x1 2035
19326 | Area 1001 Gas CC 1x1 2036 | CO2 | ATC | 2033 | AEP-KPCO | 0 | 0 | 0 | 0 | 0 | 0 | 122 | 2033 |  |  |  | REF | 0 | 0 | Real 2021 ¦ 12/22/2022 3:42:52 PM | Area 1001 Gas CC 1x1 2036
19327 | Area 1001 Gas CC 1x1 2036 | NOX | ATC | 2033 | AEP-KPCO | 0 | 0 | 0 | 0 | 0 | 0 | 0.00056 | 2033 |  |  |  | REF | 0 | 0 | Real 2021 ¦ 12/22/2022 3:42:52 PM | Area 1001 Gas CC 1x1 2036
19328 | Area 1001 Gas CC 1x1 2036 | SO2 | ATC | 2033 | AEP-KPCO | 0 | 0 | 0 | 0 | 0 | 0 | 0.00752 | 2033 |  |  |  | REF | 0 | 0 | Real 2021 ¦ 12/22/2022 3:42:52 PM | Area 1001 Gas CC 1x1 2036
19329 | Area 1001 Gas CC 1x1 2037 | CO2 | ATC | 2033 | AEP-KPCO | 0 | 0 | 0 | 0 | 0 | 0 | 122 | 2033 |  |  |  | REF | 0 | 0 | Real 2021 ¦ 12/22/2022 3:42:52 PM | Area 1001 Gas CC 1x1 2037
19330 | Area 1001 Gas CC 1x1 2037 | NOX | ATC | 2033 | AEP-KPCO | 0 | 0 | 0 | 0 | 0 | 0 | 0.00056 | 2033 |  |  |  | REF | 0 | 0 | Real 2021 ¦ 12/22/2022 3:42:52 PM | Area 1001 Gas CC 1x1 2037
19331 | Area 1001 Gas CC 1x1 2037 | SO2 | ATC | 2033 | AEP-KPCO | 0 | 0 | 0 | 0 | 0 | 0 | 0.00752 | 2033 |  |  |  | REF | 0 | 0 | Real 2021 ¦ 12/22/2022 3:42:52 PM | Area 1001 Gas CC 1x1 2037
19332 | Area 1001 Gas CC 1x1 2038 | CO2 | ATC | 2033 | AEP-KPCO | 0 | 0 | 0 | 0 | 0 | 0 | 122 | 2033 |  |  |  | REF | 0 | 0 | Real 2021 ¦ 12/22/2022 3:42:52 PM | Area 1001 Gas CC 1x1 2038
19333 | Area 1001 Gas CC 1x1 2038 | NOX | ATC | 2033 | AEP-KPCO | 0 | 0 | 0 | 0 | 0 | 0 | 0.00056 | 2033 |  |  |  | REF | 0 | 0 | Real 2021 ¦ 12/22/2022 3:42:52 PM | Area 1001 Gas CC 1x1 2038
19334 | Area 1001 Gas CC 1x1 2038 | SO2 | ATC | 2033 | AEP-KPCO | 0 | 0 | 0 | 0 | 0 | 0 | 0.00752 | 2033 |  |  |  | REF | 0 | 0 | Real 2021 ¦ 12/22/2022 3:42:52 PM | Area 1001 Gas CC 1x1 2038
19335 | Area 1001 Gas CC 1x1 2039 | CO2 | ATC | 2033 | AEP-KPCO | 0 | 0 | 0 | 0 | 0 | 0 | 122 | 2033 |  |  |  | REF | 0 | 0 | Real 2021 ¦ 12/22/2022 3:42:52 PM | Area 1001 Gas CC 1x1 2039
19336 | Area 1001 Gas CC 1x1 2039 | NOX | ATC | 2033 | AEP-KPCO | 0 | 0 | 0 | 0 | 0 | 0 | 0.00056 | 2033 |  |  |  | REF | 0 | 0 | Real 2021 ¦ 12/22/2022 3:42:52 PM | Area 1001 Gas CC 1x1 2039
19337 | Area 1001 Gas CC 1x1 2039 | SO2 | ATC | 2033 | AEP-KPCO | 0 | 0 | 0 | 0 | 0 | 0 | 0.00752 | 2033 |  |  |  | REF | 0 | 0 | Real 2021 ¦ 12/22/2022 3:42:52 PM | Area 1001 Gas CC 1x1 2039
19338 | Area 1001 Gas CC 1x1 2040 | CO2 | ATC | 2033 | AEP-KPCO | 0 | 0 | 0 | 0 | 0 | 0 | 122 | 2033 |  |  |  | REF | 0 | 0 | Real 2021 ¦ 12/22/2022 3:42:52 PM | Area 1001 Gas CC 1x1 2040
19339 | Area 1001 Gas CC 1x1 2040 | NOX | ATC | 2033 | AEP-KPCO | 0 | 0 | 0 | 0 | 0 | 0 | 0.00056 | 2033 |  |  |  | REF | 0 | 0 | Real 2021 ¦ 12/22/2022 3:42:52 PM | Area 1001 Gas CC 1x1 2040
19340 | Area 1001 Gas CC 1x1 2040 | SO2 | ATC | 2033 | AEP-KPCO | 0 | 0 | 0 | 0 | 0 | 0 | 0.00752 | 2033 |  |  |  | REF | 0 | 0 | Real 2021 ¦ 12/22/2022 3:42:52 PM | Area 1001 Gas CC 1x1 2040
19341 | Area 1001 Gas CC 1x1 2041 | CO2 | ATC | 2033 | AEP-KPCO | 0 | 0 | 0 | 0 | 0 | 0 | 122 | 2033 |  |  |  | REF | 0 | 0 | Real 2021 ¦ 12/22/2022 3:42:52 PM | Area 1001 Gas CC 1x1 2041
19342 | Area 1001 Gas CC 1x1 2041 | NOX | ATC | 2033 | AEP-KPCO | 0 | 0 | 0 | 0 | 0 | 0 | 0.00056 | 2033 |  |  |  | REF | 0 | 0 | Real 2021 ¦ 12/22/2022 3:42:52 PM | Area 1001 Gas CC 1x1 2041
19343 | Area 1001 Gas CC 1x1 2041 | SO2 | ATC | 2033 | AEP-KPCO | 0 | 0 | 0 | 0 | 0 | 0 | 0.00752 | 2033 |  |  |  | REF | 0 | 0 | Real 2021 ¦ 12/22/2022 3:42:52 PM | Area 1001 Gas CC 1x1 2041
19344 | Area 1001 Gas CC 1x1 2042 | CO2 | ATC | 2033 | AEP-KPCO | 0 | 0 | 0 | 0 | 0 | 0 | 122 | 2033 |  |  |  | REF | 0 | 0 | Real 2021 ¦ 12/22/2022 3:42:52 PM | Area 1001 Gas CC 1x1 2042
19345 | Area 1001 Gas CC 1x1 2042 | NOX | ATC | 2033 | AEP-KPCO | 0 | 0 | 0 | 0 | 0 | 0 | 0.00056 | 2033 |  |  |  | REF | 0 | 0 | Real 2021 ¦ 12/22/2022 3:42:52 PM | Area 1001 Gas CC 1x1 2042
19346 | Area 1001 Gas CC 1x1 2042 | SO2 | ATC | 2033 | AEP-KPCO | 0 | 0 | 0 | 0 | 0 | 0 | 0.00752 | 2033 |  |  |  | REF | 0 | 0 | Real 2021 ¦ 12/22/2022 3:42:52 PM | Area 1001 Gas CC 1x1 2042
19347 | Area 1001 Gas CC 1x1 2043 | CO2 | ATC | 2033 | AEP-KPCO | 0 | 0 | 0 | 0 | 0 | 0 | 122 | 2033 |  |  |  | REF | 0 | 0 | Real 2021 ¦ 12/22/2022 3:42:52 PM | Area 1001 Gas CC 1x1 2043
19348 | Area 1001 Gas CC 1x1 2043 | NOX | ATC | 2033 | AEP-KPCO | 0 | 0 | 0 | 0 | 0 | 0 | 0.00056 | 2033 |  |  |  | REF | 0 | 0 | Real 2021 ¦ 12/22/2022 3:42:52 PM | Area 1001 Gas CC 1x1 2043
19349 | Area 1001 Gas CC 1x1 2043 | SO2 | ATC | 2033 | AEP-KPCO | 0 | 0 | 0 | 0 | 0 | 0 | 0.00752 | 2033 |  |  |  | REF | 0 | 0 | Real 2021 ¦ 12/22/2022 3:42:52 PM | Area 1001 Gas CC 1x1 2043
19350 | Area 1001 Gas CT 2023 | CO2 | ATC | 2033 | AEP-KPCO | 346101.5 | 346101.5 | 0 | 4088.5122 | 4088.5122 | 0 | 122 | 2033 |  |  |  | REF | 0 | 0 | Real 2021 ¦ 12/22/2022 3:42:52 PM | Area 1001 Gas CT 2023
19351 | Area 1001 Gas CT 2023 | NOX | ATC | 2033 | AEP-KPCO | 1.5887 | 1.5887 | 0 | 0.099462 | 0.099462 | 0 | 0.00056 | 2033 |  |  |  | REF | 0 | 0 | Real 2021 ¦ 12/22/2022 3:42:52 PM | Area 1001 Gas CT 2023
19352 | Area 1001 Gas CT 2023 | SO2 | ATC | 2033 | AEP-KPCO | 21.3335 | 21.3335 | 0 | 0.073691 | 0.073691 | 0 | 0.00752 | 2033 |  |  |  | REF | 0 | 0 | Real 2021 ¦ 12/22/2022 3:42:52 PM | Area 1001 Gas CT 2023
19353 | Area 1001 Gas CT 2024 | CO2 | ATC | 2033 | AEP-KPCO | 345824.9688 | 345824.9688 | 0 | 4085.2456 | 4085.2456 | 0 | 122 | 2033 |  |  |  | REF | 0 | 0 | Real 2021 ¦ 12/22/2022 3:42:52 PM | Area 1001 Gas CT 2024
19354 | Area 1001 Gas CT 2024 | NOX | ATC | 2033 | AEP-KPCO | 1.5874 | 1.5874 | 0 | 0.09925 | 0.09925 | 0 | 0.00056 | 2033 |  |  |  | REF | 0 | 0 | Real 2021 ¦ 12/22/2022 3:42:52 PM | Area 1001 Gas CT 2024
19355 | Area 1001 Gas CT 2024 | SO2 | ATC | 2033 | AEP-KPCO | 21.3164 | 21.3164 | 0 | 0.073632 | 0.073632 | 0 | 0.00752 | 2033 |  |  |  | REF | 0 | 0 | Real 2021 ¦ 12/22/2022 3:42:52 PM | Area 1001 Gas CT 2024
19356 | Area 1001 Gas CT 2025 | CO2 | ATC | 2033 | AEP-KPCO | 348344.0625 | 348344.0625 | 0 | 4115.0039 | 4115.0039 | 0 | 122 | 2033 |  |  |  | REF | 0 | 0 | Real 2021 ¦ 12/22/2022 3:42:52 PM | Area 1001 Gas CT 2025
19357 | Area 1001 Gas CT 2025 | NOX | ATC | 2033 | AEP-KPCO | 1.599 | 1.599 | 0 | 0.099386 | 0.099386 | 0 | 0.00056 | 2033 |  |  |  | REF | 0 | 0 | Real 2021 ¦ 12/22/2022 3:42:52 PM | Area 1001 Gas CT 2025
19358 | Area 1001 Gas CT 2025 | SO2 | ATC | 2033 | AEP-KPCO | 21.4717 | 21.4717 | 0 | 0.074169 | 0.074169 | 0 | 0.00752 | 2033 |  |  |  | REF | 0 | 0 | Real 2021 ¦ 12/22/2022 3:42:52 PM | Area 1001 Gas CT 2025
19359 | Area 1001 Gas CT 2026 | CO2 | ATC | 2033 | AEP-KPCO | 345779.9688 | 345779.9688 | 0 | 4084.7139 | 4084.7139 | 0 | 122 | 2033 |  |  |  | REF | 0 | 0 | Real 2021 ¦ 12/22/2022 3:42:52 PM | Area 1001 Gas CT 2026
19360 | Area 1001 Gas CT 2026 | NOX | ATC | 2033 | AEP-KPCO | 1.5872 | 1.5872 | 0 | 0.099249 | 0.099249 | 0 | 0.00056 | 2033 |  |  |  | REF | 0 | 0 | Real 2021 ¦ 12/22/2022 3:42:52 PM | Area 1001 Gas CT 2026
19361 | Area 1001 Gas CT 2026 | SO2 | ATC | 2033 | AEP-KPCO | 21.3137 | 21.3137 | 0 | 0.073623 | 0.073623 | 0 | 0.00752 | 2033 |  |  |  | REF | 0 | 0 | Real 2021 ¦ 12/22/2022 3:42:52 PM | Area 1001 Gas CT 2026
19362 | Area 1001 Gas CT 2027 | CO2 | ATC | 2033 | AEP-KPCO | 348269.6875 | 348269.6875 | 0 | 4114.125 | 4114.125 | 0 | 122 | 2033 |  |  |  | REF | 0 | 0 | Real 2021 ¦ 12/22/2022 3:42:52 PM | Area 1001 Gas CT 2027
19363 | Area 1001 Gas CT 2027 | NOX | ATC | 2033 | AEP-KPCO | 1.5986 | 1.5986 | 0 | 0.10021 | 0.10021 | 0 | 0.00056 | 2033 |  |  |  | REF | 0 | 0 | Real 2021 ¦ 12/22/2022 3:42:52 PM | Area 1001 Gas CT 2027
19364 | Area 1001 Gas CT 2027 | SO2 | ATC | 2033 | AEP-KPCO | 21.4671 | 21.4671 | 0 | 0.074153 | 0.074153 | 0 | 0.00752 | 2033 |  |  |  | REF | 0 | 0 | Real 2021 ¦ 12/22/2022 3:42:52 PM | Area 1001 Gas CT 2027
19365 | Area 1001 Gas CT 2028 | CO2 | ATC | 2033 | AEP-KPCO | 346199.1875 | 346199.1875 | 0 | 4089.6663 | 4089.6663 | 0 | 122 | 2033 |  |  |  | REF | 0 | 0 | Real 2021 ¦ 12/22/2022 3:42:52 PM | Area 1001 Gas CT 2028
19366 | Area 1001 Gas CT 2028 | NOX | ATC | 2033 | AEP-KPCO | 1.5891 | 1.5891 | 0 | 0.099481 | 0.099481 | 0 | 0.00056 | 2033 |  |  |  | REF | 0 | 0 | Real 2021 ¦ 12/22/2022 3:42:52 PM | Area 1001 Gas CT 2028
19367 | Area 1001 Gas CT 2028 | SO2 | ATC | 2033 | AEP-KPCO | 21.3395 | 21.3395 | 0 | 0.073712 | 0.073712 | 0 | 0.00752 | 2033 |  |  |  | REF | 0 | 0 | Real 2021 ¦ 12/22/2022 3:42:52 PM | Area 1001 Gas CT 2028
19368 | Area 1001 Gas CT 2029 | CO2 | ATC | 2033 | AEP-KPCO | 346030.125 | 346030.125 | 0 | 4087.6692 | 4087.6692 | 0 | 122 | 2033 |  |  |  | REF | 0 | 0 | Real 2021 ¦ 12/22/2022 3:42:52 PM | Area 1001 Gas CT 2029
19369 | Area 1001 Gas CT 2029 | NOX | ATC | 2033 | AEP-KPCO | 1.5883 | 1.5883 | 0 | 0.099254 | 0.099254 | 0 | 0.00056 | 2033 |  |  |  | REF | 0 | 0 | Real 2021 ¦ 12/22/2022 3:42:52 PM | Area 1001 Gas CT 2029
19370 | Area 1001 Gas CT 2029 | SO2 | ATC | 2033 | AEP-KPCO | 21.3291 | 21.3291 | 0 | 0.073676 | 0.073676 | 0 | 0.00752 | 2033 |  |  |  | REF | 0 | 0 | Real 2021 ¦ 12/22/2022 3:42:52 PM | Area 1001 Gas CT 2029
19371 | Area 1001 Gas CT 2030 | CO2 | ATC | 2033 | AEP-KPCO | 346262.3125 | 346262.3125 | 0 | 4090.4119 | 4090.4119 | 0 | 122 | 2033 |  |  |  | REF | 0 | 0 | Real 2021 ¦ 12/22/2022 3:42:52 PM | Area 1001 Gas CT 2030
19372 | Area 1001 Gas CT 2030 | NOX | ATC | 2033 | AEP-KPCO | 1.5894 | 1.5894 | 0 | 0.099516 | 0.099516 | 0 | 0.00056 | 2033 |  |  |  | REF | 0 | 0 | Real 2021 ¦ 12/22/2022 3:42:52 PM | Area 1001 Gas CT 2030
19373 | Area 1001 Gas CT 2030 | SO2 | ATC | 2033 | AEP-KPCO | 21.3434 | 21.3434 | 0 | 0.073725 | 0.073725 | 0 | 0.00752 | 2033 |  |  |  | REF | 0 | 0 | Real 2021 ¦ 12/22/2022 3:42:52 PM | Area 1001 Gas CT 2030
19374 | Area 1001 Gas CT 2031 | CO2 | ATC | 2033 | AEP-KPCO | 347509.5625 | 347509.5625 | 0 | 4105.1455 | 4105.1455 | 0 | 122 | 2033 |  |  |  | REF | 0 | 0 | Real 2021 ¦ 12/22/2022 3:42:52 PM | Area 1001 Gas CT 2031
19375 | Area 1001 Gas CT 2031 | NOX | ATC | 2033 | AEP-KPCO | 1.5951 | 1.5951 | 0 | 0.09942 | 0.09942 | 0 | 0.00056 | 2033 |  |  |  | REF | 0 | 0 | Real 2021 ¦ 12/22/2022 3:42:52 PM | Area 1001 Gas CT 2031
19376 | Area 1001 Gas CT 2031 | SO2 | ATC | 2033 | AEP-KPCO | 21.4203 | 21.4203 | 0 | 0.073991 | 0.073991 | 0 | 0.00752 | 2033 |  |  |  | REF | 0 | 0 | Real 2021 ¦ 12/22/2022 3:42:52 PM | Area 1001 Gas CT 2031
19377 | Area 1001 Gas CT 2032 | CO2 | ATC | 2033 | AEP-KPCO | 346624.125 | 346624.125 | 0 | 4094.6858 | 4094.6858 | 0 | 122 | 2033 |  |  |  | REF | 0 | 0 | Real 2021 ¦ 12/22/2022 3:42:52 PM | Area 1001 Gas CT 2032
19378 | Area 1001 Gas CT 2032 | NOX | ATC | 2033 | AEP-KPCO | 1.5911 | 1.5911 | 0 | 0.099268 | 0.099268 | 0 | 0.00056 | 2033 |  |  |  | REF | 0 | 0 | Real 2021 ¦ 12/22/2022 3:42:52 PM | Area 1001 Gas CT 2032
19379 | Area 1001 Gas CT 2032 | SO2 | ATC | 2033 | AEP-KPCO | 21.3657 | 21.3657 | 0 | 0.073802 | 0.073802 | 0 | 0.00752 | 2033 |  |  |  | REF | 0 | 0 | Real 2021 ¦ 12/22/2022 3:42:52 PM | Area 1001 Gas CT 2032
19380 | Area 1001 Gas CT 2033 | CO2 | ATC | 2033 | AEP-KPCO | 347553.0312 | 347553.0312 | 0 | 4105.6592 | 4105.6592 | 0 | 122 | 2033 |  |  |  | REF | 0 | 0 | Real 2021 ¦ 12/22/2022 3:42:52 PM | Area 1001 Gas CT 2033
19381 | Area 1001 Gas CT 2033 | NOX | ATC | 2033 | AEP-KPCO | 1.5953 | 1.5953 | 0 | 0.10016 | 0.10016 | 0 | 0.00056 | 2033 |  |  |  | REF | 0 | 0 | Real 2021 ¦ 12/22/2022 3:42:52 PM | Area 1001 Gas CT 2033
19382 | Area 1001 Gas CT 2033 | SO2 | ATC | 2033 | AEP-KPCO | 21.4229 | 21.4229 | 0 | 0.074 | 0.074 | 0 | 0.00752 | 2033 |  |  |  | REF | 0 | 0 | Real 2021 ¦ 12/22/2022 3:42:52 PM | Area 1001 Gas CT 2033
19383 | Area 1001 Gas CT 2034 | CO2 | ATC | 2033 | AEP-KPCO | 0 | 0 | 0 | 0 | 0 | 0 | 122 | 2033 |  |  |  | REF | 0 | 0 | Real 2021 ¦ 12/22/2022 3:42:52 PM | Area 1001 Gas CT 2034
19384 | Area 1001 Gas CT 2034 | NOX | ATC | 2033 | AEP-KPCO | 0 | 0 | 0 | 0 | 0 | 0 | 0.00056 | 2033 |  |  |  | REF | 0 | 0 | Real 2021 ¦ 12/22/2022 3:42:52 PM | Area 1001 Gas CT 2034
19385 | Area 1001 Gas CT 2034 | SO2 | ATC | 2033 | AEP-KPCO | 0 | 0 | 0 | 0 | 0 | 0 | 0.00752 | 2033 |  |  |  | REF | 0 | 0 | Real 2021 ¦ 12/22/2022 3:42:52 PM | Area 1001 Gas CT 2034
19386 | Area 1001 Gas CT 2035 | CO2 | ATC | 2033 | AEP-KPCO | 0 | 0 | 0 | 0 | 0 | 0 | 122 | 2033 |  |  |  | REF | 0 | 0 | Real 2021 ¦ 12/22/2022 3:42:52 PM | Area 1001 Gas CT 2035
19387 | Area 1001 Gas CT 2035 | NOX | ATC | 2033 | AEP-KPCO | 0 | 0 | 0 | 0 | 0 | 0 | 0.00056 | 2033 |  |  |  | REF | 0 | 0 | Real 2021 ¦ 12/22/2022 3:42:52 PM | Area 1001 Gas CT 2035
19388 | Area 1001 Gas CT 2035 | SO2 | ATC | 2033 | AEP-KPCO | 0 | 0 | 0 | 0 | 0 | 0 | 0.00752 | 2033 |  |  |  | REF | 0 | 0 | Real 2021 ¦ 12/22/2022 3:42:52 PM | Area 1001 Gas CT 2035
19389 | Area 1001 Gas CT 2036 | CO2 | ATC | 2033 | AEP-KPCO | 0 | 0 | 0 | 0 | 0 | 0 | 122 | 2033 |  |  |  | REF | 0 | 0 | Real 2021 ¦ 12/22/2022 3:42:52 PM | Area 1001 Gas CT 2036
19390 | Area 1001 Gas CT 2036 | NOX | ATC | 2033 | AEP-KPCO | 0 | 0 | 0 | 0 | 0 | 0 | 0.00056 | 2033 |  |  |  | REF | 0 | 0 | Real 2021 ¦ 12/22/2022 3:42:52 PM | Area 1001 Gas CT 2036
19391 | Area 1001 Gas CT 2036 | SO2 | ATC | 2033 | AEP-KPCO | 0 | 0 | 0 | 0 | 0 | 0 | 0.00752 | 2033 |  |  |  | REF | 0 | 0 | Real 2021 ¦ 12/22/2022 3:42:52 PM | Area 1001 Gas CT 2036
19392 | Area 1001 Gas CT 2037 | CO2 | ATC | 2033 | AEP-KPCO | 0 | 0 | 0 | 0 | 0 | 0 | 122 | 2033 |  |  |  | REF | 0 | 0 | Real 2021 ¦ 12/22/2022 3:42:52 PM | Area 1001 Gas CT 2037
19393 | Area 1001 Gas CT 2037 | NOX | ATC | 2033 | AEP-KPCO | 0 | 0 | 0 | 0 | 0 | 0 | 0.00056 | 2033 |  |  |  | REF | 0 | 0 | Real 2021 ¦ 12/22/2022 3:42:52 PM | Area 1001 Gas CT 2037
19394 | Area 1001 Gas CT 2037 | SO2 | ATC | 2033 | AEP-KPCO | 0 | 0 | 0 | 0 | 0 | 0 | 0.00752 | 2033 |  |  |  | REF | 0 | 0 | Real 2021 ¦ 12/22/2022 3:42:52 PM | Area 1001 Gas CT 2037
19395 | Area 1001 Gas CT 2038 | CO2 | ATC | 2033 | AEP-KPCO | 0 | 0 | 0 | 0 | 0 | 0 | 122 | 2033 |  |  |  | REF | 0 | 0 | Real 2021 ¦ 12/22/2022 3:42:52 PM | Area 1001 Gas CT 2038
19396 | Area 1001 Gas CT 2038 | NOX | ATC | 2033 | AEP-KPCO | 0 | 0 | 0 | 0 | 0 | 0 | 0.00056 | 2033 |  |  |  | REF | 0 | 0 | Real 2021 ¦ 12/22/2022 3:42:52 PM | Area 1001 Gas CT 2038
19397 | Area 1001 Gas CT 2038 | SO2 | ATC | 2033 | AEP-KPCO | 0 | 0 | 0 | 0 | 0 | 0 | 0.00752 | 2033 |  |  |  | REF | 0 | 0 | Real 2021 ¦ 12/22/2022 3:42:52 PM | Area 1001 Gas CT 2038
19398 | Area 1001 Gas CT 2039 | CO2 | ATC | 2033 | AEP-KPCO | 0 | 0 | 0 | 0 | 0 | 0 | 122 | 2033 |  |  |  | REF | 0 | 0 | Real 2021 ¦ 12/22/2022 3:42:52 PM | Area 1001 Gas CT 2039
19399 | Area 1001 Gas CT 2039 | NOX | ATC | 2033 | AEP-KPCO | 0 | 0 | 0 | 0 | 0 | 0 | 0.00056 | 2033 |  |  |  | REF | 0 | 0 | Real 2021 ¦ 12/22/2022 3:42:52 PM | Area 1001 Gas CT 2039
19400 | Area 1001 Gas CT 2039 | SO2 | ATC | 2033 | AEP-KPCO | 0 | 0 | 0 | 0 | 0 | 0 | 0.00752 | 2033 |  |  |  | REF | 0 | 0 | Real 2021 ¦ 12/22/2022 3:42:52 PM | Area 1001 Gas CT 2039
19401 | Area 1001 Gas CT 2040 | CO2 | ATC | 2033 | AEP-KPCO | 0 | 0 | 0 | 0 | 0 | 0 | 122 | 2033 |  |  |  | REF | 0 | 0 | Real 2021 ¦ 12/22/2022 3:42:52 PM | Area 1001 Gas CT 2040
19402 | Area 1001 Gas CT 2040 | NOX | ATC | 2033 | AEP-KPCO | 0 | 0 | 0 | 0 | 0 | 0 | 0.00056 | 2033 |  |  |  | REF | 0 | 0 | Real 2021 ¦ 12/22/2022 3:42:52 PM | Area 1001 Gas CT 2040
19403 | Area 1001 Gas CT 2040 | SO2 | ATC | 2033 | AEP-KPCO | 0 | 0 | 0 | 0 | 0 | 0 | 0.00752 | 2033 |  |  |  | REF | 0 | 0 | Real 2021 ¦ 12/22/2022 3:42:52 PM | Area 1001 Gas CT 2040
19404 | Area 1001 Gas CT 2041 | CO2 | ATC | 2033 | AEP-KPCO | 0 | 0 | 0 | 0 | 0 | 0 | 122 | 2033 |  |  |  | REF | 0 | 0 | Real 2021 ¦ 12/22/2022 3:42:52 PM | Area 1001 Gas CT 2041
19405 | Area 1001 Gas CT 2041 | NOX | ATC | 2033 | AEP-KPCO | 0 | 0 | 0 | 0 | 0 | 0 | 0.00056 | 2033 |  |  |  | REF | 0 | 0 | Real 2021 ¦ 12/22/2022 3:42:52 PM | Area 1001 Gas CT 2041
19406 | Area 1001 Gas CT 2041 | SO2 | ATC | 2033 | AEP-KPCO | 0 | 0 | 0 | 0 | 0 | 0 | 0.00752 | 2033 |  |  |  | REF | 0 | 0 | Real 2021 ¦ 12/22/2022 3:42:52 PM | Area 1001 Gas CT 2041
19407 | Area 1001 Gas CT 2042 | CO2 | ATC | 2033 | AEP-KPCO | 0 | 0 | 0 | 0 | 0 | 0 | 122 | 2033 |  |  |  | REF | 0 | 0 | Real 2021 ¦ 12/22/2022 3:42:52 PM | Area 1001 Gas CT 2042
19408 | Area 1001 Gas CT 2042 | NOX | ATC | 2033 | AEP-KPCO | 0 | 0 | 0 | 0 | 0 | 0 | 0.00056 | 2033 |  |  |  | REF | 0 | 0 | Real 2021 ¦ 12/22/2022 3:42:52 PM | Area 1001 Gas CT 2042
19409 | Area 1001 Gas CT 2042 | SO2 | ATC | 2033 | AEP-KPCO | 0 | 0 | 0 | 0 | 0 | 0 | 0.00752 | 2033 |  |  |  | REF | 0 | 0 | Real 2021 ¦ 12/22/2022 3:42:52 PM | Area 1001 Gas CT 2042
19410 | Area 1001 Gas CT 2043 | CO2 | ATC | 2033 | AEP-KPCO | 0 | 0 | 0 | 0 | 0 | 0 | 122 | 2033 |  |  |  | REF | 0 | 0 | Real 2021 ¦ 12/22/2022 3:42:52 PM | Area 1001 Gas CT 2043
19411 | Area 1001 Gas CT 2043 | NOX | ATC | 2033 | AEP-KPCO | 0 | 0 | 0 | 0 | 0 | 0 | 0.00056 | 2033 |  |  |  | REF | 0 | 0 | Real 2021 ¦ 12/22/2022 3:42:52 PM | Area 1001 Gas CT 2043
19412 | Area 1001 Gas CT 2043 | SO2 | ATC | 2033 | AEP-KPCO | 0 | 0 | 0 | 0 | 0 | 0 | 0.00752 | 2033 |  |  |  | REF | 0 | 0 | Real 2021 ¦ 12/22/2022 3:42:52 PM | Area 1001 Gas CT 2043
19413 | Area 1001 Gas Aero CT 2023 | CO2 | ATC | 2033 | AEP-KPCO | 126109.4844 | 126109.4844 | 0 | 1489.7368 | 1489.7368 | 0 | 122 | 2033 |  |  |  | REF | 0 | 0 | Real 2021 ¦ 12/22/2022 3:42:52 PM | Area 1001 Gas Aero CT 2023
19414 | Area 1001 Gas Aero CT 2023 | NOX | ATC | 2033 | AEP-KPCO | 0.57886 | 0.57886 | 0 | 0.035996 | 0.035996 | 0 | 0.00056 | 2033 |  |  |  | REF | 0 | 0 | Real 2021 ¦ 12/22/2022 3:42:52 PM | Area 1001 Gas Aero CT 2023
19415 | Area 1001 Gas Aero CT 2023 | SO2 | ATC | 2033 | AEP-KPCO | 7.7733 | 7.7733 | 0 | 0.026851 | 0.026851 | 0 | 0.00752 | 2033 |  |  |  | REF | 0 | 0 | Real 2021 ¦ 12/22/2022 3:42:52 PM | Area 1001 Gas Aero CT 2023
19416 | Area 1001 Gas Aero CT 2024 | CO2 | ATC | 2033 | AEP-KPCO | 125988.0781 | 125988.0781 | 0 | 1488.3027 | 1488.3027 | 0 | 122 | 2033 |  |  |  | REF | 0 | 0 | Real 2021 ¦ 12/22/2022 3:42:52 PM | Area 1001 Gas Aero CT 2024
19417 | Area 1001 Gas Aero CT 2024 | NOX | ATC | 2033 | AEP-KPCO | 0.57831 | 0.57831 | 0 | 0.035967 | 0.035967 | 0 | 0.00056 | 2033 |  |  |  | REF | 0 | 0 | Real 2021 ¦ 12/22/2022 3:42:52 PM | Area 1001 Gas Aero CT 2024
19418 | Area 1001 Gas Aero CT 2024 | SO2 | ATC | 2033 | AEP-KPCO | 7.7658 | 7.7658 | 0 | 0.026825 | 0.026825 | 0 | 0.00752 | 2033 |  |  |  | REF | 0 | 0 | Real 2021 ¦ 12/22/2022 3:42:52 PM | Area 1001 Gas Aero CT 2024
19419 | Area 1001 Gas Aero CT 2025 | CO2 | ATC | 2033 | AEP-KPCO | 126313.8438 | 126313.8438 | 0 | 1492.151 | 1492.151 | 0 | 122 | 2033 |  |  |  | REF | 0 | 0 | Real 2021 ¦ 12/22/2022 3:42:52 PM | Area 1001 Gas Aero CT 2025
19420 | Area 1001 Gas Aero CT 2025 | NOX | ATC | 2033 | AEP-KPCO | 0.5798 | 0.5798 | 0 | 0.035975 | 0.035975 | 0 | 0.00056 | 2033 |  |  |  | REF | 0 | 0 | Real 2021 ¦ 12/22/2022 3:42:52 PM | Area 1001 Gas Aero CT 2025
19421 | Area 1001 Gas Aero CT 2025 | SO2 | ATC | 2033 | AEP-KPCO | 7.7859 | 7.7859 | 0 | 0.026894 | 0.026894 | 0 | 0.00752 | 2033 |  |  |  | REF | 0 | 0 | Real 2021 ¦ 12/22/2022 3:42:52 PM | Area 1001 Gas Aero CT 2025
19422 | Area 1001 Gas Aero CT 2026 | CO2 | ATC | 2033 | AEP-KPCO | 126064.625 | 126064.625 | 0 | 1489.2069 | 1489.2069 | 0 | 122 | 2033 |  |  |  | REF | 0 | 0 | Real 2021 ¦ 12/22/2022 3:42:52 PM | Area 1001 Gas Aero CT 2026
19423 | Area 1001 Gas Aero CT 2026 | NOX | ATC | 2033 | AEP-KPCO | 0.57866 | 0.57866 | 0 | 0.03601 | 0.03601 | 0 | 0.00056 | 2033 |  |  |  | REF | 0 | 0 | Real 2021 ¦ 12/22/2022 3:42:52 PM | Area 1001 Gas Aero CT 2026
19424 | Area 1001 Gas Aero CT 2026 | SO2 | ATC | 2033 | AEP-KPCO | 7.7705 | 7.7705 | 0 | 0.026841 | 0.026841 | 0 | 0.00752 | 2033 |  |  |  | REF | 0 | 0 | Real 2021 ¦ 12/22/2022 3:42:52 PM | Area 1001 Gas Aero CT 2026
19425 | Area 1001 Gas Aero CT 2027 | CO2 | ATC | 2033 | AEP-KPCO | 120122.0703 | 120122.0703 | 0 | 1419.0073 | 1419.0073 | 0 | 122 | 2033 |  |  |  | REF | 0 | 0 | Real 2021 ¦ 12/22/2022 3:42:52 PM | Area 1001 Gas Aero CT 2027
19426 | Area 1001 Gas Aero CT 2027 | NOX | ATC | 2033 | AEP-KPCO | 0.55138 | 0.55138 | 0 | 0.034649 | 0.034649 | 0 | 0.00056 | 2033 |  |  |  | REF | 0 | 0 | Real 2021 ¦ 12/22/2022 3:42:52 PM | Area 1001 Gas Aero CT 2027
19427 | Area 1001 Gas Aero CT 2027 | SO2 | ATC | 2033 | AEP-KPCO | 7.4042 | 7.4042 | 0 | 0.025576 | 0.025576 | 0 | 0.00752 | 2033 |  |  |  | REF | 0 | 0 | Real 2021 ¦ 12/22/2022 3:42:52 PM | Area 1001 Gas Aero CT 2027
19428 | Area 1001 Gas Aero CT 2028 | CO2 | ATC | 2033 | AEP-KPCO | 126856.1406 | 126856.1406 | 0 | 1498.5571 | 1498.5571 | 0 | 122 | 2033 |  |  |  | REF | 0 | 0 | Real 2021 ¦ 12/22/2022 3:42:52 PM | Area 1001 Gas Aero CT 2028
19429 | Area 1001 Gas Aero CT 2028 | NOX | ATC | 2033 | AEP-KPCO | 0.58229 | 0.58229 | 0 | 0.036067 | 0.036067 | 0 | 0.00056 | 2033 |  |  |  | REF | 0 | 0 | Real 2021 ¦ 12/22/2022 3:42:52 PM | Area 1001 Gas Aero CT 2028
19430 | Area 1001 Gas Aero CT 2028 | SO2 | ATC | 2033 | AEP-KPCO | 7.8193 | 7.8193 | 0 | 0.02701 | 0.02701 | 0 | 0.00752 | 2033 |  |  |  | REF | 0 | 0 | Real 2021 ¦ 12/22/2022 3:42:52 PM | Area 1001 Gas Aero CT 2028
19431 | Area 1001 Gas Aero CT 2029 | CO2 | ATC | 2033 | AEP-KPCO | 126769.7031 | 126769.7031 | 0 | 1497.5361 | 1497.5361 | 0 | 122 | 2033 |  |  |  | REF | 0 | 0 | Real 2021 ¦ 12/22/2022 3:42:52 PM | Area 1001 Gas Aero CT 2029
19432 | Area 1001 Gas Aero CT 2029 | NOX | ATC | 2033 | AEP-KPCO | 0.58189 | 0.58189 | 0 | 0.03605 | 0.03605 | 0 | 0.00056 | 2033 |  |  |  | REF | 0 | 0 | Real 2021 ¦ 12/22/2022 3:42:52 PM | Area 1001 Gas Aero CT 2029
19433 | Area 1001 Gas Aero CT 2029 | SO2 | ATC | 2033 | AEP-KPCO | 7.814 | 7.814 | 0 | 0.026992 | 0.026992 | 0 | 0.00752 | 2033 |  |  |  | REF | 0 | 0 | Real 2021 ¦ 12/22/2022 3:42:52 PM | Area 1001 Gas Aero CT 2029
19434 | Area 1001 Gas Aero CT 2030 | CO2 | ATC | 2033 | AEP-KPCO | 125988.0781 | 125988.0781 | 0 | 1488.3027 | 1488.3027 | 0 | 122 | 2033 |  |  |  | REF | 0 | 0 | Real 2021 ¦ 12/22/2022 3:42:52 PM | Area 1001 Gas Aero CT 2030
19435 | Area 1001 Gas Aero CT 2030 | NOX | ATC | 2033 | AEP-KPCO | 0.57831 | 0.57831 | 0 | 0.035967 | 0.035967 | 0 | 0.00056 | 2033 |  |  |  | REF | 0 | 0 | Real 2021 ¦ 12/22/2022 3:42:52 PM | Area 1001 Gas Aero CT 2030
19436 | Area 1001 Gas Aero CT 2030 | SO2 | ATC | 2033 | AEP-KPCO | 7.7658 | 7.7658 | 0 | 0.026825 | 0.026825 | 0 | 0.00752 | 2033 |  |  |  | REF | 0 | 0 | Real 2021 ¦ 12/22/2022 3:42:52 PM | Area 1001 Gas Aero CT 2030
19437 | Area 1001 Gas Aero CT 2031 | CO2 | ATC | 2033 | AEP-KPCO | 126060.0938 | 126060.0938 | 0 | 1489.1534 | 1489.1534 | 0 | 122 | 2033 |  |  |  | REF | 0 | 0 | Real 2021 ¦ 12/22/2022 3:42:52 PM | Area 1001 Gas Aero CT 2031
19438 | Area 1001 Gas Aero CT 2031 | NOX | ATC | 2033 | AEP-KPCO | 0.57864 | 0.57864 | 0 | 0.035969 | 0.035969 | 0 | 0.00056 | 2033 |  |  |  | REF | 0 | 0 | Real 2021 ¦ 12/22/2022 3:42:52 PM | Area 1001 Gas Aero CT 2031
19439 | Area 1001 Gas Aero CT 2031 | SO2 | ATC | 2033 | AEP-KPCO | 7.7703 | 7.7703 | 0 | 0.02684 | 0.02684 | 0 | 0.00752 | 2033 |  |  |  | REF | 0 | 0 | Real 2021 ¦ 12/22/2022 3:42:52 PM | Area 1001 Gas Aero CT 2031
19440 | Area 1001 Gas Aero CT 2032 | CO2 | ATC | 2033 | AEP-KPCO | 127008.7188 | 127008.7188 | 0 | 1500.3595 | 1500.3595 | 0 | 122 | 2033 |  |  |  | REF | 0 | 0 | Real 2021 ¦ 12/22/2022 3:42:52 PM | Area 1001 Gas Aero CT 2032
19441 | Area 1001 Gas Aero CT 2032 | NOX | ATC | 2033 | AEP-KPCO | 0.58299 | 0.58299 | 0 | 0.036071 | 0.036071 | 0 | 0.00056 | 2033 |  |  |  | REF | 0 | 0 | Real 2021 ¦ 12/22/2022 3:42:52 PM | Area 1001 Gas Aero CT 2032
19442 | Area 1001 Gas Aero CT 2032 | SO2 | ATC | 2033 | AEP-KPCO | 7.8287 | 7.8287 | 0 | 0.027042 | 0.027042 | 0 | 0.00752 | 2033 |  |  |  | REF | 0 | 0 | Real 2021 ¦ 12/22/2022 3:42:52 PM | Area 1001 Gas Aero CT 2032
19443 | Area 1001 Gas Aero CT 2033 | CO2 | ATC | 2033 | AEP-KPCO | 126520.6797 | 126520.6797 | 0 | 1494.5944 | 1494.5944 | 0 | 122 | 2033 |  |  |  | REF | 0 | 0 | Real 2021 ¦ 12/22/2022 3:42:52 PM | Area 1001 Gas Aero CT 2033
19444 | Area 1001 Gas Aero CT 2033 | NOX | ATC | 2033 | AEP-KPCO | 0.58075 | 0.58075 | 0 | 0.036201 | 0.036201 | 0 | 0.00056 | 2033 |  |  |  | REF | 0 | 0 | Real 2021 ¦ 12/22/2022 3:42:52 PM | Area 1001 Gas Aero CT 2033
19445 | Area 1001 Gas Aero CT 2033 | SO2 | ATC | 2033 | AEP-KPCO | 7.7987 | 7.7987 | 0 | 0.026939 | 0.026939 | 0 | 0.00752 | 2033 |  |  |  | REF | 0 | 0 | Real 2021 ¦ 12/22/2022 3:42:52 PM | Area 1001 Gas Aero CT 2033
19446 | Area 1001 Gas Aero CT 2034 | CO2 | ATC | 2033 | AEP-KPCO | 0 | 0 | 0 | 0 | 0 | 0 | 122 | 2033 |  |  |  | REF | 0 | 0 | Real 2021 ¦ 12/22/2022 3:42:52 PM | Area 1001 Gas Aero CT 2034
19447 | Area 1001 Gas Aero CT 2034 | NOX | ATC | 2033 | AEP-KPCO | 0 | 0 | 0 | 0 | 0 | 0 | 0.00056 | 2033 |  |  |  | REF | 0 | 0 | Real 2021 ¦ 12/22/2022 3:42:52 PM | Area 1001 Gas Aero CT 2034
19448 | Area 1001 Gas Aero CT 2034 | SO2 | ATC | 2033 | AEP-KPCO | 0 | 0 | 0 | 0 | 0 | 0 | 0.00752 | 2033 |  |  |  | REF | 0 | 0 | Real 2021 ¦ 12/22/2022 3:42:52 PM | Area 1001 Gas Aero CT 2034
19449 | Area 1001 Gas Aero CT 2035 | CO2 | ATC | 2033 | AEP-KPCO | 0 | 0 | 0 | 0 | 0 | 0 | 122 | 2033 |  |  |  | REF | 0 | 0 | Real 2021 ¦ 12/22/2022 3:42:52 PM | Area 1001 Gas Aero CT 2035
19450 | Area 1001 Gas Aero CT 2035 | NOX | ATC | 2033 | AEP-KPCO | 0 | 0 | 0 | 0 | 0 | 0 | 0.00056 | 2033 |  |  |  | REF | 0 | 0 | Real 2021 ¦ 12/22/2022 3:42:52 PM | Area 1001 Gas Aero CT 2035
19451 | Area 1001 Gas Aero CT 2035 | SO2 | ATC | 2033 | AEP-KPCO | 0 | 0 | 0 | 0 | 0 | 0 | 0.00752 | 2033 |  |  |  | REF | 0 | 0 | Real 2021 ¦ 12/22/2022 3:42:52 PM | Area 1001 Gas Aero CT 2035
19452 | Area 1001 Gas Aero CT 2036 | CO2 | ATC | 2033 | AEP-KPCO | 0 | 0 | 0 | 0 | 0 | 0 | 122 | 2033 |  |  |  | REF | 0 | 0 | Real 2021 ¦ 12/22/2022 3:42:52 PM | Area 1001 Gas Aero CT 2036
19453 | Area 1001 Gas Aero CT 2036 | NOX | ATC | 2033 | AEP-KPCO | 0 | 0 | 0 | 0 | 0 | 0 | 0.00056 | 2033 |  |  |  | REF | 0 | 0 | Real 2021 ¦ 12/22/2022 3:42:52 PM | Area 1001 Gas Aero CT 2036
19454 | Area 1001 Gas Aero CT 2036 | SO2 | ATC | 2033 | AEP-KPCO | 0 | 0 | 0 | 0 | 0 | 0 | 0.00752 | 2033 |  |  |  | REF | 0 | 0 | Real 2021 ¦ 12/22/2022 3:42:52 PM | Area 1001 Gas Aero CT 2036
19455 | Area 1001 Gas Aero CT 2037 | CO2 | ATC | 2033 | AEP-KPCO | 0 | 0 | 0 | 0 | 0 | 0 | 122 | 2033 |  |  |  | REF | 0 | 0 | Real 2021 ¦ 12/22/2022 3:42:52 PM | Area 1001 Gas Aero CT 2037
19456 | Area 1001 Gas Aero CT 2037 | NOX | ATC | 2033 | AEP-KPCO | 0 | 0 | 0 | 0 | 0 | 0 | 0.00056 | 2033 |  |  |  | REF | 0 | 0 | Real 2021 ¦ 12/22/2022 3:42:52 PM | Area 1001 Gas Aero CT 2037
19457 | Area 1001 Gas Aero CT 2037 | SO2 | ATC | 2033 | AEP-KPCO | 0 | 0 | 0 | 0 | 0 | 0 | 0.00752 | 2033 |  |  |  | REF | 0 | 0 | Real 2021 ¦ 12/22/2022 3:42:52 PM | Area 1001 Gas Aero CT 2037
19458 | Area 1001 Gas Aero CT 2038 | CO2 | ATC | 2033 | AEP-KPCO | 0 | 0 | 0 | 0 | 0 | 0 | 122 | 2033 |  |  |  | REF | 0 | 0 | Real 2021 ¦ 12/22/2022 3:42:52 PM | Area 1001 Gas Aero CT 2038
19459 | Area 1001 Gas Aero CT 2038 | NOX | ATC | 2033 | AEP-KPCO | 0 | 0 | 0 | 0 | 0 | 0 | 0.00056 | 2033 |  |  |  | REF | 0 | 0 | Real 2021 ¦ 12/22/2022 3:42:52 PM | Area 1001 Gas Aero CT 2038
19460 | Area 1001 Gas Aero CT 2038 | SO2 | ATC | 2033 | AEP-KPCO | 0 | 0 | 0 | 0 | 0 | 0 | 0.00752 | 2033 |  |  |  | REF | 0 | 0 | Real 2021 ¦ 12/22/2022 3:42:52 PM | Area 1001 Gas Aero CT 2038
19461 | Area 1001 Gas Aero CT 2039 | CO2 | ATC | 2033 | AEP-KPCO | 0 | 0 | 0 | 0 | 0 | 0 | 122 | 2033 |  |  |  | REF | 0 | 0 | Real 2021 ¦ 12/22/2022 3:42:52 PM | Area 1001 Gas Aero CT 2039
19462 | Area 1001 Gas Aero CT 2039 | NOX | ATC | 2033 | AEP-KPCO | 0 | 0 | 0 | 0 | 0 | 0 | 0.00056 | 2033 |  |  |  | REF | 0 | 0 | Real 2021 ¦ 12/22/2022 3:42:52 PM | Area 1001 Gas Aero CT 2039
19463 | Area 1001 Gas Aero CT 2039 | SO2 | ATC | 2033 | AEP-KPCO | 0 | 0 | 0 | 0 | 0 | 0 | 0.00752 | 2033 |  |  |  | REF | 0 | 0 | Real 2021 ¦ 12/22/2022 3:42:52 PM | Area 1001 Gas Aero CT 2039
19464 | Area 1001 Gas Aero CT 2040 | CO2 | ATC | 2033 | AEP-KPCO | 0 | 0 | 0 | 0 | 0 | 0 | 122 | 2033 |  |  |  | REF | 0 | 0 | Real 2021 ¦ 12/22/2022 3:42:52 PM | Area 1001 Gas Aero CT 2040
19465 | Area 1001 Gas Aero CT 2040 | NOX | ATC | 2033 | AEP-KPCO | 0 | 0 | 0 | 0 | 0 | 0 | 0.00056 | 2033 |  |  |  | REF | 0 | 0 | Real 2021 ¦ 12/22/2022 3:42:52 PM | Area 1001 Gas Aero CT 2040
19466 | Area 1001 Gas Aero CT 2040 | SO2 | ATC | 2033 | AEP-KPCO | 0 | 0 | 0 | 0 | 0 | 0 | 0.00752 | 2033 |  |  |  | REF | 0 | 0 | Real 2021 ¦ 12/22/2022 3:42:52 PM | Area 1001 Gas Aero CT 2040
19467 | Area 1001 Gas Aero CT 2041 | CO2 | ATC | 2033 | AEP-KPCO | 0 | 0 | 0 | 0 | 0 | 0 | 122 | 2033 |  |  |  | REF | 0 | 0 | Real 2021 ¦ 12/22/2022 3:42:52 PM | Area 1001 Gas Aero CT 2041
19468 | Area 1001 Gas Aero CT 2041 | NOX | ATC | 2033 | AEP-KPCO | 0 | 0 | 0 | 0 | 0 | 0 | 0.00056 | 2033 |  |  |  | REF | 0 | 0 | Real 2021 ¦ 12/22/2022 3:42:52 PM | Area 1001 Gas Aero CT 2041
19469 | Area 1001 Gas Aero CT 2041 | SO2 | ATC | 2033 | AEP-KPCO | 0 | 0 | 0 | 0 | 0 | 0 | 0.00752 | 2033 |  |  |  | REF | 0 | 0 | Real 2021 ¦ 12/22/2022 3:42:52 PM | Area 1001 Gas Aero CT 2041
19470 | Area 1001 Gas Aero CT 2042 | CO2 | ATC | 2033 | AEP-KPCO | 0 | 0 | 0 | 0 | 0 | 0 | 122 | 2033 |  |  |  | REF | 0 | 0 | Real 2021 ¦ 12/22/2022 3:42:52 PM | Area 1001 Gas Aero CT 2042
19471 | Area 1001 Gas Aero CT 2042 | NOX | ATC | 2033 | AEP-KPCO | 0 | 0 | 0 | 0 | 0 | 0 | 0.00056 | 2033 |  |  |  | REF | 0 | 0 | Real 2021 ¦ 12/22/2022 3:42:52 PM | Area 1001 Gas Aero CT 2042
19472 | Area 1001 Gas Aero CT 2042 | SO2 | ATC | 2033 | AEP-KPCO | 0 | 0 | 0 | 0 | 0 | 0 | 0.00752 | 2033 |  |  |  | REF | 0 | 0 | Real 2021 ¦ 12/22/2022 3:42:52 PM | Area 1001 Gas Aero CT 2042
19473 | Area 1001 Gas Aero CT 2043 | CO2 | ATC | 2033 | AEP-KPCO | 0 | 0 | 0 | 0 | 0 | 0 | 122 | 2033 |  |  |  | REF | 0 | 0 | Real 2021 ¦ 12/22/2022 3:42:52 PM | Area 1001 Gas Aero CT 2043
19474 | Area 1001 Gas Aero CT 2043 | NOX | ATC | 2033 | AEP-KPCO | 0 | 0 | 0 | 0 | 0 | 0 | 0.00056 | 2033 |  |  |  | REF | 0 | 0 | Real 2021 ¦ 12/22/2022 3:42:52 PM | Area 1001 Gas Aero CT 2043
19475 | Area 1001 Gas Aero CT 2043 | SO2 | ATC | 2033 | AEP-KPCO | 0 | 0 | 0 | 0 | 0 | 0 | 0.00752 | 2033 |  |  |  | REF | 0 | 0 | Real 2021 ¦ 12/22/2022 3:42:52 PM | Area 1001 Gas Aero CT 2043
19476 | Area 1001 Gas IC 2023 | CO2 | ATC | 2033 | AEP-KPCO | 33313.3008 | 33313.3008 | 0 | 393.5315 | 393.5315 | 0 | 122 | 2033 |  |  |  | REF | 0 | 0 | Real 2021 ¦ 12/22/2022 3:42:52 PM | Area 1001 Gas IC 2023
19477 | Area 1001 Gas IC 2023 | NOX | ATC | 2033 | AEP-KPCO | 0.15291 | 0.15291 | 0 | 0.008338 | 0.008338 | 0 | 0.00056 | 2033 |  |  |  | REF | 0 | 0 | Real 2021 ¦ 12/22/2022 3:42:52 PM | Area 1001 Gas IC 2023
19478 | Area 1001 Gas IC 2023 | SO2 | ATC | 2033 | AEP-KPCO | 2.0534 | 2.0534 | 0 | 0.007093 | 0.007093 | 0 | 0.00752 | 2033 |  |  |  | REF | 0 | 0 | Real 2021 ¦ 12/22/2022 3:42:52 PM | Area 1001 Gas IC 2023
19479 | Area 1001 Gas IC 2024 | CO2 | ATC | 2033 | AEP-KPCO | 35010.6328 | 35010.6328 | 0 | 413.5821 | 413.5821 | 0 | 122 | 2033 |  |  |  | REF | 0 | 0 | Real 2021 ¦ 12/22/2022 3:42:52 PM | Area 1001 Gas IC 2024
19480 | Area 1001 Gas IC 2024 | NOX | ATC | 2033 | AEP-KPCO | 0.1607 | 0.1607 | 0 | 0.0089672 | 0.0089672 | 0 | 0.00056 | 2033 |  |  |  | REF | 0 | 0 | Real 2021 ¦ 12/22/2022 3:42:52 PM | Area 1001 Gas IC 2024
19481 | Area 1001 Gas IC 2024 | SO2 | ATC | 2033 | AEP-KPCO | 2.158 | 2.158 | 0 | 0.0074544 | 0.0074544 | 0 | 0.00752 | 2033 |  |  |  | REF | 0 | 0 | Real 2021 ¦ 12/22/2022 3:42:52 PM | Area 1001 Gas IC 2024
19482 | Area 1001 Gas IC 2025 | CO2 | ATC | 2033 | AEP-KPCO | 34154.8594 | 34154.8594 | 0 | 403.4728 | 403.4728 | 0 | 122 | 2033 |  |  |  | REF | 0 | 0 | Real 2021 ¦ 12/22/2022 3:42:52 PM | Area 1001 Gas IC 2025
19483 | Area 1001 Gas IC 2025 | NOX | ATC | 2033 | AEP-KPCO | 0.15678 | 0.15678 | 0 | 0.0085168 | 0.0085168 | 0 | 0.00056 | 2033 |  |  |  | REF | 0 | 0 | Real 2021 ¦ 12/22/2022 3:42:52 PM | Area 1001 Gas IC 2025
19484 | Area 1001 Gas IC 2025 | SO2 | ATC | 2033 | AEP-KPCO | 2.1053 | 2.1053 | 0 | 0.0072722 | 0.0072722 | 0 | 0.00752 | 2033 |  |  |  | REF | 0 | 0 | Real 2021 ¦ 12/22/2022 3:42:52 PM | Area 1001 Gas IC 2025
19485 | Area 1001 Gas IC 2026 | CO2 | ATC | 2033 | AEP-KPCO | 34559.7617 | 34559.7617 | 0 | 408.256 | 408.256 | 0 | 122 | 2033 |  |  |  | REF | 0 | 0 | Real 2021 ¦ 12/22/2022 3:42:52 PM | Area 1001 Gas IC 2026
19486 | Area 1001 Gas IC 2026 | NOX | ATC | 2033 | AEP-KPCO | 0.15863 | 0.15863 | 0 | 0.0086341 | 0.0086341 | 0 | 0.00056 | 2033 |  |  |  | REF | 0 | 0 | Real 2021 ¦ 12/22/2022 3:42:52 PM | Area 1001 Gas IC 2026
19487 | Area 1001 Gas IC 2026 | SO2 | ATC | 2033 | AEP-KPCO | 2.1302 | 2.1302 | 0 | 0.0073584 | 0.0073584 | 0 | 0.00752 | 2033 |  |  |  | REF | 0 | 0 | Real 2021 ¦ 12/22/2022 3:42:52 PM | Area 1001 Gas IC 2026
19488 | Area 1001 Gas IC 2027 | CO2 | ATC | 2033 | AEP-KPCO | 33870.9883 | 33870.9883 | 0 | 400.1194 | 400.1194 | 0 | 122 | 2033 |  |  |  | REF | 0 | 0 | Real 2021 ¦ 12/22/2022 3:42:52 PM | Area 1001 Gas IC 2027
19489 | Area 1001 Gas IC 2027 | NOX | ATC | 2033 | AEP-KPCO | 0.15547 | 0.15547 | 0 | 0.008512 | 0.008512 | 0 | 0.00056 | 2033 |  |  |  | REF | 0 | 0 | Real 2021 ¦ 12/22/2022 3:42:52 PM | Area 1001 Gas IC 2027
19490 | Area 1001 Gas IC 2027 | SO2 | ATC | 2033 | AEP-KPCO | 2.0878 | 2.0878 | 0 | 0.0072117 | 0.0072117 | 0 | 0.00752 | 2033 |  |  |  | REF | 0 | 0 | Real 2021 ¦ 12/22/2022 3:42:52 PM | Area 1001 Gas IC 2027
19491 | Area 1001 Gas IC 2028 | CO2 | ATC | 2033 | AEP-KPCO | 33878.4453 | 33878.4453 | 0 | 400.2076 | 400.2076 | 0 | 122 | 2033 |  |  |  | REF | 0 | 0 | Real 2021 ¦ 12/22/2022 3:42:52 PM | Area 1001 Gas IC 2028
19492 | Area 1001 Gas IC 2028 | NOX | ATC | 2033 | AEP-KPCO | 0.15551 | 0.15551 | 0 | 0.0085369 | 0.0085369 | 0 | 0.00056 | 2033 |  |  |  | REF | 0 | 0 | Real 2021 ¦ 12/22/2022 3:42:52 PM | Area 1001 Gas IC 2028
19493 | Area 1001 Gas IC 2028 | SO2 | ATC | 2033 | AEP-KPCO | 2.0882 | 2.0882 | 0 | 0.0072133 | 0.0072133 | 0 | 0.00752 | 2033 |  |  |  | REF | 0 | 0 | Real 2021 ¦ 12/22/2022 3:42:52 PM | Area 1001 Gas IC 2028
19494 | Area 1001 Gas IC 2029 | CO2 | ATC | 2033 | AEP-KPCO | 33828.8633 | 33828.8633 | 0 | 399.6218 | 399.6218 | 0 | 122 | 2033 |  |  |  | REF | 0 | 0 | Real 2021 ¦ 12/22/2022 3:42:52 PM | Area 1001 Gas IC 2029
19495 | Area 1001 Gas IC 2029 | NOX | ATC | 2033 | AEP-KPCO | 0.15528 | 0.15528 | 0 | 0.008504 | 0.008504 | 0 | 0.00056 | 2033 |  |  |  | REF | 0 | 0 | Real 2021 ¦ 12/22/2022 3:42:52 PM | Area 1001 Gas IC 2029
19496 | Area 1001 Gas IC 2029 | SO2 | ATC | 2033 | AEP-KPCO | 2.0852 | 2.0852 | 0 | 0.0072028 | 0.0072028 | 0 | 0.00752 | 2033 |  |  |  | REF | 0 | 0 | Real 2021 ¦ 12/22/2022 3:42:52 PM | Area 1001 Gas IC 2029
19497 | Area 1001 Gas IC 2030 | CO2 | ATC | 2033 | AEP-KPCO | 35160.0195 | 35160.0195 | 0 | 415.3468 | 415.3468 | 0 | 122 | 2033 |  |  |  | REF | 0 | 0 | Real 2021 ¦ 12/22/2022 3:42:52 PM | Area 1001 Gas IC 2030
19498 | Area 1001 Gas IC 2030 | NOX | ATC | 2033 | AEP-KPCO | 0.16139 | 0.16139 | 0 | 0.0085412 | 0.0085412 | 0 | 0.00056 | 2033 |  |  |  | REF | 0 | 0 | Real 2021 ¦ 12/22/2022 3:42:52 PM | Area 1001 Gas IC 2030
19499 | Area 1001 Gas IC 2030 | SO2 | ATC | 2033 | AEP-KPCO | 2.1672 | 2.1672 | 0 | 0.0074862 | 0.0074862 | 0 | 0.00752 | 2033 |  |  |  | REF | 0 | 0 | Real 2021 ¦ 12/22/2022 3:42:52 PM | Area 1001 Gas IC 2030
19500 | Area 1001 Gas IC 2031 | CO2 | ATC | 2033 | AEP-KPCO | 34272.0391 | 34272.0391 | 0 | 404.8571 | 404.8571 | 0 | 122 | 2033 |  |  |  | REF | 0 | 0 | Real 2021 ¦ 12/22/2022 3:42:52 PM | Area 1001 Gas IC 2031
19501 | Area 1001 Gas IC 2031 | NOX | ATC | 2033 | AEP-KPCO | 0.15731 | 0.15731 | 0 | 0.008711 | 0.008711 | 0 | 0.00056 | 2033 |  |  |  | REF | 0 | 0 | Real 2021 ¦ 12/22/2022 3:42:52 PM | Area 1001 Gas IC 2031
19502 | Area 1001 Gas IC 2031 | SO2 | ATC | 2033 | AEP-KPCO | 2.1125 | 2.1125 | 0 | 0.0072971 | 0.0072971 | 0 | 0.00752 | 2033 |  |  |  | REF | 0 | 0 | Real 2021 ¦ 12/22/2022 3:42:52 PM | Area 1001 Gas IC 2031
19503 | Area 1001 Gas IC 2032 | CO2 | ATC | 2033 | AEP-KPCO | 35774.7188 | 35774.7188 | 0 | 422.6083 | 422.6083 | 0 | 122 | 2033 |  |  |  | REF | 0 | 0 | Real 2021 ¦ 12/22/2022 3:42:52 PM | Area 1001 Gas IC 2032
19504 | Area 1001 Gas IC 2032 | NOX | ATC | 2033 | AEP-KPCO | 0.16421 | 0.16421 | 0 | 0.0089978 | 0.0089978 | 0 | 0.00056 | 2033 |  |  |  | REF | 0 | 0 | Real 2021 ¦ 12/22/2022 3:42:52 PM | Area 1001 Gas IC 2032
19505 | Area 1001 Gas IC 2032 | SO2 | ATC | 2033 | AEP-KPCO | 2.2051 | 2.2051 | 0 | 0.0076171 | 0.0076171 | 0 | 0.00752 | 2033 |  |  |  | REF | 0 | 0 | Real 2021 ¦ 12/22/2022 3:42:52 PM | Area 1001 Gas IC 2032
19506 | Area 1001 Gas IC 2033 | CO2 | ATC | 2033 | AEP-KPCO | 42727.1445 | 42727.1445 | 0 | 504.7376 | 504.7376 | 0 | 122 | 2033 |  |  |  | REF | 0 | 0 | Real 2021 ¦ 12/22/2022 3:42:52 PM | Area 1001 Gas IC 2033
19507 | Area 1001 Gas IC 2033 | NOX | ATC | 2033 | AEP-KPCO | 0.19612 | 0.19612 | 0 | 0.011864 | 0.011864 | 0 | 0.00056 | 2033 |  |  |  | REF | 0 | 0 | Real 2021 ¦ 12/22/2022 3:42:52 PM | Area 1001 Gas IC 2033
19508 | Area 1001 Gas IC 2033 | SO2 | ATC | 2033 | AEP-KPCO | 2.6337 | 2.6337 | 0 | 0.0090974 | 0.0090974 | 0 | 0.00752 | 2033 |  |  |  | REF | 0 | 0 | Real 2021 ¦ 12/22/2022 3:42:52 PM | Area 1001 Gas IC 2033
19509 | Area 1001 Gas IC 2034 | CO2 | ATC | 2033 | AEP-KPCO | 0 | 0 | 0 | 0 | 0 | 0 | 122 | 2033 |  |  |  | REF | 0 | 0 | Real 2021 ¦ 12/22/2022 3:42:52 PM | Area 1001 Gas IC 2034
19510 | Area 1001 Gas IC 2034 | NOX | ATC | 2033 | AEP-KPCO | 0 | 0 | 0 | 0 | 0 | 0 | 0.00056 | 2033 |  |  |  | REF | 0 | 0 | Real 2021 ¦ 12/22/2022 3:42:52 PM | Area 1001 Gas IC 2034
19511 | Area 1001 Gas IC 2034 | SO2 | ATC | 2033 | AEP-KPCO | 0 | 0 | 0 | 0 | 0 | 0 | 0.00752 | 2033 |  |  |  | REF | 0 | 0 | Real 2021 ¦ 12/22/2022 3:42:52 PM | Area 1001 Gas IC 2034
19512 | Area 1001 Gas IC 2035 | CO2 | ATC | 2033 | AEP-KPCO | 0 | 0 | 0 | 0 | 0 | 0 | 122 | 2033 |  |  |  | REF | 0 | 0 | Real 2021 ¦ 12/22/2022 3:42:52 PM | Area 1001 Gas IC 2035
19513 | Area 1001 Gas IC 2035 | NOX | ATC | 2033 | AEP-KPCO | 0 | 0 | 0 | 0 | 0 | 0 | 0.00056 | 2033 |  |  |  | REF | 0 | 0 | Real 2021 ¦ 12/22/2022 3:42:52 PM | Area 1001 Gas IC 2035
19514 | Area 1001 Gas IC 2035 | SO2 | ATC | 2033 | AEP-KPCO | 0 | 0 | 0 | 0 | 0 | 0 | 0.00752 | 2033 |  |  |  | REF | 0 | 0 | Real 2021 ¦ 12/22/2022 3:42:52 PM | Area 1001 Gas IC 2035
19515 | Area 1001 Gas IC 2036 | CO2 | ATC | 2033 | AEP-KPCO | 0 | 0 | 0 | 0 | 0 | 0 | 122 | 2033 |  |  |  | REF | 0 | 0 | Real 2021 ¦ 12/22/2022 3:42:52 PM | Area 1001 Gas IC 2036
19516 | Area 1001 Gas IC 2036 | NOX | ATC | 2033 | AEP-KPCO | 0 | 0 | 0 | 0 | 0 | 0 | 0.00056 | 2033 |  |  |  | REF | 0 | 0 | Real 2021 ¦ 12/22/2022 3:42:52 PM | Area 1001 Gas IC 2036
19517 | Area 1001 Gas IC 2036 | SO2 | ATC | 2033 | AEP-KPCO | 0 | 0 | 0 | 0 | 0 | 0 | 0.00752 | 2033 |  |  |  | REF | 0 | 0 | Real 2021 ¦ 12/22/2022 3:42:52 PM | Area 1001 Gas IC 2036
19518 | Area 1001 Gas IC 2037 | CO2 | ATC | 2033 | AEP-KPCO | 0 | 0 | 0 | 0 | 0 | 0 | 122 | 2033 |  |  |  | REF | 0 | 0 | Real 2021 ¦ 12/22/2022 3:42:52 PM | Area 1001 Gas IC 2037
19519 | Area 1001 Gas IC 2037 | NOX | ATC | 2033 | AEP-KPCO | 0 | 0 | 0 | 0 | 0 | 0 | 0.00056 | 2033 |  |  |  | REF | 0 | 0 | Real 2021 ¦ 12/22/2022 3:42:52 PM | Area 1001 Gas IC 2037
19520 | Area 1001 Gas IC 2037 | SO2 | ATC | 2033 | AEP-KPCO | 0 | 0 | 0 | 0 | 0 | 0 | 0.00752 | 2033 |  |  |  | REF | 0 | 0 | Real 2021 ¦ 12/22/2022 3:42:52 PM | Area 1001 Gas IC 2037
19521 | Area 1001 Gas IC 2038 | CO2 | ATC | 2033 | AEP-KPCO | 0 | 0 | 0 | 0 | 0 | 0 | 122 | 2033 |  |  |  | REF | 0 | 0 | Real 2021 ¦ 12/22/2022 3:42:52 PM | Area 1001 Gas IC 2038
19522 | Area 1001 Gas IC 2038 | NOX | ATC | 2033 | AEP-KPCO | 0 | 0 | 0 | 0 | 0 | 0 | 0.00056 | 2033 |  |  |  | REF | 0 | 0 | Real 2021 ¦ 12/22/2022 3:42:52 PM | Area 1001 Gas IC 2038
19523 | Area 1001 Gas IC 2038 | SO2 | ATC | 2033 | AEP-KPCO | 0 | 0 | 0 | 0 | 0 | 0 | 0.00752 | 2033 |  |  |  | REF | 0 | 0 | Real 2021 ¦ 12/22/2022 3:42:52 PM | Area 1001 Gas IC 2038
19524 | Area 1001 Gas IC 2039 | CO2 | ATC | 2033 | AEP-KPCO | 0 | 0 | 0 | 0 | 0 | 0 | 122 | 2033 |  |  |  | REF | 0 | 0 | Real 2021 ¦ 12/22/2022 3:42:52 PM | Area 1001 Gas IC 2039
19525 | Area 1001 Gas IC 2039 | NOX | ATC | 2033 | AEP-KPCO | 0 | 0 | 0 | 0 | 0 | 0 | 0.00056 | 2033 |  |  |  | REF | 0 | 0 | Real 2021 ¦ 12/22/2022 3:42:52 PM | Area 1001 Gas IC 2039
19526 | Area 1001 Gas IC 2039 | SO2 | ATC | 2033 | AEP-KPCO | 0 | 0 | 0 | 0 | 0 | 0 | 0.00752 | 2033 |  |  |  | REF | 0 | 0 | Real 2021 ¦ 12/22/2022 3:42:52 PM | Area 1001 Gas IC 2039
19527 | Area 1001 Gas IC 2040 | CO2 | ATC | 2033 | AEP-KPCO | 0 | 0 | 0 | 0 | 0 | 0 | 122 | 2033 |  |  |  | REF | 0 | 0 | Real 2021 ¦ 12/22/2022 3:42:52 PM | Area 1001 Gas IC 2040
19528 | Area 1001 Gas IC 2040 | NOX | ATC | 2033 | AEP-KPCO | 0 | 0 | 0 | 0 | 0 | 0 | 0.00056 | 2033 |  |  |  | REF | 0 | 0 | Real 2021 ¦ 12/22/2022 3:42:52 PM | Area 1001 Gas IC 2040
19529 | Area 1001 Gas IC 2040 | SO2 | ATC | 2033 | AEP-KPCO | 0 | 0 | 0 | 0 | 0 | 0 | 0.00752 | 2033 |  |  |  | REF | 0 | 0 | Real 2021 ¦ 12/22/2022 3:42:52 PM | Area 1001 Gas IC 2040
19530 | Area 1001 Gas IC 2041 | CO2 | ATC | 2033 | AEP-KPCO | 0 | 0 | 0 | 0 | 0 | 0 | 122 | 2033 |  |  |  | REF | 0 | 0 | Real 2021 ¦ 12/22/2022 3:42:52 PM | Area 1001 Gas IC 2041
19531 | Area 1001 Gas IC 2041 | NOX | ATC | 2033 | AEP-KPCO | 0 | 0 | 0 | 0 | 0 | 0 | 0.00056 | 2033 |  |  |  | REF | 0 | 0 | Real 2021 ¦ 12/22/2022 3:42:52 PM | Area 1001 Gas IC 2041
19532 | Area 1001 Gas IC 2041 | SO2 | ATC | 2033 | AEP-KPCO | 0 | 0 | 0 | 0 | 0 | 0 | 0.00752 | 2033 |  |  |  | REF | 0 | 0 | Real 2021 ¦ 12/22/2022 3:42:52 PM | Area 1001 Gas IC 2041
19533 | Area 1001 Gas IC 2042 | CO2 | ATC | 2033 | AEP-KPCO | 0 | 0 | 0 | 0 | 0 | 0 | 122 | 2033 |  |  |  | REF | 0 | 0 | Real 2021 ¦ 12/22/2022 3:42:52 PM | Area 1001 Gas IC 2042
19534 | Area 1001 Gas IC 2042 | NOX | ATC | 2033 | AEP-KPCO | 0 | 0 | 0 | 0 | 0 | 0 | 0.00056 | 2033 |  |  |  | REF | 0 | 0 | Real 2021 ¦ 12/22/2022 3:42:52 PM | Area 1001 Gas IC 2042
19535 | Area 1001 Gas IC 2042 | SO2 | ATC | 2033 | AEP-KPCO | 0 | 0 | 0 | 0 | 0 | 0 | 0.00752 | 2033 |  |  |  | REF | 0 | 0 | Real 2021 ¦ 12/22/2022 3:42:52 PM | Area 1001 Gas IC 2042
19536 | Area 1001 Gas IC 2043 | CO2 | ATC | 2033 | AEP-KPCO | 0 | 0 | 0 | 0 | 0 | 0 | 122 | 2033 |  |  |  | REF | 0 | 0 | Real 2021 ¦ 12/22/2022 3:42:52 PM | Area 1001 Gas IC 2043
19537 | Area 1001 Gas IC 2043 | NOX | ATC | 2033 | AEP-KPCO | 0 | 0 | 0 | 0 | 0 | 0 | 0.00056 | 2033 |  |  |  | REF | 0 | 0 | Real 2021 ¦ 12/22/2022 3:42:52 PM | Area 1001 Gas IC 2043
19538 | Area 1001 Gas IC 2043 | SO2 | ATC | 2033 | AEP-KPCO | 0 | 0 | 0 | 0 | 0 | 0 | 0.00752 | 2033 |  |  |  | REF | 0 | 0 | Real 2021 ¦ 12/22/2022 3:42:52 PM | Area 1001 Gas IC 2043
19539 | Area 1001 Gas CCS 2024 | CO2 | ATC | 2033 | AEP-KPCO | 124817.6797 | 124817.6797 | 0 | -80661.3906 | -80661.3906 | 0 | 11.7 | 2033 |  |  |  | REF | 0 | 0 | Real 2021 ¦ 12/22/2022 3:42:52 PM | Area 1001 Gas CCS 2024
19540 | Area 1001 Gas CCS 2024 | NOX | ATC | 2033 | AEP-KPCO | 149.3545 | 149.3545 | 0 | 7.978 | 7.978 | 0 | 0.014 | 2033 |  |  |  | REF | 0 | 0 | Real 2021 ¦ 12/22/2022 3:42:52 PM | Area 1001 Gas CCS 2024
19541 | Area 1001 Gas CCS 2024 | SO2 | ATC | 2033 | AEP-KPCO | 54.9411 | 54.9411 | 0 | 0.18978 | 0.18978 | 0 | 0.00515 | 2033 |  |  |  | REF | 0 | 0 | Real 2021 ¦ 12/22/2022 3:42:52 PM | Area 1001 Gas CCS 2024
19542 | Area 1001 Gas CCS 2025 | CO2 | ATC | 2033 | AEP-KPCO | 124817.6797 | 124817.6797 | 0 | -80661.3906 | -80661.3906 | 0 | 11.7 | 2033 |  |  |  | REF | 0 | 0 | Real 2021 ¦ 12/22/2022 3:42:52 PM | Area 1001 Gas CCS 2025
19543 | Area 1001 Gas CCS 2025 | NOX | ATC | 2033 | AEP-KPCO | 149.3545 | 149.3545 | 0 | 7.978 | 7.978 | 0 | 0.014 | 2033 |  |  |  | REF | 0 | 0 | Real 2021 ¦ 12/22/2022 3:42:52 PM | Area 1001 Gas CCS 2025
19544 | Area 1001 Gas CCS 2025 | SO2 | ATC | 2033 | AEP-KPCO | 54.9411 | 54.9411 | 0 | 0.18978 | 0.18978 | 0 | 0.00515 | 2033 |  |  |  | REF | 0 | 0 | Real 2021 ¦ 12/22/2022 3:42:52 PM | Area 1001 Gas CCS 2025
19545 | Area 1001 Gas CCS 2026 | CO2 | ATC | 2033 | AEP-KPCO | 123591.2266 | 123591.2266 | 0 | -79868.8125 | -79868.8125 | 0 | 11.7 | 2033 |  |  |  | REF | 0 | 0 | Real 2021 ¦ 12/22/2022 3:42:52 PM | Area 1001 Gas CCS 2026
19546 | Area 1001 Gas CCS 2026 | NOX | ATC | 2033 | AEP-KPCO | 147.8869 | 147.8869 | 0 | 7.8996 | 7.8996 | 0 | 0.014 | 2033 |  |  |  | REF | 0 | 0 | Real 2021 ¦ 12/22/2022 3:42:52 PM | Area 1001 Gas CCS 2026
19547 | Area 1001 Gas CCS 2026 | SO2 | ATC | 2033 | AEP-KPCO | 54.4013 | 54.4013 | 0 | 0.18792 | 0.18792 | 0 | 0.00515 | 2033 |  |  |  | REF | 0 | 0 | Real 2021 ¦ 12/22/2022 3:42:52 PM | Area 1001 Gas CCS 2026
19548 | Area 1001 Gas CCS 2027 | CO2 | ATC | 2033 | AEP-KPCO | 122382.2969 | 122382.2969 | 0 | -79087.5625 | -79087.5625 | 0 | 11.7 | 2033 |  |  |  | REF | 0 | 0 | Real 2021 ¦ 12/22/2022 3:42:52 PM | Area 1001 Gas CCS 2027
19549 | Area 1001 Gas CCS 2027 | NOX | ATC | 2033 | AEP-KPCO | 146.4404 | 146.4404 | 0 | 7.8223 | 7.8223 | 0 | 0.014 | 2033 |  |  |  | REF | 0 | 0 | Real 2021 ¦ 12/22/2022 3:42:52 PM | Area 1001 Gas CCS 2027
19550 | Area 1001 Gas CCS 2027 | SO2 | ATC | 2033 | AEP-KPCO | 53.8691 | 53.8691 | 0 | 0.18608 | 0.18608 | 0 | 0.00515 | 2033 |  |  |  | REF | 0 | 0 | Real 2021 ¦ 12/22/2022 3:42:52 PM | Area 1001 Gas CCS 2027
19551 | Area 1001 Gas CCS 2028 | CO2 | ATC | 2033 | AEP-KPCO | 120980.6406 | 120980.6406 | 0 | -78181.7656 | -78181.7656 | 0 | 11.7 | 2033 |  |  |  | REF | 0 | 0 | Real 2021 ¦ 12/22/2022 3:42:52 PM | Area 1001 Gas CCS 2028
19552 | Area 1001 Gas CCS 2028 | NOX | ATC | 2033 | AEP-KPCO | 144.7632 | 144.7632 | 0 | 7.7328 | 7.7328 | 0 | 0.014 | 2033 |  |  |  | REF | 0 | 0 | Real 2021 ¦ 12/22/2022 3:42:52 PM | Area 1001 Gas CCS 2028
19553 | Area 1001 Gas CCS 2028 | SO2 | ATC | 2033 | AEP-KPCO | 53.2522 | 53.2522 | 0 | 0.18395 | 0.18395 | 0 | 0.00515 | 2033 |  |  |  | REF | 0 | 0 | Real 2021 ¦ 12/22/2022 3:42:52 PM | Area 1001 Gas CCS 2028
19554 | Area 1001 Gas CCS 2029 | CO2 | ATC | 2033 | AEP-KPCO | 119754.1875 | 119754.1875 | 0 | -77389.1875 | -77389.1875 | 0 | 11.7 | 2033 |  |  |  | REF | 0 | 0 | Real 2021 ¦ 12/22/2022 3:42:52 PM | Area 1001 Gas CCS 2029
19555 | Area 1001 Gas CCS 2029 | NOX | ATC | 2033 | AEP-KPCO | 143.2956 | 143.2956 | 0 | 7.6544 | 7.6544 | 0 | 0.014 | 2033 |  |  |  | REF | 0 | 0 | Real 2021 ¦ 12/22/2022 3:42:52 PM | Area 1001 Gas CCS 2029
19556 | Area 1001 Gas CCS 2029 | SO2 | ATC | 2033 | AEP-KPCO | 52.7123 | 52.7123 | 0 | 0.18208 | 0.18208 | 0 | 0.00515 | 2033 |  |  |  | REF | 0 | 0 | Real 2021 ¦ 12/22/2022 3:42:52 PM | Area 1001 Gas CCS 2029
19557 | Area 1001 Gas CCS 2030 | CO2 | ATC | 2033 | AEP-KPCO | 118545.2578 | 118545.2578 | 0 | -76607.9375 | -76607.9375 | 0 | 11.7 | 2033 |  |  |  | REF | 0 | 0 | Real 2021 ¦ 12/22/2022 3:42:52 PM | Area 1001 Gas CCS 2030
19558 | Area 1001 Gas CCS 2030 | NOX | ATC | 2033 | AEP-KPCO | 141.849 | 141.849 | 0 | 7.5771 | 7.5771 | 0 | 0.014 | 2033 |  |  |  | REF | 0 | 0 | Real 2021 ¦ 12/22/2022 3:42:52 PM | Area 1001 Gas CCS 2030
19559 | Area 1001 Gas CCS 2030 | SO2 | ATC | 2033 | AEP-KPCO | 52.1802 | 52.1802 | 0 | 0.18024 | 0.18024 | 0 | 0.00515 | 2033 |  |  |  | REF | 0 | 0 | Real 2021 ¦ 12/22/2022 3:42:52 PM | Area 1001 Gas CCS 2030
19560 | Area 1001 Gas CCS 2031 | CO2 | ATC | 2033 | AEP-KPCO | 117318.8047 | 117318.8047 | 0 | -75815.3594 | -75815.3594 | 0 | 11.7 | 2033 |  |  |  | REF | 0 | 0 | Real 2021 ¦ 12/22/2022 3:42:52 PM | Area 1001 Gas CCS 2031
19561 | Area 1001 Gas CCS 2031 | NOX | ATC | 2033 | AEP-KPCO | 140.3815 | 140.3815 | 0 | 7.4987 | 7.4987 | 0 | 0.014 | 2033 |  |  |  | REF | 0 | 0 | Real 2021 ¦ 12/22/2022 3:42:52 PM | Area 1001 Gas CCS 2031
19562 | Area 1001 Gas CCS 2031 | SO2 | ATC | 2033 | AEP-KPCO | 51.6403 | 51.6403 | 0 | 0.17838 | 0.17838 | 0 | 0.00515 | 2033 |  |  |  | REF | 0 | 0 | Real 2021 ¦ 12/22/2022 3:42:52 PM | Area 1001 Gas CCS 2031
19563 | Area 1001 Gas CCS 2032 | CO2 | ATC | 2033 | AEP-KPCO | 115934.6719 | 115934.6719 | 0 | -74920.8906 | -74920.8906 | 0 | 11.7 | 2033 |  |  |  | REF | 0 | 0 | Real 2021 ¦ 12/22/2022 3:42:52 PM | Area 1001 Gas CCS 2032
19564 | Area 1001 Gas CCS 2032 | NOX | ATC | 2033 | AEP-KPCO | 138.7253 | 138.7253 | 0 | 7.4102 | 7.4102 | 0 | 0.014 | 2033 |  |  |  | REF | 0 | 0 | Real 2021 ¦ 12/22/2022 3:42:52 PM | Area 1001 Gas CCS 2032
19565 | Area 1001 Gas CCS 2032 | SO2 | ATC | 2033 | AEP-KPCO | 51.0311 | 51.0311 | 0 | 0.17627 | 0.17627 | 0 | 0.00515 | 2033 |  |  |  | REF | 0 | 0 | Real 2021 ¦ 12/22/2022 3:42:52 PM | Area 1001 Gas CCS 2032
19566 | Area 1001 Gas CCS 2033 | CO2 | ATC | 2033 | AEP-KPCO | 20692.3203 | 20692.3203 | 0 | 9836.333 | 9836.333 | 0 | 11.7 | 2033 |  |  |  | REF | 0 | 0 | Real 2021 ¦ 12/22/2022 3:42:52 PM | Area 1001 Gas CCS 2033
19567 | Area 1001 Gas CCS 2033 | NOX | ATC | 2033 | AEP-KPCO | 24.76 | 24.76 | 0 | 1.8998 | 1.8998 | 0 | 0.014 | 2033 |  |  |  | REF | 0 | 0 | Real 2021 ¦ 12/22/2022 3:42:52 PM | Area 1001 Gas CCS 2033
19568 | Area 1001 Gas CCS 2033 | SO2 | ATC | 2033 | AEP-KPCO | 9.1082 | 9.1082 | 0 | 0.031462 | 0.031462 | 0 | 0.00515 | 2033 |  |  |  | REF | 0 | 0 | Real 2021 ¦ 12/22/2022 3:42:52 PM | Area 1001 Gas CCS 2033
19569 | Area 1001 Gas CCS 2034 | CO2 | ATC | 2033 | AEP-KPCO | 0 | 0 | 0 | 0 | 0 | 0 | 11.7 | 2033 |  |  |  | REF | 0 | 0 | Real 2021 ¦ 12/22/2022 3:42:52 PM | Area 1001 Gas CCS 2034
19570 | Area 1001 Gas CCS 2034 | NOX | ATC | 2033 | AEP-KPCO | 0 | 0 | 0 | 0 | 0 | 0 | 0.014 | 2033 |  |  |  | REF | 0 | 0 | Real 2021 ¦ 12/22/2022 3:42:52 PM | Area 1001 Gas CCS 2034
19571 | Area 1001 Gas CCS 2034 | SO2 | ATC | 2033 | AEP-KPCO | 0 | 0 | 0 | 0 | 0 | 0 | 0.00515 | 2033 |  |  |  | REF | 0 | 0 | Real 2021 ¦ 12/22/2022 3:42:52 PM | Area 1001 Gas CCS 2034
19572 | Area 1001 Gas CCS 2035 | CO2 | ATC | 2033 | AEP-KPCO | 0 | 0 | 0 | 0 | 0 | 0 | 11.7 | 2033 |  |  |  | REF | 0 | 0 | Real 2021 ¦ 12/22/2022 3:42:52 PM | Area 1001 Gas CCS 2035
19573 | Area 1001 Gas CCS 2035 | NOX | ATC | 2033 | AEP-KPCO | 0 | 0 | 0 | 0 | 0 | 0 | 0.014 | 2033 |  |  |  | REF | 0 | 0 | Real 2021 ¦ 12/22/2022 3:42:52 PM | Area 1001 Gas CCS 2035
19574 | Area 1001 Gas CCS 2035 | SO2 | ATC | 2033 | AEP-KPCO | 0 | 0 | 0 | 0 | 0 | 0 | 0.00515 | 2033 |  |  |  | REF | 0 | 0 | Real 2021 ¦ 12/22/2022 3:42:52 PM | Area 1001 Gas CCS 2035
19575 | Area 1001 Gas CCS 2036 | CO2 | ATC | 2033 | AEP-KPCO | 0 | 0 | 0 | 0 | 0 | 0 | 11.7 | 2033 |  |  |  | REF | 0 | 0 | Real 2021 ¦ 12/22/2022 3:42:52 PM | Area 1001 Gas CCS 2036
19576 | Area 1001 Gas CCS 2036 | NOX | ATC | 2033 | AEP-KPCO | 0 | 0 | 0 | 0 | 0 | 0 | 0.014 | 2033 |  |  |  | REF | 0 | 0 | Real 2021 ¦ 12/22/2022 3:42:52 PM | Area 1001 Gas CCS 2036
19577 | Area 1001 Gas CCS 2036 | SO2 | ATC | 2033 | AEP-KPCO | 0 | 0 | 0 | 0 | 0 | 0 | 0.00515 | 2033 |  |  |  | REF | 0 | 0 | Real 2021 ¦ 12/22/2022 3:42:52 PM | Area 1001 Gas CCS 2036
19578 | Area 1001 Gas CCS 2037 | CO2 | ATC | 2033 | AEP-KPCO | 0 | 0 | 0 | 0 | 0 | 0 | 11.7 | 2033 |  |  |  | REF | 0 | 0 | Real 2021 ¦ 12/22/2022 3:42:52 PM | Area 1001 Gas CCS 2037
19579 | Area 1001 Gas CCS 2037 | NOX | ATC | 2033 | AEP-KPCO | 0 | 0 | 0 | 0 | 0 | 0 | 0.014 | 2033 |  |  |  | REF | 0 | 0 | Real 2021 ¦ 12/22/2022 3:42:52 PM | Area 1001 Gas CCS 2037
19580 | Area 1001 Gas CCS 2037 | SO2 | ATC | 2033 | AEP-KPCO | 0 | 0 | 0 | 0 | 0 | 0 | 0.00515 | 2033 |  |  |  | REF | 0 | 0 | Real 2021 ¦ 12/22/2022 3:42:52 PM | Area 1001 Gas CCS 2037
19581 | Area 1001 Gas CCS 2038 | CO2 | ATC | 2033 | AEP-KPCO | 0 | 0 | 0 | 0 | 0 | 0 | 11.7 | 2033 |  |  |  | REF | 0 | 0 | Real 2021 ¦ 12/22/2022 3:42:52 PM | Area 1001 Gas CCS 2038
19582 | Area 1001 Gas CCS 2038 | NOX | ATC | 2033 | AEP-KPCO | 0 | 0 | 0 | 0 | 0 | 0 | 0.014 | 2033 |  |  |  | REF | 0 | 0 | Real 2021 ¦ 12/22/2022 3:42:52 PM | Area 1001 Gas CCS 2038
19583 | Area 1001 Gas CCS 2038 | SO2 | ATC | 2033 | AEP-KPCO | 0 | 0 | 0 | 0 | 0 | 0 | 0.00515 | 2033 |  |  |  | REF | 0 | 0 | Real 2021 ¦ 12/22/2022 3:42:52 PM | Area 1001 Gas CCS 2038
19584 | Area 1001 Gas CCS 2039 | CO2 | ATC | 2033 | AEP-KPCO | 0 | 0 | 0 | 0 | 0 | 0 | 11.7 | 2033 |  |  |  | REF | 0 | 0 | Real 2021 ¦ 12/22/2022 3:42:52 PM | Area 1001 Gas CCS 2039
19585 | Area 1001 Gas CCS 2039 | NOX | ATC | 2033 | AEP-KPCO | 0 | 0 | 0 | 0 | 0 | 0 | 0.014 | 2033 |  |  |  | REF | 0 | 0 | Real 2021 ¦ 12/22/2022 3:42:52 PM | Area 1001 Gas CCS 2039
19586 | Area 1001 Gas CCS 2039 | SO2 | ATC | 2033 | AEP-KPCO | 0 | 0 | 0 | 0 | 0 | 0 | 0.00515 | 2033 |  |  |  | REF | 0 | 0 | Real 2021 ¦ 12/22/2022 3:42:52 PM | Area 1001 Gas CCS 2039
19587 | Area 1001 Gas CCS 2040 | CO2 | ATC | 2033 | AEP-KPCO | 0 | 0 | 0 | 0 | 0 | 0 | 11.7 | 2033 |  |  |  | REF | 0 | 0 | Real 2021 ¦ 12/22/2022 3:42:52 PM | Area 1001 Gas CCS 2040
19588 | Area 1001 Gas CCS 2040 | NOX | ATC | 2033 | AEP-KPCO | 0 | 0 | 0 | 0 | 0 | 0 | 0.014 | 2033 |  |  |  | REF | 0 | 0 | Real 2021 ¦ 12/22/2022 3:42:52 PM | Area 1001 Gas CCS 2040
19589 | Area 1001 Gas CCS 2040 | SO2 | ATC | 2033 | AEP-KPCO | 0 | 0 | 0 | 0 | 0 | 0 | 0.00515 | 2033 |  |  |  | REF | 0 | 0 | Real 2021 ¦ 12/22/2022 3:42:52 PM | Area 1001 Gas CCS 2040
19590 | Area 1001 Gas CCS 2041 | CO2 | ATC | 2033 | AEP-KPCO | 0 | 0 | 0 | 0 | 0 | 0 | 11.7 | 2033 |  |  |  | REF | 0 | 0 | Real 2021 ¦ 12/22/2022 3:42:52 PM | Area 1001 Gas CCS 2041
19591 | Area 1001 Gas CCS 2041 | NOX | ATC | 2033 | AEP-KPCO | 0 | 0 | 0 | 0 | 0 | 0 | 0.014 | 2033 |  |  |  | REF | 0 | 0 | Real 2021 ¦ 12/22/2022 3:42:52 PM | Area 1001 Gas CCS 2041
19592 | Area 1001 Gas CCS 2041 | SO2 | ATC | 2033 | AEP-KPCO | 0 | 0 | 0 | 0 | 0 | 0 | 0.00515 | 2033 |  |  |  | REF | 0 | 0 | Real 2021 ¦ 12/22/2022 3:42:52 PM | Area 1001 Gas CCS 2041
19593 | Area 1001 Gas CCS 2042 | CO2 | ATC | 2033 | AEP-KPCO | 0 | 0 | 0 | 0 | 0 | 0 | 11.7 | 2033 |  |  |  | REF | 0 | 0 | Real 2021 ¦ 12/22/2022 3:42:52 PM | Area 1001 Gas CCS 2042
19594 | Area 1001 Gas CCS 2042 | NOX | ATC | 2033 | AEP-KPCO | 0 | 0 | 0 | 0 | 0 | 0 | 0.014 | 2033 |  |  |  | REF | 0 | 0 | Real 2021 ¦ 12/22/2022 3:42:52 PM | Area 1001 Gas CCS 2042
19595 | Area 1001 Gas CCS 2042 | SO2 | ATC | 2033 | AEP-KPCO | 0 | 0 | 0 | 0 | 0 | 0 | 0.00515 | 2033 |  |  |  | REF | 0 | 0 | Real 2021 ¦ 12/22/2022 3:42:52 PM | Area 1001 Gas CCS 2042
19596 | Area 1001 Gas CCS 2043 | CO2 | ATC | 2033 | AEP-KPCO | 0 | 0 | 0 | 0 | 0 | 0 | 11.7 | 2033 |  |  |  | REF | 0 | 0 | Real 2021 ¦ 12/22/2022 3:42:52 PM | Area 1001 Gas CCS 2043
19597 | Area 1001 Gas CCS 2043 | NOX | ATC | 2033 | AEP-KPCO | 0 | 0 | 0 | 0 | 0 | 0 | 0.014 | 2033 |  |  |  | REF | 0 | 0 | Real 2021 ¦ 12/22/2022 3:42:52 PM | Area 1001 Gas CCS 2043
19598 | Area 1001 Gas CCS 2043 | SO2 | ATC | 2033 | AEP-KPCO | 0 | 0 | 0 | 0 | 0 | 0 | 0.00515 | 2033 |  |  |  | REF | 0 | 0 | Real 2021 ¦ 12/22/2022 3:42:52 PM | Area 1001 Gas CCS 2043
19599 | Area 1001 Coal CCS 2025 | CO2 | ATC | 2033 | AEP-KPCO | 677461.3125 | 677461.3125 | 0 | -437798.2812 | -437798.2812 | 0 | 20.57 | 2033 |  |  |  | REF | 0 | 0 | Real 2021 ¦ 12/22/2022 3:42:52 PM | Area 1001 Coal CCS 2025
19600 | Area 1001 Coal CCS 2025 | NOX | ATC | 2033 | AEP-KPCO | 240.4214 | 240.4214 | 0 | 13.0202 | 13.0202 | 0 | 0.0073 | 2033 |  |  |  | REF | 0 | 0 | Real 2021 ¦ 12/22/2022 3:42:52 PM | Area 1001 Coal CCS 2025
19601 | Area 1001 Coal CCS 2025 | SO2 | ATC | 2033 | AEP-KPCO | 14063.0029 | 14063.0029 | 0 | 48.5772 | 48.5772 | 0 | 0.427 | 2033 |  |  |  | REF | 0 | 0 | Real 2021 ¦ 12/22/2022 3:42:52 PM | Area 1001 Coal CCS 2025
19602 | Area 1001 Coal CCS 2026 | CO2 | ATC | 2033 | AEP-KPCO | 669932.125 | 669932.125 | 0 | -432932.6875 | -432932.6875 | 0 | 20.57 | 2033 |  |  |  | REF | 0 | 0 | Real 2021 ¦ 12/22/2022 3:42:52 PM | Area 1001 Coal CCS 2026
19603 | Area 1001 Coal CCS 2026 | NOX | ATC | 2033 | AEP-KPCO | 237.7494 | 237.7494 | 0 | 12.8755 | 12.8755 | 0 | 0.0073 | 2033 |  |  |  | REF | 0 | 0 | Real 2021 ¦ 12/22/2022 3:42:52 PM | Area 1001 Coal CCS 2026
19604 | Area 1001 Coal CCS 2026 | SO2 | ATC | 2033 | AEP-KPCO | 13906.71 | 13906.71 | 0 | 48.0373 | 48.0373 | 0 | 0.427 | 2033 |  |  |  | REF | 0 | 0 | Real 2021 ¦ 12/22/2022 3:42:52 PM | Area 1001 Coal CCS 2026
19605 | Area 1001 Coal CCS 2027 | CO2 | ATC | 2033 | AEP-KPCO | 661807.125 | 661807.125 | 0 | -427682.0625 | -427682.0625 | 0 | 20.57 | 2033 |  |  |  | REF | 0 | 0 | Real 2021 ¦ 12/22/2022 3:42:52 PM | Area 1001 Coal CCS 2027
19606 | Area 1001 Coal CCS 2027 | NOX | ATC | 2033 | AEP-KPCO | 234.8659 | 234.8659 | 0 | 12.7194 | 12.7194 | 0 | 0.0073 | 2033 |  |  |  | REF | 0 | 0 | Real 2021 ¦ 12/22/2022 3:42:52 PM | Area 1001 Coal CCS 2027
19607 | Area 1001 Coal CCS 2027 | SO2 | ATC | 2033 | AEP-KPCO | 13738.0479 | 13738.0479 | 0 | 47.4547 | 47.4547 | 0 | 0.427 | 2033 |  |  |  | REF | 0 | 0 | Real 2021 ¦ 12/22/2022 3:42:52 PM | Area 1001 Coal CCS 2027
19608 | Area 1001 Coal CCS 2028 | CO2 | ATC | 2033 | AEP-KPCO | 653682.1875 | 653682.1875 | 0 | -422431.4062 | -422431.4062 | 0 | 20.57 | 2033 |  |  |  | REF | 0 | 0 | Real 2021 ¦ 12/22/2022 3:42:52 PM | Area 1001 Coal CCS 2028
19609 | Area 1001 Coal CCS 2028 | NOX | ATC | 2033 | AEP-KPCO | 231.9825 | 231.9825 | 0 | 12.5632 | 12.5632 | 0 | 0.0073 | 2033 |  |  |  | REF | 0 | 0 | Real 2021 ¦ 12/22/2022 3:42:52 PM | Area 1001 Coal CCS 2028
19610 | Area 1001 Coal CCS 2028 | SO2 | ATC | 2033 | AEP-KPCO | 13569.3867 | 13569.3867 | 0 | 46.8721 | 46.8721 | 0 | 0.427 | 2033 |  |  |  | REF | 0 | 0 | Real 2021 ¦ 12/22/2022 3:42:52 PM | Area 1001 Coal CCS 2028
19611 | Area 1001 Coal CCS 2029 | CO2 | ATC | 2033 | AEP-KPCO | 646207.1875 | 646207.1875 | 0 | -417600.8438 | -417600.8438 | 0 | 20.57 | 2033 |  |  |  | REF | 0 | 0 | Real 2021 ¦ 12/22/2022 3:42:52 PM | Area 1001 Coal CCS 2029
19612 | Area 1001 Coal CCS 2029 | NOX | ATC | 2033 | AEP-KPCO | 229.3297 | 229.3297 | 0 | 12.4196 | 12.4196 | 0 | 0.0073 | 2033 |  |  |  | REF | 0 | 0 | Real 2021 ¦ 12/22/2022 3:42:52 PM | Area 1001 Coal CCS 2029
19613 | Area 1001 Coal CCS 2029 | SO2 | ATC | 2033 | AEP-KPCO | 13414.2178 | 13414.2178 | 0 | 46.3361 | 46.3361 | 0 | 0.427 | 2033 |  |  |  | REF | 0 | 0 | Real 2021 ¦ 12/22/2022 3:42:52 PM | Area 1001 Coal CCS 2029
19614 | Area 1001 Coal CCS 2030 | CO2 | ATC | 2033 | AEP-KPCO | 638028 | 638028 | 0 | -412315.1875 | -412315.1875 | 0 | 20.57 | 2033 |  |  |  | REF | 0 | 0 | Real 2021 ¦ 12/22/2022 3:42:52 PM | Area 1001 Coal CCS 2030
19615 | Area 1001 Coal CCS 2030 | NOX | ATC | 2033 | AEP-KPCO | 226.4271 | 226.4271 | 0 | 12.2624 | 12.2624 | 0 | 0.0073 | 2033 |  |  |  | REF | 0 | 0 | Real 2021 ¦ 12/22/2022 3:42:52 PM | Area 1001 Coal CCS 2030
19616 | Area 1001 Coal CCS 2030 | SO2 | ATC | 2033 | AEP-KPCO | 13244.4316 | 13244.4316 | 0 | 45.7496 | 45.7496 | 0 | 0.427 | 2033 |  |  |  | REF | 0 | 0 | Real 2021 ¦ 12/22/2022 3:42:52 PM | Area 1001 Coal CCS 2030
19617 | Area 1001 Coal CCS 2031 | CO2 | ATC | 2033 | AEP-KPCO | 629903.0625 | 629903.0625 | 0 | -407064.5625 | -407064.5625 | 0 | 20.57 | 2033 |  |  |  | REF | 0 | 0 | Real 2021 ¦ 12/22/2022 3:42:52 PM | Area 1001 Coal CCS 2031
19618 | Area 1001 Coal CCS 2031 | NOX | ATC | 2033 | AEP-KPCO | 223.5436 | 223.5436 | 0 | 12.1062 | 12.1062 | 0 | 0.0073 | 2033 |  |  |  | REF | 0 | 0 | Real 2021 ¦ 12/22/2022 3:42:52 PM | Area 1001 Coal CCS 2031
19619 | Area 1001 Coal CCS 2031 | SO2 | ATC | 2033 | AEP-KPCO | 13075.7705 | 13075.7705 | 0 | 45.167 | 45.167 | 0 | 0.427 | 2033 |  |  |  | REF | 0 | 0 | Real 2021 ¦ 12/22/2022 3:42:52 PM | Area 1001 Coal CCS 2031
19620 | Area 1001 Coal CCS 2032 | CO2 | ATC | 2033 | AEP-KPCO | 621778.0625 | 621778.0625 | 0 | -401813.9062 | -401813.9062 | 0 | 20.57 | 2033 |  |  |  | REF | 0 | 0 | Real 2021 ¦ 12/22/2022 3:42:52 PM | Area 1001 Coal CCS 2032
19621 | Area 1001 Coal CCS 2032 | NOX | ATC | 2033 | AEP-KPCO | 220.6602 | 220.6602 | 0 | 11.9501 | 11.9501 | 0 | 0.0073 | 2033 |  |  |  | REF | 0 | 0 | Real 2021 ¦ 12/22/2022 3:42:52 PM | Area 1001 Coal CCS 2032
19622 | Area 1001 Coal CCS 2032 | SO2 | ATC | 2033 | AEP-KPCO | 12907.1084 | 12907.1084 | 0 | 44.5844 | 44.5844 | 0 | 0.427 | 2033 |  |  |  | REF | 0 | 0 | Real 2021 ¦ 12/22/2022 3:42:52 PM | Area 1001 Coal CCS 2032
19623 | Area 1001 Coal CCS 2033 | CO2 | ATC | 2033 | AEP-KPCO | 1364.7136 | 1364.7136 | 0 | 648.7323 | 648.7323 | 0 | 20.57 | 2033 |  |  |  | REF | 0 | 0 | Real 2021 ¦ 12/22/2022 3:42:52 PM | Area 1001 Coal CCS 2033
19624 | Area 1001 Coal CCS 2033 | NOX | ATC | 2033 | AEP-KPCO | 0.48432 | 0.48432 | 0 | 0.0023899 | 0.0023899 | 0 | 0.0073 | 2033 |  |  |  | REF | 0 | 0 | Real 2021 ¦ 12/22/2022 3:42:52 PM | Area 1001 Coal CCS 2033
19625 | Area 1001 Coal CCS 2033 | SO2 | ATC | 2033 | AEP-KPCO | 28.3293 | 28.3293 | 0 | 0.097856 | 0.097856 | 0 | 0.427 | 2033 |  |  |  | REF | 0 | 0 | Real 2021 ¦ 12/22/2022 3:42:52 PM | Area 1001 Coal CCS 2033
19626 | Area 1001 Coal CCS 2034 | CO2 | ATC | 2033 | AEP-KPCO | 0 | 0 | 0 | 0 | 0 | 0 | 20.57 | 2033 |  |  |  | REF | 0 | 0 | Real 2021 ¦ 12/22/2022 3:42:52 PM | Area 1001 Coal CCS 2034
19627 | Area 1001 Coal CCS 2034 | NOX | ATC | 2033 | AEP-KPCO | 0 | 0 | 0 | 0 | 0 | 0 | 0.0073 | 2033 |  |  |  | REF | 0 | 0 | Real 2021 ¦ 12/22/2022 3:42:52 PM | Area 1001 Coal CCS 2034
19628 | Area 1001 Coal CCS 2034 | SO2 | ATC | 2033 | AEP-KPCO | 0 | 0 | 0 | 0 | 0 | 0 | 0.427 | 2033 |  |  |  | REF | 0 | 0 | Real 2021 ¦ 12/22/2022 3:42:52 PM | Area 1001 Coal CCS 2034
19629 | Area 1001 Coal CCS 2035 | CO2 | ATC | 2033 | AEP-KPCO | 0 | 0 | 0 | 0 | 0 | 0 | 20.57 | 2033 |  |  |  | REF | 0 | 0 | Real 2021 ¦ 12/22/2022 3:42:52 PM | Area 1001 Coal CCS 2035
19630 | Area 1001 Coal CCS 2035 | NOX | ATC | 2033 | AEP-KPCO | 0 | 0 | 0 | 0 | 0 | 0 | 0.0073 | 2033 |  |  |  | REF | 0 | 0 | Real 2021 ¦ 12/22/2022 3:42:52 PM | Area 1001 Coal CCS 2035
19631 | Area 1001 Coal CCS 2035 | SO2 | ATC | 2033 | AEP-KPCO | 0 | 0 | 0 | 0 | 0 | 0 | 0.427 | 2033 |  |  |  | REF | 0 | 0 | Real 2021 ¦ 12/22/2022 3:42:52 PM | Area 1001 Coal CCS 2035
19632 | Area 1001 Coal CCS 2036 | CO2 | ATC | 2033 | AEP-KPCO | 0 | 0 | 0 | 0 | 0 | 0 | 20.57 | 2033 |  |  |  | REF | 0 | 0 | Real 2021 ¦ 12/22/2022 3:42:52 PM | Area 1001 Coal CCS 2036
19633 | Area 1001 Coal CCS 2036 | NOX | ATC | 2033 | AEP-KPCO | 0 | 0 | 0 | 0 | 0 | 0 | 0.0073 | 2033 |  |  |  | REF | 0 | 0 | Real 2021 ¦ 12/22/2022 3:42:52 PM | Area 1001 Coal CCS 2036
19634 | Area 1001 Coal CCS 2036 | SO2 | ATC | 2033 | AEP-KPCO | 0 | 0 | 0 | 0 | 0 | 0 | 0.427 | 2033 |  |  |  | REF | 0 | 0 | Real 2021 ¦ 12/22/2022 3:42:52 PM | Area 1001 Coal CCS 2036
19635 | Area 1001 Coal CCS 2037 | CO2 | ATC | 2033 | AEP-KPCO | 0 | 0 | 0 | 0 | 0 | 0 | 20.57 | 2033 |  |  |  | REF | 0 | 0 | Real 2021 ¦ 12/22/2022 3:42:52 PM | Area 1001 Coal CCS 2037
19636 | Area 1001 Coal CCS 2037 | NOX | ATC | 2033 | AEP-KPCO | 0 | 0 | 0 | 0 | 0 | 0 | 0.0073 | 2033 |  |  |  | REF | 0 | 0 | Real 2021 ¦ 12/22/2022 3:42:52 PM | Area 1001 Coal CCS 2037
19637 | Area 1001 Coal CCS 2037 | SO2 | ATC | 2033 | AEP-KPCO | 0 | 0 | 0 | 0 | 0 | 0 | 0.427 | 2033 |  |  |  | REF | 0 | 0 | Real 2021 ¦ 12/22/2022 3:42:52 PM | Area 1001 Coal CCS 2037
19638 | Area 1001 Coal CCS 2038 | CO2 | ATC | 2033 | AEP-KPCO | 0 | 0 | 0 | 0 | 0 | 0 | 20.57 | 2033 |  |  |  | REF | 0 | 0 | Real 2021 ¦ 12/22/2022 3:42:52 PM | Area 1001 Coal CCS 2038
19639 | Area 1001 Coal CCS 2038 | NOX | ATC | 2033 | AEP-KPCO | 0 | 0 | 0 | 0 | 0 | 0 | 0.0073 | 2033 |  |  |  | REF | 0 | 0 | Real 2021 ¦ 12/22/2022 3:42:52 PM | Area 1001 Coal CCS 2038
19640 | Area 1001 Coal CCS 2038 | SO2 | ATC | 2033 | AEP-KPCO | 0 | 0 | 0 | 0 | 0 | 0 | 0.427 | 2033 |  |  |  | REF | 0 | 0 | Real 2021 ¦ 12/22/2022 3:42:52 PM | Area 1001 Coal CCS 2038
19641 | Area 1001 Coal CCS 2039 | CO2 | ATC | 2033 | AEP-KPCO | 0 | 0 | 0 | 0 | 0 | 0 | 20.57 | 2033 |  |  |  | REF | 0 | 0 | Real 2021 ¦ 12/22/2022 3:42:52 PM | Area 1001 Coal CCS 2039
19642 | Area 1001 Coal CCS 2039 | NOX | ATC | 2033 | AEP-KPCO | 0 | 0 | 0 | 0 | 0 | 0 | 0.0073 | 2033 |  |  |  | REF | 0 | 0 | Real 2021 ¦ 12/22/2022 3:42:52 PM | Area 1001 Coal CCS 2039
19643 | Area 1001 Coal CCS 2039 | SO2 | ATC | 2033 | AEP-KPCO | 0 | 0 | 0 | 0 | 0 | 0 | 0.427 | 2033 |  |  |  | REF | 0 | 0 | Real 2021 ¦ 12/22/2022 3:42:52 PM | Area 1001 Coal CCS 2039
19644 | Area 1001 Coal CCS 2040 | CO2 | ATC | 2033 | AEP-KPCO | 0 | 0 | 0 | 0 | 0 | 0 | 20.57 | 2033 |  |  |  | REF | 0 | 0 | Real 2021 ¦ 12/22/2022 3:42:52 PM | Area 1001 Coal CCS 2040
19645 | Area 1001 Coal CCS 2040 | NOX | ATC | 2033 | AEP-KPCO | 0 | 0 | 0 | 0 | 0 | 0 | 0.0073 | 2033 |  |  |  | REF | 0 | 0 | Real 2021 ¦ 12/22/2022 3:42:52 PM | Area 1001 Coal CCS 2040
19646 | Area 1001 Coal CCS 2040 | SO2 | ATC | 2033 | AEP-KPCO | 0 | 0 | 0 | 0 | 0 | 0 | 0.427 | 2033 |  |  |  | REF | 0 | 0 | Real 2021 ¦ 12/22/2022 3:42:52 PM | Area 1001 Coal CCS 2040
19647 | Area 1001 Coal CCS 2041 | CO2 | ATC | 2033 | AEP-KPCO | 0 | 0 | 0 | 0 | 0 | 0 | 20.57 | 2033 |  |  |  | REF | 0 | 0 | Real 2021 ¦ 12/22/2022 3:42:52 PM | Area 1001 Coal CCS 2041
19648 | Area 1001 Coal CCS 2041 | NOX | ATC | 2033 | AEP-KPCO | 0 | 0 | 0 | 0 | 0 | 0 | 0.0073 | 2033 |  |  |  | REF | 0 | 0 | Real 2021 ¦ 12/22/2022 3:42:52 PM | Area 1001 Coal CCS 2041
19649 | Area 1001 Coal CCS 2041 | SO2 | ATC | 2033 | AEP-KPCO | 0 | 0 | 0 | 0 | 0 | 0 | 0.427 | 2033 |  |  |  | REF | 0 | 0 | Real 2021 ¦ 12/22/2022 3:42:52 PM | Area 1001 Coal CCS 2041
19650 | Area 1001 Coal CCS 2042 | CO2 | ATC | 2033 | AEP-KPCO | 0 | 0 | 0 | 0 | 0 | 0 | 20.57 | 2033 |  |  |  | REF | 0 | 0 | Real 2021 ¦ 12/22/2022 3:42:52 PM | Area 1001 Coal CCS 2042
19651 | Area 1001 Coal CCS 2042 | NOX | ATC | 2033 | AEP-KPCO | 0 | 0 | 0 | 0 | 0 | 0 | 0.0073 | 2033 |  |  |  | REF | 0 | 0 | Real 2021 ¦ 12/22/2022 3:42:52 PM | Area 1001 Coal CCS 2042
19652 | Area 1001 Coal CCS 2042 | SO2 | ATC | 2033 | AEP-KPCO | 0 | 0 | 0 | 0 | 0 | 0 | 0.427 | 2033 |  |  |  | REF | 0 | 0 | Real 2021 ¦ 12/22/2022 3:42:52 PM | Area 1001 Coal CCS 2042
19653 | Area 1001 Coal CCS 2043 | CO2 | ATC | 2033 | AEP-KPCO | 0 | 0 | 0 | 0 | 0 | 0 | 20.57 | 2033 |  |  |  | REF | 0 | 0 | Real 2021 ¦ 12/22/2022 3:42:52 PM | Area 1001 Coal CCS 2043
19654 | Area 1001 Coal CCS 2043 | NOX | ATC | 2033 | AEP-KPCO | 0 | 0 | 0 | 0 | 0 | 0 | 0.0073 | 2033 |  |  |  | REF | 0 | 0 | Real 2021 ¦ 12/22/2022 3:42:52 PM | Area 1001 Coal CCS 2043
19655 | Area 1001 Coal CCS 2043 | SO2 | ATC | 2033 | AEP-KPCO | 0 | 0 | 0 | 0 | 0 | 0 | 0.427 | 2033 |  |  |  | REF | 0 | 0 | Real 2021 ¦ 12/22/2022 3:42:52 PM | Area 1001 Coal CCS 2043
19656 | Big Sandy #1_Ext Gas | CO2 | ATC | 2033 | AEP-KPCO | 352218.7188 | 352218.7188 | 0 | 4160.7754 | 4160.7754 | 0 | 117 | 2033 |  |  |  | REF | 0 | 0 | Real 2021 ¦ 12/22/2022 3:42:52 PM | Big Sandy #1_Ext Gas
19657 | Big Sandy #1_Ext Gas | NOX | ATC | 2033 | AEP-KPCO | 421.4583 | 421.4583 | 0 | 19.2881 | 19.2881 | 0 | 0.14 | 2033 |  |  |  | REF | 0 | 0 | Real 2021 ¦ 12/22/2022 3:42:52 PM | Big Sandy #1_Ext Gas
19658 | Big Sandy #1_Ext Gas | SO2 | ATC | 2033 | AEP-KPCO | 150.5208 | 150.5208 | 0 | 0.51994 | 0.51994 | 0 | 0.05 | 2033 |  |  |  | REF | 0 | 0 | Real 2021 ¦ 12/22/2022 3:42:52 PM | Big Sandy #1_Ext Gas
19659 | Big Sandy #1_Ext_NGCCS retrofit 2031 | CO2 | ATC | 2033 | AEP-KPCO | 150492.2812 | 150492.2812 | 0 | -97253.1797 | -97253.1797 | 0 | 11.7 | 2033 |  |  |  | REF | 0 | 0 | Real 2021 ¦ 12/22/2022 3:42:52 PM | Big Sandy #1_Ext_NGCCS retrofit 2032
19660 | Big Sandy #1_Ext_NGCCS retrofit 2031 | NOX | ATC | 2033 | AEP-KPCO | 180.0762 | 180.0762 | 0 | 9.6115 | 9.6115 | 0 | 0.014 | 2033 |  |  |  | REF | 0 | 0 | Real 2021 ¦ 12/22/2022 3:42:52 PM | Big Sandy #1_Ext_NGCCS retrofit 2032
19661 | Big Sandy #1_Ext_NGCCS retrofit 2031 | SO2 | ATC | 2033 | AEP-KPCO | 66.2423 | 66.2423 | 0 | 0.22882 | 0.22882 | 0 | 0.00515 | 2033 |  |  |  | REF | 0 | 0 | Real 2021 ¦ 12/22/2022 3:42:52 PM | Big Sandy #1_Ext_NGCCS retrofit 2032
19662 | Big Sandy #1_Ext Gas Capitalized | CO2 | ATC | 2033 | AEP-KPCO | 344825.0938 | 344825.0938 | 0 | 4073.4338 | 4073.4338 | 0 | 117 | 2033 |  |  |  | REF | 0 | 0 | Real 2021 ¦ 12/22/2022 3:42:52 PM | Big Sandy #1_Ext Gas Capitalized
19663 | Big Sandy #1_Ext Gas Capitalized | NOX | ATC | 2033 | AEP-KPCO | 412.6112 | 412.6112 | 0 | 19.2409 | 19.2409 | 0 | 0.14 | 2033 |  |  |  | REF | 0 | 0 | Real 2021 ¦ 12/22/2022 3:42:52 PM | Big Sandy #1_Ext Gas Capitalized
19664 | Big Sandy #1_Ext Gas Capitalized | SO2 | ATC | 2033 | AEP-KPCO | 147.3611 | 147.3611 | 0 | 0.50902 | 0.50902 | 0 | 0.05 | 2033 |  |  |  | REF | 0 | 0 | Real 2021 ¦ 12/22/2022 3:42:52 PM | Big Sandy #1_Ext Gas Capitalized
19665 | Big Sandy #1_Ext Gas FOM Capitalized | CO2 | ATC | 2033 | AEP-KPCO | 370214.3125 | 370214.3125 | 0 | 4373.3579 | 4373.3579 | 0 | 117 | 2033 |  |  |  | REF | 0 | 0 | Real 2021 ¦ 12/22/2022 3:42:52 PM | Big Sandy #1_Ext Gas FOM Capitalized
19666 | Big Sandy #1_Ext Gas FOM Capitalized | NOX | ATC | 2033 | AEP-KPCO | 442.9915 | 442.9915 | 0 | 22.7435 | 22.7435 | 0 | 0.14 | 2033 |  |  |  | REF | 0 | 0 | Real 2021 ¦ 12/22/2022 3:42:52 PM | Big Sandy #1_Ext Gas FOM Capitalized
19667 | Big Sandy #1_Ext Gas FOM Capitalized | SO2 | ATC | 2033 | AEP-KPCO | 158.2112 | 158.2112 | 0 | 0.5465 | 0.5465 | 0 | 0.05 | 2033 |  |  |  | REF | 0 | 0 | Real 2021 ¦ 12/22/2022 3:42:52 PM | Big Sandy #1_Ext Gas FOM Capitalized
21009 | Big Sandy #1 Gas | CO2 | ATC | 2034 | AEP-KPCO | 0 | 0 | 0 | 0 | 0 | 0 | 117 | 2034 |  |  |  | REF | 0 | 0 | Real 2021 ¦ 12/22/2022 3:42:52 PM | 13555
21010 | Big Sandy #1 Gas | NOX | ATC | 2034 | AEP-KPCO | 0 | 0 | 0 | 0 | 0 | 0 | 0.14 | 2034 |  |  |  | REF | 0 | 0 | Real 2021 ¦ 12/22/2022 3:42:52 PM | 13555
21011 | Big Sandy #1 Gas | SO2 | ATC | 2034 | AEP-KPCO | 0 | 0 | 0 | 0 | 0 | 0 | 0.05 | 2034 |  |  |  | REF | 0 | 0 | Real 2021 ¦ 12/22/2022 3:42:52 PM | 13555
21012 | Mitchell #1 (WV) | CO2 | ATC | 2034 | AEP-KPCO | 0 | 0 | 0 | 0 | 0 | 0 | 205.7 | 2034 |  |  |  | REF | 0 | 0 | Real 2021 ¦ 12/22/2022 3:42:52 PM | 3102
21013 | Mitchell #1 (WV) | NOX | ATC | 2034 | AEP-KPCO | 0 | 0 | 0 | 0 | 0 | 0 | 0.07 | 2034 |  |  |  | REF | 0 | 0 | Real 2021 ¦ 12/22/2022 3:42:52 PM | 3102
21014 | Mitchell #1 (WV) | SO2 | ATC | 2034 | AEP-KPCO | 0 | 0 | 0 | 0 | 0 | 0 | 4.27 | 2034 |  |  |  | REF | 0 | 0 | Real 2021 ¦ 12/22/2022 3:42:52 PM | 3102
21015 | Mitchell #2 (WV) | CO2 | ATC | 2034 | AEP-KPCO | 0 | 0 | 0 | 0 | 0 | 0 | 205.7 | 2034 |  |  |  | REF | 0 | 0 | Real 2021 ¦ 12/22/2022 3:42:52 PM | 3105
21016 | Mitchell #2 (WV) | NOX | ATC | 2034 | AEP-KPCO | 0 | 0 | 0 | 0 | 0 | 0 | 0.07 | 2034 |  |  |  | REF | 0 | 0 | Real 2021 ¦ 12/22/2022 3:42:52 PM | 3105
21017 | Mitchell #2 (WV) | SO2 | ATC | 2034 | AEP-KPCO | 0 | 0 | 0 | 0 | 0 | 0 | 4.27 | 2034 |  |  |  | REF | 0 | 0 | Real 2021 ¦ 12/22/2022 3:42:52 PM | 3105
21018 | Area 1001 Gas CC 2x1 2024 | CO2 | ATC | 2034 | AEP-KPCO | 2722330.75 | 2722330.75 | 0 | 32676.3164 | 32676.3164 | 0 | 122 | 2034 |  |  |  | REF | 0 | 0 | Real 2021 ¦ 12/22/2022 3:42:52 PM | Area 1001 Gas CC 2x1 2024
21019 | Area 1001 Gas CC 2x1 2024 | NOX | ATC | 2034 | AEP-KPCO | 12.4959 | 12.4959 | 0 | 0.66897 | 0.66897 | 0 | 0.00056 | 2034 |  |  |  | REF | 0 | 0 | Real 2021 ¦ 12/22/2022 3:42:52 PM | Area 1001 Gas CC 2x1 2024
21020 | Area 1001 Gas CC 2x1 2024 | SO2 | ATC | 2034 | AEP-KPCO | 167.8027 | 167.8027 | 0 | 0.59205 | 0.59205 | 0 | 0.00752 | 2034 |  |  |  | REF | 0 | 0 | Real 2021 ¦ 12/22/2022 3:42:52 PM | Area 1001 Gas CC 2x1 2024
21021 | Area 1001 Gas CC 2x1 2025 | CO2 | ATC | 2034 | AEP-KPCO | 2722330.75 | 2722330.75 | 0 | 32676.3164 | 32676.3164 | 0 | 122 | 2034 |  |  |  | REF | 0 | 0 | Real 2021 ¦ 12/22/2022 3:42:52 PM | Area 1001 Gas CC 2x1 2025
21022 | Area 1001 Gas CC 2x1 2025 | NOX | ATC | 2034 | AEP-KPCO | 12.4959 | 12.4959 | 0 | 0.66897 | 0.66897 | 0 | 0.00056 | 2034 |  |  |  | REF | 0 | 0 | Real 2021 ¦ 12/22/2022 3:42:52 PM | Area 1001 Gas CC 2x1 2025
21023 | Area 1001 Gas CC 2x1 2025 | SO2 | ATC | 2034 | AEP-KPCO | 167.8027 | 167.8027 | 0 | 0.59205 | 0.59205 | 0 | 0.00752 | 2034 |  |  |  | REF | 0 | 0 | Real 2021 ¦ 12/22/2022 3:42:52 PM | Area 1001 Gas CC 2x1 2025
21024 | Area 1001 Gas CC 2x1 2026 | CO2 | ATC | 2034 | AEP-KPCO | 2722330.75 | 2722330.75 | 0 | 32676.3164 | 32676.3164 | 0 | 122 | 2034 |  |  |  | REF | 0 | 0 | Real 2021 ¦ 12/22/2022 3:42:52 PM | Area 1001 Gas CC 2x1 2026
21025 | Area 1001 Gas CC 2x1 2026 | NOX | ATC | 2034 | AEP-KPCO | 12.4959 | 12.4959 | 0 | 0.66897 | 0.66897 | 0 | 0.00056 | 2034 |  |  |  | REF | 0 | 0 | Real 2021 ¦ 12/22/2022 3:42:52 PM | Area 1001 Gas CC 2x1 2026
21026 | Area 1001 Gas CC 2x1 2026 | SO2 | ATC | 2034 | AEP-KPCO | 167.8027 | 167.8027 | 0 | 0.59205 | 0.59205 | 0 | 0.00752 | 2034 |  |  |  | REF | 0 | 0 | Real 2021 ¦ 12/22/2022 3:42:52 PM | Area 1001 Gas CC 2x1 2026
21027 | Area 1001 Gas CC 2x1 2027 | CO2 | ATC | 2034 | AEP-KPCO | 2722330.75 | 2722330.75 | 0 | 32676.3164 | 32676.3164 | 0 | 122 | 2034 |  |  |  | REF | 0 | 0 | Real 2021 ¦ 12/22/2022 3:42:52 PM | Area 1001 Gas CC 2x1 2027
21028 | Area 1001 Gas CC 2x1 2027 | NOX | ATC | 2034 | AEP-KPCO | 12.4959 | 12.4959 | 0 | 0.66897 | 0.66897 | 0 | 0.00056 | 2034 |  |  |  | REF | 0 | 0 | Real 2021 ¦ 12/22/2022 3:42:52 PM | Area 1001 Gas CC 2x1 2027
21029 | Area 1001 Gas CC 2x1 2027 | SO2 | ATC | 2034 | AEP-KPCO | 167.8027 | 167.8027 | 0 | 0.59205 | 0.59205 | 0 | 0.00752 | 2034 |  |  |  | REF | 0 | 0 | Real 2021 ¦ 12/22/2022 3:42:52 PM | Area 1001 Gas CC 2x1 2027
21030 | Area 1001 Gas CC 2x1 2028 | CO2 | ATC | 2034 | AEP-KPCO | 2722183.5 | 2722183.5 | 0 | 32674.5488 | 32674.5488 | 0 | 122 | 2034 |  |  |  | REF | 0 | 0 | Real 2021 ¦ 12/22/2022 3:42:52 PM | Area 1001 Gas CC 2x1 2028
21031 | Area 1001 Gas CC 2x1 2028 | NOX | ATC | 2034 | AEP-KPCO | 12.4953 | 12.4953 | 0 | 0.66895 | 0.66895 | 0 | 0.00056 | 2034 |  |  |  | REF | 0 | 0 | Real 2021 ¦ 12/22/2022 3:42:52 PM | Area 1001 Gas CC 2x1 2028
21032 | Area 1001 Gas CC 2x1 2028 | SO2 | ATC | 2034 | AEP-KPCO | 167.7936 | 167.7936 | 0 | 0.59202 | 0.59202 | 0 | 0.00752 | 2034 |  |  |  | REF | 0 | 0 | Real 2021 ¦ 12/22/2022 3:42:52 PM | Area 1001 Gas CC 2x1 2028
21033 | Area 1001 Gas CC 2x1 2029 | CO2 | ATC | 2034 | AEP-KPCO | 2723788.75 | 2723788.75 | 0 | 32693.8145 | 32693.8145 | 0 | 122 | 2034 |  |  |  | REF | 0 | 0 | Real 2021 ¦ 12/22/2022 3:42:52 PM | Area 1001 Gas CC 2x1 2029
21034 | Area 1001 Gas CC 2x1 2029 | NOX | ATC | 2034 | AEP-KPCO | 12.5026 | 12.5026 | 0 | 0.66901 | 0.66901 | 0 | 0.00056 | 2034 |  |  |  | REF | 0 | 0 | Real 2021 ¦ 12/22/2022 3:42:52 PM | Area 1001 Gas CC 2x1 2029
21035 | Area 1001 Gas CC 2x1 2029 | SO2 | ATC | 2034 | AEP-KPCO | 167.8925 | 167.8925 | 0 | 0.59237 | 0.59237 | 0 | 0.00752 | 2034 |  |  |  | REF | 0 | 0 | Real 2021 ¦ 12/22/2022 3:42:52 PM | Area 1001 Gas CC 2x1 2029
21036 | Area 1001 Gas CC 2x1 2030 | CO2 | ATC | 2034 | AEP-KPCO | 2726167.5 | 2726167.5 | 0 | 32722.3691 | 32722.3691 | 0 | 122 | 2034 |  |  |  | REF | 0 | 0 | Real 2021 ¦ 12/22/2022 3:42:52 PM | Area 1001 Gas CC 2x1 2030
21037 | Area 1001 Gas CC 2x1 2030 | NOX | ATC | 2034 | AEP-KPCO | 12.5136 | 12.5136 | 0 | 0.66906 | 0.66906 | 0 | 0.00056 | 2034 |  |  |  | REF | 0 | 0 | Real 2021 ¦ 12/22/2022 3:42:52 PM | Area 1001 Gas CC 2x1 2030
21038 | Area 1001 Gas CC 2x1 2030 | SO2 | ATC | 2034 | AEP-KPCO | 168.0392 | 168.0392 | 0 | 0.59289 | 0.59289 | 0 | 0.00752 | 2034 |  |  |  | REF | 0 | 0 | Real 2021 ¦ 12/22/2022 3:42:52 PM | Area 1001 Gas CC 2x1 2030
21039 | Area 1001 Gas CC 2x1 2031 | CO2 | ATC | 2034 | AEP-KPCO | 2722330.75 | 2722330.75 | 0 | 32676.3164 | 32676.3164 | 0 | 122 | 2034 |  |  |  | REF | 0 | 0 | Real 2021 ¦ 12/22/2022 3:42:52 PM | Area 1001 Gas CC 2x1 2031
21040 | Area 1001 Gas CC 2x1 2031 | NOX | ATC | 2034 | AEP-KPCO | 12.4959 | 12.4959 | 0 | 0.66897 | 0.66897 | 0 | 0.00056 | 2034 |  |  |  | REF | 0 | 0 | Real 2021 ¦ 12/22/2022 3:42:52 PM | Area 1001 Gas CC 2x1 2031
21041 | Area 1001 Gas CC 2x1 2031 | SO2 | ATC | 2034 | AEP-KPCO | 167.8027 | 167.8027 | 0 | 0.59205 | 0.59205 | 0 | 0.00752 | 2034 |  |  |  | REF | 0 | 0 | Real 2021 ¦ 12/22/2022 3:42:52 PM | Area 1001 Gas CC 2x1 2031
21042 | Area 1001 Gas CC 2x1 2032 | CO2 | ATC | 2034 | AEP-KPCO | 2722330.75 | 2722330.75 | 0 | 32676.3164 | 32676.3164 | 0 | 122 | 2034 |  |  |  | REF | 0 | 0 | Real 2021 ¦ 12/22/2022 3:42:52 PM | Area 1001 Gas CC 2x1 2032
21043 | Area 1001 Gas CC 2x1 2032 | NOX | ATC | 2034 | AEP-KPCO | 12.4959 | 12.4959 | 0 | 0.66897 | 0.66897 | 0 | 0.00056 | 2034 |  |  |  | REF | 0 | 0 | Real 2021 ¦ 12/22/2022 3:42:52 PM | Area 1001 Gas CC 2x1 2032
21044 | Area 1001 Gas CC 2x1 2032 | SO2 | ATC | 2034 | AEP-KPCO | 167.8027 | 167.8027 | 0 | 0.59205 | 0.59205 | 0 | 0.00752 | 2034 |  |  |  | REF | 0 | 0 | Real 2021 ¦ 12/22/2022 3:42:52 PM | Area 1001 Gas CC 2x1 2032
21045 | Area 1001 Gas CC 2x1 2033 | CO2 | ATC | 2034 | AEP-KPCO | 2722330.75 | 2722330.75 | 0 | 32676.3164 | 32676.3164 | 0 | 122 | 2034 |  |  |  | REF | 0 | 0 | Real 2021 ¦ 12/22/2022 3:42:52 PM | Area 1001 Gas CC 2x1 2033
21046 | Area 1001 Gas CC 2x1 2033 | NOX | ATC | 2034 | AEP-KPCO | 12.4959 | 12.4959 | 0 | 0.66897 | 0.66897 | 0 | 0.00056 | 2034 |  |  |  | REF | 0 | 0 | Real 2021 ¦ 12/22/2022 3:42:52 PM | Area 1001 Gas CC 2x1 2033
21047 | Area 1001 Gas CC 2x1 2033 | SO2 | ATC | 2034 | AEP-KPCO | 167.8027 | 167.8027 | 0 | 0.59205 | 0.59205 | 0 | 0.00752 | 2034 |  |  |  | REF | 0 | 0 | Real 2021 ¦ 12/22/2022 3:42:52 PM | Area 1001 Gas CC 2x1 2033
21048 | Area 1001 Gas CC 2x1 2034 | CO2 | ATC | 2034 | AEP-KPCO | 2687517.5 | 2687517.5 | 0 | 32258.4492 | 32258.4492 | 0 | 122 | 2034 |  |  |  | REF | 0 | 0 | Real 2021 ¦ 12/22/2022 3:42:52 PM | Area 1001 Gas CC 2x1 2034
21049 | Area 1001 Gas CC 2x1 2034 | NOX | ATC | 2034 | AEP-KPCO | 12.3361 | 12.3361 | 0 | 0.66819 | 0.66819 | 0 | 0.00056 | 2034 |  |  |  | REF | 0 | 0 | Real 2021 ¦ 12/22/2022 3:42:52 PM | Area 1001 Gas CC 2x1 2034
21050 | Area 1001 Gas CC 2x1 2034 | SO2 | ATC | 2034 | AEP-KPCO | 165.6568 | 165.6568 | 0 | 0.58448 | 0.58448 | 0 | 0.00752 | 2034 |  |  |  | REF | 0 | 0 | Real 2021 ¦ 12/22/2022 3:42:52 PM | Area 1001 Gas CC 2x1 2034
21051 | Area 1001 Gas CC 2x1 2035 | CO2 | ATC | 2034 | AEP-KPCO | 0 | 0 | 0 | 0 | 0 | 0 | 122 | 2034 |  |  |  | REF | 0 | 0 | Real 2021 ¦ 12/22/2022 3:42:52 PM | Area 1001 Gas CC 2x1 2035
21052 | Area 1001 Gas CC 2x1 2035 | NOX | ATC | 2034 | AEP-KPCO | 0 | 0 | 0 | 0 | 0 | 0 | 0.00056 | 2034 |  |  |  | REF | 0 | 0 | Real 2021 ¦ 12/22/2022 3:42:52 PM | Area 1001 Gas CC 2x1 2035
21053 | Area 1001 Gas CC 2x1 2035 | SO2 | ATC | 2034 | AEP-KPCO | 0 | 0 | 0 | 0 | 0 | 0 | 0.00752 | 2034 |  |  |  | REF | 0 | 0 | Real 2021 ¦ 12/22/2022 3:42:52 PM | Area 1001 Gas CC 2x1 2035
21054 | Area 1001 Gas CC 2x1 2036 | CO2 | ATC | 2034 | AEP-KPCO | 0 | 0 | 0 | 0 | 0 | 0 | 122 | 2034 |  |  |  | REF | 0 | 0 | Real 2021 ¦ 12/22/2022 3:42:52 PM | Area 1001 Gas CC 2x1 2036
21055 | Area 1001 Gas CC 2x1 2036 | NOX | ATC | 2034 | AEP-KPCO | 0 | 0 | 0 | 0 | 0 | 0 | 0.00056 | 2034 |  |  |  | REF | 0 | 0 | Real 2021 ¦ 12/22/2022 3:42:52 PM | Area 1001 Gas CC 2x1 2036
21056 | Area 1001 Gas CC 2x1 2036 | SO2 | ATC | 2034 | AEP-KPCO | 0 | 0 | 0 | 0 | 0 | 0 | 0.00752 | 2034 |  |  |  | REF | 0 | 0 | Real 2021 ¦ 12/22/2022 3:42:52 PM | Area 1001 Gas CC 2x1 2036
21057 | Area 1001 Gas CC 2x1 2037 | CO2 | ATC | 2034 | AEP-KPCO | 0 | 0 | 0 | 0 | 0 | 0 | 122 | 2034 |  |  |  | REF | 0 | 0 | Real 2021 ¦ 12/22/2022 3:42:52 PM | Area 1001 Gas CC 2x1 2037
21058 | Area 1001 Gas CC 2x1 2037 | NOX | ATC | 2034 | AEP-KPCO | 0 | 0 | 0 | 0 | 0 | 0 | 0.00056 | 2034 |  |  |  | REF | 0 | 0 | Real 2021 ¦ 12/22/2022 3:42:52 PM | Area 1001 Gas CC 2x1 2037
21059 | Area 1001 Gas CC 2x1 2037 | SO2 | ATC | 2034 | AEP-KPCO | 0 | 0 | 0 | 0 | 0 | 0 | 0.00752 | 2034 |  |  |  | REF | 0 | 0 | Real 2021 ¦ 12/22/2022 3:42:52 PM | Area 1001 Gas CC 2x1 2037
21060 | Area 1001 Gas CC 2x1 2038 | CO2 | ATC | 2034 | AEP-KPCO | 0 | 0 | 0 | 0 | 0 | 0 | 122 | 2034 |  |  |  | REF | 0 | 0 | Real 2021 ¦ 12/22/2022 3:42:52 PM | Area 1001 Gas CC 2x1 2038
21061 | Area 1001 Gas CC 2x1 2038 | NOX | ATC | 2034 | AEP-KPCO | 0 | 0 | 0 | 0 | 0 | 0 | 0.00056 | 2034 |  |  |  | REF | 0 | 0 | Real 2021 ¦ 12/22/2022 3:42:52 PM | Area 1001 Gas CC 2x1 2038
21062 | Area 1001 Gas CC 2x1 2038 | SO2 | ATC | 2034 | AEP-KPCO | 0 | 0 | 0 | 0 | 0 | 0 | 0.00752 | 2034 |  |  |  | REF | 0 | 0 | Real 2021 ¦ 12/22/2022 3:42:52 PM | Area 1001 Gas CC 2x1 2038
21063 | Area 1001 Gas CC 2x1 2039 | CO2 | ATC | 2034 | AEP-KPCO | 0 | 0 | 0 | 0 | 0 | 0 | 122 | 2034 |  |  |  | REF | 0 | 0 | Real 2021 ¦ 12/22/2022 3:42:52 PM | Area 1001 Gas CC 2x1 2039
21064 | Area 1001 Gas CC 2x1 2039 | NOX | ATC | 2034 | AEP-KPCO | 0 | 0 | 0 | 0 | 0 | 0 | 0.00056 | 2034 |  |  |  | REF | 0 | 0 | Real 2021 ¦ 12/22/2022 3:42:52 PM | Area 1001 Gas CC 2x1 2039
21065 | Area 1001 Gas CC 2x1 2039 | SO2 | ATC | 2034 | AEP-KPCO | 0 | 0 | 0 | 0 | 0 | 0 | 0.00752 | 2034 |  |  |  | REF | 0 | 0 | Real 2021 ¦ 12/22/2022 3:42:52 PM | Area 1001 Gas CC 2x1 2039
21066 | Area 1001 Gas CC 2x1 2040 | CO2 | ATC | 2034 | AEP-KPCO | 0 | 0 | 0 | 0 | 0 | 0 | 122 | 2034 |  |  |  | REF | 0 | 0 | Real 2021 ¦ 12/22/2022 3:42:52 PM | Area 1001 Gas CC 2x1 2040
21067 | Area 1001 Gas CC 2x1 2040 | NOX | ATC | 2034 | AEP-KPCO | 0 | 0 | 0 | 0 | 0 | 0 | 0.00056 | 2034 |  |  |  | REF | 0 | 0 | Real 2021 ¦ 12/22/2022 3:42:52 PM | Area 1001 Gas CC 2x1 2040
21068 | Area 1001 Gas CC 2x1 2040 | SO2 | ATC | 2034 | AEP-KPCO | 0 | 0 | 0 | 0 | 0 | 0 | 0.00752 | 2034 |  |  |  | REF | 0 | 0 | Real 2021 ¦ 12/22/2022 3:42:52 PM | Area 1001 Gas CC 2x1 2040
21069 | Area 1001 Gas CC 2x1 2041 | CO2 | ATC | 2034 | AEP-KPCO | 0 | 0 | 0 | 0 | 0 | 0 | 122 | 2034 |  |  |  | REF | 0 | 0 | Real 2021 ¦ 12/22/2022 3:42:52 PM | Area 1001 Gas CC 2x1 2041
21070 | Area 1001 Gas CC 2x1 2041 | NOX | ATC | 2034 | AEP-KPCO | 0 | 0 | 0 | 0 | 0 | 0 | 0.00056 | 2034 |  |  |  | REF | 0 | 0 | Real 2021 ¦ 12/22/2022 3:42:52 PM | Area 1001 Gas CC 2x1 2041
21071 | Area 1001 Gas CC 2x1 2041 | SO2 | ATC | 2034 | AEP-KPCO | 0 | 0 | 0 | 0 | 0 | 0 | 0.00752 | 2034 |  |  |  | REF | 0 | 0 | Real 2021 ¦ 12/22/2022 3:42:52 PM | Area 1001 Gas CC 2x1 2041
21072 | Area 1001 Gas CC 2x1 2042 | CO2 | ATC | 2034 | AEP-KPCO | 0 | 0 | 0 | 0 | 0 | 0 | 122 | 2034 |  |  |  | REF | 0 | 0 | Real 2021 ¦ 12/22/2022 3:42:52 PM | Area 1001 Gas CC 2x1 2042
21073 | Area 1001 Gas CC 2x1 2042 | NOX | ATC | 2034 | AEP-KPCO | 0 | 0 | 0 | 0 | 0 | 0 | 0.00056 | 2034 |  |  |  | REF | 0 | 0 | Real 2021 ¦ 12/22/2022 3:42:52 PM | Area 1001 Gas CC 2x1 2042
21074 | Area 1001 Gas CC 2x1 2042 | SO2 | ATC | 2034 | AEP-KPCO | 0 | 0 | 0 | 0 | 0 | 0 | 0.00752 | 2034 |  |  |  | REF | 0 | 0 | Real 2021 ¦ 12/22/2022 3:42:52 PM | Area 1001 Gas CC 2x1 2042
21075 | Area 1001 Gas CC 2x1 2043 | CO2 | ATC | 2034 | AEP-KPCO | 0 | 0 | 0 | 0 | 0 | 0 | 122 | 2034 |  |  |  | REF | 0 | 0 | Real 2021 ¦ 12/22/2022 3:42:52 PM | Area 1001 Gas CC 2x1 2043
21076 | Area 1001 Gas CC 2x1 2043 | NOX | ATC | 2034 | AEP-KPCO | 0 | 0 | 0 | 0 | 0 | 0 | 0.00056 | 2034 |  |  |  | REF | 0 | 0 | Real 2021 ¦ 12/22/2022 3:42:52 PM | Area 1001 Gas CC 2x1 2043
21077 | Area 1001 Gas CC 2x1 2043 | SO2 | ATC | 2034 | AEP-KPCO | 0 | 0 | 0 | 0 | 0 | 0 | 0.00752 | 2034 |  |  |  | REF | 0 | 0 | Real 2021 ¦ 12/22/2022 3:42:52 PM | Area 1001 Gas CC 2x1 2043
21078 | Area 1001 Gas CC 1x1 2024 | CO2 | ATC | 2034 | AEP-KPCO | 1026974.9375 | 1026974.9375 | 0 | 12326.8477 | 12326.8477 | 0 | 122 | 2034 |  |  |  | REF | 0 | 0 | Real 2021 ¦ 12/22/2022 3:42:52 PM | Area 1001 Gas CC 1x1 2024
21079 | Area 1001 Gas CC 1x1 2024 | NOX | ATC | 2034 | AEP-KPCO | 4.714 | 4.714 | 0 | 0.25477 | 0.25477 | 0 | 0.00056 | 2034 |  |  |  | REF | 0 | 0 | Real 2021 ¦ 12/22/2022 3:42:52 PM | Area 1001 Gas CC 1x1 2024
21080 | Area 1001 Gas CC 1x1 2024 | SO2 | ATC | 2034 | AEP-KPCO | 63.3021 | 63.3021 | 0 | 0.22335 | 0.22335 | 0 | 0.00752 | 2034 |  |  |  | REF | 0 | 0 | Real 2021 ¦ 12/22/2022 3:42:52 PM | Area 1001 Gas CC 1x1 2024
21081 | Area 1001 Gas CC 1x1 2025 | CO2 | ATC | 2034 | AEP-KPCO | 1026753.6875 | 1026753.6875 | 0 | 12324.1924 | 12324.1924 | 0 | 122 | 2034 |  |  |  | REF | 0 | 0 | Real 2021 ¦ 12/22/2022 3:42:52 PM | Area 1001 Gas CC 1x1 2025
21082 | Area 1001 Gas CC 1x1 2025 | NOX | ATC | 2034 | AEP-KPCO | 4.713 | 4.713 | 0 | 0.25477 | 0.25477 | 0 | 0.00056 | 2034 |  |  |  | REF | 0 | 0 | Real 2021 ¦ 12/22/2022 3:42:52 PM | Area 1001 Gas CC 1x1 2025
21083 | Area 1001 Gas CC 1x1 2025 | SO2 | ATC | 2034 | AEP-KPCO | 63.2884 | 63.2884 | 0 | 0.2233 | 0.2233 | 0 | 0.00752 | 2034 |  |  |  | REF | 0 | 0 | Real 2021 ¦ 12/22/2022 3:42:52 PM | Area 1001 Gas CC 1x1 2025
21084 | Area 1001 Gas CC 1x1 2026 | CO2 | ATC | 2034 | AEP-KPCO | 1026753.6875 | 1026753.6875 | 0 | 12324.1924 | 12324.1924 | 0 | 122 | 2034 |  |  |  | REF | 0 | 0 | Real 2021 ¦ 12/22/2022 3:42:52 PM | Area 1001 Gas CC 1x1 2026
21085 | Area 1001 Gas CC 1x1 2026 | NOX | ATC | 2034 | AEP-KPCO | 4.713 | 4.713 | 0 | 0.25477 | 0.25477 | 0 | 0.00056 | 2034 |  |  |  | REF | 0 | 0 | Real 2021 ¦ 12/22/2022 3:42:52 PM | Area 1001 Gas CC 1x1 2026
21086 | Area 1001 Gas CC 1x1 2026 | SO2 | ATC | 2034 | AEP-KPCO | 63.2884 | 63.2884 | 0 | 0.2233 | 0.2233 | 0 | 0.00752 | 2034 |  |  |  | REF | 0 | 0 | Real 2021 ¦ 12/22/2022 3:42:52 PM | Area 1001 Gas CC 1x1 2026
21087 | Area 1001 Gas CC 1x1 2027 | CO2 | ATC | 2034 | AEP-KPCO | 1026937.4375 | 1026937.4375 | 0 | 12326.3975 | 12326.3975 | 0 | 122 | 2034 |  |  |  | REF | 0 | 0 | Real 2021 ¦ 12/22/2022 3:42:52 PM | Area 1001 Gas CC 1x1 2027
21088 | Area 1001 Gas CC 1x1 2027 | NOX | ATC | 2034 | AEP-KPCO | 4.7138 | 4.7138 | 0 | 0.25477 | 0.25477 | 0 | 0.00056 | 2034 |  |  |  | REF | 0 | 0 | Real 2021 ¦ 12/22/2022 3:42:52 PM | Area 1001 Gas CC 1x1 2027
21089 | Area 1001 Gas CC 1x1 2027 | SO2 | ATC | 2034 | AEP-KPCO | 63.2997 | 63.2997 | 0 | 0.22334 | 0.22334 | 0 | 0.00752 | 2034 |  |  |  | REF | 0 | 0 | Real 2021 ¦ 12/22/2022 3:42:52 PM | Area 1001 Gas CC 1x1 2027
21090 | Area 1001 Gas CC 1x1 2028 | CO2 | ATC | 2034 | AEP-KPCO | 1026753.6875 | 1026753.6875 | 0 | 12324.1924 | 12324.1924 | 0 | 122 | 2034 |  |  |  | REF | 0 | 0 | Real 2021 ¦ 12/22/2022 3:42:52 PM | Area 1001 Gas CC 1x1 2028
21091 | Area 1001 Gas CC 1x1 2028 | NOX | ATC | 2034 | AEP-KPCO | 4.713 | 4.713 | 0 | 0.25477 | 0.25477 | 0 | 0.00056 | 2034 |  |  |  | REF | 0 | 0 | Real 2021 ¦ 12/22/2022 3:42:52 PM | Area 1001 Gas CC 1x1 2028
21092 | Area 1001 Gas CC 1x1 2028 | SO2 | ATC | 2034 | AEP-KPCO | 63.2884 | 63.2884 | 0 | 0.2233 | 0.2233 | 0 | 0.00752 | 2034 |  |  |  | REF | 0 | 0 | Real 2021 ¦ 12/22/2022 3:42:52 PM | Area 1001 Gas CC 1x1 2028
21093 | Area 1001 Gas CC 1x1 2029 | CO2 | ATC | 2034 | AEP-KPCO | 1026753.6875 | 1026753.6875 | 0 | 12324.1924 | 12324.1924 | 0 | 122 | 2034 |  |  |  | REF | 0 | 0 | Real 2021 ¦ 12/22/2022 3:42:52 PM | Area 1001 Gas CC 1x1 2029
21094 | Area 1001 Gas CC 1x1 2029 | NOX | ATC | 2034 | AEP-KPCO | 4.713 | 4.713 | 0 | 0.25477 | 0.25477 | 0 | 0.00056 | 2034 |  |  |  | REF | 0 | 0 | Real 2021 ¦ 12/22/2022 3:42:52 PM | Area 1001 Gas CC 1x1 2029
21095 | Area 1001 Gas CC 1x1 2029 | SO2 | ATC | 2034 | AEP-KPCO | 63.2884 | 63.2884 | 0 | 0.2233 | 0.2233 | 0 | 0.00752 | 2034 |  |  |  | REF | 0 | 0 | Real 2021 ¦ 12/22/2022 3:42:52 PM | Area 1001 Gas CC 1x1 2029
21096 | Area 1001 Gas CC 1x1 2030 | CO2 | ATC | 2034 | AEP-KPCO | 1026753.6875 | 1026753.6875 | 0 | 12324.1924 | 12324.1924 | 0 | 122 | 2034 |  |  |  | REF | 0 | 0 | Real 2021 ¦ 12/22/2022 3:42:52 PM | Area 1001 Gas CC 1x1 2030
21097 | Area 1001 Gas CC 1x1 2030 | NOX | ATC | 2034 | AEP-KPCO | 4.713 | 4.713 | 0 | 0.25477 | 0.25477 | 0 | 0.00056 | 2034 |  |  |  | REF | 0 | 0 | Real 2021 ¦ 12/22/2022 3:42:52 PM | Area 1001 Gas CC 1x1 2030
21098 | Area 1001 Gas CC 1x1 2030 | SO2 | ATC | 2034 | AEP-KPCO | 63.2884 | 63.2884 | 0 | 0.2233 | 0.2233 | 0 | 0.00752 | 2034 |  |  |  | REF | 0 | 0 | Real 2021 ¦ 12/22/2022 3:42:52 PM | Area 1001 Gas CC 1x1 2030
21099 | Area 1001 Gas CC 1x1 2031 | CO2 | ATC | 2034 | AEP-KPCO | 1026753.6875 | 1026753.6875 | 0 | 12324.1924 | 12324.1924 | 0 | 122 | 2034 |  |  |  | REF | 0 | 0 | Real 2021 ¦ 12/22/2022 3:42:52 PM | Area 1001 Gas CC 1x1 2031
21100 | Area 1001 Gas CC 1x1 2031 | NOX | ATC | 2034 | AEP-KPCO | 4.713 | 4.713 | 0 | 0.25477 | 0.25477 | 0 | 0.00056 | 2034 |  |  |  | REF | 0 | 0 | Real 2021 ¦ 12/22/2022 3:42:52 PM | Area 1001 Gas CC 1x1 2031
21101 | Area 1001 Gas CC 1x1 2031 | SO2 | ATC | 2034 | AEP-KPCO | 63.2884 | 63.2884 | 0 | 0.2233 | 0.2233 | 0 | 0.00752 | 2034 |  |  |  | REF | 0 | 0 | Real 2021 ¦ 12/22/2022 3:42:52 PM | Area 1001 Gas CC 1x1 2031
21102 | Area 1001 Gas CC 1x1 2032 | CO2 | ATC | 2034 | AEP-KPCO | 1026753.6875 | 1026753.6875 | 0 | 12324.1924 | 12324.1924 | 0 | 122 | 2034 |  |  |  | REF | 0 | 0 | Real 2021 ¦ 12/22/2022 3:42:52 PM | Area 1001 Gas CC 1x1 2032
21103 | Area 1001 Gas CC 1x1 2032 | NOX | ATC | 2034 | AEP-KPCO | 4.713 | 4.713 | 0 | 0.25477 | 0.25477 | 0 | 0.00056 | 2034 |  |  |  | REF | 0 | 0 | Real 2021 ¦ 12/22/2022 3:42:52 PM | Area 1001 Gas CC 1x1 2032
21104 | Area 1001 Gas CC 1x1 2032 | SO2 | ATC | 2034 | AEP-KPCO | 63.2884 | 63.2884 | 0 | 0.2233 | 0.2233 | 0 | 0.00752 | 2034 |  |  |  | REF | 0 | 0 | Real 2021 ¦ 12/22/2022 3:42:52 PM | Area 1001 Gas CC 1x1 2032
21105 | Area 1001 Gas CC 1x1 2033 | CO2 | ATC | 2034 | AEP-KPCO | 1026698.0625 | 1026698.0625 | 0 | 12323.5244 | 12323.5244 | 0 | 122 | 2034 |  |  |  | REF | 0 | 0 | Real 2021 ¦ 12/22/2022 3:42:52 PM | Area 1001 Gas CC 1x1 2033
21106 | Area 1001 Gas CC 1x1 2033 | NOX | ATC | 2034 | AEP-KPCO | 4.7127 | 4.7127 | 0 | 0.25476 | 0.25476 | 0 | 0.00056 | 2034 |  |  |  | REF | 0 | 0 | Real 2021 ¦ 12/22/2022 3:42:52 PM | Area 1001 Gas CC 1x1 2033
21107 | Area 1001 Gas CC 1x1 2033 | SO2 | ATC | 2034 | AEP-KPCO | 63.285 | 63.285 | 0 | 0.22329 | 0.22329 | 0 | 0.00752 | 2034 |  |  |  | REF | 0 | 0 | Real 2021 ¦ 12/22/2022 3:42:52 PM | Area 1001 Gas CC 1x1 2033
21108 | Area 1001 Gas CC 1x1 2034 | CO2 | ATC | 2034 | AEP-KPCO | 1009802.875 | 1009802.875 | 0 | 12120.7305 | 12120.7305 | 0 | 122 | 2034 |  |  |  | REF | 0 | 0 | Real 2021 ¦ 12/22/2022 3:42:52 PM | Area 1001 Gas CC 1x1 2034
21109 | Area 1001 Gas CC 1x1 2034 | NOX | ATC | 2034 | AEP-KPCO | 4.6352 | 4.6352 | 0 | 0.25391 | 0.25391 | 0 | 0.00056 | 2034 |  |  |  | REF | 0 | 0 | Real 2021 ¦ 12/22/2022 3:42:52 PM | Area 1001 Gas CC 1x1 2034
21110 | Area 1001 Gas CC 1x1 2034 | SO2 | ATC | 2034 | AEP-KPCO | 62.2436 | 62.2436 | 0 | 0.21961 | 0.21961 | 0 | 0.00752 | 2034 |  |  |  | REF | 0 | 0 | Real 2021 ¦ 12/22/2022 3:42:52 PM | Area 1001 Gas CC 1x1 2034
21111 | Area 1001 Gas CC 1x1 2035 | CO2 | ATC | 2034 | AEP-KPCO | 0 | 0 | 0 | 0 | 0 | 0 | 122 | 2034 |  |  |  | REF | 0 | 0 | Real 2021 ¦ 12/22/2022 3:42:52 PM | Area 1001 Gas CC 1x1 2035
21112 | Area 1001 Gas CC 1x1 2035 | NOX | ATC | 2034 | AEP-KPCO | 0 | 0 | 0 | 0 | 0 | 0 | 0.00056 | 2034 |  |  |  | REF | 0 | 0 | Real 2021 ¦ 12/22/2022 3:42:52 PM | Area 1001 Gas CC 1x1 2035
21113 | Area 1001 Gas CC 1x1 2035 | SO2 | ATC | 2034 | AEP-KPCO | 0 | 0 | 0 | 0 | 0 | 0 | 0.00752 | 2034 |  |  |  | REF | 0 | 0 | Real 2021 ¦ 12/22/2022 3:42:52 PM | Area 1001 Gas CC 1x1 2035
21114 | Area 1001 Gas CC 1x1 2036 | CO2 | ATC | 2034 | AEP-KPCO | 0 | 0 | 0 | 0 | 0 | 0 | 122 | 2034 |  |  |  | REF | 0 | 0 | Real 2021 ¦ 12/22/2022 3:42:52 PM | Area 1001 Gas CC 1x1 2036
21115 | Area 1001 Gas CC 1x1 2036 | NOX | ATC | 2034 | AEP-KPCO | 0 | 0 | 0 | 0 | 0 | 0 | 0.00056 | 2034 |  |  |  | REF | 0 | 0 | Real 2021 ¦ 12/22/2022 3:42:52 PM | Area 1001 Gas CC 1x1 2036
21116 | Area 1001 Gas CC 1x1 2036 | SO2 | ATC | 2034 | AEP-KPCO | 0 | 0 | 0 | 0 | 0 | 0 | 0.00752 | 2034 |  |  |  | REF | 0 | 0 | Real 2021 ¦ 12/22/2022 3:42:52 PM | Area 1001 Gas CC 1x1 2036
21117 | Area 1001 Gas CC 1x1 2037 | CO2 | ATC | 2034 | AEP-KPCO | 0 | 0 | 0 | 0 | 0 | 0 | 122 | 2034 |  |  |  | REF | 0 | 0 | Real 2021 ¦ 12/22/2022 3:42:52 PM | Area 1001 Gas CC 1x1 2037
21118 | Area 1001 Gas CC 1x1 2037 | NOX | ATC | 2034 | AEP-KPCO | 0 | 0 | 0 | 0 | 0 | 0 | 0.00056 | 2034 |  |  |  | REF | 0 | 0 | Real 2021 ¦ 12/22/2022 3:42:52 PM | Area 1001 Gas CC 1x1 2037
21119 | Area 1001 Gas CC 1x1 2037 | SO2 | ATC | 2034 | AEP-KPCO | 0 | 0 | 0 | 0 | 0 | 0 | 0.00752 | 2034 |  |  |  | REF | 0 | 0 | Real 2021 ¦ 12/22/2022 3:42:52 PM | Area 1001 Gas CC 1x1 2037
21120 | Area 1001 Gas CC 1x1 2038 | CO2 | ATC | 2034 | AEP-KPCO | 0 | 0 | 0 | 0 | 0 | 0 | 122 | 2034 |  |  |  | REF | 0 | 0 | Real 2021 ¦ 12/22/2022 3:42:52 PM | Area 1001 Gas CC 1x1 2038
21121 | Area 1001 Gas CC 1x1 2038 | NOX | ATC | 2034 | AEP-KPCO | 0 | 0 | 0 | 0 | 0 | 0 | 0.00056 | 2034 |  |  |  | REF | 0 | 0 | Real 2021 ¦ 12/22/2022 3:42:52 PM | Area 1001 Gas CC 1x1 2038
21122 | Area 1001 Gas CC 1x1 2038 | SO2 | ATC | 2034 | AEP-KPCO | 0 | 0 | 0 | 0 | 0 | 0 | 0.00752 | 2034 |  |  |  | REF | 0 | 0 | Real 2021 ¦ 12/22/2022 3:42:52 PM | Area 1001 Gas CC 1x1 2038
21123 | Area 1001 Gas CC 1x1 2039 | CO2 | ATC | 2034 | AEP-KPCO | 0 | 0 | 0 | 0 | 0 | 0 | 122 | 2034 |  |  |  | REF | 0 | 0 | Real 2021 ¦ 12/22/2022 3:42:52 PM | Area 1001 Gas CC 1x1 2039
21124 | Area 1001 Gas CC 1x1 2039 | NOX | ATC | 2034 | AEP-KPCO | 0 | 0 | 0 | 0 | 0 | 0 | 0.00056 | 2034 |  |  |  | REF | 0 | 0 | Real 2021 ¦ 12/22/2022 3:42:52 PM | Area 1001 Gas CC 1x1 2039
21125 | Area 1001 Gas CC 1x1 2039 | SO2 | ATC | 2034 | AEP-KPCO | 0 | 0 | 0 | 0 | 0 | 0 | 0.00752 | 2034 |  |  |  | REF | 0 | 0 | Real 2021 ¦ 12/22/2022 3:42:52 PM | Area 1001 Gas CC 1x1 2039
21126 | Area 1001 Gas CC 1x1 2040 | CO2 | ATC | 2034 | AEP-KPCO | 0 | 0 | 0 | 0 | 0 | 0 | 122 | 2034 |  |  |  | REF | 0 | 0 | Real 2021 ¦ 12/22/2022 3:42:52 PM | Area 1001 Gas CC 1x1 2040
21127 | Area 1001 Gas CC 1x1 2040 | NOX | ATC | 2034 | AEP-KPCO | 0 | 0 | 0 | 0 | 0 | 0 | 0.00056 | 2034 |  |  |  | REF | 0 | 0 | Real 2021 ¦ 12/22/2022 3:42:52 PM | Area 1001 Gas CC 1x1 2040
21128 | Area 1001 Gas CC 1x1 2040 | SO2 | ATC | 2034 | AEP-KPCO | 0 | 0 | 0 | 0 | 0 | 0 | 0.00752 | 2034 |  |  |  | REF | 0 | 0 | Real 2021 ¦ 12/22/2022 3:42:52 PM | Area 1001 Gas CC 1x1 2040
21129 | Area 1001 Gas CC 1x1 2041 | CO2 | ATC | 2034 | AEP-KPCO | 0 | 0 | 0 | 0 | 0 | 0 | 122 | 2034 |  |  |  | REF | 0 | 0 | Real 2021 ¦ 12/22/2022 3:42:52 PM | Area 1001 Gas CC 1x1 2041
21130 | Area 1001 Gas CC 1x1 2041 | NOX | ATC | 2034 | AEP-KPCO | 0 | 0 | 0 | 0 | 0 | 0 | 0.00056 | 2034 |  |  |  | REF | 0 | 0 | Real 2021 ¦ 12/22/2022 3:42:52 PM | Area 1001 Gas CC 1x1 2041
21131 | Area 1001 Gas CC 1x1 2041 | SO2 | ATC | 2034 | AEP-KPCO | 0 | 0 | 0 | 0 | 0 | 0 | 0.00752 | 2034 |  |  |  | REF | 0 | 0 | Real 2021 ¦ 12/22/2022 3:42:52 PM | Area 1001 Gas CC 1x1 2041
21132 | Area 1001 Gas CC 1x1 2042 | CO2 | ATC | 2034 | AEP-KPCO | 0 | 0 | 0 | 0 | 0 | 0 | 122 | 2034 |  |  |  | REF | 0 | 0 | Real 2021 ¦ 12/22/2022 3:42:52 PM | Area 1001 Gas CC 1x1 2042
21133 | Area 1001 Gas CC 1x1 2042 | NOX | ATC | 2034 | AEP-KPCO | 0 | 0 | 0 | 0 | 0 | 0 | 0.00056 | 2034 |  |  |  | REF | 0 | 0 | Real 2021 ¦ 12/22/2022 3:42:52 PM | Area 1001 Gas CC 1x1 2042
21134 | Area 1001 Gas CC 1x1 2042 | SO2 | ATC | 2034 | AEP-KPCO | 0 | 0 | 0 | 0 | 0 | 0 | 0.00752 | 2034 |  |  |  | REF | 0 | 0 | Real 2021 ¦ 12/22/2022 3:42:52 PM | Area 1001 Gas CC 1x1 2042
21135 | Area 1001 Gas CC 1x1 2043 | CO2 | ATC | 2034 | AEP-KPCO | 0 | 0 | 0 | 0 | 0 | 0 | 122 | 2034 |  |  |  | REF | 0 | 0 | Real 2021 ¦ 12/22/2022 3:42:52 PM | Area 1001 Gas CC 1x1 2043
21136 | Area 1001 Gas CC 1x1 2043 | NOX | ATC | 2034 | AEP-KPCO | 0 | 0 | 0 | 0 | 0 | 0 | 0.00056 | 2034 |  |  |  | REF | 0 | 0 | Real 2021 ¦ 12/22/2022 3:42:52 PM | Area 1001 Gas CC 1x1 2043
21137 | Area 1001 Gas CC 1x1 2043 | SO2 | ATC | 2034 | AEP-KPCO | 0 | 0 | 0 | 0 | 0 | 0 | 0.00752 | 2034 |  |  |  | REF | 0 | 0 | Real 2021 ¦ 12/22/2022 3:42:52 PM | Area 1001 Gas CC 1x1 2043
21138 | Area 1001 Gas CT 2023 | CO2 | ATC | 2034 | AEP-KPCO | 317677.7812 | 317677.7812 | 0 | 3813.1072 | 3813.1072 | 0 | 122 | 2034 |  |  |  | REF | 0 | 0 | Real 2021 ¦ 12/22/2022 3:42:52 PM | Area 1001 Gas CT 2023
21139 | Area 1001 Gas CT 2023 | NOX | ATC | 2034 | AEP-KPCO | 1.4582 | 1.4582 | 0 | 0.094666 | 0.094666 | 0 | 0.00056 | 2034 |  |  |  | REF | 0 | 0 | Real 2021 ¦ 12/22/2022 3:42:52 PM | Area 1001 Gas CT 2023
21140 | Area 1001 Gas CT 2023 | SO2 | ATC | 2034 | AEP-KPCO | 19.5814 | 19.5814 | 0 | 0.069089 | 0.069089 | 0 | 0.00752 | 2034 |  |  |  | REF | 0 | 0 | Real 2021 ¦ 12/22/2022 3:42:52 PM | Area 1001 Gas CT 2023
21141 | Area 1001 Gas CT 2024 | CO2 | ATC | 2034 | AEP-KPCO | 318476.75 | 318476.75 | 0 | 3822.6975 | 3822.6975 | 0 | 122 | 2034 |  |  |  | REF | 0 | 0 | Real 2021 ¦ 12/22/2022 3:42:52 PM | Area 1001 Gas CT 2024
21142 | Area 1001 Gas CT 2024 | NOX | ATC | 2034 | AEP-KPCO | 1.4619 | 1.4619 | 0 | 0.094893 | 0.094893 | 0 | 0.00056 | 2034 |  |  |  | REF | 0 | 0 | Real 2021 ¦ 12/22/2022 3:42:52 PM | Area 1001 Gas CT 2024
21143 | Area 1001 Gas CT 2024 | SO2 | ATC | 2034 | AEP-KPCO | 19.6307 | 19.6307 | 0 | 0.069262 | 0.069262 | 0 | 0.00752 | 2034 |  |  |  | REF | 0 | 0 | Real 2021 ¦ 12/22/2022 3:42:52 PM | Area 1001 Gas CT 2024
21144 | Area 1001 Gas CT 2025 | CO2 | ATC | 2034 | AEP-KPCO | 321127.8125 | 321127.8125 | 0 | 3854.5183 | 3854.5183 | 0 | 122 | 2034 |  |  |  | REF | 0 | 0 | Real 2021 ¦ 12/22/2022 3:42:52 PM | Area 1001 Gas CT 2025
21145 | Area 1001 Gas CT 2025 | NOX | ATC | 2034 | AEP-KPCO | 1.474 | 1.474 | 0 | 0.094953 | 0.094953 | 0 | 0.00056 | 2034 |  |  |  | REF | 0 | 0 | Real 2021 ¦ 12/22/2022 3:42:52 PM | Area 1001 Gas CT 2025
21146 | Area 1001 Gas CT 2025 | SO2 | ATC | 2034 | AEP-KPCO | 19.7941 | 19.7941 | 0 | 0.069839 | 0.069839 | 0 | 0.00752 | 2034 |  |  |  | REF | 0 | 0 | Real 2021 ¦ 12/22/2022 3:42:52 PM | Area 1001 Gas CT 2025
21147 | Area 1001 Gas CT 2026 | CO2 | ATC | 2034 | AEP-KPCO | 318153.625 | 318153.625 | 0 | 3818.8191 | 3818.8191 | 0 | 122 | 2034 |  |  |  | REF | 0 | 0 | Real 2021 ¦ 12/22/2022 3:42:52 PM | Area 1001 Gas CT 2026
21148 | Area 1001 Gas CT 2026 | NOX | ATC | 2034 | AEP-KPCO | 1.4604 | 1.4604 | 0 | 0.094942 | 0.094942 | 0 | 0.00056 | 2034 |  |  |  | REF | 0 | 0 | Real 2021 ¦ 12/22/2022 3:42:52 PM | Area 1001 Gas CT 2026
21149 | Area 1001 Gas CT 2026 | SO2 | ATC | 2034 | AEP-KPCO | 19.6108 | 19.6108 | 0 | 0.069192 | 0.069192 | 0 | 0.00752 | 2034 |  |  |  | REF | 0 | 0 | Real 2021 ¦ 12/22/2022 3:42:52 PM | Area 1001 Gas CT 2026
21150 | Area 1001 Gas CT 2027 | CO2 | ATC | 2034 | AEP-KPCO | 318283.5625 | 318283.5625 | 0 | 3820.3784 | 3820.3784 | 0 | 122 | 2034 |  |  |  | REF | 0 | 0 | Real 2021 ¦ 12/22/2022 3:42:52 PM | Area 1001 Gas CT 2027
21151 | Area 1001 Gas CT 2027 | NOX | ATC | 2034 | AEP-KPCO | 1.461 | 1.461 | 0 | 0.094889 | 0.094889 | 0 | 0.00056 | 2034 |  |  |  | REF | 0 | 0 | Real 2021 ¦ 12/22/2022 3:42:52 PM | Area 1001 Gas CT 2027
21152 | Area 1001 Gas CT 2027 | SO2 | ATC | 2034 | AEP-KPCO | 19.6188 | 19.6188 | 0 | 0.06922 | 0.06922 | 0 | 0.00752 | 2034 |  |  |  | REF | 0 | 0 | Real 2021 ¦ 12/22/2022 3:42:52 PM | Area 1001 Gas CT 2027
21153 | Area 1001 Gas CT 2028 | CO2 | ATC | 2034 | AEP-KPCO | 318821.7188 | 318821.7188 | 0 | 3826.8381 | 3826.8381 | 0 | 122 | 2034 |  |  |  | REF | 0 | 0 | Real 2021 ¦ 12/22/2022 3:42:52 PM | Area 1001 Gas CT 2028
21154 | Area 1001 Gas CT 2028 | NOX | ATC | 2034 | AEP-KPCO | 1.4634 | 1.4634 | 0 | 0.094901 | 0.094901 | 0 | 0.00056 | 2034 |  |  |  | REF | 0 | 0 | Real 2021 ¦ 12/22/2022 3:42:52 PM | Area 1001 Gas CT 2028
21155 | Area 1001 Gas CT 2028 | SO2 | ATC | 2034 | AEP-KPCO | 19.652 | 19.652 | 0 | 0.069337 | 0.069337 | 0 | 0.00752 | 2034 |  |  |  | REF | 0 | 0 | Real 2021 ¦ 12/22/2022 3:42:52 PM | Area 1001 Gas CT 2028
21156 | Area 1001 Gas CT 2029 | CO2 | ATC | 2034 | AEP-KPCO | 318044.625 | 318044.625 | 0 | 3817.5105 | 3817.5105 | 0 | 122 | 2034 |  |  |  | REF | 0 | 0 | Real 2021 ¦ 12/22/2022 3:42:52 PM | Area 1001 Gas CT 2029
21157 | Area 1001 Gas CT 2029 | NOX | ATC | 2034 | AEP-KPCO | 1.4599 | 1.4599 | 0 | 0.094884 | 0.094884 | 0 | 0.00056 | 2034 |  |  |  | REF | 0 | 0 | Real 2021 ¦ 12/22/2022 3:42:52 PM | Area 1001 Gas CT 2029
21158 | Area 1001 Gas CT 2029 | SO2 | ATC | 2034 | AEP-KPCO | 19.6041 | 19.6041 | 0 | 0.069168 | 0.069168 | 0 | 0.00752 | 2034 |  |  |  | REF | 0 | 0 | Real 2021 ¦ 12/22/2022 3:42:52 PM | Area 1001 Gas CT 2029
21159 | Area 1001 Gas CT 2030 | CO2 | ATC | 2034 | AEP-KPCO | 322637.4375 | 322637.4375 | 0 | 3872.6384 | 3872.6384 | 0 | 122 | 2034 |  |  |  | REF | 0 | 0 | Real 2021 ¦ 12/22/2022 3:42:52 PM | Area 1001 Gas CT 2030
21160 | Area 1001 Gas CT 2030 | NOX | ATC | 2034 | AEP-KPCO | 1.481 | 1.481 | 0 | 0.094988 | 0.094988 | 0 | 0.00056 | 2034 |  |  |  | REF | 0 | 0 | Real 2021 ¦ 12/22/2022 3:42:52 PM | Area 1001 Gas CT 2030
21161 | Area 1001 Gas CT 2030 | SO2 | ATC | 2034 | AEP-KPCO | 19.8872 | 19.8872 | 0 | 0.070167 | 0.070167 | 0 | 0.00752 | 2034 |  |  |  | REF | 0 | 0 | Real 2021 ¦ 12/22/2022 3:42:52 PM | Area 1001 Gas CT 2030
21162 | Area 1001 Gas CT 2031 | CO2 | ATC | 2034 | AEP-KPCO | 318704.3125 | 318704.3125 | 0 | 3825.429 | 3825.429 | 0 | 122 | 2034 |  |  |  | REF | 0 | 0 | Real 2021 ¦ 12/22/2022 3:42:52 PM | Area 1001 Gas CT 2031
21163 | Area 1001 Gas CT 2031 | NOX | ATC | 2034 | AEP-KPCO | 1.4629 | 1.4629 | 0 | 0.095084 | 0.095084 | 0 | 0.00056 | 2034 |  |  |  | REF | 0 | 0 | Real 2021 ¦ 12/22/2022 3:42:52 PM | Area 1001 Gas CT 2031
21164 | Area 1001 Gas CT 2031 | SO2 | ATC | 2034 | AEP-KPCO | 19.6447 | 19.6447 | 0 | 0.069312 | 0.069312 | 0 | 0.00752 | 2034 |  |  |  | REF | 0 | 0 | Real 2021 ¦ 12/22/2022 3:42:52 PM | Area 1001 Gas CT 2031
21165 | Area 1001 Gas CT 2032 | CO2 | ATC | 2034 | AEP-KPCO | 318173.3438 | 318173.3438 | 0 | 3819.0557 | 3819.0557 | 0 | 122 | 2034 |  |  |  | REF | 0 | 0 | Real 2021 ¦ 12/22/2022 3:42:52 PM | Area 1001 Gas CT 2032
21166 | Area 1001 Gas CT 2032 | NOX | ATC | 2034 | AEP-KPCO | 1.4605 | 1.4605 | 0 | 0.094887 | 0.094887 | 0 | 0.00056 | 2034 |  |  |  | REF | 0 | 0 | Real 2021 ¦ 12/22/2022 3:42:52 PM | Area 1001 Gas CT 2032
21167 | Area 1001 Gas CT 2032 | SO2 | ATC | 2034 | AEP-KPCO | 19.612 | 19.612 | 0 | 0.069196 | 0.069196 | 0 | 0.00752 | 2034 |  |  |  | REF | 0 | 0 | Real 2021 ¦ 12/22/2022 3:42:52 PM | Area 1001 Gas CT 2032
21168 | Area 1001 Gas CT 2033 | CO2 | ATC | 2034 | AEP-KPCO | 318393 | 318393 | 0 | 3821.6921 | 3821.6921 | 0 | 122 | 2034 |  |  |  | REF | 0 | 0 | Real 2021 ¦ 12/22/2022 3:42:52 PM | Area 1001 Gas CT 2033
21169 | Area 1001 Gas CT 2033 | NOX | ATC | 2034 | AEP-KPCO | 1.4615 | 1.4615 | 0 | 0.094892 | 0.094892 | 0 | 0.00056 | 2034 |  |  |  | REF | 0 | 0 | Real 2021 ¦ 12/22/2022 3:42:52 PM | Area 1001 Gas CT 2033
21170 | Area 1001 Gas CT 2033 | SO2 | ATC | 2034 | AEP-KPCO | 19.6255 | 19.6255 | 0 | 0.069244 | 0.069244 | 0 | 0.00752 | 2034 |  |  |  | REF | 0 | 0 | Real 2021 ¦ 12/22/2022 3:42:52 PM | Area 1001 Gas CT 2033
21171 | Area 1001 Gas CT 2034 | CO2 | ATC | 2034 | AEP-KPCO | 318614.625 | 318614.625 | 0 | 3824.3525 | 3824.3525 | 0 | 122 | 2034 |  |  |  | REF | 0 | 0 | Real 2021 ¦ 12/22/2022 3:42:52 PM | Area 1001 Gas CT 2034
21172 | Area 1001 Gas CT 2034 | NOX | ATC | 2034 | AEP-KPCO | 1.4625 | 1.4625 | 0 | 0.094918 | 0.094918 | 0 | 0.00056 | 2034 |  |  |  | REF | 0 | 0 | Real 2021 ¦ 12/22/2022 3:42:52 PM | Area 1001 Gas CT 2034
21173 | Area 1001 Gas CT 2034 | SO2 | ATC | 2034 | AEP-KPCO | 19.6392 | 19.6392 | 0 | 0.069292 | 0.069292 | 0 | 0.00752 | 2034 |  |  |  | REF | 0 | 0 | Real 2021 ¦ 12/22/2022 3:42:52 PM | Area 1001 Gas CT 2034
21174 | Area 1001 Gas CT 2035 | CO2 | ATC | 2034 | AEP-KPCO | 0 | 0 | 0 | 0 | 0 | 0 | 122 | 2034 |  |  |  | REF | 0 | 0 | Real 2021 ¦ 12/22/2022 3:42:52 PM | Area 1001 Gas CT 2035
21175 | Area 1001 Gas CT 2035 | NOX | ATC | 2034 | AEP-KPCO | 0 | 0 | 0 | 0 | 0 | 0 | 0.00056 | 2034 |  |  |  | REF | 0 | 0 | Real 2021 ¦ 12/22/2022 3:42:52 PM | Area 1001 Gas CT 2035
21176 | Area 1001 Gas CT 2035 | SO2 | ATC | 2034 | AEP-KPCO | 0 | 0 | 0 | 0 | 0 | 0 | 0.00752 | 2034 |  |  |  | REF | 0 | 0 | Real 2021 ¦ 12/22/2022 3:42:52 PM | Area 1001 Gas CT 2035
21177 | Area 1001 Gas CT 2036 | CO2 | ATC | 2034 | AEP-KPCO | 0 | 0 | 0 | 0 | 0 | 0 | 122 | 2034 |  |  |  | REF | 0 | 0 | Real 2021 ¦ 12/22/2022 3:42:52 PM | Area 1001 Gas CT 2036
21178 | Area 1001 Gas CT 2036 | NOX | ATC | 2034 | AEP-KPCO | 0 | 0 | 0 | 0 | 0 | 0 | 0.00056 | 2034 |  |  |  | REF | 0 | 0 | Real 2021 ¦ 12/22/2022 3:42:52 PM | Area 1001 Gas CT 2036
21179 | Area 1001 Gas CT 2036 | SO2 | ATC | 2034 | AEP-KPCO | 0 | 0 | 0 | 0 | 0 | 0 | 0.00752 | 2034 |  |  |  | REF | 0 | 0 | Real 2021 ¦ 12/22/2022 3:42:52 PM | Area 1001 Gas CT 2036
21180 | Area 1001 Gas CT 2037 | CO2 | ATC | 2034 | AEP-KPCO | 0 | 0 | 0 | 0 | 0 | 0 | 122 | 2034 |  |  |  | REF | 0 | 0 | Real 2021 ¦ 12/22/2022 3:42:52 PM | Area 1001 Gas CT 2037
21181 | Area 1001 Gas CT 2037 | NOX | ATC | 2034 | AEP-KPCO | 0 | 0 | 0 | 0 | 0 | 0 | 0.00056 | 2034 |  |  |  | REF | 0 | 0 | Real 2021 ¦ 12/22/2022 3:42:52 PM | Area 1001 Gas CT 2037
21182 | Area 1001 Gas CT 2037 | SO2 | ATC | 2034 | AEP-KPCO | 0 | 0 | 0 | 0 | 0 | 0 | 0.00752 | 2034 |  |  |  | REF | 0 | 0 | Real 2021 ¦ 12/22/2022 3:42:52 PM | Area 1001 Gas CT 2037
21183 | Area 1001 Gas CT 2038 | CO2 | ATC | 2034 | AEP-KPCO | 0 | 0 | 0 | 0 | 0 | 0 | 122 | 2034 |  |  |  | REF | 0 | 0 | Real 2021 ¦ 12/22/2022 3:42:52 PM | Area 1001 Gas CT 2038
21184 | Area 1001 Gas CT 2038 | NOX | ATC | 2034 | AEP-KPCO | 0 | 0 | 0 | 0 | 0 | 0 | 0.00056 | 2034 |  |  |  | REF | 0 | 0 | Real 2021 ¦ 12/22/2022 3:42:52 PM | Area 1001 Gas CT 2038
21185 | Area 1001 Gas CT 2038 | SO2 | ATC | 2034 | AEP-KPCO | 0 | 0 | 0 | 0 | 0 | 0 | 0.00752 | 2034 |  |  |  | REF | 0 | 0 | Real 2021 ¦ 12/22/2022 3:42:52 PM | Area 1001 Gas CT 2038
21186 | Area 1001 Gas CT 2039 | CO2 | ATC | 2034 | AEP-KPCO | 0 | 0 | 0 | 0 | 0 | 0 | 122 | 2034 |  |  |  | REF | 0 | 0 | Real 2021 ¦ 12/22/2022 3:42:52 PM | Area 1001 Gas CT 2039
21187 | Area 1001 Gas CT 2039 | NOX | ATC | 2034 | AEP-KPCO | 0 | 0 | 0 | 0 | 0 | 0 | 0.00056 | 2034 |  |  |  | REF | 0 | 0 | Real 2021 ¦ 12/22/2022 3:42:52 PM | Area 1001 Gas CT 2039
21188 | Area 1001 Gas CT 2039 | SO2 | ATC | 2034 | AEP-KPCO | 0 | 0 | 0 | 0 | 0 | 0 | 0.00752 | 2034 |  |  |  | REF | 0 | 0 | Real 2021 ¦ 12/22/2022 3:42:52 PM | Area 1001 Gas CT 2039
21189 | Area 1001 Gas CT 2040 | CO2 | ATC | 2034 | AEP-KPCO | 0 | 0 | 0 | 0 | 0 | 0 | 122 | 2034 |  |  |  | REF | 0 | 0 | Real 2021 ¦ 12/22/2022 3:42:52 PM | Area 1001 Gas CT 2040
21190 | Area 1001 Gas CT 2040 | NOX | ATC | 2034 | AEP-KPCO | 0 | 0 | 0 | 0 | 0 | 0 | 0.00056 | 2034 |  |  |  | REF | 0 | 0 | Real 2021 ¦ 12/22/2022 3:42:52 PM | Area 1001 Gas CT 2040
21191 | Area 1001 Gas CT 2040 | SO2 | ATC | 2034 | AEP-KPCO | 0 | 0 | 0 | 0 | 0 | 0 | 0.00752 | 2034 |  |  |  | REF | 0 | 0 | Real 2021 ¦ 12/22/2022 3:42:52 PM | Area 1001 Gas CT 2040
21192 | Area 1001 Gas CT 2041 | CO2 | ATC | 2034 | AEP-KPCO | 0 | 0 | 0 | 0 | 0 | 0 | 122 | 2034 |  |  |  | REF | 0 | 0 | Real 2021 ¦ 12/22/2022 3:42:52 PM | Area 1001 Gas CT 2041
21193 | Area 1001 Gas CT 2041 | NOX | ATC | 2034 | AEP-KPCO | 0 | 0 | 0 | 0 | 0 | 0 | 0.00056 | 2034 |  |  |  | REF | 0 | 0 | Real 2021 ¦ 12/22/2022 3:42:52 PM | Area 1001 Gas CT 2041
21194 | Area 1001 Gas CT 2041 | SO2 | ATC | 2034 | AEP-KPCO | 0 | 0 | 0 | 0 | 0 | 0 | 0.00752 | 2034 |  |  |  | REF | 0 | 0 | Real 2021 ¦ 12/22/2022 3:42:52 PM | Area 1001 Gas CT 2041
21195 | Area 1001 Gas CT 2042 | CO2 | ATC | 2034 | AEP-KPCO | 0 | 0 | 0 | 0 | 0 | 0 | 122 | 2034 |  |  |  | REF | 0 | 0 | Real 2021 ¦ 12/22/2022 3:42:52 PM | Area 1001 Gas CT 2042
21196 | Area 1001 Gas CT 2042 | NOX | ATC | 2034 | AEP-KPCO | 0 | 0 | 0 | 0 | 0 | 0 | 0.00056 | 2034 |  |  |  | REF | 0 | 0 | Real 2021 ¦ 12/22/2022 3:42:52 PM | Area 1001 Gas CT 2042
21197 | Area 1001 Gas CT 2042 | SO2 | ATC | 2034 | AEP-KPCO | 0 | 0 | 0 | 0 | 0 | 0 | 0.00752 | 2034 |  |  |  | REF | 0 | 0 | Real 2021 ¦ 12/22/2022 3:42:52 PM | Area 1001 Gas CT 2042
21198 | Area 1001 Gas CT 2043 | CO2 | ATC | 2034 | AEP-KPCO | 0 | 0 | 0 | 0 | 0 | 0 | 122 | 2034 |  |  |  | REF | 0 | 0 | Real 2021 ¦ 12/22/2022 3:42:52 PM | Area 1001 Gas CT 2043
21199 | Area 1001 Gas CT 2043 | NOX | ATC | 2034 | AEP-KPCO | 0 | 0 | 0 | 0 | 0 | 0 | 0.00056 | 2034 |  |  |  | REF | 0 | 0 | Real 2021 ¦ 12/22/2022 3:42:52 PM | Area 1001 Gas CT 2043
21200 | Area 1001 Gas CT 2043 | SO2 | ATC | 2034 | AEP-KPCO | 0 | 0 | 0 | 0 | 0 | 0 | 0.00752 | 2034 |  |  |  | REF | 0 | 0 | Real 2021 ¦ 12/22/2022 3:42:52 PM | Area 1001 Gas CT 2043
21201 | Area 1001 Gas Aero CT 2023 | CO2 | ATC | 2034 | AEP-KPCO | 116539.5469 | 116539.5469 | 0 | 1398.8319 | 1398.8319 | 0 | 122 | 2034 |  |  |  | REF | 0 | 0 | Real 2021 ¦ 12/22/2022 3:42:52 PM | Area 1001 Gas Aero CT 2023
21202 | Area 1001 Gas Aero CT 2023 | NOX | ATC | 2034 | AEP-KPCO | 0.53494 | 0.53494 | 0 | 0.032978 | 0.032978 | 0 | 0.00056 | 2034 |  |  |  | REF | 0 | 0 | Real 2021 ¦ 12/22/2022 3:42:52 PM | Area 1001 Gas Aero CT 2023
21203 | Area 1001 Gas Aero CT 2023 | SO2 | ATC | 2034 | AEP-KPCO | 7.1834 | 7.1834 | 0 | 0.025345 | 0.025345 | 0 | 0.00752 | 2034 |  |  |  | REF | 0 | 0 | Real 2021 ¦ 12/22/2022 3:42:52 PM | Area 1001 Gas Aero CT 2023
21204 | Area 1001 Gas Aero CT 2024 | CO2 | ATC | 2034 | AEP-KPCO | 116215.2812 | 116215.2812 | 0 | 1394.9397 | 1394.9397 | 0 | 122 | 2034 |  |  |  | REF | 0 | 0 | Real 2021 ¦ 12/22/2022 3:42:52 PM | Area 1001 Gas Aero CT 2024
21205 | Area 1001 Gas Aero CT 2024 | NOX | ATC | 2034 | AEP-KPCO | 0.53345 | 0.53345 | 0 | 0.032894 | 0.032894 | 0 | 0.00056 | 2034 |  |  |  | REF | 0 | 0 | Real 2021 ¦ 12/22/2022 3:42:52 PM | Area 1001 Gas Aero CT 2024
21206 | Area 1001 Gas Aero CT 2024 | SO2 | ATC | 2034 | AEP-KPCO | 7.1634 | 7.1634 | 0 | 0.025275 | 0.025275 | 0 | 0.00752 | 2034 |  |  |  | REF | 0 | 0 | Real 2021 ¦ 12/22/2022 3:42:52 PM | Area 1001 Gas Aero CT 2024
21207 | Area 1001 Gas Aero CT 2025 | CO2 | ATC | 2034 | AEP-KPCO | 116405.7266 | 116405.7266 | 0 | 1397.2256 | 1397.2256 | 0 | 122 | 2034 |  |  |  | REF | 0 | 0 | Real 2021 ¦ 12/22/2022 3:42:52 PM | Area 1001 Gas Aero CT 2025
21208 | Area 1001 Gas Aero CT 2025 | NOX | ATC | 2034 | AEP-KPCO | 0.53432 | 0.53432 | 0 | 0.032938 | 0.032938 | 0 | 0.00056 | 2034 |  |  |  | REF | 0 | 0 | Real 2021 ¦ 12/22/2022 3:42:52 PM | Area 1001 Gas Aero CT 2025
21209 | Area 1001 Gas Aero CT 2025 | SO2 | ATC | 2034 | AEP-KPCO | 7.1752 | 7.1752 | 0 | 0.025316 | 0.025316 | 0 | 0.00752 | 2034 |  |  |  | REF | 0 | 0 | Real 2021 ¦ 12/22/2022 3:42:52 PM | Area 1001 Gas Aero CT 2025
21210 | Area 1001 Gas Aero CT 2026 | CO2 | ATC | 2034 | AEP-KPCO | 116232.2578 | 116232.2578 | 0 | 1395.1434 | 1395.1434 | 0 | 122 | 2034 |  |  |  | REF | 0 | 0 | Real 2021 ¦ 12/22/2022 3:42:52 PM | Area 1001 Gas Aero CT 2026
21211 | Area 1001 Gas Aero CT 2026 | NOX | ATC | 2034 | AEP-KPCO | 0.53353 | 0.53353 | 0 | 0.032894 | 0.032894 | 0 | 0.00056 | 2034 |  |  |  | REF | 0 | 0 | Real 2021 ¦ 12/22/2022 3:42:52 PM | Area 1001 Gas Aero CT 2026
21212 | Area 1001 Gas Aero CT 2026 | SO2 | ATC | 2034 | AEP-KPCO | 7.1645 | 7.1645 | 0 | 0.025278 | 0.025278 | 0 | 0.00752 | 2034 |  |  |  | REF | 0 | 0 | Real 2021 ¦ 12/22/2022 3:42:52 PM | Area 1001 Gas Aero CT 2026
21213 | Area 1001 Gas Aero CT 2027 | CO2 | ATC | 2034 | AEP-KPCO | 112197.1016 | 112197.1016 | 0 | 1346.7091 | 1346.7091 | 0 | 122 | 2034 |  |  |  | REF | 0 | 0 | Real 2021 ¦ 12/22/2022 3:42:52 PM | Area 1001 Gas Aero CT 2027
21214 | Area 1001 Gas Aero CT 2027 | NOX | ATC | 2034 | AEP-KPCO | 0.515 | 0.515 | 0 | 0.032132 | 0.032132 | 0 | 0.00056 | 2034 |  |  |  | REF | 0 | 0 | Real 2021 ¦ 12/22/2022 3:42:52 PM | Area 1001 Gas Aero CT 2027
21215 | Area 1001 Gas Aero CT 2027 | SO2 | ATC | 2034 | AEP-KPCO | 6.9158 | 6.9158 | 0 | 0.024401 | 0.024401 | 0 | 0.00752 | 2034 |  |  |  | REF | 0 | 0 | Real 2021 ¦ 12/22/2022 3:42:52 PM | Area 1001 Gas Aero CT 2027
21216 | Area 1001 Gas Aero CT 2028 | CO2 | ATC | 2034 | AEP-KPCO | 116308.0469 | 116308.0469 | 0 | 1396.0531 | 1396.0531 | 0 | 122 | 2034 |  |  |  | REF | 0 | 0 | Real 2021 ¦ 12/22/2022 3:42:52 PM | Area 1001 Gas Aero CT 2028
21217 | Area 1001 Gas Aero CT 2028 | NOX | ATC | 2034 | AEP-KPCO | 0.53387 | 0.53387 | 0 | 0.032896 | 0.032896 | 0 | 0.00056 | 2034 |  |  |  | REF | 0 | 0 | Real 2021 ¦ 12/22/2022 3:42:52 PM | Area 1001 Gas Aero CT 2028
21218 | Area 1001 Gas Aero CT 2028 | SO2 | ATC | 2034 | AEP-KPCO | 7.1692 | 7.1692 | 0 | 0.025295 | 0.025295 | 0 | 0.00752 | 2034 |  |  |  | REF | 0 | 0 | Real 2021 ¦ 12/22/2022 3:42:52 PM | Area 1001 Gas Aero CT 2028
21219 | Area 1001 Gas Aero CT 2029 | CO2 | ATC | 2034 | AEP-KPCO | 117804.9375 | 117804.9375 | 0 | 1414.0204 | 1414.0204 | 0 | 122 | 2034 |  |  |  | REF | 0 | 0 | Real 2021 ¦ 12/22/2022 3:42:52 PM | Area 1001 Gas Aero CT 2029
21220 | Area 1001 Gas Aero CT 2029 | NOX | ATC | 2034 | AEP-KPCO | 0.54074 | 0.54074 | 0 | 0.03293 | 0.03293 | 0 | 0.00056 | 2034 |  |  |  | REF | 0 | 0 | Real 2021 ¦ 12/22/2022 3:42:52 PM | Area 1001 Gas Aero CT 2029
21221 | Area 1001 Gas Aero CT 2029 | SO2 | ATC | 2034 | AEP-KPCO | 7.2614 | 7.2614 | 0 | 0.02562 | 0.02562 | 0 | 0.00752 | 2034 |  |  |  | REF | 0 | 0 | Real 2021 ¦ 12/22/2022 3:42:52 PM | Area 1001 Gas Aero CT 2029
21222 | Area 1001 Gas Aero CT 2030 | CO2 | ATC | 2034 | AEP-KPCO | 116518.625 | 116518.625 | 0 | 1398.5807 | 1398.5807 | 0 | 122 | 2034 |  |  |  | REF | 0 | 0 | Real 2021 ¦ 12/22/2022 3:42:52 PM | Area 1001 Gas Aero CT 2030
21223 | Area 1001 Gas Aero CT 2030 | NOX | ATC | 2034 | AEP-KPCO | 0.53484 | 0.53484 | 0 | 0.032901 | 0.032901 | 0 | 0.00056 | 2034 |  |  |  | REF | 0 | 0 | Real 2021 ¦ 12/22/2022 3:42:52 PM | Area 1001 Gas Aero CT 2030
21224 | Area 1001 Gas Aero CT 2030 | SO2 | ATC | 2034 | AEP-KPCO | 7.1821 | 7.1821 | 0 | 0.025341 | 0.025341 | 0 | 0.00752 | 2034 |  |  |  | REF | 0 | 0 | Real 2021 ¦ 12/22/2022 3:42:52 PM | Area 1001 Gas Aero CT 2030
21225 | Area 1001 Gas Aero CT 2031 | CO2 | ATC | 2034 | AEP-KPCO | 116306.7812 | 116306.7812 | 0 | 1396.038 | 1396.038 | 0 | 122 | 2034 |  |  |  | REF | 0 | 0 | Real 2021 ¦ 12/22/2022 3:42:52 PM | Area 1001 Gas Aero CT 2031
21226 | Area 1001 Gas Aero CT 2031 | NOX | ATC | 2034 | AEP-KPCO | 0.53387 | 0.53387 | 0 | 0.032896 | 0.032896 | 0 | 0.00056 | 2034 |  |  |  | REF | 0 | 0 | Real 2021 ¦ 12/22/2022 3:42:52 PM | Area 1001 Gas Aero CT 2031
21227 | Area 1001 Gas Aero CT 2031 | SO2 | ATC | 2034 | AEP-KPCO | 7.1691 | 7.1691 | 0 | 0.025294 | 0.025294 | 0 | 0.00752 | 2034 |  |  |  | REF | 0 | 0 | Real 2021 ¦ 12/22/2022 3:42:52 PM | Area 1001 Gas Aero CT 2031
21228 | Area 1001 Gas Aero CT 2032 | CO2 | ATC | 2034 | AEP-KPCO | 117072.0547 | 117072.0547 | 0 | 1405.2236 | 1405.2236 | 0 | 122 | 2034 |  |  |  | REF | 0 | 0 | Real 2021 ¦ 12/22/2022 3:42:52 PM | Area 1001 Gas Aero CT 2032
21229 | Area 1001 Gas Aero CT 2032 | NOX | ATC | 2034 | AEP-KPCO | 0.53738 | 0.53738 | 0 | 0.033024 | 0.033024 | 0 | 0.00056 | 2034 |  |  |  | REF | 0 | 0 | Real 2021 ¦ 12/22/2022 3:42:52 PM | Area 1001 Gas Aero CT 2032
21230 | Area 1001 Gas Aero CT 2032 | SO2 | ATC | 2034 | AEP-KPCO | 7.2162 | 7.2162 | 0 | 0.025461 | 0.025461 | 0 | 0.00752 | 2034 |  |  |  | REF | 0 | 0 | Real 2021 ¦ 12/22/2022 3:42:52 PM | Area 1001 Gas Aero CT 2032
21231 | Area 1001 Gas Aero CT 2033 | CO2 | ATC | 2034 | AEP-KPCO | 116272.7812 | 116272.7812 | 0 | 1395.6299 | 1395.6299 | 0 | 122 | 2034 |  |  |  | REF | 0 | 0 | Real 2021 ¦ 12/22/2022 3:42:52 PM | Area 1001 Gas Aero CT 2033
21232 | Area 1001 Gas Aero CT 2033 | NOX | ATC | 2034 | AEP-KPCO | 0.53371 | 0.53371 | 0 | 0.032895 | 0.032895 | 0 | 0.00056 | 2034 |  |  |  | REF | 0 | 0 | Real 2021 ¦ 12/22/2022 3:42:52 PM | Area 1001 Gas Aero CT 2033
21233 | Area 1001 Gas Aero CT 2033 | SO2 | ATC | 2034 | AEP-KPCO | 7.167 | 7.167 | 0 | 0.025287 | 0.025287 | 0 | 0.00752 | 2034 |  |  |  | REF | 0 | 0 | Real 2021 ¦ 12/22/2022 3:42:52 PM | Area 1001 Gas Aero CT 2033
21234 | Area 1001 Gas Aero CT 2034 | CO2 | ATC | 2034 | AEP-KPCO | 116683.1094 | 116683.1094 | 0 | 1400.5551 | 1400.5551 | 0 | 122 | 2034 |  |  |  | REF | 0 | 0 | Real 2021 ¦ 12/22/2022 3:42:52 PM | Area 1001 Gas Aero CT 2034
21235 | Area 1001 Gas Aero CT 2034 | NOX | ATC | 2034 | AEP-KPCO | 0.53559 | 0.53559 | 0 | 0.032905 | 0.032905 | 0 | 0.00056 | 2034 |  |  |  | REF | 0 | 0 | Real 2021 ¦ 12/22/2022 3:42:52 PM | Area 1001 Gas Aero CT 2034
21236 | Area 1001 Gas Aero CT 2034 | SO2 | ATC | 2034 | AEP-KPCO | 7.1923 | 7.1923 | 0 | 0.025376 | 0.025376 | 0 | 0.00752 | 2034 |  |  |  | REF | 0 | 0 | Real 2021 ¦ 12/22/2022 3:42:52 PM | Area 1001 Gas Aero CT 2034
21237 | Area 1001 Gas Aero CT 2035 | CO2 | ATC | 2034 | AEP-KPCO | 0 | 0 | 0 | 0 | 0 | 0 | 122 | 2034 |  |  |  | REF | 0 | 0 | Real 2021 ¦ 12/22/2022 3:42:52 PM | Area 1001 Gas Aero CT 2035
21238 | Area 1001 Gas Aero CT 2035 | NOX | ATC | 2034 | AEP-KPCO | 0 | 0 | 0 | 0 | 0 | 0 | 0.00056 | 2034 |  |  |  | REF | 0 | 0 | Real 2021 ¦ 12/22/2022 3:42:52 PM | Area 1001 Gas Aero CT 2035
21239 | Area 1001 Gas Aero CT 2035 | SO2 | ATC | 2034 | AEP-KPCO | 0 | 0 | 0 | 0 | 0 | 0 | 0.00752 | 2034 |  |  |  | REF | 0 | 0 | Real 2021 ¦ 12/22/2022 3:42:52 PM | Area 1001 Gas Aero CT 2035
21240 | Area 1001 Gas Aero CT 2036 | CO2 | ATC | 2034 | AEP-KPCO | 0 | 0 | 0 | 0 | 0 | 0 | 122 | 2034 |  |  |  | REF | 0 | 0 | Real 2021 ¦ 12/22/2022 3:42:52 PM | Area 1001 Gas Aero CT 2036
21241 | Area 1001 Gas Aero CT 2036 | NOX | ATC | 2034 | AEP-KPCO | 0 | 0 | 0 | 0 | 0 | 0 | 0.00056 | 2034 |  |  |  | REF | 0 | 0 | Real 2021 ¦ 12/22/2022 3:42:52 PM | Area 1001 Gas Aero CT 2036
21242 | Area 1001 Gas Aero CT 2036 | SO2 | ATC | 2034 | AEP-KPCO | 0 | 0 | 0 | 0 | 0 | 0 | 0.00752 | 2034 |  |  |  | REF | 0 | 0 | Real 2021 ¦ 12/22/2022 3:42:52 PM | Area 1001 Gas Aero CT 2036
21243 | Area 1001 Gas Aero CT 2037 | CO2 | ATC | 2034 | AEP-KPCO | 0 | 0 | 0 | 0 | 0 | 0 | 122 | 2034 |  |  |  | REF | 0 | 0 | Real 2021 ¦ 12/22/2022 3:42:52 PM | Area 1001 Gas Aero CT 2037
21244 | Area 1001 Gas Aero CT 2037 | NOX | ATC | 2034 | AEP-KPCO | 0 | 0 | 0 | 0 | 0 | 0 | 0.00056 | 2034 |  |  |  | REF | 0 | 0 | Real 2021 ¦ 12/22/2022 3:42:52 PM | Area 1001 Gas Aero CT 2037
21245 | Area 1001 Gas Aero CT 2037 | SO2 | ATC | 2034 | AEP-KPCO | 0 | 0 | 0 | 0 | 0 | 0 | 0.00752 | 2034 |  |  |  | REF | 0 | 0 | Real 2021 ¦ 12/22/2022 3:42:52 PM | Area 1001 Gas Aero CT 2037
21246 | Area 1001 Gas Aero CT 2038 | CO2 | ATC | 2034 | AEP-KPCO | 0 | 0 | 0 | 0 | 0 | 0 | 122 | 2034 |  |  |  | REF | 0 | 0 | Real 2021 ¦ 12/22/2022 3:42:52 PM | Area 1001 Gas Aero CT 2038
21247 | Area 1001 Gas Aero CT 2038 | NOX | ATC | 2034 | AEP-KPCO | 0 | 0 | 0 | 0 | 0 | 0 | 0.00056 | 2034 |  |  |  | REF | 0 | 0 | Real 2021 ¦ 12/22/2022 3:42:52 PM | Area 1001 Gas Aero CT 2038
21248 | Area 1001 Gas Aero CT 2038 | SO2 | ATC | 2034 | AEP-KPCO | 0 | 0 | 0 | 0 | 0 | 0 | 0.00752 | 2034 |  |  |  | REF | 0 | 0 | Real 2021 ¦ 12/22/2022 3:42:52 PM | Area 1001 Gas Aero CT 2038
21249 | Area 1001 Gas Aero CT 2039 | CO2 | ATC | 2034 | AEP-KPCO | 0 | 0 | 0 | 0 | 0 | 0 | 122 | 2034 |  |  |  | REF | 0 | 0 | Real 2021 ¦ 12/22/2022 3:42:52 PM | Area 1001 Gas Aero CT 2039
21250 | Area 1001 Gas Aero CT 2039 | NOX | ATC | 2034 | AEP-KPCO | 0 | 0 | 0 | 0 | 0 | 0 | 0.00056 | 2034 |  |  |  | REF | 0 | 0 | Real 2021 ¦ 12/22/2022 3:42:52 PM | Area 1001 Gas Aero CT 2039
21251 | Area 1001 Gas Aero CT 2039 | SO2 | ATC | 2034 | AEP-KPCO | 0 | 0 | 0 | 0 | 0 | 0 | 0.00752 | 2034 |  |  |  | REF | 0 | 0 | Real 2021 ¦ 12/22/2022 3:42:52 PM | Area 1001 Gas Aero CT 2039
21252 | Area 1001 Gas Aero CT 2040 | CO2 | ATC | 2034 | AEP-KPCO | 0 | 0 | 0 | 0 | 0 | 0 | 122 | 2034 |  |  |  | REF | 0 | 0 | Real 2021 ¦ 12/22/2022 3:42:52 PM | Area 1001 Gas Aero CT 2040
21253 | Area 1001 Gas Aero CT 2040 | NOX | ATC | 2034 | AEP-KPCO | 0 | 0 | 0 | 0 | 0 | 0 | 0.00056 | 2034 |  |  |  | REF | 0 | 0 | Real 2021 ¦ 12/22/2022 3:42:52 PM | Area 1001 Gas Aero CT 2040
21254 | Area 1001 Gas Aero CT 2040 | SO2 | ATC | 2034 | AEP-KPCO | 0 | 0 | 0 | 0 | 0 | 0 | 0.00752 | 2034 |  |  |  | REF | 0 | 0 | Real 2021 ¦ 12/22/2022 3:42:52 PM | Area 1001 Gas Aero CT 2040
21255 | Area 1001 Gas Aero CT 2041 | CO2 | ATC | 2034 | AEP-KPCO | 0 | 0 | 0 | 0 | 0 | 0 | 122 | 2034 |  |  |  | REF | 0 | 0 | Real 2021 ¦ 12/22/2022 3:42:52 PM | Area 1001 Gas Aero CT 2041
21256 | Area 1001 Gas Aero CT 2041 | NOX | ATC | 2034 | AEP-KPCO | 0 | 0 | 0 | 0 | 0 | 0 | 0.00056 | 2034 |  |  |  | REF | 0 | 0 | Real 2021 ¦ 12/22/2022 3:42:52 PM | Area 1001 Gas Aero CT 2041
21257 | Area 1001 Gas Aero CT 2041 | SO2 | ATC | 2034 | AEP-KPCO | 0 | 0 | 0 | 0 | 0 | 0 | 0.00752 | 2034 |  |  |  | REF | 0 | 0 | Real 2021 ¦ 12/22/2022 3:42:52 PM | Area 1001 Gas Aero CT 2041
21258 | Area 1001 Gas Aero CT 2042 | CO2 | ATC | 2034 | AEP-KPCO | 0 | 0 | 0 | 0 | 0 | 0 | 122 | 2034 |  |  |  | REF | 0 | 0 | Real 2021 ¦ 12/22/2022 3:42:52 PM | Area 1001 Gas Aero CT 2042
21259 | Area 1001 Gas Aero CT 2042 | NOX | ATC | 2034 | AEP-KPCO | 0 | 0 | 0 | 0 | 0 | 0 | 0.00056 | 2034 |  |  |  | REF | 0 | 0 | Real 2021 ¦ 12/22/2022 3:42:52 PM | Area 1001 Gas Aero CT 2042
21260 | Area 1001 Gas Aero CT 2042 | SO2 | ATC | 2034 | AEP-KPCO | 0 | 0 | 0 | 0 | 0 | 0 | 0.00752 | 2034 |  |  |  | REF | 0 | 0 | Real 2021 ¦ 12/22/2022 3:42:52 PM | Area 1001 Gas Aero CT 2042
21261 | Area 1001 Gas Aero CT 2043 | CO2 | ATC | 2034 | AEP-KPCO | 0 | 0 | 0 | 0 | 0 | 0 | 122 | 2034 |  |  |  | REF | 0 | 0 | Real 2021 ¦ 12/22/2022 3:42:52 PM | Area 1001 Gas Aero CT 2043
21262 | Area 1001 Gas Aero CT 2043 | NOX | ATC | 2034 | AEP-KPCO | 0 | 0 | 0 | 0 | 0 | 0 | 0.00056 | 2034 |  |  |  | REF | 0 | 0 | Real 2021 ¦ 12/22/2022 3:42:52 PM | Area 1001 Gas Aero CT 2043
21263 | Area 1001 Gas Aero CT 2043 | SO2 | ATC | 2034 | AEP-KPCO | 0 | 0 | 0 | 0 | 0 | 0 | 0.00752 | 2034 |  |  |  | REF | 0 | 0 | Real 2021 ¦ 12/22/2022 3:42:52 PM | Area 1001 Gas Aero CT 2043
21264 | Area 1001 Gas IC 2023 | CO2 | ATC | 2034 | AEP-KPCO | 35132.8047 | 35132.8047 | 0 | 421.7014 | 421.7014 | 0 | 122 | 2034 |  |  |  | REF | 0 | 0 | Real 2021 ¦ 12/22/2022 3:42:52 PM | Area 1001 Gas IC 2023
21265 | Area 1001 Gas IC 2023 | NOX | ATC | 2034 | AEP-KPCO | 0.16127 | 0.16127 | 0 | 0.0095213 | 0.0095213 | 0 | 0.00056 | 2034 |  |  |  | REF | 0 | 0 | Real 2021 ¦ 12/22/2022 3:42:52 PM | Area 1001 Gas IC 2023
21266 | Area 1001 Gas IC 2023 | SO2 | ATC | 2034 | AEP-KPCO | 2.1656 | 2.1656 | 0 | 0.0076407 | 0.0076407 | 0 | 0.00752 | 2034 |  |  |  | REF | 0 | 0 | Real 2021 ¦ 12/22/2022 3:42:52 PM | Area 1001 Gas IC 2023
21267 | Area 1001 Gas IC 2024 | CO2 | ATC | 2034 | AEP-KPCO | 36624.8477 | 36624.8477 | 0 | 439.6104 | 439.6104 | 0 | 122 | 2034 |  |  |  | REF | 0 | 0 | Real 2021 ¦ 12/22/2022 3:42:52 PM | Area 1001 Gas IC 2024
21268 | Area 1001 Gas IC 2024 | NOX | ATC | 2034 | AEP-KPCO | 0.16811 | 0.16811 | 0 | 0.0097129 | 0.0097129 | 0 | 0.00056 | 2034 |  |  |  | REF | 0 | 0 | Real 2021 ¦ 12/22/2022 3:42:52 PM | Area 1001 Gas IC 2024
21269 | Area 1001 Gas IC 2024 | SO2 | ATC | 2034 | AEP-KPCO | 2.2575 | 2.2575 | 0 | 0.0079652 | 0.0079652 | 0 | 0.00752 | 2034 |  |  |  | REF | 0 | 0 | Real 2021 ¦ 12/22/2022 3:42:52 PM | Area 1001 Gas IC 2024
21270 | Area 1001 Gas IC 2025 | CO2 | ATC | 2034 | AEP-KPCO | 37072.168 | 37072.168 | 0 | 444.9797 | 444.9797 | 0 | 122 | 2034 |  |  |  | REF | 0 | 0 | Real 2021 ¦ 12/22/2022 3:42:52 PM | Area 1001 Gas IC 2025
21271 | Area 1001 Gas IC 2025 | NOX | ATC | 2034 | AEP-KPCO | 0.17017 | 0.17017 | 0 | 0.0097814 | 0.0097814 | 0 | 0.00056 | 2034 |  |  |  | REF | 0 | 0 | Real 2021 ¦ 12/22/2022 3:42:52 PM | Area 1001 Gas IC 2025
21272 | Area 1001 Gas IC 2025 | SO2 | ATC | 2034 | AEP-KPCO | 2.2851 | 2.2851 | 0 | 0.0080625 | 0.0080625 | 0 | 0.00752 | 2034 |  |  |  | REF | 0 | 0 | Real 2021 ¦ 12/22/2022 3:42:52 PM | Area 1001 Gas IC 2025
21273 | Area 1001 Gas IC 2026 | CO2 | ATC | 2034 | AEP-KPCO | 35860.5547 | 35860.5547 | 0 | 430.4366 | 430.4366 | 0 | 122 | 2034 |  |  |  | REF | 0 | 0 | Real 2021 ¦ 12/22/2022 3:42:52 PM | Area 1001 Gas IC 2026
21274 | Area 1001 Gas IC 2026 | NOX | ATC | 2034 | AEP-KPCO | 0.16461 | 0.16461 | 0 | 0.0096915 | 0.0096915 | 0 | 0.00056 | 2034 |  |  |  | REF | 0 | 0 | Real 2021 ¦ 12/22/2022 3:42:52 PM | Area 1001 Gas IC 2026
21275 | Area 1001 Gas IC 2026 | SO2 | ATC | 2034 | AEP-KPCO | 2.2104 | 2.2104 | 0 | 0.007799 | 0.007799 | 0 | 0.00752 | 2034 |  |  |  | REF | 0 | 0 | Real 2021 ¦ 12/22/2022 3:42:52 PM | Area 1001 Gas IC 2026
21276 | Area 1001 Gas IC 2027 | CO2 | ATC | 2034 | AEP-KPCO | 36200.5781 | 36200.5781 | 0 | 434.5179 | 434.5179 | 0 | 122 | 2034 |  |  |  | REF | 0 | 0 | Real 2021 ¦ 12/22/2022 3:42:52 PM | Area 1001 Gas IC 2027
21277 | Area 1001 Gas IC 2027 | NOX | ATC | 2034 | AEP-KPCO | 0.16617 | 0.16617 | 0 | 0.0097061 | 0.0097061 | 0 | 0.00056 | 2034 |  |  |  | REF | 0 | 0 | Real 2021 ¦ 12/22/2022 3:42:52 PM | Area 1001 Gas IC 2027
21278 | Area 1001 Gas IC 2027 | SO2 | ATC | 2034 | AEP-KPCO | 2.2314 | 2.2314 | 0 | 0.0078729 | 0.0078729 | 0 | 0.00752 | 2034 |  |  |  | REF | 0 | 0 | Real 2021 ¦ 12/22/2022 3:42:52 PM | Area 1001 Gas IC 2027
21279 | Area 1001 Gas IC 2028 | CO2 | ATC | 2034 | AEP-KPCO | 36488.6719 | 36488.6719 | 0 | 437.976 | 437.976 | 0 | 122 | 2034 |  |  |  | REF | 0 | 0 | Real 2021 ¦ 12/22/2022 3:42:52 PM | Area 1001 Gas IC 2028
21280 | Area 1001 Gas IC 2028 | NOX | ATC | 2034 | AEP-KPCO | 0.16749 | 0.16749 | 0 | 0.0098442 | 0.0098442 | 0 | 0.00056 | 2034 |  |  |  | REF | 0 | 0 | Real 2021 ¦ 12/22/2022 3:42:52 PM | Area 1001 Gas IC 2028
21281 | Area 1001 Gas IC 2028 | SO2 | ATC | 2034 | AEP-KPCO | 2.2491 | 2.2491 | 0 | 0.0079356 | 0.0079356 | 0 | 0.00752 | 2034 |  |  |  | REF | 0 | 0 | Real 2021 ¦ 12/22/2022 3:42:52 PM | Area 1001 Gas IC 2028
21282 | Area 1001 Gas IC 2029 | CO2 | ATC | 2034 | AEP-KPCO | 36235.6602 | 36235.6602 | 0 | 434.939 | 434.939 | 0 | 122 | 2034 |  |  |  | REF | 0 | 0 | Real 2021 ¦ 12/22/2022 3:42:52 PM | Area 1001 Gas IC 2029
21283 | Area 1001 Gas IC 2029 | NOX | ATC | 2034 | AEP-KPCO | 0.16633 | 0.16633 | 0 | 0.0097951 | 0.0097951 | 0 | 0.00056 | 2034 |  |  |  | REF | 0 | 0 | Real 2021 ¦ 12/22/2022 3:42:52 PM | Area 1001 Gas IC 2029
21284 | Area 1001 Gas IC 2029 | SO2 | ATC | 2034 | AEP-KPCO | 2.2335 | 2.2335 | 0 | 0.0078805 | 0.0078805 | 0 | 0.00752 | 2034 |  |  |  | REF | 0 | 0 | Real 2021 ¦ 12/22/2022 3:42:52 PM | Area 1001 Gas IC 2029
21285 | Area 1001 Gas IC 2030 | CO2 | ATC | 2034 | AEP-KPCO | 36208.5273 | 36208.5273 | 0 | 434.6133 | 434.6133 | 0 | 122 | 2034 |  |  |  | REF | 0 | 0 | Real 2021 ¦ 12/22/2022 3:42:52 PM | Area 1001 Gas IC 2030
21286 | Area 1001 Gas IC 2030 | NOX | ATC | 2034 | AEP-KPCO | 0.1662 | 0.1662 | 0 | 0.0097063 | 0.0097063 | 0 | 0.00056 | 2034 |  |  |  | REF | 0 | 0 | Real 2021 ¦ 12/22/2022 3:42:52 PM | Area 1001 Gas IC 2030
21287 | Area 1001 Gas IC 2030 | SO2 | ATC | 2034 | AEP-KPCO | 2.2319 | 2.2319 | 0 | 0.0078746 | 0.0078746 | 0 | 0.00752 | 2034 |  |  |  | REF | 0 | 0 | Real 2021 ¦ 12/22/2022 3:42:52 PM | Area 1001 Gas IC 2030
21288 | Area 1001 Gas IC 2031 | CO2 | ATC | 2034 | AEP-KPCO | 36673.4883 | 36673.4883 | 0 | 440.1943 | 440.1943 | 0 | 122 | 2034 |  |  |  | REF | 0 | 0 | Real 2021 ¦ 12/22/2022 3:42:52 PM | Area 1001 Gas IC 2031
21289 | Area 1001 Gas IC 2031 | NOX | ATC | 2034 | AEP-KPCO | 0.16834 | 0.16834 | 0 | 0.0099378 | 0.0099378 | 0 | 0.00056 | 2034 |  |  |  | REF | 0 | 0 | Real 2021 ¦ 12/22/2022 3:42:52 PM | Area 1001 Gas IC 2031
21290 | Area 1001 Gas IC 2031 | SO2 | ATC | 2034 | AEP-KPCO | 2.2605 | 2.2605 | 0 | 0.0079758 | 0.0079758 | 0 | 0.00752 | 2034 |  |  |  | REF | 0 | 0 | Real 2021 ¦ 12/22/2022 3:42:52 PM | Area 1001 Gas IC 2031
21291 | Area 1001 Gas IC 2032 | CO2 | ATC | 2034 | AEP-KPCO | 36445.8828 | 36445.8828 | 0 | 437.4623 | 437.4623 | 0 | 122 | 2034 |  |  |  | REF | 0 | 0 | Real 2021 ¦ 12/22/2022 3:42:52 PM | Area 1001 Gas IC 2032
21292 | Area 1001 Gas IC 2032 | NOX | ATC | 2034 | AEP-KPCO | 0.16729 | 0.16729 | 0 | 0.0097873 | 0.0097873 | 0 | 0.00056 | 2034 |  |  |  | REF | 0 | 0 | Real 2021 ¦ 12/22/2022 3:42:52 PM | Area 1001 Gas IC 2032
21293 | Area 1001 Gas IC 2032 | SO2 | ATC | 2034 | AEP-KPCO | 2.2465 | 2.2465 | 0 | 0.0079263 | 0.0079263 | 0 | 0.00752 | 2034 |  |  |  | REF | 0 | 0 | Real 2021 ¦ 12/22/2022 3:42:52 PM | Area 1001 Gas IC 2032
21294 | Area 1001 Gas IC 2033 | CO2 | ATC | 2034 | AEP-KPCO | 40109.9375 | 40109.9375 | 0 | 481.4422 | 481.4422 | 0 | 122 | 2034 |  |  |  | REF | 0 | 0 | Real 2021 ¦ 12/22/2022 3:42:52 PM | Area 1001 Gas IC 2033
21295 | Area 1001 Gas IC 2033 | NOX | ATC | 2034 | AEP-KPCO | 0.18411 | 0.18411 | 0 | 0.012089 | 0.012089 | 0 | 0.00056 | 2034 |  |  |  | REF | 0 | 0 | Real 2021 ¦ 12/22/2022 3:42:52 PM | Area 1001 Gas IC 2033
21296 | Area 1001 Gas IC 2033 | SO2 | ATC | 2034 | AEP-KPCO | 2.4724 | 2.4724 | 0 | 0.0087231 | 0.0087231 | 0 | 0.00752 | 2034 |  |  |  | REF | 0 | 0 | Real 2021 ¦ 12/22/2022 3:42:52 PM | Area 1001 Gas IC 2033
21297 | Area 1001 Gas IC 2034 | CO2 | ATC | 2034 | AEP-KPCO | 34288.6523 | 34288.6523 | 0 | 411.569 | 411.569 | 0 | 122 | 2034 |  |  |  | REF | 0 | 0 | Real 2021 ¦ 12/22/2022 3:42:52 PM | Area 1001 Gas IC 2034
21298 | Area 1001 Gas IC 2034 | NOX | ATC | 2034 | AEP-KPCO | 0.15739 | 0.15739 | 0 | 0.009306 | 0.009306 | 0 | 0.00056 | 2034 |  |  |  | REF | 0 | 0 | Real 2021 ¦ 12/22/2022 3:42:52 PM | Area 1001 Gas IC 2034
21299 | Area 1001 Gas IC 2034 | SO2 | ATC | 2034 | AEP-KPCO | 2.1135 | 2.1135 | 0 | 0.0074571 | 0.0074571 | 0 | 0.00752 | 2034 |  |  |  | REF | 0 | 0 | Real 2021 ¦ 12/22/2022 3:42:52 PM | Area 1001 Gas IC 2034
21300 | Area 1001 Gas IC 2035 | CO2 | ATC | 2034 | AEP-KPCO | 0 | 0 | 0 | 0 | 0 | 0 | 122 | 2034 |  |  |  | REF | 0 | 0 | Real 2021 ¦ 12/22/2022 3:42:52 PM | Area 1001 Gas IC 2035
21301 | Area 1001 Gas IC 2035 | NOX | ATC | 2034 | AEP-KPCO | 0 | 0 | 0 | 0 | 0 | 0 | 0.00056 | 2034 |  |  |  | REF | 0 | 0 | Real 2021 ¦ 12/22/2022 3:42:52 PM | Area 1001 Gas IC 2035
21302 | Area 1001 Gas IC 2035 | SO2 | ATC | 2034 | AEP-KPCO | 0 | 0 | 0 | 0 | 0 | 0 | 0.00752 | 2034 |  |  |  | REF | 0 | 0 | Real 2021 ¦ 12/22/2022 3:42:52 PM | Area 1001 Gas IC 2035
21303 | Area 1001 Gas IC 2036 | CO2 | ATC | 2034 | AEP-KPCO | 0 | 0 | 0 | 0 | 0 | 0 | 122 | 2034 |  |  |  | REF | 0 | 0 | Real 2021 ¦ 12/22/2022 3:42:52 PM | Area 1001 Gas IC 2036
21304 | Area 1001 Gas IC 2036 | NOX | ATC | 2034 | AEP-KPCO | 0 | 0 | 0 | 0 | 0 | 0 | 0.00056 | 2034 |  |  |  | REF | 0 | 0 | Real 2021 ¦ 12/22/2022 3:42:52 PM | Area 1001 Gas IC 2036
21305 | Area 1001 Gas IC 2036 | SO2 | ATC | 2034 | AEP-KPCO | 0 | 0 | 0 | 0 | 0 | 0 | 0.00752 | 2034 |  |  |  | REF | 0 | 0 | Real 2021 ¦ 12/22/2022 3:42:52 PM | Area 1001 Gas IC 2036
21306 | Area 1001 Gas IC 2037 | CO2 | ATC | 2034 | AEP-KPCO | 0 | 0 | 0 | 0 | 0 | 0 | 122 | 2034 |  |  |  | REF | 0 | 0 | Real 2021 ¦ 12/22/2022 3:42:52 PM | Area 1001 Gas IC 2037
21307 | Area 1001 Gas IC 2037 | NOX | ATC | 2034 | AEP-KPCO | 0 | 0 | 0 | 0 | 0 | 0 | 0.00056 | 2034 |  |  |  | REF | 0 | 0 | Real 2021 ¦ 12/22/2022 3:42:52 PM | Area 1001 Gas IC 2037
21308 | Area 1001 Gas IC 2037 | SO2 | ATC | 2034 | AEP-KPCO | 0 | 0 | 0 | 0 | 0 | 0 | 0.00752 | 2034 |  |  |  | REF | 0 | 0 | Real 2021 ¦ 12/22/2022 3:42:52 PM | Area 1001 Gas IC 2037
21309 | Area 1001 Gas IC 2038 | CO2 | ATC | 2034 | AEP-KPCO | 0 | 0 | 0 | 0 | 0 | 0 | 122 | 2034 |  |  |  | REF | 0 | 0 | Real 2021 ¦ 12/22/2022 3:42:52 PM | Area 1001 Gas IC 2038
21310 | Area 1001 Gas IC 2038 | NOX | ATC | 2034 | AEP-KPCO | 0 | 0 | 0 | 0 | 0 | 0 | 0.00056 | 2034 |  |  |  | REF | 0 | 0 | Real 2021 ¦ 12/22/2022 3:42:52 PM | Area 1001 Gas IC 2038
21311 | Area 1001 Gas IC 2038 | SO2 | ATC | 2034 | AEP-KPCO | 0 | 0 | 0 | 0 | 0 | 0 | 0.00752 | 2034 |  |  |  | REF | 0 | 0 | Real 2021 ¦ 12/22/2022 3:42:52 PM | Area 1001 Gas IC 2038
21312 | Area 1001 Gas IC 2039 | CO2 | ATC | 2034 | AEP-KPCO | 0 | 0 | 0 | 0 | 0 | 0 | 122 | 2034 |  |  |  | REF | 0 | 0 | Real 2021 ¦ 12/22/2022 3:42:52 PM | Area 1001 Gas IC 2039
21313 | Area 1001 Gas IC 2039 | NOX | ATC | 2034 | AEP-KPCO | 0 | 0 | 0 | 0 | 0 | 0 | 0.00056 | 2034 |  |  |  | REF | 0 | 0 | Real 2021 ¦ 12/22/2022 3:42:52 PM | Area 1001 Gas IC 2039
21314 | Area 1001 Gas IC 2039 | SO2 | ATC | 2034 | AEP-KPCO | 0 | 0 | 0 | 0 | 0 | 0 | 0.00752 | 2034 |  |  |  | REF | 0 | 0 | Real 2021 ¦ 12/22/2022 3:42:52 PM | Area 1001 Gas IC 2039
21315 | Area 1001 Gas IC 2040 | CO2 | ATC | 2034 | AEP-KPCO | 0 | 0 | 0 | 0 | 0 | 0 | 122 | 2034 |  |  |  | REF | 0 | 0 | Real 2021 ¦ 12/22/2022 3:42:52 PM | Area 1001 Gas IC 2040
21316 | Area 1001 Gas IC 2040 | NOX | ATC | 2034 | AEP-KPCO | 0 | 0 | 0 | 0 | 0 | 0 | 0.00056 | 2034 |  |  |  | REF | 0 | 0 | Real 2021 ¦ 12/22/2022 3:42:52 PM | Area 1001 Gas IC 2040
21317 | Area 1001 Gas IC 2040 | SO2 | ATC | 2034 | AEP-KPCO | 0 | 0 | 0 | 0 | 0 | 0 | 0.00752 | 2034 |  |  |  | REF | 0 | 0 | Real 2021 ¦ 12/22/2022 3:42:52 PM | Area 1001 Gas IC 2040
21318 | Area 1001 Gas IC 2041 | CO2 | ATC | 2034 | AEP-KPCO | 0 | 0 | 0 | 0 | 0 | 0 | 122 | 2034 |  |  |  | REF | 0 | 0 | Real 2021 ¦ 12/22/2022 3:42:52 PM | Area 1001 Gas IC 2041
21319 | Area 1001 Gas IC 2041 | NOX | ATC | 2034 | AEP-KPCO | 0 | 0 | 0 | 0 | 0 | 0 | 0.00056 | 2034 |  |  |  | REF | 0 | 0 | Real 2021 ¦ 12/22/2022 3:42:52 PM | Area 1001 Gas IC 2041
21320 | Area 1001 Gas IC 2041 | SO2 | ATC | 2034 | AEP-KPCO | 0 | 0 | 0 | 0 | 0 | 0 | 0.00752 | 2034 |  |  |  | REF | 0 | 0 | Real 2021 ¦ 12/22/2022 3:42:52 PM | Area 1001 Gas IC 2041
21321 | Area 1001 Gas IC 2042 | CO2 | ATC | 2034 | AEP-KPCO | 0 | 0 | 0 | 0 | 0 | 0 | 122 | 2034 |  |  |  | REF | 0 | 0 | Real 2021 ¦ 12/22/2022 3:42:52 PM | Area 1001 Gas IC 2042
21322 | Area 1001 Gas IC 2042 | NOX | ATC | 2034 | AEP-KPCO | 0 | 0 | 0 | 0 | 0 | 0 | 0.00056 | 2034 |  |  |  | REF | 0 | 0 | Real 2021 ¦ 12/22/2022 3:42:52 PM | Area 1001 Gas IC 2042
21323 | Area 1001 Gas IC 2042 | SO2 | ATC | 2034 | AEP-KPCO | 0 | 0 | 0 | 0 | 0 | 0 | 0.00752 | 2034 |  |  |  | REF | 0 | 0 | Real 2021 ¦ 12/22/2022 3:42:52 PM | Area 1001 Gas IC 2042
21324 | Area 1001 Gas IC 2043 | CO2 | ATC | 2034 | AEP-KPCO | 0 | 0 | 0 | 0 | 0 | 0 | 122 | 2034 |  |  |  | REF | 0 | 0 | Real 2021 ¦ 12/22/2022 3:42:52 PM | Area 1001 Gas IC 2043
21325 | Area 1001 Gas IC 2043 | NOX | ATC | 2034 | AEP-KPCO | 0 | 0 | 0 | 0 | 0 | 0 | 0.00056 | 2034 |  |  |  | REF | 0 | 0 | Real 2021 ¦ 12/22/2022 3:42:52 PM | Area 1001 Gas IC 2043
21326 | Area 1001 Gas IC 2043 | SO2 | ATC | 2034 | AEP-KPCO | 0 | 0 | 0 | 0 | 0 | 0 | 0.00752 | 2034 |  |  |  | REF | 0 | 0 | Real 2021 ¦ 12/22/2022 3:42:52 PM | Area 1001 Gas IC 2043
21327 | Area 1001 Gas CCS 2024 | CO2 | ATC | 2034 | AEP-KPCO | 124817.6797 | 124817.6797 | 0 | -80637.6719 | -80637.6719 | 0 | 11.7 | 2034 |  |  |  | REF | 0 | 0 | Real 2021 ¦ 12/22/2022 3:42:52 PM | Area 1001 Gas CCS 2024
21328 | Area 1001 Gas CCS 2024 | NOX | ATC | 2034 | AEP-KPCO | 149.3545 | 149.3545 | 0 | 7.794 | 7.794 | 0 | 0.014 | 2034 |  |  |  | REF | 0 | 0 | Real 2021 ¦ 12/22/2022 3:42:52 PM | Area 1001 Gas CCS 2024
21329 | Area 1001 Gas CCS 2024 | SO2 | ATC | 2034 | AEP-KPCO | 54.9411 | 54.9411 | 0 | 0.19385 | 0.19385 | 0 | 0.00515 | 2034 |  |  |  | REF | 0 | 0 | Real 2021 ¦ 12/22/2022 3:42:52 PM | Area 1001 Gas CCS 2024
21330 | Area 1001 Gas CCS 2025 | CO2 | ATC | 2034 | AEP-KPCO | 124817.6797 | 124817.6797 | 0 | -80637.6719 | -80637.6719 | 0 | 11.7 | 2034 |  |  |  | REF | 0 | 0 | Real 2021 ¦ 12/22/2022 3:42:52 PM | Area 1001 Gas CCS 2025
21331 | Area 1001 Gas CCS 2025 | NOX | ATC | 2034 | AEP-KPCO | 149.3545 | 149.3545 | 0 | 7.794 | 7.794 | 0 | 0.014 | 2034 |  |  |  | REF | 0 | 0 | Real 2021 ¦ 12/22/2022 3:42:52 PM | Area 1001 Gas CCS 2025
21332 | Area 1001 Gas CCS 2025 | SO2 | ATC | 2034 | AEP-KPCO | 54.9411 | 54.9411 | 0 | 0.19385 | 0.19385 | 0 | 0.00515 | 2034 |  |  |  | REF | 0 | 0 | Real 2021 ¦ 12/22/2022 3:42:52 PM | Area 1001 Gas CCS 2025
21333 | Area 1001 Gas CCS 2026 | CO2 | ATC | 2034 | AEP-KPCO | 123591.2266 | 123591.2266 | 0 | -79845.3281 | -79845.3281 | 0 | 11.7 | 2034 |  |  |  | REF | 0 | 0 | Real 2021 ¦ 12/22/2022 3:42:52 PM | Area 1001 Gas CCS 2026
21334 | Area 1001 Gas CCS 2026 | NOX | ATC | 2034 | AEP-KPCO | 147.8869 | 147.8869 | 0 | 7.7174 | 7.7174 | 0 | 0.014 | 2034 |  |  |  | REF | 0 | 0 | Real 2021 ¦ 12/22/2022 3:42:52 PM | Area 1001 Gas CCS 2026
21335 | Area 1001 Gas CCS 2026 | SO2 | ATC | 2034 | AEP-KPCO | 54.4013 | 54.4013 | 0 | 0.19194 | 0.19194 | 0 | 0.00515 | 2034 |  |  |  | REF | 0 | 0 | Real 2021 ¦ 12/22/2022 3:42:52 PM | Area 1001 Gas CCS 2026
21336 | Area 1001 Gas CCS 2027 | CO2 | ATC | 2034 | AEP-KPCO | 122382.2969 | 122382.2969 | 0 | -79064.3047 | -79064.3047 | 0 | 11.7 | 2034 |  |  |  | REF | 0 | 0 | Real 2021 ¦ 12/22/2022 3:42:52 PM | Area 1001 Gas CCS 2027
21337 | Area 1001 Gas CCS 2027 | NOX | ATC | 2034 | AEP-KPCO | 146.4404 | 146.4404 | 0 | 7.642 | 7.642 | 0 | 0.014 | 2034 |  |  |  | REF | 0 | 0 | Real 2021 ¦ 12/22/2022 3:42:52 PM | Area 1001 Gas CCS 2027
21338 | Area 1001 Gas CCS 2027 | SO2 | ATC | 2034 | AEP-KPCO | 53.8691 | 53.8691 | 0 | 0.19007 | 0.19007 | 0 | 0.00515 | 2034 |  |  |  | REF | 0 | 0 | Real 2021 ¦ 12/22/2022 3:42:52 PM | Area 1001 Gas CCS 2027
21339 | Area 1001 Gas CCS 2028 | CO2 | ATC | 2034 | AEP-KPCO | 120980.6406 | 120980.6406 | 0 | -78158.7734 | -78158.7734 | 0 | 11.7 | 2034 |  |  |  | REF | 0 | 0 | Real 2021 ¦ 12/22/2022 3:42:52 PM | Area 1001 Gas CCS 2028
21340 | Area 1001 Gas CCS 2028 | NOX | ATC | 2034 | AEP-KPCO | 144.7632 | 144.7632 | 0 | 7.5544 | 7.5544 | 0 | 0.014 | 2034 |  |  |  | REF | 0 | 0 | Real 2021 ¦ 12/22/2022 3:42:52 PM | Area 1001 Gas CCS 2028
21341 | Area 1001 Gas CCS 2028 | SO2 | ATC | 2034 | AEP-KPCO | 53.2522 | 53.2522 | 0 | 0.18789 | 0.18789 | 0 | 0.00515 | 2034 |  |  |  | REF | 0 | 0 | Real 2021 ¦ 12/22/2022 3:42:52 PM | Area 1001 Gas CCS 2028
21342 | Area 1001 Gas CCS 2029 | CO2 | ATC | 2034 | AEP-KPCO | 119754.1875 | 119754.1875 | 0 | -77366.4297 | -77366.4297 | 0 | 11.7 | 2034 |  |  |  | REF | 0 | 0 | Real 2021 ¦ 12/22/2022 3:42:52 PM | Area 1001 Gas CCS 2029
21343 | Area 1001 Gas CCS 2029 | NOX | ATC | 2034 | AEP-KPCO | 143.2956 | 143.2956 | 0 | 7.4778 | 7.4778 | 0 | 0.014 | 2034 |  |  |  | REF | 0 | 0 | Real 2021 ¦ 12/22/2022 3:42:52 PM | Area 1001 Gas CCS 2029
21344 | Area 1001 Gas CCS 2029 | SO2 | ATC | 2034 | AEP-KPCO | 52.7123 | 52.7123 | 0 | 0.18598 | 0.18598 | 0 | 0.00515 | 2034 |  |  |  | REF | 0 | 0 | Real 2021 ¦ 12/22/2022 3:42:52 PM | Area 1001 Gas CCS 2029
21345 | Area 1001 Gas CCS 2030 | CO2 | ATC | 2034 | AEP-KPCO | 118545.2578 | 118545.2578 | 0 | -76585.4141 | -76585.4141 | 0 | 11.7 | 2034 |  |  |  | REF | 0 | 0 | Real 2021 ¦ 12/22/2022 3:42:52 PM | Area 1001 Gas CCS 2030
21346 | Area 1001 Gas CCS 2030 | NOX | ATC | 2034 | AEP-KPCO | 141.849 | 141.849 | 0 | 7.4024 | 7.4024 | 0 | 0.014 | 2034 |  |  |  | REF | 0 | 0 | Real 2021 ¦ 12/22/2022 3:42:52 PM | Area 1001 Gas CCS 2030
21347 | Area 1001 Gas CCS 2030 | SO2 | ATC | 2034 | AEP-KPCO | 52.1802 | 52.1802 | 0 | 0.18411 | 0.18411 | 0 | 0.00515 | 2034 |  |  |  | REF | 0 | 0 | Real 2021 ¦ 12/22/2022 3:42:52 PM | Area 1001 Gas CCS 2030
21348 | Area 1001 Gas CCS 2031 | CO2 | ATC | 2034 | AEP-KPCO | 117318.8047 | 117318.8047 | 0 | -75793.0703 | -75793.0703 | 0 | 11.7 | 2034 |  |  |  | REF | 0 | 0 | Real 2021 ¦ 12/22/2022 3:42:52 PM | Area 1001 Gas CCS 2031
21349 | Area 1001 Gas CCS 2031 | NOX | ATC | 2034 | AEP-KPCO | 140.3815 | 140.3815 | 0 | 7.3258 | 7.3258 | 0 | 0.014 | 2034 |  |  |  | REF | 0 | 0 | Real 2021 ¦ 12/22/2022 3:42:52 PM | Area 1001 Gas CCS 2031
21350 | Area 1001 Gas CCS 2031 | SO2 | ATC | 2034 | AEP-KPCO | 51.6403 | 51.6403 | 0 | 0.1822 | 0.1822 | 0 | 0.00515 | 2034 |  |  |  | REF | 0 | 0 | Real 2021 ¦ 12/22/2022 3:42:52 PM | Area 1001 Gas CCS 2031
21351 | Area 1001 Gas CCS 2032 | CO2 | ATC | 2034 | AEP-KPCO | 115934.6719 | 115934.6719 | 0 | -74898.8594 | -74898.8594 | 0 | 11.7 | 2034 |  |  |  | REF | 0 | 0 | Real 2021 ¦ 12/22/2022 3:42:52 PM | Area 1001 Gas CCS 2032
21352 | Area 1001 Gas CCS 2032 | NOX | ATC | 2034 | AEP-KPCO | 138.7253 | 138.7253 | 0 | 7.2393 | 7.2393 | 0 | 0.014 | 2034 |  |  |  | REF | 0 | 0 | Real 2021 ¦ 12/22/2022 3:42:52 PM | Area 1001 Gas CCS 2032
21353 | Area 1001 Gas CCS 2032 | SO2 | ATC | 2034 | AEP-KPCO | 51.0311 | 51.0311 | 0 | 0.18005 | 0.18005 | 0 | 0.00515 | 2034 |  |  |  | REF | 0 | 0 | Real 2021 ¦ 12/22/2022 3:42:52 PM | Area 1001 Gas CCS 2032
21354 | Area 1001 Gas CCS 2033 | CO2 | ATC | 2034 | AEP-KPCO | 23766.8027 | 23766.8027 | 0 | 11302.3398 | 11302.3398 | 0 | 11.7 | 2034 |  |  |  | REF | 0 | 0 | Real 2021 ¦ 12/22/2022 3:42:52 PM | Area 1001 Gas CCS 2033
21355 | Area 1001 Gas CCS 2033 | NOX | ATC | 2034 | AEP-KPCO | 28.4389 | 28.4389 | 0 | 1.7496 | 1.7496 | 0 | 0.014 | 2034 |  |  |  | REF | 0 | 0 | Real 2021 ¦ 12/22/2022 3:42:52 PM | Area 1001 Gas CCS 2033
21356 | Area 1001 Gas CCS 2033 | SO2 | ATC | 2034 | AEP-KPCO | 10.4615 | 10.4615 | 0 | 0.036911 | 0.036911 | 0 | 0.00515 | 2034 |  |  |  | REF | 0 | 0 | Real 2021 ¦ 12/22/2022 3:42:52 PM | Area 1001 Gas CCS 2033
21357 | Area 1001 Gas CCS 2034 | CO2 | ATC | 2034 | AEP-KPCO | 24562.377 | 24562.377 | 0 | 11680.6768 | 11680.6768 | 0 | 11.7 | 2034 |  |  |  | REF | 0 | 0 | Real 2021 ¦ 12/22/2022 3:42:52 PM | Area 1001 Gas CCS 2034
21358 | Area 1001 Gas CCS 2034 | NOX | ATC | 2034 | AEP-KPCO | 29.3909 | 29.3909 | 0 | 1.7583 | 1.7583 | 0 | 0.014 | 2034 |  |  |  | REF | 0 | 0 | Real 2021 ¦ 12/22/2022 3:42:52 PM | Area 1001 Gas CCS 2034
21359 | Area 1001 Gas CCS 2034 | SO2 | ATC | 2034 | AEP-KPCO | 10.8116 | 10.8116 | 0 | 0.038146 | 0.038146 | 0 | 0.00515 | 2034 |  |  |  | REF | 0 | 0 | Real 2021 ¦ 12/22/2022 3:42:52 PM | Area 1001 Gas CCS 2034
21360 | Area 1001 Gas CCS 2035 | CO2 | ATC | 2034 | AEP-KPCO | 0 | 0 | 0 | 0 | 0 | 0 | 11.7 | 2034 |  |  |  | REF | 0 | 0 | Real 2021 ¦ 12/22/2022 3:42:52 PM | Area 1001 Gas CCS 2035
21361 | Area 1001 Gas CCS 2035 | NOX | ATC | 2034 | AEP-KPCO | 0 | 0 | 0 | 0 | 0 | 0 | 0.014 | 2034 |  |  |  | REF | 0 | 0 | Real 2021 ¦ 12/22/2022 3:42:52 PM | Area 1001 Gas CCS 2035
21362 | Area 1001 Gas CCS 2035 | SO2 | ATC | 2034 | AEP-KPCO | 0 | 0 | 0 | 0 | 0 | 0 | 0.00515 | 2034 |  |  |  | REF | 0 | 0 | Real 2021 ¦ 12/22/2022 3:42:52 PM | Area 1001 Gas CCS 2035
21363 | Area 1001 Gas CCS 2036 | CO2 | ATC | 2034 | AEP-KPCO | 0 | 0 | 0 | 0 | 0 | 0 | 11.7 | 2034 |  |  |  | REF | 0 | 0 | Real 2021 ¦ 12/22/2022 3:42:52 PM | Area 1001 Gas CCS 2036
21364 | Area 1001 Gas CCS 2036 | NOX | ATC | 2034 | AEP-KPCO | 0 | 0 | 0 | 0 | 0 | 0 | 0.014 | 2034 |  |  |  | REF | 0 | 0 | Real 2021 ¦ 12/22/2022 3:42:52 PM | Area 1001 Gas CCS 2036
21365 | Area 1001 Gas CCS 2036 | SO2 | ATC | 2034 | AEP-KPCO | 0 | 0 | 0 | 0 | 0 | 0 | 0.00515 | 2034 |  |  |  | REF | 0 | 0 | Real 2021 ¦ 12/22/2022 3:42:52 PM | Area 1001 Gas CCS 2036
21366 | Area 1001 Gas CCS 2037 | CO2 | ATC | 2034 | AEP-KPCO | 0 | 0 | 0 | 0 | 0 | 0 | 11.7 | 2034 |  |  |  | REF | 0 | 0 | Real 2021 ¦ 12/22/2022 3:42:52 PM | Area 1001 Gas CCS 2037
21367 | Area 1001 Gas CCS 2037 | NOX | ATC | 2034 | AEP-KPCO | 0 | 0 | 0 | 0 | 0 | 0 | 0.014 | 2034 |  |  |  | REF | 0 | 0 | Real 2021 ¦ 12/22/2022 3:42:52 PM | Area 1001 Gas CCS 2037
21368 | Area 1001 Gas CCS 2037 | SO2 | ATC | 2034 | AEP-KPCO | 0 | 0 | 0 | 0 | 0 | 0 | 0.00515 | 2034 |  |  |  | REF | 0 | 0 | Real 2021 ¦ 12/22/2022 3:42:52 PM | Area 1001 Gas CCS 2037
21369 | Area 1001 Gas CCS 2038 | CO2 | ATC | 2034 | AEP-KPCO | 0 | 0 | 0 | 0 | 0 | 0 | 11.7 | 2034 |  |  |  | REF | 0 | 0 | Real 2021 ¦ 12/22/2022 3:42:52 PM | Area 1001 Gas CCS 2038
21370 | Area 1001 Gas CCS 2038 | NOX | ATC | 2034 | AEP-KPCO | 0 | 0 | 0 | 0 | 0 | 0 | 0.014 | 2034 |  |  |  | REF | 0 | 0 | Real 2021 ¦ 12/22/2022 3:42:52 PM | Area 1001 Gas CCS 2038
21371 | Area 1001 Gas CCS 2038 | SO2 | ATC | 2034 | AEP-KPCO | 0 | 0 | 0 | 0 | 0 | 0 | 0.00515 | 2034 |  |  |  | REF | 0 | 0 | Real 2021 ¦ 12/22/2022 3:42:52 PM | Area 1001 Gas CCS 2038
21372 | Area 1001 Gas CCS 2039 | CO2 | ATC | 2034 | AEP-KPCO | 0 | 0 | 0 | 0 | 0 | 0 | 11.7 | 2034 |  |  |  | REF | 0 | 0 | Real 2021 ¦ 12/22/2022 3:42:52 PM | Area 1001 Gas CCS 2039
21373 | Area 1001 Gas CCS 2039 | NOX | ATC | 2034 | AEP-KPCO | 0 | 0 | 0 | 0 | 0 | 0 | 0.014 | 2034 |  |  |  | REF | 0 | 0 | Real 2021 ¦ 12/22/2022 3:42:52 PM | Area 1001 Gas CCS 2039
21374 | Area 1001 Gas CCS 2039 | SO2 | ATC | 2034 | AEP-KPCO | 0 | 0 | 0 | 0 | 0 | 0 | 0.00515 | 2034 |  |  |  | REF | 0 | 0 | Real 2021 ¦ 12/22/2022 3:42:52 PM | Area 1001 Gas CCS 2039
21375 | Area 1001 Gas CCS 2040 | CO2 | ATC | 2034 | AEP-KPCO | 0 | 0 | 0 | 0 | 0 | 0 | 11.7 | 2034 |  |  |  | REF | 0 | 0 | Real 2021 ¦ 12/22/2022 3:42:52 PM | Area 1001 Gas CCS 2040
21376 | Area 1001 Gas CCS 2040 | NOX | ATC | 2034 | AEP-KPCO | 0 | 0 | 0 | 0 | 0 | 0 | 0.014 | 2034 |  |  |  | REF | 0 | 0 | Real 2021 ¦ 12/22/2022 3:42:52 PM | Area 1001 Gas CCS 2040
21377 | Area 1001 Gas CCS 2040 | SO2 | ATC | 2034 | AEP-KPCO | 0 | 0 | 0 | 0 | 0 | 0 | 0.00515 | 2034 |  |  |  | REF | 0 | 0 | Real 2021 ¦ 12/22/2022 3:42:52 PM | Area 1001 Gas CCS 2040
21378 | Area 1001 Gas CCS 2041 | CO2 | ATC | 2034 | AEP-KPCO | 0 | 0 | 0 | 0 | 0 | 0 | 11.7 | 2034 |  |  |  | REF | 0 | 0 | Real 2021 ¦ 12/22/2022 3:42:52 PM | Area 1001 Gas CCS 2041
21379 | Area 1001 Gas CCS 2041 | NOX | ATC | 2034 | AEP-KPCO | 0 | 0 | 0 | 0 | 0 | 0 | 0.014 | 2034 |  |  |  | REF | 0 | 0 | Real 2021 ¦ 12/22/2022 3:42:52 PM | Area 1001 Gas CCS 2041
21380 | Area 1001 Gas CCS 2041 | SO2 | ATC | 2034 | AEP-KPCO | 0 | 0 | 0 | 0 | 0 | 0 | 0.00515 | 2034 |  |  |  | REF | 0 | 0 | Real 2021 ¦ 12/22/2022 3:42:52 PM | Area 1001 Gas CCS 2041
21381 | Area 1001 Gas CCS 2042 | CO2 | ATC | 2034 | AEP-KPCO | 0 | 0 | 0 | 0 | 0 | 0 | 11.7 | 2034 |  |  |  | REF | 0 | 0 | Real 2021 ¦ 12/22/2022 3:42:52 PM | Area 1001 Gas CCS 2042
21382 | Area 1001 Gas CCS 2042 | NOX | ATC | 2034 | AEP-KPCO | 0 | 0 | 0 | 0 | 0 | 0 | 0.014 | 2034 |  |  |  | REF | 0 | 0 | Real 2021 ¦ 12/22/2022 3:42:52 PM | Area 1001 Gas CCS 2042
21383 | Area 1001 Gas CCS 2042 | SO2 | ATC | 2034 | AEP-KPCO | 0 | 0 | 0 | 0 | 0 | 0 | 0.00515 | 2034 |  |  |  | REF | 0 | 0 | Real 2021 ¦ 12/22/2022 3:42:52 PM | Area 1001 Gas CCS 2042
21384 | Area 1001 Gas CCS 2043 | CO2 | ATC | 2034 | AEP-KPCO | 0 | 0 | 0 | 0 | 0 | 0 | 11.7 | 2034 |  |  |  | REF | 0 | 0 | Real 2021 ¦ 12/22/2022 3:42:52 PM | Area 1001 Gas CCS 2043
21385 | Area 1001 Gas CCS 2043 | NOX | ATC | 2034 | AEP-KPCO | 0 | 0 | 0 | 0 | 0 | 0 | 0.014 | 2034 |  |  |  | REF | 0 | 0 | Real 2021 ¦ 12/22/2022 3:42:52 PM | Area 1001 Gas CCS 2043
21386 | Area 1001 Gas CCS 2043 | SO2 | ATC | 2034 | AEP-KPCO | 0 | 0 | 0 | 0 | 0 | 0 | 0.00515 | 2034 |  |  |  | REF | 0 | 0 | Real 2021 ¦ 12/22/2022 3:42:52 PM | Area 1001 Gas CCS 2043
21387 | Area 1001 Coal CCS 2025 | CO2 | ATC | 2034 | AEP-KPCO | 677461.3125 | 677461.3125 | 0 | -437669.5625 | -437669.5625 | 0 | 20.57 | 2034 |  |  |  | REF | 0 | 0 | Real 2021 ¦ 12/22/2022 3:42:52 PM | Area 1001 Coal CCS 2025
21388 | Area 1001 Coal CCS 2025 | NOX | ATC | 2034 | AEP-KPCO | 240.4214 | 240.4214 | 0 | 12.7196 | 12.7196 | 0 | 0.0073 | 2034 |  |  |  | REF | 0 | 0 | Real 2021 ¦ 12/22/2022 3:42:52 PM | Area 1001 Coal CCS 2025
21389 | Area 1001 Coal CCS 2025 | SO2 | ATC | 2034 | AEP-KPCO | 14063.0029 | 14063.0029 | 0 | 49.6181 | 49.6181 | 0 | 0.427 | 2034 |  |  |  | REF | 0 | 0 | Real 2021 ¦ 12/22/2022 3:42:52 PM | Area 1001 Coal CCS 2025
21390 | Area 1001 Coal CCS 2026 | CO2 | ATC | 2034 | AEP-KPCO | 669932.125 | 669932.125 | 0 | -432805.4062 | -432805.4062 | 0 | 20.57 | 2034 |  |  |  | REF | 0 | 0 | Real 2021 ¦ 12/22/2022 3:42:52 PM | Area 1001 Coal CCS 2026
21391 | Area 1001 Coal CCS 2026 | NOX | ATC | 2034 | AEP-KPCO | 237.7494 | 237.7494 | 0 | 12.5782 | 12.5782 | 0 | 0.0073 | 2034 |  |  |  | REF | 0 | 0 | Real 2021 ¦ 12/22/2022 3:42:52 PM | Area 1001 Coal CCS 2026
21392 | Area 1001 Coal CCS 2026 | SO2 | ATC | 2034 | AEP-KPCO | 13906.71 | 13906.71 | 0 | 49.0667 | 49.0667 | 0 | 0.427 | 2034 |  |  |  | REF | 0 | 0 | Real 2021 ¦ 12/22/2022 3:42:52 PM | Area 1001 Coal CCS 2026
21393 | Area 1001 Coal CCS 2027 | CO2 | ATC | 2034 | AEP-KPCO | 661807.125 | 661807.125 | 0 | -427556.3125 | -427556.3125 | 0 | 20.57 | 2034 |  |  |  | REF | 0 | 0 | Real 2021 ¦ 12/22/2022 3:42:52 PM | Area 1001 Coal CCS 2027
21394 | Area 1001 Coal CCS 2027 | NOX | ATC | 2034 | AEP-KPCO | 234.8659 | 234.8659 | 0 | 12.4257 | 12.4257 | 0 | 0.0073 | 2034 |  |  |  | REF | 0 | 0 | Real 2021 ¦ 12/22/2022 3:42:52 PM | Area 1001 Coal CCS 2027
21395 | Area 1001 Coal CCS 2027 | SO2 | ATC | 2034 | AEP-KPCO | 13738.0479 | 13738.0479 | 0 | 48.4716 | 48.4716 | 0 | 0.427 | 2034 |  |  |  | REF | 0 | 0 | Real 2021 ¦ 12/22/2022 3:42:52 PM | Area 1001 Coal CCS 2027
21396 | Area 1001 Coal CCS 2028 | CO2 | ATC | 2034 | AEP-KPCO | 653682.1875 | 653682.1875 | 0 | -422307.2188 | -422307.2188 | 0 | 20.57 | 2034 |  |  |  | REF | 0 | 0 | Real 2021 ¦ 12/22/2022 3:42:52 PM | Area 1001 Coal CCS 2028
21397 | Area 1001 Coal CCS 2028 | NOX | ATC | 2034 | AEP-KPCO | 231.9825 | 231.9825 | 0 | 12.2731 | 12.2731 | 0 | 0.0073 | 2034 |  |  |  | REF | 0 | 0 | Real 2021 ¦ 12/22/2022 3:42:52 PM | Area 1001 Coal CCS 2028
21398 | Area 1001 Coal CCS 2028 | SO2 | ATC | 2034 | AEP-KPCO | 13569.3867 | 13569.3867 | 0 | 47.8765 | 47.8765 | 0 | 0.427 | 2034 |  |  |  | REF | 0 | 0 | Real 2021 ¦ 12/22/2022 3:42:52 PM | Area 1001 Coal CCS 2028
21399 | Area 1001 Coal CCS 2029 | CO2 | ATC | 2034 | AEP-KPCO | 646207.1875 | 646207.1875 | 0 | -417478.0312 | -417478.0312 | 0 | 20.57 | 2034 |  |  |  | REF | 0 | 0 | Real 2021 ¦ 12/22/2022 3:42:52 PM | Area 1001 Coal CCS 2029
21400 | Area 1001 Coal CCS 2029 | NOX | ATC | 2034 | AEP-KPCO | 229.3297 | 229.3297 | 0 | 12.1328 | 12.1328 | 0 | 0.0073 | 2034 |  |  |  | REF | 0 | 0 | Real 2021 ¦ 12/22/2022 3:42:52 PM | Area 1001 Coal CCS 2029
21401 | Area 1001 Coal CCS 2029 | SO2 | ATC | 2034 | AEP-KPCO | 13414.2178 | 13414.2178 | 0 | 47.329 | 47.329 | 0 | 0.427 | 2034 |  |  |  | REF | 0 | 0 | Real 2021 ¦ 12/22/2022 3:42:52 PM | Area 1001 Coal CCS 2029
21402 | Area 1001 Coal CCS 2030 | CO2 | ATC | 2034 | AEP-KPCO | 638028 | 638028 | 0 | -412193.9375 | -412193.9375 | 0 | 20.57 | 2034 |  |  |  | REF | 0 | 0 | Real 2021 ¦ 12/22/2022 3:42:52 PM | Area 1001 Coal CCS 2030
21403 | Area 1001 Coal CCS 2030 | NOX | ATC | 2034 | AEP-KPCO | 226.4271 | 226.4271 | 0 | 11.9792 | 11.9792 | 0 | 0.0073 | 2034 |  |  |  | REF | 0 | 0 | Real 2021 ¦ 12/22/2022 3:42:52 PM | Area 1001 Coal CCS 2030
21404 | Area 1001 Coal CCS 2030 | SO2 | ATC | 2034 | AEP-KPCO | 13244.4316 | 13244.4316 | 0 | 46.73 | 46.73 | 0 | 0.427 | 2034 |  |  |  | REF | 0 | 0 | Real 2021 ¦ 12/22/2022 3:42:52 PM | Area 1001 Coal CCS 2030
21405 | Area 1001 Coal CCS 2031 | CO2 | ATC | 2034 | AEP-KPCO | 629903.0625 | 629903.0625 | 0 | -406944.8438 | -406944.8438 | 0 | 20.57 | 2034 |  |  |  | REF | 0 | 0 | Real 2021 ¦ 12/22/2022 3:42:52 PM | Area 1001 Coal CCS 2031
21406 | Area 1001 Coal CCS 2031 | NOX | ATC | 2034 | AEP-KPCO | 223.5436 | 223.5436 | 0 | 11.8266 | 11.8266 | 0 | 0.0073 | 2034 |  |  |  | REF | 0 | 0 | Real 2021 ¦ 12/22/2022 3:42:52 PM | Area 1001 Coal CCS 2031
21407 | Area 1001 Coal CCS 2031 | SO2 | ATC | 2034 | AEP-KPCO | 13075.7705 | 13075.7705 | 0 | 46.1349 | 46.1349 | 0 | 0.427 | 2034 |  |  |  | REF | 0 | 0 | Real 2021 ¦ 12/22/2022 3:42:52 PM | Area 1001 Coal CCS 2031
21408 | Area 1001 Coal CCS 2032 | CO2 | ATC | 2034 | AEP-KPCO | 621778.0625 | 621778.0625 | 0 | -401695.75 | -401695.75 | 0 | 20.57 | 2034 |  |  |  | REF | 0 | 0 | Real 2021 ¦ 12/22/2022 3:42:52 PM | Area 1001 Coal CCS 2032
21409 | Area 1001 Coal CCS 2032 | NOX | ATC | 2034 | AEP-KPCO | 220.6602 | 220.6602 | 0 | 11.6741 | 11.6741 | 0 | 0.0073 | 2034 |  |  |  | REF | 0 | 0 | Real 2021 ¦ 12/22/2022 3:42:52 PM | Area 1001 Coal CCS 2032
21410 | Area 1001 Coal CCS 2032 | SO2 | ATC | 2034 | AEP-KPCO | 12907.1084 | 12907.1084 | 0 | 45.5398 | 45.5398 | 0 | 0.427 | 2034 |  |  |  | REF | 0 | 0 | Real 2021 ¦ 12/22/2022 3:42:52 PM | Area 1001 Coal CCS 2032
21411 | Area 1001 Coal CCS 2033 | CO2 | ATC | 2034 | AEP-KPCO | 1364.7136 | 1364.7136 | 0 | 648.9916 | 648.9916 | 0 | 20.57 | 2034 |  |  |  | REF | 0 | 0 | Real 2021 ¦ 12/22/2022 3:42:52 PM | Area 1001 Coal CCS 2033
21412 | Area 1001 Coal CCS 2033 | NOX | ATC | 2034 | AEP-KPCO | 0.48432 | 0.48432 | 0 | 0.0054202 | 0.0054202 | 0 | 0.0073 | 2034 |  |  |  | REF | 0 | 0 | Real 2021 ¦ 12/22/2022 3:42:52 PM | Area 1001 Coal CCS 2033
21413 | Area 1001 Coal CCS 2033 | SO2 | ATC | 2034 | AEP-KPCO | 28.3293 | 28.3293 | 0 | 0.099953 | 0.099953 | 0 | 0.427 | 2034 |  |  |  | REF | 0 | 0 | Real 2021 ¦ 12/22/2022 3:42:52 PM | Area 1001 Coal CCS 2033
21414 | Area 1001 Coal CCS 2034 | CO2 | ATC | 2034 | AEP-KPCO | 1354.9664 | 1354.9664 | 0 | 644.3564 | 644.3564 | 0 | 20.57 | 2034 |  |  |  | REF | 0 | 0 | Real 2021 ¦ 12/22/2022 3:42:52 PM | Area 1001 Coal CCS 2034
21415 | Area 1001 Coal CCS 2034 | NOX | ATC | 2034 | AEP-KPCO | 0.48086 | 0.48086 | 0 | 0.0053815 | 0.0053815 | 0 | 0.0073 | 2034 |  |  |  | REF | 0 | 0 | Real 2021 ¦ 12/22/2022 3:42:52 PM | Area 1001 Coal CCS 2034
21416 | Area 1001 Coal CCS 2034 | SO2 | ATC | 2034 | AEP-KPCO | 28.1269 | 28.1269 | 0 | 0.099239 | 0.099239 | 0 | 0.427 | 2034 |  |  |  | REF | 0 | 0 | Real 2021 ¦ 12/22/2022 3:42:52 PM | Area 1001 Coal CCS 2034
21417 | Area 1001 Coal CCS 2035 | CO2 | ATC | 2034 | AEP-KPCO | 0 | 0 | 0 | 0 | 0 | 0 | 20.57 | 2034 |  |  |  | REF | 0 | 0 | Real 2021 ¦ 12/22/2022 3:42:52 PM | Area 1001 Coal CCS 2035
21418 | Area 1001 Coal CCS 2035 | NOX | ATC | 2034 | AEP-KPCO | 0 | 0 | 0 | 0 | 0 | 0 | 0.0073 | 2034 |  |  |  | REF | 0 | 0 | Real 2021 ¦ 12/22/2022 3:42:52 PM | Area 1001 Coal CCS 2035
21419 | Area 1001 Coal CCS 2035 | SO2 | ATC | 2034 | AEP-KPCO | 0 | 0 | 0 | 0 | 0 | 0 | 0.427 | 2034 |  |  |  | REF | 0 | 0 | Real 2021 ¦ 12/22/2022 3:42:52 PM | Area 1001 Coal CCS 2035
21420 | Area 1001 Coal CCS 2036 | CO2 | ATC | 2034 | AEP-KPCO | 0 | 0 | 0 | 0 | 0 | 0 | 20.57 | 2034 |  |  |  | REF | 0 | 0 | Real 2021 ¦ 12/22/2022 3:42:52 PM | Area 1001 Coal CCS 2036
21421 | Area 1001 Coal CCS 2036 | NOX | ATC | 2034 | AEP-KPCO | 0 | 0 | 0 | 0 | 0 | 0 | 0.0073 | 2034 |  |  |  | REF | 0 | 0 | Real 2021 ¦ 12/22/2022 3:42:52 PM | Area 1001 Coal CCS 2036
21422 | Area 1001 Coal CCS 2036 | SO2 | ATC | 2034 | AEP-KPCO | 0 | 0 | 0 | 0 | 0 | 0 | 0.427 | 2034 |  |  |  | REF | 0 | 0 | Real 2021 ¦ 12/22/2022 3:42:52 PM | Area 1001 Coal CCS 2036
21423 | Area 1001 Coal CCS 2037 | CO2 | ATC | 2034 | AEP-KPCO | 0 | 0 | 0 | 0 | 0 | 0 | 20.57 | 2034 |  |  |  | REF | 0 | 0 | Real 2021 ¦ 12/22/2022 3:42:52 PM | Area 1001 Coal CCS 2037
21424 | Area 1001 Coal CCS 2037 | NOX | ATC | 2034 | AEP-KPCO | 0 | 0 | 0 | 0 | 0 | 0 | 0.0073 | 2034 |  |  |  | REF | 0 | 0 | Real 2021 ¦ 12/22/2022 3:42:52 PM | Area 1001 Coal CCS 2037
21425 | Area 1001 Coal CCS 2037 | SO2 | ATC | 2034 | AEP-KPCO | 0 | 0 | 0 | 0 | 0 | 0 | 0.427 | 2034 |  |  |  | REF | 0 | 0 | Real 2021 ¦ 12/22/2022 3:42:52 PM | Area 1001 Coal CCS 2037
21426 | Area 1001 Coal CCS 2038 | CO2 | ATC | 2034 | AEP-KPCO | 0 | 0 | 0 | 0 | 0 | 0 | 20.57 | 2034 |  |  |  | REF | 0 | 0 | Real 2021 ¦ 12/22/2022 3:42:52 PM | Area 1001 Coal CCS 2038
21427 | Area 1001 Coal CCS 2038 | NOX | ATC | 2034 | AEP-KPCO | 0 | 0 | 0 | 0 | 0 | 0 | 0.0073 | 2034 |  |  |  | REF | 0 | 0 | Real 2021 ¦ 12/22/2022 3:42:52 PM | Area 1001 Coal CCS 2038
21428 | Area 1001 Coal CCS 2038 | SO2 | ATC | 2034 | AEP-KPCO | 0 | 0 | 0 | 0 | 0 | 0 | 0.427 | 2034 |  |  |  | REF | 0 | 0 | Real 2021 ¦ 12/22/2022 3:42:52 PM | Area 1001 Coal CCS 2038
21429 | Area 1001 Coal CCS 2039 | CO2 | ATC | 2034 | AEP-KPCO | 0 | 0 | 0 | 0 | 0 | 0 | 20.57 | 2034 |  |  |  | REF | 0 | 0 | Real 2021 ¦ 12/22/2022 3:42:52 PM | Area 1001 Coal CCS 2039
21430 | Area 1001 Coal CCS 2039 | NOX | ATC | 2034 | AEP-KPCO | 0 | 0 | 0 | 0 | 0 | 0 | 0.0073 | 2034 |  |  |  | REF | 0 | 0 | Real 2021 ¦ 12/22/2022 3:42:52 PM | Area 1001 Coal CCS 2039
21431 | Area 1001 Coal CCS 2039 | SO2 | ATC | 2034 | AEP-KPCO | 0 | 0 | 0 | 0 | 0 | 0 | 0.427 | 2034 |  |  |  | REF | 0 | 0 | Real 2021 ¦ 12/22/2022 3:42:52 PM | Area 1001 Coal CCS 2039
21432 | Area 1001 Coal CCS 2040 | CO2 | ATC | 2034 | AEP-KPCO | 0 | 0 | 0 | 0 | 0 | 0 | 20.57 | 2034 |  |  |  | REF | 0 | 0 | Real 2021 ¦ 12/22/2022 3:42:52 PM | Area 1001 Coal CCS 2040
21433 | Area 1001 Coal CCS 2040 | NOX | ATC | 2034 | AEP-KPCO | 0 | 0 | 0 | 0 | 0 | 0 | 0.0073 | 2034 |  |  |  | REF | 0 | 0 | Real 2021 ¦ 12/22/2022 3:42:52 PM | Area 1001 Coal CCS 2040
21434 | Area 1001 Coal CCS 2040 | SO2 | ATC | 2034 | AEP-KPCO | 0 | 0 | 0 | 0 | 0 | 0 | 0.427 | 2034 |  |  |  | REF | 0 | 0 | Real 2021 ¦ 12/22/2022 3:42:52 PM | Area 1001 Coal CCS 2040
21435 | Area 1001 Coal CCS 2041 | CO2 | ATC | 2034 | AEP-KPCO | 0 | 0 | 0 | 0 | 0 | 0 | 20.57 | 2034 |  |  |  | REF | 0 | 0 | Real 2021 ¦ 12/22/2022 3:42:52 PM | Area 1001 Coal CCS 2041
21436 | Area 1001 Coal CCS 2041 | NOX | ATC | 2034 | AEP-KPCO | 0 | 0 | 0 | 0 | 0 | 0 | 0.0073 | 2034 |  |  |  | REF | 0 | 0 | Real 2021 ¦ 12/22/2022 3:42:52 PM | Area 1001 Coal CCS 2041
21437 | Area 1001 Coal CCS 2041 | SO2 | ATC | 2034 | AEP-KPCO | 0 | 0 | 0 | 0 | 0 | 0 | 0.427 | 2034 |  |  |  | REF | 0 | 0 | Real 2021 ¦ 12/22/2022 3:42:52 PM | Area 1001 Coal CCS 2041
21438 | Area 1001 Coal CCS 2042 | CO2 | ATC | 2034 | AEP-KPCO | 0 | 0 | 0 | 0 | 0 | 0 | 20.57 | 2034 |  |  |  | REF | 0 | 0 | Real 2021 ¦ 12/22/2022 3:42:52 PM | Area 1001 Coal CCS 2042
21439 | Area 1001 Coal CCS 2042 | NOX | ATC | 2034 | AEP-KPCO | 0 | 0 | 0 | 0 | 0 | 0 | 0.0073 | 2034 |  |  |  | REF | 0 | 0 | Real 2021 ¦ 12/22/2022 3:42:52 PM | Area 1001 Coal CCS 2042
21440 | Area 1001 Coal CCS 2042 | SO2 | ATC | 2034 | AEP-KPCO | 0 | 0 | 0 | 0 | 0 | 0 | 0.427 | 2034 |  |  |  | REF | 0 | 0 | Real 2021 ¦ 12/22/2022 3:42:52 PM | Area 1001 Coal CCS 2042
21441 | Area 1001 Coal CCS 2043 | CO2 | ATC | 2034 | AEP-KPCO | 0 | 0 | 0 | 0 | 0 | 0 | 20.57 | 2034 |  |  |  | REF | 0 | 0 | Real 2021 ¦ 12/22/2022 3:42:52 PM | Area 1001 Coal CCS 2043
21442 | Area 1001 Coal CCS 2043 | NOX | ATC | 2034 | AEP-KPCO | 0 | 0 | 0 | 0 | 0 | 0 | 0.0073 | 2034 |  |  |  | REF | 0 | 0 | Real 2021 ¦ 12/22/2022 3:42:52 PM | Area 1001 Coal CCS 2043
21443 | Area 1001 Coal CCS 2043 | SO2 | ATC | 2034 | AEP-KPCO | 0 | 0 | 0 | 0 | 0 | 0 | 0.427 | 2034 |  |  |  | REF | 0 | 0 | Real 2021 ¦ 12/22/2022 3:42:52 PM | Area 1001 Coal CCS 2043
21444 | Big Sandy #1_Ext Gas | CO2 | ATC | 2034 | AEP-KPCO | 272298.125 | 272298.125 | 0 | 3268.4124 | 3268.4124 | 0 | 117 | 2034 |  |  |  | REF | 0 | 0 | Real 2021 ¦ 12/22/2022 3:42:52 PM | Big Sandy #1_Ext Gas
21445 | Big Sandy #1_Ext Gas | NOX | ATC | 2034 | AEP-KPCO | 325.8268 | 325.8268 | 0 | 13.6665 | 13.6665 | 0 | 0.14 | 2034 |  |  |  | REF | 0 | 0 | Real 2021 ¦ 12/22/2022 3:42:52 PM | Big Sandy #1_Ext Gas
21446 | Big Sandy #1_Ext Gas | SO2 | ATC | 2034 | AEP-KPCO | 116.3667 | 116.3667 | 0 | 0.41057 | 0.41057 | 0 | 0.05 | 2034 |  |  |  | REF | 0 | 0 | Real 2021 ¦ 12/22/2022 3:42:52 PM | Big Sandy #1_Ext Gas
21447 | Big Sandy #1_Ext_NGCCS retrofit 2031 | CO2 | ATC | 2034 | AEP-KPCO | 151729.125 | 151729.125 | 0 | -98023.6406 | -98023.6406 | 0 | 11.7 | 2034 |  |  |  | REF | 0 | 0 | Real 2021 ¦ 12/22/2022 3:42:52 PM | Big Sandy #1_Ext_NGCCS retrofit 2032
21448 | Big Sandy #1_Ext_NGCCS retrofit 2031 | NOX | ATC | 2034 | AEP-KPCO | 181.5562 | 181.5562 | 0 | 9.4088 | 9.4088 | 0 | 0.014 | 2034 |  |  |  | REF | 0 | 0 | Real 2021 ¦ 12/22/2022 3:42:52 PM | Big Sandy #1_Ext_NGCCS retrofit 2032
21449 | Big Sandy #1_Ext_NGCCS retrofit 2031 | SO2 | ATC | 2034 | AEP-KPCO | 66.7868 | 66.7868 | 0 | 0.23564 | 0.23564 | 0 | 0.00515 | 2034 |  |  |  | REF | 0 | 0 | Real 2021 ¦ 12/22/2022 3:42:52 PM | Big Sandy #1_Ext_NGCCS retrofit 2032
21450 | Big Sandy #1_Ext Gas Capitalized | CO2 | ATC | 2034 | AEP-KPCO | 277014.0312 | 277014.0312 | 0 | 3325.0176 | 3325.0176 | 0 | 117 | 2034 |  |  |  | REF | 0 | 0 | Real 2021 ¦ 12/22/2022 3:42:52 PM | Big Sandy #1_Ext Gas Capitalized
21451 | Big Sandy #1_Ext Gas Capitalized | NOX | ATC | 2034 | AEP-KPCO | 331.4698 | 331.4698 | 0 | 14.0419 | 14.0419 | 0 | 0.14 | 2034 |  |  |  | REF | 0 | 0 | Real 2021 ¦ 12/22/2022 3:42:52 PM | Big Sandy #1_Ext Gas Capitalized
21452 | Big Sandy #1_Ext Gas Capitalized | SO2 | ATC | 2034 | AEP-KPCO | 118.3821 | 118.3821 | 0 | 0.41768 | 0.41768 | 0 | 0.05 | 2034 |  |  |  | REF | 0 | 0 | Real 2021 ¦ 12/22/2022 3:42:52 PM | Big Sandy #1_Ext Gas Capitalized
21453 | Big Sandy #1_Ext Gas FOM Capitalized | CO2 | ATC | 2034 | AEP-KPCO | 291717.4375 | 291717.4375 | 0 | 3501.5034 | 3501.5034 | 0 | 117 | 2034 |  |  |  | REF | 0 | 0 | Real 2021 ¦ 12/22/2022 3:42:52 PM | Big Sandy #1_Ext Gas FOM Capitalized
21454 | Big Sandy #1_Ext Gas FOM Capitalized | NOX | ATC | 2034 | AEP-KPCO | 349.0636 | 349.0636 | 0 | 15.5357 | 15.5357 | 0 | 0.14 | 2034 |  |  |  | REF | 0 | 0 | Real 2021 ¦ 12/22/2022 3:42:52 PM | Big Sandy #1_Ext Gas FOM Capitalized
21455 | Big Sandy #1_Ext Gas FOM Capitalized | SO2 | ATC | 2034 | AEP-KPCO | 124.6656 | 124.6656 | 0 | 0.43985 | 0.43985 | 0 | 0.05 | 2034 |  |  |  | REF | 0 | 0 | Real 2021 ¦ 12/22/2022 3:42:52 PM | Big Sandy #1_Ext Gas FOM Capitalized
22797 | Big Sandy #1 Gas | CO2 | ATC | 2035 | AEP-KPCO | 0 | 0 | 0 | 0 | 0 | 0 | 117 | 2035 |  |  |  | REF | 0 | 0 | Real 2021 ¦ 12/22/2022 3:42:52 PM | 13555
22798 | Big Sandy #1 Gas | NOX | ATC | 2035 | AEP-KPCO | 0 | 0 | 0 | 0 | 0 | 0 | 0.14 | 2035 |  |  |  | REF | 0 | 0 | Real 2021 ¦ 12/22/2022 3:42:52 PM | 13555
22799 | Big Sandy #1 Gas | SO2 | ATC | 2035 | AEP-KPCO | 0 | 0 | 0 | 0 | 0 | 0 | 0.05 | 2035 |  |  |  | REF | 0 | 0 | Real 2021 ¦ 12/22/2022 3:42:52 PM | 13555
22800 | Mitchell #1 (WV) | CO2 | ATC | 2035 | AEP-KPCO | 0 | 0 | 0 | 0 | 0 | 0 | 205.7 | 2035 |  |  |  | REF | 0 | 0 | Real 2021 ¦ 12/22/2022 3:42:52 PM | 3102
22801 | Mitchell #1 (WV) | NOX | ATC | 2035 | AEP-KPCO | 0 | 0 | 0 | 0 | 0 | 0 | 0.07 | 2035 |  |  |  | REF | 0 | 0 | Real 2021 ¦ 12/22/2022 3:42:52 PM | 3102
22802 | Mitchell #1 (WV) | SO2 | ATC | 2035 | AEP-KPCO | 0 | 0 | 0 | 0 | 0 | 0 | 4.27 | 2035 |  |  |  | REF | 0 | 0 | Real 2021 ¦ 12/22/2022 3:42:52 PM | 3102
22803 | Mitchell #2 (WV) | CO2 | ATC | 2035 | AEP-KPCO | 0 | 0 | 0 | 0 | 0 | 0 | 205.7 | 2035 |  |  |  | REF | 0 | 0 | Real 2021 ¦ 12/22/2022 3:42:52 PM | 3105
22804 | Mitchell #2 (WV) | NOX | ATC | 2035 | AEP-KPCO | 0 | 0 | 0 | 0 | 0 | 0 | 0.07 | 2035 |  |  |  | REF | 0 | 0 | Real 2021 ¦ 12/22/2022 3:42:52 PM | 3105
22805 | Mitchell #2 (WV) | SO2 | ATC | 2035 | AEP-KPCO | 0 | 0 | 0 | 0 | 0 | 0 | 4.27 | 2035 |  |  |  | REF | 0 | 0 | Real 2021 ¦ 12/22/2022 3:42:52 PM | 3105
22806 | Area 1001 Gas CC 2x1 2024 | CO2 | ATC | 2035 | AEP-KPCO | 2742178.75 | 2742178.75 | 0 | 33406.6797 | 33406.6797 | 0 | 122 | 2035 |  |  |  | REF | 0 | 0 | Real 2021 ¦ 12/22/2022 3:42:52 PM | Area 1001 Gas CC 2x1 2024
22807 | Area 1001 Gas CC 2x1 2024 | NOX | ATC | 2035 | AEP-KPCO | 12.5871 | 12.5871 | 0 | 0.65309 | 0.65309 | 0 | 0.00056 | 2035 |  |  |  | REF | 0 | 0 | Real 2021 ¦ 12/22/2022 3:42:52 PM | Area 1001 Gas CC 2x1 2024
22808 | Area 1001 Gas CC 2x1 2024 | SO2 | ATC | 2035 | AEP-KPCO | 169.0261 | 169.0261 | 0 | 0.6068 | 0.6068 | 0 | 0.00752 | 2035 |  |  |  | REF | 0 | 0 | Real 2021 ¦ 12/22/2022 3:42:52 PM | Area 1001 Gas CC 2x1 2024
22809 | Area 1001 Gas CC 2x1 2025 | CO2 | ATC | 2035 | AEP-KPCO | 2742178.75 | 2742178.75 | 0 | 33406.6797 | 33406.6797 | 0 | 122 | 2035 |  |  |  | REF | 0 | 0 | Real 2021 ¦ 12/22/2022 3:42:52 PM | Area 1001 Gas CC 2x1 2025
22810 | Area 1001 Gas CC 2x1 2025 | NOX | ATC | 2035 | AEP-KPCO | 12.5871 | 12.5871 | 0 | 0.65309 | 0.65309 | 0 | 0.00056 | 2035 |  |  |  | REF | 0 | 0 | Real 2021 ¦ 12/22/2022 3:42:52 PM | Area 1001 Gas CC 2x1 2025
22811 | Area 1001 Gas CC 2x1 2025 | SO2 | ATC | 2035 | AEP-KPCO | 169.0261 | 169.0261 | 0 | 0.6068 | 0.6068 | 0 | 0.00752 | 2035 |  |  |  | REF | 0 | 0 | Real 2021 ¦ 12/22/2022 3:42:52 PM | Area 1001 Gas CC 2x1 2025
22812 | Area 1001 Gas CC 2x1 2026 | CO2 | ATC | 2035 | AEP-KPCO | 2742768.75 | 2742768.75 | 0 | 33413.8672 | 33413.8672 | 0 | 122 | 2035 |  |  |  | REF | 0 | 0 | Real 2021 ¦ 12/22/2022 3:42:52 PM | Area 1001 Gas CC 2x1 2026
22813 | Area 1001 Gas CC 2x1 2026 | NOX | ATC | 2035 | AEP-KPCO | 12.5898 | 12.5898 | 0 | 0.6531 | 0.6531 | 0 | 0.00056 | 2035 |  |  |  | REF | 0 | 0 | Real 2021 ¦ 12/22/2022 3:42:52 PM | Area 1001 Gas CC 2x1 2026
22814 | Area 1001 Gas CC 2x1 2026 | SO2 | ATC | 2035 | AEP-KPCO | 169.0625 | 169.0625 | 0 | 0.60693 | 0.60693 | 0 | 0.00752 | 2035 |  |  |  | REF | 0 | 0 | Real 2021 ¦ 12/22/2022 3:42:52 PM | Area 1001 Gas CC 2x1 2026
22815 | Area 1001 Gas CC 2x1 2027 | CO2 | ATC | 2035 | AEP-KPCO | 2742650.75 | 2742650.75 | 0 | 33412.4297 | 33412.4297 | 0 | 122 | 2035 |  |  |  | REF | 0 | 0 | Real 2021 ¦ 12/22/2022 3:42:52 PM | Area 1001 Gas CC 2x1 2027
22816 | Area 1001 Gas CC 2x1 2027 | NOX | ATC | 2035 | AEP-KPCO | 12.5892 | 12.5892 | 0 | 0.6531 | 0.6531 | 0 | 0.00056 | 2035 |  |  |  | REF | 0 | 0 | Real 2021 ¦ 12/22/2022 3:42:52 PM | Area 1001 Gas CC 2x1 2027
22817 | Area 1001 Gas CC 2x1 2027 | SO2 | ATC | 2035 | AEP-KPCO | 169.0552 | 169.0552 | 0 | 0.6069 | 0.6069 | 0 | 0.00752 | 2035 |  |  |  | REF | 0 | 0 | Real 2021 ¦ 12/22/2022 3:42:52 PM | Area 1001 Gas CC 2x1 2027
22818 | Area 1001 Gas CC 2x1 2028 | CO2 | ATC | 2035 | AEP-KPCO | 2742061.75 | 2742061.75 | 0 | 33405.2539 | 33405.2539 | 0 | 122 | 2035 |  |  |  | REF | 0 | 0 | Real 2021 ¦ 12/22/2022 3:42:52 PM | Area 1001 Gas CC 2x1 2028
22819 | Area 1001 Gas CC 2x1 2028 | NOX | ATC | 2035 | AEP-KPCO | 12.5865 | 12.5865 | 0 | 0.65308 | 0.65308 | 0 | 0.00056 | 2035 |  |  |  | REF | 0 | 0 | Real 2021 ¦ 12/22/2022 3:42:52 PM | Area 1001 Gas CC 2x1 2028
22820 | Area 1001 Gas CC 2x1 2028 | SO2 | ATC | 2035 | AEP-KPCO | 169.0189 | 169.0189 | 0 | 0.60677 | 0.60677 | 0 | 0.00752 | 2035 |  |  |  | REF | 0 | 0 | Real 2021 ¦ 12/22/2022 3:42:52 PM | Area 1001 Gas CC 2x1 2028
22821 | Area 1001 Gas CC 2x1 2029 | CO2 | ATC | 2035 | AEP-KPCO | 2742650.75 | 2742650.75 | 0 | 33412.4297 | 33412.4297 | 0 | 122 | 2035 |  |  |  | REF | 0 | 0 | Real 2021 ¦ 12/22/2022 3:42:52 PM | Area 1001 Gas CC 2x1 2029
22822 | Area 1001 Gas CC 2x1 2029 | NOX | ATC | 2035 | AEP-KPCO | 12.5892 | 12.5892 | 0 | 0.6531 | 0.6531 | 0 | 0.00056 | 2035 |  |  |  | REF | 0 | 0 | Real 2021 ¦ 12/22/2022 3:42:52 PM | Area 1001 Gas CC 2x1 2029
22823 | Area 1001 Gas CC 2x1 2029 | SO2 | ATC | 2035 | AEP-KPCO | 169.0552 | 169.0552 | 0 | 0.6069 | 0.6069 | 0 | 0.00752 | 2035 |  |  |  | REF | 0 | 0 | Real 2021 ¦ 12/22/2022 3:42:52 PM | Area 1001 Gas CC 2x1 2029
22824 | Area 1001 Gas CC 2x1 2030 | CO2 | ATC | 2035 | AEP-KPCO | 2743168.5 | 2743168.5 | 0 | 33418.7344 | 33418.7344 | 0 | 122 | 2035 |  |  |  | REF | 0 | 0 | Real 2021 ¦ 12/22/2022 3:42:52 PM | Area 1001 Gas CC 2x1 2030
22825 | Area 1001 Gas CC 2x1 2030 | NOX | ATC | 2035 | AEP-KPCO | 12.5916 | 12.5916 | 0 | 0.65311 | 0.65311 | 0 | 0.00056 | 2035 |  |  |  | REF | 0 | 0 | Real 2021 ¦ 12/22/2022 3:42:52 PM | Area 1001 Gas CC 2x1 2030
22826 | Area 1001 Gas CC 2x1 2030 | SO2 | ATC | 2035 | AEP-KPCO | 169.0871 | 169.0871 | 0 | 0.60702 | 0.60702 | 0 | 0.00752 | 2035 |  |  |  | REF | 0 | 0 | Real 2021 ¦ 12/22/2022 3:42:52 PM | Area 1001 Gas CC 2x1 2030
22827 | Area 1001 Gas CC 2x1 2031 | CO2 | ATC | 2035 | AEP-KPCO | 2742178.75 | 2742178.75 | 0 | 33406.6797 | 33406.6797 | 0 | 122 | 2035 |  |  |  | REF | 0 | 0 | Real 2021 ¦ 12/22/2022 3:42:52 PM | Area 1001 Gas CC 2x1 2031
22828 | Area 1001 Gas CC 2x1 2031 | NOX | ATC | 2035 | AEP-KPCO | 12.5871 | 12.5871 | 0 | 0.65309 | 0.65309 | 0 | 0.00056 | 2035 |  |  |  | REF | 0 | 0 | Real 2021 ¦ 12/22/2022 3:42:52 PM | Area 1001 Gas CC 2x1 2031
22829 | Area 1001 Gas CC 2x1 2031 | SO2 | ATC | 2035 | AEP-KPCO | 169.0261 | 169.0261 | 0 | 0.6068 | 0.6068 | 0 | 0.00752 | 2035 |  |  |  | REF | 0 | 0 | Real 2021 ¦ 12/22/2022 3:42:52 PM | Area 1001 Gas CC 2x1 2031
22830 | Area 1001 Gas CC 2x1 2032 | CO2 | ATC | 2035 | AEP-KPCO | 2742650.75 | 2742650.75 | 0 | 33412.4297 | 33412.4297 | 0 | 122 | 2035 |  |  |  | REF | 0 | 0 | Real 2021 ¦ 12/22/2022 3:42:52 PM | Area 1001 Gas CC 2x1 2032
22831 | Area 1001 Gas CC 2x1 2032 | NOX | ATC | 2035 | AEP-KPCO | 12.5892 | 12.5892 | 0 | 0.6531 | 0.6531 | 0 | 0.00056 | 2035 |  |  |  | REF | 0 | 0 | Real 2021 ¦ 12/22/2022 3:42:52 PM | Area 1001 Gas CC 2x1 2032
22832 | Area 1001 Gas CC 2x1 2032 | SO2 | ATC | 2035 | AEP-KPCO | 169.0552 | 169.0552 | 0 | 0.6069 | 0.6069 | 0 | 0.00752 | 2035 |  |  |  | REF | 0 | 0 | Real 2021 ¦ 12/22/2022 3:42:52 PM | Area 1001 Gas CC 2x1 2032
22833 | Area 1001 Gas CC 2x1 2033 | CO2 | ATC | 2035 | AEP-KPCO | 2742178.75 | 2742178.75 | 0 | 33406.6797 | 33406.6797 | 0 | 122 | 2035 |  |  |  | REF | 0 | 0 | Real 2021 ¦ 12/22/2022 3:42:52 PM | Area 1001 Gas CC 2x1 2033
22834 | Area 1001 Gas CC 2x1 2033 | NOX | ATC | 2035 | AEP-KPCO | 12.5871 | 12.5871 | 0 | 0.65309 | 0.65309 | 0 | 0.00056 | 2035 |  |  |  | REF | 0 | 0 | Real 2021 ¦ 12/22/2022 3:42:52 PM | Area 1001 Gas CC 2x1 2033
22835 | Area 1001 Gas CC 2x1 2033 | SO2 | ATC | 2035 | AEP-KPCO | 169.0261 | 169.0261 | 0 | 0.6068 | 0.6068 | 0 | 0.00752 | 2035 |  |  |  | REF | 0 | 0 | Real 2021 ¦ 12/22/2022 3:42:52 PM | Area 1001 Gas CC 2x1 2033
22836 | Area 1001 Gas CC 2x1 2034 | CO2 | ATC | 2035 | AEP-KPCO | 2743344.25 | 2743344.25 | 0 | 33420.875 | 33420.875 | 0 | 122 | 2035 |  |  |  | REF | 0 | 0 | Real 2021 ¦ 12/22/2022 3:42:52 PM | Area 1001 Gas CC 2x1 2034
22837 | Area 1001 Gas CC 2x1 2034 | NOX | ATC | 2035 | AEP-KPCO | 12.5924 | 12.5924 | 0 | 0.65311 | 0.65311 | 0 | 0.00056 | 2035 |  |  |  | REF | 0 | 0 | Real 2021 ¦ 12/22/2022 3:42:52 PM | Area 1001 Gas CC 2x1 2034
22838 | Area 1001 Gas CC 2x1 2034 | SO2 | ATC | 2035 | AEP-KPCO | 169.0979 | 169.0979 | 0 | 0.60705 | 0.60705 | 0 | 0.00752 | 2035 |  |  |  | REF | 0 | 0 | Real 2021 ¦ 12/22/2022 3:42:52 PM | Area 1001 Gas CC 2x1 2034
22839 | Area 1001 Gas CC 2x1 2035 | CO2 | ATC | 2035 | AEP-KPCO | 2715309.5 | 2715309.5 | 0 | 33079.3438 | 33079.3438 | 0 | 122 | 2035 |  |  |  | REF | 0 | 0 | Real 2021 ¦ 12/22/2022 3:42:52 PM | Area 1001 Gas CC 2x1 2035
22840 | Area 1001 Gas CC 2x1 2035 | NOX | ATC | 2035 | AEP-KPCO | 12.4637 | 12.4637 | 0 | 0.65248 | 0.65248 | 0 | 0.00056 | 2035 |  |  |  | REF | 0 | 0 | Real 2021 ¦ 12/22/2022 3:42:52 PM | Area 1001 Gas CC 2x1 2035
22841 | Area 1001 Gas CC 2x1 2035 | SO2 | ATC | 2035 | AEP-KPCO | 167.3699 | 167.3699 | 0 | 0.60085 | 0.60085 | 0 | 0.00752 | 2035 |  |  |  | REF | 0 | 0 | Real 2021 ¦ 12/22/2022 3:42:52 PM | Area 1001 Gas CC 2x1 2035
22842 | Area 1001 Gas CC 2x1 2036 | CO2 | ATC | 2035 | AEP-KPCO | 0 | 0 | 0 | 0 | 0 | 0 | 122 | 2035 |  |  |  | REF | 0 | 0 | Real 2021 ¦ 12/22/2022 3:42:52 PM | Area 1001 Gas CC 2x1 2036
22843 | Area 1001 Gas CC 2x1 2036 | NOX | ATC | 2035 | AEP-KPCO | 0 | 0 | 0 | 0 | 0 | 0 | 0.00056 | 2035 |  |  |  | REF | 0 | 0 | Real 2021 ¦ 12/22/2022 3:42:52 PM | Area 1001 Gas CC 2x1 2036
22844 | Area 1001 Gas CC 2x1 2036 | SO2 | ATC | 2035 | AEP-KPCO | 0 | 0 | 0 | 0 | 0 | 0 | 0.00752 | 2035 |  |  |  | REF | 0 | 0 | Real 2021 ¦ 12/22/2022 3:42:52 PM | Area 1001 Gas CC 2x1 2036
22845 | Area 1001 Gas CC 2x1 2037 | CO2 | ATC | 2035 | AEP-KPCO | 0 | 0 | 0 | 0 | 0 | 0 | 122 | 2035 |  |  |  | REF | 0 | 0 | Real 2021 ¦ 12/22/2022 3:42:52 PM | Area 1001 Gas CC 2x1 2037
22846 | Area 1001 Gas CC 2x1 2037 | NOX | ATC | 2035 | AEP-KPCO | 0 | 0 | 0 | 0 | 0 | 0 | 0.00056 | 2035 |  |  |  | REF | 0 | 0 | Real 2021 ¦ 12/22/2022 3:42:52 PM | Area 1001 Gas CC 2x1 2037
22847 | Area 1001 Gas CC 2x1 2037 | SO2 | ATC | 2035 | AEP-KPCO | 0 | 0 | 0 | 0 | 0 | 0 | 0.00752 | 2035 |  |  |  | REF | 0 | 0 | Real 2021 ¦ 12/22/2022 3:42:52 PM | Area 1001 Gas CC 2x1 2037
22848 | Area 1001 Gas CC 2x1 2038 | CO2 | ATC | 2035 | AEP-KPCO | 0 | 0 | 0 | 0 | 0 | 0 | 122 | 2035 |  |  |  | REF | 0 | 0 | Real 2021 ¦ 12/22/2022 3:42:52 PM | Area 1001 Gas CC 2x1 2038
22849 | Area 1001 Gas CC 2x1 2038 | NOX | ATC | 2035 | AEP-KPCO | 0 | 0 | 0 | 0 | 0 | 0 | 0.00056 | 2035 |  |  |  | REF | 0 | 0 | Real 2021 ¦ 12/22/2022 3:42:52 PM | Area 1001 Gas CC 2x1 2038
22850 | Area 1001 Gas CC 2x1 2038 | SO2 | ATC | 2035 | AEP-KPCO | 0 | 0 | 0 | 0 | 0 | 0 | 0.00752 | 2035 |  |  |  | REF | 0 | 0 | Real 2021 ¦ 12/22/2022 3:42:52 PM | Area 1001 Gas CC 2x1 2038
22851 | Area 1001 Gas CC 2x1 2039 | CO2 | ATC | 2035 | AEP-KPCO | 0 | 0 | 0 | 0 | 0 | 0 | 122 | 2035 |  |  |  | REF | 0 | 0 | Real 2021 ¦ 12/22/2022 3:42:52 PM | Area 1001 Gas CC 2x1 2039
22852 | Area 1001 Gas CC 2x1 2039 | NOX | ATC | 2035 | AEP-KPCO | 0 | 0 | 0 | 0 | 0 | 0 | 0.00056 | 2035 |  |  |  | REF | 0 | 0 | Real 2021 ¦ 12/22/2022 3:42:52 PM | Area 1001 Gas CC 2x1 2039
22853 | Area 1001 Gas CC 2x1 2039 | SO2 | ATC | 2035 | AEP-KPCO | 0 | 0 | 0 | 0 | 0 | 0 | 0.00752 | 2035 |  |  |  | REF | 0 | 0 | Real 2021 ¦ 12/22/2022 3:42:52 PM | Area 1001 Gas CC 2x1 2039
22854 | Area 1001 Gas CC 2x1 2040 | CO2 | ATC | 2035 | AEP-KPCO | 0 | 0 | 0 | 0 | 0 | 0 | 122 | 2035 |  |  |  | REF | 0 | 0 | Real 2021 ¦ 12/22/2022 3:42:52 PM | Area 1001 Gas CC 2x1 2040
22855 | Area 1001 Gas CC 2x1 2040 | NOX | ATC | 2035 | AEP-KPCO | 0 | 0 | 0 | 0 | 0 | 0 | 0.00056 | 2035 |  |  |  | REF | 0 | 0 | Real 2021 ¦ 12/22/2022 3:42:52 PM | Area 1001 Gas CC 2x1 2040
22856 | Area 1001 Gas CC 2x1 2040 | SO2 | ATC | 2035 | AEP-KPCO | 0 | 0 | 0 | 0 | 0 | 0 | 0.00752 | 2035 |  |  |  | REF | 0 | 0 | Real 2021 ¦ 12/22/2022 3:42:52 PM | Area 1001 Gas CC 2x1 2040
22857 | Area 1001 Gas CC 2x1 2041 | CO2 | ATC | 2035 | AEP-KPCO | 0 | 0 | 0 | 0 | 0 | 0 | 122 | 2035 |  |  |  | REF | 0 | 0 | Real 2021 ¦ 12/22/2022 3:42:52 PM | Area 1001 Gas CC 2x1 2041
22858 | Area 1001 Gas CC 2x1 2041 | NOX | ATC | 2035 | AEP-KPCO | 0 | 0 | 0 | 0 | 0 | 0 | 0.00056 | 2035 |  |  |  | REF | 0 | 0 | Real 2021 ¦ 12/22/2022 3:42:52 PM | Area 1001 Gas CC 2x1 2041
22859 | Area 1001 Gas CC 2x1 2041 | SO2 | ATC | 2035 | AEP-KPCO | 0 | 0 | 0 | 0 | 0 | 0 | 0.00752 | 2035 |  |  |  | REF | 0 | 0 | Real 2021 ¦ 12/22/2022 3:42:52 PM | Area 1001 Gas CC 2x1 2041
22860 | Area 1001 Gas CC 2x1 2042 | CO2 | ATC | 2035 | AEP-KPCO | 0 | 0 | 0 | 0 | 0 | 0 | 122 | 2035 |  |  |  | REF | 0 | 0 | Real 2021 ¦ 12/22/2022 3:42:52 PM | Area 1001 Gas CC 2x1 2042
22861 | Area 1001 Gas CC 2x1 2042 | NOX | ATC | 2035 | AEP-KPCO | 0 | 0 | 0 | 0 | 0 | 0 | 0.00056 | 2035 |  |  |  | REF | 0 | 0 | Real 2021 ¦ 12/22/2022 3:42:52 PM | Area 1001 Gas CC 2x1 2042
22862 | Area 1001 Gas CC 2x1 2042 | SO2 | ATC | 2035 | AEP-KPCO | 0 | 0 | 0 | 0 | 0 | 0 | 0.00752 | 2035 |  |  |  | REF | 0 | 0 | Real 2021 ¦ 12/22/2022 3:42:52 PM | Area 1001 Gas CC 2x1 2042
22863 | Area 1001 Gas CC 2x1 2043 | CO2 | ATC | 2035 | AEP-KPCO | 0 | 0 | 0 | 0 | 0 | 0 | 122 | 2035 |  |  |  | REF | 0 | 0 | Real 2021 ¦ 12/22/2022 3:42:52 PM | Area 1001 Gas CC 2x1 2043
22864 | Area 1001 Gas CC 2x1 2043 | NOX | ATC | 2035 | AEP-KPCO | 0 | 0 | 0 | 0 | 0 | 0 | 0.00056 | 2035 |  |  |  | REF | 0 | 0 | Real 2021 ¦ 12/22/2022 3:42:52 PM | Area 1001 Gas CC 2x1 2043
22865 | Area 1001 Gas CC 2x1 2043 | SO2 | ATC | 2035 | AEP-KPCO | 0 | 0 | 0 | 0 | 0 | 0 | 0.00752 | 2035 |  |  |  | REF | 0 | 0 | Real 2021 ¦ 12/22/2022 3:42:52 PM | Area 1001 Gas CC 2x1 2043
22866 | Area 1001 Gas CC 1x1 2024 | CO2 | ATC | 2035 | AEP-KPCO | 1040755.9375 | 1040755.9375 | 0 | 12679.042 | 12679.042 | 0 | 122 | 2035 |  |  |  | REF | 0 | 0 | Real 2021 ¦ 12/22/2022 3:42:52 PM | Area 1001 Gas CC 1x1 2024
22867 | Area 1001 Gas CC 1x1 2024 | NOX | ATC | 2035 | AEP-KPCO | 4.7772 | 4.7772 | 0 | 0.24942 | 0.24942 | 0 | 0.00056 | 2035 |  |  |  | REF | 0 | 0 | Real 2021 ¦ 12/22/2022 3:42:52 PM | Area 1001 Gas CC 1x1 2024
22868 | Area 1001 Gas CC 1x1 2024 | SO2 | ATC | 2035 | AEP-KPCO | 64.1515 | 64.1515 | 0 | 0.2303 | 0.2303 | 0 | 0.00752 | 2035 |  |  |  | REF | 0 | 0 | Real 2021 ¦ 12/22/2022 3:42:52 PM | Area 1001 Gas CC 1x1 2024
22869 | Area 1001 Gas CC 1x1 2025 | CO2 | ATC | 2035 | AEP-KPCO | 1030422.4375 | 1030422.4375 | 0 | 12553.1533 | 12553.1533 | 0 | 122 | 2035 |  |  |  | REF | 0 | 0 | Real 2021 ¦ 12/22/2022 3:42:52 PM | Area 1001 Gas CC 1x1 2025
22870 | Area 1001 Gas CC 1x1 2025 | NOX | ATC | 2035 | AEP-KPCO | 4.7298 | 4.7298 | 0 | 0.24918 | 0.24918 | 0 | 0.00056 | 2035 |  |  |  | REF | 0 | 0 | Real 2021 ¦ 12/22/2022 3:42:52 PM | Area 1001 Gas CC 1x1 2025
22871 | Area 1001 Gas CC 1x1 2025 | SO2 | ATC | 2035 | AEP-KPCO | 63.5146 | 63.5146 | 0 | 0.22801 | 0.22801 | 0 | 0.00752 | 2035 |  |  |  | REF | 0 | 0 | Real 2021 ¦ 12/22/2022 3:42:52 PM | Area 1001 Gas CC 1x1 2025
22872 | Area 1001 Gas CC 1x1 2026 | CO2 | ATC | 2035 | AEP-KPCO | 1030029.625 | 1030029.625 | 0 | 12548.3682 | 12548.3682 | 0 | 122 | 2035 |  |  |  | REF | 0 | 0 | Real 2021 ¦ 12/22/2022 3:42:52 PM | Area 1001 Gas CC 1x1 2026
22873 | Area 1001 Gas CC 1x1 2026 | NOX | ATC | 2035 | AEP-KPCO | 4.728 | 4.728 | 0 | 0.24917 | 0.24917 | 0 | 0.00056 | 2035 |  |  |  | REF | 0 | 0 | Real 2021 ¦ 12/22/2022 3:42:52 PM | Area 1001 Gas CC 1x1 2026
22874 | Area 1001 Gas CC 1x1 2026 | SO2 | ATC | 2035 | AEP-KPCO | 63.4904 | 63.4904 | 0 | 0.22793 | 0.22793 | 0 | 0.00752 | 2035 |  |  |  | REF | 0 | 0 | Real 2021 ¦ 12/22/2022 3:42:52 PM | Area 1001 Gas CC 1x1 2026
22875 | Area 1001 Gas CC 1x1 2027 | CO2 | ATC | 2035 | AEP-KPCO | 1030029.625 | 1030029.625 | 0 | 12548.3682 | 12548.3682 | 0 | 122 | 2035 |  |  |  | REF | 0 | 0 | Real 2021 ¦ 12/22/2022 3:42:52 PM | Area 1001 Gas CC 1x1 2027
22876 | Area 1001 Gas CC 1x1 2027 | NOX | ATC | 2035 | AEP-KPCO | 4.728 | 4.728 | 0 | 0.24917 | 0.24917 | 0 | 0.00056 | 2035 |  |  |  | REF | 0 | 0 | Real 2021 ¦ 12/22/2022 3:42:52 PM | Area 1001 Gas CC 1x1 2027
22877 | Area 1001 Gas CC 1x1 2027 | SO2 | ATC | 2035 | AEP-KPCO | 63.4904 | 63.4904 | 0 | 0.22793 | 0.22793 | 0 | 0.00752 | 2035 |  |  |  | REF | 0 | 0 | Real 2021 ¦ 12/22/2022 3:42:52 PM | Area 1001 Gas CC 1x1 2027
22878 | Area 1001 Gas CC 1x1 2028 | CO2 | ATC | 2035 | AEP-KPCO | 1030029.625 | 1030029.625 | 0 | 12548.3682 | 12548.3682 | 0 | 122 | 2035 |  |  |  | REF | 0 | 0 | Real 2021 ¦ 12/22/2022 3:42:52 PM | Area 1001 Gas CC 1x1 2028
22879 | Area 1001 Gas CC 1x1 2028 | NOX | ATC | 2035 | AEP-KPCO | 4.728 | 4.728 | 0 | 0.24917 | 0.24917 | 0 | 0.00056 | 2035 |  |  |  | REF | 0 | 0 | Real 2021 ¦ 12/22/2022 3:42:52 PM | Area 1001 Gas CC 1x1 2028
22880 | Area 1001 Gas CC 1x1 2028 | SO2 | ATC | 2035 | AEP-KPCO | 63.4904 | 63.4904 | 0 | 0.22793 | 0.22793 | 0 | 0.00752 | 2035 |  |  |  | REF | 0 | 0 | Real 2021 ¦ 12/22/2022 3:42:52 PM | Area 1001 Gas CC 1x1 2028
22881 | Area 1001 Gas CC 1x1 2029 | CO2 | ATC | 2035 | AEP-KPCO | 1030029.625 | 1030029.625 | 0 | 12548.3682 | 12548.3682 | 0 | 122 | 2035 |  |  |  | REF | 0 | 0 | Real 2021 ¦ 12/22/2022 3:42:52 PM | Area 1001 Gas CC 1x1 2029
22882 | Area 1001 Gas CC 1x1 2029 | NOX | ATC | 2035 | AEP-KPCO | 4.728 | 4.728 | 0 | 0.24917 | 0.24917 | 0 | 0.00056 | 2035 |  |  |  | REF | 0 | 0 | Real 2021 ¦ 12/22/2022 3:42:52 PM | Area 1001 Gas CC 1x1 2029
22883 | Area 1001 Gas CC 1x1 2029 | SO2 | ATC | 2035 | AEP-KPCO | 63.4904 | 63.4904 | 0 | 0.22793 | 0.22793 | 0 | 0.00752 | 2035 |  |  |  | REF | 0 | 0 | Real 2021 ¦ 12/22/2022 3:42:52 PM | Area 1001 Gas CC 1x1 2029
22884 | Area 1001 Gas CC 1x1 2030 | CO2 | ATC | 2035 | AEP-KPCO | 1030029.625 | 1030029.625 | 0 | 12548.3682 | 12548.3682 | 0 | 122 | 2035 |  |  |  | REF | 0 | 0 | Real 2021 ¦ 12/22/2022 3:42:52 PM | Area 1001 Gas CC 1x1 2030
22885 | Area 1001 Gas CC 1x1 2030 | NOX | ATC | 2035 | AEP-KPCO | 4.728 | 4.728 | 0 | 0.24917 | 0.24917 | 0 | 0.00056 | 2035 |  |  |  | REF | 0 | 0 | Real 2021 ¦ 12/22/2022 3:42:52 PM | Area 1001 Gas CC 1x1 2030
22886 | Area 1001 Gas CC 1x1 2030 | SO2 | ATC | 2035 | AEP-KPCO | 63.4904 | 63.4904 | 0 | 0.22793 | 0.22793 | 0 | 0.00752 | 2035 |  |  |  | REF | 0 | 0 | Real 2021 ¦ 12/22/2022 3:42:52 PM | Area 1001 Gas CC 1x1 2030
22887 | Area 1001 Gas CC 1x1 2031 | CO2 | ATC | 2035 | AEP-KPCO | 1030029.625 | 1030029.625 | 0 | 12548.3682 | 12548.3682 | 0 | 122 | 2035 |  |  |  | REF | 0 | 0 | Real 2021 ¦ 12/22/2022 3:42:52 PM | Area 1001 Gas CC 1x1 2031
22888 | Area 1001 Gas CC 1x1 2031 | NOX | ATC | 2035 | AEP-KPCO | 4.728 | 4.728 | 0 | 0.24917 | 0.24917 | 0 | 0.00056 | 2035 |  |  |  | REF | 0 | 0 | Real 2021 ¦ 12/22/2022 3:42:52 PM | Area 1001 Gas CC 1x1 2031
22889 | Area 1001 Gas CC 1x1 2031 | SO2 | ATC | 2035 | AEP-KPCO | 63.4904 | 63.4904 | 0 | 0.22793 | 0.22793 | 0 | 0.00752 | 2035 |  |  |  | REF | 0 | 0 | Real 2021 ¦ 12/22/2022 3:42:52 PM | Area 1001 Gas CC 1x1 2031
22890 | Area 1001 Gas CC 1x1 2032 | CO2 | ATC | 2035 | AEP-KPCO | 1030029.625 | 1030029.625 | 0 | 12548.3682 | 12548.3682 | 0 | 122 | 2035 |  |  |  | REF | 0 | 0 | Real 2021 ¦ 12/22/2022 3:42:52 PM | Area 1001 Gas CC 1x1 2032
22891 | Area 1001 Gas CC 1x1 2032 | NOX | ATC | 2035 | AEP-KPCO | 4.728 | 4.728 | 0 | 0.24917 | 0.24917 | 0 | 0.00056 | 2035 |  |  |  | REF | 0 | 0 | Real 2021 ¦ 12/22/2022 3:42:52 PM | Area 1001 Gas CC 1x1 2032
22892 | Area 1001 Gas CC 1x1 2032 | SO2 | ATC | 2035 | AEP-KPCO | 63.4904 | 63.4904 | 0 | 0.22793 | 0.22793 | 0 | 0.00752 | 2035 |  |  |  | REF | 0 | 0 | Real 2021 ¦ 12/22/2022 3:42:52 PM | Area 1001 Gas CC 1x1 2032
22893 | Area 1001 Gas CC 1x1 2033 | CO2 | ATC | 2035 | AEP-KPCO | 1030029.625 | 1030029.625 | 0 | 12548.3682 | 12548.3682 | 0 | 122 | 2035 |  |  |  | REF | 0 | 0 | Real 2021 ¦ 12/22/2022 3:42:52 PM | Area 1001 Gas CC 1x1 2033
22894 | Area 1001 Gas CC 1x1 2033 | NOX | ATC | 2035 | AEP-KPCO | 4.728 | 4.728 | 0 | 0.24917 | 0.24917 | 0 | 0.00056 | 2035 |  |  |  | REF | 0 | 0 | Real 2021 ¦ 12/22/2022 3:42:52 PM | Area 1001 Gas CC 1x1 2033
22895 | Area 1001 Gas CC 1x1 2033 | SO2 | ATC | 2035 | AEP-KPCO | 63.4904 | 63.4904 | 0 | 0.22793 | 0.22793 | 0 | 0.00752 | 2035 |  |  |  | REF | 0 | 0 | Real 2021 ¦ 12/22/2022 3:42:52 PM | Area 1001 Gas CC 1x1 2033
22896 | Area 1001 Gas CC 1x1 2034 | CO2 | ATC | 2035 | AEP-KPCO | 1029888.875 | 1029888.875 | 0 | 12546.6533 | 12546.6533 | 0 | 122 | 2035 |  |  |  | REF | 0 | 0 | Real 2021 ¦ 12/22/2022 3:42:52 PM | Area 1001 Gas CC 1x1 2034
22897 | Area 1001 Gas CC 1x1 2034 | NOX | ATC | 2035 | AEP-KPCO | 4.7274 | 4.7274 | 0 | 0.24917 | 0.24917 | 0 | 0.00056 | 2035 |  |  |  | REF | 0 | 0 | Real 2021 ¦ 12/22/2022 3:42:52 PM | Area 1001 Gas CC 1x1 2034
22898 | Area 1001 Gas CC 1x1 2034 | SO2 | ATC | 2035 | AEP-KPCO | 63.4817 | 63.4817 | 0 | 0.2279 | 0.2279 | 0 | 0.00752 | 2035 |  |  |  | REF | 0 | 0 | Real 2021 ¦ 12/22/2022 3:42:52 PM | Area 1001 Gas CC 1x1 2034
22899 | Area 1001 Gas CC 1x1 2035 | CO2 | ATC | 2035 | AEP-KPCO | 1017489 | 1017489 | 0 | 12395.5908 | 12395.5908 | 0 | 122 | 2035 |  |  |  | REF | 0 | 0 | Real 2021 ¦ 12/22/2022 3:42:52 PM | Area 1001 Gas CC 1x1 2035
22900 | Area 1001 Gas CC 1x1 2035 | NOX | ATC | 2035 | AEP-KPCO | 4.6704 | 4.6704 | 0 | 0.24862 | 0.24862 | 0 | 0.00056 | 2035 |  |  |  | REF | 0 | 0 | Real 2021 ¦ 12/22/2022 3:42:52 PM | Area 1001 Gas CC 1x1 2035
22901 | Area 1001 Gas CC 1x1 2035 | SO2 | ATC | 2035 | AEP-KPCO | 62.7174 | 62.7174 | 0 | 0.22515 | 0.22515 | 0 | 0.00752 | 2035 |  |  |  | REF | 0 | 0 | Real 2021 ¦ 12/22/2022 3:42:52 PM | Area 1001 Gas CC 1x1 2035
22902 | Area 1001 Gas CC 1x1 2036 | CO2 | ATC | 2035 | AEP-KPCO | 0 | 0 | 0 | 0 | 0 | 0 | 122 | 2035 |  |  |  | REF | 0 | 0 | Real 2021 ¦ 12/22/2022 3:42:52 PM | Area 1001 Gas CC 1x1 2036
22903 | Area 1001 Gas CC 1x1 2036 | NOX | ATC | 2035 | AEP-KPCO | 0 | 0 | 0 | 0 | 0 | 0 | 0.00056 | 2035 |  |  |  | REF | 0 | 0 | Real 2021 ¦ 12/22/2022 3:42:52 PM | Area 1001 Gas CC 1x1 2036
22904 | Area 1001 Gas CC 1x1 2036 | SO2 | ATC | 2035 | AEP-KPCO | 0 | 0 | 0 | 0 | 0 | 0 | 0.00752 | 2035 |  |  |  | REF | 0 | 0 | Real 2021 ¦ 12/22/2022 3:42:52 PM | Area 1001 Gas CC 1x1 2036
22905 | Area 1001 Gas CC 1x1 2037 | CO2 | ATC | 2035 | AEP-KPCO | 0 | 0 | 0 | 0 | 0 | 0 | 122 | 2035 |  |  |  | REF | 0 | 0 | Real 2021 ¦ 12/22/2022 3:42:52 PM | Area 1001 Gas CC 1x1 2037
22906 | Area 1001 Gas CC 1x1 2037 | NOX | ATC | 2035 | AEP-KPCO | 0 | 0 | 0 | 0 | 0 | 0 | 0.00056 | 2035 |  |  |  | REF | 0 | 0 | Real 2021 ¦ 12/22/2022 3:42:52 PM | Area 1001 Gas CC 1x1 2037
22907 | Area 1001 Gas CC 1x1 2037 | SO2 | ATC | 2035 | AEP-KPCO | 0 | 0 | 0 | 0 | 0 | 0 | 0.00752 | 2035 |  |  |  | REF | 0 | 0 | Real 2021 ¦ 12/22/2022 3:42:52 PM | Area 1001 Gas CC 1x1 2037
22908 | Area 1001 Gas CC 1x1 2038 | CO2 | ATC | 2035 | AEP-KPCO | 0 | 0 | 0 | 0 | 0 | 0 | 122 | 2035 |  |  |  | REF | 0 | 0 | Real 2021 ¦ 12/22/2022 3:42:52 PM | Area 1001 Gas CC 1x1 2038
22909 | Area 1001 Gas CC 1x1 2038 | NOX | ATC | 2035 | AEP-KPCO | 0 | 0 | 0 | 0 | 0 | 0 | 0.00056 | 2035 |  |  |  | REF | 0 | 0 | Real 2021 ¦ 12/22/2022 3:42:52 PM | Area 1001 Gas CC 1x1 2038
22910 | Area 1001 Gas CC 1x1 2038 | SO2 | ATC | 2035 | AEP-KPCO | 0 | 0 | 0 | 0 | 0 | 0 | 0.00752 | 2035 |  |  |  | REF | 0 | 0 | Real 2021 ¦ 12/22/2022 3:42:52 PM | Area 1001 Gas CC 1x1 2038
22911 | Area 1001 Gas CC 1x1 2039 | CO2 | ATC | 2035 | AEP-KPCO | 0 | 0 | 0 | 0 | 0 | 0 | 122 | 2035 |  |  |  | REF | 0 | 0 | Real 2021 ¦ 12/22/2022 3:42:52 PM | Area 1001 Gas CC 1x1 2039
22912 | Area 1001 Gas CC 1x1 2039 | NOX | ATC | 2035 | AEP-KPCO | 0 | 0 | 0 | 0 | 0 | 0 | 0.00056 | 2035 |  |  |  | REF | 0 | 0 | Real 2021 ¦ 12/22/2022 3:42:52 PM | Area 1001 Gas CC 1x1 2039
22913 | Area 1001 Gas CC 1x1 2039 | SO2 | ATC | 2035 | AEP-KPCO | 0 | 0 | 0 | 0 | 0 | 0 | 0.00752 | 2035 |  |  |  | REF | 0 | 0 | Real 2021 ¦ 12/22/2022 3:42:52 PM | Area 1001 Gas CC 1x1 2039
22914 | Area 1001 Gas CC 1x1 2040 | CO2 | ATC | 2035 | AEP-KPCO | 0 | 0 | 0 | 0 | 0 | 0 | 122 | 2035 |  |  |  | REF | 0 | 0 | Real 2021 ¦ 12/22/2022 3:42:52 PM | Area 1001 Gas CC 1x1 2040
22915 | Area 1001 Gas CC 1x1 2040 | NOX | ATC | 2035 | AEP-KPCO | 0 | 0 | 0 | 0 | 0 | 0 | 0.00056 | 2035 |  |  |  | REF | 0 | 0 | Real 2021 ¦ 12/22/2022 3:42:52 PM | Area 1001 Gas CC 1x1 2040
22916 | Area 1001 Gas CC 1x1 2040 | SO2 | ATC | 2035 | AEP-KPCO | 0 | 0 | 0 | 0 | 0 | 0 | 0.00752 | 2035 |  |  |  | REF | 0 | 0 | Real 2021 ¦ 12/22/2022 3:42:52 PM | Area 1001 Gas CC 1x1 2040
22917 | Area 1001 Gas CC 1x1 2041 | CO2 | ATC | 2035 | AEP-KPCO | 0 | 0 | 0 | 0 | 0 | 0 | 122 | 2035 |  |  |  | REF | 0 | 0 | Real 2021 ¦ 12/22/2022 3:42:52 PM | Area 1001 Gas CC 1x1 2041
22918 | Area 1001 Gas CC 1x1 2041 | NOX | ATC | 2035 | AEP-KPCO | 0 | 0 | 0 | 0 | 0 | 0 | 0.00056 | 2035 |  |  |  | REF | 0 | 0 | Real 2021 ¦ 12/22/2022 3:42:52 PM | Area 1001 Gas CC 1x1 2041
22919 | Area 1001 Gas CC 1x1 2041 | SO2 | ATC | 2035 | AEP-KPCO | 0 | 0 | 0 | 0 | 0 | 0 | 0.00752 | 2035 |  |  |  | REF | 0 | 0 | Real 2021 ¦ 12/22/2022 3:42:52 PM | Area 1001 Gas CC 1x1 2041
22920 | Area 1001 Gas CC 1x1 2042 | CO2 | ATC | 2035 | AEP-KPCO | 0 | 0 | 0 | 0 | 0 | 0 | 122 | 2035 |  |  |  | REF | 0 | 0 | Real 2021 ¦ 12/22/2022 3:42:52 PM | Area 1001 Gas CC 1x1 2042
22921 | Area 1001 Gas CC 1x1 2042 | NOX | ATC | 2035 | AEP-KPCO | 0 | 0 | 0 | 0 | 0 | 0 | 0.00056 | 2035 |  |  |  | REF | 0 | 0 | Real 2021 ¦ 12/22/2022 3:42:52 PM | Area 1001 Gas CC 1x1 2042
22922 | Area 1001 Gas CC 1x1 2042 | SO2 | ATC | 2035 | AEP-KPCO | 0 | 0 | 0 | 0 | 0 | 0 | 0.00752 | 2035 |  |  |  | REF | 0 | 0 | Real 2021 ¦ 12/22/2022 3:42:52 PM | Area 1001 Gas CC 1x1 2042
22923 | Area 1001 Gas CC 1x1 2043 | CO2 | ATC | 2035 | AEP-KPCO | 0 | 0 | 0 | 0 | 0 | 0 | 122 | 2035 |  |  |  | REF | 0 | 0 | Real 2021 ¦ 12/22/2022 3:42:52 PM | Area 1001 Gas CC 1x1 2043
22924 | Area 1001 Gas CC 1x1 2043 | NOX | ATC | 2035 | AEP-KPCO | 0 | 0 | 0 | 0 | 0 | 0 | 0.00056 | 2035 |  |  |  | REF | 0 | 0 | Real 2021 ¦ 12/22/2022 3:42:52 PM | Area 1001 Gas CC 1x1 2043
22925 | Area 1001 Gas CC 1x1 2043 | SO2 | ATC | 2035 | AEP-KPCO | 0 | 0 | 0 | 0 | 0 | 0 | 0.00752 | 2035 |  |  |  | REF | 0 | 0 | Real 2021 ¦ 12/22/2022 3:42:52 PM | Area 1001 Gas CC 1x1 2043
22926 | Area 1001 Gas CT 2023 | CO2 | ATC | 2035 | AEP-KPCO | 312929.9688 | 312929.9688 | 0 | 3812.2793 | 3812.2793 | 0 | 122 | 2035 |  |  |  | REF | 0 | 0 | Real 2021 ¦ 12/22/2022 3:42:52 PM | Area 1001 Gas CT 2023
22927 | Area 1001 Gas CT 2023 | NOX | ATC | 2035 | AEP-KPCO | 1.4364 | 1.4364 | 0 | 0.09387 | 0.09387 | 0 | 0.00056 | 2035 |  |  |  | REF | 0 | 0 | Real 2021 ¦ 12/22/2022 3:42:52 PM | Area 1001 Gas CT 2023
22928 | Area 1001 Gas CT 2023 | SO2 | ATC | 2035 | AEP-KPCO | 19.2888 | 19.2888 | 0 | 0.069246 | 0.069246 | 0 | 0.00752 | 2035 |  |  |  | REF | 0 | 0 | Real 2021 ¦ 12/22/2022 3:42:52 PM | Area 1001 Gas CT 2023
22929 | Area 1001 Gas CT 2024 | CO2 | ATC | 2035 | AEP-KPCO | 312716.7188 | 312716.7188 | 0 | 3809.6812 | 3809.6812 | 0 | 122 | 2035 |  |  |  | REF | 0 | 0 | Real 2021 ¦ 12/22/2022 3:42:52 PM | Area 1001 Gas CT 2024
22930 | Area 1001 Gas CT 2024 | NOX | ATC | 2035 | AEP-KPCO | 1.4354 | 1.4354 | 0 | 0.09403 | 0.09403 | 0 | 0.00056 | 2035 |  |  |  | REF | 0 | 0 | Real 2021 ¦ 12/22/2022 3:42:52 PM | Area 1001 Gas CT 2024
22931 | Area 1001 Gas CT 2024 | SO2 | ATC | 2035 | AEP-KPCO | 19.2757 | 19.2757 | 0 | 0.069199 | 0.069199 | 0 | 0.00752 | 2035 |  |  |  | REF | 0 | 0 | Real 2021 ¦ 12/22/2022 3:42:52 PM | Area 1001 Gas CT 2024
22932 | Area 1001 Gas CT 2025 | CO2 | ATC | 2035 | AEP-KPCO | 313406.5625 | 313406.5625 | 0 | 3818.0852 | 3818.0852 | 0 | 122 | 2035 |  |  |  | REF | 0 | 0 | Real 2021 ¦ 12/22/2022 3:42:52 PM | Area 1001 Gas CT 2025
22933 | Area 1001 Gas CT 2025 | NOX | ATC | 2035 | AEP-KPCO | 1.4386 | 1.4386 | 0 | 0.094149 | 0.094149 | 0 | 0.00056 | 2035 |  |  |  | REF | 0 | 0 | Real 2021 ¦ 12/22/2022 3:42:52 PM | Area 1001 Gas CT 2025
22934 | Area 1001 Gas CT 2025 | SO2 | ATC | 2035 | AEP-KPCO | 19.3182 | 19.3182 | 0 | 0.069351 | 0.069351 | 0 | 0.00752 | 2035 |  |  |  | REF | 0 | 0 | Real 2021 ¦ 12/22/2022 3:42:52 PM | Area 1001 Gas CT 2025
22935 | Area 1001 Gas CT 2026 | CO2 | ATC | 2035 | AEP-KPCO | 314339.875 | 314339.875 | 0 | 3829.4551 | 3829.4551 | 0 | 122 | 2035 |  |  |  | REF | 0 | 0 | Real 2021 ¦ 12/22/2022 3:42:52 PM | Area 1001 Gas CT 2026
22936 | Area 1001 Gas CT 2026 | NOX | ATC | 2035 | AEP-KPCO | 1.4429 | 1.4429 | 0 | 0.094104 | 0.094104 | 0 | 0.00056 | 2035 |  |  |  | REF | 0 | 0 | Real 2021 ¦ 12/22/2022 3:42:52 PM | Area 1001 Gas CT 2026
22937 | Area 1001 Gas CT 2026 | SO2 | ATC | 2035 | AEP-KPCO | 19.3757 | 19.3757 | 0 | 0.069558 | 0.069558 | 0 | 0.00752 | 2035 |  |  |  | REF | 0 | 0 | Real 2021 ¦ 12/22/2022 3:42:52 PM | Area 1001 Gas CT 2026
22938 | Area 1001 Gas CT 2027 | CO2 | ATC | 2035 | AEP-KPCO | 312546.625 | 312546.625 | 0 | 3807.6089 | 3807.6089 | 0 | 122 | 2035 |  |  |  | REF | 0 | 0 | Real 2021 ¦ 12/22/2022 3:42:52 PM | Area 1001 Gas CT 2027
22939 | Area 1001 Gas CT 2027 | NOX | ATC | 2035 | AEP-KPCO | 1.4346 | 1.4346 | 0 | 0.093964 | 0.093964 | 0 | 0.00056 | 2035 |  |  |  | REF | 0 | 0 | Real 2021 ¦ 12/22/2022 3:42:52 PM | Area 1001 Gas CT 2027
22940 | Area 1001 Gas CT 2027 | SO2 | ATC | 2035 | AEP-KPCO | 19.2652 | 19.2652 | 0 | 0.069161 | 0.069161 | 0 | 0.00752 | 2035 |  |  |  | REF | 0 | 0 | Real 2021 ¦ 12/22/2022 3:42:52 PM | Area 1001 Gas CT 2027
22941 | Area 1001 Gas CT 2028 | CO2 | ATC | 2035 | AEP-KPCO | 314728.7812 | 314728.7812 | 0 | 3834.1934 | 3834.1934 | 0 | 122 | 2035 |  |  |  | REF | 0 | 0 | Real 2021 ¦ 12/22/2022 3:42:52 PM | Area 1001 Gas CT 2028
22942 | Area 1001 Gas CT 2028 | NOX | ATC | 2035 | AEP-KPCO | 1.4447 | 1.4447 | 0 | 0.094244 | 0.094244 | 0 | 0.00056 | 2035 |  |  |  | REF | 0 | 0 | Real 2021 ¦ 12/22/2022 3:42:52 PM | Area 1001 Gas CT 2028
22943 | Area 1001 Gas CT 2028 | SO2 | ATC | 2035 | AEP-KPCO | 19.3997 | 19.3997 | 0 | 0.069644 | 0.069644 | 0 | 0.00752 | 2035 |  |  |  | REF | 0 | 0 | Real 2021 ¦ 12/22/2022 3:42:52 PM | Area 1001 Gas CT 2028
22944 | Area 1001 Gas CT 2029 | CO2 | ATC | 2035 | AEP-KPCO | 313734.9062 | 313734.9062 | 0 | 3822.0852 | 3822.0852 | 0 | 122 | 2035 |  |  |  | REF | 0 | 0 | Real 2021 ¦ 12/22/2022 3:42:52 PM | Area 1001 Gas CT 2029
22945 | Area 1001 Gas CT 2029 | NOX | ATC | 2035 | AEP-KPCO | 1.4401 | 1.4401 | 0 | 0.094317 | 0.094317 | 0 | 0.00056 | 2035 |  |  |  | REF | 0 | 0 | Real 2021 ¦ 12/22/2022 3:42:52 PM | Area 1001 Gas CT 2029
22946 | Area 1001 Gas CT 2029 | SO2 | ATC | 2035 | AEP-KPCO | 19.3384 | 19.3384 | 0 | 0.069424 | 0.069424 | 0 | 0.00752 | 2035 |  |  |  | REF | 0 | 0 | Real 2021 ¦ 12/22/2022 3:42:52 PM | Area 1001 Gas CT 2029
22947 | Area 1001 Gas CT 2030 | CO2 | ATC | 2035 | AEP-KPCO | 312249.4062 | 312249.4062 | 0 | 3803.9883 | 3803.9883 | 0 | 122 | 2035 |  |  |  | REF | 0 | 0 | Real 2021 ¦ 12/22/2022 3:42:52 PM | Area 1001 Gas CT 2030
22948 | Area 1001 Gas CT 2030 | NOX | ATC | 2035 | AEP-KPCO | 1.4333 | 1.4333 | 0 | 0.093875 | 0.093875 | 0 | 0.00056 | 2035 |  |  |  | REF | 0 | 0 | Real 2021 ¦ 12/22/2022 3:42:52 PM | Area 1001 Gas CT 2030
22949 | Area 1001 Gas CT 2030 | SO2 | ATC | 2035 | AEP-KPCO | 19.2468 | 19.2468 | 0 | 0.069095 | 0.069095 | 0 | 0.00752 | 2035 |  |  |  | REF | 0 | 0 | Real 2021 ¦ 12/22/2022 3:42:52 PM | Area 1001 Gas CT 2030
22950 | Area 1001 Gas CT 2031 | CO2 | ATC | 2035 | AEP-KPCO | 312989.7188 | 312989.7188 | 0 | 3813.0068 | 3813.0068 | 0 | 122 | 2035 |  |  |  | REF | 0 | 0 | Real 2021 ¦ 12/22/2022 3:42:52 PM | Area 1001 Gas CT 2031
22951 | Area 1001 Gas CT 2031 | NOX | ATC | 2035 | AEP-KPCO | 1.4367 | 1.4367 | 0 | 0.094265 | 0.094265 | 0 | 0.00056 | 2035 |  |  |  | REF | 0 | 0 | Real 2021 ¦ 12/22/2022 3:42:52 PM | Area 1001 Gas CT 2031
22952 | Area 1001 Gas CT 2031 | SO2 | ATC | 2035 | AEP-KPCO | 19.2925 | 19.2925 | 0 | 0.069259 | 0.069259 | 0 | 0.00752 | 2035 |  |  |  | REF | 0 | 0 | Real 2021 ¦ 12/22/2022 3:42:52 PM | Area 1001 Gas CT 2031
22953 | Area 1001 Gas CT 2032 | CO2 | ATC | 2035 | AEP-KPCO | 312366.5625 | 312366.5625 | 0 | 3805.4155 | 3805.4155 | 0 | 122 | 2035 |  |  |  | REF | 0 | 0 | Real 2021 ¦ 12/22/2022 3:42:52 PM | Area 1001 Gas CT 2032
22954 | Area 1001 Gas CT 2032 | NOX | ATC | 2035 | AEP-KPCO | 1.4338 | 1.4338 | 0 | 0.093878 | 0.093878 | 0 | 0.00056 | 2035 |  |  |  | REF | 0 | 0 | Real 2021 ¦ 12/22/2022 3:42:52 PM | Area 1001 Gas CT 2032
22955 | Area 1001 Gas CT 2032 | SO2 | ATC | 2035 | AEP-KPCO | 19.2541 | 19.2541 | 0 | 0.069121 | 0.069121 | 0 | 0.00752 | 2035 |  |  |  | REF | 0 | 0 | Real 2021 ¦ 12/22/2022 3:42:52 PM | Area 1001 Gas CT 2032
22956 | Area 1001 Gas CT 2033 | CO2 | ATC | 2035 | AEP-KPCO | 312894.3125 | 312894.3125 | 0 | 3811.8447 | 3811.8447 | 0 | 122 | 2035 |  |  |  | REF | 0 | 0 | Real 2021 ¦ 12/22/2022 3:42:52 PM | Area 1001 Gas CT 2033
22957 | Area 1001 Gas CT 2033 | NOX | ATC | 2035 | AEP-KPCO | 1.4362 | 1.4362 | 0 | 0.09389 | 0.09389 | 0 | 0.00056 | 2035 |  |  |  | REF | 0 | 0 | Real 2021 ¦ 12/22/2022 3:42:52 PM | Area 1001 Gas CT 2033
22958 | Area 1001 Gas CT 2033 | SO2 | ATC | 2035 | AEP-KPCO | 19.2866 | 19.2866 | 0 | 0.069238 | 0.069238 | 0 | 0.00752 | 2035 |  |  |  | REF | 0 | 0 | Real 2021 ¦ 12/22/2022 3:42:52 PM | Area 1001 Gas CT 2033
22959 | Area 1001 Gas CT 2034 | CO2 | ATC | 2035 | AEP-KPCO | 312614.2188 | 312614.2188 | 0 | 3808.4324 | 3808.4324 | 0 | 122 | 2035 |  |  |  | REF | 0 | 0 | Real 2021 ¦ 12/22/2022 3:42:52 PM | Area 1001 Gas CT 2034
22960 | Area 1001 Gas CT 2034 | NOX | ATC | 2035 | AEP-KPCO | 1.435 | 1.435 | 0 | 0.094067 | 0.094067 | 0 | 0.00056 | 2035 |  |  |  | REF | 0 | 0 | Real 2021 ¦ 12/22/2022 3:42:52 PM | Area 1001 Gas CT 2034
22961 | Area 1001 Gas CT 2034 | SO2 | ATC | 2035 | AEP-KPCO | 19.2693 | 19.2693 | 0 | 0.069176 | 0.069176 | 0 | 0.00752 | 2035 |  |  |  | REF | 0 | 0 | Real 2021 ¦ 12/22/2022 3:42:52 PM | Area 1001 Gas CT 2034
22962 | Area 1001 Gas CT 2035 | CO2 | ATC | 2035 | AEP-KPCO | 314426.2188 | 314426.2188 | 0 | 3830.5073 | 3830.5073 | 0 | 122 | 2035 |  |  |  | REF | 0 | 0 | Real 2021 ¦ 12/22/2022 3:42:52 PM | Area 1001 Gas CT 2035
22963 | Area 1001 Gas CT 2035 | NOX | ATC | 2035 | AEP-KPCO | 1.4433 | 1.4433 | 0 | 0.094437 | 0.094437 | 0 | 0.00056 | 2035 |  |  |  | REF | 0 | 0 | Real 2021 ¦ 12/22/2022 3:42:52 PM | Area 1001 Gas CT 2035
22964 | Area 1001 Gas CT 2035 | SO2 | ATC | 2035 | AEP-KPCO | 19.381 | 19.381 | 0 | 0.069577 | 0.069577 | 0 | 0.00752 | 2035 |  |  |  | REF | 0 | 0 | Real 2021 ¦ 12/22/2022 3:42:52 PM | Area 1001 Gas CT 2035
22965 | Area 1001 Gas CT 2036 | CO2 | ATC | 2035 | AEP-KPCO | 0 | 0 | 0 | 0 | 0 | 0 | 122 | 2035 |  |  |  | REF | 0 | 0 | Real 2021 ¦ 12/22/2022 3:42:52 PM | Area 1001 Gas CT 2036
22966 | Area 1001 Gas CT 2036 | NOX | ATC | 2035 | AEP-KPCO | 0 | 0 | 0 | 0 | 0 | 0 | 0.00056 | 2035 |  |  |  | REF | 0 | 0 | Real 2021 ¦ 12/22/2022 3:42:52 PM | Area 1001 Gas CT 2036
22967 | Area 1001 Gas CT 2036 | SO2 | ATC | 2035 | AEP-KPCO | 0 | 0 | 0 | 0 | 0 | 0 | 0.00752 | 2035 |  |  |  | REF | 0 | 0 | Real 2021 ¦ 12/22/2022 3:42:52 PM | Area 1001 Gas CT 2036
22968 | Area 1001 Gas CT 2037 | CO2 | ATC | 2035 | AEP-KPCO | 0 | 0 | 0 | 0 | 0 | 0 | 122 | 2035 |  |  |  | REF | 0 | 0 | Real 2021 ¦ 12/22/2022 3:42:52 PM | Area 1001 Gas CT 2037
22969 | Area 1001 Gas CT 2037 | NOX | ATC | 2035 | AEP-KPCO | 0 | 0 | 0 | 0 | 0 | 0 | 0.00056 | 2035 |  |  |  | REF | 0 | 0 | Real 2021 ¦ 12/22/2022 3:42:52 PM | Area 1001 Gas CT 2037
22970 | Area 1001 Gas CT 2037 | SO2 | ATC | 2035 | AEP-KPCO | 0 | 0 | 0 | 0 | 0 | 0 | 0.00752 | 2035 |  |  |  | REF | 0 | 0 | Real 2021 ¦ 12/22/2022 3:42:52 PM | Area 1001 Gas CT 2037
22971 | Area 1001 Gas CT 2038 | CO2 | ATC | 2035 | AEP-KPCO | 0 | 0 | 0 | 0 | 0 | 0 | 122 | 2035 |  |  |  | REF | 0 | 0 | Real 2021 ¦ 12/22/2022 3:42:52 PM | Area 1001 Gas CT 2038
22972 | Area 1001 Gas CT 2038 | NOX | ATC | 2035 | AEP-KPCO | 0 | 0 | 0 | 0 | 0 | 0 | 0.00056 | 2035 |  |  |  | REF | 0 | 0 | Real 2021 ¦ 12/22/2022 3:42:52 PM | Area 1001 Gas CT 2038
22973 | Area 1001 Gas CT 2038 | SO2 | ATC | 2035 | AEP-KPCO | 0 | 0 | 0 | 0 | 0 | 0 | 0.00752 | 2035 |  |  |  | REF | 0 | 0 | Real 2021 ¦ 12/22/2022 3:42:52 PM | Area 1001 Gas CT 2038
22974 | Area 1001 Gas CT 2039 | CO2 | ATC | 2035 | AEP-KPCO | 0 | 0 | 0 | 0 | 0 | 0 | 122 | 2035 |  |  |  | REF | 0 | 0 | Real 2021 ¦ 12/22/2022 3:42:52 PM | Area 1001 Gas CT 2039
22975 | Area 1001 Gas CT 2039 | NOX | ATC | 2035 | AEP-KPCO | 0 | 0 | 0 | 0 | 0 | 0 | 0.00056 | 2035 |  |  |  | REF | 0 | 0 | Real 2021 ¦ 12/22/2022 3:42:52 PM | Area 1001 Gas CT 2039
22976 | Area 1001 Gas CT 2039 | SO2 | ATC | 2035 | AEP-KPCO | 0 | 0 | 0 | 0 | 0 | 0 | 0.00752 | 2035 |  |  |  | REF | 0 | 0 | Real 2021 ¦ 12/22/2022 3:42:52 PM | Area 1001 Gas CT 2039
22977 | Area 1001 Gas CT 2040 | CO2 | ATC | 2035 | AEP-KPCO | 0 | 0 | 0 | 0 | 0 | 0 | 122 | 2035 |  |  |  | REF | 0 | 0 | Real 2021 ¦ 12/22/2022 3:42:52 PM | Area 1001 Gas CT 2040
22978 | Area 1001 Gas CT 2040 | NOX | ATC | 2035 | AEP-KPCO | 0 | 0 | 0 | 0 | 0 | 0 | 0.00056 | 2035 |  |  |  | REF | 0 | 0 | Real 2021 ¦ 12/22/2022 3:42:52 PM | Area 1001 Gas CT 2040
22979 | Area 1001 Gas CT 2040 | SO2 | ATC | 2035 | AEP-KPCO | 0 | 0 | 0 | 0 | 0 | 0 | 0.00752 | 2035 |  |  |  | REF | 0 | 0 | Real 2021 ¦ 12/22/2022 3:42:52 PM | Area 1001 Gas CT 2040
22980 | Area 1001 Gas CT 2041 | CO2 | ATC | 2035 | AEP-KPCO | 0 | 0 | 0 | 0 | 0 | 0 | 122 | 2035 |  |  |  | REF | 0 | 0 | Real 2021 ¦ 12/22/2022 3:42:52 PM | Area 1001 Gas CT 2041
22981 | Area 1001 Gas CT 2041 | NOX | ATC | 2035 | AEP-KPCO | 0 | 0 | 0 | 0 | 0 | 0 | 0.00056 | 2035 |  |  |  | REF | 0 | 0 | Real 2021 ¦ 12/22/2022 3:42:52 PM | Area 1001 Gas CT 2041
22982 | Area 1001 Gas CT 2041 | SO2 | ATC | 2035 | AEP-KPCO | 0 | 0 | 0 | 0 | 0 | 0 | 0.00752 | 2035 |  |  |  | REF | 0 | 0 | Real 2021 ¦ 12/22/2022 3:42:52 PM | Area 1001 Gas CT 2041
22983 | Area 1001 Gas CT 2042 | CO2 | ATC | 2035 | AEP-KPCO | 0 | 0 | 0 | 0 | 0 | 0 | 122 | 2035 |  |  |  | REF | 0 | 0 | Real 2021 ¦ 12/22/2022 3:42:52 PM | Area 1001 Gas CT 2042
22984 | Area 1001 Gas CT 2042 | NOX | ATC | 2035 | AEP-KPCO | 0 | 0 | 0 | 0 | 0 | 0 | 0.00056 | 2035 |  |  |  | REF | 0 | 0 | Real 2021 ¦ 12/22/2022 3:42:52 PM | Area 1001 Gas CT 2042
22985 | Area 1001 Gas CT 2042 | SO2 | ATC | 2035 | AEP-KPCO | 0 | 0 | 0 | 0 | 0 | 0 | 0.00752 | 2035 |  |  |  | REF | 0 | 0 | Real 2021 ¦ 12/22/2022 3:42:52 PM | Area 1001 Gas CT 2042
22986 | Area 1001 Gas CT 2043 | CO2 | ATC | 2035 | AEP-KPCO | 0 | 0 | 0 | 0 | 0 | 0 | 122 | 2035 |  |  |  | REF | 0 | 0 | Real 2021 ¦ 12/22/2022 3:42:52 PM | Area 1001 Gas CT 2043
22987 | Area 1001 Gas CT 2043 | NOX | ATC | 2035 | AEP-KPCO | 0 | 0 | 0 | 0 | 0 | 0 | 0.00056 | 2035 |  |  |  | REF | 0 | 0 | Real 2021 ¦ 12/22/2022 3:42:52 PM | Area 1001 Gas CT 2043
22988 | Area 1001 Gas CT 2043 | SO2 | ATC | 2035 | AEP-KPCO | 0 | 0 | 0 | 0 | 0 | 0 | 0.00752 | 2035 |  |  |  | REF | 0 | 0 | Real 2021 ¦ 12/22/2022 3:42:52 PM | Area 1001 Gas CT 2043
22989 | Area 1001 Gas Aero CT 2023 | CO2 | ATC | 2035 | AEP-KPCO | 103451.8125 | 103451.8125 | 0 | 1260.3049 | 1260.3049 | 0 | 122 | 2035 |  |  |  | REF | 0 | 0 | Real 2021 ¦ 12/22/2022 3:42:52 PM | Area 1001 Gas Aero CT 2023
22990 | Area 1001 Gas Aero CT 2023 | NOX | ATC | 2035 | AEP-KPCO | 0.47486 | 0.47486 | 0 | 0.028282 | 0.028282 | 0 | 0.00056 | 2035 |  |  |  | REF | 0 | 0 | Real 2021 ¦ 12/22/2022 3:42:52 PM | Area 1001 Gas Aero CT 2023
22991 | Area 1001 Gas Aero CT 2023 | SO2 | ATC | 2035 | AEP-KPCO | 6.3767 | 6.3767 | 0 | 0.022892 | 0.022892 | 0 | 0.00752 | 2035 |  |  |  | REF | 0 | 0 | Real 2021 ¦ 12/22/2022 3:42:52 PM | Area 1001 Gas Aero CT 2023
22992 | Area 1001 Gas Aero CT 2024 | CO2 | ATC | 2035 | AEP-KPCO | 103497.4766 | 103497.4766 | 0 | 1260.8613 | 1260.8613 | 0 | 122 | 2035 |  |  |  | REF | 0 | 0 | Real 2021 ¦ 12/22/2022 3:42:52 PM | Area 1001 Gas Aero CT 2024
22993 | Area 1001 Gas Aero CT 2024 | NOX | ATC | 2035 | AEP-KPCO | 0.47507 | 0.47507 | 0 | 0.028322 | 0.028322 | 0 | 0.00056 | 2035 |  |  |  | REF | 0 | 0 | Real 2021 ¦ 12/22/2022 3:42:52 PM | Area 1001 Gas Aero CT 2024
22994 | Area 1001 Gas Aero CT 2024 | SO2 | ATC | 2035 | AEP-KPCO | 6.3795 | 6.3795 | 0 | 0.022902 | 0.022902 | 0 | 0.00752 | 2035 |  |  |  | REF | 0 | 0 | Real 2021 ¦ 12/22/2022 3:42:52 PM | Area 1001 Gas Aero CT 2024
22995 | Area 1001 Gas Aero CT 2025 | CO2 | ATC | 2035 | AEP-KPCO | 103243.0547 | 103243.0547 | 0 | 1257.7617 | 1257.7617 | 0 | 122 | 2035 |  |  |  | REF | 0 | 0 | Real 2021 ¦ 12/22/2022 3:42:52 PM | Area 1001 Gas Aero CT 2025
22996 | Area 1001 Gas Aero CT 2025 | NOX | ATC | 2035 | AEP-KPCO | 0.4739 | 0.4739 | 0 | 0.028218 | 0.028218 | 0 | 0.00056 | 2035 |  |  |  | REF | 0 | 0 | Real 2021 ¦ 12/22/2022 3:42:52 PM | Area 1001 Gas Aero CT 2025
22997 | Area 1001 Gas Aero CT 2025 | SO2 | ATC | 2035 | AEP-KPCO | 6.3638 | 6.3638 | 0 | 0.022846 | 0.022846 | 0 | 0.00752 | 2035 |  |  |  | REF | 0 | 0 | Real 2021 ¦ 12/22/2022 3:42:52 PM | Area 1001 Gas Aero CT 2025
22998 | Area 1001 Gas Aero CT 2026 | CO2 | ATC | 2035 | AEP-KPCO | 103423.3906 | 103423.3906 | 0 | 1259.9587 | 1259.9587 | 0 | 122 | 2035 |  |  |  | REF | 0 | 0 | Real 2021 ¦ 12/22/2022 3:42:52 PM | Area 1001 Gas Aero CT 2026
22999 | Area 1001 Gas Aero CT 2026 | NOX | ATC | 2035 | AEP-KPCO | 0.47473 | 0.47473 | 0 | 0.028322 | 0.028322 | 0 | 0.00056 | 2035 |  |  |  | REF | 0 | 0 | Real 2021 ¦ 12/22/2022 3:42:52 PM | Area 1001 Gas Aero CT 2026
23000 | Area 1001 Gas Aero CT 2026 | SO2 | ATC | 2035 | AEP-KPCO | 6.3749 | 6.3749 | 0 | 0.022886 | 0.022886 | 0 | 0.00752 | 2035 |  |  |  | REF | 0 | 0 | Real 2021 ¦ 12/22/2022 3:42:52 PM | Area 1001 Gas Aero CT 2026
23001 | Area 1001 Gas Aero CT 2027 | CO2 | ATC | 2035 | AEP-KPCO | 96639.1484 | 96639.1484 | 0 | 1177.3094 | 1177.3094 | 0 | 122 | 2035 |  |  |  | REF | 0 | 0 | Real 2021 ¦ 12/22/2022 3:42:52 PM | Area 1001 Gas Aero CT 2027
23002 | Area 1001 Gas Aero CT 2027 | NOX | ATC | 2035 | AEP-KPCO | 0.44359 | 0.44359 | 0 | 0.026208 | 0.026208 | 0 | 0.00056 | 2035 |  |  |  | REF | 0 | 0 | Real 2021 ¦ 12/22/2022 3:42:52 PM | Area 1001 Gas Aero CT 2027
23003 | Area 1001 Gas Aero CT 2027 | SO2 | ATC | 2035 | AEP-KPCO | 5.9568 | 5.9568 | 0 | 0.021385 | 0.021385 | 0 | 0.00752 | 2035 |  |  |  | REF | 0 | 0 | Real 2021 ¦ 12/22/2022 3:42:52 PM | Area 1001 Gas Aero CT 2027
23004 | Area 1001 Gas Aero CT 2028 | CO2 | ATC | 2035 | AEP-KPCO | 103294.5781 | 103294.5781 | 0 | 1258.3894 | 1258.3894 | 0 | 122 | 2035 |  |  |  | REF | 0 | 0 | Real 2021 ¦ 12/22/2022 3:42:52 PM | Area 1001 Gas Aero CT 2028
23005 | Area 1001 Gas Aero CT 2028 | NOX | ATC | 2035 | AEP-KPCO | 0.47414 | 0.47414 | 0 | 0.028199 | 0.028199 | 0 | 0.00056 | 2035 |  |  |  | REF | 0 | 0 | Real 2021 ¦ 12/22/2022 3:42:52 PM | Area 1001 Gas Aero CT 2028
23006 | Area 1001 Gas Aero CT 2028 | SO2 | ATC | 2035 | AEP-KPCO | 6.367 | 6.367 | 0 | 0.022857 | 0.022857 | 0 | 0.00752 | 2035 |  |  |  | REF | 0 | 0 | Real 2021 ¦ 12/22/2022 3:42:52 PM | Area 1001 Gas Aero CT 2028
23007 | Area 1001 Gas Aero CT 2029 | CO2 | ATC | 2035 | AEP-KPCO | 103359.9375 | 103359.9375 | 0 | 1259.1857 | 1259.1857 | 0 | 122 | 2035 |  |  |  | REF | 0 | 0 | Real 2021 ¦ 12/22/2022 3:42:52 PM | Area 1001 Gas Aero CT 2029
23008 | Area 1001 Gas Aero CT 2029 | NOX | ATC | 2035 | AEP-KPCO | 0.47444 | 0.47444 | 0 | 0.028263 | 0.028263 | 0 | 0.00056 | 2035 |  |  |  | REF | 0 | 0 | Real 2021 ¦ 12/22/2022 3:42:52 PM | Area 1001 Gas Aero CT 2029
23009 | Area 1001 Gas Aero CT 2029 | SO2 | ATC | 2035 | AEP-KPCO | 6.371 | 6.371 | 0 | 0.022872 | 0.022872 | 0 | 0.00752 | 2035 |  |  |  | REF | 0 | 0 | Real 2021 ¦ 12/22/2022 3:42:52 PM | Area 1001 Gas Aero CT 2029
23010 | Area 1001 Gas Aero CT 2030 | CO2 | ATC | 2035 | AEP-KPCO | 103184.4062 | 103184.4062 | 0 | 1257.0472 | 1257.0472 | 0 | 122 | 2035 |  |  |  | REF | 0 | 0 | Real 2021 ¦ 12/22/2022 3:42:52 PM | Area 1001 Gas Aero CT 2030
23011 | Area 1001 Gas Aero CT 2030 | NOX | ATC | 2035 | AEP-KPCO | 0.47363 | 0.47363 | 0 | 0.028196 | 0.028196 | 0 | 0.00056 | 2035 |  |  |  | REF | 0 | 0 | Real 2021 ¦ 12/22/2022 3:42:52 PM | Area 1001 Gas Aero CT 2030
23012 | Area 1001 Gas Aero CT 2030 | SO2 | ATC | 2035 | AEP-KPCO | 6.3602 | 6.3602 | 0 | 0.022833 | 0.022833 | 0 | 0.00752 | 2035 |  |  |  | REF | 0 | 0 | Real 2021 ¦ 12/22/2022 3:42:52 PM | Area 1001 Gas Aero CT 2030
23013 | Area 1001 Gas Aero CT 2031 | CO2 | ATC | 2035 | AEP-KPCO | 103422.7734 | 103422.7734 | 0 | 1259.9512 | 1259.9512 | 0 | 122 | 2035 |  |  |  | REF | 0 | 0 | Real 2021 ¦ 12/22/2022 3:42:52 PM | Area 1001 Gas Aero CT 2031
23014 | Area 1001 Gas Aero CT 2031 | NOX | ATC | 2035 | AEP-KPCO | 0.47473 | 0.47473 | 0 | 0.028202 | 0.028202 | 0 | 0.00056 | 2035 |  |  |  | REF | 0 | 0 | Real 2021 ¦ 12/22/2022 3:42:52 PM | Area 1001 Gas Aero CT 2031
23015 | Area 1001 Gas Aero CT 2031 | SO2 | ATC | 2035 | AEP-KPCO | 6.3749 | 6.3749 | 0 | 0.022886 | 0.022886 | 0 | 0.00752 | 2035 |  |  |  | REF | 0 | 0 | Real 2021 ¦ 12/22/2022 3:42:52 PM | Area 1001 Gas Aero CT 2031
23016 | Area 1001 Gas Aero CT 2032 | CO2 | ATC | 2035 | AEP-KPCO | 104123.1094 | 104123.1094 | 0 | 1268.483 | 1268.483 | 0 | 122 | 2035 |  |  |  | REF | 0 | 0 | Real 2021 ¦ 12/22/2022 3:42:52 PM | Area 1001 Gas Aero CT 2032
23017 | Area 1001 Gas Aero CT 2032 | NOX | ATC | 2035 | AEP-KPCO | 0.47794 | 0.47794 | 0 | 0.028558 | 0.028558 | 0 | 0.00056 | 2035 |  |  |  | REF | 0 | 0 | Real 2021 ¦ 12/22/2022 3:42:52 PM | Area 1001 Gas Aero CT 2032
23018 | Area 1001 Gas Aero CT 2032 | SO2 | ATC | 2035 | AEP-KPCO | 6.4181 | 6.4181 | 0 | 0.023041 | 0.023041 | 0 | 0.00752 | 2035 |  |  |  | REF | 0 | 0 | Real 2021 ¦ 12/22/2022 3:42:52 PM | Area 1001 Gas Aero CT 2032
23019 | Area 1001 Gas Aero CT 2033 | CO2 | ATC | 2035 | AEP-KPCO | 103311.8984 | 103311.8984 | 0 | 1258.6005 | 1258.6005 | 0 | 122 | 2035 |  |  |  | REF | 0 | 0 | Real 2021 ¦ 12/22/2022 3:42:52 PM | Area 1001 Gas Aero CT 2033
23020 | Area 1001 Gas Aero CT 2033 | NOX | ATC | 2035 | AEP-KPCO | 0.47422 | 0.47422 | 0 | 0.028199 | 0.028199 | 0 | 0.00056 | 2035 |  |  |  | REF | 0 | 0 | Real 2021 ¦ 12/22/2022 3:42:52 PM | Area 1001 Gas Aero CT 2033
23021 | Area 1001 Gas Aero CT 2033 | SO2 | ATC | 2035 | AEP-KPCO | 6.3681 | 6.3681 | 0 | 0.022861 | 0.022861 | 0 | 0.00752 | 2035 |  |  |  | REF | 0 | 0 | Real 2021 ¦ 12/22/2022 3:42:52 PM | Area 1001 Gas Aero CT 2033
23022 | Area 1001 Gas Aero CT 2034 | CO2 | ATC | 2035 | AEP-KPCO | 103221.1484 | 103221.1484 | 0 | 1257.4949 | 1257.4949 | 0 | 122 | 2035 |  |  |  | REF | 0 | 0 | Real 2021 ¦ 12/22/2022 3:42:52 PM | Area 1001 Gas Aero CT 2034
23023 | Area 1001 Gas Aero CT 2034 | NOX | ATC | 2035 | AEP-KPCO | 0.4738 | 0.4738 | 0 | 0.028197 | 0.028197 | 0 | 0.00056 | 2035 |  |  |  | REF | 0 | 0 | Real 2021 ¦ 12/22/2022 3:42:52 PM | Area 1001 Gas Aero CT 2034
23024 | Area 1001 Gas Aero CT 2034 | SO2 | ATC | 2035 | AEP-KPCO | 6.3625 | 6.3625 | 0 | 0.022841 | 0.022841 | 0 | 0.00752 | 2035 |  |  |  | REF | 0 | 0 | Real 2021 ¦ 12/22/2022 3:42:52 PM | Area 1001 Gas Aero CT 2034
23025 | Area 1001 Gas Aero CT 2035 | CO2 | ATC | 2035 | AEP-KPCO | 104253.6562 | 104253.6562 | 0 | 1270.0734 | 1270.0734 | 0 | 122 | 2035 |  |  |  | REF | 0 | 0 | Real 2021 ¦ 12/22/2022 3:42:52 PM | Area 1001 Gas Aero CT 2035
23026 | Area 1001 Gas Aero CT 2035 | NOX | ATC | 2035 | AEP-KPCO | 0.47854 | 0.47854 | 0 | 0.028538 | 0.028538 | 0 | 0.00056 | 2035 |  |  |  | REF | 0 | 0 | Real 2021 ¦ 12/22/2022 3:42:52 PM | Area 1001 Gas Aero CT 2035
23027 | Area 1001 Gas Aero CT 2035 | SO2 | ATC | 2035 | AEP-KPCO | 6.4261 | 6.4261 | 0 | 0.02307 | 0.02307 | 0 | 0.00752 | 2035 |  |  |  | REF | 0 | 0 | Real 2021 ¦ 12/22/2022 3:42:52 PM | Area 1001 Gas Aero CT 2035
23028 | Area 1001 Gas Aero CT 2036 | CO2 | ATC | 2035 | AEP-KPCO | 0 | 0 | 0 | 0 | 0 | 0 | 122 | 2035 |  |  |  | REF | 0 | 0 | Real 2021 ¦ 12/22/2022 3:42:52 PM | Area 1001 Gas Aero CT 2036
23029 | Area 1001 Gas Aero CT 2036 | NOX | ATC | 2035 | AEP-KPCO | 0 | 0 | 0 | 0 | 0 | 0 | 0.00056 | 2035 |  |  |  | REF | 0 | 0 | Real 2021 ¦ 12/22/2022 3:42:52 PM | Area 1001 Gas Aero CT 2036
23030 | Area 1001 Gas Aero CT 2036 | SO2 | ATC | 2035 | AEP-KPCO | 0 | 0 | 0 | 0 | 0 | 0 | 0.00752 | 2035 |  |  |  | REF | 0 | 0 | Real 2021 ¦ 12/22/2022 3:42:52 PM | Area 1001 Gas Aero CT 2036
23031 | Area 1001 Gas Aero CT 2037 | CO2 | ATC | 2035 | AEP-KPCO | 0 | 0 | 0 | 0 | 0 | 0 | 122 | 2035 |  |  |  | REF | 0 | 0 | Real 2021 ¦ 12/22/2022 3:42:52 PM | Area 1001 Gas Aero CT 2037
23032 | Area 1001 Gas Aero CT 2037 | NOX | ATC | 2035 | AEP-KPCO | 0 | 0 | 0 | 0 | 0 | 0 | 0.00056 | 2035 |  |  |  | REF | 0 | 0 | Real 2021 ¦ 12/22/2022 3:42:52 PM | Area 1001 Gas Aero CT 2037
23033 | Area 1001 Gas Aero CT 2037 | SO2 | ATC | 2035 | AEP-KPCO | 0 | 0 | 0 | 0 | 0 | 0 | 0.00752 | 2035 |  |  |  | REF | 0 | 0 | Real 2021 ¦ 12/22/2022 3:42:52 PM | Area 1001 Gas Aero CT 2037
23034 | Area 1001 Gas Aero CT 2038 | CO2 | ATC | 2035 | AEP-KPCO | 0 | 0 | 0 | 0 | 0 | 0 | 122 | 2035 |  |  |  | REF | 0 | 0 | Real 2021 ¦ 12/22/2022 3:42:52 PM | Area 1001 Gas Aero CT 2038
23035 | Area 1001 Gas Aero CT 2038 | NOX | ATC | 2035 | AEP-KPCO | 0 | 0 | 0 | 0 | 0 | 0 | 0.00056 | 2035 |  |  |  | REF | 0 | 0 | Real 2021 ¦ 12/22/2022 3:42:52 PM | Area 1001 Gas Aero CT 2038
23036 | Area 1001 Gas Aero CT 2038 | SO2 | ATC | 2035 | AEP-KPCO | 0 | 0 | 0 | 0 | 0 | 0 | 0.00752 | 2035 |  |  |  | REF | 0 | 0 | Real 2021 ¦ 12/22/2022 3:42:52 PM | Area 1001 Gas Aero CT 2038
23037 | Area 1001 Gas Aero CT 2039 | CO2 | ATC | 2035 | AEP-KPCO | 0 | 0 | 0 | 0 | 0 | 0 | 122 | 2035 |  |  |  | REF | 0 | 0 | Real 2021 ¦ 12/22/2022 3:42:52 PM | Area 1001 Gas Aero CT 2039
23038 | Area 1001 Gas Aero CT 2039 | NOX | ATC | 2035 | AEP-KPCO | 0 | 0 | 0 | 0 | 0 | 0 | 0.00056 | 2035 |  |  |  | REF | 0 | 0 | Real 2021 ¦ 12/22/2022 3:42:52 PM | Area 1001 Gas Aero CT 2039
23039 | Area 1001 Gas Aero CT 2039 | SO2 | ATC | 2035 | AEP-KPCO | 0 | 0 | 0 | 0 | 0 | 0 | 0.00752 | 2035 |  |  |  | REF | 0 | 0 | Real 2021 ¦ 12/22/2022 3:42:52 PM | Area 1001 Gas Aero CT 2039
23040 | Area 1001 Gas Aero CT 2040 | CO2 | ATC | 2035 | AEP-KPCO | 0 | 0 | 0 | 0 | 0 | 0 | 122 | 2035 |  |  |  | REF | 0 | 0 | Real 2021 ¦ 12/22/2022 3:42:52 PM | Area 1001 Gas Aero CT 2040
23041 | Area 1001 Gas Aero CT 2040 | NOX | ATC | 2035 | AEP-KPCO | 0 | 0 | 0 | 0 | 0 | 0 | 0.00056 | 2035 |  |  |  | REF | 0 | 0 | Real 2021 ¦ 12/22/2022 3:42:52 PM | Area 1001 Gas Aero CT 2040
23042 | Area 1001 Gas Aero CT 2040 | SO2 | ATC | 2035 | AEP-KPCO | 0 | 0 | 0 | 0 | 0 | 0 | 0.00752 | 2035 |  |  |  | REF | 0 | 0 | Real 2021 ¦ 12/22/2022 3:42:52 PM | Area 1001 Gas Aero CT 2040
23043 | Area 1001 Gas Aero CT 2041 | CO2 | ATC | 2035 | AEP-KPCO | 0 | 0 | 0 | 0 | 0 | 0 | 122 | 2035 |  |  |  | REF | 0 | 0 | Real 2021 ¦ 12/22/2022 3:42:52 PM | Area 1001 Gas Aero CT 2041
23044 | Area 1001 Gas Aero CT 2041 | NOX | ATC | 2035 | AEP-KPCO | 0 | 0 | 0 | 0 | 0 | 0 | 0.00056 | 2035 |  |  |  | REF | 0 | 0 | Real 2021 ¦ 12/22/2022 3:42:52 PM | Area 1001 Gas Aero CT 2041
23045 | Area 1001 Gas Aero CT 2041 | SO2 | ATC | 2035 | AEP-KPCO | 0 | 0 | 0 | 0 | 0 | 0 | 0.00752 | 2035 |  |  |  | REF | 0 | 0 | Real 2021 ¦ 12/22/2022 3:42:52 PM | Area 1001 Gas Aero CT 2041
23046 | Area 1001 Gas Aero CT 2042 | CO2 | ATC | 2035 | AEP-KPCO | 0 | 0 | 0 | 0 | 0 | 0 | 122 | 2035 |  |  |  | REF | 0 | 0 | Real 2021 ¦ 12/22/2022 3:42:52 PM | Area 1001 Gas Aero CT 2042
23047 | Area 1001 Gas Aero CT 2042 | NOX | ATC | 2035 | AEP-KPCO | 0 | 0 | 0 | 0 | 0 | 0 | 0.00056 | 2035 |  |  |  | REF | 0 | 0 | Real 2021 ¦ 12/22/2022 3:42:52 PM | Area 1001 Gas Aero CT 2042
23048 | Area 1001 Gas Aero CT 2042 | SO2 | ATC | 2035 | AEP-KPCO | 0 | 0 | 0 | 0 | 0 | 0 | 0.00752 | 2035 |  |  |  | REF | 0 | 0 | Real 2021 ¦ 12/22/2022 3:42:52 PM | Area 1001 Gas Aero CT 2042
23049 | Area 1001 Gas Aero CT 2043 | CO2 | ATC | 2035 | AEP-KPCO | 0 | 0 | 0 | 0 | 0 | 0 | 122 | 2035 |  |  |  | REF | 0 | 0 | Real 2021 ¦ 12/22/2022 3:42:52 PM | Area 1001 Gas Aero CT 2043
23050 | Area 1001 Gas Aero CT 2043 | NOX | ATC | 2035 | AEP-KPCO | 0 | 0 | 0 | 0 | 0 | 0 | 0.00056 | 2035 |  |  |  | REF | 0 | 0 | Real 2021 ¦ 12/22/2022 3:42:52 PM | Area 1001 Gas Aero CT 2043
23051 | Area 1001 Gas Aero CT 2043 | SO2 | ATC | 2035 | AEP-KPCO | 0 | 0 | 0 | 0 | 0 | 0 | 0.00752 | 2035 |  |  |  | REF | 0 | 0 | Real 2021 ¦ 12/22/2022 3:42:52 PM | Area 1001 Gas Aero CT 2043
23052 | Area 1001 Gas IC 2023 | CO2 | ATC | 2035 | AEP-KPCO | 30778.9102 | 30778.9102 | 0 | 374.965 | 374.965 | 0 | 122 | 2035 |  |  |  | REF | 0 | 0 | Real 2021 ¦ 12/22/2022 3:42:52 PM | Area 1001 Gas IC 2023
23053 | Area 1001 Gas IC 2023 | NOX | ATC | 2035 | AEP-KPCO | 0.14128 | 0.14128 | 0 | 0.0080028 | 0.0080028 | 0 | 0.00056 | 2035 |  |  |  | REF | 0 | 0 | Real 2021 ¦ 12/22/2022 3:42:52 PM | Area 1001 Gas IC 2023
23054 | Area 1001 Gas IC 2023 | SO2 | ATC | 2035 | AEP-KPCO | 1.8972 | 1.8972 | 0 | 0.0068108 | 0.0068108 | 0 | 0.00752 | 2035 |  |  |  | REF | 0 | 0 | Real 2021 ¦ 12/22/2022 3:42:52 PM | Area 1001 Gas IC 2023
23055 | Area 1001 Gas IC 2024 | CO2 | ATC | 2035 | AEP-KPCO | 30458.2324 | 30458.2324 | 0 | 371.0583 | 371.0583 | 0 | 122 | 2035 |  |  |  | REF | 0 | 0 | Real 2021 ¦ 12/22/2022 3:42:52 PM | Area 1001 Gas IC 2024
23056 | Area 1001 Gas IC 2024 | NOX | ATC | 2035 | AEP-KPCO | 0.13981 | 0.13981 | 0 | 0.0079117 | 0.0079117 | 0 | 0.00056 | 2035 |  |  |  | REF | 0 | 0 | Real 2021 ¦ 12/22/2022 3:42:52 PM | Area 1001 Gas IC 2024
23057 | Area 1001 Gas IC 2024 | SO2 | ATC | 2035 | AEP-KPCO | 1.8774 | 1.8774 | 0 | 0.0067399 | 0.0067399 | 0 | 0.00752 | 2035 |  |  |  | REF | 0 | 0 | Real 2021 ¦ 12/22/2022 3:42:52 PM | Area 1001 Gas IC 2024
23058 | Area 1001 Gas IC 2025 | CO2 | ATC | 2035 | AEP-KPCO | 31994.0586 | 31994.0586 | 0 | 389.7686 | 389.7686 | 0 | 122 | 2035 |  |  |  | REF | 0 | 0 | Real 2021 ¦ 12/22/2022 3:42:52 PM | Area 1001 Gas IC 2025
23059 | Area 1001 Gas IC 2025 | NOX | ATC | 2035 | AEP-KPCO | 0.14686 | 0.14686 | 0 | 0.0085676 | 0.0085676 | 0 | 0.00056 | 2035 |  |  |  | REF | 0 | 0 | Real 2021 ¦ 12/22/2022 3:42:52 PM | Area 1001 Gas IC 2025
23060 | Area 1001 Gas IC 2025 | SO2 | ATC | 2035 | AEP-KPCO | 1.9721 | 1.9721 | 0 | 0.0070797 | 0.0070797 | 0 | 0.00752 | 2035 |  |  |  | REF | 0 | 0 | Real 2021 ¦ 12/22/2022 3:42:52 PM | Area 1001 Gas IC 2025
23061 | Area 1001 Gas IC 2026 | CO2 | ATC | 2035 | AEP-KPCO | 30535.248 | 30535.248 | 0 | 371.9966 | 371.9966 | 0 | 122 | 2035 |  |  |  | REF | 0 | 0 | Real 2021 ¦ 12/22/2022 3:42:52 PM | Area 1001 Gas IC 2026
23062 | Area 1001 Gas IC 2026 | NOX | ATC | 2035 | AEP-KPCO | 0.14016 | 0.14016 | 0 | 0.0079049 | 0.0079049 | 0 | 0.00056 | 2035 |  |  |  | REF | 0 | 0 | Real 2021 ¦ 12/22/2022 3:42:52 PM | Area 1001 Gas IC 2026
23063 | Area 1001 Gas IC 2026 | SO2 | ATC | 2035 | AEP-KPCO | 1.8822 | 1.8822 | 0 | 0.0067569 | 0.0067569 | 0 | 0.00752 | 2035 |  |  |  | REF | 0 | 0 | Real 2021 ¦ 12/22/2022 3:42:52 PM | Area 1001 Gas IC 2026
23064 | Area 1001 Gas IC 2027 | CO2 | ATC | 2035 | AEP-KPCO | 33570.1562 | 33570.1562 | 0 | 408.9695 | 408.9695 | 0 | 122 | 2035 |  |  |  | REF | 0 | 0 | Real 2021 ¦ 12/22/2022 3:42:52 PM | Area 1001 Gas IC 2027
23065 | Area 1001 Gas IC 2027 | NOX | ATC | 2035 | AEP-KPCO | 0.15409 | 0.15409 | 0 | 0.0079737 | 0.0079737 | 0 | 0.00056 | 2035 |  |  |  | REF | 0 | 0 | Real 2021 ¦ 12/22/2022 3:42:52 PM | Area 1001 Gas IC 2027
23066 | Area 1001 Gas IC 2027 | SO2 | ATC | 2035 | AEP-KPCO | 2.0692 | 2.0692 | 0 | 0.0074285 | 0.0074285 | 0 | 0.00752 | 2035 |  |  |  | REF | 0 | 0 | Real 2021 ¦ 12/22/2022 3:42:52 PM | Area 1001 Gas IC 2027
23067 | Area 1001 Gas IC 2028 | CO2 | ATC | 2035 | AEP-KPCO | 30414.5371 | 30414.5371 | 0 | 370.5261 | 370.5261 | 0 | 122 | 2035 |  |  |  | REF | 0 | 0 | Real 2021 ¦ 12/22/2022 3:42:52 PM | Area 1001 Gas IC 2028
23068 | Area 1001 Gas IC 2028 | NOX | ATC | 2035 | AEP-KPCO | 0.13961 | 0.13961 | 0 | 0.0079022 | 0.0079022 | 0 | 0.00056 | 2035 |  |  |  | REF | 0 | 0 | Real 2021 ¦ 12/22/2022 3:42:52 PM | Area 1001 Gas IC 2028
23069 | Area 1001 Gas IC 2028 | SO2 | ATC | 2035 | AEP-KPCO | 1.8747 | 1.8747 | 0 | 0.0067302 | 0.0067302 | 0 | 0.00752 | 2035 |  |  |  | REF | 0 | 0 | Real 2021 ¦ 12/22/2022 3:42:52 PM | Area 1001 Gas IC 2028
23070 | Area 1001 Gas IC 2029 | CO2 | ATC | 2035 | AEP-KPCO | 33751.5508 | 33751.5508 | 0 | 411.1793 | 411.1793 | 0 | 122 | 2035 |  |  |  | REF | 0 | 0 | Real 2021 ¦ 12/22/2022 3:42:52 PM | Area 1001 Gas IC 2029
23071 | Area 1001 Gas IC 2029 | NOX | ATC | 2035 | AEP-KPCO | 0.15493 | 0.15493 | 0 | 0.0096206 | 0.0096206 | 0 | 0.00056 | 2035 |  |  |  | REF | 0 | 0 | Real 2021 ¦ 12/22/2022 3:42:52 PM | Area 1001 Gas IC 2029
23072 | Area 1001 Gas IC 2029 | SO2 | ATC | 2035 | AEP-KPCO | 2.0804 | 2.0804 | 0 | 0.0074686 | 0.0074686 | 0 | 0.00752 | 2035 |  |  |  | REF | 0 | 0 | Real 2021 ¦ 12/22/2022 3:42:52 PM | Area 1001 Gas IC 2029
23073 | Area 1001 Gas IC 2030 | CO2 | ATC | 2035 | AEP-KPCO | 31629.3984 | 31629.3984 | 0 | 385.3261 | 385.3261 | 0 | 122 | 2035 |  |  |  | REF | 0 | 0 | Real 2021 ¦ 12/22/2022 3:42:52 PM | Area 1001 Gas IC 2030
23074 | Area 1001 Gas IC 2030 | NOX | ATC | 2035 | AEP-KPCO | 0.14518 | 0.14518 | 0 | 0.0079601 | 0.0079601 | 0 | 0.00056 | 2035 |  |  |  | REF | 0 | 0 | Real 2021 ¦ 12/22/2022 3:42:52 PM | Area 1001 Gas IC 2030
23075 | Area 1001 Gas IC 2030 | SO2 | ATC | 2035 | AEP-KPCO | 1.9496 | 1.9496 | 0 | 0.006999 | 0.006999 | 0 | 0.00752 | 2035 |  |  |  | REF | 0 | 0 | Real 2021 ¦ 12/22/2022 3:42:52 PM | Area 1001 Gas IC 2030
23076 | Area 1001 Gas IC 2031 | CO2 | ATC | 2035 | AEP-KPCO | 31287.8047 | 31287.8047 | 0 | 381.1646 | 381.1646 | 0 | 122 | 2035 |  |  |  | REF | 0 | 0 | Real 2021 ¦ 12/22/2022 3:42:52 PM | Area 1001 Gas IC 2031
23077 | Area 1001 Gas IC 2031 | NOX | ATC | 2035 | AEP-KPCO | 0.14362 | 0.14362 | 0 | 0.0083072 | 0.0083072 | 0 | 0.00056 | 2035 |  |  |  | REF | 0 | 0 | Real 2021 ¦ 12/22/2022 3:42:52 PM | Area 1001 Gas IC 2031
23078 | Area 1001 Gas IC 2031 | SO2 | ATC | 2035 | AEP-KPCO | 1.9286 | 1.9286 | 0 | 0.0069234 | 0.0069234 | 0 | 0.00752 | 2035 |  |  |  | REF | 0 | 0 | Real 2021 ¦ 12/22/2022 3:42:52 PM | Area 1001 Gas IC 2031
23079 | Area 1001 Gas IC 2032 | CO2 | ATC | 2035 | AEP-KPCO | 31074.2148 | 31074.2148 | 0 | 378.5626 | 378.5626 | 0 | 122 | 2035 |  |  |  | REF | 0 | 0 | Real 2021 ¦ 12/22/2022 3:42:52 PM | Area 1001 Gas IC 2032
23080 | Area 1001 Gas IC 2032 | NOX | ATC | 2035 | AEP-KPCO | 0.14264 | 0.14264 | 0 | 0.0079273 | 0.0079273 | 0 | 0.00056 | 2035 |  |  |  | REF | 0 | 0 | Real 2021 ¦ 12/22/2022 3:42:52 PM | Area 1001 Gas IC 2032
23081 | Area 1001 Gas IC 2032 | SO2 | ATC | 2035 | AEP-KPCO | 1.9154 | 1.9154 | 0 | 0.0068762 | 0.0068762 | 0 | 0.00752 | 2035 |  |  |  | REF | 0 | 0 | Real 2021 ¦ 12/22/2022 3:42:52 PM | Area 1001 Gas IC 2032
23082 | Area 1001 Gas IC 2033 | CO2 | ATC | 2035 | AEP-KPCO | 39345.4531 | 39345.4531 | 0 | 479.3272 | 479.3272 | 0 | 122 | 2035 |  |  |  | REF | 0 | 0 | Real 2021 ¦ 12/22/2022 3:42:52 PM | Area 1001 Gas IC 2033
23083 | Area 1001 Gas IC 2033 | NOX | ATC | 2035 | AEP-KPCO | 0.1806 | 0.1806 | 0 | 0.011247 | 0.011247 | 0 | 0.00056 | 2035 |  |  |  | REF | 0 | 0 | Real 2021 ¦ 12/22/2022 3:42:52 PM | Area 1001 Gas IC 2033
23084 | Area 1001 Gas IC 2033 | SO2 | ATC | 2035 | AEP-KPCO | 2.4252 | 2.4252 | 0 | 0.0087065 | 0.0087065 | 0 | 0.00752 | 2035 |  |  |  | REF | 0 | 0 | Real 2021 ¦ 12/22/2022 3:42:52 PM | Area 1001 Gas IC 2033
23085 | Area 1001 Gas IC 2034 | CO2 | ATC | 2035 | AEP-KPCO | 29314.6953 | 29314.6953 | 0 | 357.1272 | 357.1272 | 0 | 122 | 2035 |  |  |  | REF | 0 | 0 | Real 2021 ¦ 12/22/2022 3:42:52 PM | Area 1001 Gas IC 2034
23086 | Area 1001 Gas IC 2034 | NOX | ATC | 2035 | AEP-KPCO | 0.13456 | 0.13456 | 0 | 0.0076748 | 0.0076748 | 0 | 0.00056 | 2035 |  |  |  | REF | 0 | 0 | Real 2021 ¦ 12/22/2022 3:42:52 PM | Area 1001 Gas IC 2034
23087 | Area 1001 Gas IC 2034 | SO2 | ATC | 2035 | AEP-KPCO | 1.8069 | 1.8069 | 0 | 0.0064868 | 0.0064868 | 0 | 0.00752 | 2035 |  |  |  | REF | 0 | 0 | Real 2021 ¦ 12/22/2022 3:42:52 PM | Area 1001 Gas IC 2034
23088 | Area 1001 Gas IC 2035 | CO2 | ATC | 2035 | AEP-KPCO | 31301.6699 | 31301.6699 | 0 | 381.3336 | 381.3336 | 0 | 122 | 2035 |  |  |  | REF | 0 | 0 | Real 2021 ¦ 12/22/2022 3:42:52 PM | Area 1001 Gas IC 2035
23089 | Area 1001 Gas IC 2035 | NOX | ATC | 2035 | AEP-KPCO | 0.14368 | 0.14368 | 0 | 0.0079214 | 0.0079214 | 0 | 0.00056 | 2035 |  |  |  | REF | 0 | 0 | Real 2021 ¦ 12/22/2022 3:42:52 PM | Area 1001 Gas IC 2035
23090 | Area 1001 Gas IC 2035 | SO2 | ATC | 2035 | AEP-KPCO | 1.9294 | 1.9294 | 0 | 0.0069265 | 0.0069265 | 0 | 0.00752 | 2035 |  |  |  | REF | 0 | 0 | Real 2021 ¦ 12/22/2022 3:42:52 PM | Area 1001 Gas IC 2035
23091 | Area 1001 Gas IC 2036 | CO2 | ATC | 2035 | AEP-KPCO | 0 | 0 | 0 | 0 | 0 | 0 | 122 | 2035 |  |  |  | REF | 0 | 0 | Real 2021 ¦ 12/22/2022 3:42:52 PM | Area 1001 Gas IC 2036
23092 | Area 1001 Gas IC 2036 | NOX | ATC | 2035 | AEP-KPCO | 0 | 0 | 0 | 0 | 0 | 0 | 0.00056 | 2035 |  |  |  | REF | 0 | 0 | Real 2021 ¦ 12/22/2022 3:42:52 PM | Area 1001 Gas IC 2036
23093 | Area 1001 Gas IC 2036 | SO2 | ATC | 2035 | AEP-KPCO | 0 | 0 | 0 | 0 | 0 | 0 | 0.00752 | 2035 |  |  |  | REF | 0 | 0 | Real 2021 ¦ 12/22/2022 3:42:52 PM | Area 1001 Gas IC 2036
23094 | Area 1001 Gas IC 2037 | CO2 | ATC | 2035 | AEP-KPCO | 0 | 0 | 0 | 0 | 0 | 0 | 122 | 2035 |  |  |  | REF | 0 | 0 | Real 2021 ¦ 12/22/2022 3:42:52 PM | Area 1001 Gas IC 2037
23095 | Area 1001 Gas IC 2037 | NOX | ATC | 2035 | AEP-KPCO | 0 | 0 | 0 | 0 | 0 | 0 | 0.00056 | 2035 |  |  |  | REF | 0 | 0 | Real 2021 ¦ 12/22/2022 3:42:52 PM | Area 1001 Gas IC 2037
23096 | Area 1001 Gas IC 2037 | SO2 | ATC | 2035 | AEP-KPCO | 0 | 0 | 0 | 0 | 0 | 0 | 0.00752 | 2035 |  |  |  | REF | 0 | 0 | Real 2021 ¦ 12/22/2022 3:42:52 PM | Area 1001 Gas IC 2037
23097 | Area 1001 Gas IC 2038 | CO2 | ATC | 2035 | AEP-KPCO | 0 | 0 | 0 | 0 | 0 | 0 | 122 | 2035 |  |  |  | REF | 0 | 0 | Real 2021 ¦ 12/22/2022 3:42:52 PM | Area 1001 Gas IC 2038
23098 | Area 1001 Gas IC 2038 | NOX | ATC | 2035 | AEP-KPCO | 0 | 0 | 0 | 0 | 0 | 0 | 0.00056 | 2035 |  |  |  | REF | 0 | 0 | Real 2021 ¦ 12/22/2022 3:42:52 PM | Area 1001 Gas IC 2038
23099 | Area 1001 Gas IC 2038 | SO2 | ATC | 2035 | AEP-KPCO | 0 | 0 | 0 | 0 | 0 | 0 | 0.00752 | 2035 |  |  |  | REF | 0 | 0 | Real 2021 ¦ 12/22/2022 3:42:52 PM | Area 1001 Gas IC 2038
23100 | Area 1001 Gas IC 2039 | CO2 | ATC | 2035 | AEP-KPCO | 0 | 0 | 0 | 0 | 0 | 0 | 122 | 2035 |  |  |  | REF | 0 | 0 | Real 2021 ¦ 12/22/2022 3:42:52 PM | Area 1001 Gas IC 2039
23101 | Area 1001 Gas IC 2039 | NOX | ATC | 2035 | AEP-KPCO | 0 | 0 | 0 | 0 | 0 | 0 | 0.00056 | 2035 |  |  |  | REF | 0 | 0 | Real 2021 ¦ 12/22/2022 3:42:52 PM | Area 1001 Gas IC 2039
23102 | Area 1001 Gas IC 2039 | SO2 | ATC | 2035 | AEP-KPCO | 0 | 0 | 0 | 0 | 0 | 0 | 0.00752 | 2035 |  |  |  | REF | 0 | 0 | Real 2021 ¦ 12/22/2022 3:42:52 PM | Area 1001 Gas IC 2039
23103 | Area 1001 Gas IC 2040 | CO2 | ATC | 2035 | AEP-KPCO | 0 | 0 | 0 | 0 | 0 | 0 | 122 | 2035 |  |  |  | REF | 0 | 0 | Real 2021 ¦ 12/22/2022 3:42:52 PM | Area 1001 Gas IC 2040
23104 | Area 1001 Gas IC 2040 | NOX | ATC | 2035 | AEP-KPCO | 0 | 0 | 0 | 0 | 0 | 0 | 0.00056 | 2035 |  |  |  | REF | 0 | 0 | Real 2021 ¦ 12/22/2022 3:42:52 PM | Area 1001 Gas IC 2040
23105 | Area 1001 Gas IC 2040 | SO2 | ATC | 2035 | AEP-KPCO | 0 | 0 | 0 | 0 | 0 | 0 | 0.00752 | 2035 |  |  |  | REF | 0 | 0 | Real 2021 ¦ 12/22/2022 3:42:52 PM | Area 1001 Gas IC 2040
23106 | Area 1001 Gas IC 2041 | CO2 | ATC | 2035 | AEP-KPCO | 0 | 0 | 0 | 0 | 0 | 0 | 122 | 2035 |  |  |  | REF | 0 | 0 | Real 2021 ¦ 12/22/2022 3:42:52 PM | Area 1001 Gas IC 2041
23107 | Area 1001 Gas IC 2041 | NOX | ATC | 2035 | AEP-KPCO | 0 | 0 | 0 | 0 | 0 | 0 | 0.00056 | 2035 |  |  |  | REF | 0 | 0 | Real 2021 ¦ 12/22/2022 3:42:52 PM | Area 1001 Gas IC 2041
23108 | Area 1001 Gas IC 2041 | SO2 | ATC | 2035 | AEP-KPCO | 0 | 0 | 0 | 0 | 0 | 0 | 0.00752 | 2035 |  |  |  | REF | 0 | 0 | Real 2021 ¦ 12/22/2022 3:42:52 PM | Area 1001 Gas IC 2041
23109 | Area 1001 Gas IC 2042 | CO2 | ATC | 2035 | AEP-KPCO | 0 | 0 | 0 | 0 | 0 | 0 | 122 | 2035 |  |  |  | REF | 0 | 0 | Real 2021 ¦ 12/22/2022 3:42:52 PM | Area 1001 Gas IC 2042
23110 | Area 1001 Gas IC 2042 | NOX | ATC | 2035 | AEP-KPCO | 0 | 0 | 0 | 0 | 0 | 0 | 0.00056 | 2035 |  |  |  | REF | 0 | 0 | Real 2021 ¦ 12/22/2022 3:42:52 PM | Area 1001 Gas IC 2042
23111 | Area 1001 Gas IC 2042 | SO2 | ATC | 2035 | AEP-KPCO | 0 | 0 | 0 | 0 | 0 | 0 | 0.00752 | 2035 |  |  |  | REF | 0 | 0 | Real 2021 ¦ 12/22/2022 3:42:52 PM | Area 1001 Gas IC 2042
23112 | Area 1001 Gas IC 2043 | CO2 | ATC | 2035 | AEP-KPCO | 0 | 0 | 0 | 0 | 0 | 0 | 122 | 2035 |  |  |  | REF | 0 | 0 | Real 2021 ¦ 12/22/2022 3:42:52 PM | Area 1001 Gas IC 2043
23113 | Area 1001 Gas IC 2043 | NOX | ATC | 2035 | AEP-KPCO | 0 | 0 | 0 | 0 | 0 | 0 | 0.00056 | 2035 |  |  |  | REF | 0 | 0 | Real 2021 ¦ 12/22/2022 3:42:52 PM | Area 1001 Gas IC 2043
23114 | Area 1001 Gas IC 2043 | SO2 | ATC | 2035 | AEP-KPCO | 0 | 0 | 0 | 0 | 0 | 0 | 0.00752 | 2035 |  |  |  | REF | 0 | 0 | Real 2021 ¦ 12/22/2022 3:42:52 PM | Area 1001 Gas IC 2043
23115 | Area 1001 Gas CCS 2024 | CO2 | ATC | 2035 | AEP-KPCO | 124817.6797 | 124817.6797 | 0 | -80613.9531 | -80613.9531 | 0 | 11.7 | 2035 |  |  |  | REF | 0 | 0 | Real 2021 ¦ 12/22/2022 3:42:52 PM | Area 1001 Gas CCS 2024
23116 | Area 1001 Gas CCS 2024 | NOX | ATC | 2035 | AEP-KPCO | 149.3545 | 149.3545 | 0 | 7.6139 | 7.6139 | 0 | 0.014 | 2035 |  |  |  | REF | 0 | 0 | Real 2021 ¦ 12/22/2022 3:42:52 PM | Area 1001 Gas CCS 2024
23117 | Area 1001 Gas CCS 2024 | SO2 | ATC | 2035 | AEP-KPCO | 54.9411 | 54.9411 | 0 | 0.19724 | 0.19724 | 0 | 0.00515 | 2035 |  |  |  | REF | 0 | 0 | Real 2021 ¦ 12/22/2022 3:42:52 PM | Area 1001 Gas CCS 2024
23118 | Area 1001 Gas CCS 2025 | CO2 | ATC | 2035 | AEP-KPCO | 124817.6797 | 124817.6797 | 0 | -80613.9531 | -80613.9531 | 0 | 11.7 | 2035 |  |  |  | REF | 0 | 0 | Real 2021 ¦ 12/22/2022 3:42:52 PM | Area 1001 Gas CCS 2025
23119 | Area 1001 Gas CCS 2025 | NOX | ATC | 2035 | AEP-KPCO | 149.3545 | 149.3545 | 0 | 7.6139 | 7.6139 | 0 | 0.014 | 2035 |  |  |  | REF | 0 | 0 | Real 2021 ¦ 12/22/2022 3:42:52 PM | Area 1001 Gas CCS 2025
23120 | Area 1001 Gas CCS 2025 | SO2 | ATC | 2035 | AEP-KPCO | 54.9411 | 54.9411 | 0 | 0.19724 | 0.19724 | 0 | 0.00515 | 2035 |  |  |  | REF | 0 | 0 | Real 2021 ¦ 12/22/2022 3:42:52 PM | Area 1001 Gas CCS 2025
23121 | Area 1001 Gas CCS 2026 | CO2 | ATC | 2035 | AEP-KPCO | 123591.2266 | 123591.2266 | 0 | -79821.8438 | -79821.8438 | 0 | 11.7 | 2035 |  |  |  | REF | 0 | 0 | Real 2021 ¦ 12/22/2022 3:42:52 PM | Area 1001 Gas CCS 2026
23122 | Area 1001 Gas CCS 2026 | NOX | ATC | 2035 | AEP-KPCO | 147.8869 | 147.8869 | 0 | 7.5391 | 7.5391 | 0 | 0.014 | 2035 |  |  |  | REF | 0 | 0 | Real 2021 ¦ 12/22/2022 3:42:52 PM | Area 1001 Gas CCS 2026
23123 | Area 1001 Gas CCS 2026 | SO2 | ATC | 2035 | AEP-KPCO | 54.4013 | 54.4013 | 0 | 0.1953 | 0.1953 | 0 | 0.00515 | 2035 |  |  |  | REF | 0 | 0 | Real 2021 ¦ 12/22/2022 3:42:52 PM | Area 1001 Gas CCS 2026
23124 | Area 1001 Gas CCS 2027 | CO2 | ATC | 2035 | AEP-KPCO | 122382.2969 | 122382.2969 | 0 | -79041.0547 | -79041.0547 | 0 | 11.7 | 2035 |  |  |  | REF | 0 | 0 | Real 2021 ¦ 12/22/2022 3:42:52 PM | Area 1001 Gas CCS 2027
23125 | Area 1001 Gas CCS 2027 | NOX | ATC | 2035 | AEP-KPCO | 146.4404 | 146.4404 | 0 | 7.4654 | 7.4654 | 0 | 0.014 | 2035 |  |  |  | REF | 0 | 0 | Real 2021 ¦ 12/22/2022 3:42:52 PM | Area 1001 Gas CCS 2027
23126 | Area 1001 Gas CCS 2027 | SO2 | ATC | 2035 | AEP-KPCO | 53.8691 | 53.8691 | 0 | 0.19339 | 0.19339 | 0 | 0.00515 | 2035 |  |  |  | REF | 0 | 0 | Real 2021 ¦ 12/22/2022 3:42:52 PM | Area 1001 Gas CCS 2027
23127 | Area 1001 Gas CCS 2028 | CO2 | ATC | 2035 | AEP-KPCO | 120980.6406 | 120980.6406 | 0 | -78135.7812 | -78135.7812 | 0 | 11.7 | 2035 |  |  |  | REF | 0 | 0 | Real 2021 ¦ 12/22/2022 3:42:52 PM | Area 1001 Gas CCS 2028
23128 | Area 1001 Gas CCS 2028 | NOX | ATC | 2035 | AEP-KPCO | 144.7632 | 144.7632 | 0 | 7.3799 | 7.3799 | 0 | 0.014 | 2035 |  |  |  | REF | 0 | 0 | Real 2021 ¦ 12/22/2022 3:42:52 PM | Area 1001 Gas CCS 2028
23129 | Area 1001 Gas CCS 2028 | SO2 | ATC | 2035 | AEP-KPCO | 53.2522 | 53.2522 | 0 | 0.19117 | 0.19117 | 0 | 0.00515 | 2035 |  |  |  | REF | 0 | 0 | Real 2021 ¦ 12/22/2022 3:42:52 PM | Area 1001 Gas CCS 2028
23130 | Area 1001 Gas CCS 2029 | CO2 | ATC | 2035 | AEP-KPCO | 119754.1875 | 119754.1875 | 0 | -77343.6797 | -77343.6797 | 0 | 11.7 | 2035 |  |  |  | REF | 0 | 0 | Real 2021 ¦ 12/22/2022 3:42:52 PM | Area 1001 Gas CCS 2029
23131 | Area 1001 Gas CCS 2029 | NOX | ATC | 2035 | AEP-KPCO | 143.2956 | 143.2956 | 0 | 7.305 | 7.305 | 0 | 0.014 | 2035 |  |  |  | REF | 0 | 0 | Real 2021 ¦ 12/22/2022 3:42:52 PM | Area 1001 Gas CCS 2029
23132 | Area 1001 Gas CCS 2029 | SO2 | ATC | 2035 | AEP-KPCO | 52.7123 | 52.7123 | 0 | 0.18923 | 0.18923 | 0 | 0.00515 | 2035 |  |  |  | REF | 0 | 0 | Real 2021 ¦ 12/22/2022 3:42:52 PM | Area 1001 Gas CCS 2029
23133 | Area 1001 Gas CCS 2030 | CO2 | ATC | 2035 | AEP-KPCO | 118545.2578 | 118545.2578 | 0 | -76562.8828 | -76562.8828 | 0 | 11.7 | 2035 |  |  |  | REF | 0 | 0 | Real 2021 ¦ 12/22/2022 3:42:52 PM | Area 1001 Gas CCS 2030
23134 | Area 1001 Gas CCS 2030 | NOX | ATC | 2035 | AEP-KPCO | 141.849 | 141.849 | 0 | 7.2313 | 7.2313 | 0 | 0.014 | 2035 |  |  |  | REF | 0 | 0 | Real 2021 ¦ 12/22/2022 3:42:52 PM | Area 1001 Gas CCS 2030
23135 | Area 1001 Gas CCS 2030 | SO2 | ATC | 2035 | AEP-KPCO | 52.1802 | 52.1802 | 0 | 0.18732 | 0.18732 | 0 | 0.00515 | 2035 |  |  |  | REF | 0 | 0 | Real 2021 ¦ 12/22/2022 3:42:52 PM | Area 1001 Gas CCS 2030
23136 | Area 1001 Gas CCS 2031 | CO2 | ATC | 2035 | AEP-KPCO | 117318.8047 | 117318.8047 | 0 | -75770.7734 | -75770.7734 | 0 | 11.7 | 2035 |  |  |  | REF | 0 | 0 | Real 2021 ¦ 12/22/2022 3:42:52 PM | Area 1001 Gas CCS 2031
23137 | Area 1001 Gas CCS 2031 | NOX | ATC | 2035 | AEP-KPCO | 140.3815 | 140.3815 | 0 | 7.1565 | 7.1565 | 0 | 0.014 | 2035 |  |  |  | REF | 0 | 0 | Real 2021 ¦ 12/22/2022 3:42:52 PM | Area 1001 Gas CCS 2031
23138 | Area 1001 Gas CCS 2031 | SO2 | ATC | 2035 | AEP-KPCO | 51.6403 | 51.6403 | 0 | 0.18539 | 0.18539 | 0 | 0.00515 | 2035 |  |  |  | REF | 0 | 0 | Real 2021 ¦ 12/22/2022 3:42:52 PM | Area 1001 Gas CCS 2031
23139 | Area 1001 Gas CCS 2032 | CO2 | ATC | 2035 | AEP-KPCO | 115934.6719 | 115934.6719 | 0 | -74876.8281 | -74876.8281 | 0 | 11.7 | 2035 |  |  |  | REF | 0 | 0 | Real 2021 ¦ 12/22/2022 3:42:52 PM | Area 1001 Gas CCS 2032
23140 | Area 1001 Gas CCS 2032 | NOX | ATC | 2035 | AEP-KPCO | 138.7253 | 138.7253 | 0 | 7.072 | 7.072 | 0 | 0.014 | 2035 |  |  |  | REF | 0 | 0 | Real 2021 ¦ 12/22/2022 3:42:52 PM | Area 1001 Gas CCS 2032
23141 | Area 1001 Gas CCS 2032 | SO2 | ATC | 2035 | AEP-KPCO | 51.0311 | 51.0311 | 0 | 0.1832 | 0.1832 | 0 | 0.00515 | 2035 |  |  |  | REF | 0 | 0 | Real 2021 ¦ 12/22/2022 3:42:52 PM | Area 1001 Gas CCS 2032
23142 | Area 1001 Gas CCS 2033 | CO2 | ATC | 2035 | AEP-KPCO | 21440.498 | 21440.498 | 0 | 10199.9092 | 10199.9092 | 0 | 11.7 | 2035 |  |  |  | REF | 0 | 0 | Real 2021 ¦ 12/22/2022 3:42:52 PM | Area 1001 Gas CCS 2033
23143 | Area 1001 Gas CCS 2033 | NOX | ATC | 2035 | AEP-KPCO | 25.6553 | 25.6553 | 0 | 1.6635 | 1.6635 | 0 | 0.014 | 2035 |  |  |  | REF | 0 | 0 | Real 2021 ¦ 12/22/2022 3:42:52 PM | Area 1001 Gas CCS 2033
23144 | Area 1001 Gas CCS 2033 | SO2 | ATC | 2035 | AEP-KPCO | 9.4375 | 9.4375 | 0 | 0.03388 | 0.03388 | 0 | 0.00515 | 2035 |  |  |  | REF | 0 | 0 | Real 2021 ¦ 12/22/2022 3:42:52 PM | Area 1001 Gas CCS 2033
23145 | Area 1001 Gas CCS 2034 | CO2 | ATC | 2035 | AEP-KPCO | 22333.8262 | 22333.8262 | 0 | 10624.8945 | 10624.8945 | 0 | 11.7 | 2035 |  |  |  | REF | 0 | 0 | Real 2021 ¦ 12/22/2022 3:42:52 PM | Area 1001 Gas CCS 2034
23146 | Area 1001 Gas CCS 2034 | NOX | ATC | 2035 | AEP-KPCO | 26.7242 | 26.7242 | 0 | 1.7271 | 1.7271 | 0 | 0.014 | 2035 |  |  |  | REF | 0 | 0 | Real 2021 ¦ 12/22/2022 3:42:52 PM | Area 1001 Gas CCS 2034
23147 | Area 1001 Gas CCS 2034 | SO2 | ATC | 2035 | AEP-KPCO | 9.8307 | 9.8307 | 0 | 0.035292 | 0.035292 | 0 | 0.00515 | 2035 |  |  |  | REF | 0 | 0 | Real 2021 ¦ 12/22/2022 3:42:52 PM | Area 1001 Gas CCS 2034
23148 | Area 1001 Gas CCS 2035 | CO2 | ATC | 2035 | AEP-KPCO | 22935.9805 | 22935.9805 | 0 | 10911.3574 | 10911.3574 | 0 | 11.7 | 2035 |  |  |  | REF | 0 | 0 | Real 2021 ¦ 12/22/2022 3:42:52 PM | Area 1001 Gas CCS 2035
23149 | Area 1001 Gas CCS 2035 | NOX | ATC | 2035 | AEP-KPCO | 27.4448 | 27.4448 | 0 | 1.7558 | 1.7558 | 0 | 0.014 | 2035 |  |  |  | REF | 0 | 0 | Real 2021 ¦ 12/22/2022 3:42:52 PM | Area 1001 Gas CCS 2035
23150 | Area 1001 Gas CCS 2035 | SO2 | ATC | 2035 | AEP-KPCO | 10.0958 | 10.0958 | 0 | 0.036243 | 0.036243 | 0 | 0.00515 | 2035 |  |  |  | REF | 0 | 0 | Real 2021 ¦ 12/22/2022 3:42:52 PM | Area 1001 Gas CCS 2035
23151 | Area 1001 Gas CCS 2036 | CO2 | ATC | 2035 | AEP-KPCO | 0 | 0 | 0 | 0 | 0 | 0 | 11.7 | 2035 |  |  |  | REF | 0 | 0 | Real 2021 ¦ 12/22/2022 3:42:52 PM | Area 1001 Gas CCS 2036
23152 | Area 1001 Gas CCS 2036 | NOX | ATC | 2035 | AEP-KPCO | 0 | 0 | 0 | 0 | 0 | 0 | 0.014 | 2035 |  |  |  | REF | 0 | 0 | Real 2021 ¦ 12/22/2022 3:42:52 PM | Area 1001 Gas CCS 2036
23153 | Area 1001 Gas CCS 2036 | SO2 | ATC | 2035 | AEP-KPCO | 0 | 0 | 0 | 0 | 0 | 0 | 0.00515 | 2035 |  |  |  | REF | 0 | 0 | Real 2021 ¦ 12/22/2022 3:42:52 PM | Area 1001 Gas CCS 2036
23154 | Area 1001 Gas CCS 2037 | CO2 | ATC | 2035 | AEP-KPCO | 0 | 0 | 0 | 0 | 0 | 0 | 11.7 | 2035 |  |  |  | REF | 0 | 0 | Real 2021 ¦ 12/22/2022 3:42:52 PM | Area 1001 Gas CCS 2037
23155 | Area 1001 Gas CCS 2037 | NOX | ATC | 2035 | AEP-KPCO | 0 | 0 | 0 | 0 | 0 | 0 | 0.014 | 2035 |  |  |  | REF | 0 | 0 | Real 2021 ¦ 12/22/2022 3:42:52 PM | Area 1001 Gas CCS 2037
23156 | Area 1001 Gas CCS 2037 | SO2 | ATC | 2035 | AEP-KPCO | 0 | 0 | 0 | 0 | 0 | 0 | 0.00515 | 2035 |  |  |  | REF | 0 | 0 | Real 2021 ¦ 12/22/2022 3:42:52 PM | Area 1001 Gas CCS 2037
23157 | Area 1001 Gas CCS 2038 | CO2 | ATC | 2035 | AEP-KPCO | 0 | 0 | 0 | 0 | 0 | 0 | 11.7 | 2035 |  |  |  | REF | 0 | 0 | Real 2021 ¦ 12/22/2022 3:42:52 PM | Area 1001 Gas CCS 2038
23158 | Area 1001 Gas CCS 2038 | NOX | ATC | 2035 | AEP-KPCO | 0 | 0 | 0 | 0 | 0 | 0 | 0.014 | 2035 |  |  |  | REF | 0 | 0 | Real 2021 ¦ 12/22/2022 3:42:52 PM | Area 1001 Gas CCS 2038
23159 | Area 1001 Gas CCS 2038 | SO2 | ATC | 2035 | AEP-KPCO | 0 | 0 | 0 | 0 | 0 | 0 | 0.00515 | 2035 |  |  |  | REF | 0 | 0 | Real 2021 ¦ 12/22/2022 3:42:52 PM | Area 1001 Gas CCS 2038
23160 | Area 1001 Gas CCS 2039 | CO2 | ATC | 2035 | AEP-KPCO | 0 | 0 | 0 | 0 | 0 | 0 | 11.7 | 2035 |  |  |  | REF | 0 | 0 | Real 2021 ¦ 12/22/2022 3:42:52 PM | Area 1001 Gas CCS 2039
23161 | Area 1001 Gas CCS 2039 | NOX | ATC | 2035 | AEP-KPCO | 0 | 0 | 0 | 0 | 0 | 0 | 0.014 | 2035 |  |  |  | REF | 0 | 0 | Real 2021 ¦ 12/22/2022 3:42:52 PM | Area 1001 Gas CCS 2039
23162 | Area 1001 Gas CCS 2039 | SO2 | ATC | 2035 | AEP-KPCO | 0 | 0 | 0 | 0 | 0 | 0 | 0.00515 | 2035 |  |  |  | REF | 0 | 0 | Real 2021 ¦ 12/22/2022 3:42:52 PM | Area 1001 Gas CCS 2039
23163 | Area 1001 Gas CCS 2040 | CO2 | ATC | 2035 | AEP-KPCO | 0 | 0 | 0 | 0 | 0 | 0 | 11.7 | 2035 |  |  |  | REF | 0 | 0 | Real 2021 ¦ 12/22/2022 3:42:52 PM | Area 1001 Gas CCS 2040
23164 | Area 1001 Gas CCS 2040 | NOX | ATC | 2035 | AEP-KPCO | 0 | 0 | 0 | 0 | 0 | 0 | 0.014 | 2035 |  |  |  | REF | 0 | 0 | Real 2021 ¦ 12/22/2022 3:42:52 PM | Area 1001 Gas CCS 2040
23165 | Area 1001 Gas CCS 2040 | SO2 | ATC | 2035 | AEP-KPCO | 0 | 0 | 0 | 0 | 0 | 0 | 0.00515 | 2035 |  |  |  | REF | 0 | 0 | Real 2021 ¦ 12/22/2022 3:42:52 PM | Area 1001 Gas CCS 2040
23166 | Area 1001 Gas CCS 2041 | CO2 | ATC | 2035 | AEP-KPCO | 0 | 0 | 0 | 0 | 0 | 0 | 11.7 | 2035 |  |  |  | REF | 0 | 0 | Real 2021 ¦ 12/22/2022 3:42:52 PM | Area 1001 Gas CCS 2041
23167 | Area 1001 Gas CCS 2041 | NOX | ATC | 2035 | AEP-KPCO | 0 | 0 | 0 | 0 | 0 | 0 | 0.014 | 2035 |  |  |  | REF | 0 | 0 | Real 2021 ¦ 12/22/2022 3:42:52 PM | Area 1001 Gas CCS 2041
23168 | Area 1001 Gas CCS 2041 | SO2 | ATC | 2035 | AEP-KPCO | 0 | 0 | 0 | 0 | 0 | 0 | 0.00515 | 2035 |  |  |  | REF | 0 | 0 | Real 2021 ¦ 12/22/2022 3:42:52 PM | Area 1001 Gas CCS 2041
23169 | Area 1001 Gas CCS 2042 | CO2 | ATC | 2035 | AEP-KPCO | 0 | 0 | 0 | 0 | 0 | 0 | 11.7 | 2035 |  |  |  | REF | 0 | 0 | Real 2021 ¦ 12/22/2022 3:42:52 PM | Area 1001 Gas CCS 2042
23170 | Area 1001 Gas CCS 2042 | NOX | ATC | 2035 | AEP-KPCO | 0 | 0 | 0 | 0 | 0 | 0 | 0.014 | 2035 |  |  |  | REF | 0 | 0 | Real 2021 ¦ 12/22/2022 3:42:52 PM | Area 1001 Gas CCS 2042
23171 | Area 1001 Gas CCS 2042 | SO2 | ATC | 2035 | AEP-KPCO | 0 | 0 | 0 | 0 | 0 | 0 | 0.00515 | 2035 |  |  |  | REF | 0 | 0 | Real 2021 ¦ 12/22/2022 3:42:52 PM | Area 1001 Gas CCS 2042
23172 | Area 1001 Gas CCS 2043 | CO2 | ATC | 2035 | AEP-KPCO | 0 | 0 | 0 | 0 | 0 | 0 | 11.7 | 2035 |  |  |  | REF | 0 | 0 | Real 2021 ¦ 12/22/2022 3:42:52 PM | Area 1001 Gas CCS 2043
23173 | Area 1001 Gas CCS 2043 | NOX | ATC | 2035 | AEP-KPCO | 0 | 0 | 0 | 0 | 0 | 0 | 0.014 | 2035 |  |  |  | REF | 0 | 0 | Real 2021 ¦ 12/22/2022 3:42:52 PM | Area 1001 Gas CCS 2043
23174 | Area 1001 Gas CCS 2043 | SO2 | ATC | 2035 | AEP-KPCO | 0 | 0 | 0 | 0 | 0 | 0 | 0.00515 | 2035 |  |  |  | REF | 0 | 0 | Real 2021 ¦ 12/22/2022 3:42:52 PM | Area 1001 Gas CCS 2043
23175 | Area 1001 Coal CCS 2025 | CO2 | ATC | 2035 | AEP-KPCO | 677461.3125 | 677461.3125 | 0 | -437540.8125 | -437540.8125 | 0 | 20.57 | 2035 |  |  |  | REF | 0 | 0 | Real 2021 ¦ 12/22/2022 3:42:52 PM | Area 1001 Coal CCS 2025
23176 | Area 1001 Coal CCS 2025 | NOX | ATC | 2035 | AEP-KPCO | 240.4214 | 240.4214 | 0 | 12.4252 | 12.4252 | 0 | 0.0073 | 2035 |  |  |  | REF | 0 | 0 | Real 2021 ¦ 12/22/2022 3:42:52 PM | Area 1001 Coal CCS 2025
23177 | Area 1001 Coal CCS 2025 | SO2 | ATC | 2035 | AEP-KPCO | 14063.0029 | 14063.0029 | 0 | 50.4856 | 50.4856 | 0 | 0.427 | 2035 |  |  |  | REF | 0 | 0 | Real 2021 ¦ 12/22/2022 3:42:52 PM | Area 1001 Coal CCS 2025
23178 | Area 1001 Coal CCS 2026 | CO2 | ATC | 2035 | AEP-KPCO | 669932.125 | 669932.125 | 0 | -432678.0938 | -432678.0938 | 0 | 20.57 | 2035 |  |  |  | REF | 0 | 0 | Real 2021 ¦ 12/22/2022 3:42:52 PM | Area 1001 Coal CCS 2026
23179 | Area 1001 Coal CCS 2026 | NOX | ATC | 2035 | AEP-KPCO | 237.7494 | 237.7494 | 0 | 12.2871 | 12.2871 | 0 | 0.0073 | 2035 |  |  |  | REF | 0 | 0 | Real 2021 ¦ 12/22/2022 3:42:52 PM | Area 1001 Coal CCS 2026
23180 | Area 1001 Coal CCS 2026 | SO2 | ATC | 2035 | AEP-KPCO | 13906.71 | 13906.71 | 0 | 49.9245 | 49.9245 | 0 | 0.427 | 2035 |  |  |  | REF | 0 | 0 | Real 2021 ¦ 12/22/2022 3:42:52 PM | Area 1001 Coal CCS 2026
23181 | Area 1001 Coal CCS 2027 | CO2 | ATC | 2035 | AEP-KPCO | 661807.125 | 661807.125 | 0 | -427430.5312 | -427430.5312 | 0 | 20.57 | 2035 |  |  |  | REF | 0 | 0 | Real 2021 ¦ 12/22/2022 3:42:52 PM | Area 1001 Coal CCS 2027
23182 | Area 1001 Coal CCS 2027 | NOX | ATC | 2035 | AEP-KPCO | 234.8659 | 234.8659 | 0 | 12.1381 | 12.1381 | 0 | 0.0073 | 2035 |  |  |  | REF | 0 | 0 | Real 2021 ¦ 12/22/2022 3:42:52 PM | Area 1001 Coal CCS 2027
23183 | Area 1001 Coal CCS 2027 | SO2 | ATC | 2035 | AEP-KPCO | 13738.0479 | 13738.0479 | 0 | 49.319 | 49.319 | 0 | 0.427 | 2035 |  |  |  | REF | 0 | 0 | Real 2021 ¦ 12/22/2022 3:42:52 PM | Area 1001 Coal CCS 2027
23184 | Area 1001 Coal CCS 2028 | CO2 | ATC | 2035 | AEP-KPCO | 653682.1875 | 653682.1875 | 0 | -422183 | -422183 | 0 | 20.57 | 2035 |  |  |  | REF | 0 | 0 | Real 2021 ¦ 12/22/2022 3:42:52 PM | Area 1001 Coal CCS 2028
23185 | Area 1001 Coal CCS 2028 | NOX | ATC | 2035 | AEP-KPCO | 231.9825 | 231.9825 | 0 | 11.9891 | 11.9891 | 0 | 0.0073 | 2035 |  |  |  | REF | 0 | 0 | Real 2021 ¦ 12/22/2022 3:42:52 PM | Area 1001 Coal CCS 2028
23186 | Area 1001 Coal CCS 2028 | SO2 | ATC | 2035 | AEP-KPCO | 13569.3867 | 13569.3867 | 0 | 48.7135 | 48.7135 | 0 | 0.427 | 2035 |  |  |  | REF | 0 | 0 | Real 2021 ¦ 12/22/2022 3:42:52 PM | Area 1001 Coal CCS 2028
23187 | Area 1001 Coal CCS 2029 | CO2 | ATC | 2035 | AEP-KPCO | 646207.1875 | 646207.1875 | 0 | -417355.25 | -417355.25 | 0 | 20.57 | 2035 |  |  |  | REF | 0 | 0 | Real 2021 ¦ 12/22/2022 3:42:52 PM | Area 1001 Coal CCS 2029
23188 | Area 1001 Coal CCS 2029 | NOX | ATC | 2035 | AEP-KPCO | 229.3297 | 229.3297 | 0 | 11.852 | 11.852 | 0 | 0.0073 | 2035 |  |  |  | REF | 0 | 0 | Real 2021 ¦ 12/22/2022 3:42:52 PM | Area 1001 Coal CCS 2029
23189 | Area 1001 Coal CCS 2029 | SO2 | ATC | 2035 | AEP-KPCO | 13414.2178 | 13414.2178 | 0 | 48.1565 | 48.1565 | 0 | 0.427 | 2035 |  |  |  | REF | 0 | 0 | Real 2021 ¦ 12/22/2022 3:42:52 PM | Area 1001 Coal CCS 2029
23190 | Area 1001 Coal CCS 2030 | CO2 | ATC | 2035 | AEP-KPCO | 638028 | 638028 | 0 | -412072.7188 | -412072.7188 | 0 | 20.57 | 2035 |  |  |  | REF | 0 | 0 | Real 2021 ¦ 12/22/2022 3:42:52 PM | Area 1001 Coal CCS 2030
23191 | Area 1001 Coal CCS 2030 | NOX | ATC | 2035 | AEP-KPCO | 226.4271 | 226.4271 | 0 | 11.702 | 11.702 | 0 | 0.0073 | 2035 |  |  |  | REF | 0 | 0 | Real 2021 ¦ 12/22/2022 3:42:52 PM | Area 1001 Coal CCS 2030
23192 | Area 1001 Coal CCS 2030 | SO2 | ATC | 2035 | AEP-KPCO | 13244.4316 | 13244.4316 | 0 | 47.5469 | 47.5469 | 0 | 0.427 | 2035 |  |  |  | REF | 0 | 0 | Real 2021 ¦ 12/22/2022 3:42:52 PM | Area 1001 Coal CCS 2030
23193 | Area 1001 Coal CCS 2031 | CO2 | ATC | 2035 | AEP-KPCO | 629903.0625 | 629903.0625 | 0 | -406825.1562 | -406825.1562 | 0 | 20.57 | 2035 |  |  |  | REF | 0 | 0 | Real 2021 ¦ 12/22/2022 3:42:52 PM | Area 1001 Coal CCS 2031
23194 | Area 1001 Coal CCS 2031 | NOX | ATC | 2035 | AEP-KPCO | 223.5436 | 223.5436 | 0 | 11.5529 | 11.5529 | 0 | 0.0073 | 2035 |  |  |  | REF | 0 | 0 | Real 2021 ¦ 12/22/2022 3:42:52 PM | Area 1001 Coal CCS 2031
23195 | Area 1001 Coal CCS 2031 | SO2 | ATC | 2035 | AEP-KPCO | 13075.7705 | 13075.7705 | 0 | 46.9414 | 46.9414 | 0 | 0.427 | 2035 |  |  |  | REF | 0 | 0 | Real 2021 ¦ 12/22/2022 3:42:52 PM | Area 1001 Coal CCS 2031
23196 | Area 1001 Coal CCS 2032 | CO2 | ATC | 2035 | AEP-KPCO | 621778.0625 | 621778.0625 | 0 | -401577.5938 | -401577.5938 | 0 | 20.57 | 2035 |  |  |  | REF | 0 | 0 | Real 2021 ¦ 12/22/2022 3:42:52 PM | Area 1001 Coal CCS 2032
23197 | Area 1001 Coal CCS 2032 | NOX | ATC | 2035 | AEP-KPCO | 220.6602 | 220.6602 | 0 | 11.4039 | 11.4039 | 0 | 0.0073 | 2035 |  |  |  | REF | 0 | 0 | Real 2021 ¦ 12/22/2022 3:42:52 PM | Area 1001 Coal CCS 2032
23198 | Area 1001 Coal CCS 2032 | SO2 | ATC | 2035 | AEP-KPCO | 12907.1084 | 12907.1084 | 0 | 46.336 | 46.336 | 0 | 0.427 | 2035 |  |  |  | REF | 0 | 0 | Real 2021 ¦ 12/22/2022 3:42:52 PM | Area 1001 Coal CCS 2032
23199 | Area 1001 Coal CCS 2033 | CO2 | ATC | 2035 | AEP-KPCO | 1516.3484 | 1516.3484 | 0 | 721.374 | 721.374 | 0 | 20.57 | 2035 |  |  |  | REF | 0 | 0 | Real 2021 ¦ 12/22/2022 3:42:52 PM | Area 1001 Coal CCS 2033
23200 | Area 1001 Coal CCS 2033 | NOX | ATC | 2035 | AEP-KPCO | 0.53813 | 0.53813 | 0 | 0.0056084 | 0.0056084 | 0 | 0.0073 | 2035 |  |  |  | REF | 0 | 0 | Real 2021 ¦ 12/22/2022 3:42:52 PM | Area 1001 Coal CCS 2033
23201 | Area 1001 Coal CCS 2033 | SO2 | ATC | 2035 | AEP-KPCO | 31.4769 | 31.4769 | 0 | 0.113 | 0.113 | 0 | 0.427 | 2035 |  |  |  | REF | 0 | 0 | Real 2021 ¦ 12/22/2022 3:42:52 PM | Area 1001 Coal CCS 2033
23202 | Area 1001 Coal CCS 2034 | CO2 | ATC | 2035 | AEP-KPCO | 1505.5183 | 1505.5183 | 0 | 716.2217 | 716.2217 | 0 | 20.57 | 2035 |  |  |  | REF | 0 | 0 | Real 2021 ¦ 12/22/2022 3:42:52 PM | Area 1001 Coal CCS 2034
23203 | Area 1001 Coal CCS 2034 | NOX | ATC | 2035 | AEP-KPCO | 0.53429 | 0.53429 | 0 | 0.0055683 | 0.0055683 | 0 | 0.0073 | 2035 |  |  |  | REF | 0 | 0 | Real 2021 ¦ 12/22/2022 3:42:52 PM | Area 1001 Coal CCS 2034
23204 | Area 1001 Coal CCS 2034 | SO2 | ATC | 2035 | AEP-KPCO | 31.2521 | 31.2521 | 0 | 0.11219 | 0.11219 | 0 | 0.427 | 2035 |  |  |  | REF | 0 | 0 | Real 2021 ¦ 12/22/2022 3:42:52 PM | Area 1001 Coal CCS 2034
23205 | Area 1001 Coal CCS 2035 | CO2 | ATC | 2035 | AEP-KPCO | 1569.4226 | 1569.4226 | 0 | 746.623 | 746.623 | 0 | 20.57 | 2035 |  |  |  | REF | 0 | 0 | Real 2021 ¦ 12/22/2022 3:42:52 PM | Area 1001 Coal CCS 2035
23206 | Area 1001 Coal CCS 2035 | NOX | ATC | 2035 | AEP-KPCO | 0.55697 | 0.55697 | 0 | 0.0056591 | 0.0056591 | 0 | 0.0073 | 2035 |  |  |  | REF | 0 | 0 | Real 2021 ¦ 12/22/2022 3:42:52 PM | Area 1001 Coal CCS 2035
23207 | Area 1001 Coal CCS 2035 | SO2 | ATC | 2035 | AEP-KPCO | 32.5787 | 32.5787 | 0 | 0.11696 | 0.11696 | 0 | 0.427 | 2035 |  |  |  | REF | 0 | 0 | Real 2021 ¦ 12/22/2022 3:42:52 PM | Area 1001 Coal CCS 2035
23208 | Area 1001 Coal CCS 2036 | CO2 | ATC | 2035 | AEP-KPCO | 0 | 0 | 0 | 0 | 0 | 0 | 20.57 | 2035 |  |  |  | REF | 0 | 0 | Real 2021 ¦ 12/22/2022 3:42:52 PM | Area 1001 Coal CCS 2036
23209 | Area 1001 Coal CCS 2036 | NOX | ATC | 2035 | AEP-KPCO | 0 | 0 | 0 | 0 | 0 | 0 | 0.0073 | 2035 |  |  |  | REF | 0 | 0 | Real 2021 ¦ 12/22/2022 3:42:52 PM | Area 1001 Coal CCS 2036
23210 | Area 1001 Coal CCS 2036 | SO2 | ATC | 2035 | AEP-KPCO | 0 | 0 | 0 | 0 | 0 | 0 | 0.427 | 2035 |  |  |  | REF | 0 | 0 | Real 2021 ¦ 12/22/2022 3:42:52 PM | Area 1001 Coal CCS 2036
23211 | Area 1001 Coal CCS 2037 | CO2 | ATC | 2035 | AEP-KPCO | 0 | 0 | 0 | 0 | 0 | 0 | 20.57 | 2035 |  |  |  | REF | 0 | 0 | Real 2021 ¦ 12/22/2022 3:42:52 PM | Area 1001 Coal CCS 2037
23212 | Area 1001 Coal CCS 2037 | NOX | ATC | 2035 | AEP-KPCO | 0 | 0 | 0 | 0 | 0 | 0 | 0.0073 | 2035 |  |  |  | REF | 0 | 0 | Real 2021 ¦ 12/22/2022 3:42:52 PM | Area 1001 Coal CCS 2037
23213 | Area 1001 Coal CCS 2037 | SO2 | ATC | 2035 | AEP-KPCO | 0 | 0 | 0 | 0 | 0 | 0 | 0.427 | 2035 |  |  |  | REF | 0 | 0 | Real 2021 ¦ 12/22/2022 3:42:52 PM | Area 1001 Coal CCS 2037
23214 | Area 1001 Coal CCS 2038 | CO2 | ATC | 2035 | AEP-KPCO | 0 | 0 | 0 | 0 | 0 | 0 | 20.57 | 2035 |  |  |  | REF | 0 | 0 | Real 2021 ¦ 12/22/2022 3:42:52 PM | Area 1001 Coal CCS 2038
23215 | Area 1001 Coal CCS 2038 | NOX | ATC | 2035 | AEP-KPCO | 0 | 0 | 0 | 0 | 0 | 0 | 0.0073 | 2035 |  |  |  | REF | 0 | 0 | Real 2021 ¦ 12/22/2022 3:42:52 PM | Area 1001 Coal CCS 2038
23216 | Area 1001 Coal CCS 2038 | SO2 | ATC | 2035 | AEP-KPCO | 0 | 0 | 0 | 0 | 0 | 0 | 0.427 | 2035 |  |  |  | REF | 0 | 0 | Real 2021 ¦ 12/22/2022 3:42:52 PM | Area 1001 Coal CCS 2038
23217 | Area 1001 Coal CCS 2039 | CO2 | ATC | 2035 | AEP-KPCO | 0 | 0 | 0 | 0 | 0 | 0 | 20.57 | 2035 |  |  |  | REF | 0 | 0 | Real 2021 ¦ 12/22/2022 3:42:52 PM | Area 1001 Coal CCS 2039
23218 | Area 1001 Coal CCS 2039 | NOX | ATC | 2035 | AEP-KPCO | 0 | 0 | 0 | 0 | 0 | 0 | 0.0073 | 2035 |  |  |  | REF | 0 | 0 | Real 2021 ¦ 12/22/2022 3:42:52 PM | Area 1001 Coal CCS 2039
23219 | Area 1001 Coal CCS 2039 | SO2 | ATC | 2035 | AEP-KPCO | 0 | 0 | 0 | 0 | 0 | 0 | 0.427 | 2035 |  |  |  | REF | 0 | 0 | Real 2021 ¦ 12/22/2022 3:42:52 PM | Area 1001 Coal CCS 2039
23220 | Area 1001 Coal CCS 2040 | CO2 | ATC | 2035 | AEP-KPCO | 0 | 0 | 0 | 0 | 0 | 0 | 20.57 | 2035 |  |  |  | REF | 0 | 0 | Real 2021 ¦ 12/22/2022 3:42:52 PM | Area 1001 Coal CCS 2040
23221 | Area 1001 Coal CCS 2040 | NOX | ATC | 2035 | AEP-KPCO | 0 | 0 | 0 | 0 | 0 | 0 | 0.0073 | 2035 |  |  |  | REF | 0 | 0 | Real 2021 ¦ 12/22/2022 3:42:52 PM | Area 1001 Coal CCS 2040
23222 | Area 1001 Coal CCS 2040 | SO2 | ATC | 2035 | AEP-KPCO | 0 | 0 | 0 | 0 | 0 | 0 | 0.427 | 2035 |  |  |  | REF | 0 | 0 | Real 2021 ¦ 12/22/2022 3:42:52 PM | Area 1001 Coal CCS 2040
23223 | Area 1001 Coal CCS 2041 | CO2 | ATC | 2035 | AEP-KPCO | 0 | 0 | 0 | 0 | 0 | 0 | 20.57 | 2035 |  |  |  | REF | 0 | 0 | Real 2021 ¦ 12/22/2022 3:42:52 PM | Area 1001 Coal CCS 2041
23224 | Area 1001 Coal CCS 2041 | NOX | ATC | 2035 | AEP-KPCO | 0 | 0 | 0 | 0 | 0 | 0 | 0.0073 | 2035 |  |  |  | REF | 0 | 0 | Real 2021 ¦ 12/22/2022 3:42:52 PM | Area 1001 Coal CCS 2041
23225 | Area 1001 Coal CCS 2041 | SO2 | ATC | 2035 | AEP-KPCO | 0 | 0 | 0 | 0 | 0 | 0 | 0.427 | 2035 |  |  |  | REF | 0 | 0 | Real 2021 ¦ 12/22/2022 3:42:52 PM | Area 1001 Coal CCS 2041
23226 | Area 1001 Coal CCS 2042 | CO2 | ATC | 2035 | AEP-KPCO | 0 | 0 | 0 | 0 | 0 | 0 | 20.57 | 2035 |  |  |  | REF | 0 | 0 | Real 2021 ¦ 12/22/2022 3:42:52 PM | Area 1001 Coal CCS 2042
23227 | Area 1001 Coal CCS 2042 | NOX | ATC | 2035 | AEP-KPCO | 0 | 0 | 0 | 0 | 0 | 0 | 0.0073 | 2035 |  |  |  | REF | 0 | 0 | Real 2021 ¦ 12/22/2022 3:42:52 PM | Area 1001 Coal CCS 2042
23228 | Area 1001 Coal CCS 2042 | SO2 | ATC | 2035 | AEP-KPCO | 0 | 0 | 0 | 0 | 0 | 0 | 0.427 | 2035 |  |  |  | REF | 0 | 0 | Real 2021 ¦ 12/22/2022 3:42:52 PM | Area 1001 Coal CCS 2042
23229 | Area 1001 Coal CCS 2043 | CO2 | ATC | 2035 | AEP-KPCO | 0 | 0 | 0 | 0 | 0 | 0 | 20.57 | 2035 |  |  |  | REF | 0 | 0 | Real 2021 ¦ 12/22/2022 3:42:52 PM | Area 1001 Coal CCS 2043
23230 | Area 1001 Coal CCS 2043 | NOX | ATC | 2035 | AEP-KPCO | 0 | 0 | 0 | 0 | 0 | 0 | 0.0073 | 2035 |  |  |  | REF | 0 | 0 | Real 2021 ¦ 12/22/2022 3:42:52 PM | Area 1001 Coal CCS 2043
23231 | Area 1001 Coal CCS 2043 | SO2 | ATC | 2035 | AEP-KPCO | 0 | 0 | 0 | 0 | 0 | 0 | 0.427 | 2035 |  |  |  | REF | 0 | 0 | Real 2021 ¦ 12/22/2022 3:42:52 PM | Area 1001 Coal CCS 2043
23232 | Big Sandy #1_Ext Gas | CO2 | ATC | 2035 | AEP-KPCO | 225697.0938 | 225697.0938 | 0 | 2749.562 | 2749.562 | 0 | 117 | 2035 |  |  |  | REF | 0 | 0 | Real 2021 ¦ 12/22/2022 3:42:52 PM | Big Sandy #1_Ext Gas
23233 | Big Sandy #1_Ext Gas | NOX | ATC | 2035 | AEP-KPCO | 270.0649 | 270.0649 | 0 | 8.8007 | 8.8007 | 0 | 0.14 | 2035 |  |  |  | REF | 0 | 0 | Real 2021 ¦ 12/22/2022 3:42:52 PM | Big Sandy #1_Ext Gas
23234 | Big Sandy #1_Ext Gas | SO2 | ATC | 2035 | AEP-KPCO | 96.4518 | 96.4518 | 0 | 0.34626 | 0.34626 | 0 | 0.05 | 2035 |  |  |  | REF | 0 | 0 | Real 2021 ¦ 12/22/2022 3:42:52 PM | Big Sandy #1_Ext Gas
23235 | Big Sandy #1_Ext_NGCCS retrofit 2031 | CO2 | ATC | 2035 | AEP-KPCO | 151850.3906 | 151850.3906 | 0 | -98073.125 | -98073.125 | 0 | 11.7 | 2035 |  |  |  | REF | 0 | 0 | Real 2021 ¦ 12/22/2022 3:42:52 PM | Big Sandy #1_Ext_NGCCS retrofit 2032
23236 | Big Sandy #1_Ext_NGCCS retrofit 2031 | NOX | ATC | 2035 | AEP-KPCO | 181.7013 | 181.7013 | 0 | 9.2829 | 9.2829 | 0 | 0.014 | 2035 |  |  |  | REF | 0 | 0 | Real 2021 ¦ 12/22/2022 3:42:52 PM | Big Sandy #1_Ext_NGCCS retrofit 2032
23237 | Big Sandy #1_Ext_NGCCS retrofit 2031 | SO2 | ATC | 2035 | AEP-KPCO | 66.8401 | 66.8401 | 0 | 0.23995 | 0.23995 | 0 | 0.00515 | 2035 |  |  |  | REF | 0 | 0 | Real 2021 ¦ 12/22/2022 3:42:52 PM | Big Sandy #1_Ext_NGCCS retrofit 2032
23238 | Big Sandy #1_Ext Gas Capitalized | CO2 | ATC | 2035 | AEP-KPCO | 229666.2031 | 229666.2031 | 0 | 2797.9158 | 2797.9158 | 0 | 117 | 2035 |  |  |  | REF | 0 | 0 | Real 2021 ¦ 12/22/2022 3:42:52 PM | Big Sandy #1_Ext Gas Capitalized
23239 | Big Sandy #1_Ext Gas Capitalized | NOX | ATC | 2035 | AEP-KPCO | 274.8143 | 274.8143 | 0 | 8.3621 | 8.3621 | 0 | 0.14 | 2035 |  |  |  | REF | 0 | 0 | Real 2021 ¦ 12/22/2022 3:42:52 PM | Big Sandy #1_Ext Gas Capitalized
23240 | Big Sandy #1_Ext Gas Capitalized | SO2 | ATC | 2035 | AEP-KPCO | 98.1479 | 98.1479 | 0 | 0.35235 | 0.35235 | 0 | 0.05 | 2035 |  |  |  | REF | 0 | 0 | Real 2021 ¦ 12/22/2022 3:42:52 PM | Big Sandy #1_Ext Gas Capitalized
23241 | Big Sandy #1_Ext Gas FOM Capitalized | CO2 | ATC | 2035 | AEP-KPCO | 239690.6406 | 239690.6406 | 0 | 2920.0388 | 2920.0388 | 0 | 117 | 2035 |  |  |  | REF | 0 | 0 | Real 2021 ¦ 12/22/2022 3:42:52 PM | Big Sandy #1_Ext Gas FOM Capitalized
23242 | Big Sandy #1_Ext Gas FOM Capitalized | NOX | ATC | 2035 | AEP-KPCO | 286.8093 | 286.8093 | 0 | 8.4213 | 8.4213 | 0 | 0.14 | 2035 |  |  |  | REF | 0 | 0 | Real 2021 ¦ 12/22/2022 3:42:52 PM | Big Sandy #1_Ext Gas FOM Capitalized
23243 | Big Sandy #1_Ext Gas FOM Capitalized | SO2 | ATC | 2035 | AEP-KPCO | 102.4319 | 102.4319 | 0 | 0.36773 | 0.36773 | 0 | 0.05 | 2035 |  |  |  | REF | 0 | 0 | Real 2021 ¦ 12/22/2022 3:42:52 PM | Big Sandy #1_Ext Gas FOM Capitalized
24585 | Big Sandy #1 Gas | CO2 | ATC | 2036 | AEP-KPCO | 0 | 0 | 0 | 0 | 0 | 0 | 117 | 2036 |  |  |  | REF | 0 | 0 | Real 2021 ¦ 12/22/2022 3:42:52 PM | 13555
24586 | Big Sandy #1 Gas | NOX | ATC | 2036 | AEP-KPCO | 0 | 0 | 0 | 0 | 0 | 0 | 0.14 | 2036 |  |  |  | REF | 0 | 0 | Real 2021 ¦ 12/22/2022 3:42:52 PM | 13555
24587 | Big Sandy #1 Gas | SO2 | ATC | 2036 | AEP-KPCO | 0 | 0 | 0 | 0 | 0 | 0 | 0.05 | 2036 |  |  |  | REF | 0 | 0 | Real 2021 ¦ 12/22/2022 3:42:52 PM | 13555
24588 | Mitchell #1 (WV) | CO2 | ATC | 2036 | AEP-KPCO | 0 | 0 | 0 | 0 | 0 | 0 | 205.7 | 2036 |  |  |  | REF | 0 | 0 | Real 2021 ¦ 12/22/2022 3:42:52 PM | 3102
24589 | Mitchell #1 (WV) | NOX | ATC | 2036 | AEP-KPCO | 0 | 0 | 0 | 0 | 0 | 0 | 0.07 | 2036 |  |  |  | REF | 0 | 0 | Real 2021 ¦ 12/22/2022 3:42:52 PM | 3102
24590 | Mitchell #1 (WV) | SO2 | ATC | 2036 | AEP-KPCO | 0 | 0 | 0 | 0 | 0 | 0 | 4.27 | 2036 |  |  |  | REF | 0 | 0 | Real 2021 ¦ 12/22/2022 3:42:52 PM | 3102
24591 | Mitchell #2 (WV) | CO2 | ATC | 2036 | AEP-KPCO | 0 | 0 | 0 | 0 | 0 | 0 | 205.7 | 2036 |  |  |  | REF | 0 | 0 | Real 2021 ¦ 12/22/2022 3:42:52 PM | 3105
24592 | Mitchell #2 (WV) | NOX | ATC | 2036 | AEP-KPCO | 0 | 0 | 0 | 0 | 0 | 0 | 0.07 | 2036 |  |  |  | REF | 0 | 0 | Real 2021 ¦ 12/22/2022 3:42:52 PM | 3105
24593 | Mitchell #2 (WV) | SO2 | ATC | 2036 | AEP-KPCO | 0 | 0 | 0 | 0 | 0 | 0 | 4.27 | 2036 |  |  |  | REF | 0 | 0 | Real 2021 ¦ 12/22/2022 3:42:52 PM | 3105
24594 | Area 1001 Gas CC 2x1 2024 | CO2 | ATC | 2036 | AEP-KPCO | 2743798 | 2743798 | 0 | 33947.7852 | 33947.7852 | 0 | 122 | 2036 |  |  |  | REF | 0 | 0 | Real 2021 ¦ 12/22/2022 3:42:52 PM | Area 1001 Gas CC 2x1 2024
24595 | Area 1001 Gas CC 2x1 2024 | NOX | ATC | 2036 | AEP-KPCO | 12.5945 | 12.5945 | 0 | 0.63122 | 0.63122 | 0 | 0.00056 | 2036 |  |  |  | REF | 0 | 0 | Real 2021 ¦ 12/22/2022 3:42:52 PM | Area 1001 Gas CC 2x1 2024
24596 | Area 1001 Gas CC 2x1 2024 | SO2 | ATC | 2036 | AEP-KPCO | 169.1259 | 169.1259 | 0 | 0.61967 | 0.61967 | 0 | 0.00752 | 2036 |  |  |  | REF | 0 | 0 | Real 2021 ¦ 12/22/2022 3:42:52 PM | Area 1001 Gas CC 2x1 2024
24597 | Area 1001 Gas CC 2x1 2025 | CO2 | ATC | 2036 | AEP-KPCO | 2743798 | 2743798 | 0 | 33947.7852 | 33947.7852 | 0 | 122 | 2036 |  |  |  | REF | 0 | 0 | Real 2021 ¦ 12/22/2022 3:42:52 PM | Area 1001 Gas CC 2x1 2025
24598 | Area 1001 Gas CC 2x1 2025 | NOX | ATC | 2036 | AEP-KPCO | 12.5945 | 12.5945 | 0 | 0.63122 | 0.63122 | 0 | 0.00056 | 2036 |  |  |  | REF | 0 | 0 | Real 2021 ¦ 12/22/2022 3:42:52 PM | Area 1001 Gas CC 2x1 2025
24599 | Area 1001 Gas CC 2x1 2025 | SO2 | ATC | 2036 | AEP-KPCO | 169.1259 | 169.1259 | 0 | 0.61967 | 0.61967 | 0 | 0.00752 | 2036 |  |  |  | REF | 0 | 0 | Real 2021 ¦ 12/22/2022 3:42:52 PM | Area 1001 Gas CC 2x1 2025
24600 | Area 1001 Gas CC 2x1 2026 | CO2 | ATC | 2036 | AEP-KPCO | 2743798 | 2743798 | 0 | 33947.7852 | 33947.7852 | 0 | 122 | 2036 |  |  |  | REF | 0 | 0 | Real 2021 ¦ 12/22/2022 3:42:52 PM | Area 1001 Gas CC 2x1 2026
24601 | Area 1001 Gas CC 2x1 2026 | NOX | ATC | 2036 | AEP-KPCO | 12.5945 | 12.5945 | 0 | 0.63122 | 0.63122 | 0 | 0.00056 | 2036 |  |  |  | REF | 0 | 0 | Real 2021 ¦ 12/22/2022 3:42:52 PM | Area 1001 Gas CC 2x1 2026
24602 | Area 1001 Gas CC 2x1 2026 | SO2 | ATC | 2036 | AEP-KPCO | 169.1259 | 169.1259 | 0 | 0.61967 | 0.61967 | 0 | 0.00752 | 2036 |  |  |  | REF | 0 | 0 | Real 2021 ¦ 12/22/2022 3:42:52 PM | Area 1001 Gas CC 2x1 2026
24603 | Area 1001 Gas CC 2x1 2027 | CO2 | ATC | 2036 | AEP-KPCO | 2743798 | 2743798 | 0 | 33947.7852 | 33947.7852 | 0 | 122 | 2036 |  |  |  | REF | 0 | 0 | Real 2021 ¦ 12/22/2022 3:42:52 PM | Area 1001 Gas CC 2x1 2027
24604 | Area 1001 Gas CC 2x1 2027 | NOX | ATC | 2036 | AEP-KPCO | 12.5945 | 12.5945 | 0 | 0.63122 | 0.63122 | 0 | 0.00056 | 2036 |  |  |  | REF | 0 | 0 | Real 2021 ¦ 12/22/2022 3:42:52 PM | Area 1001 Gas CC 2x1 2027
24605 | Area 1001 Gas CC 2x1 2027 | SO2 | ATC | 2036 | AEP-KPCO | 169.1259 | 169.1259 | 0 | 0.61967 | 0.61967 | 0 | 0.00752 | 2036 |  |  |  | REF | 0 | 0 | Real 2021 ¦ 12/22/2022 3:42:52 PM | Area 1001 Gas CC 2x1 2027
24606 | Area 1001 Gas CC 2x1 2028 | CO2 | ATC | 2036 | AEP-KPCO | 2743642 | 2743642 | 0 | 33945.8555 | 33945.8555 | 0 | 122 | 2036 |  |  |  | REF | 0 | 0 | Real 2021 ¦ 12/22/2022 3:42:52 PM | Area 1001 Gas CC 2x1 2028
24607 | Area 1001 Gas CC 2x1 2028 | NOX | ATC | 2036 | AEP-KPCO | 12.5938 | 12.5938 | 0 | 0.63121 | 0.63121 | 0 | 0.00056 | 2036 |  |  |  | REF | 0 | 0 | Real 2021 ¦ 12/22/2022 3:42:52 PM | Area 1001 Gas CC 2x1 2028
24608 | Area 1001 Gas CC 2x1 2028 | SO2 | ATC | 2036 | AEP-KPCO | 169.1163 | 169.1163 | 0 | 0.61964 | 0.61964 | 0 | 0.00752 | 2036 |  |  |  | REF | 0 | 0 | Real 2021 ¦ 12/22/2022 3:42:52 PM | Area 1001 Gas CC 2x1 2028
24609 | Area 1001 Gas CC 2x1 2029 | CO2 | ATC | 2036 | AEP-KPCO | 2743798 | 2743798 | 0 | 33947.7852 | 33947.7852 | 0 | 122 | 2036 |  |  |  | REF | 0 | 0 | Real 2021 ¦ 12/22/2022 3:42:52 PM | Area 1001 Gas CC 2x1 2029
24610 | Area 1001 Gas CC 2x1 2029 | NOX | ATC | 2036 | AEP-KPCO | 12.5945 | 12.5945 | 0 | 0.63122 | 0.63122 | 0 | 0.00056 | 2036 |  |  |  | REF | 0 | 0 | Real 2021 ¦ 12/22/2022 3:42:52 PM | Area 1001 Gas CC 2x1 2029
24611 | Area 1001 Gas CC 2x1 2029 | SO2 | ATC | 2036 | AEP-KPCO | 169.1259 | 169.1259 | 0 | 0.61967 | 0.61967 | 0 | 0.00752 | 2036 |  |  |  | REF | 0 | 0 | Real 2021 ¦ 12/22/2022 3:42:52 PM | Area 1001 Gas CC 2x1 2029
24612 | Area 1001 Gas CC 2x1 2030 | CO2 | ATC | 2036 | AEP-KPCO | 2748320.75 | 2748320.75 | 0 | 34003.7461 | 34003.7461 | 0 | 122 | 2036 |  |  |  | REF | 0 | 0 | Real 2021 ¦ 12/22/2022 3:42:52 PM | Area 1001 Gas CC 2x1 2030
24613 | Area 1001 Gas CC 2x1 2030 | NOX | ATC | 2036 | AEP-KPCO | 12.6152 | 12.6152 | 0 | 0.63132 | 0.63132 | 0 | 0.00056 | 2036 |  |  |  | REF | 0 | 0 | Real 2021 ¦ 12/22/2022 3:42:52 PM | Area 1001 Gas CC 2x1 2030
24614 | Area 1001 Gas CC 2x1 2030 | SO2 | ATC | 2036 | AEP-KPCO | 169.4047 | 169.4047 | 0 | 0.62069 | 0.62069 | 0 | 0.00752 | 2036 |  |  |  | REF | 0 | 0 | Real 2021 ¦ 12/22/2022 3:42:52 PM | Area 1001 Gas CC 2x1 2030
24615 | Area 1001 Gas CC 2x1 2031 | CO2 | ATC | 2036 | AEP-KPCO | 2743798 | 2743798 | 0 | 33947.7852 | 33947.7852 | 0 | 122 | 2036 |  |  |  | REF | 0 | 0 | Real 2021 ¦ 12/22/2022 3:42:52 PM | Area 1001 Gas CC 2x1 2031
24616 | Area 1001 Gas CC 2x1 2031 | NOX | ATC | 2036 | AEP-KPCO | 12.5945 | 12.5945 | 0 | 0.63122 | 0.63122 | 0 | 0.00056 | 2036 |  |  |  | REF | 0 | 0 | Real 2021 ¦ 12/22/2022 3:42:52 PM | Area 1001 Gas CC 2x1 2031
24617 | Area 1001 Gas CC 2x1 2031 | SO2 | ATC | 2036 | AEP-KPCO | 169.1259 | 169.1259 | 0 | 0.61967 | 0.61967 | 0 | 0.00752 | 2036 |  |  |  | REF | 0 | 0 | Real 2021 ¦ 12/22/2022 3:42:52 PM | Area 1001 Gas CC 2x1 2031
24618 | Area 1001 Gas CC 2x1 2032 | CO2 | ATC | 2036 | AEP-KPCO | 2743798 | 2743798 | 0 | 33947.7852 | 33947.7852 | 0 | 122 | 2036 |  |  |  | REF | 0 | 0 | Real 2021 ¦ 12/22/2022 3:42:52 PM | Area 1001 Gas CC 2x1 2032
24619 | Area 1001 Gas CC 2x1 2032 | NOX | ATC | 2036 | AEP-KPCO | 12.5945 | 12.5945 | 0 | 0.63122 | 0.63122 | 0 | 0.00056 | 2036 |  |  |  | REF | 0 | 0 | Real 2021 ¦ 12/22/2022 3:42:52 PM | Area 1001 Gas CC 2x1 2032
24620 | Area 1001 Gas CC 2x1 2032 | SO2 | ATC | 2036 | AEP-KPCO | 169.1259 | 169.1259 | 0 | 0.61967 | 0.61967 | 0 | 0.00752 | 2036 |  |  |  | REF | 0 | 0 | Real 2021 ¦ 12/22/2022 3:42:52 PM | Area 1001 Gas CC 2x1 2032
24621 | Area 1001 Gas CC 2x1 2033 | CO2 | ATC | 2036 | AEP-KPCO | 2744308 | 2744308 | 0 | 33954.0977 | 33954.0977 | 0 | 122 | 2036 |  |  |  | REF | 0 | 0 | Real 2021 ¦ 12/22/2022 3:42:52 PM | Area 1001 Gas CC 2x1 2033
24622 | Area 1001 Gas CC 2x1 2033 | NOX | ATC | 2036 | AEP-KPCO | 12.5968 | 12.5968 | 0 | 0.63123 | 0.63123 | 0 | 0.00056 | 2036 |  |  |  | REF | 0 | 0 | Real 2021 ¦ 12/22/2022 3:42:52 PM | Area 1001 Gas CC 2x1 2033
24623 | Area 1001 Gas CC 2x1 2033 | SO2 | ATC | 2036 | AEP-KPCO | 169.1573 | 169.1573 | 0 | 0.61979 | 0.61979 | 0 | 0.00752 | 2036 |  |  |  | REF | 0 | 0 | Real 2021 ¦ 12/22/2022 3:42:52 PM | Area 1001 Gas CC 2x1 2033
24624 | Area 1001 Gas CC 2x1 2034 | CO2 | ATC | 2036 | AEP-KPCO | 2743798 | 2743798 | 0 | 33947.7852 | 33947.7852 | 0 | 122 | 2036 |  |  |  | REF | 0 | 0 | Real 2021 ¦ 12/22/2022 3:42:52 PM | Area 1001 Gas CC 2x1 2034
24625 | Area 1001 Gas CC 2x1 2034 | NOX | ATC | 2036 | AEP-KPCO | 12.5945 | 12.5945 | 0 | 0.63122 | 0.63122 | 0 | 0.00056 | 2036 |  |  |  | REF | 0 | 0 | Real 2021 ¦ 12/22/2022 3:42:52 PM | Area 1001 Gas CC 2x1 2034
24626 | Area 1001 Gas CC 2x1 2034 | SO2 | ATC | 2036 | AEP-KPCO | 169.1259 | 169.1259 | 0 | 0.61967 | 0.61967 | 0 | 0.00752 | 2036 |  |  |  | REF | 0 | 0 | Real 2021 ¦ 12/22/2022 3:42:52 PM | Area 1001 Gas CC 2x1 2034
24627 | Area 1001 Gas CC 2x1 2035 | CO2 | ATC | 2036 | AEP-KPCO | 2743798 | 2743798 | 0 | 33947.7852 | 33947.7852 | 0 | 122 | 2036 |  |  |  | REF | 0 | 0 | Real 2021 ¦ 12/22/2022 3:42:52 PM | Area 1001 Gas CC 2x1 2035
24628 | Area 1001 Gas CC 2x1 2035 | NOX | ATC | 2036 | AEP-KPCO | 12.5945 | 12.5945 | 0 | 0.63122 | 0.63122 | 0 | 0.00056 | 2036 |  |  |  | REF | 0 | 0 | Real 2021 ¦ 12/22/2022 3:42:52 PM | Area 1001 Gas CC 2x1 2035
24629 | Area 1001 Gas CC 2x1 2035 | SO2 | ATC | 2036 | AEP-KPCO | 169.1259 | 169.1259 | 0 | 0.61967 | 0.61967 | 0 | 0.00752 | 2036 |  |  |  | REF | 0 | 0 | Real 2021 ¦ 12/22/2022 3:42:52 PM | Area 1001 Gas CC 2x1 2035
24630 | Area 1001 Gas CC 2x1 2036 | CO2 | ATC | 2036 | AEP-KPCO | 2743798 | 2743798 | 0 | 33947.7852 | 33947.7852 | 0 | 122 | 2036 |  |  |  | REF | 0 | 0 | Real 2021 ¦ 12/22/2022 3:42:52 PM | Area 1001 Gas CC 2x1 2036
24631 | Area 1001 Gas CC 2x1 2036 | NOX | ATC | 2036 | AEP-KPCO | 12.5945 | 12.5945 | 0 | 0.63122 | 0.63122 | 0 | 0.00056 | 2036 |  |  |  | REF | 0 | 0 | Real 2021 ¦ 12/22/2022 3:42:52 PM | Area 1001 Gas CC 2x1 2036
24632 | Area 1001 Gas CC 2x1 2036 | SO2 | ATC | 2036 | AEP-KPCO | 169.1259 | 169.1259 | 0 | 0.61967 | 0.61967 | 0 | 0.00752 | 2036 |  |  |  | REF | 0 | 0 | Real 2021 ¦ 12/22/2022 3:42:52 PM | Area 1001 Gas CC 2x1 2036
24633 | Area 1001 Gas CC 2x1 2037 | CO2 | ATC | 2036 | AEP-KPCO | 0 | 0 | 0 | 0 | 0 | 0 | 122 | 2036 |  |  |  | REF | 0 | 0 | Real 2021 ¦ 12/22/2022 3:42:52 PM | Area 1001 Gas CC 2x1 2037
24634 | Area 1001 Gas CC 2x1 2037 | NOX | ATC | 2036 | AEP-KPCO | 0 | 0 | 0 | 0 | 0 | 0 | 0.00056 | 2036 |  |  |  | REF | 0 | 0 | Real 2021 ¦ 12/22/2022 3:42:52 PM | Area 1001 Gas CC 2x1 2037
24635 | Area 1001 Gas CC 2x1 2037 | SO2 | ATC | 2036 | AEP-KPCO | 0 | 0 | 0 | 0 | 0 | 0 | 0.00752 | 2036 |  |  |  | REF | 0 | 0 | Real 2021 ¦ 12/22/2022 3:42:52 PM | Area 1001 Gas CC 2x1 2037
24636 | Area 1001 Gas CC 2x1 2038 | CO2 | ATC | 2036 | AEP-KPCO | 0 | 0 | 0 | 0 | 0 | 0 | 122 | 2036 |  |  |  | REF | 0 | 0 | Real 2021 ¦ 12/22/2022 3:42:52 PM | Area 1001 Gas CC 2x1 2038
24637 | Area 1001 Gas CC 2x1 2038 | NOX | ATC | 2036 | AEP-KPCO | 0 | 0 | 0 | 0 | 0 | 0 | 0.00056 | 2036 |  |  |  | REF | 0 | 0 | Real 2021 ¦ 12/22/2022 3:42:52 PM | Area 1001 Gas CC 2x1 2038
24638 | Area 1001 Gas CC 2x1 2038 | SO2 | ATC | 2036 | AEP-KPCO | 0 | 0 | 0 | 0 | 0 | 0 | 0.00752 | 2036 |  |  |  | REF | 0 | 0 | Real 2021 ¦ 12/22/2022 3:42:52 PM | Area 1001 Gas CC 2x1 2038
24639 | Area 1001 Gas CC 2x1 2039 | CO2 | ATC | 2036 | AEP-KPCO | 0 | 0 | 0 | 0 | 0 | 0 | 122 | 2036 |  |  |  | REF | 0 | 0 | Real 2021 ¦ 12/22/2022 3:42:52 PM | Area 1001 Gas CC 2x1 2039
24640 | Area 1001 Gas CC 2x1 2039 | NOX | ATC | 2036 | AEP-KPCO | 0 | 0 | 0 | 0 | 0 | 0 | 0.00056 | 2036 |  |  |  | REF | 0 | 0 | Real 2021 ¦ 12/22/2022 3:42:52 PM | Area 1001 Gas CC 2x1 2039
24641 | Area 1001 Gas CC 2x1 2039 | SO2 | ATC | 2036 | AEP-KPCO | 0 | 0 | 0 | 0 | 0 | 0 | 0.00752 | 2036 |  |  |  | REF | 0 | 0 | Real 2021 ¦ 12/22/2022 3:42:52 PM | Area 1001 Gas CC 2x1 2039
24642 | Area 1001 Gas CC 2x1 2040 | CO2 | ATC | 2036 | AEP-KPCO | 0 | 0 | 0 | 0 | 0 | 0 | 122 | 2036 |  |  |  | REF | 0 | 0 | Real 2021 ¦ 12/22/2022 3:42:52 PM | Area 1001 Gas CC 2x1 2040
24643 | Area 1001 Gas CC 2x1 2040 | NOX | ATC | 2036 | AEP-KPCO | 0 | 0 | 0 | 0 | 0 | 0 | 0.00056 | 2036 |  |  |  | REF | 0 | 0 | Real 2021 ¦ 12/22/2022 3:42:52 PM | Area 1001 Gas CC 2x1 2040
24644 | Area 1001 Gas CC 2x1 2040 | SO2 | ATC | 2036 | AEP-KPCO | 0 | 0 | 0 | 0 | 0 | 0 | 0.00752 | 2036 |  |  |  | REF | 0 | 0 | Real 2021 ¦ 12/22/2022 3:42:52 PM | Area 1001 Gas CC 2x1 2040
24645 | Area 1001 Gas CC 2x1 2041 | CO2 | ATC | 2036 | AEP-KPCO | 0 | 0 | 0 | 0 | 0 | 0 | 122 | 2036 |  |  |  | REF | 0 | 0 | Real 2021 ¦ 12/22/2022 3:42:52 PM | Area 1001 Gas CC 2x1 2041
24646 | Area 1001 Gas CC 2x1 2041 | NOX | ATC | 2036 | AEP-KPCO | 0 | 0 | 0 | 0 | 0 | 0 | 0.00056 | 2036 |  |  |  | REF | 0 | 0 | Real 2021 ¦ 12/22/2022 3:42:52 PM | Area 1001 Gas CC 2x1 2041
24647 | Area 1001 Gas CC 2x1 2041 | SO2 | ATC | 2036 | AEP-KPCO | 0 | 0 | 0 | 0 | 0 | 0 | 0.00752 | 2036 |  |  |  | REF | 0 | 0 | Real 2021 ¦ 12/22/2022 3:42:52 PM | Area 1001 Gas CC 2x1 2041
24648 | Area 1001 Gas CC 2x1 2042 | CO2 | ATC | 2036 | AEP-KPCO | 0 | 0 | 0 | 0 | 0 | 0 | 122 | 2036 |  |  |  | REF | 0 | 0 | Real 2021 ¦ 12/22/2022 3:42:52 PM | Area 1001 Gas CC 2x1 2042
24649 | Area 1001 Gas CC 2x1 2042 | NOX | ATC | 2036 | AEP-KPCO | 0 | 0 | 0 | 0 | 0 | 0 | 0.00056 | 2036 |  |  |  | REF | 0 | 0 | Real 2021 ¦ 12/22/2022 3:42:52 PM | Area 1001 Gas CC 2x1 2042
24650 | Area 1001 Gas CC 2x1 2042 | SO2 | ATC | 2036 | AEP-KPCO | 0 | 0 | 0 | 0 | 0 | 0 | 0.00752 | 2036 |  |  |  | REF | 0 | 0 | Real 2021 ¦ 12/22/2022 3:42:52 PM | Area 1001 Gas CC 2x1 2042
24651 | Area 1001 Gas CC 2x1 2043 | CO2 | ATC | 2036 | AEP-KPCO | 0 | 0 | 0 | 0 | 0 | 0 | 122 | 2036 |  |  |  | REF | 0 | 0 | Real 2021 ¦ 12/22/2022 3:42:52 PM | Area 1001 Gas CC 2x1 2043
24652 | Area 1001 Gas CC 2x1 2043 | NOX | ATC | 2036 | AEP-KPCO | 0 | 0 | 0 | 0 | 0 | 0 | 0.00056 | 2036 |  |  |  | REF | 0 | 0 | Real 2021 ¦ 12/22/2022 3:42:52 PM | Area 1001 Gas CC 2x1 2043
24653 | Area 1001 Gas CC 2x1 2043 | SO2 | ATC | 2036 | AEP-KPCO | 0 | 0 | 0 | 0 | 0 | 0 | 0.00752 | 2036 |  |  |  | REF | 0 | 0 | Real 2021 ¦ 12/22/2022 3:42:52 PM | Area 1001 Gas CC 2x1 2043
24654 | Area 1001 Gas CC 1x1 2024 | CO2 | ATC | 2036 | AEP-KPCO | 1039652.375 | 1039652.375 | 0 | 12863.1543 | 12863.1543 | 0 | 122 | 2036 |  |  |  | REF | 0 | 0 | Real 2021 ¦ 12/22/2022 3:42:52 PM | Area 1001 Gas CC 1x1 2024
24655 | Area 1001 Gas CC 1x1 2024 | NOX | ATC | 2036 | AEP-KPCO | 4.7722 | 4.7722 | 0 | 0.24065 | 0.24065 | 0 | 0.00056 | 2036 |  |  |  | REF | 0 | 0 | Real 2021 ¦ 12/22/2022 3:42:52 PM | Area 1001 Gas CC 1x1 2024
24656 | Area 1001 Gas CC 1x1 2024 | SO2 | ATC | 2036 | AEP-KPCO | 64.0835 | 64.0835 | 0 | 0.2348 | 0.2348 | 0 | 0.00752 | 2036 |  |  |  | REF | 0 | 0 | Real 2021 ¦ 12/22/2022 3:42:52 PM | Area 1001 Gas CC 1x1 2024
24657 | Area 1001 Gas CC 1x1 2025 | CO2 | ATC | 2036 | AEP-KPCO | 1039331.75 | 1039331.75 | 0 | 12859.1875 | 12859.1875 | 0 | 122 | 2036 |  |  |  | REF | 0 | 0 | Real 2021 ¦ 12/22/2022 3:42:52 PM | Area 1001 Gas CC 1x1 2025
24658 | Area 1001 Gas CC 1x1 2025 | NOX | ATC | 2036 | AEP-KPCO | 4.7707 | 4.7707 | 0 | 0.24064 | 0.24064 | 0 | 0.00056 | 2036 |  |  |  | REF | 0 | 0 | Real 2021 ¦ 12/22/2022 3:42:52 PM | Area 1001 Gas CC 1x1 2025
24659 | Area 1001 Gas CC 1x1 2025 | SO2 | ATC | 2036 | AEP-KPCO | 64.0637 | 64.0637 | 0 | 0.23473 | 0.23473 | 0 | 0.00752 | 2036 |  |  |  | REF | 0 | 0 | Real 2021 ¦ 12/22/2022 3:42:52 PM | Area 1001 Gas CC 1x1 2025
24660 | Area 1001 Gas CC 1x1 2026 | CO2 | ATC | 2036 | AEP-KPCO | 1039331.75 | 1039331.75 | 0 | 12859.1875 | 12859.1875 | 0 | 122 | 2036 |  |  |  | REF | 0 | 0 | Real 2021 ¦ 12/22/2022 3:42:52 PM | Area 1001 Gas CC 1x1 2026
24661 | Area 1001 Gas CC 1x1 2026 | NOX | ATC | 2036 | AEP-KPCO | 4.7707 | 4.7707 | 0 | 0.24064 | 0.24064 | 0 | 0.00056 | 2036 |  |  |  | REF | 0 | 0 | Real 2021 ¦ 12/22/2022 3:42:52 PM | Area 1001 Gas CC 1x1 2026
24662 | Area 1001 Gas CC 1x1 2026 | SO2 | ATC | 2036 | AEP-KPCO | 64.0637 | 64.0637 | 0 | 0.23473 | 0.23473 | 0 | 0.00752 | 2036 |  |  |  | REF | 0 | 0 | Real 2021 ¦ 12/22/2022 3:42:52 PM | Area 1001 Gas CC 1x1 2026
24663 | Area 1001 Gas CC 1x1 2027 | CO2 | ATC | 2036 | AEP-KPCO | 1039331.75 | 1039331.75 | 0 | 12859.1875 | 12859.1875 | 0 | 122 | 2036 |  |  |  | REF | 0 | 0 | Real 2021 ¦ 12/22/2022 3:42:52 PM | Area 1001 Gas CC 1x1 2027
24664 | Area 1001 Gas CC 1x1 2027 | NOX | ATC | 2036 | AEP-KPCO | 4.7707 | 4.7707 | 0 | 0.24064 | 0.24064 | 0 | 0.00056 | 2036 |  |  |  | REF | 0 | 0 | Real 2021 ¦ 12/22/2022 3:42:52 PM | Area 1001 Gas CC 1x1 2027
24665 | Area 1001 Gas CC 1x1 2027 | SO2 | ATC | 2036 | AEP-KPCO | 64.0637 | 64.0637 | 0 | 0.23473 | 0.23473 | 0 | 0.00752 | 2036 |  |  |  | REF | 0 | 0 | Real 2021 ¦ 12/22/2022 3:42:52 PM | Area 1001 Gas CC 1x1 2027
24666 | Area 1001 Gas CC 1x1 2028 | CO2 | ATC | 2036 | AEP-KPCO | 1039331.75 | 1039331.75 | 0 | 12859.1875 | 12859.1875 | 0 | 122 | 2036 |  |  |  | REF | 0 | 0 | Real 2021 ¦ 12/22/2022 3:42:52 PM | Area 1001 Gas CC 1x1 2028
24667 | Area 1001 Gas CC 1x1 2028 | NOX | ATC | 2036 | AEP-KPCO | 4.7707 | 4.7707 | 0 | 0.24064 | 0.24064 | 0 | 0.00056 | 2036 |  |  |  | REF | 0 | 0 | Real 2021 ¦ 12/22/2022 3:42:52 PM | Area 1001 Gas CC 1x1 2028
24668 | Area 1001 Gas CC 1x1 2028 | SO2 | ATC | 2036 | AEP-KPCO | 64.0637 | 64.0637 | 0 | 0.23473 | 0.23473 | 0 | 0.00752 | 2036 |  |  |  | REF | 0 | 0 | Real 2021 ¦ 12/22/2022 3:42:52 PM | Area 1001 Gas CC 1x1 2028
24669 | Area 1001 Gas CC 1x1 2029 | CO2 | ATC | 2036 | AEP-KPCO | 1039331.75 | 1039331.75 | 0 | 12859.1875 | 12859.1875 | 0 | 122 | 2036 |  |  |  | REF | 0 | 0 | Real 2021 ¦ 12/22/2022 3:42:52 PM | Area 1001 Gas CC 1x1 2029
24670 | Area 1001 Gas CC 1x1 2029 | NOX | ATC | 2036 | AEP-KPCO | 4.7707 | 4.7707 | 0 | 0.24064 | 0.24064 | 0 | 0.00056 | 2036 |  |  |  | REF | 0 | 0 | Real 2021 ¦ 12/22/2022 3:42:52 PM | Area 1001 Gas CC 1x1 2029
24671 | Area 1001 Gas CC 1x1 2029 | SO2 | ATC | 2036 | AEP-KPCO | 64.0637 | 64.0637 | 0 | 0.23473 | 0.23473 | 0 | 0.00752 | 2036 |  |  |  | REF | 0 | 0 | Real 2021 ¦ 12/22/2022 3:42:52 PM | Area 1001 Gas CC 1x1 2029
24672 | Area 1001 Gas CC 1x1 2030 | CO2 | ATC | 2036 | AEP-KPCO | 1039331.75 | 1039331.75 | 0 | 12859.1875 | 12859.1875 | 0 | 122 | 2036 |  |  |  | REF | 0 | 0 | Real 2021 ¦ 12/22/2022 3:42:52 PM | Area 1001 Gas CC 1x1 2030
24673 | Area 1001 Gas CC 1x1 2030 | NOX | ATC | 2036 | AEP-KPCO | 4.7707 | 4.7707 | 0 | 0.24064 | 0.24064 | 0 | 0.00056 | 2036 |  |  |  | REF | 0 | 0 | Real 2021 ¦ 12/22/2022 3:42:52 PM | Area 1001 Gas CC 1x1 2030
24674 | Area 1001 Gas CC 1x1 2030 | SO2 | ATC | 2036 | AEP-KPCO | 64.0637 | 64.0637 | 0 | 0.23473 | 0.23473 | 0 | 0.00752 | 2036 |  |  |  | REF | 0 | 0 | Real 2021 ¦ 12/22/2022 3:42:52 PM | Area 1001 Gas CC 1x1 2030
24675 | Area 1001 Gas CC 1x1 2031 | CO2 | ATC | 2036 | AEP-KPCO | 1039331.75 | 1039331.75 | 0 | 12859.1875 | 12859.1875 | 0 | 122 | 2036 |  |  |  | REF | 0 | 0 | Real 2021 ¦ 12/22/2022 3:42:52 PM | Area 1001 Gas CC 1x1 2031
24676 | Area 1001 Gas CC 1x1 2031 | NOX | ATC | 2036 | AEP-KPCO | 4.7707 | 4.7707 | 0 | 0.24064 | 0.24064 | 0 | 0.00056 | 2036 |  |  |  | REF | 0 | 0 | Real 2021 ¦ 12/22/2022 3:42:52 PM | Area 1001 Gas CC 1x1 2031
24677 | Area 1001 Gas CC 1x1 2031 | SO2 | ATC | 2036 | AEP-KPCO | 64.0637 | 64.0637 | 0 | 0.23473 | 0.23473 | 0 | 0.00752 | 2036 |  |  |  | REF | 0 | 0 | Real 2021 ¦ 12/22/2022 3:42:52 PM | Area 1001 Gas CC 1x1 2031
24678 | Area 1001 Gas CC 1x1 2032 | CO2 | ATC | 2036 | AEP-KPCO | 1039331.75 | 1039331.75 | 0 | 12859.1875 | 12859.1875 | 0 | 122 | 2036 |  |  |  | REF | 0 | 0 | Real 2021 ¦ 12/22/2022 3:42:52 PM | Area 1001 Gas CC 1x1 2032
24679 | Area 1001 Gas CC 1x1 2032 | NOX | ATC | 2036 | AEP-KPCO | 4.7707 | 4.7707 | 0 | 0.24064 | 0.24064 | 0 | 0.00056 | 2036 |  |  |  | REF | 0 | 0 | Real 2021 ¦ 12/22/2022 3:42:52 PM | Area 1001 Gas CC 1x1 2032
24680 | Area 1001 Gas CC 1x1 2032 | SO2 | ATC | 2036 | AEP-KPCO | 64.0637 | 64.0637 | 0 | 0.23473 | 0.23473 | 0 | 0.00752 | 2036 |  |  |  | REF | 0 | 0 | Real 2021 ¦ 12/22/2022 3:42:52 PM | Area 1001 Gas CC 1x1 2032
24681 | Area 1001 Gas CC 1x1 2033 | CO2 | ATC | 2036 | AEP-KPCO | 1039331.75 | 1039331.75 | 0 | 12859.1875 | 12859.1875 | 0 | 122 | 2036 |  |  |  | REF | 0 | 0 | Real 2021 ¦ 12/22/2022 3:42:52 PM | Area 1001 Gas CC 1x1 2033
24682 | Area 1001 Gas CC 1x1 2033 | NOX | ATC | 2036 | AEP-KPCO | 4.7707 | 4.7707 | 0 | 0.24064 | 0.24064 | 0 | 0.00056 | 2036 |  |  |  | REF | 0 | 0 | Real 2021 ¦ 12/22/2022 3:42:52 PM | Area 1001 Gas CC 1x1 2033
24683 | Area 1001 Gas CC 1x1 2033 | SO2 | ATC | 2036 | AEP-KPCO | 64.0637 | 64.0637 | 0 | 0.23473 | 0.23473 | 0 | 0.00752 | 2036 |  |  |  | REF | 0 | 0 | Real 2021 ¦ 12/22/2022 3:42:52 PM | Area 1001 Gas CC 1x1 2033
24684 | Area 1001 Gas CC 1x1 2034 | CO2 | ATC | 2036 | AEP-KPCO | 1039331.75 | 1039331.75 | 0 | 12859.1875 | 12859.1875 | 0 | 122 | 2036 |  |  |  | REF | 0 | 0 | Real 2021 ¦ 12/22/2022 3:42:52 PM | Area 1001 Gas CC 1x1 2034
24685 | Area 1001 Gas CC 1x1 2034 | NOX | ATC | 2036 | AEP-KPCO | 4.7707 | 4.7707 | 0 | 0.24064 | 0.24064 | 0 | 0.00056 | 2036 |  |  |  | REF | 0 | 0 | Real 2021 ¦ 12/22/2022 3:42:52 PM | Area 1001 Gas CC 1x1 2034
24686 | Area 1001 Gas CC 1x1 2034 | SO2 | ATC | 2036 | AEP-KPCO | 64.0637 | 64.0637 | 0 | 0.23473 | 0.23473 | 0 | 0.00752 | 2036 |  |  |  | REF | 0 | 0 | Real 2021 ¦ 12/22/2022 3:42:52 PM | Area 1001 Gas CC 1x1 2034
24687 | Area 1001 Gas CC 1x1 2035 | CO2 | ATC | 2036 | AEP-KPCO | 1039331.75 | 1039331.75 | 0 | 12859.1875 | 12859.1875 | 0 | 122 | 2036 |  |  |  | REF | 0 | 0 | Real 2021 ¦ 12/22/2022 3:42:52 PM | Area 1001 Gas CC 1x1 2035
24688 | Area 1001 Gas CC 1x1 2035 | NOX | ATC | 2036 | AEP-KPCO | 4.7707 | 4.7707 | 0 | 0.24064 | 0.24064 | 0 | 0.00056 | 2036 |  |  |  | REF | 0 | 0 | Real 2021 ¦ 12/22/2022 3:42:52 PM | Area 1001 Gas CC 1x1 2035
24689 | Area 1001 Gas CC 1x1 2035 | SO2 | ATC | 2036 | AEP-KPCO | 64.0637 | 64.0637 | 0 | 0.23473 | 0.23473 | 0 | 0.00752 | 2036 |  |  |  | REF | 0 | 0 | Real 2021 ¦ 12/22/2022 3:42:52 PM | Area 1001 Gas CC 1x1 2035
24690 | Area 1001 Gas CC 1x1 2036 | CO2 | ATC | 2036 | AEP-KPCO | 1036090.5625 | 1036090.5625 | 0 | 12819.0859 | 12819.0859 | 0 | 122 | 2036 |  |  |  | REF | 0 | 0 | Real 2021 ¦ 12/22/2022 3:42:52 PM | Area 1001 Gas CC 1x1 2036
24691 | Area 1001 Gas CC 1x1 2036 | NOX | ATC | 2036 | AEP-KPCO | 4.7558 | 4.7558 | 0 | 0.23979 | 0.23979 | 0 | 0.00056 | 2036 |  |  |  | REF | 0 | 0 | Real 2021 ¦ 12/22/2022 3:42:52 PM | Area 1001 Gas CC 1x1 2036
24692 | Area 1001 Gas CC 1x1 2036 | SO2 | ATC | 2036 | AEP-KPCO | 63.8639 | 63.8639 | 0 | 0.234 | 0.234 | 0 | 0.00752 | 2036 |  |  |  | REF | 0 | 0 | Real 2021 ¦ 12/22/2022 3:42:52 PM | Area 1001 Gas CC 1x1 2036
24693 | Area 1001 Gas CC 1x1 2037 | CO2 | ATC | 2036 | AEP-KPCO | 0 | 0 | 0 | 0 | 0 | 0 | 122 | 2036 |  |  |  | REF | 0 | 0 | Real 2021 ¦ 12/22/2022 3:42:52 PM | Area 1001 Gas CC 1x1 2037
24694 | Area 1001 Gas CC 1x1 2037 | NOX | ATC | 2036 | AEP-KPCO | 0 | 0 | 0 | 0 | 0 | 0 | 0.00056 | 2036 |  |  |  | REF | 0 | 0 | Real 2021 ¦ 12/22/2022 3:42:52 PM | Area 1001 Gas CC 1x1 2037
24695 | Area 1001 Gas CC 1x1 2037 | SO2 | ATC | 2036 | AEP-KPCO | 0 | 0 | 0 | 0 | 0 | 0 | 0.00752 | 2036 |  |  |  | REF | 0 | 0 | Real 2021 ¦ 12/22/2022 3:42:52 PM | Area 1001 Gas CC 1x1 2037
24696 | Area 1001 Gas CC 1x1 2038 | CO2 | ATC | 2036 | AEP-KPCO | 0 | 0 | 0 | 0 | 0 | 0 | 122 | 2036 |  |  |  | REF | 0 | 0 | Real 2021 ¦ 12/22/2022 3:42:52 PM | Area 1001 Gas CC 1x1 2038
24697 | Area 1001 Gas CC 1x1 2038 | NOX | ATC | 2036 | AEP-KPCO | 0 | 0 | 0 | 0 | 0 | 0 | 0.00056 | 2036 |  |  |  | REF | 0 | 0 | Real 2021 ¦ 12/22/2022 3:42:52 PM | Area 1001 Gas CC 1x1 2038
24698 | Area 1001 Gas CC 1x1 2038 | SO2 | ATC | 2036 | AEP-KPCO | 0 | 0 | 0 | 0 | 0 | 0 | 0.00752 | 2036 |  |  |  | REF | 0 | 0 | Real 2021 ¦ 12/22/2022 3:42:52 PM | Area 1001 Gas CC 1x1 2038
24699 | Area 1001 Gas CC 1x1 2039 | CO2 | ATC | 2036 | AEP-KPCO | 0 | 0 | 0 | 0 | 0 | 0 | 122 | 2036 |  |  |  | REF | 0 | 0 | Real 2021 ¦ 12/22/2022 3:42:52 PM | Area 1001 Gas CC 1x1 2039
24700 | Area 1001 Gas CC 1x1 2039 | NOX | ATC | 2036 | AEP-KPCO | 0 | 0 | 0 | 0 | 0 | 0 | 0.00056 | 2036 |  |  |  | REF | 0 | 0 | Real 2021 ¦ 12/22/2022 3:42:52 PM | Area 1001 Gas CC 1x1 2039
24701 | Area 1001 Gas CC 1x1 2039 | SO2 | ATC | 2036 | AEP-KPCO | 0 | 0 | 0 | 0 | 0 | 0 | 0.00752 | 2036 |  |  |  | REF | 0 | 0 | Real 2021 ¦ 12/22/2022 3:42:52 PM | Area 1001 Gas CC 1x1 2039
24702 | Area 1001 Gas CC 1x1 2040 | CO2 | ATC | 2036 | AEP-KPCO | 0 | 0 | 0 | 0 | 0 | 0 | 122 | 2036 |  |  |  | REF | 0 | 0 | Real 2021 ¦ 12/22/2022 3:42:52 PM | Area 1001 Gas CC 1x1 2040
24703 | Area 1001 Gas CC 1x1 2040 | NOX | ATC | 2036 | AEP-KPCO | 0 | 0 | 0 | 0 | 0 | 0 | 0.00056 | 2036 |  |  |  | REF | 0 | 0 | Real 2021 ¦ 12/22/2022 3:42:52 PM | Area 1001 Gas CC 1x1 2040
24704 | Area 1001 Gas CC 1x1 2040 | SO2 | ATC | 2036 | AEP-KPCO | 0 | 0 | 0 | 0 | 0 | 0 | 0.00752 | 2036 |  |  |  | REF | 0 | 0 | Real 2021 ¦ 12/22/2022 3:42:52 PM | Area 1001 Gas CC 1x1 2040
24705 | Area 1001 Gas CC 1x1 2041 | CO2 | ATC | 2036 | AEP-KPCO | 0 | 0 | 0 | 0 | 0 | 0 | 122 | 2036 |  |  |  | REF | 0 | 0 | Real 2021 ¦ 12/22/2022 3:42:52 PM | Area 1001 Gas CC 1x1 2041
24706 | Area 1001 Gas CC 1x1 2041 | NOX | ATC | 2036 | AEP-KPCO | 0 | 0 | 0 | 0 | 0 | 0 | 0.00056 | 2036 |  |  |  | REF | 0 | 0 | Real 2021 ¦ 12/22/2022 3:42:52 PM | Area 1001 Gas CC 1x1 2041
24707 | Area 1001 Gas CC 1x1 2041 | SO2 | ATC | 2036 | AEP-KPCO | 0 | 0 | 0 | 0 | 0 | 0 | 0.00752 | 2036 |  |  |  | REF | 0 | 0 | Real 2021 ¦ 12/22/2022 3:42:52 PM | Area 1001 Gas CC 1x1 2041
24708 | Area 1001 Gas CC 1x1 2042 | CO2 | ATC | 2036 | AEP-KPCO | 0 | 0 | 0 | 0 | 0 | 0 | 122 | 2036 |  |  |  | REF | 0 | 0 | Real 2021 ¦ 12/22/2022 3:42:52 PM | Area 1001 Gas CC 1x1 2042
24709 | Area 1001 Gas CC 1x1 2042 | NOX | ATC | 2036 | AEP-KPCO | 0 | 0 | 0 | 0 | 0 | 0 | 0.00056 | 2036 |  |  |  | REF | 0 | 0 | Real 2021 ¦ 12/22/2022 3:42:52 PM | Area 1001 Gas CC 1x1 2042
24710 | Area 1001 Gas CC 1x1 2042 | SO2 | ATC | 2036 | AEP-KPCO | 0 | 0 | 0 | 0 | 0 | 0 | 0.00752 | 2036 |  |  |  | REF | 0 | 0 | Real 2021 ¦ 12/22/2022 3:42:52 PM | Area 1001 Gas CC 1x1 2042
24711 | Area 1001 Gas CC 1x1 2043 | CO2 | ATC | 2036 | AEP-KPCO | 0 | 0 | 0 | 0 | 0 | 0 | 122 | 2036 |  |  |  | REF | 0 | 0 | Real 2021 ¦ 12/22/2022 3:42:52 PM | Area 1001 Gas CC 1x1 2043
24712 | Area 1001 Gas CC 1x1 2043 | NOX | ATC | 2036 | AEP-KPCO | 0 | 0 | 0 | 0 | 0 | 0 | 0.00056 | 2036 |  |  |  | REF | 0 | 0 | Real 2021 ¦ 12/22/2022 3:42:52 PM | Area 1001 Gas CC 1x1 2043
24713 | Area 1001 Gas CC 1x1 2043 | SO2 | ATC | 2036 | AEP-KPCO | 0 | 0 | 0 | 0 | 0 | 0 | 0.00752 | 2036 |  |  |  | REF | 0 | 0 | Real 2021 ¦ 12/22/2022 3:42:52 PM | Area 1001 Gas CC 1x1 2043
24714 | Area 1001 Gas CT 2023 | CO2 | ATC | 2036 | AEP-KPCO | 363685.2188 | 363685.2188 | 0 | 4499.7148 | 4499.7148 | 0 | 122 | 2036 |  |  |  | REF | 0 | 0 | Real 2021 ¦ 12/22/2022 3:42:52 PM | Area 1001 Gas CT 2023
24715 | Area 1001 Gas CT 2023 | NOX | ATC | 2036 | AEP-KPCO | 1.6694 | 1.6694 | 0 | 0.0874 | 0.0874 | 0 | 0.00056 | 2036 |  |  |  | REF | 0 | 0 | Real 2021 ¦ 12/22/2022 3:42:52 PM | Area 1001 Gas CT 2023
24716 | Area 1001 Gas CT 2023 | SO2 | ATC | 2036 | AEP-KPCO | 22.4173 | 22.4173 | 0 | 0.082137 | 0.082137 | 0 | 0.00752 | 2036 |  |  |  | REF | 0 | 0 | Real 2021 ¦ 12/22/2022 3:42:52 PM | Area 1001 Gas CT 2023
24717 | Area 1001 Gas CT 2024 | CO2 | ATC | 2036 | AEP-KPCO | 364725.9375 | 364725.9375 | 0 | 4512.5913 | 4512.5913 | 0 | 122 | 2036 |  |  |  | REF | 0 | 0 | Real 2021 ¦ 12/22/2022 3:42:52 PM | Area 1001 Gas CT 2024
24718 | Area 1001 Gas CT 2024 | NOX | ATC | 2036 | AEP-KPCO | 1.6742 | 1.6742 | 0 | 0.087713 | 0.087713 | 0 | 0.00056 | 2036 |  |  |  | REF | 0 | 0 | Real 2021 ¦ 12/22/2022 3:42:52 PM | Area 1001 Gas CT 2024
24719 | Area 1001 Gas CT 2024 | SO2 | ATC | 2036 | AEP-KPCO | 22.4815 | 22.4815 | 0 | 0.082372 | 0.082372 | 0 | 0.00752 | 2036 |  |  |  | REF | 0 | 0 | Real 2021 ¦ 12/22/2022 3:42:52 PM | Area 1001 Gas CT 2024
24720 | Area 1001 Gas CT 2025 | CO2 | ATC | 2036 | AEP-KPCO | 365813.2188 | 365813.2188 | 0 | 4526.0435 | 4526.0435 | 0 | 122 | 2036 |  |  |  | REF | 0 | 0 | Real 2021 ¦ 12/22/2022 3:42:52 PM | Area 1001 Gas CT 2025
24721 | Area 1001 Gas CT 2025 | NOX | ATC | 2036 | AEP-KPCO | 1.6791 | 1.6791 | 0 | 0.087616 | 0.087616 | 0 | 0.00056 | 2036 |  |  |  | REF | 0 | 0 | Real 2021 ¦ 12/22/2022 3:42:52 PM | Area 1001 Gas CT 2025
24722 | Area 1001 Gas CT 2025 | SO2 | ATC | 2036 | AEP-KPCO | 22.5485 | 22.5485 | 0 | 0.082617 | 0.082617 | 0 | 0.00752 | 2036 |  |  |  | REF | 0 | 0 | Real 2021 ¦ 12/22/2022 3:42:52 PM | Area 1001 Gas CT 2025
24723 | Area 1001 Gas CT 2026 | CO2 | ATC | 2036 | AEP-KPCO | 364257.4688 | 364257.4688 | 0 | 4506.7949 | 4506.7949 | 0 | 122 | 2036 |  |  |  | REF | 0 | 0 | Real 2021 ¦ 12/22/2022 3:42:52 PM | Area 1001 Gas CT 2026
24724 | Area 1001 Gas CT 2026 | NOX | ATC | 2036 | AEP-KPCO | 1.672 | 1.672 | 0 | 0.08758 | 0.08758 | 0 | 0.00056 | 2036 |  |  |  | REF | 0 | 0 | Real 2021 ¦ 12/22/2022 3:42:52 PM | Area 1001 Gas CT 2026
24725 | Area 1001 Gas CT 2026 | SO2 | ATC | 2036 | AEP-KPCO | 22.4526 | 22.4526 | 0 | 0.082266 | 0.082266 | 0 | 0.00752 | 2036 |  |  |  | REF | 0 | 0 | Real 2021 ¦ 12/22/2022 3:42:52 PM | Area 1001 Gas CT 2026
24726 | Area 1001 Gas CT 2027 | CO2 | ATC | 2036 | AEP-KPCO | 364364.3125 | 364364.3125 | 0 | 4508.1172 | 4508.1172 | 0 | 122 | 2036 |  |  |  | REF | 0 | 0 | Real 2021 ¦ 12/22/2022 3:42:52 PM | Area 1001 Gas CT 2027
24727 | Area 1001 Gas CT 2027 | NOX | ATC | 2036 | AEP-KPCO | 1.6725 | 1.6725 | 0 | 0.087583 | 0.087583 | 0 | 0.00056 | 2036 |  |  |  | REF | 0 | 0 | Real 2021 ¦ 12/22/2022 3:42:52 PM | Area 1001 Gas CT 2027
24728 | Area 1001 Gas CT 2027 | SO2 | ATC | 2036 | AEP-KPCO | 22.4592 | 22.4592 | 0 | 0.08229 | 0.08229 | 0 | 0.00752 | 2036 |  |  |  | REF | 0 | 0 | Real 2021 ¦ 12/22/2022 3:42:52 PM | Area 1001 Gas CT 2027
24729 | Area 1001 Gas CT 2028 | CO2 | ATC | 2036 | AEP-KPCO | 365436.9062 | 365436.9062 | 0 | 4521.3877 | 4521.3877 | 0 | 122 | 2036 |  |  |  | REF | 0 | 0 | Real 2021 ¦ 12/22/2022 3:42:52 PM | Area 1001 Gas CT 2028
24730 | Area 1001 Gas CT 2028 | NOX | ATC | 2036 | AEP-KPCO | 1.6774 | 1.6774 | 0 | 0.087607 | 0.087607 | 0 | 0.00056 | 2036 |  |  |  | REF | 0 | 0 | Real 2021 ¦ 12/22/2022 3:42:52 PM | Area 1001 Gas CT 2028
24731 | Area 1001 Gas CT 2028 | SO2 | ATC | 2036 | AEP-KPCO | 22.5253 | 22.5253 | 0 | 0.082532 | 0.082532 | 0 | 0.00752 | 2036 |  |  |  | REF | 0 | 0 | Real 2021 ¦ 12/22/2022 3:42:52 PM | Area 1001 Gas CT 2028
24732 | Area 1001 Gas CT 2029 | CO2 | ATC | 2036 | AEP-KPCO | 364426.375 | 364426.375 | 0 | 4508.8848 | 4508.8848 | 0 | 122 | 2036 |  |  |  | REF | 0 | 0 | Real 2021 ¦ 12/22/2022 3:42:52 PM | Area 1001 Gas CT 2029
24733 | Area 1001 Gas CT 2029 | NOX | ATC | 2036 | AEP-KPCO | 1.6728 | 1.6728 | 0 | 0.087647 | 0.087647 | 0 | 0.00056 | 2036 |  |  |  | REF | 0 | 0 | Real 2021 ¦ 12/22/2022 3:42:52 PM | Area 1001 Gas CT 2029
24734 | Area 1001 Gas CT 2029 | SO2 | ATC | 2036 | AEP-KPCO | 22.463 | 22.463 | 0 | 0.082304 | 0.082304 | 0 | 0.00752 | 2036 |  |  |  | REF | 0 | 0 | Real 2021 ¦ 12/22/2022 3:42:52 PM | Area 1001 Gas CT 2029
24735 | Area 1001 Gas CT 2030 | CO2 | ATC | 2036 | AEP-KPCO | 364740.4375 | 364740.4375 | 0 | 4512.7705 | 4512.7705 | 0 | 122 | 2036 |  |  |  | REF | 0 | 0 | Real 2021 ¦ 12/22/2022 3:42:52 PM | Area 1001 Gas CT 2030
24736 | Area 1001 Gas CT 2030 | NOX | ATC | 2036 | AEP-KPCO | 1.6742 | 1.6742 | 0 | 0.087591 | 0.087591 | 0 | 0.00056 | 2036 |  |  |  | REF | 0 | 0 | Real 2021 ¦ 12/22/2022 3:42:52 PM | Area 1001 Gas CT 2030
24737 | Area 1001 Gas CT 2030 | SO2 | ATC | 2036 | AEP-KPCO | 22.4824 | 22.4824 | 0 | 0.082375 | 0.082375 | 0 | 0.00752 | 2036 |  |  |  | REF | 0 | 0 | Real 2021 ¦ 12/22/2022 3:42:52 PM | Area 1001 Gas CT 2030
24738 | Area 1001 Gas CT 2031 | CO2 | ATC | 2036 | AEP-KPCO | 367942.6562 | 367942.6562 | 0 | 4552.3901 | 4552.3901 | 0 | 122 | 2036 |  |  |  | REF | 0 | 0 | Real 2021 ¦ 12/22/2022 3:42:52 PM | Area 1001 Gas CT 2031
24739 | Area 1001 Gas CT 2031 | NOX | ATC | 2036 | AEP-KPCO | 1.6889 | 1.6889 | 0 | 0.087664 | 0.087664 | 0 | 0.00056 | 2036 |  |  |  | REF | 0 | 0 | Real 2021 ¦ 12/22/2022 3:42:52 PM | Area 1001 Gas CT 2031
24740 | Area 1001 Gas CT 2031 | SO2 | ATC | 2036 | AEP-KPCO | 22.6797 | 22.6797 | 0 | 0.083098 | 0.083098 | 0 | 0.00752 | 2036 |  |  |  | REF | 0 | 0 | Real 2021 ¦ 12/22/2022 3:42:52 PM | Area 1001 Gas CT 2031
24741 | Area 1001 Gas CT 2032 | CO2 | ATC | 2036 | AEP-KPCO | 366440.4688 | 366440.4688 | 0 | 4533.8042 | 4533.8042 | 0 | 122 | 2036 |  |  |  | REF | 0 | 0 | Real 2021 ¦ 12/22/2022 3:42:52 PM | Area 1001 Gas CT 2032
24742 | Area 1001 Gas CT 2032 | NOX | ATC | 2036 | AEP-KPCO | 1.682 | 1.682 | 0 | 0.08763 | 0.08763 | 0 | 0.00056 | 2036 |  |  |  | REF | 0 | 0 | Real 2021 ¦ 12/22/2022 3:42:52 PM | Area 1001 Gas CT 2032
24743 | Area 1001 Gas CT 2032 | SO2 | ATC | 2036 | AEP-KPCO | 22.5872 | 22.5872 | 0 | 0.082759 | 0.082759 | 0 | 0.00752 | 2036 |  |  |  | REF | 0 | 0 | Real 2021 ¦ 12/22/2022 3:42:52 PM | Area 1001 Gas CT 2032
24744 | Area 1001 Gas CT 2033 | CO2 | ATC | 2036 | AEP-KPCO | 364413.3125 | 364413.3125 | 0 | 4508.7231 | 4508.7231 | 0 | 122 | 2036 |  |  |  | REF | 0 | 0 | Real 2021 ¦ 12/22/2022 3:42:52 PM | Area 1001 Gas CT 2033
24745 | Area 1001 Gas CT 2033 | NOX | ATC | 2036 | AEP-KPCO | 1.6727 | 1.6727 | 0 | 0.087584 | 0.087584 | 0 | 0.00056 | 2036 |  |  |  | REF | 0 | 0 | Real 2021 ¦ 12/22/2022 3:42:52 PM | Area 1001 Gas CT 2033
24746 | Area 1001 Gas CT 2033 | SO2 | ATC | 2036 | AEP-KPCO | 22.4622 | 22.4622 | 0 | 0.082301 | 0.082301 | 0 | 0.00752 | 2036 |  |  |  | REF | 0 | 0 | Real 2021 ¦ 12/22/2022 3:42:52 PM | Area 1001 Gas CT 2033
24747 | Area 1001 Gas CT 2034 | CO2 | ATC | 2036 | AEP-KPCO | 364257.4688 | 364257.4688 | 0 | 4506.7949 | 4506.7949 | 0 | 122 | 2036 |  |  |  | REF | 0 | 0 | Real 2021 ¦ 12/22/2022 3:42:52 PM | Area 1001 Gas CT 2034
24748 | Area 1001 Gas CT 2034 | NOX | ATC | 2036 | AEP-KPCO | 1.672 | 1.672 | 0 | 0.08758 | 0.08758 | 0 | 0.00056 | 2036 |  |  |  | REF | 0 | 0 | Real 2021 ¦ 12/22/2022 3:42:52 PM | Area 1001 Gas CT 2034
24749 | Area 1001 Gas CT 2034 | SO2 | ATC | 2036 | AEP-KPCO | 22.4526 | 22.4526 | 0 | 0.082266 | 0.082266 | 0 | 0.00752 | 2036 |  |  |  | REF | 0 | 0 | Real 2021 ¦ 12/22/2022 3:42:52 PM | Area 1001 Gas CT 2034
24750 | Area 1001 Gas CT 2035 | CO2 | ATC | 2036 | AEP-KPCO | 364602.0312 | 364602.0312 | 0 | 4511.0581 | 4511.0581 | 0 | 122 | 2036 |  |  |  | REF | 0 | 0 | Real 2021 ¦ 12/22/2022 3:42:52 PM | Area 1001 Gas CT 2035
24751 | Area 1001 Gas CT 2035 | NOX | ATC | 2036 | AEP-KPCO | 1.6736 | 1.6736 | 0 | 0.087588 | 0.087588 | 0 | 0.00056 | 2036 |  |  |  | REF | 0 | 0 | Real 2021 ¦ 12/22/2022 3:42:52 PM | Area 1001 Gas CT 2035
24752 | Area 1001 Gas CT 2035 | SO2 | ATC | 2036 | AEP-KPCO | 22.4738 | 22.4738 | 0 | 0.082344 | 0.082344 | 0 | 0.00752 | 2036 |  |  |  | REF | 0 | 0 | Real 2021 ¦ 12/22/2022 3:42:52 PM | Area 1001 Gas CT 2035
24753 | Area 1001 Gas CT 2036 | CO2 | ATC | 2036 | AEP-KPCO | 369296.3125 | 369296.3125 | 0 | 4569.1382 | 4569.1382 | 0 | 122 | 2036 |  |  |  | REF | 0 | 0 | Real 2021 ¦ 12/22/2022 3:42:52 PM | Area 1001 Gas CT 2036
24754 | Area 1001 Gas CT 2036 | NOX | ATC | 2036 | AEP-KPCO | 1.6951 | 1.6951 | 0 | 0.089413 | 0.089413 | 0 | 0.00056 | 2036 |  |  |  | REF | 0 | 0 | Real 2021 ¦ 12/22/2022 3:42:52 PM | Area 1001 Gas CT 2036
24755 | Area 1001 Gas CT 2036 | SO2 | ATC | 2036 | AEP-KPCO | 22.7632 | 22.7632 | 0 | 0.083404 | 0.083404 | 0 | 0.00752 | 2036 |  |  |  | REF | 0 | 0 | Real 2021 ¦ 12/22/2022 3:42:52 PM | Area 1001 Gas CT 2036
24756 | Area 1001 Gas CT 2037 | CO2 | ATC | 2036 | AEP-KPCO | 0 | 0 | 0 | 0 | 0 | 0 | 122 | 2036 |  |  |  | REF | 0 | 0 | Real 2021 ¦ 12/22/2022 3:42:52 PM | Area 1001 Gas CT 2037
24757 | Area 1001 Gas CT 2037 | NOX | ATC | 2036 | AEP-KPCO | 0 | 0 | 0 | 0 | 0 | 0 | 0.00056 | 2036 |  |  |  | REF | 0 | 0 | Real 2021 ¦ 12/22/2022 3:42:52 PM | Area 1001 Gas CT 2037
24758 | Area 1001 Gas CT 2037 | SO2 | ATC | 2036 | AEP-KPCO | 0 | 0 | 0 | 0 | 0 | 0 | 0.00752 | 2036 |  |  |  | REF | 0 | 0 | Real 2021 ¦ 12/22/2022 3:42:52 PM | Area 1001 Gas CT 2037
24759 | Area 1001 Gas CT 2038 | CO2 | ATC | 2036 | AEP-KPCO | 0 | 0 | 0 | 0 | 0 | 0 | 122 | 2036 |  |  |  | REF | 0 | 0 | Real 2021 ¦ 12/22/2022 3:42:52 PM | Area 1001 Gas CT 2038
24760 | Area 1001 Gas CT 2038 | NOX | ATC | 2036 | AEP-KPCO | 0 | 0 | 0 | 0 | 0 | 0 | 0.00056 | 2036 |  |  |  | REF | 0 | 0 | Real 2021 ¦ 12/22/2022 3:42:52 PM | Area 1001 Gas CT 2038
24761 | Area 1001 Gas CT 2038 | SO2 | ATC | 2036 | AEP-KPCO | 0 | 0 | 0 | 0 | 0 | 0 | 0.00752 | 2036 |  |  |  | REF | 0 | 0 | Real 2021 ¦ 12/22/2022 3:42:52 PM | Area 1001 Gas CT 2038
24762 | Area 1001 Gas CT 2039 | CO2 | ATC | 2036 | AEP-KPCO | 0 | 0 | 0 | 0 | 0 | 0 | 122 | 2036 |  |  |  | REF | 0 | 0 | Real 2021 ¦ 12/22/2022 3:42:52 PM | Area 1001 Gas CT 2039
24763 | Area 1001 Gas CT 2039 | NOX | ATC | 2036 | AEP-KPCO | 0 | 0 | 0 | 0 | 0 | 0 | 0.00056 | 2036 |  |  |  | REF | 0 | 0 | Real 2021 ¦ 12/22/2022 3:42:52 PM | Area 1001 Gas CT 2039
24764 | Area 1001 Gas CT 2039 | SO2 | ATC | 2036 | AEP-KPCO | 0 | 0 | 0 | 0 | 0 | 0 | 0.00752 | 2036 |  |  |  | REF | 0 | 0 | Real 2021 ¦ 12/22/2022 3:42:52 PM | Area 1001 Gas CT 2039
24765 | Area 1001 Gas CT 2040 | CO2 | ATC | 2036 | AEP-KPCO | 0 | 0 | 0 | 0 | 0 | 0 | 122 | 2036 |  |  |  | REF | 0 | 0 | Real 2021 ¦ 12/22/2022 3:42:52 PM | Area 1001 Gas CT 2040
24766 | Area 1001 Gas CT 2040 | NOX | ATC | 2036 | AEP-KPCO | 0 | 0 | 0 | 0 | 0 | 0 | 0.00056 | 2036 |  |  |  | REF | 0 | 0 | Real 2021 ¦ 12/22/2022 3:42:52 PM | Area 1001 Gas CT 2040
24767 | Area 1001 Gas CT 2040 | SO2 | ATC | 2036 | AEP-KPCO | 0 | 0 | 0 | 0 | 0 | 0 | 0.00752 | 2036 |  |  |  | REF | 0 | 0 | Real 2021 ¦ 12/22/2022 3:42:52 PM | Area 1001 Gas CT 2040
24768 | Area 1001 Gas CT 2041 | CO2 | ATC | 2036 | AEP-KPCO | 0 | 0 | 0 | 0 | 0 | 0 | 122 | 2036 |  |  |  | REF | 0 | 0 | Real 2021 ¦ 12/22/2022 3:42:52 PM | Area 1001 Gas CT 2041
24769 | Area 1001 Gas CT 2041 | NOX | ATC | 2036 | AEP-KPCO | 0 | 0 | 0 | 0 | 0 | 0 | 0.00056 | 2036 |  |  |  | REF | 0 | 0 | Real 2021 ¦ 12/22/2022 3:42:52 PM | Area 1001 Gas CT 2041
24770 | Area 1001 Gas CT 2041 | SO2 | ATC | 2036 | AEP-KPCO | 0 | 0 | 0 | 0 | 0 | 0 | 0.00752 | 2036 |  |  |  | REF | 0 | 0 | Real 2021 ¦ 12/22/2022 3:42:52 PM | Area 1001 Gas CT 2041
24771 | Area 1001 Gas CT 2042 | CO2 | ATC | 2036 | AEP-KPCO | 0 | 0 | 0 | 0 | 0 | 0 | 122 | 2036 |  |  |  | REF | 0 | 0 | Real 2021 ¦ 12/22/2022 3:42:52 PM | Area 1001 Gas CT 2042
24772 | Area 1001 Gas CT 2042 | NOX | ATC | 2036 | AEP-KPCO | 0 | 0 | 0 | 0 | 0 | 0 | 0.00056 | 2036 |  |  |  | REF | 0 | 0 | Real 2021 ¦ 12/22/2022 3:42:52 PM | Area 1001 Gas CT 2042
24773 | Area 1001 Gas CT 2042 | SO2 | ATC | 2036 | AEP-KPCO | 0 | 0 | 0 | 0 | 0 | 0 | 0.00752 | 2036 |  |  |  | REF | 0 | 0 | Real 2021 ¦ 12/22/2022 3:42:52 PM | Area 1001 Gas CT 2042
24774 | Area 1001 Gas CT 2043 | CO2 | ATC | 2036 | AEP-KPCO | 0 | 0 | 0 | 0 | 0 | 0 | 122 | 2036 |  |  |  | REF | 0 | 0 | Real 2021 ¦ 12/22/2022 3:42:52 PM | Area 1001 Gas CT 2043
24775 | Area 1001 Gas CT 2043 | NOX | ATC | 2036 | AEP-KPCO | 0 | 0 | 0 | 0 | 0 | 0 | 0.00056 | 2036 |  |  |  | REF | 0 | 0 | Real 2021 ¦ 12/22/2022 3:42:52 PM | Area 1001 Gas CT 2043
24776 | Area 1001 Gas CT 2043 | SO2 | ATC | 2036 | AEP-KPCO | 0 | 0 | 0 | 0 | 0 | 0 | 0.00752 | 2036 |  |  |  | REF | 0 | 0 | Real 2021 ¦ 12/22/2022 3:42:52 PM | Area 1001 Gas CT 2043
24777 | Area 1001 Gas Aero CT 2023 | CO2 | ATC | 2036 | AEP-KPCO | 130214.5938 | 130214.5938 | 0 | 1611.087 | 1611.087 | 0 | 122 | 2036 |  |  |  | REF | 0 | 0 | Real 2021 ¦ 12/22/2022 3:42:52 PM | Area 1001 Gas Aero CT 2023
24778 | Area 1001 Gas Aero CT 2023 | NOX | ATC | 2036 | AEP-KPCO | 0.59771 | 0.59771 | 0 | 0.029993 | 0.029993 | 0 | 0.00056 | 2036 |  |  |  | REF | 0 | 0 | Real 2021 ¦ 12/22/2022 3:42:52 PM | Area 1001 Gas Aero CT 2023
24779 | Area 1001 Gas Aero CT 2023 | SO2 | ATC | 2036 | AEP-KPCO | 8.0263 | 8.0263 | 0 | 0.029408 | 0.029408 | 0 | 0.00752 | 2036 |  |  |  | REF | 0 | 0 | Real 2021 ¦ 12/22/2022 3:42:52 PM | Area 1001 Gas Aero CT 2023
24780 | Area 1001 Gas Aero CT 2024 | CO2 | ATC | 2036 | AEP-KPCO | 130025.0547 | 130025.0547 | 0 | 1608.7419 | 1608.7419 | 0 | 122 | 2036 |  |  |  | REF | 0 | 0 | Real 2021 ¦ 12/22/2022 3:42:52 PM | Area 1001 Gas Aero CT 2024
24781 | Area 1001 Gas Aero CT 2024 | NOX | ATC | 2036 | AEP-KPCO | 0.59684 | 0.59684 | 0 | 0.029948 | 0.029948 | 0 | 0.00056 | 2036 |  |  |  | REF | 0 | 0 | Real 2021 ¦ 12/22/2022 3:42:52 PM | Area 1001 Gas Aero CT 2024
24782 | Area 1001 Gas Aero CT 2024 | SO2 | ATC | 2036 | AEP-KPCO | 8.0147 | 8.0147 | 0 | 0.029366 | 0.029366 | 0 | 0.00752 | 2036 |  |  |  | REF | 0 | 0 | Real 2021 ¦ 12/22/2022 3:42:52 PM | Area 1001 Gas Aero CT 2024
24783 | Area 1001 Gas Aero CT 2025 | CO2 | ATC | 2036 | AEP-KPCO | 130008 | 130008 | 0 | 1608.5309 | 1608.5309 | 0 | 122 | 2036 |  |  |  | REF | 0 | 0 | Real 2021 ¦ 12/22/2022 3:42:52 PM | Area 1001 Gas Aero CT 2025
24784 | Area 1001 Gas Aero CT 2025 | NOX | ATC | 2036 | AEP-KPCO | 0.59676 | 0.59676 | 0 | 0.02994 | 0.02994 | 0 | 0.00056 | 2036 |  |  |  | REF | 0 | 0 | Real 2021 ¦ 12/22/2022 3:42:52 PM | Area 1001 Gas Aero CT 2025
24785 | Area 1001 Gas Aero CT 2025 | SO2 | ATC | 2036 | AEP-KPCO | 8.0136 | 8.0136 | 0 | 0.029362 | 0.029362 | 0 | 0.00752 | 2036 |  |  |  | REF | 0 | 0 | Real 2021 ¦ 12/22/2022 3:42:52 PM | Area 1001 Gas Aero CT 2025
24786 | Area 1001 Gas Aero CT 2026 | CO2 | ATC | 2036 | AEP-KPCO | 130045.4062 | 130045.4062 | 0 | 1608.9938 | 1608.9938 | 0 | 122 | 2036 |  |  |  | REF | 0 | 0 | Real 2021 ¦ 12/22/2022 3:42:52 PM | Area 1001 Gas Aero CT 2026
24787 | Area 1001 Gas Aero CT 2026 | NOX | ATC | 2036 | AEP-KPCO | 0.59693 | 0.59693 | 0 | 0.029941 | 0.029941 | 0 | 0.00056 | 2036 |  |  |  | REF | 0 | 0 | Real 2021 ¦ 12/22/2022 3:42:52 PM | Area 1001 Gas Aero CT 2026
24788 | Area 1001 Gas Aero CT 2026 | SO2 | ATC | 2036 | AEP-KPCO | 8.0159 | 8.0159 | 0 | 0.02937 | 0.02937 | 0 | 0.00752 | 2036 |  |  |  | REF | 0 | 0 | Real 2021 ¦ 12/22/2022 3:42:52 PM | Area 1001 Gas Aero CT 2026
24789 | Area 1001 Gas Aero CT 2027 | CO2 | ATC | 2036 | AEP-KPCO | 124891.625 | 124891.625 | 0 | 1545.2283 | 1545.2283 | 0 | 122 | 2036 |  |  |  | REF | 0 | 0 | Real 2021 ¦ 12/22/2022 3:42:52 PM | Area 1001 Gas Aero CT 2027
24790 | Area 1001 Gas Aero CT 2027 | NOX | ATC | 2036 | AEP-KPCO | 0.57327 | 0.57327 | 0 | 0.028888 | 0.028888 | 0 | 0.00056 | 2036 |  |  |  | REF | 0 | 0 | Real 2021 ¦ 12/22/2022 3:42:52 PM | Area 1001 Gas Aero CT 2027
24791 | Area 1001 Gas Aero CT 2027 | SO2 | ATC | 2036 | AEP-KPCO | 7.6982 | 7.6982 | 0 | 0.028206 | 0.028206 | 0 | 0.00752 | 2036 |  |  |  | REF | 0 | 0 | Real 2021 ¦ 12/22/2022 3:42:52 PM | Area 1001 Gas Aero CT 2027
24792 | Area 1001 Gas Aero CT 2028 | CO2 | ATC | 2036 | AEP-KPCO | 130073.9219 | 130073.9219 | 0 | 1609.3466 | 1609.3466 | 0 | 122 | 2036 |  |  |  | REF | 0 | 0 | Real 2021 ¦ 12/22/2022 3:42:52 PM | Area 1001 Gas Aero CT 2028
24793 | Area 1001 Gas Aero CT 2028 | NOX | ATC | 2036 | AEP-KPCO | 0.59706 | 0.59706 | 0 | 0.029974 | 0.029974 | 0 | 0.00056 | 2036 |  |  |  | REF | 0 | 0 | Real 2021 ¦ 12/22/2022 3:42:52 PM | Area 1001 Gas Aero CT 2028
24794 | Area 1001 Gas Aero CT 2028 | SO2 | ATC | 2036 | AEP-KPCO | 8.0177 | 8.0177 | 0 | 0.029377 | 0.029377 | 0 | 0.00752 | 2036 |  |  |  | REF | 0 | 0 | Real 2021 ¦ 12/22/2022 3:42:52 PM | Area 1001 Gas Aero CT 2028
24795 | Area 1001 Gas Aero CT 2029 | CO2 | ATC | 2036 | AEP-KPCO | 130408.0391 | 130408.0391 | 0 | 1613.4805 | 1613.4805 | 0 | 122 | 2036 |  |  |  | REF | 0 | 0 | Real 2021 ¦ 12/22/2022 3:42:52 PM | Area 1001 Gas Aero CT 2029
24796 | Area 1001 Gas Aero CT 2029 | NOX | ATC | 2036 | AEP-KPCO | 0.59859 | 0.59859 | 0 | 0.029949 | 0.029949 | 0 | 0.00056 | 2036 |  |  |  | REF | 0 | 0 | Real 2021 ¦ 12/22/2022 3:42:52 PM | Area 1001 Gas Aero CT 2029
24797 | Area 1001 Gas Aero CT 2029 | SO2 | ATC | 2036 | AEP-KPCO | 8.0383 | 8.0383 | 0 | 0.029452 | 0.029452 | 0 | 0.00752 | 2036 |  |  |  | REF | 0 | 0 | Real 2021 ¦ 12/22/2022 3:42:52 PM | Area 1001 Gas Aero CT 2029
24798 | Area 1001 Gas Aero CT 2030 | CO2 | ATC | 2036 | AEP-KPCO | 130148.3984 | 130148.3984 | 0 | 1610.2679 | 1610.2679 | 0 | 122 | 2036 |  |  |  | REF | 0 | 0 | Real 2021 ¦ 12/22/2022 3:42:52 PM | Area 1001 Gas Aero CT 2030
24799 | Area 1001 Gas Aero CT 2030 | NOX | ATC | 2036 | AEP-KPCO | 0.5974 | 0.5974 | 0 | 0.030012 | 0.030012 | 0 | 0.00056 | 2036 |  |  |  | REF | 0 | 0 | Real 2021 ¦ 12/22/2022 3:42:52 PM | Area 1001 Gas Aero CT 2030
24800 | Area 1001 Gas Aero CT 2030 | SO2 | ATC | 2036 | AEP-KPCO | 8.0223 | 8.0223 | 0 | 0.029393 | 0.029393 | 0 | 0.00752 | 2036 |  |  |  | REF | 0 | 0 | Real 2021 ¦ 12/22/2022 3:42:52 PM | Area 1001 Gas Aero CT 2030
24801 | Area 1001 Gas Aero CT 2031 | CO2 | ATC | 2036 | AEP-KPCO | 130008 | 130008 | 0 | 1608.5309 | 1608.5309 | 0 | 122 | 2036 |  |  |  | REF | 0 | 0 | Real 2021 ¦ 12/22/2022 3:42:52 PM | Area 1001 Gas Aero CT 2031
24802 | Area 1001 Gas Aero CT 2031 | NOX | ATC | 2036 | AEP-KPCO | 0.59676 | 0.59676 | 0 | 0.02994 | 0.02994 | 0 | 0.00056 | 2036 |  |  |  | REF | 0 | 0 | Real 2021 ¦ 12/22/2022 3:42:52 PM | Area 1001 Gas Aero CT 2031
24803 | Area 1001 Gas Aero CT 2031 | SO2 | ATC | 2036 | AEP-KPCO | 8.0136 | 8.0136 | 0 | 0.029362 | 0.029362 | 0 | 0.00752 | 2036 |  |  |  | REF | 0 | 0 | Real 2021 ¦ 12/22/2022 3:42:52 PM | Area 1001 Gas Aero CT 2031
24804 | Area 1001 Gas Aero CT 2032 | CO2 | ATC | 2036 | AEP-KPCO | 131020.875 | 131020.875 | 0 | 1621.0627 | 1621.0627 | 0 | 122 | 2036 |  |  |  | REF | 0 | 0 | Real 2021 ¦ 12/22/2022 3:42:52 PM | Area 1001 Gas Aero CT 2032
24805 | Area 1001 Gas Aero CT 2032 | NOX | ATC | 2036 | AEP-KPCO | 0.60141 | 0.60141 | 0 | 0.030261 | 0.030261 | 0 | 0.00056 | 2036 |  |  |  | REF | 0 | 0 | Real 2021 ¦ 12/22/2022 3:42:52 PM | Area 1001 Gas Aero CT 2032
24806 | Area 1001 Gas Aero CT 2032 | SO2 | ATC | 2036 | AEP-KPCO | 8.076 | 8.076 | 0 | 0.02959 | 0.02959 | 0 | 0.00752 | 2036 |  |  |  | REF | 0 | 0 | Real 2021 ¦ 12/22/2022 3:42:52 PM | Area 1001 Gas Aero CT 2032
24807 | Area 1001 Gas Aero CT 2033 | CO2 | ATC | 2036 | AEP-KPCO | 130046.0234 | 130046.0234 | 0 | 1609.0013 | 1609.0013 | 0 | 122 | 2036 |  |  |  | REF | 0 | 0 | Real 2021 ¦ 12/22/2022 3:42:52 PM | Area 1001 Gas Aero CT 2033
24808 | Area 1001 Gas Aero CT 2033 | NOX | ATC | 2036 | AEP-KPCO | 0.59693 | 0.59693 | 0 | 0.029941 | 0.029941 | 0 | 0.00056 | 2036 |  |  |  | REF | 0 | 0 | Real 2021 ¦ 12/22/2022 3:42:52 PM | Area 1001 Gas Aero CT 2033
24809 | Area 1001 Gas Aero CT 2033 | SO2 | ATC | 2036 | AEP-KPCO | 8.016 | 8.016 | 0 | 0.02937 | 0.02937 | 0 | 0.00752 | 2036 |  |  |  | REF | 0 | 0 | Real 2021 ¦ 12/22/2022 3:42:52 PM | Area 1001 Gas Aero CT 2033
24810 | Area 1001 Gas Aero CT 2034 | CO2 | ATC | 2036 | AEP-KPCO | 130008 | 130008 | 0 | 1608.5309 | 1608.5309 | 0 | 122 | 2036 |  |  |  | REF | 0 | 0 | Real 2021 ¦ 12/22/2022 3:42:52 PM | Area 1001 Gas Aero CT 2034
24811 | Area 1001 Gas Aero CT 2034 | NOX | ATC | 2036 | AEP-KPCO | 0.59676 | 0.59676 | 0 | 0.02994 | 0.02994 | 0 | 0.00056 | 2036 |  |  |  | REF | 0 | 0 | Real 2021 ¦ 12/22/2022 3:42:52 PM | Area 1001 Gas Aero CT 2034
24812 | Area 1001 Gas Aero CT 2034 | SO2 | ATC | 2036 | AEP-KPCO | 8.0136 | 8.0136 | 0 | 0.029362 | 0.029362 | 0 | 0.00752 | 2036 |  |  |  | REF | 0 | 0 | Real 2021 ¦ 12/22/2022 3:42:52 PM | Area 1001 Gas Aero CT 2034
24813 | Area 1001 Gas Aero CT 2035 | CO2 | ATC | 2036 | AEP-KPCO | 130236.3672 | 130236.3672 | 0 | 1611.3564 | 1611.3564 | 0 | 122 | 2036 |  |  |  | REF | 0 | 0 | Real 2021 ¦ 12/22/2022 3:42:52 PM | Area 1001 Gas Aero CT 2035
24814 | Area 1001 Gas Aero CT 2035 | NOX | ATC | 2036 | AEP-KPCO | 0.59781 | 0.59781 | 0 | 0.029945 | 0.029945 | 0 | 0.00056 | 2036 |  |  |  | REF | 0 | 0 | Real 2021 ¦ 12/22/2022 3:42:52 PM | Area 1001 Gas Aero CT 2035
24815 | Area 1001 Gas Aero CT 2035 | SO2 | ATC | 2036 | AEP-KPCO | 8.0277 | 8.0277 | 0 | 0.029413 | 0.029413 | 0 | 0.00752 | 2036 |  |  |  | REF | 0 | 0 | Real 2021 ¦ 12/22/2022 3:42:52 PM | Area 1001 Gas Aero CT 2035
24816 | Area 1001 Gas Aero CT 2036 | CO2 | ATC | 2036 | AEP-KPCO | 130827.5547 | 130827.5547 | 0 | 1618.6709 | 1618.6709 | 0 | 122 | 2036 |  |  |  | REF | 0 | 0 | Real 2021 ¦ 12/22/2022 3:42:52 PM | Area 1001 Gas Aero CT 2036
24817 | Area 1001 Gas Aero CT 2036 | NOX | ATC | 2036 | AEP-KPCO | 0.60052 | 0.60052 | 0 | 0.030132 | 0.030132 | 0 | 0.00056 | 2036 |  |  |  | REF | 0 | 0 | Real 2021 ¦ 12/22/2022 3:42:52 PM | Area 1001 Gas Aero CT 2036
24818 | Area 1001 Gas Aero CT 2036 | SO2 | ATC | 2036 | AEP-KPCO | 8.0641 | 8.0641 | 0 | 0.029547 | 0.029547 | 0 | 0.00752 | 2036 |  |  |  | REF | 0 | 0 | Real 2021 ¦ 12/22/2022 3:42:52 PM | Area 1001 Gas Aero CT 2036
24819 | Area 1001 Gas Aero CT 2037 | CO2 | ATC | 2036 | AEP-KPCO | 0 | 0 | 0 | 0 | 0 | 0 | 122 | 2036 |  |  |  | REF | 0 | 0 | Real 2021 ¦ 12/22/2022 3:42:52 PM | Area 1001 Gas Aero CT 2037
24820 | Area 1001 Gas Aero CT 2037 | NOX | ATC | 2036 | AEP-KPCO | 0 | 0 | 0 | 0 | 0 | 0 | 0.00056 | 2036 |  |  |  | REF | 0 | 0 | Real 2021 ¦ 12/22/2022 3:42:52 PM | Area 1001 Gas Aero CT 2037
24821 | Area 1001 Gas Aero CT 2037 | SO2 | ATC | 2036 | AEP-KPCO | 0 | 0 | 0 | 0 | 0 | 0 | 0.00752 | 2036 |  |  |  | REF | 0 | 0 | Real 2021 ¦ 12/22/2022 3:42:52 PM | Area 1001 Gas Aero CT 2037
24822 | Area 1001 Gas Aero CT 2038 | CO2 | ATC | 2036 | AEP-KPCO | 0 | 0 | 0 | 0 | 0 | 0 | 122 | 2036 |  |  |  | REF | 0 | 0 | Real 2021 ¦ 12/22/2022 3:42:52 PM | Area 1001 Gas Aero CT 2038
24823 | Area 1001 Gas Aero CT 2038 | NOX | ATC | 2036 | AEP-KPCO | 0 | 0 | 0 | 0 | 0 | 0 | 0.00056 | 2036 |  |  |  | REF | 0 | 0 | Real 2021 ¦ 12/22/2022 3:42:52 PM | Area 1001 Gas Aero CT 2038
24824 | Area 1001 Gas Aero CT 2038 | SO2 | ATC | 2036 | AEP-KPCO | 0 | 0 | 0 | 0 | 0 | 0 | 0.00752 | 2036 |  |  |  | REF | 0 | 0 | Real 2021 ¦ 12/22/2022 3:42:52 PM | Area 1001 Gas Aero CT 2038
24825 | Area 1001 Gas Aero CT 2039 | CO2 | ATC | 2036 | AEP-KPCO | 0 | 0 | 0 | 0 | 0 | 0 | 122 | 2036 |  |  |  | REF | 0 | 0 | Real 2021 ¦ 12/22/2022 3:42:52 PM | Area 1001 Gas Aero CT 2039
24826 | Area 1001 Gas Aero CT 2039 | NOX | ATC | 2036 | AEP-KPCO | 0 | 0 | 0 | 0 | 0 | 0 | 0.00056 | 2036 |  |  |  | REF | 0 | 0 | Real 2021 ¦ 12/22/2022 3:42:52 PM | Area 1001 Gas Aero CT 2039
24827 | Area 1001 Gas Aero CT 2039 | SO2 | ATC | 2036 | AEP-KPCO | 0 | 0 | 0 | 0 | 0 | 0 | 0.00752 | 2036 |  |  |  | REF | 0 | 0 | Real 2021 ¦ 12/22/2022 3:42:52 PM | Area 1001 Gas Aero CT 2039
24828 | Area 1001 Gas Aero CT 2040 | CO2 | ATC | 2036 | AEP-KPCO | 0 | 0 | 0 | 0 | 0 | 0 | 122 | 2036 |  |  |  | REF | 0 | 0 | Real 2021 ¦ 12/22/2022 3:42:52 PM | Area 1001 Gas Aero CT 2040
24829 | Area 1001 Gas Aero CT 2040 | NOX | ATC | 2036 | AEP-KPCO | 0 | 0 | 0 | 0 | 0 | 0 | 0.00056 | 2036 |  |  |  | REF | 0 | 0 | Real 2021 ¦ 12/22/2022 3:42:52 PM | Area 1001 Gas Aero CT 2040
24830 | Area 1001 Gas Aero CT 2040 | SO2 | ATC | 2036 | AEP-KPCO | 0 | 0 | 0 | 0 | 0 | 0 | 0.00752 | 2036 |  |  |  | REF | 0 | 0 | Real 2021 ¦ 12/22/2022 3:42:52 PM | Area 1001 Gas Aero CT 2040
24831 | Area 1001 Gas Aero CT 2041 | CO2 | ATC | 2036 | AEP-KPCO | 0 | 0 | 0 | 0 | 0 | 0 | 122 | 2036 |  |  |  | REF | 0 | 0 | Real 2021 ¦ 12/22/2022 3:42:52 PM | Area 1001 Gas Aero CT 2041
24832 | Area 1001 Gas Aero CT 2041 | NOX | ATC | 2036 | AEP-KPCO | 0 | 0 | 0 | 0 | 0 | 0 | 0.00056 | 2036 |  |  |  | REF | 0 | 0 | Real 2021 ¦ 12/22/2022 3:42:52 PM | Area 1001 Gas Aero CT 2041
24833 | Area 1001 Gas Aero CT 2041 | SO2 | ATC | 2036 | AEP-KPCO | 0 | 0 | 0 | 0 | 0 | 0 | 0.00752 | 2036 |  |  |  | REF | 0 | 0 | Real 2021 ¦ 12/22/2022 3:42:52 PM | Area 1001 Gas Aero CT 2041
24834 | Area 1001 Gas Aero CT 2042 | CO2 | ATC | 2036 | AEP-KPCO | 0 | 0 | 0 | 0 | 0 | 0 | 122 | 2036 |  |  |  | REF | 0 | 0 | Real 2021 ¦ 12/22/2022 3:42:52 PM | Area 1001 Gas Aero CT 2042
24835 | Area 1001 Gas Aero CT 2042 | NOX | ATC | 2036 | AEP-KPCO | 0 | 0 | 0 | 0 | 0 | 0 | 0.00056 | 2036 |  |  |  | REF | 0 | 0 | Real 2021 ¦ 12/22/2022 3:42:52 PM | Area 1001 Gas Aero CT 2042
24836 | Area 1001 Gas Aero CT 2042 | SO2 | ATC | 2036 | AEP-KPCO | 0 | 0 | 0 | 0 | 0 | 0 | 0.00752 | 2036 |  |  |  | REF | 0 | 0 | Real 2021 ¦ 12/22/2022 3:42:52 PM | Area 1001 Gas Aero CT 2042
24837 | Area 1001 Gas Aero CT 2043 | CO2 | ATC | 2036 | AEP-KPCO | 0 | 0 | 0 | 0 | 0 | 0 | 122 | 2036 |  |  |  | REF | 0 | 0 | Real 2021 ¦ 12/22/2022 3:42:52 PM | Area 1001 Gas Aero CT 2043
24838 | Area 1001 Gas Aero CT 2043 | NOX | ATC | 2036 | AEP-KPCO | 0 | 0 | 0 | 0 | 0 | 0 | 0.00056 | 2036 |  |  |  | REF | 0 | 0 | Real 2021 ¦ 12/22/2022 3:42:52 PM | Area 1001 Gas Aero CT 2043
24839 | Area 1001 Gas Aero CT 2043 | SO2 | ATC | 2036 | AEP-KPCO | 0 | 0 | 0 | 0 | 0 | 0 | 0.00752 | 2036 |  |  |  | REF | 0 | 0 | Real 2021 ¦ 12/22/2022 3:42:52 PM | Area 1001 Gas Aero CT 2043
24840 | Area 1001 Gas IC 2023 | CO2 | ATC | 2036 | AEP-KPCO | 35560.207 | 35560.207 | 0 | 439.9706 | 439.9706 | 0 | 122 | 2036 |  |  |  | REF | 0 | 0 | Real 2021 ¦ 12/22/2022 3:42:52 PM | Area 1001 Gas IC 2023
24841 | Area 1001 Gas IC 2023 | NOX | ATC | 2036 | AEP-KPCO | 0.16323 | 0.16323 | 0 | 0.008158 | 0.008158 | 0 | 0.00056 | 2036 |  |  |  | REF | 0 | 0 | Real 2021 ¦ 12/22/2022 3:42:52 PM | Area 1001 Gas IC 2023
24842 | Area 1001 Gas IC 2023 | SO2 | ATC | 2036 | AEP-KPCO | 2.1919 | 2.1919 | 0 | 0.0080311 | 0.0080311 | 0 | 0.00752 | 2036 |  |  |  | REF | 0 | 0 | Real 2021 ¦ 12/22/2022 3:42:52 PM | Area 1001 Gas IC 2023
24843 | Area 1001 Gas IC 2024 | CO2 | ATC | 2036 | AEP-KPCO | 35720.957 | 35720.957 | 0 | 441.9594 | 441.9594 | 0 | 122 | 2036 |  |  |  | REF | 0 | 0 | Real 2021 ¦ 12/22/2022 3:42:52 PM | Area 1001 Gas IC 2024
24844 | Area 1001 Gas IC 2024 | NOX | ATC | 2036 | AEP-KPCO | 0.16397 | 0.16397 | 0 | 0.0081106 | 0.0081106 | 0 | 0.00056 | 2036 |  |  |  | REF | 0 | 0 | Real 2021 ¦ 12/22/2022 3:42:52 PM | Area 1001 Gas IC 2024
24845 | Area 1001 Gas IC 2024 | SO2 | ATC | 2036 | AEP-KPCO | 2.2018 | 2.2018 | 0 | 0.0080674 | 0.0080674 | 0 | 0.00752 | 2036 |  |  |  | REF | 0 | 0 | Real 2021 ¦ 12/22/2022 3:42:52 PM | Area 1001 Gas IC 2024
24846 | Area 1001 Gas IC 2025 | CO2 | ATC | 2036 | AEP-KPCO | 36610.2852 | 36610.2852 | 0 | 452.9627 | 452.9627 | 0 | 122 | 2036 |  |  |  | REF | 0 | 0 | Real 2021 ¦ 12/22/2022 3:42:52 PM | Area 1001 Gas IC 2025
24847 | Area 1001 Gas IC 2025 | NOX | ATC | 2036 | AEP-KPCO | 0.16805 | 0.16805 | 0 | 0.0081307 | 0.0081307 | 0 | 0.00056 | 2036 |  |  |  | REF | 0 | 0 | Real 2021 ¦ 12/22/2022 3:42:52 PM | Area 1001 Gas IC 2025
24848 | Area 1001 Gas IC 2025 | SO2 | ATC | 2036 | AEP-KPCO | 2.2566 | 2.2566 | 0 | 0.0082683 | 0.0082683 | 0 | 0.00752 | 2036 |  |  |  | REF | 0 | 0 | Real 2021 ¦ 12/22/2022 3:42:52 PM | Area 1001 Gas IC 2025
24849 | Area 1001 Gas IC 2026 | CO2 | ATC | 2036 | AEP-KPCO | 36244.8164 | 36244.8164 | 0 | 448.4409 | 448.4409 | 0 | 122 | 2036 |  |  |  | REF | 0 | 0 | Real 2021 ¦ 12/22/2022 3:42:52 PM | Area 1001 Gas IC 2026
24850 | Area 1001 Gas IC 2026 | NOX | ATC | 2036 | AEP-KPCO | 0.16637 | 0.16637 | 0 | 0.0084375 | 0.0084375 | 0 | 0.00056 | 2036 |  |  |  | REF | 0 | 0 | Real 2021 ¦ 12/22/2022 3:42:52 PM | Area 1001 Gas IC 2026
24851 | Area 1001 Gas IC 2026 | SO2 | ATC | 2036 | AEP-KPCO | 2.2341 | 2.2341 | 0 | 0.0081857 | 0.0081857 | 0 | 0.00752 | 2036 |  |  |  | REF | 0 | 0 | Real 2021 ¦ 12/22/2022 3:42:52 PM | Area 1001 Gas IC 2026
24852 | Area 1001 Gas IC 2027 | CO2 | ATC | 2036 | AEP-KPCO | 37092.8398 | 37092.8398 | 0 | 458.9331 | 458.9331 | 0 | 122 | 2036 |  |  |  | REF | 0 | 0 | Real 2021 ¦ 12/22/2022 3:42:52 PM | Area 1001 Gas IC 2027
24853 | Area 1001 Gas IC 2027 | NOX | ATC | 2036 | AEP-KPCO | 0.17026 | 0.17026 | 0 | 0.008168 | 0.008168 | 0 | 0.00056 | 2036 |  |  |  | REF | 0 | 0 | Real 2021 ¦ 12/22/2022 3:42:52 PM | Area 1001 Gas IC 2027
24854 | Area 1001 Gas IC 2027 | SO2 | ATC | 2036 | AEP-KPCO | 2.2864 | 2.2864 | 0 | 0.0083772 | 0.0083772 | 0 | 0.00752 | 2036 |  |  |  | REF | 0 | 0 | Real 2021 ¦ 12/22/2022 3:42:52 PM | Area 1001 Gas IC 2027
24855 | Area 1001 Gas IC 2028 | CO2 | ATC | 2036 | AEP-KPCO | 35570.1094 | 35570.1094 | 0 | 440.0931 | 440.0931 | 0 | 122 | 2036 |  |  |  | REF | 0 | 0 | Real 2021 ¦ 12/22/2022 3:42:52 PM | Area 1001 Gas IC 2028
24856 | Area 1001 Gas IC 2028 | NOX | ATC | 2036 | AEP-KPCO | 0.16327 | 0.16327 | 0 | 0.0081071 | 0.0081071 | 0 | 0.00056 | 2036 |  |  |  | REF | 0 | 0 | Real 2021 ¦ 12/22/2022 3:42:52 PM | Area 1001 Gas IC 2028
24857 | Area 1001 Gas IC 2028 | SO2 | ATC | 2036 | AEP-KPCO | 2.1925 | 2.1925 | 0 | 0.0080333 | 0.0080333 | 0 | 0.00752 | 2036 |  |  |  | REF | 0 | 0 | Real 2021 ¦ 12/22/2022 3:42:52 PM | Area 1001 Gas IC 2028
24858 | Area 1001 Gas IC 2029 | CO2 | ATC | 2036 | AEP-KPCO | 35555.5898 | 35555.5898 | 0 | 439.9134 | 439.9134 | 0 | 122 | 2036 |  |  |  | REF | 0 | 0 | Real 2021 ¦ 12/22/2022 3:42:52 PM | Area 1001 Gas IC 2029
24859 | Area 1001 Gas IC 2029 | NOX | ATC | 2036 | AEP-KPCO | 0.16321 | 0.16321 | 0 | 0.0081068 | 0.0081068 | 0 | 0.00056 | 2036 |  |  |  | REF | 0 | 0 | Real 2021 ¦ 12/22/2022 3:42:52 PM | Area 1001 Gas IC 2029
24860 | Area 1001 Gas IC 2029 | SO2 | ATC | 2036 | AEP-KPCO | 2.1916 | 2.1916 | 0 | 0.0080301 | 0.0080301 | 0 | 0.00752 | 2036 |  |  |  | REF | 0 | 0 | Real 2021 ¦ 12/22/2022 3:42:52 PM | Area 1001 Gas IC 2029
24861 | Area 1001 Gas IC 2030 | CO2 | ATC | 2036 | AEP-KPCO | 35965.7734 | 35965.7734 | 0 | 444.9884 | 444.9884 | 0 | 122 | 2036 |  |  |  | REF | 0 | 0 | Real 2021 ¦ 12/22/2022 3:42:52 PM | Area 1001 Gas IC 2030
24862 | Area 1001 Gas IC 2030 | NOX | ATC | 2036 | AEP-KPCO | 0.16509 | 0.16509 | 0 | 0.0081145 | 0.0081145 | 0 | 0.00056 | 2036 |  |  |  | REF | 0 | 0 | Real 2021 ¦ 12/22/2022 3:42:52 PM | Area 1001 Gas IC 2030
24863 | Area 1001 Gas IC 2030 | SO2 | ATC | 2036 | AEP-KPCO | 2.2169 | 2.2169 | 0 | 0.0081227 | 0.0081227 | 0 | 0.00752 | 2036 |  |  |  | REF | 0 | 0 | Real 2021 ¦ 12/22/2022 3:42:52 PM | Area 1001 Gas IC 2030
24864 | Area 1001 Gas IC 2031 | CO2 | ATC | 2036 | AEP-KPCO | 35740.5117 | 35740.5117 | 0 | 442.2014 | 442.2014 | 0 | 122 | 2036 |  |  |  | REF | 0 | 0 | Real 2021 ¦ 12/22/2022 3:42:52 PM | Area 1001 Gas IC 2031
24865 | Area 1001 Gas IC 2031 | NOX | ATC | 2036 | AEP-KPCO | 0.16405 | 0.16405 | 0 | 0.008111 | 0.008111 | 0 | 0.00056 | 2036 |  |  |  | REF | 0 | 0 | Real 2021 ¦ 12/22/2022 3:42:52 PM | Area 1001 Gas IC 2031
24866 | Area 1001 Gas IC 2031 | SO2 | ATC | 2036 | AEP-KPCO | 2.203 | 2.203 | 0 | 0.0080718 | 0.0080718 | 0 | 0.00752 | 2036 |  |  |  | REF | 0 | 0 | Real 2021 ¦ 12/22/2022 3:42:52 PM | Area 1001 Gas IC 2031
24867 | Area 1001 Gas IC 2032 | CO2 | ATC | 2036 | AEP-KPCO | 41974.9102 | 41974.9102 | 0 | 519.3369 | 519.3369 | 0 | 122 | 2036 |  |  |  | REF | 0 | 0 | Real 2021 ¦ 12/22/2022 3:42:52 PM | Area 1001 Gas IC 2032
24868 | Area 1001 Gas IC 2032 | NOX | ATC | 2036 | AEP-KPCO | 0.19267 | 0.19267 | 0 | 0.010795 | 0.010795 | 0 | 0.00056 | 2036 |  |  |  | REF | 0 | 0 | Real 2021 ¦ 12/22/2022 3:42:52 PM | Area 1001 Gas IC 2032
24869 | Area 1001 Gas IC 2032 | SO2 | ATC | 2036 | AEP-KPCO | 2.5873 | 2.5873 | 0 | 0.0094798 | 0.0094798 | 0 | 0.00752 | 2036 |  |  |  | REF | 0 | 0 | Real 2021 ¦ 12/22/2022 3:42:52 PM | Area 1001 Gas IC 2032
24870 | Area 1001 Gas IC 2033 | CO2 | ATC | 2036 | AEP-KPCO | 37131.0391 | 37131.0391 | 0 | 459.4058 | 459.4058 | 0 | 122 | 2036 |  |  |  | REF | 0 | 0 | Real 2021 ¦ 12/22/2022 3:42:52 PM | Area 1001 Gas IC 2033
24871 | Area 1001 Gas IC 2033 | NOX | ATC | 2036 | AEP-KPCO | 0.17044 | 0.17044 | 0 | 0.008211 | 0.008211 | 0 | 0.00056 | 2036 |  |  |  | REF | 0 | 0 | Real 2021 ¦ 12/22/2022 3:42:52 PM | Area 1001 Gas IC 2033
24872 | Area 1001 Gas IC 2033 | SO2 | ATC | 2036 | AEP-KPCO | 2.2887 | 2.2887 | 0 | 0.0083859 | 0.0083859 | 0 | 0.00752 | 2036 |  |  |  | REF | 0 | 0 | Real 2021 ¦ 12/22/2022 3:42:52 PM | Area 1001 Gas IC 2033
24873 | Area 1001 Gas IC 2034 | CO2 | ATC | 2036 | AEP-KPCO | 33792.293 | 33792.293 | 0 | 418.0969 | 418.0969 | 0 | 122 | 2036 |  |  |  | REF | 0 | 0 | Real 2021 ¦ 12/22/2022 3:42:52 PM | Area 1001 Gas IC 2034
24874 | Area 1001 Gas IC 2034 | NOX | ATC | 2036 | AEP-KPCO | 0.15511 | 0.15511 | 0 | 0.0078489 | 0.0078489 | 0 | 0.00056 | 2036 |  |  |  | REF | 0 | 0 | Real 2021 ¦ 12/22/2022 3:42:52 PM | Area 1001 Gas IC 2034
24875 | Area 1001 Gas IC 2034 | SO2 | ATC | 2036 | AEP-KPCO | 2.0829 | 2.0829 | 0 | 0.0076318 | 0.0076318 | 0 | 0.00752 | 2036 |  |  |  | REF | 0 | 0 | Real 2021 ¦ 12/22/2022 3:42:52 PM | Area 1001 Gas IC 2034
24876 | Area 1001 Gas IC 2035 | CO2 | ATC | 2036 | AEP-KPCO | 34764.7109 | 34764.7109 | 0 | 430.1282 | 430.1282 | 0 | 122 | 2036 |  |  |  | REF | 0 | 0 | Real 2021 ¦ 12/22/2022 3:42:52 PM | Area 1001 Gas IC 2035
24877 | Area 1001 Gas IC 2035 | NOX | ATC | 2036 | AEP-KPCO | 0.15958 | 0.15958 | 0 | 0.0079873 | 0.0079873 | 0 | 0.00056 | 2036 |  |  |  | REF | 0 | 0 | Real 2021 ¦ 12/22/2022 3:42:52 PM | Area 1001 Gas IC 2035
24878 | Area 1001 Gas IC 2035 | SO2 | ATC | 2036 | AEP-KPCO | 2.1429 | 2.1429 | 0 | 0.0078514 | 0.0078514 | 0 | 0.00752 | 2036 |  |  |  | REF | 0 | 0 | Real 2021 ¦ 12/22/2022 3:42:52 PM | Area 1001 Gas IC 2035
24879 | Area 1001 Gas IC 2036 | CO2 | ATC | 2036 | AEP-KPCO | 35555.8242 | 35555.8242 | 0 | 439.9164 | 439.9164 | 0 | 122 | 2036 |  |  |  | REF | 0 | 0 | Real 2021 ¦ 12/22/2022 3:42:52 PM | Area 1001 Gas IC 2036
24880 | Area 1001 Gas IC 2036 | NOX | ATC | 2036 | AEP-KPCO | 0.16321 | 0.16321 | 0 | 0.0081265 | 0.0081265 | 0 | 0.00056 | 2036 |  |  |  | REF | 0 | 0 | Real 2021 ¦ 12/22/2022 3:42:52 PM | Area 1001 Gas IC 2036
24881 | Area 1001 Gas IC 2036 | SO2 | ATC | 2036 | AEP-KPCO | 2.1916 | 2.1916 | 0 | 0.0080301 | 0.0080301 | 0 | 0.00752 | 2036 |  |  |  | REF | 0 | 0 | Real 2021 ¦ 12/22/2022 3:42:52 PM | Area 1001 Gas IC 2036
24882 | Area 1001 Gas IC 2037 | CO2 | ATC | 2036 | AEP-KPCO | 0 | 0 | 0 | 0 | 0 | 0 | 122 | 2036 |  |  |  | REF | 0 | 0 | Real 2021 ¦ 12/22/2022 3:42:52 PM | Area 1001 Gas IC 2037
24883 | Area 1001 Gas IC 2037 | NOX | ATC | 2036 | AEP-KPCO | 0 | 0 | 0 | 0 | 0 | 0 | 0.00056 | 2036 |  |  |  | REF | 0 | 0 | Real 2021 ¦ 12/22/2022 3:42:52 PM | Area 1001 Gas IC 2037
24884 | Area 1001 Gas IC 2037 | SO2 | ATC | 2036 | AEP-KPCO | 0 | 0 | 0 | 0 | 0 | 0 | 0.00752 | 2036 |  |  |  | REF | 0 | 0 | Real 2021 ¦ 12/22/2022 3:42:52 PM | Area 1001 Gas IC 2037
24885 | Area 1001 Gas IC 2038 | CO2 | ATC | 2036 | AEP-KPCO | 0 | 0 | 0 | 0 | 0 | 0 | 122 | 2036 |  |  |  | REF | 0 | 0 | Real 2021 ¦ 12/22/2022 3:42:52 PM | Area 1001 Gas IC 2038
24886 | Area 1001 Gas IC 2038 | NOX | ATC | 2036 | AEP-KPCO | 0 | 0 | 0 | 0 | 0 | 0 | 0.00056 | 2036 |  |  |  | REF | 0 | 0 | Real 2021 ¦ 12/22/2022 3:42:52 PM | Area 1001 Gas IC 2038
24887 | Area 1001 Gas IC 2038 | SO2 | ATC | 2036 | AEP-KPCO | 0 | 0 | 0 | 0 | 0 | 0 | 0.00752 | 2036 |  |  |  | REF | 0 | 0 | Real 2021 ¦ 12/22/2022 3:42:52 PM | Area 1001 Gas IC 2038
24888 | Area 1001 Gas IC 2039 | CO2 | ATC | 2036 | AEP-KPCO | 0 | 0 | 0 | 0 | 0 | 0 | 122 | 2036 |  |  |  | REF | 0 | 0 | Real 2021 ¦ 12/22/2022 3:42:52 PM | Area 1001 Gas IC 2039
24889 | Area 1001 Gas IC 2039 | NOX | ATC | 2036 | AEP-KPCO | 0 | 0 | 0 | 0 | 0 | 0 | 0.00056 | 2036 |  |  |  | REF | 0 | 0 | Real 2021 ¦ 12/22/2022 3:42:52 PM | Area 1001 Gas IC 2039
24890 | Area 1001 Gas IC 2039 | SO2 | ATC | 2036 | AEP-KPCO | 0 | 0 | 0 | 0 | 0 | 0 | 0.00752 | 2036 |  |  |  | REF | 0 | 0 | Real 2021 ¦ 12/22/2022 3:42:52 PM | Area 1001 Gas IC 2039
24891 | Area 1001 Gas IC 2040 | CO2 | ATC | 2036 | AEP-KPCO | 0 | 0 | 0 | 0 | 0 | 0 | 122 | 2036 |  |  |  | REF | 0 | 0 | Real 2021 ¦ 12/22/2022 3:42:52 PM | Area 1001 Gas IC 2040
24892 | Area 1001 Gas IC 2040 | NOX | ATC | 2036 | AEP-KPCO | 0 | 0 | 0 | 0 | 0 | 0 | 0.00056 | 2036 |  |  |  | REF | 0 | 0 | Real 2021 ¦ 12/22/2022 3:42:52 PM | Area 1001 Gas IC 2040
24893 | Area 1001 Gas IC 2040 | SO2 | ATC | 2036 | AEP-KPCO | 0 | 0 | 0 | 0 | 0 | 0 | 0.00752 | 2036 |  |  |  | REF | 0 | 0 | Real 2021 ¦ 12/22/2022 3:42:52 PM | Area 1001 Gas IC 2040
24894 | Area 1001 Gas IC 2041 | CO2 | ATC | 2036 | AEP-KPCO | 0 | 0 | 0 | 0 | 0 | 0 | 122 | 2036 |  |  |  | REF | 0 | 0 | Real 2021 ¦ 12/22/2022 3:42:52 PM | Area 1001 Gas IC 2041
24895 | Area 1001 Gas IC 2041 | NOX | ATC | 2036 | AEP-KPCO | 0 | 0 | 0 | 0 | 0 | 0 | 0.00056 | 2036 |  |  |  | REF | 0 | 0 | Real 2021 ¦ 12/22/2022 3:42:52 PM | Area 1001 Gas IC 2041
24896 | Area 1001 Gas IC 2041 | SO2 | ATC | 2036 | AEP-KPCO | 0 | 0 | 0 | 0 | 0 | 0 | 0.00752 | 2036 |  |  |  | REF | 0 | 0 | Real 2021 ¦ 12/22/2022 3:42:52 PM | Area 1001 Gas IC 2041
24897 | Area 1001 Gas IC 2042 | CO2 | ATC | 2036 | AEP-KPCO | 0 | 0 | 0 | 0 | 0 | 0 | 122 | 2036 |  |  |  | REF | 0 | 0 | Real 2021 ¦ 12/22/2022 3:42:52 PM | Area 1001 Gas IC 2042
24898 | Area 1001 Gas IC 2042 | NOX | ATC | 2036 | AEP-KPCO | 0 | 0 | 0 | 0 | 0 | 0 | 0.00056 | 2036 |  |  |  | REF | 0 | 0 | Real 2021 ¦ 12/22/2022 3:42:52 PM | Area 1001 Gas IC 2042
24899 | Area 1001 Gas IC 2042 | SO2 | ATC | 2036 | AEP-KPCO | 0 | 0 | 0 | 0 | 0 | 0 | 0.00752 | 2036 |  |  |  | REF | 0 | 0 | Real 2021 ¦ 12/22/2022 3:42:52 PM | Area 1001 Gas IC 2042
24900 | Area 1001 Gas IC 2043 | CO2 | ATC | 2036 | AEP-KPCO | 0 | 0 | 0 | 0 | 0 | 0 | 122 | 2036 |  |  |  | REF | 0 | 0 | Real 2021 ¦ 12/22/2022 3:42:52 PM | Area 1001 Gas IC 2043
24901 | Area 1001 Gas IC 2043 | NOX | ATC | 2036 | AEP-KPCO | 0 | 0 | 0 | 0 | 0 | 0 | 0.00056 | 2036 |  |  |  | REF | 0 | 0 | Real 2021 ¦ 12/22/2022 3:42:52 PM | Area 1001 Gas IC 2043
24902 | Area 1001 Gas IC 2043 | SO2 | ATC | 2036 | AEP-KPCO | 0 | 0 | 0 | 0 | 0 | 0 | 0.00752 | 2036 |  |  |  | REF | 0 | 0 | Real 2021 ¦ 12/22/2022 3:42:52 PM | Area 1001 Gas IC 2043
24903 | Area 1001 Gas CCS 2024 | CO2 | ATC | 2036 | AEP-KPCO | 14584.373 | 14584.373 | 0 | 6941.0098 | 6941.0098 | 0 | 11.7 | 2036 |  |  |  | REF | 0 | 0 | Real 2021 ¦ 12/22/2022 3:42:52 PM | Area 1001 Gas CCS 2024
24904 | Area 1001 Gas CCS 2024 | NOX | ATC | 2036 | AEP-KPCO | 17.4514 | 17.4514 | 0 | 1.0979 | 1.0979 | 0 | 0.014 | 2036 |  |  |  | REF | 0 | 0 | Real 2021 ¦ 12/22/2022 3:42:52 PM | Area 1001 Gas CCS 2024
24905 | Area 1001 Gas CCS 2024 | SO2 | ATC | 2036 | AEP-KPCO | 6.4196 | 6.4196 | 0 | 0.023521 | 0.023521 | 0 | 0.00515 | 2036 |  |  |  | REF | 0 | 0 | Real 2021 ¦ 12/22/2022 3:42:52 PM | Area 1001 Gas CCS 2024
24906 | Area 1001 Gas CCS 2025 | CO2 | ATC | 2036 | AEP-KPCO | 125172.1328 | 125172.1328 | 0 | -80819.0938 | -80819.0938 | 0 | 11.7 | 2036 |  |  |  | REF | 0 | 0 | Real 2021 ¦ 12/22/2022 3:42:52 PM | Area 1001 Gas CCS 2025
24907 | Area 1001 Gas CCS 2025 | NOX | ATC | 2036 | AEP-KPCO | 149.7786 | 149.7786 | 0 | 7.4413 | 7.4413 | 0 | 0.014 | 2036 |  |  |  | REF | 0 | 0 | Real 2021 ¦ 12/22/2022 3:42:52 PM | Area 1001 Gas CCS 2025
24908 | Area 1001 Gas CCS 2025 | SO2 | ATC | 2036 | AEP-KPCO | 55.0971 | 55.0971 | 0 | 0.20187 | 0.20187 | 0 | 0.00515 | 2036 |  |  |  | REF | 0 | 0 | Real 2021 ¦ 12/22/2022 3:42:52 PM | Area 1001 Gas CCS 2025
24909 | Area 1001 Gas CCS 2026 | CO2 | ATC | 2036 | AEP-KPCO | 123942.2031 | 123942.2031 | 0 | -80024.9688 | -80024.9688 | 0 | 11.7 | 2036 |  |  |  | REF | 0 | 0 | Real 2021 ¦ 12/22/2022 3:42:52 PM | Area 1001 Gas CCS 2026
24910 | Area 1001 Gas CCS 2026 | NOX | ATC | 2036 | AEP-KPCO | 148.3069 | 148.3069 | 0 | 7.3682 | 7.3682 | 0 | 0.014 | 2036 |  |  |  | REF | 0 | 0 | Real 2021 ¦ 12/22/2022 3:42:52 PM | Area 1001 Gas CCS 2026
24911 | Area 1001 Gas CCS 2026 | SO2 | ATC | 2036 | AEP-KPCO | 54.5558 | 54.5558 | 0 | 0.19989 | 0.19989 | 0 | 0.00515 | 2036 |  |  |  | REF | 0 | 0 | Real 2021 ¦ 12/22/2022 3:42:52 PM | Area 1001 Gas CCS 2026
24912 | Area 1001 Gas CCS 2027 | CO2 | ATC | 2036 | AEP-KPCO | 122729.8359 | 122729.8359 | 0 | -79242.1875 | -79242.1875 | 0 | 11.7 | 2036 |  |  |  | REF | 0 | 0 | Real 2021 ¦ 12/22/2022 3:42:52 PM | Area 1001 Gas CCS 2027
24913 | Area 1001 Gas CCS 2027 | NOX | ATC | 2036 | AEP-KPCO | 146.8562 | 146.8562 | 0 | 7.2961 | 7.2961 | 0 | 0.014 | 2036 |  |  |  | REF | 0 | 0 | Real 2021 ¦ 12/22/2022 3:42:52 PM | Area 1001 Gas CCS 2027
24914 | Area 1001 Gas CCS 2027 | SO2 | ATC | 2036 | AEP-KPCO | 54.0221 | 54.0221 | 0 | 0.19794 | 0.19794 | 0 | 0.00515 | 2036 |  |  |  | REF | 0 | 0 | Real 2021 ¦ 12/22/2022 3:42:52 PM | Area 1001 Gas CCS 2027
24915 | Area 1001 Gas CCS 2028 | CO2 | ATC | 2036 | AEP-KPCO | 121324.1953 | 121324.1953 | 0 | -78334.6172 | -78334.6172 | 0 | 11.7 | 2036 |  |  |  | REF | 0 | 0 | Real 2021 ¦ 12/22/2022 3:42:52 PM | Area 1001 Gas CCS 2028
24916 | Area 1001 Gas CCS 2028 | NOX | ATC | 2036 | AEP-KPCO | 145.1743 | 145.1743 | 0 | 7.2125 | 7.2125 | 0 | 0.014 | 2036 |  |  |  | REF | 0 | 0 | Real 2021 ¦ 12/22/2022 3:42:52 PM | Area 1001 Gas CCS 2028
24917 | Area 1001 Gas CCS 2028 | SO2 | ATC | 2036 | AEP-KPCO | 53.4034 | 53.4034 | 0 | 0.19567 | 0.19567 | 0 | 0.00515 | 2036 |  |  |  | REF | 0 | 0 | Real 2021 ¦ 12/22/2022 3:42:52 PM | Area 1001 Gas CCS 2028
24918 | Area 1001 Gas CCS 2029 | CO2 | ATC | 2036 | AEP-KPCO | 120094.2656 | 120094.2656 | 0 | -77540.4922 | -77540.4922 | 0 | 11.7 | 2036 |  |  |  | REF | 0 | 0 | Real 2021 ¦ 12/22/2022 3:42:52 PM | Area 1001 Gas CCS 2029
24919 | Area 1001 Gas CCS 2029 | NOX | ATC | 2036 | AEP-KPCO | 143.7025 | 143.7025 | 0 | 7.1394 | 7.1394 | 0 | 0.014 | 2036 |  |  |  | REF | 0 | 0 | Real 2021 ¦ 12/22/2022 3:42:52 PM | Area 1001 Gas CCS 2029
24920 | Area 1001 Gas CCS 2029 | SO2 | ATC | 2036 | AEP-KPCO | 52.862 | 52.862 | 0 | 0.19369 | 0.19369 | 0 | 0.00515 | 2036 |  |  |  | REF | 0 | 0 | Real 2021 ¦ 12/22/2022 3:42:52 PM | Area 1001 Gas CCS 2029
24921 | Area 1001 Gas CCS 2030 | CO2 | ATC | 2036 | AEP-KPCO | 118881.8984 | 118881.8984 | 0 | -76757.7188 | -76757.7188 | 0 | 11.7 | 2036 |  |  |  | REF | 0 | 0 | Real 2021 ¦ 12/22/2022 3:42:52 PM | Area 1001 Gas CCS 2030
24922 | Area 1001 Gas CCS 2030 | NOX | ATC | 2036 | AEP-KPCO | 142.2518 | 142.2518 | 0 | 7.0674 | 7.0674 | 0 | 0.014 | 2036 |  |  |  | REF | 0 | 0 | Real 2021 ¦ 12/22/2022 3:42:52 PM | Area 1001 Gas CCS 2030
24923 | Area 1001 Gas CCS 2030 | SO2 | ATC | 2036 | AEP-KPCO | 52.3284 | 52.3284 | 0 | 0.19173 | 0.19173 | 0 | 0.00515 | 2036 |  |  |  | REF | 0 | 0 | Real 2021 ¦ 12/22/2022 3:42:52 PM | Area 1001 Gas CCS 2030
24924 | Area 1001 Gas CCS 2031 | CO2 | ATC | 2036 | AEP-KPCO | 117651.9688 | 117651.9688 | 0 | -75963.5938 | -75963.5938 | 0 | 11.7 | 2036 |  |  |  | REF | 0 | 0 | Real 2021 ¦ 12/22/2022 3:42:52 PM | Area 1001 Gas CCS 2031
24925 | Area 1001 Gas CCS 2031 | NOX | ATC | 2036 | AEP-KPCO | 140.7801 | 140.7801 | 0 | 6.9942 | 6.9942 | 0 | 0.014 | 2036 |  |  |  | REF | 0 | 0 | Real 2021 ¦ 12/22/2022 3:42:52 PM | Area 1001 Gas CCS 2031
24926 | Area 1001 Gas CCS 2031 | SO2 | ATC | 2036 | AEP-KPCO | 51.787 | 51.787 | 0 | 0.18975 | 0.18975 | 0 | 0.00515 | 2036 |  |  |  | REF | 0 | 0 | Real 2021 ¦ 12/22/2022 3:42:52 PM | Area 1001 Gas CCS 2031
24927 | Area 1001 Gas CCS 2032 | CO2 | ATC | 2036 | AEP-KPCO | 116263.8984 | 116263.8984 | 0 | -75067.3672 | -75067.3672 | 0 | 11.7 | 2036 |  |  |  | REF | 0 | 0 | Real 2021 ¦ 12/22/2022 3:42:52 PM | Area 1001 Gas CCS 2032
24928 | Area 1001 Gas CCS 2032 | NOX | ATC | 2036 | AEP-KPCO | 139.1192 | 139.1192 | 0 | 6.9117 | 6.9117 | 0 | 0.014 | 2036 |  |  |  | REF | 0 | 0 | Real 2021 ¦ 12/22/2022 3:42:52 PM | Area 1001 Gas CCS 2032
24929 | Area 1001 Gas CCS 2032 | SO2 | ATC | 2036 | AEP-KPCO | 51.176 | 51.176 | 0 | 0.18751 | 0.18751 | 0 | 0.00515 | 2036 |  |  |  | REF | 0 | 0 | Real 2021 ¦ 12/22/2022 3:42:52 PM | Area 1001 Gas CCS 2032
24930 | Area 1001 Gas CCS 2033 | CO2 | ATC | 2036 | AEP-KPCO | 22692.7559 | 22692.7559 | 0 | 10799.96 | 10799.96 | 0 | 11.7 | 2036 |  |  |  | REF | 0 | 0 | Real 2021 ¦ 12/22/2022 3:42:52 PM | Area 1001 Gas CCS 2033
24931 | Area 1001 Gas CCS 2033 | NOX | ATC | 2036 | AEP-KPCO | 27.1537 | 27.1537 | 0 | 1.6221 | 1.6221 | 0 | 0.014 | 2036 |  |  |  | REF | 0 | 0 | Real 2021 ¦ 12/22/2022 3:42:52 PM | Area 1001 Gas CCS 2033
24932 | Area 1001 Gas CCS 2033 | SO2 | ATC | 2036 | AEP-KPCO | 9.9887 | 9.9887 | 0 | 0.036598 | 0.036598 | 0 | 0.00515 | 2036 |  |  |  | REF | 0 | 0 | Real 2021 ¦ 12/22/2022 3:42:52 PM | Area 1001 Gas CCS 2033
24933 | Area 1001 Gas CCS 2034 | CO2 | ATC | 2036 | AEP-KPCO | 25356.8438 | 25356.8438 | 0 | 12067.8555 | 12067.8555 | 0 | 11.7 | 2036 |  |  |  | REF | 0 | 0 | Real 2021 ¦ 12/22/2022 3:42:52 PM | Area 1001 Gas CCS 2034
24934 | Area 1001 Gas CCS 2034 | NOX | ATC | 2036 | AEP-KPCO | 30.3415 | 30.3415 | 0 | 1.6386 | 1.6386 | 0 | 0.014 | 2036 |  |  |  | REF | 0 | 0 | Real 2021 ¦ 12/22/2022 3:42:52 PM | Area 1001 Gas CCS 2034
24935 | Area 1001 Gas CCS 2034 | SO2 | ATC | 2036 | AEP-KPCO | 11.1613 | 11.1613 | 0 | 0.040895 | 0.040895 | 0 | 0.00515 | 2036 |  |  |  | REF | 0 | 0 | Real 2021 ¦ 12/22/2022 3:42:52 PM | Area 1001 Gas CCS 2034
24936 | Area 1001 Gas CCS 2035 | CO2 | ATC | 2036 | AEP-KPCO | 25990.1035 | 25990.1035 | 0 | 12369.2373 | 12369.2373 | 0 | 11.7 | 2036 |  |  |  | REF | 0 | 0 | Real 2021 ¦ 12/22/2022 3:42:52 PM | Area 1001 Gas CCS 2035
24937 | Area 1001 Gas CCS 2035 | NOX | ATC | 2036 | AEP-KPCO | 31.0993 | 31.0993 | 0 | 1.6532 | 1.6532 | 0 | 0.014 | 2036 |  |  |  | REF | 0 | 0 | Real 2021 ¦ 12/22/2022 3:42:52 PM | Area 1001 Gas CCS 2035
24938 | Area 1001 Gas CCS 2035 | SO2 | ATC | 2036 | AEP-KPCO | 11.4401 | 11.4401 | 0 | 0.041916 | 0.041916 | 0 | 0.00515 | 2036 |  |  |  | REF | 0 | 0 | Real 2021 ¦ 12/22/2022 3:42:52 PM | Area 1001 Gas CCS 2035
24939 | Area 1001 Gas CCS 2036 | CO2 | ATC | 2036 | AEP-KPCO | 26609.2793 | 26609.2793 | 0 | 12663.915 | 12663.915 | 0 | 11.7 | 2036 |  |  |  | REF | 0 | 0 | Real 2021 ¦ 12/22/2022 3:42:52 PM | Area 1001 Gas CCS 2036
24940 | Area 1001 Gas CCS 2036 | NOX | ATC | 2036 | AEP-KPCO | 31.8402 | 31.8402 | 0 | 1.6755 | 1.6755 | 0 | 0.014 | 2036 |  |  |  | REF | 0 | 0 | Real 2021 ¦ 12/22/2022 3:42:52 PM | Area 1001 Gas CCS 2036
24941 | Area 1001 Gas CCS 2036 | SO2 | ATC | 2036 | AEP-KPCO | 11.7126 | 11.7126 | 0 | 0.042915 | 0.042915 | 0 | 0.00515 | 2036 |  |  |  | REF | 0 | 0 | Real 2021 ¦ 12/22/2022 3:42:52 PM | Area 1001 Gas CCS 2036
24942 | Area 1001 Gas CCS 2037 | CO2 | ATC | 2036 | AEP-KPCO | 0 | 0 | 0 | 0 | 0 | 0 | 11.7 | 2036 |  |  |  | REF | 0 | 0 | Real 2021 ¦ 12/22/2022 3:42:52 PM | Area 1001 Gas CCS 2037
24943 | Area 1001 Gas CCS 2037 | NOX | ATC | 2036 | AEP-KPCO | 0 | 0 | 0 | 0 | 0 | 0 | 0.014 | 2036 |  |  |  | REF | 0 | 0 | Real 2021 ¦ 12/22/2022 3:42:52 PM | Area 1001 Gas CCS 2037
24944 | Area 1001 Gas CCS 2037 | SO2 | ATC | 2036 | AEP-KPCO | 0 | 0 | 0 | 0 | 0 | 0 | 0.00515 | 2036 |  |  |  | REF | 0 | 0 | Real 2021 ¦ 12/22/2022 3:42:52 PM | Area 1001 Gas CCS 2037
24945 | Area 1001 Gas CCS 2038 | CO2 | ATC | 2036 | AEP-KPCO | 0 | 0 | 0 | 0 | 0 | 0 | 11.7 | 2036 |  |  |  | REF | 0 | 0 | Real 2021 ¦ 12/22/2022 3:42:52 PM | Area 1001 Gas CCS 2038
24946 | Area 1001 Gas CCS 2038 | NOX | ATC | 2036 | AEP-KPCO | 0 | 0 | 0 | 0 | 0 | 0 | 0.014 | 2036 |  |  |  | REF | 0 | 0 | Real 2021 ¦ 12/22/2022 3:42:52 PM | Area 1001 Gas CCS 2038
24947 | Area 1001 Gas CCS 2038 | SO2 | ATC | 2036 | AEP-KPCO | 0 | 0 | 0 | 0 | 0 | 0 | 0.00515 | 2036 |  |  |  | REF | 0 | 0 | Real 2021 ¦ 12/22/2022 3:42:52 PM | Area 1001 Gas CCS 2038
24948 | Area 1001 Gas CCS 2039 | CO2 | ATC | 2036 | AEP-KPCO | 0 | 0 | 0 | 0 | 0 | 0 | 11.7 | 2036 |  |  |  | REF | 0 | 0 | Real 2021 ¦ 12/22/2022 3:42:52 PM | Area 1001 Gas CCS 2039
24949 | Area 1001 Gas CCS 2039 | NOX | ATC | 2036 | AEP-KPCO | 0 | 0 | 0 | 0 | 0 | 0 | 0.014 | 2036 |  |  |  | REF | 0 | 0 | Real 2021 ¦ 12/22/2022 3:42:52 PM | Area 1001 Gas CCS 2039
24950 | Area 1001 Gas CCS 2039 | SO2 | ATC | 2036 | AEP-KPCO | 0 | 0 | 0 | 0 | 0 | 0 | 0.00515 | 2036 |  |  |  | REF | 0 | 0 | Real 2021 ¦ 12/22/2022 3:42:52 PM | Area 1001 Gas CCS 2039
24951 | Area 1001 Gas CCS 2040 | CO2 | ATC | 2036 | AEP-KPCO | 0 | 0 | 0 | 0 | 0 | 0 | 11.7 | 2036 |  |  |  | REF | 0 | 0 | Real 2021 ¦ 12/22/2022 3:42:52 PM | Area 1001 Gas CCS 2040
24952 | Area 1001 Gas CCS 2040 | NOX | ATC | 2036 | AEP-KPCO | 0 | 0 | 0 | 0 | 0 | 0 | 0.014 | 2036 |  |  |  | REF | 0 | 0 | Real 2021 ¦ 12/22/2022 3:42:52 PM | Area 1001 Gas CCS 2040
24953 | Area 1001 Gas CCS 2040 | SO2 | ATC | 2036 | AEP-KPCO | 0 | 0 | 0 | 0 | 0 | 0 | 0.00515 | 2036 |  |  |  | REF | 0 | 0 | Real 2021 ¦ 12/22/2022 3:42:52 PM | Area 1001 Gas CCS 2040
24954 | Area 1001 Gas CCS 2041 | CO2 | ATC | 2036 | AEP-KPCO | 0 | 0 | 0 | 0 | 0 | 0 | 11.7 | 2036 |  |  |  | REF | 0 | 0 | Real 2021 ¦ 12/22/2022 3:42:52 PM | Area 1001 Gas CCS 2041
24955 | Area 1001 Gas CCS 2041 | NOX | ATC | 2036 | AEP-KPCO | 0 | 0 | 0 | 0 | 0 | 0 | 0.014 | 2036 |  |  |  | REF | 0 | 0 | Real 2021 ¦ 12/22/2022 3:42:52 PM | Area 1001 Gas CCS 2041
24956 | Area 1001 Gas CCS 2041 | SO2 | ATC | 2036 | AEP-KPCO | 0 | 0 | 0 | 0 | 0 | 0 | 0.00515 | 2036 |  |  |  | REF | 0 | 0 | Real 2021 ¦ 12/22/2022 3:42:52 PM | Area 1001 Gas CCS 2041
24957 | Area 1001 Gas CCS 2042 | CO2 | ATC | 2036 | AEP-KPCO | 0 | 0 | 0 | 0 | 0 | 0 | 11.7 | 2036 |  |  |  | REF | 0 | 0 | Real 2021 ¦ 12/22/2022 3:42:52 PM | Area 1001 Gas CCS 2042
24958 | Area 1001 Gas CCS 2042 | NOX | ATC | 2036 | AEP-KPCO | 0 | 0 | 0 | 0 | 0 | 0 | 0.014 | 2036 |  |  |  | REF | 0 | 0 | Real 2021 ¦ 12/22/2022 3:42:52 PM | Area 1001 Gas CCS 2042
24959 | Area 1001 Gas CCS 2042 | SO2 | ATC | 2036 | AEP-KPCO | 0 | 0 | 0 | 0 | 0 | 0 | 0.00515 | 2036 |  |  |  | REF | 0 | 0 | Real 2021 ¦ 12/22/2022 3:42:52 PM | Area 1001 Gas CCS 2042
24960 | Area 1001 Gas CCS 2043 | CO2 | ATC | 2036 | AEP-KPCO | 0 | 0 | 0 | 0 | 0 | 0 | 11.7 | 2036 |  |  |  | REF | 0 | 0 | Real 2021 ¦ 12/22/2022 3:42:52 PM | Area 1001 Gas CCS 2043
24961 | Area 1001 Gas CCS 2043 | NOX | ATC | 2036 | AEP-KPCO | 0 | 0 | 0 | 0 | 0 | 0 | 0.014 | 2036 |  |  |  | REF | 0 | 0 | Real 2021 ¦ 12/22/2022 3:42:52 PM | Area 1001 Gas CCS 2043
24962 | Area 1001 Gas CCS 2043 | SO2 | ATC | 2036 | AEP-KPCO | 0 | 0 | 0 | 0 | 0 | 0 | 0.00515 | 2036 |  |  |  | REF | 0 | 0 | Real 2021 ¦ 12/22/2022 3:42:52 PM | Area 1001 Gas CCS 2043
24963 | Area 1001 Coal CCS 2025 | CO2 | ATC | 2036 | AEP-KPCO | 679468 | 679468 | 0 | -438707.75 | -438707.75 | 0 | 20.57 | 2036 |  |  |  | REF | 0 | 0 | Real 2021 ¦ 12/22/2022 3:42:52 PM | Area 1001 Coal CCS 2025
24964 | Area 1001 Coal CCS 2025 | NOX | ATC | 2036 | AEP-KPCO | 241.1335 | 241.1335 | 0 | 12.1432 | 12.1432 | 0 | 0.0073 | 2036 |  |  |  | REF | 0 | 0 | Real 2021 ¦ 12/22/2022 3:42:52 PM | Area 1001 Coal CCS 2025
24965 | Area 1001 Coal CCS 2025 | SO2 | ATC | 2036 | AEP-KPCO | 14104.6582 | 14104.6582 | 0 | 51.6791 | 51.6791 | 0 | 0.427 | 2036 |  |  |  | REF | 0 | 0 | Real 2021 ¦ 12/22/2022 3:42:52 PM | Area 1001 Coal CCS 2025
24966 | Area 1001 Coal CCS 2026 | CO2 | ATC | 2036 | AEP-KPCO | 671916.5 | 671916.5 | 0 | -433832.0312 | -433832.0312 | 0 | 20.57 | 2036 |  |  |  | REF | 0 | 0 | Real 2021 ¦ 12/22/2022 3:42:52 PM | Area 1001 Coal CCS 2026
24967 | Area 1001 Coal CCS 2026 | NOX | ATC | 2036 | AEP-KPCO | 238.4536 | 238.4536 | 0 | 12.0082 | 12.0082 | 0 | 0.0073 | 2036 |  |  |  | REF | 0 | 0 | Real 2021 ¦ 12/22/2022 3:42:52 PM | Area 1001 Coal CCS 2026
24968 | Area 1001 Coal CCS 2026 | SO2 | ATC | 2036 | AEP-KPCO | 13947.9023 | 13947.9023 | 0 | 51.1048 | 51.1048 | 0 | 0.427 | 2036 |  |  |  | REF | 0 | 0 | Real 2021 ¦ 12/22/2022 3:42:52 PM | Area 1001 Coal CCS 2026
24969 | Area 1001 Coal CCS 2027 | CO2 | ATC | 2036 | AEP-KPCO | 663767.5 | 663767.5 | 0 | -428570.5 | -428570.5 | 0 | 20.57 | 2036 |  |  |  | REF | 0 | 0 | Real 2021 ¦ 12/22/2022 3:42:52 PM | Area 1001 Coal CCS 2027
24970 | Area 1001 Coal CCS 2027 | NOX | ATC | 2036 | AEP-KPCO | 235.5616 | 235.5616 | 0 | 11.8626 | 11.8626 | 0 | 0.0073 | 2036 |  |  |  | REF | 0 | 0 | Real 2021 ¦ 12/22/2022 3:42:52 PM | Area 1001 Coal CCS 2027
24971 | Area 1001 Coal CCS 2027 | SO2 | ATC | 2036 | AEP-KPCO | 13778.7412 | 13778.7412 | 0 | 50.485 | 50.485 | 0 | 0.427 | 2036 |  |  |  | REF | 0 | 0 | Real 2021 ¦ 12/22/2022 3:42:52 PM | Area 1001 Coal CCS 2027
24972 | Area 1001 Coal CCS 2028 | CO2 | ATC | 2036 | AEP-KPCO | 655618.4375 | 655618.4375 | 0 | -423308.9375 | -423308.9375 | 0 | 20.57 | 2036 |  |  |  | REF | 0 | 0 | Real 2021 ¦ 12/22/2022 3:42:52 PM | Area 1001 Coal CCS 2028
24973 | Area 1001 Coal CCS 2028 | NOX | ATC | 2036 | AEP-KPCO | 232.6696 | 232.6696 | 0 | 11.717 | 11.717 | 0 | 0.0073 | 2036 |  |  |  | REF | 0 | 0 | Real 2021 ¦ 12/22/2022 3:42:52 PM | Area 1001 Coal CCS 2028
24974 | Area 1001 Coal CCS 2028 | SO2 | ATC | 2036 | AEP-KPCO | 13609.5801 | 13609.5801 | 0 | 49.8652 | 49.8652 | 0 | 0.427 | 2036 |  |  |  | REF | 0 | 0 | Real 2021 ¦ 12/22/2022 3:42:52 PM | Area 1001 Coal CCS 2028
24975 | Area 1001 Coal CCS 2029 | CO2 | ATC | 2036 | AEP-KPCO | 648121.3125 | 648121.3125 | 0 | -418468.3438 | -418468.3438 | 0 | 20.57 | 2036 |  |  |  | REF | 0 | 0 | Real 2021 ¦ 12/22/2022 3:42:52 PM | Area 1001 Coal CCS 2029
24976 | Area 1001 Coal CCS 2029 | NOX | ATC | 2036 | AEP-KPCO | 230.009 | 230.009 | 0 | 11.583 | 11.583 | 0 | 0.0073 | 2036 |  |  |  | REF | 0 | 0 | Real 2021 ¦ 12/22/2022 3:42:52 PM | Area 1001 Coal CCS 2029
24977 | Area 1001 Coal CCS 2029 | SO2 | ATC | 2036 | AEP-KPCO | 13453.9521 | 13453.9521 | 0 | 49.295 | 49.295 | 0 | 0.427 | 2036 |  |  |  | REF | 0 | 0 | Real 2021 ¦ 12/22/2022 3:42:52 PM | Area 1001 Coal CCS 2029
24978 | Area 1001 Coal CCS 2030 | CO2 | ATC | 2036 | AEP-KPCO | 639917.9375 | 639917.9375 | 0 | -413171.7188 | -413171.7188 | 0 | 20.57 | 2036 |  |  |  | REF | 0 | 0 | Real 2021 ¦ 12/22/2022 3:42:52 PM | Area 1001 Coal CCS 2030
24979 | Area 1001 Coal CCS 2030 | NOX | ATC | 2036 | AEP-KPCO | 227.0977 | 227.0977 | 0 | 11.4364 | 11.4364 | 0 | 0.0073 | 2036 |  |  |  | REF | 0 | 0 | Real 2021 ¦ 12/22/2022 3:42:52 PM | Area 1001 Coal CCS 2030
24980 | Area 1001 Coal CCS 2030 | SO2 | ATC | 2036 | AEP-KPCO | 13283.6631 | 13283.6631 | 0 | 48.671 | 48.671 | 0 | 0.427 | 2036 |  |  |  | REF | 0 | 0 | Real 2021 ¦ 12/22/2022 3:42:52 PM | Area 1001 Coal CCS 2030
24981 | Area 1001 Coal CCS 2031 | CO2 | ATC | 2036 | AEP-KPCO | 631768.875 | 631768.875 | 0 | -407910.1562 | -407910.1562 | 0 | 20.57 | 2036 |  |  |  | REF | 0 | 0 | Real 2021 ¦ 12/22/2022 3:42:52 PM | Area 1001 Coal CCS 2031
24982 | Area 1001 Coal CCS 2031 | NOX | ATC | 2036 | AEP-KPCO | 224.2058 | 224.2058 | 0 | 11.2907 | 11.2907 | 0 | 0.0073 | 2036 |  |  |  | REF | 0 | 0 | Real 2021 ¦ 12/22/2022 3:42:52 PM | Area 1001 Coal CCS 2031
24983 | Area 1001 Coal CCS 2031 | SO2 | ATC | 2036 | AEP-KPCO | 13114.502 | 13114.502 | 0 | 48.0512 | 48.0512 | 0 | 0.427 | 2036 |  |  |  | REF | 0 | 0 | Real 2021 ¦ 12/22/2022 3:42:52 PM | Area 1001 Coal CCS 2031
24984 | Area 1001 Coal CCS 2032 | CO2 | ATC | 2036 | AEP-KPCO | 623619.8125 | 623619.8125 | 0 | -402648.625 | -402648.625 | 0 | 20.57 | 2036 |  |  |  | REF | 0 | 0 | Real 2021 ¦ 12/22/2022 3:42:52 PM | Area 1001 Coal CCS 2032
24985 | Area 1001 Coal CCS 2032 | NOX | ATC | 2036 | AEP-KPCO | 221.3138 | 221.3138 | 0 | 11.1451 | 11.1451 | 0 | 0.0073 | 2036 |  |  |  | REF | 0 | 0 | Real 2021 ¦ 12/22/2022 3:42:52 PM | Area 1001 Coal CCS 2032
24986 | Area 1001 Coal CCS 2032 | SO2 | ATC | 2036 | AEP-KPCO | 12945.3408 | 12945.3408 | 0 | 47.4314 | 47.4314 | 0 | 0.427 | 2036 |  |  |  | REF | 0 | 0 | Real 2021 ¦ 12/22/2022 3:42:52 PM | Area 1001 Coal CCS 2032
24987 | Area 1001 Coal CCS 2033 | CO2 | ATC | 2036 | AEP-KPCO | 1592.1658 | 1592.1658 | 0 | 757.7452 | 757.7452 | 0 | 20.57 | 2036 |  |  |  | REF | 0 | 0 | Real 2021 ¦ 12/22/2022 3:42:52 PM | Area 1001 Coal CCS 2033
24988 | Area 1001 Coal CCS 2033 | NOX | ATC | 2036 | AEP-KPCO | 0.56504 | 0.56504 | 0 | 0.008544 | 0.008544 | 0 | 0.0073 | 2036 |  |  |  | REF | 0 | 0 | Real 2021 ¦ 12/22/2022 3:42:52 PM | Area 1001 Coal CCS 2033
24989 | Area 1001 Coal CCS 2033 | SO2 | ATC | 2036 | AEP-KPCO | 33.0508 | 33.0508 | 0 | 0.1211 | 0.1211 | 0 | 0.427 | 2036 |  |  |  | REF | 0 | 0 | Real 2021 ¦ 12/22/2022 3:42:52 PM | Area 1001 Coal CCS 2033
24990 | Area 1001 Coal CCS 2034 | CO2 | ATC | 2036 | AEP-KPCO | 1580.7942 | 1580.7942 | 0 | 752.3332 | 752.3332 | 0 | 20.57 | 2036 |  |  |  | REF | 0 | 0 | Real 2021 ¦ 12/22/2022 3:42:52 PM | Area 1001 Coal CCS 2034
24991 | Area 1001 Coal CCS 2034 | NOX | ATC | 2036 | AEP-KPCO | 0.561 | 0.561 | 0 | 0.008483 | 0.008483 | 0 | 0.0073 | 2036 |  |  |  | REF | 0 | 0 | Real 2021 ¦ 12/22/2022 3:42:52 PM | Area 1001 Coal CCS 2034
24992 | Area 1001 Coal CCS 2034 | SO2 | ATC | 2036 | AEP-KPCO | 32.8147 | 32.8147 | 0 | 0.12023 | 0.12023 | 0 | 0.427 | 2036 |  |  |  | REF | 0 | 0 | Real 2021 ¦ 12/22/2022 3:42:52 PM | Area 1001 Coal CCS 2034
24993 | Area 1001 Coal CCS 2035 | CO2 | ATC | 2036 | AEP-KPCO | 1569.4226 | 1569.4226 | 0 | 746.9212 | 746.9212 | 0 | 20.57 | 2036 |  |  |  | REF | 0 | 0 | Real 2021 ¦ 12/22/2022 3:42:52 PM | Area 1001 Coal CCS 2035
24994 | Area 1001 Coal CCS 2035 | NOX | ATC | 2036 | AEP-KPCO | 0.55697 | 0.55697 | 0 | 0.008422 | 0.008422 | 0 | 0.0073 | 2036 |  |  |  | REF | 0 | 0 | Real 2021 ¦ 12/22/2022 3:42:52 PM | Area 1001 Coal CCS 2035
24995 | Area 1001 Coal CCS 2035 | SO2 | ATC | 2036 | AEP-KPCO | 32.5787 | 32.5787 | 0 | 0.11937 | 0.11937 | 0 | 0.427 | 2036 |  |  |  | REF | 0 | 0 | Real 2021 ¦ 12/22/2022 3:42:52 PM | Area 1001 Coal CCS 2035
24996 | Area 1001 Coal CCS 2036 | CO2 | ATC | 2036 | AEP-KPCO | 1558.051 | 1558.051 | 0 | 741.5092 | 741.5092 | 0 | 20.57 | 2036 |  |  |  | REF | 0 | 0 | Real 2021 ¦ 12/22/2022 3:42:52 PM | Area 1001 Coal CCS 2036
24997 | Area 1001 Coal CCS 2036 | NOX | ATC | 2036 | AEP-KPCO | 0.55293 | 0.55293 | 0 | 0.008361 | 0.008361 | 0 | 0.0073 | 2036 |  |  |  | REF | 0 | 0 | Real 2021 ¦ 12/22/2022 3:42:52 PM | Area 1001 Coal CCS 2036
24998 | Area 1001 Coal CCS 2036 | SO2 | ATC | 2036 | AEP-KPCO | 32.3426 | 32.3426 | 0 | 0.1185 | 0.1185 | 0 | 0.427 | 2036 |  |  |  | REF | 0 | 0 | Real 2021 ¦ 12/22/2022 3:42:52 PM | Area 1001 Coal CCS 2036
24999 | Area 1001 Coal CCS 2037 | CO2 | ATC | 2036 | AEP-KPCO | 0 | 0 | 0 | 0 | 0 | 0 | 20.57 | 2036 |  |  |  | REF | 0 | 0 | Real 2021 ¦ 12/22/2022 3:42:52 PM | Area 1001 Coal CCS 2037
25000 | Area 1001 Coal CCS 2037 | NOX | ATC | 2036 | AEP-KPCO | 0 | 0 | 0 | 0 | 0 | 0 | 0.0073 | 2036 |  |  |  | REF | 0 | 0 | Real 2021 ¦ 12/22/2022 3:42:52 PM | Area 1001 Coal CCS 2037
25001 | Area 1001 Coal CCS 2037 | SO2 | ATC | 2036 | AEP-KPCO | 0 | 0 | 0 | 0 | 0 | 0 | 0.427 | 2036 |  |  |  | REF | 0 | 0 | Real 2021 ¦ 12/22/2022 3:42:52 PM | Area 1001 Coal CCS 2037
25002 | Area 1001 Coal CCS 2038 | CO2 | ATC | 2036 | AEP-KPCO | 0 | 0 | 0 | 0 | 0 | 0 | 20.57 | 2036 |  |  |  | REF | 0 | 0 | Real 2021 ¦ 12/22/2022 3:42:52 PM | Area 1001 Coal CCS 2038
25003 | Area 1001 Coal CCS 2038 | NOX | ATC | 2036 | AEP-KPCO | 0 | 0 | 0 | 0 | 0 | 0 | 0.0073 | 2036 |  |  |  | REF | 0 | 0 | Real 2021 ¦ 12/22/2022 3:42:52 PM | Area 1001 Coal CCS 2038
25004 | Area 1001 Coal CCS 2038 | SO2 | ATC | 2036 | AEP-KPCO | 0 | 0 | 0 | 0 | 0 | 0 | 0.427 | 2036 |  |  |  | REF | 0 | 0 | Real 2021 ¦ 12/22/2022 3:42:52 PM | Area 1001 Coal CCS 2038
25005 | Area 1001 Coal CCS 2039 | CO2 | ATC | 2036 | AEP-KPCO | 0 | 0 | 0 | 0 | 0 | 0 | 20.57 | 2036 |  |  |  | REF | 0 | 0 | Real 2021 ¦ 12/22/2022 3:42:52 PM | Area 1001 Coal CCS 2039
25006 | Area 1001 Coal CCS 2039 | NOX | ATC | 2036 | AEP-KPCO | 0 | 0 | 0 | 0 | 0 | 0 | 0.0073 | 2036 |  |  |  | REF | 0 | 0 | Real 2021 ¦ 12/22/2022 3:42:52 PM | Area 1001 Coal CCS 2039
25007 | Area 1001 Coal CCS 2039 | SO2 | ATC | 2036 | AEP-KPCO | 0 | 0 | 0 | 0 | 0 | 0 | 0.427 | 2036 |  |  |  | REF | 0 | 0 | Real 2021 ¦ 12/22/2022 3:42:52 PM | Area 1001 Coal CCS 2039
25008 | Area 1001 Coal CCS 2040 | CO2 | ATC | 2036 | AEP-KPCO | 0 | 0 | 0 | 0 | 0 | 0 | 20.57 | 2036 |  |  |  | REF | 0 | 0 | Real 2021 ¦ 12/22/2022 3:42:52 PM | Area 1001 Coal CCS 2040
25009 | Area 1001 Coal CCS 2040 | NOX | ATC | 2036 | AEP-KPCO | 0 | 0 | 0 | 0 | 0 | 0 | 0.0073 | 2036 |  |  |  | REF | 0 | 0 | Real 2021 ¦ 12/22/2022 3:42:52 PM | Area 1001 Coal CCS 2040
25010 | Area 1001 Coal CCS 2040 | SO2 | ATC | 2036 | AEP-KPCO | 0 | 0 | 0 | 0 | 0 | 0 | 0.427 | 2036 |  |  |  | REF | 0 | 0 | Real 2021 ¦ 12/22/2022 3:42:52 PM | Area 1001 Coal CCS 2040
25011 | Area 1001 Coal CCS 2041 | CO2 | ATC | 2036 | AEP-KPCO | 0 | 0 | 0 | 0 | 0 | 0 | 20.57 | 2036 |  |  |  | REF | 0 | 0 | Real 2021 ¦ 12/22/2022 3:42:52 PM | Area 1001 Coal CCS 2041
25012 | Area 1001 Coal CCS 2041 | NOX | ATC | 2036 | AEP-KPCO | 0 | 0 | 0 | 0 | 0 | 0 | 0.0073 | 2036 |  |  |  | REF | 0 | 0 | Real 2021 ¦ 12/22/2022 3:42:52 PM | Area 1001 Coal CCS 2041
25013 | Area 1001 Coal CCS 2041 | SO2 | ATC | 2036 | AEP-KPCO | 0 | 0 | 0 | 0 | 0 | 0 | 0.427 | 2036 |  |  |  | REF | 0 | 0 | Real 2021 ¦ 12/22/2022 3:42:52 PM | Area 1001 Coal CCS 2041
25014 | Area 1001 Coal CCS 2042 | CO2 | ATC | 2036 | AEP-KPCO | 0 | 0 | 0 | 0 | 0 | 0 | 20.57 | 2036 |  |  |  | REF | 0 | 0 | Real 2021 ¦ 12/22/2022 3:42:52 PM | Area 1001 Coal CCS 2042
25015 | Area 1001 Coal CCS 2042 | NOX | ATC | 2036 | AEP-KPCO | 0 | 0 | 0 | 0 | 0 | 0 | 0.0073 | 2036 |  |  |  | REF | 0 | 0 | Real 2021 ¦ 12/22/2022 3:42:52 PM | Area 1001 Coal CCS 2042
25016 | Area 1001 Coal CCS 2042 | SO2 | ATC | 2036 | AEP-KPCO | 0 | 0 | 0 | 0 | 0 | 0 | 0.427 | 2036 |  |  |  | REF | 0 | 0 | Real 2021 ¦ 12/22/2022 3:42:52 PM | Area 1001 Coal CCS 2042
25017 | Area 1001 Coal CCS 2043 | CO2 | ATC | 2036 | AEP-KPCO | 0 | 0 | 0 | 0 | 0 | 0 | 20.57 | 2036 |  |  |  | REF | 0 | 0 | Real 2021 ¦ 12/22/2022 3:42:52 PM | Area 1001 Coal CCS 2043
25018 | Area 1001 Coal CCS 2043 | NOX | ATC | 2036 | AEP-KPCO | 0 | 0 | 0 | 0 | 0 | 0 | 0.0073 | 2036 |  |  |  | REF | 0 | 0 | Real 2021 ¦ 12/22/2022 3:42:52 PM | Area 1001 Coal CCS 2043
25019 | Area 1001 Coal CCS 2043 | SO2 | ATC | 2036 | AEP-KPCO | 0 | 0 | 0 | 0 | 0 | 0 | 0.427 | 2036 |  |  |  | REF | 0 | 0 | Real 2021 ¦ 12/22/2022 3:42:52 PM | Area 1001 Coal CCS 2043
25020 | Big Sandy #1_Ext Gas | CO2 | ATC | 2036 | AEP-KPCO | 337197.9062 | 337197.9062 | 0 | 4171.999 | 4171.999 | 0 | 117 | 2036 |  |  |  | REF | 0 | 0 | Real 2021 ¦ 12/22/2022 3:42:52 PM | Big Sandy #1_Ext Gas
25021 | Big Sandy #1_Ext Gas | NOX | ATC | 2036 | AEP-KPCO | 403.4846 | 403.4846 | 0 | 15.6514 | 15.6514 | 0 | 0.14 | 2036 |  |  |  | REF | 0 | 0 | Real 2021 ¦ 12/22/2022 3:42:52 PM | Big Sandy #1_Ext Gas
25022 | Big Sandy #1_Ext Gas | SO2 | ATC | 2036 | AEP-KPCO | 144.1017 | 144.1017 | 0 | 0.52799 | 0.52799 | 0 | 0.05 | 2036 |  |  |  | REF | 0 | 0 | Real 2021 ¦ 12/22/2022 3:42:52 PM | Big Sandy #1_Ext Gas
25023 | Big Sandy #1_Ext_NGCCS retrofit 2031 | CO2 | ATC | 2036 | AEP-KPCO | 152234.0469 | 152234.0469 | 0 | -98291.9844 | -98291.9844 | 0 | 11.7 | 2036 |  |  |  | REF | 0 | 0 | Real 2021 ¦ 12/22/2022 3:42:52 PM | Big Sandy #1_Ext_NGCCS retrofit 2032
25024 | Big Sandy #1_Ext_NGCCS retrofit 2031 | NOX | ATC | 2036 | AEP-KPCO | 182.1604 | 182.1604 | 0 | 9.0379 | 9.0379 | 0 | 0.014 | 2036 |  |  |  | REF | 0 | 0 | Real 2021 ¦ 12/22/2022 3:42:52 PM | Big Sandy #1_Ext_NGCCS retrofit 2032
25025 | Big Sandy #1_Ext_NGCCS retrofit 2031 | SO2 | ATC | 2036 | AEP-KPCO | 67.009 | 67.009 | 0 | 0.24552 | 0.24552 | 0 | 0.00515 | 2036 |  |  |  | REF | 0 | 0 | Real 2021 ¦ 12/22/2022 3:42:52 PM | Big Sandy #1_Ext_NGCCS retrofit 2032
25026 | Big Sandy #1_Ext Gas Capitalized | CO2 | ATC | 2036 | AEP-KPCO | 344079.875 | 344079.875 | 0 | 4257.1465 | 4257.1465 | 0 | 117 | 2036 |  |  |  | REF | 0 | 0 | Real 2021 ¦ 12/22/2022 3:42:52 PM | Big Sandy #1_Ext Gas Capitalized
25027 | Big Sandy #1_Ext Gas Capitalized | NOX | ATC | 2036 | AEP-KPCO | 411.7195 | 411.7195 | 0 | 15.8034 | 15.8034 | 0 | 0.14 | 2036 |  |  |  | REF | 0 | 0 | Real 2021 ¦ 12/22/2022 3:42:52 PM | Big Sandy #1_Ext Gas Capitalized
25028 | Big Sandy #1_Ext Gas Capitalized | SO2 | ATC | 2036 | AEP-KPCO | 147.0427 | 147.0427 | 0 | 0.53876 | 0.53876 | 0 | 0.05 | 2036 |  |  |  | REF | 0 | 0 | Real 2021 ¦ 12/22/2022 3:42:52 PM | Big Sandy #1_Ext Gas Capitalized
25029 | Big Sandy #1_Ext Gas FOM Capitalized | CO2 | ATC | 2036 | AEP-KPCO | 335528.9375 | 335528.9375 | 0 | 4151.3496 | 4151.3496 | 0 | 117 | 2036 |  |  |  | REF | 0 | 0 | Real 2021 ¦ 12/22/2022 3:42:52 PM | Big Sandy #1_Ext Gas FOM Capitalized
25030 | Big Sandy #1_Ext Gas FOM Capitalized | NOX | ATC | 2036 | AEP-KPCO | 401.4876 | 401.4876 | 0 | 15.7529 | 15.7529 | 0 | 0.14 | 2036 |  |  |  | REF | 0 | 0 | Real 2021 ¦ 12/22/2022 3:42:52 PM | Big Sandy #1_Ext Gas FOM Capitalized
25031 | Big Sandy #1_Ext Gas FOM Capitalized | SO2 | ATC | 2036 | AEP-KPCO | 143.3884 | 143.3884 | 0 | 0.52537 | 0.52537 | 0 | 0.05 | 2036 |  |  |  | REF | 0 | 0 | Real 2021 ¦ 12/22/2022 3:42:52 PM | Big Sandy #1_Ext Gas FOM Capitalized
26373 | Big Sandy #1 Gas | CO2 | ATC | 2037 | AEP-KPCO | 0 | 0 | 0 | 0 | 0 | 0 | 117 | 2037 |  |  |  | REF | 0 | 0 | Real 2021 ¦ 12/22/2022 3:42:52 PM | 13555
26374 | Big Sandy #1 Gas | NOX | ATC | 2037 | AEP-KPCO | 0 | 0 | 0 | 0 | 0 | 0 | 0.14 | 2037 |  |  |  | REF | 0 | 0 | Real 2021 ¦ 12/22/2022 3:42:52 PM | 13555
26375 | Big Sandy #1 Gas | SO2 | ATC | 2037 | AEP-KPCO | 0 | 0 | 0 | 0 | 0 | 0 | 0.05 | 2037 |  |  |  | REF | 0 | 0 | Real 2021 ¦ 12/22/2022 3:42:52 PM | 13555
26376 | Mitchell #1 (WV) | CO2 | ATC | 2037 | AEP-KPCO | 0 | 0 | 0 | 0 | 0 | 0 | 205.7 | 2037 |  |  |  | REF | 0 | 0 | Real 2021 ¦ 12/22/2022 3:42:52 PM | 3102
26377 | Mitchell #1 (WV) | NOX | ATC | 2037 | AEP-KPCO | 0 | 0 | 0 | 0 | 0 | 0 | 0.07 | 2037 |  |  |  | REF | 0 | 0 | Real 2021 ¦ 12/22/2022 3:42:52 PM | 3102
26378 | Mitchell #1 (WV) | SO2 | ATC | 2037 | AEP-KPCO | 0 | 0 | 0 | 0 | 0 | 0 | 4.27 | 2037 |  |  |  | REF | 0 | 0 | Real 2021 ¦ 12/22/2022 3:42:52 PM | 3102
26379 | Mitchell #2 (WV) | CO2 | ATC | 2037 | AEP-KPCO | 0 | 0 | 0 | 0 | 0 | 0 | 205.7 | 2037 |  |  |  | REF | 0 | 0 | Real 2021 ¦ 12/22/2022 3:42:52 PM | 3105
26380 | Mitchell #2 (WV) | NOX | ATC | 2037 | AEP-KPCO | 0 | 0 | 0 | 0 | 0 | 0 | 0.07 | 2037 |  |  |  | REF | 0 | 0 | Real 2021 ¦ 12/22/2022 3:42:52 PM | 3105
26381 | Mitchell #2 (WV) | SO2 | ATC | 2037 | AEP-KPCO | 0 | 0 | 0 | 0 | 0 | 0 | 4.27 | 2037 |  |  |  | REF | 0 | 0 | Real 2021 ¦ 12/22/2022 3:42:52 PM | 3105
26382 | Area 1001 Gas CC 2x1 2024 | CO2 | ATC | 2037 | AEP-KPCO | 2744517.25 | 2744517.25 | 0 | 34507.1797 | 34507.1797 | 0 | 122 | 2037 |  |  |  | REF | 0 | 0 | Real 2021 ¦ 12/22/2022 3:42:52 PM | Area 1001 Gas CC 2x1 2024
26383 | Area 1001 Gas CC 2x1 2024 | NOX | ATC | 2037 | AEP-KPCO | 12.5978 | 12.5978 | 0 | 0.62334 | 0.62334 | 0 | 0.00056 | 2037 |  |  |  | REF | 0 | 0 | Real 2021 ¦ 12/22/2022 3:42:52 PM | Area 1001 Gas CC 2x1 2024
26384 | Area 1001 Gas CC 2x1 2024 | SO2 | ATC | 2037 | AEP-KPCO | 169.1703 | 169.1703 | 0 | 0.63027 | 0.63027 | 0 | 0.00752 | 2037 |  |  |  | REF | 0 | 0 | Real 2021 ¦ 12/22/2022 3:42:52 PM | Area 1001 Gas CC 2x1 2024
26385 | Area 1001 Gas CC 2x1 2025 | CO2 | ATC | 2037 | AEP-KPCO | 2750837.75 | 2750837.75 | 0 | 34586.6484 | 34586.6484 | 0 | 122 | 2037 |  |  |  | REF | 0 | 0 | Real 2021 ¦ 12/22/2022 3:42:52 PM | Area 1001 Gas CC 2x1 2025
26386 | Area 1001 Gas CC 2x1 2025 | NOX | ATC | 2037 | AEP-KPCO | 12.6268 | 12.6268 | 0 | 0.62348 | 0.62348 | 0 | 0.00056 | 2037 |  |  |  | REF | 0 | 0 | Real 2021 ¦ 12/22/2022 3:42:52 PM | Area 1001 Gas CC 2x1 2025
26387 | Area 1001 Gas CC 2x1 2025 | SO2 | ATC | 2037 | AEP-KPCO | 169.5598 | 169.5598 | 0 | 0.63172 | 0.63172 | 0 | 0.00752 | 2037 |  |  |  | REF | 0 | 0 | Real 2021 ¦ 12/22/2022 3:42:52 PM | Area 1001 Gas CC 2x1 2025
26388 | Area 1001 Gas CC 2x1 2026 | CO2 | ATC | 2037 | AEP-KPCO | 2744517.25 | 2744517.25 | 0 | 34507.1797 | 34507.1797 | 0 | 122 | 2037 |  |  |  | REF | 0 | 0 | Real 2021 ¦ 12/22/2022 3:42:52 PM | Area 1001 Gas CC 2x1 2026
26389 | Area 1001 Gas CC 2x1 2026 | NOX | ATC | 2037 | AEP-KPCO | 12.5978 | 12.5978 | 0 | 0.62334 | 0.62334 | 0 | 0.00056 | 2037 |  |  |  | REF | 0 | 0 | Real 2021 ¦ 12/22/2022 3:42:52 PM | Area 1001 Gas CC 2x1 2026
26390 | Area 1001 Gas CC 2x1 2026 | SO2 | ATC | 2037 | AEP-KPCO | 169.1703 | 169.1703 | 0 | 0.63027 | 0.63027 | 0 | 0.00752 | 2037 |  |  |  | REF | 0 | 0 | Real 2021 ¦ 12/22/2022 3:42:52 PM | Area 1001 Gas CC 2x1 2026
26391 | Area 1001 Gas CC 2x1 2027 | CO2 | ATC | 2037 | AEP-KPCO | 2744517.25 | 2744517.25 | 0 | 34507.1797 | 34507.1797 | 0 | 122 | 2037 |  |  |  | REF | 0 | 0 | Real 2021 ¦ 12/22/2022 3:42:52 PM | Area 1001 Gas CC 2x1 2027
26392 | Area 1001 Gas CC 2x1 2027 | NOX | ATC | 2037 | AEP-KPCO | 12.5978 | 12.5978 | 0 | 0.62334 | 0.62334 | 0 | 0.00056 | 2037 |  |  |  | REF | 0 | 0 | Real 2021 ¦ 12/22/2022 3:42:52 PM | Area 1001 Gas CC 2x1 2027
26393 | Area 1001 Gas CC 2x1 2027 | SO2 | ATC | 2037 | AEP-KPCO | 169.1703 | 169.1703 | 0 | 0.63027 | 0.63027 | 0 | 0.00752 | 2037 |  |  |  | REF | 0 | 0 | Real 2021 ¦ 12/22/2022 3:42:52 PM | Area 1001 Gas CC 2x1 2027
26394 | Area 1001 Gas CC 2x1 2028 | CO2 | ATC | 2037 | AEP-KPCO | 2744309.75 | 2744309.75 | 0 | 34504.5703 | 34504.5703 | 0 | 122 | 2037 |  |  |  | REF | 0 | 0 | Real 2021 ¦ 12/22/2022 3:42:52 PM | Area 1001 Gas CC 2x1 2028
26395 | Area 1001 Gas CC 2x1 2028 | NOX | ATC | 2037 | AEP-KPCO | 12.5968 | 12.5968 | 0 | 0.62333 | 0.62333 | 0 | 0.00056 | 2037 |  |  |  | REF | 0 | 0 | Real 2021 ¦ 12/22/2022 3:42:52 PM | Area 1001 Gas CC 2x1 2028
26396 | Area 1001 Gas CC 2x1 2028 | SO2 | ATC | 2037 | AEP-KPCO | 169.1575 | 169.1575 | 0 | 0.63022 | 0.63022 | 0 | 0.00752 | 2037 |  |  |  | REF | 0 | 0 | Real 2021 ¦ 12/22/2022 3:42:52 PM | Area 1001 Gas CC 2x1 2028
26397 | Area 1001 Gas CC 2x1 2029 | CO2 | ATC | 2037 | AEP-KPCO | 2744517.25 | 2744517.25 | 0 | 34507.1797 | 34507.1797 | 0 | 122 | 2037 |  |  |  | REF | 0 | 0 | Real 2021 ¦ 12/22/2022 3:42:52 PM | Area 1001 Gas CC 2x1 2029
26398 | Area 1001 Gas CC 2x1 2029 | NOX | ATC | 2037 | AEP-KPCO | 12.5978 | 12.5978 | 0 | 0.62334 | 0.62334 | 0 | 0.00056 | 2037 |  |  |  | REF | 0 | 0 | Real 2021 ¦ 12/22/2022 3:42:52 PM | Area 1001 Gas CC 2x1 2029
26399 | Area 1001 Gas CC 2x1 2029 | SO2 | ATC | 2037 | AEP-KPCO | 169.1703 | 169.1703 | 0 | 0.63027 | 0.63027 | 0 | 0.00752 | 2037 |  |  |  | REF | 0 | 0 | Real 2021 ¦ 12/22/2022 3:42:52 PM | Area 1001 Gas CC 2x1 2029
26400 | Area 1001 Gas CC 2x1 2030 | CO2 | ATC | 2037 | AEP-KPCO | 2745919.5 | 2745919.5 | 0 | 34524.8086 | 34524.8086 | 0 | 122 | 2037 |  |  |  | REF | 0 | 0 | Real 2021 ¦ 12/22/2022 3:42:52 PM | Area 1001 Gas CC 2x1 2030
26401 | Area 1001 Gas CC 2x1 2030 | NOX | ATC | 2037 | AEP-KPCO | 12.6042 | 12.6042 | 0 | 0.62337 | 0.62337 | 0 | 0.00056 | 2037 |  |  |  | REF | 0 | 0 | Real 2021 ¦ 12/22/2022 3:42:52 PM | Area 1001 Gas CC 2x1 2030
26402 | Area 1001 Gas CC 2x1 2030 | SO2 | ATC | 2037 | AEP-KPCO | 169.2567 | 169.2567 | 0 | 0.63059 | 0.63059 | 0 | 0.00752 | 2037 |  |  |  | REF | 0 | 0 | Real 2021 ¦ 12/22/2022 3:42:52 PM | Area 1001 Gas CC 2x1 2030
26403 | Area 1001 Gas CC 2x1 2031 | CO2 | ATC | 2037 | AEP-KPCO | 2744989.5 | 2744989.5 | 0 | 34513.1133 | 34513.1133 | 0 | 122 | 2037 |  |  |  | REF | 0 | 0 | Real 2021 ¦ 12/22/2022 3:42:52 PM | Area 1001 Gas CC 2x1 2031
26404 | Area 1001 Gas CC 2x1 2031 | NOX | ATC | 2037 | AEP-KPCO | 12.6 | 12.6 | 0 | 0.62335 | 0.62335 | 0 | 0.00056 | 2037 |  |  |  | REF | 0 | 0 | Real 2021 ¦ 12/22/2022 3:42:52 PM | Area 1001 Gas CC 2x1 2031
26405 | Area 1001 Gas CC 2x1 2031 | SO2 | ATC | 2037 | AEP-KPCO | 169.1993 | 169.1993 | 0 | 0.63038 | 0.63038 | 0 | 0.00752 | 2037 |  |  |  | REF | 0 | 0 | Real 2021 ¦ 12/22/2022 3:42:52 PM | Area 1001 Gas CC 2x1 2031
26406 | Area 1001 Gas CC 2x1 2032 | CO2 | ATC | 2037 | AEP-KPCO | 2744517.25 | 2744517.25 | 0 | 34507.1797 | 34507.1797 | 0 | 122 | 2037 |  |  |  | REF | 0 | 0 | Real 2021 ¦ 12/22/2022 3:42:52 PM | Area 1001 Gas CC 2x1 2032
26407 | Area 1001 Gas CC 2x1 2032 | NOX | ATC | 2037 | AEP-KPCO | 12.5978 | 12.5978 | 0 | 0.62334 | 0.62334 | 0 | 0.00056 | 2037 |  |  |  | REF | 0 | 0 | Real 2021 ¦ 12/22/2022 3:42:52 PM | Area 1001 Gas CC 2x1 2032
26408 | Area 1001 Gas CC 2x1 2032 | SO2 | ATC | 2037 | AEP-KPCO | 169.1703 | 169.1703 | 0 | 0.63027 | 0.63027 | 0 | 0.00752 | 2037 |  |  |  | REF | 0 | 0 | Real 2021 ¦ 12/22/2022 3:42:52 PM | Area 1001 Gas CC 2x1 2032
26409 | Area 1001 Gas CC 2x1 2033 | CO2 | ATC | 2037 | AEP-KPCO | 2744517.25 | 2744517.25 | 0 | 34507.1797 | 34507.1797 | 0 | 122 | 2037 |  |  |  | REF | 0 | 0 | Real 2021 ¦ 12/22/2022 3:42:52 PM | Area 1001 Gas CC 2x1 2033
26410 | Area 1001 Gas CC 2x1 2033 | NOX | ATC | 2037 | AEP-KPCO | 12.5978 | 12.5978 | 0 | 0.62334 | 0.62334 | 0 | 0.00056 | 2037 |  |  |  | REF | 0 | 0 | Real 2021 ¦ 12/22/2022 3:42:52 PM | Area 1001 Gas CC 2x1 2033
26411 | Area 1001 Gas CC 2x1 2033 | SO2 | ATC | 2037 | AEP-KPCO | 169.1703 | 169.1703 | 0 | 0.63027 | 0.63027 | 0 | 0.00752 | 2037 |  |  |  | REF | 0 | 0 | Real 2021 ¦ 12/22/2022 3:42:52 PM | Area 1001 Gas CC 2x1 2033
26412 | Area 1001 Gas CC 2x1 2034 | CO2 | ATC | 2037 | AEP-KPCO | 2744517.25 | 2744517.25 | 0 | 34507.1797 | 34507.1797 | 0 | 122 | 2037 |  |  |  | REF | 0 | 0 | Real 2021 ¦ 12/22/2022 3:42:52 PM | Area 1001 Gas CC 2x1 2034
26413 | Area 1001 Gas CC 2x1 2034 | NOX | ATC | 2037 | AEP-KPCO | 12.5978 | 12.5978 | 0 | 0.62334 | 0.62334 | 0 | 0.00056 | 2037 |  |  |  | REF | 0 | 0 | Real 2021 ¦ 12/22/2022 3:42:52 PM | Area 1001 Gas CC 2x1 2034
26414 | Area 1001 Gas CC 2x1 2034 | SO2 | ATC | 2037 | AEP-KPCO | 169.1703 | 169.1703 | 0 | 0.63027 | 0.63027 | 0 | 0.00752 | 2037 |  |  |  | REF | 0 | 0 | Real 2021 ¦ 12/22/2022 3:42:52 PM | Area 1001 Gas CC 2x1 2034
26415 | Area 1001 Gas CC 2x1 2035 | CO2 | ATC | 2037 | AEP-KPCO | 2746722.25 | 2746722.25 | 0 | 34534.9023 | 34534.9023 | 0 | 122 | 2037 |  |  |  | REF | 0 | 0 | Real 2021 ¦ 12/22/2022 3:42:52 PM | Area 1001 Gas CC 2x1 2035
26416 | Area 1001 Gas CC 2x1 2035 | NOX | ATC | 2037 | AEP-KPCO | 12.6079 | 12.6079 | 0 | 0.62339 | 0.62339 | 0 | 0.00056 | 2037 |  |  |  | REF | 0 | 0 | Real 2021 ¦ 12/22/2022 3:42:52 PM | Area 1001 Gas CC 2x1 2035
26417 | Area 1001 Gas CC 2x1 2035 | SO2 | ATC | 2037 | AEP-KPCO | 169.3062 | 169.3062 | 0 | 0.63078 | 0.63078 | 0 | 0.00752 | 2037 |  |  |  | REF | 0 | 0 | Real 2021 ¦ 12/22/2022 3:42:52 PM | Area 1001 Gas CC 2x1 2035
26418 | Area 1001 Gas CC 2x1 2036 | CO2 | ATC | 2037 | AEP-KPCO | 2744517.25 | 2744517.25 | 0 | 34507.1797 | 34507.1797 | 0 | 122 | 2037 |  |  |  | REF | 0 | 0 | Real 2021 ¦ 12/22/2022 3:42:52 PM | Area 1001 Gas CC 2x1 2036
26419 | Area 1001 Gas CC 2x1 2036 | NOX | ATC | 2037 | AEP-KPCO | 12.5978 | 12.5978 | 0 | 0.62334 | 0.62334 | 0 | 0.00056 | 2037 |  |  |  | REF | 0 | 0 | Real 2021 ¦ 12/22/2022 3:42:52 PM | Area 1001 Gas CC 2x1 2036
26420 | Area 1001 Gas CC 2x1 2036 | SO2 | ATC | 2037 | AEP-KPCO | 169.1703 | 169.1703 | 0 | 0.63027 | 0.63027 | 0 | 0.00752 | 2037 |  |  |  | REF | 0 | 0 | Real 2021 ¦ 12/22/2022 3:42:52 PM | Area 1001 Gas CC 2x1 2036
26421 | Area 1001 Gas CC 2x1 2037 | CO2 | ATC | 2037 | AEP-KPCO | 2745753 | 2745753 | 0 | 34522.7148 | 34522.7148 | 0 | 122 | 2037 |  |  |  | REF | 0 | 0 | Real 2021 ¦ 12/22/2022 3:42:52 PM | Area 1001 Gas CC 2x1 2037
26422 | Area 1001 Gas CC 2x1 2037 | NOX | ATC | 2037 | AEP-KPCO | 12.6035 | 12.6035 | 0 | 0.62337 | 0.62337 | 0 | 0.00056 | 2037 |  |  |  | REF | 0 | 0 | Real 2021 ¦ 12/22/2022 3:42:52 PM | Area 1001 Gas CC 2x1 2037
26423 | Area 1001 Gas CC 2x1 2037 | SO2 | ATC | 2037 | AEP-KPCO | 169.2464 | 169.2464 | 0 | 0.63055 | 0.63055 | 0 | 0.00752 | 2037 |  |  |  | REF | 0 | 0 | Real 2021 ¦ 12/22/2022 3:42:52 PM | Area 1001 Gas CC 2x1 2037
26424 | Area 1001 Gas CC 2x1 2038 | CO2 | ATC | 2037 | AEP-KPCO | 0 | 0 | 0 | 0 | 0 | 0 | 122 | 2037 |  |  |  | REF | 0 | 0 | Real 2021 ¦ 12/22/2022 3:42:52 PM | Area 1001 Gas CC 2x1 2038
26425 | Area 1001 Gas CC 2x1 2038 | NOX | ATC | 2037 | AEP-KPCO | 0 | 0 | 0 | 0 | 0 | 0 | 0.00056 | 2037 |  |  |  | REF | 0 | 0 | Real 2021 ¦ 12/22/2022 3:42:52 PM | Area 1001 Gas CC 2x1 2038
26426 | Area 1001 Gas CC 2x1 2038 | SO2 | ATC | 2037 | AEP-KPCO | 0 | 0 | 0 | 0 | 0 | 0 | 0.00752 | 2037 |  |  |  | REF | 0 | 0 | Real 2021 ¦ 12/22/2022 3:42:52 PM | Area 1001 Gas CC 2x1 2038
26427 | Area 1001 Gas CC 2x1 2039 | CO2 | ATC | 2037 | AEP-KPCO | 0 | 0 | 0 | 0 | 0 | 0 | 122 | 2037 |  |  |  | REF | 0 | 0 | Real 2021 ¦ 12/22/2022 3:42:52 PM | Area 1001 Gas CC 2x1 2039
26428 | Area 1001 Gas CC 2x1 2039 | NOX | ATC | 2037 | AEP-KPCO | 0 | 0 | 0 | 0 | 0 | 0 | 0.00056 | 2037 |  |  |  | REF | 0 | 0 | Real 2021 ¦ 12/22/2022 3:42:52 PM | Area 1001 Gas CC 2x1 2039
26429 | Area 1001 Gas CC 2x1 2039 | SO2 | ATC | 2037 | AEP-KPCO | 0 | 0 | 0 | 0 | 0 | 0 | 0.00752 | 2037 |  |  |  | REF | 0 | 0 | Real 2021 ¦ 12/22/2022 3:42:52 PM | Area 1001 Gas CC 2x1 2039
26430 | Area 1001 Gas CC 2x1 2040 | CO2 | ATC | 2037 | AEP-KPCO | 0 | 0 | 0 | 0 | 0 | 0 | 122 | 2037 |  |  |  | REF | 0 | 0 | Real 2021 ¦ 12/22/2022 3:42:52 PM | Area 1001 Gas CC 2x1 2040
26431 | Area 1001 Gas CC 2x1 2040 | NOX | ATC | 2037 | AEP-KPCO | 0 | 0 | 0 | 0 | 0 | 0 | 0.00056 | 2037 |  |  |  | REF | 0 | 0 | Real 2021 ¦ 12/22/2022 3:42:52 PM | Area 1001 Gas CC 2x1 2040
26432 | Area 1001 Gas CC 2x1 2040 | SO2 | ATC | 2037 | AEP-KPCO | 0 | 0 | 0 | 0 | 0 | 0 | 0.00752 | 2037 |  |  |  | REF | 0 | 0 | Real 2021 ¦ 12/22/2022 3:42:52 PM | Area 1001 Gas CC 2x1 2040
26433 | Area 1001 Gas CC 2x1 2041 | CO2 | ATC | 2037 | AEP-KPCO | 0 | 0 | 0 | 0 | 0 | 0 | 122 | 2037 |  |  |  | REF | 0 | 0 | Real 2021 ¦ 12/22/2022 3:42:52 PM | Area 1001 Gas CC 2x1 2041
26434 | Area 1001 Gas CC 2x1 2041 | NOX | ATC | 2037 | AEP-KPCO | 0 | 0 | 0 | 0 | 0 | 0 | 0.00056 | 2037 |  |  |  | REF | 0 | 0 | Real 2021 ¦ 12/22/2022 3:42:52 PM | Area 1001 Gas CC 2x1 2041
26435 | Area 1001 Gas CC 2x1 2041 | SO2 | ATC | 2037 | AEP-KPCO | 0 | 0 | 0 | 0 | 0 | 0 | 0.00752 | 2037 |  |  |  | REF | 0 | 0 | Real 2021 ¦ 12/22/2022 3:42:52 PM | Area 1001 Gas CC 2x1 2041
26436 | Area 1001 Gas CC 2x1 2042 | CO2 | ATC | 2037 | AEP-KPCO | 0 | 0 | 0 | 0 | 0 | 0 | 122 | 2037 |  |  |  | REF | 0 | 0 | Real 2021 ¦ 12/22/2022 3:42:52 PM | Area 1001 Gas CC 2x1 2042
26437 | Area 1001 Gas CC 2x1 2042 | NOX | ATC | 2037 | AEP-KPCO | 0 | 0 | 0 | 0 | 0 | 0 | 0.00056 | 2037 |  |  |  | REF | 0 | 0 | Real 2021 ¦ 12/22/2022 3:42:52 PM | Area 1001 Gas CC 2x1 2042
26438 | Area 1001 Gas CC 2x1 2042 | SO2 | ATC | 2037 | AEP-KPCO | 0 | 0 | 0 | 0 | 0 | 0 | 0.00752 | 2037 |  |  |  | REF | 0 | 0 | Real 2021 ¦ 12/22/2022 3:42:52 PM | Area 1001 Gas CC 2x1 2042
26439 | Area 1001 Gas CC 2x1 2043 | CO2 | ATC | 2037 | AEP-KPCO | 0 | 0 | 0 | 0 | 0 | 0 | 122 | 2037 |  |  |  | REF | 0 | 0 | Real 2021 ¦ 12/22/2022 3:42:52 PM | Area 1001 Gas CC 2x1 2043
26440 | Area 1001 Gas CC 2x1 2043 | NOX | ATC | 2037 | AEP-KPCO | 0 | 0 | 0 | 0 | 0 | 0 | 0.00056 | 2037 |  |  |  | REF | 0 | 0 | Real 2021 ¦ 12/22/2022 3:42:52 PM | Area 1001 Gas CC 2x1 2043
26441 | Area 1001 Gas CC 2x1 2043 | SO2 | ATC | 2037 | AEP-KPCO | 0 | 0 | 0 | 0 | 0 | 0 | 0.00752 | 2037 |  |  |  | REF | 0 | 0 | Real 2021 ¦ 12/22/2022 3:42:52 PM | Area 1001 Gas CC 2x1 2043
26442 | Area 1001 Gas CC 1x1 2024 | CO2 | ATC | 2037 | AEP-KPCO | 1043319.625 | 1043319.625 | 0 | 13117.7959 | 13117.7959 | 0 | 122 | 2037 |  |  |  | REF | 0 | 0 | Real 2021 ¦ 12/22/2022 3:42:52 PM | Area 1001 Gas CC 1x1 2024
26443 | Area 1001 Gas CC 1x1 2024 | NOX | ATC | 2037 | AEP-KPCO | 4.789 | 4.789 | 0 | 0.23849 | 0.23849 | 0 | 0.00056 | 2037 |  |  |  | REF | 0 | 0 | Real 2021 ¦ 12/22/2022 3:42:52 PM | Area 1001 Gas CC 1x1 2024
26444 | Area 1001 Gas CC 1x1 2024 | SO2 | ATC | 2037 | AEP-KPCO | 64.3095 | 64.3095 | 0 | 0.2396 | 0.2396 | 0 | 0.00752 | 2037 |  |  |  | REF | 0 | 0 | Real 2021 ¦ 12/22/2022 3:42:52 PM | Area 1001 Gas CC 1x1 2024
26445 | Area 1001 Gas CC 1x1 2025 | CO2 | ATC | 2037 | AEP-KPCO | 1043319.625 | 1043319.625 | 0 | 13117.7959 | 13117.7959 | 0 | 122 | 2037 |  |  |  | REF | 0 | 0 | Real 2021 ¦ 12/22/2022 3:42:52 PM | Area 1001 Gas CC 1x1 2025
26446 | Area 1001 Gas CC 1x1 2025 | NOX | ATC | 2037 | AEP-KPCO | 4.789 | 4.789 | 0 | 0.23849 | 0.23849 | 0 | 0.00056 | 2037 |  |  |  | REF | 0 | 0 | Real 2021 ¦ 12/22/2022 3:42:52 PM | Area 1001 Gas CC 1x1 2025
26447 | Area 1001 Gas CC 1x1 2025 | SO2 | ATC | 2037 | AEP-KPCO | 64.3095 | 64.3095 | 0 | 0.2396 | 0.2396 | 0 | 0.00752 | 2037 |  |  |  | REF | 0 | 0 | Real 2021 ¦ 12/22/2022 3:42:52 PM | Area 1001 Gas CC 1x1 2025
26448 | Area 1001 Gas CC 1x1 2026 | CO2 | ATC | 2037 | AEP-KPCO | 1043319.625 | 1043319.625 | 0 | 13117.7959 | 13117.7959 | 0 | 122 | 2037 |  |  |  | REF | 0 | 0 | Real 2021 ¦ 12/22/2022 3:42:52 PM | Area 1001 Gas CC 1x1 2026
26449 | Area 1001 Gas CC 1x1 2026 | NOX | ATC | 2037 | AEP-KPCO | 4.789 | 4.789 | 0 | 0.23849 | 0.23849 | 0 | 0.00056 | 2037 |  |  |  | REF | 0 | 0 | Real 2021 ¦ 12/22/2022 3:42:52 PM | Area 1001 Gas CC 1x1 2026
26450 | Area 1001 Gas CC 1x1 2026 | SO2 | ATC | 2037 | AEP-KPCO | 64.3095 | 64.3095 | 0 | 0.2396 | 0.2396 | 0 | 0.00752 | 2037 |  |  |  | REF | 0 | 0 | Real 2021 ¦ 12/22/2022 3:42:52 PM | Area 1001 Gas CC 1x1 2026
26451 | Area 1001 Gas CC 1x1 2027 | CO2 | ATC | 2037 | AEP-KPCO | 1043457.4375 | 1043457.4375 | 0 | 13119.5283 | 13119.5283 | 0 | 122 | 2037 |  |  |  | REF | 0 | 0 | Real 2021 ¦ 12/22/2022 3:42:52 PM | Area 1001 Gas CC 1x1 2027
26452 | Area 1001 Gas CC 1x1 2027 | NOX | ATC | 2037 | AEP-KPCO | 4.7896 | 4.7896 | 0 | 0.23849 | 0.23849 | 0 | 0.00056 | 2037 |  |  |  | REF | 0 | 0 | Real 2021 ¦ 12/22/2022 3:42:52 PM | Area 1001 Gas CC 1x1 2027
26453 | Area 1001 Gas CC 1x1 2027 | SO2 | ATC | 2037 | AEP-KPCO | 64.318 | 64.318 | 0 | 0.23963 | 0.23963 | 0 | 0.00752 | 2037 |  |  |  | REF | 0 | 0 | Real 2021 ¦ 12/22/2022 3:42:52 PM | Area 1001 Gas CC 1x1 2027
26454 | Area 1001 Gas CC 1x1 2028 | CO2 | ATC | 2037 | AEP-KPCO | 1043319.625 | 1043319.625 | 0 | 13117.7959 | 13117.7959 | 0 | 122 | 2037 |  |  |  | REF | 0 | 0 | Real 2021 ¦ 12/22/2022 3:42:52 PM | Area 1001 Gas CC 1x1 2028
26455 | Area 1001 Gas CC 1x1 2028 | NOX | ATC | 2037 | AEP-KPCO | 4.789 | 4.789 | 0 | 0.23849 | 0.23849 | 0 | 0.00056 | 2037 |  |  |  | REF | 0 | 0 | Real 2021 ¦ 12/22/2022 3:42:52 PM | Area 1001 Gas CC 1x1 2028
26456 | Area 1001 Gas CC 1x1 2028 | SO2 | ATC | 2037 | AEP-KPCO | 64.3095 | 64.3095 | 0 | 0.2396 | 0.2396 | 0 | 0.00752 | 2037 |  |  |  | REF | 0 | 0 | Real 2021 ¦ 12/22/2022 3:42:52 PM | Area 1001 Gas CC 1x1 2028
26457 | Area 1001 Gas CC 1x1 2029 | CO2 | ATC | 2037 | AEP-KPCO | 1043319.625 | 1043319.625 | 0 | 13117.7959 | 13117.7959 | 0 | 122 | 2037 |  |  |  | REF | 0 | 0 | Real 2021 ¦ 12/22/2022 3:42:52 PM | Area 1001 Gas CC 1x1 2029
26458 | Area 1001 Gas CC 1x1 2029 | NOX | ATC | 2037 | AEP-KPCO | 4.789 | 4.789 | 0 | 0.23849 | 0.23849 | 0 | 0.00056 | 2037 |  |  |  | REF | 0 | 0 | Real 2021 ¦ 12/22/2022 3:42:52 PM | Area 1001 Gas CC 1x1 2029
26459 | Area 1001 Gas CC 1x1 2029 | SO2 | ATC | 2037 | AEP-KPCO | 64.3095 | 64.3095 | 0 | 0.2396 | 0.2396 | 0 | 0.00752 | 2037 |  |  |  | REF | 0 | 0 | Real 2021 ¦ 12/22/2022 3:42:52 PM | Area 1001 Gas CC 1x1 2029
26460 | Area 1001 Gas CC 1x1 2030 | CO2 | ATC | 2037 | AEP-KPCO | 1043319.625 | 1043319.625 | 0 | 13117.7959 | 13117.7959 | 0 | 122 | 2037 |  |  |  | REF | 0 | 0 | Real 2021 ¦ 12/22/2022 3:42:52 PM | Area 1001 Gas CC 1x1 2030
26461 | Area 1001 Gas CC 1x1 2030 | NOX | ATC | 2037 | AEP-KPCO | 4.789 | 4.789 | 0 | 0.23849 | 0.23849 | 0 | 0.00056 | 2037 |  |  |  | REF | 0 | 0 | Real 2021 ¦ 12/22/2022 3:42:52 PM | Area 1001 Gas CC 1x1 2030
26462 | Area 1001 Gas CC 1x1 2030 | SO2 | ATC | 2037 | AEP-KPCO | 64.3095 | 64.3095 | 0 | 0.2396 | 0.2396 | 0 | 0.00752 | 2037 |  |  |  | REF | 0 | 0 | Real 2021 ¦ 12/22/2022 3:42:52 PM | Area 1001 Gas CC 1x1 2030
26463 | Area 1001 Gas CC 1x1 2031 | CO2 | ATC | 2037 | AEP-KPCO | 1043676.4375 | 1043676.4375 | 0 | 13122.2822 | 13122.2822 | 0 | 122 | 2037 |  |  |  | REF | 0 | 0 | Real 2021 ¦ 12/22/2022 3:42:52 PM | Area 1001 Gas CC 1x1 2031
26464 | Area 1001 Gas CC 1x1 2031 | NOX | ATC | 2037 | AEP-KPCO | 4.7906 | 4.7906 | 0 | 0.2385 | 0.2385 | 0 | 0.00056 | 2037 |  |  |  | REF | 0 | 0 | Real 2021 ¦ 12/22/2022 3:42:52 PM | Area 1001 Gas CC 1x1 2031
26465 | Area 1001 Gas CC 1x1 2031 | SO2 | ATC | 2037 | AEP-KPCO | 64.3315 | 64.3315 | 0 | 0.23968 | 0.23968 | 0 | 0.00752 | 2037 |  |  |  | REF | 0 | 0 | Real 2021 ¦ 12/22/2022 3:42:52 PM | Area 1001 Gas CC 1x1 2031
26466 | Area 1001 Gas CC 1x1 2032 | CO2 | ATC | 2037 | AEP-KPCO | 1043503.3125 | 1043503.3125 | 0 | 13120.1055 | 13120.1055 | 0 | 122 | 2037 |  |  |  | REF | 0 | 0 | Real 2021 ¦ 12/22/2022 3:42:52 PM | Area 1001 Gas CC 1x1 2032
26467 | Area 1001 Gas CC 1x1 2032 | NOX | ATC | 2037 | AEP-KPCO | 4.7899 | 4.7899 | 0 | 0.2385 | 0.2385 | 0 | 0.00056 | 2037 |  |  |  | REF | 0 | 0 | Real 2021 ¦ 12/22/2022 3:42:52 PM | Area 1001 Gas CC 1x1 2032
26468 | Area 1001 Gas CC 1x1 2032 | SO2 | ATC | 2037 | AEP-KPCO | 64.3209 | 64.3209 | 0 | 0.23964 | 0.23964 | 0 | 0.00752 | 2037 |  |  |  | REF | 0 | 0 | Real 2021 ¦ 12/22/2022 3:42:52 PM | Area 1001 Gas CC 1x1 2032
26469 | Area 1001 Gas CC 1x1 2033 | CO2 | ATC | 2037 | AEP-KPCO | 1043693.6875 | 1043693.6875 | 0 | 13122.498 | 13122.498 | 0 | 122 | 2037 |  |  |  | REF | 0 | 0 | Real 2021 ¦ 12/22/2022 3:42:52 PM | Area 1001 Gas CC 1x1 2033
26470 | Area 1001 Gas CC 1x1 2033 | NOX | ATC | 2037 | AEP-KPCO | 4.7907 | 4.7907 | 0 | 0.2385 | 0.2385 | 0 | 0.00056 | 2037 |  |  |  | REF | 0 | 0 | Real 2021 ¦ 12/22/2022 3:42:52 PM | Area 1001 Gas CC 1x1 2033
26471 | Area 1001 Gas CC 1x1 2033 | SO2 | ATC | 2037 | AEP-KPCO | 64.3326 | 64.3326 | 0 | 0.23968 | 0.23968 | 0 | 0.00752 | 2037 |  |  |  | REF | 0 | 0 | Real 2021 ¦ 12/22/2022 3:42:52 PM | Area 1001 Gas CC 1x1 2033
26472 | Area 1001 Gas CC 1x1 2034 | CO2 | ATC | 2037 | AEP-KPCO | 1043836.875 | 1043836.875 | 0 | 13124.2988 | 13124.2988 | 0 | 122 | 2037 |  |  |  | REF | 0 | 0 | Real 2021 ¦ 12/22/2022 3:42:52 PM | Area 1001 Gas CC 1x1 2034
26473 | Area 1001 Gas CC 1x1 2034 | NOX | ATC | 2037 | AEP-KPCO | 4.7914 | 4.7914 | 0 | 0.2385 | 0.2385 | 0 | 0.00056 | 2037 |  |  |  | REF | 0 | 0 | Real 2021 ¦ 12/22/2022 3:42:52 PM | Area 1001 Gas CC 1x1 2034
26474 | Area 1001 Gas CC 1x1 2034 | SO2 | ATC | 2037 | AEP-KPCO | 64.3414 | 64.3414 | 0 | 0.23971 | 0.23971 | 0 | 0.00752 | 2037 |  |  |  | REF | 0 | 0 | Real 2021 ¦ 12/22/2022 3:42:52 PM | Area 1001 Gas CC 1x1 2034
26475 | Area 1001 Gas CC 1x1 2035 | CO2 | ATC | 2037 | AEP-KPCO | 1043503.3125 | 1043503.3125 | 0 | 13120.1055 | 13120.1055 | 0 | 122 | 2037 |  |  |  | REF | 0 | 0 | Real 2021 ¦ 12/22/2022 3:42:52 PM | Area 1001 Gas CC 1x1 2035
26476 | Area 1001 Gas CC 1x1 2035 | NOX | ATC | 2037 | AEP-KPCO | 4.7899 | 4.7899 | 0 | 0.2385 | 0.2385 | 0 | 0.00056 | 2037 |  |  |  | REF | 0 | 0 | Real 2021 ¦ 12/22/2022 3:42:52 PM | Area 1001 Gas CC 1x1 2035
26477 | Area 1001 Gas CC 1x1 2035 | SO2 | ATC | 2037 | AEP-KPCO | 64.3209 | 64.3209 | 0 | 0.23964 | 0.23964 | 0 | 0.00752 | 2037 |  |  |  | REF | 0 | 0 | Real 2021 ¦ 12/22/2022 3:42:52 PM | Area 1001 Gas CC 1x1 2035
26478 | Area 1001 Gas CC 1x1 2036 | CO2 | ATC | 2037 | AEP-KPCO | 1038697.5625 | 1038697.5625 | 0 | 13059.6826 | 13059.6826 | 0 | 122 | 2037 |  |  |  | REF | 0 | 0 | Real 2021 ¦ 12/22/2022 3:42:52 PM | Area 1001 Gas CC 1x1 2036
26479 | Area 1001 Gas CC 1x1 2036 | NOX | ATC | 2037 | AEP-KPCO | 4.7678 | 4.7678 | 0 | 0.23744 | 0.23744 | 0 | 0.00056 | 2037 |  |  |  | REF | 0 | 0 | Real 2021 ¦ 12/22/2022 3:42:52 PM | Area 1001 Gas CC 1x1 2036
26480 | Area 1001 Gas CC 1x1 2036 | SO2 | ATC | 2037 | AEP-KPCO | 64.0246 | 64.0246 | 0 | 0.23853 | 0.23853 | 0 | 0.00752 | 2037 |  |  |  | REF | 0 | 0 | Real 2021 ¦ 12/22/2022 3:42:52 PM | Area 1001 Gas CC 1x1 2036
26481 | Area 1001 Gas CC 1x1 2037 | CO2 | ATC | 2037 | AEP-KPCO | 1043319.625 | 1043319.625 | 0 | 13117.7959 | 13117.7959 | 0 | 122 | 2037 |  |  |  | REF | 0 | 0 | Real 2021 ¦ 12/22/2022 3:42:52 PM | Area 1001 Gas CC 1x1 2037
26482 | Area 1001 Gas CC 1x1 2037 | NOX | ATC | 2037 | AEP-KPCO | 4.789 | 4.789 | 0 | 0.23849 | 0.23849 | 0 | 0.00056 | 2037 |  |  |  | REF | 0 | 0 | Real 2021 ¦ 12/22/2022 3:42:52 PM | Area 1001 Gas CC 1x1 2037
26483 | Area 1001 Gas CC 1x1 2037 | SO2 | ATC | 2037 | AEP-KPCO | 64.3095 | 64.3095 | 0 | 0.2396 | 0.2396 | 0 | 0.00752 | 2037 |  |  |  | REF | 0 | 0 | Real 2021 ¦ 12/22/2022 3:42:52 PM | Area 1001 Gas CC 1x1 2037
26484 | Area 1001 Gas CC 1x1 2038 | CO2 | ATC | 2037 | AEP-KPCO | 0 | 0 | 0 | 0 | 0 | 0 | 122 | 2037 |  |  |  | REF | 0 | 0 | Real 2021 ¦ 12/22/2022 3:42:52 PM | Area 1001 Gas CC 1x1 2038
26485 | Area 1001 Gas CC 1x1 2038 | NOX | ATC | 2037 | AEP-KPCO | 0 | 0 | 0 | 0 | 0 | 0 | 0.00056 | 2037 |  |  |  | REF | 0 | 0 | Real 2021 ¦ 12/22/2022 3:42:52 PM | Area 1001 Gas CC 1x1 2038
26486 | Area 1001 Gas CC 1x1 2038 | SO2 | ATC | 2037 | AEP-KPCO | 0 | 0 | 0 | 0 | 0 | 0 | 0.00752 | 2037 |  |  |  | REF | 0 | 0 | Real 2021 ¦ 12/22/2022 3:42:52 PM | Area 1001 Gas CC 1x1 2038
26487 | Area 1001 Gas CC 1x1 2039 | CO2 | ATC | 2037 | AEP-KPCO | 0 | 0 | 0 | 0 | 0 | 0 | 122 | 2037 |  |  |  | REF | 0 | 0 | Real 2021 ¦ 12/22/2022 3:42:52 PM | Area 1001 Gas CC 1x1 2039
26488 | Area 1001 Gas CC 1x1 2039 | NOX | ATC | 2037 | AEP-KPCO | 0 | 0 | 0 | 0 | 0 | 0 | 0.00056 | 2037 |  |  |  | REF | 0 | 0 | Real 2021 ¦ 12/22/2022 3:42:52 PM | Area 1001 Gas CC 1x1 2039
26489 | Area 1001 Gas CC 1x1 2039 | SO2 | ATC | 2037 | AEP-KPCO | 0 | 0 | 0 | 0 | 0 | 0 | 0.00752 | 2037 |  |  |  | REF | 0 | 0 | Real 2021 ¦ 12/22/2022 3:42:52 PM | Area 1001 Gas CC 1x1 2039
26490 | Area 1001 Gas CC 1x1 2040 | CO2 | ATC | 2037 | AEP-KPCO | 0 | 0 | 0 | 0 | 0 | 0 | 122 | 2037 |  |  |  | REF | 0 | 0 | Real 2021 ¦ 12/22/2022 3:42:52 PM | Area 1001 Gas CC 1x1 2040
26491 | Area 1001 Gas CC 1x1 2040 | NOX | ATC | 2037 | AEP-KPCO | 0 | 0 | 0 | 0 | 0 | 0 | 0.00056 | 2037 |  |  |  | REF | 0 | 0 | Real 2021 ¦ 12/22/2022 3:42:52 PM | Area 1001 Gas CC 1x1 2040
26492 | Area 1001 Gas CC 1x1 2040 | SO2 | ATC | 2037 | AEP-KPCO | 0 | 0 | 0 | 0 | 0 | 0 | 0.00752 | 2037 |  |  |  | REF | 0 | 0 | Real 2021 ¦ 12/22/2022 3:42:52 PM | Area 1001 Gas CC 1x1 2040
26493 | Area 1001 Gas CC 1x1 2041 | CO2 | ATC | 2037 | AEP-KPCO | 0 | 0 | 0 | 0 | 0 | 0 | 122 | 2037 |  |  |  | REF | 0 | 0 | Real 2021 ¦ 12/22/2022 3:42:52 PM | Area 1001 Gas CC 1x1 2041
26494 | Area 1001 Gas CC 1x1 2041 | NOX | ATC | 2037 | AEP-KPCO | 0 | 0 | 0 | 0 | 0 | 0 | 0.00056 | 2037 |  |  |  | REF | 0 | 0 | Real 2021 ¦ 12/22/2022 3:42:52 PM | Area 1001 Gas CC 1x1 2041
26495 | Area 1001 Gas CC 1x1 2041 | SO2 | ATC | 2037 | AEP-KPCO | 0 | 0 | 0 | 0 | 0 | 0 | 0.00752 | 2037 |  |  |  | REF | 0 | 0 | Real 2021 ¦ 12/22/2022 3:42:52 PM | Area 1001 Gas CC 1x1 2041
26496 | Area 1001 Gas CC 1x1 2042 | CO2 | ATC | 2037 | AEP-KPCO | 0 | 0 | 0 | 0 | 0 | 0 | 122 | 2037 |  |  |  | REF | 0 | 0 | Real 2021 ¦ 12/22/2022 3:42:52 PM | Area 1001 Gas CC 1x1 2042
26497 | Area 1001 Gas CC 1x1 2042 | NOX | ATC | 2037 | AEP-KPCO | 0 | 0 | 0 | 0 | 0 | 0 | 0.00056 | 2037 |  |  |  | REF | 0 | 0 | Real 2021 ¦ 12/22/2022 3:42:52 PM | Area 1001 Gas CC 1x1 2042
26498 | Area 1001 Gas CC 1x1 2042 | SO2 | ATC | 2037 | AEP-KPCO | 0 | 0 | 0 | 0 | 0 | 0 | 0.00752 | 2037 |  |  |  | REF | 0 | 0 | Real 2021 ¦ 12/22/2022 3:42:52 PM | Area 1001 Gas CC 1x1 2042
26499 | Area 1001 Gas CC 1x1 2043 | CO2 | ATC | 2037 | AEP-KPCO | 0 | 0 | 0 | 0 | 0 | 0 | 122 | 2037 |  |  |  | REF | 0 | 0 | Real 2021 ¦ 12/22/2022 3:42:52 PM | Area 1001 Gas CC 1x1 2043
26500 | Area 1001 Gas CC 1x1 2043 | NOX | ATC | 2037 | AEP-KPCO | 0 | 0 | 0 | 0 | 0 | 0 | 0.00056 | 2037 |  |  |  | REF | 0 | 0 | Real 2021 ¦ 12/22/2022 3:42:52 PM | Area 1001 Gas CC 1x1 2043
26501 | Area 1001 Gas CC 1x1 2043 | SO2 | ATC | 2037 | AEP-KPCO | 0 | 0 | 0 | 0 | 0 | 0 | 0.00752 | 2037 |  |  |  | REF | 0 | 0 | Real 2021 ¦ 12/22/2022 3:42:52 PM | Area 1001 Gas CC 1x1 2043
26502 | Area 1001 Gas CT 2023 | CO2 | ATC | 2037 | AEP-KPCO | 339388.4375 | 339388.4375 | 0 | 4267.1758 | 4267.1758 | 0 | 122 | 2037 |  |  |  | REF | 0 | 0 | Real 2021 ¦ 12/22/2022 3:42:52 PM | Area 1001 Gas CT 2023
26503 | Area 1001 Gas CT 2023 | NOX | ATC | 2037 | AEP-KPCO | 1.5578 | 1.5578 | 0 | 0.091573 | 0.091573 | 0 | 0.00056 | 2037 |  |  |  | REF | 0 | 0 | Real 2021 ¦ 12/22/2022 3:42:52 PM | Area 1001 Gas CT 2023
26504 | Area 1001 Gas CT 2023 | SO2 | ATC | 2037 | AEP-KPCO | 20.9197 | 20.9197 | 0 | 0.07794 | 0.07794 | 0 | 0.00752 | 2037 |  |  |  | REF | 0 | 0 | Real 2021 ¦ 12/22/2022 3:42:52 PM | Area 1001 Gas CT 2023
26505 | Area 1001 Gas CT 2024 | CO2 | ATC | 2037 | AEP-KPCO | 339625.5625 | 339625.5625 | 0 | 4270.1572 | 4270.1572 | 0 | 122 | 2037 |  |  |  | REF | 0 | 0 | Real 2021 ¦ 12/22/2022 3:42:52 PM | Area 1001 Gas CT 2024
26506 | Area 1001 Gas CT 2024 | NOX | ATC | 2037 | AEP-KPCO | 1.5589 | 1.5589 | 0 | 0.091637 | 0.091637 | 0 | 0.00056 | 2037 |  |  |  | REF | 0 | 0 | Real 2021 ¦ 12/22/2022 3:42:52 PM | Area 1001 Gas CT 2024
26507 | Area 1001 Gas CT 2024 | SO2 | ATC | 2037 | AEP-KPCO | 20.9343 | 20.9343 | 0 | 0.077994 | 0.077994 | 0 | 0.00752 | 2037 |  |  |  | REF | 0 | 0 | Real 2021 ¦ 12/22/2022 3:42:52 PM | Area 1001 Gas CT 2024
26508 | Area 1001 Gas CT 2025 | CO2 | ATC | 2037 | AEP-KPCO | 340207.3125 | 340207.3125 | 0 | 4277.4717 | 4277.4717 | 0 | 122 | 2037 |  |  |  | REF | 0 | 0 | Real 2021 ¦ 12/22/2022 3:42:52 PM | Area 1001 Gas CT 2025
26509 | Area 1001 Gas CT 2025 | NOX | ATC | 2037 | AEP-KPCO | 1.5616 | 1.5616 | 0 | 0.09165 | 0.09165 | 0 | 0.00056 | 2037 |  |  |  | REF | 0 | 0 | Real 2021 ¦ 12/22/2022 3:42:52 PM | Area 1001 Gas CT 2025
26510 | Area 1001 Gas CT 2025 | SO2 | ATC | 2037 | AEP-KPCO | 20.9702 | 20.9702 | 0 | 0.078128 | 0.078128 | 0 | 0.00752 | 2037 |  |  |  | REF | 0 | 0 | Real 2021 ¦ 12/22/2022 3:42:52 PM | Area 1001 Gas CT 2025
26511 | Area 1001 Gas CT 2026 | CO2 | ATC | 2037 | AEP-KPCO | 339877.7812 | 339877.7812 | 0 | 4273.3286 | 4273.3286 | 0 | 122 | 2037 |  |  |  | REF | 0 | 0 | Real 2021 ¦ 12/22/2022 3:42:52 PM | Area 1001 Gas CT 2026
26512 | Area 1001 Gas CT 2026 | NOX | ATC | 2037 | AEP-KPCO | 1.5601 | 1.5601 | 0 | 0.091642 | 0.091642 | 0 | 0.00056 | 2037 |  |  |  | REF | 0 | 0 | Real 2021 ¦ 12/22/2022 3:42:52 PM | Area 1001 Gas CT 2026
26513 | Area 1001 Gas CT 2026 | SO2 | ATC | 2037 | AEP-KPCO | 20.9498 | 20.9498 | 0 | 0.078052 | 0.078052 | 0 | 0.00752 | 2037 |  |  |  | REF | 0 | 0 | Real 2021 ¦ 12/22/2022 3:42:52 PM | Area 1001 Gas CT 2026
26514 | Area 1001 Gas CT 2027 | CO2 | ATC | 2037 | AEP-KPCO | 340347.3438 | 340347.3438 | 0 | 4279.2319 | 4279.2319 | 0 | 122 | 2037 |  |  |  | REF | 0 | 0 | Real 2021 ¦ 12/22/2022 3:42:52 PM | Area 1001 Gas CT 2027
26515 | Area 1001 Gas CT 2027 | NOX | ATC | 2037 | AEP-KPCO | 1.5623 | 1.5623 | 0 | 0.091969 | 0.091969 | 0 | 0.00056 | 2037 |  |  |  | REF | 0 | 0 | Real 2021 ¦ 12/22/2022 3:42:52 PM | Area 1001 Gas CT 2027
26516 | Area 1001 Gas CT 2027 | SO2 | ATC | 2037 | AEP-KPCO | 20.9788 | 20.9788 | 0 | 0.07816 | 0.07816 | 0 | 0.00752 | 2037 |  |  |  | REF | 0 | 0 | Real 2021 ¦ 12/22/2022 3:42:52 PM | Area 1001 Gas CT 2027
26517 | Area 1001 Gas CT 2028 | CO2 | ATC | 2037 | AEP-KPCO | 341065.6875 | 341065.6875 | 0 | 4288.2642 | 4288.2642 | 0 | 122 | 2037 |  |  |  | REF | 0 | 0 | Real 2021 ¦ 12/22/2022 3:42:52 PM | Area 1001 Gas CT 2028
26518 | Area 1001 Gas CT 2028 | NOX | ATC | 2037 | AEP-KPCO | 1.5655 | 1.5655 | 0 | 0.091829 | 0.091829 | 0 | 0.00056 | 2037 |  |  |  | REF | 0 | 0 | Real 2021 ¦ 12/22/2022 3:42:52 PM | Area 1001 Gas CT 2028
26519 | Area 1001 Gas CT 2028 | SO2 | ATC | 2037 | AEP-KPCO | 21.0231 | 21.0231 | 0 | 0.078325 | 0.078325 | 0 | 0.00752 | 2037 |  |  |  | REF | 0 | 0 | Real 2021 ¦ 12/22/2022 3:42:52 PM | Area 1001 Gas CT 2028
26520 | Area 1001 Gas CT 2029 | CO2 | ATC | 2037 | AEP-KPCO | 340330.1875 | 340330.1875 | 0 | 4279.0166 | 4279.0166 | 0 | 122 | 2037 |  |  |  | REF | 0 | 0 | Real 2021 ¦ 12/22/2022 3:42:52 PM | Area 1001 Gas CT 2029
26521 | Area 1001 Gas CT 2029 | NOX | ATC | 2037 | AEP-KPCO | 1.5622 | 1.5622 | 0 | 0.091653 | 0.091653 | 0 | 0.00056 | 2037 |  |  |  | REF | 0 | 0 | Real 2021 ¦ 12/22/2022 3:42:52 PM | Area 1001 Gas CT 2029
26522 | Area 1001 Gas CT 2029 | SO2 | ATC | 2037 | AEP-KPCO | 20.9777 | 20.9777 | 0 | 0.078156 | 0.078156 | 0 | 0.00752 | 2037 |  |  |  | REF | 0 | 0 | Real 2021 ¦ 12/22/2022 3:42:52 PM | Area 1001 Gas CT 2029
26523 | Area 1001 Gas CT 2030 | CO2 | ATC | 2037 | AEP-KPCO | 342242.7188 | 342242.7188 | 0 | 4303.063 | 4303.063 | 0 | 122 | 2037 |  |  |  | REF | 0 | 0 | Real 2021 ¦ 12/22/2022 3:42:52 PM | Area 1001 Gas CT 2030
26524 | Area 1001 Gas CT 2030 | NOX | ATC | 2037 | AEP-KPCO | 1.571 | 1.571 | 0 | 0.09258 | 0.09258 | 0 | 0.00056 | 2037 |  |  |  | REF | 0 | 0 | Real 2021 ¦ 12/22/2022 3:42:52 PM | Area 1001 Gas CT 2030
26525 | Area 1001 Gas CT 2030 | SO2 | ATC | 2037 | AEP-KPCO | 21.0956 | 21.0956 | 0 | 0.078595 | 0.078595 | 0 | 0.00752 | 2037 |  |  |  | REF | 0 | 0 | Real 2021 ¦ 12/22/2022 3:42:52 PM | Area 1001 Gas CT 2030
26526 | Area 1001 Gas CT 2031 | CO2 | ATC | 2037 | AEP-KPCO | 340295.0312 | 340295.0312 | 0 | 4278.5747 | 4278.5747 | 0 | 122 | 2037 |  |  |  | REF | 0 | 0 | Real 2021 ¦ 12/22/2022 3:42:52 PM | Area 1001 Gas CT 2031
26527 | Area 1001 Gas CT 2031 | NOX | ATC | 2037 | AEP-KPCO | 1.562 | 1.562 | 0 | 0.092027 | 0.092027 | 0 | 0.00056 | 2037 |  |  |  | REF | 0 | 0 | Real 2021 ¦ 12/22/2022 3:42:52 PM | Area 1001 Gas CT 2031
26528 | Area 1001 Gas CT 2031 | SO2 | ATC | 2037 | AEP-KPCO | 20.9756 | 20.9756 | 0 | 0.078148 | 0.078148 | 0 | 0.00752 | 2037 |  |  |  | REF | 0 | 0 | Real 2021 ¦ 12/22/2022 3:42:52 PM | Area 1001 Gas CT 2031
26529 | Area 1001 Gas CT 2032 | CO2 | ATC | 2037 | AEP-KPCO | 341693.4375 | 341693.4375 | 0 | 4296.1567 | 4296.1567 | 0 | 122 | 2037 |  |  |  | REF | 0 | 0 | Real 2021 ¦ 12/22/2022 3:42:52 PM | Area 1001 Gas CT 2032
26530 | Area 1001 Gas CT 2032 | NOX | ATC | 2037 | AEP-KPCO | 1.5684 | 1.5684 | 0 | 0.092405 | 0.092405 | 0 | 0.00056 | 2037 |  |  |  | REF | 0 | 0 | Real 2021 ¦ 12/22/2022 3:42:52 PM | Area 1001 Gas CT 2032
26531 | Area 1001 Gas CT 2032 | SO2 | ATC | 2037 | AEP-KPCO | 21.0618 | 21.0618 | 0 | 0.078469 | 0.078469 | 0 | 0.00752 | 2037 |  |  |  | REF | 0 | 0 | Real 2021 ¦ 12/22/2022 3:42:52 PM | Area 1001 Gas CT 2032
26532 | Area 1001 Gas CT 2033 | CO2 | ATC | 2037 | AEP-KPCO | 340185.875 | 340185.875 | 0 | 4277.2017 | 4277.2017 | 0 | 122 | 2037 |  |  |  | REF | 0 | 0 | Real 2021 ¦ 12/22/2022 3:42:52 PM | Area 1001 Gas CT 2033
26533 | Area 1001 Gas CT 2033 | NOX | ATC | 2037 | AEP-KPCO | 1.5615 | 1.5615 | 0 | 0.091649 | 0.091649 | 0 | 0.00056 | 2037 |  |  |  | REF | 0 | 0 | Real 2021 ¦ 12/22/2022 3:42:52 PM | Area 1001 Gas CT 2033
26534 | Area 1001 Gas CT 2033 | SO2 | ATC | 2037 | AEP-KPCO | 20.9688 | 20.9688 | 0 | 0.078123 | 0.078123 | 0 | 0.00752 | 2037 |  |  |  | REF | 0 | 0 | Real 2021 ¦ 12/22/2022 3:42:52 PM | Area 1001 Gas CT 2033
26535 | Area 1001 Gas CT 2034 | CO2 | ATC | 2037 | AEP-KPCO | 341938.4375 | 341938.4375 | 0 | 4299.2373 | 4299.2373 | 0 | 122 | 2037 |  |  |  | REF | 0 | 0 | Real 2021 ¦ 12/22/2022 3:42:52 PM | Area 1001 Gas CT 2034
26536 | Area 1001 Gas CT 2034 | NOX | ATC | 2037 | AEP-KPCO | 1.5696 | 1.5696 | 0 | 0.092013 | 0.092013 | 0 | 0.00056 | 2037 |  |  |  | REF | 0 | 0 | Real 2021 ¦ 12/22/2022 3:42:52 PM | Area 1001 Gas CT 2034
26537 | Area 1001 Gas CT 2034 | SO2 | ATC | 2037 | AEP-KPCO | 21.0769 | 21.0769 | 0 | 0.078525 | 0.078525 | 0 | 0.00752 | 2037 |  |  |  | REF | 0 | 0 | Real 2021 ¦ 12/22/2022 3:42:52 PM | Area 1001 Gas CT 2034
26538 | Area 1001 Gas CT 2035 | CO2 | ATC | 2037 | AEP-KPCO | 339920.0938 | 339920.0938 | 0 | 4273.8604 | 4273.8604 | 0 | 122 | 2037 |  |  |  | REF | 0 | 0 | Real 2021 ¦ 12/22/2022 3:42:52 PM | Area 1001 Gas CT 2035
26539 | Area 1001 Gas CT 2035 | NOX | ATC | 2037 | AEP-KPCO | 1.5603 | 1.5603 | 0 | 0.091643 | 0.091643 | 0 | 0.00056 | 2037 |  |  |  | REF | 0 | 0 | Real 2021 ¦ 12/22/2022 3:42:52 PM | Area 1001 Gas CT 2035
26540 | Area 1001 Gas CT 2035 | SO2 | ATC | 2037 | AEP-KPCO | 20.9525 | 20.9525 | 0 | 0.078062 | 0.078062 | 0 | 0.00752 | 2037 |  |  |  | REF | 0 | 0 | Real 2021 ¦ 12/22/2022 3:42:52 PM | Area 1001 Gas CT 2035
26541 | Area 1001 Gas CT 2036 | CO2 | ATC | 2037 | AEP-KPCO | 348069.1562 | 348069.1562 | 0 | 4376.3198 | 4376.3198 | 0 | 122 | 2037 |  |  |  | REF | 0 | 0 | Real 2021 ¦ 12/22/2022 3:42:52 PM | Area 1001 Gas CT 2036
26542 | Area 1001 Gas CT 2036 | NOX | ATC | 2037 | AEP-KPCO | 1.5977 | 1.5977 | 0 | 0.094474 | 0.094474 | 0 | 0.00056 | 2037 |  |  |  | REF | 0 | 0 | Real 2021 ¦ 12/22/2022 3:42:52 PM | Area 1001 Gas CT 2036
26543 | Area 1001 Gas CT 2036 | SO2 | ATC | 2037 | AEP-KPCO | 21.4548 | 21.4548 | 0 | 0.079933 | 0.079933 | 0 | 0.00752 | 2037 |  |  |  | REF | 0 | 0 | Real 2021 ¦ 12/22/2022 3:42:52 PM | Area 1001 Gas CT 2036
26544 | Area 1001 Gas CT 2037 | CO2 | ATC | 2037 | AEP-KPCO | 338593.5938 | 338593.5938 | 0 | 4257.1821 | 4257.1821 | 0 | 122 | 2037 |  |  |  | REF | 0 | 0 | Real 2021 ¦ 12/22/2022 3:42:52 PM | Area 1001 Gas CT 2037
26545 | Area 1001 Gas CT 2037 | NOX | ATC | 2037 | AEP-KPCO | 1.5542 | 1.5542 | 0 | 0.091222 | 0.091222 | 0 | 0.00056 | 2037 |  |  |  | REF | 0 | 0 | Real 2021 ¦ 12/22/2022 3:42:52 PM | Area 1001 Gas CT 2037
26546 | Area 1001 Gas CT 2037 | SO2 | ATC | 2037 | AEP-KPCO | 20.8707 | 20.8707 | 0 | 0.077757 | 0.077757 | 0 | 0.00752 | 2037 |  |  |  | REF | 0 | 0 | Real 2021 ¦ 12/22/2022 3:42:52 PM | Area 1001 Gas CT 2037
26547 | Area 1001 Gas CT 2038 | CO2 | ATC | 2037 | AEP-KPCO | 0 | 0 | 0 | 0 | 0 | 0 | 122 | 2037 |  |  |  | REF | 0 | 0 | Real 2021 ¦ 12/22/2022 3:42:52 PM | Area 1001 Gas CT 2038
26548 | Area 1001 Gas CT 2038 | NOX | ATC | 2037 | AEP-KPCO | 0 | 0 | 0 | 0 | 0 | 0 | 0.00056 | 2037 |  |  |  | REF | 0 | 0 | Real 2021 ¦ 12/22/2022 3:42:52 PM | Area 1001 Gas CT 2038
26549 | Area 1001 Gas CT 2038 | SO2 | ATC | 2037 | AEP-KPCO | 0 | 0 | 0 | 0 | 0 | 0 | 0.00752 | 2037 |  |  |  | REF | 0 | 0 | Real 2021 ¦ 12/22/2022 3:42:52 PM | Area 1001 Gas CT 2038
26550 | Area 1001 Gas CT 2039 | CO2 | ATC | 2037 | AEP-KPCO | 0 | 0 | 0 | 0 | 0 | 0 | 122 | 2037 |  |  |  | REF | 0 | 0 | Real 2021 ¦ 12/22/2022 3:42:52 PM | Area 1001 Gas CT 2039
26551 | Area 1001 Gas CT 2039 | NOX | ATC | 2037 | AEP-KPCO | 0 | 0 | 0 | 0 | 0 | 0 | 0.00056 | 2037 |  |  |  | REF | 0 | 0 | Real 2021 ¦ 12/22/2022 3:42:52 PM | Area 1001 Gas CT 2039
26552 | Area 1001 Gas CT 2039 | SO2 | ATC | 2037 | AEP-KPCO | 0 | 0 | 0 | 0 | 0 | 0 | 0.00752 | 2037 |  |  |  | REF | 0 | 0 | Real 2021 ¦ 12/22/2022 3:42:52 PM | Area 1001 Gas CT 2039
26553 | Area 1001 Gas CT 2040 | CO2 | ATC | 2037 | AEP-KPCO | 0 | 0 | 0 | 0 | 0 | 0 | 122 | 2037 |  |  |  | REF | 0 | 0 | Real 2021 ¦ 12/22/2022 3:42:52 PM | Area 1001 Gas CT 2040
26554 | Area 1001 Gas CT 2040 | NOX | ATC | 2037 | AEP-KPCO | 0 | 0 | 0 | 0 | 0 | 0 | 0.00056 | 2037 |  |  |  | REF | 0 | 0 | Real 2021 ¦ 12/22/2022 3:42:52 PM | Area 1001 Gas CT 2040
26555 | Area 1001 Gas CT 2040 | SO2 | ATC | 2037 | AEP-KPCO | 0 | 0 | 0 | 0 | 0 | 0 | 0.00752 | 2037 |  |  |  | REF | 0 | 0 | Real 2021 ¦ 12/22/2022 3:42:52 PM | Area 1001 Gas CT 2040
26556 | Area 1001 Gas CT 2041 | CO2 | ATC | 2037 | AEP-KPCO | 0 | 0 | 0 | 0 | 0 | 0 | 122 | 2037 |  |  |  | REF | 0 | 0 | Real 2021 ¦ 12/22/2022 3:42:52 PM | Area 1001 Gas CT 2041
26557 | Area 1001 Gas CT 2041 | NOX | ATC | 2037 | AEP-KPCO | 0 | 0 | 0 | 0 | 0 | 0 | 0.00056 | 2037 |  |  |  | REF | 0 | 0 | Real 2021 ¦ 12/22/2022 3:42:52 PM | Area 1001 Gas CT 2041
26558 | Area 1001 Gas CT 2041 | SO2 | ATC | 2037 | AEP-KPCO | 0 | 0 | 0 | 0 | 0 | 0 | 0.00752 | 2037 |  |  |  | REF | 0 | 0 | Real 2021 ¦ 12/22/2022 3:42:52 PM | Area 1001 Gas CT 2041
26559 | Area 1001 Gas CT 2042 | CO2 | ATC | 2037 | AEP-KPCO | 0 | 0 | 0 | 0 | 0 | 0 | 122 | 2037 |  |  |  | REF | 0 | 0 | Real 2021 ¦ 12/22/2022 3:42:52 PM | Area 1001 Gas CT 2042
26560 | Area 1001 Gas CT 2042 | NOX | ATC | 2037 | AEP-KPCO | 0 | 0 | 0 | 0 | 0 | 0 | 0.00056 | 2037 |  |  |  | REF | 0 | 0 | Real 2021 ¦ 12/22/2022 3:42:52 PM | Area 1001 Gas CT 2042
26561 | Area 1001 Gas CT 2042 | SO2 | ATC | 2037 | AEP-KPCO | 0 | 0 | 0 | 0 | 0 | 0 | 0.00752 | 2037 |  |  |  | REF | 0 | 0 | Real 2021 ¦ 12/22/2022 3:42:52 PM | Area 1001 Gas CT 2042
26562 | Area 1001 Gas CT 2043 | CO2 | ATC | 2037 | AEP-KPCO | 0 | 0 | 0 | 0 | 0 | 0 | 122 | 2037 |  |  |  | REF | 0 | 0 | Real 2021 ¦ 12/22/2022 3:42:52 PM | Area 1001 Gas CT 2043
26563 | Area 1001 Gas CT 2043 | NOX | ATC | 2037 | AEP-KPCO | 0 | 0 | 0 | 0 | 0 | 0 | 0.00056 | 2037 |  |  |  | REF | 0 | 0 | Real 2021 ¦ 12/22/2022 3:42:52 PM | Area 1001 Gas CT 2043
26564 | Area 1001 Gas CT 2043 | SO2 | ATC | 2037 | AEP-KPCO | 0 | 0 | 0 | 0 | 0 | 0 | 0.00752 | 2037 |  |  |  | REF | 0 | 0 | Real 2021 ¦ 12/22/2022 3:42:52 PM | Area 1001 Gas CT 2043
26565 | Area 1001 Gas Aero CT 2023 | CO2 | ATC | 2037 | AEP-KPCO | 116462.7656 | 116462.7656 | 0 | 1464.3018 | 1464.3018 | 0 | 122 | 2037 |  |  |  | REF | 0 | 0 | Real 2021 ¦ 12/22/2022 3:42:52 PM | Area 1001 Gas Aero CT 2023
26566 | Area 1001 Gas Aero CT 2023 | NOX | ATC | 2037 | AEP-KPCO | 0.53458 | 0.53458 | 0 | 0.028414 | 0.028414 | 0 | 0.00056 | 2037 |  |  |  | REF | 0 | 0 | Real 2021 ¦ 12/22/2022 3:42:52 PM | Area 1001 Gas Aero CT 2023
26567 | Area 1001 Gas Aero CT 2023 | SO2 | ATC | 2037 | AEP-KPCO | 7.1787 | 7.1787 | 0 | 0.026745 | 0.026745 | 0 | 0.00752 | 2037 |  |  |  | REF | 0 | 0 | Real 2021 ¦ 12/22/2022 3:42:52 PM | Area 1001 Gas Aero CT 2023
26568 | Area 1001 Gas Aero CT 2024 | CO2 | ATC | 2037 | AEP-KPCO | 116330.375 | 116330.375 | 0 | 1462.6372 | 1462.6372 | 0 | 122 | 2037 |  |  |  | REF | 0 | 0 | Real 2021 ¦ 12/22/2022 3:42:52 PM | Area 1001 Gas Aero CT 2024
26569 | Area 1001 Gas Aero CT 2024 | NOX | ATC | 2037 | AEP-KPCO | 0.53398 | 0.53398 | 0 | 0.028445 | 0.028445 | 0 | 0.00056 | 2037 |  |  |  | REF | 0 | 0 | Real 2021 ¦ 12/22/2022 3:42:52 PM | Area 1001 Gas Aero CT 2024
26570 | Area 1001 Gas Aero CT 2024 | SO2 | ATC | 2037 | AEP-KPCO | 7.1705 | 7.1705 | 0 | 0.026715 | 0.026715 | 0 | 0.00752 | 2037 |  |  |  | REF | 0 | 0 | Real 2021 ¦ 12/22/2022 3:42:52 PM | Area 1001 Gas Aero CT 2024
26571 | Area 1001 Gas Aero CT 2025 | CO2 | ATC | 2037 | AEP-KPCO | 116224.75 | 116224.75 | 0 | 1461.3092 | 1461.3092 | 0 | 122 | 2037 |  |  |  | REF | 0 | 0 | Real 2021 ¦ 12/22/2022 3:42:52 PM | Area 1001 Gas Aero CT 2025
26572 | Area 1001 Gas Aero CT 2025 | NOX | ATC | 2037 | AEP-KPCO | 0.53349 | 0.53349 | 0 | 0.028409 | 0.028409 | 0 | 0.00056 | 2037 |  |  |  | REF | 0 | 0 | Real 2021 ¦ 12/22/2022 3:42:52 PM | Area 1001 Gas Aero CT 2025
26573 | Area 1001 Gas Aero CT 2025 | SO2 | ATC | 2037 | AEP-KPCO | 7.164 | 7.164 | 0 | 0.026691 | 0.026691 | 0 | 0.00752 | 2037 |  |  |  | REF | 0 | 0 | Real 2021 ¦ 12/22/2022 3:42:52 PM | Area 1001 Gas Aero CT 2025
26574 | Area 1001 Gas Aero CT 2026 | CO2 | ATC | 2037 | AEP-KPCO | 116542.8516 | 116542.8516 | 0 | 1465.3087 | 1465.3087 | 0 | 122 | 2037 |  |  |  | REF | 0 | 0 | Real 2021 ¦ 12/22/2022 3:42:52 PM | Area 1001 Gas Aero CT 2026
26575 | Area 1001 Gas Aero CT 2026 | NOX | ATC | 2037 | AEP-KPCO | 0.53495 | 0.53495 | 0 | 0.028416 | 0.028416 | 0 | 0.00056 | 2037 |  |  |  | REF | 0 | 0 | Real 2021 ¦ 12/22/2022 3:42:52 PM | Area 1001 Gas Aero CT 2026
26576 | Area 1001 Gas Aero CT 2026 | SO2 | ATC | 2037 | AEP-KPCO | 7.1836 | 7.1836 | 0 | 0.026764 | 0.026764 | 0 | 0.00752 | 2037 |  |  |  | REF | 0 | 0 | Real 2021 ¦ 12/22/2022 3:42:52 PM | Area 1001 Gas Aero CT 2026
26577 | Area 1001 Gas Aero CT 2027 | CO2 | ATC | 2037 | AEP-KPCO | 116427.0703 | 116427.0703 | 0 | 1463.853 | 1463.853 | 0 | 122 | 2037 |  |  |  | REF | 0 | 0 | Real 2021 ¦ 12/22/2022 3:42:52 PM | Area 1001 Gas Aero CT 2027
26578 | Area 1001 Gas Aero CT 2027 | NOX | ATC | 2037 | AEP-KPCO | 0.53442 | 0.53442 | 0 | 0.028413 | 0.028413 | 0 | 0.00056 | 2037 |  |  |  | REF | 0 | 0 | Real 2021 ¦ 12/22/2022 3:42:52 PM | Area 1001 Gas Aero CT 2027
26579 | Area 1001 Gas Aero CT 2027 | SO2 | ATC | 2037 | AEP-KPCO | 7.1765 | 7.1765 | 0 | 0.026737 | 0.026737 | 0 | 0.00752 | 2037 |  |  |  | REF | 0 | 0 | Real 2021 ¦ 12/22/2022 3:42:52 PM | Area 1001 Gas Aero CT 2027
26580 | Area 1001 Gas Aero CT 2028 | CO2 | ATC | 2037 | AEP-KPCO | 116387.1172 | 116387.1172 | 0 | 1463.3506 | 1463.3506 | 0 | 122 | 2037 |  |  |  | REF | 0 | 0 | Real 2021 ¦ 12/22/2022 3:42:52 PM | Area 1001 Gas Aero CT 2028
26581 | Area 1001 Gas Aero CT 2028 | NOX | ATC | 2037 | AEP-KPCO | 0.53424 | 0.53424 | 0 | 0.02847 | 0.02847 | 0 | 0.00056 | 2037 |  |  |  | REF | 0 | 0 | Real 2021 ¦ 12/22/2022 3:42:52 PM | Area 1001 Gas Aero CT 2028
26582 | Area 1001 Gas Aero CT 2028 | SO2 | ATC | 2037 | AEP-KPCO | 7.174 | 7.174 | 0 | 0.026728 | 0.026728 | 0 | 0.00752 | 2037 |  |  |  | REF | 0 | 0 | Real 2021 ¦ 12/22/2022 3:42:52 PM | Area 1001 Gas Aero CT 2028
26583 | Area 1001 Gas Aero CT 2029 | CO2 | ATC | 2037 | AEP-KPCO | 116383.2266 | 116383.2266 | 0 | 1463.3016 | 1463.3016 | 0 | 122 | 2037 |  |  |  | REF | 0 | 0 | Real 2021 ¦ 12/22/2022 3:42:52 PM | Area 1001 Gas Aero CT 2029
26584 | Area 1001 Gas Aero CT 2029 | NOX | ATC | 2037 | AEP-KPCO | 0.53422 | 0.53422 | 0 | 0.028412 | 0.028412 | 0 | 0.00056 | 2037 |  |  |  | REF | 0 | 0 | Real 2021 ¦ 12/22/2022 3:42:52 PM | Area 1001 Gas Aero CT 2029
26585 | Area 1001 Gas Aero CT 2029 | SO2 | ATC | 2037 | AEP-KPCO | 7.1738 | 7.1738 | 0 | 0.026727 | 0.026727 | 0 | 0.00752 | 2037 |  |  |  | REF | 0 | 0 | Real 2021 ¦ 12/22/2022 3:42:52 PM | Area 1001 Gas Aero CT 2029
26586 | Area 1001 Gas Aero CT 2030 | CO2 | ATC | 2037 | AEP-KPCO | 116240.4688 | 116240.4688 | 0 | 1461.5068 | 1461.5068 | 0 | 122 | 2037 |  |  |  | REF | 0 | 0 | Real 2021 ¦ 12/22/2022 3:42:52 PM | Area 1001 Gas Aero CT 2030
26587 | Area 1001 Gas Aero CT 2030 | NOX | ATC | 2037 | AEP-KPCO | 0.53356 | 0.53356 | 0 | 0.028409 | 0.028409 | 0 | 0.00056 | 2037 |  |  |  | REF | 0 | 0 | Real 2021 ¦ 12/22/2022 3:42:52 PM | Area 1001 Gas Aero CT 2030
26588 | Area 1001 Gas Aero CT 2030 | SO2 | ATC | 2037 | AEP-KPCO | 7.165 | 7.165 | 0 | 0.026694 | 0.026694 | 0 | 0.00752 | 2037 |  |  |  | REF | 0 | 0 | Real 2021 ¦ 12/22/2022 3:42:52 PM | Area 1001 Gas Aero CT 2030
26589 | Area 1001 Gas Aero CT 2031 | CO2 | ATC | 2037 | AEP-KPCO | 116797.4219 | 116797.4219 | 0 | 1468.5094 | 1468.5094 | 0 | 122 | 2037 |  |  |  | REF | 0 | 0 | Real 2021 ¦ 12/22/2022 3:42:52 PM | Area 1001 Gas Aero CT 2031
26590 | Area 1001 Gas Aero CT 2031 | NOX | ATC | 2037 | AEP-KPCO | 0.53612 | 0.53612 | 0 | 0.028422 | 0.028422 | 0 | 0.00056 | 2037 |  |  |  | REF | 0 | 0 | Real 2021 ¦ 12/22/2022 3:42:52 PM | Area 1001 Gas Aero CT 2031
26591 | Area 1001 Gas Aero CT 2031 | SO2 | ATC | 2037 | AEP-KPCO | 7.1993 | 7.1993 | 0 | 0.026822 | 0.026822 | 0 | 0.00752 | 2037 |  |  |  | REF | 0 | 0 | Real 2021 ¦ 12/22/2022 3:42:52 PM | Area 1001 Gas Aero CT 2031
26592 | Area 1001 Gas Aero CT 2032 | CO2 | ATC | 2037 | AEP-KPCO | 117707.2734 | 117707.2734 | 0 | 1479.9491 | 1479.9491 | 0 | 122 | 2037 |  |  |  | REF | 0 | 0 | Real 2021 ¦ 12/22/2022 3:42:52 PM | Area 1001 Gas Aero CT 2032
26593 | Area 1001 Gas Aero CT 2032 | NOX | ATC | 2037 | AEP-KPCO | 0.5403 | 0.5403 | 0 | 0.028718 | 0.028718 | 0 | 0.00056 | 2037 |  |  |  | REF | 0 | 0 | Real 2021 ¦ 12/22/2022 3:42:52 PM | Area 1001 Gas Aero CT 2032
26594 | Area 1001 Gas Aero CT 2032 | SO2 | ATC | 2037 | AEP-KPCO | 7.2554 | 7.2554 | 0 | 0.027031 | 0.027031 | 0 | 0.00752 | 2037 |  |  |  | REF | 0 | 0 | Real 2021 ¦ 12/22/2022 3:42:52 PM | Area 1001 Gas Aero CT 2032
26595 | Area 1001 Gas Aero CT 2033 | CO2 | ATC | 2037 | AEP-KPCO | 116241.7344 | 116241.7344 | 0 | 1461.5227 | 1461.5227 | 0 | 122 | 2037 |  |  |  | REF | 0 | 0 | Real 2021 ¦ 12/22/2022 3:42:52 PM | Area 1001 Gas Aero CT 2033
26596 | Area 1001 Gas Aero CT 2033 | NOX | ATC | 2037 | AEP-KPCO | 0.53357 | 0.53357 | 0 | 0.028409 | 0.028409 | 0 | 0.00056 | 2037 |  |  |  | REF | 0 | 0 | Real 2021 ¦ 12/22/2022 3:42:52 PM | Area 1001 Gas Aero CT 2033
26597 | Area 1001 Gas Aero CT 2033 | SO2 | ATC | 2037 | AEP-KPCO | 7.1651 | 7.1651 | 0 | 0.026695 | 0.026695 | 0 | 0.00752 | 2037 |  |  |  | REF | 0 | 0 | Real 2021 ¦ 12/22/2022 3:42:52 PM | Area 1001 Gas Aero CT 2033
26598 | Area 1001 Gas Aero CT 2034 | CO2 | ATC | 2037 | AEP-KPCO | 116352.6484 | 116352.6484 | 0 | 1462.9172 | 1462.9172 | 0 | 122 | 2037 |  |  |  | REF | 0 | 0 | Real 2021 ¦ 12/22/2022 3:42:52 PM | Area 1001 Gas Aero CT 2034
26599 | Area 1001 Gas Aero CT 2034 | NOX | ATC | 2037 | AEP-KPCO | 0.53408 | 0.53408 | 0 | 0.028465 | 0.028465 | 0 | 0.00056 | 2037 |  |  |  | REF | 0 | 0 | Real 2021 ¦ 12/22/2022 3:42:52 PM | Area 1001 Gas Aero CT 2034
26600 | Area 1001 Gas Aero CT 2034 | SO2 | ATC | 2037 | AEP-KPCO | 7.1719 | 7.1719 | 0 | 0.02672 | 0.02672 | 0 | 0.00752 | 2037 |  |  |  | REF | 0 | 0 | Real 2021 ¦ 12/22/2022 3:42:52 PM | Area 1001 Gas Aero CT 2034
26601 | Area 1001 Gas Aero CT 2035 | CO2 | ATC | 2037 | AEP-KPCO | 116281.8203 | 116281.8203 | 0 | 1462.0267 | 1462.0267 | 0 | 122 | 2037 |  |  |  | REF | 0 | 0 | Real 2021 ¦ 12/22/2022 3:42:52 PM | Area 1001 Gas Aero CT 2035
26602 | Area 1001 Gas Aero CT 2035 | NOX | ATC | 2037 | AEP-KPCO | 0.53375 | 0.53375 | 0 | 0.028418 | 0.028418 | 0 | 0.00056 | 2037 |  |  |  | REF | 0 | 0 | Real 2021 ¦ 12/22/2022 3:42:52 PM | Area 1001 Gas Aero CT 2035
26603 | Area 1001 Gas Aero CT 2035 | SO2 | ATC | 2037 | AEP-KPCO | 7.1675 | 7.1675 | 0 | 0.026704 | 0.026704 | 0 | 0.00752 | 2037 |  |  |  | REF | 0 | 0 | Real 2021 ¦ 12/22/2022 3:42:52 PM | Area 1001 Gas Aero CT 2035
26604 | Area 1001 Gas Aero CT 2036 | CO2 | ATC | 2037 | AEP-KPCO | 116366.3984 | 116366.3984 | 0 | 1463.0901 | 1463.0901 | 0 | 122 | 2037 |  |  |  | REF | 0 | 0 | Real 2021 ¦ 12/22/2022 3:42:52 PM | Area 1001 Gas Aero CT 2036
26605 | Area 1001 Gas Aero CT 2036 | NOX | ATC | 2037 | AEP-KPCO | 0.53414 | 0.53414 | 0 | 0.028412 | 0.028412 | 0 | 0.00056 | 2037 |  |  |  | REF | 0 | 0 | Real 2021 ¦ 12/22/2022 3:42:52 PM | Area 1001 Gas Aero CT 2036
26606 | Area 1001 Gas Aero CT 2036 | SO2 | ATC | 2037 | AEP-KPCO | 7.1727 | 7.1727 | 0 | 0.026723 | 0.026723 | 0 | 0.00752 | 2037 |  |  |  | REF | 0 | 0 | Real 2021 ¦ 12/22/2022 3:42:52 PM | Area 1001 Gas Aero CT 2036
26607 | Area 1001 Gas Aero CT 2037 | CO2 | ATC | 2037 | AEP-KPCO | 112079.1328 | 112079.1328 | 0 | 1409.1858 | 1409.1858 | 0 | 122 | 2037 |  |  |  | REF | 0 | 0 | Real 2021 ¦ 12/22/2022 3:42:52 PM | Area 1001 Gas Aero CT 2037
26608 | Area 1001 Gas Aero CT 2037 | NOX | ATC | 2037 | AEP-KPCO | 0.51446 | 0.51446 | 0 | 0.027262 | 0.027262 | 0 | 0.00056 | 2037 |  |  |  | REF | 0 | 0 | Real 2021 ¦ 12/22/2022 3:42:52 PM | Area 1001 Gas Aero CT 2037
26609 | Area 1001 Gas Aero CT 2037 | SO2 | ATC | 2037 | AEP-KPCO | 6.9085 | 6.9085 | 0 | 0.025739 | 0.025739 | 0 | 0.00752 | 2037 |  |  |  | REF | 0 | 0 | Real 2021 ¦ 12/22/2022 3:42:52 PM | Area 1001 Gas Aero CT 2037
26610 | Area 1001 Gas Aero CT 2038 | CO2 | ATC | 2037 | AEP-KPCO | 0 | 0 | 0 | 0 | 0 | 0 | 122 | 2037 |  |  |  | REF | 0 | 0 | Real 2021 ¦ 12/22/2022 3:42:52 PM | Area 1001 Gas Aero CT 2038
26611 | Area 1001 Gas Aero CT 2038 | NOX | ATC | 2037 | AEP-KPCO | 0 | 0 | 0 | 0 | 0 | 0 | 0.00056 | 2037 |  |  |  | REF | 0 | 0 | Real 2021 ¦ 12/22/2022 3:42:52 PM | Area 1001 Gas Aero CT 2038
26612 | Area 1001 Gas Aero CT 2038 | SO2 | ATC | 2037 | AEP-KPCO | 0 | 0 | 0 | 0 | 0 | 0 | 0.00752 | 2037 |  |  |  | REF | 0 | 0 | Real 2021 ¦ 12/22/2022 3:42:52 PM | Area 1001 Gas Aero CT 2038
26613 | Area 1001 Gas Aero CT 2039 | CO2 | ATC | 2037 | AEP-KPCO | 0 | 0 | 0 | 0 | 0 | 0 | 122 | 2037 |  |  |  | REF | 0 | 0 | Real 2021 ¦ 12/22/2022 3:42:52 PM | Area 1001 Gas Aero CT 2039
26614 | Area 1001 Gas Aero CT 2039 | NOX | ATC | 2037 | AEP-KPCO | 0 | 0 | 0 | 0 | 0 | 0 | 0.00056 | 2037 |  |  |  | REF | 0 | 0 | Real 2021 ¦ 12/22/2022 3:42:52 PM | Area 1001 Gas Aero CT 2039
26615 | Area 1001 Gas Aero CT 2039 | SO2 | ATC | 2037 | AEP-KPCO | 0 | 0 | 0 | 0 | 0 | 0 | 0.00752 | 2037 |  |  |  | REF | 0 | 0 | Real 2021 ¦ 12/22/2022 3:42:52 PM | Area 1001 Gas Aero CT 2039
26616 | Area 1001 Gas Aero CT 2040 | CO2 | ATC | 2037 | AEP-KPCO | 0 | 0 | 0 | 0 | 0 | 0 | 122 | 2037 |  |  |  | REF | 0 | 0 | Real 2021 ¦ 12/22/2022 3:42:52 PM | Area 1001 Gas Aero CT 2040
26617 | Area 1001 Gas Aero CT 2040 | NOX | ATC | 2037 | AEP-KPCO | 0 | 0 | 0 | 0 | 0 | 0 | 0.00056 | 2037 |  |  |  | REF | 0 | 0 | Real 2021 ¦ 12/22/2022 3:42:52 PM | Area 1001 Gas Aero CT 2040
26618 | Area 1001 Gas Aero CT 2040 | SO2 | ATC | 2037 | AEP-KPCO | 0 | 0 | 0 | 0 | 0 | 0 | 0.00752 | 2037 |  |  |  | REF | 0 | 0 | Real 2021 ¦ 12/22/2022 3:42:52 PM | Area 1001 Gas Aero CT 2040
26619 | Area 1001 Gas Aero CT 2041 | CO2 | ATC | 2037 | AEP-KPCO | 0 | 0 | 0 | 0 | 0 | 0 | 122 | 2037 |  |  |  | REF | 0 | 0 | Real 2021 ¦ 12/22/2022 3:42:52 PM | Area 1001 Gas Aero CT 2041
26620 | Area 1001 Gas Aero CT 2041 | NOX | ATC | 2037 | AEP-KPCO | 0 | 0 | 0 | 0 | 0 | 0 | 0.00056 | 2037 |  |  |  | REF | 0 | 0 | Real 2021 ¦ 12/22/2022 3:42:52 PM | Area 1001 Gas Aero CT 2041
26621 | Area 1001 Gas Aero CT 2041 | SO2 | ATC | 2037 | AEP-KPCO | 0 | 0 | 0 | 0 | 0 | 0 | 0.00752 | 2037 |  |  |  | REF | 0 | 0 | Real 2021 ¦ 12/22/2022 3:42:52 PM | Area 1001 Gas Aero CT 2041
26622 | Area 1001 Gas Aero CT 2042 | CO2 | ATC | 2037 | AEP-KPCO | 0 | 0 | 0 | 0 | 0 | 0 | 122 | 2037 |  |  |  | REF | 0 | 0 | Real 2021 ¦ 12/22/2022 3:42:52 PM | Area 1001 Gas Aero CT 2042
26623 | Area 1001 Gas Aero CT 2042 | NOX | ATC | 2037 | AEP-KPCO | 0 | 0 | 0 | 0 | 0 | 0 | 0.00056 | 2037 |  |  |  | REF | 0 | 0 | Real 2021 ¦ 12/22/2022 3:42:52 PM | Area 1001 Gas Aero CT 2042
26624 | Area 1001 Gas Aero CT 2042 | SO2 | ATC | 2037 | AEP-KPCO | 0 | 0 | 0 | 0 | 0 | 0 | 0.00752 | 2037 |  |  |  | REF | 0 | 0 | Real 2021 ¦ 12/22/2022 3:42:52 PM | Area 1001 Gas Aero CT 2042
26625 | Area 1001 Gas Aero CT 2043 | CO2 | ATC | 2037 | AEP-KPCO | 0 | 0 | 0 | 0 | 0 | 0 | 122 | 2037 |  |  |  | REF | 0 | 0 | Real 2021 ¦ 12/22/2022 3:42:52 PM | Area 1001 Gas Aero CT 2043
26626 | Area 1001 Gas Aero CT 2043 | NOX | ATC | 2037 | AEP-KPCO | 0 | 0 | 0 | 0 | 0 | 0 | 0.00056 | 2037 |  |  |  | REF | 0 | 0 | Real 2021 ¦ 12/22/2022 3:42:52 PM | Area 1001 Gas Aero CT 2043
26627 | Area 1001 Gas Aero CT 2043 | SO2 | ATC | 2037 | AEP-KPCO | 0 | 0 | 0 | 0 | 0 | 0 | 0.00752 | 2037 |  |  |  | REF | 0 | 0 | Real 2021 ¦ 12/22/2022 3:42:52 PM | Area 1001 Gas Aero CT 2043
26628 | Area 1001 Gas IC 2023 | CO2 | ATC | 2037 | AEP-KPCO | 33924.4727 | 33924.4727 | 0 | 426.5369 | 426.5369 | 0 | 122 | 2037 |  |  |  | REF | 0 | 0 | Real 2021 ¦ 12/22/2022 3:42:52 PM | Area 1001 Gas IC 2023
26629 | Area 1001 Gas IC 2023 | NOX | ATC | 2037 | AEP-KPCO | 0.15572 | 0.15572 | 0 | 0.0074103 | 0.0074103 | 0 | 0.00056 | 2037 |  |  |  | REF | 0 | 0 | Real 2021 ¦ 12/22/2022 3:42:52 PM | Area 1001 Gas IC 2023
26630 | Area 1001 Gas IC 2023 | SO2 | ATC | 2037 | AEP-KPCO | 2.0911 | 2.0911 | 0 | 0.0077907 | 0.0077907 | 0 | 0.00752 | 2037 |  |  |  | REF | 0 | 0 | Real 2021 ¦ 12/22/2022 3:42:52 PM | Area 1001 Gas IC 2023
26631 | Area 1001 Gas IC 2024 | CO2 | ATC | 2037 | AEP-KPCO | 33227.7227 | 33227.7227 | 0 | 417.7766 | 417.7766 | 0 | 122 | 2037 |  |  |  | REF | 0 | 0 | Real 2021 ¦ 12/22/2022 3:42:52 PM | Area 1001 Gas IC 2024
26632 | Area 1001 Gas IC 2024 | NOX | ATC | 2037 | AEP-KPCO | 0.15252 | 0.15252 | 0 | 0.0073945 | 0.0073945 | 0 | 0.00056 | 2037 |  |  |  | REF | 0 | 0 | Real 2021 ¦ 12/22/2022 3:42:52 PM | Area 1001 Gas IC 2024
26633 | Area 1001 Gas IC 2024 | SO2 | ATC | 2037 | AEP-KPCO | 2.0481 | 2.0481 | 0 | 0.0076307 | 0.0076307 | 0 | 0.00752 | 2037 |  |  |  | REF | 0 | 0 | Real 2021 ¦ 12/22/2022 3:42:52 PM | Area 1001 Gas IC 2024
26634 | Area 1001 Gas IC 2025 | CO2 | ATC | 2037 | AEP-KPCO | 33512.8906 | 33512.8906 | 0 | 421.362 | 421.362 | 0 | 122 | 2037 |  |  |  | REF | 0 | 0 | Real 2021 ¦ 12/22/2022 3:42:52 PM | Area 1001 Gas IC 2025
26635 | Area 1001 Gas IC 2025 | NOX | ATC | 2037 | AEP-KPCO | 0.15383 | 0.15383 | 0 | 0.0074042 | 0.0074042 | 0 | 0.00056 | 2037 |  |  |  | REF | 0 | 0 | Real 2021 ¦ 12/22/2022 3:42:52 PM | Area 1001 Gas IC 2025
26636 | Area 1001 Gas IC 2025 | SO2 | ATC | 2037 | AEP-KPCO | 2.0657 | 2.0657 | 0 | 0.0076961 | 0.0076961 | 0 | 0.00752 | 2037 |  |  |  | REF | 0 | 0 | Real 2021 ¦ 12/22/2022 3:42:52 PM | Area 1001 Gas IC 2025
26637 | Area 1001 Gas IC 2026 | CO2 | ATC | 2037 | AEP-KPCO | 33277.7617 | 33277.7617 | 0 | 418.4057 | 418.4057 | 0 | 122 | 2037 |  |  |  | REF | 0 | 0 | Real 2021 ¦ 12/22/2022 3:42:52 PM | Area 1001 Gas IC 2026
26638 | Area 1001 Gas IC 2026 | NOX | ATC | 2037 | AEP-KPCO | 0.15275 | 0.15275 | 0 | 0.0073957 | 0.0073957 | 0 | 0.00056 | 2037 |  |  |  | REF | 0 | 0 | Real 2021 ¦ 12/22/2022 3:42:52 PM | Area 1001 Gas IC 2026
26639 | Area 1001 Gas IC 2026 | SO2 | ATC | 2037 | AEP-KPCO | 2.0512 | 2.0512 | 0 | 0.0076421 | 0.0076421 | 0 | 0.00752 | 2037 |  |  |  | REF | 0 | 0 | Real 2021 ¦ 12/22/2022 3:42:52 PM | Area 1001 Gas IC 2026
26640 | Area 1001 Gas IC 2027 | CO2 | ATC | 2037 | AEP-KPCO | 33671.0039 | 33671.0039 | 0 | 423.35 | 423.35 | 0 | 122 | 2037 |  |  |  | REF | 0 | 0 | Real 2021 ¦ 12/22/2022 3:42:52 PM | Area 1001 Gas IC 2027
26641 | Area 1001 Gas IC 2027 | NOX | ATC | 2037 | AEP-KPCO | 0.15456 | 0.15456 | 0 | 0.0075181 | 0.0075181 | 0 | 0.00056 | 2037 |  |  |  | REF | 0 | 0 | Real 2021 ¦ 12/22/2022 3:42:52 PM | Area 1001 Gas IC 2027
26642 | Area 1001 Gas IC 2027 | SO2 | ATC | 2037 | AEP-KPCO | 2.0755 | 2.0755 | 0 | 0.0077325 | 0.0077325 | 0 | 0.00752 | 2037 |  |  |  | REF | 0 | 0 | Real 2021 ¦ 12/22/2022 3:42:52 PM | Area 1001 Gas IC 2027
26643 | Area 1001 Gas IC 2028 | CO2 | ATC | 2037 | AEP-KPCO | 33210.168 | 33210.168 | 0 | 417.5558 | 417.5558 | 0 | 122 | 2037 |  |  |  | REF | 0 | 0 | Real 2021 ¦ 12/22/2022 3:42:52 PM | Area 1001 Gas IC 2028
26644 | Area 1001 Gas IC 2028 | NOX | ATC | 2037 | AEP-KPCO | 0.15244 | 0.15244 | 0 | 0.0073941 | 0.0073941 | 0 | 0.00056 | 2037 |  |  |  | REF | 0 | 0 | Real 2021 ¦ 12/22/2022 3:42:52 PM | Area 1001 Gas IC 2028
26645 | Area 1001 Gas IC 2028 | SO2 | ATC | 2037 | AEP-KPCO | 2.0471 | 2.0471 | 0 | 0.0076266 | 0.0076266 | 0 | 0.00752 | 2037 |  |  |  | REF | 0 | 0 | Real 2021 ¦ 12/22/2022 3:42:52 PM | Area 1001 Gas IC 2028
26646 | Area 1001 Gas IC 2029 | CO2 | ATC | 2037 | AEP-KPCO | 33306.8711 | 33306.8711 | 0 | 418.7717 | 418.7717 | 0 | 122 | 2037 |  |  |  | REF | 0 | 0 | Real 2021 ¦ 12/22/2022 3:42:52 PM | Area 1001 Gas IC 2029
26647 | Area 1001 Gas IC 2029 | NOX | ATC | 2037 | AEP-KPCO | 0.15288 | 0.15288 | 0 | 0.0073963 | 0.0073963 | 0 | 0.00056 | 2037 |  |  |  | REF | 0 | 0 | Real 2021 ¦ 12/22/2022 3:42:52 PM | Area 1001 Gas IC 2029
26648 | Area 1001 Gas IC 2029 | SO2 | ATC | 2037 | AEP-KPCO | 2.053 | 2.053 | 0 | 0.0076488 | 0.0076488 | 0 | 0.00752 | 2037 |  |  |  | REF | 0 | 0 | Real 2021 ¦ 12/22/2022 3:42:52 PM | Area 1001 Gas IC 2029
26649 | Area 1001 Gas IC 2030 | CO2 | ATC | 2037 | AEP-KPCO | 33297.1641 | 33297.1641 | 0 | 418.6497 | 418.6497 | 0 | 122 | 2037 |  |  |  | REF | 0 | 0 | Real 2021 ¦ 12/22/2022 3:42:52 PM | Area 1001 Gas IC 2030
26650 | Area 1001 Gas IC 2030 | NOX | ATC | 2037 | AEP-KPCO | 0.15284 | 0.15284 | 0 | 0.0073961 | 0.0073961 | 0 | 0.00056 | 2037 |  |  |  | REF | 0 | 0 | Real 2021 ¦ 12/22/2022 3:42:52 PM | Area 1001 Gas IC 2030
26651 | Area 1001 Gas IC 2030 | SO2 | ATC | 2037 | AEP-KPCO | 2.0524 | 2.0524 | 0 | 0.0076466 | 0.0076466 | 0 | 0.00752 | 2037 |  |  |  | REF | 0 | 0 | Real 2021 ¦ 12/22/2022 3:42:52 PM | Area 1001 Gas IC 2030
26652 | Area 1001 Gas IC 2031 | CO2 | ATC | 2037 | AEP-KPCO | 33406.6523 | 33406.6523 | 0 | 420.0262 | 420.0262 | 0 | 122 | 2037 |  |  |  | REF | 0 | 0 | Real 2021 ¦ 12/22/2022 3:42:52 PM | Area 1001 Gas IC 2031
26653 | Area 1001 Gas IC 2031 | NOX | ATC | 2037 | AEP-KPCO | 0.15334 | 0.15334 | 0 | 0.0074745 | 0.0074745 | 0 | 0.00056 | 2037 |  |  |  | REF | 0 | 0 | Real 2021 ¦ 12/22/2022 3:42:52 PM | Area 1001 Gas IC 2031
26654 | Area 1001 Gas IC 2031 | SO2 | ATC | 2037 | AEP-KPCO | 2.0592 | 2.0592 | 0 | 0.0076717 | 0.0076717 | 0 | 0.00752 | 2037 |  |  |  | REF | 0 | 0 | Real 2021 ¦ 12/22/2022 3:42:52 PM | Area 1001 Gas IC 2031
26655 | Area 1001 Gas IC 2032 | CO2 | ATC | 2037 | AEP-KPCO | 34638.8828 | 34638.8828 | 0 | 435.5193 | 435.5193 | 0 | 122 | 2037 |  |  |  | REF | 0 | 0 | Real 2021 ¦ 12/22/2022 3:42:52 PM | Area 1001 Gas IC 2032
26656 | Area 1001 Gas IC 2032 | NOX | ATC | 2037 | AEP-KPCO | 0.159 | 0.159 | 0 | 0.0075435 | 0.0075435 | 0 | 0.00056 | 2037 |  |  |  | REF | 0 | 0 | Real 2021 ¦ 12/22/2022 3:42:52 PM | Area 1001 Gas IC 2032
26657 | Area 1001 Gas IC 2032 | SO2 | ATC | 2037 | AEP-KPCO | 2.1351 | 2.1351 | 0 | 0.0079547 | 0.0079547 | 0 | 0.00752 | 2037 |  |  |  | REF | 0 | 0 | Real 2021 ¦ 12/22/2022 3:42:52 PM | Area 1001 Gas IC 2032
26658 | Area 1001 Gas IC 2033 | CO2 | ATC | 2037 | AEP-KPCO | 40018.6367 | 40018.6367 | 0 | 503.1596 | 503.1596 | 0 | 122 | 2037 |  |  |  | REF | 0 | 0 | Real 2021 ¦ 12/22/2022 3:42:52 PM | Area 1001 Gas IC 2033
26659 | Area 1001 Gas IC 2033 | NOX | ATC | 2037 | AEP-KPCO | 0.18369 | 0.18369 | 0 | 0.010035 | 0.010035 | 0 | 0.00056 | 2037 |  |  |  | REF | 0 | 0 | Real 2021 ¦ 12/22/2022 3:42:52 PM | Area 1001 Gas IC 2033
26660 | Area 1001 Gas IC 2033 | SO2 | ATC | 2037 | AEP-KPCO | 2.4667 | 2.4667 | 0 | 0.0091902 | 0.0091902 | 0 | 0.00752 | 2037 |  |  |  | REF | 0 | 0 | Real 2021 ¦ 12/22/2022 3:42:52 PM | Area 1001 Gas IC 2033
26661 | Area 1001 Gas IC 2034 | CO2 | ATC | 2037 | AEP-KPCO | 31084.7578 | 31084.7578 | 0 | 390.8328 | 390.8328 | 0 | 122 | 2037 |  |  |  | REF | 0 | 0 | Real 2021 ¦ 12/22/2022 3:42:52 PM | Area 1001 Gas IC 2034
26662 | Area 1001 Gas IC 2034 | NOX | ATC | 2037 | AEP-KPCO | 0.14268 | 0.14268 | 0 | 0.007229 | 0.007229 | 0 | 0.00056 | 2037 |  |  |  | REF | 0 | 0 | Real 2021 ¦ 12/22/2022 3:42:52 PM | Area 1001 Gas IC 2034
26663 | Area 1001 Gas IC 2034 | SO2 | ATC | 2037 | AEP-KPCO | 1.916 | 1.916 | 0 | 0.0071385 | 0.0071385 | 0 | 0.00752 | 2037 |  |  |  | REF | 0 | 0 | Real 2021 ¦ 12/22/2022 3:42:52 PM | Area 1001 Gas IC 2034
26664 | Area 1001 Gas IC 2035 | CO2 | ATC | 2037 | AEP-KPCO | 32850.3906 | 32850.3906 | 0 | 413.0323 | 413.0323 | 0 | 122 | 2037 |  |  |  | REF | 0 | 0 | Real 2021 ¦ 12/22/2022 3:42:52 PM | Area 1001 Gas IC 2035
26665 | Area 1001 Gas IC 2035 | NOX | ATC | 2037 | AEP-KPCO | 0.15079 | 0.15079 | 0 | 0.0072951 | 0.0072951 | 0 | 0.00056 | 2037 |  |  |  | REF | 0 | 0 | Real 2021 ¦ 12/22/2022 3:42:52 PM | Area 1001 Gas IC 2035
26666 | Area 1001 Gas IC 2035 | SO2 | ATC | 2037 | AEP-KPCO | 2.0249 | 2.0249 | 0 | 0.007544 | 0.007544 | 0 | 0.00752 | 2037 |  |  |  | REF | 0 | 0 | Real 2021 ¦ 12/22/2022 3:42:52 PM | Area 1001 Gas IC 2035
26667 | Area 1001 Gas IC 2036 | CO2 | ATC | 2037 | AEP-KPCO | 33195.2773 | 33195.2773 | 0 | 417.3686 | 417.3686 | 0 | 122 | 2037 |  |  |  | REF | 0 | 0 | Real 2021 ¦ 12/22/2022 3:42:52 PM | Area 1001 Gas IC 2036
26668 | Area 1001 Gas IC 2036 | NOX | ATC | 2037 | AEP-KPCO | 0.15237 | 0.15237 | 0 | 0.0073846 | 0.0073846 | 0 | 0.00056 | 2037 |  |  |  | REF | 0 | 0 | Real 2021 ¦ 12/22/2022 3:42:52 PM | Area 1001 Gas IC 2036
26669 | Area 1001 Gas IC 2036 | SO2 | ATC | 2037 | AEP-KPCO | 2.0461 | 2.0461 | 0 | 0.0076232 | 0.0076232 | 0 | 0.00752 | 2037 |  |  |  | REF | 0 | 0 | Real 2021 ¦ 12/22/2022 3:42:52 PM | Area 1001 Gas IC 2036
26670 | Area 1001 Gas IC 2037 | CO2 | ATC | 2037 | AEP-KPCO | 33419.0078 | 33419.0078 | 0 | 420.1816 | 420.1816 | 0 | 122 | 2037 |  |  |  | REF | 0 | 0 | Real 2021 ¦ 12/22/2022 3:42:52 PM | Area 1001 Gas IC 2037
26671 | Area 1001 Gas IC 2037 | NOX | ATC | 2037 | AEP-KPCO | 0.1534 | 0.1534 | 0 | 0.0073965 | 0.0073965 | 0 | 0.00056 | 2037 |  |  |  | REF | 0 | 0 | Real 2021 ¦ 12/22/2022 3:42:52 PM | Area 1001 Gas IC 2037
26672 | Area 1001 Gas IC 2037 | SO2 | ATC | 2037 | AEP-KPCO | 2.0599 | 2.0599 | 0 | 0.0076746 | 0.0076746 | 0 | 0.00752 | 2037 |  |  |  | REF | 0 | 0 | Real 2021 ¦ 12/22/2022 3:42:52 PM | Area 1001 Gas IC 2037
26673 | Area 1001 Gas IC 2038 | CO2 | ATC | 2037 | AEP-KPCO | 0 | 0 | 0 | 0 | 0 | 0 | 122 | 2037 |  |  |  | REF | 0 | 0 | Real 2021 ¦ 12/22/2022 3:42:52 PM | Area 1001 Gas IC 2038
26674 | Area 1001 Gas IC 2038 | NOX | ATC | 2037 | AEP-KPCO | 0 | 0 | 0 | 0 | 0 | 0 | 0.00056 | 2037 |  |  |  | REF | 0 | 0 | Real 2021 ¦ 12/22/2022 3:42:52 PM | Area 1001 Gas IC 2038
26675 | Area 1001 Gas IC 2038 | SO2 | ATC | 2037 | AEP-KPCO | 0 | 0 | 0 | 0 | 0 | 0 | 0.00752 | 2037 |  |  |  | REF | 0 | 0 | Real 2021 ¦ 12/22/2022 3:42:52 PM | Area 1001 Gas IC 2038
26676 | Area 1001 Gas IC 2039 | CO2 | ATC | 2037 | AEP-KPCO | 0 | 0 | 0 | 0 | 0 | 0 | 122 | 2037 |  |  |  | REF | 0 | 0 | Real 2021 ¦ 12/22/2022 3:42:52 PM | Area 1001 Gas IC 2039
26677 | Area 1001 Gas IC 2039 | NOX | ATC | 2037 | AEP-KPCO | 0 | 0 | 0 | 0 | 0 | 0 | 0.00056 | 2037 |  |  |  | REF | 0 | 0 | Real 2021 ¦ 12/22/2022 3:42:52 PM | Area 1001 Gas IC 2039
26678 | Area 1001 Gas IC 2039 | SO2 | ATC | 2037 | AEP-KPCO | 0 | 0 | 0 | 0 | 0 | 0 | 0.00752 | 2037 |  |  |  | REF | 0 | 0 | Real 2021 ¦ 12/22/2022 3:42:52 PM | Area 1001 Gas IC 2039
26679 | Area 1001 Gas IC 2040 | CO2 | ATC | 2037 | AEP-KPCO | 0 | 0 | 0 | 0 | 0 | 0 | 122 | 2037 |  |  |  | REF | 0 | 0 | Real 2021 ¦ 12/22/2022 3:42:52 PM | Area 1001 Gas IC 2040
26680 | Area 1001 Gas IC 2040 | NOX | ATC | 2037 | AEP-KPCO | 0 | 0 | 0 | 0 | 0 | 0 | 0.00056 | 2037 |  |  |  | REF | 0 | 0 | Real 2021 ¦ 12/22/2022 3:42:52 PM | Area 1001 Gas IC 2040
26681 | Area 1001 Gas IC 2040 | SO2 | ATC | 2037 | AEP-KPCO | 0 | 0 | 0 | 0 | 0 | 0 | 0.00752 | 2037 |  |  |  | REF | 0 | 0 | Real 2021 ¦ 12/22/2022 3:42:52 PM | Area 1001 Gas IC 2040
26682 | Area 1001 Gas IC 2041 | CO2 | ATC | 2037 | AEP-KPCO | 0 | 0 | 0 | 0 | 0 | 0 | 122 | 2037 |  |  |  | REF | 0 | 0 | Real 2021 ¦ 12/22/2022 3:42:52 PM | Area 1001 Gas IC 2041
26683 | Area 1001 Gas IC 2041 | NOX | ATC | 2037 | AEP-KPCO | 0 | 0 | 0 | 0 | 0 | 0 | 0.00056 | 2037 |  |  |  | REF | 0 | 0 | Real 2021 ¦ 12/22/2022 3:42:52 PM | Area 1001 Gas IC 2041
26684 | Area 1001 Gas IC 2041 | SO2 | ATC | 2037 | AEP-KPCO | 0 | 0 | 0 | 0 | 0 | 0 | 0.00752 | 2037 |  |  |  | REF | 0 | 0 | Real 2021 ¦ 12/22/2022 3:42:52 PM | Area 1001 Gas IC 2041
26685 | Area 1001 Gas IC 2042 | CO2 | ATC | 2037 | AEP-KPCO | 0 | 0 | 0 | 0 | 0 | 0 | 122 | 2037 |  |  |  | REF | 0 | 0 | Real 2021 ¦ 12/22/2022 3:42:52 PM | Area 1001 Gas IC 2042
26686 | Area 1001 Gas IC 2042 | NOX | ATC | 2037 | AEP-KPCO | 0 | 0 | 0 | 0 | 0 | 0 | 0.00056 | 2037 |  |  |  | REF | 0 | 0 | Real 2021 ¦ 12/22/2022 3:42:52 PM | Area 1001 Gas IC 2042
26687 | Area 1001 Gas IC 2042 | SO2 | ATC | 2037 | AEP-KPCO | 0 | 0 | 0 | 0 | 0 | 0 | 0.00752 | 2037 |  |  |  | REF | 0 | 0 | Real 2021 ¦ 12/22/2022 3:42:52 PM | Area 1001 Gas IC 2042
26688 | Area 1001 Gas IC 2043 | CO2 | ATC | 2037 | AEP-KPCO | 0 | 0 | 0 | 0 | 0 | 0 | 122 | 2037 |  |  |  | REF | 0 | 0 | Real 2021 ¦ 12/22/2022 3:42:52 PM | Area 1001 Gas IC 2043
26689 | Area 1001 Gas IC 2043 | NOX | ATC | 2037 | AEP-KPCO | 0 | 0 | 0 | 0 | 0 | 0 | 0.00056 | 2037 |  |  |  | REF | 0 | 0 | Real 2021 ¦ 12/22/2022 3:42:52 PM | Area 1001 Gas IC 2043
26690 | Area 1001 Gas IC 2043 | SO2 | ATC | 2037 | AEP-KPCO | 0 | 0 | 0 | 0 | 0 | 0 | 0.00752 | 2037 |  |  |  | REF | 0 | 0 | Real 2021 ¦ 12/22/2022 3:42:52 PM | Area 1001 Gas IC 2043
26691 | Area 1001 Gas CCS 2024 | CO2 | ATC | 2037 | AEP-KPCO | 16072.957 | 16072.957 | 0 | 7652.6821 | 7652.6821 | 0 | 11.7 | 2037 |  |  |  | REF | 0 | 0 | Real 2021 ¦ 12/22/2022 3:42:52 PM | Area 1001 Gas CCS 2024
26692 | Area 1001 Gas CCS 2024 | NOX | ATC | 2037 | AEP-KPCO | 19.2326 | 19.2326 | 0 | 0.92103 | 0.92103 | 0 | 0.014 | 2037 |  |  |  | REF | 0 | 0 | Real 2021 ¦ 12/22/2022 3:42:52 PM | Area 1001 Gas CCS 2024
26693 | Area 1001 Gas CCS 2024 | SO2 | ATC | 2037 | AEP-KPCO | 7.0748 | 7.0748 | 0 | 0.026358 | 0.026358 | 0 | 0.00515 | 2037 |  |  |  | REF | 0 | 0 | Real 2021 ¦ 12/22/2022 3:42:52 PM | Area 1001 Gas CCS 2024
26694 | Area 1001 Gas CCS 2025 | CO2 | ATC | 2037 | AEP-KPCO | 16275.2666 | 16275.2666 | 0 | 7749.0063 | 7749.0063 | 0 | 11.7 | 2037 |  |  |  | REF | 0 | 0 | Real 2021 ¦ 12/22/2022 3:42:52 PM | Area 1001 Gas CCS 2025
26695 | Area 1001 Gas CCS 2025 | NOX | ATC | 2037 | AEP-KPCO | 19.4747 | 19.4747 | 0 | 0.91699 | 0.91699 | 0 | 0.014 | 2037 |  |  |  | REF | 0 | 0 | Real 2021 ¦ 12/22/2022 3:42:52 PM | Area 1001 Gas CCS 2025
26696 | Area 1001 Gas CCS 2025 | SO2 | ATC | 2037 | AEP-KPCO | 7.1639 | 7.1639 | 0 | 0.02669 | 0.02669 | 0 | 0.00515 | 2037 |  |  |  | REF | 0 | 0 | Real 2021 ¦ 12/22/2022 3:42:52 PM | Area 1001 Gas CCS 2025
26697 | Area 1001 Gas CCS 2026 | CO2 | ATC | 2037 | AEP-KPCO | 123591.2266 | 123591.2266 | 0 | -79774.875 | -79774.875 | 0 | 11.7 | 2037 |  |  |  | REF | 0 | 0 | Real 2021 ¦ 12/22/2022 3:42:52 PM | Area 1001 Gas CCS 2026
26698 | Area 1001 Gas CCS 2026 | NOX | ATC | 2037 | AEP-KPCO | 147.8869 | 147.8869 | 0 | 7.1969 | 7.1969 | 0 | 0.014 | 2037 |  |  |  | REF | 0 | 0 | Real 2021 ¦ 12/22/2022 3:42:52 PM | Area 1001 Gas CCS 2026
26699 | Area 1001 Gas CCS 2026 | SO2 | ATC | 2037 | AEP-KPCO | 54.4013 | 54.4013 | 0 | 0.20268 | 0.20268 | 0 | 0.00515 | 2037 |  |  |  | REF | 0 | 0 | Real 2021 ¦ 12/22/2022 3:42:52 PM | Area 1001 Gas CCS 2026
26700 | Area 1001 Gas CCS 2027 | CO2 | ATC | 2037 | AEP-KPCO | 122382.2969 | 122382.2969 | 0 | -78994.5391 | -78994.5391 | 0 | 11.7 | 2037 |  |  |  | REF | 0 | 0 | Real 2021 ¦ 12/22/2022 3:42:52 PM | Area 1001 Gas CCS 2027
26701 | Area 1001 Gas CCS 2027 | NOX | ATC | 2037 | AEP-KPCO | 146.4404 | 146.4404 | 0 | 7.1265 | 7.1265 | 0 | 0.014 | 2037 |  |  |  | REF | 0 | 0 | Real 2021 ¦ 12/22/2022 3:42:52 PM | Area 1001 Gas CCS 2027
26702 | Area 1001 Gas CCS 2027 | SO2 | ATC | 2037 | AEP-KPCO | 53.8691 | 53.8691 | 0 | 0.2007 | 0.2007 | 0 | 0.00515 | 2037 |  |  |  | REF | 0 | 0 | Real 2021 ¦ 12/22/2022 3:42:52 PM | Area 1001 Gas CCS 2027
26703 | Area 1001 Gas CCS 2028 | CO2 | ATC | 2037 | AEP-KPCO | 120980.6406 | 120980.6406 | 0 | -78089.8047 | -78089.8047 | 0 | 11.7 | 2037 |  |  |  | REF | 0 | 0 | Real 2021 ¦ 12/22/2022 3:42:52 PM | Area 1001 Gas CCS 2028
26704 | Area 1001 Gas CCS 2028 | NOX | ATC | 2037 | AEP-KPCO | 144.7632 | 144.7632 | 0 | 7.0449 | 7.0449 | 0 | 0.014 | 2037 |  |  |  | REF | 0 | 0 | Real 2021 ¦ 12/22/2022 3:42:52 PM | Area 1001 Gas CCS 2028
26705 | Area 1001 Gas CCS 2028 | SO2 | ATC | 2037 | AEP-KPCO | 53.2522 | 53.2522 | 0 | 0.1984 | 0.1984 | 0 | 0.00515 | 2037 |  |  |  | REF | 0 | 0 | Real 2021 ¦ 12/22/2022 3:42:52 PM | Area 1001 Gas CCS 2028
26706 | Area 1001 Gas CCS 2029 | CO2 | ATC | 2037 | AEP-KPCO | 119754.1875 | 119754.1875 | 0 | -77298.1641 | -77298.1641 | 0 | 11.7 | 2037 |  |  |  | REF | 0 | 0 | Real 2021 ¦ 12/22/2022 3:42:52 PM | Area 1001 Gas CCS 2029
26707 | Area 1001 Gas CCS 2029 | NOX | ATC | 2037 | AEP-KPCO | 143.2956 | 143.2956 | 0 | 6.9735 | 6.9735 | 0 | 0.014 | 2037 |  |  |  | REF | 0 | 0 | Real 2021 ¦ 12/22/2022 3:42:52 PM | Area 1001 Gas CCS 2029
26708 | Area 1001 Gas CCS 2029 | SO2 | ATC | 2037 | AEP-KPCO | 52.7123 | 52.7123 | 0 | 0.19639 | 0.19639 | 0 | 0.00515 | 2037 |  |  |  | REF | 0 | 0 | Real 2021 ¦ 12/22/2022 3:42:52 PM | Area 1001 Gas CCS 2029
26709 | Area 1001 Gas CCS 2030 | CO2 | ATC | 2037 | AEP-KPCO | 118545.2578 | 118545.2578 | 0 | -76517.8359 | -76517.8359 | 0 | 11.7 | 2037 |  |  |  | REF | 0 | 0 | Real 2021 ¦ 12/22/2022 3:42:52 PM | Area 1001 Gas CCS 2030
26710 | Area 1001 Gas CCS 2030 | NOX | ATC | 2037 | AEP-KPCO | 141.849 | 141.849 | 0 | 6.9031 | 6.9031 | 0 | 0.014 | 2037 |  |  |  | REF | 0 | 0 | Real 2021 ¦ 12/22/2022 3:42:52 PM | Area 1001 Gas CCS 2030
26711 | Area 1001 Gas CCS 2030 | SO2 | ATC | 2037 | AEP-KPCO | 52.1802 | 52.1802 | 0 | 0.19441 | 0.19441 | 0 | 0.00515 | 2037 |  |  |  | REF | 0 | 0 | Real 2021 ¦ 12/22/2022 3:42:52 PM | Area 1001 Gas CCS 2030
26712 | Area 1001 Gas CCS 2031 | CO2 | ATC | 2037 | AEP-KPCO | 117318.8047 | 117318.8047 | 0 | -75726.1875 | -75726.1875 | 0 | 11.7 | 2037 |  |  |  | REF | 0 | 0 | Real 2021 ¦ 12/22/2022 3:42:52 PM | Area 1001 Gas CCS 2031
26713 | Area 1001 Gas CCS 2031 | NOX | ATC | 2037 | AEP-KPCO | 140.3815 | 140.3815 | 0 | 6.8317 | 6.8317 | 0 | 0.014 | 2037 |  |  |  | REF | 0 | 0 | Real 2021 ¦ 12/22/2022 3:42:52 PM | Area 1001 Gas CCS 2031
26714 | Area 1001 Gas CCS 2031 | SO2 | ATC | 2037 | AEP-KPCO | 51.6403 | 51.6403 | 0 | 0.19239 | 0.19239 | 0 | 0.00515 | 2037 |  |  |  | REF | 0 | 0 | Real 2021 ¦ 12/22/2022 3:42:52 PM | Area 1001 Gas CCS 2031
26715 | Area 1001 Gas CCS 2032 | CO2 | ATC | 2037 | AEP-KPCO | 115934.6719 | 115934.6719 | 0 | -74832.7656 | -74832.7656 | 0 | 11.7 | 2037 |  |  |  | REF | 0 | 0 | Real 2021 ¦ 12/22/2022 3:42:52 PM | Area 1001 Gas CCS 2032
26716 | Area 1001 Gas CCS 2032 | NOX | ATC | 2037 | AEP-KPCO | 138.7253 | 138.7253 | 0 | 6.7511 | 6.7511 | 0 | 0.014 | 2037 |  |  |  | REF | 0 | 0 | Real 2021 ¦ 12/22/2022 3:42:52 PM | Area 1001 Gas CCS 2032
26717 | Area 1001 Gas CCS 2032 | SO2 | ATC | 2037 | AEP-KPCO | 51.0311 | 51.0311 | 0 | 0.19012 | 0.19012 | 0 | 0.00515 | 2037 |  |  |  | REF | 0 | 0 | Real 2021 ¦ 12/22/2022 3:42:52 PM | Area 1001 Gas CCS 2032
26718 | Area 1001 Gas CCS 2033 | CO2 | ATC | 2037 | AEP-KPCO | 24073.9785 | 24073.9785 | 0 | 11462.1416 | 11462.1416 | 0 | 11.7 | 2037 |  |  |  | REF | 0 | 0 | Real 2021 ¦ 12/22/2022 3:42:52 PM | Area 1001 Gas CCS 2033
26719 | Area 1001 Gas CCS 2033 | NOX | ATC | 2037 | AEP-KPCO | 28.8065 | 28.8065 | 0 | 1.6131 | 1.6131 | 0 | 0.014 | 2037 |  |  |  | REF | 0 | 0 | Real 2021 ¦ 12/22/2022 3:42:52 PM | Area 1001 Gas CCS 2033
26720 | Area 1001 Gas CCS 2033 | SO2 | ATC | 2037 | AEP-KPCO | 10.5967 | 10.5967 | 0 | 0.03948 | 0.03948 | 0 | 0.00515 | 2037 |  |  |  | REF | 0 | 0 | Real 2021 ¦ 12/22/2022 3:42:52 PM | Area 1001 Gas CCS 2033
26721 | Area 1001 Gas CCS 2034 | CO2 | ATC | 2037 | AEP-KPCO | 25043.123 | 25043.123 | 0 | 11923.5723 | 11923.5723 | 0 | 11.7 | 2037 |  |  |  | REF | 0 | 0 | Real 2021 ¦ 12/22/2022 3:42:52 PM | Area 1001 Gas CCS 2034
26722 | Area 1001 Gas CCS 2034 | NOX | ATC | 2037 | AEP-KPCO | 29.9661 | 29.9661 | 0 | 1.6544 | 1.6544 | 0 | 0.014 | 2037 |  |  |  | REF | 0 | 0 | Real 2021 ¦ 12/22/2022 3:42:52 PM | Area 1001 Gas CCS 2034
26723 | Area 1001 Gas CCS 2034 | SO2 | ATC | 2037 | AEP-KPCO | 11.0233 | 11.0233 | 0 | 0.041069 | 0.041069 | 0 | 0.00515 | 2037 |  |  |  | REF | 0 | 0 | Real 2021 ¦ 12/22/2022 3:42:52 PM | Area 1001 Gas CCS 2034
26724 | Area 1001 Gas CCS 2035 | CO2 | ATC | 2037 | AEP-KPCO | 26290.9707 | 26290.9707 | 0 | 12517.6992 | 12517.6992 | 0 | 11.7 | 2037 |  |  |  | REF | 0 | 0 | Real 2021 ¦ 12/22/2022 3:42:52 PM | Area 1001 Gas CCS 2035
26725 | Area 1001 Gas CCS 2035 | NOX | ATC | 2037 | AEP-KPCO | 31.4593 | 31.4593 | 0 | 1.7074 | 1.7074 | 0 | 0.014 | 2037 |  |  |  | REF | 0 | 0 | Real 2021 ¦ 12/22/2022 3:42:52 PM | Area 1001 Gas CCS 2035
26726 | Area 1001 Gas CCS 2035 | SO2 | ATC | 2037 | AEP-KPCO | 11.5725 | 11.5725 | 0 | 0.043115 | 0.043115 | 0 | 0.00515 | 2037 |  |  |  | REF | 0 | 0 | Real 2021 ¦ 12/22/2022 3:42:52 PM | Area 1001 Gas CCS 2035
26727 | Area 1001 Gas CCS 2036 | CO2 | ATC | 2037 | AEP-KPCO | 26558.0664 | 26558.0664 | 0 | 12644.8701 | 12644.8701 | 0 | 11.7 | 2037 |  |  |  | REF | 0 | 0 | Real 2021 ¦ 12/22/2022 3:42:52 PM | Area 1001 Gas CCS 2036
26728 | Area 1001 Gas CCS 2036 | NOX | ATC | 2037 | AEP-KPCO | 31.7789 | 31.7789 | 0 | 1.6669 | 1.6669 | 0 | 0.014 | 2037 |  |  |  | REF | 0 | 0 | Real 2021 ¦ 12/22/2022 3:42:52 PM | Area 1001 Gas CCS 2036
26729 | Area 1001 Gas CCS 2036 | SO2 | ATC | 2037 | AEP-KPCO | 11.6901 | 11.6901 | 0 | 0.043553 | 0.043553 | 0 | 0.00515 | 2037 |  |  |  | REF | 0 | 0 | Real 2021 ¦ 12/22/2022 3:42:52 PM | Area 1001 Gas CCS 2036
26730 | Area 1001 Gas CCS 2037 | CO2 | ATC | 2037 | AEP-KPCO | 27224.3887 | 27224.3887 | 0 | 12962.1201 | 12962.1201 | 0 | 11.7 | 2037 |  |  |  | REF | 0 | 0 | Real 2021 ¦ 12/22/2022 3:42:52 PM | Area 1001 Gas CCS 2037
26731 | Area 1001 Gas CCS 2037 | NOX | ATC | 2037 | AEP-KPCO | 32.5762 | 32.5762 | 0 | 1.7045 | 1.7045 | 0 | 0.014 | 2037 |  |  |  | REF | 0 | 0 | Real 2021 ¦ 12/22/2022 3:42:52 PM | Area 1001 Gas CCS 2037
26732 | Area 1001 Gas CCS 2037 | SO2 | ATC | 2037 | AEP-KPCO | 11.9834 | 11.9834 | 0 | 0.044646 | 0.044646 | 0 | 0.00515 | 2037 |  |  |  | REF | 0 | 0 | Real 2021 ¦ 12/22/2022 3:42:52 PM | Area 1001 Gas CCS 2037
26733 | Area 1001 Gas CCS 2038 | CO2 | ATC | 2037 | AEP-KPCO | 0 | 0 | 0 | 0 | 0 | 0 | 11.7 | 2037 |  |  |  | REF | 0 | 0 | Real 2021 ¦ 12/22/2022 3:42:52 PM | Area 1001 Gas CCS 2038
26734 | Area 1001 Gas CCS 2038 | NOX | ATC | 2037 | AEP-KPCO | 0 | 0 | 0 | 0 | 0 | 0 | 0.014 | 2037 |  |  |  | REF | 0 | 0 | Real 2021 ¦ 12/22/2022 3:42:52 PM | Area 1001 Gas CCS 2038
26735 | Area 1001 Gas CCS 2038 | SO2 | ATC | 2037 | AEP-KPCO | 0 | 0 | 0 | 0 | 0 | 0 | 0.00515 | 2037 |  |  |  | REF | 0 | 0 | Real 2021 ¦ 12/22/2022 3:42:52 PM | Area 1001 Gas CCS 2038
26736 | Area 1001 Gas CCS 2039 | CO2 | ATC | 2037 | AEP-KPCO | 0 | 0 | 0 | 0 | 0 | 0 | 11.7 | 2037 |  |  |  | REF | 0 | 0 | Real 2021 ¦ 12/22/2022 3:42:52 PM | Area 1001 Gas CCS 2039
26737 | Area 1001 Gas CCS 2039 | NOX | ATC | 2037 | AEP-KPCO | 0 | 0 | 0 | 0 | 0 | 0 | 0.014 | 2037 |  |  |  | REF | 0 | 0 | Real 2021 ¦ 12/22/2022 3:42:52 PM | Area 1001 Gas CCS 2039
26738 | Area 1001 Gas CCS 2039 | SO2 | ATC | 2037 | AEP-KPCO | 0 | 0 | 0 | 0 | 0 | 0 | 0.00515 | 2037 |  |  |  | REF | 0 | 0 | Real 2021 ¦ 12/22/2022 3:42:52 PM | Area 1001 Gas CCS 2039
26739 | Area 1001 Gas CCS 2040 | CO2 | ATC | 2037 | AEP-KPCO | 0 | 0 | 0 | 0 | 0 | 0 | 11.7 | 2037 |  |  |  | REF | 0 | 0 | Real 2021 ¦ 12/22/2022 3:42:52 PM | Area 1001 Gas CCS 2040
26740 | Area 1001 Gas CCS 2040 | NOX | ATC | 2037 | AEP-KPCO | 0 | 0 | 0 | 0 | 0 | 0 | 0.014 | 2037 |  |  |  | REF | 0 | 0 | Real 2021 ¦ 12/22/2022 3:42:52 PM | Area 1001 Gas CCS 2040
26741 | Area 1001 Gas CCS 2040 | SO2 | ATC | 2037 | AEP-KPCO | 0 | 0 | 0 | 0 | 0 | 0 | 0.00515 | 2037 |  |  |  | REF | 0 | 0 | Real 2021 ¦ 12/22/2022 3:42:52 PM | Area 1001 Gas CCS 2040
26742 | Area 1001 Gas CCS 2041 | CO2 | ATC | 2037 | AEP-KPCO | 0 | 0 | 0 | 0 | 0 | 0 | 11.7 | 2037 |  |  |  | REF | 0 | 0 | Real 2021 ¦ 12/22/2022 3:42:52 PM | Area 1001 Gas CCS 2041
26743 | Area 1001 Gas CCS 2041 | NOX | ATC | 2037 | AEP-KPCO | 0 | 0 | 0 | 0 | 0 | 0 | 0.014 | 2037 |  |  |  | REF | 0 | 0 | Real 2021 ¦ 12/22/2022 3:42:52 PM | Area 1001 Gas CCS 2041
26744 | Area 1001 Gas CCS 2041 | SO2 | ATC | 2037 | AEP-KPCO | 0 | 0 | 0 | 0 | 0 | 0 | 0.00515 | 2037 |  |  |  | REF | 0 | 0 | Real 2021 ¦ 12/22/2022 3:42:52 PM | Area 1001 Gas CCS 2041
26745 | Area 1001 Gas CCS 2042 | CO2 | ATC | 2037 | AEP-KPCO | 0 | 0 | 0 | 0 | 0 | 0 | 11.7 | 2037 |  |  |  | REF | 0 | 0 | Real 2021 ¦ 12/22/2022 3:42:52 PM | Area 1001 Gas CCS 2042
26746 | Area 1001 Gas CCS 2042 | NOX | ATC | 2037 | AEP-KPCO | 0 | 0 | 0 | 0 | 0 | 0 | 0.014 | 2037 |  |  |  | REF | 0 | 0 | Real 2021 ¦ 12/22/2022 3:42:52 PM | Area 1001 Gas CCS 2042
26747 | Area 1001 Gas CCS 2042 | SO2 | ATC | 2037 | AEP-KPCO | 0 | 0 | 0 | 0 | 0 | 0 | 0.00515 | 2037 |  |  |  | REF | 0 | 0 | Real 2021 ¦ 12/22/2022 3:42:52 PM | Area 1001 Gas CCS 2042
26748 | Area 1001 Gas CCS 2043 | CO2 | ATC | 2037 | AEP-KPCO | 0 | 0 | 0 | 0 | 0 | 0 | 11.7 | 2037 |  |  |  | REF | 0 | 0 | Real 2021 ¦ 12/22/2022 3:42:52 PM | Area 1001 Gas CCS 2043
26749 | Area 1001 Gas CCS 2043 | NOX | ATC | 2037 | AEP-KPCO | 0 | 0 | 0 | 0 | 0 | 0 | 0.014 | 2037 |  |  |  | REF | 0 | 0 | Real 2021 ¦ 12/22/2022 3:42:52 PM | Area 1001 Gas CCS 2043
26750 | Area 1001 Gas CCS 2043 | SO2 | ATC | 2037 | AEP-KPCO | 0 | 0 | 0 | 0 | 0 | 0 | 0.00515 | 2037 |  |  |  | REF | 0 | 0 | Real 2021 ¦ 12/22/2022 3:42:52 PM | Area 1001 Gas CCS 2043
26751 | Area 1001 Coal CCS 2025 | CO2 | ATC | 2037 | AEP-KPCO | 1337.7987 | 1337.7987 | 0 | 636.9549 | 636.9549 | 0 | 20.57 | 2037 |  |  |  | REF | 0 | 0 | Real 2021 ¦ 12/22/2022 3:42:52 PM | Area 1001 Coal CCS 2025
26752 | Area 1001 Coal CCS 2025 | NOX | ATC | 2037 | AEP-KPCO | 0.47477 | 0.47477 | 0 | 0.0023428 | 0.0023428 | 0 | 0.0073 | 2037 |  |  |  | REF | 0 | 0 | Real 2021 ¦ 12/22/2022 3:42:52 PM | Area 1001 Coal CCS 2025
26753 | Area 1001 Coal CCS 2025 | SO2 | ATC | 2037 | AEP-KPCO | 27.7705 | 27.7705 | 0 | 0.10346 | 0.10346 | 0 | 0.427 | 2037 |  |  |  | REF | 0 | 0 | Real 2021 ¦ 12/22/2022 3:42:52 PM | Area 1001 Coal CCS 2025
26754 | Area 1001 Coal CCS 2026 | CO2 | ATC | 2037 | AEP-KPCO | 669932.125 | 669932.125 | 0 | -432423.5 | -432423.5 | 0 | 20.57 | 2037 |  |  |  | REF | 0 | 0 | Real 2021 ¦ 12/22/2022 3:42:52 PM | Area 1001 Coal CCS 2026
26755 | Area 1001 Coal CCS 2026 | NOX | ATC | 2037 | AEP-KPCO | 237.7494 | 237.7494 | 0 | 11.7287 | 11.7287 | 0 | 0.0073 | 2037 |  |  |  | REF | 0 | 0 | Real 2021 ¦ 12/22/2022 3:42:52 PM | Area 1001 Coal CCS 2026
26756 | Area 1001 Coal CCS 2026 | SO2 | ATC | 2037 | AEP-KPCO | 13906.71 | 13906.71 | 0 | 51.8117 | 51.8117 | 0 | 0.427 | 2037 |  |  |  | REF | 0 | 0 | Real 2021 ¦ 12/22/2022 3:42:52 PM | Area 1001 Coal CCS 2026
26757 | Area 1001 Coal CCS 2027 | CO2 | ATC | 2037 | AEP-KPCO | 661807.125 | 661807.125 | 0 | -427179.0312 | -427179.0312 | 0 | 20.57 | 2037 |  |  |  | REF | 0 | 0 | Real 2021 ¦ 12/22/2022 3:42:52 PM | Area 1001 Coal CCS 2027
26758 | Area 1001 Coal CCS 2027 | NOX | ATC | 2037 | AEP-KPCO | 234.8659 | 234.8659 | 0 | 11.5864 | 11.5864 | 0 | 0.0073 | 2037 |  |  |  | REF | 0 | 0 | Real 2021 ¦ 12/22/2022 3:42:52 PM | Area 1001 Coal CCS 2027
26759 | Area 1001 Coal CCS 2027 | SO2 | ATC | 2037 | AEP-KPCO | 13738.0479 | 13738.0479 | 0 | 51.1833 | 51.1833 | 0 | 0.427 | 2037 |  |  |  | REF | 0 | 0 | Real 2021 ¦ 12/22/2022 3:42:52 PM | Area 1001 Coal CCS 2027
26760 | Area 1001 Coal CCS 2028 | CO2 | ATC | 2037 | AEP-KPCO | 653682.1875 | 653682.1875 | 0 | -421934.5625 | -421934.5625 | 0 | 20.57 | 2037 |  |  |  | REF | 0 | 0 | Real 2021 ¦ 12/22/2022 3:42:52 PM | Area 1001 Coal CCS 2028
26761 | Area 1001 Coal CCS 2028 | NOX | ATC | 2037 | AEP-KPCO | 231.9825 | 231.9825 | 0 | 11.4442 | 11.4442 | 0 | 0.0073 | 2037 |  |  |  | REF | 0 | 0 | Real 2021 ¦ 12/22/2022 3:42:52 PM | Area 1001 Coal CCS 2028
26762 | Area 1001 Coal CCS 2028 | SO2 | ATC | 2037 | AEP-KPCO | 13569.3867 | 13569.3867 | 0 | 50.5549 | 50.5549 | 0 | 0.427 | 2037 |  |  |  | REF | 0 | 0 | Real 2021 ¦ 12/22/2022 3:42:52 PM | Area 1001 Coal CCS 2028
26763 | Area 1001 Coal CCS 2029 | CO2 | ATC | 2037 | AEP-KPCO | 646207.1875 | 646207.1875 | 0 | -417109.6562 | -417109.6562 | 0 | 20.57 | 2037 |  |  |  | REF | 0 | 0 | Real 2021 ¦ 12/22/2022 3:42:52 PM | Area 1001 Coal CCS 2029
26764 | Area 1001 Coal CCS 2029 | NOX | ATC | 2037 | AEP-KPCO | 229.3297 | 229.3297 | 0 | 11.3133 | 11.3133 | 0 | 0.0073 | 2037 |  |  |  | REF | 0 | 0 | Real 2021 ¦ 12/22/2022 3:42:52 PM | Area 1001 Coal CCS 2029
26765 | Area 1001 Coal CCS 2029 | SO2 | ATC | 2037 | AEP-KPCO | 13414.2178 | 13414.2178 | 0 | 49.9768 | 49.9768 | 0 | 0.427 | 2037 |  |  |  | REF | 0 | 0 | Real 2021 ¦ 12/22/2022 3:42:52 PM | Area 1001 Coal CCS 2029
26766 | Area 1001 Coal CCS 2030 | CO2 | ATC | 2037 | AEP-KPCO | 638028 | 638028 | 0 | -411830.2188 | -411830.2188 | 0 | 20.57 | 2037 |  |  |  | REF | 0 | 0 | Real 2021 ¦ 12/22/2022 3:42:52 PM | Area 1001 Coal CCS 2030
26767 | Area 1001 Coal CCS 2030 | NOX | ATC | 2037 | AEP-KPCO | 226.4271 | 226.4271 | 0 | 11.1701 | 11.1701 | 0 | 0.0073 | 2037 |  |  |  | REF | 0 | 0 | Real 2021 ¦ 12/22/2022 3:42:52 PM | Area 1001 Coal CCS 2030
26768 | Area 1001 Coal CCS 2030 | SO2 | ATC | 2037 | AEP-KPCO | 13244.4316 | 13244.4316 | 0 | 49.3442 | 49.3442 | 0 | 0.427 | 2037 |  |  |  | REF | 0 | 0 | Real 2021 ¦ 12/22/2022 3:42:52 PM | Area 1001 Coal CCS 2030
26769 | Area 1001 Coal CCS 2031 | CO2 | ATC | 2037 | AEP-KPCO | 629903.0625 | 629903.0625 | 0 | -406585.7812 | -406585.7812 | 0 | 20.57 | 2037 |  |  |  | REF | 0 | 0 | Real 2021 ¦ 12/22/2022 3:42:52 PM | Area 1001 Coal CCS 2031
26770 | Area 1001 Coal CCS 2031 | NOX | ATC | 2037 | AEP-KPCO | 223.5436 | 223.5436 | 0 | 11.0279 | 11.0279 | 0 | 0.0073 | 2037 |  |  |  | REF | 0 | 0 | Real 2021 ¦ 12/22/2022 3:42:52 PM | Area 1001 Coal CCS 2031
26771 | Area 1001 Coal CCS 2031 | SO2 | ATC | 2037 | AEP-KPCO | 13075.7705 | 13075.7705 | 0 | 48.7159 | 48.7159 | 0 | 0.427 | 2037 |  |  |  | REF | 0 | 0 | Real 2021 ¦ 12/22/2022 3:42:52 PM | Area 1001 Coal CCS 2031
26772 | Area 1001 Coal CCS 2032 | CO2 | ATC | 2037 | AEP-KPCO | 621778.0625 | 621778.0625 | 0 | -401341.3125 | -401341.3125 | 0 | 20.57 | 2037 |  |  |  | REF | 0 | 0 | Real 2021 ¦ 12/22/2022 3:42:52 PM | Area 1001 Coal CCS 2032
26773 | Area 1001 Coal CCS 2032 | NOX | ATC | 2037 | AEP-KPCO | 220.6602 | 220.6602 | 0 | 10.8856 | 10.8856 | 0 | 0.0073 | 2037 |  |  |  | REF | 0 | 0 | Real 2021 ¦ 12/22/2022 3:42:52 PM | Area 1001 Coal CCS 2032
26774 | Area 1001 Coal CCS 2032 | SO2 | ATC | 2037 | AEP-KPCO | 12907.1084 | 12907.1084 | 0 | 48.0875 | 48.0875 | 0 | 0.427 | 2037 |  |  |  | REF | 0 | 0 | Real 2021 ¦ 12/22/2022 3:42:52 PM | Area 1001 Coal CCS 2032
26775 | Area 1001 Coal CCS 2033 | CO2 | ATC | 2037 | AEP-KPCO | 1288.8961 | 1288.8961 | 0 | 613.6713 | 613.6713 | 0 | 20.57 | 2037 |  |  |  | REF | 0 | 0 | Real 2021 ¦ 12/22/2022 3:42:52 PM | Area 1001 Coal CCS 2033
26776 | Area 1001 Coal CCS 2033 | NOX | ATC | 2037 | AEP-KPCO | 0.45741 | 0.45741 | 0 | 0.0022572 | 0.0022572 | 0 | 0.0073 | 2037 |  |  |  | REF | 0 | 0 | Real 2021 ¦ 12/22/2022 3:42:52 PM | Area 1001 Coal CCS 2033
26777 | Area 1001 Coal CCS 2033 | SO2 | ATC | 2037 | AEP-KPCO | 26.7554 | 26.7554 | 0 | 0.099682 | 0.099682 | 0 | 0.427 | 2037 |  |  |  | REF | 0 | 0 | Real 2021 ¦ 12/22/2022 3:42:52 PM | Area 1001 Coal CCS 2033
26778 | Area 1001 Coal CCS 2034 | CO2 | ATC | 2037 | AEP-KPCO | 1279.6906 | 1279.6906 | 0 | 609.2883 | 609.2883 | 0 | 20.57 | 2037 |  |  |  | REF | 0 | 0 | Real 2021 ¦ 12/22/2022 3:42:52 PM | Area 1001 Coal CCS 2034
26779 | Area 1001 Coal CCS 2034 | NOX | ATC | 2037 | AEP-KPCO | 0.45414 | 0.45414 | 0 | 0.002241 | 0.002241 | 0 | 0.0073 | 2037 |  |  |  | REF | 0 | 0 | Real 2021 ¦ 12/22/2022 3:42:52 PM | Area 1001 Coal CCS 2034
26780 | Area 1001 Coal CCS 2034 | SO2 | ATC | 2037 | AEP-KPCO | 26.5643 | 26.5643 | 0 | 0.09897 | 0.09897 | 0 | 0.427 | 2037 |  |  |  | REF | 0 | 0 | Real 2021 ¦ 12/22/2022 3:42:52 PM | Area 1001 Coal CCS 2034
26781 | Area 1001 Coal CCS 2035 | CO2 | ATC | 2037 | AEP-KPCO | 1345.2194 | 1345.2194 | 0 | 640.488 | 640.488 | 0 | 20.57 | 2037 |  |  |  | REF | 0 | 0 | Real 2021 ¦ 12/22/2022 3:42:52 PM | Area 1001 Coal CCS 2035
26782 | Area 1001 Coal CCS 2035 | NOX | ATC | 2037 | AEP-KPCO | 0.4774 | 0.4774 | 0 | 0.0023558 | 0.0023558 | 0 | 0.0073 | 2037 |  |  |  | REF | 0 | 0 | Real 2021 ¦ 12/22/2022 3:42:52 PM | Area 1001 Coal CCS 2035
26783 | Area 1001 Coal CCS 2035 | SO2 | ATC | 2037 | AEP-KPCO | 27.9246 | 27.9246 | 0 | 0.10404 | 0.10404 | 0 | 0.427 | 2037 |  |  |  | REF | 0 | 0 | Real 2021 ¦ 12/22/2022 3:42:52 PM | Area 1001 Coal CCS 2035
26784 | Area 1001 Coal CCS 2036 | CO2 | ATC | 2037 | AEP-KPCO | 1483.858 | 1483.858 | 0 | 706.4969 | 706.4969 | 0 | 20.57 | 2037 |  |  |  | REF | 0 | 0 | Real 2021 ¦ 12/22/2022 3:42:52 PM | Area 1001 Coal CCS 2036
26785 | Area 1001 Coal CCS 2036 | NOX | ATC | 2037 | AEP-KPCO | 0.5266 | 0.5266 | 0 | 0.0025986 | 0.0025986 | 0 | 0.0073 | 2037 |  |  |  | REF | 0 | 0 | Real 2021 ¦ 12/22/2022 3:42:52 PM | Area 1001 Coal CCS 2036
26786 | Area 1001 Coal CCS 2036 | SO2 | ATC | 2037 | AEP-KPCO | 30.8025 | 30.8025 | 0 | 0.11476 | 0.11476 | 0 | 0.427 | 2037 |  |  |  | REF | 0 | 0 | Real 2021 ¦ 12/22/2022 3:42:52 PM | Area 1001 Coal CCS 2036
26787 | Area 1001 Coal CCS 2037 | CO2 | ATC | 2037 | AEP-KPCO | 1473.028 | 1473.028 | 0 | 701.3405 | 701.3405 | 0 | 20.57 | 2037 |  |  |  | REF | 0 | 0 | Real 2021 ¦ 12/22/2022 3:42:52 PM | Area 1001 Coal CCS 2037
26788 | Area 1001 Coal CCS 2037 | NOX | ATC | 2037 | AEP-KPCO | 0.52276 | 0.52276 | 0 | 0.0025796 | 0.0025796 | 0 | 0.0073 | 2037 |  |  |  | REF | 0 | 0 | Real 2021 ¦ 12/22/2022 3:42:52 PM | Area 1001 Coal CCS 2037
26789 | Area 1001 Coal CCS 2037 | SO2 | ATC | 2037 | AEP-KPCO | 30.5777 | 30.5777 | 0 | 0.11392 | 0.11392 | 0 | 0.427 | 2037 |  |  |  | REF | 0 | 0 | Real 2021 ¦ 12/22/2022 3:42:52 PM | Area 1001 Coal CCS 2037
26790 | Area 1001 Coal CCS 2038 | CO2 | ATC | 2037 | AEP-KPCO | 0 | 0 | 0 | 0 | 0 | 0 | 20.57 | 2037 |  |  |  | REF | 0 | 0 | Real 2021 ¦ 12/22/2022 3:42:52 PM | Area 1001 Coal CCS 2038
26791 | Area 1001 Coal CCS 2038 | NOX | ATC | 2037 | AEP-KPCO | 0 | 0 | 0 | 0 | 0 | 0 | 0.0073 | 2037 |  |  |  | REF | 0 | 0 | Real 2021 ¦ 12/22/2022 3:42:52 PM | Area 1001 Coal CCS 2038
26792 | Area 1001 Coal CCS 2038 | SO2 | ATC | 2037 | AEP-KPCO | 0 | 0 | 0 | 0 | 0 | 0 | 0.427 | 2037 |  |  |  | REF | 0 | 0 | Real 2021 ¦ 12/22/2022 3:42:52 PM | Area 1001 Coal CCS 2038
26793 | Area 1001 Coal CCS 2039 | CO2 | ATC | 2037 | AEP-KPCO | 0 | 0 | 0 | 0 | 0 | 0 | 20.57 | 2037 |  |  |  | REF | 0 | 0 | Real 2021 ¦ 12/22/2022 3:42:52 PM | Area 1001 Coal CCS 2039
26794 | Area 1001 Coal CCS 2039 | NOX | ATC | 2037 | AEP-KPCO | 0 | 0 | 0 | 0 | 0 | 0 | 0.0073 | 2037 |  |  |  | REF | 0 | 0 | Real 2021 ¦ 12/22/2022 3:42:52 PM | Area 1001 Coal CCS 2039
26795 | Area 1001 Coal CCS 2039 | SO2 | ATC | 2037 | AEP-KPCO | 0 | 0 | 0 | 0 | 0 | 0 | 0.427 | 2037 |  |  |  | REF | 0 | 0 | Real 2021 ¦ 12/22/2022 3:42:52 PM | Area 1001 Coal CCS 2039
26796 | Area 1001 Coal CCS 2040 | CO2 | ATC | 2037 | AEP-KPCO | 0 | 0 | 0 | 0 | 0 | 0 | 20.57 | 2037 |  |  |  | REF | 0 | 0 | Real 2021 ¦ 12/22/2022 3:42:52 PM | Area 1001 Coal CCS 2040
26797 | Area 1001 Coal CCS 2040 | NOX | ATC | 2037 | AEP-KPCO | 0 | 0 | 0 | 0 | 0 | 0 | 0.0073 | 2037 |  |  |  | REF | 0 | 0 | Real 2021 ¦ 12/22/2022 3:42:52 PM | Area 1001 Coal CCS 2040
26798 | Area 1001 Coal CCS 2040 | SO2 | ATC | 2037 | AEP-KPCO | 0 | 0 | 0 | 0 | 0 | 0 | 0.427 | 2037 |  |  |  | REF | 0 | 0 | Real 2021 ¦ 12/22/2022 3:42:52 PM | Area 1001 Coal CCS 2040
26799 | Area 1001 Coal CCS 2041 | CO2 | ATC | 2037 | AEP-KPCO | 0 | 0 | 0 | 0 | 0 | 0 | 20.57 | 2037 |  |  |  | REF | 0 | 0 | Real 2021 ¦ 12/22/2022 3:42:52 PM | Area 1001 Coal CCS 2041
26800 | Area 1001 Coal CCS 2041 | NOX | ATC | 2037 | AEP-KPCO | 0 | 0 | 0 | 0 | 0 | 0 | 0.0073 | 2037 |  |  |  | REF | 0 | 0 | Real 2021 ¦ 12/22/2022 3:42:52 PM | Area 1001 Coal CCS 2041
26801 | Area 1001 Coal CCS 2041 | SO2 | ATC | 2037 | AEP-KPCO | 0 | 0 | 0 | 0 | 0 | 0 | 0.427 | 2037 |  |  |  | REF | 0 | 0 | Real 2021 ¦ 12/22/2022 3:42:52 PM | Area 1001 Coal CCS 2041
26802 | Area 1001 Coal CCS 2042 | CO2 | ATC | 2037 | AEP-KPCO | 0 | 0 | 0 | 0 | 0 | 0 | 20.57 | 2037 |  |  |  | REF | 0 | 0 | Real 2021 ¦ 12/22/2022 3:42:52 PM | Area 1001 Coal CCS 2042
26803 | Area 1001 Coal CCS 2042 | NOX | ATC | 2037 | AEP-KPCO | 0 | 0 | 0 | 0 | 0 | 0 | 0.0073 | 2037 |  |  |  | REF | 0 | 0 | Real 2021 ¦ 12/22/2022 3:42:52 PM | Area 1001 Coal CCS 2042
26804 | Area 1001 Coal CCS 2042 | SO2 | ATC | 2037 | AEP-KPCO | 0 | 0 | 0 | 0 | 0 | 0 | 0.427 | 2037 |  |  |  | REF | 0 | 0 | Real 2021 ¦ 12/22/2022 3:42:52 PM | Area 1001 Coal CCS 2042
26805 | Area 1001 Coal CCS 2043 | CO2 | ATC | 2037 | AEP-KPCO | 0 | 0 | 0 | 0 | 0 | 0 | 20.57 | 2037 |  |  |  | REF | 0 | 0 | Real 2021 ¦ 12/22/2022 3:42:52 PM | Area 1001 Coal CCS 2043
26806 | Area 1001 Coal CCS 2043 | NOX | ATC | 2037 | AEP-KPCO | 0 | 0 | 0 | 0 | 0 | 0 | 0.0073 | 2037 |  |  |  | REF | 0 | 0 | Real 2021 ¦ 12/22/2022 3:42:52 PM | Area 1001 Coal CCS 2043
26807 | Area 1001 Coal CCS 2043 | SO2 | ATC | 2037 | AEP-KPCO | 0 | 0 | 0 | 0 | 0 | 0 | 0.427 | 2037 |  |  |  | REF | 0 | 0 | Real 2021 ¦ 12/22/2022 3:42:52 PM | Area 1001 Coal CCS 2043
26808 | Big Sandy #1_Ext Gas | CO2 | ATC | 2037 | AEP-KPCO | 269535.4375 | 269535.4375 | 0 | 3388.9048 | 3388.9048 | 0 | 117 | 2037 |  |  |  | REF | 0 | 0 | Real 2021 ¦ 12/22/2022 3:42:52 PM | Big Sandy #1_Ext Gas
26809 | Big Sandy #1_Ext Gas | NOX | ATC | 2037 | AEP-KPCO | 322.5211 | 322.5211 | 0 | 13.0234 | 13.0234 | 0 | 0.14 | 2037 |  |  |  | REF | 0 | 0 | Real 2021 ¦ 12/22/2022 3:42:52 PM | Big Sandy #1_Ext Gas
26810 | Big Sandy #1_Ext Gas | SO2 | ATC | 2037 | AEP-KPCO | 115.1861 | 115.1861 | 0 | 0.42914 | 0.42914 | 0 | 0.05 | 2037 |  |  |  | REF | 0 | 0 | Real 2021 ¦ 12/22/2022 3:42:52 PM | Big Sandy #1_Ext Gas
26811 | Big Sandy #1_Ext_NGCCS retrofit 2031 | CO2 | ATC | 2037 | AEP-KPCO | 152090.2188 | 152090.2188 | 0 | -98170.2109 | -98170.2109 | 0 | 11.7 | 2037 |  |  |  | REF | 0 | 0 | Real 2021 ¦ 12/22/2022 3:42:52 PM | Big Sandy #1_Ext_NGCCS retrofit 2032
26812 | Big Sandy #1_Ext_NGCCS retrofit 2031 | NOX | ATC | 2037 | AEP-KPCO | 181.9883 | 181.9883 | 0 | 8.8847 | 8.8847 | 0 | 0.014 | 2037 |  |  |  | REF | 0 | 0 | Real 2021 ¦ 12/22/2022 3:42:52 PM | Big Sandy #1_Ext_NGCCS retrofit 2032
26813 | Big Sandy #1_Ext_NGCCS retrofit 2031 | SO2 | ATC | 2037 | AEP-KPCO | 66.9457 | 66.9457 | 0 | 0.24942 | 0.24942 | 0 | 0.00515 | 2037 |  |  |  | REF | 0 | 0 | Real 2021 ¦ 12/22/2022 3:42:52 PM | Big Sandy #1_Ext_NGCCS retrofit 2032
26814 | Big Sandy #1_Ext Gas Capitalized | CO2 | ATC | 2037 | AEP-KPCO | 269774.875 | 269774.875 | 0 | 3391.9153 | 3391.9153 | 0 | 117 | 2037 |  |  |  | REF | 0 | 0 | Real 2021 ¦ 12/22/2022 3:42:52 PM | Big Sandy #1_Ext Gas Capitalized
26815 | Big Sandy #1_Ext Gas Capitalized | NOX | ATC | 2037 | AEP-KPCO | 322.8076 | 322.8076 | 0 | 13.2059 | 13.2059 | 0 | 0.14 | 2037 |  |  |  | REF | 0 | 0 | Real 2021 ¦ 12/22/2022 3:42:52 PM | Big Sandy #1_Ext Gas Capitalized
26816 | Big Sandy #1_Ext Gas Capitalized | SO2 | ATC | 2037 | AEP-KPCO | 115.2884 | 115.2884 | 0 | 0.42953 | 0.42953 | 0 | 0.05 | 2037 |  |  |  | REF | 0 | 0 | Real 2021 ¦ 12/22/2022 3:42:52 PM | Big Sandy #1_Ext Gas Capitalized
26817 | Big Sandy #1_Ext Gas FOM Capitalized | CO2 | ATC | 2037 | AEP-KPCO | 273090.75 | 273090.75 | 0 | 3433.6062 | 3433.6062 | 0 | 117 | 2037 |  |  |  | REF | 0 | 0 | Real 2021 ¦ 12/22/2022 3:42:52 PM | Big Sandy #1_Ext Gas FOM Capitalized
26818 | Big Sandy #1_Ext Gas FOM Capitalized | NOX | ATC | 2037 | AEP-KPCO | 326.7753 | 326.7753 | 0 | 13.639 | 13.639 | 0 | 0.14 | 2037 |  |  |  | REF | 0 | 0 | Real 2021 ¦ 12/22/2022 3:42:52 PM | Big Sandy #1_Ext Gas FOM Capitalized
26819 | Big Sandy #1_Ext Gas FOM Capitalized | SO2 | ATC | 2037 | AEP-KPCO | 116.7055 | 116.7055 | 0 | 0.4348 | 0.4348 | 0 | 0.05 | 2037 |  |  |  | REF | 0 | 0 | Real 2021 ¦ 12/22/2022 3:42:52 PM | Big Sandy #1_Ext Gas FOM Capitalized
28161 | Big Sandy #1 Gas | CO2 | ATC | 2038 | AEP-KPCO | 0 | 0 | 0 | 0 | 0 | 0 | 117 | 2038 |  |  |  | REF | 0 | 0 | Real 2021 ¦ 12/22/2022 3:42:52 PM | 13555
28162 | Big Sandy #1 Gas | NOX | ATC | 2038 | AEP-KPCO | 0 | 0 | 0 | 0 | 0 | 0 | 0.14 | 2038 |  |  |  | REF | 0 | 0 | Real 2021 ¦ 12/22/2022 3:42:52 PM | 13555
28163 | Big Sandy #1 Gas | SO2 | ATC | 2038 | AEP-KPCO | 0 | 0 | 0 | 0 | 0 | 0 | 0.05 | 2038 |  |  |  | REF | 0 | 0 | Real 2021 ¦ 12/22/2022 3:42:52 PM | 13555
28164 | Mitchell #1 (WV) | CO2 | ATC | 2038 | AEP-KPCO | 0 | 0 | 0 | 0 | 0 | 0 | 205.7 | 2038 |  |  |  | REF | 0 | 0 | Real 2021 ¦ 12/22/2022 3:42:52 PM | 3102
28165 | Mitchell #1 (WV) | NOX | ATC | 2038 | AEP-KPCO | 0 | 0 | 0 | 0 | 0 | 0 | 0.07 | 2038 |  |  |  | REF | 0 | 0 | Real 2021 ¦ 12/22/2022 3:42:52 PM | 3102
28166 | Mitchell #1 (WV) | SO2 | ATC | 2038 | AEP-KPCO | 0 | 0 | 0 | 0 | 0 | 0 | 4.27 | 2038 |  |  |  | REF | 0 | 0 | Real 2021 ¦ 12/22/2022 3:42:52 PM | 3102
28167 | Mitchell #2 (WV) | CO2 | ATC | 2038 | AEP-KPCO | 0 | 0 | 0 | 0 | 0 | 0 | 205.7 | 2038 |  |  |  | REF | 0 | 0 | Real 2021 ¦ 12/22/2022 3:42:52 PM | 3105
28168 | Mitchell #2 (WV) | NOX | ATC | 2038 | AEP-KPCO | 0 | 0 | 0 | 0 | 0 | 0 | 0.07 | 2038 |  |  |  | REF | 0 | 0 | Real 2021 ¦ 12/22/2022 3:42:52 PM | 3105
28169 | Mitchell #2 (WV) | SO2 | ATC | 2038 | AEP-KPCO | 0 | 0 | 0 | 0 | 0 | 0 | 4.27 | 2038 |  |  |  | REF | 0 | 0 | Real 2021 ¦ 12/22/2022 3:42:52 PM | 3105
28170 | Area 1001 Gas CC 2x1 2024 | CO2 | ATC | 2038 | AEP-KPCO | 2712068.75 | 2712068.75 | 0 | 34614.5547 | 34614.5547 | 0 | 122 | 2038 |  |  |  | REF | 0 | 0 | Real 2021 ¦ 12/22/2022 3:42:52 PM | Area 1001 Gas CC 2x1 2024
28171 | Area 1001 Gas CC 2x1 2024 | NOX | ATC | 2038 | AEP-KPCO | 12.4488 | 12.4488 | 0 | 0.59652 | 0.59652 | 0 | 0.00056 | 2038 |  |  |  | REF | 0 | 0 | Real 2021 ¦ 12/22/2022 3:42:52 PM | Area 1001 Gas CC 2x1 2024
28172 | Area 1001 Gas CC 2x1 2024 | SO2 | ATC | 2038 | AEP-KPCO | 167.1701 | 167.1701 | 0 | 0.63519 | 0.63519 | 0 | 0.00752 | 2038 |  |  |  | REF | 0 | 0 | Real 2021 ¦ 12/22/2022 3:42:52 PM | Area 1001 Gas CC 2x1 2024
28173 | Area 1001 Gas CC 2x1 2025 | CO2 | ATC | 2038 | AEP-KPCO | 2712068.75 | 2712068.75 | 0 | 34614.5547 | 34614.5547 | 0 | 122 | 2038 |  |  |  | REF | 0 | 0 | Real 2021 ¦ 12/22/2022 3:42:52 PM | Area 1001 Gas CC 2x1 2025
28174 | Area 1001 Gas CC 2x1 2025 | NOX | ATC | 2038 | AEP-KPCO | 12.4488 | 12.4488 | 0 | 0.59652 | 0.59652 | 0 | 0.00056 | 2038 |  |  |  | REF | 0 | 0 | Real 2021 ¦ 12/22/2022 3:42:52 PM | Area 1001 Gas CC 2x1 2025
28175 | Area 1001 Gas CC 2x1 2025 | SO2 | ATC | 2038 | AEP-KPCO | 167.1701 | 167.1701 | 0 | 0.63519 | 0.63519 | 0 | 0.00752 | 2038 |  |  |  | REF | 0 | 0 | Real 2021 ¦ 12/22/2022 3:42:52 PM | Area 1001 Gas CC 2x1 2025
28176 | Area 1001 Gas CC 2x1 2026 | CO2 | ATC | 2038 | AEP-KPCO | 2712068.75 | 2712068.75 | 0 | 34614.5547 | 34614.5547 | 0 | 122 | 2038 |  |  |  | REF | 0 | 0 | Real 2021 ¦ 12/22/2022 3:42:52 PM | Area 1001 Gas CC 2x1 2026
28177 | Area 1001 Gas CC 2x1 2026 | NOX | ATC | 2038 | AEP-KPCO | 12.4488 | 12.4488 | 0 | 0.59652 | 0.59652 | 0 | 0.00056 | 2038 |  |  |  | REF | 0 | 0 | Real 2021 ¦ 12/22/2022 3:42:52 PM | Area 1001 Gas CC 2x1 2026
28178 | Area 1001 Gas CC 2x1 2026 | SO2 | ATC | 2038 | AEP-KPCO | 167.1701 | 167.1701 | 0 | 0.63519 | 0.63519 | 0 | 0.00752 | 2038 |  |  |  | REF | 0 | 0 | Real 2021 ¦ 12/22/2022 3:42:52 PM | Area 1001 Gas CC 2x1 2026
28179 | Area 1001 Gas CC 2x1 2027 | CO2 | ATC | 2038 | AEP-KPCO | 2712068.75 | 2712068.75 | 0 | 34614.5547 | 34614.5547 | 0 | 122 | 2038 |  |  |  | REF | 0 | 0 | Real 2021 ¦ 12/22/2022 3:42:52 PM | Area 1001 Gas CC 2x1 2027
28180 | Area 1001 Gas CC 2x1 2027 | NOX | ATC | 2038 | AEP-KPCO | 12.4488 | 12.4488 | 0 | 0.59652 | 0.59652 | 0 | 0.00056 | 2038 |  |  |  | REF | 0 | 0 | Real 2021 ¦ 12/22/2022 3:42:52 PM | Area 1001 Gas CC 2x1 2027
28181 | Area 1001 Gas CC 2x1 2027 | SO2 | ATC | 2038 | AEP-KPCO | 167.1701 | 167.1701 | 0 | 0.63519 | 0.63519 | 0 | 0.00752 | 2038 |  |  |  | REF | 0 | 0 | Real 2021 ¦ 12/22/2022 3:42:52 PM | Area 1001 Gas CC 2x1 2027
28182 | Area 1001 Gas CC 2x1 2028 | CO2 | ATC | 2038 | AEP-KPCO | 2711786 | 2711786 | 0 | 34610.9453 | 34610.9453 | 0 | 122 | 2038 |  |  |  | REF | 0 | 0 | Real 2021 ¦ 12/22/2022 3:42:52 PM | Area 1001 Gas CC 2x1 2028
28183 | Area 1001 Gas CC 2x1 2028 | NOX | ATC | 2038 | AEP-KPCO | 12.4475 | 12.4475 | 0 | 0.59651 | 0.59651 | 0 | 0.00056 | 2038 |  |  |  | REF | 0 | 0 | Real 2021 ¦ 12/22/2022 3:42:52 PM | Area 1001 Gas CC 2x1 2028
28184 | Area 1001 Gas CC 2x1 2028 | SO2 | ATC | 2038 | AEP-KPCO | 167.1527 | 167.1527 | 0 | 0.63513 | 0.63513 | 0 | 0.00752 | 2038 |  |  |  | REF | 0 | 0 | Real 2021 ¦ 12/22/2022 3:42:52 PM | Area 1001 Gas CC 2x1 2028
28185 | Area 1001 Gas CC 2x1 2029 | CO2 | ATC | 2038 | AEP-KPCO | 2712540.75 | 2712540.75 | 0 | 34620.5781 | 34620.5781 | 0 | 122 | 2038 |  |  |  | REF | 0 | 0 | Real 2021 ¦ 12/22/2022 3:42:52 PM | Area 1001 Gas CC 2x1 2029
28186 | Area 1001 Gas CC 2x1 2029 | NOX | ATC | 2038 | AEP-KPCO | 12.451 | 12.451 | 0 | 0.59653 | 0.59653 | 0 | 0.00056 | 2038 |  |  |  | REF | 0 | 0 | Real 2021 ¦ 12/22/2022 3:42:52 PM | Area 1001 Gas CC 2x1 2029
28187 | Area 1001 Gas CC 2x1 2029 | SO2 | ATC | 2038 | AEP-KPCO | 167.1992 | 167.1992 | 0 | 0.6353 | 0.6353 | 0 | 0.00752 | 2038 |  |  |  | REF | 0 | 0 | Real 2021 ¦ 12/22/2022 3:42:52 PM | Area 1001 Gas CC 2x1 2029
28188 | Area 1001 Gas CC 2x1 2030 | CO2 | ATC | 2038 | AEP-KPCO | 2712402 | 2712402 | 0 | 34618.8086 | 34618.8086 | 0 | 122 | 2038 |  |  |  | REF | 0 | 0 | Real 2021 ¦ 12/22/2022 3:42:52 PM | Area 1001 Gas CC 2x1 2030
28189 | Area 1001 Gas CC 2x1 2030 | NOX | ATC | 2038 | AEP-KPCO | 12.4504 | 12.4504 | 0 | 0.59653 | 0.59653 | 0 | 0.00056 | 2038 |  |  |  | REF | 0 | 0 | Real 2021 ¦ 12/22/2022 3:42:52 PM | Area 1001 Gas CC 2x1 2030
28190 | Area 1001 Gas CC 2x1 2030 | SO2 | ATC | 2038 | AEP-KPCO | 167.1907 | 167.1907 | 0 | 0.63527 | 0.63527 | 0 | 0.00752 | 2038 |  |  |  | REF | 0 | 0 | Real 2021 ¦ 12/22/2022 3:42:52 PM | Area 1001 Gas CC 2x1 2030
28191 | Area 1001 Gas CC 2x1 2031 | CO2 | ATC | 2038 | AEP-KPCO | 2712068.75 | 2712068.75 | 0 | 34614.5547 | 34614.5547 | 0 | 122 | 2038 |  |  |  | REF | 0 | 0 | Real 2021 ¦ 12/22/2022 3:42:52 PM | Area 1001 Gas CC 2x1 2031
28192 | Area 1001 Gas CC 2x1 2031 | NOX | ATC | 2038 | AEP-KPCO | 12.4488 | 12.4488 | 0 | 0.59652 | 0.59652 | 0 | 0.00056 | 2038 |  |  |  | REF | 0 | 0 | Real 2021 ¦ 12/22/2022 3:42:52 PM | Area 1001 Gas CC 2x1 2031
28193 | Area 1001 Gas CC 2x1 2031 | SO2 | ATC | 2038 | AEP-KPCO | 167.1701 | 167.1701 | 0 | 0.63519 | 0.63519 | 0 | 0.00752 | 2038 |  |  |  | REF | 0 | 0 | Real 2021 ¦ 12/22/2022 3:42:52 PM | Area 1001 Gas CC 2x1 2031
28194 | Area 1001 Gas CC 2x1 2032 | CO2 | ATC | 2038 | AEP-KPCO | 2712068.75 | 2712068.75 | 0 | 34614.5547 | 34614.5547 | 0 | 122 | 2038 |  |  |  | REF | 0 | 0 | Real 2021 ¦ 12/22/2022 3:42:52 PM | Area 1001 Gas CC 2x1 2032
28195 | Area 1001 Gas CC 2x1 2032 | NOX | ATC | 2038 | AEP-KPCO | 12.4488 | 12.4488 | 0 | 0.59652 | 0.59652 | 0 | 0.00056 | 2038 |  |  |  | REF | 0 | 0 | Real 2021 ¦ 12/22/2022 3:42:52 PM | Area 1001 Gas CC 2x1 2032
28196 | Area 1001 Gas CC 2x1 2032 | SO2 | ATC | 2038 | AEP-KPCO | 167.1701 | 167.1701 | 0 | 0.63519 | 0.63519 | 0 | 0.00752 | 2038 |  |  |  | REF | 0 | 0 | Real 2021 ¦ 12/22/2022 3:42:52 PM | Area 1001 Gas CC 2x1 2032
28197 | Area 1001 Gas CC 2x1 2033 | CO2 | ATC | 2038 | AEP-KPCO | 2712068.75 | 2712068.75 | 0 | 34614.5547 | 34614.5547 | 0 | 122 | 2038 |  |  |  | REF | 0 | 0 | Real 2021 ¦ 12/22/2022 3:42:52 PM | Area 1001 Gas CC 2x1 2033
28198 | Area 1001 Gas CC 2x1 2033 | NOX | ATC | 2038 | AEP-KPCO | 12.4488 | 12.4488 | 0 | 0.59652 | 0.59652 | 0 | 0.00056 | 2038 |  |  |  | REF | 0 | 0 | Real 2021 ¦ 12/22/2022 3:42:52 PM | Area 1001 Gas CC 2x1 2033
28199 | Area 1001 Gas CC 2x1 2033 | SO2 | ATC | 2038 | AEP-KPCO | 167.1701 | 167.1701 | 0 | 0.63519 | 0.63519 | 0 | 0.00752 | 2038 |  |  |  | REF | 0 | 0 | Real 2021 ¦ 12/22/2022 3:42:52 PM | Area 1001 Gas CC 2x1 2033
28200 | Area 1001 Gas CC 2x1 2034 | CO2 | ATC | 2038 | AEP-KPCO | 2712068.75 | 2712068.75 | 0 | 34614.5547 | 34614.5547 | 0 | 122 | 2038 |  |  |  | REF | 0 | 0 | Real 2021 ¦ 12/22/2022 3:42:52 PM | Area 1001 Gas CC 2x1 2034
28201 | Area 1001 Gas CC 2x1 2034 | NOX | ATC | 2038 | AEP-KPCO | 12.4488 | 12.4488 | 0 | 0.59652 | 0.59652 | 0 | 0.00056 | 2038 |  |  |  | REF | 0 | 0 | Real 2021 ¦ 12/22/2022 3:42:52 PM | Area 1001 Gas CC 2x1 2034
28202 | Area 1001 Gas CC 2x1 2034 | SO2 | ATC | 2038 | AEP-KPCO | 167.1701 | 167.1701 | 0 | 0.63519 | 0.63519 | 0 | 0.00752 | 2038 |  |  |  | REF | 0 | 0 | Real 2021 ¦ 12/22/2022 3:42:52 PM | Area 1001 Gas CC 2x1 2034
28203 | Area 1001 Gas CC 2x1 2035 | CO2 | ATC | 2038 | AEP-KPCO | 2713392.75 | 2713392.75 | 0 | 34631.4531 | 34631.4531 | 0 | 122 | 2038 |  |  |  | REF | 0 | 0 | Real 2021 ¦ 12/22/2022 3:42:52 PM | Area 1001 Gas CC 2x1 2035
28204 | Area 1001 Gas CC 2x1 2035 | NOX | ATC | 2038 | AEP-KPCO | 12.4549 | 12.4549 | 0 | 0.59655 | 0.59655 | 0 | 0.00056 | 2038 |  |  |  | REF | 0 | 0 | Real 2021 ¦ 12/22/2022 3:42:52 PM | Area 1001 Gas CC 2x1 2035
28205 | Area 1001 Gas CC 2x1 2035 | SO2 | ATC | 2038 | AEP-KPCO | 167.2518 | 167.2518 | 0 | 0.6355 | 0.6355 | 0 | 0.00752 | 2038 |  |  |  | REF | 0 | 0 | Real 2021 ¦ 12/22/2022 3:42:52 PM | Area 1001 Gas CC 2x1 2035
28206 | Area 1001 Gas CC 2x1 2036 | CO2 | ATC | 2038 | AEP-KPCO | 2712721.5 | 2712721.5 | 0 | 34622.8867 | 34622.8867 | 0 | 122 | 2038 |  |  |  | REF | 0 | 0 | Real 2021 ¦ 12/22/2022 3:42:52 PM | Area 1001 Gas CC 2x1 2036
28207 | Area 1001 Gas CC 2x1 2036 | NOX | ATC | 2038 | AEP-KPCO | 12.4518 | 12.4518 | 0 | 0.59653 | 0.59653 | 0 | 0.00056 | 2038 |  |  |  | REF | 0 | 0 | Real 2021 ¦ 12/22/2022 3:42:52 PM | Area 1001 Gas CC 2x1 2036
28208 | Area 1001 Gas CC 2x1 2036 | SO2 | ATC | 2038 | AEP-KPCO | 167.2104 | 167.2104 | 0 | 0.63535 | 0.63535 | 0 | 0.00752 | 2038 |  |  |  | REF | 0 | 0 | Real 2021 ¦ 12/22/2022 3:42:52 PM | Area 1001 Gas CC 2x1 2036
28209 | Area 1001 Gas CC 2x1 2037 | CO2 | ATC | 2038 | AEP-KPCO | 2712068.75 | 2712068.75 | 0 | 34614.5547 | 34614.5547 | 0 | 122 | 2038 |  |  |  | REF | 0 | 0 | Real 2021 ¦ 12/22/2022 3:42:52 PM | Area 1001 Gas CC 2x1 2037
28210 | Area 1001 Gas CC 2x1 2037 | NOX | ATC | 2038 | AEP-KPCO | 12.4488 | 12.4488 | 0 | 0.59652 | 0.59652 | 0 | 0.00056 | 2038 |  |  |  | REF | 0 | 0 | Real 2021 ¦ 12/22/2022 3:42:52 PM | Area 1001 Gas CC 2x1 2037
28211 | Area 1001 Gas CC 2x1 2037 | SO2 | ATC | 2038 | AEP-KPCO | 167.1701 | 167.1701 | 0 | 0.63519 | 0.63519 | 0 | 0.00752 | 2038 |  |  |  | REF | 0 | 0 | Real 2021 ¦ 12/22/2022 3:42:52 PM | Area 1001 Gas CC 2x1 2037
28212 | Area 1001 Gas CC 2x1 2038 | CO2 | ATC | 2038 | AEP-KPCO | 2712068.75 | 2712068.75 | 0 | 34614.5547 | 34614.5547 | 0 | 122 | 2038 |  |  |  | REF | 0 | 0 | Real 2021 ¦ 12/22/2022 3:42:52 PM | Area 1001 Gas CC 2x1 2038
28213 | Area 1001 Gas CC 2x1 2038 | NOX | ATC | 2038 | AEP-KPCO | 12.4488 | 12.4488 | 0 | 0.59652 | 0.59652 | 0 | 0.00056 | 2038 |  |  |  | REF | 0 | 0 | Real 2021 ¦ 12/22/2022 3:42:52 PM | Area 1001 Gas CC 2x1 2038
28214 | Area 1001 Gas CC 2x1 2038 | SO2 | ATC | 2038 | AEP-KPCO | 167.1701 | 167.1701 | 0 | 0.63519 | 0.63519 | 0 | 0.00752 | 2038 |  |  |  | REF | 0 | 0 | Real 2021 ¦ 12/22/2022 3:42:52 PM | Area 1001 Gas CC 2x1 2038
28215 | Area 1001 Gas CC 2x1 2039 | CO2 | ATC | 2038 | AEP-KPCO | 0 | 0 | 0 | 0 | 0 | 0 | 122 | 2038 |  |  |  | REF | 0 | 0 | Real 2021 ¦ 12/22/2022 3:42:52 PM | Area 1001 Gas CC 2x1 2039
28216 | Area 1001 Gas CC 2x1 2039 | NOX | ATC | 2038 | AEP-KPCO | 0 | 0 | 0 | 0 | 0 | 0 | 0.00056 | 2038 |  |  |  | REF | 0 | 0 | Real 2021 ¦ 12/22/2022 3:42:52 PM | Area 1001 Gas CC 2x1 2039
28217 | Area 1001 Gas CC 2x1 2039 | SO2 | ATC | 2038 | AEP-KPCO | 0 | 0 | 0 | 0 | 0 | 0 | 0.00752 | 2038 |  |  |  | REF | 0 | 0 | Real 2021 ¦ 12/22/2022 3:42:52 PM | Area 1001 Gas CC 2x1 2039
28218 | Area 1001 Gas CC 2x1 2040 | CO2 | ATC | 2038 | AEP-KPCO | 0 | 0 | 0 | 0 | 0 | 0 | 122 | 2038 |  |  |  | REF | 0 | 0 | Real 2021 ¦ 12/22/2022 3:42:52 PM | Area 1001 Gas CC 2x1 2040
28219 | Area 1001 Gas CC 2x1 2040 | NOX | ATC | 2038 | AEP-KPCO | 0 | 0 | 0 | 0 | 0 | 0 | 0.00056 | 2038 |  |  |  | REF | 0 | 0 | Real 2021 ¦ 12/22/2022 3:42:52 PM | Area 1001 Gas CC 2x1 2040
28220 | Area 1001 Gas CC 2x1 2040 | SO2 | ATC | 2038 | AEP-KPCO | 0 | 0 | 0 | 0 | 0 | 0 | 0.00752 | 2038 |  |  |  | REF | 0 | 0 | Real 2021 ¦ 12/22/2022 3:42:52 PM | Area 1001 Gas CC 2x1 2040
28221 | Area 1001 Gas CC 2x1 2041 | CO2 | ATC | 2038 | AEP-KPCO | 0 | 0 | 0 | 0 | 0 | 0 | 122 | 2038 |  |  |  | REF | 0 | 0 | Real 2021 ¦ 12/22/2022 3:42:52 PM | Area 1001 Gas CC 2x1 2041
28222 | Area 1001 Gas CC 2x1 2041 | NOX | ATC | 2038 | AEP-KPCO | 0 | 0 | 0 | 0 | 0 | 0 | 0.00056 | 2038 |  |  |  | REF | 0 | 0 | Real 2021 ¦ 12/22/2022 3:42:52 PM | Area 1001 Gas CC 2x1 2041
28223 | Area 1001 Gas CC 2x1 2041 | SO2 | ATC | 2038 | AEP-KPCO | 0 | 0 | 0 | 0 | 0 | 0 | 0.00752 | 2038 |  |  |  | REF | 0 | 0 | Real 2021 ¦ 12/22/2022 3:42:52 PM | Area 1001 Gas CC 2x1 2041
28224 | Area 1001 Gas CC 2x1 2042 | CO2 | ATC | 2038 | AEP-KPCO | 0 | 0 | 0 | 0 | 0 | 0 | 122 | 2038 |  |  |  | REF | 0 | 0 | Real 2021 ¦ 12/22/2022 3:42:52 PM | Area 1001 Gas CC 2x1 2042
28225 | Area 1001 Gas CC 2x1 2042 | NOX | ATC | 2038 | AEP-KPCO | 0 | 0 | 0 | 0 | 0 | 0 | 0.00056 | 2038 |  |  |  | REF | 0 | 0 | Real 2021 ¦ 12/22/2022 3:42:52 PM | Area 1001 Gas CC 2x1 2042
28226 | Area 1001 Gas CC 2x1 2042 | SO2 | ATC | 2038 | AEP-KPCO | 0 | 0 | 0 | 0 | 0 | 0 | 0.00752 | 2038 |  |  |  | REF | 0 | 0 | Real 2021 ¦ 12/22/2022 3:42:52 PM | Area 1001 Gas CC 2x1 2042
28227 | Area 1001 Gas CC 2x1 2043 | CO2 | ATC | 2038 | AEP-KPCO | 0 | 0 | 0 | 0 | 0 | 0 | 122 | 2038 |  |  |  | REF | 0 | 0 | Real 2021 ¦ 12/22/2022 3:42:52 PM | Area 1001 Gas CC 2x1 2043
28228 | Area 1001 Gas CC 2x1 2043 | NOX | ATC | 2038 | AEP-KPCO | 0 | 0 | 0 | 0 | 0 | 0 | 0.00056 | 2038 |  |  |  | REF | 0 | 0 | Real 2021 ¦ 12/22/2022 3:42:52 PM | Area 1001 Gas CC 2x1 2043
28229 | Area 1001 Gas CC 2x1 2043 | SO2 | ATC | 2038 | AEP-KPCO | 0 | 0 | 0 | 0 | 0 | 0 | 0.00752 | 2038 |  |  |  | REF | 0 | 0 | Real 2021 ¦ 12/22/2022 3:42:52 PM | Area 1001 Gas CC 2x1 2043
28230 | Area 1001 Gas CC 1x1 2024 | CO2 | ATC | 2038 | AEP-KPCO | 1027445.9375 | 1027445.9375 | 0 | 13113.4512 | 13113.4512 | 0 | 122 | 2038 |  |  |  | REF | 0 | 0 | Real 2021 ¦ 12/22/2022 3:42:52 PM | Area 1001 Gas CC 1x1 2024
28231 | Area 1001 Gas CC 1x1 2024 | NOX | ATC | 2038 | AEP-KPCO | 4.7161 | 4.7161 | 0 | 0.2286 | 0.2286 | 0 | 0.00056 | 2038 |  |  |  | REF | 0 | 0 | Real 2021 ¦ 12/22/2022 3:42:52 PM | Area 1001 Gas CC 1x1 2024
28232 | Area 1001 Gas CC 1x1 2024 | SO2 | ATC | 2038 | AEP-KPCO | 63.3311 | 63.3311 | 0 | 0.24064 | 0.24064 | 0 | 0.00752 | 2038 |  |  |  | REF | 0 | 0 | Real 2021 ¦ 12/22/2022 3:42:52 PM | Area 1001 Gas CC 1x1 2024
28233 | Area 1001 Gas CC 1x1 2025 | CO2 | ATC | 2038 | AEP-KPCO | 1027445.9375 | 1027445.9375 | 0 | 13113.4512 | 13113.4512 | 0 | 122 | 2038 |  |  |  | REF | 0 | 0 | Real 2021 ¦ 12/22/2022 3:42:52 PM | Area 1001 Gas CC 1x1 2025
28234 | Area 1001 Gas CC 1x1 2025 | NOX | ATC | 2038 | AEP-KPCO | 4.7161 | 4.7161 | 0 | 0.2286 | 0.2286 | 0 | 0.00056 | 2038 |  |  |  | REF | 0 | 0 | Real 2021 ¦ 12/22/2022 3:42:52 PM | Area 1001 Gas CC 1x1 2025
28235 | Area 1001 Gas CC 1x1 2025 | SO2 | ATC | 2038 | AEP-KPCO | 63.3311 | 63.3311 | 0 | 0.24064 | 0.24064 | 0 | 0.00752 | 2038 |  |  |  | REF | 0 | 0 | Real 2021 ¦ 12/22/2022 3:42:52 PM | Area 1001 Gas CC 1x1 2025
28236 | Area 1001 Gas CC 1x1 2026 | CO2 | ATC | 2038 | AEP-KPCO | 1027445.9375 | 1027445.9375 | 0 | 13113.4512 | 13113.4512 | 0 | 122 | 2038 |  |  |  | REF | 0 | 0 | Real 2021 ¦ 12/22/2022 3:42:52 PM | Area 1001 Gas CC 1x1 2026
28237 | Area 1001 Gas CC 1x1 2026 | NOX | ATC | 2038 | AEP-KPCO | 4.7161 | 4.7161 | 0 | 0.2286 | 0.2286 | 0 | 0.00056 | 2038 |  |  |  | REF | 0 | 0 | Real 2021 ¦ 12/22/2022 3:42:52 PM | Area 1001 Gas CC 1x1 2026
28238 | Area 1001 Gas CC 1x1 2026 | SO2 | ATC | 2038 | AEP-KPCO | 63.3311 | 63.3311 | 0 | 0.24064 | 0.24064 | 0 | 0.00752 | 2038 |  |  |  | REF | 0 | 0 | Real 2021 ¦ 12/22/2022 3:42:52 PM | Area 1001 Gas CC 1x1 2026
28239 | Area 1001 Gas CC 1x1 2027 | CO2 | ATC | 2038 | AEP-KPCO | 1027445.9375 | 1027445.9375 | 0 | 13113.4512 | 13113.4512 | 0 | 122 | 2038 |  |  |  | REF | 0 | 0 | Real 2021 ¦ 12/22/2022 3:42:52 PM | Area 1001 Gas CC 1x1 2027
28240 | Area 1001 Gas CC 1x1 2027 | NOX | ATC | 2038 | AEP-KPCO | 4.7161 | 4.7161 | 0 | 0.2286 | 0.2286 | 0 | 0.00056 | 2038 |  |  |  | REF | 0 | 0 | Real 2021 ¦ 12/22/2022 3:42:52 PM | Area 1001 Gas CC 1x1 2027
28241 | Area 1001 Gas CC 1x1 2027 | SO2 | ATC | 2038 | AEP-KPCO | 63.3311 | 63.3311 | 0 | 0.24064 | 0.24064 | 0 | 0.00752 | 2038 |  |  |  | REF | 0 | 0 | Real 2021 ¦ 12/22/2022 3:42:52 PM | Area 1001 Gas CC 1x1 2027
28242 | Area 1001 Gas CC 1x1 2028 | CO2 | ATC | 2038 | AEP-KPCO | 1027445.9375 | 1027445.9375 | 0 | 13113.4512 | 13113.4512 | 0 | 122 | 2038 |  |  |  | REF | 0 | 0 | Real 2021 ¦ 12/22/2022 3:42:52 PM | Area 1001 Gas CC 1x1 2028
28243 | Area 1001 Gas CC 1x1 2028 | NOX | ATC | 2038 | AEP-KPCO | 4.7161 | 4.7161 | 0 | 0.2286 | 0.2286 | 0 | 0.00056 | 2038 |  |  |  | REF | 0 | 0 | Real 2021 ¦ 12/22/2022 3:42:52 PM | Area 1001 Gas CC 1x1 2028
28244 | Area 1001 Gas CC 1x1 2028 | SO2 | ATC | 2038 | AEP-KPCO | 63.3311 | 63.3311 | 0 | 0.24064 | 0.24064 | 0 | 0.00752 | 2038 |  |  |  | REF | 0 | 0 | Real 2021 ¦ 12/22/2022 3:42:52 PM | Area 1001 Gas CC 1x1 2028
28245 | Area 1001 Gas CC 1x1 2029 | CO2 | ATC | 2038 | AEP-KPCO | 1027445.9375 | 1027445.9375 | 0 | 13113.4512 | 13113.4512 | 0 | 122 | 2038 |  |  |  | REF | 0 | 0 | Real 2021 ¦ 12/22/2022 3:42:52 PM | Area 1001 Gas CC 1x1 2029
28246 | Area 1001 Gas CC 1x1 2029 | NOX | ATC | 2038 | AEP-KPCO | 4.7161 | 4.7161 | 0 | 0.2286 | 0.2286 | 0 | 0.00056 | 2038 |  |  |  | REF | 0 | 0 | Real 2021 ¦ 12/22/2022 3:42:52 PM | Area 1001 Gas CC 1x1 2029
28247 | Area 1001 Gas CC 1x1 2029 | SO2 | ATC | 2038 | AEP-KPCO | 63.3311 | 63.3311 | 0 | 0.24064 | 0.24064 | 0 | 0.00752 | 2038 |  |  |  | REF | 0 | 0 | Real 2021 ¦ 12/22/2022 3:42:52 PM | Area 1001 Gas CC 1x1 2029
28248 | Area 1001 Gas CC 1x1 2030 | CO2 | ATC | 2038 | AEP-KPCO | 1027445.9375 | 1027445.9375 | 0 | 13113.4512 | 13113.4512 | 0 | 122 | 2038 |  |  |  | REF | 0 | 0 | Real 2021 ¦ 12/22/2022 3:42:52 PM | Area 1001 Gas CC 1x1 2030
28249 | Area 1001 Gas CC 1x1 2030 | NOX | ATC | 2038 | AEP-KPCO | 4.7161 | 4.7161 | 0 | 0.2286 | 0.2286 | 0 | 0.00056 | 2038 |  |  |  | REF | 0 | 0 | Real 2021 ¦ 12/22/2022 3:42:52 PM | Area 1001 Gas CC 1x1 2030
28250 | Area 1001 Gas CC 1x1 2030 | SO2 | ATC | 2038 | AEP-KPCO | 63.3311 | 63.3311 | 0 | 0.24064 | 0.24064 | 0 | 0.00752 | 2038 |  |  |  | REF | 0 | 0 | Real 2021 ¦ 12/22/2022 3:42:52 PM | Area 1001 Gas CC 1x1 2030
28251 | Area 1001 Gas CC 1x1 2031 | CO2 | ATC | 2038 | AEP-KPCO | 1027445.9375 | 1027445.9375 | 0 | 13113.4512 | 13113.4512 | 0 | 122 | 2038 |  |  |  | REF | 0 | 0 | Real 2021 ¦ 12/22/2022 3:42:52 PM | Area 1001 Gas CC 1x1 2031
28252 | Area 1001 Gas CC 1x1 2031 | NOX | ATC | 2038 | AEP-KPCO | 4.7161 | 4.7161 | 0 | 0.2286 | 0.2286 | 0 | 0.00056 | 2038 |  |  |  | REF | 0 | 0 | Real 2021 ¦ 12/22/2022 3:42:52 PM | Area 1001 Gas CC 1x1 2031
28253 | Area 1001 Gas CC 1x1 2031 | SO2 | ATC | 2038 | AEP-KPCO | 63.3311 | 63.3311 | 0 | 0.24064 | 0.24064 | 0 | 0.00752 | 2038 |  |  |  | REF | 0 | 0 | Real 2021 ¦ 12/22/2022 3:42:52 PM | Area 1001 Gas CC 1x1 2031
28254 | Area 1001 Gas CC 1x1 2032 | CO2 | ATC | 2038 | AEP-KPCO | 1027445.9375 | 1027445.9375 | 0 | 13113.4512 | 13113.4512 | 0 | 122 | 2038 |  |  |  | REF | 0 | 0 | Real 2021 ¦ 12/22/2022 3:42:52 PM | Area 1001 Gas CC 1x1 2032
28255 | Area 1001 Gas CC 1x1 2032 | NOX | ATC | 2038 | AEP-KPCO | 4.7161 | 4.7161 | 0 | 0.2286 | 0.2286 | 0 | 0.00056 | 2038 |  |  |  | REF | 0 | 0 | Real 2021 ¦ 12/22/2022 3:42:52 PM | Area 1001 Gas CC 1x1 2032
28256 | Area 1001 Gas CC 1x1 2032 | SO2 | ATC | 2038 | AEP-KPCO | 63.3311 | 63.3311 | 0 | 0.24064 | 0.24064 | 0 | 0.00752 | 2038 |  |  |  | REF | 0 | 0 | Real 2021 ¦ 12/22/2022 3:42:52 PM | Area 1001 Gas CC 1x1 2032
28257 | Area 1001 Gas CC 1x1 2033 | CO2 | ATC | 2038 | AEP-KPCO | 1027537.8125 | 1027537.8125 | 0 | 13114.624 | 13114.624 | 0 | 122 | 2038 |  |  |  | REF | 0 | 0 | Real 2021 ¦ 12/22/2022 3:42:52 PM | Area 1001 Gas CC 1x1 2033
28258 | Area 1001 Gas CC 1x1 2033 | NOX | ATC | 2038 | AEP-KPCO | 4.7166 | 4.7166 | 0 | 0.2286 | 0.2286 | 0 | 0.00056 | 2038 |  |  |  | REF | 0 | 0 | Real 2021 ¦ 12/22/2022 3:42:52 PM | Area 1001 Gas CC 1x1 2033
28259 | Area 1001 Gas CC 1x1 2033 | SO2 | ATC | 2038 | AEP-KPCO | 63.3368 | 63.3368 | 0 | 0.24066 | 0.24066 | 0 | 0.00752 | 2038 |  |  |  | REF | 0 | 0 | Real 2021 ¦ 12/22/2022 3:42:52 PM | Area 1001 Gas CC 1x1 2033
28260 | Area 1001 Gas CC 1x1 2034 | CO2 | ATC | 2038 | AEP-KPCO | 1027445.9375 | 1027445.9375 | 0 | 13113.4512 | 13113.4512 | 0 | 122 | 2038 |  |  |  | REF | 0 | 0 | Real 2021 ¦ 12/22/2022 3:42:52 PM | Area 1001 Gas CC 1x1 2034
28261 | Area 1001 Gas CC 1x1 2034 | NOX | ATC | 2038 | AEP-KPCO | 4.7161 | 4.7161 | 0 | 0.2286 | 0.2286 | 0 | 0.00056 | 2038 |  |  |  | REF | 0 | 0 | Real 2021 ¦ 12/22/2022 3:42:52 PM | Area 1001 Gas CC 1x1 2034
28262 | Area 1001 Gas CC 1x1 2034 | SO2 | ATC | 2038 | AEP-KPCO | 63.3311 | 63.3311 | 0 | 0.24064 | 0.24064 | 0 | 0.00752 | 2038 |  |  |  | REF | 0 | 0 | Real 2021 ¦ 12/22/2022 3:42:52 PM | Area 1001 Gas CC 1x1 2034
28263 | Area 1001 Gas CC 1x1 2035 | CO2 | ATC | 2038 | AEP-KPCO | 1027445.9375 | 1027445.9375 | 0 | 13113.4512 | 13113.4512 | 0 | 122 | 2038 |  |  |  | REF | 0 | 0 | Real 2021 ¦ 12/22/2022 3:42:52 PM | Area 1001 Gas CC 1x1 2035
28264 | Area 1001 Gas CC 1x1 2035 | NOX | ATC | 2038 | AEP-KPCO | 4.7161 | 4.7161 | 0 | 0.2286 | 0.2286 | 0 | 0.00056 | 2038 |  |  |  | REF | 0 | 0 | Real 2021 ¦ 12/22/2022 3:42:52 PM | Area 1001 Gas CC 1x1 2035
28265 | Area 1001 Gas CC 1x1 2035 | SO2 | ATC | 2038 | AEP-KPCO | 63.3311 | 63.3311 | 0 | 0.24064 | 0.24064 | 0 | 0.00752 | 2038 |  |  |  | REF | 0 | 0 | Real 2021 ¦ 12/22/2022 3:42:52 PM | Area 1001 Gas CC 1x1 2035
28266 | Area 1001 Gas CC 1x1 2036 | CO2 | ATC | 2038 | AEP-KPCO | 1024042.75 | 1024042.75 | 0 | 13070.0156 | 13070.0156 | 0 | 122 | 2038 |  |  |  | REF | 0 | 0 | Real 2021 ¦ 12/22/2022 3:42:52 PM | Area 1001 Gas CC 1x1 2036
28267 | Area 1001 Gas CC 1x1 2036 | NOX | ATC | 2038 | AEP-KPCO | 4.7005 | 4.7005 | 0 | 0.22811 | 0.22811 | 0 | 0.00056 | 2038 |  |  |  | REF | 0 | 0 | Real 2021 ¦ 12/22/2022 3:42:52 PM | Area 1001 Gas CC 1x1 2036
28268 | Area 1001 Gas CC 1x1 2036 | SO2 | ATC | 2038 | AEP-KPCO | 63.1213 | 63.1213 | 0 | 0.23984 | 0.23984 | 0 | 0.00752 | 2038 |  |  |  | REF | 0 | 0 | Real 2021 ¦ 12/22/2022 3:42:52 PM | Area 1001 Gas CC 1x1 2036
28269 | Area 1001 Gas CC 1x1 2037 | CO2 | ATC | 2038 | AEP-KPCO | 1028027.125 | 1028027.125 | 0 | 13120.8691 | 13120.8691 | 0 | 122 | 2038 |  |  |  | REF | 0 | 0 | Real 2021 ¦ 12/22/2022 3:42:52 PM | Area 1001 Gas CC 1x1 2037
28270 | Area 1001 Gas CC 1x1 2037 | NOX | ATC | 2038 | AEP-KPCO | 4.7188 | 4.7188 | 0 | 0.22862 | 0.22862 | 0 | 0.00056 | 2038 |  |  |  | REF | 0 | 0 | Real 2021 ¦ 12/22/2022 3:42:52 PM | Area 1001 Gas CC 1x1 2037
28271 | Area 1001 Gas CC 1x1 2037 | SO2 | ATC | 2038 | AEP-KPCO | 63.3669 | 63.3669 | 0 | 0.24077 | 0.24077 | 0 | 0.00752 | 2038 |  |  |  | REF | 0 | 0 | Real 2021 ¦ 12/22/2022 3:42:52 PM | Area 1001 Gas CC 1x1 2037
28272 | Area 1001 Gas CC 1x1 2038 | CO2 | ATC | 2038 | AEP-KPCO | 1027445.9375 | 1027445.9375 | 0 | 13113.4512 | 13113.4512 | 0 | 122 | 2038 |  |  |  | REF | 0 | 0 | Real 2021 ¦ 12/22/2022 3:42:52 PM | Area 1001 Gas CC 1x1 2038
28273 | Area 1001 Gas CC 1x1 2038 | NOX | ATC | 2038 | AEP-KPCO | 4.7161 | 4.7161 | 0 | 0.2286 | 0.2286 | 0 | 0.00056 | 2038 |  |  |  | REF | 0 | 0 | Real 2021 ¦ 12/22/2022 3:42:52 PM | Area 1001 Gas CC 1x1 2038
28274 | Area 1001 Gas CC 1x1 2038 | SO2 | ATC | 2038 | AEP-KPCO | 63.3311 | 63.3311 | 0 | 0.24064 | 0.24064 | 0 | 0.00752 | 2038 |  |  |  | REF | 0 | 0 | Real 2021 ¦ 12/22/2022 3:42:52 PM | Area 1001 Gas CC 1x1 2038
28275 | Area 1001 Gas CC 1x1 2039 | CO2 | ATC | 2038 | AEP-KPCO | 0 | 0 | 0 | 0 | 0 | 0 | 122 | 2038 |  |  |  | REF | 0 | 0 | Real 2021 ¦ 12/22/2022 3:42:52 PM | Area 1001 Gas CC 1x1 2039
28276 | Area 1001 Gas CC 1x1 2039 | NOX | ATC | 2038 | AEP-KPCO | 0 | 0 | 0 | 0 | 0 | 0 | 0.00056 | 2038 |  |  |  | REF | 0 | 0 | Real 2021 ¦ 12/22/2022 3:42:52 PM | Area 1001 Gas CC 1x1 2039
28277 | Area 1001 Gas CC 1x1 2039 | SO2 | ATC | 2038 | AEP-KPCO | 0 | 0 | 0 | 0 | 0 | 0 | 0.00752 | 2038 |  |  |  | REF | 0 | 0 | Real 2021 ¦ 12/22/2022 3:42:52 PM | Area 1001 Gas CC 1x1 2039
28278 | Area 1001 Gas CC 1x1 2040 | CO2 | ATC | 2038 | AEP-KPCO | 0 | 0 | 0 | 0 | 0 | 0 | 122 | 2038 |  |  |  | REF | 0 | 0 | Real 2021 ¦ 12/22/2022 3:42:52 PM | Area 1001 Gas CC 1x1 2040
28279 | Area 1001 Gas CC 1x1 2040 | NOX | ATC | 2038 | AEP-KPCO | 0 | 0 | 0 | 0 | 0 | 0 | 0.00056 | 2038 |  |  |  | REF | 0 | 0 | Real 2021 ¦ 12/22/2022 3:42:52 PM | Area 1001 Gas CC 1x1 2040
28280 | Area 1001 Gas CC 1x1 2040 | SO2 | ATC | 2038 | AEP-KPCO | 0 | 0 | 0 | 0 | 0 | 0 | 0.00752 | 2038 |  |  |  | REF | 0 | 0 | Real 2021 ¦ 12/22/2022 3:42:52 PM | Area 1001 Gas CC 1x1 2040
28281 | Area 1001 Gas CC 1x1 2041 | CO2 | ATC | 2038 | AEP-KPCO | 0 | 0 | 0 | 0 | 0 | 0 | 122 | 2038 |  |  |  | REF | 0 | 0 | Real 2021 ¦ 12/22/2022 3:42:52 PM | Area 1001 Gas CC 1x1 2041
28282 | Area 1001 Gas CC 1x1 2041 | NOX | ATC | 2038 | AEP-KPCO | 0 | 0 | 0 | 0 | 0 | 0 | 0.00056 | 2038 |  |  |  | REF | 0 | 0 | Real 2021 ¦ 12/22/2022 3:42:52 PM | Area 1001 Gas CC 1x1 2041
28283 | Area 1001 Gas CC 1x1 2041 | SO2 | ATC | 2038 | AEP-KPCO | 0 | 0 | 0 | 0 | 0 | 0 | 0.00752 | 2038 |  |  |  | REF | 0 | 0 | Real 2021 ¦ 12/22/2022 3:42:52 PM | Area 1001 Gas CC 1x1 2041
28284 | Area 1001 Gas CC 1x1 2042 | CO2 | ATC | 2038 | AEP-KPCO | 0 | 0 | 0 | 0 | 0 | 0 | 122 | 2038 |  |  |  | REF | 0 | 0 | Real 2021 ¦ 12/22/2022 3:42:52 PM | Area 1001 Gas CC 1x1 2042
28285 | Area 1001 Gas CC 1x1 2042 | NOX | ATC | 2038 | AEP-KPCO | 0 | 0 | 0 | 0 | 0 | 0 | 0.00056 | 2038 |  |  |  | REF | 0 | 0 | Real 2021 ¦ 12/22/2022 3:42:52 PM | Area 1001 Gas CC 1x1 2042
28286 | Area 1001 Gas CC 1x1 2042 | SO2 | ATC | 2038 | AEP-KPCO | 0 | 0 | 0 | 0 | 0 | 0 | 0.00752 | 2038 |  |  |  | REF | 0 | 0 | Real 2021 ¦ 12/22/2022 3:42:52 PM | Area 1001 Gas CC 1x1 2042
28287 | Area 1001 Gas CC 1x1 2043 | CO2 | ATC | 2038 | AEP-KPCO | 0 | 0 | 0 | 0 | 0 | 0 | 122 | 2038 |  |  |  | REF | 0 | 0 | Real 2021 ¦ 12/22/2022 3:42:52 PM | Area 1001 Gas CC 1x1 2043
28288 | Area 1001 Gas CC 1x1 2043 | NOX | ATC | 2038 | AEP-KPCO | 0 | 0 | 0 | 0 | 0 | 0 | 0.00056 | 2038 |  |  |  | REF | 0 | 0 | Real 2021 ¦ 12/22/2022 3:42:52 PM | Area 1001 Gas CC 1x1 2043
28289 | Area 1001 Gas CC 1x1 2043 | SO2 | ATC | 2038 | AEP-KPCO | 0 | 0 | 0 | 0 | 0 | 0 | 0.00752 | 2038 |  |  |  | REF | 0 | 0 | Real 2021 ¦ 12/22/2022 3:42:52 PM | Area 1001 Gas CC 1x1 2043
28290 | Area 1001 Gas CT 2023 | CO2 | ATC | 2038 | AEP-KPCO | 347088.4375 | 347088.4375 | 0 | 4429.9434 | 4429.9434 | 0 | 122 | 2038 |  |  |  | REF | 0 | 0 | Real 2021 ¦ 12/22/2022 3:42:52 PM | Area 1001 Gas CT 2023
28291 | Area 1001 Gas CT 2023 | NOX | ATC | 2038 | AEP-KPCO | 1.5932 | 1.5932 | 0 | 0.09547 | 0.09547 | 0 | 0.00056 | 2038 |  |  |  | REF | 0 | 0 | Real 2021 ¦ 12/22/2022 3:42:52 PM | Area 1001 Gas CT 2023
28292 | Area 1001 Gas CT 2023 | SO2 | ATC | 2038 | AEP-KPCO | 21.3943 | 21.3943 | 0 | 0.081291 | 0.081291 | 0 | 0.00752 | 2038 |  |  |  | REF | 0 | 0 | Real 2021 ¦ 12/22/2022 3:42:52 PM | Area 1001 Gas CT 2023
28293 | Area 1001 Gas CT 2024 | CO2 | ATC | 2038 | AEP-KPCO | 346787.5312 | 346787.5312 | 0 | 4426.103 | 4426.103 | 0 | 122 | 2038 |  |  |  | REF | 0 | 0 | Real 2021 ¦ 12/22/2022 3:42:52 PM | Area 1001 Gas CT 2024
28294 | Area 1001 Gas CT 2024 | NOX | ATC | 2038 | AEP-KPCO | 1.5918 | 1.5918 | 0 | 0.095463 | 0.095463 | 0 | 0.00056 | 2038 |  |  |  | REF | 0 | 0 | Real 2021 ¦ 12/22/2022 3:42:52 PM | Area 1001 Gas CT 2024
28295 | Area 1001 Gas CT 2024 | SO2 | ATC | 2038 | AEP-KPCO | 21.3758 | 21.3758 | 0 | 0.081221 | 0.081221 | 0 | 0.00752 | 2038 |  |  |  | REF | 0 | 0 | Real 2021 ¦ 12/22/2022 3:42:52 PM | Area 1001 Gas CT 2024
28296 | Area 1001 Gas CT 2025 | CO2 | ATC | 2038 | AEP-KPCO | 349888.9688 | 349888.9688 | 0 | 4465.687 | 4465.687 | 0 | 122 | 2038 |  |  |  | REF | 0 | 0 | Real 2021 ¦ 12/22/2022 3:42:52 PM | Area 1001 Gas CT 2025
28297 | Area 1001 Gas CT 2025 | NOX | ATC | 2038 | AEP-KPCO | 1.606 | 1.606 | 0 | 0.095534 | 0.095534 | 0 | 0.00056 | 2038 |  |  |  | REF | 0 | 0 | Real 2021 ¦ 12/22/2022 3:42:52 PM | Area 1001 Gas CT 2025
28298 | Area 1001 Gas CT 2025 | SO2 | ATC | 2038 | AEP-KPCO | 21.5669 | 21.5669 | 0 | 0.081947 | 0.081947 | 0 | 0.00752 | 2038 |  |  |  | REF | 0 | 0 | Real 2021 ¦ 12/22/2022 3:42:52 PM | Area 1001 Gas CT 2025
28299 | Area 1001 Gas CT 2026 | CO2 | ATC | 2038 | AEP-KPCO | 347375.5312 | 347375.5312 | 0 | 4433.6079 | 4433.6079 | 0 | 122 | 2038 |  |  |  | REF | 0 | 0 | Real 2021 ¦ 12/22/2022 3:42:52 PM | Area 1001 Gas CT 2026
28300 | Area 1001 Gas CT 2026 | NOX | ATC | 2038 | AEP-KPCO | 1.5945 | 1.5945 | 0 | 0.095773 | 0.095773 | 0 | 0.00056 | 2038 |  |  |  | REF | 0 | 0 | Real 2021 ¦ 12/22/2022 3:42:52 PM | Area 1001 Gas CT 2026
28301 | Area 1001 Gas CT 2026 | SO2 | ATC | 2038 | AEP-KPCO | 21.412 | 21.412 | 0 | 0.081359 | 0.081359 | 0 | 0.00752 | 2038 |  |  |  | REF | 0 | 0 | Real 2021 ¦ 12/22/2022 3:42:52 PM | Area 1001 Gas CT 2026
28302 | Area 1001 Gas CT 2027 | CO2 | ATC | 2038 | AEP-KPCO | 347430.375 | 347430.375 | 0 | 4434.3076 | 4434.3076 | 0 | 122 | 2038 |  |  |  | REF | 0 | 0 | Real 2021 ¦ 12/22/2022 3:42:52 PM | Area 1001 Gas CT 2027
28303 | Area 1001 Gas CT 2027 | NOX | ATC | 2038 | AEP-KPCO | 1.5948 | 1.5948 | 0 | 0.095478 | 0.095478 | 0 | 0.00056 | 2038 |  |  |  | REF | 0 | 0 | Real 2021 ¦ 12/22/2022 3:42:52 PM | Area 1001 Gas CT 2027
28304 | Area 1001 Gas CT 2027 | SO2 | ATC | 2038 | AEP-KPCO | 21.4154 | 21.4154 | 0 | 0.081372 | 0.081372 | 0 | 0.00752 | 2038 |  |  |  | REF | 0 | 0 | Real 2021 ¦ 12/22/2022 3:42:52 PM | Area 1001 Gas CT 2027
28305 | Area 1001 Gas CT 2028 | CO2 | ATC | 2038 | AEP-KPCO | 347211.8438 | 347211.8438 | 0 | 4431.5186 | 4431.5186 | 0 | 122 | 2038 |  |  |  | REF | 0 | 0 | Real 2021 ¦ 12/22/2022 3:42:52 PM | Area 1001 Gas CT 2028
28306 | Area 1001 Gas CT 2028 | NOX | ATC | 2038 | AEP-KPCO | 1.5938 | 1.5938 | 0 | 0.095473 | 0.095473 | 0 | 0.00056 | 2038 |  |  |  | REF | 0 | 0 | Real 2021 ¦ 12/22/2022 3:42:52 PM | Area 1001 Gas CT 2028
28307 | Area 1001 Gas CT 2028 | SO2 | ATC | 2038 | AEP-KPCO | 21.4019 | 21.4019 | 0 | 0.08132 | 0.08132 | 0 | 0.00752 | 2038 |  |  |  | REF | 0 | 0 | Real 2021 ¦ 12/22/2022 3:42:52 PM | Area 1001 Gas CT 2028
28308 | Area 1001 Gas CT 2029 | CO2 | ATC | 2038 | AEP-KPCO | 346739.0938 | 346739.0938 | 0 | 4425.4849 | 4425.4849 | 0 | 122 | 2038 |  |  |  | REF | 0 | 0 | Real 2021 ¦ 12/22/2022 3:42:52 PM | Area 1001 Gas CT 2029
28309 | Area 1001 Gas CT 2029 | NOX | ATC | 2038 | AEP-KPCO | 1.5916 | 1.5916 | 0 | 0.095462 | 0.095462 | 0 | 0.00056 | 2038 |  |  |  | REF | 0 | 0 | Real 2021 ¦ 12/22/2022 3:42:52 PM | Area 1001 Gas CT 2029
28310 | Area 1001 Gas CT 2029 | SO2 | ATC | 2038 | AEP-KPCO | 21.3728 | 21.3728 | 0 | 0.08121 | 0.08121 | 0 | 0.00752 | 2038 |  |  |  | REF | 0 | 0 | Real 2021 ¦ 12/22/2022 3:42:52 PM | Area 1001 Gas CT 2029
28311 | Area 1001 Gas CT 2030 | CO2 | ATC | 2038 | AEP-KPCO | 349059.3125 | 349059.3125 | 0 | 4455.0977 | 4455.0977 | 0 | 122 | 2038 |  |  |  | REF | 0 | 0 | Real 2021 ¦ 12/22/2022 3:42:52 PM | Area 1001 Gas CT 2030
28312 | Area 1001 Gas CT 2030 | NOX | ATC | 2038 | AEP-KPCO | 1.6022 | 1.6022 | 0 | 0.095534 | 0.095534 | 0 | 0.00056 | 2038 |  |  |  | REF | 0 | 0 | Real 2021 ¦ 12/22/2022 3:42:52 PM | Area 1001 Gas CT 2030
28313 | Area 1001 Gas CT 2030 | SO2 | ATC | 2038 | AEP-KPCO | 21.5158 | 21.5158 | 0 | 0.081753 | 0.081753 | 0 | 0.00752 | 2038 |  |  |  | REF | 0 | 0 | Real 2021 ¦ 12/22/2022 3:42:52 PM | Area 1001 Gas CT 2030
28314 | Area 1001 Gas CT 2031 | CO2 | ATC | 2038 | AEP-KPCO | 350464.9688 | 350464.9688 | 0 | 4473.0386 | 4473.0386 | 0 | 122 | 2038 |  |  |  | REF | 0 | 0 | Real 2021 ¦ 12/22/2022 3:42:52 PM | Area 1001 Gas CT 2031
28315 | Area 1001 Gas CT 2031 | NOX | ATC | 2038 | AEP-KPCO | 1.6087 | 1.6087 | 0 | 0.095547 | 0.095547 | 0 | 0.00056 | 2038 |  |  |  | REF | 0 | 0 | Real 2021 ¦ 12/22/2022 3:42:52 PM | Area 1001 Gas CT 2031
28316 | Area 1001 Gas CT 2031 | SO2 | ATC | 2038 | AEP-KPCO | 21.6024 | 21.6024 | 0 | 0.082082 | 0.082082 | 0 | 0.00752 | 2038 |  |  |  | REF | 0 | 0 | Real 2021 ¦ 12/22/2022 3:42:52 PM | Area 1001 Gas CT 2031
28317 | Area 1001 Gas CT 2032 | CO2 | ATC | 2038 | AEP-KPCO | 346950.6875 | 346950.6875 | 0 | 4428.1855 | 4428.1855 | 0 | 122 | 2038 |  |  |  | REF | 0 | 0 | Real 2021 ¦ 12/22/2022 3:42:52 PM | Area 1001 Gas CT 2032
28318 | Area 1001 Gas CT 2032 | NOX | ATC | 2038 | AEP-KPCO | 1.5926 | 1.5926 | 0 | 0.095467 | 0.095467 | 0 | 0.00056 | 2038 |  |  |  | REF | 0 | 0 | Real 2021 ¦ 12/22/2022 3:42:52 PM | Area 1001 Gas CT 2032
28319 | Area 1001 Gas CT 2032 | SO2 | ATC | 2038 | AEP-KPCO | 21.3858 | 21.3858 | 0 | 0.081259 | 0.081259 | 0 | 0.00752 | 2038 |  |  |  | REF | 0 | 0 | Real 2021 ¦ 12/22/2022 3:42:52 PM | Area 1001 Gas CT 2032
28320 | Area 1001 Gas CT 2033 | CO2 | ATC | 2038 | AEP-KPCO | 346612.5312 | 346612.5312 | 0 | 4423.8691 | 4423.8691 | 0 | 122 | 2038 |  |  |  | REF | 0 | 0 | Real 2021 ¦ 12/22/2022 3:42:52 PM | Area 1001 Gas CT 2033
28321 | Area 1001 Gas CT 2033 | NOX | ATC | 2038 | AEP-KPCO | 1.591 | 1.591 | 0 | 0.095459 | 0.095459 | 0 | 0.00056 | 2038 |  |  |  | REF | 0 | 0 | Real 2021 ¦ 12/22/2022 3:42:52 PM | Area 1001 Gas CT 2033
28322 | Area 1001 Gas CT 2033 | SO2 | ATC | 2038 | AEP-KPCO | 21.365 | 21.365 | 0 | 0.08118 | 0.08118 | 0 | 0.00752 | 2038 |  |  |  | REF | 0 | 0 | Real 2021 ¦ 12/22/2022 3:42:52 PM | Area 1001 Gas CT 2033
28323 | Area 1001 Gas CT 2034 | CO2 | ATC | 2038 | AEP-KPCO | 347433.2812 | 347433.2812 | 0 | 4434.3447 | 4434.3447 | 0 | 122 | 2038 |  |  |  | REF | 0 | 0 | Real 2021 ¦ 12/22/2022 3:42:52 PM | Area 1001 Gas CT 2034
28324 | Area 1001 Gas CT 2034 | NOX | ATC | 2038 | AEP-KPCO | 1.5948 | 1.5948 | 0 | 0.095478 | 0.095478 | 0 | 0.00056 | 2038 |  |  |  | REF | 0 | 0 | Real 2021 ¦ 12/22/2022 3:42:52 PM | Area 1001 Gas CT 2034
28325 | Area 1001 Gas CT 2034 | SO2 | ATC | 2038 | AEP-KPCO | 21.4156 | 21.4156 | 0 | 0.081372 | 0.081372 | 0 | 0.00752 | 2038 |  |  |  | REF | 0 | 0 | Real 2021 ¦ 12/22/2022 3:42:52 PM | Area 1001 Gas CT 2034
28326 | Area 1001 Gas CT 2035 | CO2 | ATC | 2038 | AEP-KPCO | 346612.5312 | 346612.5312 | 0 | 4423.8691 | 4423.8691 | 0 | 122 | 2038 |  |  |  | REF | 0 | 0 | Real 2021 ¦ 12/22/2022 3:42:52 PM | Area 1001 Gas CT 2035
28327 | Area 1001 Gas CT 2035 | NOX | ATC | 2038 | AEP-KPCO | 1.591 | 1.591 | 0 | 0.095459 | 0.095459 | 0 | 0.00056 | 2038 |  |  |  | REF | 0 | 0 | Real 2021 ¦ 12/22/2022 3:42:52 PM | Area 1001 Gas CT 2035
28328 | Area 1001 Gas CT 2035 | SO2 | ATC | 2038 | AEP-KPCO | 21.365 | 21.365 | 0 | 0.08118 | 0.08118 | 0 | 0.00752 | 2038 |  |  |  | REF | 0 | 0 | Real 2021 ¦ 12/22/2022 3:42:52 PM | Area 1001 Gas CT 2035
28329 | Area 1001 Gas CT 2036 | CO2 | ATC | 2038 | AEP-KPCO | 352038.625 | 352038.625 | 0 | 4493.123 | 4493.123 | 0 | 122 | 2038 |  |  |  | REF | 0 | 0 | Real 2021 ¦ 12/22/2022 3:42:52 PM | Area 1001 Gas CT 2036
28330 | Area 1001 Gas CT 2036 | NOX | ATC | 2038 | AEP-KPCO | 1.6159 | 1.6159 | 0 | 0.095601 | 0.095601 | 0 | 0.00056 | 2038 |  |  |  | REF | 0 | 0 | Real 2021 ¦ 12/22/2022 3:42:52 PM | Area 1001 Gas CT 2036
28331 | Area 1001 Gas CT 2036 | SO2 | ATC | 2038 | AEP-KPCO | 21.6994 | 21.6994 | 0 | 0.082451 | 0.082451 | 0 | 0.00752 | 2038 |  |  |  | REF | 0 | 0 | Real 2021 ¦ 12/22/2022 3:42:52 PM | Area 1001 Gas CT 2036
28332 | Area 1001 Gas CT 2037 | CO2 | ATC | 2038 | AEP-KPCO | 346775.6875 | 346775.6875 | 0 | 4425.9517 | 4425.9517 | 0 | 122 | 2038 |  |  |  | REF | 0 | 0 | Real 2021 ¦ 12/22/2022 3:42:52 PM | Area 1001 Gas CT 2037
28333 | Area 1001 Gas CT 2037 | NOX | ATC | 2038 | AEP-KPCO | 1.5918 | 1.5918 | 0 | 0.095644 | 0.095644 | 0 | 0.00056 | 2038 |  |  |  | REF | 0 | 0 | Real 2021 ¦ 12/22/2022 3:42:52 PM | Area 1001 Gas CT 2037
28334 | Area 1001 Gas CT 2037 | SO2 | ATC | 2038 | AEP-KPCO | 21.375 | 21.375 | 0 | 0.081218 | 0.081218 | 0 | 0.00752 | 2038 |  |  |  | REF | 0 | 0 | Real 2021 ¦ 12/22/2022 3:42:52 PM | Area 1001 Gas CT 2037
28335 | Area 1001 Gas CT 2038 | CO2 | ATC | 2038 | AEP-KPCO | 349156.5938 | 349156.5938 | 0 | 4456.3394 | 4456.3394 | 0 | 122 | 2038 |  |  |  | REF | 0 | 0 | Real 2021 ¦ 12/22/2022 3:42:52 PM | Area 1001 Gas CT 2038
28336 | Area 1001 Gas CT 2038 | NOX | ATC | 2038 | AEP-KPCO | 1.6027 | 1.6027 | 0 | 0.095517 | 0.095517 | 0 | 0.00056 | 2038 |  |  |  | REF | 0 | 0 | Real 2021 ¦ 12/22/2022 3:42:52 PM | Area 1001 Gas CT 2038
28337 | Area 1001 Gas CT 2038 | SO2 | ATC | 2038 | AEP-KPCO | 21.5218 | 21.5218 | 0 | 0.081776 | 0.081776 | 0 | 0.00752 | 2038 |  |  |  | REF | 0 | 0 | Real 2021 ¦ 12/22/2022 3:42:52 PM | Area 1001 Gas CT 2038
28338 | Area 1001 Gas CT 2039 | CO2 | ATC | 2038 | AEP-KPCO | 0 | 0 | 0 | 0 | 0 | 0 | 122 | 2038 |  |  |  | REF | 0 | 0 | Real 2021 ¦ 12/22/2022 3:42:52 PM | Area 1001 Gas CT 2039
28339 | Area 1001 Gas CT 2039 | NOX | ATC | 2038 | AEP-KPCO | 0 | 0 | 0 | 0 | 0 | 0 | 0.00056 | 2038 |  |  |  | REF | 0 | 0 | Real 2021 ¦ 12/22/2022 3:42:52 PM | Area 1001 Gas CT 2039
28340 | Area 1001 Gas CT 2039 | SO2 | ATC | 2038 | AEP-KPCO | 0 | 0 | 0 | 0 | 0 | 0 | 0.00752 | 2038 |  |  |  | REF | 0 | 0 | Real 2021 ¦ 12/22/2022 3:42:52 PM | Area 1001 Gas CT 2039
28341 | Area 1001 Gas CT 2040 | CO2 | ATC | 2038 | AEP-KPCO | 0 | 0 | 0 | 0 | 0 | 0 | 122 | 2038 |  |  |  | REF | 0 | 0 | Real 2021 ¦ 12/22/2022 3:42:52 PM | Area 1001 Gas CT 2040
28342 | Area 1001 Gas CT 2040 | NOX | ATC | 2038 | AEP-KPCO | 0 | 0 | 0 | 0 | 0 | 0 | 0.00056 | 2038 |  |  |  | REF | 0 | 0 | Real 2021 ¦ 12/22/2022 3:42:52 PM | Area 1001 Gas CT 2040
28343 | Area 1001 Gas CT 2040 | SO2 | ATC | 2038 | AEP-KPCO | 0 | 0 | 0 | 0 | 0 | 0 | 0.00752 | 2038 |  |  |  | REF | 0 | 0 | Real 2021 ¦ 12/22/2022 3:42:52 PM | Area 1001 Gas CT 2040
28344 | Area 1001 Gas CT 2041 | CO2 | ATC | 2038 | AEP-KPCO | 0 | 0 | 0 | 0 | 0 | 0 | 122 | 2038 |  |  |  | REF | 0 | 0 | Real 2021 ¦ 12/22/2022 3:42:52 PM | Area 1001 Gas CT 2041
28345 | Area 1001 Gas CT 2041 | NOX | ATC | 2038 | AEP-KPCO | 0 | 0 | 0 | 0 | 0 | 0 | 0.00056 | 2038 |  |  |  | REF | 0 | 0 | Real 2021 ¦ 12/22/2022 3:42:52 PM | Area 1001 Gas CT 2041
28346 | Area 1001 Gas CT 2041 | SO2 | ATC | 2038 | AEP-KPCO | 0 | 0 | 0 | 0 | 0 | 0 | 0.00752 | 2038 |  |  |  | REF | 0 | 0 | Real 2021 ¦ 12/22/2022 3:42:52 PM | Area 1001 Gas CT 2041
28347 | Area 1001 Gas CT 2042 | CO2 | ATC | 2038 | AEP-KPCO | 0 | 0 | 0 | 0 | 0 | 0 | 122 | 2038 |  |  |  | REF | 0 | 0 | Real 2021 ¦ 12/22/2022 3:42:52 PM | Area 1001 Gas CT 2042
28348 | Area 1001 Gas CT 2042 | NOX | ATC | 2038 | AEP-KPCO | 0 | 0 | 0 | 0 | 0 | 0 | 0.00056 | 2038 |  |  |  | REF | 0 | 0 | Real 2021 ¦ 12/22/2022 3:42:52 PM | Area 1001 Gas CT 2042
28349 | Area 1001 Gas CT 2042 | SO2 | ATC | 2038 | AEP-KPCO | 0 | 0 | 0 | 0 | 0 | 0 | 0.00752 | 2038 |  |  |  | REF | 0 | 0 | Real 2021 ¦ 12/22/2022 3:42:52 PM | Area 1001 Gas CT 2042
28350 | Area 1001 Gas CT 2043 | CO2 | ATC | 2038 | AEP-KPCO | 0 | 0 | 0 | 0 | 0 | 0 | 122 | 2038 |  |  |  | REF | 0 | 0 | Real 2021 ¦ 12/22/2022 3:42:52 PM | Area 1001 Gas CT 2043
28351 | Area 1001 Gas CT 2043 | NOX | ATC | 2038 | AEP-KPCO | 0 | 0 | 0 | 0 | 0 | 0 | 0.00056 | 2038 |  |  |  | REF | 0 | 0 | Real 2021 ¦ 12/22/2022 3:42:52 PM | Area 1001 Gas CT 2043
28352 | Area 1001 Gas CT 2043 | SO2 | ATC | 2038 | AEP-KPCO | 0 | 0 | 0 | 0 | 0 | 0 | 0.00752 | 2038 |  |  |  | REF | 0 | 0 | Real 2021 ¦ 12/22/2022 3:42:52 PM | Area 1001 Gas CT 2043
28353 | Area 1001 Gas Aero CT 2023 | CO2 | ATC | 2038 | AEP-KPCO | 129146.2969 | 129146.2969 | 0 | 1648.3142 | 1648.3142 | 0 | 122 | 2038 |  |  |  | REF | 0 | 0 | Real 2021 ¦ 12/22/2022 3:42:52 PM | Area 1001 Gas Aero CT 2023
28354 | Area 1001 Gas Aero CT 2023 | NOX | ATC | 2038 | AEP-KPCO | 0.5928 | 0.5928 | 0 | 0.034677 | 0.034677 | 0 | 0.00056 | 2038 |  |  |  | REF | 0 | 0 | Real 2021 ¦ 12/22/2022 3:42:52 PM | Area 1001 Gas Aero CT 2023
28355 | Area 1001 Gas Aero CT 2023 | SO2 | ATC | 2038 | AEP-KPCO | 7.9605 | 7.9605 | 0 | 0.030247 | 0.030247 | 0 | 0.00752 | 2038 |  |  |  | REF | 0 | 0 | Real 2021 ¦ 12/22/2022 3:42:52 PM | Area 1001 Gas Aero CT 2023
28356 | Area 1001 Gas Aero CT 2024 | CO2 | ATC | 2038 | AEP-KPCO | 128968.6797 | 128968.6797 | 0 | 1646.0471 | 1646.0471 | 0 | 122 | 2038 |  |  |  | REF | 0 | 0 | Real 2021 ¦ 12/22/2022 3:42:52 PM | Area 1001 Gas Aero CT 2024
28357 | Area 1001 Gas Aero CT 2024 | NOX | ATC | 2038 | AEP-KPCO | 0.59199 | 0.59199 | 0 | 0.034673 | 0.034673 | 0 | 0.00056 | 2038 |  |  |  | REF | 0 | 0 | Real 2021 ¦ 12/22/2022 3:42:52 PM | Area 1001 Gas Aero CT 2024
28358 | Area 1001 Gas Aero CT 2024 | SO2 | ATC | 2038 | AEP-KPCO | 7.9495 | 7.9495 | 0 | 0.030206 | 0.030206 | 0 | 0.00752 | 2038 |  |  |  | REF | 0 | 0 | Real 2021 ¦ 12/22/2022 3:42:52 PM | Area 1001 Gas Aero CT 2024
28359 | Area 1001 Gas Aero CT 2025 | CO2 | ATC | 2038 | AEP-KPCO | 129081.8828 | 129081.8828 | 0 | 1647.4921 | 1647.4921 | 0 | 122 | 2038 |  |  |  | REF | 0 | 0 | Real 2021 ¦ 12/22/2022 3:42:52 PM | Area 1001 Gas Aero CT 2025
28360 | Area 1001 Gas Aero CT 2025 | NOX | ATC | 2038 | AEP-KPCO | 0.59251 | 0.59251 | 0 | 0.034675 | 0.034675 | 0 | 0.00056 | 2038 |  |  |  | REF | 0 | 0 | Real 2021 ¦ 12/22/2022 3:42:52 PM | Area 1001 Gas Aero CT 2025
28361 | Area 1001 Gas Aero CT 2025 | SO2 | ATC | 2038 | AEP-KPCO | 7.9565 | 7.9565 | 0 | 0.030232 | 0.030232 | 0 | 0.00752 | 2038 |  |  |  | REF | 0 | 0 | Real 2021 ¦ 12/22/2022 3:42:52 PM | Area 1001 Gas Aero CT 2025
28362 | Area 1001 Gas Aero CT 2026 | CO2 | ATC | 2038 | AEP-KPCO | 129154.1562 | 129154.1562 | 0 | 1648.4144 | 1648.4144 | 0 | 122 | 2038 |  |  |  | REF | 0 | 0 | Real 2021 ¦ 12/22/2022 3:42:52 PM | Area 1001 Gas Aero CT 2026
28363 | Area 1001 Gas Aero CT 2026 | NOX | ATC | 2038 | AEP-KPCO | 0.59284 | 0.59284 | 0 | 0.034677 | 0.034677 | 0 | 0.00056 | 2038 |  |  |  | REF | 0 | 0 | Real 2021 ¦ 12/22/2022 3:42:52 PM | Area 1001 Gas Aero CT 2026
28364 | Area 1001 Gas Aero CT 2026 | SO2 | ATC | 2038 | AEP-KPCO | 7.961 | 7.961 | 0 | 0.030249 | 0.030249 | 0 | 0.00752 | 2038 |  |  |  | REF | 0 | 0 | Real 2021 ¦ 12/22/2022 3:42:52 PM | Area 1001 Gas Aero CT 2026
28365 | Area 1001 Gas Aero CT 2027 | CO2 | ATC | 2038 | AEP-KPCO | 129043.6484 | 129043.6484 | 0 | 1647.004 | 1647.004 | 0 | 122 | 2038 |  |  |  | REF | 0 | 0 | Real 2021 ¦ 12/22/2022 3:42:52 PM | Area 1001 Gas Aero CT 2027
28366 | Area 1001 Gas Aero CT 2027 | NOX | ATC | 2038 | AEP-KPCO | 0.59233 | 0.59233 | 0 | 0.03469 | 0.03469 | 0 | 0.00056 | 2038 |  |  |  | REF | 0 | 0 | Real 2021 ¦ 12/22/2022 3:42:52 PM | Area 1001 Gas Aero CT 2027
28367 | Area 1001 Gas Aero CT 2027 | SO2 | ATC | 2038 | AEP-KPCO | 7.9542 | 7.9542 | 0 | 0.030223 | 0.030223 | 0 | 0.00752 | 2038 |  |  |  | REF | 0 | 0 | Real 2021 ¦ 12/22/2022 3:42:52 PM | Area 1001 Gas Aero CT 2027
28368 | Area 1001 Gas Aero CT 2028 | CO2 | ATC | 2038 | AEP-KPCO | 129139.5156 | 129139.5156 | 0 | 1648.2275 | 1648.2275 | 0 | 122 | 2038 |  |  |  | REF | 0 | 0 | Real 2021 ¦ 12/22/2022 3:42:52 PM | Area 1001 Gas Aero CT 2028
28369 | Area 1001 Gas Aero CT 2028 | NOX | ATC | 2038 | AEP-KPCO | 0.59277 | 0.59277 | 0 | 0.034708 | 0.034708 | 0 | 0.00056 | 2038 |  |  |  | REF | 0 | 0 | Real 2021 ¦ 12/22/2022 3:42:52 PM | Area 1001 Gas Aero CT 2028
28370 | Area 1001 Gas Aero CT 2028 | SO2 | ATC | 2038 | AEP-KPCO | 7.9601 | 7.9601 | 0 | 0.030246 | 0.030246 | 0 | 0.00752 | 2038 |  |  |  | REF | 0 | 0 | Real 2021 ¦ 12/22/2022 3:42:52 PM | Area 1001 Gas Aero CT 2028
28371 | Area 1001 Gas Aero CT 2029 | CO2 | ATC | 2038 | AEP-KPCO | 129253.0078 | 129253.0078 | 0 | 1649.676 | 1649.676 | 0 | 122 | 2038 |  |  |  | REF | 0 | 0 | Real 2021 ¦ 12/22/2022 3:42:52 PM | Area 1001 Gas Aero CT 2029
28372 | Area 1001 Gas Aero CT 2029 | NOX | ATC | 2038 | AEP-KPCO | 0.59329 | 0.59329 | 0 | 0.03471 | 0.03471 | 0 | 0.00056 | 2038 |  |  |  | REF | 0 | 0 | Real 2021 ¦ 12/22/2022 3:42:52 PM | Area 1001 Gas Aero CT 2029
28373 | Area 1001 Gas Aero CT 2029 | SO2 | ATC | 2038 | AEP-KPCO | 7.9671 | 7.9671 | 0 | 0.030272 | 0.030272 | 0 | 0.00752 | 2038 |  |  |  | REF | 0 | 0 | Real 2021 ¦ 12/22/2022 3:42:52 PM | Area 1001 Gas Aero CT 2029
28374 | Area 1001 Gas Aero CT 2030 | CO2 | ATC | 2038 | AEP-KPCO | 129244.9766 | 129244.9766 | 0 | 1649.5736 | 1649.5736 | 0 | 122 | 2038 |  |  |  | REF | 0 | 0 | Real 2021 ¦ 12/22/2022 3:42:52 PM | Area 1001 Gas Aero CT 2030
28375 | Area 1001 Gas Aero CT 2030 | NOX | ATC | 2038 | AEP-KPCO | 0.59326 | 0.59326 | 0 | 0.034737 | 0.034737 | 0 | 0.00056 | 2038 |  |  |  | REF | 0 | 0 | Real 2021 ¦ 12/22/2022 3:42:52 PM | Area 1001 Gas Aero CT 2030
28376 | Area 1001 Gas Aero CT 2030 | SO2 | ATC | 2038 | AEP-KPCO | 7.9666 | 7.9666 | 0 | 0.03027 | 0.03027 | 0 | 0.00752 | 2038 |  |  |  | REF | 0 | 0 | Real 2021 ¦ 12/22/2022 3:42:52 PM | Area 1001 Gas Aero CT 2030
28377 | Area 1001 Gas Aero CT 2031 | CO2 | ATC | 2038 | AEP-KPCO | 129005.9453 | 129005.9453 | 0 | 1646.5228 | 1646.5228 | 0 | 122 | 2038 |  |  |  | REF | 0 | 0 | Real 2021 ¦ 12/22/2022 3:42:52 PM | Area 1001 Gas Aero CT 2031
28378 | Area 1001 Gas Aero CT 2031 | NOX | ATC | 2038 | AEP-KPCO | 0.59216 | 0.59216 | 0 | 0.034689 | 0.034689 | 0 | 0.00056 | 2038 |  |  |  | REF | 0 | 0 | Real 2021 ¦ 12/22/2022 3:42:52 PM | Area 1001 Gas Aero CT 2031
28379 | Area 1001 Gas Aero CT 2031 | SO2 | ATC | 2038 | AEP-KPCO | 7.9518 | 7.9518 | 0 | 0.030214 | 0.030214 | 0 | 0.00752 | 2038 |  |  |  | REF | 0 | 0 | Real 2021 ¦ 12/22/2022 3:42:52 PM | Area 1001 Gas Aero CT 2031
28380 | Area 1001 Gas Aero CT 2032 | CO2 | ATC | 2038 | AEP-KPCO | 130942.7422 | 130942.7422 | 0 | 1671.2424 | 1671.2424 | 0 | 122 | 2038 |  |  |  | REF | 0 | 0 | Real 2021 ¦ 12/22/2022 3:42:52 PM | Area 1001 Gas Aero CT 2032
28381 | Area 1001 Gas Aero CT 2032 | NOX | ATC | 2038 | AEP-KPCO | 0.60105 | 0.60105 | 0 | 0.034983 | 0.034983 | 0 | 0.00056 | 2038 |  |  |  | REF | 0 | 0 | Real 2021 ¦ 12/22/2022 3:42:52 PM | Area 1001 Gas Aero CT 2032
28382 | Area 1001 Gas Aero CT 2032 | SO2 | ATC | 2038 | AEP-KPCO | 8.0712 | 8.0712 | 0 | 0.030668 | 0.030668 | 0 | 0.00752 | 2038 |  |  |  | REF | 0 | 0 | Real 2021 ¦ 12/22/2022 3:42:52 PM | Area 1001 Gas Aero CT 2032
28383 | Area 1001 Gas Aero CT 2033 | CO2 | ATC | 2038 | AEP-KPCO | 128969.2656 | 128969.2656 | 0 | 1646.0547 | 1646.0547 | 0 | 122 | 2038 |  |  |  | REF | 0 | 0 | Real 2021 ¦ 12/22/2022 3:42:52 PM | Area 1001 Gas Aero CT 2033
28384 | Area 1001 Gas Aero CT 2033 | NOX | ATC | 2038 | AEP-KPCO | 0.59199 | 0.59199 | 0 | 0.034673 | 0.034673 | 0 | 0.00056 | 2038 |  |  |  | REF | 0 | 0 | Real 2021 ¦ 12/22/2022 3:42:52 PM | Area 1001 Gas Aero CT 2033
28385 | Area 1001 Gas Aero CT 2033 | SO2 | ATC | 2038 | AEP-KPCO | 7.9496 | 7.9496 | 0 | 0.030206 | 0.030206 | 0 | 0.00752 | 2038 |  |  |  | REF | 0 | 0 | Real 2021 ¦ 12/22/2022 3:42:52 PM | Area 1001 Gas Aero CT 2033
28386 | Area 1001 Gas Aero CT 2034 | CO2 | ATC | 2038 | AEP-KPCO | 129039.8359 | 129039.8359 | 0 | 1646.9553 | 1646.9553 | 0 | 122 | 2038 |  |  |  | REF | 0 | 0 | Real 2021 ¦ 12/22/2022 3:42:52 PM | Area 1001 Gas Aero CT 2034
28387 | Area 1001 Gas Aero CT 2034 | NOX | ATC | 2038 | AEP-KPCO | 0.59231 | 0.59231 | 0 | 0.034702 | 0.034702 | 0 | 0.00056 | 2038 |  |  |  | REF | 0 | 0 | Real 2021 ¦ 12/22/2022 3:42:52 PM | Area 1001 Gas Aero CT 2034
28388 | Area 1001 Gas Aero CT 2034 | SO2 | ATC | 2038 | AEP-KPCO | 7.9539 | 7.9539 | 0 | 0.030222 | 0.030222 | 0 | 0.00752 | 2038 |  |  |  | REF | 0 | 0 | Real 2021 ¦ 12/22/2022 3:42:52 PM | Area 1001 Gas Aero CT 2034
28389 | Area 1001 Gas Aero CT 2035 | CO2 | ATC | 2038 | AEP-KPCO | 128895.5312 | 128895.5312 | 0 | 1645.1136 | 1645.1136 | 0 | 122 | 2038 |  |  |  | REF | 0 | 0 | Real 2021 ¦ 12/22/2022 3:42:52 PM | Area 1001 Gas Aero CT 2035
28390 | Area 1001 Gas Aero CT 2035 | NOX | ATC | 2038 | AEP-KPCO | 0.59165 | 0.59165 | 0 | 0.034671 | 0.034671 | 0 | 0.00056 | 2038 |  |  |  | REF | 0 | 0 | Real 2021 ¦ 12/22/2022 3:42:52 PM | Area 1001 Gas Aero CT 2035
28391 | Area 1001 Gas Aero CT 2035 | SO2 | ATC | 2038 | AEP-KPCO | 7.945 | 7.945 | 0 | 0.030189 | 0.030189 | 0 | 0.00752 | 2038 |  |  |  | REF | 0 | 0 | Real 2021 ¦ 12/22/2022 3:42:52 PM | Area 1001 Gas Aero CT 2035
28392 | Area 1001 Gas Aero CT 2036 | CO2 | ATC | 2038 | AEP-KPCO | 129031.9922 | 129031.9922 | 0 | 1646.8553 | 1646.8553 | 0 | 122 | 2038 |  |  |  | REF | 0 | 0 | Real 2021 ¦ 12/22/2022 3:42:52 PM | Area 1001 Gas Aero CT 2036
28393 | Area 1001 Gas Aero CT 2036 | NOX | ATC | 2038 | AEP-KPCO | 0.59228 | 0.59228 | 0 | 0.034674 | 0.034674 | 0 | 0.00056 | 2038 |  |  |  | REF | 0 | 0 | Real 2021 ¦ 12/22/2022 3:42:52 PM | Area 1001 Gas Aero CT 2036
28394 | Area 1001 Gas Aero CT 2036 | SO2 | ATC | 2038 | AEP-KPCO | 7.9534 | 7.9534 | 0 | 0.030221 | 0.030221 | 0 | 0.00752 | 2038 |  |  |  | REF | 0 | 0 | Real 2021 ¦ 12/22/2022 3:42:52 PM | Area 1001 Gas Aero CT 2036
28395 | Area 1001 Gas Aero CT 2037 | CO2 | ATC | 2038 | AEP-KPCO | 126178 | 126178 | 0 | 1610.4292 | 1610.4292 | 0 | 122 | 2038 |  |  |  | REF | 0 | 0 | Real 2021 ¦ 12/22/2022 3:42:52 PM | Area 1001 Gas Aero CT 2037
28396 | Area 1001 Gas Aero CT 2037 | NOX | ATC | 2038 | AEP-KPCO | 0.57918 | 0.57918 | 0 | 0.034122 | 0.034122 | 0 | 0.00056 | 2038 |  |  |  | REF | 0 | 0 | Real 2021 ¦ 12/22/2022 3:42:52 PM | Area 1001 Gas Aero CT 2037
28397 | Area 1001 Gas Aero CT 2037 | SO2 | ATC | 2038 | AEP-KPCO | 7.7775 | 7.7775 | 0 | 0.029552 | 0.029552 | 0 | 0.00752 | 2038 |  |  |  | REF | 0 | 0 | Real 2021 ¦ 12/22/2022 3:42:52 PM | Area 1001 Gas Aero CT 2037
28398 | Area 1001 Gas Aero CT 2038 | CO2 | ATC | 2038 | AEP-KPCO | 128932.3984 | 128932.3984 | 0 | 1645.5841 | 1645.5841 | 0 | 122 | 2038 |  |  |  | REF | 0 | 0 | Real 2021 ¦ 12/22/2022 3:42:52 PM | Area 1001 Gas Aero CT 2038
28399 | Area 1001 Gas Aero CT 2038 | NOX | ATC | 2038 | AEP-KPCO | 0.59182 | 0.59182 | 0 | 0.034672 | 0.034672 | 0 | 0.00056 | 2038 |  |  |  | REF | 0 | 0 | Real 2021 ¦ 12/22/2022 3:42:52 PM | Area 1001 Gas Aero CT 2038
28400 | Area 1001 Gas Aero CT 2038 | SO2 | ATC | 2038 | AEP-KPCO | 7.9473 | 7.9473 | 0 | 0.030197 | 0.030197 | 0 | 0.00752 | 2038 |  |  |  | REF | 0 | 0 | Real 2021 ¦ 12/22/2022 3:42:52 PM | Area 1001 Gas Aero CT 2038
28401 | Area 1001 Gas Aero CT 2039 | CO2 | ATC | 2038 | AEP-KPCO | 0 | 0 | 0 | 0 | 0 | 0 | 122 | 2038 |  |  |  | REF | 0 | 0 | Real 2021 ¦ 12/22/2022 3:42:52 PM | Area 1001 Gas Aero CT 2039
28402 | Area 1001 Gas Aero CT 2039 | NOX | ATC | 2038 | AEP-KPCO | 0 | 0 | 0 | 0 | 0 | 0 | 0.00056 | 2038 |  |  |  | REF | 0 | 0 | Real 2021 ¦ 12/22/2022 3:42:52 PM | Area 1001 Gas Aero CT 2039
28403 | Area 1001 Gas Aero CT 2039 | SO2 | ATC | 2038 | AEP-KPCO | 0 | 0 | 0 | 0 | 0 | 0 | 0.00752 | 2038 |  |  |  | REF | 0 | 0 | Real 2021 ¦ 12/22/2022 3:42:52 PM | Area 1001 Gas Aero CT 2039
28404 | Area 1001 Gas Aero CT 2040 | CO2 | ATC | 2038 | AEP-KPCO | 0 | 0 | 0 | 0 | 0 | 0 | 122 | 2038 |  |  |  | REF | 0 | 0 | Real 2021 ¦ 12/22/2022 3:42:52 PM | Area 1001 Gas Aero CT 2040
28405 | Area 1001 Gas Aero CT 2040 | NOX | ATC | 2038 | AEP-KPCO | 0 | 0 | 0 | 0 | 0 | 0 | 0.00056 | 2038 |  |  |  | REF | 0 | 0 | Real 2021 ¦ 12/22/2022 3:42:52 PM | Area 1001 Gas Aero CT 2040
28406 | Area 1001 Gas Aero CT 2040 | SO2 | ATC | 2038 | AEP-KPCO | 0 | 0 | 0 | 0 | 0 | 0 | 0.00752 | 2038 |  |  |  | REF | 0 | 0 | Real 2021 ¦ 12/22/2022 3:42:52 PM | Area 1001 Gas Aero CT 2040
28407 | Area 1001 Gas Aero CT 2041 | CO2 | ATC | 2038 | AEP-KPCO | 0 | 0 | 0 | 0 | 0 | 0 | 122 | 2038 |  |  |  | REF | 0 | 0 | Real 2021 ¦ 12/22/2022 3:42:52 PM | Area 1001 Gas Aero CT 2041
28408 | Area 1001 Gas Aero CT 2041 | NOX | ATC | 2038 | AEP-KPCO | 0 | 0 | 0 | 0 | 0 | 0 | 0.00056 | 2038 |  |  |  | REF | 0 | 0 | Real 2021 ¦ 12/22/2022 3:42:52 PM | Area 1001 Gas Aero CT 2041
28409 | Area 1001 Gas Aero CT 2041 | SO2 | ATC | 2038 | AEP-KPCO | 0 | 0 | 0 | 0 | 0 | 0 | 0.00752 | 2038 |  |  |  | REF | 0 | 0 | Real 2021 ¦ 12/22/2022 3:42:52 PM | Area 1001 Gas Aero CT 2041
28410 | Area 1001 Gas Aero CT 2042 | CO2 | ATC | 2038 | AEP-KPCO | 0 | 0 | 0 | 0 | 0 | 0 | 122 | 2038 |  |  |  | REF | 0 | 0 | Real 2021 ¦ 12/22/2022 3:42:52 PM | Area 1001 Gas Aero CT 2042
28411 | Area 1001 Gas Aero CT 2042 | NOX | ATC | 2038 | AEP-KPCO | 0 | 0 | 0 | 0 | 0 | 0 | 0.00056 | 2038 |  |  |  | REF | 0 | 0 | Real 2021 ¦ 12/22/2022 3:42:52 PM | Area 1001 Gas Aero CT 2042
28412 | Area 1001 Gas Aero CT 2042 | SO2 | ATC | 2038 | AEP-KPCO | 0 | 0 | 0 | 0 | 0 | 0 | 0.00752 | 2038 |  |  |  | REF | 0 | 0 | Real 2021 ¦ 12/22/2022 3:42:52 PM | Area 1001 Gas Aero CT 2042
28413 | Area 1001 Gas Aero CT 2043 | CO2 | ATC | 2038 | AEP-KPCO | 0 | 0 | 0 | 0 | 0 | 0 | 122 | 2038 |  |  |  | REF | 0 | 0 | Real 2021 ¦ 12/22/2022 3:42:52 PM | Area 1001 Gas Aero CT 2043
28414 | Area 1001 Gas Aero CT 2043 | NOX | ATC | 2038 | AEP-KPCO | 0 | 0 | 0 | 0 | 0 | 0 | 0.00056 | 2038 |  |  |  | REF | 0 | 0 | Real 2021 ¦ 12/22/2022 3:42:52 PM | Area 1001 Gas Aero CT 2043
28415 | Area 1001 Gas Aero CT 2043 | SO2 | ATC | 2038 | AEP-KPCO | 0 | 0 | 0 | 0 | 0 | 0 | 0.00752 | 2038 |  |  |  | REF | 0 | 0 | Real 2021 ¦ 12/22/2022 3:42:52 PM | Area 1001 Gas Aero CT 2043
28416 | Area 1001 Gas IC 2023 | CO2 | ATC | 2038 | AEP-KPCO | 37982.2422 | 37982.2422 | 0 | 484.7732 | 484.7732 | 0 | 122 | 2038 |  |  |  | REF | 0 | 0 | Real 2021 ¦ 12/22/2022 3:42:52 PM | Area 1001 Gas IC 2023
28417 | Area 1001 Gas IC 2023 | NOX | ATC | 2038 | AEP-KPCO | 0.17434 | 0.17434 | 0 | 0.0088083 | 0.0088083 | 0 | 0.00056 | 2038 |  |  |  | REF | 0 | 0 | Real 2021 ¦ 12/22/2022 3:42:52 PM | Area 1001 Gas IC 2023
28418 | Area 1001 Gas IC 2023 | SO2 | ATC | 2038 | AEP-KPCO | 2.3412 | 2.3412 | 0 | 0.0088958 | 0.0088958 | 0 | 0.00752 | 2038 |  |  |  | REF | 0 | 0 | Real 2021 ¦ 12/22/2022 3:42:52 PM | Area 1001 Gas IC 2023
28419 | Area 1001 Gas IC 2024 | CO2 | ATC | 2038 | AEP-KPCO | 37666.2305 | 37666.2305 | 0 | 480.7399 | 480.7399 | 0 | 122 | 2038 |  |  |  | REF | 0 | 0 | Real 2021 ¦ 12/22/2022 3:42:52 PM | Area 1001 Gas IC 2024
28420 | Area 1001 Gas IC 2024 | NOX | ATC | 2038 | AEP-KPCO | 0.17289 | 0.17289 | 0 | 0.0088011 | 0.0088011 | 0 | 0.00056 | 2038 |  |  |  | REF | 0 | 0 | Real 2021 ¦ 12/22/2022 3:42:52 PM | Area 1001 Gas IC 2024
28421 | Area 1001 Gas IC 2024 | SO2 | ATC | 2038 | AEP-KPCO | 2.3217 | 2.3217 | 0 | 0.0088218 | 0.0088218 | 0 | 0.00752 | 2038 |  |  |  | REF | 0 | 0 | Real 2021 ¦ 12/22/2022 3:42:52 PM | Area 1001 Gas IC 2024
28422 | Area 1001 Gas IC 2025 | CO2 | ATC | 2038 | AEP-KPCO | 37686.7969 | 37686.7969 | 0 | 481.0024 | 481.0024 | 0 | 122 | 2038 |  |  |  | REF | 0 | 0 | Real 2021 ¦ 12/22/2022 3:42:52 PM | Area 1001 Gas IC 2025
28423 | Area 1001 Gas IC 2025 | NOX | ATC | 2038 | AEP-KPCO | 0.17299 | 0.17299 | 0 | 0.0088266 | 0.0088266 | 0 | 0.00056 | 2038 |  |  |  | REF | 0 | 0 | Real 2021 ¦ 12/22/2022 3:42:52 PM | Area 1001 Gas IC 2025
28424 | Area 1001 Gas IC 2025 | SO2 | ATC | 2038 | AEP-KPCO | 2.323 | 2.323 | 0 | 0.0088266 | 0.0088266 | 0 | 0.00752 | 2038 |  |  |  | REF | 0 | 0 | Real 2021 ¦ 12/22/2022 3:42:52 PM | Area 1001 Gas IC 2025
28425 | Area 1001 Gas IC 2026 | CO2 | ATC | 2038 | AEP-KPCO | 37970.918 | 37970.918 | 0 | 484.6287 | 484.6287 | 0 | 122 | 2038 |  |  |  | REF | 0 | 0 | Real 2021 ¦ 12/22/2022 3:42:52 PM | Area 1001 Gas IC 2026
28426 | Area 1001 Gas IC 2026 | NOX | ATC | 2038 | AEP-KPCO | 0.17429 | 0.17429 | 0 | 0.0090253 | 0.0090253 | 0 | 0.00056 | 2038 |  |  |  | REF | 0 | 0 | Real 2021 ¦ 12/22/2022 3:42:52 PM | Area 1001 Gas IC 2026
28427 | Area 1001 Gas IC 2026 | SO2 | ATC | 2038 | AEP-KPCO | 2.3405 | 2.3405 | 0 | 0.0088932 | 0.0088932 | 0 | 0.00752 | 2038 |  |  |  | REF | 0 | 0 | Real 2021 ¦ 12/22/2022 3:42:52 PM | Area 1001 Gas IC 2026
28428 | Area 1001 Gas IC 2027 | CO2 | ATC | 2038 | AEP-KPCO | 37708.0508 | 37708.0508 | 0 | 481.2737 | 481.2737 | 0 | 122 | 2038 |  |  |  | REF | 0 | 0 | Real 2021 ¦ 12/22/2022 3:42:52 PM | Area 1001 Gas IC 2027
28429 | Area 1001 Gas IC 2027 | NOX | ATC | 2038 | AEP-KPCO | 0.17309 | 0.17309 | 0 | 0.0088021 | 0.0088021 | 0 | 0.00056 | 2038 |  |  |  | REF | 0 | 0 | Real 2021 ¦ 12/22/2022 3:42:52 PM | Area 1001 Gas IC 2027
28430 | Area 1001 Gas IC 2027 | SO2 | ATC | 2038 | AEP-KPCO | 2.3243 | 2.3243 | 0 | 0.0088316 | 0.0088316 | 0 | 0.00752 | 2038 |  |  |  | REF | 0 | 0 | Real 2021 ¦ 12/22/2022 3:42:52 PM | Area 1001 Gas IC 2027
28431 | Area 1001 Gas IC 2028 | CO2 | ATC | 2038 | AEP-KPCO | 37717.0156 | 37717.0156 | 0 | 481.3881 | 481.3881 | 0 | 122 | 2038 |  |  |  | REF | 0 | 0 | Real 2021 ¦ 12/22/2022 3:42:52 PM | Area 1001 Gas IC 2028
28432 | Area 1001 Gas IC 2028 | NOX | ATC | 2038 | AEP-KPCO | 0.17313 | 0.17313 | 0 | 0.008874 | 0.008874 | 0 | 0.00056 | 2038 |  |  |  | REF | 0 | 0 | Real 2021 ¦ 12/22/2022 3:42:52 PM | Area 1001 Gas IC 2028
28433 | Area 1001 Gas IC 2028 | SO2 | ATC | 2038 | AEP-KPCO | 2.3249 | 2.3249 | 0 | 0.0088337 | 0.0088337 | 0 | 0.00752 | 2038 |  |  |  | REF | 0 | 0 | Real 2021 ¦ 12/22/2022 3:42:52 PM | Area 1001 Gas IC 2028
28434 | Area 1001 Gas IC 2029 | CO2 | ATC | 2038 | AEP-KPCO | 37558.1055 | 37558.1055 | 0 | 479.3599 | 479.3599 | 0 | 122 | 2038 |  |  |  | REF | 0 | 0 | Real 2021 ¦ 12/22/2022 3:42:52 PM | Area 1001 Gas IC 2029
28435 | Area 1001 Gas IC 2029 | NOX | ATC | 2038 | AEP-KPCO | 0.1724 | 0.1724 | 0 | 0.008889 | 0.008889 | 0 | 0.00056 | 2038 |  |  |  | REF | 0 | 0 | Real 2021 ¦ 12/22/2022 3:42:52 PM | Area 1001 Gas IC 2029
28436 | Area 1001 Gas IC 2029 | SO2 | ATC | 2038 | AEP-KPCO | 2.3151 | 2.3151 | 0 | 0.0087965 | 0.0087965 | 0 | 0.00752 | 2038 |  |  |  | REF | 0 | 0 | Real 2021 ¦ 12/22/2022 3:42:52 PM | Area 1001 Gas IC 2029
28437 | Area 1001 Gas IC 2030 | CO2 | ATC | 2038 | AEP-KPCO | 37601.9297 | 37601.9297 | 0 | 479.9192 | 479.9192 | 0 | 122 | 2038 |  |  |  | REF | 0 | 0 | Real 2021 ¦ 12/22/2022 3:42:52 PM | Area 1001 Gas IC 2030
28438 | Area 1001 Gas IC 2030 | NOX | ATC | 2038 | AEP-KPCO | 0.1726 | 0.1726 | 0 | 0.0087997 | 0.0087997 | 0 | 0.00056 | 2038 |  |  |  | REF | 0 | 0 | Real 2021 ¦ 12/22/2022 3:42:52 PM | Area 1001 Gas IC 2030
28439 | Area 1001 Gas IC 2030 | SO2 | ATC | 2038 | AEP-KPCO | 2.3178 | 2.3178 | 0 | 0.0088067 | 0.0088067 | 0 | 0.00752 | 2038 |  |  |  | REF | 0 | 0 | Real 2021 ¦ 12/22/2022 3:42:52 PM | Area 1001 Gas IC 2030
28440 | Area 1001 Gas IC 2031 | CO2 | ATC | 2038 | AEP-KPCO | 37844.4688 | 37844.4688 | 0 | 483.0148 | 483.0148 | 0 | 122 | 2038 |  |  |  | REF | 0 | 0 | Real 2021 ¦ 12/22/2022 3:42:52 PM | Area 1001 Gas IC 2031
28441 | Area 1001 Gas IC 2031 | NOX | ATC | 2038 | AEP-KPCO | 0.17371 | 0.17371 | 0 | 0.0088051 | 0.0088051 | 0 | 0.00056 | 2038 |  |  |  | REF | 0 | 0 | Real 2021 ¦ 12/22/2022 3:42:52 PM | Area 1001 Gas IC 2031
28442 | Area 1001 Gas IC 2031 | SO2 | ATC | 2038 | AEP-KPCO | 2.3327 | 2.3327 | 0 | 0.0088635 | 0.0088635 | 0 | 0.00752 | 2038 |  |  |  | REF | 0 | 0 | Real 2021 ¦ 12/22/2022 3:42:52 PM | Area 1001 Gas IC 2031
28443 | Area 1001 Gas IC 2032 | CO2 | ATC | 2038 | AEP-KPCO | 41534.3672 | 41534.3672 | 0 | 530.1096 | 530.1096 | 0 | 122 | 2038 |  |  |  | REF | 0 | 0 | Real 2021 ¦ 12/22/2022 3:42:52 PM | Area 1001 Gas IC 2032
28444 | Area 1001 Gas IC 2032 | NOX | ATC | 2038 | AEP-KPCO | 0.19065 | 0.19065 | 0 | 0.010493 | 0.010493 | 0 | 0.00056 | 2038 |  |  |  | REF | 0 | 0 | Real 2021 ¦ 12/22/2022 3:42:52 PM | Area 1001 Gas IC 2032
28445 | Area 1001 Gas IC 2032 | SO2 | ATC | 2038 | AEP-KPCO | 2.5602 | 2.5602 | 0 | 0.0097278 | 0.0097278 | 0 | 0.00752 | 2038 |  |  |  | REF | 0 | 0 | Real 2021 ¦ 12/22/2022 3:42:52 PM | Area 1001 Gas IC 2032
28446 | Area 1001 Gas IC 2033 | CO2 | ATC | 2038 | AEP-KPCO | 40185.7344 | 40185.7344 | 0 | 512.8967 | 512.8967 | 0 | 122 | 2038 |  |  |  | REF | 0 | 0 | Real 2021 ¦ 12/22/2022 3:42:52 PM | Area 1001 Gas IC 2033
28447 | Area 1001 Gas IC 2033 | NOX | ATC | 2038 | AEP-KPCO | 0.18446 | 0.18446 | 0 | 0.0095564 | 0.0095564 | 0 | 0.00056 | 2038 |  |  |  | REF | 0 | 0 | Real 2021 ¦ 12/22/2022 3:42:52 PM | Area 1001 Gas IC 2033
28448 | Area 1001 Gas IC 2033 | SO2 | ATC | 2038 | AEP-KPCO | 2.477 | 2.477 | 0 | 0.0094119 | 0.0094119 | 0 | 0.00752 | 2038 |  |  |  | REF | 0 | 0 | Real 2021 ¦ 12/22/2022 3:42:52 PM | Area 1001 Gas IC 2033
28449 | Area 1001 Gas IC 2034 | CO2 | ATC | 2038 | AEP-KPCO | 35672.1797 | 35672.1797 | 0 | 455.2896 | 455.2896 | 0 | 122 | 2038 |  |  |  | REF | 0 | 0 | Real 2021 ¦ 12/22/2022 3:42:52 PM | Area 1001 Gas IC 2034
28450 | Area 1001 Gas IC 2034 | NOX | ATC | 2038 | AEP-KPCO | 0.16374 | 0.16374 | 0 | 0.0086581 | 0.0086581 | 0 | 0.00056 | 2038 |  |  |  | REF | 0 | 0 | Real 2021 ¦ 12/22/2022 3:42:52 PM | Area 1001 Gas IC 2034
28451 | Area 1001 Gas IC 2034 | SO2 | ATC | 2038 | AEP-KPCO | 2.1988 | 2.1988 | 0 | 0.0083548 | 0.0083548 | 0 | 0.00752 | 2038 |  |  |  | REF | 0 | 0 | Real 2021 ¦ 12/22/2022 3:42:52 PM | Area 1001 Gas IC 2034
28452 | Area 1001 Gas IC 2035 | CO2 | ATC | 2038 | AEP-KPCO | 36631.2773 | 36631.2773 | 0 | 467.5307 | 467.5307 | 0 | 122 | 2038 |  |  |  | REF | 0 | 0 | Real 2021 ¦ 12/22/2022 3:42:52 PM | Area 1001 Gas IC 2035
28453 | Area 1001 Gas IC 2035 | NOX | ATC | 2038 | AEP-KPCO | 0.16814 | 0.16814 | 0 | 0.0086997 | 0.0086997 | 0 | 0.00056 | 2038 |  |  |  | REF | 0 | 0 | Real 2021 ¦ 12/22/2022 3:42:52 PM | Area 1001 Gas IC 2035
28454 | Area 1001 Gas IC 2035 | SO2 | ATC | 2038 | AEP-KPCO | 2.2579 | 2.2579 | 0 | 0.0085794 | 0.0085794 | 0 | 0.00752 | 2038 |  |  |  | REF | 0 | 0 | Real 2021 ¦ 12/22/2022 3:42:52 PM | Area 1001 Gas IC 2035
28455 | Area 1001 Gas IC 2036 | CO2 | ATC | 2038 | AEP-KPCO | 38235.875 | 38235.875 | 0 | 488.0104 | 488.0104 | 0 | 122 | 2038 |  |  |  | REF | 0 | 0 | Real 2021 ¦ 12/22/2022 3:42:52 PM | Area 1001 Gas IC 2036
28456 | Area 1001 Gas IC 2036 | NOX | ATC | 2038 | AEP-KPCO | 0.17551 | 0.17551 | 0 | 0.0088603 | 0.0088603 | 0 | 0.00056 | 2038 |  |  |  | REF | 0 | 0 | Real 2021 ¦ 12/22/2022 3:42:52 PM | Area 1001 Gas IC 2036
28457 | Area 1001 Gas IC 2036 | SO2 | ATC | 2038 | AEP-KPCO | 2.3568 | 2.3568 | 0 | 0.0089552 | 0.0089552 | 0 | 0.00752 | 2038 |  |  |  | REF | 0 | 0 | Real 2021 ¦ 12/22/2022 3:42:52 PM | Area 1001 Gas IC 2036
28458 | Area 1001 Gas IC 2037 | CO2 | ATC | 2038 | AEP-KPCO | 37872.8633 | 37872.8633 | 0 | 483.3772 | 483.3772 | 0 | 122 | 2038 |  |  |  | REF | 0 | 0 | Real 2021 ¦ 12/22/2022 3:42:52 PM | Area 1001 Gas IC 2037
28459 | Area 1001 Gas IC 2037 | NOX | ATC | 2038 | AEP-KPCO | 0.17384 | 0.17384 | 0 | 0.0088051 | 0.0088051 | 0 | 0.00056 | 2038 |  |  |  | REF | 0 | 0 | Real 2021 ¦ 12/22/2022 3:42:52 PM | Area 1001 Gas IC 2037
28460 | Area 1001 Gas IC 2037 | SO2 | ATC | 2038 | AEP-KPCO | 2.3345 | 2.3345 | 0 | 0.0088702 | 0.0088702 | 0 | 0.00752 | 2038 |  |  |  | REF | 0 | 0 | Real 2021 ¦ 12/22/2022 3:42:52 PM | Area 1001 Gas IC 2037
28461 | Area 1001 Gas IC 2038 | CO2 | ATC | 2038 | AEP-KPCO | 37561.8047 | 37561.8047 | 0 | 479.4071 | 479.4071 | 0 | 122 | 2038 |  |  |  | REF | 0 | 0 | Real 2021 ¦ 12/22/2022 3:42:52 PM | Area 1001 Gas IC 2038
28462 | Area 1001 Gas IC 2038 | NOX | ATC | 2038 | AEP-KPCO | 0.17241 | 0.17241 | 0 | 0.0087957 | 0.0087957 | 0 | 0.00056 | 2038 |  |  |  | REF | 0 | 0 | Real 2021 ¦ 12/22/2022 3:42:52 PM | Area 1001 Gas IC 2038
28463 | Area 1001 Gas IC 2038 | SO2 | ATC | 2038 | AEP-KPCO | 2.3153 | 2.3153 | 0 | 0.0087973 | 0.0087973 | 0 | 0.00752 | 2038 |  |  |  | REF | 0 | 0 | Real 2021 ¦ 12/22/2022 3:42:52 PM | Area 1001 Gas IC 2038
28464 | Area 1001 Gas IC 2039 | CO2 | ATC | 2038 | AEP-KPCO | 0 | 0 | 0 | 0 | 0 | 0 | 122 | 2038 |  |  |  | REF | 0 | 0 | Real 2021 ¦ 12/22/2022 3:42:52 PM | Area 1001 Gas IC 2039
28465 | Area 1001 Gas IC 2039 | NOX | ATC | 2038 | AEP-KPCO | 0 | 0 | 0 | 0 | 0 | 0 | 0.00056 | 2038 |  |  |  | REF | 0 | 0 | Real 2021 ¦ 12/22/2022 3:42:52 PM | Area 1001 Gas IC 2039
28466 | Area 1001 Gas IC 2039 | SO2 | ATC | 2038 | AEP-KPCO | 0 | 0 | 0 | 0 | 0 | 0 | 0.00752 | 2038 |  |  |  | REF | 0 | 0 | Real 2021 ¦ 12/22/2022 3:42:52 PM | Area 1001 Gas IC 2039
28467 | Area 1001 Gas IC 2040 | CO2 | ATC | 2038 | AEP-KPCO | 0 | 0 | 0 | 0 | 0 | 0 | 122 | 2038 |  |  |  | REF | 0 | 0 | Real 2021 ¦ 12/22/2022 3:42:52 PM | Area 1001 Gas IC 2040
28468 | Area 1001 Gas IC 2040 | NOX | ATC | 2038 | AEP-KPCO | 0 | 0 | 0 | 0 | 0 | 0 | 0.00056 | 2038 |  |  |  | REF | 0 | 0 | Real 2021 ¦ 12/22/2022 3:42:52 PM | Area 1001 Gas IC 2040
28469 | Area 1001 Gas IC 2040 | SO2 | ATC | 2038 | AEP-KPCO | 0 | 0 | 0 | 0 | 0 | 0 | 0.00752 | 2038 |  |  |  | REF | 0 | 0 | Real 2021 ¦ 12/22/2022 3:42:52 PM | Area 1001 Gas IC 2040
28470 | Area 1001 Gas IC 2041 | CO2 | ATC | 2038 | AEP-KPCO | 0 | 0 | 0 | 0 | 0 | 0 | 122 | 2038 |  |  |  | REF | 0 | 0 | Real 2021 ¦ 12/22/2022 3:42:52 PM | Area 1001 Gas IC 2041
28471 | Area 1001 Gas IC 2041 | NOX | ATC | 2038 | AEP-KPCO | 0 | 0 | 0 | 0 | 0 | 0 | 0.00056 | 2038 |  |  |  | REF | 0 | 0 | Real 2021 ¦ 12/22/2022 3:42:52 PM | Area 1001 Gas IC 2041
28472 | Area 1001 Gas IC 2041 | SO2 | ATC | 2038 | AEP-KPCO | 0 | 0 | 0 | 0 | 0 | 0 | 0.00752 | 2038 |  |  |  | REF | 0 | 0 | Real 2021 ¦ 12/22/2022 3:42:52 PM | Area 1001 Gas IC 2041
28473 | Area 1001 Gas IC 2042 | CO2 | ATC | 2038 | AEP-KPCO | 0 | 0 | 0 | 0 | 0 | 0 | 122 | 2038 |  |  |  | REF | 0 | 0 | Real 2021 ¦ 12/22/2022 3:42:52 PM | Area 1001 Gas IC 2042
28474 | Area 1001 Gas IC 2042 | NOX | ATC | 2038 | AEP-KPCO | 0 | 0 | 0 | 0 | 0 | 0 | 0.00056 | 2038 |  |  |  | REF | 0 | 0 | Real 2021 ¦ 12/22/2022 3:42:52 PM | Area 1001 Gas IC 2042
28475 | Area 1001 Gas IC 2042 | SO2 | ATC | 2038 | AEP-KPCO | 0 | 0 | 0 | 0 | 0 | 0 | 0.00752 | 2038 |  |  |  | REF | 0 | 0 | Real 2021 ¦ 12/22/2022 3:42:52 PM | Area 1001 Gas IC 2042
28476 | Area 1001 Gas IC 2043 | CO2 | ATC | 2038 | AEP-KPCO | 0 | 0 | 0 | 0 | 0 | 0 | 122 | 2038 |  |  |  | REF | 0 | 0 | Real 2021 ¦ 12/22/2022 3:42:52 PM | Area 1001 Gas IC 2043
28477 | Area 1001 Gas IC 2043 | NOX | ATC | 2038 | AEP-KPCO | 0 | 0 | 0 | 0 | 0 | 0 | 0.00056 | 2038 |  |  |  | REF | 0 | 0 | Real 2021 ¦ 12/22/2022 3:42:52 PM | Area 1001 Gas IC 2043
28478 | Area 1001 Gas IC 2043 | SO2 | ATC | 2038 | AEP-KPCO | 0 | 0 | 0 | 0 | 0 | 0 | 0.00752 | 2038 |  |  |  | REF | 0 | 0 | Real 2021 ¦ 12/22/2022 3:42:52 PM | Area 1001 Gas IC 2043
28479 | Area 1001 Gas CCS 2024 | CO2 | ATC | 2038 | AEP-KPCO | 16755.9961 | 16755.9961 | 0 | 7981.0757 | 7981.0757 | 0 | 11.7 | 2038 |  |  |  | REF | 0 | 0 | Real 2021 ¦ 12/22/2022 3:42:52 PM | Area 1001 Gas CCS 2024
28480 | Area 1001 Gas CCS 2024 | NOX | ATC | 2038 | AEP-KPCO | 20.0499 | 20.0499 | 0 | 1.43 | 1.43 | 0 | 0.014 | 2038 |  |  |  | REF | 0 | 0 | Real 2021 ¦ 12/22/2022 3:42:52 PM | Area 1001 Gas CCS 2024
28481 | Area 1001 Gas CCS 2024 | SO2 | ATC | 2038 | AEP-KPCO | 7.3755 | 7.3755 | 0 | 0.028025 | 0.028025 | 0 | 0.00515 | 2038 |  |  |  | REF | 0 | 0 | Real 2021 ¦ 12/22/2022 3:42:52 PM | Area 1001 Gas CCS 2024
28482 | Area 1001 Gas CCS 2025 | CO2 | ATC | 2038 | AEP-KPCO | 16479.4062 | 16479.4062 | 0 | 7849.333 | 7849.333 | 0 | 11.7 | 2038 |  |  |  | REF | 0 | 0 | Real 2021 ¦ 12/22/2022 3:42:52 PM | Area 1001 Gas CCS 2025
28483 | Area 1001 Gas CCS 2025 | NOX | ATC | 2038 | AEP-KPCO | 19.7189 | 19.7189 | 0 | 1.4031 | 1.4031 | 0 | 0.014 | 2038 |  |  |  | REF | 0 | 0 | Real 2021 ¦ 12/22/2022 3:42:52 PM | Area 1001 Gas CCS 2025
28484 | Area 1001 Gas CCS 2025 | SO2 | ATC | 2038 | AEP-KPCO | 7.2538 | 7.2538 | 0 | 0.027562 | 0.027562 | 0 | 0.00515 | 2038 |  |  |  | REF | 0 | 0 | Real 2021 ¦ 12/22/2022 3:42:52 PM | Area 1001 Gas CCS 2025
28485 | Area 1001 Gas CCS 2026 | CO2 | ATC | 2038 | AEP-KPCO | 17719.043 | 17719.043 | 0 | 8439.7861 | 8439.7861 | 0 | 11.7 | 2038 |  |  |  | REF | 0 | 0 | Real 2021 ¦ 12/22/2022 3:42:52 PM | Area 1001 Gas CCS 2026
28486 | Area 1001 Gas CCS 2026 | NOX | ATC | 2038 | AEP-KPCO | 21.2023 | 21.2023 | 0 | 1.5408 | 1.5408 | 0 | 0.014 | 2038 |  |  |  | REF | 0 | 0 | Real 2021 ¦ 12/22/2022 3:42:52 PM | Area 1001 Gas CCS 2026
28487 | Area 1001 Gas CCS 2026 | SO2 | ATC | 2038 | AEP-KPCO | 7.7994 | 7.7994 | 0 | 0.029635 | 0.029635 | 0 | 0.00515 | 2038 |  |  |  | REF | 0 | 0 | Real 2021 ¦ 12/22/2022 3:42:52 PM | Area 1001 Gas CCS 2026
28488 | Area 1001 Gas CCS 2027 | CO2 | ATC | 2038 | AEP-KPCO | 122382.2969 | 122382.2969 | 0 | -78971.2812 | -78971.2812 | 0 | 11.7 | 2038 |  |  |  | REF | 0 | 0 | Real 2021 ¦ 12/22/2022 3:42:52 PM | Area 1001 Gas CCS 2027
28489 | Area 1001 Gas CCS 2027 | NOX | ATC | 2038 | AEP-KPCO | 146.4404 | 146.4404 | 0 | 6.9628 | 6.9628 | 0 | 0.014 | 2038 |  |  |  | REF | 0 | 0 | Real 2021 ¦ 12/22/2022 3:42:52 PM | Area 1001 Gas CCS 2027
28490 | Area 1001 Gas CCS 2027 | SO2 | ATC | 2038 | AEP-KPCO | 53.8691 | 53.8691 | 0 | 0.20469 | 0.20469 | 0 | 0.00515 | 2038 |  |  |  | REF | 0 | 0 | Real 2021 ¦ 12/22/2022 3:42:52 PM | Area 1001 Gas CCS 2027
28491 | Area 1001 Gas CCS 2028 | CO2 | ATC | 2038 | AEP-KPCO | 120980.6406 | 120980.6406 | 0 | -78066.8203 | -78066.8203 | 0 | 11.7 | 2038 |  |  |  | REF | 0 | 0 | Real 2021 ¦ 12/22/2022 3:42:52 PM | Area 1001 Gas CCS 2028
28492 | Area 1001 Gas CCS 2028 | NOX | ATC | 2038 | AEP-KPCO | 144.7632 | 144.7632 | 0 | 6.8831 | 6.8831 | 0 | 0.014 | 2038 |  |  |  | REF | 0 | 0 | Real 2021 ¦ 12/22/2022 3:42:52 PM | Area 1001 Gas CCS 2028
28493 | Area 1001 Gas CCS 2028 | SO2 | ATC | 2038 | AEP-KPCO | 53.2522 | 53.2522 | 0 | 0.20234 | 0.20234 | 0 | 0.00515 | 2038 |  |  |  | REF | 0 | 0 | Real 2021 ¦ 12/22/2022 3:42:52 PM | Area 1001 Gas CCS 2028
28494 | Area 1001 Gas CCS 2029 | CO2 | ATC | 2038 | AEP-KPCO | 119754.1875 | 119754.1875 | 0 | -77275.4062 | -77275.4062 | 0 | 11.7 | 2038 |  |  |  | REF | 0 | 0 | Real 2021 ¦ 12/22/2022 3:42:52 PM | Area 1001 Gas CCS 2029
28495 | Area 1001 Gas CCS 2029 | NOX | ATC | 2038 | AEP-KPCO | 143.2956 | 143.2956 | 0 | 6.8133 | 6.8133 | 0 | 0.014 | 2038 |  |  |  | REF | 0 | 0 | Real 2021 ¦ 12/22/2022 3:42:52 PM | Area 1001 Gas CCS 2029
28496 | Area 1001 Gas CCS 2029 | SO2 | ATC | 2038 | AEP-KPCO | 52.7123 | 52.7123 | 0 | 0.20029 | 0.20029 | 0 | 0.00515 | 2038 |  |  |  | REF | 0 | 0 | Real 2021 ¦ 12/22/2022 3:42:52 PM | Area 1001 Gas CCS 2029
28497 | Area 1001 Gas CCS 2030 | CO2 | ATC | 2038 | AEP-KPCO | 118545.2578 | 118545.2578 | 0 | -76495.3047 | -76495.3047 | 0 | 11.7 | 2038 |  |  |  | REF | 0 | 0 | Real 2021 ¦ 12/22/2022 3:42:52 PM | Area 1001 Gas CCS 2030
28498 | Area 1001 Gas CCS 2030 | NOX | ATC | 2038 | AEP-KPCO | 141.849 | 141.849 | 0 | 6.7445 | 6.7445 | 0 | 0.014 | 2038 |  |  |  | REF | 0 | 0 | Real 2021 ¦ 12/22/2022 3:42:52 PM | Area 1001 Gas CCS 2030
28499 | Area 1001 Gas CCS 2030 | SO2 | ATC | 2038 | AEP-KPCO | 52.1802 | 52.1802 | 0 | 0.19827 | 0.19827 | 0 | 0.00515 | 2038 |  |  |  | REF | 0 | 0 | Real 2021 ¦ 12/22/2022 3:42:52 PM | Area 1001 Gas CCS 2030
28500 | Area 1001 Gas CCS 2031 | CO2 | ATC | 2038 | AEP-KPCO | 117318.8047 | 117318.8047 | 0 | -75703.8984 | -75703.8984 | 0 | 11.7 | 2038 |  |  |  | REF | 0 | 0 | Real 2021 ¦ 12/22/2022 3:42:52 PM | Area 1001 Gas CCS 2031
28501 | Area 1001 Gas CCS 2031 | NOX | ATC | 2038 | AEP-KPCO | 140.3815 | 140.3815 | 0 | 6.6747 | 6.6747 | 0 | 0.014 | 2038 |  |  |  | REF | 0 | 0 | Real 2021 ¦ 12/22/2022 3:42:52 PM | Area 1001 Gas CCS 2031
28502 | Area 1001 Gas CCS 2031 | SO2 | ATC | 2038 | AEP-KPCO | 51.6403 | 51.6403 | 0 | 0.19622 | 0.19622 | 0 | 0.00515 | 2038 |  |  |  | REF | 0 | 0 | Real 2021 ¦ 12/22/2022 3:42:52 PM | Area 1001 Gas CCS 2031
28503 | Area 1001 Gas CCS 2032 | CO2 | ATC | 2038 | AEP-KPCO | 115934.6719 | 115934.6719 | 0 | -74810.7344 | -74810.7344 | 0 | 11.7 | 2038 |  |  |  | REF | 0 | 0 | Real 2021 ¦ 12/22/2022 3:42:52 PM | Area 1001 Gas CCS 2032
28504 | Area 1001 Gas CCS 2032 | NOX | ATC | 2038 | AEP-KPCO | 138.7253 | 138.7253 | 0 | 6.596 | 6.596 | 0 | 0.014 | 2038 |  |  |  | REF | 0 | 0 | Real 2021 ¦ 12/22/2022 3:42:52 PM | Area 1001 Gas CCS 2032
28505 | Area 1001 Gas CCS 2032 | SO2 | ATC | 2038 | AEP-KPCO | 51.0311 | 51.0311 | 0 | 0.1939 | 0.1939 | 0 | 0.00515 | 2038 |  |  |  | REF | 0 | 0 | Real 2021 ¦ 12/22/2022 3:42:52 PM | Area 1001 Gas CCS 2032
28506 | Area 1001 Gas CCS 2033 | CO2 | ATC | 2038 | AEP-KPCO | 25090.5312 | 25090.5312 | 0 | 11950.9121 | 11950.9121 | 0 | 11.7 | 2038 |  |  |  | REF | 0 | 0 | Real 2021 ¦ 12/22/2022 3:42:52 PM | Area 1001 Gas CCS 2033
28507 | Area 1001 Gas CCS 2033 | NOX | ATC | 2038 | AEP-KPCO | 30.0229 | 30.0229 | 0 | 1.7533 | 1.7533 | 0 | 0.014 | 2038 |  |  |  | REF | 0 | 0 | Real 2021 ¦ 12/22/2022 3:42:52 PM | Area 1001 Gas CCS 2033
28508 | Area 1001 Gas CCS 2033 | SO2 | ATC | 2038 | AEP-KPCO | 11.0441 | 11.0441 | 0 | 0.041964 | 0.041964 | 0 | 0.00515 | 2038 |  |  |  | REF | 0 | 0 | Real 2021 ¦ 12/22/2022 3:42:52 PM | Area 1001 Gas CCS 2033
28509 | Area 1001 Gas CCS 2034 | CO2 | ATC | 2038 | AEP-KPCO | 25831 | 25831 | 0 | 12303.6064 | 12303.6064 | 0 | 11.7 | 2038 |  |  |  | REF | 0 | 0 | Real 2021 ¦ 12/22/2022 3:42:52 PM | Area 1001 Gas CCS 2034
28510 | Area 1001 Gas CCS 2034 | NOX | ATC | 2038 | AEP-KPCO | 30.9089 | 30.9089 | 0 | 1.7793 | 1.7793 | 0 | 0.014 | 2038 |  |  |  | REF | 0 | 0 | Real 2021 ¦ 12/22/2022 3:42:52 PM | Area 1001 Gas CCS 2034
28511 | Area 1001 Gas CCS 2034 | SO2 | ATC | 2038 | AEP-KPCO | 11.3701 | 11.3701 | 0 | 0.043203 | 0.043203 | 0 | 0.00515 | 2038 |  |  |  | REF | 0 | 0 | Real 2021 ¦ 12/22/2022 3:42:52 PM | Area 1001 Gas CCS 2034
28512 | Area 1001 Gas CCS 2035 | CO2 | ATC | 2038 | AEP-KPCO | 26247.25 | 26247.25 | 0 | 12501.8711 | 12501.8711 | 0 | 11.7 | 2038 |  |  |  | REF | 0 | 0 | Real 2021 ¦ 12/22/2022 3:42:52 PM | Area 1001 Gas CCS 2035
28513 | Area 1001 Gas CCS 2035 | NOX | ATC | 2038 | AEP-KPCO | 31.407 | 31.407 | 0 | 1.7837 | 1.7837 | 0 | 0.014 | 2038 |  |  |  | REF | 0 | 0 | Real 2021 ¦ 12/22/2022 3:42:52 PM | Area 1001 Gas CCS 2035
28514 | Area 1001 Gas CCS 2035 | SO2 | ATC | 2038 | AEP-KPCO | 11.5533 | 11.5533 | 0 | 0.043899 | 0.043899 | 0 | 0.00515 | 2038 |  |  |  | REF | 0 | 0 | Real 2021 ¦ 12/22/2022 3:42:52 PM | Area 1001 Gas CCS 2035
28515 | Area 1001 Gas CCS 2036 | CO2 | ATC | 2038 | AEP-KPCO | 28129.2402 | 28129.2402 | 0 | 13398.2852 | 13398.2852 | 0 | 11.7 | 2038 |  |  |  | REF | 0 | 0 | Real 2021 ¦ 12/22/2022 3:42:52 PM | Area 1001 Gas CCS 2036
28516 | Area 1001 Gas CCS 2036 | NOX | ATC | 2038 | AEP-KPCO | 33.6589 | 33.6589 | 0 | 1.8204 | 1.8204 | 0 | 0.014 | 2038 |  |  |  | REF | 0 | 0 | Real 2021 ¦ 12/22/2022 3:42:52 PM | Area 1001 Gas CCS 2036
28517 | Area 1001 Gas CCS 2036 | SO2 | ATC | 2038 | AEP-KPCO | 12.3817 | 12.3817 | 0 | 0.047046 | 0.047046 | 0 | 0.00515 | 2038 |  |  |  | REF | 0 | 0 | Real 2021 ¦ 12/22/2022 3:42:52 PM | Area 1001 Gas CCS 2036
28518 | Area 1001 Gas CCS 2037 | CO2 | ATC | 2038 | AEP-KPCO | 29068.752 | 29068.752 | 0 | 13845.7842 | 13845.7842 | 0 | 11.7 | 2038 |  |  |  | REF | 0 | 0 | Real 2021 ¦ 12/22/2022 3:42:52 PM | Area 1001 Gas CCS 2037
28519 | Area 1001 Gas CCS 2037 | NOX | ATC | 2038 | AEP-KPCO | 34.7831 | 34.7831 | 0 | 1.8404 | 1.8404 | 0 | 0.014 | 2038 |  |  |  | REF | 0 | 0 | Real 2021 ¦ 12/22/2022 3:42:52 PM | Area 1001 Gas CCS 2037
28520 | Area 1001 Gas CCS 2037 | SO2 | ATC | 2038 | AEP-KPCO | 12.7952 | 12.7952 | 0 | 0.048618 | 0.048618 | 0 | 0.00515 | 2038 |  |  |  | REF | 0 | 0 | Real 2021 ¦ 12/22/2022 3:42:52 PM | Area 1001 Gas CCS 2037
28521 | Area 1001 Gas CCS 2038 | CO2 | ATC | 2038 | AEP-KPCO | 29936.3438 | 29936.3438 | 0 | 14259.0293 | 14259.0293 | 0 | 11.7 | 2038 |  |  |  | REF | 0 | 0 | Real 2021 ¦ 12/22/2022 3:42:52 PM | Area 1001 Gas CCS 2038
28522 | Area 1001 Gas CCS 2038 | NOX | ATC | 2038 | AEP-KPCO | 35.8213 | 35.8213 | 0 | 1.9013 | 1.9013 | 0 | 0.014 | 2038 |  |  |  | REF | 0 | 0 | Real 2021 ¦ 12/22/2022 3:42:52 PM | Area 1001 Gas CCS 2038
28523 | Area 1001 Gas CCS 2038 | SO2 | ATC | 2038 | AEP-KPCO | 13.1771 | 13.1771 | 0 | 0.050069 | 0.050069 | 0 | 0.00515 | 2038 |  |  |  | REF | 0 | 0 | Real 2021 ¦ 12/22/2022 3:42:52 PM | Area 1001 Gas CCS 2038
28524 | Area 1001 Gas CCS 2039 | CO2 | ATC | 2038 | AEP-KPCO | 0 | 0 | 0 | 0 | 0 | 0 | 11.7 | 2038 |  |  |  | REF | 0 | 0 | Real 2021 ¦ 12/22/2022 3:42:52 PM | Area 1001 Gas CCS 2039
28525 | Area 1001 Gas CCS 2039 | NOX | ATC | 2038 | AEP-KPCO | 0 | 0 | 0 | 0 | 0 | 0 | 0.014 | 2038 |  |  |  | REF | 0 | 0 | Real 2021 ¦ 12/22/2022 3:42:52 PM | Area 1001 Gas CCS 2039
28526 | Area 1001 Gas CCS 2039 | SO2 | ATC | 2038 | AEP-KPCO | 0 | 0 | 0 | 0 | 0 | 0 | 0.00515 | 2038 |  |  |  | REF | 0 | 0 | Real 2021 ¦ 12/22/2022 3:42:52 PM | Area 1001 Gas CCS 2039
28527 | Area 1001 Gas CCS 2040 | CO2 | ATC | 2038 | AEP-KPCO | 0 | 0 | 0 | 0 | 0 | 0 | 11.7 | 2038 |  |  |  | REF | 0 | 0 | Real 2021 ¦ 12/22/2022 3:42:52 PM | Area 1001 Gas CCS 2040
28528 | Area 1001 Gas CCS 2040 | NOX | ATC | 2038 | AEP-KPCO | 0 | 0 | 0 | 0 | 0 | 0 | 0.014 | 2038 |  |  |  | REF | 0 | 0 | Real 2021 ¦ 12/22/2022 3:42:52 PM | Area 1001 Gas CCS 2040
28529 | Area 1001 Gas CCS 2040 | SO2 | ATC | 2038 | AEP-KPCO | 0 | 0 | 0 | 0 | 0 | 0 | 0.00515 | 2038 |  |  |  | REF | 0 | 0 | Real 2021 ¦ 12/22/2022 3:42:52 PM | Area 1001 Gas CCS 2040
28530 | Area 1001 Gas CCS 2041 | CO2 | ATC | 2038 | AEP-KPCO | 0 | 0 | 0 | 0 | 0 | 0 | 11.7 | 2038 |  |  |  | REF | 0 | 0 | Real 2021 ¦ 12/22/2022 3:42:52 PM | Area 1001 Gas CCS 2041
28531 | Area 1001 Gas CCS 2041 | NOX | ATC | 2038 | AEP-KPCO | 0 | 0 | 0 | 0 | 0 | 0 | 0.014 | 2038 |  |  |  | REF | 0 | 0 | Real 2021 ¦ 12/22/2022 3:42:52 PM | Area 1001 Gas CCS 2041
28532 | Area 1001 Gas CCS 2041 | SO2 | ATC | 2038 | AEP-KPCO | 0 | 0 | 0 | 0 | 0 | 0 | 0.00515 | 2038 |  |  |  | REF | 0 | 0 | Real 2021 ¦ 12/22/2022 3:42:52 PM | Area 1001 Gas CCS 2041
28533 | Area 1001 Gas CCS 2042 | CO2 | ATC | 2038 | AEP-KPCO | 0 | 0 | 0 | 0 | 0 | 0 | 11.7 | 2038 |  |  |  | REF | 0 | 0 | Real 2021 ¦ 12/22/2022 3:42:52 PM | Area 1001 Gas CCS 2042
28534 | Area 1001 Gas CCS 2042 | NOX | ATC | 2038 | AEP-KPCO | 0 | 0 | 0 | 0 | 0 | 0 | 0.014 | 2038 |  |  |  | REF | 0 | 0 | Real 2021 ¦ 12/22/2022 3:42:52 PM | Area 1001 Gas CCS 2042
28535 | Area 1001 Gas CCS 2042 | SO2 | ATC | 2038 | AEP-KPCO | 0 | 0 | 0 | 0 | 0 | 0 | 0.00515 | 2038 |  |  |  | REF | 0 | 0 | Real 2021 ¦ 12/22/2022 3:42:52 PM | Area 1001 Gas CCS 2042
28536 | Area 1001 Gas CCS 2043 | CO2 | ATC | 2038 | AEP-KPCO | 0 | 0 | 0 | 0 | 0 | 0 | 11.7 | 2038 |  |  |  | REF | 0 | 0 | Real 2021 ¦ 12/22/2022 3:42:52 PM | Area 1001 Gas CCS 2043
28537 | Area 1001 Gas CCS 2043 | NOX | ATC | 2038 | AEP-KPCO | 0 | 0 | 0 | 0 | 0 | 0 | 0.014 | 2038 |  |  |  | REF | 0 | 0 | Real 2021 ¦ 12/22/2022 3:42:52 PM | Area 1001 Gas CCS 2043
28538 | Area 1001 Gas CCS 2043 | SO2 | ATC | 2038 | AEP-KPCO | 0 | 0 | 0 | 0 | 0 | 0 | 0.00515 | 2038 |  |  |  | REF | 0 | 0 | Real 2021 ¦ 12/22/2022 3:42:52 PM | Area 1001 Gas CCS 2043
28539 | Area 1001 Coal CCS 2025 | CO2 | ATC | 2038 | AEP-KPCO | 1588.636 | 1588.636 | 0 | 756.6858 | 756.6858 | 0 | 20.57 | 2038 |  |  |  | REF | 0 | 0 | Real 2021 ¦ 12/22/2022 3:42:52 PM | Area 1001 Coal CCS 2025
28540 | Area 1001 Coal CCS 2025 | NOX | ATC | 2038 | AEP-KPCO | 0.56378 | 0.56378 | 0 | 0.014837 | 0.014837 | 0 | 0.0073 | 2038 |  |  |  | REF | 0 | 0 | Real 2021 ¦ 12/22/2022 3:42:52 PM | Area 1001 Coal CCS 2025
28541 | Area 1001 Coal CCS 2025 | SO2 | ATC | 2038 | AEP-KPCO | 32.9775 | 32.9775 | 0 | 0.1253 | 0.1253 | 0 | 0.427 | 2038 |  |  |  | REF | 0 | 0 | Real 2021 ¦ 12/22/2022 3:42:52 PM | Area 1001 Coal CCS 2025
28542 | Area 1001 Coal CCS 2026 | CO2 | ATC | 2038 | AEP-KPCO | 1653.6635 | 1653.6635 | 0 | 787.6591 | 787.6591 | 0 | 20.57 | 2038 |  |  |  | REF | 0 | 0 | Real 2021 ¦ 12/22/2022 3:42:52 PM | Area 1001 Coal CCS 2026
28543 | Area 1001 Coal CCS 2026 | NOX | ATC | 2038 | AEP-KPCO | 0.58686 | 0.58686 | 0 | 0.014817 | 0.014817 | 0 | 0.0073 | 2038 |  |  |  | REF | 0 | 0 | Real 2021 ¦ 12/22/2022 3:42:52 PM | Area 1001 Coal CCS 2026
28544 | Area 1001 Coal CCS 2026 | SO2 | ATC | 2038 | AEP-KPCO | 34.3274 | 34.3274 | 0 | 0.13043 | 0.13043 | 0 | 0.427 | 2038 |  |  |  | REF | 0 | 0 | Real 2021 ¦ 12/22/2022 3:42:52 PM | Area 1001 Coal CCS 2026
28545 | Area 1001 Coal CCS 2027 | CO2 | ATC | 2038 | AEP-KPCO | 661807.125 | 661807.125 | 0 | -427053.2812 | -427053.2812 | 0 | 20.57 | 2038 |  |  |  | REF | 0 | 0 | Real 2021 ¦ 12/22/2022 3:42:52 PM | Area 1001 Coal CCS 2027
28546 | Area 1001 Coal CCS 2027 | NOX | ATC | 2038 | AEP-KPCO | 234.8659 | 234.8659 | 0 | 11.3198 | 11.3198 | 0 | 0.0073 | 2038 |  |  |  | REF | 0 | 0 | Real 2021 ¦ 12/22/2022 3:42:52 PM | Area 1001 Coal CCS 2027
28547 | Area 1001 Coal CCS 2027 | SO2 | ATC | 2038 | AEP-KPCO | 13738.0479 | 13738.0479 | 0 | 52.2002 | 52.2002 | 0 | 0.427 | 2038 |  |  |  | REF | 0 | 0 | Real 2021 ¦ 12/22/2022 3:42:52 PM | Area 1001 Coal CCS 2027
28548 | Area 1001 Coal CCS 2028 | CO2 | ATC | 2038 | AEP-KPCO | 653682.1875 | 653682.1875 | 0 | -421810.3438 | -421810.3438 | 0 | 20.57 | 2038 |  |  |  | REF | 0 | 0 | Real 2021 ¦ 12/22/2022 3:42:52 PM | Area 1001 Coal CCS 2028
28549 | Area 1001 Coal CCS 2028 | NOX | ATC | 2038 | AEP-KPCO | 231.9825 | 231.9825 | 0 | 11.1809 | 11.1809 | 0 | 0.0073 | 2038 |  |  |  | REF | 0 | 0 | Real 2021 ¦ 12/22/2022 3:42:52 PM | Area 1001 Coal CCS 2028
28550 | Area 1001 Coal CCS 2028 | SO2 | ATC | 2038 | AEP-KPCO | 13569.3867 | 13569.3867 | 0 | 51.5593 | 51.5593 | 0 | 0.427 | 2038 |  |  |  | REF | 0 | 0 | Real 2021 ¦ 12/22/2022 3:42:52 PM | Area 1001 Coal CCS 2028
28551 | Area 1001 Coal CCS 2029 | CO2 | ATC | 2038 | AEP-KPCO | 646207.1875 | 646207.1875 | 0 | -416986.875 | -416986.875 | 0 | 20.57 | 2038 |  |  |  | REF | 0 | 0 | Real 2021 ¦ 12/22/2022 3:42:52 PM | Area 1001 Coal CCS 2029
28552 | Area 1001 Coal CCS 2029 | NOX | ATC | 2038 | AEP-KPCO | 229.3297 | 229.3297 | 0 | 11.053 | 11.053 | 0 | 0.0073 | 2038 |  |  |  | REF | 0 | 0 | Real 2021 ¦ 12/22/2022 3:42:52 PM | Area 1001 Coal CCS 2029
28553 | Area 1001 Coal CCS 2029 | SO2 | ATC | 2038 | AEP-KPCO | 13414.2178 | 13414.2178 | 0 | 50.9697 | 50.9697 | 0 | 0.427 | 2038 |  |  |  | REF | 0 | 0 | Real 2021 ¦ 12/22/2022 3:42:52 PM | Area 1001 Coal CCS 2029
28554 | Area 1001 Coal CCS 2030 | CO2 | ATC | 2038 | AEP-KPCO | 638028 | 638028 | 0 | -411709 | -411709 | 0 | 20.57 | 2038 |  |  |  | REF | 0 | 0 | Real 2021 ¦ 12/22/2022 3:42:52 PM | Area 1001 Coal CCS 2030
28555 | Area 1001 Coal CCS 2030 | NOX | ATC | 2038 | AEP-KPCO | 226.4271 | 226.4271 | 0 | 10.9131 | 10.9131 | 0 | 0.0073 | 2038 |  |  |  | REF | 0 | 0 | Real 2021 ¦ 12/22/2022 3:42:52 PM | Area 1001 Coal CCS 2030
28556 | Area 1001 Coal CCS 2030 | SO2 | ATC | 2038 | AEP-KPCO | 13244.4316 | 13244.4316 | 0 | 50.3246 | 50.3246 | 0 | 0.427 | 2038 |  |  |  | REF | 0 | 0 | Real 2021 ¦ 12/22/2022 3:42:52 PM | Area 1001 Coal CCS 2030
28557 | Area 1001 Coal CCS 2031 | CO2 | ATC | 2038 | AEP-KPCO | 629903.0625 | 629903.0625 | 0 | -406466.0625 | -406466.0625 | 0 | 20.57 | 2038 |  |  |  | REF | 0 | 0 | Real 2021 ¦ 12/22/2022 3:42:52 PM | Area 1001 Coal CCS 2031
28558 | Area 1001 Coal CCS 2031 | NOX | ATC | 2038 | AEP-KPCO | 223.5436 | 223.5436 | 0 | 10.7741 | 10.7741 | 0 | 0.0073 | 2038 |  |  |  | REF | 0 | 0 | Real 2021 ¦ 12/22/2022 3:42:52 PM | Area 1001 Coal CCS 2031
28559 | Area 1001 Coal CCS 2031 | SO2 | ATC | 2038 | AEP-KPCO | 13075.7705 | 13075.7705 | 0 | 49.6837 | 49.6837 | 0 | 0.427 | 2038 |  |  |  | REF | 0 | 0 | Real 2021 ¦ 12/22/2022 3:42:52 PM | Area 1001 Coal CCS 2031
28560 | Area 1001 Coal CCS 2032 | CO2 | ATC | 2038 | AEP-KPCO | 621778.0625 | 621778.0625 | 0 | -401223.1562 | -401223.1562 | 0 | 20.57 | 2038 |  |  |  | REF | 0 | 0 | Real 2021 ¦ 12/22/2022 3:42:52 PM | Area 1001 Coal CCS 2032
28561 | Area 1001 Coal CCS 2032 | NOX | ATC | 2038 | AEP-KPCO | 220.6602 | 220.6602 | 0 | 10.6352 | 10.6352 | 0 | 0.0073 | 2038 |  |  |  | REF | 0 | 0 | Real 2021 ¦ 12/22/2022 3:42:52 PM | Area 1001 Coal CCS 2032
28562 | Area 1001 Coal CCS 2032 | SO2 | ATC | 2038 | AEP-KPCO | 12907.1084 | 12907.1084 | 0 | 49.0429 | 49.0429 | 0 | 0.427 | 2038 |  |  |  | REF | 0 | 0 | Real 2021 ¦ 12/22/2022 3:42:52 PM | Area 1001 Coal CCS 2032
28563 | Area 1001 Coal CCS 2033 | CO2 | ATC | 2038 | AEP-KPCO | 1667.9833 | 1667.9833 | 0 | 794.4798 | 794.4798 | 0 | 20.57 | 2038 |  |  |  | REF | 0 | 0 | Real 2021 ¦ 12/22/2022 3:42:52 PM | Area 1001 Coal CCS 2033
28564 | Area 1001 Coal CCS 2033 | NOX | ATC | 2038 | AEP-KPCO | 0.59194 | 0.59194 | 0 | 0.016585 | 0.016585 | 0 | 0.0073 | 2038 |  |  |  | REF | 0 | 0 | Real 2021 ¦ 12/22/2022 3:42:52 PM | Area 1001 Coal CCS 2033
28565 | Area 1001 Coal CCS 2033 | SO2 | ATC | 2038 | AEP-KPCO | 34.6246 | 34.6246 | 0 | 0.13156 | 0.13156 | 0 | 0.427 | 2038 |  |  |  | REF | 0 | 0 | Real 2021 ¦ 12/22/2022 3:42:52 PM | Area 1001 Coal CCS 2033
28566 | Area 1001 Coal CCS 2034 | CO2 | ATC | 2038 | AEP-KPCO | 1731.3461 | 1731.3461 | 0 | 824.6603 | 824.6603 | 0 | 20.57 | 2038 |  |  |  | REF | 0 | 0 | Real 2021 ¦ 12/22/2022 3:42:52 PM | Area 1001 Coal CCS 2034
28567 | Area 1001 Coal CCS 2034 | NOX | ATC | 2038 | AEP-KPCO | 0.61443 | 0.61443 | 0 | 0.019312 | 0.019312 | 0 | 0.0073 | 2038 |  |  |  | REF | 0 | 0 | Real 2021 ¦ 12/22/2022 3:42:52 PM | Area 1001 Coal CCS 2034
28568 | Area 1001 Coal CCS 2034 | SO2 | ATC | 2038 | AEP-KPCO | 35.9399 | 35.9399 | 0 | 0.13656 | 0.13656 | 0 | 0.427 | 2038 |  |  |  | REF | 0 | 0 | Real 2021 ¦ 12/22/2022 3:42:52 PM | Area 1001 Coal CCS 2034
28569 | Area 1001 Coal CCS 2035 | CO2 | ATC | 2038 | AEP-KPCO | 1718.8915 | 1718.8915 | 0 | 818.728 | 818.728 | 0 | 20.57 | 2038 |  |  |  | REF | 0 | 0 | Real 2021 ¦ 12/22/2022 3:42:52 PM | Area 1001 Coal CCS 2035
28570 | Area 1001 Coal CCS 2035 | NOX | ATC | 2038 | AEP-KPCO | 0.61001 | 0.61001 | 0 | 0.019173 | 0.019173 | 0 | 0.0073 | 2038 |  |  |  | REF | 0 | 0 | Real 2021 ¦ 12/22/2022 3:42:52 PM | Area 1001 Coal CCS 2035
28571 | Area 1001 Coal CCS 2035 | SO2 | ATC | 2038 | AEP-KPCO | 35.6814 | 35.6814 | 0 | 0.13558 | 0.13558 | 0 | 0.427 | 2038 |  |  |  | REF | 0 | 0 | Real 2021 ¦ 12/22/2022 3:42:52 PM | Area 1001 Coal CCS 2035
28572 | Area 1001 Coal CCS 2036 | CO2 | ATC | 2038 | AEP-KPCO | 1780.6298 | 1780.6298 | 0 | 848.1346 | 848.1346 | 0 | 20.57 | 2038 |  |  |  | REF | 0 | 0 | Real 2021 ¦ 12/22/2022 3:42:52 PM | Area 1001 Coal CCS 2036
28573 | Area 1001 Coal CCS 2036 | NOX | ATC | 2038 | AEP-KPCO | 0.63192 | 0.63192 | 0 | 0.019164 | 0.019164 | 0 | 0.0073 | 2038 |  |  |  | REF | 0 | 0 | Real 2021 ¦ 12/22/2022 3:42:52 PM | Area 1001 Coal CCS 2036
28574 | Area 1001 Coal CCS 2036 | SO2 | ATC | 2038 | AEP-KPCO | 36.963 | 36.963 | 0 | 0.14045 | 0.14045 | 0 | 0.427 | 2038 |  |  |  | REF | 0 | 0 | Real 2021 ¦ 12/22/2022 3:42:52 PM | Area 1001 Coal CCS 2036
28575 | Area 1001 Coal CCS 2037 | CO2 | ATC | 2038 | AEP-KPCO | 1767.6335 | 1767.6335 | 0 | 841.9445 | 841.9445 | 0 | 20.57 | 2038 |  |  |  | REF | 0 | 0 | Real 2021 ¦ 12/22/2022 3:42:52 PM | Area 1001 Coal CCS 2037
28576 | Area 1001 Coal CCS 2037 | NOX | ATC | 2038 | AEP-KPCO | 0.62731 | 0.62731 | 0 | 0.019024 | 0.019024 | 0 | 0.0073 | 2038 |  |  |  | REF | 0 | 0 | Real 2021 ¦ 12/22/2022 3:42:52 PM | Area 1001 Coal CCS 2037
28577 | Area 1001 Coal CCS 2037 | SO2 | ATC | 2038 | AEP-KPCO | 36.6932 | 36.6932 | 0 | 0.13942 | 0.13942 | 0 | 0.427 | 2038 |  |  |  | REF | 0 | 0 | Real 2021 ¦ 12/22/2022 3:42:52 PM | Area 1001 Coal CCS 2037
28578 | Area 1001 Coal CCS 2038 | CO2 | ATC | 2038 | AEP-KPCO | 1827.7473 | 1827.7473 | 0 | 870.5773 | 870.5773 | 0 | 20.57 | 2038 |  |  |  | REF | 0 | 0 | Real 2021 ¦ 12/22/2022 3:42:52 PM | Area 1001 Coal CCS 2038
28579 | Area 1001 Coal CCS 2038 | NOX | ATC | 2038 | AEP-KPCO | 0.64864 | 0.64864 | 0 | 0.021647 | 0.021647 | 0 | 0.0073 | 2038 |  |  |  | REF | 0 | 0 | Real 2021 ¦ 12/22/2022 3:42:52 PM | Area 1001 Coal CCS 2038
28580 | Area 1001 Coal CCS 2038 | SO2 | ATC | 2038 | AEP-KPCO | 37.9411 | 37.9411 | 0 | 0.14416 | 0.14416 | 0 | 0.427 | 2038 |  |  |  | REF | 0 | 0 | Real 2021 ¦ 12/22/2022 3:42:52 PM | Area 1001 Coal CCS 2038
28581 | Area 1001 Coal CCS 2039 | CO2 | ATC | 2038 | AEP-KPCO | 0 | 0 | 0 | 0 | 0 | 0 | 20.57 | 2038 |  |  |  | REF | 0 | 0 | Real 2021 ¦ 12/22/2022 3:42:52 PM | Area 1001 Coal CCS 2039
28582 | Area 1001 Coal CCS 2039 | NOX | ATC | 2038 | AEP-KPCO | 0 | 0 | 0 | 0 | 0 | 0 | 0.0073 | 2038 |  |  |  | REF | 0 | 0 | Real 2021 ¦ 12/22/2022 3:42:52 PM | Area 1001 Coal CCS 2039
28583 | Area 1001 Coal CCS 2039 | SO2 | ATC | 2038 | AEP-KPCO | 0 | 0 | 0 | 0 | 0 | 0 | 0.427 | 2038 |  |  |  | REF | 0 | 0 | Real 2021 ¦ 12/22/2022 3:42:52 PM | Area 1001 Coal CCS 2039
28584 | Area 1001 Coal CCS 2040 | CO2 | ATC | 2038 | AEP-KPCO | 0 | 0 | 0 | 0 | 0 | 0 | 20.57 | 2038 |  |  |  | REF | 0 | 0 | Real 2021 ¦ 12/22/2022 3:42:52 PM | Area 1001 Coal CCS 2040
28585 | Area 1001 Coal CCS 2040 | NOX | ATC | 2038 | AEP-KPCO | 0 | 0 | 0 | 0 | 0 | 0 | 0.0073 | 2038 |  |  |  | REF | 0 | 0 | Real 2021 ¦ 12/22/2022 3:42:52 PM | Area 1001 Coal CCS 2040
28586 | Area 1001 Coal CCS 2040 | SO2 | ATC | 2038 | AEP-KPCO | 0 | 0 | 0 | 0 | 0 | 0 | 0.427 | 2038 |  |  |  | REF | 0 | 0 | Real 2021 ¦ 12/22/2022 3:42:52 PM | Area 1001 Coal CCS 2040
28587 | Area 1001 Coal CCS 2041 | CO2 | ATC | 2038 | AEP-KPCO | 0 | 0 | 0 | 0 | 0 | 0 | 20.57 | 2038 |  |  |  | REF | 0 | 0 | Real 2021 ¦ 12/22/2022 3:42:52 PM | Area 1001 Coal CCS 2041
28588 | Area 1001 Coal CCS 2041 | NOX | ATC | 2038 | AEP-KPCO | 0 | 0 | 0 | 0 | 0 | 0 | 0.0073 | 2038 |  |  |  | REF | 0 | 0 | Real 2021 ¦ 12/22/2022 3:42:52 PM | Area 1001 Coal CCS 2041
28589 | Area 1001 Coal CCS 2041 | SO2 | ATC | 2038 | AEP-KPCO | 0 | 0 | 0 | 0 | 0 | 0 | 0.427 | 2038 |  |  |  | REF | 0 | 0 | Real 2021 ¦ 12/22/2022 3:42:52 PM | Area 1001 Coal CCS 2041
28590 | Area 1001 Coal CCS 2042 | CO2 | ATC | 2038 | AEP-KPCO | 0 | 0 | 0 | 0 | 0 | 0 | 20.57 | 2038 |  |  |  | REF | 0 | 0 | Real 2021 ¦ 12/22/2022 3:42:52 PM | Area 1001 Coal CCS 2042
28591 | Area 1001 Coal CCS 2042 | NOX | ATC | 2038 | AEP-KPCO | 0 | 0 | 0 | 0 | 0 | 0 | 0.0073 | 2038 |  |  |  | REF | 0 | 0 | Real 2021 ¦ 12/22/2022 3:42:52 PM | Area 1001 Coal CCS 2042
28592 | Area 1001 Coal CCS 2042 | SO2 | ATC | 2038 | AEP-KPCO | 0 | 0 | 0 | 0 | 0 | 0 | 0.427 | 2038 |  |  |  | REF | 0 | 0 | Real 2021 ¦ 12/22/2022 3:42:52 PM | Area 1001 Coal CCS 2042
28593 | Area 1001 Coal CCS 2043 | CO2 | ATC | 2038 | AEP-KPCO | 0 | 0 | 0 | 0 | 0 | 0 | 20.57 | 2038 |  |  |  | REF | 0 | 0 | Real 2021 ¦ 12/22/2022 3:42:52 PM | Area 1001 Coal CCS 2043
28594 | Area 1001 Coal CCS 2043 | NOX | ATC | 2038 | AEP-KPCO | 0 | 0 | 0 | 0 | 0 | 0 | 0.0073 | 2038 |  |  |  | REF | 0 | 0 | Real 2021 ¦ 12/22/2022 3:42:52 PM | Area 1001 Coal CCS 2043
28595 | Area 1001 Coal CCS 2043 | SO2 | ATC | 2038 | AEP-KPCO | 0 | 0 | 0 | 0 | 0 | 0 | 0.427 | 2038 |  |  |  | REF | 0 | 0 | Real 2021 ¦ 12/22/2022 3:42:52 PM | Area 1001 Coal CCS 2043
28596 | Big Sandy #1_Ext Gas | CO2 | ATC | 2038 | AEP-KPCO | 344151.6875 | 344151.6875 | 0 | 4392.4614 | 4392.4614 | 0 | 117 | 2038 |  |  |  | REF | 0 | 0 | Real 2021 ¦ 12/22/2022 3:42:52 PM | Big Sandy #1_Ext Gas
28597 | Big Sandy #1_Ext Gas | NOX | ATC | 2038 | AEP-KPCO | 411.8055 | 411.8055 | 0 | 22.3166 | 22.3166 | 0 | 0.14 | 2038 |  |  |  | REF | 0 | 0 | Real 2021 ¦ 12/22/2022 3:42:52 PM | Big Sandy #1_Ext Gas
28598 | Big Sandy #1_Ext Gas | SO2 | ATC | 2038 | AEP-KPCO | 147.0734 | 147.0734 | 0 | 0.55883 | 0.55883 | 0 | 0.05 | 2038 |  |  |  | REF | 0 | 0 | Real 2021 ¦ 12/22/2022 3:42:52 PM | Big Sandy #1_Ext Gas
28599 | Big Sandy #1_Ext_NGCCS retrofit 2031 | CO2 | ATC | 2038 | AEP-KPCO | 152470.1562 | 152470.1562 | 0 | -98386.4844 | -98386.4844 | 0 | 11.7 | 2038 |  |  |  | REF | 0 | 0 | Real 2021 ¦ 12/22/2022 3:42:52 PM | Big Sandy #1_Ext_NGCCS retrofit 2032
28600 | Big Sandy #1_Ext_NGCCS retrofit 2031 | NOX | ATC | 2038 | AEP-KPCO | 182.4429 | 182.4429 | 0 | 8.7241 | 8.7241 | 0 | 0.014 | 2038 |  |  |  | REF | 0 | 0 | Real 2021 ¦ 12/22/2022 3:42:52 PM | Big Sandy #1_Ext_NGCCS retrofit 2032
28601 | Big Sandy #1_Ext_NGCCS retrofit 2031 | SO2 | ATC | 2038 | AEP-KPCO | 67.1129 | 67.1129 | 0 | 0.25501 | 0.25501 | 0 | 0.00515 | 2038 |  |  |  | REF | 0 | 0 | Real 2021 ¦ 12/22/2022 3:42:52 PM | Big Sandy #1_Ext_NGCCS retrofit 2032
28602 | Big Sandy #1_Ext Gas Capitalized | CO2 | ATC | 2038 | AEP-KPCO | 349269.7188 | 349269.7188 | 0 | 4457.7837 | 4457.7837 | 0 | 117 | 2038 |  |  |  | REF | 0 | 0 | Real 2021 ¦ 12/22/2022 3:42:52 PM | Big Sandy #1_Ext Gas Capitalized
28603 | Big Sandy #1_Ext Gas Capitalized | NOX | ATC | 2038 | AEP-KPCO | 417.9296 | 417.9296 | 0 | 22.6938 | 22.6938 | 0 | 0.14 | 2038 |  |  |  | REF | 0 | 0 | Real 2021 ¦ 12/22/2022 3:42:52 PM | Big Sandy #1_Ext Gas Capitalized
28604 | Big Sandy #1_Ext Gas Capitalized | SO2 | ATC | 2038 | AEP-KPCO | 149.2606 | 149.2606 | 0 | 0.56714 | 0.56714 | 0 | 0.05 | 2038 |  |  |  | REF | 0 | 0 | Real 2021 ¦ 12/22/2022 3:42:52 PM | Big Sandy #1_Ext Gas Capitalized
28605 | Big Sandy #1_Ext Gas FOM Capitalized | CO2 | ATC | 2038 | AEP-KPCO | 352316.6875 | 352316.6875 | 0 | 4496.6724 | 4496.6724 | 0 | 117 | 2038 |  |  |  | REF | 0 | 0 | Real 2021 ¦ 12/22/2022 3:42:52 PM | Big Sandy #1_Ext Gas FOM Capitalized
28606 | Big Sandy #1_Ext Gas FOM Capitalized | NOX | ATC | 2038 | AEP-KPCO | 421.5755 | 421.5755 | 0 | 22.7118 | 22.7118 | 0 | 0.14 | 2038 |  |  |  | REF | 0 | 0 | Real 2021 ¦ 12/22/2022 3:42:52 PM | Big Sandy #1_Ext Gas FOM Capitalized
28607 | Big Sandy #1_Ext Gas FOM Capitalized | SO2 | ATC | 2038 | AEP-KPCO | 150.5627 | 150.5627 | 0 | 0.57209 | 0.57209 | 0 | 0.05 | 2038 |  |  |  | REF | 0 | 0 | Real 2021 ¦ 12/22/2022 3:42:52 PM | Big Sandy #1_Ext Gas FOM Capitalized
29949 | Big Sandy #1 Gas | CO2 | ATC | 2039 | AEP-KPCO | 0 | 0 | 0 | 0 | 0 | 0 | 117 | 2039 |  |  |  | REF | 0 | 0 | Real 2021 ¦ 12/22/2022 3:42:52 PM | 13555
29950 | Big Sandy #1 Gas | NOX | ATC | 2039 | AEP-KPCO | 0 | 0 | 0 | 0 | 0 | 0 | 0.14 | 2039 |  |  |  | REF | 0 | 0 | Real 2021 ¦ 12/22/2022 3:42:52 PM | 13555
29951 | Big Sandy #1 Gas | SO2 | ATC | 2039 | AEP-KPCO | 0 | 0 | 0 | 0 | 0 | 0 | 0.05 | 2039 |  |  |  | REF | 0 | 0 | Real 2021 ¦ 12/22/2022 3:42:52 PM | 13555
29952 | Mitchell #1 (WV) | CO2 | ATC | 2039 | AEP-KPCO | 0 | 0 | 0 | 0 | 0 | 0 | 205.7 | 2039 |  |  |  | REF | 0 | 0 | Real 2021 ¦ 12/22/2022 3:42:52 PM | 3102
29953 | Mitchell #1 (WV) | NOX | ATC | 2039 | AEP-KPCO | 0 | 0 | 0 | 0 | 0 | 0 | 0.07 | 2039 |  |  |  | REF | 0 | 0 | Real 2021 ¦ 12/22/2022 3:42:52 PM | 3102
29954 | Mitchell #1 (WV) | SO2 | ATC | 2039 | AEP-KPCO | 0 | 0 | 0 | 0 | 0 | 0 | 4.27 | 2039 |  |  |  | REF | 0 | 0 | Real 2021 ¦ 12/22/2022 3:42:52 PM | 3102
29955 | Mitchell #2 (WV) | CO2 | ATC | 2039 | AEP-KPCO | 0 | 0 | 0 | 0 | 0 | 0 | 205.7 | 2039 |  |  |  | REF | 0 | 0 | Real 2021 ¦ 12/22/2022 3:42:52 PM | 3105
29956 | Mitchell #2 (WV) | NOX | ATC | 2039 | AEP-KPCO | 0 | 0 | 0 | 0 | 0 | 0 | 0.07 | 2039 |  |  |  | REF | 0 | 0 | Real 2021 ¦ 12/22/2022 3:42:52 PM | 3105
29957 | Mitchell #2 (WV) | SO2 | ATC | 2039 | AEP-KPCO | 0 | 0 | 0 | 0 | 0 | 0 | 4.27 | 2039 |  |  |  | REF | 0 | 0 | Real 2021 ¦ 12/22/2022 3:42:52 PM | 3105
29958 | Area 1001 Gas CC 2x1 2024 | CO2 | ATC | 2039 | AEP-KPCO | 2704310.25 | 2704310.25 | 0 | 35029.4062 | 35029.4062 | 0 | 122 | 2039 |  |  |  | REF | 0 | 0 | Real 2021 ¦ 12/22/2022 3:42:52 PM | Area 1001 Gas CC 2x1 2024
29959 | Area 1001 Gas CC 2x1 2024 | NOX | ATC | 2039 | AEP-KPCO | 12.4132 | 12.4132 | 0 | 0.57558 | 0.57558 | 0 | 0.00056 | 2039 |  |  |  | REF | 0 | 0 | Real 2021 ¦ 12/22/2022 3:42:52 PM | Area 1001 Gas CC 2x1 2024
29960 | Area 1001 Gas CC 2x1 2024 | SO2 | ATC | 2039 | AEP-KPCO | 166.6919 | 166.6919 | 0 | 0.64571 | 0.64571 | 0 | 0.00752 | 2039 |  |  |  | REF | 0 | 0 | Real 2021 ¦ 12/22/2022 3:42:52 PM | Area 1001 Gas CC 2x1 2024
29961 | Area 1001 Gas CC 2x1 2025 | CO2 | ATC | 2039 | AEP-KPCO | 2704310.25 | 2704310.25 | 0 | 35029.4062 | 35029.4062 | 0 | 122 | 2039 |  |  |  | REF | 0 | 0 | Real 2021 ¦ 12/22/2022 3:42:52 PM | Area 1001 Gas CC 2x1 2025
29962 | Area 1001 Gas CC 2x1 2025 | NOX | ATC | 2039 | AEP-KPCO | 12.4132 | 12.4132 | 0 | 0.57558 | 0.57558 | 0 | 0.00056 | 2039 |  |  |  | REF | 0 | 0 | Real 2021 ¦ 12/22/2022 3:42:52 PM | Area 1001 Gas CC 2x1 2025
29963 | Area 1001 Gas CC 2x1 2025 | SO2 | ATC | 2039 | AEP-KPCO | 166.6919 | 166.6919 | 0 | 0.64571 | 0.64571 | 0 | 0.00752 | 2039 |  |  |  | REF | 0 | 0 | Real 2021 ¦ 12/22/2022 3:42:52 PM | Area 1001 Gas CC 2x1 2025
29964 | Area 1001 Gas CC 2x1 2026 | CO2 | ATC | 2039 | AEP-KPCO | 2704310.25 | 2704310.25 | 0 | 35029.4062 | 35029.4062 | 0 | 122 | 2039 |  |  |  | REF | 0 | 0 | Real 2021 ¦ 12/22/2022 3:42:52 PM | Area 1001 Gas CC 2x1 2026
29965 | Area 1001 Gas CC 2x1 2026 | NOX | ATC | 2039 | AEP-KPCO | 12.4132 | 12.4132 | 0 | 0.57558 | 0.57558 | 0 | 0.00056 | 2039 |  |  |  | REF | 0 | 0 | Real 2021 ¦ 12/22/2022 3:42:52 PM | Area 1001 Gas CC 2x1 2026
29966 | Area 1001 Gas CC 2x1 2026 | SO2 | ATC | 2039 | AEP-KPCO | 166.6919 | 166.6919 | 0 | 0.64571 | 0.64571 | 0 | 0.00752 | 2039 |  |  |  | REF | 0 | 0 | Real 2021 ¦ 12/22/2022 3:42:52 PM | Area 1001 Gas CC 2x1 2026
29967 | Area 1001 Gas CC 2x1 2027 | CO2 | ATC | 2039 | AEP-KPCO | 2704310.25 | 2704310.25 | 0 | 35029.4062 | 35029.4062 | 0 | 122 | 2039 |  |  |  | REF | 0 | 0 | Real 2021 ¦ 12/22/2022 3:42:52 PM | Area 1001 Gas CC 2x1 2027
29968 | Area 1001 Gas CC 2x1 2027 | NOX | ATC | 2039 | AEP-KPCO | 12.4132 | 12.4132 | 0 | 0.57558 | 0.57558 | 0 | 0.00056 | 2039 |  |  |  | REF | 0 | 0 | Real 2021 ¦ 12/22/2022 3:42:52 PM | Area 1001 Gas CC 2x1 2027
29969 | Area 1001 Gas CC 2x1 2027 | SO2 | ATC | 2039 | AEP-KPCO | 166.6919 | 166.6919 | 0 | 0.64571 | 0.64571 | 0 | 0.00752 | 2039 |  |  |  | REF | 0 | 0 | Real 2021 ¦ 12/22/2022 3:42:52 PM | Area 1001 Gas CC 2x1 2027
29970 | Area 1001 Gas CC 2x1 2028 | CO2 | ATC | 2039 | AEP-KPCO | 2704058.75 | 2704058.75 | 0 | 35026.1484 | 35026.1484 | 0 | 122 | 2039 |  |  |  | REF | 0 | 0 | Real 2021 ¦ 12/22/2022 3:42:52 PM | Area 1001 Gas CC 2x1 2028
29971 | Area 1001 Gas CC 2x1 2028 | NOX | ATC | 2039 | AEP-KPCO | 12.4121 | 12.4121 | 0 | 0.57557 | 0.57557 | 0 | 0.00056 | 2039 |  |  |  | REF | 0 | 0 | Real 2021 ¦ 12/22/2022 3:42:52 PM | Area 1001 Gas CC 2x1 2028
29972 | Area 1001 Gas CC 2x1 2028 | SO2 | ATC | 2039 | AEP-KPCO | 166.6764 | 166.6764 | 0 | 0.64565 | 0.64565 | 0 | 0.00752 | 2039 |  |  |  | REF | 0 | 0 | Real 2021 ¦ 12/22/2022 3:42:52 PM | Area 1001 Gas CC 2x1 2028
29973 | Area 1001 Gas CC 2x1 2029 | CO2 | ATC | 2039 | AEP-KPCO | 2704310.25 | 2704310.25 | 0 | 35029.4062 | 35029.4062 | 0 | 122 | 2039 |  |  |  | REF | 0 | 0 | Real 2021 ¦ 12/22/2022 3:42:52 PM | Area 1001 Gas CC 2x1 2029
29974 | Area 1001 Gas CC 2x1 2029 | NOX | ATC | 2039 | AEP-KPCO | 12.4132 | 12.4132 | 0 | 0.57558 | 0.57558 | 0 | 0.00056 | 2039 |  |  |  | REF | 0 | 0 | Real 2021 ¦ 12/22/2022 3:42:52 PM | Area 1001 Gas CC 2x1 2029
29975 | Area 1001 Gas CC 2x1 2029 | SO2 | ATC | 2039 | AEP-KPCO | 166.6919 | 166.6919 | 0 | 0.64571 | 0.64571 | 0 | 0.00752 | 2039 |  |  |  | REF | 0 | 0 | Real 2021 ¦ 12/22/2022 3:42:52 PM | Area 1001 Gas CC 2x1 2029
29976 | Area 1001 Gas CC 2x1 2030 | CO2 | ATC | 2039 | AEP-KPCO | 2705670.25 | 2705670.25 | 0 | 35047.0234 | 35047.0234 | 0 | 122 | 2039 |  |  |  | REF | 0 | 0 | Real 2021 ¦ 12/22/2022 3:42:52 PM | Area 1001 Gas CC 2x1 2030
29977 | Area 1001 Gas CC 2x1 2030 | NOX | ATC | 2039 | AEP-KPCO | 12.4195 | 12.4195 | 0 | 0.57561 | 0.57561 | 0 | 0.00056 | 2039 |  |  |  | REF | 0 | 0 | Real 2021 ¦ 12/22/2022 3:42:52 PM | Area 1001 Gas CC 2x1 2030
29978 | Area 1001 Gas CC 2x1 2030 | SO2 | ATC | 2039 | AEP-KPCO | 166.7757 | 166.7757 | 0 | 0.64604 | 0.64604 | 0 | 0.00752 | 2039 |  |  |  | REF | 0 | 0 | Real 2021 ¦ 12/22/2022 3:42:52 PM | Area 1001 Gas CC 2x1 2030
29979 | Area 1001 Gas CC 2x1 2031 | CO2 | ATC | 2039 | AEP-KPCO | 2704310.25 | 2704310.25 | 0 | 35029.4062 | 35029.4062 | 0 | 122 | 2039 |  |  |  | REF | 0 | 0 | Real 2021 ¦ 12/22/2022 3:42:52 PM | Area 1001 Gas CC 2x1 2031
29980 | Area 1001 Gas CC 2x1 2031 | NOX | ATC | 2039 | AEP-KPCO | 12.4132 | 12.4132 | 0 | 0.57558 | 0.57558 | 0 | 0.00056 | 2039 |  |  |  | REF | 0 | 0 | Real 2021 ¦ 12/22/2022 3:42:52 PM | Area 1001 Gas CC 2x1 2031
29981 | Area 1001 Gas CC 2x1 2031 | SO2 | ATC | 2039 | AEP-KPCO | 166.6919 | 166.6919 | 0 | 0.64571 | 0.64571 | 0 | 0.00752 | 2039 |  |  |  | REF | 0 | 0 | Real 2021 ¦ 12/22/2022 3:42:52 PM | Area 1001 Gas CC 2x1 2031
29982 | Area 1001 Gas CC 2x1 2032 | CO2 | ATC | 2039 | AEP-KPCO | 2704310.25 | 2704310.25 | 0 | 35029.4062 | 35029.4062 | 0 | 122 | 2039 |  |  |  | REF | 0 | 0 | Real 2021 ¦ 12/22/2022 3:42:52 PM | Area 1001 Gas CC 2x1 2032
29983 | Area 1001 Gas CC 2x1 2032 | NOX | ATC | 2039 | AEP-KPCO | 12.4132 | 12.4132 | 0 | 0.57558 | 0.57558 | 0 | 0.00056 | 2039 |  |  |  | REF | 0 | 0 | Real 2021 ¦ 12/22/2022 3:42:52 PM | Area 1001 Gas CC 2x1 2032
29984 | Area 1001 Gas CC 2x1 2032 | SO2 | ATC | 2039 | AEP-KPCO | 166.6919 | 166.6919 | 0 | 0.64571 | 0.64571 | 0 | 0.00752 | 2039 |  |  |  | REF | 0 | 0 | Real 2021 ¦ 12/22/2022 3:42:52 PM | Area 1001 Gas CC 2x1 2032
29985 | Area 1001 Gas CC 2x1 2033 | CO2 | ATC | 2039 | AEP-KPCO | 2704310.25 | 2704310.25 | 0 | 35029.4062 | 35029.4062 | 0 | 122 | 2039 |  |  |  | REF | 0 | 0 | Real 2021 ¦ 12/22/2022 3:42:52 PM | Area 1001 Gas CC 2x1 2033
29986 | Area 1001 Gas CC 2x1 2033 | NOX | ATC | 2039 | AEP-KPCO | 12.4132 | 12.4132 | 0 | 0.57558 | 0.57558 | 0 | 0.00056 | 2039 |  |  |  | REF | 0 | 0 | Real 2021 ¦ 12/22/2022 3:42:52 PM | Area 1001 Gas CC 2x1 2033
29987 | Area 1001 Gas CC 2x1 2033 | SO2 | ATC | 2039 | AEP-KPCO | 166.6919 | 166.6919 | 0 | 0.64571 | 0.64571 | 0 | 0.00752 | 2039 |  |  |  | REF | 0 | 0 | Real 2021 ¦ 12/22/2022 3:42:52 PM | Area 1001 Gas CC 2x1 2033
29988 | Area 1001 Gas CC 2x1 2034 | CO2 | ATC | 2039 | AEP-KPCO | 2704310.25 | 2704310.25 | 0 | 35029.4062 | 35029.4062 | 0 | 122 | 2039 |  |  |  | REF | 0 | 0 | Real 2021 ¦ 12/22/2022 3:42:52 PM | Area 1001 Gas CC 2x1 2034
29989 | Area 1001 Gas CC 2x1 2034 | NOX | ATC | 2039 | AEP-KPCO | 12.4132 | 12.4132 | 0 | 0.57558 | 0.57558 | 0 | 0.00056 | 2039 |  |  |  | REF | 0 | 0 | Real 2021 ¦ 12/22/2022 3:42:52 PM | Area 1001 Gas CC 2x1 2034
29990 | Area 1001 Gas CC 2x1 2034 | SO2 | ATC | 2039 | AEP-KPCO | 166.6919 | 166.6919 | 0 | 0.64571 | 0.64571 | 0 | 0.00752 | 2039 |  |  |  | REF | 0 | 0 | Real 2021 ¦ 12/22/2022 3:42:52 PM | Area 1001 Gas CC 2x1 2034
29991 | Area 1001 Gas CC 2x1 2035 | CO2 | ATC | 2039 | AEP-KPCO | 2704310.25 | 2704310.25 | 0 | 35029.4062 | 35029.4062 | 0 | 122 | 2039 |  |  |  | REF | 0 | 0 | Real 2021 ¦ 12/22/2022 3:42:52 PM | Area 1001 Gas CC 2x1 2035
29992 | Area 1001 Gas CC 2x1 2035 | NOX | ATC | 2039 | AEP-KPCO | 12.4132 | 12.4132 | 0 | 0.57558 | 0.57558 | 0 | 0.00056 | 2039 |  |  |  | REF | 0 | 0 | Real 2021 ¦ 12/22/2022 3:42:52 PM | Area 1001 Gas CC 2x1 2035
29993 | Area 1001 Gas CC 2x1 2035 | SO2 | ATC | 2039 | AEP-KPCO | 166.6919 | 166.6919 | 0 | 0.64571 | 0.64571 | 0 | 0.00752 | 2039 |  |  |  | REF | 0 | 0 | Real 2021 ¦ 12/22/2022 3:42:52 PM | Area 1001 Gas CC 2x1 2035
29994 | Area 1001 Gas CC 2x1 2036 | CO2 | ATC | 2039 | AEP-KPCO | 2704782.25 | 2704782.25 | 0 | 35035.5234 | 35035.5234 | 0 | 122 | 2039 |  |  |  | REF | 0 | 0 | Real 2021 ¦ 12/22/2022 3:42:52 PM | Area 1001 Gas CC 2x1 2036
29995 | Area 1001 Gas CC 2x1 2036 | NOX | ATC | 2039 | AEP-KPCO | 12.4154 | 12.4154 | 0 | 0.57559 | 0.57559 | 0 | 0.00056 | 2039 |  |  |  | REF | 0 | 0 | Real 2021 ¦ 12/22/2022 3:42:52 PM | Area 1001 Gas CC 2x1 2036
29996 | Area 1001 Gas CC 2x1 2036 | SO2 | ATC | 2039 | AEP-KPCO | 166.721 | 166.721 | 0 | 0.64583 | 0.64583 | 0 | 0.00752 | 2039 |  |  |  | REF | 0 | 0 | Real 2021 ¦ 12/22/2022 3:42:52 PM | Area 1001 Gas CC 2x1 2036
29997 | Area 1001 Gas CC 2x1 2037 | CO2 | ATC | 2039 | AEP-KPCO | 2704310.25 | 2704310.25 | 0 | 35029.4062 | 35029.4062 | 0 | 122 | 2039 |  |  |  | REF | 0 | 0 | Real 2021 ¦ 12/22/2022 3:42:52 PM | Area 1001 Gas CC 2x1 2037
29998 | Area 1001 Gas CC 2x1 2037 | NOX | ATC | 2039 | AEP-KPCO | 12.4132 | 12.4132 | 0 | 0.57558 | 0.57558 | 0 | 0.00056 | 2039 |  |  |  | REF | 0 | 0 | Real 2021 ¦ 12/22/2022 3:42:52 PM | Area 1001 Gas CC 2x1 2037
29999 | Area 1001 Gas CC 2x1 2037 | SO2 | ATC | 2039 | AEP-KPCO | 166.6919 | 166.6919 | 0 | 0.64571 | 0.64571 | 0 | 0.00752 | 2039 |  |  |  | REF | 0 | 0 | Real 2021 ¦ 12/22/2022 3:42:52 PM | Area 1001 Gas CC 2x1 2037
30000 | Area 1001 Gas CC 2x1 2038 | CO2 | ATC | 2039 | AEP-KPCO | 2704310.25 | 2704310.25 | 0 | 35029.4062 | 35029.4062 | 0 | 122 | 2039 |  |  |  | REF | 0 | 0 | Real 2021 ¦ 12/22/2022 3:42:52 PM | Area 1001 Gas CC 2x1 2038
30001 | Area 1001 Gas CC 2x1 2038 | NOX | ATC | 2039 | AEP-KPCO | 12.4132 | 12.4132 | 0 | 0.57558 | 0.57558 | 0 | 0.00056 | 2039 |  |  |  | REF | 0 | 0 | Real 2021 ¦ 12/22/2022 3:42:52 PM | Area 1001 Gas CC 2x1 2038
30002 | Area 1001 Gas CC 2x1 2038 | SO2 | ATC | 2039 | AEP-KPCO | 166.6919 | 166.6919 | 0 | 0.64571 | 0.64571 | 0 | 0.00752 | 2039 |  |  |  | REF | 0 | 0 | Real 2021 ¦ 12/22/2022 3:42:52 PM | Area 1001 Gas CC 2x1 2038
30003 | Area 1001 Gas CC 2x1 2039 | CO2 | ATC | 2039 | AEP-KPCO | 2673050.25 | 2673050.25 | 0 | 34624.4922 | 34624.4922 | 0 | 122 | 2039 |  |  |  | REF | 0 | 0 | Real 2021 ¦ 12/22/2022 3:42:52 PM | Area 1001 Gas CC 2x1 2039
30004 | Area 1001 Gas CC 2x1 2039 | NOX | ATC | 2039 | AEP-KPCO | 12.2697 | 12.2697 | 0 | 0.57487 | 0.57487 | 0 | 0.00056 | 2039 |  |  |  | REF | 0 | 0 | Real 2021 ¦ 12/22/2022 3:42:52 PM | Area 1001 Gas CC 2x1 2039
30005 | Area 1001 Gas CC 2x1 2039 | SO2 | ATC | 2039 | AEP-KPCO | 164.7651 | 164.7651 | 0 | 0.63825 | 0.63825 | 0 | 0.00752 | 2039 |  |  |  | REF | 0 | 0 | Real 2021 ¦ 12/22/2022 3:42:52 PM | Area 1001 Gas CC 2x1 2039
30006 | Area 1001 Gas CC 2x1 2040 | CO2 | ATC | 2039 | AEP-KPCO | 0 | 0 | 0 | 0 | 0 | 0 | 122 | 2039 |  |  |  | REF | 0 | 0 | Real 2021 ¦ 12/22/2022 3:42:52 PM | Area 1001 Gas CC 2x1 2040
30007 | Area 1001 Gas CC 2x1 2040 | NOX | ATC | 2039 | AEP-KPCO | 0 | 0 | 0 | 0 | 0 | 0 | 0.00056 | 2039 |  |  |  | REF | 0 | 0 | Real 2021 ¦ 12/22/2022 3:42:52 PM | Area 1001 Gas CC 2x1 2040
30008 | Area 1001 Gas CC 2x1 2040 | SO2 | ATC | 2039 | AEP-KPCO | 0 | 0 | 0 | 0 | 0 | 0 | 0.00752 | 2039 |  |  |  | REF | 0 | 0 | Real 2021 ¦ 12/22/2022 3:42:52 PM | Area 1001 Gas CC 2x1 2040
30009 | Area 1001 Gas CC 2x1 2041 | CO2 | ATC | 2039 | AEP-KPCO | 0 | 0 | 0 | 0 | 0 | 0 | 122 | 2039 |  |  |  | REF | 0 | 0 | Real 2021 ¦ 12/22/2022 3:42:52 PM | Area 1001 Gas CC 2x1 2041
30010 | Area 1001 Gas CC 2x1 2041 | NOX | ATC | 2039 | AEP-KPCO | 0 | 0 | 0 | 0 | 0 | 0 | 0.00056 | 2039 |  |  |  | REF | 0 | 0 | Real 2021 ¦ 12/22/2022 3:42:52 PM | Area 1001 Gas CC 2x1 2041
30011 | Area 1001 Gas CC 2x1 2041 | SO2 | ATC | 2039 | AEP-KPCO | 0 | 0 | 0 | 0 | 0 | 0 | 0.00752 | 2039 |  |  |  | REF | 0 | 0 | Real 2021 ¦ 12/22/2022 3:42:52 PM | Area 1001 Gas CC 2x1 2041
30012 | Area 1001 Gas CC 2x1 2042 | CO2 | ATC | 2039 | AEP-KPCO | 0 | 0 | 0 | 0 | 0 | 0 | 122 | 2039 |  |  |  | REF | 0 | 0 | Real 2021 ¦ 12/22/2022 3:42:52 PM | Area 1001 Gas CC 2x1 2042
30013 | Area 1001 Gas CC 2x1 2042 | NOX | ATC | 2039 | AEP-KPCO | 0 | 0 | 0 | 0 | 0 | 0 | 0.00056 | 2039 |  |  |  | REF | 0 | 0 | Real 2021 ¦ 12/22/2022 3:42:52 PM | Area 1001 Gas CC 2x1 2042
30014 | Area 1001 Gas CC 2x1 2042 | SO2 | ATC | 2039 | AEP-KPCO | 0 | 0 | 0 | 0 | 0 | 0 | 0.00752 | 2039 |  |  |  | REF | 0 | 0 | Real 2021 ¦ 12/22/2022 3:42:52 PM | Area 1001 Gas CC 2x1 2042
30015 | Area 1001 Gas CC 2x1 2043 | CO2 | ATC | 2039 | AEP-KPCO | 0 | 0 | 0 | 0 | 0 | 0 | 122 | 2039 |  |  |  | REF | 0 | 0 | Real 2021 ¦ 12/22/2022 3:42:52 PM | Area 1001 Gas CC 2x1 2043
30016 | Area 1001 Gas CC 2x1 2043 | NOX | ATC | 2039 | AEP-KPCO | 0 | 0 | 0 | 0 | 0 | 0 | 0.00056 | 2039 |  |  |  | REF | 0 | 0 | Real 2021 ¦ 12/22/2022 3:42:52 PM | Area 1001 Gas CC 2x1 2043
30017 | Area 1001 Gas CC 2x1 2043 | SO2 | ATC | 2039 | AEP-KPCO | 0 | 0 | 0 | 0 | 0 | 0 | 0.00752 | 2039 |  |  |  | REF | 0 | 0 | Real 2021 ¦ 12/22/2022 3:42:52 PM | Area 1001 Gas CC 2x1 2043
30018 | Area 1001 Gas CC 1x1 2024 | CO2 | ATC | 2039 | AEP-KPCO | 1025924.5625 | 1025924.5625 | 0 | 13288.9824 | 13288.9824 | 0 | 122 | 2039 |  |  |  | REF | 0 | 0 | Real 2021 ¦ 12/22/2022 3:42:52 PM | Area 1001 Gas CC 1x1 2024
30019 | Area 1001 Gas CC 1x1 2024 | NOX | ATC | 2039 | AEP-KPCO | 4.7092 | 4.7092 | 0 | 0.2201 | 0.2201 | 0 | 0.00056 | 2039 |  |  |  | REF | 0 | 0 | Real 2021 ¦ 12/22/2022 3:42:52 PM | Area 1001 Gas CC 1x1 2024
30020 | Area 1001 Gas CC 1x1 2024 | SO2 | ATC | 2039 | AEP-KPCO | 63.2373 | 63.2373 | 0 | 0.24496 | 0.24496 | 0 | 0.00752 | 2039 |  |  |  | REF | 0 | 0 | Real 2021 ¦ 12/22/2022 3:42:52 PM | Area 1001 Gas CC 1x1 2024
30021 | Area 1001 Gas CC 1x1 2025 | CO2 | ATC | 2039 | AEP-KPCO | 1025924.5625 | 1025924.5625 | 0 | 13288.9824 | 13288.9824 | 0 | 122 | 2039 |  |  |  | REF | 0 | 0 | Real 2021 ¦ 12/22/2022 3:42:52 PM | Area 1001 Gas CC 1x1 2025
30022 | Area 1001 Gas CC 1x1 2025 | NOX | ATC | 2039 | AEP-KPCO | 4.7092 | 4.7092 | 0 | 0.2201 | 0.2201 | 0 | 0.00056 | 2039 |  |  |  | REF | 0 | 0 | Real 2021 ¦ 12/22/2022 3:42:52 PM | Area 1001 Gas CC 1x1 2025
30023 | Area 1001 Gas CC 1x1 2025 | SO2 | ATC | 2039 | AEP-KPCO | 63.2373 | 63.2373 | 0 | 0.24496 | 0.24496 | 0 | 0.00752 | 2039 |  |  |  | REF | 0 | 0 | Real 2021 ¦ 12/22/2022 3:42:52 PM | Area 1001 Gas CC 1x1 2025
30024 | Area 1001 Gas CC 1x1 2026 | CO2 | ATC | 2039 | AEP-KPCO | 1025924.5625 | 1025924.5625 | 0 | 13288.9824 | 13288.9824 | 0 | 122 | 2039 |  |  |  | REF | 0 | 0 | Real 2021 ¦ 12/22/2022 3:42:52 PM | Area 1001 Gas CC 1x1 2026
30025 | Area 1001 Gas CC 1x1 2026 | NOX | ATC | 2039 | AEP-KPCO | 4.7092 | 4.7092 | 0 | 0.2201 | 0.2201 | 0 | 0.00056 | 2039 |  |  |  | REF | 0 | 0 | Real 2021 ¦ 12/22/2022 3:42:52 PM | Area 1001 Gas CC 1x1 2026
30026 | Area 1001 Gas CC 1x1 2026 | SO2 | ATC | 2039 | AEP-KPCO | 63.2373 | 63.2373 | 0 | 0.24496 | 0.24496 | 0 | 0.00752 | 2039 |  |  |  | REF | 0 | 0 | Real 2021 ¦ 12/22/2022 3:42:52 PM | Area 1001 Gas CC 1x1 2026
30027 | Area 1001 Gas CC 1x1 2027 | CO2 | ATC | 2039 | AEP-KPCO | 1025924.5625 | 1025924.5625 | 0 | 13288.9824 | 13288.9824 | 0 | 122 | 2039 |  |  |  | REF | 0 | 0 | Real 2021 ¦ 12/22/2022 3:42:52 PM | Area 1001 Gas CC 1x1 2027
30028 | Area 1001 Gas CC 1x1 2027 | NOX | ATC | 2039 | AEP-KPCO | 4.7092 | 4.7092 | 0 | 0.2201 | 0.2201 | 0 | 0.00056 | 2039 |  |  |  | REF | 0 | 0 | Real 2021 ¦ 12/22/2022 3:42:52 PM | Area 1001 Gas CC 1x1 2027
30029 | Area 1001 Gas CC 1x1 2027 | SO2 | ATC | 2039 | AEP-KPCO | 63.2373 | 63.2373 | 0 | 0.24496 | 0.24496 | 0 | 0.00752 | 2039 |  |  |  | REF | 0 | 0 | Real 2021 ¦ 12/22/2022 3:42:52 PM | Area 1001 Gas CC 1x1 2027
30030 | Area 1001 Gas CC 1x1 2028 | CO2 | ATC | 2039 | AEP-KPCO | 1026059.125 | 1026059.125 | 0 | 13290.7246 | 13290.7246 | 0 | 122 | 2039 |  |  |  | REF | 0 | 0 | Real 2021 ¦ 12/22/2022 3:42:52 PM | Area 1001 Gas CC 1x1 2028
30031 | Area 1001 Gas CC 1x1 2028 | NOX | ATC | 2039 | AEP-KPCO | 4.7098 | 4.7098 | 0 | 0.22017 | 0.22017 | 0 | 0.00056 | 2039 |  |  |  | REF | 0 | 0 | Real 2021 ¦ 12/22/2022 3:42:52 PM | Area 1001 Gas CC 1x1 2028
30032 | Area 1001 Gas CC 1x1 2028 | SO2 | ATC | 2039 | AEP-KPCO | 63.2456 | 63.2456 | 0 | 0.24499 | 0.24499 | 0 | 0.00752 | 2039 |  |  |  | REF | 0 | 0 | Real 2021 ¦ 12/22/2022 3:42:52 PM | Area 1001 Gas CC 1x1 2028
30033 | Area 1001 Gas CC 1x1 2029 | CO2 | ATC | 2039 | AEP-KPCO | 1025924.5625 | 1025924.5625 | 0 | 13288.9824 | 13288.9824 | 0 | 122 | 2039 |  |  |  | REF | 0 | 0 | Real 2021 ¦ 12/22/2022 3:42:52 PM | Area 1001 Gas CC 1x1 2029
30034 | Area 1001 Gas CC 1x1 2029 | NOX | ATC | 2039 | AEP-KPCO | 4.7092 | 4.7092 | 0 | 0.2201 | 0.2201 | 0 | 0.00056 | 2039 |  |  |  | REF | 0 | 0 | Real 2021 ¦ 12/22/2022 3:42:52 PM | Area 1001 Gas CC 1x1 2029
30035 | Area 1001 Gas CC 1x1 2029 | SO2 | ATC | 2039 | AEP-KPCO | 63.2373 | 63.2373 | 0 | 0.24496 | 0.24496 | 0 | 0.00752 | 2039 |  |  |  | REF | 0 | 0 | Real 2021 ¦ 12/22/2022 3:42:52 PM | Area 1001 Gas CC 1x1 2029
30036 | Area 1001 Gas CC 1x1 2030 | CO2 | ATC | 2039 | AEP-KPCO | 1025924.5625 | 1025924.5625 | 0 | 13288.9824 | 13288.9824 | 0 | 122 | 2039 |  |  |  | REF | 0 | 0 | Real 2021 ¦ 12/22/2022 3:42:52 PM | Area 1001 Gas CC 1x1 2030
30037 | Area 1001 Gas CC 1x1 2030 | NOX | ATC | 2039 | AEP-KPCO | 4.7092 | 4.7092 | 0 | 0.2201 | 0.2201 | 0 | 0.00056 | 2039 |  |  |  | REF | 0 | 0 | Real 2021 ¦ 12/22/2022 3:42:52 PM | Area 1001 Gas CC 1x1 2030
30038 | Area 1001 Gas CC 1x1 2030 | SO2 | ATC | 2039 | AEP-KPCO | 63.2373 | 63.2373 | 0 | 0.24496 | 0.24496 | 0 | 0.00752 | 2039 |  |  |  | REF | 0 | 0 | Real 2021 ¦ 12/22/2022 3:42:52 PM | Area 1001 Gas CC 1x1 2030
30039 | Area 1001 Gas CC 1x1 2031 | CO2 | ATC | 2039 | AEP-KPCO | 1025924.5625 | 1025924.5625 | 0 | 13288.9824 | 13288.9824 | 0 | 122 | 2039 |  |  |  | REF | 0 | 0 | Real 2021 ¦ 12/22/2022 3:42:52 PM | Area 1001 Gas CC 1x1 2031
30040 | Area 1001 Gas CC 1x1 2031 | NOX | ATC | 2039 | AEP-KPCO | 4.7092 | 4.7092 | 0 | 0.2201 | 0.2201 | 0 | 0.00056 | 2039 |  |  |  | REF | 0 | 0 | Real 2021 ¦ 12/22/2022 3:42:52 PM | Area 1001 Gas CC 1x1 2031
30041 | Area 1001 Gas CC 1x1 2031 | SO2 | ATC | 2039 | AEP-KPCO | 63.2373 | 63.2373 | 0 | 0.24496 | 0.24496 | 0 | 0.00752 | 2039 |  |  |  | REF | 0 | 0 | Real 2021 ¦ 12/22/2022 3:42:52 PM | Area 1001 Gas CC 1x1 2031
30042 | Area 1001 Gas CC 1x1 2032 | CO2 | ATC | 2039 | AEP-KPCO | 1025924.5625 | 1025924.5625 | 0 | 13288.9824 | 13288.9824 | 0 | 122 | 2039 |  |  |  | REF | 0 | 0 | Real 2021 ¦ 12/22/2022 3:42:52 PM | Area 1001 Gas CC 1x1 2032
30043 | Area 1001 Gas CC 1x1 2032 | NOX | ATC | 2039 | AEP-KPCO | 4.7092 | 4.7092 | 0 | 0.2201 | 0.2201 | 0 | 0.00056 | 2039 |  |  |  | REF | 0 | 0 | Real 2021 ¦ 12/22/2022 3:42:52 PM | Area 1001 Gas CC 1x1 2032
30044 | Area 1001 Gas CC 1x1 2032 | SO2 | ATC | 2039 | AEP-KPCO | 63.2373 | 63.2373 | 0 | 0.24496 | 0.24496 | 0 | 0.00752 | 2039 |  |  |  | REF | 0 | 0 | Real 2021 ¦ 12/22/2022 3:42:52 PM | Area 1001 Gas CC 1x1 2032
30045 | Area 1001 Gas CC 1x1 2033 | CO2 | ATC | 2039 | AEP-KPCO | 1025924.5625 | 1025924.5625 | 0 | 13288.9824 | 13288.9824 | 0 | 122 | 2039 |  |  |  | REF | 0 | 0 | Real 2021 ¦ 12/22/2022 3:42:52 PM | Area 1001 Gas CC 1x1 2033
30046 | Area 1001 Gas CC 1x1 2033 | NOX | ATC | 2039 | AEP-KPCO | 4.7092 | 4.7092 | 0 | 0.2201 | 0.2201 | 0 | 0.00056 | 2039 |  |  |  | REF | 0 | 0 | Real 2021 ¦ 12/22/2022 3:42:52 PM | Area 1001 Gas CC 1x1 2033
30047 | Area 1001 Gas CC 1x1 2033 | SO2 | ATC | 2039 | AEP-KPCO | 63.2373 | 63.2373 | 0 | 0.24496 | 0.24496 | 0 | 0.00752 | 2039 |  |  |  | REF | 0 | 0 | Real 2021 ¦ 12/22/2022 3:42:52 PM | Area 1001 Gas CC 1x1 2033
30048 | Area 1001 Gas CC 1x1 2034 | CO2 | ATC | 2039 | AEP-KPCO | 1025924.5625 | 1025924.5625 | 0 | 13288.9824 | 13288.9824 | 0 | 122 | 2039 |  |  |  | REF | 0 | 0 | Real 2021 ¦ 12/22/2022 3:42:52 PM | Area 1001 Gas CC 1x1 2034
30049 | Area 1001 Gas CC 1x1 2034 | NOX | ATC | 2039 | AEP-KPCO | 4.7092 | 4.7092 | 0 | 0.2201 | 0.2201 | 0 | 0.00056 | 2039 |  |  |  | REF | 0 | 0 | Real 2021 ¦ 12/22/2022 3:42:52 PM | Area 1001 Gas CC 1x1 2034
30050 | Area 1001 Gas CC 1x1 2034 | SO2 | ATC | 2039 | AEP-KPCO | 63.2373 | 63.2373 | 0 | 0.24496 | 0.24496 | 0 | 0.00752 | 2039 |  |  |  | REF | 0 | 0 | Real 2021 ¦ 12/22/2022 3:42:52 PM | Area 1001 Gas CC 1x1 2034
30051 | Area 1001 Gas CC 1x1 2035 | CO2 | ATC | 2039 | AEP-KPCO | 1025924.5625 | 1025924.5625 | 0 | 13288.9824 | 13288.9824 | 0 | 122 | 2039 |  |  |  | REF | 0 | 0 | Real 2021 ¦ 12/22/2022 3:42:52 PM | Area 1001 Gas CC 1x1 2035
30052 | Area 1001 Gas CC 1x1 2035 | NOX | ATC | 2039 | AEP-KPCO | 4.7092 | 4.7092 | 0 | 0.2201 | 0.2201 | 0 | 0.00056 | 2039 |  |  |  | REF | 0 | 0 | Real 2021 ¦ 12/22/2022 3:42:52 PM | Area 1001 Gas CC 1x1 2035
30053 | Area 1001 Gas CC 1x1 2035 | SO2 | ATC | 2039 | AEP-KPCO | 63.2373 | 63.2373 | 0 | 0.24496 | 0.24496 | 0 | 0.00752 | 2039 |  |  |  | REF | 0 | 0 | Real 2021 ¦ 12/22/2022 3:42:52 PM | Area 1001 Gas CC 1x1 2035
30054 | Area 1001 Gas CC 1x1 2036 | CO2 | ATC | 2039 | AEP-KPCO | 1023079.25 | 1023079.25 | 0 | 13252.126 | 13252.126 | 0 | 122 | 2039 |  |  |  | REF | 0 | 0 | Real 2021 ¦ 12/22/2022 3:42:52 PM | Area 1001 Gas CC 1x1 2036
30055 | Area 1001 Gas CC 1x1 2036 | NOX | ATC | 2039 | AEP-KPCO | 4.6961 | 4.6961 | 0 | 0.21982 | 0.21982 | 0 | 0.00056 | 2039 |  |  |  | REF | 0 | 0 | Real 2021 ¦ 12/22/2022 3:42:52 PM | Area 1001 Gas CC 1x1 2036
30056 | Area 1001 Gas CC 1x1 2036 | SO2 | ATC | 2039 | AEP-KPCO | 63.0619 | 63.0619 | 0 | 0.24428 | 0.24428 | 0 | 0.00752 | 2039 |  |  |  | REF | 0 | 0 | Real 2021 ¦ 12/22/2022 3:42:52 PM | Area 1001 Gas CC 1x1 2036
30057 | Area 1001 Gas CC 1x1 2037 | CO2 | ATC | 2039 | AEP-KPCO | 1025924.5625 | 1025924.5625 | 0 | 13288.9824 | 13288.9824 | 0 | 122 | 2039 |  |  |  | REF | 0 | 0 | Real 2021 ¦ 12/22/2022 3:42:52 PM | Area 1001 Gas CC 1x1 2037
30058 | Area 1001 Gas CC 1x1 2037 | NOX | ATC | 2039 | AEP-KPCO | 4.7092 | 4.7092 | 0 | 0.2201 | 0.2201 | 0 | 0.00056 | 2039 |  |  |  | REF | 0 | 0 | Real 2021 ¦ 12/22/2022 3:42:52 PM | Area 1001 Gas CC 1x1 2037
30059 | Area 1001 Gas CC 1x1 2037 | SO2 | ATC | 2039 | AEP-KPCO | 63.2373 | 63.2373 | 0 | 0.24496 | 0.24496 | 0 | 0.00752 | 2039 |  |  |  | REF | 0 | 0 | Real 2021 ¦ 12/22/2022 3:42:52 PM | Area 1001 Gas CC 1x1 2037
30060 | Area 1001 Gas CC 1x1 2038 | CO2 | ATC | 2039 | AEP-KPCO | 1025924.5625 | 1025924.5625 | 0 | 13288.9824 | 13288.9824 | 0 | 122 | 2039 |  |  |  | REF | 0 | 0 | Real 2021 ¦ 12/22/2022 3:42:52 PM | Area 1001 Gas CC 1x1 2038
30061 | Area 1001 Gas CC 1x1 2038 | NOX | ATC | 2039 | AEP-KPCO | 4.7092 | 4.7092 | 0 | 0.2201 | 0.2201 | 0 | 0.00056 | 2039 |  |  |  | REF | 0 | 0 | Real 2021 ¦ 12/22/2022 3:42:52 PM | Area 1001 Gas CC 1x1 2038
30062 | Area 1001 Gas CC 1x1 2038 | SO2 | ATC | 2039 | AEP-KPCO | 63.2373 | 63.2373 | 0 | 0.24496 | 0.24496 | 0 | 0.00752 | 2039 |  |  |  | REF | 0 | 0 | Real 2021 ¦ 12/22/2022 3:42:52 PM | Area 1001 Gas CC 1x1 2038
30063 | Area 1001 Gas CC 1x1 2039 | CO2 | ATC | 2039 | AEP-KPCO | 1014752.6875 | 1014752.6875 | 0 | 13144.2705 | 13144.2705 | 0 | 122 | 2039 |  |  |  | REF | 0 | 0 | Real 2021 ¦ 12/22/2022 3:42:52 PM | Area 1001 Gas CC 1x1 2039
30064 | Area 1001 Gas CC 1x1 2039 | NOX | ATC | 2039 | AEP-KPCO | 4.6579 | 4.6579 | 0 | 0.21985 | 0.21985 | 0 | 0.00056 | 2039 |  |  |  | REF | 0 | 0 | Real 2021 ¦ 12/22/2022 3:42:52 PM | Area 1001 Gas CC 1x1 2039
30065 | Area 1001 Gas CC 1x1 2039 | SO2 | ATC | 2039 | AEP-KPCO | 62.5487 | 62.5487 | 0 | 0.24229 | 0.24229 | 0 | 0.00752 | 2039 |  |  |  | REF | 0 | 0 | Real 2021 ¦ 12/22/2022 3:42:52 PM | Area 1001 Gas CC 1x1 2039
30066 | Area 1001 Gas CC 1x1 2040 | CO2 | ATC | 2039 | AEP-KPCO | 0 | 0 | 0 | 0 | 0 | 0 | 122 | 2039 |  |  |  | REF | 0 | 0 | Real 2021 ¦ 12/22/2022 3:42:52 PM | Area 1001 Gas CC 1x1 2040
30067 | Area 1001 Gas CC 1x1 2040 | NOX | ATC | 2039 | AEP-KPCO | 0 | 0 | 0 | 0 | 0 | 0 | 0.00056 | 2039 |  |  |  | REF | 0 | 0 | Real 2021 ¦ 12/22/2022 3:42:52 PM | Area 1001 Gas CC 1x1 2040
30068 | Area 1001 Gas CC 1x1 2040 | SO2 | ATC | 2039 | AEP-KPCO | 0 | 0 | 0 | 0 | 0 | 0 | 0.00752 | 2039 |  |  |  | REF | 0 | 0 | Real 2021 ¦ 12/22/2022 3:42:52 PM | Area 1001 Gas CC 1x1 2040
30069 | Area 1001 Gas CC 1x1 2041 | CO2 | ATC | 2039 | AEP-KPCO | 0 | 0 | 0 | 0 | 0 | 0 | 122 | 2039 |  |  |  | REF | 0 | 0 | Real 2021 ¦ 12/22/2022 3:42:52 PM | Area 1001 Gas CC 1x1 2041
30070 | Area 1001 Gas CC 1x1 2041 | NOX | ATC | 2039 | AEP-KPCO | 0 | 0 | 0 | 0 | 0 | 0 | 0.00056 | 2039 |  |  |  | REF | 0 | 0 | Real 2021 ¦ 12/22/2022 3:42:52 PM | Area 1001 Gas CC 1x1 2041
30071 | Area 1001 Gas CC 1x1 2041 | SO2 | ATC | 2039 | AEP-KPCO | 0 | 0 | 0 | 0 | 0 | 0 | 0.00752 | 2039 |  |  |  | REF | 0 | 0 | Real 2021 ¦ 12/22/2022 3:42:52 PM | Area 1001 Gas CC 1x1 2041
30072 | Area 1001 Gas CC 1x1 2042 | CO2 | ATC | 2039 | AEP-KPCO | 0 | 0 | 0 | 0 | 0 | 0 | 122 | 2039 |  |  |  | REF | 0 | 0 | Real 2021 ¦ 12/22/2022 3:42:52 PM | Area 1001 Gas CC 1x1 2042
30073 | Area 1001 Gas CC 1x1 2042 | NOX | ATC | 2039 | AEP-KPCO | 0 | 0 | 0 | 0 | 0 | 0 | 0.00056 | 2039 |  |  |  | REF | 0 | 0 | Real 2021 ¦ 12/22/2022 3:42:52 PM | Area 1001 Gas CC 1x1 2042
30074 | Area 1001 Gas CC 1x1 2042 | SO2 | ATC | 2039 | AEP-KPCO | 0 | 0 | 0 | 0 | 0 | 0 | 0.00752 | 2039 |  |  |  | REF | 0 | 0 | Real 2021 ¦ 12/22/2022 3:42:52 PM | Area 1001 Gas CC 1x1 2042
30075 | Area 1001 Gas CC 1x1 2043 | CO2 | ATC | 2039 | AEP-KPCO | 0 | 0 | 0 | 0 | 0 | 0 | 122 | 2039 |  |  |  | REF | 0 | 0 | Real 2021 ¦ 12/22/2022 3:42:52 PM | Area 1001 Gas CC 1x1 2043
30076 | Area 1001 Gas CC 1x1 2043 | NOX | ATC | 2039 | AEP-KPCO | 0 | 0 | 0 | 0 | 0 | 0 | 0.00056 | 2039 |  |  |  | REF | 0 | 0 | Real 2021 ¦ 12/22/2022 3:42:52 PM | Area 1001 Gas CC 1x1 2043
30077 | Area 1001 Gas CC 1x1 2043 | SO2 | ATC | 2039 | AEP-KPCO | 0 | 0 | 0 | 0 | 0 | 0 | 0.00752 | 2039 |  |  |  | REF | 0 | 0 | Real 2021 ¦ 12/22/2022 3:42:52 PM | Area 1001 Gas CC 1x1 2043
30078 | Area 1001 Gas CT 2023 | CO2 | ATC | 2039 | AEP-KPCO | 368045 | 368045 | 0 | 4767.3516 | 4767.3516 | 0 | 122 | 2039 |  |  |  | REF | 0 | 0 | Real 2021 ¦ 12/22/2022 3:42:52 PM | Area 1001 Gas CT 2023
30079 | Area 1001 Gas CT 2023 | NOX | ATC | 2039 | AEP-KPCO | 1.6894 | 1.6894 | 0 | 0.090734 | 0.090734 | 0 | 0.00056 | 2039 |  |  |  | REF | 0 | 0 | Real 2021 ¦ 12/22/2022 3:42:52 PM | Area 1001 Gas CT 2023
30080 | Area 1001 Gas CT 2023 | SO2 | ATC | 2039 | AEP-KPCO | 22.6861 | 22.6861 | 0 | 0.087879 | 0.087879 | 0 | 0.00752 | 2039 |  |  |  | REF | 0 | 0 | Real 2021 ¦ 12/22/2022 3:42:52 PM | Area 1001 Gas CT 2023
30081 | Area 1001 Gas CT 2024 | CO2 | ATC | 2039 | AEP-KPCO | 370087.375 | 370087.375 | 0 | 4793.8071 | 4793.8071 | 0 | 122 | 2039 |  |  |  | REF | 0 | 0 | Real 2021 ¦ 12/22/2022 3:42:52 PM | Area 1001 Gas CT 2024
30082 | Area 1001 Gas CT 2024 | NOX | ATC | 2039 | AEP-KPCO | 1.6988 | 1.6988 | 0 | 0.09078 | 0.09078 | 0 | 0.00056 | 2039 |  |  |  | REF | 0 | 0 | Real 2021 ¦ 12/22/2022 3:42:52 PM | Area 1001 Gas CT 2024
30083 | Area 1001 Gas CT 2024 | SO2 | ATC | 2039 | AEP-KPCO | 22.8119 | 22.8119 | 0 | 0.088367 | 0.088367 | 0 | 0.00752 | 2039 |  |  |  | REF | 0 | 0 | Real 2021 ¦ 12/22/2022 3:42:52 PM | Area 1001 Gas CT 2024
30084 | Area 1001 Gas CT 2025 | CO2 | ATC | 2039 | AEP-KPCO | 368954.9062 | 368954.9062 | 0 | 4779.1377 | 4779.1377 | 0 | 122 | 2039 |  |  |  | REF | 0 | 0 | Real 2021 ¦ 12/22/2022 3:42:52 PM | Area 1001 Gas CT 2025
30085 | Area 1001 Gas CT 2025 | NOX | ATC | 2039 | AEP-KPCO | 1.6936 | 1.6936 | 0 | 0.091221 | 0.091221 | 0 | 0.00056 | 2039 |  |  |  | REF | 0 | 0 | Real 2021 ¦ 12/22/2022 3:42:52 PM | Area 1001 Gas CT 2025
30086 | Area 1001 Gas CT 2025 | SO2 | ATC | 2039 | AEP-KPCO | 22.7421 | 22.7421 | 0 | 0.088096 | 0.088096 | 0 | 0.00752 | 2039 |  |  |  | REF | 0 | 0 | Real 2021 ¦ 12/22/2022 3:42:52 PM | Area 1001 Gas CT 2025
30087 | Area 1001 Gas CT 2026 | CO2 | ATC | 2039 | AEP-KPCO | 367970.7812 | 367970.7812 | 0 | 4766.3906 | 4766.3906 | 0 | 122 | 2039 |  |  |  | REF | 0 | 0 | Real 2021 ¦ 12/22/2022 3:42:52 PM | Area 1001 Gas CT 2026
30088 | Area 1001 Gas CT 2026 | NOX | ATC | 2039 | AEP-KPCO | 1.689 | 1.689 | 0 | 0.090732 | 0.090732 | 0 | 0.00056 | 2039 |  |  |  | REF | 0 | 0 | Real 2021 ¦ 12/22/2022 3:42:52 PM | Area 1001 Gas CT 2026
30089 | Area 1001 Gas CT 2026 | SO2 | ATC | 2039 | AEP-KPCO | 22.6815 | 22.6815 | 0 | 0.087861 | 0.087861 | 0 | 0.00752 | 2039 |  |  |  | REF | 0 | 0 | Real 2021 ¦ 12/22/2022 3:42:52 PM | Area 1001 Gas CT 2026
30090 | Area 1001 Gas CT 2027 | CO2 | ATC | 2039 | AEP-KPCO | 368818.7188 | 368818.7188 | 0 | 4777.374 | 4777.374 | 0 | 122 | 2039 |  |  |  | REF | 0 | 0 | Real 2021 ¦ 12/22/2022 3:42:52 PM | Area 1001 Gas CT 2027
30091 | Area 1001 Gas CT 2027 | NOX | ATC | 2039 | AEP-KPCO | 1.6929 | 1.6929 | 0 | 0.091156 | 0.091156 | 0 | 0.00056 | 2039 |  |  |  | REF | 0 | 0 | Real 2021 ¦ 12/22/2022 3:42:52 PM | Area 1001 Gas CT 2027
30092 | Area 1001 Gas CT 2027 | SO2 | ATC | 2039 | AEP-KPCO | 22.7337 | 22.7337 | 0 | 0.088064 | 0.088064 | 0 | 0.00752 | 2039 |  |  |  | REF | 0 | 0 | Real 2021 ¦ 12/22/2022 3:42:52 PM | Area 1001 Gas CT 2027
30093 | Area 1001 Gas CT 2028 | CO2 | ATC | 2039 | AEP-KPCO | 368609.4062 | 368609.4062 | 0 | 4774.6626 | 4774.6626 | 0 | 122 | 2039 |  |  |  | REF | 0 | 0 | Real 2021 ¦ 12/22/2022 3:42:52 PM | Area 1001 Gas CT 2028
30094 | Area 1001 Gas CT 2028 | NOX | ATC | 2039 | AEP-KPCO | 1.692 | 1.692 | 0 | 0.090747 | 0.090747 | 0 | 0.00056 | 2039 |  |  |  | REF | 0 | 0 | Real 2021 ¦ 12/22/2022 3:42:52 PM | Area 1001 Gas CT 2028
30095 | Area 1001 Gas CT 2028 | SO2 | ATC | 2039 | AEP-KPCO | 22.7208 | 22.7208 | 0 | 0.088014 | 0.088014 | 0 | 0.00752 | 2039 |  |  |  | REF | 0 | 0 | Real 2021 ¦ 12/22/2022 3:42:52 PM | Area 1001 Gas CT 2028
30096 | Area 1001 Gas CT 2029 | CO2 | ATC | 2039 | AEP-KPCO | 370245.5 | 370245.5 | 0 | 4795.8555 | 4795.8555 | 0 | 122 | 2039 |  |  |  | REF | 0 | 0 | Real 2021 ¦ 12/22/2022 3:42:52 PM | Area 1001 Gas CT 2029
30097 | Area 1001 Gas CT 2029 | NOX | ATC | 2039 | AEP-KPCO | 1.6995 | 1.6995 | 0 | 0.090899 | 0.090899 | 0 | 0.00056 | 2039 |  |  |  | REF | 0 | 0 | Real 2021 ¦ 12/22/2022 3:42:52 PM | Area 1001 Gas CT 2029
30098 | Area 1001 Gas CT 2029 | SO2 | ATC | 2039 | AEP-KPCO | 22.8217 | 22.8217 | 0 | 0.088404 | 0.088404 | 0 | 0.00752 | 2039 |  |  |  | REF | 0 | 0 | Real 2021 ¦ 12/22/2022 3:42:52 PM | Area 1001 Gas CT 2029
30099 | Area 1001 Gas CT 2030 | CO2 | ATC | 2039 | AEP-KPCO | 368743.6562 | 368743.6562 | 0 | 4776.4019 | 4776.4019 | 0 | 122 | 2039 |  |  |  | REF | 0 | 0 | Real 2021 ¦ 12/22/2022 3:42:52 PM | Area 1001 Gas CT 2030
30100 | Area 1001 Gas CT 2030 | NOX | ATC | 2039 | AEP-KPCO | 1.6926 | 1.6926 | 0 | 0.09112 | 0.09112 | 0 | 0.00056 | 2039 |  |  |  | REF | 0 | 0 | Real 2021 ¦ 12/22/2022 3:42:52 PM | Area 1001 Gas CT 2030
30101 | Area 1001 Gas CT 2030 | SO2 | ATC | 2039 | AEP-KPCO | 22.7291 | 22.7291 | 0 | 0.088046 | 0.088046 | 0 | 0.00752 | 2039 |  |  |  | REF | 0 | 0 | Real 2021 ¦ 12/22/2022 3:42:52 PM | Area 1001 Gas CT 2030
30102 | Area 1001 Gas CT 2031 | CO2 | ATC | 2039 | AEP-KPCO | 369789.6875 | 369789.6875 | 0 | 4789.9512 | 4789.9512 | 0 | 122 | 2039 |  |  |  | REF | 0 | 0 | Real 2021 ¦ 12/22/2022 3:42:52 PM | Area 1001 Gas CT 2031
30103 | Area 1001 Gas CT 2031 | NOX | ATC | 2039 | AEP-KPCO | 1.6974 | 1.6974 | 0 | 0.09083 | 0.09083 | 0 | 0.00056 | 2039 |  |  |  | REF | 0 | 0 | Real 2021 ¦ 12/22/2022 3:42:52 PM | Area 1001 Gas CT 2031
30104 | Area 1001 Gas CT 2031 | SO2 | ATC | 2039 | AEP-KPCO | 22.7936 | 22.7936 | 0 | 0.088296 | 0.088296 | 0 | 0.00752 | 2039 |  |  |  | REF | 0 | 0 | Real 2021 ¦ 12/22/2022 3:42:52 PM | Area 1001 Gas CT 2031
30105 | Area 1001 Gas CT 2032 | CO2 | ATC | 2039 | AEP-KPCO | 367970.9688 | 367970.9688 | 0 | 4766.3931 | 4766.3931 | 0 | 122 | 2039 |  |  |  | REF | 0 | 0 | Real 2021 ¦ 12/22/2022 3:42:52 PM | Area 1001 Gas CT 2032
30106 | Area 1001 Gas CT 2032 | NOX | ATC | 2039 | AEP-KPCO | 1.689 | 1.689 | 0 | 0.090751 | 0.090751 | 0 | 0.00056 | 2039 |  |  |  | REF | 0 | 0 | Real 2021 ¦ 12/22/2022 3:42:52 PM | Area 1001 Gas CT 2032
30107 | Area 1001 Gas CT 2032 | SO2 | ATC | 2039 | AEP-KPCO | 22.6815 | 22.6815 | 0 | 0.087861 | 0.087861 | 0 | 0.00752 | 2039 |  |  |  | REF | 0 | 0 | Real 2021 ¦ 12/22/2022 3:42:52 PM | Area 1001 Gas CT 2032
30108 | Area 1001 Gas CT 2033 | CO2 | ATC | 2039 | AEP-KPCO | 368961.1562 | 368961.1562 | 0 | 4779.2192 | 4779.2192 | 0 | 122 | 2039 |  |  |  | REF | 0 | 0 | Real 2021 ¦ 12/22/2022 3:42:52 PM | Area 1001 Gas CT 2033
30109 | Area 1001 Gas CT 2033 | NOX | ATC | 2039 | AEP-KPCO | 1.6936 | 1.6936 | 0 | 0.091044 | 0.091044 | 0 | 0.00056 | 2039 |  |  |  | REF | 0 | 0 | Real 2021 ¦ 12/22/2022 3:42:52 PM | Area 1001 Gas CT 2033
30110 | Area 1001 Gas CT 2033 | SO2 | ATC | 2039 | AEP-KPCO | 22.7425 | 22.7425 | 0 | 0.088098 | 0.088098 | 0 | 0.00752 | 2039 |  |  |  | REF | 0 | 0 | Real 2021 ¦ 12/22/2022 3:42:52 PM | Area 1001 Gas CT 2033
30111 | Area 1001 Gas CT 2034 | CO2 | ATC | 2039 | AEP-KPCO | 368409.5312 | 368409.5312 | 0 | 4772.0737 | 4772.0737 | 0 | 122 | 2039 |  |  |  | REF | 0 | 0 | Real 2021 ¦ 12/22/2022 3:42:52 PM | Area 1001 Gas CT 2034
30112 | Area 1001 Gas CT 2034 | NOX | ATC | 2039 | AEP-KPCO | 1.6911 | 1.6911 | 0 | 0.090912 | 0.090912 | 0 | 0.00056 | 2039 |  |  |  | REF | 0 | 0 | Real 2021 ¦ 12/22/2022 3:42:52 PM | Area 1001 Gas CT 2034
30113 | Area 1001 Gas CT 2034 | SO2 | ATC | 2039 | AEP-KPCO | 22.7085 | 22.7085 | 0 | 0.087966 | 0.087966 | 0 | 0.00752 | 2039 |  |  |  | REF | 0 | 0 | Real 2021 ¦ 12/22/2022 3:42:52 PM | Area 1001 Gas CT 2034
30114 | Area 1001 Gas CT 2035 | CO2 | ATC | 2039 | AEP-KPCO | 368591.6562 | 368591.6562 | 0 | 4774.4326 | 4774.4326 | 0 | 122 | 2039 |  |  |  | REF | 0 | 0 | Real 2021 ¦ 12/22/2022 3:42:52 PM | Area 1001 Gas CT 2035
30115 | Area 1001 Gas CT 2035 | NOX | ATC | 2039 | AEP-KPCO | 1.6919 | 1.6919 | 0 | 0.090746 | 0.090746 | 0 | 0.00056 | 2039 |  |  |  | REF | 0 | 0 | Real 2021 ¦ 12/22/2022 3:42:52 PM | Area 1001 Gas CT 2035
30116 | Area 1001 Gas CT 2035 | SO2 | ATC | 2039 | AEP-KPCO | 22.7197 | 22.7197 | 0 | 0.088009 | 0.088009 | 0 | 0.00752 | 2039 |  |  |  | REF | 0 | 0 | Real 2021 ¦ 12/22/2022 3:42:52 PM | Area 1001 Gas CT 2035
30117 | Area 1001 Gas CT 2036 | CO2 | ATC | 2039 | AEP-KPCO | 370055.4375 | 370055.4375 | 0 | 4793.3936 | 4793.3936 | 0 | 122 | 2039 |  |  |  | REF | 0 | 0 | Real 2021 ¦ 12/22/2022 3:42:52 PM | Area 1001 Gas CT 2036
30118 | Area 1001 Gas CT 2036 | NOX | ATC | 2039 | AEP-KPCO | 1.6986 | 1.6986 | 0 | 0.09078 | 0.09078 | 0 | 0.00056 | 2039 |  |  |  | REF | 0 | 0 | Real 2021 ¦ 12/22/2022 3:42:52 PM | Area 1001 Gas CT 2036
30119 | Area 1001 Gas CT 2036 | SO2 | ATC | 2039 | AEP-KPCO | 22.81 | 22.81 | 0 | 0.088359 | 0.088359 | 0 | 0.00752 | 2039 |  |  |  | REF | 0 | 0 | Real 2021 ¦ 12/22/2022 3:42:52 PM | Area 1001 Gas CT 2036
30120 | Area 1001 Gas CT 2037 | CO2 | ATC | 2039 | AEP-KPCO | 368933.75 | 368933.75 | 0 | 4778.8643 | 4778.8643 | 0 | 122 | 2039 |  |  |  | REF | 0 | 0 | Real 2021 ¦ 12/22/2022 3:42:52 PM | Area 1001 Gas CT 2037
30121 | Area 1001 Gas CT 2037 | NOX | ATC | 2039 | AEP-KPCO | 1.6935 | 1.6935 | 0 | 0.091166 | 0.091166 | 0 | 0.00056 | 2039 |  |  |  | REF | 0 | 0 | Real 2021 ¦ 12/22/2022 3:42:52 PM | Area 1001 Gas CT 2037
30122 | Area 1001 Gas CT 2037 | SO2 | ATC | 2039 | AEP-KPCO | 22.7408 | 22.7408 | 0 | 0.088091 | 0.088091 | 0 | 0.00752 | 2039 |  |  |  | REF | 0 | 0 | Real 2021 ¦ 12/22/2022 3:42:52 PM | Area 1001 Gas CT 2037
30123 | Area 1001 Gas CT 2038 | CO2 | ATC | 2039 | AEP-KPCO | 368091.1562 | 368091.1562 | 0 | 4767.9497 | 4767.9497 | 0 | 122 | 2039 |  |  |  | REF | 0 | 0 | Real 2021 ¦ 12/22/2022 3:42:52 PM | Area 1001 Gas CT 2038
30124 | Area 1001 Gas CT 2038 | NOX | ATC | 2039 | AEP-KPCO | 1.6896 | 1.6896 | 0 | 0.090735 | 0.090735 | 0 | 0.00056 | 2039 |  |  |  | REF | 0 | 0 | Real 2021 ¦ 12/22/2022 3:42:52 PM | Area 1001 Gas CT 2038
30125 | Area 1001 Gas CT 2038 | SO2 | ATC | 2039 | AEP-KPCO | 22.6889 | 22.6889 | 0 | 0.08789 | 0.08789 | 0 | 0.00752 | 2039 |  |  |  | REF | 0 | 0 | Real 2021 ¦ 12/22/2022 3:42:52 PM | Area 1001 Gas CT 2038
30126 | Area 1001 Gas CT 2039 | CO2 | ATC | 2039 | AEP-KPCO | 367928.9688 | 367928.9688 | 0 | 4765.8491 | 4765.8491 | 0 | 122 | 2039 |  |  |  | REF | 0 | 0 | Real 2021 ¦ 12/22/2022 3:42:52 PM | Area 1001 Gas CT 2039
30127 | Area 1001 Gas CT 2039 | NOX | ATC | 2039 | AEP-KPCO | 1.6889 | 1.6889 | 0 | 0.090731 | 0.090731 | 0 | 0.00056 | 2039 |  |  |  | REF | 0 | 0 | Real 2021 ¦ 12/22/2022 3:42:52 PM | Area 1001 Gas CT 2039
30128 | Area 1001 Gas CT 2039 | SO2 | ATC | 2039 | AEP-KPCO | 22.6789 | 22.6789 | 0 | 0.087851 | 0.087851 | 0 | 0.00752 | 2039 |  |  |  | REF | 0 | 0 | Real 2021 ¦ 12/22/2022 3:42:52 PM | Area 1001 Gas CT 2039
30129 | Area 1001 Gas CT 2040 | CO2 | ATC | 2039 | AEP-KPCO | 0 | 0 | 0 | 0 | 0 | 0 | 122 | 2039 |  |  |  | REF | 0 | 0 | Real 2021 ¦ 12/22/2022 3:42:52 PM | Area 1001 Gas CT 2040
30130 | Area 1001 Gas CT 2040 | NOX | ATC | 2039 | AEP-KPCO | 0 | 0 | 0 | 0 | 0 | 0 | 0.00056 | 2039 |  |  |  | REF | 0 | 0 | Real 2021 ¦ 12/22/2022 3:42:52 PM | Area 1001 Gas CT 2040
30131 | Area 1001 Gas CT 2040 | SO2 | ATC | 2039 | AEP-KPCO | 0 | 0 | 0 | 0 | 0 | 0 | 0.00752 | 2039 |  |  |  | REF | 0 | 0 | Real 2021 ¦ 12/22/2022 3:42:52 PM | Area 1001 Gas CT 2040
30132 | Area 1001 Gas CT 2041 | CO2 | ATC | 2039 | AEP-KPCO | 0 | 0 | 0 | 0 | 0 | 0 | 122 | 2039 |  |  |  | REF | 0 | 0 | Real 2021 ¦ 12/22/2022 3:42:52 PM | Area 1001 Gas CT 2041
30133 | Area 1001 Gas CT 2041 | NOX | ATC | 2039 | AEP-KPCO | 0 | 0 | 0 | 0 | 0 | 0 | 0.00056 | 2039 |  |  |  | REF | 0 | 0 | Real 2021 ¦ 12/22/2022 3:42:52 PM | Area 1001 Gas CT 2041
30134 | Area 1001 Gas CT 2041 | SO2 | ATC | 2039 | AEP-KPCO | 0 | 0 | 0 | 0 | 0 | 0 | 0.00752 | 2039 |  |  |  | REF | 0 | 0 | Real 2021 ¦ 12/22/2022 3:42:52 PM | Area 1001 Gas CT 2041
30135 | Area 1001 Gas CT 2042 | CO2 | ATC | 2039 | AEP-KPCO | 0 | 0 | 0 | 0 | 0 | 0 | 122 | 2039 |  |  |  | REF | 0 | 0 | Real 2021 ¦ 12/22/2022 3:42:52 PM | Area 1001 Gas CT 2042
30136 | Area 1001 Gas CT 2042 | NOX | ATC | 2039 | AEP-KPCO | 0 | 0 | 0 | 0 | 0 | 0 | 0.00056 | 2039 |  |  |  | REF | 0 | 0 | Real 2021 ¦ 12/22/2022 3:42:52 PM | Area 1001 Gas CT 2042
30137 | Area 1001 Gas CT 2042 | SO2 | ATC | 2039 | AEP-KPCO | 0 | 0 | 0 | 0 | 0 | 0 | 0.00752 | 2039 |  |  |  | REF | 0 | 0 | Real 2021 ¦ 12/22/2022 3:42:52 PM | Area 1001 Gas CT 2042
30138 | Area 1001 Gas CT 2043 | CO2 | ATC | 2039 | AEP-KPCO | 0 | 0 | 0 | 0 | 0 | 0 | 122 | 2039 |  |  |  | REF | 0 | 0 | Real 2021 ¦ 12/22/2022 3:42:52 PM | Area 1001 Gas CT 2043
30139 | Area 1001 Gas CT 2043 | NOX | ATC | 2039 | AEP-KPCO | 0 | 0 | 0 | 0 | 0 | 0 | 0.00056 | 2039 |  |  |  | REF | 0 | 0 | Real 2021 ¦ 12/22/2022 3:42:52 PM | Area 1001 Gas CT 2043
30140 | Area 1001 Gas CT 2043 | SO2 | ATC | 2039 | AEP-KPCO | 0 | 0 | 0 | 0 | 0 | 0 | 0.00752 | 2039 |  |  |  | REF | 0 | 0 | Real 2021 ¦ 12/22/2022 3:42:52 PM | Area 1001 Gas CT 2043
30141 | Area 1001 Gas Aero CT 2023 | CO2 | ATC | 2039 | AEP-KPCO | 127592.6484 | 127592.6484 | 0 | 1652.7301 | 1652.7301 | 0 | 122 | 2039 |  |  |  | REF | 0 | 0 | Real 2021 ¦ 12/22/2022 3:42:52 PM | Area 1001 Gas Aero CT 2023
30142 | Area 1001 Gas Aero CT 2023 | NOX | ATC | 2039 | AEP-KPCO | 0.58567 | 0.58567 | 0 | 0.027862 | 0.027862 | 0 | 0.00056 | 2039 |  |  |  | REF | 0 | 0 | Real 2021 ¦ 12/22/2022 3:42:52 PM | Area 1001 Gas Aero CT 2023
30143 | Area 1001 Gas Aero CT 2023 | SO2 | ATC | 2039 | AEP-KPCO | 7.8647 | 7.8647 | 0 | 0.030466 | 0.030466 | 0 | 0.00752 | 2039 |  |  |  | REF | 0 | 0 | Real 2021 ¦ 12/22/2022 3:42:52 PM | Area 1001 Gas Aero CT 2023
30144 | Area 1001 Gas Aero CT 2024 | CO2 | ATC | 2039 | AEP-KPCO | 127257.3281 | 127257.3281 | 0 | 1648.3867 | 1648.3867 | 0 | 122 | 2039 |  |  |  | REF | 0 | 0 | Real 2021 ¦ 12/22/2022 3:42:52 PM | Area 1001 Gas Aero CT 2024
30145 | Area 1001 Gas Aero CT 2024 | NOX | ATC | 2039 | AEP-KPCO | 0.58413 | 0.58413 | 0 | 0.027758 | 0.027758 | 0 | 0.00056 | 2039 |  |  |  | REF | 0 | 0 | Real 2021 ¦ 12/22/2022 3:42:52 PM | Area 1001 Gas Aero CT 2024
30146 | Area 1001 Gas Aero CT 2024 | SO2 | ATC | 2039 | AEP-KPCO | 7.8441 | 7.8441 | 0 | 0.030386 | 0.030386 | 0 | 0.00752 | 2039 |  |  |  | REF | 0 | 0 | Real 2021 ¦ 12/22/2022 3:42:52 PM | Area 1001 Gas Aero CT 2024
30147 | Area 1001 Gas Aero CT 2025 | CO2 | ATC | 2039 | AEP-KPCO | 126773.0703 | 126773.0703 | 0 | 1642.114 | 1642.114 | 0 | 122 | 2039 |  |  |  | REF | 0 | 0 | Real 2021 ¦ 12/22/2022 3:42:52 PM | Area 1001 Gas Aero CT 2025
30148 | Area 1001 Gas Aero CT 2025 | NOX | ATC | 2039 | AEP-KPCO | 0.58191 | 0.58191 | 0 | 0.027747 | 0.027747 | 0 | 0.00056 | 2039 |  |  |  | REF | 0 | 0 | Real 2021 ¦ 12/22/2022 3:42:52 PM | Area 1001 Gas Aero CT 2025
30149 | Area 1001 Gas Aero CT 2025 | SO2 | ATC | 2039 | AEP-KPCO | 7.8142 | 7.8142 | 0 | 0.03027 | 0.03027 | 0 | 0.00752 | 2039 |  |  |  | REF | 0 | 0 | Real 2021 ¦ 12/22/2022 3:42:52 PM | Area 1001 Gas Aero CT 2025
30150 | Area 1001 Gas Aero CT 2026 | CO2 | ATC | 2039 | AEP-KPCO | 127241.4375 | 127241.4375 | 0 | 1648.1808 | 1648.1808 | 0 | 122 | 2039 |  |  |  | REF | 0 | 0 | Real 2021 ¦ 12/22/2022 3:42:52 PM | Area 1001 Gas Aero CT 2026
30151 | Area 1001 Gas Aero CT 2026 | NOX | ATC | 2039 | AEP-KPCO | 0.58406 | 0.58406 | 0 | 0.027758 | 0.027758 | 0 | 0.00056 | 2039 |  |  |  | REF | 0 | 0 | Real 2021 ¦ 12/22/2022 3:42:52 PM | Area 1001 Gas Aero CT 2026
30152 | Area 1001 Gas Aero CT 2026 | SO2 | ATC | 2039 | AEP-KPCO | 7.8431 | 7.8431 | 0 | 0.030382 | 0.030382 | 0 | 0.00752 | 2039 |  |  |  | REF | 0 | 0 | Real 2021 ¦ 12/22/2022 3:42:52 PM | Area 1001 Gas Aero CT 2026
30153 | Area 1001 Gas Aero CT 2027 | CO2 | ATC | 2039 | AEP-KPCO | 127016.7344 | 127016.7344 | 0 | 1645.2701 | 1645.2701 | 0 | 122 | 2039 |  |  |  | REF | 0 | 0 | Real 2021 ¦ 12/22/2022 3:42:52 PM | Area 1001 Gas Aero CT 2027
30154 | Area 1001 Gas Aero CT 2027 | NOX | ATC | 2039 | AEP-KPCO | 0.58303 | 0.58303 | 0 | 0.027768 | 0.027768 | 0 | 0.00056 | 2039 |  |  |  | REF | 0 | 0 | Real 2021 ¦ 12/22/2022 3:42:52 PM | Area 1001 Gas Aero CT 2027
30155 | Area 1001 Gas Aero CT 2027 | SO2 | ATC | 2039 | AEP-KPCO | 7.8292 | 7.8292 | 0 | 0.030328 | 0.030328 | 0 | 0.00752 | 2039 |  |  |  | REF | 0 | 0 | Real 2021 ¦ 12/22/2022 3:42:52 PM | Area 1001 Gas Aero CT 2027
30156 | Area 1001 Gas Aero CT 2028 | CO2 | ATC | 2039 | AEP-KPCO | 126700.4688 | 126700.4688 | 0 | 1641.1736 | 1641.1736 | 0 | 122 | 2039 |  |  |  | REF | 0 | 0 | Real 2021 ¦ 12/22/2022 3:42:52 PM | Area 1001 Gas Aero CT 2028
30157 | Area 1001 Gas Aero CT 2028 | NOX | ATC | 2039 | AEP-KPCO | 0.58158 | 0.58158 | 0 | 0.027745 | 0.027745 | 0 | 0.00056 | 2039 |  |  |  | REF | 0 | 0 | Real 2021 ¦ 12/22/2022 3:42:52 PM | Area 1001 Gas Aero CT 2028
30158 | Area 1001 Gas Aero CT 2028 | SO2 | ATC | 2039 | AEP-KPCO | 7.8097 | 7.8097 | 0 | 0.030253 | 0.030253 | 0 | 0.00752 | 2039 |  |  |  | REF | 0 | 0 | Real 2021 ¦ 12/22/2022 3:42:52 PM | Area 1001 Gas Aero CT 2028
30159 | Area 1001 Gas Aero CT 2029 | CO2 | ATC | 2039 | AEP-KPCO | 126910.3281 | 126910.3281 | 0 | 1643.8918 | 1643.8918 | 0 | 122 | 2039 |  |  |  | REF | 0 | 0 | Real 2021 ¦ 12/22/2022 3:42:52 PM | Area 1001 Gas Aero CT 2029
30160 | Area 1001 Gas Aero CT 2029 | NOX | ATC | 2039 | AEP-KPCO | 0.58254 | 0.58254 | 0 | 0.02775 | 0.02775 | 0 | 0.00056 | 2039 |  |  |  | REF | 0 | 0 | Real 2021 ¦ 12/22/2022 3:42:52 PM | Area 1001 Gas Aero CT 2029
30161 | Area 1001 Gas Aero CT 2029 | SO2 | ATC | 2039 | AEP-KPCO | 7.8227 | 7.8227 | 0 | 0.030303 | 0.030303 | 0 | 0.00752 | 2039 |  |  |  | REF | 0 | 0 | Real 2021 ¦ 12/22/2022 3:42:52 PM | Area 1001 Gas Aero CT 2029
30162 | Area 1001 Gas Aero CT 2030 | CO2 | ATC | 2039 | AEP-KPCO | 126904.3594 | 126904.3594 | 0 | 1643.8146 | 1643.8146 | 0 | 122 | 2039 |  |  |  | REF | 0 | 0 | Real 2021 ¦ 12/22/2022 3:42:52 PM | Area 1001 Gas Aero CT 2030
30163 | Area 1001 Gas Aero CT 2030 | NOX | ATC | 2039 | AEP-KPCO | 0.58251 | 0.58251 | 0 | 0.02775 | 0.02775 | 0 | 0.00056 | 2039 |  |  |  | REF | 0 | 0 | Real 2021 ¦ 12/22/2022 3:42:52 PM | Area 1001 Gas Aero CT 2030
30164 | Area 1001 Gas Aero CT 2030 | SO2 | ATC | 2039 | AEP-KPCO | 7.8223 | 7.8223 | 0 | 0.030301 | 0.030301 | 0 | 0.00752 | 2039 |  |  |  | REF | 0 | 0 | Real 2021 ¦ 12/22/2022 3:42:52 PM | Area 1001 Gas Aero CT 2030
30165 | Area 1001 Gas Aero CT 2031 | CO2 | ATC | 2039 | AEP-KPCO | 126941.8281 | 126941.8281 | 0 | 1644.2999 | 1644.2999 | 0 | 122 | 2039 |  |  |  | REF | 0 | 0 | Real 2021 ¦ 12/22/2022 3:42:52 PM | Area 1001 Gas Aero CT 2031
30166 | Area 1001 Gas Aero CT 2031 | NOX | ATC | 2039 | AEP-KPCO | 0.58268 | 0.58268 | 0 | 0.027795 | 0.027795 | 0 | 0.00056 | 2039 |  |  |  | REF | 0 | 0 | Real 2021 ¦ 12/22/2022 3:42:52 PM | Area 1001 Gas Aero CT 2031
30167 | Area 1001 Gas Aero CT 2031 | SO2 | ATC | 2039 | AEP-KPCO | 7.8246 | 7.8246 | 0 | 0.03031 | 0.03031 | 0 | 0.00752 | 2039 |  |  |  | REF | 0 | 0 | Real 2021 ¦ 12/22/2022 3:42:52 PM | Area 1001 Gas Aero CT 2031
30168 | Area 1001 Gas Aero CT 2032 | CO2 | ATC | 2039 | AEP-KPCO | 128047.5312 | 128047.5312 | 0 | 1658.6223 | 1658.6223 | 0 | 122 | 2039 |  |  |  | REF | 0 | 0 | Real 2021 ¦ 12/22/2022 3:42:52 PM | Area 1001 Gas Aero CT 2032
30169 | Area 1001 Gas Aero CT 2032 | NOX | ATC | 2039 | AEP-KPCO | 0.58776 | 0.58776 | 0 | 0.028232 | 0.028232 | 0 | 0.00056 | 2039 |  |  |  | REF | 0 | 0 | Real 2021 ¦ 12/22/2022 3:42:52 PM | Area 1001 Gas Aero CT 2032
30170 | Area 1001 Gas Aero CT 2032 | SO2 | ATC | 2039 | AEP-KPCO | 7.8928 | 7.8928 | 0 | 0.030574 | 0.030574 | 0 | 0.00752 | 2039 |  |  |  | REF | 0 | 0 | Real 2021 ¦ 12/22/2022 3:42:52 PM | Area 1001 Gas Aero CT 2032
30171 | Area 1001 Gas Aero CT 2033 | CO2 | ATC | 2039 | AEP-KPCO | 126658.8281 | 126658.8281 | 0 | 1640.6342 | 1640.6342 | 0 | 122 | 2039 |  |  |  | REF | 0 | 0 | Real 2021 ¦ 12/22/2022 3:42:52 PM | Area 1001 Gas Aero CT 2033
30172 | Area 1001 Gas Aero CT 2033 | NOX | ATC | 2039 | AEP-KPCO | 0.58138 | 0.58138 | 0 | 0.027744 | 0.027744 | 0 | 0.00056 | 2039 |  |  |  | REF | 0 | 0 | Real 2021 ¦ 12/22/2022 3:42:52 PM | Area 1001 Gas Aero CT 2033
30173 | Area 1001 Gas Aero CT 2033 | SO2 | ATC | 2039 | AEP-KPCO | 7.8072 | 7.8072 | 0 | 0.030243 | 0.030243 | 0 | 0.00752 | 2039 |  |  |  | REF | 0 | 0 | Real 2021 ¦ 12/22/2022 3:42:52 PM | Area 1001 Gas Aero CT 2033
30174 | Area 1001 Gas Aero CT 2034 | CO2 | ATC | 2039 | AEP-KPCO | 126658.8281 | 126658.8281 | 0 | 1640.6342 | 1640.6342 | 0 | 122 | 2039 |  |  |  | REF | 0 | 0 | Real 2021 ¦ 12/22/2022 3:42:52 PM | Area 1001 Gas Aero CT 2034
30175 | Area 1001 Gas Aero CT 2034 | NOX | ATC | 2039 | AEP-KPCO | 0.58138 | 0.58138 | 0 | 0.027744 | 0.027744 | 0 | 0.00056 | 2039 |  |  |  | REF | 0 | 0 | Real 2021 ¦ 12/22/2022 3:42:52 PM | Area 1001 Gas Aero CT 2034
30176 | Area 1001 Gas Aero CT 2034 | SO2 | ATC | 2039 | AEP-KPCO | 7.8072 | 7.8072 | 0 | 0.030243 | 0.030243 | 0 | 0.00752 | 2039 |  |  |  | REF | 0 | 0 | Real 2021 ¦ 12/22/2022 3:42:52 PM | Area 1001 Gas Aero CT 2034
30177 | Area 1001 Gas Aero CT 2035 | CO2 | ATC | 2039 | AEP-KPCO | 126925.9844 | 126925.9844 | 0 | 1644.0947 | 1644.0947 | 0 | 122 | 2039 |  |  |  | REF | 0 | 0 | Real 2021 ¦ 12/22/2022 3:42:52 PM | Area 1001 Gas Aero CT 2035
30178 | Area 1001 Gas Aero CT 2035 | NOX | ATC | 2039 | AEP-KPCO | 0.58261 | 0.58261 | 0 | 0.027773 | 0.027773 | 0 | 0.00056 | 2039 |  |  |  | REF | 0 | 0 | Real 2021 ¦ 12/22/2022 3:42:52 PM | Area 1001 Gas Aero CT 2035
30179 | Area 1001 Gas Aero CT 2035 | SO2 | ATC | 2039 | AEP-KPCO | 7.8236 | 7.8236 | 0 | 0.030306 | 0.030306 | 0 | 0.00752 | 2039 |  |  |  | REF | 0 | 0 | Real 2021 ¦ 12/22/2022 3:42:52 PM | Area 1001 Gas Aero CT 2035
30180 | Area 1001 Gas Aero CT 2036 | CO2 | ATC | 2039 | AEP-KPCO | 126761.4844 | 126761.4844 | 0 | 1641.9639 | 1641.9639 | 0 | 122 | 2039 |  |  |  | REF | 0 | 0 | Real 2021 ¦ 12/22/2022 3:42:52 PM | Area 1001 Gas Aero CT 2036
30181 | Area 1001 Gas Aero CT 2036 | NOX | ATC | 2039 | AEP-KPCO | 0.58186 | 0.58186 | 0 | 0.027747 | 0.027747 | 0 | 0.00056 | 2039 |  |  |  | REF | 0 | 0 | Real 2021 ¦ 12/22/2022 3:42:52 PM | Area 1001 Gas Aero CT 2036
30182 | Area 1001 Gas Aero CT 2036 | SO2 | ATC | 2039 | AEP-KPCO | 7.8135 | 7.8135 | 0 | 0.030267 | 0.030267 | 0 | 0.00752 | 2039 |  |  |  | REF | 0 | 0 | Real 2021 ¦ 12/22/2022 3:42:52 PM | Area 1001 Gas Aero CT 2036
30183 | Area 1001 Gas Aero CT 2037 | CO2 | ATC | 2039 | AEP-KPCO | 123796.0078 | 123796.0078 | 0 | 1603.5516 | 1603.5516 | 0 | 122 | 2039 |  |  |  | REF | 0 | 0 | Real 2021 ¦ 12/22/2022 3:42:52 PM | Area 1001 Gas Aero CT 2037
30184 | Area 1001 Gas Aero CT 2037 | NOX | ATC | 2039 | AEP-KPCO | 0.56824 | 0.56824 | 0 | 0.027125 | 0.027125 | 0 | 0.00056 | 2039 |  |  |  | REF | 0 | 0 | Real 2021 ¦ 12/22/2022 3:42:52 PM | Area 1001 Gas Aero CT 2037
30185 | Area 1001 Gas Aero CT 2037 | SO2 | ATC | 2039 | AEP-KPCO | 7.6307 | 7.6307 | 0 | 0.029559 | 0.029559 | 0 | 0.00752 | 2039 |  |  |  | REF | 0 | 0 | Real 2021 ¦ 12/22/2022 3:42:52 PM | Area 1001 Gas Aero CT 2037
30186 | Area 1001 Gas Aero CT 2038 | CO2 | ATC | 2039 | AEP-KPCO | 127369.0859 | 127369.0859 | 0 | 1649.8342 | 1649.8342 | 0 | 122 | 2039 |  |  |  | REF | 0 | 0 | Real 2021 ¦ 12/22/2022 3:42:52 PM | Area 1001 Gas Aero CT 2038
30187 | Area 1001 Gas Aero CT 2038 | NOX | ATC | 2039 | AEP-KPCO | 0.58464 | 0.58464 | 0 | 0.028007 | 0.028007 | 0 | 0.00056 | 2039 |  |  |  | REF | 0 | 0 | Real 2021 ¦ 12/22/2022 3:42:52 PM | Area 1001 Gas Aero CT 2038
30188 | Area 1001 Gas Aero CT 2038 | SO2 | ATC | 2039 | AEP-KPCO | 7.8509 | 7.8509 | 0 | 0.030412 | 0.030412 | 0 | 0.00752 | 2039 |  |  |  | REF | 0 | 0 | Real 2021 ¦ 12/22/2022 3:42:52 PM | Area 1001 Gas Aero CT 2038
30189 | Area 1001 Gas Aero CT 2039 | CO2 | ATC | 2039 | AEP-KPCO | 126863.3984 | 126863.3984 | 0 | 1643.2841 | 1643.2841 | 0 | 122 | 2039 |  |  |  | REF | 0 | 0 | Real 2021 ¦ 12/22/2022 3:42:52 PM | Area 1001 Gas Aero CT 2039
30190 | Area 1001 Gas Aero CT 2039 | NOX | ATC | 2039 | AEP-KPCO | 0.58232 | 0.58232 | 0 | 0.027749 | 0.027749 | 0 | 0.00056 | 2039 |  |  |  | REF | 0 | 0 | Real 2021 ¦ 12/22/2022 3:42:52 PM | Area 1001 Gas Aero CT 2039
30191 | Area 1001 Gas Aero CT 2039 | SO2 | ATC | 2039 | AEP-KPCO | 7.8198 | 7.8198 | 0 | 0.030291 | 0.030291 | 0 | 0.00752 | 2039 |  |  |  | REF | 0 | 0 | Real 2021 ¦ 12/22/2022 3:42:52 PM | Area 1001 Gas Aero CT 2039
30192 | Area 1001 Gas Aero CT 2040 | CO2 | ATC | 2039 | AEP-KPCO | 0 | 0 | 0 | 0 | 0 | 0 | 122 | 2039 |  |  |  | REF | 0 | 0 | Real 2021 ¦ 12/22/2022 3:42:52 PM | Area 1001 Gas Aero CT 2040
30193 | Area 1001 Gas Aero CT 2040 | NOX | ATC | 2039 | AEP-KPCO | 0 | 0 | 0 | 0 | 0 | 0 | 0.00056 | 2039 |  |  |  | REF | 0 | 0 | Real 2021 ¦ 12/22/2022 3:42:52 PM | Area 1001 Gas Aero CT 2040
30194 | Area 1001 Gas Aero CT 2040 | SO2 | ATC | 2039 | AEP-KPCO | 0 | 0 | 0 | 0 | 0 | 0 | 0.00752 | 2039 |  |  |  | REF | 0 | 0 | Real 2021 ¦ 12/22/2022 3:42:52 PM | Area 1001 Gas Aero CT 2040
30195 | Area 1001 Gas Aero CT 2041 | CO2 | ATC | 2039 | AEP-KPCO | 0 | 0 | 0 | 0 | 0 | 0 | 122 | 2039 |  |  |  | REF | 0 | 0 | Real 2021 ¦ 12/22/2022 3:42:52 PM | Area 1001 Gas Aero CT 2041
30196 | Area 1001 Gas Aero CT 2041 | NOX | ATC | 2039 | AEP-KPCO | 0 | 0 | 0 | 0 | 0 | 0 | 0.00056 | 2039 |  |  |  | REF | 0 | 0 | Real 2021 ¦ 12/22/2022 3:42:52 PM | Area 1001 Gas Aero CT 2041
30197 | Area 1001 Gas Aero CT 2041 | SO2 | ATC | 2039 | AEP-KPCO | 0 | 0 | 0 | 0 | 0 | 0 | 0.00752 | 2039 |  |  |  | REF | 0 | 0 | Real 2021 ¦ 12/22/2022 3:42:52 PM | Area 1001 Gas Aero CT 2041
30198 | Area 1001 Gas Aero CT 2042 | CO2 | ATC | 2039 | AEP-KPCO | 0 | 0 | 0 | 0 | 0 | 0 | 122 | 2039 |  |  |  | REF | 0 | 0 | Real 2021 ¦ 12/22/2022 3:42:52 PM | Area 1001 Gas Aero CT 2042
30199 | Area 1001 Gas Aero CT 2042 | NOX | ATC | 2039 | AEP-KPCO | 0 | 0 | 0 | 0 | 0 | 0 | 0.00056 | 2039 |  |  |  | REF | 0 | 0 | Real 2021 ¦ 12/22/2022 3:42:52 PM | Area 1001 Gas Aero CT 2042
30200 | Area 1001 Gas Aero CT 2042 | SO2 | ATC | 2039 | AEP-KPCO | 0 | 0 | 0 | 0 | 0 | 0 | 0.00752 | 2039 |  |  |  | REF | 0 | 0 | Real 2021 ¦ 12/22/2022 3:42:52 PM | Area 1001 Gas Aero CT 2042
30201 | Area 1001 Gas Aero CT 2043 | CO2 | ATC | 2039 | AEP-KPCO | 0 | 0 | 0 | 0 | 0 | 0 | 122 | 2039 |  |  |  | REF | 0 | 0 | Real 2021 ¦ 12/22/2022 3:42:52 PM | Area 1001 Gas Aero CT 2043
30202 | Area 1001 Gas Aero CT 2043 | NOX | ATC | 2039 | AEP-KPCO | 0 | 0 | 0 | 0 | 0 | 0 | 0.00056 | 2039 |  |  |  | REF | 0 | 0 | Real 2021 ¦ 12/22/2022 3:42:52 PM | Area 1001 Gas Aero CT 2043
30203 | Area 1001 Gas Aero CT 2043 | SO2 | ATC | 2039 | AEP-KPCO | 0 | 0 | 0 | 0 | 0 | 0 | 0.00752 | 2039 |  |  |  | REF | 0 | 0 | Real 2021 ¦ 12/22/2022 3:42:52 PM | Area 1001 Gas Aero CT 2043
30204 | Area 1001 Gas IC 2023 | CO2 | ATC | 2039 | AEP-KPCO | 35081.2188 | 35081.2188 | 0 | 454.4132 | 454.4132 | 0 | 122 | 2039 |  |  |  | REF | 0 | 0 | Real 2021 ¦ 12/22/2022 3:42:52 PM | Area 1001 Gas IC 2023
30205 | Area 1001 Gas IC 2023 | NOX | ATC | 2039 | AEP-KPCO | 0.16103 | 0.16103 | 0 | 0.0076153 | 0.0076153 | 0 | 0.00056 | 2039 |  |  |  | REF | 0 | 0 | Real 2021 ¦ 12/22/2022 3:42:52 PM | Area 1001 Gas IC 2023
30206 | Area 1001 Gas IC 2023 | SO2 | ATC | 2039 | AEP-KPCO | 2.1624 | 2.1624 | 0 | 0.0083764 | 0.0083764 | 0 | 0.00752 | 2039 |  |  |  | REF | 0 | 0 | Real 2021 ¦ 12/22/2022 3:42:52 PM | Area 1001 Gas IC 2023
30207 | Area 1001 Gas IC 2024 | CO2 | ATC | 2039 | AEP-KPCO | 35183.3633 | 35183.3633 | 0 | 455.7363 | 455.7363 | 0 | 122 | 2039 |  |  |  | REF | 0 | 0 | Real 2021 ¦ 12/22/2022 3:42:52 PM | Area 1001 Gas IC 2024
30208 | Area 1001 Gas IC 2024 | NOX | ATC | 2039 | AEP-KPCO | 0.1615 | 0.1615 | 0 | 0.0077363 | 0.0077363 | 0 | 0.00056 | 2039 |  |  |  | REF | 0 | 0 | Real 2021 ¦ 12/22/2022 3:42:52 PM | Area 1001 Gas IC 2024
30209 | Area 1001 Gas IC 2024 | SO2 | ATC | 2039 | AEP-KPCO | 2.1687 | 2.1687 | 0 | 0.0084008 | 0.0084008 | 0 | 0.00752 | 2039 |  |  |  | REF | 0 | 0 | Real 2021 ¦ 12/22/2022 3:42:52 PM | Area 1001 Gas IC 2024
30210 | Area 1001 Gas IC 2025 | CO2 | ATC | 2039 | AEP-KPCO | 35142.6523 | 35142.6523 | 0 | 455.209 | 455.209 | 0 | 122 | 2039 |  |  |  | REF | 0 | 0 | Real 2021 ¦ 12/22/2022 3:42:52 PM | Area 1001 Gas IC 2025
30211 | Area 1001 Gas IC 2025 | NOX | ATC | 2039 | AEP-KPCO | 0.16131 | 0.16131 | 0 | 0.0076609 | 0.0076609 | 0 | 0.00056 | 2039 |  |  |  | REF | 0 | 0 | Real 2021 ¦ 12/22/2022 3:42:52 PM | Area 1001 Gas IC 2025
30212 | Area 1001 Gas IC 2025 | SO2 | ATC | 2039 | AEP-KPCO | 2.1662 | 2.1662 | 0 | 0.0083911 | 0.0083911 | 0 | 0.00752 | 2039 |  |  |  | REF | 0 | 0 | Real 2021 ¦ 12/22/2022 3:42:52 PM | Area 1001 Gas IC 2025
30213 | Area 1001 Gas IC 2026 | CO2 | ATC | 2039 | AEP-KPCO | 34927.375 | 34927.375 | 0 | 452.4204 | 452.4204 | 0 | 122 | 2039 |  |  |  | REF | 0 | 0 | Real 2021 ¦ 12/22/2022 3:42:52 PM | Area 1001 Gas IC 2026
30214 | Area 1001 Gas IC 2026 | NOX | ATC | 2039 | AEP-KPCO | 0.16032 | 0.16032 | 0 | 0.0076118 | 0.0076118 | 0 | 0.00056 | 2039 |  |  |  | REF | 0 | 0 | Real 2021 ¦ 12/22/2022 3:42:52 PM | Area 1001 Gas IC 2026
30215 | Area 1001 Gas IC 2026 | SO2 | ATC | 2039 | AEP-KPCO | 2.1529 | 2.1529 | 0 | 0.0083397 | 0.0083397 | 0 | 0.00752 | 2039 |  |  |  | REF | 0 | 0 | Real 2021 ¦ 12/22/2022 3:42:52 PM | Area 1001 Gas IC 2026
30216 | Area 1001 Gas IC 2027 | CO2 | ATC | 2039 | AEP-KPCO | 35600.9492 | 35600.9492 | 0 | 461.1454 | 461.1454 | 0 | 122 | 2039 |  |  |  | REF | 0 | 0 | Real 2021 ¦ 12/22/2022 3:42:52 PM | Area 1001 Gas IC 2027
30217 | Area 1001 Gas IC 2027 | NOX | ATC | 2039 | AEP-KPCO | 0.16341 | 0.16341 | 0 | 0.0076271 | 0.0076271 | 0 | 0.00056 | 2039 |  |  |  | REF | 0 | 0 | Real 2021 ¦ 12/22/2022 3:42:52 PM | Area 1001 Gas IC 2027
30218 | Area 1001 Gas IC 2027 | SO2 | ATC | 2039 | AEP-KPCO | 2.1944 | 2.1944 | 0 | 0.0085005 | 0.0085005 | 0 | 0.00752 | 2039 |  |  |  | REF | 0 | 0 | Real 2021 ¦ 12/22/2022 3:42:52 PM | Area 1001 Gas IC 2027
30219 | Area 1001 Gas IC 2028 | CO2 | ATC | 2039 | AEP-KPCO | 34929.3594 | 34929.3594 | 0 | 452.4462 | 452.4462 | 0 | 122 | 2039 |  |  |  | REF | 0 | 0 | Real 2021 ¦ 12/22/2022 3:42:52 PM | Area 1001 Gas IC 2028
30220 | Area 1001 Gas IC 2028 | NOX | ATC | 2039 | AEP-KPCO | 0.16033 | 0.16033 | 0 | 0.0075664 | 0.0075664 | 0 | 0.00056 | 2039 |  |  |  | REF | 0 | 0 | Real 2021 ¦ 12/22/2022 3:42:52 PM | Area 1001 Gas IC 2028
30221 | Area 1001 Gas IC 2028 | SO2 | ATC | 2039 | AEP-KPCO | 2.153 | 2.153 | 0 | 0.0083402 | 0.0083402 | 0 | 0.00752 | 2039 |  |  |  | REF | 0 | 0 | Real 2021 ¦ 12/22/2022 3:42:52 PM | Area 1001 Gas IC 2028
30222 | Area 1001 Gas IC 2029 | CO2 | ATC | 2039 | AEP-KPCO | 35150.8125 | 35150.8125 | 0 | 455.3147 | 455.3147 | 0 | 122 | 2039 |  |  |  | REF | 0 | 0 | Real 2021 ¦ 12/22/2022 3:42:52 PM | Area 1001 Gas IC 2029
30223 | Area 1001 Gas IC 2029 | NOX | ATC | 2039 | AEP-KPCO | 0.16135 | 0.16135 | 0 | 0.0076169 | 0.0076169 | 0 | 0.00056 | 2039 |  |  |  | REF | 0 | 0 | Real 2021 ¦ 12/22/2022 3:42:52 PM | Area 1001 Gas IC 2029
30224 | Area 1001 Gas IC 2029 | SO2 | ATC | 2039 | AEP-KPCO | 2.1667 | 2.1667 | 0 | 0.008393 | 0.008393 | 0 | 0.00752 | 2039 |  |  |  | REF | 0 | 0 | Real 2021 ¦ 12/22/2022 3:42:52 PM | Area 1001 Gas IC 2029
30225 | Area 1001 Gas IC 2030 | CO2 | ATC | 2039 | AEP-KPCO | 35064.0742 | 35064.0742 | 0 | 454.1912 | 454.1912 | 0 | 122 | 2039 |  |  |  | REF | 0 | 0 | Real 2021 ¦ 12/22/2022 3:42:52 PM | Area 1001 Gas IC 2030
30226 | Area 1001 Gas IC 2030 | NOX | ATC | 2039 | AEP-KPCO | 0.16095 | 0.16095 | 0 | 0.0077014 | 0.0077014 | 0 | 0.00056 | 2039 |  |  |  | REF | 0 | 0 | Real 2021 ¦ 12/22/2022 3:42:52 PM | Area 1001 Gas IC 2030
30227 | Area 1001 Gas IC 2030 | SO2 | ATC | 2039 | AEP-KPCO | 2.1613 | 2.1613 | 0 | 0.0083723 | 0.0083723 | 0 | 0.00752 | 2039 |  |  |  | REF | 0 | 0 | Real 2021 ¦ 12/22/2022 3:42:52 PM | Area 1001 Gas IC 2030
30228 | Area 1001 Gas IC 2031 | CO2 | ATC | 2039 | AEP-KPCO | 34878.8828 | 34878.8828 | 0 | 451.7923 | 451.7923 | 0 | 122 | 2039 |  |  |  | REF | 0 | 0 | Real 2021 ¦ 12/22/2022 3:42:52 PM | Area 1001 Gas IC 2031
30229 | Area 1001 Gas IC 2031 | NOX | ATC | 2039 | AEP-KPCO | 0.1601 | 0.1601 | 0 | 0.0076107 | 0.0076107 | 0 | 0.00056 | 2039 |  |  |  | REF | 0 | 0 | Real 2021 ¦ 12/22/2022 3:42:52 PM | Area 1001 Gas IC 2031
30230 | Area 1001 Gas IC 2031 | SO2 | ATC | 2039 | AEP-KPCO | 2.1499 | 2.1499 | 0 | 0.0083281 | 0.0083281 | 0 | 0.00752 | 2039 |  |  |  | REF | 0 | 0 | Real 2021 ¦ 12/22/2022 3:42:52 PM | Area 1001 Gas IC 2031
30231 | Area 1001 Gas IC 2032 | CO2 | ATC | 2039 | AEP-KPCO | 37588.4648 | 37588.4648 | 0 | 486.89 | 486.89 | 0 | 122 | 2039 |  |  |  | REF | 0 | 0 | Real 2021 ¦ 12/22/2022 3:42:52 PM | Area 1001 Gas IC 2032
30232 | Area 1001 Gas IC 2032 | NOX | ATC | 2039 | AEP-KPCO | 0.17254 | 0.17254 | 0 | 0.0086231 | 0.0086231 | 0 | 0.00056 | 2039 |  |  |  | REF | 0 | 0 | Real 2021 ¦ 12/22/2022 3:42:52 PM | Area 1001 Gas IC 2032
30233 | Area 1001 Gas IC 2032 | SO2 | ATC | 2039 | AEP-KPCO | 2.3169 | 2.3169 | 0 | 0.0089751 | 0.0089751 | 0 | 0.00752 | 2039 |  |  |  | REF | 0 | 0 | Real 2021 ¦ 12/22/2022 3:42:52 PM | Area 1001 Gas IC 2032
30234 | Area 1001 Gas IC 2033 | CO2 | ATC | 2039 | AEP-KPCO | 39090.668 | 39090.668 | 0 | 506.3483 | 506.3483 | 0 | 122 | 2039 |  |  |  | REF | 0 | 0 | Real 2021 ¦ 12/22/2022 3:42:52 PM | Area 1001 Gas IC 2033
30235 | Area 1001 Gas IC 2033 | NOX | ATC | 2039 | AEP-KPCO | 0.17943 | 0.17943 | 0 | 0.0091897 | 0.0091897 | 0 | 0.00056 | 2039 |  |  |  | REF | 0 | 0 | Real 2021 ¦ 12/22/2022 3:42:52 PM | Area 1001 Gas IC 2033
30236 | Area 1001 Gas IC 2033 | SO2 | ATC | 2039 | AEP-KPCO | 2.4095 | 2.4095 | 0 | 0.0093338 | 0.0093338 | 0 | 0.00752 | 2039 |  |  |  | REF | 0 | 0 | Real 2021 ¦ 12/22/2022 3:42:52 PM | Area 1001 Gas IC 2033
30237 | Area 1001 Gas IC 2034 | CO2 | ATC | 2039 | AEP-KPCO | 33327.3477 | 33327.3477 | 0 | 431.695 | 431.695 | 0 | 122 | 2039 |  |  |  | REF | 0 | 0 | Real 2021 ¦ 12/22/2022 3:42:52 PM | Area 1001 Gas IC 2034
30238 | Area 1001 Gas IC 2034 | NOX | ATC | 2039 | AEP-KPCO | 0.15298 | 0.15298 | 0 | 0.0072707 | 0.0072707 | 0 | 0.00056 | 2039 |  |  |  | REF | 0 | 0 | Real 2021 ¦ 12/22/2022 3:42:52 PM | Area 1001 Gas IC 2034
30239 | Area 1001 Gas IC 2034 | SO2 | ATC | 2039 | AEP-KPCO | 2.0543 | 2.0543 | 0 | 0.0079576 | 0.0079576 | 0 | 0.00752 | 2039 |  |  |  | REF | 0 | 0 | Real 2021 ¦ 12/22/2022 3:42:52 PM | Area 1001 Gas IC 2034
30240 | Area 1001 Gas IC 2035 | CO2 | ATC | 2039 | AEP-KPCO | 33720.8047 | 33720.8047 | 0 | 436.7915 | 436.7915 | 0 | 122 | 2039 |  |  |  | REF | 0 | 0 | Real 2021 ¦ 12/22/2022 3:42:52 PM | Area 1001 Gas IC 2035
30241 | Area 1001 Gas IC 2035 | NOX | ATC | 2039 | AEP-KPCO | 0.15478 | 0.15478 | 0 | 0.0074112 | 0.0074112 | 0 | 0.00056 | 2039 |  |  |  | REF | 0 | 0 | Real 2021 ¦ 12/22/2022 3:42:52 PM | Area 1001 Gas IC 2035
30242 | Area 1001 Gas IC 2035 | SO2 | ATC | 2039 | AEP-KPCO | 2.0785 | 2.0785 | 0 | 0.0080516 | 0.0080516 | 0 | 0.00752 | 2039 |  |  |  | REF | 0 | 0 | Real 2021 ¦ 12/22/2022 3:42:52 PM | Area 1001 Gas IC 2035
30243 | Area 1001 Gas IC 2036 | CO2 | ATC | 2039 | AEP-KPCO | 34884.9219 | 34884.9219 | 0 | 451.8705 | 451.8705 | 0 | 122 | 2039 |  |  |  | REF | 0 | 0 | Real 2021 ¦ 12/22/2022 3:42:52 PM | Area 1001 Gas IC 2036
30244 | Area 1001 Gas IC 2036 | NOX | ATC | 2039 | AEP-KPCO | 0.16013 | 0.16013 | 0 | 0.0076107 | 0.0076107 | 0 | 0.00056 | 2039 |  |  |  | REF | 0 | 0 | Real 2021 ¦ 12/22/2022 3:42:52 PM | Area 1001 Gas IC 2036
30245 | Area 1001 Gas IC 2036 | SO2 | ATC | 2039 | AEP-KPCO | 2.1503 | 2.1503 | 0 | 0.0083296 | 0.0083296 | 0 | 0.00752 | 2039 |  |  |  | REF | 0 | 0 | Real 2021 ¦ 12/22/2022 3:42:52 PM | Area 1001 Gas IC 2036
30246 | Area 1001 Gas IC 2037 | CO2 | ATC | 2039 | AEP-KPCO | 34938.5 | 34938.5 | 0 | 452.5645 | 452.5645 | 0 | 122 | 2039 |  |  |  | REF | 0 | 0 | Real 2021 ¦ 12/22/2022 3:42:52 PM | Area 1001 Gas IC 2037
30247 | Area 1001 Gas IC 2037 | NOX | ATC | 2039 | AEP-KPCO | 0.16037 | 0.16037 | 0 | 0.007612 | 0.007612 | 0 | 0.00056 | 2039 |  |  |  | REF | 0 | 0 | Real 2021 ¦ 12/22/2022 3:42:52 PM | Area 1001 Gas IC 2037
30248 | Area 1001 Gas IC 2037 | SO2 | ATC | 2039 | AEP-KPCO | 2.1536 | 2.1536 | 0 | 0.0083423 | 0.0083423 | 0 | 0.00752 | 2039 |  |  |  | REF | 0 | 0 | Real 2021 ¦ 12/22/2022 3:42:52 PM | Area 1001 Gas IC 2037
30249 | Area 1001 Gas IC 2038 | CO2 | ATC | 2039 | AEP-KPCO | 34863.3281 | 34863.3281 | 0 | 451.5908 | 451.5908 | 0 | 122 | 2039 |  |  |  | REF | 0 | 0 | Real 2021 ¦ 12/22/2022 3:42:52 PM | Area 1001 Gas IC 2038
30250 | Area 1001 Gas IC 2038 | NOX | ATC | 2039 | AEP-KPCO | 0.16003 | 0.16003 | 0 | 0.0076088 | 0.0076088 | 0 | 0.00056 | 2039 |  |  |  | REF | 0 | 0 | Real 2021 ¦ 12/22/2022 3:42:52 PM | Area 1001 Gas IC 2038
30251 | Area 1001 Gas IC 2038 | SO2 | ATC | 2039 | AEP-KPCO | 2.149 | 2.149 | 0 | 0.0083244 | 0.0083244 | 0 | 0.00752 | 2039 |  |  |  | REF | 0 | 0 | Real 2021 ¦ 12/22/2022 3:42:52 PM | Area 1001 Gas IC 2038
30252 | Area 1001 Gas IC 2039 | CO2 | ATC | 2039 | AEP-KPCO | 35170.2031 | 35170.2031 | 0 | 455.5659 | 455.5659 | 0 | 122 | 2039 |  |  |  | REF | 0 | 0 | Real 2021 ¦ 12/22/2022 3:42:52 PM | Area 1001 Gas IC 2039
30253 | Area 1001 Gas IC 2039 | NOX | ATC | 2039 | AEP-KPCO | 0.16144 | 0.16144 | 0 | 0.0076173 | 0.0076173 | 0 | 0.00056 | 2039 |  |  |  | REF | 0 | 0 | Real 2021 ¦ 12/22/2022 3:42:52 PM | Area 1001 Gas IC 2039
30254 | Area 1001 Gas IC 2039 | SO2 | ATC | 2039 | AEP-KPCO | 2.1679 | 2.1679 | 0 | 0.0083977 | 0.0083977 | 0 | 0.00752 | 2039 |  |  |  | REF | 0 | 0 | Real 2021 ¦ 12/22/2022 3:42:52 PM | Area 1001 Gas IC 2039
30255 | Area 1001 Gas IC 2040 | CO2 | ATC | 2039 | AEP-KPCO | 0 | 0 | 0 | 0 | 0 | 0 | 122 | 2039 |  |  |  | REF | 0 | 0 | Real 2021 ¦ 12/22/2022 3:42:52 PM | Area 1001 Gas IC 2040
30256 | Area 1001 Gas IC 2040 | NOX | ATC | 2039 | AEP-KPCO | 0 | 0 | 0 | 0 | 0 | 0 | 0.00056 | 2039 |  |  |  | REF | 0 | 0 | Real 2021 ¦ 12/22/2022 3:42:52 PM | Area 1001 Gas IC 2040
30257 | Area 1001 Gas IC 2040 | SO2 | ATC | 2039 | AEP-KPCO | 0 | 0 | 0 | 0 | 0 | 0 | 0.00752 | 2039 |  |  |  | REF | 0 | 0 | Real 2021 ¦ 12/22/2022 3:42:52 PM | Area 1001 Gas IC 2040
30258 | Area 1001 Gas IC 2041 | CO2 | ATC | 2039 | AEP-KPCO | 0 | 0 | 0 | 0 | 0 | 0 | 122 | 2039 |  |  |  | REF | 0 | 0 | Real 2021 ¦ 12/22/2022 3:42:52 PM | Area 1001 Gas IC 2041
30259 | Area 1001 Gas IC 2041 | NOX | ATC | 2039 | AEP-KPCO | 0 | 0 | 0 | 0 | 0 | 0 | 0.00056 | 2039 |  |  |  | REF | 0 | 0 | Real 2021 ¦ 12/22/2022 3:42:52 PM | Area 1001 Gas IC 2041
30260 | Area 1001 Gas IC 2041 | SO2 | ATC | 2039 | AEP-KPCO | 0 | 0 | 0 | 0 | 0 | 0 | 0.00752 | 2039 |  |  |  | REF | 0 | 0 | Real 2021 ¦ 12/22/2022 3:42:52 PM | Area 1001 Gas IC 2041
30261 | Area 1001 Gas IC 2042 | CO2 | ATC | 2039 | AEP-KPCO | 0 | 0 | 0 | 0 | 0 | 0 | 122 | 2039 |  |  |  | REF | 0 | 0 | Real 2021 ¦ 12/22/2022 3:42:52 PM | Area 1001 Gas IC 2042
30262 | Area 1001 Gas IC 2042 | NOX | ATC | 2039 | AEP-KPCO | 0 | 0 | 0 | 0 | 0 | 0 | 0.00056 | 2039 |  |  |  | REF | 0 | 0 | Real 2021 ¦ 12/22/2022 3:42:52 PM | Area 1001 Gas IC 2042
30263 | Area 1001 Gas IC 2042 | SO2 | ATC | 2039 | AEP-KPCO | 0 | 0 | 0 | 0 | 0 | 0 | 0.00752 | 2039 |  |  |  | REF | 0 | 0 | Real 2021 ¦ 12/22/2022 3:42:52 PM | Area 1001 Gas IC 2042
30264 | Area 1001 Gas IC 2043 | CO2 | ATC | 2039 | AEP-KPCO | 0 | 0 | 0 | 0 | 0 | 0 | 122 | 2039 |  |  |  | REF | 0 | 0 | Real 2021 ¦ 12/22/2022 3:42:52 PM | Area 1001 Gas IC 2043
30265 | Area 1001 Gas IC 2043 | NOX | ATC | 2039 | AEP-KPCO | 0 | 0 | 0 | 0 | 0 | 0 | 0.00056 | 2039 |  |  |  | REF | 0 | 0 | Real 2021 ¦ 12/22/2022 3:42:52 PM | Area 1001 Gas IC 2043
30266 | Area 1001 Gas IC 2043 | SO2 | ATC | 2039 | AEP-KPCO | 0 | 0 | 0 | 0 | 0 | 0 | 0.00752 | 2039 |  |  |  | REF | 0 | 0 | Real 2021 ¦ 12/22/2022 3:42:52 PM | Area 1001 Gas IC 2043
30267 | Area 1001 Gas CCS 2024 | CO2 | ATC | 2039 | AEP-KPCO | 16443.3105 | 16443.3105 | 0 | 7835.2651 | 7835.2651 | 0 | 11.7 | 2039 |  |  |  | REF | 0 | 0 | Real 2021 ¦ 12/22/2022 3:42:52 PM | Area 1001 Gas CCS 2024
30268 | Area 1001 Gas CCS 2024 | NOX | ATC | 2039 | AEP-KPCO | 19.6758 | 19.6758 | 0 | 1.4221 | 1.4221 | 0 | 0.014 | 2039 |  |  |  | REF | 0 | 0 | Real 2021 ¦ 12/22/2022 3:42:52 PM | Area 1001 Gas CCS 2024
30269 | Area 1001 Gas CCS 2024 | SO2 | ATC | 2039 | AEP-KPCO | 7.2379 | 7.2379 | 0 | 0.028037 | 0.028037 | 0 | 0.00515 | 2039 |  |  |  | REF | 0 | 0 | Real 2021 ¦ 12/22/2022 3:42:52 PM | Area 1001 Gas CCS 2024
30270 | Area 1001 Gas CCS 2025 | CO2 | ATC | 2039 | AEP-KPCO | 16252.1201 | 16252.1201 | 0 | 7744.1621 | 7744.1621 | 0 | 11.7 | 2039 |  |  |  | REF | 0 | 0 | Real 2021 ¦ 12/22/2022 3:42:52 PM | Area 1001 Gas CCS 2025
30271 | Area 1001 Gas CCS 2025 | NOX | ATC | 2039 | AEP-KPCO | 19.447 | 19.447 | 0 | 1.3947 | 1.3947 | 0 | 0.014 | 2039 |  |  |  | REF | 0 | 0 | Real 2021 ¦ 12/22/2022 3:42:52 PM | Area 1001 Gas CCS 2025
30272 | Area 1001 Gas CCS 2025 | SO2 | ATC | 2039 | AEP-KPCO | 7.1537 | 7.1537 | 0 | 0.027711 | 0.027711 | 0 | 0.00515 | 2039 |  |  |  | REF | 0 | 0 | Real 2021 ¦ 12/22/2022 3:42:52 PM | Area 1001 Gas CCS 2025
30273 | Area 1001 Gas CCS 2026 | CO2 | ATC | 2039 | AEP-KPCO | 17484.0078 | 17484.0078 | 0 | 8331.1592 | 8331.1592 | 0 | 11.7 | 2039 |  |  |  | REF | 0 | 0 | Real 2021 ¦ 12/22/2022 3:42:52 PM | Area 1001 Gas CCS 2026
30274 | Area 1001 Gas CCS 2026 | NOX | ATC | 2039 | AEP-KPCO | 20.921 | 20.921 | 0 | 1.4522 | 1.4522 | 0 | 0.014 | 2039 |  |  |  | REF | 0 | 0 | Real 2021 ¦ 12/22/2022 3:42:52 PM | Area 1001 Gas CCS 2026
30275 | Area 1001 Gas CCS 2026 | SO2 | ATC | 2039 | AEP-KPCO | 7.696 | 7.696 | 0 | 0.029812 | 0.029812 | 0 | 0.00515 | 2039 |  |  |  | REF | 0 | 0 | Real 2021 ¦ 12/22/2022 3:42:52 PM | Area 1001 Gas CCS 2026
30276 | Area 1001 Gas CCS 2027 | CO2 | ATC | 2039 | AEP-KPCO | 19446.332 | 19446.332 | 0 | 9266.21 | 9266.21 | 0 | 11.7 | 2039 |  |  |  | REF | 0 | 0 | Real 2021 ¦ 12/22/2022 3:42:52 PM | Area 1001 Gas CCS 2027
30277 | Area 1001 Gas CCS 2027 | NOX | ATC | 2039 | AEP-KPCO | 23.2691 | 23.2691 | 0 | 1.4818 | 1.4818 | 0 | 0.014 | 2039 |  |  |  | REF | 0 | 0 | Real 2021 ¦ 12/22/2022 3:42:52 PM | Area 1001 Gas CCS 2027
30278 | Area 1001 Gas CCS 2027 | SO2 | ATC | 2039 | AEP-KPCO | 8.5597 | 8.5597 | 0 | 0.033158 | 0.033158 | 0 | 0.00515 | 2039 |  |  |  | REF | 0 | 0 | Real 2021 ¦ 12/22/2022 3:42:52 PM | Area 1001 Gas CCS 2027
30279 | Area 1001 Gas CCS 2028 | CO2 | ATC | 2039 | AEP-KPCO | 120980.6406 | 120980.6406 | 0 | -78042.5547 | -78042.5547 | 0 | 11.7 | 2039 |  |  |  | REF | 0 | 0 | Real 2021 ¦ 12/22/2022 3:42:52 PM | Area 1001 Gas CCS 2028
30280 | Area 1001 Gas CCS 2028 | NOX | ATC | 2039 | AEP-KPCO | 144.7632 | 144.7632 | 0 | 6.725 | 6.725 | 0 | 0.014 | 2039 |  |  |  | REF | 0 | 0 | Real 2021 ¦ 12/22/2022 3:42:52 PM | Area 1001 Gas CCS 2028
30281 | Area 1001 Gas CCS 2028 | SO2 | ATC | 2039 | AEP-KPCO | 53.2522 | 53.2522 | 0 | 0.20628 | 0.20628 | 0 | 0.00515 | 2039 |  |  |  | REF | 0 | 0 | Real 2021 ¦ 12/22/2022 3:42:52 PM | Area 1001 Gas CCS 2028
30282 | Area 1001 Gas CCS 2029 | CO2 | ATC | 2039 | AEP-KPCO | 119754.1875 | 119754.1875 | 0 | -77251.3906 | -77251.3906 | 0 | 11.7 | 2039 |  |  |  | REF | 0 | 0 | Real 2021 ¦ 12/22/2022 3:42:52 PM | Area 1001 Gas CCS 2029
30283 | Area 1001 Gas CCS 2029 | NOX | ATC | 2039 | AEP-KPCO | 143.2956 | 143.2956 | 0 | 6.6568 | 6.6568 | 0 | 0.014 | 2039 |  |  |  | REF | 0 | 0 | Real 2021 ¦ 12/22/2022 3:42:52 PM | Area 1001 Gas CCS 2029
30284 | Area 1001 Gas CCS 2029 | SO2 | ATC | 2039 | AEP-KPCO | 52.7123 | 52.7123 | 0 | 0.20419 | 0.20419 | 0 | 0.00515 | 2039 |  |  |  | REF | 0 | 0 | Real 2021 ¦ 12/22/2022 3:42:52 PM | Area 1001 Gas CCS 2029
30285 | Area 1001 Gas CCS 2030 | CO2 | ATC | 2039 | AEP-KPCO | 118545.2578 | 118545.2578 | 0 | -76471.5312 | -76471.5312 | 0 | 11.7 | 2039 |  |  |  | REF | 0 | 0 | Real 2021 ¦ 12/22/2022 3:42:52 PM | Area 1001 Gas CCS 2030
30286 | Area 1001 Gas CCS 2030 | NOX | ATC | 2039 | AEP-KPCO | 141.849 | 141.849 | 0 | 6.5896 | 6.5896 | 0 | 0.014 | 2039 |  |  |  | REF | 0 | 0 | Real 2021 ¦ 12/22/2022 3:42:52 PM | Area 1001 Gas CCS 2030
30287 | Area 1001 Gas CCS 2030 | SO2 | ATC | 2039 | AEP-KPCO | 52.1802 | 52.1802 | 0 | 0.20213 | 0.20213 | 0 | 0.00515 | 2039 |  |  |  | REF | 0 | 0 | Real 2021 ¦ 12/22/2022 3:42:52 PM | Area 1001 Gas CCS 2030
30288 | Area 1001 Gas CCS 2031 | CO2 | ATC | 2039 | AEP-KPCO | 117318.8047 | 117318.8047 | 0 | -75680.3672 | -75680.3672 | 0 | 11.7 | 2039 |  |  |  | REF | 0 | 0 | Real 2021 ¦ 12/22/2022 3:42:52 PM | Area 1001 Gas CCS 2031
30289 | Area 1001 Gas CCS 2031 | NOX | ATC | 2039 | AEP-KPCO | 140.3815 | 140.3815 | 0 | 6.5214 | 6.5214 | 0 | 0.014 | 2039 |  |  |  | REF | 0 | 0 | Real 2021 ¦ 12/22/2022 3:42:52 PM | Area 1001 Gas CCS 2031
30290 | Area 1001 Gas CCS 2031 | SO2 | ATC | 2039 | AEP-KPCO | 51.6403 | 51.6403 | 0 | 0.20004 | 0.20004 | 0 | 0.00515 | 2039 |  |  |  | REF | 0 | 0 | Real 2021 ¦ 12/22/2022 3:42:52 PM | Area 1001 Gas CCS 2031
30291 | Area 1001 Gas CCS 2032 | CO2 | ATC | 2039 | AEP-KPCO | 115934.6719 | 115934.6719 | 0 | -74787.4844 | -74787.4844 | 0 | 11.7 | 2039 |  |  |  | REF | 0 | 0 | Real 2021 ¦ 12/22/2022 3:42:52 PM | Area 1001 Gas CCS 2032
30292 | Area 1001 Gas CCS 2032 | NOX | ATC | 2039 | AEP-KPCO | 138.7253 | 138.7253 | 0 | 6.4445 | 6.4445 | 0 | 0.014 | 2039 |  |  |  | REF | 0 | 0 | Real 2021 ¦ 12/22/2022 3:42:52 PM | Area 1001 Gas CCS 2032
30293 | Area 1001 Gas CCS 2032 | SO2 | ATC | 2039 | AEP-KPCO | 51.0311 | 51.0311 | 0 | 0.19768 | 0.19768 | 0 | 0.00515 | 2039 |  |  |  | REF | 0 | 0 | Real 2021 ¦ 12/22/2022 3:42:52 PM | Area 1001 Gas CCS 2032
30294 | Area 1001 Gas CCS 2033 | CO2 | ATC | 2039 | AEP-KPCO | 26330.2676 | 26330.2676 | 0 | 12546.416 | 12546.416 | 0 | 11.7 | 2039 |  |  |  | REF | 0 | 0 | Real 2021 ¦ 12/22/2022 3:42:52 PM | Area 1001 Gas CCS 2033
30295 | Area 1001 Gas CCS 2033 | NOX | ATC | 2039 | AEP-KPCO | 31.5063 | 31.5063 | 0 | 1.6499 | 1.6499 | 0 | 0.014 | 2039 |  |  |  | REF | 0 | 0 | Real 2021 ¦ 12/22/2022 3:42:52 PM | Area 1001 Gas CCS 2033
30296 | Area 1001 Gas CCS 2033 | SO2 | ATC | 2039 | AEP-KPCO | 11.5898 | 11.5898 | 0 | 0.044895 | 0.044895 | 0 | 0.00515 | 2039 |  |  |  | REF | 0 | 0 | Real 2021 ¦ 12/22/2022 3:42:52 PM | Area 1001 Gas CCS 2033
30297 | Area 1001 Gas CCS 2034 | CO2 | ATC | 2039 | AEP-KPCO | 27616.1582 | 27616.1582 | 0 | 13159.1445 | 13159.1445 | 0 | 11.7 | 2039 |  |  |  | REF | 0 | 0 | Real 2021 ¦ 12/22/2022 3:42:52 PM | Area 1001 Gas CCS 2034
30298 | Area 1001 Gas CCS 2034 | NOX | ATC | 2039 | AEP-KPCO | 33.045 | 33.045 | 0 | 1.7023 | 1.7023 | 0 | 0.014 | 2039 |  |  |  | REF | 0 | 0 | Real 2021 ¦ 12/22/2022 3:42:52 PM | Area 1001 Gas CCS 2034
30299 | Area 1001 Gas CCS 2034 | SO2 | ATC | 2039 | AEP-KPCO | 12.1558 | 12.1558 | 0 | 0.047088 | 0.047088 | 0 | 0.00515 | 2039 |  |  |  | REF | 0 | 0 | Real 2021 ¦ 12/22/2022 3:42:52 PM | Area 1001 Gas CCS 2034
30300 | Area 1001 Gas CCS 2035 | CO2 | ATC | 2039 | AEP-KPCO | 28050.4141 | 28050.4141 | 0 | 13366.0684 | 13366.0684 | 0 | 11.7 | 2039 |  |  |  | REF | 0 | 0 | Real 2021 ¦ 12/22/2022 3:42:52 PM | Area 1001 Gas CCS 2035
30301 | Area 1001 Gas CCS 2035 | NOX | ATC | 2039 | AEP-KPCO | 33.5646 | 33.5646 | 0 | 1.7051 | 1.7051 | 0 | 0.014 | 2039 |  |  |  | REF | 0 | 0 | Real 2021 ¦ 12/22/2022 3:42:52 PM | Area 1001 Gas CCS 2035
30302 | Area 1001 Gas CCS 2035 | SO2 | ATC | 2039 | AEP-KPCO | 12.347 | 12.347 | 0 | 0.047828 | 0.047828 | 0 | 0.00515 | 2039 |  |  |  | REF | 0 | 0 | Real 2021 ¦ 12/22/2022 3:42:52 PM | Area 1001 Gas CCS 2035
30303 | Area 1001 Gas CCS 2036 | CO2 | ATC | 2039 | AEP-KPCO | 28728.5156 | 28728.5156 | 0 | 13689.1855 | 13689.1855 | 0 | 11.7 | 2039 |  |  |  | REF | 0 | 0 | Real 2021 ¦ 12/22/2022 3:42:52 PM | Area 1001 Gas CCS 2036
30304 | Area 1001 Gas CCS 2036 | NOX | ATC | 2039 | AEP-KPCO | 34.376 | 34.376 | 0 | 1.7186 | 1.7186 | 0 | 0.014 | 2039 |  |  |  | REF | 0 | 0 | Real 2021 ¦ 12/22/2022 3:42:52 PM | Area 1001 Gas CCS 2036
30305 | Area 1001 Gas CCS 2036 | SO2 | ATC | 2039 | AEP-KPCO | 12.6455 | 12.6455 | 0 | 0.048985 | 0.048985 | 0 | 0.00515 | 2039 |  |  |  | REF | 0 | 0 | Real 2021 ¦ 12/22/2022 3:42:52 PM | Area 1001 Gas CCS 2036
30306 | Area 1001 Gas CCS 2037 | CO2 | ATC | 2039 | AEP-KPCO | 29799.7637 | 29799.7637 | 0 | 14199.6367 | 14199.6367 | 0 | 11.7 | 2039 |  |  |  | REF | 0 | 0 | Real 2021 ¦ 12/22/2022 3:42:52 PM | Area 1001 Gas CCS 2037
30307 | Area 1001 Gas CCS 2037 | NOX | ATC | 2039 | AEP-KPCO | 35.6578 | 35.6578 | 0 | 1.7534 | 1.7534 | 0 | 0.014 | 2039 |  |  |  | REF | 0 | 0 | Real 2021 ¦ 12/22/2022 3:42:52 PM | Area 1001 Gas CCS 2037
30308 | Area 1001 Gas CCS 2037 | SO2 | ATC | 2039 | AEP-KPCO | 13.117 | 13.117 | 0 | 0.050811 | 0.050811 | 0 | 0.00515 | 2039 |  |  |  | REF | 0 | 0 | Real 2021 ¦ 12/22/2022 3:42:52 PM | Area 1001 Gas CCS 2037
30309 | Area 1001 Gas CCS 2038 | CO2 | ATC | 2039 | AEP-KPCO | 30746.5508 | 30746.5508 | 0 | 14650.7822 | 14650.7822 | 0 | 11.7 | 2039 |  |  |  | REF | 0 | 0 | Real 2021 ¦ 12/22/2022 3:42:52 PM | Area 1001 Gas CCS 2038
30310 | Area 1001 Gas CCS 2038 | NOX | ATC | 2039 | AEP-KPCO | 36.7907 | 36.7907 | 0 | 1.786 | 1.786 | 0 | 0.014 | 2039 |  |  |  | REF | 0 | 0 | Real 2021 ¦ 12/22/2022 3:42:52 PM | Area 1001 Gas CCS 2038
30311 | Area 1001 Gas CCS 2038 | SO2 | ATC | 2039 | AEP-KPCO | 13.5337 | 13.5337 | 0 | 0.052426 | 0.052426 | 0 | 0.00515 | 2039 |  |  |  | REF | 0 | 0 | Real 2021 ¦ 12/22/2022 3:42:52 PM | Area 1001 Gas CCS 2038
30312 | Area 1001 Gas CCS 2039 | CO2 | ATC | 2039 | AEP-KPCO | 30524.2148 | 30524.2148 | 0 | 14544.8389 | 14544.8389 | 0 | 11.7 | 2039 |  |  |  | REF | 0 | 0 | Real 2021 ¦ 12/22/2022 3:42:52 PM | Area 1001 Gas CCS 2039
30313 | Area 1001 Gas CCS 2039 | NOX | ATC | 2039 | AEP-KPCO | 36.5247 | 36.5247 | 0 | 1.7844 | 1.7844 | 0 | 0.014 | 2039 |  |  |  | REF | 0 | 0 | Real 2021 ¦ 12/22/2022 3:42:52 PM | Area 1001 Gas CCS 2039
30314 | Area 1001 Gas CCS 2039 | SO2 | ATC | 2039 | AEP-KPCO | 13.4359 | 13.4359 | 0 | 0.052047 | 0.052047 | 0 | 0.00515 | 2039 |  |  |  | REF | 0 | 0 | Real 2021 ¦ 12/22/2022 3:42:52 PM | Area 1001 Gas CCS 2039
30315 | Area 1001 Gas CCS 2040 | CO2 | ATC | 2039 | AEP-KPCO | 0 | 0 | 0 | 0 | 0 | 0 | 11.7 | 2039 |  |  |  | REF | 0 | 0 | Real 2021 ¦ 12/22/2022 3:42:52 PM | Area 1001 Gas CCS 2040
30316 | Area 1001 Gas CCS 2040 | NOX | ATC | 2039 | AEP-KPCO | 0 | 0 | 0 | 0 | 0 | 0 | 0.014 | 2039 |  |  |  | REF | 0 | 0 | Real 2021 ¦ 12/22/2022 3:42:52 PM | Area 1001 Gas CCS 2040
30317 | Area 1001 Gas CCS 2040 | SO2 | ATC | 2039 | AEP-KPCO | 0 | 0 | 0 | 0 | 0 | 0 | 0.00515 | 2039 |  |  |  | REF | 0 | 0 | Real 2021 ¦ 12/22/2022 3:42:52 PM | Area 1001 Gas CCS 2040
30318 | Area 1001 Gas CCS 2041 | CO2 | ATC | 2039 | AEP-KPCO | 0 | 0 | 0 | 0 | 0 | 0 | 11.7 | 2039 |  |  |  | REF | 0 | 0 | Real 2021 ¦ 12/22/2022 3:42:52 PM | Area 1001 Gas CCS 2041
30319 | Area 1001 Gas CCS 2041 | NOX | ATC | 2039 | AEP-KPCO | 0 | 0 | 0 | 0 | 0 | 0 | 0.014 | 2039 |  |  |  | REF | 0 | 0 | Real 2021 ¦ 12/22/2022 3:42:52 PM | Area 1001 Gas CCS 2041
30320 | Area 1001 Gas CCS 2041 | SO2 | ATC | 2039 | AEP-KPCO | 0 | 0 | 0 | 0 | 0 | 0 | 0.00515 | 2039 |  |  |  | REF | 0 | 0 | Real 2021 ¦ 12/22/2022 3:42:52 PM | Area 1001 Gas CCS 2041
30321 | Area 1001 Gas CCS 2042 | CO2 | ATC | 2039 | AEP-KPCO | 0 | 0 | 0 | 0 | 0 | 0 | 11.7 | 2039 |  |  |  | REF | 0 | 0 | Real 2021 ¦ 12/22/2022 3:42:52 PM | Area 1001 Gas CCS 2042
30322 | Area 1001 Gas CCS 2042 | NOX | ATC | 2039 | AEP-KPCO | 0 | 0 | 0 | 0 | 0 | 0 | 0.014 | 2039 |  |  |  | REF | 0 | 0 | Real 2021 ¦ 12/22/2022 3:42:52 PM | Area 1001 Gas CCS 2042
30323 | Area 1001 Gas CCS 2042 | SO2 | ATC | 2039 | AEP-KPCO | 0 | 0 | 0 | 0 | 0 | 0 | 0.00515 | 2039 |  |  |  | REF | 0 | 0 | Real 2021 ¦ 12/22/2022 3:42:52 PM | Area 1001 Gas CCS 2042
30324 | Area 1001 Gas CCS 2043 | CO2 | ATC | 2039 | AEP-KPCO | 0 | 0 | 0 | 0 | 0 | 0 | 11.7 | 2039 |  |  |  | REF | 0 | 0 | Real 2021 ¦ 12/22/2022 3:42:52 PM | Area 1001 Gas CCS 2043
30325 | Area 1001 Gas CCS 2043 | NOX | ATC | 2039 | AEP-KPCO | 0 | 0 | 0 | 0 | 0 | 0 | 0.014 | 2039 |  |  |  | REF | 0 | 0 | Real 2021 ¦ 12/22/2022 3:42:52 PM | Area 1001 Gas CCS 2043
30326 | Area 1001 Gas CCS 2043 | SO2 | ATC | 2039 | AEP-KPCO | 0 | 0 | 0 | 0 | 0 | 0 | 0.00515 | 2039 |  |  |  | REF | 0 | 0 | Real 2021 ¦ 12/22/2022 3:42:52 PM | Area 1001 Gas CCS 2043
30327 | Area 1001 Coal CCS 2025 | CO2 | ATC | 2039 | AEP-KPCO | 1672.2484 | 1672.2484 | 0 | 796.8292 | 796.8292 | 0 | 20.57 | 2039 |  |  |  | REF | 0 | 0 | Real 2021 ¦ 12/22/2022 3:42:52 PM | Area 1001 Coal CCS 2025
30328 | Area 1001 Coal CCS 2025 | NOX | ATC | 2039 | AEP-KPCO | 0.59346 | 0.59346 | 0 | 0.017611 | 0.017611 | 0 | 0.0073 | 2039 |  |  |  | REF | 0 | 0 | Real 2021 ¦ 12/22/2022 3:42:52 PM | Area 1001 Coal CCS 2025
30329 | Area 1001 Coal CCS 2025 | SO2 | ATC | 2039 | AEP-KPCO | 34.7132 | 34.7132 | 0 | 0.13447 | 0.13447 | 0 | 0.427 | 2039 |  |  |  | REF | 0 | 0 | Real 2021 ¦ 12/22/2022 3:42:52 PM | Area 1001 Coal CCS 2025
30330 | Area 1001 Coal CCS 2026 | CO2 | ATC | 2039 | AEP-KPCO | 1653.6635 | 1653.6635 | 0 | 787.9734 | 787.9734 | 0 | 20.57 | 2039 |  |  |  | REF | 0 | 0 | Real 2021 ¦ 12/22/2022 3:42:52 PM | Area 1001 Coal CCS 2026
30331 | Area 1001 Coal CCS 2026 | NOX | ATC | 2039 | AEP-KPCO | 0.58686 | 0.58686 | 0 | 0.017416 | 0.017416 | 0 | 0.0073 | 2039 |  |  |  | REF | 0 | 0 | Real 2021 ¦ 12/22/2022 3:42:52 PM | Area 1001 Coal CCS 2026
30332 | Area 1001 Coal CCS 2026 | SO2 | ATC | 2039 | AEP-KPCO | 34.3274 | 34.3274 | 0 | 0.13297 | 0.13297 | 0 | 0.427 | 2039 |  |  |  | REF | 0 | 0 | Real 2021 ¦ 12/22/2022 3:42:52 PM | Area 1001 Coal CCS 2026
30333 | Area 1001 Coal CCS 2027 | CO2 | ATC | 2039 | AEP-KPCO | 1633.6077 | 1633.6077 | 0 | 778.4167 | 778.4167 | 0 | 20.57 | 2039 |  |  |  | REF | 0 | 0 | Real 2021 ¦ 12/22/2022 3:42:52 PM | Area 1001 Coal CCS 2027
30334 | Area 1001 Coal CCS 2027 | NOX | ATC | 2039 | AEP-KPCO | 0.57974 | 0.57974 | 0 | 0.017204 | 0.017204 | 0 | 0.0073 | 2039 |  |  |  | REF | 0 | 0 | Real 2021 ¦ 12/22/2022 3:42:52 PM | Area 1001 Coal CCS 2027
30335 | Area 1001 Coal CCS 2027 | SO2 | ATC | 2039 | AEP-KPCO | 33.9111 | 33.9111 | 0 | 0.13136 | 0.13136 | 0 | 0.427 | 2039 |  |  |  | REF | 0 | 0 | Real 2021 ¦ 12/22/2022 3:42:52 PM | Area 1001 Coal CCS 2027
30336 | Area 1001 Coal CCS 2028 | CO2 | ATC | 2039 | AEP-KPCO | 653682.1875 | 653682.1875 | 0 | -421679.2188 | -421679.2188 | 0 | 20.57 | 2039 |  |  |  | REF | 0 | 0 | Real 2021 ¦ 12/22/2022 3:42:52 PM | Area 1001 Coal CCS 2028
30337 | Area 1001 Coal CCS 2028 | NOX | ATC | 2039 | AEP-KPCO | 231.9825 | 231.9825 | 0 | 10.9237 | 10.9237 | 0 | 0.0073 | 2039 |  |  |  | REF | 0 | 0 | Real 2021 ¦ 12/22/2022 3:42:52 PM | Area 1001 Coal CCS 2028
30338 | Area 1001 Coal CCS 2028 | SO2 | ATC | 2039 | AEP-KPCO | 13569.3867 | 13569.3867 | 0 | 52.5637 | 52.5637 | 0 | 0.427 | 2039 |  |  |  | REF | 0 | 0 | Real 2021 ¦ 12/22/2022 3:42:52 PM | Area 1001 Coal CCS 2028
30339 | Area 1001 Coal CCS 2029 | CO2 | ATC | 2039 | AEP-KPCO | 646207.1875 | 646207.1875 | 0 | -416857.25 | -416857.25 | 0 | 20.57 | 2039 |  |  |  | REF | 0 | 0 | Real 2021 ¦ 12/22/2022 3:42:52 PM | Area 1001 Coal CCS 2029
30340 | Area 1001 Coal CCS 2029 | NOX | ATC | 2039 | AEP-KPCO | 229.3297 | 229.3297 | 0 | 10.7987 | 10.7987 | 0 | 0.0073 | 2039 |  |  |  | REF | 0 | 0 | Real 2021 ¦ 12/22/2022 3:42:52 PM | Area 1001 Coal CCS 2029
30341 | Area 1001 Coal CCS 2029 | SO2 | ATC | 2039 | AEP-KPCO | 13414.2178 | 13414.2178 | 0 | 51.9626 | 51.9626 | 0 | 0.427 | 2039 |  |  |  | REF | 0 | 0 | Real 2021 ¦ 12/22/2022 3:42:52 PM | Area 1001 Coal CCS 2029
30342 | Area 1001 Coal CCS 2030 | CO2 | ATC | 2039 | AEP-KPCO | 638028 | 638028 | 0 | -411581.0312 | -411581.0312 | 0 | 20.57 | 2039 |  |  |  | REF | 0 | 0 | Real 2021 ¦ 12/22/2022 3:42:52 PM | Area 1001 Coal CCS 2030
30343 | Area 1001 Coal CCS 2030 | NOX | ATC | 2039 | AEP-KPCO | 226.4271 | 226.4271 | 0 | 10.6621 | 10.6621 | 0 | 0.0073 | 2039 |  |  |  | REF | 0 | 0 | Real 2021 ¦ 12/22/2022 3:42:52 PM | Area 1001 Coal CCS 2030
30344 | Area 1001 Coal CCS 2030 | SO2 | ATC | 2039 | AEP-KPCO | 13244.4316 | 13244.4316 | 0 | 51.3049 | 51.3049 | 0 | 0.427 | 2039 |  |  |  | REF | 0 | 0 | Real 2021 ¦ 12/22/2022 3:42:52 PM | Area 1001 Coal CCS 2030
30345 | Area 1001 Coal CCS 2031 | CO2 | ATC | 2039 | AEP-KPCO | 629903.0625 | 629903.0625 | 0 | -406339.7188 | -406339.7188 | 0 | 20.57 | 2039 |  |  |  | REF | 0 | 0 | Real 2021 ¦ 12/22/2022 3:42:52 PM | Area 1001 Coal CCS 2031
30346 | Area 1001 Coal CCS 2031 | NOX | ATC | 2039 | AEP-KPCO | 223.5436 | 223.5436 | 0 | 10.5263 | 10.5263 | 0 | 0.0073 | 2039 |  |  |  | REF | 0 | 0 | Real 2021 ¦ 12/22/2022 3:42:52 PM | Area 1001 Coal CCS 2031
30347 | Area 1001 Coal CCS 2031 | SO2 | ATC | 2039 | AEP-KPCO | 13075.7705 | 13075.7705 | 0 | 50.6516 | 50.6516 | 0 | 0.427 | 2039 |  |  |  | REF | 0 | 0 | Real 2021 ¦ 12/22/2022 3:42:52 PM | Area 1001 Coal CCS 2031
30348 | Area 1001 Coal CCS 2032 | CO2 | ATC | 2039 | AEP-KPCO | 621778.0625 | 621778.0625 | 0 | -401098.4375 | -401098.4375 | 0 | 20.57 | 2039 |  |  |  | REF | 0 | 0 | Real 2021 ¦ 12/22/2022 3:42:52 PM | Area 1001 Coal CCS 2032
30349 | Area 1001 Coal CCS 2032 | NOX | ATC | 2039 | AEP-KPCO | 220.6602 | 220.6602 | 0 | 10.3905 | 10.3905 | 0 | 0.0073 | 2039 |  |  |  | REF | 0 | 0 | Real 2021 ¦ 12/22/2022 3:42:52 PM | Area 1001 Coal CCS 2032
30350 | Area 1001 Coal CCS 2032 | SO2 | ATC | 2039 | AEP-KPCO | 12907.1084 | 12907.1084 | 0 | 49.9983 | 49.9983 | 0 | 0.427 | 2039 |  |  |  | REF | 0 | 0 | Real 2021 ¦ 12/22/2022 3:42:52 PM | Area 1001 Coal CCS 2032
30351 | Area 1001 Coal CCS 2033 | CO2 | ATC | 2039 | AEP-KPCO | 1667.9833 | 1667.9833 | 0 | 794.7968 | 794.7968 | 0 | 20.57 | 2039 |  |  |  | REF | 0 | 0 | Real 2021 ¦ 12/22/2022 3:42:52 PM | Area 1001 Coal CCS 2033
30352 | Area 1001 Coal CCS 2033 | NOX | ATC | 2039 | AEP-KPCO | 0.59194 | 0.59194 | 0 | 0.018898 | 0.018898 | 0 | 0.0073 | 2039 |  |  |  | REF | 0 | 0 | Real 2021 ¦ 12/22/2022 3:42:52 PM | Area 1001 Coal CCS 2033
30353 | Area 1001 Coal CCS 2033 | SO2 | ATC | 2039 | AEP-KPCO | 34.6246 | 34.6246 | 0 | 0.13413 | 0.13413 | 0 | 0.427 | 2039 |  |  |  | REF | 0 | 0 | Real 2021 ¦ 12/22/2022 3:42:52 PM | Area 1001 Coal CCS 2033
30354 | Area 1001 Coal CCS 2034 | CO2 | ATC | 2039 | AEP-KPCO | 1806.6219 | 1806.6219 | 0 | 860.8583 | 860.8583 | 0 | 20.57 | 2039 |  |  |  | REF | 0 | 0 | Real 2021 ¦ 12/22/2022 3:42:52 PM | Area 1001 Coal CCS 2034
30355 | Area 1001 Coal CCS 2034 | NOX | ATC | 2039 | AEP-KPCO | 0.64114 | 0.64114 | 0 | 0.024314 | 0.024314 | 0 | 0.0073 | 2039 |  |  |  | REF | 0 | 0 | Real 2021 ¦ 12/22/2022 3:42:52 PM | Area 1001 Coal CCS 2034
30356 | Area 1001 Coal CCS 2034 | SO2 | ATC | 2039 | AEP-KPCO | 37.5026 | 37.5026 | 0 | 0.14527 | 0.14527 | 0 | 0.427 | 2039 |  |  |  | REF | 0 | 0 | Real 2021 ¦ 12/22/2022 3:42:52 PM | Area 1001 Coal CCS 2034
30357 | Area 1001 Coal CCS 2035 | CO2 | ATC | 2039 | AEP-KPCO | 1943.0946 | 1943.0946 | 0 | 925.8878 | 925.8878 | 0 | 20.57 | 2039 |  |  |  | REF | 0 | 0 | Real 2021 ¦ 12/22/2022 3:42:52 PM | Area 1001 Coal CCS 2035
30358 | Area 1001 Coal CCS 2035 | NOX | ATC | 2039 | AEP-KPCO | 0.68958 | 0.68958 | 0 | 0.027026 | 0.027026 | 0 | 0.0073 | 2039 |  |  |  | REF | 0 | 0 | Real 2021 ¦ 12/22/2022 3:42:52 PM | Area 1001 Coal CCS 2035
30359 | Area 1001 Coal CCS 2035 | SO2 | ATC | 2039 | AEP-KPCO | 40.3355 | 40.3355 | 0 | 0.15625 | 0.15625 | 0 | 0.427 | 2039 |  |  |  | REF | 0 | 0 | Real 2021 ¦ 12/22/2022 3:42:52 PM | Area 1001 Coal CCS 2035
30360 | Area 1001 Coal CCS 2036 | CO2 | ATC | 2039 | AEP-KPCO | 1929.0155 | 1929.0155 | 0 | 919.1791 | 919.1791 | 0 | 20.57 | 2039 |  |  |  | REF | 0 | 0 | Real 2021 ¦ 12/22/2022 3:42:52 PM | Area 1001 Coal CCS 2036
30361 | Area 1001 Coal CCS 2036 | NOX | ATC | 2039 | AEP-KPCO | 0.68458 | 0.68458 | 0 | 0.02683 | 0.02683 | 0 | 0.0073 | 2039 |  |  |  | REF | 0 | 0 | Real 2021 ¦ 12/22/2022 3:42:52 PM | Area 1001 Coal CCS 2036
30362 | Area 1001 Coal CCS 2036 | SO2 | ATC | 2039 | AEP-KPCO | 40.0432 | 40.0432 | 0 | 0.15512 | 0.15512 | 0 | 0.427 | 2039 |  |  |  | REF | 0 | 0 | Real 2021 ¦ 12/22/2022 3:42:52 PM | Area 1001 Coal CCS 2036
30363 | Area 1001 Coal CCS 2037 | CO2 | ATC | 2039 | AEP-KPCO | 1914.9364 | 1914.9364 | 0 | 912.4703 | 912.4703 | 0 | 20.57 | 2039 |  |  |  | REF | 0 | 0 | Real 2021 ¦ 12/22/2022 3:42:52 PM | Area 1001 Coal CCS 2037
30364 | Area 1001 Coal CCS 2037 | NOX | ATC | 2039 | AEP-KPCO | 0.67958 | 0.67958 | 0 | 0.026634 | 0.026634 | 0 | 0.0073 | 2039 |  |  |  | REF | 0 | 0 | Real 2021 ¦ 12/22/2022 3:42:52 PM | Area 1001 Coal CCS 2037
30365 | Area 1001 Coal CCS 2037 | SO2 | ATC | 2039 | AEP-KPCO | 39.751 | 39.751 | 0 | 0.15398 | 0.15398 | 0 | 0.427 | 2039 |  |  |  | REF | 0 | 0 | Real 2021 ¦ 12/22/2022 3:42:52 PM | Area 1001 Coal CCS 2037
30366 | Area 1001 Coal CCS 2038 | CO2 | ATC | 2039 | AEP-KPCO | 1973.9672 | 1973.9672 | 0 | 940.5986 | 940.5986 | 0 | 20.57 | 2039 |  |  |  | REF | 0 | 0 | Real 2021 ¦ 12/22/2022 3:42:52 PM | Area 1001 Coal CCS 2038
30367 | Area 1001 Coal CCS 2038 | NOX | ATC | 2039 | AEP-KPCO | 0.70053 | 0.70053 | 0 | 0.026566 | 0.026566 | 0 | 0.0073 | 2039 |  |  |  | REF | 0 | 0 | Real 2021 ¦ 12/22/2022 3:42:52 PM | Area 1001 Coal CCS 2038
30368 | Area 1001 Coal CCS 2038 | SO2 | ATC | 2039 | AEP-KPCO | 40.9764 | 40.9764 | 0 | 0.15873 | 0.15873 | 0 | 0.427 | 2039 |  |  |  | REF | 0 | 0 | Real 2021 ¦ 12/22/2022 3:42:52 PM | Area 1001 Coal CCS 2038
30369 | Area 1001 Coal CCS 2039 | CO2 | ATC | 2039 | AEP-KPCO | 1973.9672 | 1973.9672 | 0 | 940.5986 | 940.5986 | 0 | 20.57 | 2039 |  |  |  | REF | 0 | 0 | Real 2021 ¦ 12/22/2022 3:42:52 PM | Area 1001 Coal CCS 2039
30370 | Area 1001 Coal CCS 2039 | NOX | ATC | 2039 | AEP-KPCO | 0.70053 | 0.70053 | 0 | 0.026566 | 0.026566 | 0 | 0.0073 | 2039 |  |  |  | REF | 0 | 0 | Real 2021 ¦ 12/22/2022 3:42:52 PM | Area 1001 Coal CCS 2039
30371 | Area 1001 Coal CCS 2039 | SO2 | ATC | 2039 | AEP-KPCO | 40.9764 | 40.9764 | 0 | 0.15873 | 0.15873 | 0 | 0.427 | 2039 |  |  |  | REF | 0 | 0 | Real 2021 ¦ 12/22/2022 3:42:52 PM | Area 1001 Coal CCS 2039
30372 | Area 1001 Coal CCS 2040 | CO2 | ATC | 2039 | AEP-KPCO | 0 | 0 | 0 | 0 | 0 | 0 | 20.57 | 2039 |  |  |  | REF | 0 | 0 | Real 2021 ¦ 12/22/2022 3:42:52 PM | Area 1001 Coal CCS 2040
30373 | Area 1001 Coal CCS 2040 | NOX | ATC | 2039 | AEP-KPCO | 0 | 0 | 0 | 0 | 0 | 0 | 0.0073 | 2039 |  |  |  | REF | 0 | 0 | Real 2021 ¦ 12/22/2022 3:42:52 PM | Area 1001 Coal CCS 2040
30374 | Area 1001 Coal CCS 2040 | SO2 | ATC | 2039 | AEP-KPCO | 0 | 0 | 0 | 0 | 0 | 0 | 0.427 | 2039 |  |  |  | REF | 0 | 0 | Real 2021 ¦ 12/22/2022 3:42:52 PM | Area 1001 Coal CCS 2040
30375 | Area 1001 Coal CCS 2041 | CO2 | ATC | 2039 | AEP-KPCO | 0 | 0 | 0 | 0 | 0 | 0 | 20.57 | 2039 |  |  |  | REF | 0 | 0 | Real 2021 ¦ 12/22/2022 3:42:52 PM | Area 1001 Coal CCS 2041
30376 | Area 1001 Coal CCS 2041 | NOX | ATC | 2039 | AEP-KPCO | 0 | 0 | 0 | 0 | 0 | 0 | 0.0073 | 2039 |  |  |  | REF | 0 | 0 | Real 2021 ¦ 12/22/2022 3:42:52 PM | Area 1001 Coal CCS 2041
30377 | Area 1001 Coal CCS 2041 | SO2 | ATC | 2039 | AEP-KPCO | 0 | 0 | 0 | 0 | 0 | 0 | 0.427 | 2039 |  |  |  | REF | 0 | 0 | Real 2021 ¦ 12/22/2022 3:42:52 PM | Area 1001 Coal CCS 2041
30378 | Area 1001 Coal CCS 2042 | CO2 | ATC | 2039 | AEP-KPCO | 0 | 0 | 0 | 0 | 0 | 0 | 20.57 | 2039 |  |  |  | REF | 0 | 0 | Real 2021 ¦ 12/22/2022 3:42:52 PM | Area 1001 Coal CCS 2042
30379 | Area 1001 Coal CCS 2042 | NOX | ATC | 2039 | AEP-KPCO | 0 | 0 | 0 | 0 | 0 | 0 | 0.0073 | 2039 |  |  |  | REF | 0 | 0 | Real 2021 ¦ 12/22/2022 3:42:52 PM | Area 1001 Coal CCS 2042
30380 | Area 1001 Coal CCS 2042 | SO2 | ATC | 2039 | AEP-KPCO | 0 | 0 | 0 | 0 | 0 | 0 | 0.427 | 2039 |  |  |  | REF | 0 | 0 | Real 2021 ¦ 12/22/2022 3:42:52 PM | Area 1001 Coal CCS 2042
30381 | Area 1001 Coal CCS 2043 | CO2 | ATC | 2039 | AEP-KPCO | 0 | 0 | 0 | 0 | 0 | 0 | 20.57 | 2039 |  |  |  | REF | 0 | 0 | Real 2021 ¦ 12/22/2022 3:42:52 PM | Area 1001 Coal CCS 2043
30382 | Area 1001 Coal CCS 2043 | NOX | ATC | 2039 | AEP-KPCO | 0 | 0 | 0 | 0 | 0 | 0 | 0.0073 | 2039 |  |  |  | REF | 0 | 0 | Real 2021 ¦ 12/22/2022 3:42:52 PM | Area 1001 Coal CCS 2043
30383 | Area 1001 Coal CCS 2043 | SO2 | ATC | 2039 | AEP-KPCO | 0 | 0 | 0 | 0 | 0 | 0 | 0.427 | 2039 |  |  |  | REF | 0 | 0 | Real 2021 ¦ 12/22/2022 3:42:52 PM | Area 1001 Coal CCS 2043
30384 | Big Sandy #1_Ext Gas | CO2 | ATC | 2039 | AEP-KPCO | 357392.0938 | 357392.0938 | 0 | 4629.3628 | 4629.3628 | 0 | 117 | 2039 |  |  |  | REF | 0 | 0 | Real 2021 ¦ 12/22/2022 3:42:52 PM | Big Sandy #1_Ext Gas
30385 | Big Sandy #1_Ext Gas | NOX | ATC | 2039 | AEP-KPCO | 427.6487 | 427.6487 | 0 | 18.7912 | 18.7912 | 0 | 0.14 | 2039 |  |  |  | REF | 0 | 0 | Real 2021 ¦ 12/22/2022 3:42:52 PM | Big Sandy #1_Ext Gas
30386 | Big Sandy #1_Ext Gas | SO2 | ATC | 2039 | AEP-KPCO | 152.7317 | 152.7317 | 0 | 0.59164 | 0.59164 | 0 | 0.05 | 2039 |  |  |  | REF | 0 | 0 | Real 2021 ¦ 12/22/2022 3:42:52 PM | Big Sandy #1_Ext Gas
30387 | Big Sandy #1_Ext_NGCCS retrofit 2031 | CO2 | ATC | 2039 | AEP-KPCO | 153653.1094 | 153653.1094 | 0 | -99119.0078 | -99119.0078 | 0 | 11.7 | 2039 |  |  |  | REF | 0 | 0 | Real 2021 ¦ 12/22/2022 3:42:52 PM | Big Sandy #1_Ext_NGCCS retrofit 2032
30388 | Big Sandy #1_Ext_NGCCS retrofit 2031 | NOX | ATC | 2039 | AEP-KPCO | 183.8584 | 183.8584 | 0 | 8.5816 | 8.5816 | 0 | 0.014 | 2039 |  |  |  | REF | 0 | 0 | Real 2021 ¦ 12/22/2022 3:42:52 PM | Big Sandy #1_Ext_NGCCS retrofit 2032
30389 | Big Sandy #1_Ext_NGCCS retrofit 2031 | SO2 | ATC | 2039 | AEP-KPCO | 67.6336 | 67.6336 | 0 | 0.26199 | 0.26199 | 0 | 0.00515 | 2039 |  |  |  | REF | 0 | 0 | Real 2021 ¦ 12/22/2022 3:42:52 PM | Big Sandy #1_Ext_NGCCS retrofit 2032
30390 | Big Sandy #1_Ext Gas Capitalized | CO2 | ATC | 2039 | AEP-KPCO | 361251.5625 | 361251.5625 | 0 | 4679.355 | 4679.355 | 0 | 117 | 2039 |  |  |  | REF | 0 | 0 | Real 2021 ¦ 12/22/2022 3:42:52 PM | Big Sandy #1_Ext Gas Capitalized
30391 | Big Sandy #1_Ext Gas Capitalized | NOX | ATC | 2039 | AEP-KPCO | 432.2668 | 432.2668 | 0 | 19.2788 | 19.2788 | 0 | 0.14 | 2039 |  |  |  | REF | 0 | 0 | Real 2021 ¦ 12/22/2022 3:42:52 PM | Big Sandy #1_Ext Gas Capitalized
30392 | Big Sandy #1_Ext Gas Capitalized | SO2 | ATC | 2039 | AEP-KPCO | 154.381 | 154.381 | 0 | 0.59803 | 0.59803 | 0 | 0.05 | 2039 |  |  |  | REF | 0 | 0 | Real 2021 ¦ 12/22/2022 3:42:52 PM | Big Sandy #1_Ext Gas Capitalized
30393 | Big Sandy #1_Ext Gas FOM Capitalized | CO2 | ATC | 2039 | AEP-KPCO | 374667.3438 | 374667.3438 | 0 | 4853.1323 | 4853.1323 | 0 | 117 | 2039 |  |  |  | REF | 0 | 0 | Real 2021 ¦ 12/22/2022 3:42:52 PM | Big Sandy #1_Ext Gas FOM Capitalized
30394 | Big Sandy #1_Ext Gas FOM Capitalized | NOX | ATC | 2039 | AEP-KPCO | 448.3199 | 448.3199 | 0 | 20.3375 | 20.3375 | 0 | 0.14 | 2039 |  |  |  | REF | 0 | 0 | Real 2021 ¦ 12/22/2022 3:42:52 PM | Big Sandy #1_Ext Gas FOM Capitalized
30395 | Big Sandy #1_Ext Gas FOM Capitalized | SO2 | ATC | 2039 | AEP-KPCO | 160.1142 | 160.1142 | 0 | 0.62023 | 0.62023 | 0 | 0.05 | 2039 |  |  |  | REF | 0 | 0 | Real 2021 ¦ 12/22/2022 3:42:52 PM | Big Sandy #1_Ext Gas FOM Capitalized
31737 | Big Sandy #1 Gas | CO2 | ATC | 2040 | AEP-KPCO | 0 | 0 | 0 | 0 | 0 | 0 | 117 | 2040 |  |  |  | REF | 0 | 0 | Real 2021 ¦ 12/22/2022 3:42:52 PM | 13555
31738 | Big Sandy #1 Gas | NOX | ATC | 2040 | AEP-KPCO | 0 | 0 | 0 | 0 | 0 | 0 | 0.14 | 2040 |  |  |  | REF | 0 | 0 | Real 2021 ¦ 12/22/2022 3:42:52 PM | 13555
31739 | Big Sandy #1 Gas | SO2 | ATC | 2040 | AEP-KPCO | 0 | 0 | 0 | 0 | 0 | 0 | 0.05 | 2040 |  |  |  | REF | 0 | 0 | Real 2021 ¦ 12/22/2022 3:42:52 PM | 13555
31740 | Mitchell #1 (WV) | CO2 | ATC | 2040 | AEP-KPCO | 0 | 0 | 0 | 0 | 0 | 0 | 205.7 | 2040 |  |  |  | REF | 0 | 0 | Real 2021 ¦ 12/22/2022 3:42:52 PM | 3102
31741 | Mitchell #1 (WV) | NOX | ATC | 2040 | AEP-KPCO | 0 | 0 | 0 | 0 | 0 | 0 | 0.07 | 2040 |  |  |  | REF | 0 | 0 | Real 2021 ¦ 12/22/2022 3:42:52 PM | 3102
31742 | Mitchell #1 (WV) | SO2 | ATC | 2040 | AEP-KPCO | 0 | 0 | 0 | 0 | 0 | 0 | 4.27 | 2040 |  |  |  | REF | 0 | 0 | Real 2021 ¦ 12/22/2022 3:42:52 PM | 3102
31743 | Mitchell #2 (WV) | CO2 | ATC | 2040 | AEP-KPCO | 0 | 0 | 0 | 0 | 0 | 0 | 205.7 | 2040 |  |  |  | REF | 0 | 0 | Real 2021 ¦ 12/22/2022 3:42:52 PM | 3105
31744 | Mitchell #2 (WV) | NOX | ATC | 2040 | AEP-KPCO | 0 | 0 | 0 | 0 | 0 | 0 | 0.07 | 2040 |  |  |  | REF | 0 | 0 | Real 2021 ¦ 12/22/2022 3:42:52 PM | 3105
31745 | Mitchell #2 (WV) | SO2 | ATC | 2040 | AEP-KPCO | 0 | 0 | 0 | 0 | 0 | 0 | 4.27 | 2040 |  |  |  | REF | 0 | 0 | Real 2021 ¦ 12/22/2022 3:42:52 PM | 3105
31746 | Area 1001 Gas CC 2x1 2024 | CO2 | ATC | 2040 | AEP-KPCO | 2716634.75 | 2716634.75 | 0 | 35733.9492 | 35733.9492 | 0 | 122 | 2040 |  |  |  | REF | 0 | 0 | Real 2021 ¦ 12/22/2022 3:42:52 PM | Area 1001 Gas CC 2x1 2024
31747 | Area 1001 Gas CC 2x1 2024 | NOX | ATC | 2040 | AEP-KPCO | 12.4698 | 12.4698 | 0 | 0.56001 | 0.56001 | 0 | 0.00056 | 2040 |  |  |  | REF | 0 | 0 | Real 2021 ¦ 12/22/2022 3:42:52 PM | Area 1001 Gas CC 2x1 2024
31748 | Area 1001 Gas CC 2x1 2024 | SO2 | ATC | 2040 | AEP-KPCO | 167.4516 | 167.4516 | 0 | 0.66105 | 0.66105 | 0 | 0.00752 | 2040 |  |  |  | REF | 0 | 0 | Real 2021 ¦ 12/22/2022 3:42:52 PM | Area 1001 Gas CC 2x1 2024
31749 | Area 1001 Gas CC 2x1 2025 | CO2 | ATC | 2040 | AEP-KPCO | 2716634.75 | 2716634.75 | 0 | 35733.9492 | 35733.9492 | 0 | 122 | 2040 |  |  |  | REF | 0 | 0 | Real 2021 ¦ 12/22/2022 3:42:52 PM | Area 1001 Gas CC 2x1 2025
31750 | Area 1001 Gas CC 2x1 2025 | NOX | ATC | 2040 | AEP-KPCO | 12.4698 | 12.4698 | 0 | 0.56001 | 0.56001 | 0 | 0.00056 | 2040 |  |  |  | REF | 0 | 0 | Real 2021 ¦ 12/22/2022 3:42:52 PM | Area 1001 Gas CC 2x1 2025
31751 | Area 1001 Gas CC 2x1 2025 | SO2 | ATC | 2040 | AEP-KPCO | 167.4516 | 167.4516 | 0 | 0.66105 | 0.66105 | 0 | 0.00752 | 2040 |  |  |  | REF | 0 | 0 | Real 2021 ¦ 12/22/2022 3:42:52 PM | Area 1001 Gas CC 2x1 2025
31752 | Area 1001 Gas CC 2x1 2026 | CO2 | ATC | 2040 | AEP-KPCO | 2716634.75 | 2716634.75 | 0 | 35733.9492 | 35733.9492 | 0 | 122 | 2040 |  |  |  | REF | 0 | 0 | Real 2021 ¦ 12/22/2022 3:42:52 PM | Area 1001 Gas CC 2x1 2026
31753 | Area 1001 Gas CC 2x1 2026 | NOX | ATC | 2040 | AEP-KPCO | 12.4698 | 12.4698 | 0 | 0.56001 | 0.56001 | 0 | 0.00056 | 2040 |  |  |  | REF | 0 | 0 | Real 2021 ¦ 12/22/2022 3:42:52 PM | Area 1001 Gas CC 2x1 2026
31754 | Area 1001 Gas CC 2x1 2026 | SO2 | ATC | 2040 | AEP-KPCO | 167.4516 | 167.4516 | 0 | 0.66105 | 0.66105 | 0 | 0.00752 | 2040 |  |  |  | REF | 0 | 0 | Real 2021 ¦ 12/22/2022 3:42:52 PM | Area 1001 Gas CC 2x1 2026
31755 | Area 1001 Gas CC 2x1 2027 | CO2 | ATC | 2040 | AEP-KPCO | 2716634.75 | 2716634.75 | 0 | 35733.9492 | 35733.9492 | 0 | 122 | 2040 |  |  |  | REF | 0 | 0 | Real 2021 ¦ 12/22/2022 3:42:52 PM | Area 1001 Gas CC 2x1 2027
31756 | Area 1001 Gas CC 2x1 2027 | NOX | ATC | 2040 | AEP-KPCO | 12.4698 | 12.4698 | 0 | 0.56001 | 0.56001 | 0 | 0.00056 | 2040 |  |  |  | REF | 0 | 0 | Real 2021 ¦ 12/22/2022 3:42:52 PM | Area 1001 Gas CC 2x1 2027
31757 | Area 1001 Gas CC 2x1 2027 | SO2 | ATC | 2040 | AEP-KPCO | 167.4516 | 167.4516 | 0 | 0.66105 | 0.66105 | 0 | 0.00752 | 2040 |  |  |  | REF | 0 | 0 | Real 2021 ¦ 12/22/2022 3:42:52 PM | Area 1001 Gas CC 2x1 2027
31758 | Area 1001 Gas CC 2x1 2028 | CO2 | ATC | 2040 | AEP-KPCO | 2716344.75 | 2716344.75 | 0 | 35730.1328 | 35730.1328 | 0 | 122 | 2040 |  |  |  | REF | 0 | 0 | Real 2021 ¦ 12/22/2022 3:42:52 PM | Area 1001 Gas CC 2x1 2028
31759 | Area 1001 Gas CC 2x1 2028 | NOX | ATC | 2040 | AEP-KPCO | 12.4685 | 12.4685 | 0 | 0.55996 | 0.55996 | 0 | 0.00056 | 2040 |  |  |  | REF | 0 | 0 | Real 2021 ¦ 12/22/2022 3:42:52 PM | Area 1001 Gas CC 2x1 2028
31760 | Area 1001 Gas CC 2x1 2028 | SO2 | ATC | 2040 | AEP-KPCO | 167.4337 | 167.4337 | 0 | 0.66098 | 0.66098 | 0 | 0.00752 | 2040 |  |  |  | REF | 0 | 0 | Real 2021 ¦ 12/22/2022 3:42:52 PM | Area 1001 Gas CC 2x1 2028
31761 | Area 1001 Gas CC 2x1 2029 | CO2 | ATC | 2040 | AEP-KPCO | 2716634.75 | 2716634.75 | 0 | 35733.9492 | 35733.9492 | 0 | 122 | 2040 |  |  |  | REF | 0 | 0 | Real 2021 ¦ 12/22/2022 3:42:52 PM | Area 1001 Gas CC 2x1 2029
31762 | Area 1001 Gas CC 2x1 2029 | NOX | ATC | 2040 | AEP-KPCO | 12.4698 | 12.4698 | 0 | 0.56001 | 0.56001 | 0 | 0.00056 | 2040 |  |  |  | REF | 0 | 0 | Real 2021 ¦ 12/22/2022 3:42:52 PM | Area 1001 Gas CC 2x1 2029
31763 | Area 1001 Gas CC 2x1 2029 | SO2 | ATC | 2040 | AEP-KPCO | 167.4516 | 167.4516 | 0 | 0.66105 | 0.66105 | 0 | 0.00752 | 2040 |  |  |  | REF | 0 | 0 | Real 2021 ¦ 12/22/2022 3:42:52 PM | Area 1001 Gas CC 2x1 2029
31764 | Area 1001 Gas CC 2x1 2030 | CO2 | ATC | 2040 | AEP-KPCO | 2719880.75 | 2719880.75 | 0 | 35776.6484 | 35776.6484 | 0 | 122 | 2040 |  |  |  | REF | 0 | 0 | Real 2021 ¦ 12/22/2022 3:42:52 PM | Area 1001 Gas CC 2x1 2030
31765 | Area 1001 Gas CC 2x1 2030 | NOX | ATC | 2040 | AEP-KPCO | 12.4847 | 12.4847 | 0 | 0.56008 | 0.56008 | 0 | 0.00056 | 2040 |  |  |  | REF | 0 | 0 | Real 2021 ¦ 12/22/2022 3:42:52 PM | Area 1001 Gas CC 2x1 2030
31766 | Area 1001 Gas CC 2x1 2030 | SO2 | ATC | 2040 | AEP-KPCO | 167.6517 | 167.6517 | 0 | 0.66184 | 0.66184 | 0 | 0.00752 | 2040 |  |  |  | REF | 0 | 0 | Real 2021 ¦ 12/22/2022 3:42:52 PM | Area 1001 Gas CC 2x1 2030
31767 | Area 1001 Gas CC 2x1 2031 | CO2 | ATC | 2040 | AEP-KPCO | 2716634.75 | 2716634.75 | 0 | 35733.9492 | 35733.9492 | 0 | 122 | 2040 |  |  |  | REF | 0 | 0 | Real 2021 ¦ 12/22/2022 3:42:52 PM | Area 1001 Gas CC 2x1 2031
31768 | Area 1001 Gas CC 2x1 2031 | NOX | ATC | 2040 | AEP-KPCO | 12.4698 | 12.4698 | 0 | 0.56001 | 0.56001 | 0 | 0.00056 | 2040 |  |  |  | REF | 0 | 0 | Real 2021 ¦ 12/22/2022 3:42:52 PM | Area 1001 Gas CC 2x1 2031
31769 | Area 1001 Gas CC 2x1 2031 | SO2 | ATC | 2040 | AEP-KPCO | 167.4516 | 167.4516 | 0 | 0.66105 | 0.66105 | 0 | 0.00752 | 2040 |  |  |  | REF | 0 | 0 | Real 2021 ¦ 12/22/2022 3:42:52 PM | Area 1001 Gas CC 2x1 2031
31770 | Area 1001 Gas CC 2x1 2032 | CO2 | ATC | 2040 | AEP-KPCO | 2716634.75 | 2716634.75 | 0 | 35733.9492 | 35733.9492 | 0 | 122 | 2040 |  |  |  | REF | 0 | 0 | Real 2021 ¦ 12/22/2022 3:42:52 PM | Area 1001 Gas CC 2x1 2032
31771 | Area 1001 Gas CC 2x1 2032 | NOX | ATC | 2040 | AEP-KPCO | 12.4698 | 12.4698 | 0 | 0.56001 | 0.56001 | 0 | 0.00056 | 2040 |  |  |  | REF | 0 | 0 | Real 2021 ¦ 12/22/2022 3:42:52 PM | Area 1001 Gas CC 2x1 2032
31772 | Area 1001 Gas CC 2x1 2032 | SO2 | ATC | 2040 | AEP-KPCO | 167.4516 | 167.4516 | 0 | 0.66105 | 0.66105 | 0 | 0.00752 | 2040 |  |  |  | REF | 0 | 0 | Real 2021 ¦ 12/22/2022 3:42:52 PM | Area 1001 Gas CC 2x1 2032
31773 | Area 1001 Gas CC 2x1 2033 | CO2 | ATC | 2040 | AEP-KPCO | 2716634.75 | 2716634.75 | 0 | 35733.9492 | 35733.9492 | 0 | 122 | 2040 |  |  |  | REF | 0 | 0 | Real 2021 ¦ 12/22/2022 3:42:52 PM | Area 1001 Gas CC 2x1 2033
31774 | Area 1001 Gas CC 2x1 2033 | NOX | ATC | 2040 | AEP-KPCO | 12.4698 | 12.4698 | 0 | 0.56001 | 0.56001 | 0 | 0.00056 | 2040 |  |  |  | REF | 0 | 0 | Real 2021 ¦ 12/22/2022 3:42:52 PM | Area 1001 Gas CC 2x1 2033
31775 | Area 1001 Gas CC 2x1 2033 | SO2 | ATC | 2040 | AEP-KPCO | 167.4516 | 167.4516 | 0 | 0.66105 | 0.66105 | 0 | 0.00752 | 2040 |  |  |  | REF | 0 | 0 | Real 2021 ¦ 12/22/2022 3:42:52 PM | Area 1001 Gas CC 2x1 2033
31776 | Area 1001 Gas CC 2x1 2034 | CO2 | ATC | 2040 | AEP-KPCO | 2716634.75 | 2716634.75 | 0 | 35733.9492 | 35733.9492 | 0 | 122 | 2040 |  |  |  | REF | 0 | 0 | Real 2021 ¦ 12/22/2022 3:42:52 PM | Area 1001 Gas CC 2x1 2034
31777 | Area 1001 Gas CC 2x1 2034 | NOX | ATC | 2040 | AEP-KPCO | 12.4698 | 12.4698 | 0 | 0.56001 | 0.56001 | 0 | 0.00056 | 2040 |  |  |  | REF | 0 | 0 | Real 2021 ¦ 12/22/2022 3:42:52 PM | Area 1001 Gas CC 2x1 2034
31778 | Area 1001 Gas CC 2x1 2034 | SO2 | ATC | 2040 | AEP-KPCO | 167.4516 | 167.4516 | 0 | 0.66105 | 0.66105 | 0 | 0.00752 | 2040 |  |  |  | REF | 0 | 0 | Real 2021 ¦ 12/22/2022 3:42:52 PM | Area 1001 Gas CC 2x1 2034
31779 | Area 1001 Gas CC 2x1 2035 | CO2 | ATC | 2040 | AEP-KPCO | 2716634.75 | 2716634.75 | 0 | 35733.9492 | 35733.9492 | 0 | 122 | 2040 |  |  |  | REF | 0 | 0 | Real 2021 ¦ 12/22/2022 3:42:52 PM | Area 1001 Gas CC 2x1 2035
31780 | Area 1001 Gas CC 2x1 2035 | NOX | ATC | 2040 | AEP-KPCO | 12.4698 | 12.4698 | 0 | 0.56001 | 0.56001 | 0 | 0.00056 | 2040 |  |  |  | REF | 0 | 0 | Real 2021 ¦ 12/22/2022 3:42:52 PM | Area 1001 Gas CC 2x1 2035
31781 | Area 1001 Gas CC 2x1 2035 | SO2 | ATC | 2040 | AEP-KPCO | 167.4516 | 167.4516 | 0 | 0.66105 | 0.66105 | 0 | 0.00752 | 2040 |  |  |  | REF | 0 | 0 | Real 2021 ¦ 12/22/2022 3:42:52 PM | Area 1001 Gas CC 2x1 2035
31782 | Area 1001 Gas CC 2x1 2036 | CO2 | ATC | 2040 | AEP-KPCO | 2716634.75 | 2716634.75 | 0 | 35733.9492 | 35733.9492 | 0 | 122 | 2040 |  |  |  | REF | 0 | 0 | Real 2021 ¦ 12/22/2022 3:42:52 PM | Area 1001 Gas CC 2x1 2036
31783 | Area 1001 Gas CC 2x1 2036 | NOX | ATC | 2040 | AEP-KPCO | 12.4698 | 12.4698 | 0 | 0.56001 | 0.56001 | 0 | 0.00056 | 2040 |  |  |  | REF | 0 | 0 | Real 2021 ¦ 12/22/2022 3:42:52 PM | Area 1001 Gas CC 2x1 2036
31784 | Area 1001 Gas CC 2x1 2036 | SO2 | ATC | 2040 | AEP-KPCO | 167.4516 | 167.4516 | 0 | 0.66105 | 0.66105 | 0 | 0.00752 | 2040 |  |  |  | REF | 0 | 0 | Real 2021 ¦ 12/22/2022 3:42:52 PM | Area 1001 Gas CC 2x1 2036
31785 | Area 1001 Gas CC 2x1 2037 | CO2 | ATC | 2040 | AEP-KPCO | 2716634.75 | 2716634.75 | 0 | 35733.9492 | 35733.9492 | 0 | 122 | 2040 |  |  |  | REF | 0 | 0 | Real 2021 ¦ 12/22/2022 3:42:52 PM | Area 1001 Gas CC 2x1 2037
31786 | Area 1001 Gas CC 2x1 2037 | NOX | ATC | 2040 | AEP-KPCO | 12.4698 | 12.4698 | 0 | 0.56001 | 0.56001 | 0 | 0.00056 | 2040 |  |  |  | REF | 0 | 0 | Real 2021 ¦ 12/22/2022 3:42:52 PM | Area 1001 Gas CC 2x1 2037
31787 | Area 1001 Gas CC 2x1 2037 | SO2 | ATC | 2040 | AEP-KPCO | 167.4516 | 167.4516 | 0 | 0.66105 | 0.66105 | 0 | 0.00752 | 2040 |  |  |  | REF | 0 | 0 | Real 2021 ¦ 12/22/2022 3:42:52 PM | Area 1001 Gas CC 2x1 2037
31788 | Area 1001 Gas CC 2x1 2038 | CO2 | ATC | 2040 | AEP-KPCO | 2716634.75 | 2716634.75 | 0 | 35733.9492 | 35733.9492 | 0 | 122 | 2040 |  |  |  | REF | 0 | 0 | Real 2021 ¦ 12/22/2022 3:42:52 PM | Area 1001 Gas CC 2x1 2038
31789 | Area 1001 Gas CC 2x1 2038 | NOX | ATC | 2040 | AEP-KPCO | 12.4698 | 12.4698 | 0 | 0.56001 | 0.56001 | 0 | 0.00056 | 2040 |  |  |  | REF | 0 | 0 | Real 2021 ¦ 12/22/2022 3:42:52 PM | Area 1001 Gas CC 2x1 2038
31790 | Area 1001 Gas CC 2x1 2038 | SO2 | ATC | 2040 | AEP-KPCO | 167.4516 | 167.4516 | 0 | 0.66105 | 0.66105 | 0 | 0.00752 | 2040 |  |  |  | REF | 0 | 0 | Real 2021 ¦ 12/22/2022 3:42:52 PM | Area 1001 Gas CC 2x1 2038
31791 | Area 1001 Gas CC 2x1 2039 | CO2 | ATC | 2040 | AEP-KPCO | 2716634.75 | 2716634.75 | 0 | 35733.9492 | 35733.9492 | 0 | 122 | 2040 |  |  |  | REF | 0 | 0 | Real 2021 ¦ 12/22/2022 3:42:52 PM | Area 1001 Gas CC 2x1 2039
31792 | Area 1001 Gas CC 2x1 2039 | NOX | ATC | 2040 | AEP-KPCO | 12.4698 | 12.4698 | 0 | 0.56001 | 0.56001 | 0 | 0.00056 | 2040 |  |  |  | REF | 0 | 0 | Real 2021 ¦ 12/22/2022 3:42:52 PM | Area 1001 Gas CC 2x1 2039
31793 | Area 1001 Gas CC 2x1 2039 | SO2 | ATC | 2040 | AEP-KPCO | 167.4516 | 167.4516 | 0 | 0.66105 | 0.66105 | 0 | 0.00752 | 2040 |  |  |  | REF | 0 | 0 | Real 2021 ¦ 12/22/2022 3:42:52 PM | Area 1001 Gas CC 2x1 2039
31794 | Area 1001 Gas CC 2x1 2040 | CO2 | ATC | 2040 | AEP-KPCO | 2716634.75 | 2716634.75 | 0 | 35733.9492 | 35733.9492 | 0 | 122 | 2040 |  |  |  | REF | 0 | 0 | Real 2021 ¦ 12/22/2022 3:42:52 PM | Area 1001 Gas CC 2x1 2040
31795 | Area 1001 Gas CC 2x1 2040 | NOX | ATC | 2040 | AEP-KPCO | 12.4698 | 12.4698 | 0 | 0.56001 | 0.56001 | 0 | 0.00056 | 2040 |  |  |  | REF | 0 | 0 | Real 2021 ¦ 12/22/2022 3:42:52 PM | Area 1001 Gas CC 2x1 2040
31796 | Area 1001 Gas CC 2x1 2040 | SO2 | ATC | 2040 | AEP-KPCO | 167.4516 | 167.4516 | 0 | 0.66105 | 0.66105 | 0 | 0.00752 | 2040 |  |  |  | REF | 0 | 0 | Real 2021 ¦ 12/22/2022 3:42:52 PM | Area 1001 Gas CC 2x1 2040
31797 | Area 1001 Gas CC 2x1 2041 | CO2 | ATC | 2040 | AEP-KPCO | 0 | 0 | 0 | 0 | 0 | 0 | 122 | 2040 |  |  |  | REF | 0 | 0 | Real 2021 ¦ 12/22/2022 3:42:52 PM | Area 1001 Gas CC 2x1 2041
31798 | Area 1001 Gas CC 2x1 2041 | NOX | ATC | 2040 | AEP-KPCO | 0 | 0 | 0 | 0 | 0 | 0 | 0.00056 | 2040 |  |  |  | REF | 0 | 0 | Real 2021 ¦ 12/22/2022 3:42:52 PM | Area 1001 Gas CC 2x1 2041
31799 | Area 1001 Gas CC 2x1 2041 | SO2 | ATC | 2040 | AEP-KPCO | 0 | 0 | 0 | 0 | 0 | 0 | 0.00752 | 2040 |  |  |  | REF | 0 | 0 | Real 2021 ¦ 12/22/2022 3:42:52 PM | Area 1001 Gas CC 2x1 2041
31800 | Area 1001 Gas CC 2x1 2042 | CO2 | ATC | 2040 | AEP-KPCO | 0 | 0 | 0 | 0 | 0 | 0 | 122 | 2040 |  |  |  | REF | 0 | 0 | Real 2021 ¦ 12/22/2022 3:42:52 PM | Area 1001 Gas CC 2x1 2042
31801 | Area 1001 Gas CC 2x1 2042 | NOX | ATC | 2040 | AEP-KPCO | 0 | 0 | 0 | 0 | 0 | 0 | 0.00056 | 2040 |  |  |  | REF | 0 | 0 | Real 2021 ¦ 12/22/2022 3:42:52 PM | Area 1001 Gas CC 2x1 2042
31802 | Area 1001 Gas CC 2x1 2042 | SO2 | ATC | 2040 | AEP-KPCO | 0 | 0 | 0 | 0 | 0 | 0 | 0.00752 | 2040 |  |  |  | REF | 0 | 0 | Real 2021 ¦ 12/22/2022 3:42:52 PM | Area 1001 Gas CC 2x1 2042
31803 | Area 1001 Gas CC 2x1 2043 | CO2 | ATC | 2040 | AEP-KPCO | 0 | 0 | 0 | 0 | 0 | 0 | 122 | 2040 |  |  |  | REF | 0 | 0 | Real 2021 ¦ 12/22/2022 3:42:52 PM | Area 1001 Gas CC 2x1 2043
31804 | Area 1001 Gas CC 2x1 2043 | NOX | ATC | 2040 | AEP-KPCO | 0 | 0 | 0 | 0 | 0 | 0 | 0.00056 | 2040 |  |  |  | REF | 0 | 0 | Real 2021 ¦ 12/22/2022 3:42:52 PM | Area 1001 Gas CC 2x1 2043
31805 | Area 1001 Gas CC 2x1 2043 | SO2 | ATC | 2040 | AEP-KPCO | 0 | 0 | 0 | 0 | 0 | 0 | 0.00752 | 2040 |  |  |  | REF | 0 | 0 | Real 2021 ¦ 12/22/2022 3:42:52 PM | Area 1001 Gas CC 2x1 2043
31806 | Area 1001 Gas CC 1x1 2024 | CO2 | ATC | 2040 | AEP-KPCO | 1026677.8125 | 1026677.8125 | 0 | 13504.6689 | 13504.6689 | 0 | 122 | 2040 |  |  |  | REF | 0 | 0 | Real 2021 ¦ 12/22/2022 3:42:52 PM | Area 1001 Gas CC 1x1 2024
31807 | Area 1001 Gas CC 1x1 2024 | NOX | ATC | 2040 | AEP-KPCO | 4.7126 | 4.7126 | 0 | 0.21244 | 0.21244 | 0 | 0.00056 | 2040 |  |  |  | REF | 0 | 0 | Real 2021 ¦ 12/22/2022 3:42:52 PM | Area 1001 Gas CC 1x1 2024
31808 | Area 1001 Gas CC 1x1 2024 | SO2 | ATC | 2040 | AEP-KPCO | 63.2837 | 63.2837 | 0 | 0.24983 | 0.24983 | 0 | 0.00752 | 2040 |  |  |  | REF | 0 | 0 | Real 2021 ¦ 12/22/2022 3:42:52 PM | Area 1001 Gas CC 1x1 2024
31809 | Area 1001 Gas CC 1x1 2025 | CO2 | ATC | 2040 | AEP-KPCO | 1026677.8125 | 1026677.8125 | 0 | 13504.6689 | 13504.6689 | 0 | 122 | 2040 |  |  |  | REF | 0 | 0 | Real 2021 ¦ 12/22/2022 3:42:52 PM | Area 1001 Gas CC 1x1 2025
31810 | Area 1001 Gas CC 1x1 2025 | NOX | ATC | 2040 | AEP-KPCO | 4.7126 | 4.7126 | 0 | 0.21244 | 0.21244 | 0 | 0.00056 | 2040 |  |  |  | REF | 0 | 0 | Real 2021 ¦ 12/22/2022 3:42:52 PM | Area 1001 Gas CC 1x1 2025
31811 | Area 1001 Gas CC 1x1 2025 | SO2 | ATC | 2040 | AEP-KPCO | 63.2837 | 63.2837 | 0 | 0.24983 | 0.24983 | 0 | 0.00752 | 2040 |  |  |  | REF | 0 | 0 | Real 2021 ¦ 12/22/2022 3:42:52 PM | Area 1001 Gas CC 1x1 2025
31812 | Area 1001 Gas CC 1x1 2026 | CO2 | ATC | 2040 | AEP-KPCO | 1026891.5625 | 1026891.5625 | 0 | 13507.4805 | 13507.4805 | 0 | 122 | 2040 |  |  |  | REF | 0 | 0 | Real 2021 ¦ 12/22/2022 3:42:52 PM | Area 1001 Gas CC 1x1 2026
31813 | Area 1001 Gas CC 1x1 2026 | NOX | ATC | 2040 | AEP-KPCO | 4.7136 | 4.7136 | 0 | 0.21245 | 0.21245 | 0 | 0.00056 | 2040 |  |  |  | REF | 0 | 0 | Real 2021 ¦ 12/22/2022 3:42:52 PM | Area 1001 Gas CC 1x1 2026
31814 | Area 1001 Gas CC 1x1 2026 | SO2 | ATC | 2040 | AEP-KPCO | 63.2969 | 63.2969 | 0 | 0.24988 | 0.24988 | 0 | 0.00752 | 2040 |  |  |  | REF | 0 | 0 | Real 2021 ¦ 12/22/2022 3:42:52 PM | Area 1001 Gas CC 1x1 2026
31815 | Area 1001 Gas CC 1x1 2027 | CO2 | ATC | 2040 | AEP-KPCO | 1026677.8125 | 1026677.8125 | 0 | 13504.6689 | 13504.6689 | 0 | 122 | 2040 |  |  |  | REF | 0 | 0 | Real 2021 ¦ 12/22/2022 3:42:52 PM | Area 1001 Gas CC 1x1 2027
31816 | Area 1001 Gas CC 1x1 2027 | NOX | ATC | 2040 | AEP-KPCO | 4.7126 | 4.7126 | 0 | 0.21244 | 0.21244 | 0 | 0.00056 | 2040 |  |  |  | REF | 0 | 0 | Real 2021 ¦ 12/22/2022 3:42:52 PM | Area 1001 Gas CC 1x1 2027
31817 | Area 1001 Gas CC 1x1 2027 | SO2 | ATC | 2040 | AEP-KPCO | 63.2837 | 63.2837 | 0 | 0.24983 | 0.24983 | 0 | 0.00752 | 2040 |  |  |  | REF | 0 | 0 | Real 2021 ¦ 12/22/2022 3:42:52 PM | Area 1001 Gas CC 1x1 2027
31818 | Area 1001 Gas CC 1x1 2028 | CO2 | ATC | 2040 | AEP-KPCO | 1026677.8125 | 1026677.8125 | 0 | 13504.6689 | 13504.6689 | 0 | 122 | 2040 |  |  |  | REF | 0 | 0 | Real 2021 ¦ 12/22/2022 3:42:52 PM | Area 1001 Gas CC 1x1 2028
31819 | Area 1001 Gas CC 1x1 2028 | NOX | ATC | 2040 | AEP-KPCO | 4.7126 | 4.7126 | 0 | 0.21244 | 0.21244 | 0 | 0.00056 | 2040 |  |  |  | REF | 0 | 0 | Real 2021 ¦ 12/22/2022 3:42:52 PM | Area 1001 Gas CC 1x1 2028
31820 | Area 1001 Gas CC 1x1 2028 | SO2 | ATC | 2040 | AEP-KPCO | 63.2837 | 63.2837 | 0 | 0.24983 | 0.24983 | 0 | 0.00752 | 2040 |  |  |  | REF | 0 | 0 | Real 2021 ¦ 12/22/2022 3:42:52 PM | Area 1001 Gas CC 1x1 2028
31821 | Area 1001 Gas CC 1x1 2029 | CO2 | ATC | 2040 | AEP-KPCO | 1026834.5 | 1026834.5 | 0 | 13506.7305 | 13506.7305 | 0 | 122 | 2040 |  |  |  | REF | 0 | 0 | Real 2021 ¦ 12/22/2022 3:42:52 PM | Area 1001 Gas CC 1x1 2029
31822 | Area 1001 Gas CC 1x1 2029 | NOX | ATC | 2040 | AEP-KPCO | 4.7133 | 4.7133 | 0 | 0.21244 | 0.21244 | 0 | 0.00056 | 2040 |  |  |  | REF | 0 | 0 | Real 2021 ¦ 12/22/2022 3:42:52 PM | Area 1001 Gas CC 1x1 2029
31823 | Area 1001 Gas CC 1x1 2029 | SO2 | ATC | 2040 | AEP-KPCO | 63.2934 | 63.2934 | 0 | 0.24986 | 0.24986 | 0 | 0.00752 | 2040 |  |  |  | REF | 0 | 0 | Real 2021 ¦ 12/22/2022 3:42:52 PM | Area 1001 Gas CC 1x1 2029
31824 | Area 1001 Gas CC 1x1 2030 | CO2 | ATC | 2040 | AEP-KPCO | 1026677.8125 | 1026677.8125 | 0 | 13504.6689 | 13504.6689 | 0 | 122 | 2040 |  |  |  | REF | 0 | 0 | Real 2021 ¦ 12/22/2022 3:42:52 PM | Area 1001 Gas CC 1x1 2030
31825 | Area 1001 Gas CC 1x1 2030 | NOX | ATC | 2040 | AEP-KPCO | 4.7126 | 4.7126 | 0 | 0.21244 | 0.21244 | 0 | 0.00056 | 2040 |  |  |  | REF | 0 | 0 | Real 2021 ¦ 12/22/2022 3:42:52 PM | Area 1001 Gas CC 1x1 2030
31826 | Area 1001 Gas CC 1x1 2030 | SO2 | ATC | 2040 | AEP-KPCO | 63.2837 | 63.2837 | 0 | 0.24983 | 0.24983 | 0 | 0.00752 | 2040 |  |  |  | REF | 0 | 0 | Real 2021 ¦ 12/22/2022 3:42:52 PM | Area 1001 Gas CC 1x1 2030
31827 | Area 1001 Gas CC 1x1 2031 | CO2 | ATC | 2040 | AEP-KPCO | 1026886.75 | 1026886.75 | 0 | 13507.417 | 13507.417 | 0 | 122 | 2040 |  |  |  | REF | 0 | 0 | Real 2021 ¦ 12/22/2022 3:42:52 PM | Area 1001 Gas CC 1x1 2031
31828 | Area 1001 Gas CC 1x1 2031 | NOX | ATC | 2040 | AEP-KPCO | 4.7136 | 4.7136 | 0 | 0.21244 | 0.21244 | 0 | 0.00056 | 2040 |  |  |  | REF | 0 | 0 | Real 2021 ¦ 12/22/2022 3:42:52 PM | Area 1001 Gas CC 1x1 2031
31829 | Area 1001 Gas CC 1x1 2031 | SO2 | ATC | 2040 | AEP-KPCO | 63.2966 | 63.2966 | 0 | 0.24988 | 0.24988 | 0 | 0.00752 | 2040 |  |  |  | REF | 0 | 0 | Real 2021 ¦ 12/22/2022 3:42:52 PM | Area 1001 Gas CC 1x1 2031
31830 | Area 1001 Gas CC 1x1 2032 | CO2 | ATC | 2040 | AEP-KPCO | 1026886.75 | 1026886.75 | 0 | 13507.417 | 13507.417 | 0 | 122 | 2040 |  |  |  | REF | 0 | 0 | Real 2021 ¦ 12/22/2022 3:42:52 PM | Area 1001 Gas CC 1x1 2032
31831 | Area 1001 Gas CC 1x1 2032 | NOX | ATC | 2040 | AEP-KPCO | 4.7136 | 4.7136 | 0 | 0.21244 | 0.21244 | 0 | 0.00056 | 2040 |  |  |  | REF | 0 | 0 | Real 2021 ¦ 12/22/2022 3:42:52 PM | Area 1001 Gas CC 1x1 2032
31832 | Area 1001 Gas CC 1x1 2032 | SO2 | ATC | 2040 | AEP-KPCO | 63.2966 | 63.2966 | 0 | 0.24988 | 0.24988 | 0 | 0.00752 | 2040 |  |  |  | REF | 0 | 0 | Real 2021 ¦ 12/22/2022 3:42:52 PM | Area 1001 Gas CC 1x1 2032
31833 | Area 1001 Gas CC 1x1 2033 | CO2 | ATC | 2040 | AEP-KPCO | 1026677.8125 | 1026677.8125 | 0 | 13504.6689 | 13504.6689 | 0 | 122 | 2040 |  |  |  | REF | 0 | 0 | Real 2021 ¦ 12/22/2022 3:42:52 PM | Area 1001 Gas CC 1x1 2033
31834 | Area 1001 Gas CC 1x1 2033 | NOX | ATC | 2040 | AEP-KPCO | 4.7126 | 4.7126 | 0 | 0.21244 | 0.21244 | 0 | 0.00056 | 2040 |  |  |  | REF | 0 | 0 | Real 2021 ¦ 12/22/2022 3:42:52 PM | Area 1001 Gas CC 1x1 2033
31835 | Area 1001 Gas CC 1x1 2033 | SO2 | ATC | 2040 | AEP-KPCO | 63.2837 | 63.2837 | 0 | 0.24983 | 0.24983 | 0 | 0.00752 | 2040 |  |  |  | REF | 0 | 0 | Real 2021 ¦ 12/22/2022 3:42:52 PM | Area 1001 Gas CC 1x1 2033
31836 | Area 1001 Gas CC 1x1 2034 | CO2 | ATC | 2040 | AEP-KPCO | 1026677.8125 | 1026677.8125 | 0 | 13504.6689 | 13504.6689 | 0 | 122 | 2040 |  |  |  | REF | 0 | 0 | Real 2021 ¦ 12/22/2022 3:42:52 PM | Area 1001 Gas CC 1x1 2034
31837 | Area 1001 Gas CC 1x1 2034 | NOX | ATC | 2040 | AEP-KPCO | 4.7126 | 4.7126 | 0 | 0.21244 | 0.21244 | 0 | 0.00056 | 2040 |  |  |  | REF | 0 | 0 | Real 2021 ¦ 12/22/2022 3:42:52 PM | Area 1001 Gas CC 1x1 2034
31838 | Area 1001 Gas CC 1x1 2034 | SO2 | ATC | 2040 | AEP-KPCO | 63.2837 | 63.2837 | 0 | 0.24983 | 0.24983 | 0 | 0.00752 | 2040 |  |  |  | REF | 0 | 0 | Real 2021 ¦ 12/22/2022 3:42:52 PM | Area 1001 Gas CC 1x1 2034
31839 | Area 1001 Gas CC 1x1 2035 | CO2 | ATC | 2040 | AEP-KPCO | 1026677.8125 | 1026677.8125 | 0 | 13504.6689 | 13504.6689 | 0 | 122 | 2040 |  |  |  | REF | 0 | 0 | Real 2021 ¦ 12/22/2022 3:42:52 PM | Area 1001 Gas CC 1x1 2035
31840 | Area 1001 Gas CC 1x1 2035 | NOX | ATC | 2040 | AEP-KPCO | 4.7126 | 4.7126 | 0 | 0.21244 | 0.21244 | 0 | 0.00056 | 2040 |  |  |  | REF | 0 | 0 | Real 2021 ¦ 12/22/2022 3:42:52 PM | Area 1001 Gas CC 1x1 2035
31841 | Area 1001 Gas CC 1x1 2035 | SO2 | ATC | 2040 | AEP-KPCO | 63.2837 | 63.2837 | 0 | 0.24983 | 0.24983 | 0 | 0.00752 | 2040 |  |  |  | REF | 0 | 0 | Real 2021 ¦ 12/22/2022 3:42:52 PM | Area 1001 Gas CC 1x1 2035
31842 | Area 1001 Gas CC 1x1 2036 | CO2 | ATC | 2040 | AEP-KPCO | 1023838.4375 | 1023838.4375 | 0 | 13467.3203 | 13467.3203 | 0 | 122 | 2040 |  |  |  | REF | 0 | 0 | Real 2021 ¦ 12/22/2022 3:42:52 PM | Area 1001 Gas CC 1x1 2036
31843 | Area 1001 Gas CC 1x1 2036 | NOX | ATC | 2040 | AEP-KPCO | 4.6996 | 4.6996 | 0 | 0.2121 | 0.2121 | 0 | 0.00056 | 2040 |  |  |  | REF | 0 | 0 | Real 2021 ¦ 12/22/2022 3:42:52 PM | Area 1001 Gas CC 1x1 2036
31844 | Area 1001 Gas CC 1x1 2036 | SO2 | ATC | 2040 | AEP-KPCO | 63.1087 | 63.1087 | 0 | 0.24914 | 0.24914 | 0 | 0.00752 | 2040 |  |  |  | REF | 0 | 0 | Real 2021 ¦ 12/22/2022 3:42:52 PM | Area 1001 Gas CC 1x1 2036
31845 | Area 1001 Gas CC 1x1 2037 | CO2 | ATC | 2040 | AEP-KPCO | 1027690.8125 | 1027690.8125 | 0 | 13517.9932 | 13517.9932 | 0 | 122 | 2040 |  |  |  | REF | 0 | 0 | Real 2021 ¦ 12/22/2022 3:42:52 PM | Area 1001 Gas CC 1x1 2037
31846 | Area 1001 Gas CC 1x1 2037 | NOX | ATC | 2040 | AEP-KPCO | 4.7173 | 4.7173 | 0 | 0.21246 | 0.21246 | 0 | 0.00056 | 2040 |  |  |  | REF | 0 | 0 | Real 2021 ¦ 12/22/2022 3:42:52 PM | Area 1001 Gas CC 1x1 2037
31847 | Area 1001 Gas CC 1x1 2037 | SO2 | ATC | 2040 | AEP-KPCO | 63.3462 | 63.3462 | 0 | 0.25007 | 0.25007 | 0 | 0.00752 | 2040 |  |  |  | REF | 0 | 0 | Real 2021 ¦ 12/22/2022 3:42:52 PM | Area 1001 Gas CC 1x1 2037
31848 | Area 1001 Gas CC 1x1 2038 | CO2 | ATC | 2040 | AEP-KPCO | 1026677.8125 | 1026677.8125 | 0 | 13504.6689 | 13504.6689 | 0 | 122 | 2040 |  |  |  | REF | 0 | 0 | Real 2021 ¦ 12/22/2022 3:42:52 PM | Area 1001 Gas CC 1x1 2038
31849 | Area 1001 Gas CC 1x1 2038 | NOX | ATC | 2040 | AEP-KPCO | 4.7126 | 4.7126 | 0 | 0.21244 | 0.21244 | 0 | 0.00056 | 2040 |  |  |  | REF | 0 | 0 | Real 2021 ¦ 12/22/2022 3:42:52 PM | Area 1001 Gas CC 1x1 2038
31850 | Area 1001 Gas CC 1x1 2038 | SO2 | ATC | 2040 | AEP-KPCO | 63.2837 | 63.2837 | 0 | 0.24983 | 0.24983 | 0 | 0.00752 | 2040 |  |  |  | REF | 0 | 0 | Real 2021 ¦ 12/22/2022 3:42:52 PM | Area 1001 Gas CC 1x1 2038
31851 | Area 1001 Gas CC 1x1 2039 | CO2 | ATC | 2040 | AEP-KPCO | 1026677.8125 | 1026677.8125 | 0 | 13504.6689 | 13504.6689 | 0 | 122 | 2040 |  |  |  | REF | 0 | 0 | Real 2021 ¦ 12/22/2022 3:42:52 PM | Area 1001 Gas CC 1x1 2039
31852 | Area 1001 Gas CC 1x1 2039 | NOX | ATC | 2040 | AEP-KPCO | 4.7126 | 4.7126 | 0 | 0.21244 | 0.21244 | 0 | 0.00056 | 2040 |  |  |  | REF | 0 | 0 | Real 2021 ¦ 12/22/2022 3:42:52 PM | Area 1001 Gas CC 1x1 2039
31853 | Area 1001 Gas CC 1x1 2039 | SO2 | ATC | 2040 | AEP-KPCO | 63.2837 | 63.2837 | 0 | 0.24983 | 0.24983 | 0 | 0.00752 | 2040 |  |  |  | REF | 0 | 0 | Real 2021 ¦ 12/22/2022 3:42:52 PM | Area 1001 Gas CC 1x1 2039
31854 | Area 1001 Gas CC 1x1 2040 | CO2 | ATC | 2040 | AEP-KPCO | 1026677.8125 | 1026677.8125 | 0 | 13504.6689 | 13504.6689 | 0 | 122 | 2040 |  |  |  | REF | 0 | 0 | Real 2021 ¦ 12/22/2022 3:42:52 PM | Area 1001 Gas CC 1x1 2040
31855 | Area 1001 Gas CC 1x1 2040 | NOX | ATC | 2040 | AEP-KPCO | 4.7126 | 4.7126 | 0 | 0.21244 | 0.21244 | 0 | 0.00056 | 2040 |  |  |  | REF | 0 | 0 | Real 2021 ¦ 12/22/2022 3:42:52 PM | Area 1001 Gas CC 1x1 2040
31856 | Area 1001 Gas CC 1x1 2040 | SO2 | ATC | 2040 | AEP-KPCO | 63.2837 | 63.2837 | 0 | 0.24983 | 0.24983 | 0 | 0.00752 | 2040 |  |  |  | REF | 0 | 0 | Real 2021 ¦ 12/22/2022 3:42:52 PM | Area 1001 Gas CC 1x1 2040
31857 | Area 1001 Gas CC 1x1 2041 | CO2 | ATC | 2040 | AEP-KPCO | 0 | 0 | 0 | 0 | 0 | 0 | 122 | 2040 |  |  |  | REF | 0 | 0 | Real 2021 ¦ 12/22/2022 3:42:52 PM | Area 1001 Gas CC 1x1 2041
31858 | Area 1001 Gas CC 1x1 2041 | NOX | ATC | 2040 | AEP-KPCO | 0 | 0 | 0 | 0 | 0 | 0 | 0.00056 | 2040 |  |  |  | REF | 0 | 0 | Real 2021 ¦ 12/22/2022 3:42:52 PM | Area 1001 Gas CC 1x1 2041
31859 | Area 1001 Gas CC 1x1 2041 | SO2 | ATC | 2040 | AEP-KPCO | 0 | 0 | 0 | 0 | 0 | 0 | 0.00752 | 2040 |  |  |  | REF | 0 | 0 | Real 2021 ¦ 12/22/2022 3:42:52 PM | Area 1001 Gas CC 1x1 2041
31860 | Area 1001 Gas CC 1x1 2042 | CO2 | ATC | 2040 | AEP-KPCO | 0 | 0 | 0 | 0 | 0 | 0 | 122 | 2040 |  |  |  | REF | 0 | 0 | Real 2021 ¦ 12/22/2022 3:42:52 PM | Area 1001 Gas CC 1x1 2042
31861 | Area 1001 Gas CC 1x1 2042 | NOX | ATC | 2040 | AEP-KPCO | 0 | 0 | 0 | 0 | 0 | 0 | 0.00056 | 2040 |  |  |  | REF | 0 | 0 | Real 2021 ¦ 12/22/2022 3:42:52 PM | Area 1001 Gas CC 1x1 2042
31862 | Area 1001 Gas CC 1x1 2042 | SO2 | ATC | 2040 | AEP-KPCO | 0 | 0 | 0 | 0 | 0 | 0 | 0.00752 | 2040 |  |  |  | REF | 0 | 0 | Real 2021 ¦ 12/22/2022 3:42:52 PM | Area 1001 Gas CC 1x1 2042
31863 | Area 1001 Gas CC 1x1 2043 | CO2 | ATC | 2040 | AEP-KPCO | 0 | 0 | 0 | 0 | 0 | 0 | 122 | 2040 |  |  |  | REF | 0 | 0 | Real 2021 ¦ 12/22/2022 3:42:52 PM | Area 1001 Gas CC 1x1 2043
31864 | Area 1001 Gas CC 1x1 2043 | NOX | ATC | 2040 | AEP-KPCO | 0 | 0 | 0 | 0 | 0 | 0 | 0.00056 | 2040 |  |  |  | REF | 0 | 0 | Real 2021 ¦ 12/22/2022 3:42:52 PM | Area 1001 Gas CC 1x1 2043
31865 | Area 1001 Gas CC 1x1 2043 | SO2 | ATC | 2040 | AEP-KPCO | 0 | 0 | 0 | 0 | 0 | 0 | 0.00752 | 2040 |  |  |  | REF | 0 | 0 | Real 2021 ¦ 12/22/2022 3:42:52 PM | Area 1001 Gas CC 1x1 2043
31866 | Area 1001 Gas CT 2023 | CO2 | ATC | 2040 | AEP-KPCO | 388030.7188 | 388030.7188 | 0 | 5104.0615 | 5104.0615 | 0 | 122 | 2040 |  |  |  | REF | 0 | 0 | Real 2021 ¦ 12/22/2022 3:42:52 PM | Area 1001 Gas CT 2023
31867 | Area 1001 Gas CT 2023 | NOX | ATC | 2040 | AEP-KPCO | 1.7811 | 1.7811 | 0 | 0.095153 | 0.095153 | 0 | 0.00056 | 2040 |  |  |  | REF | 0 | 0 | Real 2021 ¦ 12/22/2022 3:42:52 PM | Area 1001 Gas CT 2023
31868 | Area 1001 Gas CT 2023 | SO2 | ATC | 2040 | AEP-KPCO | 23.918 | 23.918 | 0 | 0.094421 | 0.094421 | 0 | 0.00752 | 2040 |  |  |  | REF | 0 | 0 | Real 2021 ¦ 12/22/2022 3:42:52 PM | Area 1001 Gas CT 2023
31869 | Area 1001 Gas CT 2024 | CO2 | ATC | 2040 | AEP-KPCO | 388427.9375 | 388427.9375 | 0 | 5109.2861 | 5109.2861 | 0 | 122 | 2040 |  |  |  | REF | 0 | 0 | Real 2021 ¦ 12/22/2022 3:42:52 PM | Area 1001 Gas CT 2024
31870 | Area 1001 Gas CT 2024 | NOX | ATC | 2040 | AEP-KPCO | 1.7829 | 1.7829 | 0 | 0.095027 | 0.095027 | 0 | 0.00056 | 2040 |  |  |  | REF | 0 | 0 | Real 2021 ¦ 12/22/2022 3:42:52 PM | Area 1001 Gas CT 2024
31871 | Area 1001 Gas CT 2024 | SO2 | ATC | 2040 | AEP-KPCO | 23.9424 | 23.9424 | 0 | 0.094518 | 0.094518 | 0 | 0.00752 | 2040 |  |  |  | REF | 0 | 0 | Real 2021 ¦ 12/22/2022 3:42:52 PM | Area 1001 Gas CT 2024
31872 | Area 1001 Gas CT 2025 | CO2 | ATC | 2040 | AEP-KPCO | 387876.2188 | 387876.2188 | 0 | 5102.0293 | 5102.0293 | 0 | 122 | 2040 |  |  |  | REF | 0 | 0 | Real 2021 ¦ 12/22/2022 3:42:52 PM | Area 1001 Gas CT 2025
31873 | Area 1001 Gas CT 2025 | NOX | ATC | 2040 | AEP-KPCO | 1.7804 | 1.7804 | 0 | 0.095081 | 0.095081 | 0 | 0.00056 | 2040 |  |  |  | REF | 0 | 0 | Real 2021 ¦ 12/22/2022 3:42:52 PM | Area 1001 Gas CT 2025
31874 | Area 1001 Gas CT 2025 | SO2 | ATC | 2040 | AEP-KPCO | 23.9084 | 23.9084 | 0 | 0.094384 | 0.094384 | 0 | 0.00752 | 2040 |  |  |  | REF | 0 | 0 | Real 2021 ¦ 12/22/2022 3:42:52 PM | Area 1001 Gas CT 2025
31875 | Area 1001 Gas CT 2026 | CO2 | ATC | 2040 | AEP-KPCO | 389088.0312 | 389088.0312 | 0 | 5117.9688 | 5117.9688 | 0 | 122 | 2040 |  |  |  | REF | 0 | 0 | Real 2021 ¦ 12/22/2022 3:42:52 PM | Area 1001 Gas CT 2026
31876 | Area 1001 Gas CT 2026 | NOX | ATC | 2040 | AEP-KPCO | 1.786 | 1.786 | 0 | 0.094948 | 0.094948 | 0 | 0.00056 | 2040 |  |  |  | REF | 0 | 0 | Real 2021 ¦ 12/22/2022 3:42:52 PM | Area 1001 Gas CT 2026
31877 | Area 1001 Gas CT 2026 | SO2 | ATC | 2040 | AEP-KPCO | 23.9831 | 23.9831 | 0 | 0.094679 | 0.094679 | 0 | 0.00752 | 2040 |  |  |  | REF | 0 | 0 | Real 2021 ¦ 12/22/2022 3:42:52 PM | Area 1001 Gas CT 2026
31878 | Area 1001 Gas CT 2027 | CO2 | ATC | 2040 | AEP-KPCO | 387694.0312 | 387694.0312 | 0 | 5099.6328 | 5099.6328 | 0 | 122 | 2040 |  |  |  | REF | 0 | 0 | Real 2021 ¦ 12/22/2022 3:42:52 PM | Area 1001 Gas CT 2027
31879 | Area 1001 Gas CT 2027 | NOX | ATC | 2040 | AEP-KPCO | 1.7796 | 1.7796 | 0 | 0.094899 | 0.094899 | 0 | 0.00056 | 2040 |  |  |  | REF | 0 | 0 | Real 2021 ¦ 12/22/2022 3:42:52 PM | Area 1001 Gas CT 2027
31880 | Area 1001 Gas CT 2027 | SO2 | ATC | 2040 | AEP-KPCO | 23.8972 | 23.8972 | 0 | 0.094339 | 0.094339 | 0 | 0.00752 | 2040 |  |  |  | REF | 0 | 0 | Real 2021 ¦ 12/22/2022 3:42:52 PM | Area 1001 Gas CT 2027
31881 | Area 1001 Gas CT 2028 | CO2 | ATC | 2040 | AEP-KPCO | 387473.0938 | 387473.0938 | 0 | 5096.7266 | 5096.7266 | 0 | 122 | 2040 |  |  |  | REF | 0 | 0 | Real 2021 ¦ 12/22/2022 3:42:52 PM | Area 1001 Gas CT 2028
31882 | Area 1001 Gas CT 2028 | NOX | ATC | 2040 | AEP-KPCO | 1.7786 | 1.7786 | 0 | 0.094894 | 0.094894 | 0 | 0.00056 | 2040 |  |  |  | REF | 0 | 0 | Real 2021 ¦ 12/22/2022 3:42:52 PM | Area 1001 Gas CT 2028
31883 | Area 1001 Gas CT 2028 | SO2 | ATC | 2040 | AEP-KPCO | 23.8836 | 23.8836 | 0 | 0.094286 | 0.094286 | 0 | 0.00752 | 2040 |  |  |  | REF | 0 | 0 | Real 2021 ¦ 12/22/2022 3:42:52 PM | Area 1001 Gas CT 2028
31884 | Area 1001 Gas CT 2029 | CO2 | ATC | 2040 | AEP-KPCO | 389155.8125 | 389155.8125 | 0 | 5118.8604 | 5118.8604 | 0 | 122 | 2040 |  |  |  | REF | 0 | 0 | Real 2021 ¦ 12/22/2022 3:42:52 PM | Area 1001 Gas CT 2029
31885 | Area 1001 Gas CT 2029 | NOX | ATC | 2040 | AEP-KPCO | 1.7863 | 1.7863 | 0 | 0.094932 | 0.094932 | 0 | 0.00056 | 2040 |  |  |  | REF | 0 | 0 | Real 2021 ¦ 12/22/2022 3:42:52 PM | Area 1001 Gas CT 2029
31886 | Area 1001 Gas CT 2029 | SO2 | ATC | 2040 | AEP-KPCO | 23.9873 | 23.9873 | 0 | 0.094695 | 0.094695 | 0 | 0.00752 | 2040 |  |  |  | REF | 0 | 0 | Real 2021 ¦ 12/22/2022 3:42:52 PM | Area 1001 Gas CT 2029
31887 | Area 1001 Gas CT 2030 | CO2 | ATC | 2040 | AEP-KPCO | 389669.2812 | 389669.2812 | 0 | 5125.6147 | 5125.6147 | 0 | 122 | 2040 |  |  |  | REF | 0 | 0 | Real 2021 ¦ 12/22/2022 3:42:52 PM | Area 1001 Gas CT 2030
31888 | Area 1001 Gas CT 2030 | NOX | ATC | 2040 | AEP-KPCO | 1.7886 | 1.7886 | 0 | 0.095371 | 0.095371 | 0 | 0.00056 | 2040 |  |  |  | REF | 0 | 0 | Real 2021 ¦ 12/22/2022 3:42:52 PM | Area 1001 Gas CT 2030
31889 | Area 1001 Gas CT 2030 | SO2 | ATC | 2040 | AEP-KPCO | 24.019 | 24.019 | 0 | 0.09482 | 0.09482 | 0 | 0.00752 | 2040 |  |  |  | REF | 0 | 0 | Real 2021 ¦ 12/22/2022 3:42:52 PM | Area 1001 Gas CT 2030
31890 | Area 1001 Gas CT 2031 | CO2 | ATC | 2040 | AEP-KPCO | 387599.4688 | 387599.4688 | 0 | 5098.3887 | 5098.3887 | 0 | 122 | 2040 |  |  |  | REF | 0 | 0 | Real 2021 ¦ 12/22/2022 3:42:52 PM | Area 1001 Gas CT 2031
31891 | Area 1001 Gas CT 2031 | NOX | ATC | 2040 | AEP-KPCO | 1.7791 | 1.7791 | 0 | 0.094952 | 0.094952 | 0 | 0.00056 | 2040 |  |  |  | REF | 0 | 0 | Real 2021 ¦ 12/22/2022 3:42:52 PM | Area 1001 Gas CT 2031
31892 | Area 1001 Gas CT 2031 | SO2 | ATC | 2040 | AEP-KPCO | 23.8914 | 23.8914 | 0 | 0.094316 | 0.094316 | 0 | 0.00752 | 2040 |  |  |  | REF | 0 | 0 | Real 2021 ¦ 12/22/2022 3:42:52 PM | Area 1001 Gas CT 2031
31893 | Area 1001 Gas CT 2032 | CO2 | ATC | 2040 | AEP-KPCO | 387473.0938 | 387473.0938 | 0 | 5096.7266 | 5096.7266 | 0 | 122 | 2040 |  |  |  | REF | 0 | 0 | Real 2021 ¦ 12/22/2022 3:42:52 PM | Area 1001 Gas CT 2032
31894 | Area 1001 Gas CT 2032 | NOX | ATC | 2040 | AEP-KPCO | 1.7786 | 1.7786 | 0 | 0.094894 | 0.094894 | 0 | 0.00056 | 2040 |  |  |  | REF | 0 | 0 | Real 2021 ¦ 12/22/2022 3:42:52 PM | Area 1001 Gas CT 2032
31895 | Area 1001 Gas CT 2032 | SO2 | ATC | 2040 | AEP-KPCO | 23.8836 | 23.8836 | 0 | 0.094286 | 0.094286 | 0 | 0.00752 | 2040 |  |  |  | REF | 0 | 0 | Real 2021 ¦ 12/22/2022 3:42:52 PM | Area 1001 Gas CT 2032
31896 | Area 1001 Gas CT 2033 | CO2 | ATC | 2040 | AEP-KPCO | 390264.9375 | 390264.9375 | 0 | 5133.4497 | 5133.4497 | 0 | 122 | 2040 |  |  |  | REF | 0 | 0 | Real 2021 ¦ 12/22/2022 3:42:52 PM | Area 1001 Gas CT 2033
31897 | Area 1001 Gas CT 2033 | NOX | ATC | 2040 | AEP-KPCO | 1.7914 | 1.7914 | 0 | 0.094957 | 0.094957 | 0 | 0.00056 | 2040 |  |  |  | REF | 0 | 0 | Real 2021 ¦ 12/22/2022 3:42:52 PM | Area 1001 Gas CT 2033
31898 | Area 1001 Gas CT 2033 | SO2 | ATC | 2040 | AEP-KPCO | 24.0557 | 24.0557 | 0 | 0.094965 | 0.094965 | 0 | 0.00752 | 2040 |  |  |  | REF | 0 | 0 | Real 2021 ¦ 12/22/2022 3:42:52 PM | Area 1001 Gas CT 2033
31899 | Area 1001 Gas CT 2034 | CO2 | ATC | 2040 | AEP-KPCO | 388418.4062 | 388418.4062 | 0 | 5109.1606 | 5109.1606 | 0 | 122 | 2040 |  |  |  | REF | 0 | 0 | Real 2021 ¦ 12/22/2022 3:42:52 PM | Area 1001 Gas CT 2034
31900 | Area 1001 Gas CT 2034 | NOX | ATC | 2040 | AEP-KPCO | 1.7829 | 1.7829 | 0 | 0.09497 | 0.09497 | 0 | 0.00056 | 2040 |  |  |  | REF | 0 | 0 | Real 2021 ¦ 12/22/2022 3:42:52 PM | Area 1001 Gas CT 2034
31901 | Area 1001 Gas CT 2034 | SO2 | ATC | 2040 | AEP-KPCO | 23.9419 | 23.9419 | 0 | 0.094516 | 0.094516 | 0 | 0.00752 | 2040 |  |  |  | REF | 0 | 0 | Real 2021 ¦ 12/22/2022 3:42:52 PM | Area 1001 Gas CT 2034
31902 | Area 1001 Gas CT 2035 | CO2 | ATC | 2040 | AEP-KPCO | 389967.9375 | 389967.9375 | 0 | 5129.543 | 5129.543 | 0 | 122 | 2040 |  |  |  | REF | 0 | 0 | Real 2021 ¦ 12/22/2022 3:42:52 PM | Area 1001 Gas CT 2035
31903 | Area 1001 Gas CT 2035 | NOX | ATC | 2040 | AEP-KPCO | 1.79 | 1.79 | 0 | 0.09495 | 0.09495 | 0 | 0.00056 | 2040 |  |  |  | REF | 0 | 0 | Real 2021 ¦ 12/22/2022 3:42:52 PM | Area 1001 Gas CT 2035
31904 | Area 1001 Gas CT 2035 | SO2 | ATC | 2040 | AEP-KPCO | 24.0374 | 24.0374 | 0 | 0.094893 | 0.094893 | 0 | 0.00752 | 2040 |  |  |  | REF | 0 | 0 | Real 2021 ¦ 12/22/2022 3:42:52 PM | Area 1001 Gas CT 2035
31905 | Area 1001 Gas CT 2036 | CO2 | ATC | 2040 | AEP-KPCO | 387473.0938 | 387473.0938 | 0 | 5096.7266 | 5096.7266 | 0 | 122 | 2040 |  |  |  | REF | 0 | 0 | Real 2021 ¦ 12/22/2022 3:42:52 PM | Area 1001 Gas CT 2036
31906 | Area 1001 Gas CT 2036 | NOX | ATC | 2040 | AEP-KPCO | 1.7786 | 1.7786 | 0 | 0.094894 | 0.094894 | 0 | 0.00056 | 2040 |  |  |  | REF | 0 | 0 | Real 2021 ¦ 12/22/2022 3:42:52 PM | Area 1001 Gas CT 2036
31907 | Area 1001 Gas CT 2036 | SO2 | ATC | 2040 | AEP-KPCO | 23.8836 | 23.8836 | 0 | 0.094286 | 0.094286 | 0 | 0.00752 | 2040 |  |  |  | REF | 0 | 0 | Real 2021 ¦ 12/22/2022 3:42:52 PM | Area 1001 Gas CT 2036
31908 | Area 1001 Gas CT 2037 | CO2 | ATC | 2040 | AEP-KPCO | 387707.3438 | 387707.3438 | 0 | 5099.8076 | 5099.8076 | 0 | 122 | 2040 |  |  |  | REF | 0 | 0 | Real 2021 ¦ 12/22/2022 3:42:52 PM | Area 1001 Gas CT 2037
31909 | Area 1001 Gas CT 2037 | NOX | ATC | 2040 | AEP-KPCO | 1.7796 | 1.7796 | 0 | 0.094781 | 0.094781 | 0 | 0.00056 | 2040 |  |  |  | REF | 0 | 0 | Real 2021 ¦ 12/22/2022 3:42:52 PM | Area 1001 Gas CT 2037
31910 | Area 1001 Gas CT 2037 | SO2 | ATC | 2040 | AEP-KPCO | 23.898 | 23.898 | 0 | 0.094343 | 0.094343 | 0 | 0.00752 | 2040 |  |  |  | REF | 0 | 0 | Real 2021 ¦ 12/22/2022 3:42:52 PM | Area 1001 Gas CT 2037
31911 | Area 1001 Gas CT 2038 | CO2 | ATC | 2040 | AEP-KPCO | 388073.9062 | 388073.9062 | 0 | 5104.6294 | 5104.6294 | 0 | 122 | 2040 |  |  |  | REF | 0 | 0 | Real 2021 ¦ 12/22/2022 3:42:52 PM | Area 1001 Gas CT 2038
31912 | Area 1001 Gas CT 2038 | NOX | ATC | 2040 | AEP-KPCO | 1.7813 | 1.7813 | 0 | 0.094907 | 0.094907 | 0 | 0.00056 | 2040 |  |  |  | REF | 0 | 0 | Real 2021 ¦ 12/22/2022 3:42:52 PM | Area 1001 Gas CT 2038
31913 | Area 1001 Gas CT 2038 | SO2 | ATC | 2040 | AEP-KPCO | 23.9206 | 23.9206 | 0 | 0.094432 | 0.094432 | 0 | 0.00752 | 2040 |  |  |  | REF | 0 | 0 | Real 2021 ¦ 12/22/2022 3:42:52 PM | Area 1001 Gas CT 2038
31914 | Area 1001 Gas CT 2039 | CO2 | ATC | 2040 | AEP-KPCO | 388485.75 | 388485.75 | 0 | 5110.0464 | 5110.0464 | 0 | 122 | 2040 |  |  |  | REF | 0 | 0 | Real 2021 ¦ 12/22/2022 3:42:52 PM | Area 1001 Gas CT 2039
31915 | Area 1001 Gas CT 2039 | NOX | ATC | 2040 | AEP-KPCO | 1.7832 | 1.7832 | 0 | 0.094916 | 0.094916 | 0 | 0.00056 | 2040 |  |  |  | REF | 0 | 0 | Real 2021 ¦ 12/22/2022 3:42:52 PM | Area 1001 Gas CT 2039
31916 | Area 1001 Gas CT 2039 | SO2 | ATC | 2040 | AEP-KPCO | 23.946 | 23.946 | 0 | 0.094532 | 0.094532 | 0 | 0.00752 | 2040 |  |  |  | REF | 0 | 0 | Real 2021 ¦ 12/22/2022 3:42:52 PM | Area 1001 Gas CT 2039
31917 | Area 1001 Gas CT 2040 | CO2 | ATC | 2040 | AEP-KPCO | 391294.4375 | 391294.4375 | 0 | 5146.9912 | 5146.9912 | 0 | 122 | 2040 |  |  |  | REF | 0 | 0 | Real 2021 ¦ 12/22/2022 3:42:52 PM | Area 1001 Gas CT 2040
31918 | Area 1001 Gas CT 2040 | NOX | ATC | 2040 | AEP-KPCO | 1.7961 | 1.7961 | 0 | 0.09498 | 0.09498 | 0 | 0.00056 | 2040 |  |  |  | REF | 0 | 0 | Real 2021 ¦ 12/22/2022 3:42:52 PM | Area 1001 Gas CT 2040
31919 | Area 1001 Gas CT 2040 | SO2 | ATC | 2040 | AEP-KPCO | 24.1191 | 24.1191 | 0 | 0.095216 | 0.095216 | 0 | 0.00752 | 2040 |  |  |  | REF | 0 | 0 | Real 2021 ¦ 12/22/2022 3:42:52 PM | Area 1001 Gas CT 2040
31920 | Area 1001 Gas CT 2041 | CO2 | ATC | 2040 | AEP-KPCO | 0 | 0 | 0 | 0 | 0 | 0 | 122 | 2040 |  |  |  | REF | 0 | 0 | Real 2021 ¦ 12/22/2022 3:42:52 PM | Area 1001 Gas CT 2041
31921 | Area 1001 Gas CT 2041 | NOX | ATC | 2040 | AEP-KPCO | 0 | 0 | 0 | 0 | 0 | 0 | 0.00056 | 2040 |  |  |  | REF | 0 | 0 | Real 2021 ¦ 12/22/2022 3:42:52 PM | Area 1001 Gas CT 2041
31922 | Area 1001 Gas CT 2041 | SO2 | ATC | 2040 | AEP-KPCO | 0 | 0 | 0 | 0 | 0 | 0 | 0.00752 | 2040 |  |  |  | REF | 0 | 0 | Real 2021 ¦ 12/22/2022 3:42:52 PM | Area 1001 Gas CT 2041
31923 | Area 1001 Gas CT 2042 | CO2 | ATC | 2040 | AEP-KPCO | 0 | 0 | 0 | 0 | 0 | 0 | 122 | 2040 |  |  |  | REF | 0 | 0 | Real 2021 ¦ 12/22/2022 3:42:52 PM | Area 1001 Gas CT 2042
31924 | Area 1001 Gas CT 2042 | NOX | ATC | 2040 | AEP-KPCO | 0 | 0 | 0 | 0 | 0 | 0 | 0.00056 | 2040 |  |  |  | REF | 0 | 0 | Real 2021 ¦ 12/22/2022 3:42:52 PM | Area 1001 Gas CT 2042
31925 | Area 1001 Gas CT 2042 | SO2 | ATC | 2040 | AEP-KPCO | 0 | 0 | 0 | 0 | 0 | 0 | 0.00752 | 2040 |  |  |  | REF | 0 | 0 | Real 2021 ¦ 12/22/2022 3:42:52 PM | Area 1001 Gas CT 2042
31926 | Area 1001 Gas CT 2043 | CO2 | ATC | 2040 | AEP-KPCO | 0 | 0 | 0 | 0 | 0 | 0 | 122 | 2040 |  |  |  | REF | 0 | 0 | Real 2021 ¦ 12/22/2022 3:42:52 PM | Area 1001 Gas CT 2043
31927 | Area 1001 Gas CT 2043 | NOX | ATC | 2040 | AEP-KPCO | 0 | 0 | 0 | 0 | 0 | 0 | 0.00056 | 2040 |  |  |  | REF | 0 | 0 | Real 2021 ¦ 12/22/2022 3:42:52 PM | Area 1001 Gas CT 2043
31928 | Area 1001 Gas CT 2043 | SO2 | ATC | 2040 | AEP-KPCO | 0 | 0 | 0 | 0 | 0 | 0 | 0.00752 | 2040 |  |  |  | REF | 0 | 0 | Real 2021 ¦ 12/22/2022 3:42:52 PM | Area 1001 Gas CT 2043
31929 | Area 1001 Gas Aero CT 2023 | CO2 | ATC | 2040 | AEP-KPCO | 137735.1875 | 137735.1875 | 0 | 1811.735 | 1811.735 | 0 | 122 | 2040 |  |  |  | REF | 0 | 0 | Real 2021 ¦ 12/22/2022 3:42:52 PM | Area 1001 Gas Aero CT 2023
31930 | Area 1001 Gas Aero CT 2023 | NOX | ATC | 2040 | AEP-KPCO | 0.63223 | 0.63223 | 0 | 0.031354 | 0.031354 | 0 | 0.00056 | 2040 |  |  |  | REF | 0 | 0 | Real 2021 ¦ 12/22/2022 3:42:52 PM | Area 1001 Gas Aero CT 2023
31931 | Area 1001 Gas Aero CT 2023 | SO2 | ATC | 2040 | AEP-KPCO | 8.4899 | 8.4899 | 0 | 0.033516 | 0.033516 | 0 | 0.00752 | 2040 |  |  |  | REF | 0 | 0 | Real 2021 ¦ 12/22/2022 3:42:52 PM | Area 1001 Gas Aero CT 2023
31932 | Area 1001 Gas Aero CT 2024 | CO2 | ATC | 2040 | AEP-KPCO | 138011.7188 | 138011.7188 | 0 | 1815.3724 | 1815.3724 | 0 | 122 | 2040 |  |  |  | REF | 0 | 0 | Real 2021 ¦ 12/22/2022 3:42:52 PM | Area 1001 Gas Aero CT 2024
31933 | Area 1001 Gas Aero CT 2024 | NOX | ATC | 2040 | AEP-KPCO | 0.6335 | 0.6335 | 0 | 0.03136 | 0.03136 | 0 | 0.00056 | 2040 |  |  |  | REF | 0 | 0 | Real 2021 ¦ 12/22/2022 3:42:52 PM | Area 1001 Gas Aero CT 2024
31934 | Area 1001 Gas Aero CT 2024 | SO2 | ATC | 2040 | AEP-KPCO | 8.507 | 8.507 | 0 | 0.033583 | 0.033583 | 0 | 0.00752 | 2040 |  |  |  | REF | 0 | 0 | Real 2021 ¦ 12/22/2022 3:42:52 PM | Area 1001 Gas Aero CT 2024
31935 | Area 1001 Gas Aero CT 2025 | CO2 | ATC | 2040 | AEP-KPCO | 137792.3281 | 137792.3281 | 0 | 1812.4867 | 1812.4867 | 0 | 122 | 2040 |  |  |  | REF | 0 | 0 | Real 2021 ¦ 12/22/2022 3:42:52 PM | Area 1001 Gas Aero CT 2025
31936 | Area 1001 Gas Aero CT 2025 | NOX | ATC | 2040 | AEP-KPCO | 0.63249 | 0.63249 | 0 | 0.03138 | 0.03138 | 0 | 0.00056 | 2040 |  |  |  | REF | 0 | 0 | Real 2021 ¦ 12/22/2022 3:42:52 PM | Area 1001 Gas Aero CT 2025
31937 | Area 1001 Gas Aero CT 2025 | SO2 | ATC | 2040 | AEP-KPCO | 8.4934 | 8.4934 | 0 | 0.03353 | 0.03353 | 0 | 0.00752 | 2040 |  |  |  | REF | 0 | 0 | Real 2021 ¦ 12/22/2022 3:42:52 PM | Area 1001 Gas Aero CT 2025
31938 | Area 1001 Gas Aero CT 2026 | CO2 | ATC | 2040 | AEP-KPCO | 137903.0312 | 137903.0312 | 0 | 1813.9427 | 1813.9427 | 0 | 122 | 2040 |  |  |  | REF | 0 | 0 | Real 2021 ¦ 12/22/2022 3:42:52 PM | Area 1001 Gas Aero CT 2026
31939 | Area 1001 Gas Aero CT 2026 | NOX | ATC | 2040 | AEP-KPCO | 0.633 | 0.633 | 0 | 0.031383 | 0.031383 | 0 | 0.00056 | 2040 |  |  |  | REF | 0 | 0 | Real 2021 ¦ 12/22/2022 3:42:52 PM | Area 1001 Gas Aero CT 2026
31940 | Area 1001 Gas Aero CT 2026 | SO2 | ATC | 2040 | AEP-KPCO | 8.5003 | 8.5003 | 0 | 0.033557 | 0.033557 | 0 | 0.00752 | 2040 |  |  |  | REF | 0 | 0 | Real 2021 ¦ 12/22/2022 3:42:52 PM | Area 1001 Gas Aero CT 2026
31941 | Area 1001 Gas Aero CT 2027 | CO2 | ATC | 2040 | AEP-KPCO | 137735.1875 | 137735.1875 | 0 | 1811.735 | 1811.735 | 0 | 122 | 2040 |  |  |  | REF | 0 | 0 | Real 2021 ¦ 12/22/2022 3:42:52 PM | Area 1001 Gas Aero CT 2027
31942 | Area 1001 Gas Aero CT 2027 | NOX | ATC | 2040 | AEP-KPCO | 0.63223 | 0.63223 | 0 | 0.031354 | 0.031354 | 0 | 0.00056 | 2040 |  |  |  | REF | 0 | 0 | Real 2021 ¦ 12/22/2022 3:42:52 PM | Area 1001 Gas Aero CT 2027
31943 | Area 1001 Gas Aero CT 2027 | SO2 | ATC | 2040 | AEP-KPCO | 8.4899 | 8.4899 | 0 | 0.033516 | 0.033516 | 0 | 0.00752 | 2040 |  |  |  | REF | 0 | 0 | Real 2021 ¦ 12/22/2022 3:42:52 PM | Area 1001 Gas Aero CT 2027
31944 | Area 1001 Gas Aero CT 2028 | CO2 | ATC | 2040 | AEP-KPCO | 137735.1875 | 137735.1875 | 0 | 1811.735 | 1811.735 | 0 | 122 | 2040 |  |  |  | REF | 0 | 0 | Real 2021 ¦ 12/22/2022 3:42:52 PM | Area 1001 Gas Aero CT 2028
31945 | Area 1001 Gas Aero CT 2028 | NOX | ATC | 2040 | AEP-KPCO | 0.63223 | 0.63223 | 0 | 0.031354 | 0.031354 | 0 | 0.00056 | 2040 |  |  |  | REF | 0 | 0 | Real 2021 ¦ 12/22/2022 3:42:52 PM | Area 1001 Gas Aero CT 2028
31946 | Area 1001 Gas Aero CT 2028 | SO2 | ATC | 2040 | AEP-KPCO | 8.4899 | 8.4899 | 0 | 0.033516 | 0.033516 | 0 | 0.00752 | 2040 |  |  |  | REF | 0 | 0 | Real 2021 ¦ 12/22/2022 3:42:52 PM | Area 1001 Gas Aero CT 2028
31947 | Area 1001 Gas Aero CT 2029 | CO2 | ATC | 2040 | AEP-KPCO | 138222.1562 | 138222.1562 | 0 | 1818.1404 | 1818.1404 | 0 | 122 | 2040 |  |  |  | REF | 0 | 0 | Real 2021 ¦ 12/22/2022 3:42:52 PM | Area 1001 Gas Aero CT 2029
31948 | Area 1001 Gas Aero CT 2029 | NOX | ATC | 2040 | AEP-KPCO | 0.63446 | 0.63446 | 0 | 0.031557 | 0.031557 | 0 | 0.00056 | 2040 |  |  |  | REF | 0 | 0 | Real 2021 ¦ 12/22/2022 3:42:52 PM | Area 1001 Gas Aero CT 2029
31949 | Area 1001 Gas Aero CT 2029 | SO2 | ATC | 2040 | AEP-KPCO | 8.5199 | 8.5199 | 0 | 0.033634 | 0.033634 | 0 | 0.00752 | 2040 |  |  |  | REF | 0 | 0 | Real 2021 ¦ 12/22/2022 3:42:52 PM | Area 1001 Gas Aero CT 2029
31950 | Area 1001 Gas Aero CT 2030 | CO2 | ATC | 2040 | AEP-KPCO | 137910.8281 | 137910.8281 | 0 | 1814.0453 | 1814.0453 | 0 | 122 | 2040 |  |  |  | REF | 0 | 0 | Real 2021 ¦ 12/22/2022 3:42:52 PM | Area 1001 Gas Aero CT 2030
31951 | Area 1001 Gas Aero CT 2030 | NOX | ATC | 2040 | AEP-KPCO | 0.63303 | 0.63303 | 0 | 0.031365 | 0.031365 | 0 | 0.00056 | 2040 |  |  |  | REF | 0 | 0 | Real 2021 ¦ 12/22/2022 3:42:52 PM | Area 1001 Gas Aero CT 2030
31952 | Area 1001 Gas Aero CT 2030 | SO2 | ATC | 2040 | AEP-KPCO | 8.5007 | 8.5007 | 0 | 0.033558 | 0.033558 | 0 | 0.00752 | 2040 |  |  |  | REF | 0 | 0 | Real 2021 ¦ 12/22/2022 3:42:52 PM | Area 1001 Gas Aero CT 2030
31953 | Area 1001 Gas Aero CT 2031 | CO2 | ATC | 2040 | AEP-KPCO | 137990.1562 | 137990.1562 | 0 | 1815.0887 | 1815.0887 | 0 | 122 | 2040 |  |  |  | REF | 0 | 0 | Real 2021 ¦ 12/22/2022 3:42:52 PM | Area 1001 Gas Aero CT 2031
31954 | Area 1001 Gas Aero CT 2031 | NOX | ATC | 2040 | AEP-KPCO | 0.6334 | 0.6334 | 0 | 0.031397 | 0.031397 | 0 | 0.00056 | 2040 |  |  |  | REF | 0 | 0 | Real 2021 ¦ 12/22/2022 3:42:52 PM | Area 1001 Gas Aero CT 2031
31955 | Area 1001 Gas Aero CT 2031 | SO2 | ATC | 2040 | AEP-KPCO | 8.5056 | 8.5056 | 0 | 0.033578 | 0.033578 | 0 | 0.00752 | 2040 |  |  |  | REF | 0 | 0 | Real 2021 ¦ 12/22/2022 3:42:52 PM | Area 1001 Gas Aero CT 2031
31956 | Area 1001 Gas Aero CT 2032 | CO2 | ATC | 2040 | AEP-KPCO | 139949.375 | 139949.375 | 0 | 1840.8599 | 1840.8599 | 0 | 122 | 2040 |  |  |  | REF | 0 | 0 | Real 2021 ¦ 12/22/2022 3:42:52 PM | Area 1001 Gas Aero CT 2032
31957 | Area 1001 Gas Aero CT 2032 | NOX | ATC | 2040 | AEP-KPCO | 0.64239 | 0.64239 | 0 | 0.03176 | 0.03176 | 0 | 0.00056 | 2040 |  |  |  | REF | 0 | 0 | Real 2021 ¦ 12/22/2022 3:42:52 PM | Area 1001 Gas Aero CT 2032
31958 | Area 1001 Gas Aero CT 2032 | SO2 | ATC | 2040 | AEP-KPCO | 8.6264 | 8.6264 | 0 | 0.034055 | 0.034055 | 0 | 0.00752 | 2040 |  |  |  | REF | 0 | 0 | Real 2021 ¦ 12/22/2022 3:42:52 PM | Area 1001 Gas Aero CT 2032
31959 | Area 1001 Gas Aero CT 2033 | CO2 | ATC | 2040 | AEP-KPCO | 137915.5938 | 137915.5938 | 0 | 1814.1079 | 1814.1079 | 0 | 122 | 2040 |  |  |  | REF | 0 | 0 | Real 2021 ¦ 12/22/2022 3:42:52 PM | Area 1001 Gas Aero CT 2033
31960 | Area 1001 Gas Aero CT 2033 | NOX | ATC | 2040 | AEP-KPCO | 0.63306 | 0.63306 | 0 | 0.031358 | 0.031358 | 0 | 0.00056 | 2040 |  |  |  | REF | 0 | 0 | Real 2021 ¦ 12/22/2022 3:42:52 PM | Area 1001 Gas Aero CT 2033
31961 | Area 1001 Gas Aero CT 2033 | SO2 | ATC | 2040 | AEP-KPCO | 8.501 | 8.501 | 0 | 0.03356 | 0.03356 | 0 | 0.00752 | 2040 |  |  |  | REF | 0 | 0 | Real 2021 ¦ 12/22/2022 3:42:52 PM | Area 1001 Gas Aero CT 2033
31962 | Area 1001 Gas Aero CT 2034 | CO2 | ATC | 2040 | AEP-KPCO | 137958.875 | 137958.875 | 0 | 1814.6774 | 1814.6774 | 0 | 122 | 2040 |  |  |  | REF | 0 | 0 | Real 2021 ¦ 12/22/2022 3:42:52 PM | Area 1001 Gas Aero CT 2034
31963 | Area 1001 Gas Aero CT 2034 | NOX | ATC | 2040 | AEP-KPCO | 0.63325 | 0.63325 | 0 | 0.031359 | 0.031359 | 0 | 0.00056 | 2040 |  |  |  | REF | 0 | 0 | Real 2021 ¦ 12/22/2022 3:42:52 PM | Area 1001 Gas Aero CT 2034
31964 | Area 1001 Gas Aero CT 2034 | SO2 | ATC | 2040 | AEP-KPCO | 8.5037 | 8.5037 | 0 | 0.03357 | 0.03357 | 0 | 0.00752 | 2040 |  |  |  | REF | 0 | 0 | Real 2021 ¦ 12/22/2022 3:42:52 PM | Area 1001 Gas Aero CT 2034
31965 | Area 1001 Gas Aero CT 2035 | CO2 | ATC | 2040 | AEP-KPCO | 137735.1875 | 137735.1875 | 0 | 1811.735 | 1811.735 | 0 | 122 | 2040 |  |  |  | REF | 0 | 0 | Real 2021 ¦ 12/22/2022 3:42:52 PM | Area 1001 Gas Aero CT 2035
31966 | Area 1001 Gas Aero CT 2035 | NOX | ATC | 2040 | AEP-KPCO | 0.63223 | 0.63223 | 0 | 0.031354 | 0.031354 | 0 | 0.00056 | 2040 |  |  |  | REF | 0 | 0 | Real 2021 ¦ 12/22/2022 3:42:52 PM | Area 1001 Gas Aero CT 2035
31967 | Area 1001 Gas Aero CT 2035 | SO2 | ATC | 2040 | AEP-KPCO | 8.4899 | 8.4899 | 0 | 0.033516 | 0.033516 | 0 | 0.00752 | 2040 |  |  |  | REF | 0 | 0 | Real 2021 ¦ 12/22/2022 3:42:52 PM | Area 1001 Gas Aero CT 2035
31968 | Area 1001 Gas Aero CT 2036 | CO2 | ATC | 2040 | AEP-KPCO | 138027.0781 | 138027.0781 | 0 | 1815.5745 | 1815.5745 | 0 | 122 | 2040 |  |  |  | REF | 0 | 0 | Real 2021 ¦ 12/22/2022 3:42:52 PM | Area 1001 Gas Aero CT 2036
31969 | Area 1001 Gas Aero CT 2036 | NOX | ATC | 2040 | AEP-KPCO | 0.63357 | 0.63357 | 0 | 0.03136 | 0.03136 | 0 | 0.00056 | 2040 |  |  |  | REF | 0 | 0 | Real 2021 ¦ 12/22/2022 3:42:52 PM | Area 1001 Gas Aero CT 2036
31970 | Area 1001 Gas Aero CT 2036 | SO2 | ATC | 2040 | AEP-KPCO | 8.5079 | 8.5079 | 0 | 0.033587 | 0.033587 | 0 | 0.00752 | 2040 |  |  |  | REF | 0 | 0 | Real 2021 ¦ 12/22/2022 3:42:52 PM | Area 1001 Gas Aero CT 2036
31971 | Area 1001 Gas Aero CT 2037 | CO2 | ATC | 2040 | AEP-KPCO | 134279.875 | 134279.875 | 0 | 1766.2847 | 1766.2847 | 0 | 122 | 2040 |  |  |  | REF | 0 | 0 | Real 2021 ¦ 12/22/2022 3:42:52 PM | Area 1001 Gas Aero CT 2037
31972 | Area 1001 Gas Aero CT 2037 | NOX | ATC | 2040 | AEP-KPCO | 0.61637 | 0.61637 | 0 | 0.030618 | 0.030618 | 0 | 0.00056 | 2040 |  |  |  | REF | 0 | 0 | Real 2021 ¦ 12/22/2022 3:42:52 PM | Area 1001 Gas Aero CT 2037
31973 | Area 1001 Gas Aero CT 2037 | SO2 | ATC | 2040 | AEP-KPCO | 8.2769 | 8.2769 | 0 | 0.032675 | 0.032675 | 0 | 0.00752 | 2040 |  |  |  | REF | 0 | 0 | Real 2021 ¦ 12/22/2022 3:42:52 PM | Area 1001 Gas Aero CT 2037
31974 | Area 1001 Gas Aero CT 2038 | CO2 | ATC | 2040 | AEP-KPCO | 138164.375 | 138164.375 | 0 | 1817.3804 | 1817.3804 | 0 | 122 | 2040 |  |  |  | REF | 0 | 0 | Real 2021 ¦ 12/22/2022 3:42:52 PM | Area 1001 Gas Aero CT 2038
31975 | Area 1001 Gas Aero CT 2038 | NOX | ATC | 2040 | AEP-KPCO | 0.6342 | 0.6342 | 0 | 0.031371 | 0.031371 | 0 | 0.00056 | 2040 |  |  |  | REF | 0 | 0 | Real 2021 ¦ 12/22/2022 3:42:52 PM | Area 1001 Gas Aero CT 2038
31976 | Area 1001 Gas Aero CT 2038 | SO2 | ATC | 2040 | AEP-KPCO | 8.5164 | 8.5164 | 0 | 0.03362 | 0.03362 | 0 | 0.00752 | 2040 |  |  |  | REF | 0 | 0 | Real 2021 ¦ 12/22/2022 3:42:52 PM | Area 1001 Gas Aero CT 2038
31977 | Area 1001 Gas Aero CT 2039 | CO2 | ATC | 2040 | AEP-KPCO | 137802.6719 | 137802.6719 | 0 | 1812.6226 | 1812.6226 | 0 | 122 | 2040 |  |  |  | REF | 0 | 0 | Real 2021 ¦ 12/22/2022 3:42:52 PM | Area 1001 Gas Aero CT 2039
31978 | Area 1001 Gas Aero CT 2039 | NOX | ATC | 2040 | AEP-KPCO | 0.63254 | 0.63254 | 0 | 0.031362 | 0.031362 | 0 | 0.00056 | 2040 |  |  |  | REF | 0 | 0 | Real 2021 ¦ 12/22/2022 3:42:52 PM | Area 1001 Gas Aero CT 2039
31979 | Area 1001 Gas Aero CT 2039 | SO2 | ATC | 2040 | AEP-KPCO | 8.4941 | 8.4941 | 0 | 0.033532 | 0.033532 | 0 | 0.00752 | 2040 |  |  |  | REF | 0 | 0 | Real 2021 ¦ 12/22/2022 3:42:52 PM | Area 1001 Gas Aero CT 2039
31980 | Area 1001 Gas Aero CT 2040 | CO2 | ATC | 2040 | AEP-KPCO | 138252.6719 | 138252.6719 | 0 | 1818.542 | 1818.542 | 0 | 122 | 2040 |  |  |  | REF | 0 | 0 | Real 2021 ¦ 12/22/2022 3:42:52 PM | Area 1001 Gas Aero CT 2040
31981 | Area 1001 Gas Aero CT 2040 | NOX | ATC | 2040 | AEP-KPCO | 0.6346 | 0.6346 | 0 | 0.031365 | 0.031365 | 0 | 0.00056 | 2040 |  |  |  | REF | 0 | 0 | Real 2021 ¦ 12/22/2022 3:42:52 PM | Area 1001 Gas Aero CT 2040
31982 | Area 1001 Gas Aero CT 2040 | SO2 | ATC | 2040 | AEP-KPCO | 8.5218 | 8.5218 | 0 | 0.033642 | 0.033642 | 0 | 0.00752 | 2040 |  |  |  | REF | 0 | 0 | Real 2021 ¦ 12/22/2022 3:42:52 PM | Area 1001 Gas Aero CT 2040
31983 | Area 1001 Gas Aero CT 2041 | CO2 | ATC | 2040 | AEP-KPCO | 0 | 0 | 0 | 0 | 0 | 0 | 122 | 2040 |  |  |  | REF | 0 | 0 | Real 2021 ¦ 12/22/2022 3:42:52 PM | Area 1001 Gas Aero CT 2041
31984 | Area 1001 Gas Aero CT 2041 | NOX | ATC | 2040 | AEP-KPCO | 0 | 0 | 0 | 0 | 0 | 0 | 0.00056 | 2040 |  |  |  | REF | 0 | 0 | Real 2021 ¦ 12/22/2022 3:42:52 PM | Area 1001 Gas Aero CT 2041
31985 | Area 1001 Gas Aero CT 2041 | SO2 | ATC | 2040 | AEP-KPCO | 0 | 0 | 0 | 0 | 0 | 0 | 0.00752 | 2040 |  |  |  | REF | 0 | 0 | Real 2021 ¦ 12/22/2022 3:42:52 PM | Area 1001 Gas Aero CT 2041
31986 | Area 1001 Gas Aero CT 2042 | CO2 | ATC | 2040 | AEP-KPCO | 0 | 0 | 0 | 0 | 0 | 0 | 122 | 2040 |  |  |  | REF | 0 | 0 | Real 2021 ¦ 12/22/2022 3:42:52 PM | Area 1001 Gas Aero CT 2042
31987 | Area 1001 Gas Aero CT 2042 | NOX | ATC | 2040 | AEP-KPCO | 0 | 0 | 0 | 0 | 0 | 0 | 0.00056 | 2040 |  |  |  | REF | 0 | 0 | Real 2021 ¦ 12/22/2022 3:42:52 PM | Area 1001 Gas Aero CT 2042
31988 | Area 1001 Gas Aero CT 2042 | SO2 | ATC | 2040 | AEP-KPCO | 0 | 0 | 0 | 0 | 0 | 0 | 0.00752 | 2040 |  |  |  | REF | 0 | 0 | Real 2021 ¦ 12/22/2022 3:42:52 PM | Area 1001 Gas Aero CT 2042
31989 | Area 1001 Gas Aero CT 2043 | CO2 | ATC | 2040 | AEP-KPCO | 0 | 0 | 0 | 0 | 0 | 0 | 122 | 2040 |  |  |  | REF | 0 | 0 | Real 2021 ¦ 12/22/2022 3:42:52 PM | Area 1001 Gas Aero CT 2043
31990 | Area 1001 Gas Aero CT 2043 | NOX | ATC | 2040 | AEP-KPCO | 0 | 0 | 0 | 0 | 0 | 0 | 0.00056 | 2040 |  |  |  | REF | 0 | 0 | Real 2021 ¦ 12/22/2022 3:42:52 PM | Area 1001 Gas Aero CT 2043
31991 | Area 1001 Gas Aero CT 2043 | SO2 | ATC | 2040 | AEP-KPCO | 0 | 0 | 0 | 0 | 0 | 0 | 0.00752 | 2040 |  |  |  | REF | 0 | 0 | Real 2021 ¦ 12/22/2022 3:42:52 PM | Area 1001 Gas Aero CT 2043
31992 | Area 1001 Gas IC 2023 | CO2 | ATC | 2040 | AEP-KPCO | 37674.582 | 37674.582 | 0 | 495.5623 | 495.5623 | 0 | 122 | 2040 |  |  |  | REF | 0 | 0 | Real 2021 ¦ 12/22/2022 3:42:52 PM | Area 1001 Gas IC 2023
31993 | Area 1001 Gas IC 2023 | NOX | ATC | 2040 | AEP-KPCO | 0.17293 | 0.17293 | 0 | 0.0084759 | 0.0084759 | 0 | 0.00056 | 2040 |  |  |  | REF | 0 | 0 | Real 2021 ¦ 12/22/2022 3:42:52 PM | Area 1001 Gas IC 2023
31994 | Area 1001 Gas IC 2023 | SO2 | ATC | 2040 | AEP-KPCO | 2.3222 | 2.3222 | 0 | 0.0091675 | 0.0091675 | 0 | 0.00752 | 2040 |  |  |  | REF | 0 | 0 | Real 2021 ¦ 12/22/2022 3:42:52 PM | Area 1001 Gas IC 2023
31995 | Area 1001 Gas IC 2024 | CO2 | ATC | 2040 | AEP-KPCO | 38621.2773 | 38621.2773 | 0 | 508.0148 | 508.0148 | 0 | 122 | 2040 |  |  |  | REF | 0 | 0 | Real 2021 ¦ 12/22/2022 3:42:52 PM | Area 1001 Gas IC 2024
31996 | Area 1001 Gas IC 2024 | NOX | ATC | 2040 | AEP-KPCO | 0.17728 | 0.17728 | 0 | 0.0084796 | 0.0084796 | 0 | 0.00056 | 2040 |  |  |  | REF | 0 | 0 | Real 2021 ¦ 12/22/2022 3:42:52 PM | Area 1001 Gas IC 2024
31997 | Area 1001 Gas IC 2024 | SO2 | ATC | 2040 | AEP-KPCO | 2.3806 | 2.3806 | 0 | 0.0093979 | 0.0093979 | 0 | 0.00752 | 2040 |  |  |  | REF | 0 | 0 | Real 2021 ¦ 12/22/2022 3:42:52 PM | Area 1001 Gas IC 2024
31998 | Area 1001 Gas IC 2025 | CO2 | ATC | 2040 | AEP-KPCO | 37374.4922 | 37374.4922 | 0 | 491.615 | 491.615 | 0 | 122 | 2040 |  |  |  | REF | 0 | 0 | Real 2021 ¦ 12/22/2022 3:42:52 PM | Area 1001 Gas IC 2025
31999 | Area 1001 Gas IC 2025 | NOX | ATC | 2040 | AEP-KPCO | 0.17156 | 0.17156 | 0 | 0.0084513 | 0.0084513 | 0 | 0.00056 | 2040 |  |  |  | REF | 0 | 0 | Real 2021 ¦ 12/22/2022 3:42:52 PM | Area 1001 Gas IC 2025
32000 | Area 1001 Gas IC 2025 | SO2 | ATC | 2040 | AEP-KPCO | 2.3037 | 2.3037 | 0 | 0.0090945 | 0.0090945 | 0 | 0.00752 | 2040 |  |  |  | REF | 0 | 0 | Real 2021 ¦ 12/22/2022 3:42:52 PM | Area 1001 Gas IC 2025
32001 | Area 1001 Gas IC 2026 | CO2 | ATC | 2040 | AEP-KPCO | 37909.9883 | 37909.9883 | 0 | 498.6587 | 498.6587 | 0 | 122 | 2040 |  |  |  | REF | 0 | 0 | Real 2021 ¦ 12/22/2022 3:42:52 PM | Area 1001 Gas IC 2026
32002 | Area 1001 Gas IC 2026 | NOX | ATC | 2040 | AEP-KPCO | 0.17401 | 0.17401 | 0 | 0.0084635 | 0.0084635 | 0 | 0.00056 | 2040 |  |  |  | REF | 0 | 0 | Real 2021 ¦ 12/22/2022 3:42:52 PM | Area 1001 Gas IC 2026
32003 | Area 1001 Gas IC 2026 | SO2 | ATC | 2040 | AEP-KPCO | 2.3367 | 2.3367 | 0 | 0.0092248 | 0.0092248 | 0 | 0.00752 | 2040 |  |  |  | REF | 0 | 0 | Real 2021 ¦ 12/22/2022 3:42:52 PM | Area 1001 Gas IC 2026
32004 | Area 1001 Gas IC 2027 | CO2 | ATC | 2040 | AEP-KPCO | 37365.0039 | 37365.0039 | 0 | 491.4901 | 491.4901 | 0 | 122 | 2040 |  |  |  | REF | 0 | 0 | Real 2021 ¦ 12/22/2022 3:42:52 PM | Area 1001 Gas IC 2027
32005 | Area 1001 Gas IC 2027 | NOX | ATC | 2040 | AEP-KPCO | 0.17151 | 0.17151 | 0 | 0.0084511 | 0.0084511 | 0 | 0.00056 | 2040 |  |  |  | REF | 0 | 0 | Real 2021 ¦ 12/22/2022 3:42:52 PM | Area 1001 Gas IC 2027
32006 | Area 1001 Gas IC 2027 | SO2 | ATC | 2040 | AEP-KPCO | 2.3032 | 2.3032 | 0 | 0.0090922 | 0.0090922 | 0 | 0.00752 | 2040 |  |  |  | REF | 0 | 0 | Real 2021 ¦ 12/22/2022 3:42:52 PM | Area 1001 Gas IC 2027
32007 | Area 1001 Gas IC 2028 | CO2 | ATC | 2040 | AEP-KPCO | 37388.5664 | 37388.5664 | 0 | 491.8 | 491.8 | 0 | 122 | 2040 |  |  |  | REF | 0 | 0 | Real 2021 ¦ 12/22/2022 3:42:52 PM | Area 1001 Gas IC 2028
32008 | Area 1001 Gas IC 2028 | NOX | ATC | 2040 | AEP-KPCO | 0.17162 | 0.17162 | 0 | 0.0084784 | 0.0084784 | 0 | 0.00056 | 2040 |  |  |  | REF | 0 | 0 | Real 2021 ¦ 12/22/2022 3:42:52 PM | Area 1001 Gas IC 2028
32009 | Area 1001 Gas IC 2028 | SO2 | ATC | 2040 | AEP-KPCO | 2.3046 | 2.3046 | 0 | 0.0090979 | 0.0090979 | 0 | 0.00752 | 2040 |  |  |  | REF | 0 | 0 | Real 2021 ¦ 12/22/2022 3:42:52 PM | Area 1001 Gas IC 2028
32010 | Area 1001 Gas IC 2029 | CO2 | ATC | 2040 | AEP-KPCO | 37756.9336 | 37756.9336 | 0 | 496.6455 | 496.6455 | 0 | 122 | 2040 |  |  |  | REF | 0 | 0 | Real 2021 ¦ 12/22/2022 3:42:52 PM | Area 1001 Gas IC 2029
32011 | Area 1001 Gas IC 2029 | NOX | ATC | 2040 | AEP-KPCO | 0.17331 | 0.17331 | 0 | 0.00846 | 0.00846 | 0 | 0.00056 | 2040 |  |  |  | REF | 0 | 0 | Real 2021 ¦ 12/22/2022 3:42:52 PM | Area 1001 Gas IC 2029
32012 | Area 1001 Gas IC 2029 | SO2 | ATC | 2040 | AEP-KPCO | 2.3273 | 2.3273 | 0 | 0.0091876 | 0.0091876 | 0 | 0.00752 | 2040 |  |  |  | REF | 0 | 0 | Real 2021 ¦ 12/22/2022 3:42:52 PM | Area 1001 Gas IC 2029
32013 | Area 1001 Gas IC 2030 | CO2 | ATC | 2040 | AEP-KPCO | 39158.7461 | 39158.7461 | 0 | 515.0846 | 515.0846 | 0 | 122 | 2040 |  |  |  | REF | 0 | 0 | Real 2021 ¦ 12/22/2022 3:42:52 PM | Area 1001 Gas IC 2030
32014 | Area 1001 Gas IC 2030 | NOX | ATC | 2040 | AEP-KPCO | 0.17975 | 0.17975 | 0 | 0.0092031 | 0.0092031 | 0 | 0.00056 | 2040 |  |  |  | REF | 0 | 0 | Real 2021 ¦ 12/22/2022 3:42:52 PM | Area 1001 Gas IC 2030
32015 | Area 1001 Gas IC 2030 | SO2 | ATC | 2040 | AEP-KPCO | 2.4137 | 2.4137 | 0 | 0.0095287 | 0.0095287 | 0 | 0.00752 | 2040 |  |  |  | REF | 0 | 0 | Real 2021 ¦ 12/22/2022 3:42:52 PM | Area 1001 Gas IC 2030
32016 | Area 1001 Gas IC 2031 | CO2 | ATC | 2040 | AEP-KPCO | 38425.7734 | 38425.7734 | 0 | 505.4432 | 505.4432 | 0 | 122 | 2040 |  |  |  | REF | 0 | 0 | Real 2021 ¦ 12/22/2022 3:42:52 PM | Area 1001 Gas IC 2031
32017 | Area 1001 Gas IC 2031 | NOX | ATC | 2040 | AEP-KPCO | 0.17638 | 0.17638 | 0 | 0.0086264 | 0.0086264 | 0 | 0.00056 | 2040 |  |  |  | REF | 0 | 0 | Real 2021 ¦ 12/22/2022 3:42:52 PM | Area 1001 Gas IC 2031
32018 | Area 1001 Gas IC 2031 | SO2 | ATC | 2040 | AEP-KPCO | 2.3685 | 2.3685 | 0 | 0.0093503 | 0.0093503 | 0 | 0.00752 | 2040 |  |  |  | REF | 0 | 0 | Real 2021 ¦ 12/22/2022 3:42:52 PM | Area 1001 Gas IC 2031
32019 | Area 1001 Gas IC 2032 | CO2 | ATC | 2040 | AEP-KPCO | 38418.7969 | 38418.7969 | 0 | 505.3515 | 505.3515 | 0 | 122 | 2040 |  |  |  | REF | 0 | 0 | Real 2021 ¦ 12/22/2022 3:42:52 PM | Area 1001 Gas IC 2032
32020 | Area 1001 Gas IC 2032 | NOX | ATC | 2040 | AEP-KPCO | 0.17635 | 0.17635 | 0 | 0.0085225 | 0.0085225 | 0 | 0.00056 | 2040 |  |  |  | REF | 0 | 0 | Real 2021 ¦ 12/22/2022 3:42:52 PM | Area 1001 Gas IC 2032
32021 | Area 1001 Gas IC 2032 | SO2 | ATC | 2040 | AEP-KPCO | 2.3681 | 2.3681 | 0 | 0.0093486 | 0.0093486 | 0 | 0.00752 | 2040 |  |  |  | REF | 0 | 0 | Real 2021 ¦ 12/22/2022 3:42:52 PM | Area 1001 Gas IC 2032
32022 | Area 1001 Gas IC 2033 | CO2 | ATC | 2040 | AEP-KPCO | 41310.1289 | 41310.1289 | 0 | 543.3833 | 543.3833 | 0 | 122 | 2040 |  |  |  | REF | 0 | 0 | Real 2021 ¦ 12/22/2022 3:42:52 PM | Area 1001 Gas IC 2033
32023 | Area 1001 Gas IC 2033 | NOX | ATC | 2040 | AEP-KPCO | 0.18962 | 0.18962 | 0 | 0.0097008 | 0.0097008 | 0 | 0.00056 | 2040 |  |  |  | REF | 0 | 0 | Real 2021 ¦ 12/22/2022 3:42:52 PM | Area 1001 Gas IC 2033
32024 | Area 1001 Gas IC 2033 | SO2 | ATC | 2040 | AEP-KPCO | 2.5463 | 2.5463 | 0 | 0.010052 | 0.010052 | 0 | 0.00752 | 2040 |  |  |  | REF | 0 | 0 | Real 2021 ¦ 12/22/2022 3:42:52 PM | Area 1001 Gas IC 2033
32025 | Area 1001 Gas IC 2034 | CO2 | ATC | 2040 | AEP-KPCO | 35793.2656 | 35793.2656 | 0 | 470.8159 | 470.8159 | 0 | 122 | 2040 |  |  |  | REF | 0 | 0 | Real 2021 ¦ 12/22/2022 3:42:52 PM | Area 1001 Gas IC 2034
32026 | Area 1001 Gas IC 2034 | NOX | ATC | 2040 | AEP-KPCO | 0.1643 | 0.1643 | 0 | 0.0082709 | 0.0082709 | 0 | 0.00056 | 2040 |  |  |  | REF | 0 | 0 | Real 2021 ¦ 12/22/2022 3:42:52 PM | Area 1001 Gas IC 2034
32027 | Area 1001 Gas IC 2034 | SO2 | ATC | 2040 | AEP-KPCO | 2.2063 | 2.2063 | 0 | 0.0087097 | 0.0087097 | 0 | 0.00752 | 2040 |  |  |  | REF | 0 | 0 | Real 2021 ¦ 12/22/2022 3:42:52 PM | Area 1001 Gas IC 2034
32028 | Area 1001 Gas IC 2035 | CO2 | ATC | 2040 | AEP-KPCO | 36404.207 | 36404.207 | 0 | 478.852 | 478.852 | 0 | 122 | 2040 |  |  |  | REF | 0 | 0 | Real 2021 ¦ 12/22/2022 3:42:52 PM | Area 1001 Gas IC 2035
32029 | Area 1001 Gas IC 2035 | NOX | ATC | 2040 | AEP-KPCO | 0.1671 | 0.1671 | 0 | 0.0084287 | 0.0084287 | 0 | 0.00056 | 2040 |  |  |  | REF | 0 | 0 | Real 2021 ¦ 12/22/2022 3:42:52 PM | Area 1001 Gas IC 2035
32030 | Area 1001 Gas IC 2035 | SO2 | ATC | 2040 | AEP-KPCO | 2.2439 | 2.2439 | 0 | 0.0088584 | 0.0088584 | 0 | 0.00752 | 2040 |  |  |  | REF | 0 | 0 | Real 2021 ¦ 12/22/2022 3:42:52 PM | Area 1001 Gas IC 2035
32031 | Area 1001 Gas IC 2036 | CO2 | ATC | 2040 | AEP-KPCO | 37380 | 37380 | 0 | 491.6874 | 491.6874 | 0 | 122 | 2040 |  |  |  | REF | 0 | 0 | Real 2021 ¦ 12/22/2022 3:42:52 PM | Area 1001 Gas IC 2036
32032 | Area 1001 Gas IC 2036 | NOX | ATC | 2040 | AEP-KPCO | 0.17158 | 0.17158 | 0 | 0.0084514 | 0.0084514 | 0 | 0.00056 | 2040 |  |  |  | REF | 0 | 0 | Real 2021 ¦ 12/22/2022 3:42:52 PM | Area 1001 Gas IC 2036
32033 | Area 1001 Gas IC 2036 | SO2 | ATC | 2040 | AEP-KPCO | 2.3041 | 2.3041 | 0 | 0.0090959 | 0.0090959 | 0 | 0.00752 | 2040 |  |  |  | REF | 0 | 0 | Real 2021 ¦ 12/22/2022 3:42:52 PM | Area 1001 Gas IC 2036
32034 | Area 1001 Gas IC 2037 | CO2 | ATC | 2040 | AEP-KPCO | 37531.5547 | 37531.5547 | 0 | 493.6809 | 493.6809 | 0 | 122 | 2040 |  |  |  | REF | 0 | 0 | Real 2021 ¦ 12/22/2022 3:42:52 PM | Area 1001 Gas IC 2037
32035 | Area 1001 Gas IC 2037 | NOX | ATC | 2040 | AEP-KPCO | 0.17228 | 0.17228 | 0 | 0.0084787 | 0.0084787 | 0 | 0.00056 | 2040 |  |  |  | REF | 0 | 0 | Real 2021 ¦ 12/22/2022 3:42:52 PM | Area 1001 Gas IC 2037
32036 | Area 1001 Gas IC 2037 | SO2 | ATC | 2040 | AEP-KPCO | 2.3134 | 2.3134 | 0 | 0.0091327 | 0.0091327 | 0 | 0.00752 | 2040 |  |  |  | REF | 0 | 0 | Real 2021 ¦ 12/22/2022 3:42:52 PM | Area 1001 Gas IC 2037
32037 | Area 1001 Gas IC 2038 | CO2 | ATC | 2040 | AEP-KPCO | 37856.1016 | 37856.1016 | 0 | 497.9499 | 497.9499 | 0 | 122 | 2040 |  |  |  | REF | 0 | 0 | Real 2021 ¦ 12/22/2022 3:42:52 PM | Area 1001 Gas IC 2038
32038 | Area 1001 Gas IC 2038 | NOX | ATC | 2040 | AEP-KPCO | 0.17377 | 0.17377 | 0 | 0.0084622 | 0.0084622 | 0 | 0.00056 | 2040 |  |  |  | REF | 0 | 0 | Real 2021 ¦ 12/22/2022 3:42:52 PM | Area 1001 Gas IC 2038
32039 | Area 1001 Gas IC 2038 | SO2 | ATC | 2040 | AEP-KPCO | 2.3334 | 2.3334 | 0 | 0.0092117 | 0.0092117 | 0 | 0.00752 | 2040 |  |  |  | REF | 0 | 0 | Real 2021 ¦ 12/22/2022 3:42:52 PM | Area 1001 Gas IC 2038
32040 | Area 1001 Gas IC 2039 | CO2 | ATC | 2040 | AEP-KPCO | 37422.8438 | 37422.8438 | 0 | 492.251 | 492.251 | 0 | 122 | 2040 |  |  |  | REF | 0 | 0 | Real 2021 ¦ 12/22/2022 3:42:52 PM | Area 1001 Gas IC 2039
32041 | Area 1001 Gas IC 2039 | NOX | ATC | 2040 | AEP-KPCO | 0.17178 | 0.17178 | 0 | 0.0084524 | 0.0084524 | 0 | 0.00056 | 2040 |  |  |  | REF | 0 | 0 | Real 2021 ¦ 12/22/2022 3:42:52 PM | Area 1001 Gas IC 2039
32042 | Area 1001 Gas IC 2039 | SO2 | ATC | 2040 | AEP-KPCO | 2.3067 | 2.3067 | 0 | 0.0091063 | 0.0091063 | 0 | 0.00752 | 2040 |  |  |  | REF | 0 | 0 | Real 2021 ¦ 12/22/2022 3:42:52 PM | Area 1001 Gas IC 2039
32043 | Area 1001 Gas IC 2040 | CO2 | ATC | 2040 | AEP-KPCO | 37539.0234 | 37539.0234 | 0 | 493.7791 | 493.7791 | 0 | 122 | 2040 |  |  |  | REF | 0 | 0 | Real 2021 ¦ 12/22/2022 3:42:52 PM | Area 1001 Gas IC 2040
32044 | Area 1001 Gas IC 2040 | NOX | ATC | 2040 | AEP-KPCO | 0.17231 | 0.17231 | 0 | 0.0084551 | 0.0084551 | 0 | 0.00056 | 2040 |  |  |  | REF | 0 | 0 | Real 2021 ¦ 12/22/2022 3:42:52 PM | Area 1001 Gas IC 2040
32045 | Area 1001 Gas IC 2040 | SO2 | ATC | 2040 | AEP-KPCO | 2.3139 | 2.3139 | 0 | 0.0091345 | 0.0091345 | 0 | 0.00752 | 2040 |  |  |  | REF | 0 | 0 | Real 2021 ¦ 12/22/2022 3:42:52 PM | Area 1001 Gas IC 2040
32046 | Area 1001 Gas IC 2041 | CO2 | ATC | 2040 | AEP-KPCO | 0 | 0 | 0 | 0 | 0 | 0 | 122 | 2040 |  |  |  | REF | 0 | 0 | Real 2021 ¦ 12/22/2022 3:42:52 PM | Area 1001 Gas IC 2041
32047 | Area 1001 Gas IC 2041 | NOX | ATC | 2040 | AEP-KPCO | 0 | 0 | 0 | 0 | 0 | 0 | 0.00056 | 2040 |  |  |  | REF | 0 | 0 | Real 2021 ¦ 12/22/2022 3:42:52 PM | Area 1001 Gas IC 2041
32048 | Area 1001 Gas IC 2041 | SO2 | ATC | 2040 | AEP-KPCO | 0 | 0 | 0 | 0 | 0 | 0 | 0.00752 | 2040 |  |  |  | REF | 0 | 0 | Real 2021 ¦ 12/22/2022 3:42:52 PM | Area 1001 Gas IC 2041
32049 | Area 1001 Gas IC 2042 | CO2 | ATC | 2040 | AEP-KPCO | 0 | 0 | 0 | 0 | 0 | 0 | 122 | 2040 |  |  |  | REF | 0 | 0 | Real 2021 ¦ 12/22/2022 3:42:52 PM | Area 1001 Gas IC 2042
32050 | Area 1001 Gas IC 2042 | NOX | ATC | 2040 | AEP-KPCO | 0 | 0 | 0 | 0 | 0 | 0 | 0.00056 | 2040 |  |  |  | REF | 0 | 0 | Real 2021 ¦ 12/22/2022 3:42:52 PM | Area 1001 Gas IC 2042
32051 | Area 1001 Gas IC 2042 | SO2 | ATC | 2040 | AEP-KPCO | 0 | 0 | 0 | 0 | 0 | 0 | 0.00752 | 2040 |  |  |  | REF | 0 | 0 | Real 2021 ¦ 12/22/2022 3:42:52 PM | Area 1001 Gas IC 2042
32052 | Area 1001 Gas IC 2043 | CO2 | ATC | 2040 | AEP-KPCO | 0 | 0 | 0 | 0 | 0 | 0 | 122 | 2040 |  |  |  | REF | 0 | 0 | Real 2021 ¦ 12/22/2022 3:42:52 PM | Area 1001 Gas IC 2043
32053 | Area 1001 Gas IC 2043 | NOX | ATC | 2040 | AEP-KPCO | 0 | 0 | 0 | 0 | 0 | 0 | 0.00056 | 2040 |  |  |  | REF | 0 | 0 | Real 2021 ¦ 12/22/2022 3:42:52 PM | Area 1001 Gas IC 2043
32054 | Area 1001 Gas IC 2043 | SO2 | ATC | 2040 | AEP-KPCO | 0 | 0 | 0 | 0 | 0 | 0 | 0.00752 | 2040 |  |  |  | REF | 0 | 0 | Real 2021 ¦ 12/22/2022 3:42:52 PM | Area 1001 Gas IC 2043
32055 | Area 1001 Gas CCS 2024 | CO2 | ATC | 2040 | AEP-KPCO | 20990.0586 | 20990.0586 | 0 | 10006.0078 | 10006.0078 | 0 | 11.7 | 2040 |  |  |  | REF | 0 | 0 | Real 2021 ¦ 12/22/2022 3:42:52 PM | Area 1001 Gas CCS 2024
32056 | Area 1001 Gas CCS 2024 | NOX | ATC | 2040 | AEP-KPCO | 25.1163 | 25.1163 | 0 | 1.3309 | 1.3309 | 0 | 0.014 | 2040 |  |  |  | REF | 0 | 0 | Real 2021 ¦ 12/22/2022 3:42:52 PM | Area 1001 Gas CCS 2024
32057 | Area 1001 Gas CCS 2024 | SO2 | ATC | 2040 | AEP-KPCO | 9.2392 | 9.2392 | 0 | 0.036474 | 0.036474 | 0 | 0.00515 | 2040 |  |  |  | REF | 0 | 0 | Real 2021 ¦ 12/22/2022 3:42:52 PM | Area 1001 Gas CCS 2024
32058 | Area 1001 Gas CCS 2025 | CO2 | ATC | 2040 | AEP-KPCO | 20427.9316 | 20427.9316 | 0 | 9738.041 | 9738.041 | 0 | 11.7 | 2040 |  |  |  | REF | 0 | 0 | Real 2021 ¦ 12/22/2022 3:42:52 PM | Area 1001 Gas CCS 2025
32059 | Area 1001 Gas CCS 2025 | NOX | ATC | 2040 | AEP-KPCO | 24.4437 | 24.4437 | 0 | 1.3303 | 1.3303 | 0 | 0.014 | 2040 |  |  |  | REF | 0 | 0 | Real 2021 ¦ 12/22/2022 3:42:52 PM | Area 1001 Gas CCS 2025
32060 | Area 1001 Gas CCS 2025 | SO2 | ATC | 2040 | AEP-KPCO | 8.9918 | 8.9918 | 0 | 0.035497 | 0.035497 | 0 | 0.00515 | 2040 |  |  |  | REF | 0 | 0 | Real 2021 ¦ 12/22/2022 3:42:52 PM | Area 1001 Gas CCS 2025
32061 | Area 1001 Gas CCS 2026 | CO2 | ATC | 2040 | AEP-KPCO | 21557.3457 | 21557.3457 | 0 | 10276.4346 | 10276.4346 | 0 | 11.7 | 2040 |  |  |  | REF | 0 | 0 | Real 2021 ¦ 12/22/2022 3:42:52 PM | Area 1001 Gas CCS 2026
32062 | Area 1001 Gas CCS 2026 | NOX | ATC | 2040 | AEP-KPCO | 25.7951 | 25.7951 | 0 | 1.3827 | 1.3827 | 0 | 0.014 | 2040 |  |  |  | REF | 0 | 0 | Real 2021 ¦ 12/22/2022 3:42:52 PM | Area 1001 Gas CCS 2026
32063 | Area 1001 Gas CCS 2026 | SO2 | ATC | 2040 | AEP-KPCO | 9.4889 | 9.4889 | 0 | 0.03746 | 0.03746 | 0 | 0.00515 | 2040 |  |  |  | REF | 0 | 0 | Real 2021 ¦ 12/22/2022 3:42:52 PM | Area 1001 Gas CCS 2026
32064 | Area 1001 Gas CCS 2027 | CO2 | ATC | 2040 | AEP-KPCO | 22091.6992 | 22091.6992 | 0 | 10531.1621 | 10531.1621 | 0 | 11.7 | 2040 |  |  |  | REF | 0 | 0 | Real 2021 ¦ 12/22/2022 3:42:52 PM | Area 1001 Gas CCS 2027
32065 | Area 1001 Gas CCS 2027 | NOX | ATC | 2040 | AEP-KPCO | 26.4345 | 26.4345 | 0 | 1.4059 | 1.4059 | 0 | 0.014 | 2040 |  |  |  | REF | 0 | 0 | Real 2021 ¦ 12/22/2022 3:42:52 PM | Area 1001 Gas CCS 2027
32066 | Area 1001 Gas CCS 2027 | SO2 | ATC | 2040 | AEP-KPCO | 9.7241 | 9.7241 | 0 | 0.038388 | 0.038388 | 0 | 0.00515 | 2040 |  |  |  | REF | 0 | 0 | Real 2021 ¦ 12/22/2022 3:42:52 PM | Area 1001 Gas CCS 2027
32067 | Area 1001 Gas CCS 2028 | CO2 | ATC | 2040 | AEP-KPCO | 22500.2168 | 22500.2168 | 0 | 10725.9033 | 10725.9033 | 0 | 11.7 | 2040 |  |  |  | REF | 0 | 0 | Real 2021 ¦ 12/22/2022 3:42:52 PM | Area 1001 Gas CCS 2028
32068 | Area 1001 Gas CCS 2028 | NOX | ATC | 2040 | AEP-KPCO | 26.9233 | 26.9233 | 0 | 1.4345 | 1.4345 | 0 | 0.014 | 2040 |  |  |  | REF | 0 | 0 | Real 2021 ¦ 12/22/2022 3:42:52 PM | Area 1001 Gas CCS 2028
32069 | Area 1001 Gas CCS 2028 | SO2 | ATC | 2040 | AEP-KPCO | 9.9039 | 9.9039 | 0 | 0.039098 | 0.039098 | 0 | 0.00515 | 2040 |  |  |  | REF | 0 | 0 | Real 2021 ¦ 12/22/2022 3:42:52 PM | Area 1001 Gas CCS 2028
32070 | Area 1001 Gas CCS 2029 | CO2 | ATC | 2040 | AEP-KPCO | 120094.2656 | 120094.2656 | 0 | -77447.9453 | -77447.9453 | 0 | 11.7 | 2040 |  |  |  | REF | 0 | 0 | Real 2021 ¦ 12/22/2022 3:42:52 PM | Area 1001 Gas CCS 2029
32071 | Area 1001 Gas CCS 2029 | NOX | ATC | 2040 | AEP-KPCO | 143.7025 | 143.7025 | 0 | 6.5068 | 6.5068 | 0 | 0.014 | 2040 |  |  |  | REF | 0 | 0 | Real 2021 ¦ 12/22/2022 3:42:52 PM | Area 1001 Gas CCS 2029
32072 | Area 1001 Gas CCS 2029 | SO2 | ATC | 2040 | AEP-KPCO | 52.862 | 52.862 | 0 | 0.20868 | 0.20868 | 0 | 0.00515 | 2040 |  |  |  | REF | 0 | 0 | Real 2021 ¦ 12/22/2022 3:42:52 PM | Area 1001 Gas CCS 2029
32073 | Area 1001 Gas CCS 2030 | CO2 | ATC | 2040 | AEP-KPCO | 118881.8984 | 118881.8984 | 0 | -76666.1016 | -76666.1016 | 0 | 11.7 | 2040 |  |  |  | REF | 0 | 0 | Real 2021 ¦ 12/22/2022 3:42:52 PM | Area 1001 Gas CCS 2030
32074 | Area 1001 Gas CCS 2030 | NOX | ATC | 2040 | AEP-KPCO | 142.2518 | 142.2518 | 0 | 6.4411 | 6.4411 | 0 | 0.014 | 2040 |  |  |  | REF | 0 | 0 | Real 2021 ¦ 12/22/2022 3:42:52 PM | Area 1001 Gas CCS 2030
32075 | Area 1001 Gas CCS 2030 | SO2 | ATC | 2040 | AEP-KPCO | 52.3284 | 52.3284 | 0 | 0.20658 | 0.20658 | 0 | 0.00515 | 2040 |  |  |  | REF | 0 | 0 | Real 2021 ¦ 12/22/2022 3:42:52 PM | Area 1001 Gas CCS 2030
32076 | Area 1001 Gas CCS 2031 | CO2 | ATC | 2040 | AEP-KPCO | 117651.9688 | 117651.9688 | 0 | -75872.9219 | -75872.9219 | 0 | 11.7 | 2040 |  |  |  | REF | 0 | 0 | Real 2021 ¦ 12/22/2022 3:42:52 PM | Area 1001 Gas CCS 2031
32077 | Area 1001 Gas CCS 2031 | NOX | ATC | 2040 | AEP-KPCO | 140.7801 | 140.7801 | 0 | 6.3745 | 6.3745 | 0 | 0.014 | 2040 |  |  |  | REF | 0 | 0 | Real 2021 ¦ 12/22/2022 3:42:52 PM | Area 1001 Gas CCS 2031
32078 | Area 1001 Gas CCS 2031 | SO2 | ATC | 2040 | AEP-KPCO | 51.787 | 51.787 | 0 | 0.20444 | 0.20444 | 0 | 0.00515 | 2040 |  |  |  | REF | 0 | 0 | Real 2021 ¦ 12/22/2022 3:42:52 PM | Area 1001 Gas CCS 2031
32079 | Area 1001 Gas CCS 2032 | CO2 | ATC | 2040 | AEP-KPCO | 116263.8984 | 116263.8984 | 0 | -74977.7656 | -74977.7656 | 0 | 11.7 | 2040 |  |  |  | REF | 0 | 0 | Real 2021 ¦ 12/22/2022 3:42:52 PM | Area 1001 Gas CCS 2032
32080 | Area 1001 Gas CCS 2032 | NOX | ATC | 2040 | AEP-KPCO | 139.1192 | 139.1192 | 0 | 6.2992 | 6.2992 | 0 | 0.014 | 2040 |  |  |  | REF | 0 | 0 | Real 2021 ¦ 12/22/2022 3:42:52 PM | Area 1001 Gas CCS 2032
32081 | Area 1001 Gas CCS 2032 | SO2 | ATC | 2040 | AEP-KPCO | 51.176 | 51.176 | 0 | 0.20203 | 0.20203 | 0 | 0.00515 | 2040 |  |  |  | REF | 0 | 0 | Real 2021 ¦ 12/22/2022 3:42:52 PM | Area 1001 Gas CCS 2032
32082 | Area 1001 Gas CCS 2033 | CO2 | ATC | 2040 | AEP-KPCO | 28451.3965 | 28451.3965 | 0 | 13562.8447 | 13562.8447 | 0 | 11.7 | 2040 |  |  |  | REF | 0 | 0 | Real 2021 ¦ 12/22/2022 3:42:52 PM | Area 1001 Gas CCS 2033
32083 | Area 1001 Gas CCS 2033 | NOX | ATC | 2040 | AEP-KPCO | 34.0444 | 34.0444 | 0 | 1.7575 | 1.7575 | 0 | 0.014 | 2040 |  |  |  | REF | 0 | 0 | Real 2021 ¦ 12/22/2022 3:42:52 PM | Area 1001 Gas CCS 2033
32084 | Area 1001 Gas CCS 2033 | SO2 | ATC | 2040 | AEP-KPCO | 12.5235 | 12.5235 | 0 | 0.049439 | 0.049439 | 0 | 0.00515 | 2040 |  |  |  | REF | 0 | 0 | Real 2021 ¦ 12/22/2022 3:42:52 PM | Area 1001 Gas CCS 2033
32085 | Area 1001 Gas CCS 2034 | CO2 | ATC | 2040 | AEP-KPCO | 28710.8281 | 28710.8281 | 0 | 13686.5156 | 13686.5156 | 0 | 11.7 | 2040 |  |  |  | REF | 0 | 0 | Real 2021 ¦ 12/22/2022 3:42:52 PM | Area 1001 Gas CCS 2034
32086 | Area 1001 Gas CCS 2034 | NOX | ATC | 2040 | AEP-KPCO | 34.3548 | 34.3548 | 0 | 1.7702 | 1.7702 | 0 | 0.014 | 2040 |  |  |  | REF | 0 | 0 | Real 2021 ¦ 12/22/2022 3:42:52 PM | Area 1001 Gas CCS 2034
32087 | Area 1001 Gas CCS 2034 | SO2 | ATC | 2040 | AEP-KPCO | 12.6377 | 12.6377 | 0 | 0.04989 | 0.04989 | 0 | 0.00515 | 2040 |  |  |  | REF | 0 | 0 | Real 2021 ¦ 12/22/2022 3:42:52 PM | Area 1001 Gas CCS 2034
32088 | Area 1001 Gas CCS 2035 | CO2 | ATC | 2040 | AEP-KPCO | 29395.957 | 29395.957 | 0 | 14013.1182 | 14013.1182 | 0 | 11.7 | 2040 |  |  |  | REF | 0 | 0 | Real 2021 ¦ 12/22/2022 3:42:52 PM | Area 1001 Gas CCS 2035
32089 | Area 1001 Gas CCS 2035 | NOX | ATC | 2040 | AEP-KPCO | 35.1746 | 35.1746 | 0 | 1.7867 | 1.7867 | 0 | 0.014 | 2040 |  |  |  | REF | 0 | 0 | Real 2021 ¦ 12/22/2022 3:42:52 PM | Area 1001 Gas CCS 2035
32090 | Area 1001 Gas CCS 2035 | SO2 | ATC | 2040 | AEP-KPCO | 12.9392 | 12.9392 | 0 | 0.05108 | 0.05108 | 0 | 0.00515 | 2040 |  |  |  | REF | 0 | 0 | Real 2021 ¦ 12/22/2022 3:42:52 PM | Area 1001 Gas CCS 2035
32091 | Area 1001 Gas CCS 2036 | CO2 | ATC | 2040 | AEP-KPCO | 31205.7012 | 31205.7012 | 0 | 14875.8271 | 14875.8271 | 0 | 11.7 | 2040 |  |  |  | REF | 0 | 0 | Real 2021 ¦ 12/22/2022 3:42:52 PM | Area 1001 Gas CCS 2036
32092 | Area 1001 Gas CCS 2036 | NOX | ATC | 2040 | AEP-KPCO | 37.3402 | 37.3402 | 0 | 1.8478 | 1.8478 | 0 | 0.014 | 2040 |  |  |  | REF | 0 | 0 | Real 2021 ¦ 12/22/2022 3:42:52 PM | Area 1001 Gas CCS 2036
32093 | Area 1001 Gas CCS 2036 | SO2 | ATC | 2040 | AEP-KPCO | 13.7358 | 13.7358 | 0 | 0.054225 | 0.054225 | 0 | 0.00515 | 2040 |  |  |  | REF | 0 | 0 | Real 2021 ¦ 12/22/2022 3:42:52 PM | Area 1001 Gas CCS 2036
32094 | Area 1001 Gas CCS 2037 | CO2 | ATC | 2040 | AEP-KPCO | 32020.0723 | 32020.0723 | 0 | 15264.04 | 15264.04 | 0 | 11.7 | 2040 |  |  |  | REF | 0 | 0 | Real 2021 ¦ 12/22/2022 3:42:52 PM | Area 1001 Gas CCS 2037
32095 | Area 1001 Gas CCS 2037 | NOX | ATC | 2040 | AEP-KPCO | 38.3146 | 38.3146 | 0 | 1.8667 | 1.8667 | 0 | 0.014 | 2040 |  |  |  | REF | 0 | 0 | Real 2021 ¦ 12/22/2022 3:42:52 PM | Area 1001 Gas CCS 2037
32096 | Area 1001 Gas CCS 2037 | SO2 | ATC | 2040 | AEP-KPCO | 14.0943 | 14.0943 | 0 | 0.05564 | 0.05564 | 0 | 0.00515 | 2040 |  |  |  | REF | 0 | 0 | Real 2021 ¦ 12/22/2022 3:42:52 PM | Area 1001 Gas CCS 2037
32097 | Area 1001 Gas CCS 2038 | CO2 | ATC | 2040 | AEP-KPCO | 33321.9688 | 33321.9688 | 0 | 15884.6562 | 15884.6562 | 0 | 11.7 | 2040 |  |  |  | REF | 0 | 0 | Real 2021 ¦ 12/22/2022 3:42:52 PM | Area 1001 Gas CCS 2038
32098 | Area 1001 Gas CCS 2038 | NOX | ATC | 2040 | AEP-KPCO | 39.8724 | 39.8724 | 0 | 1.9607 | 1.9607 | 0 | 0.014 | 2040 |  |  |  | REF | 0 | 0 | Real 2021 ¦ 12/22/2022 3:42:52 PM | Area 1001 Gas CCS 2038
32099 | Area 1001 Gas CCS 2038 | SO2 | ATC | 2040 | AEP-KPCO | 14.6674 | 14.6674 | 0 | 0.057903 | 0.057903 | 0 | 0.00515 | 2040 |  |  |  | REF | 0 | 0 | Real 2021 ¦ 12/22/2022 3:42:52 PM | Area 1001 Gas CCS 2038
32100 | Area 1001 Gas CCS 2039 | CO2 | ATC | 2040 | AEP-KPCO | 33344.4805 | 33344.4805 | 0 | 15895.3887 | 15895.3887 | 0 | 11.7 | 2040 |  |  |  | REF | 0 | 0 | Real 2021 ¦ 12/22/2022 3:42:52 PM | Area 1001 Gas CCS 2039
32101 | Area 1001 Gas CCS 2039 | NOX | ATC | 2040 | AEP-KPCO | 39.8994 | 39.8994 | 0 | 1.9589 | 1.9589 | 0 | 0.014 | 2040 |  |  |  | REF | 0 | 0 | Real 2021 ¦ 12/22/2022 3:42:52 PM | Area 1001 Gas CCS 2039
32102 | Area 1001 Gas CCS 2039 | SO2 | ATC | 2040 | AEP-KPCO | 14.6773 | 14.6773 | 0 | 0.057942 | 0.057942 | 0 | 0.00515 | 2040 |  |  |  | REF | 0 | 0 | Real 2021 ¦ 12/22/2022 3:42:52 PM | Area 1001 Gas CCS 2039
32103 | Area 1001 Gas CCS 2040 | CO2 | ATC | 2040 | AEP-KPCO | 33536.9648 | 33536.9648 | 0 | 15987.1455 | 15987.1455 | 0 | 11.7 | 2040 |  |  |  | REF | 0 | 0 | Real 2021 ¦ 12/22/2022 3:42:52 PM | Area 1001 Gas CCS 2040
32104 | Area 1001 Gas CCS 2040 | NOX | ATC | 2040 | AEP-KPCO | 40.1297 | 40.1297 | 0 | 1.9667 | 1.9667 | 0 | 0.014 | 2040 |  |  |  | REF | 0 | 0 | Real 2021 ¦ 12/22/2022 3:42:52 PM | Area 1001 Gas CCS 2040
32105 | Area 1001 Gas CCS 2040 | SO2 | ATC | 2040 | AEP-KPCO | 14.762 | 14.762 | 0 | 0.058276 | 0.058276 | 0 | 0.00515 | 2040 |  |  |  | REF | 0 | 0 | Real 2021 ¦ 12/22/2022 3:42:52 PM | Area 1001 Gas CCS 2040
32106 | Area 1001 Gas CCS 2041 | CO2 | ATC | 2040 | AEP-KPCO | 0 | 0 | 0 | 0 | 0 | 0 | 11.7 | 2040 |  |  |  | REF | 0 | 0 | Real 2021 ¦ 12/22/2022 3:42:52 PM | Area 1001 Gas CCS 2041
32107 | Area 1001 Gas CCS 2041 | NOX | ATC | 2040 | AEP-KPCO | 0 | 0 | 0 | 0 | 0 | 0 | 0.014 | 2040 |  |  |  | REF | 0 | 0 | Real 2021 ¦ 12/22/2022 3:42:52 PM | Area 1001 Gas CCS 2041
32108 | Area 1001 Gas CCS 2041 | SO2 | ATC | 2040 | AEP-KPCO | 0 | 0 | 0 | 0 | 0 | 0 | 0.00515 | 2040 |  |  |  | REF | 0 | 0 | Real 2021 ¦ 12/22/2022 3:42:52 PM | Area 1001 Gas CCS 2041
32109 | Area 1001 Gas CCS 2042 | CO2 | ATC | 2040 | AEP-KPCO | 0 | 0 | 0 | 0 | 0 | 0 | 11.7 | 2040 |  |  |  | REF | 0 | 0 | Real 2021 ¦ 12/22/2022 3:42:52 PM | Area 1001 Gas CCS 2042
32110 | Area 1001 Gas CCS 2042 | NOX | ATC | 2040 | AEP-KPCO | 0 | 0 | 0 | 0 | 0 | 0 | 0.014 | 2040 |  |  |  | REF | 0 | 0 | Real 2021 ¦ 12/22/2022 3:42:52 PM | Area 1001 Gas CCS 2042
32111 | Area 1001 Gas CCS 2042 | SO2 | ATC | 2040 | AEP-KPCO | 0 | 0 | 0 | 0 | 0 | 0 | 0.00515 | 2040 |  |  |  | REF | 0 | 0 | Real 2021 ¦ 12/22/2022 3:42:52 PM | Area 1001 Gas CCS 2042
32112 | Area 1001 Gas CCS 2043 | CO2 | ATC | 2040 | AEP-KPCO | 0 | 0 | 0 | 0 | 0 | 0 | 11.7 | 2040 |  |  |  | REF | 0 | 0 | Real 2021 ¦ 12/22/2022 3:42:52 PM | Area 1001 Gas CCS 2043
32113 | Area 1001 Gas CCS 2043 | NOX | ATC | 2040 | AEP-KPCO | 0 | 0 | 0 | 0 | 0 | 0 | 0.014 | 2040 |  |  |  | REF | 0 | 0 | Real 2021 ¦ 12/22/2022 3:42:52 PM | Area 1001 Gas CCS 2043
32114 | Area 1001 Gas CCS 2043 | SO2 | ATC | 2040 | AEP-KPCO | 0 | 0 | 0 | 0 | 0 | 0 | 0.00515 | 2040 |  |  |  | REF | 0 | 0 | Real 2021 ¦ 12/22/2022 3:42:52 PM | Area 1001 Gas CCS 2043
32115 | Area 1001 Coal CCS 2025 | CO2 | ATC | 2040 | AEP-KPCO | 2257.5354 | 2257.5354 | 0 | 1076.1721 | 1076.1721 | 0 | 20.57 | 2040 |  |  |  | REF | 0 | 0 | Real 2021 ¦ 12/22/2022 3:42:52 PM | Area 1001 Coal CCS 2025
32116 | Area 1001 Coal CCS 2025 | NOX | ATC | 2040 | AEP-KPCO | 0.80117 | 0.80117 | 0 | 0.038292 | 0.038292 | 0 | 0.0073 | 2040 |  |  |  | REF | 0 | 0 | Real 2021 ¦ 12/22/2022 3:42:52 PM | Area 1001 Coal CCS 2025
32117 | Area 1001 Coal CCS 2025 | SO2 | ATC | 2040 | AEP-KPCO | 46.8628 | 46.8628 | 0 | 0.185 | 0.185 | 0 | 0.427 | 2040 |  |  |  | REF | 0 | 0 | Real 2021 ¦ 12/22/2022 3:42:52 PM | Area 1001 Coal CCS 2025
32118 | Area 1001 Coal CCS 2026 | CO2 | ATC | 2040 | AEP-KPCO | 2315.1289 | 2315.1289 | 0 | 1103.6271 | 1103.6271 | 0 | 20.57 | 2040 |  |  |  | REF | 0 | 0 | Real 2021 ¦ 12/22/2022 3:42:52 PM | Area 1001 Coal CCS 2026
32119 | Area 1001 Coal CCS 2026 | NOX | ATC | 2040 | AEP-KPCO | 0.82161 | 0.82161 | 0 | 0.038011 | 0.038011 | 0 | 0.0073 | 2040 |  |  |  | REF | 0 | 0 | Real 2021 ¦ 12/22/2022 3:42:52 PM | Area 1001 Coal CCS 2026
32120 | Area 1001 Coal CCS 2026 | SO2 | ATC | 2040 | AEP-KPCO | 48.0583 | 48.0583 | 0 | 0.18972 | 0.18972 | 0 | 0.427 | 2040 |  |  |  | REF | 0 | 0 | Real 2021 ¦ 12/22/2022 3:42:52 PM | Area 1001 Coal CCS 2026
32121 | Area 1001 Coal CCS 2027 | CO2 | ATC | 2040 | AEP-KPCO | 2287.0508 | 2287.0508 | 0 | 1090.2422 | 1090.2422 | 0 | 20.57 | 2040 |  |  |  | REF | 0 | 0 | Real 2021 ¦ 12/22/2022 3:42:52 PM | Area 1001 Coal CCS 2027
32122 | Area 1001 Coal CCS 2027 | NOX | ATC | 2040 | AEP-KPCO | 0.81164 | 0.81164 | 0 | 0.03755 | 0.03755 | 0 | 0.0073 | 2040 |  |  |  | REF | 0 | 0 | Real 2021 ¦ 12/22/2022 3:42:52 PM | Area 1001 Coal CCS 2027
32123 | Area 1001 Coal CCS 2027 | SO2 | ATC | 2040 | AEP-KPCO | 47.4755 | 47.4755 | 0 | 0.18742 | 0.18742 | 0 | 0.427 | 2040 |  |  |  | REF | 0 | 0 | Real 2021 ¦ 12/22/2022 3:42:52 PM | Area 1001 Coal CCS 2027
32124 | Area 1001 Coal CCS 2028 | CO2 | ATC | 2040 | AEP-KPCO | 2339.6504 | 2339.6504 | 0 | 1115.3165 | 1115.3165 | 0 | 20.57 | 2040 |  |  |  | REF | 0 | 0 | Real 2021 ¦ 12/22/2022 3:42:52 PM | Area 1001 Coal CCS 2028
32125 | Area 1001 Coal CCS 2028 | NOX | ATC | 2040 | AEP-KPCO | 0.83031 | 0.83031 | 0 | 0.039991 | 0.039991 | 0 | 0.0073 | 2040 |  |  |  | REF | 0 | 0 | Real 2021 ¦ 12/22/2022 3:42:52 PM | Area 1001 Coal CCS 2028
32126 | Area 1001 Coal CCS 2028 | SO2 | ATC | 2040 | AEP-KPCO | 48.5674 | 48.5674 | 0 | 0.19173 | 0.19173 | 0 | 0.427 | 2040 |  |  |  | REF | 0 | 0 | Real 2021 ¦ 12/22/2022 3:42:52 PM | Area 1001 Coal CCS 2028
32127 | Area 1001 Coal CCS 2029 | CO2 | ATC | 2040 | AEP-KPCO | 648121.3125 | 648121.3125 | 0 | -417968.8438 | -417968.8438 | 0 | 20.57 | 2040 |  |  |  | REF | 0 | 0 | Real 2021 ¦ 12/22/2022 3:42:52 PM | Area 1001 Coal CCS 2029
32128 | Area 1001 Coal CCS 2029 | NOX | ATC | 2040 | AEP-KPCO | 230.009 | 230.009 | 0 | 10.5551 | 10.5551 | 0 | 0.0073 | 2040 |  |  |  | REF | 0 | 0 | Real 2021 ¦ 12/22/2022 3:42:52 PM | Area 1001 Coal CCS 2029
32129 | Area 1001 Coal CCS 2029 | SO2 | ATC | 2040 | AEP-KPCO | 13453.9521 | 13453.9521 | 0 | 53.1124 | 53.1124 | 0 | 0.427 | 2040 |  |  |  | REF | 0 | 0 | Real 2021 ¦ 12/22/2022 3:42:52 PM | Area 1001 Coal CCS 2029
32130 | Area 1001 Coal CCS 2030 | CO2 | ATC | 2040 | AEP-KPCO | 639917.9375 | 639917.9375 | 0 | -412678.5625 | -412678.5625 | 0 | 20.57 | 2040 |  |  |  | REF | 0 | 0 | Real 2021 ¦ 12/22/2022 3:42:52 PM | Area 1001 Coal CCS 2030
32131 | Area 1001 Coal CCS 2030 | NOX | ATC | 2040 | AEP-KPCO | 227.0977 | 227.0977 | 0 | 10.4215 | 10.4215 | 0 | 0.0073 | 2040 |  |  |  | REF | 0 | 0 | Real 2021 ¦ 12/22/2022 3:42:52 PM | Area 1001 Coal CCS 2030
32132 | Area 1001 Coal CCS 2030 | SO2 | ATC | 2040 | AEP-KPCO | 13283.6631 | 13283.6631 | 0 | 52.4402 | 52.4402 | 0 | 0.427 | 2040 |  |  |  | REF | 0 | 0 | Real 2021 ¦ 12/22/2022 3:42:52 PM | Area 1001 Coal CCS 2030
32133 | Area 1001 Coal CCS 2031 | CO2 | ATC | 2040 | AEP-KPCO | 631768.875 | 631768.875 | 0 | -407423.2812 | -407423.2812 | 0 | 20.57 | 2040 |  |  |  | REF | 0 | 0 | Real 2021 ¦ 12/22/2022 3:42:52 PM | Area 1001 Coal CCS 2031
32134 | Area 1001 Coal CCS 2031 | NOX | ATC | 2040 | AEP-KPCO | 224.2058 | 224.2058 | 0 | 10.2888 | 10.2888 | 0 | 0.0073 | 2040 |  |  |  | REF | 0 | 0 | Real 2021 ¦ 12/22/2022 3:42:52 PM | Area 1001 Coal CCS 2031
32135 | Area 1001 Coal CCS 2031 | SO2 | ATC | 2040 | AEP-KPCO | 13114.502 | 13114.502 | 0 | 51.7724 | 51.7724 | 0 | 0.427 | 2040 |  |  |  | REF | 0 | 0 | Real 2021 ¦ 12/22/2022 3:42:52 PM | Area 1001 Coal CCS 2031
32136 | Area 1001 Coal CCS 2032 | CO2 | ATC | 2040 | AEP-KPCO | 623619.8125 | 623619.8125 | 0 | -402168.0312 | -402168.0312 | 0 | 20.57 | 2040 |  |  |  | REF | 0 | 0 | Real 2021 ¦ 12/22/2022 3:42:52 PM | Area 1001 Coal CCS 2032
32137 | Area 1001 Coal CCS 2032 | NOX | ATC | 2040 | AEP-KPCO | 221.3138 | 221.3138 | 0 | 10.156 | 10.156 | 0 | 0.0073 | 2040 |  |  |  | REF | 0 | 0 | Real 2021 ¦ 12/22/2022 3:42:52 PM | Area 1001 Coal CCS 2032
32138 | Area 1001 Coal CCS 2032 | SO2 | ATC | 2040 | AEP-KPCO | 12945.3408 | 12945.3408 | 0 | 51.1046 | 51.1046 | 0 | 0.427 | 2040 |  |  |  | REF | 0 | 0 | Real 2021 ¦ 12/22/2022 3:42:52 PM | Area 1001 Coal CCS 2032
32139 | Area 1001 Coal CCS 2033 | CO2 | ATC | 2040 | AEP-KPCO | 2274.5227 | 2274.5227 | 0 | 1084.27 | 1084.27 | 0 | 20.57 | 2040 |  |  |  | REF | 0 | 0 | Real 2021 ¦ 12/22/2022 3:42:52 PM | Area 1001 Coal CCS 2033
32140 | Area 1001 Coal CCS 2033 | NOX | ATC | 2040 | AEP-KPCO | 0.8072 | 0.8072 | 0 | 0.04031 | 0.04031 | 0 | 0.0073 | 2040 |  |  |  | REF | 0 | 0 | Real 2021 ¦ 12/22/2022 3:42:52 PM | Area 1001 Coal CCS 2033
32141 | Area 1001 Coal CCS 2033 | SO2 | ATC | 2040 | AEP-KPCO | 47.2154 | 47.2154 | 0 | 0.18639 | 0.18639 | 0 | 0.427 | 2040 |  |  |  | REF | 0 | 0 | Real 2021 ¦ 12/22/2022 3:42:52 PM | Area 1001 Coal CCS 2033
32142 | Area 1001 Coal CCS 2034 | CO2 | ATC | 2040 | AEP-KPCO | 2258.2773 | 2258.2773 | 0 | 1076.5259 | 1076.5259 | 0 | 20.57 | 2040 |  |  |  | REF | 0 | 0 | Real 2021 ¦ 12/22/2022 3:42:52 PM | Area 1001 Coal CCS 2034
32143 | Area 1001 Coal CCS 2034 | NOX | ATC | 2040 | AEP-KPCO | 0.80143 | 0.80143 | 0 | 0.040022 | 0.040022 | 0 | 0.0073 | 2040 |  |  |  | REF | 0 | 0 | Real 2021 ¦ 12/22/2022 3:42:52 PM | Area 1001 Coal CCS 2034
32144 | Area 1001 Coal CCS 2034 | SO2 | ATC | 2040 | AEP-KPCO | 46.8782 | 46.8782 | 0 | 0.18506 | 0.18506 | 0 | 0.427 | 2040 |  |  |  | REF | 0 | 0 | Real 2021 ¦ 12/22/2022 3:42:52 PM | Area 1001 Coal CCS 2034
32145 | Area 1001 Coal CCS 2035 | CO2 | ATC | 2040 | AEP-KPCO | 2242.0322 | 2242.0322 | 0 | 1068.7819 | 1068.7819 | 0 | 20.57 | 2040 |  |  |  | REF | 0 | 0 | Real 2021 ¦ 12/22/2022 3:42:52 PM | Area 1001 Coal CCS 2035
32146 | Area 1001 Coal CCS 2035 | NOX | ATC | 2040 | AEP-KPCO | 0.79567 | 0.79567 | 0 | 0.039734 | 0.039734 | 0 | 0.0073 | 2040 |  |  |  | REF | 0 | 0 | Real 2021 ¦ 12/22/2022 3:42:52 PM | Area 1001 Coal CCS 2035
32147 | Area 1001 Coal CCS 2035 | SO2 | ATC | 2040 | AEP-KPCO | 46.541 | 46.541 | 0 | 0.18373 | 0.18373 | 0 | 0.427 | 2040 |  |  |  | REF | 0 | 0 | Real 2021 ¦ 12/22/2022 3:42:52 PM | Area 1001 Coal CCS 2035
32148 | Area 1001 Coal CCS 2036 | CO2 | ATC | 2040 | AEP-KPCO | 2225.7871 | 2225.7871 | 0 | 1061.0377 | 1061.0377 | 0 | 20.57 | 2040 |  |  |  | REF | 0 | 0 | Real 2021 ¦ 12/22/2022 3:42:52 PM | Area 1001 Coal CCS 2036
32149 | Area 1001 Coal CCS 2036 | NOX | ATC | 2040 | AEP-KPCO | 0.7899 | 0.7899 | 0 | 0.039446 | 0.039446 | 0 | 0.0073 | 2040 |  |  |  | REF | 0 | 0 | Real 2021 ¦ 12/22/2022 3:42:52 PM | Area 1001 Coal CCS 2036
32150 | Area 1001 Coal CCS 2036 | SO2 | ATC | 2040 | AEP-KPCO | 46.2037 | 46.2037 | 0 | 0.1824 | 0.1824 | 0 | 0.427 | 2040 |  |  |  | REF | 0 | 0 | Real 2021 ¦ 12/22/2022 3:42:52 PM | Area 1001 Coal CCS 2036
32151 | Area 1001 Coal CCS 2037 | CO2 | ATC | 2040 | AEP-KPCO | 2209.542 | 2209.542 | 0 | 1053.2936 | 1053.2936 | 0 | 20.57 | 2040 |  |  |  | REF | 0 | 0 | Real 2021 ¦ 12/22/2022 3:42:52 PM | Area 1001 Coal CCS 2037
32152 | Area 1001 Coal CCS 2037 | NOX | ATC | 2040 | AEP-KPCO | 0.78413 | 0.78413 | 0 | 0.039158 | 0.039158 | 0 | 0.0073 | 2040 |  |  |  | REF | 0 | 0 | Real 2021 ¦ 12/22/2022 3:42:52 PM | Area 1001 Coal CCS 2037
32153 | Area 1001 Coal CCS 2037 | SO2 | ATC | 2040 | AEP-KPCO | 45.8665 | 45.8665 | 0 | 0.18107 | 0.18107 | 0 | 0.427 | 2040 |  |  |  | REF | 0 | 0 | Real 2021 ¦ 12/22/2022 3:42:52 PM | Area 1001 Coal CCS 2037
32154 | Area 1001 Coal CCS 2038 | CO2 | ATC | 2040 | AEP-KPCO | 2266.4067 | 2266.4067 | 0 | 1080.4011 | 1080.4011 | 0 | 20.57 | 2040 |  |  |  | REF | 0 | 0 | Real 2021 ¦ 12/22/2022 3:42:52 PM | Area 1001 Coal CCS 2038
32155 | Area 1001 Coal CCS 2038 | NOX | ATC | 2040 | AEP-KPCO | 0.80432 | 0.80432 | 0 | 0.038998 | 0.038998 | 0 | 0.0073 | 2040 |  |  |  | REF | 0 | 0 | Real 2021 ¦ 12/22/2022 3:42:52 PM | Area 1001 Coal CCS 2038
32156 | Area 1001 Coal CCS 2038 | SO2 | ATC | 2040 | AEP-KPCO | 47.0469 | 47.0469 | 0 | 0.18573 | 0.18573 | 0 | 0.427 | 2040 |  |  |  | REF | 0 | 0 | Real 2021 ¦ 12/22/2022 3:42:52 PM | Area 1001 Coal CCS 2038
32157 | Area 1001 Coal CCS 2039 | CO2 | ATC | 2040 | AEP-KPCO | 2266.4067 | 2266.4067 | 0 | 1080.4011 | 1080.4011 | 0 | 20.57 | 2040 |  |  |  | REF | 0 | 0 | Real 2021 ¦ 12/22/2022 3:42:52 PM | Area 1001 Coal CCS 2039
32158 | Area 1001 Coal CCS 2039 | NOX | ATC | 2040 | AEP-KPCO | 0.80432 | 0.80432 | 0 | 0.038998 | 0.038998 | 0 | 0.0073 | 2040 |  |  |  | REF | 0 | 0 | Real 2021 ¦ 12/22/2022 3:42:52 PM | Area 1001 Coal CCS 2039
32159 | Area 1001 Coal CCS 2039 | SO2 | ATC | 2040 | AEP-KPCO | 47.0469 | 47.0469 | 0 | 0.18573 | 0.18573 | 0 | 0.427 | 2040 |  |  |  | REF | 0 | 0 | Real 2021 ¦ 12/22/2022 3:42:52 PM | Area 1001 Coal CCS 2039
32160 | Area 1001 Coal CCS 2040 | CO2 | ATC | 2040 | AEP-KPCO | 2266.4067 | 2266.4067 | 0 | 1080.4011 | 1080.4011 | 0 | 20.57 | 2040 |  |  |  | REF | 0 | 0 | Real 2021 ¦ 12/22/2022 3:42:52 PM | Area 1001 Coal CCS 2040
32161 | Area 1001 Coal CCS 2040 | NOX | ATC | 2040 | AEP-KPCO | 0.80432 | 0.80432 | 0 | 0.038998 | 0.038998 | 0 | 0.0073 | 2040 |  |  |  | REF | 0 | 0 | Real 2021 ¦ 12/22/2022 3:42:52 PM | Area 1001 Coal CCS 2040
32162 | Area 1001 Coal CCS 2040 | SO2 | ATC | 2040 | AEP-KPCO | 47.0469 | 47.0469 | 0 | 0.18573 | 0.18573 | 0 | 0.427 | 2040 |  |  |  | REF | 0 | 0 | Real 2021 ¦ 12/22/2022 3:42:52 PM | Area 1001 Coal CCS 2040
32163 | Area 1001 Coal CCS 2041 | CO2 | ATC | 2040 | AEP-KPCO | 0 | 0 | 0 | 0 | 0 | 0 | 20.57 | 2040 |  |  |  | REF | 0 | 0 | Real 2021 ¦ 12/22/2022 3:42:52 PM | Area 1001 Coal CCS 2041
32164 | Area 1001 Coal CCS 2041 | NOX | ATC | 2040 | AEP-KPCO | 0 | 0 | 0 | 0 | 0 | 0 | 0.0073 | 2040 |  |  |  | REF | 0 | 0 | Real 2021 ¦ 12/22/2022 3:42:52 PM | Area 1001 Coal CCS 2041
32165 | Area 1001 Coal CCS 2041 | SO2 | ATC | 2040 | AEP-KPCO | 0 | 0 | 0 | 0 | 0 | 0 | 0.427 | 2040 |  |  |  | REF | 0 | 0 | Real 2021 ¦ 12/22/2022 3:42:52 PM | Area 1001 Coal CCS 2041
32166 | Area 1001 Coal CCS 2042 | CO2 | ATC | 2040 | AEP-KPCO | 0 | 0 | 0 | 0 | 0 | 0 | 20.57 | 2040 |  |  |  | REF | 0 | 0 | Real 2021 ¦ 12/22/2022 3:42:52 PM | Area 1001 Coal CCS 2042
32167 | Area 1001 Coal CCS 2042 | NOX | ATC | 2040 | AEP-KPCO | 0 | 0 | 0 | 0 | 0 | 0 | 0.0073 | 2040 |  |  |  | REF | 0 | 0 | Real 2021 ¦ 12/22/2022 3:42:52 PM | Area 1001 Coal CCS 2042
32168 | Area 1001 Coal CCS 2042 | SO2 | ATC | 2040 | AEP-KPCO | 0 | 0 | 0 | 0 | 0 | 0 | 0.427 | 2040 |  |  |  | REF | 0 | 0 | Real 2021 ¦ 12/22/2022 3:42:52 PM | Area 1001 Coal CCS 2042
32169 | Area 1001 Coal CCS 2043 | CO2 | ATC | 2040 | AEP-KPCO | 0 | 0 | 0 | 0 | 0 | 0 | 20.57 | 2040 |  |  |  | REF | 0 | 0 | Real 2021 ¦ 12/22/2022 3:42:52 PM | Area 1001 Coal CCS 2043
32170 | Area 1001 Coal CCS 2043 | NOX | ATC | 2040 | AEP-KPCO | 0 | 0 | 0 | 0 | 0 | 0 | 0.0073 | 2040 |  |  |  | REF | 0 | 0 | Real 2021 ¦ 12/22/2022 3:42:52 PM | Area 1001 Coal CCS 2043
32171 | Area 1001 Coal CCS 2043 | SO2 | ATC | 2040 | AEP-KPCO | 0 | 0 | 0 | 0 | 0 | 0 | 0.427 | 2040 |  |  |  | REF | 0 | 0 | Real 2021 ¦ 12/22/2022 3:42:52 PM | Area 1001 Coal CCS 2043
32172 | Big Sandy #1_Ext Gas | CO2 | ATC | 2040 | AEP-KPCO | 391618.7812 | 391618.7812 | 0 | 5151.2578 | 5151.2578 | 0 | 117 | 2040 |  |  |  | REF | 0 | 0 | Real 2021 ¦ 12/22/2022 3:42:52 PM | Big Sandy #1_Ext Gas
32173 | Big Sandy #1_Ext Gas | NOX | ATC | 2040 | AEP-KPCO | 468.6037 | 468.6037 | 0 | 19.1458 | 19.1458 | 0 | 0.14 | 2040 |  |  |  | REF | 0 | 0 | Real 2021 ¦ 12/22/2022 3:42:52 PM | Big Sandy #1_Ext Gas
32174 | Big Sandy #1_Ext Gas | SO2 | ATC | 2040 | AEP-KPCO | 167.3585 | 167.3585 | 0 | 0.66068 | 0.66068 | 0 | 0.05 | 2040 |  |  |  | REF | 0 | 0 | Real 2021 ¦ 12/22/2022 3:42:52 PM | Big Sandy #1_Ext Gas
32175 | Big Sandy #1_Ext_NGCCS retrofit 2031 | CO2 | ATC | 2040 | AEP-KPCO | 154265.8125 | 154265.8125 | 0 | -99484.9375 | -99484.9375 | 0 | 11.7 | 2040 |  |  |  | REF | 0 | 0 | Real 2021 ¦ 12/22/2022 3:42:52 PM | Big Sandy #1_Ext_NGCCS retrofit 2032
32176 | Big Sandy #1_Ext_NGCCS retrofit 2031 | NOX | ATC | 2040 | AEP-KPCO | 184.5916 | 184.5916 | 0 | 8.4059 | 8.4059 | 0 | 0.014 | 2040 |  |  |  | REF | 0 | 0 | Real 2021 ¦ 12/22/2022 3:42:52 PM | Big Sandy #1_Ext_NGCCS retrofit 2032
32177 | Big Sandy #1_Ext_NGCCS retrofit 2031 | SO2 | ATC | 2040 | AEP-KPCO | 67.9033 | 67.9033 | 0 | 0.26806 | 0.26806 | 0 | 0.00515 | 2040 |  |  |  | REF | 0 | 0 | Real 2021 ¦ 12/22/2022 3:42:52 PM | Big Sandy #1_Ext_NGCCS retrofit 2032
32178 | Big Sandy #1_Ext Gas Capitalized | CO2 | ATC | 2040 | AEP-KPCO | 390307.25 | 390307.25 | 0 | 5134.0063 | 5134.0063 | 0 | 117 | 2040 |  |  |  | REF | 0 | 0 | Real 2021 ¦ 12/22/2022 3:42:52 PM | Big Sandy #1_Ext Gas Capitalized
32179 | Big Sandy #1_Ext Gas Capitalized | NOX | ATC | 2040 | AEP-KPCO | 467.0343 | 467.0343 | 0 | 19.3866 | 19.3866 | 0 | 0.14 | 2040 |  |  |  | REF | 0 | 0 | Real 2021 ¦ 12/22/2022 3:42:52 PM | Big Sandy #1_Ext Gas Capitalized
32180 | Big Sandy #1_Ext Gas Capitalized | SO2 | ATC | 2040 | AEP-KPCO | 166.798 | 166.798 | 0 | 0.65847 | 0.65847 | 0 | 0.05 | 2040 |  |  |  | REF | 0 | 0 | Real 2021 ¦ 12/22/2022 3:42:52 PM | Big Sandy #1_Ext Gas Capitalized
32181 | Big Sandy #1_Ext Gas FOM Capitalized | CO2 | ATC | 2040 | AEP-KPCO | 390632.4375 | 390632.4375 | 0 | 5138.2837 | 5138.2837 | 0 | 117 | 2040 |  |  |  | REF | 0 | 0 | Real 2021 ¦ 12/22/2022 3:42:52 PM | Big Sandy #1_Ext Gas FOM Capitalized
32182 | Big Sandy #1_Ext Gas FOM Capitalized | NOX | ATC | 2040 | AEP-KPCO | 467.4234 | 467.4234 | 0 | 19.4116 | 19.4116 | 0 | 0.14 | 2040 |  |  |  | REF | 0 | 0 | Real 2021 ¦ 12/22/2022 3:42:52 PM | Big Sandy #1_Ext Gas FOM Capitalized
32183 | Big Sandy #1_Ext Gas FOM Capitalized | SO2 | ATC | 2040 | AEP-KPCO | 166.9369 | 166.9369 | 0 | 0.65902 | 0.65902 | 0 | 0.05 | 2040 |  |  |  | REF | 0 | 0 | Real 2021 ¦ 12/22/2022 3:42:52 PM | Big Sandy #1_Ext Gas FOM Capitalized
33525 | Big Sandy #1 Gas | CO2 | ATC | 2041 | AEP-KPCO | 0 | 0 | 0 | 0 | 0 | 0 | 117 | 2041 |  |  |  | REF | 0 | 0 | Real 2021 ¦ 12/22/2022 3:42:52 PM | 13555
33526 | Big Sandy #1 Gas | NOX | ATC | 2041 | AEP-KPCO | 0 | 0 | 0 | 0 | 0 | 0 | 0.14 | 2041 |  |  |  | REF | 0 | 0 | Real 2021 ¦ 12/22/2022 3:42:52 PM | 13555
33527 | Big Sandy #1 Gas | SO2 | ATC | 2041 | AEP-KPCO | 0 | 0 | 0 | 0 | 0 | 0 | 0.05 | 2041 |  |  |  | REF | 0 | 0 | Real 2021 ¦ 12/22/2022 3:42:52 PM | 13555
33528 | Mitchell #1 (WV) | CO2 | ATC | 2041 | AEP-KPCO | 0 | 0 | 0 | 0 | 0 | 0 | 205.7 | 2041 |  |  |  | REF | 0 | 0 | Real 2021 ¦ 12/22/2022 3:42:52 PM | 3102
33529 | Mitchell #1 (WV) | NOX | ATC | 2041 | AEP-KPCO | 0 | 0 | 0 | 0 | 0 | 0 | 0.07 | 2041 |  |  |  | REF | 0 | 0 | Real 2021 ¦ 12/22/2022 3:42:52 PM | 3102
33530 | Mitchell #1 (WV) | SO2 | ATC | 2041 | AEP-KPCO | 0 | 0 | 0 | 0 | 0 | 0 | 4.27 | 2041 |  |  |  | REF | 0 | 0 | Real 2021 ¦ 12/22/2022 3:42:52 PM | 3102
33531 | Mitchell #2 (WV) | CO2 | ATC | 2041 | AEP-KPCO | 0 | 0 | 0 | 0 | 0 | 0 | 205.7 | 2041 |  |  |  | REF | 0 | 0 | Real 2021 ¦ 12/22/2022 3:42:52 PM | 3105
33532 | Mitchell #2 (WV) | NOX | ATC | 2041 | AEP-KPCO | 0 | 0 | 0 | 0 | 0 | 0 | 0.07 | 2041 |  |  |  | REF | 0 | 0 | Real 2021 ¦ 12/22/2022 3:42:52 PM | 3105
33533 | Mitchell #2 (WV) | SO2 | ATC | 2041 | AEP-KPCO | 0 | 0 | 0 | 0 | 0 | 0 | 4.27 | 2041 |  |  |  | REF | 0 | 0 | Real 2021 ¦ 12/22/2022 3:42:52 PM | 3105
33534 | Area 1001 Gas CC 2x1 2024 | CO2 | ATC | 2041 | AEP-KPCO | 2712223.75 | 2712223.75 | 0 | 36219.9414 | 36219.9414 | 0 | 122 | 2041 |  |  |  | REF | 0 | 0 | Real 2021 ¦ 12/22/2022 3:42:52 PM | Area 1001 Gas CC 2x1 2024
33535 | Area 1001 Gas CC 2x1 2024 | NOX | ATC | 2041 | AEP-KPCO | 12.4496 | 12.4496 | 0 | 0.55168 | 0.55168 | 0 | 0.00056 | 2041 |  |  |  | REF | 0 | 0 | Real 2021 ¦ 12/22/2022 3:42:52 PM | Area 1001 Gas CC 2x1 2024
33536 | Area 1001 Gas CC 2x1 2024 | SO2 | ATC | 2041 | AEP-KPCO | 167.1797 | 167.1797 | 0 | 0.67235 | 0.67235 | 0 | 0.00752 | 2041 |  |  |  | REF | 0 | 0 | Real 2021 ¦ 12/22/2022 3:42:52 PM | Area 1001 Gas CC 2x1 2024
33537 | Area 1001 Gas CC 2x1 2025 | CO2 | ATC | 2041 | AEP-KPCO | 2712105.75 | 2712105.75 | 0 | 36218.3672 | 36218.3672 | 0 | 122 | 2041 |  |  |  | REF | 0 | 0 | Real 2021 ¦ 12/22/2022 3:42:52 PM | Area 1001 Gas CC 2x1 2025
33538 | Area 1001 Gas CC 2x1 2025 | NOX | ATC | 2041 | AEP-KPCO | 12.449 | 12.449 | 0 | 0.55167 | 0.55167 | 0 | 0.00056 | 2041 |  |  |  | REF | 0 | 0 | Real 2021 ¦ 12/22/2022 3:42:52 PM | Area 1001 Gas CC 2x1 2025
33539 | Area 1001 Gas CC 2x1 2025 | SO2 | ATC | 2041 | AEP-KPCO | 167.1724 | 167.1724 | 0 | 0.67232 | 0.67232 | 0 | 0.00752 | 2041 |  |  |  | REF | 0 | 0 | Real 2021 ¦ 12/22/2022 3:42:52 PM | Area 1001 Gas CC 2x1 2025
33540 | Area 1001 Gas CC 2x1 2026 | CO2 | ATC | 2041 | AEP-KPCO | 2712105.75 | 2712105.75 | 0 | 36218.3672 | 36218.3672 | 0 | 122 | 2041 |  |  |  | REF | 0 | 0 | Real 2021 ¦ 12/22/2022 3:42:52 PM | Area 1001 Gas CC 2x1 2026
33541 | Area 1001 Gas CC 2x1 2026 | NOX | ATC | 2041 | AEP-KPCO | 12.449 | 12.449 | 0 | 0.55167 | 0.55167 | 0 | 0.00056 | 2041 |  |  |  | REF | 0 | 0 | Real 2021 ¦ 12/22/2022 3:42:52 PM | Area 1001 Gas CC 2x1 2026
33542 | Area 1001 Gas CC 2x1 2026 | SO2 | ATC | 2041 | AEP-KPCO | 167.1724 | 167.1724 | 0 | 0.67232 | 0.67232 | 0 | 0.00752 | 2041 |  |  |  | REF | 0 | 0 | Real 2021 ¦ 12/22/2022 3:42:52 PM | Area 1001 Gas CC 2x1 2026
33543 | Area 1001 Gas CC 2x1 2027 | CO2 | ATC | 2041 | AEP-KPCO | 2712105.75 | 2712105.75 | 0 | 36218.3672 | 36218.3672 | 0 | 122 | 2041 |  |  |  | REF | 0 | 0 | Real 2021 ¦ 12/22/2022 3:42:52 PM | Area 1001 Gas CC 2x1 2027
33544 | Area 1001 Gas CC 2x1 2027 | NOX | ATC | 2041 | AEP-KPCO | 12.449 | 12.449 | 0 | 0.55167 | 0.55167 | 0 | 0.00056 | 2041 |  |  |  | REF | 0 | 0 | Real 2021 ¦ 12/22/2022 3:42:52 PM | Area 1001 Gas CC 2x1 2027
33545 | Area 1001 Gas CC 2x1 2027 | SO2 | ATC | 2041 | AEP-KPCO | 167.1724 | 167.1724 | 0 | 0.67232 | 0.67232 | 0 | 0.00752 | 2041 |  |  |  | REF | 0 | 0 | Real 2021 ¦ 12/22/2022 3:42:52 PM | Area 1001 Gas CC 2x1 2027
33546 | Area 1001 Gas CC 2x1 2028 | CO2 | ATC | 2041 | AEP-KPCO | 2711664 | 2711664 | 0 | 36212.4688 | 36212.4688 | 0 | 122 | 2041 |  |  |  | REF | 0 | 0 | Real 2021 ¦ 12/22/2022 3:42:52 PM | Area 1001 Gas CC 2x1 2028
33547 | Area 1001 Gas CC 2x1 2028 | NOX | ATC | 2041 | AEP-KPCO | 12.447 | 12.447 | 0 | 0.55166 | 0.55166 | 0 | 0.00056 | 2041 |  |  |  | REF | 0 | 0 | Real 2021 ¦ 12/22/2022 3:42:52 PM | Area 1001 Gas CC 2x1 2028
33548 | Area 1001 Gas CC 2x1 2028 | SO2 | ATC | 2041 | AEP-KPCO | 167.1452 | 167.1452 | 0 | 0.67221 | 0.67221 | 0 | 0.00752 | 2041 |  |  |  | REF | 0 | 0 | Real 2021 ¦ 12/22/2022 3:42:52 PM | Area 1001 Gas CC 2x1 2028
33549 | Area 1001 Gas CC 2x1 2029 | CO2 | ATC | 2041 | AEP-KPCO | 2712105.75 | 2712105.75 | 0 | 36218.3672 | 36218.3672 | 0 | 122 | 2041 |  |  |  | REF | 0 | 0 | Real 2021 ¦ 12/22/2022 3:42:52 PM | Area 1001 Gas CC 2x1 2029
33550 | Area 1001 Gas CC 2x1 2029 | NOX | ATC | 2041 | AEP-KPCO | 12.449 | 12.449 | 0 | 0.55167 | 0.55167 | 0 | 0.00056 | 2041 |  |  |  | REF | 0 | 0 | Real 2021 ¦ 12/22/2022 3:42:52 PM | Area 1001 Gas CC 2x1 2029
33551 | Area 1001 Gas CC 2x1 2029 | SO2 | ATC | 2041 | AEP-KPCO | 167.1724 | 167.1724 | 0 | 0.67232 | 0.67232 | 0 | 0.00752 | 2041 |  |  |  | REF | 0 | 0 | Real 2021 ¦ 12/22/2022 3:42:52 PM | Area 1001 Gas CC 2x1 2029
33552 | Area 1001 Gas CC 2x1 2030 | CO2 | ATC | 2041 | AEP-KPCO | 2721406.25 | 2721406.25 | 0 | 36342.5703 | 36342.5703 | 0 | 122 | 2041 |  |  |  | REF | 0 | 0 | Real 2021 ¦ 12/22/2022 3:42:52 PM | Area 1001 Gas CC 2x1 2030
33553 | Area 1001 Gas CC 2x1 2030 | NOX | ATC | 2041 | AEP-KPCO | 12.4917 | 12.4917 | 0 | 0.55188 | 0.55188 | 0 | 0.00056 | 2041 |  |  |  | REF | 0 | 0 | Real 2021 ¦ 12/22/2022 3:42:52 PM | Area 1001 Gas CC 2x1 2030
33554 | Area 1001 Gas CC 2x1 2030 | SO2 | ATC | 2041 | AEP-KPCO | 167.7457 | 167.7457 | 0 | 0.67463 | 0.67463 | 0 | 0.00752 | 2041 |  |  |  | REF | 0 | 0 | Real 2021 ¦ 12/22/2022 3:42:52 PM | Area 1001 Gas CC 2x1 2030
33555 | Area 1001 Gas CC 2x1 2031 | CO2 | ATC | 2041 | AEP-KPCO | 2712105.75 | 2712105.75 | 0 | 36218.3672 | 36218.3672 | 0 | 122 | 2041 |  |  |  | REF | 0 | 0 | Real 2021 ¦ 12/22/2022 3:42:52 PM | Area 1001 Gas CC 2x1 2031
33556 | Area 1001 Gas CC 2x1 2031 | NOX | ATC | 2041 | AEP-KPCO | 12.449 | 12.449 | 0 | 0.55167 | 0.55167 | 0 | 0.00056 | 2041 |  |  |  | REF | 0 | 0 | Real 2021 ¦ 12/22/2022 3:42:52 PM | Area 1001 Gas CC 2x1 2031
33557 | Area 1001 Gas CC 2x1 2031 | SO2 | ATC | 2041 | AEP-KPCO | 167.1724 | 167.1724 | 0 | 0.67232 | 0.67232 | 0 | 0.00752 | 2041 |  |  |  | REF | 0 | 0 | Real 2021 ¦ 12/22/2022 3:42:52 PM | Area 1001 Gas CC 2x1 2031
33558 | Area 1001 Gas CC 2x1 2032 | CO2 | ATC | 2041 | AEP-KPCO | 2712105.75 | 2712105.75 | 0 | 36218.3672 | 36218.3672 | 0 | 122 | 2041 |  |  |  | REF | 0 | 0 | Real 2021 ¦ 12/22/2022 3:42:52 PM | Area 1001 Gas CC 2x1 2032
33559 | Area 1001 Gas CC 2x1 2032 | NOX | ATC | 2041 | AEP-KPCO | 12.449 | 12.449 | 0 | 0.55167 | 0.55167 | 0 | 0.00056 | 2041 |  |  |  | REF | 0 | 0 | Real 2021 ¦ 12/22/2022 3:42:52 PM | Area 1001 Gas CC 2x1 2032
33560 | Area 1001 Gas CC 2x1 2032 | SO2 | ATC | 2041 | AEP-KPCO | 167.1724 | 167.1724 | 0 | 0.67232 | 0.67232 | 0 | 0.00752 | 2041 |  |  |  | REF | 0 | 0 | Real 2021 ¦ 12/22/2022 3:42:52 PM | Area 1001 Gas CC 2x1 2032
33561 | Area 1001 Gas CC 2x1 2033 | CO2 | ATC | 2041 | AEP-KPCO | 2712105.75 | 2712105.75 | 0 | 36218.3672 | 36218.3672 | 0 | 122 | 2041 |  |  |  | REF | 0 | 0 | Real 2021 ¦ 12/22/2022 3:42:52 PM | Area 1001 Gas CC 2x1 2033
33562 | Area 1001 Gas CC 2x1 2033 | NOX | ATC | 2041 | AEP-KPCO | 12.449 | 12.449 | 0 | 0.55167 | 0.55167 | 0 | 0.00056 | 2041 |  |  |  | REF | 0 | 0 | Real 2021 ¦ 12/22/2022 3:42:52 PM | Area 1001 Gas CC 2x1 2033
33563 | Area 1001 Gas CC 2x1 2033 | SO2 | ATC | 2041 | AEP-KPCO | 167.1724 | 167.1724 | 0 | 0.67232 | 0.67232 | 0 | 0.00752 | 2041 |  |  |  | REF | 0 | 0 | Real 2021 ¦ 12/22/2022 3:42:52 PM | Area 1001 Gas CC 2x1 2033
33564 | Area 1001 Gas CC 2x1 2034 | CO2 | ATC | 2041 | AEP-KPCO | 2712105.75 | 2712105.75 | 0 | 36218.3672 | 36218.3672 | 0 | 122 | 2041 |  |  |  | REF | 0 | 0 | Real 2021 ¦ 12/22/2022 3:42:52 PM | Area 1001 Gas CC 2x1 2034
33565 | Area 1001 Gas CC 2x1 2034 | NOX | ATC | 2041 | AEP-KPCO | 12.449 | 12.449 | 0 | 0.55167 | 0.55167 | 0 | 0.00056 | 2041 |  |  |  | REF | 0 | 0 | Real 2021 ¦ 12/22/2022 3:42:52 PM | Area 1001 Gas CC 2x1 2034
33566 | Area 1001 Gas CC 2x1 2034 | SO2 | ATC | 2041 | AEP-KPCO | 167.1724 | 167.1724 | 0 | 0.67232 | 0.67232 | 0 | 0.00752 | 2041 |  |  |  | REF | 0 | 0 | Real 2021 ¦ 12/22/2022 3:42:52 PM | Area 1001 Gas CC 2x1 2034
33567 | Area 1001 Gas CC 2x1 2035 | CO2 | ATC | 2041 | AEP-KPCO | 2712105.75 | 2712105.75 | 0 | 36218.3672 | 36218.3672 | 0 | 122 | 2041 |  |  |  | REF | 0 | 0 | Real 2021 ¦ 12/22/2022 3:42:52 PM | Area 1001 Gas CC 2x1 2035
33568 | Area 1001 Gas CC 2x1 2035 | NOX | ATC | 2041 | AEP-KPCO | 12.449 | 12.449 | 0 | 0.55167 | 0.55167 | 0 | 0.00056 | 2041 |  |  |  | REF | 0 | 0 | Real 2021 ¦ 12/22/2022 3:42:52 PM | Area 1001 Gas CC 2x1 2035
33569 | Area 1001 Gas CC 2x1 2035 | SO2 | ATC | 2041 | AEP-KPCO | 167.1724 | 167.1724 | 0 | 0.67232 | 0.67232 | 0 | 0.00752 | 2041 |  |  |  | REF | 0 | 0 | Real 2021 ¦ 12/22/2022 3:42:52 PM | Area 1001 Gas CC 2x1 2035
33570 | Area 1001 Gas CC 2x1 2036 | CO2 | ATC | 2041 | AEP-KPCO | 2712105.75 | 2712105.75 | 0 | 36218.3672 | 36218.3672 | 0 | 122 | 2041 |  |  |  | REF | 0 | 0 | Real 2021 ¦ 12/22/2022 3:42:52 PM | Area 1001 Gas CC 2x1 2036
33571 | Area 1001 Gas CC 2x1 2036 | NOX | ATC | 2041 | AEP-KPCO | 12.449 | 12.449 | 0 | 0.55167 | 0.55167 | 0 | 0.00056 | 2041 |  |  |  | REF | 0 | 0 | Real 2021 ¦ 12/22/2022 3:42:52 PM | Area 1001 Gas CC 2x1 2036
33572 | Area 1001 Gas CC 2x1 2036 | SO2 | ATC | 2041 | AEP-KPCO | 167.1724 | 167.1724 | 0 | 0.67232 | 0.67232 | 0 | 0.00752 | 2041 |  |  |  | REF | 0 | 0 | Real 2021 ¦ 12/22/2022 3:42:52 PM | Area 1001 Gas CC 2x1 2036
33573 | Area 1001 Gas CC 2x1 2037 | CO2 | ATC | 2041 | AEP-KPCO | 2712105.75 | 2712105.75 | 0 | 36218.3672 | 36218.3672 | 0 | 122 | 2041 |  |  |  | REF | 0 | 0 | Real 2021 ¦ 12/22/2022 3:42:52 PM | Area 1001 Gas CC 2x1 2037
33574 | Area 1001 Gas CC 2x1 2037 | NOX | ATC | 2041 | AEP-KPCO | 12.449 | 12.449 | 0 | 0.55167 | 0.55167 | 0 | 0.00056 | 2041 |  |  |  | REF | 0 | 0 | Real 2021 ¦ 12/22/2022 3:42:52 PM | Area 1001 Gas CC 2x1 2037
33575 | Area 1001 Gas CC 2x1 2037 | SO2 | ATC | 2041 | AEP-KPCO | 167.1724 | 167.1724 | 0 | 0.67232 | 0.67232 | 0 | 0.00752 | 2041 |  |  |  | REF | 0 | 0 | Real 2021 ¦ 12/22/2022 3:42:52 PM | Area 1001 Gas CC 2x1 2037
33576 | Area 1001 Gas CC 2x1 2038 | CO2 | ATC | 2041 | AEP-KPCO | 2712105.75 | 2712105.75 | 0 | 36218.3672 | 36218.3672 | 0 | 122 | 2041 |  |  |  | REF | 0 | 0 | Real 2021 ¦ 12/22/2022 3:42:52 PM | Area 1001 Gas CC 2x1 2038
33577 | Area 1001 Gas CC 2x1 2038 | NOX | ATC | 2041 | AEP-KPCO | 12.449 | 12.449 | 0 | 0.55167 | 0.55167 | 0 | 0.00056 | 2041 |  |  |  | REF | 0 | 0 | Real 2021 ¦ 12/22/2022 3:42:52 PM | Area 1001 Gas CC 2x1 2038
33578 | Area 1001 Gas CC 2x1 2038 | SO2 | ATC | 2041 | AEP-KPCO | 167.1724 | 167.1724 | 0 | 0.67232 | 0.67232 | 0 | 0.00752 | 2041 |  |  |  | REF | 0 | 0 | Real 2021 ¦ 12/22/2022 3:42:52 PM | Area 1001 Gas CC 2x1 2038
33579 | Area 1001 Gas CC 2x1 2039 | CO2 | ATC | 2041 | AEP-KPCO | 2712105.75 | 2712105.75 | 0 | 36218.3672 | 36218.3672 | 0 | 122 | 2041 |  |  |  | REF | 0 | 0 | Real 2021 ¦ 12/22/2022 3:42:52 PM | Area 1001 Gas CC 2x1 2039
33580 | Area 1001 Gas CC 2x1 2039 | NOX | ATC | 2041 | AEP-KPCO | 12.449 | 12.449 | 0 | 0.55167 | 0.55167 | 0 | 0.00056 | 2041 |  |  |  | REF | 0 | 0 | Real 2021 ¦ 12/22/2022 3:42:52 PM | Area 1001 Gas CC 2x1 2039
33581 | Area 1001 Gas CC 2x1 2039 | SO2 | ATC | 2041 | AEP-KPCO | 167.1724 | 167.1724 | 0 | 0.67232 | 0.67232 | 0 | 0.00752 | 2041 |  |  |  | REF | 0 | 0 | Real 2021 ¦ 12/22/2022 3:42:52 PM | Area 1001 Gas CC 2x1 2039
33582 | Area 1001 Gas CC 2x1 2040 | CO2 | ATC | 2041 | AEP-KPCO | 2712105.75 | 2712105.75 | 0 | 36218.3672 | 36218.3672 | 0 | 122 | 2041 |  |  |  | REF | 0 | 0 | Real 2021 ¦ 12/22/2022 3:42:52 PM | Area 1001 Gas CC 2x1 2040
33583 | Area 1001 Gas CC 2x1 2040 | NOX | ATC | 2041 | AEP-KPCO | 12.449 | 12.449 | 0 | 0.55167 | 0.55167 | 0 | 0.00056 | 2041 |  |  |  | REF | 0 | 0 | Real 2021 ¦ 12/22/2022 3:42:52 PM | Area 1001 Gas CC 2x1 2040
33584 | Area 1001 Gas CC 2x1 2040 | SO2 | ATC | 2041 | AEP-KPCO | 167.1724 | 167.1724 | 0 | 0.67232 | 0.67232 | 0 | 0.00752 | 2041 |  |  |  | REF | 0 | 0 | Real 2021 ¦ 12/22/2022 3:42:52 PM | Area 1001 Gas CC 2x1 2040
33585 | Area 1001 Gas CC 2x1 2041 | CO2 | ATC | 2041 | AEP-KPCO | 2694213.5 | 2694213.5 | 0 | 35979.4297 | 35979.4297 | 0 | 122 | 2041 |  |  |  | REF | 0 | 0 | Real 2021 ¦ 12/22/2022 3:42:52 PM | Area 1001 Gas CC 2x1 2041
33586 | Area 1001 Gas CC 2x1 2041 | NOX | ATC | 2041 | AEP-KPCO | 12.3669 | 12.3669 | 0 | 0.55127 | 0.55127 | 0 | 0.00056 | 2041 |  |  |  | REF | 0 | 0 | Real 2021 ¦ 12/22/2022 3:42:52 PM | Area 1001 Gas CC 2x1 2041
33587 | Area 1001 Gas CC 2x1 2041 | SO2 | ATC | 2041 | AEP-KPCO | 166.0696 | 166.0696 | 0 | 0.66789 | 0.66789 | 0 | 0.00752 | 2041 |  |  |  | REF | 0 | 0 | Real 2021 ¦ 12/22/2022 3:42:52 PM | Area 1001 Gas CC 2x1 2041
33588 | Area 1001 Gas CC 2x1 2042 | CO2 | ATC | 2041 | AEP-KPCO | 0 | 0 | 0 | 0 | 0 | 0 | 122 | 2041 |  |  |  | REF | 0 | 0 | Real 2021 ¦ 12/22/2022 3:42:52 PM | Area 1001 Gas CC 2x1 2042
33589 | Area 1001 Gas CC 2x1 2042 | NOX | ATC | 2041 | AEP-KPCO | 0 | 0 | 0 | 0 | 0 | 0 | 0.00056 | 2041 |  |  |  | REF | 0 | 0 | Real 2021 ¦ 12/22/2022 3:42:52 PM | Area 1001 Gas CC 2x1 2042
33590 | Area 1001 Gas CC 2x1 2042 | SO2 | ATC | 2041 | AEP-KPCO | 0 | 0 | 0 | 0 | 0 | 0 | 0.00752 | 2041 |  |  |  | REF | 0 | 0 | Real 2021 ¦ 12/22/2022 3:42:52 PM | Area 1001 Gas CC 2x1 2042
33591 | Area 1001 Gas CC 2x1 2043 | CO2 | ATC | 2041 | AEP-KPCO | 0 | 0 | 0 | 0 | 0 | 0 | 122 | 2041 |  |  |  | REF | 0 | 0 | Real 2021 ¦ 12/22/2022 3:42:52 PM | Area 1001 Gas CC 2x1 2043
33592 | Area 1001 Gas CC 2x1 2043 | NOX | ATC | 2041 | AEP-KPCO | 0 | 0 | 0 | 0 | 0 | 0 | 0.00056 | 2041 |  |  |  | REF | 0 | 0 | Real 2021 ¦ 12/22/2022 3:42:52 PM | Area 1001 Gas CC 2x1 2043
33593 | Area 1001 Gas CC 2x1 2043 | SO2 | ATC | 2041 | AEP-KPCO | 0 | 0 | 0 | 0 | 0 | 0 | 0.00752 | 2041 |  |  |  | REF | 0 | 0 | Real 2021 ¦ 12/22/2022 3:42:52 PM | Area 1001 Gas CC 2x1 2043
33594 | Area 1001 Gas CC 1x1 2024 | CO2 | ATC | 2041 | AEP-KPCO | 1026434.25 | 1026434.25 | 0 | 13707.3457 | 13707.3457 | 0 | 122 | 2041 |  |  |  | REF | 0 | 0 | Real 2021 ¦ 12/22/2022 3:42:52 PM | Area 1001 Gas CC 1x1 2024
33595 | Area 1001 Gas CC 1x1 2024 | NOX | ATC | 2041 | AEP-KPCO | 4.7115 | 4.7115 | 0 | 0.21129 | 0.21129 | 0 | 0.00056 | 2041 |  |  |  | REF | 0 | 0 | Real 2021 ¦ 12/22/2022 3:42:52 PM | Area 1001 Gas CC 1x1 2024
33596 | Area 1001 Gas CC 1x1 2024 | SO2 | ATC | 2041 | AEP-KPCO | 63.2687 | 63.2687 | 0 | 0.25445 | 0.25445 | 0 | 0.00752 | 2041 |  |  |  | REF | 0 | 0 | Real 2021 ¦ 12/22/2022 3:42:52 PM | Area 1001 Gas CC 1x1 2024
33597 | Area 1001 Gas CC 1x1 2025 | CO2 | ATC | 2041 | AEP-KPCO | 1026434.25 | 1026434.25 | 0 | 13707.3457 | 13707.3457 | 0 | 122 | 2041 |  |  |  | REF | 0 | 0 | Real 2021 ¦ 12/22/2022 3:42:52 PM | Area 1001 Gas CC 1x1 2025
33598 | Area 1001 Gas CC 1x1 2025 | NOX | ATC | 2041 | AEP-KPCO | 4.7115 | 4.7115 | 0 | 0.21129 | 0.21129 | 0 | 0.00056 | 2041 |  |  |  | REF | 0 | 0 | Real 2021 ¦ 12/22/2022 3:42:52 PM | Area 1001 Gas CC 1x1 2025
33599 | Area 1001 Gas CC 1x1 2025 | SO2 | ATC | 2041 | AEP-KPCO | 63.2687 | 63.2687 | 0 | 0.25445 | 0.25445 | 0 | 0.00752 | 2041 |  |  |  | REF | 0 | 0 | Real 2021 ¦ 12/22/2022 3:42:52 PM | Area 1001 Gas CC 1x1 2025
33600 | Area 1001 Gas CC 1x1 2026 | CO2 | ATC | 2041 | AEP-KPCO | 1026434.25 | 1026434.25 | 0 | 13707.3457 | 13707.3457 | 0 | 122 | 2041 |  |  |  | REF | 0 | 0 | Real 2021 ¦ 12/22/2022 3:42:52 PM | Area 1001 Gas CC 1x1 2026
33601 | Area 1001 Gas CC 1x1 2026 | NOX | ATC | 2041 | AEP-KPCO | 4.7115 | 4.7115 | 0 | 0.21129 | 0.21129 | 0 | 0.00056 | 2041 |  |  |  | REF | 0 | 0 | Real 2021 ¦ 12/22/2022 3:42:52 PM | Area 1001 Gas CC 1x1 2026
33602 | Area 1001 Gas CC 1x1 2026 | SO2 | ATC | 2041 | AEP-KPCO | 63.2687 | 63.2687 | 0 | 0.25445 | 0.25445 | 0 | 0.00752 | 2041 |  |  |  | REF | 0 | 0 | Real 2021 ¦ 12/22/2022 3:42:52 PM | Area 1001 Gas CC 1x1 2026
33603 | Area 1001 Gas CC 1x1 2027 | CO2 | ATC | 2041 | AEP-KPCO | 1026434.25 | 1026434.25 | 0 | 13707.3457 | 13707.3457 | 0 | 122 | 2041 |  |  |  | REF | 0 | 0 | Real 2021 ¦ 12/22/2022 3:42:52 PM | Area 1001 Gas CC 1x1 2027
33604 | Area 1001 Gas CC 1x1 2027 | NOX | ATC | 2041 | AEP-KPCO | 4.7115 | 4.7115 | 0 | 0.21129 | 0.21129 | 0 | 0.00056 | 2041 |  |  |  | REF | 0 | 0 | Real 2021 ¦ 12/22/2022 3:42:52 PM | Area 1001 Gas CC 1x1 2027
33605 | Area 1001 Gas CC 1x1 2027 | SO2 | ATC | 2041 | AEP-KPCO | 63.2687 | 63.2687 | 0 | 0.25445 | 0.25445 | 0 | 0.00752 | 2041 |  |  |  | REF | 0 | 0 | Real 2021 ¦ 12/22/2022 3:42:52 PM | Area 1001 Gas CC 1x1 2027
33606 | Area 1001 Gas CC 1x1 2028 | CO2 | ATC | 2041 | AEP-KPCO | 1026568.75 | 1026568.75 | 0 | 13709.1426 | 13709.1426 | 0 | 122 | 2041 |  |  |  | REF | 0 | 0 | Real 2021 ¦ 12/22/2022 3:42:52 PM | Area 1001 Gas CC 1x1 2028
33607 | Area 1001 Gas CC 1x1 2028 | NOX | ATC | 2041 | AEP-KPCO | 4.7121 | 4.7121 | 0 | 0.21135 | 0.21135 | 0 | 0.00056 | 2041 |  |  |  | REF | 0 | 0 | Real 2021 ¦ 12/22/2022 3:42:52 PM | Area 1001 Gas CC 1x1 2028
33608 | Area 1001 Gas CC 1x1 2028 | SO2 | ATC | 2041 | AEP-KPCO | 63.277 | 63.277 | 0 | 0.25448 | 0.25448 | 0 | 0.00752 | 2041 |  |  |  | REF | 0 | 0 | Real 2021 ¦ 12/22/2022 3:42:52 PM | Area 1001 Gas CC 1x1 2028
33609 | Area 1001 Gas CC 1x1 2029 | CO2 | ATC | 2041 | AEP-KPCO | 1026434.25 | 1026434.25 | 0 | 13707.3457 | 13707.3457 | 0 | 122 | 2041 |  |  |  | REF | 0 | 0 | Real 2021 ¦ 12/22/2022 3:42:52 PM | Area 1001 Gas CC 1x1 2029
33610 | Area 1001 Gas CC 1x1 2029 | NOX | ATC | 2041 | AEP-KPCO | 4.7115 | 4.7115 | 0 | 0.21129 | 0.21129 | 0 | 0.00056 | 2041 |  |  |  | REF | 0 | 0 | Real 2021 ¦ 12/22/2022 3:42:52 PM | Area 1001 Gas CC 1x1 2029
33611 | Area 1001 Gas CC 1x1 2029 | SO2 | ATC | 2041 | AEP-KPCO | 63.2687 | 63.2687 | 0 | 0.25445 | 0.25445 | 0 | 0.00752 | 2041 |  |  |  | REF | 0 | 0 | Real 2021 ¦ 12/22/2022 3:42:52 PM | Area 1001 Gas CC 1x1 2029
33612 | Area 1001 Gas CC 1x1 2030 | CO2 | ATC | 2041 | AEP-KPCO | 1026617.9375 | 1026617.9375 | 0 | 13709.7988 | 13709.7988 | 0 | 122 | 2041 |  |  |  | REF | 0 | 0 | Real 2021 ¦ 12/22/2022 3:42:52 PM | Area 1001 Gas CC 1x1 2030
33613 | Area 1001 Gas CC 1x1 2030 | NOX | ATC | 2041 | AEP-KPCO | 4.7123 | 4.7123 | 0 | 0.2113 | 0.2113 | 0 | 0.00056 | 2041 |  |  |  | REF | 0 | 0 | Real 2021 ¦ 12/22/2022 3:42:52 PM | Area 1001 Gas CC 1x1 2030
33614 | Area 1001 Gas CC 1x1 2030 | SO2 | ATC | 2041 | AEP-KPCO | 63.2801 | 63.2801 | 0 | 0.2545 | 0.2545 | 0 | 0.00752 | 2041 |  |  |  | REF | 0 | 0 | Real 2021 ¦ 12/22/2022 3:42:52 PM | Area 1001 Gas CC 1x1 2030
33615 | Area 1001 Gas CC 1x1 2031 | CO2 | ATC | 2041 | AEP-KPCO | 1026434.25 | 1026434.25 | 0 | 13707.3457 | 13707.3457 | 0 | 122 | 2041 |  |  |  | REF | 0 | 0 | Real 2021 ¦ 12/22/2022 3:42:52 PM | Area 1001 Gas CC 1x1 2031
33616 | Area 1001 Gas CC 1x1 2031 | NOX | ATC | 2041 | AEP-KPCO | 4.7115 | 4.7115 | 0 | 0.21129 | 0.21129 | 0 | 0.00056 | 2041 |  |  |  | REF | 0 | 0 | Real 2021 ¦ 12/22/2022 3:42:52 PM | Area 1001 Gas CC 1x1 2031
33617 | Area 1001 Gas CC 1x1 2031 | SO2 | ATC | 2041 | AEP-KPCO | 63.2687 | 63.2687 | 0 | 0.25445 | 0.25445 | 0 | 0.00752 | 2041 |  |  |  | REF | 0 | 0 | Real 2021 ¦ 12/22/2022 3:42:52 PM | Area 1001 Gas CC 1x1 2031
33618 | Area 1001 Gas CC 1x1 2032 | CO2 | ATC | 2041 | AEP-KPCO | 1026623.5625 | 1026623.5625 | 0 | 13709.875 | 13709.875 | 0 | 122 | 2041 |  |  |  | REF | 0 | 0 | Real 2021 ¦ 12/22/2022 3:42:52 PM | Area 1001 Gas CC 1x1 2032
33619 | Area 1001 Gas CC 1x1 2032 | NOX | ATC | 2041 | AEP-KPCO | 4.7124 | 4.7124 | 0 | 0.21138 | 0.21138 | 0 | 0.00056 | 2041 |  |  |  | REF | 0 | 0 | Real 2021 ¦ 12/22/2022 3:42:52 PM | Area 1001 Gas CC 1x1 2032
33620 | Area 1001 Gas CC 1x1 2032 | SO2 | ATC | 2041 | AEP-KPCO | 63.2804 | 63.2804 | 0 | 0.2545 | 0.2545 | 0 | 0.00752 | 2041 |  |  |  | REF | 0 | 0 | Real 2021 ¦ 12/22/2022 3:42:52 PM | Area 1001 Gas CC 1x1 2032
33621 | Area 1001 Gas CC 1x1 2033 | CO2 | ATC | 2041 | AEP-KPCO | 1026434.25 | 1026434.25 | 0 | 13707.3457 | 13707.3457 | 0 | 122 | 2041 |  |  |  | REF | 0 | 0 | Real 2021 ¦ 12/22/2022 3:42:52 PM | Area 1001 Gas CC 1x1 2033
33622 | Area 1001 Gas CC 1x1 2033 | NOX | ATC | 2041 | AEP-KPCO | 4.7115 | 4.7115 | 0 | 0.21129 | 0.21129 | 0 | 0.00056 | 2041 |  |  |  | REF | 0 | 0 | Real 2021 ¦ 12/22/2022 3:42:52 PM | Area 1001 Gas CC 1x1 2033
33623 | Area 1001 Gas CC 1x1 2033 | SO2 | ATC | 2041 | AEP-KPCO | 63.2687 | 63.2687 | 0 | 0.25445 | 0.25445 | 0 | 0.00752 | 2041 |  |  |  | REF | 0 | 0 | Real 2021 ¦ 12/22/2022 3:42:52 PM | Area 1001 Gas CC 1x1 2033
33624 | Area 1001 Gas CC 1x1 2034 | CO2 | ATC | 2041 | AEP-KPCO | 1026434.25 | 1026434.25 | 0 | 13707.3457 | 13707.3457 | 0 | 122 | 2041 |  |  |  | REF | 0 | 0 | Real 2021 ¦ 12/22/2022 3:42:52 PM | Area 1001 Gas CC 1x1 2034
33625 | Area 1001 Gas CC 1x1 2034 | NOX | ATC | 2041 | AEP-KPCO | 4.7115 | 4.7115 | 0 | 0.21129 | 0.21129 | 0 | 0.00056 | 2041 |  |  |  | REF | 0 | 0 | Real 2021 ¦ 12/22/2022 3:42:52 PM | Area 1001 Gas CC 1x1 2034
33626 | Area 1001 Gas CC 1x1 2034 | SO2 | ATC | 2041 | AEP-KPCO | 63.2687 | 63.2687 | 0 | 0.25445 | 0.25445 | 0 | 0.00752 | 2041 |  |  |  | REF | 0 | 0 | Real 2021 ¦ 12/22/2022 3:42:52 PM | Area 1001 Gas CC 1x1 2034
33627 | Area 1001 Gas CC 1x1 2035 | CO2 | ATC | 2041 | AEP-KPCO | 1026434.25 | 1026434.25 | 0 | 13707.3457 | 13707.3457 | 0 | 122 | 2041 |  |  |  | REF | 0 | 0 | Real 2021 ¦ 12/22/2022 3:42:52 PM | Area 1001 Gas CC 1x1 2035
33628 | Area 1001 Gas CC 1x1 2035 | NOX | ATC | 2041 | AEP-KPCO | 4.7115 | 4.7115 | 0 | 0.21129 | 0.21129 | 0 | 0.00056 | 2041 |  |  |  | REF | 0 | 0 | Real 2021 ¦ 12/22/2022 3:42:52 PM | Area 1001 Gas CC 1x1 2035
33629 | Area 1001 Gas CC 1x1 2035 | SO2 | ATC | 2041 | AEP-KPCO | 63.2687 | 63.2687 | 0 | 0.25445 | 0.25445 | 0 | 0.00752 | 2041 |  |  |  | REF | 0 | 0 | Real 2021 ¦ 12/22/2022 3:42:52 PM | Area 1001 Gas CC 1x1 2035
33630 | Area 1001 Gas CC 1x1 2036 | CO2 | ATC | 2041 | AEP-KPCO | 1023524.6875 | 1023524.6875 | 0 | 13668.4912 | 13668.4912 | 0 | 122 | 2041 |  |  |  | REF | 0 | 0 | Real 2021 ¦ 12/22/2022 3:42:52 PM | Area 1001 Gas CC 1x1 2036
33631 | Area 1001 Gas CC 1x1 2036 | NOX | ATC | 2041 | AEP-KPCO | 4.6981 | 4.6981 | 0 | 0.21089 | 0.21089 | 0 | 0.00056 | 2041 |  |  |  | REF | 0 | 0 | Real 2021 ¦ 12/22/2022 3:42:52 PM | Area 1001 Gas CC 1x1 2036
33632 | Area 1001 Gas CC 1x1 2036 | SO2 | ATC | 2041 | AEP-KPCO | 63.0894 | 63.0894 | 0 | 0.25373 | 0.25373 | 0 | 0.00752 | 2041 |  |  |  | REF | 0 | 0 | Real 2021 ¦ 12/22/2022 3:42:52 PM | Area 1001 Gas CC 1x1 2036
33633 | Area 1001 Gas CC 1x1 2037 | CO2 | ATC | 2041 | AEP-KPCO | 1026434.25 | 1026434.25 | 0 | 13707.3457 | 13707.3457 | 0 | 122 | 2041 |  |  |  | REF | 0 | 0 | Real 2021 ¦ 12/22/2022 3:42:52 PM | Area 1001 Gas CC 1x1 2037
33634 | Area 1001 Gas CC 1x1 2037 | NOX | ATC | 2041 | AEP-KPCO | 4.7115 | 4.7115 | 0 | 0.21129 | 0.21129 | 0 | 0.00056 | 2041 |  |  |  | REF | 0 | 0 | Real 2021 ¦ 12/22/2022 3:42:52 PM | Area 1001 Gas CC 1x1 2037
33635 | Area 1001 Gas CC 1x1 2037 | SO2 | ATC | 2041 | AEP-KPCO | 63.2687 | 63.2687 | 0 | 0.25445 | 0.25445 | 0 | 0.00752 | 2041 |  |  |  | REF | 0 | 0 | Real 2021 ¦ 12/22/2022 3:42:52 PM | Area 1001 Gas CC 1x1 2037
33636 | Area 1001 Gas CC 1x1 2038 | CO2 | ATC | 2041 | AEP-KPCO | 1026434.25 | 1026434.25 | 0 | 13707.3457 | 13707.3457 | 0 | 122 | 2041 |  |  |  | REF | 0 | 0 | Real 2021 ¦ 12/22/2022 3:42:52 PM | Area 1001 Gas CC 1x1 2038
33637 | Area 1001 Gas CC 1x1 2038 | NOX | ATC | 2041 | AEP-KPCO | 4.7115 | 4.7115 | 0 | 0.21129 | 0.21129 | 0 | 0.00056 | 2041 |  |  |  | REF | 0 | 0 | Real 2021 ¦ 12/22/2022 3:42:52 PM | Area 1001 Gas CC 1x1 2038
33638 | Area 1001 Gas CC 1x1 2038 | SO2 | ATC | 2041 | AEP-KPCO | 63.2687 | 63.2687 | 0 | 0.25445 | 0.25445 | 0 | 0.00752 | 2041 |  |  |  | REF | 0 | 0 | Real 2021 ¦ 12/22/2022 3:42:52 PM | Area 1001 Gas CC 1x1 2038
33639 | Area 1001 Gas CC 1x1 2039 | CO2 | ATC | 2041 | AEP-KPCO | 1026434.25 | 1026434.25 | 0 | 13707.3457 | 13707.3457 | 0 | 122 | 2041 |  |  |  | REF | 0 | 0 | Real 2021 ¦ 12/22/2022 3:42:52 PM | Area 1001 Gas CC 1x1 2039
33640 | Area 1001 Gas CC 1x1 2039 | NOX | ATC | 2041 | AEP-KPCO | 4.7115 | 4.7115 | 0 | 0.21129 | 0.21129 | 0 | 0.00056 | 2041 |  |  |  | REF | 0 | 0 | Real 2021 ¦ 12/22/2022 3:42:52 PM | Area 1001 Gas CC 1x1 2039
33641 | Area 1001 Gas CC 1x1 2039 | SO2 | ATC | 2041 | AEP-KPCO | 63.2687 | 63.2687 | 0 | 0.25445 | 0.25445 | 0 | 0.00752 | 2041 |  |  |  | REF | 0 | 0 | Real 2021 ¦ 12/22/2022 3:42:52 PM | Area 1001 Gas CC 1x1 2039
33642 | Area 1001 Gas CC 1x1 2040 | CO2 | ATC | 2041 | AEP-KPCO | 1026434.25 | 1026434.25 | 0 | 13707.3457 | 13707.3457 | 0 | 122 | 2041 |  |  |  | REF | 0 | 0 | Real 2021 ¦ 12/22/2022 3:42:52 PM | Area 1001 Gas CC 1x1 2040
33643 | Area 1001 Gas CC 1x1 2040 | NOX | ATC | 2041 | AEP-KPCO | 4.7115 | 4.7115 | 0 | 0.21129 | 0.21129 | 0 | 0.00056 | 2041 |  |  |  | REF | 0 | 0 | Real 2021 ¦ 12/22/2022 3:42:52 PM | Area 1001 Gas CC 1x1 2040
33644 | Area 1001 Gas CC 1x1 2040 | SO2 | ATC | 2041 | AEP-KPCO | 63.2687 | 63.2687 | 0 | 0.25445 | 0.25445 | 0 | 0.00752 | 2041 |  |  |  | REF | 0 | 0 | Real 2021 ¦ 12/22/2022 3:42:52 PM | Area 1001 Gas CC 1x1 2040
33645 | Area 1001 Gas CC 1x1 2041 | CO2 | ATC | 2041 | AEP-KPCO | 1019767.3125 | 1019767.3125 | 0 | 13618.3145 | 13618.3145 | 0 | 122 | 2041 |  |  |  | REF | 0 | 0 | Real 2021 ¦ 12/22/2022 3:42:52 PM | Area 1001 Gas CC 1x1 2041
33646 | Area 1001 Gas CC 1x1 2041 | NOX | ATC | 2041 | AEP-KPCO | 4.6809 | 4.6809 | 0 | 0.21114 | 0.21114 | 0 | 0.00056 | 2041 |  |  |  | REF | 0 | 0 | Real 2021 ¦ 12/22/2022 3:42:52 PM | Area 1001 Gas CC 1x1 2041
33647 | Area 1001 Gas CC 1x1 2041 | SO2 | ATC | 2041 | AEP-KPCO | 62.8578 | 62.8578 | 0 | 0.2528 | 0.2528 | 0 | 0.00752 | 2041 |  |  |  | REF | 0 | 0 | Real 2021 ¦ 12/22/2022 3:42:52 PM | Area 1001 Gas CC 1x1 2041
33648 | Area 1001 Gas CC 1x1 2042 | CO2 | ATC | 2041 | AEP-KPCO | 0 | 0 | 0 | 0 | 0 | 0 | 122 | 2041 |  |  |  | REF | 0 | 0 | Real 2021 ¦ 12/22/2022 3:42:52 PM | Area 1001 Gas CC 1x1 2042
33649 | Area 1001 Gas CC 1x1 2042 | NOX | ATC | 2041 | AEP-KPCO | 0 | 0 | 0 | 0 | 0 | 0 | 0.00056 | 2041 |  |  |  | REF | 0 | 0 | Real 2021 ¦ 12/22/2022 3:42:52 PM | Area 1001 Gas CC 1x1 2042
33650 | Area 1001 Gas CC 1x1 2042 | SO2 | ATC | 2041 | AEP-KPCO | 0 | 0 | 0 | 0 | 0 | 0 | 0.00752 | 2041 |  |  |  | REF | 0 | 0 | Real 2021 ¦ 12/22/2022 3:42:52 PM | Area 1001 Gas CC 1x1 2042
33651 | Area 1001 Gas CC 1x1 2043 | CO2 | ATC | 2041 | AEP-KPCO | 0 | 0 | 0 | 0 | 0 | 0 | 122 | 2041 |  |  |  | REF | 0 | 0 | Real 2021 ¦ 12/22/2022 3:42:52 PM | Area 1001 Gas CC 1x1 2043
33652 | Area 1001 Gas CC 1x1 2043 | NOX | ATC | 2041 | AEP-KPCO | 0 | 0 | 0 | 0 | 0 | 0 | 0.00056 | 2041 |  |  |  | REF | 0 | 0 | Real 2021 ¦ 12/22/2022 3:42:52 PM | Area 1001 Gas CC 1x1 2043
33653 | Area 1001 Gas CC 1x1 2043 | SO2 | ATC | 2041 | AEP-KPCO | 0 | 0 | 0 | 0 | 0 | 0 | 0.00752 | 2041 |  |  |  | REF | 0 | 0 | Real 2021 ¦ 12/22/2022 3:42:52 PM | Area 1001 Gas CC 1x1 2043
33654 | Area 1001 Gas CT 2023 | CO2 | ATC | 2041 | AEP-KPCO | 369326.2188 | 369326.2188 | 0 | 4932.1055 | 4932.1055 | 0 | 122 | 2041 |  |  |  | REF | 0 | 0 | Real 2021 ¦ 12/22/2022 3:42:52 PM | Area 1001 Gas CT 2023
33655 | Area 1001 Gas CT 2023 | NOX | ATC | 2041 | AEP-KPCO | 1.6953 | 1.6953 | 0 | 0.090277 | 0.090277 | 0 | 0.00056 | 2041 |  |  |  | REF | 0 | 0 | Real 2021 ¦ 12/22/2022 3:42:52 PM | Area 1001 Gas CT 2023
33656 | Area 1001 Gas CT 2023 | SO2 | ATC | 2041 | AEP-KPCO | 22.765 | 22.765 | 0 | 0.091555 | 0.091555 | 0 | 0.00752 | 2041 |  |  |  | REF | 0 | 0 | Real 2021 ¦ 12/22/2022 3:42:52 PM | Area 1001 Gas CT 2023
33657 | Area 1001 Gas CT 2024 | CO2 | ATC | 2041 | AEP-KPCO | 369187.25 | 369187.25 | 0 | 4930.25 | 4930.25 | 0 | 122 | 2041 |  |  |  | REF | 0 | 0 | Real 2021 ¦ 12/22/2022 3:42:52 PM | Area 1001 Gas CT 2024
33658 | Area 1001 Gas CT 2024 | NOX | ATC | 2041 | AEP-KPCO | 1.6946 | 1.6946 | 0 | 0.09033 | 0.09033 | 0 | 0.00056 | 2041 |  |  |  | REF | 0 | 0 | Real 2021 ¦ 12/22/2022 3:42:52 PM | Area 1001 Gas CT 2024
33659 | Area 1001 Gas CT 2024 | SO2 | ATC | 2041 | AEP-KPCO | 22.7565 | 22.7565 | 0 | 0.091521 | 0.091521 | 0 | 0.00752 | 2041 |  |  |  | REF | 0 | 0 | Real 2021 ¦ 12/22/2022 3:42:52 PM | Area 1001 Gas CT 2024
33660 | Area 1001 Gas CT 2025 | CO2 | ATC | 2041 | AEP-KPCO | 369570.5938 | 369570.5938 | 0 | 4935.3691 | 4935.3691 | 0 | 122 | 2041 |  |  |  | REF | 0 | 0 | Real 2021 ¦ 12/22/2022 3:42:52 PM | Area 1001 Gas CT 2025
33661 | Area 1001 Gas CT 2025 | NOX | ATC | 2041 | AEP-KPCO | 1.6964 | 1.6964 | 0 | 0.090334 | 0.090334 | 0 | 0.00056 | 2041 |  |  |  | REF | 0 | 0 | Real 2021 ¦ 12/22/2022 3:42:52 PM | Area 1001 Gas CT 2025
33662 | Area 1001 Gas CT 2025 | SO2 | ATC | 2041 | AEP-KPCO | 22.7801 | 22.7801 | 0 | 0.091616 | 0.091616 | 0 | 0.00752 | 2041 |  |  |  | REF | 0 | 0 | Real 2021 ¦ 12/22/2022 3:42:52 PM | Area 1001 Gas CT 2025
33663 | Area 1001 Gas CT 2026 | CO2 | ATC | 2041 | AEP-KPCO | 368521.9688 | 368521.9688 | 0 | 4921.3657 | 4921.3657 | 0 | 122 | 2041 |  |  |  | REF | 0 | 0 | Real 2021 ¦ 12/22/2022 3:42:52 PM | Area 1001 Gas CT 2026
33664 | Area 1001 Gas CT 2026 | NOX | ATC | 2041 | AEP-KPCO | 1.6916 | 1.6916 | 0 | 0.09015 | 0.09015 | 0 | 0.00056 | 2041 |  |  |  | REF | 0 | 0 | Real 2021 ¦ 12/22/2022 3:42:52 PM | Area 1001 Gas CT 2026
33665 | Area 1001 Gas CT 2026 | SO2 | ATC | 2041 | AEP-KPCO | 22.7155 | 22.7155 | 0 | 0.091356 | 0.091356 | 0 | 0.00752 | 2041 |  |  |  | REF | 0 | 0 | Real 2021 ¦ 12/22/2022 3:42:52 PM | Area 1001 Gas CT 2026
33666 | Area 1001 Gas CT 2027 | CO2 | ATC | 2041 | AEP-KPCO | 369462.3125 | 369462.3125 | 0 | 4933.9233 | 4933.9233 | 0 | 122 | 2041 |  |  |  | REF | 0 | 0 | Real 2021 ¦ 12/22/2022 3:42:52 PM | Area 1001 Gas CT 2027
33667 | Area 1001 Gas CT 2027 | NOX | ATC | 2041 | AEP-KPCO | 1.6959 | 1.6959 | 0 | 0.09017 | 0.09017 | 0 | 0.00056 | 2041 |  |  |  | REF | 0 | 0 | Real 2021 ¦ 12/22/2022 3:42:52 PM | Area 1001 Gas CT 2027
33668 | Area 1001 Gas CT 2027 | SO2 | ATC | 2041 | AEP-KPCO | 22.7734 | 22.7734 | 0 | 0.091589 | 0.091589 | 0 | 0.00752 | 2041 |  |  |  | REF | 0 | 0 | Real 2021 ¦ 12/22/2022 3:42:52 PM | Area 1001 Gas CT 2027
33669 | Area 1001 Gas CT 2028 | CO2 | ATC | 2041 | AEP-KPCO | 372295.8125 | 372295.8125 | 0 | 4971.7632 | 4971.7632 | 0 | 122 | 2041 |  |  |  | REF | 0 | 0 | Real 2021 ¦ 12/22/2022 3:42:52 PM | Area 1001 Gas CT 2028
33670 | Area 1001 Gas CT 2028 | NOX | ATC | 2041 | AEP-KPCO | 1.7089 | 1.7089 | 0 | 0.090234 | 0.090234 | 0 | 0.00056 | 2041 |  |  |  | REF | 0 | 0 | Real 2021 ¦ 12/22/2022 3:42:52 PM | Area 1001 Gas CT 2028
33671 | Area 1001 Gas CT 2028 | SO2 | ATC | 2041 | AEP-KPCO | 22.9481 | 22.9481 | 0 | 0.092291 | 0.092291 | 0 | 0.00752 | 2041 |  |  |  | REF | 0 | 0 | Real 2021 ¦ 12/22/2022 3:42:52 PM | Area 1001 Gas CT 2028
33672 | Area 1001 Gas CT 2029 | CO2 | ATC | 2041 | AEP-KPCO | 369247.4062 | 369247.4062 | 0 | 4931.0537 | 4931.0537 | 0 | 122 | 2041 |  |  |  | REF | 0 | 0 | Real 2021 ¦ 12/22/2022 3:42:52 PM | Area 1001 Gas CT 2029
33673 | Area 1001 Gas CT 2029 | NOX | ATC | 2041 | AEP-KPCO | 1.6949 | 1.6949 | 0 | 0.09038 | 0.09038 | 0 | 0.00056 | 2041 |  |  |  | REF | 0 | 0 | Real 2021 ¦ 12/22/2022 3:42:52 PM | Area 1001 Gas CT 2029
33674 | Area 1001 Gas CT 2029 | SO2 | ATC | 2041 | AEP-KPCO | 22.7602 | 22.7602 | 0 | 0.091535 | 0.091535 | 0 | 0.00752 | 2041 |  |  |  | REF | 0 | 0 | Real 2021 ¦ 12/22/2022 3:42:52 PM | Area 1001 Gas CT 2029
33675 | Area 1001 Gas CT 2030 | CO2 | ATC | 2041 | AEP-KPCO | 370166.25 | 370166.25 | 0 | 4943.3237 | 4943.3237 | 0 | 122 | 2041 |  |  |  | REF | 0 | 0 | Real 2021 ¦ 12/22/2022 3:42:52 PM | Area 1001 Gas CT 2030
33676 | Area 1001 Gas CT 2030 | NOX | ATC | 2041 | AEP-KPCO | 1.6991 | 1.6991 | 0 | 0.09056 | 0.09056 | 0 | 0.00056 | 2041 |  |  |  | REF | 0 | 0 | Real 2021 ¦ 12/22/2022 3:42:52 PM | Area 1001 Gas CT 2030
33677 | Area 1001 Gas CT 2030 | SO2 | ATC | 2041 | AEP-KPCO | 22.8168 | 22.8168 | 0 | 0.091763 | 0.091763 | 0 | 0.00752 | 2041 |  |  |  | REF | 0 | 0 | Real 2021 ¦ 12/22/2022 3:42:52 PM | Area 1001 Gas CT 2030
33678 | Area 1001 Gas CT 2031 | CO2 | ATC | 2041 | AEP-KPCO | 368789.8438 | 368789.8438 | 0 | 4924.9429 | 4924.9429 | 0 | 122 | 2041 |  |  |  | REF | 0 | 0 | Real 2021 ¦ 12/22/2022 3:42:52 PM | Area 1001 Gas CT 2031
33679 | Area 1001 Gas CT 2031 | NOX | ATC | 2041 | AEP-KPCO | 1.6928 | 1.6928 | 0 | 0.090263 | 0.090263 | 0 | 0.00056 | 2041 |  |  |  | REF | 0 | 0 | Real 2021 ¦ 12/22/2022 3:42:52 PM | Area 1001 Gas CT 2031
33680 | Area 1001 Gas CT 2031 | SO2 | ATC | 2041 | AEP-KPCO | 22.732 | 22.732 | 0 | 0.091422 | 0.091422 | 0 | 0.00752 | 2041 |  |  |  | REF | 0 | 0 | Real 2021 ¦ 12/22/2022 3:42:52 PM | Area 1001 Gas CT 2031
33681 | Area 1001 Gas CT 2032 | CO2 | ATC | 2041 | AEP-KPCO | 369098.9062 | 369098.9062 | 0 | 4929.0703 | 4929.0703 | 0 | 122 | 2041 |  |  |  | REF | 0 | 0 | Real 2021 ¦ 12/22/2022 3:42:52 PM | Area 1001 Gas CT 2032
33682 | Area 1001 Gas CT 2032 | NOX | ATC | 2041 | AEP-KPCO | 1.6942 | 1.6942 | 0 | 0.090109 | 0.090109 | 0 | 0.00056 | 2041 |  |  |  | REF | 0 | 0 | Real 2021 ¦ 12/22/2022 3:42:52 PM | Area 1001 Gas CT 2032
33683 | Area 1001 Gas CT 2032 | SO2 | ATC | 2041 | AEP-KPCO | 22.751 | 22.751 | 0 | 0.091499 | 0.091499 | 0 | 0.00752 | 2041 |  |  |  | REF | 0 | 0 | Real 2021 ¦ 12/22/2022 3:42:52 PM | Area 1001 Gas CT 2032
33684 | Area 1001 Gas CT 2033 | CO2 | ATC | 2041 | AEP-KPCO | 368416.9062 | 368416.9062 | 0 | 4919.9629 | 4919.9629 | 0 | 122 | 2041 |  |  |  | REF | 0 | 0 | Real 2021 ¦ 12/22/2022 3:42:52 PM | Area 1001 Gas CT 2033
33685 | Area 1001 Gas CT 2033 | NOX | ATC | 2041 | AEP-KPCO | 1.6911 | 1.6911 | 0 | 0.090093 | 0.090093 | 0 | 0.00056 | 2041 |  |  |  | REF | 0 | 0 | Real 2021 ¦ 12/22/2022 3:42:52 PM | Area 1001 Gas CT 2033
33686 | Area 1001 Gas CT 2033 | SO2 | ATC | 2041 | AEP-KPCO | 22.709 | 22.709 | 0 | 0.09133 | 0.09133 | 0 | 0.00752 | 2041 |  |  |  | REF | 0 | 0 | Real 2021 ¦ 12/22/2022 3:42:52 PM | Area 1001 Gas CT 2033
33687 | Area 1001 Gas CT 2034 | CO2 | ATC | 2041 | AEP-KPCO | 369313.0938 | 369313.0938 | 0 | 4931.9302 | 4931.9302 | 0 | 122 | 2041 |  |  |  | REF | 0 | 0 | Real 2021 ¦ 12/22/2022 3:42:52 PM | Area 1001 Gas CT 2034
33688 | Area 1001 Gas CT 2034 | NOX | ATC | 2041 | AEP-KPCO | 1.6952 | 1.6952 | 0 | 0.090333 | 0.090333 | 0 | 0.00056 | 2041 |  |  |  | REF | 0 | 0 | Real 2021 ¦ 12/22/2022 3:42:52 PM | Area 1001 Gas CT 2034
33689 | Area 1001 Gas CT 2034 | SO2 | ATC | 2041 | AEP-KPCO | 22.7642 | 22.7642 | 0 | 0.091552 | 0.091552 | 0 | 0.00752 | 2041 |  |  |  | REF | 0 | 0 | Real 2021 ¦ 12/22/2022 3:42:52 PM | Area 1001 Gas CT 2034
33690 | Area 1001 Gas CT 2035 | CO2 | ATC | 2041 | AEP-KPCO | 368892.9688 | 368892.9688 | 0 | 4926.3198 | 4926.3198 | 0 | 122 | 2041 |  |  |  | REF | 0 | 0 | Real 2021 ¦ 12/22/2022 3:42:52 PM | Area 1001 Gas CT 2035
33691 | Area 1001 Gas CT 2035 | NOX | ATC | 2041 | AEP-KPCO | 1.6933 | 1.6933 | 0 | 0.090122 | 0.090122 | 0 | 0.00056 | 2041 |  |  |  | REF | 0 | 0 | Real 2021 ¦ 12/22/2022 3:42:52 PM | Area 1001 Gas CT 2035
33692 | Area 1001 Gas CT 2035 | SO2 | ATC | 2041 | AEP-KPCO | 22.7383 | 22.7383 | 0 | 0.091448 | 0.091448 | 0 | 0.00752 | 2041 |  |  |  | REF | 0 | 0 | Real 2021 ¦ 12/22/2022 3:42:52 PM | Area 1001 Gas CT 2035
33693 | Area 1001 Gas CT 2036 | CO2 | ATC | 2041 | AEP-KPCO | 371323 | 371323 | 0 | 4958.772 | 4958.772 | 0 | 122 | 2041 |  |  |  | REF | 0 | 0 | Real 2021 ¦ 12/22/2022 3:42:52 PM | Area 1001 Gas CT 2036
33694 | Area 1001 Gas CT 2036 | NOX | ATC | 2041 | AEP-KPCO | 1.7044 | 1.7044 | 0 | 0.090232 | 0.090232 | 0 | 0.00056 | 2041 |  |  |  | REF | 0 | 0 | Real 2021 ¦ 12/22/2022 3:42:52 PM | Area 1001 Gas CT 2036
33695 | Area 1001 Gas CT 2036 | SO2 | ATC | 2041 | AEP-KPCO | 22.8881 | 22.8881 | 0 | 0.09205 | 0.09205 | 0 | 0.00752 | 2041 |  |  |  | REF | 0 | 0 | Real 2021 ¦ 12/22/2022 3:42:52 PM | Area 1001 Gas CT 2036
33696 | Area 1001 Gas CT 2037 | CO2 | ATC | 2041 | AEP-KPCO | 368469.0938 | 368469.0938 | 0 | 4920.6597 | 4920.6597 | 0 | 122 | 2041 |  |  |  | REF | 0 | 0 | Real 2021 ¦ 12/22/2022 3:42:52 PM | Area 1001 Gas CT 2037
33697 | Area 1001 Gas CT 2037 | NOX | ATC | 2041 | AEP-KPCO | 1.6913 | 1.6913 | 0 | 0.090078 | 0.090078 | 0 | 0.00056 | 2041 |  |  |  | REF | 0 | 0 | Real 2021 ¦ 12/22/2022 3:42:52 PM | Area 1001 Gas CT 2037
33698 | Area 1001 Gas CT 2037 | SO2 | ATC | 2041 | AEP-KPCO | 22.7122 | 22.7122 | 0 | 0.091342 | 0.091342 | 0 | 0.00752 | 2041 |  |  |  | REF | 0 | 0 | Real 2021 ¦ 12/22/2022 3:42:52 PM | Area 1001 Gas CT 2037
33699 | Area 1001 Gas CT 2038 | CO2 | ATC | 2041 | AEP-KPCO | 368542.5625 | 368542.5625 | 0 | 4921.6406 | 4921.6406 | 0 | 122 | 2041 |  |  |  | REF | 0 | 0 | Real 2021 ¦ 12/22/2022 3:42:52 PM | Area 1001 Gas CT 2038
33700 | Area 1001 Gas CT 2038 | NOX | ATC | 2041 | AEP-KPCO | 1.6917 | 1.6917 | 0 | 0.09015 | 0.09015 | 0 | 0.00056 | 2041 |  |  |  | REF | 0 | 0 | Real 2021 ¦ 12/22/2022 3:42:52 PM | Area 1001 Gas CT 2038
33701 | Area 1001 Gas CT 2038 | SO2 | ATC | 2041 | AEP-KPCO | 22.7167 | 22.7167 | 0 | 0.091361 | 0.091361 | 0 | 0.00752 | 2041 |  |  |  | REF | 0 | 0 | Real 2021 ¦ 12/22/2022 3:42:52 PM | Area 1001 Gas CT 2038
33702 | Area 1001 Gas CT 2039 | CO2 | ATC | 2041 | AEP-KPCO | 369649.75 | 369649.75 | 0 | 4936.4263 | 4936.4263 | 0 | 122 | 2041 |  |  |  | REF | 0 | 0 | Real 2021 ¦ 12/22/2022 3:42:52 PM | Area 1001 Gas CT 2039
33703 | Area 1001 Gas CT 2039 | NOX | ATC | 2041 | AEP-KPCO | 1.6968 | 1.6968 | 0 | 0.090121 | 0.090121 | 0 | 0.00056 | 2041 |  |  |  | REF | 0 | 0 | Real 2021 ¦ 12/22/2022 3:42:52 PM | Area 1001 Gas CT 2039
33704 | Area 1001 Gas CT 2039 | SO2 | ATC | 2041 | AEP-KPCO | 22.785 | 22.785 | 0 | 0.091635 | 0.091635 | 0 | 0.00752 | 2041 |  |  |  | REF | 0 | 0 | Real 2021 ¦ 12/22/2022 3:42:52 PM | Area 1001 Gas CT 2039
33705 | Area 1001 Gas CT 2040 | CO2 | ATC | 2041 | AEP-KPCO | 372557.7188 | 372557.7188 | 0 | 4975.2607 | 4975.2607 | 0 | 122 | 2041 |  |  |  | REF | 0 | 0 | Real 2021 ¦ 12/22/2022 3:42:52 PM | Area 1001 Gas CT 2040
33706 | Area 1001 Gas CT 2040 | NOX | ATC | 2041 | AEP-KPCO | 1.7101 | 1.7101 | 0 | 0.091785 | 0.091785 | 0 | 0.00056 | 2041 |  |  |  | REF | 0 | 0 | Real 2021 ¦ 12/22/2022 3:42:52 PM | Area 1001 Gas CT 2040
33707 | Area 1001 Gas CT 2040 | SO2 | ATC | 2041 | AEP-KPCO | 22.9642 | 22.9642 | 0 | 0.092356 | 0.092356 | 0 | 0.00752 | 2041 |  |  |  | REF | 0 | 0 | Real 2021 ¦ 12/22/2022 3:42:52 PM | Area 1001 Gas CT 2040
33708 | Area 1001 Gas CT 2041 | CO2 | ATC | 2041 | AEP-KPCO | 369925.875 | 369925.875 | 0 | 4940.1138 | 4940.1138 | 0 | 122 | 2041 |  |  |  | REF | 0 | 0 | Real 2021 ¦ 12/22/2022 3:42:52 PM | Area 1001 Gas CT 2041
33709 | Area 1001 Gas CT 2041 | NOX | ATC | 2041 | AEP-KPCO | 1.698 | 1.698 | 0 | 0.090392 | 0.090392 | 0 | 0.00056 | 2041 |  |  |  | REF | 0 | 0 | Real 2021 ¦ 12/22/2022 3:42:52 PM | Area 1001 Gas CT 2041
33710 | Area 1001 Gas CT 2041 | SO2 | ATC | 2041 | AEP-KPCO | 22.802 | 22.802 | 0 | 0.091704 | 0.091704 | 0 | 0.00752 | 2041 |  |  |  | REF | 0 | 0 | Real 2021 ¦ 12/22/2022 3:42:52 PM | Area 1001 Gas CT 2041
33711 | Area 1001 Gas CT 2042 | CO2 | ATC | 2041 | AEP-KPCO | 0 | 0 | 0 | 0 | 0 | 0 | 122 | 2041 |  |  |  | REF | 0 | 0 | Real 2021 ¦ 12/22/2022 3:42:52 PM | Area 1001 Gas CT 2042
33712 | Area 1001 Gas CT 2042 | NOX | ATC | 2041 | AEP-KPCO | 0 | 0 | 0 | 0 | 0 | 0 | 0.00056 | 2041 |  |  |  | REF | 0 | 0 | Real 2021 ¦ 12/22/2022 3:42:52 PM | Area 1001 Gas CT 2042
33713 | Area 1001 Gas CT 2042 | SO2 | ATC | 2041 | AEP-KPCO | 0 | 0 | 0 | 0 | 0 | 0 | 0.00752 | 2041 |  |  |  | REF | 0 | 0 | Real 2021 ¦ 12/22/2022 3:42:52 PM | Area 1001 Gas CT 2042
33714 | Area 1001 Gas CT 2043 | CO2 | ATC | 2041 | AEP-KPCO | 0 | 0 | 0 | 0 | 0 | 0 | 122 | 2041 |  |  |  | REF | 0 | 0 | Real 2021 ¦ 12/22/2022 3:42:52 PM | Area 1001 Gas CT 2043
33715 | Area 1001 Gas CT 2043 | NOX | ATC | 2041 | AEP-KPCO | 0 | 0 | 0 | 0 | 0 | 0 | 0.00056 | 2041 |  |  |  | REF | 0 | 0 | Real 2021 ¦ 12/22/2022 3:42:52 PM | Area 1001 Gas CT 2043
33716 | Area 1001 Gas CT 2043 | SO2 | ATC | 2041 | AEP-KPCO | 0 | 0 | 0 | 0 | 0 | 0 | 0.00752 | 2041 |  |  |  | REF | 0 | 0 | Real 2021 ¦ 12/22/2022 3:42:52 PM | Area 1001 Gas CT 2043
33717 | Area 1001 Gas Aero CT 2023 | CO2 | ATC | 2041 | AEP-KPCO | 135706.5469 | 135706.5469 | 0 | 1812.2706 | 1812.2706 | 0 | 122 | 2041 |  |  |  | REF | 0 | 0 | Real 2021 ¦ 12/22/2022 3:42:52 PM | Area 1001 Gas Aero CT 2023
33718 | Area 1001 Gas Aero CT 2023 | NOX | ATC | 2041 | AEP-KPCO | 0.62292 | 0.62292 | 0 | 0.031647 | 0.031647 | 0 | 0.00056 | 2041 |  |  |  | REF | 0 | 0 | Real 2021 ¦ 12/22/2022 3:42:52 PM | Area 1001 Gas Aero CT 2023
33719 | Area 1001 Gas Aero CT 2023 | SO2 | ATC | 2041 | AEP-KPCO | 8.3649 | 8.3649 | 0 | 0.033641 | 0.033641 | 0 | 0.00752 | 2041 |  |  |  | REF | 0 | 0 | Real 2021 ¦ 12/22/2022 3:42:52 PM | Area 1001 Gas Aero CT 2023
33720 | Area 1001 Gas Aero CT 2024 | CO2 | ATC | 2041 | AEP-KPCO | 135301.5938 | 135301.5938 | 0 | 1806.8628 | 1806.8628 | 0 | 122 | 2041 |  |  |  | REF | 0 | 0 | Real 2021 ¦ 12/22/2022 3:42:52 PM | Area 1001 Gas Aero CT 2024
33721 | Area 1001 Gas Aero CT 2024 | NOX | ATC | 2041 | AEP-KPCO | 0.62106 | 0.62106 | 0 | 0.031564 | 0.031564 | 0 | 0.00056 | 2041 |  |  |  | REF | 0 | 0 | Real 2021 ¦ 12/22/2022 3:42:52 PM | Area 1001 Gas Aero CT 2024
33722 | Area 1001 Gas Aero CT 2024 | SO2 | ATC | 2041 | AEP-KPCO | 8.3399 | 8.3399 | 0 | 0.033541 | 0.033541 | 0 | 0.00752 | 2041 |  |  |  | REF | 0 | 0 | Real 2021 ¦ 12/22/2022 3:42:52 PM | Area 1001 Gas Aero CT 2024
33723 | Area 1001 Gas Aero CT 2025 | CO2 | ATC | 2041 | AEP-KPCO | 134989.9375 | 134989.9375 | 0 | 1802.7009 | 1802.7009 | 0 | 122 | 2041 |  |  |  | REF | 0 | 0 | Real 2021 ¦ 12/22/2022 3:42:52 PM | Area 1001 Gas Aero CT 2025
33724 | Area 1001 Gas Aero CT 2025 | NOX | ATC | 2041 | AEP-KPCO | 0.61963 | 0.61963 | 0 | 0.031607 | 0.031607 | 0 | 0.00056 | 2041 |  |  |  | REF | 0 | 0 | Real 2021 ¦ 12/22/2022 3:42:52 PM | Area 1001 Gas Aero CT 2025
33725 | Area 1001 Gas Aero CT 2025 | SO2 | ATC | 2041 | AEP-KPCO | 8.3207 | 8.3207 | 0 | 0.033464 | 0.033464 | 0 | 0.00752 | 2041 |  |  |  | REF | 0 | 0 | Real 2021 ¦ 12/22/2022 3:42:52 PM | Area 1001 Gas Aero CT 2025
33726 | Area 1001 Gas Aero CT 2026 | CO2 | ATC | 2041 | AEP-KPCO | 134895.8281 | 134895.8281 | 0 | 1801.4441 | 1801.4441 | 0 | 122 | 2041 |  |  |  | REF | 0 | 0 | Real 2021 ¦ 12/22/2022 3:42:52 PM | Area 1001 Gas Aero CT 2026
33727 | Area 1001 Gas Aero CT 2026 | NOX | ATC | 2041 | AEP-KPCO | 0.61919 | 0.61919 | 0 | 0.031548 | 0.031548 | 0 | 0.00056 | 2041 |  |  |  | REF | 0 | 0 | Real 2021 ¦ 12/22/2022 3:42:52 PM | Area 1001 Gas Aero CT 2026
33728 | Area 1001 Gas Aero CT 2026 | SO2 | ATC | 2041 | AEP-KPCO | 8.3149 | 8.3149 | 0 | 0.03344 | 0.03344 | 0 | 0.00752 | 2041 |  |  |  | REF | 0 | 0 | Real 2021 ¦ 12/22/2022 3:42:52 PM | Area 1001 Gas Aero CT 2026
33729 | Area 1001 Gas Aero CT 2027 | CO2 | ATC | 2041 | AEP-KPCO | 134841.1406 | 134841.1406 | 0 | 1800.7136 | 1800.7136 | 0 | 122 | 2041 |  |  |  | REF | 0 | 0 | Real 2021 ¦ 12/22/2022 3:42:52 PM | Area 1001 Gas Aero CT 2027
33730 | Area 1001 Gas Aero CT 2027 | NOX | ATC | 2041 | AEP-KPCO | 0.61894 | 0.61894 | 0 | 0.031539 | 0.031539 | 0 | 0.00056 | 2041 |  |  |  | REF | 0 | 0 | Real 2021 ¦ 12/22/2022 3:42:52 PM | Area 1001 Gas Aero CT 2027
33731 | Area 1001 Gas Aero CT 2027 | SO2 | ATC | 2041 | AEP-KPCO | 8.3115 | 8.3115 | 0 | 0.033427 | 0.033427 | 0 | 0.00752 | 2041 |  |  |  | REF | 0 | 0 | Real 2021 ¦ 12/22/2022 3:42:52 PM | Area 1001 Gas Aero CT 2027
33732 | Area 1001 Gas Aero CT 2028 | CO2 | ATC | 2041 | AEP-KPCO | 134908.0156 | 134908.0156 | 0 | 1801.6067 | 1801.6067 | 0 | 122 | 2041 |  |  |  | REF | 0 | 0 | Real 2021 ¦ 12/22/2022 3:42:52 PM | Area 1001 Gas Aero CT 2028
33733 | Area 1001 Gas Aero CT 2028 | NOX | ATC | 2041 | AEP-KPCO | 0.61925 | 0.61925 | 0 | 0.031563 | 0.031563 | 0 | 0.00056 | 2041 |  |  |  | REF | 0 | 0 | Real 2021 ¦ 12/22/2022 3:42:52 PM | Area 1001 Gas Aero CT 2028
33734 | Area 1001 Gas Aero CT 2028 | SO2 | ATC | 2041 | AEP-KPCO | 8.3156 | 8.3156 | 0 | 0.033443 | 0.033443 | 0 | 0.00752 | 2041 |  |  |  | REF | 0 | 0 | Real 2021 ¦ 12/22/2022 3:42:52 PM | Area 1001 Gas Aero CT 2028
33735 | Area 1001 Gas Aero CT 2029 | CO2 | ATC | 2041 | AEP-KPCO | 134896 | 134896 | 0 | 1801.4463 | 1801.4463 | 0 | 122 | 2041 |  |  |  | REF | 0 | 0 | Real 2021 ¦ 12/22/2022 3:42:52 PM | Area 1001 Gas Aero CT 2029
33736 | Area 1001 Gas Aero CT 2029 | NOX | ATC | 2041 | AEP-KPCO | 0.61919 | 0.61919 | 0 | 0.03154 | 0.03154 | 0 | 0.00056 | 2041 |  |  |  | REF | 0 | 0 | Real 2021 ¦ 12/22/2022 3:42:52 PM | Area 1001 Gas Aero CT 2029
33737 | Area 1001 Gas Aero CT 2029 | SO2 | ATC | 2041 | AEP-KPCO | 8.3149 | 8.3149 | 0 | 0.03344 | 0.03344 | 0 | 0.00752 | 2041 |  |  |  | REF | 0 | 0 | Real 2021 ¦ 12/22/2022 3:42:52 PM | Area 1001 Gas Aero CT 2029
33738 | Area 1001 Gas Aero CT 2030 | CO2 | ATC | 2041 | AEP-KPCO | 135104.0625 | 135104.0625 | 0 | 1804.2249 | 1804.2249 | 0 | 122 | 2041 |  |  |  | REF | 0 | 0 | Real 2021 ¦ 12/22/2022 3:42:52 PM | Area 1001 Gas Aero CT 2030
33739 | Area 1001 Gas Aero CT 2030 | NOX | ATC | 2041 | AEP-KPCO | 0.62015 | 0.62015 | 0 | 0.031659 | 0.031659 | 0 | 0.00056 | 2041 |  |  |  | REF | 0 | 0 | Real 2021 ¦ 12/22/2022 3:42:52 PM | Area 1001 Gas Aero CT 2030
33740 | Area 1001 Gas Aero CT 2030 | SO2 | ATC | 2041 | AEP-KPCO | 8.3277 | 8.3277 | 0 | 0.033492 | 0.033492 | 0 | 0.00752 | 2041 |  |  |  | REF | 0 | 0 | Real 2021 ¦ 12/22/2022 3:42:52 PM | Area 1001 Gas Aero CT 2030
33741 | Area 1001 Gas Aero CT 2031 | CO2 | ATC | 2041 | AEP-KPCO | 134841.1406 | 134841.1406 | 0 | 1800.7136 | 1800.7136 | 0 | 122 | 2041 |  |  |  | REF | 0 | 0 | Real 2021 ¦ 12/22/2022 3:42:52 PM | Area 1001 Gas Aero CT 2031
33742 | Area 1001 Gas Aero CT 2031 | NOX | ATC | 2041 | AEP-KPCO | 0.61894 | 0.61894 | 0 | 0.031539 | 0.031539 | 0 | 0.00056 | 2041 |  |  |  | REF | 0 | 0 | Real 2021 ¦ 12/22/2022 3:42:52 PM | Area 1001 Gas Aero CT 2031
33743 | Area 1001 Gas Aero CT 2031 | SO2 | ATC | 2041 | AEP-KPCO | 8.3115 | 8.3115 | 0 | 0.033427 | 0.033427 | 0 | 0.00752 | 2041 |  |  |  | REF | 0 | 0 | Real 2021 ¦ 12/22/2022 3:42:52 PM | Area 1001 Gas Aero CT 2031
33744 | Area 1001 Gas Aero CT 2032 | CO2 | ATC | 2041 | AEP-KPCO | 136921.3594 | 136921.3594 | 0 | 1828.4937 | 1828.4937 | 0 | 122 | 2041 |  |  |  | REF | 0 | 0 | Real 2021 ¦ 12/22/2022 3:42:52 PM | Area 1001 Gas Aero CT 2032
33745 | Area 1001 Gas Aero CT 2032 | NOX | ATC | 2041 | AEP-KPCO | 0.62849 | 0.62849 | 0 | 0.032004 | 0.032004 | 0 | 0.00056 | 2041 |  |  |  | REF | 0 | 0 | Real 2021 ¦ 12/22/2022 3:42:52 PM | Area 1001 Gas Aero CT 2032
33746 | Area 1001 Gas Aero CT 2032 | SO2 | ATC | 2041 | AEP-KPCO | 8.4397 | 8.4397 | 0 | 0.033942 | 0.033942 | 0 | 0.00752 | 2041 |  |  |  | REF | 0 | 0 | Real 2021 ¦ 12/22/2022 3:42:52 PM | Area 1001 Gas Aero CT 2032
33747 | Area 1001 Gas Aero CT 2033 | CO2 | ATC | 2041 | AEP-KPCO | 135006.6406 | 135006.6406 | 0 | 1802.9238 | 1802.9238 | 0 | 122 | 2041 |  |  |  | REF | 0 | 0 | Real 2021 ¦ 12/22/2022 3:42:52 PM | Area 1001 Gas Aero CT 2033
33748 | Area 1001 Gas Aero CT 2033 | NOX | ATC | 2041 | AEP-KPCO | 0.6197 | 0.6197 | 0 | 0.031543 | 0.031543 | 0 | 0.00056 | 2041 |  |  |  | REF | 0 | 0 | Real 2021 ¦ 12/22/2022 3:42:52 PM | Area 1001 Gas Aero CT 2033
33749 | Area 1001 Gas Aero CT 2033 | SO2 | ATC | 2041 | AEP-KPCO | 8.3217 | 8.3217 | 0 | 0.033468 | 0.033468 | 0 | 0.00752 | 2041 |  |  |  | REF | 0 | 0 | Real 2021 ¦ 12/22/2022 3:42:52 PM | Area 1001 Gas Aero CT 2033
33750 | Area 1001 Gas Aero CT 2034 | CO2 | ATC | 2041 | AEP-KPCO | 134841.1406 | 134841.1406 | 0 | 1800.7136 | 1800.7136 | 0 | 122 | 2041 |  |  |  | REF | 0 | 0 | Real 2021 ¦ 12/22/2022 3:42:52 PM | Area 1001 Gas Aero CT 2034
33751 | Area 1001 Gas Aero CT 2034 | NOX | ATC | 2041 | AEP-KPCO | 0.61894 | 0.61894 | 0 | 0.031539 | 0.031539 | 0 | 0.00056 | 2041 |  |  |  | REF | 0 | 0 | Real 2021 ¦ 12/22/2022 3:42:52 PM | Area 1001 Gas Aero CT 2034
33752 | Area 1001 Gas Aero CT 2034 | SO2 | ATC | 2041 | AEP-KPCO | 8.3115 | 8.3115 | 0 | 0.033427 | 0.033427 | 0 | 0.00752 | 2041 |  |  |  | REF | 0 | 0 | Real 2021 ¦ 12/22/2022 3:42:52 PM | Area 1001 Gas Aero CT 2034
33753 | Area 1001 Gas Aero CT 2035 | CO2 | ATC | 2041 | AEP-KPCO | 135125.75 | 135125.75 | 0 | 1804.5145 | 1804.5145 | 0 | 122 | 2041 |  |  |  | REF | 0 | 0 | Real 2021 ¦ 12/22/2022 3:42:52 PM | Area 1001 Gas Aero CT 2035
33754 | Area 1001 Gas Aero CT 2035 | NOX | ATC | 2041 | AEP-KPCO | 0.62025 | 0.62025 | 0 | 0.031668 | 0.031668 | 0 | 0.00056 | 2041 |  |  |  | REF | 0 | 0 | Real 2021 ¦ 12/22/2022 3:42:52 PM | Area 1001 Gas Aero CT 2035
33755 | Area 1001 Gas Aero CT 2035 | SO2 | ATC | 2041 | AEP-KPCO | 8.3291 | 8.3291 | 0 | 0.033497 | 0.033497 | 0 | 0.00752 | 2041 |  |  |  | REF | 0 | 0 | Real 2021 ¦ 12/22/2022 3:42:52 PM | Area 1001 Gas Aero CT 2035
33756 | Area 1001 Gas Aero CT 2036 | CO2 | ATC | 2041 | AEP-KPCO | 134841.1406 | 134841.1406 | 0 | 1800.7136 | 1800.7136 | 0 | 122 | 2041 |  |  |  | REF | 0 | 0 | Real 2021 ¦ 12/22/2022 3:42:52 PM | Area 1001 Gas Aero CT 2036
33757 | Area 1001 Gas Aero CT 2036 | NOX | ATC | 2041 | AEP-KPCO | 0.61894 | 0.61894 | 0 | 0.031539 | 0.031539 | 0 | 0.00056 | 2041 |  |  |  | REF | 0 | 0 | Real 2021 ¦ 12/22/2022 3:42:52 PM | Area 1001 Gas Aero CT 2036
33758 | Area 1001 Gas Aero CT 2036 | SO2 | ATC | 2041 | AEP-KPCO | 8.3115 | 8.3115 | 0 | 0.033427 | 0.033427 | 0 | 0.00752 | 2041 |  |  |  | REF | 0 | 0 | Real 2021 ¦ 12/22/2022 3:42:52 PM | Area 1001 Gas Aero CT 2036
33759 | Area 1001 Gas Aero CT 2037 | CO2 | ATC | 2041 | AEP-KPCO | 129710.9141 | 129710.9141 | 0 | 1732.203 | 1732.203 | 0 | 122 | 2041 |  |  |  | REF | 0 | 0 | Real 2021 ¦ 12/22/2022 3:42:52 PM | Area 1001 Gas Aero CT 2037
33760 | Area 1001 Gas Aero CT 2037 | NOX | ATC | 2041 | AEP-KPCO | 0.59539 | 0.59539 | 0 | 0.030223 | 0.030223 | 0 | 0.00056 | 2041 |  |  |  | REF | 0 | 0 | Real 2021 ¦ 12/22/2022 3:42:52 PM | Area 1001 Gas Aero CT 2037
33761 | Area 1001 Gas Aero CT 2037 | SO2 | ATC | 2041 | AEP-KPCO | 7.9953 | 7.9953 | 0 | 0.032155 | 0.032155 | 0 | 0.00752 | 2041 |  |  |  | REF | 0 | 0 | Real 2021 ¦ 12/22/2022 3:42:52 PM | Area 1001 Gas Aero CT 2037
33762 | Area 1001 Gas Aero CT 2038 | CO2 | ATC | 2041 | AEP-KPCO | 135178.0625 | 135178.0625 | 0 | 1805.213 | 1805.213 | 0 | 122 | 2041 |  |  |  | REF | 0 | 0 | Real 2021 ¦ 12/22/2022 3:42:52 PM | Area 1001 Gas Aero CT 2038
33763 | Area 1001 Gas Aero CT 2038 | NOX | ATC | 2041 | AEP-KPCO | 0.62049 | 0.62049 | 0 | 0.031632 | 0.031632 | 0 | 0.00056 | 2041 |  |  |  | REF | 0 | 0 | Real 2021 ¦ 12/22/2022 3:42:52 PM | Area 1001 Gas Aero CT 2038
33764 | Area 1001 Gas Aero CT 2038 | SO2 | ATC | 2041 | AEP-KPCO | 8.3323 | 8.3323 | 0 | 0.03351 | 0.03351 | 0 | 0.00752 | 2041 |  |  |  | REF | 0 | 0 | Real 2021 ¦ 12/22/2022 3:42:52 PM | Area 1001 Gas Aero CT 2038
33765 | Area 1001 Gas Aero CT 2039 | CO2 | ATC | 2041 | AEP-KPCO | 135097.4688 | 135097.4688 | 0 | 1804.1368 | 1804.1368 | 0 | 122 | 2041 |  |  |  | REF | 0 | 0 | Real 2021 ¦ 12/22/2022 3:42:52 PM | Area 1001 Gas Aero CT 2039
33766 | Area 1001 Gas Aero CT 2039 | NOX | ATC | 2041 | AEP-KPCO | 0.62012 | 0.62012 | 0 | 0.03164 | 0.03164 | 0 | 0.00056 | 2041 |  |  |  | REF | 0 | 0 | Real 2021 ¦ 12/22/2022 3:42:52 PM | Area 1001 Gas Aero CT 2039
33767 | Area 1001 Gas Aero CT 2039 | SO2 | ATC | 2041 | AEP-KPCO | 8.3273 | 8.3273 | 0 | 0.03349 | 0.03349 | 0 | 0.00752 | 2041 |  |  |  | REF | 0 | 0 | Real 2021 ¦ 12/22/2022 3:42:52 PM | Area 1001 Gas Aero CT 2039
33768 | Area 1001 Gas Aero CT 2040 | CO2 | ATC | 2041 | AEP-KPCO | 135238.25 | 135238.25 | 0 | 1806.0168 | 1806.0168 | 0 | 122 | 2041 |  |  |  | REF | 0 | 0 | Real 2021 ¦ 12/22/2022 3:42:52 PM | Area 1001 Gas Aero CT 2040
33769 | Area 1001 Gas Aero CT 2040 | NOX | ATC | 2041 | AEP-KPCO | 0.62077 | 0.62077 | 0 | 0.031612 | 0.031612 | 0 | 0.00056 | 2041 |  |  |  | REF | 0 | 0 | Real 2021 ¦ 12/22/2022 3:42:52 PM | Area 1001 Gas Aero CT 2040
33770 | Area 1001 Gas Aero CT 2040 | SO2 | ATC | 2041 | AEP-KPCO | 8.336 | 8.336 | 0 | 0.033525 | 0.033525 | 0 | 0.00752 | 2041 |  |  |  | REF | 0 | 0 | Real 2021 ¦ 12/22/2022 3:42:52 PM | Area 1001 Gas Aero CT 2040
33771 | Area 1001 Gas Aero CT 2041 | CO2 | ATC | 2041 | AEP-KPCO | 135516.2344 | 135516.2344 | 0 | 1809.7291 | 1809.7291 | 0 | 122 | 2041 |  |  |  | REF | 0 | 0 | Real 2021 ¦ 12/22/2022 3:42:52 PM | Area 1001 Gas Aero CT 2041
33772 | Area 1001 Gas Aero CT 2041 | NOX | ATC | 2041 | AEP-KPCO | 0.62204 | 0.62204 | 0 | 0.031678 | 0.031678 | 0 | 0.00056 | 2041 |  |  |  | REF | 0 | 0 | Real 2021 ¦ 12/22/2022 3:42:52 PM | Area 1001 Gas Aero CT 2041
33773 | Area 1001 Gas Aero CT 2041 | SO2 | ATC | 2041 | AEP-KPCO | 8.3531 | 8.3531 | 0 | 0.033594 | 0.033594 | 0 | 0.00752 | 2041 |  |  |  | REF | 0 | 0 | Real 2021 ¦ 12/22/2022 3:42:52 PM | Area 1001 Gas Aero CT 2041
33774 | Area 1001 Gas Aero CT 2042 | CO2 | ATC | 2041 | AEP-KPCO | 0 | 0 | 0 | 0 | 0 | 0 | 122 | 2041 |  |  |  | REF | 0 | 0 | Real 2021 ¦ 12/22/2022 3:42:52 PM | Area 1001 Gas Aero CT 2042
33775 | Area 1001 Gas Aero CT 2042 | NOX | ATC | 2041 | AEP-KPCO | 0 | 0 | 0 | 0 | 0 | 0 | 0.00056 | 2041 |  |  |  | REF | 0 | 0 | Real 2021 ¦ 12/22/2022 3:42:52 PM | Area 1001 Gas Aero CT 2042
33776 | Area 1001 Gas Aero CT 2042 | SO2 | ATC | 2041 | AEP-KPCO | 0 | 0 | 0 | 0 | 0 | 0 | 0.00752 | 2041 |  |  |  | REF | 0 | 0 | Real 2021 ¦ 12/22/2022 3:42:52 PM | Area 1001 Gas Aero CT 2042
33777 | Area 1001 Gas Aero CT 2043 | CO2 | ATC | 2041 | AEP-KPCO | 0 | 0 | 0 | 0 | 0 | 0 | 122 | 2041 |  |  |  | REF | 0 | 0 | Real 2021 ¦ 12/22/2022 3:42:52 PM | Area 1001 Gas Aero CT 2043
33778 | Area 1001 Gas Aero CT 2043 | NOX | ATC | 2041 | AEP-KPCO | 0 | 0 | 0 | 0 | 0 | 0 | 0.00056 | 2041 |  |  |  | REF | 0 | 0 | Real 2021 ¦ 12/22/2022 3:42:52 PM | Area 1001 Gas Aero CT 2043
33779 | Area 1001 Gas Aero CT 2043 | SO2 | ATC | 2041 | AEP-KPCO | 0 | 0 | 0 | 0 | 0 | 0 | 0.00752 | 2041 |  |  |  | REF | 0 | 0 | Real 2021 ¦ 12/22/2022 3:42:52 PM | Area 1001 Gas Aero CT 2043
33780 | Area 1001 Gas IC 2023 | CO2 | ATC | 2041 | AEP-KPCO | 39510.4492 | 39510.4492 | 0 | 527.6357 | 527.6357 | 0 | 122 | 2041 |  |  |  | REF | 0 | 0 | Real 2021 ¦ 12/22/2022 3:42:52 PM | Area 1001 Gas IC 2023
33781 | Area 1001 Gas IC 2023 | NOX | ATC | 2041 | AEP-KPCO | 0.18136 | 0.18136 | 0 | 0.0081975 | 0.0081975 | 0 | 0.00056 | 2041 |  |  |  | REF | 0 | 0 | Real 2021 ¦ 12/22/2022 3:42:52 PM | Area 1001 Gas IC 2023
33782 | Area 1001 Gas IC 2023 | SO2 | ATC | 2041 | AEP-KPCO | 2.4354 | 2.4354 | 0 | 0.0097945 | 0.0097945 | 0 | 0.00752 | 2041 |  |  |  | REF | 0 | 0 | Real 2021 ¦ 12/22/2022 3:42:52 PM | Area 1001 Gas IC 2023
33783 | Area 1001 Gas IC 2024 | CO2 | ATC | 2041 | AEP-KPCO | 39806.2734 | 39806.2734 | 0 | 531.5863 | 531.5863 | 0 | 122 | 2041 |  |  |  | REF | 0 | 0 | Real 2021 ¦ 12/22/2022 3:42:52 PM | Area 1001 Gas IC 2024
33784 | Area 1001 Gas IC 2024 | NOX | ATC | 2041 | AEP-KPCO | 0.18272 | 0.18272 | 0 | 0.0081869 | 0.0081869 | 0 | 0.00056 | 2041 |  |  |  | REF | 0 | 0 | Real 2021 ¦ 12/22/2022 3:42:52 PM | Area 1001 Gas IC 2024
33785 | Area 1001 Gas IC 2024 | SO2 | ATC | 2041 | AEP-KPCO | 2.4536 | 2.4536 | 0 | 0.0098679 | 0.0098679 | 0 | 0.00752 | 2041 |  |  |  | REF | 0 | 0 | Real 2021 ¦ 12/22/2022 3:42:52 PM | Area 1001 Gas IC 2024
33786 | Area 1001 Gas IC 2025 | CO2 | ATC | 2041 | AEP-KPCO | 39236.543 | 39236.543 | 0 | 523.9779 | 523.9779 | 0 | 122 | 2041 |  |  |  | REF | 0 | 0 | Real 2021 ¦ 12/22/2022 3:42:52 PM | Area 1001 Gas IC 2025
33787 | Area 1001 Gas IC 2025 | NOX | ATC | 2041 | AEP-KPCO | 0.1801 | 0.1801 | 0 | 0.0081639 | 0.0081639 | 0 | 0.00056 | 2041 |  |  |  | REF | 0 | 0 | Real 2021 ¦ 12/22/2022 3:42:52 PM | Area 1001 Gas IC 2025
33788 | Area 1001 Gas IC 2025 | SO2 | ATC | 2041 | AEP-KPCO | 2.4185 | 2.4185 | 0 | 0.0097266 | 0.0097266 | 0 | 0.00752 | 2041 |  |  |  | REF | 0 | 0 | Real 2021 ¦ 12/22/2022 3:42:52 PM | Area 1001 Gas IC 2025
33789 | Area 1001 Gas IC 2026 | CO2 | ATC | 2041 | AEP-KPCO | 39114.2109 | 39114.2109 | 0 | 522.3443 | 522.3443 | 0 | 122 | 2041 |  |  |  | REF | 0 | 0 | Real 2021 ¦ 12/22/2022 3:42:52 PM | Area 1001 Gas IC 2026
33790 | Area 1001 Gas IC 2026 | NOX | ATC | 2041 | AEP-KPCO | 0.17954 | 0.17954 | 0 | 0.0081567 | 0.0081567 | 0 | 0.00056 | 2041 |  |  |  | REF | 0 | 0 | Real 2021 ¦ 12/22/2022 3:42:52 PM | Area 1001 Gas IC 2026
33791 | Area 1001 Gas IC 2026 | SO2 | ATC | 2041 | AEP-KPCO | 2.411 | 2.411 | 0 | 0.0096963 | 0.0096963 | 0 | 0.00752 | 2041 |  |  |  | REF | 0 | 0 | Real 2021 ¦ 12/22/2022 3:42:52 PM | Area 1001 Gas IC 2026
33792 | Area 1001 Gas IC 2027 | CO2 | ATC | 2041 | AEP-KPCO | 39301.293 | 39301.293 | 0 | 524.8427 | 524.8427 | 0 | 122 | 2041 |  |  |  | REF | 0 | 0 | Real 2021 ¦ 12/22/2022 3:42:52 PM | Area 1001 Gas IC 2027
33793 | Area 1001 Gas IC 2027 | NOX | ATC | 2041 | AEP-KPCO | 0.1804 | 0.1804 | 0 | 0.0081754 | 0.0081754 | 0 | 0.00056 | 2041 |  |  |  | REF | 0 | 0 | Real 2021 ¦ 12/22/2022 3:42:52 PM | Area 1001 Gas IC 2027
33794 | Area 1001 Gas IC 2027 | SO2 | ATC | 2041 | AEP-KPCO | 2.4225 | 2.4225 | 0 | 0.0097427 | 0.0097427 | 0 | 0.00752 | 2041 |  |  |  | REF | 0 | 0 | Real 2021 ¦ 12/22/2022 3:42:52 PM | Area 1001 Gas IC 2027
33795 | Area 1001 Gas IC 2028 | CO2 | ATC | 2041 | AEP-KPCO | 39069.3242 | 39069.3242 | 0 | 521.7448 | 521.7448 | 0 | 122 | 2041 |  |  |  | REF | 0 | 0 | Real 2021 ¦ 12/22/2022 3:42:52 PM | Area 1001 Gas IC 2028
33796 | Area 1001 Gas IC 2028 | NOX | ATC | 2041 | AEP-KPCO | 0.17933 | 0.17933 | 0 | 0.0081272 | 0.0081272 | 0 | 0.00056 | 2041 |  |  |  | REF | 0 | 0 | Real 2021 ¦ 12/22/2022 3:42:52 PM | Area 1001 Gas IC 2028
33797 | Area 1001 Gas IC 2028 | SO2 | ATC | 2041 | AEP-KPCO | 2.4082 | 2.4082 | 0 | 0.0096852 | 0.0096852 | 0 | 0.00752 | 2041 |  |  |  | REF | 0 | 0 | Real 2021 ¦ 12/22/2022 3:42:52 PM | Area 1001 Gas IC 2028
33798 | Area 1001 Gas IC 2029 | CO2 | ATC | 2041 | AEP-KPCO | 39470.9922 | 39470.9922 | 0 | 527.1088 | 527.1088 | 0 | 122 | 2041 |  |  |  | REF | 0 | 0 | Real 2021 ¦ 12/22/2022 3:42:52 PM | Area 1001 Gas IC 2029
33799 | Area 1001 Gas IC 2029 | NOX | ATC | 2041 | AEP-KPCO | 0.18118 | 0.18118 | 0 | 0.0081605 | 0.0081605 | 0 | 0.00056 | 2041 |  |  |  | REF | 0 | 0 | Real 2021 ¦ 12/22/2022 3:42:52 PM | Area 1001 Gas IC 2029
33800 | Area 1001 Gas IC 2029 | SO2 | ATC | 2041 | AEP-KPCO | 2.433 | 2.433 | 0 | 0.0097848 | 0.0097848 | 0 | 0.00752 | 2041 |  |  |  | REF | 0 | 0 | Real 2021 ¦ 12/22/2022 3:42:52 PM | Area 1001 Gas IC 2029
33801 | Area 1001 Gas IC 2030 | CO2 | ATC | 2041 | AEP-KPCO | 39273.5781 | 39273.5781 | 0 | 524.4725 | 524.4725 | 0 | 122 | 2041 |  |  |  | REF | 0 | 0 | Real 2021 ¦ 12/22/2022 3:42:52 PM | Area 1001 Gas IC 2030
33802 | Area 1001 Gas IC 2030 | NOX | ATC | 2041 | AEP-KPCO | 0.18027 | 0.18027 | 0 | 0.0081792 | 0.0081792 | 0 | 0.00056 | 2041 |  |  |  | REF | 0 | 0 | Real 2021 ¦ 12/22/2022 3:42:52 PM | Area 1001 Gas IC 2030
33803 | Area 1001 Gas IC 2030 | SO2 | ATC | 2041 | AEP-KPCO | 2.4208 | 2.4208 | 0 | 0.0097358 | 0.0097358 | 0 | 0.00752 | 2041 |  |  |  | REF | 0 | 0 | Real 2021 ¦ 12/22/2022 3:42:52 PM | Area 1001 Gas IC 2030
33804 | Area 1001 Gas IC 2031 | CO2 | ATC | 2041 | AEP-KPCO | 39167.1523 | 39167.1523 | 0 | 523.0513 | 523.0513 | 0 | 122 | 2041 |  |  |  | REF | 0 | 0 | Real 2021 ¦ 12/22/2022 3:42:52 PM | Area 1001 Gas IC 2031
33805 | Area 1001 Gas IC 2031 | NOX | ATC | 2041 | AEP-KPCO | 0.17978 | 0.17978 | 0 | 0.0081883 | 0.0081883 | 0 | 0.00056 | 2041 |  |  |  | REF | 0 | 0 | Real 2021 ¦ 12/22/2022 3:42:52 PM | Area 1001 Gas IC 2031
33806 | Area 1001 Gas IC 2031 | SO2 | ATC | 2041 | AEP-KPCO | 2.4142 | 2.4142 | 0 | 0.0097094 | 0.0097094 | 0 | 0.00752 | 2041 |  |  |  | REF | 0 | 0 | Real 2021 ¦ 12/22/2022 3:42:52 PM | Area 1001 Gas IC 2031
33807 | Area 1001 Gas IC 2032 | CO2 | ATC | 2041 | AEP-KPCO | 40243.3281 | 40243.3281 | 0 | 537.4229 | 537.4229 | 0 | 122 | 2041 |  |  |  | REF | 0 | 0 | Real 2021 ¦ 12/22/2022 3:42:52 PM | Area 1001 Gas IC 2032
33808 | Area 1001 Gas IC 2032 | NOX | ATC | 2041 | AEP-KPCO | 0.18472 | 0.18472 | 0 | 0.0083324 | 0.0083324 | 0 | 0.00056 | 2041 |  |  |  | REF | 0 | 0 | Real 2021 ¦ 12/22/2022 3:42:52 PM | Area 1001 Gas IC 2032
33809 | Area 1001 Gas IC 2032 | SO2 | ATC | 2041 | AEP-KPCO | 2.4806 | 2.4806 | 0 | 0.0099762 | 0.0099762 | 0 | 0.00752 | 2041 |  |  |  | REF | 0 | 0 | Real 2021 ¦ 12/22/2022 3:42:52 PM | Area 1001 Gas IC 2032
33810 | Area 1001 Gas IC 2033 | CO2 | ATC | 2041 | AEP-KPCO | 41340.6836 | 41340.6836 | 0 | 552.0773 | 552.0773 | 0 | 122 | 2041 |  |  |  | REF | 0 | 0 | Real 2021 ¦ 12/22/2022 3:42:52 PM | Area 1001 Gas IC 2033
33811 | Area 1001 Gas IC 2033 | NOX | ATC | 2041 | AEP-KPCO | 0.18976 | 0.18976 | 0 | 0.0087207 | 0.0087207 | 0 | 0.00056 | 2041 |  |  |  | REF | 0 | 0 | Real 2021 ¦ 12/22/2022 3:42:52 PM | Area 1001 Gas IC 2033
33812 | Area 1001 Gas IC 2033 | SO2 | ATC | 2041 | AEP-KPCO | 2.5482 | 2.5482 | 0 | 0.010248 | 0.010248 | 0 | 0.00752 | 2041 |  |  |  | REF | 0 | 0 | Real 2021 ¦ 12/22/2022 3:42:52 PM | Area 1001 Gas IC 2033
33813 | Area 1001 Gas IC 2034 | CO2 | ATC | 2041 | AEP-KPCO | 35735.9062 | 35735.9062 | 0 | 477.2292 | 477.2292 | 0 | 122 | 2041 |  |  |  | REF | 0 | 0 | Real 2021 ¦ 12/22/2022 3:42:52 PM | Area 1001 Gas IC 2034
33814 | Area 1001 Gas IC 2034 | NOX | ATC | 2041 | AEP-KPCO | 0.16403 | 0.16403 | 0 | 0.0076859 | 0.0076859 | 0 | 0.00056 | 2041 |  |  |  | REF | 0 | 0 | Real 2021 ¦ 12/22/2022 3:42:52 PM | Area 1001 Gas IC 2034
33815 | Area 1001 Gas IC 2034 | SO2 | ATC | 2041 | AEP-KPCO | 2.2027 | 2.2027 | 0 | 0.0088588 | 0.0088588 | 0 | 0.00752 | 2041 |  |  |  | REF | 0 | 0 | Real 2021 ¦ 12/22/2022 3:42:52 PM | Area 1001 Gas IC 2034
33816 | Area 1001 Gas IC 2035 | CO2 | ATC | 2041 | AEP-KPCO | 37044.4297 | 37044.4297 | 0 | 494.7037 | 494.7037 | 0 | 122 | 2041 |  |  |  | REF | 0 | 0 | Real 2021 ¦ 12/22/2022 3:42:52 PM | Area 1001 Gas IC 2035
33817 | Area 1001 Gas IC 2035 | NOX | ATC | 2041 | AEP-KPCO | 0.17004 | 0.17004 | 0 | 0.0079106 | 0.0079106 | 0 | 0.00056 | 2041 |  |  |  | REF | 0 | 0 | Real 2021 ¦ 12/22/2022 3:42:52 PM | Area 1001 Gas IC 2035
33818 | Area 1001 Gas IC 2035 | SO2 | ATC | 2041 | AEP-KPCO | 2.2834 | 2.2834 | 0 | 0.0091832 | 0.0091832 | 0 | 0.00752 | 2041 |  |  |  | REF | 0 | 0 | Real 2021 ¦ 12/22/2022 3:42:52 PM | Area 1001 Gas IC 2035
33819 | Area 1001 Gas IC 2036 | CO2 | ATC | 2041 | AEP-KPCO | 39448.2422 | 39448.2422 | 0 | 526.8051 | 526.8051 | 0 | 122 | 2041 |  |  |  | REF | 0 | 0 | Real 2021 ¦ 12/22/2022 3:42:52 PM | Area 1001 Gas IC 2036
33820 | Area 1001 Gas IC 2036 | NOX | ATC | 2041 | AEP-KPCO | 0.18107 | 0.18107 | 0 | 0.0081758 | 0.0081758 | 0 | 0.00056 | 2041 |  |  |  | REF | 0 | 0 | Real 2021 ¦ 12/22/2022 3:42:52 PM | Area 1001 Gas IC 2036
33821 | Area 1001 Gas IC 2036 | SO2 | ATC | 2041 | AEP-KPCO | 2.4316 | 2.4316 | 0 | 0.0097791 | 0.0097791 | 0 | 0.00752 | 2041 |  |  |  | REF | 0 | 0 | Real 2021 ¦ 12/22/2022 3:42:52 PM | Area 1001 Gas IC 2036
33822 | Area 1001 Gas IC 2037 | CO2 | ATC | 2041 | AEP-KPCO | 39198.3281 | 39198.3281 | 0 | 523.4676 | 523.4676 | 0 | 122 | 2041 |  |  |  | REF | 0 | 0 | Real 2021 ¦ 12/22/2022 3:42:52 PM | Area 1001 Gas IC 2037
33823 | Area 1001 Gas IC 2037 | NOX | ATC | 2041 | AEP-KPCO | 0.17993 | 0.17993 | 0 | 0.0081543 | 0.0081543 | 0 | 0.00056 | 2041 |  |  |  | REF | 0 | 0 | Real 2021 ¦ 12/22/2022 3:42:52 PM | Area 1001 Gas IC 2037
33824 | Area 1001 Gas IC 2037 | SO2 | ATC | 2041 | AEP-KPCO | 2.4162 | 2.4162 | 0 | 0.0097172 | 0.0097172 | 0 | 0.00752 | 2041 |  |  |  | REF | 0 | 0 | Real 2021 ¦ 12/22/2022 3:42:52 PM | Area 1001 Gas IC 2037
33825 | Area 1001 Gas IC 2038 | CO2 | ATC | 2041 | AEP-KPCO | 39060.6055 | 39060.6055 | 0 | 521.6284 | 521.6284 | 0 | 122 | 2041 |  |  |  | REF | 0 | 0 | Real 2021 ¦ 12/22/2022 3:42:52 PM | Area 1001 Gas IC 2038
33826 | Area 1001 Gas IC 2038 | NOX | ATC | 2041 | AEP-KPCO | 0.17929 | 0.17929 | 0 | 0.0080778 | 0.0080778 | 0 | 0.00056 | 2041 |  |  |  | REF | 0 | 0 | Real 2021 ¦ 12/22/2022 3:42:52 PM | Area 1001 Gas IC 2038
33827 | Area 1001 Gas IC 2038 | SO2 | ATC | 2041 | AEP-KPCO | 2.4077 | 2.4077 | 0 | 0.009683 | 0.009683 | 0 | 0.00752 | 2041 |  |  |  | REF | 0 | 0 | Real 2021 ¦ 12/22/2022 3:42:52 PM | Area 1001 Gas IC 2038
33828 | Area 1001 Gas IC 2039 | CO2 | ATC | 2041 | AEP-KPCO | 40059.332 | 40059.332 | 0 | 534.9658 | 534.9658 | 0 | 122 | 2041 |  |  |  | REF | 0 | 0 | Real 2021 ¦ 12/22/2022 3:42:52 PM | Area 1001 Gas IC 2039
33829 | Area 1001 Gas IC 2039 | NOX | ATC | 2041 | AEP-KPCO | 0.18388 | 0.18388 | 0 | 0.0084365 | 0.0084365 | 0 | 0.00056 | 2041 |  |  |  | REF | 0 | 0 | Real 2021 ¦ 12/22/2022 3:42:52 PM | Area 1001 Gas IC 2039
33830 | Area 1001 Gas IC 2039 | SO2 | ATC | 2041 | AEP-KPCO | 2.4692 | 2.4692 | 0 | 0.0099306 | 0.0099306 | 0 | 0.00752 | 2041 |  |  |  | REF | 0 | 0 | Real 2021 ¦ 12/22/2022 3:42:52 PM | Area 1001 Gas IC 2039
33831 | Area 1001 Gas IC 2040 | CO2 | ATC | 2041 | AEP-KPCO | 39080.4766 | 39080.4766 | 0 | 521.8937 | 521.8937 | 0 | 122 | 2041 |  |  |  | REF | 0 | 0 | Real 2021 ¦ 12/22/2022 3:42:52 PM | Area 1001 Gas IC 2040
33832 | Area 1001 Gas IC 2040 | NOX | ATC | 2041 | AEP-KPCO | 0.17939 | 0.17939 | 0 | 0.0081488 | 0.0081488 | 0 | 0.00056 | 2041 |  |  |  | REF | 0 | 0 | Real 2021 ¦ 12/22/2022 3:42:52 PM | Area 1001 Gas IC 2040
33833 | Area 1001 Gas IC 2040 | SO2 | ATC | 2041 | AEP-KPCO | 2.4089 | 2.4089 | 0 | 0.0096879 | 0.0096879 | 0 | 0.00752 | 2041 |  |  |  | REF | 0 | 0 | Real 2021 ¦ 12/22/2022 3:42:52 PM | Area 1001 Gas IC 2040
33834 | Area 1001 Gas IC 2041 | CO2 | ATC | 2041 | AEP-KPCO | 39146.1328 | 39146.1328 | 0 | 522.7706 | 522.7706 | 0 | 122 | 2041 |  |  |  | REF | 0 | 0 | Real 2021 ¦ 12/22/2022 3:42:52 PM | Area 1001 Gas IC 2041
33835 | Area 1001 Gas IC 2041 | NOX | ATC | 2041 | AEP-KPCO | 0.17969 | 0.17969 | 0 | 0.0081806 | 0.0081806 | 0 | 0.00056 | 2041 |  |  |  | REF | 0 | 0 | Real 2021 ¦ 12/22/2022 3:42:52 PM | Area 1001 Gas IC 2041
33836 | Area 1001 Gas IC 2041 | SO2 | ATC | 2041 | AEP-KPCO | 2.4129 | 2.4129 | 0 | 0.0097042 | 0.0097042 | 0 | 0.00752 | 2041 |  |  |  | REF | 0 | 0 | Real 2021 ¦ 12/22/2022 3:42:52 PM | Area 1001 Gas IC 2041
33837 | Area 1001 Gas IC 2042 | CO2 | ATC | 2041 | AEP-KPCO | 0 | 0 | 0 | 0 | 0 | 0 | 122 | 2041 |  |  |  | REF | 0 | 0 | Real 2021 ¦ 12/22/2022 3:42:52 PM | Area 1001 Gas IC 2042
33838 | Area 1001 Gas IC 2042 | NOX | ATC | 2041 | AEP-KPCO | 0 | 0 | 0 | 0 | 0 | 0 | 0.00056 | 2041 |  |  |  | REF | 0 | 0 | Real 2021 ¦ 12/22/2022 3:42:52 PM | Area 1001 Gas IC 2042
33839 | Area 1001 Gas IC 2042 | SO2 | ATC | 2041 | AEP-KPCO | 0 | 0 | 0 | 0 | 0 | 0 | 0.00752 | 2041 |  |  |  | REF | 0 | 0 | Real 2021 ¦ 12/22/2022 3:42:52 PM | Area 1001 Gas IC 2042
33840 | Area 1001 Gas IC 2043 | CO2 | ATC | 2041 | AEP-KPCO | 0 | 0 | 0 | 0 | 0 | 0 | 122 | 2041 |  |  |  | REF | 0 | 0 | Real 2021 ¦ 12/22/2022 3:42:52 PM | Area 1001 Gas IC 2043
33841 | Area 1001 Gas IC 2043 | NOX | ATC | 2041 | AEP-KPCO | 0 | 0 | 0 | 0 | 0 | 0 | 0.00056 | 2041 |  |  |  | REF | 0 | 0 | Real 2021 ¦ 12/22/2022 3:42:52 PM | Area 1001 Gas IC 2043
33842 | Area 1001 Gas IC 2043 | SO2 | ATC | 2041 | AEP-KPCO | 0 | 0 | 0 | 0 | 0 | 0 | 0.00752 | 2041 |  |  |  | REF | 0 | 0 | Real 2021 ¦ 12/22/2022 3:42:52 PM | Area 1001 Gas IC 2043
33843 | Area 1001 Gas CCS 2024 | CO2 | ATC | 2041 | AEP-KPCO | 19113.4434 | 19113.4434 | 0 | 9115.2549 | 9115.2549 | 0 | 11.7 | 2041 |  |  |  | REF | 0 | 0 | Real 2021 ¦ 12/22/2022 3:42:52 PM | Area 1001 Gas CCS 2024
33844 | Area 1001 Gas CCS 2024 | NOX | ATC | 2041 | AEP-KPCO | 22.8708 | 22.8708 | 0 | 1.2411 | 1.2411 | 0 | 0.014 | 2041 |  |  |  | REF | 0 | 0 | Real 2021 ¦ 12/22/2022 3:42:52 PM | Area 1001 Gas CCS 2024
33845 | Area 1001 Gas CCS 2024 | SO2 | ATC | 2041 | AEP-KPCO | 8.4132 | 8.4132 | 0 | 0.033836 | 0.033836 | 0 | 0.00515 | 2041 |  |  |  | REF | 0 | 0 | Real 2021 ¦ 12/22/2022 3:42:52 PM | Area 1001 Gas CCS 2024
33846 | Area 1001 Gas CCS 2025 | CO2 | ATC | 2041 | AEP-KPCO | 18407.8047 | 18407.8047 | 0 | 8778.7334 | 8778.7334 | 0 | 11.7 | 2041 |  |  |  | REF | 0 | 0 | Real 2021 ¦ 12/22/2022 3:42:52 PM | Area 1001 Gas CCS 2025
33847 | Area 1001 Gas CCS 2025 | NOX | ATC | 2041 | AEP-KPCO | 22.0264 | 22.0264 | 0 | 1.1867 | 1.1867 | 0 | 0.014 | 2041 |  |  |  | REF | 0 | 0 | Real 2021 ¦ 12/22/2022 3:42:52 PM | Area 1001 Gas CCS 2025
33848 | Area 1001 Gas CCS 2025 | SO2 | ATC | 2041 | AEP-KPCO | 8.1026 | 8.1026 | 0 | 0.032586 | 0.032586 | 0 | 0.00515 | 2041 |  |  |  | REF | 0 | 0 | Real 2021 ¦ 12/22/2022 3:42:52 PM | Area 1001 Gas CCS 2025
33849 | Area 1001 Gas CCS 2026 | CO2 | ATC | 2041 | AEP-KPCO | 19741.0371 | 19741.0371 | 0 | 9414.5566 | 9414.5566 | 0 | 11.7 | 2041 |  |  |  | REF | 0 | 0 | Real 2021 ¦ 12/22/2022 3:42:52 PM | Area 1001 Gas CCS 2026
33850 | Area 1001 Gas CCS 2026 | NOX | ATC | 2041 | AEP-KPCO | 23.6218 | 23.6218 | 0 | 1.2984 | 1.2984 | 0 | 0.014 | 2041 |  |  |  | REF | 0 | 0 | Real 2021 ¦ 12/22/2022 3:42:52 PM | Area 1001 Gas CCS 2026
33851 | Area 1001 Gas CCS 2026 | SO2 | ATC | 2041 | AEP-KPCO | 8.6894 | 8.6894 | 0 | 0.034947 | 0.034947 | 0 | 0.00515 | 2041 |  |  |  | REF | 0 | 0 | Real 2021 ¦ 12/22/2022 3:42:52 PM | Area 1001 Gas CCS 2026
33852 | Area 1001 Gas CCS 2027 | CO2 | ATC | 2041 | AEP-KPCO | 21077.7715 | 21077.7715 | 0 | 10052.0488 | 10052.0488 | 0 | 11.7 | 2041 |  |  |  | REF | 0 | 0 | Real 2021 ¦ 12/22/2022 3:42:52 PM | Area 1001 Gas CCS 2027
33853 | Area 1001 Gas CCS 2027 | NOX | ATC | 2041 | AEP-KPCO | 25.2213 | 25.2213 | 0 | 1.357 | 1.357 | 0 | 0.014 | 2041 |  |  |  | REF | 0 | 0 | Real 2021 ¦ 12/22/2022 3:42:52 PM | Area 1001 Gas CCS 2027
33854 | Area 1001 Gas CCS 2027 | SO2 | ATC | 2041 | AEP-KPCO | 9.2778 | 9.2778 | 0 | 0.037313 | 0.037313 | 0 | 0.00515 | 2041 |  |  |  | REF | 0 | 0 | Real 2021 ¦ 12/22/2022 3:42:52 PM | Area 1001 Gas CCS 2027
33855 | Area 1001 Gas CCS 2028 | CO2 | ATC | 2041 | AEP-KPCO | 21616.418 | 21616.418 | 0 | 10308.9307 | 10308.9307 | 0 | 11.7 | 2041 |  |  |  | REF | 0 | 0 | Real 2021 ¦ 12/22/2022 3:42:52 PM | Area 1001 Gas CCS 2028
33856 | Area 1001 Gas CCS 2028 | NOX | ATC | 2041 | AEP-KPCO | 25.8658 | 25.8658 | 0 | 1.349 | 1.349 | 0 | 0.014 | 2041 |  |  |  | REF | 0 | 0 | Real 2021 ¦ 12/22/2022 3:42:52 PM | Area 1001 Gas CCS 2028
33857 | Area 1001 Gas CCS 2028 | SO2 | ATC | 2041 | AEP-KPCO | 9.5149 | 9.5149 | 0 | 0.038267 | 0.038267 | 0 | 0.00515 | 2041 |  |  |  | REF | 0 | 0 | Real 2021 ¦ 12/22/2022 3:42:52 PM | Area 1001 Gas CCS 2028
33858 | Area 1001 Gas CCS 2029 | CO2 | ATC | 2041 | AEP-KPCO | 22360.002 | 22360.002 | 0 | 10663.5479 | 10663.5479 | 0 | 11.7 | 2041 |  |  |  | REF | 0 | 0 | Real 2021 ¦ 12/22/2022 3:42:52 PM | Area 1001 Gas CCS 2029
33859 | Area 1001 Gas CCS 2029 | NOX | ATC | 2041 | AEP-KPCO | 26.7556 | 26.7556 | 0 | 1.3892 | 1.3892 | 0 | 0.014 | 2041 |  |  |  | REF | 0 | 0 | Real 2021 ¦ 12/22/2022 3:42:52 PM | Area 1001 Gas CCS 2029
33860 | Area 1001 Gas CCS 2029 | SO2 | ATC | 2041 | AEP-KPCO | 9.8422 | 9.8422 | 0 | 0.039583 | 0.039583 | 0 | 0.00515 | 2041 |  |  |  | REF | 0 | 0 | Real 2021 ¦ 12/22/2022 3:42:52 PM | Area 1001 Gas CCS 2029
33861 | Area 1001 Gas CCS 2030 | CO2 | ATC | 2041 | AEP-KPCO | 118545.2578 | 118545.2578 | 0 | -76425.2266 | -76425.2266 | 0 | 11.7 | 2041 |  |  |  | REF | 0 | 0 | Real 2021 ¦ 12/22/2022 3:42:52 PM | Area 1001 Gas CCS 2030
33862 | Area 1001 Gas CCS 2030 | NOX | ATC | 2041 | AEP-KPCO | 141.849 | 141.849 | 0 | 6.2915 | 6.2915 | 0 | 0.014 | 2041 |  |  |  | REF | 0 | 0 | Real 2021 ¦ 12/22/2022 3:42:52 PM | Area 1001 Gas CCS 2030
33863 | Area 1001 Gas CCS 2030 | SO2 | ATC | 2041 | AEP-KPCO | 52.1802 | 52.1802 | 0 | 0.20986 | 0.20986 | 0 | 0.00515 | 2041 |  |  |  | REF | 0 | 0 | Real 2021 ¦ 12/22/2022 3:42:52 PM | Area 1001 Gas CCS 2030
33864 | Area 1001 Gas CCS 2031 | CO2 | ATC | 2041 | AEP-KPCO | 117318.8047 | 117318.8047 | 0 | -75634.5391 | -75634.5391 | 0 | 11.7 | 2041 |  |  |  | REF | 0 | 0 | Real 2021 ¦ 12/22/2022 3:42:52 PM | Area 1001 Gas CCS 2031
33865 | Area 1001 Gas CCS 2031 | NOX | ATC | 2041 | AEP-KPCO | 140.3815 | 140.3815 | 0 | 6.2264 | 6.2264 | 0 | 0.014 | 2041 |  |  |  | REF | 0 | 0 | Real 2021 ¦ 12/22/2022 3:42:52 PM | Area 1001 Gas CCS 2031
33866 | Area 1001 Gas CCS 2031 | SO2 | ATC | 2041 | AEP-KPCO | 51.6403 | 51.6403 | 0 | 0.20768 | 0.20768 | 0 | 0.00515 | 2041 |  |  |  | REF | 0 | 0 | Real 2021 ¦ 12/22/2022 3:42:52 PM | Area 1001 Gas CCS 2031
33867 | Area 1001 Gas CCS 2032 | CO2 | ATC | 2041 | AEP-KPCO | 115934.6719 | 115934.6719 | 0 | -74742.1953 | -74742.1953 | 0 | 11.7 | 2041 |  |  |  | REF | 0 | 0 | Real 2021 ¦ 12/22/2022 3:42:52 PM | Area 1001 Gas CCS 2032
33868 | Area 1001 Gas CCS 2032 | NOX | ATC | 2041 | AEP-KPCO | 138.7253 | 138.7253 | 0 | 6.153 | 6.153 | 0 | 0.014 | 2041 |  |  |  | REF | 0 | 0 | Real 2021 ¦ 12/22/2022 3:42:52 PM | Area 1001 Gas CCS 2032
33869 | Area 1001 Gas CCS 2032 | SO2 | ATC | 2041 | AEP-KPCO | 51.0311 | 51.0311 | 0 | 0.20523 | 0.20523 | 0 | 0.00515 | 2041 |  |  |  | REF | 0 | 0 | Real 2021 ¦ 12/22/2022 3:42:52 PM | Area 1001 Gas CCS 2032
33870 | Area 1001 Gas CCS 2033 | CO2 | ATC | 2041 | AEP-KPCO | 25108.3242 | 25108.3242 | 0 | 11974.2305 | 11974.2305 | 0 | 11.7 | 2041 |  |  |  | REF | 0 | 0 | Real 2021 ¦ 12/22/2022 3:42:52 PM | Area 1001 Gas CCS 2033
33871 | Area 1001 Gas CCS 2033 | NOX | ATC | 2041 | AEP-KPCO | 30.0441 | 30.0441 | 0 | 1.5761 | 1.5761 | 0 | 0.014 | 2041 |  |  |  | REF | 0 | 0 | Real 2021 ¦ 12/22/2022 3:42:52 PM | Area 1001 Gas CCS 2033
33872 | Area 1001 Gas CCS 2033 | SO2 | ATC | 2041 | AEP-KPCO | 11.052 | 11.052 | 0 | 0.044448 | 0.044448 | 0 | 0.00515 | 2041 |  |  |  | REF | 0 | 0 | Real 2021 ¦ 12/22/2022 3:42:52 PM | Area 1001 Gas CCS 2033
33873 | Area 1001 Gas CCS 2034 | CO2 | ATC | 2041 | AEP-KPCO | 25561.4316 | 25561.4316 | 0 | 12190.3184 | 12190.3184 | 0 | 11.7 | 2041 |  |  |  | REF | 0 | 0 | Real 2021 ¦ 12/22/2022 3:42:52 PM | Area 1001 Gas CCS 2034
33874 | Area 1001 Gas CCS 2034 | NOX | ATC | 2041 | AEP-KPCO | 30.5863 | 30.5863 | 0 | 1.5887 | 1.5887 | 0 | 0.014 | 2041 |  |  |  | REF | 0 | 0 | Real 2021 ¦ 12/22/2022 3:42:52 PM | Area 1001 Gas CCS 2034
33875 | Area 1001 Gas CCS 2034 | SO2 | ATC | 2041 | AEP-KPCO | 11.2514 | 11.2514 | 0 | 0.04525 | 0.04525 | 0 | 0.00515 | 2041 |  |  |  | REF | 0 | 0 | Real 2021 ¦ 12/22/2022 3:42:52 PM | Area 1001 Gas CCS 2034
33876 | Area 1001 Gas CCS 2035 | CO2 | ATC | 2041 | AEP-KPCO | 26085.834 | 26085.834 | 0 | 12440.4082 | 12440.4082 | 0 | 11.7 | 2041 |  |  |  | REF | 0 | 0 | Real 2021 ¦ 12/22/2022 3:42:52 PM | Area 1001 Gas CCS 2035
33877 | Area 1001 Gas CCS 2035 | NOX | ATC | 2041 | AEP-KPCO | 31.2138 | 31.2138 | 0 | 1.6175 | 1.6175 | 0 | 0.014 | 2041 |  |  |  | REF | 0 | 0 | Real 2021 ¦ 12/22/2022 3:42:52 PM | Area 1001 Gas CCS 2035
33878 | Area 1001 Gas CCS 2035 | SO2 | ATC | 2041 | AEP-KPCO | 11.4822 | 11.4822 | 0 | 0.046179 | 0.046179 | 0 | 0.00515 | 2041 |  |  |  | REF | 0 | 0 | Real 2021 ¦ 12/22/2022 3:42:52 PM | Area 1001 Gas CCS 2035
33879 | Area 1001 Gas CCS 2036 | CO2 | ATC | 2041 | AEP-KPCO | 27751.2832 | 27751.2832 | 0 | 13234.665 | 13234.665 | 0 | 11.7 | 2041 |  |  |  | REF | 0 | 0 | Real 2021 ¦ 12/22/2022 3:42:52 PM | Area 1001 Gas CCS 2036
33880 | Area 1001 Gas CCS 2036 | NOX | ATC | 2041 | AEP-KPCO | 33.2067 | 33.2067 | 0 | 1.6773 | 1.6773 | 0 | 0.014 | 2041 |  |  |  | REF | 0 | 0 | Real 2021 ¦ 12/22/2022 3:42:52 PM | Area 1001 Gas CCS 2036
33881 | Area 1001 Gas CCS 2036 | SO2 | ATC | 2041 | AEP-KPCO | 12.2153 | 12.2153 | 0 | 0.049127 | 0.049127 | 0 | 0.00515 | 2041 |  |  |  | REF | 0 | 0 | Real 2021 ¦ 12/22/2022 3:42:52 PM | Area 1001 Gas CCS 2036
33882 | Area 1001 Gas CCS 2037 | CO2 | ATC | 2041 | AEP-KPCO | 30095.127 | 30095.127 | 0 | 14352.4502 | 14352.4502 | 0 | 11.7 | 2041 |  |  |  | REF | 0 | 0 | Real 2021 ¦ 12/22/2022 3:42:52 PM | Area 1001 Gas CCS 2037
33883 | Area 1001 Gas CCS 2037 | NOX | ATC | 2041 | AEP-KPCO | 36.0113 | 36.0113 | 0 | 1.7217 | 1.7217 | 0 | 0.014 | 2041 |  |  |  | REF | 0 | 0 | Real 2021 ¦ 12/22/2022 3:42:52 PM | Area 1001 Gas CCS 2037
33884 | Area 1001 Gas CCS 2037 | SO2 | ATC | 2041 | AEP-KPCO | 13.247 | 13.247 | 0 | 0.053276 | 0.053276 | 0 | 0.00515 | 2041 |  |  |  | REF | 0 | 0 | Real 2021 ¦ 12/22/2022 3:42:52 PM | Area 1001 Gas CCS 2037
33885 | Area 1001 Gas CCS 2038 | CO2 | ATC | 2041 | AEP-KPCO | 30740.3672 | 30740.3672 | 0 | 14660.167 | 14660.167 | 0 | 11.7 | 2041 |  |  |  | REF | 0 | 0 | Real 2021 ¦ 12/22/2022 3:42:52 PM | Area 1001 Gas CCS 2038
33886 | Area 1001 Gas CCS 2038 | NOX | ATC | 2041 | AEP-KPCO | 36.7833 | 36.7833 | 0 | 1.736 | 1.736 | 0 | 0.014 | 2041 |  |  |  | REF | 0 | 0 | Real 2021 ¦ 12/22/2022 3:42:52 PM | Area 1001 Gas CCS 2038
33887 | Area 1001 Gas CCS 2038 | SO2 | ATC | 2041 | AEP-KPCO | 13.531 | 13.531 | 0 | 0.054418 | 0.054418 | 0 | 0.00515 | 2041 |  |  |  | REF | 0 | 0 | Real 2021 ¦ 12/22/2022 3:42:52 PM | Area 1001 Gas CCS 2038
33888 | Area 1001 Gas CCS 2039 | CO2 | ATC | 2041 | AEP-KPCO | 30740.3672 | 30740.3672 | 0 | 14660.167 | 14660.167 | 0 | 11.7 | 2041 |  |  |  | REF | 0 | 0 | Real 2021 ¦ 12/22/2022 3:42:52 PM | Area 1001 Gas CCS 2039
33889 | Area 1001 Gas CCS 2039 | NOX | ATC | 2041 | AEP-KPCO | 36.7833 | 36.7833 | 0 | 1.736 | 1.736 | 0 | 0.014 | 2041 |  |  |  | REF | 0 | 0 | Real 2021 ¦ 12/22/2022 3:42:52 PM | Area 1001 Gas CCS 2039
33890 | Area 1001 Gas CCS 2039 | SO2 | ATC | 2041 | AEP-KPCO | 13.531 | 13.531 | 0 | 0.054418 | 0.054418 | 0 | 0.00515 | 2041 |  |  |  | REF | 0 | 0 | Real 2021 ¦ 12/22/2022 3:42:52 PM | Area 1001 Gas CCS 2039
33891 | Area 1001 Gas CCS 2040 | CO2 | ATC | 2041 | AEP-KPCO | 30804.3027 | 30804.3027 | 0 | 14690.6582 | 14690.6582 | 0 | 11.7 | 2041 |  |  |  | REF | 0 | 0 | Real 2021 ¦ 12/22/2022 3:42:52 PM | Area 1001 Gas CCS 2040
33892 | Area 1001 Gas CCS 2040 | NOX | ATC | 2041 | AEP-KPCO | 36.8598 | 36.8598 | 0 | 1.7363 | 1.7363 | 0 | 0.014 | 2041 |  |  |  | REF | 0 | 0 | Real 2021 ¦ 12/22/2022 3:42:52 PM | Area 1001 Gas CCS 2040
33893 | Area 1001 Gas CCS 2040 | SO2 | ATC | 2041 | AEP-KPCO | 13.5592 | 13.5592 | 0 | 0.054531 | 0.054531 | 0 | 0.00515 | 2041 |  |  |  | REF | 0 | 0 | Real 2021 ¦ 12/22/2022 3:42:52 PM | Area 1001 Gas CCS 2040
33894 | Area 1001 Gas CCS 2041 | CO2 | ATC | 2041 | AEP-KPCO | 30772.791 | 30772.791 | 0 | 14675.6309 | 14675.6309 | 0 | 11.7 | 2041 |  |  |  | REF | 0 | 0 | Real 2021 ¦ 12/22/2022 3:42:52 PM | Area 1001 Gas CCS 2041
33895 | Area 1001 Gas CCS 2041 | NOX | ATC | 2041 | AEP-KPCO | 36.8221 | 36.8221 | 0 | 1.7357 | 1.7357 | 0 | 0.014 | 2041 |  |  |  | REF | 0 | 0 | Real 2021 ¦ 12/22/2022 3:42:52 PM | Area 1001 Gas CCS 2041
33896 | Area 1001 Gas CCS 2041 | SO2 | ATC | 2041 | AEP-KPCO | 13.5453 | 13.5453 | 0 | 0.054476 | 0.054476 | 0 | 0.00515 | 2041 |  |  |  | REF | 0 | 0 | Real 2021 ¦ 12/22/2022 3:42:52 PM | Area 1001 Gas CCS 2041
33897 | Area 1001 Gas CCS 2042 | CO2 | ATC | 2041 | AEP-KPCO | 0 | 0 | 0 | 0 | 0 | 0 | 11.7 | 2041 |  |  |  | REF | 0 | 0 | Real 2021 ¦ 12/22/2022 3:42:52 PM | Area 1001 Gas CCS 2042
33898 | Area 1001 Gas CCS 2042 | NOX | ATC | 2041 | AEP-KPCO | 0 | 0 | 0 | 0 | 0 | 0 | 0.014 | 2041 |  |  |  | REF | 0 | 0 | Real 2021 ¦ 12/22/2022 3:42:52 PM | Area 1001 Gas CCS 2042
33899 | Area 1001 Gas CCS 2042 | SO2 | ATC | 2041 | AEP-KPCO | 0 | 0 | 0 | 0 | 0 | 0 | 0.00515 | 2041 |  |  |  | REF | 0 | 0 | Real 2021 ¦ 12/22/2022 3:42:52 PM | Area 1001 Gas CCS 2042
33900 | Area 1001 Gas CCS 2043 | CO2 | ATC | 2041 | AEP-KPCO | 0 | 0 | 0 | 0 | 0 | 0 | 11.7 | 2041 |  |  |  | REF | 0 | 0 | Real 2021 ¦ 12/22/2022 3:42:52 PM | Area 1001 Gas CCS 2043
33901 | Area 1001 Gas CCS 2043 | NOX | ATC | 2041 | AEP-KPCO | 0 | 0 | 0 | 0 | 0 | 0 | 0.014 | 2041 |  |  |  | REF | 0 | 0 | Real 2021 ¦ 12/22/2022 3:42:52 PM | Area 1001 Gas CCS 2043
33902 | Area 1001 Gas CCS 2043 | SO2 | ATC | 2041 | AEP-KPCO | 0 | 0 | 0 | 0 | 0 | 0 | 0.00515 | 2041 |  |  |  | REF | 0 | 0 | Real 2021 ¦ 12/22/2022 3:42:52 PM | Area 1001 Gas CCS 2043
33903 | Area 1001 Coal CCS 2025 | CO2 | ATC | 2041 | AEP-KPCO | 1923.0857 | 1923.0857 | 0 | 917.125 | 917.125 | 0 | 20.57 | 2041 |  |  |  | REF | 0 | 0 | Real 2021 ¦ 12/22/2022 3:42:52 PM | Area 1001 Coal CCS 2025
33904 | Area 1001 Coal CCS 2025 | NOX | ATC | 2041 | AEP-KPCO | 0.68248 | 0.68248 | 0 | 0.022883 | 0.022883 | 0 | 0.0073 | 2041 |  |  |  | REF | 0 | 0 | Real 2021 ¦ 12/22/2022 3:42:52 PM | Area 1001 Coal CCS 2025
33905 | Area 1001 Coal CCS 2025 | SO2 | ATC | 2041 | AEP-KPCO | 39.9202 | 39.9202 | 0 | 0.16055 | 0.16055 | 0 | 0.427 | 2041 |  |  |  | REF | 0 | 0 | Real 2021 ¦ 12/22/2022 3:42:52 PM | Area 1001 Coal CCS 2025
33906 | Area 1001 Coal CCS 2026 | CO2 | ATC | 2041 | AEP-KPCO | 1901.713 | 1901.713 | 0 | 906.9323 | 906.9323 | 0 | 20.57 | 2041 |  |  |  | REF | 0 | 0 | Real 2021 ¦ 12/22/2022 3:42:52 PM | Area 1001 Coal CCS 2026
33907 | Area 1001 Coal CCS 2026 | NOX | ATC | 2041 | AEP-KPCO | 0.67489 | 0.67489 | 0 | 0.022629 | 0.022629 | 0 | 0.0073 | 2041 |  |  |  | REF | 0 | 0 | Real 2021 ¦ 12/22/2022 3:42:52 PM | Area 1001 Coal CCS 2026
33908 | Area 1001 Coal CCS 2026 | SO2 | ATC | 2041 | AEP-KPCO | 39.4765 | 39.4765 | 0 | 0.15876 | 0.15876 | 0 | 0.427 | 2041 |  |  |  | REF | 0 | 0 | Real 2021 ¦ 12/22/2022 3:42:52 PM | Area 1001 Coal CCS 2026
33909 | Area 1001 Coal CCS 2027 | CO2 | ATC | 2041 | AEP-KPCO | 1960.3292 | 1960.3292 | 0 | 934.8865 | 934.8865 | 0 | 20.57 | 2041 |  |  |  | REF | 0 | 0 | Real 2021 ¦ 12/22/2022 3:42:52 PM | Area 1001 Coal CCS 2027
33910 | Area 1001 Coal CCS 2027 | NOX | ATC | 2041 | AEP-KPCO | 0.69569 | 0.69569 | 0 | 0.025221 | 0.025221 | 0 | 0.0073 | 2041 |  |  |  | REF | 0 | 0 | Real 2021 ¦ 12/22/2022 3:42:52 PM | Area 1001 Coal CCS 2027
33911 | Area 1001 Coal CCS 2027 | SO2 | ATC | 2041 | AEP-KPCO | 40.6933 | 40.6933 | 0 | 0.16366 | 0.16366 | 0 | 0.427 | 2041 |  |  |  | REF | 0 | 0 | Real 2021 ¦ 12/22/2022 3:42:52 PM | Area 1001 Coal CCS 2027
33912 | Area 1001 Coal CCS 2028 | CO2 | ATC | 2041 | AEP-KPCO | 1936.2623 | 1936.2623 | 0 | 923.4089 | 923.4089 | 0 | 20.57 | 2041 |  |  |  | REF | 0 | 0 | Real 2021 ¦ 12/22/2022 3:42:52 PM | Area 1001 Coal CCS 2028
33913 | Area 1001 Coal CCS 2028 | NOX | ATC | 2041 | AEP-KPCO | 0.68715 | 0.68715 | 0 | 0.024911 | 0.024911 | 0 | 0.0073 | 2041 |  |  |  | REF | 0 | 0 | Real 2021 ¦ 12/22/2022 3:42:52 PM | Area 1001 Coal CCS 2028
33914 | Area 1001 Coal CCS 2028 | SO2 | ATC | 2041 | AEP-KPCO | 40.1937 | 40.1937 | 0 | 0.16165 | 0.16165 | 0 | 0.427 | 2041 |  |  |  | REF | 0 | 0 | Real 2021 ¦ 12/22/2022 3:42:52 PM | Area 1001 Coal CCS 2028
33915 | Area 1001 Coal CCS 2029 | CO2 | ATC | 2041 | AEP-KPCO | 1993.8759 | 1993.8759 | 0 | 950.885 | 950.885 | 0 | 20.57 | 2041 |  |  |  | REF | 0 | 0 | Real 2021 ¦ 12/22/2022 3:42:52 PM | Area 1001 Coal CCS 2029
33916 | Area 1001 Coal CCS 2029 | NOX | ATC | 2041 | AEP-KPCO | 0.7076 | 0.7076 | 0 | 0.027426 | 0.027426 | 0 | 0.0073 | 2041 |  |  |  | REF | 0 | 0 | Real 2021 ¦ 12/22/2022 3:42:52 PM | Area 1001 Coal CCS 2029
33917 | Area 1001 Coal CCS 2029 | SO2 | ATC | 2041 | AEP-KPCO | 41.3896 | 41.3896 | 0 | 0.16646 | 0.16646 | 0 | 0.427 | 2041 |  |  |  | REF | 0 | 0 | Real 2021 ¦ 12/22/2022 3:42:52 PM | Area 1001 Coal CCS 2029
33918 | Area 1001 Coal CCS 2030 | CO2 | ATC | 2041 | AEP-KPCO | 638028 | 638028 | 0 | -411331.8125 | -411331.8125 | 0 | 20.57 | 2041 |  |  |  | REF | 0 | 0 | Real 2021 ¦ 12/22/2022 3:42:52 PM | Area 1001 Coal CCS 2030
33919 | Area 1001 Coal CCS 2030 | NOX | ATC | 2041 | AEP-KPCO | 226.4271 | 226.4271 | 0 | 10.179 | 10.179 | 0 | 0.0073 | 2041 |  |  |  | REF | 0 | 0 | Real 2021 ¦ 12/22/2022 3:42:52 PM | Area 1001 Coal CCS 2030
33920 | Area 1001 Coal CCS 2030 | SO2 | ATC | 2041 | AEP-KPCO | 13244.4316 | 13244.4316 | 0 | 53.2656 | 53.2656 | 0 | 0.427 | 2041 |  |  |  | REF | 0 | 0 | Real 2021 ¦ 12/22/2022 3:42:52 PM | Area 1001 Coal CCS 2030
33921 | Area 1001 Coal CCS 2031 | CO2 | ATC | 2041 | AEP-KPCO | 629903.0625 | 629903.0625 | 0 | -406093.6875 | -406093.6875 | 0 | 20.57 | 2041 |  |  |  | REF | 0 | 0 | Real 2021 ¦ 12/22/2022 3:42:52 PM | Area 1001 Coal CCS 2031
33922 | Area 1001 Coal CCS 2031 | NOX | ATC | 2041 | AEP-KPCO | 223.5436 | 223.5436 | 0 | 10.0494 | 10.0494 | 0 | 0.0073 | 2041 |  |  |  | REF | 0 | 0 | Real 2021 ¦ 12/22/2022 3:42:52 PM | Area 1001 Coal CCS 2031
33923 | Area 1001 Coal CCS 2031 | SO2 | ATC | 2041 | AEP-KPCO | 13075.7705 | 13075.7705 | 0 | 52.5873 | 52.5873 | 0 | 0.427 | 2041 |  |  |  | REF | 0 | 0 | Real 2021 ¦ 12/22/2022 3:42:52 PM | Area 1001 Coal CCS 2031
33924 | Area 1001 Coal CCS 2032 | CO2 | ATC | 2041 | AEP-KPCO | 621778.0625 | 621778.0625 | 0 | -400855.5625 | -400855.5625 | 0 | 20.57 | 2041 |  |  |  | REF | 0 | 0 | Real 2021 ¦ 12/22/2022 3:42:52 PM | Area 1001 Coal CCS 2032
33925 | Area 1001 Coal CCS 2032 | NOX | ATC | 2041 | AEP-KPCO | 220.6602 | 220.6602 | 0 | 9.9198 | 9.9198 | 0 | 0.0073 | 2041 |  |  |  | REF | 0 | 0 | Real 2021 ¦ 12/22/2022 3:42:52 PM | Area 1001 Coal CCS 2032
33926 | Area 1001 Coal CCS 2032 | SO2 | ATC | 2041 | AEP-KPCO | 12907.1084 | 12907.1084 | 0 | 51.909 | 51.909 | 0 | 0.427 | 2041 |  |  |  | REF | 0 | 0 | Real 2021 ¦ 12/22/2022 3:42:52 PM | Area 1001 Coal CCS 2032
33927 | Area 1001 Coal CCS 2033 | CO2 | ATC | 2041 | AEP-KPCO | 2122.8877 | 2122.8877 | 0 | 1012.4111 | 1012.4111 | 0 | 20.57 | 2041 |  |  |  | REF | 0 | 0 | Real 2021 ¦ 12/22/2022 3:42:52 PM | Area 1001 Coal CCS 2033
33928 | Area 1001 Coal CCS 2033 | NOX | ATC | 2041 | AEP-KPCO | 0.75338 | 0.75338 | 0 | 0.028998 | 0.028998 | 0 | 0.0073 | 2041 |  |  |  | REF | 0 | 0 | Real 2021 ¦ 12/22/2022 3:42:52 PM | Area 1001 Coal CCS 2033
33929 | Area 1001 Coal CCS 2033 | SO2 | ATC | 2041 | AEP-KPCO | 44.0677 | 44.0677 | 0 | 0.17723 | 0.17723 | 0 | 0.427 | 2041 |  |  |  | REF | 0 | 0 | Real 2021 ¦ 12/22/2022 3:42:52 PM | Area 1001 Coal CCS 2033
33930 | Area 1001 Coal CCS 2034 | CO2 | ATC | 2041 | AEP-KPCO | 2107.7256 | 2107.7256 | 0 | 1005.1803 | 1005.1803 | 0 | 20.57 | 2041 |  |  |  | REF | 0 | 0 | Real 2021 ¦ 12/22/2022 3:42:52 PM | Area 1001 Coal CCS 2034
33931 | Area 1001 Coal CCS 2034 | NOX | ATC | 2041 | AEP-KPCO | 0.748 | 0.748 | 0 | 0.028791 | 0.028791 | 0 | 0.0073 | 2041 |  |  |  | REF | 0 | 0 | Real 2021 ¦ 12/22/2022 3:42:52 PM | Area 1001 Coal CCS 2034
33932 | Area 1001 Coal CCS 2034 | SO2 | ATC | 2041 | AEP-KPCO | 43.753 | 43.753 | 0 | 0.17596 | 0.17596 | 0 | 0.427 | 2041 |  |  |  | REF | 0 | 0 | Real 2021 ¦ 12/22/2022 3:42:52 PM | Area 1001 Coal CCS 2034
33933 | Area 1001 Coal CCS 2035 | CO2 | ATC | 2041 | AEP-KPCO | 2092.5635 | 2092.5635 | 0 | 997.9494 | 997.9494 | 0 | 20.57 | 2041 |  |  |  | REF | 0 | 0 | Real 2021 ¦ 12/22/2022 3:42:52 PM | Area 1001 Coal CCS 2035
33934 | Area 1001 Coal CCS 2035 | NOX | ATC | 2041 | AEP-KPCO | 0.74262 | 0.74262 | 0 | 0.028584 | 0.028584 | 0 | 0.0073 | 2041 |  |  |  | REF | 0 | 0 | Real 2021 ¦ 12/22/2022 3:42:52 PM | Area 1001 Coal CCS 2035
33935 | Area 1001 Coal CCS 2035 | SO2 | ATC | 2041 | AEP-KPCO | 43.4382 | 43.4382 | 0 | 0.1747 | 0.1747 | 0 | 0.427 | 2041 |  |  |  | REF | 0 | 0 | Real 2021 ¦ 12/22/2022 3:42:52 PM | Area 1001 Coal CCS 2035
33936 | Area 1001 Coal CCS 2036 | CO2 | ATC | 2041 | AEP-KPCO | 2077.4014 | 2077.4014 | 0 | 990.7186 | 990.7186 | 0 | 20.57 | 2041 |  |  |  | REF | 0 | 0 | Real 2021 ¦ 12/22/2022 3:42:52 PM | Area 1001 Coal CCS 2036
33937 | Area 1001 Coal CCS 2036 | NOX | ATC | 2041 | AEP-KPCO | 0.73724 | 0.73724 | 0 | 0.028377 | 0.028377 | 0 | 0.0073 | 2041 |  |  |  | REF | 0 | 0 | Real 2021 ¦ 12/22/2022 3:42:52 PM | Area 1001 Coal CCS 2036
33938 | Area 1001 Coal CCS 2036 | SO2 | ATC | 2041 | AEP-KPCO | 43.1235 | 43.1235 | 0 | 0.17343 | 0.17343 | 0 | 0.427 | 2041 |  |  |  | REF | 0 | 0 | Real 2021 ¦ 12/22/2022 3:42:52 PM | Area 1001 Coal CCS 2036
33939 | Area 1001 Coal CCS 2037 | CO2 | ATC | 2041 | AEP-KPCO | 2062.2393 | 2062.2393 | 0 | 983.4877 | 983.4877 | 0 | 20.57 | 2041 |  |  |  | REF | 0 | 0 | Real 2021 ¦ 12/22/2022 3:42:52 PM | Area 1001 Coal CCS 2037
33940 | Area 1001 Coal CCS 2037 | NOX | ATC | 2041 | AEP-KPCO | 0.73186 | 0.73186 | 0 | 0.028169 | 0.028169 | 0 | 0.0073 | 2041 |  |  |  | REF | 0 | 0 | Real 2021 ¦ 12/22/2022 3:42:52 PM | Area 1001 Coal CCS 2037
33941 | Area 1001 Coal CCS 2037 | SO2 | ATC | 2041 | AEP-KPCO | 42.8088 | 42.8088 | 0 | 0.17217 | 0.17217 | 0 | 0.427 | 2041 |  |  |  | REF | 0 | 0 | Real 2021 ¦ 12/22/2022 3:42:52 PM | Area 1001 Coal CCS 2037
33942 | Area 1001 Coal CCS 2038 | CO2 | ATC | 2041 | AEP-KPCO | 2047.077 | 2047.077 | 0 | 976.2568 | 976.2568 | 0 | 20.57 | 2041 |  |  |  | REF | 0 | 0 | Real 2021 ¦ 12/22/2022 3:42:52 PM | Area 1001 Coal CCS 2038
33943 | Area 1001 Coal CCS 2038 | NOX | ATC | 2041 | AEP-KPCO | 0.72648 | 0.72648 | 0 | 0.027962 | 0.027962 | 0 | 0.0073 | 2041 |  |  |  | REF | 0 | 0 | Real 2021 ¦ 12/22/2022 3:42:52 PM | Area 1001 Coal CCS 2038
33944 | Area 1001 Coal CCS 2038 | SO2 | ATC | 2041 | AEP-KPCO | 42.494 | 42.494 | 0 | 0.1709 | 0.1709 | 0 | 0.427 | 2041 |  |  |  | REF | 0 | 0 | Real 2021 ¦ 12/22/2022 3:42:52 PM | Area 1001 Coal CCS 2038
33945 | Area 1001 Coal CCS 2039 | CO2 | ATC | 2041 | AEP-KPCO | 2047.077 | 2047.077 | 0 | 976.2568 | 976.2568 | 0 | 20.57 | 2041 |  |  |  | REF | 0 | 0 | Real 2021 ¦ 12/22/2022 3:42:52 PM | Area 1001 Coal CCS 2039
33946 | Area 1001 Coal CCS 2039 | NOX | ATC | 2041 | AEP-KPCO | 0.72648 | 0.72648 | 0 | 0.027962 | 0.027962 | 0 | 0.0073 | 2041 |  |  |  | REF | 0 | 0 | Real 2021 ¦ 12/22/2022 3:42:52 PM | Area 1001 Coal CCS 2039
33947 | Area 1001 Coal CCS 2039 | SO2 | ATC | 2041 | AEP-KPCO | 42.494 | 42.494 | 0 | 0.1709 | 0.1709 | 0 | 0.427 | 2041 |  |  |  | REF | 0 | 0 | Real 2021 ¦ 12/22/2022 3:42:52 PM | Area 1001 Coal CCS 2039
33948 | Area 1001 Coal CCS 2040 | CO2 | ATC | 2041 | AEP-KPCO | 2047.077 | 2047.077 | 0 | 976.2568 | 976.2568 | 0 | 20.57 | 2041 |  |  |  | REF | 0 | 0 | Real 2021 ¦ 12/22/2022 3:42:52 PM | Area 1001 Coal CCS 2040
33949 | Area 1001 Coal CCS 2040 | NOX | ATC | 2041 | AEP-KPCO | 0.72648 | 0.72648 | 0 | 0.027962 | 0.027962 | 0 | 0.0073 | 2041 |  |  |  | REF | 0 | 0 | Real 2021 ¦ 12/22/2022 3:42:52 PM | Area 1001 Coal CCS 2040
33950 | Area 1001 Coal CCS 2040 | SO2 | ATC | 2041 | AEP-KPCO | 42.494 | 42.494 | 0 | 0.1709 | 0.1709 | 0 | 0.427 | 2041 |  |  |  | REF | 0 | 0 | Real 2021 ¦ 12/22/2022 3:42:52 PM | Area 1001 Coal CCS 2040
33951 | Area 1001 Coal CCS 2041 | CO2 | ATC | 2041 | AEP-KPCO | 2047.077 | 2047.077 | 0 | 976.2568 | 976.2568 | 0 | 20.57 | 2041 |  |  |  | REF | 0 | 0 | Real 2021 ¦ 12/22/2022 3:42:52 PM | Area 1001 Coal CCS 2041
33952 | Area 1001 Coal CCS 2041 | NOX | ATC | 2041 | AEP-KPCO | 0.72648 | 0.72648 | 0 | 0.027962 | 0.027962 | 0 | 0.0073 | 2041 |  |  |  | REF | 0 | 0 | Real 2021 ¦ 12/22/2022 3:42:52 PM | Area 1001 Coal CCS 2041
33953 | Area 1001 Coal CCS 2041 | SO2 | ATC | 2041 | AEP-KPCO | 42.494 | 42.494 | 0 | 0.1709 | 0.1709 | 0 | 0.427 | 2041 |  |  |  | REF | 0 | 0 | Real 2021 ¦ 12/22/2022 3:42:52 PM | Area 1001 Coal CCS 2041
33954 | Area 1001 Coal CCS 2042 | CO2 | ATC | 2041 | AEP-KPCO | 0 | 0 | 0 | 0 | 0 | 0 | 20.57 | 2041 |  |  |  | REF | 0 | 0 | Real 2021 ¦ 12/22/2022 3:42:52 PM | Area 1001 Coal CCS 2042
33955 | Area 1001 Coal CCS 2042 | NOX | ATC | 2041 | AEP-KPCO | 0 | 0 | 0 | 0 | 0 | 0 | 0.0073 | 2041 |  |  |  | REF | 0 | 0 | Real 2021 ¦ 12/22/2022 3:42:52 PM | Area 1001 Coal CCS 2042
33956 | Area 1001 Coal CCS 2042 | SO2 | ATC | 2041 | AEP-KPCO | 0 | 0 | 0 | 0 | 0 | 0 | 0.427 | 2041 |  |  |  | REF | 0 | 0 | Real 2021 ¦ 12/22/2022 3:42:52 PM | Area 1001 Coal CCS 2042
33957 | Area 1001 Coal CCS 2043 | CO2 | ATC | 2041 | AEP-KPCO | 0 | 0 | 0 | 0 | 0 | 0 | 20.57 | 2041 |  |  |  | REF | 0 | 0 | Real 2021 ¦ 12/22/2022 3:42:52 PM | Area 1001 Coal CCS 2043
33958 | Area 1001 Coal CCS 2043 | NOX | ATC | 2041 | AEP-KPCO | 0 | 0 | 0 | 0 | 0 | 0 | 0.0073 | 2041 |  |  |  | REF | 0 | 0 | Real 2021 ¦ 12/22/2022 3:42:52 PM | Area 1001 Coal CCS 2043
33959 | Area 1001 Coal CCS 2043 | SO2 | ATC | 2041 | AEP-KPCO | 0 | 0 | 0 | 0 | 0 | 0 | 0.427 | 2041 |  |  |  | REF | 0 | 0 | Real 2021 ¦ 12/22/2022 3:42:52 PM | Area 1001 Coal CCS 2043
33960 | Big Sandy #1_Ext Gas | CO2 | ATC | 2041 | AEP-KPCO | 117628.0938 | 117628.0938 | 0 | 1570.845 | 1570.845 | 0 | 117 | 2041 |  |  |  | REF | 0 | 0 | Real 2021 ¦ 12/22/2022 3:42:52 PM | Big Sandy #1_Ext Gas
33961 | Big Sandy #1_Ext Gas | NOX | ATC | 2041 | AEP-KPCO | 140.7516 | 140.7516 | 0 | 0.69456 | 0.69456 | 0 | 0.14 | 2041 |  |  |  | REF | 0 | 0 | Real 2021 ¦ 12/22/2022 3:42:52 PM | Big Sandy #1_Ext Gas
33962 | Big Sandy #1_Ext Gas | SO2 | ATC | 2041 | AEP-KPCO | 50.2684 | 50.2684 | 0 | 0.20217 | 0.20217 | 0 | 0.05 | 2041 |  |  |  | REF | 0 | 0 | Real 2021 ¦ 12/22/2022 3:42:52 PM | Big Sandy #1_Ext Gas
33963 | Big Sandy #1_Ext_NGCCS retrofit 2031 | CO2 | ATC | 2041 | AEP-KPCO | 63667.3477 | 63667.3477 | 0 | -41045.8555 | -41045.8555 | 0 | 11.7 | 2041 |  |  |  | REF | 0 | 0 | Real 2021 ¦ 12/22/2022 3:42:52 PM | Big Sandy #1_Ext_NGCCS retrofit 2032
33964 | Big Sandy #1_Ext_NGCCS retrofit 2031 | NOX | ATC | 2041 | AEP-KPCO | 76.1832 | 76.1832 | 0 | 1.8406 | 1.8406 | 0 | 0.014 | 2041 |  |  |  | REF | 0 | 0 | Real 2021 ¦ 12/22/2022 3:42:52 PM | Big Sandy #1_Ext_NGCCS retrofit 2032
33965 | Big Sandy #1_Ext_NGCCS retrofit 2031 | SO2 | ATC | 2041 | AEP-KPCO | 28.0245 | 28.0245 | 0 | 0.11271 | 0.11271 | 0 | 0.00515 | 2041 |  |  |  | REF | 0 | 0 | Real 2021 ¦ 12/22/2022 3:42:52 PM | Big Sandy #1_Ext_NGCCS retrofit 2032
33966 | Big Sandy #1_Ext Gas Capitalized | CO2 | ATC | 2041 | AEP-KPCO | 113266.1406 | 113266.1406 | 0 | 1512.594 | 1512.594 | 0 | 117 | 2041 |  |  |  | REF | 0 | 0 | Real 2021 ¦ 12/22/2022 3:42:52 PM | Big Sandy #1_Ext Gas Capitalized
33967 | Big Sandy #1_Ext Gas Capitalized | NOX | ATC | 2041 | AEP-KPCO | 135.5321 | 135.5321 | 0 | 0.95098 | 0.95098 | 0 | 0.14 | 2041 |  |  |  | REF | 0 | 0 | Real 2021 ¦ 12/22/2022 3:42:52 PM | Big Sandy #1_Ext Gas Capitalized
33968 | Big Sandy #1_Ext Gas Capitalized | SO2 | ATC | 2041 | AEP-KPCO | 48.4043 | 48.4043 | 0 | 0.19467 | 0.19467 | 0 | 0.05 | 2041 |  |  |  | REF | 0 | 0 | Real 2021 ¦ 12/22/2022 3:42:52 PM | Big Sandy #1_Ext Gas Capitalized
33969 | Big Sandy #1_Ext Gas FOM Capitalized | CO2 | ATC | 2041 | AEP-KPCO | 114467.9453 | 114467.9453 | 0 | 1528.6433 | 1528.6433 | 0 | 117 | 2041 |  |  |  | REF | 0 | 0 | Real 2021 ¦ 12/22/2022 3:42:52 PM | Big Sandy #1_Ext Gas FOM Capitalized
33970 | Big Sandy #1_Ext Gas FOM Capitalized | NOX | ATC | 2041 | AEP-KPCO | 136.9702 | 136.9702 | 0 | 1.0778 | 1.0778 | 0 | 0.14 | 2041 |  |  |  | REF | 0 | 0 | Real 2021 ¦ 12/22/2022 3:42:52 PM | Big Sandy #1_Ext Gas FOM Capitalized
33971 | Big Sandy #1_Ext Gas FOM Capitalized | SO2 | ATC | 2041 | AEP-KPCO | 48.9179 | 48.9179 | 0 | 0.19674 | 0.19674 | 0 | 0.05 | 2041 |  |  |  | REF | 0 | 0 | Real 2021 ¦ 12/22/2022 3:42:52 PM | Big Sandy #1_Ext Gas FOM Capitalized
35313 | Big Sandy #1 Gas | CO2 | ATC | 2042 | AEP-KPCO | 0 | 0 | 0 | 0 | 0 | 0 | 117 | 2042 |  |  |  | REF | 0 | 0 | Real 2021 ¦ 12/22/2022 3:42:52 PM | 13555
35314 | Big Sandy #1 Gas | NOX | ATC | 2042 | AEP-KPCO | 0 | 0 | 0 | 0 | 0 | 0 | 0.14 | 2042 |  |  |  | REF | 0 | 0 | Real 2021 ¦ 12/22/2022 3:42:52 PM | 13555
35315 | Big Sandy #1 Gas | SO2 | ATC | 2042 | AEP-KPCO | 0 | 0 | 0 | 0 | 0 | 0 | 0.05 | 2042 |  |  |  | REF | 0 | 0 | Real 2021 ¦ 12/22/2022 3:42:52 PM | 13555
35316 | Mitchell #1 (WV) | CO2 | ATC | 2042 | AEP-KPCO | 0 | 0 | 0 | 0 | 0 | 0 | 205.7 | 2042 |  |  |  | REF | 0 | 0 | Real 2021 ¦ 12/22/2022 3:42:52 PM | 3102
35317 | Mitchell #1 (WV) | NOX | ATC | 2042 | AEP-KPCO | 0 | 0 | 0 | 0 | 0 | 0 | 0.07 | 2042 |  |  |  | REF | 0 | 0 | Real 2021 ¦ 12/22/2022 3:42:52 PM | 3102
35318 | Mitchell #1 (WV) | SO2 | ATC | 2042 | AEP-KPCO | 0 | 0 | 0 | 0 | 0 | 0 | 4.27 | 2042 |  |  |  | REF | 0 | 0 | Real 2021 ¦ 12/22/2022 3:42:52 PM | 3102
35319 | Mitchell #2 (WV) | CO2 | ATC | 2042 | AEP-KPCO | 0 | 0 | 0 | 0 | 0 | 0 | 205.7 | 2042 |  |  |  | REF | 0 | 0 | Real 2021 ¦ 12/22/2022 3:42:52 PM | 3105
35320 | Mitchell #2 (WV) | NOX | ATC | 2042 | AEP-KPCO | 0 | 0 | 0 | 0 | 0 | 0 | 0.07 | 2042 |  |  |  | REF | 0 | 0 | Real 2021 ¦ 12/22/2022 3:42:52 PM | 3105
35321 | Mitchell #2 (WV) | SO2 | ATC | 2042 | AEP-KPCO | 0 | 0 | 0 | 0 | 0 | 0 | 4.27 | 2042 |  |  |  | REF | 0 | 0 | Real 2021 ¦ 12/22/2022 3:42:52 PM | 3105
35322 | Area 1001 Gas CC 2x1 2024 | CO2 | ATC | 2042 | AEP-KPCO | 2764854.75 | 2764854.75 | 0 | 37477.3633 | 37477.3633 | 0 | 122 | 2042 |  |  |  | REF | 0 | 0 | Real 2021 ¦ 12/22/2022 3:42:52 PM | Area 1001 Gas CC 2x1 2024
35323 | Area 1001 Gas CC 2x1 2024 | NOX | ATC | 2042 | AEP-KPCO | 12.6911 | 12.6911 | 0 | 0.54396 | 0.54396 | 0 | 0.00056 | 2042 |  |  |  | REF | 0 | 0 | Real 2021 ¦ 12/22/2022 3:42:52 PM | Area 1001 Gas CC 2x1 2024
35324 | Area 1001 Gas CC 2x1 2024 | SO2 | ATC | 2042 | AEP-KPCO | 170.4238 | 170.4238 | 0 | 0.69801 | 0.69801 | 0 | 0.00752 | 2042 |  |  |  | REF | 0 | 0 | Real 2021 ¦ 12/22/2022 3:42:52 PM | Area 1001 Gas CC 2x1 2024
35325 | Area 1001 Gas CC 2x1 2025 | CO2 | ATC | 2042 | AEP-KPCO | 2765767.75 | 2765767.75 | 0 | 37489.7422 | 37489.7422 | 0 | 122 | 2042 |  |  |  | REF | 0 | 0 | Real 2021 ¦ 12/22/2022 3:42:52 PM | Area 1001 Gas CC 2x1 2025
35326 | Area 1001 Gas CC 2x1 2025 | NOX | ATC | 2042 | AEP-KPCO | 12.6953 | 12.6953 | 0 | 0.54398 | 0.54398 | 0 | 0.00056 | 2042 |  |  |  | REF | 0 | 0 | Real 2021 ¦ 12/22/2022 3:42:52 PM | Area 1001 Gas CC 2x1 2025
35327 | Area 1001 Gas CC 2x1 2025 | SO2 | ATC | 2042 | AEP-KPCO | 170.4801 | 170.4801 | 0 | 0.69825 | 0.69825 | 0 | 0.00752 | 2042 |  |  |  | REF | 0 | 0 | Real 2021 ¦ 12/22/2022 3:42:52 PM | Area 1001 Gas CC 2x1 2025
35328 | Area 1001 Gas CC 2x1 2026 | CO2 | ATC | 2042 | AEP-KPCO | 2764854.75 | 2764854.75 | 0 | 37477.3633 | 37477.3633 | 0 | 122 | 2042 |  |  |  | REF | 0 | 0 | Real 2021 ¦ 12/22/2022 3:42:52 PM | Area 1001 Gas CC 2x1 2026
35329 | Area 1001 Gas CC 2x1 2026 | NOX | ATC | 2042 | AEP-KPCO | 12.6911 | 12.6911 | 0 | 0.54396 | 0.54396 | 0 | 0.00056 | 2042 |  |  |  | REF | 0 | 0 | Real 2021 ¦ 12/22/2022 3:42:52 PM | Area 1001 Gas CC 2x1 2026
35330 | Area 1001 Gas CC 2x1 2026 | SO2 | ATC | 2042 | AEP-KPCO | 170.4238 | 170.4238 | 0 | 0.69801 | 0.69801 | 0 | 0.00752 | 2042 |  |  |  | REF | 0 | 0 | Real 2021 ¦ 12/22/2022 3:42:52 PM | Area 1001 Gas CC 2x1 2026
35331 | Area 1001 Gas CC 2x1 2027 | CO2 | ATC | 2042 | AEP-KPCO | 2764854.75 | 2764854.75 | 0 | 37477.3633 | 37477.3633 | 0 | 122 | 2042 |  |  |  | REF | 0 | 0 | Real 2021 ¦ 12/22/2022 3:42:52 PM | Area 1001 Gas CC 2x1 2027
35332 | Area 1001 Gas CC 2x1 2027 | NOX | ATC | 2042 | AEP-KPCO | 12.6911 | 12.6911 | 0 | 0.54396 | 0.54396 | 0 | 0.00056 | 2042 |  |  |  | REF | 0 | 0 | Real 2021 ¦ 12/22/2022 3:42:52 PM | Area 1001 Gas CC 2x1 2027
35333 | Area 1001 Gas CC 2x1 2027 | SO2 | ATC | 2042 | AEP-KPCO | 170.4238 | 170.4238 | 0 | 0.69801 | 0.69801 | 0 | 0.00752 | 2042 |  |  |  | REF | 0 | 0 | Real 2021 ¦ 12/22/2022 3:42:52 PM | Area 1001 Gas CC 2x1 2027
35334 | Area 1001 Gas CC 2x1 2028 | CO2 | ATC | 2042 | AEP-KPCO | 2764726.25 | 2764726.25 | 0 | 37475.625 | 37475.625 | 0 | 122 | 2042 |  |  |  | REF | 0 | 0 | Real 2021 ¦ 12/22/2022 3:42:52 PM | Area 1001 Gas CC 2x1 2028
35335 | Area 1001 Gas CC 2x1 2028 | NOX | ATC | 2042 | AEP-KPCO | 12.6905 | 12.6905 | 0 | 0.54395 | 0.54395 | 0 | 0.00056 | 2042 |  |  |  | REF | 0 | 0 | Real 2021 ¦ 12/22/2022 3:42:52 PM | Area 1001 Gas CC 2x1 2028
35336 | Area 1001 Gas CC 2x1 2028 | SO2 | ATC | 2042 | AEP-KPCO | 170.4159 | 170.4159 | 0 | 0.69798 | 0.69798 | 0 | 0.00752 | 2042 |  |  |  | REF | 0 | 0 | Real 2021 ¦ 12/22/2022 3:42:52 PM | Area 1001 Gas CC 2x1 2028
35337 | Area 1001 Gas CC 2x1 2029 | CO2 | ATC | 2042 | AEP-KPCO | 2764854.75 | 2764854.75 | 0 | 37477.3633 | 37477.3633 | 0 | 122 | 2042 |  |  |  | REF | 0 | 0 | Real 2021 ¦ 12/22/2022 3:42:52 PM | Area 1001 Gas CC 2x1 2029
35338 | Area 1001 Gas CC 2x1 2029 | NOX | ATC | 2042 | AEP-KPCO | 12.6911 | 12.6911 | 0 | 0.54396 | 0.54396 | 0 | 0.00056 | 2042 |  |  |  | REF | 0 | 0 | Real 2021 ¦ 12/22/2022 3:42:52 PM | Area 1001 Gas CC 2x1 2029
35339 | Area 1001 Gas CC 2x1 2029 | SO2 | ATC | 2042 | AEP-KPCO | 170.4238 | 170.4238 | 0 | 0.69801 | 0.69801 | 0 | 0.00752 | 2042 |  |  |  | REF | 0 | 0 | Real 2021 ¦ 12/22/2022 3:42:52 PM | Area 1001 Gas CC 2x1 2029
35340 | Area 1001 Gas CC 2x1 2030 | CO2 | ATC | 2042 | AEP-KPCO | 2766884.5 | 2766884.5 | 0 | 37504.8789 | 37504.8789 | 0 | 122 | 2042 |  |  |  | REF | 0 | 0 | Real 2021 ¦ 12/22/2022 3:42:52 PM | Area 1001 Gas CC 2x1 2030
35341 | Area 1001 Gas CC 2x1 2030 | NOX | ATC | 2042 | AEP-KPCO | 12.7005 | 12.7005 | 0 | 0.544 | 0.544 | 0 | 0.00056 | 2042 |  |  |  | REF | 0 | 0 | Real 2021 ¦ 12/22/2022 3:42:52 PM | Area 1001 Gas CC 2x1 2030
35342 | Area 1001 Gas CC 2x1 2030 | SO2 | ATC | 2042 | AEP-KPCO | 170.5489 | 170.5489 | 0 | 0.69853 | 0.69853 | 0 | 0.00752 | 2042 |  |  |  | REF | 0 | 0 | Real 2021 ¦ 12/22/2022 3:42:52 PM | Area 1001 Gas CC 2x1 2030
35343 | Area 1001 Gas CC 2x1 2031 | CO2 | ATC | 2042 | AEP-KPCO | 2766339.5 | 2766339.5 | 0 | 37497.4922 | 37497.4922 | 0 | 122 | 2042 |  |  |  | REF | 0 | 0 | Real 2021 ¦ 12/22/2022 3:42:52 PM | Area 1001 Gas CC 2x1 2031
35344 | Area 1001 Gas CC 2x1 2031 | NOX | ATC | 2042 | AEP-KPCO | 12.698 | 12.698 | 0 | 0.54399 | 0.54399 | 0 | 0.00056 | 2042 |  |  |  | REF | 0 | 0 | Real 2021 ¦ 12/22/2022 3:42:52 PM | Area 1001 Gas CC 2x1 2031
35345 | Area 1001 Gas CC 2x1 2031 | SO2 | ATC | 2042 | AEP-KPCO | 170.5154 | 170.5154 | 0 | 0.69839 | 0.69839 | 0 | 0.00752 | 2042 |  |  |  | REF | 0 | 0 | Real 2021 ¦ 12/22/2022 3:42:52 PM | Area 1001 Gas CC 2x1 2031
35346 | Area 1001 Gas CC 2x1 2032 | CO2 | ATC | 2042 | AEP-KPCO | 2764854.75 | 2764854.75 | 0 | 37477.3633 | 37477.3633 | 0 | 122 | 2042 |  |  |  | REF | 0 | 0 | Real 2021 ¦ 12/22/2022 3:42:52 PM | Area 1001 Gas CC 2x1 2032
35347 | Area 1001 Gas CC 2x1 2032 | NOX | ATC | 2042 | AEP-KPCO | 12.6911 | 12.6911 | 0 | 0.54396 | 0.54396 | 0 | 0.00056 | 2042 |  |  |  | REF | 0 | 0 | Real 2021 ¦ 12/22/2022 3:42:52 PM | Area 1001 Gas CC 2x1 2032
35348 | Area 1001 Gas CC 2x1 2032 | SO2 | ATC | 2042 | AEP-KPCO | 170.4238 | 170.4238 | 0 | 0.69801 | 0.69801 | 0 | 0.00752 | 2042 |  |  |  | REF | 0 | 0 | Real 2021 ¦ 12/22/2022 3:42:52 PM | Area 1001 Gas CC 2x1 2032
35349 | Area 1001 Gas CC 2x1 2033 | CO2 | ATC | 2042 | AEP-KPCO | 2764854.75 | 2764854.75 | 0 | 37477.3633 | 37477.3633 | 0 | 122 | 2042 |  |  |  | REF | 0 | 0 | Real 2021 ¦ 12/22/2022 3:42:52 PM | Area 1001 Gas CC 2x1 2033
35350 | Area 1001 Gas CC 2x1 2033 | NOX | ATC | 2042 | AEP-KPCO | 12.6911 | 12.6911 | 0 | 0.54396 | 0.54396 | 0 | 0.00056 | 2042 |  |  |  | REF | 0 | 0 | Real 2021 ¦ 12/22/2022 3:42:52 PM | Area 1001 Gas CC 2x1 2033
35351 | Area 1001 Gas CC 2x1 2033 | SO2 | ATC | 2042 | AEP-KPCO | 170.4238 | 170.4238 | 0 | 0.69801 | 0.69801 | 0 | 0.00752 | 2042 |  |  |  | REF | 0 | 0 | Real 2021 ¦ 12/22/2022 3:42:52 PM | Area 1001 Gas CC 2x1 2033
35352 | Area 1001 Gas CC 2x1 2034 | CO2 | ATC | 2042 | AEP-KPCO | 2765475.75 | 2765475.75 | 0 | 37485.7852 | 37485.7852 | 0 | 122 | 2042 |  |  |  | REF | 0 | 0 | Real 2021 ¦ 12/22/2022 3:42:52 PM | Area 1001 Gas CC 2x1 2034
35353 | Area 1001 Gas CC 2x1 2034 | NOX | ATC | 2042 | AEP-KPCO | 12.694 | 12.694 | 0 | 0.54397 | 0.54397 | 0 | 0.00056 | 2042 |  |  |  | REF | 0 | 0 | Real 2021 ¦ 12/22/2022 3:42:52 PM | Area 1001 Gas CC 2x1 2034
35354 | Area 1001 Gas CC 2x1 2034 | SO2 | ATC | 2042 | AEP-KPCO | 170.4621 | 170.4621 | 0 | 0.69817 | 0.69817 | 0 | 0.00752 | 2042 |  |  |  | REF | 0 | 0 | Real 2021 ¦ 12/22/2022 3:42:52 PM | Area 1001 Gas CC 2x1 2034
35355 | Area 1001 Gas CC 2x1 2035 | CO2 | ATC | 2042 | AEP-KPCO | 2764854.75 | 2764854.75 | 0 | 37477.3633 | 37477.3633 | 0 | 122 | 2042 |  |  |  | REF | 0 | 0 | Real 2021 ¦ 12/22/2022 3:42:52 PM | Area 1001 Gas CC 2x1 2035
35356 | Area 1001 Gas CC 2x1 2035 | NOX | ATC | 2042 | AEP-KPCO | 12.6911 | 12.6911 | 0 | 0.54396 | 0.54396 | 0 | 0.00056 | 2042 |  |  |  | REF | 0 | 0 | Real 2021 ¦ 12/22/2022 3:42:52 PM | Area 1001 Gas CC 2x1 2035
35357 | Area 1001 Gas CC 2x1 2035 | SO2 | ATC | 2042 | AEP-KPCO | 170.4238 | 170.4238 | 0 | 0.69801 | 0.69801 | 0 | 0.00752 | 2042 |  |  |  | REF | 0 | 0 | Real 2021 ¦ 12/22/2022 3:42:52 PM | Area 1001 Gas CC 2x1 2035
35358 | Area 1001 Gas CC 2x1 2036 | CO2 | ATC | 2042 | AEP-KPCO | 2764854.75 | 2764854.75 | 0 | 37477.3633 | 37477.3633 | 0 | 122 | 2042 |  |  |  | REF | 0 | 0 | Real 2021 ¦ 12/22/2022 3:42:52 PM | Area 1001 Gas CC 2x1 2036
35359 | Area 1001 Gas CC 2x1 2036 | NOX | ATC | 2042 | AEP-KPCO | 12.6911 | 12.6911 | 0 | 0.54396 | 0.54396 | 0 | 0.00056 | 2042 |  |  |  | REF | 0 | 0 | Real 2021 ¦ 12/22/2022 3:42:52 PM | Area 1001 Gas CC 2x1 2036
35360 | Area 1001 Gas CC 2x1 2036 | SO2 | ATC | 2042 | AEP-KPCO | 170.4238 | 170.4238 | 0 | 0.69801 | 0.69801 | 0 | 0.00752 | 2042 |  |  |  | REF | 0 | 0 | Real 2021 ¦ 12/22/2022 3:42:52 PM | Area 1001 Gas CC 2x1 2036
35361 | Area 1001 Gas CC 2x1 2037 | CO2 | ATC | 2042 | AEP-KPCO | 2764854.75 | 2764854.75 | 0 | 37477.3633 | 37477.3633 | 0 | 122 | 2042 |  |  |  | REF | 0 | 0 | Real 2021 ¦ 12/22/2022 3:42:52 PM | Area 1001 Gas CC 2x1 2037
35362 | Area 1001 Gas CC 2x1 2037 | NOX | ATC | 2042 | AEP-KPCO | 12.6911 | 12.6911 | 0 | 0.54396 | 0.54396 | 0 | 0.00056 | 2042 |  |  |  | REF | 0 | 0 | Real 2021 ¦ 12/22/2022 3:42:52 PM | Area 1001 Gas CC 2x1 2037
35363 | Area 1001 Gas CC 2x1 2037 | SO2 | ATC | 2042 | AEP-KPCO | 170.4238 | 170.4238 | 0 | 0.69801 | 0.69801 | 0 | 0.00752 | 2042 |  |  |  | REF | 0 | 0 | Real 2021 ¦ 12/22/2022 3:42:52 PM | Area 1001 Gas CC 2x1 2037
35364 | Area 1001 Gas CC 2x1 2038 | CO2 | ATC | 2042 | AEP-KPCO | 2764854.75 | 2764854.75 | 0 | 37477.3633 | 37477.3633 | 0 | 122 | 2042 |  |  |  | REF | 0 | 0 | Real 2021 ¦ 12/22/2022 3:42:52 PM | Area 1001 Gas CC 2x1 2038
35365 | Area 1001 Gas CC 2x1 2038 | NOX | ATC | 2042 | AEP-KPCO | 12.6911 | 12.6911 | 0 | 0.54396 | 0.54396 | 0 | 0.00056 | 2042 |  |  |  | REF | 0 | 0 | Real 2021 ¦ 12/22/2022 3:42:52 PM | Area 1001 Gas CC 2x1 2038
35366 | Area 1001 Gas CC 2x1 2038 | SO2 | ATC | 2042 | AEP-KPCO | 170.4238 | 170.4238 | 0 | 0.69801 | 0.69801 | 0 | 0.00752 | 2042 |  |  |  | REF | 0 | 0 | Real 2021 ¦ 12/22/2022 3:42:52 PM | Area 1001 Gas CC 2x1 2038
35367 | Area 1001 Gas CC 2x1 2039 | CO2 | ATC | 2042 | AEP-KPCO | 2764854.75 | 2764854.75 | 0 | 37477.3633 | 37477.3633 | 0 | 122 | 2042 |  |  |  | REF | 0 | 0 | Real 2021 ¦ 12/22/2022 3:42:52 PM | Area 1001 Gas CC 2x1 2039
35368 | Area 1001 Gas CC 2x1 2039 | NOX | ATC | 2042 | AEP-KPCO | 12.6911 | 12.6911 | 0 | 0.54396 | 0.54396 | 0 | 0.00056 | 2042 |  |  |  | REF | 0 | 0 | Real 2021 ¦ 12/22/2022 3:42:52 PM | Area 1001 Gas CC 2x1 2039
35369 | Area 1001 Gas CC 2x1 2039 | SO2 | ATC | 2042 | AEP-KPCO | 170.4238 | 170.4238 | 0 | 0.69801 | 0.69801 | 0 | 0.00752 | 2042 |  |  |  | REF | 0 | 0 | Real 2021 ¦ 12/22/2022 3:42:52 PM | Area 1001 Gas CC 2x1 2039
35370 | Area 1001 Gas CC 2x1 2040 | CO2 | ATC | 2042 | AEP-KPCO | 2764854.75 | 2764854.75 | 0 | 37477.3633 | 37477.3633 | 0 | 122 | 2042 |  |  |  | REF | 0 | 0 | Real 2021 ¦ 12/22/2022 3:42:52 PM | Area 1001 Gas CC 2x1 2040
35371 | Area 1001 Gas CC 2x1 2040 | NOX | ATC | 2042 | AEP-KPCO | 12.6911 | 12.6911 | 0 | 0.54396 | 0.54396 | 0 | 0.00056 | 2042 |  |  |  | REF | 0 | 0 | Real 2021 ¦ 12/22/2022 3:42:52 PM | Area 1001 Gas CC 2x1 2040
35372 | Area 1001 Gas CC 2x1 2040 | SO2 | ATC | 2042 | AEP-KPCO | 170.4238 | 170.4238 | 0 | 0.69801 | 0.69801 | 0 | 0.00752 | 2042 |  |  |  | REF | 0 | 0 | Real 2021 ¦ 12/22/2022 3:42:52 PM | Area 1001 Gas CC 2x1 2040
35373 | Area 1001 Gas CC 2x1 2041 | CO2 | ATC | 2042 | AEP-KPCO | 2764854.75 | 2764854.75 | 0 | 37477.3633 | 37477.3633 | 0 | 122 | 2042 |  |  |  | REF | 0 | 0 | Real 2021 ¦ 12/22/2022 3:42:52 PM | Area 1001 Gas CC 2x1 2041
35374 | Area 1001 Gas CC 2x1 2041 | NOX | ATC | 2042 | AEP-KPCO | 12.6911 | 12.6911 | 0 | 0.54396 | 0.54396 | 0 | 0.00056 | 2042 |  |  |  | REF | 0 | 0 | Real 2021 ¦ 12/22/2022 3:42:52 PM | Area 1001 Gas CC 2x1 2041
35375 | Area 1001 Gas CC 2x1 2041 | SO2 | ATC | 2042 | AEP-KPCO | 170.4238 | 170.4238 | 0 | 0.69801 | 0.69801 | 0 | 0.00752 | 2042 |  |  |  | REF | 0 | 0 | Real 2021 ¦ 12/22/2022 3:42:52 PM | Area 1001 Gas CC 2x1 2041
35376 | Area 1001 Gas CC 2x1 2042 | CO2 | ATC | 2042 | AEP-KPCO | 2764854.75 | 2764854.75 | 0 | 37477.3633 | 37477.3633 | 0 | 122 | 2042 |  |  |  | REF | 0 | 0 | Real 2021 ¦ 12/22/2022 3:42:52 PM | Area 1001 Gas CC 2x1 2042
35377 | Area 1001 Gas CC 2x1 2042 | NOX | ATC | 2042 | AEP-KPCO | 12.6911 | 12.6911 | 0 | 0.54396 | 0.54396 | 0 | 0.00056 | 2042 |  |  |  | REF | 0 | 0 | Real 2021 ¦ 12/22/2022 3:42:52 PM | Area 1001 Gas CC 2x1 2042
35378 | Area 1001 Gas CC 2x1 2042 | SO2 | ATC | 2042 | AEP-KPCO | 170.4238 | 170.4238 | 0 | 0.69801 | 0.69801 | 0 | 0.00752 | 2042 |  |  |  | REF | 0 | 0 | Real 2021 ¦ 12/22/2022 3:42:52 PM | Area 1001 Gas CC 2x1 2042
35379 | Area 1001 Gas CC 2x1 2043 | CO2 | ATC | 2042 | AEP-KPCO | 0 | 0 | 0 | 0 | 0 | 0 | 122 | 2042 |  |  |  | REF | 0 | 0 | Real 2021 ¦ 12/22/2022 3:42:52 PM | Area 1001 Gas CC 2x1 2043
35380 | Area 1001 Gas CC 2x1 2043 | NOX | ATC | 2042 | AEP-KPCO | 0 | 0 | 0 | 0 | 0 | 0 | 0.00056 | 2042 |  |  |  | REF | 0 | 0 | Real 2021 ¦ 12/22/2022 3:42:52 PM | Area 1001 Gas CC 2x1 2043
35381 | Area 1001 Gas CC 2x1 2043 | SO2 | ATC | 2042 | AEP-KPCO | 0 | 0 | 0 | 0 | 0 | 0 | 0.00752 | 2042 |  |  |  | REF | 0 | 0 | Real 2021 ¦ 12/22/2022 3:42:52 PM | Area 1001 Gas CC 2x1 2043
35382 | Area 1001 Gas CC 1x1 2024 | CO2 | ATC | 2042 | AEP-KPCO | 1049173.875 | 1049173.875 | 0 | 14221.4609 | 14221.4609 | 0 | 122 | 2042 |  |  |  | REF | 0 | 0 | Real 2021 ¦ 12/22/2022 3:42:52 PM | Area 1001 Gas CC 1x1 2024
35383 | Area 1001 Gas CC 1x1 2024 | NOX | ATC | 2042 | AEP-KPCO | 4.8159 | 4.8159 | 0 | 0.20847 | 0.20847 | 0 | 0.00056 | 2042 |  |  |  | REF | 0 | 0 | Real 2021 ¦ 12/22/2022 3:42:52 PM | Area 1001 Gas CC 1x1 2024
35384 | Area 1001 Gas CC 1x1 2024 | SO2 | ATC | 2042 | AEP-KPCO | 64.6704 | 64.6704 | 0 | 0.26487 | 0.26487 | 0 | 0.00752 | 2042 |  |  |  | REF | 0 | 0 | Real 2021 ¦ 12/22/2022 3:42:52 PM | Area 1001 Gas CC 1x1 2024
35385 | Area 1001 Gas CC 1x1 2025 | CO2 | ATC | 2042 | AEP-KPCO | 1049127.875 | 1049127.875 | 0 | 14220.8379 | 14220.8379 | 0 | 122 | 2042 |  |  |  | REF | 0 | 0 | Real 2021 ¦ 12/22/2022 3:42:52 PM | Area 1001 Gas CC 1x1 2025
35386 | Area 1001 Gas CC 1x1 2025 | NOX | ATC | 2042 | AEP-KPCO | 4.8157 | 4.8157 | 0 | 0.20847 | 0.20847 | 0 | 0.00056 | 2042 |  |  |  | REF | 0 | 0 | Real 2021 ¦ 12/22/2022 3:42:52 PM | Area 1001 Gas CC 1x1 2025
35387 | Area 1001 Gas CC 1x1 2025 | SO2 | ATC | 2042 | AEP-KPCO | 64.6676 | 64.6676 | 0 | 0.26486 | 0.26486 | 0 | 0.00752 | 2042 |  |  |  | REF | 0 | 0 | Real 2021 ¦ 12/22/2022 3:42:52 PM | Area 1001 Gas CC 1x1 2025
35388 | Area 1001 Gas CC 1x1 2026 | CO2 | ATC | 2042 | AEP-KPCO | 1049127.875 | 1049127.875 | 0 | 14220.8379 | 14220.8379 | 0 | 122 | 2042 |  |  |  | REF | 0 | 0 | Real 2021 ¦ 12/22/2022 3:42:52 PM | Area 1001 Gas CC 1x1 2026
35389 | Area 1001 Gas CC 1x1 2026 | NOX | ATC | 2042 | AEP-KPCO | 4.8157 | 4.8157 | 0 | 0.20847 | 0.20847 | 0 | 0.00056 | 2042 |  |  |  | REF | 0 | 0 | Real 2021 ¦ 12/22/2022 3:42:52 PM | Area 1001 Gas CC 1x1 2026
35390 | Area 1001 Gas CC 1x1 2026 | SO2 | ATC | 2042 | AEP-KPCO | 64.6676 | 64.6676 | 0 | 0.26486 | 0.26486 | 0 | 0.00752 | 2042 |  |  |  | REF | 0 | 0 | Real 2021 ¦ 12/22/2022 3:42:52 PM | Area 1001 Gas CC 1x1 2026
35391 | Area 1001 Gas CC 1x1 2027 | CO2 | ATC | 2042 | AEP-KPCO | 1049661 | 1049661 | 0 | 14228.0645 | 14228.0645 | 0 | 122 | 2042 |  |  |  | REF | 0 | 0 | Real 2021 ¦ 12/22/2022 3:42:52 PM | Area 1001 Gas CC 1x1 2027
35392 | Area 1001 Gas CC 1x1 2027 | NOX | ATC | 2042 | AEP-KPCO | 4.8181 | 4.8181 | 0 | 0.20855 | 0.20855 | 0 | 0.00056 | 2042 |  |  |  | REF | 0 | 0 | Real 2021 ¦ 12/22/2022 3:42:52 PM | Area 1001 Gas CC 1x1 2027
35393 | Area 1001 Gas CC 1x1 2027 | SO2 | ATC | 2042 | AEP-KPCO | 64.7004 | 64.7004 | 0 | 0.265 | 0.265 | 0 | 0.00752 | 2042 |  |  |  | REF | 0 | 0 | Real 2021 ¦ 12/22/2022 3:42:52 PM | Area 1001 Gas CC 1x1 2027
35394 | Area 1001 Gas CC 1x1 2028 | CO2 | ATC | 2042 | AEP-KPCO | 1049127.875 | 1049127.875 | 0 | 14220.8379 | 14220.8379 | 0 | 122 | 2042 |  |  |  | REF | 0 | 0 | Real 2021 ¦ 12/22/2022 3:42:52 PM | Area 1001 Gas CC 1x1 2028
35395 | Area 1001 Gas CC 1x1 2028 | NOX | ATC | 2042 | AEP-KPCO | 4.8157 | 4.8157 | 0 | 0.20847 | 0.20847 | 0 | 0.00056 | 2042 |  |  |  | REF | 0 | 0 | Real 2021 ¦ 12/22/2022 3:42:52 PM | Area 1001 Gas CC 1x1 2028
35396 | Area 1001 Gas CC 1x1 2028 | SO2 | ATC | 2042 | AEP-KPCO | 64.6676 | 64.6676 | 0 | 0.26486 | 0.26486 | 0 | 0.00752 | 2042 |  |  |  | REF | 0 | 0 | Real 2021 ¦ 12/22/2022 3:42:52 PM | Area 1001 Gas CC 1x1 2028
35397 | Area 1001 Gas CC 1x1 2029 | CO2 | ATC | 2042 | AEP-KPCO | 1049127.875 | 1049127.875 | 0 | 14220.8379 | 14220.8379 | 0 | 122 | 2042 |  |  |  | REF | 0 | 0 | Real 2021 ¦ 12/22/2022 3:42:52 PM | Area 1001 Gas CC 1x1 2029
35398 | Area 1001 Gas CC 1x1 2029 | NOX | ATC | 2042 | AEP-KPCO | 4.8157 | 4.8157 | 0 | 0.20847 | 0.20847 | 0 | 0.00056 | 2042 |  |  |  | REF | 0 | 0 | Real 2021 ¦ 12/22/2022 3:42:52 PM | Area 1001 Gas CC 1x1 2029
35399 | Area 1001 Gas CC 1x1 2029 | SO2 | ATC | 2042 | AEP-KPCO | 64.6676 | 64.6676 | 0 | 0.26486 | 0.26486 | 0 | 0.00752 | 2042 |  |  |  | REF | 0 | 0 | Real 2021 ¦ 12/22/2022 3:42:52 PM | Area 1001 Gas CC 1x1 2029
35400 | Area 1001 Gas CC 1x1 2030 | CO2 | ATC | 2042 | AEP-KPCO | 1049127.875 | 1049127.875 | 0 | 14220.8379 | 14220.8379 | 0 | 122 | 2042 |  |  |  | REF | 0 | 0 | Real 2021 ¦ 12/22/2022 3:42:52 PM | Area 1001 Gas CC 1x1 2030
35401 | Area 1001 Gas CC 1x1 2030 | NOX | ATC | 2042 | AEP-KPCO | 4.8157 | 4.8157 | 0 | 0.20847 | 0.20847 | 0 | 0.00056 | 2042 |  |  |  | REF | 0 | 0 | Real 2021 ¦ 12/22/2022 3:42:52 PM | Area 1001 Gas CC 1x1 2030
35402 | Area 1001 Gas CC 1x1 2030 | SO2 | ATC | 2042 | AEP-KPCO | 64.6676 | 64.6676 | 0 | 0.26486 | 0.26486 | 0 | 0.00752 | 2042 |  |  |  | REF | 0 | 0 | Real 2021 ¦ 12/22/2022 3:42:52 PM | Area 1001 Gas CC 1x1 2030
35403 | Area 1001 Gas CC 1x1 2031 | CO2 | ATC | 2042 | AEP-KPCO | 1049127.875 | 1049127.875 | 0 | 14220.8379 | 14220.8379 | 0 | 122 | 2042 |  |  |  | REF | 0 | 0 | Real 2021 ¦ 12/22/2022 3:42:52 PM | Area 1001 Gas CC 1x1 2031
35404 | Area 1001 Gas CC 1x1 2031 | NOX | ATC | 2042 | AEP-KPCO | 4.8157 | 4.8157 | 0 | 0.20847 | 0.20847 | 0 | 0.00056 | 2042 |  |  |  | REF | 0 | 0 | Real 2021 ¦ 12/22/2022 3:42:52 PM | Area 1001 Gas CC 1x1 2031
35405 | Area 1001 Gas CC 1x1 2031 | SO2 | ATC | 2042 | AEP-KPCO | 64.6676 | 64.6676 | 0 | 0.26486 | 0.26486 | 0 | 0.00752 | 2042 |  |  |  | REF | 0 | 0 | Real 2021 ¦ 12/22/2022 3:42:52 PM | Area 1001 Gas CC 1x1 2031
35406 | Area 1001 Gas CC 1x1 2032 | CO2 | ATC | 2042 | AEP-KPCO | 1049180.125 | 1049180.125 | 0 | 14221.5459 | 14221.5459 | 0 | 122 | 2042 |  |  |  | REF | 0 | 0 | Real 2021 ¦ 12/22/2022 3:42:52 PM | Area 1001 Gas CC 1x1 2032
35407 | Area 1001 Gas CC 1x1 2032 | NOX | ATC | 2042 | AEP-KPCO | 4.8159 | 4.8159 | 0 | 0.20847 | 0.20847 | 0 | 0.00056 | 2042 |  |  |  | REF | 0 | 0 | Real 2021 ¦ 12/22/2022 3:42:52 PM | Area 1001 Gas CC 1x1 2032
35408 | Area 1001 Gas CC 1x1 2032 | SO2 | ATC | 2042 | AEP-KPCO | 64.6708 | 64.6708 | 0 | 0.26488 | 0.26488 | 0 | 0.00752 | 2042 |  |  |  | REF | 0 | 0 | Real 2021 ¦ 12/22/2022 3:42:52 PM | Area 1001 Gas CC 1x1 2032
35409 | Area 1001 Gas CC 1x1 2033 | CO2 | ATC | 2042 | AEP-KPCO | 1049127.875 | 1049127.875 | 0 | 14220.8379 | 14220.8379 | 0 | 122 | 2042 |  |  |  | REF | 0 | 0 | Real 2021 ¦ 12/22/2022 3:42:52 PM | Area 1001 Gas CC 1x1 2033
35410 | Area 1001 Gas CC 1x1 2033 | NOX | ATC | 2042 | AEP-KPCO | 4.8157 | 4.8157 | 0 | 0.20847 | 0.20847 | 0 | 0.00056 | 2042 |  |  |  | REF | 0 | 0 | Real 2021 ¦ 12/22/2022 3:42:52 PM | Area 1001 Gas CC 1x1 2033
35411 | Area 1001 Gas CC 1x1 2033 | SO2 | ATC | 2042 | AEP-KPCO | 64.6676 | 64.6676 | 0 | 0.26486 | 0.26486 | 0 | 0.00752 | 2042 |  |  |  | REF | 0 | 0 | Real 2021 ¦ 12/22/2022 3:42:52 PM | Area 1001 Gas CC 1x1 2033
35412 | Area 1001 Gas CC 1x1 2034 | CO2 | ATC | 2042 | AEP-KPCO | 1049127.875 | 1049127.875 | 0 | 14220.8379 | 14220.8379 | 0 | 122 | 2042 |  |  |  | REF | 0 | 0 | Real 2021 ¦ 12/22/2022 3:42:52 PM | Area 1001 Gas CC 1x1 2034
35413 | Area 1001 Gas CC 1x1 2034 | NOX | ATC | 2042 | AEP-KPCO | 4.8157 | 4.8157 | 0 | 0.20847 | 0.20847 | 0 | 0.00056 | 2042 |  |  |  | REF | 0 | 0 | Real 2021 ¦ 12/22/2022 3:42:52 PM | Area 1001 Gas CC 1x1 2034
35414 | Area 1001 Gas CC 1x1 2034 | SO2 | ATC | 2042 | AEP-KPCO | 64.6676 | 64.6676 | 0 | 0.26486 | 0.26486 | 0 | 0.00752 | 2042 |  |  |  | REF | 0 | 0 | Real 2021 ¦ 12/22/2022 3:42:52 PM | Area 1001 Gas CC 1x1 2034
35415 | Area 1001 Gas CC 1x1 2035 | CO2 | ATC | 2042 | AEP-KPCO | 1049311.625 | 1049311.625 | 0 | 14223.3281 | 14223.3281 | 0 | 122 | 2042 |  |  |  | REF | 0 | 0 | Real 2021 ¦ 12/22/2022 3:42:52 PM | Area 1001 Gas CC 1x1 2035
35416 | Area 1001 Gas CC 1x1 2035 | NOX | ATC | 2042 | AEP-KPCO | 4.8165 | 4.8165 | 0 | 0.20847 | 0.20847 | 0 | 0.00056 | 2042 |  |  |  | REF | 0 | 0 | Real 2021 ¦ 12/22/2022 3:42:52 PM | Area 1001 Gas CC 1x1 2035
35417 | Area 1001 Gas CC 1x1 2035 | SO2 | ATC | 2042 | AEP-KPCO | 64.6789 | 64.6789 | 0 | 0.26491 | 0.26491 | 0 | 0.00752 | 2042 |  |  |  | REF | 0 | 0 | Real 2021 ¦ 12/22/2022 3:42:52 PM | Area 1001 Gas CC 1x1 2035
35418 | Area 1001 Gas CC 1x1 2036 | CO2 | ATC | 2042 | AEP-KPCO | 1044705.9375 | 1044705.9375 | 0 | 14160.8984 | 14160.8984 | 0 | 122 | 2042 |  |  |  | REF | 0 | 0 | Real 2021 ¦ 12/22/2022 3:42:52 PM | Area 1001 Gas CC 1x1 2036
35419 | Area 1001 Gas CC 1x1 2036 | NOX | ATC | 2042 | AEP-KPCO | 4.7954 | 4.7954 | 0 | 0.20802 | 0.20802 | 0 | 0.00056 | 2042 |  |  |  | REF | 0 | 0 | Real 2021 ¦ 12/22/2022 3:42:52 PM | Area 1001 Gas CC 1x1 2036
35420 | Area 1001 Gas CC 1x1 2036 | SO2 | ATC | 2042 | AEP-KPCO | 64.395 | 64.395 | 0 | 0.26375 | 0.26375 | 0 | 0.00752 | 2042 |  |  |  | REF | 0 | 0 | Real 2021 ¦ 12/22/2022 3:42:52 PM | Area 1001 Gas CC 1x1 2036
35421 | Area 1001 Gas CC 1x1 2037 | CO2 | ATC | 2042 | AEP-KPCO | 1049127.875 | 1049127.875 | 0 | 14220.8379 | 14220.8379 | 0 | 122 | 2042 |  |  |  | REF | 0 | 0 | Real 2021 ¦ 12/22/2022 3:42:52 PM | Area 1001 Gas CC 1x1 2037
35422 | Area 1001 Gas CC 1x1 2037 | NOX | ATC | 2042 | AEP-KPCO | 4.8157 | 4.8157 | 0 | 0.20847 | 0.20847 | 0 | 0.00056 | 2042 |  |  |  | REF | 0 | 0 | Real 2021 ¦ 12/22/2022 3:42:52 PM | Area 1001 Gas CC 1x1 2037
35423 | Area 1001 Gas CC 1x1 2037 | SO2 | ATC | 2042 | AEP-KPCO | 64.6676 | 64.6676 | 0 | 0.26486 | 0.26486 | 0 | 0.00752 | 2042 |  |  |  | REF | 0 | 0 | Real 2021 ¦ 12/22/2022 3:42:52 PM | Area 1001 Gas CC 1x1 2037
35424 | Area 1001 Gas CC 1x1 2038 | CO2 | ATC | 2042 | AEP-KPCO | 1049651.75 | 1049651.75 | 0 | 14227.9385 | 14227.9385 | 0 | 122 | 2042 |  |  |  | REF | 0 | 0 | Real 2021 ¦ 12/22/2022 3:42:52 PM | Area 1001 Gas CC 1x1 2038
35425 | Area 1001 Gas CC 1x1 2038 | NOX | ATC | 2042 | AEP-KPCO | 4.8181 | 4.8181 | 0 | 0.20848 | 0.20848 | 0 | 0.00056 | 2042 |  |  |  | REF | 0 | 0 | Real 2021 ¦ 12/22/2022 3:42:52 PM | Area 1001 Gas CC 1x1 2038
35426 | Area 1001 Gas CC 1x1 2038 | SO2 | ATC | 2042 | AEP-KPCO | 64.6998 | 64.6998 | 0 | 0.26499 | 0.26499 | 0 | 0.00752 | 2042 |  |  |  | REF | 0 | 0 | Real 2021 ¦ 12/22/2022 3:42:52 PM | Area 1001 Gas CC 1x1 2038
35427 | Area 1001 Gas CC 1x1 2039 | CO2 | ATC | 2042 | AEP-KPCO | 1049700.5 | 1049700.5 | 0 | 14228.5996 | 14228.5996 | 0 | 122 | 2042 |  |  |  | REF | 0 | 0 | Real 2021 ¦ 12/22/2022 3:42:52 PM | Area 1001 Gas CC 1x1 2039
35428 | Area 1001 Gas CC 1x1 2039 | NOX | ATC | 2042 | AEP-KPCO | 4.8183 | 4.8183 | 0 | 0.20848 | 0.20848 | 0 | 0.00056 | 2042 |  |  |  | REF | 0 | 0 | Real 2021 ¦ 12/22/2022 3:42:52 PM | Area 1001 Gas CC 1x1 2039
35429 | Area 1001 Gas CC 1x1 2039 | SO2 | ATC | 2042 | AEP-KPCO | 64.7029 | 64.7029 | 0 | 0.26501 | 0.26501 | 0 | 0.00752 | 2042 |  |  |  | REF | 0 | 0 | Real 2021 ¦ 12/22/2022 3:42:52 PM | Area 1001 Gas CC 1x1 2039
35430 | Area 1001 Gas CC 1x1 2040 | CO2 | ATC | 2042 | AEP-KPCO | 1049127.875 | 1049127.875 | 0 | 14220.8379 | 14220.8379 | 0 | 122 | 2042 |  |  |  | REF | 0 | 0 | Real 2021 ¦ 12/22/2022 3:42:52 PM | Area 1001 Gas CC 1x1 2040
35431 | Area 1001 Gas CC 1x1 2040 | NOX | ATC | 2042 | AEP-KPCO | 4.8157 | 4.8157 | 0 | 0.20847 | 0.20847 | 0 | 0.00056 | 2042 |  |  |  | REF | 0 | 0 | Real 2021 ¦ 12/22/2022 3:42:52 PM | Area 1001 Gas CC 1x1 2040
35432 | Area 1001 Gas CC 1x1 2040 | SO2 | ATC | 2042 | AEP-KPCO | 64.6676 | 64.6676 | 0 | 0.26486 | 0.26486 | 0 | 0.00752 | 2042 |  |  |  | REF | 0 | 0 | Real 2021 ¦ 12/22/2022 3:42:52 PM | Area 1001 Gas CC 1x1 2040
35433 | Area 1001 Gas CC 1x1 2041 | CO2 | ATC | 2042 | AEP-KPCO | 1049700.5 | 1049700.5 | 0 | 14228.5996 | 14228.5996 | 0 | 122 | 2042 |  |  |  | REF | 0 | 0 | Real 2021 ¦ 12/22/2022 3:42:52 PM | Area 1001 Gas CC 1x1 2041
35434 | Area 1001 Gas CC 1x1 2041 | NOX | ATC | 2042 | AEP-KPCO | 4.8183 | 4.8183 | 0 | 0.20848 | 0.20848 | 0 | 0.00056 | 2042 |  |  |  | REF | 0 | 0 | Real 2021 ¦ 12/22/2022 3:42:52 PM | Area 1001 Gas CC 1x1 2041
35435 | Area 1001 Gas CC 1x1 2041 | SO2 | ATC | 2042 | AEP-KPCO | 64.7029 | 64.7029 | 0 | 0.26501 | 0.26501 | 0 | 0.00752 | 2042 |  |  |  | REF | 0 | 0 | Real 2021 ¦ 12/22/2022 3:42:52 PM | Area 1001 Gas CC 1x1 2041
35436 | Area 1001 Gas CC 1x1 2042 | CO2 | ATC | 2042 | AEP-KPCO | 1049127.875 | 1049127.875 | 0 | 14220.8379 | 14220.8379 | 0 | 122 | 2042 |  |  |  | REF | 0 | 0 | Real 2021 ¦ 12/22/2022 3:42:52 PM | Area 1001 Gas CC 1x1 2042
35437 | Area 1001 Gas CC 1x1 2042 | NOX | ATC | 2042 | AEP-KPCO | 4.8157 | 4.8157 | 0 | 0.20847 | 0.20847 | 0 | 0.00056 | 2042 |  |  |  | REF | 0 | 0 | Real 2021 ¦ 12/22/2022 3:42:52 PM | Area 1001 Gas CC 1x1 2042
35438 | Area 1001 Gas CC 1x1 2042 | SO2 | ATC | 2042 | AEP-KPCO | 64.6676 | 64.6676 | 0 | 0.26486 | 0.26486 | 0 | 0.00752 | 2042 |  |  |  | REF | 0 | 0 | Real 2021 ¦ 12/22/2022 3:42:52 PM | Area 1001 Gas CC 1x1 2042
35439 | Area 1001 Gas CC 1x1 2043 | CO2 | ATC | 2042 | AEP-KPCO | 0 | 0 | 0 | 0 | 0 | 0 | 122 | 2042 |  |  |  | REF | 0 | 0 | Real 2021 ¦ 12/22/2022 3:42:52 PM | Area 1001 Gas CC 1x1 2043
35440 | Area 1001 Gas CC 1x1 2043 | NOX | ATC | 2042 | AEP-KPCO | 0 | 0 | 0 | 0 | 0 | 0 | 0.00056 | 2042 |  |  |  | REF | 0 | 0 | Real 2021 ¦ 12/22/2022 3:42:52 PM | Area 1001 Gas CC 1x1 2043
35441 | Area 1001 Gas CC 1x1 2043 | SO2 | ATC | 2042 | AEP-KPCO | 0 | 0 | 0 | 0 | 0 | 0 | 0.00752 | 2042 |  |  |  | REF | 0 | 0 | Real 2021 ¦ 12/22/2022 3:42:52 PM | Area 1001 Gas CC 1x1 2043
35442 | Area 1001 Gas CT 2023 | CO2 | ATC | 2042 | AEP-KPCO | 395420.1562 | 395420.1562 | 0 | 5359.8862 | 5359.8862 | 0 | 122 | 2042 |  |  |  | REF | 0 | 0 | Real 2021 ¦ 12/22/2022 3:42:52 PM | Area 1001 Gas CT 2023
35443 | Area 1001 Gas CT 2023 | NOX | ATC | 2042 | AEP-KPCO | 1.815 | 1.815 | 0 | 0.094395 | 0.094395 | 0 | 0.00056 | 2042 |  |  |  | REF | 0 | 0 | Real 2021 ¦ 12/22/2022 3:42:52 PM | Area 1001 Gas CT 2023
35444 | Area 1001 Gas CT 2023 | SO2 | ATC | 2042 | AEP-KPCO | 24.3734 | 24.3734 | 0 | 0.099828 | 0.099828 | 0 | 0.00752 | 2042 |  |  |  | REF | 0 | 0 | Real 2021 ¦ 12/22/2022 3:42:52 PM | Area 1001 Gas CT 2023
35445 | Area 1001 Gas CT 2024 | CO2 | ATC | 2042 | AEP-KPCO | 395647.875 | 395647.875 | 0 | 5362.9727 | 5362.9727 | 0 | 122 | 2042 |  |  |  | REF | 0 | 0 | Real 2021 ¦ 12/22/2022 3:42:52 PM | Area 1001 Gas CT 2024
35446 | Area 1001 Gas CT 2024 | NOX | ATC | 2042 | AEP-KPCO | 1.8161 | 1.8161 | 0 | 0.094365 | 0.094365 | 0 | 0.00056 | 2042 |  |  |  | REF | 0 | 0 | Real 2021 ¦ 12/22/2022 3:42:52 PM | Area 1001 Gas CT 2024
35447 | Area 1001 Gas CT 2024 | SO2 | ATC | 2042 | AEP-KPCO | 24.3875 | 24.3875 | 0 | 0.099885 | 0.099885 | 0 | 0.00752 | 2042 |  |  |  | REF | 0 | 0 | Real 2021 ¦ 12/22/2022 3:42:52 PM | Area 1001 Gas CT 2024
35448 | Area 1001 Gas CT 2025 | CO2 | ATC | 2042 | AEP-KPCO | 394114.5938 | 394114.5938 | 0 | 5342.189 | 5342.189 | 0 | 122 | 2042 |  |  |  | REF | 0 | 0 | Real 2021 ¦ 12/22/2022 3:42:52 PM | Area 1001 Gas CT 2025
35449 | Area 1001 Gas CT 2025 | NOX | ATC | 2042 | AEP-KPCO | 1.8091 | 1.8091 | 0 | 0.094627 | 0.094627 | 0 | 0.00056 | 2042 |  |  |  | REF | 0 | 0 | Real 2021 ¦ 12/22/2022 3:42:52 PM | Area 1001 Gas CT 2025
35450 | Area 1001 Gas CT 2025 | SO2 | ATC | 2042 | AEP-KPCO | 24.293 | 24.293 | 0 | 0.099498 | 0.099498 | 0 | 0.00752 | 2042 |  |  |  | REF | 0 | 0 | Real 2021 ¦ 12/22/2022 3:42:52 PM | Area 1001 Gas CT 2025
35451 | Area 1001 Gas CT 2026 | CO2 | ATC | 2042 | AEP-KPCO | 397684.2812 | 397684.2812 | 0 | 5390.5757 | 5390.5757 | 0 | 122 | 2042 |  |  |  | REF | 0 | 0 | Real 2021 ¦ 12/22/2022 3:42:52 PM | Area 1001 Gas CT 2026
35452 | Area 1001 Gas CT 2026 | NOX | ATC | 2042 | AEP-KPCO | 1.8254 | 1.8254 | 0 | 0.094411 | 0.094411 | 0 | 0.00056 | 2042 |  |  |  | REF | 0 | 0 | Real 2021 ¦ 12/22/2022 3:42:52 PM | Area 1001 Gas CT 2026
35453 | Area 1001 Gas CT 2026 | SO2 | ATC | 2042 | AEP-KPCO | 24.513 | 24.513 | 0 | 0.1004 | 0.1004 | 0 | 0.00752 | 2042 |  |  |  | REF | 0 | 0 | Real 2021 ¦ 12/22/2022 3:42:52 PM | Area 1001 Gas CT 2026
35454 | Area 1001 Gas CT 2027 | CO2 | ATC | 2042 | AEP-KPCO | 393535.625 | 393535.625 | 0 | 5334.3413 | 5334.3413 | 0 | 122 | 2042 |  |  |  | REF | 0 | 0 | Real 2021 ¦ 12/22/2022 3:42:52 PM | Area 1001 Gas CT 2027
35455 | Area 1001 Gas CT 2027 | NOX | ATC | 2042 | AEP-KPCO | 1.8064 | 1.8064 | 0 | 0.094371 | 0.094371 | 0 | 0.00056 | 2042 |  |  |  | REF | 0 | 0 | Real 2021 ¦ 12/22/2022 3:42:52 PM | Area 1001 Gas CT 2027
35456 | Area 1001 Gas CT 2027 | SO2 | ATC | 2042 | AEP-KPCO | 24.2573 | 24.2573 | 0 | 0.099352 | 0.099352 | 0 | 0.00752 | 2042 |  |  |  | REF | 0 | 0 | Real 2021 ¦ 12/22/2022 3:42:52 PM | Area 1001 Gas CT 2027
35457 | Area 1001 Gas CT 2028 | CO2 | ATC | 2042 | AEP-KPCO | 395874 | 395874 | 0 | 5366.0381 | 5366.0381 | 0 | 122 | 2042 |  |  |  | REF | 0 | 0 | Real 2021 ¦ 12/22/2022 3:42:52 PM | Area 1001 Gas CT 2028
35458 | Area 1001 Gas CT 2028 | NOX | ATC | 2042 | AEP-KPCO | 1.8171 | 1.8171 | 0 | 0.09437 | 0.09437 | 0 | 0.00056 | 2042 |  |  |  | REF | 0 | 0 | Real 2021 ¦ 12/22/2022 3:42:52 PM | Area 1001 Gas CT 2028
35459 | Area 1001 Gas CT 2028 | SO2 | ATC | 2042 | AEP-KPCO | 24.4014 | 24.4014 | 0 | 0.099942 | 0.099942 | 0 | 0.00752 | 2042 |  |  |  | REF | 0 | 0 | Real 2021 ¦ 12/22/2022 3:42:52 PM | Area 1001 Gas CT 2028
35460 | Area 1001 Gas CT 2029 | CO2 | ATC | 2042 | AEP-KPCO | 393408.5 | 393408.5 | 0 | 5332.6182 | 5332.6182 | 0 | 122 | 2042 |  |  |  | REF | 0 | 0 | Real 2021 ¦ 12/22/2022 3:42:52 PM | Area 1001 Gas CT 2029
35461 | Area 1001 Gas CT 2029 | NOX | ATC | 2042 | AEP-KPCO | 1.8058 | 1.8058 | 0 | 0.094314 | 0.094314 | 0 | 0.00056 | 2042 |  |  |  | REF | 0 | 0 | Real 2021 ¦ 12/22/2022 3:42:52 PM | Area 1001 Gas CT 2029
35462 | Area 1001 Gas CT 2029 | SO2 | ATC | 2042 | AEP-KPCO | 24.2494 | 24.2494 | 0 | 0.09932 | 0.09932 | 0 | 0.00752 | 2042 |  |  |  | REF | 0 | 0 | Real 2021 ¦ 12/22/2022 3:42:52 PM | Area 1001 Gas CT 2029
35463 | Area 1001 Gas CT 2030 | CO2 | ATC | 2042 | AEP-KPCO | 393534.9375 | 393534.9375 | 0 | 5334.332 | 5334.332 | 0 | 122 | 2042 |  |  |  | REF | 0 | 0 | Real 2021 ¦ 12/22/2022 3:42:52 PM | Area 1001 Gas CT 2030
35464 | Area 1001 Gas CT 2030 | NOX | ATC | 2042 | AEP-KPCO | 1.8064 | 1.8064 | 0 | 0.09437 | 0.09437 | 0 | 0.00056 | 2042 |  |  |  | REF | 0 | 0 | Real 2021 ¦ 12/22/2022 3:42:52 PM | Area 1001 Gas CT 2030
35465 | Area 1001 Gas CT 2030 | SO2 | ATC | 2042 | AEP-KPCO | 24.2572 | 24.2572 | 0 | 0.099352 | 0.099352 | 0 | 0.00752 | 2042 |  |  |  | REF | 0 | 0 | Real 2021 ¦ 12/22/2022 3:42:52 PM | Area 1001 Gas CT 2030
35466 | Area 1001 Gas CT 2031 | CO2 | ATC | 2042 | AEP-KPCO | 395251.4062 | 395251.4062 | 0 | 5357.5986 | 5357.5986 | 0 | 122 | 2042 |  |  |  | REF | 0 | 0 | Real 2021 ¦ 12/22/2022 3:42:52 PM | Area 1001 Gas CT 2031
35467 | Area 1001 Gas CT 2031 | NOX | ATC | 2042 | AEP-KPCO | 1.8143 | 1.8143 | 0 | 0.095031 | 0.095031 | 0 | 0.00056 | 2042 |  |  |  | REF | 0 | 0 | Real 2021 ¦ 12/22/2022 3:42:52 PM | Area 1001 Gas CT 2031
35468 | Area 1001 Gas CT 2031 | SO2 | ATC | 2042 | AEP-KPCO | 24.363 | 24.363 | 0 | 0.099785 | 0.099785 | 0 | 0.00752 | 2042 |  |  |  | REF | 0 | 0 | Real 2021 ¦ 12/22/2022 3:42:52 PM | Area 1001 Gas CT 2031
35469 | Area 1001 Gas CT 2032 | CO2 | ATC | 2042 | AEP-KPCO | 393408.5 | 393408.5 | 0 | 5332.6182 | 5332.6182 | 0 | 122 | 2042 |  |  |  | REF | 0 | 0 | Real 2021 ¦ 12/22/2022 3:42:52 PM | Area 1001 Gas CT 2032
35470 | Area 1001 Gas CT 2032 | NOX | ATC | 2042 | AEP-KPCO | 1.8058 | 1.8058 | 0 | 0.094314 | 0.094314 | 0 | 0.00056 | 2042 |  |  |  | REF | 0 | 0 | Real 2021 ¦ 12/22/2022 3:42:52 PM | Area 1001 Gas CT 2032
35471 | Area 1001 Gas CT 2032 | SO2 | ATC | 2042 | AEP-KPCO | 24.2494 | 24.2494 | 0 | 0.09932 | 0.09932 | 0 | 0.00752 | 2042 |  |  |  | REF | 0 | 0 | Real 2021 ¦ 12/22/2022 3:42:52 PM | Area 1001 Gas CT 2032
35472 | Area 1001 Gas CT 2033 | CO2 | ATC | 2042 | AEP-KPCO | 394204.0625 | 394204.0625 | 0 | 5343.4023 | 5343.4023 | 0 | 122 | 2042 |  |  |  | REF | 0 | 0 | Real 2021 ¦ 12/22/2022 3:42:52 PM | Area 1001 Gas CT 2033
35473 | Area 1001 Gas CT 2033 | NOX | ATC | 2042 | AEP-KPCO | 1.8095 | 1.8095 | 0 | 0.094332 | 0.094332 | 0 | 0.00056 | 2042 |  |  |  | REF | 0 | 0 | Real 2021 ¦ 12/22/2022 3:42:52 PM | Area 1001 Gas CT 2033
35474 | Area 1001 Gas CT 2033 | SO2 | ATC | 2042 | AEP-KPCO | 24.2985 | 24.2985 | 0 | 0.099521 | 0.099521 | 0 | 0.00752 | 2042 |  |  |  | REF | 0 | 0 | Real 2021 ¦ 12/22/2022 3:42:52 PM | Area 1001 Gas CT 2033
35475 | Area 1001 Gas CT 2034 | CO2 | ATC | 2042 | AEP-KPCO | 396362.4688 | 396362.4688 | 0 | 5372.6587 | 5372.6587 | 0 | 122 | 2042 |  |  |  | REF | 0 | 0 | Real 2021 ¦ 12/22/2022 3:42:52 PM | Area 1001 Gas CT 2034
35476 | Area 1001 Gas CT 2034 | NOX | ATC | 2042 | AEP-KPCO | 1.8194 | 1.8194 | 0 | 0.09527 | 0.09527 | 0 | 0.00056 | 2042 |  |  |  | REF | 0 | 0 | Real 2021 ¦ 12/22/2022 3:42:52 PM | Area 1001 Gas CT 2034
35477 | Area 1001 Gas CT 2034 | SO2 | ATC | 2042 | AEP-KPCO | 24.4315 | 24.4315 | 0 | 0.10007 | 0.10007 | 0 | 0.00752 | 2042 |  |  |  | REF | 0 | 0 | Real 2021 ¦ 12/22/2022 3:42:52 PM | Area 1001 Gas CT 2034
35478 | Area 1001 Gas CT 2035 | CO2 | ATC | 2042 | AEP-KPCO | 393521.6875 | 393521.6875 | 0 | 5334.1523 | 5334.1523 | 0 | 122 | 2042 |  |  |  | REF | 0 | 0 | Real 2021 ¦ 12/22/2022 3:42:52 PM | Area 1001 Gas CT 2035
35479 | Area 1001 Gas CT 2035 | NOX | ATC | 2042 | AEP-KPCO | 1.8063 | 1.8063 | 0 | 0.094317 | 0.094317 | 0 | 0.00056 | 2042 |  |  |  | REF | 0 | 0 | Real 2021 ¦ 12/22/2022 3:42:52 PM | Area 1001 Gas CT 2035
35480 | Area 1001 Gas CT 2035 | SO2 | ATC | 2042 | AEP-KPCO | 24.2564 | 24.2564 | 0 | 0.099348 | 0.099348 | 0 | 0.00752 | 2042 |  |  |  | REF | 0 | 0 | Real 2021 ¦ 12/22/2022 3:42:52 PM | Area 1001 Gas CT 2035
35481 | Area 1001 Gas CT 2036 | CO2 | ATC | 2042 | AEP-KPCO | 395948.5625 | 395948.5625 | 0 | 5367.0483 | 5367.0483 | 0 | 122 | 2042 |  |  |  | REF | 0 | 0 | Real 2021 ¦ 12/22/2022 3:42:52 PM | Area 1001 Gas CT 2036
35482 | Area 1001 Gas CT 2036 | NOX | ATC | 2042 | AEP-KPCO | 1.8175 | 1.8175 | 0 | 0.094678 | 0.094678 | 0 | 0.00056 | 2042 |  |  |  | REF | 0 | 0 | Real 2021 ¦ 12/22/2022 3:42:52 PM | Area 1001 Gas CT 2036
35483 | Area 1001 Gas CT 2036 | SO2 | ATC | 2042 | AEP-KPCO | 24.406 | 24.406 | 0 | 0.099961 | 0.099961 | 0 | 0.00752 | 2042 |  |  |  | REF | 0 | 0 | Real 2021 ¦ 12/22/2022 3:42:52 PM | Area 1001 Gas CT 2036
35484 | Area 1001 Gas CT 2037 | CO2 | ATC | 2042 | AEP-KPCO | 393629.9062 | 393629.9062 | 0 | 5335.6191 | 5335.6191 | 0 | 122 | 2042 |  |  |  | REF | 0 | 0 | Real 2021 ¦ 12/22/2022 3:42:52 PM | Area 1001 Gas CT 2037
35485 | Area 1001 Gas CT 2037 | NOX | ATC | 2042 | AEP-KPCO | 1.8068 | 1.8068 | 0 | 0.09438 | 0.09438 | 0 | 0.00056 | 2042 |  |  |  | REF | 0 | 0 | Real 2021 ¦ 12/22/2022 3:42:52 PM | Area 1001 Gas CT 2037
35486 | Area 1001 Gas CT 2037 | SO2 | ATC | 2042 | AEP-KPCO | 24.2631 | 24.2631 | 0 | 0.099376 | 0.099376 | 0 | 0.00752 | 2042 |  |  |  | REF | 0 | 0 | Real 2021 ¦ 12/22/2022 3:42:52 PM | Area 1001 Gas CT 2037
35487 | Area 1001 Gas CT 2038 | CO2 | ATC | 2042 | AEP-KPCO | 394734.6562 | 394734.6562 | 0 | 5350.5942 | 5350.5942 | 0 | 122 | 2042 |  |  |  | REF | 0 | 0 | Real 2021 ¦ 12/22/2022 3:42:52 PM | Area 1001 Gas CT 2038
35488 | Area 1001 Gas CT 2038 | NOX | ATC | 2042 | AEP-KPCO | 1.8119 | 1.8119 | 0 | 0.094596 | 0.094596 | 0 | 0.00056 | 2042 |  |  |  | REF | 0 | 0 | Real 2021 ¦ 12/22/2022 3:42:52 PM | Area 1001 Gas CT 2038
35489 | Area 1001 Gas CT 2038 | SO2 | ATC | 2042 | AEP-KPCO | 24.3312 | 24.3312 | 0 | 0.099655 | 0.099655 | 0 | 0.00752 | 2042 |  |  |  | REF | 0 | 0 | Real 2021 ¦ 12/22/2022 3:42:52 PM | Area 1001 Gas CT 2038
35490 | Area 1001 Gas CT 2039 | CO2 | ATC | 2042 | AEP-KPCO | 395611.3125 | 395611.3125 | 0 | 5362.4771 | 5362.4771 | 0 | 122 | 2042 |  |  |  | REF | 0 | 0 | Real 2021 ¦ 12/22/2022 3:42:52 PM | Area 1001 Gas CT 2039
35491 | Area 1001 Gas CT 2039 | NOX | ATC | 2042 | AEP-KPCO | 1.8159 | 1.8159 | 0 | 0.09529 | 0.09529 | 0 | 0.00056 | 2042 |  |  |  | REF | 0 | 0 | Real 2021 ¦ 12/22/2022 3:42:52 PM | Area 1001 Gas CT 2039
35492 | Area 1001 Gas CT 2039 | SO2 | ATC | 2042 | AEP-KPCO | 24.3852 | 24.3852 | 0 | 0.099876 | 0.099876 | 0 | 0.00752 | 2042 |  |  |  | REF | 0 | 0 | Real 2021 ¦ 12/22/2022 3:42:52 PM | Area 1001 Gas CT 2039
35493 | Area 1001 Gas CT 2040 | CO2 | ATC | 2042 | AEP-KPCO | 394412.2812 | 394412.2812 | 0 | 5346.2241 | 5346.2241 | 0 | 122 | 2042 |  |  |  | REF | 0 | 0 | Real 2021 ¦ 12/22/2022 3:42:52 PM | Area 1001 Gas CT 2040
35494 | Area 1001 Gas CT 2040 | NOX | ATC | 2042 | AEP-KPCO | 1.8104 | 1.8104 | 0 | 0.09449 | 0.09449 | 0 | 0.00056 | 2042 |  |  |  | REF | 0 | 0 | Real 2021 ¦ 12/22/2022 3:42:52 PM | Area 1001 Gas CT 2040
35495 | Area 1001 Gas CT 2040 | SO2 | ATC | 2042 | AEP-KPCO | 24.3113 | 24.3113 | 0 | 0.099573 | 0.099573 | 0 | 0.00752 | 2042 |  |  |  | REF | 0 | 0 | Real 2021 ¦ 12/22/2022 3:42:52 PM | Area 1001 Gas CT 2040
35496 | Area 1001 Gas CT 2041 | CO2 | ATC | 2042 | AEP-KPCO | 395341.6875 | 395341.6875 | 0 | 5358.8223 | 5358.8223 | 0 | 122 | 2042 |  |  |  | REF | 0 | 0 | Real 2021 ¦ 12/22/2022 3:42:52 PM | Area 1001 Gas CT 2041
35497 | Area 1001 Gas CT 2041 | NOX | ATC | 2042 | AEP-KPCO | 1.8147 | 1.8147 | 0 | 0.09448 | 0.09448 | 0 | 0.00056 | 2042 |  |  |  | REF | 0 | 0 | Real 2021 ¦ 12/22/2022 3:42:52 PM | Area 1001 Gas CT 2041
35498 | Area 1001 Gas CT 2041 | SO2 | ATC | 2042 | AEP-KPCO | 24.3686 | 24.3686 | 0 | 0.099808 | 0.099808 | 0 | 0.00752 | 2042 |  |  |  | REF | 0 | 0 | Real 2021 ¦ 12/22/2022 3:42:52 PM | Area 1001 Gas CT 2041
35499 | Area 1001 Gas CT 2042 | CO2 | ATC | 2042 | AEP-KPCO | 397623.5625 | 397623.5625 | 0 | 5389.7529 | 5389.7529 | 0 | 122 | 2042 |  |  |  | REF | 0 | 0 | Real 2021 ¦ 12/22/2022 3:42:52 PM | Area 1001 Gas CT 2042
35500 | Area 1001 Gas CT 2042 | NOX | ATC | 2042 | AEP-KPCO | 1.8252 | 1.8252 | 0 | 0.095242 | 0.095242 | 0 | 0.00056 | 2042 |  |  |  | REF | 0 | 0 | Real 2021 ¦ 12/22/2022 3:42:52 PM | Area 1001 Gas CT 2042
35501 | Area 1001 Gas CT 2042 | SO2 | ATC | 2042 | AEP-KPCO | 24.5093 | 24.5093 | 0 | 0.10038 | 0.10038 | 0 | 0.00752 | 2042 |  |  |  | REF | 0 | 0 | Real 2021 ¦ 12/22/2022 3:42:52 PM | Area 1001 Gas CT 2042
35502 | Area 1001 Gas CT 2043 | CO2 | ATC | 2042 | AEP-KPCO | 0 | 0 | 0 | 0 | 0 | 0 | 122 | 2042 |  |  |  | REF | 0 | 0 | Real 2021 ¦ 12/22/2022 3:42:52 PM | Area 1001 Gas CT 2043
35503 | Area 1001 Gas CT 2043 | NOX | ATC | 2042 | AEP-KPCO | 0 | 0 | 0 | 0 | 0 | 0 | 0.00056 | 2042 |  |  |  | REF | 0 | 0 | Real 2021 ¦ 12/22/2022 3:42:52 PM | Area 1001 Gas CT 2043
35504 | Area 1001 Gas CT 2043 | SO2 | ATC | 2042 | AEP-KPCO | 0 | 0 | 0 | 0 | 0 | 0 | 0.00752 | 2042 |  |  |  | REF | 0 | 0 | Real 2021 ¦ 12/22/2022 3:42:52 PM | Area 1001 Gas CT 2043
35505 | Area 1001 Gas Aero CT 2023 | CO2 | ATC | 2042 | AEP-KPCO | 138945.2812 | 138945.2812 | 0 | 1883.3914 | 1883.3914 | 0 | 122 | 2042 |  |  |  | REF | 0 | 0 | Real 2021 ¦ 12/22/2022 3:42:52 PM | Area 1001 Gas Aero CT 2023
35506 | Area 1001 Gas Aero CT 2023 | NOX | ATC | 2042 | AEP-KPCO | 0.63778 | 0.63778 | 0 | 0.031815 | 0.031815 | 0 | 0.00056 | 2042 |  |  |  | REF | 0 | 0 | Real 2021 ¦ 12/22/2022 3:42:52 PM | Area 1001 Gas Aero CT 2023
35507 | Area 1001 Gas Aero CT 2023 | SO2 | ATC | 2042 | AEP-KPCO | 8.5645 | 8.5645 | 0 | 0.035078 | 0.035078 | 0 | 0.00752 | 2042 |  |  |  | REF | 0 | 0 | Real 2021 ¦ 12/22/2022 3:42:52 PM | Area 1001 Gas Aero CT 2023
35508 | Area 1001 Gas Aero CT 2024 | CO2 | ATC | 2042 | AEP-KPCO | 138927.1562 | 138927.1562 | 0 | 1883.1456 | 1883.1456 | 0 | 122 | 2042 |  |  |  | REF | 0 | 0 | Real 2021 ¦ 12/22/2022 3:42:52 PM | Area 1001 Gas Aero CT 2024
35509 | Area 1001 Gas Aero CT 2024 | NOX | ATC | 2042 | AEP-KPCO | 0.6377 | 0.6377 | 0 | 0.031821 | 0.031821 | 0 | 0.00056 | 2042 |  |  |  | REF | 0 | 0 | Real 2021 ¦ 12/22/2022 3:42:52 PM | Area 1001 Gas Aero CT 2024
35510 | Area 1001 Gas Aero CT 2024 | SO2 | ATC | 2042 | AEP-KPCO | 8.5634 | 8.5634 | 0 | 0.035074 | 0.035074 | 0 | 0.00752 | 2042 |  |  |  | REF | 0 | 0 | Real 2021 ¦ 12/22/2022 3:42:52 PM | Area 1001 Gas Aero CT 2024
35511 | Area 1001 Gas Aero CT 2025 | CO2 | ATC | 2042 | AEP-KPCO | 138848.5 | 138848.5 | 0 | 1882.0793 | 1882.0793 | 0 | 122 | 2042 |  |  |  | REF | 0 | 0 | Real 2021 ¦ 12/22/2022 3:42:52 PM | Area 1001 Gas Aero CT 2025
35512 | Area 1001 Gas Aero CT 2025 | NOX | ATC | 2042 | AEP-KPCO | 0.63734 | 0.63734 | 0 | 0.031813 | 0.031813 | 0 | 0.00056 | 2042 |  |  |  | REF | 0 | 0 | Real 2021 ¦ 12/22/2022 3:42:52 PM | Area 1001 Gas Aero CT 2025
35513 | Area 1001 Gas Aero CT 2025 | SO2 | ATC | 2042 | AEP-KPCO | 8.5585 | 8.5585 | 0 | 0.035054 | 0.035054 | 0 | 0.00752 | 2042 |  |  |  | REF | 0 | 0 | Real 2021 ¦ 12/22/2022 3:42:52 PM | Area 1001 Gas Aero CT 2025
35514 | Area 1001 Gas Aero CT 2026 | CO2 | ATC | 2042 | AEP-KPCO | 138810.9688 | 138810.9688 | 0 | 1881.5706 | 1881.5706 | 0 | 122 | 2042 |  |  |  | REF | 0 | 0 | Real 2021 ¦ 12/22/2022 3:42:52 PM | Area 1001 Gas Aero CT 2026
35515 | Area 1001 Gas Aero CT 2026 | NOX | ATC | 2042 | AEP-KPCO | 0.63717 | 0.63717 | 0 | 0.031812 | 0.031812 | 0 | 0.00056 | 2042 |  |  |  | REF | 0 | 0 | Real 2021 ¦ 12/22/2022 3:42:52 PM | Area 1001 Gas Aero CT 2026
35516 | Area 1001 Gas Aero CT 2026 | SO2 | ATC | 2042 | AEP-KPCO | 8.5562 | 8.5562 | 0 | 0.035044 | 0.035044 | 0 | 0.00752 | 2042 |  |  |  | REF | 0 | 0 | Real 2021 ¦ 12/22/2022 3:42:52 PM | Area 1001 Gas Aero CT 2026
35517 | Area 1001 Gas Aero CT 2027 | CO2 | ATC | 2042 | AEP-KPCO | 138980.5469 | 138980.5469 | 0 | 1883.8693 | 1883.8693 | 0 | 122 | 2042 |  |  |  | REF | 0 | 0 | Real 2021 ¦ 12/22/2022 3:42:52 PM | Area 1001 Gas Aero CT 2027
35518 | Area 1001 Gas Aero CT 2027 | NOX | ATC | 2042 | AEP-KPCO | 0.63794 | 0.63794 | 0 | 0.03188 | 0.03188 | 0 | 0.00056 | 2042 |  |  |  | REF | 0 | 0 | Real 2021 ¦ 12/22/2022 3:42:52 PM | Area 1001 Gas Aero CT 2027
35519 | Area 1001 Gas Aero CT 2027 | SO2 | ATC | 2042 | AEP-KPCO | 8.5667 | 8.5667 | 0 | 0.035087 | 0.035087 | 0 | 0.00752 | 2042 |  |  |  | REF | 0 | 0 | Real 2021 ¦ 12/22/2022 3:42:52 PM | Area 1001 Gas Aero CT 2027
35520 | Area 1001 Gas Aero CT 2028 | CO2 | ATC | 2042 | AEP-KPCO | 139230.4531 | 139230.4531 | 0 | 1887.2567 | 1887.2567 | 0 | 122 | 2042 |  |  |  | REF | 0 | 0 | Real 2021 ¦ 12/22/2022 3:42:52 PM | Area 1001 Gas Aero CT 2028
35521 | Area 1001 Gas Aero CT 2028 | NOX | ATC | 2042 | AEP-KPCO | 0.63909 | 0.63909 | 0 | 0.031821 | 0.031821 | 0 | 0.00056 | 2042 |  |  |  | REF | 0 | 0 | Real 2021 ¦ 12/22/2022 3:42:52 PM | Area 1001 Gas Aero CT 2028
35522 | Area 1001 Gas Aero CT 2028 | SO2 | ATC | 2042 | AEP-KPCO | 8.5821 | 8.5821 | 0 | 0.03515 | 0.03515 | 0 | 0.00752 | 2042 |  |  |  | REF | 0 | 0 | Real 2021 ¦ 12/22/2022 3:42:52 PM | Area 1001 Gas Aero CT 2028
35523 | Area 1001 Gas Aero CT 2029 | CO2 | ATC | 2042 | AEP-KPCO | 138810.9688 | 138810.9688 | 0 | 1881.5706 | 1881.5706 | 0 | 122 | 2042 |  |  |  | REF | 0 | 0 | Real 2021 ¦ 12/22/2022 3:42:52 PM | Area 1001 Gas Aero CT 2029
35524 | Area 1001 Gas Aero CT 2029 | NOX | ATC | 2042 | AEP-KPCO | 0.63717 | 0.63717 | 0 | 0.031812 | 0.031812 | 0 | 0.00056 | 2042 |  |  |  | REF | 0 | 0 | Real 2021 ¦ 12/22/2022 3:42:52 PM | Area 1001 Gas Aero CT 2029
35525 | Area 1001 Gas Aero CT 2029 | SO2 | ATC | 2042 | AEP-KPCO | 8.5562 | 8.5562 | 0 | 0.035044 | 0.035044 | 0 | 0.00752 | 2042 |  |  |  | REF | 0 | 0 | Real 2021 ¦ 12/22/2022 3:42:52 PM | Area 1001 Gas Aero CT 2029
35526 | Area 1001 Gas Aero CT 2030 | CO2 | ATC | 2042 | AEP-KPCO | 140389.0625 | 140389.0625 | 0 | 1902.9617 | 1902.9617 | 0 | 122 | 2042 |  |  |  | REF | 0 | 0 | Real 2021 ¦ 12/22/2022 3:42:52 PM | Area 1001 Gas Aero CT 2030
35527 | Area 1001 Gas Aero CT 2030 | NOX | ATC | 2042 | AEP-KPCO | 0.64441 | 0.64441 | 0 | 0.032353 | 0.032353 | 0 | 0.00056 | 2042 |  |  |  | REF | 0 | 0 | Real 2021 ¦ 12/22/2022 3:42:52 PM | Area 1001 Gas Aero CT 2030
35528 | Area 1001 Gas Aero CT 2030 | SO2 | ATC | 2042 | AEP-KPCO | 8.6535 | 8.6535 | 0 | 0.035443 | 0.035443 | 0 | 0.00752 | 2042 |  |  |  | REF | 0 | 0 | Real 2021 ¦ 12/22/2022 3:42:52 PM | Area 1001 Gas Aero CT 2030
35529 | Area 1001 Gas Aero CT 2031 | CO2 | ATC | 2042 | AEP-KPCO | 138920.0156 | 138920.0156 | 0 | 1883.0487 | 1883.0487 | 0 | 122 | 2042 |  |  |  | REF | 0 | 0 | Real 2021 ¦ 12/22/2022 3:42:52 PM | Area 1001 Gas Aero CT 2031
35530 | Area 1001 Gas Aero CT 2031 | NOX | ATC | 2042 | AEP-KPCO | 0.63767 | 0.63767 | 0 | 0.031831 | 0.031831 | 0 | 0.00056 | 2042 |  |  |  | REF | 0 | 0 | Real 2021 ¦ 12/22/2022 3:42:52 PM | Area 1001 Gas Aero CT 2031
35531 | Area 1001 Gas Aero CT 2031 | SO2 | ATC | 2042 | AEP-KPCO | 8.5629 | 8.5629 | 0 | 0.035072 | 0.035072 | 0 | 0.00752 | 2042 |  |  |  | REF | 0 | 0 | Real 2021 ¦ 12/22/2022 3:42:52 PM | Area 1001 Gas Aero CT 2031
35532 | Area 1001 Gas Aero CT 2032 | CO2 | ATC | 2042 | AEP-KPCO | 141846.7344 | 141846.7344 | 0 | 1922.7202 | 1922.7202 | 0 | 122 | 2042 |  |  |  | REF | 0 | 0 | Real 2021 ¦ 12/22/2022 3:42:52 PM | Area 1001 Gas Aero CT 2032
35533 | Area 1001 Gas Aero CT 2032 | NOX | ATC | 2042 | AEP-KPCO | 0.6511 | 0.6511 | 0 | 0.032564 | 0.032564 | 0 | 0.00056 | 2042 |  |  |  | REF | 0 | 0 | Real 2021 ¦ 12/22/2022 3:42:52 PM | Area 1001 Gas Aero CT 2032
35534 | Area 1001 Gas Aero CT 2032 | SO2 | ATC | 2042 | AEP-KPCO | 8.7433 | 8.7433 | 0 | 0.035811 | 0.035811 | 0 | 0.00752 | 2042 |  |  |  | REF | 0 | 0 | Real 2021 ¦ 12/22/2022 3:42:52 PM | Area 1001 Gas Aero CT 2032
35535 | Area 1001 Gas Aero CT 2033 | CO2 | ATC | 2042 | AEP-KPCO | 138810.9688 | 138810.9688 | 0 | 1881.5706 | 1881.5706 | 0 | 122 | 2042 |  |  |  | REF | 0 | 0 | Real 2021 ¦ 12/22/2022 3:42:52 PM | Area 1001 Gas Aero CT 2033
35536 | Area 1001 Gas Aero CT 2033 | NOX | ATC | 2042 | AEP-KPCO | 0.63717 | 0.63717 | 0 | 0.031812 | 0.031812 | 0 | 0.00056 | 2042 |  |  |  | REF | 0 | 0 | Real 2021 ¦ 12/22/2022 3:42:52 PM | Area 1001 Gas Aero CT 2033
35537 | Area 1001 Gas Aero CT 2033 | SO2 | ATC | 2042 | AEP-KPCO | 8.5562 | 8.5562 | 0 | 0.035044 | 0.035044 | 0 | 0.00752 | 2042 |  |  |  | REF | 0 | 0 | Real 2021 ¦ 12/22/2022 3:42:52 PM | Area 1001 Gas Aero CT 2033
35538 | Area 1001 Gas Aero CT 2034 | CO2 | ATC | 2042 | AEP-KPCO | 139008.0312 | 139008.0312 | 0 | 1884.2417 | 1884.2417 | 0 | 122 | 2042 |  |  |  | REF | 0 | 0 | Real 2021 ¦ 12/22/2022 3:42:52 PM | Area 1001 Gas Aero CT 2034
35539 | Area 1001 Gas Aero CT 2034 | NOX | ATC | 2042 | AEP-KPCO | 0.63807 | 0.63807 | 0 | 0.031881 | 0.031881 | 0 | 0.00056 | 2042 |  |  |  | REF | 0 | 0 | Real 2021 ¦ 12/22/2022 3:42:52 PM | Area 1001 Gas Aero CT 2034
35540 | Area 1001 Gas Aero CT 2034 | SO2 | ATC | 2042 | AEP-KPCO | 8.5684 | 8.5684 | 0 | 0.035094 | 0.035094 | 0 | 0.00752 | 2042 |  |  |  | REF | 0 | 0 | Real 2021 ¦ 12/22/2022 3:42:52 PM | Area 1001 Gas Aero CT 2034
35541 | Area 1001 Gas Aero CT 2035 | CO2 | ATC | 2042 | AEP-KPCO | 138870.2656 | 138870.2656 | 0 | 1882.3744 | 1882.3744 | 0 | 122 | 2042 |  |  |  | REF | 0 | 0 | Real 2021 ¦ 12/22/2022 3:42:52 PM | Area 1001 Gas Aero CT 2035
35542 | Area 1001 Gas Aero CT 2035 | NOX | ATC | 2042 | AEP-KPCO | 0.63744 | 0.63744 | 0 | 0.03183 | 0.03183 | 0 | 0.00056 | 2042 |  |  |  | REF | 0 | 0 | Real 2021 ¦ 12/22/2022 3:42:52 PM | Area 1001 Gas Aero CT 2035
35543 | Area 1001 Gas Aero CT 2035 | SO2 | ATC | 2042 | AEP-KPCO | 8.5599 | 8.5599 | 0 | 0.035059 | 0.035059 | 0 | 0.00752 | 2042 |  |  |  | REF | 0 | 0 | Real 2021 ¦ 12/22/2022 3:42:52 PM | Area 1001 Gas Aero CT 2035
35544 | Area 1001 Gas Aero CT 2036 | CO2 | ATC | 2042 | AEP-KPCO | 138810.9688 | 138810.9688 | 0 | 1881.5706 | 1881.5706 | 0 | 122 | 2042 |  |  |  | REF | 0 | 0 | Real 2021 ¦ 12/22/2022 3:42:52 PM | Area 1001 Gas Aero CT 2036
35545 | Area 1001 Gas Aero CT 2036 | NOX | ATC | 2042 | AEP-KPCO | 0.63717 | 0.63717 | 0 | 0.031812 | 0.031812 | 0 | 0.00056 | 2042 |  |  |  | REF | 0 | 0 | Real 2021 ¦ 12/22/2022 3:42:52 PM | Area 1001 Gas Aero CT 2036
35546 | Area 1001 Gas Aero CT 2036 | SO2 | ATC | 2042 | AEP-KPCO | 8.5562 | 8.5562 | 0 | 0.035044 | 0.035044 | 0 | 0.00752 | 2042 |  |  |  | REF | 0 | 0 | Real 2021 ¦ 12/22/2022 3:42:52 PM | Area 1001 Gas Aero CT 2036
35547 | Area 1001 Gas Aero CT 2037 | CO2 | ATC | 2042 | AEP-KPCO | 134414.4062 | 134414.4062 | 0 | 1821.9757 | 1821.9757 | 0 | 122 | 2042 |  |  |  | REF | 0 | 0 | Real 2021 ¦ 12/22/2022 3:42:52 PM | Area 1001 Gas Aero CT 2037
35548 | Area 1001 Gas Aero CT 2037 | NOX | ATC | 2042 | AEP-KPCO | 0.61698 | 0.61698 | 0 | 0.030564 | 0.030564 | 0 | 0.00056 | 2042 |  |  |  | REF | 0 | 0 | Real 2021 ¦ 12/22/2022 3:42:52 PM | Area 1001 Gas Aero CT 2037
35549 | Area 1001 Gas Aero CT 2037 | SO2 | ATC | 2042 | AEP-KPCO | 8.2852 | 8.2852 | 0 | 0.033934 | 0.033934 | 0 | 0.00752 | 2042 |  |  |  | REF | 0 | 0 | Real 2021 ¦ 12/22/2022 3:42:52 PM | Area 1001 Gas Aero CT 2037
35550 | Area 1001 Gas Aero CT 2038 | CO2 | ATC | 2042 | AEP-KPCO | 139049.1094 | 139049.1094 | 0 | 1884.7986 | 1884.7986 | 0 | 122 | 2042 |  |  |  | REF | 0 | 0 | Real 2021 ¦ 12/22/2022 3:42:52 PM | Area 1001 Gas Aero CT 2038
35551 | Area 1001 Gas Aero CT 2038 | NOX | ATC | 2042 | AEP-KPCO | 0.63826 | 0.63826 | 0 | 0.031834 | 0.031834 | 0 | 0.00056 | 2042 |  |  |  | REF | 0 | 0 | Real 2021 ¦ 12/22/2022 3:42:52 PM | Area 1001 Gas Aero CT 2038
35552 | Area 1001 Gas Aero CT 2038 | SO2 | ATC | 2042 | AEP-KPCO | 8.5709 | 8.5709 | 0 | 0.035104 | 0.035104 | 0 | 0.00752 | 2042 |  |  |  | REF | 0 | 0 | Real 2021 ¦ 12/22/2022 3:42:52 PM | Area 1001 Gas Aero CT 2038
35553 | Area 1001 Gas Aero CT 2039 | CO2 | ATC | 2042 | AEP-KPCO | 139996.4844 | 139996.4844 | 0 | 1897.6401 | 1897.6401 | 0 | 122 | 2042 |  |  |  | REF | 0 | 0 | Real 2021 ¦ 12/22/2022 3:42:52 PM | Area 1001 Gas Aero CT 2039
35554 | Area 1001 Gas Aero CT 2039 | NOX | ATC | 2042 | AEP-KPCO | 0.64261 | 0.64261 | 0 | 0.032291 | 0.032291 | 0 | 0.00056 | 2042 |  |  |  | REF | 0 | 0 | Real 2021 ¦ 12/22/2022 3:42:52 PM | Area 1001 Gas Aero CT 2039
35555 | Area 1001 Gas Aero CT 2039 | SO2 | ATC | 2042 | AEP-KPCO | 8.6293 | 8.6293 | 0 | 0.035343 | 0.035343 | 0 | 0.00752 | 2042 |  |  |  | REF | 0 | 0 | Real 2021 ¦ 12/22/2022 3:42:52 PM | Area 1001 Gas Aero CT 2039
35556 | Area 1001 Gas Aero CT 2040 | CO2 | ATC | 2042 | AEP-KPCO | 138852.8281 | 138852.8281 | 0 | 1882.1381 | 1882.1381 | 0 | 122 | 2042 |  |  |  | REF | 0 | 0 | Real 2021 ¦ 12/22/2022 3:42:52 PM | Area 1001 Gas Aero CT 2040
35557 | Area 1001 Gas Aero CT 2040 | NOX | ATC | 2042 | AEP-KPCO | 0.63736 | 0.63736 | 0 | 0.03183 | 0.03183 | 0 | 0.00056 | 2042 |  |  |  | REF | 0 | 0 | Real 2021 ¦ 12/22/2022 3:42:52 PM | Area 1001 Gas Aero CT 2040
35558 | Area 1001 Gas Aero CT 2040 | SO2 | ATC | 2042 | AEP-KPCO | 8.5588 | 8.5588 | 0 | 0.035055 | 0.035055 | 0 | 0.00752 | 2042 |  |  |  | REF | 0 | 0 | Real 2021 ¦ 12/22/2022 3:42:52 PM | Area 1001 Gas Aero CT 2040
35559 | Area 1001 Gas Aero CT 2041 | CO2 | ATC | 2042 | AEP-KPCO | 139135.8438 | 139135.8438 | 0 | 1885.9742 | 1885.9742 | 0 | 122 | 2042 |  |  |  | REF | 0 | 0 | Real 2021 ¦ 12/22/2022 3:42:52 PM | Area 1001 Gas Aero CT 2041
35560 | Area 1001 Gas Aero CT 2041 | NOX | ATC | 2042 | AEP-KPCO | 0.63866 | 0.63866 | 0 | 0.031837 | 0.031837 | 0 | 0.00056 | 2042 |  |  |  | REF | 0 | 0 | Real 2021 ¦ 12/22/2022 3:42:52 PM | Area 1001 Gas Aero CT 2041
35561 | Area 1001 Gas Aero CT 2041 | SO2 | ATC | 2042 | AEP-KPCO | 8.5762 | 8.5762 | 0 | 0.035126 | 0.035126 | 0 | 0.00752 | 2042 |  |  |  | REF | 0 | 0 | Real 2021 ¦ 12/22/2022 3:42:52 PM | Area 1001 Gas Aero CT 2041
35562 | Area 1001 Gas Aero CT 2042 | CO2 | ATC | 2042 | AEP-KPCO | 138992.9688 | 138992.9688 | 0 | 1884.0376 | 1884.0376 | 0 | 122 | 2042 |  |  |  | REF | 0 | 0 | Real 2021 ¦ 12/22/2022 3:42:52 PM | Area 1001 Gas Aero CT 2042
35563 | Area 1001 Gas Aero CT 2042 | NOX | ATC | 2042 | AEP-KPCO | 0.638 | 0.638 | 0 | 0.031875 | 0.031875 | 0 | 0.00056 | 2042 |  |  |  | REF | 0 | 0 | Real 2021 ¦ 12/22/2022 3:42:52 PM | Area 1001 Gas Aero CT 2042
35564 | Area 1001 Gas Aero CT 2042 | SO2 | ATC | 2042 | AEP-KPCO | 8.5674 | 8.5674 | 0 | 0.03509 | 0.03509 | 0 | 0.00752 | 2042 |  |  |  | REF | 0 | 0 | Real 2021 ¦ 12/22/2022 3:42:52 PM | Area 1001 Gas Aero CT 2042
35565 | Area 1001 Gas Aero CT 2043 | CO2 | ATC | 2042 | AEP-KPCO | 0 | 0 | 0 | 0 | 0 | 0 | 122 | 2042 |  |  |  | REF | 0 | 0 | Real 2021 ¦ 12/22/2022 3:42:52 PM | Area 1001 Gas Aero CT 2043
35566 | Area 1001 Gas Aero CT 2043 | NOX | ATC | 2042 | AEP-KPCO | 0 | 0 | 0 | 0 | 0 | 0 | 0.00056 | 2042 |  |  |  | REF | 0 | 0 | Real 2021 ¦ 12/22/2022 3:42:52 PM | Area 1001 Gas Aero CT 2043
35567 | Area 1001 Gas Aero CT 2043 | SO2 | ATC | 2042 | AEP-KPCO | 0 | 0 | 0 | 0 | 0 | 0 | 0.00752 | 2042 |  |  |  | REF | 0 | 0 | Real 2021 ¦ 12/22/2022 3:42:52 PM | Area 1001 Gas Aero CT 2043
35568 | Area 1001 Gas IC 2023 | CO2 | ATC | 2042 | AEP-KPCO | 38962.3984 | 38962.3984 | 0 | 528.1319 | 528.1319 | 0 | 122 | 2042 |  |  |  | REF | 0 | 0 | Real 2021 ¦ 12/22/2022 3:42:52 PM | Area 1001 Gas IC 2023
35569 | Area 1001 Gas IC 2023 | NOX | ATC | 2042 | AEP-KPCO | 0.17884 | 0.17884 | 0 | 0.0083464 | 0.0083464 | 0 | 0.00056 | 2042 |  |  |  | REF | 0 | 0 | Real 2021 ¦ 12/22/2022 3:42:52 PM | Area 1001 Gas IC 2023
35570 | Area 1001 Gas IC 2023 | SO2 | ATC | 2042 | AEP-KPCO | 2.4016 | 2.4016 | 0 | 0.0098364 | 0.0098364 | 0 | 0.00752 | 2042 |  |  |  | REF | 0 | 0 | Real 2021 ¦ 12/22/2022 3:42:52 PM | Area 1001 Gas IC 2023
35571 | Area 1001 Gas IC 2024 | CO2 | ATC | 2042 | AEP-KPCO | 38957.3359 | 38957.3359 | 0 | 528.0633 | 528.0633 | 0 | 122 | 2042 |  |  |  | REF | 0 | 0 | Real 2021 ¦ 12/22/2022 3:42:52 PM | Area 1001 Gas IC 2024
35572 | Area 1001 Gas IC 2024 | NOX | ATC | 2042 | AEP-KPCO | 0.17882 | 0.17882 | 0 | 0.0084896 | 0.0084896 | 0 | 0.00056 | 2042 |  |  |  | REF | 0 | 0 | Real 2021 ¦ 12/22/2022 3:42:52 PM | Area 1001 Gas IC 2024
35573 | Area 1001 Gas IC 2024 | SO2 | ATC | 2042 | AEP-KPCO | 2.4013 | 2.4013 | 0 | 0.0098352 | 0.0098352 | 0 | 0.00752 | 2042 |  |  |  | REF | 0 | 0 | Real 2021 ¦ 12/22/2022 3:42:52 PM | Area 1001 Gas IC 2024
35574 | Area 1001 Gas IC 2025 | CO2 | ATC | 2042 | AEP-KPCO | 39756.7617 | 39756.7617 | 0 | 538.8995 | 538.8995 | 0 | 122 | 2042 |  |  |  | REF | 0 | 0 | Real 2021 ¦ 12/22/2022 3:42:52 PM | Area 1001 Gas IC 2025
35575 | Area 1001 Gas IC 2025 | NOX | ATC | 2042 | AEP-KPCO | 0.18249 | 0.18249 | 0 | 0.0085049 | 0.0085049 | 0 | 0.00056 | 2042 |  |  |  | REF | 0 | 0 | Real 2021 ¦ 12/22/2022 3:42:52 PM | Area 1001 Gas IC 2025
35576 | Area 1001 Gas IC 2025 | SO2 | ATC | 2042 | AEP-KPCO | 2.4506 | 2.4506 | 0 | 0.010037 | 0.010037 | 0 | 0.00752 | 2042 |  |  |  | REF | 0 | 0 | Real 2021 ¦ 12/22/2022 3:42:52 PM | Area 1001 Gas IC 2025
35577 | Area 1001 Gas IC 2026 | CO2 | ATC | 2042 | AEP-KPCO | 39033.0898 | 39033.0898 | 0 | 529.0901 | 529.0901 | 0 | 122 | 2042 |  |  |  | REF | 0 | 0 | Real 2021 ¦ 12/22/2022 3:42:52 PM | Area 1001 Gas IC 2026
35578 | Area 1001 Gas IC 2026 | NOX | ATC | 2042 | AEP-KPCO | 0.17917 | 0.17917 | 0 | 0.0084871 | 0.0084871 | 0 | 0.00056 | 2042 |  |  |  | REF | 0 | 0 | Real 2021 ¦ 12/22/2022 3:42:52 PM | Area 1001 Gas IC 2026
35579 | Area 1001 Gas IC 2026 | SO2 | ATC | 2042 | AEP-KPCO | 2.406 | 2.406 | 0 | 0.0098543 | 0.0098543 | 0 | 0.00752 | 2042 |  |  |  | REF | 0 | 0 | Real 2021 ¦ 12/22/2022 3:42:52 PM | Area 1001 Gas IC 2026
35580 | Area 1001 Gas IC 2027 | CO2 | ATC | 2042 | AEP-KPCO | 39004.1289 | 39004.1289 | 0 | 528.6976 | 528.6976 | 0 | 122 | 2042 |  |  |  | REF | 0 | 0 | Real 2021 ¦ 12/22/2022 3:42:52 PM | Area 1001 Gas IC 2027
35581 | Area 1001 Gas IC 2027 | NOX | ATC | 2042 | AEP-KPCO | 0.17904 | 0.17904 | 0 | 0.0084864 | 0.0084864 | 0 | 0.00056 | 2042 |  |  |  | REF | 0 | 0 | Real 2021 ¦ 12/22/2022 3:42:52 PM | Area 1001 Gas IC 2027
35582 | Area 1001 Gas IC 2027 | SO2 | ATC | 2042 | AEP-KPCO | 2.4042 | 2.4042 | 0 | 0.009847 | 0.009847 | 0 | 0.00752 | 2042 |  |  |  | REF | 0 | 0 | Real 2021 ¦ 12/22/2022 3:42:52 PM | Area 1001 Gas IC 2027
35583 | Area 1001 Gas IC 2028 | CO2 | ATC | 2042 | AEP-KPCO | 39090.1719 | 39090.1719 | 0 | 529.8639 | 529.8639 | 0 | 122 | 2042 |  |  |  | REF | 0 | 0 | Real 2021 ¦ 12/22/2022 3:42:52 PM | Area 1001 Gas IC 2028
35584 | Area 1001 Gas IC 2028 | NOX | ATC | 2042 | AEP-KPCO | 0.17943 | 0.17943 | 0 | 0.0085152 | 0.0085152 | 0 | 0.00056 | 2042 |  |  |  | REF | 0 | 0 | Real 2021 ¦ 12/22/2022 3:42:52 PM | Area 1001 Gas IC 2028
35585 | Area 1001 Gas IC 2028 | SO2 | ATC | 2042 | AEP-KPCO | 2.4095 | 2.4095 | 0 | 0.0098687 | 0.0098687 | 0 | 0.00752 | 2042 |  |  |  | REF | 0 | 0 | Real 2021 ¦ 12/22/2022 3:42:52 PM | Area 1001 Gas IC 2028
35586 | Area 1001 Gas IC 2029 | CO2 | ATC | 2042 | AEP-KPCO | 38905.4453 | 38905.4453 | 0 | 527.3599 | 527.3599 | 0 | 122 | 2042 |  |  |  | REF | 0 | 0 | Real 2021 ¦ 12/22/2022 3:42:52 PM | Area 1001 Gas IC 2029
35587 | Area 1001 Gas IC 2029 | NOX | ATC | 2042 | AEP-KPCO | 0.17858 | 0.17858 | 0 | 0.0084337 | 0.0084337 | 0 | 0.00056 | 2042 |  |  |  | REF | 0 | 0 | Real 2021 ¦ 12/22/2022 3:42:52 PM | Area 1001 Gas IC 2029
35588 | Area 1001 Gas IC 2029 | SO2 | ATC | 2042 | AEP-KPCO | 2.3981 | 2.3981 | 0 | 0.0098221 | 0.0098221 | 0 | 0.00752 | 2042 |  |  |  | REF | 0 | 0 | Real 2021 ¦ 12/22/2022 3:42:52 PM | Area 1001 Gas IC 2029
35589 | Area 1001 Gas IC 2030 | CO2 | ATC | 2042 | AEP-KPCO | 40634.0469 | 40634.0469 | 0 | 550.791 | 550.791 | 0 | 122 | 2042 |  |  |  | REF | 0 | 0 | Real 2021 ¦ 12/22/2022 3:42:52 PM | Area 1001 Gas IC 2030
35590 | Area 1001 Gas IC 2030 | NOX | ATC | 2042 | AEP-KPCO | 0.18652 | 0.18652 | 0 | 0.0085233 | 0.0085233 | 0 | 0.00056 | 2042 |  |  |  | REF | 0 | 0 | Real 2021 ¦ 12/22/2022 3:42:52 PM | Area 1001 Gas IC 2030
35591 | Area 1001 Gas IC 2030 | SO2 | ATC | 2042 | AEP-KPCO | 2.5047 | 2.5047 | 0 | 0.010258 | 0.010258 | 0 | 0.00752 | 2042 |  |  |  | REF | 0 | 0 | Real 2021 ¦ 12/22/2022 3:42:52 PM | Area 1001 Gas IC 2030
35592 | Area 1001 Gas IC 2031 | CO2 | ATC | 2042 | AEP-KPCO | 39542.2969 | 39542.2969 | 0 | 535.9924 | 535.9924 | 0 | 122 | 2042 |  |  |  | REF | 0 | 0 | Real 2021 ¦ 12/22/2022 3:42:52 PM | Area 1001 Gas IC 2031
35593 | Area 1001 Gas IC 2031 | NOX | ATC | 2042 | AEP-KPCO | 0.18151 | 0.18151 | 0 | 0.0087073 | 0.0087073 | 0 | 0.00056 | 2042 |  |  |  | REF | 0 | 0 | Real 2021 ¦ 12/22/2022 3:42:52 PM | Area 1001 Gas IC 2031
35594 | Area 1001 Gas IC 2031 | SO2 | ATC | 2042 | AEP-KPCO | 2.4374 | 2.4374 | 0 | 0.0099828 | 0.0099828 | 0 | 0.00752 | 2042 |  |  |  | REF | 0 | 0 | Real 2021 ¦ 12/22/2022 3:42:52 PM | Area 1001 Gas IC 2031
35595 | Area 1001 Gas IC 2032 | CO2 | ATC | 2042 | AEP-KPCO | 39447.8281 | 39447.8281 | 0 | 534.7119 | 534.7119 | 0 | 122 | 2042 |  |  |  | REF | 0 | 0 | Real 2021 ¦ 12/22/2022 3:42:52 PM | Area 1001 Gas IC 2032
35596 | Area 1001 Gas IC 2032 | NOX | ATC | 2042 | AEP-KPCO | 0.18107 | 0.18107 | 0 | 0.0085247 | 0.0085247 | 0 | 0.00056 | 2042 |  |  |  | REF | 0 | 0 | Real 2021 ¦ 12/22/2022 3:42:52 PM | Area 1001 Gas IC 2032
35597 | Area 1001 Gas IC 2032 | SO2 | ATC | 2042 | AEP-KPCO | 2.4315 | 2.4315 | 0 | 0.009959 | 0.009959 | 0 | 0.00752 | 2042 |  |  |  | REF | 0 | 0 | Real 2021 ¦ 12/22/2022 3:42:52 PM | Area 1001 Gas IC 2032
35598 | Area 1001 Gas IC 2033 | CO2 | ATC | 2042 | AEP-KPCO | 41711.8086 | 41711.8086 | 0 | 565.4 | 565.4 | 0 | 122 | 2042 |  |  |  | REF | 0 | 0 | Real 2021 ¦ 12/22/2022 3:42:52 PM | Area 1001 Gas IC 2033
35599 | Area 1001 Gas IC 2033 | NOX | ATC | 2042 | AEP-KPCO | 0.19146 | 0.19146 | 0 | 0.0087829 | 0.0087829 | 0 | 0.00056 | 2042 |  |  |  | REF | 0 | 0 | Real 2021 ¦ 12/22/2022 3:42:52 PM | Area 1001 Gas IC 2033
35600 | Area 1001 Gas IC 2033 | SO2 | ATC | 2042 | AEP-KPCO | 2.5711 | 2.5711 | 0 | 0.010531 | 0.010531 | 0 | 0.00752 | 2042 |  |  |  | REF | 0 | 0 | Real 2021 ¦ 12/22/2022 3:42:52 PM | Area 1001 Gas IC 2033
35601 | Area 1001 Gas IC 2034 | CO2 | ATC | 2042 | AEP-KPCO | 35877.1992 | 35877.1992 | 0 | 486.3123 | 486.3123 | 0 | 122 | 2042 |  |  |  | REF | 0 | 0 | Real 2021 ¦ 12/22/2022 3:42:52 PM | Area 1001 Gas IC 2034
35602 | Area 1001 Gas IC 2034 | NOX | ATC | 2042 | AEP-KPCO | 0.16468 | 0.16468 | 0 | 0.0079677 | 0.0079677 | 0 | 0.00056 | 2042 |  |  |  | REF | 0 | 0 | Real 2021 ¦ 12/22/2022 3:42:52 PM | Area 1001 Gas IC 2034
35603 | Area 1001 Gas IC 2034 | SO2 | ATC | 2042 | AEP-KPCO | 2.2114 | 2.2114 | 0 | 0.0090576 | 0.0090576 | 0 | 0.00752 | 2042 |  |  |  | REF | 0 | 0 | Real 2021 ¦ 12/22/2022 3:42:52 PM | Area 1001 Gas IC 2034
35604 | Area 1001 Gas IC 2035 | CO2 | ATC | 2042 | AEP-KPCO | 37178.9688 | 37178.9688 | 0 | 503.9577 | 503.9577 | 0 | 122 | 2042 |  |  |  | REF | 0 | 0 | Real 2021 ¦ 12/22/2022 3:42:52 PM | Area 1001 Gas IC 2035
35605 | Area 1001 Gas IC 2035 | NOX | ATC | 2042 | AEP-KPCO | 0.17066 | 0.17066 | 0 | 0.0082316 | 0.0082316 | 0 | 0.00056 | 2042 |  |  |  | REF | 0 | 0 | Real 2021 ¦ 12/22/2022 3:42:52 PM | Area 1001 Gas IC 2035
35606 | Area 1001 Gas IC 2035 | SO2 | ATC | 2042 | AEP-KPCO | 2.2917 | 2.2917 | 0 | 0.0093862 | 0.0093862 | 0 | 0.00752 | 2042 |  |  |  | REF | 0 | 0 | Real 2021 ¦ 12/22/2022 3:42:52 PM | Area 1001 Gas IC 2035
35607 | Area 1001 Gas IC 2036 | CO2 | ATC | 2042 | AEP-KPCO | 38874.5469 | 38874.5469 | 0 | 526.9411 | 526.9411 | 0 | 122 | 2042 |  |  |  | REF | 0 | 0 | Real 2021 ¦ 12/22/2022 3:42:52 PM | Area 1001 Gas IC 2036
35608 | Area 1001 Gas IC 2036 | NOX | ATC | 2042 | AEP-KPCO | 0.17844 | 0.17844 | 0 | 0.0084671 | 0.0084671 | 0 | 0.00056 | 2042 |  |  |  | REF | 0 | 0 | Real 2021 ¦ 12/22/2022 3:42:52 PM | Area 1001 Gas IC 2036
35609 | Area 1001 Gas IC 2036 | SO2 | ATC | 2042 | AEP-KPCO | 2.3962 | 2.3962 | 0 | 0.0098143 | 0.0098143 | 0 | 0.00752 | 2042 |  |  |  | REF | 0 | 0 | Real 2021 ¦ 12/22/2022 3:42:52 PM | Area 1001 Gas IC 2036
35610 | Area 1001 Gas IC 2037 | CO2 | ATC | 2042 | AEP-KPCO | 38858 | 38858 | 0 | 526.7168 | 526.7168 | 0 | 122 | 2042 |  |  |  | REF | 0 | 0 | Real 2021 ¦ 12/22/2022 3:42:52 PM | Area 1001 Gas IC 2037
35611 | Area 1001 Gas IC 2037 | NOX | ATC | 2042 | AEP-KPCO | 0.17836 | 0.17836 | 0 | 0.008482 | 0.008482 | 0 | 0.00056 | 2042 |  |  |  | REF | 0 | 0 | Real 2021 ¦ 12/22/2022 3:42:52 PM | Area 1001 Gas IC 2037
35612 | Area 1001 Gas IC 2037 | SO2 | ATC | 2042 | AEP-KPCO | 2.3952 | 2.3952 | 0 | 0.0098101 | 0.0098101 | 0 | 0.00752 | 2042 |  |  |  | REF | 0 | 0 | Real 2021 ¦ 12/22/2022 3:42:52 PM | Area 1001 Gas IC 2037
35613 | Area 1001 Gas IC 2038 | CO2 | ATC | 2042 | AEP-KPCO | 39108.8672 | 39108.8672 | 0 | 530.1173 | 530.1173 | 0 | 122 | 2042 |  |  |  | REF | 0 | 0 | Real 2021 ¦ 12/22/2022 3:42:52 PM | Area 1001 Gas IC 2038
35614 | Area 1001 Gas IC 2038 | NOX | ATC | 2042 | AEP-KPCO | 0.17952 | 0.17952 | 0 | 0.0084979 | 0.0084979 | 0 | 0.00056 | 2042 |  |  |  | REF | 0 | 0 | Real 2021 ¦ 12/22/2022 3:42:52 PM | Area 1001 Gas IC 2038
35615 | Area 1001 Gas IC 2038 | SO2 | ATC | 2042 | AEP-KPCO | 2.4106 | 2.4106 | 0 | 0.0098734 | 0.0098734 | 0 | 0.00752 | 2042 |  |  |  | REF | 0 | 0 | Real 2021 ¦ 12/22/2022 3:42:52 PM | Area 1001 Gas IC 2038
35616 | Area 1001 Gas IC 2039 | CO2 | ATC | 2042 | AEP-KPCO | 38989.1055 | 38989.1055 | 0 | 528.494 | 528.494 | 0 | 122 | 2042 |  |  |  | REF | 0 | 0 | Real 2021 ¦ 12/22/2022 3:42:52 PM | Area 1001 Gas IC 2039
35617 | Area 1001 Gas IC 2039 | NOX | ATC | 2042 | AEP-KPCO | 0.17897 | 0.17897 | 0 | 0.0084861 | 0.0084861 | 0 | 0.00056 | 2042 |  |  |  | REF | 0 | 0 | Real 2021 ¦ 12/22/2022 3:42:52 PM | Area 1001 Gas IC 2039
35618 | Area 1001 Gas IC 2039 | SO2 | ATC | 2042 | AEP-KPCO | 2.4033 | 2.4033 | 0 | 0.0098432 | 0.0098432 | 0 | 0.00752 | 2042 |  |  |  | REF | 0 | 0 | Real 2021 ¦ 12/22/2022 3:42:52 PM | Area 1001 Gas IC 2039
35619 | Area 1001 Gas IC 2040 | CO2 | ATC | 2042 | AEP-KPCO | 39126.9727 | 39126.9727 | 0 | 530.3627 | 530.3627 | 0 | 122 | 2042 |  |  |  | REF | 0 | 0 | Real 2021 ¦ 12/22/2022 3:42:52 PM | Area 1001 Gas IC 2040
35620 | Area 1001 Gas IC 2040 | NOX | ATC | 2042 | AEP-KPCO | 0.1796 | 0.1796 | 0 | 0.0084892 | 0.0084892 | 0 | 0.00056 | 2042 |  |  |  | REF | 0 | 0 | Real 2021 ¦ 12/22/2022 3:42:52 PM | Area 1001 Gas IC 2040
35621 | Area 1001 Gas IC 2040 | SO2 | ATC | 2042 | AEP-KPCO | 2.4118 | 2.4118 | 0 | 0.009878 | 0.009878 | 0 | 0.00752 | 2042 |  |  |  | REF | 0 | 0 | Real 2021 ¦ 12/22/2022 3:42:52 PM | Area 1001 Gas IC 2040
35622 | Area 1001 Gas IC 2041 | CO2 | ATC | 2042 | AEP-KPCO | 39169.5586 | 39169.5586 | 0 | 530.94 | 530.94 | 0 | 122 | 2042 |  |  |  | REF | 0 | 0 | Real 2021 ¦ 12/22/2022 3:42:52 PM | Area 1001 Gas IC 2041
35623 | Area 1001 Gas IC 2041 | NOX | ATC | 2042 | AEP-KPCO | 0.17979 | 0.17979 | 0 | 0.0085311 | 0.0085311 | 0 | 0.00056 | 2042 |  |  |  | REF | 0 | 0 | Real 2021 ¦ 12/22/2022 3:42:52 PM | Area 1001 Gas IC 2041
35624 | Area 1001 Gas IC 2041 | SO2 | ATC | 2042 | AEP-KPCO | 2.4144 | 2.4144 | 0 | 0.0098887 | 0.0098887 | 0 | 0.00752 | 2042 |  |  |  | REF | 0 | 0 | Real 2021 ¦ 12/22/2022 3:42:52 PM | Area 1001 Gas IC 2041
35625 | Area 1001 Gas IC 2042 | CO2 | ATC | 2042 | AEP-KPCO | 38886.3594 | 38886.3594 | 0 | 527.1012 | 527.1012 | 0 | 122 | 2042 |  |  |  | REF | 0 | 0 | Real 2021 ¦ 12/22/2022 3:42:52 PM | Area 1001 Gas IC 2042
35626 | Area 1001 Gas IC 2042 | NOX | ATC | 2042 | AEP-KPCO | 0.17849 | 0.17849 | 0 | 0.0084908 | 0.0084908 | 0 | 0.00056 | 2042 |  |  |  | REF | 0 | 0 | Real 2021 ¦ 12/22/2022 3:42:52 PM | Area 1001 Gas IC 2042
35627 | Area 1001 Gas IC 2042 | SO2 | ATC | 2042 | AEP-KPCO | 2.3969 | 2.3969 | 0 | 0.0098172 | 0.0098172 | 0 | 0.00752 | 2042 |  |  |  | REF | 0 | 0 | Real 2021 ¦ 12/22/2022 3:42:52 PM | Area 1001 Gas IC 2042
35628 | Area 1001 Gas IC 2043 | CO2 | ATC | 2042 | AEP-KPCO | 0 | 0 | 0 | 0 | 0 | 0 | 122 | 2042 |  |  |  | REF | 0 | 0 | Real 2021 ¦ 12/22/2022 3:42:52 PM | Area 1001 Gas IC 2043
35629 | Area 1001 Gas IC 2043 | NOX | ATC | 2042 | AEP-KPCO | 0 | 0 | 0 | 0 | 0 | 0 | 0.00056 | 2042 |  |  |  | REF | 0 | 0 | Real 2021 ¦ 12/22/2022 3:42:52 PM | Area 1001 Gas IC 2043
35630 | Area 1001 Gas IC 2043 | SO2 | ATC | 2042 | AEP-KPCO | 0 | 0 | 0 | 0 | 0 | 0 | 0.00752 | 2042 |  |  |  | REF | 0 | 0 | Real 2021 ¦ 12/22/2022 3:42:52 PM | Area 1001 Gas IC 2043
35631 | Area 1001 Gas CCS 2024 | CO2 | ATC | 2042 | AEP-KPCO | 22227.9258 | 22227.9258 | 0 | 10605.0186 | 10605.0186 | 0 | 11.7 | 2042 |  |  |  | REF | 0 | 0 | Real 2021 ¦ 12/22/2022 3:42:52 PM | Area 1001 Gas CCS 2024
35632 | Area 1001 Gas CCS 2024 | NOX | ATC | 2042 | AEP-KPCO | 26.5975 | 26.5975 | 0 | 1.4374 | 1.4374 | 0 | 0.014 | 2042 |  |  |  | REF | 0 | 0 | Real 2021 ¦ 12/22/2022 3:42:52 PM | Area 1001 Gas CCS 2024
35633 | Area 1001 Gas CCS 2024 | SO2 | ATC | 2042 | AEP-KPCO | 9.7841 | 9.7841 | 0 | 0.040073 | 0.040073 | 0 | 0.00515 | 2042 |  |  |  | REF | 0 | 0 | Real 2021 ¦ 12/22/2022 3:42:52 PM | Area 1001 Gas CCS 2024
35634 | Area 1001 Gas CCS 2025 | CO2 | ATC | 2042 | AEP-KPCO | 21218.2402 | 21218.2402 | 0 | 10123.2939 | 10123.2939 | 0 | 11.7 | 2042 |  |  |  | REF | 0 | 0 | Real 2021 ¦ 12/22/2022 3:42:52 PM | Area 1001 Gas CCS 2025
35635 | Area 1001 Gas CCS 2025 | NOX | ATC | 2042 | AEP-KPCO | 25.3893 | 25.3893 | 0 | 1.369 | 1.369 | 0 | 0.014 | 2042 |  |  |  | REF | 0 | 0 | Real 2021 ¦ 12/22/2022 3:42:52 PM | Area 1001 Gas CCS 2025
35636 | Area 1001 Gas CCS 2025 | SO2 | ATC | 2042 | AEP-KPCO | 9.3397 | 9.3397 | 0 | 0.038253 | 0.038253 | 0 | 0.00515 | 2042 |  |  |  | REF | 0 | 0 | Real 2021 ¦ 12/22/2022 3:42:52 PM | Area 1001 Gas CCS 2025
35637 | Area 1001 Gas CCS 2026 | CO2 | ATC | 2042 | AEP-KPCO | 23201.3691 | 23201.3691 | 0 | 11069.4521 | 11069.4521 | 0 | 11.7 | 2042 |  |  |  | REF | 0 | 0 | Real 2021 ¦ 12/22/2022 3:42:52 PM | Area 1001 Gas CCS 2026
35638 | Area 1001 Gas CCS 2026 | NOX | ATC | 2042 | AEP-KPCO | 27.7623 | 27.7623 | 0 | 1.4708 | 1.4708 | 0 | 0.014 | 2042 |  |  |  | REF | 0 | 0 | Real 2021 ¦ 12/22/2022 3:42:52 PM | Area 1001 Gas CCS 2026
35639 | Area 1001 Gas CCS 2026 | SO2 | ATC | 2042 | AEP-KPCO | 10.2126 | 10.2126 | 0 | 0.041828 | 0.041828 | 0 | 0.00515 | 2042 |  |  |  | REF | 0 | 0 | Real 2021 ¦ 12/22/2022 3:42:52 PM | Area 1001 Gas CCS 2026
35640 | Area 1001 Gas CCS 2027 | CO2 | ATC | 2042 | AEP-KPCO | 23952.9727 | 23952.9727 | 0 | 11428.0439 | 11428.0439 | 0 | 11.7 | 2042 |  |  |  | REF | 0 | 0 | Real 2021 ¦ 12/22/2022 3:42:52 PM | Area 1001 Gas CCS 2027
35641 | Area 1001 Gas CCS 2027 | NOX | ATC | 2042 | AEP-KPCO | 28.6617 | 28.6617 | 0 | 1.4689 | 1.4689 | 0 | 0.014 | 2042 |  |  |  | REF | 0 | 0 | Real 2021 ¦ 12/22/2022 3:42:52 PM | Area 1001 Gas CCS 2027
35642 | Area 1001 Gas CCS 2027 | SO2 | ATC | 2042 | AEP-KPCO | 10.5434 | 10.5434 | 0 | 0.043183 | 0.043183 | 0 | 0.00515 | 2042 |  |  |  | REF | 0 | 0 | Real 2021 ¦ 12/22/2022 3:42:52 PM | Area 1001 Gas CCS 2027
35643 | Area 1001 Gas CCS 2028 | CO2 | ATC | 2042 | AEP-KPCO | 24278.5215 | 24278.5215 | 0 | 11583.3652 | 11583.3652 | 0 | 11.7 | 2042 |  |  |  | REF | 0 | 0 | Real 2021 ¦ 12/22/2022 3:42:52 PM | Area 1001 Gas CCS 2028
35644 | Area 1001 Gas CCS 2028 | NOX | ATC | 2042 | AEP-KPCO | 29.0512 | 29.0512 | 0 | 1.4682 | 1.4682 | 0 | 0.014 | 2042 |  |  |  | REF | 0 | 0 | Real 2021 ¦ 12/22/2022 3:42:52 PM | Area 1001 Gas CCS 2028
35645 | Area 1001 Gas CCS 2028 | SO2 | ATC | 2042 | AEP-KPCO | 10.6867 | 10.6867 | 0 | 0.04377 | 0.04377 | 0 | 0.00515 | 2042 |  |  |  | REF | 0 | 0 | Real 2021 ¦ 12/22/2022 3:42:52 PM | Area 1001 Gas CCS 2028
35646 | Area 1001 Gas CCS 2029 | CO2 | ATC | 2042 | AEP-KPCO | 25160.1191 | 25160.1191 | 0 | 12003.9775 | 12003.9775 | 0 | 11.7 | 2042 |  |  |  | REF | 0 | 0 | Real 2021 ¦ 12/22/2022 3:42:52 PM | Area 1001 Gas CCS 2029
35647 | Area 1001 Gas CCS 2029 | NOX | ATC | 2042 | AEP-KPCO | 30.1061 | 30.1061 | 0 | 1.5198 | 1.5198 | 0 | 0.014 | 2042 |  |  |  | REF | 0 | 0 | Real 2021 ¦ 12/22/2022 3:42:52 PM | Area 1001 Gas CCS 2029
35648 | Area 1001 Gas CCS 2029 | SO2 | ATC | 2042 | AEP-KPCO | 11.0748 | 11.0748 | 0 | 0.04536 | 0.04536 | 0 | 0.00515 | 2042 |  |  |  | REF | 0 | 0 | Real 2021 ¦ 12/22/2022 3:42:52 PM | Area 1001 Gas CCS 2029
35649 | Area 1001 Gas CCS 2030 | CO2 | ATC | 2042 | AEP-KPCO | 25830.9062 | 25830.9062 | 0 | 12324.0127 | 12324.0127 | 0 | 11.7 | 2042 |  |  |  | REF | 0 | 0 | Real 2021 ¦ 12/22/2022 3:42:52 PM | Area 1001 Gas CCS 2030
35650 | Area 1001 Gas CCS 2030 | NOX | ATC | 2042 | AEP-KPCO | 30.9088 | 30.9088 | 0 | 1.5413 | 1.5413 | 0 | 0.014 | 2042 |  |  |  | REF | 0 | 0 | Real 2021 ¦ 12/22/2022 3:42:52 PM | Area 1001 Gas CCS 2030
35651 | Area 1001 Gas CCS 2030 | SO2 | ATC | 2042 | AEP-KPCO | 11.37 | 11.37 | 0 | 0.046569 | 0.046569 | 0 | 0.00515 | 2042 |  |  |  | REF | 0 | 0 | Real 2021 ¦ 12/22/2022 3:42:52 PM | Area 1001 Gas CCS 2030
35652 | Area 1001 Gas CCS 2031 | CO2 | ATC | 2042 | AEP-KPCO | 117318.8047 | 117318.8047 | 0 | -75609.7734 | -75609.7734 | 0 | 11.7 | 2042 |  |  |  | REF | 0 | 0 | Real 2021 ¦ 12/22/2022 3:42:52 PM | Area 1001 Gas CCS 2031
35653 | Area 1001 Gas CCS 2031 | NOX | ATC | 2042 | AEP-KPCO | 140.3815 | 140.3815 | 0 | 6.0848 | 6.0848 | 0 | 0.014 | 2042 |  |  |  | REF | 0 | 0 | Real 2021 ¦ 12/22/2022 3:42:52 PM | Area 1001 Gas CCS 2031
35654 | Area 1001 Gas CCS 2031 | SO2 | ATC | 2042 | AEP-KPCO | 51.6403 | 51.6403 | 0 | 0.21151 | 0.21151 | 0 | 0.00515 | 2042 |  |  |  | REF | 0 | 0 | Real 2021 ¦ 12/22/2022 3:42:52 PM | Area 1001 Gas CCS 2031
35655 | Area 1001 Gas CCS 2032 | CO2 | ATC | 2042 | AEP-KPCO | 115934.6719 | 115934.6719 | 0 | -74717.7188 | -74717.7188 | 0 | 11.7 | 2042 |  |  |  | REF | 0 | 0 | Real 2021 ¦ 12/22/2022 3:42:52 PM | Area 1001 Gas CCS 2032
35656 | Area 1001 Gas CCS 2032 | NOX | ATC | 2042 | AEP-KPCO | 138.7253 | 138.7253 | 0 | 6.013 | 6.013 | 0 | 0.014 | 2042 |  |  |  | REF | 0 | 0 | Real 2021 ¦ 12/22/2022 3:42:52 PM | Area 1001 Gas CCS 2032
35657 | Area 1001 Gas CCS 2032 | SO2 | ATC | 2042 | AEP-KPCO | 51.0311 | 51.0311 | 0 | 0.20901 | 0.20901 | 0 | 0.00515 | 2042 |  |  |  | REF | 0 | 0 | Real 2021 ¦ 12/22/2022 3:42:52 PM | Area 1001 Gas CCS 2032
35658 | Area 1001 Gas CCS 2033 | CO2 | ATC | 2042 | AEP-KPCO | 28046.7207 | 28046.7207 | 0 | 13381.1855 | 13381.1855 | 0 | 11.7 | 2042 |  |  |  | REF | 0 | 0 | Real 2021 ¦ 12/22/2022 3:42:52 PM | Area 1001 Gas CCS 2033
35659 | Area 1001 Gas CCS 2033 | NOX | ATC | 2042 | AEP-KPCO | 33.5602 | 33.5602 | 0 | 1.5901 | 1.5901 | 0 | 0.014 | 2042 |  |  |  | REF | 0 | 0 | Real 2021 ¦ 12/22/2022 3:42:52 PM | Area 1001 Gas CCS 2033
35660 | Area 1001 Gas CCS 2033 | SO2 | ATC | 2042 | AEP-KPCO | 12.3454 | 12.3454 | 0 | 0.050564 | 0.050564 | 0 | 0.00515 | 2042 |  |  |  | REF | 0 | 0 | Real 2021 ¦ 12/22/2022 3:42:52 PM | Area 1001 Gas CCS 2033
35661 | Area 1001 Gas CCS 2034 | CO2 | ATC | 2042 | AEP-KPCO | 29466.6523 | 29466.6523 | 0 | 14058.6396 | 14058.6396 | 0 | 11.7 | 2042 |  |  |  | REF | 0 | 0 | Real 2021 ¦ 12/22/2022 3:42:52 PM | Area 1001 Gas CCS 2034
35662 | Area 1001 Gas CCS 2034 | NOX | ATC | 2042 | AEP-KPCO | 35.2592 | 35.2592 | 0 | 1.7075 | 1.7075 | 0 | 0.014 | 2042 |  |  |  | REF | 0 | 0 | Real 2021 ¦ 12/22/2022 3:42:52 PM | Area 1001 Gas CCS 2034
35663 | Area 1001 Gas CCS 2034 | SO2 | ATC | 2042 | AEP-KPCO | 12.9704 | 12.9704 | 0 | 0.053123 | 0.053123 | 0 | 0.00515 | 2042 |  |  |  | REF | 0 | 0 | Real 2021 ¦ 12/22/2022 3:42:52 PM | Area 1001 Gas CCS 2034
35664 | Area 1001 Gas CCS 2035 | CO2 | ATC | 2042 | AEP-KPCO | 29957.2227 | 29957.2227 | 0 | 14292.6924 | 14292.6924 | 0 | 11.7 | 2042 |  |  |  | REF | 0 | 0 | Real 2021 ¦ 12/22/2022 3:42:52 PM | Area 1001 Gas CCS 2035
35665 | Area 1001 Gas CCS 2035 | NOX | ATC | 2042 | AEP-KPCO | 35.8462 | 35.8462 | 0 | 1.7258 | 1.7258 | 0 | 0.014 | 2042 |  |  |  | REF | 0 | 0 | Real 2021 ¦ 12/22/2022 3:42:52 PM | Area 1001 Gas CCS 2035
35666 | Area 1001 Gas CCS 2035 | SO2 | ATC | 2042 | AEP-KPCO | 13.1863 | 13.1863 | 0 | 0.054008 | 0.054008 | 0 | 0.00515 | 2042 |  |  |  | REF | 0 | 0 | Real 2021 ¦ 12/22/2022 3:42:52 PM | Area 1001 Gas CCS 2035
35667 | Area 1001 Gas CCS 2036 | CO2 | ATC | 2042 | AEP-KPCO | 30329.541 | 30329.541 | 0 | 14470.3271 | 14470.3271 | 0 | 11.7 | 2042 |  |  |  | REF | 0 | 0 | Real 2021 ¦ 12/22/2022 3:42:52 PM | Area 1001 Gas CCS 2036
35668 | Area 1001 Gas CCS 2036 | NOX | ATC | 2042 | AEP-KPCO | 36.2918 | 36.2918 | 0 | 1.7599 | 1.7599 | 0 | 0.014 | 2042 |  |  |  | REF | 0 | 0 | Real 2021 ¦ 12/22/2022 3:42:52 PM | Area 1001 Gas CCS 2036
35669 | Area 1001 Gas CCS 2036 | SO2 | ATC | 2042 | AEP-KPCO | 13.3502 | 13.3502 | 0 | 0.054679 | 0.054679 | 0 | 0.00515 | 2042 |  |  |  | REF | 0 | 0 | Real 2021 ¦ 12/22/2022 3:42:52 PM | Area 1001 Gas CCS 2036
35670 | Area 1001 Gas CCS 2037 | CO2 | ATC | 2042 | AEP-KPCO | 31140.9922 | 31140.9922 | 0 | 14857.4736 | 14857.4736 | 0 | 11.7 | 2042 |  |  |  | REF | 0 | 0 | Real 2021 ¦ 12/22/2022 3:42:52 PM | Area 1001 Gas CCS 2037
35671 | Area 1001 Gas CCS 2037 | NOX | ATC | 2042 | AEP-KPCO | 37.2627 | 37.2627 | 0 | 1.7781 | 1.7781 | 0 | 0.014 | 2042 |  |  |  | REF | 0 | 0 | Real 2021 ¦ 12/22/2022 3:42:52 PM | Area 1001 Gas CCS 2037
35672 | Area 1001 Gas CCS 2037 | SO2 | ATC | 2042 | AEP-KPCO | 13.7074 | 13.7074 | 0 | 0.056142 | 0.056142 | 0 | 0.00515 | 2042 |  |  |  | REF | 0 | 0 | Real 2021 ¦ 12/22/2022 3:42:52 PM | Area 1001 Gas CCS 2037
35673 | Area 1001 Gas CCS 2038 | CO2 | ATC | 2042 | AEP-KPCO | 32518.5898 | 32518.5898 | 0 | 15514.7295 | 15514.7295 | 0 | 11.7 | 2042 |  |  |  | REF | 0 | 0 | Real 2021 ¦ 12/22/2022 3:42:52 PM | Area 1001 Gas CCS 2038
35674 | Area 1001 Gas CCS 2038 | NOX | ATC | 2042 | AEP-KPCO | 38.9111 | 38.9111 | 0 | 1.8506 | 1.8506 | 0 | 0.014 | 2042 |  |  |  | REF | 0 | 0 | Real 2021 ¦ 12/22/2022 3:42:52 PM | Area 1001 Gas CCS 2038
35675 | Area 1001 Gas CCS 2038 | SO2 | ATC | 2042 | AEP-KPCO | 14.3137 | 14.3137 | 0 | 0.058626 | 0.058626 | 0 | 0.00515 | 2042 |  |  |  | REF | 0 | 0 | Real 2021 ¦ 12/22/2022 3:42:52 PM | Area 1001 Gas CCS 2038
35676 | Area 1001 Gas CCS 2039 | CO2 | ATC | 2042 | AEP-KPCO | 32038.9453 | 32038.9453 | 0 | 15285.8896 | 15285.8896 | 0 | 11.7 | 2042 |  |  |  | REF | 0 | 0 | Real 2021 ¦ 12/22/2022 3:42:52 PM | Area 1001 Gas CCS 2039
35677 | Area 1001 Gas CCS 2039 | NOX | ATC | 2042 | AEP-KPCO | 38.3372 | 38.3372 | 0 | 1.8477 | 1.8477 | 0 | 0.014 | 2042 |  |  |  | REF | 0 | 0 | Real 2021 ¦ 12/22/2022 3:42:52 PM | Area 1001 Gas CCS 2039
35678 | Area 1001 Gas CCS 2039 | SO2 | ATC | 2042 | AEP-KPCO | 14.1026 | 14.1026 | 0 | 0.057761 | 0.057761 | 0 | 0.00515 | 2042 |  |  |  | REF | 0 | 0 | Real 2021 ¦ 12/22/2022 3:42:52 PM | Area 1001 Gas CCS 2039
35679 | Area 1001 Gas CCS 2040 | CO2 | ATC | 2042 | AEP-KPCO | 32038.9453 | 32038.9453 | 0 | 15285.8896 | 15285.8896 | 0 | 11.7 | 2042 |  |  |  | REF | 0 | 0 | Real 2021 ¦ 12/22/2022 3:42:52 PM | Area 1001 Gas CCS 2040
35680 | Area 1001 Gas CCS 2040 | NOX | ATC | 2042 | AEP-KPCO | 38.3372 | 38.3372 | 0 | 1.8477 | 1.8477 | 0 | 0.014 | 2042 |  |  |  | REF | 0 | 0 | Real 2021 ¦ 12/22/2022 3:42:52 PM | Area 1001 Gas CCS 2040
35681 | Area 1001 Gas CCS 2040 | SO2 | ATC | 2042 | AEP-KPCO | 14.1026 | 14.1026 | 0 | 0.057761 | 0.057761 | 0 | 0.00515 | 2042 |  |  |  | REF | 0 | 0 | Real 2021 ¦ 12/22/2022 3:42:52 PM | Area 1001 Gas CCS 2040
35682 | Area 1001 Gas CCS 2041 | CO2 | ATC | 2042 | AEP-KPCO | 32016.3496 | 32016.3496 | 0 | 15275.1094 | 15275.1094 | 0 | 11.7 | 2042 |  |  |  | REF | 0 | 0 | Real 2021 ¦ 12/22/2022 3:42:52 PM | Area 1001 Gas CCS 2041
35683 | Area 1001 Gas CCS 2041 | NOX | ATC | 2042 | AEP-KPCO | 38.3102 | 38.3102 | 0 | 1.8465 | 1.8465 | 0 | 0.014 | 2042 |  |  |  | REF | 0 | 0 | Real 2021 ¦ 12/22/2022 3:42:52 PM | Area 1001 Gas CCS 2041
35684 | Area 1001 Gas CCS 2041 | SO2 | ATC | 2042 | AEP-KPCO | 14.0927 | 14.0927 | 0 | 0.05772 | 0.05772 | 0 | 0.00515 | 2042 |  |  |  | REF | 0 | 0 | Real 2021 ¦ 12/22/2022 3:42:52 PM | Area 1001 Gas CCS 2041
35685 | Area 1001 Gas CCS 2042 | CO2 | ATC | 2042 | AEP-KPCO | 32038.9453 | 32038.9453 | 0 | 15285.8896 | 15285.8896 | 0 | 11.7 | 2042 |  |  |  | REF | 0 | 0 | Real 2021 ¦ 12/22/2022 3:42:52 PM | Area 1001 Gas CCS 2042
35686 | Area 1001 Gas CCS 2042 | NOX | ATC | 2042 | AEP-KPCO | 38.3372 | 38.3372 | 0 | 1.8477 | 1.8477 | 0 | 0.014 | 2042 |  |  |  | REF | 0 | 0 | Real 2021 ¦ 12/22/2022 3:42:52 PM | Area 1001 Gas CCS 2042
35687 | Area 1001 Gas CCS 2042 | SO2 | ATC | 2042 | AEP-KPCO | 14.1026 | 14.1026 | 0 | 0.057761 | 0.057761 | 0 | 0.00515 | 2042 |  |  |  | REF | 0 | 0 | Real 2021 ¦ 12/22/2022 3:42:52 PM | Area 1001 Gas CCS 2042
35688 | Area 1001 Gas CCS 2043 | CO2 | ATC | 2042 | AEP-KPCO | 0 | 0 | 0 | 0 | 0 | 0 | 11.7 | 2042 |  |  |  | REF | 0 | 0 | Real 2021 ¦ 12/22/2022 3:42:52 PM | Area 1001 Gas CCS 2043
35689 | Area 1001 Gas CCS 2043 | NOX | ATC | 2042 | AEP-KPCO | 0 | 0 | 0 | 0 | 0 | 0 | 0.014 | 2042 |  |  |  | REF | 0 | 0 | Real 2021 ¦ 12/22/2022 3:42:52 PM | Area 1001 Gas CCS 2043
35690 | Area 1001 Gas CCS 2043 | SO2 | ATC | 2042 | AEP-KPCO | 0 | 0 | 0 | 0 | 0 | 0 | 0.00515 | 2042 |  |  |  | REF | 0 | 0 | Real 2021 ¦ 12/22/2022 3:42:52 PM | Area 1001 Gas CCS 2043
35691 | Area 1001 Coal CCS 2025 | CO2 | ATC | 2042 | AEP-KPCO | 1755.8608 | 1755.8608 | 0 | 837.7272 | 837.7272 | 0 | 20.57 | 2042 |  |  |  | REF | 0 | 0 | Real 2021 ¦ 12/22/2022 3:42:52 PM | Area 1001 Coal CCS 2025
35692 | Area 1001 Coal CCS 2025 | NOX | ATC | 2042 | AEP-KPCO | 0.62313 | 0.62313 | 0 | 0.016658 | 0.016658 | 0 | 0.0073 | 2042 |  |  |  | REF | 0 | 0 | Real 2021 ¦ 12/22/2022 3:42:52 PM | Area 1001 Coal CCS 2025
35693 | Area 1001 Coal CCS 2025 | SO2 | ATC | 2042 | AEP-KPCO | 36.4488 | 36.4488 | 0 | 0.14929 | 0.14929 | 0 | 0.427 | 2042 |  |  |  | REF | 0 | 0 | Real 2021 ¦ 12/22/2022 3:42:52 PM | Area 1001 Coal CCS 2025
35694 | Area 1001 Coal CCS 2026 | CO2 | ATC | 2042 | AEP-KPCO | 1736.3466 | 1736.3466 | 0 | 828.4169 | 828.4169 | 0 | 20.57 | 2042 |  |  |  | REF | 0 | 0 | Real 2021 ¦ 12/22/2022 3:42:52 PM | Area 1001 Coal CCS 2026
35695 | Area 1001 Coal CCS 2026 | NOX | ATC | 2042 | AEP-KPCO | 0.6162 | 0.6162 | 0 | 0.016473 | 0.016473 | 0 | 0.0073 | 2042 |  |  |  | REF | 0 | 0 | Real 2021 ¦ 12/22/2022 3:42:52 PM | Area 1001 Coal CCS 2026
35696 | Area 1001 Coal CCS 2026 | SO2 | ATC | 2042 | AEP-KPCO | 36.0438 | 36.0438 | 0 | 0.14763 | 0.14763 | 0 | 0.427 | 2042 |  |  |  | REF | 0 | 0 | Real 2021 ¦ 12/22/2022 3:42:52 PM | Area 1001 Coal CCS 2026
35697 | Area 1001 Coal CCS 2027 | CO2 | ATC | 2042 | AEP-KPCO | 1878.6488 | 1878.6488 | 0 | 896.3098 | 896.3098 | 0 | 20.57 | 2042 |  |  |  | REF | 0 | 0 | Real 2021 ¦ 12/22/2022 3:42:52 PM | Area 1001 Coal CCS 2027
35698 | Area 1001 Coal CCS 2027 | NOX | ATC | 2042 | AEP-KPCO | 0.66671 | 0.66671 | 0 | 0.019213 | 0.019213 | 0 | 0.0073 | 2042 |  |  |  | REF | 0 | 0 | Real 2021 ¦ 12/22/2022 3:42:52 PM | Area 1001 Coal CCS 2027
35699 | Area 1001 Coal CCS 2027 | SO2 | ATC | 2042 | AEP-KPCO | 38.9977 | 38.9977 | 0 | 0.15973 | 0.15973 | 0 | 0.427 | 2042 |  |  |  | REF | 0 | 0 | Real 2021 ¦ 12/22/2022 3:42:52 PM | Area 1001 Coal CCS 2027
35700 | Area 1001 Coal CCS 2028 | CO2 | ATC | 2042 | AEP-KPCO | 1936.2623 | 1936.2623 | 0 | 923.7973 | 923.7973 | 0 | 20.57 | 2042 |  |  |  | REF | 0 | 0 | Real 2021 ¦ 12/22/2022 3:42:52 PM | Area 1001 Coal CCS 2028
35701 | Area 1001 Coal CCS 2028 | NOX | ATC | 2042 | AEP-KPCO | 0.68715 | 0.68715 | 0 | 0.021739 | 0.021739 | 0 | 0.0073 | 2042 |  |  |  | REF | 0 | 0 | Real 2021 ¦ 12/22/2022 3:42:52 PM | Area 1001 Coal CCS 2028
35702 | Area 1001 Coal CCS 2028 | SO2 | ATC | 2042 | AEP-KPCO | 40.1937 | 40.1937 | 0 | 0.16462 | 0.16462 | 0 | 0.427 | 2042 |  |  |  | REF | 0 | 0 | Real 2021 ¦ 12/22/2022 3:42:52 PM | Area 1001 Coal CCS 2028
35703 | Area 1001 Coal CCS 2029 | CO2 | ATC | 2042 | AEP-KPCO | 1914.1207 | 1914.1207 | 0 | 913.2335 | 913.2335 | 0 | 20.57 | 2042 |  |  |  | REF | 0 | 0 | Real 2021 ¦ 12/22/2022 3:42:52 PM | Area 1001 Coal CCS 2029
35704 | Area 1001 Coal CCS 2029 | NOX | ATC | 2042 | AEP-KPCO | 0.67929 | 0.67929 | 0 | 0.021491 | 0.021491 | 0 | 0.0073 | 2042 |  |  |  | REF | 0 | 0 | Real 2021 ¦ 12/22/2022 3:42:52 PM | Area 1001 Coal CCS 2029
35705 | Area 1001 Coal CCS 2029 | SO2 | ATC | 2042 | AEP-KPCO | 39.7341 | 39.7341 | 0 | 0.16274 | 0.16274 | 0 | 0.427 | 2042 |  |  |  | REF | 0 | 0 | Real 2021 ¦ 12/22/2022 3:42:52 PM | Area 1001 Coal CCS 2029
35706 | Area 1001 Coal CCS 2030 | CO2 | ATC | 2042 | AEP-KPCO | 1889.8934 | 1889.8934 | 0 | 901.6746 | 901.6746 | 0 | 20.57 | 2042 |  |  |  | REF | 0 | 0 | Real 2021 ¦ 12/22/2022 3:42:52 PM | Area 1001 Coal CCS 2030
35707 | Area 1001 Coal CCS 2030 | NOX | ATC | 2042 | AEP-KPCO | 0.6707 | 0.6707 | 0 | 0.021219 | 0.021219 | 0 | 0.0073 | 2042 |  |  |  | REF | 0 | 0 | Real 2021 ¦ 12/22/2022 3:42:52 PM | Area 1001 Coal CCS 2030
35708 | Area 1001 Coal CCS 2030 | SO2 | ATC | 2042 | AEP-KPCO | 39.2311 | 39.2311 | 0 | 0.16068 | 0.16068 | 0 | 0.427 | 2042 |  |  |  | REF | 0 | 0 | Real 2021 ¦ 12/22/2022 3:42:52 PM | Area 1001 Coal CCS 2030
35709 | Area 1001 Coal CCS 2031 | CO2 | ATC | 2042 | AEP-KPCO | 629903.0625 | 629903.0625 | 0 | -405960.6875 | -405960.6875 | 0 | 20.57 | 2042 |  |  |  | REF | 0 | 0 | Real 2021 ¦ 12/22/2022 3:42:52 PM | Area 1001 Coal CCS 2031
35710 | Area 1001 Coal CCS 2031 | NOX | ATC | 2042 | AEP-KPCO | 223.5436 | 223.5436 | 0 | 9.8203 | 9.8203 | 0 | 0.0073 | 2042 |  |  |  | REF | 0 | 0 | Real 2021 ¦ 12/22/2022 3:42:52 PM | Area 1001 Coal CCS 2031
35711 | Area 1001 Coal CCS 2031 | SO2 | ATC | 2042 | AEP-KPCO | 13075.7705 | 13075.7705 | 0 | 53.5552 | 53.5552 | 0 | 0.427 | 2042 |  |  |  | REF | 0 | 0 | Real 2021 ¦ 12/22/2022 3:42:52 PM | Area 1001 Coal CCS 2031
35712 | Area 1001 Coal CCS 2032 | CO2 | ATC | 2042 | AEP-KPCO | 621778.0625 | 621778.0625 | 0 | -400724.2812 | -400724.2812 | 0 | 20.57 | 2042 |  |  |  | REF | 0 | 0 | Real 2021 ¦ 12/22/2022 3:42:52 PM | Area 1001 Coal CCS 2032
35713 | Area 1001 Coal CCS 2032 | NOX | ATC | 2042 | AEP-KPCO | 220.6602 | 220.6602 | 0 | 9.6936 | 9.6936 | 0 | 0.0073 | 2042 |  |  |  | REF | 0 | 0 | Real 2021 ¦ 12/22/2022 3:42:52 PM | Area 1001 Coal CCS 2032
35714 | Area 1001 Coal CCS 2032 | SO2 | ATC | 2042 | AEP-KPCO | 12907.1084 | 12907.1084 | 0 | 52.8644 | 52.8644 | 0 | 0.427 | 2042 |  |  |  | REF | 0 | 0 | Real 2021 ¦ 12/22/2022 3:42:52 PM | Area 1001 Coal CCS 2032
35715 | Area 1001 Coal CCS 2033 | CO2 | ATC | 2042 | AEP-KPCO | 1895.4355 | 1895.4355 | 0 | 904.3187 | 904.3187 | 0 | 20.57 | 2042 |  |  |  | REF | 0 | 0 | Real 2021 ¦ 12/22/2022 3:42:52 PM | Area 1001 Coal CCS 2033
35716 | Area 1001 Coal CCS 2033 | NOX | ATC | 2042 | AEP-KPCO | 0.67266 | 0.67266 | 0 | 0.020562 | 0.020562 | 0 | 0.0073 | 2042 |  |  |  | REF | 0 | 0 | Real 2021 ¦ 12/22/2022 3:42:52 PM | Area 1001 Coal CCS 2033
35717 | Area 1001 Coal CCS 2033 | SO2 | ATC | 2042 | AEP-KPCO | 39.3462 | 39.3462 | 0 | 0.16115 | 0.16115 | 0 | 0.427 | 2042 |  |  |  | REF | 0 | 0 | Real 2021 ¦ 12/22/2022 3:42:52 PM | Area 1001 Coal CCS 2033
35718 | Area 1001 Coal CCS 2034 | CO2 | ATC | 2042 | AEP-KPCO | 1957.1738 | 1957.1738 | 0 | 933.7742 | 933.7742 | 0 | 20.57 | 2042 |  |  |  | REF | 0 | 0 | Real 2021 ¦ 12/22/2022 3:42:52 PM | Area 1001 Coal CCS 2034
35719 | Area 1001 Coal CCS 2034 | NOX | ATC | 2042 | AEP-KPCO | 0.69457 | 0.69457 | 0 | 0.022993 | 0.022993 | 0 | 0.0073 | 2042 |  |  |  | REF | 0 | 0 | Real 2021 ¦ 12/22/2022 3:42:52 PM | Area 1001 Coal CCS 2034
35720 | Area 1001 Coal CCS 2034 | SO2 | ATC | 2042 | AEP-KPCO | 40.6278 | 40.6278 | 0 | 0.1664 | 0.1664 | 0 | 0.427 | 2042 |  |  |  | REF | 0 | 0 | Real 2021 ¦ 12/22/2022 3:42:52 PM | Area 1001 Coal CCS 2034
35721 | Area 1001 Coal CCS 2035 | CO2 | ATC | 2042 | AEP-KPCO | 1943.0946 | 1943.0946 | 0 | 927.0571 | 927.0571 | 0 | 20.57 | 2042 |  |  |  | REF | 0 | 0 | Real 2021 ¦ 12/22/2022 3:42:52 PM | Area 1001 Coal CCS 2035
35722 | Area 1001 Coal CCS 2035 | NOX | ATC | 2042 | AEP-KPCO | 0.68958 | 0.68958 | 0 | 0.022828 | 0.022828 | 0 | 0.0073 | 2042 |  |  |  | REF | 0 | 0 | Real 2021 ¦ 12/22/2022 3:42:52 PM | Area 1001 Coal CCS 2035
35723 | Area 1001 Coal CCS 2035 | SO2 | ATC | 2042 | AEP-KPCO | 40.3355 | 40.3355 | 0 | 0.1652 | 0.1652 | 0 | 0.427 | 2042 |  |  |  | REF | 0 | 0 | Real 2021 ¦ 12/22/2022 3:42:52 PM | Area 1001 Coal CCS 2035
35724 | Area 1001 Coal CCS 2036 | CO2 | ATC | 2042 | AEP-KPCO | 1929.0155 | 1929.0155 | 0 | 920.3398 | 920.3398 | 0 | 20.57 | 2042 |  |  |  | REF | 0 | 0 | Real 2021 ¦ 12/22/2022 3:42:52 PM | Area 1001 Coal CCS 2036
35725 | Area 1001 Coal CCS 2036 | NOX | ATC | 2042 | AEP-KPCO | 0.68458 | 0.68458 | 0 | 0.022662 | 0.022662 | 0 | 0.0073 | 2042 |  |  |  | REF | 0 | 0 | Real 2021 ¦ 12/22/2022 3:42:52 PM | Area 1001 Coal CCS 2036
35726 | Area 1001 Coal CCS 2036 | SO2 | ATC | 2042 | AEP-KPCO | 40.0432 | 40.0432 | 0 | 0.16401 | 0.16401 | 0 | 0.427 | 2042 |  |  |  | REF | 0 | 0 | Real 2021 ¦ 12/22/2022 3:42:52 PM | Area 1001 Coal CCS 2036
35727 | Area 1001 Coal CCS 2037 | CO2 | ATC | 2042 | AEP-KPCO | 1988.5878 | 1988.5878 | 0 | 948.762 | 948.762 | 0 | 20.57 | 2042 |  |  |  | REF | 0 | 0 | Real 2021 ¦ 12/22/2022 3:42:52 PM | Area 1001 Coal CCS 2037
35728 | Area 1001 Coal CCS 2037 | NOX | ATC | 2042 | AEP-KPCO | 0.70572 | 0.70572 | 0 | 0.022626 | 0.022626 | 0 | 0.0073 | 2042 |  |  |  | REF | 0 | 0 | Real 2021 ¦ 12/22/2022 3:42:52 PM | Area 1001 Coal CCS 2037
35729 | Area 1001 Coal CCS 2037 | SO2 | ATC | 2042 | AEP-KPCO | 41.2799 | 41.2799 | 0 | 0.16907 | 0.16907 | 0 | 0.427 | 2042 |  |  |  | REF | 0 | 0 | Real 2021 ¦ 12/22/2022 3:42:52 PM | Area 1001 Coal CCS 2037
35730 | Area 1001 Coal CCS 2038 | CO2 | ATC | 2042 | AEP-KPCO | 1973.9672 | 1973.9672 | 0 | 941.7864 | 941.7864 | 0 | 20.57 | 2042 |  |  |  | REF | 0 | 0 | Real 2021 ¦ 12/22/2022 3:42:52 PM | Area 1001 Coal CCS 2038
35731 | Area 1001 Coal CCS 2038 | NOX | ATC | 2042 | AEP-KPCO | 0.70053 | 0.70053 | 0 | 0.022459 | 0.022459 | 0 | 0.0073 | 2042 |  |  |  | REF | 0 | 0 | Real 2021 ¦ 12/22/2022 3:42:52 PM | Area 1001 Coal CCS 2038
35732 | Area 1001 Coal CCS 2038 | SO2 | ATC | 2042 | AEP-KPCO | 40.9764 | 40.9764 | 0 | 0.16783 | 0.16783 | 0 | 0.427 | 2042 |  |  |  | REF | 0 | 0 | Real 2021 ¦ 12/22/2022 3:42:52 PM | Area 1001 Coal CCS 2038
35733 | Area 1001 Coal CCS 2039 | CO2 | ATC | 2042 | AEP-KPCO | 1973.9672 | 1973.9672 | 0 | 941.7864 | 941.7864 | 0 | 20.57 | 2042 |  |  |  | REF | 0 | 0 | Real 2021 ¦ 12/22/2022 3:42:52 PM | Area 1001 Coal CCS 2039
35734 | Area 1001 Coal CCS 2039 | NOX | ATC | 2042 | AEP-KPCO | 0.70053 | 0.70053 | 0 | 0.022459 | 0.022459 | 0 | 0.0073 | 2042 |  |  |  | REF | 0 | 0 | Real 2021 ¦ 12/22/2022 3:42:52 PM | Area 1001 Coal CCS 2039
35735 | Area 1001 Coal CCS 2039 | SO2 | ATC | 2042 | AEP-KPCO | 40.9764 | 40.9764 | 0 | 0.16783 | 0.16783 | 0 | 0.427 | 2042 |  |  |  | REF | 0 | 0 | Real 2021 ¦ 12/22/2022 3:42:52 PM | Area 1001 Coal CCS 2039
35736 | Area 1001 Coal CCS 2040 | CO2 | ATC | 2042 | AEP-KPCO | 1973.9672 | 1973.9672 | 0 | 941.7864 | 941.7864 | 0 | 20.57 | 2042 |  |  |  | REF | 0 | 0 | Real 2021 ¦ 12/22/2022 3:42:52 PM | Area 1001 Coal CCS 2040
35737 | Area 1001 Coal CCS 2040 | NOX | ATC | 2042 | AEP-KPCO | 0.70053 | 0.70053 | 0 | 0.022459 | 0.022459 | 0 | 0.0073 | 2042 |  |  |  | REF | 0 | 0 | Real 2021 ¦ 12/22/2022 3:42:52 PM | Area 1001 Coal CCS 2040
35738 | Area 1001 Coal CCS 2040 | SO2 | ATC | 2042 | AEP-KPCO | 40.9764 | 40.9764 | 0 | 0.16783 | 0.16783 | 0 | 0.427 | 2042 |  |  |  | REF | 0 | 0 | Real 2021 ¦ 12/22/2022 3:42:52 PM | Area 1001 Coal CCS 2040
35739 | Area 1001 Coal CCS 2041 | CO2 | ATC | 2042 | AEP-KPCO | 1973.9672 | 1973.9672 | 0 | 941.7864 | 941.7864 | 0 | 20.57 | 2042 |  |  |  | REF | 0 | 0 | Real 2021 ¦ 12/22/2022 3:42:52 PM | Area 1001 Coal CCS 2041
35740 | Area 1001 Coal CCS 2041 | NOX | ATC | 2042 | AEP-KPCO | 0.70053 | 0.70053 | 0 | 0.022459 | 0.022459 | 0 | 0.0073 | 2042 |  |  |  | REF | 0 | 0 | Real 2021 ¦ 12/22/2022 3:42:52 PM | Area 1001 Coal CCS 2041
35741 | Area 1001 Coal CCS 2041 | SO2 | ATC | 2042 | AEP-KPCO | 40.9764 | 40.9764 | 0 | 0.16783 | 0.16783 | 0 | 0.427 | 2042 |  |  |  | REF | 0 | 0 | Real 2021 ¦ 12/22/2022 3:42:52 PM | Area 1001 Coal CCS 2041
35742 | Area 1001 Coal CCS 2042 | CO2 | ATC | 2042 | AEP-KPCO | 1973.9672 | 1973.9672 | 0 | 941.7864 | 941.7864 | 0 | 20.57 | 2042 |  |  |  | REF | 0 | 0 | Real 2021 ¦ 12/22/2022 3:42:52 PM | Area 1001 Coal CCS 2042
35743 | Area 1001 Coal CCS 2042 | NOX | ATC | 2042 | AEP-KPCO | 0.70053 | 0.70053 | 0 | 0.022459 | 0.022459 | 0 | 0.0073 | 2042 |  |  |  | REF | 0 | 0 | Real 2021 ¦ 12/22/2022 3:42:52 PM | Area 1001 Coal CCS 2042
35744 | Area 1001 Coal CCS 2042 | SO2 | ATC | 2042 | AEP-KPCO | 40.9764 | 40.9764 | 0 | 0.16783 | 0.16783 | 0 | 0.427 | 2042 |  |  |  | REF | 0 | 0 | Real 2021 ¦ 12/22/2022 3:42:52 PM | Area 1001 Coal CCS 2042
35745 | Area 1001 Coal CCS 2043 | CO2 | ATC | 2042 | AEP-KPCO | 0 | 0 | 0 | 0 | 0 | 0 | 20.57 | 2042 |  |  |  | REF | 0 | 0 | Real 2021 ¦ 12/22/2022 3:42:52 PM | Area 1001 Coal CCS 2043
35746 | Area 1001 Coal CCS 2043 | NOX | ATC | 2042 | AEP-KPCO | 0 | 0 | 0 | 0 | 0 | 0 | 0.0073 | 2042 |  |  |  | REF | 0 | 0 | Real 2021 ¦ 12/22/2022 3:42:52 PM | Area 1001 Coal CCS 2043
35747 | Area 1001 Coal CCS 2043 | SO2 | ATC | 2042 | AEP-KPCO | 0 | 0 | 0 | 0 | 0 | 0 | 0.427 | 2042 |  |  |  | REF | 0 | 0 | Real 2021 ¦ 12/22/2022 3:42:52 PM | Area 1001 Coal CCS 2043
35748 | Big Sandy #1_Ext Gas | CO2 | ATC | 2042 | AEP-KPCO | 0 | 0 | 0 | 0 | 0 | 0 | 117 | 2042 |  |  |  | REF | 0 | 0 | Real 2021 ¦ 12/22/2022 3:42:52 PM | Big Sandy #1_Ext Gas
35749 | Big Sandy #1_Ext Gas | NOX | ATC | 2042 | AEP-KPCO | 0 | 0 | 0 | 0 | 0 | 0 | 0.14 | 2042 |  |  |  | REF | 0 | 0 | Real 2021 ¦ 12/22/2022 3:42:52 PM | Big Sandy #1_Ext Gas
35750 | Big Sandy #1_Ext Gas | SO2 | ATC | 2042 | AEP-KPCO | 0 | 0 | 0 | 0 | 0 | 0 | 0.05 | 2042 |  |  |  | REF | 0 | 0 | Real 2021 ¦ 12/22/2022 3:42:52 PM | Big Sandy #1_Ext Gas
35751 | Big Sandy #1_Ext_NGCCS retrofit 2031 | CO2 | ATC | 2042 | AEP-KPCO | 0 | 0 | 0 | 0 | 0 | 0 | 11.7 | 2042 |  |  |  | REF | 0 | 0 | Real 2021 ¦ 12/22/2022 3:42:52 PM | Big Sandy #1_Ext_NGCCS retrofit 2032
35752 | Big Sandy #1_Ext_NGCCS retrofit 2031 | NOX | ATC | 2042 | AEP-KPCO | 0 | 0 | 0 | 0 | 0 | 0 | 0.014 | 2042 |  |  |  | REF | 0 | 0 | Real 2021 ¦ 12/22/2022 3:42:52 PM | Big Sandy #1_Ext_NGCCS retrofit 2032
35753 | Big Sandy #1_Ext_NGCCS retrofit 2031 | SO2 | ATC | 2042 | AEP-KPCO | 0 | 0 | 0 | 0 | 0 | 0 | 0.00515 | 2042 |  |  |  | REF | 0 | 0 | Real 2021 ¦ 12/22/2022 3:42:52 PM | Big Sandy #1_Ext_NGCCS retrofit 2032
35754 | Big Sandy #1_Ext Gas Capitalized | CO2 | ATC | 2042 | AEP-KPCO | 0 | 0 | 0 | 0 | 0 | 0 | 117 | 2042 |  |  |  | REF | 0 | 0 | Real 2021 ¦ 12/22/2022 3:42:52 PM | Big Sandy #1_Ext Gas Capitalized
35755 | Big Sandy #1_Ext Gas Capitalized | NOX | ATC | 2042 | AEP-KPCO | 0 | 0 | 0 | 0 | 0 | 0 | 0.14 | 2042 |  |  |  | REF | 0 | 0 | Real 2021 ¦ 12/22/2022 3:42:52 PM | Big Sandy #1_Ext Gas Capitalized
35756 | Big Sandy #1_Ext Gas Capitalized | SO2 | ATC | 2042 | AEP-KPCO | 0 | 0 | 0 | 0 | 0 | 0 | 0.05 | 2042 |  |  |  | REF | 0 | 0 | Real 2021 ¦ 12/22/2022 3:42:52 PM | Big Sandy #1_Ext Gas Capitalized
35757 | Big Sandy #1_Ext Gas FOM Capitalized | CO2 | ATC | 2042 | AEP-KPCO | 0 | 0 | 0 | 0 | 0 | 0 | 117 | 2042 |  |  |  | REF | 0 | 0 | Real 2021 ¦ 12/22/2022 3:42:52 PM | Big Sandy #1_Ext Gas FOM Capitalized
35758 | Big Sandy #1_Ext Gas FOM Capitalized | NOX | ATC | 2042 | AEP-KPCO | 0 | 0 | 0 | 0 | 0 | 0 | 0.14 | 2042 |  |  |  | REF | 0 | 0 | Real 2021 ¦ 12/22/2022 3:42:52 PM | Big Sandy #1_Ext Gas FOM Capitalized
35759 | Big Sandy #1_Ext Gas FOM Capitalized | SO2 | ATC | 2042 | AEP-KPCO | 0 | 0 | 0 | 0 | 0 | 0 | 0.05 | 2042 |  |  |  | REF | 0 | 0 | Real 2021 ¦ 12/22/2022 3:42:52 PM | Big Sandy #1_Ext Gas FOM Capitalized
37101 | Big Sandy #1 Gas | CO2 | ATC | 2043 | AEP-KPCO | 0 | 0 | 0 | 0 | 0 | 0 | 117 | 2043 |  |  |  | REF | 0 | 0 | Real 2021 ¦ 12/22/2022 3:42:52 PM | 13555
37102 | Big Sandy #1 Gas | NOX | ATC | 2043 | AEP-KPCO | 0 | 0 | 0 | 0 | 0 | 0 | 0.14 | 2043 |  |  |  | REF | 0 | 0 | Real 2021 ¦ 12/22/2022 3:42:52 PM | 13555
37103 | Big Sandy #1 Gas | SO2 | ATC | 2043 | AEP-KPCO | 0 | 0 | 0 | 0 | 0 | 0 | 0.05 | 2043 |  |  |  | REF | 0 | 0 | Real 2021 ¦ 12/22/2022 3:42:52 PM | 13555
37104 | Mitchell #1 (WV) | CO2 | ATC | 2043 | AEP-KPCO | 0 | 0 | 0 | 0 | 0 | 0 | 205.7 | 2043 |  |  |  | REF | 0 | 0 | Real 2021 ¦ 12/22/2022 3:42:52 PM | 3102
37105 | Mitchell #1 (WV) | NOX | ATC | 2043 | AEP-KPCO | 0 | 0 | 0 | 0 | 0 | 0 | 0.07 | 2043 |  |  |  | REF | 0 | 0 | Real 2021 ¦ 12/22/2022 3:42:52 PM | 3102
37106 | Mitchell #1 (WV) | SO2 | ATC | 2043 | AEP-KPCO | 0 | 0 | 0 | 0 | 0 | 0 | 4.27 | 2043 |  |  |  | REF | 0 | 0 | Real 2021 ¦ 12/22/2022 3:42:52 PM | 3102
37107 | Mitchell #2 (WV) | CO2 | ATC | 2043 | AEP-KPCO | 0 | 0 | 0 | 0 | 0 | 0 | 205.7 | 2043 |  |  |  | REF | 0 | 0 | Real 2021 ¦ 12/22/2022 3:42:52 PM | 3105
37108 | Mitchell #2 (WV) | NOX | ATC | 2043 | AEP-KPCO | 0 | 0 | 0 | 0 | 0 | 0 | 0.07 | 2043 |  |  |  | REF | 0 | 0 | Real 2021 ¦ 12/22/2022 3:42:52 PM | 3105
37109 | Mitchell #2 (WV) | SO2 | ATC | 2043 | AEP-KPCO | 0 | 0 | 0 | 0 | 0 | 0 | 4.27 | 2043 |  |  |  | REF | 0 | 0 | Real 2021 ¦ 12/22/2022 3:42:52 PM | 3105
37110 | Area 1001 Gas CC 2x1 2024 | CO2 | ATC | 2043 | AEP-KPCO | 2674331.25 | 2674331.25 | 0 | 36250.3281 | 36250.3281 | 0 | 122 | 2043 |  |  |  | REF | 0 | 0 | Real 2021 ¦ 12/22/2022 3:42:52 PM | Area 1001 Gas CC 2x1 2024
37111 | Area 1001 Gas CC 2x1 2024 | NOX | ATC | 2043 | AEP-KPCO | 12.2756 | 12.2756 | 0 | 0.5299 | 0.5299 | 0 | 0.00056 | 2043 |  |  |  | REF | 0 | 0 | Real 2021 ¦ 12/22/2022 3:42:52 PM | Area 1001 Gas CC 2x1 2024
37112 | Area 1001 Gas CC 2x1 2024 | SO2 | ATC | 2043 | AEP-KPCO | 164.844 | 164.844 | 0 | 0.68736 | 0.68736 | 0 | 0.00752 | 2043 |  |  |  | REF | 0 | 0 | Real 2021 ¦ 12/22/2022 3:42:52 PM | Area 1001 Gas CC 2x1 2024
37113 | Area 1001 Gas CC 2x1 2025 | CO2 | ATC | 2043 | AEP-KPCO | 2673771.25 | 2673771.25 | 0 | 36242.7383 | 36242.7383 | 0 | 122 | 2043 |  |  |  | REF | 0 | 0 | Real 2021 ¦ 12/22/2022 3:42:52 PM | Area 1001 Gas CC 2x1 2025
37114 | Area 1001 Gas CC 2x1 2025 | NOX | ATC | 2043 | AEP-KPCO | 12.273 | 12.273 | 0 | 0.52989 | 0.52989 | 0 | 0.00056 | 2043 |  |  |  | REF | 0 | 0 | Real 2021 ¦ 12/22/2022 3:42:52 PM | Area 1001 Gas CC 2x1 2025
37115 | Area 1001 Gas CC 2x1 2025 | SO2 | ATC | 2043 | AEP-KPCO | 164.8095 | 164.8095 | 0 | 0.68722 | 0.68722 | 0 | 0.00752 | 2043 |  |  |  | REF | 0 | 0 | Real 2021 ¦ 12/22/2022 3:42:52 PM | Area 1001 Gas CC 2x1 2025
37116 | Area 1001 Gas CC 2x1 2026 | CO2 | ATC | 2043 | AEP-KPCO | 2672302 | 2672302 | 0 | 36222.8242 | 36222.8242 | 0 | 122 | 2043 |  |  |  | REF | 0 | 0 | Real 2021 ¦ 12/22/2022 3:42:52 PM | Area 1001 Gas CC 2x1 2026
37117 | Area 1001 Gas CC 2x1 2026 | NOX | ATC | 2043 | AEP-KPCO | 12.2663 | 12.2663 | 0 | 0.52985 | 0.52985 | 0 | 0.00056 | 2043 |  |  |  | REF | 0 | 0 | Real 2021 ¦ 12/22/2022 3:42:52 PM | Area 1001 Gas CC 2x1 2026
37118 | Area 1001 Gas CC 2x1 2026 | SO2 | ATC | 2043 | AEP-KPCO | 164.7189 | 164.7189 | 0 | 0.68684 | 0.68684 | 0 | 0.00752 | 2043 |  |  |  | REF | 0 | 0 | Real 2021 ¦ 12/22/2022 3:42:52 PM | Area 1001 Gas CC 2x1 2026
37119 | Area 1001 Gas CC 2x1 2027 | CO2 | ATC | 2043 | AEP-KPCO | 2672302 | 2672302 | 0 | 36222.8242 | 36222.8242 | 0 | 122 | 2043 |  |  |  | REF | 0 | 0 | Real 2021 ¦ 12/22/2022 3:42:52 PM | Area 1001 Gas CC 2x1 2027
37120 | Area 1001 Gas CC 2x1 2027 | NOX | ATC | 2043 | AEP-KPCO | 12.2663 | 12.2663 | 0 | 0.52985 | 0.52985 | 0 | 0.00056 | 2043 |  |  |  | REF | 0 | 0 | Real 2021 ¦ 12/22/2022 3:42:52 PM | Area 1001 Gas CC 2x1 2027
37121 | Area 1001 Gas CC 2x1 2027 | SO2 | ATC | 2043 | AEP-KPCO | 164.7189 | 164.7189 | 0 | 0.68684 | 0.68684 | 0 | 0.00752 | 2043 |  |  |  | REF | 0 | 0 | Real 2021 ¦ 12/22/2022 3:42:52 PM | Area 1001 Gas CC 2x1 2027
37122 | Area 1001 Gas CC 2x1 2028 | CO2 | ATC | 2043 | AEP-KPCO | 2672008.75 | 2672008.75 | 0 | 36218.8477 | 36218.8477 | 0 | 122 | 2043 |  |  |  | REF | 0 | 0 | Real 2021 ¦ 12/22/2022 3:42:52 PM | Area 1001 Gas CC 2x1 2028
37123 | Area 1001 Gas CC 2x1 2028 | NOX | ATC | 2043 | AEP-KPCO | 12.265 | 12.265 | 0 | 0.52984 | 0.52984 | 0 | 0.00056 | 2043 |  |  |  | REF | 0 | 0 | Real 2021 ¦ 12/22/2022 3:42:52 PM | Area 1001 Gas CC 2x1 2028
37124 | Area 1001 Gas CC 2x1 2028 | SO2 | ATC | 2043 | AEP-KPCO | 164.7009 | 164.7009 | 0 | 0.68677 | 0.68677 | 0 | 0.00752 | 2043 |  |  |  | REF | 0 | 0 | Real 2021 ¦ 12/22/2022 3:42:52 PM | Area 1001 Gas CC 2x1 2028
37125 | Area 1001 Gas CC 2x1 2029 | CO2 | ATC | 2043 | AEP-KPCO | 2672302 | 2672302 | 0 | 36222.8242 | 36222.8242 | 0 | 122 | 2043 |  |  |  | REF | 0 | 0 | Real 2021 ¦ 12/22/2022 3:42:52 PM | Area 1001 Gas CC 2x1 2029
37126 | Area 1001 Gas CC 2x1 2029 | NOX | ATC | 2043 | AEP-KPCO | 12.2663 | 12.2663 | 0 | 0.52985 | 0.52985 | 0 | 0.00056 | 2043 |  |  |  | REF | 0 | 0 | Real 2021 ¦ 12/22/2022 3:42:52 PM | Area 1001 Gas CC 2x1 2029
37127 | Area 1001 Gas CC 2x1 2029 | SO2 | ATC | 2043 | AEP-KPCO | 164.7189 | 164.7189 | 0 | 0.68684 | 0.68684 | 0 | 0.00752 | 2043 |  |  |  | REF | 0 | 0 | Real 2021 ¦ 12/22/2022 3:42:52 PM | Area 1001 Gas CC 2x1 2029
37128 | Area 1001 Gas CC 2x1 2030 | CO2 | ATC | 2043 | AEP-KPCO | 2684003.5 | 2684003.5 | 0 | 36381.4336 | 36381.4336 | 0 | 122 | 2043 |  |  |  | REF | 0 | 0 | Real 2021 ¦ 12/22/2022 3:42:52 PM | Area 1001 Gas CC 2x1 2030
37129 | Area 1001 Gas CC 2x1 2030 | NOX | ATC | 2043 | AEP-KPCO | 12.32 | 12.32 | 0 | 0.53012 | 0.53012 | 0 | 0.00056 | 2043 |  |  |  | REF | 0 | 0 | Real 2021 ¦ 12/22/2022 3:42:52 PM | Area 1001 Gas CC 2x1 2030
37130 | Area 1001 Gas CC 2x1 2030 | SO2 | ATC | 2043 | AEP-KPCO | 165.4402 | 165.4402 | 0 | 0.68985 | 0.68985 | 0 | 0.00752 | 2043 |  |  |  | REF | 0 | 0 | Real 2021 ¦ 12/22/2022 3:42:52 PM | Area 1001 Gas CC 2x1 2030
37131 | Area 1001 Gas CC 2x1 2031 | CO2 | ATC | 2043 | AEP-KPCO | 2672302 | 2672302 | 0 | 36222.8242 | 36222.8242 | 0 | 122 | 2043 |  |  |  | REF | 0 | 0 | Real 2021 ¦ 12/22/2022 3:42:52 PM | Area 1001 Gas CC 2x1 2031
37132 | Area 1001 Gas CC 2x1 2031 | NOX | ATC | 2043 | AEP-KPCO | 12.2663 | 12.2663 | 0 | 0.52985 | 0.52985 | 0 | 0.00056 | 2043 |  |  |  | REF | 0 | 0 | Real 2021 ¦ 12/22/2022 3:42:52 PM | Area 1001 Gas CC 2x1 2031
37133 | Area 1001 Gas CC 2x1 2031 | SO2 | ATC | 2043 | AEP-KPCO | 164.7189 | 164.7189 | 0 | 0.68684 | 0.68684 | 0 | 0.00752 | 2043 |  |  |  | REF | 0 | 0 | Real 2021 ¦ 12/22/2022 3:42:52 PM | Area 1001 Gas CC 2x1 2031
37134 | Area 1001 Gas CC 2x1 2032 | CO2 | ATC | 2043 | AEP-KPCO | 2672302 | 2672302 | 0 | 36222.8242 | 36222.8242 | 0 | 122 | 2043 |  |  |  | REF | 0 | 0 | Real 2021 ¦ 12/22/2022 3:42:52 PM | Area 1001 Gas CC 2x1 2032
37135 | Area 1001 Gas CC 2x1 2032 | NOX | ATC | 2043 | AEP-KPCO | 12.2663 | 12.2663 | 0 | 0.52985 | 0.52985 | 0 | 0.00056 | 2043 |  |  |  | REF | 0 | 0 | Real 2021 ¦ 12/22/2022 3:42:52 PM | Area 1001 Gas CC 2x1 2032
37136 | Area 1001 Gas CC 2x1 2032 | SO2 | ATC | 2043 | AEP-KPCO | 164.7189 | 164.7189 | 0 | 0.68684 | 0.68684 | 0 | 0.00752 | 2043 |  |  |  | REF | 0 | 0 | Real 2021 ¦ 12/22/2022 3:42:52 PM | Area 1001 Gas CC 2x1 2032
37137 | Area 1001 Gas CC 2x1 2033 | CO2 | ATC | 2043 | AEP-KPCO | 2674129.5 | 2674129.5 | 0 | 36247.5938 | 36247.5938 | 0 | 122 | 2043 |  |  |  | REF | 0 | 0 | Real 2021 ¦ 12/22/2022 3:42:52 PM | Area 1001 Gas CC 2x1 2033
37138 | Area 1001 Gas CC 2x1 2033 | NOX | ATC | 2043 | AEP-KPCO | 12.2747 | 12.2747 | 0 | 0.52989 | 0.52989 | 0 | 0.00056 | 2043 |  |  |  | REF | 0 | 0 | Real 2021 ¦ 12/22/2022 3:42:52 PM | Area 1001 Gas CC 2x1 2033
37139 | Area 1001 Gas CC 2x1 2033 | SO2 | ATC | 2043 | AEP-KPCO | 164.8316 | 164.8316 | 0 | 0.68731 | 0.68731 | 0 | 0.00752 | 2043 |  |  |  | REF | 0 | 0 | Real 2021 ¦ 12/22/2022 3:42:52 PM | Area 1001 Gas CC 2x1 2033
37140 | Area 1001 Gas CC 2x1 2034 | CO2 | ATC | 2043 | AEP-KPCO | 2672302 | 2672302 | 0 | 36222.8242 | 36222.8242 | 0 | 122 | 2043 |  |  |  | REF | 0 | 0 | Real 2021 ¦ 12/22/2022 3:42:52 PM | Area 1001 Gas CC 2x1 2034
37141 | Area 1001 Gas CC 2x1 2034 | NOX | ATC | 2043 | AEP-KPCO | 12.2663 | 12.2663 | 0 | 0.52985 | 0.52985 | 0 | 0.00056 | 2043 |  |  |  | REF | 0 | 0 | Real 2021 ¦ 12/22/2022 3:42:52 PM | Area 1001 Gas CC 2x1 2034
37142 | Area 1001 Gas CC 2x1 2034 | SO2 | ATC | 2043 | AEP-KPCO | 164.7189 | 164.7189 | 0 | 0.68684 | 0.68684 | 0 | 0.00752 | 2043 |  |  |  | REF | 0 | 0 | Real 2021 ¦ 12/22/2022 3:42:52 PM | Area 1001 Gas CC 2x1 2034
37143 | Area 1001 Gas CC 2x1 2035 | CO2 | ATC | 2043 | AEP-KPCO | 2672302 | 2672302 | 0 | 36222.8242 | 36222.8242 | 0 | 122 | 2043 |  |  |  | REF | 0 | 0 | Real 2021 ¦ 12/22/2022 3:42:52 PM | Area 1001 Gas CC 2x1 2035
37144 | Area 1001 Gas CC 2x1 2035 | NOX | ATC | 2043 | AEP-KPCO | 12.2663 | 12.2663 | 0 | 0.52985 | 0.52985 | 0 | 0.00056 | 2043 |  |  |  | REF | 0 | 0 | Real 2021 ¦ 12/22/2022 3:42:52 PM | Area 1001 Gas CC 2x1 2035
37145 | Area 1001 Gas CC 2x1 2035 | SO2 | ATC | 2043 | AEP-KPCO | 164.7189 | 164.7189 | 0 | 0.68684 | 0.68684 | 0 | 0.00752 | 2043 |  |  |  | REF | 0 | 0 | Real 2021 ¦ 12/22/2022 3:42:52 PM | Area 1001 Gas CC 2x1 2035
37146 | Area 1001 Gas CC 2x1 2036 | CO2 | ATC | 2043 | AEP-KPCO | 2672302 | 2672302 | 0 | 36222.8242 | 36222.8242 | 0 | 122 | 2043 |  |  |  | REF | 0 | 0 | Real 2021 ¦ 12/22/2022 3:42:52 PM | Area 1001 Gas CC 2x1 2036
37147 | Area 1001 Gas CC 2x1 2036 | NOX | ATC | 2043 | AEP-KPCO | 12.2663 | 12.2663 | 0 | 0.52985 | 0.52985 | 0 | 0.00056 | 2043 |  |  |  | REF | 0 | 0 | Real 2021 ¦ 12/22/2022 3:42:52 PM | Area 1001 Gas CC 2x1 2036
37148 | Area 1001 Gas CC 2x1 2036 | SO2 | ATC | 2043 | AEP-KPCO | 164.7189 | 164.7189 | 0 | 0.68684 | 0.68684 | 0 | 0.00752 | 2043 |  |  |  | REF | 0 | 0 | Real 2021 ¦ 12/22/2022 3:42:52 PM | Area 1001 Gas CC 2x1 2036
37149 | Area 1001 Gas CC 2x1 2037 | CO2 | ATC | 2043 | AEP-KPCO | 2672656 | 2672656 | 0 | 36227.6211 | 36227.6211 | 0 | 122 | 2043 |  |  |  | REF | 0 | 0 | Real 2021 ¦ 12/22/2022 3:42:52 PM | Area 1001 Gas CC 2x1 2037
37150 | Area 1001 Gas CC 2x1 2037 | NOX | ATC | 2043 | AEP-KPCO | 12.2679 | 12.2679 | 0 | 0.52986 | 0.52986 | 0 | 0.00056 | 2043 |  |  |  | REF | 0 | 0 | Real 2021 ¦ 12/22/2022 3:42:52 PM | Area 1001 Gas CC 2x1 2037
37151 | Area 1001 Gas CC 2x1 2037 | SO2 | ATC | 2043 | AEP-KPCO | 164.7408 | 164.7408 | 0 | 0.68693 | 0.68693 | 0 | 0.00752 | 2043 |  |  |  | REF | 0 | 0 | Real 2021 ¦ 12/22/2022 3:42:52 PM | Area 1001 Gas CC 2x1 2037
37152 | Area 1001 Gas CC 2x1 2038 | CO2 | ATC | 2043 | AEP-KPCO | 2672302 | 2672302 | 0 | 36222.8242 | 36222.8242 | 0 | 122 | 2043 |  |  |  | REF | 0 | 0 | Real 2021 ¦ 12/22/2022 3:42:52 PM | Area 1001 Gas CC 2x1 2038
37153 | Area 1001 Gas CC 2x1 2038 | NOX | ATC | 2043 | AEP-KPCO | 12.2663 | 12.2663 | 0 | 0.52985 | 0.52985 | 0 | 0.00056 | 2043 |  |  |  | REF | 0 | 0 | Real 2021 ¦ 12/22/2022 3:42:52 PM | Area 1001 Gas CC 2x1 2038
37154 | Area 1001 Gas CC 2x1 2038 | SO2 | ATC | 2043 | AEP-KPCO | 164.7189 | 164.7189 | 0 | 0.68684 | 0.68684 | 0 | 0.00752 | 2043 |  |  |  | REF | 0 | 0 | Real 2021 ¦ 12/22/2022 3:42:52 PM | Area 1001 Gas CC 2x1 2038
37155 | Area 1001 Gas CC 2x1 2039 | CO2 | ATC | 2043 | AEP-KPCO | 2672302 | 2672302 | 0 | 36222.8242 | 36222.8242 | 0 | 122 | 2043 |  |  |  | REF | 0 | 0 | Real 2021 ¦ 12/22/2022 3:42:52 PM | Area 1001 Gas CC 2x1 2039
37156 | Area 1001 Gas CC 2x1 2039 | NOX | ATC | 2043 | AEP-KPCO | 12.2663 | 12.2663 | 0 | 0.52985 | 0.52985 | 0 | 0.00056 | 2043 |  |  |  | REF | 0 | 0 | Real 2021 ¦ 12/22/2022 3:42:52 PM | Area 1001 Gas CC 2x1 2039
37157 | Area 1001 Gas CC 2x1 2039 | SO2 | ATC | 2043 | AEP-KPCO | 164.7189 | 164.7189 | 0 | 0.68684 | 0.68684 | 0 | 0.00752 | 2043 |  |  |  | REF | 0 | 0 | Real 2021 ¦ 12/22/2022 3:42:52 PM | Area 1001 Gas CC 2x1 2039
37158 | Area 1001 Gas CC 2x1 2040 | CO2 | ATC | 2043 | AEP-KPCO | 2672302 | 2672302 | 0 | 36222.8242 | 36222.8242 | 0 | 122 | 2043 |  |  |  | REF | 0 | 0 | Real 2021 ¦ 12/22/2022 3:42:52 PM | Area 1001 Gas CC 2x1 2040
37159 | Area 1001 Gas CC 2x1 2040 | NOX | ATC | 2043 | AEP-KPCO | 12.2663 | 12.2663 | 0 | 0.52985 | 0.52985 | 0 | 0.00056 | 2043 |  |  |  | REF | 0 | 0 | Real 2021 ¦ 12/22/2022 3:42:52 PM | Area 1001 Gas CC 2x1 2040
37160 | Area 1001 Gas CC 2x1 2040 | SO2 | ATC | 2043 | AEP-KPCO | 164.7189 | 164.7189 | 0 | 0.68684 | 0.68684 | 0 | 0.00752 | 2043 |  |  |  | REF | 0 | 0 | Real 2021 ¦ 12/22/2022 3:42:52 PM | Area 1001 Gas CC 2x1 2040
37161 | Area 1001 Gas CC 2x1 2041 | CO2 | ATC | 2043 | AEP-KPCO | 2672302 | 2672302 | 0 | 36222.8242 | 36222.8242 | 0 | 122 | 2043 |  |  |  | REF | 0 | 0 | Real 2021 ¦ 12/22/2022 3:42:52 PM | Area 1001 Gas CC 2x1 2041
37162 | Area 1001 Gas CC 2x1 2041 | NOX | ATC | 2043 | AEP-KPCO | 12.2663 | 12.2663 | 0 | 0.52985 | 0.52985 | 0 | 0.00056 | 2043 |  |  |  | REF | 0 | 0 | Real 2021 ¦ 12/22/2022 3:42:52 PM | Area 1001 Gas CC 2x1 2041
37163 | Area 1001 Gas CC 2x1 2041 | SO2 | ATC | 2043 | AEP-KPCO | 164.7189 | 164.7189 | 0 | 0.68684 | 0.68684 | 0 | 0.00752 | 2043 |  |  |  | REF | 0 | 0 | Real 2021 ¦ 12/22/2022 3:42:52 PM | Area 1001 Gas CC 2x1 2041
37164 | Area 1001 Gas CC 2x1 2042 | CO2 | ATC | 2043 | AEP-KPCO | 2672302 | 2672302 | 0 | 36222.8242 | 36222.8242 | 0 | 122 | 2043 |  |  |  | REF | 0 | 0 | Real 2021 ¦ 12/22/2022 3:42:52 PM | Area 1001 Gas CC 2x1 2042
37165 | Area 1001 Gas CC 2x1 2042 | NOX | ATC | 2043 | AEP-KPCO | 12.2663 | 12.2663 | 0 | 0.52985 | 0.52985 | 0 | 0.00056 | 2043 |  |  |  | REF | 0 | 0 | Real 2021 ¦ 12/22/2022 3:42:52 PM | Area 1001 Gas CC 2x1 2042
37166 | Area 1001 Gas CC 2x1 2042 | SO2 | ATC | 2043 | AEP-KPCO | 164.7189 | 164.7189 | 0 | 0.68684 | 0.68684 | 0 | 0.00752 | 2043 |  |  |  | REF | 0 | 0 | Real 2021 ¦ 12/22/2022 3:42:52 PM | Area 1001 Gas CC 2x1 2042
37167 | Area 1001 Gas CC 2x1 2043 | CO2 | ATC | 2043 | AEP-KPCO | 2672302 | 2672302 | 0 | 36222.8242 | 36222.8242 | 0 | 122 | 2043 |  |  |  | REF | 0 | 0 | Real 2021 ¦ 12/22/2022 3:42:52 PM | Area 1001 Gas CC 2x1 2043
37168 | Area 1001 Gas CC 2x1 2043 | NOX | ATC | 2043 | AEP-KPCO | 12.2663 | 12.2663 | 0 | 0.52985 | 0.52985 | 0 | 0.00056 | 2043 |  |  |  | REF | 0 | 0 | Real 2021 ¦ 12/22/2022 3:42:52 PM | Area 1001 Gas CC 2x1 2043
37169 | Area 1001 Gas CC 2x1 2043 | SO2 | ATC | 2043 | AEP-KPCO | 164.7189 | 164.7189 | 0 | 0.68684 | 0.68684 | 0 | 0.00752 | 2043 |  |  |  | REF | 0 | 0 | Real 2021 ¦ 12/22/2022 3:42:52 PM | Area 1001 Gas CC 2x1 2043
37170 | Area 1001 Gas CC 1x1 2024 | CO2 | ATC | 2043 | AEP-KPCO | 1010320.0625 | 1010320.0625 | 0 | 13694.8008 | 13694.8008 | 0 | 122 | 2043 |  |  |  | REF | 0 | 0 | Real 2021 ¦ 12/22/2022 3:42:52 PM | Area 1001 Gas CC 1x1 2024
37171 | Area 1001 Gas CC 1x1 2024 | NOX | ATC | 2043 | AEP-KPCO | 4.6375 | 4.6375 | 0 | 0.20122 | 0.20122 | 0 | 0.00056 | 2043 |  |  |  | REF | 0 | 0 | Real 2021 ¦ 12/22/2022 3:42:52 PM | Area 1001 Gas CC 1x1 2024
37172 | Area 1001 Gas CC 1x1 2024 | SO2 | ATC | 2043 | AEP-KPCO | 62.2755 | 62.2755 | 0 | 0.25967 | 0.25967 | 0 | 0.00752 | 2043 |  |  |  | REF | 0 | 0 | Real 2021 ¦ 12/22/2022 3:42:52 PM | Area 1001 Gas CC 1x1 2024
37173 | Area 1001 Gas CC 1x1 2025 | CO2 | ATC | 2043 | AEP-KPCO | 1009943.625 | 1009943.625 | 0 | 13689.6982 | 13689.6982 | 0 | 122 | 2043 |  |  |  | REF | 0 | 0 | Real 2021 ¦ 12/22/2022 3:42:52 PM | Area 1001 Gas CC 1x1 2025
37174 | Area 1001 Gas CC 1x1 2025 | NOX | ATC | 2043 | AEP-KPCO | 4.6358 | 4.6358 | 0 | 0.20121 | 0.20121 | 0 | 0.00056 | 2043 |  |  |  | REF | 0 | 0 | Real 2021 ¦ 12/22/2022 3:42:52 PM | Area 1001 Gas CC 1x1 2025
37175 | Area 1001 Gas CC 1x1 2025 | SO2 | ATC | 2043 | AEP-KPCO | 62.2523 | 62.2523 | 0 | 0.25958 | 0.25958 | 0 | 0.00752 | 2043 |  |  |  | REF | 0 | 0 | Real 2021 ¦ 12/22/2022 3:42:52 PM | Area 1001 Gas CC 1x1 2025
37176 | Area 1001 Gas CC 1x1 2026 | CO2 | ATC | 2043 | AEP-KPCO | 1009729.9375 | 1009729.9375 | 0 | 13686.8018 | 13686.8018 | 0 | 122 | 2043 |  |  |  | REF | 0 | 0 | Real 2021 ¦ 12/22/2022 3:42:52 PM | Area 1001 Gas CC 1x1 2026
37177 | Area 1001 Gas CC 1x1 2026 | NOX | ATC | 2043 | AEP-KPCO | 4.6348 | 4.6348 | 0 | 0.20121 | 0.20121 | 0 | 0.00056 | 2043 |  |  |  | REF | 0 | 0 | Real 2021 ¦ 12/22/2022 3:42:52 PM | Area 1001 Gas CC 1x1 2026
37178 | Area 1001 Gas CC 1x1 2026 | SO2 | ATC | 2043 | AEP-KPCO | 62.2391 | 62.2391 | 0 | 0.25952 | 0.25952 | 0 | 0.00752 | 2043 |  |  |  | REF | 0 | 0 | Real 2021 ¦ 12/22/2022 3:42:52 PM | Area 1001 Gas CC 1x1 2026
37179 | Area 1001 Gas CC 1x1 2027 | CO2 | ATC | 2043 | AEP-KPCO | 1009890.1875 | 1009890.1875 | 0 | 13688.9746 | 13688.9746 | 0 | 122 | 2043 |  |  |  | REF | 0 | 0 | Real 2021 ¦ 12/22/2022 3:42:52 PM | Area 1001 Gas CC 1x1 2027
37180 | Area 1001 Gas CC 1x1 2027 | NOX | ATC | 2043 | AEP-KPCO | 4.6356 | 4.6356 | 0 | 0.20121 | 0.20121 | 0 | 0.00056 | 2043 |  |  |  | REF | 0 | 0 | Real 2021 ¦ 12/22/2022 3:42:52 PM | Area 1001 Gas CC 1x1 2027
37181 | Area 1001 Gas CC 1x1 2027 | SO2 | ATC | 2043 | AEP-KPCO | 62.249 | 62.249 | 0 | 0.25956 | 0.25956 | 0 | 0.00752 | 2043 |  |  |  | REF | 0 | 0 | Real 2021 ¦ 12/22/2022 3:42:52 PM | Area 1001 Gas CC 1x1 2027
37182 | Area 1001 Gas CC 1x1 2028 | CO2 | ATC | 2043 | AEP-KPCO | 1009729.9375 | 1009729.9375 | 0 | 13686.8018 | 13686.8018 | 0 | 122 | 2043 |  |  |  | REF | 0 | 0 | Real 2021 ¦ 12/22/2022 3:42:52 PM | Area 1001 Gas CC 1x1 2028
37183 | Area 1001 Gas CC 1x1 2028 | NOX | ATC | 2043 | AEP-KPCO | 4.6348 | 4.6348 | 0 | 0.20121 | 0.20121 | 0 | 0.00056 | 2043 |  |  |  | REF | 0 | 0 | Real 2021 ¦ 12/22/2022 3:42:52 PM | Area 1001 Gas CC 1x1 2028
37184 | Area 1001 Gas CC 1x1 2028 | SO2 | ATC | 2043 | AEP-KPCO | 62.2391 | 62.2391 | 0 | 0.25952 | 0.25952 | 0 | 0.00752 | 2043 |  |  |  | REF | 0 | 0 | Real 2021 ¦ 12/22/2022 3:42:52 PM | Area 1001 Gas CC 1x1 2028
37185 | Area 1001 Gas CC 1x1 2029 | CO2 | ATC | 2043 | AEP-KPCO | 1009729.9375 | 1009729.9375 | 0 | 13686.8018 | 13686.8018 | 0 | 122 | 2043 |  |  |  | REF | 0 | 0 | Real 2021 ¦ 12/22/2022 3:42:52 PM | Area 1001 Gas CC 1x1 2029
37186 | Area 1001 Gas CC 1x1 2029 | NOX | ATC | 2043 | AEP-KPCO | 4.6348 | 4.6348 | 0 | 0.20121 | 0.20121 | 0 | 0.00056 | 2043 |  |  |  | REF | 0 | 0 | Real 2021 ¦ 12/22/2022 3:42:52 PM | Area 1001 Gas CC 1x1 2029
37187 | Area 1001 Gas CC 1x1 2029 | SO2 | ATC | 2043 | AEP-KPCO | 62.2391 | 62.2391 | 0 | 0.25952 | 0.25952 | 0 | 0.00752 | 2043 |  |  |  | REF | 0 | 0 | Real 2021 ¦ 12/22/2022 3:42:52 PM | Area 1001 Gas CC 1x1 2029
37188 | Area 1001 Gas CC 1x1 2030 | CO2 | ATC | 2043 | AEP-KPCO | 1009729.9375 | 1009729.9375 | 0 | 13686.8018 | 13686.8018 | 0 | 122 | 2043 |  |  |  | REF | 0 | 0 | Real 2021 ¦ 12/22/2022 3:42:52 PM | Area 1001 Gas CC 1x1 2030
37189 | Area 1001 Gas CC 1x1 2030 | NOX | ATC | 2043 | AEP-KPCO | 4.6348 | 4.6348 | 0 | 0.20121 | 0.20121 | 0 | 0.00056 | 2043 |  |  |  | REF | 0 | 0 | Real 2021 ¦ 12/22/2022 3:42:52 PM | Area 1001 Gas CC 1x1 2030
37190 | Area 1001 Gas CC 1x1 2030 | SO2 | ATC | 2043 | AEP-KPCO | 62.2391 | 62.2391 | 0 | 0.25952 | 0.25952 | 0 | 0.00752 | 2043 |  |  |  | REF | 0 | 0 | Real 2021 ¦ 12/22/2022 3:42:52 PM | Area 1001 Gas CC 1x1 2030
37191 | Area 1001 Gas CC 1x1 2031 | CO2 | ATC | 2043 | AEP-KPCO | 1009729.9375 | 1009729.9375 | 0 | 13686.8018 | 13686.8018 | 0 | 122 | 2043 |  |  |  | REF | 0 | 0 | Real 2021 ¦ 12/22/2022 3:42:52 PM | Area 1001 Gas CC 1x1 2031
37192 | Area 1001 Gas CC 1x1 2031 | NOX | ATC | 2043 | AEP-KPCO | 4.6348 | 4.6348 | 0 | 0.20121 | 0.20121 | 0 | 0.00056 | 2043 |  |  |  | REF | 0 | 0 | Real 2021 ¦ 12/22/2022 3:42:52 PM | Area 1001 Gas CC 1x1 2031
37193 | Area 1001 Gas CC 1x1 2031 | SO2 | ATC | 2043 | AEP-KPCO | 62.2391 | 62.2391 | 0 | 0.25952 | 0.25952 | 0 | 0.00752 | 2043 |  |  |  | REF | 0 | 0 | Real 2021 ¦ 12/22/2022 3:42:52 PM | Area 1001 Gas CC 1x1 2031
37194 | Area 1001 Gas CC 1x1 2032 | CO2 | ATC | 2043 | AEP-KPCO | 1009729.9375 | 1009729.9375 | 0 | 13686.8018 | 13686.8018 | 0 | 122 | 2043 |  |  |  | REF | 0 | 0 | Real 2021 ¦ 12/22/2022 3:42:52 PM | Area 1001 Gas CC 1x1 2032
37195 | Area 1001 Gas CC 1x1 2032 | NOX | ATC | 2043 | AEP-KPCO | 4.6348 | 4.6348 | 0 | 0.20121 | 0.20121 | 0 | 0.00056 | 2043 |  |  |  | REF | 0 | 0 | Real 2021 ¦ 12/22/2022 3:42:52 PM | Area 1001 Gas CC 1x1 2032
37196 | Area 1001 Gas CC 1x1 2032 | SO2 | ATC | 2043 | AEP-KPCO | 62.2391 | 62.2391 | 0 | 0.25952 | 0.25952 | 0 | 0.00752 | 2043 |  |  |  | REF | 0 | 0 | Real 2021 ¦ 12/22/2022 3:42:52 PM | Area 1001 Gas CC 1x1 2032
37197 | Area 1001 Gas CC 1x1 2033 | CO2 | ATC | 2043 | AEP-KPCO | 1009729.9375 | 1009729.9375 | 0 | 13686.8018 | 13686.8018 | 0 | 122 | 2043 |  |  |  | REF | 0 | 0 | Real 2021 ¦ 12/22/2022 3:42:52 PM | Area 1001 Gas CC 1x1 2033
37198 | Area 1001 Gas CC 1x1 2033 | NOX | ATC | 2043 | AEP-KPCO | 4.6348 | 4.6348 | 0 | 0.20121 | 0.20121 | 0 | 0.00056 | 2043 |  |  |  | REF | 0 | 0 | Real 2021 ¦ 12/22/2022 3:42:52 PM | Area 1001 Gas CC 1x1 2033
37199 | Area 1001 Gas CC 1x1 2033 | SO2 | ATC | 2043 | AEP-KPCO | 62.2391 | 62.2391 | 0 | 0.25952 | 0.25952 | 0 | 0.00752 | 2043 |  |  |  | REF | 0 | 0 | Real 2021 ¦ 12/22/2022 3:42:52 PM | Area 1001 Gas CC 1x1 2033
37200 | Area 1001 Gas CC 1x1 2034 | CO2 | ATC | 2043 | AEP-KPCO | 1009729.9375 | 1009729.9375 | 0 | 13686.8018 | 13686.8018 | 0 | 122 | 2043 |  |  |  | REF | 0 | 0 | Real 2021 ¦ 12/22/2022 3:42:52 PM | Area 1001 Gas CC 1x1 2034
37201 | Area 1001 Gas CC 1x1 2034 | NOX | ATC | 2043 | AEP-KPCO | 4.6348 | 4.6348 | 0 | 0.20121 | 0.20121 | 0 | 0.00056 | 2043 |  |  |  | REF | 0 | 0 | Real 2021 ¦ 12/22/2022 3:42:52 PM | Area 1001 Gas CC 1x1 2034
37202 | Area 1001 Gas CC 1x1 2034 | SO2 | ATC | 2043 | AEP-KPCO | 62.2391 | 62.2391 | 0 | 0.25952 | 0.25952 | 0 | 0.00752 | 2043 |  |  |  | REF | 0 | 0 | Real 2021 ¦ 12/22/2022 3:42:52 PM | Area 1001 Gas CC 1x1 2034
37203 | Area 1001 Gas CC 1x1 2035 | CO2 | ATC | 2043 | AEP-KPCO | 1009729.9375 | 1009729.9375 | 0 | 13686.8018 | 13686.8018 | 0 | 122 | 2043 |  |  |  | REF | 0 | 0 | Real 2021 ¦ 12/22/2022 3:42:52 PM | Area 1001 Gas CC 1x1 2035
37204 | Area 1001 Gas CC 1x1 2035 | NOX | ATC | 2043 | AEP-KPCO | 4.6348 | 4.6348 | 0 | 0.20121 | 0.20121 | 0 | 0.00056 | 2043 |  |  |  | REF | 0 | 0 | Real 2021 ¦ 12/22/2022 3:42:52 PM | Area 1001 Gas CC 1x1 2035
37205 | Area 1001 Gas CC 1x1 2035 | SO2 | ATC | 2043 | AEP-KPCO | 62.2391 | 62.2391 | 0 | 0.25952 | 0.25952 | 0 | 0.00752 | 2043 |  |  |  | REF | 0 | 0 | Real 2021 ¦ 12/22/2022 3:42:52 PM | Area 1001 Gas CC 1x1 2035
37206 | Area 1001 Gas CC 1x1 2036 | CO2 | ATC | 2043 | AEP-KPCO | 1006780.9375 | 1006780.9375 | 0 | 13646.8281 | 13646.8281 | 0 | 122 | 2043 |  |  |  | REF | 0 | 0 | Real 2021 ¦ 12/22/2022 3:42:52 PM | Area 1001 Gas CC 1x1 2036
37207 | Area 1001 Gas CC 1x1 2036 | NOX | ATC | 2043 | AEP-KPCO | 4.6213 | 4.6213 | 0 | 0.20088 | 0.20088 | 0 | 0.00056 | 2043 |  |  |  | REF | 0 | 0 | Real 2021 ¦ 12/22/2022 3:42:52 PM | Area 1001 Gas CC 1x1 2036
37208 | Area 1001 Gas CC 1x1 2036 | SO2 | ATC | 2043 | AEP-KPCO | 62.0573 | 62.0573 | 0 | 0.25877 | 0.25877 | 0 | 0.00752 | 2043 |  |  |  | REF | 0 | 0 | Real 2021 ¦ 12/22/2022 3:42:52 PM | Area 1001 Gas CC 1x1 2036
37209 | Area 1001 Gas CC 1x1 2037 | CO2 | ATC | 2043 | AEP-KPCO | 1010488.75 | 1010488.75 | 0 | 13697.0879 | 13697.0879 | 0 | 122 | 2043 |  |  |  | REF | 0 | 0 | Real 2021 ¦ 12/22/2022 3:42:52 PM | Area 1001 Gas CC 1x1 2037
37210 | Area 1001 Gas CC 1x1 2037 | NOX | ATC | 2043 | AEP-KPCO | 4.6383 | 4.6383 | 0 | 0.20122 | 0.20122 | 0 | 0.00056 | 2043 |  |  |  | REF | 0 | 0 | Real 2021 ¦ 12/22/2022 3:42:52 PM | Area 1001 Gas CC 1x1 2037
37211 | Area 1001 Gas CC 1x1 2037 | SO2 | ATC | 2043 | AEP-KPCO | 62.2859 | 62.2859 | 0 | 0.25972 | 0.25972 | 0 | 0.00752 | 2043 |  |  |  | REF | 0 | 0 | Real 2021 ¦ 12/22/2022 3:42:52 PM | Area 1001 Gas CC 1x1 2037
37212 | Area 1001 Gas CC 1x1 2038 | CO2 | ATC | 2043 | AEP-KPCO | 1009729.9375 | 1009729.9375 | 0 | 13686.8018 | 13686.8018 | 0 | 122 | 2043 |  |  |  | REF | 0 | 0 | Real 2021 ¦ 12/22/2022 3:42:52 PM | Area 1001 Gas CC 1x1 2038
37213 | Area 1001 Gas CC 1x1 2038 | NOX | ATC | 2043 | AEP-KPCO | 4.6348 | 4.6348 | 0 | 0.20121 | 0.20121 | 0 | 0.00056 | 2043 |  |  |  | REF | 0 | 0 | Real 2021 ¦ 12/22/2022 3:42:52 PM | Area 1001 Gas CC 1x1 2038
37214 | Area 1001 Gas CC 1x1 2038 | SO2 | ATC | 2043 | AEP-KPCO | 62.2391 | 62.2391 | 0 | 0.25952 | 0.25952 | 0 | 0.00752 | 2043 |  |  |  | REF | 0 | 0 | Real 2021 ¦ 12/22/2022 3:42:52 PM | Area 1001 Gas CC 1x1 2038
37215 | Area 1001 Gas CC 1x1 2039 | CO2 | ATC | 2043 | AEP-KPCO | 1009729.9375 | 1009729.9375 | 0 | 13686.8018 | 13686.8018 | 0 | 122 | 2043 |  |  |  | REF | 0 | 0 | Real 2021 ¦ 12/22/2022 3:42:52 PM | Area 1001 Gas CC 1x1 2039
37216 | Area 1001 Gas CC 1x1 2039 | NOX | ATC | 2043 | AEP-KPCO | 4.6348 | 4.6348 | 0 | 0.20121 | 0.20121 | 0 | 0.00056 | 2043 |  |  |  | REF | 0 | 0 | Real 2021 ¦ 12/22/2022 3:42:52 PM | Area 1001 Gas CC 1x1 2039
37217 | Area 1001 Gas CC 1x1 2039 | SO2 | ATC | 2043 | AEP-KPCO | 62.2391 | 62.2391 | 0 | 0.25952 | 0.25952 | 0 | 0.00752 | 2043 |  |  |  | REF | 0 | 0 | Real 2021 ¦ 12/22/2022 3:42:52 PM | Area 1001 Gas CC 1x1 2039
37218 | Area 1001 Gas CC 1x1 2040 | CO2 | ATC | 2043 | AEP-KPCO | 1009729.9375 | 1009729.9375 | 0 | 13686.8018 | 13686.8018 | 0 | 122 | 2043 |  |  |  | REF | 0 | 0 | Real 2021 ¦ 12/22/2022 3:42:52 PM | Area 1001 Gas CC 1x1 2040
37219 | Area 1001 Gas CC 1x1 2040 | NOX | ATC | 2043 | AEP-KPCO | 4.6348 | 4.6348 | 0 | 0.20121 | 0.20121 | 0 | 0.00056 | 2043 |  |  |  | REF | 0 | 0 | Real 2021 ¦ 12/22/2022 3:42:52 PM | Area 1001 Gas CC 1x1 2040
37220 | Area 1001 Gas CC 1x1 2040 | SO2 | ATC | 2043 | AEP-KPCO | 62.2391 | 62.2391 | 0 | 0.25952 | 0.25952 | 0 | 0.00752 | 2043 |  |  |  | REF | 0 | 0 | Real 2021 ¦ 12/22/2022 3:42:52 PM | Area 1001 Gas CC 1x1 2040
37221 | Area 1001 Gas CC 1x1 2041 | CO2 | ATC | 2043 | AEP-KPCO | 1009729.9375 | 1009729.9375 | 0 | 13686.8018 | 13686.8018 | 0 | 122 | 2043 |  |  |  | REF | 0 | 0 | Real 2021 ¦ 12/22/2022 3:42:52 PM | Area 1001 Gas CC 1x1 2041
37222 | Area 1001 Gas CC 1x1 2041 | NOX | ATC | 2043 | AEP-KPCO | 4.6348 | 4.6348 | 0 | 0.20121 | 0.20121 | 0 | 0.00056 | 2043 |  |  |  | REF | 0 | 0 | Real 2021 ¦ 12/22/2022 3:42:52 PM | Area 1001 Gas CC 1x1 2041
37223 | Area 1001 Gas CC 1x1 2041 | SO2 | ATC | 2043 | AEP-KPCO | 62.2391 | 62.2391 | 0 | 0.25952 | 0.25952 | 0 | 0.00752 | 2043 |  |  |  | REF | 0 | 0 | Real 2021 ¦ 12/22/2022 3:42:52 PM | Area 1001 Gas CC 1x1 2041
37224 | Area 1001 Gas CC 1x1 2042 | CO2 | ATC | 2043 | AEP-KPCO | 1009729.9375 | 1009729.9375 | 0 | 13686.8018 | 13686.8018 | 0 | 122 | 2043 |  |  |  | REF | 0 | 0 | Real 2021 ¦ 12/22/2022 3:42:52 PM | Area 1001 Gas CC 1x1 2042
37225 | Area 1001 Gas CC 1x1 2042 | NOX | ATC | 2043 | AEP-KPCO | 4.6348 | 4.6348 | 0 | 0.20121 | 0.20121 | 0 | 0.00056 | 2043 |  |  |  | REF | 0 | 0 | Real 2021 ¦ 12/22/2022 3:42:52 PM | Area 1001 Gas CC 1x1 2042
37226 | Area 1001 Gas CC 1x1 2042 | SO2 | ATC | 2043 | AEP-KPCO | 62.2391 | 62.2391 | 0 | 0.25952 | 0.25952 | 0 | 0.00752 | 2043 |  |  |  | REF | 0 | 0 | Real 2021 ¦ 12/22/2022 3:42:52 PM | Area 1001 Gas CC 1x1 2042
37227 | Area 1001 Gas CC 1x1 2043 | CO2 | ATC | 2043 | AEP-KPCO | 1009729.9375 | 1009729.9375 | 0 | 13686.8018 | 13686.8018 | 0 | 122 | 2043 |  |  |  | REF | 0 | 0 | Real 2021 ¦ 12/22/2022 3:42:52 PM | Area 1001 Gas CC 1x1 2043
37228 | Area 1001 Gas CC 1x1 2043 | NOX | ATC | 2043 | AEP-KPCO | 4.6348 | 4.6348 | 0 | 0.20121 | 0.20121 | 0 | 0.00056 | 2043 |  |  |  | REF | 0 | 0 | Real 2021 ¦ 12/22/2022 3:42:52 PM | Area 1001 Gas CC 1x1 2043
37229 | Area 1001 Gas CC 1x1 2043 | SO2 | ATC | 2043 | AEP-KPCO | 62.2391 | 62.2391 | 0 | 0.25952 | 0.25952 | 0 | 0.00752 | 2043 |  |  |  | REF | 0 | 0 | Real 2021 ¦ 12/22/2022 3:42:52 PM | Area 1001 Gas CC 1x1 2043
37230 | Area 1001 Gas CT 2023 | CO2 | ATC | 2043 | AEP-KPCO | 365196.875 | 365196.875 | 0 | 4950.2119 | 4950.2119 | 0 | 122 | 2043 |  |  |  | REF | 0 | 0 | Real 2021 ¦ 12/22/2022 3:42:52 PM | Area 1001 Gas CT 2023
37231 | Area 1001 Gas CT 2023 | NOX | ATC | 2043 | AEP-KPCO | 1.6763 | 1.6763 | 0 | 0.082565 | 0.082565 | 0 | 0.00056 | 2043 |  |  |  | REF | 0 | 0 | Real 2021 ¦ 12/22/2022 3:42:52 PM | Area 1001 Gas CT 2023
37232 | Area 1001 Gas CT 2023 | SO2 | ATC | 2043 | AEP-KPCO | 22.5105 | 22.5105 | 0 | 0.093864 | 0.093864 | 0 | 0.00752 | 2043 |  |  |  | REF | 0 | 0 | Real 2021 ¦ 12/22/2022 3:42:52 PM | Area 1001 Gas CT 2023
37233 | Area 1001 Gas CT 2024 | CO2 | ATC | 2043 | AEP-KPCO | 365690.4375 | 365690.4375 | 0 | 4956.9019 | 4956.9019 | 0 | 122 | 2043 |  |  |  | REF | 0 | 0 | Real 2021 ¦ 12/22/2022 3:42:52 PM | Area 1001 Gas CT 2024
37234 | Area 1001 Gas CT 2024 | NOX | ATC | 2043 | AEP-KPCO | 1.6786 | 1.6786 | 0 | 0.082645 | 0.082645 | 0 | 0.00056 | 2043 |  |  |  | REF | 0 | 0 | Real 2021 ¦ 12/22/2022 3:42:52 PM | Area 1001 Gas CT 2024
37235 | Area 1001 Gas CT 2024 | SO2 | ATC | 2043 | AEP-KPCO | 22.5409 | 22.5409 | 0 | 0.093991 | 0.093991 | 0 | 0.00752 | 2043 |  |  |  | REF | 0 | 0 | Real 2021 ¦ 12/22/2022 3:42:52 PM | Area 1001 Gas CT 2024
37236 | Area 1001 Gas CT 2025 | CO2 | ATC | 2043 | AEP-KPCO | 366110.0938 | 366110.0938 | 0 | 4962.5903 | 4962.5903 | 0 | 122 | 2043 |  |  |  | REF | 0 | 0 | Real 2021 ¦ 12/22/2022 3:42:52 PM | Area 1001 Gas CT 2025
37237 | Area 1001 Gas CT 2025 | NOX | ATC | 2043 | AEP-KPCO | 1.6805 | 1.6805 | 0 | 0.082742 | 0.082742 | 0 | 0.00056 | 2043 |  |  |  | REF | 0 | 0 | Real 2021 ¦ 12/22/2022 3:42:52 PM | Area 1001 Gas CT 2025
37238 | Area 1001 Gas CT 2025 | SO2 | ATC | 2043 | AEP-KPCO | 22.5668 | 22.5668 | 0 | 0.094098 | 0.094098 | 0 | 0.00752 | 2043 |  |  |  | REF | 0 | 0 | Real 2021 ¦ 12/22/2022 3:42:52 PM | Area 1001 Gas CT 2025
37239 | Area 1001 Gas CT 2026 | CO2 | ATC | 2043 | AEP-KPCO | 368241.5938 | 368241.5938 | 0 | 4991.4829 | 4991.4829 | 0 | 122 | 2043 |  |  |  | REF | 0 | 0 | Real 2021 ¦ 12/22/2022 3:42:52 PM | Area 1001 Gas CT 2026
37240 | Area 1001 Gas CT 2026 | NOX | ATC | 2043 | AEP-KPCO | 1.6903 | 1.6903 | 0 | 0.083045 | 0.083045 | 0 | 0.00056 | 2043 |  |  |  | REF | 0 | 0 | Real 2021 ¦ 12/22/2022 3:42:52 PM | Area 1001 Gas CT 2026
37241 | Area 1001 Gas CT 2026 | SO2 | ATC | 2043 | AEP-KPCO | 22.6982 | 22.6982 | 0 | 0.094646 | 0.094646 | 0 | 0.00752 | 2043 |  |  |  | REF | 0 | 0 | Real 2021 ¦ 12/22/2022 3:42:52 PM | Area 1001 Gas CT 2026
37242 | Area 1001 Gas CT 2027 | CO2 | ATC | 2043 | AEP-KPCO | 367378.0625 | 367378.0625 | 0 | 4979.7778 | 4979.7778 | 0 | 122 | 2043 |  |  |  | REF | 0 | 0 | Real 2021 ¦ 12/22/2022 3:42:52 PM | Area 1001 Gas CT 2027
37243 | Area 1001 Gas CT 2027 | NOX | ATC | 2043 | AEP-KPCO | 1.6863 | 1.6863 | 0 | 0.082927 | 0.082927 | 0 | 0.00056 | 2043 |  |  |  | REF | 0 | 0 | Real 2021 ¦ 12/22/2022 3:42:52 PM | Area 1001 Gas CT 2027
37244 | Area 1001 Gas CT 2027 | SO2 | ATC | 2043 | AEP-KPCO | 22.6449 | 22.6449 | 0 | 0.094424 | 0.094424 | 0 | 0.00752 | 2043 |  |  |  | REF | 0 | 0 | Real 2021 ¦ 12/22/2022 3:42:52 PM | Area 1001 Gas CT 2027
37245 | Area 1001 Gas CT 2028 | CO2 | ATC | 2043 | AEP-KPCO | 365452.2188 | 365452.2188 | 0 | 4953.6729 | 4953.6729 | 0 | 122 | 2043 |  |  |  | REF | 0 | 0 | Real 2021 ¦ 12/22/2022 3:42:52 PM | Area 1001 Gas CT 2028
37246 | Area 1001 Gas CT 2028 | NOX | ATC | 2043 | AEP-KPCO | 1.6775 | 1.6775 | 0 | 0.082571 | 0.082571 | 0 | 0.00056 | 2043 |  |  |  | REF | 0 | 0 | Real 2021 ¦ 12/22/2022 3:42:52 PM | Area 1001 Gas CT 2028
37247 | Area 1001 Gas CT 2028 | SO2 | ATC | 2043 | AEP-KPCO | 22.5262 | 22.5262 | 0 | 0.093929 | 0.093929 | 0 | 0.00752 | 2043 |  |  |  | REF | 0 | 0 | Real 2021 ¦ 12/22/2022 3:42:52 PM | Area 1001 Gas CT 2028
37248 | Area 1001 Gas CT 2029 | CO2 | ATC | 2043 | AEP-KPCO | 364966.8125 | 364966.8125 | 0 | 4947.0938 | 4947.0938 | 0 | 122 | 2043 |  |  |  | REF | 0 | 0 | Real 2021 ¦ 12/22/2022 3:42:52 PM | Area 1001 Gas CT 2029
37249 | Area 1001 Gas CT 2029 | NOX | ATC | 2043 | AEP-KPCO | 1.6753 | 1.6753 | 0 | 0.082609 | 0.082609 | 0 | 0.00056 | 2043 |  |  |  | REF | 0 | 0 | Real 2021 ¦ 12/22/2022 3:42:52 PM | Area 1001 Gas CT 2029
37250 | Area 1001 Gas CT 2029 | SO2 | ATC | 2043 | AEP-KPCO | 22.4963 | 22.4963 | 0 | 0.093805 | 0.093805 | 0 | 0.00752 | 2043 |  |  |  | REF | 0 | 0 | Real 2021 ¦ 12/22/2022 3:42:52 PM | Area 1001 Gas CT 2029
37251 | Area 1001 Gas CT 2030 | CO2 | ATC | 2043 | AEP-KPCO | 368481 | 368481 | 0 | 4994.728 | 4994.728 | 0 | 122 | 2043 |  |  |  | REF | 0 | 0 | Real 2021 ¦ 12/22/2022 3:42:52 PM | Area 1001 Gas CT 2030
37252 | Area 1001 Gas CT 2030 | NOX | ATC | 2043 | AEP-KPCO | 1.6914 | 1.6914 | 0 | 0.084128 | 0.084128 | 0 | 0.00056 | 2043 |  |  |  | REF | 0 | 0 | Real 2021 ¦ 12/22/2022 3:42:52 PM | Area 1001 Gas CT 2030
37253 | Area 1001 Gas CT 2030 | SO2 | ATC | 2043 | AEP-KPCO | 22.7129 | 22.7129 | 0 | 0.094708 | 0.094708 | 0 | 0.00752 | 2043 |  |  |  | REF | 0 | 0 | Real 2021 ¦ 12/22/2022 3:42:52 PM | Area 1001 Gas CT 2030
37254 | Area 1001 Gas CT 2031 | CO2 | ATC | 2043 | AEP-KPCO | 373467.5 | 373467.5 | 0 | 5062.3198 | 5062.3198 | 0 | 122 | 2043 |  |  |  | REF | 0 | 0 | Real 2021 ¦ 12/22/2022 3:42:52 PM | Area 1001 Gas CT 2031
37255 | Area 1001 Gas CT 2031 | NOX | ATC | 2043 | AEP-KPCO | 1.7143 | 1.7143 | 0 | 0.084967 | 0.084967 | 0 | 0.00056 | 2043 |  |  |  | REF | 0 | 0 | Real 2021 ¦ 12/22/2022 3:42:52 PM | Area 1001 Gas CT 2031
37256 | Area 1001 Gas CT 2031 | SO2 | ATC | 2043 | AEP-KPCO | 23.0203 | 23.0203 | 0 | 0.095989 | 0.095989 | 0 | 0.00752 | 2043 |  |  |  | REF | 0 | 0 | Real 2021 ¦ 12/22/2022 3:42:52 PM | Area 1001 Gas CT 2031
37257 | Area 1001 Gas CT 2032 | CO2 | ATC | 2043 | AEP-KPCO | 365097.625 | 365097.625 | 0 | 4948.8667 | 4948.8667 | 0 | 122 | 2043 |  |  |  | REF | 0 | 0 | Real 2021 ¦ 12/22/2022 3:42:52 PM | Area 1001 Gas CT 2032
37258 | Area 1001 Gas CT 2032 | NOX | ATC | 2043 | AEP-KPCO | 1.6759 | 1.6759 | 0 | 0.082666 | 0.082666 | 0 | 0.00056 | 2043 |  |  |  | REF | 0 | 0 | Real 2021 ¦ 12/22/2022 3:42:52 PM | Area 1001 Gas CT 2032
37259 | Area 1001 Gas CT 2032 | SO2 | ATC | 2043 | AEP-KPCO | 22.5044 | 22.5044 | 0 | 0.093838 | 0.093838 | 0 | 0.00752 | 2043 |  |  |  | REF | 0 | 0 | Real 2021 ¦ 12/22/2022 3:42:52 PM | Area 1001 Gas CT 2032
37260 | Area 1001 Gas CT 2033 | CO2 | ATC | 2043 | AEP-KPCO | 365398.0938 | 365398.0938 | 0 | 4952.9395 | 4952.9395 | 0 | 122 | 2043 |  |  |  | REF | 0 | 0 | Real 2021 ¦ 12/22/2022 3:42:52 PM | Area 1001 Gas CT 2033
37261 | Area 1001 Gas CT 2033 | NOX | ATC | 2043 | AEP-KPCO | 1.6772 | 1.6772 | 0 | 0.082569 | 0.082569 | 0 | 0.00056 | 2043 |  |  |  | REF | 0 | 0 | Real 2021 ¦ 12/22/2022 3:42:52 PM | Area 1001 Gas CT 2033
37262 | Area 1001 Gas CT 2033 | SO2 | ATC | 2043 | AEP-KPCO | 22.5229 | 22.5229 | 0 | 0.093915 | 0.093915 | 0 | 0.00752 | 2043 |  |  |  | REF | 0 | 0 | Real 2021 ¦ 12/22/2022 3:42:52 PM | Area 1001 Gas CT 2033
37263 | Area 1001 Gas CT 2034 | CO2 | ATC | 2043 | AEP-KPCO | 365214.9688 | 365214.9688 | 0 | 4950.4575 | 4950.4575 | 0 | 122 | 2043 |  |  |  | REF | 0 | 0 | Real 2021 ¦ 12/22/2022 3:42:52 PM | Area 1001 Gas CT 2034
37264 | Area 1001 Gas CT 2034 | NOX | ATC | 2043 | AEP-KPCO | 1.6764 | 1.6764 | 0 | 0.082565 | 0.082565 | 0 | 0.00056 | 2043 |  |  |  | REF | 0 | 0 | Real 2021 ¦ 12/22/2022 3:42:52 PM | Area 1001 Gas CT 2034
37265 | Area 1001 Gas CT 2034 | SO2 | ATC | 2043 | AEP-KPCO | 22.5116 | 22.5116 | 0 | 0.093868 | 0.093868 | 0 | 0.00752 | 2043 |  |  |  | REF | 0 | 0 | Real 2021 ¦ 12/22/2022 3:42:52 PM | Area 1001 Gas CT 2034
37266 | Area 1001 Gas CT 2035 | CO2 | ATC | 2043 | AEP-KPCO | 365677.3125 | 365677.3125 | 0 | 4956.7241 | 4956.7241 | 0 | 122 | 2043 |  |  |  | REF | 0 | 0 | Real 2021 ¦ 12/22/2022 3:42:52 PM | Area 1001 Gas CT 2035
37267 | Area 1001 Gas CT 2035 | NOX | ATC | 2043 | AEP-KPCO | 1.6785 | 1.6785 | 0 | 0.082777 | 0.082777 | 0 | 0.00056 | 2043 |  |  |  | REF | 0 | 0 | Real 2021 ¦ 12/22/2022 3:42:52 PM | Area 1001 Gas CT 2035
37268 | Area 1001 Gas CT 2035 | SO2 | ATC | 2043 | AEP-KPCO | 22.5401 | 22.5401 | 0 | 0.093987 | 0.093987 | 0 | 0.00752 | 2043 |  |  |  | REF | 0 | 0 | Real 2021 ¦ 12/22/2022 3:42:52 PM | Area 1001 Gas CT 2035
37269 | Area 1001 Gas CT 2036 | CO2 | ATC | 2043 | AEP-KPCO | 366689.9062 | 366689.9062 | 0 | 4970.4502 | 4970.4502 | 0 | 122 | 2043 |  |  |  | REF | 0 | 0 | Real 2021 ¦ 12/22/2022 3:42:52 PM | Area 1001 Gas CT 2036
37270 | Area 1001 Gas CT 2036 | NOX | ATC | 2043 | AEP-KPCO | 1.6832 | 1.6832 | 0 | 0.083241 | 0.083241 | 0 | 0.00056 | 2043 |  |  |  | REF | 0 | 0 | Real 2021 ¦ 12/22/2022 3:42:52 PM | Area 1001 Gas CT 2036
37271 | Area 1001 Gas CT 2036 | SO2 | ATC | 2043 | AEP-KPCO | 22.6025 | 22.6025 | 0 | 0.094248 | 0.094248 | 0 | 0.00752 | 2043 |  |  |  | REF | 0 | 0 | Real 2021 ¦ 12/22/2022 3:42:52 PM | Area 1001 Gas CT 2036
37272 | Area 1001 Gas CT 2037 | CO2 | ATC | 2043 | AEP-KPCO | 364357.2812 | 364357.2812 | 0 | 4938.8315 | 4938.8315 | 0 | 122 | 2043 |  |  |  | REF | 0 | 0 | Real 2021 ¦ 12/22/2022 3:42:52 PM | Area 1001 Gas CT 2037
37273 | Area 1001 Gas CT 2037 | NOX | ATC | 2043 | AEP-KPCO | 1.6725 | 1.6725 | 0 | 0.082374 | 0.082374 | 0 | 0.00056 | 2043 |  |  |  | REF | 0 | 0 | Real 2021 ¦ 12/22/2022 3:42:52 PM | Area 1001 Gas CT 2037
37274 | Area 1001 Gas CT 2037 | SO2 | ATC | 2043 | AEP-KPCO | 22.4587 | 22.4587 | 0 | 0.093648 | 0.093648 | 0 | 0.00752 | 2043 |  |  |  | REF | 0 | 0 | Real 2021 ¦ 12/22/2022 3:42:52 PM | Area 1001 Gas CT 2037
37275 | Area 1001 Gas CT 2038 | CO2 | ATC | 2043 | AEP-KPCO | 366268.5 | 366268.5 | 0 | 4964.7378 | 4964.7378 | 0 | 122 | 2043 |  |  |  | REF | 0 | 0 | Real 2021 ¦ 12/22/2022 3:42:52 PM | Area 1001 Gas CT 2038
37276 | Area 1001 Gas CT 2038 | NOX | ATC | 2043 | AEP-KPCO | 1.6812 | 1.6812 | 0 | 0.082889 | 0.082889 | 0 | 0.00056 | 2043 |  |  |  | REF | 0 | 0 | Real 2021 ¦ 12/22/2022 3:42:52 PM | Area 1001 Gas CT 2038
37277 | Area 1001 Gas CT 2038 | SO2 | ATC | 2043 | AEP-KPCO | 22.5766 | 22.5766 | 0 | 0.094139 | 0.094139 | 0 | 0.00752 | 2043 |  |  |  | REF | 0 | 0 | Real 2021 ¦ 12/22/2022 3:42:52 PM | Area 1001 Gas CT 2038
37278 | Area 1001 Gas CT 2039 | CO2 | ATC | 2043 | AEP-KPCO | 365639.2812 | 365639.2812 | 0 | 4956.209 | 4956.209 | 0 | 122 | 2043 |  |  |  | REF | 0 | 0 | Real 2021 ¦ 12/22/2022 3:42:52 PM | Area 1001 Gas CT 2039
37279 | Area 1001 Gas CT 2039 | NOX | ATC | 2043 | AEP-KPCO | 1.6783 | 1.6783 | 0 | 0.082621 | 0.082621 | 0 | 0.00056 | 2043 |  |  |  | REF | 0 | 0 | Real 2021 ¦ 12/22/2022 3:42:52 PM | Area 1001 Gas CT 2039
37280 | Area 1001 Gas CT 2039 | SO2 | ATC | 2043 | AEP-KPCO | 22.5378 | 22.5378 | 0 | 0.093977 | 0.093977 | 0 | 0.00752 | 2043 |  |  |  | REF | 0 | 0 | Real 2021 ¦ 12/22/2022 3:42:52 PM | Area 1001 Gas CT 2039
37281 | Area 1001 Gas CT 2040 | CO2 | ATC | 2043 | AEP-KPCO | 365140.4375 | 365140.4375 | 0 | 4949.4468 | 4949.4468 | 0 | 122 | 2043 |  |  |  | REF | 0 | 0 | Real 2021 ¦ 12/22/2022 3:42:52 PM | Area 1001 Gas CT 2040
37282 | Area 1001 Gas CT 2040 | NOX | ATC | 2043 | AEP-KPCO | 1.6761 | 1.6761 | 0 | 0.082684 | 0.082684 | 0 | 0.00056 | 2043 |  |  |  | REF | 0 | 0 | Real 2021 ¦ 12/22/2022 3:42:52 PM | Area 1001 Gas CT 2040
37283 | Area 1001 Gas CT 2040 | SO2 | ATC | 2043 | AEP-KPCO | 22.507 | 22.507 | 0 | 0.093849 | 0.093849 | 0 | 0.00752 | 2043 |  |  |  | REF | 0 | 0 | Real 2021 ¦ 12/22/2022 3:42:52 PM | Area 1001 Gas CT 2040
37284 | Area 1001 Gas CT 2041 | CO2 | ATC | 2043 | AEP-KPCO | 366181.5312 | 366181.5312 | 0 | 4963.5591 | 4963.5591 | 0 | 122 | 2043 |  |  |  | REF | 0 | 0 | Real 2021 ¦ 12/22/2022 3:42:52 PM | Area 1001 Gas CT 2041
37285 | Area 1001 Gas CT 2041 | NOX | ATC | 2043 | AEP-KPCO | 1.6808 | 1.6808 | 0 | 0.082878 | 0.082878 | 0 | 0.00056 | 2043 |  |  |  | REF | 0 | 0 | Real 2021 ¦ 12/22/2022 3:42:52 PM | Area 1001 Gas CT 2041
37286 | Area 1001 Gas CT 2041 | SO2 | ATC | 2043 | AEP-KPCO | 22.5712 | 22.5712 | 0 | 0.094117 | 0.094117 | 0 | 0.00752 | 2043 |  |  |  | REF | 0 | 0 | Real 2021 ¦ 12/22/2022 3:42:52 PM | Area 1001 Gas CT 2041
37287 | Area 1001 Gas CT 2042 | CO2 | ATC | 2043 | AEP-KPCO | 365351.7188 | 365351.7188 | 0 | 4952.311 | 4952.311 | 0 | 122 | 2043 |  |  |  | REF | 0 | 0 | Real 2021 ¦ 12/22/2022 3:42:52 PM | Area 1001 Gas CT 2042
37288 | Area 1001 Gas CT 2042 | NOX | ATC | 2043 | AEP-KPCO | 1.677 | 1.677 | 0 | 0.082568 | 0.082568 | 0 | 0.00056 | 2043 |  |  |  | REF | 0 | 0 | Real 2021 ¦ 12/22/2022 3:42:52 PM | Area 1001 Gas CT 2042
37289 | Area 1001 Gas CT 2042 | SO2 | ATC | 2043 | AEP-KPCO | 22.52 | 22.52 | 0 | 0.093904 | 0.093904 | 0 | 0.00752 | 2043 |  |  |  | REF | 0 | 0 | Real 2021 ¦ 12/22/2022 3:42:52 PM | Area 1001 Gas CT 2042
37290 | Area 1001 Gas CT 2043 | CO2 | ATC | 2043 | AEP-KPCO | 366484.125 | 366484.125 | 0 | 4967.6606 | 4967.6606 | 0 | 122 | 2043 |  |  |  | REF | 0 | 0 | Real 2021 ¦ 12/22/2022 3:42:52 PM | Area 1001 Gas CT 2043
37291 | Area 1001 Gas CT 2043 | NOX | ATC | 2043 | AEP-KPCO | 1.6822 | 1.6822 | 0 | 0.082884 | 0.082884 | 0 | 0.00056 | 2043 |  |  |  | REF | 0 | 0 | Real 2021 ¦ 12/22/2022 3:42:52 PM | Area 1001 Gas CT 2043
37292 | Area 1001 Gas CT 2043 | SO2 | ATC | 2043 | AEP-KPCO | 22.5898 | 22.5898 | 0 | 0.094195 | 0.094195 | 0 | 0.00752 | 2043 |  |  |  | REF | 0 | 0 | Real 2021 ¦ 12/22/2022 3:42:52 PM | Area 1001 Gas CT 2043
37293 | Area 1001 Gas Aero CT 2023 | CO2 | ATC | 2043 | AEP-KPCO | 134172.7031 | 134172.7031 | 0 | 1818.6993 | 1818.6993 | 0 | 122 | 2043 |  |  |  | REF | 0 | 0 | Real 2021 ¦ 12/22/2022 3:42:52 PM | Area 1001 Gas Aero CT 2023
37294 | Area 1001 Gas Aero CT 2023 | NOX | ATC | 2043 | AEP-KPCO | 0.61587 | 0.61587 | 0 | 0.028618 | 0.028618 | 0 | 0.00056 | 2043 |  |  |  | REF | 0 | 0 | Real 2021 ¦ 12/22/2022 3:42:52 PM | Area 1001 Gas Aero CT 2023
37295 | Area 1001 Gas Aero CT 2023 | SO2 | ATC | 2043 | AEP-KPCO | 8.2703 | 8.2703 | 0 | 0.034485 | 0.034485 | 0 | 0.00752 | 2043 |  |  |  | REF | 0 | 0 | Real 2021 ¦ 12/22/2022 3:42:52 PM | Area 1001 Gas Aero CT 2023
37296 | Area 1001 Gas Aero CT 2024 | CO2 | ATC | 2043 | AEP-KPCO | 133916.5625 | 133916.5625 | 0 | 1815.2273 | 1815.2273 | 0 | 122 | 2043 |  |  |  | REF | 0 | 0 | Real 2021 ¦ 12/22/2022 3:42:52 PM | Area 1001 Gas Aero CT 2024
37297 | Area 1001 Gas Aero CT 2024 | NOX | ATC | 2043 | AEP-KPCO | 0.6147 | 0.6147 | 0 | 0.028542 | 0.028542 | 0 | 0.00056 | 2043 |  |  |  | REF | 0 | 0 | Real 2021 ¦ 12/22/2022 3:42:52 PM | Area 1001 Gas Aero CT 2024
37298 | Area 1001 Gas Aero CT 2024 | SO2 | ATC | 2043 | AEP-KPCO | 8.2545 | 8.2545 | 0 | 0.03442 | 0.03442 | 0 | 0.00752 | 2043 |  |  |  | REF | 0 | 0 | Real 2021 ¦ 12/22/2022 3:42:52 PM | Area 1001 Gas Aero CT 2024
37299 | Area 1001 Gas Aero CT 2025 | CO2 | ATC | 2043 | AEP-KPCO | 133997.0781 | 133997.0781 | 0 | 1816.3188 | 1816.3188 | 0 | 122 | 2043 |  |  |  | REF | 0 | 0 | Real 2021 ¦ 12/22/2022 3:42:52 PM | Area 1001 Gas Aero CT 2025
37300 | Area 1001 Gas Aero CT 2025 | NOX | ATC | 2043 | AEP-KPCO | 0.61507 | 0.61507 | 0 | 0.028492 | 0.028492 | 0 | 0.00056 | 2043 |  |  |  | REF | 0 | 0 | Real 2021 ¦ 12/22/2022 3:42:52 PM | Area 1001 Gas Aero CT 2025
37301 | Area 1001 Gas Aero CT 2025 | SO2 | ATC | 2043 | AEP-KPCO | 8.2595 | 8.2595 | 0 | 0.03444 | 0.03444 | 0 | 0.00752 | 2043 |  |  |  | REF | 0 | 0 | Real 2021 ¦ 12/22/2022 3:42:52 PM | Area 1001 Gas Aero CT 2025
37302 | Area 1001 Gas Aero CT 2026 | CO2 | ATC | 2043 | AEP-KPCO | 133883.25 | 133883.25 | 0 | 1814.7758 | 1814.7758 | 0 | 122 | 2043 |  |  |  | REF | 0 | 0 | Real 2021 ¦ 12/22/2022 3:42:52 PM | Area 1001 Gas Aero CT 2026
37303 | Area 1001 Gas Aero CT 2026 | NOX | ATC | 2043 | AEP-KPCO | 0.61455 | 0.61455 | 0 | 0.02849 | 0.02849 | 0 | 0.00056 | 2043 |  |  |  | REF | 0 | 0 | Real 2021 ¦ 12/22/2022 3:42:52 PM | Area 1001 Gas Aero CT 2026
37304 | Area 1001 Gas Aero CT 2026 | SO2 | ATC | 2043 | AEP-KPCO | 8.2525 | 8.2525 | 0 | 0.034411 | 0.034411 | 0 | 0.00752 | 2043 |  |  |  | REF | 0 | 0 | Real 2021 ¦ 12/22/2022 3:42:52 PM | Area 1001 Gas Aero CT 2026
37305 | Area 1001 Gas Aero CT 2027 | CO2 | ATC | 2043 | AEP-KPCO | 133943.2969 | 133943.2969 | 0 | 1815.5897 | 1815.5897 | 0 | 122 | 2043 |  |  |  | REF | 0 | 0 | Real 2021 ¦ 12/22/2022 3:42:52 PM | Area 1001 Gas Aero CT 2027
37306 | Area 1001 Gas Aero CT 2027 | NOX | ATC | 2043 | AEP-KPCO | 0.61482 | 0.61482 | 0 | 0.028516 | 0.028516 | 0 | 0.00056 | 2043 |  |  |  | REF | 0 | 0 | Real 2021 ¦ 12/22/2022 3:42:52 PM | Area 1001 Gas Aero CT 2027
37307 | Area 1001 Gas Aero CT 2027 | SO2 | ATC | 2043 | AEP-KPCO | 8.2562 | 8.2562 | 0 | 0.034426 | 0.034426 | 0 | 0.00752 | 2043 |  |  |  | REF | 0 | 0 | Real 2021 ¦ 12/22/2022 3:42:52 PM | Area 1001 Gas Aero CT 2027
37308 | Area 1001 Gas Aero CT 2028 | CO2 | ATC | 2043 | AEP-KPCO | 133883.25 | 133883.25 | 0 | 1814.7758 | 1814.7758 | 0 | 122 | 2043 |  |  |  | REF | 0 | 0 | Real 2021 ¦ 12/22/2022 3:42:52 PM | Area 1001 Gas Aero CT 2028
37309 | Area 1001 Gas Aero CT 2028 | NOX | ATC | 2043 | AEP-KPCO | 0.61455 | 0.61455 | 0 | 0.02849 | 0.02849 | 0 | 0.00056 | 2043 |  |  |  | REF | 0 | 0 | Real 2021 ¦ 12/22/2022 3:42:52 PM | Area 1001 Gas Aero CT 2028
37310 | Area 1001 Gas Aero CT 2028 | SO2 | ATC | 2043 | AEP-KPCO | 8.2525 | 8.2525 | 0 | 0.034411 | 0.034411 | 0 | 0.00752 | 2043 |  |  |  | REF | 0 | 0 | Real 2021 ¦ 12/22/2022 3:42:52 PM | Area 1001 Gas Aero CT 2028
37311 | Area 1001 Gas Aero CT 2029 | CO2 | ATC | 2043 | AEP-KPCO | 133883.25 | 133883.25 | 0 | 1814.7758 | 1814.7758 | 0 | 122 | 2043 |  |  |  | REF | 0 | 0 | Real 2021 ¦ 12/22/2022 3:42:52 PM | Area 1001 Gas Aero CT 2029
37312 | Area 1001 Gas Aero CT 2029 | NOX | ATC | 2043 | AEP-KPCO | 0.61455 | 0.61455 | 0 | 0.02849 | 0.02849 | 0 | 0.00056 | 2043 |  |  |  | REF | 0 | 0 | Real 2021 ¦ 12/22/2022 3:42:52 PM | Area 1001 Gas Aero CT 2029
37313 | Area 1001 Gas Aero CT 2029 | SO2 | ATC | 2043 | AEP-KPCO | 8.2525 | 8.2525 | 0 | 0.034411 | 0.034411 | 0 | 0.00752 | 2043 |  |  |  | REF | 0 | 0 | Real 2021 ¦ 12/22/2022 3:42:52 PM | Area 1001 Gas Aero CT 2029
37314 | Area 1001 Gas Aero CT 2030 | CO2 | ATC | 2043 | AEP-KPCO | 134131.0781 | 134131.0781 | 0 | 1818.1351 | 1818.1351 | 0 | 122 | 2043 |  |  |  | REF | 0 | 0 | Real 2021 ¦ 12/22/2022 3:42:52 PM | Area 1001 Gas Aero CT 2030
37315 | Area 1001 Gas Aero CT 2030 | NOX | ATC | 2043 | AEP-KPCO | 0.61568 | 0.61568 | 0 | 0.028513 | 0.028513 | 0 | 0.00056 | 2043 |  |  |  | REF | 0 | 0 | Real 2021 ¦ 12/22/2022 3:42:52 PM | Area 1001 Gas Aero CT 2030
37316 | Area 1001 Gas Aero CT 2030 | SO2 | ATC | 2043 | AEP-KPCO | 8.2678 | 8.2678 | 0 | 0.034475 | 0.034475 | 0 | 0.00752 | 2043 |  |  |  | REF | 0 | 0 | Real 2021 ¦ 12/22/2022 3:42:52 PM | Area 1001 Gas Aero CT 2030
37317 | Area 1001 Gas Aero CT 2031 | CO2 | ATC | 2043 | AEP-KPCO | 134070.0156 | 134070.0156 | 0 | 1817.3074 | 1817.3074 | 0 | 122 | 2043 |  |  |  | REF | 0 | 0 | Real 2021 ¦ 12/22/2022 3:42:52 PM | Area 1001 Gas Aero CT 2031
37318 | Area 1001 Gas Aero CT 2031 | NOX | ATC | 2043 | AEP-KPCO | 0.6154 | 0.6154 | 0 | 0.028564 | 0.028564 | 0 | 0.00056 | 2043 |  |  |  | REF | 0 | 0 | Real 2021 ¦ 12/22/2022 3:42:52 PM | Area 1001 Gas Aero CT 2031
37319 | Area 1001 Gas Aero CT 2031 | SO2 | ATC | 2043 | AEP-KPCO | 8.264 | 8.264 | 0 | 0.034459 | 0.034459 | 0 | 0.00752 | 2043 |  |  |  | REF | 0 | 0 | Real 2021 ¦ 12/22/2022 3:42:52 PM | Area 1001 Gas Aero CT 2031
37320 | Area 1001 Gas Aero CT 2032 | CO2 | ATC | 2043 | AEP-KPCO | 135895.9062 | 135895.9062 | 0 | 1842.0573 | 1842.0573 | 0 | 122 | 2043 |  |  |  | REF | 0 | 0 | Real 2021 ¦ 12/22/2022 3:42:52 PM | Area 1001 Gas Aero CT 2032
37321 | Area 1001 Gas Aero CT 2032 | NOX | ATC | 2043 | AEP-KPCO | 0.62378 | 0.62378 | 0 | 0.029014 | 0.029014 | 0 | 0.00056 | 2043 |  |  |  | REF | 0 | 0 | Real 2021 ¦ 12/22/2022 3:42:52 PM | Area 1001 Gas Aero CT 2032
37322 | Area 1001 Gas Aero CT 2032 | SO2 | ATC | 2043 | AEP-KPCO | 8.3765 | 8.3765 | 0 | 0.034928 | 0.034928 | 0 | 0.00752 | 2043 |  |  |  | REF | 0 | 0 | Real 2021 ¦ 12/22/2022 3:42:52 PM | Area 1001 Gas Aero CT 2032
37323 | Area 1001 Gas Aero CT 2033 | CO2 | ATC | 2043 | AEP-KPCO | 133951.3125 | 133951.3125 | 0 | 1815.6984 | 1815.6984 | 0 | 122 | 2043 |  |  |  | REF | 0 | 0 | Real 2021 ¦ 12/22/2022 3:42:52 PM | Area 1001 Gas Aero CT 2033
37324 | Area 1001 Gas Aero CT 2033 | NOX | ATC | 2043 | AEP-KPCO | 0.61486 | 0.61486 | 0 | 0.028505 | 0.028505 | 0 | 0.00056 | 2043 |  |  |  | REF | 0 | 0 | Real 2021 ¦ 12/22/2022 3:42:52 PM | Area 1001 Gas Aero CT 2033
37325 | Area 1001 Gas Aero CT 2033 | SO2 | ATC | 2043 | AEP-KPCO | 8.2567 | 8.2567 | 0 | 0.034428 | 0.034428 | 0 | 0.00752 | 2043 |  |  |  | REF | 0 | 0 | Real 2021 ¦ 12/22/2022 3:42:52 PM | Area 1001 Gas Aero CT 2033
37326 | Area 1001 Gas Aero CT 2034 | CO2 | ATC | 2043 | AEP-KPCO | 133900.2188 | 133900.2188 | 0 | 1815.006 | 1815.006 | 0 | 122 | 2043 |  |  |  | REF | 0 | 0 | Real 2021 ¦ 12/22/2022 3:42:52 PM | Area 1001 Gas Aero CT 2034
37327 | Area 1001 Gas Aero CT 2034 | NOX | ATC | 2043 | AEP-KPCO | 0.61462 | 0.61462 | 0 | 0.02849 | 0.02849 | 0 | 0.00056 | 2043 |  |  |  | REF | 0 | 0 | Real 2021 ¦ 12/22/2022 3:42:52 PM | Area 1001 Gas Aero CT 2034
37328 | Area 1001 Gas Aero CT 2034 | SO2 | ATC | 2043 | AEP-KPCO | 8.2535 | 8.2535 | 0 | 0.034415 | 0.034415 | 0 | 0.00752 | 2043 |  |  |  | REF | 0 | 0 | Real 2021 ¦ 12/22/2022 3:42:52 PM | Area 1001 Gas Aero CT 2034
37329 | Area 1001 Gas Aero CT 2035 | CO2 | ATC | 2043 | AEP-KPCO | 133917.3438 | 133917.3438 | 0 | 1815.238 | 1815.238 | 0 | 122 | 2043 |  |  |  | REF | 0 | 0 | Real 2021 ¦ 12/22/2022 3:42:52 PM | Area 1001 Gas Aero CT 2035
37330 | Area 1001 Gas Aero CT 2035 | NOX | ATC | 2043 | AEP-KPCO | 0.6147 | 0.6147 | 0 | 0.028505 | 0.028505 | 0 | 0.00056 | 2043 |  |  |  | REF | 0 | 0 | Real 2021 ¦ 12/22/2022 3:42:52 PM | Area 1001 Gas Aero CT 2035
37331 | Area 1001 Gas Aero CT 2035 | SO2 | ATC | 2043 | AEP-KPCO | 8.2546 | 8.2546 | 0 | 0.03442 | 0.03442 | 0 | 0.00752 | 2043 |  |  |  | REF | 0 | 0 | Real 2021 ¦ 12/22/2022 3:42:52 PM | Area 1001 Gas Aero CT 2035
37332 | Area 1001 Gas Aero CT 2036 | CO2 | ATC | 2043 | AEP-KPCO | 134342.3438 | 134342.3438 | 0 | 1820.9989 | 1820.9989 | 0 | 122 | 2043 |  |  |  | REF | 0 | 0 | Real 2021 ¦ 12/22/2022 3:42:52 PM | Area 1001 Gas Aero CT 2036
37333 | Area 1001 Gas Aero CT 2036 | NOX | ATC | 2043 | AEP-KPCO | 0.61665 | 0.61665 | 0 | 0.028557 | 0.028557 | 0 | 0.00056 | 2043 |  |  |  | REF | 0 | 0 | Real 2021 ¦ 12/22/2022 3:42:52 PM | Area 1001 Gas Aero CT 2036
37334 | Area 1001 Gas Aero CT 2036 | SO2 | ATC | 2043 | AEP-KPCO | 8.2808 | 8.2808 | 0 | 0.034529 | 0.034529 | 0 | 0.00752 | 2043 |  |  |  | REF | 0 | 0 | Real 2021 ¦ 12/22/2022 3:42:52 PM | Area 1001 Gas Aero CT 2036
37335 | Area 1001 Gas Aero CT 2037 | CO2 | ATC | 2043 | AEP-KPCO | 129330.6094 | 129330.6094 | 0 | 1753.0652 | 1753.0652 | 0 | 122 | 2043 |  |  |  | REF | 0 | 0 | Real 2021 ¦ 12/22/2022 3:42:52 PM | Area 1001 Gas Aero CT 2037
37336 | Area 1001 Gas Aero CT 2037 | NOX | ATC | 2043 | AEP-KPCO | 0.59365 | 0.59365 | 0 | 0.027577 | 0.027577 | 0 | 0.00056 | 2043 |  |  |  | REF | 0 | 0 | Real 2021 ¦ 12/22/2022 3:42:52 PM | Area 1001 Gas Aero CT 2037
37337 | Area 1001 Gas Aero CT 2037 | SO2 | ATC | 2043 | AEP-KPCO | 7.9719 | 7.9719 | 0 | 0.033241 | 0.033241 | 0 | 0.00752 | 2043 |  |  |  | REF | 0 | 0 | Real 2021 ¦ 12/22/2022 3:42:52 PM | Area 1001 Gas Aero CT 2037
37338 | Area 1001 Gas Aero CT 2038 | CO2 | ATC | 2043 | AEP-KPCO | 134027.9375 | 134027.9375 | 0 | 1816.7371 | 1816.7371 | 0 | 122 | 2043 |  |  |  | REF | 0 | 0 | Real 2021 ¦ 12/22/2022 3:42:52 PM | Area 1001 Gas Aero CT 2038
37339 | Area 1001 Gas Aero CT 2038 | NOX | ATC | 2043 | AEP-KPCO | 0.61521 | 0.61521 | 0 | 0.028528 | 0.028528 | 0 | 0.00056 | 2043 |  |  |  | REF | 0 | 0 | Real 2021 ¦ 12/22/2022 3:42:52 PM | Area 1001 Gas Aero CT 2038
37340 | Area 1001 Gas Aero CT 2038 | SO2 | ATC | 2043 | AEP-KPCO | 8.2614 | 8.2614 | 0 | 0.034448 | 0.034448 | 0 | 0.00752 | 2043 |  |  |  | REF | 0 | 0 | Real 2021 ¦ 12/22/2022 3:42:52 PM | Area 1001 Gas Aero CT 2038
37341 | Area 1001 Gas Aero CT 2039 | CO2 | ATC | 2043 | AEP-KPCO | 134427.2031 | 134427.2031 | 0 | 1822.149 | 1822.149 | 0 | 122 | 2043 |  |  |  | REF | 0 | 0 | Real 2021 ¦ 12/22/2022 3:42:52 PM | Area 1001 Gas Aero CT 2039
37342 | Area 1001 Gas Aero CT 2039 | NOX | ATC | 2043 | AEP-KPCO | 0.61704 | 0.61704 | 0 | 0.028672 | 0.028672 | 0 | 0.00056 | 2043 |  |  |  | REF | 0 | 0 | Real 2021 ¦ 12/22/2022 3:42:52 PM | Area 1001 Gas Aero CT 2039
37343 | Area 1001 Gas Aero CT 2039 | SO2 | ATC | 2043 | AEP-KPCO | 8.286 | 8.286 | 0 | 0.034551 | 0.034551 | 0 | 0.00752 | 2043 |  |  |  | REF | 0 | 0 | Real 2021 ¦ 12/22/2022 3:42:52 PM | Area 1001 Gas Aero CT 2039
37344 | Area 1001 Gas Aero CT 2040 | CO2 | ATC | 2043 | AEP-KPCO | 134275.7969 | 134275.7969 | 0 | 1820.0968 | 1820.0968 | 0 | 122 | 2043 |  |  |  | REF | 0 | 0 | Real 2021 ¦ 12/22/2022 3:42:52 PM | Area 1001 Gas Aero CT 2040
37345 | Area 1001 Gas Aero CT 2040 | NOX | ATC | 2043 | AEP-KPCO | 0.61635 | 0.61635 | 0 | 0.028577 | 0.028577 | 0 | 0.00056 | 2043 |  |  |  | REF | 0 | 0 | Real 2021 ¦ 12/22/2022 3:42:52 PM | Area 1001 Gas Aero CT 2040
37346 | Area 1001 Gas Aero CT 2040 | SO2 | ATC | 2043 | AEP-KPCO | 8.2767 | 8.2767 | 0 | 0.034512 | 0.034512 | 0 | 0.00752 | 2043 |  |  |  | REF | 0 | 0 | Real 2021 ¦ 12/22/2022 3:42:52 PM | Area 1001 Gas Aero CT 2040
37347 | Area 1001 Gas Aero CT 2041 | CO2 | ATC | 2043 | AEP-KPCO | 133883.25 | 133883.25 | 0 | 1814.7758 | 1814.7758 | 0 | 122 | 2043 |  |  |  | REF | 0 | 0 | Real 2021 ¦ 12/22/2022 3:42:52 PM | Area 1001 Gas Aero CT 2041
37348 | Area 1001 Gas Aero CT 2041 | NOX | ATC | 2043 | AEP-KPCO | 0.61455 | 0.61455 | 0 | 0.02849 | 0.02849 | 0 | 0.00056 | 2043 |  |  |  | REF | 0 | 0 | Real 2021 ¦ 12/22/2022 3:42:52 PM | Area 1001 Gas Aero CT 2041
37349 | Area 1001 Gas Aero CT 2041 | SO2 | ATC | 2043 | AEP-KPCO | 8.2525 | 8.2525 | 0 | 0.034411 | 0.034411 | 0 | 0.00752 | 2043 |  |  |  | REF | 0 | 0 | Real 2021 ¦ 12/22/2022 3:42:52 PM | Area 1001 Gas Aero CT 2041
37350 | Area 1001 Gas Aero CT 2042 | CO2 | ATC | 2043 | AEP-KPCO | 133919.8125 | 133919.8125 | 0 | 1815.2715 | 1815.2715 | 0 | 122 | 2043 |  |  |  | REF | 0 | 0 | Real 2021 ¦ 12/22/2022 3:42:52 PM | Area 1001 Gas Aero CT 2042
37351 | Area 1001 Gas Aero CT 2042 | NOX | ATC | 2043 | AEP-KPCO | 0.61471 | 0.61471 | 0 | 0.028491 | 0.028491 | 0 | 0.00056 | 2043 |  |  |  | REF | 0 | 0 | Real 2021 ¦ 12/22/2022 3:42:52 PM | Area 1001 Gas Aero CT 2042
37352 | Area 1001 Gas Aero CT 2042 | SO2 | ATC | 2043 | AEP-KPCO | 8.2547 | 8.2547 | 0 | 0.03442 | 0.03442 | 0 | 0.00752 | 2043 |  |  |  | REF | 0 | 0 | Real 2021 ¦ 12/22/2022 3:42:52 PM | Area 1001 Gas Aero CT 2042
37353 | Area 1001 Gas Aero CT 2043 | CO2 | ATC | 2043 | AEP-KPCO | 134369.8438 | 134369.8438 | 0 | 1821.3717 | 1821.3717 | 0 | 122 | 2043 |  |  |  | REF | 0 | 0 | Real 2021 ¦ 12/22/2022 3:42:52 PM | Area 1001 Gas Aero CT 2043
37354 | Area 1001 Gas Aero CT 2043 | NOX | ATC | 2043 | AEP-KPCO | 0.61678 | 0.61678 | 0 | 0.02864 | 0.02864 | 0 | 0.00056 | 2043 |  |  |  | REF | 0 | 0 | Real 2021 ¦ 12/22/2022 3:42:52 PM | Area 1001 Gas Aero CT 2043
37355 | Area 1001 Gas Aero CT 2043 | SO2 | ATC | 2043 | AEP-KPCO | 8.2825 | 8.2825 | 0 | 0.034536 | 0.034536 | 0 | 0.00752 | 2043 |  |  |  | REF | 0 | 0 | Real 2021 ¦ 12/22/2022 3:42:52 PM | Area 1001 Gas Aero CT 2043
37356 | Area 1001 Gas IC 2023 | CO2 | ATC | 2043 | AEP-KPCO | 39459.1328 | 39459.1328 | 0 | 534.8651 | 534.8651 | 0 | 122 | 2043 |  |  |  | REF | 0 | 0 | Real 2021 ¦ 12/22/2022 3:42:52 PM | Area 1001 Gas IC 2023
37357 | Area 1001 Gas IC 2023 | NOX | ATC | 2043 | AEP-KPCO | 0.18112 | 0.18112 | 0 | 0.008301 | 0.008301 | 0 | 0.00056 | 2043 |  |  |  | REF | 0 | 0 | Real 2021 ¦ 12/22/2022 3:42:52 PM | Area 1001 Gas IC 2023
37358 | Area 1001 Gas IC 2023 | SO2 | ATC | 2043 | AEP-KPCO | 2.4322 | 2.4322 | 0 | 0.010142 | 0.010142 | 0 | 0.00752 | 2043 |  |  |  | REF | 0 | 0 | Real 2021 ¦ 12/22/2022 3:42:52 PM | Area 1001 Gas IC 2023
37359 | Area 1001 Gas IC 2024 | CO2 | ATC | 2043 | AEP-KPCO | 39204.75 | 39204.75 | 0 | 531.417 | 531.417 | 0 | 122 | 2043 |  |  |  | REF | 0 | 0 | Real 2021 ¦ 12/22/2022 3:42:52 PM | Area 1001 Gas IC 2024
37360 | Area 1001 Gas IC 2024 | NOX | ATC | 2043 | AEP-KPCO | 0.17996 | 0.17996 | 0 | 0.0082574 | 0.0082574 | 0 | 0.00056 | 2043 |  |  |  | REF | 0 | 0 | Real 2021 ¦ 12/22/2022 3:42:52 PM | Area 1001 Gas IC 2024
37361 | Area 1001 Gas IC 2024 | SO2 | ATC | 2043 | AEP-KPCO | 2.4166 | 2.4166 | 0 | 0.010076 | 0.010076 | 0 | 0.00752 | 2043 |  |  |  | REF | 0 | 0 | Real 2021 ¦ 12/22/2022 3:42:52 PM | Area 1001 Gas IC 2024
37362 | Area 1001 Gas IC 2025 | CO2 | ATC | 2043 | AEP-KPCO | 39447.3711 | 39447.3711 | 0 | 534.7057 | 534.7057 | 0 | 122 | 2043 |  |  |  | REF | 0 | 0 | Real 2021 ¦ 12/22/2022 3:42:52 PM | Area 1001 Gas IC 2025
37363 | Area 1001 Gas IC 2025 | NOX | ATC | 2043 | AEP-KPCO | 0.18107 | 0.18107 | 0 | 0.0083572 | 0.0083572 | 0 | 0.00056 | 2043 |  |  |  | REF | 0 | 0 | Real 2021 ¦ 12/22/2022 3:42:52 PM | Area 1001 Gas IC 2025
37364 | Area 1001 Gas IC 2025 | SO2 | ATC | 2043 | AEP-KPCO | 2.4315 | 2.4315 | 0 | 0.010139 | 0.010139 | 0 | 0.00752 | 2043 |  |  |  | REF | 0 | 0 | Real 2021 ¦ 12/22/2022 3:42:52 PM | Area 1001 Gas IC 2025
37365 | Area 1001 Gas IC 2026 | CO2 | ATC | 2043 | AEP-KPCO | 39197.207 | 39197.207 | 0 | 531.3148 | 531.3148 | 0 | 122 | 2043 |  |  |  | REF | 0 | 0 | Real 2021 ¦ 12/22/2022 3:42:52 PM | Area 1001 Gas IC 2026
37366 | Area 1001 Gas IC 2026 | NOX | ATC | 2043 | AEP-KPCO | 0.17992 | 0.17992 | 0 | 0.0082558 | 0.0082558 | 0 | 0.00056 | 2043 |  |  |  | REF | 0 | 0 | Real 2021 ¦ 12/22/2022 3:42:52 PM | Area 1001 Gas IC 2026
37367 | Area 1001 Gas IC 2026 | SO2 | ATC | 2043 | AEP-KPCO | 2.4161 | 2.4161 | 0 | 0.010075 | 0.010075 | 0 | 0.00752 | 2043 |  |  |  | REF | 0 | 0 | Real 2021 ¦ 12/22/2022 3:42:52 PM | Area 1001 Gas IC 2026
37368 | Area 1001 Gas IC 2027 | CO2 | ATC | 2043 | AEP-KPCO | 39719.2656 | 39719.2656 | 0 | 538.3912 | 538.3912 | 0 | 122 | 2043 |  |  |  | REF | 0 | 0 | Real 2021 ¦ 12/22/2022 3:42:52 PM | Area 1001 Gas IC 2027
37369 | Area 1001 Gas IC 2027 | NOX | ATC | 2043 | AEP-KPCO | 0.18232 | 0.18232 | 0 | 0.0083169 | 0.0083169 | 0 | 0.00056 | 2043 |  |  |  | REF | 0 | 0 | Real 2021 ¦ 12/22/2022 3:42:52 PM | Area 1001 Gas IC 2027
37370 | Area 1001 Gas IC 2027 | SO2 | ATC | 2043 | AEP-KPCO | 2.4483 | 2.4483 | 0 | 0.010209 | 0.010209 | 0 | 0.00752 | 2043 |  |  |  | REF | 0 | 0 | Real 2021 ¦ 12/22/2022 3:42:52 PM | Area 1001 Gas IC 2027
37371 | Area 1001 Gas IC 2028 | CO2 | ATC | 2043 | AEP-KPCO | 39095.1133 | 39095.1133 | 0 | 529.9308 | 529.9308 | 0 | 122 | 2043 |  |  |  | REF | 0 | 0 | Real 2021 ¦ 12/22/2022 3:42:52 PM | Area 1001 Gas IC 2028
37372 | Area 1001 Gas IC 2028 | NOX | ATC | 2043 | AEP-KPCO | 0.17945 | 0.17945 | 0 | 0.0082535 | 0.0082535 | 0 | 0.00056 | 2043 |  |  |  | REF | 0 | 0 | Real 2021 ¦ 12/22/2022 3:42:52 PM | Area 1001 Gas IC 2028
37373 | Area 1001 Gas IC 2028 | SO2 | ATC | 2043 | AEP-KPCO | 2.4098 | 2.4098 | 0 | 0.010048 | 0.010048 | 0 | 0.00752 | 2043 |  |  |  | REF | 0 | 0 | Real 2021 ¦ 12/22/2022 3:42:52 PM | Area 1001 Gas IC 2028
37374 | Area 1001 Gas IC 2029 | CO2 | ATC | 2043 | AEP-KPCO | 39342.1797 | 39342.1797 | 0 | 533.2798 | 533.2798 | 0 | 122 | 2043 |  |  |  | REF | 0 | 0 | Real 2021 ¦ 12/22/2022 3:42:52 PM | Area 1001 Gas IC 2029
37375 | Area 1001 Gas IC 2029 | NOX | ATC | 2043 | AEP-KPCO | 0.18059 | 0.18059 | 0 | 0.0082564 | 0.0082564 | 0 | 0.00056 | 2043 |  |  |  | REF | 0 | 0 | Real 2021 ¦ 12/22/2022 3:42:52 PM | Area 1001 Gas IC 2029
37376 | Area 1001 Gas IC 2029 | SO2 | ATC | 2043 | AEP-KPCO | 2.425 | 2.425 | 0 | 0.010112 | 0.010112 | 0 | 0.00752 | 2043 |  |  |  | REF | 0 | 0 | Real 2021 ¦ 12/22/2022 3:42:52 PM | Area 1001 Gas IC 2029
37377 | Area 1001 Gas IC 2030 | CO2 | ATC | 2043 | AEP-KPCO | 39515.4453 | 39515.4453 | 0 | 535.6284 | 535.6284 | 0 | 122 | 2043 |  |  |  | REF | 0 | 0 | Real 2021 ¦ 12/22/2022 3:42:52 PM | Area 1001 Gas IC 2030
37378 | Area 1001 Gas IC 2030 | NOX | ATC | 2043 | AEP-KPCO | 0.18138 | 0.18138 | 0 | 0.0082933 | 0.0082933 | 0 | 0.00056 | 2043 |  |  |  | REF | 0 | 0 | Real 2021 ¦ 12/22/2022 3:42:52 PM | Area 1001 Gas IC 2030
37379 | Area 1001 Gas IC 2030 | SO2 | ATC | 2043 | AEP-KPCO | 2.4357 | 2.4357 | 0 | 0.010156 | 0.010156 | 0 | 0.00752 | 2043 |  |  |  | REF | 0 | 0 | Real 2021 ¦ 12/22/2022 3:42:52 PM | Area 1001 Gas IC 2030
37380 | Area 1001 Gas IC 2031 | CO2 | ATC | 2043 | AEP-KPCO | 39482.8789 | 39482.8789 | 0 | 535.187 | 535.187 | 0 | 122 | 2043 |  |  |  | REF | 0 | 0 | Real 2021 ¦ 12/22/2022 3:42:52 PM | Area 1001 Gas IC 2031
37381 | Area 1001 Gas IC 2031 | NOX | ATC | 2043 | AEP-KPCO | 0.18123 | 0.18123 | 0 | 0.0082843 | 0.0082843 | 0 | 0.00056 | 2043 |  |  |  | REF | 0 | 0 | Real 2021 ¦ 12/22/2022 3:42:52 PM | Area 1001 Gas IC 2031
37382 | Area 1001 Gas IC 2031 | SO2 | ATC | 2043 | AEP-KPCO | 2.4337 | 2.4337 | 0 | 0.010148 | 0.010148 | 0 | 0.00752 | 2043 |  |  |  | REF | 0 | 0 | Real 2021 ¦ 12/22/2022 3:42:52 PM | Area 1001 Gas IC 2031
37383 | Area 1001 Gas IC 2032 | CO2 | ATC | 2043 | AEP-KPCO | 40416.6953 | 40416.6953 | 0 | 547.8448 | 547.8448 | 0 | 122 | 2043 |  |  |  | REF | 0 | 0 | Real 2021 ¦ 12/22/2022 3:42:52 PM | Area 1001 Gas IC 2032
37384 | Area 1001 Gas IC 2032 | NOX | ATC | 2043 | AEP-KPCO | 0.18552 | 0.18552 | 0 | 0.0083546 | 0.0083546 | 0 | 0.00056 | 2043 |  |  |  | REF | 0 | 0 | Real 2021 ¦ 12/22/2022 3:42:52 PM | Area 1001 Gas IC 2032
37385 | Area 1001 Gas IC 2032 | SO2 | ATC | 2043 | AEP-KPCO | 2.4913 | 2.4913 | 0 | 0.010388 | 0.010388 | 0 | 0.00752 | 2043 |  |  |  | REF | 0 | 0 | Real 2021 ¦ 12/22/2022 3:42:52 PM | Area 1001 Gas IC 2032
37386 | Area 1001 Gas IC 2033 | CO2 | ATC | 2043 | AEP-KPCO | 41459.6875 | 41459.6875 | 0 | 561.9825 | 561.9825 | 0 | 122 | 2043 |  |  |  | REF | 0 | 0 | Real 2021 ¦ 12/22/2022 3:42:52 PM | Area 1001 Gas IC 2033
37387 | Area 1001 Gas IC 2033 | NOX | ATC | 2043 | AEP-KPCO | 0.19031 | 0.19031 | 0 | 0.0087229 | 0.0087229 | 0 | 0.00056 | 2043 |  |  |  | REF | 0 | 0 | Real 2021 ¦ 12/22/2022 3:42:52 PM | Area 1001 Gas IC 2033
37388 | Area 1001 Gas IC 2033 | SO2 | ATC | 2043 | AEP-KPCO | 2.5555 | 2.5555 | 0 | 0.010656 | 0.010656 | 0 | 0.00752 | 2043 |  |  |  | REF | 0 | 0 | Real 2021 ¦ 12/22/2022 3:42:52 PM | Area 1001 Gas IC 2033
37389 | Area 1001 Gas IC 2034 | CO2 | ATC | 2043 | AEP-KPCO | 35861.6172 | 35861.6172 | 0 | 486.1011 | 486.1011 | 0 | 122 | 2043 |  |  |  | REF | 0 | 0 | Real 2021 ¦ 12/22/2022 3:42:52 PM | Area 1001 Gas IC 2034
37390 | Area 1001 Gas IC 2034 | NOX | ATC | 2043 | AEP-KPCO | 0.16461 | 0.16461 | 0 | 0.0077951 | 0.0077951 | 0 | 0.00056 | 2043 |  |  |  | REF | 0 | 0 | Real 2021 ¦ 12/22/2022 3:42:52 PM | Area 1001 Gas IC 2034
37391 | Area 1001 Gas IC 2034 | SO2 | ATC | 2043 | AEP-KPCO | 2.2105 | 2.2105 | 0 | 0.0092172 | 0.0092172 | 0 | 0.00752 | 2043 |  |  |  | REF | 0 | 0 | Real 2021 ¦ 12/22/2022 3:42:52 PM | Area 1001 Gas IC 2034
37392 | Area 1001 Gas IC 2035 | CO2 | ATC | 2043 | AEP-KPCO | 36937.5117 | 36937.5117 | 0 | 500.6848 | 500.6848 | 0 | 122 | 2043 |  |  |  | REF | 0 | 0 | Real 2021 ¦ 12/22/2022 3:42:52 PM | Area 1001 Gas IC 2035
37393 | Area 1001 Gas IC 2035 | NOX | ATC | 2043 | AEP-KPCO | 0.16955 | 0.16955 | 0 | 0.0080466 | 0.0080466 | 0 | 0.00056 | 2043 |  |  |  | REF | 0 | 0 | Real 2021 ¦ 12/22/2022 3:42:52 PM | Area 1001 Gas IC 2035
37394 | Area 1001 Gas IC 2035 | SO2 | ATC | 2043 | AEP-KPCO | 2.2768 | 2.2768 | 0 | 0.0094938 | 0.0094938 | 0 | 0.00752 | 2043 |  |  |  | REF | 0 | 0 | Real 2021 ¦ 12/22/2022 3:42:52 PM | Area 1001 Gas IC 2035
37395 | Area 1001 Gas IC 2036 | CO2 | ATC | 2043 | AEP-KPCO | 39189.0352 | 39189.0352 | 0 | 531.204 | 531.204 | 0 | 122 | 2043 |  |  |  | REF | 0 | 0 | Real 2021 ¦ 12/22/2022 3:42:52 PM | Area 1001 Gas IC 2036
37396 | Area 1001 Gas IC 2036 | NOX | ATC | 2043 | AEP-KPCO | 0.17988 | 0.17988 | 0 | 0.0082435 | 0.0082435 | 0 | 0.00056 | 2043 |  |  |  | REF | 0 | 0 | Real 2021 ¦ 12/22/2022 3:42:52 PM | Area 1001 Gas IC 2036
37397 | Area 1001 Gas IC 2036 | SO2 | ATC | 2043 | AEP-KPCO | 2.4156 | 2.4156 | 0 | 0.010072 | 0.010072 | 0 | 0.00752 | 2043 |  |  |  | REF | 0 | 0 | Real 2021 ¦ 12/22/2022 3:42:52 PM | Area 1001 Gas IC 2036
37398 | Area 1001 Gas IC 2037 | CO2 | ATC | 2043 | AEP-KPCO | 39409.0586 | 39409.0586 | 0 | 534.1864 | 534.1864 | 0 | 122 | 2043 |  |  |  | REF | 0 | 0 | Real 2021 ¦ 12/22/2022 3:42:52 PM | Area 1001 Gas IC 2037
37399 | Area 1001 Gas IC 2037 | NOX | ATC | 2043 | AEP-KPCO | 0.18089 | 0.18089 | 0 | 0.0083109 | 0.0083109 | 0 | 0.00056 | 2043 |  |  |  | REF | 0 | 0 | Real 2021 ¦ 12/22/2022 3:42:52 PM | Area 1001 Gas IC 2037
37400 | Area 1001 Gas IC 2037 | SO2 | ATC | 2043 | AEP-KPCO | 2.4291 | 2.4291 | 0 | 0.010129 | 0.010129 | 0 | 0.00752 | 2043 |  |  |  | REF | 0 | 0 | Real 2021 ¦ 12/22/2022 3:42:52 PM | Area 1001 Gas IC 2037
37401 | Area 1001 Gas IC 2038 | CO2 | ATC | 2043 | AEP-KPCO | 39419.2109 | 39419.2109 | 0 | 534.324 | 534.324 | 0 | 122 | 2043 |  |  |  | REF | 0 | 0 | Real 2021 ¦ 12/22/2022 3:42:52 PM | Area 1001 Gas IC 2038
37402 | Area 1001 Gas IC 2038 | NOX | ATC | 2043 | AEP-KPCO | 0.18094 | 0.18094 | 0 | 0.0083379 | 0.0083379 | 0 | 0.00056 | 2043 |  |  |  | REF | 0 | 0 | Real 2021 ¦ 12/22/2022 3:42:52 PM | Area 1001 Gas IC 2038
37403 | Area 1001 Gas IC 2038 | SO2 | ATC | 2043 | AEP-KPCO | 2.4298 | 2.4298 | 0 | 0.010132 | 0.010132 | 0 | 0.00752 | 2043 |  |  |  | REF | 0 | 0 | Real 2021 ¦ 12/22/2022 3:42:52 PM | Area 1001 Gas IC 2038
37404 | Area 1001 Gas IC 2039 | CO2 | ATC | 2043 | AEP-KPCO | 39506.625 | 39506.625 | 0 | 535.5089 | 535.5089 | 0 | 122 | 2043 |  |  |  | REF | 0 | 0 | Real 2021 ¦ 12/22/2022 3:42:52 PM | Area 1001 Gas IC 2039
37405 | Area 1001 Gas IC 2039 | NOX | ATC | 2043 | AEP-KPCO | 0.18134 | 0.18134 | 0 | 0.0082629 | 0.0082629 | 0 | 0.00056 | 2043 |  |  |  | REF | 0 | 0 | Real 2021 ¦ 12/22/2022 3:42:52 PM | Area 1001 Gas IC 2039
37406 | Area 1001 Gas IC 2039 | SO2 | ATC | 2043 | AEP-KPCO | 2.4352 | 2.4352 | 0 | 0.010154 | 0.010154 | 0 | 0.00752 | 2043 |  |  |  | REF | 0 | 0 | Real 2021 ¦ 12/22/2022 3:42:52 PM | Area 1001 Gas IC 2039
37407 | Area 1001 Gas IC 2040 | CO2 | ATC | 2043 | AEP-KPCO | 39247.9102 | 39247.9102 | 0 | 532.002 | 532.002 | 0 | 122 | 2043 |  |  |  | REF | 0 | 0 | Real 2021 ¦ 12/22/2022 3:42:52 PM | Area 1001 Gas IC 2040
37408 | Area 1001 Gas IC 2040 | NOX | ATC | 2043 | AEP-KPCO | 0.18015 | 0.18015 | 0 | 0.008257 | 0.008257 | 0 | 0.00056 | 2043 |  |  |  | REF | 0 | 0 | Real 2021 ¦ 12/22/2022 3:42:52 PM | Area 1001 Gas IC 2040
37409 | Area 1001 Gas IC 2040 | SO2 | ATC | 2043 | AEP-KPCO | 2.4192 | 2.4192 | 0 | 0.010088 | 0.010088 | 0 | 0.00752 | 2043 |  |  |  | REF | 0 | 0 | Real 2021 ¦ 12/22/2022 3:42:52 PM | Area 1001 Gas IC 2040
37410 | Area 1001 Gas IC 2041 | CO2 | ATC | 2043 | AEP-KPCO | 39425.8711 | 39425.8711 | 0 | 534.4143 | 534.4143 | 0 | 122 | 2043 |  |  |  | REF | 0 | 0 | Real 2021 ¦ 12/22/2022 3:42:52 PM | Area 1001 Gas IC 2041
37411 | Area 1001 Gas IC 2041 | NOX | ATC | 2043 | AEP-KPCO | 0.18097 | 0.18097 | 0 | 0.008261 | 0.008261 | 0 | 0.00056 | 2043 |  |  |  | REF | 0 | 0 | Real 2021 ¦ 12/22/2022 3:42:52 PM | Area 1001 Gas IC 2041
37412 | Area 1001 Gas IC 2041 | SO2 | ATC | 2043 | AEP-KPCO | 2.4302 | 2.4302 | 0 | 0.010133 | 0.010133 | 0 | 0.00752 | 2043 |  |  |  | REF | 0 | 0 | Real 2021 ¦ 12/22/2022 3:42:52 PM | Area 1001 Gas IC 2041
37413 | Area 1001 Gas IC 2042 | CO2 | ATC | 2043 | AEP-KPCO | 39251.957 | 39251.957 | 0 | 532.0569 | 532.0569 | 0 | 122 | 2043 |  |  |  | REF | 0 | 0 | Real 2021 ¦ 12/22/2022 3:42:52 PM | Area 1001 Gas IC 2042
37414 | Area 1001 Gas IC 2042 | NOX | ATC | 2043 | AEP-KPCO | 0.18017 | 0.18017 | 0 | 0.0082571 | 0.0082571 | 0 | 0.00056 | 2043 |  |  |  | REF | 0 | 0 | Real 2021 ¦ 12/22/2022 3:42:52 PM | Area 1001 Gas IC 2042
37415 | Area 1001 Gas IC 2042 | SO2 | ATC | 2043 | AEP-KPCO | 2.4195 | 2.4195 | 0 | 0.010089 | 0.010089 | 0 | 0.00752 | 2043 |  |  |  | REF | 0 | 0 | Real 2021 ¦ 12/22/2022 3:42:52 PM | Area 1001 Gas IC 2042
37416 | Area 1001 Gas IC 2043 | CO2 | ATC | 2043 | AEP-KPCO | 39498.7812 | 39498.7812 | 0 | 535.4026 | 535.4026 | 0 | 122 | 2043 |  |  |  | REF | 0 | 0 | Real 2021 ¦ 12/22/2022 3:42:52 PM | Area 1001 Gas IC 2043
37417 | Area 1001 Gas IC 2043 | NOX | ATC | 2043 | AEP-KPCO | 0.18131 | 0.18131 | 0 | 0.0082681 | 0.0082681 | 0 | 0.00056 | 2043 |  |  |  | REF | 0 | 0 | Real 2021 ¦ 12/22/2022 3:42:52 PM | Area 1001 Gas IC 2043
37418 | Area 1001 Gas IC 2043 | SO2 | ATC | 2043 | AEP-KPCO | 2.4347 | 2.4347 | 0 | 0.010152 | 0.010152 | 0 | 0.00752 | 2043 |  |  |  | REF | 0 | 0 | Real 2021 ¦ 12/22/2022 3:42:52 PM | Area 1001 Gas IC 2043
37419 | Area 1001 Gas CCS 2024 | CO2 | ATC | 2043 | AEP-KPCO | 18544.3574 | 18544.3574 | 0 | 8847.5762 | 8847.5762 | 0 | 11.7 | 2043 |  |  |  | REF | 0 | 0 | Real 2021 ¦ 12/22/2022 3:42:52 PM | Area 1001 Gas CCS 2024
37420 | Area 1001 Gas CCS 2024 | NOX | ATC | 2043 | AEP-KPCO | 22.1898 | 22.1898 | 0 | 1.316 | 1.316 | 0 | 0.014 | 2043 |  |  |  | REF | 0 | 0 | Real 2021 ¦ 12/22/2022 3:42:52 PM | Area 1001 Gas CCS 2024
37421 | Area 1001 Gas CCS 2024 | SO2 | ATC | 2043 | AEP-KPCO | 8.1627 | 8.1627 | 0 | 0.034037 | 0.034037 | 0 | 0.00515 | 2043 |  |  |  | REF | 0 | 0 | Real 2021 ¦ 12/22/2022 3:42:52 PM | Area 1001 Gas CCS 2024
37422 | Area 1001 Gas CCS 2025 | CO2 | ATC | 2043 | AEP-KPCO | 17544.9863 | 17544.9863 | 0 | 8370.7725 | 8370.7725 | 0 | 11.7 | 2043 |  |  |  | REF | 0 | 0 | Real 2021 ¦ 12/22/2022 3:42:52 PM | Area 1001 Gas CCS 2025
37423 | Area 1001 Gas CCS 2025 | NOX | ATC | 2043 | AEP-KPCO | 20.994 | 20.994 | 0 | 1.2538 | 1.2538 | 0 | 0.014 | 2043 |  |  |  | REF | 0 | 0 | Real 2021 ¦ 12/22/2022 3:42:52 PM | Area 1001 Gas CCS 2025
37424 | Area 1001 Gas CCS 2025 | SO2 | ATC | 2043 | AEP-KPCO | 7.7228 | 7.7228 | 0 | 0.032202 | 0.032202 | 0 | 0.00515 | 2043 |  |  |  | REF | 0 | 0 | Real 2021 ¦ 12/22/2022 3:42:52 PM | Area 1001 Gas CCS 2025
37425 | Area 1001 Gas CCS 2026 | CO2 | ATC | 2043 | AEP-KPCO | 20361.5664 | 20361.5664 | 0 | 9714.5723 | 9714.5723 | 0 | 11.7 | 2043 |  |  |  | REF | 0 | 0 | Real 2021 ¦ 12/22/2022 3:42:52 PM | Area 1001 Gas CCS 2026
37426 | Area 1001 Gas CCS 2026 | NOX | ATC | 2043 | AEP-KPCO | 24.3643 | 24.3643 | 0 | 1.3446 | 1.3446 | 0 | 0.014 | 2043 |  |  |  | REF | 0 | 0 | Real 2021 ¦ 12/22/2022 3:42:52 PM | Area 1001 Gas CCS 2026
37427 | Area 1001 Gas CCS 2026 | SO2 | ATC | 2043 | AEP-KPCO | 8.9626 | 8.9626 | 0 | 0.037372 | 0.037372 | 0 | 0.00515 | 2043 |  |  |  | REF | 0 | 0 | Real 2021 ¦ 12/22/2022 3:42:52 PM | Area 1001 Gas CCS 2026
37428 | Area 1001 Gas CCS 2027 | CO2 | ATC | 2043 | AEP-KPCO | 21028.2617 | 21028.2617 | 0 | 10032.6553 | 10032.6553 | 0 | 11.7 | 2043 |  |  |  | REF | 0 | 0 | Real 2021 ¦ 12/22/2022 3:42:52 PM | Area 1001 Gas CCS 2027
37429 | Area 1001 Gas CCS 2027 | NOX | ATC | 2043 | AEP-KPCO | 25.162 | 25.162 | 0 | 1.3703 | 1.3703 | 0 | 0.014 | 2043 |  |  |  | REF | 0 | 0 | Real 2021 ¦ 12/22/2022 3:42:52 PM | Area 1001 Gas CCS 2027
37430 | Area 1001 Gas CCS 2027 | SO2 | ATC | 2043 | AEP-KPCO | 9.256 | 9.256 | 0 | 0.038596 | 0.038596 | 0 | 0.00515 | 2043 |  |  |  | REF | 0 | 0 | Real 2021 ¦ 12/22/2022 3:42:52 PM | Area 1001 Gas CCS 2027
37431 | Area 1001 Gas CCS 2028 | CO2 | ATC | 2043 | AEP-KPCO | 21495.666 | 21495.666 | 0 | 10255.6553 | 10255.6553 | 0 | 11.7 | 2043 |  |  |  | REF | 0 | 0 | Real 2021 ¦ 12/22/2022 3:42:52 PM | Area 1001 Gas CCS 2028
37432 | Area 1001 Gas CCS 2028 | NOX | ATC | 2043 | AEP-KPCO | 25.7213 | 25.7213 | 0 | 1.3895 | 1.3895 | 0 | 0.014 | 2043 |  |  |  | REF | 0 | 0 | Real 2021 ¦ 12/22/2022 3:42:52 PM | Area 1001 Gas CCS 2028
37433 | Area 1001 Gas CCS 2028 | SO2 | ATC | 2043 | AEP-KPCO | 9.4618 | 9.4618 | 0 | 0.039453 | 0.039453 | 0 | 0.00515 | 2043 |  |  |  | REF | 0 | 0 | Real 2021 ¦ 12/22/2022 3:42:52 PM | Area 1001 Gas CCS 2028
37434 | Area 1001 Gas CCS 2029 | CO2 | ATC | 2043 | AEP-KPCO | 21833.668 | 21833.668 | 0 | 10416.917 | 10416.917 | 0 | 11.7 | 2043 |  |  |  | REF | 0 | 0 | Real 2021 ¦ 12/22/2022 3:42:52 PM | Area 1001 Gas CCS 2029
37435 | Area 1001 Gas CCS 2029 | NOX | ATC | 2043 | AEP-KPCO | 26.1258 | 26.1258 | 0 | 1.3905 | 1.3905 | 0 | 0.014 | 2043 |  |  |  | REF | 0 | 0 | Real 2021 ¦ 12/22/2022 3:42:52 PM | Area 1001 Gas CCS 2029
37436 | Area 1001 Gas CCS 2029 | SO2 | ATC | 2043 | AEP-KPCO | 9.6105 | 9.6105 | 0 | 0.040074 | 0.040074 | 0 | 0.00515 | 2043 |  |  |  | REF | 0 | 0 | Real 2021 ¦ 12/22/2022 3:42:52 PM | Area 1001 Gas CCS 2029
37437 | Area 1001 Gas CCS 2030 | CO2 | ATC | 2043 | AEP-KPCO | 22215.6191 | 22215.6191 | 0 | 10599.1475 | 10599.1475 | 0 | 11.7 | 2043 |  |  |  | REF | 0 | 0 | Real 2021 ¦ 12/22/2022 3:42:52 PM | Area 1001 Gas CCS 2030
37438 | Area 1001 Gas CCS 2030 | NOX | ATC | 2043 | AEP-KPCO | 26.5828 | 26.5828 | 0 | 1.3909 | 1.3909 | 0 | 0.014 | 2043 |  |  |  | REF | 0 | 0 | Real 2021 ¦ 12/22/2022 3:42:52 PM | Area 1001 Gas CCS 2030
37439 | Area 1001 Gas CCS 2030 | SO2 | ATC | 2043 | AEP-KPCO | 9.7787 | 9.7787 | 0 | 0.040775 | 0.040775 | 0 | 0.00515 | 2043 |  |  |  | REF | 0 | 0 | Real 2021 ¦ 12/22/2022 3:42:52 PM | Area 1001 Gas CCS 2030
37440 | Area 1001 Gas CCS 2031 | CO2 | ATC | 2043 | AEP-KPCO | 22894.3652 | 22894.3652 | 0 | 10922.9795 | 10922.9795 | 0 | 11.7 | 2043 |  |  |  | REF | 0 | 0 | Real 2021 ¦ 12/22/2022 3:42:52 PM | Area 1001 Gas CCS 2031
37441 | Area 1001 Gas CCS 2031 | NOX | ATC | 2043 | AEP-KPCO | 27.395 | 27.395 | 0 | 1.4074 | 1.4074 | 0 | 0.014 | 2043 |  |  |  | REF | 0 | 0 | Real 2021 ¦ 12/22/2022 3:42:52 PM | Area 1001 Gas CCS 2031
37442 | Area 1001 Gas CCS 2031 | SO2 | ATC | 2043 | AEP-KPCO | 10.0774 | 10.0774 | 0 | 0.042021 | 0.042021 | 0 | 0.00515 | 2043 |  |  |  | REF | 0 | 0 | Real 2021 ¦ 12/22/2022 3:42:52 PM | Area 1001 Gas CCS 2031
37443 | Area 1001 Gas CCS 2032 | CO2 | ATC | 2043 | AEP-KPCO | 115934.6719 | 115934.6719 | 0 | -74717.7188 | -74717.7188 | 0 | 11.7 | 2043 |  |  |  | REF | 0 | 0 | Real 2021 ¦ 12/22/2022 3:42:52 PM | Area 1001 Gas CCS 2032
37444 | Area 1001 Gas CCS 2032 | NOX | ATC | 2043 | AEP-KPCO | 138.7253 | 138.7253 | 0 | 5.8758 | 5.8758 | 0 | 0.014 | 2043 |  |  |  | REF | 0 | 0 | Real 2021 ¦ 12/22/2022 3:42:52 PM | Area 1001 Gas CCS 2032
37445 | Area 1001 Gas CCS 2032 | SO2 | ATC | 2043 | AEP-KPCO | 51.0311 | 51.0311 | 0 | 0.21279 | 0.21279 | 0 | 0.00515 | 2043 |  |  |  | REF | 0 | 0 | Real 2021 ¦ 12/22/2022 3:42:52 PM | Area 1001 Gas CCS 2032
37446 | Area 1001 Gas CCS 2033 | CO2 | ATC | 2043 | AEP-KPCO | 24260.4336 | 24260.4336 | 0 | 11574.7354 | 11574.7354 | 0 | 11.7 | 2043 |  |  |  | REF | 0 | 0 | Real 2021 ¦ 12/22/2022 3:42:52 PM | Area 1001 Gas CCS 2033
37447 | Area 1001 Gas CCS 2033 | NOX | ATC | 2043 | AEP-KPCO | 29.0296 | 29.0296 | 0 | 1.4565 | 1.4565 | 0 | 0.014 | 2043 |  |  |  | REF | 0 | 0 | Real 2021 ¦ 12/22/2022 3:42:52 PM | Area 1001 Gas CCS 2033
37448 | Area 1001 Gas CCS 2033 | SO2 | ATC | 2043 | AEP-KPCO | 10.6787 | 10.6787 | 0 | 0.044528 | 0.044528 | 0 | 0.00515 | 2043 |  |  |  | REF | 0 | 0 | Real 2021 ¦ 12/22/2022 3:42:52 PM | Area 1001 Gas CCS 2033
37449 | Area 1001 Gas CCS 2034 | CO2 | ATC | 2043 | AEP-KPCO | 25966.1406 | 25966.1406 | 0 | 12388.5342 | 12388.5342 | 0 | 11.7 | 2043 |  |  |  | REF | 0 | 0 | Real 2021 ¦ 12/22/2022 3:42:52 PM | Area 1001 Gas CCS 2034
37450 | Area 1001 Gas CCS 2034 | NOX | ATC | 2043 | AEP-KPCO | 31.0706 | 31.0706 | 0 | 1.5224 | 1.5224 | 0 | 0.014 | 2043 |  |  |  | REF | 0 | 0 | Real 2021 ¦ 12/22/2022 3:42:52 PM | Area 1001 Gas CCS 2034
37451 | Area 1001 Gas CCS 2034 | SO2 | ATC | 2043 | AEP-KPCO | 11.4295 | 11.4295 | 0 | 0.047659 | 0.047659 | 0 | 0.00515 | 2043 |  |  |  | REF | 0 | 0 | Real 2021 ¦ 12/22/2022 3:42:52 PM | Area 1001 Gas CCS 2034
37452 | Area 1001 Gas CCS 2035 | CO2 | ATC | 2043 | AEP-KPCO | 27822.1777 | 27822.1777 | 0 | 13274.0557 | 13274.0557 | 0 | 11.7 | 2043 |  |  |  | REF | 0 | 0 | Real 2021 ¦ 12/22/2022 3:42:52 PM | Area 1001 Gas CCS 2035
37453 | Area 1001 Gas CCS 2035 | NOX | ATC | 2043 | AEP-KPCO | 33.2915 | 33.2915 | 0 | 1.5984 | 1.5984 | 0 | 0.014 | 2043 |  |  |  | REF | 0 | 0 | Real 2021 ¦ 12/22/2022 3:42:52 PM | Area 1001 Gas CCS 2035
37454 | Area 1001 Gas CCS 2035 | SO2 | ATC | 2043 | AEP-KPCO | 12.2465 | 12.2465 | 0 | 0.051065 | 0.051065 | 0 | 0.00515 | 2043 |  |  |  | REF | 0 | 0 | Real 2021 ¦ 12/22/2022 3:42:52 PM | Area 1001 Gas CCS 2035
37455 | Area 1001 Gas CCS 2036 | CO2 | ATC | 2043 | AEP-KPCO | 29113.0234 | 29113.0234 | 0 | 13889.9229 | 13889.9229 | 0 | 11.7 | 2043 |  |  |  | REF | 0 | 0 | Real 2021 ¦ 12/22/2022 3:42:52 PM | Area 1001 Gas CCS 2036
37456 | Area 1001 Gas CCS 2036 | NOX | ATC | 2043 | AEP-KPCO | 34.8361 | 34.8361 | 0 | 1.6368 | 1.6368 | 0 | 0.014 | 2043 |  |  |  | REF | 0 | 0 | Real 2021 ¦ 12/22/2022 3:42:52 PM | Area 1001 Gas CCS 2036
37457 | Area 1001 Gas CCS 2036 | SO2 | ATC | 2043 | AEP-KPCO | 12.8147 | 12.8147 | 0 | 0.053434 | 0.053434 | 0 | 0.00515 | 2043 |  |  |  | REF | 0 | 0 | Real 2021 ¦ 12/22/2022 3:42:52 PM | Area 1001 Gas CCS 2036
37458 | Area 1001 Gas CCS 2037 | CO2 | ATC | 2043 | AEP-KPCO | 29825.0742 | 29825.0742 | 0 | 14229.6445 | 14229.6445 | 0 | 11.7 | 2043 |  |  |  | REF | 0 | 0 | Real 2021 ¦ 12/22/2022 3:42:52 PM | Area 1001 Gas CCS 2037
37459 | Area 1001 Gas CCS 2037 | NOX | ATC | 2043 | AEP-KPCO | 35.6881 | 35.6881 | 0 | 1.6939 | 1.6939 | 0 | 0.014 | 2043 |  |  |  | REF | 0 | 0 | Real 2021 ¦ 12/22/2022 3:42:52 PM | Area 1001 Gas CCS 2037
37460 | Area 1001 Gas CCS 2037 | SO2 | ATC | 2043 | AEP-KPCO | 13.1281 | 13.1281 | 0 | 0.054741 | 0.054741 | 0 | 0.00515 | 2043 |  |  |  | REF | 0 | 0 | Real 2021 ¦ 12/22/2022 3:42:52 PM | Area 1001 Gas CCS 2037
37461 | Area 1001 Gas CCS 2038 | CO2 | ATC | 2043 | AEP-KPCO | 30518.6523 | 30518.6523 | 0 | 14560.5518 | 14560.5518 | 0 | 11.7 | 2043 |  |  |  | REF | 0 | 0 | Real 2021 ¦ 12/22/2022 3:42:52 PM | Area 1001 Gas CCS 2038
37462 | Area 1001 Gas CCS 2038 | NOX | ATC | 2043 | AEP-KPCO | 36.518 | 36.518 | 0 | 1.726 | 1.726 | 0 | 0.014 | 2043 |  |  |  | REF | 0 | 0 | Real 2021 ¦ 12/22/2022 3:42:52 PM | Area 1001 Gas CCS 2038
37463 | Area 1001 Gas CCS 2038 | SO2 | ATC | 2043 | AEP-KPCO | 13.4334 | 13.4334 | 0 | 0.056014 | 0.056014 | 0 | 0.00515 | 2043 |  |  |  | REF | 0 | 0 | Real 2021 ¦ 12/22/2022 3:42:52 PM | Area 1001 Gas CCS 2038
37464 | Area 1001 Gas CCS 2039 | CO2 | ATC | 2043 | AEP-KPCO | 30589.6914 | 30589.6914 | 0 | 14594.4453 | 14594.4453 | 0 | 11.7 | 2043 |  |  |  | REF | 0 | 0 | Real 2021 ¦ 12/22/2022 3:42:52 PM | Area 1001 Gas CCS 2039
37465 | Area 1001 Gas CCS 2039 | NOX | ATC | 2043 | AEP-KPCO | 36.6031 | 36.6031 | 0 | 1.7264 | 1.7264 | 0 | 0.014 | 2043 |  |  |  | REF | 0 | 0 | Real 2021 ¦ 12/22/2022 3:42:52 PM | Area 1001 Gas CCS 2039
37466 | Area 1001 Gas CCS 2039 | SO2 | ATC | 2043 | AEP-KPCO | 13.4647 | 13.4647 | 0 | 0.056145 | 0.056145 | 0 | 0.00515 | 2043 |  |  |  | REF | 0 | 0 | Real 2021 ¦ 12/22/2022 3:42:52 PM | Area 1001 Gas CCS 2039
37467 | Area 1001 Gas CCS 2040 | CO2 | ATC | 2043 | AEP-KPCO | 30518.6523 | 30518.6523 | 0 | 14560.5518 | 14560.5518 | 0 | 11.7 | 2043 |  |  |  | REF | 0 | 0 | Real 2021 ¦ 12/22/2022 3:42:52 PM | Area 1001 Gas CCS 2040
37468 | Area 1001 Gas CCS 2040 | NOX | ATC | 2043 | AEP-KPCO | 36.518 | 36.518 | 0 | 1.726 | 1.726 | 0 | 0.014 | 2043 |  |  |  | REF | 0 | 0 | Real 2021 ¦ 12/22/2022 3:42:52 PM | Area 1001 Gas CCS 2040
37469 | Area 1001 Gas CCS 2040 | SO2 | ATC | 2043 | AEP-KPCO | 13.4334 | 13.4334 | 0 | 0.056014 | 0.056014 | 0 | 0.00515 | 2043 |  |  |  | REF | 0 | 0 | Real 2021 ¦ 12/22/2022 3:42:52 PM | Area 1001 Gas CCS 2040
37470 | Area 1001 Gas CCS 2041 | CO2 | ATC | 2043 | AEP-KPCO | 30510.793 | 30510.793 | 0 | 14556.8027 | 14556.8027 | 0 | 11.7 | 2043 |  |  |  | REF | 0 | 0 | Real 2021 ¦ 12/22/2022 3:42:52 PM | Area 1001 Gas CCS 2041
37471 | Area 1001 Gas CCS 2041 | NOX | ATC | 2043 | AEP-KPCO | 36.5086 | 36.5086 | 0 | 1.7257 | 1.7257 | 0 | 0.014 | 2043 |  |  |  | REF | 0 | 0 | Real 2021 ¦ 12/22/2022 3:42:52 PM | Area 1001 Gas CCS 2041
37472 | Area 1001 Gas CCS 2041 | SO2 | ATC | 2043 | AEP-KPCO | 13.43 | 13.43 | 0 | 0.056 | 0.056 | 0 | 0.00515 | 2043 |  |  |  | REF | 0 | 0 | Real 2021 ¦ 12/22/2022 3:42:52 PM | Area 1001 Gas CCS 2041
37473 | Area 1001 Gas CCS 2042 | CO2 | ATC | 2043 | AEP-KPCO | 30518.6523 | 30518.6523 | 0 | 14560.5518 | 14560.5518 | 0 | 11.7 | 2043 |  |  |  | REF | 0 | 0 | Real 2021 ¦ 12/22/2022 3:42:52 PM | Area 1001 Gas CCS 2042
37474 | Area 1001 Gas CCS 2042 | NOX | ATC | 2043 | AEP-KPCO | 36.518 | 36.518 | 0 | 1.726 | 1.726 | 0 | 0.014 | 2043 |  |  |  | REF | 0 | 0 | Real 2021 ¦ 12/22/2022 3:42:52 PM | Area 1001 Gas CCS 2042
37475 | Area 1001 Gas CCS 2042 | SO2 | ATC | 2043 | AEP-KPCO | 13.4334 | 13.4334 | 0 | 0.056014 | 0.056014 | 0 | 0.00515 | 2043 |  |  |  | REF | 0 | 0 | Real 2021 ¦ 12/22/2022 3:42:52 PM | Area 1001 Gas CCS 2042
37476 | Area 1001 Gas CCS 2043 | CO2 | ATC | 2043 | AEP-KPCO | 30518.6523 | 30518.6523 | 0 | 14560.5518 | 14560.5518 | 0 | 11.7 | 2043 |  |  |  | REF | 0 | 0 | Real 2021 ¦ 12/22/2022 3:42:52 PM | Area 1001 Gas CCS 2043
37477 | Area 1001 Gas CCS 2043 | NOX | ATC | 2043 | AEP-KPCO | 36.518 | 36.518 | 0 | 1.726 | 1.726 | 0 | 0.014 | 2043 |  |  |  | REF | 0 | 0 | Real 2021 ¦ 12/22/2022 3:42:52 PM | Area 1001 Gas CCS 2043
37478 | Area 1001 Gas CCS 2043 | SO2 | ATC | 2043 | AEP-KPCO | 13.4334 | 13.4334 | 0 | 0.056014 | 0.056014 | 0 | 0.00515 | 2043 |  |  |  | REF | 0 | 0 | Real 2021 ¦ 12/22/2022 3:42:52 PM | Area 1001 Gas CCS 2043
37479 | Area 1001 Coal CCS 2025 | CO2 | ATC | 2043 | AEP-KPCO | 2090.3105 | 2090.3105 | 0 | 997.2943 | 997.2943 | 0 | 20.57 | 2043 |  |  |  | REF | 0 | 0 | Real 2021 ¦ 12/22/2022 3:42:52 PM | Area 1001 Coal CCS 2025
37480 | Area 1001 Coal CCS 2025 | NOX | ATC | 2043 | AEP-KPCO | 0.74182 | 0.74182 | 0 | 0.01954 | 0.01954 | 0 | 0.0073 | 2043 |  |  |  | REF | 0 | 0 | Real 2021 ¦ 12/22/2022 3:42:52 PM | Area 1001 Coal CCS 2025
37481 | Area 1001 Coal CCS 2025 | SO2 | ATC | 2043 | AEP-KPCO | 43.3915 | 43.3915 | 0 | 0.18093 | 0.18093 | 0 | 0.427 | 2043 |  |  |  | REF | 0 | 0 | Real 2021 ¦ 12/22/2022 3:42:52 PM | Area 1001 Coal CCS 2025
37482 | Area 1001 Coal CCS 2026 | CO2 | ATC | 2043 | AEP-KPCO | 2149.7625 | 2149.7625 | 0 | 1025.6589 | 1025.6589 | 0 | 20.57 | 2043 |  |  |  | REF | 0 | 0 | Real 2021 ¦ 12/22/2022 3:42:52 PM | Area 1001 Coal CCS 2026
37483 | Area 1001 Coal CCS 2026 | NOX | ATC | 2043 | AEP-KPCO | 0.76292 | 0.76292 | 0 | 0.019468 | 0.019468 | 0 | 0.0073 | 2043 |  |  |  | REF | 0 | 0 | Real 2021 ¦ 12/22/2022 3:42:52 PM | Area 1001 Coal CCS 2026
37484 | Area 1001 Coal CCS 2026 | SO2 | ATC | 2043 | AEP-KPCO | 44.6256 | 44.6256 | 0 | 0.18608 | 0.18608 | 0 | 0.427 | 2043 |  |  |  | REF | 0 | 0 | Real 2021 ¦ 12/22/2022 3:42:52 PM | Area 1001 Coal CCS 2026
37485 | Area 1001 Coal CCS 2027 | CO2 | ATC | 2043 | AEP-KPCO | 2450.4116 | 2450.4116 | 0 | 1169.0996 | 1169.0996 | 0 | 20.57 | 2043 |  |  |  | REF | 0 | 0 | Real 2021 ¦ 12/22/2022 3:42:52 PM | Area 1001 Coal CCS 2027
37486 | Area 1001 Coal CCS 2027 | NOX | ATC | 2043 | AEP-KPCO | 0.86962 | 0.86962 | 0 | 0.019804 | 0.019804 | 0 | 0.0073 | 2043 |  |  |  | REF | 0 | 0 | Real 2021 ¦ 12/22/2022 3:42:52 PM | Area 1001 Coal CCS 2027
37487 | Area 1001 Coal CCS 2027 | SO2 | ATC | 2043 | AEP-KPCO | 50.8666 | 50.8666 | 0 | 0.2121 | 0.2121 | 0 | 0.427 | 2043 |  |  |  | REF | 0 | 0 | Real 2021 ¦ 12/22/2022 3:42:52 PM | Area 1001 Coal CCS 2027
37488 | Area 1001 Coal CCS 2028 | CO2 | ATC | 2043 | AEP-KPCO | 2420.3279 | 2420.3279 | 0 | 1154.7467 | 1154.7467 | 0 | 20.57 | 2043 |  |  |  | REF | 0 | 0 | Real 2021 ¦ 12/22/2022 3:42:52 PM | Area 1001 Coal CCS 2028
37489 | Area 1001 Coal CCS 2028 | NOX | ATC | 2043 | AEP-KPCO | 0.85894 | 0.85894 | 0 | 0.019561 | 0.019561 | 0 | 0.0073 | 2043 |  |  |  | REF | 0 | 0 | Real 2021 ¦ 12/22/2022 3:42:52 PM | Area 1001 Coal CCS 2028
37490 | Area 1001 Coal CCS 2028 | SO2 | ATC | 2043 | AEP-KPCO | 50.2421 | 50.2421 | 0 | 0.2095 | 0.2095 | 0 | 0.427 | 2043 |  |  |  | REF | 0 | 0 | Real 2021 ¦ 12/22/2022 3:42:52 PM | Area 1001 Coal CCS 2028
37491 | Area 1001 Coal CCS 2029 | CO2 | ATC | 2043 | AEP-KPCO | 2392.6509 | 2392.6509 | 0 | 1141.5419 | 1141.5419 | 0 | 20.57 | 2043 |  |  |  | REF | 0 | 0 | Real 2021 ¦ 12/22/2022 3:42:52 PM | Area 1001 Coal CCS 2029
37492 | Area 1001 Coal CCS 2029 | NOX | ATC | 2043 | AEP-KPCO | 0.84912 | 0.84912 | 0 | 0.019337 | 0.019337 | 0 | 0.0073 | 2043 |  |  |  | REF | 0 | 0 | Real 2021 ¦ 12/22/2022 3:42:52 PM | Area 1001 Coal CCS 2029
37493 | Area 1001 Coal CCS 2029 | SO2 | ATC | 2043 | AEP-KPCO | 49.6676 | 49.6676 | 0 | 0.2071 | 0.2071 | 0 | 0.427 | 2043 |  |  |  | REF | 0 | 0 | Real 2021 ¦ 12/22/2022 3:42:52 PM | Area 1001 Coal CCS 2029
37494 | Area 1001 Coal CCS 2030 | CO2 | ATC | 2043 | AEP-KPCO | 2441.1123 | 2441.1123 | 0 | 1164.663 | 1164.663 | 0 | 20.57 | 2043 |  |  |  | REF | 0 | 0 | Real 2021 ¦ 12/22/2022 3:42:52 PM | Area 1001 Coal CCS 2030
37495 | Area 1001 Coal CCS 2030 | NOX | ATC | 2043 | AEP-KPCO | 0.86632 | 0.86632 | 0 | 0.021723 | 0.021723 | 0 | 0.0073 | 2043 |  |  |  | REF | 0 | 0 | Real 2021 ¦ 12/22/2022 3:42:52 PM | Area 1001 Coal CCS 2030
37496 | Area 1001 Coal CCS 2030 | SO2 | ATC | 2043 | AEP-KPCO | 50.6736 | 50.6736 | 0 | 0.2113 | 0.2113 | 0 | 0.427 | 2043 |  |  |  | REF | 0 | 0 | Real 2021 ¦ 12/22/2022 3:42:52 PM | Area 1001 Coal CCS 2030
37497 | Area 1001 Coal CCS 2031 | CO2 | ATC | 2043 | AEP-KPCO | 2410.0259 | 2410.0259 | 0 | 1149.8315 | 1149.8315 | 0 | 20.57 | 2043 |  |  |  | REF | 0 | 0 | Real 2021 ¦ 12/22/2022 3:42:52 PM | Area 1001 Coal CCS 2031
37498 | Area 1001 Coal CCS 2031 | NOX | ATC | 2043 | AEP-KPCO | 0.85528 | 0.85528 | 0 | 0.021446 | 0.021446 | 0 | 0.0073 | 2043 |  |  |  | REF | 0 | 0 | Real 2021 ¦ 12/22/2022 3:42:52 PM | Area 1001 Coal CCS 2031
37499 | Area 1001 Coal CCS 2031 | SO2 | ATC | 2043 | AEP-KPCO | 50.0282 | 50.0282 | 0 | 0.20861 | 0.20861 | 0 | 0.427 | 2043 |  |  |  | REF | 0 | 0 | Real 2021 ¦ 12/22/2022 3:42:52 PM | Area 1001 Coal CCS 2031
37500 | Area 1001 Coal CCS 2032 | CO2 | ATC | 2043 | AEP-KPCO | 621778.0625 | 621778.0625 | 0 | -400724.2812 | -400724.2812 | 0 | 20.57 | 2043 |  |  |  | REF | 0 | 0 | Real 2021 ¦ 12/22/2022 3:42:52 PM | Area 1001 Coal CCS 2032
37501 | Area 1001 Coal CCS 2032 | NOX | ATC | 2043 | AEP-KPCO | 220.6602 | 220.6602 | 0 | 9.4722 | 9.4722 | 0 | 0.0073 | 2043 |  |  |  | REF | 0 | 0 | Real 2021 ¦ 12/22/2022 3:42:52 PM | Area 1001 Coal CCS 2032
37502 | Area 1001 Coal CCS 2032 | SO2 | ATC | 2043 | AEP-KPCO | 12907.1084 | 12907.1084 | 0 | 53.8198 | 53.8198 | 0 | 0.427 | 2043 |  |  |  | REF | 0 | 0 | Real 2021 ¦ 12/22/2022 3:42:52 PM | Area 1001 Coal CCS 2032
37503 | Area 1001 Coal CCS 2033 | CO2 | ATC | 2043 | AEP-KPCO | 2426.1575 | 2426.1575 | 0 | 1157.528 | 1157.528 | 0 | 20.57 | 2043 |  |  |  | REF | 0 | 0 | Real 2021 ¦ 12/22/2022 3:42:52 PM | Area 1001 Coal CCS 2033
37504 | Area 1001 Coal CCS 2033 | NOX | ATC | 2043 | AEP-KPCO | 0.86101 | 0.86101 | 0 | 0.023448 | 0.023448 | 0 | 0.0073 | 2043 |  |  |  | REF | 0 | 0 | Real 2021 ¦ 12/22/2022 3:42:52 PM | Area 1001 Coal CCS 2033
37505 | Area 1001 Coal CCS 2033 | SO2 | ATC | 2043 | AEP-KPCO | 50.3631 | 50.3631 | 0 | 0.21 | 0.21 | 0 | 0.427 | 2043 |  |  |  | REF | 0 | 0 | Real 2021 ¦ 12/22/2022 3:42:52 PM | Area 1001 Coal CCS 2033
37506 | Area 1001 Coal CCS 2034 | CO2 | ATC | 2043 | AEP-KPCO | 2408.8293 | 2408.8293 | 0 | 1149.2606 | 1149.2606 | 0 | 20.57 | 2043 |  |  |  | REF | 0 | 0 | Real 2021 ¦ 12/22/2022 3:42:52 PM | Area 1001 Coal CCS 2034
37507 | Area 1001 Coal CCS 2034 | NOX | ATC | 2043 | AEP-KPCO | 0.85486 | 0.85486 | 0 | 0.02328 | 0.02328 | 0 | 0.0073 | 2043 |  |  |  | REF | 0 | 0 | Real 2021 ¦ 12/22/2022 3:42:52 PM | Area 1001 Coal CCS 2034
37508 | Area 1001 Coal CCS 2034 | SO2 | ATC | 2043 | AEP-KPCO | 50.0034 | 50.0034 | 0 | 0.2085 | 0.2085 | 0 | 0.427 | 2043 |  |  |  | REF | 0 | 0 | Real 2021 ¦ 12/22/2022 3:42:52 PM | Area 1001 Coal CCS 2034
37509 | Area 1001 Coal CCS 2035 | CO2 | ATC | 2043 | AEP-KPCO | 2466.2356 | 2466.2356 | 0 | 1176.6493 | 1176.6493 | 0 | 20.57 | 2043 |  |  |  | REF | 0 | 0 | Real 2021 ¦ 12/22/2022 3:42:52 PM | Area 1001 Coal CCS 2035
37510 | Area 1001 Coal CCS 2035 | NOX | ATC | 2043 | AEP-KPCO | 0.87523 | 0.87523 | 0 | 0.023244 | 0.023244 | 0 | 0.0073 | 2043 |  |  |  | REF | 0 | 0 | Real 2021 ¦ 12/22/2022 3:42:52 PM | Area 1001 Coal CCS 2035
37511 | Area 1001 Coal CCS 2035 | SO2 | ATC | 2043 | AEP-KPCO | 51.1951 | 51.1951 | 0 | 0.21347 | 0.21347 | 0 | 0.427 | 2043 |  |  |  | REF | 0 | 0 | Real 2021 ¦ 12/22/2022 3:42:52 PM | Area 1001 Coal CCS 2035
37512 | Area 1001 Coal CCS 2036 | CO2 | ATC | 2043 | AEP-KPCO | 2448.366 | 2448.366 | 0 | 1168.1237 | 1168.1237 | 0 | 20.57 | 2043 |  |  |  | REF | 0 | 0 | Real 2021 ¦ 12/22/2022 3:42:52 PM | Area 1001 Coal CCS 2036
37513 | Area 1001 Coal CCS 2036 | NOX | ATC | 2043 | AEP-KPCO | 0.86889 | 0.86889 | 0 | 0.023075 | 0.023075 | 0 | 0.0073 | 2043 |  |  |  | REF | 0 | 0 | Real 2021 ¦ 12/22/2022 3:42:52 PM | Area 1001 Coal CCS 2036
37514 | Area 1001 Coal CCS 2036 | SO2 | ATC | 2043 | AEP-KPCO | 50.8241 | 50.8241 | 0 | 0.21193 | 0.21193 | 0 | 0.427 | 2043 |  |  |  | REF | 0 | 0 | Real 2021 ¦ 12/22/2022 3:42:52 PM | Area 1001 Coal CCS 2036
37515 | Area 1001 Coal CCS 2037 | CO2 | ATC | 2043 | AEP-KPCO | 2504.1475 | 2504.1475 | 0 | 1194.7373 | 1194.7373 | 0 | 20.57 | 2043 |  |  |  | REF | 0 | 0 | Real 2021 ¦ 12/22/2022 3:42:52 PM | Area 1001 Coal CCS 2037
37516 | Area 1001 Coal CCS 2037 | NOX | ATC | 2043 | AEP-KPCO | 0.88869 | 0.88869 | 0 | 0.023036 | 0.023036 | 0 | 0.0073 | 2043 |  |  |  | REF | 0 | 0 | Real 2021 ¦ 12/22/2022 3:42:52 PM | Area 1001 Coal CCS 2037
37517 | Area 1001 Coal CCS 2037 | SO2 | ATC | 2043 | AEP-KPCO | 51.9821 | 51.9821 | 0 | 0.21675 | 0.21675 | 0 | 0.427 | 2043 |  |  |  | REF | 0 | 0 | Real 2021 ¦ 12/22/2022 3:42:52 PM | Area 1001 Coal CCS 2037
37518 | Area 1001 Coal CCS 2038 | CO2 | ATC | 2043 | AEP-KPCO | 2558.8462 | 2558.8462 | 0 | 1220.8342 | 1220.8342 | 0 | 20.57 | 2043 |  |  |  | REF | 0 | 0 | Real 2021 ¦ 12/22/2022 3:42:52 PM | Area 1001 Coal CCS 2038
37519 | Area 1001 Coal CCS 2038 | NOX | ATC | 2043 | AEP-KPCO | 0.9081 | 0.9081 | 0 | 0.025309 | 0.025309 | 0 | 0.0073 | 2043 |  |  |  | REF | 0 | 0 | Real 2021 ¦ 12/22/2022 3:42:52 PM | Area 1001 Coal CCS 2038
37520 | Area 1001 Coal CCS 2038 | SO2 | ATC | 2043 | AEP-KPCO | 53.1175 | 53.1175 | 0 | 0.22149 | 0.22149 | 0 | 0.427 | 2043 |  |  |  | REF | 0 | 0 | Real 2021 ¦ 12/22/2022 3:42:52 PM | Area 1001 Coal CCS 2038
37521 | Area 1001 Coal CCS 2039 | CO2 | ATC | 2043 | AEP-KPCO | 2558.8462 | 2558.8462 | 0 | 1220.8342 | 1220.8342 | 0 | 20.57 | 2043 |  |  |  | REF | 0 | 0 | Real 2021 ¦ 12/22/2022 3:42:52 PM | Area 1001 Coal CCS 2039
37522 | Area 1001 Coal CCS 2039 | NOX | ATC | 2043 | AEP-KPCO | 0.9081 | 0.9081 | 0 | 0.025309 | 0.025309 | 0 | 0.0073 | 2043 |  |  |  | REF | 0 | 0 | Real 2021 ¦ 12/22/2022 3:42:52 PM | Area 1001 Coal CCS 2039
37523 | Area 1001 Coal CCS 2039 | SO2 | ATC | 2043 | AEP-KPCO | 53.1175 | 53.1175 | 0 | 0.22149 | 0.22149 | 0 | 0.427 | 2043 |  |  |  | REF | 0 | 0 | Real 2021 ¦ 12/22/2022 3:42:52 PM | Area 1001 Coal CCS 2039
37524 | Area 1001 Coal CCS 2040 | CO2 | ATC | 2043 | AEP-KPCO | 2558.8462 | 2558.8462 | 0 | 1220.8342 | 1220.8342 | 0 | 20.57 | 2043 |  |  |  | REF | 0 | 0 | Real 2021 ¦ 12/22/2022 3:42:52 PM | Area 1001 Coal CCS 2040
37525 | Area 1001 Coal CCS 2040 | NOX | ATC | 2043 | AEP-KPCO | 0.9081 | 0.9081 | 0 | 0.025309 | 0.025309 | 0 | 0.0073 | 2043 |  |  |  | REF | 0 | 0 | Real 2021 ¦ 12/22/2022 3:42:52 PM | Area 1001 Coal CCS 2040
37526 | Area 1001 Coal CCS 2040 | SO2 | ATC | 2043 | AEP-KPCO | 53.1175 | 53.1175 | 0 | 0.22149 | 0.22149 | 0 | 0.427 | 2043 |  |  |  | REF | 0 | 0 | Real 2021 ¦ 12/22/2022 3:42:52 PM | Area 1001 Coal CCS 2040
37527 | Area 1001 Coal CCS 2041 | CO2 | ATC | 2043 | AEP-KPCO | 2558.8462 | 2558.8462 | 0 | 1220.8342 | 1220.8342 | 0 | 20.57 | 2043 |  |  |  | REF | 0 | 0 | Real 2021 ¦ 12/22/2022 3:42:52 PM | Area 1001 Coal CCS 2041
37528 | Area 1001 Coal CCS 2041 | NOX | ATC | 2043 | AEP-KPCO | 0.9081 | 0.9081 | 0 | 0.025309 | 0.025309 | 0 | 0.0073 | 2043 |  |  |  | REF | 0 | 0 | Real 2021 ¦ 12/22/2022 3:42:52 PM | Area 1001 Coal CCS 2041
37529 | Area 1001 Coal CCS 2041 | SO2 | ATC | 2043 | AEP-KPCO | 53.1175 | 53.1175 | 0 | 0.22149 | 0.22149 | 0 | 0.427 | 2043 |  |  |  | REF | 0 | 0 | Real 2021 ¦ 12/22/2022 3:42:52 PM | Area 1001 Coal CCS 2041
37530 | Area 1001 Coal CCS 2042 | CO2 | ATC | 2043 | AEP-KPCO | 2558.8462 | 2558.8462 | 0 | 1220.8342 | 1220.8342 | 0 | 20.57 | 2043 |  |  |  | REF | 0 | 0 | Real 2021 ¦ 12/22/2022 3:42:52 PM | Area 1001 Coal CCS 2042
37531 | Area 1001 Coal CCS 2042 | NOX | ATC | 2043 | AEP-KPCO | 0.9081 | 0.9081 | 0 | 0.025309 | 0.025309 | 0 | 0.0073 | 2043 |  |  |  | REF | 0 | 0 | Real 2021 ¦ 12/22/2022 3:42:52 PM | Area 1001 Coal CCS 2042
37532 | Area 1001 Coal CCS 2042 | SO2 | ATC | 2043 | AEP-KPCO | 53.1175 | 53.1175 | 0 | 0.22149 | 0.22149 | 0 | 0.427 | 2043 |  |  |  | REF | 0 | 0 | Real 2021 ¦ 12/22/2022 3:42:52 PM | Area 1001 Coal CCS 2042
37533 | Area 1001 Coal CCS 2043 | CO2 | ATC | 2043 | AEP-KPCO | 2558.8462 | 2558.8462 | 0 | 1220.8342 | 1220.8342 | 0 | 20.57 | 2043 |  |  |  | REF | 0 | 0 | Real 2021 ¦ 12/22/2022 3:42:52 PM | Area 1001 Coal CCS 2043
37534 | Area 1001 Coal CCS 2043 | NOX | ATC | 2043 | AEP-KPCO | 0.9081 | 0.9081 | 0 | 0.025309 | 0.025309 | 0 | 0.0073 | 2043 |  |  |  | REF | 0 | 0 | Real 2021 ¦ 12/22/2022 3:42:52 PM | Area 1001 Coal CCS 2043
37535 | Area 1001 Coal CCS 2043 | SO2 | ATC | 2043 | AEP-KPCO | 53.1175 | 53.1175 | 0 | 0.22149 | 0.22149 | 0 | 0.427 | 2043 |  |  |  | REF | 0 | 0 | Real 2021 ¦ 12/22/2022 3:42:52 PM | Area 1001 Coal CCS 2043
37536 | Big Sandy #1_Ext Gas | CO2 | ATC | 2043 | AEP-KPCO | 0 | 0 | 0 | 0 | 0 | 0 | 117 | 2043 |  |  |  | REF | 0 | 0 | Real 2021 ¦ 12/22/2022 3:42:52 PM | Big Sandy #1_Ext Gas
37537 | Big Sandy #1_Ext Gas | NOX | ATC | 2043 | AEP-KPCO | 0 | 0 | 0 | 0 | 0 | 0 | 0.14 | 2043 |  |  |  | REF | 0 | 0 | Real 2021 ¦ 12/22/2022 3:42:52 PM | Big Sandy #1_Ext Gas
37538 | Big Sandy #1_Ext Gas | SO2 | ATC | 2043 | AEP-KPCO | 0 | 0 | 0 | 0 | 0 | 0 | 0.05 | 2043 |  |  |  | REF | 0 | 0 | Real 2021 ¦ 12/22/2022 3:42:52 PM | Big Sandy #1_Ext Gas
37539 | Big Sandy #1_Ext_NGCCS retrofit 2031 | CO2 | ATC | 2043 | AEP-KPCO | 0 | 0 | 0 | 0 | 0 | 0 | 11.7 | 2043 |  |  |  | REF | 0 | 0 | Real 2021 ¦ 12/22/2022 3:42:52 PM | Big Sandy #1_Ext_NGCCS retrofit 2032
37540 | Big Sandy #1_Ext_NGCCS retrofit 2031 | NOX | ATC | 2043 | AEP-KPCO | 0 | 0 | 0 | 0 | 0 | 0 | 0.014 | 2043 |  |  |  | REF | 0 | 0 | Real 2021 ¦ 12/22/2022 3:42:52 PM | Big Sandy #1_Ext_NGCCS retrofit 2032
37541 | Big Sandy #1_Ext_NGCCS retrofit 2031 | SO2 | ATC | 2043 | AEP-KPCO | 0 | 0 | 0 | 0 | 0 | 0 | 0.00515 | 2043 |  |  |  | REF | 0 | 0 | Real 2021 ¦ 12/22/2022 3:42:52 PM | Big Sandy #1_Ext_NGCCS retrofit 2032
37542 | Big Sandy #1_Ext Gas Capitalized | CO2 | ATC | 2043 | AEP-KPCO | 0 | 0 | 0 | 0 | 0 | 0 | 117 | 2043 |  |  |  | REF | 0 | 0 | Real 2021 ¦ 12/22/2022 3:42:52 PM | Big Sandy #1_Ext Gas Capitalized
37543 | Big Sandy #1_Ext Gas Capitalized | NOX | ATC | 2043 | AEP-KPCO | 0 | 0 | 0 | 0 | 0 | 0 | 0.14 | 2043 |  |  |  | REF | 0 | 0 | Real 2021 ¦ 12/22/2022 3:42:52 PM | Big Sandy #1_Ext Gas Capitalized
37544 | Big Sandy #1_Ext Gas Capitalized | SO2 | ATC | 2043 | AEP-KPCO | 0 | 0 | 0 | 0 | 0 | 0 | 0.05 | 2043 |  |  |  | REF | 0 | 0 | Real 2021 ¦ 12/22/2022 3:42:52 PM | Big Sandy #1_Ext Gas Capitalized
37545 | Big Sandy #1_Ext Gas FOM Capitalized | CO2 | ATC | 2043 | AEP-KPCO | 0 | 0 | 0 | 0 | 0 | 0 | 117 | 2043 |  |  |  | REF | 0 | 0 | Real 2021 ¦ 12/22/2022 3:42:52 PM | Big Sandy #1_Ext Gas FOM Capitalized
37546 | Big Sandy #1_Ext Gas FOM Capitalized | NOX | ATC | 2043 | AEP-KPCO | 0 | 0 | 0 | 0 | 0 | 0 | 0.14 | 2043 |  |  |  | REF | 0 | 0 | Real 2021 ¦ 12/22/2022 3:42:52 PM | Big Sandy #1_Ext Gas FOM Capitalized
37547 | Big Sandy #1_Ext Gas FOM Capitalized | SO2 | ATC | 2043 | AEP-KPCO | 0 | 0 | 0 | 0 | 0 | 0 | 0.05 | 2043 |  |  |  | REF | 0 | 0 | Real 2021 ¦ 12/22/2022 3:42:52 PM | Big Sandy #1_Ext Gas FOM Capitalized

## ResourceYear1
Record_Number | Name | Condition | Time_Period | Zone | Capability | Capacity | CO_Capability_Reduct | Full_Load_Cost | Dispatch_Cost | Net_Cost | Incr_Cost | Fixed_Cost | Nameplate_Capacity | Fixed_Cost_Base | Fixed_Cost_Aux1 | Fixed_Cost_Aux2 | Build_Cost | Fuel_Cost | Fuel_Limit | Fuel_Usage | Full_Load_Heat_Rate | Net_Heat_Rate | Incr_Heat_Rate | Minimum_Capacity | Output | Output_MWH | Output_MWH_Primary | Output_MWH_Secondary | Percent_Marginal | Percent_Committed | Primary_Fuel_Usage | Revenue | Energy_Revenue | Capacity_Revenue | Uplift_Revenue | Secondary_Fuel_Limit | Secondary_Fuel_Usage | Startup_Cost | Startups | Total_Fuel_Cost | Used_For_Op_Reserve | Non_Spin_Reserve | Non_Spin_Reserve_Revenue | Spin_Reserve | Spin_Reserve_Revenue | Input_Spin_Reserve | Input_Spin_Reserve_Revenue | Value | Variable_OM_Cost | Variable_OM_Cost_Base | Variable_OM_Cost_Aux1 | Variable_OM_Cost_Aux2 | Variable_OM_Cost_Charging | Capacity_Factor | Energy_Revenue_MWh | Total_Cost_MWh | Value_MWh | Total_Emission_Cost | Forced_Outage | Maint_Outage | Loss_Factor | Non_Commit_Penalty | Total_Hours_Run | Generation_MWh | Stored_MWh | Storage_Inflow_Loss | Beg_Date | End_Date | In_System | Primary_Fuel | Sec_Fuel | Report_Year | Report_Month | Report_Day | Report_Hour | Run_ID | LT_Iteration | Risk_Iteration | Study_Info | Storage_Contents | ID | Constraint_Shadow | Active_Constraints | nSegment | Report_Level | Dispatch_Segment | Pool | Peak_Capacity | Ancillary_Revenue | Peak_Credit | Scarcity_Revenue | Fuel_Start_Costs | Non_Fuel_Start_Costs | Start_Fuel_Usage | Capability_MWh | Storage_Charging_Cost | Total_Primary_Fuel_Cost | Total_Secondary_Fuel_Cost | Storage_Contents_Cost
1266 | Big Sandy #1 Gas | ATC | 2023 | AEP-KPCO | 257.4081 | 295 | 0 | 42.976 | 43.8148 | 43.94 | 41.7284 | 5786.4814 | 295.4 | 5786.4814 | 0 | 0 | 0 | 4.1251 | -1 | 17957142 | 9638 | 9690.0557 | 9328.5254 | 51.4816 | 211.547 | 1853151.625 | 1853151.625 | 0 | 27.0434 | 80.2397 | 17957142 | 111269.6484 | 111269.6484 | 0 | 0 | -1 | 0 | 150.9346 | 9 | 74846.8438 | 4.3668 | 0.13063 | 0 | 4.2362 | 0 | 0 | 0 | 23904.7578 | 6489.3604 | 2554.561 | 0 | 3934.7993 | 0 | 0.71711 | 60.0435 | 47.144 | 12.8995 | 91.2636 | 7.6878 | 29.9041 | 0 | 0 | 7029 | 1853151.625 | 0 | 0 | 5/30/2016 | 5/30/2031 | TRUE | TCO |  | 2023 |  |  |  | REF | 0 | 0 | Real 2021 ¦ 12/22/2022 3:42:52 PM | 0 | 13555 | 0 |  | 2 | Unit |  | PJM | 280.25 | 0 | 0.95 | 0 | 0 | 150.9346 | 0 | 2254895 | 0 | 74846.8438 | 0 | 0
1267 | Mitchell #1 (WV) | ATC | 2023 | AEP-KPCO | 468.5765 | 770 | 0 | 31.6618 | 33.0248 | 31.4543 | 31.4521 | 59930.7656 | 816 | 59930.7656 | 0 | 0 | 0 | 2.2267 | -1 | 40398632 | 10047 | 10054.3965 | 9948.5039 | 224.9167 | 458.6765 | 4018006.5 | 4018006.5 | 0 | 6.0731 | 80.0913 | 40398632 | 231199.5938 | 231199.5938 | 0 | 0 | -1 | 0 | 126.5125 | 4 | 90363.3438 | 1.4819 | 0 | 0 | 1.4819 | 0 | 0 | 0 | 44758.8984 | 35663.1172 | 10633.9688 | 0 | 25029.1465 | 0 | 0.59568 | 57.5409 | 46.4013 | 11.1396 | 356.9612 | 149.5331 | 151.8904 | 0 | 0 | 7016 | 4018006.5 | 0 | 0 | 5/1/1971 | 5/31/2028 | TRUE | Mitchell 1 Coal Price |  | 2023 |  |  |  | REF | 0 | 0 | Real 2021 ¦ 12/22/2022 3:42:52 PM | 0 | 3102 | 0 |  | 3 | Unit |  | PJM | 685.3 | 0 | 0.89 | 0 | 0 | 126.5125 | 0 | 4104730.25 | 0 | 90363.3438 | 0 | 0
1268 | Mitchell #2 (WV) | ATC | 2023 | AEP-KPCO | 574.3758 | 790 | 0 | 35.9419 | 37.1612 | 35.2301 | 35.3916 | 54098.168 | 816 | 54098.168 | 0 | 0 | 0 | 2.1903 | -1 | 47350032 | 10224 | 10237.4238 | 9974.7129 | 275.7004 | 527.9897 | 4625190 | 4625190 | 0 | 11.29 | 76.2215 | 47350032 | 277047.375 | 277047.375 | 0 | 0 | -1 | 0 | 189.7688 | 6 | 103644.5625 | 1.6638 | 0.00036039 | 0 | 1.6634 | 0 | 0 | 0 | 59813.4883 | 58907.3047 | 12301.9775 | 0 | 46605.3281 | 0 | 0.66834 | 59.8997 | 46.9676 | 12.9321 | 394.0978 | 61.953 | 153.6712 | 0 | 0 | 6677 | 4625190 | 0 | 0 | 5/1/1971 | 5/31/2028 | TRUE | Mitchell 2 Coal Price |  | 2023 |  |  |  | REF | 0 | 0 | Real 2021 ¦ 12/22/2022 3:42:52 PM | 0 | 3105 | 0 |  | 3 | Unit |  | PJM | 703.1 | 0 | 0.89 | 0 | 0 | 189.7688 | 0 | 5031532 | 0 | 103644.5625 | 0 | 0
1269 | Area 1001 Gas CC 2x1 2024 | ATC | 2023 | AEP-KPCO | 0 | 0 | 0 | 0 | 0 |  | 0 | 0 | 0 | 0 | 0 | 0 | 0 | 0 | -1 | 0 | 0 |  | 0 | 0 | 0 | 0 | 0 | 0 | 0 | 0 | 0 | 0 | 0 | 0 | 0 | -1 | 0 | 0 | 0 | 0 | 0 | 0 | 0 | 0 | 0 | 0 | 0 | 0 | 0 | 0 | 0 | 0 | 0 |  |  |  |  | 0 | 0 | 0 | 0 | 0 | 0 | 0 | 0 | 0 | 1/1/2024 | 12/31/2099 | TRUE | TCO |  | 2023 |  |  |  | REF | 0 | 0 | Real 2021 ¦ 12/22/2022 3:42:52 PM | 0 | Area 1001 Gas CC 2x1 2024 | 0 |  | 1 | Unit |  | PJM | 0 | 0 | 0.965 | 0 | 0 | 0 | 0 | 0 | 0 | 0 | 0 | 0
1270 | Area 1001 Gas CC 2x1 2025 | ATC | 2023 | AEP-KPCO | 0 | 0 | 0 | 0 | 0 |  | 0 | 0 | 0 | 0 | 0 | 0 | 0 | 0 | -1 | 0 | 0 |  | 0 | 0 | 0 | 0 | 0 | 0 | 0 | 0 | 0 | 0 | 0 | 0 | 0 | -1 | 0 | 0 | 0 | 0 | 0 | 0 | 0 | 0 | 0 | 0 | 0 | 0 | 0 | 0 | 0 | 0 | 0 |  |  |  |  | 0 | 0 | 0 | 0 | 0 | 0 | 0 | 0 | 0 | 1/1/2025 | 12/31/2099 | TRUE | TCO |  | 2023 |  |  |  | REF | 0 | 0 | Real 2021 ¦ 12/22/2022 3:42:52 PM | 0 | Area 1001 Gas CC 2x1 2025 | 0 |  | 1 | Unit |  | PJM | 0 | 0 | 0.965 | 0 | 0 | 0 | 0 | 0 | 0 | 0 | 0 | 0
1271 | Area 1001 Gas CC 2x1 2026 | ATC | 2023 | AEP-KPCO | 0 | 0 | 0 | 0 | 0 |  | 0 | 0 | 0 | 0 | 0 | 0 | 0 | 0 | -1 | 0 | 0 |  | 0 | 0 | 0 | 0 | 0 | 0 | 0 | 0 | 0 | 0 | 0 | 0 | 0 | -1 | 0 | 0 | 0 | 0 | 0 | 0 | 0 | 0 | 0 | 0 | 0 | 0 | 0 | 0 | 0 | 0 | 0 |  |  |  |  | 0 | 0 | 0 | 0 | 0 | 0 | 0 | 0 | 0 | 1/1/2026 | 12/31/2099 | TRUE | TCO |  | 2023 |  |  |  | REF | 0 | 0 | Real 2021 ¦ 12/22/2022 3:42:52 PM | 0 | Area 1001 Gas CC 2x1 2026 | 0 |  | 1 | Unit |  | PJM | 0 | 0 | 0.965 | 0 | 0 | 0 | 0 | 0 | 0 | 0 | 0 | 0
1272 | Area 1001 Gas CC 2x1 2027 | ATC | 2023 | AEP-KPCO | 0 | 0 | 0 | 0 | 0 |  | 0 | 0 | 0 | 0 | 0 | 0 | 0 | 0 | -1 | 0 | 0 |  | 0 | 0 | 0 | 0 | 0 | 0 | 0 | 0 | 0 | 0 | 0 | 0 | 0 | -1 | 0 | 0 | 0 | 0 | 0 | 0 | 0 | 0 | 0 | 0 | 0 | 0 | 0 | 0 | 0 | 0 | 0 |  |  |  |  | 0 | 0 | 0 | 0 | 0 | 0 | 0 | 0 | 0 | 1/1/2027 | 12/31/2099 | TRUE | TCO |  | 2023 |  |  |  | REF | 0 | 0 | Real 2021 ¦ 12/22/2022 3:42:52 PM | 0 | Area 1001 Gas CC 2x1 2027 | 0 |  | 1 | Unit |  | PJM | 0 | 0 | 0.965 | 0 | 0 | 0 | 0 | 0 | 0 | 0 | 0 | 0
1273 | Area 1001 Gas CC 2x1 2028 | ATC | 2023 | AEP-KPCO | 0 | 0 | 0 | 0 | 0 |  | 0 | 0 | 0 | 0 | 0 | 0 | 0 | 0 | -1 | 0 | 0 |  | 0 | 0 | 0 | 0 | 0 | 0 | 0 | 0 | 0 | 0 | 0 | 0 | 0 | -1 | 0 | 0 | 0 | 0 | 0 | 0 | 0 | 0 | 0 | 0 | 0 | 0 | 0 | 0 | 0 | 0 | 0 |  |  |  |  | 0 | 0 | 0 | 0 | 0 | 0 | 0 | 0 | 0 | 1/1/2028 | 12/31/2099 | TRUE | TCO |  | 2023 |  |  |  | REF | 0 | 0 | Real 2021 ¦ 12/22/2022 3:42:52 PM | 0 | Area 1001 Gas CC 2x1 2028 | 0 |  | 1 | Unit |  | PJM | 0 | 0 | 0.965 | 0 | 0 | 0 | 0 | 0 | 0 | 0 | 0 | 0
1274 | Area 1001 Gas CC 2x1 2029 | ATC | 2023 | AEP-KPCO | 0 | 0 | 0 | 0 | 0 |  | 0 | 0 | 0 | 0 | 0 | 0 | 0 | 0 | -1 | 0 | 0 |  | 0 | 0 | 0 | 0 | 0 | 0 | 0 | 0 | 0 | 0 | 0 | 0 | 0 | -1 | 0 | 0 | 0 | 0 | 0 | 0 | 0 | 0 | 0 | 0 | 0 | 0 | 0 | 0 | 0 | 0 | 0 |  |  |  |  | 0 | 0 | 0 | 0 | 0 | 0 | 0 | 0 | 0 | 1/1/2029 | 12/31/2099 | TRUE | TCO |  | 2023 |  |  |  | REF | 0 | 0 | Real 2021 ¦ 12/22/2022 3:42:52 PM | 0 | Area 1001 Gas CC 2x1 2029 | 0 |  | 1 | Unit |  | PJM | 0 | 0 | 0.965 | 0 | 0 | 0 | 0 | 0 | 0 | 0 | 0 | 0
1275 | Area 1001 Gas CC 2x1 2030 | ATC | 2023 | AEP-KPCO | 0 | 0 | 0 | 0 | 0 |  | 0 | 0 | 0 | 0 | 0 | 0 | 0 | 0 | -1 | 0 | 0 |  | 0 | 0 | 0 | 0 | 0 | 0 | 0 | 0 | 0 | 0 | 0 | 0 | 0 | -1 | 0 | 0 | 0 | 0 | 0 | 0 | 0 | 0 | 0 | 0 | 0 | 0 | 0 | 0 | 0 | 0 | 0 |  |  |  |  | 0 | 0 | 0 | 0 | 0 | 0 | 0 | 0 | 0 | 1/1/2030 | 12/31/2099 | TRUE | TCO |  | 2023 |  |  |  | REF | 0 | 0 | Real 2021 ¦ 12/22/2022 3:42:52 PM | 0 | Area 1001 Gas CC 2x1 2030 | 0 |  | 1 | Unit |  | PJM | 0 | 0 | 0.965 | 0 | 0 | 0 | 0 | 0 | 0 | 0 | 0 | 0
1276 | Area 1001 Gas CC 2x1 2031 | ATC | 2023 | AEP-KPCO | 0 | 0 | 0 | 0 | 0 |  | 0 | 0 | 0 | 0 | 0 | 0 | 0 | 0 | -1 | 0 | 0 |  | 0 | 0 | 0 | 0 | 0 | 0 | 0 | 0 | 0 | 0 | 0 | 0 | 0 | -1 | 0 | 0 | 0 | 0 | 0 | 0 | 0 | 0 | 0 | 0 | 0 | 0 | 0 | 0 | 0 | 0 | 0 |  |  |  |  | 0 | 0 | 0 | 0 | 0 | 0 | 0 | 0 | 0 | 1/1/2031 | 12/31/2099 | TRUE | TCO |  | 2023 |  |  |  | REF | 0 | 0 | Real 2021 ¦ 12/22/2022 3:42:52 PM | 0 | Area 1001 Gas CC 2x1 2031 | 0 |  | 1 | Unit |  | PJM | 0 | 0 | 0.965 | 0 | 0 | 0 | 0 | 0 | 0 | 0 | 0 | 0
1277 | Area 1001 Gas CC 2x1 2032 | ATC | 2023 | AEP-KPCO | 0 | 0 | 0 | 0 | 0 |  | 0 | 0 | 0 | 0 | 0 | 0 | 0 | 0 | -1 | 0 | 0 |  | 0 | 0 | 0 | 0 | 0 | 0 | 0 | 0 | 0 | 0 | 0 | 0 | 0 | -1 | 0 | 0 | 0 | 0 | 0 | 0 | 0 | 0 | 0 | 0 | 0 | 0 | 0 | 0 | 0 | 0 | 0 |  |  |  |  | 0 | 0 | 0 | 0 | 0 | 0 | 0 | 0 | 0 | 1/1/2032 | 12/31/2099 | TRUE | TCO |  | 2023 |  |  |  | REF | 0 | 0 | Real 2021 ¦ 12/22/2022 3:42:52 PM | 0 | Area 1001 Gas CC 2x1 2032 | 0 |  | 1 | Unit |  | PJM | 0 | 0 | 0.965 | 0 | 0 | 0 | 0 | 0 | 0 | 0 | 0 | 0
1278 | Area 1001 Gas CC 2x1 2033 | ATC | 2023 | AEP-KPCO | 0 | 0 | 0 | 0 | 0 |  | 0 | 0 | 0 | 0 | 0 | 0 | 0 | 0 | -1 | 0 | 0 |  | 0 | 0 | 0 | 0 | 0 | 0 | 0 | 0 | 0 | 0 | 0 | 0 | 0 | -1 | 0 | 0 | 0 | 0 | 0 | 0 | 0 | 0 | 0 | 0 | 0 | 0 | 0 | 0 | 0 | 0 | 0 |  |  |  |  | 0 | 0 | 0 | 0 | 0 | 0 | 0 | 0 | 0 | 1/1/2033 | 12/31/2099 | TRUE | TCO |  | 2023 |  |  |  | REF | 0 | 0 | Real 2021 ¦ 12/22/2022 3:42:52 PM | 0 | Area 1001 Gas CC 2x1 2033 | 0 |  | 1 | Unit |  | PJM | 0 | 0 | 0.965 | 0 | 0 | 0 | 0 | 0 | 0 | 0 | 0 | 0
1279 | Area 1001 Gas CC 2x1 2034 | ATC | 2023 | AEP-KPCO | 0 | 0 | 0 | 0 | 0 |  | 0 | 0 | 0 | 0 | 0 | 0 | 0 | 0 | -1 | 0 | 0 |  | 0 | 0 | 0 | 0 | 0 | 0 | 0 | 0 | 0 | 0 | 0 | 0 | 0 | -1 | 0 | 0 | 0 | 0 | 0 | 0 | 0 | 0 | 0 | 0 | 0 | 0 | 0 | 0 | 0 | 0 | 0 |  |  |  |  | 0 | 0 | 0 | 0 | 0 | 0 | 0 | 0 | 0 | 1/1/2034 | 12/31/2099 | TRUE | TCO |  | 2023 |  |  |  | REF | 0 | 0 | Real 2021 ¦ 12/22/2022 3:42:52 PM | 0 | Area 1001 Gas CC 2x1 2034 | 0 |  | 1 | Unit |  | PJM | 0 | 0 | 0.965 | 0 | 0 | 0 | 0 | 0 | 0 | 0 | 0 | 0
1280 | Area 1001 Gas CC 2x1 2035 | ATC | 2023 | AEP-KPCO | 0 | 0 | 0 | 0 | 0 |  | 0 | 0 | 0 | 0 | 0 | 0 | 0 | 0 | -1 | 0 | 0 |  | 0 | 0 | 0 | 0 | 0 | 0 | 0 | 0 | 0 | 0 | 0 | 0 | 0 | -1 | 0 | 0 | 0 | 0 | 0 | 0 | 0 | 0 | 0 | 0 | 0 | 0 | 0 | 0 | 0 | 0 | 0 |  |  |  |  | 0 | 0 | 0 | 0 | 0 | 0 | 0 | 0 | 0 | 1/1/2035 | 12/31/2099 | TRUE | TCO |  | 2023 |  |  |  | REF | 0 | 0 | Real 2021 ¦ 12/22/2022 3:42:52 PM | 0 | Area 1001 Gas CC 2x1 2035 | 0 |  | 1 | Unit |  | PJM | 0 | 0 | 0.965 | 0 | 0 | 0 | 0 | 0 | 0 | 0 | 0 | 0
1281 | Area 1001 Gas CC 2x1 2036 | ATC | 2023 | AEP-KPCO | 0 | 0 | 0 | 0 | 0 |  | 0 | 0 | 0 | 0 | 0 | 0 | 0 | 0 | -1 | 0 | 0 |  | 0 | 0 | 0 | 0 | 0 | 0 | 0 | 0 | 0 | 0 | 0 | 0 | 0 | -1 | 0 | 0 | 0 | 0 | 0 | 0 | 0 | 0 | 0 | 0 | 0 | 0 | 0 | 0 | 0 | 0 | 0 |  |  |  |  | 0 | 0 | 0 | 0 | 0 | 0 | 0 | 0 | 0 | 1/1/2036 | 12/31/2099 | TRUE | TCO |  | 2023 |  |  |  | REF | 0 | 0 | Real 2021 ¦ 12/22/2022 3:42:52 PM | 0 | Area 1001 Gas CC 2x1 2036 | 0 |  | 1 | Unit |  | PJM | 0 | 0 | 0.965 | 0 | 0 | 0 | 0 | 0 | 0 | 0 | 0 | 0
1282 | Area 1001 Gas CC 2x1 2037 | ATC | 2023 | AEP-KPCO | 0 | 0 | 0 | 0 | 0 |  | 0 | 0 | 0 | 0 | 0 | 0 | 0 | 0 | -1 | 0 | 0 |  | 0 | 0 | 0 | 0 | 0 | 0 | 0 | 0 | 0 | 0 | 0 | 0 | 0 | -1 | 0 | 0 | 0 | 0 | 0 | 0 | 0 | 0 | 0 | 0 | 0 | 0 | 0 | 0 | 0 | 0 | 0 |  |  |  |  | 0 | 0 | 0 | 0 | 0 | 0 | 0 | 0 | 0 | 1/1/2037 | 12/31/2099 | TRUE | TCO |  | 2023 |  |  |  | REF | 0 | 0 | Real 2021 ¦ 12/22/2022 3:42:52 PM | 0 | Area 1001 Gas CC 2x1 2037 | 0 |  | 1 | Unit |  | PJM | 0 | 0 | 0.965 | 0 | 0 | 0 | 0 | 0 | 0 | 0 | 0 | 0
1283 | Area 1001 Gas CC 2x1 2038 | ATC | 2023 | AEP-KPCO | 0 | 0 | 0 | 0 | 0 |  | 0 | 0 | 0 | 0 | 0 | 0 | 0 | 0 | -1 | 0 | 0 |  | 0 | 0 | 0 | 0 | 0 | 0 | 0 | 0 | 0 | 0 | 0 | 0 | 0 | -1 | 0 | 0 | 0 | 0 | 0 | 0 | 0 | 0 | 0 | 0 | 0 | 0 | 0 | 0 | 0 | 0 | 0 |  |  |  |  | 0 | 0 | 0 | 0 | 0 | 0 | 0 | 0 | 0 | 1/1/2038 | 12/31/2099 | TRUE | TCO |  | 2023 |  |  |  | REF | 0 | 0 | Real 2021 ¦ 12/22/2022 3:42:52 PM | 0 | Area 1001 Gas CC 2x1 2038 | 0 |  | 1 | Unit |  | PJM | 0 | 0 | 0.965 | 0 | 0 | 0 | 0 | 0 | 0 | 0 | 0 | 0
1284 | Area 1001 Gas CC 2x1 2039 | ATC | 2023 | AEP-KPCO | 0 | 0 | 0 | 0 | 0 |  | 0 | 0 | 0 | 0 | 0 | 0 | 0 | 0 | -1 | 0 | 0 |  | 0 | 0 | 0 | 0 | 0 | 0 | 0 | 0 | 0 | 0 | 0 | 0 | 0 | -1 | 0 | 0 | 0 | 0 | 0 | 0 | 0 | 0 | 0 | 0 | 0 | 0 | 0 | 0 | 0 | 0 | 0 |  |  |  |  | 0 | 0 | 0 | 0 | 0 | 0 | 0 | 0 | 0 | 1/1/2039 | 12/31/2099 | TRUE | TCO |  | 2023 |  |  |  | REF | 0 | 0 | Real 2021 ¦ 12/22/2022 3:42:52 PM | 0 | Area 1001 Gas CC 2x1 2039 | 0 |  | 1 | Unit |  | PJM | 0 | 0 | 0.965 | 0 | 0 | 0 | 0 | 0 | 0 | 0 | 0 | 0
1285 | Area 1001 Gas CC 2x1 2040 | ATC | 2023 | AEP-KPCO | 0 | 0 | 0 | 0 | 0 |  | 0 | 0 | 0 | 0 | 0 | 0 | 0 | 0 | -1 | 0 | 0 |  | 0 | 0 | 0 | 0 | 0 | 0 | 0 | 0 | 0 | 0 | 0 | 0 | 0 | -1 | 0 | 0 | 0 | 0 | 0 | 0 | 0 | 0 | 0 | 0 | 0 | 0 | 0 | 0 | 0 | 0 | 0 |  |  |  |  | 0 | 0 | 0 | 0 | 0 | 0 | 0 | 0 | 0 | 1/1/2040 | 12/31/2099 | TRUE | TCO |  | 2023 |  |  |  | REF | 0 | 0 | Real 2021 ¦ 12/22/2022 3:42:52 PM | 0 | Area 1001 Gas CC 2x1 2040 | 0 |  | 1 | Unit |  | PJM | 0 | 0 | 0.965 | 0 | 0 | 0 | 0 | 0 | 0 | 0 | 0 | 0
1286 | Area 1001 Gas CC 2x1 2041 | ATC | 2023 | AEP-KPCO | 0 | 0 | 0 | 0 | 0 |  | 0 | 0 | 0 | 0 | 0 | 0 | 0 | 0 | -1 | 0 | 0 |  | 0 | 0 | 0 | 0 | 0 | 0 | 0 | 0 | 0 | 0 | 0 | 0 | 0 | -1 | 0 | 0 | 0 | 0 | 0 | 0 | 0 | 0 | 0 | 0 | 0 | 0 | 0 | 0 | 0 | 0 | 0 |  |  |  |  | 0 | 0 | 0 | 0 | 0 | 0 | 0 | 0 | 0 | 1/1/2041 | 12/31/2099 | TRUE | TCO |  | 2023 |  |  |  | REF | 0 | 0 | Real 2021 ¦ 12/22/2022 3:42:52 PM | 0 | Area 1001 Gas CC 2x1 2041 | 0 |  | 1 | Unit |  | PJM | 0 | 0 | 0.965 | 0 | 0 | 0 | 0 | 0 | 0 | 0 | 0 | 0
1287 | Area 1001 Gas CC 2x1 2042 | ATC | 2023 | AEP-KPCO | 0 | 0 | 0 | 0 | 0 |  | 0 | 0 | 0 | 0 | 0 | 0 | 0 | 0 | -1 | 0 | 0 |  | 0 | 0 | 0 | 0 | 0 | 0 | 0 | 0 | 0 | 0 | 0 | 0 | 0 | -1 | 0 | 0 | 0 | 0 | 0 | 0 | 0 | 0 | 0 | 0 | 0 | 0 | 0 | 0 | 0 | 0 | 0 |  |  |  |  | 0 | 0 | 0 | 0 | 0 | 0 | 0 | 0 | 0 | 1/1/2042 | 12/31/2099 | TRUE | TCO |  | 2023 |  |  |  | REF | 0 | 0 | Real 2021 ¦ 12/22/2022 3:42:52 PM | 0 | Area 1001 Gas CC 2x1 2042 | 0 |  | 1 | Unit |  | PJM | 0 | 0 | 0.965 | 0 | 0 | 0 | 0 | 0 | 0 | 0 | 0 | 0
1288 | Area 1001 Gas CC 2x1 2043 | ATC | 2023 | AEP-KPCO | 0 | 0 | 0 | 0 | 0 |  | 0 | 0 | 0 | 0 | 0 | 0 | 0 | 0 | -1 | 0 | 0 |  | 0 | 0 | 0 | 0 | 0 | 0 | 0 | 0 | 0 | 0 | 0 | 0 | 0 | -1 | 0 | 0 | 0 | 0 | 0 | 0 | 0 | 0 | 0 | 0 | 0 | 0 | 0 | 0 | 0 | 0 | 0 |  |  |  |  | 0 | 0 | 0 | 0 | 0 | 0 | 0 | 0 | 0 | 1/1/2043 | 12/31/2099 | TRUE | TCO |  | 2023 |  |  |  | REF | 0 | 0 | Real 2021 ¦ 12/22/2022 3:42:52 PM | 0 | Area 1001 Gas CC 2x1 2043 | 0 |  | 1 | Unit |  | PJM | 0 | 0 | 0.965 | 0 | 0 | 0 | 0 | 0 | 0 | 0 | 0 | 0
1289 | Area 1001 Gas CC 1x1 2024 | ATC | 2023 | AEP-KPCO | 0 | 0 | 0 | 0 | 0 |  | 0 | 0 | 0 | 0 | 0 | 0 | 0 | 0 | -1 | 0 | 0 |  | 0 | 0 | 0 | 0 | 0 | 0 | 0 | 0 | 0 | 0 | 0 | 0 | 0 | -1 | 0 | 0 | 0 | 0 | 0 | 0 | 0 | 0 | 0 | 0 | 0 | 0 | 0 | 0 | 0 | 0 | 0 |  |  |  |  | 0 | 0 | 0 | 0 | 0 | 0 | 0 | 0 | 0 | 1/1/2024 | 12/31/2099 | TRUE | TCO |  | 2023 |  |  |  | REF | 0 | 0 | Real 2021 ¦ 12/22/2022 3:42:52 PM | 0 | Area 1001 Gas CC 1x1 2024 | 0 |  | 1 | Unit |  | PJM | 0 | 0 | 0.965 | 0 | 0 | 0 | 0 | 0 | 0 | 0 | 0 | 0
1290 | Area 1001 Gas CC 1x1 2025 | ATC | 2023 | AEP-KPCO | 0 | 0 | 0 | 0 | 0 |  | 0 | 0 | 0 | 0 | 0 | 0 | 0 | 0 | -1 | 0 | 0 |  | 0 | 0 | 0 | 0 | 0 | 0 | 0 | 0 | 0 | 0 | 0 | 0 | 0 | -1 | 0 | 0 | 0 | 0 | 0 | 0 | 0 | 0 | 0 | 0 | 0 | 0 | 0 | 0 | 0 | 0 | 0 |  |  |  |  | 0 | 0 | 0 | 0 | 0 | 0 | 0 | 0 | 0 | 1/1/2025 | 12/31/2099 | TRUE | TCO |  | 2023 |  |  |  | REF | 0 | 0 | Real 2021 ¦ 12/22/2022 3:42:52 PM | 0 | Area 1001 Gas CC 1x1 2025 | 0 |  | 1 | Unit |  | PJM | 0 | 0 | 0.965 | 0 | 0 | 0 | 0 | 0 | 0 | 0 | 0 | 0
1291 | Area 1001 Gas CC 1x1 2026 | ATC | 2023 | AEP-KPCO | 0 | 0 | 0 | 0 | 0 |  | 0 | 0 | 0 | 0 | 0 | 0 | 0 | 0 | -1 | 0 | 0 |  | 0 | 0 | 0 | 0 | 0 | 0 | 0 | 0 | 0 | 0 | 0 | 0 | 0 | -1 | 0 | 0 | 0 | 0 | 0 | 0 | 0 | 0 | 0 | 0 | 0 | 0 | 0 | 0 | 0 | 0 | 0 |  |  |  |  | 0 | 0 | 0 | 0 | 0 | 0 | 0 | 0 | 0 | 1/1/2026 | 12/31/2099 | TRUE | TCO |  | 2023 |  |  |  | REF | 0 | 0 | Real 2021 ¦ 12/22/2022 3:42:52 PM | 0 | Area 1001 Gas CC 1x1 2026 | 0 |  | 1 | Unit |  | PJM | 0 | 0 | 0.965 | 0 | 0 | 0 | 0 | 0 | 0 | 0 | 0 | 0
1292 | Area 1001 Gas CC 1x1 2027 | ATC | 2023 | AEP-KPCO | 0 | 0 | 0 | 0 | 0 |  | 0 | 0 | 0 | 0 | 0 | 0 | 0 | 0 | -1 | 0 | 0 |  | 0 | 0 | 0 | 0 | 0 | 0 | 0 | 0 | 0 | 0 | 0 | 0 | 0 | -1 | 0 | 0 | 0 | 0 | 0 | 0 | 0 | 0 | 0 | 0 | 0 | 0 | 0 | 0 | 0 | 0 | 0 |  |  |  |  | 0 | 0 | 0 | 0 | 0 | 0 | 0 | 0 | 0 | 1/1/2027 | 12/31/2099 | TRUE | TCO |  | 2023 |  |  |  | REF | 0 | 0 | Real 2021 ¦ 12/22/2022 3:42:52 PM | 0 | Area 1001 Gas CC 1x1 2027 | 0 |  | 1 | Unit |  | PJM | 0 | 0 | 0.965 | 0 | 0 | 0 | 0 | 0 | 0 | 0 | 0 | 0
1293 | Area 1001 Gas CC 1x1 2028 | ATC | 2023 | AEP-KPCO | 0 | 0 | 0 | 0 | 0 |  | 0 | 0 | 0 | 0 | 0 | 0 | 0 | 0 | -1 | 0 | 0 |  | 0 | 0 | 0 | 0 | 0 | 0 | 0 | 0 | 0 | 0 | 0 | 0 | 0 | -1 | 0 | 0 | 0 | 0 | 0 | 0 | 0 | 0 | 0 | 0 | 0 | 0 | 0 | 0 | 0 | 0 | 0 |  |  |  |  | 0 | 0 | 0 | 0 | 0 | 0 | 0 | 0 | 0 | 1/1/2028 | 12/31/2099 | TRUE | TCO |  | 2023 |  |  |  | REF | 0 | 0 | Real 2021 ¦ 12/22/2022 3:42:52 PM | 0 | Area 1001 Gas CC 1x1 2028 | 0 |  | 1 | Unit |  | PJM | 0 | 0 | 0.965 | 0 | 0 | 0 | 0 | 0 | 0 | 0 | 0 | 0
1294 | Area 1001 Gas CC 1x1 2029 | ATC | 2023 | AEP-KPCO | 0 | 0 | 0 | 0 | 0 |  | 0 | 0 | 0 | 0 | 0 | 0 | 0 | 0 | -1 | 0 | 0 |  | 0 | 0 | 0 | 0 | 0 | 0 | 0 | 0 | 0 | 0 | 0 | 0 | 0 | -1 | 0 | 0 | 0 | 0 | 0 | 0 | 0 | 0 | 0 | 0 | 0 | 0 | 0 | 0 | 0 | 0 | 0 |  |  |  |  | 0 | 0 | 0 | 0 | 0 | 0 | 0 | 0 | 0 | 1/1/2029 | 12/31/2099 | TRUE | TCO |  | 2023 |  |  |  | REF | 0 | 0 | Real 2021 ¦ 12/22/2022 3:42:52 PM | 0 | Area 1001 Gas CC 1x1 2029 | 0 |  | 1 | Unit |  | PJM | 0 | 0 | 0.965 | 0 | 0 | 0 | 0 | 0 | 0 | 0 | 0 | 0
1295 | Area 1001 Gas CC 1x1 2030 | ATC | 2023 | AEP-KPCO | 0 | 0 | 0 | 0 | 0 |  | 0 | 0 | 0 | 0 | 0 | 0 | 0 | 0 | -1 | 0 | 0 |  | 0 | 0 | 0 | 0 | 0 | 0 | 0 | 0 | 0 | 0 | 0 | 0 | 0 | -1 | 0 | 0 | 0 | 0 | 0 | 0 | 0 | 0 | 0 | 0 | 0 | 0 | 0 | 0 | 0 | 0 | 0 |  |  |  |  | 0 | 0 | 0 | 0 | 0 | 0 | 0 | 0 | 0 | 1/1/2030 | 12/31/2099 | TRUE | TCO |  | 2023 |  |  |  | REF | 0 | 0 | Real 2021 ¦ 12/22/2022 3:42:52 PM | 0 | Area 1001 Gas CC 1x1 2030 | 0 |  | 1 | Unit |  | PJM | 0 | 0 | 0.965 | 0 | 0 | 0 | 0 | 0 | 0 | 0 | 0 | 0
1296 | Area 1001 Gas CC 1x1 2031 | ATC | 2023 | AEP-KPCO | 0 | 0 | 0 | 0 | 0 |  | 0 | 0 | 0 | 0 | 0 | 0 | 0 | 0 | -1 | 0 | 0 |  | 0 | 0 | 0 | 0 | 0 | 0 | 0 | 0 | 0 | 0 | 0 | 0 | 0 | -1 | 0 | 0 | 0 | 0 | 0 | 0 | 0 | 0 | 0 | 0 | 0 | 0 | 0 | 0 | 0 | 0 | 0 |  |  |  |  | 0 | 0 | 0 | 0 | 0 | 0 | 0 | 0 | 0 | 1/1/2031 | 12/31/2099 | TRUE | TCO |  | 2023 |  |  |  | REF | 0 | 0 | Real 2021 ¦ 12/22/2022 3:42:52 PM | 0 | Area 1001 Gas CC 1x1 2031 | 0 |  | 1 | Unit |  | PJM | 0 | 0 | 0.965 | 0 | 0 | 0 | 0 | 0 | 0 | 0 | 0 | 0
1297 | Area 1001 Gas CC 1x1 2032 | ATC | 2023 | AEP-KPCO | 0 | 0 | 0 | 0 | 0 |  | 0 | 0 | 0 | 0 | 0 | 0 | 0 | 0 | -1 | 0 | 0 |  | 0 | 0 | 0 | 0 | 0 | 0 | 0 | 0 | 0 | 0 | 0 | 0 | 0 | -1 | 0 | 0 | 0 | 0 | 0 | 0 | 0 | 0 | 0 | 0 | 0 | 0 | 0 | 0 | 0 | 0 | 0 |  |  |  |  | 0 | 0 | 0 | 0 | 0 | 0 | 0 | 0 | 0 | 1/1/2032 | 12/31/2099 | TRUE | TCO |  | 2023 |  |  |  | REF | 0 | 0 | Real 2021 ¦ 12/22/2022 3:42:52 PM | 0 | Area 1001 Gas CC 1x1 2032 | 0 |  | 1 | Unit |  | PJM | 0 | 0 | 0.965 | 0 | 0 | 0 | 0 | 0 | 0 | 0 | 0 | 0
1298 | Area 1001 Gas CC 1x1 2033 | ATC | 2023 | AEP-KPCO | 0 | 0 | 0 | 0 | 0 |  | 0 | 0 | 0 | 0 | 0 | 0 | 0 | 0 | -1 | 0 | 0 |  | 0 | 0 | 0 | 0 | 0 | 0 | 0 | 0 | 0 | 0 | 0 | 0 | 0 | -1 | 0 | 0 | 0 | 0 | 0 | 0 | 0 | 0 | 0 | 0 | 0 | 0 | 0 | 0 | 0 | 0 | 0 |  |  |  |  | 0 | 0 | 0 | 0 | 0 | 0 | 0 | 0 | 0 | 1/1/2033 | 12/31/2099 | TRUE | TCO |  | 2023 |  |  |  | REF | 0 | 0 | Real 2021 ¦ 12/22/2022 3:42:52 PM | 0 | Area 1001 Gas CC 1x1 2033 | 0 |  | 1 | Unit |  | PJM | 0 | 0 | 0.965 | 0 | 0 | 0 | 0 | 0 | 0 | 0 | 0 | 0
1299 | Area 1001 Gas CC 1x1 2034 | ATC | 2023 | AEP-KPCO | 0 | 0 | 0 | 0 | 0 |  | 0 | 0 | 0 | 0 | 0 | 0 | 0 | 0 | -1 | 0 | 0 |  | 0 | 0 | 0 | 0 | 0 | 0 | 0 | 0 | 0 | 0 | 0 | 0 | 0 | -1 | 0 | 0 | 0 | 0 | 0 | 0 | 0 | 0 | 0 | 0 | 0 | 0 | 0 | 0 | 0 | 0 | 0 |  |  |  |  | 0 | 0 | 0 | 0 | 0 | 0 | 0 | 0 | 0 | 1/1/2034 | 12/31/2099 | TRUE | TCO |  | 2023 |  |  |  | REF | 0 | 0 | Real 2021 ¦ 12/22/2022 3:42:52 PM | 0 | Area 1001 Gas CC 1x1 2034 | 0 |  | 1 | Unit |  | PJM | 0 | 0 | 0.965 | 0 | 0 | 0 | 0 | 0 | 0 | 0 | 0 | 0
1300 | Area 1001 Gas CC 1x1 2035 | ATC | 2023 | AEP-KPCO | 0 | 0 | 0 | 0 | 0 |  | 0 | 0 | 0 | 0 | 0 | 0 | 0 | 0 | -1 | 0 | 0 |  | 0 | 0 | 0 | 0 | 0 | 0 | 0 | 0 | 0 | 0 | 0 | 0 | 0 | -1 | 0 | 0 | 0 | 0 | 0 | 0 | 0 | 0 | 0 | 0 | 0 | 0 | 0 | 0 | 0 | 0 | 0 |  |  |  |  | 0 | 0 | 0 | 0 | 0 | 0 | 0 | 0 | 0 | 1/1/2035 | 12/31/2099 | TRUE | TCO |  | 2023 |  |  |  | REF | 0 | 0 | Real 2021 ¦ 12/22/2022 3:42:52 PM | 0 | Area 1001 Gas CC 1x1 2035 | 0 |  | 1 | Unit |  | PJM | 0 | 0 | 0.965 | 0 | 0 | 0 | 0 | 0 | 0 | 0 | 0 | 0
1301 | Area 1001 Gas CC 1x1 2036 | ATC | 2023 | AEP-KPCO | 0 | 0 | 0 | 0 | 0 |  | 0 | 0 | 0 | 0 | 0 | 0 | 0 | 0 | -1 | 0 | 0 |  | 0 | 0 | 0 | 0 | 0 | 0 | 0 | 0 | 0 | 0 | 0 | 0 | 0 | -1 | 0 | 0 | 0 | 0 | 0 | 0 | 0 | 0 | 0 | 0 | 0 | 0 | 0 | 0 | 0 | 0 | 0 |  |  |  |  | 0 | 0 | 0 | 0 | 0 | 0 | 0 | 0 | 0 | 1/1/2036 | 12/31/2099 | TRUE | TCO |  | 2023 |  |  |  | REF | 0 | 0 | Real 2021 ¦ 12/22/2022 3:42:52 PM | 0 | Area 1001 Gas CC 1x1 2036 | 0 |  | 1 | Unit |  | PJM | 0 | 0 | 0.965 | 0 | 0 | 0 | 0 | 0 | 0 | 0 | 0 | 0
1302 | Area 1001 Gas CC 1x1 2037 | ATC | 2023 | AEP-KPCO | 0 | 0 | 0 | 0 | 0 |  | 0 | 0 | 0 | 0 | 0 | 0 | 0 | 0 | -1 | 0 | 0 |  | 0 | 0 | 0 | 0 | 0 | 0 | 0 | 0 | 0 | 0 | 0 | 0 | 0 | -1 | 0 | 0 | 0 | 0 | 0 | 0 | 0 | 0 | 0 | 0 | 0 | 0 | 0 | 0 | 0 | 0 | 0 |  |  |  |  | 0 | 0 | 0 | 0 | 0 | 0 | 0 | 0 | 0 | 1/1/2037 | 12/31/2099 | TRUE | TCO |  | 2023 |  |  |  | REF | 0 | 0 | Real 2021 ¦ 12/22/2022 3:42:52 PM | 0 | Area 1001 Gas CC 1x1 2037 | 0 |  | 1 | Unit |  | PJM | 0 | 0 | 0.965 | 0 | 0 | 0 | 0 | 0 | 0 | 0 | 0 | 0
1303 | Area 1001 Gas CC 1x1 2038 | ATC | 2023 | AEP-KPCO | 0 | 0 | 0 | 0 | 0 |  | 0 | 0 | 0 | 0 | 0 | 0 | 0 | 0 | -1 | 0 | 0 |  | 0 | 0 | 0 | 0 | 0 | 0 | 0 | 0 | 0 | 0 | 0 | 0 | 0 | -1 | 0 | 0 | 0 | 0 | 0 | 0 | 0 | 0 | 0 | 0 | 0 | 0 | 0 | 0 | 0 | 0 | 0 |  |  |  |  | 0 | 0 | 0 | 0 | 0 | 0 | 0 | 0 | 0 | 1/1/2038 | 12/31/2099 | TRUE | TCO |  | 2023 |  |  |  | REF | 0 | 0 | Real 2021 ¦ 12/22/2022 3:42:52 PM | 0 | Area 1001 Gas CC 1x1 2038 | 0 |  | 1 | Unit |  | PJM | 0 | 0 | 0.965 | 0 | 0 | 0 | 0 | 0 | 0 | 0 | 0 | 0
1304 | Area 1001 Gas CC 1x1 2039 | ATC | 2023 | AEP-KPCO | 0 | 0 | 0 | 0 | 0 |  | 0 | 0 | 0 | 0 | 0 | 0 | 0 | 0 | -1 | 0 | 0 |  | 0 | 0 | 0 | 0 | 0 | 0 | 0 | 0 | 0 | 0 | 0 | 0 | 0 | -1 | 0 | 0 | 0 | 0 | 0 | 0 | 0 | 0 | 0 | 0 | 0 | 0 | 0 | 0 | 0 | 0 | 0 |  |  |  |  | 0 | 0 | 0 | 0 | 0 | 0 | 0 | 0 | 0 | 1/1/2039 | 12/31/2099 | TRUE | TCO |  | 2023 |  |  |  | REF | 0 | 0 | Real 2021 ¦ 12/22/2022 3:42:52 PM | 0 | Area 1001 Gas CC 1x1 2039 | 0 |  | 1 | Unit |  | PJM | 0 | 0 | 0.965 | 0 | 0 | 0 | 0 | 0 | 0 | 0 | 0 | 0
1305 | Area 1001 Gas CC 1x1 2040 | ATC | 2023 | AEP-KPCO | 0 | 0 | 0 | 0 | 0 |  | 0 | 0 | 0 | 0 | 0 | 0 | 0 | 0 | -1 | 0 | 0 |  | 0 | 0 | 0 | 0 | 0 | 0 | 0 | 0 | 0 | 0 | 0 | 0 | 0 | -1 | 0 | 0 | 0 | 0 | 0 | 0 | 0 | 0 | 0 | 0 | 0 | 0 | 0 | 0 | 0 | 0 | 0 |  |  |  |  | 0 | 0 | 0 | 0 | 0 | 0 | 0 | 0 | 0 | 1/1/2040 | 12/31/2099 | TRUE | TCO |  | 2023 |  |  |  | REF | 0 | 0 | Real 2021 ¦ 12/22/2022 3:42:52 PM | 0 | Area 1001 Gas CC 1x1 2040 | 0 |  | 1 | Unit |  | PJM | 0 | 0 | 0.965 | 0 | 0 | 0 | 0 | 0 | 0 | 0 | 0 | 0
1306 | Area 1001 Gas CC 1x1 2041 | ATC | 2023 | AEP-KPCO | 0 | 0 | 0 | 0 | 0 |  | 0 | 0 | 0 | 0 | 0 | 0 | 0 | 0 | -1 | 0 | 0 |  | 0 | 0 | 0 | 0 | 0 | 0 | 0 | 0 | 0 | 0 | 0 | 0 | 0 | -1 | 0 | 0 | 0 | 0 | 0 | 0 | 0 | 0 | 0 | 0 | 0 | 0 | 0 | 0 | 0 | 0 | 0 |  |  |  |  | 0 | 0 | 0 | 0 | 0 | 0 | 0 | 0 | 0 | 1/1/2041 | 12/31/2099 | TRUE | TCO |  | 2023 |  |  |  | REF | 0 | 0 | Real 2021 ¦ 12/22/2022 3:42:52 PM | 0 | Area 1001 Gas CC 1x1 2041 | 0 |  | 1 | Unit |  | PJM | 0 | 0 | 0.965 | 0 | 0 | 0 | 0 | 0 | 0 | 0 | 0 | 0
1307 | Area 1001 Gas CC 1x1 2042 | ATC | 2023 | AEP-KPCO | 0 | 0 | 0 | 0 | 0 |  | 0 | 0 | 0 | 0 | 0 | 0 | 0 | 0 | -1 | 0 | 0 |  | 0 | 0 | 0 | 0 | 0 | 0 | 0 | 0 | 0 | 0 | 0 | 0 | 0 | -1 | 0 | 0 | 0 | 0 | 0 | 0 | 0 | 0 | 0 | 0 | 0 | 0 | 0 | 0 | 0 | 0 | 0 |  |  |  |  | 0 | 0 | 0 | 0 | 0 | 0 | 0 | 0 | 0 | 1/1/2042 | 12/31/2099 | TRUE | TCO |  | 2023 |  |  |  | REF | 0 | 0 | Real 2021 ¦ 12/22/2022 3:42:52 PM | 0 | Area 1001 Gas CC 1x1 2042 | 0 |  | 1 | Unit |  | PJM | 0 | 0 | 0.965 | 0 | 0 | 0 | 0 | 0 | 0 | 0 | 0 | 0
1308 | Area 1001 Gas CC 1x1 2043 | ATC | 2023 | AEP-KPCO | 0 | 0 | 0 | 0 | 0 |  | 0 | 0 | 0 | 0 | 0 | 0 | 0 | 0 | -1 | 0 | 0 |  | 0 | 0 | 0 | 0 | 0 | 0 | 0 | 0 | 0 | 0 | 0 | 0 | 0 | -1 | 0 | 0 | 0 | 0 | 0 | 0 | 0 | 0 | 0 | 0 | 0 | 0 | 0 | 0 | 0 | 0 | 0 |  |  |  |  | 0 | 0 | 0 | 0 | 0 | 0 | 0 | 0 | 0 | 1/1/2043 | 12/31/2099 | TRUE | TCO |  | 2023 |  |  |  | REF | 0 | 0 | Real 2021 ¦ 12/22/2022 3:42:52 PM | 0 | Area 1001 Gas CC 1x1 2043 | 0 |  | 1 | Unit |  | PJM | 0 | 0 | 0.965 | 0 | 0 | 0 | 0 | 0 | 0 | 0 | 0 | 0
1309 | Area 1001 Gas CT 2023 | ATC | 2023 | AEP-KPCO | 209.578 | 229.1408 | 0 | 38.8526 | 54.764 | 38.1483 | 37.1984 | 28073.5098 | 240 | 26303.2285 | 1770.2826 | 0 | 0 | 3.8596 | -1 | 11064777 | 9905 | 10100.6211 | 9476.4287 | 62.8734 | 125.0519 | 1095455.125 | 1095455.125 | 0 | 6.8151 | 86.9178 | 11064777 | 66520.5078 | 66520.5078 | 0 | 0 | -1 | 0 | 427.4797 | 23 | 41107.0234 | 11.075 | 0.010212 | 0 | 11.0648 | 0 | 0 | 0 | -3770.1921 | 682.3046 | 682.3046 | 0 | 0 | 0 | 0.54574 | 60.7241 | 64.1657 | -3.4417 | 0.38024 | 13.772 | 5.7908 | 0 | 0 | 7614 | 1095455.125 | 0 | 0 | 1/1/2023 | 12/31/2099 | TRUE | TCO |  | 2023 |  |  |  | REF | 0 | 0 | Real 2021 ¦ 12/22/2022 3:42:52 PM | 0 | Area 1001 Gas CT 2023 | 0 |  | 1 | Unit |  | PJM | 228 | 0 | 0.95 | 0 | 0 | 427.4797 | 0 | 1835903.5 | 0 | 41107.0234 | 0 | 0
1310 | Area 1001 Gas CT 2024 | ATC | 2023 | AEP-KPCO | 0 | 0 | 0 | 0 | 0 |  | 0 | 0 | 0 | 0 | 0 | 0 | 0 | 0 | -1 | 0 | 0 |  | 0 | 0 | 0 | 0 | 0 | 0 | 0 | 0 | 0 | 0 | 0 | 0 | 0 | -1 | 0 | 0 | 0 | 0 | 0 | 0 | 0 | 0 | 0 | 0 | 0 | 0 | 0 | 0 | 0 | 0 | 0 |  |  |  |  | 0 | 0 | 0 | 0 | 0 | 0 | 0 | 0 | 0 | 1/1/2024 | 12/31/2099 | TRUE | TCO |  | 2023 |  |  |  | REF | 0 | 0 | Real 2021 ¦ 12/22/2022 3:42:52 PM | 0 | Area 1001 Gas CT 2024 | 0 |  | 1 | Unit |  | PJM | 0 | 0 | 0.95 | 0 | 0 | 0 | 0 | 0 | 0 | 0 | 0 | 0
1311 | Area 1001 Gas CT 2025 | ATC | 2023 | AEP-KPCO | 0 | 0 | 0 | 0 | 0 |  | 0 | 0 | 0 | 0 | 0 | 0 | 0 | 0 | -1 | 0 | 0 |  | 0 | 0 | 0 | 0 | 0 | 0 | 0 | 0 | 0 | 0 | 0 | 0 | 0 | -1 | 0 | 0 | 0 | 0 | 0 | 0 | 0 | 0 | 0 | 0 | 0 | 0 | 0 | 0 | 0 | 0 | 0 |  |  |  |  | 0 | 0 | 0 | 0 | 0 | 0 | 0 | 0 | 0 | 1/1/2025 | 12/31/2099 | TRUE | TCO |  | 2023 |  |  |  | REF | 0 | 0 | Real 2021 ¦ 12/22/2022 3:42:52 PM | 0 | Area 1001 Gas CT 2025 | 0 |  | 1 | Unit |  | PJM | 0 | 0 | 0.95 | 0 | 0 | 0 | 0 | 0 | 0 | 0 | 0 | 0
1312 | Area 1001 Gas CT 2026 | ATC | 2023 | AEP-KPCO | 0 | 0 | 0 | 0 | 0 |  | 0 | 0 | 0 | 0 | 0 | 0 | 0 | 0 | -1 | 0 | 0 |  | 0 | 0 | 0 | 0 | 0 | 0 | 0 | 0 | 0 | 0 | 0 | 0 | 0 | -1 | 0 | 0 | 0 | 0 | 0 | 0 | 0 | 0 | 0 | 0 | 0 | 0 | 0 | 0 | 0 | 0 | 0 |  |  |  |  | 0 | 0 | 0 | 0 | 0 | 0 | 0 | 0 | 0 | 1/1/2026 | 12/31/2099 | TRUE | TCO |  | 2023 |  |  |  | REF | 0 | 0 | Real 2021 ¦ 12/22/2022 3:42:52 PM | 0 | Area 1001 Gas CT 2026 | 0 |  | 1 | Unit |  | PJM | 0 | 0 | 0.95 | 0 | 0 | 0 | 0 | 0 | 0 | 0 | 0 | 0
1313 | Area 1001 Gas CT 2027 | ATC | 2023 | AEP-KPCO | 0 | 0 | 0 | 0 | 0 |  | 0 | 0 | 0 | 0 | 0 | 0 | 0 | 0 | -1 | 0 | 0 |  | 0 | 0 | 0 | 0 | 0 | 0 | 0 | 0 | 0 | 0 | 0 | 0 | 0 | -1 | 0 | 0 | 0 | 0 | 0 | 0 | 0 | 0 | 0 | 0 | 0 | 0 | 0 | 0 | 0 | 0 | 0 |  |  |  |  | 0 | 0 | 0 | 0 | 0 | 0 | 0 | 0 | 0 | 1/1/2027 | 12/31/2099 | TRUE | TCO |  | 2023 |  |  |  | REF | 0 | 0 | Real 2021 ¦ 12/22/2022 3:42:52 PM | 0 | Area 1001 Gas CT 2027 | 0 |  | 1 | Unit |  | PJM | 0 | 0 | 0.95 | 0 | 0 | 0 | 0 | 0 | 0 | 0 | 0 | 0
1314 | Area 1001 Gas CT 2028 | ATC | 2023 | AEP-KPCO | 0 | 0 | 0 | 0 | 0 |  | 0 | 0 | 0 | 0 | 0 | 0 | 0 | 0 | -1 | 0 | 0 |  | 0 | 0 | 0 | 0 | 0 | 0 | 0 | 0 | 0 | 0 | 0 | 0 | 0 | -1 | 0 | 0 | 0 | 0 | 0 | 0 | 0 | 0 | 0 | 0 | 0 | 0 | 0 | 0 | 0 | 0 | 0 |  |  |  |  | 0 | 0 | 0 | 0 | 0 | 0 | 0 | 0 | 0 | 1/1/2028 | 12/31/2099 | TRUE | TCO |  | 2023 |  |  |  | REF | 0 | 0 | Real 2021 ¦ 12/22/2022 3:42:52 PM | 0 | Area 1001 Gas CT 2028 | 0 |  | 1 | Unit |  | PJM | 0 | 0 | 0.95 | 0 | 0 | 0 | 0 | 0 | 0 | 0 | 0 | 0
1315 | Area 1001 Gas CT 2029 | ATC | 2023 | AEP-KPCO | 0 | 0 | 0 | 0 | 0 |  | 0 | 0 | 0 | 0 | 0 | 0 | 0 | 0 | -1 | 0 | 0 |  | 0 | 0 | 0 | 0 | 0 | 0 | 0 | 0 | 0 | 0 | 0 | 0 | 0 | -1 | 0 | 0 | 0 | 0 | 0 | 0 | 0 | 0 | 0 | 0 | 0 | 0 | 0 | 0 | 0 | 0 | 0 |  |  |  |  | 0 | 0 | 0 | 0 | 0 | 0 | 0 | 0 | 0 | 1/1/2029 | 12/31/2099 | TRUE | TCO |  | 2023 |  |  |  | REF | 0 | 0 | Real 2021 ¦ 12/22/2022 3:42:52 PM | 0 | Area 1001 Gas CT 2029 | 0 |  | 1 | Unit |  | PJM | 0 | 0 | 0.95 | 0 | 0 | 0 | 0 | 0 | 0 | 0 | 0 | 0
1316 | Area 1001 Gas CT 2030 | ATC | 2023 | AEP-KPCO | 0 | 0 | 0 | 0 | 0 |  | 0 | 0 | 0 | 0 | 0 | 0 | 0 | 0 | -1 | 0 | 0 |  | 0 | 0 | 0 | 0 | 0 | 0 | 0 | 0 | 0 | 0 | 0 | 0 | 0 | -1 | 0 | 0 | 0 | 0 | 0 | 0 | 0 | 0 | 0 | 0 | 0 | 0 | 0 | 0 | 0 | 0 | 0 |  |  |  |  | 0 | 0 | 0 | 0 | 0 | 0 | 0 | 0 | 0 | 1/1/2030 | 12/31/2099 | TRUE | TCO |  | 2023 |  |  |  | REF | 0 | 0 | Real 2021 ¦ 12/22/2022 3:42:52 PM | 0 | Area 1001 Gas CT 2030 | 0 |  | 1 | Unit |  | PJM | 0 | 0 | 0.95 | 0 | 0 | 0 | 0 | 0 | 0 | 0 | 0 | 0
1317 | Area 1001 Gas CT 2031 | ATC | 2023 | AEP-KPCO | 0 | 0 | 0 | 0 | 0 |  | 0 | 0 | 0 | 0 | 0 | 0 | 0 | 0 | -1 | 0 | 0 |  | 0 | 0 | 0 | 0 | 0 | 0 | 0 | 0 | 0 | 0 | 0 | 0 | 0 | -1 | 0 | 0 | 0 | 0 | 0 | 0 | 0 | 0 | 0 | 0 | 0 | 0 | 0 | 0 | 0 | 0 | 0 |  |  |  |  | 0 | 0 | 0 | 0 | 0 | 0 | 0 | 0 | 0 | 1/1/2031 | 12/31/2099 | TRUE | TCO |  | 2023 |  |  |  | REF | 0 | 0 | Real 2021 ¦ 12/22/2022 3:42:52 PM | 0 | Area 1001 Gas CT 2031 | 0 |  | 1 | Unit |  | PJM | 0 | 0 | 0.95 | 0 | 0 | 0 | 0 | 0 | 0 | 0 | 0 | 0
1318 | Area 1001 Gas CT 2032 | ATC | 2023 | AEP-KPCO | 0 | 0 | 0 | 0 | 0 |  | 0 | 0 | 0 | 0 | 0 | 0 | 0 | 0 | -1 | 0 | 0 |  | 0 | 0 | 0 | 0 | 0 | 0 | 0 | 0 | 0 | 0 | 0 | 0 | 0 | -1 | 0 | 0 | 0 | 0 | 0 | 0 | 0 | 0 | 0 | 0 | 0 | 0 | 0 | 0 | 0 | 0 | 0 |  |  |  |  | 0 | 0 | 0 | 0 | 0 | 0 | 0 | 0 | 0 | 1/1/2032 | 12/31/2099 | TRUE | TCO |  | 2023 |  |  |  | REF | 0 | 0 | Real 2021 ¦ 12/22/2022 3:42:52 PM | 0 | Area 1001 Gas CT 2032 | 0 |  | 1 | Unit |  | PJM | 0 | 0 | 0.95 | 0 | 0 | 0 | 0 | 0 | 0 | 0 | 0 | 0
1319 | Area 1001 Gas CT 2033 | ATC | 2023 | AEP-KPCO | 0 | 0 | 0 | 0 | 0 |  | 0 | 0 | 0 | 0 | 0 | 0 | 0 | 0 | -1 | 0 | 0 |  | 0 | 0 | 0 | 0 | 0 | 0 | 0 | 0 | 0 | 0 | 0 | 0 | 0 | -1 | 0 | 0 | 0 | 0 | 0 | 0 | 0 | 0 | 0 | 0 | 0 | 0 | 0 | 0 | 0 | 0 | 0 |  |  |  |  | 0 | 0 | 0 | 0 | 0 | 0 | 0 | 0 | 0 | 1/1/2033 | 12/31/2099 | TRUE | TCO |  | 2023 |  |  |  | REF | 0 | 0 | Real 2021 ¦ 12/22/2022 3:42:52 PM | 0 | Area 1001 Gas CT 2033 | 0 |  | 1 | Unit |  | PJM | 0 | 0 | 0.95 | 0 | 0 | 0 | 0 | 0 | 0 | 0 | 0 | 0
1320 | Area 1001 Gas CT 2034 | ATC | 2023 | AEP-KPCO | 0 | 0 | 0 | 0 | 0 |  | 0 | 0 | 0 | 0 | 0 | 0 | 0 | 0 | -1 | 0 | 0 |  | 0 | 0 | 0 | 0 | 0 | 0 | 0 | 0 | 0 | 0 | 0 | 0 | 0 | -1 | 0 | 0 | 0 | 0 | 0 | 0 | 0 | 0 | 0 | 0 | 0 | 0 | 0 | 0 | 0 | 0 | 0 |  |  |  |  | 0 | 0 | 0 | 0 | 0 | 0 | 0 | 0 | 0 | 1/1/2034 | 12/31/2099 | TRUE | TCO |  | 2023 |  |  |  | REF | 0 | 0 | Real 2021 ¦ 12/22/2022 3:42:52 PM | 0 | Area 1001 Gas CT 2034 | 0 |  | 1 | Unit |  | PJM | 0 | 0 | 0.95 | 0 | 0 | 0 | 0 | 0 | 0 | 0 | 0 | 0
1321 | Area 1001 Gas CT 2035 | ATC | 2023 | AEP-KPCO | 0 | 0 | 0 | 0 | 0 |  | 0 | 0 | 0 | 0 | 0 | 0 | 0 | 0 | -1 | 0 | 0 |  | 0 | 0 | 0 | 0 | 0 | 0 | 0 | 0 | 0 | 0 | 0 | 0 | 0 | -1 | 0 | 0 | 0 | 0 | 0 | 0 | 0 | 0 | 0 | 0 | 0 | 0 | 0 | 0 | 0 | 0 | 0 |  |  |  |  | 0 | 0 | 0 | 0 | 0 | 0 | 0 | 0 | 0 | 1/1/2035 | 12/31/2099 | TRUE | TCO |  | 2023 |  |  |  | REF | 0 | 0 | Real 2021 ¦ 12/22/2022 3:42:52 PM | 0 | Area 1001 Gas CT 2035 | 0 |  | 1 | Unit |  | PJM | 0 | 0 | 0.95 | 0 | 0 | 0 | 0 | 0 | 0 | 0 | 0 | 0
1322 | Area 1001 Gas CT 2036 | ATC | 2023 | AEP-KPCO | 0 | 0 | 0 | 0 | 0 |  | 0 | 0 | 0 | 0 | 0 | 0 | 0 | 0 | -1 | 0 | 0 |  | 0 | 0 | 0 | 0 | 0 | 0 | 0 | 0 | 0 | 0 | 0 | 0 | 0 | -1 | 0 | 0 | 0 | 0 | 0 | 0 | 0 | 0 | 0 | 0 | 0 | 0 | 0 | 0 | 0 | 0 | 0 |  |  |  |  | 0 | 0 | 0 | 0 | 0 | 0 | 0 | 0 | 0 | 1/1/2036 | 12/31/2099 | TRUE | TCO |  | 2023 |  |  |  | REF | 0 | 0 | Real 2021 ¦ 12/22/2022 3:42:52 PM | 0 | Area 1001 Gas CT 2036 | 0 |  | 1 | Unit |  | PJM | 0 | 0 | 0.95 | 0 | 0 | 0 | 0 | 0 | 0 | 0 | 0 | 0
1323 | Area 1001 Gas CT 2037 | ATC | 2023 | AEP-KPCO | 0 | 0 | 0 | 0 | 0 |  | 0 | 0 | 0 | 0 | 0 | 0 | 0 | 0 | -1 | 0 | 0 |  | 0 | 0 | 0 | 0 | 0 | 0 | 0 | 0 | 0 | 0 | 0 | 0 | 0 | -1 | 0 | 0 | 0 | 0 | 0 | 0 | 0 | 0 | 0 | 0 | 0 | 0 | 0 | 0 | 0 | 0 | 0 |  |  |  |  | 0 | 0 | 0 | 0 | 0 | 0 | 0 | 0 | 0 | 1/1/2037 | 12/31/2099 | TRUE | TCO |  | 2023 |  |  |  | REF | 0 | 0 | Real 2021 ¦ 12/22/2022 3:42:52 PM | 0 | Area 1001 Gas CT 2037 | 0 |  | 1 | Unit |  | PJM | 0 | 0 | 0.95 | 0 | 0 | 0 | 0 | 0 | 0 | 0 | 0 | 0
1324 | Area 1001 Gas CT 2038 | ATC | 2023 | AEP-KPCO | 0 | 0 | 0 | 0 | 0 |  | 0 | 0 | 0 | 0 | 0 | 0 | 0 | 0 | -1 | 0 | 0 |  | 0 | 0 | 0 | 0 | 0 | 0 | 0 | 0 | 0 | 0 | 0 | 0 | 0 | -1 | 0 | 0 | 0 | 0 | 0 | 0 | 0 | 0 | 0 | 0 | 0 | 0 | 0 | 0 | 0 | 0 | 0 |  |  |  |  | 0 | 0 | 0 | 0 | 0 | 0 | 0 | 0 | 0 | 1/1/2038 | 12/31/2099 | TRUE | TCO |  | 2023 |  |  |  | REF | 0 | 0 | Real 2021 ¦ 12/22/2022 3:42:52 PM | 0 | Area 1001 Gas CT 2038 | 0 |  | 1 | Unit |  | PJM | 0 | 0 | 0.95 | 0 | 0 | 0 | 0 | 0 | 0 | 0 | 0 | 0
1325 | Area 1001 Gas CT 2039 | ATC | 2023 | AEP-KPCO | 0 | 0 | 0 | 0 | 0 |  | 0 | 0 | 0 | 0 | 0 | 0 | 0 | 0 | -1 | 0 | 0 |  | 0 | 0 | 0 | 0 | 0 | 0 | 0 | 0 | 0 | 0 | 0 | 0 | 0 | -1 | 0 | 0 | 0 | 0 | 0 | 0 | 0 | 0 | 0 | 0 | 0 | 0 | 0 | 0 | 0 | 0 | 0 |  |  |  |  | 0 | 0 | 0 | 0 | 0 | 0 | 0 | 0 | 0 | 1/1/2039 | 12/31/2099 | TRUE | TCO |  | 2023 |  |  |  | REF | 0 | 0 | Real 2021 ¦ 12/22/2022 3:42:52 PM | 0 | Area 1001 Gas CT 2039 | 0 |  | 1 | Unit |  | PJM | 0 | 0 | 0.95 | 0 | 0 | 0 | 0 | 0 | 0 | 0 | 0 | 0
1326 | Area 1001 Gas CT 2040 | ATC | 2023 | AEP-KPCO | 0 | 0 | 0 | 0 | 0 |  | 0 | 0 | 0 | 0 | 0 | 0 | 0 | 0 | -1 | 0 | 0 |  | 0 | 0 | 0 | 0 | 0 | 0 | 0 | 0 | 0 | 0 | 0 | 0 | 0 | -1 | 0 | 0 | 0 | 0 | 0 | 0 | 0 | 0 | 0 | 0 | 0 | 0 | 0 | 0 | 0 | 0 | 0 |  |  |  |  | 0 | 0 | 0 | 0 | 0 | 0 | 0 | 0 | 0 | 1/1/2040 | 12/31/2099 | TRUE | TCO |  | 2023 |  |  |  | REF | 0 | 0 | Real 2021 ¦ 12/22/2022 3:42:52 PM | 0 | Area 1001 Gas CT 2040 | 0 |  | 1 | Unit |  | PJM | 0 | 0 | 0.95 | 0 | 0 | 0 | 0 | 0 | 0 | 0 | 0 | 0
1327 | Area 1001 Gas CT 2041 | ATC | 2023 | AEP-KPCO | 0 | 0 | 0 | 0 | 0 |  | 0 | 0 | 0 | 0 | 0 | 0 | 0 | 0 | -1 | 0 | 0 |  | 0 | 0 | 0 | 0 | 0 | 0 | 0 | 0 | 0 | 0 | 0 | 0 | 0 | -1 | 0 | 0 | 0 | 0 | 0 | 0 | 0 | 0 | 0 | 0 | 0 | 0 | 0 | 0 | 0 | 0 | 0 |  |  |  |  | 0 | 0 | 0 | 0 | 0 | 0 | 0 | 0 | 0 | 1/1/2041 | 12/31/2099 | TRUE | TCO |  | 2023 |  |  |  | REF | 0 | 0 | Real 2021 ¦ 12/22/2022 3:42:52 PM | 0 | Area 1001 Gas CT 2041 | 0 |  | 1 | Unit |  | PJM | 0 | 0 | 0.95 | 0 | 0 | 0 | 0 | 0 | 0 | 0 | 0 | 0
1328 | Area 1001 Gas CT 2042 | ATC | 2023 | AEP-KPCO | 0 | 0 | 0 | 0 | 0 |  | 0 | 0 | 0 | 0 | 0 | 0 | 0 | 0 | -1 | 0 | 0 |  | 0 | 0 | 0 | 0 | 0 | 0 | 0 | 0 | 0 | 0 | 0 | 0 | 0 | -1 | 0 | 0 | 0 | 0 | 0 | 0 | 0 | 0 | 0 | 0 | 0 | 0 | 0 | 0 | 0 | 0 | 0 |  |  |  |  | 0 | 0 | 0 | 0 | 0 | 0 | 0 | 0 | 0 | 1/1/2042 | 12/31/2099 | TRUE | TCO |  | 2023 |  |  |  | REF | 0 | 0 | Real 2021 ¦ 12/22/2022 3:42:52 PM | 0 | Area 1001 Gas CT 2042 | 0 |  | 1 | Unit |  | PJM | 0 | 0 | 0.95 | 0 | 0 | 0 | 0 | 0 | 0 | 0 | 0 | 0
1329 | Area 1001 Gas CT 2043 | ATC | 2023 | AEP-KPCO | 0 | 0 | 0 | 0 | 0 |  | 0 | 0 | 0 | 0 | 0 | 0 | 0 | 0 | -1 | 0 | 0 |  | 0 | 0 | 0 | 0 | 0 | 0 | 0 | 0 | 0 | 0 | 0 | 0 | 0 | -1 | 0 | 0 | 0 | 0 | 0 | 0 | 0 | 0 | 0 | 0 | 0 | 0 | 0 | 0 | 0 | 0 | 0 |  |  |  |  | 0 | 0 | 0 | 0 | 0 | 0 | 0 | 0 | 0 | 1/1/2043 | 12/31/2099 | TRUE | TCO |  | 2023 |  |  |  | REF | 0 | 0 | Real 2021 ¦ 12/22/2022 3:42:52 PM | 0 | Area 1001 Gas CT 2043 | 0 |  | 1 | Unit |  | PJM | 0 | 0 | 0.95 | 0 | 0 | 0 | 0 | 0 | 0 | 0 | 0 | 0
1330 | Area 1001 Gas Aero CT 2023 | ATC | 2023 | AEP-KPCO | 91.6904 | 100.2491 | 0 | 40.1348 | 56.4317 | 41.5151 | 38.4807 | 20275.6797 | 105 | 18478.1504 | 1797.5304 | 0 | 0 | 3.8596 | -1 | 3051438.75 | 9124 | 9647.377 | 8695.4287 | 27.5071 | 36.107 | 316297.2188 | 316297.2188 | 0 | 36.1986 | 87.5457 | 3051438.75 | 19135.9648 | 19135.9648 | 0 | 0 | -1 | 0 | 90.6667 | 42 | 11575.0049 | 19.878 | 0.0029176 | 0 | 19.8751 | 0 | 0 | 0 | -14361.498 | 1556.0122 | 1556.0122 | 0 | 0 | 0 | 0.36017 | 60.4999 | 105.905 | -45.4051 | 0.098676 | 6.0252 | 2.5335 | 0 | 0 | 7669 | 316297.2188 | 0 | 0 | 1/1/2023 | 12/31/2099 | TRUE | TCO |  | 2023 |  |  |  | REF | 0 | 0 | Real 2021 ¦ 12/22/2022 3:42:52 PM | 0 | Area 1001 Gas Aero CT 2023 | 0 |  | 1 | Unit |  | PJM | 99.75 | 0 | 0.95 | 0 | 0 | 90.6667 | 0 | 803207.75 | 0 | 11575.0049 | 0 | 0
1331 | Area 1001 Gas Aero CT 2024 | ATC | 2023 | AEP-KPCO | 0 | 0 | 0 | 0 | 0 |  | 0 | 0 | 0 | 0 | 0 | 0 | 0 | 0 | -1 | 0 | 0 |  | 0 | 0 | 0 | 0 | 0 | 0 | 0 | 0 | 0 | 0 | 0 | 0 | 0 | -1 | 0 | 0 | 0 | 0 | 0 | 0 | 0 | 0 | 0 | 0 | 0 | 0 | 0 | 0 | 0 | 0 | 0 |  |  |  |  | 0 | 0 | 0 | 0 | 0 | 0 | 0 | 0 | 0 | 1/1/2024 | 12/31/2099 | TRUE | TCO |  | 2023 |  |  |  | REF | 0 | 0 | Real 2021 ¦ 12/22/2022 3:42:52 PM | 0 | Area 1001 Gas Aero CT 2024 | 0 |  | 1 | Unit |  | PJM | 0 | 0 | 0.95 | 0 | 0 | 0 | 0 | 0 | 0 | 0 | 0 | 0
1332 | Area 1001 Gas Aero CT 2025 | ATC | 2023 | AEP-KPCO | 0 | 0 | 0 | 0 | 0 |  | 0 | 0 | 0 | 0 | 0 | 0 | 0 | 0 | -1 | 0 | 0 |  | 0 | 0 | 0 | 0 | 0 | 0 | 0 | 0 | 0 | 0 | 0 | 0 | 0 | -1 | 0 | 0 | 0 | 0 | 0 | 0 | 0 | 0 | 0 | 0 | 0 | 0 | 0 | 0 | 0 | 0 | 0 |  |  |  |  | 0 | 0 | 0 | 0 | 0 | 0 | 0 | 0 | 0 | 1/1/2025 | 12/31/2099 | TRUE | TCO |  | 2023 |  |  |  | REF | 0 | 0 | Real 2021 ¦ 12/22/2022 3:42:52 PM | 0 | Area 1001 Gas Aero CT 2025 | 0 |  | 1 | Unit |  | PJM | 0 | 0 | 0.95 | 0 | 0 | 0 | 0 | 0 | 0 | 0 | 0 | 0
1333 | Area 1001 Gas Aero CT 2026 | ATC | 2023 | AEP-KPCO | 0 | 0 | 0 | 0 | 0 |  | 0 | 0 | 0 | 0 | 0 | 0 | 0 | 0 | -1 | 0 | 0 |  | 0 | 0 | 0 | 0 | 0 | 0 | 0 | 0 | 0 | 0 | 0 | 0 | 0 | -1 | 0 | 0 | 0 | 0 | 0 | 0 | 0 | 0 | 0 | 0 | 0 | 0 | 0 | 0 | 0 | 0 | 0 |  |  |  |  | 0 | 0 | 0 | 0 | 0 | 0 | 0 | 0 | 0 | 1/1/2026 | 12/31/2099 | TRUE | TCO |  | 2023 |  |  |  | REF | 0 | 0 | Real 2021 ¦ 12/22/2022 3:42:52 PM | 0 | Area 1001 Gas Aero CT 2026 | 0 |  | 1 | Unit |  | PJM | 0 | 0 | 0.95 | 0 | 0 | 0 | 0 | 0 | 0 | 0 | 0 | 0
1334 | Area 1001 Gas Aero CT 2027 | ATC | 2023 | AEP-KPCO | 0 | 0 | 0 | 0 | 0 |  | 0 | 0 | 0 | 0 | 0 | 0 | 0 | 0 | -1 | 0 | 0 |  | 0 | 0 | 0 | 0 | 0 | 0 | 0 | 0 | 0 | 0 | 0 | 0 | 0 | -1 | 0 | 0 | 0 | 0 | 0 | 0 | 0 | 0 | 0 | 0 | 0 | 0 | 0 | 0 | 0 | 0 | 0 |  |  |  |  | 0 | 0 | 0 | 0 | 0 | 0 | 0 | 0 | 0 | 1/1/2027 | 12/31/2099 | TRUE | TCO |  | 2023 |  |  |  | REF | 0 | 0 | Real 2021 ¦ 12/22/2022 3:42:52 PM | 0 | Area 1001 Gas Aero CT 2027 | 0 |  | 1 | Unit |  | PJM | 0 | 0 | 0.95 | 0 | 0 | 0 | 0 | 0 | 0 | 0 | 0 | 0
1335 | Area 1001 Gas Aero CT 2028 | ATC | 2023 | AEP-KPCO | 0 | 0 | 0 | 0 | 0 |  | 0 | 0 | 0 | 0 | 0 | 0 | 0 | 0 | -1 | 0 | 0 |  | 0 | 0 | 0 | 0 | 0 | 0 | 0 | 0 | 0 | 0 | 0 | 0 | 0 | -1 | 0 | 0 | 0 | 0 | 0 | 0 | 0 | 0 | 0 | 0 | 0 | 0 | 0 | 0 | 0 | 0 | 0 |  |  |  |  | 0 | 0 | 0 | 0 | 0 | 0 | 0 | 0 | 0 | 1/1/2028 | 12/31/2099 | TRUE | TCO |  | 2023 |  |  |  | REF | 0 | 0 | Real 2021 ¦ 12/22/2022 3:42:52 PM | 0 | Area 1001 Gas Aero CT 2028 | 0 |  | 1 | Unit |  | PJM | 0 | 0 | 0.95 | 0 | 0 | 0 | 0 | 0 | 0 | 0 | 0 | 0
1336 | Area 1001 Gas Aero CT 2029 | ATC | 2023 | AEP-KPCO | 0 | 0 | 0 | 0 | 0 |  | 0 | 0 | 0 | 0 | 0 | 0 | 0 | 0 | -1 | 0 | 0 |  | 0 | 0 | 0 | 0 | 0 | 0 | 0 | 0 | 0 | 0 | 0 | 0 | 0 | -1 | 0 | 0 | 0 | 0 | 0 | 0 | 0 | 0 | 0 | 0 | 0 | 0 | 0 | 0 | 0 | 0 | 0 |  |  |  |  | 0 | 0 | 0 | 0 | 0 | 0 | 0 | 0 | 0 | 1/1/2029 | 12/31/2099 | TRUE | TCO |  | 2023 |  |  |  | REF | 0 | 0 | Real 2021 ¦ 12/22/2022 3:42:52 PM | 0 | Area 1001 Gas Aero CT 2029 | 0 |  | 1 | Unit |  | PJM | 0 | 0 | 0.95 | 0 | 0 | 0 | 0 | 0 | 0 | 0 | 0 | 0
1337 | Area 1001 Gas Aero CT 2030 | ATC | 2023 | AEP-KPCO | 0 | 0 | 0 | 0 | 0 |  | 0 | 0 | 0 | 0 | 0 | 0 | 0 | 0 | -1 | 0 | 0 |  | 0 | 0 | 0 | 0 | 0 | 0 | 0 | 0 | 0 | 0 | 0 | 0 | 0 | -1 | 0 | 0 | 0 | 0 | 0 | 0 | 0 | 0 | 0 | 0 | 0 | 0 | 0 | 0 | 0 | 0 | 0 |  |  |  |  | 0 | 0 | 0 | 0 | 0 | 0 | 0 | 0 | 0 | 1/1/2030 | 12/31/2099 | TRUE | TCO |  | 2023 |  |  |  | REF | 0 | 0 | Real 2021 ¦ 12/22/2022 3:42:52 PM | 0 | Area 1001 Gas Aero CT 2030 | 0 |  | 1 | Unit |  | PJM | 0 | 0 | 0.95 | 0 | 0 | 0 | 0 | 0 | 0 | 0 | 0 | 0
1338 | Area 1001 Gas Aero CT 2031 | ATC | 2023 | AEP-KPCO | 0 | 0 | 0 | 0 | 0 |  | 0 | 0 | 0 | 0 | 0 | 0 | 0 | 0 | -1 | 0 | 0 |  | 0 | 0 | 0 | 0 | 0 | 0 | 0 | 0 | 0 | 0 | 0 | 0 | 0 | -1 | 0 | 0 | 0 | 0 | 0 | 0 | 0 | 0 | 0 | 0 | 0 | 0 | 0 | 0 | 0 | 0 | 0 |  |  |  |  | 0 | 0 | 0 | 0 | 0 | 0 | 0 | 0 | 0 | 1/1/2031 | 12/31/2099 | TRUE | TCO |  | 2023 |  |  |  | REF | 0 | 0 | Real 2021 ¦ 12/22/2022 3:42:52 PM | 0 | Area 1001 Gas Aero CT 2031 | 0 |  | 1 | Unit |  | PJM | 0 | 0 | 0.95 | 0 | 0 | 0 | 0 | 0 | 0 | 0 | 0 | 0
1339 | Area 1001 Gas Aero CT 2032 | ATC | 2023 | AEP-KPCO | 0 | 0 | 0 | 0 | 0 |  | 0 | 0 | 0 | 0 | 0 | 0 | 0 | 0 | -1 | 0 | 0 |  | 0 | 0 | 0 | 0 | 0 | 0 | 0 | 0 | 0 | 0 | 0 | 0 | 0 | -1 | 0 | 0 | 0 | 0 | 0 | 0 | 0 | 0 | 0 | 0 | 0 | 0 | 0 | 0 | 0 | 0 | 0 |  |  |  |  | 0 | 0 | 0 | 0 | 0 | 0 | 0 | 0 | 0 | 1/1/2032 | 12/31/2099 | TRUE | TCO |  | 2023 |  |  |  | REF | 0 | 0 | Real 2021 ¦ 12/22/2022 3:42:52 PM | 0 | Area 1001 Gas Aero CT 2032 | 0 |  | 1 | Unit |  | PJM | 0 | 0 | 0.95 | 0 | 0 | 0 | 0 | 0 | 0 | 0 | 0 | 0
1340 | Area 1001 Gas Aero CT 2033 | ATC | 2023 | AEP-KPCO | 0 | 0 | 0 | 0 | 0 |  | 0 | 0 | 0 | 0 | 0 | 0 | 0 | 0 | -1 | 0 | 0 |  | 0 | 0 | 0 | 0 | 0 | 0 | 0 | 0 | 0 | 0 | 0 | 0 | 0 | -1 | 0 | 0 | 0 | 0 | 0 | 0 | 0 | 0 | 0 | 0 | 0 | 0 | 0 | 0 | 0 | 0 | 0 |  |  |  |  | 0 | 0 | 0 | 0 | 0 | 0 | 0 | 0 | 0 | 1/1/2033 | 12/31/2099 | TRUE | TCO |  | 2023 |  |  |  | REF | 0 | 0 | Real 2021 ¦ 12/22/2022 3:42:52 PM | 0 | Area 1001 Gas Aero CT 2033 | 0 |  | 1 | Unit |  | PJM | 0 | 0 | 0.95 | 0 | 0 | 0 | 0 | 0 | 0 | 0 | 0 | 0
1341 | Area 1001 Gas Aero CT 2034 | ATC | 2023 | AEP-KPCO | 0 | 0 | 0 | 0 | 0 |  | 0 | 0 | 0 | 0 | 0 | 0 | 0 | 0 | -1 | 0 | 0 |  | 0 | 0 | 0 | 0 | 0 | 0 | 0 | 0 | 0 | 0 | 0 | 0 | 0 | -1 | 0 | 0 | 0 | 0 | 0 | 0 | 0 | 0 | 0 | 0 | 0 | 0 | 0 | 0 | 0 | 0 | 0 |  |  |  |  | 0 | 0 | 0 | 0 | 0 | 0 | 0 | 0 | 0 | 1/1/2034 | 12/31/2099 | TRUE | TCO |  | 2023 |  |  |  | REF | 0 | 0 | Real 2021 ¦ 12/22/2022 3:42:52 PM | 0 | Area 1001 Gas Aero CT 2034 | 0 |  | 1 | Unit |  | PJM | 0 | 0 | 0.95 | 0 | 0 | 0 | 0 | 0 | 0 | 0 | 0 | 0
1342 | Area 1001 Gas Aero CT 2035 | ATC | 2023 | AEP-KPCO | 0 | 0 | 0 | 0 | 0 |  | 0 | 0 | 0 | 0 | 0 | 0 | 0 | 0 | -1 | 0 | 0 |  | 0 | 0 | 0 | 0 | 0 | 0 | 0 | 0 | 0 | 0 | 0 | 0 | 0 | -1 | 0 | 0 | 0 | 0 | 0 | 0 | 0 | 0 | 0 | 0 | 0 | 0 | 0 | 0 | 0 | 0 | 0 |  |  |  |  | 0 | 0 | 0 | 0 | 0 | 0 | 0 | 0 | 0 | 1/1/2035 | 12/31/2099 | TRUE | TCO |  | 2023 |  |  |  | REF | 0 | 0 | Real 2021 ¦ 12/22/2022 3:42:52 PM | 0 | Area 1001 Gas Aero CT 2035 | 0 |  | 1 | Unit |  | PJM | 0 | 0 | 0.95 | 0 | 0 | 0 | 0 | 0 | 0 | 0 | 0 | 0
1343 | Area 1001 Gas Aero CT 2036 | ATC | 2023 | AEP-KPCO | 0 | 0 | 0 | 0 | 0 |  | 0 | 0 | 0 | 0 | 0 | 0 | 0 | 0 | -1 | 0 | 0 |  | 0 | 0 | 0 | 0 | 0 | 0 | 0 | 0 | 0 | 0 | 0 | 0 | 0 | -1 | 0 | 0 | 0 | 0 | 0 | 0 | 0 | 0 | 0 | 0 | 0 | 0 | 0 | 0 | 0 | 0 | 0 |  |  |  |  | 0 | 0 | 0 | 0 | 0 | 0 | 0 | 0 | 0 | 1/1/2036 | 12/31/2099 | TRUE | TCO |  | 2023 |  |  |  | REF | 0 | 0 | Real 2021 ¦ 12/22/2022 3:42:52 PM | 0 | Area 1001 Gas Aero CT 2036 | 0 |  | 1 | Unit |  | PJM | 0 | 0 | 0.95 | 0 | 0 | 0 | 0 | 0 | 0 | 0 | 0 | 0
1344 | Area 1001 Gas Aero CT 2037 | ATC | 2023 | AEP-KPCO | 0 | 0 | 0 | 0 | 0 |  | 0 | 0 | 0 | 0 | 0 | 0 | 0 | 0 | -1 | 0 | 0 |  | 0 | 0 | 0 | 0 | 0 | 0 | 0 | 0 | 0 | 0 | 0 | 0 | 0 | -1 | 0 | 0 | 0 | 0 | 0 | 0 | 0 | 0 | 0 | 0 | 0 | 0 | 0 | 0 | 0 | 0 | 0 |  |  |  |  | 0 | 0 | 0 | 0 | 0 | 0 | 0 | 0 | 0 | 1/1/2037 | 12/31/2099 | TRUE | TCO |  | 2023 |  |  |  | REF | 0 | 0 | Real 2021 ¦ 12/22/2022 3:42:52 PM | 0 | Area 1001 Gas Aero CT 2037 | 0 |  | 1 | Unit |  | PJM | 0 | 0 | 0.95 | 0 | 0 | 0 | 0 | 0 | 0 | 0 | 0 | 0
1345 | Area 1001 Gas Aero CT 2038 | ATC | 2023 | AEP-KPCO | 0 | 0 | 0 | 0 | 0 |  | 0 | 0 | 0 | 0 | 0 | 0 | 0 | 0 | -1 | 0 | 0 |  | 0 | 0 | 0 | 0 | 0 | 0 | 0 | 0 | 0 | 0 | 0 | 0 | 0 | -1 | 0 | 0 | 0 | 0 | 0 | 0 | 0 | 0 | 0 | 0 | 0 | 0 | 0 | 0 | 0 | 0 | 0 |  |  |  |  | 0 | 0 | 0 | 0 | 0 | 0 | 0 | 0 | 0 | 1/1/2038 | 12/31/2099 | TRUE | TCO |  | 2023 |  |  |  | REF | 0 | 0 | Real 2021 ¦ 12/22/2022 3:42:52 PM | 0 | Area 1001 Gas Aero CT 2038 | 0 |  | 1 | Unit |  | PJM | 0 | 0 | 0.95 | 0 | 0 | 0 | 0 | 0 | 0 | 0 | 0 | 0
1346 | Area 1001 Gas Aero CT 2039 | ATC | 2023 | AEP-KPCO | 0 | 0 | 0 | 0 | 0 |  | 0 | 0 | 0 | 0 | 0 | 0 | 0 | 0 | -1 | 0 | 0 |  | 0 | 0 | 0 | 0 | 0 | 0 | 0 | 0 | 0 | 0 | 0 | 0 | 0 | -1 | 0 | 0 | 0 | 0 | 0 | 0 | 0 | 0 | 0 | 0 | 0 | 0 | 0 | 0 | 0 | 0 | 0 |  |  |  |  | 0 | 0 | 0 | 0 | 0 | 0 | 0 | 0 | 0 | 1/1/2039 | 12/31/2099 | TRUE | TCO |  | 2023 |  |  |  | REF | 0 | 0 | Real 2021 ¦ 12/22/2022 3:42:52 PM | 0 | Area 1001 Gas Aero CT 2039 | 0 |  | 1 | Unit |  | PJM | 0 | 0 | 0.95 | 0 | 0 | 0 | 0 | 0 | 0 | 0 | 0 | 0
1347 | Area 1001 Gas Aero CT 2040 | ATC | 2023 | AEP-KPCO | 0 | 0 | 0 | 0 | 0 |  | 0 | 0 | 0 | 0 | 0 | 0 | 0 | 0 | -1 | 0 | 0 |  | 0 | 0 | 0 | 0 | 0 | 0 | 0 | 0 | 0 | 0 | 0 | 0 | 0 | -1 | 0 | 0 | 0 | 0 | 0 | 0 | 0 | 0 | 0 | 0 | 0 | 0 | 0 | 0 | 0 | 0 | 0 |  |  |  |  | 0 | 0 | 0 | 0 | 0 | 0 | 0 | 0 | 0 | 1/1/2040 | 12/31/2099 | TRUE | TCO |  | 2023 |  |  |  | REF | 0 | 0 | Real 2021 ¦ 12/22/2022 3:42:52 PM | 0 | Area 1001 Gas Aero CT 2040 | 0 |  | 1 | Unit |  | PJM | 0 | 0 | 0.95 | 0 | 0 | 0 | 0 | 0 | 0 | 0 | 0 | 0
1348 | Area 1001 Gas Aero CT 2041 | ATC | 2023 | AEP-KPCO | 0 | 0 | 0 | 0 | 0 |  | 0 | 0 | 0 | 0 | 0 | 0 | 0 | 0 | -1 | 0 | 0 |  | 0 | 0 | 0 | 0 | 0 | 0 | 0 | 0 | 0 | 0 | 0 | 0 | 0 | -1 | 0 | 0 | 0 | 0 | 0 | 0 | 0 | 0 | 0 | 0 | 0 | 0 | 0 | 0 | 0 | 0 | 0 |  |  |  |  | 0 | 0 | 0 | 0 | 0 | 0 | 0 | 0 | 0 | 1/1/2041 | 12/31/2099 | TRUE | TCO |  | 2023 |  |  |  | REF | 0 | 0 | Real 2021 ¦ 12/22/2022 3:42:52 PM | 0 | Area 1001 Gas Aero CT 2041 | 0 |  | 1 | Unit |  | PJM | 0 | 0 | 0.95 | 0 | 0 | 0 | 0 | 0 | 0 | 0 | 0 | 0
1349 | Area 1001 Gas Aero CT 2042 | ATC | 2023 | AEP-KPCO | 0 | 0 | 0 | 0 | 0 |  | 0 | 0 | 0 | 0 | 0 | 0 | 0 | 0 | -1 | 0 | 0 |  | 0 | 0 | 0 | 0 | 0 | 0 | 0 | 0 | 0 | 0 | 0 | 0 | 0 | -1 | 0 | 0 | 0 | 0 | 0 | 0 | 0 | 0 | 0 | 0 | 0 | 0 | 0 | 0 | 0 | 0 | 0 |  |  |  |  | 0 | 0 | 0 | 0 | 0 | 0 | 0 | 0 | 0 | 1/1/2042 | 12/31/2099 | TRUE | TCO |  | 2023 |  |  |  | REF | 0 | 0 | Real 2021 ¦ 12/22/2022 3:42:52 PM | 0 | Area 1001 Gas Aero CT 2042 | 0 |  | 1 | Unit |  | PJM | 0 | 0 | 0.95 | 0 | 0 | 0 | 0 | 0 | 0 | 0 | 0 | 0
1350 | Area 1001 Gas Aero CT 2043 | ATC | 2023 | AEP-KPCO | 0 | 0 | 0 | 0 | 0 |  | 0 | 0 | 0 | 0 | 0 | 0 | 0 | 0 | -1 | 0 | 0 |  | 0 | 0 | 0 | 0 | 0 | 0 | 0 | 0 | 0 | 0 | 0 | 0 | 0 | -1 | 0 | 0 | 0 | 0 | 0 | 0 | 0 | 0 | 0 | 0 | 0 | 0 | 0 | 0 | 0 | 0 | 0 |  |  |  |  | 0 | 0 | 0 | 0 | 0 | 0 | 0 | 0 | 0 | 1/1/2043 | 12/31/2099 | TRUE | TCO |  | 2023 |  |  |  | REF | 0 | 0 | Real 2021 ¦ 12/22/2022 3:42:52 PM | 0 | Area 1001 Gas Aero CT 2043 | 0 |  | 1 | Unit |  | PJM | 0 | 0 | 0.95 | 0 | 0 | 0 | 0 | 0 | 0 | 0 | 0 | 0
1351 | Area 1001 Gas IC 2023 | ATC | 2023 | AEP-KPCO | 19.2095 | 21 | 0 | 37.9803 | 38.1425 | 38.0031 | 36.3261 | 7694.1235 | 21 | 6918.4688 | 775.6546 | 0 | 0 | 3.8596 | -1 | 1296439.5 | 8295 | 8315.3027 | 7866.4287 | 5.7628 | 17.798 | 155910.0781 | 155910.0781 | 0 | 6.3242 | 96.9863 | 1296439.5 | 8945.8965 | 8945.8965 | 0 | 0 | -1 | 0 | 0 | 31 | 4995.0845 | 0.73629 | 0.017818 | 0 | 0.71847 | 0 | 0 | 0 | -4673.2905 | 929.9388 | 929.9388 | 0 | 0 | 0 | 0.84752 | 57.3786 | 87.3528 | -29.9743 | 0.040061 | 1.2641 | 0.52644 | 0 | 0 | 8496 | 155910.0781 | 0 | 0 | 1/1/2023 | 12/31/2099 | TRUE | TCO |  | 2023 |  |  |  | REF | 0 | 0 | Real 2021 ¦ 12/22/2022 3:42:52 PM | 0 | Area 1001 Gas IC 2023 | 0 |  | 1 | Unit |  | PJM | 19.95 | 0 | 0.95 | 0 | 0 | 0 | 0 | 168275.0156 | 0 | 4995.0845 | 0 | 0
1352 | Area 1001 Gas IC 2024 | ATC | 2023 | AEP-KPCO | 0 | 0 | 0 | 0 | 0 |  | 0 | 0 | 0 | 0 | 0 | 0 | 0 | 0 | -1 | 0 | 0 |  | 0 | 0 | 0 | 0 | 0 | 0 | 0 | 0 | 0 | 0 | 0 | 0 | 0 | -1 | 0 | 0 | 0 | 0 | 0 | 0 | 0 | 0 | 0 | 0 | 0 | 0 | 0 | 0 | 0 | 0 | 0 |  |  |  |  | 0 | 0 | 0 | 0 | 0 | 0 | 0 | 0 | 0 | 1/1/2024 | 12/31/2099 | TRUE | TCO |  | 2023 |  |  |  | REF | 0 | 0 | Real 2021 ¦ 12/22/2022 3:42:52 PM | 0 | Area 1001 Gas IC 2024 | 0 |  | 1 | Unit |  | PJM | 0 | 0 | 0.95 | 0 | 0 | 0 | 0 | 0 | 0 | 0 | 0 | 0
1353 | Area 1001 Gas IC 2025 | ATC | 2023 | AEP-KPCO | 0 | 0 | 0 | 0 | 0 |  | 0 | 0 | 0 | 0 | 0 | 0 | 0 | 0 | -1 | 0 | 0 |  | 0 | 0 | 0 | 0 | 0 | 0 | 0 | 0 | 0 | 0 | 0 | 0 | 0 | -1 | 0 | 0 | 0 | 0 | 0 | 0 | 0 | 0 | 0 | 0 | 0 | 0 | 0 | 0 | 0 | 0 | 0 |  |  |  |  | 0 | 0 | 0 | 0 | 0 | 0 | 0 | 0 | 0 | 1/1/2025 | 12/31/2099 | TRUE | TCO |  | 2023 |  |  |  | REF | 0 | 0 | Real 2021 ¦ 12/22/2022 3:42:52 PM | 0 | Area 1001 Gas IC 2025 | 0 |  | 1 | Unit |  | PJM | 0 | 0 | 0.95 | 0 | 0 | 0 | 0 | 0 | 0 | 0 | 0 | 0
1354 | Area 1001 Gas IC 2026 | ATC | 2023 | AEP-KPCO | 0 | 0 | 0 | 0 | 0 |  | 0 | 0 | 0 | 0 | 0 | 0 | 0 | 0 | -1 | 0 | 0 |  | 0 | 0 | 0 | 0 | 0 | 0 | 0 | 0 | 0 | 0 | 0 | 0 | 0 | -1 | 0 | 0 | 0 | 0 | 0 | 0 | 0 | 0 | 0 | 0 | 0 | 0 | 0 | 0 | 0 | 0 | 0 |  |  |  |  | 0 | 0 | 0 | 0 | 0 | 0 | 0 | 0 | 0 | 1/1/2026 | 12/31/2099 | TRUE | TCO |  | 2023 |  |  |  | REF | 0 | 0 | Real 2021 ¦ 12/22/2022 3:42:52 PM | 0 | Area 1001 Gas IC 2026 | 0 |  | 1 | Unit |  | PJM | 0 | 0 | 0.95 | 0 | 0 | 0 | 0 | 0 | 0 | 0 | 0 | 0
1355 | Area 1001 Gas IC 2027 | ATC | 2023 | AEP-KPCO | 0 | 0 | 0 | 0 | 0 |  | 0 | 0 | 0 | 0 | 0 | 0 | 0 | 0 | -1 | 0 | 0 |  | 0 | 0 | 0 | 0 | 0 | 0 | 0 | 0 | 0 | 0 | 0 | 0 | 0 | -1 | 0 | 0 | 0 | 0 | 0 | 0 | 0 | 0 | 0 | 0 | 0 | 0 | 0 | 0 | 0 | 0 | 0 |  |  |  |  | 0 | 0 | 0 | 0 | 0 | 0 | 0 | 0 | 0 | 1/1/2027 | 12/31/2099 | TRUE | TCO |  | 2023 |  |  |  | REF | 0 | 0 | Real 2021 ¦ 12/22/2022 3:42:52 PM | 0 | Area 1001 Gas IC 2027 | 0 |  | 1 | Unit |  | PJM | 0 | 0 | 0.95 | 0 | 0 | 0 | 0 | 0 | 0 | 0 | 0 | 0
1356 | Area 1001 Gas IC 2028 | ATC | 2023 | AEP-KPCO | 0 | 0 | 0 | 0 | 0 |  | 0 | 0 | 0 | 0 | 0 | 0 | 0 | 0 | -1 | 0 | 0 |  | 0 | 0 | 0 | 0 | 0 | 0 | 0 | 0 | 0 | 0 | 0 | 0 | 0 | -1 | 0 | 0 | 0 | 0 | 0 | 0 | 0 | 0 | 0 | 0 | 0 | 0 | 0 | 0 | 0 | 0 | 0 |  |  |  |  | 0 | 0 | 0 | 0 | 0 | 0 | 0 | 0 | 0 | 1/1/2028 | 12/31/2099 | TRUE | TCO |  | 2023 |  |  |  | REF | 0 | 0 | Real 2021 ¦ 12/22/2022 3:42:52 PM | 0 | Area 1001 Gas IC 2028 | 0 |  | 1 | Unit |  | PJM | 0 | 0 | 0.95 | 0 | 0 | 0 | 0 | 0 | 0 | 0 | 0 | 0
1357 | Area 1001 Gas IC 2029 | ATC | 2023 | AEP-KPCO | 0 | 0 | 0 | 0 | 0 |  | 0 | 0 | 0 | 0 | 0 | 0 | 0 | 0 | -1 | 0 | 0 |  | 0 | 0 | 0 | 0 | 0 | 0 | 0 | 0 | 0 | 0 | 0 | 0 | 0 | -1 | 0 | 0 | 0 | 0 | 0 | 0 | 0 | 0 | 0 | 0 | 0 | 0 | 0 | 0 | 0 | 0 | 0 |  |  |  |  | 0 | 0 | 0 | 0 | 0 | 0 | 0 | 0 | 0 | 1/1/2029 | 12/31/2099 | TRUE | TCO |  | 2023 |  |  |  | REF | 0 | 0 | Real 2021 ¦ 12/22/2022 3:42:52 PM | 0 | Area 1001 Gas IC 2029 | 0 |  | 1 | Unit |  | PJM | 0 | 0 | 0.95 | 0 | 0 | 0 | 0 | 0 | 0 | 0 | 0 | 0
1358 | Area 1001 Gas IC 2030 | ATC | 2023 | AEP-KPCO | 0 | 0 | 0 | 0 | 0 |  | 0 | 0 | 0 | 0 | 0 | 0 | 0 | 0 | -1 | 0 | 0 |  | 0 | 0 | 0 | 0 | 0 | 0 | 0 | 0 | 0 | 0 | 0 | 0 | 0 | -1 | 0 | 0 | 0 | 0 | 0 | 0 | 0 | 0 | 0 | 0 | 0 | 0 | 0 | 0 | 0 | 0 | 0 |  |  |  |  | 0 | 0 | 0 | 0 | 0 | 0 | 0 | 0 | 0 | 1/1/2030 | 12/31/2099 | TRUE | TCO |  | 2023 |  |  |  | REF | 0 | 0 | Real 2021 ¦ 12/22/2022 3:42:52 PM | 0 | Area 1001 Gas IC 2030 | 0 |  | 1 | Unit |  | PJM | 0 | 0 | 0.95 | 0 | 0 | 0 | 0 | 0 | 0 | 0 | 0 | 0
1359 | Area 1001 Gas IC 2031 | ATC | 2023 | AEP-KPCO | 0 | 0 | 0 | 0 | 0 |  | 0 | 0 | 0 | 0 | 0 | 0 | 0 | 0 | -1 | 0 | 0 |  | 0 | 0 | 0 | 0 | 0 | 0 | 0 | 0 | 0 | 0 | 0 | 0 | 0 | -1 | 0 | 0 | 0 | 0 | 0 | 0 | 0 | 0 | 0 | 0 | 0 | 0 | 0 | 0 | 0 | 0 | 0 |  |  |  |  | 0 | 0 | 0 | 0 | 0 | 0 | 0 | 0 | 0 | 1/1/2031 | 12/31/2099 | TRUE | TCO |  | 2023 |  |  |  | REF | 0 | 0 | Real 2021 ¦ 12/22/2022 3:42:52 PM | 0 | Area 1001 Gas IC 2031 | 0 |  | 1 | Unit |  | PJM | 0 | 0 | 0.95 | 0 | 0 | 0 | 0 | 0 | 0 | 0 | 0 | 0
1360 | Area 1001 Gas IC 2032 | ATC | 2023 | AEP-KPCO | 0 | 0 | 0 | 0 | 0 |  | 0 | 0 | 0 | 0 | 0 | 0 | 0 | 0 | -1 | 0 | 0 |  | 0 | 0 | 0 | 0 | 0 | 0 | 0 | 0 | 0 | 0 | 0 | 0 | 0 | -1 | 0 | 0 | 0 | 0 | 0 | 0 | 0 | 0 | 0 | 0 | 0 | 0 | 0 | 0 | 0 | 0 | 0 |  |  |  |  | 0 | 0 | 0 | 0 | 0 | 0 | 0 | 0 | 0 | 1/1/2032 | 12/31/2099 | TRUE | TCO |  | 2023 |  |  |  | REF | 0 | 0 | Real 2021 ¦ 12/22/2022 3:42:52 PM | 0 | Area 1001 Gas IC 2032 | 0 |  | 1 | Unit |  | PJM | 0 | 0 | 0.95 | 0 | 0 | 0 | 0 | 0 | 0 | 0 | 0 | 0
1361 | Area 1001 Gas IC 2033 | ATC | 2023 | AEP-KPCO | 0 | 0 | 0 | 0 | 0 |  | 0 | 0 | 0 | 0 | 0 | 0 | 0 | 0 | -1 | 0 | 0 |  | 0 | 0 | 0 | 0 | 0 | 0 | 0 | 0 | 0 | 0 | 0 | 0 | 0 | -1 | 0 | 0 | 0 | 0 | 0 | 0 | 0 | 0 | 0 | 0 | 0 | 0 | 0 | 0 | 0 | 0 | 0 |  |  |  |  | 0 | 0 | 0 | 0 | 0 | 0 | 0 | 0 | 0 | 1/1/2033 | 12/31/2099 | TRUE | TCO |  | 2023 |  |  |  | REF | 0 | 0 | Real 2021 ¦ 12/22/2022 3:42:52 PM | 0 | Area 1001 Gas IC 2033 | 0 |  | 1 | Unit |  | PJM | 0 | 0 | 0.95 | 0 | 0 | 0 | 0 | 0 | 0 | 0 | 0 | 0
1362 | Area 1001 Gas IC 2034 | ATC | 2023 | AEP-KPCO | 0 | 0 | 0 | 0 | 0 |  | 0 | 0 | 0 | 0 | 0 | 0 | 0 | 0 | -1 | 0 | 0 |  | 0 | 0 | 0 | 0 | 0 | 0 | 0 | 0 | 0 | 0 | 0 | 0 | 0 | -1 | 0 | 0 | 0 | 0 | 0 | 0 | 0 | 0 | 0 | 0 | 0 | 0 | 0 | 0 | 0 | 0 | 0 |  |  |  |  | 0 | 0 | 0 | 0 | 0 | 0 | 0 | 0 | 0 | 1/1/2034 | 12/31/2099 | TRUE | TCO |  | 2023 |  |  |  | REF | 0 | 0 | Real 2021 ¦ 12/22/2022 3:42:52 PM | 0 | Area 1001 Gas IC 2034 | 0 |  | 1 | Unit |  | PJM | 0 | 0 | 0.95 | 0 | 0 | 0 | 0 | 0 | 0 | 0 | 0 | 0
1363 | Area 1001 Gas IC 2035 | ATC | 2023 | AEP-KPCO | 0 | 0 | 0 | 0 | 0 |  | 0 | 0 | 0 | 0 | 0 | 0 | 0 | 0 | -1 | 0 | 0 |  | 0 | 0 | 0 | 0 | 0 | 0 | 0 | 0 | 0 | 0 | 0 | 0 | 0 | -1 | 0 | 0 | 0 | 0 | 0 | 0 | 0 | 0 | 0 | 0 | 0 | 0 | 0 | 0 | 0 | 0 | 0 |  |  |  |  | 0 | 0 | 0 | 0 | 0 | 0 | 0 | 0 | 0 | 1/1/2035 | 12/31/2099 | TRUE | TCO |  | 2023 |  |  |  | REF | 0 | 0 | Real 2021 ¦ 12/22/2022 3:42:52 PM | 0 | Area 1001 Gas IC 2035 | 0 |  | 1 | Unit |  | PJM | 0 | 0 | 0.95 | 0 | 0 | 0 | 0 | 0 | 0 | 0 | 0 | 0
1364 | Area 1001 Gas IC 2036 | ATC | 2023 | AEP-KPCO | 0 | 0 | 0 | 0 | 0 |  | 0 | 0 | 0 | 0 | 0 | 0 | 0 | 0 | -1 | 0 | 0 |  | 0 | 0 | 0 | 0 | 0 | 0 | 0 | 0 | 0 | 0 | 0 | 0 | 0 | -1 | 0 | 0 | 0 | 0 | 0 | 0 | 0 | 0 | 0 | 0 | 0 | 0 | 0 | 0 | 0 | 0 | 0 |  |  |  |  | 0 | 0 | 0 | 0 | 0 | 0 | 0 | 0 | 0 | 1/1/2036 | 12/31/2099 | TRUE | TCO |  | 2023 |  |  |  | REF | 0 | 0 | Real 2021 ¦ 12/22/2022 3:42:52 PM | 0 | Area 1001 Gas IC 2036 | 0 |  | 1 | Unit |  | PJM | 0 | 0 | 0.95 | 0 | 0 | 0 | 0 | 0 | 0 | 0 | 0 | 0
1365 | Area 1001 Gas IC 2037 | ATC | 2023 | AEP-KPCO | 0 | 0 | 0 | 0 | 0 |  | 0 | 0 | 0 | 0 | 0 | 0 | 0 | 0 | -1 | 0 | 0 |  | 0 | 0 | 0 | 0 | 0 | 0 | 0 | 0 | 0 | 0 | 0 | 0 | 0 | -1 | 0 | 0 | 0 | 0 | 0 | 0 | 0 | 0 | 0 | 0 | 0 | 0 | 0 | 0 | 0 | 0 | 0 |  |  |  |  | 0 | 0 | 0 | 0 | 0 | 0 | 0 | 0 | 0 | 1/1/2037 | 12/31/2099 | TRUE | TCO |  | 2023 |  |  |  | REF | 0 | 0 | Real 2021 ¦ 12/22/2022 3:42:52 PM | 0 | Area 1001 Gas IC 2037 | 0 |  | 1 | Unit |  | PJM | 0 | 0 | 0.95 | 0 | 0 | 0 | 0 | 0 | 0 | 0 | 0 | 0
1366 | Area 1001 Gas IC 2038 | ATC | 2023 | AEP-KPCO | 0 | 0 | 0 | 0 | 0 |  | 0 | 0 | 0 | 0 | 0 | 0 | 0 | 0 | -1 | 0 | 0 |  | 0 | 0 | 0 | 0 | 0 | 0 | 0 | 0 | 0 | 0 | 0 | 0 | 0 | -1 | 0 | 0 | 0 | 0 | 0 | 0 | 0 | 0 | 0 | 0 | 0 | 0 | 0 | 0 | 0 | 0 | 0 |  |  |  |  | 0 | 0 | 0 | 0 | 0 | 0 | 0 | 0 | 0 | 1/1/2038 | 12/31/2099 | TRUE | TCO |  | 2023 |  |  |  | REF | 0 | 0 | Real 2021 ¦ 12/22/2022 3:42:52 PM | 0 | Area 1001 Gas IC 2038 | 0 |  | 1 | Unit |  | PJM | 0 | 0 | 0.95 | 0 | 0 | 0 | 0 | 0 | 0 | 0 | 0 | 0
1367 | Area 1001 Gas IC 2039 | ATC | 2023 | AEP-KPCO | 0 | 0 | 0 | 0 | 0 |  | 0 | 0 | 0 | 0 | 0 | 0 | 0 | 0 | -1 | 0 | 0 |  | 0 | 0 | 0 | 0 | 0 | 0 | 0 | 0 | 0 | 0 | 0 | 0 | 0 | -1 | 0 | 0 | 0 | 0 | 0 | 0 | 0 | 0 | 0 | 0 | 0 | 0 | 0 | 0 | 0 | 0 | 0 |  |  |  |  | 0 | 0 | 0 | 0 | 0 | 0 | 0 | 0 | 0 | 1/1/2039 | 12/31/2099 | TRUE | TCO |  | 2023 |  |  |  | REF | 0 | 0 | Real 2021 ¦ 12/22/2022 3:42:52 PM | 0 | Area 1001 Gas IC 2039 | 0 |  | 1 | Unit |  | PJM | 0 | 0 | 0.95 | 0 | 0 | 0 | 0 | 0 | 0 | 0 | 0 | 0
1368 | Area 1001 Gas IC 2040 | ATC | 2023 | AEP-KPCO | 0 | 0 | 0 | 0 | 0 |  | 0 | 0 | 0 | 0 | 0 | 0 | 0 | 0 | -1 | 0 | 0 |  | 0 | 0 | 0 | 0 | 0 | 0 | 0 | 0 | 0 | 0 | 0 | 0 | 0 | -1 | 0 | 0 | 0 | 0 | 0 | 0 | 0 | 0 | 0 | 0 | 0 | 0 | 0 | 0 | 0 | 0 | 0 |  |  |  |  | 0 | 0 | 0 | 0 | 0 | 0 | 0 | 0 | 0 | 1/1/2040 | 12/31/2099 | TRUE | TCO |  | 2023 |  |  |  | REF | 0 | 0 | Real 2021 ¦ 12/22/2022 3:42:52 PM | 0 | Area 1001 Gas IC 2040 | 0 |  | 1 | Unit |  | PJM | 0 | 0 | 0.95 | 0 | 0 | 0 | 0 | 0 | 0 | 0 | 0 | 0
1369 | Area 1001 Gas IC 2041 | ATC | 2023 | AEP-KPCO | 0 | 0 | 0 | 0 | 0 |  | 0 | 0 | 0 | 0 | 0 | 0 | 0 | 0 | -1 | 0 | 0 |  | 0 | 0 | 0 | 0 | 0 | 0 | 0 | 0 | 0 | 0 | 0 | 0 | 0 | -1 | 0 | 0 | 0 | 0 | 0 | 0 | 0 | 0 | 0 | 0 | 0 | 0 | 0 | 0 | 0 | 0 | 0 |  |  |  |  | 0 | 0 | 0 | 0 | 0 | 0 | 0 | 0 | 0 | 1/1/2041 | 12/31/2099 | TRUE | TCO |  | 2023 |  |  |  | REF | 0 | 0 | Real 2021 ¦ 12/22/2022 3:42:52 PM | 0 | Area 1001 Gas IC 2041 | 0 |  | 1 | Unit |  | PJM | 0 | 0 | 0.95 | 0 | 0 | 0 | 0 | 0 | 0 | 0 | 0 | 0
1370 | Area 1001 Gas IC 2042 | ATC | 2023 | AEP-KPCO | 0 | 0 | 0 | 0 | 0 |  | 0 | 0 | 0 | 0 | 0 | 0 | 0 | 0 | -1 | 0 | 0 |  | 0 | 0 | 0 | 0 | 0 | 0 | 0 | 0 | 0 | 0 | 0 | 0 | 0 | -1 | 0 | 0 | 0 | 0 | 0 | 0 | 0 | 0 | 0 | 0 | 0 | 0 | 0 | 0 | 0 | 0 | 0 |  |  |  |  | 0 | 0 | 0 | 0 | 0 | 0 | 0 | 0 | 0 | 1/1/2042 | 12/31/2099 | TRUE | TCO |  | 2023 |  |  |  | REF | 0 | 0 | Real 2021 ¦ 12/22/2022 3:42:52 PM | 0 | Area 1001 Gas IC 2042 | 0 |  | 1 | Unit |  | PJM | 0 | 0 | 0.95 | 0 | 0 | 0 | 0 | 0 | 0 | 0 | 0 | 0
1371 | Area 1001 Gas IC 2043 | ATC | 2023 | AEP-KPCO | 0 | 0 | 0 | 0 | 0 |  | 0 | 0 | 0 | 0 | 0 | 0 | 0 | 0 | -1 | 0 | 0 |  | 0 | 0 | 0 | 0 | 0 | 0 | 0 | 0 | 0 | 0 | 0 | 0 | 0 | -1 | 0 | 0 | 0 | 0 | 0 | 0 | 0 | 0 | 0 | 0 | 0 | 0 | 0 | 0 | 0 | 0 | 0 |  |  |  |  | 0 | 0 | 0 | 0 | 0 | 0 | 0 | 0 | 0 | 1/1/2043 | 12/31/2099 | TRUE | TCO |  | 2023 |  |  |  | REF | 0 | 0 | Real 2021 ¦ 12/22/2022 3:42:52 PM | 0 | Area 1001 Gas IC 2043 | 0 |  | 1 | Unit |  | PJM | 0 | 0 | 0.95 | 0 | 0 | 0 | 0 | 0 | 0 | 0 | 0 | 0
1372 | Area 1001 Gas CCS 2024 | ATC | 2023 | AEP-KPCO | 0 | 0 | 0 | 0 | 0 |  | 0 | 0 | 0 | 0 | 0 | 0 | 0 | 0 | -1 | 0 | 0 |  | 0 | 0 | 0 | 0 | 0 | 0 | 0 | 0 | 0 | 0 | 0 | 0 | 0 | -1 | 0 | 0 | 0 | 0 | 0 | 0 | 0 | 0 | 0 | 0 | 0 | 0 | 0 | 0 | 0 | 0 | 0 |  |  |  |  | 0 | 0 | 0 | 0 | 0 | 0 | 0 | 0 | 0 | 1/1/2024 | 12/31/2099 | TRUE | TCO |  | 2023 |  |  |  | REF | 0 | 0 | Real 2021 ¦ 12/22/2022 3:42:52 PM | 0 | Area 1001 Gas CCS 2024 | 0 |  | 1 | Unit |  | PJM | 0 | 0 | 0.95 | 0 | 0 | 0 | 0 | 0 | 0 | 0 | 0 | 0
1373 | Area 1001 Gas CCS 2025 | ATC | 2023 | AEP-KPCO | 0 | 0 | 0 | 0 | 0 |  | 0 | 0 | 0 | 0 | 0 | 0 | 0 | 0 | -1 | 0 | 0 |  | 0 | 0 | 0 | 0 | 0 | 0 | 0 | 0 | 0 | 0 | 0 | 0 | 0 | -1 | 0 | 0 | 0 | 0 | 0 | 0 | 0 | 0 | 0 | 0 | 0 | 0 | 0 | 0 | 0 | 0 | 0 |  |  |  |  | 0 | 0 | 0 | 0 | 0 | 0 | 0 | 0 | 0 | 1/1/2025 | 12/31/2099 | TRUE | TCO |  | 2023 |  |  |  | REF | 0 | 0 | Real 2021 ¦ 12/22/2022 3:42:52 PM | 0 | Area 1001 Gas CCS 2025 | 0 |  | 1 | Unit |  | PJM | 0 | 0 | 0.95 | 0 | 0 | 0 | 0 | 0 | 0 | 0 | 0 | 0
1374 | Area 1001 Gas CCS 2026 | ATC | 2023 | AEP-KPCO | 0 | 0 | 0 | 0 | 0 |  | 0 | 0 | 0 | 0 | 0 | 0 | 0 | 0 | -1 | 0 | 0 |  | 0 | 0 | 0 | 0 | 0 | 0 | 0 | 0 | 0 | 0 | 0 | 0 | 0 | -1 | 0 | 0 | 0 | 0 | 0 | 0 | 0 | 0 | 0 | 0 | 0 | 0 | 0 | 0 | 0 | 0 | 0 |  |  |  |  | 0 | 0 | 0 | 0 | 0 | 0 | 0 | 0 | 0 | 1/1/2026 | 12/31/2099 | TRUE | TCO |  | 2023 |  |  |  | REF | 0 | 0 | Real 2021 ¦ 12/22/2022 3:42:52 PM | 0 | Area 1001 Gas CCS 2026 | 0 |  | 1 | Unit |  | PJM | 0 | 0 | 0.95 | 0 | 0 | 0 | 0 | 0 | 0 | 0 | 0 | 0
1375 | Area 1001 Gas CCS 2027 | ATC | 2023 | AEP-KPCO | 0 | 0 | 0 | 0 | 0 |  | 0 | 0 | 0 | 0 | 0 | 0 | 0 | 0 | -1 | 0 | 0 |  | 0 | 0 | 0 | 0 | 0 | 0 | 0 | 0 | 0 | 0 | 0 | 0 | 0 | -1 | 0 | 0 | 0 | 0 | 0 | 0 | 0 | 0 | 0 | 0 | 0 | 0 | 0 | 0 | 0 | 0 | 0 |  |  |  |  | 0 | 0 | 0 | 0 | 0 | 0 | 0 | 0 | 0 | 1/1/2027 | 12/31/2099 | TRUE | TCO |  | 2023 |  |  |  | REF | 0 | 0 | Real 2021 ¦ 12/22/2022 3:42:52 PM | 0 | Area 1001 Gas CCS 2027 | 0 |  | 1 | Unit |  | PJM | 0 | 0 | 0.95 | 0 | 0 | 0 | 0 | 0 | 0 | 0 | 0 | 0
1376 | Area 1001 Gas CCS 2028 | ATC | 2023 | AEP-KPCO | 0 | 0 | 0 | 0 | 0 |  | 0 | 0 | 0 | 0 | 0 | 0 | 0 | 0 | -1 | 0 | 0 |  | 0 | 0 | 0 | 0 | 0 | 0 | 0 | 0 | 0 | 0 | 0 | 0 | 0 | -1 | 0 | 0 | 0 | 0 | 0 | 0 | 0 | 0 | 0 | 0 | 0 | 0 | 0 | 0 | 0 | 0 | 0 |  |  |  |  | 0 | 0 | 0 | 0 | 0 | 0 | 0 | 0 | 0 | 1/1/2028 | 12/31/2099 | TRUE | TCO |  | 2023 |  |  |  | REF | 0 | 0 | Real 2021 ¦ 12/22/2022 3:42:52 PM | 0 | Area 1001 Gas CCS 2028 | 0 |  | 1 | Unit |  | PJM | 0 | 0 | 0.95 | 0 | 0 | 0 | 0 | 0 | 0 | 0 | 0 | 0
1377 | Area 1001 Gas CCS 2029 | ATC | 2023 | AEP-KPCO | 0 | 0 | 0 | 0 | 0 |  | 0 | 0 | 0 | 0 | 0 | 0 | 0 | 0 | -1 | 0 | 0 |  | 0 | 0 | 0 | 0 | 0 | 0 | 0 | 0 | 0 | 0 | 0 | 0 | 0 | -1 | 0 | 0 | 0 | 0 | 0 | 0 | 0 | 0 | 0 | 0 | 0 | 0 | 0 | 0 | 0 | 0 | 0 |  |  |  |  | 0 | 0 | 0 | 0 | 0 | 0 | 0 | 0 | 0 | 1/1/2029 | 12/31/2099 | TRUE | TCO |  | 2023 |  |  |  | REF | 0 | 0 | Real 2021 ¦ 12/22/2022 3:42:52 PM | 0 | Area 1001 Gas CCS 2029 | 0 |  | 1 | Unit |  | PJM | 0 | 0 | 0.95 | 0 | 0 | 0 | 0 | 0 | 0 | 0 | 0 | 0
1378 | Area 1001 Gas CCS 2030 | ATC | 2023 | AEP-KPCO | 0 | 0 | 0 | 0 | 0 |  | 0 | 0 | 0 | 0 | 0 | 0 | 0 | 0 | -1 | 0 | 0 |  | 0 | 0 | 0 | 0 | 0 | 0 | 0 | 0 | 0 | 0 | 0 | 0 | 0 | -1 | 0 | 0 | 0 | 0 | 0 | 0 | 0 | 0 | 0 | 0 | 0 | 0 | 0 | 0 | 0 | 0 | 0 |  |  |  |  | 0 | 0 | 0 | 0 | 0 | 0 | 0 | 0 | 0 | 1/1/2030 | 12/31/2099 | TRUE | TCO |  | 2023 |  |  |  | REF | 0 | 0 | Real 2021 ¦ 12/22/2022 3:42:52 PM | 0 | Area 1001 Gas CCS 2030 | 0 |  | 1 | Unit |  | PJM | 0 | 0 | 0.95 | 0 | 0 | 0 | 0 | 0 | 0 | 0 | 0 | 0
1379 | Area 1001 Gas CCS 2031 | ATC | 2023 | AEP-KPCO | 0 | 0 | 0 | 0 | 0 |  | 0 | 0 | 0 | 0 | 0 | 0 | 0 | 0 | -1 | 0 | 0 |  | 0 | 0 | 0 | 0 | 0 | 0 | 0 | 0 | 0 | 0 | 0 | 0 | 0 | -1 | 0 | 0 | 0 | 0 | 0 | 0 | 0 | 0 | 0 | 0 | 0 | 0 | 0 | 0 | 0 | 0 | 0 |  |  |  |  | 0 | 0 | 0 | 0 | 0 | 0 | 0 | 0 | 0 | 1/1/2031 | 12/31/2099 | TRUE | TCO |  | 2023 |  |  |  | REF | 0 | 0 | Real 2021 ¦ 12/22/2022 3:42:52 PM | 0 | Area 1001 Gas CCS 2031 | 0 |  | 1 | Unit |  | PJM | 0 | 0 | 0.95 | 0 | 0 | 0 | 0 | 0 | 0 | 0 | 0 | 0
1380 | Area 1001 Gas CCS 2032 | ATC | 2023 | AEP-KPCO | 0 | 0 | 0 | 0 | 0 |  | 0 | 0 | 0 | 0 | 0 | 0 | 0 | 0 | -1 | 0 | 0 |  | 0 | 0 | 0 | 0 | 0 | 0 | 0 | 0 | 0 | 0 | 0 | 0 | 0 | -1 | 0 | 0 | 0 | 0 | 0 | 0 | 0 | 0 | 0 | 0 | 0 | 0 | 0 | 0 | 0 | 0 | 0 |  |  |  |  | 0 | 0 | 0 | 0 | 0 | 0 | 0 | 0 | 0 | 1/1/2032 | 12/31/2099 | TRUE | TCO |  | 2023 |  |  |  | REF | 0 | 0 | Real 2021 ¦ 12/22/2022 3:42:52 PM | 0 | Area 1001 Gas CCS 2032 | 0 |  | 1 | Unit |  | PJM | 0 | 0 | 0.95 | 0 | 0 | 0 | 0 | 0 | 0 | 0 | 0 | 0
1381 | Area 1001 Gas CCS 2033 | ATC | 2023 | AEP-KPCO | 0 | 0 | 0 | 0 | 0 |  | 0 | 0 | 0 | 0 | 0 | 0 | 0 | 0 | -1 | 0 | 0 |  | 0 | 0 | 0 | 0 | 0 | 0 | 0 | 0 | 0 | 0 | 0 | 0 | 0 | -1 | 0 | 0 | 0 | 0 | 0 | 0 | 0 | 0 | 0 | 0 | 0 | 0 | 0 | 0 | 0 | 0 | 0 |  |  |  |  | 0 | 0 | 0 | 0 | 0 | 0 | 0 | 0 | 0 | 1/1/2033 | 12/31/2099 | TRUE | TCO |  | 2023 |  |  |  | REF | 0 | 0 | Real 2021 ¦ 12/22/2022 3:42:52 PM | 0 | Area 1001 Gas CCS 2033 | 0 |  | 1 | Unit |  | PJM | 0 | 0 | 0.95 | 0 | 0 | 0 | 0 | 0 | 0 | 0 | 0 | 0
1382 | Area 1001 Gas CCS 2034 | ATC | 2023 | AEP-KPCO | 0 | 0 | 0 | 0 | 0 |  | 0 | 0 | 0 | 0 | 0 | 0 | 0 | 0 | -1 | 0 | 0 |  | 0 | 0 | 0 | 0 | 0 | 0 | 0 | 0 | 0 | 0 | 0 | 0 | 0 | -1 | 0 | 0 | 0 | 0 | 0 | 0 | 0 | 0 | 0 | 0 | 0 | 0 | 0 | 0 | 0 | 0 | 0 |  |  |  |  | 0 | 0 | 0 | 0 | 0 | 0 | 0 | 0 | 0 | 1/1/2034 | 12/31/2099 | TRUE | TCO |  | 2023 |  |  |  | REF | 0 | 0 | Real 2021 ¦ 12/22/2022 3:42:52 PM | 0 | Area 1001 Gas CCS 2034 | 0 |  | 1 | Unit |  | PJM | 0 | 0 | 0.95 | 0 | 0 | 0 | 0 | 0 | 0 | 0 | 0 | 0
1383 | Area 1001 Gas CCS 2035 | ATC | 2023 | AEP-KPCO | 0 | 0 | 0 | 0 | 0 |  | 0 | 0 | 0 | 0 | 0 | 0 | 0 | 0 | -1 | 0 | 0 |  | 0 | 0 | 0 | 0 | 0 | 0 | 0 | 0 | 0 | 0 | 0 | 0 | 0 | -1 | 0 | 0 | 0 | 0 | 0 | 0 | 0 | 0 | 0 | 0 | 0 | 0 | 0 | 0 | 0 | 0 | 0 |  |  |  |  | 0 | 0 | 0 | 0 | 0 | 0 | 0 | 0 | 0 | 1/1/2035 | 12/31/2099 | TRUE | TCO |  | 2023 |  |  |  | REF | 0 | 0 | Real 2021 ¦ 12/22/2022 3:42:52 PM | 0 | Area 1001 Gas CCS 2035 | 0 |  | 1 | Unit |  | PJM | 0 | 0 | 0.95 | 0 | 0 | 0 | 0 | 0 | 0 | 0 | 0 | 0
1384 | Area 1001 Gas CCS 2036 | ATC | 2023 | AEP-KPCO | 0 | 0 | 0 | 0 | 0 |  | 0 | 0 | 0 | 0 | 0 | 0 | 0 | 0 | -1 | 0 | 0 |  | 0 | 0 | 0 | 0 | 0 | 0 | 0 | 0 | 0 | 0 | 0 | 0 | 0 | -1 | 0 | 0 | 0 | 0 | 0 | 0 | 0 | 0 | 0 | 0 | 0 | 0 | 0 | 0 | 0 | 0 | 0 |  |  |  |  | 0 | 0 | 0 | 0 | 0 | 0 | 0 | 0 | 0 | 1/1/2036 | 12/31/2099 | TRUE | TCO |  | 2023 |  |  |  | REF | 0 | 0 | Real 2021 ¦ 12/22/2022 3:42:52 PM | 0 | Area 1001 Gas CCS 2036 | 0 |  | 1 | Unit |  | PJM | 0 | 0 | 0.95 | 0 | 0 | 0 | 0 | 0 | 0 | 0 | 0 | 0
1385 | Area 1001 Gas CCS 2037 | ATC | 2023 | AEP-KPCO | 0 | 0 | 0 | 0 | 0 |  | 0 | 0 | 0 | 0 | 0 | 0 | 0 | 0 | -1 | 0 | 0 |  | 0 | 0 | 0 | 0 | 0 | 0 | 0 | 0 | 0 | 0 | 0 | 0 | 0 | -1 | 0 | 0 | 0 | 0 | 0 | 0 | 0 | 0 | 0 | 0 | 0 | 0 | 0 | 0 | 0 | 0 | 0 |  |  |  |  | 0 | 0 | 0 | 0 | 0 | 0 | 0 | 0 | 0 | 1/1/2037 | 12/31/2099 | TRUE | TCO |  | 2023 |  |  |  | REF | 0 | 0 | Real 2021 ¦ 12/22/2022 3:42:52 PM | 0 | Area 1001 Gas CCS 2037 | 0 |  | 1 | Unit |  | PJM | 0 | 0 | 0.95 | 0 | 0 | 0 | 0 | 0 | 0 | 0 | 0 | 0
1386 | Area 1001 Gas CCS 2038 | ATC | 2023 | AEP-KPCO | 0 | 0 | 0 | 0 | 0 |  | 0 | 0 | 0 | 0 | 0 | 0 | 0 | 0 | -1 | 0 | 0 |  | 0 | 0 | 0 | 0 | 0 | 0 | 0 | 0 | 0 | 0 | 0 | 0 | 0 | -1 | 0 | 0 | 0 | 0 | 0 | 0 | 0 | 0 | 0 | 0 | 0 | 0 | 0 | 0 | 0 | 0 | 0 |  |  |  |  | 0 | 0 | 0 | 0 | 0 | 0 | 0 | 0 | 0 | 1/1/2038 | 12/31/2099 | TRUE | TCO |  | 2023 |  |  |  | REF | 0 | 0 | Real 2021 ¦ 12/22/2022 3:42:52 PM | 0 | Area 1001 Gas CCS 2038 | 0 |  | 1 | Unit |  | PJM | 0 | 0 | 0.95 | 0 | 0 | 0 | 0 | 0 | 0 | 0 | 0 | 0
1387 | Area 1001 Gas CCS 2039 | ATC | 2023 | AEP-KPCO | 0 | 0 | 0 | 0 | 0 |  | 0 | 0 | 0 | 0 | 0 | 0 | 0 | 0 | -1 | 0 | 0 |  | 0 | 0 | 0 | 0 | 0 | 0 | 0 | 0 | 0 | 0 | 0 | 0 | 0 | -1 | 0 | 0 | 0 | 0 | 0 | 0 | 0 | 0 | 0 | 0 | 0 | 0 | 0 | 0 | 0 | 0 | 0 |  |  |  |  | 0 | 0 | 0 | 0 | 0 | 0 | 0 | 0 | 0 | 1/1/2039 | 12/31/2099 | TRUE | TCO |  | 2023 |  |  |  | REF | 0 | 0 | Real 2021 ¦ 12/22/2022 3:42:52 PM | 0 | Area 1001 Gas CCS 2039 | 0 |  | 1 | Unit |  | PJM | 0 | 0 | 0.95 | 0 | 0 | 0 | 0 | 0 | 0 | 0 | 0 | 0
1388 | Area 1001 Gas CCS 2040 | ATC | 2023 | AEP-KPCO | 0 | 0 | 0 | 0 | 0 |  | 0 | 0 | 0 | 0 | 0 | 0 | 0 | 0 | -1 | 0 | 0 |  | 0 | 0 | 0 | 0 | 0 | 0 | 0 | 0 | 0 | 0 | 0 | 0 | 0 | -1 | 0 | 0 | 0 | 0 | 0 | 0 | 0 | 0 | 0 | 0 | 0 | 0 | 0 | 0 | 0 | 0 | 0 |  |  |  |  | 0 | 0 | 0 | 0 | 0 | 0 | 0 | 0 | 0 | 1/1/2040 | 12/31/2099 | TRUE | TCO |  | 2023 |  |  |  | REF | 0 | 0 | Real 2021 ¦ 12/22/2022 3:42:52 PM | 0 | Area 1001 Gas CCS 2040 | 0 |  | 1 | Unit |  | PJM | 0 | 0 | 0.95 | 0 | 0 | 0 | 0 | 0 | 0 | 0 | 0 | 0
1389 | Area 1001 Gas CCS 2041 | ATC | 2023 | AEP-KPCO | 0 | 0 | 0 | 0 | 0 |  | 0 | 0 | 0 | 0 | 0 | 0 | 0 | 0 | -1 | 0 | 0 |  | 0 | 0 | 0 | 0 | 0 | 0 | 0 | 0 | 0 | 0 | 0 | 0 | 0 | -1 | 0 | 0 | 0 | 0 | 0 | 0 | 0 | 0 | 0 | 0 | 0 | 0 | 0 | 0 | 0 | 0 | 0 |  |  |  |  | 0 | 0 | 0 | 0 | 0 | 0 | 0 | 0 | 0 | 1/1/2041 | 12/31/2099 | TRUE | TCO |  | 2023 |  |  |  | REF | 0 | 0 | Real 2021 ¦ 12/22/2022 3:42:52 PM | 0 | Area 1001 Gas CCS 2041 | 0 |  | 1 | Unit |  | PJM | 0 | 0 | 0.95 | 0 | 0 | 0 | 0 | 0 | 0 | 0 | 0 | 0
1390 | Area 1001 Gas CCS 2042 | ATC | 2023 | AEP-KPCO | 0 | 0 | 0 | 0 | 0 |  | 0 | 0 | 0 | 0 | 0 | 0 | 0 | 0 | -1 | 0 | 0 |  | 0 | 0 | 0 | 0 | 0 | 0 | 0 | 0 | 0 | 0 | 0 | 0 | 0 | -1 | 0 | 0 | 0 | 0 | 0 | 0 | 0 | 0 | 0 | 0 | 0 | 0 | 0 | 0 | 0 | 0 | 0 |  |  |  |  | 0 | 0 | 0 | 0 | 0 | 0 | 0 | 0 | 0 | 1/1/2042 | 12/31/2099 | TRUE | TCO |  | 2023 |  |  |  | REF | 0 | 0 | Real 2021 ¦ 12/22/2022 3:42:52 PM | 0 | Area 1001 Gas CCS 2042 | 0 |  | 1 | Unit |  | PJM | 0 | 0 | 0.95 | 0 | 0 | 0 | 0 | 0 | 0 | 0 | 0 | 0
1391 | Area 1001 Gas CCS 2043 | ATC | 2023 | AEP-KPCO | 0 | 0 | 0 | 0 | 0 |  | 0 | 0 | 0 | 0 | 0 | 0 | 0 | 0 | -1 | 0 | 0 |  | 0 | 0 | 0 | 0 | 0 | 0 | 0 | 0 | 0 | 0 | 0 | 0 | 0 | -1 | 0 | 0 | 0 | 0 | 0 | 0 | 0 | 0 | 0 | 0 | 0 | 0 | 0 | 0 | 0 | 0 | 0 |  |  |  |  | 0 | 0 | 0 | 0 | 0 | 0 | 0 | 0 | 0 | 1/1/2043 | 12/31/2099 | TRUE | TCO |  | 2023 |  |  |  | REF | 0 | 0 | Real 2021 ¦ 12/22/2022 3:42:52 PM | 0 | Area 1001 Gas CCS 2043 | 0 |  | 1 | Unit |  | PJM | 0 | 0 | 0.95 | 0 | 0 | 0 | 0 | 0 | 0 | 0 | 0 | 0
1392 | Area 1001 Coal CCS 2025 | ATC | 2023 | AEP-KPCO | 0 | 0 | 0 | 0 | 0 |  | 0 | 0 | 0 | 0 | 0 | 0 | 0 | 0 | -1 | 0 | 0 |  | 0 | 0 | 0 | 0 | 0 | 0 | 0 | 0 | 0 | 0 | 0 | 0 | 0 | -1 | 0 | 0 | 0 | 0 | 0 | 0 | 0 | 0 | 0 | 0 | 0 | 0 | 0 | 0 | 0 | 0 | 0 |  |  |  |  | 0 | 0 | 0 | 0 | 0 | 0 | 0 | 0 | 0 | 1/1/2025 | 12/31/2099 | TRUE | KPCO CCS Coal Price |  | 2023 |  |  |  | REF | 0 | 0 | Real 2021 ¦ 12/22/2022 3:42:52 PM | 0 | Area 1001 Coal CCS 2025 | 0 |  | 1 | Unit |  | PJM | 0 | 0 | 0.95 | 0 | 0 | 0 | 0 | 0 | 0 | 0 | 0 | 0
1393 | Area 1001 Coal CCS 2026 | ATC | 2023 | AEP-KPCO | 0 | 0 | 0 | 0 | 0 |  | 0 | 0 | 0 | 0 | 0 | 0 | 0 | 0 | -1 | 0 | 0 |  | 0 | 0 | 0 | 0 | 0 | 0 | 0 | 0 | 0 | 0 | 0 | 0 | 0 | -1 | 0 | 0 | 0 | 0 | 0 | 0 | 0 | 0 | 0 | 0 | 0 | 0 | 0 | 0 | 0 | 0 | 0 |  |  |  |  | 0 | 0 | 0 | 0 | 0 | 0 | 0 | 0 | 0 | 1/1/2026 | 12/31/2099 | TRUE | KPCO CCS Coal Price |  | 2023 |  |  |  | REF | 0 | 0 | Real 2021 ¦ 12/22/2022 3:42:52 PM | 0 | Area 1001 Coal CCS 2026 | 0 |  | 1 | Unit |  | PJM | 0 | 0 | 0.95 | 0 | 0 | 0 | 0 | 0 | 0 | 0 | 0 | 0
1394 | Area 1001 Coal CCS 2027 | ATC | 2023 | AEP-KPCO | 0 | 0 | 0 | 0 | 0 |  | 0 | 0 | 0 | 0 | 0 | 0 | 0 | 0 | -1 | 0 | 0 |  | 0 | 0 | 0 | 0 | 0 | 0 | 0 | 0 | 0 | 0 | 0 | 0 | 0 | -1 | 0 | 0 | 0 | 0 | 0 | 0 | 0 | 0 | 0 | 0 | 0 | 0 | 0 | 0 | 0 | 0 | 0 |  |  |  |  | 0 | 0 | 0 | 0 | 0 | 0 | 0 | 0 | 0 | 1/1/2027 | 12/31/2099 | TRUE | KPCO CCS Coal Price |  | 2023 |  |  |  | REF | 0 | 0 | Real 2021 ¦ 12/22/2022 3:42:52 PM | 0 | Area 1001 Coal CCS 2027 | 0 |  | 1 | Unit |  | PJM | 0 | 0 | 0.95 | 0 | 0 | 0 | 0 | 0 | 0 | 0 | 0 | 0
1395 | Area 1001 Coal CCS 2028 | ATC | 2023 | AEP-KPCO | 0 | 0 | 0 | 0 | 0 |  | 0 | 0 | 0 | 0 | 0 | 0 | 0 | 0 | -1 | 0 | 0 |  | 0 | 0 | 0 | 0 | 0 | 0 | 0 | 0 | 0 | 0 | 0 | 0 | 0 | -1 | 0 | 0 | 0 | 0 | 0 | 0 | 0 | 0 | 0 | 0 | 0 | 0 | 0 | 0 | 0 | 0 | 0 |  |  |  |  | 0 | 0 | 0 | 0 | 0 | 0 | 0 | 0 | 0 | 1/1/2028 | 12/31/2099 | TRUE | KPCO CCS Coal Price |  | 2023 |  |  |  | REF | 0 | 0 | Real 2021 ¦ 12/22/2022 3:42:52 PM | 0 | Area 1001 Coal CCS 2028 | 0 |  | 1 | Unit |  | PJM | 0 | 0 | 0.95 | 0 | 0 | 0 | 0 | 0 | 0 | 0 | 0 | 0
1396 | Area 1001 Coal CCS 2029 | ATC | 2023 | AEP-KPCO | 0 | 0 | 0 | 0 | 0 |  | 0 | 0 | 0 | 0 | 0 | 0 | 0 | 0 | -1 | 0 | 0 |  | 0 | 0 | 0 | 0 | 0 | 0 | 0 | 0 | 0 | 0 | 0 | 0 | 0 | -1 | 0 | 0 | 0 | 0 | 0 | 0 | 0 | 0 | 0 | 0 | 0 | 0 | 0 | 0 | 0 | 0 | 0 |  |  |  |  | 0 | 0 | 0 | 0 | 0 | 0 | 0 | 0 | 0 | 1/1/2029 | 12/31/2099 | TRUE | KPCO CCS Coal Price |  | 2023 |  |  |  | REF | 0 | 0 | Real 2021 ¦ 12/22/2022 3:42:52 PM | 0 | Area 1001 Coal CCS 2029 | 0 |  | 1 | Unit |  | PJM | 0 | 0 | 0.95 | 0 | 0 | 0 | 0 | 0 | 0 | 0 | 0 | 0
1397 | Area 1001 Coal CCS 2030 | ATC | 2023 | AEP-KPCO | 0 | 0 | 0 | 0 | 0 |  | 0 | 0 | 0 | 0 | 0 | 0 | 0 | 0 | -1 | 0 | 0 |  | 0 | 0 | 0 | 0 | 0 | 0 | 0 | 0 | 0 | 0 | 0 | 0 | 0 | -1 | 0 | 0 | 0 | 0 | 0 | 0 | 0 | 0 | 0 | 0 | 0 | 0 | 0 | 0 | 0 | 0 | 0 |  |  |  |  | 0 | 0 | 0 | 0 | 0 | 0 | 0 | 0 | 0 | 1/1/2030 | 12/31/2099 | TRUE | KPCO CCS Coal Price |  | 2023 |  |  |  | REF | 0 | 0 | Real 2021 ¦ 12/22/2022 3:42:52 PM | 0 | Area 1001 Coal CCS 2030 | 0 |  | 1 | Unit |  | PJM | 0 | 0 | 0.95 | 0 | 0 | 0 | 0 | 0 | 0 | 0 | 0 | 0
1398 | Area 1001 Coal CCS 2031 | ATC | 2023 | AEP-KPCO | 0 | 0 | 0 | 0 | 0 |  | 0 | 0 | 0 | 0 | 0 | 0 | 0 | 0 | -1 | 0 | 0 |  | 0 | 0 | 0 | 0 | 0 | 0 | 0 | 0 | 0 | 0 | 0 | 0 | 0 | -1 | 0 | 0 | 0 | 0 | 0 | 0 | 0 | 0 | 0 | 0 | 0 | 0 | 0 | 0 | 0 | 0 | 0 |  |  |  |  | 0 | 0 | 0 | 0 | 0 | 0 | 0 | 0 | 0 | 1/1/2031 | 12/31/2099 | TRUE | KPCO CCS Coal Price |  | 2023 |  |  |  | REF | 0 | 0 | Real 2021 ¦ 12/22/2022 3:42:52 PM | 0 | Area 1001 Coal CCS 2031 | 0 |  | 1 | Unit |  | PJM | 0 | 0 | 0.95 | 0 | 0 | 0 | 0 | 0 | 0 | 0 | 0 | 0
1399 | Area 1001 Coal CCS 2032 | ATC | 2023 | AEP-KPCO | 0 | 0 | 0 | 0 | 0 |  | 0 | 0 | 0 | 0 | 0 | 0 | 0 | 0 | -1 | 0 | 0 |  | 0 | 0 | 0 | 0 | 0 | 0 | 0 | 0 | 0 | 0 | 0 | 0 | 0 | -1 | 0 | 0 | 0 | 0 | 0 | 0 | 0 | 0 | 0 | 0 | 0 | 0 | 0 | 0 | 0 | 0 | 0 |  |  |  |  | 0 | 0 | 0 | 0 | 0 | 0 | 0 | 0 | 0 | 1/1/2032 | 12/31/2099 | TRUE | KPCO CCS Coal Price |  | 2023 |  |  |  | REF | 0 | 0 | Real 2021 ¦ 12/22/2022 3:42:52 PM | 0 | Area 1001 Coal CCS 2032 | 0 |  | 1 | Unit |  | PJM | 0 | 0 | 0.95 | 0 | 0 | 0 | 0 | 0 | 0 | 0 | 0 | 0
1400 | Area 1001 Coal CCS 2033 | ATC | 2023 | AEP-KPCO | 0 | 0 | 0 | 0 | 0 |  | 0 | 0 | 0 | 0 | 0 | 0 | 0 | 0 | -1 | 0 | 0 |  | 0 | 0 | 0 | 0 | 0 | 0 | 0 | 0 | 0 | 0 | 0 | 0 | 0 | -1 | 0 | 0 | 0 | 0 | 0 | 0 | 0 | 0 | 0 | 0 | 0 | 0 | 0 | 0 | 0 | 0 | 0 |  |  |  |  | 0 | 0 | 0 | 0 | 0 | 0 | 0 | 0 | 0 | 1/1/2033 | 12/31/2099 | TRUE | KPCO CCS Coal Price |  | 2023 |  |  |  | REF | 0 | 0 | Real 2021 ¦ 12/22/2022 3:42:52 PM | 0 | Area 1001 Coal CCS 2033 | 0 |  | 1 | Unit |  | PJM | 0 | 0 | 0.95 | 0 | 0 | 0 | 0 | 0 | 0 | 0 | 0 | 0
1401 | Area 1001 Coal CCS 2034 | ATC | 2023 | AEP-KPCO | 0 | 0 | 0 | 0 | 0 |  | 0 | 0 | 0 | 0 | 0 | 0 | 0 | 0 | -1 | 0 | 0 |  | 0 | 0 | 0 | 0 | 0 | 0 | 0 | 0 | 0 | 0 | 0 | 0 | 0 | -1 | 0 | 0 | 0 | 0 | 0 | 0 | 0 | 0 | 0 | 0 | 0 | 0 | 0 | 0 | 0 | 0 | 0 |  |  |  |  | 0 | 0 | 0 | 0 | 0 | 0 | 0 | 0 | 0 | 1/1/2034 | 12/31/2099 | TRUE | KPCO CCS Coal Price |  | 2023 |  |  |  | REF | 0 | 0 | Real 2021 ¦ 12/22/2022 3:42:52 PM | 0 | Area 1001 Coal CCS 2034 | 0 |  | 1 | Unit |  | PJM | 0 | 0 | 0.95 | 0 | 0 | 0 | 0 | 0 | 0 | 0 | 0 | 0
1402 | Area 1001 Coal CCS 2035 | ATC | 2023 | AEP-KPCO | 0 | 0 | 0 | 0 | 0 |  | 0 | 0 | 0 | 0 | 0 | 0 | 0 | 0 | -1 | 0 | 0 |  | 0 | 0 | 0 | 0 | 0 | 0 | 0 | 0 | 0 | 0 | 0 | 0 | 0 | -1 | 0 | 0 | 0 | 0 | 0 | 0 | 0 | 0 | 0 | 0 | 0 | 0 | 0 | 0 | 0 | 0 | 0 |  |  |  |  | 0 | 0 | 0 | 0 | 0 | 0 | 0 | 0 | 0 | 1/1/2035 | 12/31/2099 | TRUE | KPCO CCS Coal Price |  | 2023 |  |  |  | REF | 0 | 0 | Real 2021 ¦ 12/22/2022 3:42:52 PM | 0 | Area 1001 Coal CCS 2035 | 0 |  | 1 | Unit |  | PJM | 0 | 0 | 0.95 | 0 | 0 | 0 | 0 | 0 | 0 | 0 | 0 | 0
1403 | Area 1001 Coal CCS 2036 | ATC | 2023 | AEP-KPCO | 0 | 0 | 0 | 0 | 0 |  | 0 | 0 | 0 | 0 | 0 | 0 | 0 | 0 | -1 | 0 | 0 |  | 0 | 0 | 0 | 0 | 0 | 0 | 0 | 0 | 0 | 0 | 0 | 0 | 0 | -1 | 0 | 0 | 0 | 0 | 0 | 0 | 0 | 0 | 0 | 0 | 0 | 0 | 0 | 0 | 0 | 0 | 0 |  |  |  |  | 0 | 0 | 0 | 0 | 0 | 0 | 0 | 0 | 0 | 1/1/2036 | 12/31/2099 | TRUE | KPCO CCS Coal Price |  | 2023 |  |  |  | REF | 0 | 0 | Real 2021 ¦ 12/22/2022 3:42:52 PM | 0 | Area 1001 Coal CCS 2036 | 0 |  | 1 | Unit |  | PJM | 0 | 0 | 0.95 | 0 | 0 | 0 | 0 | 0 | 0 | 0 | 0 | 0
1404 | Area 1001 Coal CCS 2037 | ATC | 2023 | AEP-KPCO | 0 | 0 | 0 | 0 | 0 |  | 0 | 0 | 0 | 0 | 0 | 0 | 0 | 0 | -1 | 0 | 0 |  | 0 | 0 | 0 | 0 | 0 | 0 | 0 | 0 | 0 | 0 | 0 | 0 | 0 | -1 | 0 | 0 | 0 | 0 | 0 | 0 | 0 | 0 | 0 | 0 | 0 | 0 | 0 | 0 | 0 | 0 | 0 |  |  |  |  | 0 | 0 | 0 | 0 | 0 | 0 | 0 | 0 | 0 | 1/1/2037 | 12/31/2099 | TRUE | KPCO CCS Coal Price |  | 2023 |  |  |  | REF | 0 | 0 | Real 2021 ¦ 12/22/2022 3:42:52 PM | 0 | Area 1001 Coal CCS 2037 | 0 |  | 1 | Unit |  | PJM | 0 | 0 | 0.95 | 0 | 0 | 0 | 0 | 0 | 0 | 0 | 0 | 0
1405 | Area 1001 Coal CCS 2038 | ATC | 2023 | AEP-KPCO | 0 | 0 | 0 | 0 | 0 |  | 0 | 0 | 0 | 0 | 0 | 0 | 0 | 0 | -1 | 0 | 0 |  | 0 | 0 | 0 | 0 | 0 | 0 | 0 | 0 | 0 | 0 | 0 | 0 | 0 | -1 | 0 | 0 | 0 | 0 | 0 | 0 | 0 | 0 | 0 | 0 | 0 | 0 | 0 | 0 | 0 | 0 | 0 |  |  |  |  | 0 | 0 | 0 | 0 | 0 | 0 | 0 | 0 | 0 | 1/1/2038 | 12/31/2099 | TRUE | KPCO CCS Coal Price |  | 2023 |  |  |  | REF | 0 | 0 | Real 2021 ¦ 12/22/2022 3:42:52 PM | 0 | Area 1001 Coal CCS 2038 | 0 |  | 1 | Unit |  | PJM | 0 | 0 | 0.95 | 0 | 0 | 0 | 0 | 0 | 0 | 0 | 0 | 0
1406 | Area 1001 Coal CCS 2039 | ATC | 2023 | AEP-KPCO | 0 | 0 | 0 | 0 | 0 |  | 0 | 0 | 0 | 0 | 0 | 0 | 0 | 0 | -1 | 0 | 0 |  | 0 | 0 | 0 | 0 | 0 | 0 | 0 | 0 | 0 | 0 | 0 | 0 | 0 | -1 | 0 | 0 | 0 | 0 | 0 | 0 | 0 | 0 | 0 | 0 | 0 | 0 | 0 | 0 | 0 | 0 | 0 |  |  |  |  | 0 | 0 | 0 | 0 | 0 | 0 | 0 | 0 | 0 | 1/1/2039 | 12/31/2099 | TRUE | KPCO CCS Coal Price |  | 2023 |  |  |  | REF | 0 | 0 | Real 2021 ¦ 12/22/2022 3:42:52 PM | 0 | Area 1001 Coal CCS 2039 | 0 |  | 1 | Unit |  | PJM | 0 | 0 | 0.95 | 0 | 0 | 0 | 0 | 0 | 0 | 0 | 0 | 0
1407 | Area 1001 Coal CCS 2040 | ATC | 2023 | AEP-KPCO | 0 | 0 | 0 | 0 | 0 |  | 0 | 0 | 0 | 0 | 0 | 0 | 0 | 0 | -1 | 0 | 0 |  | 0 | 0 | 0 | 0 | 0 | 0 | 0 | 0 | 0 | 0 | 0 | 0 | 0 | -1 | 0 | 0 | 0 | 0 | 0 | 0 | 0 | 0 | 0 | 0 | 0 | 0 | 0 | 0 | 0 | 0 | 0 |  |  |  |  | 0 | 0 | 0 | 0 | 0 | 0 | 0 | 0 | 0 | 1/1/2040 | 12/31/2099 | TRUE | KPCO CCS Coal Price |  | 2023 |  |  |  | REF | 0 | 0 | Real 2021 ¦ 12/22/2022 3:42:52 PM | 0 | Area 1001 Coal CCS 2040 | 0 |  | 1 | Unit |  | PJM | 0 | 0 | 0.95 | 0 | 0 | 0 | 0 | 0 | 0 | 0 | 0 | 0
1408 | Area 1001 Coal CCS 2041 | ATC | 2023 | AEP-KPCO | 0 | 0 | 0 | 0 | 0 |  | 0 | 0 | 0 | 0 | 0 | 0 | 0 | 0 | -1 | 0 | 0 |  | 0 | 0 | 0 | 0 | 0 | 0 | 0 | 0 | 0 | 0 | 0 | 0 | 0 | -1 | 0 | 0 | 0 | 0 | 0 | 0 | 0 | 0 | 0 | 0 | 0 | 0 | 0 | 0 | 0 | 0 | 0 |  |  |  |  | 0 | 0 | 0 | 0 | 0 | 0 | 0 | 0 | 0 | 1/1/2041 | 12/31/2099 | TRUE | KPCO CCS Coal Price |  | 2023 |  |  |  | REF | 0 | 0 | Real 2021 ¦ 12/22/2022 3:42:52 PM | 0 | Area 1001 Coal CCS 2041 | 0 |  | 1 | Unit |  | PJM | 0 | 0 | 0.95 | 0 | 0 | 0 | 0 | 0 | 0 | 0 | 0 | 0
1409 | Area 1001 Coal CCS 2042 | ATC | 2023 | AEP-KPCO | 0 | 0 | 0 | 0 | 0 |  | 0 | 0 | 0 | 0 | 0 | 0 | 0 | 0 | -1 | 0 | 0 |  | 0 | 0 | 0 | 0 | 0 | 0 | 0 | 0 | 0 | 0 | 0 | 0 | 0 | -1 | 0 | 0 | 0 | 0 | 0 | 0 | 0 | 0 | 0 | 0 | 0 | 0 | 0 | 0 | 0 | 0 | 0 |  |  |  |  | 0 | 0 | 0 | 0 | 0 | 0 | 0 | 0 | 0 | 1/1/2042 | 12/31/2099 | TRUE | KPCO CCS Coal Price |  | 2023 |  |  |  | REF | 0 | 0 | Real 2021 ¦ 12/22/2022 3:42:52 PM | 0 | Area 1001 Coal CCS 2042 | 0 |  | 1 | Unit |  | PJM | 0 | 0 | 0.95 | 0 | 0 | 0 | 0 | 0 | 0 | 0 | 0 | 0
1410 | Area 1001 Coal CCS 2043 | ATC | 2023 | AEP-KPCO | 0 | 0 | 0 | 0 | 0 |  | 0 | 0 | 0 | 0 | 0 | 0 | 0 | 0 | -1 | 0 | 0 |  | 0 | 0 | 0 | 0 | 0 | 0 | 0 | 0 | 0 | 0 | 0 | 0 | 0 | -1 | 0 | 0 | 0 | 0 | 0 | 0 | 0 | 0 | 0 | 0 | 0 | 0 | 0 | 0 | 0 | 0 | 0 |  |  |  |  | 0 | 0 | 0 | 0 | 0 | 0 | 0 | 0 | 0 | 1/1/2043 | 12/31/2099 | TRUE | KPCO CCS Coal Price |  | 2023 |  |  |  | REF | 0 | 0 | Real 2021 ¦ 12/22/2022 3:42:52 PM | 0 | Area 1001 Coal CCS 2043 | 0 |  | 1 | Unit |  | PJM | 0 | 0 | 0.95 | 0 | 0 | 0 | 0 | 0 | 0 | 0 | 0 | 0
1411 | Area 1001 Hydrogen CT 2023 | ATC | 2023 | AEP-KPCO | 219.5369 | 240 | 0 | 37.8873 | 37.6106 | 37.6613 | 35.8197 | 55248.668 | 240 | 53478.3867 | 1770.2826 | 0 | 0 | 3.8596 | -1 | 17193636 | 9655 | 9662.7832 | 9119.2861 | 65.8611 | 203.1241 | 1779366.875 | 1779366.875 | 0 | 4.9201 | 93.7671 | 17193636 | 101930.4453 | 101930.4453 | 0 | 0 | -1 | 0 | 0 | 37 | 65904.9922 | 1.1588 | 0.11381 | 0 | 1.045 | 0 | 0 | 0 | -20331.5 | 1108.2793 | 1108.2793 | 0 | 0 | 0 | 0.84635 | 57.2847 | 68.7109 | -11.4263 | 0 | 14.4467 | 6.0164 | 0 | 0 | 8214 | 1779366.875 | 0 | 0 | 1/1/2023 | 12/31/2099 | TRUE | 2030 H2 Blend |  | 2023 |  |  |  | REF | 0 | 0 | Real 2021 ¦ 12/22/2022 3:42:52 PM | 0 | Area 1001 Hydrogen CT 2023 | 0 |  | 1 | Unit |  | PJM | 228 | 0 | 0.95 | 0 | 0 | 0 | 0 | 1923143 | 0 | 65904.9922 | 0 | 0
1412 | Area 1001 Hydrogen CT 2024 | ATC | 2023 | AEP-KPCO | 0 | 0 | 0 | 0 | 0 |  | 0 | 0 | 0 | 0 | 0 | 0 | 0 | 0 | -1 | 0 | 0 |  | 0 | 0 | 0 | 0 | 0 | 0 | 0 | 0 | 0 | 0 | 0 | 0 | 0 | -1 | 0 | 0 | 0 | 0 | 0 | 0 | 0 | 0 | 0 | 0 | 0 | 0 | 0 | 0 | 0 | 0 | 0 |  |  |  |  | 0 | 0 | 0 | 0 | 0 | 0 | 0 | 0 | 0 | 1/1/2024 | 12/31/2099 | TRUE | 2030 H2 Blend |  | 2023 |  |  |  | REF | 0 | 0 | Real 2021 ¦ 12/22/2022 3:42:52 PM | 0 | Area 1001 Hydrogen CT 2024 | 0 |  | 1 | Unit |  | PJM | 0 | 0 | 0.95 | 0 | 0 | 0 | 0 | 0 | 0 | 0 | 0 | 0
1413 | Area 1001 Hydrogen CT 2025 | ATC | 2023 | AEP-KPCO | 0 | 0 | 0 | 0 | 0 |  | 0 | 0 | 0 | 0 | 0 | 0 | 0 | 0 | -1 | 0 | 0 |  | 0 | 0 | 0 | 0 | 0 | 0 | 0 | 0 | 0 | 0 | 0 | 0 | 0 | -1 | 0 | 0 | 0 | 0 | 0 | 0 | 0 | 0 | 0 | 0 | 0 | 0 | 0 | 0 | 0 | 0 | 0 |  |  |  |  | 0 | 0 | 0 | 0 | 0 | 0 | 0 | 0 | 0 | 1/1/2025 | 12/31/2099 | TRUE | 2030 H2 Blend |  | 2023 |  |  |  | REF | 0 | 0 | Real 2021 ¦ 12/22/2022 3:42:52 PM | 0 | Area 1001 Hydrogen CT 2025 | 0 |  | 1 | Unit |  | PJM | 0 | 0 | 0.95 | 0 | 0 | 0 | 0 | 0 | 0 | 0 | 0 | 0
1414 | Area 1001 Hydrogen CT 2026 | ATC | 2023 | AEP-KPCO | 0 | 0 | 0 | 0 | 0 |  | 0 | 0 | 0 | 0 | 0 | 0 | 0 | 0 | -1 | 0 | 0 |  | 0 | 0 | 0 | 0 | 0 | 0 | 0 | 0 | 0 | 0 | 0 | 0 | 0 | -1 | 0 | 0 | 0 | 0 | 0 | 0 | 0 | 0 | 0 | 0 | 0 | 0 | 0 | 0 | 0 | 0 | 0 |  |  |  |  | 0 | 0 | 0 | 0 | 0 | 0 | 0 | 0 | 0 | 1/1/2026 | 12/31/2099 | TRUE | 2030 H2 Blend |  | 2023 |  |  |  | REF | 0 | 0 | Real 2021 ¦ 12/22/2022 3:42:52 PM | 0 | Area 1001 Hydrogen CT 2026 | 0 |  | 1 | Unit |  | PJM | 0 | 0 | 0.95 | 0 | 0 | 0 | 0 | 0 | 0 | 0 | 0 | 0
1415 | Area 1001 Hydrogen CT 2027 | ATC | 2023 | AEP-KPCO | 0 | 0 | 0 | 0 | 0 |  | 0 | 0 | 0 | 0 | 0 | 0 | 0 | 0 | -1 | 0 | 0 |  | 0 | 0 | 0 | 0 | 0 | 0 | 0 | 0 | 0 | 0 | 0 | 0 | 0 | -1 | 0 | 0 | 0 | 0 | 0 | 0 | 0 | 0 | 0 | 0 | 0 | 0 | 0 | 0 | 0 | 0 | 0 |  |  |  |  | 0 | 0 | 0 | 0 | 0 | 0 | 0 | 0 | 0 | 1/1/2027 | 12/31/2099 | TRUE | 2030 H2 Blend |  | 2023 |  |  |  | REF | 0 | 0 | Real 2021 ¦ 12/22/2022 3:42:52 PM | 0 | Area 1001 Hydrogen CT 2027 | 0 |  | 1 | Unit |  | PJM | 0 | 0 | 0.95 | 0 | 0 | 0 | 0 | 0 | 0 | 0 | 0 | 0
1416 | Area 1001 Hydrogen CT 2028 | ATC | 2023 | AEP-KPCO | 0 | 0 | 0 | 0 | 0 |  | 0 | 0 | 0 | 0 | 0 | 0 | 0 | 0 | -1 | 0 | 0 |  | 0 | 0 | 0 | 0 | 0 | 0 | 0 | 0 | 0 | 0 | 0 | 0 | 0 | -1 | 0 | 0 | 0 | 0 | 0 | 0 | 0 | 0 | 0 | 0 | 0 | 0 | 0 | 0 | 0 | 0 | 0 |  |  |  |  | 0 | 0 | 0 | 0 | 0 | 0 | 0 | 0 | 0 | 1/1/2028 | 12/31/2099 | TRUE | 2030 H2 Blend |  | 2023 |  |  |  | REF | 0 | 0 | Real 2021 ¦ 12/22/2022 3:42:52 PM | 0 | Area 1001 Hydrogen CT 2028 | 0 |  | 1 | Unit |  | PJM | 0 | 0 | 0.95 | 0 | 0 | 0 | 0 | 0 | 0 | 0 | 0 | 0
1417 | Area 1001 Hydrogen CT 2029 | ATC | 2023 | AEP-KPCO | 0 | 0 | 0 | 0 | 0 |  | 0 | 0 | 0 | 0 | 0 | 0 | 0 | 0 | -1 | 0 | 0 |  | 0 | 0 | 0 | 0 | 0 | 0 | 0 | 0 | 0 | 0 | 0 | 0 | 0 | -1 | 0 | 0 | 0 | 0 | 0 | 0 | 0 | 0 | 0 | 0 | 0 | 0 | 0 | 0 | 0 | 0 | 0 |  |  |  |  | 0 | 0 | 0 | 0 | 0 | 0 | 0 | 0 | 0 | 1/1/2029 | 12/31/2099 | TRUE | 2030 H2 Blend |  | 2023 |  |  |  | REF | 0 | 0 | Real 2021 ¦ 12/22/2022 3:42:52 PM | 0 | Area 1001 Hydrogen CT 2029 | 0 |  | 1 | Unit |  | PJM | 0 | 0 | 0.95 | 0 | 0 | 0 | 0 | 0 | 0 | 0 | 0 | 0
1418 | Area 1001 Hydrogen CT 2030 | ATC | 2023 | AEP-KPCO | 0 | 0 | 0 | 0 | 0 |  | 0 | 0 | 0 | 0 | 0 | 0 | 0 | 0 | -1 | 0 | 0 |  | 0 | 0 | 0 | 0 | 0 | 0 | 0 | 0 | 0 | 0 | 0 | 0 | 0 | -1 | 0 | 0 | 0 | 0 | 0 | 0 | 0 | 0 | 0 | 0 | 0 | 0 | 0 | 0 | 0 | 0 | 0 |  |  |  |  | 0 | 0 | 0 | 0 | 0 | 0 | 0 | 0 | 0 | 1/1/2030 | 12/31/2099 | TRUE | 2030 H2 Blend |  | 2023 |  |  |  | REF | 0 | 0 | Real 2021 ¦ 12/22/2022 3:42:52 PM | 0 | Area 1001 Hydrogen CT 2030 | 0 |  | 1 | Unit |  | PJM | 0 | 0 | 0.95 | 0 | 0 | 0 | 0 | 0 | 0 | 0 | 0 | 0
1419 | Area 1001 Hydrogen CT 2031 | ATC | 2023 | AEP-KPCO | 0 | 0 | 0 | 0 | 0 |  | 0 | 0 | 0 | 0 | 0 | 0 | 0 | 0 | -1 | 0 | 0 |  | 0 | 0 | 0 | 0 | 0 | 0 | 0 | 0 | 0 | 0 | 0 | 0 | 0 | -1 | 0 | 0 | 0 | 0 | 0 | 0 | 0 | 0 | 0 | 0 | 0 | 0 | 0 | 0 | 0 | 0 | 0 |  |  |  |  | 0 | 0 | 0 | 0 | 0 | 0 | 0 | 0 | 0 | 1/1/2031 | 12/31/2099 | TRUE | 2031 H2 Blend |  | 2023 |  |  |  | REF | 0 | 0 | Real 2021 ¦ 12/22/2022 3:42:52 PM | 0 | Area 1001 Hydrogen CT 2031 | 0 |  | 1 | Unit |  | PJM | 0 | 0 | 0.95 | 0 | 0 | 0 | 0 | 0 | 0 | 0 | 0 | 0
1420 | Area 1001 Hydrogen CT 2032 | ATC | 2023 | AEP-KPCO | 0 | 0 | 0 | 0 | 0 |  | 0 | 0 | 0 | 0 | 0 | 0 | 0 | 0 | -1 | 0 | 0 |  | 0 | 0 | 0 | 0 | 0 | 0 | 0 | 0 | 0 | 0 | 0 | 0 | 0 | -1 | 0 | 0 | 0 | 0 | 0 | 0 | 0 | 0 | 0 | 0 | 0 | 0 | 0 | 0 | 0 | 0 | 0 |  |  |  |  | 0 | 0 | 0 | 0 | 0 | 0 | 0 | 0 | 0 | 1/1/2032 | 12/31/2099 | TRUE | 2032 H2 Blend |  | 2023 |  |  |  | REF | 0 | 0 | Real 2021 ¦ 12/22/2022 3:42:52 PM | 0 | Area 1001 Hydrogen CT 2032 | 0 |  | 1 | Unit |  | PJM | 0 | 0 | 0.95 | 0 | 0 | 0 | 0 | 0 | 0 | 0 | 0 | 0
1421 | Area 1001 Hydrogen CT 2033 | ATC | 2023 | AEP-KPCO | 0 | 0 | 0 | 0 | 0 |  | 0 | 0 | 0 | 0 | 0 | 0 | 0 | 0 | -1 | 0 | 0 |  | 0 | 0 | 0 | 0 | 0 | 0 | 0 | 0 | 0 | 0 | 0 | 0 | 0 | -1 | 0 | 0 | 0 | 0 | 0 | 0 | 0 | 0 | 0 | 0 | 0 | 0 | 0 | 0 | 0 | 0 | 0 |  |  |  |  | 0 | 0 | 0 | 0 | 0 | 0 | 0 | 0 | 0 | 1/1/2033 | 12/31/2099 | TRUE | 2033 H2 Blend |  | 2023 |  |  |  | REF | 0 | 0 | Real 2021 ¦ 12/22/2022 3:42:52 PM | 0 | Area 1001 Hydrogen CT 2033 | 0 |  | 1 | Unit |  | PJM | 0 | 0 | 0.95 | 0 | 0 | 0 | 0 | 0 | 0 | 0 | 0 | 0
1422 | Area 1001 Hydrogen CT 2034 | ATC | 2023 | AEP-KPCO | 0 | 0 | 0 | 0 | 0 |  | 0 | 0 | 0 | 0 | 0 | 0 | 0 | 0 | -1 | 0 | 0 |  | 0 | 0 | 0 | 0 | 0 | 0 | 0 | 0 | 0 | 0 | 0 | 0 | 0 | -1 | 0 | 0 | 0 | 0 | 0 | 0 | 0 | 0 | 0 | 0 | 0 | 0 | 0 | 0 | 0 | 0 | 0 |  |  |  |  | 0 | 0 | 0 | 0 | 0 | 0 | 0 | 0 | 0 | 1/1/2034 | 12/31/2099 | TRUE | 2034 H2 Blend |  | 2023 |  |  |  | REF | 0 | 0 | Real 2021 ¦ 12/22/2022 3:42:52 PM | 0 | Area 1001 Hydrogen CT 2034 | 0 |  | 1 | Unit |  | PJM | 0 | 0 | 0.95 | 0 | 0 | 0 | 0 | 0 | 0 | 0 | 0 | 0
1423 | Area 1001 Hydrogen CT 2035 | ATC | 2023 | AEP-KPCO | 0 | 0 | 0 | 0 | 0 |  | 0 | 0 | 0 | 0 | 0 | 0 | 0 | 0 | -1 | 0 | 0 |  | 0 | 0 | 0 | 0 | 0 | 0 | 0 | 0 | 0 | 0 | 0 | 0 | 0 | -1 | 0 | 0 | 0 | 0 | 0 | 0 | 0 | 0 | 0 | 0 | 0 | 0 | 0 | 0 | 0 | 0 | 0 |  |  |  |  | 0 | 0 | 0 | 0 | 0 | 0 | 0 | 0 | 0 | 1/1/2035 | 12/31/2099 | TRUE | Hydrogen |  | 2023 |  |  |  | REF | 0 | 0 | Real 2021 ¦ 12/22/2022 3:42:52 PM | 0 | Area 1001 Hydrogen CT 2035 | 0 |  | 1 | Unit |  | PJM | 0 | 0 | 0.95 | 0 | 0 | 0 | 0 | 0 | 0 | 0 | 0 | 0
1424 | Area 1001 Hydrogen CT 2036 | ATC | 2023 | AEP-KPCO | 0 | 0 | 0 | 0 | 0 |  | 0 | 0 | 0 | 0 | 0 | 0 | 0 | 0 | -1 | 0 | 0 |  | 0 | 0 | 0 | 0 | 0 | 0 | 0 | 0 | 0 | 0 | 0 | 0 | 0 | -1 | 0 | 0 | 0 | 0 | 0 | 0 | 0 | 0 | 0 | 0 | 0 | 0 | 0 | 0 | 0 | 0 | 0 |  |  |  |  | 0 | 0 | 0 | 0 | 0 | 0 | 0 | 0 | 0 | 1/1/2036 | 12/31/2099 | TRUE | Hydrogen |  | 2023 |  |  |  | REF | 0 | 0 | Real 2021 ¦ 12/22/2022 3:42:52 PM | 0 | Area 1001 Hydrogen CT 2036 | 0 |  | 1 | Unit |  | PJM | 0 | 0 | 0.95 | 0 | 0 | 0 | 0 | 0 | 0 | 0 | 0 | 0
1425 | Area 1001 Hydrogen CT 2037 | ATC | 2023 | AEP-KPCO | 0 | 0 | 0 | 0 | 0 |  | 0 | 0 | 0 | 0 | 0 | 0 | 0 | 0 | -1 | 0 | 0 |  | 0 | 0 | 0 | 0 | 0 | 0 | 0 | 0 | 0 | 0 | 0 | 0 | 0 | -1 | 0 | 0 | 0 | 0 | 0 | 0 | 0 | 0 | 0 | 0 | 0 | 0 | 0 | 0 | 0 | 0 | 0 |  |  |  |  | 0 | 0 | 0 | 0 | 0 | 0 | 0 | 0 | 0 | 1/1/2037 | 12/31/2099 | TRUE | Hydrogen |  | 2023 |  |  |  | REF | 0 | 0 | Real 2021 ¦ 12/22/2022 3:42:52 PM | 0 | Area 1001 Hydrogen CT 2037 | 0 |  | 1 | Unit |  | PJM | 0 | 0 | 0.95 | 0 | 0 | 0 | 0 | 0 | 0 | 0 | 0 | 0
1426 | Area 1001 Hydrogen CT 2038 | ATC | 2023 | AEP-KPCO | 0 | 0 | 0 | 0 | 0 |  | 0 | 0 | 0 | 0 | 0 | 0 | 0 | 0 | -1 | 0 | 0 |  | 0 | 0 | 0 | 0 | 0 | 0 | 0 | 0 | 0 | 0 | 0 | 0 | 0 | -1 | 0 | 0 | 0 | 0 | 0 | 0 | 0 | 0 | 0 | 0 | 0 | 0 | 0 | 0 | 0 | 0 | 0 |  |  |  |  | 0 | 0 | 0 | 0 | 0 | 0 | 0 | 0 | 0 | 1/1/2038 | 12/31/2099 | TRUE | Hydrogen |  | 2023 |  |  |  | REF | 0 | 0 | Real 2021 ¦ 12/22/2022 3:42:52 PM | 0 | Area 1001 Hydrogen CT 2038 | 0 |  | 1 | Unit |  | PJM | 0 | 0 | 0.95 | 0 | 0 | 0 | 0 | 0 | 0 | 0 | 0 | 0
1427 | Area 1001 Hydrogen CT 2039 | ATC | 2023 | AEP-KPCO | 0 | 0 | 0 | 0 | 0 |  | 0 | 0 | 0 | 0 | 0 | 0 | 0 | 0 | -1 | 0 | 0 |  | 0 | 0 | 0 | 0 | 0 | 0 | 0 | 0 | 0 | 0 | 0 | 0 | 0 | -1 | 0 | 0 | 0 | 0 | 0 | 0 | 0 | 0 | 0 | 0 | 0 | 0 | 0 | 0 | 0 | 0 | 0 |  |  |  |  | 0 | 0 | 0 | 0 | 0 | 0 | 0 | 0 | 0 | 1/1/2039 | 12/31/2099 | TRUE | Hydrogen |  | 2023 |  |  |  | REF | 0 | 0 | Real 2021 ¦ 12/22/2022 3:42:52 PM | 0 | Area 1001 Hydrogen CT 2039 | 0 |  | 1 | Unit |  | PJM | 0 | 0 | 0.95 | 0 | 0 | 0 | 0 | 0 | 0 | 0 | 0 | 0
1428 | Area 1001 Hydrogen CT 2040 | ATC | 2023 | AEP-KPCO | 0 | 0 | 0 | 0 | 0 |  | 0 | 0 | 0 | 0 | 0 | 0 | 0 | 0 | -1 | 0 | 0 |  | 0 | 0 | 0 | 0 | 0 | 0 | 0 | 0 | 0 | 0 | 0 | 0 | 0 | -1 | 0 | 0 | 0 | 0 | 0 | 0 | 0 | 0 | 0 | 0 | 0 | 0 | 0 | 0 | 0 | 0 | 0 |  |  |  |  | 0 | 0 | 0 | 0 | 0 | 0 | 0 | 0 | 0 | 1/1/2040 | 12/31/2099 | TRUE | Hydrogen |  | 2023 |  |  |  | REF | 0 | 0 | Real 2021 ¦ 12/22/2022 3:42:52 PM | 0 | Area 1001 Hydrogen CT 2040 | 0 |  | 1 | Unit |  | PJM | 0 | 0 | 0.95 | 0 | 0 | 0 | 0 | 0 | 0 | 0 | 0 | 0
1429 | Area 1001 Hydrogen CT 2041 | ATC | 2023 | AEP-KPCO | 0 | 0 | 0 | 0 | 0 |  | 0 | 0 | 0 | 0 | 0 | 0 | 0 | 0 | -1 | 0 | 0 |  | 0 | 0 | 0 | 0 | 0 | 0 | 0 | 0 | 0 | 0 | 0 | 0 | 0 | -1 | 0 | 0 | 0 | 0 | 0 | 0 | 0 | 0 | 0 | 0 | 0 | 0 | 0 | 0 | 0 | 0 | 0 |  |  |  |  | 0 | 0 | 0 | 0 | 0 | 0 | 0 | 0 | 0 | 1/1/2041 | 12/31/2099 | TRUE | Hydrogen |  | 2023 |  |  |  | REF | 0 | 0 | Real 2021 ¦ 12/22/2022 3:42:52 PM | 0 | Area 1001 Hydrogen CT 2041 | 0 |  | 1 | Unit |  | PJM | 0 | 0 | 0.95 | 0 | 0 | 0 | 0 | 0 | 0 | 0 | 0 | 0
1430 | Area 1001 Hydrogen CT 2042 | ATC | 2023 | AEP-KPCO | 0 | 0 | 0 | 0 | 0 |  | 0 | 0 | 0 | 0 | 0 | 0 | 0 | 0 | -1 | 0 | 0 |  | 0 | 0 | 0 | 0 | 0 | 0 | 0 | 0 | 0 | 0 | 0 | 0 | 0 | -1 | 0 | 0 | 0 | 0 | 0 | 0 | 0 | 0 | 0 | 0 | 0 | 0 | 0 | 0 | 0 | 0 | 0 |  |  |  |  | 0 | 0 | 0 | 0 | 0 | 0 | 0 | 0 | 0 | 1/1/2042 | 12/31/2099 | TRUE | Hydrogen |  | 2023 |  |  |  | REF | 0 | 0 | Real 2021 ¦ 12/22/2022 3:42:52 PM | 0 | Area 1001 Hydrogen CT 2042 | 0 |  | 1 | Unit |  | PJM | 0 | 0 | 0.95 | 0 | 0 | 0 | 0 | 0 | 0 | 0 | 0 | 0
1431 | Area 1001 Hydrogen CT 2043 | ATC | 2023 | AEP-KPCO | 0 | 0 | 0 | 0 | 0 |  | 0 | 0 | 0 | 0 | 0 | 0 | 0 | 0 | -1 | 0 | 0 |  | 0 | 0 | 0 | 0 | 0 | 0 | 0 | 0 | 0 | 0 | 0 | 0 | 0 | -1 | 0 | 0 | 0 | 0 | 0 | 0 | 0 | 0 | 0 | 0 | 0 | 0 | 0 | 0 | 0 | 0 | 0 |  |  |  |  | 0 | 0 | 0 | 0 | 0 | 0 | 0 | 0 | 0 | 1/1/2043 | 12/31/2099 | TRUE | Hydrogen |  | 2023 |  |  |  | REF | 0 | 0 | Real 2021 ¦ 12/22/2022 3:42:52 PM | 0 | Area 1001 Hydrogen CT 2043 | 0 |  | 1 | Unit |  | PJM | 0 | 0 | 0.95 | 0 | 0 | 0 | 0 | 0 | 0 | 0 | 0 | 0
1432 | Area 1001 SMR 2028 | ATC | 2023 | AEP-KPCO | 0 | 0 | 0 | 0 | 0 |  | 0 | 0 | 0 | 0 | 0 | 0 | 0 | 0 | -1 | 0 | 0 |  | 0 | 0 | 0 | 0 | 0 | 0 | 0 | 100 | 0 | 0 | 0 | 0 | 0 | -1 | 0 | 0 | 0 | 0 | 0 | 0 | 0 | 0 | 0 | 0 | 0 | 0 | 0 | 0 | 0 | 0 | 0 |  |  |  |  | 0 | 0 | 0 | 0 | 0 | 0 | 0 | 0 | 0 | 1/1/2028 | 12/31/2099 | TRUE | Uranium |  | 2023 |  |  |  | REF | 0 | 0 | Real 2021 ¦ 12/22/2022 3:42:52 PM | 0 | Area 1001 SMR 2028 | 0 |  | 1 | Unit |  | PJM | 0 | 0 | 0.97 | 0 | 0 | 0 | 0 | 0 | 0 | 0 | 0 | 0
1433 | Area 1001 SMR 2029 | ATC | 2023 | AEP-KPCO | 0 | 0 | 0 | 0 | 0 |  | 0 | 0 | 0 | 0 | 0 | 0 | 0 | 0 | -1 | 0 | 0 |  | 0 | 0 | 0 | 0 | 0 | 0 | 0 | 100 | 0 | 0 | 0 | 0 | 0 | -1 | 0 | 0 | 0 | 0 | 0 | 0 | 0 | 0 | 0 | 0 | 0 | 0 | 0 | 0 | 0 | 0 | 0 |  |  |  |  | 0 | 0 | 0 | 0 | 0 | 0 | 0 | 0 | 0 | 1/1/2029 | 12/31/2099 | TRUE | Uranium |  | 2023 |  |  |  | REF | 0 | 0 | Real 2021 ¦ 12/22/2022 3:42:52 PM | 0 | Area 1001 SMR 2029 | 0 |  | 1 | Unit |  | PJM | 0 | 0 | 0.97 | 0 | 0 | 0 | 0 | 0 | 0 | 0 | 0 | 0
1434 | Area 1001 SMR 2030 | ATC | 2023 | AEP-KPCO | 0 | 0 | 0 | 0 | 0 |  | 0 | 0 | 0 | 0 | 0 | 0 | 0 | 0 | -1 | 0 | 0 |  | 0 | 0 | 0 | 0 | 0 | 0 | 0 | 100 | 0 | 0 | 0 | 0 | 0 | -1 | 0 | 0 | 0 | 0 | 0 | 0 | 0 | 0 | 0 | 0 | 0 | 0 | 0 | 0 | 0 | 0 | 0 |  |  |  |  | 0 | 0 | 0 | 0 | 0 | 0 | 0 | 0 | 0 | 1/1/2030 | 12/31/2099 | TRUE | Uranium |  | 2023 |  |  |  | REF | 0 | 0 | Real 2021 ¦ 12/22/2022 3:42:52 PM | 0 | Area 1001 SMR 2030 | 0 |  | 1 | Unit |  | PJM | 0 | 0 | 0.97 | 0 | 0 | 0 | 0 | 0 | 0 | 0 | 0 | 0
1435 | Area 1001 SMR 2031 | ATC | 2023 | AEP-KPCO | 0 | 0 | 0 | 0 | 0 |  | 0 | 0 | 0 | 0 | 0 | 0 | 0 | 0 | -1 | 0 | 0 |  | 0 | 0 | 0 | 0 | 0 | 0 | 0 | 100 | 0 | 0 | 0 | 0 | 0 | -1 | 0 | 0 | 0 | 0 | 0 | 0 | 0 | 0 | 0 | 0 | 0 | 0 | 0 | 0 | 0 | 0 | 0 |  |  |  |  | 0 | 0 | 0 | 0 | 0 | 0 | 0 | 0 | 0 | 1/1/2031 | 12/31/2099 | TRUE | Uranium |  | 2023 |  |  |  | REF | 0 | 0 | Real 2021 ¦ 12/22/2022 3:42:52 PM | 0 | Area 1001 SMR 2031 | 0 |  | 1 | Unit |  | PJM | 0 | 0 | 0.97 | 0 | 0 | 0 | 0 | 0 | 0 | 0 | 0 | 0
1436 | Area 1001 SMR 2032 | ATC | 2023 | AEP-KPCO | 0 | 0 | 0 | 0 | 0 |  | 0 | 0 | 0 | 0 | 0 | 0 | 0 | 0 | -1 | 0 | 0 |  | 0 | 0 | 0 | 0 | 0 | 0 | 0 | 100 | 0 | 0 | 0 | 0 | 0 | -1 | 0 | 0 | 0 | 0 | 0 | 0 | 0 | 0 | 0 | 0 | 0 | 0 | 0 | 0 | 0 | 0 | 0 |  |  |  |  | 0 | 0 | 0 | 0 | 0 | 0 | 0 | 0 | 0 | 1/1/2032 | 12/31/2099 | TRUE | Uranium |  | 2023 |  |  |  | REF | 0 | 0 | Real 2021 ¦ 12/22/2022 3:42:52 PM | 0 | Area 1001 SMR 2032 | 0 |  | 1 | Unit |  | PJM | 0 | 0 | 0.97 | 0 | 0 | 0 | 0 | 0 | 0 | 0 | 0 | 0
1437 | Area 1001 SMR 2033 | ATC | 2023 | AEP-KPCO | 0 | 0 | 0 | 0 | 0 |  | 0 | 0 | 0 | 0 | 0 | 0 | 0 | 0 | -1 | 0 | 0 |  | 0 | 0 | 0 | 0 | 0 | 0 | 0 | 100 | 0 | 0 | 0 | 0 | 0 | -1 | 0 | 0 | 0 | 0 | 0 | 0 | 0 | 0 | 0 | 0 | 0 | 0 | 0 | 0 | 0 | 0 | 0 |  |  |  |  | 0 | 0 | 0 | 0 | 0 | 0 | 0 | 0 | 0 | 1/1/2033 | 12/31/2099 | TRUE | Uranium |  | 2023 |  |  |  | REF | 0 | 0 | Real 2021 ¦ 12/22/2022 3:42:52 PM | 0 | Area 1001 SMR 2033 | 0 |  | 1 | Unit |  | PJM | 0 | 0 | 0.97 | 0 | 0 | 0 | 0 | 0 | 0 | 0 | 0 | 0
1438 | Area 1001 SMR 2034 | ATC | 2023 | AEP-KPCO | 0 | 0 | 0 | 0 | 0 |  | 0 | 0 | 0 | 0 | 0 | 0 | 0 | 0 | -1 | 0 | 0 |  | 0 | 0 | 0 | 0 | 0 | 0 | 0 | 100 | 0 | 0 | 0 | 0 | 0 | -1 | 0 | 0 | 0 | 0 | 0 | 0 | 0 | 0 | 0 | 0 | 0 | 0 | 0 | 0 | 0 | 0 | 0 |  |  |  |  | 0 | 0 | 0 | 0 | 0 | 0 | 0 | 0 | 0 | 1/1/2034 | 12/31/2099 | TRUE | Uranium |  | 2023 |  |  |  | REF | 0 | 0 | Real 2021 ¦ 12/22/2022 3:42:52 PM | 0 | Area 1001 SMR 2034 | 0 |  | 1 | Unit |  | PJM | 0 | 0 | 0.97 | 0 | 0 | 0 | 0 | 0 | 0 | 0 | 0 | 0
1439 | Area 1001 SMR 2035 | ATC | 2023 | AEP-KPCO | 0 | 0 | 0 | 0 | 0 |  | 0 | 0 | 0 | 0 | 0 | 0 | 0 | 0 | -1 | 0 | 0 |  | 0 | 0 | 0 | 0 | 0 | 0 | 0 | 100 | 0 | 0 | 0 | 0 | 0 | -1 | 0 | 0 | 0 | 0 | 0 | 0 | 0 | 0 | 0 | 0 | 0 | 0 | 0 | 0 | 0 | 0 | 0 |  |  |  |  | 0 | 0 | 0 | 0 | 0 | 0 | 0 | 0 | 0 | 1/1/2035 | 12/31/2099 | TRUE | Uranium |  | 2023 |  |  |  | REF | 0 | 0 | Real 2021 ¦ 12/22/2022 3:42:52 PM | 0 | Area 1001 SMR 2035 | 0 |  | 1 | Unit |  | PJM | 0 | 0 | 0.97 | 0 | 0 | 0 | 0 | 0 | 0 | 0 | 0 | 0
1440 | Area 1001 SMR 2036 | ATC | 2023 | AEP-KPCO | 0 | 0 | 0 | 0 | 0 |  | 0 | 0 | 0 | 0 | 0 | 0 | 0 | 0 | -1 | 0 | 0 |  | 0 | 0 | 0 | 0 | 0 | 0 | 0 | 100 | 0 | 0 | 0 | 0 | 0 | -1 | 0 | 0 | 0 | 0 | 0 | 0 | 0 | 0 | 0 | 0 | 0 | 0 | 0 | 0 | 0 | 0 | 0 |  |  |  |  | 0 | 0 | 0 | 0 | 0 | 0 | 0 | 0 | 0 | 1/1/2036 | 12/31/2099 | TRUE | Uranium |  | 2023 |  |  |  | REF | 0 | 0 | Real 2021 ¦ 12/22/2022 3:42:52 PM | 0 | Area 1001 SMR 2036 | 0 |  | 1 | Unit |  | PJM | 0 | 0 | 0.97 | 0 | 0 | 0 | 0 | 0 | 0 | 0 | 0 | 0
1441 | Area 1001 SMR 2037 | ATC | 2023 | AEP-KPCO | 0 | 0 | 0 | 0 | 0 |  | 0 | 0 | 0 | 0 | 0 | 0 | 0 | 0 | -1 | 0 | 0 |  | 0 | 0 | 0 | 0 | 0 | 0 | 0 | 100 | 0 | 0 | 0 | 0 | 0 | -1 | 0 | 0 | 0 | 0 | 0 | 0 | 0 | 0 | 0 | 0 | 0 | 0 | 0 | 0 | 0 | 0 | 0 |  |  |  |  | 0 | 0 | 0 | 0 | 0 | 0 | 0 | 0 | 0 | 1/1/2037 | 12/31/2099 | TRUE | Uranium |  | 2023 |  |  |  | REF | 0 | 0 | Real 2021 ¦ 12/22/2022 3:42:52 PM | 0 | Area 1001 SMR 2037 | 0 |  | 1 | Unit |  | PJM | 0 | 0 | 0.97 | 0 | 0 | 0 | 0 | 0 | 0 | 0 | 0 | 0
1442 | Area 1001 SMR 2038 | ATC | 2023 | AEP-KPCO | 0 | 0 | 0 | 0 | 0 |  | 0 | 0 | 0 | 0 | 0 | 0 | 0 | 0 | -1 | 0 | 0 |  | 0 | 0 | 0 | 0 | 0 | 0 | 0 | 100 | 0 | 0 | 0 | 0 | 0 | -1 | 0 | 0 | 0 | 0 | 0 | 0 | 0 | 0 | 0 | 0 | 0 | 0 | 0 | 0 | 0 | 0 | 0 |  |  |  |  | 0 | 0 | 0 | 0 | 0 | 0 | 0 | 0 | 0 | 1/1/2038 | 12/31/2099 | TRUE | Uranium |  | 2023 |  |  |  | REF | 0 | 0 | Real 2021 ¦ 12/22/2022 3:42:52 PM | 0 | Area 1001 SMR 2038 | 0 |  | 1 | Unit |  | PJM | 0 | 0 | 0.97 | 0 | 0 | 0 | 0 | 0 | 0 | 0 | 0 | 0
1443 | Area 1001 SMR 2039 | ATC | 2023 | AEP-KPCO | 0 | 0 | 0 | 0 | 0 |  | 0 | 0 | 0 | 0 | 0 | 0 | 0 | 0 | -1 | 0 | 0 |  | 0 | 0 | 0 | 0 | 0 | 0 | 0 | 100 | 0 | 0 | 0 | 0 | 0 | -1 | 0 | 0 | 0 | 0 | 0 | 0 | 0 | 0 | 0 | 0 | 0 | 0 | 0 | 0 | 0 | 0 | 0 |  |  |  |  | 0 | 0 | 0 | 0 | 0 | 0 | 0 | 0 | 0 | 1/1/2039 | 12/31/2099 | TRUE | Uranium |  | 2023 |  |  |  | REF | 0 | 0 | Real 2021 ¦ 12/22/2022 3:42:52 PM | 0 | Area 1001 SMR 2039 | 0 |  | 1 | Unit |  | PJM | 0 | 0 | 0.97 | 0 | 0 | 0 | 0 | 0 | 0 | 0 | 0 | 0
1444 | Area 1001 SMR 2040 | ATC | 2023 | AEP-KPCO | 0 | 0 | 0 | 0 | 0 |  | 0 | 0 | 0 | 0 | 0 | 0 | 0 | 0 | -1 | 0 | 0 |  | 0 | 0 | 0 | 0 | 0 | 0 | 0 | 100 | 0 | 0 | 0 | 0 | 0 | -1 | 0 | 0 | 0 | 0 | 0 | 0 | 0 | 0 | 0 | 0 | 0 | 0 | 0 | 0 | 0 | 0 | 0 |  |  |  |  | 0 | 0 | 0 | 0 | 0 | 0 | 0 | 0 | 0 | 1/1/2040 | 12/31/2099 | TRUE | Uranium |  | 2023 |  |  |  | REF | 0 | 0 | Real 2021 ¦ 12/22/2022 3:42:52 PM | 0 | Area 1001 SMR 2040 | 0 |  | 1 | Unit |  | PJM | 0 | 0 | 0.97 | 0 | 0 | 0 | 0 | 0 | 0 | 0 | 0 | 0
1445 | Area 1001 SMR 2041 | ATC | 2023 | AEP-KPCO | 0 | 0 | 0 | 0 | 0 |  | 0 | 0 | 0 | 0 | 0 | 0 | 0 | 0 | -1 | 0 | 0 |  | 0 | 0 | 0 | 0 | 0 | 0 | 0 | 100 | 0 | 0 | 0 | 0 | 0 | -1 | 0 | 0 | 0 | 0 | 0 | 0 | 0 | 0 | 0 | 0 | 0 | 0 | 0 | 0 | 0 | 0 | 0 |  |  |  |  | 0 | 0 | 0 | 0 | 0 | 0 | 0 | 0 | 0 | 1/1/2041 | 12/31/2099 | TRUE | Uranium |  | 2023 |  |  |  | REF | 0 | 0 | Real 2021 ¦ 12/22/2022 3:42:52 PM | 0 | Area 1001 SMR 2041 | 0 |  | 1 | Unit |  | PJM | 0 | 0 | 0.97 | 0 | 0 | 0 | 0 | 0 | 0 | 0 | 0 | 0
1446 | Area 1001 SMR 2042 | ATC | 2023 | AEP-KPCO | 0 | 0 | 0 | 0 | 0 |  | 0 | 0 | 0 | 0 | 0 | 0 | 0 | 0 | -1 | 0 | 0 |  | 0 | 0 | 0 | 0 | 0 | 0 | 0 | 100 | 0 | 0 | 0 | 0 | 0 | -1 | 0 | 0 | 0 | 0 | 0 | 0 | 0 | 0 | 0 | 0 | 0 | 0 | 0 | 0 | 0 | 0 | 0 |  |  |  |  | 0 | 0 | 0 | 0 | 0 | 0 | 0 | 0 | 0 | 1/1/2042 | 12/31/2099 | TRUE | Uranium |  | 2023 |  |  |  | REF | 0 | 0 | Real 2021 ¦ 12/22/2022 3:42:52 PM | 0 | Area 1001 SMR 2042 | 0 |  | 1 | Unit |  | PJM | 0 | 0 | 0.97 | 0 | 0 | 0 | 0 | 0 | 0 | 0 | 0 | 0
1447 | Area 1001 SMR 2043 | ATC | 2023 | AEP-KPCO | 0 | 0 | 0 | 0 | 0 |  | 0 | 0 | 0 | 0 | 0 | 0 | 0 | 0 | -1 | 0 | 0 |  | 0 | 0 | 0 | 0 | 0 | 0 | 0 | 100 | 0 | 0 | 0 | 0 | 0 | -1 | 0 | 0 | 0 | 0 | 0 | 0 | 0 | 0 | 0 | 0 | 0 | 0 | 0 | 0 | 0 | 0 | 0 |  |  |  |  | 0 | 0 | 0 | 0 | 0 | 0 | 0 | 0 | 0 | 1/1/2043 | 12/31/2099 | TRUE | Uranium |  | 2023 |  |  |  | REF | 0 | 0 | Real 2021 ¦ 12/22/2022 3:42:52 PM | 0 | Area 1001 SMR 2043 | 0 |  | 1 | Unit |  | PJM | 0 | 0 | 0.97 | 0 | 0 | 0 | 0 | 0 | 0 | 0 | 0 | 0
1448 | Area 1001 Solar 2023 | ATC | 2023 | AEP-KPCO | 11.4168 | 50 | 0 | -33.9929 | -35.6925 | -33.9929 | -33.9929 | 9522.9756 | 50 | 8779.8525 | 743.1223 | 0 | 0 | 0 | -1 | 0 | 0 | 0 | 0 | 0 | 11.4168 | 100011.3438 | 100011.3438 | 0 | 0 | 0 | 0 | 5626.3145 | 5626.3145 | 0 | 0 | -1 | 0 | 0 | 365 | 0 | 0 | 0 | 0 | 0 | 0 | 0 | 0 | -496.9901 | -3399.6709 | 0 | -3399.6709 | 0 | 0 | 0.22834 | 56.2568 | 61.2261 | -4.9693 | 0 | 38.5832 | 0 | 0 | 0 | 4383 | 100011.3438 | 0 | 0 | 1/1/2023 | 12/31/2099 | TRUE | Solar |  | 2023 |  |  |  | REF | 0 | 0 | Real 2021 ¦ 12/22/2022 3:42:52 PM | 0 | Area 1001 Solar 2023 | 0 |  | 1 | Unit |  | PJM | 2.5 | 0 | 0.29718 | 0 | 0 | 0 | 0 | 100011.3438 | 0 | 0 | 0 | 0
1449 | Area 1001 Solar 2024 | ATC | 2023 | AEP-KPCO | 0 | 0 | 0 | 0 | 0 |  | 0 | 0 | 0 | 0 | 0 | 0 | 0 | 0 | -1 | 0 | 0 |  | 0 | 0 | 0 | 0 | 0 | 0 | 0 | 0 | 0 | 0 | 0 | 0 | 0 | -1 | 0 | 0 | 0 | 0 | 0 | 0 | 0 | 0 | 0 | 0 | 0 | 0 | 0 | 0 | 0 | 0 | 0 |  |  |  |  | 0 | 0 | 0 | 0 | 0 | 0 | 0 | 0 | 0 | 1/1/2024 | 12/31/2099 | TRUE | Solar |  | 2023 |  |  |  | REF | 0 | 0 | Real 2021 ¦ 12/22/2022 3:42:52 PM | 0 | Area 1001 Solar 2024 | 0 |  | 1 | Unit |  | PJM | 0 | 0 | 0.29718 | 0 | 0 | 0 | 0 | 0 | 0 | 0 | 0 | 0
1450 | Area 1001 Solar 2025 | ATC | 2023 | AEP-KPCO | 0 | 0 | 0 | 0 | 0 |  | 0 | 0 | 0 | 0 | 0 | 0 | 0 | 0 | -1 | 0 | 0 |  | 0 | 0 | 0 | 0 | 0 | 0 | 0 | 0 | 0 | 0 | 0 | 0 | 0 | -1 | 0 | 0 | 0 | 0 | 0 | 0 | 0 | 0 | 0 | 0 | 0 | 0 | 0 | 0 | 0 | 0 | 0 |  |  |  |  | 0 | 0 | 0 | 0 | 0 | 0 | 0 | 0 | 0 | 1/1/2025 | 12/31/2099 | TRUE | Solar |  | 2023 |  |  |  | REF | 0 | 0 | Real 2021 ¦ 12/22/2022 3:42:52 PM | 0 | Area 1001 Solar 2025 | 0 |  | 1 | Unit |  | PJM | 0 | 0 | 0.29718 | 0 | 0 | 0 | 0 | 0 | 0 | 0 | 0 | 0
1451 | Area 1001 Solar 2026 | ATC | 2023 | AEP-KPCO | 0 | 0 | 0 | 0 | 0 |  | 0 | 0 | 0 | 0 | 0 | 0 | 0 | 0 | -1 | 0 | 0 |  | 0 | 0 | 0 | 0 | 0 | 0 | 0 | 0 | 0 | 0 | 0 | 0 | 0 | -1 | 0 | 0 | 0 | 0 | 0 | 0 | 0 | 0 | 0 | 0 | 0 | 0 | 0 | 0 | 0 | 0 | 0 |  |  |  |  | 0 | 0 | 0 | 0 | 0 | 0 | 0 | 0 | 0 | 1/1/2026 | 12/31/2099 | TRUE | Solar |  | 2023 |  |  |  | REF | 0 | 0 | Real 2021 ¦ 12/22/2022 3:42:52 PM | 0 | Area 1001 Solar 2026 | 0 |  | 1 | Unit |  | PJM | 0 | 0 | 0.29718 | 0 | 0 | 0 | 0 | 0 | 0 | 0 | 0 | 0
1452 | Area 1001 Solar 2027 | ATC | 2023 | AEP-KPCO | 0 | 0 | 0 | 0 | 0 |  | 0 | 0 | 0 | 0 | 0 | 0 | 0 | 0 | -1 | 0 | 0 |  | 0 | 0 | 0 | 0 | 0 | 0 | 0 | 0 | 0 | 0 | 0 | 0 | 0 | -1 | 0 | 0 | 0 | 0 | 0 | 0 | 0 | 0 | 0 | 0 | 0 | 0 | 0 | 0 | 0 | 0 | 0 |  |  |  |  | 0 | 0 | 0 | 0 | 0 | 0 | 0 | 0 | 0 | 1/1/2027 | 12/31/2099 | TRUE | Solar |  | 2023 |  |  |  | REF | 0 | 0 | Real 2021 ¦ 12/22/2022 3:42:52 PM | 0 | Area 1001 Solar 2027 | 0 |  | 1 | Unit |  | PJM | 0 | 0 | 0.29718 | 0 | 0 | 0 | 0 | 0 | 0 | 0 | 0 | 0
1453 | Area 1001 Solar 2028 | ATC | 2023 | AEP-KPCO | 0 | 0 | 0 | 0 | 0 |  | 0 | 0 | 0 | 0 | 0 | 0 | 0 | 0 | -1 | 0 | 0 |  | 0 | 0 | 0 | 0 | 0 | 0 | 0 | 0 | 0 | 0 | 0 | 0 | 0 | -1 | 0 | 0 | 0 | 0 | 0 | 0 | 0 | 0 | 0 | 0 | 0 | 0 | 0 | 0 | 0 | 0 | 0 |  |  |  |  | 0 | 0 | 0 | 0 | 0 | 0 | 0 | 0 | 0 | 1/1/2028 | 12/31/2099 | TRUE | Solar |  | 2023 |  |  |  | REF | 0 | 0 | Real 2021 ¦ 12/22/2022 3:42:52 PM | 0 | Area 1001 Solar 2028 | 0 |  | 1 | Unit |  | PJM | 0 | 0 | 0.29718 | 0 | 0 | 0 | 0 | 0 | 0 | 0 | 0 | 0
1454 | Area 1001 Solar 2029 | ATC | 2023 | AEP-KPCO | 0 | 0 | 0 | 0 | 0 |  | 0 | 0 | 0 | 0 | 0 | 0 | 0 | 0 | -1 | 0 | 0 |  | 0 | 0 | 0 | 0 | 0 | 0 | 0 | 0 | 0 | 0 | 0 | 0 | 0 | -1 | 0 | 0 | 0 | 0 | 0 | 0 | 0 | 0 | 0 | 0 | 0 | 0 | 0 | 0 | 0 | 0 | 0 |  |  |  |  | 0 | 0 | 0 | 0 | 0 | 0 | 0 | 0 | 0 | 1/1/2029 | 12/31/2099 | TRUE | Solar |  | 2023 |  |  |  | REF | 0 | 0 | Real 2021 ¦ 12/22/2022 3:42:52 PM | 0 | Area 1001 Solar 2029 | 0 |  | 1 | Unit |  | PJM | 0 | 0 | 0.29718 | 0 | 0 | 0 | 0 | 0 | 0 | 0 | 0 | 0
1455 | Area 1001 Solar 2030 | ATC | 2023 | AEP-KPCO | 0 | 0 | 0 | 0 | 0 |  | 0 | 0 | 0 | 0 | 0 | 0 | 0 | 0 | -1 | 0 | 0 |  | 0 | 0 | 0 | 0 | 0 | 0 | 0 | 0 | 0 | 0 | 0 | 0 | 0 | -1 | 0 | 0 | 0 | 0 | 0 | 0 | 0 | 0 | 0 | 0 | 0 | 0 | 0 | 0 | 0 | 0 | 0 |  |  |  |  | 0 | 0 | 0 | 0 | 0 | 0 | 0 | 0 | 0 | 1/1/2030 | 12/31/2099 | TRUE | Solar |  | 2023 |  |  |  | REF | 0 | 0 | Real 2021 ¦ 12/22/2022 3:42:52 PM | 0 | Area 1001 Solar 2030 | 0 |  | 1 | Unit |  | PJM | 0 | 0 | 0.29718 | 0 | 0 | 0 | 0 | 0 | 0 | 0 | 0 | 0
1456 | Area 1001 Solar 2031 | ATC | 2023 | AEP-KPCO | 0 | 0 | 0 | 0 | 0 |  | 0 | 0 | 0 | 0 | 0 | 0 | 0 | 0 | -1 | 0 | 0 |  | 0 | 0 | 0 | 0 | 0 | 0 | 0 | 0 | 0 | 0 | 0 | 0 | 0 | -1 | 0 | 0 | 0 | 0 | 0 | 0 | 0 | 0 | 0 | 0 | 0 | 0 | 0 | 0 | 0 | 0 | 0 |  |  |  |  | 0 | 0 | 0 | 0 | 0 | 0 | 0 | 0 | 0 | 1/1/2031 | 12/31/2099 | TRUE | Solar |  | 2023 |  |  |  | REF | 0 | 0 | Real 2021 ¦ 12/22/2022 3:42:52 PM | 0 | Area 1001 Solar 2031 | 0 |  | 1 | Unit |  | PJM | 0 | 0 | 0.29718 | 0 | 0 | 0 | 0 | 0 | 0 | 0 | 0 | 0
1457 | Area 1001 Solar 2032 | ATC | 2023 | AEP-KPCO | 0 | 0 | 0 | 0 | 0 |  | 0 | 0 | 0 | 0 | 0 | 0 | 0 | 0 | -1 | 0 | 0 |  | 0 | 0 | 0 | 0 | 0 | 0 | 0 | 0 | 0 | 0 | 0 | 0 | 0 | -1 | 0 | 0 | 0 | 0 | 0 | 0 | 0 | 0 | 0 | 0 | 0 | 0 | 0 | 0 | 0 | 0 | 0 |  |  |  |  | 0 | 0 | 0 | 0 | 0 | 0 | 0 | 0 | 0 | 1/1/2032 | 12/31/2099 | TRUE | Solar |  | 2023 |  |  |  | REF | 0 | 0 | Real 2021 ¦ 12/22/2022 3:42:52 PM | 0 | Area 1001 Solar 2032 | 0 |  | 1 | Unit |  | PJM | 0 | 0 | 0.29718 | 0 | 0 | 0 | 0 | 0 | 0 | 0 | 0 | 0
1458 | Area 1001 Solar 2033 | ATC | 2023 | AEP-KPCO | 0 | 0 | 0 | 0 | 0 |  | 0 | 0 | 0 | 0 | 0 | 0 | 0 | 0 | -1 | 0 | 0 |  | 0 | 0 | 0 | 0 | 0 | 0 | 0 | 0 | 0 | 0 | 0 | 0 | 0 | -1 | 0 | 0 | 0 | 0 | 0 | 0 | 0 | 0 | 0 | 0 | 0 | 0 | 0 | 0 | 0 | 0 | 0 |  |  |  |  | 0 | 0 | 0 | 0 | 0 | 0 | 0 | 0 | 0 | 1/1/2033 | 12/31/2099 | TRUE | Solar |  | 2023 |  |  |  | REF | 0 | 0 | Real 2021 ¦ 12/22/2022 3:42:52 PM | 0 | Area 1001 Solar 2033 | 0 |  | 1 | Unit |  | PJM | 0 | 0 | 0.29718 | 0 | 0 | 0 | 0 | 0 | 0 | 0 | 0 | 0
1459 | Area 1001 Solar 2034 | ATC | 2023 | AEP-KPCO | 0 | 0 | 0 | 0 | 0 |  | 0 | 0 | 0 | 0 | 0 | 0 | 0 | 0 | -1 | 0 | 0 |  | 0 | 0 | 0 | 0 | 0 | 0 | 0 | 0 | 0 | 0 | 0 | 0 | 0 | -1 | 0 | 0 | 0 | 0 | 0 | 0 | 0 | 0 | 0 | 0 | 0 | 0 | 0 | 0 | 0 | 0 | 0 |  |  |  |  | 0 | 0 | 0 | 0 | 0 | 0 | 0 | 0 | 0 | 1/1/2034 | 12/31/2099 | TRUE | Solar |  | 2023 |  |  |  | REF | 0 | 0 | Real 2021 ¦ 12/22/2022 3:42:52 PM | 0 | Area 1001 Solar 2034 | 0 |  | 1 | Unit |  | PJM | 0 | 0 | 0.29718 | 0 | 0 | 0 | 0 | 0 | 0 | 0 | 0 | 0
1460 | Area 1001 Solar 2035 | ATC | 2023 | AEP-KPCO | 0 | 0 | 0 | 0 | 0 |  | 0 | 0 | 0 | 0 | 0 | 0 | 0 | 0 | -1 | 0 | 0 |  | 0 | 0 | 0 | 0 | 0 | 0 | 0 | 0 | 0 | 0 | 0 | 0 | 0 | -1 | 0 | 0 | 0 | 0 | 0 | 0 | 0 | 0 | 0 | 0 | 0 | 0 | 0 | 0 | 0 | 0 | 0 |  |  |  |  | 0 | 0 | 0 | 0 | 0 | 0 | 0 | 0 | 0 | 1/1/2035 | 12/31/2099 | TRUE | Solar |  | 2023 |  |  |  | REF | 0 | 0 | Real 2021 ¦ 12/22/2022 3:42:52 PM | 0 | Area 1001 Solar 2035 | 0 |  | 1 | Unit |  | PJM | 0 | 0 | 0.29718 | 0 | 0 | 0 | 0 | 0 | 0 | 0 | 0 | 0
1461 | Area 1001 Solar 2036 | ATC | 2023 | AEP-KPCO | 0 | 0 | 0 | 0 | 0 |  | 0 | 0 | 0 | 0 | 0 | 0 | 0 | 0 | -1 | 0 | 0 |  | 0 | 0 | 0 | 0 | 0 | 0 | 0 | 0 | 0 | 0 | 0 | 0 | 0 | -1 | 0 | 0 | 0 | 0 | 0 | 0 | 0 | 0 | 0 | 0 | 0 | 0 | 0 | 0 | 0 | 0 | 0 |  |  |  |  | 0 | 0 | 0 | 0 | 0 | 0 | 0 | 0 | 0 | 1/1/2036 | 12/31/2099 | TRUE | Solar |  | 2023 |  |  |  | REF | 0 | 0 | Real 2021 ¦ 12/22/2022 3:42:52 PM | 0 | Area 1001 Solar 2036 | 0 |  | 1 | Unit |  | PJM | 0 | 0 | 0.29718 | 0 | 0 | 0 | 0 | 0 | 0 | 0 | 0 | 0
1462 | Area 1001 Solar 2037 | ATC | 2023 | AEP-KPCO | 0 | 0 | 0 | 0 | 0 |  | 0 | 0 | 0 | 0 | 0 | 0 | 0 | 0 | -1 | 0 | 0 |  | 0 | 0 | 0 | 0 | 0 | 0 | 0 | 0 | 0 | 0 | 0 | 0 | 0 | -1 | 0 | 0 | 0 | 0 | 0 | 0 | 0 | 0 | 0 | 0 | 0 | 0 | 0 | 0 | 0 | 0 | 0 |  |  |  |  | 0 | 0 | 0 | 0 | 0 | 0 | 0 | 0 | 0 | 1/1/2037 | 12/31/2099 | TRUE | Solar |  | 2023 |  |  |  | REF | 0 | 0 | Real 2021 ¦ 12/22/2022 3:42:52 PM | 0 | Area 1001 Solar 2037 | 0 |  | 1 | Unit |  | PJM | 0 | 0 | 0.29718 | 0 | 0 | 0 | 0 | 0 | 0 | 0 | 0 | 0
1463 | Area 1001 Solar 2038 | ATC | 2023 | AEP-KPCO | 0 | 0 | 0 | 0 | 0 |  | 0 | 0 | 0 | 0 | 0 | 0 | 0 | 0 | -1 | 0 | 0 |  | 0 | 0 | 0 | 0 | 0 | 0 | 0 | 0 | 0 | 0 | 0 | 0 | 0 | -1 | 0 | 0 | 0 | 0 | 0 | 0 | 0 | 0 | 0 | 0 | 0 | 0 | 0 | 0 | 0 | 0 | 0 |  |  |  |  | 0 | 0 | 0 | 0 | 0 | 0 | 0 | 0 | 0 | 1/1/2038 | 12/31/2099 | TRUE | Solar |  | 2023 |  |  |  | REF | 0 | 0 | Real 2021 ¦ 12/22/2022 3:42:52 PM | 0 | Area 1001 Solar 2038 | 0 |  | 1 | Unit |  | PJM | 0 | 0 | 0.29718 | 0 | 0 | 0 | 0 | 0 | 0 | 0 | 0 | 0
1464 | Area 1001 Solar 2039 | ATC | 2023 | AEP-KPCO | 0 | 0 | 0 | 0 | 0 |  | 0 | 0 | 0 | 0 | 0 | 0 | 0 | 0 | -1 | 0 | 0 |  | 0 | 0 | 0 | 0 | 0 | 0 | 0 | 0 | 0 | 0 | 0 | 0 | 0 | -1 | 0 | 0 | 0 | 0 | 0 | 0 | 0 | 0 | 0 | 0 | 0 | 0 | 0 | 0 | 0 | 0 | 0 |  |  |  |  | 0 | 0 | 0 | 0 | 0 | 0 | 0 | 0 | 0 | 1/1/2039 | 12/31/2099 | TRUE | Solar |  | 2023 |  |  |  | REF | 0 | 0 | Real 2021 ¦ 12/22/2022 3:42:52 PM | 0 | Area 1001 Solar 2039 | 0 |  | 1 | Unit |  | PJM | 0 | 0 | 0.29718 | 0 | 0 | 0 | 0 | 0 | 0 | 0 | 0 | 0
1465 | Area 1001 Solar 2040 | ATC | 2023 | AEP-KPCO | 0 | 0 | 0 | 0 | 0 |  | 0 | 0 | 0 | 0 | 0 | 0 | 0 | 0 | -1 | 0 | 0 |  | 0 | 0 | 0 | 0 | 0 | 0 | 0 | 0 | 0 | 0 | 0 | 0 | 0 | -1 | 0 | 0 | 0 | 0 | 0 | 0 | 0 | 0 | 0 | 0 | 0 | 0 | 0 | 0 | 0 | 0 | 0 |  |  |  |  | 0 | 0 | 0 | 0 | 0 | 0 | 0 | 0 | 0 | 1/1/2040 | 12/31/2099 | TRUE | Solar |  | 2023 |  |  |  | REF | 0 | 0 | Real 2021 ¦ 12/22/2022 3:42:52 PM | 0 | Area 1001 Solar 2040 | 0 |  | 1 | Unit |  | PJM | 0 | 0 | 0.29718 | 0 | 0 | 0 | 0 | 0 | 0 | 0 | 0 | 0
1466 | Area 1001 Solar 2041 | ATC | 2023 | AEP-KPCO | 0 | 0 | 0 | 0 | 0 |  | 0 | 0 | 0 | 0 | 0 | 0 | 0 | 0 | -1 | 0 | 0 |  | 0 | 0 | 0 | 0 | 0 | 0 | 0 | 0 | 0 | 0 | 0 | 0 | 0 | -1 | 0 | 0 | 0 | 0 | 0 | 0 | 0 | 0 | 0 | 0 | 0 | 0 | 0 | 0 | 0 | 0 | 0 |  |  |  |  | 0 | 0 | 0 | 0 | 0 | 0 | 0 | 0 | 0 | 1/1/2041 | 12/31/2099 | TRUE | Solar |  | 2023 |  |  |  | REF | 0 | 0 | Real 2021 ¦ 12/22/2022 3:42:52 PM | 0 | Area 1001 Solar 2041 | 0 |  | 1 | Unit |  | PJM | 0 | 0 | 0.29718 | 0 | 0 | 0 | 0 | 0 | 0 | 0 | 0 | 0
1467 | Area 1001 Solar 2042 | ATC | 2023 | AEP-KPCO | 0 | 0 | 0 | 0 | 0 |  | 0 | 0 | 0 | 0 | 0 | 0 | 0 | 0 | -1 | 0 | 0 |  | 0 | 0 | 0 | 0 | 0 | 0 | 0 | 0 | 0 | 0 | 0 | 0 | 0 | -1 | 0 | 0 | 0 | 0 | 0 | 0 | 0 | 0 | 0 | 0 | 0 | 0 | 0 | 0 | 0 | 0 | 0 |  |  |  |  | 0 | 0 | 0 | 0 | 0 | 0 | 0 | 0 | 0 | 1/1/2042 | 12/31/2099 | TRUE | Solar |  | 2023 |  |  |  | REF | 0 | 0 | Real 2021 ¦ 12/22/2022 3:42:52 PM | 0 | Area 1001 Solar 2042 | 0 |  | 1 | Unit |  | PJM | 0 | 0 | 0.29718 | 0 | 0 | 0 | 0 | 0 | 0 | 0 | 0 | 0
1468 | Area 1001 Solar 2043 | ATC | 2023 | AEP-KPCO | 0 | 0 | 0 | 0 | 0 |  | 0 | 0 | 0 | 0 | 0 | 0 | 0 | 0 | -1 | 0 | 0 |  | 0 | 0 | 0 | 0 | 0 | 0 | 0 | 0 | 0 | 0 | 0 | 0 | 0 | -1 | 0 | 0 | 0 | 0 | 0 | 0 | 0 | 0 | 0 | 0 | 0 | 0 | 0 | 0 | 0 | 0 | 0 |  |  |  |  | 0 | 0 | 0 | 0 | 0 | 0 | 0 | 0 | 0 | 1/1/2043 | 12/31/2099 | TRUE | Solar |  | 2023 |  |  |  | REF | 0 | 0 | Real 2021 ¦ 12/22/2022 3:42:52 PM | 0 | Area 1001 Solar 2043 | 0 |  | 1 | Unit |  | PJM | 0 | 0 | 0.29718 | 0 | 0 | 0 | 0 | 0 | 0 | 0 | 0 | 0
1469 | Area 1001 Wind 2024 | ATC | 2023 | AEP-KPCO | 0 | 0 | 0 | 0 | 0 |  | 0 | 0 | 0 | 0 | 0 | 0 | 0 | 0 | -1 | 0 | 0 |  | 0 | 0 | 0 | 0 | 0 | 0 | 0 | 0 | 0 | 0 | 0 | 0 | 0 | -1 | 0 | 0 | 0 | 0 | 0 | 0 | 0 | 0 | 0 | 0 | 0 | 0 | 0 | 0 | 0 | 0 | 0 |  |  |  |  | 0 | 0 | 0 | 0 | 0 | 0 | 0 | 0 | 0 | 1/1/2024 | 12/31/2099 | TRUE | Wind |  | 2023 |  |  |  | REF | 0 | 0 | Real 2021 ¦ 12/22/2022 3:42:52 PM | 0 | Area 1001 Wind 2024 | 0 |  | 1 | Unit |  | PJM | 0 | 0 | 0.13 | 0 | 0 | 0 | 0 | 0 | 0 | 0 | 0 | 0
1470 | Area 1001 Wind 2025 | ATC | 2023 | AEP-KPCO | 0 | 0 | 0 | 0 | 0 |  | 0 | 0 | 0 | 0 | 0 | 0 | 0 | 0 | -1 | 0 | 0 |  | 0 | 0 | 0 | 0 | 0 | 0 | 0 | 0 | 0 | 0 | 0 | 0 | 0 | -1 | 0 | 0 | 0 | 0 | 0 | 0 | 0 | 0 | 0 | 0 | 0 | 0 | 0 | 0 | 0 | 0 | 0 |  |  |  |  | 0 | 0 | 0 | 0 | 0 | 0 | 0 | 0 | 0 | 1/1/2025 | 12/31/2099 | TRUE | Wind |  | 2023 |  |  |  | REF | 0 | 0 | Real 2021 ¦ 12/22/2022 3:42:52 PM | 0 | Area 1001 Wind 2025 | 0 |  | 1 | Unit |  | PJM | 0 | 0 | 0.13 | 0 | 0 | 0 | 0 | 0 | 0 | 0 | 0 | 0
1471 | Area 1001 Wind 2026 | ATC | 2023 | AEP-KPCO | 0 | 0 | 0 | 0 | 0 |  | 0 | 0 | 0 | 0 | 0 | 0 | 0 | 0 | -1 | 0 | 0 |  | 0 | 0 | 0 | 0 | 0 | 0 | 0 | 0 | 0 | 0 | 0 | 0 | 0 | -1 | 0 | 0 | 0 | 0 | 0 | 0 | 0 | 0 | 0 | 0 | 0 | 0 | 0 | 0 | 0 | 0 | 0 |  |  |  |  | 0 | 0 | 0 | 0 | 0 | 0 | 0 | 0 | 0 | 1/1/2026 | 12/31/2099 | TRUE | Wind |  | 2023 |  |  |  | REF | 0 | 0 | Real 2021 ¦ 12/22/2022 3:42:52 PM | 0 | Area 1001 Wind 2026 | 0 |  | 1 | Unit |  | PJM | 0 | 0 | 0.13 | 0 | 0 | 0 | 0 | 0 | 0 | 0 | 0 | 0
1472 | Area 1001 Wind 2027 | ATC | 2023 | AEP-KPCO | 0 | 0 | 0 | 0 | 0 |  | 0 | 0 | 0 | 0 | 0 | 0 | 0 | 0 | -1 | 0 | 0 |  | 0 | 0 | 0 | 0 | 0 | 0 | 0 | 0 | 0 | 0 | 0 | 0 | 0 | -1 | 0 | 0 | 0 | 0 | 0 | 0 | 0 | 0 | 0 | 0 | 0 | 0 | 0 | 0 | 0 | 0 | 0 |  |  |  |  | 0 | 0 | 0 | 0 | 0 | 0 | 0 | 0 | 0 | 1/1/2027 | 12/31/2099 | TRUE | Wind |  | 2023 |  |  |  | REF | 0 | 0 | Real 2021 ¦ 12/22/2022 3:42:52 PM | 0 | Area 1001 Wind 2027 | 0 |  | 1 | Unit |  | PJM | 0 | 0 | 0.13 | 0 | 0 | 0 | 0 | 0 | 0 | 0 | 0 | 0
1473 | Area 1001 Wind 2028 | ATC | 2023 | AEP-KPCO | 0 | 0 | 0 | 0 | 0 |  | 0 | 0 | 0 | 0 | 0 | 0 | 0 | 0 | -1 | 0 | 0 |  | 0 | 0 | 0 | 0 | 0 | 0 | 0 | 0 | 0 | 0 | 0 | 0 | 0 | -1 | 0 | 0 | 0 | 0 | 0 | 0 | 0 | 0 | 0 | 0 | 0 | 0 | 0 | 0 | 0 | 0 | 0 |  |  |  |  | 0 | 0 | 0 | 0 | 0 | 0 | 0 | 0 | 0 | 1/1/2028 | 12/31/2099 | TRUE | Wind |  | 2023 |  |  |  | REF | 0 | 0 | Real 2021 ¦ 12/22/2022 3:42:52 PM | 0 | Area 1001 Wind 2028 | 0 |  | 1 | Unit |  | PJM | 0 | 0 | 0.13 | 0 | 0 | 0 | 0 | 0 | 0 | 0 | 0 | 0
1474 | Area 1001 Wind 2029 | ATC | 2023 | AEP-KPCO | 0 | 0 | 0 | 0 | 0 |  | 0 | 0 | 0 | 0 | 0 | 0 | 0 | 0 | -1 | 0 | 0 |  | 0 | 0 | 0 | 0 | 0 | 0 | 0 | 0 | 0 | 0 | 0 | 0 | 0 | -1 | 0 | 0 | 0 | 0 | 0 | 0 | 0 | 0 | 0 | 0 | 0 | 0 | 0 | 0 | 0 | 0 | 0 |  |  |  |  | 0 | 0 | 0 | 0 | 0 | 0 | 0 | 0 | 0 | 1/1/2029 | 12/31/2099 | TRUE | Wind |  | 2023 |  |  |  | REF | 0 | 0 | Real 2021 ¦ 12/22/2022 3:42:52 PM | 0 | Area 1001 Wind 2029 | 0 |  | 1 | Unit |  | PJM | 0 | 0 | 0.13 | 0 | 0 | 0 | 0 | 0 | 0 | 0 | 0 | 0
1475 | Area 1001 Wind 2030 | ATC | 2023 | AEP-KPCO | 0 | 0 | 0 | 0 | 0 |  | 0 | 0 | 0 | 0 | 0 | 0 | 0 | 0 | -1 | 0 | 0 |  | 0 | 0 | 0 | 0 | 0 | 0 | 0 | 0 | 0 | 0 | 0 | 0 | 0 | -1 | 0 | 0 | 0 | 0 | 0 | 0 | 0 | 0 | 0 | 0 | 0 | 0 | 0 | 0 | 0 | 0 | 0 |  |  |  |  | 0 | 0 | 0 | 0 | 0 | 0 | 0 | 0 | 0 | 1/1/2030 | 12/31/2099 | TRUE | Wind |  | 2023 |  |  |  | REF | 0 | 0 | Real 2021 ¦ 12/22/2022 3:42:52 PM | 0 | Area 1001 Wind 2030 | 0 |  | 1 | Unit |  | PJM | 0 | 0 | 0.13 | 0 | 0 | 0 | 0 | 0 | 0 | 0 | 0 | 0
1476 | Area 1001 Wind 2031 | ATC | 2023 | AEP-KPCO | 0 | 0 | 0 | 0 | 0 |  | 0 | 0 | 0 | 0 | 0 | 0 | 0 | 0 | -1 | 0 | 0 |  | 0 | 0 | 0 | 0 | 0 | 0 | 0 | 0 | 0 | 0 | 0 | 0 | 0 | -1 | 0 | 0 | 0 | 0 | 0 | 0 | 0 | 0 | 0 | 0 | 0 | 0 | 0 | 0 | 0 | 0 | 0 |  |  |  |  | 0 | 0 | 0 | 0 | 0 | 0 | 0 | 0 | 0 | 1/1/2031 | 12/31/2099 | TRUE | Wind |  | 2023 |  |  |  | REF | 0 | 0 | Real 2021 ¦ 12/22/2022 3:42:52 PM | 0 | Area 1001 Wind 2031 | 0 |  | 1 | Unit |  | PJM | 0 | 0 | 0.13 | 0 | 0 | 0 | 0 | 0 | 0 | 0 | 0 | 0
1477 | Area 1001 Wind 2032 | ATC | 2023 | AEP-KPCO | 0 | 0 | 0 | 0 | 0 |  | 0 | 0 | 0 | 0 | 0 | 0 | 0 | 0 | -1 | 0 | 0 |  | 0 | 0 | 0 | 0 | 0 | 0 | 0 | 0 | 0 | 0 | 0 | 0 | 0 | -1 | 0 | 0 | 0 | 0 | 0 | 0 | 0 | 0 | 0 | 0 | 0 | 0 | 0 | 0 | 0 | 0 | 0 |  |  |  |  | 0 | 0 | 0 | 0 | 0 | 0 | 0 | 0 | 0 | 1/1/2032 | 12/31/2099 | TRUE | Wind |  | 2023 |  |  |  | REF | 0 | 0 | Real 2021 ¦ 12/22/2022 3:42:52 PM | 0 | Area 1001 Wind 2032 | 0 |  | 1 | Unit |  | PJM | 0 | 0 | 0.13 | 0 | 0 | 0 | 0 | 0 | 0 | 0 | 0 | 0
1478 | Area 1001 Wind 2033 | ATC | 2023 | AEP-KPCO | 0 | 0 | 0 | 0 | 0 |  | 0 | 0 | 0 | 0 | 0 | 0 | 0 | 0 | -1 | 0 | 0 |  | 0 | 0 | 0 | 0 | 0 | 0 | 0 | 0 | 0 | 0 | 0 | 0 | 0 | -1 | 0 | 0 | 0 | 0 | 0 | 0 | 0 | 0 | 0 | 0 | 0 | 0 | 0 | 0 | 0 | 0 | 0 |  |  |  |  | 0 | 0 | 0 | 0 | 0 | 0 | 0 | 0 | 0 | 1/1/2033 | 12/31/2099 | TRUE | Wind |  | 2023 |  |  |  | REF | 0 | 0 | Real 2021 ¦ 12/22/2022 3:42:52 PM | 0 | Area 1001 Wind 2033 | 0 |  | 1 | Unit |  | PJM | 0 | 0 | 0.13 | 0 | 0 | 0 | 0 | 0 | 0 | 0 | 0 | 0
1479 | Area 1001 Wind 2034 | ATC | 2023 | AEP-KPCO | 0 | 0 | 0 | 0 | 0 |  | 0 | 0 | 0 | 0 | 0 | 0 | 0 | 0 | -1 | 0 | 0 |  | 0 | 0 | 0 | 0 | 0 | 0 | 0 | 0 | 0 | 0 | 0 | 0 | 0 | -1 | 0 | 0 | 0 | 0 | 0 | 0 | 0 | 0 | 0 | 0 | 0 | 0 | 0 | 0 | 0 | 0 | 0 |  |  |  |  | 0 | 0 | 0 | 0 | 0 | 0 | 0 | 0 | 0 | 1/1/2034 | 12/31/2099 | TRUE | Wind |  | 2023 |  |  |  | REF | 0 | 0 | Real 2021 ¦ 12/22/2022 3:42:52 PM | 0 | Area 1001 Wind 2034 | 0 |  | 1 | Unit |  | PJM | 0 | 0 | 0.13 | 0 | 0 | 0 | 0 | 0 | 0 | 0 | 0 | 0
1480 | Area 1001 Wind 2035 | ATC | 2023 | AEP-KPCO | 0 | 0 | 0 | 0 | 0 |  | 0 | 0 | 0 | 0 | 0 | 0 | 0 | 0 | -1 | 0 | 0 |  | 0 | 0 | 0 | 0 | 0 | 0 | 0 | 0 | 0 | 0 | 0 | 0 | 0 | -1 | 0 | 0 | 0 | 0 | 0 | 0 | 0 | 0 | 0 | 0 | 0 | 0 | 0 | 0 | 0 | 0 | 0 |  |  |  |  | 0 | 0 | 0 | 0 | 0 | 0 | 0 | 0 | 0 | 1/1/2035 | 12/31/2099 | TRUE | Wind |  | 2023 |  |  |  | REF | 0 | 0 | Real 2021 ¦ 12/22/2022 3:42:52 PM | 0 | Area 1001 Wind 2035 | 0 |  | 1 | Unit |  | PJM | 0 | 0 | 0.13 | 0 | 0 | 0 | 0 | 0 | 0 | 0 | 0 | 0
1481 | Area 1001 Wind 2036 | ATC | 2023 | AEP-KPCO | 0 | 0 | 0 | 0 | 0 |  | 0 | 0 | 0 | 0 | 0 | 0 | 0 | 0 | -1 | 0 | 0 |  | 0 | 0 | 0 | 0 | 0 | 0 | 0 | 0 | 0 | 0 | 0 | 0 | 0 | -1 | 0 | 0 | 0 | 0 | 0 | 0 | 0 | 0 | 0 | 0 | 0 | 0 | 0 | 0 | 0 | 0 | 0 |  |  |  |  | 0 | 0 | 0 | 0 | 0 | 0 | 0 | 0 | 0 | 1/1/2036 | 12/31/2099 | TRUE | Wind |  | 2023 |  |  |  | REF | 0 | 0 | Real 2021 ¦ 12/22/2022 3:42:52 PM | 0 | Area 1001 Wind 2036 | 0 |  | 1 | Unit |  | PJM | 0 | 0 | 0.13 | 0 | 0 | 0 | 0 | 0 | 0 | 0 | 0 | 0
1482 | Area 1001 Wind 2037 | ATC | 2023 | AEP-KPCO | 0 | 0 | 0 | 0 | 0 |  | 0 | 0 | 0 | 0 | 0 | 0 | 0 | 0 | -1 | 0 | 0 |  | 0 | 0 | 0 | 0 | 0 | 0 | 0 | 0 | 0 | 0 | 0 | 0 | 0 | -1 | 0 | 0 | 0 | 0 | 0 | 0 | 0 | 0 | 0 | 0 | 0 | 0 | 0 | 0 | 0 | 0 | 0 |  |  |  |  | 0 | 0 | 0 | 0 | 0 | 0 | 0 | 0 | 0 | 1/1/2037 | 12/31/2099 | TRUE | Wind |  | 2023 |  |  |  | REF | 0 | 0 | Real 2021 ¦ 12/22/2022 3:42:52 PM | 0 | Area 1001 Wind 2037 | 0 |  | 1 | Unit |  | PJM | 0 | 0 | 0.13 | 0 | 0 | 0 | 0 | 0 | 0 | 0 | 0 | 0
1483 | Area 1001 Wind 2038 | ATC | 2023 | AEP-KPCO | 0 | 0 | 0 | 0 | 0 |  | 0 | 0 | 0 | 0 | 0 | 0 | 0 | 0 | -1 | 0 | 0 |  | 0 | 0 | 0 | 0 | 0 | 0 | 0 | 0 | 0 | 0 | 0 | 0 | 0 | -1 | 0 | 0 | 0 | 0 | 0 | 0 | 0 | 0 | 0 | 0 | 0 | 0 | 0 | 0 | 0 | 0 | 0 |  |  |  |  | 0 | 0 | 0 | 0 | 0 | 0 | 0 | 0 | 0 | 1/1/2038 | 12/31/2099 | TRUE | Wind |  | 2023 |  |  |  | REF | 0 | 0 | Real 2021 ¦ 12/22/2022 3:42:52 PM | 0 | Area 1001 Wind 2038 | 0 |  | 1 | Unit |  | PJM | 0 | 0 | 0.13 | 0 | 0 | 0 | 0 | 0 | 0 | 0 | 0 | 0
1484 | Area 1001 Wind 2039 | ATC | 2023 | AEP-KPCO | 0 | 0 | 0 | 0 | 0 |  | 0 | 0 | 0 | 0 | 0 | 0 | 0 | 0 | -1 | 0 | 0 |  | 0 | 0 | 0 | 0 | 0 | 0 | 0 | 0 | 0 | 0 | 0 | 0 | 0 | -1 | 0 | 0 | 0 | 0 | 0 | 0 | 0 | 0 | 0 | 0 | 0 | 0 | 0 | 0 | 0 | 0 | 0 |  |  |  |  | 0 | 0 | 0 | 0 | 0 | 0 | 0 | 0 | 0 | 1/1/2039 | 12/31/2099 | TRUE | Wind |  | 2023 |  |  |  | REF | 0 | 0 | Real 2021 ¦ 12/22/2022 3:42:52 PM | 0 | Area 1001 Wind 2039 | 0 |  | 1 | Unit |  | PJM | 0 | 0 | 0.13 | 0 | 0 | 0 | 0 | 0 | 0 | 0 | 0 | 0
1485 | Area 1001 Wind 2040 | ATC | 2023 | AEP-KPCO | 0 | 0 | 0 | 0 | 0 |  | 0 | 0 | 0 | 0 | 0 | 0 | 0 | 0 | -1 | 0 | 0 |  | 0 | 0 | 0 | 0 | 0 | 0 | 0 | 0 | 0 | 0 | 0 | 0 | 0 | -1 | 0 | 0 | 0 | 0 | 0 | 0 | 0 | 0 | 0 | 0 | 0 | 0 | 0 | 0 | 0 | 0 | 0 |  |  |  |  | 0 | 0 | 0 | 0 | 0 | 0 | 0 | 0 | 0 | 1/1/2040 | 12/31/2099 | TRUE | Wind |  | 2023 |  |  |  | REF | 0 | 0 | Real 2021 ¦ 12/22/2022 3:42:52 PM | 0 | Area 1001 Wind 2040 | 0 |  | 1 | Unit |  | PJM | 0 | 0 | 0.13 | 0 | 0 | 0 | 0 | 0 | 0 | 0 | 0 | 0
1486 | Area 1001 Wind 2041 | ATC | 2023 | AEP-KPCO | 0 | 0 | 0 | 0 | 0 |  | 0 | 0 | 0 | 0 | 0 | 0 | 0 | 0 | -1 | 0 | 0 |  | 0 | 0 | 0 | 0 | 0 | 0 | 0 | 0 | 0 | 0 | 0 | 0 | 0 | -1 | 0 | 0 | 0 | 0 | 0 | 0 | 0 | 0 | 0 | 0 | 0 | 0 | 0 | 0 | 0 | 0 | 0 |  |  |  |  | 0 | 0 | 0 | 0 | 0 | 0 | 0 | 0 | 0 | 1/1/2041 | 12/31/2099 | TRUE | Wind |  | 2023 |  |  |  | REF | 0 | 0 | Real 2021 ¦ 12/22/2022 3:42:52 PM | 0 | Area 1001 Wind 2041 | 0 |  | 1 | Unit |  | PJM | 0 | 0 | 0.13 | 0 | 0 | 0 | 0 | 0 | 0 | 0 | 0 | 0
1487 | Area 1001 Wind 2042 | ATC | 2023 | AEP-KPCO | 0 | 0 | 0 | 0 | 0 |  | 0 | 0 | 0 | 0 | 0 | 0 | 0 | 0 | -1 | 0 | 0 |  | 0 | 0 | 0 | 0 | 0 | 0 | 0 | 0 | 0 | 0 | 0 | 0 | 0 | -1 | 0 | 0 | 0 | 0 | 0 | 0 | 0 | 0 | 0 | 0 | 0 | 0 | 0 | 0 | 0 | 0 | 0 |  |  |  |  | 0 | 0 | 0 | 0 | 0 | 0 | 0 | 0 | 0 | 1/1/2042 | 12/31/2099 | TRUE | Wind |  | 2023 |  |  |  | REF | 0 | 0 | Real 2021 ¦ 12/22/2022 3:42:52 PM | 0 | Area 1001 Wind 2042 | 0 |  | 1 | Unit |  | PJM | 0 | 0 | 0.13 | 0 | 0 | 0 | 0 | 0 | 0 | 0 | 0 | 0
1488 | Area 1001 Wind 2043 | ATC | 2023 | AEP-KPCO | 0 | 0 | 0 | 0 | 0 |  | 0 | 0 | 0 | 0 | 0 | 0 | 0 | 0 | -1 | 0 | 0 |  | 0 | 0 | 0 | 0 | 0 | 0 | 0 | 0 | 0 | 0 | 0 | 0 | 0 | -1 | 0 | 0 | 0 | 0 | 0 | 0 | 0 | 0 | 0 | 0 | 0 | 0 | 0 | 0 | 0 | 0 | 0 |  |  |  |  | 0 | 0 | 0 | 0 | 0 | 0 | 0 | 0 | 0 | 1/1/2043 | 12/31/2099 | TRUE | Wind |  | 2023 |  |  |  | REF | 0 | 0 | Real 2021 ¦ 12/22/2022 3:42:52 PM | 0 | Area 1001 Wind 2043 | 0 |  | 1 | Unit |  | PJM | 0 | 0 | 0.13 | 0 | 0 | 0 | 0 | 0 | 0 | 0 | 0 | 0
1489 | Area 1001 4-Hour Li-on Battery 2022 | ATC | 2023 | AEP-KPCO | 50 | 50 | 0 | 0 | 0 |  | 0 | 9500.957 | 50 | 8218.3828 | 1282.5741 | 0 | 0 | 0 | -1 | 0 | 0 |  | 0 | 0 | -0.81807 | -7166.272 | -7166.272 | 0 | 0 | 0 | 0 | 2355.7883 | 2355.7883 | 0 | 0 | -1 | 0 | 0 | 486 | 0 | 0.39378 | 0.39378 | 0 | 0 | 0 | 0 | 0 | -9080.3242 | 0 | 0 | 0 | 0 | 0 | -0.016361 |  |  |  | 0 | 0 | 0 | 0 | 0 | 3441 | 34128.9102 | 35100.9062 | -970.2745 | 1/1/2022 | 12/31/2031 | TRUE | 4-Hour Li-on Battery Storage |  | 2023 |  |  |  | REF | 0 | 0 | Real 2021 ¦ 12/22/2022 3:42:52 PM | 51.72 | Area 1001 4-Hour Li-on Battery 2022 | 0 |  | 1 | Unit |  | PJM | 48.5 | 0 | 0.97 | 0 | 0 | 0 | 0 | 438000 | 1935.156 | 0 | 0 | 0
1490 | Area 1001 4-Hour Li-on Battery 2023 | ATC | 2023 | AEP-KPCO | 50 | 50 | 0 | 0 | 0 |  | 0 | 10579.8604 | 50 | 9404.626 | 1175.2343 | 0 | 0 | 0 | -1 | 0 | 0 |  | 0 | 0 | -0.81807 | -7166.272 | -7166.272 | 0 | 0 | 0 | 0 | 2355.7883 | 2355.7883 | 0 | 0 | -1 | 0 | 0 | 486 | 0 | 0.049294 | 0.049294 | 0 | 0 | 0 | 0 | 0 | -10159.2275 | 0 | 0 | 0 | 0 | 0 | -0.016361 |  |  |  | 0 | 0 | 0 | 0 | 0 | 3441 | 34128.9102 | 35100.9062 | -970.2745 | 1/1/2023 | 12/31/2032 | TRUE | 4-Hour Li-on Battery Storage |  | 2023 |  |  |  | REF | 0 | 0 | Real 2021 ¦ 12/22/2022 3:42:52 PM | 51.72 | Area 1001 4-Hour Li-on Battery 2023 | 0 |  | 1 | Unit |  | PJM | 48.5 | 0 | 0.97 | 0 | 0 | 0 | 0 | 438000 | 1935.156 | 0 | 0 | 0
1491 | Area 1001 4-Hour Li-on Battery 2024 | ATC | 2023 | AEP-KPCO | 0 | 0 | 0 | 0 | 0 |  | 0 | 0 | 0 | 0 | 0 | 0 | 0 | 0 | -1 | 0 | 0 |  | 0 | 0 | 0 | 0 | 0 | 0 | 0 | 0 | 0 | 0 | 0 | 0 | 0 | -1 | 0 | 0 | 0 | 0 | 0 | 0 | 0 | 0 | 0 | 0 | 0 | 0 | 0 | 0 | 0 | 0 | 0 |  |  |  |  | 0 | 0 | 0 | 0 | 0 | 0 | 0 | 0 | -49.9999 | 1/1/2024 | 12/31/2033 | TRUE | 4-Hour Li-on Battery Storage |  | 2023 |  |  |  | REF | 0 | 0 | Real 2021 ¦ 12/22/2022 3:42:52 PM | 0 | Area 1001 4-Hour Li-on Battery 2024 | 0 |  | 1 | Unit |  | PJM | 0 | 0 | 0.97 | 0 | 0 | 0 | 0 | 0 | 0 | 0 | 0 | 0
1492 | Area 1001 4-Hour Li-on Battery 2025 | ATC | 2023 | AEP-KPCO | 0 | 0 | 0 | 0 | 0 |  | 0 | 0 | 0 | 0 | 0 | 0 | 0 | 0 | -1 | 0 | 0 |  | 0 | 0 | 0 | 0 | 0 | 0 | 0 | 0 | 0 | 0 | 0 | 0 | 0 | -1 | 0 | 0 | 0 | 0 | 0 | 0 | 0 | 0 | 0 | 0 | 0 | 0 | 0 | 0 | 0 | 0 | 0 |  |  |  |  | 0 | 0 | 0 | 0 | 0 | 0 | 0 | 0 | -49.9999 | 1/1/2025 | 12/31/2034 | TRUE | 4-Hour Li-on Battery Storage |  | 2023 |  |  |  | REF | 0 | 0 | Real 2021 ¦ 12/22/2022 3:42:52 PM | 0 | Area 1001 4-Hour Li-on Battery 2025 | 0 |  | 1 | Unit |  | PJM | 0 | 0 | 0.97 | 0 | 0 | 0 | 0 | 0 | 0 | 0 | 0 | 0
1493 | Area 1001 4-Hour Li-on Battery 2026 | ATC | 2023 | AEP-KPCO | 0 | 0 | 0 | 0 | 0 |  | 0 | 0 | 0 | 0 | 0 | 0 | 0 | 0 | -1 | 0 | 0 |  | 0 | 0 | 0 | 0 | 0 | 0 | 0 | 0 | 0 | 0 | 0 | 0 | 0 | -1 | 0 | 0 | 0 | 0 | 0 | 0 | 0 | 0 | 0 | 0 | 0 | 0 | 0 | 0 | 0 | 0 | 0 |  |  |  |  | 0 | 0 | 0 | 0 | 0 | 0 | 0 | 0 | -49.9999 | 1/1/2026 | 12/31/2035 | TRUE | 4-Hour Li-on Battery Storage |  | 2023 |  |  |  | REF | 0 | 0 | Real 2021 ¦ 12/22/2022 3:42:52 PM | 0 | Area 1001 4-Hour Li-on Battery 2026 | 0 |  | 1 | Unit |  | PJM | 0 | 0 | 0.97 | 0 | 0 | 0 | 0 | 0 | 0 | 0 | 0 | 0
1494 | Area 1001 4-Hour Li-on Battery 2027 | ATC | 2023 | AEP-KPCO | 0 | 0 | 0 | 0 | 0 |  | 0 | 0 | 0 | 0 | 0 | 0 | 0 | 0 | -1 | 0 | 0 |  | 0 | 0 | 0 | 0 | 0 | 0 | 0 | 0 | 0 | 0 | 0 | 0 | 0 | -1 | 0 | 0 | 0 | 0 | 0 | 0 | 0 | 0 | 0 | 0 | 0 | 0 | 0 | 0 | 0 | 0 | 0 |  |  |  |  | 0 | 0 | 0 | 0 | 0 | 0 | 0 | 0 | -49.9999 | 1/1/2027 | 12/31/2036 | TRUE | 4-Hour Li-on Battery Storage |  | 2023 |  |  |  | REF | 0 | 0 | Real 2021 ¦ 12/22/2022 3:42:52 PM | 0 | Area 1001 4-Hour Li-on Battery 2027 | 0 |  | 1 | Unit |  | PJM | 0 | 0 | 0.97 | 0 | 0 | 0 | 0 | 0 | 0 | 0 | 0 | 0
1495 | Area 1001 4-Hour Li-on Battery 2028 | ATC | 2023 | AEP-KPCO | 0 | 0 | 0 | 0 | 0 |  | 0 | 0 | 0 | 0 | 0 | 0 | 0 | 0 | -1 | 0 | 0 |  | 0 | 0 | 0 | 0 | 0 | 0 | 0 | 0 | 0 | 0 | 0 | 0 | 0 | -1 | 0 | 0 | 0 | 0 | 0 | 0 | 0 | 0 | 0 | 0 | 0 | 0 | 0 | 0 | 0 | 0 | 0 |  |  |  |  | 0 | 0 | 0 | 0 | 0 | 0 | 0 | 0 | -49.9999 | 1/1/2028 | 12/31/2037 | TRUE | 4-Hour Li-on Battery Storage |  | 2023 |  |  |  | REF | 0 | 0 | Real 2021 ¦ 12/22/2022 3:42:52 PM | 0 | Area 1001 4-Hour Li-on Battery 2028 | 0 |  | 1 | Unit |  | PJM | 0 | 0 | 0.97 | 0 | 0 | 0 | 0 | 0 | 0 | 0 | 0 | 0
1496 | Area 1001 4-Hour Li-on Battery 2029 | ATC | 2023 | AEP-KPCO | 0 | 0 | 0 | 0 | 0 |  | 0 | 0 | 0 | 0 | 0 | 0 | 0 | 0 | -1 | 0 | 0 |  | 0 | 0 | 0 | 0 | 0 | 0 | 0 | 0 | 0 | 0 | 0 | 0 | 0 | -1 | 0 | 0 | 0 | 0 | 0 | 0 | 0 | 0 | 0 | 0 | 0 | 0 | 0 | 0 | 0 | 0 | 0 |  |  |  |  | 0 | 0 | 0 | 0 | 0 | 0 | 0 | 0 | -49.9999 | 1/1/2029 | 12/31/2038 | TRUE | 4-Hour Li-on Battery Storage |  | 2023 |  |  |  | REF | 0 | 0 | Real 2021 ¦ 12/22/2022 3:42:52 PM | 0 | Area 1001 4-Hour Li-on Battery 2029 | 0 |  | 1 | Unit |  | PJM | 0 | 0 | 0.97 | 0 | 0 | 0 | 0 | 0 | 0 | 0 | 0 | 0
1497 | Area 1001 4-Hour Li-on Battery 2030 | ATC | 2023 | AEP-KPCO | 0 | 0 | 0 | 0 | 0 |  | 0 | 0 | 0 | 0 | 0 | 0 | 0 | 0 | -1 | 0 | 0 |  | 0 | 0 | 0 | 0 | 0 | 0 | 0 | 0 | 0 | 0 | 0 | 0 | 0 | -1 | 0 | 0 | 0 | 0 | 0 | 0 | 0 | 0 | 0 | 0 | 0 | 0 | 0 | 0 | 0 | 0 | 0 |  |  |  |  | 0 | 0 | 0 | 0 | 0 | 0 | 0 | 0 | -49.9999 | 1/1/2030 | 12/31/2039 | TRUE | 4-Hour Li-on Battery Storage |  | 2023 |  |  |  | REF | 0 | 0 | Real 2021 ¦ 12/22/2022 3:42:52 PM | 0 | Area 1001 4-Hour Li-on Battery 2030 | 0 |  | 1 | Unit |  | PJM | 0 | 0 | 0.97 | 0 | 0 | 0 | 0 | 0 | 0 | 0 | 0 | 0
1498 | Area 1001 4-Hour Li-on Battery 2031 | ATC | 2023 | AEP-KPCO | 0 | 0 | 0 | 0 | 0 |  | 0 | 0 | 0 | 0 | 0 | 0 | 0 | 0 | -1 | 0 | 0 |  | 0 | 0 | 0 | 0 | 0 | 0 | 0 | 0 | 0 | 0 | 0 | 0 | 0 | -1 | 0 | 0 | 0 | 0 | 0 | 0 | 0 | 0 | 0 | 0 | 0 | 0 | 0 | 0 | 0 | 0 | 0 |  |  |  |  | 0 | 0 | 0 | 0 | 0 | 0 | 0 | 0 | -49.9999 | 1/1/2031 | 12/31/2040 | TRUE | 4-Hour Li-on Battery Storage |  | 2023 |  |  |  | REF | 0 | 0 | Real 2021 ¦ 12/22/2022 3:42:52 PM | 0 | Area 1001 4-Hour Li-on Battery 2031 | 0 |  | 1 | Unit |  | PJM | 0 | 0 | 0.97 | 0 | 0 | 0 | 0 | 0 | 0 | 0 | 0 | 0
1499 | Area 1001 4-Hour Li-on Battery 2032 | ATC | 2023 | AEP-KPCO | 0 | 0 | 0 | 0 | 0 |  | 0 | 0 | 0 | 0 | 0 | 0 | 0 | 0 | -1 | 0 | 0 |  | 0 | 0 | 0 | 0 | 0 | 0 | 0 | 0 | 0 | 0 | 0 | 0 | 0 | -1 | 0 | 0 | 0 | 0 | 0 | 0 | 0 | 0 | 0 | 0 | 0 | 0 | 0 | 0 | 0 | 0 | 0 |  |  |  |  | 0 | 0 | 0 | 0 | 0 | 0 | 0 | 0 | -49.9999 | 1/1/2032 | 12/31/2041 | TRUE | 4-Hour Li-on Battery Storage |  | 2023 |  |  |  | REF | 0 | 0 | Real 2021 ¦ 12/22/2022 3:42:52 PM | 0 | Area 1001 4-Hour Li-on Battery 2032 | 0 |  | 1 | Unit |  | PJM | 0 | 0 | 0.97 | 0 | 0 | 0 | 0 | 0 | 0 | 0 | 0 | 0
1500 | Area 1001 4-Hour Li-on Battery 2033 | ATC | 2023 | AEP-KPCO | 0 | 0 | 0 | 0 | 0 |  | 0 | 0 | 0 | 0 | 0 | 0 | 0 | 0 | -1 | 0 | 0 |  | 0 | 0 | 0 | 0 | 0 | 0 | 0 | 0 | 0 | 0 | 0 | 0 | 0 | -1 | 0 | 0 | 0 | 0 | 0 | 0 | 0 | 0 | 0 | 0 | 0 | 0 | 0 | 0 | 0 | 0 | 0 |  |  |  |  | 0 | 0 | 0 | 0 | 0 | 0 | 0 | 0 | -49.9999 | 1/1/2033 | 12/31/2042 | TRUE | 4-Hour Li-on Battery Storage |  | 2023 |  |  |  | REF | 0 | 0 | Real 2021 ¦ 12/22/2022 3:42:52 PM | 0 | Area 1001 4-Hour Li-on Battery 2033 | 0 |  | 1 | Unit |  | PJM | 0 | 0 | 0.97 | 0 | 0 | 0 | 0 | 0 | 0 | 0 | 0 | 0
1501 | Area 1001 4-Hour Li-on Battery 2034 | ATC | 2023 | AEP-KPCO | 0 | 0 | 0 | 0 | 0 |  | 0 | 0 | 0 | 0 | 0 | 0 | 0 | 0 | -1 | 0 | 0 |  | 0 | 0 | 0 | 0 | 0 | 0 | 0 | 0 | 0 | 0 | 0 | 0 | 0 | -1 | 0 | 0 | 0 | 0 | 0 | 0 | 0 | 0 | 0 | 0 | 0 | 0 | 0 | 0 | 0 | 0 | 0 |  |  |  |  | 0 | 0 | 0 | 0 | 0 | 0 | 0 | 0 | -49.9999 | 1/1/2034 | 12/31/2043 | TRUE | 4-Hour Li-on Battery Storage |  | 2023 |  |  |  | REF | 0 | 0 | Real 2021 ¦ 12/22/2022 3:42:52 PM | 0 | Area 1001 4-Hour Li-on Battery 2034 | 0 |  | 1 | Unit |  | PJM | 0 | 0 | 0.97 | 0 | 0 | 0 | 0 | 0 | 0 | 0 | 0 | 0
1502 | Area 1001 4-Hour Li-on Battery 2035 | ATC | 2023 | AEP-KPCO | 0 | 0 | 0 | 0 | 0 |  | 0 | 0 | 0 | 0 | 0 | 0 | 0 | 0 | -1 | 0 | 0 |  | 0 | 0 | 0 | 0 | 0 | 0 | 0 | 0 | 0 | 0 | 0 | 0 | 0 | -1 | 0 | 0 | 0 | 0 | 0 | 0 | 0 | 0 | 0 | 0 | 0 | 0 | 0 | 0 | 0 | 0 | 0 |  |  |  |  | 0 | 0 | 0 | 0 | 0 | 0 | 0 | 0 | -49.9999 | 1/1/2035 | 12/31/2044 | TRUE | 4-Hour Li-on Battery Storage |  | 2023 |  |  |  | REF | 0 | 0 | Real 2021 ¦ 12/22/2022 3:42:52 PM | 0 | Area 1001 4-Hour Li-on Battery 2035 | 0 |  | 1 | Unit |  | PJM | 0 | 0 | 0.97 | 0 | 0 | 0 | 0 | 0 | 0 | 0 | 0 | 0
1503 | Area 1001 4-Hour Li-on Battery 2036 | ATC | 2023 | AEP-KPCO | 0 | 0 | 0 | 0 | 0 |  | 0 | 0 | 0 | 0 | 0 | 0 | 0 | 0 | -1 | 0 | 0 |  | 0 | 0 | 0 | 0 | 0 | 0 | 0 | 0 | 0 | 0 | 0 | 0 | 0 | -1 | 0 | 0 | 0 | 0 | 0 | 0 | 0 | 0 | 0 | 0 | 0 | 0 | 0 | 0 | 0 | 0 | 0 |  |  |  |  | 0 | 0 | 0 | 0 | 0 | 0 | 0 | 0 | -49.9999 | 1/1/2036 | 12/31/2045 | TRUE | 4-Hour Li-on Battery Storage |  | 2023 |  |  |  | REF | 0 | 0 | Real 2021 ¦ 12/22/2022 3:42:52 PM | 0 | Area 1001 4-Hour Li-on Battery 2036 | 0 |  | 1 | Unit |  | PJM | 0 | 0 | 0.97 | 0 | 0 | 0 | 0 | 0 | 0 | 0 | 0 | 0
1504 | Area 1001 4-Hour Li-on Battery 2037 | ATC | 2023 | AEP-KPCO | 0 | 0 | 0 | 0 | 0 |  | 0 | 0 | 0 | 0 | 0 | 0 | 0 | 0 | -1 | 0 | 0 |  | 0 | 0 | 0 | 0 | 0 | 0 | 0 | 0 | 0 | 0 | 0 | 0 | 0 | -1 | 0 | 0 | 0 | 0 | 0 | 0 | 0 | 0 | 0 | 0 | 0 | 0 | 0 | 0 | 0 | 0 | 0 |  |  |  |  | 0 | 0 | 0 | 0 | 0 | 0 | 0 | 0 | -49.9999 | 1/1/2037 | 12/31/2046 | TRUE | 4-Hour Li-on Battery Storage |  | 2023 |  |  |  | REF | 0 | 0 | Real 2021 ¦ 12/22/2022 3:42:52 PM | 0 | Area 1001 4-Hour Li-on Battery 2037 | 0 |  | 1 | Unit |  | PJM | 0 | 0 | 0.97 | 0 | 0 | 0 | 0 | 0 | 0 | 0 | 0 | 0
1505 | Area 1001 4-Hour Li-on Battery 2038 | ATC | 2023 | AEP-KPCO | 0 | 0 | 0 | 0 | 0 |  | 0 | 0 | 0 | 0 | 0 | 0 | 0 | 0 | -1 | 0 | 0 |  | 0 | 0 | 0 | 0 | 0 | 0 | 0 | 0 | 0 | 0 | 0 | 0 | 0 | -1 | 0 | 0 | 0 | 0 | 0 | 0 | 0 | 0 | 0 | 0 | 0 | 0 | 0 | 0 | 0 | 0 | 0 |  |  |  |  | 0 | 0 | 0 | 0 | 0 | 0 | 0 | 0 | -49.9999 | 1/1/2038 | 12/31/2047 | TRUE | 4-Hour Li-on Battery Storage |  | 2023 |  |  |  | REF | 0 | 0 | Real 2021 ¦ 12/22/2022 3:42:52 PM | 0 | Area 1001 4-Hour Li-on Battery 2038 | 0 |  | 1 | Unit |  | PJM | 0 | 0 | 0.97 | 0 | 0 | 0 | 0 | 0 | 0 | 0 | 0 | 0
1506 | Area 1001 4-Hour Li-on Battery 2039 | ATC | 2023 | AEP-KPCO | 0 | 0 | 0 | 0 | 0 |  | 0 | 0 | 0 | 0 | 0 | 0 | 0 | 0 | -1 | 0 | 0 |  | 0 | 0 | 0 | 0 | 0 | 0 | 0 | 0 | 0 | 0 | 0 | 0 | 0 | -1 | 0 | 0 | 0 | 0 | 0 | 0 | 0 | 0 | 0 | 0 | 0 | 0 | 0 | 0 | 0 | 0 | 0 |  |  |  |  | 0 | 0 | 0 | 0 | 0 | 0 | 0 | 0 | -49.9999 | 1/1/2039 | 12/31/2048 | TRUE | 4-Hour Li-on Battery Storage |  | 2023 |  |  |  | REF | 0 | 0 | Real 2021 ¦ 12/22/2022 3:42:52 PM | 0 | Area 1001 4-Hour Li-on Battery 2039 | 0 |  | 1 | Unit |  | PJM | 0 | 0 | 0.97 | 0 | 0 | 0 | 0 | 0 | 0 | 0 | 0 | 0
1507 | Area 1001 4-Hour Li-on Battery 2040 | ATC | 2023 | AEP-KPCO | 0 | 0 | 0 | 0 | 0 |  | 0 | 0 | 0 | 0 | 0 | 0 | 0 | 0 | -1 | 0 | 0 |  | 0 | 0 | 0 | 0 | 0 | 0 | 0 | 0 | 0 | 0 | 0 | 0 | 0 | -1 | 0 | 0 | 0 | 0 | 0 | 0 | 0 | 0 | 0 | 0 | 0 | 0 | 0 | 0 | 0 | 0 | 0 |  |  |  |  | 0 | 0 | 0 | 0 | 0 | 0 | 0 | 0 | -49.9999 | 1/1/2040 | 12/31/2049 | TRUE | 4-Hour Li-on Battery Storage |  | 2023 |  |  |  | REF | 0 | 0 | Real 2021 ¦ 12/22/2022 3:42:52 PM | 0 | Area 1001 4-Hour Li-on Battery 2040 | 0 |  | 1 | Unit |  | PJM | 0 | 0 | 0.97 | 0 | 0 | 0 | 0 | 0 | 0 | 0 | 0 | 0
1508 | Area 1001 4-Hour Li-on Battery 2041 | ATC | 2023 | AEP-KPCO | 0 | 0 | 0 | 0 | 0 |  | 0 | 0 | 0 | 0 | 0 | 0 | 0 | 0 | -1 | 0 | 0 |  | 0 | 0 | 0 | 0 | 0 | 0 | 0 | 0 | 0 | 0 | 0 | 0 | 0 | -1 | 0 | 0 | 0 | 0 | 0 | 0 | 0 | 0 | 0 | 0 | 0 | 0 | 0 | 0 | 0 | 0 | 0 |  |  |  |  | 0 | 0 | 0 | 0 | 0 | 0 | 0 | 0 | -49.9999 | 1/1/2041 | 12/31/2050 | TRUE | 4-Hour Li-on Battery Storage |  | 2023 |  |  |  | REF | 0 | 0 | Real 2021 ¦ 12/22/2022 3:42:52 PM | 0 | Area 1001 4-Hour Li-on Battery 2041 | 0 |  | 1 | Unit |  | PJM | 0 | 0 | 0.97 | 0 | 0 | 0 | 0 | 0 | 0 | 0 | 0 | 0
1509 | Area 1001 4-Hour Li-on Battery 2042 | ATC | 2023 | AEP-KPCO | 0 | 0 | 0 | 0 | 0 |  | 0 | 0 | 0 | 0 | 0 | 0 | 0 | 0 | -1 | 0 | 0 |  | 0 | 0 | 0 | 0 | 0 | 0 | 0 | 0 | 0 | 0 | 0 | 0 | 0 | -1 | 0 | 0 | 0 | 0 | 0 | 0 | 0 | 0 | 0 | 0 | 0 | 0 | 0 | 0 | 0 | 0 | 0 |  |  |  |  | 0 | 0 | 0 | 0 | 0 | 0 | 0 | 0 | -49.9999 | 1/1/2042 | 12/31/2051 | TRUE | 4-Hour Li-on Battery Storage |  | 2023 |  |  |  | REF | 0 | 0 | Real 2021 ¦ 12/22/2022 3:42:52 PM | 0 | Area 1001 4-Hour Li-on Battery 2042 | 0 |  | 1 | Unit |  | PJM | 0 | 0 | 0.97 | 0 | 0 | 0 | 0 | 0 | 0 | 0 | 0 | 0
1510 | Area 1001 4-Hour Li-on Battery 2043 | ATC | 2023 | AEP-KPCO | 0 | 0 | 0 | 0 | 0 |  | 0 | 0 | 0 | 0 | 0 | 0 | 0 | 0 | -1 | 0 | 0 |  | 0 | 0 | 0 | 0 | 0 | 0 | 0 | 0 | 0 | 0 | 0 | 0 | 0 | -1 | 0 | 0 | 0 | 0 | 0 | 0 | 0 | 0 | 0 | 0 | 0 | 0 | 0 | 0 | 0 | 0 | 0 |  |  |  |  | 0 | 0 | 0 | 0 | 0 | 0 | 0 | 0 | -49.9999 | 1/1/2043 | 12/31/2052 | TRUE | 4-Hour Li-on Battery Storage |  | 2023 |  |  |  | REF | 0 | 0 | Real 2021 ¦ 12/22/2022 3:42:52 PM | 0 | Area 1001 4-Hour Li-on Battery 2043 | 0 |  | 1 | Unit |  | PJM | 0 | 0 | 0.97 | 0 | 0 | 0 | 0 | 0 | 0 | 0 | 0 | 0
1511 | Area 1001 20-Hour Flow Battery 2022 | ATC | 2023 | AEP-KPCO | 50 | 50 | 0 | 0 | 0 |  | 0 | 21159.7207 | 50 | 20617.5156 | 542.2041 | 0 | 0 | 0 | -1 | 0 | 0 |  | 0 | 0 | -1.6871 | -14778.875 | -14778.875 | 0 | 0 | 0 | 0 | 2027.974 | 2027.974 | 0 | 0 | -1 | 0 | 0 | 224 | 0 | 0.01468 | 0.01468 | 0 | 0 | 0 | 0 | 0 | -20911.5645 | 0 | 0 | 0 | 0 | 0 | -0.033742 |  |  |  | 0 | 0 | 0 | 0 | 0 | 2026 | 27217.5703 | 29397.5117 | -2177.1421 | 1/1/2022 | 12/31/2031 | TRUE | 20-Hour Flow Battery Storage |  | 2023 |  |  |  | REF | 0 | 0 | Real 2021 ¦ 12/22/2022 3:42:52 PM | 252.7995 | Area 1001 20-Hour Flow Battery 2022 | 0 |  | 1 | Unit |  | PJM | 48.5 | 0 | 0.97 | 0 | 0 | 0 | 0 | 438000 | 1779.8186 | 0 | 0 | 0
1512 | Area 1001 20-Hour Flow Battery 2023 | ATC | 2023 | AEP-KPCO | 50 | 50 | 0 | 0 | 0 |  | 0 | 24878.084 | 50 | 24366.1562 | 511.9287 | 0 | 0 | 0 | -1 | 0 | 0 |  | 0 | 0 | -1.6871 | -14778.875 | -14778.875 | 0 | 0 | 0 | 0 | 2027.974 | 2027.974 | 0 | 0 | -1 | 0 | 0 | 224 | 0 | 0.010084 | 0.010084 | 0 | 0 | 0 | 0 | 0 | -24629.9297 | 0 | 0 | 0 | 0 | 0 | -0.033742 |  |  |  | 0 | 0 | 0 | 0 | 0 | 2026 | 27217.5703 | 29397.5117 | -2177.1421 | 1/1/2023 | 12/31/2032 | TRUE | 20-Hour Flow Battery Storage |  | 2023 |  |  |  | REF | 0 | 0 | Real 2021 ¦ 12/22/2022 3:42:52 PM | 252.7995 | Area 1001 20-Hour Flow Battery 2023 | 0 |  | 1 | Unit |  | PJM | 48.5 | 0 | 0.97 | 0 | 0 | 0 | 0 | 438000 | 1779.8186 | 0 | 0 | 0
1513 | Area 1001 20-Hour Flow Battery 2024 | ATC | 2023 | AEP-KPCO | 0 | 0 | 0 | 0 | 0 |  | 0 | 0 | 0 | 0 | 0 | 0 | 0 | 0 | -1 | 0 | 0 |  | 0 | 0 | 0 | 0 | 0 | 0 | 0 | 0 | 0 | 0 | 0 | 0 | 0 | -1 | 0 | 0 | 0 | 0 | 0 | 0 | 0 | 0 | 0 | 0 | 0 | 0 | 0 | 0 | 0 | 0 | 0 |  |  |  |  | 0 | 0 | 0 | 0 | 0 | 0 | 0 | 0 | -250 | 1/1/2024 | 12/31/2033 | TRUE | 20-Hour Flow Battery Storage |  | 2023 |  |  |  | REF | 0 | 0 | Real 2021 ¦ 12/22/2022 3:42:52 PM | 0 | Area 1001 20-Hour Flow Battery 2024 | 0 |  | 1 | Unit |  | PJM | 0 | 0 | 0.97 | 0 | 0 | 0 | 0 | 0 | 0 | 0 | 0 | 0
1514 | Area 1001 20-Hour Flow Battery 2025 | ATC | 2023 | AEP-KPCO | 0 | 0 | 0 | 0 | 0 |  | 0 | 0 | 0 | 0 | 0 | 0 | 0 | 0 | -1 | 0 | 0 |  | 0 | 0 | 0 | 0 | 0 | 0 | 0 | 0 | 0 | 0 | 0 | 0 | 0 | -1 | 0 | 0 | 0 | 0 | 0 | 0 | 0 | 0 | 0 | 0 | 0 | 0 | 0 | 0 | 0 | 0 | 0 |  |  |  |  | 0 | 0 | 0 | 0 | 0 | 0 | 0 | 0 | -250 | 1/1/2025 | 12/31/2034 | TRUE | 20-Hour Flow Battery Storage |  | 2023 |  |  |  | REF | 0 | 0 | Real 2021 ¦ 12/22/2022 3:42:52 PM | 0 | Area 1001 20-Hour Flow Battery 2025 | 0 |  | 1 | Unit |  | PJM | 0 | 0 | 0.97 | 0 | 0 | 0 | 0 | 0 | 0 | 0 | 0 | 0
1515 | Area 1001 20-Hour Flow Battery 2026 | ATC | 2023 | AEP-KPCO | 0 | 0 | 0 | 0 | 0 |  | 0 | 0 | 0 | 0 | 0 | 0 | 0 | 0 | -1 | 0 | 0 |  | 0 | 0 | 0 | 0 | 0 | 0 | 0 | 0 | 0 | 0 | 0 | 0 | 0 | -1 | 0 | 0 | 0 | 0 | 0 | 0 | 0 | 0 | 0 | 0 | 0 | 0 | 0 | 0 | 0 | 0 | 0 |  |  |  |  | 0 | 0 | 0 | 0 | 0 | 0 | 0 | 0 | -250 | 1/1/2026 | 12/31/2035 | TRUE | 20-Hour Flow Battery Storage |  | 2023 |  |  |  | REF | 0 | 0 | Real 2021 ¦ 12/22/2022 3:42:52 PM | 0 | Area 1001 20-Hour Flow Battery 2026 | 0 |  | 1 | Unit |  | PJM | 0 | 0 | 0.97 | 0 | 0 | 0 | 0 | 0 | 0 | 0 | 0 | 0
1516 | Area 1001 20-Hour Flow Battery 2027 | ATC | 2023 | AEP-KPCO | 0 | 0 | 0 | 0 | 0 |  | 0 | 0 | 0 | 0 | 0 | 0 | 0 | 0 | -1 | 0 | 0 |  | 0 | 0 | 0 | 0 | 0 | 0 | 0 | 0 | 0 | 0 | 0 | 0 | 0 | -1 | 0 | 0 | 0 | 0 | 0 | 0 | 0 | 0 | 0 | 0 | 0 | 0 | 0 | 0 | 0 | 0 | 0 |  |  |  |  | 0 | 0 | 0 | 0 | 0 | 0 | 0 | 0 | -250 | 1/1/2027 | 12/31/2036 | TRUE | 20-Hour Flow Battery Storage |  | 2023 |  |  |  | REF | 0 | 0 | Real 2021 ¦ 12/22/2022 3:42:52 PM | 0 | Area 1001 20-Hour Flow Battery 2027 | 0 |  | 1 | Unit |  | PJM | 0 | 0 | 0.97 | 0 | 0 | 0 | 0 | 0 | 0 | 0 | 0 | 0
1517 | Area 1001 20-Hour Flow Battery 2028 | ATC | 2023 | AEP-KPCO | 0 | 0 | 0 | 0 | 0 |  | 0 | 0 | 0 | 0 | 0 | 0 | 0 | 0 | -1 | 0 | 0 |  | 0 | 0 | 0 | 0 | 0 | 0 | 0 | 0 | 0 | 0 | 0 | 0 | 0 | -1 | 0 | 0 | 0 | 0 | 0 | 0 | 0 | 0 | 0 | 0 | 0 | 0 | 0 | 0 | 0 | 0 | 0 |  |  |  |  | 0 | 0 | 0 | 0 | 0 | 0 | 0 | 0 | -250 | 1/1/2028 | 12/31/2037 | TRUE | 20-Hour Flow Battery Storage |  | 2023 |  |  |  | REF | 0 | 0 | Real 2021 ¦ 12/22/2022 3:42:52 PM | 0 | Area 1001 20-Hour Flow Battery 2028 | 0 |  | 1 | Unit |  | PJM | 0 | 0 | 0.97 | 0 | 0 | 0 | 0 | 0 | 0 | 0 | 0 | 0
1518 | Area 1001 20-Hour Flow Battery 2029 | ATC | 2023 | AEP-KPCO | 0 | 0 | 0 | 0 | 0 |  | 0 | 0 | 0 | 0 | 0 | 0 | 0 | 0 | -1 | 0 | 0 |  | 0 | 0 | 0 | 0 | 0 | 0 | 0 | 0 | 0 | 0 | 0 | 0 | 0 | -1 | 0 | 0 | 0 | 0 | 0 | 0 | 0 | 0 | 0 | 0 | 0 | 0 | 0 | 0 | 0 | 0 | 0 |  |  |  |  | 0 | 0 | 0 | 0 | 0 | 0 | 0 | 0 | -250 | 1/1/2029 | 12/31/2038 | TRUE | 20-Hour Flow Battery Storage |  | 2023 |  |  |  | REF | 0 | 0 | Real 2021 ¦ 12/22/2022 3:42:52 PM | 0 | Area 1001 20-Hour Flow Battery 2029 | 0 |  | 1 | Unit |  | PJM | 0 | 0 | 0.97 | 0 | 0 | 0 | 0 | 0 | 0 | 0 | 0 | 0
1519 | Area 1001 20-Hour Flow Battery 2030 | ATC | 2023 | AEP-KPCO | 0 | 0 | 0 | 0 | 0 |  | 0 | 0 | 0 | 0 | 0 | 0 | 0 | 0 | -1 | 0 | 0 |  | 0 | 0 | 0 | 0 | 0 | 0 | 0 | 0 | 0 | 0 | 0 | 0 | 0 | -1 | 0 | 0 | 0 | 0 | 0 | 0 | 0 | 0 | 0 | 0 | 0 | 0 | 0 | 0 | 0 | 0 | 0 |  |  |  |  | 0 | 0 | 0 | 0 | 0 | 0 | 0 | 0 | -250 | 1/1/2030 | 12/31/2039 | TRUE | 20-Hour Flow Battery Storage |  | 2023 |  |  |  | REF | 0 | 0 | Real 2021 ¦ 12/22/2022 3:42:52 PM | 0 | Area 1001 20-Hour Flow Battery 2030 | 0 |  | 1 | Unit |  | PJM | 0 | 0 | 0.97 | 0 | 0 | 0 | 0 | 0 | 0 | 0 | 0 | 0
1520 | Area 1001 20-Hour Flow Battery 2031 | ATC | 2023 | AEP-KPCO | 0 | 0 | 0 | 0 | 0 |  | 0 | 0 | 0 | 0 | 0 | 0 | 0 | 0 | -1 | 0 | 0 |  | 0 | 0 | 0 | 0 | 0 | 0 | 0 | 0 | 0 | 0 | 0 | 0 | 0 | -1 | 0 | 0 | 0 | 0 | 0 | 0 | 0 | 0 | 0 | 0 | 0 | 0 | 0 | 0 | 0 | 0 | 0 |  |  |  |  | 0 | 0 | 0 | 0 | 0 | 0 | 0 | 0 | -250 | 1/1/2031 | 12/31/2040 | TRUE | 20-Hour Flow Battery Storage |  | 2023 |  |  |  | REF | 0 | 0 | Real 2021 ¦ 12/22/2022 3:42:52 PM | 0 | Area 1001 20-Hour Flow Battery 2031 | 0 |  | 1 | Unit |  | PJM | 0 | 0 | 0.97 | 0 | 0 | 0 | 0 | 0 | 0 | 0 | 0 | 0
1521 | Area 1001 20-Hour Flow Battery 2032 | ATC | 2023 | AEP-KPCO | 0 | 0 | 0 | 0 | 0 |  | 0 | 0 | 0 | 0 | 0 | 0 | 0 | 0 | -1 | 0 | 0 |  | 0 | 0 | 0 | 0 | 0 | 0 | 0 | 0 | 0 | 0 | 0 | 0 | 0 | -1 | 0 | 0 | 0 | 0 | 0 | 0 | 0 | 0 | 0 | 0 | 0 | 0 | 0 | 0 | 0 | 0 | 0 |  |  |  |  | 0 | 0 | 0 | 0 | 0 | 0 | 0 | 0 | -250 | 1/1/2032 | 12/31/2041 | TRUE | 20-Hour Flow Battery Storage |  | 2023 |  |  |  | REF | 0 | 0 | Real 2021 ¦ 12/22/2022 3:42:52 PM | 0 | Area 1001 20-Hour Flow Battery 2032 | 0 |  | 1 | Unit |  | PJM | 0 | 0 | 0.97 | 0 | 0 | 0 | 0 | 0 | 0 | 0 | 0 | 0
1522 | Area 1001 20-Hour Flow Battery 2033 | ATC | 2023 | AEP-KPCO | 0 | 0 | 0 | 0 | 0 |  | 0 | 0 | 0 | 0 | 0 | 0 | 0 | 0 | -1 | 0 | 0 |  | 0 | 0 | 0 | 0 | 0 | 0 | 0 | 0 | 0 | 0 | 0 | 0 | 0 | -1 | 0 | 0 | 0 | 0 | 0 | 0 | 0 | 0 | 0 | 0 | 0 | 0 | 0 | 0 | 0 | 0 | 0 |  |  |  |  | 0 | 0 | 0 | 0 | 0 | 0 | 0 | 0 | -250 | 1/1/2033 | 12/31/2042 | TRUE | 20-Hour Flow Battery Storage |  | 2023 |  |  |  | REF | 0 | 0 | Real 2021 ¦ 12/22/2022 3:42:52 PM | 0 | Area 1001 20-Hour Flow Battery 2033 | 0 |  | 1 | Unit |  | PJM | 0 | 0 | 0.97 | 0 | 0 | 0 | 0 | 0 | 0 | 0 | 0 | 0
1523 | Area 1001 20-Hour Flow Battery 2034 | ATC | 2023 | AEP-KPCO | 0 | 0 | 0 | 0 | 0 |  | 0 | 0 | 0 | 0 | 0 | 0 | 0 | 0 | -1 | 0 | 0 |  | 0 | 0 | 0 | 0 | 0 | 0 | 0 | 0 | 0 | 0 | 0 | 0 | 0 | -1 | 0 | 0 | 0 | 0 | 0 | 0 | 0 | 0 | 0 | 0 | 0 | 0 | 0 | 0 | 0 | 0 | 0 |  |  |  |  | 0 | 0 | 0 | 0 | 0 | 0 | 0 | 0 | -250 | 1/1/2034 | 12/31/2043 | TRUE | 20-Hour Flow Battery Storage |  | 2023 |  |  |  | REF | 0 | 0 | Real 2021 ¦ 12/22/2022 3:42:52 PM | 0 | Area 1001 20-Hour Flow Battery 2034 | 0 |  | 1 | Unit |  | PJM | 0 | 0 | 0.97 | 0 | 0 | 0 | 0 | 0 | 0 | 0 | 0 | 0
1524 | Area 1001 20-Hour Flow Battery 2035 | ATC | 2023 | AEP-KPCO | 0 | 0 | 0 | 0 | 0 |  | 0 | 0 | 0 | 0 | 0 | 0 | 0 | 0 | -1 | 0 | 0 |  | 0 | 0 | 0 | 0 | 0 | 0 | 0 | 0 | 0 | 0 | 0 | 0 | 0 | -1 | 0 | 0 | 0 | 0 | 0 | 0 | 0 | 0 | 0 | 0 | 0 | 0 | 0 | 0 | 0 | 0 | 0 |  |  |  |  | 0 | 0 | 0 | 0 | 0 | 0 | 0 | 0 | -250 | 1/1/2035 | 12/31/2044 | TRUE | 20-Hour Flow Battery Storage |  | 2023 |  |  |  | REF | 0 | 0 | Real 2021 ¦ 12/22/2022 3:42:52 PM | 0 | Area 1001 20-Hour Flow Battery 2035 | 0 |  | 1 | Unit |  | PJM | 0 | 0 | 0.97 | 0 | 0 | 0 | 0 | 0 | 0 | 0 | 0 | 0
1525 | Area 1001 20-Hour Flow Battery 2036 | ATC | 2023 | AEP-KPCO | 0 | 0 | 0 | 0 | 0 |  | 0 | 0 | 0 | 0 | 0 | 0 | 0 | 0 | -1 | 0 | 0 |  | 0 | 0 | 0 | 0 | 0 | 0 | 0 | 0 | 0 | 0 | 0 | 0 | 0 | -1 | 0 | 0 | 0 | 0 | 0 | 0 | 0 | 0 | 0 | 0 | 0 | 0 | 0 | 0 | 0 | 0 | 0 |  |  |  |  | 0 | 0 | 0 | 0 | 0 | 0 | 0 | 0 | -250 | 1/1/2036 | 12/31/2045 | TRUE | 20-Hour Flow Battery Storage |  | 2023 |  |  |  | REF | 0 | 0 | Real 2021 ¦ 12/22/2022 3:42:52 PM | 0 | Area 1001 20-Hour Flow Battery 2036 | 0 |  | 1 | Unit |  | PJM | 0 | 0 | 0.97 | 0 | 0 | 0 | 0 | 0 | 0 | 0 | 0 | 0
1526 | Area 1001 20-Hour Flow Battery 2037 | ATC | 2023 | AEP-KPCO | 0 | 0 | 0 | 0 | 0 |  | 0 | 0 | 0 | 0 | 0 | 0 | 0 | 0 | -1 | 0 | 0 |  | 0 | 0 | 0 | 0 | 0 | 0 | 0 | 0 | 0 | 0 | 0 | 0 | 0 | -1 | 0 | 0 | 0 | 0 | 0 | 0 | 0 | 0 | 0 | 0 | 0 | 0 | 0 | 0 | 0 | 0 | 0 |  |  |  |  | 0 | 0 | 0 | 0 | 0 | 0 | 0 | 0 | -250 | 1/1/2037 | 12/31/2046 | TRUE | 20-Hour Flow Battery Storage |  | 2023 |  |  |  | REF | 0 | 0 | Real 2021 ¦ 12/22/2022 3:42:52 PM | 0 | Area 1001 20-Hour Flow Battery 2037 | 0 |  | 1 | Unit |  | PJM | 0 | 0 | 0.97 | 0 | 0 | 0 | 0 | 0 | 0 | 0 | 0 | 0
1527 | Area 1001 20-Hour Flow Battery 2038 | ATC | 2023 | AEP-KPCO | 0 | 0 | 0 | 0 | 0 |  | 0 | 0 | 0 | 0 | 0 | 0 | 0 | 0 | -1 | 0 | 0 |  | 0 | 0 | 0 | 0 | 0 | 0 | 0 | 0 | 0 | 0 | 0 | 0 | 0 | -1 | 0 | 0 | 0 | 0 | 0 | 0 | 0 | 0 | 0 | 0 | 0 | 0 | 0 | 0 | 0 | 0 | 0 |  |  |  |  | 0 | 0 | 0 | 0 | 0 | 0 | 0 | 0 | -250 | 1/1/2038 | 12/31/2047 | TRUE | 20-Hour Flow Battery Storage |  | 2023 |  |  |  | REF | 0 | 0 | Real 2021 ¦ 12/22/2022 3:42:52 PM | 0 | Area 1001 20-Hour Flow Battery 2038 | 0 |  | 1 | Unit |  | PJM | 0 | 0 | 0.97 | 0 | 0 | 0 | 0 | 0 | 0 | 0 | 0 | 0
1528 | Area 1001 20-Hour Flow Battery 2039 | ATC | 2023 | AEP-KPCO | 0 | 0 | 0 | 0 | 0 |  | 0 | 0 | 0 | 0 | 0 | 0 | 0 | 0 | -1 | 0 | 0 |  | 0 | 0 | 0 | 0 | 0 | 0 | 0 | 0 | 0 | 0 | 0 | 0 | 0 | -1 | 0 | 0 | 0 | 0 | 0 | 0 | 0 | 0 | 0 | 0 | 0 | 0 | 0 | 0 | 0 | 0 | 0 |  |  |  |  | 0 | 0 | 0 | 0 | 0 | 0 | 0 | 0 | -250 | 1/1/2039 | 12/31/2048 | TRUE | 20-Hour Flow Battery Storage |  | 2023 |  |  |  | REF | 0 | 0 | Real 2021 ¦ 12/22/2022 3:42:52 PM | 0 | Area 1001 20-Hour Flow Battery 2039 | 0 |  | 1 | Unit |  | PJM | 0 | 0 | 0.97 | 0 | 0 | 0 | 0 | 0 | 0 | 0 | 0 | 0
1529 | Area 1001 20-Hour Flow Battery 2040 | ATC | 2023 | AEP-KPCO | 0 | 0 | 0 | 0 | 0 |  | 0 | 0 | 0 | 0 | 0 | 0 | 0 | 0 | -1 | 0 | 0 |  | 0 | 0 | 0 | 0 | 0 | 0 | 0 | 0 | 0 | 0 | 0 | 0 | 0 | -1 | 0 | 0 | 0 | 0 | 0 | 0 | 0 | 0 | 0 | 0 | 0 | 0 | 0 | 0 | 0 | 0 | 0 |  |  |  |  | 0 | 0 | 0 | 0 | 0 | 0 | 0 | 0 | -250 | 1/1/2040 | 12/31/2049 | TRUE | 20-Hour Flow Battery Storage |  | 2023 |  |  |  | REF | 0 | 0 | Real 2021 ¦ 12/22/2022 3:42:52 PM | 0 | Area 1001 20-Hour Flow Battery 2040 | 0 |  | 1 | Unit |  | PJM | 0 | 0 | 0.97 | 0 | 0 | 0 | 0 | 0 | 0 | 0 | 0 | 0
1530 | Area 1001 20-Hour Flow Battery 2041 | ATC | 2023 | AEP-KPCO | 0 | 0 | 0 | 0 | 0 |  | 0 | 0 | 0 | 0 | 0 | 0 | 0 | 0 | -1 | 0 | 0 |  | 0 | 0 | 0 | 0 | 0 | 0 | 0 | 0 | 0 | 0 | 0 | 0 | 0 | -1 | 0 | 0 | 0 | 0 | 0 | 0 | 0 | 0 | 0 | 0 | 0 | 0 | 0 | 0 | 0 | 0 | 0 |  |  |  |  | 0 | 0 | 0 | 0 | 0 | 0 | 0 | 0 | -250 | 1/1/2041 | 12/31/2050 | TRUE | 20-Hour Flow Battery Storage |  | 2023 |  |  |  | REF | 0 | 0 | Real 2021 ¦ 12/22/2022 3:42:52 PM | 0 | Area 1001 20-Hour Flow Battery 2041 | 0 |  | 1 | Unit |  | PJM | 0 | 0 | 0.97 | 0 | 0 | 0 | 0 | 0 | 0 | 0 | 0 | 0
1531 | Area 1001 20-Hour Flow Battery 2042 | ATC | 2023 | AEP-KPCO | 0 | 0 | 0 | 0 | 0 |  | 0 | 0 | 0 | 0 | 0 | 0 | 0 | 0 | -1 | 0 | 0 |  | 0 | 0 | 0 | 0 | 0 | 0 | 0 | 0 | 0 | 0 | 0 | 0 | 0 | -1 | 0 | 0 | 0 | 0 | 0 | 0 | 0 | 0 | 0 | 0 | 0 | 0 | 0 | 0 | 0 | 0 | 0 |  |  |  |  | 0 | 0 | 0 | 0 | 0 | 0 | 0 | 0 | -250 | 1/1/2042 | 12/31/2051 | TRUE | 20-Hour Flow Battery Storage |  | 2023 |  |  |  | REF | 0 | 0 | Real 2021 ¦ 12/22/2022 3:42:52 PM | 0 | Area 1001 20-Hour Flow Battery 2042 | 0 |  | 1 | Unit |  | PJM | 0 | 0 | 0.97 | 0 | 0 | 0 | 0 | 0 | 0 | 0 | 0 | 0
1532 | Area 1001 20-Hour Flow Battery 2043 | ATC | 2023 | AEP-KPCO | 0 | 0 | 0 | 0 | 0 |  | 0 | 0 | 0 | 0 | 0 | 0 | 0 | 0 | -1 | 0 | 0 |  | 0 | 0 | 0 | 0 | 0 | 0 | 0 | 0 | 0 | 0 | 0 | 0 | 0 | -1 | 0 | 0 | 0 | 0 | 0 | 0 | 0 | 0 | 0 | 0 | 0 | 0 | 0 | 0 | 0 | 0 | 0 |  |  |  |  | 0 | 0 | 0 | 0 | 0 | 0 | 0 | 0 | -250 | 1/1/2043 | 12/31/2052 | TRUE | 20-Hour Flow Battery Storage |  | 2023 |  |  |  | REF | 0 | 0 | Real 2021 ¦ 12/22/2022 3:42:52 PM | 0 | Area 1001 20-Hour Flow Battery 2043 | 0 |  | 1 | Unit |  | PJM | 0 | 0 | 0.97 | 0 | 0 | 0 | 0 | 0 | 0 | 0 | 0 | 0
1533 | Area 1001 20-Hour Pumped Thermal 2022 | ATC | 2023 | AEP-KPCO | 50 | 50 | 0 | 0 | 0 |  | 0 | 14796.3916 | 50 | 12258.7666 | 2537.6252 | 0 | 0 | 0 | -1 | 0 | 0 |  | 0 | 0 | -1.3791 | -12081.1406 | -12081.1406 | 0 | 0 | 0 | 0 | 1358.7499 | 1358.7499 | 0 | 0 | -1 | 0 | 0 | 162 | 0 | 0.0045059 | 0.0045059 | 0 | 0 | 0 | 0 | 0 | -14659.8115 | 0 | 0 | 0 | 0 | 0 | -0.027583 |  |  |  | 0 | 0 | 0 | 0 | 0 | 1418 | 17387.9277 | 19154.8945 | -1763.7467 | 1/1/2022 | 12/31/2099 | TRUE | 20-Hour Pumped Thermal Storage |  | 2023 |  |  |  | REF | 0 | 0 | Real 2021 ¦ 12/22/2022 3:42:52 PM | 253.2195 | Area 1001 20-Hour Pumped Thermal 2022 | 0 |  | 1 | Unit |  | PJM | 48.5 | 0 | 0.97 | 0 | 0 | 0 | 0 | 438000 | 1222.1704 | 0 | 0 | 0
1534 | Area 1001 20-Hour Pumped Thermal 2023 | ATC | 2023 | AEP-KPCO | 50 | 50 | 0 | 0 | 0 |  | 0 | 17490.8984 | 50 | 15005.5664 | 2485.3313 | 0 | 0 | 0 | -1 | 0 | 0 |  | 0 | 0 | -1.3791 | -12081.1406 | -12081.1406 | 0 | 0 | 0 | 0 | 1358.7499 | 1358.7499 | 0 | 0 | -1 | 0 | 0 | 162 | 0 | 0.010016 | 0.010016 | 0 | 0 | 0 | 0 | 0 | -17354.3184 | 0 | 0 | 0 | 0 | 0 | -0.027583 |  |  |  | 0 | 0 | 0 | 0 | 0 | 1418 | 17387.9277 | 19154.8945 | -1763.7467 | 1/1/2023 | 12/31/2099 | TRUE | 20-Hour Pumped Thermal Storage |  | 2023 |  |  |  | REF | 0 | 0 | Real 2021 ¦ 12/22/2022 3:42:52 PM | 253.2195 | Area 1001 20-Hour Pumped Thermal 2023 | 0 |  | 1 | Unit |  | PJM | 48.5 | 0 | 0.97 | 0 | 0 | 0 | 0 | 438000 | 1222.1704 | 0 | 0 | 0
1535 | Area 1001 20-Hour Pumped Thermal 2024 | ATC | 2023 | AEP-KPCO | 0 | 0 | 0 | 0 | 0 |  | 0 | 0 | 0 | 0 | 0 | 0 | 0 | 0 | -1 | 0 | 0 |  | 0 | 0 | 0 | 0 | 0 | 0 | 0 | 0 | 0 | 0 | 0 | 0 | 0 | -1 | 0 | 0 | 0 | 0 | 0 | 0 | 0 | 0 | 0 | 0 | 0 | 0 | 0 | 0 | 0 | 0 | 0 |  |  |  |  | 0 | 0 | 0 | 0 | 0 | 0 | 0 | 0 | -250 | 1/1/2024 | 12/31/2099 | TRUE | 20-Hour Pumped Thermal Storage |  | 2023 |  |  |  | REF | 0 | 0 | Real 2021 ¦ 12/22/2022 3:42:52 PM | 0 | Area 1001 20-Hour Pumped Thermal 2024 | 0 |  | 1 | Unit |  | PJM | 0 | 0 | 0.97 | 0 | 0 | 0 | 0 | 0 | 0 | 0 | 0 | 0
1536 | Area 1001 20-Hour Pumped Thermal 2025 | ATC | 2023 | AEP-KPCO | 0 | 0 | 0 | 0 | 0 |  | 0 | 0 | 0 | 0 | 0 | 0 | 0 | 0 | -1 | 0 | 0 |  | 0 | 0 | 0 | 0 | 0 | 0 | 0 | 0 | 0 | 0 | 0 | 0 | 0 | -1 | 0 | 0 | 0 | 0 | 0 | 0 | 0 | 0 | 0 | 0 | 0 | 0 | 0 | 0 | 0 | 0 | 0 |  |  |  |  | 0 | 0 | 0 | 0 | 0 | 0 | 0 | 0 | -250 | 1/1/2025 | 12/31/2099 | TRUE | 20-Hour Pumped Thermal Storage |  | 2023 |  |  |  | REF | 0 | 0 | Real 2021 ¦ 12/22/2022 3:42:52 PM | 0 | Area 1001 20-Hour Pumped Thermal 2025 | 0 |  | 1 | Unit |  | PJM | 0 | 0 | 0.97 | 0 | 0 | 0 | 0 | 0 | 0 | 0 | 0 | 0
1537 | Area 1001 20-Hour Pumped Thermal 2026 | ATC | 2023 | AEP-KPCO | 0 | 0 | 0 | 0 | 0 |  | 0 | 0 | 0 | 0 | 0 | 0 | 0 | 0 | -1 | 0 | 0 |  | 0 | 0 | 0 | 0 | 0 | 0 | 0 | 0 | 0 | 0 | 0 | 0 | 0 | -1 | 0 | 0 | 0 | 0 | 0 | 0 | 0 | 0 | 0 | 0 | 0 | 0 | 0 | 0 | 0 | 0 | 0 |  |  |  |  | 0 | 0 | 0 | 0 | 0 | 0 | 0 | 0 | -250 | 1/1/2026 | 12/31/2099 | TRUE | 20-Hour Pumped Thermal Storage |  | 2023 |  |  |  | REF | 0 | 0 | Real 2021 ¦ 12/22/2022 3:42:52 PM | 0 | Area 1001 20-Hour Pumped Thermal 2026 | 0 |  | 1 | Unit |  | PJM | 0 | 0 | 0.97 | 0 | 0 | 0 | 0 | 0 | 0 | 0 | 0 | 0
1538 | Area 1001 20-Hour Pumped Thermal 2027 | ATC | 2023 | AEP-KPCO | 0 | 0 | 0 | 0 | 0 |  | 0 | 0 | 0 | 0 | 0 | 0 | 0 | 0 | -1 | 0 | 0 |  | 0 | 0 | 0 | 0 | 0 | 0 | 0 | 0 | 0 | 0 | 0 | 0 | 0 | -1 | 0 | 0 | 0 | 0 | 0 | 0 | 0 | 0 | 0 | 0 | 0 | 0 | 0 | 0 | 0 | 0 | 0 |  |  |  |  | 0 | 0 | 0 | 0 | 0 | 0 | 0 | 0 | -250 | 1/1/2027 | 12/31/2099 | TRUE | 20-Hour Pumped Thermal Storage |  | 2023 |  |  |  | REF | 0 | 0 | Real 2021 ¦ 12/22/2022 3:42:52 PM | 0 | Area 1001 20-Hour Pumped Thermal 2027 | 0 |  | 1 | Unit |  | PJM | 0 | 0 | 0.97 | 0 | 0 | 0 | 0 | 0 | 0 | 0 | 0 | 0
1539 | Area 1001 20-Hour Pumped Thermal 2028 | ATC | 2023 | AEP-KPCO | 0 | 0 | 0 | 0 | 0 |  | 0 | 0 | 0 | 0 | 0 | 0 | 0 | 0 | -1 | 0 | 0 |  | 0 | 0 | 0 | 0 | 0 | 0 | 0 | 0 | 0 | 0 | 0 | 0 | 0 | -1 | 0 | 0 | 0 | 0 | 0 | 0 | 0 | 0 | 0 | 0 | 0 | 0 | 0 | 0 | 0 | 0 | 0 |  |  |  |  | 0 | 0 | 0 | 0 | 0 | 0 | 0 | 0 | -250 | 1/1/2028 | 12/31/2099 | TRUE | 20-Hour Pumped Thermal Storage |  | 2023 |  |  |  | REF | 0 | 0 | Real 2021 ¦ 12/22/2022 3:42:52 PM | 0 | Area 1001 20-Hour Pumped Thermal 2028 | 0 |  | 1 | Unit |  | PJM | 0 | 0 | 0.97 | 0 | 0 | 0 | 0 | 0 | 0 | 0 | 0 | 0
1540 | Area 1001 20-Hour Pumped Thermal 2029 | ATC | 2023 | AEP-KPCO | 0 | 0 | 0 | 0 | 0 |  | 0 | 0 | 0 | 0 | 0 | 0 | 0 | 0 | -1 | 0 | 0 |  | 0 | 0 | 0 | 0 | 0 | 0 | 0 | 0 | 0 | 0 | 0 | 0 | 0 | -1 | 0 | 0 | 0 | 0 | 0 | 0 | 0 | 0 | 0 | 0 | 0 | 0 | 0 | 0 | 0 | 0 | 0 |  |  |  |  | 0 | 0 | 0 | 0 | 0 | 0 | 0 | 0 | -250 | 1/1/2029 | 12/31/2099 | TRUE | 20-Hour Pumped Thermal Storage |  | 2023 |  |  |  | REF | 0 | 0 | Real 2021 ¦ 12/22/2022 3:42:52 PM | 0 | Area 1001 20-Hour Pumped Thermal 2029 | 0 |  | 1 | Unit |  | PJM | 0 | 0 | 0.97 | 0 | 0 | 0 | 0 | 0 | 0 | 0 | 0 | 0
1541 | Area 1001 20-Hour Pumped Thermal 2030 | ATC | 2023 | AEP-KPCO | 0 | 0 | 0 | 0 | 0 |  | 0 | 0 | 0 | 0 | 0 | 0 | 0 | 0 | -1 | 0 | 0 |  | 0 | 0 | 0 | 0 | 0 | 0 | 0 | 0 | 0 | 0 | 0 | 0 | 0 | -1 | 0 | 0 | 0 | 0 | 0 | 0 | 0 | 0 | 0 | 0 | 0 | 0 | 0 | 0 | 0 | 0 | 0 |  |  |  |  | 0 | 0 | 0 | 0 | 0 | 0 | 0 | 0 | -250 | 1/1/2030 | 12/31/2099 | TRUE | 20-Hour Pumped Thermal Storage |  | 2023 |  |  |  | REF | 0 | 0 | Real 2021 ¦ 12/22/2022 3:42:52 PM | 0 | Area 1001 20-Hour Pumped Thermal 2030 | 0 |  | 1 | Unit |  | PJM | 0 | 0 | 0.97 | 0 | 0 | 0 | 0 | 0 | 0 | 0 | 0 | 0
1542 | Area 1001 20-Hour Pumped Thermal 2031 | ATC | 2023 | AEP-KPCO | 0 | 0 | 0 | 0 | 0 |  | 0 | 0 | 0 | 0 | 0 | 0 | 0 | 0 | -1 | 0 | 0 |  | 0 | 0 | 0 | 0 | 0 | 0 | 0 | 0 | 0 | 0 | 0 | 0 | 0 | -1 | 0 | 0 | 0 | 0 | 0 | 0 | 0 | 0 | 0 | 0 | 0 | 0 | 0 | 0 | 0 | 0 | 0 |  |  |  |  | 0 | 0 | 0 | 0 | 0 | 0 | 0 | 0 | -250 | 1/1/2031 | 12/31/2099 | TRUE | 20-Hour Pumped Thermal Storage |  | 2023 |  |  |  | REF | 0 | 0 | Real 2021 ¦ 12/22/2022 3:42:52 PM | 0 | Area 1001 20-Hour Pumped Thermal 2031 | 0 |  | 1 | Unit |  | PJM | 0 | 0 | 0.97 | 0 | 0 | 0 | 0 | 0 | 0 | 0 | 0 | 0
1543 | Area 1001 20-Hour Pumped Thermal 2032 | ATC | 2023 | AEP-KPCO | 0 | 0 | 0 | 0 | 0 |  | 0 | 0 | 0 | 0 | 0 | 0 | 0 | 0 | -1 | 0 | 0 |  | 0 | 0 | 0 | 0 | 0 | 0 | 0 | 0 | 0 | 0 | 0 | 0 | 0 | -1 | 0 | 0 | 0 | 0 | 0 | 0 | 0 | 0 | 0 | 0 | 0 | 0 | 0 | 0 | 0 | 0 | 0 |  |  |  |  | 0 | 0 | 0 | 0 | 0 | 0 | 0 | 0 | -250 | 1/1/2032 | 12/31/2099 | TRUE | 20-Hour Pumped Thermal Storage |  | 2023 |  |  |  | REF | 0 | 0 | Real 2021 ¦ 12/22/2022 3:42:52 PM | 0 | Area 1001 20-Hour Pumped Thermal 2032 | 0 |  | 1 | Unit |  | PJM | 0 | 0 | 0.97 | 0 | 0 | 0 | 0 | 0 | 0 | 0 | 0 | 0
1544 | Area 1001 20-Hour Pumped Thermal 2033 | ATC | 2023 | AEP-KPCO | 0 | 0 | 0 | 0 | 0 |  | 0 | 0 | 0 | 0 | 0 | 0 | 0 | 0 | -1 | 0 | 0 |  | 0 | 0 | 0 | 0 | 0 | 0 | 0 | 0 | 0 | 0 | 0 | 0 | 0 | -1 | 0 | 0 | 0 | 0 | 0 | 0 | 0 | 0 | 0 | 0 | 0 | 0 | 0 | 0 | 0 | 0 | 0 |  |  |  |  | 0 | 0 | 0 | 0 | 0 | 0 | 0 | 0 | -250 | 1/1/2033 | 12/31/2099 | TRUE | 20-Hour Pumped Thermal Storage |  | 2023 |  |  |  | REF | 0 | 0 | Real 2021 ¦ 12/22/2022 3:42:52 PM | 0 | Area 1001 20-Hour Pumped Thermal 2033 | 0 |  | 1 | Unit |  | PJM | 0 | 0 | 0.97 | 0 | 0 | 0 | 0 | 0 | 0 | 0 | 0 | 0
1545 | Area 1001 20-Hour Pumped Thermal 2034 | ATC | 2023 | AEP-KPCO | 0 | 0 | 0 | 0 | 0 |  | 0 | 0 | 0 | 0 | 0 | 0 | 0 | 0 | -1 | 0 | 0 |  | 0 | 0 | 0 | 0 | 0 | 0 | 0 | 0 | 0 | 0 | 0 | 0 | 0 | -1 | 0 | 0 | 0 | 0 | 0 | 0 | 0 | 0 | 0 | 0 | 0 | 0 | 0 | 0 | 0 | 0 | 0 |  |  |  |  | 0 | 0 | 0 | 0 | 0 | 0 | 0 | 0 | -250 | 1/1/2034 | 12/31/2099 | TRUE | 20-Hour Pumped Thermal Storage |  | 2023 |  |  |  | REF | 0 | 0 | Real 2021 ¦ 12/22/2022 3:42:52 PM | 0 | Area 1001 20-Hour Pumped Thermal 2034 | 0 |  | 1 | Unit |  | PJM | 0 | 0 | 0.97 | 0 | 0 | 0 | 0 | 0 | 0 | 0 | 0 | 0
1546 | Area 1001 20-Hour Pumped Thermal 2035 | ATC | 2023 | AEP-KPCO | 0 | 0 | 0 | 0 | 0 |  | 0 | 0 | 0 | 0 | 0 | 0 | 0 | 0 | -1 | 0 | 0 |  | 0 | 0 | 0 | 0 | 0 | 0 | 0 | 0 | 0 | 0 | 0 | 0 | 0 | -1 | 0 | 0 | 0 | 0 | 0 | 0 | 0 | 0 | 0 | 0 | 0 | 0 | 0 | 0 | 0 | 0 | 0 |  |  |  |  | 0 | 0 | 0 | 0 | 0 | 0 | 0 | 0 | -250 | 1/1/2035 | 12/31/2099 | TRUE | 20-Hour Pumped Thermal Storage |  | 2023 |  |  |  | REF | 0 | 0 | Real 2021 ¦ 12/22/2022 3:42:52 PM | 0 | Area 1001 20-Hour Pumped Thermal 2035 | 0 |  | 1 | Unit |  | PJM | 0 | 0 | 0.97 | 0 | 0 | 0 | 0 | 0 | 0 | 0 | 0 | 0
1547 | Area 1001 20-Hour Pumped Thermal 2036 | ATC | 2023 | AEP-KPCO | 0 | 0 | 0 | 0 | 0 |  | 0 | 0 | 0 | 0 | 0 | 0 | 0 | 0 | -1 | 0 | 0 |  | 0 | 0 | 0 | 0 | 0 | 0 | 0 | 0 | 0 | 0 | 0 | 0 | 0 | -1 | 0 | 0 | 0 | 0 | 0 | 0 | 0 | 0 | 0 | 0 | 0 | 0 | 0 | 0 | 0 | 0 | 0 |  |  |  |  | 0 | 0 | 0 | 0 | 0 | 0 | 0 | 0 | -250 | 1/1/2036 | 12/31/2099 | TRUE | 20-Hour Pumped Thermal Storage |  | 2023 |  |  |  | REF | 0 | 0 | Real 2021 ¦ 12/22/2022 3:42:52 PM | 0 | Area 1001 20-Hour Pumped Thermal 2036 | 0 |  | 1 | Unit |  | PJM | 0 | 0 | 0.97 | 0 | 0 | 0 | 0 | 0 | 0 | 0 | 0 | 0
1548 | Area 1001 20-Hour Pumped Thermal 2037 | ATC | 2023 | AEP-KPCO | 0 | 0 | 0 | 0 | 0 |  | 0 | 0 | 0 | 0 | 0 | 0 | 0 | 0 | -1 | 0 | 0 |  | 0 | 0 | 0 | 0 | 0 | 0 | 0 | 0 | 0 | 0 | 0 | 0 | 0 | -1 | 0 | 0 | 0 | 0 | 0 | 0 | 0 | 0 | 0 | 0 | 0 | 0 | 0 | 0 | 0 | 0 | 0 |  |  |  |  | 0 | 0 | 0 | 0 | 0 | 0 | 0 | 0 | -250 | 1/1/2037 | 12/31/2099 | TRUE | 20-Hour Pumped Thermal Storage |  | 2023 |  |  |  | REF | 0 | 0 | Real 2021 ¦ 12/22/2022 3:42:52 PM | 0 | Area 1001 20-Hour Pumped Thermal 2037 | 0 |  | 1 | Unit |  | PJM | 0 | 0 | 0.97 | 0 | 0 | 0 | 0 | 0 | 0 | 0 | 0 | 0
1549 | Area 1001 20-Hour Pumped Thermal 2038 | ATC | 2023 | AEP-KPCO | 0 | 0 | 0 | 0 | 0 |  | 0 | 0 | 0 | 0 | 0 | 0 | 0 | 0 | -1 | 0 | 0 |  | 0 | 0 | 0 | 0 | 0 | 0 | 0 | 0 | 0 | 0 | 0 | 0 | 0 | -1 | 0 | 0 | 0 | 0 | 0 | 0 | 0 | 0 | 0 | 0 | 0 | 0 | 0 | 0 | 0 | 0 | 0 |  |  |  |  | 0 | 0 | 0 | 0 | 0 | 0 | 0 | 0 | -250 | 1/1/2038 | 12/31/2099 | TRUE | 20-Hour Pumped Thermal Storage |  | 2023 |  |  |  | REF | 0 | 0 | Real 2021 ¦ 12/22/2022 3:42:52 PM | 0 | Area 1001 20-Hour Pumped Thermal 2038 | 0 |  | 1 | Unit |  | PJM | 0 | 0 | 0.97 | 0 | 0 | 0 | 0 | 0 | 0 | 0 | 0 | 0
1550 | Area 1001 20-Hour Pumped Thermal 2039 | ATC | 2023 | AEP-KPCO | 0 | 0 | 0 | 0 | 0 |  | 0 | 0 | 0 | 0 | 0 | 0 | 0 | 0 | -1 | 0 | 0 |  | 0 | 0 | 0 | 0 | 0 | 0 | 0 | 0 | 0 | 0 | 0 | 0 | 0 | -1 | 0 | 0 | 0 | 0 | 0 | 0 | 0 | 0 | 0 | 0 | 0 | 0 | 0 | 0 | 0 | 0 | 0 |  |  |  |  | 0 | 0 | 0 | 0 | 0 | 0 | 0 | 0 | -250 | 1/1/2039 | 12/31/2099 | TRUE | 20-Hour Pumped Thermal Storage |  | 2023 |  |  |  | REF | 0 | 0 | Real 2021 ¦ 12/22/2022 3:42:52 PM | 0 | Area 1001 20-Hour Pumped Thermal 2039 | 0 |  | 1 | Unit |  | PJM | 0 | 0 | 0.97 | 0 | 0 | 0 | 0 | 0 | 0 | 0 | 0 | 0
1551 | Area 1001 20-Hour Pumped Thermal 2040 | ATC | 2023 | AEP-KPCO | 0 | 0 | 0 | 0 | 0 |  | 0 | 0 | 0 | 0 | 0 | 0 | 0 | 0 | -1 | 0 | 0 |  | 0 | 0 | 0 | 0 | 0 | 0 | 0 | 0 | 0 | 0 | 0 | 0 | 0 | -1 | 0 | 0 | 0 | 0 | 0 | 0 | 0 | 0 | 0 | 0 | 0 | 0 | 0 | 0 | 0 | 0 | 0 |  |  |  |  | 0 | 0 | 0 | 0 | 0 | 0 | 0 | 0 | -250 | 1/1/2040 | 12/31/2099 | TRUE | 20-Hour Pumped Thermal Storage |  | 2023 |  |  |  | REF | 0 | 0 | Real 2021 ¦ 12/22/2022 3:42:52 PM | 0 | Area 1001 20-Hour Pumped Thermal 2040 | 0 |  | 1 | Unit |  | PJM | 0 | 0 | 0.97 | 0 | 0 | 0 | 0 | 0 | 0 | 0 | 0 | 0
1552 | Area 1001 20-Hour Pumped Thermal 2041 | ATC | 2023 | AEP-KPCO | 0 | 0 | 0 | 0 | 0 |  | 0 | 0 | 0 | 0 | 0 | 0 | 0 | 0 | -1 | 0 | 0 |  | 0 | 0 | 0 | 0 | 0 | 0 | 0 | 0 | 0 | 0 | 0 | 0 | 0 | -1 | 0 | 0 | 0 | 0 | 0 | 0 | 0 | 0 | 0 | 0 | 0 | 0 | 0 | 0 | 0 | 0 | 0 |  |  |  |  | 0 | 0 | 0 | 0 | 0 | 0 | 0 | 0 | -250 | 1/1/2041 | 12/31/2099 | TRUE | 20-Hour Pumped Thermal Storage |  | 2023 |  |  |  | REF | 0 | 0 | Real 2021 ¦ 12/22/2022 3:42:52 PM | 0 | Area 1001 20-Hour Pumped Thermal 2041 | 0 |  | 1 | Unit |  | PJM | 0 | 0 | 0.97 | 0 | 0 | 0 | 0 | 0 | 0 | 0 | 0 | 0
1553 | Area 1001 20-Hour Pumped Thermal 2042 | ATC | 2023 | AEP-KPCO | 0 | 0 | 0 | 0 | 0 |  | 0 | 0 | 0 | 0 | 0 | 0 | 0 | 0 | -1 | 0 | 0 |  | 0 | 0 | 0 | 0 | 0 | 0 | 0 | 0 | 0 | 0 | 0 | 0 | 0 | -1 | 0 | 0 | 0 | 0 | 0 | 0 | 0 | 0 | 0 | 0 | 0 | 0 | 0 | 0 | 0 | 0 | 0 |  |  |  |  | 0 | 0 | 0 | 0 | 0 | 0 | 0 | 0 | -250 | 1/1/2042 | 12/31/2099 | TRUE | 20-Hour Pumped Thermal Storage |  | 2023 |  |  |  | REF | 0 | 0 | Real 2021 ¦ 12/22/2022 3:42:52 PM | 0 | Area 1001 20-Hour Pumped Thermal 2042 | 0 |  | 1 | Unit |  | PJM | 0 | 0 | 0.97 | 0 | 0 | 0 | 0 | 0 | 0 | 0 | 0 | 0
1554 | Area 1001 20-Hour Pumped Thermal 2043 | ATC | 2023 | AEP-KPCO | 0 | 0 | 0 | 0 | 0 |  | 0 | 0 | 0 | 0 | 0 | 0 | 0 | 0 | -1 | 0 | 0 |  | 0 | 0 | 0 | 0 | 0 | 0 | 0 | 0 | 0 | 0 | 0 | 0 | 0 | -1 | 0 | 0 | 0 | 0 | 0 | 0 | 0 | 0 | 0 | 0 | 0 | 0 | 0 | 0 | 0 | 0 | 0 |  |  |  |  | 0 | 0 | 0 | 0 | 0 | 0 | 0 | 0 | -250 | 1/1/2043 | 12/31/2099 | TRUE | 20-Hour Pumped Thermal Storage |  | 2023 |  |  |  | REF | 0 | 0 | Real 2021 ¦ 12/22/2022 3:42:52 PM | 0 | Area 1001 20-Hour Pumped Thermal 2043 | 0 |  | 1 | Unit |  | PJM | 0 | 0 | 0.97 | 0 | 0 | 0 | 0 | 0 | 0 | 0 | 0 | 0
1555 | Area 1001 20-Hour Compressed Air 2022 | ATC | 2023 | AEP-KPCO | 50 | 50 | 0 | 0 | 0 |  | 0 | 11086.2842 | 50 | 10216.5557 | 869.7284 | 0 | 0 | 0 | -1 | 0 | 0 |  | 0 | 0 | -0.69863 | -6119.957 | -6119.957 | 0 | 0 | 0 | 0 | 422.6048 | 422.6048 | 0 | 0 | -1 | 0 | 0 | 49 | 0 | 0.16594 | 0.16594 | 0 | 0 | 0 | 0 | 0 | -11114.9541 | 0 | 0 | 0 | 0 | 0 | -0.013973 |  |  |  | 0 | 0 | 0 | 0 | 0 | 646 | 4647.957 | 5599.3154 | -948.0687 | 1/1/2022 | 12/31/2099 | TRUE | 20-Hour Compressed Air Storage |  | 2023 |  |  |  | REF | 0 | 0 | Real 2021 ¦ 12/22/2022 3:42:52 PM | 253.2895 | Area 1001 20-Hour Compressed Air 2022 | 0 |  | 1 | Unit |  | PJM | 48.5 | 0 | 0.97 | 0 | 0 | 0 | 0 | 438000 | 451.2745 | 0 | 0 | 0
1556 | Area 1001 20-Hour Compressed Air 2023 | ATC | 2023 | AEP-KPCO | 50 | 50 | 0 | 0 | 0 |  | 0 | 13643.1758 | 50 | 12773.4473 | 869.7284 | 0 | 0 | 0 | -1 | 0 | 0 |  | 0 | 0 | -0.69863 | -6119.957 | -6119.957 | 0 | 0 | 0 | 0 | 422.6048 | 422.6048 | 0 | 0 | -1 | 0 | 0 | 49 | 0 | 0.22508 | 0.22508 | 0 | 0 | 0 | 0 | 0 | -13671.8457 | 0 | 0 | 0 | 0 | 0 | -0.013973 |  |  |  | 0 | 0 | 0 | 0 | 0 | 646 | 4647.957 | 5599.3154 | -948.0687 | 1/1/2023 | 12/31/2099 | TRUE | 20-Hour Compressed Air Storage |  | 2023 |  |  |  | REF | 0 | 0 | Real 2021 ¦ 12/22/2022 3:42:52 PM | 253.2895 | Area 1001 20-Hour Compressed Air 2023 | 0 |  | 1 | Unit |  | PJM | 48.5 | 0 | 0.97 | 0 | 0 | 0 | 0 | 438000 | 451.2745 | 0 | 0 | 0
1557 | Area 1001 20-Hour Compressed Air 2024 | ATC | 2023 | AEP-KPCO | 0 | 0 | 0 | 0 | 0 |  | 0 | 0 | 0 | 0 | 0 | 0 | 0 | 0 | -1 | 0 | 0 |  | 0 | 0 | 0 | 0 | 0 | 0 | 0 | 0 | 0 | 0 | 0 | 0 | 0 | -1 | 0 | 0 | 0 | 0 | 0 | 0 | 0 | 0 | 0 | 0 | 0 | 0 | 0 | 0 | 0 | 0 | 0 |  |  |  |  | 0 | 0 | 0 | 0 | 0 | 0 | 0 | 0 | -250 | 1/1/2024 | 12/31/2099 | TRUE | 20-Hour Compressed Air Storage |  | 2023 |  |  |  | REF | 0 | 0 | Real 2021 ¦ 12/22/2022 3:42:52 PM | 0 | Area 1001 20-Hour Compressed Air 2024 | 0 |  | 1 | Unit |  | PJM | 0 | 0 | 0.97 | 0 | 0 | 0 | 0 | 0 | 0 | 0 | 0 | 0
1558 | Area 1001 20-Hour Compressed Air 2025 | ATC | 2023 | AEP-KPCO | 0 | 0 | 0 | 0 | 0 |  | 0 | 0 | 0 | 0 | 0 | 0 | 0 | 0 | -1 | 0 | 0 |  | 0 | 0 | 0 | 0 | 0 | 0 | 0 | 0 | 0 | 0 | 0 | 0 | 0 | -1 | 0 | 0 | 0 | 0 | 0 | 0 | 0 | 0 | 0 | 0 | 0 | 0 | 0 | 0 | 0 | 0 | 0 |  |  |  |  | 0 | 0 | 0 | 0 | 0 | 0 | 0 | 0 | -250 | 1/1/2025 | 12/31/2099 | TRUE | 20-Hour Compressed Air Storage |  | 2023 |  |  |  | REF | 0 | 0 | Real 2021 ¦ 12/22/2022 3:42:52 PM | 0 | Area 1001 20-Hour Compressed Air 2025 | 0 |  | 1 | Unit |  | PJM | 0 | 0 | 0.97 | 0 | 0 | 0 | 0 | 0 | 0 | 0 | 0 | 0
1559 | Area 1001 20-Hour Compressed Air 2026 | ATC | 2023 | AEP-KPCO | 0 | 0 | 0 | 0 | 0 |  | 0 | 0 | 0 | 0 | 0 | 0 | 0 | 0 | -1 | 0 | 0 |  | 0 | 0 | 0 | 0 | 0 | 0 | 0 | 0 | 0 | 0 | 0 | 0 | 0 | -1 | 0 | 0 | 0 | 0 | 0 | 0 | 0 | 0 | 0 | 0 | 0 | 0 | 0 | 0 | 0 | 0 | 0 |  |  |  |  | 0 | 0 | 0 | 0 | 0 | 0 | 0 | 0 | -250 | 1/1/2026 | 12/31/2099 | TRUE | 20-Hour Compressed Air Storage |  | 2023 |  |  |  | REF | 0 | 0 | Real 2021 ¦ 12/22/2022 3:42:52 PM | 0 | Area 1001 20-Hour Compressed Air 2026 | 0 |  | 1 | Unit |  | PJM | 0 | 0 | 0.97 | 0 | 0 | 0 | 0 | 0 | 0 | 0 | 0 | 0
1560 | Area 1001 20-Hour Compressed Air 2027 | ATC | 2023 | AEP-KPCO | 0 | 0 | 0 | 0 | 0 |  | 0 | 0 | 0 | 0 | 0 | 0 | 0 | 0 | -1 | 0 | 0 |  | 0 | 0 | 0 | 0 | 0 | 0 | 0 | 0 | 0 | 0 | 0 | 0 | 0 | -1 | 0 | 0 | 0 | 0 | 0 | 0 | 0 | 0 | 0 | 0 | 0 | 0 | 0 | 0 | 0 | 0 | 0 |  |  |  |  | 0 | 0 | 0 | 0 | 0 | 0 | 0 | 0 | -250 | 1/1/2027 | 12/31/2099 | TRUE | 20-Hour Compressed Air Storage |  | 2023 |  |  |  | REF | 0 | 0 | Real 2021 ¦ 12/22/2022 3:42:52 PM | 0 | Area 1001 20-Hour Compressed Air 2027 | 0 |  | 1 | Unit |  | PJM | 0 | 0 | 0.97 | 0 | 0 | 0 | 0 | 0 | 0 | 0 | 0 | 0
1561 | Area 1001 20-Hour Compressed Air 2028 | ATC | 2023 | AEP-KPCO | 0 | 0 | 0 | 0 | 0 |  | 0 | 0 | 0 | 0 | 0 | 0 | 0 | 0 | -1 | 0 | 0 |  | 0 | 0 | 0 | 0 | 0 | 0 | 0 | 0 | 0 | 0 | 0 | 0 | 0 | -1 | 0 | 0 | 0 | 0 | 0 | 0 | 0 | 0 | 0 | 0 | 0 | 0 | 0 | 0 | 0 | 0 | 0 |  |  |  |  | 0 | 0 | 0 | 0 | 0 | 0 | 0 | 0 | -250 | 1/1/2028 | 12/31/2099 | TRUE | 20-Hour Compressed Air Storage |  | 2023 |  |  |  | REF | 0 | 0 | Real 2021 ¦ 12/22/2022 3:42:52 PM | 0 | Area 1001 20-Hour Compressed Air 2028 | 0 |  | 1 | Unit |  | PJM | 0 | 0 | 0.97 | 0 | 0 | 0 | 0 | 0 | 0 | 0 | 0 | 0
1562 | Area 1001 20-Hour Compressed Air 2029 | ATC | 2023 | AEP-KPCO | 0 | 0 | 0 | 0 | 0 |  | 0 | 0 | 0 | 0 | 0 | 0 | 0 | 0 | -1 | 0 | 0 |  | 0 | 0 | 0 | 0 | 0 | 0 | 0 | 0 | 0 | 0 | 0 | 0 | 0 | -1 | 0 | 0 | 0 | 0 | 0 | 0 | 0 | 0 | 0 | 0 | 0 | 0 | 0 | 0 | 0 | 0 | 0 |  |  |  |  | 0 | 0 | 0 | 0 | 0 | 0 | 0 | 0 | -250 | 1/1/2029 | 12/31/2099 | TRUE | 20-Hour Compressed Air Storage |  | 2023 |  |  |  | REF | 0 | 0 | Real 2021 ¦ 12/22/2022 3:42:52 PM | 0 | Area 1001 20-Hour Compressed Air 2029 | 0 |  | 1 | Unit |  | PJM | 0 | 0 | 0.97 | 0 | 0 | 0 | 0 | 0 | 0 | 0 | 0 | 0
1563 | Area 1001 20-Hour Compressed Air 2030 | ATC | 2023 | AEP-KPCO | 0 | 0 | 0 | 0 | 0 |  | 0 | 0 | 0 | 0 | 0 | 0 | 0 | 0 | -1 | 0 | 0 |  | 0 | 0 | 0 | 0 | 0 | 0 | 0 | 0 | 0 | 0 | 0 | 0 | 0 | -1 | 0 | 0 | 0 | 0 | 0 | 0 | 0 | 0 | 0 | 0 | 0 | 0 | 0 | 0 | 0 | 0 | 0 |  |  |  |  | 0 | 0 | 0 | 0 | 0 | 0 | 0 | 0 | -250 | 1/1/2030 | 12/31/2099 | TRUE | 20-Hour Compressed Air Storage |  | 2023 |  |  |  | REF | 0 | 0 | Real 2021 ¦ 12/22/2022 3:42:52 PM | 0 | Area 1001 20-Hour Compressed Air 2030 | 0 |  | 1 | Unit |  | PJM | 0 | 0 | 0.97 | 0 | 0 | 0 | 0 | 0 | 0 | 0 | 0 | 0
1564 | Area 1001 20-Hour Compressed Air 2031 | ATC | 2023 | AEP-KPCO | 0 | 0 | 0 | 0 | 0 |  | 0 | 0 | 0 | 0 | 0 | 0 | 0 | 0 | -1 | 0 | 0 |  | 0 | 0 | 0 | 0 | 0 | 0 | 0 | 0 | 0 | 0 | 0 | 0 | 0 | -1 | 0 | 0 | 0 | 0 | 0 | 0 | 0 | 0 | 0 | 0 | 0 | 0 | 0 | 0 | 0 | 0 | 0 |  |  |  |  | 0 | 0 | 0 | 0 | 0 | 0 | 0 | 0 | -250 | 1/1/2031 | 12/31/2099 | TRUE | 20-Hour Compressed Air Storage |  | 2023 |  |  |  | REF | 0 | 0 | Real 2021 ¦ 12/22/2022 3:42:52 PM | 0 | Area 1001 20-Hour Compressed Air 2031 | 0 |  | 1 | Unit |  | PJM | 0 | 0 | 0.97 | 0 | 0 | 0 | 0 | 0 | 0 | 0 | 0 | 0
1565 | Area 1001 20-Hour Compressed Air 2032 | ATC | 2023 | AEP-KPCO | 0 | 0 | 0 | 0 | 0 |  | 0 | 0 | 0 | 0 | 0 | 0 | 0 | 0 | -1 | 0 | 0 |  | 0 | 0 | 0 | 0 | 0 | 0 | 0 | 0 | 0 | 0 | 0 | 0 | 0 | -1 | 0 | 0 | 0 | 0 | 0 | 0 | 0 | 0 | 0 | 0 | 0 | 0 | 0 | 0 | 0 | 0 | 0 |  |  |  |  | 0 | 0 | 0 | 0 | 0 | 0 | 0 | 0 | -250 | 1/1/2032 | 12/31/2099 | TRUE | 20-Hour Compressed Air Storage |  | 2023 |  |  |  | REF | 0 | 0 | Real 2021 ¦ 12/22/2022 3:42:52 PM | 0 | Area 1001 20-Hour Compressed Air 2032 | 0 |  | 1 | Unit |  | PJM | 0 | 0 | 0.97 | 0 | 0 | 0 | 0 | 0 | 0 | 0 | 0 | 0
1566 | Area 1001 20-Hour Compressed Air 2033 | ATC | 2023 | AEP-KPCO | 0 | 0 | 0 | 0 | 0 |  | 0 | 0 | 0 | 0 | 0 | 0 | 0 | 0 | -1 | 0 | 0 |  | 0 | 0 | 0 | 0 | 0 | 0 | 0 | 0 | 0 | 0 | 0 | 0 | 0 | -1 | 0 | 0 | 0 | 0 | 0 | 0 | 0 | 0 | 0 | 0 | 0 | 0 | 0 | 0 | 0 | 0 | 0 |  |  |  |  | 0 | 0 | 0 | 0 | 0 | 0 | 0 | 0 | -250 | 1/1/2033 | 12/31/2099 | TRUE | 20-Hour Compressed Air Storage |  | 2023 |  |  |  | REF | 0 | 0 | Real 2021 ¦ 12/22/2022 3:42:52 PM | 0 | Area 1001 20-Hour Compressed Air 2033 | 0 |  | 1 | Unit |  | PJM | 0 | 0 | 0.97 | 0 | 0 | 0 | 0 | 0 | 0 | 0 | 0 | 0
1567 | Area 1001 20-Hour Compressed Air 2034 | ATC | 2023 | AEP-KPCO | 0 | 0 | 0 | 0 | 0 |  | 0 | 0 | 0 | 0 | 0 | 0 | 0 | 0 | -1 | 0 | 0 |  | 0 | 0 | 0 | 0 | 0 | 0 | 0 | 0 | 0 | 0 | 0 | 0 | 0 | -1 | 0 | 0 | 0 | 0 | 0 | 0 | 0 | 0 | 0 | 0 | 0 | 0 | 0 | 0 | 0 | 0 | 0 |  |  |  |  | 0 | 0 | 0 | 0 | 0 | 0 | 0 | 0 | -250 | 1/1/2034 | 12/31/2099 | TRUE | 20-Hour Compressed Air Storage |  | 2023 |  |  |  | REF | 0 | 0 | Real 2021 ¦ 12/22/2022 3:42:52 PM | 0 | Area 1001 20-Hour Compressed Air 2034 | 0 |  | 1 | Unit |  | PJM | 0 | 0 | 0.97 | 0 | 0 | 0 | 0 | 0 | 0 | 0 | 0 | 0
1568 | Area 1001 20-Hour Compressed Air 2035 | ATC | 2023 | AEP-KPCO | 0 | 0 | 0 | 0 | 0 |  | 0 | 0 | 0 | 0 | 0 | 0 | 0 | 0 | -1 | 0 | 0 |  | 0 | 0 | 0 | 0 | 0 | 0 | 0 | 0 | 0 | 0 | 0 | 0 | 0 | -1 | 0 | 0 | 0 | 0 | 0 | 0 | 0 | 0 | 0 | 0 | 0 | 0 | 0 | 0 | 0 | 0 | 0 |  |  |  |  | 0 | 0 | 0 | 0 | 0 | 0 | 0 | 0 | -250 | 1/1/2035 | 12/31/2099 | TRUE | 20-Hour Compressed Air Storage |  | 2023 |  |  |  | REF | 0 | 0 | Real 2021 ¦ 12/22/2022 3:42:52 PM | 0 | Area 1001 20-Hour Compressed Air 2035 | 0 |  | 1 | Unit |  | PJM | 0 | 0 | 0.97 | 0 | 0 | 0 | 0 | 0 | 0 | 0 | 0 | 0
1569 | Area 1001 20-Hour Compressed Air 2036 | ATC | 2023 | AEP-KPCO | 0 | 0 | 0 | 0 | 0 |  | 0 | 0 | 0 | 0 | 0 | 0 | 0 | 0 | -1 | 0 | 0 |  | 0 | 0 | 0 | 0 | 0 | 0 | 0 | 0 | 0 | 0 | 0 | 0 | 0 | -1 | 0 | 0 | 0 | 0 | 0 | 0 | 0 | 0 | 0 | 0 | 0 | 0 | 0 | 0 | 0 | 0 | 0 |  |  |  |  | 0 | 0 | 0 | 0 | 0 | 0 | 0 | 0 | -250 | 1/1/2036 | 12/31/2099 | TRUE | 20-Hour Compressed Air Storage |  | 2023 |  |  |  | REF | 0 | 0 | Real 2021 ¦ 12/22/2022 3:42:52 PM | 0 | Area 1001 20-Hour Compressed Air 2036 | 0 |  | 1 | Unit |  | PJM | 0 | 0 | 0.97 | 0 | 0 | 0 | 0 | 0 | 0 | 0 | 0 | 0
1570 | Area 1001 20-Hour Compressed Air 2037 | ATC | 2023 | AEP-KPCO | 0 | 0 | 0 | 0 | 0 |  | 0 | 0 | 0 | 0 | 0 | 0 | 0 | 0 | -1 | 0 | 0 |  | 0 | 0 | 0 | 0 | 0 | 0 | 0 | 0 | 0 | 0 | 0 | 0 | 0 | -1 | 0 | 0 | 0 | 0 | 0 | 0 | 0 | 0 | 0 | 0 | 0 | 0 | 0 | 0 | 0 | 0 | 0 |  |  |  |  | 0 | 0 | 0 | 0 | 0 | 0 | 0 | 0 | -250 | 1/1/2037 | 12/31/2099 | TRUE | 20-Hour Compressed Air Storage |  | 2023 |  |  |  | REF | 0 | 0 | Real 2021 ¦ 12/22/2022 3:42:52 PM | 0 | Area 1001 20-Hour Compressed Air 2037 | 0 |  | 1 | Unit |  | PJM | 0 | 0 | 0.97 | 0 | 0 | 0 | 0 | 0 | 0 | 0 | 0 | 0
1571 | Area 1001 20-Hour Compressed Air 2038 | ATC | 2023 | AEP-KPCO | 0 | 0 | 0 | 0 | 0 |  | 0 | 0 | 0 | 0 | 0 | 0 | 0 | 0 | -1 | 0 | 0 |  | 0 | 0 | 0 | 0 | 0 | 0 | 0 | 0 | 0 | 0 | 0 | 0 | 0 | -1 | 0 | 0 | 0 | 0 | 0 | 0 | 0 | 0 | 0 | 0 | 0 | 0 | 0 | 0 | 0 | 0 | 0 |  |  |  |  | 0 | 0 | 0 | 0 | 0 | 0 | 0 | 0 | -250 | 1/1/2038 | 12/31/2099 | TRUE | 20-Hour Compressed Air Storage |  | 2023 |  |  |  | REF | 0 | 0 | Real 2021 ¦ 12/22/2022 3:42:52 PM | 0 | Area 1001 20-Hour Compressed Air 2038 | 0 |  | 1 | Unit |  | PJM | 0 | 0 | 0.97 | 0 | 0 | 0 | 0 | 0 | 0 | 0 | 0 | 0
1572 | Area 1001 20-Hour Compressed Air 2039 | ATC | 2023 | AEP-KPCO | 0 | 0 | 0 | 0 | 0 |  | 0 | 0 | 0 | 0 | 0 | 0 | 0 | 0 | -1 | 0 | 0 |  | 0 | 0 | 0 | 0 | 0 | 0 | 0 | 0 | 0 | 0 | 0 | 0 | 0 | -1 | 0 | 0 | 0 | 0 | 0 | 0 | 0 | 0 | 0 | 0 | 0 | 0 | 0 | 0 | 0 | 0 | 0 |  |  |  |  | 0 | 0 | 0 | 0 | 0 | 0 | 0 | 0 | -250 | 1/1/2039 | 12/31/2099 | TRUE | 20-Hour Compressed Air Storage |  | 2023 |  |  |  | REF | 0 | 0 | Real 2021 ¦ 12/22/2022 3:42:52 PM | 0 | Area 1001 20-Hour Compressed Air 2039 | 0 |  | 1 | Unit |  | PJM | 0 | 0 | 0.97 | 0 | 0 | 0 | 0 | 0 | 0 | 0 | 0 | 0
1573 | Area 1001 20-Hour Compressed Air 2040 | ATC | 2023 | AEP-KPCO | 0 | 0 | 0 | 0 | 0 |  | 0 | 0 | 0 | 0 | 0 | 0 | 0 | 0 | -1 | 0 | 0 |  | 0 | 0 | 0 | 0 | 0 | 0 | 0 | 0 | 0 | 0 | 0 | 0 | 0 | -1 | 0 | 0 | 0 | 0 | 0 | 0 | 0 | 0 | 0 | 0 | 0 | 0 | 0 | 0 | 0 | 0 | 0 |  |  |  |  | 0 | 0 | 0 | 0 | 0 | 0 | 0 | 0 | -250 | 1/1/2040 | 12/31/2099 | TRUE | 20-Hour Compressed Air Storage |  | 2023 |  |  |  | REF | 0 | 0 | Real 2021 ¦ 12/22/2022 3:42:52 PM | 0 | Area 1001 20-Hour Compressed Air 2040 | 0 |  | 1 | Unit |  | PJM | 0 | 0 | 0.97 | 0 | 0 | 0 | 0 | 0 | 0 | 0 | 0 | 0
1574 | Area 1001 20-Hour Compressed Air 2041 | ATC | 2023 | AEP-KPCO | 0 | 0 | 0 | 0 | 0 |  | 0 | 0 | 0 | 0 | 0 | 0 | 0 | 0 | -1 | 0 | 0 |  | 0 | 0 | 0 | 0 | 0 | 0 | 0 | 0 | 0 | 0 | 0 | 0 | 0 | -1 | 0 | 0 | 0 | 0 | 0 | 0 | 0 | 0 | 0 | 0 | 0 | 0 | 0 | 0 | 0 | 0 | 0 |  |  |  |  | 0 | 0 | 0 | 0 | 0 | 0 | 0 | 0 | -250 | 1/1/2041 | 12/31/2099 | TRUE | 20-Hour Compressed Air Storage |  | 2023 |  |  |  | REF | 0 | 0 | Real 2021 ¦ 12/22/2022 3:42:52 PM | 0 | Area 1001 20-Hour Compressed Air 2041 | 0 |  | 1 | Unit |  | PJM | 0 | 0 | 0.97 | 0 | 0 | 0 | 0 | 0 | 0 | 0 | 0 | 0
1575 | Area 1001 20-Hour Compressed Air 2042 | ATC | 2023 | AEP-KPCO | 0 | 0 | 0 | 0 | 0 |  | 0 | 0 | 0 | 0 | 0 | 0 | 0 | 0 | -1 | 0 | 0 |  | 0 | 0 | 0 | 0 | 0 | 0 | 0 | 0 | 0 | 0 | 0 | 0 | 0 | -1 | 0 | 0 | 0 | 0 | 0 | 0 | 0 | 0 | 0 | 0 | 0 | 0 | 0 | 0 | 0 | 0 | 0 |  |  |  |  | 0 | 0 | 0 | 0 | 0 | 0 | 0 | 0 | -250 | 1/1/2042 | 12/31/2099 | TRUE | 20-Hour Compressed Air Storage |  | 2023 |  |  |  | REF | 0 | 0 | Real 2021 ¦ 12/22/2022 3:42:52 PM | 0 | Area 1001 20-Hour Compressed Air 2042 | 0 |  | 1 | Unit |  | PJM | 0 | 0 | 0.97 | 0 | 0 | 0 | 0 | 0 | 0 | 0 | 0 | 0
1576 | Area 1001 20-Hour Compressed Air 2043 | ATC | 2023 | AEP-KPCO | 0 | 0 | 0 | 0 | 0 |  | 0 | 0 | 0 | 0 | 0 | 0 | 0 | 0 | -1 | 0 | 0 |  | 0 | 0 | 0 | 0 | 0 | 0 | 0 | 0 | 0 | 0 | 0 | 0 | 0 | -1 | 0 | 0 | 0 | 0 | 0 | 0 | 0 | 0 | 0 | 0 | 0 | 0 | 0 | 0 | 0 | 0 | 0 |  |  |  |  | 0 | 0 | 0 | 0 | 0 | 0 | 0 | 0 | -250 | 1/1/2043 | 12/31/2099 | TRUE | 20-Hour Compressed Air Storage |  | 2023 |  |  |  | REF | 0 | 0 | Real 2021 ¦ 12/22/2022 3:42:52 PM | 0 | Area 1001 20-Hour Compressed Air 2043 | 0 |  | 1 | Unit |  | PJM | 0 | 0 | 0.97 | 0 | 0 | 0 | 0 | 0 | 0 | 0 | 0 | 0
1577 | Area 1001 Hydrogen electrolyzer + Hydrogen gas CT 2023 | ATC | 2023 | AEP-KPCO | 240 | 240 | 0 | 0 | 0 |  | 0 | 131238.7031 | 240 | 118225.8125 | 13012.8975 | 0 | 0 | 0 | -1 | 0 | 0 |  | 0 | 0 | -0.55742 | -4883.0288 | -4883.0288 | 0 | 0 | 0 | 0 | 134.264 | 134.264 | 0 | 0 | -1 | 0 | 0 | 15 | 0 | 0.11088 | 0.11088 | 0 | 0 | 0 | 0 | 0 | -131361.5625 | 0 | 0 | 0 | 0 | 0 | -0.0023226 |  |  |  | 0 | 0 | 0 | 0 | 0 | 425 | 1558.6155 | 1932.4933 | -370.6078 | 1/1/2023 | 12/31/2099 | TRUE | 10-Hour H2 Electrolyzer |  | 2023 |  |  |  | REF | 0 | 0 | Real 2021 ¦ 12/22/2022 3:42:52 PM | 128.27 | Area 1001 Hydrogen electrolyzer + Hydrogen gas CT 2023 | 0 |  | 1 | Unit |  | PJM | 232.8 | 0 | 0.97 | 0 | 0 | 0 | 0 | 2102400 | 257.1216 | 0 | 0 | 0
1578 | Area 1001 Hydrogen electrolyzer + Hydrogen gas CT 2024 | ATC | 2023 | AEP-KPCO | 0 | 0 | 0 | 0 | 0 |  | 0 | 0 | 0 | 0 | 0 | 0 | 0 | 0 | -1 | 0 | 0 |  | 0 | 0 | 0 | 0 | 0 | 0 | 0 | 0 | 0 | 0 | 0 | 0 | 0 | -1 | 0 | 0 | 0 | 0 | 0 | 0 | 0 | 0 | 0 | 0 | 0 | 0 | 0 | 0 | 0 | 0 | 0 |  |  |  |  | 0 | 0 | 0 | 0 | 0 | 0 | 0 | 0 | -125 | 1/1/2024 | 12/31/2099 | TRUE | 10-Hour H2 Electrolyzer |  | 2023 |  |  |  | REF | 0 | 0 | Real 2021 ¦ 12/22/2022 3:42:52 PM | 0 | Area 1001 Hydrogen electrolyzer + Hydrogen gas CT 2024 | 0 |  | 1 | Unit |  | PJM | 0 | 0 | 0.97 | 0 | 0 | 0 | 0 | 0 | 0 | 0 | 0 | 0
1579 | Area 1001 Hydrogen electrolyzer + Hydrogen gas CT 2025 | ATC | 2023 | AEP-KPCO | 0 | 0 | 0 | 0 | 0 |  | 0 | 0 | 0 | 0 | 0 | 0 | 0 | 0 | -1 | 0 | 0 |  | 0 | 0 | 0 | 0 | 0 | 0 | 0 | 0 | 0 | 0 | 0 | 0 | 0 | -1 | 0 | 0 | 0 | 0 | 0 | 0 | 0 | 0 | 0 | 0 | 0 | 0 | 0 | 0 | 0 | 0 | 0 |  |  |  |  | 0 | 0 | 0 | 0 | 0 | 0 | 0 | 0 | -125 | 1/1/2025 | 12/31/2099 | TRUE | 10-Hour H2 Electrolyzer |  | 2023 |  |  |  | REF | 0 | 0 | Real 2021 ¦ 12/22/2022 3:42:52 PM | 0 | Area 1001 Hydrogen electrolyzer + Hydrogen gas CT 2025 | 0 |  | 1 | Unit |  | PJM | 0 | 0 | 0.97 | 0 | 0 | 0 | 0 | 0 | 0 | 0 | 0 | 0
1580 | Area 1001 Hydrogen electrolyzer + Hydrogen gas CT 2026 | ATC | 2023 | AEP-KPCO | 0 | 0 | 0 | 0 | 0 |  | 0 | 0 | 0 | 0 | 0 | 0 | 0 | 0 | -1 | 0 | 0 |  | 0 | 0 | 0 | 0 | 0 | 0 | 0 | 0 | 0 | 0 | 0 | 0 | 0 | -1 | 0 | 0 | 0 | 0 | 0 | 0 | 0 | 0 | 0 | 0 | 0 | 0 | 0 | 0 | 0 | 0 | 0 |  |  |  |  | 0 | 0 | 0 | 0 | 0 | 0 | 0 | 0 | -125 | 1/1/2026 | 12/31/2099 | TRUE | 10-Hour H2 Electrolyzer |  | 2023 |  |  |  | REF | 0 | 0 | Real 2021 ¦ 12/22/2022 3:42:52 PM | 0 | Area 1001 Hydrogen electrolyzer + Hydrogen gas CT 2026 | 0 |  | 1 | Unit |  | PJM | 0 | 0 | 0.97 | 0 | 0 | 0 | 0 | 0 | 0 | 0 | 0 | 0
1581 | Area 1001 Hydrogen electrolyzer + Hydrogen gas CT 2027 | ATC | 2023 | AEP-KPCO | 0 | 0 | 0 | 0 | 0 |  | 0 | 0 | 0 | 0 | 0 | 0 | 0 | 0 | -1 | 0 | 0 |  | 0 | 0 | 0 | 0 | 0 | 0 | 0 | 0 | 0 | 0 | 0 | 0 | 0 | -1 | 0 | 0 | 0 | 0 | 0 | 0 | 0 | 0 | 0 | 0 | 0 | 0 | 0 | 0 | 0 | 0 | 0 |  |  |  |  | 0 | 0 | 0 | 0 | 0 | 0 | 0 | 0 | -125 | 1/1/2027 | 12/31/2099 | TRUE | 10-Hour H2 Electrolyzer |  | 2023 |  |  |  | REF | 0 | 0 | Real 2021 ¦ 12/22/2022 3:42:52 PM | 0 | Area 1001 Hydrogen electrolyzer + Hydrogen gas CT 2027 | 0 |  | 1 | Unit |  | PJM | 0 | 0 | 0.97 | 0 | 0 | 0 | 0 | 0 | 0 | 0 | 0 | 0
1582 | Area 1001 Hydrogen electrolyzer + Hydrogen gas CT 2028 | ATC | 2023 | AEP-KPCO | 0 | 0 | 0 | 0 | 0 |  | 0 | 0 | 0 | 0 | 0 | 0 | 0 | 0 | -1 | 0 | 0 |  | 0 | 0 | 0 | 0 | 0 | 0 | 0 | 0 | 0 | 0 | 0 | 0 | 0 | -1 | 0 | 0 | 0 | 0 | 0 | 0 | 0 | 0 | 0 | 0 | 0 | 0 | 0 | 0 | 0 | 0 | 0 |  |  |  |  | 0 | 0 | 0 | 0 | 0 | 0 | 0 | 0 | -125 | 1/1/2028 | 12/31/2099 | TRUE | 10-Hour H2 Electrolyzer |  | 2023 |  |  |  | REF | 0 | 0 | Real 2021 ¦ 12/22/2022 3:42:52 PM | 0 | Area 1001 Hydrogen electrolyzer + Hydrogen gas CT 2028 | 0 |  | 1 | Unit |  | PJM | 0 | 0 | 0.97 | 0 | 0 | 0 | 0 | 0 | 0 | 0 | 0 | 0
1583 | Area 1001 Hydrogen electrolyzer + Hydrogen gas CT 2029 | ATC | 2023 | AEP-KPCO | 0 | 0 | 0 | 0 | 0 |  | 0 | 0 | 0 | 0 | 0 | 0 | 0 | 0 | -1 | 0 | 0 |  | 0 | 0 | 0 | 0 | 0 | 0 | 0 | 0 | 0 | 0 | 0 | 0 | 0 | -1 | 0 | 0 | 0 | 0 | 0 | 0 | 0 | 0 | 0 | 0 | 0 | 0 | 0 | 0 | 0 | 0 | 0 |  |  |  |  | 0 | 0 | 0 | 0 | 0 | 0 | 0 | 0 | -125 | 1/1/2029 | 12/31/2099 | TRUE | 10-Hour H2 Electrolyzer |  | 2023 |  |  |  | REF | 0 | 0 | Real 2021 ¦ 12/22/2022 3:42:52 PM | 0 | Area 1001 Hydrogen electrolyzer + Hydrogen gas CT 2029 | 0 |  | 1 | Unit |  | PJM | 0 | 0 | 0.97 | 0 | 0 | 0 | 0 | 0 | 0 | 0 | 0 | 0
1584 | Area 1001 Hydrogen electrolyzer + Hydrogen gas CT 2030 | ATC | 2023 | AEP-KPCO | 0 | 0 | 0 | 0 | 0 |  | 0 | 0 | 0 | 0 | 0 | 0 | 0 | 0 | -1 | 0 | 0 |  | 0 | 0 | 0 | 0 | 0 | 0 | 0 | 0 | 0 | 0 | 0 | 0 | 0 | -1 | 0 | 0 | 0 | 0 | 0 | 0 | 0 | 0 | 0 | 0 | 0 | 0 | 0 | 0 | 0 | 0 | 0 |  |  |  |  | 0 | 0 | 0 | 0 | 0 | 0 | 0 | 0 | -125 | 1/1/2030 | 12/31/2099 | TRUE | 10-Hour H2 Electrolyzer |  | 2023 |  |  |  | REF | 0 | 0 | Real 2021 ¦ 12/22/2022 3:42:52 PM | 0 | Area 1001 Hydrogen electrolyzer + Hydrogen gas CT 2030 | 0 |  | 1 | Unit |  | PJM | 0 | 0 | 0.97 | 0 | 0 | 0 | 0 | 0 | 0 | 0 | 0 | 0
1585 | Area 1001 Hydrogen electrolyzer + Hydrogen gas CT 2031 | ATC | 2023 | AEP-KPCO | 0 | 0 | 0 | 0 | 0 |  | 0 | 0 | 0 | 0 | 0 | 0 | 0 | 0 | -1 | 0 | 0 |  | 0 | 0 | 0 | 0 | 0 | 0 | 0 | 0 | 0 | 0 | 0 | 0 | 0 | -1 | 0 | 0 | 0 | 0 | 0 | 0 | 0 | 0 | 0 | 0 | 0 | 0 | 0 | 0 | 0 | 0 | 0 |  |  |  |  | 0 | 0 | 0 | 0 | 0 | 0 | 0 | 0 | -125 | 1/1/2031 | 12/31/2099 | TRUE | 10-Hour H2 Electrolyzer |  | 2023 |  |  |  | REF | 0 | 0 | Real 2021 ¦ 12/22/2022 3:42:52 PM | 0 | Area 1001 Hydrogen electrolyzer + Hydrogen gas CT 2031 | 0 |  | 1 | Unit |  | PJM | 0 | 0 | 0.97 | 0 | 0 | 0 | 0 | 0 | 0 | 0 | 0 | 0
1586 | Area 1001 Hydrogen electrolyzer + Hydrogen gas CT 2032 | ATC | 2023 | AEP-KPCO | 0 | 0 | 0 | 0 | 0 |  | 0 | 0 | 0 | 0 | 0 | 0 | 0 | 0 | -1 | 0 | 0 |  | 0 | 0 | 0 | 0 | 0 | 0 | 0 | 0 | 0 | 0 | 0 | 0 | 0 | -1 | 0 | 0 | 0 | 0 | 0 | 0 | 0 | 0 | 0 | 0 | 0 | 0 | 0 | 0 | 0 | 0 | 0 |  |  |  |  | 0 | 0 | 0 | 0 | 0 | 0 | 0 | 0 | -125 | 1/1/2032 | 12/31/2099 | TRUE | 10-Hour H2 Electrolyzer |  | 2023 |  |  |  | REF | 0 | 0 | Real 2021 ¦ 12/22/2022 3:42:52 PM | 0 | Area 1001 Hydrogen electrolyzer + Hydrogen gas CT 2032 | 0 |  | 1 | Unit |  | PJM | 0 | 0 | 0.97 | 0 | 0 | 0 | 0 | 0 | 0 | 0 | 0 | 0
1587 | Area 1001 Hydrogen electrolyzer + Hydrogen gas CT 2033 | ATC | 2023 | AEP-KPCO | 0 | 0 | 0 | 0 | 0 |  | 0 | 0 | 0 | 0 | 0 | 0 | 0 | 0 | -1 | 0 | 0 |  | 0 | 0 | 0 | 0 | 0 | 0 | 0 | 0 | 0 | 0 | 0 | 0 | 0 | -1 | 0 | 0 | 0 | 0 | 0 | 0 | 0 | 0 | 0 | 0 | 0 | 0 | 0 | 0 | 0 | 0 | 0 |  |  |  |  | 0 | 0 | 0 | 0 | 0 | 0 | 0 | 0 | -125 | 1/1/2033 | 12/31/2099 | TRUE | 10-Hour H2 Electrolyzer |  | 2023 |  |  |  | REF | 0 | 0 | Real 2021 ¦ 12/22/2022 3:42:52 PM | 0 | Area 1001 Hydrogen electrolyzer + Hydrogen gas CT 2033 | 0 |  | 1 | Unit |  | PJM | 0 | 0 | 0.97 | 0 | 0 | 0 | 0 | 0 | 0 | 0 | 0 | 0
1588 | Area 1001 Hydrogen electrolyzer + Hydrogen gas CT 2034 | ATC | 2023 | AEP-KPCO | 0 | 0 | 0 | 0 | 0 |  | 0 | 0 | 0 | 0 | 0 | 0 | 0 | 0 | -1 | 0 | 0 |  | 0 | 0 | 0 | 0 | 0 | 0 | 0 | 0 | 0 | 0 | 0 | 0 | 0 | -1 | 0 | 0 | 0 | 0 | 0 | 0 | 0 | 0 | 0 | 0 | 0 | 0 | 0 | 0 | 0 | 0 | 0 |  |  |  |  | 0 | 0 | 0 | 0 | 0 | 0 | 0 | 0 | -125 | 1/1/2034 | 12/31/2099 | TRUE | 10-Hour H2 Electrolyzer |  | 2023 |  |  |  | REF | 0 | 0 | Real 2021 ¦ 12/22/2022 3:42:52 PM | 0 | Area 1001 Hydrogen electrolyzer + Hydrogen gas CT 2034 | 0 |  | 1 | Unit |  | PJM | 0 | 0 | 0.97 | 0 | 0 | 0 | 0 | 0 | 0 | 0 | 0 | 0
1589 | Area 1001 Hydrogen electrolyzer + Hydrogen gas CT 2035 | ATC | 2023 | AEP-KPCO | 0 | 0 | 0 | 0 | 0 |  | 0 | 0 | 0 | 0 | 0 | 0 | 0 | 0 | -1 | 0 | 0 |  | 0 | 0 | 0 | 0 | 0 | 0 | 0 | 0 | 0 | 0 | 0 | 0 | 0 | -1 | 0 | 0 | 0 | 0 | 0 | 0 | 0 | 0 | 0 | 0 | 0 | 0 | 0 | 0 | 0 | 0 | 0 |  |  |  |  | 0 | 0 | 0 | 0 | 0 | 0 | 0 | 0 | -125 | 1/1/2035 | 12/31/2099 | TRUE | 10-Hour H2 Electrolyzer |  | 2023 |  |  |  | REF | 0 | 0 | Real 2021 ¦ 12/22/2022 3:42:52 PM | 0 | Area 1001 Hydrogen electrolyzer + Hydrogen gas CT 2035 | 0 |  | 1 | Unit |  | PJM | 0 | 0 | 0.97 | 0 | 0 | 0 | 0 | 0 | 0 | 0 | 0 | 0
1590 | Area 1001 Hydrogen electrolyzer + Hydrogen gas CT 2036 | ATC | 2023 | AEP-KPCO | 0 | 0 | 0 | 0 | 0 |  | 0 | 0 | 0 | 0 | 0 | 0 | 0 | 0 | -1 | 0 | 0 |  | 0 | 0 | 0 | 0 | 0 | 0 | 0 | 0 | 0 | 0 | 0 | 0 | 0 | -1 | 0 | 0 | 0 | 0 | 0 | 0 | 0 | 0 | 0 | 0 | 0 | 0 | 0 | 0 | 0 | 0 | 0 |  |  |  |  | 0 | 0 | 0 | 0 | 0 | 0 | 0 | 0 | -125 | 1/1/2036 | 12/31/2099 | TRUE | 10-Hour H2 Electrolyzer |  | 2023 |  |  |  | REF | 0 | 0 | Real 2021 ¦ 12/22/2022 3:42:52 PM | 0 | Area 1001 Hydrogen electrolyzer + Hydrogen gas CT 2036 | 0 |  | 1 | Unit |  | PJM | 0 | 0 | 0.97 | 0 | 0 | 0 | 0 | 0 | 0 | 0 | 0 | 0
1591 | Area 1001 Hydrogen electrolyzer + Hydrogen gas CT 2037 | ATC | 2023 | AEP-KPCO | 0 | 0 | 0 | 0 | 0 |  | 0 | 0 | 0 | 0 | 0 | 0 | 0 | 0 | -1 | 0 | 0 |  | 0 | 0 | 0 | 0 | 0 | 0 | 0 | 0 | 0 | 0 | 0 | 0 | 0 | -1 | 0 | 0 | 0 | 0 | 0 | 0 | 0 | 0 | 0 | 0 | 0 | 0 | 0 | 0 | 0 | 0 | 0 |  |  |  |  | 0 | 0 | 0 | 0 | 0 | 0 | 0 | 0 | -125 | 1/1/2037 | 12/31/2099 | TRUE | 10-Hour H2 Electrolyzer |  | 2023 |  |  |  | REF | 0 | 0 | Real 2021 ¦ 12/22/2022 3:42:52 PM | 0 | Area 1001 Hydrogen electrolyzer + Hydrogen gas CT 2037 | 0 |  | 1 | Unit |  | PJM | 0 | 0 | 0.97 | 0 | 0 | 0 | 0 | 0 | 0 | 0 | 0 | 0
1592 | Area 1001 Hydrogen electrolyzer + Hydrogen gas CT 2038 | ATC | 2023 | AEP-KPCO | 0 | 0 | 0 | 0 | 0 |  | 0 | 0 | 0 | 0 | 0 | 0 | 0 | 0 | -1 | 0 | 0 |  | 0 | 0 | 0 | 0 | 0 | 0 | 0 | 0 | 0 | 0 | 0 | 0 | 0 | -1 | 0 | 0 | 0 | 0 | 0 | 0 | 0 | 0 | 0 | 0 | 0 | 0 | 0 | 0 | 0 | 0 | 0 |  |  |  |  | 0 | 0 | 0 | 0 | 0 | 0 | 0 | 0 | -125 | 1/1/2038 | 12/31/2099 | TRUE | 10-Hour H2 Electrolyzer |  | 2023 |  |  |  | REF | 0 | 0 | Real 2021 ¦ 12/22/2022 3:42:52 PM | 0 | Area 1001 Hydrogen electrolyzer + Hydrogen gas CT 2038 | 0 |  | 1 | Unit |  | PJM | 0 | 0 | 0.97 | 0 | 0 | 0 | 0 | 0 | 0 | 0 | 0 | 0
1593 | Area 1001 Hydrogen electrolyzer + Hydrogen gas CT 2039 | ATC | 2023 | AEP-KPCO | 0 | 0 | 0 | 0 | 0 |  | 0 | 0 | 0 | 0 | 0 | 0 | 0 | 0 | -1 | 0 | 0 |  | 0 | 0 | 0 | 0 | 0 | 0 | 0 | 0 | 0 | 0 | 0 | 0 | 0 | -1 | 0 | 0 | 0 | 0 | 0 | 0 | 0 | 0 | 0 | 0 | 0 | 0 | 0 | 0 | 0 | 0 | 0 |  |  |  |  | 0 | 0 | 0 | 0 | 0 | 0 | 0 | 0 | -125 | 1/1/2039 | 12/31/2099 | TRUE | 10-Hour H2 Electrolyzer |  | 2023 |  |  |  | REF | 0 | 0 | Real 2021 ¦ 12/22/2022 3:42:52 PM | 0 | Area 1001 Hydrogen electrolyzer + Hydrogen gas CT 2039 | 0 |  | 1 | Unit |  | PJM | 0 | 0 | 0.97 | 0 | 0 | 0 | 0 | 0 | 0 | 0 | 0 | 0
1594 | Area 1001 Hydrogen electrolyzer + Hydrogen gas CT 2040 | ATC | 2023 | AEP-KPCO | 0 | 0 | 0 | 0 | 0 |  | 0 | 0 | 0 | 0 | 0 | 0 | 0 | 0 | -1 | 0 | 0 |  | 0 | 0 | 0 | 0 | 0 | 0 | 0 | 0 | 0 | 0 | 0 | 0 | 0 | -1 | 0 | 0 | 0 | 0 | 0 | 0 | 0 | 0 | 0 | 0 | 0 | 0 | 0 | 0 | 0 | 0 | 0 |  |  |  |  | 0 | 0 | 0 | 0 | 0 | 0 | 0 | 0 | -125 | 1/1/2040 | 12/31/2099 | TRUE | 10-Hour H2 Electrolyzer |  | 2023 |  |  |  | REF | 0 | 0 | Real 2021 ¦ 12/22/2022 3:42:52 PM | 0 | Area 1001 Hydrogen electrolyzer + Hydrogen gas CT 2040 | 0 |  | 1 | Unit |  | PJM | 0 | 0 | 0.97 | 0 | 0 | 0 | 0 | 0 | 0 | 0 | 0 | 0
1595 | Area 1001 Hydrogen electrolyzer + Hydrogen gas CT 2041 | ATC | 2023 | AEP-KPCO | 0 | 0 | 0 | 0 | 0 |  | 0 | 0 | 0 | 0 | 0 | 0 | 0 | 0 | -1 | 0 | 0 |  | 0 | 0 | 0 | 0 | 0 | 0 | 0 | 0 | 0 | 0 | 0 | 0 | 0 | -1 | 0 | 0 | 0 | 0 | 0 | 0 | 0 | 0 | 0 | 0 | 0 | 0 | 0 | 0 | 0 | 0 | 0 |  |  |  |  | 0 | 0 | 0 | 0 | 0 | 0 | 0 | 0 | -125 | 1/1/2041 | 12/31/2099 | TRUE | 10-Hour H2 Electrolyzer |  | 2023 |  |  |  | REF | 0 | 0 | Real 2021 ¦ 12/22/2022 3:42:52 PM | 0 | Area 1001 Hydrogen electrolyzer + Hydrogen gas CT 2041 | 0 |  | 1 | Unit |  | PJM | 0 | 0 | 0.97 | 0 | 0 | 0 | 0 | 0 | 0 | 0 | 0 | 0
1596 | Area 1001 Hydrogen electrolyzer + Hydrogen gas CT 2042 | ATC | 2023 | AEP-KPCO | 0 | 0 | 0 | 0 | 0 |  | 0 | 0 | 0 | 0 | 0 | 0 | 0 | 0 | -1 | 0 | 0 |  | 0 | 0 | 0 | 0 | 0 | 0 | 0 | 0 | 0 | 0 | 0 | 0 | 0 | -1 | 0 | 0 | 0 | 0 | 0 | 0 | 0 | 0 | 0 | 0 | 0 | 0 | 0 | 0 | 0 | 0 | 0 |  |  |  |  | 0 | 0 | 0 | 0 | 0 | 0 | 0 | 0 | -125 | 1/1/2042 | 12/31/2099 | TRUE | 10-Hour H2 Electrolyzer |  | 2023 |  |  |  | REF | 0 | 0 | Real 2021 ¦ 12/22/2022 3:42:52 PM | 0 | Area 1001 Hydrogen electrolyzer + Hydrogen gas CT 2042 | 0 |  | 1 | Unit |  | PJM | 0 | 0 | 0.97 | 0 | 0 | 0 | 0 | 0 | 0 | 0 | 0 | 0
1597 | Area 1001 Hydrogen electrolyzer + Hydrogen gas CT 2043 | ATC | 2023 | AEP-KPCO | 0 | 0 | 0 | 0 | 0 |  | 0 | 0 | 0 | 0 | 0 | 0 | 0 | 0 | -1 | 0 | 0 |  | 0 | 0 | 0 | 0 | 0 | 0 | 0 | 0 | 0 | 0 | 0 | 0 | 0 | -1 | 0 | 0 | 0 | 0 | 0 | 0 | 0 | 0 | 0 | 0 | 0 | 0 | 0 | 0 | 0 | 0 | 0 |  |  |  |  | 0 | 0 | 0 | 0 | 0 | 0 | 0 | 0 | -125 | 1/1/2043 | 12/31/2099 | TRUE | 10-Hour H2 Electrolyzer |  | 2023 |  |  |  | REF | 0 | 0 | Real 2021 ¦ 12/22/2022 3:42:52 PM | 0 | Area 1001 Hydrogen electrolyzer + Hydrogen gas CT 2043 | 0 |  | 1 | Unit |  | PJM | 0 | 0 | 0.97 | 0 | 0 | 0 | 0 | 0 | 0 | 0 | 0 | 0
1598 | Area 1001 Test Paired Solar | ATC | 2023 | AEP-KPCO | 22.8336 | 100 | 0 | 0 | 0 | 0 | 0 | 19045.9512 | 100 | 17559.7051 | 1486.2446 | 0 | 0 | 0 | -1 | 0 | 0 | 0 | 0 | 0 | 22.8336 | 200022.6875 | 200022.6875 | 0 | 0.31963 | 0 | 0 | 11252.6289 | 11252.6289 | 0 | 0 | -1 | 0 | 0 | 365 | 0 | 0 | 0 | 0 | 0 | 0 | 0 | 0 | -7793.3218 | 0 | 0 | 0 | 0 | 0 | 0.22834 | 56.2568 | 95.2189 | -38.9622 | 0 | 77.1664 | 0 | 0 | 0 | 4383 | 200022.6875 | 0 | 0 | 1/1/2023 | 12/31/2099 | TRUE | Solar |  | 2023 |  |  |  | REF | 0 | 0 | Real 2021 ¦ 12/22/2022 3:42:52 PM | 0 | Area 1001 Test Paired Solar | 0 |  | 1 | Unit |  | PJM | 5 | 0 | 0.29718 | 0 | 0 | 0 | 0 | 200022.6875 | 0 | 0 | 0 | 0
1599 | Area 1001 Test Paired Storage | ATC | 2023 | AEP-KPCO | 50 | 50 | 0 | 0 | 0 |  | 0 | 10673.4385 | 50 | 9498.2041 | 1175.2343 | 0 | 0 | 0 | -1 | 0 | 0 |  | 0 | 0 | -0.75036 | -6573.168 | -6573.168 | 0 | 0 | 0 | 0 | 2107.1694 | 2107.1694 | 0 | 0 | -1 | 0 | 0 | 351 | 0 | 0.036362 | 0.036362 | 0 | 0 | 0 | 0 | 0 | -10413.501 | 0 | 0 | 0 | 0 | 0 | -0.015007 |  |  |  | 0 | 0 | 0 | 0 | 0 | 4254 | 29166.9531 | 30379.1016 | -1210.1989 | 1/1/2023 | 12/31/2099 | TRUE | 4-Hour Li-on Battery Storage |  | 2023 |  |  |  | REF | 0 | 0 | Real 2021 ¦ 12/22/2022 3:42:52 PM | 101.9486 | Area 1001 Test Paired Storage | 0 |  | 1 | Unit |  | PJM | 48.5 | 0 | 0.97 | 0 | 0 | 0 | 0 | 438000 | 1847.2314 | 0 | 0 | 0
1600 | Spicewood Solar 2027 | ATC | 2023 | AEP-KPCO | 0 | 0 | 0 | 0 | 0 |  | 0 | 0 | 0 | 0 | 0 | 0 | 0 | 0 | -1 | 0 | 0 |  | 0 | 0 | 0 | 0 | 0 | 0 | 0 | 0 | 0 | 0 | 0 | 0 | 0 | -1 | 0 | 0 | 0 | 0 | 0 | 0 | 0 | 0 | 0 | 0 | 0 | 0 | 0 | 0 | 0 | 0 | 0 |  |  |  |  | 0 | 0 | 0 | 0 | 0 | 0 | 0 | 0 | 0 | 1/1/2027 | 12/31/2099 | TRUE | Solar |  | 2023 |  |  |  | REF | 0 | 0 | Real 2021 ¦ 12/22/2022 3:42:52 PM | 0 | Spicewood Solar 2027 | 0 |  | 1 | Unit |  | PJM | 0 | 0 | 0.29718 | 0 | 0 | 0 | 0 | 0 | 0 | 0 | 0 | 0
1601 | Big Sandy #1_Ext Gas | ATC | 2023 | AEP-KPCO | 0 | 0 | 0 | 0 | 0 |  | 0 | 0 | 0 | 0 | 0 | 0 | 0 | 0 | -1 | 0 | 0 |  | 0 | 0 | 0 | 0 | 0 | 0 | 0 | 0 | 0 | 0 | 0 | 0 | 0 | -1 | 0 | 0 | 0 | 0 | 0 | 0 | 0 | 0 | 0 | 0 | 0 | 0 | 0 | 0 | 0 | 0 | 0 |  |  |  |  | 0 | 0 | 0 | 0 | 0 | 0 | 0 | 0 | 0 | 6/1/2031 | 5/31/2041 | TRUE | TCO |  | 2023 |  |  |  | REF | 0 | 0 | Real 2021 ¦ 12/22/2022 3:42:52 PM | 0 | Big Sandy #1_Ext Gas | 0 |  | 2 | Unit |  | PJM | 0 | 0 | 0.95 | 0 | 0 | 0 | 0 | 0 | 0 | 0 | 0 | 0
1602 | Big Sandy #1_Ext_NGCCS retrofit 2031 | ATC | 2023 | AEP-KPCO | 0 | 0 | 0 | 0 | 0 |  | 0 | 0 | 0 | 0 | 0 | 0 | 0 | 0 | -1 | 0 | 0 |  | 0 | 0 | 0 | 0 | 0 | 0 | 0 | 0 | 0 | 0 | 0 | 0 | 0 | -1 | 0 | 0 | 0 | 0 | 0 | 0 | 0 | 0 | 0 | 0 | 0 | 0 | 0 | 0 | 0 | 0 | 0 |  |  |  |  | 0 | 0 | 0 | 0 | 0 | 0 | 0 | 0 | 0 | 6/1/2031 | 5/31/2041 | TRUE | TCO |  | 2023 |  |  |  | REF | 0 | 0 | Real 2021 ¦ 12/22/2022 3:42:52 PM | 0 | Big Sandy #1_Ext_NGCCS retrofit 2032 | 0 |  | 2 | Unit |  | PJM | 0 | 0 | 0.95 | 0 | 0 | 0 | 0 | 0 | 0 | 0 | 0 | 0
1603 | Residential - Low/Medium_23-25 | ATC | 2023 | AEP-KPCO | 0.68557 | 6005.5869 | 0 | 0 | 0 | 0 | 0 | 1298.5345 | 6005.5869 | 1298.5345 | 0 | 0 | 0 | 0 | -1 | 0 | 0 | 0 | 0 | 0 | 0.68557 | 6005.5869 | 6005.5869 | 0 | 0 | 0 | 0 | 349.8105 | 349.8105 | 0 | 0 | -1 | 0 | 0 | 365 | 0 | 0 | 0 | 0 | 0 | 0 | 0 | 0 | -948.724 | 0 | 0 | 0 | 0 | 0 | 0.00011416 | 58.2475 | 216.2211 | -157.9736 | 0 | 0 | 0 | 0 | 0 | 8760 | 6005.5869 | 0 | 0 | 1/1/2023 | 12/31/2099 | TRUE | DSM_EE |  | 2023 |  |  |  | REF | 0 | 0 | Real 2021 ¦ 12/22/2022 3:42:52 PM | 0 | Residential - Low/Medium_23-25 | 0 |  | 1 | Unit |  | PJM | 0.055276 | 0 | 0.29718 | 0 | 0 | 0 | 0 | 6005.5869 | 0 | 0 | 0 | 0
1604 | Residential - High_23-25 | ATC | 2023 | AEP-KPCO | 0.23451 | 2054.314 | 0 | 0 | 0 | 0 | 0 | 2339.3267 | 2054.314 | 2339.3267 | 0 | 0 | 0 | 0 | -1 | 0 | 0 | 0 | 0 | 0 | 0.23451 | 2054.314 | 2054.314 | 0 | 0 | 0 | 0 | 124.8076 | 124.8076 | 0 | 0 | -1 | 0 | 0 | 365 | 0 | 0 | 0 | 0 | 0 | 0 | 0 | 0 | -2214.5193 | 0 | 0 | 0 | 0 | 0 | 0.00011416 | 60.7539 | 1138.7386 | -1077.9847 | 0 | 0 | 0 | 0 | 0 | 8760 | 2054.314 | 0 | 0 | 1/1/2023 | 12/31/2099 | TRUE | DSM_EE |  | 2023 |  |  |  | REF | 0 | 0 | Real 2021 ¦ 12/22/2022 3:42:52 PM | 0 | Residential - High_23-25 | 0 |  | 1 | Unit |  | PJM | 0.58283 | 0 | 1 | 0 | 0 | 0 | 0 | 2054.314 | 0 | 0 | 0 | 0
1605 | Residential - Behavior_23-25 | ATC | 2023 | AEP-KPCO | 0.29271 | 2564.1179 | 0 | 0 | 0 | 0 | 0 | 145.8025 | 2564.1179 | 145.8025 | 0 | 0 | 0 | 0 | -1 | 0 | 0 | 0 | 0 | 0 | 0.29271 | 2564.1179 | 2564.1179 | 0 | 0 | 0 | 0 | 152.1339 | 152.1339 | 0 | 0 | -1 | 0 | 0 | 365 | 0 | 0 | 0 | 0 | 0 | 0 | 0 | 0 | 6.3314 | 0 | 0 | 0 | 0 | 0 | 0.00011416 | 59.3318 | 56.8626 | 2.4692 | 0 | 0 | 0 | 0 | 0 | 8760 | 2564.1179 | 0 | 0 | 1/1/2023 | 12/31/2099 | TRUE | DSM_EE |  | 2023 |  |  |  | REF | 0 | 0 | Real 2021 ¦ 12/22/2022 3:42:52 PM | 0 | Residential - Behavior_23-25 | 0 |  | 1 | Unit |  | PJM | 0.62222 | 0 | 1 | 0 | 0 | 0 | 0 | 2564.1179 | 0 | 0 | 0 | 0
1606 | C&I - Low_23-25 | ATC | 2023 | AEP-KPCO | 1.3697 | 11998.1348 | 0 | 0 | 0 | 0 | 0 | 2095.6096 | 11998.1348 | 2095.6096 | 0 | 0 | 0 | 0 | -1 | 0 | 0 | 0 | 0 | 0 | 1.3697 | 11998.1348 | 11998.1348 | 0 | 0 | 0 | 0 | 683.4874 | 683.4874 | 0 | 0 | -1 | 0 | 0 | 365 | 0 | 0 | 0 | 0 | 0 | 0 | 0 | 0 | -1412.1222 | 0 | 0 | 0 | 0 | 0 | 0.00011416 | 56.9661 | 174.6613 | -117.6951 | 0 | 0 | 0 | 0 | 0 | 8760 | 11998.1348 | 0 | 0 | 1/1/2023 | 12/31/2099 | TRUE | DSM_EE |  | 2023 |  |  |  | REF | 0 | 0 | Real 2021 ¦ 12/22/2022 3:42:52 PM | 0 | C&I - Low_23-25 | 0 |  | 1 | Unit |  | PJM | 1.795 | 0 | 1 | 0 | 0 | 0 | 0 | 11998.1348 | 0 | 0 | 0 | 0
1607 | C&I - High_23-25 | ATC | 2023 | AEP-KPCO | 0.027952 | 244.86 | 0 | 0 | 0 | 0 | 0 | 36.3922 | 244.86 | 36.3922 | 0 | 0 | 0 | 0 | -1 | 0 | 0 | 0 | 0 | 0 | 0.027952 | 244.86 | 244.86 | 0 | 0 | 0 | 0 | 13.9559 | 13.9559 | 0 | 0 | -1 | 0 | 0 | 365 | 0 | 0 | 0 | 0 | 0 | 0 | 0 | 0 | -22.4363 | 0 | 0 | 0 | 0 | 0 | 0.00011416 | 56.9952 | 148.6245 | -91.6292 | 0 | 0 | 0 | 0 | 0 | 8760 | 244.86 | 0 | 0 | 1/1/2023 | 12/31/2099 | TRUE | DSM_EE |  | 2023 |  |  |  | REF | 0 | 0 | Real 2021 ¦ 12/22/2022 3:42:52 PM | 0 | C&I - High_23-25 | 0 |  | 1 | Unit |  | PJM | 0.041716 | 0 | 1 | 0 | 0 | 0 | 0 | 244.86 | 0 | 0 | 0 | 0
1608 | IQW_23-25 | ATC | 2023 | AEP-KPCO | 0.02254 | 197.452 | 0 | 0 | 0 | 0 | 0 | 286.5819 | 197.452 | 286.5819 | 0 | 0 | 0 | 0 | -1 | 0 | 0 | 0 | 0 | 0 | 0.02254 | 197.452 | 197.452 | 0 | 0 | 0 | 0 | 11.9339 | 11.9339 | 0 | 0 | -1 | 0 | 0 | 365 | 0 | 0 | 0 | 0 | 0 | 0 | 0 | 0 | -274.648 | 0 | 0 | 0 | 0 | 0 | 0.00011416 | 60.4397 | 1451.4005 | -1390.9608 | 0 | 0 | 0 | 0 | 0 | 8760 | 197.452 | 0 | 0 | 1/1/2023 | 12/31/2099 | TRUE | DSM_EE |  | 2023 |  |  |  | REF | 0 | 0 | Real 2021 ¦ 12/22/2022 3:42:52 PM | 0 | IQW_23-25 | 0 |  | 1 | Unit |  | PJM | 0.066419 | 0 | 1 | 0 | 0 | 0 | 0 | 197.452 | 0 | 0 | 0 | 0
1609 | Residential - Low/Medium_26-30 | ATC | 2023 | AEP-KPCO | 0 | 0 | 0 | 0 | 0 |  | 0 | 0 | 0 | 0 | 0 | 0 | 0 | 0 | -1 | 0 | 0 |  | 0 | 0 | 0 | 0 | 0 | 0 | 0 | 100 | 0 | 0 | 0 | 0 | 0 | -1 | 0 | 0 | 0 | 0 | 0 | 0 | 0 | 0 | 0 | 0 | 0 | 0 | 0 | 0 | 0 | 0 | 0 |  |  |  |  | 0 | 0 | 0 | 0 | 0 | 0 | 0 | 0 | 0 | 1/1/2026 | 12/31/2099 | TRUE | DSM_EE |  | 2023 |  |  |  | REF | 0 | 0 | Real 2021 ¦ 12/22/2022 3:42:52 PM | 0 | Residential - Low/Medium_26-30 | 0 |  | 1 | Unit |  | PJM | 0 | 0 | 1 | 0 | 0 | 0 | 0 | 0 | 0 | 0 | 0 | 0
1610 | Residential - High_26-30 | ATC | 2023 | AEP-KPCO | 0 | 0 | 0 | 0 | 0 |  | 0 | 0 | 0 | 0 | 0 | 0 | 0 | 0 | -1 | 0 | 0 |  | 0 | 0 | 0 | 0 | 0 | 0 | 0 | 100 | 0 | 0 | 0 | 0 | 0 | -1 | 0 | 0 | 0 | 0 | 0 | 0 | 0 | 0 | 0 | 0 | 0 | 0 | 0 | 0 | 0 | 0 | 0 |  |  |  |  | 0 | 0 | 0 | 0 | 0 | 0 | 0 | 0 | 0 | 1/1/2026 | 12/31/2099 | TRUE | DSM_EE |  | 2023 |  |  |  | REF | 0 | 0 | Real 2021 ¦ 12/22/2022 3:42:52 PM | 0 | Residential - High_26-30 | 0 |  | 1 | Unit |  | PJM | 0 | 0 | 1 | 0 | 0 | 0 | 0 | 0 | 0 | 0 | 0 | 0
1611 | Residential - Behavior_26-30 | ATC | 2023 | AEP-KPCO | 0 | 0 | 0 | 0 | 0 |  | 0 | 0 | 0 | 0 | 0 | 0 | 0 | 0 | -1 | 0 | 0 |  | 0 | 0 | 0 | 0 | 0 | 0 | 0 | 100 | 0 | 0 | 0 | 0 | 0 | -1 | 0 | 0 | 0 | 0 | 0 | 0 | 0 | 0 | 0 | 0 | 0 | 0 | 0 | 0 | 0 | 0 | 0 |  |  |  |  | 0 | 0 | 0 | 0 | 0 | 0 | 0 | 0 | 0 | 1/1/2026 | 12/31/2099 | TRUE | DSM_EE |  | 2023 |  |  |  | REF | 0 | 0 | Real 2021 ¦ 12/22/2022 3:42:52 PM | 0 | Residential - Behavior_26-30 | 0 |  | 1 | Unit |  | PJM | 0 | 0 | 1 | 0 | 0 | 0 | 0 | 0 | 0 | 0 | 0 | 0
1612 | C&I - Low_26-30 | ATC | 2023 | AEP-KPCO | 0 | 0 | 0 | 0 | 0 |  | 0 | 0 | 0 | 0 | 0 | 0 | 0 | 0 | -1 | 0 | 0 |  | 0 | 0 | 0 | 0 | 0 | 0 | 0 | 100 | 0 | 0 | 0 | 0 | 0 | -1 | 0 | 0 | 0 | 0 | 0 | 0 | 0 | 0 | 0 | 0 | 0 | 0 | 0 | 0 | 0 | 0 | 0 |  |  |  |  | 0 | 0 | 0 | 0 | 0 | 0 | 0 | 0 | 0 | 1/1/2026 | 12/31/2099 | TRUE | DSM_EE |  | 2023 |  |  |  | REF | 0 | 0 | Real 2021 ¦ 12/22/2022 3:42:52 PM | 0 | C&I - Low_26-30 | 0 |  | 1 | Unit |  | PJM | 0 | 0 | 1 | 0 | 0 | 0 | 0 | 0 | 0 | 0 | 0 | 0
1613 | C&I - High_26-30 | ATC | 2023 | AEP-KPCO | 0 | 0 | 0 | 0 | 0 |  | 0 | 0 | 0 | 0 | 0 | 0 | 0 | 0 | -1 | 0 | 0 |  | 0 | 0 | 0 | 0 | 0 | 0 | 0 | 100 | 0 | 0 | 0 | 0 | 0 | -1 | 0 | 0 | 0 | 0 | 0 | 0 | 0 | 0 | 0 | 0 | 0 | 0 | 0 | 0 | 0 | 0 | 0 |  |  |  |  | 0 | 0 | 0 | 0 | 0 | 0 | 0 | 0 | 0 | 1/1/2026 | 12/31/2099 | TRUE | DSM_EE |  | 2023 |  |  |  | REF | 0 | 0 | Real 2021 ¦ 12/22/2022 3:42:52 PM | 0 | C&I - High_26-30 | 0 |  | 1 | Unit |  | PJM | 0 | 0 | 1 | 0 | 0 | 0 | 0 | 0 | 0 | 0 | 0 | 0
1614 | IQW_26-30 | ATC | 2023 | AEP-KPCO | 0 | 0 | 0 | 0 | 0 |  | 0 | 0 | 0 | 0 | 0 | 0 | 0 | 0 | -1 | 0 | 0 |  | 0 | 0 | 0 | 0 | 0 | 0 | 0 | 100 | 0 | 0 | 0 | 0 | 0 | -1 | 0 | 0 | 0 | 0 | 0 | 0 | 0 | 0 | 0 | 0 | 0 | 0 | 0 | 0 | 0 | 0 | 0 |  |  |  |  | 0 | 0 | 0 | 0 | 0 | 0 | 0 | 0 | 0 | 1/1/2026 | 12/31/2099 | TRUE | DSM_EE |  | 2023 |  |  |  | REF | 0 | 0 | Real 2021 ¦ 12/22/2022 3:42:52 PM | 0 | IQW_26-30 | 0 |  | 1 | Unit |  | PJM | 0 | 0 | 1 | 0 | 0 | 0 | 0 | 0 | 0 | 0 | 0 | 0
1615 | Residential - Low/Medium_31-42 | ATC | 2023 | AEP-KPCO | 0 | 0 | 0 | 0 | 0 |  | 0 | 0 | 0 | 0 | 0 | 0 | 0 | 0 | -1 | 0 | 0 |  | 0 | 0 | 0 | 0 | 0 | 0 | 0 | 100 | 0 | 0 | 0 | 0 | 0 | -1 | 0 | 0 | 0 | 0 | 0 | 0 | 0 | 0 | 0 | 0 | 0 | 0 | 0 | 0 | 0 | 0 | 0 |  |  |  |  | 0 | 0 | 0 | 0 | 0 | 0 | 0 | 0 | 0 | 1/1/2031 | 12/31/2099 | TRUE | DSM_EE |  | 2023 |  |  |  | REF | 0 | 0 | Real 2021 ¦ 12/22/2022 3:42:52 PM | 0 | Residential - Low/Medium_31-42 | 0 |  | 1 | Unit |  | PJM | 0 | 0 | 1 | 0 | 0 | 0 | 0 | 0 | 0 | 0 | 0 | 0
1616 | Residential - High_31-42 | ATC | 2023 | AEP-KPCO | 0 | 0 | 0 | 0 | 0 |  | 0 | 0 | 0 | 0 | 0 | 0 | 0 | 0 | -1 | 0 | 0 |  | 0 | 0 | 0 | 0 | 0 | 0 | 0 | 100 | 0 | 0 | 0 | 0 | 0 | -1 | 0 | 0 | 0 | 0 | 0 | 0 | 0 | 0 | 0 | 0 | 0 | 0 | 0 | 0 | 0 | 0 | 0 |  |  |  |  | 0 | 0 | 0 | 0 | 0 | 0 | 0 | 0 | 0 | 1/1/2031 | 12/31/2099 | TRUE | DSM_EE |  | 2023 |  |  |  | REF | 0 | 0 | Real 2021 ¦ 12/22/2022 3:42:52 PM | 0 | Residential - High_31-42 | 0 |  | 1 | Unit |  | PJM | 0 | 0 | 1 | 0 | 0 | 0 | 0 | 0 | 0 | 0 | 0 | 0
1617 | Residential - Behavior_31-42 | ATC | 2023 | AEP-KPCO | 0 | 0 | 0 | 0 | 0 |  | 0 | 0 | 0 | 0 | 0 | 0 | 0 | 0 | -1 | 0 | 0 |  | 0 | 0 | 0 | 0 | 0 | 0 | 0 | 100 | 0 | 0 | 0 | 0 | 0 | -1 | 0 | 0 | 0 | 0 | 0 | 0 | 0 | 0 | 0 | 0 | 0 | 0 | 0 | 0 | 0 | 0 | 0 |  |  |  |  | 0 | 0 | 0 | 0 | 0 | 0 | 0 | 0 | 0 | 1/1/2031 | 12/31/2099 | TRUE | DSM_EE |  | 2023 |  |  |  | REF | 0 | 0 | Real 2021 ¦ 12/22/2022 3:42:52 PM | 0 | Residential - Behavior_31-42 | 0 |  | 1 | Unit |  | PJM | 0 | 0 | 1 | 0 | 0 | 0 | 0 | 0 | 0 | 0 | 0 | 0
1618 | C&I - Low_31-42 | ATC | 2023 | AEP-KPCO | 0 | 0 | 0 | 0 | 0 |  | 0 | 0 | 0 | 0 | 0 | 0 | 0 | 0 | -1 | 0 | 0 |  | 0 | 0 | 0 | 0 | 0 | 0 | 0 | 100 | 0 | 0 | 0 | 0 | 0 | -1 | 0 | 0 | 0 | 0 | 0 | 0 | 0 | 0 | 0 | 0 | 0 | 0 | 0 | 0 | 0 | 0 | 0 |  |  |  |  | 0 | 0 | 0 | 0 | 0 | 0 | 0 | 0 | 0 | 1/1/2031 | 12/31/2099 | TRUE | DSM_EE |  | 2023 |  |  |  | REF | 0 | 0 | Real 2021 ¦ 12/22/2022 3:42:52 PM | 0 | C&I - Low_31-42 | 0 |  | 1 | Unit |  | PJM | 0 | 0 | 1 | 0 | 0 | 0 | 0 | 0 | 0 | 0 | 0 | 0
1619 | C&I - High_31-42 | ATC | 2023 | AEP-KPCO | 0 | 0 | 0 | 0 | 0 |  | 0 | 0 | 0 | 0 | 0 | 0 | 0 | 0 | -1 | 0 | 0 |  | 0 | 0 | 0 | 0 | 0 | 0 | 0 | 100 | 0 | 0 | 0 | 0 | 0 | -1 | 0 | 0 | 0 | 0 | 0 | 0 | 0 | 0 | 0 | 0 | 0 | 0 | 0 | 0 | 0 | 0 | 0 |  |  |  |  | 0 | 0 | 0 | 0 | 0 | 0 | 0 | 0 | 0 | 1/1/2031 | 12/31/2099 | TRUE | DSM_EE |  | 2023 |  |  |  | REF | 0 | 0 | Real 2021 ¦ 12/22/2022 3:42:52 PM | 0 | C&I - High_31-42 | 0 |  | 1 | Unit |  | PJM | 0 | 0 | 1 | 0 | 0 | 0 | 0 | 0 | 0 | 0 | 0 | 0
1620 | IQW_31-42 | ATC | 2023 | AEP-KPCO | 0 | 0 | 0 | 0 | 0 |  | 0 | 0 | 0 | 0 | 0 | 0 | 0 | 0 | -1 | 0 | 0 |  | 0 | 0 | 0 | 0 | 0 | 0 | 0 | 100 | 0 | 0 | 0 | 0 | 0 | -1 | 0 | 0 | 0 | 0 | 0 | 0 | 0 | 0 | 0 | 0 | 0 | 0 | 0 | 0 | 0 | 0 | 0 |  |  |  |  | 0 | 0 | 0 | 0 | 0 | 0 | 0 | 0 | 0 | 1/1/2031 | 12/31/2099 | TRUE | DSM_EE |  | 2023 |  |  |  | REF | 0 | 0 | Real 2021 ¦ 12/22/2022 3:42:52 PM | 0 | IQW_31-42 | 0 |  | 1 | Unit |  | PJM | 0 | 0 | 1 | 0 | 0 | 0 | 0 | 0 | 0 | 0 | 0 | 0
1621 | Area 1001 Test Paired Solar 3-1 | ATC | 2023 | AEP-KPCO | 34.2505 | 150 | 0 | 0 | 0 | 0 | 0 | 31178.1113 | 150 | 28948.7441 | 2229.3669 | 0 | 0 | 0 | -1 | 0 | 0 | 0 | 0 | 0 | 34.2505 | 300034.0312 | 300034.0312 | 0 | 0 | 0 | 0 | 16878.9434 | 16878.9434 | 0 | 0 | -1 | 0 | 0 | 365 | 0 | 0 | 0 | 0 | 0 | 0 | 0 | 0 | -14299.168 | 0 | 0 | 0 | 0 | 0 | 0.22834 | 56.2568 | 103.9152 | -47.6585 | 0 | 115.7495 | 0 | 0 | 0 | 4383 | 300034.0312 | 0 | 0 | 1/1/2023 | 12/31/2099 | TRUE | Solar |  | 2023 |  |  |  | REF | 0 | 0 | Real 2021 ¦ 12/22/2022 3:42:52 PM | 0 | Area 1001 Test Paired Solar 3-1 | 0 |  | 1 | Unit |  | PJM | 7.5 | 0 | 0.29718 | 0 | 0 | 0 | 0 | 300034.0312 | 0 | 0 | 0 | 0
1622 | Area 1001 Test Paired Storage 3-1 | ATC | 2023 | AEP-KPCO | 50 | 50 | 0 | 0 | 0 |  | 0 | 9393.6172 | 50 | 8218.3828 | 1175.2343 | 0 | 0 | 0 | -1 | 0 | 0 |  | 0 | 0 | -0.81 | -7095.6147 | -7095.6147 | 0 | 0 | 0 | 0 | 2306.5596 | 2306.5596 | 0 | 0 | -1 | 0 | 0 | 370 | 0 | 0.31342 | 0.31342 | 0 | 0 | 0 | 0 | 0 | -9105.5146 | 0 | 0 | 0 | 0 | 0 | -0.0162 |  |  |  | 0 | 0 | 0 | 0 | 0 | 4214 | 31994.0527 | 33226.2188 | -1230.2134 | 1/1/2023 | 12/31/2099 | TRUE | 4-Hour Li-on Battery Storage |  | 2023 |  |  |  | REF | 0 | 0 | Real 2021 ¦ 12/22/2022 3:42:52 PM | 101.9487 | Area 1001 Test Paired Storage 3-1 | 0 |  | 1 | Unit |  | PJM | 48.5 | 0 | 0.97 | 0 | 0 | 0 | 0 | 438000 | 2018.4575 | 0 | 0 | 0
1623 | Solar+Storage 3-1 2023 | ATC | 2023 | AEP-KPCO | 8.363 | 8.363 | 0 | 0 | 0 | 0 | 0 | 8584.4395 | 50 | 6897.2764 | 1687.163 | 0 | 0 | 0 | -1 | 0 | 0 | 0 | 0 | 0 | 8.363 | 73259.6328 | 73259.6328 | 0 | 0 | 100 | 0 | 4293.5854 | 4293.5854 | 0 | 0 | -1 | 0 | 0 | 548 | 0 | 0 | 0 | 0 | 0 | 0 | 0 | 0 | -4290.8535 | 0 | 0 | 0 | 0 | 0 | 1 | 58.6078 | 117.1783 | -58.5705 | 0 | 0 | 0 | 0 | 0 | 4139 | 73259.6328 | 0 | 0 | 1/1/2023 | 12/31/2099 | TRUE | Solar |  | 2023 |  |  |  | REF | 0 | 0 | Real 2021 ¦ 12/22/2022 3:42:52 PM | 0 | Solar+Storage 3-1 2023 | 0 |  | 1 | Unit |  | PJM | 0.26428 | 0 | 0.29718 | 0 | 0 | 0 | 0 | 73259.6328 | 0 | 0 | 0 | 0
1624 | Solar+Storage 3-1 2024 | ATC | 2023 | AEP-KPCO | 0 | 0 | 0 | 0 | 0 |  | 0 | 0 | 0 | 0 | 0 | 0 | 0 | 0 | -1 | 0 | 0 |  | 0 | 0 | 0 | 0 | 0 | 0 | 0 | 100 | 0 | 0 | 0 | 0 | 0 | -1 | 0 | 0 | 0 | 0 | 0 | 0 | 0 | 0 | 0 | 0 | 0 | 0 | 0 | 0 | 0 | 0 | 0 |  |  |  |  | 0 | 0 | 0 | 0 | 0 | 0 | 0 | 0 | 0 | 1/1/2024 | 12/31/2099 | TRUE | Solar |  | 2023 |  |  |  | REF | 0 | 0 | Real 2021 ¦ 12/22/2022 3:42:52 PM | 0 | Solar+Storage 3-1 2024 | 0 |  | 1 | Unit |  | PJM | 0 | 0 | 0.29718 | 0 | 0 | 0 | 0 | 0 | 0 | 0 | 0 | 0
1625 | Solar+Storage 3-1 2025 | ATC | 2023 | AEP-KPCO | 0 | 0 | 0 | 0 | 0 |  | 0 | 0 | 0 | 0 | 0 | 0 | 0 | 0 | -1 | 0 | 0 |  | 0 | 0 | 0 | 0 | 0 | 0 | 0 | 100 | 0 | 0 | 0 | 0 | 0 | -1 | 0 | 0 | 0 | 0 | 0 | 0 | 0 | 0 | 0 | 0 | 0 | 0 | 0 | 0 | 0 | 0 | 0 |  |  |  |  | 0 | 0 | 0 | 0 | 0 | 0 | 0 | 0 | 0 | 1/1/2025 | 12/31/2099 | TRUE | Solar |  | 2023 |  |  |  | REF | 0 | 0 | Real 2021 ¦ 12/22/2022 3:42:52 PM | 0 | Solar+Storage 3-1 2025 | 0 |  | 1 | Unit |  | PJM | 0 | 0 | 0.29718 | 0 | 0 | 0 | 0 | 0 | 0 | 0 | 0 | 0
1626 | Solar+Storage 3-1 2026 | ATC | 2023 | AEP-KPCO | 0 | 0 | 0 | 0 | 0 |  | 0 | 0 | 0 | 0 | 0 | 0 | 0 | 0 | -1 | 0 | 0 |  | 0 | 0 | 0 | 0 | 0 | 0 | 0 | 100 | 0 | 0 | 0 | 0 | 0 | -1 | 0 | 0 | 0 | 0 | 0 | 0 | 0 | 0 | 0 | 0 | 0 | 0 | 0 | 0 | 0 | 0 | 0 |  |  |  |  | 0 | 0 | 0 | 0 | 0 | 0 | 0 | 0 | 0 | 1/1/2026 | 12/31/2099 | TRUE | Solar |  | 2023 |  |  |  | REF | 0 | 0 | Real 2021 ¦ 12/22/2022 3:42:52 PM | 0 | Solar+Storage 3-1 2026 | 0 |  | 1 | Unit |  | PJM | 0 | 0 | 0.29718 | 0 | 0 | 0 | 0 | 0 | 0 | 0 | 0 | 0
1627 | Solar+Storage 3-1 2027 | ATC | 2023 | AEP-KPCO | 0 | 0 | 0 | 0 | 0 |  | 0 | 0 | 0 | 0 | 0 | 0 | 0 | 0 | -1 | 0 | 0 |  | 0 | 0 | 0 | 0 | 0 | 0 | 0 | 100 | 0 | 0 | 0 | 0 | 0 | -1 | 0 | 0 | 0 | 0 | 0 | 0 | 0 | 0 | 0 | 0 | 0 | 0 | 0 | 0 | 0 | 0 | 0 |  |  |  |  | 0 | 0 | 0 | 0 | 0 | 0 | 0 | 0 | 0 | 1/1/2027 | 12/31/2099 | TRUE | Solar |  | 2023 |  |  |  | REF | 0 | 0 | Real 2021 ¦ 12/22/2022 3:42:52 PM | 0 | Solar+Storage 3-1 2027 | 0 |  | 1 | Unit |  | PJM | 0 | 0 | 0.29718 | 0 | 0 | 0 | 0 | 0 | 0 | 0 | 0 | 0
1628 | Solar+Storage 3-1 2028 | ATC | 2023 | AEP-KPCO | 0 | 0 | 0 | 0 | 0 |  | 0 | 0 | 0 | 0 | 0 | 0 | 0 | 0 | -1 | 0 | 0 |  | 0 | 0 | 0 | 0 | 0 | 0 | 0 | 100 | 0 | 0 | 0 | 0 | 0 | -1 | 0 | 0 | 0 | 0 | 0 | 0 | 0 | 0 | 0 | 0 | 0 | 0 | 0 | 0 | 0 | 0 | 0 |  |  |  |  | 0 | 0 | 0 | 0 | 0 | 0 | 0 | 0 | 0 | 1/1/2028 | 12/31/2099 | TRUE | Solar |  | 2023 |  |  |  | REF | 0 | 0 | Real 2021 ¦ 12/22/2022 3:42:52 PM | 0 | Solar+Storage 3-1 2028 | 0 |  | 1 | Unit |  | PJM | 0 | 0 | 0.29718 | 0 | 0 | 0 | 0 | 0 | 0 | 0 | 0 | 0
1629 | Solar+Storage 3-1 2029 | ATC | 2023 | AEP-KPCO | 0 | 0 | 0 | 0 | 0 |  | 0 | 0 | 0 | 0 | 0 | 0 | 0 | 0 | -1 | 0 | 0 |  | 0 | 0 | 0 | 0 | 0 | 0 | 0 | 100 | 0 | 0 | 0 | 0 | 0 | -1 | 0 | 0 | 0 | 0 | 0 | 0 | 0 | 0 | 0 | 0 | 0 | 0 | 0 | 0 | 0 | 0 | 0 |  |  |  |  | 0 | 0 | 0 | 0 | 0 | 0 | 0 | 0 | 0 | 1/1/2029 | 12/31/2099 | TRUE | Solar |  | 2023 |  |  |  | REF | 0 | 0 | Real 2021 ¦ 12/22/2022 3:42:52 PM | 0 | Solar+Storage 3-1 2029 | 0 |  | 1 | Unit |  | PJM | 0 | 0 | 0.29718 | 0 | 0 | 0 | 0 | 0 | 0 | 0 | 0 | 0
1630 | Solar+Storage 3-1 2030 | ATC | 2023 | AEP-KPCO | 0 | 0 | 0 | 0 | 0 |  | 0 | 0 | 0 | 0 | 0 | 0 | 0 | 0 | -1 | 0 | 0 |  | 0 | 0 | 0 | 0 | 0 | 0 | 0 | 100 | 0 | 0 | 0 | 0 | 0 | -1 | 0 | 0 | 0 | 0 | 0 | 0 | 0 | 0 | 0 | 0 | 0 | 0 | 0 | 0 | 0 | 0 | 0 |  |  |  |  | 0 | 0 | 0 | 0 | 0 | 0 | 0 | 0 | 0 | 1/1/2030 | 12/31/2099 | TRUE | Solar |  | 2023 |  |  |  | REF | 0 | 0 | Real 2021 ¦ 12/22/2022 3:42:52 PM | 0 | Solar+Storage 3-1 2030 | 0 |  | 1 | Unit |  | PJM | 0 | 0 | 0.29718 | 0 | 0 | 0 | 0 | 0 | 0 | 0 | 0 | 0
1631 | Solar+Storage 3-1 2031 | ATC | 2023 | AEP-KPCO | 0 | 0 | 0 | 0 | 0 |  | 0 | 0 | 0 | 0 | 0 | 0 | 0 | 0 | -1 | 0 | 0 |  | 0 | 0 | 0 | 0 | 0 | 0 | 0 | 100 | 0 | 0 | 0 | 0 | 0 | -1 | 0 | 0 | 0 | 0 | 0 | 0 | 0 | 0 | 0 | 0 | 0 | 0 | 0 | 0 | 0 | 0 | 0 |  |  |  |  | 0 | 0 | 0 | 0 | 0 | 0 | 0 | 0 | 0 | 1/1/2031 | 12/31/2099 | TRUE | Solar |  | 2023 |  |  |  | REF | 0 | 0 | Real 2021 ¦ 12/22/2022 3:42:52 PM | 0 | Solar+Storage 3-1 2031 | 0 |  | 1 | Unit |  | PJM | 0 | 0 | 0.29718 | 0 | 0 | 0 | 0 | 0 | 0 | 0 | 0 | 0
1632 | Solar+Storage 3-1 2032 | ATC | 2023 | AEP-KPCO | 0 | 0 | 0 | 0 | 0 |  | 0 | 0 | 0 | 0 | 0 | 0 | 0 | 0 | -1 | 0 | 0 |  | 0 | 0 | 0 | 0 | 0 | 0 | 0 | 100 | 0 | 0 | 0 | 0 | 0 | -1 | 0 | 0 | 0 | 0 | 0 | 0 | 0 | 0 | 0 | 0 | 0 | 0 | 0 | 0 | 0 | 0 | 0 |  |  |  |  | 0 | 0 | 0 | 0 | 0 | 0 | 0 | 0 | 0 | 1/1/2032 | 12/31/2099 | TRUE | Solar |  | 2023 |  |  |  | REF | 0 | 0 | Real 2021 ¦ 12/22/2022 3:42:52 PM | 0 | Solar+Storage 3-1 2032 | 0 |  | 1 | Unit |  | PJM | 0 | 0 | 0.29718 | 0 | 0 | 0 | 0 | 0 | 0 | 0 | 0 | 0
1633 | Solar+Storage 3-1 2033 | ATC | 2023 | AEP-KPCO | 0 | 0 | 0 | 0 | 0 |  | 0 | 0 | 0 | 0 | 0 | 0 | 0 | 0 | -1 | 0 | 0 |  | 0 | 0 | 0 | 0 | 0 | 0 | 0 | 100 | 0 | 0 | 0 | 0 | 0 | -1 | 0 | 0 | 0 | 0 | 0 | 0 | 0 | 0 | 0 | 0 | 0 | 0 | 0 | 0 | 0 | 0 | 0 |  |  |  |  | 0 | 0 | 0 | 0 | 0 | 0 | 0 | 0 | 0 | 1/1/2033 | 12/31/2099 | TRUE | Solar |  | 2023 |  |  |  | REF | 0 | 0 | Real 2021 ¦ 12/22/2022 3:42:52 PM | 0 | Solar+Storage 3-1 2033 | 0 |  | 1 | Unit |  | PJM | 0 | 0 | 0.29718 | 0 | 0 | 0 | 0 | 0 | 0 | 0 | 0 | 0
1634 | Solar+Storage 3-1 2034 | ATC | 2023 | AEP-KPCO | 0 | 0 | 0 | 0 | 0 |  | 0 | 0 | 0 | 0 | 0 | 0 | 0 | 0 | -1 | 0 | 0 |  | 0 | 0 | 0 | 0 | 0 | 0 | 0 | 100 | 0 | 0 | 0 | 0 | 0 | -1 | 0 | 0 | 0 | 0 | 0 | 0 | 0 | 0 | 0 | 0 | 0 | 0 | 0 | 0 | 0 | 0 | 0 |  |  |  |  | 0 | 0 | 0 | 0 | 0 | 0 | 0 | 0 | 0 | 1/1/2034 | 12/31/2099 | TRUE | Solar |  | 2023 |  |  |  | REF | 0 | 0 | Real 2021 ¦ 12/22/2022 3:42:52 PM | 0 | Solar+Storage 3-1 2034 | 0 |  | 1 | Unit |  | PJM | 0 | 0 | 0.29718 | 0 | 0 | 0 | 0 | 0 | 0 | 0 | 0 | 0
1635 | Solar+Storage 3-1 2035 | ATC | 2023 | AEP-KPCO | 0 | 0 | 0 | 0 | 0 |  | 0 | 0 | 0 | 0 | 0 | 0 | 0 | 0 | -1 | 0 | 0 |  | 0 | 0 | 0 | 0 | 0 | 0 | 0 | 100 | 0 | 0 | 0 | 0 | 0 | -1 | 0 | 0 | 0 | 0 | 0 | 0 | 0 | 0 | 0 | 0 | 0 | 0 | 0 | 0 | 0 | 0 | 0 |  |  |  |  | 0 | 0 | 0 | 0 | 0 | 0 | 0 | 0 | 0 | 1/1/2035 | 12/31/2099 | TRUE | Solar |  | 2023 |  |  |  | REF | 0 | 0 | Real 2021 ¦ 12/22/2022 3:42:52 PM | 0 | Solar+Storage 3-1 2035 | 0 |  | 1 | Unit |  | PJM | 0 | 0 | 0.29718 | 0 | 0 | 0 | 0 | 0 | 0 | 0 | 0 | 0
1636 | Solar+Storage 3-1 2036 | ATC | 2023 | AEP-KPCO | 0 | 0 | 0 | 0 | 0 |  | 0 | 0 | 0 | 0 | 0 | 0 | 0 | 0 | -1 | 0 | 0 |  | 0 | 0 | 0 | 0 | 0 | 0 | 0 | 100 | 0 | 0 | 0 | 0 | 0 | -1 | 0 | 0 | 0 | 0 | 0 | 0 | 0 | 0 | 0 | 0 | 0 | 0 | 0 | 0 | 0 | 0 | 0 |  |  |  |  | 0 | 0 | 0 | 0 | 0 | 0 | 0 | 0 | 0 | 1/1/2036 | 12/31/2099 | TRUE | Solar |  | 2023 |  |  |  | REF | 0 | 0 | Real 2021 ¦ 12/22/2022 3:42:52 PM | 0 | Solar+Storage 3-1 2036 | 0 |  | 1 | Unit |  | PJM | 0 | 0 | 0.29718 | 0 | 0 | 0 | 0 | 0 | 0 | 0 | 0 | 0
1637 | Solar+Storage 3-1 2037 | ATC | 2023 | AEP-KPCO | 0 | 0 | 0 | 0 | 0 |  | 0 | 0 | 0 | 0 | 0 | 0 | 0 | 0 | -1 | 0 | 0 |  | 0 | 0 | 0 | 0 | 0 | 0 | 0 | 100 | 0 | 0 | 0 | 0 | 0 | -1 | 0 | 0 | 0 | 0 | 0 | 0 | 0 | 0 | 0 | 0 | 0 | 0 | 0 | 0 | 0 | 0 | 0 |  |  |  |  | 0 | 0 | 0 | 0 | 0 | 0 | 0 | 0 | 0 | 1/1/2037 | 12/31/2099 | TRUE | Solar |  | 2023 |  |  |  | REF | 0 | 0 | Real 2021 ¦ 12/22/2022 3:42:52 PM | 0 | Solar+Storage 3-1 2037 | 0 |  | 1 | Unit |  | PJM | 0 | 0 | 0.29718 | 0 | 0 | 0 | 0 | 0 | 0 | 0 | 0 | 0
1638 | Solar+Storage 3-1 2038 | ATC | 2023 | AEP-KPCO | 0 | 0 | 0 | 0 | 0 |  | 0 | 0 | 0 | 0 | 0 | 0 | 0 | 0 | -1 | 0 | 0 |  | 0 | 0 | 0 | 0 | 0 | 0 | 0 | 100 | 0 | 0 | 0 | 0 | 0 | -1 | 0 | 0 | 0 | 0 | 0 | 0 | 0 | 0 | 0 | 0 | 0 | 0 | 0 | 0 | 0 | 0 | 0 |  |  |  |  | 0 | 0 | 0 | 0 | 0 | 0 | 0 | 0 | 0 | 1/1/2038 | 12/31/2099 | TRUE | Solar |  | 2023 |  |  |  | REF | 0 | 0 | Real 2021 ¦ 12/22/2022 3:42:52 PM | 0 | Solar+Storage 3-1 2038 | 0 |  | 1 | Unit |  | PJM | 0 | 0 | 0.29718 | 0 | 0 | 0 | 0 | 0 | 0 | 0 | 0 | 0
1639 | Solar+Storage 3-1 2039 | ATC | 2023 | AEP-KPCO | 0 | 0 | 0 | 0 | 0 |  | 0 | 0 | 0 | 0 | 0 | 0 | 0 | 0 | -1 | 0 | 0 |  | 0 | 0 | 0 | 0 | 0 | 0 | 0 | 100 | 0 | 0 | 0 | 0 | 0 | -1 | 0 | 0 | 0 | 0 | 0 | 0 | 0 | 0 | 0 | 0 | 0 | 0 | 0 | 0 | 0 | 0 | 0 |  |  |  |  | 0 | 0 | 0 | 0 | 0 | 0 | 0 | 0 | 0 | 1/1/2039 | 12/31/2099 | TRUE | Solar |  | 2023 |  |  |  | REF | 0 | 0 | Real 2021 ¦ 12/22/2022 3:42:52 PM | 0 | Solar+Storage 3-1 2039 | 0 |  | 1 | Unit |  | PJM | 0 | 0 | 0.29718 | 0 | 0 | 0 | 0 | 0 | 0 | 0 | 0 | 0
1640 | Solar+Storage 3-1 2040 | ATC | 2023 | AEP-KPCO | 0 | 0 | 0 | 0 | 0 |  | 0 | 0 | 0 | 0 | 0 | 0 | 0 | 0 | -1 | 0 | 0 |  | 0 | 0 | 0 | 0 | 0 | 0 | 0 | 100 | 0 | 0 | 0 | 0 | 0 | -1 | 0 | 0 | 0 | 0 | 0 | 0 | 0 | 0 | 0 | 0 | 0 | 0 | 0 | 0 | 0 | 0 | 0 |  |  |  |  | 0 | 0 | 0 | 0 | 0 | 0 | 0 | 0 | 0 | 1/1/2040 | 12/31/2099 | TRUE | Solar |  | 2023 |  |  |  | REF | 0 | 0 | Real 2021 ¦ 12/22/2022 3:42:52 PM | 0 | Solar+Storage 3-1 2040 | 0 |  | 1 | Unit |  | PJM | 0 | 0 | 0.29718 | 0 | 0 | 0 | 0 | 0 | 0 | 0 | 0 | 0
1641 | Solar+Storage 3-1 2041 | ATC | 2023 | AEP-KPCO | 0 | 0 | 0 | 0 | 0 |  | 0 | 0 | 0 | 0 | 0 | 0 | 0 | 0 | -1 | 0 | 0 |  | 0 | 0 | 0 | 0 | 0 | 0 | 0 | 100 | 0 | 0 | 0 | 0 | 0 | -1 | 0 | 0 | 0 | 0 | 0 | 0 | 0 | 0 | 0 | 0 | 0 | 0 | 0 | 0 | 0 | 0 | 0 |  |  |  |  | 0 | 0 | 0 | 0 | 0 | 0 | 0 | 0 | 0 | 1/1/2041 | 12/31/2099 | TRUE | Solar |  | 2023 |  |  |  | REF | 0 | 0 | Real 2021 ¦ 12/22/2022 3:42:52 PM | 0 | Solar+Storage 3-1 2041 | 0 |  | 1 | Unit |  | PJM | 0 | 0 | 0.29718 | 0 | 0 | 0 | 0 | 0 | 0 | 0 | 0 | 0
1642 | Solar+Storage 3-1 2042 | ATC | 2023 | AEP-KPCO | 0 | 0 | 0 | 0 | 0 |  | 0 | 0 | 0 | 0 | 0 | 0 | 0 | 0 | -1 | 0 | 0 |  | 0 | 0 | 0 | 0 | 0 | 0 | 0 | 100 | 0 | 0 | 0 | 0 | 0 | -1 | 0 | 0 | 0 | 0 | 0 | 0 | 0 | 0 | 0 | 0 | 0 | 0 | 0 | 0 | 0 | 0 | 0 |  |  |  |  | 0 | 0 | 0 | 0 | 0 | 0 | 0 | 0 | 0 | 1/1/2042 | 12/31/2099 | TRUE | Solar |  | 2023 |  |  |  | REF | 0 | 0 | Real 2021 ¦ 12/22/2022 3:42:52 PM | 0 | Solar+Storage 3-1 2042 | 0 |  | 1 | Unit |  | PJM | 0 | 0 | 0.29718 | 0 | 0 | 0 | 0 | 0 | 0 | 0 | 0 | 0
1643 | Solar+Storage 3-1 2043 | ATC | 2023 | AEP-KPCO | 0 | 0 | 0 | 0 | 0 |  | 0 | 0 | 0 | 0 | 0 | 0 | 0 | 0 | -1 | 0 | 0 |  | 0 | 0 | 0 | 0 | 0 | 0 | 0 | 100 | 0 | 0 | 0 | 0 | 0 | -1 | 0 | 0 | 0 | 0 | 0 | 0 | 0 | 0 | 0 | 0 | 0 | 0 | 0 | 0 | 0 | 0 | 0 |  |  |  |  | 0 | 0 | 0 | 0 | 0 | 0 | 0 | 0 | 0 | 1/1/2043 | 12/31/2099 | TRUE | Solar |  | 2023 |  |  |  | REF | 0 | 0 | Real 2021 ¦ 12/22/2022 3:42:52 PM | 0 | Solar+Storage 3-1 2043 | 0 |  | 1 | Unit |  | PJM | 0 | 0 | 0.29718 | 0 | 0 | 0 | 0 | 0 | 0 | 0 | 0 | 0
1644 | DSM Resources | ATC | 2023 | AEP-KPCO | 0.09218 | 8.5 | 0 | 0 | 0 | 0 | 0 | 0 | 8.5 | 0 | 0 | 0 | 0 | 0 | -1 | 0 | 0 | 0 | 0 | 0 | 0.09218 | 807.5 | 807.5 | 0 | 0 | 0 | 0 | 53.1764 | 53.1764 | 0 | 0 | -1 | 0 | 0 | 92 | 0 | 0 | 0 | 0 | 0 | 0 | 0 | 0 | 53.1764 | 0 | 0 | 0 | 0 | 0 | 0.010845 | 65.8532 | 0 | 65.8532 | 0 | 0 | 0 | 0 | 0 | 95 | 807.5 | 0 | 0 | 1/1/2022 | 12/31/2099 | TRUE | DSM_EE |  | 2023 |  |  |  | REF | 0 | 0 | Real 2021 ¦ 12/22/2022 3:42:52 PM | 0 | DSM Resources | 0 |  | 1 | Unit |  | PJM | 0 | 0 | 1 | 0 | 0 | 0 | 0 | 807.5 | 0 | 0 | 0 | 0
1645 | Tier 2 Area 1001 Solar 2023 | ATC | 2023 | AEP-KPCO | 11.4168 | 50 | 0 | -33.9929 | -35.6925 | -33.9929 | -33.9929 | 10392.7031 | 50 | 9649.5811 | 743.1223 | 0 | 0 | 0 | -1 | 0 | 0 | 0 | 0 | 0 | 11.4168 | 100011.3438 | 100011.3438 | 0 | 0 | 0 | 0 | 5626.3145 | 5626.3145 | 0 | 0 | -1 | 0 | 0 | 365 | 0 | 0 | 0 | 0 | 0 | 0 | 0 | 0 | -1366.7185 | -3399.6709 | 0 | -3399.6709 | 0 | 0 | 0.22834 | 56.2568 | 69.9224 | -13.6656 | 0 | 38.5832 | 0 | 0 | 0 | 4383 | 100011.3438 | 0 | 0 | 1/1/2023 | 12/31/2099 | TRUE | Solar |  | 2023 |  |  |  | REF | 0 | 0 | Real 2021 ¦ 12/22/2022 3:42:52 PM | 0 | Tier 2 Area 1001 Solar 2023 | 0 |  | 1 | Unit |  | PJM | 2.5 | 0 | 0.29718 | 0 | 0 | 0 | 0 | 100011.3438 | 0 | 0 | 0 | 0
1646 | Tier 2 Area 1001 Solar 2024 | ATC | 2023 | AEP-KPCO | 0 | 0 | 0 | 0 | 0 |  | 0 | 0 | 0 | 0 | 0 | 0 | 0 | 0 | -1 | 0 | 0 |  | 0 | 0 | 0 | 0 | 0 | 0 | 0 | 0 | 0 | 0 | 0 | 0 | 0 | -1 | 0 | 0 | 0 | 0 | 0 | 0 | 0 | 0 | 0 | 0 | 0 | 0 | 0 | 0 | 0 | 0 | 0 |  |  |  |  | 0 | 0 | 0 | 0 | 0 | 0 | 0 | 0 | 0 | 1/1/2024 | 12/31/2099 | TRUE | Solar |  | 2023 |  |  |  | REF | 0 | 0 | Real 2021 ¦ 12/22/2022 3:42:52 PM | 0 | Tier 2 Area 1001 Solar 2024 | 0 |  | 1 | Unit |  | PJM | 0 | 0 | 0.29718 | 0 | 0 | 0 | 0 | 0 | 0 | 0 | 0 | 0
1647 | Tier 2 Area 1001 Solar 2025 | ATC | 2023 | AEP-KPCO | 0 | 0 | 0 | 0 | 0 |  | 0 | 0 | 0 | 0 | 0 | 0 | 0 | 0 | -1 | 0 | 0 |  | 0 | 0 | 0 | 0 | 0 | 0 | 0 | 0 | 0 | 0 | 0 | 0 | 0 | -1 | 0 | 0 | 0 | 0 | 0 | 0 | 0 | 0 | 0 | 0 | 0 | 0 | 0 | 0 | 0 | 0 | 0 |  |  |  |  | 0 | 0 | 0 | 0 | 0 | 0 | 0 | 0 | 0 | 1/1/2025 | 12/31/2099 | TRUE | Solar |  | 2023 |  |  |  | REF | 0 | 0 | Real 2021 ¦ 12/22/2022 3:42:52 PM | 0 | Tier 2 Area 1001 Solar 2025 | 0 |  | 1 | Unit |  | PJM | 0 | 0 | 0.29718 | 0 | 0 | 0 | 0 | 0 | 0 | 0 | 0 | 0
1648 | Tier 2 Area 1001 Solar 2026 | ATC | 2023 | AEP-KPCO | 0 | 0 | 0 | 0 | 0 |  | 0 | 0 | 0 | 0 | 0 | 0 | 0 | 0 | -1 | 0 | 0 |  | 0 | 0 | 0 | 0 | 0 | 0 | 0 | 0 | 0 | 0 | 0 | 0 | 0 | -1 | 0 | 0 | 0 | 0 | 0 | 0 | 0 | 0 | 0 | 0 | 0 | 0 | 0 | 0 | 0 | 0 | 0 |  |  |  |  | 0 | 0 | 0 | 0 | 0 | 0 | 0 | 0 | 0 | 1/1/2026 | 12/31/2099 | TRUE | Solar |  | 2023 |  |  |  | REF | 0 | 0 | Real 2021 ¦ 12/22/2022 3:42:52 PM | 0 | Tier 2 Area 1001 Solar 2026 | 0 |  | 1 | Unit |  | PJM | 0 | 0 | 0.29718 | 0 | 0 | 0 | 0 | 0 | 0 | 0 | 0 | 0
1649 | Tier 2 Area 1001 Solar 2027 | ATC | 2023 | AEP-KPCO | 0 | 0 | 0 | 0 | 0 |  | 0 | 0 | 0 | 0 | 0 | 0 | 0 | 0 | -1 | 0 | 0 |  | 0 | 0 | 0 | 0 | 0 | 0 | 0 | 0 | 0 | 0 | 0 | 0 | 0 | -1 | 0 | 0 | 0 | 0 | 0 | 0 | 0 | 0 | 0 | 0 | 0 | 0 | 0 | 0 | 0 | 0 | 0 |  |  |  |  | 0 | 0 | 0 | 0 | 0 | 0 | 0 | 0 | 0 | 1/1/2027 | 12/31/2099 | TRUE | Solar |  | 2023 |  |  |  | REF | 0 | 0 | Real 2021 ¦ 12/22/2022 3:42:52 PM | 0 | Tier 2 Area 1001 Solar 2027 | 0 |  | 1 | Unit |  | PJM | 0 | 0 | 0.29718 | 0 | 0 | 0 | 0 | 0 | 0 | 0 | 0 | 0
1650 | Tier 2 Area 1001 Solar 2028 | ATC | 2023 | AEP-KPCO | 0 | 0 | 0 | 0 | 0 |  | 0 | 0 | 0 | 0 | 0 | 0 | 0 | 0 | -1 | 0 | 0 |  | 0 | 0 | 0 | 0 | 0 | 0 | 0 | 0 | 0 | 0 | 0 | 0 | 0 | -1 | 0 | 0 | 0 | 0 | 0 | 0 | 0 | 0 | 0 | 0 | 0 | 0 | 0 | 0 | 0 | 0 | 0 |  |  |  |  | 0 | 0 | 0 | 0 | 0 | 0 | 0 | 0 | 0 | 1/1/2028 | 12/31/2099 | TRUE | Solar |  | 2023 |  |  |  | REF | 0 | 0 | Real 2021 ¦ 12/22/2022 3:42:52 PM | 0 | Tier 2 Area 1001 Solar 2028 | 0 |  | 1 | Unit |  | PJM | 0 | 0 | 0.29718 | 0 | 0 | 0 | 0 | 0 | 0 | 0 | 0 | 0
1651 | Tier 2 Area 1001 Solar 2029 | ATC | 2023 | AEP-KPCO | 0 | 0 | 0 | 0 | 0 |  | 0 | 0 | 0 | 0 | 0 | 0 | 0 | 0 | -1 | 0 | 0 |  | 0 | 0 | 0 | 0 | 0 | 0 | 0 | 0 | 0 | 0 | 0 | 0 | 0 | -1 | 0 | 0 | 0 | 0 | 0 | 0 | 0 | 0 | 0 | 0 | 0 | 0 | 0 | 0 | 0 | 0 | 0 |  |  |  |  | 0 | 0 | 0 | 0 | 0 | 0 | 0 | 0 | 0 | 1/1/2029 | 12/31/2099 | TRUE | Solar |  | 2023 |  |  |  | REF | 0 | 0 | Real 2021 ¦ 12/22/2022 3:42:52 PM | 0 | Tier 2 Area 1001 Solar 2029 | 0 |  | 1 | Unit |  | PJM | 0 | 0 | 0.29718 | 0 | 0 | 0 | 0 | 0 | 0 | 0 | 0 | 0
1652 | Tier 2 Area 1001 Solar 2030 | ATC | 2023 | AEP-KPCO | 0 | 0 | 0 | 0 | 0 |  | 0 | 0 | 0 | 0 | 0 | 0 | 0 | 0 | -1 | 0 | 0 |  | 0 | 0 | 0 | 0 | 0 | 0 | 0 | 0 | 0 | 0 | 0 | 0 | 0 | -1 | 0 | 0 | 0 | 0 | 0 | 0 | 0 | 0 | 0 | 0 | 0 | 0 | 0 | 0 | 0 | 0 | 0 |  |  |  |  | 0 | 0 | 0 | 0 | 0 | 0 | 0 | 0 | 0 | 1/1/2030 | 12/31/2099 | TRUE | Solar |  | 2023 |  |  |  | REF | 0 | 0 | Real 2021 ¦ 12/22/2022 3:42:52 PM | 0 | Tier 2 Area 1001 Solar 2030 | 0 |  | 1 | Unit |  | PJM | 0 | 0 | 0.29718 | 0 | 0 | 0 | 0 | 0 | 0 | 0 | 0 | 0
1653 | Tier 2 Area 1001 Solar 2031 | ATC | 2023 | AEP-KPCO | 0 | 0 | 0 | 0 | 0 |  | 0 | 0 | 0 | 0 | 0 | 0 | 0 | 0 | -1 | 0 | 0 |  | 0 | 0 | 0 | 0 | 0 | 0 | 0 | 0 | 0 | 0 | 0 | 0 | 0 | -1 | 0 | 0 | 0 | 0 | 0 | 0 | 0 | 0 | 0 | 0 | 0 | 0 | 0 | 0 | 0 | 0 | 0 |  |  |  |  | 0 | 0 | 0 | 0 | 0 | 0 | 0 | 0 | 0 | 1/1/2031 | 12/31/2099 | TRUE | Solar |  | 2023 |  |  |  | REF | 0 | 0 | Real 2021 ¦ 12/22/2022 3:42:52 PM | 0 | Tier 2 Area 1001 Solar 2031 | 0 |  | 1 | Unit |  | PJM | 0 | 0 | 0.29718 | 0 | 0 | 0 | 0 | 0 | 0 | 0 | 0 | 0
1654 | Tier 2 Area 1001 Solar 2032 | ATC | 2023 | AEP-KPCO | 0 | 0 | 0 | 0 | 0 |  | 0 | 0 | 0 | 0 | 0 | 0 | 0 | 0 | -1 | 0 | 0 |  | 0 | 0 | 0 | 0 | 0 | 0 | 0 | 0 | 0 | 0 | 0 | 0 | 0 | -1 | 0 | 0 | 0 | 0 | 0 | 0 | 0 | 0 | 0 | 0 | 0 | 0 | 0 | 0 | 0 | 0 | 0 |  |  |  |  | 0 | 0 | 0 | 0 | 0 | 0 | 0 | 0 | 0 | 1/1/2032 | 12/31/2099 | TRUE | Solar |  | 2023 |  |  |  | REF | 0 | 0 | Real 2021 ¦ 12/22/2022 3:42:52 PM | 0 | Tier 2 Area 1001 Solar 2032 | 0 |  | 1 | Unit |  | PJM | 0 | 0 | 0.29718 | 0 | 0 | 0 | 0 | 0 | 0 | 0 | 0 | 0
1655 | Tier 2 Area 1001 Solar 2033 | ATC | 2023 | AEP-KPCO | 0 | 0 | 0 | 0 | 0 |  | 0 | 0 | 0 | 0 | 0 | 0 | 0 | 0 | -1 | 0 | 0 |  | 0 | 0 | 0 | 0 | 0 | 0 | 0 | 0 | 0 | 0 | 0 | 0 | 0 | -1 | 0 | 0 | 0 | 0 | 0 | 0 | 0 | 0 | 0 | 0 | 0 | 0 | 0 | 0 | 0 | 0 | 0 |  |  |  |  | 0 | 0 | 0 | 0 | 0 | 0 | 0 | 0 | 0 | 1/1/2033 | 12/31/2099 | TRUE | Solar |  | 2023 |  |  |  | REF | 0 | 0 | Real 2021 ¦ 12/22/2022 3:42:52 PM | 0 | Tier 2 Area 1001 Solar 2033 | 0 |  | 1 | Unit |  | PJM | 0 | 0 | 0.29718 | 0 | 0 | 0 | 0 | 0 | 0 | 0 | 0 | 0
1656 | Tier 2 Area 1001 Solar 2034 | ATC | 2023 | AEP-KPCO | 0 | 0 | 0 | 0 | 0 |  | 0 | 0 | 0 | 0 | 0 | 0 | 0 | 0 | -1 | 0 | 0 |  | 0 | 0 | 0 | 0 | 0 | 0 | 0 | 0 | 0 | 0 | 0 | 0 | 0 | -1 | 0 | 0 | 0 | 0 | 0 | 0 | 0 | 0 | 0 | 0 | 0 | 0 | 0 | 0 | 0 | 0 | 0 |  |  |  |  | 0 | 0 | 0 | 0 | 0 | 0 | 0 | 0 | 0 | 1/1/2034 | 12/31/2099 | TRUE | Solar |  | 2023 |  |  |  | REF | 0 | 0 | Real 2021 ¦ 12/22/2022 3:42:52 PM | 0 | Tier 2 Area 1001 Solar 2034 | 0 |  | 1 | Unit |  | PJM | 0 | 0 | 0.29718 | 0 | 0 | 0 | 0 | 0 | 0 | 0 | 0 | 0
1657 | Tier 2 Area 1001 Solar 2035 | ATC | 2023 | AEP-KPCO | 0 | 0 | 0 | 0 | 0 |  | 0 | 0 | 0 | 0 | 0 | 0 | 0 | 0 | -1 | 0 | 0 |  | 0 | 0 | 0 | 0 | 0 | 0 | 0 | 0 | 0 | 0 | 0 | 0 | 0 | -1 | 0 | 0 | 0 | 0 | 0 | 0 | 0 | 0 | 0 | 0 | 0 | 0 | 0 | 0 | 0 | 0 | 0 |  |  |  |  | 0 | 0 | 0 | 0 | 0 | 0 | 0 | 0 | 0 | 1/1/2035 | 12/31/2099 | TRUE | Solar |  | 2023 |  |  |  | REF | 0 | 0 | Real 2021 ¦ 12/22/2022 3:42:52 PM | 0 | Tier 2 Area 1001 Solar 2035 | 0 |  | 1 | Unit |  | PJM | 0 | 0 | 0.29718 | 0 | 0 | 0 | 0 | 0 | 0 | 0 | 0 | 0
1658 | Tier 2 Area 1001 Solar 2036 | ATC | 2023 | AEP-KPCO | 0 | 0 | 0 | 0 | 0 |  | 0 | 0 | 0 | 0 | 0 | 0 | 0 | 0 | -1 | 0 | 0 |  | 0 | 0 | 0 | 0 | 0 | 0 | 0 | 0 | 0 | 0 | 0 | 0 | 0 | -1 | 0 | 0 | 0 | 0 | 0 | 0 | 0 | 0 | 0 | 0 | 0 | 0 | 0 | 0 | 0 | 0 | 0 |  |  |  |  | 0 | 0 | 0 | 0 | 0 | 0 | 0 | 0 | 0 | 1/1/2036 | 12/31/2099 | TRUE | Solar |  | 2023 |  |  |  | REF | 0 | 0 | Real 2021 ¦ 12/22/2022 3:42:52 PM | 0 | Tier 2 Area 1001 Solar 2036 | 0 |  | 1 | Unit |  | PJM | 0 | 0 | 0.29718 | 0 | 0 | 0 | 0 | 0 | 0 | 0 | 0 | 0
1659 | Tier 2 Area 1001 Solar 2037 | ATC | 2023 | AEP-KPCO | 0 | 0 | 0 | 0 | 0 |  | 0 | 0 | 0 | 0 | 0 | 0 | 0 | 0 | -1 | 0 | 0 |  | 0 | 0 | 0 | 0 | 0 | 0 | 0 | 0 | 0 | 0 | 0 | 0 | 0 | -1 | 0 | 0 | 0 | 0 | 0 | 0 | 0 | 0 | 0 | 0 | 0 | 0 | 0 | 0 | 0 | 0 | 0 |  |  |  |  | 0 | 0 | 0 | 0 | 0 | 0 | 0 | 0 | 0 | 1/1/2037 | 12/31/2099 | TRUE | Solar |  | 2023 |  |  |  | REF | 0 | 0 | Real 2021 ¦ 12/22/2022 3:42:52 PM | 0 | Tier 2 Area 1001 Solar 2037 | 0 |  | 1 | Unit |  | PJM | 0 | 0 | 0.29718 | 0 | 0 | 0 | 0 | 0 | 0 | 0 | 0 | 0
1660 | Tier 2 Area 1001 Solar 2038 | ATC | 2023 | AEP-KPCO | 0 | 0 | 0 | 0 | 0 |  | 0 | 0 | 0 | 0 | 0 | 0 | 0 | 0 | -1 | 0 | 0 |  | 0 | 0 | 0 | 0 | 0 | 0 | 0 | 0 | 0 | 0 | 0 | 0 | 0 | -1 | 0 | 0 | 0 | 0 | 0 | 0 | 0 | 0 | 0 | 0 | 0 | 0 | 0 | 0 | 0 | 0 | 0 |  |  |  |  | 0 | 0 | 0 | 0 | 0 | 0 | 0 | 0 | 0 | 1/1/2038 | 12/31/2099 | TRUE | Solar |  | 2023 |  |  |  | REF | 0 | 0 | Real 2021 ¦ 12/22/2022 3:42:52 PM | 0 | Tier 2 Area 1001 Solar 2038 | 0 |  | 1 | Unit |  | PJM | 0 | 0 | 0.29718 | 0 | 0 | 0 | 0 | 0 | 0 | 0 | 0 | 0
1661 | Tier 2 Area 1001 Solar 2039 | ATC | 2023 | AEP-KPCO | 0 | 0 | 0 | 0 | 0 |  | 0 | 0 | 0 | 0 | 0 | 0 | 0 | 0 | -1 | 0 | 0 |  | 0 | 0 | 0 | 0 | 0 | 0 | 0 | 0 | 0 | 0 | 0 | 0 | 0 | -1 | 0 | 0 | 0 | 0 | 0 | 0 | 0 | 0 | 0 | 0 | 0 | 0 | 0 | 0 | 0 | 0 | 0 |  |  |  |  | 0 | 0 | 0 | 0 | 0 | 0 | 0 | 0 | 0 | 1/1/2039 | 12/31/2099 | TRUE | Solar |  | 2023 |  |  |  | REF | 0 | 0 | Real 2021 ¦ 12/22/2022 3:42:52 PM | 0 | Tier 2 Area 1001 Solar 2039 | 0 |  | 1 | Unit |  | PJM | 0 | 0 | 0.29718 | 0 | 0 | 0 | 0 | 0 | 0 | 0 | 0 | 0
1662 | Tier 2 Area 1001 Solar 2040 | ATC | 2023 | AEP-KPCO | 0 | 0 | 0 | 0 | 0 |  | 0 | 0 | 0 | 0 | 0 | 0 | 0 | 0 | -1 | 0 | 0 |  | 0 | 0 | 0 | 0 | 0 | 0 | 0 | 0 | 0 | 0 | 0 | 0 | 0 | -1 | 0 | 0 | 0 | 0 | 0 | 0 | 0 | 0 | 0 | 0 | 0 | 0 | 0 | 0 | 0 | 0 | 0 |  |  |  |  | 0 | 0 | 0 | 0 | 0 | 0 | 0 | 0 | 0 | 1/1/2040 | 12/31/2099 | TRUE | Solar |  | 2023 |  |  |  | REF | 0 | 0 | Real 2021 ¦ 12/22/2022 3:42:52 PM | 0 | Tier 2 Area 1001 Solar 2040 | 0 |  | 1 | Unit |  | PJM | 0 | 0 | 0.29718 | 0 | 0 | 0 | 0 | 0 | 0 | 0 | 0 | 0
1663 | Tier 2 Area 1001 Solar 2041 | ATC | 2023 | AEP-KPCO | 0 | 0 | 0 | 0 | 0 |  | 0 | 0 | 0 | 0 | 0 | 0 | 0 | 0 | -1 | 0 | 0 |  | 0 | 0 | 0 | 0 | 0 | 0 | 0 | 0 | 0 | 0 | 0 | 0 | 0 | -1 | 0 | 0 | 0 | 0 | 0 | 0 | 0 | 0 | 0 | 0 | 0 | 0 | 0 | 0 | 0 | 0 | 0 |  |  |  |  | 0 | 0 | 0 | 0 | 0 | 0 | 0 | 0 | 0 | 1/1/2041 | 12/31/2099 | TRUE | Solar |  | 2023 |  |  |  | REF | 0 | 0 | Real 2021 ¦ 12/22/2022 3:42:52 PM | 0 | Tier 2 Area 1001 Solar 2041 | 0 |  | 1 | Unit |  | PJM | 0 | 0 | 0.29718 | 0 | 0 | 0 | 0 | 0 | 0 | 0 | 0 | 0
1664 | Tier 2 Area 1001 Solar 2042 | ATC | 2023 | AEP-KPCO | 0 | 0 | 0 | 0 | 0 |  | 0 | 0 | 0 | 0 | 0 | 0 | 0 | 0 | -1 | 0 | 0 |  | 0 | 0 | 0 | 0 | 0 | 0 | 0 | 0 | 0 | 0 | 0 | 0 | 0 | -1 | 0 | 0 | 0 | 0 | 0 | 0 | 0 | 0 | 0 | 0 | 0 | 0 | 0 | 0 | 0 | 0 | 0 |  |  |  |  | 0 | 0 | 0 | 0 | 0 | 0 | 0 | 0 | 0 | 1/1/2042 | 12/31/2099 | TRUE | Solar |  | 2023 |  |  |  | REF | 0 | 0 | Real 2021 ¦ 12/22/2022 3:42:52 PM | 0 | Tier 2 Area 1001 Solar 2042 | 0 |  | 1 | Unit |  | PJM | 0 | 0 | 0.29718 | 0 | 0 | 0 | 0 | 0 | 0 | 0 | 0 | 0
1665 | Tier 2 Area 1001 Solar 2043 | ATC | 2023 | AEP-KPCO | 0 | 0 | 0 | 0 | 0 |  | 0 | 0 | 0 | 0 | 0 | 0 | 0 | 0 | -1 | 0 | 0 |  | 0 | 0 | 0 | 0 | 0 | 0 | 0 | 0 | 0 | 0 | 0 | 0 | 0 | -1 | 0 | 0 | 0 | 0 | 0 | 0 | 0 | 0 | 0 | 0 | 0 | 0 | 0 | 0 | 0 | 0 | 0 |  |  |  |  | 0 | 0 | 0 | 0 | 0 | 0 | 0 | 0 | 0 | 1/1/2043 | 12/31/2099 | TRUE | Solar |  | 2023 |  |  |  | REF | 0 | 0 | Real 2021 ¦ 12/22/2022 3:42:52 PM | 0 | Tier 2 Area 1001 Solar 2043 | 0 |  | 1 | Unit |  | PJM | 0 | 0 | 0.29718 | 0 | 0 | 0 | 0 | 0 | 0 | 0 | 0 | 0
1666 | Tier 2 Area 1001 Wind 2024 | ATC | 2023 | AEP-KPCO | 0 | 0 | 0 | 0 | 0 |  | 0 | 0 | 0 | 0 | 0 | 0 | 0 | 0 | -1 | 0 | 0 |  | 0 | 0 | 0 | 0 | 0 | 0 | 0 | 0 | 0 | 0 | 0 | 0 | 0 | -1 | 0 | 0 | 0 | 0 | 0 | 0 | 0 | 0 | 0 | 0 | 0 | 0 | 0 | 0 | 0 | 0 | 0 |  |  |  |  | 0 | 0 | 0 | 0 | 0 | 0 | 0 | 0 | 0 | 1/1/2024 | 12/31/2099 | TRUE | Wind |  | 2023 |  |  |  | REF | 0 | 0 | Real 2021 ¦ 12/22/2022 3:42:52 PM | 0 | Tier 2 Area 1001 Wind 2024 | 0 |  | 1 | Unit |  | PJM | 0 | 0 | 0.13 | 0 | 0 | 0 | 0 | 0 | 0 | 0 | 0 | 0
1667 | Tier 2 Area 1001 Wind 2025 | ATC | 2023 | AEP-KPCO | 0 | 0 | 0 | 0 | 0 |  | 0 | 0 | 0 | 0 | 0 | 0 | 0 | 0 | -1 | 0 | 0 |  | 0 | 0 | 0 | 0 | 0 | 0 | 0 | 0 | 0 | 0 | 0 | 0 | 0 | -1 | 0 | 0 | 0 | 0 | 0 | 0 | 0 | 0 | 0 | 0 | 0 | 0 | 0 | 0 | 0 | 0 | 0 |  |  |  |  | 0 | 0 | 0 | 0 | 0 | 0 | 0 | 0 | 0 | 1/1/2025 | 12/31/2099 | TRUE | Wind |  | 2023 |  |  |  | REF | 0 | 0 | Real 2021 ¦ 12/22/2022 3:42:52 PM | 0 | Tier 2 Area 1001 Wind 2025 | 0 |  | 1 | Unit |  | PJM | 0 | 0 | 0.13 | 0 | 0 | 0 | 0 | 0 | 0 | 0 | 0 | 0
1668 | Tier 2 Area 1001 Wind 2026 | ATC | 2023 | AEP-KPCO | 0 | 0 | 0 | 0 | 0 |  | 0 | 0 | 0 | 0 | 0 | 0 | 0 | 0 | -1 | 0 | 0 |  | 0 | 0 | 0 | 0 | 0 | 0 | 0 | 0 | 0 | 0 | 0 | 0 | 0 | -1 | 0 | 0 | 0 | 0 | 0 | 0 | 0 | 0 | 0 | 0 | 0 | 0 | 0 | 0 | 0 | 0 | 0 |  |  |  |  | 0 | 0 | 0 | 0 | 0 | 0 | 0 | 0 | 0 | 1/1/2026 | 12/31/2099 | TRUE | Wind |  | 2023 |  |  |  | REF | 0 | 0 | Real 2021 ¦ 12/22/2022 3:42:52 PM | 0 | Tier 2 Area 1001 Wind 2026 | 0 |  | 1 | Unit |  | PJM | 0 | 0 | 0.13 | 0 | 0 | 0 | 0 | 0 | 0 | 0 | 0 | 0
1669 | Tier 2 Area 1001 Wind 2027 | ATC | 2023 | AEP-KPCO | 0 | 0 | 0 | 0 | 0 |  | 0 | 0 | 0 | 0 | 0 | 0 | 0 | 0 | -1 | 0 | 0 |  | 0 | 0 | 0 | 0 | 0 | 0 | 0 | 0 | 0 | 0 | 0 | 0 | 0 | -1 | 0 | 0 | 0 | 0 | 0 | 0 | 0 | 0 | 0 | 0 | 0 | 0 | 0 | 0 | 0 | 0 | 0 |  |  |  |  | 0 | 0 | 0 | 0 | 0 | 0 | 0 | 0 | 0 | 1/1/2027 | 12/31/2099 | TRUE | Wind |  | 2023 |  |  |  | REF | 0 | 0 | Real 2021 ¦ 12/22/2022 3:42:52 PM | 0 | Tier 2 Area 1001 Wind 2027 | 0 |  | 1 | Unit |  | PJM | 0 | 0 | 0.13 | 0 | 0 | 0 | 0 | 0 | 0 | 0 | 0 | 0
1670 | Tier 2 Area 1001 Wind 2028 | ATC | 2023 | AEP-KPCO | 0 | 0 | 0 | 0 | 0 |  | 0 | 0 | 0 | 0 | 0 | 0 | 0 | 0 | -1 | 0 | 0 |  | 0 | 0 | 0 | 0 | 0 | 0 | 0 | 0 | 0 | 0 | 0 | 0 | 0 | -1 | 0 | 0 | 0 | 0 | 0 | 0 | 0 | 0 | 0 | 0 | 0 | 0 | 0 | 0 | 0 | 0 | 0 |  |  |  |  | 0 | 0 | 0 | 0 | 0 | 0 | 0 | 0 | 0 | 1/1/2028 | 12/31/2099 | TRUE | Wind |  | 2023 |  |  |  | REF | 0 | 0 | Real 2021 ¦ 12/22/2022 3:42:52 PM | 0 | Tier 2 Area 1001 Wind 2028 | 0 |  | 1 | Unit |  | PJM | 0 | 0 | 0.13 | 0 | 0 | 0 | 0 | 0 | 0 | 0 | 0 | 0
1671 | Tier 2 Area 1001 Wind 2029 | ATC | 2023 | AEP-KPCO | 0 | 0 | 0 | 0 | 0 |  | 0 | 0 | 0 | 0 | 0 | 0 | 0 | 0 | -1 | 0 | 0 |  | 0 | 0 | 0 | 0 | 0 | 0 | 0 | 0 | 0 | 0 | 0 | 0 | 0 | -1 | 0 | 0 | 0 | 0 | 0 | 0 | 0 | 0 | 0 | 0 | 0 | 0 | 0 | 0 | 0 | 0 | 0 |  |  |  |  | 0 | 0 | 0 | 0 | 0 | 0 | 0 | 0 | 0 | 1/1/2029 | 12/31/2099 | TRUE | Wind |  | 2023 |  |  |  | REF | 0 | 0 | Real 2021 ¦ 12/22/2022 3:42:52 PM | 0 | Tier 2 Area 1001 Wind 2029 | 0 |  | 1 | Unit |  | PJM | 0 | 0 | 0.13 | 0 | 0 | 0 | 0 | 0 | 0 | 0 | 0 | 0
1672 | Tier 2 Area 1001 Wind 2030 | ATC | 2023 | AEP-KPCO | 0 | 0 | 0 | 0 | 0 |  | 0 | 0 | 0 | 0 | 0 | 0 | 0 | 0 | -1 | 0 | 0 |  | 0 | 0 | 0 | 0 | 0 | 0 | 0 | 0 | 0 | 0 | 0 | 0 | 0 | -1 | 0 | 0 | 0 | 0 | 0 | 0 | 0 | 0 | 0 | 0 | 0 | 0 | 0 | 0 | 0 | 0 | 0 |  |  |  |  | 0 | 0 | 0 | 0 | 0 | 0 | 0 | 0 | 0 | 1/1/2030 | 12/31/2099 | TRUE | Wind |  | 2023 |  |  |  | REF | 0 | 0 | Real 2021 ¦ 12/22/2022 3:42:52 PM | 0 | Tier 2 Area 1001 Wind 2030 | 0 |  | 1 | Unit |  | PJM | 0 | 0 | 0.13 | 0 | 0 | 0 | 0 | 0 | 0 | 0 | 0 | 0
1673 | Tier 2 Area 1001 Wind 2031 | ATC | 2023 | AEP-KPCO | 0 | 0 | 0 | 0 | 0 |  | 0 | 0 | 0 | 0 | 0 | 0 | 0 | 0 | -1 | 0 | 0 |  | 0 | 0 | 0 | 0 | 0 | 0 | 0 | 0 | 0 | 0 | 0 | 0 | 0 | -1 | 0 | 0 | 0 | 0 | 0 | 0 | 0 | 0 | 0 | 0 | 0 | 0 | 0 | 0 | 0 | 0 | 0 |  |  |  |  | 0 | 0 | 0 | 0 | 0 | 0 | 0 | 0 | 0 | 1/1/2031 | 12/31/2099 | TRUE | Wind |  | 2023 |  |  |  | REF | 0 | 0 | Real 2021 ¦ 12/22/2022 3:42:52 PM | 0 | Tier 2 Area 1001 Wind 2031 | 0 |  | 1 | Unit |  | PJM | 0 | 0 | 0.13 | 0 | 0 | 0 | 0 | 0 | 0 | 0 | 0 | 0
1674 | Tier 2 Area 1001 Wind 2032 | ATC | 2023 | AEP-KPCO | 0 | 0 | 0 | 0 | 0 |  | 0 | 0 | 0 | 0 | 0 | 0 | 0 | 0 | -1 | 0 | 0 |  | 0 | 0 | 0 | 0 | 0 | 0 | 0 | 0 | 0 | 0 | 0 | 0 | 0 | -1 | 0 | 0 | 0 | 0 | 0 | 0 | 0 | 0 | 0 | 0 | 0 | 0 | 0 | 0 | 0 | 0 | 0 |  |  |  |  | 0 | 0 | 0 | 0 | 0 | 0 | 0 | 0 | 0 | 1/1/2032 | 12/31/2099 | TRUE | Wind |  | 2023 |  |  |  | REF | 0 | 0 | Real 2021 ¦ 12/22/2022 3:42:52 PM | 0 | Tier 2 Area 1001 Wind 2032 | 0 |  | 1 | Unit |  | PJM | 0 | 0 | 0.13 | 0 | 0 | 0 | 0 | 0 | 0 | 0 | 0 | 0
1675 | Tier 2 Area 1001 Wind 2033 | ATC | 2023 | AEP-KPCO | 0 | 0 | 0 | 0 | 0 |  | 0 | 0 | 0 | 0 | 0 | 0 | 0 | 0 | -1 | 0 | 0 |  | 0 | 0 | 0 | 0 | 0 | 0 | 0 | 0 | 0 | 0 | 0 | 0 | 0 | -1 | 0 | 0 | 0 | 0 | 0 | 0 | 0 | 0 | 0 | 0 | 0 | 0 | 0 | 0 | 0 | 0 | 0 |  |  |  |  | 0 | 0 | 0 | 0 | 0 | 0 | 0 | 0 | 0 | 1/1/2033 | 12/31/2099 | TRUE | Wind |  | 2023 |  |  |  | REF | 0 | 0 | Real 2021 ¦ 12/22/2022 3:42:52 PM | 0 | Tier 2 Area 1001 Wind 2033 | 0 |  | 1 | Unit |  | PJM | 0 | 0 | 0.13 | 0 | 0 | 0 | 0 | 0 | 0 | 0 | 0 | 0
1676 | Tier 2 Area 1001 Wind 2034 | ATC | 2023 | AEP-KPCO | 0 | 0 | 0 | 0 | 0 |  | 0 | 0 | 0 | 0 | 0 | 0 | 0 | 0 | -1 | 0 | 0 |  | 0 | 0 | 0 | 0 | 0 | 0 | 0 | 0 | 0 | 0 | 0 | 0 | 0 | -1 | 0 | 0 | 0 | 0 | 0 | 0 | 0 | 0 | 0 | 0 | 0 | 0 | 0 | 0 | 0 | 0 | 0 |  |  |  |  | 0 | 0 | 0 | 0 | 0 | 0 | 0 | 0 | 0 | 1/1/2034 | 12/31/2099 | TRUE | Wind |  | 2023 |  |  |  | REF | 0 | 0 | Real 2021 ¦ 12/22/2022 3:42:52 PM | 0 | Tier 2 Area 1001 Wind 2034 | 0 |  | 1 | Unit |  | PJM | 0 | 0 | 0.13 | 0 | 0 | 0 | 0 | 0 | 0 | 0 | 0 | 0
1677 | Tier 2 Area 1001 Wind 2035 | ATC | 2023 | AEP-KPCO | 0 | 0 | 0 | 0 | 0 |  | 0 | 0 | 0 | 0 | 0 | 0 | 0 | 0 | -1 | 0 | 0 |  | 0 | 0 | 0 | 0 | 0 | 0 | 0 | 0 | 0 | 0 | 0 | 0 | 0 | -1 | 0 | 0 | 0 | 0 | 0 | 0 | 0 | 0 | 0 | 0 | 0 | 0 | 0 | 0 | 0 | 0 | 0 |  |  |  |  | 0 | 0 | 0 | 0 | 0 | 0 | 0 | 0 | 0 | 1/1/2035 | 12/31/2099 | TRUE | Wind |  | 2023 |  |  |  | REF | 0 | 0 | Real 2021 ¦ 12/22/2022 3:42:52 PM | 0 | Tier 2 Area 1001 Wind 2035 | 0 |  | 1 | Unit |  | PJM | 0 | 0 | 0.13 | 0 | 0 | 0 | 0 | 0 | 0 | 0 | 0 | 0
1678 | Tier 2 Area 1001 Wind 2036 | ATC | 2023 | AEP-KPCO | 0 | 0 | 0 | 0 | 0 |  | 0 | 0 | 0 | 0 | 0 | 0 | 0 | 0 | -1 | 0 | 0 |  | 0 | 0 | 0 | 0 | 0 | 0 | 0 | 0 | 0 | 0 | 0 | 0 | 0 | -1 | 0 | 0 | 0 | 0 | 0 | 0 | 0 | 0 | 0 | 0 | 0 | 0 | 0 | 0 | 0 | 0 | 0 |  |  |  |  | 0 | 0 | 0 | 0 | 0 | 0 | 0 | 0 | 0 | 1/1/2036 | 12/31/2099 | TRUE | Wind |  | 2023 |  |  |  | REF | 0 | 0 | Real 2021 ¦ 12/22/2022 3:42:52 PM | 0 | Tier 2 Area 1001 Wind 2036 | 0 |  | 1 | Unit |  | PJM | 0 | 0 | 0.13 | 0 | 0 | 0 | 0 | 0 | 0 | 0 | 0 | 0
1679 | Tier 2 Area 1001 Wind 2037 | ATC | 2023 | AEP-KPCO | 0 | 0 | 0 | 0 | 0 |  | 0 | 0 | 0 | 0 | 0 | 0 | 0 | 0 | -1 | 0 | 0 |  | 0 | 0 | 0 | 0 | 0 | 0 | 0 | 0 | 0 | 0 | 0 | 0 | 0 | -1 | 0 | 0 | 0 | 0 | 0 | 0 | 0 | 0 | 0 | 0 | 0 | 0 | 0 | 0 | 0 | 0 | 0 |  |  |  |  | 0 | 0 | 0 | 0 | 0 | 0 | 0 | 0 | 0 | 1/1/2037 | 12/31/2099 | TRUE | Wind |  | 2023 |  |  |  | REF | 0 | 0 | Real 2021 ¦ 12/22/2022 3:42:52 PM | 0 | Tier 2 Area 1001 Wind 2037 | 0 |  | 1 | Unit |  | PJM | 0 | 0 | 0.13 | 0 | 0 | 0 | 0 | 0 | 0 | 0 | 0 | 0
1680 | Tier 2 Area 1001 Wind 2038 | ATC | 2023 | AEP-KPCO | 0 | 0 | 0 | 0 | 0 |  | 0 | 0 | 0 | 0 | 0 | 0 | 0 | 0 | -1 | 0 | 0 |  | 0 | 0 | 0 | 0 | 0 | 0 | 0 | 0 | 0 | 0 | 0 | 0 | 0 | -1 | 0 | 0 | 0 | 0 | 0 | 0 | 0 | 0 | 0 | 0 | 0 | 0 | 0 | 0 | 0 | 0 | 0 |  |  |  |  | 0 | 0 | 0 | 0 | 0 | 0 | 0 | 0 | 0 | 1/1/2038 | 12/31/2099 | TRUE | Wind |  | 2023 |  |  |  | REF | 0 | 0 | Real 2021 ¦ 12/22/2022 3:42:52 PM | 0 | Tier 2 Area 1001 Wind 2038 | 0 |  | 1 | Unit |  | PJM | 0 | 0 | 0.13 | 0 | 0 | 0 | 0 | 0 | 0 | 0 | 0 | 0
1681 | Tier 2 Area 1001 Wind 2039 | ATC | 2023 | AEP-KPCO | 0 | 0 | 0 | 0 | 0 |  | 0 | 0 | 0 | 0 | 0 | 0 | 0 | 0 | -1 | 0 | 0 |  | 0 | 0 | 0 | 0 | 0 | 0 | 0 | 0 | 0 | 0 | 0 | 0 | 0 | -1 | 0 | 0 | 0 | 0 | 0 | 0 | 0 | 0 | 0 | 0 | 0 | 0 | 0 | 0 | 0 | 0 | 0 |  |  |  |  | 0 | 0 | 0 | 0 | 0 | 0 | 0 | 0 | 0 | 1/1/2039 | 12/31/2099 | TRUE | Wind |  | 2023 |  |  |  | REF | 0 | 0 | Real 2021 ¦ 12/22/2022 3:42:52 PM | 0 | Tier 2 Area 1001 Wind 2039 | 0 |  | 1 | Unit |  | PJM | 0 | 0 | 0.13 | 0 | 0 | 0 | 0 | 0 | 0 | 0 | 0 | 0
1682 | Tier 2 Area 1001 Wind 2040 | ATC | 2023 | AEP-KPCO | 0 | 0 | 0 | 0 | 0 |  | 0 | 0 | 0 | 0 | 0 | 0 | 0 | 0 | -1 | 0 | 0 |  | 0 | 0 | 0 | 0 | 0 | 0 | 0 | 0 | 0 | 0 | 0 | 0 | 0 | -1 | 0 | 0 | 0 | 0 | 0 | 0 | 0 | 0 | 0 | 0 | 0 | 0 | 0 | 0 | 0 | 0 | 0 |  |  |  |  | 0 | 0 | 0 | 0 | 0 | 0 | 0 | 0 | 0 | 1/1/2040 | 12/31/2099 | TRUE | Wind |  | 2023 |  |  |  | REF | 0 | 0 | Real 2021 ¦ 12/22/2022 3:42:52 PM | 0 | Tier 2 Area 1001 Wind 2040 | 0 |  | 1 | Unit |  | PJM | 0 | 0 | 0.13 | 0 | 0 | 0 | 0 | 0 | 0 | 0 | 0 | 0
1683 | Tier 2 Area 1001 Wind 2041 | ATC | 2023 | AEP-KPCO | 0 | 0 | 0 | 0 | 0 |  | 0 | 0 | 0 | 0 | 0 | 0 | 0 | 0 | -1 | 0 | 0 |  | 0 | 0 | 0 | 0 | 0 | 0 | 0 | 0 | 0 | 0 | 0 | 0 | 0 | -1 | 0 | 0 | 0 | 0 | 0 | 0 | 0 | 0 | 0 | 0 | 0 | 0 | 0 | 0 | 0 | 0 | 0 |  |  |  |  | 0 | 0 | 0 | 0 | 0 | 0 | 0 | 0 | 0 | 1/1/2041 | 12/31/2099 | TRUE | Wind |  | 2023 |  |  |  | REF | 0 | 0 | Real 2021 ¦ 12/22/2022 3:42:52 PM | 0 | Tier 2 Area 1001 Wind 2041 | 0 |  | 1 | Unit |  | PJM | 0 | 0 | 0.13 | 0 | 0 | 0 | 0 | 0 | 0 | 0 | 0 | 0
1684 | Tier 2 Area 1001 Wind 2042 | ATC | 2023 | AEP-KPCO | 0 | 0 | 0 | 0 | 0 |  | 0 | 0 | 0 | 0 | 0 | 0 | 0 | 0 | -1 | 0 | 0 |  | 0 | 0 | 0 | 0 | 0 | 0 | 0 | 0 | 0 | 0 | 0 | 0 | 0 | -1 | 0 | 0 | 0 | 0 | 0 | 0 | 0 | 0 | 0 | 0 | 0 | 0 | 0 | 0 | 0 | 0 | 0 |  |  |  |  | 0 | 0 | 0 | 0 | 0 | 0 | 0 | 0 | 0 | 1/1/2042 | 12/31/2099 | TRUE | Wind |  | 2023 |  |  |  | REF | 0 | 0 | Real 2021 ¦ 12/22/2022 3:42:52 PM | 0 | Tier 2 Area 1001 Wind 2042 | 0 |  | 1 | Unit |  | PJM | 0 | 0 | 0.13 | 0 | 0 | 0 | 0 | 0 | 0 | 0 | 0 | 0
1685 | Tier 2 Area 1001 Wind 2043 | ATC | 2023 | AEP-KPCO | 0 | 0 | 0 | 0 | 0 |  | 0 | 0 | 0 | 0 | 0 | 0 | 0 | 0 | -1 | 0 | 0 |  | 0 | 0 | 0 | 0 | 0 | 0 | 0 | 0 | 0 | 0 | 0 | 0 | 0 | -1 | 0 | 0 | 0 | 0 | 0 | 0 | 0 | 0 | 0 | 0 | 0 | 0 | 0 | 0 | 0 | 0 | 0 |  |  |  |  | 0 | 0 | 0 | 0 | 0 | 0 | 0 | 0 | 0 | 1/1/2043 | 12/31/2099 | TRUE | Wind |  | 2023 |  |  |  | REF | 0 | 0 | Real 2021 ¦ 12/22/2022 3:42:52 PM | 0 | Tier 2 Area 1001 Wind 2043 | 0 |  | 1 | Unit |  | PJM | 0 | 0 | 0.13 | 0 | 0 | 0 | 0 | 0 | 0 | 0 | 0 | 0
1686 | Big Sandy #1_Ext Gas Capitalized | ATC | 2023 | AEP-KPCO | 0 | 0 | 0 | 0 | 0 |  | 0 | 0 | 0 | 0 | 0 | 0 | 0 | 0 | -1 | 0 | 0 |  | 0 | 0 | 0 | 0 | 0 | 0 | 0 | 0 | 0 | 0 | 0 | 0 | 0 | -1 | 0 | 0 | 0 | 0 | 0 | 0 | 0 | 0 | 0 | 0 | 0 | 0 | 0 | 0 | 0 | 0 | 0 |  |  |  |  | 0 | 0 | 0 | 0 | 0 | 0 | 0 | 0 | 0 | 6/1/2031 | 5/31/2041 | TRUE | TCO |  | 2023 |  |  |  | REF | 0 | 0 | Real 2021 ¦ 12/22/2022 3:42:52 PM | 0 | Big Sandy #1_Ext Gas Capitalized | 0 |  | 2 | Unit |  | PJM | 0 | 0 | 0.95 | 0 | 0 | 0 | 0 | 0 | 0 | 0 | 0 | 0
1687 | Big Sandy #1_Ext Gas FOM Capitalized | ATC | 2023 | AEP-KPCO | 0 | 0 | 0 | 0 | 0 |  | 0 | 0 | 0 | 0 | 0 | 0 | 0 | 0 | -1 | 0 | 0 |  | 0 | 0 | 0 | 0 | 0 | 0 | 0 | 0 | 0 | 0 | 0 | 0 | 0 | -1 | 0 | 0 | 0 | 0 | 0 | 0 | 0 | 0 | 0 | 0 | 0 | 0 | 0 | 0 | 0 | 0 | 0 |  |  |  |  | 0 | 0 | 0 | 0 | 0 | 0 | 0 | 0 | 0 | 6/1/2031 | 5/31/2041 | TRUE | TCO |  | 2023 |  |  |  | REF | 0 | 0 | Real 2021 ¦ 12/22/2022 3:42:52 PM | 0 | Big Sandy #1_Ext Gas FOM Capitalized | 0 |  | 2 | Unit |  | PJM | 0 | 0 | 0.95 | 0 | 0 | 0 | 0 | 0 | 0 | 0 | 0 | 0
2954 | Big Sandy #1 Gas | ATC | 2024 | AEP-KPCO | 280.1839 | 295 | 0 | 36.0553 | 37.0082 | 36.1159 | 35.2459 | 2610.2373 | 295.4 | 2610.2373 | 0 | 0 | 0 | 3.4109 | -1 | 19860798 | 9638 | 9696.6396 | 9400.0459 | 56.0368 | 233.1756 | 2048214.5 | 2048214.5 | 0 | 11.6234 | 88.98 | 19860798 | 104249.9609 | 104249.9609 | 0 | 0 | -1 | 0 | 100.6231 | 6 | 67487.5859 | 3.5071 | 0.12045 | 0 | 3.3866 | 0 | 0 | 0 | 27565.9238 | 6393.0195 | 2759.9817 | 0 | 3633.0378 | 0 | 0.79043 | 50.898 | 37.4395 | 13.4585 | 92.5661 | 8.368 | 6.4481 | 0 | 0 | 7816 | 2048214.5 | 0 | 0 | 5/30/2016 | 5/30/2031 | TRUE | TCO |  | 2024 |  |  |  | REF | 0 | 0 | Real 2021 ¦ 12/22/2022 3:42:52 PM | 0 | 13555 | 0 |  | 2 | Unit |  | PJM | 280.25 | 0 | 0.95 | 0 | 0 | 100.6231 | 0 | 2461135.5 | 0 | 67487.5859 | 0 | 0
2955 | Mitchell #1 (WV) | ATC | 2024 | AEP-KPCO | 559.7986 | 770 | 0 | 33.2598 | 34.7182 | 32.9882 | 33.065 | 20741.4121 | 816 | 20741.4121 | 0 | 0 | 0 | 2.3906 | -1 | 43082212 | 10047 | 10065.041 | 9968.4531 | 268.7033 | 487.2929 | 4280381 | 4280381 | 0 | 11.9536 | 87.7163 | 43082212 | 214555.4062 | 214555.4062 | 0 | 0 | -1 | 0 | 759.0751 | 24 | 102761.0469 | 4.3114 | 0.017589 | 0 | 4.2938 | 0 | 0 | 0 | 51852.6953 | 38073.7422 | 11073.6963 | 0 | 27000.0469 | 0 | 0.63285 | 50.1253 | 38.0113 | 12.114 | 367.444 | 178.644 | 31.5574 | 0 | 0 | 7705 | 4280381 | 0 | 0 | 5/1/1971 | 5/31/2028 | TRUE | Mitchell 1 Coal Price |  | 2024 |  |  |  | REF | 0 | 0 | Real 2021 ¦ 12/22/2022 3:42:52 PM | 0 | 3102 | 0 |  | 3 | Unit |  | PJM | 685.3 | 0 | 0.89 | 0 | 0 | 759.0751 | 0 | 4917271 | 0 | 102761.0469 | 0 | 0
2956 | Mitchell #2 (WV) | ATC | 2024 | AEP-KPCO | 574.7548 | 790 | 0 | 37.6498 | 38.5108 | 37.3145 | 36.6769 | 26076.5195 | 816 | 26076.5195 | 0 | 0 | 0 | 2.3646 | -1 | 38502324 | 10224 | 10257.3164 | 9814.0439 | 275.8823 | 427.3275 | 3753645 | 3753645 | 0 | 12.4203 | 64.4581 | 38502324 | 204029 | 204029 | 0 | 0 | -1 | 0 | 1707.9191 | 54 | 91131.0312 | 4.5006 | 0.027227 | 0 | 4.4733 | 0 | 0 | 0 | 36179.2695 | 48588.0625 | 9759.418 | 0 | 38828.6445 | 0 | 0.54092 | 54.3549 | 44.7165 | 9.6384 | 346.1995 | 61.9938 | 153.2514 | 0 | 0 | 5662 | 3753645 | 0 | 0 | 5/1/1971 | 5/31/2028 | TRUE | Mitchell 2 Coal Price |  | 2024 |  |  |  | REF | 0 | 0 | Real 2021 ¦ 12/22/2022 3:42:52 PM | 0 | 3105 | 0 |  | 3 | Unit |  | PJM | 703.1 | 0 | 0.89 | 0 | 0 | 1707.9191 | 0 | 5048646 | 0 | 91131.0312 | 0 | 0
2957 | Area 1001 Gas CC 2x1 2024 | ATC | 2024 | AEP-KPCO | 938.2015 | 1034.1318 | 0 | 22.0051 | 30.645 | 22.1456 | 20.6567 | 163971.75 | 1083 | 150043.4219 | 13928.333 | 0 | 0 | 3.1462 | -1 | 51804560 | 6370 | 6376.1406 | 5941.4287 | 281.4604 | 924.949 | 8124752 | 8124752 | 0 | 0.91075 | 100 | 51804560 | 395203.25 | 395203.25 | 0 | 0 | -1 | 0 | 22.866 | 1 | 163972.8438 | 0.66816 | 0 | 0 | 0.66816 | 0 | 0 | 0 | 51280.8438 | 15953.4561 | 15953.4561 | 0 | 0 | 0 | 0.89442 | 48.6419 | 42.3302 | 6.3117 | 1.4979 | 61.6612 | 34.2691 | 0 | 0 | 8784 | 8124752 | 0 | 0 | 1/1/2024 | 12/31/2099 | TRUE | TCO |  | 2024 |  |  |  | REF | 0 | 0 | Real 2021 ¦ 12/22/2022 3:42:52 PM | 0 | Area 1001 Gas CC 2x1 2024 | 0 |  | 1 | Unit |  | PJM | 1045.095 | 0 | 0.965 | 0 | 0 | 22.866 | 0 | 8241162 | 0 | 163972.8438 | 0 | 0
2958 | Area 1001 Gas CC 2x1 2025 | ATC | 2024 | AEP-KPCO | 0 | 0 | 0 | 0 | 0 |  | 0 | 0 | 0 | 0 | 0 | 0 | 0 | 0 | -1 | 0 | 0 |  | 0 | 0 | 0 | 0 | 0 | 0 | 0 | 0 | 0 | 0 | 0 | 0 | 0 | -1 | 0 | 0 | 0 | 0 | 0 | 0 | 0 | 0 | 0 | 0 | 0 | 0 | 0 | 0 | 0 | 0 | 0 |  |  |  |  | 0 | 0 | 0 | 0 | 0 | 0 | 0 | 0 | 0 | 1/1/2025 | 12/31/2099 | TRUE | TCO |  | 2024 |  |  |  | REF | 0 | 0 | Real 2021 ¦ 12/22/2022 3:42:52 PM | 0 | Area 1001 Gas CC 2x1 2025 | 0 |  | 1 | Unit |  | PJM | 0 | 0 | 0.965 | 0 | 0 | 0 | 0 | 0 | 0 | 0 | 0 | 0
2959 | Area 1001 Gas CC 2x1 2026 | ATC | 2024 | AEP-KPCO | 0 | 0 | 0 | 0 | 0 |  | 0 | 0 | 0 | 0 | 0 | 0 | 0 | 0 | -1 | 0 | 0 |  | 0 | 0 | 0 | 0 | 0 | 0 | 0 | 0 | 0 | 0 | 0 | 0 | 0 | -1 | 0 | 0 | 0 | 0 | 0 | 0 | 0 | 0 | 0 | 0 | 0 | 0 | 0 | 0 | 0 | 0 | 0 |  |  |  |  | 0 | 0 | 0 | 0 | 0 | 0 | 0 | 0 | 0 | 1/1/2026 | 12/31/2099 | TRUE | TCO |  | 2024 |  |  |  | REF | 0 | 0 | Real 2021 ¦ 12/22/2022 3:42:52 PM | 0 | Area 1001 Gas CC 2x1 2026 | 0 |  | 1 | Unit |  | PJM | 0 | 0 | 0.965 | 0 | 0 | 0 | 0 | 0 | 0 | 0 | 0 | 0
2960 | Area 1001 Gas CC 2x1 2027 | ATC | 2024 | AEP-KPCO | 0 | 0 | 0 | 0 | 0 |  | 0 | 0 | 0 | 0 | 0 | 0 | 0 | 0 | -1 | 0 | 0 |  | 0 | 0 | 0 | 0 | 0 | 0 | 0 | 0 | 0 | 0 | 0 | 0 | 0 | -1 | 0 | 0 | 0 | 0 | 0 | 0 | 0 | 0 | 0 | 0 | 0 | 0 | 0 | 0 | 0 | 0 | 0 |  |  |  |  | 0 | 0 | 0 | 0 | 0 | 0 | 0 | 0 | 0 | 1/1/2027 | 12/31/2099 | TRUE | TCO |  | 2024 |  |  |  | REF | 0 | 0 | Real 2021 ¦ 12/22/2022 3:42:52 PM | 0 | Area 1001 Gas CC 2x1 2027 | 0 |  | 1 | Unit |  | PJM | 0 | 0 | 0.965 | 0 | 0 | 0 | 0 | 0 | 0 | 0 | 0 | 0
2961 | Area 1001 Gas CC 2x1 2028 | ATC | 2024 | AEP-KPCO | 0 | 0 | 0 | 0 | 0 |  | 0 | 0 | 0 | 0 | 0 | 0 | 0 | 0 | -1 | 0 | 0 |  | 0 | 0 | 0 | 0 | 0 | 0 | 0 | 0 | 0 | 0 | 0 | 0 | 0 | -1 | 0 | 0 | 0 | 0 | 0 | 0 | 0 | 0 | 0 | 0 | 0 | 0 | 0 | 0 | 0 | 0 | 0 |  |  |  |  | 0 | 0 | 0 | 0 | 0 | 0 | 0 | 0 | 0 | 1/1/2028 | 12/31/2099 | TRUE | TCO |  | 2024 |  |  |  | REF | 0 | 0 | Real 2021 ¦ 12/22/2022 3:42:52 PM | 0 | Area 1001 Gas CC 2x1 2028 | 0 |  | 1 | Unit |  | PJM | 0 | 0 | 0.965 | 0 | 0 | 0 | 0 | 0 | 0 | 0 | 0 | 0
2962 | Area 1001 Gas CC 2x1 2029 | ATC | 2024 | AEP-KPCO | 0 | 0 | 0 | 0 | 0 |  | 0 | 0 | 0 | 0 | 0 | 0 | 0 | 0 | -1 | 0 | 0 |  | 0 | 0 | 0 | 0 | 0 | 0 | 0 | 0 | 0 | 0 | 0 | 0 | 0 | -1 | 0 | 0 | 0 | 0 | 0 | 0 | 0 | 0 | 0 | 0 | 0 | 0 | 0 | 0 | 0 | 0 | 0 |  |  |  |  | 0 | 0 | 0 | 0 | 0 | 0 | 0 | 0 | 0 | 1/1/2029 | 12/31/2099 | TRUE | TCO |  | 2024 |  |  |  | REF | 0 | 0 | Real 2021 ¦ 12/22/2022 3:42:52 PM | 0 | Area 1001 Gas CC 2x1 2029 | 0 |  | 1 | Unit |  | PJM | 0 | 0 | 0.965 | 0 | 0 | 0 | 0 | 0 | 0 | 0 | 0 | 0
2963 | Area 1001 Gas CC 2x1 2030 | ATC | 2024 | AEP-KPCO | 0 | 0 | 0 | 0 | 0 |  | 0 | 0 | 0 | 0 | 0 | 0 | 0 | 0 | -1 | 0 | 0 |  | 0 | 0 | 0 | 0 | 0 | 0 | 0 | 0 | 0 | 0 | 0 | 0 | 0 | -1 | 0 | 0 | 0 | 0 | 0 | 0 | 0 | 0 | 0 | 0 | 0 | 0 | 0 | 0 | 0 | 0 | 0 |  |  |  |  | 0 | 0 | 0 | 0 | 0 | 0 | 0 | 0 | 0 | 1/1/2030 | 12/31/2099 | TRUE | TCO |  | 2024 |  |  |  | REF | 0 | 0 | Real 2021 ¦ 12/22/2022 3:42:52 PM | 0 | Area 1001 Gas CC 2x1 2030 | 0 |  | 1 | Unit |  | PJM | 0 | 0 | 0.965 | 0 | 0 | 0 | 0 | 0 | 0 | 0 | 0 | 0
2964 | Area 1001 Gas CC 2x1 2031 | ATC | 2024 | AEP-KPCO | 0 | 0 | 0 | 0 | 0 |  | 0 | 0 | 0 | 0 | 0 | 0 | 0 | 0 | -1 | 0 | 0 |  | 0 | 0 | 0 | 0 | 0 | 0 | 0 | 0 | 0 | 0 | 0 | 0 | 0 | -1 | 0 | 0 | 0 | 0 | 0 | 0 | 0 | 0 | 0 | 0 | 0 | 0 | 0 | 0 | 0 | 0 | 0 |  |  |  |  | 0 | 0 | 0 | 0 | 0 | 0 | 0 | 0 | 0 | 1/1/2031 | 12/31/2099 | TRUE | TCO |  | 2024 |  |  |  | REF | 0 | 0 | Real 2021 ¦ 12/22/2022 3:42:52 PM | 0 | Area 1001 Gas CC 2x1 2031 | 0 |  | 1 | Unit |  | PJM | 0 | 0 | 0.965 | 0 | 0 | 0 | 0 | 0 | 0 | 0 | 0 | 0
2965 | Area 1001 Gas CC 2x1 2032 | ATC | 2024 | AEP-KPCO | 0 | 0 | 0 | 0 | 0 |  | 0 | 0 | 0 | 0 | 0 | 0 | 0 | 0 | -1 | 0 | 0 |  | 0 | 0 | 0 | 0 | 0 | 0 | 0 | 0 | 0 | 0 | 0 | 0 | 0 | -1 | 0 | 0 | 0 | 0 | 0 | 0 | 0 | 0 | 0 | 0 | 0 | 0 | 0 | 0 | 0 | 0 | 0 |  |  |  |  | 0 | 0 | 0 | 0 | 0 | 0 | 0 | 0 | 0 | 1/1/2032 | 12/31/2099 | TRUE | TCO |  | 2024 |  |  |  | REF | 0 | 0 | Real 2021 ¦ 12/22/2022 3:42:52 PM | 0 | Area 1001 Gas CC 2x1 2032 | 0 |  | 1 | Unit |  | PJM | 0 | 0 | 0.965 | 0 | 0 | 0 | 0 | 0 | 0 | 0 | 0 | 0
2966 | Area 1001 Gas CC 2x1 2033 | ATC | 2024 | AEP-KPCO | 0 | 0 | 0 | 0 | 0 |  | 0 | 0 | 0 | 0 | 0 | 0 | 0 | 0 | -1 | 0 | 0 |  | 0 | 0 | 0 | 0 | 0 | 0 | 0 | 0 | 0 | 0 | 0 | 0 | 0 | -1 | 0 | 0 | 0 | 0 | 0 | 0 | 0 | 0 | 0 | 0 | 0 | 0 | 0 | 0 | 0 | 0 | 0 |  |  |  |  | 0 | 0 | 0 | 0 | 0 | 0 | 0 | 0 | 0 | 1/1/2033 | 12/31/2099 | TRUE | TCO |  | 2024 |  |  |  | REF | 0 | 0 | Real 2021 ¦ 12/22/2022 3:42:52 PM | 0 | Area 1001 Gas CC 2x1 2033 | 0 |  | 1 | Unit |  | PJM | 0 | 0 | 0.965 | 0 | 0 | 0 | 0 | 0 | 0 | 0 | 0 | 0
2967 | Area 1001 Gas CC 2x1 2034 | ATC | 2024 | AEP-KPCO | 0 | 0 | 0 | 0 | 0 |  | 0 | 0 | 0 | 0 | 0 | 0 | 0 | 0 | -1 | 0 | 0 |  | 0 | 0 | 0 | 0 | 0 | 0 | 0 | 0 | 0 | 0 | 0 | 0 | 0 | -1 | 0 | 0 | 0 | 0 | 0 | 0 | 0 | 0 | 0 | 0 | 0 | 0 | 0 | 0 | 0 | 0 | 0 |  |  |  |  | 0 | 0 | 0 | 0 | 0 | 0 | 0 | 0 | 0 | 1/1/2034 | 12/31/2099 | TRUE | TCO |  | 2024 |  |  |  | REF | 0 | 0 | Real 2021 ¦ 12/22/2022 3:42:52 PM | 0 | Area 1001 Gas CC 2x1 2034 | 0 |  | 1 | Unit |  | PJM | 0 | 0 | 0.965 | 0 | 0 | 0 | 0 | 0 | 0 | 0 | 0 | 0
2968 | Area 1001 Gas CC 2x1 2035 | ATC | 2024 | AEP-KPCO | 0 | 0 | 0 | 0 | 0 |  | 0 | 0 | 0 | 0 | 0 | 0 | 0 | 0 | -1 | 0 | 0 |  | 0 | 0 | 0 | 0 | 0 | 0 | 0 | 0 | 0 | 0 | 0 | 0 | 0 | -1 | 0 | 0 | 0 | 0 | 0 | 0 | 0 | 0 | 0 | 0 | 0 | 0 | 0 | 0 | 0 | 0 | 0 |  |  |  |  | 0 | 0 | 0 | 0 | 0 | 0 | 0 | 0 | 0 | 1/1/2035 | 12/31/2099 | TRUE | TCO |  | 2024 |  |  |  | REF | 0 | 0 | Real 2021 ¦ 12/22/2022 3:42:52 PM | 0 | Area 1001 Gas CC 2x1 2035 | 0 |  | 1 | Unit |  | PJM | 0 | 0 | 0.965 | 0 | 0 | 0 | 0 | 0 | 0 | 0 | 0 | 0
2969 | Area 1001 Gas CC 2x1 2036 | ATC | 2024 | AEP-KPCO | 0 | 0 | 0 | 0 | 0 |  | 0 | 0 | 0 | 0 | 0 | 0 | 0 | 0 | -1 | 0 | 0 |  | 0 | 0 | 0 | 0 | 0 | 0 | 0 | 0 | 0 | 0 | 0 | 0 | 0 | -1 | 0 | 0 | 0 | 0 | 0 | 0 | 0 | 0 | 0 | 0 | 0 | 0 | 0 | 0 | 0 | 0 | 0 |  |  |  |  | 0 | 0 | 0 | 0 | 0 | 0 | 0 | 0 | 0 | 1/1/2036 | 12/31/2099 | TRUE | TCO |  | 2024 |  |  |  | REF | 0 | 0 | Real 2021 ¦ 12/22/2022 3:42:52 PM | 0 | Area 1001 Gas CC 2x1 2036 | 0 |  | 1 | Unit |  | PJM | 0 | 0 | 0.965 | 0 | 0 | 0 | 0 | 0 | 0 | 0 | 0 | 0
2970 | Area 1001 Gas CC 2x1 2037 | ATC | 2024 | AEP-KPCO | 0 | 0 | 0 | 0 | 0 |  | 0 | 0 | 0 | 0 | 0 | 0 | 0 | 0 | -1 | 0 | 0 |  | 0 | 0 | 0 | 0 | 0 | 0 | 0 | 0 | 0 | 0 | 0 | 0 | 0 | -1 | 0 | 0 | 0 | 0 | 0 | 0 | 0 | 0 | 0 | 0 | 0 | 0 | 0 | 0 | 0 | 0 | 0 |  |  |  |  | 0 | 0 | 0 | 0 | 0 | 0 | 0 | 0 | 0 | 1/1/2037 | 12/31/2099 | TRUE | TCO |  | 2024 |  |  |  | REF | 0 | 0 | Real 2021 ¦ 12/22/2022 3:42:52 PM | 0 | Area 1001 Gas CC 2x1 2037 | 0 |  | 1 | Unit |  | PJM | 0 | 0 | 0.965 | 0 | 0 | 0 | 0 | 0 | 0 | 0 | 0 | 0
2971 | Area 1001 Gas CC 2x1 2038 | ATC | 2024 | AEP-KPCO | 0 | 0 | 0 | 0 | 0 |  | 0 | 0 | 0 | 0 | 0 | 0 | 0 | 0 | -1 | 0 | 0 |  | 0 | 0 | 0 | 0 | 0 | 0 | 0 | 0 | 0 | 0 | 0 | 0 | 0 | -1 | 0 | 0 | 0 | 0 | 0 | 0 | 0 | 0 | 0 | 0 | 0 | 0 | 0 | 0 | 0 | 0 | 0 |  |  |  |  | 0 | 0 | 0 | 0 | 0 | 0 | 0 | 0 | 0 | 1/1/2038 | 12/31/2099 | TRUE | TCO |  | 2024 |  |  |  | REF | 0 | 0 | Real 2021 ¦ 12/22/2022 3:42:52 PM | 0 | Area 1001 Gas CC 2x1 2038 | 0 |  | 1 | Unit |  | PJM | 0 | 0 | 0.965 | 0 | 0 | 0 | 0 | 0 | 0 | 0 | 0 | 0
2972 | Area 1001 Gas CC 2x1 2039 | ATC | 2024 | AEP-KPCO | 0 | 0 | 0 | 0 | 0 |  | 0 | 0 | 0 | 0 | 0 | 0 | 0 | 0 | -1 | 0 | 0 |  | 0 | 0 | 0 | 0 | 0 | 0 | 0 | 0 | 0 | 0 | 0 | 0 | 0 | -1 | 0 | 0 | 0 | 0 | 0 | 0 | 0 | 0 | 0 | 0 | 0 | 0 | 0 | 0 | 0 | 0 | 0 |  |  |  |  | 0 | 0 | 0 | 0 | 0 | 0 | 0 | 0 | 0 | 1/1/2039 | 12/31/2099 | TRUE | TCO |  | 2024 |  |  |  | REF | 0 | 0 | Real 2021 ¦ 12/22/2022 3:42:52 PM | 0 | Area 1001 Gas CC 2x1 2039 | 0 |  | 1 | Unit |  | PJM | 0 | 0 | 0.965 | 0 | 0 | 0 | 0 | 0 | 0 | 0 | 0 | 0
2973 | Area 1001 Gas CC 2x1 2040 | ATC | 2024 | AEP-KPCO | 0 | 0 | 0 | 0 | 0 |  | 0 | 0 | 0 | 0 | 0 | 0 | 0 | 0 | -1 | 0 | 0 |  | 0 | 0 | 0 | 0 | 0 | 0 | 0 | 0 | 0 | 0 | 0 | 0 | 0 | -1 | 0 | 0 | 0 | 0 | 0 | 0 | 0 | 0 | 0 | 0 | 0 | 0 | 0 | 0 | 0 | 0 | 0 |  |  |  |  | 0 | 0 | 0 | 0 | 0 | 0 | 0 | 0 | 0 | 1/1/2040 | 12/31/2099 | TRUE | TCO |  | 2024 |  |  |  | REF | 0 | 0 | Real 2021 ¦ 12/22/2022 3:42:52 PM | 0 | Area 1001 Gas CC 2x1 2040 | 0 |  | 1 | Unit |  | PJM | 0 | 0 | 0.965 | 0 | 0 | 0 | 0 | 0 | 0 | 0 | 0 | 0
2974 | Area 1001 Gas CC 2x1 2041 | ATC | 2024 | AEP-KPCO | 0 | 0 | 0 | 0 | 0 |  | 0 | 0 | 0 | 0 | 0 | 0 | 0 | 0 | -1 | 0 | 0 |  | 0 | 0 | 0 | 0 | 0 | 0 | 0 | 0 | 0 | 0 | 0 | 0 | 0 | -1 | 0 | 0 | 0 | 0 | 0 | 0 | 0 | 0 | 0 | 0 | 0 | 0 | 0 | 0 | 0 | 0 | 0 |  |  |  |  | 0 | 0 | 0 | 0 | 0 | 0 | 0 | 0 | 0 | 1/1/2041 | 12/31/2099 | TRUE | TCO |  | 2024 |  |  |  | REF | 0 | 0 | Real 2021 ¦ 12/22/2022 3:42:52 PM | 0 | Area 1001 Gas CC 2x1 2041 | 0 |  | 1 | Unit |  | PJM | 0 | 0 | 0.965 | 0 | 0 | 0 | 0 | 0 | 0 | 0 | 0 | 0
2975 | Area 1001 Gas CC 2x1 2042 | ATC | 2024 | AEP-KPCO | 0 | 0 | 0 | 0 | 0 |  | 0 | 0 | 0 | 0 | 0 | 0 | 0 | 0 | -1 | 0 | 0 |  | 0 | 0 | 0 | 0 | 0 | 0 | 0 | 0 | 0 | 0 | 0 | 0 | 0 | -1 | 0 | 0 | 0 | 0 | 0 | 0 | 0 | 0 | 0 | 0 | 0 | 0 | 0 | 0 | 0 | 0 | 0 |  |  |  |  | 0 | 0 | 0 | 0 | 0 | 0 | 0 | 0 | 0 | 1/1/2042 | 12/31/2099 | TRUE | TCO |  | 2024 |  |  |  | REF | 0 | 0 | Real 2021 ¦ 12/22/2022 3:42:52 PM | 0 | Area 1001 Gas CC 2x1 2042 | 0 |  | 1 | Unit |  | PJM | 0 | 0 | 0.965 | 0 | 0 | 0 | 0 | 0 | 0 | 0 | 0 | 0
2976 | Area 1001 Gas CC 2x1 2043 | ATC | 2024 | AEP-KPCO | 0 | 0 | 0 | 0 | 0 |  | 0 | 0 | 0 | 0 | 0 | 0 | 0 | 0 | -1 | 0 | 0 |  | 0 | 0 | 0 | 0 | 0 | 0 | 0 | 0 | 0 | 0 | 0 | 0 | 0 | -1 | 0 | 0 | 0 | 0 | 0 | 0 | 0 | 0 | 0 | 0 | 0 | 0 | 0 | 0 | 0 | 0 | 0 |  |  |  |  | 0 | 0 | 0 | 0 | 0 | 0 | 0 | 0 | 0 | 1/1/2043 | 12/31/2099 | TRUE | TCO |  | 2024 |  |  |  | REF | 0 | 0 | Real 2021 ¦ 12/22/2022 3:42:52 PM | 0 | Area 1001 Gas CC 2x1 2043 | 0 |  | 1 | Unit |  | PJM | 0 | 0 | 0.965 | 0 | 0 | 0 | 0 | 0 | 0 | 0 | 0 | 0
2977 | Area 1001 Gas CC 1x1 2024 | ATC | 2024 | AEP-KPCO | 362.1129 | 399.1386 | 0 | 22.9044 | 31.7395 | 23.0439 | 21.556 | 72954.6406 | 418 | 66748.1875 | 6206.4512 | 0 | 0 | 3.1462 | -1 | 20028990 | 6431 | 6440.7979 | 6002.4287 | 108.6339 | 354.0194 | 3109706.5 | 3109706.5 | 0 | 8.857 | 100 | 20028990 | 151651.7812 | 151651.7812 | 0 | 0 | -1 | 0 | 8.8255 | 1 | 63353.5195 | 0.54368 | 0 | 0 | 0.54368 | 0 | 0 | 0 | 7028.6123 | 8305.6123 | 8305.6123 | 0 | 0 | 0 | 0.88696 | 48.7672 | 46.507 | 2.2602 | 0.58139 | 23.7991 | 13.2267 | 0 | 0 | 8784 | 3109706.5 | 0 | 0 | 1/1/2024 | 12/31/2099 | TRUE | TCO |  | 2024 |  |  |  | REF | 0 | 0 | Real 2021 ¦ 12/22/2022 3:42:52 PM | 0 | Area 1001 Gas CC 1x1 2024 | 0 |  | 1 | Unit |  | PJM | 403.37 | 0 | 0.965 | 0 | 0 | 8.8255 | 0 | 3180799.25 | 0 | 63353.5195 | 0 | 0
2978 | Area 1001 Gas CC 1x1 2025 | ATC | 2024 | AEP-KPCO | 0 | 0 | 0 | 0 | 0 |  | 0 | 0 | 0 | 0 | 0 | 0 | 0 | 0 | -1 | 0 | 0 |  | 0 | 0 | 0 | 0 | 0 | 0 | 0 | 0 | 0 | 0 | 0 | 0 | 0 | -1 | 0 | 0 | 0 | 0 | 0 | 0 | 0 | 0 | 0 | 0 | 0 | 0 | 0 | 0 | 0 | 0 | 0 |  |  |  |  | 0 | 0 | 0 | 0 | 0 | 0 | 0 | 0 | 0 | 1/1/2025 | 12/31/2099 | TRUE | TCO |  | 2024 |  |  |  | REF | 0 | 0 | Real 2021 ¦ 12/22/2022 3:42:52 PM | 0 | Area 1001 Gas CC 1x1 2025 | 0 |  | 1 | Unit |  | PJM | 0 | 0 | 0.965 | 0 | 0 | 0 | 0 | 0 | 0 | 0 | 0 | 0
2979 | Area 1001 Gas CC 1x1 2026 | ATC | 2024 | AEP-KPCO | 0 | 0 | 0 | 0 | 0 |  | 0 | 0 | 0 | 0 | 0 | 0 | 0 | 0 | -1 | 0 | 0 |  | 0 | 0 | 0 | 0 | 0 | 0 | 0 | 0 | 0 | 0 | 0 | 0 | 0 | -1 | 0 | 0 | 0 | 0 | 0 | 0 | 0 | 0 | 0 | 0 | 0 | 0 | 0 | 0 | 0 | 0 | 0 |  |  |  |  | 0 | 0 | 0 | 0 | 0 | 0 | 0 | 0 | 0 | 1/1/2026 | 12/31/2099 | TRUE | TCO |  | 2024 |  |  |  | REF | 0 | 0 | Real 2021 ¦ 12/22/2022 3:42:52 PM | 0 | Area 1001 Gas CC 1x1 2026 | 0 |  | 1 | Unit |  | PJM | 0 | 0 | 0.965 | 0 | 0 | 0 | 0 | 0 | 0 | 0 | 0 | 0
2980 | Area 1001 Gas CC 1x1 2027 | ATC | 2024 | AEP-KPCO | 0 | 0 | 0 | 0 | 0 |  | 0 | 0 | 0 | 0 | 0 | 0 | 0 | 0 | -1 | 0 | 0 |  | 0 | 0 | 0 | 0 | 0 | 0 | 0 | 0 | 0 | 0 | 0 | 0 | 0 | -1 | 0 | 0 | 0 | 0 | 0 | 0 | 0 | 0 | 0 | 0 | 0 | 0 | 0 | 0 | 0 | 0 | 0 |  |  |  |  | 0 | 0 | 0 | 0 | 0 | 0 | 0 | 0 | 0 | 1/1/2027 | 12/31/2099 | TRUE | TCO |  | 2024 |  |  |  | REF | 0 | 0 | Real 2021 ¦ 12/22/2022 3:42:52 PM | 0 | Area 1001 Gas CC 1x1 2027 | 0 |  | 1 | Unit |  | PJM | 0 | 0 | 0.965 | 0 | 0 | 0 | 0 | 0 | 0 | 0 | 0 | 0
2981 | Area 1001 Gas CC 1x1 2028 | ATC | 2024 | AEP-KPCO | 0 | 0 | 0 | 0 | 0 |  | 0 | 0 | 0 | 0 | 0 | 0 | 0 | 0 | -1 | 0 | 0 |  | 0 | 0 | 0 | 0 | 0 | 0 | 0 | 0 | 0 | 0 | 0 | 0 | 0 | -1 | 0 | 0 | 0 | 0 | 0 | 0 | 0 | 0 | 0 | 0 | 0 | 0 | 0 | 0 | 0 | 0 | 0 |  |  |  |  | 0 | 0 | 0 | 0 | 0 | 0 | 0 | 0 | 0 | 1/1/2028 | 12/31/2099 | TRUE | TCO |  | 2024 |  |  |  | REF | 0 | 0 | Real 2021 ¦ 12/22/2022 3:42:52 PM | 0 | Area 1001 Gas CC 1x1 2028 | 0 |  | 1 | Unit |  | PJM | 0 | 0 | 0.965 | 0 | 0 | 0 | 0 | 0 | 0 | 0 | 0 | 0
2982 | Area 1001 Gas CC 1x1 2029 | ATC | 2024 | AEP-KPCO | 0 | 0 | 0 | 0 | 0 |  | 0 | 0 | 0 | 0 | 0 | 0 | 0 | 0 | -1 | 0 | 0 |  | 0 | 0 | 0 | 0 | 0 | 0 | 0 | 0 | 0 | 0 | 0 | 0 | 0 | -1 | 0 | 0 | 0 | 0 | 0 | 0 | 0 | 0 | 0 | 0 | 0 | 0 | 0 | 0 | 0 | 0 | 0 |  |  |  |  | 0 | 0 | 0 | 0 | 0 | 0 | 0 | 0 | 0 | 1/1/2029 | 12/31/2099 | TRUE | TCO |  | 2024 |  |  |  | REF | 0 | 0 | Real 2021 ¦ 12/22/2022 3:42:52 PM | 0 | Area 1001 Gas CC 1x1 2029 | 0 |  | 1 | Unit |  | PJM | 0 | 0 | 0.965 | 0 | 0 | 0 | 0 | 0 | 0 | 0 | 0 | 0
2983 | Area 1001 Gas CC 1x1 2030 | ATC | 2024 | AEP-KPCO | 0 | 0 | 0 | 0 | 0 |  | 0 | 0 | 0 | 0 | 0 | 0 | 0 | 0 | -1 | 0 | 0 |  | 0 | 0 | 0 | 0 | 0 | 0 | 0 | 0 | 0 | 0 | 0 | 0 | 0 | -1 | 0 | 0 | 0 | 0 | 0 | 0 | 0 | 0 | 0 | 0 | 0 | 0 | 0 | 0 | 0 | 0 | 0 |  |  |  |  | 0 | 0 | 0 | 0 | 0 | 0 | 0 | 0 | 0 | 1/1/2030 | 12/31/2099 | TRUE | TCO |  | 2024 |  |  |  | REF | 0 | 0 | Real 2021 ¦ 12/22/2022 3:42:52 PM | 0 | Area 1001 Gas CC 1x1 2030 | 0 |  | 1 | Unit |  | PJM | 0 | 0 | 0.965 | 0 | 0 | 0 | 0 | 0 | 0 | 0 | 0 | 0
2984 | Area 1001 Gas CC 1x1 2031 | ATC | 2024 | AEP-KPCO | 0 | 0 | 0 | 0 | 0 |  | 0 | 0 | 0 | 0 | 0 | 0 | 0 | 0 | -1 | 0 | 0 |  | 0 | 0 | 0 | 0 | 0 | 0 | 0 | 0 | 0 | 0 | 0 | 0 | 0 | -1 | 0 | 0 | 0 | 0 | 0 | 0 | 0 | 0 | 0 | 0 | 0 | 0 | 0 | 0 | 0 | 0 | 0 |  |  |  |  | 0 | 0 | 0 | 0 | 0 | 0 | 0 | 0 | 0 | 1/1/2031 | 12/31/2099 | TRUE | TCO |  | 2024 |  |  |  | REF | 0 | 0 | Real 2021 ¦ 12/22/2022 3:42:52 PM | 0 | Area 1001 Gas CC 1x1 2031 | 0 |  | 1 | Unit |  | PJM | 0 | 0 | 0.965 | 0 | 0 | 0 | 0 | 0 | 0 | 0 | 0 | 0
2985 | Area 1001 Gas CC 1x1 2032 | ATC | 2024 | AEP-KPCO | 0 | 0 | 0 | 0 | 0 |  | 0 | 0 | 0 | 0 | 0 | 0 | 0 | 0 | -1 | 0 | 0 |  | 0 | 0 | 0 | 0 | 0 | 0 | 0 | 0 | 0 | 0 | 0 | 0 | 0 | -1 | 0 | 0 | 0 | 0 | 0 | 0 | 0 | 0 | 0 | 0 | 0 | 0 | 0 | 0 | 0 | 0 | 0 |  |  |  |  | 0 | 0 | 0 | 0 | 0 | 0 | 0 | 0 | 0 | 1/1/2032 | 12/31/2099 | TRUE | TCO |  | 2024 |  |  |  | REF | 0 | 0 | Real 2021 ¦ 12/22/2022 3:42:52 PM | 0 | Area 1001 Gas CC 1x1 2032 | 0 |  | 1 | Unit |  | PJM | 0 | 0 | 0.965 | 0 | 0 | 0 | 0 | 0 | 0 | 0 | 0 | 0
2986 | Area 1001 Gas CC 1x1 2033 | ATC | 2024 | AEP-KPCO | 0 | 0 | 0 | 0 | 0 |  | 0 | 0 | 0 | 0 | 0 | 0 | 0 | 0 | -1 | 0 | 0 |  | 0 | 0 | 0 | 0 | 0 | 0 | 0 | 0 | 0 | 0 | 0 | 0 | 0 | -1 | 0 | 0 | 0 | 0 | 0 | 0 | 0 | 0 | 0 | 0 | 0 | 0 | 0 | 0 | 0 | 0 | 0 |  |  |  |  | 0 | 0 | 0 | 0 | 0 | 0 | 0 | 0 | 0 | 1/1/2033 | 12/31/2099 | TRUE | TCO |  | 2024 |  |  |  | REF | 0 | 0 | Real 2021 ¦ 12/22/2022 3:42:52 PM | 0 | Area 1001 Gas CC 1x1 2033 | 0 |  | 1 | Unit |  | PJM | 0 | 0 | 0.965 | 0 | 0 | 0 | 0 | 0 | 0 | 0 | 0 | 0
2987 | Area 1001 Gas CC 1x1 2034 | ATC | 2024 | AEP-KPCO | 0 | 0 | 0 | 0 | 0 |  | 0 | 0 | 0 | 0 | 0 | 0 | 0 | 0 | -1 | 0 | 0 |  | 0 | 0 | 0 | 0 | 0 | 0 | 0 | 0 | 0 | 0 | 0 | 0 | 0 | -1 | 0 | 0 | 0 | 0 | 0 | 0 | 0 | 0 | 0 | 0 | 0 | 0 | 0 | 0 | 0 | 0 | 0 |  |  |  |  | 0 | 0 | 0 | 0 | 0 | 0 | 0 | 0 | 0 | 1/1/2034 | 12/31/2099 | TRUE | TCO |  | 2024 |  |  |  | REF | 0 | 0 | Real 2021 ¦ 12/22/2022 3:42:52 PM | 0 | Area 1001 Gas CC 1x1 2034 | 0 |  | 1 | Unit |  | PJM | 0 | 0 | 0.965 | 0 | 0 | 0 | 0 | 0 | 0 | 0 | 0 | 0
2988 | Area 1001 Gas CC 1x1 2035 | ATC | 2024 | AEP-KPCO | 0 | 0 | 0 | 0 | 0 |  | 0 | 0 | 0 | 0 | 0 | 0 | 0 | 0 | -1 | 0 | 0 |  | 0 | 0 | 0 | 0 | 0 | 0 | 0 | 0 | 0 | 0 | 0 | 0 | 0 | -1 | 0 | 0 | 0 | 0 | 0 | 0 | 0 | 0 | 0 | 0 | 0 | 0 | 0 | 0 | 0 | 0 | 0 |  |  |  |  | 0 | 0 | 0 | 0 | 0 | 0 | 0 | 0 | 0 | 1/1/2035 | 12/31/2099 | TRUE | TCO |  | 2024 |  |  |  | REF | 0 | 0 | Real 2021 ¦ 12/22/2022 3:42:52 PM | 0 | Area 1001 Gas CC 1x1 2035 | 0 |  | 1 | Unit |  | PJM | 0 | 0 | 0.965 | 0 | 0 | 0 | 0 | 0 | 0 | 0 | 0 | 0
2989 | Area 1001 Gas CC 1x1 2036 | ATC | 2024 | AEP-KPCO | 0 | 0 | 0 | 0 | 0 |  | 0 | 0 | 0 | 0 | 0 | 0 | 0 | 0 | -1 | 0 | 0 |  | 0 | 0 | 0 | 0 | 0 | 0 | 0 | 0 | 0 | 0 | 0 | 0 | 0 | -1 | 0 | 0 | 0 | 0 | 0 | 0 | 0 | 0 | 0 | 0 | 0 | 0 | 0 | 0 | 0 | 0 | 0 |  |  |  |  | 0 | 0 | 0 | 0 | 0 | 0 | 0 | 0 | 0 | 1/1/2036 | 12/31/2099 | TRUE | TCO |  | 2024 |  |  |  | REF | 0 | 0 | Real 2021 ¦ 12/22/2022 3:42:52 PM | 0 | Area 1001 Gas CC 1x1 2036 | 0 |  | 1 | Unit |  | PJM | 0 | 0 | 0.965 | 0 | 0 | 0 | 0 | 0 | 0 | 0 | 0 | 0
2990 | Area 1001 Gas CC 1x1 2037 | ATC | 2024 | AEP-KPCO | 0 | 0 | 0 | 0 | 0 |  | 0 | 0 | 0 | 0 | 0 | 0 | 0 | 0 | -1 | 0 | 0 |  | 0 | 0 | 0 | 0 | 0 | 0 | 0 | 0 | 0 | 0 | 0 | 0 | 0 | -1 | 0 | 0 | 0 | 0 | 0 | 0 | 0 | 0 | 0 | 0 | 0 | 0 | 0 | 0 | 0 | 0 | 0 |  |  |  |  | 0 | 0 | 0 | 0 | 0 | 0 | 0 | 0 | 0 | 1/1/2037 | 12/31/2099 | TRUE | TCO |  | 2024 |  |  |  | REF | 0 | 0 | Real 2021 ¦ 12/22/2022 3:42:52 PM | 0 | Area 1001 Gas CC 1x1 2037 | 0 |  | 1 | Unit |  | PJM | 0 | 0 | 0.965 | 0 | 0 | 0 | 0 | 0 | 0 | 0 | 0 | 0
2991 | Area 1001 Gas CC 1x1 2038 | ATC | 2024 | AEP-KPCO | 0 | 0 | 0 | 0 | 0 |  | 0 | 0 | 0 | 0 | 0 | 0 | 0 | 0 | -1 | 0 | 0 |  | 0 | 0 | 0 | 0 | 0 | 0 | 0 | 0 | 0 | 0 | 0 | 0 | 0 | -1 | 0 | 0 | 0 | 0 | 0 | 0 | 0 | 0 | 0 | 0 | 0 | 0 | 0 | 0 | 0 | 0 | 0 |  |  |  |  | 0 | 0 | 0 | 0 | 0 | 0 | 0 | 0 | 0 | 1/1/2038 | 12/31/2099 | TRUE | TCO |  | 2024 |  |  |  | REF | 0 | 0 | Real 2021 ¦ 12/22/2022 3:42:52 PM | 0 | Area 1001 Gas CC 1x1 2038 | 0 |  | 1 | Unit |  | PJM | 0 | 0 | 0.965 | 0 | 0 | 0 | 0 | 0 | 0 | 0 | 0 | 0
2992 | Area 1001 Gas CC 1x1 2039 | ATC | 2024 | AEP-KPCO | 0 | 0 | 0 | 0 | 0 |  | 0 | 0 | 0 | 0 | 0 | 0 | 0 | 0 | -1 | 0 | 0 |  | 0 | 0 | 0 | 0 | 0 | 0 | 0 | 0 | 0 | 0 | 0 | 0 | 0 | -1 | 0 | 0 | 0 | 0 | 0 | 0 | 0 | 0 | 0 | 0 | 0 | 0 | 0 | 0 | 0 | 0 | 0 |  |  |  |  | 0 | 0 | 0 | 0 | 0 | 0 | 0 | 0 | 0 | 1/1/2039 | 12/31/2099 | TRUE | TCO |  | 2024 |  |  |  | REF | 0 | 0 | Real 2021 ¦ 12/22/2022 3:42:52 PM | 0 | Area 1001 Gas CC 1x1 2039 | 0 |  | 1 | Unit |  | PJM | 0 | 0 | 0.965 | 0 | 0 | 0 | 0 | 0 | 0 | 0 | 0 | 0
2993 | Area 1001 Gas CC 1x1 2040 | ATC | 2024 | AEP-KPCO | 0 | 0 | 0 | 0 | 0 |  | 0 | 0 | 0 | 0 | 0 | 0 | 0 | 0 | -1 | 0 | 0 |  | 0 | 0 | 0 | 0 | 0 | 0 | 0 | 0 | 0 | 0 | 0 | 0 | 0 | -1 | 0 | 0 | 0 | 0 | 0 | 0 | 0 | 0 | 0 | 0 | 0 | 0 | 0 | 0 | 0 | 0 | 0 |  |  |  |  | 0 | 0 | 0 | 0 | 0 | 0 | 0 | 0 | 0 | 1/1/2040 | 12/31/2099 | TRUE | TCO |  | 2024 |  |  |  | REF | 0 | 0 | Real 2021 ¦ 12/22/2022 3:42:52 PM | 0 | Area 1001 Gas CC 1x1 2040 | 0 |  | 1 | Unit |  | PJM | 0 | 0 | 0.965 | 0 | 0 | 0 | 0 | 0 | 0 | 0 | 0 | 0
2994 | Area 1001 Gas CC 1x1 2041 | ATC | 2024 | AEP-KPCO | 0 | 0 | 0 | 0 | 0 |  | 0 | 0 | 0 | 0 | 0 | 0 | 0 | 0 | -1 | 0 | 0 |  | 0 | 0 | 0 | 0 | 0 | 0 | 0 | 0 | 0 | 0 | 0 | 0 | 0 | -1 | 0 | 0 | 0 | 0 | 0 | 0 | 0 | 0 | 0 | 0 | 0 | 0 | 0 | 0 | 0 | 0 | 0 |  |  |  |  | 0 | 0 | 0 | 0 | 0 | 0 | 0 | 0 | 0 | 1/1/2041 | 12/31/2099 | TRUE | TCO |  | 2024 |  |  |  | REF | 0 | 0 | Real 2021 ¦ 12/22/2022 3:42:52 PM | 0 | Area 1001 Gas CC 1x1 2041 | 0 |  | 1 | Unit |  | PJM | 0 | 0 | 0.965 | 0 | 0 | 0 | 0 | 0 | 0 | 0 | 0 | 0
2995 | Area 1001 Gas CC 1x1 2042 | ATC | 2024 | AEP-KPCO | 0 | 0 | 0 | 0 | 0 |  | 0 | 0 | 0 | 0 | 0 | 0 | 0 | 0 | -1 | 0 | 0 |  | 0 | 0 | 0 | 0 | 0 | 0 | 0 | 0 | 0 | 0 | 0 | 0 | 0 | -1 | 0 | 0 | 0 | 0 | 0 | 0 | 0 | 0 | 0 | 0 | 0 | 0 | 0 | 0 | 0 | 0 | 0 |  |  |  |  | 0 | 0 | 0 | 0 | 0 | 0 | 0 | 0 | 0 | 1/1/2042 | 12/31/2099 | TRUE | TCO |  | 2024 |  |  |  | REF | 0 | 0 | Real 2021 ¦ 12/22/2022 3:42:52 PM | 0 | Area 1001 Gas CC 1x1 2042 | 0 |  | 1 | Unit |  | PJM | 0 | 0 | 0.965 | 0 | 0 | 0 | 0 | 0 | 0 | 0 | 0 | 0
2996 | Area 1001 Gas CC 1x1 2043 | ATC | 2024 | AEP-KPCO | 0 | 0 | 0 | 0 | 0 |  | 0 | 0 | 0 | 0 | 0 | 0 | 0 | 0 | -1 | 0 | 0 |  | 0 | 0 | 0 | 0 | 0 | 0 | 0 | 0 | 0 | 0 | 0 | 0 | 0 | -1 | 0 | 0 | 0 | 0 | 0 | 0 | 0 | 0 | 0 | 0 | 0 | 0 | 0 | 0 | 0 | 0 | 0 |  |  |  |  | 0 | 0 | 0 | 0 | 0 | 0 | 0 | 0 | 0 | 1/1/2043 | 12/31/2099 | TRUE | TCO |  | 2024 |  |  |  | REF | 0 | 0 | Real 2021 ¦ 12/22/2022 3:42:52 PM | 0 | Area 1001 Gas CC 1x1 2043 | 0 |  | 1 | Unit |  | PJM | 0 | 0 | 0.965 | 0 | 0 | 0 | 0 | 0 | 0 | 0 | 0 | 0
2997 | Area 1001 Gas CT 2023 | ATC | 2024 | AEP-KPCO | 209.6218 | 229.1705 | 0 | 31.7864 | 42.5852 | 31.7834 | 30.438 | 28150.4238 | 240 | 26375.291 | 1775.1327 | 0 | 0 | 3.1462 | -1 | 13256465 | 9905 | 10006.6025 | 9476.4287 | 62.8865 | 150.8165 | 1324771.75 | 1324771.75 | 0 | 6.7964 | 89.0597 | 13256465 | 69309.3047 | 69309.3047 | 0 | 0 | -1 | 0 | 202.2848 | 11 | 41280.1562 | 0.041991 | 0 | 0 | 0.041991 | 0 | 0 | 0 | -1149.1251 | 825.1346 | 825.1346 | 0 | 0 | 0 | 0.6581 | 52.3179 | 53.1853 | -0.86741 | 0.42912 | 13.7737 | 5.775 | 0 | 0 | 7823 | 1324771.75 | 0 | 0 | 1/1/2023 | 12/31/2099 | TRUE | TCO |  | 2024 |  |  |  | REF | 0 | 0 | Real 2021 ¦ 12/22/2022 3:42:52 PM | 0 | Area 1001 Gas CT 2023 | 0 |  | 1 | Unit |  | PJM | 228 | 0 | 0.95 | 0 | 0 | 202.2848 | 0 | 1841317.875 | 0 | 41280.1562 | 0 | 0
2998 | Area 1001 Gas CT 2024 | ATC | 2024 | AEP-KPCO | 209.6218 | 229.1705 | 0 | 31.7864 | 42.5852 | 31.7869 | 30.438 | 25487.7246 | 240 | 23712.5938 | 1775.1327 | 0 | 0 | 3.1462 | -1 | 13292205 | 9905 | 10008.249 | 9476.4287 | 62.8865 | 151.1982 | 1328124.875 | 1328124.875 | 0 | 0.056922 | 89.5947 | 13292205 | 69421.5625 | 69421.5625 | 0 | 0 | -1 | 0 | 221.3369 | 12 | 41389.3203 | 7.6035 | 0 | 0 | 7.6035 | 0 | 0 | 0 | 1495.526 | 827.2231 | 827.2231 | 0 | 0 | 0 | 0.65976 | 52.2704 | 51.1443 | 1.126 | 0.42962 | 13.7737 | 5.775 | 0 | 0 | 7870 | 1328124.875 | 0 | 0 | 1/1/2024 | 12/31/2099 | TRUE | TCO |  | 2024 |  |  |  | REF | 0 | 0 | Real 2021 ¦ 12/22/2022 3:42:52 PM | 0 | Area 1001 Gas CT 2024 | 0 |  | 1 | Unit |  | PJM | 228 | 0 | 0.95 | 0 | 0 | 221.3369 | 0 | 1841317.875 | 0 | 41389.3203 | 0 | 0
2999 | Area 1001 Gas CT 2025 | ATC | 2024 | AEP-KPCO | 0 | 0 | 0 | 0 | 0 |  | 0 | 0 | 0 | 0 | 0 | 0 | 0 | 0 | -1 | 0 | 0 |  | 0 | 0 | 0 | 0 | 0 | 0 | 0 | 0 | 0 | 0 | 0 | 0 | 0 | -1 | 0 | 0 | 0 | 0 | 0 | 0 | 0 | 0 | 0 | 0 | 0 | 0 | 0 | 0 | 0 | 0 | 0 |  |  |  |  | 0 | 0 | 0 | 0 | 0 | 0 | 0 | 0 | 0 | 1/1/2025 | 12/31/2099 | TRUE | TCO |  | 2024 |  |  |  | REF | 0 | 0 | Real 2021 ¦ 12/22/2022 3:42:52 PM | 0 | Area 1001 Gas CT 2025 | 0 |  | 1 | Unit |  | PJM | 0 | 0 | 0.95 | 0 | 0 | 0 | 0 | 0 | 0 | 0 | 0 | 0
3000 | Area 1001 Gas CT 2026 | ATC | 2024 | AEP-KPCO | 0 | 0 | 0 | 0 | 0 |  | 0 | 0 | 0 | 0 | 0 | 0 | 0 | 0 | -1 | 0 | 0 |  | 0 | 0 | 0 | 0 | 0 | 0 | 0 | 0 | 0 | 0 | 0 | 0 | 0 | -1 | 0 | 0 | 0 | 0 | 0 | 0 | 0 | 0 | 0 | 0 | 0 | 0 | 0 | 0 | 0 | 0 | 0 |  |  |  |  | 0 | 0 | 0 | 0 | 0 | 0 | 0 | 0 | 0 | 1/1/2026 | 12/31/2099 | TRUE | TCO |  | 2024 |  |  |  | REF | 0 | 0 | Real 2021 ¦ 12/22/2022 3:42:52 PM | 0 | Area 1001 Gas CT 2026 | 0 |  | 1 | Unit |  | PJM | 0 | 0 | 0.95 | 0 | 0 | 0 | 0 | 0 | 0 | 0 | 0 | 0
3001 | Area 1001 Gas CT 2027 | ATC | 2024 | AEP-KPCO | 0 | 0 | 0 | 0 | 0 |  | 0 | 0 | 0 | 0 | 0 | 0 | 0 | 0 | -1 | 0 | 0 |  | 0 | 0 | 0 | 0 | 0 | 0 | 0 | 0 | 0 | 0 | 0 | 0 | 0 | -1 | 0 | 0 | 0 | 0 | 0 | 0 | 0 | 0 | 0 | 0 | 0 | 0 | 0 | 0 | 0 | 0 | 0 |  |  |  |  | 0 | 0 | 0 | 0 | 0 | 0 | 0 | 0 | 0 | 1/1/2027 | 12/31/2099 | TRUE | TCO |  | 2024 |  |  |  | REF | 0 | 0 | Real 2021 ¦ 12/22/2022 3:42:52 PM | 0 | Area 1001 Gas CT 2027 | 0 |  | 1 | Unit |  | PJM | 0 | 0 | 0.95 | 0 | 0 | 0 | 0 | 0 | 0 | 0 | 0 | 0
3002 | Area 1001 Gas CT 2028 | ATC | 2024 | AEP-KPCO | 0 | 0 | 0 | 0 | 0 |  | 0 | 0 | 0 | 0 | 0 | 0 | 0 | 0 | -1 | 0 | 0 |  | 0 | 0 | 0 | 0 | 0 | 0 | 0 | 0 | 0 | 0 | 0 | 0 | 0 | -1 | 0 | 0 | 0 | 0 | 0 | 0 | 0 | 0 | 0 | 0 | 0 | 0 | 0 | 0 | 0 | 0 | 0 |  |  |  |  | 0 | 0 | 0 | 0 | 0 | 0 | 0 | 0 | 0 | 1/1/2028 | 12/31/2099 | TRUE | TCO |  | 2024 |  |  |  | REF | 0 | 0 | Real 2021 ¦ 12/22/2022 3:42:52 PM | 0 | Area 1001 Gas CT 2028 | 0 |  | 1 | Unit |  | PJM | 0 | 0 | 0.95 | 0 | 0 | 0 | 0 | 0 | 0 | 0 | 0 | 0
3003 | Area 1001 Gas CT 2029 | ATC | 2024 | AEP-KPCO | 0 | 0 | 0 | 0 | 0 |  | 0 | 0 | 0 | 0 | 0 | 0 | 0 | 0 | -1 | 0 | 0 |  | 0 | 0 | 0 | 0 | 0 | 0 | 0 | 0 | 0 | 0 | 0 | 0 | 0 | -1 | 0 | 0 | 0 | 0 | 0 | 0 | 0 | 0 | 0 | 0 | 0 | 0 | 0 | 0 | 0 | 0 | 0 |  |  |  |  | 0 | 0 | 0 | 0 | 0 | 0 | 0 | 0 | 0 | 1/1/2029 | 12/31/2099 | TRUE | TCO |  | 2024 |  |  |  | REF | 0 | 0 | Real 2021 ¦ 12/22/2022 3:42:52 PM | 0 | Area 1001 Gas CT 2029 | 0 |  | 1 | Unit |  | PJM | 0 | 0 | 0.95 | 0 | 0 | 0 | 0 | 0 | 0 | 0 | 0 | 0
3004 | Area 1001 Gas CT 2030 | ATC | 2024 | AEP-KPCO | 0 | 0 | 0 | 0 | 0 |  | 0 | 0 | 0 | 0 | 0 | 0 | 0 | 0 | -1 | 0 | 0 |  | 0 | 0 | 0 | 0 | 0 | 0 | 0 | 0 | 0 | 0 | 0 | 0 | 0 | -1 | 0 | 0 | 0 | 0 | 0 | 0 | 0 | 0 | 0 | 0 | 0 | 0 | 0 | 0 | 0 | 0 | 0 |  |  |  |  | 0 | 0 | 0 | 0 | 0 | 0 | 0 | 0 | 0 | 1/1/2030 | 12/31/2099 | TRUE | TCO |  | 2024 |  |  |  | REF | 0 | 0 | Real 2021 ¦ 12/22/2022 3:42:52 PM | 0 | Area 1001 Gas CT 2030 | 0 |  | 1 | Unit |  | PJM | 0 | 0 | 0.95 | 0 | 0 | 0 | 0 | 0 | 0 | 0 | 0 | 0
3005 | Area 1001 Gas CT 2031 | ATC | 2024 | AEP-KPCO | 0 | 0 | 0 | 0 | 0 |  | 0 | 0 | 0 | 0 | 0 | 0 | 0 | 0 | -1 | 0 | 0 |  | 0 | 0 | 0 | 0 | 0 | 0 | 0 | 0 | 0 | 0 | 0 | 0 | 0 | -1 | 0 | 0 | 0 | 0 | 0 | 0 | 0 | 0 | 0 | 0 | 0 | 0 | 0 | 0 | 0 | 0 | 0 |  |  |  |  | 0 | 0 | 0 | 0 | 0 | 0 | 0 | 0 | 0 | 1/1/2031 | 12/31/2099 | TRUE | TCO |  | 2024 |  |  |  | REF | 0 | 0 | Real 2021 ¦ 12/22/2022 3:42:52 PM | 0 | Area 1001 Gas CT 2031 | 0 |  | 1 | Unit |  | PJM | 0 | 0 | 0.95 | 0 | 0 | 0 | 0 | 0 | 0 | 0 | 0 | 0
3006 | Area 1001 Gas CT 2032 | ATC | 2024 | AEP-KPCO | 0 | 0 | 0 | 0 | 0 |  | 0 | 0 | 0 | 0 | 0 | 0 | 0 | 0 | -1 | 0 | 0 |  | 0 | 0 | 0 | 0 | 0 | 0 | 0 | 0 | 0 | 0 | 0 | 0 | 0 | -1 | 0 | 0 | 0 | 0 | 0 | 0 | 0 | 0 | 0 | 0 | 0 | 0 | 0 | 0 | 0 | 0 | 0 |  |  |  |  | 0 | 0 | 0 | 0 | 0 | 0 | 0 | 0 | 0 | 1/1/2032 | 12/31/2099 | TRUE | TCO |  | 2024 |  |  |  | REF | 0 | 0 | Real 2021 ¦ 12/22/2022 3:42:52 PM | 0 | Area 1001 Gas CT 2032 | 0 |  | 1 | Unit |  | PJM | 0 | 0 | 0.95 | 0 | 0 | 0 | 0 | 0 | 0 | 0 | 0 | 0
3007 | Area 1001 Gas CT 2033 | ATC | 2024 | AEP-KPCO | 0 | 0 | 0 | 0 | 0 |  | 0 | 0 | 0 | 0 | 0 | 0 | 0 | 0 | -1 | 0 | 0 |  | 0 | 0 | 0 | 0 | 0 | 0 | 0 | 0 | 0 | 0 | 0 | 0 | 0 | -1 | 0 | 0 | 0 | 0 | 0 | 0 | 0 | 0 | 0 | 0 | 0 | 0 | 0 | 0 | 0 | 0 | 0 |  |  |  |  | 0 | 0 | 0 | 0 | 0 | 0 | 0 | 0 | 0 | 1/1/2033 | 12/31/2099 | TRUE | TCO |  | 2024 |  |  |  | REF | 0 | 0 | Real 2021 ¦ 12/22/2022 3:42:52 PM | 0 | Area 1001 Gas CT 2033 | 0 |  | 1 | Unit |  | PJM | 0 | 0 | 0.95 | 0 | 0 | 0 | 0 | 0 | 0 | 0 | 0 | 0
3008 | Area 1001 Gas CT 2034 | ATC | 2024 | AEP-KPCO | 0 | 0 | 0 | 0 | 0 |  | 0 | 0 | 0 | 0 | 0 | 0 | 0 | 0 | -1 | 0 | 0 |  | 0 | 0 | 0 | 0 | 0 | 0 | 0 | 0 | 0 | 0 | 0 | 0 | 0 | -1 | 0 | 0 | 0 | 0 | 0 | 0 | 0 | 0 | 0 | 0 | 0 | 0 | 0 | 0 | 0 | 0 | 0 |  |  |  |  | 0 | 0 | 0 | 0 | 0 | 0 | 0 | 0 | 0 | 1/1/2034 | 12/31/2099 | TRUE | TCO |  | 2024 |  |  |  | REF | 0 | 0 | Real 2021 ¦ 12/22/2022 3:42:52 PM | 0 | Area 1001 Gas CT 2034 | 0 |  | 1 | Unit |  | PJM | 0 | 0 | 0.95 | 0 | 0 | 0 | 0 | 0 | 0 | 0 | 0 | 0
3009 | Area 1001 Gas CT 2035 | ATC | 2024 | AEP-KPCO | 0 | 0 | 0 | 0 | 0 |  | 0 | 0 | 0 | 0 | 0 | 0 | 0 | 0 | -1 | 0 | 0 |  | 0 | 0 | 0 | 0 | 0 | 0 | 0 | 0 | 0 | 0 | 0 | 0 | 0 | -1 | 0 | 0 | 0 | 0 | 0 | 0 | 0 | 0 | 0 | 0 | 0 | 0 | 0 | 0 | 0 | 0 | 0 |  |  |  |  | 0 | 0 | 0 | 0 | 0 | 0 | 0 | 0 | 0 | 1/1/2035 | 12/31/2099 | TRUE | TCO |  | 2024 |  |  |  | REF | 0 | 0 | Real 2021 ¦ 12/22/2022 3:42:52 PM | 0 | Area 1001 Gas CT 2035 | 0 |  | 1 | Unit |  | PJM | 0 | 0 | 0.95 | 0 | 0 | 0 | 0 | 0 | 0 | 0 | 0 | 0
3010 | Area 1001 Gas CT 2036 | ATC | 2024 | AEP-KPCO | 0 | 0 | 0 | 0 | 0 |  | 0 | 0 | 0 | 0 | 0 | 0 | 0 | 0 | -1 | 0 | 0 |  | 0 | 0 | 0 | 0 | 0 | 0 | 0 | 0 | 0 | 0 | 0 | 0 | 0 | -1 | 0 | 0 | 0 | 0 | 0 | 0 | 0 | 0 | 0 | 0 | 0 | 0 | 0 | 0 | 0 | 0 | 0 |  |  |  |  | 0 | 0 | 0 | 0 | 0 | 0 | 0 | 0 | 0 | 1/1/2036 | 12/31/2099 | TRUE | TCO |  | 2024 |  |  |  | REF | 0 | 0 | Real 2021 ¦ 12/22/2022 3:42:52 PM | 0 | Area 1001 Gas CT 2036 | 0 |  | 1 | Unit |  | PJM | 0 | 0 | 0.95 | 0 | 0 | 0 | 0 | 0 | 0 | 0 | 0 | 0
3011 | Area 1001 Gas CT 2037 | ATC | 2024 | AEP-KPCO | 0 | 0 | 0 | 0 | 0 |  | 0 | 0 | 0 | 0 | 0 | 0 | 0 | 0 | -1 | 0 | 0 |  | 0 | 0 | 0 | 0 | 0 | 0 | 0 | 0 | 0 | 0 | 0 | 0 | 0 | -1 | 0 | 0 | 0 | 0 | 0 | 0 | 0 | 0 | 0 | 0 | 0 | 0 | 0 | 0 | 0 | 0 | 0 |  |  |  |  | 0 | 0 | 0 | 0 | 0 | 0 | 0 | 0 | 0 | 1/1/2037 | 12/31/2099 | TRUE | TCO |  | 2024 |  |  |  | REF | 0 | 0 | Real 2021 ¦ 12/22/2022 3:42:52 PM | 0 | Area 1001 Gas CT 2037 | 0 |  | 1 | Unit |  | PJM | 0 | 0 | 0.95 | 0 | 0 | 0 | 0 | 0 | 0 | 0 | 0 | 0
3012 | Area 1001 Gas CT 2038 | ATC | 2024 | AEP-KPCO | 0 | 0 | 0 | 0 | 0 |  | 0 | 0 | 0 | 0 | 0 | 0 | 0 | 0 | -1 | 0 | 0 |  | 0 | 0 | 0 | 0 | 0 | 0 | 0 | 0 | 0 | 0 | 0 | 0 | 0 | -1 | 0 | 0 | 0 | 0 | 0 | 0 | 0 | 0 | 0 | 0 | 0 | 0 | 0 | 0 | 0 | 0 | 0 |  |  |  |  | 0 | 0 | 0 | 0 | 0 | 0 | 0 | 0 | 0 | 1/1/2038 | 12/31/2099 | TRUE | TCO |  | 2024 |  |  |  | REF | 0 | 0 | Real 2021 ¦ 12/22/2022 3:42:52 PM | 0 | Area 1001 Gas CT 2038 | 0 |  | 1 | Unit |  | PJM | 0 | 0 | 0.95 | 0 | 0 | 0 | 0 | 0 | 0 | 0 | 0 | 0
3013 | Area 1001 Gas CT 2039 | ATC | 2024 | AEP-KPCO | 0 | 0 | 0 | 0 | 0 |  | 0 | 0 | 0 | 0 | 0 | 0 | 0 | 0 | -1 | 0 | 0 |  | 0 | 0 | 0 | 0 | 0 | 0 | 0 | 0 | 0 | 0 | 0 | 0 | 0 | -1 | 0 | 0 | 0 | 0 | 0 | 0 | 0 | 0 | 0 | 0 | 0 | 0 | 0 | 0 | 0 | 0 | 0 |  |  |  |  | 0 | 0 | 0 | 0 | 0 | 0 | 0 | 0 | 0 | 1/1/2039 | 12/31/2099 | TRUE | TCO |  | 2024 |  |  |  | REF | 0 | 0 | Real 2021 ¦ 12/22/2022 3:42:52 PM | 0 | Area 1001 Gas CT 2039 | 0 |  | 1 | Unit |  | PJM | 0 | 0 | 0.95 | 0 | 0 | 0 | 0 | 0 | 0 | 0 | 0 | 0
3014 | Area 1001 Gas CT 2040 | ATC | 2024 | AEP-KPCO | 0 | 0 | 0 | 0 | 0 |  | 0 | 0 | 0 | 0 | 0 | 0 | 0 | 0 | -1 | 0 | 0 |  | 0 | 0 | 0 | 0 | 0 | 0 | 0 | 0 | 0 | 0 | 0 | 0 | 0 | -1 | 0 | 0 | 0 | 0 | 0 | 0 | 0 | 0 | 0 | 0 | 0 | 0 | 0 | 0 | 0 | 0 | 0 |  |  |  |  | 0 | 0 | 0 | 0 | 0 | 0 | 0 | 0 | 0 | 1/1/2040 | 12/31/2099 | TRUE | TCO |  | 2024 |  |  |  | REF | 0 | 0 | Real 2021 ¦ 12/22/2022 3:42:52 PM | 0 | Area 1001 Gas CT 2040 | 0 |  | 1 | Unit |  | PJM | 0 | 0 | 0.95 | 0 | 0 | 0 | 0 | 0 | 0 | 0 | 0 | 0
3015 | Area 1001 Gas CT 2041 | ATC | 2024 | AEP-KPCO | 0 | 0 | 0 | 0 | 0 |  | 0 | 0 | 0 | 0 | 0 | 0 | 0 | 0 | -1 | 0 | 0 |  | 0 | 0 | 0 | 0 | 0 | 0 | 0 | 0 | 0 | 0 | 0 | 0 | 0 | -1 | 0 | 0 | 0 | 0 | 0 | 0 | 0 | 0 | 0 | 0 | 0 | 0 | 0 | 0 | 0 | 0 | 0 |  |  |  |  | 0 | 0 | 0 | 0 | 0 | 0 | 0 | 0 | 0 | 1/1/2041 | 12/31/2099 | TRUE | TCO |  | 2024 |  |  |  | REF | 0 | 0 | Real 2021 ¦ 12/22/2022 3:42:52 PM | 0 | Area 1001 Gas CT 2041 | 0 |  | 1 | Unit |  | PJM | 0 | 0 | 0.95 | 0 | 0 | 0 | 0 | 0 | 0 | 0 | 0 | 0
3016 | Area 1001 Gas CT 2042 | ATC | 2024 | AEP-KPCO | 0 | 0 | 0 | 0 | 0 |  | 0 | 0 | 0 | 0 | 0 | 0 | 0 | 0 | -1 | 0 | 0 |  | 0 | 0 | 0 | 0 | 0 | 0 | 0 | 0 | 0 | 0 | 0 | 0 | 0 | -1 | 0 | 0 | 0 | 0 | 0 | 0 | 0 | 0 | 0 | 0 | 0 | 0 | 0 | 0 | 0 | 0 | 0 |  |  |  |  | 0 | 0 | 0 | 0 | 0 | 0 | 0 | 0 | 0 | 1/1/2042 | 12/31/2099 | TRUE | TCO |  | 2024 |  |  |  | REF | 0 | 0 | Real 2021 ¦ 12/22/2022 3:42:52 PM | 0 | Area 1001 Gas CT 2042 | 0 |  | 1 | Unit |  | PJM | 0 | 0 | 0.95 | 0 | 0 | 0 | 0 | 0 | 0 | 0 | 0 | 0
3017 | Area 1001 Gas CT 2043 | ATC | 2024 | AEP-KPCO | 0 | 0 | 0 | 0 | 0 |  | 0 | 0 | 0 | 0 | 0 | 0 | 0 | 0 | -1 | 0 | 0 |  | 0 | 0 | 0 | 0 | 0 | 0 | 0 | 0 | 0 | 0 | 0 | 0 | 0 | -1 | 0 | 0 | 0 | 0 | 0 | 0 | 0 | 0 | 0 | 0 | 0 | 0 | 0 | 0 | 0 | 0 | 0 |  |  |  |  | 0 | 0 | 0 | 0 | 0 | 0 | 0 | 0 | 0 | 1/1/2043 | 12/31/2099 | TRUE | TCO |  | 2024 |  |  |  | REF | 0 | 0 | Real 2021 ¦ 12/22/2022 3:42:52 PM | 0 | Area 1001 Gas CT 2043 | 0 |  | 1 | Unit |  | PJM | 0 | 0 | 0.95 | 0 | 0 | 0 | 0 | 0 | 0 | 0 | 0 | 0
3018 | Area 1001 Gas Aero CT 2023 | ATC | 2024 | AEP-KPCO | 91.7095 | 100.2621 | 0 | 33.6258 | 44.8133 | 34.1622 | 32.2774 | 20331.2305 | 105 | 18528.7754 | 1802.4551 | 0 | 0 | 3.1462 | -1 | 3503793.75 | 9124 | 9522.8203 | 8695.4287 | 27.5129 | 41.8871 | 367936.5625 | 367936.5625 | 0 | 39.2987 | 88.2058 | 3503793.75 | 18618.543 | 18618.543 | 0 | 0 | -1 | 0 | 61.5474 | 29 | 10759.3633 | 18.3102 | 0 | 0 | 18.3102 | 0 | 0 | 0 | -14343.7656 | 1810.05 | 1810.05 | 0 | 0 | 0 | 0.41778 | 50.6026 | 89.5869 | -38.9843 | 0.11846 | 6.026 | 2.5266 | 0 | 0 | 7748 | 367936.5625 | 0 | 0 | 1/1/2023 | 12/31/2099 | TRUE | TCO |  | 2024 |  |  |  | REF | 0 | 0 | Real 2021 ¦ 12/22/2022 3:42:52 PM | 0 | Area 1001 Gas Aero CT 2023 | 0 |  | 1 | Unit |  | PJM | 99.75 | 0 | 0.95 | 0 | 0 | 61.5474 | 0 | 805576.5625 | 0 | 10759.3633 | 0 | 0
3019 | Area 1001 Gas Aero CT 2024 | ATC | 2024 | AEP-KPCO | 91.7095 | 100.2621 | 0 | 33.6258 | 44.8133 | 33.8799 | 32.2774 | 18447.6348 | 105 | 16645.1797 | 1802.4551 | 0 | 0 | 3.1462 | -1 | 4896215.5 | 9124 | 9272.1504 | 8695.4287 | 27.5129 | 60.1157 | 528056.0625 | 528056.0625 | 0 | 0.84244 | 88.2627 | 4896215.5 | 28196.8203 | 28196.8203 | 0 | 0 | -1 | 0 | 57.1135 | 27 | 15292.5898 | 3.2436 | 0 | 0 | 3.2436 | 0 | 0 | 0 | -8198.4287 | 2597.752 | 2597.752 | 0 | 0 | 0 | 0.59959 | 53.3974 | 68.9231 | -15.5257 | 0.15839 | 6.026 | 2.5266 | 0 | 0 | 7753 | 528056.0625 | 0 | 0 | 1/1/2024 | 12/31/2099 | TRUE | TCO |  | 2024 |  |  |  | REF | 0 | 0 | Real 2021 ¦ 12/22/2022 3:42:52 PM | 0 | Area 1001 Gas Aero CT 2024 | 0 |  | 1 | Unit |  | PJM | 99.75 | 0 | 0.95 | 0 | 0 | 57.1135 | 0 | 805576.5625 | 0 | 15292.5898 | 0 | 0
3020 | Area 1001 Gas Aero CT 2025 | ATC | 2024 | AEP-KPCO | 0 | 0 | 0 | 0 | 0 |  | 0 | 0 | 0 | 0 | 0 | 0 | 0 | 0 | -1 | 0 | 0 |  | 0 | 0 | 0 | 0 | 0 | 0 | 0 | 0 | 0 | 0 | 0 | 0 | 0 | -1 | 0 | 0 | 0 | 0 | 0 | 0 | 0 | 0 | 0 | 0 | 0 | 0 | 0 | 0 | 0 | 0 | 0 |  |  |  |  | 0 | 0 | 0 | 0 | 0 | 0 | 0 | 0 | 0 | 1/1/2025 | 12/31/2099 | TRUE | TCO |  | 2024 |  |  |  | REF | 0 | 0 | Real 2021 ¦ 12/22/2022 3:42:52 PM | 0 | Area 1001 Gas Aero CT 2025 | 0 |  | 1 | Unit |  | PJM | 0 | 0 | 0.95 | 0 | 0 | 0 | 0 | 0 | 0 | 0 | 0 | 0
3021 | Area 1001 Gas Aero CT 2026 | ATC | 2024 | AEP-KPCO | 0 | 0 | 0 | 0 | 0 |  | 0 | 0 | 0 | 0 | 0 | 0 | 0 | 0 | -1 | 0 | 0 |  | 0 | 0 | 0 | 0 | 0 | 0 | 0 | 0 | 0 | 0 | 0 | 0 | 0 | -1 | 0 | 0 | 0 | 0 | 0 | 0 | 0 | 0 | 0 | 0 | 0 | 0 | 0 | 0 | 0 | 0 | 0 |  |  |  |  | 0 | 0 | 0 | 0 | 0 | 0 | 0 | 0 | 0 | 1/1/2026 | 12/31/2099 | TRUE | TCO |  | 2024 |  |  |  | REF | 0 | 0 | Real 2021 ¦ 12/22/2022 3:42:52 PM | 0 | Area 1001 Gas Aero CT 2026 | 0 |  | 1 | Unit |  | PJM | 0 | 0 | 0.95 | 0 | 0 | 0 | 0 | 0 | 0 | 0 | 0 | 0
3022 | Area 1001 Gas Aero CT 2027 | ATC | 2024 | AEP-KPCO | 0 | 0 | 0 | 0 | 0 |  | 0 | 0 | 0 | 0 | 0 | 0 | 0 | 0 | -1 | 0 | 0 |  | 0 | 0 | 0 | 0 | 0 | 0 | 0 | 0 | 0 | 0 | 0 | 0 | 0 | -1 | 0 | 0 | 0 | 0 | 0 | 0 | 0 | 0 | 0 | 0 | 0 | 0 | 0 | 0 | 0 | 0 | 0 |  |  |  |  | 0 | 0 | 0 | 0 | 0 | 0 | 0 | 0 | 0 | 1/1/2027 | 12/31/2099 | TRUE | TCO |  | 2024 |  |  |  | REF | 0 | 0 | Real 2021 ¦ 12/22/2022 3:42:52 PM | 0 | Area 1001 Gas Aero CT 2027 | 0 |  | 1 | Unit |  | PJM | 0 | 0 | 0.95 | 0 | 0 | 0 | 0 | 0 | 0 | 0 | 0 | 0
3023 | Area 1001 Gas Aero CT 2028 | ATC | 2024 | AEP-KPCO | 0 | 0 | 0 | 0 | 0 |  | 0 | 0 | 0 | 0 | 0 | 0 | 0 | 0 | -1 | 0 | 0 |  | 0 | 0 | 0 | 0 | 0 | 0 | 0 | 0 | 0 | 0 | 0 | 0 | 0 | -1 | 0 | 0 | 0 | 0 | 0 | 0 | 0 | 0 | 0 | 0 | 0 | 0 | 0 | 0 | 0 | 0 | 0 |  |  |  |  | 0 | 0 | 0 | 0 | 0 | 0 | 0 | 0 | 0 | 1/1/2028 | 12/31/2099 | TRUE | TCO |  | 2024 |  |  |  | REF | 0 | 0 | Real 2021 ¦ 12/22/2022 3:42:52 PM | 0 | Area 1001 Gas Aero CT 2028 | 0 |  | 1 | Unit |  | PJM | 0 | 0 | 0.95 | 0 | 0 | 0 | 0 | 0 | 0 | 0 | 0 | 0
3024 | Area 1001 Gas Aero CT 2029 | ATC | 2024 | AEP-KPCO | 0 | 0 | 0 | 0 | 0 |  | 0 | 0 | 0 | 0 | 0 | 0 | 0 | 0 | -1 | 0 | 0 |  | 0 | 0 | 0 | 0 | 0 | 0 | 0 | 0 | 0 | 0 | 0 | 0 | 0 | -1 | 0 | 0 | 0 | 0 | 0 | 0 | 0 | 0 | 0 | 0 | 0 | 0 | 0 | 0 | 0 | 0 | 0 |  |  |  |  | 0 | 0 | 0 | 0 | 0 | 0 | 0 | 0 | 0 | 1/1/2029 | 12/31/2099 | TRUE | TCO |  | 2024 |  |  |  | REF | 0 | 0 | Real 2021 ¦ 12/22/2022 3:42:52 PM | 0 | Area 1001 Gas Aero CT 2029 | 0 |  | 1 | Unit |  | PJM | 0 | 0 | 0.95 | 0 | 0 | 0 | 0 | 0 | 0 | 0 | 0 | 0
3025 | Area 1001 Gas Aero CT 2030 | ATC | 2024 | AEP-KPCO | 0 | 0 | 0 | 0 | 0 |  | 0 | 0 | 0 | 0 | 0 | 0 | 0 | 0 | -1 | 0 | 0 |  | 0 | 0 | 0 | 0 | 0 | 0 | 0 | 0 | 0 | 0 | 0 | 0 | 0 | -1 | 0 | 0 | 0 | 0 | 0 | 0 | 0 | 0 | 0 | 0 | 0 | 0 | 0 | 0 | 0 | 0 | 0 |  |  |  |  | 0 | 0 | 0 | 0 | 0 | 0 | 0 | 0 | 0 | 1/1/2030 | 12/31/2099 | TRUE | TCO |  | 2024 |  |  |  | REF | 0 | 0 | Real 2021 ¦ 12/22/2022 3:42:52 PM | 0 | Area 1001 Gas Aero CT 2030 | 0 |  | 1 | Unit |  | PJM | 0 | 0 | 0.95 | 0 | 0 | 0 | 0 | 0 | 0 | 0 | 0 | 0
3026 | Area 1001 Gas Aero CT 2031 | ATC | 2024 | AEP-KPCO | 0 | 0 | 0 | 0 | 0 |  | 0 | 0 | 0 | 0 | 0 | 0 | 0 | 0 | -1 | 0 | 0 |  | 0 | 0 | 0 | 0 | 0 | 0 | 0 | 0 | 0 | 0 | 0 | 0 | 0 | -1 | 0 | 0 | 0 | 0 | 0 | 0 | 0 | 0 | 0 | 0 | 0 | 0 | 0 | 0 | 0 | 0 | 0 |  |  |  |  | 0 | 0 | 0 | 0 | 0 | 0 | 0 | 0 | 0 | 1/1/2031 | 12/31/2099 | TRUE | TCO |  | 2024 |  |  |  | REF | 0 | 0 | Real 2021 ¦ 12/22/2022 3:42:52 PM | 0 | Area 1001 Gas Aero CT 2031 | 0 |  | 1 | Unit |  | PJM | 0 | 0 | 0.95 | 0 | 0 | 0 | 0 | 0 | 0 | 0 | 0 | 0
3027 | Area 1001 Gas Aero CT 2032 | ATC | 2024 | AEP-KPCO | 0 | 0 | 0 | 0 | 0 |  | 0 | 0 | 0 | 0 | 0 | 0 | 0 | 0 | -1 | 0 | 0 |  | 0 | 0 | 0 | 0 | 0 | 0 | 0 | 0 | 0 | 0 | 0 | 0 | 0 | -1 | 0 | 0 | 0 | 0 | 0 | 0 | 0 | 0 | 0 | 0 | 0 | 0 | 0 | 0 | 0 | 0 | 0 |  |  |  |  | 0 | 0 | 0 | 0 | 0 | 0 | 0 | 0 | 0 | 1/1/2032 | 12/31/2099 | TRUE | TCO |  | 2024 |  |  |  | REF | 0 | 0 | Real 2021 ¦ 12/22/2022 3:42:52 PM | 0 | Area 1001 Gas Aero CT 2032 | 0 |  | 1 | Unit |  | PJM | 0 | 0 | 0.95 | 0 | 0 | 0 | 0 | 0 | 0 | 0 | 0 | 0
3028 | Area 1001 Gas Aero CT 2033 | ATC | 2024 | AEP-KPCO | 0 | 0 | 0 | 0 | 0 |  | 0 | 0 | 0 | 0 | 0 | 0 | 0 | 0 | -1 | 0 | 0 |  | 0 | 0 | 0 | 0 | 0 | 0 | 0 | 0 | 0 | 0 | 0 | 0 | 0 | -1 | 0 | 0 | 0 | 0 | 0 | 0 | 0 | 0 | 0 | 0 | 0 | 0 | 0 | 0 | 0 | 0 | 0 |  |  |  |  | 0 | 0 | 0 | 0 | 0 | 0 | 0 | 0 | 0 | 1/1/2033 | 12/31/2099 | TRUE | TCO |  | 2024 |  |  |  | REF | 0 | 0 | Real 2021 ¦ 12/22/2022 3:42:52 PM | 0 | Area 1001 Gas Aero CT 2033 | 0 |  | 1 | Unit |  | PJM | 0 | 0 | 0.95 | 0 | 0 | 0 | 0 | 0 | 0 | 0 | 0 | 0
3029 | Area 1001 Gas Aero CT 2034 | ATC | 2024 | AEP-KPCO | 0 | 0 | 0 | 0 | 0 |  | 0 | 0 | 0 | 0 | 0 | 0 | 0 | 0 | -1 | 0 | 0 |  | 0 | 0 | 0 | 0 | 0 | 0 | 0 | 0 | 0 | 0 | 0 | 0 | 0 | -1 | 0 | 0 | 0 | 0 | 0 | 0 | 0 | 0 | 0 | 0 | 0 | 0 | 0 | 0 | 0 | 0 | 0 |  |  |  |  | 0 | 0 | 0 | 0 | 0 | 0 | 0 | 0 | 0 | 1/1/2034 | 12/31/2099 | TRUE | TCO |  | 2024 |  |  |  | REF | 0 | 0 | Real 2021 ¦ 12/22/2022 3:42:52 PM | 0 | Area 1001 Gas Aero CT 2034 | 0 |  | 1 | Unit |  | PJM | 0 | 0 | 0.95 | 0 | 0 | 0 | 0 | 0 | 0 | 0 | 0 | 0
3030 | Area 1001 Gas Aero CT 2035 | ATC | 2024 | AEP-KPCO | 0 | 0 | 0 | 0 | 0 |  | 0 | 0 | 0 | 0 | 0 | 0 | 0 | 0 | -1 | 0 | 0 |  | 0 | 0 | 0 | 0 | 0 | 0 | 0 | 0 | 0 | 0 | 0 | 0 | 0 | -1 | 0 | 0 | 0 | 0 | 0 | 0 | 0 | 0 | 0 | 0 | 0 | 0 | 0 | 0 | 0 | 0 | 0 |  |  |  |  | 0 | 0 | 0 | 0 | 0 | 0 | 0 | 0 | 0 | 1/1/2035 | 12/31/2099 | TRUE | TCO |  | 2024 |  |  |  | REF | 0 | 0 | Real 2021 ¦ 12/22/2022 3:42:52 PM | 0 | Area 1001 Gas Aero CT 2035 | 0 |  | 1 | Unit |  | PJM | 0 | 0 | 0.95 | 0 | 0 | 0 | 0 | 0 | 0 | 0 | 0 | 0
3031 | Area 1001 Gas Aero CT 2036 | ATC | 2024 | AEP-KPCO | 0 | 0 | 0 | 0 | 0 |  | 0 | 0 | 0 | 0 | 0 | 0 | 0 | 0 | -1 | 0 | 0 |  | 0 | 0 | 0 | 0 | 0 | 0 | 0 | 0 | 0 | 0 | 0 | 0 | 0 | -1 | 0 | 0 | 0 | 0 | 0 | 0 | 0 | 0 | 0 | 0 | 0 | 0 | 0 | 0 | 0 | 0 | 0 |  |  |  |  | 0 | 0 | 0 | 0 | 0 | 0 | 0 | 0 | 0 | 1/1/2036 | 12/31/2099 | TRUE | TCO |  | 2024 |  |  |  | REF | 0 | 0 | Real 2021 ¦ 12/22/2022 3:42:52 PM | 0 | Area 1001 Gas Aero CT 2036 | 0 |  | 1 | Unit |  | PJM | 0 | 0 | 0.95 | 0 | 0 | 0 | 0 | 0 | 0 | 0 | 0 | 0
3032 | Area 1001 Gas Aero CT 2037 | ATC | 2024 | AEP-KPCO | 0 | 0 | 0 | 0 | 0 |  | 0 | 0 | 0 | 0 | 0 | 0 | 0 | 0 | -1 | 0 | 0 |  | 0 | 0 | 0 | 0 | 0 | 0 | 0 | 0 | 0 | 0 | 0 | 0 | 0 | -1 | 0 | 0 | 0 | 0 | 0 | 0 | 0 | 0 | 0 | 0 | 0 | 0 | 0 | 0 | 0 | 0 | 0 |  |  |  |  | 0 | 0 | 0 | 0 | 0 | 0 | 0 | 0 | 0 | 1/1/2037 | 12/31/2099 | TRUE | TCO |  | 2024 |  |  |  | REF | 0 | 0 | Real 2021 ¦ 12/22/2022 3:42:52 PM | 0 | Area 1001 Gas Aero CT 2037 | 0 |  | 1 | Unit |  | PJM | 0 | 0 | 0.95 | 0 | 0 | 0 | 0 | 0 | 0 | 0 | 0 | 0
3033 | Area 1001 Gas Aero CT 2038 | ATC | 2024 | AEP-KPCO | 0 | 0 | 0 | 0 | 0 |  | 0 | 0 | 0 | 0 | 0 | 0 | 0 | 0 | -1 | 0 | 0 |  | 0 | 0 | 0 | 0 | 0 | 0 | 0 | 0 | 0 | 0 | 0 | 0 | 0 | -1 | 0 | 0 | 0 | 0 | 0 | 0 | 0 | 0 | 0 | 0 | 0 | 0 | 0 | 0 | 0 | 0 | 0 |  |  |  |  | 0 | 0 | 0 | 0 | 0 | 0 | 0 | 0 | 0 | 1/1/2038 | 12/31/2099 | TRUE | TCO |  | 2024 |  |  |  | REF | 0 | 0 | Real 2021 ¦ 12/22/2022 3:42:52 PM | 0 | Area 1001 Gas Aero CT 2038 | 0 |  | 1 | Unit |  | PJM | 0 | 0 | 0.95 | 0 | 0 | 0 | 0 | 0 | 0 | 0 | 0 | 0
3034 | Area 1001 Gas Aero CT 2039 | ATC | 2024 | AEP-KPCO | 0 | 0 | 0 | 0 | 0 |  | 0 | 0 | 0 | 0 | 0 | 0 | 0 | 0 | -1 | 0 | 0 |  | 0 | 0 | 0 | 0 | 0 | 0 | 0 | 0 | 0 | 0 | 0 | 0 | 0 | -1 | 0 | 0 | 0 | 0 | 0 | 0 | 0 | 0 | 0 | 0 | 0 | 0 | 0 | 0 | 0 | 0 | 0 |  |  |  |  | 0 | 0 | 0 | 0 | 0 | 0 | 0 | 0 | 0 | 1/1/2039 | 12/31/2099 | TRUE | TCO |  | 2024 |  |  |  | REF | 0 | 0 | Real 2021 ¦ 12/22/2022 3:42:52 PM | 0 | Area 1001 Gas Aero CT 2039 | 0 |  | 1 | Unit |  | PJM | 0 | 0 | 0.95 | 0 | 0 | 0 | 0 | 0 | 0 | 0 | 0 | 0
3035 | Area 1001 Gas Aero CT 2040 | ATC | 2024 | AEP-KPCO | 0 | 0 | 0 | 0 | 0 |  | 0 | 0 | 0 | 0 | 0 | 0 | 0 | 0 | -1 | 0 | 0 |  | 0 | 0 | 0 | 0 | 0 | 0 | 0 | 0 | 0 | 0 | 0 | 0 | 0 | -1 | 0 | 0 | 0 | 0 | 0 | 0 | 0 | 0 | 0 | 0 | 0 | 0 | 0 | 0 | 0 | 0 | 0 |  |  |  |  | 0 | 0 | 0 | 0 | 0 | 0 | 0 | 0 | 0 | 1/1/2040 | 12/31/2099 | TRUE | TCO |  | 2024 |  |  |  | REF | 0 | 0 | Real 2021 ¦ 12/22/2022 3:42:52 PM | 0 | Area 1001 Gas Aero CT 2040 | 0 |  | 1 | Unit |  | PJM | 0 | 0 | 0.95 | 0 | 0 | 0 | 0 | 0 | 0 | 0 | 0 | 0
3036 | Area 1001 Gas Aero CT 2041 | ATC | 2024 | AEP-KPCO | 0 | 0 | 0 | 0 | 0 |  | 0 | 0 | 0 | 0 | 0 | 0 | 0 | 0 | -1 | 0 | 0 |  | 0 | 0 | 0 | 0 | 0 | 0 | 0 | 0 | 0 | 0 | 0 | 0 | 0 | -1 | 0 | 0 | 0 | 0 | 0 | 0 | 0 | 0 | 0 | 0 | 0 | 0 | 0 | 0 | 0 | 0 | 0 |  |  |  |  | 0 | 0 | 0 | 0 | 0 | 0 | 0 | 0 | 0 | 1/1/2041 | 12/31/2099 | TRUE | TCO |  | 2024 |  |  |  | REF | 0 | 0 | Real 2021 ¦ 12/22/2022 3:42:52 PM | 0 | Area 1001 Gas Aero CT 2041 | 0 |  | 1 | Unit |  | PJM | 0 | 0 | 0.95 | 0 | 0 | 0 | 0 | 0 | 0 | 0 | 0 | 0
3037 | Area 1001 Gas Aero CT 2042 | ATC | 2024 | AEP-KPCO | 0 | 0 | 0 | 0 | 0 |  | 0 | 0 | 0 | 0 | 0 | 0 | 0 | 0 | -1 | 0 | 0 |  | 0 | 0 | 0 | 0 | 0 | 0 | 0 | 0 | 0 | 0 | 0 | 0 | 0 | -1 | 0 | 0 | 0 | 0 | 0 | 0 | 0 | 0 | 0 | 0 | 0 | 0 | 0 | 0 | 0 | 0 | 0 |  |  |  |  | 0 | 0 | 0 | 0 | 0 | 0 | 0 | 0 | 0 | 1/1/2042 | 12/31/2099 | TRUE | TCO |  | 2024 |  |  |  | REF | 0 | 0 | Real 2021 ¦ 12/22/2022 3:42:52 PM | 0 | Area 1001 Gas Aero CT 2042 | 0 |  | 1 | Unit |  | PJM | 0 | 0 | 0.95 | 0 | 0 | 0 | 0 | 0 | 0 | 0 | 0 | 0
3038 | Area 1001 Gas Aero CT 2043 | ATC | 2024 | AEP-KPCO | 0 | 0 | 0 | 0 | 0 |  | 0 | 0 | 0 | 0 | 0 | 0 | 0 | 0 | -1 | 0 | 0 |  | 0 | 0 | 0 | 0 | 0 | 0 | 0 | 0 | 0 | 0 | 0 | 0 | 0 | -1 | 0 | 0 | 0 | 0 | 0 | 0 | 0 | 0 | 0 | 0 | 0 | 0 | 0 | 0 | 0 | 0 | 0 |  |  |  |  | 0 | 0 | 0 | 0 | 0 | 0 | 0 | 0 | 0 | 1/1/2043 | 12/31/2099 | TRUE | TCO |  | 2024 |  |  |  | REF | 0 | 0 | Real 2021 ¦ 12/22/2022 3:42:52 PM | 0 | Area 1001 Gas Aero CT 2043 | 0 |  | 1 | Unit |  | PJM | 0 | 0 | 0.95 | 0 | 0 | 0 | 0 | 0 | 0 | 0 | 0 | 0
3039 | Area 1001 Gas IC 2023 | ATC | 2024 | AEP-KPCO | 19.2109 | 21 | 0 | 32.0627 | 32.25 | 32.037 | 30.7143 | 7715.2036 | 21 | 6937.4238 | 777.7797 | 0 | 0 | 3.1462 | -1 | 1279351.375 | 8295 | 8306.7783 | 7866.4287 | 5.7633 | 17.5333 | 154012.9531 | 154012.9531 | 0 | 4.0528 | 93.6589 | 1279351.375 | 7680.3442 | 7680.3442 | 0 | 0 | -1 | 0 | 0 | 46 | 4015.4551 | 0.25965 | 0.00088371 | 0 | 0.25876 | 0 | 0 | 0 | -4968.9766 | 918.6232 | 918.6232 | 0 | 0 | 0 | 0.83492 | 49.8682 | 82.1315 | -32.2634 | 0.039142 | 1.2641 | 0.525 | 0 | 0 | 8227 | 154012.9531 | 0 | 0 | 1/1/2023 | 12/31/2099 | TRUE | TCO |  | 2024 |  |  |  | REF | 0 | 0 | Real 2021 ¦ 12/22/2022 3:42:52 PM | 0 | Area 1001 Gas IC 2023 | 0 |  | 1 | Unit |  | PJM | 19.95 | 0 | 0.95 | 0 | 0 | 0 | 0 | 168748.7812 | 0 | 4015.4551 | 0 | 0
3040 | Area 1001 Gas IC 2024 | ATC | 2024 | AEP-KPCO | 19.2109 | 21 | 0 | 32.0627 | 32.25 | 32.0356 | 30.7143 | 7008.1309 | 21 | 6230.3511 | 777.7797 | 0 | 0 | 3.1462 | -1 | 1280048.25 | 8295 | 8306.2354 | 7866.4287 | 5.7633 | 17.544 | 154106.9062 | 154106.9062 | 0 | 0.37568 | 93.602 | 1280048.25 | 7683.8784 | 7683.8784 | 0 | 0 | -1 | 0 | 0 | 47 | 4017.6777 | 0.25475 | 0.013205 | 0 | 0.24155 | 0 | 0 | 0 | -4261.1528 | 919.1837 | 919.1837 | 0 | 0 | 0 | 0.83543 | 49.8607 | 77.5113 | -27.6506 | 0.039151 | 1.2641 | 0.525 | 0 | 0 | 8222 | 154106.9062 | 0 | 0 | 1/1/2024 | 12/31/2099 | TRUE | TCO |  | 2024 |  |  |  | REF | 0 | 0 | Real 2021 ¦ 12/22/2022 3:42:52 PM | 0 | Area 1001 Gas IC 2024 | 0 |  | 1 | Unit |  | PJM | 19.95 | 0 | 0.95 | 0 | 0 | 0 | 0 | 168748.7812 | 0 | 4017.6777 | 0 | 0
3041 | Area 1001 Gas IC 2025 | ATC | 2024 | AEP-KPCO | 0 | 0 | 0 | 0 | 0 |  | 0 | 0 | 0 | 0 | 0 | 0 | 0 | 0 | -1 | 0 | 0 |  | 0 | 0 | 0 | 0 | 0 | 0 | 0 | 0 | 0 | 0 | 0 | 0 | 0 | -1 | 0 | 0 | 0 | 0 | 0 | 0 | 0 | 0 | 0 | 0 | 0 | 0 | 0 | 0 | 0 | 0 | 0 |  |  |  |  | 0 | 0 | 0 | 0 | 0 | 0 | 0 | 0 | 0 | 1/1/2025 | 12/31/2099 | TRUE | TCO |  | 2024 |  |  |  | REF | 0 | 0 | Real 2021 ¦ 12/22/2022 3:42:52 PM | 0 | Area 1001 Gas IC 2025 | 0 |  | 1 | Unit |  | PJM | 0 | 0 | 0.95 | 0 | 0 | 0 | 0 | 0 | 0 | 0 | 0 | 0
3042 | Area 1001 Gas IC 2026 | ATC | 2024 | AEP-KPCO | 0 | 0 | 0 | 0 | 0 |  | 0 | 0 | 0 | 0 | 0 | 0 | 0 | 0 | -1 | 0 | 0 |  | 0 | 0 | 0 | 0 | 0 | 0 | 0 | 0 | 0 | 0 | 0 | 0 | 0 | -1 | 0 | 0 | 0 | 0 | 0 | 0 | 0 | 0 | 0 | 0 | 0 | 0 | 0 | 0 | 0 | 0 | 0 |  |  |  |  | 0 | 0 | 0 | 0 | 0 | 0 | 0 | 0 | 0 | 1/1/2026 | 12/31/2099 | TRUE | TCO |  | 2024 |  |  |  | REF | 0 | 0 | Real 2021 ¦ 12/22/2022 3:42:52 PM | 0 | Area 1001 Gas IC 2026 | 0 |  | 1 | Unit |  | PJM | 0 | 0 | 0.95 | 0 | 0 | 0 | 0 | 0 | 0 | 0 | 0 | 0
3043 | Area 1001 Gas IC 2027 | ATC | 2024 | AEP-KPCO | 0 | 0 | 0 | 0 | 0 |  | 0 | 0 | 0 | 0 | 0 | 0 | 0 | 0 | -1 | 0 | 0 |  | 0 | 0 | 0 | 0 | 0 | 0 | 0 | 0 | 0 | 0 | 0 | 0 | 0 | -1 | 0 | 0 | 0 | 0 | 0 | 0 | 0 | 0 | 0 | 0 | 0 | 0 | 0 | 0 | 0 | 0 | 0 |  |  |  |  | 0 | 0 | 0 | 0 | 0 | 0 | 0 | 0 | 0 | 1/1/2027 | 12/31/2099 | TRUE | TCO |  | 2024 |  |  |  | REF | 0 | 0 | Real 2021 ¦ 12/22/2022 3:42:52 PM | 0 | Area 1001 Gas IC 2027 | 0 |  | 1 | Unit |  | PJM | 0 | 0 | 0.95 | 0 | 0 | 0 | 0 | 0 | 0 | 0 | 0 | 0
3044 | Area 1001 Gas IC 2028 | ATC | 2024 | AEP-KPCO | 0 | 0 | 0 | 0 | 0 |  | 0 | 0 | 0 | 0 | 0 | 0 | 0 | 0 | -1 | 0 | 0 |  | 0 | 0 | 0 | 0 | 0 | 0 | 0 | 0 | 0 | 0 | 0 | 0 | 0 | -1 | 0 | 0 | 0 | 0 | 0 | 0 | 0 | 0 | 0 | 0 | 0 | 0 | 0 | 0 | 0 | 0 | 0 |  |  |  |  | 0 | 0 | 0 | 0 | 0 | 0 | 0 | 0 | 0 | 1/1/2028 | 12/31/2099 | TRUE | TCO |  | 2024 |  |  |  | REF | 0 | 0 | Real 2021 ¦ 12/22/2022 3:42:52 PM | 0 | Area 1001 Gas IC 2028 | 0 |  | 1 | Unit |  | PJM | 0 | 0 | 0.95 | 0 | 0 | 0 | 0 | 0 | 0 | 0 | 0 | 0
3045 | Area 1001 Gas IC 2029 | ATC | 2024 | AEP-KPCO | 0 | 0 | 0 | 0 | 0 |  | 0 | 0 | 0 | 0 | 0 | 0 | 0 | 0 | -1 | 0 | 0 |  | 0 | 0 | 0 | 0 | 0 | 0 | 0 | 0 | 0 | 0 | 0 | 0 | 0 | -1 | 0 | 0 | 0 | 0 | 0 | 0 | 0 | 0 | 0 | 0 | 0 | 0 | 0 | 0 | 0 | 0 | 0 |  |  |  |  | 0 | 0 | 0 | 0 | 0 | 0 | 0 | 0 | 0 | 1/1/2029 | 12/31/2099 | TRUE | TCO |  | 2024 |  |  |  | REF | 0 | 0 | Real 2021 ¦ 12/22/2022 3:42:52 PM | 0 | Area 1001 Gas IC 2029 | 0 |  | 1 | Unit |  | PJM | 0 | 0 | 0.95 | 0 | 0 | 0 | 0 | 0 | 0 | 0 | 0 | 0
3046 | Area 1001 Gas IC 2030 | ATC | 2024 | AEP-KPCO | 0 | 0 | 0 | 0 | 0 |  | 0 | 0 | 0 | 0 | 0 | 0 | 0 | 0 | -1 | 0 | 0 |  | 0 | 0 | 0 | 0 | 0 | 0 | 0 | 0 | 0 | 0 | 0 | 0 | 0 | -1 | 0 | 0 | 0 | 0 | 0 | 0 | 0 | 0 | 0 | 0 | 0 | 0 | 0 | 0 | 0 | 0 | 0 |  |  |  |  | 0 | 0 | 0 | 0 | 0 | 0 | 0 | 0 | 0 | 1/1/2030 | 12/31/2099 | TRUE | TCO |  | 2024 |  |  |  | REF | 0 | 0 | Real 2021 ¦ 12/22/2022 3:42:52 PM | 0 | Area 1001 Gas IC 2030 | 0 |  | 1 | Unit |  | PJM | 0 | 0 | 0.95 | 0 | 0 | 0 | 0 | 0 | 0 | 0 | 0 | 0
3047 | Area 1001 Gas IC 2031 | ATC | 2024 | AEP-KPCO | 0 | 0 | 0 | 0 | 0 |  | 0 | 0 | 0 | 0 | 0 | 0 | 0 | 0 | -1 | 0 | 0 |  | 0 | 0 | 0 | 0 | 0 | 0 | 0 | 0 | 0 | 0 | 0 | 0 | 0 | -1 | 0 | 0 | 0 | 0 | 0 | 0 | 0 | 0 | 0 | 0 | 0 | 0 | 0 | 0 | 0 | 0 | 0 |  |  |  |  | 0 | 0 | 0 | 0 | 0 | 0 | 0 | 0 | 0 | 1/1/2031 | 12/31/2099 | TRUE | TCO |  | 2024 |  |  |  | REF | 0 | 0 | Real 2021 ¦ 12/22/2022 3:42:52 PM | 0 | Area 1001 Gas IC 2031 | 0 |  | 1 | Unit |  | PJM | 0 | 0 | 0.95 | 0 | 0 | 0 | 0 | 0 | 0 | 0 | 0 | 0
3048 | Area 1001 Gas IC 2032 | ATC | 2024 | AEP-KPCO | 0 | 0 | 0 | 0 | 0 |  | 0 | 0 | 0 | 0 | 0 | 0 | 0 | 0 | -1 | 0 | 0 |  | 0 | 0 | 0 | 0 | 0 | 0 | 0 | 0 | 0 | 0 | 0 | 0 | 0 | -1 | 0 | 0 | 0 | 0 | 0 | 0 | 0 | 0 | 0 | 0 | 0 | 0 | 0 | 0 | 0 | 0 | 0 |  |  |  |  | 0 | 0 | 0 | 0 | 0 | 0 | 0 | 0 | 0 | 1/1/2032 | 12/31/2099 | TRUE | TCO |  | 2024 |  |  |  | REF | 0 | 0 | Real 2021 ¦ 12/22/2022 3:42:52 PM | 0 | Area 1001 Gas IC 2032 | 0 |  | 1 | Unit |  | PJM | 0 | 0 | 0.95 | 0 | 0 | 0 | 0 | 0 | 0 | 0 | 0 | 0
3049 | Area 1001 Gas IC 2033 | ATC | 2024 | AEP-KPCO | 0 | 0 | 0 | 0 | 0 |  | 0 | 0 | 0 | 0 | 0 | 0 | 0 | 0 | -1 | 0 | 0 |  | 0 | 0 | 0 | 0 | 0 | 0 | 0 | 0 | 0 | 0 | 0 | 0 | 0 | -1 | 0 | 0 | 0 | 0 | 0 | 0 | 0 | 0 | 0 | 0 | 0 | 0 | 0 | 0 | 0 | 0 | 0 |  |  |  |  | 0 | 0 | 0 | 0 | 0 | 0 | 0 | 0 | 0 | 1/1/2033 | 12/31/2099 | TRUE | TCO |  | 2024 |  |  |  | REF | 0 | 0 | Real 2021 ¦ 12/22/2022 3:42:52 PM | 0 | Area 1001 Gas IC 2033 | 0 |  | 1 | Unit |  | PJM | 0 | 0 | 0.95 | 0 | 0 | 0 | 0 | 0 | 0 | 0 | 0 | 0
3050 | Area 1001 Gas IC 2034 | ATC | 2024 | AEP-KPCO | 0 | 0 | 0 | 0 | 0 |  | 0 | 0 | 0 | 0 | 0 | 0 | 0 | 0 | -1 | 0 | 0 |  | 0 | 0 | 0 | 0 | 0 | 0 | 0 | 0 | 0 | 0 | 0 | 0 | 0 | -1 | 0 | 0 | 0 | 0 | 0 | 0 | 0 | 0 | 0 | 0 | 0 | 0 | 0 | 0 | 0 | 0 | 0 |  |  |  |  | 0 | 0 | 0 | 0 | 0 | 0 | 0 | 0 | 0 | 1/1/2034 | 12/31/2099 | TRUE | TCO |  | 2024 |  |  |  | REF | 0 | 0 | Real 2021 ¦ 12/22/2022 3:42:52 PM | 0 | Area 1001 Gas IC 2034 | 0 |  | 1 | Unit |  | PJM | 0 | 0 | 0.95 | 0 | 0 | 0 | 0 | 0 | 0 | 0 | 0 | 0
3051 | Area 1001 Gas IC 2035 | ATC | 2024 | AEP-KPCO | 0 | 0 | 0 | 0 | 0 |  | 0 | 0 | 0 | 0 | 0 | 0 | 0 | 0 | -1 | 0 | 0 |  | 0 | 0 | 0 | 0 | 0 | 0 | 0 | 0 | 0 | 0 | 0 | 0 | 0 | -1 | 0 | 0 | 0 | 0 | 0 | 0 | 0 | 0 | 0 | 0 | 0 | 0 | 0 | 0 | 0 | 0 | 0 |  |  |  |  | 0 | 0 | 0 | 0 | 0 | 0 | 0 | 0 | 0 | 1/1/2035 | 12/31/2099 | TRUE | TCO |  | 2024 |  |  |  | REF | 0 | 0 | Real 2021 ¦ 12/22/2022 3:42:52 PM | 0 | Area 1001 Gas IC 2035 | 0 |  | 1 | Unit |  | PJM | 0 | 0 | 0.95 | 0 | 0 | 0 | 0 | 0 | 0 | 0 | 0 | 0
3052 | Area 1001 Gas IC 2036 | ATC | 2024 | AEP-KPCO | 0 | 0 | 0 | 0 | 0 |  | 0 | 0 | 0 | 0 | 0 | 0 | 0 | 0 | -1 | 0 | 0 |  | 0 | 0 | 0 | 0 | 0 | 0 | 0 | 0 | 0 | 0 | 0 | 0 | 0 | -1 | 0 | 0 | 0 | 0 | 0 | 0 | 0 | 0 | 0 | 0 | 0 | 0 | 0 | 0 | 0 | 0 | 0 |  |  |  |  | 0 | 0 | 0 | 0 | 0 | 0 | 0 | 0 | 0 | 1/1/2036 | 12/31/2099 | TRUE | TCO |  | 2024 |  |  |  | REF | 0 | 0 | Real 2021 ¦ 12/22/2022 3:42:52 PM | 0 | Area 1001 Gas IC 2036 | 0 |  | 1 | Unit |  | PJM | 0 | 0 | 0.95 | 0 | 0 | 0 | 0 | 0 | 0 | 0 | 0 | 0
3053 | Area 1001 Gas IC 2037 | ATC | 2024 | AEP-KPCO | 0 | 0 | 0 | 0 | 0 |  | 0 | 0 | 0 | 0 | 0 | 0 | 0 | 0 | -1 | 0 | 0 |  | 0 | 0 | 0 | 0 | 0 | 0 | 0 | 0 | 0 | 0 | 0 | 0 | 0 | -1 | 0 | 0 | 0 | 0 | 0 | 0 | 0 | 0 | 0 | 0 | 0 | 0 | 0 | 0 | 0 | 0 | 0 |  |  |  |  | 0 | 0 | 0 | 0 | 0 | 0 | 0 | 0 | 0 | 1/1/2037 | 12/31/2099 | TRUE | TCO |  | 2024 |  |  |  | REF | 0 | 0 | Real 2021 ¦ 12/22/2022 3:42:52 PM | 0 | Area 1001 Gas IC 2037 | 0 |  | 1 | Unit |  | PJM | 0 | 0 | 0.95 | 0 | 0 | 0 | 0 | 0 | 0 | 0 | 0 | 0
3054 | Area 1001 Gas IC 2038 | ATC | 2024 | AEP-KPCO | 0 | 0 | 0 | 0 | 0 |  | 0 | 0 | 0 | 0 | 0 | 0 | 0 | 0 | -1 | 0 | 0 |  | 0 | 0 | 0 | 0 | 0 | 0 | 0 | 0 | 0 | 0 | 0 | 0 | 0 | -1 | 0 | 0 | 0 | 0 | 0 | 0 | 0 | 0 | 0 | 0 | 0 | 0 | 0 | 0 | 0 | 0 | 0 |  |  |  |  | 0 | 0 | 0 | 0 | 0 | 0 | 0 | 0 | 0 | 1/1/2038 | 12/31/2099 | TRUE | TCO |  | 2024 |  |  |  | REF | 0 | 0 | Real 2021 ¦ 12/22/2022 3:42:52 PM | 0 | Area 1001 Gas IC 2038 | 0 |  | 1 | Unit |  | PJM | 0 | 0 | 0.95 | 0 | 0 | 0 | 0 | 0 | 0 | 0 | 0 | 0
3055 | Area 1001 Gas IC 2039 | ATC | 2024 | AEP-KPCO | 0 | 0 | 0 | 0 | 0 |  | 0 | 0 | 0 | 0 | 0 | 0 | 0 | 0 | -1 | 0 | 0 |  | 0 | 0 | 0 | 0 | 0 | 0 | 0 | 0 | 0 | 0 | 0 | 0 | 0 | -1 | 0 | 0 | 0 | 0 | 0 | 0 | 0 | 0 | 0 | 0 | 0 | 0 | 0 | 0 | 0 | 0 | 0 |  |  |  |  | 0 | 0 | 0 | 0 | 0 | 0 | 0 | 0 | 0 | 1/1/2039 | 12/31/2099 | TRUE | TCO |  | 2024 |  |  |  | REF | 0 | 0 | Real 2021 ¦ 12/22/2022 3:42:52 PM | 0 | Area 1001 Gas IC 2039 | 0 |  | 1 | Unit |  | PJM | 0 | 0 | 0.95 | 0 | 0 | 0 | 0 | 0 | 0 | 0 | 0 | 0
3056 | Area 1001 Gas IC 2040 | ATC | 2024 | AEP-KPCO | 0 | 0 | 0 | 0 | 0 |  | 0 | 0 | 0 | 0 | 0 | 0 | 0 | 0 | -1 | 0 | 0 |  | 0 | 0 | 0 | 0 | 0 | 0 | 0 | 0 | 0 | 0 | 0 | 0 | 0 | -1 | 0 | 0 | 0 | 0 | 0 | 0 | 0 | 0 | 0 | 0 | 0 | 0 | 0 | 0 | 0 | 0 | 0 |  |  |  |  | 0 | 0 | 0 | 0 | 0 | 0 | 0 | 0 | 0 | 1/1/2040 | 12/31/2099 | TRUE | TCO |  | 2024 |  |  |  | REF | 0 | 0 | Real 2021 ¦ 12/22/2022 3:42:52 PM | 0 | Area 1001 Gas IC 2040 | 0 |  | 1 | Unit |  | PJM | 0 | 0 | 0.95 | 0 | 0 | 0 | 0 | 0 | 0 | 0 | 0 | 0
3057 | Area 1001 Gas IC 2041 | ATC | 2024 | AEP-KPCO | 0 | 0 | 0 | 0 | 0 |  | 0 | 0 | 0 | 0 | 0 | 0 | 0 | 0 | -1 | 0 | 0 |  | 0 | 0 | 0 | 0 | 0 | 0 | 0 | 0 | 0 | 0 | 0 | 0 | 0 | -1 | 0 | 0 | 0 | 0 | 0 | 0 | 0 | 0 | 0 | 0 | 0 | 0 | 0 | 0 | 0 | 0 | 0 |  |  |  |  | 0 | 0 | 0 | 0 | 0 | 0 | 0 | 0 | 0 | 1/1/2041 | 12/31/2099 | TRUE | TCO |  | 2024 |  |  |  | REF | 0 | 0 | Real 2021 ¦ 12/22/2022 3:42:52 PM | 0 | Area 1001 Gas IC 2041 | 0 |  | 1 | Unit |  | PJM | 0 | 0 | 0.95 | 0 | 0 | 0 | 0 | 0 | 0 | 0 | 0 | 0
3058 | Area 1001 Gas IC 2042 | ATC | 2024 | AEP-KPCO | 0 | 0 | 0 | 0 | 0 |  | 0 | 0 | 0 | 0 | 0 | 0 | 0 | 0 | -1 | 0 | 0 |  | 0 | 0 | 0 | 0 | 0 | 0 | 0 | 0 | 0 | 0 | 0 | 0 | 0 | -1 | 0 | 0 | 0 | 0 | 0 | 0 | 0 | 0 | 0 | 0 | 0 | 0 | 0 | 0 | 0 | 0 | 0 |  |  |  |  | 0 | 0 | 0 | 0 | 0 | 0 | 0 | 0 | 0 | 1/1/2042 | 12/31/2099 | TRUE | TCO |  | 2024 |  |  |  | REF | 0 | 0 | Real 2021 ¦ 12/22/2022 3:42:52 PM | 0 | Area 1001 Gas IC 2042 | 0 |  | 1 | Unit |  | PJM | 0 | 0 | 0.95 | 0 | 0 | 0 | 0 | 0 | 0 | 0 | 0 | 0
3059 | Area 1001 Gas IC 2043 | ATC | 2024 | AEP-KPCO | 0 | 0 | 0 | 0 | 0 |  | 0 | 0 | 0 | 0 | 0 | 0 | 0 | 0 | -1 | 0 | 0 |  | 0 | 0 | 0 | 0 | 0 | 0 | 0 | 0 | 0 | 0 | 0 | 0 | 0 | -1 | 0 | 0 | 0 | 0 | 0 | 0 | 0 | 0 | 0 | 0 | 0 | 0 | 0 | 0 | 0 | 0 | 0 |  |  |  |  | 0 | 0 | 0 | 0 | 0 | 0 | 0 | 0 | 0 | 1/1/2043 | 12/31/2099 | TRUE | TCO |  | 2024 |  |  |  | REF | 0 | 0 | Real 2021 ¦ 12/22/2022 3:42:52 PM | 0 | Area 1001 Gas IC 2043 | 0 |  | 1 | Unit |  | PJM | 0 | 0 | 0.95 | 0 | 0 | 0 | 0 | 0 | 0 | 0 | 0 | 0
3060 | Area 1001 Gas CCS 2024 | ATC | 2024 | AEP-KPCO | 341.9287 | 377 | 0 | 1.105 | 1.4765 | 1.1769 | 1.4062 | 158108.5625 | 377 | 147162.9062 | 10945.6582 | 0 | 0 | 3.1462 | -1 | 21396946 | 7124 | 7124 | 6695.4287 | 102.5786 | 341.9287 | 3003501.75 | 3003501.75 | 0 | 0.88798 | 100 | 21396946 | 145070.4375 | 145070.4375 | 0 | 0 | -1 | 0 | 0 | 1 | 67535.4375 | 0 | 0 | 0 | 0 | 0 | 0 | 0 | -16573.0098 | 18358.541 | 18358.541 | 0 | 0 | 0 | 0.90697 | 48.3004 | 53.8183 | -5.5179 | -82359.0938 | 22.5046 | 12.5667 | 0 | 0 | 8784 | 3003501.75 | 0 | 0 | 1/1/2024 | 12/31/2099 | TRUE | TCO |  | 2024 |  |  |  | REF | 0 | 0 | Real 2021 ¦ 12/22/2022 3:42:52 PM | 0 | Area 1001 Gas CCS 2024 | 0 |  | 1 | Unit |  | PJM | 358.15 | 0 | 0.95 | 0 | 0 | 0 | 0 | 3003501.75 | 0 | 67535.4375 | 0 | 0
3061 | Area 1001 Gas CCS 2025 | ATC | 2024 | AEP-KPCO | 0 | 0 | 0 | 0 | 0 |  | 0 | 0 | 0 | 0 | 0 | 0 | 0 | 0 | -1 | 0 | 0 |  | 0 | 0 | 0 | 0 | 0 | 0 | 0 | 0 | 0 | 0 | 0 | 0 | 0 | -1 | 0 | 0 | 0 | 0 | 0 | 0 | 0 | 0 | 0 | 0 | 0 | 0 | 0 | 0 | 0 | 0 | 0 |  |  |  |  | 0 | 0 | 0 | 0 | 0 | 0 | 0 | 0 | 0 | 1/1/2025 | 12/31/2099 | TRUE | TCO |  | 2024 |  |  |  | REF | 0 | 0 | Real 2021 ¦ 12/22/2022 3:42:52 PM | 0 | Area 1001 Gas CCS 2025 | 0 |  | 1 | Unit |  | PJM | 0 | 0 | 0.95 | 0 | 0 | 0 | 0 | 0 | 0 | 0 | 0 | 0
3062 | Area 1001 Gas CCS 2026 | ATC | 2024 | AEP-KPCO | 0 | 0 | 0 | 0 | 0 |  | 0 | 0 | 0 | 0 | 0 | 0 | 0 | 0 | -1 | 0 | 0 |  | 0 | 0 | 0 | 0 | 0 | 0 | 0 | 0 | 0 | 0 | 0 | 0 | 0 | -1 | 0 | 0 | 0 | 0 | 0 | 0 | 0 | 0 | 0 | 0 | 0 | 0 | 0 | 0 | 0 | 0 | 0 |  |  |  |  | 0 | 0 | 0 | 0 | 0 | 0 | 0 | 0 | 0 | 1/1/2026 | 12/31/2099 | TRUE | TCO |  | 2024 |  |  |  | REF | 0 | 0 | Real 2021 ¦ 12/22/2022 3:42:52 PM | 0 | Area 1001 Gas CCS 2026 | 0 |  | 1 | Unit |  | PJM | 0 | 0 | 0.95 | 0 | 0 | 0 | 0 | 0 | 0 | 0 | 0 | 0
3063 | Area 1001 Gas CCS 2027 | ATC | 2024 | AEP-KPCO | 0 | 0 | 0 | 0 | 0 |  | 0 | 0 | 0 | 0 | 0 | 0 | 0 | 0 | -1 | 0 | 0 |  | 0 | 0 | 0 | 0 | 0 | 0 | 0 | 0 | 0 | 0 | 0 | 0 | 0 | -1 | 0 | 0 | 0 | 0 | 0 | 0 | 0 | 0 | 0 | 0 | 0 | 0 | 0 | 0 | 0 | 0 | 0 |  |  |  |  | 0 | 0 | 0 | 0 | 0 | 0 | 0 | 0 | 0 | 1/1/2027 | 12/31/2099 | TRUE | TCO |  | 2024 |  |  |  | REF | 0 | 0 | Real 2021 ¦ 12/22/2022 3:42:52 PM | 0 | Area 1001 Gas CCS 2027 | 0 |  | 1 | Unit |  | PJM | 0 | 0 | 0.95 | 0 | 0 | 0 | 0 | 0 | 0 | 0 | 0 | 0
3064 | Area 1001 Gas CCS 2028 | ATC | 2024 | AEP-KPCO | 0 | 0 | 0 | 0 | 0 |  | 0 | 0 | 0 | 0 | 0 | 0 | 0 | 0 | -1 | 0 | 0 |  | 0 | 0 | 0 | 0 | 0 | 0 | 0 | 0 | 0 | 0 | 0 | 0 | 0 | -1 | 0 | 0 | 0 | 0 | 0 | 0 | 0 | 0 | 0 | 0 | 0 | 0 | 0 | 0 | 0 | 0 | 0 |  |  |  |  | 0 | 0 | 0 | 0 | 0 | 0 | 0 | 0 | 0 | 1/1/2028 | 12/31/2099 | TRUE | TCO |  | 2024 |  |  |  | REF | 0 | 0 | Real 2021 ¦ 12/22/2022 3:42:52 PM | 0 | Area 1001 Gas CCS 2028 | 0 |  | 1 | Unit |  | PJM | 0 | 0 | 0.95 | 0 | 0 | 0 | 0 | 0 | 0 | 0 | 0 | 0
3065 | Area 1001 Gas CCS 2029 | ATC | 2024 | AEP-KPCO | 0 | 0 | 0 | 0 | 0 |  | 0 | 0 | 0 | 0 | 0 | 0 | 0 | 0 | -1 | 0 | 0 |  | 0 | 0 | 0 | 0 | 0 | 0 | 0 | 0 | 0 | 0 | 0 | 0 | 0 | -1 | 0 | 0 | 0 | 0 | 0 | 0 | 0 | 0 | 0 | 0 | 0 | 0 | 0 | 0 | 0 | 0 | 0 |  |  |  |  | 0 | 0 | 0 | 0 | 0 | 0 | 0 | 0 | 0 | 1/1/2029 | 12/31/2099 | TRUE | TCO |  | 2024 |  |  |  | REF | 0 | 0 | Real 2021 ¦ 12/22/2022 3:42:52 PM | 0 | Area 1001 Gas CCS 2029 | 0 |  | 1 | Unit |  | PJM | 0 | 0 | 0.95 | 0 | 0 | 0 | 0 | 0 | 0 | 0 | 0 | 0
3066 | Area 1001 Gas CCS 2030 | ATC | 2024 | AEP-KPCO | 0 | 0 | 0 | 0 | 0 |  | 0 | 0 | 0 | 0 | 0 | 0 | 0 | 0 | -1 | 0 | 0 |  | 0 | 0 | 0 | 0 | 0 | 0 | 0 | 0 | 0 | 0 | 0 | 0 | 0 | -1 | 0 | 0 | 0 | 0 | 0 | 0 | 0 | 0 | 0 | 0 | 0 | 0 | 0 | 0 | 0 | 0 | 0 |  |  |  |  | 0 | 0 | 0 | 0 | 0 | 0 | 0 | 0 | 0 | 1/1/2030 | 12/31/2099 | TRUE | TCO |  | 2024 |  |  |  | REF | 0 | 0 | Real 2021 ¦ 12/22/2022 3:42:52 PM | 0 | Area 1001 Gas CCS 2030 | 0 |  | 1 | Unit |  | PJM | 0 | 0 | 0.95 | 0 | 0 | 0 | 0 | 0 | 0 | 0 | 0 | 0
3067 | Area 1001 Gas CCS 2031 | ATC | 2024 | AEP-KPCO | 0 | 0 | 0 | 0 | 0 |  | 0 | 0 | 0 | 0 | 0 | 0 | 0 | 0 | -1 | 0 | 0 |  | 0 | 0 | 0 | 0 | 0 | 0 | 0 | 0 | 0 | 0 | 0 | 0 | 0 | -1 | 0 | 0 | 0 | 0 | 0 | 0 | 0 | 0 | 0 | 0 | 0 | 0 | 0 | 0 | 0 | 0 | 0 |  |  |  |  | 0 | 0 | 0 | 0 | 0 | 0 | 0 | 0 | 0 | 1/1/2031 | 12/31/2099 | TRUE | TCO |  | 2024 |  |  |  | REF | 0 | 0 | Real 2021 ¦ 12/22/2022 3:42:52 PM | 0 | Area 1001 Gas CCS 2031 | 0 |  | 1 | Unit |  | PJM | 0 | 0 | 0.95 | 0 | 0 | 0 | 0 | 0 | 0 | 0 | 0 | 0
3068 | Area 1001 Gas CCS 2032 | ATC | 2024 | AEP-KPCO | 0 | 0 | 0 | 0 | 0 |  | 0 | 0 | 0 | 0 | 0 | 0 | 0 | 0 | -1 | 0 | 0 |  | 0 | 0 | 0 | 0 | 0 | 0 | 0 | 0 | 0 | 0 | 0 | 0 | 0 | -1 | 0 | 0 | 0 | 0 | 0 | 0 | 0 | 0 | 0 | 0 | 0 | 0 | 0 | 0 | 0 | 0 | 0 |  |  |  |  | 0 | 0 | 0 | 0 | 0 | 0 | 0 | 0 | 0 | 1/1/2032 | 12/31/2099 | TRUE | TCO |  | 2024 |  |  |  | REF | 0 | 0 | Real 2021 ¦ 12/22/2022 3:42:52 PM | 0 | Area 1001 Gas CCS 2032 | 0 |  | 1 | Unit |  | PJM | 0 | 0 | 0.95 | 0 | 0 | 0 | 0 | 0 | 0 | 0 | 0 | 0
3069 | Area 1001 Gas CCS 2033 | ATC | 2024 | AEP-KPCO | 0 | 0 | 0 | 0 | 0 |  | 0 | 0 | 0 | 0 | 0 | 0 | 0 | 0 | -1 | 0 | 0 |  | 0 | 0 | 0 | 0 | 0 | 0 | 0 | 0 | 0 | 0 | 0 | 0 | 0 | -1 | 0 | 0 | 0 | 0 | 0 | 0 | 0 | 0 | 0 | 0 | 0 | 0 | 0 | 0 | 0 | 0 | 0 |  |  |  |  | 0 | 0 | 0 | 0 | 0 | 0 | 0 | 0 | 0 | 1/1/2033 | 12/31/2099 | TRUE | TCO |  | 2024 |  |  |  | REF | 0 | 0 | Real 2021 ¦ 12/22/2022 3:42:52 PM | 0 | Area 1001 Gas CCS 2033 | 0 |  | 1 | Unit |  | PJM | 0 | 0 | 0.95 | 0 | 0 | 0 | 0 | 0 | 0 | 0 | 0 | 0
3070 | Area 1001 Gas CCS 2034 | ATC | 2024 | AEP-KPCO | 0 | 0 | 0 | 0 | 0 |  | 0 | 0 | 0 | 0 | 0 | 0 | 0 | 0 | -1 | 0 | 0 |  | 0 | 0 | 0 | 0 | 0 | 0 | 0 | 0 | 0 | 0 | 0 | 0 | 0 | -1 | 0 | 0 | 0 | 0 | 0 | 0 | 0 | 0 | 0 | 0 | 0 | 0 | 0 | 0 | 0 | 0 | 0 |  |  |  |  | 0 | 0 | 0 | 0 | 0 | 0 | 0 | 0 | 0 | 1/1/2034 | 12/31/2099 | TRUE | TCO |  | 2024 |  |  |  | REF | 0 | 0 | Real 2021 ¦ 12/22/2022 3:42:52 PM | 0 | Area 1001 Gas CCS 2034 | 0 |  | 1 | Unit |  | PJM | 0 | 0 | 0.95 | 0 | 0 | 0 | 0 | 0 | 0 | 0 | 0 | 0
3071 | Area 1001 Gas CCS 2035 | ATC | 2024 | AEP-KPCO | 0 | 0 | 0 | 0 | 0 |  | 0 | 0 | 0 | 0 | 0 | 0 | 0 | 0 | -1 | 0 | 0 |  | 0 | 0 | 0 | 0 | 0 | 0 | 0 | 0 | 0 | 0 | 0 | 0 | 0 | -1 | 0 | 0 | 0 | 0 | 0 | 0 | 0 | 0 | 0 | 0 | 0 | 0 | 0 | 0 | 0 | 0 | 0 |  |  |  |  | 0 | 0 | 0 | 0 | 0 | 0 | 0 | 0 | 0 | 1/1/2035 | 12/31/2099 | TRUE | TCO |  | 2024 |  |  |  | REF | 0 | 0 | Real 2021 ¦ 12/22/2022 3:42:52 PM | 0 | Area 1001 Gas CCS 2035 | 0 |  | 1 | Unit |  | PJM | 0 | 0 | 0.95 | 0 | 0 | 0 | 0 | 0 | 0 | 0 | 0 | 0
3072 | Area 1001 Gas CCS 2036 | ATC | 2024 | AEP-KPCO | 0 | 0 | 0 | 0 | 0 |  | 0 | 0 | 0 | 0 | 0 | 0 | 0 | 0 | -1 | 0 | 0 |  | 0 | 0 | 0 | 0 | 0 | 0 | 0 | 0 | 0 | 0 | 0 | 0 | 0 | -1 | 0 | 0 | 0 | 0 | 0 | 0 | 0 | 0 | 0 | 0 | 0 | 0 | 0 | 0 | 0 | 0 | 0 |  |  |  |  | 0 | 0 | 0 | 0 | 0 | 0 | 0 | 0 | 0 | 1/1/2036 | 12/31/2099 | TRUE | TCO |  | 2024 |  |  |  | REF | 0 | 0 | Real 2021 ¦ 12/22/2022 3:42:52 PM | 0 | Area 1001 Gas CCS 2036 | 0 |  | 1 | Unit |  | PJM | 0 | 0 | 0.95 | 0 | 0 | 0 | 0 | 0 | 0 | 0 | 0 | 0
3073 | Area 1001 Gas CCS 2037 | ATC | 2024 | AEP-KPCO | 0 | 0 | 0 | 0 | 0 |  | 0 | 0 | 0 | 0 | 0 | 0 | 0 | 0 | -1 | 0 | 0 |  | 0 | 0 | 0 | 0 | 0 | 0 | 0 | 0 | 0 | 0 | 0 | 0 | 0 | -1 | 0 | 0 | 0 | 0 | 0 | 0 | 0 | 0 | 0 | 0 | 0 | 0 | 0 | 0 | 0 | 0 | 0 |  |  |  |  | 0 | 0 | 0 | 0 | 0 | 0 | 0 | 0 | 0 | 1/1/2037 | 12/31/2099 | TRUE | TCO |  | 2024 |  |  |  | REF | 0 | 0 | Real 2021 ¦ 12/22/2022 3:42:52 PM | 0 | Area 1001 Gas CCS 2037 | 0 |  | 1 | Unit |  | PJM | 0 | 0 | 0.95 | 0 | 0 | 0 | 0 | 0 | 0 | 0 | 0 | 0
3074 | Area 1001 Gas CCS 2038 | ATC | 2024 | AEP-KPCO | 0 | 0 | 0 | 0 | 0 |  | 0 | 0 | 0 | 0 | 0 | 0 | 0 | 0 | -1 | 0 | 0 |  | 0 | 0 | 0 | 0 | 0 | 0 | 0 | 0 | 0 | 0 | 0 | 0 | 0 | -1 | 0 | 0 | 0 | 0 | 0 | 0 | 0 | 0 | 0 | 0 | 0 | 0 | 0 | 0 | 0 | 0 | 0 |  |  |  |  | 0 | 0 | 0 | 0 | 0 | 0 | 0 | 0 | 0 | 1/1/2038 | 12/31/2099 | TRUE | TCO |  | 2024 |  |  |  | REF | 0 | 0 | Real 2021 ¦ 12/22/2022 3:42:52 PM | 0 | Area 1001 Gas CCS 2038 | 0 |  | 1 | Unit |  | PJM | 0 | 0 | 0.95 | 0 | 0 | 0 | 0 | 0 | 0 | 0 | 0 | 0
3075 | Area 1001 Gas CCS 2039 | ATC | 2024 | AEP-KPCO | 0 | 0 | 0 | 0 | 0 |  | 0 | 0 | 0 | 0 | 0 | 0 | 0 | 0 | -1 | 0 | 0 |  | 0 | 0 | 0 | 0 | 0 | 0 | 0 | 0 | 0 | 0 | 0 | 0 | 0 | -1 | 0 | 0 | 0 | 0 | 0 | 0 | 0 | 0 | 0 | 0 | 0 | 0 | 0 | 0 | 0 | 0 | 0 |  |  |  |  | 0 | 0 | 0 | 0 | 0 | 0 | 0 | 0 | 0 | 1/1/2039 | 12/31/2099 | TRUE | TCO |  | 2024 |  |  |  | REF | 0 | 0 | Real 2021 ¦ 12/22/2022 3:42:52 PM | 0 | Area 1001 Gas CCS 2039 | 0 |  | 1 | Unit |  | PJM | 0 | 0 | 0.95 | 0 | 0 | 0 | 0 | 0 | 0 | 0 | 0 | 0
3076 | Area 1001 Gas CCS 2040 | ATC | 2024 | AEP-KPCO | 0 | 0 | 0 | 0 | 0 |  | 0 | 0 | 0 | 0 | 0 | 0 | 0 | 0 | -1 | 0 | 0 |  | 0 | 0 | 0 | 0 | 0 | 0 | 0 | 0 | 0 | 0 | 0 | 0 | 0 | -1 | 0 | 0 | 0 | 0 | 0 | 0 | 0 | 0 | 0 | 0 | 0 | 0 | 0 | 0 | 0 | 0 | 0 |  |  |  |  | 0 | 0 | 0 | 0 | 0 | 0 | 0 | 0 | 0 | 1/1/2040 | 12/31/2099 | TRUE | TCO |  | 2024 |  |  |  | REF | 0 | 0 | Real 2021 ¦ 12/22/2022 3:42:52 PM | 0 | Area 1001 Gas CCS 2040 | 0 |  | 1 | Unit |  | PJM | 0 | 0 | 0.95 | 0 | 0 | 0 | 0 | 0 | 0 | 0 | 0 | 0
3077 | Area 1001 Gas CCS 2041 | ATC | 2024 | AEP-KPCO | 0 | 0 | 0 | 0 | 0 |  | 0 | 0 | 0 | 0 | 0 | 0 | 0 | 0 | -1 | 0 | 0 |  | 0 | 0 | 0 | 0 | 0 | 0 | 0 | 0 | 0 | 0 | 0 | 0 | 0 | -1 | 0 | 0 | 0 | 0 | 0 | 0 | 0 | 0 | 0 | 0 | 0 | 0 | 0 | 0 | 0 | 0 | 0 |  |  |  |  | 0 | 0 | 0 | 0 | 0 | 0 | 0 | 0 | 0 | 1/1/2041 | 12/31/2099 | TRUE | TCO |  | 2024 |  |  |  | REF | 0 | 0 | Real 2021 ¦ 12/22/2022 3:42:52 PM | 0 | Area 1001 Gas CCS 2041 | 0 |  | 1 | Unit |  | PJM | 0 | 0 | 0.95 | 0 | 0 | 0 | 0 | 0 | 0 | 0 | 0 | 0
3078 | Area 1001 Gas CCS 2042 | ATC | 2024 | AEP-KPCO | 0 | 0 | 0 | 0 | 0 |  | 0 | 0 | 0 | 0 | 0 | 0 | 0 | 0 | -1 | 0 | 0 |  | 0 | 0 | 0 | 0 | 0 | 0 | 0 | 0 | 0 | 0 | 0 | 0 | 0 | -1 | 0 | 0 | 0 | 0 | 0 | 0 | 0 | 0 | 0 | 0 | 0 | 0 | 0 | 0 | 0 | 0 | 0 |  |  |  |  | 0 | 0 | 0 | 0 | 0 | 0 | 0 | 0 | 0 | 1/1/2042 | 12/31/2099 | TRUE | TCO |  | 2024 |  |  |  | REF | 0 | 0 | Real 2021 ¦ 12/22/2022 3:42:52 PM | 0 | Area 1001 Gas CCS 2042 | 0 |  | 1 | Unit |  | PJM | 0 | 0 | 0.95 | 0 | 0 | 0 | 0 | 0 | 0 | 0 | 0 | 0
3079 | Area 1001 Gas CCS 2043 | ATC | 2024 | AEP-KPCO | 0 | 0 | 0 | 0 | 0 |  | 0 | 0 | 0 | 0 | 0 | 0 | 0 | 0 | -1 | 0 | 0 |  | 0 | 0 | 0 | 0 | 0 | 0 | 0 | 0 | 0 | 0 | 0 | 0 | 0 | -1 | 0 | 0 | 0 | 0 | 0 | 0 | 0 | 0 | 0 | 0 | 0 | 0 | 0 | 0 | 0 | 0 | 0 |  |  |  |  | 0 | 0 | 0 | 0 | 0 | 0 | 0 | 0 | 0 | 1/1/2043 | 12/31/2099 | TRUE | TCO |  | 2024 |  |  |  | REF | 0 | 0 | Real 2021 ¦ 12/22/2022 3:42:52 PM | 0 | Area 1001 Gas CCS 2043 | 0 |  | 1 | Unit |  | PJM | 0 | 0 | 0.95 | 0 | 0 | 0 | 0 | 0 | 0 | 0 | 0 | 0
3080 | Area 1001 Coal CCS 2025 | ATC | 2024 | AEP-KPCO | 0 | 0 | 0 | 0 | 0 |  | 0 | 0 | 0 | 0 | 0 | 0 | 0 | 0 | -1 | 0 | 0 |  | 0 | 0 | 0 | 0 | 0 | 0 | 0 | 0 | 0 | 0 | 0 | 0 | 0 | -1 | 0 | 0 | 0 | 0 | 0 | 0 | 0 | 0 | 0 | 0 | 0 | 0 | 0 | 0 | 0 | 0 | 0 |  |  |  |  | 0 | 0 | 0 | 0 | 0 | 0 | 0 | 0 | 0 | 1/1/2025 | 12/31/2099 | TRUE | KPCO CCS Coal Price |  | 2024 |  |  |  | REF | 0 | 0 | Real 2021 ¦ 12/22/2022 3:42:52 PM | 0 | Area 1001 Coal CCS 2025 | 0 |  | 1 | Unit |  | PJM | 0 | 0 | 0.95 | 0 | 0 | 0 | 0 | 0 | 0 | 0 | 0 | 0
3081 | Area 1001 Coal CCS 2026 | ATC | 2024 | AEP-KPCO | 0 | 0 | 0 | 0 | 0 |  | 0 | 0 | 0 | 0 | 0 | 0 | 0 | 0 | -1 | 0 | 0 |  | 0 | 0 | 0 | 0 | 0 | 0 | 0 | 0 | 0 | 0 | 0 | 0 | 0 | -1 | 0 | 0 | 0 | 0 | 0 | 0 | 0 | 0 | 0 | 0 | 0 | 0 | 0 | 0 | 0 | 0 | 0 |  |  |  |  | 0 | 0 | 0 | 0 | 0 | 0 | 0 | 0 | 0 | 1/1/2026 | 12/31/2099 | TRUE | KPCO CCS Coal Price |  | 2024 |  |  |  | REF | 0 | 0 | Real 2021 ¦ 12/22/2022 3:42:52 PM | 0 | Area 1001 Coal CCS 2026 | 0 |  | 1 | Unit |  | PJM | 0 | 0 | 0.95 | 0 | 0 | 0 | 0 | 0 | 0 | 0 | 0 | 0
3082 | Area 1001 Coal CCS 2027 | ATC | 2024 | AEP-KPCO | 0 | 0 | 0 | 0 | 0 |  | 0 | 0 | 0 | 0 | 0 | 0 | 0 | 0 | -1 | 0 | 0 |  | 0 | 0 | 0 | 0 | 0 | 0 | 0 | 0 | 0 | 0 | 0 | 0 | 0 | -1 | 0 | 0 | 0 | 0 | 0 | 0 | 0 | 0 | 0 | 0 | 0 | 0 | 0 | 0 | 0 | 0 | 0 |  |  |  |  | 0 | 0 | 0 | 0 | 0 | 0 | 0 | 0 | 0 | 1/1/2027 | 12/31/2099 | TRUE | KPCO CCS Coal Price |  | 2024 |  |  |  | REF | 0 | 0 | Real 2021 ¦ 12/22/2022 3:42:52 PM | 0 | Area 1001 Coal CCS 2027 | 0 |  | 1 | Unit |  | PJM | 0 | 0 | 0.95 | 0 | 0 | 0 | 0 | 0 | 0 | 0 | 0 | 0
3083 | Area 1001 Coal CCS 2028 | ATC | 2024 | AEP-KPCO | 0 | 0 | 0 | 0 | 0 |  | 0 | 0 | 0 | 0 | 0 | 0 | 0 | 0 | -1 | 0 | 0 |  | 0 | 0 | 0 | 0 | 0 | 0 | 0 | 0 | 0 | 0 | 0 | 0 | 0 | -1 | 0 | 0 | 0 | 0 | 0 | 0 | 0 | 0 | 0 | 0 | 0 | 0 | 0 | 0 | 0 | 0 | 0 |  |  |  |  | 0 | 0 | 0 | 0 | 0 | 0 | 0 | 0 | 0 | 1/1/2028 | 12/31/2099 | TRUE | KPCO CCS Coal Price |  | 2024 |  |  |  | REF | 0 | 0 | Real 2021 ¦ 12/22/2022 3:42:52 PM | 0 | Area 1001 Coal CCS 2028 | 0 |  | 1 | Unit |  | PJM | 0 | 0 | 0.95 | 0 | 0 | 0 | 0 | 0 | 0 | 0 | 0 | 0
3084 | Area 1001 Coal CCS 2029 | ATC | 2024 | AEP-KPCO | 0 | 0 | 0 | 0 | 0 |  | 0 | 0 | 0 | 0 | 0 | 0 | 0 | 0 | -1 | 0 | 0 |  | 0 | 0 | 0 | 0 | 0 | 0 | 0 | 0 | 0 | 0 | 0 | 0 | 0 | -1 | 0 | 0 | 0 | 0 | 0 | 0 | 0 | 0 | 0 | 0 | 0 | 0 | 0 | 0 | 0 | 0 | 0 |  |  |  |  | 0 | 0 | 0 | 0 | 0 | 0 | 0 | 0 | 0 | 1/1/2029 | 12/31/2099 | TRUE | KPCO CCS Coal Price |  | 2024 |  |  |  | REF | 0 | 0 | Real 2021 ¦ 12/22/2022 3:42:52 PM | 0 | Area 1001 Coal CCS 2029 | 0 |  | 1 | Unit |  | PJM | 0 | 0 | 0.95 | 0 | 0 | 0 | 0 | 0 | 0 | 0 | 0 | 0
3085 | Area 1001 Coal CCS 2030 | ATC | 2024 | AEP-KPCO | 0 | 0 | 0 | 0 | 0 |  | 0 | 0 | 0 | 0 | 0 | 0 | 0 | 0 | -1 | 0 | 0 |  | 0 | 0 | 0 | 0 | 0 | 0 | 0 | 0 | 0 | 0 | 0 | 0 | 0 | -1 | 0 | 0 | 0 | 0 | 0 | 0 | 0 | 0 | 0 | 0 | 0 | 0 | 0 | 0 | 0 | 0 | 0 |  |  |  |  | 0 | 0 | 0 | 0 | 0 | 0 | 0 | 0 | 0 | 1/1/2030 | 12/31/2099 | TRUE | KPCO CCS Coal Price |  | 2024 |  |  |  | REF | 0 | 0 | Real 2021 ¦ 12/22/2022 3:42:52 PM | 0 | Area 1001 Coal CCS 2030 | 0 |  | 1 | Unit |  | PJM | 0 | 0 | 0.95 | 0 | 0 | 0 | 0 | 0 | 0 | 0 | 0 | 0
3086 | Area 1001 Coal CCS 2031 | ATC | 2024 | AEP-KPCO | 0 | 0 | 0 | 0 | 0 |  | 0 | 0 | 0 | 0 | 0 | 0 | 0 | 0 | -1 | 0 | 0 |  | 0 | 0 | 0 | 0 | 0 | 0 | 0 | 0 | 0 | 0 | 0 | 0 | 0 | -1 | 0 | 0 | 0 | 0 | 0 | 0 | 0 | 0 | 0 | 0 | 0 | 0 | 0 | 0 | 0 | 0 | 0 |  |  |  |  | 0 | 0 | 0 | 0 | 0 | 0 | 0 | 0 | 0 | 1/1/2031 | 12/31/2099 | TRUE | KPCO CCS Coal Price |  | 2024 |  |  |  | REF | 0 | 0 | Real 2021 ¦ 12/22/2022 3:42:52 PM | 0 | Area 1001 Coal CCS 2031 | 0 |  | 1 | Unit |  | PJM | 0 | 0 | 0.95 | 0 | 0 | 0 | 0 | 0 | 0 | 0 | 0 | 0
3087 | Area 1001 Coal CCS 2032 | ATC | 2024 | AEP-KPCO | 0 | 0 | 0 | 0 | 0 |  | 0 | 0 | 0 | 0 | 0 | 0 | 0 | 0 | -1 | 0 | 0 |  | 0 | 0 | 0 | 0 | 0 | 0 | 0 | 0 | 0 | 0 | 0 | 0 | 0 | -1 | 0 | 0 | 0 | 0 | 0 | 0 | 0 | 0 | 0 | 0 | 0 | 0 | 0 | 0 | 0 | 0 | 0 |  |  |  |  | 0 | 0 | 0 | 0 | 0 | 0 | 0 | 0 | 0 | 1/1/2032 | 12/31/2099 | TRUE | KPCO CCS Coal Price |  | 2024 |  |  |  | REF | 0 | 0 | Real 2021 ¦ 12/22/2022 3:42:52 PM | 0 | Area 1001 Coal CCS 2032 | 0 |  | 1 | Unit |  | PJM | 0 | 0 | 0.95 | 0 | 0 | 0 | 0 | 0 | 0 | 0 | 0 | 0
3088 | Area 1001 Coal CCS 2033 | ATC | 2024 | AEP-KPCO | 0 | 0 | 0 | 0 | 0 |  | 0 | 0 | 0 | 0 | 0 | 0 | 0 | 0 | -1 | 0 | 0 |  | 0 | 0 | 0 | 0 | 0 | 0 | 0 | 0 | 0 | 0 | 0 | 0 | 0 | -1 | 0 | 0 | 0 | 0 | 0 | 0 | 0 | 0 | 0 | 0 | 0 | 0 | 0 | 0 | 0 | 0 | 0 |  |  |  |  | 0 | 0 | 0 | 0 | 0 | 0 | 0 | 0 | 0 | 1/1/2033 | 12/31/2099 | TRUE | KPCO CCS Coal Price |  | 2024 |  |  |  | REF | 0 | 0 | Real 2021 ¦ 12/22/2022 3:42:52 PM | 0 | Area 1001 Coal CCS 2033 | 0 |  | 1 | Unit |  | PJM | 0 | 0 | 0.95 | 0 | 0 | 0 | 0 | 0 | 0 | 0 | 0 | 0
3089 | Area 1001 Coal CCS 2034 | ATC | 2024 | AEP-KPCO | 0 | 0 | 0 | 0 | 0 |  | 0 | 0 | 0 | 0 | 0 | 0 | 0 | 0 | -1 | 0 | 0 |  | 0 | 0 | 0 | 0 | 0 | 0 | 0 | 0 | 0 | 0 | 0 | 0 | 0 | -1 | 0 | 0 | 0 | 0 | 0 | 0 | 0 | 0 | 0 | 0 | 0 | 0 | 0 | 0 | 0 | 0 | 0 |  |  |  |  | 0 | 0 | 0 | 0 | 0 | 0 | 0 | 0 | 0 | 1/1/2034 | 12/31/2099 | TRUE | KPCO CCS Coal Price |  | 2024 |  |  |  | REF | 0 | 0 | Real 2021 ¦ 12/22/2022 3:42:52 PM | 0 | Area 1001 Coal CCS 2034 | 0 |  | 1 | Unit |  | PJM | 0 | 0 | 0.95 | 0 | 0 | 0 | 0 | 0 | 0 | 0 | 0 | 0
3090 | Area 1001 Coal CCS 2035 | ATC | 2024 | AEP-KPCO | 0 | 0 | 0 | 0 | 0 |  | 0 | 0 | 0 | 0 | 0 | 0 | 0 | 0 | -1 | 0 | 0 |  | 0 | 0 | 0 | 0 | 0 | 0 | 0 | 0 | 0 | 0 | 0 | 0 | 0 | -1 | 0 | 0 | 0 | 0 | 0 | 0 | 0 | 0 | 0 | 0 | 0 | 0 | 0 | 0 | 0 | 0 | 0 |  |  |  |  | 0 | 0 | 0 | 0 | 0 | 0 | 0 | 0 | 0 | 1/1/2035 | 12/31/2099 | TRUE | KPCO CCS Coal Price |  | 2024 |  |  |  | REF | 0 | 0 | Real 2021 ¦ 12/22/2022 3:42:52 PM | 0 | Area 1001 Coal CCS 2035 | 0 |  | 1 | Unit |  | PJM | 0 | 0 | 0.95 | 0 | 0 | 0 | 0 | 0 | 0 | 0 | 0 | 0
3091 | Area 1001 Coal CCS 2036 | ATC | 2024 | AEP-KPCO | 0 | 0 | 0 | 0 | 0 |  | 0 | 0 | 0 | 0 | 0 | 0 | 0 | 0 | -1 | 0 | 0 |  | 0 | 0 | 0 | 0 | 0 | 0 | 0 | 0 | 0 | 0 | 0 | 0 | 0 | -1 | 0 | 0 | 0 | 0 | 0 | 0 | 0 | 0 | 0 | 0 | 0 | 0 | 0 | 0 | 0 | 0 | 0 |  |  |  |  | 0 | 0 | 0 | 0 | 0 | 0 | 0 | 0 | 0 | 1/1/2036 | 12/31/2099 | TRUE | KPCO CCS Coal Price |  | 2024 |  |  |  | REF | 0 | 0 | Real 2021 ¦ 12/22/2022 3:42:52 PM | 0 | Area 1001 Coal CCS 2036 | 0 |  | 1 | Unit |  | PJM | 0 | 0 | 0.95 | 0 | 0 | 0 | 0 | 0 | 0 | 0 | 0 | 0
3092 | Area 1001 Coal CCS 2037 | ATC | 2024 | AEP-KPCO | 0 | 0 | 0 | 0 | 0 |  | 0 | 0 | 0 | 0 | 0 | 0 | 0 | 0 | -1 | 0 | 0 |  | 0 | 0 | 0 | 0 | 0 | 0 | 0 | 0 | 0 | 0 | 0 | 0 | 0 | -1 | 0 | 0 | 0 | 0 | 0 | 0 | 0 | 0 | 0 | 0 | 0 | 0 | 0 | 0 | 0 | 0 | 0 |  |  |  |  | 0 | 0 | 0 | 0 | 0 | 0 | 0 | 0 | 0 | 1/1/2037 | 12/31/2099 | TRUE | KPCO CCS Coal Price |  | 2024 |  |  |  | REF | 0 | 0 | Real 2021 ¦ 12/22/2022 3:42:52 PM | 0 | Area 1001 Coal CCS 2037 | 0 |  | 1 | Unit |  | PJM | 0 | 0 | 0.95 | 0 | 0 | 0 | 0 | 0 | 0 | 0 | 0 | 0
3093 | Area 1001 Coal CCS 2038 | ATC | 2024 | AEP-KPCO | 0 | 0 | 0 | 0 | 0 |  | 0 | 0 | 0 | 0 | 0 | 0 | 0 | 0 | -1 | 0 | 0 |  | 0 | 0 | 0 | 0 | 0 | 0 | 0 | 0 | 0 | 0 | 0 | 0 | 0 | -1 | 0 | 0 | 0 | 0 | 0 | 0 | 0 | 0 | 0 | 0 | 0 | 0 | 0 | 0 | 0 | 0 | 0 |  |  |  |  | 0 | 0 | 0 | 0 | 0 | 0 | 0 | 0 | 0 | 1/1/2038 | 12/31/2099 | TRUE | KPCO CCS Coal Price |  | 2024 |  |  |  | REF | 0 | 0 | Real 2021 ¦ 12/22/2022 3:42:52 PM | 0 | Area 1001 Coal CCS 2038 | 0 |  | 1 | Unit |  | PJM | 0 | 0 | 0.95 | 0 | 0 | 0 | 0 | 0 | 0 | 0 | 0 | 0
3094 | Area 1001 Coal CCS 2039 | ATC | 2024 | AEP-KPCO | 0 | 0 | 0 | 0 | 0 |  | 0 | 0 | 0 | 0 | 0 | 0 | 0 | 0 | -1 | 0 | 0 |  | 0 | 0 | 0 | 0 | 0 | 0 | 0 | 0 | 0 | 0 | 0 | 0 | 0 | -1 | 0 | 0 | 0 | 0 | 0 | 0 | 0 | 0 | 0 | 0 | 0 | 0 | 0 | 0 | 0 | 0 | 0 |  |  |  |  | 0 | 0 | 0 | 0 | 0 | 0 | 0 | 0 | 0 | 1/1/2039 | 12/31/2099 | TRUE | KPCO CCS Coal Price |  | 2024 |  |  |  | REF | 0 | 0 | Real 2021 ¦ 12/22/2022 3:42:52 PM | 0 | Area 1001 Coal CCS 2039 | 0 |  | 1 | Unit |  | PJM | 0 | 0 | 0.95 | 0 | 0 | 0 | 0 | 0 | 0 | 0 | 0 | 0
3095 | Area 1001 Coal CCS 2040 | ATC | 2024 | AEP-KPCO | 0 | 0 | 0 | 0 | 0 |  | 0 | 0 | 0 | 0 | 0 | 0 | 0 | 0 | -1 | 0 | 0 |  | 0 | 0 | 0 | 0 | 0 | 0 | 0 | 0 | 0 | 0 | 0 | 0 | 0 | -1 | 0 | 0 | 0 | 0 | 0 | 0 | 0 | 0 | 0 | 0 | 0 | 0 | 0 | 0 | 0 | 0 | 0 |  |  |  |  | 0 | 0 | 0 | 0 | 0 | 0 | 0 | 0 | 0 | 1/1/2040 | 12/31/2099 | TRUE | KPCO CCS Coal Price |  | 2024 |  |  |  | REF | 0 | 0 | Real 2021 ¦ 12/22/2022 3:42:52 PM | 0 | Area 1001 Coal CCS 2040 | 0 |  | 1 | Unit |  | PJM | 0 | 0 | 0.95 | 0 | 0 | 0 | 0 | 0 | 0 | 0 | 0 | 0
3096 | Area 1001 Coal CCS 2041 | ATC | 2024 | AEP-KPCO | 0 | 0 | 0 | 0 | 0 |  | 0 | 0 | 0 | 0 | 0 | 0 | 0 | 0 | -1 | 0 | 0 |  | 0 | 0 | 0 | 0 | 0 | 0 | 0 | 0 | 0 | 0 | 0 | 0 | 0 | -1 | 0 | 0 | 0 | 0 | 0 | 0 | 0 | 0 | 0 | 0 | 0 | 0 | 0 | 0 | 0 | 0 | 0 |  |  |  |  | 0 | 0 | 0 | 0 | 0 | 0 | 0 | 0 | 0 | 1/1/2041 | 12/31/2099 | TRUE | KPCO CCS Coal Price |  | 2024 |  |  |  | REF | 0 | 0 | Real 2021 ¦ 12/22/2022 3:42:52 PM | 0 | Area 1001 Coal CCS 2041 | 0 |  | 1 | Unit |  | PJM | 0 | 0 | 0.95 | 0 | 0 | 0 | 0 | 0 | 0 | 0 | 0 | 0
3097 | Area 1001 Coal CCS 2042 | ATC | 2024 | AEP-KPCO | 0 | 0 | 0 | 0 | 0 |  | 0 | 0 | 0 | 0 | 0 | 0 | 0 | 0 | -1 | 0 | 0 |  | 0 | 0 | 0 | 0 | 0 | 0 | 0 | 0 | 0 | 0 | 0 | 0 | 0 | -1 | 0 | 0 | 0 | 0 | 0 | 0 | 0 | 0 | 0 | 0 | 0 | 0 | 0 | 0 | 0 | 0 | 0 |  |  |  |  | 0 | 0 | 0 | 0 | 0 | 0 | 0 | 0 | 0 | 1/1/2042 | 12/31/2099 | TRUE | KPCO CCS Coal Price |  | 2024 |  |  |  | REF | 0 | 0 | Real 2021 ¦ 12/22/2022 3:42:52 PM | 0 | Area 1001 Coal CCS 2042 | 0 |  | 1 | Unit |  | PJM | 0 | 0 | 0.95 | 0 | 0 | 0 | 0 | 0 | 0 | 0 | 0 | 0
3098 | Area 1001 Coal CCS 2043 | ATC | 2024 | AEP-KPCO | 0 | 0 | 0 | 0 | 0 |  | 0 | 0 | 0 | 0 | 0 | 0 | 0 | 0 | -1 | 0 | 0 |  | 0 | 0 | 0 | 0 | 0 | 0 | 0 | 0 | 0 | 0 | 0 | 0 | 0 | -1 | 0 | 0 | 0 | 0 | 0 | 0 | 0 | 0 | 0 | 0 | 0 | 0 | 0 | 0 | 0 | 0 | 0 |  |  |  |  | 0 | 0 | 0 | 0 | 0 | 0 | 0 | 0 | 0 | 1/1/2043 | 12/31/2099 | TRUE | KPCO CCS Coal Price |  | 2024 |  |  |  | REF | 0 | 0 | Real 2021 ¦ 12/22/2022 3:42:52 PM | 0 | Area 1001 Coal CCS 2043 | 0 |  | 1 | Unit |  | PJM | 0 | 0 | 0.95 | 0 | 0 | 0 | 0 | 0 | 0 | 0 | 0 | 0
3099 | Area 1001 Hydrogen CT 2023 | ATC | 2024 | AEP-KPCO | 219.5534 | 240 | 0 | 30.9996 | 30.7799 | 30.9324 | 29.3142 | 55400.0352 | 240 | 53624.9023 | 1775.1327 | 0 | 0 | 3.1462 | -1 | 17443684 | 9655 | 9660.377 | 9119.2861 | 65.866 | 205.5663 | 1805693.875 | 1805693.875 | 0 | 0 | 94.4672 | 17443684 | 89242.6562 | 89242.6562 | 0 | 0 | -1 | 0 | 0 | 35 | 54729.7734 | 0.49562 | 0.06198 | 0 | 0.43364 | 0 | 0 | 0 | -22011.8301 | 1124.6771 | 1124.6771 | 0 | 0 | 0 | 0.85653 | 49.4229 | 61.6131 | -12.1902 | 0 | 14.4466 | 6 | 0 | 0 | 8298 | 1805693.875 | 0 | 0 | 1/1/2023 | 12/31/2099 | TRUE | 2030 H2 Blend |  | 2024 |  |  |  | REF | 0 | 0 | Real 2021 ¦ 12/22/2022 3:42:52 PM | 0 | Area 1001 Hydrogen CT 2023 | 0 |  | 1 | Unit |  | PJM | 228 | 0 | 0.95 | 0 | 0 | 0 | 0 | 1928557.5 | 0 | 54729.7734 | 0 | 0
3100 | Area 1001 Hydrogen CT 2024 | ATC | 2024 | AEP-KPCO | 219.5534 | 240 | 0 | 30.9996 | 30.7799 | 30.918 | 29.3142 | 49942.1641 | 240 | 48167.0312 | 1775.1327 | 0 | 0 | 3.1462 | -1 | 17401756 | 9655 | 9660.2656 | 9119.2861 | 65.866 | 205.0745 | 1801374.375 | 1801374.375 | 0 | 1.9126 | 94.2281 | 17401756 | 89036.3047 | 89036.3047 | 0 | 0 | -1 | 0 | 0 | 38 | 54572.9609 | 0.0063378 | 0 | 0 | 0.0063378 | 0 | 0 | 0 | -16600.8125 | 1121.9867 | 1121.9867 | 0 | 0 | 0 | 0.85448 | 49.4269 | 58.6425 | -9.2156 | 0 | 14.4466 | 6 | 0 | 0 | 8277 | 1801374.375 | 0 | 0 | 1/1/2024 | 12/31/2099 | TRUE | 2030 H2 Blend |  | 2024 |  |  |  | REF | 0 | 0 | Real 2021 ¦ 12/22/2022 3:42:52 PM | 0 | Area 1001 Hydrogen CT 2024 | 0 |  | 1 | Unit |  | PJM | 228 | 0 | 0.95 | 0 | 0 | 0 | 0 | 1928557.5 | 0 | 54572.9609 | 0 | 0
3101 | Area 1001 Hydrogen CT 2025 | ATC | 2024 | AEP-KPCO | 0 | 0 | 0 | 0 | 0 |  | 0 | 0 | 0 | 0 | 0 | 0 | 0 | 0 | -1 | 0 | 0 |  | 0 | 0 | 0 | 0 | 0 | 0 | 0 | 0 | 0 | 0 | 0 | 0 | 0 | -1 | 0 | 0 | 0 | 0 | 0 | 0 | 0 | 0 | 0 | 0 | 0 | 0 | 0 | 0 | 0 | 0 | 0 |  |  |  |  | 0 | 0 | 0 | 0 | 0 | 0 | 0 | 0 | 0 | 1/1/2025 | 12/31/2099 | TRUE | 2030 H2 Blend |  | 2024 |  |  |  | REF | 0 | 0 | Real 2021 ¦ 12/22/2022 3:42:52 PM | 0 | Area 1001 Hydrogen CT 2025 | 0 |  | 1 | Unit |  | PJM | 0 | 0 | 0.95 | 0 | 0 | 0 | 0 | 0 | 0 | 0 | 0 | 0
3102 | Area 1001 Hydrogen CT 2026 | ATC | 2024 | AEP-KPCO | 0 | 0 | 0 | 0 | 0 |  | 0 | 0 | 0 | 0 | 0 | 0 | 0 | 0 | -1 | 0 | 0 |  | 0 | 0 | 0 | 0 | 0 | 0 | 0 | 0 | 0 | 0 | 0 | 0 | 0 | -1 | 0 | 0 | 0 | 0 | 0 | 0 | 0 | 0 | 0 | 0 | 0 | 0 | 0 | 0 | 0 | 0 | 0 |  |  |  |  | 0 | 0 | 0 | 0 | 0 | 0 | 0 | 0 | 0 | 1/1/2026 | 12/31/2099 | TRUE | 2030 H2 Blend |  | 2024 |  |  |  | REF | 0 | 0 | Real 2021 ¦ 12/22/2022 3:42:52 PM | 0 | Area 1001 Hydrogen CT 2026 | 0 |  | 1 | Unit |  | PJM | 0 | 0 | 0.95 | 0 | 0 | 0 | 0 | 0 | 0 | 0 | 0 | 0
3103 | Area 1001 Hydrogen CT 2027 | ATC | 2024 | AEP-KPCO | 0 | 0 | 0 | 0 | 0 |  | 0 | 0 | 0 | 0 | 0 | 0 | 0 | 0 | -1 | 0 | 0 |  | 0 | 0 | 0 | 0 | 0 | 0 | 0 | 0 | 0 | 0 | 0 | 0 | 0 | -1 | 0 | 0 | 0 | 0 | 0 | 0 | 0 | 0 | 0 | 0 | 0 | 0 | 0 | 0 | 0 | 0 | 0 |  |  |  |  | 0 | 0 | 0 | 0 | 0 | 0 | 0 | 0 | 0 | 1/1/2027 | 12/31/2099 | TRUE | 2030 H2 Blend |  | 2024 |  |  |  | REF | 0 | 0 | Real 2021 ¦ 12/22/2022 3:42:52 PM | 0 | Area 1001 Hydrogen CT 2027 | 0 |  | 1 | Unit |  | PJM | 0 | 0 | 0.95 | 0 | 0 | 0 | 0 | 0 | 0 | 0 | 0 | 0
3104 | Area 1001 Hydrogen CT 2028 | ATC | 2024 | AEP-KPCO | 0 | 0 | 0 | 0 | 0 |  | 0 | 0 | 0 | 0 | 0 | 0 | 0 | 0 | -1 | 0 | 0 |  | 0 | 0 | 0 | 0 | 0 | 0 | 0 | 0 | 0 | 0 | 0 | 0 | 0 | -1 | 0 | 0 | 0 | 0 | 0 | 0 | 0 | 0 | 0 | 0 | 0 | 0 | 0 | 0 | 0 | 0 | 0 |  |  |  |  | 0 | 0 | 0 | 0 | 0 | 0 | 0 | 0 | 0 | 1/1/2028 | 12/31/2099 | TRUE | 2030 H2 Blend |  | 2024 |  |  |  | REF | 0 | 0 | Real 2021 ¦ 12/22/2022 3:42:52 PM | 0 | Area 1001 Hydrogen CT 2028 | 0 |  | 1 | Unit |  | PJM | 0 | 0 | 0.95 | 0 | 0 | 0 | 0 | 0 | 0 | 0 | 0 | 0
3105 | Area 1001 Hydrogen CT 2029 | ATC | 2024 | AEP-KPCO | 0 | 0 | 0 | 0 | 0 |  | 0 | 0 | 0 | 0 | 0 | 0 | 0 | 0 | -1 | 0 | 0 |  | 0 | 0 | 0 | 0 | 0 | 0 | 0 | 0 | 0 | 0 | 0 | 0 | 0 | -1 | 0 | 0 | 0 | 0 | 0 | 0 | 0 | 0 | 0 | 0 | 0 | 0 | 0 | 0 | 0 | 0 | 0 |  |  |  |  | 0 | 0 | 0 | 0 | 0 | 0 | 0 | 0 | 0 | 1/1/2029 | 12/31/2099 | TRUE | 2030 H2 Blend |  | 2024 |  |  |  | REF | 0 | 0 | Real 2021 ¦ 12/22/2022 3:42:52 PM | 0 | Area 1001 Hydrogen CT 2029 | 0 |  | 1 | Unit |  | PJM | 0 | 0 | 0.95 | 0 | 0 | 0 | 0 | 0 | 0 | 0 | 0 | 0
3106 | Area 1001 Hydrogen CT 2030 | ATC | 2024 | AEP-KPCO | 0 | 0 | 0 | 0 | 0 |  | 0 | 0 | 0 | 0 | 0 | 0 | 0 | 0 | -1 | 0 | 0 |  | 0 | 0 | 0 | 0 | 0 | 0 | 0 | 0 | 0 | 0 | 0 | 0 | 0 | -1 | 0 | 0 | 0 | 0 | 0 | 0 | 0 | 0 | 0 | 0 | 0 | 0 | 0 | 0 | 0 | 0 | 0 |  |  |  |  | 0 | 0 | 0 | 0 | 0 | 0 | 0 | 0 | 0 | 1/1/2030 | 12/31/2099 | TRUE | 2030 H2 Blend |  | 2024 |  |  |  | REF | 0 | 0 | Real 2021 ¦ 12/22/2022 3:42:52 PM | 0 | Area 1001 Hydrogen CT 2030 | 0 |  | 1 | Unit |  | PJM | 0 | 0 | 0.95 | 0 | 0 | 0 | 0 | 0 | 0 | 0 | 0 | 0
3107 | Area 1001 Hydrogen CT 2031 | ATC | 2024 | AEP-KPCO | 0 | 0 | 0 | 0 | 0 |  | 0 | 0 | 0 | 0 | 0 | 0 | 0 | 0 | -1 | 0 | 0 |  | 0 | 0 | 0 | 0 | 0 | 0 | 0 | 0 | 0 | 0 | 0 | 0 | 0 | -1 | 0 | 0 | 0 | 0 | 0 | 0 | 0 | 0 | 0 | 0 | 0 | 0 | 0 | 0 | 0 | 0 | 0 |  |  |  |  | 0 | 0 | 0 | 0 | 0 | 0 | 0 | 0 | 0 | 1/1/2031 | 12/31/2099 | TRUE | 2031 H2 Blend |  | 2024 |  |  |  | REF | 0 | 0 | Real 2021 ¦ 12/22/2022 3:42:52 PM | 0 | Area 1001 Hydrogen CT 2031 | 0 |  | 1 | Unit |  | PJM | 0 | 0 | 0.95 | 0 | 0 | 0 | 0 | 0 | 0 | 0 | 0 | 0
3108 | Area 1001 Hydrogen CT 2032 | ATC | 2024 | AEP-KPCO | 0 | 0 | 0 | 0 | 0 |  | 0 | 0 | 0 | 0 | 0 | 0 | 0 | 0 | -1 | 0 | 0 |  | 0 | 0 | 0 | 0 | 0 | 0 | 0 | 0 | 0 | 0 | 0 | 0 | 0 | -1 | 0 | 0 | 0 | 0 | 0 | 0 | 0 | 0 | 0 | 0 | 0 | 0 | 0 | 0 | 0 | 0 | 0 |  |  |  |  | 0 | 0 | 0 | 0 | 0 | 0 | 0 | 0 | 0 | 1/1/2032 | 12/31/2099 | TRUE | 2032 H2 Blend |  | 2024 |  |  |  | REF | 0 | 0 | Real 2021 ¦ 12/22/2022 3:42:52 PM | 0 | Area 1001 Hydrogen CT 2032 | 0 |  | 1 | Unit |  | PJM | 0 | 0 | 0.95 | 0 | 0 | 0 | 0 | 0 | 0 | 0 | 0 | 0
3109 | Area 1001 Hydrogen CT 2033 | ATC | 2024 | AEP-KPCO | 0 | 0 | 0 | 0 | 0 |  | 0 | 0 | 0 | 0 | 0 | 0 | 0 | 0 | -1 | 0 | 0 |  | 0 | 0 | 0 | 0 | 0 | 0 | 0 | 0 | 0 | 0 | 0 | 0 | 0 | -1 | 0 | 0 | 0 | 0 | 0 | 0 | 0 | 0 | 0 | 0 | 0 | 0 | 0 | 0 | 0 | 0 | 0 |  |  |  |  | 0 | 0 | 0 | 0 | 0 | 0 | 0 | 0 | 0 | 1/1/2033 | 12/31/2099 | TRUE | 2033 H2 Blend |  | 2024 |  |  |  | REF | 0 | 0 | Real 2021 ¦ 12/22/2022 3:42:52 PM | 0 | Area 1001 Hydrogen CT 2033 | 0 |  | 1 | Unit |  | PJM | 0 | 0 | 0.95 | 0 | 0 | 0 | 0 | 0 | 0 | 0 | 0 | 0
3110 | Area 1001 Hydrogen CT 2034 | ATC | 2024 | AEP-KPCO | 0 | 0 | 0 | 0 | 0 |  | 0 | 0 | 0 | 0 | 0 | 0 | 0 | 0 | -1 | 0 | 0 |  | 0 | 0 | 0 | 0 | 0 | 0 | 0 | 0 | 0 | 0 | 0 | 0 | 0 | -1 | 0 | 0 | 0 | 0 | 0 | 0 | 0 | 0 | 0 | 0 | 0 | 0 | 0 | 0 | 0 | 0 | 0 |  |  |  |  | 0 | 0 | 0 | 0 | 0 | 0 | 0 | 0 | 0 | 1/1/2034 | 12/31/2099 | TRUE | 2034 H2 Blend |  | 2024 |  |  |  | REF | 0 | 0 | Real 2021 ¦ 12/22/2022 3:42:52 PM | 0 | Area 1001 Hydrogen CT 2034 | 0 |  | 1 | Unit |  | PJM | 0 | 0 | 0.95 | 0 | 0 | 0 | 0 | 0 | 0 | 0 | 0 | 0
3111 | Area 1001 Hydrogen CT 2035 | ATC | 2024 | AEP-KPCO | 0 | 0 | 0 | 0 | 0 |  | 0 | 0 | 0 | 0 | 0 | 0 | 0 | 0 | -1 | 0 | 0 |  | 0 | 0 | 0 | 0 | 0 | 0 | 0 | 0 | 0 | 0 | 0 | 0 | 0 | -1 | 0 | 0 | 0 | 0 | 0 | 0 | 0 | 0 | 0 | 0 | 0 | 0 | 0 | 0 | 0 | 0 | 0 |  |  |  |  | 0 | 0 | 0 | 0 | 0 | 0 | 0 | 0 | 0 | 1/1/2035 | 12/31/2099 | TRUE | Hydrogen |  | 2024 |  |  |  | REF | 0 | 0 | Real 2021 ¦ 12/22/2022 3:42:52 PM | 0 | Area 1001 Hydrogen CT 2035 | 0 |  | 1 | Unit |  | PJM | 0 | 0 | 0.95 | 0 | 0 | 0 | 0 | 0 | 0 | 0 | 0 | 0
3112 | Area 1001 Hydrogen CT 2036 | ATC | 2024 | AEP-KPCO | 0 | 0 | 0 | 0 | 0 |  | 0 | 0 | 0 | 0 | 0 | 0 | 0 | 0 | -1 | 0 | 0 |  | 0 | 0 | 0 | 0 | 0 | 0 | 0 | 0 | 0 | 0 | 0 | 0 | 0 | -1 | 0 | 0 | 0 | 0 | 0 | 0 | 0 | 0 | 0 | 0 | 0 | 0 | 0 | 0 | 0 | 0 | 0 |  |  |  |  | 0 | 0 | 0 | 0 | 0 | 0 | 0 | 0 | 0 | 1/1/2036 | 12/31/2099 | TRUE | Hydrogen |  | 2024 |  |  |  | REF | 0 | 0 | Real 2021 ¦ 12/22/2022 3:42:52 PM | 0 | Area 1001 Hydrogen CT 2036 | 0 |  | 1 | Unit |  | PJM | 0 | 0 | 0.95 | 0 | 0 | 0 | 0 | 0 | 0 | 0 | 0 | 0
3113 | Area 1001 Hydrogen CT 2037 | ATC | 2024 | AEP-KPCO | 0 | 0 | 0 | 0 | 0 |  | 0 | 0 | 0 | 0 | 0 | 0 | 0 | 0 | -1 | 0 | 0 |  | 0 | 0 | 0 | 0 | 0 | 0 | 0 | 0 | 0 | 0 | 0 | 0 | 0 | -1 | 0 | 0 | 0 | 0 | 0 | 0 | 0 | 0 | 0 | 0 | 0 | 0 | 0 | 0 | 0 | 0 | 0 |  |  |  |  | 0 | 0 | 0 | 0 | 0 | 0 | 0 | 0 | 0 | 1/1/2037 | 12/31/2099 | TRUE | Hydrogen |  | 2024 |  |  |  | REF | 0 | 0 | Real 2021 ¦ 12/22/2022 3:42:52 PM | 0 | Area 1001 Hydrogen CT 2037 | 0 |  | 1 | Unit |  | PJM | 0 | 0 | 0.95 | 0 | 0 | 0 | 0 | 0 | 0 | 0 | 0 | 0
3114 | Area 1001 Hydrogen CT 2038 | ATC | 2024 | AEP-KPCO | 0 | 0 | 0 | 0 | 0 |  | 0 | 0 | 0 | 0 | 0 | 0 | 0 | 0 | -1 | 0 | 0 |  | 0 | 0 | 0 | 0 | 0 | 0 | 0 | 0 | 0 | 0 | 0 | 0 | 0 | -1 | 0 | 0 | 0 | 0 | 0 | 0 | 0 | 0 | 0 | 0 | 0 | 0 | 0 | 0 | 0 | 0 | 0 |  |  |  |  | 0 | 0 | 0 | 0 | 0 | 0 | 0 | 0 | 0 | 1/1/2038 | 12/31/2099 | TRUE | Hydrogen |  | 2024 |  |  |  | REF | 0 | 0 | Real 2021 ¦ 12/22/2022 3:42:52 PM | 0 | Area 1001 Hydrogen CT 2038 | 0 |  | 1 | Unit |  | PJM | 0 | 0 | 0.95 | 0 | 0 | 0 | 0 | 0 | 0 | 0 | 0 | 0
3115 | Area 1001 Hydrogen CT 2039 | ATC | 2024 | AEP-KPCO | 0 | 0 | 0 | 0 | 0 |  | 0 | 0 | 0 | 0 | 0 | 0 | 0 | 0 | -1 | 0 | 0 |  | 0 | 0 | 0 | 0 | 0 | 0 | 0 | 0 | 0 | 0 | 0 | 0 | 0 | -1 | 0 | 0 | 0 | 0 | 0 | 0 | 0 | 0 | 0 | 0 | 0 | 0 | 0 | 0 | 0 | 0 | 0 |  |  |  |  | 0 | 0 | 0 | 0 | 0 | 0 | 0 | 0 | 0 | 1/1/2039 | 12/31/2099 | TRUE | Hydrogen |  | 2024 |  |  |  | REF | 0 | 0 | Real 2021 ¦ 12/22/2022 3:42:52 PM | 0 | Area 1001 Hydrogen CT 2039 | 0 |  | 1 | Unit |  | PJM | 0 | 0 | 0.95 | 0 | 0 | 0 | 0 | 0 | 0 | 0 | 0 | 0
3116 | Area 1001 Hydrogen CT 2040 | ATC | 2024 | AEP-KPCO | 0 | 0 | 0 | 0 | 0 |  | 0 | 0 | 0 | 0 | 0 | 0 | 0 | 0 | -1 | 0 | 0 |  | 0 | 0 | 0 | 0 | 0 | 0 | 0 | 0 | 0 | 0 | 0 | 0 | 0 | -1 | 0 | 0 | 0 | 0 | 0 | 0 | 0 | 0 | 0 | 0 | 0 | 0 | 0 | 0 | 0 | 0 | 0 |  |  |  |  | 0 | 0 | 0 | 0 | 0 | 0 | 0 | 0 | 0 | 1/1/2040 | 12/31/2099 | TRUE | Hydrogen |  | 2024 |  |  |  | REF | 0 | 0 | Real 2021 ¦ 12/22/2022 3:42:52 PM | 0 | Area 1001 Hydrogen CT 2040 | 0 |  | 1 | Unit |  | PJM | 0 | 0 | 0.95 | 0 | 0 | 0 | 0 | 0 | 0 | 0 | 0 | 0
3117 | Area 1001 Hydrogen CT 2041 | ATC | 2024 | AEP-KPCO | 0 | 0 | 0 | 0 | 0 |  | 0 | 0 | 0 | 0 | 0 | 0 | 0 | 0 | -1 | 0 | 0 |  | 0 | 0 | 0 | 0 | 0 | 0 | 0 | 0 | 0 | 0 | 0 | 0 | 0 | -1 | 0 | 0 | 0 | 0 | 0 | 0 | 0 | 0 | 0 | 0 | 0 | 0 | 0 | 0 | 0 | 0 | 0 |  |  |  |  | 0 | 0 | 0 | 0 | 0 | 0 | 0 | 0 | 0 | 1/1/2041 | 12/31/2099 | TRUE | Hydrogen |  | 2024 |  |  |  | REF | 0 | 0 | Real 2021 ¦ 12/22/2022 3:42:52 PM | 0 | Area 1001 Hydrogen CT 2041 | 0 |  | 1 | Unit |  | PJM | 0 | 0 | 0.95 | 0 | 0 | 0 | 0 | 0 | 0 | 0 | 0 | 0
3118 | Area 1001 Hydrogen CT 2042 | ATC | 2024 | AEP-KPCO | 0 | 0 | 0 | 0 | 0 |  | 0 | 0 | 0 | 0 | 0 | 0 | 0 | 0 | -1 | 0 | 0 |  | 0 | 0 | 0 | 0 | 0 | 0 | 0 | 0 | 0 | 0 | 0 | 0 | 0 | -1 | 0 | 0 | 0 | 0 | 0 | 0 | 0 | 0 | 0 | 0 | 0 | 0 | 0 | 0 | 0 | 0 | 0 |  |  |  |  | 0 | 0 | 0 | 0 | 0 | 0 | 0 | 0 | 0 | 1/1/2042 | 12/31/2099 | TRUE | Hydrogen |  | 2024 |  |  |  | REF | 0 | 0 | Real 2021 ¦ 12/22/2022 3:42:52 PM | 0 | Area 1001 Hydrogen CT 2042 | 0 |  | 1 | Unit |  | PJM | 0 | 0 | 0.95 | 0 | 0 | 0 | 0 | 0 | 0 | 0 | 0 | 0
3119 | Area 1001 Hydrogen CT 2043 | ATC | 2024 | AEP-KPCO | 0 | 0 | 0 | 0 | 0 |  | 0 | 0 | 0 | 0 | 0 | 0 | 0 | 0 | -1 | 0 | 0 |  | 0 | 0 | 0 | 0 | 0 | 0 | 0 | 0 | 0 | 0 | 0 | 0 | 0 | -1 | 0 | 0 | 0 | 0 | 0 | 0 | 0 | 0 | 0 | 0 | 0 | 0 | 0 | 0 | 0 | 0 | 0 |  |  |  |  | 0 | 0 | 0 | 0 | 0 | 0 | 0 | 0 | 0 | 1/1/2043 | 12/31/2099 | TRUE | Hydrogen |  | 2024 |  |  |  | REF | 0 | 0 | Real 2021 ¦ 12/22/2022 3:42:52 PM | 0 | Area 1001 Hydrogen CT 2043 | 0 |  | 1 | Unit |  | PJM | 0 | 0 | 0.95 | 0 | 0 | 0 | 0 | 0 | 0 | 0 | 0 | 0
3120 | Area 1001 SMR 2028 | ATC | 2024 | AEP-KPCO | 0 | 0 | 0 | 0 | 0 |  | 0 | 0 | 0 | 0 | 0 | 0 | 0 | 0 | -1 | 0 | 0 |  | 0 | 0 | 0 | 0 | 0 | 0 | 0 | 100 | 0 | 0 | 0 | 0 | 0 | -1 | 0 | 0 | 0 | 0 | 0 | 0 | 0 | 0 | 0 | 0 | 0 | 0 | 0 | 0 | 0 | 0 | 0 |  |  |  |  | 0 | 0 | 0 | 0 | 0 | 0 | 0 | 0 | 0 | 1/1/2028 | 12/31/2099 | TRUE | Uranium |  | 2024 |  |  |  | REF | 0 | 0 | Real 2021 ¦ 12/22/2022 3:42:52 PM | 0 | Area 1001 SMR 2028 | 0 |  | 1 | Unit |  | PJM | 0 | 0 | 0.97 | 0 | 0 | 0 | 0 | 0 | 0 | 0 | 0 | 0
3121 | Area 1001 SMR 2029 | ATC | 2024 | AEP-KPCO | 0 | 0 | 0 | 0 | 0 |  | 0 | 0 | 0 | 0 | 0 | 0 | 0 | 0 | -1 | 0 | 0 |  | 0 | 0 | 0 | 0 | 0 | 0 | 0 | 100 | 0 | 0 | 0 | 0 | 0 | -1 | 0 | 0 | 0 | 0 | 0 | 0 | 0 | 0 | 0 | 0 | 0 | 0 | 0 | 0 | 0 | 0 | 0 |  |  |  |  | 0 | 0 | 0 | 0 | 0 | 0 | 0 | 0 | 0 | 1/1/2029 | 12/31/2099 | TRUE | Uranium |  | 2024 |  |  |  | REF | 0 | 0 | Real 2021 ¦ 12/22/2022 3:42:52 PM | 0 | Area 1001 SMR 2029 | 0 |  | 1 | Unit |  | PJM | 0 | 0 | 0.97 | 0 | 0 | 0 | 0 | 0 | 0 | 0 | 0 | 0
3122 | Area 1001 SMR 2030 | ATC | 2024 | AEP-KPCO | 0 | 0 | 0 | 0 | 0 |  | 0 | 0 | 0 | 0 | 0 | 0 | 0 | 0 | -1 | 0 | 0 |  | 0 | 0 | 0 | 0 | 0 | 0 | 0 | 100 | 0 | 0 | 0 | 0 | 0 | -1 | 0 | 0 | 0 | 0 | 0 | 0 | 0 | 0 | 0 | 0 | 0 | 0 | 0 | 0 | 0 | 0 | 0 |  |  |  |  | 0 | 0 | 0 | 0 | 0 | 0 | 0 | 0 | 0 | 1/1/2030 | 12/31/2099 | TRUE | Uranium |  | 2024 |  |  |  | REF | 0 | 0 | Real 2021 ¦ 12/22/2022 3:42:52 PM | 0 | Area 1001 SMR 2030 | 0 |  | 1 | Unit |  | PJM | 0 | 0 | 0.97 | 0 | 0 | 0 | 0 | 0 | 0 | 0 | 0 | 0
3123 | Area 1001 SMR 2031 | ATC | 2024 | AEP-KPCO | 0 | 0 | 0 | 0 | 0 |  | 0 | 0 | 0 | 0 | 0 | 0 | 0 | 0 | -1 | 0 | 0 |  | 0 | 0 | 0 | 0 | 0 | 0 | 0 | 100 | 0 | 0 | 0 | 0 | 0 | -1 | 0 | 0 | 0 | 0 | 0 | 0 | 0 | 0 | 0 | 0 | 0 | 0 | 0 | 0 | 0 | 0 | 0 |  |  |  |  | 0 | 0 | 0 | 0 | 0 | 0 | 0 | 0 | 0 | 1/1/2031 | 12/31/2099 | TRUE | Uranium |  | 2024 |  |  |  | REF | 0 | 0 | Real 2021 ¦ 12/22/2022 3:42:52 PM | 0 | Area 1001 SMR 2031 | 0 |  | 1 | Unit |  | PJM | 0 | 0 | 0.97 | 0 | 0 | 0 | 0 | 0 | 0 | 0 | 0 | 0
3124 | Area 1001 SMR 2032 | ATC | 2024 | AEP-KPCO | 0 | 0 | 0 | 0 | 0 |  | 0 | 0 | 0 | 0 | 0 | 0 | 0 | 0 | -1 | 0 | 0 |  | 0 | 0 | 0 | 0 | 0 | 0 | 0 | 100 | 0 | 0 | 0 | 0 | 0 | -1 | 0 | 0 | 0 | 0 | 0 | 0 | 0 | 0 | 0 | 0 | 0 | 0 | 0 | 0 | 0 | 0 | 0 |  |  |  |  | 0 | 0 | 0 | 0 | 0 | 0 | 0 | 0 | 0 | 1/1/2032 | 12/31/2099 | TRUE | Uranium |  | 2024 |  |  |  | REF | 0 | 0 | Real 2021 ¦ 12/22/2022 3:42:52 PM | 0 | Area 1001 SMR 2032 | 0 |  | 1 | Unit |  | PJM | 0 | 0 | 0.97 | 0 | 0 | 0 | 0 | 0 | 0 | 0 | 0 | 0
3125 | Area 1001 SMR 2033 | ATC | 2024 | AEP-KPCO | 0 | 0 | 0 | 0 | 0 |  | 0 | 0 | 0 | 0 | 0 | 0 | 0 | 0 | -1 | 0 | 0 |  | 0 | 0 | 0 | 0 | 0 | 0 | 0 | 100 | 0 | 0 | 0 | 0 | 0 | -1 | 0 | 0 | 0 | 0 | 0 | 0 | 0 | 0 | 0 | 0 | 0 | 0 | 0 | 0 | 0 | 0 | 0 |  |  |  |  | 0 | 0 | 0 | 0 | 0 | 0 | 0 | 0 | 0 | 1/1/2033 | 12/31/2099 | TRUE | Uranium |  | 2024 |  |  |  | REF | 0 | 0 | Real 2021 ¦ 12/22/2022 3:42:52 PM | 0 | Area 1001 SMR 2033 | 0 |  | 1 | Unit |  | PJM | 0 | 0 | 0.97 | 0 | 0 | 0 | 0 | 0 | 0 | 0 | 0 | 0
3126 | Area 1001 SMR 2034 | ATC | 2024 | AEP-KPCO | 0 | 0 | 0 | 0 | 0 |  | 0 | 0 | 0 | 0 | 0 | 0 | 0 | 0 | -1 | 0 | 0 |  | 0 | 0 | 0 | 0 | 0 | 0 | 0 | 100 | 0 | 0 | 0 | 0 | 0 | -1 | 0 | 0 | 0 | 0 | 0 | 0 | 0 | 0 | 0 | 0 | 0 | 0 | 0 | 0 | 0 | 0 | 0 |  |  |  |  | 0 | 0 | 0 | 0 | 0 | 0 | 0 | 0 | 0 | 1/1/2034 | 12/31/2099 | TRUE | Uranium |  | 2024 |  |  |  | REF | 0 | 0 | Real 2021 ¦ 12/22/2022 3:42:52 PM | 0 | Area 1001 SMR 2034 | 0 |  | 1 | Unit |  | PJM | 0 | 0 | 0.97 | 0 | 0 | 0 | 0 | 0 | 0 | 0 | 0 | 0
3127 | Area 1001 SMR 2035 | ATC | 2024 | AEP-KPCO | 0 | 0 | 0 | 0 | 0 |  | 0 | 0 | 0 | 0 | 0 | 0 | 0 | 0 | -1 | 0 | 0 |  | 0 | 0 | 0 | 0 | 0 | 0 | 0 | 100 | 0 | 0 | 0 | 0 | 0 | -1 | 0 | 0 | 0 | 0 | 0 | 0 | 0 | 0 | 0 | 0 | 0 | 0 | 0 | 0 | 0 | 0 | 0 |  |  |  |  | 0 | 0 | 0 | 0 | 0 | 0 | 0 | 0 | 0 | 1/1/2035 | 12/31/2099 | TRUE | Uranium |  | 2024 |  |  |  | REF | 0 | 0 | Real 2021 ¦ 12/22/2022 3:42:52 PM | 0 | Area 1001 SMR 2035 | 0 |  | 1 | Unit |  | PJM | 0 | 0 | 0.97 | 0 | 0 | 0 | 0 | 0 | 0 | 0 | 0 | 0
3128 | Area 1001 SMR 2036 | ATC | 2024 | AEP-KPCO | 0 | 0 | 0 | 0 | 0 |  | 0 | 0 | 0 | 0 | 0 | 0 | 0 | 0 | -1 | 0 | 0 |  | 0 | 0 | 0 | 0 | 0 | 0 | 0 | 100 | 0 | 0 | 0 | 0 | 0 | -1 | 0 | 0 | 0 | 0 | 0 | 0 | 0 | 0 | 0 | 0 | 0 | 0 | 0 | 0 | 0 | 0 | 0 |  |  |  |  | 0 | 0 | 0 | 0 | 0 | 0 | 0 | 0 | 0 | 1/1/2036 | 12/31/2099 | TRUE | Uranium |  | 2024 |  |  |  | REF | 0 | 0 | Real 2021 ¦ 12/22/2022 3:42:52 PM | 0 | Area 1001 SMR 2036 | 0 |  | 1 | Unit |  | PJM | 0 | 0 | 0.97 | 0 | 0 | 0 | 0 | 0 | 0 | 0 | 0 | 0
3129 | Area 1001 SMR 2037 | ATC | 2024 | AEP-KPCO | 0 | 0 | 0 | 0 | 0 |  | 0 | 0 | 0 | 0 | 0 | 0 | 0 | 0 | -1 | 0 | 0 |  | 0 | 0 | 0 | 0 | 0 | 0 | 0 | 100 | 0 | 0 | 0 | 0 | 0 | -1 | 0 | 0 | 0 | 0 | 0 | 0 | 0 | 0 | 0 | 0 | 0 | 0 | 0 | 0 | 0 | 0 | 0 |  |  |  |  | 0 | 0 | 0 | 0 | 0 | 0 | 0 | 0 | 0 | 1/1/2037 | 12/31/2099 | TRUE | Uranium |  | 2024 |  |  |  | REF | 0 | 0 | Real 2021 ¦ 12/22/2022 3:42:52 PM | 0 | Area 1001 SMR 2037 | 0 |  | 1 | Unit |  | PJM | 0 | 0 | 0.97 | 0 | 0 | 0 | 0 | 0 | 0 | 0 | 0 | 0
3130 | Area 1001 SMR 2038 | ATC | 2024 | AEP-KPCO | 0 | 0 | 0 | 0 | 0 |  | 0 | 0 | 0 | 0 | 0 | 0 | 0 | 0 | -1 | 0 | 0 |  | 0 | 0 | 0 | 0 | 0 | 0 | 0 | 100 | 0 | 0 | 0 | 0 | 0 | -1 | 0 | 0 | 0 | 0 | 0 | 0 | 0 | 0 | 0 | 0 | 0 | 0 | 0 | 0 | 0 | 0 | 0 |  |  |  |  | 0 | 0 | 0 | 0 | 0 | 0 | 0 | 0 | 0 | 1/1/2038 | 12/31/2099 | TRUE | Uranium |  | 2024 |  |  |  | REF | 0 | 0 | Real 2021 ¦ 12/22/2022 3:42:52 PM | 0 | Area 1001 SMR 2038 | 0 |  | 1 | Unit |  | PJM | 0 | 0 | 0.97 | 0 | 0 | 0 | 0 | 0 | 0 | 0 | 0 | 0
3131 | Area 1001 SMR 2039 | ATC | 2024 | AEP-KPCO | 0 | 0 | 0 | 0 | 0 |  | 0 | 0 | 0 | 0 | 0 | 0 | 0 | 0 | -1 | 0 | 0 |  | 0 | 0 | 0 | 0 | 0 | 0 | 0 | 100 | 0 | 0 | 0 | 0 | 0 | -1 | 0 | 0 | 0 | 0 | 0 | 0 | 0 | 0 | 0 | 0 | 0 | 0 | 0 | 0 | 0 | 0 | 0 |  |  |  |  | 0 | 0 | 0 | 0 | 0 | 0 | 0 | 0 | 0 | 1/1/2039 | 12/31/2099 | TRUE | Uranium |  | 2024 |  |  |  | REF | 0 | 0 | Real 2021 ¦ 12/22/2022 3:42:52 PM | 0 | Area 1001 SMR 2039 | 0 |  | 1 | Unit |  | PJM | 0 | 0 | 0.97 | 0 | 0 | 0 | 0 | 0 | 0 | 0 | 0 | 0
3132 | Area 1001 SMR 2040 | ATC | 2024 | AEP-KPCO | 0 | 0 | 0 | 0 | 0 |  | 0 | 0 | 0 | 0 | 0 | 0 | 0 | 0 | -1 | 0 | 0 |  | 0 | 0 | 0 | 0 | 0 | 0 | 0 | 100 | 0 | 0 | 0 | 0 | 0 | -1 | 0 | 0 | 0 | 0 | 0 | 0 | 0 | 0 | 0 | 0 | 0 | 0 | 0 | 0 | 0 | 0 | 0 |  |  |  |  | 0 | 0 | 0 | 0 | 0 | 0 | 0 | 0 | 0 | 1/1/2040 | 12/31/2099 | TRUE | Uranium |  | 2024 |  |  |  | REF | 0 | 0 | Real 2021 ¦ 12/22/2022 3:42:52 PM | 0 | Area 1001 SMR 2040 | 0 |  | 1 | Unit |  | PJM | 0 | 0 | 0.97 | 0 | 0 | 0 | 0 | 0 | 0 | 0 | 0 | 0
3133 | Area 1001 SMR 2041 | ATC | 2024 | AEP-KPCO | 0 | 0 | 0 | 0 | 0 |  | 0 | 0 | 0 | 0 | 0 | 0 | 0 | 0 | -1 | 0 | 0 |  | 0 | 0 | 0 | 0 | 0 | 0 | 0 | 100 | 0 | 0 | 0 | 0 | 0 | -1 | 0 | 0 | 0 | 0 | 0 | 0 | 0 | 0 | 0 | 0 | 0 | 0 | 0 | 0 | 0 | 0 | 0 |  |  |  |  | 0 | 0 | 0 | 0 | 0 | 0 | 0 | 0 | 0 | 1/1/2041 | 12/31/2099 | TRUE | Uranium |  | 2024 |  |  |  | REF | 0 | 0 | Real 2021 ¦ 12/22/2022 3:42:52 PM | 0 | Area 1001 SMR 2041 | 0 |  | 1 | Unit |  | PJM | 0 | 0 | 0.97 | 0 | 0 | 0 | 0 | 0 | 0 | 0 | 0 | 0
3134 | Area 1001 SMR 2042 | ATC | 2024 | AEP-KPCO | 0 | 0 | 0 | 0 | 0 |  | 0 | 0 | 0 | 0 | 0 | 0 | 0 | 0 | -1 | 0 | 0 |  | 0 | 0 | 0 | 0 | 0 | 0 | 0 | 100 | 0 | 0 | 0 | 0 | 0 | -1 | 0 | 0 | 0 | 0 | 0 | 0 | 0 | 0 | 0 | 0 | 0 | 0 | 0 | 0 | 0 | 0 | 0 |  |  |  |  | 0 | 0 | 0 | 0 | 0 | 0 | 0 | 0 | 0 | 1/1/2042 | 12/31/2099 | TRUE | Uranium |  | 2024 |  |  |  | REF | 0 | 0 | Real 2021 ¦ 12/22/2022 3:42:52 PM | 0 | Area 1001 SMR 2042 | 0 |  | 1 | Unit |  | PJM | 0 | 0 | 0.97 | 0 | 0 | 0 | 0 | 0 | 0 | 0 | 0 | 0
3135 | Area 1001 SMR 2043 | ATC | 2024 | AEP-KPCO | 0 | 0 | 0 | 0 | 0 |  | 0 | 0 | 0 | 0 | 0 | 0 | 0 | 0 | -1 | 0 | 0 |  | 0 | 0 | 0 | 0 | 0 | 0 | 0 | 100 | 0 | 0 | 0 | 0 | 0 | -1 | 0 | 0 | 0 | 0 | 0 | 0 | 0 | 0 | 0 | 0 | 0 | 0 | 0 | 0 | 0 | 0 | 0 |  |  |  |  | 0 | 0 | 0 | 0 | 0 | 0 | 0 | 0 | 0 | 1/1/2043 | 12/31/2099 | TRUE | Uranium |  | 2024 |  |  |  | REF | 0 | 0 | Real 2021 ¦ 12/22/2022 3:42:52 PM | 0 | Area 1001 SMR 2043 | 0 |  | 1 | Unit |  | PJM | 0 | 0 | 0.97 | 0 | 0 | 0 | 0 | 0 | 0 | 0 | 0 | 0
3136 | Area 1001 Solar 2023 | ATC | 2024 | AEP-KPCO | 11.4299 | 50 | 0 | -33.2222 | -34.8833 | -33.2222 | -33.2222 | 9549.0654 | 50 | 8803.9072 | 745.1583 | 0 | 0 | 0 | -1 | 0 | 0 | 0 | 0 | 0 | 11.4299 | 100400.4297 | 100400.4297 | 0 | 0 | 0 | 0 | 4938.5454 | 4938.5454 | 0 | 0 | -1 | 0 | 0 | 366 | 0 | 0 | 0 | 0 | 0 | 0 | 0 | 0 | -1274.9966 | -3335.5237 | 0 | -3335.5237 | 0 | 0 | 0.2286 | 49.1885 | 61.8876 | -12.6991 | 0 | 38.5701 | 0 | 0 | 0 | 4394 | 100400.4297 | 0 | 0 | 1/1/2023 | 12/31/2099 | TRUE | Solar |  | 2024 |  |  |  | REF | 0 | 0 | Real 2021 ¦ 12/22/2022 3:42:52 PM | 0 | Area 1001 Solar 2023 | 0 |  | 1 | Unit |  | PJM | 2.5 | 0 | 0.2965 | 0 | 0 | 0 | 0 | 100400.4297 | 0 | 0 | 0 | 0
3137 | Area 1001 Solar 2024 | ATC | 2024 | AEP-KPCO | 11.4299 | 50 | 0 | -33.2222 | -34.8833 | -33.2222 | -33.2222 | 8472.7256 | 50 | 7749.6465 | 723.0795 | 0 | 0 | 0 | -1 | 0 | 0 | 0 | 0 | 0 | 11.4299 | 100400.4297 | 100400.4297 | 0 | 0 | 0 | 0 | 4938.5454 | 4938.5454 | 0 | 0 | -1 | 0 | 0 | 366 | 0 | 0 | 0 | 0 | 0 | 0 | 0 | 0 | -198.6569 | -3335.5237 | 0 | -3335.5237 | 0 | 0 | 0.2286 | 49.1885 | 51.1671 | -1.9786 | 0 | 38.5701 | 0 | 0 | 0 | 4394 | 100400.4297 | 0 | 0 | 1/1/2024 | 12/31/2099 | TRUE | Solar |  | 2024 |  |  |  | REF | 0 | 0 | Real 2021 ¦ 12/22/2022 3:42:52 PM | 0 | Area 1001 Solar 2024 | 0 |  | 1 | Unit |  | PJM | 2.5 | 0 | 0.2965 | 0 | 0 | 0 | 0 | 100400.4297 | 0 | 0 | 0 | 0
3138 | Area 1001 Solar 2025 | ATC | 2024 | AEP-KPCO | 0 | 0 | 0 | 0 | 0 |  | 0 | 0 | 0 | 0 | 0 | 0 | 0 | 0 | -1 | 0 | 0 |  | 0 | 0 | 0 | 0 | 0 | 0 | 0 | 0 | 0 | 0 | 0 | 0 | 0 | -1 | 0 | 0 | 0 | 0 | 0 | 0 | 0 | 0 | 0 | 0 | 0 | 0 | 0 | 0 | 0 | 0 | 0 |  |  |  |  | 0 | 0 | 0 | 0 | 0 | 0 | 0 | 0 | 0 | 1/1/2025 | 12/31/2099 | TRUE | Solar |  | 2024 |  |  |  | REF | 0 | 0 | Real 2021 ¦ 12/22/2022 3:42:52 PM | 0 | Area 1001 Solar 2025 | 0 |  | 1 | Unit |  | PJM | 0 | 0 | 0.2965 | 0 | 0 | 0 | 0 | 0 | 0 | 0 | 0 | 0
3139 | Area 1001 Solar 2026 | ATC | 2024 | AEP-KPCO | 0 | 0 | 0 | 0 | 0 |  | 0 | 0 | 0 | 0 | 0 | 0 | 0 | 0 | -1 | 0 | 0 |  | 0 | 0 | 0 | 0 | 0 | 0 | 0 | 0 | 0 | 0 | 0 | 0 | 0 | -1 | 0 | 0 | 0 | 0 | 0 | 0 | 0 | 0 | 0 | 0 | 0 | 0 | 0 | 0 | 0 | 0 | 0 |  |  |  |  | 0 | 0 | 0 | 0 | 0 | 0 | 0 | 0 | 0 | 1/1/2026 | 12/31/2099 | TRUE | Solar |  | 2024 |  |  |  | REF | 0 | 0 | Real 2021 ¦ 12/22/2022 3:42:52 PM | 0 | Area 1001 Solar 2026 | 0 |  | 1 | Unit |  | PJM | 0 | 0 | 0.2965 | 0 | 0 | 0 | 0 | 0 | 0 | 0 | 0 | 0
3140 | Area 1001 Solar 2027 | ATC | 2024 | AEP-KPCO | 0 | 0 | 0 | 0 | 0 |  | 0 | 0 | 0 | 0 | 0 | 0 | 0 | 0 | -1 | 0 | 0 |  | 0 | 0 | 0 | 0 | 0 | 0 | 0 | 0 | 0 | 0 | 0 | 0 | 0 | -1 | 0 | 0 | 0 | 0 | 0 | 0 | 0 | 0 | 0 | 0 | 0 | 0 | 0 | 0 | 0 | 0 | 0 |  |  |  |  | 0 | 0 | 0 | 0 | 0 | 0 | 0 | 0 | 0 | 1/1/2027 | 12/31/2099 | TRUE | Solar |  | 2024 |  |  |  | REF | 0 | 0 | Real 2021 ¦ 12/22/2022 3:42:52 PM | 0 | Area 1001 Solar 2027 | 0 |  | 1 | Unit |  | PJM | 0 | 0 | 0.2965 | 0 | 0 | 0 | 0 | 0 | 0 | 0 | 0 | 0
3141 | Area 1001 Solar 2028 | ATC | 2024 | AEP-KPCO | 0 | 0 | 0 | 0 | 0 |  | 0 | 0 | 0 | 0 | 0 | 0 | 0 | 0 | -1 | 0 | 0 |  | 0 | 0 | 0 | 0 | 0 | 0 | 0 | 0 | 0 | 0 | 0 | 0 | 0 | -1 | 0 | 0 | 0 | 0 | 0 | 0 | 0 | 0 | 0 | 0 | 0 | 0 | 0 | 0 | 0 | 0 | 0 |  |  |  |  | 0 | 0 | 0 | 0 | 0 | 0 | 0 | 0 | 0 | 1/1/2028 | 12/31/2099 | TRUE | Solar |  | 2024 |  |  |  | REF | 0 | 0 | Real 2021 ¦ 12/22/2022 3:42:52 PM | 0 | Area 1001 Solar 2028 | 0 |  | 1 | Unit |  | PJM | 0 | 0 | 0.2965 | 0 | 0 | 0 | 0 | 0 | 0 | 0 | 0 | 0
3142 | Area 1001 Solar 2029 | ATC | 2024 | AEP-KPCO | 0 | 0 | 0 | 0 | 0 |  | 0 | 0 | 0 | 0 | 0 | 0 | 0 | 0 | -1 | 0 | 0 |  | 0 | 0 | 0 | 0 | 0 | 0 | 0 | 0 | 0 | 0 | 0 | 0 | 0 | -1 | 0 | 0 | 0 | 0 | 0 | 0 | 0 | 0 | 0 | 0 | 0 | 0 | 0 | 0 | 0 | 0 | 0 |  |  |  |  | 0 | 0 | 0 | 0 | 0 | 0 | 0 | 0 | 0 | 1/1/2029 | 12/31/2099 | TRUE | Solar |  | 2024 |  |  |  | REF | 0 | 0 | Real 2021 ¦ 12/22/2022 3:42:52 PM | 0 | Area 1001 Solar 2029 | 0 |  | 1 | Unit |  | PJM | 0 | 0 | 0.2965 | 0 | 0 | 0 | 0 | 0 | 0 | 0 | 0 | 0
3143 | Area 1001 Solar 2030 | ATC | 2024 | AEP-KPCO | 0 | 0 | 0 | 0 | 0 |  | 0 | 0 | 0 | 0 | 0 | 0 | 0 | 0 | -1 | 0 | 0 |  | 0 | 0 | 0 | 0 | 0 | 0 | 0 | 0 | 0 | 0 | 0 | 0 | 0 | -1 | 0 | 0 | 0 | 0 | 0 | 0 | 0 | 0 | 0 | 0 | 0 | 0 | 0 | 0 | 0 | 0 | 0 |  |  |  |  | 0 | 0 | 0 | 0 | 0 | 0 | 0 | 0 | 0 | 1/1/2030 | 12/31/2099 | TRUE | Solar |  | 2024 |  |  |  | REF | 0 | 0 | Real 2021 ¦ 12/22/2022 3:42:52 PM | 0 | Area 1001 Solar 2030 | 0 |  | 1 | Unit |  | PJM | 0 | 0 | 0.2965 | 0 | 0 | 0 | 0 | 0 | 0 | 0 | 0 | 0
3144 | Area 1001 Solar 2031 | ATC | 2024 | AEP-KPCO | 0 | 0 | 0 | 0 | 0 |  | 0 | 0 | 0 | 0 | 0 | 0 | 0 | 0 | -1 | 0 | 0 |  | 0 | 0 | 0 | 0 | 0 | 0 | 0 | 0 | 0 | 0 | 0 | 0 | 0 | -1 | 0 | 0 | 0 | 0 | 0 | 0 | 0 | 0 | 0 | 0 | 0 | 0 | 0 | 0 | 0 | 0 | 0 |  |  |  |  | 0 | 0 | 0 | 0 | 0 | 0 | 0 | 0 | 0 | 1/1/2031 | 12/31/2099 | TRUE | Solar |  | 2024 |  |  |  | REF | 0 | 0 | Real 2021 ¦ 12/22/2022 3:42:52 PM | 0 | Area 1001 Solar 2031 | 0 |  | 1 | Unit |  | PJM | 0 | 0 | 0.2965 | 0 | 0 | 0 | 0 | 0 | 0 | 0 | 0 | 0
3145 | Area 1001 Solar 2032 | ATC | 2024 | AEP-KPCO | 0 | 0 | 0 | 0 | 0 |  | 0 | 0 | 0 | 0 | 0 | 0 | 0 | 0 | -1 | 0 | 0 |  | 0 | 0 | 0 | 0 | 0 | 0 | 0 | 0 | 0 | 0 | 0 | 0 | 0 | -1 | 0 | 0 | 0 | 0 | 0 | 0 | 0 | 0 | 0 | 0 | 0 | 0 | 0 | 0 | 0 | 0 | 0 |  |  |  |  | 0 | 0 | 0 | 0 | 0 | 0 | 0 | 0 | 0 | 1/1/2032 | 12/31/2099 | TRUE | Solar |  | 2024 |  |  |  | REF | 0 | 0 | Real 2021 ¦ 12/22/2022 3:42:52 PM | 0 | Area 1001 Solar 2032 | 0 |  | 1 | Unit |  | PJM | 0 | 0 | 0.2965 | 0 | 0 | 0 | 0 | 0 | 0 | 0 | 0 | 0
3146 | Area 1001 Solar 2033 | ATC | 2024 | AEP-KPCO | 0 | 0 | 0 | 0 | 0 |  | 0 | 0 | 0 | 0 | 0 | 0 | 0 | 0 | -1 | 0 | 0 |  | 0 | 0 | 0 | 0 | 0 | 0 | 0 | 0 | 0 | 0 | 0 | 0 | 0 | -1 | 0 | 0 | 0 | 0 | 0 | 0 | 0 | 0 | 0 | 0 | 0 | 0 | 0 | 0 | 0 | 0 | 0 |  |  |  |  | 0 | 0 | 0 | 0 | 0 | 0 | 0 | 0 | 0 | 1/1/2033 | 12/31/2099 | TRUE | Solar |  | 2024 |  |  |  | REF | 0 | 0 | Real 2021 ¦ 12/22/2022 3:42:52 PM | 0 | Area 1001 Solar 2033 | 0 |  | 1 | Unit |  | PJM | 0 | 0 | 0.2965 | 0 | 0 | 0 | 0 | 0 | 0 | 0 | 0 | 0
3147 | Area 1001 Solar 2034 | ATC | 2024 | AEP-KPCO | 0 | 0 | 0 | 0 | 0 |  | 0 | 0 | 0 | 0 | 0 | 0 | 0 | 0 | -1 | 0 | 0 |  | 0 | 0 | 0 | 0 | 0 | 0 | 0 | 0 | 0 | 0 | 0 | 0 | 0 | -1 | 0 | 0 | 0 | 0 | 0 | 0 | 0 | 0 | 0 | 0 | 0 | 0 | 0 | 0 | 0 | 0 | 0 |  |  |  |  | 0 | 0 | 0 | 0 | 0 | 0 | 0 | 0 | 0 | 1/1/2034 | 12/31/2099 | TRUE | Solar |  | 2024 |  |  |  | REF | 0 | 0 | Real 2021 ¦ 12/22/2022 3:42:52 PM | 0 | Area 1001 Solar 2034 | 0 |  | 1 | Unit |  | PJM | 0 | 0 | 0.2965 | 0 | 0 | 0 | 0 | 0 | 0 | 0 | 0 | 0
3148 | Area 1001 Solar 2035 | ATC | 2024 | AEP-KPCO | 0 | 0 | 0 | 0 | 0 |  | 0 | 0 | 0 | 0 | 0 | 0 | 0 | 0 | -1 | 0 | 0 |  | 0 | 0 | 0 | 0 | 0 | 0 | 0 | 0 | 0 | 0 | 0 | 0 | 0 | -1 | 0 | 0 | 0 | 0 | 0 | 0 | 0 | 0 | 0 | 0 | 0 | 0 | 0 | 0 | 0 | 0 | 0 |  |  |  |  | 0 | 0 | 0 | 0 | 0 | 0 | 0 | 0 | 0 | 1/1/2035 | 12/31/2099 | TRUE | Solar |  | 2024 |  |  |  | REF | 0 | 0 | Real 2021 ¦ 12/22/2022 3:42:52 PM | 0 | Area 1001 Solar 2035 | 0 |  | 1 | Unit |  | PJM | 0 | 0 | 0.2965 | 0 | 0 | 0 | 0 | 0 | 0 | 0 | 0 | 0
3149 | Area 1001 Solar 2036 | ATC | 2024 | AEP-KPCO | 0 | 0 | 0 | 0 | 0 |  | 0 | 0 | 0 | 0 | 0 | 0 | 0 | 0 | -1 | 0 | 0 |  | 0 | 0 | 0 | 0 | 0 | 0 | 0 | 0 | 0 | 0 | 0 | 0 | 0 | -1 | 0 | 0 | 0 | 0 | 0 | 0 | 0 | 0 | 0 | 0 | 0 | 0 | 0 | 0 | 0 | 0 | 0 |  |  |  |  | 0 | 0 | 0 | 0 | 0 | 0 | 0 | 0 | 0 | 1/1/2036 | 12/31/2099 | TRUE | Solar |  | 2024 |  |  |  | REF | 0 | 0 | Real 2021 ¦ 12/22/2022 3:42:52 PM | 0 | Area 1001 Solar 2036 | 0 |  | 1 | Unit |  | PJM | 0 | 0 | 0.2965 | 0 | 0 | 0 | 0 | 0 | 0 | 0 | 0 | 0
3150 | Area 1001 Solar 2037 | ATC | 2024 | AEP-KPCO | 0 | 0 | 0 | 0 | 0 |  | 0 | 0 | 0 | 0 | 0 | 0 | 0 | 0 | -1 | 0 | 0 |  | 0 | 0 | 0 | 0 | 0 | 0 | 0 | 0 | 0 | 0 | 0 | 0 | 0 | -1 | 0 | 0 | 0 | 0 | 0 | 0 | 0 | 0 | 0 | 0 | 0 | 0 | 0 | 0 | 0 | 0 | 0 |  |  |  |  | 0 | 0 | 0 | 0 | 0 | 0 | 0 | 0 | 0 | 1/1/2037 | 12/31/2099 | TRUE | Solar |  | 2024 |  |  |  | REF | 0 | 0 | Real 2021 ¦ 12/22/2022 3:42:52 PM | 0 | Area 1001 Solar 2037 | 0 |  | 1 | Unit |  | PJM | 0 | 0 | 0.2965 | 0 | 0 | 0 | 0 | 0 | 0 | 0 | 0 | 0
3151 | Area 1001 Solar 2038 | ATC | 2024 | AEP-KPCO | 0 | 0 | 0 | 0 | 0 |  | 0 | 0 | 0 | 0 | 0 | 0 | 0 | 0 | -1 | 0 | 0 |  | 0 | 0 | 0 | 0 | 0 | 0 | 0 | 0 | 0 | 0 | 0 | 0 | 0 | -1 | 0 | 0 | 0 | 0 | 0 | 0 | 0 | 0 | 0 | 0 | 0 | 0 | 0 | 0 | 0 | 0 | 0 |  |  |  |  | 0 | 0 | 0 | 0 | 0 | 0 | 0 | 0 | 0 | 1/1/2038 | 12/31/2099 | TRUE | Solar |  | 2024 |  |  |  | REF | 0 | 0 | Real 2021 ¦ 12/22/2022 3:42:52 PM | 0 | Area 1001 Solar 2038 | 0 |  | 1 | Unit |  | PJM | 0 | 0 | 0.2965 | 0 | 0 | 0 | 0 | 0 | 0 | 0 | 0 | 0
3152 | Area 1001 Solar 2039 | ATC | 2024 | AEP-KPCO | 0 | 0 | 0 | 0 | 0 |  | 0 | 0 | 0 | 0 | 0 | 0 | 0 | 0 | -1 | 0 | 0 |  | 0 | 0 | 0 | 0 | 0 | 0 | 0 | 0 | 0 | 0 | 0 | 0 | 0 | -1 | 0 | 0 | 0 | 0 | 0 | 0 | 0 | 0 | 0 | 0 | 0 | 0 | 0 | 0 | 0 | 0 | 0 |  |  |  |  | 0 | 0 | 0 | 0 | 0 | 0 | 0 | 0 | 0 | 1/1/2039 | 12/31/2099 | TRUE | Solar |  | 2024 |  |  |  | REF | 0 | 0 | Real 2021 ¦ 12/22/2022 3:42:52 PM | 0 | Area 1001 Solar 2039 | 0 |  | 1 | Unit |  | PJM | 0 | 0 | 0.2965 | 0 | 0 | 0 | 0 | 0 | 0 | 0 | 0 | 0
3153 | Area 1001 Solar 2040 | ATC | 2024 | AEP-KPCO | 0 | 0 | 0 | 0 | 0 |  | 0 | 0 | 0 | 0 | 0 | 0 | 0 | 0 | -1 | 0 | 0 |  | 0 | 0 | 0 | 0 | 0 | 0 | 0 | 0 | 0 | 0 | 0 | 0 | 0 | -1 | 0 | 0 | 0 | 0 | 0 | 0 | 0 | 0 | 0 | 0 | 0 | 0 | 0 | 0 | 0 | 0 | 0 |  |  |  |  | 0 | 0 | 0 | 0 | 0 | 0 | 0 | 0 | 0 | 1/1/2040 | 12/31/2099 | TRUE | Solar |  | 2024 |  |  |  | REF | 0 | 0 | Real 2021 ¦ 12/22/2022 3:42:52 PM | 0 | Area 1001 Solar 2040 | 0 |  | 1 | Unit |  | PJM | 0 | 0 | 0.2965 | 0 | 0 | 0 | 0 | 0 | 0 | 0 | 0 | 0
3154 | Area 1001 Solar 2041 | ATC | 2024 | AEP-KPCO | 0 | 0 | 0 | 0 | 0 |  | 0 | 0 | 0 | 0 | 0 | 0 | 0 | 0 | -1 | 0 | 0 |  | 0 | 0 | 0 | 0 | 0 | 0 | 0 | 0 | 0 | 0 | 0 | 0 | 0 | -1 | 0 | 0 | 0 | 0 | 0 | 0 | 0 | 0 | 0 | 0 | 0 | 0 | 0 | 0 | 0 | 0 | 0 |  |  |  |  | 0 | 0 | 0 | 0 | 0 | 0 | 0 | 0 | 0 | 1/1/2041 | 12/31/2099 | TRUE | Solar |  | 2024 |  |  |  | REF | 0 | 0 | Real 2021 ¦ 12/22/2022 3:42:52 PM | 0 | Area 1001 Solar 2041 | 0 |  | 1 | Unit |  | PJM | 0 | 0 | 0.2965 | 0 | 0 | 0 | 0 | 0 | 0 | 0 | 0 | 0
3155 | Area 1001 Solar 2042 | ATC | 2024 | AEP-KPCO | 0 | 0 | 0 | 0 | 0 |  | 0 | 0 | 0 | 0 | 0 | 0 | 0 | 0 | -1 | 0 | 0 |  | 0 | 0 | 0 | 0 | 0 | 0 | 0 | 0 | 0 | 0 | 0 | 0 | 0 | -1 | 0 | 0 | 0 | 0 | 0 | 0 | 0 | 0 | 0 | 0 | 0 | 0 | 0 | 0 | 0 | 0 | 0 |  |  |  |  | 0 | 0 | 0 | 0 | 0 | 0 | 0 | 0 | 0 | 1/1/2042 | 12/31/2099 | TRUE | Solar |  | 2024 |  |  |  | REF | 0 | 0 | Real 2021 ¦ 12/22/2022 3:42:52 PM | 0 | Area 1001 Solar 2042 | 0 |  | 1 | Unit |  | PJM | 0 | 0 | 0.2965 | 0 | 0 | 0 | 0 | 0 | 0 | 0 | 0 | 0
3156 | Area 1001 Solar 2043 | ATC | 2024 | AEP-KPCO | 0 | 0 | 0 | 0 | 0 |  | 0 | 0 | 0 | 0 | 0 | 0 | 0 | 0 | -1 | 0 | 0 |  | 0 | 0 | 0 | 0 | 0 | 0 | 0 | 0 | 0 | 0 | 0 | 0 | 0 | -1 | 0 | 0 | 0 | 0 | 0 | 0 | 0 | 0 | 0 | 0 | 0 | 0 | 0 | 0 | 0 | 0 | 0 |  |  |  |  | 0 | 0 | 0 | 0 | 0 | 0 | 0 | 0 | 0 | 1/1/2043 | 12/31/2099 | TRUE | Solar |  | 2024 |  |  |  | REF | 0 | 0 | Real 2021 ¦ 12/22/2022 3:42:52 PM | 0 | Area 1001 Solar 2043 | 0 |  | 1 | Unit |  | PJM | 0 | 0 | 0.2965 | 0 | 0 | 0 | 0 | 0 | 0 | 0 | 0 | 0
3157 | Area 1001 Wind 2024 | ATC | 2024 | AEP-KPCO | 34.9152 | 100 | 0 | -33.2222 | -34.8834 | -33.2222 | -33.2222 | 20064.0762 | 100 | 17293.1914 | 2770.885 | 0 | 0 | 0 | -1 | 0 | 0 | 0 | 0 | 0 | 34.9152 | 306695.0625 | 306695.0625 | 0 | 0 | 0 | 0 | 14837.4209 | 14837.4209 | 0 | 0 | -1 | 0 | 0 | 1 | 0 | 0 | 0 | 0 | 0 | 0 | 0 | 0 | 4962.4302 | -10189.0869 | 0 | -10189.0869 | 0 | 0 | 0.34915 | 48.3784 | 32.1981 | 16.1803 | 0 | 65.0848 | 0 | 0 | 0 | 8784 | 306695.0625 | 0 | 0 | 1/1/2024 | 12/31/2099 | TRUE | Wind |  | 2024 |  |  |  | REF | 0 | 0 | Real 2021 ¦ 12/22/2022 3:42:52 PM | 0 | Area 1001 Wind 2024 | 0 |  | 1 | Unit |  | PJM | 13 | 0 | 0.13 | 0 | 0 | 0 | 0 | 306695.0625 | 0 | 0 | 0 | 0
3158 | Area 1001 Wind 2025 | ATC | 2024 | AEP-KPCO | 0 | 0 | 0 | 0 | 0 |  | 0 | 0 | 0 | 0 | 0 | 0 | 0 | 0 | -1 | 0 | 0 |  | 0 | 0 | 0 | 0 | 0 | 0 | 0 | 0 | 0 | 0 | 0 | 0 | 0 | -1 | 0 | 0 | 0 | 0 | 0 | 0 | 0 | 0 | 0 | 0 | 0 | 0 | 0 | 0 | 0 | 0 | 0 |  |  |  |  | 0 | 0 | 0 | 0 | 0 | 0 | 0 | 0 | 0 | 1/1/2025 | 12/31/2099 | TRUE | Wind |  | 2024 |  |  |  | REF | 0 | 0 | Real 2021 ¦ 12/22/2022 3:42:52 PM | 0 | Area 1001 Wind 2025 | 0 |  | 1 | Unit |  | PJM | 0 | 0 | 0.13 | 0 | 0 | 0 | 0 | 0 | 0 | 0 | 0 | 0
3159 | Area 1001 Wind 2026 | ATC | 2024 | AEP-KPCO | 0 | 0 | 0 | 0 | 0 |  | 0 | 0 | 0 | 0 | 0 | 0 | 0 | 0 | -1 | 0 | 0 |  | 0 | 0 | 0 | 0 | 0 | 0 | 0 | 0 | 0 | 0 | 0 | 0 | 0 | -1 | 0 | 0 | 0 | 0 | 0 | 0 | 0 | 0 | 0 | 0 | 0 | 0 | 0 | 0 | 0 | 0 | 0 |  |  |  |  | 0 | 0 | 0 | 0 | 0 | 0 | 0 | 0 | 0 | 1/1/2026 | 12/31/2099 | TRUE | Wind |  | 2024 |  |  |  | REF | 0 | 0 | Real 2021 ¦ 12/22/2022 3:42:52 PM | 0 | Area 1001 Wind 2026 | 0 |  | 1 | Unit |  | PJM | 0 | 0 | 0.13 | 0 | 0 | 0 | 0 | 0 | 0 | 0 | 0 | 0
3160 | Area 1001 Wind 2027 | ATC | 2024 | AEP-KPCO | 0 | 0 | 0 | 0 | 0 |  | 0 | 0 | 0 | 0 | 0 | 0 | 0 | 0 | -1 | 0 | 0 |  | 0 | 0 | 0 | 0 | 0 | 0 | 0 | 0 | 0 | 0 | 0 | 0 | 0 | -1 | 0 | 0 | 0 | 0 | 0 | 0 | 0 | 0 | 0 | 0 | 0 | 0 | 0 | 0 | 0 | 0 | 0 |  |  |  |  | 0 | 0 | 0 | 0 | 0 | 0 | 0 | 0 | 0 | 1/1/2027 | 12/31/2099 | TRUE | Wind |  | 2024 |  |  |  | REF | 0 | 0 | Real 2021 ¦ 12/22/2022 3:42:52 PM | 0 | Area 1001 Wind 2027 | 0 |  | 1 | Unit |  | PJM | 0 | 0 | 0.13 | 0 | 0 | 0 | 0 | 0 | 0 | 0 | 0 | 0
3161 | Area 1001 Wind 2028 | ATC | 2024 | AEP-KPCO | 0 | 0 | 0 | 0 | 0 |  | 0 | 0 | 0 | 0 | 0 | 0 | 0 | 0 | -1 | 0 | 0 |  | 0 | 0 | 0 | 0 | 0 | 0 | 0 | 0 | 0 | 0 | 0 | 0 | 0 | -1 | 0 | 0 | 0 | 0 | 0 | 0 | 0 | 0 | 0 | 0 | 0 | 0 | 0 | 0 | 0 | 0 | 0 |  |  |  |  | 0 | 0 | 0 | 0 | 0 | 0 | 0 | 0 | 0 | 1/1/2028 | 12/31/2099 | TRUE | Wind |  | 2024 |  |  |  | REF | 0 | 0 | Real 2021 ¦ 12/22/2022 3:42:52 PM | 0 | Area 1001 Wind 2028 | 0 |  | 1 | Unit |  | PJM | 0 | 0 | 0.13 | 0 | 0 | 0 | 0 | 0 | 0 | 0 | 0 | 0
3162 | Area 1001 Wind 2029 | ATC | 2024 | AEP-KPCO | 0 | 0 | 0 | 0 | 0 |  | 0 | 0 | 0 | 0 | 0 | 0 | 0 | 0 | -1 | 0 | 0 |  | 0 | 0 | 0 | 0 | 0 | 0 | 0 | 0 | 0 | 0 | 0 | 0 | 0 | -1 | 0 | 0 | 0 | 0 | 0 | 0 | 0 | 0 | 0 | 0 | 0 | 0 | 0 | 0 | 0 | 0 | 0 |  |  |  |  | 0 | 0 | 0 | 0 | 0 | 0 | 0 | 0 | 0 | 1/1/2029 | 12/31/2099 | TRUE | Wind |  | 2024 |  |  |  | REF | 0 | 0 | Real 2021 ¦ 12/22/2022 3:42:52 PM | 0 | Area 1001 Wind 2029 | 0 |  | 1 | Unit |  | PJM | 0 | 0 | 0.13 | 0 | 0 | 0 | 0 | 0 | 0 | 0 | 0 | 0
3163 | Area 1001 Wind 2030 | ATC | 2024 | AEP-KPCO | 0 | 0 | 0 | 0 | 0 |  | 0 | 0 | 0 | 0 | 0 | 0 | 0 | 0 | -1 | 0 | 0 |  | 0 | 0 | 0 | 0 | 0 | 0 | 0 | 0 | 0 | 0 | 0 | 0 | 0 | -1 | 0 | 0 | 0 | 0 | 0 | 0 | 0 | 0 | 0 | 0 | 0 | 0 | 0 | 0 | 0 | 0 | 0 |  |  |  |  | 0 | 0 | 0 | 0 | 0 | 0 | 0 | 0 | 0 | 1/1/2030 | 12/31/2099 | TRUE | Wind |  | 2024 |  |  |  | REF | 0 | 0 | Real 2021 ¦ 12/22/2022 3:42:52 PM | 0 | Area 1001 Wind 2030 | 0 |  | 1 | Unit |  | PJM | 0 | 0 | 0.13 | 0 | 0 | 0 | 0 | 0 | 0 | 0 | 0 | 0
3164 | Area 1001 Wind 2031 | ATC | 2024 | AEP-KPCO | 0 | 0 | 0 | 0 | 0 |  | 0 | 0 | 0 | 0 | 0 | 0 | 0 | 0 | -1 | 0 | 0 |  | 0 | 0 | 0 | 0 | 0 | 0 | 0 | 0 | 0 | 0 | 0 | 0 | 0 | -1 | 0 | 0 | 0 | 0 | 0 | 0 | 0 | 0 | 0 | 0 | 0 | 0 | 0 | 0 | 0 | 0 | 0 |  |  |  |  | 0 | 0 | 0 | 0 | 0 | 0 | 0 | 0 | 0 | 1/1/2031 | 12/31/2099 | TRUE | Wind |  | 2024 |  |  |  | REF | 0 | 0 | Real 2021 ¦ 12/22/2022 3:42:52 PM | 0 | Area 1001 Wind 2031 | 0 |  | 1 | Unit |  | PJM | 0 | 0 | 0.13 | 0 | 0 | 0 | 0 | 0 | 0 | 0 | 0 | 0
3165 | Area 1001 Wind 2032 | ATC | 2024 | AEP-KPCO | 0 | 0 | 0 | 0 | 0 |  | 0 | 0 | 0 | 0 | 0 | 0 | 0 | 0 | -1 | 0 | 0 |  | 0 | 0 | 0 | 0 | 0 | 0 | 0 | 0 | 0 | 0 | 0 | 0 | 0 | -1 | 0 | 0 | 0 | 0 | 0 | 0 | 0 | 0 | 0 | 0 | 0 | 0 | 0 | 0 | 0 | 0 | 0 |  |  |  |  | 0 | 0 | 0 | 0 | 0 | 0 | 0 | 0 | 0 | 1/1/2032 | 12/31/2099 | TRUE | Wind |  | 2024 |  |  |  | REF | 0 | 0 | Real 2021 ¦ 12/22/2022 3:42:52 PM | 0 | Area 1001 Wind 2032 | 0 |  | 1 | Unit |  | PJM | 0 | 0 | 0.13 | 0 | 0 | 0 | 0 | 0 | 0 | 0 | 0 | 0
3166 | Area 1001 Wind 2033 | ATC | 2024 | AEP-KPCO | 0 | 0 | 0 | 0 | 0 |  | 0 | 0 | 0 | 0 | 0 | 0 | 0 | 0 | -1 | 0 | 0 |  | 0 | 0 | 0 | 0 | 0 | 0 | 0 | 0 | 0 | 0 | 0 | 0 | 0 | -1 | 0 | 0 | 0 | 0 | 0 | 0 | 0 | 0 | 0 | 0 | 0 | 0 | 0 | 0 | 0 | 0 | 0 |  |  |  |  | 0 | 0 | 0 | 0 | 0 | 0 | 0 | 0 | 0 | 1/1/2033 | 12/31/2099 | TRUE | Wind |  | 2024 |  |  |  | REF | 0 | 0 | Real 2021 ¦ 12/22/2022 3:42:52 PM | 0 | Area 1001 Wind 2033 | 0 |  | 1 | Unit |  | PJM | 0 | 0 | 0.13 | 0 | 0 | 0 | 0 | 0 | 0 | 0 | 0 | 0
3167 | Area 1001 Wind 2034 | ATC | 2024 | AEP-KPCO | 0 | 0 | 0 | 0 | 0 |  | 0 | 0 | 0 | 0 | 0 | 0 | 0 | 0 | -1 | 0 | 0 |  | 0 | 0 | 0 | 0 | 0 | 0 | 0 | 0 | 0 | 0 | 0 | 0 | 0 | -1 | 0 | 0 | 0 | 0 | 0 | 0 | 0 | 0 | 0 | 0 | 0 | 0 | 0 | 0 | 0 | 0 | 0 |  |  |  |  | 0 | 0 | 0 | 0 | 0 | 0 | 0 | 0 | 0 | 1/1/2034 | 12/31/2099 | TRUE | Wind |  | 2024 |  |  |  | REF | 0 | 0 | Real 2021 ¦ 12/22/2022 3:42:52 PM | 0 | Area 1001 Wind 2034 | 0 |  | 1 | Unit |  | PJM | 0 | 0 | 0.13 | 0 | 0 | 0 | 0 | 0 | 0 | 0 | 0 | 0
3168 | Area 1001 Wind 2035 | ATC | 2024 | AEP-KPCO | 0 | 0 | 0 | 0 | 0 |  | 0 | 0 | 0 | 0 | 0 | 0 | 0 | 0 | -1 | 0 | 0 |  | 0 | 0 | 0 | 0 | 0 | 0 | 0 | 0 | 0 | 0 | 0 | 0 | 0 | -1 | 0 | 0 | 0 | 0 | 0 | 0 | 0 | 0 | 0 | 0 | 0 | 0 | 0 | 0 | 0 | 0 | 0 |  |  |  |  | 0 | 0 | 0 | 0 | 0 | 0 | 0 | 0 | 0 | 1/1/2035 | 12/31/2099 | TRUE | Wind |  | 2024 |  |  |  | REF | 0 | 0 | Real 2021 ¦ 12/22/2022 3:42:52 PM | 0 | Area 1001 Wind 2035 | 0 |  | 1 | Unit |  | PJM | 0 | 0 | 0.13 | 0 | 0 | 0 | 0 | 0 | 0 | 0 | 0 | 0
3169 | Area 1001 Wind 2036 | ATC | 2024 | AEP-KPCO | 0 | 0 | 0 | 0 | 0 |  | 0 | 0 | 0 | 0 | 0 | 0 | 0 | 0 | -1 | 0 | 0 |  | 0 | 0 | 0 | 0 | 0 | 0 | 0 | 0 | 0 | 0 | 0 | 0 | 0 | -1 | 0 | 0 | 0 | 0 | 0 | 0 | 0 | 0 | 0 | 0 | 0 | 0 | 0 | 0 | 0 | 0 | 0 |  |  |  |  | 0 | 0 | 0 | 0 | 0 | 0 | 0 | 0 | 0 | 1/1/2036 | 12/31/2099 | TRUE | Wind |  | 2024 |  |  |  | REF | 0 | 0 | Real 2021 ¦ 12/22/2022 3:42:52 PM | 0 | Area 1001 Wind 2036 | 0 |  | 1 | Unit |  | PJM | 0 | 0 | 0.13 | 0 | 0 | 0 | 0 | 0 | 0 | 0 | 0 | 0
3170 | Area 1001 Wind 2037 | ATC | 2024 | AEP-KPCO | 0 | 0 | 0 | 0 | 0 |  | 0 | 0 | 0 | 0 | 0 | 0 | 0 | 0 | -1 | 0 | 0 |  | 0 | 0 | 0 | 0 | 0 | 0 | 0 | 0 | 0 | 0 | 0 | 0 | 0 | -1 | 0 | 0 | 0 | 0 | 0 | 0 | 0 | 0 | 0 | 0 | 0 | 0 | 0 | 0 | 0 | 0 | 0 |  |  |  |  | 0 | 0 | 0 | 0 | 0 | 0 | 0 | 0 | 0 | 1/1/2037 | 12/31/2099 | TRUE | Wind |  | 2024 |  |  |  | REF | 0 | 0 | Real 2021 ¦ 12/22/2022 3:42:52 PM | 0 | Area 1001 Wind 2037 | 0 |  | 1 | Unit |  | PJM | 0 | 0 | 0.13 | 0 | 0 | 0 | 0 | 0 | 0 | 0 | 0 | 0
3171 | Area 1001 Wind 2038 | ATC | 2024 | AEP-KPCO | 0 | 0 | 0 | 0 | 0 |  | 0 | 0 | 0 | 0 | 0 | 0 | 0 | 0 | -1 | 0 | 0 |  | 0 | 0 | 0 | 0 | 0 | 0 | 0 | 0 | 0 | 0 | 0 | 0 | 0 | -1 | 0 | 0 | 0 | 0 | 0 | 0 | 0 | 0 | 0 | 0 | 0 | 0 | 0 | 0 | 0 | 0 | 0 |  |  |  |  | 0 | 0 | 0 | 0 | 0 | 0 | 0 | 0 | 0 | 1/1/2038 | 12/31/2099 | TRUE | Wind |  | 2024 |  |  |  | REF | 0 | 0 | Real 2021 ¦ 12/22/2022 3:42:52 PM | 0 | Area 1001 Wind 2038 | 0 |  | 1 | Unit |  | PJM | 0 | 0 | 0.13 | 0 | 0 | 0 | 0 | 0 | 0 | 0 | 0 | 0
3172 | Area 1001 Wind 2039 | ATC | 2024 | AEP-KPCO | 0 | 0 | 0 | 0 | 0 |  | 0 | 0 | 0 | 0 | 0 | 0 | 0 | 0 | -1 | 0 | 0 |  | 0 | 0 | 0 | 0 | 0 | 0 | 0 | 0 | 0 | 0 | 0 | 0 | 0 | -1 | 0 | 0 | 0 | 0 | 0 | 0 | 0 | 0 | 0 | 0 | 0 | 0 | 0 | 0 | 0 | 0 | 0 |  |  |  |  | 0 | 0 | 0 | 0 | 0 | 0 | 0 | 0 | 0 | 1/1/2039 | 12/31/2099 | TRUE | Wind |  | 2024 |  |  |  | REF | 0 | 0 | Real 2021 ¦ 12/22/2022 3:42:52 PM | 0 | Area 1001 Wind 2039 | 0 |  | 1 | Unit |  | PJM | 0 | 0 | 0.13 | 0 | 0 | 0 | 0 | 0 | 0 | 0 | 0 | 0
3173 | Area 1001 Wind 2040 | ATC | 2024 | AEP-KPCO | 0 | 0 | 0 | 0 | 0 |  | 0 | 0 | 0 | 0 | 0 | 0 | 0 | 0 | -1 | 0 | 0 |  | 0 | 0 | 0 | 0 | 0 | 0 | 0 | 0 | 0 | 0 | 0 | 0 | 0 | -1 | 0 | 0 | 0 | 0 | 0 | 0 | 0 | 0 | 0 | 0 | 0 | 0 | 0 | 0 | 0 | 0 | 0 |  |  |  |  | 0 | 0 | 0 | 0 | 0 | 0 | 0 | 0 | 0 | 1/1/2040 | 12/31/2099 | TRUE | Wind |  | 2024 |  |  |  | REF | 0 | 0 | Real 2021 ¦ 12/22/2022 3:42:52 PM | 0 | Area 1001 Wind 2040 | 0 |  | 1 | Unit |  | PJM | 0 | 0 | 0.13 | 0 | 0 | 0 | 0 | 0 | 0 | 0 | 0 | 0
3174 | Area 1001 Wind 2041 | ATC | 2024 | AEP-KPCO | 0 | 0 | 0 | 0 | 0 |  | 0 | 0 | 0 | 0 | 0 | 0 | 0 | 0 | -1 | 0 | 0 |  | 0 | 0 | 0 | 0 | 0 | 0 | 0 | 0 | 0 | 0 | 0 | 0 | 0 | -1 | 0 | 0 | 0 | 0 | 0 | 0 | 0 | 0 | 0 | 0 | 0 | 0 | 0 | 0 | 0 | 0 | 0 |  |  |  |  | 0 | 0 | 0 | 0 | 0 | 0 | 0 | 0 | 0 | 1/1/2041 | 12/31/2099 | TRUE | Wind |  | 2024 |  |  |  | REF | 0 | 0 | Real 2021 ¦ 12/22/2022 3:42:52 PM | 0 | Area 1001 Wind 2041 | 0 |  | 1 | Unit |  | PJM | 0 | 0 | 0.13 | 0 | 0 | 0 | 0 | 0 | 0 | 0 | 0 | 0
3175 | Area 1001 Wind 2042 | ATC | 2024 | AEP-KPCO | 0 | 0 | 0 | 0 | 0 |  | 0 | 0 | 0 | 0 | 0 | 0 | 0 | 0 | -1 | 0 | 0 |  | 0 | 0 | 0 | 0 | 0 | 0 | 0 | 0 | 0 | 0 | 0 | 0 | 0 | -1 | 0 | 0 | 0 | 0 | 0 | 0 | 0 | 0 | 0 | 0 | 0 | 0 | 0 | 0 | 0 | 0 | 0 |  |  |  |  | 0 | 0 | 0 | 0 | 0 | 0 | 0 | 0 | 0 | 1/1/2042 | 12/31/2099 | TRUE | Wind |  | 2024 |  |  |  | REF | 0 | 0 | Real 2021 ¦ 12/22/2022 3:42:52 PM | 0 | Area 1001 Wind 2042 | 0 |  | 1 | Unit |  | PJM | 0 | 0 | 0.13 | 0 | 0 | 0 | 0 | 0 | 0 | 0 | 0 | 0
3176 | Area 1001 Wind 2043 | ATC | 2024 | AEP-KPCO | 0 | 0 | 0 | 0 | 0 |  | 0 | 0 | 0 | 0 | 0 | 0 | 0 | 0 | -1 | 0 | 0 |  | 0 | 0 | 0 | 0 | 0 | 0 | 0 | 0 | 0 | 0 | 0 | 0 | 0 | -1 | 0 | 0 | 0 | 0 | 0 | 0 | 0 | 0 | 0 | 0 | 0 | 0 | 0 | 0 | 0 | 0 | 0 |  |  |  |  | 0 | 0 | 0 | 0 | 0 | 0 | 0 | 0 | 0 | 1/1/2043 | 12/31/2099 | TRUE | Wind |  | 2024 |  |  |  | REF | 0 | 0 | Real 2021 ¦ 12/22/2022 3:42:52 PM | 0 | Area 1001 Wind 2043 | 0 |  | 1 | Unit |  | PJM | 0 | 0 | 0.13 | 0 | 0 | 0 | 0 | 0 | 0 | 0 | 0 | 0
3177 | Area 1001 4-Hour Li-on Battery 2022 | ATC | 2024 | AEP-KPCO | 50 | 50 | 0 | 0 | 0 |  | 0 | 9526.9863 | 50 | 8240.8984 | 1286.088 | 0 | 0 | 0 | -1 | 0 | 0 |  | 0 | 0 | -0.82805 | -7273.5547 | -7273.5547 | 0 | 0 | 0 | 0 | 1976.5833 | 1976.5833 | 0 | 0 | -1 | 0 | 0 | 514 | 0 | 0.03128 | 0.03128 | 0 | 0 | 0 | 0 | 0 | -9129.6846 | 0 | 0 | 0 | 0 | 0 | -0.016561 |  |  |  | 0 | 0 | 0 | 0 | 0 | 3619 | 34741.332 | 35712.6523 | -968.8714 | 1/1/2022 | 12/31/2031 | TRUE | 4-Hour Li-on Battery Storage |  | 2024 |  |  |  | REF | 0 | 0 | Real 2021 ¦ 12/22/2022 3:42:52 PM | 54.17 | Area 1001 4-Hour Li-on Battery 2022 | 0 |  | 1 | Unit |  | PJM | 48.5 | 0 | 0.97 | 0 | 0 | 0 | 0 | 439200 | 1579.2814 | 0 | 0 | 0
3178 | Area 1001 4-Hour Li-on Battery 2023 | ATC | 2024 | AEP-KPCO | 50 | 50 | 0 | 0 | 0 |  | 0 | 10608.8467 | 50 | 9430.3926 | 1178.454 | 0 | 0 | 0 | -1 | 0 | 0 |  | 0 | 0 | -0.82805 | -7273.5547 | -7273.5547 | 0 | 0 | 0 | 0 | 1976.5833 | 1976.5833 | 0 | 0 | -1 | 0 | 0 | 514 | 0 | 0.016575 | 0.016575 | 0 | 0 | 0 | 0 | 0 | -10211.5439 | 0 | 0 | 0 | 0 | 0 | -0.016561 |  |  |  | 0 | 0 | 0 | 0 | 0 | 3619 | 34741.332 | 35712.6523 | -968.8714 | 1/1/2023 | 12/31/2032 | TRUE | 4-Hour Li-on Battery Storage |  | 2024 |  |  |  | REF | 0 | 0 | Real 2021 ¦ 12/22/2022 3:42:52 PM | 54.17 | Area 1001 4-Hour Li-on Battery 2023 | 0 |  | 1 | Unit |  | PJM | 48.5 | 0 | 0.97 | 0 | 0 | 0 | 0 | 439200 | 1579.2814 | 0 | 0 | 0
3179 | Area 1001 4-Hour Li-on Battery 2024 | ATC | 2024 | AEP-KPCO | 50 | 50 | 0 | 0 | 0 |  | 0 | 9165.4473 | 50 | 8072.5483 | 1092.8988 | 0 | 0 | 0 | -1 | 0 | 0 |  | 0 | 0 | -0.83392 | -7325.1685 | -7325.1685 | 0 | 0 | 0 | 0 | 1997.9817 | 1997.9817 | 0 | 0 | -1 | 0 | 0 | 514 | 0 | 0.20288 | 0.20288 | 0 | 0 | 0 | 0 | 0 | -8760.3105 | 0 | 0 | 0 | 0 | 0 | -0.016678 |  |  |  | 0 | 0 | 0 | 0 | 0 | 3644 | 35097.7109 | 36059.4453 | -959.2868 | 1/1/2024 | 12/31/2033 | TRUE | 4-Hour Li-on Battery Storage |  | 2024 |  |  |  | REF | 0 | 0 | Real 2021 ¦ 12/22/2022 3:42:52 PM | 2.45 | Area 1001 4-Hour Li-on Battery 2024 | 0 |  | 1 | Unit |  | PJM | 48.5 | 0 | 0.97 | 0 | 0 | 0 | 0 | 439200 | 1592.8457 | 0 | 0 | 0
3180 | Area 1001 4-Hour Li-on Battery 2025 | ATC | 2024 | AEP-KPCO | 0 | 0 | 0 | 0 | 0 |  | 0 | 0 | 0 | 0 | 0 | 0 | 0 | 0 | -1 | 0 | 0 |  | 0 | 0 | 0 | 0 | 0 | 0 | 0 | 0 | 0 | 0 | 0 | 0 | 0 | -1 | 0 | 0 | 0 | 0 | 0 | 0 | 0 | 0 | 0 | 0 | 0 | 0 | 0 | 0 | 0 | 0 | 0 |  |  |  |  | 0 | 0 | 0 | 0 | 0 | 0 | 0 | 0 | -3.1806e-05 | 1/1/2025 | 12/31/2034 | TRUE | 4-Hour Li-on Battery Storage |  | 2024 |  |  |  | REF | 0 | 0 | Real 2021 ¦ 12/22/2022 3:42:52 PM | 0 | Area 1001 4-Hour Li-on Battery 2025 | 0 |  | 1 | Unit |  | PJM | 0 | 0 | 0.97 | 0 | 0 | 0 | 0 | 0 | 0 | 0 | 0 | 0
3181 | Area 1001 4-Hour Li-on Battery 2026 | ATC | 2024 | AEP-KPCO | 0 | 0 | 0 | 0 | 0 |  | 0 | 0 | 0 | 0 | 0 | 0 | 0 | 0 | -1 | 0 | 0 |  | 0 | 0 | 0 | 0 | 0 | 0 | 0 | 0 | 0 | 0 | 0 | 0 | 0 | -1 | 0 | 0 | 0 | 0 | 0 | 0 | 0 | 0 | 0 | 0 | 0 | 0 | 0 | 0 | 0 | 0 | 0 |  |  |  |  | 0 | 0 | 0 | 0 | 0 | 0 | 0 | 0 | -3.1806e-05 | 1/1/2026 | 12/31/2035 | TRUE | 4-Hour Li-on Battery Storage |  | 2024 |  |  |  | REF | 0 | 0 | Real 2021 ¦ 12/22/2022 3:42:52 PM | 0 | Area 1001 4-Hour Li-on Battery 2026 | 0 |  | 1 | Unit |  | PJM | 0 | 0 | 0.97 | 0 | 0 | 0 | 0 | 0 | 0 | 0 | 0 | 0
3182 | Area 1001 4-Hour Li-on Battery 2027 | ATC | 2024 | AEP-KPCO | 0 | 0 | 0 | 0 | 0 |  | 0 | 0 | 0 | 0 | 0 | 0 | 0 | 0 | -1 | 0 | 0 |  | 0 | 0 | 0 | 0 | 0 | 0 | 0 | 0 | 0 | 0 | 0 | 0 | 0 | -1 | 0 | 0 | 0 | 0 | 0 | 0 | 0 | 0 | 0 | 0 | 0 | 0 | 0 | 0 | 0 | 0 | 0 |  |  |  |  | 0 | 0 | 0 | 0 | 0 | 0 | 0 | 0 | -3.1806e-05 | 1/1/2027 | 12/31/2036 | TRUE | 4-Hour Li-on Battery Storage |  | 2024 |  |  |  | REF | 0 | 0 | Real 2021 ¦ 12/22/2022 3:42:52 PM | 0 | Area 1001 4-Hour Li-on Battery 2027 | 0 |  | 1 | Unit |  | PJM | 0 | 0 | 0.97 | 0 | 0 | 0 | 0 | 0 | 0 | 0 | 0 | 0
3183 | Area 1001 4-Hour Li-on Battery 2028 | ATC | 2024 | AEP-KPCO | 0 | 0 | 0 | 0 | 0 |  | 0 | 0 | 0 | 0 | 0 | 0 | 0 | 0 | -1 | 0 | 0 |  | 0 | 0 | 0 | 0 | 0 | 0 | 0 | 0 | 0 | 0 | 0 | 0 | 0 | -1 | 0 | 0 | 0 | 0 | 0 | 0 | 0 | 0 | 0 | 0 | 0 | 0 | 0 | 0 | 0 | 0 | 0 |  |  |  |  | 0 | 0 | 0 | 0 | 0 | 0 | 0 | 0 | -3.1806e-05 | 1/1/2028 | 12/31/2037 | TRUE | 4-Hour Li-on Battery Storage |  | 2024 |  |  |  | REF | 0 | 0 | Real 2021 ¦ 12/22/2022 3:42:52 PM | 0 | Area 1001 4-Hour Li-on Battery 2028 | 0 |  | 1 | Unit |  | PJM | 0 | 0 | 0.97 | 0 | 0 | 0 | 0 | 0 | 0 | 0 | 0 | 0
3184 | Area 1001 4-Hour Li-on Battery 2029 | ATC | 2024 | AEP-KPCO | 0 | 0 | 0 | 0 | 0 |  | 0 | 0 | 0 | 0 | 0 | 0 | 0 | 0 | -1 | 0 | 0 |  | 0 | 0 | 0 | 0 | 0 | 0 | 0 | 0 | 0 | 0 | 0 | 0 | 0 | -1 | 0 | 0 | 0 | 0 | 0 | 0 | 0 | 0 | 0 | 0 | 0 | 0 | 0 | 0 | 0 | 0 | 0 |  |  |  |  | 0 | 0 | 0 | 0 | 0 | 0 | 0 | 0 | -3.1806e-05 | 1/1/2029 | 12/31/2038 | TRUE | 4-Hour Li-on Battery Storage |  | 2024 |  |  |  | REF | 0 | 0 | Real 2021 ¦ 12/22/2022 3:42:52 PM | 0 | Area 1001 4-Hour Li-on Battery 2029 | 0 |  | 1 | Unit |  | PJM | 0 | 0 | 0.97 | 0 | 0 | 0 | 0 | 0 | 0 | 0 | 0 | 0
3185 | Area 1001 4-Hour Li-on Battery 2030 | ATC | 2024 | AEP-KPCO | 0 | 0 | 0 | 0 | 0 |  | 0 | 0 | 0 | 0 | 0 | 0 | 0 | 0 | -1 | 0 | 0 |  | 0 | 0 | 0 | 0 | 0 | 0 | 0 | 0 | 0 | 0 | 0 | 0 | 0 | -1 | 0 | 0 | 0 | 0 | 0 | 0 | 0 | 0 | 0 | 0 | 0 | 0 | 0 | 0 | 0 | 0 | 0 |  |  |  |  | 0 | 0 | 0 | 0 | 0 | 0 | 0 | 0 | -3.1806e-05 | 1/1/2030 | 12/31/2039 | TRUE | 4-Hour Li-on Battery Storage |  | 2024 |  |  |  | REF | 0 | 0 | Real 2021 ¦ 12/22/2022 3:42:52 PM | 0 | Area 1001 4-Hour Li-on Battery 2030 | 0 |  | 1 | Unit |  | PJM | 0 | 0 | 0.97 | 0 | 0 | 0 | 0 | 0 | 0 | 0 | 0 | 0
3186 | Area 1001 4-Hour Li-on Battery 2031 | ATC | 2024 | AEP-KPCO | 0 | 0 | 0 | 0 | 0 |  | 0 | 0 | 0 | 0 | 0 | 0 | 0 | 0 | -1 | 0 | 0 |  | 0 | 0 | 0 | 0 | 0 | 0 | 0 | 0 | 0 | 0 | 0 | 0 | 0 | -1 | 0 | 0 | 0 | 0 | 0 | 0 | 0 | 0 | 0 | 0 | 0 | 0 | 0 | 0 | 0 | 0 | 0 |  |  |  |  | 0 | 0 | 0 | 0 | 0 | 0 | 0 | 0 | -3.1806e-05 | 1/1/2031 | 12/31/2040 | TRUE | 4-Hour Li-on Battery Storage |  | 2024 |  |  |  | REF | 0 | 0 | Real 2021 ¦ 12/22/2022 3:42:52 PM | 0 | Area 1001 4-Hour Li-on Battery 2031 | 0 |  | 1 | Unit |  | PJM | 0 | 0 | 0.97 | 0 | 0 | 0 | 0 | 0 | 0 | 0 | 0 | 0
3187 | Area 1001 4-Hour Li-on Battery 2032 | ATC | 2024 | AEP-KPCO | 0 | 0 | 0 | 0 | 0 |  | 0 | 0 | 0 | 0 | 0 | 0 | 0 | 0 | -1 | 0 | 0 |  | 0 | 0 | 0 | 0 | 0 | 0 | 0 | 0 | 0 | 0 | 0 | 0 | 0 | -1 | 0 | 0 | 0 | 0 | 0 | 0 | 0 | 0 | 0 | 0 | 0 | 0 | 0 | 0 | 0 | 0 | 0 |  |  |  |  | 0 | 0 | 0 | 0 | 0 | 0 | 0 | 0 | -3.1806e-05 | 1/1/2032 | 12/31/2041 | TRUE | 4-Hour Li-on Battery Storage |  | 2024 |  |  |  | REF | 0 | 0 | Real 2021 ¦ 12/22/2022 3:42:52 PM | 0 | Area 1001 4-Hour Li-on Battery 2032 | 0 |  | 1 | Unit |  | PJM | 0 | 0 | 0.97 | 0 | 0 | 0 | 0 | 0 | 0 | 0 | 0 | 0
3188 | Area 1001 4-Hour Li-on Battery 2033 | ATC | 2024 | AEP-KPCO | 0 | 0 | 0 | 0 | 0 |  | 0 | 0 | 0 | 0 | 0 | 0 | 0 | 0 | -1 | 0 | 0 |  | 0 | 0 | 0 | 0 | 0 | 0 | 0 | 0 | 0 | 0 | 0 | 0 | 0 | -1 | 0 | 0 | 0 | 0 | 0 | 0 | 0 | 0 | 0 | 0 | 0 | 0 | 0 | 0 | 0 | 0 | 0 |  |  |  |  | 0 | 0 | 0 | 0 | 0 | 0 | 0 | 0 | -3.1806e-05 | 1/1/2033 | 12/31/2042 | TRUE | 4-Hour Li-on Battery Storage |  | 2024 |  |  |  | REF | 0 | 0 | Real 2021 ¦ 12/22/2022 3:42:52 PM | 0 | Area 1001 4-Hour Li-on Battery 2033 | 0 |  | 1 | Unit |  | PJM | 0 | 0 | 0.97 | 0 | 0 | 0 | 0 | 0 | 0 | 0 | 0 | 0
3189 | Area 1001 4-Hour Li-on Battery 2034 | ATC | 2024 | AEP-KPCO | 0 | 0 | 0 | 0 | 0 |  | 0 | 0 | 0 | 0 | 0 | 0 | 0 | 0 | -1 | 0 | 0 |  | 0 | 0 | 0 | 0 | 0 | 0 | 0 | 0 | 0 | 0 | 0 | 0 | 0 | -1 | 0 | 0 | 0 | 0 | 0 | 0 | 0 | 0 | 0 | 0 | 0 | 0 | 0 | 0 | 0 | 0 | 0 |  |  |  |  | 0 | 0 | 0 | 0 | 0 | 0 | 0 | 0 | -3.1806e-05 | 1/1/2034 | 12/31/2043 | TRUE | 4-Hour Li-on Battery Storage |  | 2024 |  |  |  | REF | 0 | 0 | Real 2021 ¦ 12/22/2022 3:42:52 PM | 0 | Area 1001 4-Hour Li-on Battery 2034 | 0 |  | 1 | Unit |  | PJM | 0 | 0 | 0.97 | 0 | 0 | 0 | 0 | 0 | 0 | 0 | 0 | 0
3190 | Area 1001 4-Hour Li-on Battery 2035 | ATC | 2024 | AEP-KPCO | 0 | 0 | 0 | 0 | 0 |  | 0 | 0 | 0 | 0 | 0 | 0 | 0 | 0 | -1 | 0 | 0 |  | 0 | 0 | 0 | 0 | 0 | 0 | 0 | 0 | 0 | 0 | 0 | 0 | 0 | -1 | 0 | 0 | 0 | 0 | 0 | 0 | 0 | 0 | 0 | 0 | 0 | 0 | 0 | 0 | 0 | 0 | 0 |  |  |  |  | 0 | 0 | 0 | 0 | 0 | 0 | 0 | 0 | -3.1806e-05 | 1/1/2035 | 12/31/2044 | TRUE | 4-Hour Li-on Battery Storage |  | 2024 |  |  |  | REF | 0 | 0 | Real 2021 ¦ 12/22/2022 3:42:52 PM | 0 | Area 1001 4-Hour Li-on Battery 2035 | 0 |  | 1 | Unit |  | PJM | 0 | 0 | 0.97 | 0 | 0 | 0 | 0 | 0 | 0 | 0 | 0 | 0
3191 | Area 1001 4-Hour Li-on Battery 2036 | ATC | 2024 | AEP-KPCO | 0 | 0 | 0 | 0 | 0 |  | 0 | 0 | 0 | 0 | 0 | 0 | 0 | 0 | -1 | 0 | 0 |  | 0 | 0 | 0 | 0 | 0 | 0 | 0 | 0 | 0 | 0 | 0 | 0 | 0 | -1 | 0 | 0 | 0 | 0 | 0 | 0 | 0 | 0 | 0 | 0 | 0 | 0 | 0 | 0 | 0 | 0 | 0 |  |  |  |  | 0 | 0 | 0 | 0 | 0 | 0 | 0 | 0 | -3.1806e-05 | 1/1/2036 | 12/31/2045 | TRUE | 4-Hour Li-on Battery Storage |  | 2024 |  |  |  | REF | 0 | 0 | Real 2021 ¦ 12/22/2022 3:42:52 PM | 0 | Area 1001 4-Hour Li-on Battery 2036 | 0 |  | 1 | Unit |  | PJM | 0 | 0 | 0.97 | 0 | 0 | 0 | 0 | 0 | 0 | 0 | 0 | 0
3192 | Area 1001 4-Hour Li-on Battery 2037 | ATC | 2024 | AEP-KPCO | 0 | 0 | 0 | 0 | 0 |  | 0 | 0 | 0 | 0 | 0 | 0 | 0 | 0 | -1 | 0 | 0 |  | 0 | 0 | 0 | 0 | 0 | 0 | 0 | 0 | 0 | 0 | 0 | 0 | 0 | -1 | 0 | 0 | 0 | 0 | 0 | 0 | 0 | 0 | 0 | 0 | 0 | 0 | 0 | 0 | 0 | 0 | 0 |  |  |  |  | 0 | 0 | 0 | 0 | 0 | 0 | 0 | 0 | -3.1806e-05 | 1/1/2037 | 12/31/2046 | TRUE | 4-Hour Li-on Battery Storage |  | 2024 |  |  |  | REF | 0 | 0 | Real 2021 ¦ 12/22/2022 3:42:52 PM | 0 | Area 1001 4-Hour Li-on Battery 2037 | 0 |  | 1 | Unit |  | PJM | 0 | 0 | 0.97 | 0 | 0 | 0 | 0 | 0 | 0 | 0 | 0 | 0
3193 | Area 1001 4-Hour Li-on Battery 2038 | ATC | 2024 | AEP-KPCO | 0 | 0 | 0 | 0 | 0 |  | 0 | 0 | 0 | 0 | 0 | 0 | 0 | 0 | -1 | 0 | 0 |  | 0 | 0 | 0 | 0 | 0 | 0 | 0 | 0 | 0 | 0 | 0 | 0 | 0 | -1 | 0 | 0 | 0 | 0 | 0 | 0 | 0 | 0 | 0 | 0 | 0 | 0 | 0 | 0 | 0 | 0 | 0 |  |  |  |  | 0 | 0 | 0 | 0 | 0 | 0 | 0 | 0 | -3.1806e-05 | 1/1/2038 | 12/31/2047 | TRUE | 4-Hour Li-on Battery Storage |  | 2024 |  |  |  | REF | 0 | 0 | Real 2021 ¦ 12/22/2022 3:42:52 PM | 0 | Area 1001 4-Hour Li-on Battery 2038 | 0 |  | 1 | Unit |  | PJM | 0 | 0 | 0.97 | 0 | 0 | 0 | 0 | 0 | 0 | 0 | 0 | 0
3194 | Area 1001 4-Hour Li-on Battery 2039 | ATC | 2024 | AEP-KPCO | 0 | 0 | 0 | 0 | 0 |  | 0 | 0 | 0 | 0 | 0 | 0 | 0 | 0 | -1 | 0 | 0 |  | 0 | 0 | 0 | 0 | 0 | 0 | 0 | 0 | 0 | 0 | 0 | 0 | 0 | -1 | 0 | 0 | 0 | 0 | 0 | 0 | 0 | 0 | 0 | 0 | 0 | 0 | 0 | 0 | 0 | 0 | 0 |  |  |  |  | 0 | 0 | 0 | 0 | 0 | 0 | 0 | 0 | -3.1806e-05 | 1/1/2039 | 12/31/2048 | TRUE | 4-Hour Li-on Battery Storage |  | 2024 |  |  |  | REF | 0 | 0 | Real 2021 ¦ 12/22/2022 3:42:52 PM | 0 | Area 1001 4-Hour Li-on Battery 2039 | 0 |  | 1 | Unit |  | PJM | 0 | 0 | 0.97 | 0 | 0 | 0 | 0 | 0 | 0 | 0 | 0 | 0
3195 | Area 1001 4-Hour Li-on Battery 2040 | ATC | 2024 | AEP-KPCO | 0 | 0 | 0 | 0 | 0 |  | 0 | 0 | 0 | 0 | 0 | 0 | 0 | 0 | -1 | 0 | 0 |  | 0 | 0 | 0 | 0 | 0 | 0 | 0 | 0 | 0 | 0 | 0 | 0 | 0 | -1 | 0 | 0 | 0 | 0 | 0 | 0 | 0 | 0 | 0 | 0 | 0 | 0 | 0 | 0 | 0 | 0 | 0 |  |  |  |  | 0 | 0 | 0 | 0 | 0 | 0 | 0 | 0 | -3.1806e-05 | 1/1/2040 | 12/31/2049 | TRUE | 4-Hour Li-on Battery Storage |  | 2024 |  |  |  | REF | 0 | 0 | Real 2021 ¦ 12/22/2022 3:42:52 PM | 0 | Area 1001 4-Hour Li-on Battery 2040 | 0 |  | 1 | Unit |  | PJM | 0 | 0 | 0.97 | 0 | 0 | 0 | 0 | 0 | 0 | 0 | 0 | 0
3196 | Area 1001 4-Hour Li-on Battery 2041 | ATC | 2024 | AEP-KPCO | 0 | 0 | 0 | 0 | 0 |  | 0 | 0 | 0 | 0 | 0 | 0 | 0 | 0 | -1 | 0 | 0 |  | 0 | 0 | 0 | 0 | 0 | 0 | 0 | 0 | 0 | 0 | 0 | 0 | 0 | -1 | 0 | 0 | 0 | 0 | 0 | 0 | 0 | 0 | 0 | 0 | 0 | 0 | 0 | 0 | 0 | 0 | 0 |  |  |  |  | 0 | 0 | 0 | 0 | 0 | 0 | 0 | 0 | -3.1806e-05 | 1/1/2041 | 12/31/2050 | TRUE | 4-Hour Li-on Battery Storage |  | 2024 |  |  |  | REF | 0 | 0 | Real 2021 ¦ 12/22/2022 3:42:52 PM | 0 | Area 1001 4-Hour Li-on Battery 2041 | 0 |  | 1 | Unit |  | PJM | 0 | 0 | 0.97 | 0 | 0 | 0 | 0 | 0 | 0 | 0 | 0 | 0
3197 | Area 1001 4-Hour Li-on Battery 2042 | ATC | 2024 | AEP-KPCO | 0 | 0 | 0 | 0 | 0 |  | 0 | 0 | 0 | 0 | 0 | 0 | 0 | 0 | -1 | 0 | 0 |  | 0 | 0 | 0 | 0 | 0 | 0 | 0 | 0 | 0 | 0 | 0 | 0 | 0 | -1 | 0 | 0 | 0 | 0 | 0 | 0 | 0 | 0 | 0 | 0 | 0 | 0 | 0 | 0 | 0 | 0 | 0 |  |  |  |  | 0 | 0 | 0 | 0 | 0 | 0 | 0 | 0 | -3.1806e-05 | 1/1/2042 | 12/31/2051 | TRUE | 4-Hour Li-on Battery Storage |  | 2024 |  |  |  | REF | 0 | 0 | Real 2021 ¦ 12/22/2022 3:42:52 PM | 0 | Area 1001 4-Hour Li-on Battery 2042 | 0 |  | 1 | Unit |  | PJM | 0 | 0 | 0.97 | 0 | 0 | 0 | 0 | 0 | 0 | 0 | 0 | 0
3198 | Area 1001 4-Hour Li-on Battery 2043 | ATC | 2024 | AEP-KPCO | 0 | 0 | 0 | 0 | 0 |  | 0 | 0 | 0 | 0 | 0 | 0 | 0 | 0 | -1 | 0 | 0 |  | 0 | 0 | 0 | 0 | 0 | 0 | 0 | 0 | 0 | 0 | 0 | 0 | 0 | -1 | 0 | 0 | 0 | 0 | 0 | 0 | 0 | 0 | 0 | 0 | 0 | 0 | 0 | 0 | 0 | 0 | 0 |  |  |  |  | 0 | 0 | 0 | 0 | 0 | 0 | 0 | 0 | -3.1806e-05 | 1/1/2043 | 12/31/2052 | TRUE | 4-Hour Li-on Battery Storage |  | 2024 |  |  |  | REF | 0 | 0 | Real 2021 ¦ 12/22/2022 3:42:52 PM | 0 | Area 1001 4-Hour Li-on Battery 2043 | 0 |  | 1 | Unit |  | PJM | 0 | 0 | 0.97 | 0 | 0 | 0 | 0 | 0 | 0 | 0 | 0 | 0
3199 | Area 1001 20-Hour Flow Battery 2022 | ATC | 2024 | AEP-KPCO | 50 | 50 | 0 | 0 | 0 |  | 0 | 21217.6934 | 50 | 20674.002 | 543.6896 | 0 | 0 | 0 | -1 | 0 | 0 |  | 0 | 0 | -1.9711 | -17313.8906 | -17313.8906 | 0 | 0 | 0 | 0 | 2036.738 | 2036.738 | 0 | 0 | -1 | 0 | 0 | 238 | 0 | 0.0083694 | 0.0083694 | 0 | 0 | 0 | 0 | 0 | -20941.9316 | 0 | 0 | 0 | 0 | 0 | -0.039421 |  |  |  | 0 | 0 | 0 | 0 | 0 | 2340 | 32407.6562 | 34805.082 | -2394.5957 | 1/1/2022 | 12/31/2031 | TRUE | 20-Hour Flow Battery Storage |  | 2024 |  |  |  | REF | 0 | 0 | Real 2021 ¦ 12/22/2022 3:42:52 PM | 255.6295 | Area 1001 20-Hour Flow Battery 2022 | 0 |  | 1 | Unit |  | PJM | 48.5 | 0 | 0.97 | 0 | 0 | 0 | 0 | 439200 | 1760.978 | 0 | 0 | 0
3200 | Area 1001 20-Hour Flow Battery 2023 | ATC | 2024 | AEP-KPCO | 50 | 50 | 0 | 0 | 0 |  | 0 | 24946.2441 | 50 | 24432.9121 | 513.3312 | 0 | 0 | 0 | -1 | 0 | 0 |  | 0 | 0 | -1.9711 | -17313.8906 | -17313.8906 | 0 | 0 | 0 | 0 | 2036.738 | 2036.738 | 0 | 0 | -1 | 0 | 0 | 238 | 0 | 0.0077093 | 0.0077093 | 0 | 0 | 0 | 0 | 0 | -24670.4844 | 0 | 0 | 0 | 0 | 0 | -0.039421 |  |  |  | 0 | 0 | 0 | 0 | 0 | 2340 | 32407.6562 | 34805.082 | -2394.5957 | 1/1/2023 | 12/31/2032 | TRUE | 20-Hour Flow Battery Storage |  | 2024 |  |  |  | REF | 0 | 0 | Real 2021 ¦ 12/22/2022 3:42:52 PM | 255.6295 | Area 1001 20-Hour Flow Battery 2023 | 0 |  | 1 | Unit |  | PJM | 48.5 | 0 | 0.97 | 0 | 0 | 0 | 0 | 439200 | 1760.978 | 0 | 0 | 0
3201 | Area 1001 20-Hour Flow Battery 2024 | ATC | 2024 | AEP-KPCO | 50 | 50 | 0 | 0 | 0 |  | 0 | 21708.9453 | 50 | 21223.2129 | 485.7328 | 0 | 0 | 0 | -1 | 0 | 0 |  | 0 | 0 | -1.8767 | -16485.3027 | -16485.3027 | 0 | 0 | 0 | 0 | 1994.9788 | 1994.9788 | 0 | 0 | -1 | 0 | 0 | 241 | 0 | 0.02682 | 0.02682 | 0 | 0 | 0 | 0 | 0 | -21410.5625 | 0 | 0 | 0 | 0 | 0 | -0.037535 |  |  |  | 0 | 0 | 0 | 0 | 0 | 2284 | 31609.418 | 33666.3047 | -2054.0364 | 1/1/2024 | 12/31/2033 | TRUE | 20-Hour Flow Battery Storage |  | 2024 |  |  |  | REF | 0 | 0 | Real 2021 ¦ 12/22/2022 3:42:52 PM | 2.85 | Area 1001 20-Hour Flow Battery 2024 | 0 |  | 1 | Unit |  | PJM | 48.5 | 0 | 0.97 | 0 | 0 | 0 | 0 | 439200 | 1696.5973 | 0 | 0 | 0
3202 | Area 1001 20-Hour Flow Battery 2025 | ATC | 2024 | AEP-KPCO | 0 | 0 | 0 | 0 | 0 |  | 0 | 0 | 0 | 0 | 0 | 0 | 0 | 0 | -1 | 0 | 0 |  | 0 | 0 | 0 | 0 | 0 | 0 | 0 | 0 | 0 | 0 | 0 | 0 | 0 | -1 | 0 | 0 | 0 | 0 | 0 | 0 | 0 | 0 | 0 | 0 | 0 | 0 | 0 | 0 | 0 | 0 | 0 |  |  |  |  | 0 | 0 | 0 | 0 | 0 | 0 | 0 | 0 | -1.6789e-07 | 1/1/2025 | 12/31/2034 | TRUE | 20-Hour Flow Battery Storage |  | 2024 |  |  |  | REF | 0 | 0 | Real 2021 ¦ 12/22/2022 3:42:52 PM | 0 | Area 1001 20-Hour Flow Battery 2025 | 0 |  | 1 | Unit |  | PJM | 0 | 0 | 0.97 | 0 | 0 | 0 | 0 | 0 | 0 | 0 | 0 | 0
3203 | Area 1001 20-Hour Flow Battery 2026 | ATC | 2024 | AEP-KPCO | 0 | 0 | 0 | 0 | 0 |  | 0 | 0 | 0 | 0 | 0 | 0 | 0 | 0 | -1 | 0 | 0 |  | 0 | 0 | 0 | 0 | 0 | 0 | 0 | 0 | 0 | 0 | 0 | 0 | 0 | -1 | 0 | 0 | 0 | 0 | 0 | 0 | 0 | 0 | 0 | 0 | 0 | 0 | 0 | 0 | 0 | 0 | 0 |  |  |  |  | 0 | 0 | 0 | 0 | 0 | 0 | 0 | 0 | -1.6789e-07 | 1/1/2026 | 12/31/2035 | TRUE | 20-Hour Flow Battery Storage |  | 2024 |  |  |  | REF | 0 | 0 | Real 2021 ¦ 12/22/2022 3:42:52 PM | 0 | Area 1001 20-Hour Flow Battery 2026 | 0 |  | 1 | Unit |  | PJM | 0 | 0 | 0.97 | 0 | 0 | 0 | 0 | 0 | 0 | 0 | 0 | 0
3204 | Area 1001 20-Hour Flow Battery 2027 | ATC | 2024 | AEP-KPCO | 0 | 0 | 0 | 0 | 0 |  | 0 | 0 | 0 | 0 | 0 | 0 | 0 | 0 | -1 | 0 | 0 |  | 0 | 0 | 0 | 0 | 0 | 0 | 0 | 0 | 0 | 0 | 0 | 0 | 0 | -1 | 0 | 0 | 0 | 0 | 0 | 0 | 0 | 0 | 0 | 0 | 0 | 0 | 0 | 0 | 0 | 0 | 0 |  |  |  |  | 0 | 0 | 0 | 0 | 0 | 0 | 0 | 0 | -1.6789e-07 | 1/1/2027 | 12/31/2036 | TRUE | 20-Hour Flow Battery Storage |  | 2024 |  |  |  | REF | 0 | 0 | Real 2021 ¦ 12/22/2022 3:42:52 PM | 0 | Area 1001 20-Hour Flow Battery 2027 | 0 |  | 1 | Unit |  | PJM | 0 | 0 | 0.97 | 0 | 0 | 0 | 0 | 0 | 0 | 0 | 0 | 0
3205 | Area 1001 20-Hour Flow Battery 2028 | ATC | 2024 | AEP-KPCO | 0 | 0 | 0 | 0 | 0 |  | 0 | 0 | 0 | 0 | 0 | 0 | 0 | 0 | -1 | 0 | 0 |  | 0 | 0 | 0 | 0 | 0 | 0 | 0 | 0 | 0 | 0 | 0 | 0 | 0 | -1 | 0 | 0 | 0 | 0 | 0 | 0 | 0 | 0 | 0 | 0 | 0 | 0 | 0 | 0 | 0 | 0 | 0 |  |  |  |  | 0 | 0 | 0 | 0 | 0 | 0 | 0 | 0 | -1.6789e-07 | 1/1/2028 | 12/31/2037 | TRUE | 20-Hour Flow Battery Storage |  | 2024 |  |  |  | REF | 0 | 0 | Real 2021 ¦ 12/22/2022 3:42:52 PM | 0 | Area 1001 20-Hour Flow Battery 2028 | 0 |  | 1 | Unit |  | PJM | 0 | 0 | 0.97 | 0 | 0 | 0 | 0 | 0 | 0 | 0 | 0 | 0
3206 | Area 1001 20-Hour Flow Battery 2029 | ATC | 2024 | AEP-KPCO | 0 | 0 | 0 | 0 | 0 |  | 0 | 0 | 0 | 0 | 0 | 0 | 0 | 0 | -1 | 0 | 0 |  | 0 | 0 | 0 | 0 | 0 | 0 | 0 | 0 | 0 | 0 | 0 | 0 | 0 | -1 | 0 | 0 | 0 | 0 | 0 | 0 | 0 | 0 | 0 | 0 | 0 | 0 | 0 | 0 | 0 | 0 | 0 |  |  |  |  | 0 | 0 | 0 | 0 | 0 | 0 | 0 | 0 | -1.6789e-07 | 1/1/2029 | 12/31/2038 | TRUE | 20-Hour Flow Battery Storage |  | 2024 |  |  |  | REF | 0 | 0 | Real 2021 ¦ 12/22/2022 3:42:52 PM | 0 | Area 1001 20-Hour Flow Battery 2029 | 0 |  | 1 | Unit |  | PJM | 0 | 0 | 0.97 | 0 | 0 | 0 | 0 | 0 | 0 | 0 | 0 | 0
3207 | Area 1001 20-Hour Flow Battery 2030 | ATC | 2024 | AEP-KPCO | 0 | 0 | 0 | 0 | 0 |  | 0 | 0 | 0 | 0 | 0 | 0 | 0 | 0 | -1 | 0 | 0 |  | 0 | 0 | 0 | 0 | 0 | 0 | 0 | 0 | 0 | 0 | 0 | 0 | 0 | -1 | 0 | 0 | 0 | 0 | 0 | 0 | 0 | 0 | 0 | 0 | 0 | 0 | 0 | 0 | 0 | 0 | 0 |  |  |  |  | 0 | 0 | 0 | 0 | 0 | 0 | 0 | 0 | -1.6789e-07 | 1/1/2030 | 12/31/2039 | TRUE | 20-Hour Flow Battery Storage |  | 2024 |  |  |  | REF | 0 | 0 | Real 2021 ¦ 12/22/2022 3:42:52 PM | 0 | Area 1001 20-Hour Flow Battery 2030 | 0 |  | 1 | Unit |  | PJM | 0 | 0 | 0.97 | 0 | 0 | 0 | 0 | 0 | 0 | 0 | 0 | 0
3208 | Area 1001 20-Hour Flow Battery 2031 | ATC | 2024 | AEP-KPCO | 0 | 0 | 0 | 0 | 0 |  | 0 | 0 | 0 | 0 | 0 | 0 | 0 | 0 | -1 | 0 | 0 |  | 0 | 0 | 0 | 0 | 0 | 0 | 0 | 0 | 0 | 0 | 0 | 0 | 0 | -1 | 0 | 0 | 0 | 0 | 0 | 0 | 0 | 0 | 0 | 0 | 0 | 0 | 0 | 0 | 0 | 0 | 0 |  |  |  |  | 0 | 0 | 0 | 0 | 0 | 0 | 0 | 0 | -1.6789e-07 | 1/1/2031 | 12/31/2040 | TRUE | 20-Hour Flow Battery Storage |  | 2024 |  |  |  | REF | 0 | 0 | Real 2021 ¦ 12/22/2022 3:42:52 PM | 0 | Area 1001 20-Hour Flow Battery 2031 | 0 |  | 1 | Unit |  | PJM | 0 | 0 | 0.97 | 0 | 0 | 0 | 0 | 0 | 0 | 0 | 0 | 0
3209 | Area 1001 20-Hour Flow Battery 2032 | ATC | 2024 | AEP-KPCO | 0 | 0 | 0 | 0 | 0 |  | 0 | 0 | 0 | 0 | 0 | 0 | 0 | 0 | -1 | 0 | 0 |  | 0 | 0 | 0 | 0 | 0 | 0 | 0 | 0 | 0 | 0 | 0 | 0 | 0 | -1 | 0 | 0 | 0 | 0 | 0 | 0 | 0 | 0 | 0 | 0 | 0 | 0 | 0 | 0 | 0 | 0 | 0 |  |  |  |  | 0 | 0 | 0 | 0 | 0 | 0 | 0 | 0 | -1.6789e-07 | 1/1/2032 | 12/31/2041 | TRUE | 20-Hour Flow Battery Storage |  | 2024 |  |  |  | REF | 0 | 0 | Real 2021 ¦ 12/22/2022 3:42:52 PM | 0 | Area 1001 20-Hour Flow Battery 2032 | 0 |  | 1 | Unit |  | PJM | 0 | 0 | 0.97 | 0 | 0 | 0 | 0 | 0 | 0 | 0 | 0 | 0
3210 | Area 1001 20-Hour Flow Battery 2033 | ATC | 2024 | AEP-KPCO | 0 | 0 | 0 | 0 | 0 |  | 0 | 0 | 0 | 0 | 0 | 0 | 0 | 0 | -1 | 0 | 0 |  | 0 | 0 | 0 | 0 | 0 | 0 | 0 | 0 | 0 | 0 | 0 | 0 | 0 | -1 | 0 | 0 | 0 | 0 | 0 | 0 | 0 | 0 | 0 | 0 | 0 | 0 | 0 | 0 | 0 | 0 | 0 |  |  |  |  | 0 | 0 | 0 | 0 | 0 | 0 | 0 | 0 | -1.6789e-07 | 1/1/2033 | 12/31/2042 | TRUE | 20-Hour Flow Battery Storage |  | 2024 |  |  |  | REF | 0 | 0 | Real 2021 ¦ 12/22/2022 3:42:52 PM | 0 | Area 1001 20-Hour Flow Battery 2033 | 0 |  | 1 | Unit |  | PJM | 0 | 0 | 0.97 | 0 | 0 | 0 | 0 | 0 | 0 | 0 | 0 | 0
3211 | Area 1001 20-Hour Flow Battery 2034 | ATC | 2024 | AEP-KPCO | 0 | 0 | 0 | 0 | 0 |  | 0 | 0 | 0 | 0 | 0 | 0 | 0 | 0 | -1 | 0 | 0 |  | 0 | 0 | 0 | 0 | 0 | 0 | 0 | 0 | 0 | 0 | 0 | 0 | 0 | -1 | 0 | 0 | 0 | 0 | 0 | 0 | 0 | 0 | 0 | 0 | 0 | 0 | 0 | 0 | 0 | 0 | 0 |  |  |  |  | 0 | 0 | 0 | 0 | 0 | 0 | 0 | 0 | -2.9413e-06 | 1/1/2034 | 12/31/2043 | TRUE | 20-Hour Flow Battery Storage |  | 2024 |  |  |  | REF | 0 | 0 | Real 2021 ¦ 12/22/2022 3:42:52 PM | 0 | Area 1001 20-Hour Flow Battery 2034 | 0 |  | 1 | Unit |  | PJM | 0 | 0 | 0.97 | 0 | 0 | 0 | 0 | 0 | 0 | 0 | 0 | 0
3212 | Area 1001 20-Hour Flow Battery 2035 | ATC | 2024 | AEP-KPCO | 0 | 0 | 0 | 0 | 0 |  | 0 | 0 | 0 | 0 | 0 | 0 | 0 | 0 | -1 | 0 | 0 |  | 0 | 0 | 0 | 0 | 0 | 0 | 0 | 0 | 0 | 0 | 0 | 0 | 0 | -1 | 0 | 0 | 0 | 0 | 0 | 0 | 0 | 0 | 0 | 0 | 0 | 0 | 0 | 0 | 0 | 0 | 0 |  |  |  |  | 0 | 0 | 0 | 0 | 0 | 0 | 0 | 0 | -2.9413e-06 | 1/1/2035 | 12/31/2044 | TRUE | 20-Hour Flow Battery Storage |  | 2024 |  |  |  | REF | 0 | 0 | Real 2021 ¦ 12/22/2022 3:42:52 PM | 0 | Area 1001 20-Hour Flow Battery 2035 | 0 |  | 1 | Unit |  | PJM | 0 | 0 | 0.97 | 0 | 0 | 0 | 0 | 0 | 0 | 0 | 0 | 0
3213 | Area 1001 20-Hour Flow Battery 2036 | ATC | 2024 | AEP-KPCO | 0 | 0 | 0 | 0 | 0 |  | 0 | 0 | 0 | 0 | 0 | 0 | 0 | 0 | -1 | 0 | 0 |  | 0 | 0 | 0 | 0 | 0 | 0 | 0 | 0 | 0 | 0 | 0 | 0 | 0 | -1 | 0 | 0 | 0 | 0 | 0 | 0 | 0 | 0 | 0 | 0 | 0 | 0 | 0 | 0 | 0 | 0 | 0 |  |  |  |  | 0 | 0 | 0 | 0 | 0 | 0 | 0 | 0 | -2.9413e-06 | 1/1/2036 | 12/31/2045 | TRUE | 20-Hour Flow Battery Storage |  | 2024 |  |  |  | REF | 0 | 0 | Real 2021 ¦ 12/22/2022 3:42:52 PM | 0 | Area 1001 20-Hour Flow Battery 2036 | 0 |  | 1 | Unit |  | PJM | 0 | 0 | 0.97 | 0 | 0 | 0 | 0 | 0 | 0 | 0 | 0 | 0
3214 | Area 1001 20-Hour Flow Battery 2037 | ATC | 2024 | AEP-KPCO | 0 | 0 | 0 | 0 | 0 |  | 0 | 0 | 0 | 0 | 0 | 0 | 0 | 0 | -1 | 0 | 0 |  | 0 | 0 | 0 | 0 | 0 | 0 | 0 | 0 | 0 | 0 | 0 | 0 | 0 | -1 | 0 | 0 | 0 | 0 | 0 | 0 | 0 | 0 | 0 | 0 | 0 | 0 | 0 | 0 | 0 | 0 | 0 |  |  |  |  | 0 | 0 | 0 | 0 | 0 | 0 | 0 | 0 | -2.9413e-06 | 1/1/2037 | 12/31/2046 | TRUE | 20-Hour Flow Battery Storage |  | 2024 |  |  |  | REF | 0 | 0 | Real 2021 ¦ 12/22/2022 3:42:52 PM | 0 | Area 1001 20-Hour Flow Battery 2037 | 0 |  | 1 | Unit |  | PJM | 0 | 0 | 0.97 | 0 | 0 | 0 | 0 | 0 | 0 | 0 | 0 | 0
3215 | Area 1001 20-Hour Flow Battery 2038 | ATC | 2024 | AEP-KPCO | 0 | 0 | 0 | 0 | 0 |  | 0 | 0 | 0 | 0 | 0 | 0 | 0 | 0 | -1 | 0 | 0 |  | 0 | 0 | 0 | 0 | 0 | 0 | 0 | 0 | 0 | 0 | 0 | 0 | 0 | -1 | 0 | 0 | 0 | 0 | 0 | 0 | 0 | 0 | 0 | 0 | 0 | 0 | 0 | 0 | 0 | 0 | 0 |  |  |  |  | 0 | 0 | 0 | 0 | 0 | 0 | 0 | 0 | -2.9413e-06 | 1/1/2038 | 12/31/2047 | TRUE | 20-Hour Flow Battery Storage |  | 2024 |  |  |  | REF | 0 | 0 | Real 2021 ¦ 12/22/2022 3:42:52 PM | 0 | Area 1001 20-Hour Flow Battery 2038 | 0 |  | 1 | Unit |  | PJM | 0 | 0 | 0.97 | 0 | 0 | 0 | 0 | 0 | 0 | 0 | 0 | 0
3216 | Area 1001 20-Hour Flow Battery 2039 | ATC | 2024 | AEP-KPCO | 0 | 0 | 0 | 0 | 0 |  | 0 | 0 | 0 | 0 | 0 | 0 | 0 | 0 | -1 | 0 | 0 |  | 0 | 0 | 0 | 0 | 0 | 0 | 0 | 0 | 0 | 0 | 0 | 0 | 0 | -1 | 0 | 0 | 0 | 0 | 0 | 0 | 0 | 0 | 0 | 0 | 0 | 0 | 0 | 0 | 0 | 0 | 0 |  |  |  |  | 0 | 0 | 0 | 0 | 0 | 0 | 0 | 0 | -2.9413e-06 | 1/1/2039 | 12/31/2048 | TRUE | 20-Hour Flow Battery Storage |  | 2024 |  |  |  | REF | 0 | 0 | Real 2021 ¦ 12/22/2022 3:42:52 PM | 0 | Area 1001 20-Hour Flow Battery 2039 | 0 |  | 1 | Unit |  | PJM | 0 | 0 | 0.97 | 0 | 0 | 0 | 0 | 0 | 0 | 0 | 0 | 0
3217 | Area 1001 20-Hour Flow Battery 2040 | ATC | 2024 | AEP-KPCO | 0 | 0 | 0 | 0 | 0 |  | 0 | 0 | 0 | 0 | 0 | 0 | 0 | 0 | -1 | 0 | 0 |  | 0 | 0 | 0 | 0 | 0 | 0 | 0 | 0 | 0 | 0 | 0 | 0 | 0 | -1 | 0 | 0 | 0 | 0 | 0 | 0 | 0 | 0 | 0 | 0 | 0 | 0 | 0 | 0 | 0 | 0 | 0 |  |  |  |  | 0 | 0 | 0 | 0 | 0 | 0 | 0 | 0 | -2.9413e-06 | 1/1/2040 | 12/31/2049 | TRUE | 20-Hour Flow Battery Storage |  | 2024 |  |  |  | REF | 0 | 0 | Real 2021 ¦ 12/22/2022 3:42:52 PM | 0 | Area 1001 20-Hour Flow Battery 2040 | 0 |  | 1 | Unit |  | PJM | 0 | 0 | 0.97 | 0 | 0 | 0 | 0 | 0 | 0 | 0 | 0 | 0
3218 | Area 1001 20-Hour Flow Battery 2041 | ATC | 2024 | AEP-KPCO | 0 | 0 | 0 | 0 | 0 |  | 0 | 0 | 0 | 0 | 0 | 0 | 0 | 0 | -1 | 0 | 0 |  | 0 | 0 | 0 | 0 | 0 | 0 | 0 | 0 | 0 | 0 | 0 | 0 | 0 | -1 | 0 | 0 | 0 | 0 | 0 | 0 | 0 | 0 | 0 | 0 | 0 | 0 | 0 | 0 | 0 | 0 | 0 |  |  |  |  | 0 | 0 | 0 | 0 | 0 | 0 | 0 | 0 | -2.9413e-06 | 1/1/2041 | 12/31/2050 | TRUE | 20-Hour Flow Battery Storage |  | 2024 |  |  |  | REF | 0 | 0 | Real 2021 ¦ 12/22/2022 3:42:52 PM | 0 | Area 1001 20-Hour Flow Battery 2041 | 0 |  | 1 | Unit |  | PJM | 0 | 0 | 0.97 | 0 | 0 | 0 | 0 | 0 | 0 | 0 | 0 | 0
3219 | Area 1001 20-Hour Flow Battery 2042 | ATC | 2024 | AEP-KPCO | 0 | 0 | 0 | 0 | 0 |  | 0 | 0 | 0 | 0 | 0 | 0 | 0 | 0 | -1 | 0 | 0 |  | 0 | 0 | 0 | 0 | 0 | 0 | 0 | 0 | 0 | 0 | 0 | 0 | 0 | -1 | 0 | 0 | 0 | 0 | 0 | 0 | 0 | 0 | 0 | 0 | 0 | 0 | 0 | 0 | 0 | 0 | 0 |  |  |  |  | 0 | 0 | 0 | 0 | 0 | 0 | 0 | 0 | -2.9413e-06 | 1/1/2042 | 12/31/2051 | TRUE | 20-Hour Flow Battery Storage |  | 2024 |  |  |  | REF | 0 | 0 | Real 2021 ¦ 12/22/2022 3:42:52 PM | 0 | Area 1001 20-Hour Flow Battery 2042 | 0 |  | 1 | Unit |  | PJM | 0 | 0 | 0.97 | 0 | 0 | 0 | 0 | 0 | 0 | 0 | 0 | 0
3220 | Area 1001 20-Hour Flow Battery 2043 | ATC | 2024 | AEP-KPCO | 0 | 0 | 0 | 0 | 0 |  | 0 | 0 | 0 | 0 | 0 | 0 | 0 | 0 | -1 | 0 | 0 |  | 0 | 0 | 0 | 0 | 0 | 0 | 0 | 0 | 0 | 0 | 0 | 0 | 0 | -1 | 0 | 0 | 0 | 0 | 0 | 0 | 0 | 0 | 0 | 0 | 0 | 0 | 0 | 0 | 0 | 0 | 0 |  |  |  |  | 0 | 0 | 0 | 0 | 0 | 0 | 0 | 0 | -2.9413e-06 | 1/1/2043 | 12/31/2052 | TRUE | 20-Hour Flow Battery Storage |  | 2024 |  |  |  | REF | 0 | 0 | Real 2021 ¦ 12/22/2022 3:42:52 PM | 0 | Area 1001 20-Hour Flow Battery 2043 | 0 |  | 1 | Unit |  | PJM | 0 | 0 | 0.97 | 0 | 0 | 0 | 0 | 0 | 0 | 0 | 0 | 0
3221 | Area 1001 20-Hour Pumped Thermal 2022 | ATC | 2024 | AEP-KPCO | 50 | 50 | 0 | 0 | 0 |  | 0 | 14836.9297 | 50 | 12292.3516 | 2544.5776 | 0 | 0 | 0 | -1 | 0 | 0 |  | 0 | 0 | -1.6905 | -14849.04 | -14849.04 | 0 | 0 | 0 | 0 | 1427.1571 | 1427.1571 | 0 | 0 | -1 | 0 | 0 | 178 | 0 | 0.024251 | 0.024251 | 0 | 0 | 0 | 0 | 0 | -14673.5273 | 0 | 0 | 0 | 0 | 0 | -0.033809 |  |  |  | 0 | 0 | 0 | 0 | 0 | 1697 | 21944.0195 | 23915.4883 | -1968.4596 | 1/1/2022 | 12/31/2099 | TRUE | 20-Hour Pumped Thermal Storage |  | 2024 |  |  |  | REF | 0 | 0 | Real 2021 ¦ 12/22/2022 3:42:52 PM | 256.2295 | Area 1001 20-Hour Pumped Thermal 2022 | 0 |  | 1 | Unit |  | PJM | 48.5 | 0 | 0.97 | 0 | 0 | 0 | 0 | 439200 | 1263.7548 | 0 | 0 | 0
3222 | Area 1001 20-Hour Pumped Thermal 2023 | ATC | 2024 | AEP-KPCO | 50 | 50 | 0 | 0 | 0 |  | 0 | 17538.8184 | 50 | 15046.6777 | 2492.1406 | 0 | 0 | 0 | -1 | 0 | 0 |  | 0 | 0 | -1.6905 | -14849.04 | -14849.04 | 0 | 0 | 0 | 0 | 1427.1571 | 1427.1571 | 0 | 0 | -1 | 0 | 0 | 178 | 0 | 0.024174 | 0.024174 | 0 | 0 | 0 | 0 | 0 | -17375.416 | 0 | 0 | 0 | 0 | 0 | -0.033809 |  |  |  | 0 | 0 | 0 | 0 | 0 | 1697 | 21944.0195 | 23915.4883 | -1968.4596 | 1/1/2023 | 12/31/2099 | TRUE | 20-Hour Pumped Thermal Storage |  | 2024 |  |  |  | REF | 0 | 0 | Real 2021 ¦ 12/22/2022 3:42:52 PM | 256.2295 | Area 1001 20-Hour Pumped Thermal 2023 | 0 |  | 1 | Unit |  | PJM | 48.5 | 0 | 0.97 | 0 | 0 | 0 | 0 | 439200 | 1263.7548 | 0 | 0 | 0
3223 | Area 1001 20-Hour Pumped Thermal 2024 | ATC | 2024 | AEP-KPCO | 50 | 50 | 0 | 0 | 0 |  | 0 | 15979.5059 | 50 | 13539.8018 | 2439.7034 | 0 | 0 | 0 | -1 | 0 | 0 |  | 0 | 0 | -1.5731 | -13818.5225 | -13818.5225 | 0 | 0 | 0 | 0 | 1388.6449 | 1388.6449 | 0 | 0 | -1 | 0 | 0 | 181 | 0 | 0.13459 | 0.13459 | 0 | 0 | 0 | 0 | 0 | -15788.7549 | 0 | 0 | 0 | 0 | 0 | -0.031463 |  |  |  | 0 | 0 | 0 | 0 | 0 | 1634 | 21149.7676 | 22729.3887 | -1576.5908 | 1/1/2024 | 12/31/2099 | TRUE | 20-Hour Pumped Thermal Storage |  | 2024 |  |  |  | REF | 0 | 0 | Real 2021 ¦ 12/22/2022 3:42:52 PM | 3.03 | Area 1001 20-Hour Pumped Thermal 2024 | 0 |  | 1 | Unit |  | PJM | 48.5 | 0 | 0.97 | 0 | 0 | 0 | 0 | 439200 | 1197.8943 | 0 | 0 | 0
3224 | Area 1001 20-Hour Pumped Thermal 2025 | ATC | 2024 | AEP-KPCO | 0 | 0 | 0 | 0 | 0 |  | 0 | 0 | 0 | 0 | 0 | 0 | 0 | 0 | -1 | 0 | 0 |  | 0 | 0 | 0 | 0 | 0 | 0 | 0 | 0 | 0 | 0 | 0 | 0 | 0 | -1 | 0 | 0 | 0 | 0 | 0 | 0 | 0 | 0 | 0 | 0 | 0 | 0 | 0 | 0 | 0 | 0 | 0 |  |  |  |  | 0 | 0 | 0 | 0 | 0 | 0 | 0 | 0 | -2.9413e-06 | 1/1/2025 | 12/31/2099 | TRUE | 20-Hour Pumped Thermal Storage |  | 2024 |  |  |  | REF | 0 | 0 | Real 2021 ¦ 12/22/2022 3:42:52 PM | 0 | Area 1001 20-Hour Pumped Thermal 2025 | 0 |  | 1 | Unit |  | PJM | 0 | 0 | 0.97 | 0 | 0 | 0 | 0 | 0 | 0 | 0 | 0 | 0
3225 | Area 1001 20-Hour Pumped Thermal 2026 | ATC | 2024 | AEP-KPCO | 0 | 0 | 0 | 0 | 0 |  | 0 | 0 | 0 | 0 | 0 | 0 | 0 | 0 | -1 | 0 | 0 |  | 0 | 0 | 0 | 0 | 0 | 0 | 0 | 0 | 0 | 0 | 0 | 0 | 0 | -1 | 0 | 0 | 0 | 0 | 0 | 0 | 0 | 0 | 0 | 0 | 0 | 0 | 0 | 0 | 0 | 0 | 0 |  |  |  |  | 0 | 0 | 0 | 0 | 0 | 0 | 0 | 0 | -2.9413e-06 | 1/1/2026 | 12/31/2099 | TRUE | 20-Hour Pumped Thermal Storage |  | 2024 |  |  |  | REF | 0 | 0 | Real 2021 ¦ 12/22/2022 3:42:52 PM | 0 | Area 1001 20-Hour Pumped Thermal 2026 | 0 |  | 1 | Unit |  | PJM | 0 | 0 | 0.97 | 0 | 0 | 0 | 0 | 0 | 0 | 0 | 0 | 0
3226 | Area 1001 20-Hour Pumped Thermal 2027 | ATC | 2024 | AEP-KPCO | 0 | 0 | 0 | 0 | 0 |  | 0 | 0 | 0 | 0 | 0 | 0 | 0 | 0 | -1 | 0 | 0 |  | 0 | 0 | 0 | 0 | 0 | 0 | 0 | 0 | 0 | 0 | 0 | 0 | 0 | -1 | 0 | 0 | 0 | 0 | 0 | 0 | 0 | 0 | 0 | 0 | 0 | 0 | 0 | 0 | 0 | 0 | 0 |  |  |  |  | 0 | 0 | 0 | 0 | 0 | 0 | 0 | 0 | -2.9413e-06 | 1/1/2027 | 12/31/2099 | TRUE | 20-Hour Pumped Thermal Storage |  | 2024 |  |  |  | REF | 0 | 0 | Real 2021 ¦ 12/22/2022 3:42:52 PM | 0 | Area 1001 20-Hour Pumped Thermal 2027 | 0 |  | 1 | Unit |  | PJM | 0 | 0 | 0.97 | 0 | 0 | 0 | 0 | 0 | 0 | 0 | 0 | 0
3227 | Area 1001 20-Hour Pumped Thermal 2028 | ATC | 2024 | AEP-KPCO | 0 | 0 | 0 | 0 | 0 |  | 0 | 0 | 0 | 0 | 0 | 0 | 0 | 0 | -1 | 0 | 0 |  | 0 | 0 | 0 | 0 | 0 | 0 | 0 | 0 | 0 | 0 | 0 | 0 | 0 | -1 | 0 | 0 | 0 | 0 | 0 | 0 | 0 | 0 | 0 | 0 | 0 | 0 | 0 | 0 | 0 | 0 | 0 |  |  |  |  | 0 | 0 | 0 | 0 | 0 | 0 | 0 | 0 | -2.9413e-06 | 1/1/2028 | 12/31/2099 | TRUE | 20-Hour Pumped Thermal Storage |  | 2024 |  |  |  | REF | 0 | 0 | Real 2021 ¦ 12/22/2022 3:42:52 PM | 0 | Area 1001 20-Hour Pumped Thermal 2028 | 0 |  | 1 | Unit |  | PJM | 0 | 0 | 0.97 | 0 | 0 | 0 | 0 | 0 | 0 | 0 | 0 | 0
3228 | Area 1001 20-Hour Pumped Thermal 2029 | ATC | 2024 | AEP-KPCO | 0 | 0 | 0 | 0 | 0 |  | 0 | 0 | 0 | 0 | 0 | 0 | 0 | 0 | -1 | 0 | 0 |  | 0 | 0 | 0 | 0 | 0 | 0 | 0 | 0 | 0 | 0 | 0 | 0 | 0 | -1 | 0 | 0 | 0 | 0 | 0 | 0 | 0 | 0 | 0 | 0 | 0 | 0 | 0 | 0 | 0 | 0 | 0 |  |  |  |  | 0 | 0 | 0 | 0 | 0 | 0 | 0 | 0 | -2.9413e-06 | 1/1/2029 | 12/31/2099 | TRUE | 20-Hour Pumped Thermal Storage |  | 2024 |  |  |  | REF | 0 | 0 | Real 2021 ¦ 12/22/2022 3:42:52 PM | 0 | Area 1001 20-Hour Pumped Thermal 2029 | 0 |  | 1 | Unit |  | PJM | 0 | 0 | 0.97 | 0 | 0 | 0 | 0 | 0 | 0 | 0 | 0 | 0
3229 | Area 1001 20-Hour Pumped Thermal 2030 | ATC | 2024 | AEP-KPCO | 0 | 0 | 0 | 0 | 0 |  | 0 | 0 | 0 | 0 | 0 | 0 | 0 | 0 | -1 | 0 | 0 |  | 0 | 0 | 0 | 0 | 0 | 0 | 0 | 0 | 0 | 0 | 0 | 0 | 0 | -1 | 0 | 0 | 0 | 0 | 0 | 0 | 0 | 0 | 0 | 0 | 0 | 0 | 0 | 0 | 0 | 0 | 0 |  |  |  |  | 0 | 0 | 0 | 0 | 0 | 0 | 0 | 0 | -2.9413e-06 | 1/1/2030 | 12/31/2099 | TRUE | 20-Hour Pumped Thermal Storage |  | 2024 |  |  |  | REF | 0 | 0 | Real 2021 ¦ 12/22/2022 3:42:52 PM | 0 | Area 1001 20-Hour Pumped Thermal 2030 | 0 |  | 1 | Unit |  | PJM | 0 | 0 | 0.97 | 0 | 0 | 0 | 0 | 0 | 0 | 0 | 0 | 0
3230 | Area 1001 20-Hour Pumped Thermal 2031 | ATC | 2024 | AEP-KPCO | 0 | 0 | 0 | 0 | 0 |  | 0 | 0 | 0 | 0 | 0 | 0 | 0 | 0 | -1 | 0 | 0 |  | 0 | 0 | 0 | 0 | 0 | 0 | 0 | 0 | 0 | 0 | 0 | 0 | 0 | -1 | 0 | 0 | 0 | 0 | 0 | 0 | 0 | 0 | 0 | 0 | 0 | 0 | 0 | 0 | 0 | 0 | 0 |  |  |  |  | 0 | 0 | 0 | 0 | 0 | 0 | 0 | 0 | -2.9413e-06 | 1/1/2031 | 12/31/2099 | TRUE | 20-Hour Pumped Thermal Storage |  | 2024 |  |  |  | REF | 0 | 0 | Real 2021 ¦ 12/22/2022 3:42:52 PM | 0 | Area 1001 20-Hour Pumped Thermal 2031 | 0 |  | 1 | Unit |  | PJM | 0 | 0 | 0.97 | 0 | 0 | 0 | 0 | 0 | 0 | 0 | 0 | 0
3231 | Area 1001 20-Hour Pumped Thermal 2032 | ATC | 2024 | AEP-KPCO | 0 | 0 | 0 | 0 | 0 |  | 0 | 0 | 0 | 0 | 0 | 0 | 0 | 0 | -1 | 0 | 0 |  | 0 | 0 | 0 | 0 | 0 | 0 | 0 | 0 | 0 | 0 | 0 | 0 | 0 | -1 | 0 | 0 | 0 | 0 | 0 | 0 | 0 | 0 | 0 | 0 | 0 | 0 | 0 | 0 | 0 | 0 | 0 |  |  |  |  | 0 | 0 | 0 | 0 | 0 | 0 | 0 | 0 | -2.9413e-06 | 1/1/2032 | 12/31/2099 | TRUE | 20-Hour Pumped Thermal Storage |  | 2024 |  |  |  | REF | 0 | 0 | Real 2021 ¦ 12/22/2022 3:42:52 PM | 0 | Area 1001 20-Hour Pumped Thermal 2032 | 0 |  | 1 | Unit |  | PJM | 0 | 0 | 0.97 | 0 | 0 | 0 | 0 | 0 | 0 | 0 | 0 | 0
3232 | Area 1001 20-Hour Pumped Thermal 2033 | ATC | 2024 | AEP-KPCO | 0 | 0 | 0 | 0 | 0 |  | 0 | 0 | 0 | 0 | 0 | 0 | 0 | 0 | -1 | 0 | 0 |  | 0 | 0 | 0 | 0 | 0 | 0 | 0 | 0 | 0 | 0 | 0 | 0 | 0 | -1 | 0 | 0 | 0 | 0 | 0 | 0 | 0 | 0 | 0 | 0 | 0 | 0 | 0 | 0 | 0 | 0 | 0 |  |  |  |  | 0 | 0 | 0 | 0 | 0 | 0 | 0 | 0 | -2.9413e-06 | 1/1/2033 | 12/31/2099 | TRUE | 20-Hour Pumped Thermal Storage |  | 2024 |  |  |  | REF | 0 | 0 | Real 2021 ¦ 12/22/2022 3:42:52 PM | 0 | Area 1001 20-Hour Pumped Thermal 2033 | 0 |  | 1 | Unit |  | PJM | 0 | 0 | 0.97 | 0 | 0 | 0 | 0 | 0 | 0 | 0 | 0 | 0
3233 | Area 1001 20-Hour Pumped Thermal 2034 | ATC | 2024 | AEP-KPCO | 0 | 0 | 0 | 0 | 0 |  | 0 | 0 | 0 | 0 | 0 | 0 | 0 | 0 | -1 | 0 | 0 |  | 0 | 0 | 0 | 0 | 0 | 0 | 0 | 0 | 0 | 0 | 0 | 0 | 0 | -1 | 0 | 0 | 0 | 0 | 0 | 0 | 0 | 0 | 0 | 0 | 0 | 0 | 0 | 0 | 0 | 0 | 0 |  |  |  |  | 0 | 0 | 0 | 0 | 0 | 0 | 0 | 0 | -2.9413e-06 | 1/1/2034 | 12/31/2099 | TRUE | 20-Hour Pumped Thermal Storage |  | 2024 |  |  |  | REF | 0 | 0 | Real 2021 ¦ 12/22/2022 3:42:52 PM | 0 | Area 1001 20-Hour Pumped Thermal 2034 | 0 |  | 1 | Unit |  | PJM | 0 | 0 | 0.97 | 0 | 0 | 0 | 0 | 0 | 0 | 0 | 0 | 0
3234 | Area 1001 20-Hour Pumped Thermal 2035 | ATC | 2024 | AEP-KPCO | 0 | 0 | 0 | 0 | 0 |  | 0 | 0 | 0 | 0 | 0 | 0 | 0 | 0 | -1 | 0 | 0 |  | 0 | 0 | 0 | 0 | 0 | 0 | 0 | 0 | 0 | 0 | 0 | 0 | 0 | -1 | 0 | 0 | 0 | 0 | 0 | 0 | 0 | 0 | 0 | 0 | 0 | 0 | 0 | 0 | 0 | 0 | 0 |  |  |  |  | 0 | 0 | 0 | 0 | 0 | 0 | 0 | 0 | -2.9413e-06 | 1/1/2035 | 12/31/2099 | TRUE | 20-Hour Pumped Thermal Storage |  | 2024 |  |  |  | REF | 0 | 0 | Real 2021 ¦ 12/22/2022 3:42:52 PM | 0 | Area 1001 20-Hour Pumped Thermal 2035 | 0 |  | 1 | Unit |  | PJM | 0 | 0 | 0.97 | 0 | 0 | 0 | 0 | 0 | 0 | 0 | 0 | 0
3235 | Area 1001 20-Hour Pumped Thermal 2036 | ATC | 2024 | AEP-KPCO | 0 | 0 | 0 | 0 | 0 |  | 0 | 0 | 0 | 0 | 0 | 0 | 0 | 0 | -1 | 0 | 0 |  | 0 | 0 | 0 | 0 | 0 | 0 | 0 | 0 | 0 | 0 | 0 | 0 | 0 | -1 | 0 | 0 | 0 | 0 | 0 | 0 | 0 | 0 | 0 | 0 | 0 | 0 | 0 | 0 | 0 | 0 | 0 |  |  |  |  | 0 | 0 | 0 | 0 | 0 | 0 | 0 | 0 | -2.9413e-06 | 1/1/2036 | 12/31/2099 | TRUE | 20-Hour Pumped Thermal Storage |  | 2024 |  |  |  | REF | 0 | 0 | Real 2021 ¦ 12/22/2022 3:42:52 PM | 0 | Area 1001 20-Hour Pumped Thermal 2036 | 0 |  | 1 | Unit |  | PJM | 0 | 0 | 0.97 | 0 | 0 | 0 | 0 | 0 | 0 | 0 | 0 | 0
3236 | Area 1001 20-Hour Pumped Thermal 2037 | ATC | 2024 | AEP-KPCO | 0 | 0 | 0 | 0 | 0 |  | 0 | 0 | 0 | 0 | 0 | 0 | 0 | 0 | -1 | 0 | 0 |  | 0 | 0 | 0 | 0 | 0 | 0 | 0 | 0 | 0 | 0 | 0 | 0 | 0 | -1 | 0 | 0 | 0 | 0 | 0 | 0 | 0 | 0 | 0 | 0 | 0 | 0 | 0 | 0 | 0 | 0 | 0 |  |  |  |  | 0 | 0 | 0 | 0 | 0 | 0 | 0 | 0 | -2.9413e-06 | 1/1/2037 | 12/31/2099 | TRUE | 20-Hour Pumped Thermal Storage |  | 2024 |  |  |  | REF | 0 | 0 | Real 2021 ¦ 12/22/2022 3:42:52 PM | 0 | Area 1001 20-Hour Pumped Thermal 2037 | 0 |  | 1 | Unit |  | PJM | 0 | 0 | 0.97 | 0 | 0 | 0 | 0 | 0 | 0 | 0 | 0 | 0
3237 | Area 1001 20-Hour Pumped Thermal 2038 | ATC | 2024 | AEP-KPCO | 0 | 0 | 0 | 0 | 0 |  | 0 | 0 | 0 | 0 | 0 | 0 | 0 | 0 | -1 | 0 | 0 |  | 0 | 0 | 0 | 0 | 0 | 0 | 0 | 0 | 0 | 0 | 0 | 0 | 0 | -1 | 0 | 0 | 0 | 0 | 0 | 0 | 0 | 0 | 0 | 0 | 0 | 0 | 0 | 0 | 0 | 0 | 0 |  |  |  |  | 0 | 0 | 0 | 0 | 0 | 0 | 0 | 0 | -2.9413e-06 | 1/1/2038 | 12/31/2099 | TRUE | 20-Hour Pumped Thermal Storage |  | 2024 |  |  |  | REF | 0 | 0 | Real 2021 ¦ 12/22/2022 3:42:52 PM | 0 | Area 1001 20-Hour Pumped Thermal 2038 | 0 |  | 1 | Unit |  | PJM | 0 | 0 | 0.97 | 0 | 0 | 0 | 0 | 0 | 0 | 0 | 0 | 0
3238 | Area 1001 20-Hour Pumped Thermal 2039 | ATC | 2024 | AEP-KPCO | 0 | 0 | 0 | 0 | 0 |  | 0 | 0 | 0 | 0 | 0 | 0 | 0 | 0 | -1 | 0 | 0 |  | 0 | 0 | 0 | 0 | 0 | 0 | 0 | 0 | 0 | 0 | 0 | 0 | 0 | -1 | 0 | 0 | 0 | 0 | 0 | 0 | 0 | 0 | 0 | 0 | 0 | 0 | 0 | 0 | 0 | 0 | 0 |  |  |  |  | 0 | 0 | 0 | 0 | 0 | 0 | 0 | 0 | -2.9413e-06 | 1/1/2039 | 12/31/2099 | TRUE | 20-Hour Pumped Thermal Storage |  | 2024 |  |  |  | REF | 0 | 0 | Real 2021 ¦ 12/22/2022 3:42:52 PM | 0 | Area 1001 20-Hour Pumped Thermal 2039 | 0 |  | 1 | Unit |  | PJM | 0 | 0 | 0.97 | 0 | 0 | 0 | 0 | 0 | 0 | 0 | 0 | 0
3239 | Area 1001 20-Hour Pumped Thermal 2040 | ATC | 2024 | AEP-KPCO | 0 | 0 | 0 | 0 | 0 |  | 0 | 0 | 0 | 0 | 0 | 0 | 0 | 0 | -1 | 0 | 0 |  | 0 | 0 | 0 | 0 | 0 | 0 | 0 | 0 | 0 | 0 | 0 | 0 | 0 | -1 | 0 | 0 | 0 | 0 | 0 | 0 | 0 | 0 | 0 | 0 | 0 | 0 | 0 | 0 | 0 | 0 | 0 |  |  |  |  | 0 | 0 | 0 | 0 | 0 | 0 | 0 | 0 | -2.9413e-06 | 1/1/2040 | 12/31/2099 | TRUE | 20-Hour Pumped Thermal Storage |  | 2024 |  |  |  | REF | 0 | 0 | Real 2021 ¦ 12/22/2022 3:42:52 PM | 0 | Area 1001 20-Hour Pumped Thermal 2040 | 0 |  | 1 | Unit |  | PJM | 0 | 0 | 0.97 | 0 | 0 | 0 | 0 | 0 | 0 | 0 | 0 | 0
3240 | Area 1001 20-Hour Pumped Thermal 2041 | ATC | 2024 | AEP-KPCO | 0 | 0 | 0 | 0 | 0 |  | 0 | 0 | 0 | 0 | 0 | 0 | 0 | 0 | -1 | 0 | 0 |  | 0 | 0 | 0 | 0 | 0 | 0 | 0 | 0 | 0 | 0 | 0 | 0 | 0 | -1 | 0 | 0 | 0 | 0 | 0 | 0 | 0 | 0 | 0 | 0 | 0 | 0 | 0 | 0 | 0 | 0 | 0 |  |  |  |  | 0 | 0 | 0 | 0 | 0 | 0 | 0 | 0 | -2.9413e-06 | 1/1/2041 | 12/31/2099 | TRUE | 20-Hour Pumped Thermal Storage |  | 2024 |  |  |  | REF | 0 | 0 | Real 2021 ¦ 12/22/2022 3:42:52 PM | 0 | Area 1001 20-Hour Pumped Thermal 2041 | 0 |  | 1 | Unit |  | PJM | 0 | 0 | 0.97 | 0 | 0 | 0 | 0 | 0 | 0 | 0 | 0 | 0
3241 | Area 1001 20-Hour Pumped Thermal 2042 | ATC | 2024 | AEP-KPCO | 0 | 0 | 0 | 0 | 0 |  | 0 | 0 | 0 | 0 | 0 | 0 | 0 | 0 | -1 | 0 | 0 |  | 0 | 0 | 0 | 0 | 0 | 0 | 0 | 0 | 0 | 0 | 0 | 0 | 0 | -1 | 0 | 0 | 0 | 0 | 0 | 0 | 0 | 0 | 0 | 0 | 0 | 0 | 0 | 0 | 0 | 0 | 0 |  |  |  |  | 0 | 0 | 0 | 0 | 0 | 0 | 0 | 0 | -2.9413e-06 | 1/1/2042 | 12/31/2099 | TRUE | 20-Hour Pumped Thermal Storage |  | 2024 |  |  |  | REF | 0 | 0 | Real 2021 ¦ 12/22/2022 3:42:52 PM | 0 | Area 1001 20-Hour Pumped Thermal 2042 | 0 |  | 1 | Unit |  | PJM | 0 | 0 | 0.97 | 0 | 0 | 0 | 0 | 0 | 0 | 0 | 0 | 0
3242 | Area 1001 20-Hour Pumped Thermal 2043 | ATC | 2024 | AEP-KPCO | 0 | 0 | 0 | 0 | 0 |  | 0 | 0 | 0 | 0 | 0 | 0 | 0 | 0 | -1 | 0 | 0 |  | 0 | 0 | 0 | 0 | 0 | 0 | 0 | 0 | 0 | 0 | 0 | 0 | 0 | -1 | 0 | 0 | 0 | 0 | 0 | 0 | 0 | 0 | 0 | 0 | 0 | 0 | 0 | 0 | 0 | 0 | 0 |  |  |  |  | 0 | 0 | 0 | 0 | 0 | 0 | 0 | 0 | -2.9413e-06 | 1/1/2043 | 12/31/2099 | TRUE | 20-Hour Pumped Thermal Storage |  | 2024 |  |  |  | REF | 0 | 0 | Real 2021 ¦ 12/22/2022 3:42:52 PM | 0 | Area 1001 20-Hour Pumped Thermal 2043 | 0 |  | 1 | Unit |  | PJM | 0 | 0 | 0.97 | 0 | 0 | 0 | 0 | 0 | 0 | 0 | 0 | 0
3243 | Area 1001 20-Hour Compressed Air 2022 | ATC | 2024 | AEP-KPCO | 50 | 50 | 0 | 0 | 0 |  | 0 | 11116.6582 | 50 | 10244.5469 | 872.1112 | 0 | 0 | 0 | -1 | 0 | 0 |  | 0 | 0 | -0.8836 | -7761.5181 | -7761.5181 | 0 | 0 | 0 | 0 | 453.1122 | 453.1122 | 0 | 0 | -1 | 0 | 0 | 59 | 0 | 0.11572 | 0.11572 | 0 | 0 | 0 | 0 | 0 | -11129.3418 | 0 | 0 | 0 | 0 | 0 | -0.017672 |  |  |  | 0 | 0 | 0 | 0 | 0 | 728 | 5959.1523 | 7134.7485 | -1172.3162 | 1/1/2022 | 12/31/2099 | TRUE | 20-Hour Compressed Air Storage |  | 2024 |  |  |  | REF | 0 | 0 | Real 2021 ¦ 12/22/2022 3:42:52 PM | 256.5695 | Area 1001 20-Hour Compressed Air 2022 | 0 |  | 1 | Unit |  | PJM | 48.5 | 0 | 0.97 | 0 | 0 | 0 | 0 | 439200 | 465.7961 | 0 | 0 | 0
3244 | Area 1001 20-Hour Compressed Air 2023 | ATC | 2024 | AEP-KPCO | 50 | 50 | 0 | 0 | 0 |  | 0 | 13680.5547 | 50 | 12808.4434 | 872.1112 | 0 | 0 | 0 | -1 | 0 | 0 |  | 0 | 0 | -0.8836 | -7761.5181 | -7761.5181 | 0 | 0 | 0 | 0 | 453.1122 | 453.1122 | 0 | 0 | -1 | 0 | 0 | 59 | 0 | 0.050204 | 0.050204 | 0 | 0 | 0 | 0 | 0 | -13693.2383 | 0 | 0 | 0 | 0 | 0 | -0.017672 |  |  |  | 0 | 0 | 0 | 0 | 0 | 728 | 5959.1523 | 7134.7485 | -1172.3162 | 1/1/2023 | 12/31/2099 | TRUE | 20-Hour Compressed Air Storage |  | 2024 |  |  |  | REF | 0 | 0 | Real 2021 ¦ 12/22/2022 3:42:52 PM | 256.5695 | Area 1001 20-Hour Compressed Air 2023 | 0 |  | 1 | Unit |  | PJM | 48.5 | 0 | 0.97 | 0 | 0 | 0 | 0 | 439200 | 465.7961 | 0 | 0 | 0
3245 | Area 1001 20-Hour Compressed Air 2024 | ATC | 2024 | AEP-KPCO | 50 | 50 | 0 | 0 | 0 |  | 0 | 12645.6123 | 50 | 11773.501 | 872.1112 | 0 | 0 | 0 | -1 | 0 | 0 |  | 0 | 0 | -0.50801 | -4462.3301 | -4462.3301 | 0 | 0 | 0 | 0 | 320.8691 | 320.8691 | 0 | 0 | -1 | 0 | 0 | 49 | 0 | 0.018854 | 0.018854 | 0 | 0 | 0 | 0 | 0 | -12602.791 | 0 | 0 | 0 | 0 | 0 | -0.01016 |  |  |  | 0 | 0 | 0 | 0 | 0 | 573 | 3817.6367 | 4305.5825 | -484.7159 | 1/1/2024 | 12/31/2099 | TRUE | 20-Hour Compressed Air Storage |  | 2024 |  |  |  | REF | 0 | 0 | Real 2021 ¦ 12/22/2022 3:42:52 PM | 3.23 | Area 1001 20-Hour Compressed Air 2024 | 0 |  | 1 | Unit |  | PJM | 48.5 | 0 | 0.97 | 0 | 0 | 0 | 0 | 439200 | 278.0482 | 0 | 0 | 0
3246 | Area 1001 20-Hour Compressed Air 2025 | ATC | 2024 | AEP-KPCO | 0 | 0 | 0 | 0 | 0 |  | 0 | 0 | 0 | 0 | 0 | 0 | 0 | 0 | -1 | 0 | 0 |  | 0 | 0 | 0 | 0 | 0 | 0 | 0 | 0 | 0 | 0 | 0 | 0 | 0 | -1 | 0 | 0 | 0 | 0 | 0 | 0 | 0 | 0 | 0 | 0 | 0 | 0 | 0 | 0 | 0 | 0 | 0 |  |  |  |  | 0 | 0 | 0 | 0 | 0 | 0 | 0 | 0 | -2.9413e-06 | 1/1/2025 | 12/31/2099 | TRUE | 20-Hour Compressed Air Storage |  | 2024 |  |  |  | REF | 0 | 0 | Real 2021 ¦ 12/22/2022 3:42:52 PM | 0 | Area 1001 20-Hour Compressed Air 2025 | 0 |  | 1 | Unit |  | PJM | 0 | 0 | 0.97 | 0 | 0 | 0 | 0 | 0 | 0 | 0 | 0 | 0
3247 | Area 1001 20-Hour Compressed Air 2026 | ATC | 2024 | AEP-KPCO | 0 | 0 | 0 | 0 | 0 |  | 0 | 0 | 0 | 0 | 0 | 0 | 0 | 0 | -1 | 0 | 0 |  | 0 | 0 | 0 | 0 | 0 | 0 | 0 | 0 | 0 | 0 | 0 | 0 | 0 | -1 | 0 | 0 | 0 | 0 | 0 | 0 | 0 | 0 | 0 | 0 | 0 | 0 | 0 | 0 | 0 | 0 | 0 |  |  |  |  | 0 | 0 | 0 | 0 | 0 | 0 | 0 | 0 | -2.9413e-06 | 1/1/2026 | 12/31/2099 | TRUE | 20-Hour Compressed Air Storage |  | 2024 |  |  |  | REF | 0 | 0 | Real 2021 ¦ 12/22/2022 3:42:52 PM | 0 | Area 1001 20-Hour Compressed Air 2026 | 0 |  | 1 | Unit |  | PJM | 0 | 0 | 0.97 | 0 | 0 | 0 | 0 | 0 | 0 | 0 | 0 | 0
3248 | Area 1001 20-Hour Compressed Air 2027 | ATC | 2024 | AEP-KPCO | 0 | 0 | 0 | 0 | 0 |  | 0 | 0 | 0 | 0 | 0 | 0 | 0 | 0 | -1 | 0 | 0 |  | 0 | 0 | 0 | 0 | 0 | 0 | 0 | 0 | 0 | 0 | 0 | 0 | 0 | -1 | 0 | 0 | 0 | 0 | 0 | 0 | 0 | 0 | 0 | 0 | 0 | 0 | 0 | 0 | 0 | 0 | 0 |  |  |  |  | 0 | 0 | 0 | 0 | 0 | 0 | 0 | 0 | -2.9413e-06 | 1/1/2027 | 12/31/2099 | TRUE | 20-Hour Compressed Air Storage |  | 2024 |  |  |  | REF | 0 | 0 | Real 2021 ¦ 12/22/2022 3:42:52 PM | 0 | Area 1001 20-Hour Compressed Air 2027 | 0 |  | 1 | Unit |  | PJM | 0 | 0 | 0.97 | 0 | 0 | 0 | 0 | 0 | 0 | 0 | 0 | 0
3249 | Area 1001 20-Hour Compressed Air 2028 | ATC | 2024 | AEP-KPCO | 0 | 0 | 0 | 0 | 0 |  | 0 | 0 | 0 | 0 | 0 | 0 | 0 | 0 | -1 | 0 | 0 |  | 0 | 0 | 0 | 0 | 0 | 0 | 0 | 0 | 0 | 0 | 0 | 0 | 0 | -1 | 0 | 0 | 0 | 0 | 0 | 0 | 0 | 0 | 0 | 0 | 0 | 0 | 0 | 0 | 0 | 0 | 0 |  |  |  |  | 0 | 0 | 0 | 0 | 0 | 0 | 0 | 0 | -2.9413e-06 | 1/1/2028 | 12/31/2099 | TRUE | 20-Hour Compressed Air Storage |  | 2024 |  |  |  | REF | 0 | 0 | Real 2021 ¦ 12/22/2022 3:42:52 PM | 0 | Area 1001 20-Hour Compressed Air 2028 | 0 |  | 1 | Unit |  | PJM | 0 | 0 | 0.97 | 0 | 0 | 0 | 0 | 0 | 0 | 0 | 0 | 0
3250 | Area 1001 20-Hour Compressed Air 2029 | ATC | 2024 | AEP-KPCO | 0 | 0 | 0 | 0 | 0 |  | 0 | 0 | 0 | 0 | 0 | 0 | 0 | 0 | -1 | 0 | 0 |  | 0 | 0 | 0 | 0 | 0 | 0 | 0 | 0 | 0 | 0 | 0 | 0 | 0 | -1 | 0 | 0 | 0 | 0 | 0 | 0 | 0 | 0 | 0 | 0 | 0 | 0 | 0 | 0 | 0 | 0 | 0 |  |  |  |  | 0 | 0 | 0 | 0 | 0 | 0 | 0 | 0 | -2.9413e-06 | 1/1/2029 | 12/31/2099 | TRUE | 20-Hour Compressed Air Storage |  | 2024 |  |  |  | REF | 0 | 0 | Real 2021 ¦ 12/22/2022 3:42:52 PM | 0 | Area 1001 20-Hour Compressed Air 2029 | 0 |  | 1 | Unit |  | PJM | 0 | 0 | 0.97 | 0 | 0 | 0 | 0 | 0 | 0 | 0 | 0 | 0
3251 | Area 1001 20-Hour Compressed Air 2030 | ATC | 2024 | AEP-KPCO | 0 | 0 | 0 | 0 | 0 |  | 0 | 0 | 0 | 0 | 0 | 0 | 0 | 0 | -1 | 0 | 0 |  | 0 | 0 | 0 | 0 | 0 | 0 | 0 | 0 | 0 | 0 | 0 | 0 | 0 | -1 | 0 | 0 | 0 | 0 | 0 | 0 | 0 | 0 | 0 | 0 | 0 | 0 | 0 | 0 | 0 | 0 | 0 |  |  |  |  | 0 | 0 | 0 | 0 | 0 | 0 | 0 | 0 | -2.9413e-06 | 1/1/2030 | 12/31/2099 | TRUE | 20-Hour Compressed Air Storage |  | 2024 |  |  |  | REF | 0 | 0 | Real 2021 ¦ 12/22/2022 3:42:52 PM | 0 | Area 1001 20-Hour Compressed Air 2030 | 0 |  | 1 | Unit |  | PJM | 0 | 0 | 0.97 | 0 | 0 | 0 | 0 | 0 | 0 | 0 | 0 | 0
3252 | Area 1001 20-Hour Compressed Air 2031 | ATC | 2024 | AEP-KPCO | 0 | 0 | 0 | 0 | 0 |  | 0 | 0 | 0 | 0 | 0 | 0 | 0 | 0 | -1 | 0 | 0 |  | 0 | 0 | 0 | 0 | 0 | 0 | 0 | 0 | 0 | 0 | 0 | 0 | 0 | -1 | 0 | 0 | 0 | 0 | 0 | 0 | 0 | 0 | 0 | 0 | 0 | 0 | 0 | 0 | 0 | 0 | 0 |  |  |  |  | 0 | 0 | 0 | 0 | 0 | 0 | 0 | 0 | -2.9413e-06 | 1/1/2031 | 12/31/2099 | TRUE | 20-Hour Compressed Air Storage |  | 2024 |  |  |  | REF | 0 | 0 | Real 2021 ¦ 12/22/2022 3:42:52 PM | 0 | Area 1001 20-Hour Compressed Air 2031 | 0 |  | 1 | Unit |  | PJM | 0 | 0 | 0.97 | 0 | 0 | 0 | 0 | 0 | 0 | 0 | 0 | 0
3253 | Area 1001 20-Hour Compressed Air 2032 | ATC | 2024 | AEP-KPCO | 0 | 0 | 0 | 0 | 0 |  | 0 | 0 | 0 | 0 | 0 | 0 | 0 | 0 | -1 | 0 | 0 |  | 0 | 0 | 0 | 0 | 0 | 0 | 0 | 0 | 0 | 0 | 0 | 0 | 0 | -1 | 0 | 0 | 0 | 0 | 0 | 0 | 0 | 0 | 0 | 0 | 0 | 0 | 0 | 0 | 0 | 0 | 0 |  |  |  |  | 0 | 0 | 0 | 0 | 0 | 0 | 0 | 0 | -2.9413e-06 | 1/1/2032 | 12/31/2099 | TRUE | 20-Hour Compressed Air Storage |  | 2024 |  |  |  | REF | 0 | 0 | Real 2021 ¦ 12/22/2022 3:42:52 PM | 0 | Area 1001 20-Hour Compressed Air 2032 | 0 |  | 1 | Unit |  | PJM | 0 | 0 | 0.97 | 0 | 0 | 0 | 0 | 0 | 0 | 0 | 0 | 0
3254 | Area 1001 20-Hour Compressed Air 2033 | ATC | 2024 | AEP-KPCO | 0 | 0 | 0 | 0 | 0 |  | 0 | 0 | 0 | 0 | 0 | 0 | 0 | 0 | -1 | 0 | 0 |  | 0 | 0 | 0 | 0 | 0 | 0 | 0 | 0 | 0 | 0 | 0 | 0 | 0 | -1 | 0 | 0 | 0 | 0 | 0 | 0 | 0 | 0 | 0 | 0 | 0 | 0 | 0 | 0 | 0 | 0 | 0 |  |  |  |  | 0 | 0 | 0 | 0 | 0 | 0 | 0 | 0 | -2.9413e-06 | 1/1/2033 | 12/31/2099 | TRUE | 20-Hour Compressed Air Storage |  | 2024 |  |  |  | REF | 0 | 0 | Real 2021 ¦ 12/22/2022 3:42:52 PM | 0 | Area 1001 20-Hour Compressed Air 2033 | 0 |  | 1 | Unit |  | PJM | 0 | 0 | 0.97 | 0 | 0 | 0 | 0 | 0 | 0 | 0 | 0 | 0
3255 | Area 1001 20-Hour Compressed Air 2034 | ATC | 2024 | AEP-KPCO | 0 | 0 | 0 | 0 | 0 |  | 0 | 0 | 0 | 0 | 0 | 0 | 0 | 0 | -1 | 0 | 0 |  | 0 | 0 | 0 | 0 | 0 | 0 | 0 | 0 | 0 | 0 | 0 | 0 | 0 | -1 | 0 | 0 | 0 | 0 | 0 | 0 | 0 | 0 | 0 | 0 | 0 | 0 | 0 | 0 | 0 | 0 | 0 |  |  |  |  | 0 | 0 | 0 | 0 | 0 | 0 | 0 | 0 | -2.9413e-06 | 1/1/2034 | 12/31/2099 | TRUE | 20-Hour Compressed Air Storage |  | 2024 |  |  |  | REF | 0 | 0 | Real 2021 ¦ 12/22/2022 3:42:52 PM | 0 | Area 1001 20-Hour Compressed Air 2034 | 0 |  | 1 | Unit |  | PJM | 0 | 0 | 0.97 | 0 | 0 | 0 | 0 | 0 | 0 | 0 | 0 | 0
3256 | Area 1001 20-Hour Compressed Air 2035 | ATC | 2024 | AEP-KPCO | 0 | 0 | 0 | 0 | 0 |  | 0 | 0 | 0 | 0 | 0 | 0 | 0 | 0 | -1 | 0 | 0 |  | 0 | 0 | 0 | 0 | 0 | 0 | 0 | 0 | 0 | 0 | 0 | 0 | 0 | -1 | 0 | 0 | 0 | 0 | 0 | 0 | 0 | 0 | 0 | 0 | 0 | 0 | 0 | 0 | 0 | 0 | 0 |  |  |  |  | 0 | 0 | 0 | 0 | 0 | 0 | 0 | 0 | -2.9413e-06 | 1/1/2035 | 12/31/2099 | TRUE | 20-Hour Compressed Air Storage |  | 2024 |  |  |  | REF | 0 | 0 | Real 2021 ¦ 12/22/2022 3:42:52 PM | 0 | Area 1001 20-Hour Compressed Air 2035 | 0 |  | 1 | Unit |  | PJM | 0 | 0 | 0.97 | 0 | 0 | 0 | 0 | 0 | 0 | 0 | 0 | 0
3257 | Area 1001 20-Hour Compressed Air 2036 | ATC | 2024 | AEP-KPCO | 0 | 0 | 0 | 0 | 0 |  | 0 | 0 | 0 | 0 | 0 | 0 | 0 | 0 | -1 | 0 | 0 |  | 0 | 0 | 0 | 0 | 0 | 0 | 0 | 0 | 0 | 0 | 0 | 0 | 0 | -1 | 0 | 0 | 0 | 0 | 0 | 0 | 0 | 0 | 0 | 0 | 0 | 0 | 0 | 0 | 0 | 0 | 0 |  |  |  |  | 0 | 0 | 0 | 0 | 0 | 0 | 0 | 0 | -2.9413e-06 | 1/1/2036 | 12/31/2099 | TRUE | 20-Hour Compressed Air Storage |  | 2024 |  |  |  | REF | 0 | 0 | Real 2021 ¦ 12/22/2022 3:42:52 PM | 0 | Area 1001 20-Hour Compressed Air 2036 | 0 |  | 1 | Unit |  | PJM | 0 | 0 | 0.97 | 0 | 0 | 0 | 0 | 0 | 0 | 0 | 0 | 0
3258 | Area 1001 20-Hour Compressed Air 2037 | ATC | 2024 | AEP-KPCO | 0 | 0 | 0 | 0 | 0 |  | 0 | 0 | 0 | 0 | 0 | 0 | 0 | 0 | -1 | 0 | 0 |  | 0 | 0 | 0 | 0 | 0 | 0 | 0 | 0 | 0 | 0 | 0 | 0 | 0 | -1 | 0 | 0 | 0 | 0 | 0 | 0 | 0 | 0 | 0 | 0 | 0 | 0 | 0 | 0 | 0 | 0 | 0 |  |  |  |  | 0 | 0 | 0 | 0 | 0 | 0 | 0 | 0 | -2.9413e-06 | 1/1/2037 | 12/31/2099 | TRUE | 20-Hour Compressed Air Storage |  | 2024 |  |  |  | REF | 0 | 0 | Real 2021 ¦ 12/22/2022 3:42:52 PM | 0 | Area 1001 20-Hour Compressed Air 2037 | 0 |  | 1 | Unit |  | PJM | 0 | 0 | 0.97 | 0 | 0 | 0 | 0 | 0 | 0 | 0 | 0 | 0
3259 | Area 1001 20-Hour Compressed Air 2038 | ATC | 2024 | AEP-KPCO | 0 | 0 | 0 | 0 | 0 |  | 0 | 0 | 0 | 0 | 0 | 0 | 0 | 0 | -1 | 0 | 0 |  | 0 | 0 | 0 | 0 | 0 | 0 | 0 | 0 | 0 | 0 | 0 | 0 | 0 | -1 | 0 | 0 | 0 | 0 | 0 | 0 | 0 | 0 | 0 | 0 | 0 | 0 | 0 | 0 | 0 | 0 | 0 |  |  |  |  | 0 | 0 | 0 | 0 | 0 | 0 | 0 | 0 | -2.9413e-06 | 1/1/2038 | 12/31/2099 | TRUE | 20-Hour Compressed Air Storage |  | 2024 |  |  |  | REF | 0 | 0 | Real 2021 ¦ 12/22/2022 3:42:52 PM | 0 | Area 1001 20-Hour Compressed Air 2038 | 0 |  | 1 | Unit |  | PJM | 0 | 0 | 0.97 | 0 | 0 | 0 | 0 | 0 | 0 | 0 | 0 | 0
3260 | Area 1001 20-Hour Compressed Air 2039 | ATC | 2024 | AEP-KPCO | 0 | 0 | 0 | 0 | 0 |  | 0 | 0 | 0 | 0 | 0 | 0 | 0 | 0 | -1 | 0 | 0 |  | 0 | 0 | 0 | 0 | 0 | 0 | 0 | 0 | 0 | 0 | 0 | 0 | 0 | -1 | 0 | 0 | 0 | 0 | 0 | 0 | 0 | 0 | 0 | 0 | 0 | 0 | 0 | 0 | 0 | 0 | 0 |  |  |  |  | 0 | 0 | 0 | 0 | 0 | 0 | 0 | 0 | -2.9413e-06 | 1/1/2039 | 12/31/2099 | TRUE | 20-Hour Compressed Air Storage |  | 2024 |  |  |  | REF | 0 | 0 | Real 2021 ¦ 12/22/2022 3:42:52 PM | 0 | Area 1001 20-Hour Compressed Air 2039 | 0 |  | 1 | Unit |  | PJM | 0 | 0 | 0.97 | 0 | 0 | 0 | 0 | 0 | 0 | 0 | 0 | 0
3261 | Area 1001 20-Hour Compressed Air 2040 | ATC | 2024 | AEP-KPCO | 0 | 0 | 0 | 0 | 0 |  | 0 | 0 | 0 | 0 | 0 | 0 | 0 | 0 | -1 | 0 | 0 |  | 0 | 0 | 0 | 0 | 0 | 0 | 0 | 0 | 0 | 0 | 0 | 0 | 0 | -1 | 0 | 0 | 0 | 0 | 0 | 0 | 0 | 0 | 0 | 0 | 0 | 0 | 0 | 0 | 0 | 0 | 0 |  |  |  |  | 0 | 0 | 0 | 0 | 0 | 0 | 0 | 0 | -2.9413e-06 | 1/1/2040 | 12/31/2099 | TRUE | 20-Hour Compressed Air Storage |  | 2024 |  |  |  | REF | 0 | 0 | Real 2021 ¦ 12/22/2022 3:42:52 PM | 0 | Area 1001 20-Hour Compressed Air 2040 | 0 |  | 1 | Unit |  | PJM | 0 | 0 | 0.97 | 0 | 0 | 0 | 0 | 0 | 0 | 0 | 0 | 0
3262 | Area 1001 20-Hour Compressed Air 2041 | ATC | 2024 | AEP-KPCO | 0 | 0 | 0 | 0 | 0 |  | 0 | 0 | 0 | 0 | 0 | 0 | 0 | 0 | -1 | 0 | 0 |  | 0 | 0 | 0 | 0 | 0 | 0 | 0 | 0 | 0 | 0 | 0 | 0 | 0 | -1 | 0 | 0 | 0 | 0 | 0 | 0 | 0 | 0 | 0 | 0 | 0 | 0 | 0 | 0 | 0 | 0 | 0 |  |  |  |  | 0 | 0 | 0 | 0 | 0 | 0 | 0 | 0 | -2.9413e-06 | 1/1/2041 | 12/31/2099 | TRUE | 20-Hour Compressed Air Storage |  | 2024 |  |  |  | REF | 0 | 0 | Real 2021 ¦ 12/22/2022 3:42:52 PM | 0 | Area 1001 20-Hour Compressed Air 2041 | 0 |  | 1 | Unit |  | PJM | 0 | 0 | 0.97 | 0 | 0 | 0 | 0 | 0 | 0 | 0 | 0 | 0
3263 | Area 1001 20-Hour Compressed Air 2042 | ATC | 2024 | AEP-KPCO | 0 | 0 | 0 | 0 | 0 |  | 0 | 0 | 0 | 0 | 0 | 0 | 0 | 0 | -1 | 0 | 0 |  | 0 | 0 | 0 | 0 | 0 | 0 | 0 | 0 | 0 | 0 | 0 | 0 | 0 | -1 | 0 | 0 | 0 | 0 | 0 | 0 | 0 | 0 | 0 | 0 | 0 | 0 | 0 | 0 | 0 | 0 | 0 |  |  |  |  | 0 | 0 | 0 | 0 | 0 | 0 | 0 | 0 | -2.9413e-06 | 1/1/2042 | 12/31/2099 | TRUE | 20-Hour Compressed Air Storage |  | 2024 |  |  |  | REF | 0 | 0 | Real 2021 ¦ 12/22/2022 3:42:52 PM | 0 | Area 1001 20-Hour Compressed Air 2042 | 0 |  | 1 | Unit |  | PJM | 0 | 0 | 0.97 | 0 | 0 | 0 | 0 | 0 | 0 | 0 | 0 | 0
3264 | Area 1001 20-Hour Compressed Air 2043 | ATC | 2024 | AEP-KPCO | 0 | 0 | 0 | 0 | 0 |  | 0 | 0 | 0 | 0 | 0 | 0 | 0 | 0 | -1 | 0 | 0 |  | 0 | 0 | 0 | 0 | 0 | 0 | 0 | 0 | 0 | 0 | 0 | 0 | 0 | -1 | 0 | 0 | 0 | 0 | 0 | 0 | 0 | 0 | 0 | 0 | 0 | 0 | 0 | 0 | 0 | 0 | 0 |  |  |  |  | 0 | 0 | 0 | 0 | 0 | 0 | 0 | 0 | -2.9413e-06 | 1/1/2043 | 12/31/2099 | TRUE | 20-Hour Compressed Air Storage |  | 2024 |  |  |  | REF | 0 | 0 | Real 2021 ¦ 12/22/2022 3:42:52 PM | 0 | Area 1001 20-Hour Compressed Air 2043 | 0 |  | 1 | Unit |  | PJM | 0 | 0 | 0.97 | 0 | 0 | 0 | 0 | 0 | 0 | 0 | 0 | 0
3265 | Area 1001 Hydrogen electrolyzer + Hydrogen gas CT 2023 | ATC | 2024 | AEP-KPCO | 240 | 240 | 0 | 0 | 0 |  | 0 | 131598.2656 | 240 | 118549.7188 | 13048.5498 | 0 | 0 | 0 | -1 | 0 | 0 |  | 0 | 0 | -0.51354 | -4510.9644 | -4510.9644 | 0 | 0 | 0 | 0 | 90.4131 | 90.4131 | 0 | 0 | -1 | 0 | 0 | 12 | 0 | 0.091057 | 0.091057 | 0 | 0 | 0 | 0 | 0 | -131698.7656 | 0 | 0 | 0 | 0 | 0 | -0.0021398 |  |  |  | 0 | 0 | 0 | 0 | 0 | 411 | 1366.1125 | 1763.123 | -393.5846 | 1/1/2023 | 12/31/2099 | TRUE | 10-Hour H2 Electrolyzer |  | 2024 |  |  |  | REF | 0 | 0 | Real 2021 ¦ 12/22/2022 3:42:52 PM | 131.6959 | Area 1001 Hydrogen electrolyzer + Hydrogen gas CT 2023 | 0 |  | 1 | Unit |  | PJM | 232.8 | 0 | 0.97 | 0 | 0 | 0 | 0 | 2108160 | 190.9077 | 0 | 0 | 0
3266 | Area 1001 Hydrogen electrolyzer + Hydrogen gas CT 2024 | ATC | 2024 | AEP-KPCO | 240 | 240 | 0 | 0 | 0 |  | 0 | 115661.8125 | 240 | 102639.7578 | 13022.0547 | 0 | 0 | 0 | -1 | 0 | 0 |  | 0 | 0 | 0 | 0 | 0 | 0 | 0 | 0 | 0 | 0 | 0 | 0 | 0 | -1 | 0 | 0 | 0 | 0 | 0 | 0 | 0 | 0 | 0 | 0 | 0 | -115661.8125 | 0 | 0 | 0 | 0 | 0 | 0 |  |  |  | 0 | 0 | 0 | 0 | 0 | 0 | 0 | 0 | -1.5601e-07 | 1/1/2024 | 12/31/2099 | TRUE | 10-Hour H2 Electrolyzer |  | 2024 |  |  |  | REF | 0 | 0 | Real 2021 ¦ 12/22/2022 3:42:52 PM | 8.0317e-08 | Area 1001 Hydrogen electrolyzer + Hydrogen gas CT 2024 | 0 |  | 1 | Unit |  | PJM | 232.8 | 0 | 0.97 | 0 | 0 | 0 | 0 | 2108160 | 0 | 0 | 0 | 0
3267 | Area 1001 Hydrogen electrolyzer + Hydrogen gas CT 2025 | ATC | 2024 | AEP-KPCO | 0 | 0 | 0 | 0 | 0 |  | 0 | 0 | 0 | 0 | 0 | 0 | 0 | 0 | -1 | 0 | 0 |  | 0 | 0 | 0 | 0 | 0 | 0 | 0 | 0 | 0 | 0 | 0 | 0 | 0 | -1 | 0 | 0 | 0 | 0 | 0 | 0 | 0 | 0 | 0 | 0 | 0 | 0 | 0 | 0 | 0 | 0 | 0 |  |  |  |  | 0 | 0 | 0 | 0 | 0 | 0 | 0 | 0 | -1.4706e-06 | 1/1/2025 | 12/31/2099 | TRUE | 10-Hour H2 Electrolyzer |  | 2024 |  |  |  | REF | 0 | 0 | Real 2021 ¦ 12/22/2022 3:42:52 PM | 0 | Area 1001 Hydrogen electrolyzer + Hydrogen gas CT 2025 | 0 |  | 1 | Unit |  | PJM | 0 | 0 | 0.97 | 0 | 0 | 0 | 0 | 0 | 0 | 0 | 0 | 0
3268 | Area 1001 Hydrogen electrolyzer + Hydrogen gas CT 2026 | ATC | 2024 | AEP-KPCO | 0 | 0 | 0 | 0 | 0 |  | 0 | 0 | 0 | 0 | 0 | 0 | 0 | 0 | -1 | 0 | 0 |  | 0 | 0 | 0 | 0 | 0 | 0 | 0 | 0 | 0 | 0 | 0 | 0 | 0 | -1 | 0 | 0 | 0 | 0 | 0 | 0 | 0 | 0 | 0 | 0 | 0 | 0 | 0 | 0 | 0 | 0 | 0 |  |  |  |  | 0 | 0 | 0 | 0 | 0 | 0 | 0 | 0 | -1.4706e-06 | 1/1/2026 | 12/31/2099 | TRUE | 10-Hour H2 Electrolyzer |  | 2024 |  |  |  | REF | 0 | 0 | Real 2021 ¦ 12/22/2022 3:42:52 PM | 0 | Area 1001 Hydrogen electrolyzer + Hydrogen gas CT 2026 | 0 |  | 1 | Unit |  | PJM | 0 | 0 | 0.97 | 0 | 0 | 0 | 0 | 0 | 0 | 0 | 0 | 0
3269 | Area 1001 Hydrogen electrolyzer + Hydrogen gas CT 2027 | ATC | 2024 | AEP-KPCO | 0 | 0 | 0 | 0 | 0 |  | 0 | 0 | 0 | 0 | 0 | 0 | 0 | 0 | -1 | 0 | 0 |  | 0 | 0 | 0 | 0 | 0 | 0 | 0 | 0 | 0 | 0 | 0 | 0 | 0 | -1 | 0 | 0 | 0 | 0 | 0 | 0 | 0 | 0 | 0 | 0 | 0 | 0 | 0 | 0 | 0 | 0 | 0 |  |  |  |  | 0 | 0 | 0 | 0 | 0 | 0 | 0 | 0 | -1.4706e-06 | 1/1/2027 | 12/31/2099 | TRUE | 10-Hour H2 Electrolyzer |  | 2024 |  |  |  | REF | 0 | 0 | Real 2021 ¦ 12/22/2022 3:42:52 PM | 0 | Area 1001 Hydrogen electrolyzer + Hydrogen gas CT 2027 | 0 |  | 1 | Unit |  | PJM | 0 | 0 | 0.97 | 0 | 0 | 0 | 0 | 0 | 0 | 0 | 0 | 0
3270 | Area 1001 Hydrogen electrolyzer + Hydrogen gas CT 2028 | ATC | 2024 | AEP-KPCO | 0 | 0 | 0 | 0 | 0 |  | 0 | 0 | 0 | 0 | 0 | 0 | 0 | 0 | -1 | 0 | 0 |  | 0 | 0 | 0 | 0 | 0 | 0 | 0 | 0 | 0 | 0 | 0 | 0 | 0 | -1 | 0 | 0 | 0 | 0 | 0 | 0 | 0 | 0 | 0 | 0 | 0 | 0 | 0 | 0 | 0 | 0 | 0 |  |  |  |  | 0 | 0 | 0 | 0 | 0 | 0 | 0 | 0 | -1.4706e-06 | 1/1/2028 | 12/31/2099 | TRUE | 10-Hour H2 Electrolyzer |  | 2024 |  |  |  | REF | 0 | 0 | Real 2021 ¦ 12/22/2022 3:42:52 PM | 0 | Area 1001 Hydrogen electrolyzer + Hydrogen gas CT 2028 | 0 |  | 1 | Unit |  | PJM | 0 | 0 | 0.97 | 0 | 0 | 0 | 0 | 0 | 0 | 0 | 0 | 0
3271 | Area 1001 Hydrogen electrolyzer + Hydrogen gas CT 2029 | ATC | 2024 | AEP-KPCO | 0 | 0 | 0 | 0 | 0 |  | 0 | 0 | 0 | 0 | 0 | 0 | 0 | 0 | -1 | 0 | 0 |  | 0 | 0 | 0 | 0 | 0 | 0 | 0 | 0 | 0 | 0 | 0 | 0 | 0 | -1 | 0 | 0 | 0 | 0 | 0 | 0 | 0 | 0 | 0 | 0 | 0 | 0 | 0 | 0 | 0 | 0 | 0 |  |  |  |  | 0 | 0 | 0 | 0 | 0 | 0 | 0 | 0 | -1.4706e-06 | 1/1/2029 | 12/31/2099 | TRUE | 10-Hour H2 Electrolyzer |  | 2024 |  |  |  | REF | 0 | 0 | Real 2021 ¦ 12/22/2022 3:42:52 PM | 0 | Area 1001 Hydrogen electrolyzer + Hydrogen gas CT 2029 | 0 |  | 1 | Unit |  | PJM | 0 | 0 | 0.97 | 0 | 0 | 0 | 0 | 0 | 0 | 0 | 0 | 0
3272 | Area 1001 Hydrogen electrolyzer + Hydrogen gas CT 2030 | ATC | 2024 | AEP-KPCO | 0 | 0 | 0 | 0 | 0 |  | 0 | 0 | 0 | 0 | 0 | 0 | 0 | 0 | -1 | 0 | 0 |  | 0 | 0 | 0 | 0 | 0 | 0 | 0 | 0 | 0 | 0 | 0 | 0 | 0 | -1 | 0 | 0 | 0 | 0 | 0 | 0 | 0 | 0 | 0 | 0 | 0 | 0 | 0 | 0 | 0 | 0 | 0 |  |  |  |  | 0 | 0 | 0 | 0 | 0 | 0 | 0 | 0 | -1.4706e-06 | 1/1/2030 | 12/31/2099 | TRUE | 10-Hour H2 Electrolyzer |  | 2024 |  |  |  | REF | 0 | 0 | Real 2021 ¦ 12/22/2022 3:42:52 PM | 0 | Area 1001 Hydrogen electrolyzer + Hydrogen gas CT 2030 | 0 |  | 1 | Unit |  | PJM | 0 | 0 | 0.97 | 0 | 0 | 0 | 0 | 0 | 0 | 0 | 0 | 0
3273 | Area 1001 Hydrogen electrolyzer + Hydrogen gas CT 2031 | ATC | 2024 | AEP-KPCO | 0 | 0 | 0 | 0 | 0 |  | 0 | 0 | 0 | 0 | 0 | 0 | 0 | 0 | -1 | 0 | 0 |  | 0 | 0 | 0 | 0 | 0 | 0 | 0 | 0 | 0 | 0 | 0 | 0 | 0 | -1 | 0 | 0 | 0 | 0 | 0 | 0 | 0 | 0 | 0 | 0 | 0 | 0 | 0 | 0 | 0 | 0 | 0 |  |  |  |  | 0 | 0 | 0 | 0 | 0 | 0 | 0 | 0 | -1.4706e-06 | 1/1/2031 | 12/31/2099 | TRUE | 10-Hour H2 Electrolyzer |  | 2024 |  |  |  | REF | 0 | 0 | Real 2021 ¦ 12/22/2022 3:42:52 PM | 0 | Area 1001 Hydrogen electrolyzer + Hydrogen gas CT 2031 | 0 |  | 1 | Unit |  | PJM | 0 | 0 | 0.97 | 0 | 0 | 0 | 0 | 0 | 0 | 0 | 0 | 0
3274 | Area 1001 Hydrogen electrolyzer + Hydrogen gas CT 2032 | ATC | 2024 | AEP-KPCO | 0 | 0 | 0 | 0 | 0 |  | 0 | 0 | 0 | 0 | 0 | 0 | 0 | 0 | -1 | 0 | 0 |  | 0 | 0 | 0 | 0 | 0 | 0 | 0 | 0 | 0 | 0 | 0 | 0 | 0 | -1 | 0 | 0 | 0 | 0 | 0 | 0 | 0 | 0 | 0 | 0 | 0 | 0 | 0 | 0 | 0 | 0 | 0 |  |  |  |  | 0 | 0 | 0 | 0 | 0 | 0 | 0 | 0 | -1.4706e-06 | 1/1/2032 | 12/31/2099 | TRUE | 10-Hour H2 Electrolyzer |  | 2024 |  |  |  | REF | 0 | 0 | Real 2021 ¦ 12/22/2022 3:42:52 PM | 0 | Area 1001 Hydrogen electrolyzer + Hydrogen gas CT 2032 | 0 |  | 1 | Unit |  | PJM | 0 | 0 | 0.97 | 0 | 0 | 0 | 0 | 0 | 0 | 0 | 0 | 0
3275 | Area 1001 Hydrogen electrolyzer + Hydrogen gas CT 2033 | ATC | 2024 | AEP-KPCO | 0 | 0 | 0 | 0 | 0 |  | 0 | 0 | 0 | 0 | 0 | 0 | 0 | 0 | -1 | 0 | 0 |  | 0 | 0 | 0 | 0 | 0 | 0 | 0 | 0 | 0 | 0 | 0 | 0 | 0 | -1 | 0 | 0 | 0 | 0 | 0 | 0 | 0 | 0 | 0 | 0 | 0 | 0 | 0 | 0 | 0 | 0 | 0 |  |  |  |  | 0 | 0 | 0 | 0 | 0 | 0 | 0 | 0 | -1.4706e-06 | 1/1/2033 | 12/31/2099 | TRUE | 10-Hour H2 Electrolyzer |  | 2024 |  |  |  | REF | 0 | 0 | Real 2021 ¦ 12/22/2022 3:42:52 PM | 0 | Area 1001 Hydrogen electrolyzer + Hydrogen gas CT 2033 | 0 |  | 1 | Unit |  | PJM | 0 | 0 | 0.97 | 0 | 0 | 0 | 0 | 0 | 0 | 0 | 0 | 0
3276 | Area 1001 Hydrogen electrolyzer + Hydrogen gas CT 2034 | ATC | 2024 | AEP-KPCO | 0 | 0 | 0 | 0 | 0 |  | 0 | 0 | 0 | 0 | 0 | 0 | 0 | 0 | -1 | 0 | 0 |  | 0 | 0 | 0 | 0 | 0 | 0 | 0 | 0 | 0 | 0 | 0 | 0 | 0 | -1 | 0 | 0 | 0 | 0 | 0 | 0 | 0 | 0 | 0 | 0 | 0 | 0 | 0 | 0 | 0 | 0 | 0 |  |  |  |  | 0 | 0 | 0 | 0 | 0 | 0 | 0 | 0 | -1.4706e-06 | 1/1/2034 | 12/31/2099 | TRUE | 10-Hour H2 Electrolyzer |  | 2024 |  |  |  | REF | 0 | 0 | Real 2021 ¦ 12/22/2022 3:42:52 PM | 0 | Area 1001 Hydrogen electrolyzer + Hydrogen gas CT 2034 | 0 |  | 1 | Unit |  | PJM | 0 | 0 | 0.97 | 0 | 0 | 0 | 0 | 0 | 0 | 0 | 0 | 0
3277 | Area 1001 Hydrogen electrolyzer + Hydrogen gas CT 2035 | ATC | 2024 | AEP-KPCO | 0 | 0 | 0 | 0 | 0 |  | 0 | 0 | 0 | 0 | 0 | 0 | 0 | 0 | -1 | 0 | 0 |  | 0 | 0 | 0 | 0 | 0 | 0 | 0 | 0 | 0 | 0 | 0 | 0 | 0 | -1 | 0 | 0 | 0 | 0 | 0 | 0 | 0 | 0 | 0 | 0 | 0 | 0 | 0 | 0 | 0 | 0 | 0 |  |  |  |  | 0 | 0 | 0 | 0 | 0 | 0 | 0 | 0 | -1.4706e-06 | 1/1/2035 | 12/31/2099 | TRUE | 10-Hour H2 Electrolyzer |  | 2024 |  |  |  | REF | 0 | 0 | Real 2021 ¦ 12/22/2022 3:42:52 PM | 0 | Area 1001 Hydrogen electrolyzer + Hydrogen gas CT 2035 | 0 |  | 1 | Unit |  | PJM | 0 | 0 | 0.97 | 0 | 0 | 0 | 0 | 0 | 0 | 0 | 0 | 0
3278 | Area 1001 Hydrogen electrolyzer + Hydrogen gas CT 2036 | ATC | 2024 | AEP-KPCO | 0 | 0 | 0 | 0 | 0 |  | 0 | 0 | 0 | 0 | 0 | 0 | 0 | 0 | -1 | 0 | 0 |  | 0 | 0 | 0 | 0 | 0 | 0 | 0 | 0 | 0 | 0 | 0 | 0 | 0 | -1 | 0 | 0 | 0 | 0 | 0 | 0 | 0 | 0 | 0 | 0 | 0 | 0 | 0 | 0 | 0 | 0 | 0 |  |  |  |  | 0 | 0 | 0 | 0 | 0 | 0 | 0 | 0 | -1.4706e-06 | 1/1/2036 | 12/31/2099 | TRUE | 10-Hour H2 Electrolyzer |  | 2024 |  |  |  | REF | 0 | 0 | Real 2021 ¦ 12/22/2022 3:42:52 PM | 0 | Area 1001 Hydrogen electrolyzer + Hydrogen gas CT 2036 | 0 |  | 1 | Unit |  | PJM | 0 | 0 | 0.97 | 0 | 0 | 0 | 0 | 0 | 0 | 0 | 0 | 0
3279 | Area 1001 Hydrogen electrolyzer + Hydrogen gas CT 2037 | ATC | 2024 | AEP-KPCO | 0 | 0 | 0 | 0 | 0 |  | 0 | 0 | 0 | 0 | 0 | 0 | 0 | 0 | -1 | 0 | 0 |  | 0 | 0 | 0 | 0 | 0 | 0 | 0 | 0 | 0 | 0 | 0 | 0 | 0 | -1 | 0 | 0 | 0 | 0 | 0 | 0 | 0 | 0 | 0 | 0 | 0 | 0 | 0 | 0 | 0 | 0 | 0 |  |  |  |  | 0 | 0 | 0 | 0 | 0 | 0 | 0 | 0 | -1.4706e-06 | 1/1/2037 | 12/31/2099 | TRUE | 10-Hour H2 Electrolyzer |  | 2024 |  |  |  | REF | 0 | 0 | Real 2021 ¦ 12/22/2022 3:42:52 PM | 0 | Area 1001 Hydrogen electrolyzer + Hydrogen gas CT 2037 | 0 |  | 1 | Unit |  | PJM | 0 | 0 | 0.97 | 0 | 0 | 0 | 0 | 0 | 0 | 0 | 0 | 0
3280 | Area 1001 Hydrogen electrolyzer + Hydrogen gas CT 2038 | ATC | 2024 | AEP-KPCO | 0 | 0 | 0 | 0 | 0 |  | 0 | 0 | 0 | 0 | 0 | 0 | 0 | 0 | -1 | 0 | 0 |  | 0 | 0 | 0 | 0 | 0 | 0 | 0 | 0 | 0 | 0 | 0 | 0 | 0 | -1 | 0 | 0 | 0 | 0 | 0 | 0 | 0 | 0 | 0 | 0 | 0 | 0 | 0 | 0 | 0 | 0 | 0 |  |  |  |  | 0 | 0 | 0 | 0 | 0 | 0 | 0 | 0 | -1.4706e-06 | 1/1/2038 | 12/31/2099 | TRUE | 10-Hour H2 Electrolyzer |  | 2024 |  |  |  | REF | 0 | 0 | Real 2021 ¦ 12/22/2022 3:42:52 PM | 0 | Area 1001 Hydrogen electrolyzer + Hydrogen gas CT 2038 | 0 |  | 1 | Unit |  | PJM | 0 | 0 | 0.97 | 0 | 0 | 0 | 0 | 0 | 0 | 0 | 0 | 0
3281 | Area 1001 Hydrogen electrolyzer + Hydrogen gas CT 2039 | ATC | 2024 | AEP-KPCO | 0 | 0 | 0 | 0 | 0 |  | 0 | 0 | 0 | 0 | 0 | 0 | 0 | 0 | -1 | 0 | 0 |  | 0 | 0 | 0 | 0 | 0 | 0 | 0 | 0 | 0 | 0 | 0 | 0 | 0 | -1 | 0 | 0 | 0 | 0 | 0 | 0 | 0 | 0 | 0 | 0 | 0 | 0 | 0 | 0 | 0 | 0 | 0 |  |  |  |  | 0 | 0 | 0 | 0 | 0 | 0 | 0 | 0 | -1.4706e-06 | 1/1/2039 | 12/31/2099 | TRUE | 10-Hour H2 Electrolyzer |  | 2024 |  |  |  | REF | 0 | 0 | Real 2021 ¦ 12/22/2022 3:42:52 PM | 0 | Area 1001 Hydrogen electrolyzer + Hydrogen gas CT 2039 | 0 |  | 1 | Unit |  | PJM | 0 | 0 | 0.97 | 0 | 0 | 0 | 0 | 0 | 0 | 0 | 0 | 0
3282 | Area 1001 Hydrogen electrolyzer + Hydrogen gas CT 2040 | ATC | 2024 | AEP-KPCO | 0 | 0 | 0 | 0 | 0 |  | 0 | 0 | 0 | 0 | 0 | 0 | 0 | 0 | -1 | 0 | 0 |  | 0 | 0 | 0 | 0 | 0 | 0 | 0 | 0 | 0 | 0 | 0 | 0 | 0 | -1 | 0 | 0 | 0 | 0 | 0 | 0 | 0 | 0 | 0 | 0 | 0 | 0 | 0 | 0 | 0 | 0 | 0 |  |  |  |  | 0 | 0 | 0 | 0 | 0 | 0 | 0 | 0 | -1.4706e-06 | 1/1/2040 | 12/31/2099 | TRUE | 10-Hour H2 Electrolyzer |  | 2024 |  |  |  | REF | 0 | 0 | Real 2021 ¦ 12/22/2022 3:42:52 PM | 0 | Area 1001 Hydrogen electrolyzer + Hydrogen gas CT 2040 | 0 |  | 1 | Unit |  | PJM | 0 | 0 | 0.97 | 0 | 0 | 0 | 0 | 0 | 0 | 0 | 0 | 0
3283 | Area 1001 Hydrogen electrolyzer + Hydrogen gas CT 2041 | ATC | 2024 | AEP-KPCO | 0 | 0 | 0 | 0 | 0 |  | 0 | 0 | 0 | 0 | 0 | 0 | 0 | 0 | -1 | 0 | 0 |  | 0 | 0 | 0 | 0 | 0 | 0 | 0 | 0 | 0 | 0 | 0 | 0 | 0 | -1 | 0 | 0 | 0 | 0 | 0 | 0 | 0 | 0 | 0 | 0 | 0 | 0 | 0 | 0 | 0 | 0 | 0 |  |  |  |  | 0 | 0 | 0 | 0 | 0 | 0 | 0 | 0 | -1.4706e-06 | 1/1/2041 | 12/31/2099 | TRUE | 10-Hour H2 Electrolyzer |  | 2024 |  |  |  | REF | 0 | 0 | Real 2021 ¦ 12/22/2022 3:42:52 PM | 0 | Area 1001 Hydrogen electrolyzer + Hydrogen gas CT 2041 | 0 |  | 1 | Unit |  | PJM | 0 | 0 | 0.97 | 0 | 0 | 0 | 0 | 0 | 0 | 0 | 0 | 0
3284 | Area 1001 Hydrogen electrolyzer + Hydrogen gas CT 2042 | ATC | 2024 | AEP-KPCO | 0 | 0 | 0 | 0 | 0 |  | 0 | 0 | 0 | 0 | 0 | 0 | 0 | 0 | -1 | 0 | 0 |  | 0 | 0 | 0 | 0 | 0 | 0 | 0 | 0 | 0 | 0 | 0 | 0 | 0 | -1 | 0 | 0 | 0 | 0 | 0 | 0 | 0 | 0 | 0 | 0 | 0 | 0 | 0 | 0 | 0 | 0 | 0 |  |  |  |  | 0 | 0 | 0 | 0 | 0 | 0 | 0 | 0 | -1.4706e-06 | 1/1/2042 | 12/31/2099 | TRUE | 10-Hour H2 Electrolyzer |  | 2024 |  |  |  | REF | 0 | 0 | Real 2021 ¦ 12/22/2022 3:42:52 PM | 0 | Area 1001 Hydrogen electrolyzer + Hydrogen gas CT 2042 | 0 |  | 1 | Unit |  | PJM | 0 | 0 | 0.97 | 0 | 0 | 0 | 0 | 0 | 0 | 0 | 0 | 0
3285 | Area 1001 Hydrogen electrolyzer + Hydrogen gas CT 2043 | ATC | 2024 | AEP-KPCO | 0 | 0 | 0 | 0 | 0 |  | 0 | 0 | 0 | 0 | 0 | 0 | 0 | 0 | -1 | 0 | 0 |  | 0 | 0 | 0 | 0 | 0 | 0 | 0 | 0 | 0 | 0 | 0 | 0 | 0 | -1 | 0 | 0 | 0 | 0 | 0 | 0 | 0 | 0 | 0 | 0 | 0 | 0 | 0 | 0 | 0 | 0 | 0 |  |  |  |  | 0 | 0 | 0 | 0 | 0 | 0 | 0 | 0 | -1.4706e-06 | 1/1/2043 | 12/31/2099 | TRUE | 10-Hour H2 Electrolyzer |  | 2024 |  |  |  | REF | 0 | 0 | Real 2021 ¦ 12/22/2022 3:42:52 PM | 0 | Area 1001 Hydrogen electrolyzer + Hydrogen gas CT 2043 | 0 |  | 1 | Unit |  | PJM | 0 | 0 | 0.97 | 0 | 0 | 0 | 0 | 0 | 0 | 0 | 0 | 0
3286 | Area 1001 Test Paired Solar | ATC | 2024 | AEP-KPCO | 22.8598 | 100 | 0 | 0 | 0 | 0 | 0 | 19098.1309 | 100 | 17607.8145 | 1490.3165 | 0 | 0 | 0 | -1 | 0 | 0 | 0 | 0 | 0 | 22.8598 | 200800.8594 | 200800.8594 | 0 | 0.011384 | 0 | 0 | 9877.0908 | 9877.0908 | 0 | 0 | -1 | 0 | 0 | 366 | 0 | 0 | 0 | 0 | 0 | 0 | 0 | 0 | -9221.041 | 0 | 0 | 0 | 0 | 0 | 0.2286 | 49.1885 | 95.1098 | -45.9213 | 0 | 77.1402 | 0 | 0 | 0 | 4394 | 200800.8594 | 0 | 0 | 1/1/2023 | 12/31/2099 | TRUE | Solar |  | 2024 |  |  |  | REF | 0 | 0 | Real 2021 ¦ 12/22/2022 3:42:52 PM | 0 | Area 1001 Test Paired Solar | 0 |  | 1 | Unit |  | PJM | 5 | 0 | 0.2965 | 0 | 0 | 0 | 0 | 200800.8594 | 0 | 0 | 0 | 0
3287 | Area 1001 Test Paired Storage | ATC | 2024 | AEP-KPCO | 50 | 50 | 0 | 0 | 0 |  | 0 | 10702.6807 | 50 | 9524.2266 | 1178.454 | 0 | 0 | 0 | -1 | 0 | 0 |  | 0 | 0 | -0.7822 | -6870.8306 | -6870.8306 | 0 | 0 | 0 | 0 | 1832.5853 | 1832.5853 | 0 | 0 | -1 | 0 | 0 | 350 | 0 | 0.11222 | 0.11222 | 0 | 0 | 0 | 0 | 0 | -10459.376 | 0 | 0 | 0 | 0 | 0 | -0.015644 |  |  |  | 0 | 0 | 0 | 0 | 0 | 4397 | 30636.3848 | 31881.1328 | -1242.5669 | 1/1/2023 | 12/31/2099 | TRUE | 4-Hour Li-on Battery Storage |  | 2024 |  |  |  | REF | 0 | 0 | Real 2021 ¦ 12/22/2022 3:42:52 PM | 104.1273 | Area 1001 Test Paired Storage | 0 |  | 1 | Unit |  | PJM | 48.5 | 0 | 0.97 | 0 | 0 | 0 | 0 | 439200 | 1589.28 | 0 | 0 | 0
3288 | Spicewood Solar 2027 | ATC | 2024 | AEP-KPCO | 0 | 0 | 0 | 0 | 0 |  | 0 | 0 | 0 | 0 | 0 | 0 | 0 | 0 | -1 | 0 | 0 |  | 0 | 0 | 0 | 0 | 0 | 0 | 0 | 0 | 0 | 0 | 0 | 0 | 0 | -1 | 0 | 0 | 0 | 0 | 0 | 0 | 0 | 0 | 0 | 0 | 0 | 0 | 0 | 0 | 0 | 0 | 0 |  |  |  |  | 0 | 0 | 0 | 0 | 0 | 0 | 0 | 0 | 0 | 1/1/2027 | 12/31/2099 | TRUE | Solar |  | 2024 |  |  |  | REF | 0 | 0 | Real 2021 ¦ 12/22/2022 3:42:52 PM | 0 | Spicewood Solar 2027 | 0 |  | 1 | Unit |  | PJM | 0 | 0 | 0.2965 | 0 | 0 | 0 | 0 | 0 | 0 | 0 | 0 | 0
3289 | Big Sandy #1_Ext Gas | ATC | 2024 | AEP-KPCO | 0 | 0 | 0 | 0 | 0 |  | 0 | 0 | 0 | 0 | 0 | 0 | 0 | 0 | -1 | 0 | 0 |  | 0 | 0 | 0 | 0 | 0 | 0 | 0 | 0 | 0 | 0 | 0 | 0 | 0 | -1 | 0 | 0 | 0 | 0 | 0 | 0 | 0 | 0 | 0 | 0 | 0 | 0 | 0 | 0 | 0 | 0 | 0 |  |  |  |  | 0 | 0 | 0 | 0 | 0 | 0 | 0 | 0 | 0 | 6/1/2031 | 5/31/2041 | TRUE | TCO |  | 2024 |  |  |  | REF | 0 | 0 | Real 2021 ¦ 12/22/2022 3:42:52 PM | 0 | Big Sandy #1_Ext Gas | 0 |  | 2 | Unit |  | PJM | 0 | 0 | 0.95 | 0 | 0 | 0 | 0 | 0 | 0 | 0 | 0 | 0
3290 | Big Sandy #1_Ext_NGCCS retrofit 2031 | ATC | 2024 | AEP-KPCO | 0 | 0 | 0 | 0 | 0 |  | 0 | 0 | 0 | 0 | 0 | 0 | 0 | 0 | -1 | 0 | 0 |  | 0 | 0 | 0 | 0 | 0 | 0 | 0 | 0 | 0 | 0 | 0 | 0 | 0 | -1 | 0 | 0 | 0 | 0 | 0 | 0 | 0 | 0 | 0 | 0 | 0 | 0 | 0 | 0 | 0 | 0 | 0 |  |  |  |  | 0 | 0 | 0 | 0 | 0 | 0 | 0 | 0 | 0 | 6/1/2031 | 5/31/2041 | TRUE | TCO |  | 2024 |  |  |  | REF | 0 | 0 | Real 2021 ¦ 12/22/2022 3:42:52 PM | 0 | Big Sandy #1_Ext_NGCCS retrofit 2032 | 0 |  | 2 | Unit |  | PJM | 0 | 0 | 0.95 | 0 | 0 | 0 | 0 | 0 | 0 | 0 | 0 | 0
3291 | Residential - Low/Medium_23-25 | ATC | 2024 | AEP-KPCO | 1.4919 | 13064.6709 | 0 | 0 | 0 | 0 | 0 | 1737.922 | 13064.6709 | 1737.922 | 0 | 0 | 0 | 0 | -1 | 0 | 0 | 0 | 0 | 0 | 1.4919 | 13104.5371 | 13104.5371 | 0 | 0 | 0 | 0 | 656.1171 | 656.1171 | 0 | 0 | -1 | 0 | 0 | 366 | 0 | 0 | 0 | 0 | 0 | 0 | 0 | 0 | -1081.8049 | 0 | 0 | 0 | 0 | 0 | 0.00011419 | 50.0679 | 132.6199 | -82.5519 | 0 | 0 | 0 | 0 | 0 | 8784 | 13104.5371 | 0 | 0 | 1/1/2023 | 12/31/2099 | TRUE | DSM_EE |  | 2024 |  |  |  | REF | 0 | 0 | Real 2021 ¦ 12/22/2022 3:42:52 PM | 0 | Residential - Low/Medium_23-25 | 0 |  | 1 | Unit |  | PJM | 0.12672 | 0 | 0.2965 | 0 | 0 | 0 | 0 | 13104.5371 | 0 | 0 | 0 | 0
3292 | Residential - High_23-25 | ATC | 2024 | AEP-KPCO | 0.51708 | 4528.583 | 0 | 0 | 0 | 0 | 0 | 2996.8159 | 4528.583 | 2996.8159 | 0 | 0 | 0 | 0 | -1 | 0 | 0 | 0 | 0 | 0 | 0.51708 | 4542.0645 | 4542.0645 | 0 | 0 | 0 | 0 | 236.7854 | 236.7854 | 0 | 0 | -1 | 0 | 0 | 366 | 0 | 0 | 0 | 0 | 0 | 0 | 0 | 0 | -2760.0305 | 0 | 0 | 0 | 0 | 0 | 0.00011418 | 52.1317 | 659.7916 | -607.6599 | 0 | 0 | 0 | 0 | 0 | 8784 | 4542.0645 | 0 | 0 | 1/1/2023 | 12/31/2099 | TRUE | DSM_EE |  | 2024 |  |  |  | REF | 0 | 0 | Real 2021 ¦ 12/22/2022 3:42:52 PM | 0 | Residential - High_23-25 | 0 |  | 1 | Unit |  | PJM | 1.3424 | 0 | 1 | 0 | 0 | 0 | 0 | 4542.0645 | 0 | 0 | 0 | 0
3293 | Residential - Behavior_23-25 | ATC | 2024 | AEP-KPCO | 0.49158 | 4305.8979 | 0 | 0 | 0 | 0 | 0 | 247.1792 | 4305.8979 | 247.1792 | 0 | 0 | 0 | 0 | -1 | 0 | 0 | 0 | 0 | 0 | 0.49158 | 4318.0015 | 4318.0015 | 0 | 0 | 0 | 0 | 220.3227 | 220.3227 | 0 | 0 | -1 | 0 | 0 | 366 | 0 | 0 | 0 | 0 | 0 | 0 | 0 | 0 | -26.8564 | 0 | 0 | 0 | 0 | 0 | 0.00011416 | 51.0242 | 57.2439 | -6.2196 | 0 | 0 | 0 | 0 | 0 | 8784 | 4318.0015 | 0 | 0 | 1/1/2023 | 12/31/2099 | TRUE | DSM_EE |  | 2024 |  |  |  | REF | 0 | 0 | Real 2021 ¦ 12/22/2022 3:42:52 PM | 0 | Residential - Behavior_23-25 | 0 |  | 1 | Unit |  | PJM | 1.0714 | 0 | 1 | 0 | 0 | 0 | 0 | 4318.0015 | 0 | 0 | 0 | 0
3294 | C&I - Low_23-25 | ATC | 2024 | AEP-KPCO | 3.643 | 31889.4414 | 0 | 0 | 0 | 0 | 0 | 3705.218 | 31889.4414 | 3705.218 | 0 | 0 | 0 | 0 | -1 | 0 | 0 | 0 | 0 | 0 | 3.643 | 32000.1426 | 32000.1426 | 0 | 0 | 0 | 0 | 1568.0315 | 1568.0315 | 0 | 0 | -1 | 0 | 0 | 366 | 0 | 0 | 0 | 0 | 0 | 0 | 0 | 0 | -2137.1865 | 0 | 0 | 0 | 0 | 0 | 0.00011424 | 49.0008 | 115.7876 | -66.7868 | 0 | 0 | 0 | 0 | 0 | 8784 | 32000.1426 | 0 | 0 | 1/1/2023 | 12/31/2099 | TRUE | DSM_EE |  | 2024 |  |  |  | REF | 0 | 0 | Real 2021 ¦ 12/22/2022 3:42:52 PM | 0 | C&I - Low_23-25 | 0 |  | 1 | Unit |  | PJM | 5.6269 | 0 | 1 | 0 | 0 | 0 | 0 | 32000.1426 | 0 | 0 | 0 | 0
3295 | C&I - High_23-25 | ATC | 2024 | AEP-KPCO | 0.098675 | 864.274 | 0 | 0 | 0 | 0 | 0 | 128.7088 | 864.274 | 128.7088 | 0 | 0 | 0 | 0 | -1 | 0 | 0 | 0 | 0 | 0 | 0.098675 | 866.7596 | 866.7596 | 0 | 0 | 0 | 0 | 42.6655 | 42.6655 | 0 | 0 | -1 | 0 | 0 | 366 | 0 | 0 | 0 | 0 | 0 | 0 | 0 | 0 | -86.0433 | 0 | 0 | 0 | 0 | 0 | 0.00011417 | 49.2241 | 148.4942 | -99.2701 | 0 | 0 | 0 | 0 | 0 | 8784 | 866.7596 | 0 | 0 | 1/1/2023 | 12/31/2099 | TRUE | DSM_EE |  | 2024 |  |  |  | REF | 0 | 0 | Real 2021 ¦ 12/22/2022 3:42:52 PM | 0 | C&I - High_23-25 | 0 |  | 1 | Unit |  | PJM | 0.149 | 0 | 1 | 0 | 0 | 0 | 0 | 866.7596 | 0 | 0 | 0 | 0
3296 | IQW_23-25 | ATC | 2024 | AEP-KPCO | 0.052528 | 459.875 | 0 | 0 | 0 | 0 | 0 | 410.3272 | 459.875 | 410.3272 | 0 | 0 | 0 | 0 | -1 | 0 | 0 | 0 | 0 | 0 | 0.052528 | 461.4084 | 461.4084 | 0 | 0 | 0 | 0 | 23.6805 | 23.6805 | 0 | 0 | -1 | 0 | 0 | 366 | 0 | 0 | 0 | 0 | 0 | 0 | 0 | 0 | -386.6467 | 0 | 0 | 0 | 0 | 0 | 0.00011422 | 51.3222 | 889.2928 | -837.9706 | 0 | 0 | 0 | 0 | 0 | 8784 | 461.4084 | 0 | 0 | 1/1/2023 | 12/31/2099 | TRUE | DSM_EE |  | 2024 |  |  |  | REF | 0 | 0 | Real 2021 ¦ 12/22/2022 3:42:52 PM | 0 | IQW_23-25 | 0 |  | 1 | Unit |  | PJM | 0.16409 | 0 | 1 | 0 | 0 | 0 | 0 | 461.4084 | 0 | 0 | 0 | 0
3297 | Residential - Low/Medium_26-30 | ATC | 2024 | AEP-KPCO | 0 | 0 | 0 | 0 | 0 |  | 0 | 0 | 0 | 0 | 0 | 0 | 0 | 0 | -1 | 0 | 0 |  | 0 | 0 | 0 | 0 | 0 | 0 | 0 | 100 | 0 | 0 | 0 | 0 | 0 | -1 | 0 | 0 | 0 | 0 | 0 | 0 | 0 | 0 | 0 | 0 | 0 | 0 | 0 | 0 | 0 | 0 | 0 |  |  |  |  | 0 | 0 | 0 | 0 | 0 | 0 | 0 | 0 | 0 | 1/1/2026 | 12/31/2099 | TRUE | DSM_EE |  | 2024 |  |  |  | REF | 0 | 0 | Real 2021 ¦ 12/22/2022 3:42:52 PM | 0 | Residential - Low/Medium_26-30 | 0 |  | 1 | Unit |  | PJM | 0 | 0 | 1 | 0 | 0 | 0 | 0 | 0 | 0 | 0 | 0 | 0
3298 | Residential - High_26-30 | ATC | 2024 | AEP-KPCO | 0 | 0 | 0 | 0 | 0 |  | 0 | 0 | 0 | 0 | 0 | 0 | 0 | 0 | -1 | 0 | 0 |  | 0 | 0 | 0 | 0 | 0 | 0 | 0 | 100 | 0 | 0 | 0 | 0 | 0 | -1 | 0 | 0 | 0 | 0 | 0 | 0 | 0 | 0 | 0 | 0 | 0 | 0 | 0 | 0 | 0 | 0 | 0 |  |  |  |  | 0 | 0 | 0 | 0 | 0 | 0 | 0 | 0 | 0 | 1/1/2026 | 12/31/2099 | TRUE | DSM_EE |  | 2024 |  |  |  | REF | 0 | 0 | Real 2021 ¦ 12/22/2022 3:42:52 PM | 0 | Residential - High_26-30 | 0 |  | 1 | Unit |  | PJM | 0 | 0 | 1 | 0 | 0 | 0 | 0 | 0 | 0 | 0 | 0 | 0
3299 | Residential - Behavior_26-30 | ATC | 2024 | AEP-KPCO | 0 | 0 | 0 | 0 | 0 |  | 0 | 0 | 0 | 0 | 0 | 0 | 0 | 0 | -1 | 0 | 0 |  | 0 | 0 | 0 | 0 | 0 | 0 | 0 | 100 | 0 | 0 | 0 | 0 | 0 | -1 | 0 | 0 | 0 | 0 | 0 | 0 | 0 | 0 | 0 | 0 | 0 | 0 | 0 | 0 | 0 | 0 | 0 |  |  |  |  | 0 | 0 | 0 | 0 | 0 | 0 | 0 | 0 | 0 | 1/1/2026 | 12/31/2099 | TRUE | DSM_EE |  | 2024 |  |  |  | REF | 0 | 0 | Real 2021 ¦ 12/22/2022 3:42:52 PM | 0 | Residential - Behavior_26-30 | 0 |  | 1 | Unit |  | PJM | 0 | 0 | 1 | 0 | 0 | 0 | 0 | 0 | 0 | 0 | 0 | 0
3300 | C&I - Low_26-30 | ATC | 2024 | AEP-KPCO | 0 | 0 | 0 | 0 | 0 |  | 0 | 0 | 0 | 0 | 0 | 0 | 0 | 0 | -1 | 0 | 0 |  | 0 | 0 | 0 | 0 | 0 | 0 | 0 | 100 | 0 | 0 | 0 | 0 | 0 | -1 | 0 | 0 | 0 | 0 | 0 | 0 | 0 | 0 | 0 | 0 | 0 | 0 | 0 | 0 | 0 | 0 | 0 |  |  |  |  | 0 | 0 | 0 | 0 | 0 | 0 | 0 | 0 | 0 | 1/1/2026 | 12/31/2099 | TRUE | DSM_EE |  | 2024 |  |  |  | REF | 0 | 0 | Real 2021 ¦ 12/22/2022 3:42:52 PM | 0 | C&I - Low_26-30 | 0 |  | 1 | Unit |  | PJM | 0 | 0 | 1 | 0 | 0 | 0 | 0 | 0 | 0 | 0 | 0 | 0
3301 | C&I - High_26-30 | ATC | 2024 | AEP-KPCO | 0 | 0 | 0 | 0 | 0 |  | 0 | 0 | 0 | 0 | 0 | 0 | 0 | 0 | -1 | 0 | 0 |  | 0 | 0 | 0 | 0 | 0 | 0 | 0 | 100 | 0 | 0 | 0 | 0 | 0 | -1 | 0 | 0 | 0 | 0 | 0 | 0 | 0 | 0 | 0 | 0 | 0 | 0 | 0 | 0 | 0 | 0 | 0 |  |  |  |  | 0 | 0 | 0 | 0 | 0 | 0 | 0 | 0 | 0 | 1/1/2026 | 12/31/2099 | TRUE | DSM_EE |  | 2024 |  |  |  | REF | 0 | 0 | Real 2021 ¦ 12/22/2022 3:42:52 PM | 0 | C&I - High_26-30 | 0 |  | 1 | Unit |  | PJM | 0 | 0 | 1 | 0 | 0 | 0 | 0 | 0 | 0 | 0 | 0 | 0
3302 | IQW_26-30 | ATC | 2024 | AEP-KPCO | 0 | 0 | 0 | 0 | 0 |  | 0 | 0 | 0 | 0 | 0 | 0 | 0 | 0 | -1 | 0 | 0 |  | 0 | 0 | 0 | 0 | 0 | 0 | 0 | 100 | 0 | 0 | 0 | 0 | 0 | -1 | 0 | 0 | 0 | 0 | 0 | 0 | 0 | 0 | 0 | 0 | 0 | 0 | 0 | 0 | 0 | 0 | 0 |  |  |  |  | 0 | 0 | 0 | 0 | 0 | 0 | 0 | 0 | 0 | 1/1/2026 | 12/31/2099 | TRUE | DSM_EE |  | 2024 |  |  |  | REF | 0 | 0 | Real 2021 ¦ 12/22/2022 3:42:52 PM | 0 | IQW_26-30 | 0 |  | 1 | Unit |  | PJM | 0 | 0 | 1 | 0 | 0 | 0 | 0 | 0 | 0 | 0 | 0 | 0
3303 | Residential - Low/Medium_31-42 | ATC | 2024 | AEP-KPCO | 0 | 0 | 0 | 0 | 0 |  | 0 | 0 | 0 | 0 | 0 | 0 | 0 | 0 | -1 | 0 | 0 |  | 0 | 0 | 0 | 0 | 0 | 0 | 0 | 100 | 0 | 0 | 0 | 0 | 0 | -1 | 0 | 0 | 0 | 0 | 0 | 0 | 0 | 0 | 0 | 0 | 0 | 0 | 0 | 0 | 0 | 0 | 0 |  |  |  |  | 0 | 0 | 0 | 0 | 0 | 0 | 0 | 0 | 0 | 1/1/2031 | 12/31/2099 | TRUE | DSM_EE |  | 2024 |  |  |  | REF | 0 | 0 | Real 2021 ¦ 12/22/2022 3:42:52 PM | 0 | Residential - Low/Medium_31-42 | 0 |  | 1 | Unit |  | PJM | 0 | 0 | 1 | 0 | 0 | 0 | 0 | 0 | 0 | 0 | 0 | 0
3304 | Residential - High_31-42 | ATC | 2024 | AEP-KPCO | 0 | 0 | 0 | 0 | 0 |  | 0 | 0 | 0 | 0 | 0 | 0 | 0 | 0 | -1 | 0 | 0 |  | 0 | 0 | 0 | 0 | 0 | 0 | 0 | 100 | 0 | 0 | 0 | 0 | 0 | -1 | 0 | 0 | 0 | 0 | 0 | 0 | 0 | 0 | 0 | 0 | 0 | 0 | 0 | 0 | 0 | 0 | 0 |  |  |  |  | 0 | 0 | 0 | 0 | 0 | 0 | 0 | 0 | 0 | 1/1/2031 | 12/31/2099 | TRUE | DSM_EE |  | 2024 |  |  |  | REF | 0 | 0 | Real 2021 ¦ 12/22/2022 3:42:52 PM | 0 | Residential - High_31-42 | 0 |  | 1 | Unit |  | PJM | 0 | 0 | 1 | 0 | 0 | 0 | 0 | 0 | 0 | 0 | 0 | 0
3305 | Residential - Behavior_31-42 | ATC | 2024 | AEP-KPCO | 0 | 0 | 0 | 0 | 0 |  | 0 | 0 | 0 | 0 | 0 | 0 | 0 | 0 | -1 | 0 | 0 |  | 0 | 0 | 0 | 0 | 0 | 0 | 0 | 100 | 0 | 0 | 0 | 0 | 0 | -1 | 0 | 0 | 0 | 0 | 0 | 0 | 0 | 0 | 0 | 0 | 0 | 0 | 0 | 0 | 0 | 0 | 0 |  |  |  |  | 0 | 0 | 0 | 0 | 0 | 0 | 0 | 0 | 0 | 1/1/2031 | 12/31/2099 | TRUE | DSM_EE |  | 2024 |  |  |  | REF | 0 | 0 | Real 2021 ¦ 12/22/2022 3:42:52 PM | 0 | Residential - Behavior_31-42 | 0 |  | 1 | Unit |  | PJM | 0 | 0 | 1 | 0 | 0 | 0 | 0 | 0 | 0 | 0 | 0 | 0
3306 | C&I - Low_31-42 | ATC | 2024 | AEP-KPCO | 0 | 0 | 0 | 0 | 0 |  | 0 | 0 | 0 | 0 | 0 | 0 | 0 | 0 | -1 | 0 | 0 |  | 0 | 0 | 0 | 0 | 0 | 0 | 0 | 100 | 0 | 0 | 0 | 0 | 0 | -1 | 0 | 0 | 0 | 0 | 0 | 0 | 0 | 0 | 0 | 0 | 0 | 0 | 0 | 0 | 0 | 0 | 0 |  |  |  |  | 0 | 0 | 0 | 0 | 0 | 0 | 0 | 0 | 0 | 1/1/2031 | 12/31/2099 | TRUE | DSM_EE |  | 2024 |  |  |  | REF | 0 | 0 | Real 2021 ¦ 12/22/2022 3:42:52 PM | 0 | C&I - Low_31-42 | 0 |  | 1 | Unit |  | PJM | 0 | 0 | 1 | 0 | 0 | 0 | 0 | 0 | 0 | 0 | 0 | 0
3307 | C&I - High_31-42 | ATC | 2024 | AEP-KPCO | 0 | 0 | 0 | 0 | 0 |  | 0 | 0 | 0 | 0 | 0 | 0 | 0 | 0 | -1 | 0 | 0 |  | 0 | 0 | 0 | 0 | 0 | 0 | 0 | 100 | 0 | 0 | 0 | 0 | 0 | -1 | 0 | 0 | 0 | 0 | 0 | 0 | 0 | 0 | 0 | 0 | 0 | 0 | 0 | 0 | 0 | 0 | 0 |  |  |  |  | 0 | 0 | 0 | 0 | 0 | 0 | 0 | 0 | 0 | 1/1/2031 | 12/31/2099 | TRUE | DSM_EE |  | 2024 |  |  |  | REF | 0 | 0 | Real 2021 ¦ 12/22/2022 3:42:52 PM | 0 | C&I - High_31-42 | 0 |  | 1 | Unit |  | PJM | 0 | 0 | 1 | 0 | 0 | 0 | 0 | 0 | 0 | 0 | 0 | 0
3308 | IQW_31-42 | ATC | 2024 | AEP-KPCO | 0 | 0 | 0 | 0 | 0 |  | 0 | 0 | 0 | 0 | 0 | 0 | 0 | 0 | -1 | 0 | 0 |  | 0 | 0 | 0 | 0 | 0 | 0 | 0 | 100 | 0 | 0 | 0 | 0 | 0 | -1 | 0 | 0 | 0 | 0 | 0 | 0 | 0 | 0 | 0 | 0 | 0 | 0 | 0 | 0 | 0 | 0 | 0 |  |  |  |  | 0 | 0 | 0 | 0 | 0 | 0 | 0 | 0 | 0 | 1/1/2031 | 12/31/2099 | TRUE | DSM_EE |  | 2024 |  |  |  | REF | 0 | 0 | Real 2021 ¦ 12/22/2022 3:42:52 PM | 0 | IQW_31-42 | 0 |  | 1 | Unit |  | PJM | 0 | 0 | 1 | 0 | 0 | 0 | 0 | 0 | 0 | 0 | 0 | 0
3309 | Area 1001 Test Paired Solar 3-1 | ATC | 2024 | AEP-KPCO | 34.2898 | 150 | 0 | 0 | 0 | 0 | 0 | 31263.5293 | 150 | 29028.0547 | 2235.4749 | 0 | 0 | 0 | -1 | 0 | 0 | 0 | 0 | 0 | 34.2898 | 301201.2812 | 301201.2812 | 0 | 0 | 0 | 0 | 14815.6357 | 14815.6357 | 0 | 0 | -1 | 0 | 0 | 366 | 0 | 0 | 0 | 0 | 0 | 0 | 0 | 0 | -16447.8945 | 0 | 0 | 0 | 0 | 0 | 0.2286 | 49.1885 | 103.7961 | -54.6077 | 0 | 115.7102 | 0 | 0 | 0 | 4394 | 301201.2812 | 0 | 0 | 1/1/2023 | 12/31/2099 | TRUE | Solar |  | 2024 |  |  |  | REF | 0 | 0 | Real 2021 ¦ 12/22/2022 3:42:52 PM | 0 | Area 1001 Test Paired Solar 3-1 | 0 |  | 1 | Unit |  | PJM | 7.5 | 0 | 0.2965 | 0 | 0 | 0 | 0 | 301201.2812 | 0 | 0 | 0 | 0
3310 | Area 1001 Test Paired Storage 3-1 | ATC | 2024 | AEP-KPCO | 50 | 50 | 0 | 0 | 0 |  | 0 | 9419.3525 | 50 | 8240.8984 | 1178.454 | 0 | 0 | 0 | -1 | 0 | 0 |  | 0 | 0 | -0.84221 | -7397.9873 | -7397.9873 | 0 | 0 | 0 | 0 | 1989.2106 | 1989.2106 | 0 | 0 | -1 | 0 | 0 | 370 | 0 | 0.2391 | 0.2391 | 0 | 0 | 0 | 0 | 0 | -9149.6426 | 0 | 0 | 0 | 0 | 0 | -0.016844 |  |  |  | 0 | 0 | 0 | 0 | 0 | 4348 | 33419.0742 | 34694.5 | -1273.4738 | 1/1/2023 | 12/31/2099 | TRUE | 4-Hour Li-on Battery Storage |  | 2024 |  |  |  | REF | 0 | 0 | Real 2021 ¦ 12/22/2022 3:42:52 PM | 103.9009 | Area 1001 Test Paired Storage 3-1 | 0 |  | 1 | Unit |  | PJM | 48.5 | 0 | 0.97 | 0 | 0 | 0 | 0 | 439200 | 1719.5005 | 0 | 0 | 0
3311 | Solar+Storage 3-1 2023 | ATC | 2024 | AEP-KPCO | 8.3401 | 8.3401 | 0 | 0 | 0 | 0 | 0 | 8607.958 | 50 | 6916.1729 | 1691.7853 | 0 | 0 | 0 | -1 | 0 | 0 | 0 | 0 | 0 | 8.3401 | 73259.6328 | 73259.6328 | 0 | 0 | 100 | 0 | 3703.7192 | 3703.7192 | 0 | 0 | -1 | 0 | 0 | 548 | 0 | 0 | 0 | 0 | 0 | 0 | 0 | 0 | -4904.2388 | 0 | 0 | 0 | 0 | 0 | 1 | 50.5561 | 117.4993 | -66.9433 | 0 | 0 | 0 | 0 | 0 | 4139 | 73259.6328 | 0 | 0 | 1/1/2023 | 12/31/2099 | TRUE | Solar |  | 2024 |  |  |  | REF | 0 | 0 | Real 2021 ¦ 12/22/2022 3:42:52 PM | 0 | Solar+Storage 3-1 2023 | 0 |  | 1 | Unit |  | PJM | 0.018827 | 0 | 0.2965 | 0 | 0 | 0 | 0 | 73259.6328 | 0 | 0 | 0 | 0
3312 | Solar+Storage 3-1 2024 | ATC | 2024 | AEP-KPCO | 8.3401 | 8.3401 | 0 | 0 | 0 | 0 | 0 | 7647.5317 | 50 | 6027.5024 | 1620.0293 | 0 | 0 | 0 | -1 | 0 | 0 | 0 | 0 | 0 | 8.3401 | 73259.6328 | 73259.6328 | 0 | 0 | 100 | 0 | 3703.7192 | 3703.7192 | 0 | 0 | -1 | 0 | 0 | 548 | 0 | 0 | 0 | 0 | 0 | 0 | 0 | 0 | -3943.8127 | 0 | 0 | 0 | 0 | 0 | 1 | 50.5561 | 104.3894 | -53.8334 | 0 | 0 | 0 | 0 | 0 | 4139 | 73259.6328 | 0 | 0 | 1/1/2024 | 12/31/2099 | TRUE | Solar |  | 2024 |  |  |  | REF | 0 | 0 | Real 2021 ¦ 12/22/2022 3:42:52 PM | 0 | Solar+Storage 3-1 2024 | 0 |  | 1 | Unit |  | PJM | 0.018827 | 0 | 0.2965 | 0 | 0 | 0 | 0 | 73259.6328 | 0 | 0 | 0 | 0
3313 | Solar+Storage 3-1 2025 | ATC | 2024 | AEP-KPCO | 0 | 0 | 0 | 0 | 0 |  | 0 | 0 | 0 | 0 | 0 | 0 | 0 | 0 | -1 | 0 | 0 |  | 0 | 0 | 0 | 0 | 0 | 0 | 0 | 100 | 0 | 0 | 0 | 0 | 0 | -1 | 0 | 0 | 0 | 0 | 0 | 0 | 0 | 0 | 0 | 0 | 0 | 0 | 0 | 0 | 0 | 0 | 0 |  |  |  |  | 0 | 0 | 0 | 0 | 0 | 0 | 0 | 0 | 0 | 1/1/2025 | 12/31/2099 | TRUE | Solar |  | 2024 |  |  |  | REF | 0 | 0 | Real 2021 ¦ 12/22/2022 3:42:52 PM | 0 | Solar+Storage 3-1 2025 | 0 |  | 1 | Unit |  | PJM | 0 | 0 | 0.2965 | 0 | 0 | 0 | 0 | 0 | 0 | 0 | 0 | 0
3314 | Solar+Storage 3-1 2026 | ATC | 2024 | AEP-KPCO | 0 | 0 | 0 | 0 | 0 |  | 0 | 0 | 0 | 0 | 0 | 0 | 0 | 0 | -1 | 0 | 0 |  | 0 | 0 | 0 | 0 | 0 | 0 | 0 | 100 | 0 | 0 | 0 | 0 | 0 | -1 | 0 | 0 | 0 | 0 | 0 | 0 | 0 | 0 | 0 | 0 | 0 | 0 | 0 | 0 | 0 | 0 | 0 |  |  |  |  | 0 | 0 | 0 | 0 | 0 | 0 | 0 | 0 | 0 | 1/1/2026 | 12/31/2099 | TRUE | Solar |  | 2024 |  |  |  | REF | 0 | 0 | Real 2021 ¦ 12/22/2022 3:42:52 PM | 0 | Solar+Storage 3-1 2026 | 0 |  | 1 | Unit |  | PJM | 0 | 0 | 0.2965 | 0 | 0 | 0 | 0 | 0 | 0 | 0 | 0 | 0
3315 | Solar+Storage 3-1 2027 | ATC | 2024 | AEP-KPCO | 0 | 0 | 0 | 0 | 0 |  | 0 | 0 | 0 | 0 | 0 | 0 | 0 | 0 | -1 | 0 | 0 |  | 0 | 0 | 0 | 0 | 0 | 0 | 0 | 100 | 0 | 0 | 0 | 0 | 0 | -1 | 0 | 0 | 0 | 0 | 0 | 0 | 0 | 0 | 0 | 0 | 0 | 0 | 0 | 0 | 0 | 0 | 0 |  |  |  |  | 0 | 0 | 0 | 0 | 0 | 0 | 0 | 0 | 0 | 1/1/2027 | 12/31/2099 | TRUE | Solar |  | 2024 |  |  |  | REF | 0 | 0 | Real 2021 ¦ 12/22/2022 3:42:52 PM | 0 | Solar+Storage 3-1 2027 | 0 |  | 1 | Unit |  | PJM | 0 | 0 | 0.2965 | 0 | 0 | 0 | 0 | 0 | 0 | 0 | 0 | 0
3316 | Solar+Storage 3-1 2028 | ATC | 2024 | AEP-KPCO | 0 | 0 | 0 | 0 | 0 |  | 0 | 0 | 0 | 0 | 0 | 0 | 0 | 0 | -1 | 0 | 0 |  | 0 | 0 | 0 | 0 | 0 | 0 | 0 | 100 | 0 | 0 | 0 | 0 | 0 | -1 | 0 | 0 | 0 | 0 | 0 | 0 | 0 | 0 | 0 | 0 | 0 | 0 | 0 | 0 | 0 | 0 | 0 |  |  |  |  | 0 | 0 | 0 | 0 | 0 | 0 | 0 | 0 | 0 | 1/1/2028 | 12/31/2099 | TRUE | Solar |  | 2024 |  |  |  | REF | 0 | 0 | Real 2021 ¦ 12/22/2022 3:42:52 PM | 0 | Solar+Storage 3-1 2028 | 0 |  | 1 | Unit |  | PJM | 0 | 0 | 0.2965 | 0 | 0 | 0 | 0 | 0 | 0 | 0 | 0 | 0
3317 | Solar+Storage 3-1 2029 | ATC | 2024 | AEP-KPCO | 0 | 0 | 0 | 0 | 0 |  | 0 | 0 | 0 | 0 | 0 | 0 | 0 | 0 | -1 | 0 | 0 |  | 0 | 0 | 0 | 0 | 0 | 0 | 0 | 100 | 0 | 0 | 0 | 0 | 0 | -1 | 0 | 0 | 0 | 0 | 0 | 0 | 0 | 0 | 0 | 0 | 0 | 0 | 0 | 0 | 0 | 0 | 0 |  |  |  |  | 0 | 0 | 0 | 0 | 0 | 0 | 0 | 0 | 0 | 1/1/2029 | 12/31/2099 | TRUE | Solar |  | 2024 |  |  |  | REF | 0 | 0 | Real 2021 ¦ 12/22/2022 3:42:52 PM | 0 | Solar+Storage 3-1 2029 | 0 |  | 1 | Unit |  | PJM | 0 | 0 | 0.2965 | 0 | 0 | 0 | 0 | 0 | 0 | 0 | 0 | 0
3318 | Solar+Storage 3-1 2030 | ATC | 2024 | AEP-KPCO | 0 | 0 | 0 | 0 | 0 |  | 0 | 0 | 0 | 0 | 0 | 0 | 0 | 0 | -1 | 0 | 0 |  | 0 | 0 | 0 | 0 | 0 | 0 | 0 | 100 | 0 | 0 | 0 | 0 | 0 | -1 | 0 | 0 | 0 | 0 | 0 | 0 | 0 | 0 | 0 | 0 | 0 | 0 | 0 | 0 | 0 | 0 | 0 |  |  |  |  | 0 | 0 | 0 | 0 | 0 | 0 | 0 | 0 | 0 | 1/1/2030 | 12/31/2099 | TRUE | Solar |  | 2024 |  |  |  | REF | 0 | 0 | Real 2021 ¦ 12/22/2022 3:42:52 PM | 0 | Solar+Storage 3-1 2030 | 0 |  | 1 | Unit |  | PJM | 0 | 0 | 0.2965 | 0 | 0 | 0 | 0 | 0 | 0 | 0 | 0 | 0
3319 | Solar+Storage 3-1 2031 | ATC | 2024 | AEP-KPCO | 0 | 0 | 0 | 0 | 0 |  | 0 | 0 | 0 | 0 | 0 | 0 | 0 | 0 | -1 | 0 | 0 |  | 0 | 0 | 0 | 0 | 0 | 0 | 0 | 100 | 0 | 0 | 0 | 0 | 0 | -1 | 0 | 0 | 0 | 0 | 0 | 0 | 0 | 0 | 0 | 0 | 0 | 0 | 0 | 0 | 0 | 0 | 0 |  |  |  |  | 0 | 0 | 0 | 0 | 0 | 0 | 0 | 0 | 0 | 1/1/2031 | 12/31/2099 | TRUE | Solar |  | 2024 |  |  |  | REF | 0 | 0 | Real 2021 ¦ 12/22/2022 3:42:52 PM | 0 | Solar+Storage 3-1 2031 | 0 |  | 1 | Unit |  | PJM | 0 | 0 | 0.2965 | 0 | 0 | 0 | 0 | 0 | 0 | 0 | 0 | 0
3320 | Solar+Storage 3-1 2032 | ATC | 2024 | AEP-KPCO | 0 | 0 | 0 | 0 | 0 |  | 0 | 0 | 0 | 0 | 0 | 0 | 0 | 0 | -1 | 0 | 0 |  | 0 | 0 | 0 | 0 | 0 | 0 | 0 | 100 | 0 | 0 | 0 | 0 | 0 | -1 | 0 | 0 | 0 | 0 | 0 | 0 | 0 | 0 | 0 | 0 | 0 | 0 | 0 | 0 | 0 | 0 | 0 |  |  |  |  | 0 | 0 | 0 | 0 | 0 | 0 | 0 | 0 | 0 | 1/1/2032 | 12/31/2099 | TRUE | Solar |  | 2024 |  |  |  | REF | 0 | 0 | Real 2021 ¦ 12/22/2022 3:42:52 PM | 0 | Solar+Storage 3-1 2032 | 0 |  | 1 | Unit |  | PJM | 0 | 0 | 0.2965 | 0 | 0 | 0 | 0 | 0 | 0 | 0 | 0 | 0
3321 | Solar+Storage 3-1 2033 | ATC | 2024 | AEP-KPCO | 0 | 0 | 0 | 0 | 0 |  | 0 | 0 | 0 | 0 | 0 | 0 | 0 | 0 | -1 | 0 | 0 |  | 0 | 0 | 0 | 0 | 0 | 0 | 0 | 100 | 0 | 0 | 0 | 0 | 0 | -1 | 0 | 0 | 0 | 0 | 0 | 0 | 0 | 0 | 0 | 0 | 0 | 0 | 0 | 0 | 0 | 0 | 0 |  |  |  |  | 0 | 0 | 0 | 0 | 0 | 0 | 0 | 0 | 0 | 1/1/2033 | 12/31/2099 | TRUE | Solar |  | 2024 |  |  |  | REF | 0 | 0 | Real 2021 ¦ 12/22/2022 3:42:52 PM | 0 | Solar+Storage 3-1 2033 | 0 |  | 1 | Unit |  | PJM | 0 | 0 | 0.2965 | 0 | 0 | 0 | 0 | 0 | 0 | 0 | 0 | 0
3322 | Solar+Storage 3-1 2034 | ATC | 2024 | AEP-KPCO | 0 | 0 | 0 | 0 | 0 |  | 0 | 0 | 0 | 0 | 0 | 0 | 0 | 0 | -1 | 0 | 0 |  | 0 | 0 | 0 | 0 | 0 | 0 | 0 | 100 | 0 | 0 | 0 | 0 | 0 | -1 | 0 | 0 | 0 | 0 | 0 | 0 | 0 | 0 | 0 | 0 | 0 | 0 | 0 | 0 | 0 | 0 | 0 |  |  |  |  | 0 | 0 | 0 | 0 | 0 | 0 | 0 | 0 | 0 | 1/1/2034 | 12/31/2099 | TRUE | Solar |  | 2024 |  |  |  | REF | 0 | 0 | Real 2021 ¦ 12/22/2022 3:42:52 PM | 0 | Solar+Storage 3-1 2034 | 0 |  | 1 | Unit |  | PJM | 0 | 0 | 0.2965 | 0 | 0 | 0 | 0 | 0 | 0 | 0 | 0 | 0
3323 | Solar+Storage 3-1 2035 | ATC | 2024 | AEP-KPCO | 0 | 0 | 0 | 0 | 0 |  | 0 | 0 | 0 | 0 | 0 | 0 | 0 | 0 | -1 | 0 | 0 |  | 0 | 0 | 0 | 0 | 0 | 0 | 0 | 100 | 0 | 0 | 0 | 0 | 0 | -1 | 0 | 0 | 0 | 0 | 0 | 0 | 0 | 0 | 0 | 0 | 0 | 0 | 0 | 0 | 0 | 0 | 0 |  |  |  |  | 0 | 0 | 0 | 0 | 0 | 0 | 0 | 0 | 0 | 1/1/2035 | 12/31/2099 | TRUE | Solar |  | 2024 |  |  |  | REF | 0 | 0 | Real 2021 ¦ 12/22/2022 3:42:52 PM | 0 | Solar+Storage 3-1 2035 | 0 |  | 1 | Unit |  | PJM | 0 | 0 | 0.2965 | 0 | 0 | 0 | 0 | 0 | 0 | 0 | 0 | 0
3324 | Solar+Storage 3-1 2036 | ATC | 2024 | AEP-KPCO | 0 | 0 | 0 | 0 | 0 |  | 0 | 0 | 0 | 0 | 0 | 0 | 0 | 0 | -1 | 0 | 0 |  | 0 | 0 | 0 | 0 | 0 | 0 | 0 | 100 | 0 | 0 | 0 | 0 | 0 | -1 | 0 | 0 | 0 | 0 | 0 | 0 | 0 | 0 | 0 | 0 | 0 | 0 | 0 | 0 | 0 | 0 | 0 |  |  |  |  | 0 | 0 | 0 | 0 | 0 | 0 | 0 | 0 | 0 | 1/1/2036 | 12/31/2099 | TRUE | Solar |  | 2024 |  |  |  | REF | 0 | 0 | Real 2021 ¦ 12/22/2022 3:42:52 PM | 0 | Solar+Storage 3-1 2036 | 0 |  | 1 | Unit |  | PJM | 0 | 0 | 0.2965 | 0 | 0 | 0 | 0 | 0 | 0 | 0 | 0 | 0
3325 | Solar+Storage 3-1 2037 | ATC | 2024 | AEP-KPCO | 0 | 0 | 0 | 0 | 0 |  | 0 | 0 | 0 | 0 | 0 | 0 | 0 | 0 | -1 | 0 | 0 |  | 0 | 0 | 0 | 0 | 0 | 0 | 0 | 100 | 0 | 0 | 0 | 0 | 0 | -1 | 0 | 0 | 0 | 0 | 0 | 0 | 0 | 0 | 0 | 0 | 0 | 0 | 0 | 0 | 0 | 0 | 0 |  |  |  |  | 0 | 0 | 0 | 0 | 0 | 0 | 0 | 0 | 0 | 1/1/2037 | 12/31/2099 | TRUE | Solar |  | 2024 |  |  |  | REF | 0 | 0 | Real 2021 ¦ 12/22/2022 3:42:52 PM | 0 | Solar+Storage 3-1 2037 | 0 |  | 1 | Unit |  | PJM | 0 | 0 | 0.2965 | 0 | 0 | 0 | 0 | 0 | 0 | 0 | 0 | 0
3326 | Solar+Storage 3-1 2038 | ATC | 2024 | AEP-KPCO | 0 | 0 | 0 | 0 | 0 |  | 0 | 0 | 0 | 0 | 0 | 0 | 0 | 0 | -1 | 0 | 0 |  | 0 | 0 | 0 | 0 | 0 | 0 | 0 | 100 | 0 | 0 | 0 | 0 | 0 | -1 | 0 | 0 | 0 | 0 | 0 | 0 | 0 | 0 | 0 | 0 | 0 | 0 | 0 | 0 | 0 | 0 | 0 |  |  |  |  | 0 | 0 | 0 | 0 | 0 | 0 | 0 | 0 | 0 | 1/1/2038 | 12/31/2099 | TRUE | Solar |  | 2024 |  |  |  | REF | 0 | 0 | Real 2021 ¦ 12/22/2022 3:42:52 PM | 0 | Solar+Storage 3-1 2038 | 0 |  | 1 | Unit |  | PJM | 0 | 0 | 0.2965 | 0 | 0 | 0 | 0 | 0 | 0 | 0 | 0 | 0
3327 | Solar+Storage 3-1 2039 | ATC | 2024 | AEP-KPCO | 0 | 0 | 0 | 0 | 0 |  | 0 | 0 | 0 | 0 | 0 | 0 | 0 | 0 | -1 | 0 | 0 |  | 0 | 0 | 0 | 0 | 0 | 0 | 0 | 100 | 0 | 0 | 0 | 0 | 0 | -1 | 0 | 0 | 0 | 0 | 0 | 0 | 0 | 0 | 0 | 0 | 0 | 0 | 0 | 0 | 0 | 0 | 0 |  |  |  |  | 0 | 0 | 0 | 0 | 0 | 0 | 0 | 0 | 0 | 1/1/2039 | 12/31/2099 | TRUE | Solar |  | 2024 |  |  |  | REF | 0 | 0 | Real 2021 ¦ 12/22/2022 3:42:52 PM | 0 | Solar+Storage 3-1 2039 | 0 |  | 1 | Unit |  | PJM | 0 | 0 | 0.2965 | 0 | 0 | 0 | 0 | 0 | 0 | 0 | 0 | 0
3328 | Solar+Storage 3-1 2040 | ATC | 2024 | AEP-KPCO | 0 | 0 | 0 | 0 | 0 |  | 0 | 0 | 0 | 0 | 0 | 0 | 0 | 0 | -1 | 0 | 0 |  | 0 | 0 | 0 | 0 | 0 | 0 | 0 | 100 | 0 | 0 | 0 | 0 | 0 | -1 | 0 | 0 | 0 | 0 | 0 | 0 | 0 | 0 | 0 | 0 | 0 | 0 | 0 | 0 | 0 | 0 | 0 |  |  |  |  | 0 | 0 | 0 | 0 | 0 | 0 | 0 | 0 | 0 | 1/1/2040 | 12/31/2099 | TRUE | Solar |  | 2024 |  |  |  | REF | 0 | 0 | Real 2021 ¦ 12/22/2022 3:42:52 PM | 0 | Solar+Storage 3-1 2040 | 0 |  | 1 | Unit |  | PJM | 0 | 0 | 0.2965 | 0 | 0 | 0 | 0 | 0 | 0 | 0 | 0 | 0
3329 | Solar+Storage 3-1 2041 | ATC | 2024 | AEP-KPCO | 0 | 0 | 0 | 0 | 0 |  | 0 | 0 | 0 | 0 | 0 | 0 | 0 | 0 | -1 | 0 | 0 |  | 0 | 0 | 0 | 0 | 0 | 0 | 0 | 100 | 0 | 0 | 0 | 0 | 0 | -1 | 0 | 0 | 0 | 0 | 0 | 0 | 0 | 0 | 0 | 0 | 0 | 0 | 0 | 0 | 0 | 0 | 0 |  |  |  |  | 0 | 0 | 0 | 0 | 0 | 0 | 0 | 0 | 0 | 1/1/2041 | 12/31/2099 | TRUE | Solar |  | 2024 |  |  |  | REF | 0 | 0 | Real 2021 ¦ 12/22/2022 3:42:52 PM | 0 | Solar+Storage 3-1 2041 | 0 |  | 1 | Unit |  | PJM | 0 | 0 | 0.2965 | 0 | 0 | 0 | 0 | 0 | 0 | 0 | 0 | 0
3330 | Solar+Storage 3-1 2042 | ATC | 2024 | AEP-KPCO | 0 | 0 | 0 | 0 | 0 |  | 0 | 0 | 0 | 0 | 0 | 0 | 0 | 0 | -1 | 0 | 0 |  | 0 | 0 | 0 | 0 | 0 | 0 | 0 | 100 | 0 | 0 | 0 | 0 | 0 | -1 | 0 | 0 | 0 | 0 | 0 | 0 | 0 | 0 | 0 | 0 | 0 | 0 | 0 | 0 | 0 | 0 | 0 |  |  |  |  | 0 | 0 | 0 | 0 | 0 | 0 | 0 | 0 | 0 | 1/1/2042 | 12/31/2099 | TRUE | Solar |  | 2024 |  |  |  | REF | 0 | 0 | Real 2021 ¦ 12/22/2022 3:42:52 PM | 0 | Solar+Storage 3-1 2042 | 0 |  | 1 | Unit |  | PJM | 0 | 0 | 0.2965 | 0 | 0 | 0 | 0 | 0 | 0 | 0 | 0 | 0
3331 | Solar+Storage 3-1 2043 | ATC | 2024 | AEP-KPCO | 0 | 0 | 0 | 0 | 0 |  | 0 | 0 | 0 | 0 | 0 | 0 | 0 | 0 | -1 | 0 | 0 |  | 0 | 0 | 0 | 0 | 0 | 0 | 0 | 100 | 0 | 0 | 0 | 0 | 0 | -1 | 0 | 0 | 0 | 0 | 0 | 0 | 0 | 0 | 0 | 0 | 0 | 0 | 0 | 0 | 0 | 0 | 0 |  |  |  |  | 0 | 0 | 0 | 0 | 0 | 0 | 0 | 0 | 0 | 1/1/2043 | 12/31/2099 | TRUE | Solar |  | 2024 |  |  |  | REF | 0 | 0 | Real 2021 ¦ 12/22/2022 3:42:52 PM | 0 | Solar+Storage 3-1 2043 | 0 |  | 1 | Unit |  | PJM | 0 | 0 | 0.2965 | 0 | 0 | 0 | 0 | 0 | 0 | 0 | 0 | 0
3332 | DSM Resources | ATC | 2024 | AEP-KPCO | 0.057787 | 5.4 | 0 | 0 | 0 | 0 | 0 | 0 | 5.4 | 0 | 0 | 0 | 0 | 0 | -1 | 0 | 0 | 0 | 0 | 0 | 0.057787 | 507.6 | 507.6 | 0 | 0 | 0 | 0 | 30.063 | 30.063 | 0 | 0 | -1 | 0 | 0 | 92 | 0 | 0 | 0 | 0 | 0 | 0 | 0 | 0 | 30.063 | 0 | 0 | 0 | 0 | 0 | 0.010701 | 59.2258 | 0 | 59.2258 | 0 | 0 | 0 | 0 | 0 | 94 | 507.6 | 0 | 0 | 1/1/2022 | 12/31/2099 | TRUE | DSM_EE |  | 2024 |  |  |  | REF | 0 | 0 | Real 2021 ¦ 12/22/2022 3:42:52 PM | 0 | DSM Resources | 0 |  | 1 | Unit |  | PJM | 0 | 0 | 1 | 0 | 0 | 0 | 0 | 507.6 | 0 | 0 | 0 | 0
3333 | Tier 2 Area 1001 Solar 2023 | ATC | 2024 | AEP-KPCO | 11.4299 | 50 | 0 | -33.2222 | -34.8833 | -33.2222 | -33.2222 | 10421.1768 | 50 | 9676.0186 | 745.1583 | 0 | 0 | 0 | -1 | 0 | 0 | 0 | 0 | 0 | 11.4299 | 100400.4297 | 100400.4297 | 0 | 0 | 0 | 0 | 4938.5454 | 4938.5454 | 0 | 0 | -1 | 0 | 0 | 366 | 0 | 0 | 0 | 0 | 0 | 0 | 0 | 0 | -2147.1079 | -3335.5237 | 0 | -3335.5237 | 0 | 0 | 0.2286 | 49.1885 | 70.5739 | -21.3854 | 0 | 38.5701 | 0 | 0 | 0 | 4394 | 100400.4297 | 0 | 0 | 1/1/2023 | 12/31/2099 | TRUE | Solar |  | 2024 |  |  |  | REF | 0 | 0 | Real 2021 ¦ 12/22/2022 3:42:52 PM | 0 | Tier 2 Area 1001 Solar 2023 | 0 |  | 1 | Unit |  | PJM | 2.5 | 0 | 0.2965 | 0 | 0 | 0 | 0 | 100400.4297 | 0 | 0 | 0 | 0
3334 | Tier 2 Area 1001 Solar 2024 | ATC | 2024 | AEP-KPCO | 11.4299 | 50 | 0 | -33.2222 | -34.8833 | -33.2222 | -33.2222 | 9239.9629 | 50 | 8516.8828 | 723.0795 | 0 | 0 | 0 | -1 | 0 | 0 | 0 | 0 | 0 | 11.4299 | 100400.4297 | 100400.4297 | 0 | 0 | 0 | 0 | 4938.5454 | 4938.5454 | 0 | 0 | -1 | 0 | 0 | 366 | 0 | 0 | 0 | 0 | 0 | 0 | 0 | 0 | -965.8939 | -3335.5237 | 0 | -3335.5237 | 0 | 0 | 0.2286 | 49.1885 | 58.8089 | -9.6204 | 0 | 38.5701 | 0 | 0 | 0 | 4394 | 100400.4297 | 0 | 0 | 1/1/2024 | 12/31/2099 | TRUE | Solar |  | 2024 |  |  |  | REF | 0 | 0 | Real 2021 ¦ 12/22/2022 3:42:52 PM | 0 | Tier 2 Area 1001 Solar 2024 | 0 |  | 1 | Unit |  | PJM | 2.5 | 0 | 0.2965 | 0 | 0 | 0 | 0 | 100400.4297 | 0 | 0 | 0 | 0
3335 | Tier 2 Area 1001 Solar 2025 | ATC | 2024 | AEP-KPCO | 0 | 0 | 0 | 0 | 0 |  | 0 | 0 | 0 | 0 | 0 | 0 | 0 | 0 | -1 | 0 | 0 |  | 0 | 0 | 0 | 0 | 0 | 0 | 0 | 0 | 0 | 0 | 0 | 0 | 0 | -1 | 0 | 0 | 0 | 0 | 0 | 0 | 0 | 0 | 0 | 0 | 0 | 0 | 0 | 0 | 0 | 0 | 0 |  |  |  |  | 0 | 0 | 0 | 0 | 0 | 0 | 0 | 0 | 0 | 1/1/2025 | 12/31/2099 | TRUE | Solar |  | 2024 |  |  |  | REF | 0 | 0 | Real 2021 ¦ 12/22/2022 3:42:52 PM | 0 | Tier 2 Area 1001 Solar 2025 | 0 |  | 1 | Unit |  | PJM | 0 | 0 | 0.2965 | 0 | 0 | 0 | 0 | 0 | 0 | 0 | 0 | 0
3336 | Tier 2 Area 1001 Solar 2026 | ATC | 2024 | AEP-KPCO | 0 | 0 | 0 | 0 | 0 |  | 0 | 0 | 0 | 0 | 0 | 0 | 0 | 0 | -1 | 0 | 0 |  | 0 | 0 | 0 | 0 | 0 | 0 | 0 | 0 | 0 | 0 | 0 | 0 | 0 | -1 | 0 | 0 | 0 | 0 | 0 | 0 | 0 | 0 | 0 | 0 | 0 | 0 | 0 | 0 | 0 | 0 | 0 |  |  |  |  | 0 | 0 | 0 | 0 | 0 | 0 | 0 | 0 | 0 | 1/1/2026 | 12/31/2099 | TRUE | Solar |  | 2024 |  |  |  | REF | 0 | 0 | Real 2021 ¦ 12/22/2022 3:42:52 PM | 0 | Tier 2 Area 1001 Solar 2026 | 0 |  | 1 | Unit |  | PJM | 0 | 0 | 0.2965 | 0 | 0 | 0 | 0 | 0 | 0 | 0 | 0 | 0
3337 | Tier 2 Area 1001 Solar 2027 | ATC | 2024 | AEP-KPCO | 0 | 0 | 0 | 0 | 0 |  | 0 | 0 | 0 | 0 | 0 | 0 | 0 | 0 | -1 | 0 | 0 |  | 0 | 0 | 0 | 0 | 0 | 0 | 0 | 0 | 0 | 0 | 0 | 0 | 0 | -1 | 0 | 0 | 0 | 0 | 0 | 0 | 0 | 0 | 0 | 0 | 0 | 0 | 0 | 0 | 0 | 0 | 0 |  |  |  |  | 0 | 0 | 0 | 0 | 0 | 0 | 0 | 0 | 0 | 1/1/2027 | 12/31/2099 | TRUE | Solar |  | 2024 |  |  |  | REF | 0 | 0 | Real 2021 ¦ 12/22/2022 3:42:52 PM | 0 | Tier 2 Area 1001 Solar 2027 | 0 |  | 1 | Unit |  | PJM | 0 | 0 | 0.2965 | 0 | 0 | 0 | 0 | 0 | 0 | 0 | 0 | 0
3338 | Tier 2 Area 1001 Solar 2028 | ATC | 2024 | AEP-KPCO | 0 | 0 | 0 | 0 | 0 |  | 0 | 0 | 0 | 0 | 0 | 0 | 0 | 0 | -1 | 0 | 0 |  | 0 | 0 | 0 | 0 | 0 | 0 | 0 | 0 | 0 | 0 | 0 | 0 | 0 | -1 | 0 | 0 | 0 | 0 | 0 | 0 | 0 | 0 | 0 | 0 | 0 | 0 | 0 | 0 | 0 | 0 | 0 |  |  |  |  | 0 | 0 | 0 | 0 | 0 | 0 | 0 | 0 | 0 | 1/1/2028 | 12/31/2099 | TRUE | Solar |  | 2024 |  |  |  | REF | 0 | 0 | Real 2021 ¦ 12/22/2022 3:42:52 PM | 0 | Tier 2 Area 1001 Solar 2028 | 0 |  | 1 | Unit |  | PJM | 0 | 0 | 0.2965 | 0 | 0 | 0 | 0 | 0 | 0 | 0 | 0 | 0
3339 | Tier 2 Area 1001 Solar 2029 | ATC | 2024 | AEP-KPCO | 0 | 0 | 0 | 0 | 0 |  | 0 | 0 | 0 | 0 | 0 | 0 | 0 | 0 | -1 | 0 | 0 |  | 0 | 0 | 0 | 0 | 0 | 0 | 0 | 0 | 0 | 0 | 0 | 0 | 0 | -1 | 0 | 0 | 0 | 0 | 0 | 0 | 0 | 0 | 0 | 0 | 0 | 0 | 0 | 0 | 0 | 0 | 0 |  |  |  |  | 0 | 0 | 0 | 0 | 0 | 0 | 0 | 0 | 0 | 1/1/2029 | 12/31/2099 | TRUE | Solar |  | 2024 |  |  |  | REF | 0 | 0 | Real 2021 ¦ 12/22/2022 3:42:52 PM | 0 | Tier 2 Area 1001 Solar 2029 | 0 |  | 1 | Unit |  | PJM | 0 | 0 | 0.2965 | 0 | 0 | 0 | 0 | 0 | 0 | 0 | 0 | 0
3340 | Tier 2 Area 1001 Solar 2030 | ATC | 2024 | AEP-KPCO | 0 | 0 | 0 | 0 | 0 |  | 0 | 0 | 0 | 0 | 0 | 0 | 0 | 0 | -1 | 0 | 0 |  | 0 | 0 | 0 | 0 | 0 | 0 | 0 | 0 | 0 | 0 | 0 | 0 | 0 | -1 | 0 | 0 | 0 | 0 | 0 | 0 | 0 | 0 | 0 | 0 | 0 | 0 | 0 | 0 | 0 | 0 | 0 |  |  |  |  | 0 | 0 | 0 | 0 | 0 | 0 | 0 | 0 | 0 | 1/1/2030 | 12/31/2099 | TRUE | Solar |  | 2024 |  |  |  | REF | 0 | 0 | Real 2021 ¦ 12/22/2022 3:42:52 PM | 0 | Tier 2 Area 1001 Solar 2030 | 0 |  | 1 | Unit |  | PJM | 0 | 0 | 0.2965 | 0 | 0 | 0 | 0 | 0 | 0 | 0 | 0 | 0
3341 | Tier 2 Area 1001 Solar 2031 | ATC | 2024 | AEP-KPCO | 0 | 0 | 0 | 0 | 0 |  | 0 | 0 | 0 | 0 | 0 | 0 | 0 | 0 | -1 | 0 | 0 |  | 0 | 0 | 0 | 0 | 0 | 0 | 0 | 0 | 0 | 0 | 0 | 0 | 0 | -1 | 0 | 0 | 0 | 0 | 0 | 0 | 0 | 0 | 0 | 0 | 0 | 0 | 0 | 0 | 0 | 0 | 0 |  |  |  |  | 0 | 0 | 0 | 0 | 0 | 0 | 0 | 0 | 0 | 1/1/2031 | 12/31/2099 | TRUE | Solar |  | 2024 |  |  |  | REF | 0 | 0 | Real 2021 ¦ 12/22/2022 3:42:52 PM | 0 | Tier 2 Area 1001 Solar 2031 | 0 |  | 1 | Unit |  | PJM | 0 | 0 | 0.2965 | 0 | 0 | 0 | 0 | 0 | 0 | 0 | 0 | 0
3342 | Tier 2 Area 1001 Solar 2032 | ATC | 2024 | AEP-KPCO | 0 | 0 | 0 | 0 | 0 |  | 0 | 0 | 0 | 0 | 0 | 0 | 0 | 0 | -1 | 0 | 0 |  | 0 | 0 | 0 | 0 | 0 | 0 | 0 | 0 | 0 | 0 | 0 | 0 | 0 | -1 | 0 | 0 | 0 | 0 | 0 | 0 | 0 | 0 | 0 | 0 | 0 | 0 | 0 | 0 | 0 | 0 | 0 |  |  |  |  | 0 | 0 | 0 | 0 | 0 | 0 | 0 | 0 | 0 | 1/1/2032 | 12/31/2099 | TRUE | Solar |  | 2024 |  |  |  | REF | 0 | 0 | Real 2021 ¦ 12/22/2022 3:42:52 PM | 0 | Tier 2 Area 1001 Solar 2032 | 0 |  | 1 | Unit |  | PJM | 0 | 0 | 0.2965 | 0 | 0 | 0 | 0 | 0 | 0 | 0 | 0 | 0
3343 | Tier 2 Area 1001 Solar 2033 | ATC | 2024 | AEP-KPCO | 0 | 0 | 0 | 0 | 0 |  | 0 | 0 | 0 | 0 | 0 | 0 | 0 | 0 | -1 | 0 | 0 |  | 0 | 0 | 0 | 0 | 0 | 0 | 0 | 0 | 0 | 0 | 0 | 0 | 0 | -1 | 0 | 0 | 0 | 0 | 0 | 0 | 0 | 0 | 0 | 0 | 0 | 0 | 0 | 0 | 0 | 0 | 0 |  |  |  |  | 0 | 0 | 0 | 0 | 0 | 0 | 0 | 0 | 0 | 1/1/2033 | 12/31/2099 | TRUE | Solar |  | 2024 |  |  |  | REF | 0 | 0 | Real 2021 ¦ 12/22/2022 3:42:52 PM | 0 | Tier 2 Area 1001 Solar 2033 | 0 |  | 1 | Unit |  | PJM | 0 | 0 | 0.2965 | 0 | 0 | 0 | 0 | 0 | 0 | 0 | 0 | 0
3344 | Tier 2 Area 1001 Solar 2034 | ATC | 2024 | AEP-KPCO | 0 | 0 | 0 | 0 | 0 |  | 0 | 0 | 0 | 0 | 0 | 0 | 0 | 0 | -1 | 0 | 0 |  | 0 | 0 | 0 | 0 | 0 | 0 | 0 | 0 | 0 | 0 | 0 | 0 | 0 | -1 | 0 | 0 | 0 | 0 | 0 | 0 | 0 | 0 | 0 | 0 | 0 | 0 | 0 | 0 | 0 | 0 | 0 |  |  |  |  | 0 | 0 | 0 | 0 | 0 | 0 | 0 | 0 | 0 | 1/1/2034 | 12/31/2099 | TRUE | Solar |  | 2024 |  |  |  | REF | 0 | 0 | Real 2021 ¦ 12/22/2022 3:42:52 PM | 0 | Tier 2 Area 1001 Solar 2034 | 0 |  | 1 | Unit |  | PJM | 0 | 0 | 0.2965 | 0 | 0 | 0 | 0 | 0 | 0 | 0 | 0 | 0
3345 | Tier 2 Area 1001 Solar 2035 | ATC | 2024 | AEP-KPCO | 0 | 0 | 0 | 0 | 0 |  | 0 | 0 | 0 | 0 | 0 | 0 | 0 | 0 | -1 | 0 | 0 |  | 0 | 0 | 0 | 0 | 0 | 0 | 0 | 0 | 0 | 0 | 0 | 0 | 0 | -1 | 0 | 0 | 0 | 0 | 0 | 0 | 0 | 0 | 0 | 0 | 0 | 0 | 0 | 0 | 0 | 0 | 0 |  |  |  |  | 0 | 0 | 0 | 0 | 0 | 0 | 0 | 0 | 0 | 1/1/2035 | 12/31/2099 | TRUE | Solar |  | 2024 |  |  |  | REF | 0 | 0 | Real 2021 ¦ 12/22/2022 3:42:52 PM | 0 | Tier 2 Area 1001 Solar 2035 | 0 |  | 1 | Unit |  | PJM | 0 | 0 | 0.2965 | 0 | 0 | 0 | 0 | 0 | 0 | 0 | 0 | 0
3346 | Tier 2 Area 1001 Solar 2036 | ATC | 2024 | AEP-KPCO | 0 | 0 | 0 | 0 | 0 |  | 0 | 0 | 0 | 0 | 0 | 0 | 0 | 0 | -1 | 0 | 0 |  | 0 | 0 | 0 | 0 | 0 | 0 | 0 | 0 | 0 | 0 | 0 | 0 | 0 | -1 | 0 | 0 | 0 | 0 | 0 | 0 | 0 | 0 | 0 | 0 | 0 | 0 | 0 | 0 | 0 | 0 | 0 |  |  |  |  | 0 | 0 | 0 | 0 | 0 | 0 | 0 | 0 | 0 | 1/1/2036 | 12/31/2099 | TRUE | Solar |  | 2024 |  |  |  | REF | 0 | 0 | Real 2021 ¦ 12/22/2022 3:42:52 PM | 0 | Tier 2 Area 1001 Solar 2036 | 0 |  | 1 | Unit |  | PJM | 0 | 0 | 0.2965 | 0 | 0 | 0 | 0 | 0 | 0 | 0 | 0 | 0
3347 | Tier 2 Area 1001 Solar 2037 | ATC | 2024 | AEP-KPCO | 0 | 0 | 0 | 0 | 0 |  | 0 | 0 | 0 | 0 | 0 | 0 | 0 | 0 | -1 | 0 | 0 |  | 0 | 0 | 0 | 0 | 0 | 0 | 0 | 0 | 0 | 0 | 0 | 0 | 0 | -1 | 0 | 0 | 0 | 0 | 0 | 0 | 0 | 0 | 0 | 0 | 0 | 0 | 0 | 0 | 0 | 0 | 0 |  |  |  |  | 0 | 0 | 0 | 0 | 0 | 0 | 0 | 0 | 0 | 1/1/2037 | 12/31/2099 | TRUE | Solar |  | 2024 |  |  |  | REF | 0 | 0 | Real 2021 ¦ 12/22/2022 3:42:52 PM | 0 | Tier 2 Area 1001 Solar 2037 | 0 |  | 1 | Unit |  | PJM | 0 | 0 | 0.2965 | 0 | 0 | 0 | 0 | 0 | 0 | 0 | 0 | 0
3348 | Tier 2 Area 1001 Solar 2038 | ATC | 2024 | AEP-KPCO | 0 | 0 | 0 | 0 | 0 |  | 0 | 0 | 0 | 0 | 0 | 0 | 0 | 0 | -1 | 0 | 0 |  | 0 | 0 | 0 | 0 | 0 | 0 | 0 | 0 | 0 | 0 | 0 | 0 | 0 | -1 | 0 | 0 | 0 | 0 | 0 | 0 | 0 | 0 | 0 | 0 | 0 | 0 | 0 | 0 | 0 | 0 | 0 |  |  |  |  | 0 | 0 | 0 | 0 | 0 | 0 | 0 | 0 | 0 | 1/1/2038 | 12/31/2099 | TRUE | Solar |  | 2024 |  |  |  | REF | 0 | 0 | Real 2021 ¦ 12/22/2022 3:42:52 PM | 0 | Tier 2 Area 1001 Solar 2038 | 0 |  | 1 | Unit |  | PJM | 0 | 0 | 0.2965 | 0 | 0 | 0 | 0 | 0 | 0 | 0 | 0 | 0
3349 | Tier 2 Area 1001 Solar 2039 | ATC | 2024 | AEP-KPCO | 0 | 0 | 0 | 0 | 0 |  | 0 | 0 | 0 | 0 | 0 | 0 | 0 | 0 | -1 | 0 | 0 |  | 0 | 0 | 0 | 0 | 0 | 0 | 0 | 0 | 0 | 0 | 0 | 0 | 0 | -1 | 0 | 0 | 0 | 0 | 0 | 0 | 0 | 0 | 0 | 0 | 0 | 0 | 0 | 0 | 0 | 0 | 0 |  |  |  |  | 0 | 0 | 0 | 0 | 0 | 0 | 0 | 0 | 0 | 1/1/2039 | 12/31/2099 | TRUE | Solar |  | 2024 |  |  |  | REF | 0 | 0 | Real 2021 ¦ 12/22/2022 3:42:52 PM | 0 | Tier 2 Area 1001 Solar 2039 | 0 |  | 1 | Unit |  | PJM | 0 | 0 | 0.2965 | 0 | 0 | 0 | 0 | 0 | 0 | 0 | 0 | 0
3350 | Tier 2 Area 1001 Solar 2040 | ATC | 2024 | AEP-KPCO | 0 | 0 | 0 | 0 | 0 |  | 0 | 0 | 0 | 0 | 0 | 0 | 0 | 0 | -1 | 0 | 0 |  | 0 | 0 | 0 | 0 | 0 | 0 | 0 | 0 | 0 | 0 | 0 | 0 | 0 | -1 | 0 | 0 | 0 | 0 | 0 | 0 | 0 | 0 | 0 | 0 | 0 | 0 | 0 | 0 | 0 | 0 | 0 |  |  |  |  | 0 | 0 | 0 | 0 | 0 | 0 | 0 | 0 | 0 | 1/1/2040 | 12/31/2099 | TRUE | Solar |  | 2024 |  |  |  | REF | 0 | 0 | Real 2021 ¦ 12/22/2022 3:42:52 PM | 0 | Tier 2 Area 1001 Solar 2040 | 0 |  | 1 | Unit |  | PJM | 0 | 0 | 0.2965 | 0 | 0 | 0 | 0 | 0 | 0 | 0 | 0 | 0
3351 | Tier 2 Area 1001 Solar 2041 | ATC | 2024 | AEP-KPCO | 0 | 0 | 0 | 0 | 0 |  | 0 | 0 | 0 | 0 | 0 | 0 | 0 | 0 | -1 | 0 | 0 |  | 0 | 0 | 0 | 0 | 0 | 0 | 0 | 0 | 0 | 0 | 0 | 0 | 0 | -1 | 0 | 0 | 0 | 0 | 0 | 0 | 0 | 0 | 0 | 0 | 0 | 0 | 0 | 0 | 0 | 0 | 0 |  |  |  |  | 0 | 0 | 0 | 0 | 0 | 0 | 0 | 0 | 0 | 1/1/2041 | 12/31/2099 | TRUE | Solar |  | 2024 |  |  |  | REF | 0 | 0 | Real 2021 ¦ 12/22/2022 3:42:52 PM | 0 | Tier 2 Area 1001 Solar 2041 | 0 |  | 1 | Unit |  | PJM | 0 | 0 | 0.2965 | 0 | 0 | 0 | 0 | 0 | 0 | 0 | 0 | 0
3352 | Tier 2 Area 1001 Solar 2042 | ATC | 2024 | AEP-KPCO | 0 | 0 | 0 | 0 | 0 |  | 0 | 0 | 0 | 0 | 0 | 0 | 0 | 0 | -1 | 0 | 0 |  | 0 | 0 | 0 | 0 | 0 | 0 | 0 | 0 | 0 | 0 | 0 | 0 | 0 | -1 | 0 | 0 | 0 | 0 | 0 | 0 | 0 | 0 | 0 | 0 | 0 | 0 | 0 | 0 | 0 | 0 | 0 |  |  |  |  | 0 | 0 | 0 | 0 | 0 | 0 | 0 | 0 | 0 | 1/1/2042 | 12/31/2099 | TRUE | Solar |  | 2024 |  |  |  | REF | 0 | 0 | Real 2021 ¦ 12/22/2022 3:42:52 PM | 0 | Tier 2 Area 1001 Solar 2042 | 0 |  | 1 | Unit |  | PJM | 0 | 0 | 0.2965 | 0 | 0 | 0 | 0 | 0 | 0 | 0 | 0 | 0
3353 | Tier 2 Area 1001 Solar 2043 | ATC | 2024 | AEP-KPCO | 0 | 0 | 0 | 0 | 0 |  | 0 | 0 | 0 | 0 | 0 | 0 | 0 | 0 | -1 | 0 | 0 |  | 0 | 0 | 0 | 0 | 0 | 0 | 0 | 0 | 0 | 0 | 0 | 0 | 0 | -1 | 0 | 0 | 0 | 0 | 0 | 0 | 0 | 0 | 0 | 0 | 0 | 0 | 0 | 0 | 0 | 0 | 0 |  |  |  |  | 0 | 0 | 0 | 0 | 0 | 0 | 0 | 0 | 0 | 1/1/2043 | 12/31/2099 | TRUE | Solar |  | 2024 |  |  |  | REF | 0 | 0 | Real 2021 ¦ 12/22/2022 3:42:52 PM | 0 | Tier 2 Area 1001 Solar 2043 | 0 |  | 1 | Unit |  | PJM | 0 | 0 | 0.2965 | 0 | 0 | 0 | 0 | 0 | 0 | 0 | 0 | 0
3354 | Tier 2 Area 1001 Wind 2024 | ATC | 2024 | AEP-KPCO | 34.9152 | 100 | 0 | -33.2222 | -34.8833 | -33.2222 | -33.2222 | 21775.1816 | 100 | 19004.2969 | 2770.885 | 0 | 0 | 0 | -1 | 0 | 0 | 0 | 0 | 0 | 34.9152 | 306695.0625 | 306695.0625 | 0 | 0 | 0 | 0 | 14837.4209 | 14837.4209 | 0 | 0 | -1 | 0 | 0 | 1 | 0 | 0 | 0 | 0 | 0 | 0 | 0 | 0 | 3251.3259 | -10189.0869 | 0 | -10189.0869 | 0 | 0 | 0.34915 | 48.3784 | 37.7772 | 10.6012 | 0 | 65.0848 | 0 | 0 | 0 | 8784 | 306695.0625 | 0 | 0 | 1/1/2024 | 12/31/2099 | TRUE | Wind |  | 2024 |  |  |  | REF | 0 | 0 | Real 2021 ¦ 12/22/2022 3:42:52 PM | 0 | Tier 2 Area 1001 Wind 2024 | 0 |  | 1 | Unit |  | PJM | 13 | 0 | 0.13 | 0 | 0 | 0 | 0 | 306695.0625 | 0 | 0 | 0 | 0
3355 | Tier 2 Area 1001 Wind 2025 | ATC | 2024 | AEP-KPCO | 0 | 0 | 0 | 0 | 0 |  | 0 | 0 | 0 | 0 | 0 | 0 | 0 | 0 | -1 | 0 | 0 |  | 0 | 0 | 0 | 0 | 0 | 0 | 0 | 0 | 0 | 0 | 0 | 0 | 0 | -1 | 0 | 0 | 0 | 0 | 0 | 0 | 0 | 0 | 0 | 0 | 0 | 0 | 0 | 0 | 0 | 0 | 0 |  |  |  |  | 0 | 0 | 0 | 0 | 0 | 0 | 0 | 0 | 0 | 1/1/2025 | 12/31/2099 | TRUE | Wind |  | 2024 |  |  |  | REF | 0 | 0 | Real 2021 ¦ 12/22/2022 3:42:52 PM | 0 | Tier 2 Area 1001 Wind 2025 | 0 |  | 1 | Unit |  | PJM | 0 | 0 | 0.13 | 0 | 0 | 0 | 0 | 0 | 0 | 0 | 0 | 0
3356 | Tier 2 Area 1001 Wind 2026 | ATC | 2024 | AEP-KPCO | 0 | 0 | 0 | 0 | 0 |  | 0 | 0 | 0 | 0 | 0 | 0 | 0 | 0 | -1 | 0 | 0 |  | 0 | 0 | 0 | 0 | 0 | 0 | 0 | 0 | 0 | 0 | 0 | 0 | 0 | -1 | 0 | 0 | 0 | 0 | 0 | 0 | 0 | 0 | 0 | 0 | 0 | 0 | 0 | 0 | 0 | 0 | 0 |  |  |  |  | 0 | 0 | 0 | 0 | 0 | 0 | 0 | 0 | 0 | 1/1/2026 | 12/31/2099 | TRUE | Wind |  | 2024 |  |  |  | REF | 0 | 0 | Real 2021 ¦ 12/22/2022 3:42:52 PM | 0 | Tier 2 Area 1001 Wind 2026 | 0 |  | 1 | Unit |  | PJM | 0 | 0 | 0.13 | 0 | 0 | 0 | 0 | 0 | 0 | 0 | 0 | 0
3357 | Tier 2 Area 1001 Wind 2027 | ATC | 2024 | AEP-KPCO | 0 | 0 | 0 | 0 | 0 |  | 0 | 0 | 0 | 0 | 0 | 0 | 0 | 0 | -1 | 0 | 0 |  | 0 | 0 | 0 | 0 | 0 | 0 | 0 | 0 | 0 | 0 | 0 | 0 | 0 | -1 | 0 | 0 | 0 | 0 | 0 | 0 | 0 | 0 | 0 | 0 | 0 | 0 | 0 | 0 | 0 | 0 | 0 |  |  |  |  | 0 | 0 | 0 | 0 | 0 | 0 | 0 | 0 | 0 | 1/1/2027 | 12/31/2099 | TRUE | Wind |  | 2024 |  |  |  | REF | 0 | 0 | Real 2021 ¦ 12/22/2022 3:42:52 PM | 0 | Tier 2 Area 1001 Wind 2027 | 0 |  | 1 | Unit |  | PJM | 0 | 0 | 0.13 | 0 | 0 | 0 | 0 | 0 | 0 | 0 | 0 | 0
3358 | Tier 2 Area 1001 Wind 2028 | ATC | 2024 | AEP-KPCO | 0 | 0 | 0 | 0 | 0 |  | 0 | 0 | 0 | 0 | 0 | 0 | 0 | 0 | -1 | 0 | 0 |  | 0 | 0 | 0 | 0 | 0 | 0 | 0 | 0 | 0 | 0 | 0 | 0 | 0 | -1 | 0 | 0 | 0 | 0 | 0 | 0 | 0 | 0 | 0 | 0 | 0 | 0 | 0 | 0 | 0 | 0 | 0 |  |  |  |  | 0 | 0 | 0 | 0 | 0 | 0 | 0 | 0 | 0 | 1/1/2028 | 12/31/2099 | TRUE | Wind |  | 2024 |  |  |  | REF | 0 | 0 | Real 2021 ¦ 12/22/2022 3:42:52 PM | 0 | Tier 2 Area 1001 Wind 2028 | 0 |  | 1 | Unit |  | PJM | 0 | 0 | 0.13 | 0 | 0 | 0 | 0 | 0 | 0 | 0 | 0 | 0
3359 | Tier 2 Area 1001 Wind 2029 | ATC | 2024 | AEP-KPCO | 0 | 0 | 0 | 0 | 0 |  | 0 | 0 | 0 | 0 | 0 | 0 | 0 | 0 | -1 | 0 | 0 |  | 0 | 0 | 0 | 0 | 0 | 0 | 0 | 0 | 0 | 0 | 0 | 0 | 0 | -1 | 0 | 0 | 0 | 0 | 0 | 0 | 0 | 0 | 0 | 0 | 0 | 0 | 0 | 0 | 0 | 0 | 0 |  |  |  |  | 0 | 0 | 0 | 0 | 0 | 0 | 0 | 0 | 0 | 1/1/2029 | 12/31/2099 | TRUE | Wind |  | 2024 |  |  |  | REF | 0 | 0 | Real 2021 ¦ 12/22/2022 3:42:52 PM | 0 | Tier 2 Area 1001 Wind 2029 | 0 |  | 1 | Unit |  | PJM | 0 | 0 | 0.13 | 0 | 0 | 0 | 0 | 0 | 0 | 0 | 0 | 0
3360 | Tier 2 Area 1001 Wind 2030 | ATC | 2024 | AEP-KPCO | 0 | 0 | 0 | 0 | 0 |  | 0 | 0 | 0 | 0 | 0 | 0 | 0 | 0 | -1 | 0 | 0 |  | 0 | 0 | 0 | 0 | 0 | 0 | 0 | 0 | 0 | 0 | 0 | 0 | 0 | -1 | 0 | 0 | 0 | 0 | 0 | 0 | 0 | 0 | 0 | 0 | 0 | 0 | 0 | 0 | 0 | 0 | 0 |  |  |  |  | 0 | 0 | 0 | 0 | 0 | 0 | 0 | 0 | 0 | 1/1/2030 | 12/31/2099 | TRUE | Wind |  | 2024 |  |  |  | REF | 0 | 0 | Real 2021 ¦ 12/22/2022 3:42:52 PM | 0 | Tier 2 Area 1001 Wind 2030 | 0 |  | 1 | Unit |  | PJM | 0 | 0 | 0.13 | 0 | 0 | 0 | 0 | 0 | 0 | 0 | 0 | 0
3361 | Tier 2 Area 1001 Wind 2031 | ATC | 2024 | AEP-KPCO | 0 | 0 | 0 | 0 | 0 |  | 0 | 0 | 0 | 0 | 0 | 0 | 0 | 0 | -1 | 0 | 0 |  | 0 | 0 | 0 | 0 | 0 | 0 | 0 | 0 | 0 | 0 | 0 | 0 | 0 | -1 | 0 | 0 | 0 | 0 | 0 | 0 | 0 | 0 | 0 | 0 | 0 | 0 | 0 | 0 | 0 | 0 | 0 |  |  |  |  | 0 | 0 | 0 | 0 | 0 | 0 | 0 | 0 | 0 | 1/1/2031 | 12/31/2099 | TRUE | Wind |  | 2024 |  |  |  | REF | 0 | 0 | Real 2021 ¦ 12/22/2022 3:42:52 PM | 0 | Tier 2 Area 1001 Wind 2031 | 0 |  | 1 | Unit |  | PJM | 0 | 0 | 0.13 | 0 | 0 | 0 | 0 | 0 | 0 | 0 | 0 | 0
3362 | Tier 2 Area 1001 Wind 2032 | ATC | 2024 | AEP-KPCO | 0 | 0 | 0 | 0 | 0 |  | 0 | 0 | 0 | 0 | 0 | 0 | 0 | 0 | -1 | 0 | 0 |  | 0 | 0 | 0 | 0 | 0 | 0 | 0 | 0 | 0 | 0 | 0 | 0 | 0 | -1 | 0 | 0 | 0 | 0 | 0 | 0 | 0 | 0 | 0 | 0 | 0 | 0 | 0 | 0 | 0 | 0 | 0 |  |  |  |  | 0 | 0 | 0 | 0 | 0 | 0 | 0 | 0 | 0 | 1/1/2032 | 12/31/2099 | TRUE | Wind |  | 2024 |  |  |  | REF | 0 | 0 | Real 2021 ¦ 12/22/2022 3:42:52 PM | 0 | Tier 2 Area 1001 Wind 2032 | 0 |  | 1 | Unit |  | PJM | 0 | 0 | 0.13 | 0 | 0 | 0 | 0 | 0 | 0 | 0 | 0 | 0
3363 | Tier 2 Area 1001 Wind 2033 | ATC | 2024 | AEP-KPCO | 0 | 0 | 0 | 0 | 0 |  | 0 | 0 | 0 | 0 | 0 | 0 | 0 | 0 | -1 | 0 | 0 |  | 0 | 0 | 0 | 0 | 0 | 0 | 0 | 0 | 0 | 0 | 0 | 0 | 0 | -1 | 0 | 0 | 0 | 0 | 0 | 0 | 0 | 0 | 0 | 0 | 0 | 0 | 0 | 0 | 0 | 0 | 0 |  |  |  |  | 0 | 0 | 0 | 0 | 0 | 0 | 0 | 0 | 0 | 1/1/2033 | 12/31/2099 | TRUE | Wind |  | 2024 |  |  |  | REF | 0 | 0 | Real 2021 ¦ 12/22/2022 3:42:52 PM | 0 | Tier 2 Area 1001 Wind 2033 | 0 |  | 1 | Unit |  | PJM | 0 | 0 | 0.13 | 0 | 0 | 0 | 0 | 0 | 0 | 0 | 0 | 0
3364 | Tier 2 Area 1001 Wind 2034 | ATC | 2024 | AEP-KPCO | 0 | 0 | 0 | 0 | 0 |  | 0 | 0 | 0 | 0 | 0 | 0 | 0 | 0 | -1 | 0 | 0 |  | 0 | 0 | 0 | 0 | 0 | 0 | 0 | 0 | 0 | 0 | 0 | 0 | 0 | -1 | 0 | 0 | 0 | 0 | 0 | 0 | 0 | 0 | 0 | 0 | 0 | 0 | 0 | 0 | 0 | 0 | 0 |  |  |  |  | 0 | 0 | 0 | 0 | 0 | 0 | 0 | 0 | 0 | 1/1/2034 | 12/31/2099 | TRUE | Wind |  | 2024 |  |  |  | REF | 0 | 0 | Real 2021 ¦ 12/22/2022 3:42:52 PM | 0 | Tier 2 Area 1001 Wind 2034 | 0 |  | 1 | Unit |  | PJM | 0 | 0 | 0.13 | 0 | 0 | 0 | 0 | 0 | 0 | 0 | 0 | 0
3365 | Tier 2 Area 1001 Wind 2035 | ATC | 2024 | AEP-KPCO | 0 | 0 | 0 | 0 | 0 |  | 0 | 0 | 0 | 0 | 0 | 0 | 0 | 0 | -1 | 0 | 0 |  | 0 | 0 | 0 | 0 | 0 | 0 | 0 | 0 | 0 | 0 | 0 | 0 | 0 | -1 | 0 | 0 | 0 | 0 | 0 | 0 | 0 | 0 | 0 | 0 | 0 | 0 | 0 | 0 | 0 | 0 | 0 |  |  |  |  | 0 | 0 | 0 | 0 | 0 | 0 | 0 | 0 | 0 | 1/1/2035 | 12/31/2099 | TRUE | Wind |  | 2024 |  |  |  | REF | 0 | 0 | Real 2021 ¦ 12/22/2022 3:42:52 PM | 0 | Tier 2 Area 1001 Wind 2035 | 0 |  | 1 | Unit |  | PJM | 0 | 0 | 0.13 | 0 | 0 | 0 | 0 | 0 | 0 | 0 | 0 | 0
3366 | Tier 2 Area 1001 Wind 2036 | ATC | 2024 | AEP-KPCO | 0 | 0 | 0 | 0 | 0 |  | 0 | 0 | 0 | 0 | 0 | 0 | 0 | 0 | -1 | 0 | 0 |  | 0 | 0 | 0 | 0 | 0 | 0 | 0 | 0 | 0 | 0 | 0 | 0 | 0 | -1 | 0 | 0 | 0 | 0 | 0 | 0 | 0 | 0 | 0 | 0 | 0 | 0 | 0 | 0 | 0 | 0 | 0 |  |  |  |  | 0 | 0 | 0 | 0 | 0 | 0 | 0 | 0 | 0 | 1/1/2036 | 12/31/2099 | TRUE | Wind |  | 2024 |  |  |  | REF | 0 | 0 | Real 2021 ¦ 12/22/2022 3:42:52 PM | 0 | Tier 2 Area 1001 Wind 2036 | 0 |  | 1 | Unit |  | PJM | 0 | 0 | 0.13 | 0 | 0 | 0 | 0 | 0 | 0 | 0 | 0 | 0
3367 | Tier 2 Area 1001 Wind 2037 | ATC | 2024 | AEP-KPCO | 0 | 0 | 0 | 0 | 0 |  | 0 | 0 | 0 | 0 | 0 | 0 | 0 | 0 | -1 | 0 | 0 |  | 0 | 0 | 0 | 0 | 0 | 0 | 0 | 0 | 0 | 0 | 0 | 0 | 0 | -1 | 0 | 0 | 0 | 0 | 0 | 0 | 0 | 0 | 0 | 0 | 0 | 0 | 0 | 0 | 0 | 0 | 0 |  |  |  |  | 0 | 0 | 0 | 0 | 0 | 0 | 0 | 0 | 0 | 1/1/2037 | 12/31/2099 | TRUE | Wind |  | 2024 |  |  |  | REF | 0 | 0 | Real 2021 ¦ 12/22/2022 3:42:52 PM | 0 | Tier 2 Area 1001 Wind 2037 | 0 |  | 1 | Unit |  | PJM | 0 | 0 | 0.13 | 0 | 0 | 0 | 0 | 0 | 0 | 0 | 0 | 0
3368 | Tier 2 Area 1001 Wind 2038 | ATC | 2024 | AEP-KPCO | 0 | 0 | 0 | 0 | 0 |  | 0 | 0 | 0 | 0 | 0 | 0 | 0 | 0 | -1 | 0 | 0 |  | 0 | 0 | 0 | 0 | 0 | 0 | 0 | 0 | 0 | 0 | 0 | 0 | 0 | -1 | 0 | 0 | 0 | 0 | 0 | 0 | 0 | 0 | 0 | 0 | 0 | 0 | 0 | 0 | 0 | 0 | 0 |  |  |  |  | 0 | 0 | 0 | 0 | 0 | 0 | 0 | 0 | 0 | 1/1/2038 | 12/31/2099 | TRUE | Wind |  | 2024 |  |  |  | REF | 0 | 0 | Real 2021 ¦ 12/22/2022 3:42:52 PM | 0 | Tier 2 Area 1001 Wind 2038 | 0 |  | 1 | Unit |  | PJM | 0 | 0 | 0.13 | 0 | 0 | 0 | 0 | 0 | 0 | 0 | 0 | 0
3369 | Tier 2 Area 1001 Wind 2039 | ATC | 2024 | AEP-KPCO | 0 | 0 | 0 | 0 | 0 |  | 0 | 0 | 0 | 0 | 0 | 0 | 0 | 0 | -1 | 0 | 0 |  | 0 | 0 | 0 | 0 | 0 | 0 | 0 | 0 | 0 | 0 | 0 | 0 | 0 | -1 | 0 | 0 | 0 | 0 | 0 | 0 | 0 | 0 | 0 | 0 | 0 | 0 | 0 | 0 | 0 | 0 | 0 |  |  |  |  | 0 | 0 | 0 | 0 | 0 | 0 | 0 | 0 | 0 | 1/1/2039 | 12/31/2099 | TRUE | Wind |  | 2024 |  |  |  | REF | 0 | 0 | Real 2021 ¦ 12/22/2022 3:42:52 PM | 0 | Tier 2 Area 1001 Wind 2039 | 0 |  | 1 | Unit |  | PJM | 0 | 0 | 0.13 | 0 | 0 | 0 | 0 | 0 | 0 | 0 | 0 | 0
3370 | Tier 2 Area 1001 Wind 2040 | ATC | 2024 | AEP-KPCO | 0 | 0 | 0 | 0 | 0 |  | 0 | 0 | 0 | 0 | 0 | 0 | 0 | 0 | -1 | 0 | 0 |  | 0 | 0 | 0 | 0 | 0 | 0 | 0 | 0 | 0 | 0 | 0 | 0 | 0 | -1 | 0 | 0 | 0 | 0 | 0 | 0 | 0 | 0 | 0 | 0 | 0 | 0 | 0 | 0 | 0 | 0 | 0 |  |  |  |  | 0 | 0 | 0 | 0 | 0 | 0 | 0 | 0 | 0 | 1/1/2040 | 12/31/2099 | TRUE | Wind |  | 2024 |  |  |  | REF | 0 | 0 | Real 2021 ¦ 12/22/2022 3:42:52 PM | 0 | Tier 2 Area 1001 Wind 2040 | 0 |  | 1 | Unit |  | PJM | 0 | 0 | 0.13 | 0 | 0 | 0 | 0 | 0 | 0 | 0 | 0 | 0
3371 | Tier 2 Area 1001 Wind 2041 | ATC | 2024 | AEP-KPCO | 0 | 0 | 0 | 0 | 0 |  | 0 | 0 | 0 | 0 | 0 | 0 | 0 | 0 | -1 | 0 | 0 |  | 0 | 0 | 0 | 0 | 0 | 0 | 0 | 0 | 0 | 0 | 0 | 0 | 0 | -1 | 0 | 0 | 0 | 0 | 0 | 0 | 0 | 0 | 0 | 0 | 0 | 0 | 0 | 0 | 0 | 0 | 0 |  |  |  |  | 0 | 0 | 0 | 0 | 0 | 0 | 0 | 0 | 0 | 1/1/2041 | 12/31/2099 | TRUE | Wind |  | 2024 |  |  |  | REF | 0 | 0 | Real 2021 ¦ 12/22/2022 3:42:52 PM | 0 | Tier 2 Area 1001 Wind 2041 | 0 |  | 1 | Unit |  | PJM | 0 | 0 | 0.13 | 0 | 0 | 0 | 0 | 0 | 0 | 0 | 0 | 0
3372 | Tier 2 Area 1001 Wind 2042 | ATC | 2024 | AEP-KPCO | 0 | 0 | 0 | 0 | 0 |  | 0 | 0 | 0 | 0 | 0 | 0 | 0 | 0 | -1 | 0 | 0 |  | 0 | 0 | 0 | 0 | 0 | 0 | 0 | 0 | 0 | 0 | 0 | 0 | 0 | -1 | 0 | 0 | 0 | 0 | 0 | 0 | 0 | 0 | 0 | 0 | 0 | 0 | 0 | 0 | 0 | 0 | 0 |  |  |  |  | 0 | 0 | 0 | 0 | 0 | 0 | 0 | 0 | 0 | 1/1/2042 | 12/31/2099 | TRUE | Wind |  | 2024 |  |  |  | REF | 0 | 0 | Real 2021 ¦ 12/22/2022 3:42:52 PM | 0 | Tier 2 Area 1001 Wind 2042 | 0 |  | 1 | Unit |  | PJM | 0 | 0 | 0.13 | 0 | 0 | 0 | 0 | 0 | 0 | 0 | 0 | 0
3373 | Tier 2 Area 1001 Wind 2043 | ATC | 2024 | AEP-KPCO | 0 | 0 | 0 | 0 | 0 |  | 0 | 0 | 0 | 0 | 0 | 0 | 0 | 0 | -1 | 0 | 0 |  | 0 | 0 | 0 | 0 | 0 | 0 | 0 | 0 | 0 | 0 | 0 | 0 | 0 | -1 | 0 | 0 | 0 | 0 | 0 | 0 | 0 | 0 | 0 | 0 | 0 | 0 | 0 | 0 | 0 | 0 | 0 |  |  |  |  | 0 | 0 | 0 | 0 | 0 | 0 | 0 | 0 | 0 | 1/1/2043 | 12/31/2099 | TRUE | Wind |  | 2024 |  |  |  | REF | 0 | 0 | Real 2021 ¦ 12/22/2022 3:42:52 PM | 0 | Tier 2 Area 1001 Wind 2043 | 0 |  | 1 | Unit |  | PJM | 0 | 0 | 0.13 | 0 | 0 | 0 | 0 | 0 | 0 | 0 | 0 | 0
3374 | Big Sandy #1_Ext Gas Capitalized | ATC | 2024 | AEP-KPCO | 0 | 0 | 0 | 0 | 0 |  | 0 | 0 | 0 | 0 | 0 | 0 | 0 | 0 | -1 | 0 | 0 |  | 0 | 0 | 0 | 0 | 0 | 0 | 0 | 0 | 0 | 0 | 0 | 0 | 0 | -1 | 0 | 0 | 0 | 0 | 0 | 0 | 0 | 0 | 0 | 0 | 0 | 0 | 0 | 0 | 0 | 0 | 0 |  |  |  |  | 0 | 0 | 0 | 0 | 0 | 0 | 0 | 0 | 0 | 6/1/2031 | 5/31/2041 | TRUE | TCO |  | 2024 |  |  |  | REF | 0 | 0 | Real 2021 ¦ 12/22/2022 3:42:52 PM | 0 | Big Sandy #1_Ext Gas Capitalized | 0 |  | 2 | Unit |  | PJM | 0 | 0 | 0.95 | 0 | 0 | 0 | 0 | 0 | 0 | 0 | 0 | 0
3375 | Big Sandy #1_Ext Gas FOM Capitalized | ATC | 2024 | AEP-KPCO | 0 | 0 | 0 | 0 | 0 |  | 0 | 0 | 0 | 0 | 0 | 0 | 0 | 0 | -1 | 0 | 0 |  | 0 | 0 | 0 | 0 | 0 | 0 | 0 | 0 | 0 | 0 | 0 | 0 | 0 | -1 | 0 | 0 | 0 | 0 | 0 | 0 | 0 | 0 | 0 | 0 | 0 | 0 | 0 | 0 | 0 | 0 | 0 |  |  |  |  | 0 | 0 | 0 | 0 | 0 | 0 | 0 | 0 | 0 | 6/1/2031 | 5/31/2041 | TRUE | TCO |  | 2024 |  |  |  | REF | 0 | 0 | Real 2021 ¦ 12/22/2022 3:42:52 PM | 0 | Big Sandy #1_Ext Gas FOM Capitalized | 0 |  | 2 | Unit |  | PJM | 0 | 0 | 0.95 | 0 | 0 | 0 | 0 | 0 | 0 | 0 | 0 | 0
4642 | Big Sandy #1 Gas | ATC | 2025 | AEP-KPCO | 257.4081 | 295 | 0 | 30.5569 | 31.1756 | 31.4284 | 29.691 | 2602.75 | 295.4 | 2602.75 | 0 | 0 | 0 | 2.8399 | -1 | 17717844 | 9638 | 9709.918 | 9324.2627 | 51.4816 | 208.3009 | 1824716.125 | 1824716.125 | 0 | 13.3447 | 80.7078 | 17717844 | 79577.0859 | 79577.0859 | 0 | 0 | -1 | 0 | 184.4756 | 11 | 50940.8281 | 3.4161 | 0.085401 | 0 | 3.3307 | 0 | 0 | 0 | 19441.9473 | 6321.0713 | 2460.6621 | 0 | 3860.4089 | 0 | 0.7061 | 43.6107 | 32.9559 | 10.6548 | 86.0168 | 7.6878 | 29.9041 | 0 | 0 | 7070 | 1824716.125 | 0 | 0 | 5/30/2016 | 5/30/2031 | TRUE | TCO |  | 2025 |  |  |  | REF | 0 | 0 | Real 2021 ¦ 12/22/2022 3:42:52 PM | 0 | 13555 | 0 |  | 2 | Unit |  | PJM | 280.25 | 0 | 0.95 | 0 | 0 | 184.4756 | 0 | 2254895 | 0 | 50940.8281 | 0 | 0
4643 | Mitchell #1 (WV) | ATC | 2025 | AEP-KPCO | 492.5651 | 770 | 0 | 34.2843 | 34.7206 | 33.2115 | 33.0672 | 19030.3789 | 816 | 19030.3789 | 0 | 0 | 0 | 2.4933 | -1 | 26850948 | 10047 | 10061.002 | 9562.0635 | 236.4312 | 304.6592 | 2668814.25 | 2668814.25 | 0 | 13.9384 | 55.4224 | 26850948 | 122579.2891 | 122579.2891 | 0 | 0 | -1 | 0 | 1360.0096 | 43 | 66789.2891 | 5.6423 | 0.25552 | 0 | 5.3867 | 0 | 0 | 0 | 13553.5391 | 21615.1621 | 6909.624 | 0 | 14705.5391 | 0 | 0.39566 | 45.9302 | 40.8518 | 5.0785 | 230.9009 | 157.1884 | 120.2466 | 0 | 0 | 4855 | 2668814.25 | 0 | 0 | 5/1/1971 | 5/31/2028 | TRUE | Mitchell 1 Coal Price |  | 2025 |  |  |  | REF | 0 | 0 | Real 2021 ¦ 12/22/2022 3:42:52 PM | 0 | 3102 | 0 |  | 3 | Unit |  | PJM | 685.3 | 0 | 0.89 | 0 | 0 | 1360.0096 | 0 | 4314870 | 0 | 66789.2891 | 0 | 0
4644 | Mitchell #2 (WV) | ATC | 2025 | AEP-KPCO | 683.7807 | 790 | 0 | 38.7171 | 39.2225 | 37.1627 | 37.3547 | 22965.9473 | 816 | 22965.9473 | 0 | 0 | 0 | 2.4672 | -1 | 29038800 | 10224 | 10267.8984 | 9675.2773 | 328.2148 | 322.8442 | 2828115.25 | 2828115.25 | 0 | 21.8607 | 50.605 | 29038800 | 137907.25 | 137907.25 | 0 | 0 | -1 | 0 | 2593.5068 | 82 | 71417.9141 | 11.2036 | 0.12261 | 0 | 11.081 | 0 | 0 | 0 | 7247.3716 | 33439.3164 | 7358.5752 | 0 | 26080.7422 | 0 | 0.40866 | 48.763 | 46.2003 | 2.5626 | 243.1976 | 73.7535 | 32.4658 | 0 | 0 | 4433 | 2828115.25 | 0 | 0 | 5/1/1971 | 5/31/2028 | TRUE | Mitchell 2 Coal Price |  | 2025 |  |  |  | REF | 0 | 0 | Real 2021 ¦ 12/22/2022 3:42:52 PM | 0 | 3105 | 0 |  | 3 | Unit |  | PJM | 703.1 | 0 | 0.89 | 0 | 0 | 2593.5068 | 0 | 5989919 | 0 | 71417.9141 | 0 | 0
4645 | Area 1001 Gas CC 2x1 2024 | ATC | 2025 | AEP-KPCO | 937.9828 | 1033.9979 | 0 | 18.3686 | 24.6848 | 18.529 | 17.2649 | 163523.7344 | 1083 | 149633.4688 | 13890.2773 | 0 | 0 | 2.5753 | -1 | 51975424 | 6370 | 6373.2295 | 5941.4287 | 281.3948 | 930.9672 | 8155272.5 | 8155272.5 | 0 | 0 | 100 | 51975424 | 328888 | 328888 | 0 | 0 | -1 | 0 | 0 | 0 | 135094.4375 | 0.28228 | 0 | 0 | 0.28228 | 0 | 0 | 0 | 14254.9424 | 16013.3848 | 16013.3848 | 0 | 0 | 0 | 0.90036 | 40.3283 | 38.5803 | 1.7479 | 1.4892 | 61.6521 | 34.363 | 0 | 0 | 8760 | 8155272.5 | 0 | 0 | 1/1/2024 | 12/31/2099 | TRUE | TCO |  | 2025 |  |  |  | REF | 0 | 0 | Real 2021 ¦ 12/22/2022 3:42:52 PM | 0 | Area 1001 Gas CC 2x1 2024 | 0 |  | 1 | Unit |  | PJM | 1045.095 | 0 | 0.965 | 0 | 0 | 0 | 0 | 8216729.5 | 0 | 135094.4375 | 0 | 0
4646 | Area 1001 Gas CC 2x1 2025 | ATC | 2025 | AEP-KPCO | 937.9828 | 1033.9979 | 0 | 18.3686 | 24.6848 | 18.529 | 17.2649 | 156727.6406 | 1083 | 142837.3594 | 13890.2773 | 0 | 0 | 2.5753 | -1 | 51975424 | 6370 | 6373.2295 | 5941.4287 | 281.3948 | 930.9672 | 8155272.5 | 8155272.5 | 0 | 0.89041 | 100 | 51975424 | 328888 | 328888 | 0 | 0 | -1 | 0 | 22.866 | 1 | 135094.4375 | 0 | 0 | 0 | 0 | 0 | 0 | 0 | 21028.1777 | 16013.3848 | 16013.3848 | 0 | 0 | 0 | 0.90036 | 40.3283 | 37.7498 | 2.5785 | 1.4892 | 61.6521 | 34.363 | 0 | 0 | 8760 | 8155272.5 | 0 | 0 | 1/1/2025 | 12/31/2099 | TRUE | TCO |  | 2025 |  |  |  | REF | 0 | 0 | Real 2021 ¦ 12/22/2022 3:42:52 PM | 0 | Area 1001 Gas CC 2x1 2025 | 0 |  | 1 | Unit |  | PJM | 1045.095 | 0 | 0.965 | 0 | 0 | 22.866 | 0 | 8216729.5 | 0 | 135094.4375 | 0 | 0
4647 | Area 1001 Gas CC 2x1 2026 | ATC | 2025 | AEP-KPCO | 0 | 0 | 0 | 0 | 0 |  | 0 | 0 | 0 | 0 | 0 | 0 | 0 | 0 | -1 | 0 | 0 |  | 0 | 0 | 0 | 0 | 0 | 0 | 0 | 0 | 0 | 0 | 0 | 0 | 0 | -1 | 0 | 0 | 0 | 0 | 0 | 0 | 0 | 0 | 0 | 0 | 0 | 0 | 0 | 0 | 0 | 0 | 0 |  |  |  |  | 0 | 0 | 0 | 0 | 0 | 0 | 0 | 0 | 0 | 1/1/2026 | 12/31/2099 | TRUE | TCO |  | 2025 |  |  |  | REF | 0 | 0 | Real 2021 ¦ 12/22/2022 3:42:52 PM | 0 | Area 1001 Gas CC 2x1 2026 | 0 |  | 1 | Unit |  | PJM | 0 | 0 | 0.965 | 0 | 0 | 0 | 0 | 0 | 0 | 0 | 0 | 0
4648 | Area 1001 Gas CC 2x1 2027 | ATC | 2025 | AEP-KPCO | 0 | 0 | 0 | 0 | 0 |  | 0 | 0 | 0 | 0 | 0 | 0 | 0 | 0 | -1 | 0 | 0 |  | 0 | 0 | 0 | 0 | 0 | 0 | 0 | 0 | 0 | 0 | 0 | 0 | 0 | -1 | 0 | 0 | 0 | 0 | 0 | 0 | 0 | 0 | 0 | 0 | 0 | 0 | 0 | 0 | 0 | 0 | 0 |  |  |  |  | 0 | 0 | 0 | 0 | 0 | 0 | 0 | 0 | 0 | 1/1/2027 | 12/31/2099 | TRUE | TCO |  | 2025 |  |  |  | REF | 0 | 0 | Real 2021 ¦ 12/22/2022 3:42:52 PM | 0 | Area 1001 Gas CC 2x1 2027 | 0 |  | 1 | Unit |  | PJM | 0 | 0 | 0.965 | 0 | 0 | 0 | 0 | 0 | 0 | 0 | 0 | 0
4649 | Area 1001 Gas CC 2x1 2028 | ATC | 2025 | AEP-KPCO | 0 | 0 | 0 | 0 | 0 |  | 0 | 0 | 0 | 0 | 0 | 0 | 0 | 0 | -1 | 0 | 0 |  | 0 | 0 | 0 | 0 | 0 | 0 | 0 | 0 | 0 | 0 | 0 | 0 | 0 | -1 | 0 | 0 | 0 | 0 | 0 | 0 | 0 | 0 | 0 | 0 | 0 | 0 | 0 | 0 | 0 | 0 | 0 |  |  |  |  | 0 | 0 | 0 | 0 | 0 | 0 | 0 | 0 | 0 | 1/1/2028 | 12/31/2099 | TRUE | TCO |  | 2025 |  |  |  | REF | 0 | 0 | Real 2021 ¦ 12/22/2022 3:42:52 PM | 0 | Area 1001 Gas CC 2x1 2028 | 0 |  | 1 | Unit |  | PJM | 0 | 0 | 0.965 | 0 | 0 | 0 | 0 | 0 | 0 | 0 | 0 | 0
4650 | Area 1001 Gas CC 2x1 2029 | ATC | 2025 | AEP-KPCO | 0 | 0 | 0 | 0 | 0 |  | 0 | 0 | 0 | 0 | 0 | 0 | 0 | 0 | -1 | 0 | 0 |  | 0 | 0 | 0 | 0 | 0 | 0 | 0 | 0 | 0 | 0 | 0 | 0 | 0 | -1 | 0 | 0 | 0 | 0 | 0 | 0 | 0 | 0 | 0 | 0 | 0 | 0 | 0 | 0 | 0 | 0 | 0 |  |  |  |  | 0 | 0 | 0 | 0 | 0 | 0 | 0 | 0 | 0 | 1/1/2029 | 12/31/2099 | TRUE | TCO |  | 2025 |  |  |  | REF | 0 | 0 | Real 2021 ¦ 12/22/2022 3:42:52 PM | 0 | Area 1001 Gas CC 2x1 2029 | 0 |  | 1 | Unit |  | PJM | 0 | 0 | 0.965 | 0 | 0 | 0 | 0 | 0 | 0 | 0 | 0 | 0
4651 | Area 1001 Gas CC 2x1 2030 | ATC | 2025 | AEP-KPCO | 0 | 0 | 0 | 0 | 0 |  | 0 | 0 | 0 | 0 | 0 | 0 | 0 | 0 | -1 | 0 | 0 |  | 0 | 0 | 0 | 0 | 0 | 0 | 0 | 0 | 0 | 0 | 0 | 0 | 0 | -1 | 0 | 0 | 0 | 0 | 0 | 0 | 0 | 0 | 0 | 0 | 0 | 0 | 0 | 0 | 0 | 0 | 0 |  |  |  |  | 0 | 0 | 0 | 0 | 0 | 0 | 0 | 0 | 0 | 1/1/2030 | 12/31/2099 | TRUE | TCO |  | 2025 |  |  |  | REF | 0 | 0 | Real 2021 ¦ 12/22/2022 3:42:52 PM | 0 | Area 1001 Gas CC 2x1 2030 | 0 |  | 1 | Unit |  | PJM | 0 | 0 | 0.965 | 0 | 0 | 0 | 0 | 0 | 0 | 0 | 0 | 0
4652 | Area 1001 Gas CC 2x1 2031 | ATC | 2025 | AEP-KPCO | 0 | 0 | 0 | 0 | 0 |  | 0 | 0 | 0 | 0 | 0 | 0 | 0 | 0 | -1 | 0 | 0 |  | 0 | 0 | 0 | 0 | 0 | 0 | 0 | 0 | 0 | 0 | 0 | 0 | 0 | -1 | 0 | 0 | 0 | 0 | 0 | 0 | 0 | 0 | 0 | 0 | 0 | 0 | 0 | 0 | 0 | 0 | 0 |  |  |  |  | 0 | 0 | 0 | 0 | 0 | 0 | 0 | 0 | 0 | 1/1/2031 | 12/31/2099 | TRUE | TCO |  | 2025 |  |  |  | REF | 0 | 0 | Real 2021 ¦ 12/22/2022 3:42:52 PM | 0 | Area 1001 Gas CC 2x1 2031 | 0 |  | 1 | Unit |  | PJM | 0 | 0 | 0.965 | 0 | 0 | 0 | 0 | 0 | 0 | 0 | 0 | 0
4653 | Area 1001 Gas CC 2x1 2032 | ATC | 2025 | AEP-KPCO | 0 | 0 | 0 | 0 | 0 |  | 0 | 0 | 0 | 0 | 0 | 0 | 0 | 0 | -1 | 0 | 0 |  | 0 | 0 | 0 | 0 | 0 | 0 | 0 | 0 | 0 | 0 | 0 | 0 | 0 | -1 | 0 | 0 | 0 | 0 | 0 | 0 | 0 | 0 | 0 | 0 | 0 | 0 | 0 | 0 | 0 | 0 | 0 |  |  |  |  | 0 | 0 | 0 | 0 | 0 | 0 | 0 | 0 | 0 | 1/1/2032 | 12/31/2099 | TRUE | TCO |  | 2025 |  |  |  | REF | 0 | 0 | Real 2021 ¦ 12/22/2022 3:42:52 PM | 0 | Area 1001 Gas CC 2x1 2032 | 0 |  | 1 | Unit |  | PJM | 0 | 0 | 0.965 | 0 | 0 | 0 | 0 | 0 | 0 | 0 | 0 | 0
4654 | Area 1001 Gas CC 2x1 2033 | ATC | 2025 | AEP-KPCO | 0 | 0 | 0 | 0 | 0 |  | 0 | 0 | 0 | 0 | 0 | 0 | 0 | 0 | -1 | 0 | 0 |  | 0 | 0 | 0 | 0 | 0 | 0 | 0 | 0 | 0 | 0 | 0 | 0 | 0 | -1 | 0 | 0 | 0 | 0 | 0 | 0 | 0 | 0 | 0 | 0 | 0 | 0 | 0 | 0 | 0 | 0 | 0 |  |  |  |  | 0 | 0 | 0 | 0 | 0 | 0 | 0 | 0 | 0 | 1/1/2033 | 12/31/2099 | TRUE | TCO |  | 2025 |  |  |  | REF | 0 | 0 | Real 2021 ¦ 12/22/2022 3:42:52 PM | 0 | Area 1001 Gas CC 2x1 2033 | 0 |  | 1 | Unit |  | PJM | 0 | 0 | 0.965 | 0 | 0 | 0 | 0 | 0 | 0 | 0 | 0 | 0
4655 | Area 1001 Gas CC 2x1 2034 | ATC | 2025 | AEP-KPCO | 0 | 0 | 0 | 0 | 0 |  | 0 | 0 | 0 | 0 | 0 | 0 | 0 | 0 | -1 | 0 | 0 |  | 0 | 0 | 0 | 0 | 0 | 0 | 0 | 0 | 0 | 0 | 0 | 0 | 0 | -1 | 0 | 0 | 0 | 0 | 0 | 0 | 0 | 0 | 0 | 0 | 0 | 0 | 0 | 0 | 0 | 0 | 0 |  |  |  |  | 0 | 0 | 0 | 0 | 0 | 0 | 0 | 0 | 0 | 1/1/2034 | 12/31/2099 | TRUE | TCO |  | 2025 |  |  |  | REF | 0 | 0 | Real 2021 ¦ 12/22/2022 3:42:52 PM | 0 | Area 1001 Gas CC 2x1 2034 | 0 |  | 1 | Unit |  | PJM | 0 | 0 | 0.965 | 0 | 0 | 0 | 0 | 0 | 0 | 0 | 0 | 0
4656 | Area 1001 Gas CC 2x1 2035 | ATC | 2025 | AEP-KPCO | 0 | 0 | 0 | 0 | 0 |  | 0 | 0 | 0 | 0 | 0 | 0 | 0 | 0 | -1 | 0 | 0 |  | 0 | 0 | 0 | 0 | 0 | 0 | 0 | 0 | 0 | 0 | 0 | 0 | 0 | -1 | 0 | 0 | 0 | 0 | 0 | 0 | 0 | 0 | 0 | 0 | 0 | 0 | 0 | 0 | 0 | 0 | 0 |  |  |  |  | 0 | 0 | 0 | 0 | 0 | 0 | 0 | 0 | 0 | 1/1/2035 | 12/31/2099 | TRUE | TCO |  | 2025 |  |  |  | REF | 0 | 0 | Real 2021 ¦ 12/22/2022 3:42:52 PM | 0 | Area 1001 Gas CC 2x1 2035 | 0 |  | 1 | Unit |  | PJM | 0 | 0 | 0.965 | 0 | 0 | 0 | 0 | 0 | 0 | 0 | 0 | 0
4657 | Area 1001 Gas CC 2x1 2036 | ATC | 2025 | AEP-KPCO | 0 | 0 | 0 | 0 | 0 |  | 0 | 0 | 0 | 0 | 0 | 0 | 0 | 0 | -1 | 0 | 0 |  | 0 | 0 | 0 | 0 | 0 | 0 | 0 | 0 | 0 | 0 | 0 | 0 | 0 | -1 | 0 | 0 | 0 | 0 | 0 | 0 | 0 | 0 | 0 | 0 | 0 | 0 | 0 | 0 | 0 | 0 | 0 |  |  |  |  | 0 | 0 | 0 | 0 | 0 | 0 | 0 | 0 | 0 | 1/1/2036 | 12/31/2099 | TRUE | TCO |  | 2025 |  |  |  | REF | 0 | 0 | Real 2021 ¦ 12/22/2022 3:42:52 PM | 0 | Area 1001 Gas CC 2x1 2036 | 0 |  | 1 | Unit |  | PJM | 0 | 0 | 0.965 | 0 | 0 | 0 | 0 | 0 | 0 | 0 | 0 | 0
4658 | Area 1001 Gas CC 2x1 2037 | ATC | 2025 | AEP-KPCO | 0 | 0 | 0 | 0 | 0 |  | 0 | 0 | 0 | 0 | 0 | 0 | 0 | 0 | -1 | 0 | 0 |  | 0 | 0 | 0 | 0 | 0 | 0 | 0 | 0 | 0 | 0 | 0 | 0 | 0 | -1 | 0 | 0 | 0 | 0 | 0 | 0 | 0 | 0 | 0 | 0 | 0 | 0 | 0 | 0 | 0 | 0 | 0 |  |  |  |  | 0 | 0 | 0 | 0 | 0 | 0 | 0 | 0 | 0 | 1/1/2037 | 12/31/2099 | TRUE | TCO |  | 2025 |  |  |  | REF | 0 | 0 | Real 2021 ¦ 12/22/2022 3:42:52 PM | 0 | Area 1001 Gas CC 2x1 2037 | 0 |  | 1 | Unit |  | PJM | 0 | 0 | 0.965 | 0 | 0 | 0 | 0 | 0 | 0 | 0 | 0 | 0
4659 | Area 1001 Gas CC 2x1 2038 | ATC | 2025 | AEP-KPCO | 0 | 0 | 0 | 0 | 0 |  | 0 | 0 | 0 | 0 | 0 | 0 | 0 | 0 | -1 | 0 | 0 |  | 0 | 0 | 0 | 0 | 0 | 0 | 0 | 0 | 0 | 0 | 0 | 0 | 0 | -1 | 0 | 0 | 0 | 0 | 0 | 0 | 0 | 0 | 0 | 0 | 0 | 0 | 0 | 0 | 0 | 0 | 0 |  |  |  |  | 0 | 0 | 0 | 0 | 0 | 0 | 0 | 0 | 0 | 1/1/2038 | 12/31/2099 | TRUE | TCO |  | 2025 |  |  |  | REF | 0 | 0 | Real 2021 ¦ 12/22/2022 3:42:52 PM | 0 | Area 1001 Gas CC 2x1 2038 | 0 |  | 1 | Unit |  | PJM | 0 | 0 | 0.965 | 0 | 0 | 0 | 0 | 0 | 0 | 0 | 0 | 0
4660 | Area 1001 Gas CC 2x1 2039 | ATC | 2025 | AEP-KPCO | 0 | 0 | 0 | 0 | 0 |  | 0 | 0 | 0 | 0 | 0 | 0 | 0 | 0 | -1 | 0 | 0 |  | 0 | 0 | 0 | 0 | 0 | 0 | 0 | 0 | 0 | 0 | 0 | 0 | 0 | -1 | 0 | 0 | 0 | 0 | 0 | 0 | 0 | 0 | 0 | 0 | 0 | 0 | 0 | 0 | 0 | 0 | 0 |  |  |  |  | 0 | 0 | 0 | 0 | 0 | 0 | 0 | 0 | 0 | 1/1/2039 | 12/31/2099 | TRUE | TCO |  | 2025 |  |  |  | REF | 0 | 0 | Real 2021 ¦ 12/22/2022 3:42:52 PM | 0 | Area 1001 Gas CC 2x1 2039 | 0 |  | 1 | Unit |  | PJM | 0 | 0 | 0.965 | 0 | 0 | 0 | 0 | 0 | 0 | 0 | 0 | 0
4661 | Area 1001 Gas CC 2x1 2040 | ATC | 2025 | AEP-KPCO | 0 | 0 | 0 | 0 | 0 |  | 0 | 0 | 0 | 0 | 0 | 0 | 0 | 0 | -1 | 0 | 0 |  | 0 | 0 | 0 | 0 | 0 | 0 | 0 | 0 | 0 | 0 | 0 | 0 | 0 | -1 | 0 | 0 | 0 | 0 | 0 | 0 | 0 | 0 | 0 | 0 | 0 | 0 | 0 | 0 | 0 | 0 | 0 |  |  |  |  | 0 | 0 | 0 | 0 | 0 | 0 | 0 | 0 | 0 | 1/1/2040 | 12/31/2099 | TRUE | TCO |  | 2025 |  |  |  | REF | 0 | 0 | Real 2021 ¦ 12/22/2022 3:42:52 PM | 0 | Area 1001 Gas CC 2x1 2040 | 0 |  | 1 | Unit |  | PJM | 0 | 0 | 0.965 | 0 | 0 | 0 | 0 | 0 | 0 | 0 | 0 | 0
4662 | Area 1001 Gas CC 2x1 2041 | ATC | 2025 | AEP-KPCO | 0 | 0 | 0 | 0 | 0 |  | 0 | 0 | 0 | 0 | 0 | 0 | 0 | 0 | -1 | 0 | 0 |  | 0 | 0 | 0 | 0 | 0 | 0 | 0 | 0 | 0 | 0 | 0 | 0 | 0 | -1 | 0 | 0 | 0 | 0 | 0 | 0 | 0 | 0 | 0 | 0 | 0 | 0 | 0 | 0 | 0 | 0 | 0 |  |  |  |  | 0 | 0 | 0 | 0 | 0 | 0 | 0 | 0 | 0 | 1/1/2041 | 12/31/2099 | TRUE | TCO |  | 2025 |  |  |  | REF | 0 | 0 | Real 2021 ¦ 12/22/2022 3:42:52 PM | 0 | Area 1001 Gas CC 2x1 2041 | 0 |  | 1 | Unit |  | PJM | 0 | 0 | 0.965 | 0 | 0 | 0 | 0 | 0 | 0 | 0 | 0 | 0
4663 | Area 1001 Gas CC 2x1 2042 | ATC | 2025 | AEP-KPCO | 0 | 0 | 0 | 0 | 0 |  | 0 | 0 | 0 | 0 | 0 | 0 | 0 | 0 | -1 | 0 | 0 |  | 0 | 0 | 0 | 0 | 0 | 0 | 0 | 0 | 0 | 0 | 0 | 0 | 0 | -1 | 0 | 0 | 0 | 0 | 0 | 0 | 0 | 0 | 0 | 0 | 0 | 0 | 0 | 0 | 0 | 0 | 0 |  |  |  |  | 0 | 0 | 0 | 0 | 0 | 0 | 0 | 0 | 0 | 1/1/2042 | 12/31/2099 | TRUE | TCO |  | 2025 |  |  |  | REF | 0 | 0 | Real 2021 ¦ 12/22/2022 3:42:52 PM | 0 | Area 1001 Gas CC 2x1 2042 | 0 |  | 1 | Unit |  | PJM | 0 | 0 | 0.965 | 0 | 0 | 0 | 0 | 0 | 0 | 0 | 0 | 0
4664 | Area 1001 Gas CC 2x1 2043 | ATC | 2025 | AEP-KPCO | 0 | 0 | 0 | 0 | 0 |  | 0 | 0 | 0 | 0 | 0 | 0 | 0 | 0 | -1 | 0 | 0 |  | 0 | 0 | 0 | 0 | 0 | 0 | 0 | 0 | 0 | 0 | 0 | 0 | 0 | -1 | 0 | 0 | 0 | 0 | 0 | 0 | 0 | 0 | 0 | 0 | 0 | 0 | 0 | 0 | 0 | 0 | 0 |  |  |  |  | 0 | 0 | 0 | 0 | 0 | 0 | 0 | 0 | 0 | 1/1/2043 | 12/31/2099 | TRUE | TCO |  | 2025 |  |  |  | REF | 0 | 0 | Real 2021 ¦ 12/22/2022 3:42:52 PM | 0 | Area 1001 Gas CC 2x1 2043 | 0 |  | 1 | Unit |  | PJM | 0 | 0 | 0.965 | 0 | 0 | 0 | 0 | 0 | 0 | 0 | 0 | 0
4665 | Area 1001 Gas CC 1x1 2024 | ATC | 2025 | AEP-KPCO | 362.0284 | 399.0869 | 0 | 19.233 | 25.6506 | 19.3875 | 18.1293 | 72755.3125 | 418 | 66565.8203 | 6189.4937 | 0 | 0 | 2.5753 | -1 | 20110662 | 6431 | 6437.5005 | 6002.4287 | 108.6085 | 356.6194 | 3123986.25 | 3123986.25 | 0 | 0 | 100 | 20110662 | 126208.8984 | 126208.8984 | 0 | 0 | -1 | 0 | 0 | 0 | 52221.9922 | 0.27702 | 0 | 0 | 0.27702 | 0 | 0 | 0 | -7112.73 | 8343.751 | 8343.751 | 0 | 0 | 0 | 0.89359 | 40.4 | 42.6768 | -2.2768 | 0.57758 | 23.7956 | 13.2629 | 0 | 0 | 8760 | 3123986.25 | 0 | 0 | 1/1/2024 | 12/31/2099 | TRUE | TCO |  | 2025 |  |  |  | REF | 0 | 0 | Real 2021 ¦ 12/22/2022 3:42:52 PM | 0 | Area 1001 Gas CC 1x1 2024 | 0 |  | 1 | Unit |  | PJM | 403.37 | 0 | 0.965 | 0 | 0 | 0 | 0 | 3171369.25 | 0 | 52221.9922 | 0 | 0
4666 | Area 1001 Gas CC 1x1 2025 | ATC | 2025 | AEP-KPCO | 362.0284 | 399.0869 | 0 | 19.233 | 25.6506 | 19.3868 | 18.1293 | 69718.0859 | 418 | 63528.5938 | 6189.4937 | 0 | 0 | 2.5753 | -1 | 20102620 | 6431 | 6437.687 | 6002.4287 | 108.6085 | 356.4665 | 3122646.5 | 3122646.5 | 0 | 7.4315 | 100 | 20102620 | 126168.8125 | 126168.8125 | 0 | 0 | -1 | 0 | 8.8255 | 1 | 52197.3359 | 0.15294 | 0 | 0 | 0.15294 | 0 | 0 | 0 | -4096.1875 | 8340.1729 | 8340.1729 | 0 | 0 | 0 | 0.89321 | 40.4044 | 41.7162 | -1.3118 | 0.57748 | 23.7956 | 13.2629 | 0 | 0 | 8760 | 3122646.5 | 0 | 0 | 1/1/2025 | 12/31/2099 | TRUE | TCO |  | 2025 |  |  |  | REF | 0 | 0 | Real 2021 ¦ 12/22/2022 3:42:52 PM | 0 | Area 1001 Gas CC 1x1 2025 | 0 |  | 1 | Unit |  | PJM | 403.37 | 0 | 0.965 | 0 | 0 | 8.8255 | 0 | 3171369.25 | 0 | 52197.3359 | 0 | 0
4667 | Area 1001 Gas CC 1x1 2026 | ATC | 2025 | AEP-KPCO | 0 | 0 | 0 | 0 | 0 |  | 0 | 0 | 0 | 0 | 0 | 0 | 0 | 0 | -1 | 0 | 0 |  | 0 | 0 | 0 | 0 | 0 | 0 | 0 | 0 | 0 | 0 | 0 | 0 | 0 | -1 | 0 | 0 | 0 | 0 | 0 | 0 | 0 | 0 | 0 | 0 | 0 | 0 | 0 | 0 | 0 | 0 | 0 |  |  |  |  | 0 | 0 | 0 | 0 | 0 | 0 | 0 | 0 | 0 | 1/1/2026 | 12/31/2099 | TRUE | TCO |  | 2025 |  |  |  | REF | 0 | 0 | Real 2021 ¦ 12/22/2022 3:42:52 PM | 0 | Area 1001 Gas CC 1x1 2026 | 0 |  | 1 | Unit |  | PJM | 0 | 0 | 0.965 | 0 | 0 | 0 | 0 | 0 | 0 | 0 | 0 | 0
4668 | Area 1001 Gas CC 1x1 2027 | ATC | 2025 | AEP-KPCO | 0 | 0 | 0 | 0 | 0 |  | 0 | 0 | 0 | 0 | 0 | 0 | 0 | 0 | -1 | 0 | 0 |  | 0 | 0 | 0 | 0 | 0 | 0 | 0 | 0 | 0 | 0 | 0 | 0 | 0 | -1 | 0 | 0 | 0 | 0 | 0 | 0 | 0 | 0 | 0 | 0 | 0 | 0 | 0 | 0 | 0 | 0 | 0 |  |  |  |  | 0 | 0 | 0 | 0 | 0 | 0 | 0 | 0 | 0 | 1/1/2027 | 12/31/2099 | TRUE | TCO |  | 2025 |  |  |  | REF | 0 | 0 | Real 2021 ¦ 12/22/2022 3:42:52 PM | 0 | Area 1001 Gas CC 1x1 2027 | 0 |  | 1 | Unit |  | PJM | 0 | 0 | 0.965 | 0 | 0 | 0 | 0 | 0 | 0 | 0 | 0 | 0
4669 | Area 1001 Gas CC 1x1 2028 | ATC | 2025 | AEP-KPCO | 0 | 0 | 0 | 0 | 0 |  | 0 | 0 | 0 | 0 | 0 | 0 | 0 | 0 | -1 | 0 | 0 |  | 0 | 0 | 0 | 0 | 0 | 0 | 0 | 0 | 0 | 0 | 0 | 0 | 0 | -1 | 0 | 0 | 0 | 0 | 0 | 0 | 0 | 0 | 0 | 0 | 0 | 0 | 0 | 0 | 0 | 0 | 0 |  |  |  |  | 0 | 0 | 0 | 0 | 0 | 0 | 0 | 0 | 0 | 1/1/2028 | 12/31/2099 | TRUE | TCO |  | 2025 |  |  |  | REF | 0 | 0 | Real 2021 ¦ 12/22/2022 3:42:52 PM | 0 | Area 1001 Gas CC 1x1 2028 | 0 |  | 1 | Unit |  | PJM | 0 | 0 | 0.965 | 0 | 0 | 0 | 0 | 0 | 0 | 0 | 0 | 0
4670 | Area 1001 Gas CC 1x1 2029 | ATC | 2025 | AEP-KPCO | 0 | 0 | 0 | 0 | 0 |  | 0 | 0 | 0 | 0 | 0 | 0 | 0 | 0 | -1 | 0 | 0 |  | 0 | 0 | 0 | 0 | 0 | 0 | 0 | 0 | 0 | 0 | 0 | 0 | 0 | -1 | 0 | 0 | 0 | 0 | 0 | 0 | 0 | 0 | 0 | 0 | 0 | 0 | 0 | 0 | 0 | 0 | 0 |  |  |  |  | 0 | 0 | 0 | 0 | 0 | 0 | 0 | 0 | 0 | 1/1/2029 | 12/31/2099 | TRUE | TCO |  | 2025 |  |  |  | REF | 0 | 0 | Real 2021 ¦ 12/22/2022 3:42:52 PM | 0 | Area 1001 Gas CC 1x1 2029 | 0 |  | 1 | Unit |  | PJM | 0 | 0 | 0.965 | 0 | 0 | 0 | 0 | 0 | 0 | 0 | 0 | 0
4671 | Area 1001 Gas CC 1x1 2030 | ATC | 2025 | AEP-KPCO | 0 | 0 | 0 | 0 | 0 |  | 0 | 0 | 0 | 0 | 0 | 0 | 0 | 0 | -1 | 0 | 0 |  | 0 | 0 | 0 | 0 | 0 | 0 | 0 | 0 | 0 | 0 | 0 | 0 | 0 | -1 | 0 | 0 | 0 | 0 | 0 | 0 | 0 | 0 | 0 | 0 | 0 | 0 | 0 | 0 | 0 | 0 | 0 |  |  |  |  | 0 | 0 | 0 | 0 | 0 | 0 | 0 | 0 | 0 | 1/1/2030 | 12/31/2099 | TRUE | TCO |  | 2025 |  |  |  | REF | 0 | 0 | Real 2021 ¦ 12/22/2022 3:42:52 PM | 0 | Area 1001 Gas CC 1x1 2030 | 0 |  | 1 | Unit |  | PJM | 0 | 0 | 0.965 | 0 | 0 | 0 | 0 | 0 | 0 | 0 | 0 | 0
4672 | Area 1001 Gas CC 1x1 2031 | ATC | 2025 | AEP-KPCO | 0 | 0 | 0 | 0 | 0 |  | 0 | 0 | 0 | 0 | 0 | 0 | 0 | 0 | -1 | 0 | 0 |  | 0 | 0 | 0 | 0 | 0 | 0 | 0 | 0 | 0 | 0 | 0 | 0 | 0 | -1 | 0 | 0 | 0 | 0 | 0 | 0 | 0 | 0 | 0 | 0 | 0 | 0 | 0 | 0 | 0 | 0 | 0 |  |  |  |  | 0 | 0 | 0 | 0 | 0 | 0 | 0 | 0 | 0 | 1/1/2031 | 12/31/2099 | TRUE | TCO |  | 2025 |  |  |  | REF | 0 | 0 | Real 2021 ¦ 12/22/2022 3:42:52 PM | 0 | Area 1001 Gas CC 1x1 2031 | 0 |  | 1 | Unit |  | PJM | 0 | 0 | 0.965 | 0 | 0 | 0 | 0 | 0 | 0 | 0 | 0 | 0
4673 | Area 1001 Gas CC 1x1 2032 | ATC | 2025 | AEP-KPCO | 0 | 0 | 0 | 0 | 0 |  | 0 | 0 | 0 | 0 | 0 | 0 | 0 | 0 | -1 | 0 | 0 |  | 0 | 0 | 0 | 0 | 0 | 0 | 0 | 0 | 0 | 0 | 0 | 0 | 0 | -1 | 0 | 0 | 0 | 0 | 0 | 0 | 0 | 0 | 0 | 0 | 0 | 0 | 0 | 0 | 0 | 0 | 0 |  |  |  |  | 0 | 0 | 0 | 0 | 0 | 0 | 0 | 0 | 0 | 1/1/2032 | 12/31/2099 | TRUE | TCO |  | 2025 |  |  |  | REF | 0 | 0 | Real 2021 ¦ 12/22/2022 3:42:52 PM | 0 | Area 1001 Gas CC 1x1 2032 | 0 |  | 1 | Unit |  | PJM | 0 | 0 | 0.965 | 0 | 0 | 0 | 0 | 0 | 0 | 0 | 0 | 0
4674 | Area 1001 Gas CC 1x1 2033 | ATC | 2025 | AEP-KPCO | 0 | 0 | 0 | 0 | 0 |  | 0 | 0 | 0 | 0 | 0 | 0 | 0 | 0 | -1 | 0 | 0 |  | 0 | 0 | 0 | 0 | 0 | 0 | 0 | 0 | 0 | 0 | 0 | 0 | 0 | -1 | 0 | 0 | 0 | 0 | 0 | 0 | 0 | 0 | 0 | 0 | 0 | 0 | 0 | 0 | 0 | 0 | 0 |  |  |  |  | 0 | 0 | 0 | 0 | 0 | 0 | 0 | 0 | 0 | 1/1/2033 | 12/31/2099 | TRUE | TCO |  | 2025 |  |  |  | REF | 0 | 0 | Real 2021 ¦ 12/22/2022 3:42:52 PM | 0 | Area 1001 Gas CC 1x1 2033 | 0 |  | 1 | Unit |  | PJM | 0 | 0 | 0.965 | 0 | 0 | 0 | 0 | 0 | 0 | 0 | 0 | 0
4675 | Area 1001 Gas CC 1x1 2034 | ATC | 2025 | AEP-KPCO | 0 | 0 | 0 | 0 | 0 |  | 0 | 0 | 0 | 0 | 0 | 0 | 0 | 0 | -1 | 0 | 0 |  | 0 | 0 | 0 | 0 | 0 | 0 | 0 | 0 | 0 | 0 | 0 | 0 | 0 | -1 | 0 | 0 | 0 | 0 | 0 | 0 | 0 | 0 | 0 | 0 | 0 | 0 | 0 | 0 | 0 | 0 | 0 |  |  |  |  | 0 | 0 | 0 | 0 | 0 | 0 | 0 | 0 | 0 | 1/1/2034 | 12/31/2099 | TRUE | TCO |  | 2025 |  |  |  | REF | 0 | 0 | Real 2021 ¦ 12/22/2022 3:42:52 PM | 0 | Area 1001 Gas CC 1x1 2034 | 0 |  | 1 | Unit |  | PJM | 0 | 0 | 0.965 | 0 | 0 | 0 | 0 | 0 | 0 | 0 | 0 | 0
4676 | Area 1001 Gas CC 1x1 2035 | ATC | 2025 | AEP-KPCO | 0 | 0 | 0 | 0 | 0 |  | 0 | 0 | 0 | 0 | 0 | 0 | 0 | 0 | -1 | 0 | 0 |  | 0 | 0 | 0 | 0 | 0 | 0 | 0 | 0 | 0 | 0 | 0 | 0 | 0 | -1 | 0 | 0 | 0 | 0 | 0 | 0 | 0 | 0 | 0 | 0 | 0 | 0 | 0 | 0 | 0 | 0 | 0 |  |  |  |  | 0 | 0 | 0 | 0 | 0 | 0 | 0 | 0 | 0 | 1/1/2035 | 12/31/2099 | TRUE | TCO |  | 2025 |  |  |  | REF | 0 | 0 | Real 2021 ¦ 12/22/2022 3:42:52 PM | 0 | Area 1001 Gas CC 1x1 2035 | 0 |  | 1 | Unit |  | PJM | 0 | 0 | 0.965 | 0 | 0 | 0 | 0 | 0 | 0 | 0 | 0 | 0
4677 | Area 1001 Gas CC 1x1 2036 | ATC | 2025 | AEP-KPCO | 0 | 0 | 0 | 0 | 0 |  | 0 | 0 | 0 | 0 | 0 | 0 | 0 | 0 | -1 | 0 | 0 |  | 0 | 0 | 0 | 0 | 0 | 0 | 0 | 0 | 0 | 0 | 0 | 0 | 0 | -1 | 0 | 0 | 0 | 0 | 0 | 0 | 0 | 0 | 0 | 0 | 0 | 0 | 0 | 0 | 0 | 0 | 0 |  |  |  |  | 0 | 0 | 0 | 0 | 0 | 0 | 0 | 0 | 0 | 1/1/2036 | 12/31/2099 | TRUE | TCO |  | 2025 |  |  |  | REF | 0 | 0 | Real 2021 ¦ 12/22/2022 3:42:52 PM | 0 | Area 1001 Gas CC 1x1 2036 | 0 |  | 1 | Unit |  | PJM | 0 | 0 | 0.965 | 0 | 0 | 0 | 0 | 0 | 0 | 0 | 0 | 0
4678 | Area 1001 Gas CC 1x1 2037 | ATC | 2025 | AEP-KPCO | 0 | 0 | 0 | 0 | 0 |  | 0 | 0 | 0 | 0 | 0 | 0 | 0 | 0 | -1 | 0 | 0 |  | 0 | 0 | 0 | 0 | 0 | 0 | 0 | 0 | 0 | 0 | 0 | 0 | 0 | -1 | 0 | 0 | 0 | 0 | 0 | 0 | 0 | 0 | 0 | 0 | 0 | 0 | 0 | 0 | 0 | 0 | 0 |  |  |  |  | 0 | 0 | 0 | 0 | 0 | 0 | 0 | 0 | 0 | 1/1/2037 | 12/31/2099 | TRUE | TCO |  | 2025 |  |  |  | REF | 0 | 0 | Real 2021 ¦ 12/22/2022 3:42:52 PM | 0 | Area 1001 Gas CC 1x1 2037 | 0 |  | 1 | Unit |  | PJM | 0 | 0 | 0.965 | 0 | 0 | 0 | 0 | 0 | 0 | 0 | 0 | 0
4679 | Area 1001 Gas CC 1x1 2038 | ATC | 2025 | AEP-KPCO | 0 | 0 | 0 | 0 | 0 |  | 0 | 0 | 0 | 0 | 0 | 0 | 0 | 0 | -1 | 0 | 0 |  | 0 | 0 | 0 | 0 | 0 | 0 | 0 | 0 | 0 | 0 | 0 | 0 | 0 | -1 | 0 | 0 | 0 | 0 | 0 | 0 | 0 | 0 | 0 | 0 | 0 | 0 | 0 | 0 | 0 | 0 | 0 |  |  |  |  | 0 | 0 | 0 | 0 | 0 | 0 | 0 | 0 | 0 | 1/1/2038 | 12/31/2099 | TRUE | TCO |  | 2025 |  |  |  | REF | 0 | 0 | Real 2021 ¦ 12/22/2022 3:42:52 PM | 0 | Area 1001 Gas CC 1x1 2038 | 0 |  | 1 | Unit |  | PJM | 0 | 0 | 0.965 | 0 | 0 | 0 | 0 | 0 | 0 | 0 | 0 | 0
4680 | Area 1001 Gas CC 1x1 2039 | ATC | 2025 | AEP-KPCO | 0 | 0 | 0 | 0 | 0 |  | 0 | 0 | 0 | 0 | 0 | 0 | 0 | 0 | -1 | 0 | 0 |  | 0 | 0 | 0 | 0 | 0 | 0 | 0 | 0 | 0 | 0 | 0 | 0 | 0 | -1 | 0 | 0 | 0 | 0 | 0 | 0 | 0 | 0 | 0 | 0 | 0 | 0 | 0 | 0 | 0 | 0 | 0 |  |  |  |  | 0 | 0 | 0 | 0 | 0 | 0 | 0 | 0 | 0 | 1/1/2039 | 12/31/2099 | TRUE | TCO |  | 2025 |  |  |  | REF | 0 | 0 | Real 2021 ¦ 12/22/2022 3:42:52 PM | 0 | Area 1001 Gas CC 1x1 2039 | 0 |  | 1 | Unit |  | PJM | 0 | 0 | 0.965 | 0 | 0 | 0 | 0 | 0 | 0 | 0 | 0 | 0
4681 | Area 1001 Gas CC 1x1 2040 | ATC | 2025 | AEP-KPCO | 0 | 0 | 0 | 0 | 0 |  | 0 | 0 | 0 | 0 | 0 | 0 | 0 | 0 | -1 | 0 | 0 |  | 0 | 0 | 0 | 0 | 0 | 0 | 0 | 0 | 0 | 0 | 0 | 0 | 0 | -1 | 0 | 0 | 0 | 0 | 0 | 0 | 0 | 0 | 0 | 0 | 0 | 0 | 0 | 0 | 0 | 0 | 0 |  |  |  |  | 0 | 0 | 0 | 0 | 0 | 0 | 0 | 0 | 0 | 1/1/2040 | 12/31/2099 | TRUE | TCO |  | 2025 |  |  |  | REF | 0 | 0 | Real 2021 ¦ 12/22/2022 3:42:52 PM | 0 | Area 1001 Gas CC 1x1 2040 | 0 |  | 1 | Unit |  | PJM | 0 | 0 | 0.965 | 0 | 0 | 0 | 0 | 0 | 0 | 0 | 0 | 0
4682 | Area 1001 Gas CC 1x1 2041 | ATC | 2025 | AEP-KPCO | 0 | 0 | 0 | 0 | 0 |  | 0 | 0 | 0 | 0 | 0 | 0 | 0 | 0 | -1 | 0 | 0 |  | 0 | 0 | 0 | 0 | 0 | 0 | 0 | 0 | 0 | 0 | 0 | 0 | 0 | -1 | 0 | 0 | 0 | 0 | 0 | 0 | 0 | 0 | 0 | 0 | 0 | 0 | 0 | 0 | 0 | 0 | 0 |  |  |  |  | 0 | 0 | 0 | 0 | 0 | 0 | 0 | 0 | 0 | 1/1/2041 | 12/31/2099 | TRUE | TCO |  | 2025 |  |  |  | REF | 0 | 0 | Real 2021 ¦ 12/22/2022 3:42:52 PM | 0 | Area 1001 Gas CC 1x1 2041 | 0 |  | 1 | Unit |  | PJM | 0 | 0 | 0.965 | 0 | 0 | 0 | 0 | 0 | 0 | 0 | 0 | 0
4683 | Area 1001 Gas CC 1x1 2042 | ATC | 2025 | AEP-KPCO | 0 | 0 | 0 | 0 | 0 |  | 0 | 0 | 0 | 0 | 0 | 0 | 0 | 0 | -1 | 0 | 0 |  | 0 | 0 | 0 | 0 | 0 | 0 | 0 | 0 | 0 | 0 | 0 | 0 | 0 | -1 | 0 | 0 | 0 | 0 | 0 | 0 | 0 | 0 | 0 | 0 | 0 | 0 | 0 | 0 | 0 | 0 | 0 |  |  |  |  | 0 | 0 | 0 | 0 | 0 | 0 | 0 | 0 | 0 | 1/1/2042 | 12/31/2099 | TRUE | TCO |  | 2025 |  |  |  | REF | 0 | 0 | Real 2021 ¦ 12/22/2022 3:42:52 PM | 0 | Area 1001 Gas CC 1x1 2042 | 0 |  | 1 | Unit |  | PJM | 0 | 0 | 0.965 | 0 | 0 | 0 | 0 | 0 | 0 | 0 | 0 | 0
4684 | Area 1001 Gas CC 1x1 2043 | ATC | 2025 | AEP-KPCO | 0 | 0 | 0 | 0 | 0 |  | 0 | 0 | 0 | 0 | 0 | 0 | 0 | 0 | -1 | 0 | 0 |  | 0 | 0 | 0 | 0 | 0 | 0 | 0 | 0 | 0 | 0 | 0 | 0 | 0 | -1 | 0 | 0 | 0 | 0 | 0 | 0 | 0 | 0 | 0 | 0 | 0 | 0 | 0 | 0 | 0 | 0 | 0 |  |  |  |  | 0 | 0 | 0 | 0 | 0 | 0 | 0 | 0 | 0 | 1/1/2043 | 12/31/2099 | TRUE | TCO |  | 2025 |  |  |  | REF | 0 | 0 | Real 2021 ¦ 12/22/2022 3:42:52 PM | 0 | Area 1001 Gas CC 1x1 2043 | 0 |  | 1 | Unit |  | PJM | 0 | 0 | 0.965 | 0 | 0 | 0 | 0 | 0 | 0 | 0 | 0 | 0
4685 | Area 1001 Gas CT 2023 | ATC | 2025 | AEP-KPCO | 209.578 | 229.1408 | 0 | 26.1318 | 33.4076 | 25.6361 | 25.028 | 28073.5098 | 240 | 26303.2285 | 1770.2826 | 0 | 0 | 2.5753 | -1 | 14408707 | 9905 | 9987.0654 | 9476.4287 | 62.8734 | 164.696 | 1442736.875 | 1442736.875 | 0 | 8.379 | 93.847 | 14408707 | 60292.8867 | 60292.8867 | 0 | 0 | -1 | 0 | 220.9082 | 12 | 36087.0469 | 0.10903 | 0 | 0 | 0.10903 | 0 | 0 | 0 | -4987.6431 | 898.6092 | 898.6092 | 0 | 0 | 0 | 0.71875 | 41.7906 | 45.2477 | -3.4571 | 0.45705 | 13.772 | 5.7908 | 0 | 0 | 8221 | 1442736.875 | 0 | 0 | 1/1/2023 | 12/31/2099 | TRUE | TCO |  | 2025 |  |  |  | REF | 0 | 0 | Real 2021 ¦ 12/22/2022 3:42:52 PM | 0 | Area 1001 Gas CT 2023 | 0 |  | 1 | Unit |  | PJM | 228 | 0 | 0.95 | 0 | 0 | 220.9082 | 0 | 1835903.5 | 0 | 36087.0469 | 0 | 0
4686 | Area 1001 Gas CT 2024 | ATC | 2025 | AEP-KPCO | 209.578 | 229.1408 | 0 | 26.1318 | 33.4076 | 25.6377 | 25.028 | 25418.0859 | 240 | 23647.8047 | 1770.2826 | 0 | 0 | 2.5753 | -1 | 14421321 | 9905 | 9987.998 | 9476.4287 | 62.8734 | 164.8248 | 1443865 | 1443865 | 0 | 0.011416 | 94.0982 | 14421321 | 60316.8672 | 60316.8672 | 0 | 0 | -1 | 0 | 183.2328 | 10 | 36117.5938 | 0.18052 | 0 | 0 | 0.18052 | 0 | 0 | 0 | -2301.8181 | 899.3119 | 899.3119 | 0 | 0 | 0 | 0.71932 | 41.7746 | 43.3688 | -1.5942 | 0.45713 | 13.772 | 5.7908 | 0 | 0 | 8243 | 1443865 | 0 | 0 | 1/1/2024 | 12/31/2099 | TRUE | TCO |  | 2025 |  |  |  | REF | 0 | 0 | Real 2021 ¦ 12/22/2022 3:42:52 PM | 0 | Area 1001 Gas CT 2024 | 0 |  | 1 | Unit |  | PJM | 228 | 0 | 0.95 | 0 | 0 | 183.2328 | 0 | 1835903.5 | 0 | 36117.5938 | 0 | 0
4687 | Area 1001 Gas CT 2025 | ATC | 2025 | AEP-KPCO | 209.578 | 229.1408 | 0 | 26.1318 | 33.4076 | 25.6374 | 25.028 | 24136.6133 | 240 | 22366.332 | 1770.2826 | 0 | 0 | 2.5753 | -1 | 14413927 | 9905 | 9987.0029 | 9476.4287 | 62.8734 | 164.7567 | 1443268.5 | 1443268.5 | 0 | 0.011416 | 93.8699 | 14413927 | 60312.6055 | 60312.6055 | 0 | 0 | -1 | 0 | 220.4795 | 12 | 36102.2734 | 6.9337 | 0.005339 | 0 | 6.9284 | 0 | 0 | 0 | -1046.1603 | 898.9403 | 898.9403 | 0 | 0 | 0 | 0.71902 | 41.7889 | 42.5138 | -0.72485 | 0.45704 | 13.772 | 5.7908 | 0 | 0 | 8223 | 1443268.5 | 0 | 0 | 1/1/2025 | 12/31/2099 | TRUE | TCO |  | 2025 |  |  |  | REF | 0 | 0 | Real 2021 ¦ 12/22/2022 3:42:52 PM | 0 | Area 1001 Gas CT 2025 | 0 |  | 1 | Unit |  | PJM | 228 | 0 | 0.95 | 0 | 0 | 220.4795 | 0 | 1835903.5 | 0 | 36102.2734 | 0 | 0
4688 | Area 1001 Gas CT 2026 | ATC | 2025 | AEP-KPCO | 0 | 0 | 0 | 0 | 0 |  | 0 | 0 | 0 | 0 | 0 | 0 | 0 | 0 | -1 | 0 | 0 |  | 0 | 0 | 0 | 0 | 0 | 0 | 0 | 0 | 0 | 0 | 0 | 0 | 0 | -1 | 0 | 0 | 0 | 0 | 0 | 0 | 0 | 0 | 0 | 0 | 0 | 0 | 0 | 0 | 0 | 0 | 0 |  |  |  |  | 0 | 0 | 0 | 0 | 0 | 0 | 0 | 0 | 0 | 1/1/2026 | 12/31/2099 | TRUE | TCO |  | 2025 |  |  |  | REF | 0 | 0 | Real 2021 ¦ 12/22/2022 3:42:52 PM | 0 | Area 1001 Gas CT 2026 | 0 |  | 1 | Unit |  | PJM | 0 | 0 | 0.95 | 0 | 0 | 0 | 0 | 0 | 0 | 0 | 0 | 0
4689 | Area 1001 Gas CT 2027 | ATC | 2025 | AEP-KPCO | 0 | 0 | 0 | 0 | 0 |  | 0 | 0 | 0 | 0 | 0 | 0 | 0 | 0 | -1 | 0 | 0 |  | 0 | 0 | 0 | 0 | 0 | 0 | 0 | 0 | 0 | 0 | 0 | 0 | 0 | -1 | 0 | 0 | 0 | 0 | 0 | 0 | 0 | 0 | 0 | 0 | 0 | 0 | 0 | 0 | 0 | 0 | 0 |  |  |  |  | 0 | 0 | 0 | 0 | 0 | 0 | 0 | 0 | 0 | 1/1/2027 | 12/31/2099 | TRUE | TCO |  | 2025 |  |  |  | REF | 0 | 0 | Real 2021 ¦ 12/22/2022 3:42:52 PM | 0 | Area 1001 Gas CT 2027 | 0 |  | 1 | Unit |  | PJM | 0 | 0 | 0.95 | 0 | 0 | 0 | 0 | 0 | 0 | 0 | 0 | 0
4690 | Area 1001 Gas CT 2028 | ATC | 2025 | AEP-KPCO | 0 | 0 | 0 | 0 | 0 |  | 0 | 0 | 0 | 0 | 0 | 0 | 0 | 0 | -1 | 0 | 0 |  | 0 | 0 | 0 | 0 | 0 | 0 | 0 | 0 | 0 | 0 | 0 | 0 | 0 | -1 | 0 | 0 | 0 | 0 | 0 | 0 | 0 | 0 | 0 | 0 | 0 | 0 | 0 | 0 | 0 | 0 | 0 |  |  |  |  | 0 | 0 | 0 | 0 | 0 | 0 | 0 | 0 | 0 | 1/1/2028 | 12/31/2099 | TRUE | TCO |  | 2025 |  |  |  | REF | 0 | 0 | Real 2021 ¦ 12/22/2022 3:42:52 PM | 0 | Area 1001 Gas CT 2028 | 0 |  | 1 | Unit |  | PJM | 0 | 0 | 0.95 | 0 | 0 | 0 | 0 | 0 | 0 | 0 | 0 | 0
4691 | Area 1001 Gas CT 2029 | ATC | 2025 | AEP-KPCO | 0 | 0 | 0 | 0 | 0 |  | 0 | 0 | 0 | 0 | 0 | 0 | 0 | 0 | -1 | 0 | 0 |  | 0 | 0 | 0 | 0 | 0 | 0 | 0 | 0 | 0 | 0 | 0 | 0 | 0 | -1 | 0 | 0 | 0 | 0 | 0 | 0 | 0 | 0 | 0 | 0 | 0 | 0 | 0 | 0 | 0 | 0 | 0 |  |  |  |  | 0 | 0 | 0 | 0 | 0 | 0 | 0 | 0 | 0 | 1/1/2029 | 12/31/2099 | TRUE | TCO |  | 2025 |  |  |  | REF | 0 | 0 | Real 2021 ¦ 12/22/2022 3:42:52 PM | 0 | Area 1001 Gas CT 2029 | 0 |  | 1 | Unit |  | PJM | 0 | 0 | 0.95 | 0 | 0 | 0 | 0 | 0 | 0 | 0 | 0 | 0
4692 | Area 1001 Gas CT 2030 | ATC | 2025 | AEP-KPCO | 0 | 0 | 0 | 0 | 0 |  | 0 | 0 | 0 | 0 | 0 | 0 | 0 | 0 | -1 | 0 | 0 |  | 0 | 0 | 0 | 0 | 0 | 0 | 0 | 0 | 0 | 0 | 0 | 0 | 0 | -1 | 0 | 0 | 0 | 0 | 0 | 0 | 0 | 0 | 0 | 0 | 0 | 0 | 0 | 0 | 0 | 0 | 0 |  |  |  |  | 0 | 0 | 0 | 0 | 0 | 0 | 0 | 0 | 0 | 1/1/2030 | 12/31/2099 | TRUE | TCO |  | 2025 |  |  |  | REF | 0 | 0 | Real 2021 ¦ 12/22/2022 3:42:52 PM | 0 | Area 1001 Gas CT 2030 | 0 |  | 1 | Unit |  | PJM | 0 | 0 | 0.95 | 0 | 0 | 0 | 0 | 0 | 0 | 0 | 0 | 0
4693 | Area 1001 Gas CT 2031 | ATC | 2025 | AEP-KPCO | 0 | 0 | 0 | 0 | 0 |  | 0 | 0 | 0 | 0 | 0 | 0 | 0 | 0 | -1 | 0 | 0 |  | 0 | 0 | 0 | 0 | 0 | 0 | 0 | 0 | 0 | 0 | 0 | 0 | 0 | -1 | 0 | 0 | 0 | 0 | 0 | 0 | 0 | 0 | 0 | 0 | 0 | 0 | 0 | 0 | 0 | 0 | 0 |  |  |  |  | 0 | 0 | 0 | 0 | 0 | 0 | 0 | 0 | 0 | 1/1/2031 | 12/31/2099 | TRUE | TCO |  | 2025 |  |  |  | REF | 0 | 0 | Real 2021 ¦ 12/22/2022 3:42:52 PM | 0 | Area 1001 Gas CT 2031 | 0 |  | 1 | Unit |  | PJM | 0 | 0 | 0.95 | 0 | 0 | 0 | 0 | 0 | 0 | 0 | 0 | 0
4694 | Area 1001 Gas CT 2032 | ATC | 2025 | AEP-KPCO | 0 | 0 | 0 | 0 | 0 |  | 0 | 0 | 0 | 0 | 0 | 0 | 0 | 0 | -1 | 0 | 0 |  | 0 | 0 | 0 | 0 | 0 | 0 | 0 | 0 | 0 | 0 | 0 | 0 | 0 | -1 | 0 | 0 | 0 | 0 | 0 | 0 | 0 | 0 | 0 | 0 | 0 | 0 | 0 | 0 | 0 | 0 | 0 |  |  |  |  | 0 | 0 | 0 | 0 | 0 | 0 | 0 | 0 | 0 | 1/1/2032 | 12/31/2099 | TRUE | TCO |  | 2025 |  |  |  | REF | 0 | 0 | Real 2021 ¦ 12/22/2022 3:42:52 PM | 0 | Area 1001 Gas CT 2032 | 0 |  | 1 | Unit |  | PJM | 0 | 0 | 0.95 | 0 | 0 | 0 | 0 | 0 | 0 | 0 | 0 | 0
4695 | Area 1001 Gas CT 2033 | ATC | 2025 | AEP-KPCO | 0 | 0 | 0 | 0 | 0 |  | 0 | 0 | 0 | 0 | 0 | 0 | 0 | 0 | -1 | 0 | 0 |  | 0 | 0 | 0 | 0 | 0 | 0 | 0 | 0 | 0 | 0 | 0 | 0 | 0 | -1 | 0 | 0 | 0 | 0 | 0 | 0 | 0 | 0 | 0 | 0 | 0 | 0 | 0 | 0 | 0 | 0 | 0 |  |  |  |  | 0 | 0 | 0 | 0 | 0 | 0 | 0 | 0 | 0 | 1/1/2033 | 12/31/2099 | TRUE | TCO |  | 2025 |  |  |  | REF | 0 | 0 | Real 2021 ¦ 12/22/2022 3:42:52 PM | 0 | Area 1001 Gas CT 2033 | 0 |  | 1 | Unit |  | PJM | 0 | 0 | 0.95 | 0 | 0 | 0 | 0 | 0 | 0 | 0 | 0 | 0
4696 | Area 1001 Gas CT 2034 | ATC | 2025 | AEP-KPCO | 0 | 0 | 0 | 0 | 0 |  | 0 | 0 | 0 | 0 | 0 | 0 | 0 | 0 | -1 | 0 | 0 |  | 0 | 0 | 0 | 0 | 0 | 0 | 0 | 0 | 0 | 0 | 0 | 0 | 0 | -1 | 0 | 0 | 0 | 0 | 0 | 0 | 0 | 0 | 0 | 0 | 0 | 0 | 0 | 0 | 0 | 0 | 0 |  |  |  |  | 0 | 0 | 0 | 0 | 0 | 0 | 0 | 0 | 0 | 1/1/2034 | 12/31/2099 | TRUE | TCO |  | 2025 |  |  |  | REF | 0 | 0 | Real 2021 ¦ 12/22/2022 3:42:52 PM | 0 | Area 1001 Gas CT 2034 | 0 |  | 1 | Unit |  | PJM | 0 | 0 | 0.95 | 0 | 0 | 0 | 0 | 0 | 0 | 0 | 0 | 0
4697 | Area 1001 Gas CT 2035 | ATC | 2025 | AEP-KPCO | 0 | 0 | 0 | 0 | 0 |  | 0 | 0 | 0 | 0 | 0 | 0 | 0 | 0 | -1 | 0 | 0 |  | 0 | 0 | 0 | 0 | 0 | 0 | 0 | 0 | 0 | 0 | 0 | 0 | 0 | -1 | 0 | 0 | 0 | 0 | 0 | 0 | 0 | 0 | 0 | 0 | 0 | 0 | 0 | 0 | 0 | 0 | 0 |  |  |  |  | 0 | 0 | 0 | 0 | 0 | 0 | 0 | 0 | 0 | 1/1/2035 | 12/31/2099 | TRUE | TCO |  | 2025 |  |  |  | REF | 0 | 0 | Real 2021 ¦ 12/22/2022 3:42:52 PM | 0 | Area 1001 Gas CT 2035 | 0 |  | 1 | Unit |  | PJM | 0 | 0 | 0.95 | 0 | 0 | 0 | 0 | 0 | 0 | 0 | 0 | 0
4698 | Area 1001 Gas CT 2036 | ATC | 2025 | AEP-KPCO | 0 | 0 | 0 | 0 | 0 |  | 0 | 0 | 0 | 0 | 0 | 0 | 0 | 0 | -1 | 0 | 0 |  | 0 | 0 | 0 | 0 | 0 | 0 | 0 | 0 | 0 | 0 | 0 | 0 | 0 | -1 | 0 | 0 | 0 | 0 | 0 | 0 | 0 | 0 | 0 | 0 | 0 | 0 | 0 | 0 | 0 | 0 | 0 |  |  |  |  | 0 | 0 | 0 | 0 | 0 | 0 | 0 | 0 | 0 | 1/1/2036 | 12/31/2099 | TRUE | TCO |  | 2025 |  |  |  | REF | 0 | 0 | Real 2021 ¦ 12/22/2022 3:42:52 PM | 0 | Area 1001 Gas CT 2036 | 0 |  | 1 | Unit |  | PJM | 0 | 0 | 0.95 | 0 | 0 | 0 | 0 | 0 | 0 | 0 | 0 | 0
4699 | Area 1001 Gas CT 2037 | ATC | 2025 | AEP-KPCO | 0 | 0 | 0 | 0 | 0 |  | 0 | 0 | 0 | 0 | 0 | 0 | 0 | 0 | -1 | 0 | 0 |  | 0 | 0 | 0 | 0 | 0 | 0 | 0 | 0 | 0 | 0 | 0 | 0 | 0 | -1 | 0 | 0 | 0 | 0 | 0 | 0 | 0 | 0 | 0 | 0 | 0 | 0 | 0 | 0 | 0 | 0 | 0 |  |  |  |  | 0 | 0 | 0 | 0 | 0 | 0 | 0 | 0 | 0 | 1/1/2037 | 12/31/2099 | TRUE | TCO |  | 2025 |  |  |  | REF | 0 | 0 | Real 2021 ¦ 12/22/2022 3:42:52 PM | 0 | Area 1001 Gas CT 2037 | 0 |  | 1 | Unit |  | PJM | 0 | 0 | 0.95 | 0 | 0 | 0 | 0 | 0 | 0 | 0 | 0 | 0
4700 | Area 1001 Gas CT 2038 | ATC | 2025 | AEP-KPCO | 0 | 0 | 0 | 0 | 0 |  | 0 | 0 | 0 | 0 | 0 | 0 | 0 | 0 | -1 | 0 | 0 |  | 0 | 0 | 0 | 0 | 0 | 0 | 0 | 0 | 0 | 0 | 0 | 0 | 0 | -1 | 0 | 0 | 0 | 0 | 0 | 0 | 0 | 0 | 0 | 0 | 0 | 0 | 0 | 0 | 0 | 0 | 0 |  |  |  |  | 0 | 0 | 0 | 0 | 0 | 0 | 0 | 0 | 0 | 1/1/2038 | 12/31/2099 | TRUE | TCO |  | 2025 |  |  |  | REF | 0 | 0 | Real 2021 ¦ 12/22/2022 3:42:52 PM | 0 | Area 1001 Gas CT 2038 | 0 |  | 1 | Unit |  | PJM | 0 | 0 | 0.95 | 0 | 0 | 0 | 0 | 0 | 0 | 0 | 0 | 0
4701 | Area 1001 Gas CT 2039 | ATC | 2025 | AEP-KPCO | 0 | 0 | 0 | 0 | 0 |  | 0 | 0 | 0 | 0 | 0 | 0 | 0 | 0 | -1 | 0 | 0 |  | 0 | 0 | 0 | 0 | 0 | 0 | 0 | 0 | 0 | 0 | 0 | 0 | 0 | -1 | 0 | 0 | 0 | 0 | 0 | 0 | 0 | 0 | 0 | 0 | 0 | 0 | 0 | 0 | 0 | 0 | 0 |  |  |  |  | 0 | 0 | 0 | 0 | 0 | 0 | 0 | 0 | 0 | 1/1/2039 | 12/31/2099 | TRUE | TCO |  | 2025 |  |  |  | REF | 0 | 0 | Real 2021 ¦ 12/22/2022 3:42:52 PM | 0 | Area 1001 Gas CT 2039 | 0 |  | 1 | Unit |  | PJM | 0 | 0 | 0.95 | 0 | 0 | 0 | 0 | 0 | 0 | 0 | 0 | 0
4702 | Area 1001 Gas CT 2040 | ATC | 2025 | AEP-KPCO | 0 | 0 | 0 | 0 | 0 |  | 0 | 0 | 0 | 0 | 0 | 0 | 0 | 0 | -1 | 0 | 0 |  | 0 | 0 | 0 | 0 | 0 | 0 | 0 | 0 | 0 | 0 | 0 | 0 | 0 | -1 | 0 | 0 | 0 | 0 | 0 | 0 | 0 | 0 | 0 | 0 | 0 | 0 | 0 | 0 | 0 | 0 | 0 |  |  |  |  | 0 | 0 | 0 | 0 | 0 | 0 | 0 | 0 | 0 | 1/1/2040 | 12/31/2099 | TRUE | TCO |  | 2025 |  |  |  | REF | 0 | 0 | Real 2021 ¦ 12/22/2022 3:42:52 PM | 0 | Area 1001 Gas CT 2040 | 0 |  | 1 | Unit |  | PJM | 0 | 0 | 0.95 | 0 | 0 | 0 | 0 | 0 | 0 | 0 | 0 | 0
4703 | Area 1001 Gas CT 2041 | ATC | 2025 | AEP-KPCO | 0 | 0 | 0 | 0 | 0 |  | 0 | 0 | 0 | 0 | 0 | 0 | 0 | 0 | -1 | 0 | 0 |  | 0 | 0 | 0 | 0 | 0 | 0 | 0 | 0 | 0 | 0 | 0 | 0 | 0 | -1 | 0 | 0 | 0 | 0 | 0 | 0 | 0 | 0 | 0 | 0 | 0 | 0 | 0 | 0 | 0 | 0 | 0 |  |  |  |  | 0 | 0 | 0 | 0 | 0 | 0 | 0 | 0 | 0 | 1/1/2041 | 12/31/2099 | TRUE | TCO |  | 2025 |  |  |  | REF | 0 | 0 | Real 2021 ¦ 12/22/2022 3:42:52 PM | 0 | Area 1001 Gas CT 2041 | 0 |  | 1 | Unit |  | PJM | 0 | 0 | 0.95 | 0 | 0 | 0 | 0 | 0 | 0 | 0 | 0 | 0
4704 | Area 1001 Gas CT 2042 | ATC | 2025 | AEP-KPCO | 0 | 0 | 0 | 0 | 0 |  | 0 | 0 | 0 | 0 | 0 | 0 | 0 | 0 | -1 | 0 | 0 |  | 0 | 0 | 0 | 0 | 0 | 0 | 0 | 0 | 0 | 0 | 0 | 0 | 0 | -1 | 0 | 0 | 0 | 0 | 0 | 0 | 0 | 0 | 0 | 0 | 0 | 0 | 0 | 0 | 0 | 0 | 0 |  |  |  |  | 0 | 0 | 0 | 0 | 0 | 0 | 0 | 0 | 0 | 1/1/2042 | 12/31/2099 | TRUE | TCO |  | 2025 |  |  |  | REF | 0 | 0 | Real 2021 ¦ 12/22/2022 3:42:52 PM | 0 | Area 1001 Gas CT 2042 | 0 |  | 1 | Unit |  | PJM | 0 | 0 | 0.95 | 0 | 0 | 0 | 0 | 0 | 0 | 0 | 0 | 0
4705 | Area 1001 Gas CT 2043 | ATC | 2025 | AEP-KPCO | 0 | 0 | 0 | 0 | 0 |  | 0 | 0 | 0 | 0 | 0 | 0 | 0 | 0 | -1 | 0 | 0 |  | 0 | 0 | 0 | 0 | 0 | 0 | 0 | 0 | 0 | 0 | 0 | 0 | 0 | -1 | 0 | 0 | 0 | 0 | 0 | 0 | 0 | 0 | 0 | 0 | 0 | 0 | 0 | 0 | 0 | 0 | 0 |  |  |  |  | 0 | 0 | 0 | 0 | 0 | 0 | 0 | 0 | 0 | 1/1/2043 | 12/31/2099 | TRUE | TCO |  | 2025 |  |  |  | REF | 0 | 0 | Real 2021 ¦ 12/22/2022 3:42:52 PM | 0 | Area 1001 Gas CT 2043 | 0 |  | 1 | Unit |  | PJM | 0 | 0 | 0.95 | 0 | 0 | 0 | 0 | 0 | 0 | 0 | 0 | 0
4706 | Area 1001 Gas Aero CT 2023 | ATC | 2025 | AEP-KPCO | 91.6904 | 100.2491 | 0 | 28.417 | 35.9456 | 28.1674 | 27.3133 | 20275.6797 | 105 | 18478.1504 | 1797.5304 | 0 | 0 | 2.5753 | -1 | 5098184 | 9124 | 9250.0332 | 8695.4287 | 27.5071 | 62.917 | 551153 | 551153 | 0 | 0.11416 | 88.9726 | 5098184 | 23800.3789 | 23800.3789 | 0 | 0 | -1 | 0 | 80.0532 | 38 | 12812.9863 | 0.032603 | 0.0016234 | 0 | 0.030979 | 0 | 0 | 0 | -12079.8818 | 2711.3765 | 2711.3765 | 0 | 0 | 0 | 0.62761 | 43.1829 | 65.1004 | -21.9175 | 0.16518 | 6.0252 | 2.5335 | 0 | 0 | 7794 | 551153 | 0 | 0 | 1/1/2023 | 12/31/2099 | TRUE | TCO |  | 2025 |  |  |  | REF | 0 | 0 | Real 2021 ¦ 12/22/2022 3:42:52 PM | 0 | Area 1001 Gas Aero CT 2023 | 0 |  | 1 | Unit |  | PJM | 99.75 | 0 | 0.95 | 0 | 0 | 80.0532 | 0 | 803207.75 | 0 | 12812.9863 | 0 | 0
4707 | Area 1001 Gas Aero CT 2024 | ATC | 2025 | AEP-KPCO | 91.6904 | 100.2491 | 0 | 28.417 | 35.9456 | 28.1725 | 27.3133 | 18397.2324 | 105 | 16599.7012 | 1797.5304 | 0 | 0 | 2.5753 | -1 | 5105332.5 | 9124 | 9250.5918 | 8695.4287 | 27.5071 | 63.0014 | 551892.5625 | 551892.5625 | 0 | 0.057078 | 89.1781 | 5105332.5 | 23827.0156 | 23827.0156 | 0 | 0 | -1 | 0 | 86.9035 | 41 | 12832.9922 | 3.7501 | 0.00284 | 0 | 3.7473 | 0 | 0 | 0 | -10205.293 | 2715.0146 | 2715.0146 | 0 | 0 | 0 | 0.62845 | 43.1733 | 61.6647 | -18.4914 | 0.16528 | 6.0252 | 2.5335 | 0 | 0 | 7812 | 551892.5625 | 0 | 0 | 1/1/2024 | 12/31/2099 | TRUE | TCO |  | 2025 |  |  |  | REF | 0 | 0 | Real 2021 ¦ 12/22/2022 3:42:52 PM | 0 | Area 1001 Gas Aero CT 2024 | 0 |  | 1 | Unit |  | PJM | 99.75 | 0 | 0.95 | 0 | 0 | 86.9035 | 0 | 803207.75 | 0 | 12832.9922 | 0 | 0
4708 | Area 1001 Gas Aero CT 2025 | ATC | 2025 | AEP-KPCO | 91.6904 | 100.2491 | 0 | 28.417 | 35.9456 | 27.9353 | 27.3133 | 17495.5762 | 105 | 15698.0469 | 1797.5304 | 0 | 0 | 2.5753 | -1 | 4608236 | 9124 | 9317.499 | 8695.4287 | 27.5071 | 56.4588 | 494578.6562 | 494578.6562 | 0 | 24.7032 | 89.5434 | 4608236 | 20955.4727 | 20955.4727 | 0 | 0 | -1 | 0 | 76.168 | 36 | 11382.9629 | 6.8027 | 0 | 0 | 6.8027 | 0 | 0 | 0 | -10432.4531 | 2433.061 | 2433.061 | 0 | 0 | 0 | 0.56318 | 42.3703 | 63.464 | -21.0936 | 0.15549 | 6.0252 | 2.5335 | 0 | 0 | 7844 | 494578.6562 | 0 | 0 | 1/1/2025 | 12/31/2099 | TRUE | TCO |  | 2025 |  |  |  | REF | 0 | 0 | Real 2021 ¦ 12/22/2022 3:42:52 PM | 0 | Area 1001 Gas Aero CT 2025 | 0 |  | 1 | Unit |  | PJM | 99.75 | 0 | 0.95 | 0 | 0 | 76.168 | 0 | 803207.75 | 0 | 11382.9629 | 0 | 0
4709 | Area 1001 Gas Aero CT 2026 | ATC | 2025 | AEP-KPCO | 0 | 0 | 0 | 0 | 0 |  | 0 | 0 | 0 | 0 | 0 | 0 | 0 | 0 | -1 | 0 | 0 |  | 0 | 0 | 0 | 0 | 0 | 0 | 0 | 0 | 0 | 0 | 0 | 0 | 0 | -1 | 0 | 0 | 0 | 0 | 0 | 0 | 0 | 0 | 0 | 0 | 0 | 0 | 0 | 0 | 0 | 0 | 0 |  |  |  |  | 0 | 0 | 0 | 0 | 0 | 0 | 0 | 0 | 0 | 1/1/2026 | 12/31/2099 | TRUE | TCO |  | 2025 |  |  |  | REF | 0 | 0 | Real 2021 ¦ 12/22/2022 3:42:52 PM | 0 | Area 1001 Gas Aero CT 2026 | 0 |  | 1 | Unit |  | PJM | 0 | 0 | 0.95 | 0 | 0 | 0 | 0 | 0 | 0 | 0 | 0 | 0
4710 | Area 1001 Gas Aero CT 2027 | ATC | 2025 | AEP-KPCO | 0 | 0 | 0 | 0 | 0 |  | 0 | 0 | 0 | 0 | 0 | 0 | 0 | 0 | -1 | 0 | 0 |  | 0 | 0 | 0 | 0 | 0 | 0 | 0 | 0 | 0 | 0 | 0 | 0 | 0 | -1 | 0 | 0 | 0 | 0 | 0 | 0 | 0 | 0 | 0 | 0 | 0 | 0 | 0 | 0 | 0 | 0 | 0 |  |  |  |  | 0 | 0 | 0 | 0 | 0 | 0 | 0 | 0 | 0 | 1/1/2027 | 12/31/2099 | TRUE | TCO |  | 2025 |  |  |  | REF | 0 | 0 | Real 2021 ¦ 12/22/2022 3:42:52 PM | 0 | Area 1001 Gas Aero CT 2027 | 0 |  | 1 | Unit |  | PJM | 0 | 0 | 0.95 | 0 | 0 | 0 | 0 | 0 | 0 | 0 | 0 | 0
4711 | Area 1001 Gas Aero CT 2028 | ATC | 2025 | AEP-KPCO | 0 | 0 | 0 | 0 | 0 |  | 0 | 0 | 0 | 0 | 0 | 0 | 0 | 0 | -1 | 0 | 0 |  | 0 | 0 | 0 | 0 | 0 | 0 | 0 | 0 | 0 | 0 | 0 | 0 | 0 | -1 | 0 | 0 | 0 | 0 | 0 | 0 | 0 | 0 | 0 | 0 | 0 | 0 | 0 | 0 | 0 | 0 | 0 |  |  |  |  | 0 | 0 | 0 | 0 | 0 | 0 | 0 | 0 | 0 | 1/1/2028 | 12/31/2099 | TRUE | TCO |  | 2025 |  |  |  | REF | 0 | 0 | Real 2021 ¦ 12/22/2022 3:42:52 PM | 0 | Area 1001 Gas Aero CT 2028 | 0 |  | 1 | Unit |  | PJM | 0 | 0 | 0.95 | 0 | 0 | 0 | 0 | 0 | 0 | 0 | 0 | 0
4712 | Area 1001 Gas Aero CT 2029 | ATC | 2025 | AEP-KPCO | 0 | 0 | 0 | 0 | 0 |  | 0 | 0 | 0 | 0 | 0 | 0 | 0 | 0 | -1 | 0 | 0 |  | 0 | 0 | 0 | 0 | 0 | 0 | 0 | 0 | 0 | 0 | 0 | 0 | 0 | -1 | 0 | 0 | 0 | 0 | 0 | 0 | 0 | 0 | 0 | 0 | 0 | 0 | 0 | 0 | 0 | 0 | 0 |  |  |  |  | 0 | 0 | 0 | 0 | 0 | 0 | 0 | 0 | 0 | 1/1/2029 | 12/31/2099 | TRUE | TCO |  | 2025 |  |  |  | REF | 0 | 0 | Real 2021 ¦ 12/22/2022 3:42:52 PM | 0 | Area 1001 Gas Aero CT 2029 | 0 |  | 1 | Unit |  | PJM | 0 | 0 | 0.95 | 0 | 0 | 0 | 0 | 0 | 0 | 0 | 0 | 0
4713 | Area 1001 Gas Aero CT 2030 | ATC | 2025 | AEP-KPCO | 0 | 0 | 0 | 0 | 0 |  | 0 | 0 | 0 | 0 | 0 | 0 | 0 | 0 | -1 | 0 | 0 |  | 0 | 0 | 0 | 0 | 0 | 0 | 0 | 0 | 0 | 0 | 0 | 0 | 0 | -1 | 0 | 0 | 0 | 0 | 0 | 0 | 0 | 0 | 0 | 0 | 0 | 0 | 0 | 0 | 0 | 0 | 0 |  |  |  |  | 0 | 0 | 0 | 0 | 0 | 0 | 0 | 0 | 0 | 1/1/2030 | 12/31/2099 | TRUE | TCO |  | 2025 |  |  |  | REF | 0 | 0 | Real 2021 ¦ 12/22/2022 3:42:52 PM | 0 | Area 1001 Gas Aero CT 2030 | 0 |  | 1 | Unit |  | PJM | 0 | 0 | 0.95 | 0 | 0 | 0 | 0 | 0 | 0 | 0 | 0 | 0
4714 | Area 1001 Gas Aero CT 2031 | ATC | 2025 | AEP-KPCO | 0 | 0 | 0 | 0 | 0 |  | 0 | 0 | 0 | 0 | 0 | 0 | 0 | 0 | -1 | 0 | 0 |  | 0 | 0 | 0 | 0 | 0 | 0 | 0 | 0 | 0 | 0 | 0 | 0 | 0 | -1 | 0 | 0 | 0 | 0 | 0 | 0 | 0 | 0 | 0 | 0 | 0 | 0 | 0 | 0 | 0 | 0 | 0 |  |  |  |  | 0 | 0 | 0 | 0 | 0 | 0 | 0 | 0 | 0 | 1/1/2031 | 12/31/2099 | TRUE | TCO |  | 2025 |  |  |  | REF | 0 | 0 | Real 2021 ¦ 12/22/2022 3:42:52 PM | 0 | Area 1001 Gas Aero CT 2031 | 0 |  | 1 | Unit |  | PJM | 0 | 0 | 0.95 | 0 | 0 | 0 | 0 | 0 | 0 | 0 | 0 | 0
4715 | Area 1001 Gas Aero CT 2032 | ATC | 2025 | AEP-KPCO | 0 | 0 | 0 | 0 | 0 |  | 0 | 0 | 0 | 0 | 0 | 0 | 0 | 0 | -1 | 0 | 0 |  | 0 | 0 | 0 | 0 | 0 | 0 | 0 | 0 | 0 | 0 | 0 | 0 | 0 | -1 | 0 | 0 | 0 | 0 | 0 | 0 | 0 | 0 | 0 | 0 | 0 | 0 | 0 | 0 | 0 | 0 | 0 |  |  |  |  | 0 | 0 | 0 | 0 | 0 | 0 | 0 | 0 | 0 | 1/1/2032 | 12/31/2099 | TRUE | TCO |  | 2025 |  |  |  | REF | 0 | 0 | Real 2021 ¦ 12/22/2022 3:42:52 PM | 0 | Area 1001 Gas Aero CT 2032 | 0 |  | 1 | Unit |  | PJM | 0 | 0 | 0.95 | 0 | 0 | 0 | 0 | 0 | 0 | 0 | 0 | 0
4716 | Area 1001 Gas Aero CT 2033 | ATC | 2025 | AEP-KPCO | 0 | 0 | 0 | 0 | 0 |  | 0 | 0 | 0 | 0 | 0 | 0 | 0 | 0 | -1 | 0 | 0 |  | 0 | 0 | 0 | 0 | 0 | 0 | 0 | 0 | 0 | 0 | 0 | 0 | 0 | -1 | 0 | 0 | 0 | 0 | 0 | 0 | 0 | 0 | 0 | 0 | 0 | 0 | 0 | 0 | 0 | 0 | 0 |  |  |  |  | 0 | 0 | 0 | 0 | 0 | 0 | 0 | 0 | 0 | 1/1/2033 | 12/31/2099 | TRUE | TCO |  | 2025 |  |  |  | REF | 0 | 0 | Real 2021 ¦ 12/22/2022 3:42:52 PM | 0 | Area 1001 Gas Aero CT 2033 | 0 |  | 1 | Unit |  | PJM | 0 | 0 | 0.95 | 0 | 0 | 0 | 0 | 0 | 0 | 0 | 0 | 0
4717 | Area 1001 Gas Aero CT 2034 | ATC | 2025 | AEP-KPCO | 0 | 0 | 0 | 0 | 0 |  | 0 | 0 | 0 | 0 | 0 | 0 | 0 | 0 | -1 | 0 | 0 |  | 0 | 0 | 0 | 0 | 0 | 0 | 0 | 0 | 0 | 0 | 0 | 0 | 0 | -1 | 0 | 0 | 0 | 0 | 0 | 0 | 0 | 0 | 0 | 0 | 0 | 0 | 0 | 0 | 0 | 0 | 0 |  |  |  |  | 0 | 0 | 0 | 0 | 0 | 0 | 0 | 0 | 0 | 1/1/2034 | 12/31/2099 | TRUE | TCO |  | 2025 |  |  |  | REF | 0 | 0 | Real 2021 ¦ 12/22/2022 3:42:52 PM | 0 | Area 1001 Gas Aero CT 2034 | 0 |  | 1 | Unit |  | PJM | 0 | 0 | 0.95 | 0 | 0 | 0 | 0 | 0 | 0 | 0 | 0 | 0
4718 | Area 1001 Gas Aero CT 2035 | ATC | 2025 | AEP-KPCO | 0 | 0 | 0 | 0 | 0 |  | 0 | 0 | 0 | 0 | 0 | 0 | 0 | 0 | -1 | 0 | 0 |  | 0 | 0 | 0 | 0 | 0 | 0 | 0 | 0 | 0 | 0 | 0 | 0 | 0 | -1 | 0 | 0 | 0 | 0 | 0 | 0 | 0 | 0 | 0 | 0 | 0 | 0 | 0 | 0 | 0 | 0 | 0 |  |  |  |  | 0 | 0 | 0 | 0 | 0 | 0 | 0 | 0 | 0 | 1/1/2035 | 12/31/2099 | TRUE | TCO |  | 2025 |  |  |  | REF | 0 | 0 | Real 2021 ¦ 12/22/2022 3:42:52 PM | 0 | Area 1001 Gas Aero CT 2035 | 0 |  | 1 | Unit |  | PJM | 0 | 0 | 0.95 | 0 | 0 | 0 | 0 | 0 | 0 | 0 | 0 | 0
4719 | Area 1001 Gas Aero CT 2036 | ATC | 2025 | AEP-KPCO | 0 | 0 | 0 | 0 | 0 |  | 0 | 0 | 0 | 0 | 0 | 0 | 0 | 0 | -1 | 0 | 0 |  | 0 | 0 | 0 | 0 | 0 | 0 | 0 | 0 | 0 | 0 | 0 | 0 | 0 | -1 | 0 | 0 | 0 | 0 | 0 | 0 | 0 | 0 | 0 | 0 | 0 | 0 | 0 | 0 | 0 | 0 | 0 |  |  |  |  | 0 | 0 | 0 | 0 | 0 | 0 | 0 | 0 | 0 | 1/1/2036 | 12/31/2099 | TRUE | TCO |  | 2025 |  |  |  | REF | 0 | 0 | Real 2021 ¦ 12/22/2022 3:42:52 PM | 0 | Area 1001 Gas Aero CT 2036 | 0 |  | 1 | Unit |  | PJM | 0 | 0 | 0.95 | 0 | 0 | 0 | 0 | 0 | 0 | 0 | 0 | 0
4720 | Area 1001 Gas Aero CT 2037 | ATC | 2025 | AEP-KPCO | 0 | 0 | 0 | 0 | 0 |  | 0 | 0 | 0 | 0 | 0 | 0 | 0 | 0 | -1 | 0 | 0 |  | 0 | 0 | 0 | 0 | 0 | 0 | 0 | 0 | 0 | 0 | 0 | 0 | 0 | -1 | 0 | 0 | 0 | 0 | 0 | 0 | 0 | 0 | 0 | 0 | 0 | 0 | 0 | 0 | 0 | 0 | 0 |  |  |  |  | 0 | 0 | 0 | 0 | 0 | 0 | 0 | 0 | 0 | 1/1/2037 | 12/31/2099 | TRUE | TCO |  | 2025 |  |  |  | REF | 0 | 0 | Real 2021 ¦ 12/22/2022 3:42:52 PM | 0 | Area 1001 Gas Aero CT 2037 | 0 |  | 1 | Unit |  | PJM | 0 | 0 | 0.95 | 0 | 0 | 0 | 0 | 0 | 0 | 0 | 0 | 0
4721 | Area 1001 Gas Aero CT 2038 | ATC | 2025 | AEP-KPCO | 0 | 0 | 0 | 0 | 0 |  | 0 | 0 | 0 | 0 | 0 | 0 | 0 | 0 | -1 | 0 | 0 |  | 0 | 0 | 0 | 0 | 0 | 0 | 0 | 0 | 0 | 0 | 0 | 0 | 0 | -1 | 0 | 0 | 0 | 0 | 0 | 0 | 0 | 0 | 0 | 0 | 0 | 0 | 0 | 0 | 0 | 0 | 0 |  |  |  |  | 0 | 0 | 0 | 0 | 0 | 0 | 0 | 0 | 0 | 1/1/2038 | 12/31/2099 | TRUE | TCO |  | 2025 |  |  |  | REF | 0 | 0 | Real 2021 ¦ 12/22/2022 3:42:52 PM | 0 | Area 1001 Gas Aero CT 2038 | 0 |  | 1 | Unit |  | PJM | 0 | 0 | 0.95 | 0 | 0 | 0 | 0 | 0 | 0 | 0 | 0 | 0
4722 | Area 1001 Gas Aero CT 2039 | ATC | 2025 | AEP-KPCO | 0 | 0 | 0 | 0 | 0 |  | 0 | 0 | 0 | 0 | 0 | 0 | 0 | 0 | -1 | 0 | 0 |  | 0 | 0 | 0 | 0 | 0 | 0 | 0 | 0 | 0 | 0 | 0 | 0 | 0 | -1 | 0 | 0 | 0 | 0 | 0 | 0 | 0 | 0 | 0 | 0 | 0 | 0 | 0 | 0 | 0 | 0 | 0 |  |  |  |  | 0 | 0 | 0 | 0 | 0 | 0 | 0 | 0 | 0 | 1/1/2039 | 12/31/2099 | TRUE | TCO |  | 2025 |  |  |  | REF | 0 | 0 | Real 2021 ¦ 12/22/2022 3:42:52 PM | 0 | Area 1001 Gas Aero CT 2039 | 0 |  | 1 | Unit |  | PJM | 0 | 0 | 0.95 | 0 | 0 | 0 | 0 | 0 | 0 | 0 | 0 | 0
4723 | Area 1001 Gas Aero CT 2040 | ATC | 2025 | AEP-KPCO | 0 | 0 | 0 | 0 | 0 |  | 0 | 0 | 0 | 0 | 0 | 0 | 0 | 0 | -1 | 0 | 0 |  | 0 | 0 | 0 | 0 | 0 | 0 | 0 | 0 | 0 | 0 | 0 | 0 | 0 | -1 | 0 | 0 | 0 | 0 | 0 | 0 | 0 | 0 | 0 | 0 | 0 | 0 | 0 | 0 | 0 | 0 | 0 |  |  |  |  | 0 | 0 | 0 | 0 | 0 | 0 | 0 | 0 | 0 | 1/1/2040 | 12/31/2099 | TRUE | TCO |  | 2025 |  |  |  | REF | 0 | 0 | Real 2021 ¦ 12/22/2022 3:42:52 PM | 0 | Area 1001 Gas Aero CT 2040 | 0 |  | 1 | Unit |  | PJM | 0 | 0 | 0.95 | 0 | 0 | 0 | 0 | 0 | 0 | 0 | 0 | 0
4724 | Area 1001 Gas Aero CT 2041 | ATC | 2025 | AEP-KPCO | 0 | 0 | 0 | 0 | 0 |  | 0 | 0 | 0 | 0 | 0 | 0 | 0 | 0 | -1 | 0 | 0 |  | 0 | 0 | 0 | 0 | 0 | 0 | 0 | 0 | 0 | 0 | 0 | 0 | 0 | -1 | 0 | 0 | 0 | 0 | 0 | 0 | 0 | 0 | 0 | 0 | 0 | 0 | 0 | 0 | 0 | 0 | 0 |  |  |  |  | 0 | 0 | 0 | 0 | 0 | 0 | 0 | 0 | 0 | 1/1/2041 | 12/31/2099 | TRUE | TCO |  | 2025 |  |  |  | REF | 0 | 0 | Real 2021 ¦ 12/22/2022 3:42:52 PM | 0 | Area 1001 Gas Aero CT 2041 | 0 |  | 1 | Unit |  | PJM | 0 | 0 | 0.95 | 0 | 0 | 0 | 0 | 0 | 0 | 0 | 0 | 0
4725 | Area 1001 Gas Aero CT 2042 | ATC | 2025 | AEP-KPCO | 0 | 0 | 0 | 0 | 0 |  | 0 | 0 | 0 | 0 | 0 | 0 | 0 | 0 | -1 | 0 | 0 |  | 0 | 0 | 0 | 0 | 0 | 0 | 0 | 0 | 0 | 0 | 0 | 0 | 0 | -1 | 0 | 0 | 0 | 0 | 0 | 0 | 0 | 0 | 0 | 0 | 0 | 0 | 0 | 0 | 0 | 0 | 0 |  |  |  |  | 0 | 0 | 0 | 0 | 0 | 0 | 0 | 0 | 0 | 1/1/2042 | 12/31/2099 | TRUE | TCO |  | 2025 |  |  |  | REF | 0 | 0 | Real 2021 ¦ 12/22/2022 3:42:52 PM | 0 | Area 1001 Gas Aero CT 2042 | 0 |  | 1 | Unit |  | PJM | 0 | 0 | 0.95 | 0 | 0 | 0 | 0 | 0 | 0 | 0 | 0 | 0
4726 | Area 1001 Gas Aero CT 2043 | ATC | 2025 | AEP-KPCO | 0 | 0 | 0 | 0 | 0 |  | 0 | 0 | 0 | 0 | 0 | 0 | 0 | 0 | -1 | 0 | 0 |  | 0 | 0 | 0 | 0 | 0 | 0 | 0 | 0 | 0 | 0 | 0 | 0 | 0 | -1 | 0 | 0 | 0 | 0 | 0 | 0 | 0 | 0 | 0 | 0 | 0 | 0 | 0 | 0 | 0 | 0 | 0 |  |  |  |  | 0 | 0 | 0 | 0 | 0 | 0 | 0 | 0 | 0 | 1/1/2043 | 12/31/2099 | TRUE | TCO |  | 2025 |  |  |  | REF | 0 | 0 | Real 2021 ¦ 12/22/2022 3:42:52 PM | 0 | Area 1001 Gas Aero CT 2043 | 0 |  | 1 | Unit |  | PJM | 0 | 0 | 0.95 | 0 | 0 | 0 | 0 | 0 | 0 | 0 | 0 | 0
4727 | Area 1001 Gas IC 2023 | ATC | 2025 | AEP-KPCO | 19.2095 | 21 | 0 | 27.3272 | 27.5346 | 27.359 | 26.2235 | 7694.1235 | 21 | 6918.4688 | 775.6546 | 0 | 0 | 2.5753 | -1 | 1275720.375 | 8295 | 8310.7666 | 7866.4287 | 5.7628 | 17.5231 | 153502.125 | 153502.125 | 0 | 4.7717 | 94.5091 | 1275720.375 | 6361.2998 | 6361.2998 | 0 | 0 | -1 | 0 | 0 | 49 | 3284.0486 | 0.33738 | 0.0084419 | 0 | 0.32894 | 0 | 0 | 0 | -5532.4873 | 915.5764 | 915.5764 | 0 | 0 | 0 | 0.83443 | 41.4411 | 77.4829 | -36.0418 | 0.038596 | 1.2641 | 0.52644 | 0 | 0 | 8279 | 153502.125 | 0 | 0 | 1/1/2023 | 12/31/2099 | TRUE | TCO |  | 2025 |  |  |  | REF | 0 | 0 | Real 2021 ¦ 12/22/2022 3:42:52 PM | 0 | Area 1001 Gas IC 2023 | 0 |  | 1 | Unit |  | PJM | 19.95 | 0 | 0.95 | 0 | 0 | 0 | 0 | 168275.0156 | 0 | 3284.0486 | 0 | 0
4728 | Area 1001 Gas IC 2024 | ATC | 2025 | AEP-KPCO | 19.2095 | 21 | 0 | 27.3272 | 27.5346 | 27.3667 | 26.2235 | 6988.9829 | 21 | 6213.3286 | 775.6546 | 0 | 0 | 2.5753 | -1 | 1279185.25 | 8295 | 8310.6855 | 7866.4287 | 5.7628 | 17.5708 | 153920.5312 | 153920.5312 | 0 | 0.62785 | 94.7603 | 1279185.25 | 6374.335 | 6374.335 | 0 | 0 | -1 | 0 | 0 | 49 | 3294.1836 | 0.3692 | 0.0016353 | 0 | 0.36757 | 0 | 0 | 0 | -4826.9424 | 918.072 | 918.072 | 0 | 0 | 0 | 0.83671 | 41.4132 | 72.7731 | -31.36 | 0.038639 | 1.2641 | 0.52644 | 0 | 0 | 8301 | 153920.5312 | 0 | 0 | 1/1/2024 | 12/31/2099 | TRUE | TCO |  | 2025 |  |  |  | REF | 0 | 0 | Real 2021 ¦ 12/22/2022 3:42:52 PM | 0 | Area 1001 Gas IC 2024 | 0 |  | 1 | Unit |  | PJM | 19.95 | 0 | 0.95 | 0 | 0 | 0 | 0 | 168275.0156 | 0 | 3294.1836 | 0 | 0
4729 | Area 1001 Gas IC 2025 | ATC | 2025 | AEP-KPCO | 19.2095 | 21 | 0 | 27.3272 | 27.5346 | 27.3804 | 26.2235 | 6649.1284 | 21 | 5873.4736 | 775.6546 | 0 | 0 | 2.5753 | -1 | 1285367.5 | 8295 | 8308.8906 | 7866.4287 | 5.7628 | 17.6596 | 154697.8438 | 154697.8438 | 0 | 0.47945 | 94.8516 | 1285367.5 | 6399.9072 | 6399.9072 | 0 | 0 | -1 | 0 | 0 | 48 | 3312.9353 | 0.29379 | 0.0033168 | 0 | 0.29047 | 0 | 0 | 0 | -4484.9038 | 922.7083 | 922.7083 | 0 | 0 | 0 | 0.84093 | 41.3704 | 70.3617 | -28.9914 | 0.038717 | 1.2641 | 0.52644 | 0 | 0 | 8309 | 154697.8438 | 0 | 0 | 1/1/2025 | 12/31/2099 | TRUE | TCO |  | 2025 |  |  |  | REF | 0 | 0 | Real 2021 ¦ 12/22/2022 3:42:52 PM | 0 | Area 1001 Gas IC 2025 | 0 |  | 1 | Unit |  | PJM | 19.95 | 0 | 0.95 | 0 | 0 | 0 | 0 | 168275.0156 | 0 | 3312.9353 | 0 | 0
4730 | Area 1001 Gas IC 2026 | ATC | 2025 | AEP-KPCO | 0 | 0 | 0 | 0 | 0 |  | 0 | 0 | 0 | 0 | 0 | 0 | 0 | 0 | -1 | 0 | 0 |  | 0 | 0 | 0 | 0 | 0 | 0 | 0 | 0 | 0 | 0 | 0 | 0 | 0 | -1 | 0 | 0 | 0 | 0 | 0 | 0 | 0 | 0 | 0 | 0 | 0 | 0 | 0 | 0 | 0 | 0 | 0 |  |  |  |  | 0 | 0 | 0 | 0 | 0 | 0 | 0 | 0 | 0 | 1/1/2026 | 12/31/2099 | TRUE | TCO |  | 2025 |  |  |  | REF | 0 | 0 | Real 2021 ¦ 12/22/2022 3:42:52 PM | 0 | Area 1001 Gas IC 2026 | 0 |  | 1 | Unit |  | PJM | 0 | 0 | 0.95 | 0 | 0 | 0 | 0 | 0 | 0 | 0 | 0 | 0
4731 | Area 1001 Gas IC 2027 | ATC | 2025 | AEP-KPCO | 0 | 0 | 0 | 0 | 0 |  | 0 | 0 | 0 | 0 | 0 | 0 | 0 | 0 | -1 | 0 | 0 |  | 0 | 0 | 0 | 0 | 0 | 0 | 0 | 0 | 0 | 0 | 0 | 0 | 0 | -1 | 0 | 0 | 0 | 0 | 0 | 0 | 0 | 0 | 0 | 0 | 0 | 0 | 0 | 0 | 0 | 0 | 0 |  |  |  |  | 0 | 0 | 0 | 0 | 0 | 0 | 0 | 0 | 0 | 1/1/2027 | 12/31/2099 | TRUE | TCO |  | 2025 |  |  |  | REF | 0 | 0 | Real 2021 ¦ 12/22/2022 3:42:52 PM | 0 | Area 1001 Gas IC 2027 | 0 |  | 1 | Unit |  | PJM | 0 | 0 | 0.95 | 0 | 0 | 0 | 0 | 0 | 0 | 0 | 0 | 0
4732 | Area 1001 Gas IC 2028 | ATC | 2025 | AEP-KPCO | 0 | 0 | 0 | 0 | 0 |  | 0 | 0 | 0 | 0 | 0 | 0 | 0 | 0 | -1 | 0 | 0 |  | 0 | 0 | 0 | 0 | 0 | 0 | 0 | 0 | 0 | 0 | 0 | 0 | 0 | -1 | 0 | 0 | 0 | 0 | 0 | 0 | 0 | 0 | 0 | 0 | 0 | 0 | 0 | 0 | 0 | 0 | 0 |  |  |  |  | 0 | 0 | 0 | 0 | 0 | 0 | 0 | 0 | 0 | 1/1/2028 | 12/31/2099 | TRUE | TCO |  | 2025 |  |  |  | REF | 0 | 0 | Real 2021 ¦ 12/22/2022 3:42:52 PM | 0 | Area 1001 Gas IC 2028 | 0 |  | 1 | Unit |  | PJM | 0 | 0 | 0.95 | 0 | 0 | 0 | 0 | 0 | 0 | 0 | 0 | 0
4733 | Area 1001 Gas IC 2029 | ATC | 2025 | AEP-KPCO | 0 | 0 | 0 | 0 | 0 |  | 0 | 0 | 0 | 0 | 0 | 0 | 0 | 0 | -1 | 0 | 0 |  | 0 | 0 | 0 | 0 | 0 | 0 | 0 | 0 | 0 | 0 | 0 | 0 | 0 | -1 | 0 | 0 | 0 | 0 | 0 | 0 | 0 | 0 | 0 | 0 | 0 | 0 | 0 | 0 | 0 | 0 | 0 |  |  |  |  | 0 | 0 | 0 | 0 | 0 | 0 | 0 | 0 | 0 | 1/1/2029 | 12/31/2099 | TRUE | TCO |  | 2025 |  |  |  | REF | 0 | 0 | Real 2021 ¦ 12/22/2022 3:42:52 PM | 0 | Area 1001 Gas IC 2029 | 0 |  | 1 | Unit |  | PJM | 0 | 0 | 0.95 | 0 | 0 | 0 | 0 | 0 | 0 | 0 | 0 | 0
4734 | Area 1001 Gas IC 2030 | ATC | 2025 | AEP-KPCO | 0 | 0 | 0 | 0 | 0 |  | 0 | 0 | 0 | 0 | 0 | 0 | 0 | 0 | -1 | 0 | 0 |  | 0 | 0 | 0 | 0 | 0 | 0 | 0 | 0 | 0 | 0 | 0 | 0 | 0 | -1 | 0 | 0 | 0 | 0 | 0 | 0 | 0 | 0 | 0 | 0 | 0 | 0 | 0 | 0 | 0 | 0 | 0 |  |  |  |  | 0 | 0 | 0 | 0 | 0 | 0 | 0 | 0 | 0 | 1/1/2030 | 12/31/2099 | TRUE | TCO |  | 2025 |  |  |  | REF | 0 | 0 | Real 2021 ¦ 12/22/2022 3:42:52 PM | 0 | Area 1001 Gas IC 2030 | 0 |  | 1 | Unit |  | PJM | 0 | 0 | 0.95 | 0 | 0 | 0 | 0 | 0 | 0 | 0 | 0 | 0
4735 | Area 1001 Gas IC 2031 | ATC | 2025 | AEP-KPCO | 0 | 0 | 0 | 0 | 0 |  | 0 | 0 | 0 | 0 | 0 | 0 | 0 | 0 | -1 | 0 | 0 |  | 0 | 0 | 0 | 0 | 0 | 0 | 0 | 0 | 0 | 0 | 0 | 0 | 0 | -1 | 0 | 0 | 0 | 0 | 0 | 0 | 0 | 0 | 0 | 0 | 0 | 0 | 0 | 0 | 0 | 0 | 0 |  |  |  |  | 0 | 0 | 0 | 0 | 0 | 0 | 0 | 0 | 0 | 1/1/2031 | 12/31/2099 | TRUE | TCO |  | 2025 |  |  |  | REF | 0 | 0 | Real 2021 ¦ 12/22/2022 3:42:52 PM | 0 | Area 1001 Gas IC 2031 | 0 |  | 1 | Unit |  | PJM | 0 | 0 | 0.95 | 0 | 0 | 0 | 0 | 0 | 0 | 0 | 0 | 0
4736 | Area 1001 Gas IC 2032 | ATC | 2025 | AEP-KPCO | 0 | 0 | 0 | 0 | 0 |  | 0 | 0 | 0 | 0 | 0 | 0 | 0 | 0 | -1 | 0 | 0 |  | 0 | 0 | 0 | 0 | 0 | 0 | 0 | 0 | 0 | 0 | 0 | 0 | 0 | -1 | 0 | 0 | 0 | 0 | 0 | 0 | 0 | 0 | 0 | 0 | 0 | 0 | 0 | 0 | 0 | 0 | 0 |  |  |  |  | 0 | 0 | 0 | 0 | 0 | 0 | 0 | 0 | 0 | 1/1/2032 | 12/31/2099 | TRUE | TCO |  | 2025 |  |  |  | REF | 0 | 0 | Real 2021 ¦ 12/22/2022 3:42:52 PM | 0 | Area 1001 Gas IC 2032 | 0 |  | 1 | Unit |  | PJM | 0 | 0 | 0.95 | 0 | 0 | 0 | 0 | 0 | 0 | 0 | 0 | 0
4737 | Area 1001 Gas IC 2033 | ATC | 2025 | AEP-KPCO | 0 | 0 | 0 | 0 | 0 |  | 0 | 0 | 0 | 0 | 0 | 0 | 0 | 0 | -1 | 0 | 0 |  | 0 | 0 | 0 | 0 | 0 | 0 | 0 | 0 | 0 | 0 | 0 | 0 | 0 | -1 | 0 | 0 | 0 | 0 | 0 | 0 | 0 | 0 | 0 | 0 | 0 | 0 | 0 | 0 | 0 | 0 | 0 |  |  |  |  | 0 | 0 | 0 | 0 | 0 | 0 | 0 | 0 | 0 | 1/1/2033 | 12/31/2099 | TRUE | TCO |  | 2025 |  |  |  | REF | 0 | 0 | Real 2021 ¦ 12/22/2022 3:42:52 PM | 0 | Area 1001 Gas IC 2033 | 0 |  | 1 | Unit |  | PJM | 0 | 0 | 0.95 | 0 | 0 | 0 | 0 | 0 | 0 | 0 | 0 | 0
4738 | Area 1001 Gas IC 2034 | ATC | 2025 | AEP-KPCO | 0 | 0 | 0 | 0 | 0 |  | 0 | 0 | 0 | 0 | 0 | 0 | 0 | 0 | -1 | 0 | 0 |  | 0 | 0 | 0 | 0 | 0 | 0 | 0 | 0 | 0 | 0 | 0 | 0 | 0 | -1 | 0 | 0 | 0 | 0 | 0 | 0 | 0 | 0 | 0 | 0 | 0 | 0 | 0 | 0 | 0 | 0 | 0 |  |  |  |  | 0 | 0 | 0 | 0 | 0 | 0 | 0 | 0 | 0 | 1/1/2034 | 12/31/2099 | TRUE | TCO |  | 2025 |  |  |  | REF | 0 | 0 | Real 2021 ¦ 12/22/2022 3:42:52 PM | 0 | Area 1001 Gas IC 2034 | 0 |  | 1 | Unit |  | PJM | 0 | 0 | 0.95 | 0 | 0 | 0 | 0 | 0 | 0 | 0 | 0 | 0
4739 | Area 1001 Gas IC 2035 | ATC | 2025 | AEP-KPCO | 0 | 0 | 0 | 0 | 0 |  | 0 | 0 | 0 | 0 | 0 | 0 | 0 | 0 | -1 | 0 | 0 |  | 0 | 0 | 0 | 0 | 0 | 0 | 0 | 0 | 0 | 0 | 0 | 0 | 0 | -1 | 0 | 0 | 0 | 0 | 0 | 0 | 0 | 0 | 0 | 0 | 0 | 0 | 0 | 0 | 0 | 0 | 0 |  |  |  |  | 0 | 0 | 0 | 0 | 0 | 0 | 0 | 0 | 0 | 1/1/2035 | 12/31/2099 | TRUE | TCO |  | 2025 |  |  |  | REF | 0 | 0 | Real 2021 ¦ 12/22/2022 3:42:52 PM | 0 | Area 1001 Gas IC 2035 | 0 |  | 1 | Unit |  | PJM | 0 | 0 | 0.95 | 0 | 0 | 0 | 0 | 0 | 0 | 0 | 0 | 0
4740 | Area 1001 Gas IC 2036 | ATC | 2025 | AEP-KPCO | 0 | 0 | 0 | 0 | 0 |  | 0 | 0 | 0 | 0 | 0 | 0 | 0 | 0 | -1 | 0 | 0 |  | 0 | 0 | 0 | 0 | 0 | 0 | 0 | 0 | 0 | 0 | 0 | 0 | 0 | -1 | 0 | 0 | 0 | 0 | 0 | 0 | 0 | 0 | 0 | 0 | 0 | 0 | 0 | 0 | 0 | 0 | 0 |  |  |  |  | 0 | 0 | 0 | 0 | 0 | 0 | 0 | 0 | 0 | 1/1/2036 | 12/31/2099 | TRUE | TCO |  | 2025 |  |  |  | REF | 0 | 0 | Real 2021 ¦ 12/22/2022 3:42:52 PM | 0 | Area 1001 Gas IC 2036 | 0 |  | 1 | Unit |  | PJM | 0 | 0 | 0.95 | 0 | 0 | 0 | 0 | 0 | 0 | 0 | 0 | 0
4741 | Area 1001 Gas IC 2037 | ATC | 2025 | AEP-KPCO | 0 | 0 | 0 | 0 | 0 |  | 0 | 0 | 0 | 0 | 0 | 0 | 0 | 0 | -1 | 0 | 0 |  | 0 | 0 | 0 | 0 | 0 | 0 | 0 | 0 | 0 | 0 | 0 | 0 | 0 | -1 | 0 | 0 | 0 | 0 | 0 | 0 | 0 | 0 | 0 | 0 | 0 | 0 | 0 | 0 | 0 | 0 | 0 |  |  |  |  | 0 | 0 | 0 | 0 | 0 | 0 | 0 | 0 | 0 | 1/1/2037 | 12/31/2099 | TRUE | TCO |  | 2025 |  |  |  | REF | 0 | 0 | Real 2021 ¦ 12/22/2022 3:42:52 PM | 0 | Area 1001 Gas IC 2037 | 0 |  | 1 | Unit |  | PJM | 0 | 0 | 0.95 | 0 | 0 | 0 | 0 | 0 | 0 | 0 | 0 | 0
4742 | Area 1001 Gas IC 2038 | ATC | 2025 | AEP-KPCO | 0 | 0 | 0 | 0 | 0 |  | 0 | 0 | 0 | 0 | 0 | 0 | 0 | 0 | -1 | 0 | 0 |  | 0 | 0 | 0 | 0 | 0 | 0 | 0 | 0 | 0 | 0 | 0 | 0 | 0 | -1 | 0 | 0 | 0 | 0 | 0 | 0 | 0 | 0 | 0 | 0 | 0 | 0 | 0 | 0 | 0 | 0 | 0 |  |  |  |  | 0 | 0 | 0 | 0 | 0 | 0 | 0 | 0 | 0 | 1/1/2038 | 12/31/2099 | TRUE | TCO |  | 2025 |  |  |  | REF | 0 | 0 | Real 2021 ¦ 12/22/2022 3:42:52 PM | 0 | Area 1001 Gas IC 2038 | 0 |  | 1 | Unit |  | PJM | 0 | 0 | 0.95 | 0 | 0 | 0 | 0 | 0 | 0 | 0 | 0 | 0
4743 | Area 1001 Gas IC 2039 | ATC | 2025 | AEP-KPCO | 0 | 0 | 0 | 0 | 0 |  | 0 | 0 | 0 | 0 | 0 | 0 | 0 | 0 | -1 | 0 | 0 |  | 0 | 0 | 0 | 0 | 0 | 0 | 0 | 0 | 0 | 0 | 0 | 0 | 0 | -1 | 0 | 0 | 0 | 0 | 0 | 0 | 0 | 0 | 0 | 0 | 0 | 0 | 0 | 0 | 0 | 0 | 0 |  |  |  |  | 0 | 0 | 0 | 0 | 0 | 0 | 0 | 0 | 0 | 1/1/2039 | 12/31/2099 | TRUE | TCO |  | 2025 |  |  |  | REF | 0 | 0 | Real 2021 ¦ 12/22/2022 3:42:52 PM | 0 | Area 1001 Gas IC 2039 | 0 |  | 1 | Unit |  | PJM | 0 | 0 | 0.95 | 0 | 0 | 0 | 0 | 0 | 0 | 0 | 0 | 0
4744 | Area 1001 Gas IC 2040 | ATC | 2025 | AEP-KPCO | 0 | 0 | 0 | 0 | 0 |  | 0 | 0 | 0 | 0 | 0 | 0 | 0 | 0 | -1 | 0 | 0 |  | 0 | 0 | 0 | 0 | 0 | 0 | 0 | 0 | 0 | 0 | 0 | 0 | 0 | -1 | 0 | 0 | 0 | 0 | 0 | 0 | 0 | 0 | 0 | 0 | 0 | 0 | 0 | 0 | 0 | 0 | 0 |  |  |  |  | 0 | 0 | 0 | 0 | 0 | 0 | 0 | 0 | 0 | 1/1/2040 | 12/31/2099 | TRUE | TCO |  | 2025 |  |  |  | REF | 0 | 0 | Real 2021 ¦ 12/22/2022 3:42:52 PM | 0 | Area 1001 Gas IC 2040 | 0 |  | 1 | Unit |  | PJM | 0 | 0 | 0.95 | 0 | 0 | 0 | 0 | 0 | 0 | 0 | 0 | 0
4745 | Area 1001 Gas IC 2041 | ATC | 2025 | AEP-KPCO | 0 | 0 | 0 | 0 | 0 |  | 0 | 0 | 0 | 0 | 0 | 0 | 0 | 0 | -1 | 0 | 0 |  | 0 | 0 | 0 | 0 | 0 | 0 | 0 | 0 | 0 | 0 | 0 | 0 | 0 | -1 | 0 | 0 | 0 | 0 | 0 | 0 | 0 | 0 | 0 | 0 | 0 | 0 | 0 | 0 | 0 | 0 | 0 |  |  |  |  | 0 | 0 | 0 | 0 | 0 | 0 | 0 | 0 | 0 | 1/1/2041 | 12/31/2099 | TRUE | TCO |  | 2025 |  |  |  | REF | 0 | 0 | Real 2021 ¦ 12/22/2022 3:42:52 PM | 0 | Area 1001 Gas IC 2041 | 0 |  | 1 | Unit |  | PJM | 0 | 0 | 0.95 | 0 | 0 | 0 | 0 | 0 | 0 | 0 | 0 | 0
4746 | Area 1001 Gas IC 2042 | ATC | 2025 | AEP-KPCO | 0 | 0 | 0 | 0 | 0 |  | 0 | 0 | 0 | 0 | 0 | 0 | 0 | 0 | -1 | 0 | 0 |  | 0 | 0 | 0 | 0 | 0 | 0 | 0 | 0 | 0 | 0 | 0 | 0 | 0 | -1 | 0 | 0 | 0 | 0 | 0 | 0 | 0 | 0 | 0 | 0 | 0 | 0 | 0 | 0 | 0 | 0 | 0 |  |  |  |  | 0 | 0 | 0 | 0 | 0 | 0 | 0 | 0 | 0 | 1/1/2042 | 12/31/2099 | TRUE | TCO |  | 2025 |  |  |  | REF | 0 | 0 | Real 2021 ¦ 12/22/2022 3:42:52 PM | 0 | Area 1001 Gas IC 2042 | 0 |  | 1 | Unit |  | PJM | 0 | 0 | 0.95 | 0 | 0 | 0 | 0 | 0 | 0 | 0 | 0 | 0
4747 | Area 1001 Gas IC 2043 | ATC | 2025 | AEP-KPCO | 0 | 0 | 0 | 0 | 0 |  | 0 | 0 | 0 | 0 | 0 | 0 | 0 | 0 | -1 | 0 | 0 |  | 0 | 0 | 0 | 0 | 0 | 0 | 0 | 0 | 0 | 0 | 0 | 0 | 0 | -1 | 0 | 0 | 0 | 0 | 0 | 0 | 0 | 0 | 0 | 0 | 0 | 0 | 0 | 0 | 0 | 0 | 0 |  |  |  |  | 0 | 0 | 0 | 0 | 0 | 0 | 0 | 0 | 0 | 1/1/2043 | 12/31/2099 | TRUE | TCO |  | 2025 |  |  |  | REF | 0 | 0 | Real 2021 ¦ 12/22/2022 3:42:52 PM | 0 | Area 1001 Gas IC 2043 | 0 |  | 1 | Unit |  | PJM | 0 | 0 | 0.95 | 0 | 0 | 0 | 0 | 0 | 0 | 0 | 0 | 0
4748 | Area 1001 Gas CCS 2024 | ATC | 2025 | AEP-KPCO | 341.8946 | 377 | 0 | -2.9621 | -2.537 | -2.881 | -2.4162 | 157676.5781 | 377 | 146760.8281 | 10915.752 | 0 | 0 | 2.5753 | -1 | 21336356 | 7124 | 7124 | 6695.4287 | 102.5684 | 341.8946 | 2994996.5 | 2994996.5 | 0 | 0.11416 | 100 | 21336356 | 120340.6016 | 120340.6016 | 0 | 0 | -1 | 0 | 0 | 0 | 55190.875 | 0 | 0 | 0 | 0 | 0 | 0 | 0 | -28707.3301 | 18306.5547 | 18306.5547 | 0 | 0 | 0 | 0.90688 | 40.1805 | 49.7656 | -9.5851 | -82126.0703 | 22.5043 | 12.6011 | 0 | 0 | 8760 | 2994996.5 | 0 | 0 | 1/1/2024 | 12/31/2099 | TRUE | TCO |  | 2025 |  |  |  | REF | 0 | 0 | Real 2021 ¦ 12/22/2022 3:42:52 PM | 0 | Area 1001 Gas CCS 2024 | 0 |  | 1 | Unit |  | PJM | 358.15 | 0 | 0.95 | 0 | 0 | 0 | 0 | 2994996.5 | 0 | 55190.875 | 0 | 0
4749 | Area 1001 Gas CCS 2025 | ATC | 2025 | AEP-KPCO | 341.8946 | 377 | 0 | -2.9621 | -2.537 | -2.881 | -2.4162 | 150683.0312 | 377 | 139767.2812 | 10915.752 | 0 | 0 | 2.5753 | -1 | 21336356 | 7124 | 7124 | 6695.4287 | 102.5684 | 341.8946 | 2994996.5 | 2994996.5 | 0 | 0.15982 | 100 | 21336356 | 120340.6016 | 120340.6016 | 0 | 0 | -1 | 0 | 0 | 1 | 55190.875 | 0 | 0 | 0 | 0 | 0 | 0 | 0 | -21713.7793 | 18306.5547 | 18306.5547 | 0 | 0 | 0 | 0.90688 | 40.1805 | 47.4306 | -7.25 | -82126.0703 | 22.5043 | 12.6011 | 0 | 0 | 8760 | 2994996.5 | 0 | 0 | 1/1/2025 | 12/31/2099 | TRUE | TCO |  | 2025 |  |  |  | REF | 0 | 0 | Real 2021 ¦ 12/22/2022 3:42:52 PM | 0 | Area 1001 Gas CCS 2025 | 0 |  | 1 | Unit |  | PJM | 358.15 | 0 | 0.95 | 0 | 0 | 0 | 0 | 2994996.5 | 0 | 55190.875 | 0 | 0
4750 | Area 1001 Gas CCS 2026 | ATC | 2025 | AEP-KPCO | 0 | 0 | 0 | 0 | 0 |  | 0 | 0 | 0 | 0 | 0 | 0 | 0 | 0 | -1 | 0 | 0 |  | 0 | 0 | 0 | 0 | 0 | 0 | 0 | 0 | 0 | 0 | 0 | 0 | 0 | -1 | 0 | 0 | 0 | 0 | 0 | 0 | 0 | 0 | 0 | 0 | 0 | 0 | 0 | 0 | 0 | 0 | 0 |  |  |  |  | 0 | 0 | 0 | 0 | 0 | 0 | 0 | 0 | 0 | 1/1/2026 | 12/31/2099 | TRUE | TCO |  | 2025 |  |  |  | REF | 0 | 0 | Real 2021 ¦ 12/22/2022 3:42:52 PM | 0 | Area 1001 Gas CCS 2026 | 0 |  | 1 | Unit |  | PJM | 0 | 0 | 0.95 | 0 | 0 | 0 | 0 | 0 | 0 | 0 | 0 | 0
4751 | Area 1001 Gas CCS 2027 | ATC | 2025 | AEP-KPCO | 0 | 0 | 0 | 0 | 0 |  | 0 | 0 | 0 | 0 | 0 | 0 | 0 | 0 | -1 | 0 | 0 |  | 0 | 0 | 0 | 0 | 0 | 0 | 0 | 0 | 0 | 0 | 0 | 0 | 0 | -1 | 0 | 0 | 0 | 0 | 0 | 0 | 0 | 0 | 0 | 0 | 0 | 0 | 0 | 0 | 0 | 0 | 0 |  |  |  |  | 0 | 0 | 0 | 0 | 0 | 0 | 0 | 0 | 0 | 1/1/2027 | 12/31/2099 | TRUE | TCO |  | 2025 |  |  |  | REF | 0 | 0 | Real 2021 ¦ 12/22/2022 3:42:52 PM | 0 | Area 1001 Gas CCS 2027 | 0 |  | 1 | Unit |  | PJM | 0 | 0 | 0.95 | 0 | 0 | 0 | 0 | 0 | 0 | 0 | 0 | 0
4752 | Area 1001 Gas CCS 2028 | ATC | 2025 | AEP-KPCO | 0 | 0 | 0 | 0 | 0 |  | 0 | 0 | 0 | 0 | 0 | 0 | 0 | 0 | -1 | 0 | 0 |  | 0 | 0 | 0 | 0 | 0 | 0 | 0 | 0 | 0 | 0 | 0 | 0 | 0 | -1 | 0 | 0 | 0 | 0 | 0 | 0 | 0 | 0 | 0 | 0 | 0 | 0 | 0 | 0 | 0 | 0 | 0 |  |  |  |  | 0 | 0 | 0 | 0 | 0 | 0 | 0 | 0 | 0 | 1/1/2028 | 12/31/2099 | TRUE | TCO |  | 2025 |  |  |  | REF | 0 | 0 | Real 2021 ¦ 12/22/2022 3:42:52 PM | 0 | Area 1001 Gas CCS 2028 | 0 |  | 1 | Unit |  | PJM | 0 | 0 | 0.95 | 0 | 0 | 0 | 0 | 0 | 0 | 0 | 0 | 0
4753 | Area 1001 Gas CCS 2029 | ATC | 2025 | AEP-KPCO | 0 | 0 | 0 | 0 | 0 |  | 0 | 0 | 0 | 0 | 0 | 0 | 0 | 0 | -1 | 0 | 0 |  | 0 | 0 | 0 | 0 | 0 | 0 | 0 | 0 | 0 | 0 | 0 | 0 | 0 | -1 | 0 | 0 | 0 | 0 | 0 | 0 | 0 | 0 | 0 | 0 | 0 | 0 | 0 | 0 | 0 | 0 | 0 |  |  |  |  | 0 | 0 | 0 | 0 | 0 | 0 | 0 | 0 | 0 | 1/1/2029 | 12/31/2099 | TRUE | TCO |  | 2025 |  |  |  | REF | 0 | 0 | Real 2021 ¦ 12/22/2022 3:42:52 PM | 0 | Area 1001 Gas CCS 2029 | 0 |  | 1 | Unit |  | PJM | 0 | 0 | 0.95 | 0 | 0 | 0 | 0 | 0 | 0 | 0 | 0 | 0
4754 | Area 1001 Gas CCS 2030 | ATC | 2025 | AEP-KPCO | 0 | 0 | 0 | 0 | 0 |  | 0 | 0 | 0 | 0 | 0 | 0 | 0 | 0 | -1 | 0 | 0 |  | 0 | 0 | 0 | 0 | 0 | 0 | 0 | 0 | 0 | 0 | 0 | 0 | 0 | -1 | 0 | 0 | 0 | 0 | 0 | 0 | 0 | 0 | 0 | 0 | 0 | 0 | 0 | 0 | 0 | 0 | 0 |  |  |  |  | 0 | 0 | 0 | 0 | 0 | 0 | 0 | 0 | 0 | 1/1/2030 | 12/31/2099 | TRUE | TCO |  | 2025 |  |  |  | REF | 0 | 0 | Real 2021 ¦ 12/22/2022 3:42:52 PM | 0 | Area 1001 Gas CCS 2030 | 0 |  | 1 | Unit |  | PJM | 0 | 0 | 0.95 | 0 | 0 | 0 | 0 | 0 | 0 | 0 | 0 | 0
4755 | Area 1001 Gas CCS 2031 | ATC | 2025 | AEP-KPCO | 0 | 0 | 0 | 0 | 0 |  | 0 | 0 | 0 | 0 | 0 | 0 | 0 | 0 | -1 | 0 | 0 |  | 0 | 0 | 0 | 0 | 0 | 0 | 0 | 0 | 0 | 0 | 0 | 0 | 0 | -1 | 0 | 0 | 0 | 0 | 0 | 0 | 0 | 0 | 0 | 0 | 0 | 0 | 0 | 0 | 0 | 0 | 0 |  |  |  |  | 0 | 0 | 0 | 0 | 0 | 0 | 0 | 0 | 0 | 1/1/2031 | 12/31/2099 | TRUE | TCO |  | 2025 |  |  |  | REF | 0 | 0 | Real 2021 ¦ 12/22/2022 3:42:52 PM | 0 | Area 1001 Gas CCS 2031 | 0 |  | 1 | Unit |  | PJM | 0 | 0 | 0.95 | 0 | 0 | 0 | 0 | 0 | 0 | 0 | 0 | 0
4756 | Area 1001 Gas CCS 2032 | ATC | 2025 | AEP-KPCO | 0 | 0 | 0 | 0 | 0 |  | 0 | 0 | 0 | 0 | 0 | 0 | 0 | 0 | -1 | 0 | 0 |  | 0 | 0 | 0 | 0 | 0 | 0 | 0 | 0 | 0 | 0 | 0 | 0 | 0 | -1 | 0 | 0 | 0 | 0 | 0 | 0 | 0 | 0 | 0 | 0 | 0 | 0 | 0 | 0 | 0 | 0 | 0 |  |  |  |  | 0 | 0 | 0 | 0 | 0 | 0 | 0 | 0 | 0 | 1/1/2032 | 12/31/2099 | TRUE | TCO |  | 2025 |  |  |  | REF | 0 | 0 | Real 2021 ¦ 12/22/2022 3:42:52 PM | 0 | Area 1001 Gas CCS 2032 | 0 |  | 1 | Unit |  | PJM | 0 | 0 | 0.95 | 0 | 0 | 0 | 0 | 0 | 0 | 0 | 0 | 0
4757 | Area 1001 Gas CCS 2033 | ATC | 2025 | AEP-KPCO | 0 | 0 | 0 | 0 | 0 |  | 0 | 0 | 0 | 0 | 0 | 0 | 0 | 0 | -1 | 0 | 0 |  | 0 | 0 | 0 | 0 | 0 | 0 | 0 | 0 | 0 | 0 | 0 | 0 | 0 | -1 | 0 | 0 | 0 | 0 | 0 | 0 | 0 | 0 | 0 | 0 | 0 | 0 | 0 | 0 | 0 | 0 | 0 |  |  |  |  | 0 | 0 | 0 | 0 | 0 | 0 | 0 | 0 | 0 | 1/1/2033 | 12/31/2099 | TRUE | TCO |  | 2025 |  |  |  | REF | 0 | 0 | Real 2021 ¦ 12/22/2022 3:42:52 PM | 0 | Area 1001 Gas CCS 2033 | 0 |  | 1 | Unit |  | PJM | 0 | 0 | 0.95 | 0 | 0 | 0 | 0 | 0 | 0 | 0 | 0 | 0
4758 | Area 1001 Gas CCS 2034 | ATC | 2025 | AEP-KPCO | 0 | 0 | 0 | 0 | 0 |  | 0 | 0 | 0 | 0 | 0 | 0 | 0 | 0 | -1 | 0 | 0 |  | 0 | 0 | 0 | 0 | 0 | 0 | 0 | 0 | 0 | 0 | 0 | 0 | 0 | -1 | 0 | 0 | 0 | 0 | 0 | 0 | 0 | 0 | 0 | 0 | 0 | 0 | 0 | 0 | 0 | 0 | 0 |  |  |  |  | 0 | 0 | 0 | 0 | 0 | 0 | 0 | 0 | 0 | 1/1/2034 | 12/31/2099 | TRUE | TCO |  | 2025 |  |  |  | REF | 0 | 0 | Real 2021 ¦ 12/22/2022 3:42:52 PM | 0 | Area 1001 Gas CCS 2034 | 0 |  | 1 | Unit |  | PJM | 0 | 0 | 0.95 | 0 | 0 | 0 | 0 | 0 | 0 | 0 | 0 | 0
4759 | Area 1001 Gas CCS 2035 | ATC | 2025 | AEP-KPCO | 0 | 0 | 0 | 0 | 0 |  | 0 | 0 | 0 | 0 | 0 | 0 | 0 | 0 | -1 | 0 | 0 |  | 0 | 0 | 0 | 0 | 0 | 0 | 0 | 0 | 0 | 0 | 0 | 0 | 0 | -1 | 0 | 0 | 0 | 0 | 0 | 0 | 0 | 0 | 0 | 0 | 0 | 0 | 0 | 0 | 0 | 0 | 0 |  |  |  |  | 0 | 0 | 0 | 0 | 0 | 0 | 0 | 0 | 0 | 1/1/2035 | 12/31/2099 | TRUE | TCO |  | 2025 |  |  |  | REF | 0 | 0 | Real 2021 ¦ 12/22/2022 3:42:52 PM | 0 | Area 1001 Gas CCS 2035 | 0 |  | 1 | Unit |  | PJM | 0 | 0 | 0.95 | 0 | 0 | 0 | 0 | 0 | 0 | 0 | 0 | 0
4760 | Area 1001 Gas CCS 2036 | ATC | 2025 | AEP-KPCO | 0 | 0 | 0 | 0 | 0 |  | 0 | 0 | 0 | 0 | 0 | 0 | 0 | 0 | -1 | 0 | 0 |  | 0 | 0 | 0 | 0 | 0 | 0 | 0 | 0 | 0 | 0 | 0 | 0 | 0 | -1 | 0 | 0 | 0 | 0 | 0 | 0 | 0 | 0 | 0 | 0 | 0 | 0 | 0 | 0 | 0 | 0 | 0 |  |  |  |  | 0 | 0 | 0 | 0 | 0 | 0 | 0 | 0 | 0 | 1/1/2036 | 12/31/2099 | TRUE | TCO |  | 2025 |  |  |  | REF | 0 | 0 | Real 2021 ¦ 12/22/2022 3:42:52 PM | 0 | Area 1001 Gas CCS 2036 | 0 |  | 1 | Unit |  | PJM | 0 | 0 | 0.95 | 0 | 0 | 0 | 0 | 0 | 0 | 0 | 0 | 0
4761 | Area 1001 Gas CCS 2037 | ATC | 2025 | AEP-KPCO | 0 | 0 | 0 | 0 | 0 |  | 0 | 0 | 0 | 0 | 0 | 0 | 0 | 0 | -1 | 0 | 0 |  | 0 | 0 | 0 | 0 | 0 | 0 | 0 | 0 | 0 | 0 | 0 | 0 | 0 | -1 | 0 | 0 | 0 | 0 | 0 | 0 | 0 | 0 | 0 | 0 | 0 | 0 | 0 | 0 | 0 | 0 | 0 |  |  |  |  | 0 | 0 | 0 | 0 | 0 | 0 | 0 | 0 | 0 | 1/1/2037 | 12/31/2099 | TRUE | TCO |  | 2025 |  |  |  | REF | 0 | 0 | Real 2021 ¦ 12/22/2022 3:42:52 PM | 0 | Area 1001 Gas CCS 2037 | 0 |  | 1 | Unit |  | PJM | 0 | 0 | 0.95 | 0 | 0 | 0 | 0 | 0 | 0 | 0 | 0 | 0
4762 | Area 1001 Gas CCS 2038 | ATC | 2025 | AEP-KPCO | 0 | 0 | 0 | 0 | 0 |  | 0 | 0 | 0 | 0 | 0 | 0 | 0 | 0 | -1 | 0 | 0 |  | 0 | 0 | 0 | 0 | 0 | 0 | 0 | 0 | 0 | 0 | 0 | 0 | 0 | -1 | 0 | 0 | 0 | 0 | 0 | 0 | 0 | 0 | 0 | 0 | 0 | 0 | 0 | 0 | 0 | 0 | 0 |  |  |  |  | 0 | 0 | 0 | 0 | 0 | 0 | 0 | 0 | 0 | 1/1/2038 | 12/31/2099 | TRUE | TCO |  | 2025 |  |  |  | REF | 0 | 0 | Real 2021 ¦ 12/22/2022 3:42:52 PM | 0 | Area 1001 Gas CCS 2038 | 0 |  | 1 | Unit |  | PJM | 0 | 0 | 0.95 | 0 | 0 | 0 | 0 | 0 | 0 | 0 | 0 | 0
4763 | Area 1001 Gas CCS 2039 | ATC | 2025 | AEP-KPCO | 0 | 0 | 0 | 0 | 0 |  | 0 | 0 | 0 | 0 | 0 | 0 | 0 | 0 | -1 | 0 | 0 |  | 0 | 0 | 0 | 0 | 0 | 0 | 0 | 0 | 0 | 0 | 0 | 0 | 0 | -1 | 0 | 0 | 0 | 0 | 0 | 0 | 0 | 0 | 0 | 0 | 0 | 0 | 0 | 0 | 0 | 0 | 0 |  |  |  |  | 0 | 0 | 0 | 0 | 0 | 0 | 0 | 0 | 0 | 1/1/2039 | 12/31/2099 | TRUE | TCO |  | 2025 |  |  |  | REF | 0 | 0 | Real 2021 ¦ 12/22/2022 3:42:52 PM | 0 | Area 1001 Gas CCS 2039 | 0 |  | 1 | Unit |  | PJM | 0 | 0 | 0.95 | 0 | 0 | 0 | 0 | 0 | 0 | 0 | 0 | 0
4764 | Area 1001 Gas CCS 2040 | ATC | 2025 | AEP-KPCO | 0 | 0 | 0 | 0 | 0 |  | 0 | 0 | 0 | 0 | 0 | 0 | 0 | 0 | -1 | 0 | 0 |  | 0 | 0 | 0 | 0 | 0 | 0 | 0 | 0 | 0 | 0 | 0 | 0 | 0 | -1 | 0 | 0 | 0 | 0 | 0 | 0 | 0 | 0 | 0 | 0 | 0 | 0 | 0 | 0 | 0 | 0 | 0 |  |  |  |  | 0 | 0 | 0 | 0 | 0 | 0 | 0 | 0 | 0 | 1/1/2040 | 12/31/2099 | TRUE | TCO |  | 2025 |  |  |  | REF | 0 | 0 | Real 2021 ¦ 12/22/2022 3:42:52 PM | 0 | Area 1001 Gas CCS 2040 | 0 |  | 1 | Unit |  | PJM | 0 | 0 | 0.95 | 0 | 0 | 0 | 0 | 0 | 0 | 0 | 0 | 0
4765 | Area 1001 Gas CCS 2041 | ATC | 2025 | AEP-KPCO | 0 | 0 | 0 | 0 | 0 |  | 0 | 0 | 0 | 0 | 0 | 0 | 0 | 0 | -1 | 0 | 0 |  | 0 | 0 | 0 | 0 | 0 | 0 | 0 | 0 | 0 | 0 | 0 | 0 | 0 | -1 | 0 | 0 | 0 | 0 | 0 | 0 | 0 | 0 | 0 | 0 | 0 | 0 | 0 | 0 | 0 | 0 | 0 |  |  |  |  | 0 | 0 | 0 | 0 | 0 | 0 | 0 | 0 | 0 | 1/1/2041 | 12/31/2099 | TRUE | TCO |  | 2025 |  |  |  | REF | 0 | 0 | Real 2021 ¦ 12/22/2022 3:42:52 PM | 0 | Area 1001 Gas CCS 2041 | 0 |  | 1 | Unit |  | PJM | 0 | 0 | 0.95 | 0 | 0 | 0 | 0 | 0 | 0 | 0 | 0 | 0
4766 | Area 1001 Gas CCS 2042 | ATC | 2025 | AEP-KPCO | 0 | 0 | 0 | 0 | 0 |  | 0 | 0 | 0 | 0 | 0 | 0 | 0 | 0 | -1 | 0 | 0 |  | 0 | 0 | 0 | 0 | 0 | 0 | 0 | 0 | 0 | 0 | 0 | 0 | 0 | -1 | 0 | 0 | 0 | 0 | 0 | 0 | 0 | 0 | 0 | 0 | 0 | 0 | 0 | 0 | 0 | 0 | 0 |  |  |  |  | 0 | 0 | 0 | 0 | 0 | 0 | 0 | 0 | 0 | 1/1/2042 | 12/31/2099 | TRUE | TCO |  | 2025 |  |  |  | REF | 0 | 0 | Real 2021 ¦ 12/22/2022 3:42:52 PM | 0 | Area 1001 Gas CCS 2042 | 0 |  | 1 | Unit |  | PJM | 0 | 0 | 0.95 | 0 | 0 | 0 | 0 | 0 | 0 | 0 | 0 | 0
4767 | Area 1001 Gas CCS 2043 | ATC | 2025 | AEP-KPCO | 0 | 0 | 0 | 0 | 0 |  | 0 | 0 | 0 | 0 | 0 | 0 | 0 | 0 | -1 | 0 | 0 |  | 0 | 0 | 0 | 0 | 0 | 0 | 0 | 0 | 0 | 0 | 0 | 0 | 0 | -1 | 0 | 0 | 0 | 0 | 0 | 0 | 0 | 0 | 0 | 0 | 0 | 0 | 0 | 0 | 0 | 0 | 0 |  |  |  |  | 0 | 0 | 0 | 0 | 0 | 0 | 0 | 0 | 0 | 1/1/2043 | 12/31/2099 | TRUE | TCO |  | 2025 |  |  |  | REF | 0 | 0 | Real 2021 ¦ 12/22/2022 3:42:52 PM | 0 | Area 1001 Gas CCS 2043 | 0 |  | 1 | Unit |  | PJM | 0 | 0 | 0.95 | 0 | 0 | 0 | 0 | 0 | 0 | 0 | 0 | 0
4768 | Area 1001 Coal CCS 2025 | ATC | 2025 | AEP-KPCO | 601.2055 | 650 | 0 | -42.3851 | -44.5044 | -42.3851 | -42.3851 | 575413.375 | 650 | 534767.375 | 40646.0391 | 0 | 0 | 2.4599 | -1 | 65868864 | 12507 | 12507 | 12507 | 0 | 601.2055 | 5266560 | 5266560 | 0 | 0 | 0 | 65868864 | 212988.4688 | 212988.4688 | 0 | 0 | -1 | 0 | 0 | 1 | 162029.6094 | 0 | 0 | 0 | 0 | 0 | 0 | 0 | -139201.4688 | 60490.5664 | 60490.5664 | 0 | 0 | 0 | 0.92493 | 40.4417 | 66.8729 | -26.4312 | -445743.6562 | 0 | 48.7945 | 0 | 0 | 8760 | 5266560 | 0 | 0 | 1/1/2025 | 12/31/2099 | TRUE | KPCO CCS Coal Price |  | 2025 |  |  |  | REF | 0 | 0 | Real 2021 ¦ 12/22/2022 3:42:52 PM | 0 | Area 1001 Coal CCS 2025 | 0 |  | 1 | Unit |  | PJM | 617.5 | 0 | 0.95 | 0 | 0 | 0 | 0 | 5266560 | 0 | 162029.6094 | 0 | 0
4769 | Area 1001 Coal CCS 2026 | ATC | 2025 | AEP-KPCO | 0 | 0 | 0 | 0 | 0 |  | 0 | 0 | 0 | 0 | 0 | 0 | 0 | 0 | -1 | 0 | 0 |  | 0 | 0 | 0 | 0 | 0 | 0 | 0 | 0 | 0 | 0 | 0 | 0 | 0 | -1 | 0 | 0 | 0 | 0 | 0 | 0 | 0 | 0 | 0 | 0 | 0 | 0 | 0 | 0 | 0 | 0 | 0 |  |  |  |  | 0 | 0 | 0 | 0 | 0 | 0 | 0 | 0 | 0 | 1/1/2026 | 12/31/2099 | TRUE | KPCO CCS Coal Price |  | 2025 |  |  |  | REF | 0 | 0 | Real 2021 ¦ 12/22/2022 3:42:52 PM | 0 | Area 1001 Coal CCS 2026 | 0 |  | 1 | Unit |  | PJM | 0 | 0 | 0.95 | 0 | 0 | 0 | 0 | 0 | 0 | 0 | 0 | 0
4770 | Area 1001 Coal CCS 2027 | ATC | 2025 | AEP-KPCO | 0 | 0 | 0 | 0 | 0 |  | 0 | 0 | 0 | 0 | 0 | 0 | 0 | 0 | -1 | 0 | 0 |  | 0 | 0 | 0 | 0 | 0 | 0 | 0 | 0 | 0 | 0 | 0 | 0 | 0 | -1 | 0 | 0 | 0 | 0 | 0 | 0 | 0 | 0 | 0 | 0 | 0 | 0 | 0 | 0 | 0 | 0 | 0 |  |  |  |  | 0 | 0 | 0 | 0 | 0 | 0 | 0 | 0 | 0 | 1/1/2027 | 12/31/2099 | TRUE | KPCO CCS Coal Price |  | 2025 |  |  |  | REF | 0 | 0 | Real 2021 ¦ 12/22/2022 3:42:52 PM | 0 | Area 1001 Coal CCS 2027 | 0 |  | 1 | Unit |  | PJM | 0 | 0 | 0.95 | 0 | 0 | 0 | 0 | 0 | 0 | 0 | 0 | 0
4771 | Area 1001 Coal CCS 2028 | ATC | 2025 | AEP-KPCO | 0 | 0 | 0 | 0 | 0 |  | 0 | 0 | 0 | 0 | 0 | 0 | 0 | 0 | -1 | 0 | 0 |  | 0 | 0 | 0 | 0 | 0 | 0 | 0 | 0 | 0 | 0 | 0 | 0 | 0 | -1 | 0 | 0 | 0 | 0 | 0 | 0 | 0 | 0 | 0 | 0 | 0 | 0 | 0 | 0 | 0 | 0 | 0 |  |  |  |  | 0 | 0 | 0 | 0 | 0 | 0 | 0 | 0 | 0 | 1/1/2028 | 12/31/2099 | TRUE | KPCO CCS Coal Price |  | 2025 |  |  |  | REF | 0 | 0 | Real 2021 ¦ 12/22/2022 3:42:52 PM | 0 | Area 1001 Coal CCS 2028 | 0 |  | 1 | Unit |  | PJM | 0 | 0 | 0.95 | 0 | 0 | 0 | 0 | 0 | 0 | 0 | 0 | 0
4772 | Area 1001 Coal CCS 2029 | ATC | 2025 | AEP-KPCO | 0 | 0 | 0 | 0 | 0 |  | 0 | 0 | 0 | 0 | 0 | 0 | 0 | 0 | -1 | 0 | 0 |  | 0 | 0 | 0 | 0 | 0 | 0 | 0 | 0 | 0 | 0 | 0 | 0 | 0 | -1 | 0 | 0 | 0 | 0 | 0 | 0 | 0 | 0 | 0 | 0 | 0 | 0 | 0 | 0 | 0 | 0 | 0 |  |  |  |  | 0 | 0 | 0 | 0 | 0 | 0 | 0 | 0 | 0 | 1/1/2029 | 12/31/2099 | TRUE | KPCO CCS Coal Price |  | 2025 |  |  |  | REF | 0 | 0 | Real 2021 ¦ 12/22/2022 3:42:52 PM | 0 | Area 1001 Coal CCS 2029 | 0 |  | 1 | Unit |  | PJM | 0 | 0 | 0.95 | 0 | 0 | 0 | 0 | 0 | 0 | 0 | 0 | 0
4773 | Area 1001 Coal CCS 2030 | ATC | 2025 | AEP-KPCO | 0 | 0 | 0 | 0 | 0 |  | 0 | 0 | 0 | 0 | 0 | 0 | 0 | 0 | -1 | 0 | 0 |  | 0 | 0 | 0 | 0 | 0 | 0 | 0 | 0 | 0 | 0 | 0 | 0 | 0 | -1 | 0 | 0 | 0 | 0 | 0 | 0 | 0 | 0 | 0 | 0 | 0 | 0 | 0 | 0 | 0 | 0 | 0 |  |  |  |  | 0 | 0 | 0 | 0 | 0 | 0 | 0 | 0 | 0 | 1/1/2030 | 12/31/2099 | TRUE | KPCO CCS Coal Price |  | 2025 |  |  |  | REF | 0 | 0 | Real 2021 ¦ 12/22/2022 3:42:52 PM | 0 | Area 1001 Coal CCS 2030 | 0 |  | 1 | Unit |  | PJM | 0 | 0 | 0.95 | 0 | 0 | 0 | 0 | 0 | 0 | 0 | 0 | 0
4774 | Area 1001 Coal CCS 2031 | ATC | 2025 | AEP-KPCO | 0 | 0 | 0 | 0 | 0 |  | 0 | 0 | 0 | 0 | 0 | 0 | 0 | 0 | -1 | 0 | 0 |  | 0 | 0 | 0 | 0 | 0 | 0 | 0 | 0 | 0 | 0 | 0 | 0 | 0 | -1 | 0 | 0 | 0 | 0 | 0 | 0 | 0 | 0 | 0 | 0 | 0 | 0 | 0 | 0 | 0 | 0 | 0 |  |  |  |  | 0 | 0 | 0 | 0 | 0 | 0 | 0 | 0 | 0 | 1/1/2031 | 12/31/2099 | TRUE | KPCO CCS Coal Price |  | 2025 |  |  |  | REF | 0 | 0 | Real 2021 ¦ 12/22/2022 3:42:52 PM | 0 | Area 1001 Coal CCS 2031 | 0 |  | 1 | Unit |  | PJM | 0 | 0 | 0.95 | 0 | 0 | 0 | 0 | 0 | 0 | 0 | 0 | 0
4775 | Area 1001 Coal CCS 2032 | ATC | 2025 | AEP-KPCO | 0 | 0 | 0 | 0 | 0 |  | 0 | 0 | 0 | 0 | 0 | 0 | 0 | 0 | -1 | 0 | 0 |  | 0 | 0 | 0 | 0 | 0 | 0 | 0 | 0 | 0 | 0 | 0 | 0 | 0 | -1 | 0 | 0 | 0 | 0 | 0 | 0 | 0 | 0 | 0 | 0 | 0 | 0 | 0 | 0 | 0 | 0 | 0 |  |  |  |  | 0 | 0 | 0 | 0 | 0 | 0 | 0 | 0 | 0 | 1/1/2032 | 12/31/2099 | TRUE | KPCO CCS Coal Price |  | 2025 |  |  |  | REF | 0 | 0 | Real 2021 ¦ 12/22/2022 3:42:52 PM | 0 | Area 1001 Coal CCS 2032 | 0 |  | 1 | Unit |  | PJM | 0 | 0 | 0.95 | 0 | 0 | 0 | 0 | 0 | 0 | 0 | 0 | 0
4776 | Area 1001 Coal CCS 2033 | ATC | 2025 | AEP-KPCO | 0 | 0 | 0 | 0 | 0 |  | 0 | 0 | 0 | 0 | 0 | 0 | 0 | 0 | -1 | 0 | 0 |  | 0 | 0 | 0 | 0 | 0 | 0 | 0 | 0 | 0 | 0 | 0 | 0 | 0 | -1 | 0 | 0 | 0 | 0 | 0 | 0 | 0 | 0 | 0 | 0 | 0 | 0 | 0 | 0 | 0 | 0 | 0 |  |  |  |  | 0 | 0 | 0 | 0 | 0 | 0 | 0 | 0 | 0 | 1/1/2033 | 12/31/2099 | TRUE | KPCO CCS Coal Price |  | 2025 |  |  |  | REF | 0 | 0 | Real 2021 ¦ 12/22/2022 3:42:52 PM | 0 | Area 1001 Coal CCS 2033 | 0 |  | 1 | Unit |  | PJM | 0 | 0 | 0.95 | 0 | 0 | 0 | 0 | 0 | 0 | 0 | 0 | 0
4777 | Area 1001 Coal CCS 2034 | ATC | 2025 | AEP-KPCO | 0 | 0 | 0 | 0 | 0 |  | 0 | 0 | 0 | 0 | 0 | 0 | 0 | 0 | -1 | 0 | 0 |  | 0 | 0 | 0 | 0 | 0 | 0 | 0 | 0 | 0 | 0 | 0 | 0 | 0 | -1 | 0 | 0 | 0 | 0 | 0 | 0 | 0 | 0 | 0 | 0 | 0 | 0 | 0 | 0 | 0 | 0 | 0 |  |  |  |  | 0 | 0 | 0 | 0 | 0 | 0 | 0 | 0 | 0 | 1/1/2034 | 12/31/2099 | TRUE | KPCO CCS Coal Price |  | 2025 |  |  |  | REF | 0 | 0 | Real 2021 ¦ 12/22/2022 3:42:52 PM | 0 | Area 1001 Coal CCS 2034 | 0 |  | 1 | Unit |  | PJM | 0 | 0 | 0.95 | 0 | 0 | 0 | 0 | 0 | 0 | 0 | 0 | 0
4778 | Area 1001 Coal CCS 2035 | ATC | 2025 | AEP-KPCO | 0 | 0 | 0 | 0 | 0 |  | 0 | 0 | 0 | 0 | 0 | 0 | 0 | 0 | -1 | 0 | 0 |  | 0 | 0 | 0 | 0 | 0 | 0 | 0 | 0 | 0 | 0 | 0 | 0 | 0 | -1 | 0 | 0 | 0 | 0 | 0 | 0 | 0 | 0 | 0 | 0 | 0 | 0 | 0 | 0 | 0 | 0 | 0 |  |  |  |  | 0 | 0 | 0 | 0 | 0 | 0 | 0 | 0 | 0 | 1/1/2035 | 12/31/2099 | TRUE | KPCO CCS Coal Price |  | 2025 |  |  |  | REF | 0 | 0 | Real 2021 ¦ 12/22/2022 3:42:52 PM | 0 | Area 1001 Coal CCS 2035 | 0 |  | 1 | Unit |  | PJM | 0 | 0 | 0.95 | 0 | 0 | 0 | 0 | 0 | 0 | 0 | 0 | 0
4779 | Area 1001 Coal CCS 2036 | ATC | 2025 | AEP-KPCO | 0 | 0 | 0 | 0 | 0 |  | 0 | 0 | 0 | 0 | 0 | 0 | 0 | 0 | -1 | 0 | 0 |  | 0 | 0 | 0 | 0 | 0 | 0 | 0 | 0 | 0 | 0 | 0 | 0 | 0 | -1 | 0 | 0 | 0 | 0 | 0 | 0 | 0 | 0 | 0 | 0 | 0 | 0 | 0 | 0 | 0 | 0 | 0 |  |  |  |  | 0 | 0 | 0 | 0 | 0 | 0 | 0 | 0 | 0 | 1/1/2036 | 12/31/2099 | TRUE | KPCO CCS Coal Price |  | 2025 |  |  |  | REF | 0 | 0 | Real 2021 ¦ 12/22/2022 3:42:52 PM | 0 | Area 1001 Coal CCS 2036 | 0 |  | 1 | Unit |  | PJM | 0 | 0 | 0.95 | 0 | 0 | 0 | 0 | 0 | 0 | 0 | 0 | 0
4780 | Area 1001 Coal CCS 2037 | ATC | 2025 | AEP-KPCO | 0 | 0 | 0 | 0 | 0 |  | 0 | 0 | 0 | 0 | 0 | 0 | 0 | 0 | -1 | 0 | 0 |  | 0 | 0 | 0 | 0 | 0 | 0 | 0 | 0 | 0 | 0 | 0 | 0 | 0 | -1 | 0 | 0 | 0 | 0 | 0 | 0 | 0 | 0 | 0 | 0 | 0 | 0 | 0 | 0 | 0 | 0 | 0 |  |  |  |  | 0 | 0 | 0 | 0 | 0 | 0 | 0 | 0 | 0 | 1/1/2037 | 12/31/2099 | TRUE | KPCO CCS Coal Price |  | 2025 |  |  |  | REF | 0 | 0 | Real 2021 ¦ 12/22/2022 3:42:52 PM | 0 | Area 1001 Coal CCS 2037 | 0 |  | 1 | Unit |  | PJM | 0 | 0 | 0.95 | 0 | 0 | 0 | 0 | 0 | 0 | 0 | 0 | 0
4781 | Area 1001 Coal CCS 2038 | ATC | 2025 | AEP-KPCO | 0 | 0 | 0 | 0 | 0 |  | 0 | 0 | 0 | 0 | 0 | 0 | 0 | 0 | -1 | 0 | 0 |  | 0 | 0 | 0 | 0 | 0 | 0 | 0 | 0 | 0 | 0 | 0 | 0 | 0 | -1 | 0 | 0 | 0 | 0 | 0 | 0 | 0 | 0 | 0 | 0 | 0 | 0 | 0 | 0 | 0 | 0 | 0 |  |  |  |  | 0 | 0 | 0 | 0 | 0 | 0 | 0 | 0 | 0 | 1/1/2038 | 12/31/2099 | TRUE | KPCO CCS Coal Price |  | 2025 |  |  |  | REF | 0 | 0 | Real 2021 ¦ 12/22/2022 3:42:52 PM | 0 | Area 1001 Coal CCS 2038 | 0 |  | 1 | Unit |  | PJM | 0 | 0 | 0.95 | 0 | 0 | 0 | 0 | 0 | 0 | 0 | 0 | 0
4782 | Area 1001 Coal CCS 2039 | ATC | 2025 | AEP-KPCO | 0 | 0 | 0 | 0 | 0 |  | 0 | 0 | 0 | 0 | 0 | 0 | 0 | 0 | -1 | 0 | 0 |  | 0 | 0 | 0 | 0 | 0 | 0 | 0 | 0 | 0 | 0 | 0 | 0 | 0 | -1 | 0 | 0 | 0 | 0 | 0 | 0 | 0 | 0 | 0 | 0 | 0 | 0 | 0 | 0 | 0 | 0 | 0 |  |  |  |  | 0 | 0 | 0 | 0 | 0 | 0 | 0 | 0 | 0 | 1/1/2039 | 12/31/2099 | TRUE | KPCO CCS Coal Price |  | 2025 |  |  |  | REF | 0 | 0 | Real 2021 ¦ 12/22/2022 3:42:52 PM | 0 | Area 1001 Coal CCS 2039 | 0 |  | 1 | Unit |  | PJM | 0 | 0 | 0.95 | 0 | 0 | 0 | 0 | 0 | 0 | 0 | 0 | 0
4783 | Area 1001 Coal CCS 2040 | ATC | 2025 | AEP-KPCO | 0 | 0 | 0 | 0 | 0 |  | 0 | 0 | 0 | 0 | 0 | 0 | 0 | 0 | -1 | 0 | 0 |  | 0 | 0 | 0 | 0 | 0 | 0 | 0 | 0 | 0 | 0 | 0 | 0 | 0 | -1 | 0 | 0 | 0 | 0 | 0 | 0 | 0 | 0 | 0 | 0 | 0 | 0 | 0 | 0 | 0 | 0 | 0 |  |  |  |  | 0 | 0 | 0 | 0 | 0 | 0 | 0 | 0 | 0 | 1/1/2040 | 12/31/2099 | TRUE | KPCO CCS Coal Price |  | 2025 |  |  |  | REF | 0 | 0 | Real 2021 ¦ 12/22/2022 3:42:52 PM | 0 | Area 1001 Coal CCS 2040 | 0 |  | 1 | Unit |  | PJM | 0 | 0 | 0.95 | 0 | 0 | 0 | 0 | 0 | 0 | 0 | 0 | 0
4784 | Area 1001 Coal CCS 2041 | ATC | 2025 | AEP-KPCO | 0 | 0 | 0 | 0 | 0 |  | 0 | 0 | 0 | 0 | 0 | 0 | 0 | 0 | -1 | 0 | 0 |  | 0 | 0 | 0 | 0 | 0 | 0 | 0 | 0 | 0 | 0 | 0 | 0 | 0 | -1 | 0 | 0 | 0 | 0 | 0 | 0 | 0 | 0 | 0 | 0 | 0 | 0 | 0 | 0 | 0 | 0 | 0 |  |  |  |  | 0 | 0 | 0 | 0 | 0 | 0 | 0 | 0 | 0 | 1/1/2041 | 12/31/2099 | TRUE | KPCO CCS Coal Price |  | 2025 |  |  |  | REF | 0 | 0 | Real 2021 ¦ 12/22/2022 3:42:52 PM | 0 | Area 1001 Coal CCS 2041 | 0 |  | 1 | Unit |  | PJM | 0 | 0 | 0.95 | 0 | 0 | 0 | 0 | 0 | 0 | 0 | 0 | 0
4785 | Area 1001 Coal CCS 2042 | ATC | 2025 | AEP-KPCO | 0 | 0 | 0 | 0 | 0 |  | 0 | 0 | 0 | 0 | 0 | 0 | 0 | 0 | -1 | 0 | 0 |  | 0 | 0 | 0 | 0 | 0 | 0 | 0 | 0 | 0 | 0 | 0 | 0 | 0 | -1 | 0 | 0 | 0 | 0 | 0 | 0 | 0 | 0 | 0 | 0 | 0 | 0 | 0 | 0 | 0 | 0 | 0 |  |  |  |  | 0 | 0 | 0 | 0 | 0 | 0 | 0 | 0 | 0 | 1/1/2042 | 12/31/2099 | TRUE | KPCO CCS Coal Price |  | 2025 |  |  |  | REF | 0 | 0 | Real 2021 ¦ 12/22/2022 3:42:52 PM | 0 | Area 1001 Coal CCS 2042 | 0 |  | 1 | Unit |  | PJM | 0 | 0 | 0.95 | 0 | 0 | 0 | 0 | 0 | 0 | 0 | 0 | 0
4786 | Area 1001 Coal CCS 2043 | ATC | 2025 | AEP-KPCO | 0 | 0 | 0 | 0 | 0 |  | 0 | 0 | 0 | 0 | 0 | 0 | 0 | 0 | -1 | 0 | 0 |  | 0 | 0 | 0 | 0 | 0 | 0 | 0 | 0 | 0 | 0 | 0 | 0 | 0 | -1 | 0 | 0 | 0 | 0 | 0 | 0 | 0 | 0 | 0 | 0 | 0 | 0 | 0 | 0 | 0 | 0 | 0 |  |  |  |  | 0 | 0 | 0 | 0 | 0 | 0 | 0 | 0 | 0 | 1/1/2043 | 12/31/2099 | TRUE | KPCO CCS Coal Price |  | 2025 |  |  |  | REF | 0 | 0 | Real 2021 ¦ 12/22/2022 3:42:52 PM | 0 | Area 1001 Coal CCS 2043 | 0 |  | 1 | Unit |  | PJM | 0 | 0 | 0.95 | 0 | 0 | 0 | 0 | 0 | 0 | 0 | 0 | 0
4787 | Area 1001 Hydrogen CT 2023 | ATC | 2025 | AEP-KPCO | 219.5369 | 240 | 0 | 25.4876 | 25.3133 | 25.4494 | 24.1079 | 55248.668 | 240 | 53478.3867 | 1770.2826 | 0 | 0 | 2.5753 | -1 | 17791322 | 9655 | 9661.1494 | 9119.2861 | 65.8611 | 210.2206 | 1841532.75 | 1841532.75 | 0 | 0 | 96.8379 | 17791322 | 75022.7188 | 75022.7188 | 0 | 0 | -1 | 0 | 0 | 22 | 45718.9375 | 0.59295 | 0.06439 | 0 | 0.52856 | 0 | 0 | 0 | -27091.8887 | 1146.9994 | 1146.9994 | 0 | 0 | 0 | 0.87592 | 40.7393 | 55.4509 | -14.7116 | 0 | 14.4467 | 6.0164 | 0 | 0 | 8483 | 1841532.75 | 0 | 0 | 1/1/2023 | 12/31/2099 | TRUE | 2030 H2 Blend |  | 2025 |  |  |  | REF | 0 | 0 | Real 2021 ¦ 12/22/2022 3:42:52 PM | 0 | Area 1001 Hydrogen CT 2023 | 0 |  | 1 | Unit |  | PJM | 228 | 0 | 0.95 | 0 | 0 | 0 | 0 | 1923143 | 0 | 45718.9375 | 0 | 0
4788 | Area 1001 Hydrogen CT 2024 | ATC | 2025 | AEP-KPCO | 219.5369 | 240 | 0 | 25.4876 | 25.3133 | 25.4376 | 24.1079 | 49805.7109 | 240 | 48035.4297 | 1770.2826 | 0 | 0 | 2.5753 | -1 | 17773068 | 9655 | 9661.1816 | 9119.2861 | 65.8611 | 210.0042 | 1839636.875 | 1839636.875 | 0 | 3.0137 | 96.7466 | 17773068 | 74941.5391 | 74941.5391 | 0 | 0 | -1 | 0 | 0 | 23 | 45650.1719 | 0.010386 | 0 | 0 | 0.010386 | 0 | 0 | 0 | -21660.166 | 1145.8186 | 1145.8186 | 0 | 0 | 0 | 0.87502 | 40.7371 | 52.5113 | -11.7742 | 0 | 14.4467 | 6.0164 | 0 | 0 | 8475 | 1839636.875 | 0 | 0 | 1/1/2024 | 12/31/2099 | TRUE | 2030 H2 Blend |  | 2025 |  |  |  | REF | 0 | 0 | Real 2021 ¦ 12/22/2022 3:42:52 PM | 0 | Area 1001 Hydrogen CT 2024 | 0 |  | 1 | Unit |  | PJM | 228 | 0 | 0.95 | 0 | 0 | 0 | 0 | 1923143 | 0 | 45650.1719 | 0 | 0
4789 | Area 1001 Hydrogen CT 2025 | ATC | 2025 | AEP-KPCO | 219.5369 | 240 | 0 | 25.4876 | 25.3133 | 25.3846 | 24.1079 | 47189.9219 | 240 | 45419.6367 | 1770.2826 | 0 | 0 | 2.5753 | -1 | 17674572 | 9655 | 9661.1895 | 9119.2861 | 65.8611 | 208.8402 | 1829440.5 | 1829440.5 | 0 | 0 | 96.2215 | 17674572 | 74521.7969 | 74521.7969 | 0 | 0 | -1 | 0 | 0 | 29 | 45300.1055 | 0 | 0 | 0 | 0 | 0 | 0 | 0 | -19107.6953 | 1139.4678 | 1139.4678 | 0 | 0 | 0 | 0.87017 | 40.7347 | 51.1793 | -10.4446 | 0 | 14.4467 | 6.0164 | 0 | 0 | 8429 | 1829440.5 | 0 | 0 | 1/1/2025 | 12/31/2099 | TRUE | 2030 H2 Blend |  | 2025 |  |  |  | REF | 0 | 0 | Real 2021 ¦ 12/22/2022 3:42:52 PM | 0 | Area 1001 Hydrogen CT 2025 | 0 |  | 1 | Unit |  | PJM | 228 | 0 | 0.95 | 0 | 0 | 0 | 0 | 1923143 | 0 | 45300.1055 | 0 | 0
4790 | Area 1001 Hydrogen CT 2026 | ATC | 2025 | AEP-KPCO | 0 | 0 | 0 | 0 | 0 |  | 0 | 0 | 0 | 0 | 0 | 0 | 0 | 0 | -1 | 0 | 0 |  | 0 | 0 | 0 | 0 | 0 | 0 | 0 | 0 | 0 | 0 | 0 | 0 | 0 | -1 | 0 | 0 | 0 | 0 | 0 | 0 | 0 | 0 | 0 | 0 | 0 | 0 | 0 | 0 | 0 | 0 | 0 |  |  |  |  | 0 | 0 | 0 | 0 | 0 | 0 | 0 | 0 | 0 | 1/1/2026 | 12/31/2099 | TRUE | 2030 H2 Blend |  | 2025 |  |  |  | REF | 0 | 0 | Real 2021 ¦ 12/22/2022 3:42:52 PM | 0 | Area 1001 Hydrogen CT 2026 | 0 |  | 1 | Unit |  | PJM | 0 | 0 | 0.95 | 0 | 0 | 0 | 0 | 0 | 0 | 0 | 0 | 0
4791 | Area 1001 Hydrogen CT 2027 | ATC | 2025 | AEP-KPCO | 0 | 0 | 0 | 0 | 0 |  | 0 | 0 | 0 | 0 | 0 | 0 | 0 | 0 | -1 | 0 | 0 |  | 0 | 0 | 0 | 0 | 0 | 0 | 0 | 0 | 0 | 0 | 0 | 0 | 0 | -1 | 0 | 0 | 0 | 0 | 0 | 0 | 0 | 0 | 0 | 0 | 0 | 0 | 0 | 0 | 0 | 0 | 0 |  |  |  |  | 0 | 0 | 0 | 0 | 0 | 0 | 0 | 0 | 0 | 1/1/2027 | 12/31/2099 | TRUE | 2030 H2 Blend |  | 2025 |  |  |  | REF | 0 | 0 | Real 2021 ¦ 12/22/2022 3:42:52 PM | 0 | Area 1001 Hydrogen CT 2027 | 0 |  | 1 | Unit |  | PJM | 0 | 0 | 0.95 | 0 | 0 | 0 | 0 | 0 | 0 | 0 | 0 | 0
4792 | Area 1001 Hydrogen CT 2028 | ATC | 2025 | AEP-KPCO | 0 | 0 | 0 | 0 | 0 |  | 0 | 0 | 0 | 0 | 0 | 0 | 0 | 0 | -1 | 0 | 0 |  | 0 | 0 | 0 | 0 | 0 | 0 | 0 | 0 | 0 | 0 | 0 | 0 | 0 | -1 | 0 | 0 | 0 | 0 | 0 | 0 | 0 | 0 | 0 | 0 | 0 | 0 | 0 | 0 | 0 | 0 | 0 |  |  |  |  | 0 | 0 | 0 | 0 | 0 | 0 | 0 | 0 | 0 | 1/1/2028 | 12/31/2099 | TRUE | 2030 H2 Blend |  | 2025 |  |  |  | REF | 0 | 0 | Real 2021 ¦ 12/22/2022 3:42:52 PM | 0 | Area 1001 Hydrogen CT 2028 | 0 |  | 1 | Unit |  | PJM | 0 | 0 | 0.95 | 0 | 0 | 0 | 0 | 0 | 0 | 0 | 0 | 0
4793 | Area 1001 Hydrogen CT 2029 | ATC | 2025 | AEP-KPCO | 0 | 0 | 0 | 0 | 0 |  | 0 | 0 | 0 | 0 | 0 | 0 | 0 | 0 | -1 | 0 | 0 |  | 0 | 0 | 0 | 0 | 0 | 0 | 0 | 0 | 0 | 0 | 0 | 0 | 0 | -1 | 0 | 0 | 0 | 0 | 0 | 0 | 0 | 0 | 0 | 0 | 0 | 0 | 0 | 0 | 0 | 0 | 0 |  |  |  |  | 0 | 0 | 0 | 0 | 0 | 0 | 0 | 0 | 0 | 1/1/2029 | 12/31/2099 | TRUE | 2030 H2 Blend |  | 2025 |  |  |  | REF | 0 | 0 | Real 2021 ¦ 12/22/2022 3:42:52 PM | 0 | Area 1001 Hydrogen CT 2029 | 0 |  | 1 | Unit |  | PJM | 0 | 0 | 0.95 | 0 | 0 | 0 | 0 | 0 | 0 | 0 | 0 | 0
4794 | Area 1001 Hydrogen CT 2030 | ATC | 2025 | AEP-KPCO | 0 | 0 | 0 | 0 | 0 |  | 0 | 0 | 0 | 0 | 0 | 0 | 0 | 0 | -1 | 0 | 0 |  | 0 | 0 | 0 | 0 | 0 | 0 | 0 | 0 | 0 | 0 | 0 | 0 | 0 | -1 | 0 | 0 | 0 | 0 | 0 | 0 | 0 | 0 | 0 | 0 | 0 | 0 | 0 | 0 | 0 | 0 | 0 |  |  |  |  | 0 | 0 | 0 | 0 | 0 | 0 | 0 | 0 | 0 | 1/1/2030 | 12/31/2099 | TRUE | 2030 H2 Blend |  | 2025 |  |  |  | REF | 0 | 0 | Real 2021 ¦ 12/22/2022 3:42:52 PM | 0 | Area 1001 Hydrogen CT 2030 | 0 |  | 1 | Unit |  | PJM | 0 | 0 | 0.95 | 0 | 0 | 0 | 0 | 0 | 0 | 0 | 0 | 0
4795 | Area 1001 Hydrogen CT 2031 | ATC | 2025 | AEP-KPCO | 0 | 0 | 0 | 0 | 0 |  | 0 | 0 | 0 | 0 | 0 | 0 | 0 | 0 | -1 | 0 | 0 |  | 0 | 0 | 0 | 0 | 0 | 0 | 0 | 0 | 0 | 0 | 0 | 0 | 0 | -1 | 0 | 0 | 0 | 0 | 0 | 0 | 0 | 0 | 0 | 0 | 0 | 0 | 0 | 0 | 0 | 0 | 0 |  |  |  |  | 0 | 0 | 0 | 0 | 0 | 0 | 0 | 0 | 0 | 1/1/2031 | 12/31/2099 | TRUE | 2031 H2 Blend |  | 2025 |  |  |  | REF | 0 | 0 | Real 2021 ¦ 12/22/2022 3:42:52 PM | 0 | Area 1001 Hydrogen CT 2031 | 0 |  | 1 | Unit |  | PJM | 0 | 0 | 0.95 | 0 | 0 | 0 | 0 | 0 | 0 | 0 | 0 | 0
4796 | Area 1001 Hydrogen CT 2032 | ATC | 2025 | AEP-KPCO | 0 | 0 | 0 | 0 | 0 |  | 0 | 0 | 0 | 0 | 0 | 0 | 0 | 0 | -1 | 0 | 0 |  | 0 | 0 | 0 | 0 | 0 | 0 | 0 | 0 | 0 | 0 | 0 | 0 | 0 | -1 | 0 | 0 | 0 | 0 | 0 | 0 | 0 | 0 | 0 | 0 | 0 | 0 | 0 | 0 | 0 | 0 | 0 |  |  |  |  | 0 | 0 | 0 | 0 | 0 | 0 | 0 | 0 | 0 | 1/1/2032 | 12/31/2099 | TRUE | 2032 H2 Blend |  | 2025 |  |  |  | REF | 0 | 0 | Real 2021 ¦ 12/22/2022 3:42:52 PM | 0 | Area 1001 Hydrogen CT 2032 | 0 |  | 1 | Unit |  | PJM | 0 | 0 | 0.95 | 0 | 0 | 0 | 0 | 0 | 0 | 0 | 0 | 0
4797 | Area 1001 Hydrogen CT 2033 | ATC | 2025 | AEP-KPCO | 0 | 0 | 0 | 0 | 0 |  | 0 | 0 | 0 | 0 | 0 | 0 | 0 | 0 | -1 | 0 | 0 |  | 0 | 0 | 0 | 0 | 0 | 0 | 0 | 0 | 0 | 0 | 0 | 0 | 0 | -1 | 0 | 0 | 0 | 0 | 0 | 0 | 0 | 0 | 0 | 0 | 0 | 0 | 0 | 0 | 0 | 0 | 0 |  |  |  |  | 0 | 0 | 0 | 0 | 0 | 0 | 0 | 0 | 0 | 1/1/2033 | 12/31/2099 | TRUE | 2033 H2 Blend |  | 2025 |  |  |  | REF | 0 | 0 | Real 2021 ¦ 12/22/2022 3:42:52 PM | 0 | Area 1001 Hydrogen CT 2033 | 0 |  | 1 | Unit |  | PJM | 0 | 0 | 0.95 | 0 | 0 | 0 | 0 | 0 | 0 | 0 | 0 | 0
4798 | Area 1001 Hydrogen CT 2034 | ATC | 2025 | AEP-KPCO | 0 | 0 | 0 | 0 | 0 |  | 0 | 0 | 0 | 0 | 0 | 0 | 0 | 0 | -1 | 0 | 0 |  | 0 | 0 | 0 | 0 | 0 | 0 | 0 | 0 | 0 | 0 | 0 | 0 | 0 | -1 | 0 | 0 | 0 | 0 | 0 | 0 | 0 | 0 | 0 | 0 | 0 | 0 | 0 | 0 | 0 | 0 | 0 |  |  |  |  | 0 | 0 | 0 | 0 | 0 | 0 | 0 | 0 | 0 | 1/1/2034 | 12/31/2099 | TRUE | 2034 H2 Blend |  | 2025 |  |  |  | REF | 0 | 0 | Real 2021 ¦ 12/22/2022 3:42:52 PM | 0 | Area 1001 Hydrogen CT 2034 | 0 |  | 1 | Unit |  | PJM | 0 | 0 | 0.95 | 0 | 0 | 0 | 0 | 0 | 0 | 0 | 0 | 0
4799 | Area 1001 Hydrogen CT 2035 | ATC | 2025 | AEP-KPCO | 0 | 0 | 0 | 0 | 0 |  | 0 | 0 | 0 | 0 | 0 | 0 | 0 | 0 | -1 | 0 | 0 |  | 0 | 0 | 0 | 0 | 0 | 0 | 0 | 0 | 0 | 0 | 0 | 0 | 0 | -1 | 0 | 0 | 0 | 0 | 0 | 0 | 0 | 0 | 0 | 0 | 0 | 0 | 0 | 0 | 0 | 0 | 0 |  |  |  |  | 0 | 0 | 0 | 0 | 0 | 0 | 0 | 0 | 0 | 1/1/2035 | 12/31/2099 | TRUE | Hydrogen |  | 2025 |  |  |  | REF | 0 | 0 | Real 2021 ¦ 12/22/2022 3:42:52 PM | 0 | Area 1001 Hydrogen CT 2035 | 0 |  | 1 | Unit |  | PJM | 0 | 0 | 0.95 | 0 | 0 | 0 | 0 | 0 | 0 | 0 | 0 | 0
4800 | Area 1001 Hydrogen CT 2036 | ATC | 2025 | AEP-KPCO | 0 | 0 | 0 | 0 | 0 |  | 0 | 0 | 0 | 0 | 0 | 0 | 0 | 0 | -1 | 0 | 0 |  | 0 | 0 | 0 | 0 | 0 | 0 | 0 | 0 | 0 | 0 | 0 | 0 | 0 | -1 | 0 | 0 | 0 | 0 | 0 | 0 | 0 | 0 | 0 | 0 | 0 | 0 | 0 | 0 | 0 | 0 | 0 |  |  |  |  | 0 | 0 | 0 | 0 | 0 | 0 | 0 | 0 | 0 | 1/1/2036 | 12/31/2099 | TRUE | Hydrogen |  | 2025 |  |  |  | REF | 0 | 0 | Real 2021 ¦ 12/22/2022 3:42:52 PM | 0 | Area 1001 Hydrogen CT 2036 | 0 |  | 1 | Unit |  | PJM | 0 | 0 | 0.95 | 0 | 0 | 0 | 0 | 0 | 0 | 0 | 0 | 0
4801 | Area 1001 Hydrogen CT 2037 | ATC | 2025 | AEP-KPCO | 0 | 0 | 0 | 0 | 0 |  | 0 | 0 | 0 | 0 | 0 | 0 | 0 | 0 | -1 | 0 | 0 |  | 0 | 0 | 0 | 0 | 0 | 0 | 0 | 0 | 0 | 0 | 0 | 0 | 0 | -1 | 0 | 0 | 0 | 0 | 0 | 0 | 0 | 0 | 0 | 0 | 0 | 0 | 0 | 0 | 0 | 0 | 0 |  |  |  |  | 0 | 0 | 0 | 0 | 0 | 0 | 0 | 0 | 0 | 1/1/2037 | 12/31/2099 | TRUE | Hydrogen |  | 2025 |  |  |  | REF | 0 | 0 | Real 2021 ¦ 12/22/2022 3:42:52 PM | 0 | Area 1001 Hydrogen CT 2037 | 0 |  | 1 | Unit |  | PJM | 0 | 0 | 0.95 | 0 | 0 | 0 | 0 | 0 | 0 | 0 | 0 | 0
4802 | Area 1001 Hydrogen CT 2038 | ATC | 2025 | AEP-KPCO | 0 | 0 | 0 | 0 | 0 |  | 0 | 0 | 0 | 0 | 0 | 0 | 0 | 0 | -1 | 0 | 0 |  | 0 | 0 | 0 | 0 | 0 | 0 | 0 | 0 | 0 | 0 | 0 | 0 | 0 | -1 | 0 | 0 | 0 | 0 | 0 | 0 | 0 | 0 | 0 | 0 | 0 | 0 | 0 | 0 | 0 | 0 | 0 |  |  |  |  | 0 | 0 | 0 | 0 | 0 | 0 | 0 | 0 | 0 | 1/1/2038 | 12/31/2099 | TRUE | Hydrogen |  | 2025 |  |  |  | REF | 0 | 0 | Real 2021 ¦ 12/22/2022 3:42:52 PM | 0 | Area 1001 Hydrogen CT 2038 | 0 |  | 1 | Unit |  | PJM | 0 | 0 | 0.95 | 0 | 0 | 0 | 0 | 0 | 0 | 0 | 0 | 0
4803 | Area 1001 Hydrogen CT 2039 | ATC | 2025 | AEP-KPCO | 0 | 0 | 0 | 0 | 0 |  | 0 | 0 | 0 | 0 | 0 | 0 | 0 | 0 | -1 | 0 | 0 |  | 0 | 0 | 0 | 0 | 0 | 0 | 0 | 0 | 0 | 0 | 0 | 0 | 0 | -1 | 0 | 0 | 0 | 0 | 0 | 0 | 0 | 0 | 0 | 0 | 0 | 0 | 0 | 0 | 0 | 0 | 0 |  |  |  |  | 0 | 0 | 0 | 0 | 0 | 0 | 0 | 0 | 0 | 1/1/2039 | 12/31/2099 | TRUE | Hydrogen |  | 2025 |  |  |  | REF | 0 | 0 | Real 2021 ¦ 12/22/2022 3:42:52 PM | 0 | Area 1001 Hydrogen CT 2039 | 0 |  | 1 | Unit |  | PJM | 0 | 0 | 0.95 | 0 | 0 | 0 | 0 | 0 | 0 | 0 | 0 | 0
4804 | Area 1001 Hydrogen CT 2040 | ATC | 2025 | AEP-KPCO | 0 | 0 | 0 | 0 | 0 |  | 0 | 0 | 0 | 0 | 0 | 0 | 0 | 0 | -1 | 0 | 0 |  | 0 | 0 | 0 | 0 | 0 | 0 | 0 | 0 | 0 | 0 | 0 | 0 | 0 | -1 | 0 | 0 | 0 | 0 | 0 | 0 | 0 | 0 | 0 | 0 | 0 | 0 | 0 | 0 | 0 | 0 | 0 |  |  |  |  | 0 | 0 | 0 | 0 | 0 | 0 | 0 | 0 | 0 | 1/1/2040 | 12/31/2099 | TRUE | Hydrogen |  | 2025 |  |  |  | REF | 0 | 0 | Real 2021 ¦ 12/22/2022 3:42:52 PM | 0 | Area 1001 Hydrogen CT 2040 | 0 |  | 1 | Unit |  | PJM | 0 | 0 | 0.95 | 0 | 0 | 0 | 0 | 0 | 0 | 0 | 0 | 0
4805 | Area 1001 Hydrogen CT 2041 | ATC | 2025 | AEP-KPCO | 0 | 0 | 0 | 0 | 0 |  | 0 | 0 | 0 | 0 | 0 | 0 | 0 | 0 | -1 | 0 | 0 |  | 0 | 0 | 0 | 0 | 0 | 0 | 0 | 0 | 0 | 0 | 0 | 0 | 0 | -1 | 0 | 0 | 0 | 0 | 0 | 0 | 0 | 0 | 0 | 0 | 0 | 0 | 0 | 0 | 0 | 0 | 0 |  |  |  |  | 0 | 0 | 0 | 0 | 0 | 0 | 0 | 0 | 0 | 1/1/2041 | 12/31/2099 | TRUE | Hydrogen |  | 2025 |  |  |  | REF | 0 | 0 | Real 2021 ¦ 12/22/2022 3:42:52 PM | 0 | Area 1001 Hydrogen CT 2041 | 0 |  | 1 | Unit |  | PJM | 0 | 0 | 0.95 | 0 | 0 | 0 | 0 | 0 | 0 | 0 | 0 | 0
4806 | Area 1001 Hydrogen CT 2042 | ATC | 2025 | AEP-KPCO | 0 | 0 | 0 | 0 | 0 |  | 0 | 0 | 0 | 0 | 0 | 0 | 0 | 0 | -1 | 0 | 0 |  | 0 | 0 | 0 | 0 | 0 | 0 | 0 | 0 | 0 | 0 | 0 | 0 | 0 | -1 | 0 | 0 | 0 | 0 | 0 | 0 | 0 | 0 | 0 | 0 | 0 | 0 | 0 | 0 | 0 | 0 | 0 |  |  |  |  | 0 | 0 | 0 | 0 | 0 | 0 | 0 | 0 | 0 | 1/1/2042 | 12/31/2099 | TRUE | Hydrogen |  | 2025 |  |  |  | REF | 0 | 0 | Real 2021 ¦ 12/22/2022 3:42:52 PM | 0 | Area 1001 Hydrogen CT 2042 | 0 |  | 1 | Unit |  | PJM | 0 | 0 | 0.95 | 0 | 0 | 0 | 0 | 0 | 0 | 0 | 0 | 0
4807 | Area 1001 Hydrogen CT 2043 | ATC | 2025 | AEP-KPCO | 0 | 0 | 0 | 0 | 0 |  | 0 | 0 | 0 | 0 | 0 | 0 | 0 | 0 | -1 | 0 | 0 |  | 0 | 0 | 0 | 0 | 0 | 0 | 0 | 0 | 0 | 0 | 0 | 0 | 0 | -1 | 0 | 0 | 0 | 0 | 0 | 0 | 0 | 0 | 0 | 0 | 0 | 0 | 0 | 0 | 0 | 0 | 0 |  |  |  |  | 0 | 0 | 0 | 0 | 0 | 0 | 0 | 0 | 0 | 1/1/2043 | 12/31/2099 | TRUE | Hydrogen |  | 2025 |  |  |  | REF | 0 | 0 | Real 2021 ¦ 12/22/2022 3:42:52 PM | 0 | Area 1001 Hydrogen CT 2043 | 0 |  | 1 | Unit |  | PJM | 0 | 0 | 0.95 | 0 | 0 | 0 | 0 | 0 | 0 | 0 | 0 | 0
4808 | Area 1001 SMR 2028 | ATC | 2025 | AEP-KPCO | 0 | 0 | 0 | 0 | 0 |  | 0 | 0 | 0 | 0 | 0 | 0 | 0 | 0 | -1 | 0 | 0 |  | 0 | 0 | 0 | 0 | 0 | 0 | 0 | 100 | 0 | 0 | 0 | 0 | 0 | -1 | 0 | 0 | 0 | 0 | 0 | 0 | 0 | 0 | 0 | 0 | 0 | 0 | 0 | 0 | 0 | 0 | 0 |  |  |  |  | 0 | 0 | 0 | 0 | 0 | 0 | 0 | 0 | 0 | 1/1/2028 | 12/31/2099 | TRUE | Uranium |  | 2025 |  |  |  | REF | 0 | 0 | Real 2021 ¦ 12/22/2022 3:42:52 PM | 0 | Area 1001 SMR 2028 | 0 |  | 1 | Unit |  | PJM | 0 | 0 | 0.97 | 0 | 0 | 0 | 0 | 0 | 0 | 0 | 0 | 0
4809 | Area 1001 SMR 2029 | ATC | 2025 | AEP-KPCO | 0 | 0 | 0 | 0 | 0 |  | 0 | 0 | 0 | 0 | 0 | 0 | 0 | 0 | -1 | 0 | 0 |  | 0 | 0 | 0 | 0 | 0 | 0 | 0 | 100 | 0 | 0 | 0 | 0 | 0 | -1 | 0 | 0 | 0 | 0 | 0 | 0 | 0 | 0 | 0 | 0 | 0 | 0 | 0 | 0 | 0 | 0 | 0 |  |  |  |  | 0 | 0 | 0 | 0 | 0 | 0 | 0 | 0 | 0 | 1/1/2029 | 12/31/2099 | TRUE | Uranium |  | 2025 |  |  |  | REF | 0 | 0 | Real 2021 ¦ 12/22/2022 3:42:52 PM | 0 | Area 1001 SMR 2029 | 0 |  | 1 | Unit |  | PJM | 0 | 0 | 0.97 | 0 | 0 | 0 | 0 | 0 | 0 | 0 | 0 | 0
4810 | Area 1001 SMR 2030 | ATC | 2025 | AEP-KPCO | 0 | 0 | 0 | 0 | 0 |  | 0 | 0 | 0 | 0 | 0 | 0 | 0 | 0 | -1 | 0 | 0 |  | 0 | 0 | 0 | 0 | 0 | 0 | 0 | 100 | 0 | 0 | 0 | 0 | 0 | -1 | 0 | 0 | 0 | 0 | 0 | 0 | 0 | 0 | 0 | 0 | 0 | 0 | 0 | 0 | 0 | 0 | 0 |  |  |  |  | 0 | 0 | 0 | 0 | 0 | 0 | 0 | 0 | 0 | 1/1/2030 | 12/31/2099 | TRUE | Uranium |  | 2025 |  |  |  | REF | 0 | 0 | Real 2021 ¦ 12/22/2022 3:42:52 PM | 0 | Area 1001 SMR 2030 | 0 |  | 1 | Unit |  | PJM | 0 | 0 | 0.97 | 0 | 0 | 0 | 0 | 0 | 0 | 0 | 0 | 0
4811 | Area 1001 SMR 2031 | ATC | 2025 | AEP-KPCO | 0 | 0 | 0 | 0 | 0 |  | 0 | 0 | 0 | 0 | 0 | 0 | 0 | 0 | -1 | 0 | 0 |  | 0 | 0 | 0 | 0 | 0 | 0 | 0 | 100 | 0 | 0 | 0 | 0 | 0 | -1 | 0 | 0 | 0 | 0 | 0 | 0 | 0 | 0 | 0 | 0 | 0 | 0 | 0 | 0 | 0 | 0 | 0 |  |  |  |  | 0 | 0 | 0 | 0 | 0 | 0 | 0 | 0 | 0 | 1/1/2031 | 12/31/2099 | TRUE | Uranium |  | 2025 |  |  |  | REF | 0 | 0 | Real 2021 ¦ 12/22/2022 3:42:52 PM | 0 | Area 1001 SMR 2031 | 0 |  | 1 | Unit |  | PJM | 0 | 0 | 0.97 | 0 | 0 | 0 | 0 | 0 | 0 | 0 | 0 | 0
4812 | Area 1001 SMR 2032 | ATC | 2025 | AEP-KPCO | 0 | 0 | 0 | 0 | 0 |  | 0 | 0 | 0 | 0 | 0 | 0 | 0 | 0 | -1 | 0 | 0 |  | 0 | 0 | 0 | 0 | 0 | 0 | 0 | 100 | 0 | 0 | 0 | 0 | 0 | -1 | 0 | 0 | 0 | 0 | 0 | 0 | 0 | 0 | 0 | 0 | 0 | 0 | 0 | 0 | 0 | 0 | 0 |  |  |  |  | 0 | 0 | 0 | 0 | 0 | 0 | 0 | 0 | 0 | 1/1/2032 | 12/31/2099 | TRUE | Uranium |  | 2025 |  |  |  | REF | 0 | 0 | Real 2021 ¦ 12/22/2022 3:42:52 PM | 0 | Area 1001 SMR 2032 | 0 |  | 1 | Unit |  | PJM | 0 | 0 | 0.97 | 0 | 0 | 0 | 0 | 0 | 0 | 0 | 0 | 0
4813 | Area 1001 SMR 2033 | ATC | 2025 | AEP-KPCO | 0 | 0 | 0 | 0 | 0 |  | 0 | 0 | 0 | 0 | 0 | 0 | 0 | 0 | -1 | 0 | 0 |  | 0 | 0 | 0 | 0 | 0 | 0 | 0 | 100 | 0 | 0 | 0 | 0 | 0 | -1 | 0 | 0 | 0 | 0 | 0 | 0 | 0 | 0 | 0 | 0 | 0 | 0 | 0 | 0 | 0 | 0 | 0 |  |  |  |  | 0 | 0 | 0 | 0 | 0 | 0 | 0 | 0 | 0 | 1/1/2033 | 12/31/2099 | TRUE | Uranium |  | 2025 |  |  |  | REF | 0 | 0 | Real 2021 ¦ 12/22/2022 3:42:52 PM | 0 | Area 1001 SMR 2033 | 0 |  | 1 | Unit |  | PJM | 0 | 0 | 0.97 | 0 | 0 | 0 | 0 | 0 | 0 | 0 | 0 | 0
4814 | Area 1001 SMR 2034 | ATC | 2025 | AEP-KPCO | 0 | 0 | 0 | 0 | 0 |  | 0 | 0 | 0 | 0 | 0 | 0 | 0 | 0 | -1 | 0 | 0 |  | 0 | 0 | 0 | 0 | 0 | 0 | 0 | 100 | 0 | 0 | 0 | 0 | 0 | -1 | 0 | 0 | 0 | 0 | 0 | 0 | 0 | 0 | 0 | 0 | 0 | 0 | 0 | 0 | 0 | 0 | 0 |  |  |  |  | 0 | 0 | 0 | 0 | 0 | 0 | 0 | 0 | 0 | 1/1/2034 | 12/31/2099 | TRUE | Uranium |  | 2025 |  |  |  | REF | 0 | 0 | Real 2021 ¦ 12/22/2022 3:42:52 PM | 0 | Area 1001 SMR 2034 | 0 |  | 1 | Unit |  | PJM | 0 | 0 | 0.97 | 0 | 0 | 0 | 0 | 0 | 0 | 0 | 0 | 0
4815 | Area 1001 SMR 2035 | ATC | 2025 | AEP-KPCO | 0 | 0 | 0 | 0 | 0 |  | 0 | 0 | 0 | 0 | 0 | 0 | 0 | 0 | -1 | 0 | 0 |  | 0 | 0 | 0 | 0 | 0 | 0 | 0 | 100 | 0 | 0 | 0 | 0 | 0 | -1 | 0 | 0 | 0 | 0 | 0 | 0 | 0 | 0 | 0 | 0 | 0 | 0 | 0 | 0 | 0 | 0 | 0 |  |  |  |  | 0 | 0 | 0 | 0 | 0 | 0 | 0 | 0 | 0 | 1/1/2035 | 12/31/2099 | TRUE | Uranium |  | 2025 |  |  |  | REF | 0 | 0 | Real 2021 ¦ 12/22/2022 3:42:52 PM | 0 | Area 1001 SMR 2035 | 0 |  | 1 | Unit |  | PJM | 0 | 0 | 0.97 | 0 | 0 | 0 | 0 | 0 | 0 | 0 | 0 | 0
4816 | Area 1001 SMR 2036 | ATC | 2025 | AEP-KPCO | 0 | 0 | 0 | 0 | 0 |  | 0 | 0 | 0 | 0 | 0 | 0 | 0 | 0 | -1 | 0 | 0 |  | 0 | 0 | 0 | 0 | 0 | 0 | 0 | 100 | 0 | 0 | 0 | 0 | 0 | -1 | 0 | 0 | 0 | 0 | 0 | 0 | 0 | 0 | 0 | 0 | 0 | 0 | 0 | 0 | 0 | 0 | 0 |  |  |  |  | 0 | 0 | 0 | 0 | 0 | 0 | 0 | 0 | 0 | 1/1/2036 | 12/31/2099 | TRUE | Uranium |  | 2025 |  |  |  | REF | 0 | 0 | Real 2021 ¦ 12/22/2022 3:42:52 PM | 0 | Area 1001 SMR 2036 | 0 |  | 1 | Unit |  | PJM | 0 | 0 | 0.97 | 0 | 0 | 0 | 0 | 0 | 0 | 0 | 0 | 0
4817 | Area 1001 SMR 2037 | ATC | 2025 | AEP-KPCO | 0 | 0 | 0 | 0 | 0 |  | 0 | 0 | 0 | 0 | 0 | 0 | 0 | 0 | -1 | 0 | 0 |  | 0 | 0 | 0 | 0 | 0 | 0 | 0 | 100 | 0 | 0 | 0 | 0 | 0 | -1 | 0 | 0 | 0 | 0 | 0 | 0 | 0 | 0 | 0 | 0 | 0 | 0 | 0 | 0 | 0 | 0 | 0 |  |  |  |  | 0 | 0 | 0 | 0 | 0 | 0 | 0 | 0 | 0 | 1/1/2037 | 12/31/2099 | TRUE | Uranium |  | 2025 |  |  |  | REF | 0 | 0 | Real 2021 ¦ 12/22/2022 3:42:52 PM | 0 | Area 1001 SMR 2037 | 0 |  | 1 | Unit |  | PJM | 0 | 0 | 0.97 | 0 | 0 | 0 | 0 | 0 | 0 | 0 | 0 | 0
4818 | Area 1001 SMR 2038 | ATC | 2025 | AEP-KPCO | 0 | 0 | 0 | 0 | 0 |  | 0 | 0 | 0 | 0 | 0 | 0 | 0 | 0 | -1 | 0 | 0 |  | 0 | 0 | 0 | 0 | 0 | 0 | 0 | 100 | 0 | 0 | 0 | 0 | 0 | -1 | 0 | 0 | 0 | 0 | 0 | 0 | 0 | 0 | 0 | 0 | 0 | 0 | 0 | 0 | 0 | 0 | 0 |  |  |  |  | 0 | 0 | 0 | 0 | 0 | 0 | 0 | 0 | 0 | 1/1/2038 | 12/31/2099 | TRUE | Uranium |  | 2025 |  |  |  | REF | 0 | 0 | Real 2021 ¦ 12/22/2022 3:42:52 PM | 0 | Area 1001 SMR 2038 | 0 |  | 1 | Unit |  | PJM | 0 | 0 | 0.97 | 0 | 0 | 0 | 0 | 0 | 0 | 0 | 0 | 0
4819 | Area 1001 SMR 2039 | ATC | 2025 | AEP-KPCO | 0 | 0 | 0 | 0 | 0 |  | 0 | 0 | 0 | 0 | 0 | 0 | 0 | 0 | -1 | 0 | 0 |  | 0 | 0 | 0 | 0 | 0 | 0 | 0 | 100 | 0 | 0 | 0 | 0 | 0 | -1 | 0 | 0 | 0 | 0 | 0 | 0 | 0 | 0 | 0 | 0 | 0 | 0 | 0 | 0 | 0 | 0 | 0 |  |  |  |  | 0 | 0 | 0 | 0 | 0 | 0 | 0 | 0 | 0 | 1/1/2039 | 12/31/2099 | TRUE | Uranium |  | 2025 |  |  |  | REF | 0 | 0 | Real 2021 ¦ 12/22/2022 3:42:52 PM | 0 | Area 1001 SMR 2039 | 0 |  | 1 | Unit |  | PJM | 0 | 0 | 0.97 | 0 | 0 | 0 | 0 | 0 | 0 | 0 | 0 | 0
4820 | Area 1001 SMR 2040 | ATC | 2025 | AEP-KPCO | 0 | 0 | 0 | 0 | 0 |  | 0 | 0 | 0 | 0 | 0 | 0 | 0 | 0 | -1 | 0 | 0 |  | 0 | 0 | 0 | 0 | 0 | 0 | 0 | 100 | 0 | 0 | 0 | 0 | 0 | -1 | 0 | 0 | 0 | 0 | 0 | 0 | 0 | 0 | 0 | 0 | 0 | 0 | 0 | 0 | 0 | 0 | 0 |  |  |  |  | 0 | 0 | 0 | 0 | 0 | 0 | 0 | 0 | 0 | 1/1/2040 | 12/31/2099 | TRUE | Uranium |  | 2025 |  |  |  | REF | 0 | 0 | Real 2021 ¦ 12/22/2022 3:42:52 PM | 0 | Area 1001 SMR 2040 | 0 |  | 1 | Unit |  | PJM | 0 | 0 | 0.97 | 0 | 0 | 0 | 0 | 0 | 0 | 0 | 0 | 0
4821 | Area 1001 SMR 2041 | ATC | 2025 | AEP-KPCO | 0 | 0 | 0 | 0 | 0 |  | 0 | 0 | 0 | 0 | 0 | 0 | 0 | 0 | -1 | 0 | 0 |  | 0 | 0 | 0 | 0 | 0 | 0 | 0 | 100 | 0 | 0 | 0 | 0 | 0 | -1 | 0 | 0 | 0 | 0 | 0 | 0 | 0 | 0 | 0 | 0 | 0 | 0 | 0 | 0 | 0 | 0 | 0 |  |  |  |  | 0 | 0 | 0 | 0 | 0 | 0 | 0 | 0 | 0 | 1/1/2041 | 12/31/2099 | TRUE | Uranium |  | 2025 |  |  |  | REF | 0 | 0 | Real 2021 ¦ 12/22/2022 3:42:52 PM | 0 | Area 1001 SMR 2041 | 0 |  | 1 | Unit |  | PJM | 0 | 0 | 0.97 | 0 | 0 | 0 | 0 | 0 | 0 | 0 | 0 | 0
4822 | Area 1001 SMR 2042 | ATC | 2025 | AEP-KPCO | 0 | 0 | 0 | 0 | 0 |  | 0 | 0 | 0 | 0 | 0 | 0 | 0 | 0 | -1 | 0 | 0 |  | 0 | 0 | 0 | 0 | 0 | 0 | 0 | 100 | 0 | 0 | 0 | 0 | 0 | -1 | 0 | 0 | 0 | 0 | 0 | 0 | 0 | 0 | 0 | 0 | 0 | 0 | 0 | 0 | 0 | 0 | 0 |  |  |  |  | 0 | 0 | 0 | 0 | 0 | 0 | 0 | 0 | 0 | 1/1/2042 | 12/31/2099 | TRUE | Uranium |  | 2025 |  |  |  | REF | 0 | 0 | Real 2021 ¦ 12/22/2022 3:42:52 PM | 0 | Area 1001 SMR 2042 | 0 |  | 1 | Unit |  | PJM | 0 | 0 | 0.97 | 0 | 0 | 0 | 0 | 0 | 0 | 0 | 0 | 0
4823 | Area 1001 SMR 2043 | ATC | 2025 | AEP-KPCO | 0 | 0 | 0 | 0 | 0 |  | 0 | 0 | 0 | 0 | 0 | 0 | 0 | 0 | -1 | 0 | 0 |  | 0 | 0 | 0 | 0 | 0 | 0 | 0 | 100 | 0 | 0 | 0 | 0 | 0 | -1 | 0 | 0 | 0 | 0 | 0 | 0 | 0 | 0 | 0 | 0 | 0 | 0 | 0 | 0 | 0 | 0 | 0 |  |  |  |  | 0 | 0 | 0 | 0 | 0 | 0 | 0 | 0 | 0 | 1/1/2043 | 12/31/2099 | TRUE | Uranium |  | 2025 |  |  |  | REF | 0 | 0 | Real 2021 ¦ 12/22/2022 3:42:52 PM | 0 | Area 1001 SMR 2043 | 0 |  | 1 | Unit |  | PJM | 0 | 0 | 0.97 | 0 | 0 | 0 | 0 | 0 | 0 | 0 | 0 | 0
4824 | Area 1001 Solar 2023 | ATC | 2025 | AEP-KPCO | 11.4168 | 50 | 0 | -32.5571 | -34.185 | -32.5571 | -32.5571 | 9522.9756 | 50 | 8779.8525 | 743.1223 | 0 | 0 | 0 | -1 | 0 | 0 | 0 | 0 | 0 | 11.4168 | 100011.3438 | 100011.3438 | 0 | 0 | 0 | 0 | 4083.1196 | 4083.1196 | 0 | 0 | -1 | 0 | 0 | 365 | 0 | 0 | 0 | 0 | 0 | 0 | 0 | 0 | -2183.7732 | -3256.0823 | 0 | -3256.0823 | 0 | 0 | 0.22834 | 40.8266 | 62.6618 | -21.8353 | 0 | 38.5832 | 0 | 0 | 0 | 4383 | 100011.3438 | 0 | 0 | 1/1/2023 | 12/31/2099 | TRUE | Solar |  | 2025 |  |  |  | REF | 0 | 0 | Real 2021 ¦ 12/22/2022 3:42:52 PM | 0 | Area 1001 Solar 2023 | 0 |  | 1 | Unit |  | PJM | 2.5 | 0 | 0.28545 | 0 | 0 | 0 | 0 | 100011.3438 | 0 | 0 | 0 | 0
4825 | Area 1001 Solar 2024 | ATC | 2025 | AEP-KPCO | 11.4168 | 50 | 0 | -32.5571 | -34.185 | -32.5571 | -32.5571 | 8449.5762 | 50 | 7728.4722 | 721.1039 | 0 | 0 | 0 | -1 | 0 | 0 | 0 | 0 | 0 | 11.4168 | 100011.3438 | 100011.3438 | 0 | 0 | 0 | 0 | 4083.1196 | 4083.1196 | 0 | 0 | -1 | 0 | 0 | 365 | 0 | 0 | 0 | 0 | 0 | 0 | 0 | 0 | -1110.3743 | -3256.0823 | 0 | -3256.0823 | 0 | 0 | 0.22834 | 40.8266 | 51.929 | -11.1025 | 0 | 38.5832 | 0 | 0 | 0 | 4383 | 100011.3438 | 0 | 0 | 1/1/2024 | 12/31/2099 | TRUE | Solar |  | 2025 |  |  |  | REF | 0 | 0 | Real 2021 ¦ 12/22/2022 3:42:52 PM | 0 | Area 1001 Solar 2024 | 0 |  | 1 | Unit |  | PJM | 2.5 | 0 | 0.28545 | 0 | 0 | 0 | 0 | 100011.3438 | 0 | 0 | 0 | 0
4826 | Area 1001 Solar 2025 | ATC | 2025 | AEP-KPCO | 11.4168 | 50 | 0 | -32.5571 | -34.185 | -32.5571 | -32.5571 | 7811.0415 | 50 | 7114.7085 | 696.3331 | 0 | 0 | 0 | -1 | 0 | 0 | 0 | 0 | 0 | 11.4168 | 100011.3438 | 100011.3438 | 0 | 0 | 0 | 0 | 4083.1196 | 4083.1196 | 0 | 0 | -1 | 0 | 0 | 365 | 0 | 0 | 0 | 0 | 0 | 0 | 0 | 0 | -471.8396 | -3256.0823 | 0 | -3256.0823 | 0 | 0 | 0.22834 | 40.8266 | 45.5444 | -4.7179 | 0 | 38.5832 | 0 | 0 | 0 | 4383 | 100011.3438 | 0 | 0 | 1/1/2025 | 12/31/2099 | TRUE | Solar |  | 2025 |  |  |  | REF | 0 | 0 | Real 2021 ¦ 12/22/2022 3:42:52 PM | 0 | Area 1001 Solar 2025 | 0 |  | 1 | Unit |  | PJM | 2.5 | 0 | 0.28545 | 0 | 0 | 0 | 0 | 100011.3438 | 0 | 0 | 0 | 0
4827 | Area 1001 Solar 2026 | ATC | 2025 | AEP-KPCO | 0 | 0 | 0 | 0 | 0 |  | 0 | 0 | 0 | 0 | 0 | 0 | 0 | 0 | -1 | 0 | 0 |  | 0 | 0 | 0 | 0 | 0 | 0 | 0 | 0 | 0 | 0 | 0 | 0 | 0 | -1 | 0 | 0 | 0 | 0 | 0 | 0 | 0 | 0 | 0 | 0 | 0 | 0 | 0 | 0 | 0 | 0 | 0 |  |  |  |  | 0 | 0 | 0 | 0 | 0 | 0 | 0 | 0 | 0 | 1/1/2026 | 12/31/2099 | TRUE | Solar |  | 2025 |  |  |  | REF | 0 | 0 | Real 2021 ¦ 12/22/2022 3:42:52 PM | 0 | Area 1001 Solar 2026 | 0 |  | 1 | Unit |  | PJM | 0 | 0 | 0.28545 | 0 | 0 | 0 | 0 | 0 | 0 | 0 | 0 | 0
4828 | Area 1001 Solar 2027 | ATC | 2025 | AEP-KPCO | 0 | 0 | 0 | 0 | 0 |  | 0 | 0 | 0 | 0 | 0 | 0 | 0 | 0 | -1 | 0 | 0 |  | 0 | 0 | 0 | 0 | 0 | 0 | 0 | 0 | 0 | 0 | 0 | 0 | 0 | -1 | 0 | 0 | 0 | 0 | 0 | 0 | 0 | 0 | 0 | 0 | 0 | 0 | 0 | 0 | 0 | 0 | 0 |  |  |  |  | 0 | 0 | 0 | 0 | 0 | 0 | 0 | 0 | 0 | 1/1/2027 | 12/31/2099 | TRUE | Solar |  | 2025 |  |  |  | REF | 0 | 0 | Real 2021 ¦ 12/22/2022 3:42:52 PM | 0 | Area 1001 Solar 2027 | 0 |  | 1 | Unit |  | PJM | 0 | 0 | 0.28545 | 0 | 0 | 0 | 0 | 0 | 0 | 0 | 0 | 0
4829 | Area 1001 Solar 2028 | ATC | 2025 | AEP-KPCO | 0 | 0 | 0 | 0 | 0 |  | 0 | 0 | 0 | 0 | 0 | 0 | 0 | 0 | -1 | 0 | 0 |  | 0 | 0 | 0 | 0 | 0 | 0 | 0 | 0 | 0 | 0 | 0 | 0 | 0 | -1 | 0 | 0 | 0 | 0 | 0 | 0 | 0 | 0 | 0 | 0 | 0 | 0 | 0 | 0 | 0 | 0 | 0 |  |  |  |  | 0 | 0 | 0 | 0 | 0 | 0 | 0 | 0 | 0 | 1/1/2028 | 12/31/2099 | TRUE | Solar |  | 2025 |  |  |  | REF | 0 | 0 | Real 2021 ¦ 12/22/2022 3:42:52 PM | 0 | Area 1001 Solar 2028 | 0 |  | 1 | Unit |  | PJM | 0 | 0 | 0.28545 | 0 | 0 | 0 | 0 | 0 | 0 | 0 | 0 | 0
4830 | Area 1001 Solar 2029 | ATC | 2025 | AEP-KPCO | 0 | 0 | 0 | 0 | 0 |  | 0 | 0 | 0 | 0 | 0 | 0 | 0 | 0 | -1 | 0 | 0 |  | 0 | 0 | 0 | 0 | 0 | 0 | 0 | 0 | 0 | 0 | 0 | 0 | 0 | -1 | 0 | 0 | 0 | 0 | 0 | 0 | 0 | 0 | 0 | 0 | 0 | 0 | 0 | 0 | 0 | 0 | 0 |  |  |  |  | 0 | 0 | 0 | 0 | 0 | 0 | 0 | 0 | 0 | 1/1/2029 | 12/31/2099 | TRUE | Solar |  | 2025 |  |  |  | REF | 0 | 0 | Real 2021 ¦ 12/22/2022 3:42:52 PM | 0 | Area 1001 Solar 2029 | 0 |  | 1 | Unit |  | PJM | 0 | 0 | 0.28545 | 0 | 0 | 0 | 0 | 0 | 0 | 0 | 0 | 0
4831 | Area 1001 Solar 2030 | ATC | 2025 | AEP-KPCO | 0 | 0 | 0 | 0 | 0 |  | 0 | 0 | 0 | 0 | 0 | 0 | 0 | 0 | -1 | 0 | 0 |  | 0 | 0 | 0 | 0 | 0 | 0 | 0 | 0 | 0 | 0 | 0 | 0 | 0 | -1 | 0 | 0 | 0 | 0 | 0 | 0 | 0 | 0 | 0 | 0 | 0 | 0 | 0 | 0 | 0 | 0 | 0 |  |  |  |  | 0 | 0 | 0 | 0 | 0 | 0 | 0 | 0 | 0 | 1/1/2030 | 12/31/2099 | TRUE | Solar |  | 2025 |  |  |  | REF | 0 | 0 | Real 2021 ¦ 12/22/2022 3:42:52 PM | 0 | Area 1001 Solar 2030 | 0 |  | 1 | Unit |  | PJM | 0 | 0 | 0.28545 | 0 | 0 | 0 | 0 | 0 | 0 | 0 | 0 | 0
4832 | Area 1001 Solar 2031 | ATC | 2025 | AEP-KPCO | 0 | 0 | 0 | 0 | 0 |  | 0 | 0 | 0 | 0 | 0 | 0 | 0 | 0 | -1 | 0 | 0 |  | 0 | 0 | 0 | 0 | 0 | 0 | 0 | 0 | 0 | 0 | 0 | 0 | 0 | -1 | 0 | 0 | 0 | 0 | 0 | 0 | 0 | 0 | 0 | 0 | 0 | 0 | 0 | 0 | 0 | 0 | 0 |  |  |  |  | 0 | 0 | 0 | 0 | 0 | 0 | 0 | 0 | 0 | 1/1/2031 | 12/31/2099 | TRUE | Solar |  | 2025 |  |  |  | REF | 0 | 0 | Real 2021 ¦ 12/22/2022 3:42:52 PM | 0 | Area 1001 Solar 2031 | 0 |  | 1 | Unit |  | PJM | 0 | 0 | 0.28545 | 0 | 0 | 0 | 0 | 0 | 0 | 0 | 0 | 0
4833 | Area 1001 Solar 2032 | ATC | 2025 | AEP-KPCO | 0 | 0 | 0 | 0 | 0 |  | 0 | 0 | 0 | 0 | 0 | 0 | 0 | 0 | -1 | 0 | 0 |  | 0 | 0 | 0 | 0 | 0 | 0 | 0 | 0 | 0 | 0 | 0 | 0 | 0 | -1 | 0 | 0 | 0 | 0 | 0 | 0 | 0 | 0 | 0 | 0 | 0 | 0 | 0 | 0 | 0 | 0 | 0 |  |  |  |  | 0 | 0 | 0 | 0 | 0 | 0 | 0 | 0 | 0 | 1/1/2032 | 12/31/2099 | TRUE | Solar |  | 2025 |  |  |  | REF | 0 | 0 | Real 2021 ¦ 12/22/2022 3:42:52 PM | 0 | Area 1001 Solar 2032 | 0 |  | 1 | Unit |  | PJM | 0 | 0 | 0.28545 | 0 | 0 | 0 | 0 | 0 | 0 | 0 | 0 | 0
4834 | Area 1001 Solar 2033 | ATC | 2025 | AEP-KPCO | 0 | 0 | 0 | 0 | 0 |  | 0 | 0 | 0 | 0 | 0 | 0 | 0 | 0 | -1 | 0 | 0 |  | 0 | 0 | 0 | 0 | 0 | 0 | 0 | 0 | 0 | 0 | 0 | 0 | 0 | -1 | 0 | 0 | 0 | 0 | 0 | 0 | 0 | 0 | 0 | 0 | 0 | 0 | 0 | 0 | 0 | 0 | 0 |  |  |  |  | 0 | 0 | 0 | 0 | 0 | 0 | 0 | 0 | 0 | 1/1/2033 | 12/31/2099 | TRUE | Solar |  | 2025 |  |  |  | REF | 0 | 0 | Real 2021 ¦ 12/22/2022 3:42:52 PM | 0 | Area 1001 Solar 2033 | 0 |  | 1 | Unit |  | PJM | 0 | 0 | 0.28545 | 0 | 0 | 0 | 0 | 0 | 0 | 0 | 0 | 0
4835 | Area 1001 Solar 2034 | ATC | 2025 | AEP-KPCO | 0 | 0 | 0 | 0 | 0 |  | 0 | 0 | 0 | 0 | 0 | 0 | 0 | 0 | -1 | 0 | 0 |  | 0 | 0 | 0 | 0 | 0 | 0 | 0 | 0 | 0 | 0 | 0 | 0 | 0 | -1 | 0 | 0 | 0 | 0 | 0 | 0 | 0 | 0 | 0 | 0 | 0 | 0 | 0 | 0 | 0 | 0 | 0 |  |  |  |  | 0 | 0 | 0 | 0 | 0 | 0 | 0 | 0 | 0 | 1/1/2034 | 12/31/2099 | TRUE | Solar |  | 2025 |  |  |  | REF | 0 | 0 | Real 2021 ¦ 12/22/2022 3:42:52 PM | 0 | Area 1001 Solar 2034 | 0 |  | 1 | Unit |  | PJM | 0 | 0 | 0.28545 | 0 | 0 | 0 | 0 | 0 | 0 | 0 | 0 | 0
4836 | Area 1001 Solar 2035 | ATC | 2025 | AEP-KPCO | 0 | 0 | 0 | 0 | 0 |  | 0 | 0 | 0 | 0 | 0 | 0 | 0 | 0 | -1 | 0 | 0 |  | 0 | 0 | 0 | 0 | 0 | 0 | 0 | 0 | 0 | 0 | 0 | 0 | 0 | -1 | 0 | 0 | 0 | 0 | 0 | 0 | 0 | 0 | 0 | 0 | 0 | 0 | 0 | 0 | 0 | 0 | 0 |  |  |  |  | 0 | 0 | 0 | 0 | 0 | 0 | 0 | 0 | 0 | 1/1/2035 | 12/31/2099 | TRUE | Solar |  | 2025 |  |  |  | REF | 0 | 0 | Real 2021 ¦ 12/22/2022 3:42:52 PM | 0 | Area 1001 Solar 2035 | 0 |  | 1 | Unit |  | PJM | 0 | 0 | 0.28545 | 0 | 0 | 0 | 0 | 0 | 0 | 0 | 0 | 0
4837 | Area 1001 Solar 2036 | ATC | 2025 | AEP-KPCO | 0 | 0 | 0 | 0 | 0 |  | 0 | 0 | 0 | 0 | 0 | 0 | 0 | 0 | -1 | 0 | 0 |  | 0 | 0 | 0 | 0 | 0 | 0 | 0 | 0 | 0 | 0 | 0 | 0 | 0 | -1 | 0 | 0 | 0 | 0 | 0 | 0 | 0 | 0 | 0 | 0 | 0 | 0 | 0 | 0 | 0 | 0 | 0 |  |  |  |  | 0 | 0 | 0 | 0 | 0 | 0 | 0 | 0 | 0 | 1/1/2036 | 12/31/2099 | TRUE | Solar |  | 2025 |  |  |  | REF | 0 | 0 | Real 2021 ¦ 12/22/2022 3:42:52 PM | 0 | Area 1001 Solar 2036 | 0 |  | 1 | Unit |  | PJM | 0 | 0 | 0.28545 | 0 | 0 | 0 | 0 | 0 | 0 | 0 | 0 | 0
4838 | Area 1001 Solar 2037 | ATC | 2025 | AEP-KPCO | 0 | 0 | 0 | 0 | 0 |  | 0 | 0 | 0 | 0 | 0 | 0 | 0 | 0 | -1 | 0 | 0 |  | 0 | 0 | 0 | 0 | 0 | 0 | 0 | 0 | 0 | 0 | 0 | 0 | 0 | -1 | 0 | 0 | 0 | 0 | 0 | 0 | 0 | 0 | 0 | 0 | 0 | 0 | 0 | 0 | 0 | 0 | 0 |  |  |  |  | 0 | 0 | 0 | 0 | 0 | 0 | 0 | 0 | 0 | 1/1/2037 | 12/31/2099 | TRUE | Solar |  | 2025 |  |  |  | REF | 0 | 0 | Real 2021 ¦ 12/22/2022 3:42:52 PM | 0 | Area 1001 Solar 2037 | 0 |  | 1 | Unit |  | PJM | 0 | 0 | 0.28545 | 0 | 0 | 0 | 0 | 0 | 0 | 0 | 0 | 0
4839 | Area 1001 Solar 2038 | ATC | 2025 | AEP-KPCO | 0 | 0 | 0 | 0 | 0 |  | 0 | 0 | 0 | 0 | 0 | 0 | 0 | 0 | -1 | 0 | 0 |  | 0 | 0 | 0 | 0 | 0 | 0 | 0 | 0 | 0 | 0 | 0 | 0 | 0 | -1 | 0 | 0 | 0 | 0 | 0 | 0 | 0 | 0 | 0 | 0 | 0 | 0 | 0 | 0 | 0 | 0 | 0 |  |  |  |  | 0 | 0 | 0 | 0 | 0 | 0 | 0 | 0 | 0 | 1/1/2038 | 12/31/2099 | TRUE | Solar |  | 2025 |  |  |  | REF | 0 | 0 | Real 2021 ¦ 12/22/2022 3:42:52 PM | 0 | Area 1001 Solar 2038 | 0 |  | 1 | Unit |  | PJM | 0 | 0 | 0.28545 | 0 | 0 | 0 | 0 | 0 | 0 | 0 | 0 | 0
4840 | Area 1001 Solar 2039 | ATC | 2025 | AEP-KPCO | 0 | 0 | 0 | 0 | 0 |  | 0 | 0 | 0 | 0 | 0 | 0 | 0 | 0 | -1 | 0 | 0 |  | 0 | 0 | 0 | 0 | 0 | 0 | 0 | 0 | 0 | 0 | 0 | 0 | 0 | -1 | 0 | 0 | 0 | 0 | 0 | 0 | 0 | 0 | 0 | 0 | 0 | 0 | 0 | 0 | 0 | 0 | 0 |  |  |  |  | 0 | 0 | 0 | 0 | 0 | 0 | 0 | 0 | 0 | 1/1/2039 | 12/31/2099 | TRUE | Solar |  | 2025 |  |  |  | REF | 0 | 0 | Real 2021 ¦ 12/22/2022 3:42:52 PM | 0 | Area 1001 Solar 2039 | 0 |  | 1 | Unit |  | PJM | 0 | 0 | 0.28545 | 0 | 0 | 0 | 0 | 0 | 0 | 0 | 0 | 0
4841 | Area 1001 Solar 2040 | ATC | 2025 | AEP-KPCO | 0 | 0 | 0 | 0 | 0 |  | 0 | 0 | 0 | 0 | 0 | 0 | 0 | 0 | -1 | 0 | 0 |  | 0 | 0 | 0 | 0 | 0 | 0 | 0 | 0 | 0 | 0 | 0 | 0 | 0 | -1 | 0 | 0 | 0 | 0 | 0 | 0 | 0 | 0 | 0 | 0 | 0 | 0 | 0 | 0 | 0 | 0 | 0 |  |  |  |  | 0 | 0 | 0 | 0 | 0 | 0 | 0 | 0 | 0 | 1/1/2040 | 12/31/2099 | TRUE | Solar |  | 2025 |  |  |  | REF | 0 | 0 | Real 2021 ¦ 12/22/2022 3:42:52 PM | 0 | Area 1001 Solar 2040 | 0 |  | 1 | Unit |  | PJM | 0 | 0 | 0.28545 | 0 | 0 | 0 | 0 | 0 | 0 | 0 | 0 | 0
4842 | Area 1001 Solar 2041 | ATC | 2025 | AEP-KPCO | 0 | 0 | 0 | 0 | 0 |  | 0 | 0 | 0 | 0 | 0 | 0 | 0 | 0 | -1 | 0 | 0 |  | 0 | 0 | 0 | 0 | 0 | 0 | 0 | 0 | 0 | 0 | 0 | 0 | 0 | -1 | 0 | 0 | 0 | 0 | 0 | 0 | 0 | 0 | 0 | 0 | 0 | 0 | 0 | 0 | 0 | 0 | 0 |  |  |  |  | 0 | 0 | 0 | 0 | 0 | 0 | 0 | 0 | 0 | 1/1/2041 | 12/31/2099 | TRUE | Solar |  | 2025 |  |  |  | REF | 0 | 0 | Real 2021 ¦ 12/22/2022 3:42:52 PM | 0 | Area 1001 Solar 2041 | 0 |  | 1 | Unit |  | PJM | 0 | 0 | 0.28545 | 0 | 0 | 0 | 0 | 0 | 0 | 0 | 0 | 0
4843 | Area 1001 Solar 2042 | ATC | 2025 | AEP-KPCO | 0 | 0 | 0 | 0 | 0 |  | 0 | 0 | 0 | 0 | 0 | 0 | 0 | 0 | -1 | 0 | 0 |  | 0 | 0 | 0 | 0 | 0 | 0 | 0 | 0 | 0 | 0 | 0 | 0 | 0 | -1 | 0 | 0 | 0 | 0 | 0 | 0 | 0 | 0 | 0 | 0 | 0 | 0 | 0 | 0 | 0 | 0 | 0 |  |  |  |  | 0 | 0 | 0 | 0 | 0 | 0 | 0 | 0 | 0 | 1/1/2042 | 12/31/2099 | TRUE | Solar |  | 2025 |  |  |  | REF | 0 | 0 | Real 2021 ¦ 12/22/2022 3:42:52 PM | 0 | Area 1001 Solar 2042 | 0 |  | 1 | Unit |  | PJM | 0 | 0 | 0.28545 | 0 | 0 | 0 | 0 | 0 | 0 | 0 | 0 | 0
4844 | Area 1001 Solar 2043 | ATC | 2025 | AEP-KPCO | 0 | 0 | 0 | 0 | 0 |  | 0 | 0 | 0 | 0 | 0 | 0 | 0 | 0 | -1 | 0 | 0 |  | 0 | 0 | 0 | 0 | 0 | 0 | 0 | 0 | 0 | 0 | 0 | 0 | 0 | -1 | 0 | 0 | 0 | 0 | 0 | 0 | 0 | 0 | 0 | 0 | 0 | 0 | 0 | 0 | 0 | 0 | 0 |  |  |  |  | 0 | 0 | 0 | 0 | 0 | 0 | 0 | 0 | 0 | 1/1/2043 | 12/31/2099 | TRUE | Solar |  | 2025 |  |  |  | REF | 0 | 0 | Real 2021 ¦ 12/22/2022 3:42:52 PM | 0 | Area 1001 Solar 2043 | 0 |  | 1 | Unit |  | PJM | 0 | 0 | 0.28545 | 0 | 0 | 0 | 0 | 0 | 0 | 0 | 0 | 0
4845 | Area 1001 Wind 2024 | ATC | 2025 | AEP-KPCO | 34.9961 | 100 | 0 | -32.5571 | -34.185 | -32.5571 | -32.5571 | 20009.2578 | 100 | 17245.9434 | 2763.3142 | 0 | 0 | 0 | -1 | 0 | 0 | 0 | 0 | 0 | 34.9961 | 306565.9375 | 306565.9375 | 0 | 0 | 0 | 0 | 12303.4727 | 12303.4727 | 0 | 0 | -1 | 0 | 0 | 0 | 0 | 0 | 0 | 0 | 0 | 0 | 0 | 0 | 2275.1226 | -9980.9072 | 0 | -9980.9072 | 0 | 0 | 0.34996 | 40.1332 | 32.7119 | 7.4213 | 0 | 65.0039 | 0 | 0 | 0 | 8760 | 306565.9375 | 0 | 0 | 1/1/2024 | 12/31/2099 | TRUE | Wind |  | 2025 |  |  |  | REF | 0 | 0 | Real 2021 ¦ 12/22/2022 3:42:52 PM | 0 | Area 1001 Wind 2024 | 0 |  | 1 | Unit |  | PJM | 12 | 0 | 0.12 | 0 | 0 | 0 | 0 | 306565.9375 | 0 | 0 | 0 | 0
4846 | Area 1001 Wind 2025 | ATC | 2025 | AEP-KPCO | 34.9961 | 100 | 0 | -32.5571 | -34.185 | -32.5571 | -32.5571 | 18677.1406 | 100 | 15941.3506 | 2735.791 | 0 | 0 | 0 | -1 | 0 | 0 | 0 | 0 | 0 | 34.9961 | 306565.9375 | 306565.9375 | 0 | 0 | 0 | 0 | 12303.4727 | 12303.4727 | 0 | 0 | -1 | 0 | 0 | 1 | 0 | 0 | 0 | 0 | 0 | 0 | 0 | 0 | 3607.2383 | -9980.9072 | 0 | -9980.9072 | 0 | 0 | 0.34996 | 40.1332 | 28.3666 | 11.7666 | 0 | 65.0039 | 0 | 0 | 0 | 8760 | 306565.9375 | 0 | 0 | 1/1/2025 | 12/31/2099 | TRUE | Wind |  | 2025 |  |  |  | REF | 0 | 0 | Real 2021 ¦ 12/22/2022 3:42:52 PM | 0 | Area 1001 Wind 2025 | 0 |  | 1 | Unit |  | PJM | 12 | 0 | 0.12 | 0 | 0 | 0 | 0 | 306565.9375 | 0 | 0 | 0 | 0
4847 | Area 1001 Wind 2026 | ATC | 2025 | AEP-KPCO | 0 | 0 | 0 | 0 | 0 |  | 0 | 0 | 0 | 0 | 0 | 0 | 0 | 0 | -1 | 0 | 0 |  | 0 | 0 | 0 | 0 | 0 | 0 | 0 | 0 | 0 | 0 | 0 | 0 | 0 | -1 | 0 | 0 | 0 | 0 | 0 | 0 | 0 | 0 | 0 | 0 | 0 | 0 | 0 | 0 | 0 | 0 | 0 |  |  |  |  | 0 | 0 | 0 | 0 | 0 | 0 | 0 | 0 | 0 | 1/1/2026 | 12/31/2099 | TRUE | Wind |  | 2025 |  |  |  | REF | 0 | 0 | Real 2021 ¦ 12/22/2022 3:42:52 PM | 0 | Area 1001 Wind 2026 | 0 |  | 1 | Unit |  | PJM | 0 | 0 | 0.12 | 0 | 0 | 0 | 0 | 0 | 0 | 0 | 0 | 0
4848 | Area 1001 Wind 2027 | ATC | 2025 | AEP-KPCO | 0 | 0 | 0 | 0 | 0 |  | 0 | 0 | 0 | 0 | 0 | 0 | 0 | 0 | -1 | 0 | 0 |  | 0 | 0 | 0 | 0 | 0 | 0 | 0 | 0 | 0 | 0 | 0 | 0 | 0 | -1 | 0 | 0 | 0 | 0 | 0 | 0 | 0 | 0 | 0 | 0 | 0 | 0 | 0 | 0 | 0 | 0 | 0 |  |  |  |  | 0 | 0 | 0 | 0 | 0 | 0 | 0 | 0 | 0 | 1/1/2027 | 12/31/2099 | TRUE | Wind |  | 2025 |  |  |  | REF | 0 | 0 | Real 2021 ¦ 12/22/2022 3:42:52 PM | 0 | Area 1001 Wind 2027 | 0 |  | 1 | Unit |  | PJM | 0 | 0 | 0.12 | 0 | 0 | 0 | 0 | 0 | 0 | 0 | 0 | 0
4849 | Area 1001 Wind 2028 | ATC | 2025 | AEP-KPCO | 0 | 0 | 0 | 0 | 0 |  | 0 | 0 | 0 | 0 | 0 | 0 | 0 | 0 | -1 | 0 | 0 |  | 0 | 0 | 0 | 0 | 0 | 0 | 0 | 0 | 0 | 0 | 0 | 0 | 0 | -1 | 0 | 0 | 0 | 0 | 0 | 0 | 0 | 0 | 0 | 0 | 0 | 0 | 0 | 0 | 0 | 0 | 0 |  |  |  |  | 0 | 0 | 0 | 0 | 0 | 0 | 0 | 0 | 0 | 1/1/2028 | 12/31/2099 | TRUE | Wind |  | 2025 |  |  |  | REF | 0 | 0 | Real 2021 ¦ 12/22/2022 3:42:52 PM | 0 | Area 1001 Wind 2028 | 0 |  | 1 | Unit |  | PJM | 0 | 0 | 0.12 | 0 | 0 | 0 | 0 | 0 | 0 | 0 | 0 | 0
4850 | Area 1001 Wind 2029 | ATC | 2025 | AEP-KPCO | 0 | 0 | 0 | 0 | 0 |  | 0 | 0 | 0 | 0 | 0 | 0 | 0 | 0 | -1 | 0 | 0 |  | 0 | 0 | 0 | 0 | 0 | 0 | 0 | 0 | 0 | 0 | 0 | 0 | 0 | -1 | 0 | 0 | 0 | 0 | 0 | 0 | 0 | 0 | 0 | 0 | 0 | 0 | 0 | 0 | 0 | 0 | 0 |  |  |  |  | 0 | 0 | 0 | 0 | 0 | 0 | 0 | 0 | 0 | 1/1/2029 | 12/31/2099 | TRUE | Wind |  | 2025 |  |  |  | REF | 0 | 0 | Real 2021 ¦ 12/22/2022 3:42:52 PM | 0 | Area 1001 Wind 2029 | 0 |  | 1 | Unit |  | PJM | 0 | 0 | 0.12 | 0 | 0 | 0 | 0 | 0 | 0 | 0 | 0 | 0
4851 | Area 1001 Wind 2030 | ATC | 2025 | AEP-KPCO | 0 | 0 | 0 | 0 | 0 |  | 0 | 0 | 0 | 0 | 0 | 0 | 0 | 0 | -1 | 0 | 0 |  | 0 | 0 | 0 | 0 | 0 | 0 | 0 | 0 | 0 | 0 | 0 | 0 | 0 | -1 | 0 | 0 | 0 | 0 | 0 | 0 | 0 | 0 | 0 | 0 | 0 | 0 | 0 | 0 | 0 | 0 | 0 |  |  |  |  | 0 | 0 | 0 | 0 | 0 | 0 | 0 | 0 | 0 | 1/1/2030 | 12/31/2099 | TRUE | Wind |  | 2025 |  |  |  | REF | 0 | 0 | Real 2021 ¦ 12/22/2022 3:42:52 PM | 0 | Area 1001 Wind 2030 | 0 |  | 1 | Unit |  | PJM | 0 | 0 | 0.12 | 0 | 0 | 0 | 0 | 0 | 0 | 0 | 0 | 0
4852 | Area 1001 Wind 2031 | ATC | 2025 | AEP-KPCO | 0 | 0 | 0 | 0 | 0 |  | 0 | 0 | 0 | 0 | 0 | 0 | 0 | 0 | -1 | 0 | 0 |  | 0 | 0 | 0 | 0 | 0 | 0 | 0 | 0 | 0 | 0 | 0 | 0 | 0 | -1 | 0 | 0 | 0 | 0 | 0 | 0 | 0 | 0 | 0 | 0 | 0 | 0 | 0 | 0 | 0 | 0 | 0 |  |  |  |  | 0 | 0 | 0 | 0 | 0 | 0 | 0 | 0 | 0 | 1/1/2031 | 12/31/2099 | TRUE | Wind |  | 2025 |  |  |  | REF | 0 | 0 | Real 2021 ¦ 12/22/2022 3:42:52 PM | 0 | Area 1001 Wind 2031 | 0 |  | 1 | Unit |  | PJM | 0 | 0 | 0.12 | 0 | 0 | 0 | 0 | 0 | 0 | 0 | 0 | 0
4853 | Area 1001 Wind 2032 | ATC | 2025 | AEP-KPCO | 0 | 0 | 0 | 0 | 0 |  | 0 | 0 | 0 | 0 | 0 | 0 | 0 | 0 | -1 | 0 | 0 |  | 0 | 0 | 0 | 0 | 0 | 0 | 0 | 0 | 0 | 0 | 0 | 0 | 0 | -1 | 0 | 0 | 0 | 0 | 0 | 0 | 0 | 0 | 0 | 0 | 0 | 0 | 0 | 0 | 0 | 0 | 0 |  |  |  |  | 0 | 0 | 0 | 0 | 0 | 0 | 0 | 0 | 0 | 1/1/2032 | 12/31/2099 | TRUE | Wind |  | 2025 |  |  |  | REF | 0 | 0 | Real 2021 ¦ 12/22/2022 3:42:52 PM | 0 | Area 1001 Wind 2032 | 0 |  | 1 | Unit |  | PJM | 0 | 0 | 0.12 | 0 | 0 | 0 | 0 | 0 | 0 | 0 | 0 | 0
4854 | Area 1001 Wind 2033 | ATC | 2025 | AEP-KPCO | 0 | 0 | 0 | 0 | 0 |  | 0 | 0 | 0 | 0 | 0 | 0 | 0 | 0 | -1 | 0 | 0 |  | 0 | 0 | 0 | 0 | 0 | 0 | 0 | 0 | 0 | 0 | 0 | 0 | 0 | -1 | 0 | 0 | 0 | 0 | 0 | 0 | 0 | 0 | 0 | 0 | 0 | 0 | 0 | 0 | 0 | 0 | 0 |  |  |  |  | 0 | 0 | 0 | 0 | 0 | 0 | 0 | 0 | 0 | 1/1/2033 | 12/31/2099 | TRUE | Wind |  | 2025 |  |  |  | REF | 0 | 0 | Real 2021 ¦ 12/22/2022 3:42:52 PM | 0 | Area 1001 Wind 2033 | 0 |  | 1 | Unit |  | PJM | 0 | 0 | 0.12 | 0 | 0 | 0 | 0 | 0 | 0 | 0 | 0 | 0
4855 | Area 1001 Wind 2034 | ATC | 2025 | AEP-KPCO | 0 | 0 | 0 | 0 | 0 |  | 0 | 0 | 0 | 0 | 0 | 0 | 0 | 0 | -1 | 0 | 0 |  | 0 | 0 | 0 | 0 | 0 | 0 | 0 | 0 | 0 | 0 | 0 | 0 | 0 | -1 | 0 | 0 | 0 | 0 | 0 | 0 | 0 | 0 | 0 | 0 | 0 | 0 | 0 | 0 | 0 | 0 | 0 |  |  |  |  | 0 | 0 | 0 | 0 | 0 | 0 | 0 | 0 | 0 | 1/1/2034 | 12/31/2099 | TRUE | Wind |  | 2025 |  |  |  | REF | 0 | 0 | Real 2021 ¦ 12/22/2022 3:42:52 PM | 0 | Area 1001 Wind 2034 | 0 |  | 1 | Unit |  | PJM | 0 | 0 | 0.12 | 0 | 0 | 0 | 0 | 0 | 0 | 0 | 0 | 0
4856 | Area 1001 Wind 2035 | ATC | 2025 | AEP-KPCO | 0 | 0 | 0 | 0 | 0 |  | 0 | 0 | 0 | 0 | 0 | 0 | 0 | 0 | -1 | 0 | 0 |  | 0 | 0 | 0 | 0 | 0 | 0 | 0 | 0 | 0 | 0 | 0 | 0 | 0 | -1 | 0 | 0 | 0 | 0 | 0 | 0 | 0 | 0 | 0 | 0 | 0 | 0 | 0 | 0 | 0 | 0 | 0 |  |  |  |  | 0 | 0 | 0 | 0 | 0 | 0 | 0 | 0 | 0 | 1/1/2035 | 12/31/2099 | TRUE | Wind |  | 2025 |  |  |  | REF | 0 | 0 | Real 2021 ¦ 12/22/2022 3:42:52 PM | 0 | Area 1001 Wind 2035 | 0 |  | 1 | Unit |  | PJM | 0 | 0 | 0.12 | 0 | 0 | 0 | 0 | 0 | 0 | 0 | 0 | 0
4857 | Area 1001 Wind 2036 | ATC | 2025 | AEP-KPCO | 0 | 0 | 0 | 0 | 0 |  | 0 | 0 | 0 | 0 | 0 | 0 | 0 | 0 | -1 | 0 | 0 |  | 0 | 0 | 0 | 0 | 0 | 0 | 0 | 0 | 0 | 0 | 0 | 0 | 0 | -1 | 0 | 0 | 0 | 0 | 0 | 0 | 0 | 0 | 0 | 0 | 0 | 0 | 0 | 0 | 0 | 0 | 0 |  |  |  |  | 0 | 0 | 0 | 0 | 0 | 0 | 0 | 0 | 0 | 1/1/2036 | 12/31/2099 | TRUE | Wind |  | 2025 |  |  |  | REF | 0 | 0 | Real 2021 ¦ 12/22/2022 3:42:52 PM | 0 | Area 1001 Wind 2036 | 0 |  | 1 | Unit |  | PJM | 0 | 0 | 0.12 | 0 | 0 | 0 | 0 | 0 | 0 | 0 | 0 | 0
4858 | Area 1001 Wind 2037 | ATC | 2025 | AEP-KPCO | 0 | 0 | 0 | 0 | 0 |  | 0 | 0 | 0 | 0 | 0 | 0 | 0 | 0 | -1 | 0 | 0 |  | 0 | 0 | 0 | 0 | 0 | 0 | 0 | 0 | 0 | 0 | 0 | 0 | 0 | -1 | 0 | 0 | 0 | 0 | 0 | 0 | 0 | 0 | 0 | 0 | 0 | 0 | 0 | 0 | 0 | 0 | 0 |  |  |  |  | 0 | 0 | 0 | 0 | 0 | 0 | 0 | 0 | 0 | 1/1/2037 | 12/31/2099 | TRUE | Wind |  | 2025 |  |  |  | REF | 0 | 0 | Real 2021 ¦ 12/22/2022 3:42:52 PM | 0 | Area 1001 Wind 2037 | 0 |  | 1 | Unit |  | PJM | 0 | 0 | 0.12 | 0 | 0 | 0 | 0 | 0 | 0 | 0 | 0 | 0
4859 | Area 1001 Wind 2038 | ATC | 2025 | AEP-KPCO | 0 | 0 | 0 | 0 | 0 |  | 0 | 0 | 0 | 0 | 0 | 0 | 0 | 0 | -1 | 0 | 0 |  | 0 | 0 | 0 | 0 | 0 | 0 | 0 | 0 | 0 | 0 | 0 | 0 | 0 | -1 | 0 | 0 | 0 | 0 | 0 | 0 | 0 | 0 | 0 | 0 | 0 | 0 | 0 | 0 | 0 | 0 | 0 |  |  |  |  | 0 | 0 | 0 | 0 | 0 | 0 | 0 | 0 | 0 | 1/1/2038 | 12/31/2099 | TRUE | Wind |  | 2025 |  |  |  | REF | 0 | 0 | Real 2021 ¦ 12/22/2022 3:42:52 PM | 0 | Area 1001 Wind 2038 | 0 |  | 1 | Unit |  | PJM | 0 | 0 | 0.12 | 0 | 0 | 0 | 0 | 0 | 0 | 0 | 0 | 0
4860 | Area 1001 Wind 2039 | ATC | 2025 | AEP-KPCO | 0 | 0 | 0 | 0 | 0 |  | 0 | 0 | 0 | 0 | 0 | 0 | 0 | 0 | -1 | 0 | 0 |  | 0 | 0 | 0 | 0 | 0 | 0 | 0 | 0 | 0 | 0 | 0 | 0 | 0 | -1 | 0 | 0 | 0 | 0 | 0 | 0 | 0 | 0 | 0 | 0 | 0 | 0 | 0 | 0 | 0 | 0 | 0 |  |  |  |  | 0 | 0 | 0 | 0 | 0 | 0 | 0 | 0 | 0 | 1/1/2039 | 12/31/2099 | TRUE | Wind |  | 2025 |  |  |  | REF | 0 | 0 | Real 2021 ¦ 12/22/2022 3:42:52 PM | 0 | Area 1001 Wind 2039 | 0 |  | 1 | Unit |  | PJM | 0 | 0 | 0.12 | 0 | 0 | 0 | 0 | 0 | 0 | 0 | 0 | 0
4861 | Area 1001 Wind 2040 | ATC | 2025 | AEP-KPCO | 0 | 0 | 0 | 0 | 0 |  | 0 | 0 | 0 | 0 | 0 | 0 | 0 | 0 | -1 | 0 | 0 |  | 0 | 0 | 0 | 0 | 0 | 0 | 0 | 0 | 0 | 0 | 0 | 0 | 0 | -1 | 0 | 0 | 0 | 0 | 0 | 0 | 0 | 0 | 0 | 0 | 0 | 0 | 0 | 0 | 0 | 0 | 0 |  |  |  |  | 0 | 0 | 0 | 0 | 0 | 0 | 0 | 0 | 0 | 1/1/2040 | 12/31/2099 | TRUE | Wind |  | 2025 |  |  |  | REF | 0 | 0 | Real 2021 ¦ 12/22/2022 3:42:52 PM | 0 | Area 1001 Wind 2040 | 0 |  | 1 | Unit |  | PJM | 0 | 0 | 0.12 | 0 | 0 | 0 | 0 | 0 | 0 | 0 | 0 | 0
4862 | Area 1001 Wind 2041 | ATC | 2025 | AEP-KPCO | 0 | 0 | 0 | 0 | 0 |  | 0 | 0 | 0 | 0 | 0 | 0 | 0 | 0 | -1 | 0 | 0 |  | 0 | 0 | 0 | 0 | 0 | 0 | 0 | 0 | 0 | 0 | 0 | 0 | 0 | -1 | 0 | 0 | 0 | 0 | 0 | 0 | 0 | 0 | 0 | 0 | 0 | 0 | 0 | 0 | 0 | 0 | 0 |  |  |  |  | 0 | 0 | 0 | 0 | 0 | 0 | 0 | 0 | 0 | 1/1/2041 | 12/31/2099 | TRUE | Wind |  | 2025 |  |  |  | REF | 0 | 0 | Real 2021 ¦ 12/22/2022 3:42:52 PM | 0 | Area 1001 Wind 2041 | 0 |  | 1 | Unit |  | PJM | 0 | 0 | 0.12 | 0 | 0 | 0 | 0 | 0 | 0 | 0 | 0 | 0
4863 | Area 1001 Wind 2042 | ATC | 2025 | AEP-KPCO | 0 | 0 | 0 | 0 | 0 |  | 0 | 0 | 0 | 0 | 0 | 0 | 0 | 0 | -1 | 0 | 0 |  | 0 | 0 | 0 | 0 | 0 | 0 | 0 | 0 | 0 | 0 | 0 | 0 | 0 | -1 | 0 | 0 | 0 | 0 | 0 | 0 | 0 | 0 | 0 | 0 | 0 | 0 | 0 | 0 | 0 | 0 | 0 |  |  |  |  | 0 | 0 | 0 | 0 | 0 | 0 | 0 | 0 | 0 | 1/1/2042 | 12/31/2099 | TRUE | Wind |  | 2025 |  |  |  | REF | 0 | 0 | Real 2021 ¦ 12/22/2022 3:42:52 PM | 0 | Area 1001 Wind 2042 | 0 |  | 1 | Unit |  | PJM | 0 | 0 | 0.12 | 0 | 0 | 0 | 0 | 0 | 0 | 0 | 0 | 0
4864 | Area 1001 Wind 2043 | ATC | 2025 | AEP-KPCO | 0 | 0 | 0 | 0 | 0 |  | 0 | 0 | 0 | 0 | 0 | 0 | 0 | 0 | -1 | 0 | 0 |  | 0 | 0 | 0 | 0 | 0 | 0 | 0 | 0 | 0 | 0 | 0 | 0 | 0 | -1 | 0 | 0 | 0 | 0 | 0 | 0 | 0 | 0 | 0 | 0 | 0 | 0 | 0 | 0 | 0 | 0 | 0 |  |  |  |  | 0 | 0 | 0 | 0 | 0 | 0 | 0 | 0 | 0 | 1/1/2043 | 12/31/2099 | TRUE | Wind |  | 2025 |  |  |  | REF | 0 | 0 | Real 2021 ¦ 12/22/2022 3:42:52 PM | 0 | Area 1001 Wind 2043 | 0 |  | 1 | Unit |  | PJM | 0 | 0 | 0.12 | 0 | 0 | 0 | 0 | 0 | 0 | 0 | 0 | 0
4865 | Area 1001 4-Hour Li-on Battery 2022 | ATC | 2025 | AEP-KPCO | 50 | 50 | 0 | 0 | 0 |  | 0 | 9500.957 | 50 | 8218.3828 | 1282.5741 | 0 | 0 | 0 | -1 | 0 | 0 |  | 0 | 0 | -0.90216 | -7902.8984 | -7902.8984 | 0 | 0 | 0 | 0 | 1866.6494 | 1866.6494 | 0 | 0 | -1 | 0 | 0 | 588 | 0 | 0.027677 | 0.027677 | 0 | 0 | 0 | 0 | 0 | -9104.1094 | 0 | 0 | 0 | 0 | 0 | -0.018043 |  |  |  | 0 | 0 | 0 | 0 | 0 | 4053 | 38318.7383 | 39288.3906 | -967.213 | 1/1/2022 | 12/31/2031 | TRUE | 4-Hour Li-on Battery Storage |  | 2025 |  |  |  | REF | 0 | 0 | Real 2021 ¦ 12/22/2022 3:42:52 PM | 56.61 | Area 1001 4-Hour Li-on Battery 2022 | 0 |  | 1 | Unit |  | PJM | 48.5 | 0 | 0.97 | 0 | 0 | 0 | 0 | 438000 | 1469.8018 | 0 | 0 | 0
4866 | Area 1001 4-Hour Li-on Battery 2023 | ATC | 2025 | AEP-KPCO | 50 | 50 | 0 | 0 | 0 |  | 0 | 10579.8604 | 50 | 9404.626 | 1175.2343 | 0 | 0 | 0 | -1 | 0 | 0 |  | 0 | 0 | -0.90216 | -7902.8984 | -7902.8984 | 0 | 0 | 0 | 0 | 1866.6494 | 1866.6494 | 0 | 0 | -1 | 0 | 0 | 588 | 0 | 0.021423 | 0.021423 | 0 | 0 | 0 | 0 | 0 | -10183.0127 | 0 | 0 | 0 | 0 | 0 | -0.018043 |  |  |  | 0 | 0 | 0 | 0 | 0 | 4053 | 38318.7383 | 39288.3906 | -967.213 | 1/1/2023 | 12/31/2032 | TRUE | 4-Hour Li-on Battery Storage |  | 2025 |  |  |  | REF | 0 | 0 | Real 2021 ¦ 12/22/2022 3:42:52 PM | 56.61 | Area 1001 4-Hour Li-on Battery 2023 | 0 |  | 1 | Unit |  | PJM | 48.5 | 0 | 0.97 | 0 | 0 | 0 | 0 | 438000 | 1469.8018 | 0 | 0 | 0
4867 | Area 1001 4-Hour Li-on Battery 2024 | ATC | 2025 | AEP-KPCO | 50 | 50 | 0 | 0 | 0 |  | 0 | 9140.4053 | 50 | 8050.4922 | 1089.9127 | 0 | 0 | 0 | -1 | 0 | 0 |  | 0 | 0 | -0.90432 | -7921.8511 | -7921.8511 | 0 | 0 | 0 | 0 | 1875.3705 | 1875.3705 | 0 | 0 | -1 | 0 | 0 | 588 | 0 | 0.028986 | 0.028986 | 0 | 0 | 0 | 0 | 0 | -8737.0898 | 0 | 0 | 0 | 0 | 0 | -0.018086 |  |  |  | 0 | 0 | 0 | 0 | 0 | 4066 | 38500.2461 | 39458.7812 | -956.0964 | 1/1/2024 | 12/31/2033 | TRUE | 4-Hour Li-on Battery Storage |  | 2025 |  |  |  | REF | 0 | 0 | Real 2021 ¦ 12/22/2022 3:42:52 PM | 4.89 | Area 1001 4-Hour Li-on Battery 2024 | 0 |  | 1 | Unit |  | PJM | 48.5 | 0 | 0.97 | 0 | 0 | 0 | 0 | 438000 | 1472.0554 | 0 | 0 | 0
4868 | Area 1001 4-Hour Li-on Battery 2025 | ATC | 2025 | AEP-KPCO | 50 | 50 | 0 | 0 | 0 |  | 0 | 8378.0166 | 50 | 7345.9019 | 1032.1144 | 0 | 0 | 0 | -1 | 0 | 0 |  | 0 | 0 | -0.90427 | -7921.4185 | -7921.4185 | 0 | 0 | 0 | 0 | 1875.3835 | 1875.3835 | 0 | 0 | -1 | 0 | 0 | 587 | 0 | 0.30328 | 0.30328 | 0 | 0 | 0 | 0 | 0 | -7974.4819 | 0 | 0 | 0 | 0 | 0 | -0.018085 |  |  |  | 0 | 0 | 0 | 0 | 0 | 4068 | 38500.3945 | 39458.543 | -955.7065 | 1/1/2025 | 12/31/2034 | TRUE | 4-Hour Li-on Battery Storage |  | 2025 |  |  |  | REF | 0 | 0 | Real 2021 ¦ 12/22/2022 3:42:52 PM | 2.44 | Area 1001 4-Hour Li-on Battery 2025 | 0 |  | 1 | Unit |  | PJM | 48.5 | 0 | 0.97 | 0 | 0 | 0 | 0 | 438000 | 1471.8492 | 0 | 0 | 0
4869 | Area 1001 4-Hour Li-on Battery 2026 | ATC | 2025 | AEP-KPCO | 0 | 0 | 0 | 0 | 0 |  | 0 | 0 | 0 | 0 | 0 | 0 | 0 | 0 | -1 | 0 | 0 |  | 0 | 0 | 0 | 0 | 0 | 0 | 0 | 0 | 0 | 0 | 0 | 0 | 0 | -1 | 0 | 0 | 0 | 0 | 0 | 0 | 0 | 0 | 0 | 0 | 0 | 0 | 0 | 0 | 0 | 0 | 0 |  |  |  |  | 0 | 0 | 0 | 0 | 0 | 0 | 0 | 0 | -3.1265e-05 | 1/1/2026 | 12/31/2035 | TRUE | 4-Hour Li-on Battery Storage |  | 2025 |  |  |  | REF | 0 | 0 | Real 2021 ¦ 12/22/2022 3:42:52 PM | 0 | Area 1001 4-Hour Li-on Battery 2026 | 0 |  | 1 | Unit |  | PJM | 0 | 0 | 0.97 | 0 | 0 | 0 | 0 | 0 | 0 | 0 | 0 | 0
4870 | Area 1001 4-Hour Li-on Battery 2027 | ATC | 2025 | AEP-KPCO | 0 | 0 | 0 | 0 | 0 |  | 0 | 0 | 0 | 0 | 0 | 0 | 0 | 0 | -1 | 0 | 0 |  | 0 | 0 | 0 | 0 | 0 | 0 | 0 | 0 | 0 | 0 | 0 | 0 | 0 | -1 | 0 | 0 | 0 | 0 | 0 | 0 | 0 | 0 | 0 | 0 | 0 | 0 | 0 | 0 | 0 | 0 | 0 |  |  |  |  | 0 | 0 | 0 | 0 | 0 | 0 | 0 | 0 | -3.1265e-05 | 1/1/2027 | 12/31/2036 | TRUE | 4-Hour Li-on Battery Storage |  | 2025 |  |  |  | REF | 0 | 0 | Real 2021 ¦ 12/22/2022 3:42:52 PM | 0 | Area 1001 4-Hour Li-on Battery 2027 | 0 |  | 1 | Unit |  | PJM | 0 | 0 | 0.97 | 0 | 0 | 0 | 0 | 0 | 0 | 0 | 0 | 0
4871 | Area 1001 4-Hour Li-on Battery 2028 | ATC | 2025 | AEP-KPCO | 0 | 0 | 0 | 0 | 0 |  | 0 | 0 | 0 | 0 | 0 | 0 | 0 | 0 | -1 | 0 | 0 |  | 0 | 0 | 0 | 0 | 0 | 0 | 0 | 0 | 0 | 0 | 0 | 0 | 0 | -1 | 0 | 0 | 0 | 0 | 0 | 0 | 0 | 0 | 0 | 0 | 0 | 0 | 0 | 0 | 0 | 0 | 0 |  |  |  |  | 0 | 0 | 0 | 0 | 0 | 0 | 0 | 0 | -3.1265e-05 | 1/1/2028 | 12/31/2037 | TRUE | 4-Hour Li-on Battery Storage |  | 2025 |  |  |  | REF | 0 | 0 | Real 2021 ¦ 12/22/2022 3:42:52 PM | 0 | Area 1001 4-Hour Li-on Battery 2028 | 0 |  | 1 | Unit |  | PJM | 0 | 0 | 0.97 | 0 | 0 | 0 | 0 | 0 | 0 | 0 | 0 | 0
4872 | Area 1001 4-Hour Li-on Battery 2029 | ATC | 2025 | AEP-KPCO | 0 | 0 | 0 | 0 | 0 |  | 0 | 0 | 0 | 0 | 0 | 0 | 0 | 0 | -1 | 0 | 0 |  | 0 | 0 | 0 | 0 | 0 | 0 | 0 | 0 | 0 | 0 | 0 | 0 | 0 | -1 | 0 | 0 | 0 | 0 | 0 | 0 | 0 | 0 | 0 | 0 | 0 | 0 | 0 | 0 | 0 | 0 | 0 |  |  |  |  | 0 | 0 | 0 | 0 | 0 | 0 | 0 | 0 | -3.1265e-05 | 1/1/2029 | 12/31/2038 | TRUE | 4-Hour Li-on Battery Storage |  | 2025 |  |  |  | REF | 0 | 0 | Real 2021 ¦ 12/22/2022 3:42:52 PM | 0 | Area 1001 4-Hour Li-on Battery 2029 | 0 |  | 1 | Unit |  | PJM | 0 | 0 | 0.97 | 0 | 0 | 0 | 0 | 0 | 0 | 0 | 0 | 0
4873 | Area 1001 4-Hour Li-on Battery 2030 | ATC | 2025 | AEP-KPCO | 0 | 0 | 0 | 0 | 0 |  | 0 | 0 | 0 | 0 | 0 | 0 | 0 | 0 | -1 | 0 | 0 |  | 0 | 0 | 0 | 0 | 0 | 0 | 0 | 0 | 0 | 0 | 0 | 0 | 0 | -1 | 0 | 0 | 0 | 0 | 0 | 0 | 0 | 0 | 0 | 0 | 0 | 0 | 0 | 0 | 0 | 0 | 0 |  |  |  |  | 0 | 0 | 0 | 0 | 0 | 0 | 0 | 0 | -3.1265e-05 | 1/1/2030 | 12/31/2039 | TRUE | 4-Hour Li-on Battery Storage |  | 2025 |  |  |  | REF | 0 | 0 | Real 2021 ¦ 12/22/2022 3:42:52 PM | 0 | Area 1001 4-Hour Li-on Battery 2030 | 0 |  | 1 | Unit |  | PJM | 0 | 0 | 0.97 | 0 | 0 | 0 | 0 | 0 | 0 | 0 | 0 | 0
4874 | Area 1001 4-Hour Li-on Battery 2031 | ATC | 2025 | AEP-KPCO | 0 | 0 | 0 | 0 | 0 |  | 0 | 0 | 0 | 0 | 0 | 0 | 0 | 0 | -1 | 0 | 0 |  | 0 | 0 | 0 | 0 | 0 | 0 | 0 | 0 | 0 | 0 | 0 | 0 | 0 | -1 | 0 | 0 | 0 | 0 | 0 | 0 | 0 | 0 | 0 | 0 | 0 | 0 | 0 | 0 | 0 | 0 | 0 |  |  |  |  | 0 | 0 | 0 | 0 | 0 | 0 | 0 | 0 | -3.1265e-05 | 1/1/2031 | 12/31/2040 | TRUE | 4-Hour Li-on Battery Storage |  | 2025 |  |  |  | REF | 0 | 0 | Real 2021 ¦ 12/22/2022 3:42:52 PM | 0 | Area 1001 4-Hour Li-on Battery 2031 | 0 |  | 1 | Unit |  | PJM | 0 | 0 | 0.97 | 0 | 0 | 0 | 0 | 0 | 0 | 0 | 0 | 0
4875 | Area 1001 4-Hour Li-on Battery 2032 | ATC | 2025 | AEP-KPCO | 0 | 0 | 0 | 0 | 0 |  | 0 | 0 | 0 | 0 | 0 | 0 | 0 | 0 | -1 | 0 | 0 |  | 0 | 0 | 0 | 0 | 0 | 0 | 0 | 0 | 0 | 0 | 0 | 0 | 0 | -1 | 0 | 0 | 0 | 0 | 0 | 0 | 0 | 0 | 0 | 0 | 0 | 0 | 0 | 0 | 0 | 0 | 0 |  |  |  |  | 0 | 0 | 0 | 0 | 0 | 0 | 0 | 0 | -3.1265e-05 | 1/1/2032 | 12/31/2041 | TRUE | 4-Hour Li-on Battery Storage |  | 2025 |  |  |  | REF | 0 | 0 | Real 2021 ¦ 12/22/2022 3:42:52 PM | 0 | Area 1001 4-Hour Li-on Battery 2032 | 0 |  | 1 | Unit |  | PJM | 0 | 0 | 0.97 | 0 | 0 | 0 | 0 | 0 | 0 | 0 | 0 | 0
4876 | Area 1001 4-Hour Li-on Battery 2033 | ATC | 2025 | AEP-KPCO | 0 | 0 | 0 | 0 | 0 |  | 0 | 0 | 0 | 0 | 0 | 0 | 0 | 0 | -1 | 0 | 0 |  | 0 | 0 | 0 | 0 | 0 | 0 | 0 | 0 | 0 | 0 | 0 | 0 | 0 | -1 | 0 | 0 | 0 | 0 | 0 | 0 | 0 | 0 | 0 | 0 | 0 | 0 | 0 | 0 | 0 | 0 | 0 |  |  |  |  | 0 | 0 | 0 | 0 | 0 | 0 | 0 | 0 | -3.1265e-05 | 1/1/2033 | 12/31/2042 | TRUE | 4-Hour Li-on Battery Storage |  | 2025 |  |  |  | REF | 0 | 0 | Real 2021 ¦ 12/22/2022 3:42:52 PM | 0 | Area 1001 4-Hour Li-on Battery 2033 | 0 |  | 1 | Unit |  | PJM | 0 | 0 | 0.97 | 0 | 0 | 0 | 0 | 0 | 0 | 0 | 0 | 0
4877 | Area 1001 4-Hour Li-on Battery 2034 | ATC | 2025 | AEP-KPCO | 0 | 0 | 0 | 0 | 0 |  | 0 | 0 | 0 | 0 | 0 | 0 | 0 | 0 | -1 | 0 | 0 |  | 0 | 0 | 0 | 0 | 0 | 0 | 0 | 0 | 0 | 0 | 0 | 0 | 0 | -1 | 0 | 0 | 0 | 0 | 0 | 0 | 0 | 0 | 0 | 0 | 0 | 0 | 0 | 0 | 0 | 0 | 0 |  |  |  |  | 0 | 0 | 0 | 0 | 0 | 0 | 0 | 0 | -3.1263e-05 | 1/1/2034 | 12/31/2043 | TRUE | 4-Hour Li-on Battery Storage |  | 2025 |  |  |  | REF | 0 | 0 | Real 2021 ¦ 12/22/2022 3:42:52 PM | 0 | Area 1001 4-Hour Li-on Battery 2034 | 0 |  | 1 | Unit |  | PJM | 0 | 0 | 0.97 | 0 | 0 | 0 | 0 | 0 | 0 | 0 | 0 | 0
4878 | Area 1001 4-Hour Li-on Battery 2035 | ATC | 2025 | AEP-KPCO | 0 | 0 | 0 | 0 | 0 |  | 0 | 0 | 0 | 0 | 0 | 0 | 0 | 0 | -1 | 0 | 0 |  | 0 | 0 | 0 | 0 | 0 | 0 | 0 | 0 | 0 | 0 | 0 | 0 | 0 | -1 | 0 | 0 | 0 | 0 | 0 | 0 | 0 | 0 | 0 | 0 | 0 | 0 | 0 | 0 | 0 | 0 | 0 |  |  |  |  | 0 | 0 | 0 | 0 | 0 | 0 | 0 | 0 | -3.1263e-05 | 1/1/2035 | 12/31/2044 | TRUE | 4-Hour Li-on Battery Storage |  | 2025 |  |  |  | REF | 0 | 0 | Real 2021 ¦ 12/22/2022 3:42:52 PM | 0 | Area 1001 4-Hour Li-on Battery 2035 | 0 |  | 1 | Unit |  | PJM | 0 | 0 | 0.97 | 0 | 0 | 0 | 0 | 0 | 0 | 0 | 0 | 0
4879 | Area 1001 4-Hour Li-on Battery 2036 | ATC | 2025 | AEP-KPCO | 0 | 0 | 0 | 0 | 0 |  | 0 | 0 | 0 | 0 | 0 | 0 | 0 | 0 | -1 | 0 | 0 |  | 0 | 0 | 0 | 0 | 0 | 0 | 0 | 0 | 0 | 0 | 0 | 0 | 0 | -1 | 0 | 0 | 0 | 0 | 0 | 0 | 0 | 0 | 0 | 0 | 0 | 0 | 0 | 0 | 0 | 0 | 0 |  |  |  |  | 0 | 0 | 0 | 0 | 0 | 0 | 0 | 0 | -3.1263e-05 | 1/1/2036 | 12/31/2045 | TRUE | 4-Hour Li-on Battery Storage |  | 2025 |  |  |  | REF | 0 | 0 | Real 2021 ¦ 12/22/2022 3:42:52 PM | 0 | Area 1001 4-Hour Li-on Battery 2036 | 0 |  | 1 | Unit |  | PJM | 0 | 0 | 0.97 | 0 | 0 | 0 | 0 | 0 | 0 | 0 | 0 | 0
4880 | Area 1001 4-Hour Li-on Battery 2037 | ATC | 2025 | AEP-KPCO | 0 | 0 | 0 | 0 | 0 |  | 0 | 0 | 0 | 0 | 0 | 0 | 0 | 0 | -1 | 0 | 0 |  | 0 | 0 | 0 | 0 | 0 | 0 | 0 | 0 | 0 | 0 | 0 | 0 | 0 | -1 | 0 | 0 | 0 | 0 | 0 | 0 | 0 | 0 | 0 | 0 | 0 | 0 | 0 | 0 | 0 | 0 | 0 |  |  |  |  | 0 | 0 | 0 | 0 | 0 | 0 | 0 | 0 | -3.1263e-05 | 1/1/2037 | 12/31/2046 | TRUE | 4-Hour Li-on Battery Storage |  | 2025 |  |  |  | REF | 0 | 0 | Real 2021 ¦ 12/22/2022 3:42:52 PM | 0 | Area 1001 4-Hour Li-on Battery 2037 | 0 |  | 1 | Unit |  | PJM | 0 | 0 | 0.97 | 0 | 0 | 0 | 0 | 0 | 0 | 0 | 0 | 0
4881 | Area 1001 4-Hour Li-on Battery 2038 | ATC | 2025 | AEP-KPCO | 0 | 0 | 0 | 0 | 0 |  | 0 | 0 | 0 | 0 | 0 | 0 | 0 | 0 | -1 | 0 | 0 |  | 0 | 0 | 0 | 0 | 0 | 0 | 0 | 0 | 0 | 0 | 0 | 0 | 0 | -1 | 0 | 0 | 0 | 0 | 0 | 0 | 0 | 0 | 0 | 0 | 0 | 0 | 0 | 0 | 0 | 0 | 0 |  |  |  |  | 0 | 0 | 0 | 0 | 0 | 0 | 0 | 0 | -3.1263e-05 | 1/1/2038 | 12/31/2047 | TRUE | 4-Hour Li-on Battery Storage |  | 2025 |  |  |  | REF | 0 | 0 | Real 2021 ¦ 12/22/2022 3:42:52 PM | 0 | Area 1001 4-Hour Li-on Battery 2038 | 0 |  | 1 | Unit |  | PJM | 0 | 0 | 0.97 | 0 | 0 | 0 | 0 | 0 | 0 | 0 | 0 | 0
4882 | Area 1001 4-Hour Li-on Battery 2039 | ATC | 2025 | AEP-KPCO | 0 | 0 | 0 | 0 | 0 |  | 0 | 0 | 0 | 0 | 0 | 0 | 0 | 0 | -1 | 0 | 0 |  | 0 | 0 | 0 | 0 | 0 | 0 | 0 | 0 | 0 | 0 | 0 | 0 | 0 | -1 | 0 | 0 | 0 | 0 | 0 | 0 | 0 | 0 | 0 | 0 | 0 | 0 | 0 | 0 | 0 | 0 | 0 |  |  |  |  | 0 | 0 | 0 | 0 | 0 | 0 | 0 | 0 | -3.1263e-05 | 1/1/2039 | 12/31/2048 | TRUE | 4-Hour Li-on Battery Storage |  | 2025 |  |  |  | REF | 0 | 0 | Real 2021 ¦ 12/22/2022 3:42:52 PM | 0 | Area 1001 4-Hour Li-on Battery 2039 | 0 |  | 1 | Unit |  | PJM | 0 | 0 | 0.97 | 0 | 0 | 0 | 0 | 0 | 0 | 0 | 0 | 0
4883 | Area 1001 4-Hour Li-on Battery 2040 | ATC | 2025 | AEP-KPCO | 0 | 0 | 0 | 0 | 0 |  | 0 | 0 | 0 | 0 | 0 | 0 | 0 | 0 | -1 | 0 | 0 |  | 0 | 0 | 0 | 0 | 0 | 0 | 0 | 0 | 0 | 0 | 0 | 0 | 0 | -1 | 0 | 0 | 0 | 0 | 0 | 0 | 0 | 0 | 0 | 0 | 0 | 0 | 0 | 0 | 0 | 0 | 0 |  |  |  |  | 0 | 0 | 0 | 0 | 0 | 0 | 0 | 0 | -3.1263e-05 | 1/1/2040 | 12/31/2049 | TRUE | 4-Hour Li-on Battery Storage |  | 2025 |  |  |  | REF | 0 | 0 | Real 2021 ¦ 12/22/2022 3:42:52 PM | 0 | Area 1001 4-Hour Li-on Battery 2040 | 0 |  | 1 | Unit |  | PJM | 0 | 0 | 0.97 | 0 | 0 | 0 | 0 | 0 | 0 | 0 | 0 | 0
4884 | Area 1001 4-Hour Li-on Battery 2041 | ATC | 2025 | AEP-KPCO | 0 | 0 | 0 | 0 | 0 |  | 0 | 0 | 0 | 0 | 0 | 0 | 0 | 0 | -1 | 0 | 0 |  | 0 | 0 | 0 | 0 | 0 | 0 | 0 | 0 | 0 | 0 | 0 | 0 | 0 | -1 | 0 | 0 | 0 | 0 | 0 | 0 | 0 | 0 | 0 | 0 | 0 | 0 | 0 | 0 | 0 | 0 | 0 |  |  |  |  | 0 | 0 | 0 | 0 | 0 | 0 | 0 | 0 | -3.1263e-05 | 1/1/2041 | 12/31/2050 | TRUE | 4-Hour Li-on Battery Storage |  | 2025 |  |  |  | REF | 0 | 0 | Real 2021 ¦ 12/22/2022 3:42:52 PM | 0 | Area 1001 4-Hour Li-on Battery 2041 | 0 |  | 1 | Unit |  | PJM | 0 | 0 | 0.97 | 0 | 0 | 0 | 0 | 0 | 0 | 0 | 0 | 0
4885 | Area 1001 4-Hour Li-on Battery 2042 | ATC | 2025 | AEP-KPCO | 0 | 0 | 0 | 0 | 0 |  | 0 | 0 | 0 | 0 | 0 | 0 | 0 | 0 | -1 | 0 | 0 |  | 0 | 0 | 0 | 0 | 0 | 0 | 0 | 0 | 0 | 0 | 0 | 0 | 0 | -1 | 0 | 0 | 0 | 0 | 0 | 0 | 0 | 0 | 0 | 0 | 0 | 0 | 0 | 0 | 0 | 0 | 0 |  |  |  |  | 0 | 0 | 0 | 0 | 0 | 0 | 0 | 0 | -3.1263e-05 | 1/1/2042 | 12/31/2051 | TRUE | 4-Hour Li-on Battery Storage |  | 2025 |  |  |  | REF | 0 | 0 | Real 2021 ¦ 12/22/2022 3:42:52 PM | 0 | Area 1001 4-Hour Li-on Battery 2042 | 0 |  | 1 | Unit |  | PJM | 0 | 0 | 0.97 | 0 | 0 | 0 | 0 | 0 | 0 | 0 | 0 | 0
4886 | Area 1001 4-Hour Li-on Battery 2043 | ATC | 2025 | AEP-KPCO | 0 | 0 | 0 | 0 | 0 |  | 0 | 0 | 0 | 0 | 0 | 0 | 0 | 0 | -1 | 0 | 0 |  | 0 | 0 | 0 | 0 | 0 | 0 | 0 | 0 | 0 | 0 | 0 | 0 | 0 | -1 | 0 | 0 | 0 | 0 | 0 | 0 | 0 | 0 | 0 | 0 | 0 | 0 | 0 | 0 | 0 | 0 | 0 |  |  |  |  | 0 | 0 | 0 | 0 | 0 | 0 | 0 | 0 | -3.1263e-05 | 1/1/2043 | 12/31/2052 | TRUE | 4-Hour Li-on Battery Storage |  | 2025 |  |  |  | REF | 0 | 0 | Real 2021 ¦ 12/22/2022 3:42:52 PM | 0 | Area 1001 4-Hour Li-on Battery 2043 | 0 |  | 1 | Unit |  | PJM | 0 | 0 | 0.97 | 0 | 0 | 0 | 0 | 0 | 0 | 0 | 0 | 0
4887 | Area 1001 20-Hour Flow Battery 2022 | ATC | 2025 | AEP-KPCO | 50 | 50 | 0 | 0 | 0 |  | 0 | 21159.7207 | 50 | 20617.5156 | 542.2041 | 0 | 0 | 0 | -1 | 0 | 0 |  | 0 | 0 | -2.1947 | -19225.5762 | -19225.5762 | 0 | 0 | 0 | 0 | 1940.2074 | 1940.2074 | 0 | 0 | -1 | 0 | 0 | 273 | 0 | 0.049091 | 0.049091 | 0 | 0 | 0 | 0 | 0 | -20854.125 | 0 | 0 | 0 | 0 | 0 | -0.043894 |  |  |  | 0 | 0 | 0 | 0 | 0 | 2595 | 36684.5352 | 39137.0781 | -2449.7239 | 1/1/2022 | 12/31/2031 | TRUE | 20-Hour Flow Battery Storage |  | 2025 |  |  |  | REF | 0 | 0 | Real 2021 ¦ 12/22/2022 3:42:52 PM | 258.4495 | Area 1001 20-Hour Flow Battery 2022 | 0 |  | 1 | Unit |  | PJM | 48.5 | 0 | 0.97 | 0 | 0 | 0 | 0 | 438000 | 1634.6127 | 0 | 0 | 0
4888 | Area 1001 20-Hour Flow Battery 2023 | ATC | 2025 | AEP-KPCO | 50 | 50 | 0 | 0 | 0 |  | 0 | 24878.084 | 50 | 24366.1562 | 511.9287 | 0 | 0 | 0 | -1 | 0 | 0 |  | 0 | 0 | -2.1947 | -19225.5762 | -19225.5762 | 0 | 0 | 0 | 0 | 1940.2074 | 1940.2074 | 0 | 0 | -1 | 0 | 0 | 273 | 0 | 0.068747 | 0.068747 | 0 | 0 | 0 | 0 | 0 | -24572.4902 | 0 | 0 | 0 | 0 | 0 | -0.043894 |  |  |  | 0 | 0 | 0 | 0 | 0 | 2595 | 36684.5352 | 39137.0781 | -2449.7239 | 1/1/2023 | 12/31/2032 | TRUE | 20-Hour Flow Battery Storage |  | 2025 |  |  |  | REF | 0 | 0 | Real 2021 ¦ 12/22/2022 3:42:52 PM | 258.4495 | Area 1001 20-Hour Flow Battery 2023 | 0 |  | 1 | Unit |  | PJM | 48.5 | 0 | 0.97 | 0 | 0 | 0 | 0 | 438000 | 1634.6127 | 0 | 0 | 0
4889 | Area 1001 20-Hour Flow Battery 2024 | ATC | 2025 | AEP-KPCO | 50 | 50 | 0 | 0 | 0 |  | 0 | 21649.6309 | 50 | 21165.2246 | 484.4057 | 0 | 0 | 0 | -1 | 0 | 0 |  | 0 | 0 | -2.1205 | -18575.8379 | -18575.8379 | 0 | 0 | 0 | 0 | 1916.4769 | 1916.4769 | 0 | 0 | -1 | 0 | 0 | 279 | 0 | 0.056929 | 0.056929 | 0 | 0 | 0 | 0 | 0 | -21325.0391 | 0 | 0 | 0 | 0 | 0 | -0.042411 |  |  |  | 0 | 0 | 0 | 0 | 0 | 2554 | 36136.4375 | 38298.5898 | -2159.3152 | 1/1/2024 | 12/31/2033 | TRUE | 20-Hour Flow Battery Storage |  | 2025 |  |  |  | REF | 0 | 0 | Real 2021 ¦ 12/22/2022 3:42:52 PM | 5.69 | Area 1001 20-Hour Flow Battery 2024 | 0 |  | 1 | Unit |  | PJM | 48.5 | 0 | 0.97 | 0 | 0 | 0 | 0 | 438000 | 1591.8844 | 0 | 0 | 0
4890 | Area 1001 20-Hour Flow Battery 2025 | ATC | 2025 | AEP-KPCO | 50 | 50 | 0 | 0 | 0 |  | 0 | 19717.5137 | 50 | 19260.6309 | 456.8826 | 0 | 0 | 0 | -1 | 0 | 0 |  | 0 | 0 | -2.1195 | -18567.0859 | -18567.0859 | 0 | 0 | 0 | 0 | 1916.0168 | 1916.0168 | 0 | 0 | -1 | 0 | 0 | 279 | 0 | 0.22497 | 0.22497 | 0 | 0 | 0 | 0 | 0 | -19392.8184 | 0 | 0 | 0 | 0 | 0 | -0.042391 |  |  |  | 0 | 0 | 0 | 0 | 0 | 2554 | 36124.418 | 38284.0508 | -2156.7954 | 1/1/2025 | 12/31/2034 | TRUE | 20-Hour Flow Battery Storage |  | 2025 |  |  |  | REF | 0 | 0 | Real 2021 ¦ 12/22/2022 3:42:52 PM | 2.84 | Area 1001 20-Hour Flow Battery 2025 | 0 |  | 1 | Unit |  | PJM | 48.5 | 0 | 0.97 | 0 | 0 | 0 | 0 | 438000 | 1591.3223 | 0 | 0 | 0
4891 | Area 1001 20-Hour Flow Battery 2026 | ATC | 2025 | AEP-KPCO | 0 | 0 | 0 | 0 | 0 |  | 0 | 0 | 0 | 0 | 0 | 0 | 0 | 0 | -1 | 0 | 0 |  | 0 | 0 | 0 | 0 | 0 | 0 | 0 | 0 | 0 | 0 | 0 | 0 | 0 | -1 | 0 | 0 | 0 | 0 | 0 | 0 | 0 | 0 | 0 | 0 | 0 | 0 | 0 | 0 | 0 | 0 | 0 |  |  |  |  | 0 | 0 | 0 | 0 | 0 | 0 | 0 | 0 | -3.449e-08 | 1/1/2026 | 12/31/2035 | TRUE | 20-Hour Flow Battery Storage |  | 2025 |  |  |  | REF | 0 | 0 | Real 2021 ¦ 12/22/2022 3:42:52 PM | 0 | Area 1001 20-Hour Flow Battery 2026 | 0 |  | 1 | Unit |  | PJM | 0 | 0 | 0.97 | 0 | 0 | 0 | 0 | 0 | 0 | 0 | 0 | 0
4892 | Area 1001 20-Hour Flow Battery 2027 | ATC | 2025 | AEP-KPCO | 0 | 0 | 0 | 0 | 0 |  | 0 | 0 | 0 | 0 | 0 | 0 | 0 | 0 | -1 | 0 | 0 |  | 0 | 0 | 0 | 0 | 0 | 0 | 0 | 0 | 0 | 0 | 0 | 0 | 0 | -1 | 0 | 0 | 0 | 0 | 0 | 0 | 0 | 0 | 0 | 0 | 0 | 0 | 0 | 0 | 0 | 0 | 0 |  |  |  |  | 0 | 0 | 0 | 0 | 0 | 0 | 0 | 0 | -3.449e-08 | 1/1/2027 | 12/31/2036 | TRUE | 20-Hour Flow Battery Storage |  | 2025 |  |  |  | REF | 0 | 0 | Real 2021 ¦ 12/22/2022 3:42:52 PM | 0 | Area 1001 20-Hour Flow Battery 2027 | 0 |  | 1 | Unit |  | PJM | 0 | 0 | 0.97 | 0 | 0 | 0 | 0 | 0 | 0 | 0 | 0 | 0
4893 | Area 1001 20-Hour Flow Battery 2028 | ATC | 2025 | AEP-KPCO | 0 | 0 | 0 | 0 | 0 |  | 0 | 0 | 0 | 0 | 0 | 0 | 0 | 0 | -1 | 0 | 0 |  | 0 | 0 | 0 | 0 | 0 | 0 | 0 | 0 | 0 | 0 | 0 | 0 | 0 | -1 | 0 | 0 | 0 | 0 | 0 | 0 | 0 | 0 | 0 | 0 | 0 | 0 | 0 | 0 | 0 | 0 | 0 |  |  |  |  | 0 | 0 | 0 | 0 | 0 | 0 | 0 | 0 | -3.449e-08 | 1/1/2028 | 12/31/2037 | TRUE | 20-Hour Flow Battery Storage |  | 2025 |  |  |  | REF | 0 | 0 | Real 2021 ¦ 12/22/2022 3:42:52 PM | 0 | Area 1001 20-Hour Flow Battery 2028 | 0 |  | 1 | Unit |  | PJM | 0 | 0 | 0.97 | 0 | 0 | 0 | 0 | 0 | 0 | 0 | 0 | 0
4894 | Area 1001 20-Hour Flow Battery 2029 | ATC | 2025 | AEP-KPCO | 0 | 0 | 0 | 0 | 0 |  | 0 | 0 | 0 | 0 | 0 | 0 | 0 | 0 | -1 | 0 | 0 |  | 0 | 0 | 0 | 0 | 0 | 0 | 0 | 0 | 0 | 0 | 0 | 0 | 0 | -1 | 0 | 0 | 0 | 0 | 0 | 0 | 0 | 0 | 0 | 0 | 0 | 0 | 0 | 0 | 0 | 0 | 0 |  |  |  |  | 0 | 0 | 0 | 0 | 0 | 0 | 0 | 0 | -3.449e-08 | 1/1/2029 | 12/31/2038 | TRUE | 20-Hour Flow Battery Storage |  | 2025 |  |  |  | REF | 0 | 0 | Real 2021 ¦ 12/22/2022 3:42:52 PM | 0 | Area 1001 20-Hour Flow Battery 2029 | 0 |  | 1 | Unit |  | PJM | 0 | 0 | 0.97 | 0 | 0 | 0 | 0 | 0 | 0 | 0 | 0 | 0
4895 | Area 1001 20-Hour Flow Battery 2030 | ATC | 2025 | AEP-KPCO | 0 | 0 | 0 | 0 | 0 |  | 0 | 0 | 0 | 0 | 0 | 0 | 0 | 0 | -1 | 0 | 0 |  | 0 | 0 | 0 | 0 | 0 | 0 | 0 | 0 | 0 | 0 | 0 | 0 | 0 | -1 | 0 | 0 | 0 | 0 | 0 | 0 | 0 | 0 | 0 | 0 | 0 | 0 | 0 | 0 | 0 | 0 | 0 |  |  |  |  | 0 | 0 | 0 | 0 | 0 | 0 | 0 | 0 | -3.449e-08 | 1/1/2030 | 12/31/2039 | TRUE | 20-Hour Flow Battery Storage |  | 2025 |  |  |  | REF | 0 | 0 | Real 2021 ¦ 12/22/2022 3:42:52 PM | 0 | Area 1001 20-Hour Flow Battery 2030 | 0 |  | 1 | Unit |  | PJM | 0 | 0 | 0.97 | 0 | 0 | 0 | 0 | 0 | 0 | 0 | 0 | 0
4896 | Area 1001 20-Hour Flow Battery 2031 | ATC | 2025 | AEP-KPCO | 0 | 0 | 0 | 0 | 0 |  | 0 | 0 | 0 | 0 | 0 | 0 | 0 | 0 | -1 | 0 | 0 |  | 0 | 0 | 0 | 0 | 0 | 0 | 0 | 0 | 0 | 0 | 0 | 0 | 0 | -1 | 0 | 0 | 0 | 0 | 0 | 0 | 0 | 0 | 0 | 0 | 0 | 0 | 0 | 0 | 0 | 0 | 0 |  |  |  |  | 0 | 0 | 0 | 0 | 0 | 0 | 0 | 0 | -3.449e-08 | 1/1/2031 | 12/31/2040 | TRUE | 20-Hour Flow Battery Storage |  | 2025 |  |  |  | REF | 0 | 0 | Real 2021 ¦ 12/22/2022 3:42:52 PM | 0 | Area 1001 20-Hour Flow Battery 2031 | 0 |  | 1 | Unit |  | PJM | 0 | 0 | 0.97 | 0 | 0 | 0 | 0 | 0 | 0 | 0 | 0 | 0
4897 | Area 1001 20-Hour Flow Battery 2032 | ATC | 2025 | AEP-KPCO | 0 | 0 | 0 | 0 | 0 |  | 0 | 0 | 0 | 0 | 0 | 0 | 0 | 0 | -1 | 0 | 0 |  | 0 | 0 | 0 | 0 | 0 | 0 | 0 | 0 | 0 | 0 | 0 | 0 | 0 | -1 | 0 | 0 | 0 | 0 | 0 | 0 | 0 | 0 | 0 | 0 | 0 | 0 | 0 | 0 | 0 | 0 | 0 |  |  |  |  | 0 | 0 | 0 | 0 | 0 | 0 | 0 | 0 | -3.449e-08 | 1/1/2032 | 12/31/2041 | TRUE | 20-Hour Flow Battery Storage |  | 2025 |  |  |  | REF | 0 | 0 | Real 2021 ¦ 12/22/2022 3:42:52 PM | 0 | Area 1001 20-Hour Flow Battery 2032 | 0 |  | 1 | Unit |  | PJM | 0 | 0 | 0.97 | 0 | 0 | 0 | 0 | 0 | 0 | 0 | 0 | 0
4898 | Area 1001 20-Hour Flow Battery 2033 | ATC | 2025 | AEP-KPCO | 0 | 0 | 0 | 0 | 0 |  | 0 | 0 | 0 | 0 | 0 | 0 | 0 | 0 | -1 | 0 | 0 |  | 0 | 0 | 0 | 0 | 0 | 0 | 0 | 0 | 0 | 0 | 0 | 0 | 0 | -1 | 0 | 0 | 0 | 0 | 0 | 0 | 0 | 0 | 0 | 0 | 0 | 0 | 0 | 0 | 0 | 0 | 0 |  |  |  |  | 0 | 0 | 0 | 0 | 0 | 0 | 0 | 0 | -3.449e-08 | 1/1/2033 | 12/31/2042 | TRUE | 20-Hour Flow Battery Storage |  | 2025 |  |  |  | REF | 0 | 0 | Real 2021 ¦ 12/22/2022 3:42:52 PM | 0 | Area 1001 20-Hour Flow Battery 2033 | 0 |  | 1 | Unit |  | PJM | 0 | 0 | 0.97 | 0 | 0 | 0 | 0 | 0 | 0 | 0 | 0 | 0
4899 | Area 1001 20-Hour Flow Battery 2034 | ATC | 2025 | AEP-KPCO | 0 | 0 | 0 | 0 | 0 |  | 0 | 0 | 0 | 0 | 0 | 0 | 0 | 0 | -1 | 0 | 0 |  | 0 | 0 | 0 | 0 | 0 | 0 | 0 | 0 | 0 | 0 | 0 | 0 | 0 | -1 | 0 | 0 | 0 | 0 | 0 | 0 | 0 | 0 | 0 | 0 | 0 | 0 | 0 | 0 | 0 | 0 | 0 |  |  |  |  | 0 | 0 | 0 | 0 | 0 | 0 | 0 | 0 | -3.0558e-06 | 1/1/2034 | 12/31/2043 | TRUE | 20-Hour Flow Battery Storage |  | 2025 |  |  |  | REF | 0 | 0 | Real 2021 ¦ 12/22/2022 3:42:52 PM | 0 | Area 1001 20-Hour Flow Battery 2034 | 0 |  | 1 | Unit |  | PJM | 0 | 0 | 0.97 | 0 | 0 | 0 | 0 | 0 | 0 | 0 | 0 | 0
4900 | Area 1001 20-Hour Flow Battery 2035 | ATC | 2025 | AEP-KPCO | 0 | 0 | 0 | 0 | 0 |  | 0 | 0 | 0 | 0 | 0 | 0 | 0 | 0 | -1 | 0 | 0 |  | 0 | 0 | 0 | 0 | 0 | 0 | 0 | 0 | 0 | 0 | 0 | 0 | 0 | -1 | 0 | 0 | 0 | 0 | 0 | 0 | 0 | 0 | 0 | 0 | 0 | 0 | 0 | 0 | 0 | 0 | 0 |  |  |  |  | 0 | 0 | 0 | 0 | 0 | 0 | 0 | 0 | -3.0558e-06 | 1/1/2035 | 12/31/2044 | TRUE | 20-Hour Flow Battery Storage |  | 2025 |  |  |  | REF | 0 | 0 | Real 2021 ¦ 12/22/2022 3:42:52 PM | 0 | Area 1001 20-Hour Flow Battery 2035 | 0 |  | 1 | Unit |  | PJM | 0 | 0 | 0.97 | 0 | 0 | 0 | 0 | 0 | 0 | 0 | 0 | 0
4901 | Area 1001 20-Hour Flow Battery 2036 | ATC | 2025 | AEP-KPCO | 0 | 0 | 0 | 0 | 0 |  | 0 | 0 | 0 | 0 | 0 | 0 | 0 | 0 | -1 | 0 | 0 |  | 0 | 0 | 0 | 0 | 0 | 0 | 0 | 0 | 0 | 0 | 0 | 0 | 0 | -1 | 0 | 0 | 0 | 0 | 0 | 0 | 0 | 0 | 0 | 0 | 0 | 0 | 0 | 0 | 0 | 0 | 0 |  |  |  |  | 0 | 0 | 0 | 0 | 0 | 0 | 0 | 0 | -3.0558e-06 | 1/1/2036 | 12/31/2045 | TRUE | 20-Hour Flow Battery Storage |  | 2025 |  |  |  | REF | 0 | 0 | Real 2021 ¦ 12/22/2022 3:42:52 PM | 0 | Area 1001 20-Hour Flow Battery 2036 | 0 |  | 1 | Unit |  | PJM | 0 | 0 | 0.97 | 0 | 0 | 0 | 0 | 0 | 0 | 0 | 0 | 0
4902 | Area 1001 20-Hour Flow Battery 2037 | ATC | 2025 | AEP-KPCO | 0 | 0 | 0 | 0 | 0 |  | 0 | 0 | 0 | 0 | 0 | 0 | 0 | 0 | -1 | 0 | 0 |  | 0 | 0 | 0 | 0 | 0 | 0 | 0 | 0 | 0 | 0 | 0 | 0 | 0 | -1 | 0 | 0 | 0 | 0 | 0 | 0 | 0 | 0 | 0 | 0 | 0 | 0 | 0 | 0 | 0 | 0 | 0 |  |  |  |  | 0 | 0 | 0 | 0 | 0 | 0 | 0 | 0 | -3.0558e-06 | 1/1/2037 | 12/31/2046 | TRUE | 20-Hour Flow Battery Storage |  | 2025 |  |  |  | REF | 0 | 0 | Real 2021 ¦ 12/22/2022 3:42:52 PM | 0 | Area 1001 20-Hour Flow Battery 2037 | 0 |  | 1 | Unit |  | PJM | 0 | 0 | 0.97 | 0 | 0 | 0 | 0 | 0 | 0 | 0 | 0 | 0
4903 | Area 1001 20-Hour Flow Battery 2038 | ATC | 2025 | AEP-KPCO | 0 | 0 | 0 | 0 | 0 |  | 0 | 0 | 0 | 0 | 0 | 0 | 0 | 0 | -1 | 0 | 0 |  | 0 | 0 | 0 | 0 | 0 | 0 | 0 | 0 | 0 | 0 | 0 | 0 | 0 | -1 | 0 | 0 | 0 | 0 | 0 | 0 | 0 | 0 | 0 | 0 | 0 | 0 | 0 | 0 | 0 | 0 | 0 |  |  |  |  | 0 | 0 | 0 | 0 | 0 | 0 | 0 | 0 | -3.0558e-06 | 1/1/2038 | 12/31/2047 | TRUE | 20-Hour Flow Battery Storage |  | 2025 |  |  |  | REF | 0 | 0 | Real 2021 ¦ 12/22/2022 3:42:52 PM | 0 | Area 1001 20-Hour Flow Battery 2038 | 0 |  | 1 | Unit |  | PJM | 0 | 0 | 0.97 | 0 | 0 | 0 | 0 | 0 | 0 | 0 | 0 | 0
4904 | Area 1001 20-Hour Flow Battery 2039 | ATC | 2025 | AEP-KPCO | 0 | 0 | 0 | 0 | 0 |  | 0 | 0 | 0 | 0 | 0 | 0 | 0 | 0 | -1 | 0 | 0 |  | 0 | 0 | 0 | 0 | 0 | 0 | 0 | 0 | 0 | 0 | 0 | 0 | 0 | -1 | 0 | 0 | 0 | 0 | 0 | 0 | 0 | 0 | 0 | 0 | 0 | 0 | 0 | 0 | 0 | 0 | 0 |  |  |  |  | 0 | 0 | 0 | 0 | 0 | 0 | 0 | 0 | -3.0558e-06 | 1/1/2039 | 12/31/2048 | TRUE | 20-Hour Flow Battery Storage |  | 2025 |  |  |  | REF | 0 | 0 | Real 2021 ¦ 12/22/2022 3:42:52 PM | 0 | Area 1001 20-Hour Flow Battery 2039 | 0 |  | 1 | Unit |  | PJM | 0 | 0 | 0.97 | 0 | 0 | 0 | 0 | 0 | 0 | 0 | 0 | 0
4905 | Area 1001 20-Hour Flow Battery 2040 | ATC | 2025 | AEP-KPCO | 0 | 0 | 0 | 0 | 0 |  | 0 | 0 | 0 | 0 | 0 | 0 | 0 | 0 | -1 | 0 | 0 |  | 0 | 0 | 0 | 0 | 0 | 0 | 0 | 0 | 0 | 0 | 0 | 0 | 0 | -1 | 0 | 0 | 0 | 0 | 0 | 0 | 0 | 0 | 0 | 0 | 0 | 0 | 0 | 0 | 0 | 0 | 0 |  |  |  |  | 0 | 0 | 0 | 0 | 0 | 0 | 0 | 0 | -3.0558e-06 | 1/1/2040 | 12/31/2049 | TRUE | 20-Hour Flow Battery Storage |  | 2025 |  |  |  | REF | 0 | 0 | Real 2021 ¦ 12/22/2022 3:42:52 PM | 0 | Area 1001 20-Hour Flow Battery 2040 | 0 |  | 1 | Unit |  | PJM | 0 | 0 | 0.97 | 0 | 0 | 0 | 0 | 0 | 0 | 0 | 0 | 0
4906 | Area 1001 20-Hour Flow Battery 2041 | ATC | 2025 | AEP-KPCO | 0 | 0 | 0 | 0 | 0 |  | 0 | 0 | 0 | 0 | 0 | 0 | 0 | 0 | -1 | 0 | 0 |  | 0 | 0 | 0 | 0 | 0 | 0 | 0 | 0 | 0 | 0 | 0 | 0 | 0 | -1 | 0 | 0 | 0 | 0 | 0 | 0 | 0 | 0 | 0 | 0 | 0 | 0 | 0 | 0 | 0 | 0 | 0 |  |  |  |  | 0 | 0 | 0 | 0 | 0 | 0 | 0 | 0 | -3.0558e-06 | 1/1/2041 | 12/31/2050 | TRUE | 20-Hour Flow Battery Storage |  | 2025 |  |  |  | REF | 0 | 0 | Real 2021 ¦ 12/22/2022 3:42:52 PM | 0 | Area 1001 20-Hour Flow Battery 2041 | 0 |  | 1 | Unit |  | PJM | 0 | 0 | 0.97 | 0 | 0 | 0 | 0 | 0 | 0 | 0 | 0 | 0
4907 | Area 1001 20-Hour Flow Battery 2042 | ATC | 2025 | AEP-KPCO | 0 | 0 | 0 | 0 | 0 |  | 0 | 0 | 0 | 0 | 0 | 0 | 0 | 0 | -1 | 0 | 0 |  | 0 | 0 | 0 | 0 | 0 | 0 | 0 | 0 | 0 | 0 | 0 | 0 | 0 | -1 | 0 | 0 | 0 | 0 | 0 | 0 | 0 | 0 | 0 | 0 | 0 | 0 | 0 | 0 | 0 | 0 | 0 |  |  |  |  | 0 | 0 | 0 | 0 | 0 | 0 | 0 | 0 | -3.0558e-06 | 1/1/2042 | 12/31/2051 | TRUE | 20-Hour Flow Battery Storage |  | 2025 |  |  |  | REF | 0 | 0 | Real 2021 ¦ 12/22/2022 3:42:52 PM | 0 | Area 1001 20-Hour Flow Battery 2042 | 0 |  | 1 | Unit |  | PJM | 0 | 0 | 0.97 | 0 | 0 | 0 | 0 | 0 | 0 | 0 | 0 | 0
4908 | Area 1001 20-Hour Flow Battery 2043 | ATC | 2025 | AEP-KPCO | 0 | 0 | 0 | 0 | 0 |  | 0 | 0 | 0 | 0 | 0 | 0 | 0 | 0 | -1 | 0 | 0 |  | 0 | 0 | 0 | 0 | 0 | 0 | 0 | 0 | 0 | 0 | 0 | 0 | 0 | -1 | 0 | 0 | 0 | 0 | 0 | 0 | 0 | 0 | 0 | 0 | 0 | 0 | 0 | 0 | 0 | 0 | 0 |  |  |  |  | 0 | 0 | 0 | 0 | 0 | 0 | 0 | 0 | -3.0558e-06 | 1/1/2043 | 12/31/2052 | TRUE | 20-Hour Flow Battery Storage |  | 2025 |  |  |  | REF | 0 | 0 | Real 2021 ¦ 12/22/2022 3:42:52 PM | 0 | Area 1001 20-Hour Flow Battery 2043 | 0 |  | 1 | Unit |  | PJM | 0 | 0 | 0.97 | 0 | 0 | 0 | 0 | 0 | 0 | 0 | 0 | 0
4909 | Area 1001 20-Hour Pumped Thermal 2022 | ATC | 2025 | AEP-KPCO | 50 | 50 | 0 | 0 | 0 |  | 0 | 14796.3916 | 50 | 12258.7666 | 2537.6252 | 0 | 0 | 0 | -1 | 0 | 0 |  | 0 | 0 | -2.0413 | -17881.7227 | -17881.7227 | 0 | 0 | 0 | 0 | 1473.1277 | 1473.1277 | 0 | 0 | -1 | 0 | 0 | 217 | 0 | 0.09819 | 0.09819 | 0 | 0 | 0 | 0 | 0 | -14598.4082 | 0 | 0 | 0 | 0 | 0 | -0.040826 |  |  |  | 0 | 0 | 0 | 0 | 0 | 2003 | 27116.5605 | 29248.8848 | -2128.9836 | 1/1/2022 | 12/31/2099 | TRUE | 20-Hour Pumped Thermal Storage |  | 2025 |  |  |  | REF | 0 | 0 | Real 2021 ¦ 12/22/2022 3:42:52 PM | 259.5695 | Area 1001 20-Hour Pumped Thermal 2022 | 0 |  | 1 | Unit |  | PJM | 48.5 | 0 | 0.97 | 0 | 0 | 0 | 0 | 438000 | 1275.1449 | 0 | 0 | 0
4910 | Area 1001 20-Hour Pumped Thermal 2023 | ATC | 2025 | AEP-KPCO | 50 | 50 | 0 | 0 | 0 |  | 0 | 17490.8984 | 50 | 15005.5664 | 2485.3313 | 0 | 0 | 0 | -1 | 0 | 0 |  | 0 | 0 | -2.0413 | -17881.7227 | -17881.7227 | 0 | 0 | 0 | 0 | 1473.1277 | 1473.1277 | 0 | 0 | -1 | 0 | 0 | 217 | 0 | 0.13874 | 0.13874 | 0 | 0 | 0 | 0 | 0 | -17292.916 | 0 | 0 | 0 | 0 | 0 | -0.040826 |  |  |  | 0 | 0 | 0 | 0 | 0 | 2003 | 27116.5605 | 29248.8848 | -2128.9836 | 1/1/2023 | 12/31/2099 | TRUE | 20-Hour Pumped Thermal Storage |  | 2025 |  |  |  | REF | 0 | 0 | Real 2021 ¦ 12/22/2022 3:42:52 PM | 259.5695 | Area 1001 20-Hour Pumped Thermal 2023 | 0 |  | 1 | Unit |  | PJM | 48.5 | 0 | 0.97 | 0 | 0 | 0 | 0 | 438000 | 1275.1449 | 0 | 0 | 0
4911 | Area 1001 20-Hour Pumped Thermal 2024 | ATC | 2025 | AEP-KPCO | 50 | 50 | 0 | 0 | 0 |  | 0 | 15935.8457 | 50 | 13502.8086 | 2433.0376 | 0 | 0 | 0 | -1 | 0 | 0 |  | 0 | 0 | -1.9383 | -16979.2559 | -16979.2559 | 0 | 0 | 0 | 0 | 1446.0221 | 1446.0221 | 0 | 0 | -1 | 0 | 0 | 222 | 0 | 0.06622 | 0.06622 | 0 | 0 | 0 | 0 | 0 | -15715.0791 | 0 | 0 | 0 | 0 | 0 | -0.038765 |  |  |  | 0 | 0 | 0 | 0 | 0 | 1948 | 26450.6543 | 28229.4414 | -1775.4468 | 1/1/2024 | 12/31/2099 | TRUE | 20-Hour Pumped Thermal Storage |  | 2025 |  |  |  | REF | 0 | 0 | Real 2021 ¦ 12/22/2022 3:42:52 PM | 6.37 | Area 1001 20-Hour Pumped Thermal 2024 | 0 |  | 1 | Unit |  | PJM | 48.5 | 0 | 0.97 | 0 | 0 | 0 | 0 | 438000 | 1225.2552 | 0 | 0 | 0
4912 | Area 1001 20-Hour Pumped Thermal 2025 | ATC | 2025 | AEP-KPCO | 50 | 50 | 0 | 0 | 0 |  | 0 | 15110.1543 | 50 | 12729.4102 | 2380.7439 | 0 | 0 | 0 | -1 | 0 | 0 |  | 0 | 0 | -1.9376 | -16973.6074 | -16973.6074 | 0 | 0 | 0 | 0 | 1445.991 | 1445.991 | 0 | 0 | -1 | 0 | 0 | 222 | 0 | 0.54064 | 0.54064 | 0 | 0 | 0 | 0 | 0 | -14889.2451 | 0 | 0 | 0 | 0 | 0 | -0.038753 |  |  |  | 0 | 0 | 0 | 0 | 0 | 1948 | 26448.5039 | 28224.373 | -1772.5287 | 1/1/2025 | 12/31/2099 | TRUE | 20-Hour Pumped Thermal Storage |  | 2025 |  |  |  | REF | 0 | 0 | Real 2021 ¦ 12/22/2022 3:42:52 PM | 3.34 | Area 1001 20-Hour Pumped Thermal 2025 | 0 |  | 1 | Unit |  | PJM | 48.5 | 0 | 0.97 | 0 | 0 | 0 | 0 | 438000 | 1225.0818 | 0 | 0 | 0
4913 | Area 1001 20-Hour Pumped Thermal 2026 | ATC | 2025 | AEP-KPCO | 0 | 0 | 0 | 0 | 0 |  | 0 | 0 | 0 | 0 | 0 | 0 | 0 | 0 | -1 | 0 | 0 |  | 0 | 0 | 0 | 0 | 0 | 0 | 0 | 0 | 0 | 0 | 0 | 0 | 0 | -1 | 0 | 0 | 0 | 0 | 0 | 0 | 0 | 0 | 0 | 0 | 0 | 0 | 0 | 0 | 0 | 0 | 0 |  |  |  |  | 0 | 0 | 0 | 0 | 0 | 0 | 0 | 0 | -3.0558e-06 | 1/1/2026 | 12/31/2099 | TRUE | 20-Hour Pumped Thermal Storage |  | 2025 |  |  |  | REF | 0 | 0 | Real 2021 ¦ 12/22/2022 3:42:52 PM | 0 | Area 1001 20-Hour Pumped Thermal 2026 | 0 |  | 1 | Unit |  | PJM | 0 | 0 | 0.97 | 0 | 0 | 0 | 0 | 0 | 0 | 0 | 0 | 0
4914 | Area 1001 20-Hour Pumped Thermal 2027 | ATC | 2025 | AEP-KPCO | 0 | 0 | 0 | 0 | 0 |  | 0 | 0 | 0 | 0 | 0 | 0 | 0 | 0 | -1 | 0 | 0 |  | 0 | 0 | 0 | 0 | 0 | 0 | 0 | 0 | 0 | 0 | 0 | 0 | 0 | -1 | 0 | 0 | 0 | 0 | 0 | 0 | 0 | 0 | 0 | 0 | 0 | 0 | 0 | 0 | 0 | 0 | 0 |  |  |  |  | 0 | 0 | 0 | 0 | 0 | 0 | 0 | 0 | -3.0558e-06 | 1/1/2027 | 12/31/2099 | TRUE | 20-Hour Pumped Thermal Storage |  | 2025 |  |  |  | REF | 0 | 0 | Real 2021 ¦ 12/22/2022 3:42:52 PM | 0 | Area 1001 20-Hour Pumped Thermal 2027 | 0 |  | 1 | Unit |  | PJM | 0 | 0 | 0.97 | 0 | 0 | 0 | 0 | 0 | 0 | 0 | 0 | 0
4915 | Area 1001 20-Hour Pumped Thermal 2028 | ATC | 2025 | AEP-KPCO | 0 | 0 | 0 | 0 | 0 |  | 0 | 0 | 0 | 0 | 0 | 0 | 0 | 0 | -1 | 0 | 0 |  | 0 | 0 | 0 | 0 | 0 | 0 | 0 | 0 | 0 | 0 | 0 | 0 | 0 | -1 | 0 | 0 | 0 | 0 | 0 | 0 | 0 | 0 | 0 | 0 | 0 | 0 | 0 | 0 | 0 | 0 | 0 |  |  |  |  | 0 | 0 | 0 | 0 | 0 | 0 | 0 | 0 | -3.0558e-06 | 1/1/2028 | 12/31/2099 | TRUE | 20-Hour Pumped Thermal Storage |  | 2025 |  |  |  | REF | 0 | 0 | Real 2021 ¦ 12/22/2022 3:42:52 PM | 0 | Area 1001 20-Hour Pumped Thermal 2028 | 0 |  | 1 | Unit |  | PJM | 0 | 0 | 0.97 | 0 | 0 | 0 | 0 | 0 | 0 | 0 | 0 | 0
4916 | Area 1001 20-Hour Pumped Thermal 2029 | ATC | 2025 | AEP-KPCO | 0 | 0 | 0 | 0 | 0 |  | 0 | 0 | 0 | 0 | 0 | 0 | 0 | 0 | -1 | 0 | 0 |  | 0 | 0 | 0 | 0 | 0 | 0 | 0 | 0 | 0 | 0 | 0 | 0 | 0 | -1 | 0 | 0 | 0 | 0 | 0 | 0 | 0 | 0 | 0 | 0 | 0 | 0 | 0 | 0 | 0 | 0 | 0 |  |  |  |  | 0 | 0 | 0 | 0 | 0 | 0 | 0 | 0 | -3.0558e-06 | 1/1/2029 | 12/31/2099 | TRUE | 20-Hour Pumped Thermal Storage |  | 2025 |  |  |  | REF | 0 | 0 | Real 2021 ¦ 12/22/2022 3:42:52 PM | 0 | Area 1001 20-Hour Pumped Thermal 2029 | 0 |  | 1 | Unit |  | PJM | 0 | 0 | 0.97 | 0 | 0 | 0 | 0 | 0 | 0 | 0 | 0 | 0
4917 | Area 1001 20-Hour Pumped Thermal 2030 | ATC | 2025 | AEP-KPCO | 0 | 0 | 0 | 0 | 0 |  | 0 | 0 | 0 | 0 | 0 | 0 | 0 | 0 | -1 | 0 | 0 |  | 0 | 0 | 0 | 0 | 0 | 0 | 0 | 0 | 0 | 0 | 0 | 0 | 0 | -1 | 0 | 0 | 0 | 0 | 0 | 0 | 0 | 0 | 0 | 0 | 0 | 0 | 0 | 0 | 0 | 0 | 0 |  |  |  |  | 0 | 0 | 0 | 0 | 0 | 0 | 0 | 0 | -3.0558e-06 | 1/1/2030 | 12/31/2099 | TRUE | 20-Hour Pumped Thermal Storage |  | 2025 |  |  |  | REF | 0 | 0 | Real 2021 ¦ 12/22/2022 3:42:52 PM | 0 | Area 1001 20-Hour Pumped Thermal 2030 | 0 |  | 1 | Unit |  | PJM | 0 | 0 | 0.97 | 0 | 0 | 0 | 0 | 0 | 0 | 0 | 0 | 0
4918 | Area 1001 20-Hour Pumped Thermal 2031 | ATC | 2025 | AEP-KPCO | 0 | 0 | 0 | 0 | 0 |  | 0 | 0 | 0 | 0 | 0 | 0 | 0 | 0 | -1 | 0 | 0 |  | 0 | 0 | 0 | 0 | 0 | 0 | 0 | 0 | 0 | 0 | 0 | 0 | 0 | -1 | 0 | 0 | 0 | 0 | 0 | 0 | 0 | 0 | 0 | 0 | 0 | 0 | 0 | 0 | 0 | 0 | 0 |  |  |  |  | 0 | 0 | 0 | 0 | 0 | 0 | 0 | 0 | -3.0558e-06 | 1/1/2031 | 12/31/2099 | TRUE | 20-Hour Pumped Thermal Storage |  | 2025 |  |  |  | REF | 0 | 0 | Real 2021 ¦ 12/22/2022 3:42:52 PM | 0 | Area 1001 20-Hour Pumped Thermal 2031 | 0 |  | 1 | Unit |  | PJM | 0 | 0 | 0.97 | 0 | 0 | 0 | 0 | 0 | 0 | 0 | 0 | 0
4919 | Area 1001 20-Hour Pumped Thermal 2032 | ATC | 2025 | AEP-KPCO | 0 | 0 | 0 | 0 | 0 |  | 0 | 0 | 0 | 0 | 0 | 0 | 0 | 0 | -1 | 0 | 0 |  | 0 | 0 | 0 | 0 | 0 | 0 | 0 | 0 | 0 | 0 | 0 | 0 | 0 | -1 | 0 | 0 | 0 | 0 | 0 | 0 | 0 | 0 | 0 | 0 | 0 | 0 | 0 | 0 | 0 | 0 | 0 |  |  |  |  | 0 | 0 | 0 | 0 | 0 | 0 | 0 | 0 | -3.0558e-06 | 1/1/2032 | 12/31/2099 | TRUE | 20-Hour Pumped Thermal Storage |  | 2025 |  |  |  | REF | 0 | 0 | Real 2021 ¦ 12/22/2022 3:42:52 PM | 0 | Area 1001 20-Hour Pumped Thermal 2032 | 0 |  | 1 | Unit |  | PJM | 0 | 0 | 0.97 | 0 | 0 | 0 | 0 | 0 | 0 | 0 | 0 | 0
4920 | Area 1001 20-Hour Pumped Thermal 2033 | ATC | 2025 | AEP-KPCO | 0 | 0 | 0 | 0 | 0 |  | 0 | 0 | 0 | 0 | 0 | 0 | 0 | 0 | -1 | 0 | 0 |  | 0 | 0 | 0 | 0 | 0 | 0 | 0 | 0 | 0 | 0 | 0 | 0 | 0 | -1 | 0 | 0 | 0 | 0 | 0 | 0 | 0 | 0 | 0 | 0 | 0 | 0 | 0 | 0 | 0 | 0 | 0 |  |  |  |  | 0 | 0 | 0 | 0 | 0 | 0 | 0 | 0 | -3.0558e-06 | 1/1/2033 | 12/31/2099 | TRUE | 20-Hour Pumped Thermal Storage |  | 2025 |  |  |  | REF | 0 | 0 | Real 2021 ¦ 12/22/2022 3:42:52 PM | 0 | Area 1001 20-Hour Pumped Thermal 2033 | 0 |  | 1 | Unit |  | PJM | 0 | 0 | 0.97 | 0 | 0 | 0 | 0 | 0 | 0 | 0 | 0 | 0
4921 | Area 1001 20-Hour Pumped Thermal 2034 | ATC | 2025 | AEP-KPCO | 0 | 0 | 0 | 0 | 0 |  | 0 | 0 | 0 | 0 | 0 | 0 | 0 | 0 | -1 | 0 | 0 |  | 0 | 0 | 0 | 0 | 0 | 0 | 0 | 0 | 0 | 0 | 0 | 0 | 0 | -1 | 0 | 0 | 0 | 0 | 0 | 0 | 0 | 0 | 0 | 0 | 0 | 0 | 0 | 0 | 0 | 0 | 0 |  |  |  |  | 0 | 0 | 0 | 0 | 0 | 0 | 0 | 0 | -3.0558e-06 | 1/1/2034 | 12/31/2099 | TRUE | 20-Hour Pumped Thermal Storage |  | 2025 |  |  |  | REF | 0 | 0 | Real 2021 ¦ 12/22/2022 3:42:52 PM | 0 | Area 1001 20-Hour Pumped Thermal 2034 | 0 |  | 1 | Unit |  | PJM | 0 | 0 | 0.97 | 0 | 0 | 0 | 0 | 0 | 0 | 0 | 0 | 0
4922 | Area 1001 20-Hour Pumped Thermal 2035 | ATC | 2025 | AEP-KPCO | 0 | 0 | 0 | 0 | 0 |  | 0 | 0 | 0 | 0 | 0 | 0 | 0 | 0 | -1 | 0 | 0 |  | 0 | 0 | 0 | 0 | 0 | 0 | 0 | 0 | 0 | 0 | 0 | 0 | 0 | -1 | 0 | 0 | 0 | 0 | 0 | 0 | 0 | 0 | 0 | 0 | 0 | 0 | 0 | 0 | 0 | 0 | 0 |  |  |  |  | 0 | 0 | 0 | 0 | 0 | 0 | 0 | 0 | -3.0558e-06 | 1/1/2035 | 12/31/2099 | TRUE | 20-Hour Pumped Thermal Storage |  | 2025 |  |  |  | REF | 0 | 0 | Real 2021 ¦ 12/22/2022 3:42:52 PM | 0 | Area 1001 20-Hour Pumped Thermal 2035 | 0 |  | 1 | Unit |  | PJM | 0 | 0 | 0.97 | 0 | 0 | 0 | 0 | 0 | 0 | 0 | 0 | 0
4923 | Area 1001 20-Hour Pumped Thermal 2036 | ATC | 2025 | AEP-KPCO | 0 | 0 | 0 | 0 | 0 |  | 0 | 0 | 0 | 0 | 0 | 0 | 0 | 0 | -1 | 0 | 0 |  | 0 | 0 | 0 | 0 | 0 | 0 | 0 | 0 | 0 | 0 | 0 | 0 | 0 | -1 | 0 | 0 | 0 | 0 | 0 | 0 | 0 | 0 | 0 | 0 | 0 | 0 | 0 | 0 | 0 | 0 | 0 |  |  |  |  | 0 | 0 | 0 | 0 | 0 | 0 | 0 | 0 | -3.0558e-06 | 1/1/2036 | 12/31/2099 | TRUE | 20-Hour Pumped Thermal Storage |  | 2025 |  |  |  | REF | 0 | 0 | Real 2021 ¦ 12/22/2022 3:42:52 PM | 0 | Area 1001 20-Hour Pumped Thermal 2036 | 0 |  | 1 | Unit |  | PJM | 0 | 0 | 0.97 | 0 | 0 | 0 | 0 | 0 | 0 | 0 | 0 | 0
4924 | Area 1001 20-Hour Pumped Thermal 2037 | ATC | 2025 | AEP-KPCO | 0 | 0 | 0 | 0 | 0 |  | 0 | 0 | 0 | 0 | 0 | 0 | 0 | 0 | -1 | 0 | 0 |  | 0 | 0 | 0 | 0 | 0 | 0 | 0 | 0 | 0 | 0 | 0 | 0 | 0 | -1 | 0 | 0 | 0 | 0 | 0 | 0 | 0 | 0 | 0 | 0 | 0 | 0 | 0 | 0 | 0 | 0 | 0 |  |  |  |  | 0 | 0 | 0 | 0 | 0 | 0 | 0 | 0 | -3.0558e-06 | 1/1/2037 | 12/31/2099 | TRUE | 20-Hour Pumped Thermal Storage |  | 2025 |  |  |  | REF | 0 | 0 | Real 2021 ¦ 12/22/2022 3:42:52 PM | 0 | Area 1001 20-Hour Pumped Thermal 2037 | 0 |  | 1 | Unit |  | PJM | 0 | 0 | 0.97 | 0 | 0 | 0 | 0 | 0 | 0 | 0 | 0 | 0
4925 | Area 1001 20-Hour Pumped Thermal 2038 | ATC | 2025 | AEP-KPCO | 0 | 0 | 0 | 0 | 0 |  | 0 | 0 | 0 | 0 | 0 | 0 | 0 | 0 | -1 | 0 | 0 |  | 0 | 0 | 0 | 0 | 0 | 0 | 0 | 0 | 0 | 0 | 0 | 0 | 0 | -1 | 0 | 0 | 0 | 0 | 0 | 0 | 0 | 0 | 0 | 0 | 0 | 0 | 0 | 0 | 0 | 0 | 0 |  |  |  |  | 0 | 0 | 0 | 0 | 0 | 0 | 0 | 0 | -3.0558e-06 | 1/1/2038 | 12/31/2099 | TRUE | 20-Hour Pumped Thermal Storage |  | 2025 |  |  |  | REF | 0 | 0 | Real 2021 ¦ 12/22/2022 3:42:52 PM | 0 | Area 1001 20-Hour Pumped Thermal 2038 | 0 |  | 1 | Unit |  | PJM | 0 | 0 | 0.97 | 0 | 0 | 0 | 0 | 0 | 0 | 0 | 0 | 0
4926 | Area 1001 20-Hour Pumped Thermal 2039 | ATC | 2025 | AEP-KPCO | 0 | 0 | 0 | 0 | 0 |  | 0 | 0 | 0 | 0 | 0 | 0 | 0 | 0 | -1 | 0 | 0 |  | 0 | 0 | 0 | 0 | 0 | 0 | 0 | 0 | 0 | 0 | 0 | 0 | 0 | -1 | 0 | 0 | 0 | 0 | 0 | 0 | 0 | 0 | 0 | 0 | 0 | 0 | 0 | 0 | 0 | 0 | 0 |  |  |  |  | 0 | 0 | 0 | 0 | 0 | 0 | 0 | 0 | -3.0558e-06 | 1/1/2039 | 12/31/2099 | TRUE | 20-Hour Pumped Thermal Storage |  | 2025 |  |  |  | REF | 0 | 0 | Real 2021 ¦ 12/22/2022 3:42:52 PM | 0 | Area 1001 20-Hour Pumped Thermal 2039 | 0 |  | 1 | Unit |  | PJM | 0 | 0 | 0.97 | 0 | 0 | 0 | 0 | 0 | 0 | 0 | 0 | 0
4927 | Area 1001 20-Hour Pumped Thermal 2040 | ATC | 2025 | AEP-KPCO | 0 | 0 | 0 | 0 | 0 |  | 0 | 0 | 0 | 0 | 0 | 0 | 0 | 0 | -1 | 0 | 0 |  | 0 | 0 | 0 | 0 | 0 | 0 | 0 | 0 | 0 | 0 | 0 | 0 | 0 | -1 | 0 | 0 | 0 | 0 | 0 | 0 | 0 | 0 | 0 | 0 | 0 | 0 | 0 | 0 | 0 | 0 | 0 |  |  |  |  | 0 | 0 | 0 | 0 | 0 | 0 | 0 | 0 | -3.0558e-06 | 1/1/2040 | 12/31/2099 | TRUE | 20-Hour Pumped Thermal Storage |  | 2025 |  |  |  | REF | 0 | 0 | Real 2021 ¦ 12/22/2022 3:42:52 PM | 0 | Area 1001 20-Hour Pumped Thermal 2040 | 0 |  | 1 | Unit |  | PJM | 0 | 0 | 0.97 | 0 | 0 | 0 | 0 | 0 | 0 | 0 | 0 | 0
4928 | Area 1001 20-Hour Pumped Thermal 2041 | ATC | 2025 | AEP-KPCO | 0 | 0 | 0 | 0 | 0 |  | 0 | 0 | 0 | 0 | 0 | 0 | 0 | 0 | -1 | 0 | 0 |  | 0 | 0 | 0 | 0 | 0 | 0 | 0 | 0 | 0 | 0 | 0 | 0 | 0 | -1 | 0 | 0 | 0 | 0 | 0 | 0 | 0 | 0 | 0 | 0 | 0 | 0 | 0 | 0 | 0 | 0 | 0 |  |  |  |  | 0 | 0 | 0 | 0 | 0 | 0 | 0 | 0 | -3.0558e-06 | 1/1/2041 | 12/31/2099 | TRUE | 20-Hour Pumped Thermal Storage |  | 2025 |  |  |  | REF | 0 | 0 | Real 2021 ¦ 12/22/2022 3:42:52 PM | 0 | Area 1001 20-Hour Pumped Thermal 2041 | 0 |  | 1 | Unit |  | PJM | 0 | 0 | 0.97 | 0 | 0 | 0 | 0 | 0 | 0 | 0 | 0 | 0
4929 | Area 1001 20-Hour Pumped Thermal 2042 | ATC | 2025 | AEP-KPCO | 0 | 0 | 0 | 0 | 0 |  | 0 | 0 | 0 | 0 | 0 | 0 | 0 | 0 | -1 | 0 | 0 |  | 0 | 0 | 0 | 0 | 0 | 0 | 0 | 0 | 0 | 0 | 0 | 0 | 0 | -1 | 0 | 0 | 0 | 0 | 0 | 0 | 0 | 0 | 0 | 0 | 0 | 0 | 0 | 0 | 0 | 0 | 0 |  |  |  |  | 0 | 0 | 0 | 0 | 0 | 0 | 0 | 0 | -3.0558e-06 | 1/1/2042 | 12/31/2099 | TRUE | 20-Hour Pumped Thermal Storage |  | 2025 |  |  |  | REF | 0 | 0 | Real 2021 ¦ 12/22/2022 3:42:52 PM | 0 | Area 1001 20-Hour Pumped Thermal 2042 | 0 |  | 1 | Unit |  | PJM | 0 | 0 | 0.97 | 0 | 0 | 0 | 0 | 0 | 0 | 0 | 0 | 0
4930 | Area 1001 20-Hour Pumped Thermal 2043 | ATC | 2025 | AEP-KPCO | 0 | 0 | 0 | 0 | 0 |  | 0 | 0 | 0 | 0 | 0 | 0 | 0 | 0 | -1 | 0 | 0 |  | 0 | 0 | 0 | 0 | 0 | 0 | 0 | 0 | 0 | 0 | 0 | 0 | 0 | -1 | 0 | 0 | 0 | 0 | 0 | 0 | 0 | 0 | 0 | 0 | 0 | 0 | 0 | 0 | 0 | 0 | 0 |  |  |  |  | 0 | 0 | 0 | 0 | 0 | 0 | 0 | 0 | -3.0558e-06 | 1/1/2043 | 12/31/2099 | TRUE | 20-Hour Pumped Thermal Storage |  | 2025 |  |  |  | REF | 0 | 0 | Real 2021 ¦ 12/22/2022 3:42:52 PM | 0 | Area 1001 20-Hour Pumped Thermal 2043 | 0 |  | 1 | Unit |  | PJM | 0 | 0 | 0.97 | 0 | 0 | 0 | 0 | 0 | 0 | 0 | 0 | 0
4931 | Area 1001 20-Hour Compressed Air 2022 | ATC | 2025 | AEP-KPCO | 50 | 50 | 0 | 0 | 0 |  | 0 | 11086.2842 | 50 | 10216.5557 | 869.7284 | 0 | 0 | 0 | -1 | 0 | 0 |  | 0 | 0 | -1.212 | -10617.0781 | -10617.0781 | 0 | 0 | 0 | 0 | 539.1318 | 539.1318 | 0 | 0 | -1 | 0 | 0 | 82 | 0 | 0.13552 | 0.13552 | 0 | 0 | 0 | 0 | 0 | -11074.8311 | 0 | 0 | 0 | 0 | 0 | -0.02424 |  |  |  | 0 | 0 | 0 | 0 | 0 | 895 | 8735.0752 | 10063.1191 | -1324.6847 | 1/1/2022 | 12/31/2099 | TRUE | 20-Hour Compressed Air Storage |  | 2025 |  |  |  | REF | 0 | 0 | Real 2021 ¦ 12/22/2022 3:42:52 PM | 259.9295 | Area 1001 20-Hour Compressed Air 2022 | 0 |  | 1 | Unit |  | PJM | 48.5 | 0 | 0.97 | 0 | 0 | 0 | 0 | 438000 | 527.6788 | 0 | 0 | 0
4932 | Area 1001 20-Hour Compressed Air 2023 | ATC | 2025 | AEP-KPCO | 50 | 50 | 0 | 0 | 0 |  | 0 | 13643.1758 | 50 | 12773.4473 | 869.7284 | 0 | 0 | 0 | -1 | 0 | 0 |  | 0 | 0 | -1.212 | -10617.0781 | -10617.0781 | 0 | 0 | 0 | 0 | 539.1318 | 539.1318 | 0 | 0 | -1 | 0 | 0 | 82 | 0 | 0.24024 | 0.24024 | 0 | 0 | 0 | 0 | 0 | -13631.7227 | 0 | 0 | 0 | 0 | 0 | -0.02424 |  |  |  | 0 | 0 | 0 | 0 | 0 | 895 | 8735.0752 | 10063.1191 | -1324.6847 | 1/1/2023 | 12/31/2099 | TRUE | 20-Hour Compressed Air Storage |  | 2025 |  |  |  | REF | 0 | 0 | Real 2021 ¦ 12/22/2022 3:42:52 PM | 259.9295 | Area 1001 20-Hour Compressed Air 2023 | 0 |  | 1 | Unit |  | PJM | 48.5 | 0 | 0.97 | 0 | 0 | 0 | 0 | 438000 | 527.6788 | 0 | 0 | 0
4933 | Area 1001 20-Hour Compressed Air 2024 | ATC | 2025 | AEP-KPCO | 50 | 50 | 0 | 0 | 0 |  | 0 | 12611.0615 | 50 | 11741.333 | 869.7284 | 0 | 0 | 0 | -1 | 0 | 0 |  | 0 | 0 | -0.85232 | -7466.3179 | -7466.3179 | 0 | 0 | 0 | 0 | 432.6807 | 432.6807 | 0 | 0 | -1 | 0 | 0 | 77 | 0 | 0.15944 | 0.15944 | 0 | 0 | 0 | 0 | 0 | -12555.4297 | 0 | 0 | 0 | 0 | 0 | -0.017046 |  |  |  | 0 | 0 | 0 | 0 | 0 | 743 | 6641.2603 | 7335.9404 | -691.3603 | 1/1/2024 | 12/31/2099 | TRUE | 20-Hour Compressed Air Storage |  | 2025 |  |  |  | REF | 0 | 0 | Real 2021 ¦ 12/22/2022 3:42:52 PM | 6.55 | Area 1001 20-Hour Compressed Air 2024 | 0 |  | 1 | Unit |  | PJM | 48.5 | 0 | 0.97 | 0 | 0 | 0 | 0 | 438000 | 377.0496 | 0 | 0 | 0
4934 | Area 1001 20-Hour Compressed Air 2025 | ATC | 2025 | AEP-KPCO | 50 | 50 | 0 | 0 | 0 |  | 0 | 12178.9492 | 50 | 11309.2207 | 869.7284 | 0 | 0 | 0 | -1 | 0 | 0 |  | 0 | 0 | -0.84793 | -7427.8472 | -7427.8472 | 0 | 0 | 0 | 0 | 431.21 | 431.21 | 0 | 0 | -1 | 0 | 0 | 76 | 0 | 0.23271 | 0.23271 | 0 | 0 | 0 | 0 | 0 | -12122.9551 | 0 | 0 | 0 | 0 | 0 | -0.016959 |  |  |  | 0 | 0 | 0 | 0 | 0 | 735 | 6612.9009 | 7301.189 | -684.9681 | 1/1/2025 | 12/31/2099 | TRUE | 20-Hour Compressed Air Storage |  | 2025 |  |  |  | REF | 0 | 0 | Real 2021 ¦ 12/22/2022 3:42:52 PM | 3.32 | Area 1001 20-Hour Compressed Air 2025 | 0 |  | 1 | Unit |  | PJM | 48.5 | 0 | 0.97 | 0 | 0 | 0 | 0 | 438000 | 375.2153 | 0 | 0 | 0
4935 | Area 1001 20-Hour Compressed Air 2026 | ATC | 2025 | AEP-KPCO | 0 | 0 | 0 | 0 | 0 |  | 0 | 0 | 0 | 0 | 0 | 0 | 0 | 0 | -1 | 0 | 0 |  | 0 | 0 | 0 | 0 | 0 | 0 | 0 | 0 | 0 | 0 | 0 | 0 | 0 | -1 | 0 | 0 | 0 | 0 | 0 | 0 | 0 | 0 | 0 | 0 | 0 | 0 | 0 | 0 | 0 | 0 | 0 |  |  |  |  | 0 | 0 | 0 | 0 | 0 | 0 | 0 | 0 | -3.0558e-06 | 1/1/2026 | 12/31/2099 | TRUE | 20-Hour Compressed Air Storage |  | 2025 |  |  |  | REF | 0 | 0 | Real 2021 ¦ 12/22/2022 3:42:52 PM | 0 | Area 1001 20-Hour Compressed Air 2026 | 0 |  | 1 | Unit |  | PJM | 0 | 0 | 0.97 | 0 | 0 | 0 | 0 | 0 | 0 | 0 | 0 | 0
4936 | Area 1001 20-Hour Compressed Air 2027 | ATC | 2025 | AEP-KPCO | 0 | 0 | 0 | 0 | 0 |  | 0 | 0 | 0 | 0 | 0 | 0 | 0 | 0 | -1 | 0 | 0 |  | 0 | 0 | 0 | 0 | 0 | 0 | 0 | 0 | 0 | 0 | 0 | 0 | 0 | -1 | 0 | 0 | 0 | 0 | 0 | 0 | 0 | 0 | 0 | 0 | 0 | 0 | 0 | 0 | 0 | 0 | 0 |  |  |  |  | 0 | 0 | 0 | 0 | 0 | 0 | 0 | 0 | -3.0558e-06 | 1/1/2027 | 12/31/2099 | TRUE | 20-Hour Compressed Air Storage |  | 2025 |  |  |  | REF | 0 | 0 | Real 2021 ¦ 12/22/2022 3:42:52 PM | 0 | Area 1001 20-Hour Compressed Air 2027 | 0 |  | 1 | Unit |  | PJM | 0 | 0 | 0.97 | 0 | 0 | 0 | 0 | 0 | 0 | 0 | 0 | 0
4937 | Area 1001 20-Hour Compressed Air 2028 | ATC | 2025 | AEP-KPCO | 0 | 0 | 0 | 0 | 0 |  | 0 | 0 | 0 | 0 | 0 | 0 | 0 | 0 | -1 | 0 | 0 |  | 0 | 0 | 0 | 0 | 0 | 0 | 0 | 0 | 0 | 0 | 0 | 0 | 0 | -1 | 0 | 0 | 0 | 0 | 0 | 0 | 0 | 0 | 0 | 0 | 0 | 0 | 0 | 0 | 0 | 0 | 0 |  |  |  |  | 0 | 0 | 0 | 0 | 0 | 0 | 0 | 0 | -3.0558e-06 | 1/1/2028 | 12/31/2099 | TRUE | 20-Hour Compressed Air Storage |  | 2025 |  |  |  | REF | 0 | 0 | Real 2021 ¦ 12/22/2022 3:42:52 PM | 0 | Area 1001 20-Hour Compressed Air 2028 | 0 |  | 1 | Unit |  | PJM | 0 | 0 | 0.97 | 0 | 0 | 0 | 0 | 0 | 0 | 0 | 0 | 0
4938 | Area 1001 20-Hour Compressed Air 2029 | ATC | 2025 | AEP-KPCO | 0 | 0 | 0 | 0 | 0 |  | 0 | 0 | 0 | 0 | 0 | 0 | 0 | 0 | -1 | 0 | 0 |  | 0 | 0 | 0 | 0 | 0 | 0 | 0 | 0 | 0 | 0 | 0 | 0 | 0 | -1 | 0 | 0 | 0 | 0 | 0 | 0 | 0 | 0 | 0 | 0 | 0 | 0 | 0 | 0 | 0 | 0 | 0 |  |  |  |  | 0 | 0 | 0 | 0 | 0 | 0 | 0 | 0 | -3.0558e-06 | 1/1/2029 | 12/31/2099 | TRUE | 20-Hour Compressed Air Storage |  | 2025 |  |  |  | REF | 0 | 0 | Real 2021 ¦ 12/22/2022 3:42:52 PM | 0 | Area 1001 20-Hour Compressed Air 2029 | 0 |  | 1 | Unit |  | PJM | 0 | 0 | 0.97 | 0 | 0 | 0 | 0 | 0 | 0 | 0 | 0 | 0
4939 | Area 1001 20-Hour Compressed Air 2030 | ATC | 2025 | AEP-KPCO | 0 | 0 | 0 | 0 | 0 |  | 0 | 0 | 0 | 0 | 0 | 0 | 0 | 0 | -1 | 0 | 0 |  | 0 | 0 | 0 | 0 | 0 | 0 | 0 | 0 | 0 | 0 | 0 | 0 | 0 | -1 | 0 | 0 | 0 | 0 | 0 | 0 | 0 | 0 | 0 | 0 | 0 | 0 | 0 | 0 | 0 | 0 | 0 |  |  |  |  | 0 | 0 | 0 | 0 | 0 | 0 | 0 | 0 | -3.0558e-06 | 1/1/2030 | 12/31/2099 | TRUE | 20-Hour Compressed Air Storage |  | 2025 |  |  |  | REF | 0 | 0 | Real 2021 ¦ 12/22/2022 3:42:52 PM | 0 | Area 1001 20-Hour Compressed Air 2030 | 0 |  | 1 | Unit |  | PJM | 0 | 0 | 0.97 | 0 | 0 | 0 | 0 | 0 | 0 | 0 | 0 | 0
4940 | Area 1001 20-Hour Compressed Air 2031 | ATC | 2025 | AEP-KPCO | 0 | 0 | 0 | 0 | 0 |  | 0 | 0 | 0 | 0 | 0 | 0 | 0 | 0 | -1 | 0 | 0 |  | 0 | 0 | 0 | 0 | 0 | 0 | 0 | 0 | 0 | 0 | 0 | 0 | 0 | -1 | 0 | 0 | 0 | 0 | 0 | 0 | 0 | 0 | 0 | 0 | 0 | 0 | 0 | 0 | 0 | 0 | 0 |  |  |  |  | 0 | 0 | 0 | 0 | 0 | 0 | 0 | 0 | -3.0558e-06 | 1/1/2031 | 12/31/2099 | TRUE | 20-Hour Compressed Air Storage |  | 2025 |  |  |  | REF | 0 | 0 | Real 2021 ¦ 12/22/2022 3:42:52 PM | 0 | Area 1001 20-Hour Compressed Air 2031 | 0 |  | 1 | Unit |  | PJM | 0 | 0 | 0.97 | 0 | 0 | 0 | 0 | 0 | 0 | 0 | 0 | 0
4941 | Area 1001 20-Hour Compressed Air 2032 | ATC | 2025 | AEP-KPCO | 0 | 0 | 0 | 0 | 0 |  | 0 | 0 | 0 | 0 | 0 | 0 | 0 | 0 | -1 | 0 | 0 |  | 0 | 0 | 0 | 0 | 0 | 0 | 0 | 0 | 0 | 0 | 0 | 0 | 0 | -1 | 0 | 0 | 0 | 0 | 0 | 0 | 0 | 0 | 0 | 0 | 0 | 0 | 0 | 0 | 0 | 0 | 0 |  |  |  |  | 0 | 0 | 0 | 0 | 0 | 0 | 0 | 0 | -3.0558e-06 | 1/1/2032 | 12/31/2099 | TRUE | 20-Hour Compressed Air Storage |  | 2025 |  |  |  | REF | 0 | 0 | Real 2021 ¦ 12/22/2022 3:42:52 PM | 0 | Area 1001 20-Hour Compressed Air 2032 | 0 |  | 1 | Unit |  | PJM | 0 | 0 | 0.97 | 0 | 0 | 0 | 0 | 0 | 0 | 0 | 0 | 0
4942 | Area 1001 20-Hour Compressed Air 2033 | ATC | 2025 | AEP-KPCO | 0 | 0 | 0 | 0 | 0 |  | 0 | 0 | 0 | 0 | 0 | 0 | 0 | 0 | -1 | 0 | 0 |  | 0 | 0 | 0 | 0 | 0 | 0 | 0 | 0 | 0 | 0 | 0 | 0 | 0 | -1 | 0 | 0 | 0 | 0 | 0 | 0 | 0 | 0 | 0 | 0 | 0 | 0 | 0 | 0 | 0 | 0 | 0 |  |  |  |  | 0 | 0 | 0 | 0 | 0 | 0 | 0 | 0 | -3.0558e-06 | 1/1/2033 | 12/31/2099 | TRUE | 20-Hour Compressed Air Storage |  | 2025 |  |  |  | REF | 0 | 0 | Real 2021 ¦ 12/22/2022 3:42:52 PM | 0 | Area 1001 20-Hour Compressed Air 2033 | 0 |  | 1 | Unit |  | PJM | 0 | 0 | 0.97 | 0 | 0 | 0 | 0 | 0 | 0 | 0 | 0 | 0
4943 | Area 1001 20-Hour Compressed Air 2034 | ATC | 2025 | AEP-KPCO | 0 | 0 | 0 | 0 | 0 |  | 0 | 0 | 0 | 0 | 0 | 0 | 0 | 0 | -1 | 0 | 0 |  | 0 | 0 | 0 | 0 | 0 | 0 | 0 | 0 | 0 | 0 | 0 | 0 | 0 | -1 | 0 | 0 | 0 | 0 | 0 | 0 | 0 | 0 | 0 | 0 | 0 | 0 | 0 | 0 | 0 | 0 | 0 |  |  |  |  | 0 | 0 | 0 | 0 | 0 | 0 | 0 | 0 | -3.0558e-06 | 1/1/2034 | 12/31/2099 | TRUE | 20-Hour Compressed Air Storage |  | 2025 |  |  |  | REF | 0 | 0 | Real 2021 ¦ 12/22/2022 3:42:52 PM | 0 | Area 1001 20-Hour Compressed Air 2034 | 0 |  | 1 | Unit |  | PJM | 0 | 0 | 0.97 | 0 | 0 | 0 | 0 | 0 | 0 | 0 | 0 | 0
4944 | Area 1001 20-Hour Compressed Air 2035 | ATC | 2025 | AEP-KPCO | 0 | 0 | 0 | 0 | 0 |  | 0 | 0 | 0 | 0 | 0 | 0 | 0 | 0 | -1 | 0 | 0 |  | 0 | 0 | 0 | 0 | 0 | 0 | 0 | 0 | 0 | 0 | 0 | 0 | 0 | -1 | 0 | 0 | 0 | 0 | 0 | 0 | 0 | 0 | 0 | 0 | 0 | 0 | 0 | 0 | 0 | 0 | 0 |  |  |  |  | 0 | 0 | 0 | 0 | 0 | 0 | 0 | 0 | -3.0558e-06 | 1/1/2035 | 12/31/2099 | TRUE | 20-Hour Compressed Air Storage |  | 2025 |  |  |  | REF | 0 | 0 | Real 2021 ¦ 12/22/2022 3:42:52 PM | 0 | Area 1001 20-Hour Compressed Air 2035 | 0 |  | 1 | Unit |  | PJM | 0 | 0 | 0.97 | 0 | 0 | 0 | 0 | 0 | 0 | 0 | 0 | 0
4945 | Area 1001 20-Hour Compressed Air 2036 | ATC | 2025 | AEP-KPCO | 0 | 0 | 0 | 0 | 0 |  | 0 | 0 | 0 | 0 | 0 | 0 | 0 | 0 | -1 | 0 | 0 |  | 0 | 0 | 0 | 0 | 0 | 0 | 0 | 0 | 0 | 0 | 0 | 0 | 0 | -1 | 0 | 0 | 0 | 0 | 0 | 0 | 0 | 0 | 0 | 0 | 0 | 0 | 0 | 0 | 0 | 0 | 0 |  |  |  |  | 0 | 0 | 0 | 0 | 0 | 0 | 0 | 0 | -3.0558e-06 | 1/1/2036 | 12/31/2099 | TRUE | 20-Hour Compressed Air Storage |  | 2025 |  |  |  | REF | 0 | 0 | Real 2021 ¦ 12/22/2022 3:42:52 PM | 0 | Area 1001 20-Hour Compressed Air 2036 | 0 |  | 1 | Unit |  | PJM | 0 | 0 | 0.97 | 0 | 0 | 0 | 0 | 0 | 0 | 0 | 0 | 0
4946 | Area 1001 20-Hour Compressed Air 2037 | ATC | 2025 | AEP-KPCO | 0 | 0 | 0 | 0 | 0 |  | 0 | 0 | 0 | 0 | 0 | 0 | 0 | 0 | -1 | 0 | 0 |  | 0 | 0 | 0 | 0 | 0 | 0 | 0 | 0 | 0 | 0 | 0 | 0 | 0 | -1 | 0 | 0 | 0 | 0 | 0 | 0 | 0 | 0 | 0 | 0 | 0 | 0 | 0 | 0 | 0 | 0 | 0 |  |  |  |  | 0 | 0 | 0 | 0 | 0 | 0 | 0 | 0 | -3.0558e-06 | 1/1/2037 | 12/31/2099 | TRUE | 20-Hour Compressed Air Storage |  | 2025 |  |  |  | REF | 0 | 0 | Real 2021 ¦ 12/22/2022 3:42:52 PM | 0 | Area 1001 20-Hour Compressed Air 2037 | 0 |  | 1 | Unit |  | PJM | 0 | 0 | 0.97 | 0 | 0 | 0 | 0 | 0 | 0 | 0 | 0 | 0
4947 | Area 1001 20-Hour Compressed Air 2038 | ATC | 2025 | AEP-KPCO | 0 | 0 | 0 | 0 | 0 |  | 0 | 0 | 0 | 0 | 0 | 0 | 0 | 0 | -1 | 0 | 0 |  | 0 | 0 | 0 | 0 | 0 | 0 | 0 | 0 | 0 | 0 | 0 | 0 | 0 | -1 | 0 | 0 | 0 | 0 | 0 | 0 | 0 | 0 | 0 | 0 | 0 | 0 | 0 | 0 | 0 | 0 | 0 |  |  |  |  | 0 | 0 | 0 | 0 | 0 | 0 | 0 | 0 | -3.0558e-06 | 1/1/2038 | 12/31/2099 | TRUE | 20-Hour Compressed Air Storage |  | 2025 |  |  |  | REF | 0 | 0 | Real 2021 ¦ 12/22/2022 3:42:52 PM | 0 | Area 1001 20-Hour Compressed Air 2038 | 0 |  | 1 | Unit |  | PJM | 0 | 0 | 0.97 | 0 | 0 | 0 | 0 | 0 | 0 | 0 | 0 | 0
4948 | Area 1001 20-Hour Compressed Air 2039 | ATC | 2025 | AEP-KPCO | 0 | 0 | 0 | 0 | 0 |  | 0 | 0 | 0 | 0 | 0 | 0 | 0 | 0 | -1 | 0 | 0 |  | 0 | 0 | 0 | 0 | 0 | 0 | 0 | 0 | 0 | 0 | 0 | 0 | 0 | -1 | 0 | 0 | 0 | 0 | 0 | 0 | 0 | 0 | 0 | 0 | 0 | 0 | 0 | 0 | 0 | 0 | 0 |  |  |  |  | 0 | 0 | 0 | 0 | 0 | 0 | 0 | 0 | -3.0558e-06 | 1/1/2039 | 12/31/2099 | TRUE | 20-Hour Compressed Air Storage |  | 2025 |  |  |  | REF | 0 | 0 | Real 2021 ¦ 12/22/2022 3:42:52 PM | 0 | Area 1001 20-Hour Compressed Air 2039 | 0 |  | 1 | Unit |  | PJM | 0 | 0 | 0.97 | 0 | 0 | 0 | 0 | 0 | 0 | 0 | 0 | 0
4949 | Area 1001 20-Hour Compressed Air 2040 | ATC | 2025 | AEP-KPCO | 0 | 0 | 0 | 0 | 0 |  | 0 | 0 | 0 | 0 | 0 | 0 | 0 | 0 | -1 | 0 | 0 |  | 0 | 0 | 0 | 0 | 0 | 0 | 0 | 0 | 0 | 0 | 0 | 0 | 0 | -1 | 0 | 0 | 0 | 0 | 0 | 0 | 0 | 0 | 0 | 0 | 0 | 0 | 0 | 0 | 0 | 0 | 0 |  |  |  |  | 0 | 0 | 0 | 0 | 0 | 0 | 0 | 0 | -3.0558e-06 | 1/1/2040 | 12/31/2099 | TRUE | 20-Hour Compressed Air Storage |  | 2025 |  |  |  | REF | 0 | 0 | Real 2021 ¦ 12/22/2022 3:42:52 PM | 0 | Area 1001 20-Hour Compressed Air 2040 | 0 |  | 1 | Unit |  | PJM | 0 | 0 | 0.97 | 0 | 0 | 0 | 0 | 0 | 0 | 0 | 0 | 0
4950 | Area 1001 20-Hour Compressed Air 2041 | ATC | 2025 | AEP-KPCO | 0 | 0 | 0 | 0 | 0 |  | 0 | 0 | 0 | 0 | 0 | 0 | 0 | 0 | -1 | 0 | 0 |  | 0 | 0 | 0 | 0 | 0 | 0 | 0 | 0 | 0 | 0 | 0 | 0 | 0 | -1 | 0 | 0 | 0 | 0 | 0 | 0 | 0 | 0 | 0 | 0 | 0 | 0 | 0 | 0 | 0 | 0 | 0 |  |  |  |  | 0 | 0 | 0 | 0 | 0 | 0 | 0 | 0 | -3.0558e-06 | 1/1/2041 | 12/31/2099 | TRUE | 20-Hour Compressed Air Storage |  | 2025 |  |  |  | REF | 0 | 0 | Real 2021 ¦ 12/22/2022 3:42:52 PM | 0 | Area 1001 20-Hour Compressed Air 2041 | 0 |  | 1 | Unit |  | PJM | 0 | 0 | 0.97 | 0 | 0 | 0 | 0 | 0 | 0 | 0 | 0 | 0
4951 | Area 1001 20-Hour Compressed Air 2042 | ATC | 2025 | AEP-KPCO | 0 | 0 | 0 | 0 | 0 |  | 0 | 0 | 0 | 0 | 0 | 0 | 0 | 0 | -1 | 0 | 0 |  | 0 | 0 | 0 | 0 | 0 | 0 | 0 | 0 | 0 | 0 | 0 | 0 | 0 | -1 | 0 | 0 | 0 | 0 | 0 | 0 | 0 | 0 | 0 | 0 | 0 | 0 | 0 | 0 | 0 | 0 | 0 |  |  |  |  | 0 | 0 | 0 | 0 | 0 | 0 | 0 | 0 | -3.0558e-06 | 1/1/2042 | 12/31/2099 | TRUE | 20-Hour Compressed Air Storage |  | 2025 |  |  |  | REF | 0 | 0 | Real 2021 ¦ 12/22/2022 3:42:52 PM | 0 | Area 1001 20-Hour Compressed Air 2042 | 0 |  | 1 | Unit |  | PJM | 0 | 0 | 0.97 | 0 | 0 | 0 | 0 | 0 | 0 | 0 | 0 | 0
4952 | Area 1001 20-Hour Compressed Air 2043 | ATC | 2025 | AEP-KPCO | 0 | 0 | 0 | 0 | 0 |  | 0 | 0 | 0 | 0 | 0 | 0 | 0 | 0 | -1 | 0 | 0 |  | 0 | 0 | 0 | 0 | 0 | 0 | 0 | 0 | 0 | 0 | 0 | 0 | 0 | -1 | 0 | 0 | 0 | 0 | 0 | 0 | 0 | 0 | 0 | 0 | 0 | 0 | 0 | 0 | 0 | 0 | 0 |  |  |  |  | 0 | 0 | 0 | 0 | 0 | 0 | 0 | 0 | -3.0558e-06 | 1/1/2043 | 12/31/2099 | TRUE | 20-Hour Compressed Air Storage |  | 2025 |  |  |  | REF | 0 | 0 | Real 2021 ¦ 12/22/2022 3:42:52 PM | 0 | Area 1001 20-Hour Compressed Air 2043 | 0 |  | 1 | Unit |  | PJM | 0 | 0 | 0.97 | 0 | 0 | 0 | 0 | 0 | 0 | 0 | 0 | 0
4953 | Area 1001 Hydrogen electrolyzer + Hydrogen gas CT 2023 | ATC | 2025 | AEP-KPCO | 240 | 240 | 0 | 0 | 0 |  | 0 | 131238.7031 | 240 | 118225.8125 | 13012.8975 | 0 | 0 | 0 | -1 | 0 | 0 |  | 0 | 0 | -0.52296 | -4581.0918 | -4581.0918 | 0 | 0 | 0 | 0 | 77.8222 | 77.8222 | 0 | 0 | -1 | 0 | 0 | 12 | 0 | 0.34859 | 0.34859 | 0 | 0 | 0 | 0 | 0 | -131322.2656 | 0 | 0 | 0 | 0 | 0 | -0.002179 |  |  |  | 0 | 0 | 0 | 0 | 0 | 418 | 1445.0306 | 1807.8368 | -359.3195 | 1/1/2023 | 12/31/2099 | TRUE | 10-Hour H2 Electrolyzer |  | 2025 |  |  |  | REF | 0 | 0 | Real 2021 ¦ 12/22/2022 3:42:52 PM | 135.1825 | Area 1001 Hydrogen electrolyzer + Hydrogen gas CT 2023 | 0 |  | 1 | Unit |  | PJM | 232.8 | 0 | 0.97 | 0 | 0 | 0 | 0 | 2102400 | 161.3746 | 0 | 0 | 0
4954 | Area 1001 Hydrogen electrolyzer + Hydrogen gas CT 2024 | ATC | 2025 | AEP-KPCO | 240 | 240 | 0 | 0 | 0 |  | 0 | 115345.7969 | 240 | 102359.3203 | 12986.4756 | 0 | 0 | 0 | -1 | 0 | 0 |  | 0 | 0 | 0 | 0 | 0 | 0 | 0 | 0 | 0 | 0 | 0 | 0 | 0 | -1 | 0 | 0 | 0 | 0 | 0 | 0 | 0 | 0 | 0 | 0 | 0 | -115345.7969 | 0 | 0 | 0 | 0 | 0 | 0 |  |  |  | 0 | 0 | 0 | 0 | 0 | 0 | 0 | 0 | -1.011e-07 | 1/1/2024 | 12/31/2099 | TRUE | 10-Hour H2 Electrolyzer |  | 2025 |  |  |  | REF | 0 | 0 | Real 2021 ¦ 12/22/2022 3:42:52 PM | 8.0317e-08 | Area 1001 Hydrogen electrolyzer + Hydrogen gas CT 2024 | 0 |  | 1 | Unit |  | PJM | 232.8 | 0 | 0.97 | 0 | 0 | 0 | 0 | 2102400 | 0 | 0 | 0 | 0
4955 | Area 1001 Hydrogen electrolyzer + Hydrogen gas CT 2025 | ATC | 2025 | AEP-KPCO | 240 | 240 | 0 | 0 | 0 |  | 0 | 108291.0938 | 240 | 95317.8281 | 12973.2646 | 0 | 0 | 0 | -1 | 0 | 0 |  | 0 | 0 | 0 | 0 | 0 | 0 | 0 | 0 | 0 | 0 | 0 | 0 | 0 | -1 | 0 | 0 | 0 | 0 | 0 | 0 | 0 | 0 | 0 | 0 | 0 | -108291.0938 | 0 | 0 | 0 | 0 | 0 | 0 |  |  |  | 0 | 0 | 0 | 0 | 0 | 0 | 0 | 0 | -1.0422e-07 | 1/1/2025 | 12/31/2099 | TRUE | 10-Hour H2 Electrolyzer |  | 2025 |  |  |  | REF | 0 | 0 | Real 2021 ¦ 12/22/2022 3:42:52 PM | 8.0317e-08 | Area 1001 Hydrogen electrolyzer + Hydrogen gas CT 2025 | 0 |  | 1 | Unit |  | PJM | 232.8 | 0 | 0.97 | 0 | 0 | 0 | 0 | 2102400 | 0 | 0 | 0 | 0
4956 | Area 1001 Hydrogen electrolyzer + Hydrogen gas CT 2026 | ATC | 2025 | AEP-KPCO | 0 | 0 | 0 | 0 | 0 |  | 0 | 0 | 0 | 0 | 0 | 0 | 0 | 0 | -1 | 0 | 0 |  | 0 | 0 | 0 | 0 | 0 | 0 | 0 | 0 | 0 | 0 | 0 | 0 | 0 | -1 | 0 | 0 | 0 | 0 | 0 | 0 | 0 | 0 | 0 | 0 | 0 | 0 | 0 | 0 | 0 | 0 | 0 |  |  |  |  | 0 | 0 | 0 | 0 | 0 | 0 | 0 | 0 | -1.5279e-06 | 1/1/2026 | 12/31/2099 | TRUE | 10-Hour H2 Electrolyzer |  | 2025 |  |  |  | REF | 0 | 0 | Real 2021 ¦ 12/22/2022 3:42:52 PM | 0 | Area 1001 Hydrogen electrolyzer + Hydrogen gas CT 2026 | 0 |  | 1 | Unit |  | PJM | 0 | 0 | 0.97 | 0 | 0 | 0 | 0 | 0 | 0 | 0 | 0 | 0
4957 | Area 1001 Hydrogen electrolyzer + Hydrogen gas CT 2027 | ATC | 2025 | AEP-KPCO | 0 | 0 | 0 | 0 | 0 |  | 0 | 0 | 0 | 0 | 0 | 0 | 0 | 0 | -1 | 0 | 0 |  | 0 | 0 | 0 | 0 | 0 | 0 | 0 | 0 | 0 | 0 | 0 | 0 | 0 | -1 | 0 | 0 | 0 | 0 | 0 | 0 | 0 | 0 | 0 | 0 | 0 | 0 | 0 | 0 | 0 | 0 | 0 |  |  |  |  | 0 | 0 | 0 | 0 | 0 | 0 | 0 | 0 | -1.5279e-06 | 1/1/2027 | 12/31/2099 | TRUE | 10-Hour H2 Electrolyzer |  | 2025 |  |  |  | REF | 0 | 0 | Real 2021 ¦ 12/22/2022 3:42:52 PM | 0 | Area 1001 Hydrogen electrolyzer + Hydrogen gas CT 2027 | 0 |  | 1 | Unit |  | PJM | 0 | 0 | 0.97 | 0 | 0 | 0 | 0 | 0 | 0 | 0 | 0 | 0
4958 | Area 1001 Hydrogen electrolyzer + Hydrogen gas CT 2028 | ATC | 2025 | AEP-KPCO | 0 | 0 | 0 | 0 | 0 |  | 0 | 0 | 0 | 0 | 0 | 0 | 0 | 0 | -1 | 0 | 0 |  | 0 | 0 | 0 | 0 | 0 | 0 | 0 | 0 | 0 | 0 | 0 | 0 | 0 | -1 | 0 | 0 | 0 | 0 | 0 | 0 | 0 | 0 | 0 | 0 | 0 | 0 | 0 | 0 | 0 | 0 | 0 |  |  |  |  | 0 | 0 | 0 | 0 | 0 | 0 | 0 | 0 | -1.5279e-06 | 1/1/2028 | 12/31/2099 | TRUE | 10-Hour H2 Electrolyzer |  | 2025 |  |  |  | REF | 0 | 0 | Real 2021 ¦ 12/22/2022 3:42:52 PM | 0 | Area 1001 Hydrogen electrolyzer + Hydrogen gas CT 2028 | 0 |  | 1 | Unit |  | PJM | 0 | 0 | 0.97 | 0 | 0 | 0 | 0 | 0 | 0 | 0 | 0 | 0
4959 | Area 1001 Hydrogen electrolyzer + Hydrogen gas CT 2029 | ATC | 2025 | AEP-KPCO | 0 | 0 | 0 | 0 | 0 |  | 0 | 0 | 0 | 0 | 0 | 0 | 0 | 0 | -1 | 0 | 0 |  | 0 | 0 | 0 | 0 | 0 | 0 | 0 | 0 | 0 | 0 | 0 | 0 | 0 | -1 | 0 | 0 | 0 | 0 | 0 | 0 | 0 | 0 | 0 | 0 | 0 | 0 | 0 | 0 | 0 | 0 | 0 |  |  |  |  | 0 | 0 | 0 | 0 | 0 | 0 | 0 | 0 | -1.5279e-06 | 1/1/2029 | 12/31/2099 | TRUE | 10-Hour H2 Electrolyzer |  | 2025 |  |  |  | REF | 0 | 0 | Real 2021 ¦ 12/22/2022 3:42:52 PM | 0 | Area 1001 Hydrogen electrolyzer + Hydrogen gas CT 2029 | 0 |  | 1 | Unit |  | PJM | 0 | 0 | 0.97 | 0 | 0 | 0 | 0 | 0 | 0 | 0 | 0 | 0
4960 | Area 1001 Hydrogen electrolyzer + Hydrogen gas CT 2030 | ATC | 2025 | AEP-KPCO | 0 | 0 | 0 | 0 | 0 |  | 0 | 0 | 0 | 0 | 0 | 0 | 0 | 0 | -1 | 0 | 0 |  | 0 | 0 | 0 | 0 | 0 | 0 | 0 | 0 | 0 | 0 | 0 | 0 | 0 | -1 | 0 | 0 | 0 | 0 | 0 | 0 | 0 | 0 | 0 | 0 | 0 | 0 | 0 | 0 | 0 | 0 | 0 |  |  |  |  | 0 | 0 | 0 | 0 | 0 | 0 | 0 | 0 | -1.5279e-06 | 1/1/2030 | 12/31/2099 | TRUE | 10-Hour H2 Electrolyzer |  | 2025 |  |  |  | REF | 0 | 0 | Real 2021 ¦ 12/22/2022 3:42:52 PM | 0 | Area 1001 Hydrogen electrolyzer + Hydrogen gas CT 2030 | 0 |  | 1 | Unit |  | PJM | 0 | 0 | 0.97 | 0 | 0 | 0 | 0 | 0 | 0 | 0 | 0 | 0
4961 | Area 1001 Hydrogen electrolyzer + Hydrogen gas CT 2031 | ATC | 2025 | AEP-KPCO | 0 | 0 | 0 | 0 | 0 |  | 0 | 0 | 0 | 0 | 0 | 0 | 0 | 0 | -1 | 0 | 0 |  | 0 | 0 | 0 | 0 | 0 | 0 | 0 | 0 | 0 | 0 | 0 | 0 | 0 | -1 | 0 | 0 | 0 | 0 | 0 | 0 | 0 | 0 | 0 | 0 | 0 | 0 | 0 | 0 | 0 | 0 | 0 |  |  |  |  | 0 | 0 | 0 | 0 | 0 | 0 | 0 | 0 | -1.5279e-06 | 1/1/2031 | 12/31/2099 | TRUE | 10-Hour H2 Electrolyzer |  | 2025 |  |  |  | REF | 0 | 0 | Real 2021 ¦ 12/22/2022 3:42:52 PM | 0 | Area 1001 Hydrogen electrolyzer + Hydrogen gas CT 2031 | 0 |  | 1 | Unit |  | PJM | 0 | 0 | 0.97 | 0 | 0 | 0 | 0 | 0 | 0 | 0 | 0 | 0
4962 | Area 1001 Hydrogen electrolyzer + Hydrogen gas CT 2032 | ATC | 2025 | AEP-KPCO | 0 | 0 | 0 | 0 | 0 |  | 0 | 0 | 0 | 0 | 0 | 0 | 0 | 0 | -1 | 0 | 0 |  | 0 | 0 | 0 | 0 | 0 | 0 | 0 | 0 | 0 | 0 | 0 | 0 | 0 | -1 | 0 | 0 | 0 | 0 | 0 | 0 | 0 | 0 | 0 | 0 | 0 | 0 | 0 | 0 | 0 | 0 | 0 |  |  |  |  | 0 | 0 | 0 | 0 | 0 | 0 | 0 | 0 | -1.5279e-06 | 1/1/2032 | 12/31/2099 | TRUE | 10-Hour H2 Electrolyzer |  | 2025 |  |  |  | REF | 0 | 0 | Real 2021 ¦ 12/22/2022 3:42:52 PM | 0 | Area 1001 Hydrogen electrolyzer + Hydrogen gas CT 2032 | 0 |  | 1 | Unit |  | PJM | 0 | 0 | 0.97 | 0 | 0 | 0 | 0 | 0 | 0 | 0 | 0 | 0
4963 | Area 1001 Hydrogen electrolyzer + Hydrogen gas CT 2033 | ATC | 2025 | AEP-KPCO | 0 | 0 | 0 | 0 | 0 |  | 0 | 0 | 0 | 0 | 0 | 0 | 0 | 0 | -1 | 0 | 0 |  | 0 | 0 | 0 | 0 | 0 | 0 | 0 | 0 | 0 | 0 | 0 | 0 | 0 | -1 | 0 | 0 | 0 | 0 | 0 | 0 | 0 | 0 | 0 | 0 | 0 | 0 | 0 | 0 | 0 | 0 | 0 |  |  |  |  | 0 | 0 | 0 | 0 | 0 | 0 | 0 | 0 | -1.5279e-06 | 1/1/2033 | 12/31/2099 | TRUE | 10-Hour H2 Electrolyzer |  | 2025 |  |  |  | REF | 0 | 0 | Real 2021 ¦ 12/22/2022 3:42:52 PM | 0 | Area 1001 Hydrogen electrolyzer + Hydrogen gas CT 2033 | 0 |  | 1 | Unit |  | PJM | 0 | 0 | 0.97 | 0 | 0 | 0 | 0 | 0 | 0 | 0 | 0 | 0
4964 | Area 1001 Hydrogen electrolyzer + Hydrogen gas CT 2034 | ATC | 2025 | AEP-KPCO | 0 | 0 | 0 | 0 | 0 |  | 0 | 0 | 0 | 0 | 0 | 0 | 0 | 0 | -1 | 0 | 0 |  | 0 | 0 | 0 | 0 | 0 | 0 | 0 | 0 | 0 | 0 | 0 | 0 | 0 | -1 | 0 | 0 | 0 | 0 | 0 | 0 | 0 | 0 | 0 | 0 | 0 | 0 | 0 | 0 | 0 | 0 | 0 |  |  |  |  | 0 | 0 | 0 | 0 | 0 | 0 | 0 | 0 | -1.5279e-06 | 1/1/2034 | 12/31/2099 | TRUE | 10-Hour H2 Electrolyzer |  | 2025 |  |  |  | REF | 0 | 0 | Real 2021 ¦ 12/22/2022 3:42:52 PM | 0 | Area 1001 Hydrogen electrolyzer + Hydrogen gas CT 2034 | 0 |  | 1 | Unit |  | PJM | 0 | 0 | 0.97 | 0 | 0 | 0 | 0 | 0 | 0 | 0 | 0 | 0
4965 | Area 1001 Hydrogen electrolyzer + Hydrogen gas CT 2035 | ATC | 2025 | AEP-KPCO | 0 | 0 | 0 | 0 | 0 |  | 0 | 0 | 0 | 0 | 0 | 0 | 0 | 0 | -1 | 0 | 0 |  | 0 | 0 | 0 | 0 | 0 | 0 | 0 | 0 | 0 | 0 | 0 | 0 | 0 | -1 | 0 | 0 | 0 | 0 | 0 | 0 | 0 | 0 | 0 | 0 | 0 | 0 | 0 | 0 | 0 | 0 | 0 |  |  |  |  | 0 | 0 | 0 | 0 | 0 | 0 | 0 | 0 | -1.5279e-06 | 1/1/2035 | 12/31/2099 | TRUE | 10-Hour H2 Electrolyzer |  | 2025 |  |  |  | REF | 0 | 0 | Real 2021 ¦ 12/22/2022 3:42:52 PM | 0 | Area 1001 Hydrogen electrolyzer + Hydrogen gas CT 2035 | 0 |  | 1 | Unit |  | PJM | 0 | 0 | 0.97 | 0 | 0 | 0 | 0 | 0 | 0 | 0 | 0 | 0
4966 | Area 1001 Hydrogen electrolyzer + Hydrogen gas CT 2036 | ATC | 2025 | AEP-KPCO | 0 | 0 | 0 | 0 | 0 |  | 0 | 0 | 0 | 0 | 0 | 0 | 0 | 0 | -1 | 0 | 0 |  | 0 | 0 | 0 | 0 | 0 | 0 | 0 | 0 | 0 | 0 | 0 | 0 | 0 | -1 | 0 | 0 | 0 | 0 | 0 | 0 | 0 | 0 | 0 | 0 | 0 | 0 | 0 | 0 | 0 | 0 | 0 |  |  |  |  | 0 | 0 | 0 | 0 | 0 | 0 | 0 | 0 | -1.5279e-06 | 1/1/2036 | 12/31/2099 | TRUE | 10-Hour H2 Electrolyzer |  | 2025 |  |  |  | REF | 0 | 0 | Real 2021 ¦ 12/22/2022 3:42:52 PM | 0 | Area 1001 Hydrogen electrolyzer + Hydrogen gas CT 2036 | 0 |  | 1 | Unit |  | PJM | 0 | 0 | 0.97 | 0 | 0 | 0 | 0 | 0 | 0 | 0 | 0 | 0
4967 | Area 1001 Hydrogen electrolyzer + Hydrogen gas CT 2037 | ATC | 2025 | AEP-KPCO | 0 | 0 | 0 | 0 | 0 |  | 0 | 0 | 0 | 0 | 0 | 0 | 0 | 0 | -1 | 0 | 0 |  | 0 | 0 | 0 | 0 | 0 | 0 | 0 | 0 | 0 | 0 | 0 | 0 | 0 | -1 | 0 | 0 | 0 | 0 | 0 | 0 | 0 | 0 | 0 | 0 | 0 | 0 | 0 | 0 | 0 | 0 | 0 |  |  |  |  | 0 | 0 | 0 | 0 | 0 | 0 | 0 | 0 | -1.5279e-06 | 1/1/2037 | 12/31/2099 | TRUE | 10-Hour H2 Electrolyzer |  | 2025 |  |  |  | REF | 0 | 0 | Real 2021 ¦ 12/22/2022 3:42:52 PM | 0 | Area 1001 Hydrogen electrolyzer + Hydrogen gas CT 2037 | 0 |  | 1 | Unit |  | PJM | 0 | 0 | 0.97 | 0 | 0 | 0 | 0 | 0 | 0 | 0 | 0 | 0
4968 | Area 1001 Hydrogen electrolyzer + Hydrogen gas CT 2038 | ATC | 2025 | AEP-KPCO | 0 | 0 | 0 | 0 | 0 |  | 0 | 0 | 0 | 0 | 0 | 0 | 0 | 0 | -1 | 0 | 0 |  | 0 | 0 | 0 | 0 | 0 | 0 | 0 | 0 | 0 | 0 | 0 | 0 | 0 | -1 | 0 | 0 | 0 | 0 | 0 | 0 | 0 | 0 | 0 | 0 | 0 | 0 | 0 | 0 | 0 | 0 | 0 |  |  |  |  | 0 | 0 | 0 | 0 | 0 | 0 | 0 | 0 | -1.5279e-06 | 1/1/2038 | 12/31/2099 | TRUE | 10-Hour H2 Electrolyzer |  | 2025 |  |  |  | REF | 0 | 0 | Real 2021 ¦ 12/22/2022 3:42:52 PM | 0 | Area 1001 Hydrogen electrolyzer + Hydrogen gas CT 2038 | 0 |  | 1 | Unit |  | PJM | 0 | 0 | 0.97 | 0 | 0 | 0 | 0 | 0 | 0 | 0 | 0 | 0
4969 | Area 1001 Hydrogen electrolyzer + Hydrogen gas CT 2039 | ATC | 2025 | AEP-KPCO | 0 | 0 | 0 | 0 | 0 |  | 0 | 0 | 0 | 0 | 0 | 0 | 0 | 0 | -1 | 0 | 0 |  | 0 | 0 | 0 | 0 | 0 | 0 | 0 | 0 | 0 | 0 | 0 | 0 | 0 | -1 | 0 | 0 | 0 | 0 | 0 | 0 | 0 | 0 | 0 | 0 | 0 | 0 | 0 | 0 | 0 | 0 | 0 |  |  |  |  | 0 | 0 | 0 | 0 | 0 | 0 | 0 | 0 | -1.5279e-06 | 1/1/2039 | 12/31/2099 | TRUE | 10-Hour H2 Electrolyzer |  | 2025 |  |  |  | REF | 0 | 0 | Real 2021 ¦ 12/22/2022 3:42:52 PM | 0 | Area 1001 Hydrogen electrolyzer + Hydrogen gas CT 2039 | 0 |  | 1 | Unit |  | PJM | 0 | 0 | 0.97 | 0 | 0 | 0 | 0 | 0 | 0 | 0 | 0 | 0
4970 | Area 1001 Hydrogen electrolyzer + Hydrogen gas CT 2040 | ATC | 2025 | AEP-KPCO | 0 | 0 | 0 | 0 | 0 |  | 0 | 0 | 0 | 0 | 0 | 0 | 0 | 0 | -1 | 0 | 0 |  | 0 | 0 | 0 | 0 | 0 | 0 | 0 | 0 | 0 | 0 | 0 | 0 | 0 | -1 | 0 | 0 | 0 | 0 | 0 | 0 | 0 | 0 | 0 | 0 | 0 | 0 | 0 | 0 | 0 | 0 | 0 |  |  |  |  | 0 | 0 | 0 | 0 | 0 | 0 | 0 | 0 | -1.5279e-06 | 1/1/2040 | 12/31/2099 | TRUE | 10-Hour H2 Electrolyzer |  | 2025 |  |  |  | REF | 0 | 0 | Real 2021 ¦ 12/22/2022 3:42:52 PM | 0 | Area 1001 Hydrogen electrolyzer + Hydrogen gas CT 2040 | 0 |  | 1 | Unit |  | PJM | 0 | 0 | 0.97 | 0 | 0 | 0 | 0 | 0 | 0 | 0 | 0 | 0
4971 | Area 1001 Hydrogen electrolyzer + Hydrogen gas CT 2041 | ATC | 2025 | AEP-KPCO | 0 | 0 | 0 | 0 | 0 |  | 0 | 0 | 0 | 0 | 0 | 0 | 0 | 0 | -1 | 0 | 0 |  | 0 | 0 | 0 | 0 | 0 | 0 | 0 | 0 | 0 | 0 | 0 | 0 | 0 | -1 | 0 | 0 | 0 | 0 | 0 | 0 | 0 | 0 | 0 | 0 | 0 | 0 | 0 | 0 | 0 | 0 | 0 |  |  |  |  | 0 | 0 | 0 | 0 | 0 | 0 | 0 | 0 | -1.5279e-06 | 1/1/2041 | 12/31/2099 | TRUE | 10-Hour H2 Electrolyzer |  | 2025 |  |  |  | REF | 0 | 0 | Real 2021 ¦ 12/22/2022 3:42:52 PM | 0 | Area 1001 Hydrogen electrolyzer + Hydrogen gas CT 2041 | 0 |  | 1 | Unit |  | PJM | 0 | 0 | 0.97 | 0 | 0 | 0 | 0 | 0 | 0 | 0 | 0 | 0
4972 | Area 1001 Hydrogen electrolyzer + Hydrogen gas CT 2042 | ATC | 2025 | AEP-KPCO | 0 | 0 | 0 | 0 | 0 |  | 0 | 0 | 0 | 0 | 0 | 0 | 0 | 0 | -1 | 0 | 0 |  | 0 | 0 | 0 | 0 | 0 | 0 | 0 | 0 | 0 | 0 | 0 | 0 | 0 | -1 | 0 | 0 | 0 | 0 | 0 | 0 | 0 | 0 | 0 | 0 | 0 | 0 | 0 | 0 | 0 | 0 | 0 |  |  |  |  | 0 | 0 | 0 | 0 | 0 | 0 | 0 | 0 | -1.5279e-06 | 1/1/2042 | 12/31/2099 | TRUE | 10-Hour H2 Electrolyzer |  | 2025 |  |  |  | REF | 0 | 0 | Real 2021 ¦ 12/22/2022 3:42:52 PM | 0 | Area 1001 Hydrogen electrolyzer + Hydrogen gas CT 2042 | 0 |  | 1 | Unit |  | PJM | 0 | 0 | 0.97 | 0 | 0 | 0 | 0 | 0 | 0 | 0 | 0 | 0
4973 | Area 1001 Hydrogen electrolyzer + Hydrogen gas CT 2043 | ATC | 2025 | AEP-KPCO | 0 | 0 | 0 | 0 | 0 |  | 0 | 0 | 0 | 0 | 0 | 0 | 0 | 0 | -1 | 0 | 0 |  | 0 | 0 | 0 | 0 | 0 | 0 | 0 | 0 | 0 | 0 | 0 | 0 | 0 | -1 | 0 | 0 | 0 | 0 | 0 | 0 | 0 | 0 | 0 | 0 | 0 | 0 | 0 | 0 | 0 | 0 | 0 |  |  |  |  | 0 | 0 | 0 | 0 | 0 | 0 | 0 | 0 | -1.5279e-06 | 1/1/2043 | 12/31/2099 | TRUE | 10-Hour H2 Electrolyzer |  | 2025 |  |  |  | REF | 0 | 0 | Real 2021 ¦ 12/22/2022 3:42:52 PM | 0 | Area 1001 Hydrogen electrolyzer + Hydrogen gas CT 2043 | 0 |  | 1 | Unit |  | PJM | 0 | 0 | 0.97 | 0 | 0 | 0 | 0 | 0 | 0 | 0 | 0 | 0
4974 | Area 1001 Test Paired Solar | ATC | 2025 | AEP-KPCO | 22.8336 | 100 | 0 | 0 | 0 | 0 | 0 | 19045.9512 | 100 | 17559.7051 | 1486.2446 | 0 | 0 | 0 | -1 | 0 | 0 | 0 | 0 | 0 | 22.8336 | 200022.6875 | 200022.6875 | 0 | 0.091324 | 0 | 0 | 8166.2393 | 8166.2393 | 0 | 0 | -1 | 0 | 0 | 365 | 0 | 0 | 0 | 0 | 0 | 0 | 0 | 0 | -10879.7109 | 0 | 0 | 0 | 0 | 0 | 0.22834 | 40.8266 | 95.2189 | -54.3924 | 0 | 77.1664 | 0 | 0 | 0 | 4383 | 200022.6875 | 0 | 0 | 1/1/2023 | 12/31/2099 | TRUE | Solar |  | 2025 |  |  |  | REF | 0 | 0 | Real 2021 ¦ 12/22/2022 3:42:52 PM | 0 | Area 1001 Test Paired Solar | 0 |  | 1 | Unit |  | PJM | 5 | 0 | 0.28545 | 0 | 0 | 0 | 0 | 200022.6875 | 0 | 0 | 0 | 0
4975 | Area 1001 Test Paired Storage | ATC | 2025 | AEP-KPCO | 50 | 50 | 0 | 0 | 0 |  | 0 | 10673.4385 | 50 | 9498.2041 | 1175.2343 | 0 | 0 | 0 | -1 | 0 | 0 |  | 0 | 0 | -0.94964 | -8318.8545 | -8318.8545 | 0 | 0 | 0 | 0 | 1962.8729 | 1962.8729 | 0 | 0 | -1 | 0 | 0 | 432 | 0 | 0.56519 | 0.56519 | 0 | 0 | 0 | 0 | 0 | -10398.2158 | 0 | 0 | 0 | 0 | 0 | -0.018993 |  |  |  | 0 | 0 | 0 | 0 | 0 | 4835 | 38908.5938 | 40143.332 | -1232.4282 | 1/1/2023 | 12/31/2099 | TRUE | 4-Hour Li-on Battery Storage |  | 2025 |  |  |  | REF | 0 | 0 | Real 2021 ¦ 12/22/2022 3:42:52 PM | 106.4333 | Area 1001 Test Paired Storage | 0 |  | 1 | Unit |  | PJM | 48.5 | 0 | 0.97 | 0 | 0 | 0 | 0 | 438000 | 1687.6499 | 0 | 0 | 0
4976 | Spicewood Solar 2027 | ATC | 2025 | AEP-KPCO | 0 | 0 | 0 | 0 | 0 |  | 0 | 0 | 0 | 0 | 0 | 0 | 0 | 0 | -1 | 0 | 0 |  | 0 | 0 | 0 | 0 | 0 | 0 | 0 | 0 | 0 | 0 | 0 | 0 | 0 | -1 | 0 | 0 | 0 | 0 | 0 | 0 | 0 | 0 | 0 | 0 | 0 | 0 | 0 | 0 | 0 | 0 | 0 |  |  |  |  | 0 | 0 | 0 | 0 | 0 | 0 | 0 | 0 | 0 | 1/1/2027 | 12/31/2099 | TRUE | Solar |  | 2025 |  |  |  | REF | 0 | 0 | Real 2021 ¦ 12/22/2022 3:42:52 PM | 0 | Spicewood Solar 2027 | 0 |  | 1 | Unit |  | PJM | 0 | 0 | 0.28545 | 0 | 0 | 0 | 0 | 0 | 0 | 0 | 0 | 0
4977 | Big Sandy #1_Ext Gas | ATC | 2025 | AEP-KPCO | 0 | 0 | 0 | 0 | 0 |  | 0 | 0 | 0 | 0 | 0 | 0 | 0 | 0 | -1 | 0 | 0 |  | 0 | 0 | 0 | 0 | 0 | 0 | 0 | 0 | 0 | 0 | 0 | 0 | 0 | -1 | 0 | 0 | 0 | 0 | 0 | 0 | 0 | 0 | 0 | 0 | 0 | 0 | 0 | 0 | 0 | 0 | 0 |  |  |  |  | 0 | 0 | 0 | 0 | 0 | 0 | 0 | 0 | 0 | 6/1/2031 | 5/31/2041 | TRUE | TCO |  | 2025 |  |  |  | REF | 0 | 0 | Real 2021 ¦ 12/22/2022 3:42:52 PM | 0 | Big Sandy #1_Ext Gas | 0 |  | 2 | Unit |  | PJM | 0 | 0 | 0.95 | 0 | 0 | 0 | 0 | 0 | 0 | 0 | 0 | 0
4978 | Big Sandy #1_Ext_NGCCS retrofit 2031 | ATC | 2025 | AEP-KPCO | 0 | 0 | 0 | 0 | 0 |  | 0 | 0 | 0 | 0 | 0 | 0 | 0 | 0 | -1 | 0 | 0 |  | 0 | 0 | 0 | 0 | 0 | 0 | 0 | 0 | 0 | 0 | 0 | 0 | 0 | -1 | 0 | 0 | 0 | 0 | 0 | 0 | 0 | 0 | 0 | 0 | 0 | 0 | 0 | 0 | 0 | 0 | 0 |  |  |  |  | 0 | 0 | 0 | 0 | 0 | 0 | 0 | 0 | 0 | 6/1/2031 | 5/31/2041 | TRUE | TCO |  | 2025 |  |  |  | REF | 0 | 0 | Real 2021 ¦ 12/22/2022 3:42:52 PM | 0 | Big Sandy #1_Ext_NGCCS retrofit 2032 | 0 |  | 2 | Unit |  | PJM | 0 | 0 | 0.95 | 0 | 0 | 0 | 0 | 0 | 0 | 0 | 0 | 0
4979 | Residential - Low/Medium_23-25 | ATC | 2025 | AEP-KPCO | 2.3956 | 20985.1367 | 0 | 0 | 0 | 0 | 0 | 2198.2502 | 20985.1367 | 2198.2502 | 0 | 0 | 0 | 0 | -1 | 0 | 0 | 0 | 0 | 0 | 2.3956 | 20985.1367 | 20985.1367 | 0 | 0 | 0 | 0 | 874.336 | 874.336 | 0 | 0 | -1 | 0 | 0 | 365 | 0 | 0 | 0 | 0 | 0 | 0 | 0 | 0 | -1323.9142 | 0 | 0 | 0 | 0 | 0 | 0.00011416 | 41.6645 | 104.7527 | -63.0882 | 0 | 0 | 0 | 0 | 0 | 8760 | 20985.1367 | 0 | 0 | 1/1/2023 | 12/31/2099 | TRUE | DSM_EE |  | 2025 |  |  |  | REF | 0 | 0 | Real 2021 ¦ 12/22/2022 3:42:52 PM | 0 | Residential - Low/Medium_23-25 | 0 |  | 1 | Unit |  | PJM | 0.18242 | 0 | 0.28545 | 0 | 0 | 0 | 0 | 20985.1367 | 0 | 0 | 0 | 0
4980 | Residential - High_23-25 | ATC | 2025 | AEP-KPCO | 0.84348 | 7388.8501 | 0 | 0 | 0 | 0 | 0 | 3674.375 | 7388.8501 | 3674.375 | 0 | 0 | 0 | 0 | -1 | 0 | 0 | 0 | 0 | 0 | 0.84348 | 7388.8501 | 7388.8501 | 0 | 0 | 0 | 0 | 321.114 | 321.114 | 0 | 0 | -1 | 0 | 0 | 365 | 0 | 0 | 0 | 0 | 0 | 0 | 0 | 0 | -3353.2612 | 0 | 0 | 0 | 0 | 0 | 0.00011416 | 43.4593 | 497.2865 | -453.8272 | 0 | 0 | 0 | 0 | 0 | 8760 | 7388.8501 | 0 | 0 | 1/1/2023 | 12/31/2099 | TRUE | DSM_EE |  | 2025 |  |  |  | REF | 0 | 0 | Real 2021 ¦ 12/22/2022 3:42:52 PM | 0 | Residential - High_23-25 | 0 |  | 1 | Unit |  | PJM | 1.9683 | 0 | 1 | 0 | 0 | 0 | 0 | 7388.8501 | 0 | 0 | 0 | 0
4981 | Residential - Behavior_23-25 | ATC | 2025 | AEP-KPCO | 0.79149 | 6933.4238 | 0 | 0 | 0 | 0 | 0 | 403.4124 | 6933.4238 | 403.4124 | 0 | 0 | 0 | 0 | -1 | 0 | 0 | 0 | 0 | 0 | 0.79149 | 6933.4238 | 6933.4238 | 0 | 0 | 0 | 0 | 294.4205 | 294.4205 | 0 | 0 | -1 | 0 | 0 | 365 | 0 | 0 | 0 | 0 | 0 | 0 | 0 | 0 | -108.9919 | 0 | 0 | 0 | 0 | 0 | 0.00011416 | 42.4639 | 58.1837 | -15.7198 | 0 | 0 | 0 | 0 | 0 | 8760 | 6933.4238 | 0 | 0 | 1/1/2023 | 12/31/2099 | TRUE | DSM_EE |  | 2025 |  |  |  | REF | 0 | 0 | Real 2021 ¦ 12/22/2022 3:42:52 PM | 0 | Residential - Behavior_23-25 | 0 |  | 1 | Unit |  | PJM | 1.6174 | 0 | 1 | 0 | 0 | 0 | 0 | 6933.4238 | 0 | 0 | 0 | 0
4982 | C&I - Low_23-25 | ATC | 2025 | AEP-KPCO | 6.5182 | 57099.5234 | 0 | 0 | 0 | 0 | 0 | 4969.251 | 57099.5234 | 4969.251 | 0 | 0 | 0 | 0 | -1 | 0 | 0 | 0 | 0 | 0 | 6.5182 | 57099.5234 | 57099.5234 | 0 | 0 | 0 | 0 | 2323.2336 | 2323.2336 | 0 | 0 | -1 | 0 | 0 | 365 | 0 | 0 | 0 | 0 | 0 | 0 | 0 | 0 | -2646.0173 | 0 | 0 | 0 | 0 | 0 | 0.00011416 | 40.6874 | 87.0279 | -46.3404 | 0 | 0 | 0 | 0 | 0 | 8760 | 57099.5234 | 0 | 0 | 1/1/2023 | 12/31/2099 | TRUE | DSM_EE |  | 2025 |  |  |  | REF | 0 | 0 | Real 2021 ¦ 12/22/2022 3:42:52 PM | 0 | C&I - Low_23-25 | 0 |  | 1 | Unit |  | PJM | 6.2183 | 0 | 1 | 0 | 0 | 0 | 0 | 57099.5234 | 0 | 0 | 0 | 0
4983 | C&I - High_23-25 | ATC | 2025 | AEP-KPCO | 0.2013 | 1763.411 | 0 | 0 | 0 | 0 | 0 | 261.6007 | 1763.411 | 261.6007 | 0 | 0 | 0 | 0 | -1 | 0 | 0 | 0 | 0 | 0 | 0.2013 | 1763.411 | 1763.411 | 0 | 0 | 0 | 0 | 72.1788 | 72.1788 | 0 | 0 | -1 | 0 | 0 | 365 | 0 | 0 | 0 | 0 | 0 | 0 | 0 | 0 | -189.4218 | 0 | 0 | 0 | 0 | 0 | 0.00011416 | 40.9314 | 148.3492 | -107.4179 | 0 | 0 | 0 | 0 | 0 | 8760 | 1763.411 | 0 | 0 | 1/1/2023 | 12/31/2099 | TRUE | DSM_EE |  | 2025 |  |  |  | REF | 0 | 0 | Real 2021 ¦ 12/22/2022 3:42:52 PM | 0 | C&I - High_23-25 | 0 |  | 1 | Unit |  | PJM | 0.18846 | 0 | 1 | 0 | 0 | 0 | 0 | 1763.411 | 0 | 0 | 0 | 0
4984 | IQW_23-25 | ATC | 2025 | AEP-KPCO | 0.091309 | 799.868 | 0 | 0 | 0 | 0 | 0 | 566.441 | 799.868 | 566.441 | 0 | 0 | 0 | 0 | -1 | 0 | 0 | 0 | 0 | 0 | 0.091309 | 799.868 | 799.868 | 0 | 0 | 0 | 0 | 34.0185 | 34.0185 | 0 | 0 | -1 | 0 | 0 | 365 | 0 | 0 | 0 | 0 | 0 | 0 | 0 | 0 | -532.4225 | 0 | 0 | 0 | 0 | 0 | 0.00011416 | 42.5301 | 708.1681 | -665.6379 | 0 | 0 | 0 | 0 | 0 | 8760 | 799.868 | 0 | 0 | 1/1/2023 | 12/31/2099 | TRUE | DSM_EE |  | 2025 |  |  |  | REF | 0 | 0 | Real 2021 ¦ 12/22/2022 3:42:52 PM | 0 | IQW_23-25 | 0 |  | 1 | Unit |  | PJM | 0.25793 | 0 | 1 | 0 | 0 | 0 | 0 | 799.868 | 0 | 0 | 0 | 0
4985 | Residential - Low/Medium_26-30 | ATC | 2025 | AEP-KPCO | 0 | 0 | 0 | 0 | 0 |  | 0 | 0 | 0 | 0 | 0 | 0 | 0 | 0 | -1 | 0 | 0 |  | 0 | 0 | 0 | 0 | 0 | 0 | 0 | 100 | 0 | 0 | 0 | 0 | 0 | -1 | 0 | 0 | 0 | 0 | 0 | 0 | 0 | 0 | 0 | 0 | 0 | 0 | 0 | 0 | 0 | 0 | 0 |  |  |  |  | 0 | 0 | 0 | 0 | 0 | 0 | 0 | 0 | 0 | 1/1/2026 | 12/31/2099 | TRUE | DSM_EE |  | 2025 |  |  |  | REF | 0 | 0 | Real 2021 ¦ 12/22/2022 3:42:52 PM | 0 | Residential - Low/Medium_26-30 | 0 |  | 1 | Unit |  | PJM | 0 | 0 | 1 | 0 | 0 | 0 | 0 | 0 | 0 | 0 | 0 | 0
4986 | Residential - High_26-30 | ATC | 2025 | AEP-KPCO | 0 | 0 | 0 | 0 | 0 |  | 0 | 0 | 0 | 0 | 0 | 0 | 0 | 0 | -1 | 0 | 0 |  | 0 | 0 | 0 | 0 | 0 | 0 | 0 | 100 | 0 | 0 | 0 | 0 | 0 | -1 | 0 | 0 | 0 | 0 | 0 | 0 | 0 | 0 | 0 | 0 | 0 | 0 | 0 | 0 | 0 | 0 | 0 |  |  |  |  | 0 | 0 | 0 | 0 | 0 | 0 | 0 | 0 | 0 | 1/1/2026 | 12/31/2099 | TRUE | DSM_EE |  | 2025 |  |  |  | REF | 0 | 0 | Real 2021 ¦ 12/22/2022 3:42:52 PM | 0 | Residential - High_26-30 | 0 |  | 1 | Unit |  | PJM | 0 | 0 | 1 | 0 | 0 | 0 | 0 | 0 | 0 | 0 | 0 | 0
4987 | Residential - Behavior_26-30 | ATC | 2025 | AEP-KPCO | 0 | 0 | 0 | 0 | 0 |  | 0 | 0 | 0 | 0 | 0 | 0 | 0 | 0 | -1 | 0 | 0 |  | 0 | 0 | 0 | 0 | 0 | 0 | 0 | 100 | 0 | 0 | 0 | 0 | 0 | -1 | 0 | 0 | 0 | 0 | 0 | 0 | 0 | 0 | 0 | 0 | 0 | 0 | 0 | 0 | 0 | 0 | 0 |  |  |  |  | 0 | 0 | 0 | 0 | 0 | 0 | 0 | 0 | 0 | 1/1/2026 | 12/31/2099 | TRUE | DSM_EE |  | 2025 |  |  |  | REF | 0 | 0 | Real 2021 ¦ 12/22/2022 3:42:52 PM | 0 | Residential - Behavior_26-30 | 0 |  | 1 | Unit |  | PJM | 0 | 0 | 1 | 0 | 0 | 0 | 0 | 0 | 0 | 0 | 0 | 0
4988 | C&I - Low_26-30 | ATC | 2025 | AEP-KPCO | 0 | 0 | 0 | 0 | 0 |  | 0 | 0 | 0 | 0 | 0 | 0 | 0 | 0 | -1 | 0 | 0 |  | 0 | 0 | 0 | 0 | 0 | 0 | 0 | 100 | 0 | 0 | 0 | 0 | 0 | -1 | 0 | 0 | 0 | 0 | 0 | 0 | 0 | 0 | 0 | 0 | 0 | 0 | 0 | 0 | 0 | 0 | 0 |  |  |  |  | 0 | 0 | 0 | 0 | 0 | 0 | 0 | 0 | 0 | 1/1/2026 | 12/31/2099 | TRUE | DSM_EE |  | 2025 |  |  |  | REF | 0 | 0 | Real 2021 ¦ 12/22/2022 3:42:52 PM | 0 | C&I - Low_26-30 | 0 |  | 1 | Unit |  | PJM | 0 | 0 | 1 | 0 | 0 | 0 | 0 | 0 | 0 | 0 | 0 | 0
4989 | C&I - High_26-30 | ATC | 2025 | AEP-KPCO | 0 | 0 | 0 | 0 | 0 |  | 0 | 0 | 0 | 0 | 0 | 0 | 0 | 0 | -1 | 0 | 0 |  | 0 | 0 | 0 | 0 | 0 | 0 | 0 | 100 | 0 | 0 | 0 | 0 | 0 | -1 | 0 | 0 | 0 | 0 | 0 | 0 | 0 | 0 | 0 | 0 | 0 | 0 | 0 | 0 | 0 | 0 | 0 |  |  |  |  | 0 | 0 | 0 | 0 | 0 | 0 | 0 | 0 | 0 | 1/1/2026 | 12/31/2099 | TRUE | DSM_EE |  | 2025 |  |  |  | REF | 0 | 0 | Real 2021 ¦ 12/22/2022 3:42:52 PM | 0 | C&I - High_26-30 | 0 |  | 1 | Unit |  | PJM | 0 | 0 | 1 | 0 | 0 | 0 | 0 | 0 | 0 | 0 | 0 | 0
4990 | IQW_26-30 | ATC | 2025 | AEP-KPCO | 0 | 0 | 0 | 0 | 0 |  | 0 | 0 | 0 | 0 | 0 | 0 | 0 | 0 | -1 | 0 | 0 |  | 0 | 0 | 0 | 0 | 0 | 0 | 0 | 100 | 0 | 0 | 0 | 0 | 0 | -1 | 0 | 0 | 0 | 0 | 0 | 0 | 0 | 0 | 0 | 0 | 0 | 0 | 0 | 0 | 0 | 0 | 0 |  |  |  |  | 0 | 0 | 0 | 0 | 0 | 0 | 0 | 0 | 0 | 1/1/2026 | 12/31/2099 | TRUE | DSM_EE |  | 2025 |  |  |  | REF | 0 | 0 | Real 2021 ¦ 12/22/2022 3:42:52 PM | 0 | IQW_26-30 | 0 |  | 1 | Unit |  | PJM | 0 | 0 | 1 | 0 | 0 | 0 | 0 | 0 | 0 | 0 | 0 | 0
4991 | Residential - Low/Medium_31-42 | ATC | 2025 | AEP-KPCO | 0 | 0 | 0 | 0 | 0 |  | 0 | 0 | 0 | 0 | 0 | 0 | 0 | 0 | -1 | 0 | 0 |  | 0 | 0 | 0 | 0 | 0 | 0 | 0 | 100 | 0 | 0 | 0 | 0 | 0 | -1 | 0 | 0 | 0 | 0 | 0 | 0 | 0 | 0 | 0 | 0 | 0 | 0 | 0 | 0 | 0 | 0 | 0 |  |  |  |  | 0 | 0 | 0 | 0 | 0 | 0 | 0 | 0 | 0 | 1/1/2031 | 12/31/2099 | TRUE | DSM_EE |  | 2025 |  |  |  | REF | 0 | 0 | Real 2021 ¦ 12/22/2022 3:42:52 PM | 0 | Residential - Low/Medium_31-42 | 0 |  | 1 | Unit |  | PJM | 0 | 0 | 1 | 0 | 0 | 0 | 0 | 0 | 0 | 0 | 0 | 0
4992 | Residential - High_31-42 | ATC | 2025 | AEP-KPCO | 0 | 0 | 0 | 0 | 0 |  | 0 | 0 | 0 | 0 | 0 | 0 | 0 | 0 | -1 | 0 | 0 |  | 0 | 0 | 0 | 0 | 0 | 0 | 0 | 100 | 0 | 0 | 0 | 0 | 0 | -1 | 0 | 0 | 0 | 0 | 0 | 0 | 0 | 0 | 0 | 0 | 0 | 0 | 0 | 0 | 0 | 0 | 0 |  |  |  |  | 0 | 0 | 0 | 0 | 0 | 0 | 0 | 0 | 0 | 1/1/2031 | 12/31/2099 | TRUE | DSM_EE |  | 2025 |  |  |  | REF | 0 | 0 | Real 2021 ¦ 12/22/2022 3:42:52 PM | 0 | Residential - High_31-42 | 0 |  | 1 | Unit |  | PJM | 0 | 0 | 1 | 0 | 0 | 0 | 0 | 0 | 0 | 0 | 0 | 0
4993 | Residential - Behavior_31-42 | ATC | 2025 | AEP-KPCO | 0 | 0 | 0 | 0 | 0 |  | 0 | 0 | 0 | 0 | 0 | 0 | 0 | 0 | -1 | 0 | 0 |  | 0 | 0 | 0 | 0 | 0 | 0 | 0 | 100 | 0 | 0 | 0 | 0 | 0 | -1 | 0 | 0 | 0 | 0 | 0 | 0 | 0 | 0 | 0 | 0 | 0 | 0 | 0 | 0 | 0 | 0 | 0 |  |  |  |  | 0 | 0 | 0 | 0 | 0 | 0 | 0 | 0 | 0 | 1/1/2031 | 12/31/2099 | TRUE | DSM_EE |  | 2025 |  |  |  | REF | 0 | 0 | Real 2021 ¦ 12/22/2022 3:42:52 PM | 0 | Residential - Behavior_31-42 | 0 |  | 1 | Unit |  | PJM | 0 | 0 | 1 | 0 | 0 | 0 | 0 | 0 | 0 | 0 | 0 | 0
4994 | C&I - Low_31-42 | ATC | 2025 | AEP-KPCO | 0 | 0 | 0 | 0 | 0 |  | 0 | 0 | 0 | 0 | 0 | 0 | 0 | 0 | -1 | 0 | 0 |  | 0 | 0 | 0 | 0 | 0 | 0 | 0 | 100 | 0 | 0 | 0 | 0 | 0 | -1 | 0 | 0 | 0 | 0 | 0 | 0 | 0 | 0 | 0 | 0 | 0 | 0 | 0 | 0 | 0 | 0 | 0 |  |  |  |  | 0 | 0 | 0 | 0 | 0 | 0 | 0 | 0 | 0 | 1/1/2031 | 12/31/2099 | TRUE | DSM_EE |  | 2025 |  |  |  | REF | 0 | 0 | Real 2021 ¦ 12/22/2022 3:42:52 PM | 0 | C&I - Low_31-42 | 0 |  | 1 | Unit |  | PJM | 0 | 0 | 1 | 0 | 0 | 0 | 0 | 0 | 0 | 0 | 0 | 0
4995 | C&I - High_31-42 | ATC | 2025 | AEP-KPCO | 0 | 0 | 0 | 0 | 0 |  | 0 | 0 | 0 | 0 | 0 | 0 | 0 | 0 | -1 | 0 | 0 |  | 0 | 0 | 0 | 0 | 0 | 0 | 0 | 100 | 0 | 0 | 0 | 0 | 0 | -1 | 0 | 0 | 0 | 0 | 0 | 0 | 0 | 0 | 0 | 0 | 0 | 0 | 0 | 0 | 0 | 0 | 0 |  |  |  |  | 0 | 0 | 0 | 0 | 0 | 0 | 0 | 0 | 0 | 1/1/2031 | 12/31/2099 | TRUE | DSM_EE |  | 2025 |  |  |  | REF | 0 | 0 | Real 2021 ¦ 12/22/2022 3:42:52 PM | 0 | C&I - High_31-42 | 0 |  | 1 | Unit |  | PJM | 0 | 0 | 1 | 0 | 0 | 0 | 0 | 0 | 0 | 0 | 0 | 0
4996 | IQW_31-42 | ATC | 2025 | AEP-KPCO | 0 | 0 | 0 | 0 | 0 |  | 0 | 0 | 0 | 0 | 0 | 0 | 0 | 0 | -1 | 0 | 0 |  | 0 | 0 | 0 | 0 | 0 | 0 | 0 | 100 | 0 | 0 | 0 | 0 | 0 | -1 | 0 | 0 | 0 | 0 | 0 | 0 | 0 | 0 | 0 | 0 | 0 | 0 | 0 | 0 | 0 | 0 | 0 |  |  |  |  | 0 | 0 | 0 | 0 | 0 | 0 | 0 | 0 | 0 | 1/1/2031 | 12/31/2099 | TRUE | DSM_EE |  | 2025 |  |  |  | REF | 0 | 0 | Real 2021 ¦ 12/22/2022 3:42:52 PM | 0 | IQW_31-42 | 0 |  | 1 | Unit |  | PJM | 0 | 0 | 1 | 0 | 0 | 0 | 0 | 0 | 0 | 0 | 0 | 0
4997 | Area 1001 Test Paired Solar 3-1 | ATC | 2025 | AEP-KPCO | 34.2505 | 150 | 0 | 0 | 0 | 0 | 0 | 31178.1113 | 150 | 28948.7441 | 2229.3669 | 0 | 0 | 0 | -1 | 0 | 0 | 0 | 0 | 0 | 34.2505 | 300034.0312 | 300034.0312 | 0 | 0 | 0 | 0 | 12249.3594 | 12249.3594 | 0 | 0 | -1 | 0 | 0 | 365 | 0 | 0 | 0 | 0 | 0 | 0 | 0 | 0 | -18928.752 | 0 | 0 | 0 | 0 | 0 | 0.22834 | 40.8266 | 103.9152 | -63.0887 | 0 | 115.7495 | 0 | 0 | 0 | 4383 | 300034.0312 | 0 | 0 | 1/1/2023 | 12/31/2099 | TRUE | Solar |  | 2025 |  |  |  | REF | 0 | 0 | Real 2021 ¦ 12/22/2022 3:42:52 PM | 0 | Area 1001 Test Paired Solar 3-1 | 0 |  | 1 | Unit |  | PJM | 7.5 | 0 | 0.28545 | 0 | 0 | 0 | 0 | 300034.0312 | 0 | 0 | 0 | 0
4998 | Area 1001 Test Paired Storage 3-1 | ATC | 2025 | AEP-KPCO | 50 | 50 | 0 | 0 | 0 |  | 0 | 9393.6172 | 50 | 8218.3828 | 1175.2343 | 0 | 0 | 0 | -1 | 0 | 0 |  | 0 | 0 | -1.0183 | -8920.4756 | -8920.4756 | 0 | 0 | 0 | 0 | 2115.3428 | 2115.3428 | 0 | 0 | -1 | 0 | 0 | 448 | 0 | 0.55539 | 0.55539 | 0 | 0 | 0 | 0 | 0 | -9089.9932 | 0 | 0 | 0 | 0 | 0 | -0.020366 |  |  |  | 0 | 0 | 0 | 0 | 0 | 4800 | 42049.5898 | 43324.5547 | -1272.645 | 1/1/2023 | 12/31/2099 | TRUE | 4-Hour Li-on Battery Storage |  | 2025 |  |  |  | REF | 0 | 0 | Real 2021 ¦ 12/22/2022 3:42:52 PM | 106.2194 | Area 1001 Test Paired Storage 3-1 | 0 |  | 1 | Unit |  | PJM | 48.5 | 0 | 0.97 | 0 | 0 | 0 | 0 | 438000 | 1811.7192 | 0 | 0 | 0
4999 | Solar+Storage 3-1 2023 | ATC | 2025 | AEP-KPCO | 8.3675 | 8.3675 | 0 | 0 | 0 | 0 | 0 | 8584.4395 | 50 | 6897.2764 | 1687.163 | 0 | 0 | 0 | -1 | 0 | 0 | 0 | 0 | 0 | 8.3675 | 73299.3359 | 73299.3359 | 0 | 0 | 100 | 0 | 3107.071 | 3107.071 | 0 | 0 | -1 | 0 | 0 | 551 | 0 | 0 | 0 | 0 | 0 | 0 | 0 | 0 | -5477.3682 | 0 | 0 | 0 | 0 | 0 | 1 | 42.3888 | 117.1148 | -74.726 | 0 | 0 | 0 | 0 | 0 | 4148 | 73299.3359 | 0 | 0 | 1/1/2023 | 12/31/2099 | TRUE | Solar |  | 2025 |  |  |  | REF | 0 | 0 | Real 2021 ¦ 12/22/2022 3:42:52 PM | 0 | Solar+Storage 3-1 2023 | 0 |  | 1 | Unit |  | PJM | 0.59375 | 0 | 0.28545 | 0 | 0 | 0 | 0 | 73299.3359 | 0 | 0 | 0 | 0
5000 | Solar+Storage 3-1 2024 | ATC | 2025 | AEP-KPCO | 8.3675 | 8.3675 | 0 | 0 | 0 | 0 | 0 | 7626.6372 | 50 | 6011.0342 | 1615.603 | 0 | 0 | 0 | -1 | 0 | 0 | 0 | 0 | 0 | 8.3675 | 73299.3359 | 73299.3359 | 0 | 0 | 100 | 0 | 3107.071 | 3107.071 | 0 | 0 | -1 | 0 | 0 | 551 | 0 | 0 | 0 | 0 | 0 | 0 | 0 | 0 | -4519.5659 | 0 | 0 | 0 | 0 | 0 | 1 | 42.3888 | 104.0478 | -61.659 | 0 | 0 | 0 | 0 | 0 | 4148 | 73299.3359 | 0 | 0 | 1/1/2024 | 12/31/2099 | TRUE | Solar |  | 2025 |  |  |  | REF | 0 | 0 | Real 2021 ¦ 12/22/2022 3:42:52 PM | 0 | Solar+Storage 3-1 2024 | 0 |  | 1 | Unit |  | PJM | 0.59375 | 0 | 0.28545 | 0 | 0 | 0 | 0 | 73299.3359 | 0 | 0 | 0 | 0
5001 | Solar+Storage 3-1 2025 | ATC | 2025 | AEP-KPCO | 8.3675 | 8.3675 | 0 | 0 | 0 | 0 | 0 | 7048.6528 | 50 | 5499.1055 | 1549.5477 | 0 | 0 | 0 | -1 | 0 | 0 | 0 | 0 | 0 | 8.3675 | 73299.3359 | 73299.3359 | 0 | 0 | 100 | 0 | 3107.071 | 3107.071 | 0 | 0 | -1 | 0 | 0 | 551 | 0 | 0 | 0 | 0 | 0 | 0 | 0 | 0 | -3941.5818 | 0 | 0 | 0 | 0 | 0 | 1 | 42.3888 | 96.1626 | -53.7738 | 0 | 0 | 0 | 0 | 0 | 4148 | 73299.3359 | 0 | 0 | 1/1/2025 | 12/31/2099 | TRUE | Solar |  | 2025 |  |  |  | REF | 0 | 0 | Real 2021 ¦ 12/22/2022 3:42:52 PM | 0 | Solar+Storage 3-1 2025 | 0 |  | 1 | Unit |  | PJM | 0.59375 | 0 | 0.28545 | 0 | 0 | 0 | 0 | 73299.3359 | 0 | 0 | 0 | 0
5002 | Solar+Storage 3-1 2026 | ATC | 2025 | AEP-KPCO | 0 | 0 | 0 | 0 | 0 |  | 0 | 0 | 0 | 0 | 0 | 0 | 0 | 0 | -1 | 0 | 0 |  | 0 | 0 | 0 | 0 | 0 | 0 | 0 | 100 | 0 | 0 | 0 | 0 | 0 | -1 | 0 | 0 | 0 | 0 | 0 | 0 | 0 | 0 | 0 | 0 | 0 | 0 | 0 | 0 | 0 | 0 | 0 |  |  |  |  | 0 | 0 | 0 | 0 | 0 | 0 | 0 | 0 | 0 | 1/1/2026 | 12/31/2099 | TRUE | Solar |  | 2025 |  |  |  | REF | 0 | 0 | Real 2021 ¦ 12/22/2022 3:42:52 PM | 0 | Solar+Storage 3-1 2026 | 0 |  | 1 | Unit |  | PJM | 0 | 0 | 0.28545 | 0 | 0 | 0 | 0 | 0 | 0 | 0 | 0 | 0
5003 | Solar+Storage 3-1 2027 | ATC | 2025 | AEP-KPCO | 0 | 0 | 0 | 0 | 0 |  | 0 | 0 | 0 | 0 | 0 | 0 | 0 | 0 | -1 | 0 | 0 |  | 0 | 0 | 0 | 0 | 0 | 0 | 0 | 100 | 0 | 0 | 0 | 0 | 0 | -1 | 0 | 0 | 0 | 0 | 0 | 0 | 0 | 0 | 0 | 0 | 0 | 0 | 0 | 0 | 0 | 0 | 0 |  |  |  |  | 0 | 0 | 0 | 0 | 0 | 0 | 0 | 0 | 0 | 1/1/2027 | 12/31/2099 | TRUE | Solar |  | 2025 |  |  |  | REF | 0 | 0 | Real 2021 ¦ 12/22/2022 3:42:52 PM | 0 | Solar+Storage 3-1 2027 | 0 |  | 1 | Unit |  | PJM | 0 | 0 | 0.28545 | 0 | 0 | 0 | 0 | 0 | 0 | 0 | 0 | 0
5004 | Solar+Storage 3-1 2028 | ATC | 2025 | AEP-KPCO | 0 | 0 | 0 | 0 | 0 |  | 0 | 0 | 0 | 0 | 0 | 0 | 0 | 0 | -1 | 0 | 0 |  | 0 | 0 | 0 | 0 | 0 | 0 | 0 | 100 | 0 | 0 | 0 | 0 | 0 | -1 | 0 | 0 | 0 | 0 | 0 | 0 | 0 | 0 | 0 | 0 | 0 | 0 | 0 | 0 | 0 | 0 | 0 |  |  |  |  | 0 | 0 | 0 | 0 | 0 | 0 | 0 | 0 | 0 | 1/1/2028 | 12/31/2099 | TRUE | Solar |  | 2025 |  |  |  | REF | 0 | 0 | Real 2021 ¦ 12/22/2022 3:42:52 PM | 0 | Solar+Storage 3-1 2028 | 0 |  | 1 | Unit |  | PJM | 0 | 0 | 0.28545 | 0 | 0 | 0 | 0 | 0 | 0 | 0 | 0 | 0
5005 | Solar+Storage 3-1 2029 | ATC | 2025 | AEP-KPCO | 0 | 0 | 0 | 0 | 0 |  | 0 | 0 | 0 | 0 | 0 | 0 | 0 | 0 | -1 | 0 | 0 |  | 0 | 0 | 0 | 0 | 0 | 0 | 0 | 100 | 0 | 0 | 0 | 0 | 0 | -1 | 0 | 0 | 0 | 0 | 0 | 0 | 0 | 0 | 0 | 0 | 0 | 0 | 0 | 0 | 0 | 0 | 0 |  |  |  |  | 0 | 0 | 0 | 0 | 0 | 0 | 0 | 0 | 0 | 1/1/2029 | 12/31/2099 | TRUE | Solar |  | 2025 |  |  |  | REF | 0 | 0 | Real 2021 ¦ 12/22/2022 3:42:52 PM | 0 | Solar+Storage 3-1 2029 | 0 |  | 1 | Unit |  | PJM | 0 | 0 | 0.28545 | 0 | 0 | 0 | 0 | 0 | 0 | 0 | 0 | 0
5006 | Solar+Storage 3-1 2030 | ATC | 2025 | AEP-KPCO | 0 | 0 | 0 | 0 | 0 |  | 0 | 0 | 0 | 0 | 0 | 0 | 0 | 0 | -1 | 0 | 0 |  | 0 | 0 | 0 | 0 | 0 | 0 | 0 | 100 | 0 | 0 | 0 | 0 | 0 | -1 | 0 | 0 | 0 | 0 | 0 | 0 | 0 | 0 | 0 | 0 | 0 | 0 | 0 | 0 | 0 | 0 | 0 |  |  |  |  | 0 | 0 | 0 | 0 | 0 | 0 | 0 | 0 | 0 | 1/1/2030 | 12/31/2099 | TRUE | Solar |  | 2025 |  |  |  | REF | 0 | 0 | Real 2021 ¦ 12/22/2022 3:42:52 PM | 0 | Solar+Storage 3-1 2030 | 0 |  | 1 | Unit |  | PJM | 0 | 0 | 0.28545 | 0 | 0 | 0 | 0 | 0 | 0 | 0 | 0 | 0
5007 | Solar+Storage 3-1 2031 | ATC | 2025 | AEP-KPCO | 0 | 0 | 0 | 0 | 0 |  | 0 | 0 | 0 | 0 | 0 | 0 | 0 | 0 | -1 | 0 | 0 |  | 0 | 0 | 0 | 0 | 0 | 0 | 0 | 100 | 0 | 0 | 0 | 0 | 0 | -1 | 0 | 0 | 0 | 0 | 0 | 0 | 0 | 0 | 0 | 0 | 0 | 0 | 0 | 0 | 0 | 0 | 0 |  |  |  |  | 0 | 0 | 0 | 0 | 0 | 0 | 0 | 0 | 0 | 1/1/2031 | 12/31/2099 | TRUE | Solar |  | 2025 |  |  |  | REF | 0 | 0 | Real 2021 ¦ 12/22/2022 3:42:52 PM | 0 | Solar+Storage 3-1 2031 | 0 |  | 1 | Unit |  | PJM | 0 | 0 | 0.28545 | 0 | 0 | 0 | 0 | 0 | 0 | 0 | 0 | 0
5008 | Solar+Storage 3-1 2032 | ATC | 2025 | AEP-KPCO | 0 | 0 | 0 | 0 | 0 |  | 0 | 0 | 0 | 0 | 0 | 0 | 0 | 0 | -1 | 0 | 0 |  | 0 | 0 | 0 | 0 | 0 | 0 | 0 | 100 | 0 | 0 | 0 | 0 | 0 | -1 | 0 | 0 | 0 | 0 | 0 | 0 | 0 | 0 | 0 | 0 | 0 | 0 | 0 | 0 | 0 | 0 | 0 |  |  |  |  | 0 | 0 | 0 | 0 | 0 | 0 | 0 | 0 | 0 | 1/1/2032 | 12/31/2099 | TRUE | Solar |  | 2025 |  |  |  | REF | 0 | 0 | Real 2021 ¦ 12/22/2022 3:42:52 PM | 0 | Solar+Storage 3-1 2032 | 0 |  | 1 | Unit |  | PJM | 0 | 0 | 0.28545 | 0 | 0 | 0 | 0 | 0 | 0 | 0 | 0 | 0
5009 | Solar+Storage 3-1 2033 | ATC | 2025 | AEP-KPCO | 0 | 0 | 0 | 0 | 0 |  | 0 | 0 | 0 | 0 | 0 | 0 | 0 | 0 | -1 | 0 | 0 |  | 0 | 0 | 0 | 0 | 0 | 0 | 0 | 100 | 0 | 0 | 0 | 0 | 0 | -1 | 0 | 0 | 0 | 0 | 0 | 0 | 0 | 0 | 0 | 0 | 0 | 0 | 0 | 0 | 0 | 0 | 0 |  |  |  |  | 0 | 0 | 0 | 0 | 0 | 0 | 0 | 0 | 0 | 1/1/2033 | 12/31/2099 | TRUE | Solar |  | 2025 |  |  |  | REF | 0 | 0 | Real 2021 ¦ 12/22/2022 3:42:52 PM | 0 | Solar+Storage 3-1 2033 | 0 |  | 1 | Unit |  | PJM | 0 | 0 | 0.28545 | 0 | 0 | 0 | 0 | 0 | 0 | 0 | 0 | 0
5010 | Solar+Storage 3-1 2034 | ATC | 2025 | AEP-KPCO | 0 | 0 | 0 | 0 | 0 |  | 0 | 0 | 0 | 0 | 0 | 0 | 0 | 0 | -1 | 0 | 0 |  | 0 | 0 | 0 | 0 | 0 | 0 | 0 | 100 | 0 | 0 | 0 | 0 | 0 | -1 | 0 | 0 | 0 | 0 | 0 | 0 | 0 | 0 | 0 | 0 | 0 | 0 | 0 | 0 | 0 | 0 | 0 |  |  |  |  | 0 | 0 | 0 | 0 | 0 | 0 | 0 | 0 | 0 | 1/1/2034 | 12/31/2099 | TRUE | Solar |  | 2025 |  |  |  | REF | 0 | 0 | Real 2021 ¦ 12/22/2022 3:42:52 PM | 0 | Solar+Storage 3-1 2034 | 0 |  | 1 | Unit |  | PJM | 0 | 0 | 0.28545 | 0 | 0 | 0 | 0 | 0 | 0 | 0 | 0 | 0
5011 | Solar+Storage 3-1 2035 | ATC | 2025 | AEP-KPCO | 0 | 0 | 0 | 0 | 0 |  | 0 | 0 | 0 | 0 | 0 | 0 | 0 | 0 | -1 | 0 | 0 |  | 0 | 0 | 0 | 0 | 0 | 0 | 0 | 100 | 0 | 0 | 0 | 0 | 0 | -1 | 0 | 0 | 0 | 0 | 0 | 0 | 0 | 0 | 0 | 0 | 0 | 0 | 0 | 0 | 0 | 0 | 0 |  |  |  |  | 0 | 0 | 0 | 0 | 0 | 0 | 0 | 0 | 0 | 1/1/2035 | 12/31/2099 | TRUE | Solar |  | 2025 |  |  |  | REF | 0 | 0 | Real 2021 ¦ 12/22/2022 3:42:52 PM | 0 | Solar+Storage 3-1 2035 | 0 |  | 1 | Unit |  | PJM | 0 | 0 | 0.28545 | 0 | 0 | 0 | 0 | 0 | 0 | 0 | 0 | 0
5012 | Solar+Storage 3-1 2036 | ATC | 2025 | AEP-KPCO | 0 | 0 | 0 | 0 | 0 |  | 0 | 0 | 0 | 0 | 0 | 0 | 0 | 0 | -1 | 0 | 0 |  | 0 | 0 | 0 | 0 | 0 | 0 | 0 | 100 | 0 | 0 | 0 | 0 | 0 | -1 | 0 | 0 | 0 | 0 | 0 | 0 | 0 | 0 | 0 | 0 | 0 | 0 | 0 | 0 | 0 | 0 | 0 |  |  |  |  | 0 | 0 | 0 | 0 | 0 | 0 | 0 | 0 | 0 | 1/1/2036 | 12/31/2099 | TRUE | Solar |  | 2025 |  |  |  | REF | 0 | 0 | Real 2021 ¦ 12/22/2022 3:42:52 PM | 0 | Solar+Storage 3-1 2036 | 0 |  | 1 | Unit |  | PJM | 0 | 0 | 0.28545 | 0 | 0 | 0 | 0 | 0 | 0 | 0 | 0 | 0
5013 | Solar+Storage 3-1 2037 | ATC | 2025 | AEP-KPCO | 0 | 0 | 0 | 0 | 0 |  | 0 | 0 | 0 | 0 | 0 | 0 | 0 | 0 | -1 | 0 | 0 |  | 0 | 0 | 0 | 0 | 0 | 0 | 0 | 100 | 0 | 0 | 0 | 0 | 0 | -1 | 0 | 0 | 0 | 0 | 0 | 0 | 0 | 0 | 0 | 0 | 0 | 0 | 0 | 0 | 0 | 0 | 0 |  |  |  |  | 0 | 0 | 0 | 0 | 0 | 0 | 0 | 0 | 0 | 1/1/2037 | 12/31/2099 | TRUE | Solar |  | 2025 |  |  |  | REF | 0 | 0 | Real 2021 ¦ 12/22/2022 3:42:52 PM | 0 | Solar+Storage 3-1 2037 | 0 |  | 1 | Unit |  | PJM | 0 | 0 | 0.28545 | 0 | 0 | 0 | 0 | 0 | 0 | 0 | 0 | 0
5014 | Solar+Storage 3-1 2038 | ATC | 2025 | AEP-KPCO | 0 | 0 | 0 | 0 | 0 |  | 0 | 0 | 0 | 0 | 0 | 0 | 0 | 0 | -1 | 0 | 0 |  | 0 | 0 | 0 | 0 | 0 | 0 | 0 | 100 | 0 | 0 | 0 | 0 | 0 | -1 | 0 | 0 | 0 | 0 | 0 | 0 | 0 | 0 | 0 | 0 | 0 | 0 | 0 | 0 | 0 | 0 | 0 |  |  |  |  | 0 | 0 | 0 | 0 | 0 | 0 | 0 | 0 | 0 | 1/1/2038 | 12/31/2099 | TRUE | Solar |  | 2025 |  |  |  | REF | 0 | 0 | Real 2021 ¦ 12/22/2022 3:42:52 PM | 0 | Solar+Storage 3-1 2038 | 0 |  | 1 | Unit |  | PJM | 0 | 0 | 0.28545 | 0 | 0 | 0 | 0 | 0 | 0 | 0 | 0 | 0
5015 | Solar+Storage 3-1 2039 | ATC | 2025 | AEP-KPCO | 0 | 0 | 0 | 0 | 0 |  | 0 | 0 | 0 | 0 | 0 | 0 | 0 | 0 | -1 | 0 | 0 |  | 0 | 0 | 0 | 0 | 0 | 0 | 0 | 100 | 0 | 0 | 0 | 0 | 0 | -1 | 0 | 0 | 0 | 0 | 0 | 0 | 0 | 0 | 0 | 0 | 0 | 0 | 0 | 0 | 0 | 0 | 0 |  |  |  |  | 0 | 0 | 0 | 0 | 0 | 0 | 0 | 0 | 0 | 1/1/2039 | 12/31/2099 | TRUE | Solar |  | 2025 |  |  |  | REF | 0 | 0 | Real 2021 ¦ 12/22/2022 3:42:52 PM | 0 | Solar+Storage 3-1 2039 | 0 |  | 1 | Unit |  | PJM | 0 | 0 | 0.28545 | 0 | 0 | 0 | 0 | 0 | 0 | 0 | 0 | 0
5016 | Solar+Storage 3-1 2040 | ATC | 2025 | AEP-KPCO | 0 | 0 | 0 | 0 | 0 |  | 0 | 0 | 0 | 0 | 0 | 0 | 0 | 0 | -1 | 0 | 0 |  | 0 | 0 | 0 | 0 | 0 | 0 | 0 | 100 | 0 | 0 | 0 | 0 | 0 | -1 | 0 | 0 | 0 | 0 | 0 | 0 | 0 | 0 | 0 | 0 | 0 | 0 | 0 | 0 | 0 | 0 | 0 |  |  |  |  | 0 | 0 | 0 | 0 | 0 | 0 | 0 | 0 | 0 | 1/1/2040 | 12/31/2099 | TRUE | Solar |  | 2025 |  |  |  | REF | 0 | 0 | Real 2021 ¦ 12/22/2022 3:42:52 PM | 0 | Solar+Storage 3-1 2040 | 0 |  | 1 | Unit |  | PJM | 0 | 0 | 0.28545 | 0 | 0 | 0 | 0 | 0 | 0 | 0 | 0 | 0
5017 | Solar+Storage 3-1 2041 | ATC | 2025 | AEP-KPCO | 0 | 0 | 0 | 0 | 0 |  | 0 | 0 | 0 | 0 | 0 | 0 | 0 | 0 | -1 | 0 | 0 |  | 0 | 0 | 0 | 0 | 0 | 0 | 0 | 100 | 0 | 0 | 0 | 0 | 0 | -1 | 0 | 0 | 0 | 0 | 0 | 0 | 0 | 0 | 0 | 0 | 0 | 0 | 0 | 0 | 0 | 0 | 0 |  |  |  |  | 0 | 0 | 0 | 0 | 0 | 0 | 0 | 0 | 0 | 1/1/2041 | 12/31/2099 | TRUE | Solar |  | 2025 |  |  |  | REF | 0 | 0 | Real 2021 ¦ 12/22/2022 3:42:52 PM | 0 | Solar+Storage 3-1 2041 | 0 |  | 1 | Unit |  | PJM | 0 | 0 | 0.28545 | 0 | 0 | 0 | 0 | 0 | 0 | 0 | 0 | 0
5018 | Solar+Storage 3-1 2042 | ATC | 2025 | AEP-KPCO | 0 | 0 | 0 | 0 | 0 |  | 0 | 0 | 0 | 0 | 0 | 0 | 0 | 0 | -1 | 0 | 0 |  | 0 | 0 | 0 | 0 | 0 | 0 | 0 | 100 | 0 | 0 | 0 | 0 | 0 | -1 | 0 | 0 | 0 | 0 | 0 | 0 | 0 | 0 | 0 | 0 | 0 | 0 | 0 | 0 | 0 | 0 | 0 |  |  |  |  | 0 | 0 | 0 | 0 | 0 | 0 | 0 | 0 | 0 | 1/1/2042 | 12/31/2099 | TRUE | Solar |  | 2025 |  |  |  | REF | 0 | 0 | Real 2021 ¦ 12/22/2022 3:42:52 PM | 0 | Solar+Storage 3-1 2042 | 0 |  | 1 | Unit |  | PJM | 0 | 0 | 0.28545 | 0 | 0 | 0 | 0 | 0 | 0 | 0 | 0 | 0
5019 | Solar+Storage 3-1 2043 | ATC | 2025 | AEP-KPCO | 0 | 0 | 0 | 0 | 0 |  | 0 | 0 | 0 | 0 | 0 | 0 | 0 | 0 | -1 | 0 | 0 |  | 0 | 0 | 0 | 0 | 0 | 0 | 0 | 100 | 0 | 0 | 0 | 0 | 0 | -1 | 0 | 0 | 0 | 0 | 0 | 0 | 0 | 0 | 0 | 0 | 0 | 0 | 0 | 0 | 0 | 0 | 0 |  |  |  |  | 0 | 0 | 0 | 0 | 0 | 0 | 0 | 0 | 0 | 1/1/2043 | 12/31/2099 | TRUE | Solar |  | 2025 |  |  |  | REF | 0 | 0 | Real 2021 ¦ 12/22/2022 3:42:52 PM | 0 | Solar+Storage 3-1 2043 | 0 |  | 1 | Unit |  | PJM | 0 | 0 | 0.28545 | 0 | 0 | 0 | 0 | 0 | 0 | 0 | 0 | 0
5020 | DSM Resources | ATC | 2025 | AEP-KPCO | 0.057945 | 5.4 | 0 | 0 | 0 | 0 | 0 | 0 | 5.4 | 0 | 0 | 0 | 0 | 0 | -1 | 0 | 0 | 0 | 0 | 0 | 0.057945 | 507.6 | 507.6 | 0 | 0 | 0 | 0 | 25.8115 | 25.8115 | 0 | 0 | -1 | 0 | 0 | 92 | 0 | 0 | 0 | 0 | 0 | 0 | 0 | 0 | 25.8115 | 0 | 0 | 0 | 0 | 0 | 0.010731 | 50.8501 | 0 | 50.8501 | 0 | 0 | 0 | 0 | 0 | 94 | 507.6 | 0 | 0 | 1/1/2022 | 12/31/2099 | TRUE | DSM_EE |  | 2025 |  |  |  | REF | 0 | 0 | Real 2021 ¦ 12/22/2022 3:42:52 PM | 0 | DSM Resources | 0 |  | 1 | Unit |  | PJM | 0 | 0 | 1 | 0 | 0 | 0 | 0 | 507.6 | 0 | 0 | 0 | 0
5021 | Tier 2 Area 1001 Solar 2023 | ATC | 2025 | AEP-KPCO | 11.4168 | 50 | 0 | -32.5571 | -34.185 | -32.5571 | -32.5571 | 10392.7031 | 50 | 9649.5811 | 743.1223 | 0 | 0 | 0 | -1 | 0 | 0 | 0 | 0 | 0 | 11.4168 | 100011.3438 | 100011.3438 | 0 | 0 | 0 | 0 | 4083.1196 | 4083.1196 | 0 | 0 | -1 | 0 | 0 | 365 | 0 | 0 | 0 | 0 | 0 | 0 | 0 | 0 | -3053.5017 | -3256.0823 | 0 | -3256.0823 | 0 | 0 | 0.22834 | 40.8266 | 71.3581 | -30.5316 | 0 | 38.5832 | 0 | 0 | 0 | 4383 | 100011.3438 | 0 | 0 | 1/1/2023 | 12/31/2099 | TRUE | Solar |  | 2025 |  |  |  | REF | 0 | 0 | Real 2021 ¦ 12/22/2022 3:42:52 PM | 0 | Tier 2 Area 1001 Solar 2023 | 0 |  | 1 | Unit |  | PJM | 2.5 | 0 | 0.28545 | 0 | 0 | 0 | 0 | 100011.3438 | 0 | 0 | 0 | 0
5022 | Tier 2 Area 1001 Solar 2024 | ATC | 2025 | AEP-KPCO | 11.4168 | 50 | 0 | -32.5571 | -34.185 | -32.5571 | -32.5571 | 9214.7168 | 50 | 8493.6133 | 721.1039 | 0 | 0 | 0 | -1 | 0 | 0 | 0 | 0 | 0 | 11.4168 | 100011.3438 | 100011.3438 | 0 | 0 | 0 | 0 | 4083.1196 | 4083.1196 | 0 | 0 | -1 | 0 | 0 | 365 | 0 | 0 | 0 | 0 | 0 | 0 | 0 | 0 | -1875.5151 | -3256.0823 | 0 | -3256.0823 | 0 | 0 | 0.22834 | 40.8266 | 59.5796 | -18.753 | 0 | 38.5832 | 0 | 0 | 0 | 4383 | 100011.3438 | 0 | 0 | 1/1/2024 | 12/31/2099 | TRUE | Solar |  | 2025 |  |  |  | REF | 0 | 0 | Real 2021 ¦ 12/22/2022 3:42:52 PM | 0 | Tier 2 Area 1001 Solar 2024 | 0 |  | 1 | Unit |  | PJM | 2.5 | 0 | 0.28545 | 0 | 0 | 0 | 0 | 100011.3438 | 0 | 0 | 0 | 0
5023 | Tier 2 Area 1001 Solar 2025 | ATC | 2025 | AEP-KPCO | 11.4168 | 50 | 0 | -32.5571 | -34.185 | -32.5571 | -32.5571 | 8515.6318 | 50 | 7819.2983 | 696.3331 | 0 | 0 | 0 | -1 | 0 | 0 | 0 | 0 | 0 | 11.4168 | 100011.3438 | 100011.3438 | 0 | 0 | 0 | 0 | 4083.1196 | 4083.1196 | 0 | 0 | -1 | 0 | 0 | 365 | 0 | 0 | 0 | 0 | 0 | 0 | 0 | 0 | -1176.4297 | -3256.0823 | 0 | -3256.0823 | 0 | 0 | 0.22834 | 40.8266 | 52.5895 | -11.763 | 0 | 38.5832 | 0 | 0 | 0 | 4383 | 100011.3438 | 0 | 0 | 1/1/2025 | 12/31/2099 | TRUE | Solar |  | 2025 |  |  |  | REF | 0 | 0 | Real 2021 ¦ 12/22/2022 3:42:52 PM | 0 | Tier 2 Area 1001 Solar 2025 | 0 |  | 1 | Unit |  | PJM | 2.5 | 0 | 0.28545 | 0 | 0 | 0 | 0 | 100011.3438 | 0 | 0 | 0 | 0
5024 | Tier 2 Area 1001 Solar 2026 | ATC | 2025 | AEP-KPCO | 0 | 0 | 0 | 0 | 0 |  | 0 | 0 | 0 | 0 | 0 | 0 | 0 | 0 | -1 | 0 | 0 |  | 0 | 0 | 0 | 0 | 0 | 0 | 0 | 0 | 0 | 0 | 0 | 0 | 0 | -1 | 0 | 0 | 0 | 0 | 0 | 0 | 0 | 0 | 0 | 0 | 0 | 0 | 0 | 0 | 0 | 0 | 0 |  |  |  |  | 0 | 0 | 0 | 0 | 0 | 0 | 0 | 0 | 0 | 1/1/2026 | 12/31/2099 | TRUE | Solar |  | 2025 |  |  |  | REF | 0 | 0 | Real 2021 ¦ 12/22/2022 3:42:52 PM | 0 | Tier 2 Area 1001 Solar 2026 | 0 |  | 1 | Unit |  | PJM | 0 | 0 | 0.28545 | 0 | 0 | 0 | 0 | 0 | 0 | 0 | 0 | 0
5025 | Tier 2 Area 1001 Solar 2027 | ATC | 2025 | AEP-KPCO | 0 | 0 | 0 | 0 | 0 |  | 0 | 0 | 0 | 0 | 0 | 0 | 0 | 0 | -1 | 0 | 0 |  | 0 | 0 | 0 | 0 | 0 | 0 | 0 | 0 | 0 | 0 | 0 | 0 | 0 | -1 | 0 | 0 | 0 | 0 | 0 | 0 | 0 | 0 | 0 | 0 | 0 | 0 | 0 | 0 | 0 | 0 | 0 |  |  |  |  | 0 | 0 | 0 | 0 | 0 | 0 | 0 | 0 | 0 | 1/1/2027 | 12/31/2099 | TRUE | Solar |  | 2025 |  |  |  | REF | 0 | 0 | Real 2021 ¦ 12/22/2022 3:42:52 PM | 0 | Tier 2 Area 1001 Solar 2027 | 0 |  | 1 | Unit |  | PJM | 0 | 0 | 0.28545 | 0 | 0 | 0 | 0 | 0 | 0 | 0 | 0 | 0
5026 | Tier 2 Area 1001 Solar 2028 | ATC | 2025 | AEP-KPCO | 0 | 0 | 0 | 0 | 0 |  | 0 | 0 | 0 | 0 | 0 | 0 | 0 | 0 | -1 | 0 | 0 |  | 0 | 0 | 0 | 0 | 0 | 0 | 0 | 0 | 0 | 0 | 0 | 0 | 0 | -1 | 0 | 0 | 0 | 0 | 0 | 0 | 0 | 0 | 0 | 0 | 0 | 0 | 0 | 0 | 0 | 0 | 0 |  |  |  |  | 0 | 0 | 0 | 0 | 0 | 0 | 0 | 0 | 0 | 1/1/2028 | 12/31/2099 | TRUE | Solar |  | 2025 |  |  |  | REF | 0 | 0 | Real 2021 ¦ 12/22/2022 3:42:52 PM | 0 | Tier 2 Area 1001 Solar 2028 | 0 |  | 1 | Unit |  | PJM | 0 | 0 | 0.28545 | 0 | 0 | 0 | 0 | 0 | 0 | 0 | 0 | 0
5027 | Tier 2 Area 1001 Solar 2029 | ATC | 2025 | AEP-KPCO | 0 | 0 | 0 | 0 | 0 |  | 0 | 0 | 0 | 0 | 0 | 0 | 0 | 0 | -1 | 0 | 0 |  | 0 | 0 | 0 | 0 | 0 | 0 | 0 | 0 | 0 | 0 | 0 | 0 | 0 | -1 | 0 | 0 | 0 | 0 | 0 | 0 | 0 | 0 | 0 | 0 | 0 | 0 | 0 | 0 | 0 | 0 | 0 |  |  |  |  | 0 | 0 | 0 | 0 | 0 | 0 | 0 | 0 | 0 | 1/1/2029 | 12/31/2099 | TRUE | Solar |  | 2025 |  |  |  | REF | 0 | 0 | Real 2021 ¦ 12/22/2022 3:42:52 PM | 0 | Tier 2 Area 1001 Solar 2029 | 0 |  | 1 | Unit |  | PJM | 0 | 0 | 0.28545 | 0 | 0 | 0 | 0 | 0 | 0 | 0 | 0 | 0
5028 | Tier 2 Area 1001 Solar 2030 | ATC | 2025 | AEP-KPCO | 0 | 0 | 0 | 0 | 0 |  | 0 | 0 | 0 | 0 | 0 | 0 | 0 | 0 | -1 | 0 | 0 |  | 0 | 0 | 0 | 0 | 0 | 0 | 0 | 0 | 0 | 0 | 0 | 0 | 0 | -1 | 0 | 0 | 0 | 0 | 0 | 0 | 0 | 0 | 0 | 0 | 0 | 0 | 0 | 0 | 0 | 0 | 0 |  |  |  |  | 0 | 0 | 0 | 0 | 0 | 0 | 0 | 0 | 0 | 1/1/2030 | 12/31/2099 | TRUE | Solar |  | 2025 |  |  |  | REF | 0 | 0 | Real 2021 ¦ 12/22/2022 3:42:52 PM | 0 | Tier 2 Area 1001 Solar 2030 | 0 |  | 1 | Unit |  | PJM | 0 | 0 | 0.28545 | 0 | 0 | 0 | 0 | 0 | 0 | 0 | 0 | 0
5029 | Tier 2 Area 1001 Solar 2031 | ATC | 2025 | AEP-KPCO | 0 | 0 | 0 | 0 | 0 |  | 0 | 0 | 0 | 0 | 0 | 0 | 0 | 0 | -1 | 0 | 0 |  | 0 | 0 | 0 | 0 | 0 | 0 | 0 | 0 | 0 | 0 | 0 | 0 | 0 | -1 | 0 | 0 | 0 | 0 | 0 | 0 | 0 | 0 | 0 | 0 | 0 | 0 | 0 | 0 | 0 | 0 | 0 |  |  |  |  | 0 | 0 | 0 | 0 | 0 | 0 | 0 | 0 | 0 | 1/1/2031 | 12/31/2099 | TRUE | Solar |  | 2025 |  |  |  | REF | 0 | 0 | Real 2021 ¦ 12/22/2022 3:42:52 PM | 0 | Tier 2 Area 1001 Solar 2031 | 0 |  | 1 | Unit |  | PJM | 0 | 0 | 0.28545 | 0 | 0 | 0 | 0 | 0 | 0 | 0 | 0 | 0
5030 | Tier 2 Area 1001 Solar 2032 | ATC | 2025 | AEP-KPCO | 0 | 0 | 0 | 0 | 0 |  | 0 | 0 | 0 | 0 | 0 | 0 | 0 | 0 | -1 | 0 | 0 |  | 0 | 0 | 0 | 0 | 0 | 0 | 0 | 0 | 0 | 0 | 0 | 0 | 0 | -1 | 0 | 0 | 0 | 0 | 0 | 0 | 0 | 0 | 0 | 0 | 0 | 0 | 0 | 0 | 0 | 0 | 0 |  |  |  |  | 0 | 0 | 0 | 0 | 0 | 0 | 0 | 0 | 0 | 1/1/2032 | 12/31/2099 | TRUE | Solar |  | 2025 |  |  |  | REF | 0 | 0 | Real 2021 ¦ 12/22/2022 3:42:52 PM | 0 | Tier 2 Area 1001 Solar 2032 | 0 |  | 1 | Unit |  | PJM | 0 | 0 | 0.28545 | 0 | 0 | 0 | 0 | 0 | 0 | 0 | 0 | 0
5031 | Tier 2 Area 1001 Solar 2033 | ATC | 2025 | AEP-KPCO | 0 | 0 | 0 | 0 | 0 |  | 0 | 0 | 0 | 0 | 0 | 0 | 0 | 0 | -1 | 0 | 0 |  | 0 | 0 | 0 | 0 | 0 | 0 | 0 | 0 | 0 | 0 | 0 | 0 | 0 | -1 | 0 | 0 | 0 | 0 | 0 | 0 | 0 | 0 | 0 | 0 | 0 | 0 | 0 | 0 | 0 | 0 | 0 |  |  |  |  | 0 | 0 | 0 | 0 | 0 | 0 | 0 | 0 | 0 | 1/1/2033 | 12/31/2099 | TRUE | Solar |  | 2025 |  |  |  | REF | 0 | 0 | Real 2021 ¦ 12/22/2022 3:42:52 PM | 0 | Tier 2 Area 1001 Solar 2033 | 0 |  | 1 | Unit |  | PJM | 0 | 0 | 0.28545 | 0 | 0 | 0 | 0 | 0 | 0 | 0 | 0 | 0
5032 | Tier 2 Area 1001 Solar 2034 | ATC | 2025 | AEP-KPCO | 0 | 0 | 0 | 0 | 0 |  | 0 | 0 | 0 | 0 | 0 | 0 | 0 | 0 | -1 | 0 | 0 |  | 0 | 0 | 0 | 0 | 0 | 0 | 0 | 0 | 0 | 0 | 0 | 0 | 0 | -1 | 0 | 0 | 0 | 0 | 0 | 0 | 0 | 0 | 0 | 0 | 0 | 0 | 0 | 0 | 0 | 0 | 0 |  |  |  |  | 0 | 0 | 0 | 0 | 0 | 0 | 0 | 0 | 0 | 1/1/2034 | 12/31/2099 | TRUE | Solar |  | 2025 |  |  |  | REF | 0 | 0 | Real 2021 ¦ 12/22/2022 3:42:52 PM | 0 | Tier 2 Area 1001 Solar 2034 | 0 |  | 1 | Unit |  | PJM | 0 | 0 | 0.28545 | 0 | 0 | 0 | 0 | 0 | 0 | 0 | 0 | 0
5033 | Tier 2 Area 1001 Solar 2035 | ATC | 2025 | AEP-KPCO | 0 | 0 | 0 | 0 | 0 |  | 0 | 0 | 0 | 0 | 0 | 0 | 0 | 0 | -1 | 0 | 0 |  | 0 | 0 | 0 | 0 | 0 | 0 | 0 | 0 | 0 | 0 | 0 | 0 | 0 | -1 | 0 | 0 | 0 | 0 | 0 | 0 | 0 | 0 | 0 | 0 | 0 | 0 | 0 | 0 | 0 | 0 | 0 |  |  |  |  | 0 | 0 | 0 | 0 | 0 | 0 | 0 | 0 | 0 | 1/1/2035 | 12/31/2099 | TRUE | Solar |  | 2025 |  |  |  | REF | 0 | 0 | Real 2021 ¦ 12/22/2022 3:42:52 PM | 0 | Tier 2 Area 1001 Solar 2035 | 0 |  | 1 | Unit |  | PJM | 0 | 0 | 0.28545 | 0 | 0 | 0 | 0 | 0 | 0 | 0 | 0 | 0
5034 | Tier 2 Area 1001 Solar 2036 | ATC | 2025 | AEP-KPCO | 0 | 0 | 0 | 0 | 0 |  | 0 | 0 | 0 | 0 | 0 | 0 | 0 | 0 | -1 | 0 | 0 |  | 0 | 0 | 0 | 0 | 0 | 0 | 0 | 0 | 0 | 0 | 0 | 0 | 0 | -1 | 0 | 0 | 0 | 0 | 0 | 0 | 0 | 0 | 0 | 0 | 0 | 0 | 0 | 0 | 0 | 0 | 0 |  |  |  |  | 0 | 0 | 0 | 0 | 0 | 0 | 0 | 0 | 0 | 1/1/2036 | 12/31/2099 | TRUE | Solar |  | 2025 |  |  |  | REF | 0 | 0 | Real 2021 ¦ 12/22/2022 3:42:52 PM | 0 | Tier 2 Area 1001 Solar 2036 | 0 |  | 1 | Unit |  | PJM | 0 | 0 | 0.28545 | 0 | 0 | 0 | 0 | 0 | 0 | 0 | 0 | 0
5035 | Tier 2 Area 1001 Solar 2037 | ATC | 2025 | AEP-KPCO | 0 | 0 | 0 | 0 | 0 |  | 0 | 0 | 0 | 0 | 0 | 0 | 0 | 0 | -1 | 0 | 0 |  | 0 | 0 | 0 | 0 | 0 | 0 | 0 | 0 | 0 | 0 | 0 | 0 | 0 | -1 | 0 | 0 | 0 | 0 | 0 | 0 | 0 | 0 | 0 | 0 | 0 | 0 | 0 | 0 | 0 | 0 | 0 |  |  |  |  | 0 | 0 | 0 | 0 | 0 | 0 | 0 | 0 | 0 | 1/1/2037 | 12/31/2099 | TRUE | Solar |  | 2025 |  |  |  | REF | 0 | 0 | Real 2021 ¦ 12/22/2022 3:42:52 PM | 0 | Tier 2 Area 1001 Solar 2037 | 0 |  | 1 | Unit |  | PJM | 0 | 0 | 0.28545 | 0 | 0 | 0 | 0 | 0 | 0 | 0 | 0 | 0
5036 | Tier 2 Area 1001 Solar 2038 | ATC | 2025 | AEP-KPCO | 0 | 0 | 0 | 0 | 0 |  | 0 | 0 | 0 | 0 | 0 | 0 | 0 | 0 | -1 | 0 | 0 |  | 0 | 0 | 0 | 0 | 0 | 0 | 0 | 0 | 0 | 0 | 0 | 0 | 0 | -1 | 0 | 0 | 0 | 0 | 0 | 0 | 0 | 0 | 0 | 0 | 0 | 0 | 0 | 0 | 0 | 0 | 0 |  |  |  |  | 0 | 0 | 0 | 0 | 0 | 0 | 0 | 0 | 0 | 1/1/2038 | 12/31/2099 | TRUE | Solar |  | 2025 |  |  |  | REF | 0 | 0 | Real 2021 ¦ 12/22/2022 3:42:52 PM | 0 | Tier 2 Area 1001 Solar 2038 | 0 |  | 1 | Unit |  | PJM | 0 | 0 | 0.28545 | 0 | 0 | 0 | 0 | 0 | 0 | 0 | 0 | 0
5037 | Tier 2 Area 1001 Solar 2039 | ATC | 2025 | AEP-KPCO | 0 | 0 | 0 | 0 | 0 |  | 0 | 0 | 0 | 0 | 0 | 0 | 0 | 0 | -1 | 0 | 0 |  | 0 | 0 | 0 | 0 | 0 | 0 | 0 | 0 | 0 | 0 | 0 | 0 | 0 | -1 | 0 | 0 | 0 | 0 | 0 | 0 | 0 | 0 | 0 | 0 | 0 | 0 | 0 | 0 | 0 | 0 | 0 |  |  |  |  | 0 | 0 | 0 | 0 | 0 | 0 | 0 | 0 | 0 | 1/1/2039 | 12/31/2099 | TRUE | Solar |  | 2025 |  |  |  | REF | 0 | 0 | Real 2021 ¦ 12/22/2022 3:42:52 PM | 0 | Tier 2 Area 1001 Solar 2039 | 0 |  | 1 | Unit |  | PJM | 0 | 0 | 0.28545 | 0 | 0 | 0 | 0 | 0 | 0 | 0 | 0 | 0
5038 | Tier 2 Area 1001 Solar 2040 | ATC | 2025 | AEP-KPCO | 0 | 0 | 0 | 0 | 0 |  | 0 | 0 | 0 | 0 | 0 | 0 | 0 | 0 | -1 | 0 | 0 |  | 0 | 0 | 0 | 0 | 0 | 0 | 0 | 0 | 0 | 0 | 0 | 0 | 0 | -1 | 0 | 0 | 0 | 0 | 0 | 0 | 0 | 0 | 0 | 0 | 0 | 0 | 0 | 0 | 0 | 0 | 0 |  |  |  |  | 0 | 0 | 0 | 0 | 0 | 0 | 0 | 0 | 0 | 1/1/2040 | 12/31/2099 | TRUE | Solar |  | 2025 |  |  |  | REF | 0 | 0 | Real 2021 ¦ 12/22/2022 3:42:52 PM | 0 | Tier 2 Area 1001 Solar 2040 | 0 |  | 1 | Unit |  | PJM | 0 | 0 | 0.28545 | 0 | 0 | 0 | 0 | 0 | 0 | 0 | 0 | 0
5039 | Tier 2 Area 1001 Solar 2041 | ATC | 2025 | AEP-KPCO | 0 | 0 | 0 | 0 | 0 |  | 0 | 0 | 0 | 0 | 0 | 0 | 0 | 0 | -1 | 0 | 0 |  | 0 | 0 | 0 | 0 | 0 | 0 | 0 | 0 | 0 | 0 | 0 | 0 | 0 | -1 | 0 | 0 | 0 | 0 | 0 | 0 | 0 | 0 | 0 | 0 | 0 | 0 | 0 | 0 | 0 | 0 | 0 |  |  |  |  | 0 | 0 | 0 | 0 | 0 | 0 | 0 | 0 | 0 | 1/1/2041 | 12/31/2099 | TRUE | Solar |  | 2025 |  |  |  | REF | 0 | 0 | Real 2021 ¦ 12/22/2022 3:42:52 PM | 0 | Tier 2 Area 1001 Solar 2041 | 0 |  | 1 | Unit |  | PJM | 0 | 0 | 0.28545 | 0 | 0 | 0 | 0 | 0 | 0 | 0 | 0 | 0
5040 | Tier 2 Area 1001 Solar 2042 | ATC | 2025 | AEP-KPCO | 0 | 0 | 0 | 0 | 0 |  | 0 | 0 | 0 | 0 | 0 | 0 | 0 | 0 | -1 | 0 | 0 |  | 0 | 0 | 0 | 0 | 0 | 0 | 0 | 0 | 0 | 0 | 0 | 0 | 0 | -1 | 0 | 0 | 0 | 0 | 0 | 0 | 0 | 0 | 0 | 0 | 0 | 0 | 0 | 0 | 0 | 0 | 0 |  |  |  |  | 0 | 0 | 0 | 0 | 0 | 0 | 0 | 0 | 0 | 1/1/2042 | 12/31/2099 | TRUE | Solar |  | 2025 |  |  |  | REF | 0 | 0 | Real 2021 ¦ 12/22/2022 3:42:52 PM | 0 | Tier 2 Area 1001 Solar 2042 | 0 |  | 1 | Unit |  | PJM | 0 | 0 | 0.28545 | 0 | 0 | 0 | 0 | 0 | 0 | 0 | 0 | 0
5041 | Tier 2 Area 1001 Solar 2043 | ATC | 2025 | AEP-KPCO | 0 | 0 | 0 | 0 | 0 |  | 0 | 0 | 0 | 0 | 0 | 0 | 0 | 0 | -1 | 0 | 0 |  | 0 | 0 | 0 | 0 | 0 | 0 | 0 | 0 | 0 | 0 | 0 | 0 | 0 | -1 | 0 | 0 | 0 | 0 | 0 | 0 | 0 | 0 | 0 | 0 | 0 | 0 | 0 | 0 | 0 | 0 | 0 |  |  |  |  | 0 | 0 | 0 | 0 | 0 | 0 | 0 | 0 | 0 | 1/1/2043 | 12/31/2099 | TRUE | Solar |  | 2025 |  |  |  | REF | 0 | 0 | Real 2021 ¦ 12/22/2022 3:42:52 PM | 0 | Tier 2 Area 1001 Solar 2043 | 0 |  | 1 | Unit |  | PJM | 0 | 0 | 0.28545 | 0 | 0 | 0 | 0 | 0 | 0 | 0 | 0 | 0
5042 | Tier 2 Area 1001 Wind 2024 | ATC | 2025 | AEP-KPCO | 34.9961 | 100 | 0 | -32.5571 | -34.185 | -32.5571 | -32.5571 | 21715.6855 | 100 | 18952.3711 | 2763.3142 | 0 | 0 | 0 | -1 | 0 | 0 | 0 | 0 | 0 | 34.9961 | 306565.9375 | 306565.9375 | 0 | 0 | 0 | 0 | 12303.4727 | 12303.4727 | 0 | 0 | -1 | 0 | 0 | 0 | 0 | 0 | 0 | 0 | 0 | 0 | 0 | 0 | 568.6936 | -9980.9072 | 0 | -9980.9072 | 0 | 0 | 0.34996 | 40.1332 | 38.2782 | 1.855 | 0 | 65.0039 | 0 | 0 | 0 | 8760 | 306565.9375 | 0 | 0 | 1/1/2024 | 12/31/2099 | TRUE | Wind |  | 2025 |  |  |  | REF | 0 | 0 | Real 2021 ¦ 12/22/2022 3:42:52 PM | 0 | Tier 2 Area 1001 Wind 2024 | 0 |  | 1 | Unit |  | PJM | 12 | 0 | 0.12 | 0 | 0 | 0 | 0 | 306565.9375 | 0 | 0 | 0 | 0
5043 | Tier 2 Area 1001 Wind 2025 | ATC | 2025 | AEP-KPCO | 34.9961 | 100 | 0 | -32.5571 | -34.185 | -32.5571 | -32.5571 | 20251.459 | 100 | 17515.668 | 2735.791 | 0 | 0 | 0 | -1 | 0 | 0 | 0 | 0 | 0 | 34.9961 | 306565.9375 | 306565.9375 | 0 | 0 | 0 | 0 | 12303.4727 | 12303.4727 | 0 | 0 | -1 | 0 | 0 | 1 | 0 | 0 | 0 | 0 | 0 | 0 | 0 | 0 | 2032.9198 | -9980.9072 | 0 | -9980.9072 | 0 | 0 | 0.34996 | 40.1332 | 33.5019 | 6.6313 | 0 | 65.0039 | 0 | 0 | 0 | 8760 | 306565.9375 | 0 | 0 | 1/1/2025 | 12/31/2099 | TRUE | Wind |  | 2025 |  |  |  | REF | 0 | 0 | Real 2021 ¦ 12/22/2022 3:42:52 PM | 0 | Tier 2 Area 1001 Wind 2025 | 0 |  | 1 | Unit |  | PJM | 12 | 0 | 0.12 | 0 | 0 | 0 | 0 | 306565.9375 | 0 | 0 | 0 | 0
5044 | Tier 2 Area 1001 Wind 2026 | ATC | 2025 | AEP-KPCO | 0 | 0 | 0 | 0 | 0 |  | 0 | 0 | 0 | 0 | 0 | 0 | 0 | 0 | -1 | 0 | 0 |  | 0 | 0 | 0 | 0 | 0 | 0 | 0 | 0 | 0 | 0 | 0 | 0 | 0 | -1 | 0 | 0 | 0 | 0 | 0 | 0 | 0 | 0 | 0 | 0 | 0 | 0 | 0 | 0 | 0 | 0 | 0 |  |  |  |  | 0 | 0 | 0 | 0 | 0 | 0 | 0 | 0 | 0 | 1/1/2026 | 12/31/2099 | TRUE | Wind |  | 2025 |  |  |  | REF | 0 | 0 | Real 2021 ¦ 12/22/2022 3:42:52 PM | 0 | Tier 2 Area 1001 Wind 2026 | 0 |  | 1 | Unit |  | PJM | 0 | 0 | 0.12 | 0 | 0 | 0 | 0 | 0 | 0 | 0 | 0 | 0
5045 | Tier 2 Area 1001 Wind 2027 | ATC | 2025 | AEP-KPCO | 0 | 0 | 0 | 0 | 0 |  | 0 | 0 | 0 | 0 | 0 | 0 | 0 | 0 | -1 | 0 | 0 |  | 0 | 0 | 0 | 0 | 0 | 0 | 0 | 0 | 0 | 0 | 0 | 0 | 0 | -1 | 0 | 0 | 0 | 0 | 0 | 0 | 0 | 0 | 0 | 0 | 0 | 0 | 0 | 0 | 0 | 0 | 0 |  |  |  |  | 0 | 0 | 0 | 0 | 0 | 0 | 0 | 0 | 0 | 1/1/2027 | 12/31/2099 | TRUE | Wind |  | 2025 |  |  |  | REF | 0 | 0 | Real 2021 ¦ 12/22/2022 3:42:52 PM | 0 | Tier 2 Area 1001 Wind 2027 | 0 |  | 1 | Unit |  | PJM | 0 | 0 | 0.12 | 0 | 0 | 0 | 0 | 0 | 0 | 0 | 0 | 0
5046 | Tier 2 Area 1001 Wind 2028 | ATC | 2025 | AEP-KPCO | 0 | 0 | 0 | 0 | 0 |  | 0 | 0 | 0 | 0 | 0 | 0 | 0 | 0 | -1 | 0 | 0 |  | 0 | 0 | 0 | 0 | 0 | 0 | 0 | 0 | 0 | 0 | 0 | 0 | 0 | -1 | 0 | 0 | 0 | 0 | 0 | 0 | 0 | 0 | 0 | 0 | 0 | 0 | 0 | 0 | 0 | 0 | 0 |  |  |  |  | 0 | 0 | 0 | 0 | 0 | 0 | 0 | 0 | 0 | 1/1/2028 | 12/31/2099 | TRUE | Wind |  | 2025 |  |  |  | REF | 0 | 0 | Real 2021 ¦ 12/22/2022 3:42:52 PM | 0 | Tier 2 Area 1001 Wind 2028 | 0 |  | 1 | Unit |  | PJM | 0 | 0 | 0.12 | 0 | 0 | 0 | 0 | 0 | 0 | 0 | 0 | 0
5047 | Tier 2 Area 1001 Wind 2029 | ATC | 2025 | AEP-KPCO | 0 | 0 | 0 | 0 | 0 |  | 0 | 0 | 0 | 0 | 0 | 0 | 0 | 0 | -1 | 0 | 0 |  | 0 | 0 | 0 | 0 | 0 | 0 | 0 | 0 | 0 | 0 | 0 | 0 | 0 | -1 | 0 | 0 | 0 | 0 | 0 | 0 | 0 | 0 | 0 | 0 | 0 | 0 | 0 | 0 | 0 | 0 | 0 |  |  |  |  | 0 | 0 | 0 | 0 | 0 | 0 | 0 | 0 | 0 | 1/1/2029 | 12/31/2099 | TRUE | Wind |  | 2025 |  |  |  | REF | 0 | 0 | Real 2021 ¦ 12/22/2022 3:42:52 PM | 0 | Tier 2 Area 1001 Wind 2029 | 0 |  | 1 | Unit |  | PJM | 0 | 0 | 0.12 | 0 | 0 | 0 | 0 | 0 | 0 | 0 | 0 | 0
5048 | Tier 2 Area 1001 Wind 2030 | ATC | 2025 | AEP-KPCO | 0 | 0 | 0 | 0 | 0 |  | 0 | 0 | 0 | 0 | 0 | 0 | 0 | 0 | -1 | 0 | 0 |  | 0 | 0 | 0 | 0 | 0 | 0 | 0 | 0 | 0 | 0 | 0 | 0 | 0 | -1 | 0 | 0 | 0 | 0 | 0 | 0 | 0 | 0 | 0 | 0 | 0 | 0 | 0 | 0 | 0 | 0 | 0 |  |  |  |  | 0 | 0 | 0 | 0 | 0 | 0 | 0 | 0 | 0 | 1/1/2030 | 12/31/2099 | TRUE | Wind |  | 2025 |  |  |  | REF | 0 | 0 | Real 2021 ¦ 12/22/2022 3:42:52 PM | 0 | Tier 2 Area 1001 Wind 2030 | 0 |  | 1 | Unit |  | PJM | 0 | 0 | 0.12 | 0 | 0 | 0 | 0 | 0 | 0 | 0 | 0 | 0
5049 | Tier 2 Area 1001 Wind 2031 | ATC | 2025 | AEP-KPCO | 0 | 0 | 0 | 0 | 0 |  | 0 | 0 | 0 | 0 | 0 | 0 | 0 | 0 | -1 | 0 | 0 |  | 0 | 0 | 0 | 0 | 0 | 0 | 0 | 0 | 0 | 0 | 0 | 0 | 0 | -1 | 0 | 0 | 0 | 0 | 0 | 0 | 0 | 0 | 0 | 0 | 0 | 0 | 0 | 0 | 0 | 0 | 0 |  |  |  |  | 0 | 0 | 0 | 0 | 0 | 0 | 0 | 0 | 0 | 1/1/2031 | 12/31/2099 | TRUE | Wind |  | 2025 |  |  |  | REF | 0 | 0 | Real 2021 ¦ 12/22/2022 3:42:52 PM | 0 | Tier 2 Area 1001 Wind 2031 | 0 |  | 1 | Unit |  | PJM | 0 | 0 | 0.12 | 0 | 0 | 0 | 0 | 0 | 0 | 0 | 0 | 0
5050 | Tier 2 Area 1001 Wind 2032 | ATC | 2025 | AEP-KPCO | 0 | 0 | 0 | 0 | 0 |  | 0 | 0 | 0 | 0 | 0 | 0 | 0 | 0 | -1 | 0 | 0 |  | 0 | 0 | 0 | 0 | 0 | 0 | 0 | 0 | 0 | 0 | 0 | 0 | 0 | -1 | 0 | 0 | 0 | 0 | 0 | 0 | 0 | 0 | 0 | 0 | 0 | 0 | 0 | 0 | 0 | 0 | 0 |  |  |  |  | 0 | 0 | 0 | 0 | 0 | 0 | 0 | 0 | 0 | 1/1/2032 | 12/31/2099 | TRUE | Wind |  | 2025 |  |  |  | REF | 0 | 0 | Real 2021 ¦ 12/22/2022 3:42:52 PM | 0 | Tier 2 Area 1001 Wind 2032 | 0 |  | 1 | Unit |  | PJM | 0 | 0 | 0.12 | 0 | 0 | 0 | 0 | 0 | 0 | 0 | 0 | 0
5051 | Tier 2 Area 1001 Wind 2033 | ATC | 2025 | AEP-KPCO | 0 | 0 | 0 | 0 | 0 |  | 0 | 0 | 0 | 0 | 0 | 0 | 0 | 0 | -1 | 0 | 0 |  | 0 | 0 | 0 | 0 | 0 | 0 | 0 | 0 | 0 | 0 | 0 | 0 | 0 | -1 | 0 | 0 | 0 | 0 | 0 | 0 | 0 | 0 | 0 | 0 | 0 | 0 | 0 | 0 | 0 | 0 | 0 |  |  |  |  | 0 | 0 | 0 | 0 | 0 | 0 | 0 | 0 | 0 | 1/1/2033 | 12/31/2099 | TRUE | Wind |  | 2025 |  |  |  | REF | 0 | 0 | Real 2021 ¦ 12/22/2022 3:42:52 PM | 0 | Tier 2 Area 1001 Wind 2033 | 0 |  | 1 | Unit |  | PJM | 0 | 0 | 0.12 | 0 | 0 | 0 | 0 | 0 | 0 | 0 | 0 | 0
5052 | Tier 2 Area 1001 Wind 2034 | ATC | 2025 | AEP-KPCO | 0 | 0 | 0 | 0 | 0 |  | 0 | 0 | 0 | 0 | 0 | 0 | 0 | 0 | -1 | 0 | 0 |  | 0 | 0 | 0 | 0 | 0 | 0 | 0 | 0 | 0 | 0 | 0 | 0 | 0 | -1 | 0 | 0 | 0 | 0 | 0 | 0 | 0 | 0 | 0 | 0 | 0 | 0 | 0 | 0 | 0 | 0 | 0 |  |  |  |  | 0 | 0 | 0 | 0 | 0 | 0 | 0 | 0 | 0 | 1/1/2034 | 12/31/2099 | TRUE | Wind |  | 2025 |  |  |  | REF | 0 | 0 | Real 2021 ¦ 12/22/2022 3:42:52 PM | 0 | Tier 2 Area 1001 Wind 2034 | 0 |  | 1 | Unit |  | PJM | 0 | 0 | 0.12 | 0 | 0 | 0 | 0 | 0 | 0 | 0 | 0 | 0
5053 | Tier 2 Area 1001 Wind 2035 | ATC | 2025 | AEP-KPCO | 0 | 0 | 0 | 0 | 0 |  | 0 | 0 | 0 | 0 | 0 | 0 | 0 | 0 | -1 | 0 | 0 |  | 0 | 0 | 0 | 0 | 0 | 0 | 0 | 0 | 0 | 0 | 0 | 0 | 0 | -1 | 0 | 0 | 0 | 0 | 0 | 0 | 0 | 0 | 0 | 0 | 0 | 0 | 0 | 0 | 0 | 0 | 0 |  |  |  |  | 0 | 0 | 0 | 0 | 0 | 0 | 0 | 0 | 0 | 1/1/2035 | 12/31/2099 | TRUE | Wind |  | 2025 |  |  |  | REF | 0 | 0 | Real 2021 ¦ 12/22/2022 3:42:52 PM | 0 | Tier 2 Area 1001 Wind 2035 | 0 |  | 1 | Unit |  | PJM | 0 | 0 | 0.12 | 0 | 0 | 0 | 0 | 0 | 0 | 0 | 0 | 0
5054 | Tier 2 Area 1001 Wind 2036 | ATC | 2025 | AEP-KPCO | 0 | 0 | 0 | 0 | 0 |  | 0 | 0 | 0 | 0 | 0 | 0 | 0 | 0 | -1 | 0 | 0 |  | 0 | 0 | 0 | 0 | 0 | 0 | 0 | 0 | 0 | 0 | 0 | 0 | 0 | -1 | 0 | 0 | 0 | 0 | 0 | 0 | 0 | 0 | 0 | 0 | 0 | 0 | 0 | 0 | 0 | 0 | 0 |  |  |  |  | 0 | 0 | 0 | 0 | 0 | 0 | 0 | 0 | 0 | 1/1/2036 | 12/31/2099 | TRUE | Wind |  | 2025 |  |  |  | REF | 0 | 0 | Real 2021 ¦ 12/22/2022 3:42:52 PM | 0 | Tier 2 Area 1001 Wind 2036 | 0 |  | 1 | Unit |  | PJM | 0 | 0 | 0.12 | 0 | 0 | 0 | 0 | 0 | 0 | 0 | 0 | 0
5055 | Tier 2 Area 1001 Wind 2037 | ATC | 2025 | AEP-KPCO | 0 | 0 | 0 | 0 | 0 |  | 0 | 0 | 0 | 0 | 0 | 0 | 0 | 0 | -1 | 0 | 0 |  | 0 | 0 | 0 | 0 | 0 | 0 | 0 | 0 | 0 | 0 | 0 | 0 | 0 | -1 | 0 | 0 | 0 | 0 | 0 | 0 | 0 | 0 | 0 | 0 | 0 | 0 | 0 | 0 | 0 | 0 | 0 |  |  |  |  | 0 | 0 | 0 | 0 | 0 | 0 | 0 | 0 | 0 | 1/1/2037 | 12/31/2099 | TRUE | Wind |  | 2025 |  |  |  | REF | 0 | 0 | Real 2021 ¦ 12/22/2022 3:42:52 PM | 0 | Tier 2 Area 1001 Wind 2037 | 0 |  | 1 | Unit |  | PJM | 0 | 0 | 0.12 | 0 | 0 | 0 | 0 | 0 | 0 | 0 | 0 | 0
5056 | Tier 2 Area 1001 Wind 2038 | ATC | 2025 | AEP-KPCO | 0 | 0 | 0 | 0 | 0 |  | 0 | 0 | 0 | 0 | 0 | 0 | 0 | 0 | -1 | 0 | 0 |  | 0 | 0 | 0 | 0 | 0 | 0 | 0 | 0 | 0 | 0 | 0 | 0 | 0 | -1 | 0 | 0 | 0 | 0 | 0 | 0 | 0 | 0 | 0 | 0 | 0 | 0 | 0 | 0 | 0 | 0 | 0 |  |  |  |  | 0 | 0 | 0 | 0 | 0 | 0 | 0 | 0 | 0 | 1/1/2038 | 12/31/2099 | TRUE | Wind |  | 2025 |  |  |  | REF | 0 | 0 | Real 2021 ¦ 12/22/2022 3:42:52 PM | 0 | Tier 2 Area 1001 Wind 2038 | 0 |  | 1 | Unit |  | PJM | 0 | 0 | 0.12 | 0 | 0 | 0 | 0 | 0 | 0 | 0 | 0 | 0
5057 | Tier 2 Area 1001 Wind 2039 | ATC | 2025 | AEP-KPCO | 0 | 0 | 0 | 0 | 0 |  | 0 | 0 | 0 | 0 | 0 | 0 | 0 | 0 | -1 | 0 | 0 |  | 0 | 0 | 0 | 0 | 0 | 0 | 0 | 0 | 0 | 0 | 0 | 0 | 0 | -1 | 0 | 0 | 0 | 0 | 0 | 0 | 0 | 0 | 0 | 0 | 0 | 0 | 0 | 0 | 0 | 0 | 0 |  |  |  |  | 0 | 0 | 0 | 0 | 0 | 0 | 0 | 0 | 0 | 1/1/2039 | 12/31/2099 | TRUE | Wind |  | 2025 |  |  |  | REF | 0 | 0 | Real 2021 ¦ 12/22/2022 3:42:52 PM | 0 | Tier 2 Area 1001 Wind 2039 | 0 |  | 1 | Unit |  | PJM | 0 | 0 | 0.12 | 0 | 0 | 0 | 0 | 0 | 0 | 0 | 0 | 0
5058 | Tier 2 Area 1001 Wind 2040 | ATC | 2025 | AEP-KPCO | 0 | 0 | 0 | 0 | 0 |  | 0 | 0 | 0 | 0 | 0 | 0 | 0 | 0 | -1 | 0 | 0 |  | 0 | 0 | 0 | 0 | 0 | 0 | 0 | 0 | 0 | 0 | 0 | 0 | 0 | -1 | 0 | 0 | 0 | 0 | 0 | 0 | 0 | 0 | 0 | 0 | 0 | 0 | 0 | 0 | 0 | 0 | 0 |  |  |  |  | 0 | 0 | 0 | 0 | 0 | 0 | 0 | 0 | 0 | 1/1/2040 | 12/31/2099 | TRUE | Wind |  | 2025 |  |  |  | REF | 0 | 0 | Real 2021 ¦ 12/22/2022 3:42:52 PM | 0 | Tier 2 Area 1001 Wind 2040 | 0 |  | 1 | Unit |  | PJM | 0 | 0 | 0.12 | 0 | 0 | 0 | 0 | 0 | 0 | 0 | 0 | 0
5059 | Tier 2 Area 1001 Wind 2041 | ATC | 2025 | AEP-KPCO | 0 | 0 | 0 | 0 | 0 |  | 0 | 0 | 0 | 0 | 0 | 0 | 0 | 0 | -1 | 0 | 0 |  | 0 | 0 | 0 | 0 | 0 | 0 | 0 | 0 | 0 | 0 | 0 | 0 | 0 | -1 | 0 | 0 | 0 | 0 | 0 | 0 | 0 | 0 | 0 | 0 | 0 | 0 | 0 | 0 | 0 | 0 | 0 |  |  |  |  | 0 | 0 | 0 | 0 | 0 | 0 | 0 | 0 | 0 | 1/1/2041 | 12/31/2099 | TRUE | Wind |  | 2025 |  |  |  | REF | 0 | 0 | Real 2021 ¦ 12/22/2022 3:42:52 PM | 0 | Tier 2 Area 1001 Wind 2041 | 0 |  | 1 | Unit |  | PJM | 0 | 0 | 0.12 | 0 | 0 | 0 | 0 | 0 | 0 | 0 | 0 | 0
5060 | Tier 2 Area 1001 Wind 2042 | ATC | 2025 | AEP-KPCO | 0 | 0 | 0 | 0 | 0 |  | 0 | 0 | 0 | 0 | 0 | 0 | 0 | 0 | -1 | 0 | 0 |  | 0 | 0 | 0 | 0 | 0 | 0 | 0 | 0 | 0 | 0 | 0 | 0 | 0 | -1 | 0 | 0 | 0 | 0 | 0 | 0 | 0 | 0 | 0 | 0 | 0 | 0 | 0 | 0 | 0 | 0 | 0 |  |  |  |  | 0 | 0 | 0 | 0 | 0 | 0 | 0 | 0 | 0 | 1/1/2042 | 12/31/2099 | TRUE | Wind |  | 2025 |  |  |  | REF | 0 | 0 | Real 2021 ¦ 12/22/2022 3:42:52 PM | 0 | Tier 2 Area 1001 Wind 2042 | 0 |  | 1 | Unit |  | PJM | 0 | 0 | 0.12 | 0 | 0 | 0 | 0 | 0 | 0 | 0 | 0 | 0
5061 | Tier 2 Area 1001 Wind 2043 | ATC | 2025 | AEP-KPCO | 0 | 0 | 0 | 0 | 0 |  | 0 | 0 | 0 | 0 | 0 | 0 | 0 | 0 | -1 | 0 | 0 |  | 0 | 0 | 0 | 0 | 0 | 0 | 0 | 0 | 0 | 0 | 0 | 0 | 0 | -1 | 0 | 0 | 0 | 0 | 0 | 0 | 0 | 0 | 0 | 0 | 0 | 0 | 0 | 0 | 0 | 0 | 0 |  |  |  |  | 0 | 0 | 0 | 0 | 0 | 0 | 0 | 0 | 0 | 1/1/2043 | 12/31/2099 | TRUE | Wind |  | 2025 |  |  |  | REF | 0 | 0 | Real 2021 ¦ 12/22/2022 3:42:52 PM | 0 | Tier 2 Area 1001 Wind 2043 | 0 |  | 1 | Unit |  | PJM | 0 | 0 | 0.12 | 0 | 0 | 0 | 0 | 0 | 0 | 0 | 0 | 0
5062 | Big Sandy #1_Ext Gas Capitalized | ATC | 2025 | AEP-KPCO | 0 | 0 | 0 | 0 | 0 |  | 0 | 0 | 0 | 0 | 0 | 0 | 0 | 0 | -1 | 0 | 0 |  | 0 | 0 | 0 | 0 | 0 | 0 | 0 | 0 | 0 | 0 | 0 | 0 | 0 | -1 | 0 | 0 | 0 | 0 | 0 | 0 | 0 | 0 | 0 | 0 | 0 | 0 | 0 | 0 | 0 | 0 | 0 |  |  |  |  | 0 | 0 | 0 | 0 | 0 | 0 | 0 | 0 | 0 | 6/1/2031 | 5/31/2041 | TRUE | TCO |  | 2025 |  |  |  | REF | 0 | 0 | Real 2021 ¦ 12/22/2022 3:42:52 PM | 0 | Big Sandy #1_Ext Gas Capitalized | 0 |  | 2 | Unit |  | PJM | 0 | 0 | 0.95 | 0 | 0 | 0 | 0 | 0 | 0 | 0 | 0 | 0
5063 | Big Sandy #1_Ext Gas FOM Capitalized | ATC | 2025 | AEP-KPCO | 0 | 0 | 0 | 0 | 0 |  | 0 | 0 | 0 | 0 | 0 | 0 | 0 | 0 | -1 | 0 | 0 |  | 0 | 0 | 0 | 0 | 0 | 0 | 0 | 0 | 0 | 0 | 0 | 0 | 0 | -1 | 0 | 0 | 0 | 0 | 0 | 0 | 0 | 0 | 0 | 0 | 0 | 0 | 0 | 0 | 0 | 0 | 0 |  |  |  |  | 0 | 0 | 0 | 0 | 0 | 0 | 0 | 0 | 0 | 6/1/2031 | 5/31/2041 | TRUE | TCO |  | 2025 |  |  |  | REF | 0 | 0 | Real 2021 ¦ 12/22/2022 3:42:52 PM | 0 | Big Sandy #1_Ext Gas FOM Capitalized | 0 |  | 2 | Unit |  | PJM | 0 | 0 | 0.95 | 0 | 0 | 0 | 0 | 0 | 0 | 0 | 0 | 0
6330 | Big Sandy #1 Gas | ATC | 2026 | AEP-KPCO | 241.7125 | 295 | 0 | 28.4104 | 28.7861 | 28.7652 | 27.4154 | 3500.3547 | 295.4 | 3500.3547 | 0 | 0 | 0 | 2.6173 | -1 | 15782804 | 9638 | 9718.4854 | 9258.2969 | 48.3425 | 185.3879 | 1623998.25 | 1623998.25 | 0 | 13.105 | 72.6598 | 15782804 | 62767.7188 | 62767.7188 | 0 | 0 | -1 | 0 | 234.7871 | 14 | 41191.4922 | 3.7443 | 0.055251 | 0 | 3.689 | 0 | 0 | 0 | 12317.8906 | 5451.7373 | 2190.6306 | 0 | 3261.1064 | 0 | 0.62843 | 38.6501 | 31.0652 | 7.5849 | 71.4559 | 7.219 | 46.0685 | 0 | 0 | 6365 | 1623998.25 | 0 | 0 | 5/30/2016 | 5/30/2031 | TRUE | TCO |  | 2026 |  |  |  | REF | 0 | 0 | Real 2021 ¦ 12/22/2022 3:42:52 PM | 0 | 13555 | 0 |  | 2 | Unit |  | PJM | 280.25 | 0 | 0.95 | 0 | 0 | 234.7871 | 0 | 2117401.5 | 0 | 41191.4922 | 0 | 0
6331 | Mitchell #1 (WV) | ATC | 2026 | AEP-KPCO | 559.733 | 770 | 0 | 34.2815 | 34.4868 | 32.3446 | 32.8445 | 24371.334 | 816 | 24371.334 | 0 | 0 | 0 | 2.4929 | -1 | 25266364 | 10047 | 10081.2344 | 9472.5371 | 268.6718 | 286.1046 | 2506276.75 | 2506276.75 | 0 | 19.5434 | 54.8059 | 25266364 | 104066.4297 | 104066.4297 | 0 | 0 | -1 | 0 | 2119.0847 | 67 | 62985.2422 | 9.6764 | 0.47349 | 0 | 9.2029 | 0 | 0 | 0 | -3488.418 | 17859.1113 | 6490.7075 | 0 | 11368.4043 | 0 | 0.37156 | 41.5223 | 42.9142 | -1.3919 | 220.0755 | 178.6231 | 31.6438 | 0 | 0 | 4801 | 2506276.75 | 0 | 0 | 5/1/1971 | 5/31/2028 | TRUE | Mitchell 1 Coal Price |  | 2026 |  |  |  | REF | 0 | 0 | Real 2021 ¦ 12/22/2022 3:42:52 PM | 0 | 3102 | 0 |  | 3 | Unit |  | PJM | 685.3 | 0 | 0.89 | 0 | 0 | 2119.0847 | 0 | 4903261.5 | 0 | 62985.2422 | 0 | 0
6332 | Mitchell #2 (WV) | ATC | 2026 | AEP-KPCO | 683.7807 | 790 | 0 | 38.7025 | 38.9086 | 37.1943 | 37.0558 | 22628.7168 | 816 | 22628.7168 | 0 | 0 | 0 | 2.4656 | -1 | 23315900 | 10224 | 10311.8301 | 9558.7285 | 328.2148 | 258.1144 | 2261082.5 | 2261082.5 | 0 | 17.363 | 43.3562 | 23315900 | 100656.1719 | 100656.1719 | 0 | 0 | -1 | 0 | 2846.5317 | 90 | 57455.1289 | 9.52 | 0.15117 | 0 | 9.3688 | 0 | 0 | 0 | -8918.5088 | 26444.873 | 5884.9126 | 0 | 20559.9609 | 0 | 0.32673 | 44.5168 | 48.4612 | -3.9444 | 199.4282 | 73.7535 | 32.4658 | 0 | 0 | 3798 | 2261082.5 | 0 | 0 | 5/1/1971 | 5/31/2028 | TRUE | Mitchell 2 Coal Price |  | 2026 |  |  |  | REF | 0 | 0 | Real 2021 ¦ 12/22/2022 3:42:52 PM | 0 | 3105 | 0 |  | 3 | Unit |  | PJM | 703.1 | 0 | 0.89 | 0 | 0 | 2846.5317 | 0 | 5989919 | 0 | 57455.1289 | 0 | 0
6333 | Area 1001 Gas CC 2x1 2024 | ATC | 2026 | AEP-KPCO | 937.9828 | 1033.9979 | 0 | 16.9514 | 21.4477 | 17.0303 | 15.9431 | 163523.7344 | 1083 | 149633.4688 | 13890.2773 | 0 | 0 | 2.3529 | -1 | 51960544 | 6370 | 6373.3623 | 5941.4287 | 281.3948 | 930.6813 | 8152768 | 8152768 | 0 | 0 | 100 | 51960544 | 293282.2188 | 293282.2188 | 0 | 0 | -1 | 0 | 0 | 0 | 122834.0859 | 0.47538 | 0 | 0 | 0.47538 | 0 | 0 | 0 | -9085.5469 | 16008.4678 | 16008.4678 | 0 | 0 | 0 | 0.90008 | 35.9733 | 37.0877 | -1.1144 | 1.4783 | 61.6521 | 34.363 | 0 | 0 | 8760 | 8152768 | 0 | 0 | 1/1/2024 | 12/31/2099 | TRUE | TCO |  | 2026 |  |  |  | REF | 0 | 0 | Real 2021 ¦ 12/22/2022 3:42:52 PM | 0 | Area 1001 Gas CC 2x1 2024 | 0 |  | 1 | Unit |  | PJM | 1045.095 | 0 | 0.965 | 0 | 0 | 0 | 0 | 8216729.5 | 0 | 122834.0859 | 0 | 0
6334 | Area 1001 Gas CC 2x1 2025 | ATC | 2026 | AEP-KPCO | 937.9828 | 1033.9979 | 0 | 16.9514 | 21.4477 | 17.0303 | 15.9431 | 156727.6406 | 1083 | 142837.3594 | 13890.2773 | 0 | 0 | 2.3529 | -1 | 51960544 | 6370 | 6373.3623 | 5941.4287 | 281.3948 | 930.6813 | 8152768 | 8152768 | 0 | 0 | 100 | 51960544 | 293282.2188 | 293282.2188 | 0 | 0 | -1 | 0 | 0 | 0 | 122834.0859 | 0 | 0 | 0 | 0 | 0 | 0 | 0 | -2289.4456 | 16008.4678 | 16008.4678 | 0 | 0 | 0 | 0.90008 | 35.9733 | 36.2542 | -0.28082 | 1.4783 | 61.6521 | 34.363 | 0 | 0 | 8760 | 8152768 | 0 | 0 | 1/1/2025 | 12/31/2099 | TRUE | TCO |  | 2026 |  |  |  | REF | 0 | 0 | Real 2021 ¦ 12/22/2022 3:42:52 PM | 0 | Area 1001 Gas CC 2x1 2025 | 0 |  | 1 | Unit |  | PJM | 1045.095 | 0 | 0.965 | 0 | 0 | 0 | 0 | 8216729.5 | 0 | 122834.0859 | 0 | 0
6335 | Area 1001 Gas CC 2x1 2026 | ATC | 2026 | AEP-KPCO | 937.9828 | 1033.9979 | 0 | 16.9514 | 21.4477 | 17.0303 | 15.9431 | 157383.4062 | 1083 | 143493.125 | 13890.2773 | 0 | 0 | 2.3529 | -1 | 51960544 | 6370 | 6373.3623 | 5941.4287 | 281.3948 | 930.6813 | 8152768 | 8152768 | 0 | 0.74201 | 100 | 51960544 | 293282.2188 | 293282.2188 | 0 | 0 | -1 | 0 | 22.866 | 1 | 122834.0859 | 0 | 0 | 0 | 0 | 0 | 0 | 0 | -2968.0757 | 16008.4678 | 16008.4678 | 0 | 0 | 0 | 0.90008 | 35.9733 | 36.3374 | -0.36406 | 1.4783 | 61.6521 | 34.363 | 0 | 0 | 8760 | 8152768 | 0 | 0 | 1/1/2026 | 12/31/2099 | TRUE | TCO |  | 2026 |  |  |  | REF | 0 | 0 | Real 2021 ¦ 12/22/2022 3:42:52 PM | 0 | Area 1001 Gas CC 2x1 2026 | 0 |  | 1 | Unit |  | PJM | 1045.095 | 0 | 0.965 | 0 | 0 | 22.866 | 0 | 8216729.5 | 0 | 122834.0859 | 0 | 0
6336 | Area 1001 Gas CC 2x1 2027 | ATC | 2026 | AEP-KPCO | 0 | 0 | 0 | 0 | 0 |  | 0 | 0 | 0 | 0 | 0 | 0 | 0 | 0 | -1 | 0 | 0 |  | 0 | 0 | 0 | 0 | 0 | 0 | 0 | 0 | 0 | 0 | 0 | 0 | 0 | -1 | 0 | 0 | 0 | 0 | 0 | 0 | 0 | 0 | 0 | 0 | 0 | 0 | 0 | 0 | 0 | 0 | 0 |  |  |  |  | 0 | 0 | 0 | 0 | 0 | 0 | 0 | 0 | 0 | 1/1/2027 | 12/31/2099 | TRUE | TCO |  | 2026 |  |  |  | REF | 0 | 0 | Real 2021 ¦ 12/22/2022 3:42:52 PM | 0 | Area 1001 Gas CC 2x1 2027 | 0 |  | 1 | Unit |  | PJM | 0 | 0 | 0.965 | 0 | 0 | 0 | 0 | 0 | 0 | 0 | 0 | 0
6337 | Area 1001 Gas CC 2x1 2028 | ATC | 2026 | AEP-KPCO | 0 | 0 | 0 | 0 | 0 |  | 0 | 0 | 0 | 0 | 0 | 0 | 0 | 0 | -1 | 0 | 0 |  | 0 | 0 | 0 | 0 | 0 | 0 | 0 | 0 | 0 | 0 | 0 | 0 | 0 | -1 | 0 | 0 | 0 | 0 | 0 | 0 | 0 | 0 | 0 | 0 | 0 | 0 | 0 | 0 | 0 | 0 | 0 |  |  |  |  | 0 | 0 | 0 | 0 | 0 | 0 | 0 | 0 | 0 | 1/1/2028 | 12/31/2099 | TRUE | TCO |  | 2026 |  |  |  | REF | 0 | 0 | Real 2021 ¦ 12/22/2022 3:42:52 PM | 0 | Area 1001 Gas CC 2x1 2028 | 0 |  | 1 | Unit |  | PJM | 0 | 0 | 0.965 | 0 | 0 | 0 | 0 | 0 | 0 | 0 | 0 | 0
6338 | Area 1001 Gas CC 2x1 2029 | ATC | 2026 | AEP-KPCO | 0 | 0 | 0 | 0 | 0 |  | 0 | 0 | 0 | 0 | 0 | 0 | 0 | 0 | -1 | 0 | 0 |  | 0 | 0 | 0 | 0 | 0 | 0 | 0 | 0 | 0 | 0 | 0 | 0 | 0 | -1 | 0 | 0 | 0 | 0 | 0 | 0 | 0 | 0 | 0 | 0 | 0 | 0 | 0 | 0 | 0 | 0 | 0 |  |  |  |  | 0 | 0 | 0 | 0 | 0 | 0 | 0 | 0 | 0 | 1/1/2029 | 12/31/2099 | TRUE | TCO |  | 2026 |  |  |  | REF | 0 | 0 | Real 2021 ¦ 12/22/2022 3:42:52 PM | 0 | Area 1001 Gas CC 2x1 2029 | 0 |  | 1 | Unit |  | PJM | 0 | 0 | 0.965 | 0 | 0 | 0 | 0 | 0 | 0 | 0 | 0 | 0
6339 | Area 1001 Gas CC 2x1 2030 | ATC | 2026 | AEP-KPCO | 0 | 0 | 0 | 0 | 0 |  | 0 | 0 | 0 | 0 | 0 | 0 | 0 | 0 | -1 | 0 | 0 |  | 0 | 0 | 0 | 0 | 0 | 0 | 0 | 0 | 0 | 0 | 0 | 0 | 0 | -1 | 0 | 0 | 0 | 0 | 0 | 0 | 0 | 0 | 0 | 0 | 0 | 0 | 0 | 0 | 0 | 0 | 0 |  |  |  |  | 0 | 0 | 0 | 0 | 0 | 0 | 0 | 0 | 0 | 1/1/2030 | 12/31/2099 | TRUE | TCO |  | 2026 |  |  |  | REF | 0 | 0 | Real 2021 ¦ 12/22/2022 3:42:52 PM | 0 | Area 1001 Gas CC 2x1 2030 | 0 |  | 1 | Unit |  | PJM | 0 | 0 | 0.965 | 0 | 0 | 0 | 0 | 0 | 0 | 0 | 0 | 0
6340 | Area 1001 Gas CC 2x1 2031 | ATC | 2026 | AEP-KPCO | 0 | 0 | 0 | 0 | 0 |  | 0 | 0 | 0 | 0 | 0 | 0 | 0 | 0 | -1 | 0 | 0 |  | 0 | 0 | 0 | 0 | 0 | 0 | 0 | 0 | 0 | 0 | 0 | 0 | 0 | -1 | 0 | 0 | 0 | 0 | 0 | 0 | 0 | 0 | 0 | 0 | 0 | 0 | 0 | 0 | 0 | 0 | 0 |  |  |  |  | 0 | 0 | 0 | 0 | 0 | 0 | 0 | 0 | 0 | 1/1/2031 | 12/31/2099 | TRUE | TCO |  | 2026 |  |  |  | REF | 0 | 0 | Real 2021 ¦ 12/22/2022 3:42:52 PM | 0 | Area 1001 Gas CC 2x1 2031 | 0 |  | 1 | Unit |  | PJM | 0 | 0 | 0.965 | 0 | 0 | 0 | 0 | 0 | 0 | 0 | 0 | 0
6341 | Area 1001 Gas CC 2x1 2032 | ATC | 2026 | AEP-KPCO | 0 | 0 | 0 | 0 | 0 |  | 0 | 0 | 0 | 0 | 0 | 0 | 0 | 0 | -1 | 0 | 0 |  | 0 | 0 | 0 | 0 | 0 | 0 | 0 | 0 | 0 | 0 | 0 | 0 | 0 | -1 | 0 | 0 | 0 | 0 | 0 | 0 | 0 | 0 | 0 | 0 | 0 | 0 | 0 | 0 | 0 | 0 | 0 |  |  |  |  | 0 | 0 | 0 | 0 | 0 | 0 | 0 | 0 | 0 | 1/1/2032 | 12/31/2099 | TRUE | TCO |  | 2026 |  |  |  | REF | 0 | 0 | Real 2021 ¦ 12/22/2022 3:42:52 PM | 0 | Area 1001 Gas CC 2x1 2032 | 0 |  | 1 | Unit |  | PJM | 0 | 0 | 0.965 | 0 | 0 | 0 | 0 | 0 | 0 | 0 | 0 | 0
6342 | Area 1001 Gas CC 2x1 2033 | ATC | 2026 | AEP-KPCO | 0 | 0 | 0 | 0 | 0 |  | 0 | 0 | 0 | 0 | 0 | 0 | 0 | 0 | -1 | 0 | 0 |  | 0 | 0 | 0 | 0 | 0 | 0 | 0 | 0 | 0 | 0 | 0 | 0 | 0 | -1 | 0 | 0 | 0 | 0 | 0 | 0 | 0 | 0 | 0 | 0 | 0 | 0 | 0 | 0 | 0 | 0 | 0 |  |  |  |  | 0 | 0 | 0 | 0 | 0 | 0 | 0 | 0 | 0 | 1/1/2033 | 12/31/2099 | TRUE | TCO |  | 2026 |  |  |  | REF | 0 | 0 | Real 2021 ¦ 12/22/2022 3:42:52 PM | 0 | Area 1001 Gas CC 2x1 2033 | 0 |  | 1 | Unit |  | PJM | 0 | 0 | 0.965 | 0 | 0 | 0 | 0 | 0 | 0 | 0 | 0 | 0
6343 | Area 1001 Gas CC 2x1 2034 | ATC | 2026 | AEP-KPCO | 0 | 0 | 0 | 0 | 0 |  | 0 | 0 | 0 | 0 | 0 | 0 | 0 | 0 | -1 | 0 | 0 |  | 0 | 0 | 0 | 0 | 0 | 0 | 0 | 0 | 0 | 0 | 0 | 0 | 0 | -1 | 0 | 0 | 0 | 0 | 0 | 0 | 0 | 0 | 0 | 0 | 0 | 0 | 0 | 0 | 0 | 0 | 0 |  |  |  |  | 0 | 0 | 0 | 0 | 0 | 0 | 0 | 0 | 0 | 1/1/2034 | 12/31/2099 | TRUE | TCO |  | 2026 |  |  |  | REF | 0 | 0 | Real 2021 ¦ 12/22/2022 3:42:52 PM | 0 | Area 1001 Gas CC 2x1 2034 | 0 |  | 1 | Unit |  | PJM | 0 | 0 | 0.965 | 0 | 0 | 0 | 0 | 0 | 0 | 0 | 0 | 0
6344 | Area 1001 Gas CC 2x1 2035 | ATC | 2026 | AEP-KPCO | 0 | 0 | 0 | 0 | 0 |  | 0 | 0 | 0 | 0 | 0 | 0 | 0 | 0 | -1 | 0 | 0 |  | 0 | 0 | 0 | 0 | 0 | 0 | 0 | 0 | 0 | 0 | 0 | 0 | 0 | -1 | 0 | 0 | 0 | 0 | 0 | 0 | 0 | 0 | 0 | 0 | 0 | 0 | 0 | 0 | 0 | 0 | 0 |  |  |  |  | 0 | 0 | 0 | 0 | 0 | 0 | 0 | 0 | 0 | 1/1/2035 | 12/31/2099 | TRUE | TCO |  | 2026 |  |  |  | REF | 0 | 0 | Real 2021 ¦ 12/22/2022 3:42:52 PM | 0 | Area 1001 Gas CC 2x1 2035 | 0 |  | 1 | Unit |  | PJM | 0 | 0 | 0.965 | 0 | 0 | 0 | 0 | 0 | 0 | 0 | 0 | 0
6345 | Area 1001 Gas CC 2x1 2036 | ATC | 2026 | AEP-KPCO | 0 | 0 | 0 | 0 | 0 |  | 0 | 0 | 0 | 0 | 0 | 0 | 0 | 0 | -1 | 0 | 0 |  | 0 | 0 | 0 | 0 | 0 | 0 | 0 | 0 | 0 | 0 | 0 | 0 | 0 | -1 | 0 | 0 | 0 | 0 | 0 | 0 | 0 | 0 | 0 | 0 | 0 | 0 | 0 | 0 | 0 | 0 | 0 |  |  |  |  | 0 | 0 | 0 | 0 | 0 | 0 | 0 | 0 | 0 | 1/1/2036 | 12/31/2099 | TRUE | TCO |  | 2026 |  |  |  | REF | 0 | 0 | Real 2021 ¦ 12/22/2022 3:42:52 PM | 0 | Area 1001 Gas CC 2x1 2036 | 0 |  | 1 | Unit |  | PJM | 0 | 0 | 0.965 | 0 | 0 | 0 | 0 | 0 | 0 | 0 | 0 | 0
6346 | Area 1001 Gas CC 2x1 2037 | ATC | 2026 | AEP-KPCO | 0 | 0 | 0 | 0 | 0 |  | 0 | 0 | 0 | 0 | 0 | 0 | 0 | 0 | -1 | 0 | 0 |  | 0 | 0 | 0 | 0 | 0 | 0 | 0 | 0 | 0 | 0 | 0 | 0 | 0 | -1 | 0 | 0 | 0 | 0 | 0 | 0 | 0 | 0 | 0 | 0 | 0 | 0 | 0 | 0 | 0 | 0 | 0 |  |  |  |  | 0 | 0 | 0 | 0 | 0 | 0 | 0 | 0 | 0 | 1/1/2037 | 12/31/2099 | TRUE | TCO |  | 2026 |  |  |  | REF | 0 | 0 | Real 2021 ¦ 12/22/2022 3:42:52 PM | 0 | Area 1001 Gas CC 2x1 2037 | 0 |  | 1 | Unit |  | PJM | 0 | 0 | 0.965 | 0 | 0 | 0 | 0 | 0 | 0 | 0 | 0 | 0
6347 | Area 1001 Gas CC 2x1 2038 | ATC | 2026 | AEP-KPCO | 0 | 0 | 0 | 0 | 0 |  | 0 | 0 | 0 | 0 | 0 | 0 | 0 | 0 | -1 | 0 | 0 |  | 0 | 0 | 0 | 0 | 0 | 0 | 0 | 0 | 0 | 0 | 0 | 0 | 0 | -1 | 0 | 0 | 0 | 0 | 0 | 0 | 0 | 0 | 0 | 0 | 0 | 0 | 0 | 0 | 0 | 0 | 0 |  |  |  |  | 0 | 0 | 0 | 0 | 0 | 0 | 0 | 0 | 0 | 1/1/2038 | 12/31/2099 | TRUE | TCO |  | 2026 |  |  |  | REF | 0 | 0 | Real 2021 ¦ 12/22/2022 3:42:52 PM | 0 | Area 1001 Gas CC 2x1 2038 | 0 |  | 1 | Unit |  | PJM | 0 | 0 | 0.965 | 0 | 0 | 0 | 0 | 0 | 0 | 0 | 0 | 0
6348 | Area 1001 Gas CC 2x1 2039 | ATC | 2026 | AEP-KPCO | 0 | 0 | 0 | 0 | 0 |  | 0 | 0 | 0 | 0 | 0 | 0 | 0 | 0 | -1 | 0 | 0 |  | 0 | 0 | 0 | 0 | 0 | 0 | 0 | 0 | 0 | 0 | 0 | 0 | 0 | -1 | 0 | 0 | 0 | 0 | 0 | 0 | 0 | 0 | 0 | 0 | 0 | 0 | 0 | 0 | 0 | 0 | 0 |  |  |  |  | 0 | 0 | 0 | 0 | 0 | 0 | 0 | 0 | 0 | 1/1/2039 | 12/31/2099 | TRUE | TCO |  | 2026 |  |  |  | REF | 0 | 0 | Real 2021 ¦ 12/22/2022 3:42:52 PM | 0 | Area 1001 Gas CC 2x1 2039 | 0 |  | 1 | Unit |  | PJM | 0 | 0 | 0.965 | 0 | 0 | 0 | 0 | 0 | 0 | 0 | 0 | 0
6349 | Area 1001 Gas CC 2x1 2040 | ATC | 2026 | AEP-KPCO | 0 | 0 | 0 | 0 | 0 |  | 0 | 0 | 0 | 0 | 0 | 0 | 0 | 0 | -1 | 0 | 0 |  | 0 | 0 | 0 | 0 | 0 | 0 | 0 | 0 | 0 | 0 | 0 | 0 | 0 | -1 | 0 | 0 | 0 | 0 | 0 | 0 | 0 | 0 | 0 | 0 | 0 | 0 | 0 | 0 | 0 | 0 | 0 |  |  |  |  | 0 | 0 | 0 | 0 | 0 | 0 | 0 | 0 | 0 | 1/1/2040 | 12/31/2099 | TRUE | TCO |  | 2026 |  |  |  | REF | 0 | 0 | Real 2021 ¦ 12/22/2022 3:42:52 PM | 0 | Area 1001 Gas CC 2x1 2040 | 0 |  | 1 | Unit |  | PJM | 0 | 0 | 0.965 | 0 | 0 | 0 | 0 | 0 | 0 | 0 | 0 | 0
6350 | Area 1001 Gas CC 2x1 2041 | ATC | 2026 | AEP-KPCO | 0 | 0 | 0 | 0 | 0 |  | 0 | 0 | 0 | 0 | 0 | 0 | 0 | 0 | -1 | 0 | 0 |  | 0 | 0 | 0 | 0 | 0 | 0 | 0 | 0 | 0 | 0 | 0 | 0 | 0 | -1 | 0 | 0 | 0 | 0 | 0 | 0 | 0 | 0 | 0 | 0 | 0 | 0 | 0 | 0 | 0 | 0 | 0 |  |  |  |  | 0 | 0 | 0 | 0 | 0 | 0 | 0 | 0 | 0 | 1/1/2041 | 12/31/2099 | TRUE | TCO |  | 2026 |  |  |  | REF | 0 | 0 | Real 2021 ¦ 12/22/2022 3:42:52 PM | 0 | Area 1001 Gas CC 2x1 2041 | 0 |  | 1 | Unit |  | PJM | 0 | 0 | 0.965 | 0 | 0 | 0 | 0 | 0 | 0 | 0 | 0 | 0
6351 | Area 1001 Gas CC 2x1 2042 | ATC | 2026 | AEP-KPCO | 0 | 0 | 0 | 0 | 0 |  | 0 | 0 | 0 | 0 | 0 | 0 | 0 | 0 | -1 | 0 | 0 |  | 0 | 0 | 0 | 0 | 0 | 0 | 0 | 0 | 0 | 0 | 0 | 0 | 0 | -1 | 0 | 0 | 0 | 0 | 0 | 0 | 0 | 0 | 0 | 0 | 0 | 0 | 0 | 0 | 0 | 0 | 0 |  |  |  |  | 0 | 0 | 0 | 0 | 0 | 0 | 0 | 0 | 0 | 1/1/2042 | 12/31/2099 | TRUE | TCO |  | 2026 |  |  |  | REF | 0 | 0 | Real 2021 ¦ 12/22/2022 3:42:52 PM | 0 | Area 1001 Gas CC 2x1 2042 | 0 |  | 1 | Unit |  | PJM | 0 | 0 | 0.965 | 0 | 0 | 0 | 0 | 0 | 0 | 0 | 0 | 0
6352 | Area 1001 Gas CC 2x1 2043 | ATC | 2026 | AEP-KPCO | 0 | 0 | 0 | 0 | 0 |  | 0 | 0 | 0 | 0 | 0 | 0 | 0 | 0 | -1 | 0 | 0 |  | 0 | 0 | 0 | 0 | 0 | 0 | 0 | 0 | 0 | 0 | 0 | 0 | 0 | -1 | 0 | 0 | 0 | 0 | 0 | 0 | 0 | 0 | 0 | 0 | 0 | 0 | 0 | 0 | 0 | 0 | 0 |  |  |  |  | 0 | 0 | 0 | 0 | 0 | 0 | 0 | 0 | 0 | 1/1/2043 | 12/31/2099 | TRUE | TCO |  | 2026 |  |  |  | REF | 0 | 0 | Real 2021 ¦ 12/22/2022 3:42:52 PM | 0 | Area 1001 Gas CC 2x1 2043 | 0 |  | 1 | Unit |  | PJM | 0 | 0 | 0.965 | 0 | 0 | 0 | 0 | 0 | 0 | 0 | 0 | 0
6353 | Area 1001 Gas CC 1x1 2024 | ATC | 2026 | AEP-KPCO | 362.0284 | 399.0869 | 0 | 17.8023 | 22.3127 | 17.8796 | 16.7939 | 72755.3125 | 418 | 66565.8203 | 6189.4937 | 0 | 0 | 2.3529 | -1 | 20100422 | 6431 | 6437.7383 | 6002.4287 | 108.6085 | 356.4247 | 3122280 | 3122280 | 0 | 0 | 100 | 20100422 | 112545.1016 | 112545.1016 | 0 | 0 | -1 | 0 | 0 | 0 | 47485.4844 | 0.39266 | 0 | 0 | 0.39266 | 0 | 0 | 0 | -16035.4619 | 8339.1943 | 8339.1943 | 0 | 0 | 0 | 0.8931 | 36.0458 | 41.1816 | -5.1358 | 0.57389 | 23.7956 | 13.2629 | 0 | 0 | 8760 | 3122280 | 0 | 0 | 1/1/2024 | 12/31/2099 | TRUE | TCO |  | 2026 |  |  |  | REF | 0 | 0 | Real 2021 ¦ 12/22/2022 3:42:52 PM | 0 | Area 1001 Gas CC 1x1 2024 | 0 |  | 1 | Unit |  | PJM | 403.37 | 0 | 0.965 | 0 | 0 | 0 | 0 | 3171369.25 | 0 | 47485.4844 | 0 | 0
6354 | Area 1001 Gas CC 1x1 2025 | ATC | 2026 | AEP-KPCO | 362.0284 | 399.0869 | 0 | 17.8023 | 22.3127 | 17.8796 | 16.7939 | 69718.0859 | 418 | 63528.5938 | 6189.4937 | 0 | 0 | 2.3529 | -1 | 20100422 | 6431 | 6437.7383 | 6002.4287 | 108.6085 | 356.4247 | 3122280 | 3122280 | 0 | 0 | 100 | 20100422 | 112545.1016 | 112545.1016 | 0 | 0 | -1 | 0 | 0 | 0 | 47485.4844 | 0 | 0 | 0 | 0 | 0 | 0 | 0 | -12998.2393 | 8339.1943 | 8339.1943 | 0 | 0 | 0 | 0.8931 | 36.0458 | 40.2089 | -4.1631 | 0.57389 | 23.7956 | 13.2629 | 0 | 0 | 8760 | 3122280 | 0 | 0 | 1/1/2025 | 12/31/2099 | TRUE | TCO |  | 2026 |  |  |  | REF | 0 | 0 | Real 2021 ¦ 12/22/2022 3:42:52 PM | 0 | Area 1001 Gas CC 1x1 2025 | 0 |  | 1 | Unit |  | PJM | 403.37 | 0 | 0.965 | 0 | 0 | 0 | 0 | 3171369.25 | 0 | 47485.4844 | 0 | 0
6355 | Area 1001 Gas CC 1x1 2026 | ATC | 2026 | AEP-KPCO | 362.0284 | 399.0869 | 0 | 17.8023 | 22.3127 | 17.8792 | 16.7939 | 70017.2109 | 418 | 63827.7148 | 6189.4937 | 0 | 0 | 2.3529 | -1 | 20080394 | 6431 | 6438.2036 | 6002.4287 | 108.6085 | 356.0438 | 3118943.5 | 3118943.5 | 0 | 8.516 | 100 | 20080394 | 112457.4453 | 112457.4453 | 0 | 0 | -1 | 0 | 8.8255 | 1 | 47433.4258 | 0.3809 | 0 | 0 | 0.3809 | 0 | 0 | 0 | -13332.8662 | 8330.2832 | 8330.2832 | 0 | 0 | 0 | 0.89215 | 36.0563 | 40.3311 | -4.2748 | 0.57363 | 23.7956 | 13.2629 | 0 | 0 | 8760 | 3118943.5 | 0 | 0 | 1/1/2026 | 12/31/2099 | TRUE | TCO |  | 2026 |  |  |  | REF | 0 | 0 | Real 2021 ¦ 12/22/2022 3:42:52 PM | 0 | Area 1001 Gas CC 1x1 2026 | 0 |  | 1 | Unit |  | PJM | 403.37 | 0 | 0.965 | 0 | 0 | 8.8255 | 0 | 3171369.25 | 0 | 47433.4258 | 0 | 0
6356 | Area 1001 Gas CC 1x1 2027 | ATC | 2026 | AEP-KPCO | 0 | 0 | 0 | 0 | 0 |  | 0 | 0 | 0 | 0 | 0 | 0 | 0 | 0 | -1 | 0 | 0 |  | 0 | 0 | 0 | 0 | 0 | 0 | 0 | 0 | 0 | 0 | 0 | 0 | 0 | -1 | 0 | 0 | 0 | 0 | 0 | 0 | 0 | 0 | 0 | 0 | 0 | 0 | 0 | 0 | 0 | 0 | 0 |  |  |  |  | 0 | 0 | 0 | 0 | 0 | 0 | 0 | 0 | 0 | 1/1/2027 | 12/31/2099 | TRUE | TCO |  | 2026 |  |  |  | REF | 0 | 0 | Real 2021 ¦ 12/22/2022 3:42:52 PM | 0 | Area 1001 Gas CC 1x1 2027 | 0 |  | 1 | Unit |  | PJM | 0 | 0 | 0.965 | 0 | 0 | 0 | 0 | 0 | 0 | 0 | 0 | 0
6357 | Area 1001 Gas CC 1x1 2028 | ATC | 2026 | AEP-KPCO | 0 | 0 | 0 | 0 | 0 |  | 0 | 0 | 0 | 0 | 0 | 0 | 0 | 0 | -1 | 0 | 0 |  | 0 | 0 | 0 | 0 | 0 | 0 | 0 | 0 | 0 | 0 | 0 | 0 | 0 | -1 | 0 | 0 | 0 | 0 | 0 | 0 | 0 | 0 | 0 | 0 | 0 | 0 | 0 | 0 | 0 | 0 | 0 |  |  |  |  | 0 | 0 | 0 | 0 | 0 | 0 | 0 | 0 | 0 | 1/1/2028 | 12/31/2099 | TRUE | TCO |  | 2026 |  |  |  | REF | 0 | 0 | Real 2021 ¦ 12/22/2022 3:42:52 PM | 0 | Area 1001 Gas CC 1x1 2028 | 0 |  | 1 | Unit |  | PJM | 0 | 0 | 0.965 | 0 | 0 | 0 | 0 | 0 | 0 | 0 | 0 | 0
6358 | Area 1001 Gas CC 1x1 2029 | ATC | 2026 | AEP-KPCO | 0 | 0 | 0 | 0 | 0 |  | 0 | 0 | 0 | 0 | 0 | 0 | 0 | 0 | -1 | 0 | 0 |  | 0 | 0 | 0 | 0 | 0 | 0 | 0 | 0 | 0 | 0 | 0 | 0 | 0 | -1 | 0 | 0 | 0 | 0 | 0 | 0 | 0 | 0 | 0 | 0 | 0 | 0 | 0 | 0 | 0 | 0 | 0 |  |  |  |  | 0 | 0 | 0 | 0 | 0 | 0 | 0 | 0 | 0 | 1/1/2029 | 12/31/2099 | TRUE | TCO |  | 2026 |  |  |  | REF | 0 | 0 | Real 2021 ¦ 12/22/2022 3:42:52 PM | 0 | Area 1001 Gas CC 1x1 2029 | 0 |  | 1 | Unit |  | PJM | 0 | 0 | 0.965 | 0 | 0 | 0 | 0 | 0 | 0 | 0 | 0 | 0
6359 | Area 1001 Gas CC 1x1 2030 | ATC | 2026 | AEP-KPCO | 0 | 0 | 0 | 0 | 0 |  | 0 | 0 | 0 | 0 | 0 | 0 | 0 | 0 | -1 | 0 | 0 |  | 0 | 0 | 0 | 0 | 0 | 0 | 0 | 0 | 0 | 0 | 0 | 0 | 0 | -1 | 0 | 0 | 0 | 0 | 0 | 0 | 0 | 0 | 0 | 0 | 0 | 0 | 0 | 0 | 0 | 0 | 0 |  |  |  |  | 0 | 0 | 0 | 0 | 0 | 0 | 0 | 0 | 0 | 1/1/2030 | 12/31/2099 | TRUE | TCO |  | 2026 |  |  |  | REF | 0 | 0 | Real 2021 ¦ 12/22/2022 3:42:52 PM | 0 | Area 1001 Gas CC 1x1 2030 | 0 |  | 1 | Unit |  | PJM | 0 | 0 | 0.965 | 0 | 0 | 0 | 0 | 0 | 0 | 0 | 0 | 0
6360 | Area 1001 Gas CC 1x1 2031 | ATC | 2026 | AEP-KPCO | 0 | 0 | 0 | 0 | 0 |  | 0 | 0 | 0 | 0 | 0 | 0 | 0 | 0 | -1 | 0 | 0 |  | 0 | 0 | 0 | 0 | 0 | 0 | 0 | 0 | 0 | 0 | 0 | 0 | 0 | -1 | 0 | 0 | 0 | 0 | 0 | 0 | 0 | 0 | 0 | 0 | 0 | 0 | 0 | 0 | 0 | 0 | 0 |  |  |  |  | 0 | 0 | 0 | 0 | 0 | 0 | 0 | 0 | 0 | 1/1/2031 | 12/31/2099 | TRUE | TCO |  | 2026 |  |  |  | REF | 0 | 0 | Real 2021 ¦ 12/22/2022 3:42:52 PM | 0 | Area 1001 Gas CC 1x1 2031 | 0 |  | 1 | Unit |  | PJM | 0 | 0 | 0.965 | 0 | 0 | 0 | 0 | 0 | 0 | 0 | 0 | 0
6361 | Area 1001 Gas CC 1x1 2032 | ATC | 2026 | AEP-KPCO | 0 | 0 | 0 | 0 | 0 |  | 0 | 0 | 0 | 0 | 0 | 0 | 0 | 0 | -1 | 0 | 0 |  | 0 | 0 | 0 | 0 | 0 | 0 | 0 | 0 | 0 | 0 | 0 | 0 | 0 | -1 | 0 | 0 | 0 | 0 | 0 | 0 | 0 | 0 | 0 | 0 | 0 | 0 | 0 | 0 | 0 | 0 | 0 |  |  |  |  | 0 | 0 | 0 | 0 | 0 | 0 | 0 | 0 | 0 | 1/1/2032 | 12/31/2099 | TRUE | TCO |  | 2026 |  |  |  | REF | 0 | 0 | Real 2021 ¦ 12/22/2022 3:42:52 PM | 0 | Area 1001 Gas CC 1x1 2032 | 0 |  | 1 | Unit |  | PJM | 0 | 0 | 0.965 | 0 | 0 | 0 | 0 | 0 | 0 | 0 | 0 | 0
6362 | Area 1001 Gas CC 1x1 2033 | ATC | 2026 | AEP-KPCO | 0 | 0 | 0 | 0 | 0 |  | 0 | 0 | 0 | 0 | 0 | 0 | 0 | 0 | -1 | 0 | 0 |  | 0 | 0 | 0 | 0 | 0 | 0 | 0 | 0 | 0 | 0 | 0 | 0 | 0 | -1 | 0 | 0 | 0 | 0 | 0 | 0 | 0 | 0 | 0 | 0 | 0 | 0 | 0 | 0 | 0 | 0 | 0 |  |  |  |  | 0 | 0 | 0 | 0 | 0 | 0 | 0 | 0 | 0 | 1/1/2033 | 12/31/2099 | TRUE | TCO |  | 2026 |  |  |  | REF | 0 | 0 | Real 2021 ¦ 12/22/2022 3:42:52 PM | 0 | Area 1001 Gas CC 1x1 2033 | 0 |  | 1 | Unit |  | PJM | 0 | 0 | 0.965 | 0 | 0 | 0 | 0 | 0 | 0 | 0 | 0 | 0
6363 | Area 1001 Gas CC 1x1 2034 | ATC | 2026 | AEP-KPCO | 0 | 0 | 0 | 0 | 0 |  | 0 | 0 | 0 | 0 | 0 | 0 | 0 | 0 | -1 | 0 | 0 |  | 0 | 0 | 0 | 0 | 0 | 0 | 0 | 0 | 0 | 0 | 0 | 0 | 0 | -1 | 0 | 0 | 0 | 0 | 0 | 0 | 0 | 0 | 0 | 0 | 0 | 0 | 0 | 0 | 0 | 0 | 0 |  |  |  |  | 0 | 0 | 0 | 0 | 0 | 0 | 0 | 0 | 0 | 1/1/2034 | 12/31/2099 | TRUE | TCO |  | 2026 |  |  |  | REF | 0 | 0 | Real 2021 ¦ 12/22/2022 3:42:52 PM | 0 | Area 1001 Gas CC 1x1 2034 | 0 |  | 1 | Unit |  | PJM | 0 | 0 | 0.965 | 0 | 0 | 0 | 0 | 0 | 0 | 0 | 0 | 0
6364 | Area 1001 Gas CC 1x1 2035 | ATC | 2026 | AEP-KPCO | 0 | 0 | 0 | 0 | 0 |  | 0 | 0 | 0 | 0 | 0 | 0 | 0 | 0 | -1 | 0 | 0 |  | 0 | 0 | 0 | 0 | 0 | 0 | 0 | 0 | 0 | 0 | 0 | 0 | 0 | -1 | 0 | 0 | 0 | 0 | 0 | 0 | 0 | 0 | 0 | 0 | 0 | 0 | 0 | 0 | 0 | 0 | 0 |  |  |  |  | 0 | 0 | 0 | 0 | 0 | 0 | 0 | 0 | 0 | 1/1/2035 | 12/31/2099 | TRUE | TCO |  | 2026 |  |  |  | REF | 0 | 0 | Real 2021 ¦ 12/22/2022 3:42:52 PM | 0 | Area 1001 Gas CC 1x1 2035 | 0 |  | 1 | Unit |  | PJM | 0 | 0 | 0.965 | 0 | 0 | 0 | 0 | 0 | 0 | 0 | 0 | 0
6365 | Area 1001 Gas CC 1x1 2036 | ATC | 2026 | AEP-KPCO | 0 | 0 | 0 | 0 | 0 |  | 0 | 0 | 0 | 0 | 0 | 0 | 0 | 0 | -1 | 0 | 0 |  | 0 | 0 | 0 | 0 | 0 | 0 | 0 | 0 | 0 | 0 | 0 | 0 | 0 | -1 | 0 | 0 | 0 | 0 | 0 | 0 | 0 | 0 | 0 | 0 | 0 | 0 | 0 | 0 | 0 | 0 | 0 |  |  |  |  | 0 | 0 | 0 | 0 | 0 | 0 | 0 | 0 | 0 | 1/1/2036 | 12/31/2099 | TRUE | TCO |  | 2026 |  |  |  | REF | 0 | 0 | Real 2021 ¦ 12/22/2022 3:42:52 PM | 0 | Area 1001 Gas CC 1x1 2036 | 0 |  | 1 | Unit |  | PJM | 0 | 0 | 0.965 | 0 | 0 | 0 | 0 | 0 | 0 | 0 | 0 | 0
6366 | Area 1001 Gas CC 1x1 2037 | ATC | 2026 | AEP-KPCO | 0 | 0 | 0 | 0 | 0 |  | 0 | 0 | 0 | 0 | 0 | 0 | 0 | 0 | -1 | 0 | 0 |  | 0 | 0 | 0 | 0 | 0 | 0 | 0 | 0 | 0 | 0 | 0 | 0 | 0 | -1 | 0 | 0 | 0 | 0 | 0 | 0 | 0 | 0 | 0 | 0 | 0 | 0 | 0 | 0 | 0 | 0 | 0 |  |  |  |  | 0 | 0 | 0 | 0 | 0 | 0 | 0 | 0 | 0 | 1/1/2037 | 12/31/2099 | TRUE | TCO |  | 2026 |  |  |  | REF | 0 | 0 | Real 2021 ¦ 12/22/2022 3:42:52 PM | 0 | Area 1001 Gas CC 1x1 2037 | 0 |  | 1 | Unit |  | PJM | 0 | 0 | 0.965 | 0 | 0 | 0 | 0 | 0 | 0 | 0 | 0 | 0
6367 | Area 1001 Gas CC 1x1 2038 | ATC | 2026 | AEP-KPCO | 0 | 0 | 0 | 0 | 0 |  | 0 | 0 | 0 | 0 | 0 | 0 | 0 | 0 | -1 | 0 | 0 |  | 0 | 0 | 0 | 0 | 0 | 0 | 0 | 0 | 0 | 0 | 0 | 0 | 0 | -1 | 0 | 0 | 0 | 0 | 0 | 0 | 0 | 0 | 0 | 0 | 0 | 0 | 0 | 0 | 0 | 0 | 0 |  |  |  |  | 0 | 0 | 0 | 0 | 0 | 0 | 0 | 0 | 0 | 1/1/2038 | 12/31/2099 | TRUE | TCO |  | 2026 |  |  |  | REF | 0 | 0 | Real 2021 ¦ 12/22/2022 3:42:52 PM | 0 | Area 1001 Gas CC 1x1 2038 | 0 |  | 1 | Unit |  | PJM | 0 | 0 | 0.965 | 0 | 0 | 0 | 0 | 0 | 0 | 0 | 0 | 0
6368 | Area 1001 Gas CC 1x1 2039 | ATC | 2026 | AEP-KPCO | 0 | 0 | 0 | 0 | 0 |  | 0 | 0 | 0 | 0 | 0 | 0 | 0 | 0 | -1 | 0 | 0 |  | 0 | 0 | 0 | 0 | 0 | 0 | 0 | 0 | 0 | 0 | 0 | 0 | 0 | -1 | 0 | 0 | 0 | 0 | 0 | 0 | 0 | 0 | 0 | 0 | 0 | 0 | 0 | 0 | 0 | 0 | 0 |  |  |  |  | 0 | 0 | 0 | 0 | 0 | 0 | 0 | 0 | 0 | 1/1/2039 | 12/31/2099 | TRUE | TCO |  | 2026 |  |  |  | REF | 0 | 0 | Real 2021 ¦ 12/22/2022 3:42:52 PM | 0 | Area 1001 Gas CC 1x1 2039 | 0 |  | 1 | Unit |  | PJM | 0 | 0 | 0.965 | 0 | 0 | 0 | 0 | 0 | 0 | 0 | 0 | 0
6369 | Area 1001 Gas CC 1x1 2040 | ATC | 2026 | AEP-KPCO | 0 | 0 | 0 | 0 | 0 |  | 0 | 0 | 0 | 0 | 0 | 0 | 0 | 0 | -1 | 0 | 0 |  | 0 | 0 | 0 | 0 | 0 | 0 | 0 | 0 | 0 | 0 | 0 | 0 | 0 | -1 | 0 | 0 | 0 | 0 | 0 | 0 | 0 | 0 | 0 | 0 | 0 | 0 | 0 | 0 | 0 | 0 | 0 |  |  |  |  | 0 | 0 | 0 | 0 | 0 | 0 | 0 | 0 | 0 | 1/1/2040 | 12/31/2099 | TRUE | TCO |  | 2026 |  |  |  | REF | 0 | 0 | Real 2021 ¦ 12/22/2022 3:42:52 PM | 0 | Area 1001 Gas CC 1x1 2040 | 0 |  | 1 | Unit |  | PJM | 0 | 0 | 0.965 | 0 | 0 | 0 | 0 | 0 | 0 | 0 | 0 | 0
6370 | Area 1001 Gas CC 1x1 2041 | ATC | 2026 | AEP-KPCO | 0 | 0 | 0 | 0 | 0 |  | 0 | 0 | 0 | 0 | 0 | 0 | 0 | 0 | -1 | 0 | 0 |  | 0 | 0 | 0 | 0 | 0 | 0 | 0 | 0 | 0 | 0 | 0 | 0 | 0 | -1 | 0 | 0 | 0 | 0 | 0 | 0 | 0 | 0 | 0 | 0 | 0 | 0 | 0 | 0 | 0 | 0 | 0 |  |  |  |  | 0 | 0 | 0 | 0 | 0 | 0 | 0 | 0 | 0 | 1/1/2041 | 12/31/2099 | TRUE | TCO |  | 2026 |  |  |  | REF | 0 | 0 | Real 2021 ¦ 12/22/2022 3:42:52 PM | 0 | Area 1001 Gas CC 1x1 2041 | 0 |  | 1 | Unit |  | PJM | 0 | 0 | 0.965 | 0 | 0 | 0 | 0 | 0 | 0 | 0 | 0 | 0
6371 | Area 1001 Gas CC 1x1 2042 | ATC | 2026 | AEP-KPCO | 0 | 0 | 0 | 0 | 0 |  | 0 | 0 | 0 | 0 | 0 | 0 | 0 | 0 | -1 | 0 | 0 |  | 0 | 0 | 0 | 0 | 0 | 0 | 0 | 0 | 0 | 0 | 0 | 0 | 0 | -1 | 0 | 0 | 0 | 0 | 0 | 0 | 0 | 0 | 0 | 0 | 0 | 0 | 0 | 0 | 0 | 0 | 0 |  |  |  |  | 0 | 0 | 0 | 0 | 0 | 0 | 0 | 0 | 0 | 1/1/2042 | 12/31/2099 | TRUE | TCO |  | 2026 |  |  |  | REF | 0 | 0 | Real 2021 ¦ 12/22/2022 3:42:52 PM | 0 | Area 1001 Gas CC 1x1 2042 | 0 |  | 1 | Unit |  | PJM | 0 | 0 | 0.965 | 0 | 0 | 0 | 0 | 0 | 0 | 0 | 0 | 0
6372 | Area 1001 Gas CC 1x1 2043 | ATC | 2026 | AEP-KPCO | 0 | 0 | 0 | 0 | 0 |  | 0 | 0 | 0 | 0 | 0 | 0 | 0 | 0 | -1 | 0 | 0 |  | 0 | 0 | 0 | 0 | 0 | 0 | 0 | 0 | 0 | 0 | 0 | 0 | 0 | -1 | 0 | 0 | 0 | 0 | 0 | 0 | 0 | 0 | 0 | 0 | 0 | 0 | 0 | 0 | 0 | 0 | 0 |  |  |  |  | 0 | 0 | 0 | 0 | 0 | 0 | 0 | 0 | 0 | 1/1/2043 | 12/31/2099 | TRUE | TCO |  | 2026 |  |  |  | REF | 0 | 0 | Real 2021 ¦ 12/22/2022 3:42:52 PM | 0 | Area 1001 Gas CC 1x1 2043 | 0 |  | 1 | Unit |  | PJM | 0 | 0 | 0.965 | 0 | 0 | 0 | 0 | 0 | 0 | 0 | 0 | 0
6373 | Area 1001 Gas CT 2023 | ATC | 2026 | AEP-KPCO | 209.578 | 229.1408 | 0 | 23.9282 | 28.5636 | 23.7855 | 22.9198 | 28073.5098 | 240 | 26303.2285 | 1770.2826 | 0 | 0 | 2.3529 | -1 | 15329788 | 9905 | 9952.2617 | 9476.4287 | 62.8734 | 175.837 | 1540332 | 1540332 | 0 | 9.3265 | 93.2306 | 15329788 | 57368.4219 | 57368.4219 | 0 | 0 | -1 | 0 | 202.2848 | 11 | 35677.6797 | 0.15697 | 0 | 0 | 0.15697 | 0 | 0 | 0 | -7544.9189 | 959.3964 | 959.3964 | 0 | 0 | 0 | 0.76738 | 37.2442 | 42.1424 | -4.8982 | 0.47098 | 13.772 | 5.7908 | 0 | 0 | 8167 | 1540332 | 0 | 0 | 1/1/2023 | 12/31/2099 | TRUE | TCO |  | 2026 |  |  |  | REF | 0 | 0 | Real 2021 ¦ 12/22/2022 3:42:52 PM | 0 | Area 1001 Gas CT 2023 | 0 |  | 1 | Unit |  | PJM | 228 | 0 | 0.95 | 0 | 0 | 202.2848 | 0 | 1835903.5 | 0 | 35677.6797 | 0 | 0
6374 | Area 1001 Gas CT 2024 | ATC | 2026 | AEP-KPCO | 209.578 | 229.1408 | 0 | 23.9282 | 28.5636 | 23.784 | 22.9198 | 25418.0859 | 240 | 23647.8047 | 1770.2826 | 0 | 0 | 2.3529 | -1 | 15329787 | 9905 | 9951.5732 | 9476.4287 | 62.8734 | 175.8492 | 1540438.625 | 1540438.625 | 0 | 0 | 93.0936 | 15329787 | 57372.7695 | 57372.7695 | 0 | 0 | -1 | 0 | 147.2721 | 8 | 35677.8594 | 0 | 0 | 0 | 0 | 0 | 0 | 0 | -4830.3799 | 959.4628 | 959.4628 | 0 | 0 | 0 | 0.76743 | 37.2444 | 40.3802 | -3.1357 | 0.4709 | 13.772 | 5.7908 | 0 | 0 | 8155 | 1540438.625 | 0 | 0 | 1/1/2024 | 12/31/2099 | TRUE | TCO |  | 2026 |  |  |  | REF | 0 | 0 | Real 2021 ¦ 12/22/2022 3:42:52 PM | 0 | Area 1001 Gas CT 2024 | 0 |  | 1 | Unit |  | PJM | 228 | 0 | 0.95 | 0 | 0 | 147.2721 | 0 | 1835903.5 | 0 | 35677.8594 | 0 | 0
6375 | Area 1001 Gas CT 2025 | ATC | 2026 | AEP-KPCO | 209.578 | 229.1408 | 0 | 23.9282 | 28.5636 | 23.7854 | 22.9198 | 24136.6133 | 240 | 22366.332 | 1770.2826 | 0 | 0 | 2.3529 | -1 | 15335330 | 9905 | 9951.6416 | 9476.4287 | 62.8734 | 175.9115 | 1540984.875 | 1540984.875 | 0 | 0.022831 | 93.1393 | 15335330 | 57387.6875 | 57387.6875 | 0 | 0 | -1 | 0 | 203.5708 | 11 | 35692.707 | 0.008861 | 0 | 0 | 0.008861 | 0 | 0 | 0 | -3605.4814 | 959.803 | 959.803 | 0 | 0 | 0 | 0.7677 | 37.2409 | 39.5806 | -2.3397 | 0.47097 | 13.772 | 5.7908 | 0 | 0 | 8159 | 1540984.875 | 0 | 0 | 1/1/2025 | 12/31/2099 | TRUE | TCO |  | 2026 |  |  |  | REF | 0 | 0 | Real 2021 ¦ 12/22/2022 3:42:52 PM | 0 | Area 1001 Gas CT 2025 | 0 |  | 1 | Unit |  | PJM | 228 | 0 | 0.95 | 0 | 0 | 203.5708 | 0 | 1835903.5 | 0 | 35692.707 | 0 | 0
6376 | Area 1001 Gas CT 2026 | ATC | 2026 | AEP-KPCO | 209.578 | 229.1408 | 0 | 23.9282 | 28.5636 | 23.7848 | 22.9198 | 24163.0352 | 240 | 22392.7539 | 1770.2826 | 0 | 0 | 2.3529 | -1 | 15331263 | 9905 | 9951.6562 | 9476.4287 | 62.8734 | 175.8646 | 1540574 | 1540574 | 0 | 0 | 93.1164 | 15331263 | 57377.1992 | 57377.1992 | 0 | 0 | -1 | 0 | 166.3241 | 9 | 35682.1562 | 3.9049 | 0.072921 | 0 | 3.832 | 0 | 0 | 0 | -3594.3318 | 959.5471 | 959.5471 | 0 | 0 | 0 | 0.7675 | 37.244 | 39.5772 | -2.3331 | 0.47092 | 13.772 | 5.7908 | 0 | 0 | 8157 | 1540574 | 0 | 0 | 1/1/2026 | 12/31/2099 | TRUE | TCO |  | 2026 |  |  |  | REF | 0 | 0 | Real 2021 ¦ 12/22/2022 3:42:52 PM | 0 | Area 1001 Gas CT 2026 | 0 |  | 1 | Unit |  | PJM | 228 | 0 | 0.95 | 0 | 0 | 166.3241 | 0 | 1835903.5 | 0 | 35682.1562 | 0 | 0
6377 | Area 1001 Gas CT 2027 | ATC | 2026 | AEP-KPCO | 0 | 0 | 0 | 0 | 0 |  | 0 | 0 | 0 | 0 | 0 | 0 | 0 | 0 | -1 | 0 | 0 |  | 0 | 0 | 0 | 0 | 0 | 0 | 0 | 0 | 0 | 0 | 0 | 0 | 0 | -1 | 0 | 0 | 0 | 0 | 0 | 0 | 0 | 0 | 0 | 0 | 0 | 0 | 0 | 0 | 0 | 0 | 0 |  |  |  |  | 0 | 0 | 0 | 0 | 0 | 0 | 0 | 0 | 0 | 1/1/2027 | 12/31/2099 | TRUE | TCO |  | 2026 |  |  |  | REF | 0 | 0 | Real 2021 ¦ 12/22/2022 3:42:52 PM | 0 | Area 1001 Gas CT 2027 | 0 |  | 1 | Unit |  | PJM | 0 | 0 | 0.95 | 0 | 0 | 0 | 0 | 0 | 0 | 0 | 0 | 0
6378 | Area 1001 Gas CT 2028 | ATC | 2026 | AEP-KPCO | 0 | 0 | 0 | 0 | 0 |  | 0 | 0 | 0 | 0 | 0 | 0 | 0 | 0 | -1 | 0 | 0 |  | 0 | 0 | 0 | 0 | 0 | 0 | 0 | 0 | 0 | 0 | 0 | 0 | 0 | -1 | 0 | 0 | 0 | 0 | 0 | 0 | 0 | 0 | 0 | 0 | 0 | 0 | 0 | 0 | 0 | 0 | 0 |  |  |  |  | 0 | 0 | 0 | 0 | 0 | 0 | 0 | 0 | 0 | 1/1/2028 | 12/31/2099 | TRUE | TCO |  | 2026 |  |  |  | REF | 0 | 0 | Real 2021 ¦ 12/22/2022 3:42:52 PM | 0 | Area 1001 Gas CT 2028 | 0 |  | 1 | Unit |  | PJM | 0 | 0 | 0.95 | 0 | 0 | 0 | 0 | 0 | 0 | 0 | 0 | 0
6379 | Area 1001 Gas CT 2029 | ATC | 2026 | AEP-KPCO | 0 | 0 | 0 | 0 | 0 |  | 0 | 0 | 0 | 0 | 0 | 0 | 0 | 0 | -1 | 0 | 0 |  | 0 | 0 | 0 | 0 | 0 | 0 | 0 | 0 | 0 | 0 | 0 | 0 | 0 | -1 | 0 | 0 | 0 | 0 | 0 | 0 | 0 | 0 | 0 | 0 | 0 | 0 | 0 | 0 | 0 | 0 | 0 |  |  |  |  | 0 | 0 | 0 | 0 | 0 | 0 | 0 | 0 | 0 | 1/1/2029 | 12/31/2099 | TRUE | TCO |  | 2026 |  |  |  | REF | 0 | 0 | Real 2021 ¦ 12/22/2022 3:42:52 PM | 0 | Area 1001 Gas CT 2029 | 0 |  | 1 | Unit |  | PJM | 0 | 0 | 0.95 | 0 | 0 | 0 | 0 | 0 | 0 | 0 | 0 | 0
6380 | Area 1001 Gas CT 2030 | ATC | 2026 | AEP-KPCO | 0 | 0 | 0 | 0 | 0 |  | 0 | 0 | 0 | 0 | 0 | 0 | 0 | 0 | -1 | 0 | 0 |  | 0 | 0 | 0 | 0 | 0 | 0 | 0 | 0 | 0 | 0 | 0 | 0 | 0 | -1 | 0 | 0 | 0 | 0 | 0 | 0 | 0 | 0 | 0 | 0 | 0 | 0 | 0 | 0 | 0 | 0 | 0 |  |  |  |  | 0 | 0 | 0 | 0 | 0 | 0 | 0 | 0 | 0 | 1/1/2030 | 12/31/2099 | TRUE | TCO |  | 2026 |  |  |  | REF | 0 | 0 | Real 2021 ¦ 12/22/2022 3:42:52 PM | 0 | Area 1001 Gas CT 2030 | 0 |  | 1 | Unit |  | PJM | 0 | 0 | 0.95 | 0 | 0 | 0 | 0 | 0 | 0 | 0 | 0 | 0
6381 | Area 1001 Gas CT 2031 | ATC | 2026 | AEP-KPCO | 0 | 0 | 0 | 0 | 0 |  | 0 | 0 | 0 | 0 | 0 | 0 | 0 | 0 | -1 | 0 | 0 |  | 0 | 0 | 0 | 0 | 0 | 0 | 0 | 0 | 0 | 0 | 0 | 0 | 0 | -1 | 0 | 0 | 0 | 0 | 0 | 0 | 0 | 0 | 0 | 0 | 0 | 0 | 0 | 0 | 0 | 0 | 0 |  |  |  |  | 0 | 0 | 0 | 0 | 0 | 0 | 0 | 0 | 0 | 1/1/2031 | 12/31/2099 | TRUE | TCO |  | 2026 |  |  |  | REF | 0 | 0 | Real 2021 ¦ 12/22/2022 3:42:52 PM | 0 | Area 1001 Gas CT 2031 | 0 |  | 1 | Unit |  | PJM | 0 | 0 | 0.95 | 0 | 0 | 0 | 0 | 0 | 0 | 0 | 0 | 0
6382 | Area 1001 Gas CT 2032 | ATC | 2026 | AEP-KPCO | 0 | 0 | 0 | 0 | 0 |  | 0 | 0 | 0 | 0 | 0 | 0 | 0 | 0 | -1 | 0 | 0 |  | 0 | 0 | 0 | 0 | 0 | 0 | 0 | 0 | 0 | 0 | 0 | 0 | 0 | -1 | 0 | 0 | 0 | 0 | 0 | 0 | 0 | 0 | 0 | 0 | 0 | 0 | 0 | 0 | 0 | 0 | 0 |  |  |  |  | 0 | 0 | 0 | 0 | 0 | 0 | 0 | 0 | 0 | 1/1/2032 | 12/31/2099 | TRUE | TCO |  | 2026 |  |  |  | REF | 0 | 0 | Real 2021 ¦ 12/22/2022 3:42:52 PM | 0 | Area 1001 Gas CT 2032 | 0 |  | 1 | Unit |  | PJM | 0 | 0 | 0.95 | 0 | 0 | 0 | 0 | 0 | 0 | 0 | 0 | 0
6383 | Area 1001 Gas CT 2033 | ATC | 2026 | AEP-KPCO | 0 | 0 | 0 | 0 | 0 |  | 0 | 0 | 0 | 0 | 0 | 0 | 0 | 0 | -1 | 0 | 0 |  | 0 | 0 | 0 | 0 | 0 | 0 | 0 | 0 | 0 | 0 | 0 | 0 | 0 | -1 | 0 | 0 | 0 | 0 | 0 | 0 | 0 | 0 | 0 | 0 | 0 | 0 | 0 | 0 | 0 | 0 | 0 |  |  |  |  | 0 | 0 | 0 | 0 | 0 | 0 | 0 | 0 | 0 | 1/1/2033 | 12/31/2099 | TRUE | TCO |  | 2026 |  |  |  | REF | 0 | 0 | Real 2021 ¦ 12/22/2022 3:42:52 PM | 0 | Area 1001 Gas CT 2033 | 0 |  | 1 | Unit |  | PJM | 0 | 0 | 0.95 | 0 | 0 | 0 | 0 | 0 | 0 | 0 | 0 | 0
6384 | Area 1001 Gas CT 2034 | ATC | 2026 | AEP-KPCO | 0 | 0 | 0 | 0 | 0 |  | 0 | 0 | 0 | 0 | 0 | 0 | 0 | 0 | -1 | 0 | 0 |  | 0 | 0 | 0 | 0 | 0 | 0 | 0 | 0 | 0 | 0 | 0 | 0 | 0 | -1 | 0 | 0 | 0 | 0 | 0 | 0 | 0 | 0 | 0 | 0 | 0 | 0 | 0 | 0 | 0 | 0 | 0 |  |  |  |  | 0 | 0 | 0 | 0 | 0 | 0 | 0 | 0 | 0 | 1/1/2034 | 12/31/2099 | TRUE | TCO |  | 2026 |  |  |  | REF | 0 | 0 | Real 2021 ¦ 12/22/2022 3:42:52 PM | 0 | Area 1001 Gas CT 2034 | 0 |  | 1 | Unit |  | PJM | 0 | 0 | 0.95 | 0 | 0 | 0 | 0 | 0 | 0 | 0 | 0 | 0
6385 | Area 1001 Gas CT 2035 | ATC | 2026 | AEP-KPCO | 0 | 0 | 0 | 0 | 0 |  | 0 | 0 | 0 | 0 | 0 | 0 | 0 | 0 | -1 | 0 | 0 |  | 0 | 0 | 0 | 0 | 0 | 0 | 0 | 0 | 0 | 0 | 0 | 0 | 0 | -1 | 0 | 0 | 0 | 0 | 0 | 0 | 0 | 0 | 0 | 0 | 0 | 0 | 0 | 0 | 0 | 0 | 0 |  |  |  |  | 0 | 0 | 0 | 0 | 0 | 0 | 0 | 0 | 0 | 1/1/2035 | 12/31/2099 | TRUE | TCO |  | 2026 |  |  |  | REF | 0 | 0 | Real 2021 ¦ 12/22/2022 3:42:52 PM | 0 | Area 1001 Gas CT 2035 | 0 |  | 1 | Unit |  | PJM | 0 | 0 | 0.95 | 0 | 0 | 0 | 0 | 0 | 0 | 0 | 0 | 0
6386 | Area 1001 Gas CT 2036 | ATC | 2026 | AEP-KPCO | 0 | 0 | 0 | 0 | 0 |  | 0 | 0 | 0 | 0 | 0 | 0 | 0 | 0 | -1 | 0 | 0 |  | 0 | 0 | 0 | 0 | 0 | 0 | 0 | 0 | 0 | 0 | 0 | 0 | 0 | -1 | 0 | 0 | 0 | 0 | 0 | 0 | 0 | 0 | 0 | 0 | 0 | 0 | 0 | 0 | 0 | 0 | 0 |  |  |  |  | 0 | 0 | 0 | 0 | 0 | 0 | 0 | 0 | 0 | 1/1/2036 | 12/31/2099 | TRUE | TCO |  | 2026 |  |  |  | REF | 0 | 0 | Real 2021 ¦ 12/22/2022 3:42:52 PM | 0 | Area 1001 Gas CT 2036 | 0 |  | 1 | Unit |  | PJM | 0 | 0 | 0.95 | 0 | 0 | 0 | 0 | 0 | 0 | 0 | 0 | 0
6387 | Area 1001 Gas CT 2037 | ATC | 2026 | AEP-KPCO | 0 | 0 | 0 | 0 | 0 |  | 0 | 0 | 0 | 0 | 0 | 0 | 0 | 0 | -1 | 0 | 0 |  | 0 | 0 | 0 | 0 | 0 | 0 | 0 | 0 | 0 | 0 | 0 | 0 | 0 | -1 | 0 | 0 | 0 | 0 | 0 | 0 | 0 | 0 | 0 | 0 | 0 | 0 | 0 | 0 | 0 | 0 | 0 |  |  |  |  | 0 | 0 | 0 | 0 | 0 | 0 | 0 | 0 | 0 | 1/1/2037 | 12/31/2099 | TRUE | TCO |  | 2026 |  |  |  | REF | 0 | 0 | Real 2021 ¦ 12/22/2022 3:42:52 PM | 0 | Area 1001 Gas CT 2037 | 0 |  | 1 | Unit |  | PJM | 0 | 0 | 0.95 | 0 | 0 | 0 | 0 | 0 | 0 | 0 | 0 | 0
6388 | Area 1001 Gas CT 2038 | ATC | 2026 | AEP-KPCO | 0 | 0 | 0 | 0 | 0 |  | 0 | 0 | 0 | 0 | 0 | 0 | 0 | 0 | -1 | 0 | 0 |  | 0 | 0 | 0 | 0 | 0 | 0 | 0 | 0 | 0 | 0 | 0 | 0 | 0 | -1 | 0 | 0 | 0 | 0 | 0 | 0 | 0 | 0 | 0 | 0 | 0 | 0 | 0 | 0 | 0 | 0 | 0 |  |  |  |  | 0 | 0 | 0 | 0 | 0 | 0 | 0 | 0 | 0 | 1/1/2038 | 12/31/2099 | TRUE | TCO |  | 2026 |  |  |  | REF | 0 | 0 | Real 2021 ¦ 12/22/2022 3:42:52 PM | 0 | Area 1001 Gas CT 2038 | 0 |  | 1 | Unit |  | PJM | 0 | 0 | 0.95 | 0 | 0 | 0 | 0 | 0 | 0 | 0 | 0 | 0
6389 | Area 1001 Gas CT 2039 | ATC | 2026 | AEP-KPCO | 0 | 0 | 0 | 0 | 0 |  | 0 | 0 | 0 | 0 | 0 | 0 | 0 | 0 | -1 | 0 | 0 |  | 0 | 0 | 0 | 0 | 0 | 0 | 0 | 0 | 0 | 0 | 0 | 0 | 0 | -1 | 0 | 0 | 0 | 0 | 0 | 0 | 0 | 0 | 0 | 0 | 0 | 0 | 0 | 0 | 0 | 0 | 0 |  |  |  |  | 0 | 0 | 0 | 0 | 0 | 0 | 0 | 0 | 0 | 1/1/2039 | 12/31/2099 | TRUE | TCO |  | 2026 |  |  |  | REF | 0 | 0 | Real 2021 ¦ 12/22/2022 3:42:52 PM | 0 | Area 1001 Gas CT 2039 | 0 |  | 1 | Unit |  | PJM | 0 | 0 | 0.95 | 0 | 0 | 0 | 0 | 0 | 0 | 0 | 0 | 0
6390 | Area 1001 Gas CT 2040 | ATC | 2026 | AEP-KPCO | 0 | 0 | 0 | 0 | 0 |  | 0 | 0 | 0 | 0 | 0 | 0 | 0 | 0 | -1 | 0 | 0 |  | 0 | 0 | 0 | 0 | 0 | 0 | 0 | 0 | 0 | 0 | 0 | 0 | 0 | -1 | 0 | 0 | 0 | 0 | 0 | 0 | 0 | 0 | 0 | 0 | 0 | 0 | 0 | 0 | 0 | 0 | 0 |  |  |  |  | 0 | 0 | 0 | 0 | 0 | 0 | 0 | 0 | 0 | 1/1/2040 | 12/31/2099 | TRUE | TCO |  | 2026 |  |  |  | REF | 0 | 0 | Real 2021 ¦ 12/22/2022 3:42:52 PM | 0 | Area 1001 Gas CT 2040 | 0 |  | 1 | Unit |  | PJM | 0 | 0 | 0.95 | 0 | 0 | 0 | 0 | 0 | 0 | 0 | 0 | 0
6391 | Area 1001 Gas CT 2041 | ATC | 2026 | AEP-KPCO | 0 | 0 | 0 | 0 | 0 |  | 0 | 0 | 0 | 0 | 0 | 0 | 0 | 0 | -1 | 0 | 0 |  | 0 | 0 | 0 | 0 | 0 | 0 | 0 | 0 | 0 | 0 | 0 | 0 | 0 | -1 | 0 | 0 | 0 | 0 | 0 | 0 | 0 | 0 | 0 | 0 | 0 | 0 | 0 | 0 | 0 | 0 | 0 |  |  |  |  | 0 | 0 | 0 | 0 | 0 | 0 | 0 | 0 | 0 | 1/1/2041 | 12/31/2099 | TRUE | TCO |  | 2026 |  |  |  | REF | 0 | 0 | Real 2021 ¦ 12/22/2022 3:42:52 PM | 0 | Area 1001 Gas CT 2041 | 0 |  | 1 | Unit |  | PJM | 0 | 0 | 0.95 | 0 | 0 | 0 | 0 | 0 | 0 | 0 | 0 | 0
6392 | Area 1001 Gas CT 2042 | ATC | 2026 | AEP-KPCO | 0 | 0 | 0 | 0 | 0 |  | 0 | 0 | 0 | 0 | 0 | 0 | 0 | 0 | -1 | 0 | 0 |  | 0 | 0 | 0 | 0 | 0 | 0 | 0 | 0 | 0 | 0 | 0 | 0 | 0 | -1 | 0 | 0 | 0 | 0 | 0 | 0 | 0 | 0 | 0 | 0 | 0 | 0 | 0 | 0 | 0 | 0 | 0 |  |  |  |  | 0 | 0 | 0 | 0 | 0 | 0 | 0 | 0 | 0 | 1/1/2042 | 12/31/2099 | TRUE | TCO |  | 2026 |  |  |  | REF | 0 | 0 | Real 2021 ¦ 12/22/2022 3:42:52 PM | 0 | Area 1001 Gas CT 2042 | 0 |  | 1 | Unit |  | PJM | 0 | 0 | 0.95 | 0 | 0 | 0 | 0 | 0 | 0 | 0 | 0 | 0
6393 | Area 1001 Gas CT 2043 | ATC | 2026 | AEP-KPCO | 0 | 0 | 0 | 0 | 0 |  | 0 | 0 | 0 | 0 | 0 | 0 | 0 | 0 | -1 | 0 | 0 |  | 0 | 0 | 0 | 0 | 0 | 0 | 0 | 0 | 0 | 0 | 0 | 0 | 0 | -1 | 0 | 0 | 0 | 0 | 0 | 0 | 0 | 0 | 0 | 0 | 0 | 0 | 0 | 0 | 0 | 0 | 0 |  |  |  |  | 0 | 0 | 0 | 0 | 0 | 0 | 0 | 0 | 0 | 1/1/2043 | 12/31/2099 | TRUE | TCO |  | 2026 |  |  |  | REF | 0 | 0 | Real 2021 ¦ 12/22/2022 3:42:52 PM | 0 | Area 1001 Gas CT 2043 | 0 |  | 1 | Unit |  | PJM | 0 | 0 | 0.95 | 0 | 0 | 0 | 0 | 0 | 0 | 0 | 0 | 0
6394 | Area 1001 Gas Aero CT 2023 | ATC | 2026 | AEP-KPCO | 91.6904 | 100.2491 | 0 | 26.3872 | 31.0565 | 26.3291 | 25.3788 | 20275.6797 | 105 | 18478.1504 | 1797.5304 | 0 | 0 | 2.3529 | -1 | 5367793 | 9124 | 9204.252 | 8695.4287 | 27.5071 | 66.5738 | 583186.1875 | 583186.1875 | 0 | 0.057078 | 86.1187 | 5367793 | 22444.8145 | 22444.8145 | 0 | 0 | -1 | 0 | 82.7689 | 39 | 12485.6426 | 0.0046441 | 0 | 0 | 0.0046441 | 0 | 0 | 0 | -13268.4102 | 2868.9626 | 2868.9626 | 0 | 0 | 0 | 0.66408 | 38.4865 | 61.2381 | -22.7516 | 0.16989 | 6.0252 | 2.5335 | 0 | 0 | 7544 | 583186.1875 | 0 | 0 | 1/1/2023 | 12/31/2099 | TRUE | TCO |  | 2026 |  |  |  | REF | 0 | 0 | Real 2021 ¦ 12/22/2022 3:42:52 PM | 0 | Area 1001 Gas Aero CT 2023 | 0 |  | 1 | Unit |  | PJM | 99.75 | 0 | 0.95 | 0 | 0 | 82.7689 | 0 | 803207.75 | 0 | 12485.6426 | 0 | 0
6395 | Area 1001 Gas Aero CT 2024 | ATC | 2026 | AEP-KPCO | 91.6904 | 100.2491 | 0 | 26.3872 | 31.0565 | 26.3368 | 25.3788 | 18397.2324 | 105 | 16599.7012 | 1797.5304 | 0 | 0 | 2.3529 | -1 | 5373773 | 9124 | 9204.6338 | 8695.4287 | 27.5071 | 66.6452 | 583811.6875 | 583811.6875 | 0 | 0.10274 | 86.2671 | 5373773 | 22469.5547 | 22469.5547 | 0 | 0 | -1 | 0 | 95.7213 | 45 | 12503.5205 | 3.3354 | 0.02348 | 0 | 3.312 | 0 | 0 | 0 | -11399.1289 | 2872.0396 | 2872.0396 | 0 | 0 | 0 | 0.6648 | 38.4877 | 58.013 | -19.5254 | 0.16989 | 6.0252 | 2.5335 | 0 | 0 | 7557 | 583811.6875 | 0 | 0 | 1/1/2024 | 12/31/2099 | TRUE | TCO |  | 2026 |  |  |  | REF | 0 | 0 | Real 2021 ¦ 12/22/2022 3:42:52 PM | 0 | Area 1001 Gas Aero CT 2024 | 0 |  | 1 | Unit |  | PJM | 99.75 | 0 | 0.95 | 0 | 0 | 95.7213 | 0 | 803207.75 | 0 | 12503.5205 | 0 | 0
6396 | Area 1001 Gas Aero CT 2025 | ATC | 2026 | AEP-KPCO | 91.6904 | 100.2491 | 0 | 26.3872 | 31.0565 | 26.3084 | 25.3788 | 17495.5762 | 105 | 15698.0469 | 1797.5304 | 0 | 0 | 2.3529 | -1 | 5005018 | 9124 | 9243.6426 | 8695.4287 | 27.5071 | 61.81 | 541455.1875 | 541455.1875 | 0 | 24.0068 | 86.1416 | 5005018 | 20653.5098 | 20653.5098 | 0 | 0 | -1 | 0 | 82.6193 | 39 | 11580.9971 | 4.7578 | 0 | 0 | 4.7578 | 0 | 0 | 0 | -11169.5146 | 2663.6685 | 2663.6685 | 0 | 0 | 0 | 0.61656 | 38.1444 | 58.7731 | -20.6287 | 0.16176 | 6.0252 | 2.5335 | 0 | 0 | 7546 | 541455.1875 | 0 | 0 | 1/1/2025 | 12/31/2099 | TRUE | TCO |  | 2026 |  |  |  | REF | 0 | 0 | Real 2021 ¦ 12/22/2022 3:42:52 PM | 0 | Area 1001 Gas Aero CT 2025 | 0 |  | 1 | Unit |  | PJM | 99.75 | 0 | 0.95 | 0 | 0 | 82.6193 | 0 | 803207.75 | 0 | 11580.9971 | 0 | 0
6397 | Area 1001 Gas Aero CT 2026 | ATC | 2026 | AEP-KPCO | 91.6904 | 100.2491 | 0 | 26.3872 | 31.0565 | 26.3346 | 25.3788 | 17507.1367 | 105 | 15709.6064 | 1797.5304 | 0 | 0 | 2.3529 | -1 | 5381867.5 | 9124 | 9206.5996 | 8695.4287 | 27.5071 | 66.7313 | 584566.3125 | 584566.3125 | 0 | 0.022831 | 86.7466 | 5381867.5 | 22483.5293 | 22483.5293 | 0 | 0 | -1 | 0 | 76.4174 | 36 | 12518.417 | 0.057168 | 0 | 0 | 0.057168 | 0 | 0 | 0 | -10494.3643 | 2875.752 | 2875.752 | 0 | 0 | 0 | 0.66565 | 38.4619 | 56.4143 | -17.9524 | 0.17003 | 6.0252 | 2.5335 | 0 | 0 | 7599 | 584566.3125 | 0 | 0 | 1/1/2026 | 12/31/2099 | TRUE | TCO |  | 2026 |  |  |  | REF | 0 | 0 | Real 2021 ¦ 12/22/2022 3:42:52 PM | 0 | Area 1001 Gas Aero CT 2026 | 0 |  | 1 | Unit |  | PJM | 99.75 | 0 | 0.95 | 0 | 0 | 76.4174 | 0 | 803207.75 | 0 | 12518.417 | 0 | 0
6398 | Area 1001 Gas Aero CT 2027 | ATC | 2026 | AEP-KPCO | 0 | 0 | 0 | 0 | 0 |  | 0 | 0 | 0 | 0 | 0 | 0 | 0 | 0 | -1 | 0 | 0 |  | 0 | 0 | 0 | 0 | 0 | 0 | 0 | 0 | 0 | 0 | 0 | 0 | 0 | -1 | 0 | 0 | 0 | 0 | 0 | 0 | 0 | 0 | 0 | 0 | 0 | 0 | 0 | 0 | 0 | 0 | 0 |  |  |  |  | 0 | 0 | 0 | 0 | 0 | 0 | 0 | 0 | 0 | 1/1/2027 | 12/31/2099 | TRUE | TCO |  | 2026 |  |  |  | REF | 0 | 0 | Real 2021 ¦ 12/22/2022 3:42:52 PM | 0 | Area 1001 Gas Aero CT 2027 | 0 |  | 1 | Unit |  | PJM | 0 | 0 | 0.95 | 0 | 0 | 0 | 0 | 0 | 0 | 0 | 0 | 0
6399 | Area 1001 Gas Aero CT 2028 | ATC | 2026 | AEP-KPCO | 0 | 0 | 0 | 0 | 0 |  | 0 | 0 | 0 | 0 | 0 | 0 | 0 | 0 | -1 | 0 | 0 |  | 0 | 0 | 0 | 0 | 0 | 0 | 0 | 0 | 0 | 0 | 0 | 0 | 0 | -1 | 0 | 0 | 0 | 0 | 0 | 0 | 0 | 0 | 0 | 0 | 0 | 0 | 0 | 0 | 0 | 0 | 0 |  |  |  |  | 0 | 0 | 0 | 0 | 0 | 0 | 0 | 0 | 0 | 1/1/2028 | 12/31/2099 | TRUE | TCO |  | 2026 |  |  |  | REF | 0 | 0 | Real 2021 ¦ 12/22/2022 3:42:52 PM | 0 | Area 1001 Gas Aero CT 2028 | 0 |  | 1 | Unit |  | PJM | 0 | 0 | 0.95 | 0 | 0 | 0 | 0 | 0 | 0 | 0 | 0 | 0
6400 | Area 1001 Gas Aero CT 2029 | ATC | 2026 | AEP-KPCO | 0 | 0 | 0 | 0 | 0 |  | 0 | 0 | 0 | 0 | 0 | 0 | 0 | 0 | -1 | 0 | 0 |  | 0 | 0 | 0 | 0 | 0 | 0 | 0 | 0 | 0 | 0 | 0 | 0 | 0 | -1 | 0 | 0 | 0 | 0 | 0 | 0 | 0 | 0 | 0 | 0 | 0 | 0 | 0 | 0 | 0 | 0 | 0 |  |  |  |  | 0 | 0 | 0 | 0 | 0 | 0 | 0 | 0 | 0 | 1/1/2029 | 12/31/2099 | TRUE | TCO |  | 2026 |  |  |  | REF | 0 | 0 | Real 2021 ¦ 12/22/2022 3:42:52 PM | 0 | Area 1001 Gas Aero CT 2029 | 0 |  | 1 | Unit |  | PJM | 0 | 0 | 0.95 | 0 | 0 | 0 | 0 | 0 | 0 | 0 | 0 | 0
6401 | Area 1001 Gas Aero CT 2030 | ATC | 2026 | AEP-KPCO | 0 | 0 | 0 | 0 | 0 |  | 0 | 0 | 0 | 0 | 0 | 0 | 0 | 0 | -1 | 0 | 0 |  | 0 | 0 | 0 | 0 | 0 | 0 | 0 | 0 | 0 | 0 | 0 | 0 | 0 | -1 | 0 | 0 | 0 | 0 | 0 | 0 | 0 | 0 | 0 | 0 | 0 | 0 | 0 | 0 | 0 | 0 | 0 |  |  |  |  | 0 | 0 | 0 | 0 | 0 | 0 | 0 | 0 | 0 | 1/1/2030 | 12/31/2099 | TRUE | TCO |  | 2026 |  |  |  | REF | 0 | 0 | Real 2021 ¦ 12/22/2022 3:42:52 PM | 0 | Area 1001 Gas Aero CT 2030 | 0 |  | 1 | Unit |  | PJM | 0 | 0 | 0.95 | 0 | 0 | 0 | 0 | 0 | 0 | 0 | 0 | 0
6402 | Area 1001 Gas Aero CT 2031 | ATC | 2026 | AEP-KPCO | 0 | 0 | 0 | 0 | 0 |  | 0 | 0 | 0 | 0 | 0 | 0 | 0 | 0 | -1 | 0 | 0 |  | 0 | 0 | 0 | 0 | 0 | 0 | 0 | 0 | 0 | 0 | 0 | 0 | 0 | -1 | 0 | 0 | 0 | 0 | 0 | 0 | 0 | 0 | 0 | 0 | 0 | 0 | 0 | 0 | 0 | 0 | 0 |  |  |  |  | 0 | 0 | 0 | 0 | 0 | 0 | 0 | 0 | 0 | 1/1/2031 | 12/31/2099 | TRUE | TCO |  | 2026 |  |  |  | REF | 0 | 0 | Real 2021 ¦ 12/22/2022 3:42:52 PM | 0 | Area 1001 Gas Aero CT 2031 | 0 |  | 1 | Unit |  | PJM | 0 | 0 | 0.95 | 0 | 0 | 0 | 0 | 0 | 0 | 0 | 0 | 0
6403 | Area 1001 Gas Aero CT 2032 | ATC | 2026 | AEP-KPCO | 0 | 0 | 0 | 0 | 0 |  | 0 | 0 | 0 | 0 | 0 | 0 | 0 | 0 | -1 | 0 | 0 |  | 0 | 0 | 0 | 0 | 0 | 0 | 0 | 0 | 0 | 0 | 0 | 0 | 0 | -1 | 0 | 0 | 0 | 0 | 0 | 0 | 0 | 0 | 0 | 0 | 0 | 0 | 0 | 0 | 0 | 0 | 0 |  |  |  |  | 0 | 0 | 0 | 0 | 0 | 0 | 0 | 0 | 0 | 1/1/2032 | 12/31/2099 | TRUE | TCO |  | 2026 |  |  |  | REF | 0 | 0 | Real 2021 ¦ 12/22/2022 3:42:52 PM | 0 | Area 1001 Gas Aero CT 2032 | 0 |  | 1 | Unit |  | PJM | 0 | 0 | 0.95 | 0 | 0 | 0 | 0 | 0 | 0 | 0 | 0 | 0
6404 | Area 1001 Gas Aero CT 2033 | ATC | 2026 | AEP-KPCO | 0 | 0 | 0 | 0 | 0 |  | 0 | 0 | 0 | 0 | 0 | 0 | 0 | 0 | -1 | 0 | 0 |  | 0 | 0 | 0 | 0 | 0 | 0 | 0 | 0 | 0 | 0 | 0 | 0 | 0 | -1 | 0 | 0 | 0 | 0 | 0 | 0 | 0 | 0 | 0 | 0 | 0 | 0 | 0 | 0 | 0 | 0 | 0 |  |  |  |  | 0 | 0 | 0 | 0 | 0 | 0 | 0 | 0 | 0 | 1/1/2033 | 12/31/2099 | TRUE | TCO |  | 2026 |  |  |  | REF | 0 | 0 | Real 2021 ¦ 12/22/2022 3:42:52 PM | 0 | Area 1001 Gas Aero CT 2033 | 0 |  | 1 | Unit |  | PJM | 0 | 0 | 0.95 | 0 | 0 | 0 | 0 | 0 | 0 | 0 | 0 | 0
6405 | Area 1001 Gas Aero CT 2034 | ATC | 2026 | AEP-KPCO | 0 | 0 | 0 | 0 | 0 |  | 0 | 0 | 0 | 0 | 0 | 0 | 0 | 0 | -1 | 0 | 0 |  | 0 | 0 | 0 | 0 | 0 | 0 | 0 | 0 | 0 | 0 | 0 | 0 | 0 | -1 | 0 | 0 | 0 | 0 | 0 | 0 | 0 | 0 | 0 | 0 | 0 | 0 | 0 | 0 | 0 | 0 | 0 |  |  |  |  | 0 | 0 | 0 | 0 | 0 | 0 | 0 | 0 | 0 | 1/1/2034 | 12/31/2099 | TRUE | TCO |  | 2026 |  |  |  | REF | 0 | 0 | Real 2021 ¦ 12/22/2022 3:42:52 PM | 0 | Area 1001 Gas Aero CT 2034 | 0 |  | 1 | Unit |  | PJM | 0 | 0 | 0.95 | 0 | 0 | 0 | 0 | 0 | 0 | 0 | 0 | 0
6406 | Area 1001 Gas Aero CT 2035 | ATC | 2026 | AEP-KPCO | 0 | 0 | 0 | 0 | 0 |  | 0 | 0 | 0 | 0 | 0 | 0 | 0 | 0 | -1 | 0 | 0 |  | 0 | 0 | 0 | 0 | 0 | 0 | 0 | 0 | 0 | 0 | 0 | 0 | 0 | -1 | 0 | 0 | 0 | 0 | 0 | 0 | 0 | 0 | 0 | 0 | 0 | 0 | 0 | 0 | 0 | 0 | 0 |  |  |  |  | 0 | 0 | 0 | 0 | 0 | 0 | 0 | 0 | 0 | 1/1/2035 | 12/31/2099 | TRUE | TCO |  | 2026 |  |  |  | REF | 0 | 0 | Real 2021 ¦ 12/22/2022 3:42:52 PM | 0 | Area 1001 Gas Aero CT 2035 | 0 |  | 1 | Unit |  | PJM | 0 | 0 | 0.95 | 0 | 0 | 0 | 0 | 0 | 0 | 0 | 0 | 0
6407 | Area 1001 Gas Aero CT 2036 | ATC | 2026 | AEP-KPCO | 0 | 0 | 0 | 0 | 0 |  | 0 | 0 | 0 | 0 | 0 | 0 | 0 | 0 | -1 | 0 | 0 |  | 0 | 0 | 0 | 0 | 0 | 0 | 0 | 0 | 0 | 0 | 0 | 0 | 0 | -1 | 0 | 0 | 0 | 0 | 0 | 0 | 0 | 0 | 0 | 0 | 0 | 0 | 0 | 0 | 0 | 0 | 0 |  |  |  |  | 0 | 0 | 0 | 0 | 0 | 0 | 0 | 0 | 0 | 1/1/2036 | 12/31/2099 | TRUE | TCO |  | 2026 |  |  |  | REF | 0 | 0 | Real 2021 ¦ 12/22/2022 3:42:52 PM | 0 | Area 1001 Gas Aero CT 2036 | 0 |  | 1 | Unit |  | PJM | 0 | 0 | 0.95 | 0 | 0 | 0 | 0 | 0 | 0 | 0 | 0 | 0
6408 | Area 1001 Gas Aero CT 2037 | ATC | 2026 | AEP-KPCO | 0 | 0 | 0 | 0 | 0 |  | 0 | 0 | 0 | 0 | 0 | 0 | 0 | 0 | -1 | 0 | 0 |  | 0 | 0 | 0 | 0 | 0 | 0 | 0 | 0 | 0 | 0 | 0 | 0 | 0 | -1 | 0 | 0 | 0 | 0 | 0 | 0 | 0 | 0 | 0 | 0 | 0 | 0 | 0 | 0 | 0 | 0 | 0 |  |  |  |  | 0 | 0 | 0 | 0 | 0 | 0 | 0 | 0 | 0 | 1/1/2037 | 12/31/2099 | TRUE | TCO |  | 2026 |  |  |  | REF | 0 | 0 | Real 2021 ¦ 12/22/2022 3:42:52 PM | 0 | Area 1001 Gas Aero CT 2037 | 0 |  | 1 | Unit |  | PJM | 0 | 0 | 0.95 | 0 | 0 | 0 | 0 | 0 | 0 | 0 | 0 | 0
6409 | Area 1001 Gas Aero CT 2038 | ATC | 2026 | AEP-KPCO | 0 | 0 | 0 | 0 | 0 |  | 0 | 0 | 0 | 0 | 0 | 0 | 0 | 0 | -1 | 0 | 0 |  | 0 | 0 | 0 | 0 | 0 | 0 | 0 | 0 | 0 | 0 | 0 | 0 | 0 | -1 | 0 | 0 | 0 | 0 | 0 | 0 | 0 | 0 | 0 | 0 | 0 | 0 | 0 | 0 | 0 | 0 | 0 |  |  |  |  | 0 | 0 | 0 | 0 | 0 | 0 | 0 | 0 | 0 | 1/1/2038 | 12/31/2099 | TRUE | TCO |  | 2026 |  |  |  | REF | 0 | 0 | Real 2021 ¦ 12/22/2022 3:42:52 PM | 0 | Area 1001 Gas Aero CT 2038 | 0 |  | 1 | Unit |  | PJM | 0 | 0 | 0.95 | 0 | 0 | 0 | 0 | 0 | 0 | 0 | 0 | 0
6410 | Area 1001 Gas Aero CT 2039 | ATC | 2026 | AEP-KPCO | 0 | 0 | 0 | 0 | 0 |  | 0 | 0 | 0 | 0 | 0 | 0 | 0 | 0 | -1 | 0 | 0 |  | 0 | 0 | 0 | 0 | 0 | 0 | 0 | 0 | 0 | 0 | 0 | 0 | 0 | -1 | 0 | 0 | 0 | 0 | 0 | 0 | 0 | 0 | 0 | 0 | 0 | 0 | 0 | 0 | 0 | 0 | 0 |  |  |  |  | 0 | 0 | 0 | 0 | 0 | 0 | 0 | 0 | 0 | 1/1/2039 | 12/31/2099 | TRUE | TCO |  | 2026 |  |  |  | REF | 0 | 0 | Real 2021 ¦ 12/22/2022 3:42:52 PM | 0 | Area 1001 Gas Aero CT 2039 | 0 |  | 1 | Unit |  | PJM | 0 | 0 | 0.95 | 0 | 0 | 0 | 0 | 0 | 0 | 0 | 0 | 0
6411 | Area 1001 Gas Aero CT 2040 | ATC | 2026 | AEP-KPCO | 0 | 0 | 0 | 0 | 0 |  | 0 | 0 | 0 | 0 | 0 | 0 | 0 | 0 | -1 | 0 | 0 |  | 0 | 0 | 0 | 0 | 0 | 0 | 0 | 0 | 0 | 0 | 0 | 0 | 0 | -1 | 0 | 0 | 0 | 0 | 0 | 0 | 0 | 0 | 0 | 0 | 0 | 0 | 0 | 0 | 0 | 0 | 0 |  |  |  |  | 0 | 0 | 0 | 0 | 0 | 0 | 0 | 0 | 0 | 1/1/2040 | 12/31/2099 | TRUE | TCO |  | 2026 |  |  |  | REF | 0 | 0 | Real 2021 ¦ 12/22/2022 3:42:52 PM | 0 | Area 1001 Gas Aero CT 2040 | 0 |  | 1 | Unit |  | PJM | 0 | 0 | 0.95 | 0 | 0 | 0 | 0 | 0 | 0 | 0 | 0 | 0
6412 | Area 1001 Gas Aero CT 2041 | ATC | 2026 | AEP-KPCO | 0 | 0 | 0 | 0 | 0 |  | 0 | 0 | 0 | 0 | 0 | 0 | 0 | 0 | -1 | 0 | 0 |  | 0 | 0 | 0 | 0 | 0 | 0 | 0 | 0 | 0 | 0 | 0 | 0 | 0 | -1 | 0 | 0 | 0 | 0 | 0 | 0 | 0 | 0 | 0 | 0 | 0 | 0 | 0 | 0 | 0 | 0 | 0 |  |  |  |  | 0 | 0 | 0 | 0 | 0 | 0 | 0 | 0 | 0 | 1/1/2041 | 12/31/2099 | TRUE | TCO |  | 2026 |  |  |  | REF | 0 | 0 | Real 2021 ¦ 12/22/2022 3:42:52 PM | 0 | Area 1001 Gas Aero CT 2041 | 0 |  | 1 | Unit |  | PJM | 0 | 0 | 0.95 | 0 | 0 | 0 | 0 | 0 | 0 | 0 | 0 | 0
6413 | Area 1001 Gas Aero CT 2042 | ATC | 2026 | AEP-KPCO | 0 | 0 | 0 | 0 | 0 |  | 0 | 0 | 0 | 0 | 0 | 0 | 0 | 0 | -1 | 0 | 0 |  | 0 | 0 | 0 | 0 | 0 | 0 | 0 | 0 | 0 | 0 | 0 | 0 | 0 | -1 | 0 | 0 | 0 | 0 | 0 | 0 | 0 | 0 | 0 | 0 | 0 | 0 | 0 | 0 | 0 | 0 | 0 |  |  |  |  | 0 | 0 | 0 | 0 | 0 | 0 | 0 | 0 | 0 | 1/1/2042 | 12/31/2099 | TRUE | TCO |  | 2026 |  |  |  | REF | 0 | 0 | Real 2021 ¦ 12/22/2022 3:42:52 PM | 0 | Area 1001 Gas Aero CT 2042 | 0 |  | 1 | Unit |  | PJM | 0 | 0 | 0.95 | 0 | 0 | 0 | 0 | 0 | 0 | 0 | 0 | 0
6414 | Area 1001 Gas Aero CT 2043 | ATC | 2026 | AEP-KPCO | 0 | 0 | 0 | 0 | 0 |  | 0 | 0 | 0 | 0 | 0 | 0 | 0 | 0 | -1 | 0 | 0 |  | 0 | 0 | 0 | 0 | 0 | 0 | 0 | 0 | 0 | 0 | 0 | 0 | 0 | -1 | 0 | 0 | 0 | 0 | 0 | 0 | 0 | 0 | 0 | 0 | 0 | 0 | 0 | 0 | 0 | 0 | 0 |  |  |  |  | 0 | 0 | 0 | 0 | 0 | 0 | 0 | 0 | 0 | 1/1/2043 | 12/31/2099 | TRUE | TCO |  | 2026 |  |  |  | REF | 0 | 0 | Real 2021 ¦ 12/22/2022 3:42:52 PM | 0 | Area 1001 Gas Aero CT 2043 | 0 |  | 1 | Unit |  | PJM | 0 | 0 | 0.95 | 0 | 0 | 0 | 0 | 0 | 0 | 0 | 0 | 0
6415 | Area 1001 Gas IC 2023 | ATC | 2026 | AEP-KPCO | 19.2095 | 21 | 0 | 25.4818 | 25.6971 | 25.4949 | 24.4734 | 7694.1235 | 21 | 6918.4688 | 775.6546 | 0 | 0 | 2.3529 | -1 | 1234101.625 | 8295 | 8319.6201 | 7866.4287 | 5.7628 | 16.9334 | 148336.2969 | 148336.2969 | 0 | 2.911 | 93.105 | 1234101.625 | 5544.0503 | 5544.0503 | 0 | 0 | -1 | 0 | 0 | 50 | 2897.0193 | 0.36483 | 0 | 0 | 0.36483 | 0 | 0 | 0 | -5931.894 | 884.7643 | 884.7643 | 0 | 0 | 0 | 0.80635 | 37.3749 | 77.3644 | -39.9895 | 0.037413 | 1.2641 | 0.52644 | 0 | 0 | 8156 | 148336.2969 | 0 | 0 | 1/1/2023 | 12/31/2099 | TRUE | TCO |  | 2026 |  |  |  | REF | 0 | 0 | Real 2021 ¦ 12/22/2022 3:42:52 PM | 0 | Area 1001 Gas IC 2023 | 0 |  | 1 | Unit |  | PJM | 19.95 | 0 | 0.95 | 0 | 0 | 0 | 0 | 168275.0156 | 0 | 2897.0193 | 0 | 0
6416 | Area 1001 Gas IC 2024 | ATC | 2026 | AEP-KPCO | 19.2095 | 21 | 0 | 25.4818 | 25.6971 | 25.4934 | 24.4734 | 6988.9829 | 21 | 6213.3286 | 775.6546 | 0 | 0 | 2.3529 | -1 | 1240739.75 | 8295 | 8317.9775 | 7866.4287 | 5.7628 | 17.0278 | 149163.6406 | 149163.6406 | 0 | 1.5068 | 93.2877 | 1240739.75 | 5567.5425 | 5567.5425 | 0 | 0 | -1 | 0 | 0 | 49 | 2912.9553 | 0.49672 | 0.0020542 | 0 | 0.49467 | 0 | 0 | 0 | -5224.1328 | 889.6991 | 889.6991 | 0 | 0 | 0 | 0.81085 | 37.3251 | 72.3479 | -35.0228 | 0.037497 | 1.2641 | 0.52644 | 0 | 0 | 8172 | 149163.6406 | 0 | 0 | 1/1/2024 | 12/31/2099 | TRUE | TCO |  | 2026 |  |  |  | REF | 0 | 0 | Real 2021 ¦ 12/22/2022 3:42:52 PM | 0 | Area 1001 Gas IC 2024 | 0 |  | 1 | Unit |  | PJM | 19.95 | 0 | 0.95 | 0 | 0 | 0 | 0 | 168275.0156 | 0 | 2912.9553 | 0 | 0
6417 | Area 1001 Gas IC 2025 | ATC | 2026 | AEP-KPCO | 19.2095 | 21 | 0 | 25.4818 | 25.6971 | 25.4899 | 24.4734 | 6649.1284 | 21 | 5873.4736 | 775.6546 | 0 | 0 | 2.3529 | -1 | 1249905.125 | 8295 | 8315.4297 | 7866.4287 | 5.7628 | 17.1589 | 150311.5469 | 150311.5469 | 0 | 0.20548 | 93.4817 | 1249905.125 | 5600.4766 | 5600.4766 | 0 | 0 | -1 | 0 | 0 | 50 | 2934.8464 | 0.53184 | 0.0038096 | 0 | 0.52803 | 0 | 0 | 0 | -4880.0815 | 896.5459 | 896.5459 | 0 | 0 | 0 | 0.81709 | 37.2591 | 69.7256 | -32.4664 | 0.037614 | 1.2641 | 0.52644 | 0 | 0 | 8189 | 150311.5469 | 0 | 0 | 1/1/2025 | 12/31/2099 | TRUE | TCO |  | 2026 |  |  |  | REF | 0 | 0 | Real 2021 ¦ 12/22/2022 3:42:52 PM | 0 | Area 1001 Gas IC 2025 | 0 |  | 1 | Unit |  | PJM | 19.95 | 0 | 0.95 | 0 | 0 | 0 | 0 | 168275.0156 | 0 | 2934.8464 | 0 | 0
6418 | Area 1001 Gas IC 2026 | ATC | 2026 | AEP-KPCO | 19.2095 | 21 | 0 | 25.4818 | 25.6971 | 25.4954 | 24.4734 | 6654.9082 | 21 | 5879.2539 | 775.6546 | 0 | 0 | 2.3529 | -1 | 1251150.5 | 8295 | 8315.3555 | 7866.4287 | 5.7628 | 17.1761 | 150462.6719 | 150462.6719 | 0 | 0.045662 | 93.5616 | 1251150.5 | 5605.4658 | 5605.4658 | 0 | 0 | -1 | 0 | 0 | 51 | 2938.6182 | 0.5495 | 0.033086 | 0 | 0.51641 | 0 | 0 | 0 | -4885.5454 | 897.4473 | 897.4473 | 0 | 0 | 0 | 0.81791 | 37.2549 | 69.725 | -32.4701 | 0.03763 | 1.2641 | 0.52644 | 0 | 0 | 8196 | 150462.6719 | 0 | 0 | 1/1/2026 | 12/31/2099 | TRUE | TCO |  | 2026 |  |  |  | REF | 0 | 0 | Real 2021 ¦ 12/22/2022 3:42:52 PM | 0 | Area 1001 Gas IC 2026 | 0 |  | 1 | Unit |  | PJM | 19.95 | 0 | 0.95 | 0 | 0 | 0 | 0 | 168275.0156 | 0 | 2938.6182 | 0 | 0
6419 | Area 1001 Gas IC 2027 | ATC | 2026 | AEP-KPCO | 0 | 0 | 0 | 0 | 0 |  | 0 | 0 | 0 | 0 | 0 | 0 | 0 | 0 | -1 | 0 | 0 |  | 0 | 0 | 0 | 0 | 0 | 0 | 0 | 0 | 0 | 0 | 0 | 0 | 0 | -1 | 0 | 0 | 0 | 0 | 0 | 0 | 0 | 0 | 0 | 0 | 0 | 0 | 0 | 0 | 0 | 0 | 0 |  |  |  |  | 0 | 0 | 0 | 0 | 0 | 0 | 0 | 0 | 0 | 1/1/2027 | 12/31/2099 | TRUE | TCO |  | 2026 |  |  |  | REF | 0 | 0 | Real 2021 ¦ 12/22/2022 3:42:52 PM | 0 | Area 1001 Gas IC 2027 | 0 |  | 1 | Unit |  | PJM | 0 | 0 | 0.95 | 0 | 0 | 0 | 0 | 0 | 0 | 0 | 0 | 0
6420 | Area 1001 Gas IC 2028 | ATC | 2026 | AEP-KPCO | 0 | 0 | 0 | 0 | 0 |  | 0 | 0 | 0 | 0 | 0 | 0 | 0 | 0 | -1 | 0 | 0 |  | 0 | 0 | 0 | 0 | 0 | 0 | 0 | 0 | 0 | 0 | 0 | 0 | 0 | -1 | 0 | 0 | 0 | 0 | 0 | 0 | 0 | 0 | 0 | 0 | 0 | 0 | 0 | 0 | 0 | 0 | 0 |  |  |  |  | 0 | 0 | 0 | 0 | 0 | 0 | 0 | 0 | 0 | 1/1/2028 | 12/31/2099 | TRUE | TCO |  | 2026 |  |  |  | REF | 0 | 0 | Real 2021 ¦ 12/22/2022 3:42:52 PM | 0 | Area 1001 Gas IC 2028 | 0 |  | 1 | Unit |  | PJM | 0 | 0 | 0.95 | 0 | 0 | 0 | 0 | 0 | 0 | 0 | 0 | 0
6421 | Area 1001 Gas IC 2029 | ATC | 2026 | AEP-KPCO | 0 | 0 | 0 | 0 | 0 |  | 0 | 0 | 0 | 0 | 0 | 0 | 0 | 0 | -1 | 0 | 0 |  | 0 | 0 | 0 | 0 | 0 | 0 | 0 | 0 | 0 | 0 | 0 | 0 | 0 | -1 | 0 | 0 | 0 | 0 | 0 | 0 | 0 | 0 | 0 | 0 | 0 | 0 | 0 | 0 | 0 | 0 | 0 |  |  |  |  | 0 | 0 | 0 | 0 | 0 | 0 | 0 | 0 | 0 | 1/1/2029 | 12/31/2099 | TRUE | TCO |  | 2026 |  |  |  | REF | 0 | 0 | Real 2021 ¦ 12/22/2022 3:42:52 PM | 0 | Area 1001 Gas IC 2029 | 0 |  | 1 | Unit |  | PJM | 0 | 0 | 0.95 | 0 | 0 | 0 | 0 | 0 | 0 | 0 | 0 | 0
6422 | Area 1001 Gas IC 2030 | ATC | 2026 | AEP-KPCO | 0 | 0 | 0 | 0 | 0 |  | 0 | 0 | 0 | 0 | 0 | 0 | 0 | 0 | -1 | 0 | 0 |  | 0 | 0 | 0 | 0 | 0 | 0 | 0 | 0 | 0 | 0 | 0 | 0 | 0 | -1 | 0 | 0 | 0 | 0 | 0 | 0 | 0 | 0 | 0 | 0 | 0 | 0 | 0 | 0 | 0 | 0 | 0 |  |  |  |  | 0 | 0 | 0 | 0 | 0 | 0 | 0 | 0 | 0 | 1/1/2030 | 12/31/2099 | TRUE | TCO |  | 2026 |  |  |  | REF | 0 | 0 | Real 2021 ¦ 12/22/2022 3:42:52 PM | 0 | Area 1001 Gas IC 2030 | 0 |  | 1 | Unit |  | PJM | 0 | 0 | 0.95 | 0 | 0 | 0 | 0 | 0 | 0 | 0 | 0 | 0
6423 | Area 1001 Gas IC 2031 | ATC | 2026 | AEP-KPCO | 0 | 0 | 0 | 0 | 0 |  | 0 | 0 | 0 | 0 | 0 | 0 | 0 | 0 | -1 | 0 | 0 |  | 0 | 0 | 0 | 0 | 0 | 0 | 0 | 0 | 0 | 0 | 0 | 0 | 0 | -1 | 0 | 0 | 0 | 0 | 0 | 0 | 0 | 0 | 0 | 0 | 0 | 0 | 0 | 0 | 0 | 0 | 0 |  |  |  |  | 0 | 0 | 0 | 0 | 0 | 0 | 0 | 0 | 0 | 1/1/2031 | 12/31/2099 | TRUE | TCO |  | 2026 |  |  |  | REF | 0 | 0 | Real 2021 ¦ 12/22/2022 3:42:52 PM | 0 | Area 1001 Gas IC 2031 | 0 |  | 1 | Unit |  | PJM | 0 | 0 | 0.95 | 0 | 0 | 0 | 0 | 0 | 0 | 0 | 0 | 0
6424 | Area 1001 Gas IC 2032 | ATC | 2026 | AEP-KPCO | 0 | 0 | 0 | 0 | 0 |  | 0 | 0 | 0 | 0 | 0 | 0 | 0 | 0 | -1 | 0 | 0 |  | 0 | 0 | 0 | 0 | 0 | 0 | 0 | 0 | 0 | 0 | 0 | 0 | 0 | -1 | 0 | 0 | 0 | 0 | 0 | 0 | 0 | 0 | 0 | 0 | 0 | 0 | 0 | 0 | 0 | 0 | 0 |  |  |  |  | 0 | 0 | 0 | 0 | 0 | 0 | 0 | 0 | 0 | 1/1/2032 | 12/31/2099 | TRUE | TCO |  | 2026 |  |  |  | REF | 0 | 0 | Real 2021 ¦ 12/22/2022 3:42:52 PM | 0 | Area 1001 Gas IC 2032 | 0 |  | 1 | Unit |  | PJM | 0 | 0 | 0.95 | 0 | 0 | 0 | 0 | 0 | 0 | 0 | 0 | 0
6425 | Area 1001 Gas IC 2033 | ATC | 2026 | AEP-KPCO | 0 | 0 | 0 | 0 | 0 |  | 0 | 0 | 0 | 0 | 0 | 0 | 0 | 0 | -1 | 0 | 0 |  | 0 | 0 | 0 | 0 | 0 | 0 | 0 | 0 | 0 | 0 | 0 | 0 | 0 | -1 | 0 | 0 | 0 | 0 | 0 | 0 | 0 | 0 | 0 | 0 | 0 | 0 | 0 | 0 | 0 | 0 | 0 |  |  |  |  | 0 | 0 | 0 | 0 | 0 | 0 | 0 | 0 | 0 | 1/1/2033 | 12/31/2099 | TRUE | TCO |  | 2026 |  |  |  | REF | 0 | 0 | Real 2021 ¦ 12/22/2022 3:42:52 PM | 0 | Area 1001 Gas IC 2033 | 0 |  | 1 | Unit |  | PJM | 0 | 0 | 0.95 | 0 | 0 | 0 | 0 | 0 | 0 | 0 | 0 | 0
6426 | Area 1001 Gas IC 2034 | ATC | 2026 | AEP-KPCO | 0 | 0 | 0 | 0 | 0 |  | 0 | 0 | 0 | 0 | 0 | 0 | 0 | 0 | -1 | 0 | 0 |  | 0 | 0 | 0 | 0 | 0 | 0 | 0 | 0 | 0 | 0 | 0 | 0 | 0 | -1 | 0 | 0 | 0 | 0 | 0 | 0 | 0 | 0 | 0 | 0 | 0 | 0 | 0 | 0 | 0 | 0 | 0 |  |  |  |  | 0 | 0 | 0 | 0 | 0 | 0 | 0 | 0 | 0 | 1/1/2034 | 12/31/2099 | TRUE | TCO |  | 2026 |  |  |  | REF | 0 | 0 | Real 2021 ¦ 12/22/2022 3:42:52 PM | 0 | Area 1001 Gas IC 2034 | 0 |  | 1 | Unit |  | PJM | 0 | 0 | 0.95 | 0 | 0 | 0 | 0 | 0 | 0 | 0 | 0 | 0
6427 | Area 1001 Gas IC 2035 | ATC | 2026 | AEP-KPCO | 0 | 0 | 0 | 0 | 0 |  | 0 | 0 | 0 | 0 | 0 | 0 | 0 | 0 | -1 | 0 | 0 |  | 0 | 0 | 0 | 0 | 0 | 0 | 0 | 0 | 0 | 0 | 0 | 0 | 0 | -1 | 0 | 0 | 0 | 0 | 0 | 0 | 0 | 0 | 0 | 0 | 0 | 0 | 0 | 0 | 0 | 0 | 0 |  |  |  |  | 0 | 0 | 0 | 0 | 0 | 0 | 0 | 0 | 0 | 1/1/2035 | 12/31/2099 | TRUE | TCO |  | 2026 |  |  |  | REF | 0 | 0 | Real 2021 ¦ 12/22/2022 3:42:52 PM | 0 | Area 1001 Gas IC 2035 | 0 |  | 1 | Unit |  | PJM | 0 | 0 | 0.95 | 0 | 0 | 0 | 0 | 0 | 0 | 0 | 0 | 0
6428 | Area 1001 Gas IC 2036 | ATC | 2026 | AEP-KPCO | 0 | 0 | 0 | 0 | 0 |  | 0 | 0 | 0 | 0 | 0 | 0 | 0 | 0 | -1 | 0 | 0 |  | 0 | 0 | 0 | 0 | 0 | 0 | 0 | 0 | 0 | 0 | 0 | 0 | 0 | -1 | 0 | 0 | 0 | 0 | 0 | 0 | 0 | 0 | 0 | 0 | 0 | 0 | 0 | 0 | 0 | 0 | 0 |  |  |  |  | 0 | 0 | 0 | 0 | 0 | 0 | 0 | 0 | 0 | 1/1/2036 | 12/31/2099 | TRUE | TCO |  | 2026 |  |  |  | REF | 0 | 0 | Real 2021 ¦ 12/22/2022 3:42:52 PM | 0 | Area 1001 Gas IC 2036 | 0 |  | 1 | Unit |  | PJM | 0 | 0 | 0.95 | 0 | 0 | 0 | 0 | 0 | 0 | 0 | 0 | 0
6429 | Area 1001 Gas IC 2037 | ATC | 2026 | AEP-KPCO | 0 | 0 | 0 | 0 | 0 |  | 0 | 0 | 0 | 0 | 0 | 0 | 0 | 0 | -1 | 0 | 0 |  | 0 | 0 | 0 | 0 | 0 | 0 | 0 | 0 | 0 | 0 | 0 | 0 | 0 | -1 | 0 | 0 | 0 | 0 | 0 | 0 | 0 | 0 | 0 | 0 | 0 | 0 | 0 | 0 | 0 | 0 | 0 |  |  |  |  | 0 | 0 | 0 | 0 | 0 | 0 | 0 | 0 | 0 | 1/1/2037 | 12/31/2099 | TRUE | TCO |  | 2026 |  |  |  | REF | 0 | 0 | Real 2021 ¦ 12/22/2022 3:42:52 PM | 0 | Area 1001 Gas IC 2037 | 0 |  | 1 | Unit |  | PJM | 0 | 0 | 0.95 | 0 | 0 | 0 | 0 | 0 | 0 | 0 | 0 | 0
6430 | Area 1001 Gas IC 2038 | ATC | 2026 | AEP-KPCO | 0 | 0 | 0 | 0 | 0 |  | 0 | 0 | 0 | 0 | 0 | 0 | 0 | 0 | -1 | 0 | 0 |  | 0 | 0 | 0 | 0 | 0 | 0 | 0 | 0 | 0 | 0 | 0 | 0 | 0 | -1 | 0 | 0 | 0 | 0 | 0 | 0 | 0 | 0 | 0 | 0 | 0 | 0 | 0 | 0 | 0 | 0 | 0 |  |  |  |  | 0 | 0 | 0 | 0 | 0 | 0 | 0 | 0 | 0 | 1/1/2038 | 12/31/2099 | TRUE | TCO |  | 2026 |  |  |  | REF | 0 | 0 | Real 2021 ¦ 12/22/2022 3:42:52 PM | 0 | Area 1001 Gas IC 2038 | 0 |  | 1 | Unit |  | PJM | 0 | 0 | 0.95 | 0 | 0 | 0 | 0 | 0 | 0 | 0 | 0 | 0
6431 | Area 1001 Gas IC 2039 | ATC | 2026 | AEP-KPCO | 0 | 0 | 0 | 0 | 0 |  | 0 | 0 | 0 | 0 | 0 | 0 | 0 | 0 | -1 | 0 | 0 |  | 0 | 0 | 0 | 0 | 0 | 0 | 0 | 0 | 0 | 0 | 0 | 0 | 0 | -1 | 0 | 0 | 0 | 0 | 0 | 0 | 0 | 0 | 0 | 0 | 0 | 0 | 0 | 0 | 0 | 0 | 0 |  |  |  |  | 0 | 0 | 0 | 0 | 0 | 0 | 0 | 0 | 0 | 1/1/2039 | 12/31/2099 | TRUE | TCO |  | 2026 |  |  |  | REF | 0 | 0 | Real 2021 ¦ 12/22/2022 3:42:52 PM | 0 | Area 1001 Gas IC 2039 | 0 |  | 1 | Unit |  | PJM | 0 | 0 | 0.95 | 0 | 0 | 0 | 0 | 0 | 0 | 0 | 0 | 0
6432 | Area 1001 Gas IC 2040 | ATC | 2026 | AEP-KPCO | 0 | 0 | 0 | 0 | 0 |  | 0 | 0 | 0 | 0 | 0 | 0 | 0 | 0 | -1 | 0 | 0 |  | 0 | 0 | 0 | 0 | 0 | 0 | 0 | 0 | 0 | 0 | 0 | 0 | 0 | -1 | 0 | 0 | 0 | 0 | 0 | 0 | 0 | 0 | 0 | 0 | 0 | 0 | 0 | 0 | 0 | 0 | 0 |  |  |  |  | 0 | 0 | 0 | 0 | 0 | 0 | 0 | 0 | 0 | 1/1/2040 | 12/31/2099 | TRUE | TCO |  | 2026 |  |  |  | REF | 0 | 0 | Real 2021 ¦ 12/22/2022 3:42:52 PM | 0 | Area 1001 Gas IC 2040 | 0 |  | 1 | Unit |  | PJM | 0 | 0 | 0.95 | 0 | 0 | 0 | 0 | 0 | 0 | 0 | 0 | 0
6433 | Area 1001 Gas IC 2041 | ATC | 2026 | AEP-KPCO | 0 | 0 | 0 | 0 | 0 |  | 0 | 0 | 0 | 0 | 0 | 0 | 0 | 0 | -1 | 0 | 0 |  | 0 | 0 | 0 | 0 | 0 | 0 | 0 | 0 | 0 | 0 | 0 | 0 | 0 | -1 | 0 | 0 | 0 | 0 | 0 | 0 | 0 | 0 | 0 | 0 | 0 | 0 | 0 | 0 | 0 | 0 | 0 |  |  |  |  | 0 | 0 | 0 | 0 | 0 | 0 | 0 | 0 | 0 | 1/1/2041 | 12/31/2099 | TRUE | TCO |  | 2026 |  |  |  | REF | 0 | 0 | Real 2021 ¦ 12/22/2022 3:42:52 PM | 0 | Area 1001 Gas IC 2041 | 0 |  | 1 | Unit |  | PJM | 0 | 0 | 0.95 | 0 | 0 | 0 | 0 | 0 | 0 | 0 | 0 | 0
6434 | Area 1001 Gas IC 2042 | ATC | 2026 | AEP-KPCO | 0 | 0 | 0 | 0 | 0 |  | 0 | 0 | 0 | 0 | 0 | 0 | 0 | 0 | -1 | 0 | 0 |  | 0 | 0 | 0 | 0 | 0 | 0 | 0 | 0 | 0 | 0 | 0 | 0 | 0 | -1 | 0 | 0 | 0 | 0 | 0 | 0 | 0 | 0 | 0 | 0 | 0 | 0 | 0 | 0 | 0 | 0 | 0 |  |  |  |  | 0 | 0 | 0 | 0 | 0 | 0 | 0 | 0 | 0 | 1/1/2042 | 12/31/2099 | TRUE | TCO |  | 2026 |  |  |  | REF | 0 | 0 | Real 2021 ¦ 12/22/2022 3:42:52 PM | 0 | Area 1001 Gas IC 2042 | 0 |  | 1 | Unit |  | PJM | 0 | 0 | 0.95 | 0 | 0 | 0 | 0 | 0 | 0 | 0 | 0 | 0
6435 | Area 1001 Gas IC 2043 | ATC | 2026 | AEP-KPCO | 0 | 0 | 0 | 0 | 0 |  | 0 | 0 | 0 | 0 | 0 | 0 | 0 | 0 | -1 | 0 | 0 |  | 0 | 0 | 0 | 0 | 0 | 0 | 0 | 0 | 0 | 0 | 0 | 0 | 0 | -1 | 0 | 0 | 0 | 0 | 0 | 0 | 0 | 0 | 0 | 0 | 0 | 0 | 0 | 0 | 0 | 0 | 0 |  |  |  |  | 0 | 0 | 0 | 0 | 0 | 0 | 0 | 0 | 0 | 1/1/2043 | 12/31/2099 | TRUE | TCO |  | 2026 |  |  |  | REF | 0 | 0 | Real 2021 ¦ 12/22/2022 3:42:52 PM | 0 | Area 1001 Gas IC 2043 | 0 |  | 1 | Unit |  | PJM | 0 | 0 | 0.95 | 0 | 0 | 0 | 0 | 0 | 0 | 0 | 0 | 0
6436 | Area 1001 Gas CCS 2024 | ATC | 2026 | AEP-KPCO | 341.8946 | 377 | 0 | -4.5471 | -4.1011 | -4.5084 | -3.9058 | 157676.5781 | 377 | 146760.8281 | 10915.752 | 0 | 0 | 2.3529 | -1 | 21336356 | 7124 | 7124 | 6695.4287 | 102.5684 | 341.8946 | 2994996.5 | 2994996.5 | 0 | 0 | 100 | 21336356 | 107424.5312 | 107424.5312 | 0 | 0 | -1 | 0 | 0 | 0 | 50317.1758 | 0 | 0 | 0 | 0 | 0 | 0 | 0 | -36749.4844 | 18306.5547 | 18306.5547 | 0 | 0 | 0 | 0.90688 | 35.868 | 48.1383 | -12.2703 | -82126.2969 | 22.5043 | 12.6011 | 0 | 0 | 8760 | 2994996.5 | 0 | 0 | 1/1/2024 | 12/31/2099 | TRUE | TCO |  | 2026 |  |  |  | REF | 0 | 0 | Real 2021 ¦ 12/22/2022 3:42:52 PM | 0 | Area 1001 Gas CCS 2024 | 0 |  | 1 | Unit |  | PJM | 358.15 | 0 | 0.95 | 0 | 0 | 0 | 0 | 2994996.5 | 0 | 50317.1758 | 0 | 0
6437 | Area 1001 Gas CCS 2025 | ATC | 2026 | AEP-KPCO | 341.8946 | 377 | 0 | -4.5471 | -4.1011 | -4.5084 | -3.9058 | 150683.0312 | 377 | 139767.2812 | 10915.752 | 0 | 0 | 2.3529 | -1 | 21336356 | 7124 | 7124 | 6695.4287 | 102.5684 | 341.8946 | 2994996.5 | 2994996.5 | 0 | 0 | 100 | 21336356 | 107424.5312 | 107424.5312 | 0 | 0 | -1 | 0 | 0 | 0 | 50317.1758 | 0 | 0 | 0 | 0 | 0 | 0 | 0 | -29755.9316 | 18306.5547 | 18306.5547 | 0 | 0 | 0 | 0.90688 | 35.868 | 45.8032 | -9.9352 | -82126.2969 | 22.5043 | 12.6011 | 0 | 0 | 8760 | 2994996.5 | 0 | 0 | 1/1/2025 | 12/31/2099 | TRUE | TCO |  | 2026 |  |  |  | REF | 0 | 0 | Real 2021 ¦ 12/22/2022 3:42:52 PM | 0 | Area 1001 Gas CCS 2025 | 0 |  | 1 | Unit |  | PJM | 358.15 | 0 | 0.95 | 0 | 0 | 0 | 0 | 2994996.5 | 0 | 50317.1758 | 0 | 0
6438 | Area 1001 Gas CCS 2026 | ATC | 2026 | AEP-KPCO | 341.8946 | 377 | 0 | -4.4423 | -3.9909 | -4.404 | -3.8008 | 150164.2188 | 377 | 139248.4688 | 10915.752 | 0 | 0 | 2.3529 | -1 | 21126706 | 7054 | 7054 | 6625.2788 | 102.5684 | 341.8946 | 2994996.5 | 2994996.5 | 0 | 0.057078 | 100 | 21126706 | 107424.5312 | 107424.5312 | 0 | 0 | -1 | 0 | 0 | 1 | 49822.7656 | 0 | 0 | 0 | 0 | 0 | 0 | 0 | -29549.6758 | 18306.5547 | 18306.5547 | 0 | 0 | 0 | 0.90688 | 35.868 | 45.7343 | -9.8663 | -81319.3281 | 22.5043 | 12.6011 | 0 | 0 | 8760 | 2994996.5 | 0 | 0 | 1/1/2026 | 12/31/2099 | TRUE | TCO |  | 2026 |  |  |  | REF | 0 | 0 | Real 2021 ¦ 12/22/2022 3:42:52 PM | 0 | Area 1001 Gas CCS 2026 | 0 |  | 1 | Unit |  | PJM | 358.15 | 0 | 0.95 | 0 | 0 | 0 | 0 | 2994996.5 | 0 | 49822.7656 | 0 | 0
6439 | Area 1001 Gas CCS 2027 | ATC | 2026 | AEP-KPCO | 0 | 0 | 0 | 0 | 0 |  | 0 | 0 | 0 | 0 | 0 | 0 | 0 | 0 | -1 | 0 | 0 |  | 0 | 0 | 0 | 0 | 0 | 0 | 0 | 0 | 0 | 0 | 0 | 0 | 0 | -1 | 0 | 0 | 0 | 0 | 0 | 0 | 0 | 0 | 0 | 0 | 0 | 0 | 0 | 0 | 0 | 0 | 0 |  |  |  |  | 0 | 0 | 0 | 0 | 0 | 0 | 0 | 0 | 0 | 1/1/2027 | 12/31/2099 | TRUE | TCO |  | 2026 |  |  |  | REF | 0 | 0 | Real 2021 ¦ 12/22/2022 3:42:52 PM | 0 | Area 1001 Gas CCS 2027 | 0 |  | 1 | Unit |  | PJM | 0 | 0 | 0.95 | 0 | 0 | 0 | 0 | 0 | 0 | 0 | 0 | 0
6440 | Area 1001 Gas CCS 2028 | ATC | 2026 | AEP-KPCO | 0 | 0 | 0 | 0 | 0 |  | 0 | 0 | 0 | 0 | 0 | 0 | 0 | 0 | -1 | 0 | 0 |  | 0 | 0 | 0 | 0 | 0 | 0 | 0 | 0 | 0 | 0 | 0 | 0 | 0 | -1 | 0 | 0 | 0 | 0 | 0 | 0 | 0 | 0 | 0 | 0 | 0 | 0 | 0 | 0 | 0 | 0 | 0 |  |  |  |  | 0 | 0 | 0 | 0 | 0 | 0 | 0 | 0 | 0 | 1/1/2028 | 12/31/2099 | TRUE | TCO |  | 2026 |  |  |  | REF | 0 | 0 | Real 2021 ¦ 12/22/2022 3:42:52 PM | 0 | Area 1001 Gas CCS 2028 | 0 |  | 1 | Unit |  | PJM | 0 | 0 | 0.95 | 0 | 0 | 0 | 0 | 0 | 0 | 0 | 0 | 0
6441 | Area 1001 Gas CCS 2029 | ATC | 2026 | AEP-KPCO | 0 | 0 | 0 | 0 | 0 |  | 0 | 0 | 0 | 0 | 0 | 0 | 0 | 0 | -1 | 0 | 0 |  | 0 | 0 | 0 | 0 | 0 | 0 | 0 | 0 | 0 | 0 | 0 | 0 | 0 | -1 | 0 | 0 | 0 | 0 | 0 | 0 | 0 | 0 | 0 | 0 | 0 | 0 | 0 | 0 | 0 | 0 | 0 |  |  |  |  | 0 | 0 | 0 | 0 | 0 | 0 | 0 | 0 | 0 | 1/1/2029 | 12/31/2099 | TRUE | TCO |  | 2026 |  |  |  | REF | 0 | 0 | Real 2021 ¦ 12/22/2022 3:42:52 PM | 0 | Area 1001 Gas CCS 2029 | 0 |  | 1 | Unit |  | PJM | 0 | 0 | 0.95 | 0 | 0 | 0 | 0 | 0 | 0 | 0 | 0 | 0
6442 | Area 1001 Gas CCS 2030 | ATC | 2026 | AEP-KPCO | 0 | 0 | 0 | 0 | 0 |  | 0 | 0 | 0 | 0 | 0 | 0 | 0 | 0 | -1 | 0 | 0 |  | 0 | 0 | 0 | 0 | 0 | 0 | 0 | 0 | 0 | 0 | 0 | 0 | 0 | -1 | 0 | 0 | 0 | 0 | 0 | 0 | 0 | 0 | 0 | 0 | 0 | 0 | 0 | 0 | 0 | 0 | 0 |  |  |  |  | 0 | 0 | 0 | 0 | 0 | 0 | 0 | 0 | 0 | 1/1/2030 | 12/31/2099 | TRUE | TCO |  | 2026 |  |  |  | REF | 0 | 0 | Real 2021 ¦ 12/22/2022 3:42:52 PM | 0 | Area 1001 Gas CCS 2030 | 0 |  | 1 | Unit |  | PJM | 0 | 0 | 0.95 | 0 | 0 | 0 | 0 | 0 | 0 | 0 | 0 | 0
6443 | Area 1001 Gas CCS 2031 | ATC | 2026 | AEP-KPCO | 0 | 0 | 0 | 0 | 0 |  | 0 | 0 | 0 | 0 | 0 | 0 | 0 | 0 | -1 | 0 | 0 |  | 0 | 0 | 0 | 0 | 0 | 0 | 0 | 0 | 0 | 0 | 0 | 0 | 0 | -1 | 0 | 0 | 0 | 0 | 0 | 0 | 0 | 0 | 0 | 0 | 0 | 0 | 0 | 0 | 0 | 0 | 0 |  |  |  |  | 0 | 0 | 0 | 0 | 0 | 0 | 0 | 0 | 0 | 1/1/2031 | 12/31/2099 | TRUE | TCO |  | 2026 |  |  |  | REF | 0 | 0 | Real 2021 ¦ 12/22/2022 3:42:52 PM | 0 | Area 1001 Gas CCS 2031 | 0 |  | 1 | Unit |  | PJM | 0 | 0 | 0.95 | 0 | 0 | 0 | 0 | 0 | 0 | 0 | 0 | 0
6444 | Area 1001 Gas CCS 2032 | ATC | 2026 | AEP-KPCO | 0 | 0 | 0 | 0 | 0 |  | 0 | 0 | 0 | 0 | 0 | 0 | 0 | 0 | -1 | 0 | 0 |  | 0 | 0 | 0 | 0 | 0 | 0 | 0 | 0 | 0 | 0 | 0 | 0 | 0 | -1 | 0 | 0 | 0 | 0 | 0 | 0 | 0 | 0 | 0 | 0 | 0 | 0 | 0 | 0 | 0 | 0 | 0 |  |  |  |  | 0 | 0 | 0 | 0 | 0 | 0 | 0 | 0 | 0 | 1/1/2032 | 12/31/2099 | TRUE | TCO |  | 2026 |  |  |  | REF | 0 | 0 | Real 2021 ¦ 12/22/2022 3:42:52 PM | 0 | Area 1001 Gas CCS 2032 | 0 |  | 1 | Unit |  | PJM | 0 | 0 | 0.95 | 0 | 0 | 0 | 0 | 0 | 0 | 0 | 0 | 0
6445 | Area 1001 Gas CCS 2033 | ATC | 2026 | AEP-KPCO | 0 | 0 | 0 | 0 | 0 |  | 0 | 0 | 0 | 0 | 0 | 0 | 0 | 0 | -1 | 0 | 0 |  | 0 | 0 | 0 | 0 | 0 | 0 | 0 | 0 | 0 | 0 | 0 | 0 | 0 | -1 | 0 | 0 | 0 | 0 | 0 | 0 | 0 | 0 | 0 | 0 | 0 | 0 | 0 | 0 | 0 | 0 | 0 |  |  |  |  | 0 | 0 | 0 | 0 | 0 | 0 | 0 | 0 | 0 | 1/1/2033 | 12/31/2099 | TRUE | TCO |  | 2026 |  |  |  | REF | 0 | 0 | Real 2021 ¦ 12/22/2022 3:42:52 PM | 0 | Area 1001 Gas CCS 2033 | 0 |  | 1 | Unit |  | PJM | 0 | 0 | 0.95 | 0 | 0 | 0 | 0 | 0 | 0 | 0 | 0 | 0
6446 | Area 1001 Gas CCS 2034 | ATC | 2026 | AEP-KPCO | 0 | 0 | 0 | 0 | 0 |  | 0 | 0 | 0 | 0 | 0 | 0 | 0 | 0 | -1 | 0 | 0 |  | 0 | 0 | 0 | 0 | 0 | 0 | 0 | 0 | 0 | 0 | 0 | 0 | 0 | -1 | 0 | 0 | 0 | 0 | 0 | 0 | 0 | 0 | 0 | 0 | 0 | 0 | 0 | 0 | 0 | 0 | 0 |  |  |  |  | 0 | 0 | 0 | 0 | 0 | 0 | 0 | 0 | 0 | 1/1/2034 | 12/31/2099 | TRUE | TCO |  | 2026 |  |  |  | REF | 0 | 0 | Real 2021 ¦ 12/22/2022 3:42:52 PM | 0 | Area 1001 Gas CCS 2034 | 0 |  | 1 | Unit |  | PJM | 0 | 0 | 0.95 | 0 | 0 | 0 | 0 | 0 | 0 | 0 | 0 | 0
6447 | Area 1001 Gas CCS 2035 | ATC | 2026 | AEP-KPCO | 0 | 0 | 0 | 0 | 0 |  | 0 | 0 | 0 | 0 | 0 | 0 | 0 | 0 | -1 | 0 | 0 |  | 0 | 0 | 0 | 0 | 0 | 0 | 0 | 0 | 0 | 0 | 0 | 0 | 0 | -1 | 0 | 0 | 0 | 0 | 0 | 0 | 0 | 0 | 0 | 0 | 0 | 0 | 0 | 0 | 0 | 0 | 0 |  |  |  |  | 0 | 0 | 0 | 0 | 0 | 0 | 0 | 0 | 0 | 1/1/2035 | 12/31/2099 | TRUE | TCO |  | 2026 |  |  |  | REF | 0 | 0 | Real 2021 ¦ 12/22/2022 3:42:52 PM | 0 | Area 1001 Gas CCS 2035 | 0 |  | 1 | Unit |  | PJM | 0 | 0 | 0.95 | 0 | 0 | 0 | 0 | 0 | 0 | 0 | 0 | 0
6448 | Area 1001 Gas CCS 2036 | ATC | 2026 | AEP-KPCO | 0 | 0 | 0 | 0 | 0 |  | 0 | 0 | 0 | 0 | 0 | 0 | 0 | 0 | -1 | 0 | 0 |  | 0 | 0 | 0 | 0 | 0 | 0 | 0 | 0 | 0 | 0 | 0 | 0 | 0 | -1 | 0 | 0 | 0 | 0 | 0 | 0 | 0 | 0 | 0 | 0 | 0 | 0 | 0 | 0 | 0 | 0 | 0 |  |  |  |  | 0 | 0 | 0 | 0 | 0 | 0 | 0 | 0 | 0 | 1/1/2036 | 12/31/2099 | TRUE | TCO |  | 2026 |  |  |  | REF | 0 | 0 | Real 2021 ¦ 12/22/2022 3:42:52 PM | 0 | Area 1001 Gas CCS 2036 | 0 |  | 1 | Unit |  | PJM | 0 | 0 | 0.95 | 0 | 0 | 0 | 0 | 0 | 0 | 0 | 0 | 0
6449 | Area 1001 Gas CCS 2037 | ATC | 2026 | AEP-KPCO | 0 | 0 | 0 | 0 | 0 |  | 0 | 0 | 0 | 0 | 0 | 0 | 0 | 0 | -1 | 0 | 0 |  | 0 | 0 | 0 | 0 | 0 | 0 | 0 | 0 | 0 | 0 | 0 | 0 | 0 | -1 | 0 | 0 | 0 | 0 | 0 | 0 | 0 | 0 | 0 | 0 | 0 | 0 | 0 | 0 | 0 | 0 | 0 |  |  |  |  | 0 | 0 | 0 | 0 | 0 | 0 | 0 | 0 | 0 | 1/1/2037 | 12/31/2099 | TRUE | TCO |  | 2026 |  |  |  | REF | 0 | 0 | Real 2021 ¦ 12/22/2022 3:42:52 PM | 0 | Area 1001 Gas CCS 2037 | 0 |  | 1 | Unit |  | PJM | 0 | 0 | 0.95 | 0 | 0 | 0 | 0 | 0 | 0 | 0 | 0 | 0
6450 | Area 1001 Gas CCS 2038 | ATC | 2026 | AEP-KPCO | 0 | 0 | 0 | 0 | 0 |  | 0 | 0 | 0 | 0 | 0 | 0 | 0 | 0 | -1 | 0 | 0 |  | 0 | 0 | 0 | 0 | 0 | 0 | 0 | 0 | 0 | 0 | 0 | 0 | 0 | -1 | 0 | 0 | 0 | 0 | 0 | 0 | 0 | 0 | 0 | 0 | 0 | 0 | 0 | 0 | 0 | 0 | 0 |  |  |  |  | 0 | 0 | 0 | 0 | 0 | 0 | 0 | 0 | 0 | 1/1/2038 | 12/31/2099 | TRUE | TCO |  | 2026 |  |  |  | REF | 0 | 0 | Real 2021 ¦ 12/22/2022 3:42:52 PM | 0 | Area 1001 Gas CCS 2038 | 0 |  | 1 | Unit |  | PJM | 0 | 0 | 0.95 | 0 | 0 | 0 | 0 | 0 | 0 | 0 | 0 | 0
6451 | Area 1001 Gas CCS 2039 | ATC | 2026 | AEP-KPCO | 0 | 0 | 0 | 0 | 0 |  | 0 | 0 | 0 | 0 | 0 | 0 | 0 | 0 | -1 | 0 | 0 |  | 0 | 0 | 0 | 0 | 0 | 0 | 0 | 0 | 0 | 0 | 0 | 0 | 0 | -1 | 0 | 0 | 0 | 0 | 0 | 0 | 0 | 0 | 0 | 0 | 0 | 0 | 0 | 0 | 0 | 0 | 0 |  |  |  |  | 0 | 0 | 0 | 0 | 0 | 0 | 0 | 0 | 0 | 1/1/2039 | 12/31/2099 | TRUE | TCO |  | 2026 |  |  |  | REF | 0 | 0 | Real 2021 ¦ 12/22/2022 3:42:52 PM | 0 | Area 1001 Gas CCS 2039 | 0 |  | 1 | Unit |  | PJM | 0 | 0 | 0.95 | 0 | 0 | 0 | 0 | 0 | 0 | 0 | 0 | 0
6452 | Area 1001 Gas CCS 2040 | ATC | 2026 | AEP-KPCO | 0 | 0 | 0 | 0 | 0 |  | 0 | 0 | 0 | 0 | 0 | 0 | 0 | 0 | -1 | 0 | 0 |  | 0 | 0 | 0 | 0 | 0 | 0 | 0 | 0 | 0 | 0 | 0 | 0 | 0 | -1 | 0 | 0 | 0 | 0 | 0 | 0 | 0 | 0 | 0 | 0 | 0 | 0 | 0 | 0 | 0 | 0 | 0 |  |  |  |  | 0 | 0 | 0 | 0 | 0 | 0 | 0 | 0 | 0 | 1/1/2040 | 12/31/2099 | TRUE | TCO |  | 2026 |  |  |  | REF | 0 | 0 | Real 2021 ¦ 12/22/2022 3:42:52 PM | 0 | Area 1001 Gas CCS 2040 | 0 |  | 1 | Unit |  | PJM | 0 | 0 | 0.95 | 0 | 0 | 0 | 0 | 0 | 0 | 0 | 0 | 0
6453 | Area 1001 Gas CCS 2041 | ATC | 2026 | AEP-KPCO | 0 | 0 | 0 | 0 | 0 |  | 0 | 0 | 0 | 0 | 0 | 0 | 0 | 0 | -1 | 0 | 0 |  | 0 | 0 | 0 | 0 | 0 | 0 | 0 | 0 | 0 | 0 | 0 | 0 | 0 | -1 | 0 | 0 | 0 | 0 | 0 | 0 | 0 | 0 | 0 | 0 | 0 | 0 | 0 | 0 | 0 | 0 | 0 |  |  |  |  | 0 | 0 | 0 | 0 | 0 | 0 | 0 | 0 | 0 | 1/1/2041 | 12/31/2099 | TRUE | TCO |  | 2026 |  |  |  | REF | 0 | 0 | Real 2021 ¦ 12/22/2022 3:42:52 PM | 0 | Area 1001 Gas CCS 2041 | 0 |  | 1 | Unit |  | PJM | 0 | 0 | 0.95 | 0 | 0 | 0 | 0 | 0 | 0 | 0 | 0 | 0
6454 | Area 1001 Gas CCS 2042 | ATC | 2026 | AEP-KPCO | 0 | 0 | 0 | 0 | 0 |  | 0 | 0 | 0 | 0 | 0 | 0 | 0 | 0 | -1 | 0 | 0 |  | 0 | 0 | 0 | 0 | 0 | 0 | 0 | 0 | 0 | 0 | 0 | 0 | 0 | -1 | 0 | 0 | 0 | 0 | 0 | 0 | 0 | 0 | 0 | 0 | 0 | 0 | 0 | 0 | 0 | 0 | 0 |  |  |  |  | 0 | 0 | 0 | 0 | 0 | 0 | 0 | 0 | 0 | 1/1/2042 | 12/31/2099 | TRUE | TCO |  | 2026 |  |  |  | REF | 0 | 0 | Real 2021 ¦ 12/22/2022 3:42:52 PM | 0 | Area 1001 Gas CCS 2042 | 0 |  | 1 | Unit |  | PJM | 0 | 0 | 0.95 | 0 | 0 | 0 | 0 | 0 | 0 | 0 | 0 | 0
6455 | Area 1001 Gas CCS 2043 | ATC | 2026 | AEP-KPCO | 0 | 0 | 0 | 0 | 0 |  | 0 | 0 | 0 | 0 | 0 | 0 | 0 | 0 | -1 | 0 | 0 |  | 0 | 0 | 0 | 0 | 0 | 0 | 0 | 0 | 0 | 0 | 0 | 0 | 0 | -1 | 0 | 0 | 0 | 0 | 0 | 0 | 0 | 0 | 0 | 0 | 0 | 0 | 0 | 0 | 0 | 0 | 0 |  |  |  |  | 0 | 0 | 0 | 0 | 0 | 0 | 0 | 0 | 0 | 1/1/2043 | 12/31/2099 | TRUE | TCO |  | 2026 |  |  |  | REF | 0 | 0 | Real 2021 ¦ 12/22/2022 3:42:52 PM | 0 | Area 1001 Gas CCS 2043 | 0 |  | 1 | Unit |  | PJM | 0 | 0 | 0.95 | 0 | 0 | 0 | 0 | 0 | 0 | 0 | 0 | 0
6456 | Area 1001 Coal CCS 2025 | ATC | 2026 | AEP-KPCO | 601.2055 | 650 | 0 | -42.7017 | -44.8368 | -42.7017 | -42.7017 | 575413.375 | 650 | 534767.375 | 40646.0391 | 0 | 0 | 2.4346 | -1 | 65868864 | 12507 | 12507 | 12507 | 0 | 601.2055 | 5266560 | 5266560 | 0 | 0 | 0 | 65868864 | 189989.5156 | 189989.5156 | 0 | 0 | -1 | 0 | 0 | 0 | 160361.875 | 0 | 0 | 0 | 0 | 0 | 0 | 0 | -160533 | 60490.5664 | 60490.5664 | 0 | 0 | 0 | 0.92493 | 36.0747 | 66.5563 | -30.4816 | -445743.3125 | 0 | 48.7945 | 0 | 0 | 8760 | 5266560 | 0 | 0 | 1/1/2025 | 12/31/2099 | TRUE | KPCO CCS Coal Price |  | 2026 |  |  |  | REF | 0 | 0 | Real 2021 ¦ 12/22/2022 3:42:52 PM | 0 | Area 1001 Coal CCS 2025 | 0 |  | 1 | Unit |  | PJM | 617.5 | 0 | 0.95 | 0 | 0 | 0 | 0 | 5266560 | 0 | 160361.875 | 0 | 0
6457 | Area 1001 Coal CCS 2026 | ATC | 2026 | AEP-KPCO | 601.2055 | 650 | 0 | -42.0995 | -44.2045 | -42.0994 | -42.0995 | 571119.8125 | 650 | 530831.5625 | 40288.2383 | 0 | 0 | 2.4346 | -1 | 65136816 | 12368 | 12368 | 12368 | 0 | 601.2055 | 5266560 | 5266560 | 0 | 0 | 0 | 65136816 | 189989.5156 | 189989.5156 | 0 | 0 | -1 | 0 | 0 | 1 | 158579.6562 | 0 | 0 | 0 | 0 | 0 | 0 | 0 | -159411.0625 | 60490.5664 | 60490.5664 | 0 | 0 | 0 | 0.92493 | 36.0747 | 66.3432 | -30.2685 | -440789.4375 | 0 | 48.7945 | 0 | 0 | 8760 | 5266560 | 0 | 0 | 1/1/2026 | 12/31/2099 | TRUE | KPCO CCS Coal Price |  | 2026 |  |  |  | REF | 0 | 0 | Real 2021 ¦ 12/22/2022 3:42:52 PM | 0 | Area 1001 Coal CCS 2026 | 0 |  | 1 | Unit |  | PJM | 617.5 | 0 | 0.95 | 0 | 0 | 0 | 0 | 5266560 | 0 | 158579.6562 | 0 | 0
6458 | Area 1001 Coal CCS 2027 | ATC | 2026 | AEP-KPCO | 0 | 0 | 0 | 0 | 0 |  | 0 | 0 | 0 | 0 | 0 | 0 | 0 | 0 | -1 | 0 | 0 |  | 0 | 0 | 0 | 0 | 0 | 0 | 0 | 0 | 0 | 0 | 0 | 0 | 0 | -1 | 0 | 0 | 0 | 0 | 0 | 0 | 0 | 0 | 0 | 0 | 0 | 0 | 0 | 0 | 0 | 0 | 0 |  |  |  |  | 0 | 0 | 0 | 0 | 0 | 0 | 0 | 0 | 0 | 1/1/2027 | 12/31/2099 | TRUE | KPCO CCS Coal Price |  | 2026 |  |  |  | REF | 0 | 0 | Real 2021 ¦ 12/22/2022 3:42:52 PM | 0 | Area 1001 Coal CCS 2027 | 0 |  | 1 | Unit |  | PJM | 0 | 0 | 0.95 | 0 | 0 | 0 | 0 | 0 | 0 | 0 | 0 | 0
6459 | Area 1001 Coal CCS 2028 | ATC | 2026 | AEP-KPCO | 0 | 0 | 0 | 0 | 0 |  | 0 | 0 | 0 | 0 | 0 | 0 | 0 | 0 | -1 | 0 | 0 |  | 0 | 0 | 0 | 0 | 0 | 0 | 0 | 0 | 0 | 0 | 0 | 0 | 0 | -1 | 0 | 0 | 0 | 0 | 0 | 0 | 0 | 0 | 0 | 0 | 0 | 0 | 0 | 0 | 0 | 0 | 0 |  |  |  |  | 0 | 0 | 0 | 0 | 0 | 0 | 0 | 0 | 0 | 1/1/2028 | 12/31/2099 | TRUE | KPCO CCS Coal Price |  | 2026 |  |  |  | REF | 0 | 0 | Real 2021 ¦ 12/22/2022 3:42:52 PM | 0 | Area 1001 Coal CCS 2028 | 0 |  | 1 | Unit |  | PJM | 0 | 0 | 0.95 | 0 | 0 | 0 | 0 | 0 | 0 | 0 | 0 | 0
6460 | Area 1001 Coal CCS 2029 | ATC | 2026 | AEP-KPCO | 0 | 0 | 0 | 0 | 0 |  | 0 | 0 | 0 | 0 | 0 | 0 | 0 | 0 | -1 | 0 | 0 |  | 0 | 0 | 0 | 0 | 0 | 0 | 0 | 0 | 0 | 0 | 0 | 0 | 0 | -1 | 0 | 0 | 0 | 0 | 0 | 0 | 0 | 0 | 0 | 0 | 0 | 0 | 0 | 0 | 0 | 0 | 0 |  |  |  |  | 0 | 0 | 0 | 0 | 0 | 0 | 0 | 0 | 0 | 1/1/2029 | 12/31/2099 | TRUE | KPCO CCS Coal Price |  | 2026 |  |  |  | REF | 0 | 0 | Real 2021 ¦ 12/22/2022 3:42:52 PM | 0 | Area 1001 Coal CCS 2029 | 0 |  | 1 | Unit |  | PJM | 0 | 0 | 0.95 | 0 | 0 | 0 | 0 | 0 | 0 | 0 | 0 | 0
6461 | Area 1001 Coal CCS 2030 | ATC | 2026 | AEP-KPCO | 0 | 0 | 0 | 0 | 0 |  | 0 | 0 | 0 | 0 | 0 | 0 | 0 | 0 | -1 | 0 | 0 |  | 0 | 0 | 0 | 0 | 0 | 0 | 0 | 0 | 0 | 0 | 0 | 0 | 0 | -1 | 0 | 0 | 0 | 0 | 0 | 0 | 0 | 0 | 0 | 0 | 0 | 0 | 0 | 0 | 0 | 0 | 0 |  |  |  |  | 0 | 0 | 0 | 0 | 0 | 0 | 0 | 0 | 0 | 1/1/2030 | 12/31/2099 | TRUE | KPCO CCS Coal Price |  | 2026 |  |  |  | REF | 0 | 0 | Real 2021 ¦ 12/22/2022 3:42:52 PM | 0 | Area 1001 Coal CCS 2030 | 0 |  | 1 | Unit |  | PJM | 0 | 0 | 0.95 | 0 | 0 | 0 | 0 | 0 | 0 | 0 | 0 | 0
6462 | Area 1001 Coal CCS 2031 | ATC | 2026 | AEP-KPCO | 0 | 0 | 0 | 0 | 0 |  | 0 | 0 | 0 | 0 | 0 | 0 | 0 | 0 | -1 | 0 | 0 |  | 0 | 0 | 0 | 0 | 0 | 0 | 0 | 0 | 0 | 0 | 0 | 0 | 0 | -1 | 0 | 0 | 0 | 0 | 0 | 0 | 0 | 0 | 0 | 0 | 0 | 0 | 0 | 0 | 0 | 0 | 0 |  |  |  |  | 0 | 0 | 0 | 0 | 0 | 0 | 0 | 0 | 0 | 1/1/2031 | 12/31/2099 | TRUE | KPCO CCS Coal Price |  | 2026 |  |  |  | REF | 0 | 0 | Real 2021 ¦ 12/22/2022 3:42:52 PM | 0 | Area 1001 Coal CCS 2031 | 0 |  | 1 | Unit |  | PJM | 0 | 0 | 0.95 | 0 | 0 | 0 | 0 | 0 | 0 | 0 | 0 | 0
6463 | Area 1001 Coal CCS 2032 | ATC | 2026 | AEP-KPCO | 0 | 0 | 0 | 0 | 0 |  | 0 | 0 | 0 | 0 | 0 | 0 | 0 | 0 | -1 | 0 | 0 |  | 0 | 0 | 0 | 0 | 0 | 0 | 0 | 0 | 0 | 0 | 0 | 0 | 0 | -1 | 0 | 0 | 0 | 0 | 0 | 0 | 0 | 0 | 0 | 0 | 0 | 0 | 0 | 0 | 0 | 0 | 0 |  |  |  |  | 0 | 0 | 0 | 0 | 0 | 0 | 0 | 0 | 0 | 1/1/2032 | 12/31/2099 | TRUE | KPCO CCS Coal Price |  | 2026 |  |  |  | REF | 0 | 0 | Real 2021 ¦ 12/22/2022 3:42:52 PM | 0 | Area 1001 Coal CCS 2032 | 0 |  | 1 | Unit |  | PJM | 0 | 0 | 0.95 | 0 | 0 | 0 | 0 | 0 | 0 | 0 | 0 | 0
6464 | Area 1001 Coal CCS 2033 | ATC | 2026 | AEP-KPCO | 0 | 0 | 0 | 0 | 0 |  | 0 | 0 | 0 | 0 | 0 | 0 | 0 | 0 | -1 | 0 | 0 |  | 0 | 0 | 0 | 0 | 0 | 0 | 0 | 0 | 0 | 0 | 0 | 0 | 0 | -1 | 0 | 0 | 0 | 0 | 0 | 0 | 0 | 0 | 0 | 0 | 0 | 0 | 0 | 0 | 0 | 0 | 0 |  |  |  |  | 0 | 0 | 0 | 0 | 0 | 0 | 0 | 0 | 0 | 1/1/2033 | 12/31/2099 | TRUE | KPCO CCS Coal Price |  | 2026 |  |  |  | REF | 0 | 0 | Real 2021 ¦ 12/22/2022 3:42:52 PM | 0 | Area 1001 Coal CCS 2033 | 0 |  | 1 | Unit |  | PJM | 0 | 0 | 0.95 | 0 | 0 | 0 | 0 | 0 | 0 | 0 | 0 | 0
6465 | Area 1001 Coal CCS 2034 | ATC | 2026 | AEP-KPCO | 0 | 0 | 0 | 0 | 0 |  | 0 | 0 | 0 | 0 | 0 | 0 | 0 | 0 | -1 | 0 | 0 |  | 0 | 0 | 0 | 0 | 0 | 0 | 0 | 0 | 0 | 0 | 0 | 0 | 0 | -1 | 0 | 0 | 0 | 0 | 0 | 0 | 0 | 0 | 0 | 0 | 0 | 0 | 0 | 0 | 0 | 0 | 0 |  |  |  |  | 0 | 0 | 0 | 0 | 0 | 0 | 0 | 0 | 0 | 1/1/2034 | 12/31/2099 | TRUE | KPCO CCS Coal Price |  | 2026 |  |  |  | REF | 0 | 0 | Real 2021 ¦ 12/22/2022 3:42:52 PM | 0 | Area 1001 Coal CCS 2034 | 0 |  | 1 | Unit |  | PJM | 0 | 0 | 0.95 | 0 | 0 | 0 | 0 | 0 | 0 | 0 | 0 | 0
6466 | Area 1001 Coal CCS 2035 | ATC | 2026 | AEP-KPCO | 0 | 0 | 0 | 0 | 0 |  | 0 | 0 | 0 | 0 | 0 | 0 | 0 | 0 | -1 | 0 | 0 |  | 0 | 0 | 0 | 0 | 0 | 0 | 0 | 0 | 0 | 0 | 0 | 0 | 0 | -1 | 0 | 0 | 0 | 0 | 0 | 0 | 0 | 0 | 0 | 0 | 0 | 0 | 0 | 0 | 0 | 0 | 0 |  |  |  |  | 0 | 0 | 0 | 0 | 0 | 0 | 0 | 0 | 0 | 1/1/2035 | 12/31/2099 | TRUE | KPCO CCS Coal Price |  | 2026 |  |  |  | REF | 0 | 0 | Real 2021 ¦ 12/22/2022 3:42:52 PM | 0 | Area 1001 Coal CCS 2035 | 0 |  | 1 | Unit |  | PJM | 0 | 0 | 0.95 | 0 | 0 | 0 | 0 | 0 | 0 | 0 | 0 | 0
6467 | Area 1001 Coal CCS 2036 | ATC | 2026 | AEP-KPCO | 0 | 0 | 0 | 0 | 0 |  | 0 | 0 | 0 | 0 | 0 | 0 | 0 | 0 | -1 | 0 | 0 |  | 0 | 0 | 0 | 0 | 0 | 0 | 0 | 0 | 0 | 0 | 0 | 0 | 0 | -1 | 0 | 0 | 0 | 0 | 0 | 0 | 0 | 0 | 0 | 0 | 0 | 0 | 0 | 0 | 0 | 0 | 0 |  |  |  |  | 0 | 0 | 0 | 0 | 0 | 0 | 0 | 0 | 0 | 1/1/2036 | 12/31/2099 | TRUE | KPCO CCS Coal Price |  | 2026 |  |  |  | REF | 0 | 0 | Real 2021 ¦ 12/22/2022 3:42:52 PM | 0 | Area 1001 Coal CCS 2036 | 0 |  | 1 | Unit |  | PJM | 0 | 0 | 0.95 | 0 | 0 | 0 | 0 | 0 | 0 | 0 | 0 | 0
6468 | Area 1001 Coal CCS 2037 | ATC | 2026 | AEP-KPCO | 0 | 0 | 0 | 0 | 0 |  | 0 | 0 | 0 | 0 | 0 | 0 | 0 | 0 | -1 | 0 | 0 |  | 0 | 0 | 0 | 0 | 0 | 0 | 0 | 0 | 0 | 0 | 0 | 0 | 0 | -1 | 0 | 0 | 0 | 0 | 0 | 0 | 0 | 0 | 0 | 0 | 0 | 0 | 0 | 0 | 0 | 0 | 0 |  |  |  |  | 0 | 0 | 0 | 0 | 0 | 0 | 0 | 0 | 0 | 1/1/2037 | 12/31/2099 | TRUE | KPCO CCS Coal Price |  | 2026 |  |  |  | REF | 0 | 0 | Real 2021 ¦ 12/22/2022 3:42:52 PM | 0 | Area 1001 Coal CCS 2037 | 0 |  | 1 | Unit |  | PJM | 0 | 0 | 0.95 | 0 | 0 | 0 | 0 | 0 | 0 | 0 | 0 | 0
6469 | Area 1001 Coal CCS 2038 | ATC | 2026 | AEP-KPCO | 0 | 0 | 0 | 0 | 0 |  | 0 | 0 | 0 | 0 | 0 | 0 | 0 | 0 | -1 | 0 | 0 |  | 0 | 0 | 0 | 0 | 0 | 0 | 0 | 0 | 0 | 0 | 0 | 0 | 0 | -1 | 0 | 0 | 0 | 0 | 0 | 0 | 0 | 0 | 0 | 0 | 0 | 0 | 0 | 0 | 0 | 0 | 0 |  |  |  |  | 0 | 0 | 0 | 0 | 0 | 0 | 0 | 0 | 0 | 1/1/2038 | 12/31/2099 | TRUE | KPCO CCS Coal Price |  | 2026 |  |  |  | REF | 0 | 0 | Real 2021 ¦ 12/22/2022 3:42:52 PM | 0 | Area 1001 Coal CCS 2038 | 0 |  | 1 | Unit |  | PJM | 0 | 0 | 0.95 | 0 | 0 | 0 | 0 | 0 | 0 | 0 | 0 | 0
6470 | Area 1001 Coal CCS 2039 | ATC | 2026 | AEP-KPCO | 0 | 0 | 0 | 0 | 0 |  | 0 | 0 | 0 | 0 | 0 | 0 | 0 | 0 | -1 | 0 | 0 |  | 0 | 0 | 0 | 0 | 0 | 0 | 0 | 0 | 0 | 0 | 0 | 0 | 0 | -1 | 0 | 0 | 0 | 0 | 0 | 0 | 0 | 0 | 0 | 0 | 0 | 0 | 0 | 0 | 0 | 0 | 0 |  |  |  |  | 0 | 0 | 0 | 0 | 0 | 0 | 0 | 0 | 0 | 1/1/2039 | 12/31/2099 | TRUE | KPCO CCS Coal Price |  | 2026 |  |  |  | REF | 0 | 0 | Real 2021 ¦ 12/22/2022 3:42:52 PM | 0 | Area 1001 Coal CCS 2039 | 0 |  | 1 | Unit |  | PJM | 0 | 0 | 0.95 | 0 | 0 | 0 | 0 | 0 | 0 | 0 | 0 | 0
6471 | Area 1001 Coal CCS 2040 | ATC | 2026 | AEP-KPCO | 0 | 0 | 0 | 0 | 0 |  | 0 | 0 | 0 | 0 | 0 | 0 | 0 | 0 | -1 | 0 | 0 |  | 0 | 0 | 0 | 0 | 0 | 0 | 0 | 0 | 0 | 0 | 0 | 0 | 0 | -1 | 0 | 0 | 0 | 0 | 0 | 0 | 0 | 0 | 0 | 0 | 0 | 0 | 0 | 0 | 0 | 0 | 0 |  |  |  |  | 0 | 0 | 0 | 0 | 0 | 0 | 0 | 0 | 0 | 1/1/2040 | 12/31/2099 | TRUE | KPCO CCS Coal Price |  | 2026 |  |  |  | REF | 0 | 0 | Real 2021 ¦ 12/22/2022 3:42:52 PM | 0 | Area 1001 Coal CCS 2040 | 0 |  | 1 | Unit |  | PJM | 0 | 0 | 0.95 | 0 | 0 | 0 | 0 | 0 | 0 | 0 | 0 | 0
6472 | Area 1001 Coal CCS 2041 | ATC | 2026 | AEP-KPCO | 0 | 0 | 0 | 0 | 0 |  | 0 | 0 | 0 | 0 | 0 | 0 | 0 | 0 | -1 | 0 | 0 |  | 0 | 0 | 0 | 0 | 0 | 0 | 0 | 0 | 0 | 0 | 0 | 0 | 0 | -1 | 0 | 0 | 0 | 0 | 0 | 0 | 0 | 0 | 0 | 0 | 0 | 0 | 0 | 0 | 0 | 0 | 0 |  |  |  |  | 0 | 0 | 0 | 0 | 0 | 0 | 0 | 0 | 0 | 1/1/2041 | 12/31/2099 | TRUE | KPCO CCS Coal Price |  | 2026 |  |  |  | REF | 0 | 0 | Real 2021 ¦ 12/22/2022 3:42:52 PM | 0 | Area 1001 Coal CCS 2041 | 0 |  | 1 | Unit |  | PJM | 0 | 0 | 0.95 | 0 | 0 | 0 | 0 | 0 | 0 | 0 | 0 | 0
6473 | Area 1001 Coal CCS 2042 | ATC | 2026 | AEP-KPCO | 0 | 0 | 0 | 0 | 0 |  | 0 | 0 | 0 | 0 | 0 | 0 | 0 | 0 | -1 | 0 | 0 |  | 0 | 0 | 0 | 0 | 0 | 0 | 0 | 0 | 0 | 0 | 0 | 0 | 0 | -1 | 0 | 0 | 0 | 0 | 0 | 0 | 0 | 0 | 0 | 0 | 0 | 0 | 0 | 0 | 0 | 0 | 0 |  |  |  |  | 0 | 0 | 0 | 0 | 0 | 0 | 0 | 0 | 0 | 1/1/2042 | 12/31/2099 | TRUE | KPCO CCS Coal Price |  | 2026 |  |  |  | REF | 0 | 0 | Real 2021 ¦ 12/22/2022 3:42:52 PM | 0 | Area 1001 Coal CCS 2042 | 0 |  | 1 | Unit |  | PJM | 0 | 0 | 0.95 | 0 | 0 | 0 | 0 | 0 | 0 | 0 | 0 | 0
6474 | Area 1001 Coal CCS 2043 | ATC | 2026 | AEP-KPCO | 0 | 0 | 0 | 0 | 0 |  | 0 | 0 | 0 | 0 | 0 | 0 | 0 | 0 | -1 | 0 | 0 |  | 0 | 0 | 0 | 0 | 0 | 0 | 0 | 0 | 0 | 0 | 0 | 0 | 0 | -1 | 0 | 0 | 0 | 0 | 0 | 0 | 0 | 0 | 0 | 0 | 0 | 0 | 0 | 0 | 0 | 0 | 0 |  |  |  |  | 0 | 0 | 0 | 0 | 0 | 0 | 0 | 0 | 0 | 1/1/2043 | 12/31/2099 | TRUE | KPCO CCS Coal Price |  | 2026 |  |  |  | REF | 0 | 0 | Real 2021 ¦ 12/22/2022 3:42:52 PM | 0 | Area 1001 Coal CCS 2043 | 0 |  | 1 | Unit |  | PJM | 0 | 0 | 0.95 | 0 | 0 | 0 | 0 | 0 | 0 | 0 | 0 | 0
6475 | Area 1001 Hydrogen CT 2023 | ATC | 2026 | AEP-KPCO | 219.5369 | 240 | 0 | 23.3396 | 23.1831 | 23.2737 | 22.0792 | 55248.668 | 240 | 53478.3867 | 1770.2826 | 0 | 0 | 2.3529 | -1 | 17581342 | 9655 | 9661.2881 | 9119.2861 | 65.8611 | 207.7365 | 1819772 | 1819772 | 0 | 0 | 95.6735 | 17581342 | 66497.5156 | 66497.5156 | 0 | 0 | -1 | 0 | 0 | 27 | 41219.3672 | 0.54593 | 0.050816 | 0 | 0.49511 | 0 | 0 | 0 | -31103.9688 | 1133.4457 | 1133.4457 | 0 | 0 | 0 | 0.86557 | 36.5417 | 53.6339 | -17.0922 | 0 | 14.4467 | 6.0164 | 0 | 0 | 8381 | 1819772 | 0 | 0 | 1/1/2023 | 12/31/2099 | TRUE | 2030 H2 Blend |  | 2026 |  |  |  | REF | 0 | 0 | Real 2021 ¦ 12/22/2022 3:42:52 PM | 0 | Area 1001 Hydrogen CT 2023 | 0 |  | 1 | Unit |  | PJM | 228 | 0 | 0.95 | 0 | 0 | 0 | 0 | 1923143 | 0 | 41219.3672 | 0 | 0
6476 | Area 1001 Hydrogen CT 2024 | ATC | 2026 | AEP-KPCO | 219.5369 | 240 | 0 | 23.3396 | 23.1832 | 23.2737 | 22.0792 | 49805.7109 | 240 | 48035.4297 | 1770.2826 | 0 | 0 | 2.3529 | -1 | 17581342 | 9655 | 9661.2881 | 9119.2861 | 65.8611 | 207.7365 | 1819772 | 1819772 | 0 | 0 | 95.6735 | 17581342 | 66497.5156 | 66497.5156 | 0 | 0 | -1 | 0 | 0 | 27 | 41219.3672 | 0 | 0 | 0 | 0 | 0 | 0 | 0 | -25661.0098 | 1133.4457 | 1133.4457 | 0 | 0 | 0 | 0.86557 | 36.5417 | 50.6429 | -14.1012 | 0 | 14.4467 | 6.0164 | 0 | 0 | 8381 | 1819772 | 0 | 0 | 1/1/2024 | 12/31/2099 | TRUE | 2030 H2 Blend |  | 2026 |  |  |  | REF | 0 | 0 | Real 2021 ¦ 12/22/2022 3:42:52 PM | 0 | Area 1001 Hydrogen CT 2024 | 0 |  | 1 | Unit |  | PJM | 228 | 0 | 0.95 | 0 | 0 | 0 | 0 | 1923143 | 0 | 41219.3672 | 0 | 0
6477 | Area 1001 Hydrogen CT 2025 | ATC | 2026 | AEP-KPCO | 219.5369 | 240 | 0 | 23.3396 | 23.1831 | 23.2737 | 22.0792 | 47189.9219 | 240 | 45419.6367 | 1770.2826 | 0 | 0 | 2.3529 | -1 | 17581342 | 9655 | 9661.2881 | 9119.2861 | 65.8611 | 207.7365 | 1819772 | 1819772 | 0 | 0 | 95.6735 | 17581342 | 66497.5156 | 66497.5156 | 0 | 0 | -1 | 0 | 0 | 27 | 41219.3672 | 0 | 0 | 0 | 0 | 0 | 0 | 0 | -23045.2188 | 1133.4457 | 1133.4457 | 0 | 0 | 0 | 0.86557 | 36.5417 | 49.2055 | -12.6638 | 0 | 14.4467 | 6.0164 | 0 | 0 | 8381 | 1819772 | 0 | 0 | 1/1/2025 | 12/31/2099 | TRUE | 2030 H2 Blend |  | 2026 |  |  |  | REF | 0 | 0 | Real 2021 ¦ 12/22/2022 3:42:52 PM | 0 | Area 1001 Hydrogen CT 2025 | 0 |  | 1 | Unit |  | PJM | 228 | 0 | 0.95 | 0 | 0 | 0 | 0 | 1923143 | 0 | 41219.3672 | 0 | 0
6478 | Area 1001 Hydrogen CT 2026 | ATC | 2026 | AEP-KPCO | 219.5369 | 240 | 0 | 23.3396 | 23.1832 | 23.2743 | 22.0792 | 47229.5547 | 240 | 45459.2695 | 1770.2826 | 0 | 0 | 2.3529 | -1 | 17581810 | 9655 | 9661.3428 | 9119.2861 | 65.8611 | 207.7409 | 1819810.125 | 1819810.125 | 0 | 2.1804 | 95.6849 | 17581810 | 66499.0156 | 66499.0156 | 0 | 0 | -1 | 0 | 0 | 28 | 41221.2734 | 0.021406 | 0 | 0 | 0.021406 | 0 | 0 | 0 | -23085.2793 | 1133.4695 | 1133.4695 | 0 | 0 | 0 | 0.86559 | 36.5417 | 49.2273 | -12.6855 | 0 | 14.4467 | 6.0164 | 0 | 0 | 8382 | 1819810.125 | 0 | 0 | 1/1/2026 | 12/31/2099 | TRUE | 2030 H2 Blend |  | 2026 |  |  |  | REF | 0 | 0 | Real 2021 ¦ 12/22/2022 3:42:52 PM | 0 | Area 1001 Hydrogen CT 2026 | 0 |  | 1 | Unit |  | PJM | 228 | 0 | 0.95 | 0 | 0 | 0 | 0 | 1923143 | 0 | 41221.2734 | 0 | 0
6479 | Area 1001 Hydrogen CT 2027 | ATC | 2026 | AEP-KPCO | 0 | 0 | 0 | 0 | 0 |  | 0 | 0 | 0 | 0 | 0 | 0 | 0 | 0 | -1 | 0 | 0 |  | 0 | 0 | 0 | 0 | 0 | 0 | 0 | 0 | 0 | 0 | 0 | 0 | 0 | -1 | 0 | 0 | 0 | 0 | 0 | 0 | 0 | 0 | 0 | 0 | 0 | 0 | 0 | 0 | 0 | 0 | 0 |  |  |  |  | 0 | 0 | 0 | 0 | 0 | 0 | 0 | 0 | 0 | 1/1/2027 | 12/31/2099 | TRUE | 2030 H2 Blend |  | 2026 |  |  |  | REF | 0 | 0 | Real 2021 ¦ 12/22/2022 3:42:52 PM | 0 | Area 1001 Hydrogen CT 2027 | 0 |  | 1 | Unit |  | PJM | 0 | 0 | 0.95 | 0 | 0 | 0 | 0 | 0 | 0 | 0 | 0 | 0
6480 | Area 1001 Hydrogen CT 2028 | ATC | 2026 | AEP-KPCO | 0 | 0 | 0 | 0 | 0 |  | 0 | 0 | 0 | 0 | 0 | 0 | 0 | 0 | -1 | 0 | 0 |  | 0 | 0 | 0 | 0 | 0 | 0 | 0 | 0 | 0 | 0 | 0 | 0 | 0 | -1 | 0 | 0 | 0 | 0 | 0 | 0 | 0 | 0 | 0 | 0 | 0 | 0 | 0 | 0 | 0 | 0 | 0 |  |  |  |  | 0 | 0 | 0 | 0 | 0 | 0 | 0 | 0 | 0 | 1/1/2028 | 12/31/2099 | TRUE | 2030 H2 Blend |  | 2026 |  |  |  | REF | 0 | 0 | Real 2021 ¦ 12/22/2022 3:42:52 PM | 0 | Area 1001 Hydrogen CT 2028 | 0 |  | 1 | Unit |  | PJM | 0 | 0 | 0.95 | 0 | 0 | 0 | 0 | 0 | 0 | 0 | 0 | 0
6481 | Area 1001 Hydrogen CT 2029 | ATC | 2026 | AEP-KPCO | 0 | 0 | 0 | 0 | 0 |  | 0 | 0 | 0 | 0 | 0 | 0 | 0 | 0 | -1 | 0 | 0 |  | 0 | 0 | 0 | 0 | 0 | 0 | 0 | 0 | 0 | 0 | 0 | 0 | 0 | -1 | 0 | 0 | 0 | 0 | 0 | 0 | 0 | 0 | 0 | 0 | 0 | 0 | 0 | 0 | 0 | 0 | 0 |  |  |  |  | 0 | 0 | 0 | 0 | 0 | 0 | 0 | 0 | 0 | 1/1/2029 | 12/31/2099 | TRUE | 2030 H2 Blend |  | 2026 |  |  |  | REF | 0 | 0 | Real 2021 ¦ 12/22/2022 3:42:52 PM | 0 | Area 1001 Hydrogen CT 2029 | 0 |  | 1 | Unit |  | PJM | 0 | 0 | 0.95 | 0 | 0 | 0 | 0 | 0 | 0 | 0 | 0 | 0
6482 | Area 1001 Hydrogen CT 2030 | ATC | 2026 | AEP-KPCO | 0 | 0 | 0 | 0 | 0 |  | 0 | 0 | 0 | 0 | 0 | 0 | 0 | 0 | -1 | 0 | 0 |  | 0 | 0 | 0 | 0 | 0 | 0 | 0 | 0 | 0 | 0 | 0 | 0 | 0 | -1 | 0 | 0 | 0 | 0 | 0 | 0 | 0 | 0 | 0 | 0 | 0 | 0 | 0 | 0 | 0 | 0 | 0 |  |  |  |  | 0 | 0 | 0 | 0 | 0 | 0 | 0 | 0 | 0 | 1/1/2030 | 12/31/2099 | TRUE | 2030 H2 Blend |  | 2026 |  |  |  | REF | 0 | 0 | Real 2021 ¦ 12/22/2022 3:42:52 PM | 0 | Area 1001 Hydrogen CT 2030 | 0 |  | 1 | Unit |  | PJM | 0 | 0 | 0.95 | 0 | 0 | 0 | 0 | 0 | 0 | 0 | 0 | 0
6483 | Area 1001 Hydrogen CT 2031 | ATC | 2026 | AEP-KPCO | 0 | 0 | 0 | 0 | 0 |  | 0 | 0 | 0 | 0 | 0 | 0 | 0 | 0 | -1 | 0 | 0 |  | 0 | 0 | 0 | 0 | 0 | 0 | 0 | 0 | 0 | 0 | 0 | 0 | 0 | -1 | 0 | 0 | 0 | 0 | 0 | 0 | 0 | 0 | 0 | 0 | 0 | 0 | 0 | 0 | 0 | 0 | 0 |  |  |  |  | 0 | 0 | 0 | 0 | 0 | 0 | 0 | 0 | 0 | 1/1/2031 | 12/31/2099 | TRUE | 2031 H2 Blend |  | 2026 |  |  |  | REF | 0 | 0 | Real 2021 ¦ 12/22/2022 3:42:52 PM | 0 | Area 1001 Hydrogen CT 2031 | 0 |  | 1 | Unit |  | PJM | 0 | 0 | 0.95 | 0 | 0 | 0 | 0 | 0 | 0 | 0 | 0 | 0
6484 | Area 1001 Hydrogen CT 2032 | ATC | 2026 | AEP-KPCO | 0 | 0 | 0 | 0 | 0 |  | 0 | 0 | 0 | 0 | 0 | 0 | 0 | 0 | -1 | 0 | 0 |  | 0 | 0 | 0 | 0 | 0 | 0 | 0 | 0 | 0 | 0 | 0 | 0 | 0 | -1 | 0 | 0 | 0 | 0 | 0 | 0 | 0 | 0 | 0 | 0 | 0 | 0 | 0 | 0 | 0 | 0 | 0 |  |  |  |  | 0 | 0 | 0 | 0 | 0 | 0 | 0 | 0 | 0 | 1/1/2032 | 12/31/2099 | TRUE | 2032 H2 Blend |  | 2026 |  |  |  | REF | 0 | 0 | Real 2021 ¦ 12/22/2022 3:42:52 PM | 0 | Area 1001 Hydrogen CT 2032 | 0 |  | 1 | Unit |  | PJM | 0 | 0 | 0.95 | 0 | 0 | 0 | 0 | 0 | 0 | 0 | 0 | 0
6485 | Area 1001 Hydrogen CT 2033 | ATC | 2026 | AEP-KPCO | 0 | 0 | 0 | 0 | 0 |  | 0 | 0 | 0 | 0 | 0 | 0 | 0 | 0 | -1 | 0 | 0 |  | 0 | 0 | 0 | 0 | 0 | 0 | 0 | 0 | 0 | 0 | 0 | 0 | 0 | -1 | 0 | 0 | 0 | 0 | 0 | 0 | 0 | 0 | 0 | 0 | 0 | 0 | 0 | 0 | 0 | 0 | 0 |  |  |  |  | 0 | 0 | 0 | 0 | 0 | 0 | 0 | 0 | 0 | 1/1/2033 | 12/31/2099 | TRUE | 2033 H2 Blend |  | 2026 |  |  |  | REF | 0 | 0 | Real 2021 ¦ 12/22/2022 3:42:52 PM | 0 | Area 1001 Hydrogen CT 2033 | 0 |  | 1 | Unit |  | PJM | 0 | 0 | 0.95 | 0 | 0 | 0 | 0 | 0 | 0 | 0 | 0 | 0
6486 | Area 1001 Hydrogen CT 2034 | ATC | 2026 | AEP-KPCO | 0 | 0 | 0 | 0 | 0 |  | 0 | 0 | 0 | 0 | 0 | 0 | 0 | 0 | -1 | 0 | 0 |  | 0 | 0 | 0 | 0 | 0 | 0 | 0 | 0 | 0 | 0 | 0 | 0 | 0 | -1 | 0 | 0 | 0 | 0 | 0 | 0 | 0 | 0 | 0 | 0 | 0 | 0 | 0 | 0 | 0 | 0 | 0 |  |  |  |  | 0 | 0 | 0 | 0 | 0 | 0 | 0 | 0 | 0 | 1/1/2034 | 12/31/2099 | TRUE | 2034 H2 Blend |  | 2026 |  |  |  | REF | 0 | 0 | Real 2021 ¦ 12/22/2022 3:42:52 PM | 0 | Area 1001 Hydrogen CT 2034 | 0 |  | 1 | Unit |  | PJM | 0 | 0 | 0.95 | 0 | 0 | 0 | 0 | 0 | 0 | 0 | 0 | 0
6487 | Area 1001 Hydrogen CT 2035 | ATC | 2026 | AEP-KPCO | 0 | 0 | 0 | 0 | 0 |  | 0 | 0 | 0 | 0 | 0 | 0 | 0 | 0 | -1 | 0 | 0 |  | 0 | 0 | 0 | 0 | 0 | 0 | 0 | 0 | 0 | 0 | 0 | 0 | 0 | -1 | 0 | 0 | 0 | 0 | 0 | 0 | 0 | 0 | 0 | 0 | 0 | 0 | 0 | 0 | 0 | 0 | 0 |  |  |  |  | 0 | 0 | 0 | 0 | 0 | 0 | 0 | 0 | 0 | 1/1/2035 | 12/31/2099 | TRUE | Hydrogen |  | 2026 |  |  |  | REF | 0 | 0 | Real 2021 ¦ 12/22/2022 3:42:52 PM | 0 | Area 1001 Hydrogen CT 2035 | 0 |  | 1 | Unit |  | PJM | 0 | 0 | 0.95 | 0 | 0 | 0 | 0 | 0 | 0 | 0 | 0 | 0
6488 | Area 1001 Hydrogen CT 2036 | ATC | 2026 | AEP-KPCO | 0 | 0 | 0 | 0 | 0 |  | 0 | 0 | 0 | 0 | 0 | 0 | 0 | 0 | -1 | 0 | 0 |  | 0 | 0 | 0 | 0 | 0 | 0 | 0 | 0 | 0 | 0 | 0 | 0 | 0 | -1 | 0 | 0 | 0 | 0 | 0 | 0 | 0 | 0 | 0 | 0 | 0 | 0 | 0 | 0 | 0 | 0 | 0 |  |  |  |  | 0 | 0 | 0 | 0 | 0 | 0 | 0 | 0 | 0 | 1/1/2036 | 12/31/2099 | TRUE | Hydrogen |  | 2026 |  |  |  | REF | 0 | 0 | Real 2021 ¦ 12/22/2022 3:42:52 PM | 0 | Area 1001 Hydrogen CT 2036 | 0 |  | 1 | Unit |  | PJM | 0 | 0 | 0.95 | 0 | 0 | 0 | 0 | 0 | 0 | 0 | 0 | 0
6489 | Area 1001 Hydrogen CT 2037 | ATC | 2026 | AEP-KPCO | 0 | 0 | 0 | 0 | 0 |  | 0 | 0 | 0 | 0 | 0 | 0 | 0 | 0 | -1 | 0 | 0 |  | 0 | 0 | 0 | 0 | 0 | 0 | 0 | 0 | 0 | 0 | 0 | 0 | 0 | -1 | 0 | 0 | 0 | 0 | 0 | 0 | 0 | 0 | 0 | 0 | 0 | 0 | 0 | 0 | 0 | 0 | 0 |  |  |  |  | 0 | 0 | 0 | 0 | 0 | 0 | 0 | 0 | 0 | 1/1/2037 | 12/31/2099 | TRUE | Hydrogen |  | 2026 |  |  |  | REF | 0 | 0 | Real 2021 ¦ 12/22/2022 3:42:52 PM | 0 | Area 1001 Hydrogen CT 2037 | 0 |  | 1 | Unit |  | PJM | 0 | 0 | 0.95 | 0 | 0 | 0 | 0 | 0 | 0 | 0 | 0 | 0
6490 | Area 1001 Hydrogen CT 2038 | ATC | 2026 | AEP-KPCO | 0 | 0 | 0 | 0 | 0 |  | 0 | 0 | 0 | 0 | 0 | 0 | 0 | 0 | -1 | 0 | 0 |  | 0 | 0 | 0 | 0 | 0 | 0 | 0 | 0 | 0 | 0 | 0 | 0 | 0 | -1 | 0 | 0 | 0 | 0 | 0 | 0 | 0 | 0 | 0 | 0 | 0 | 0 | 0 | 0 | 0 | 0 | 0 |  |  |  |  | 0 | 0 | 0 | 0 | 0 | 0 | 0 | 0 | 0 | 1/1/2038 | 12/31/2099 | TRUE | Hydrogen |  | 2026 |  |  |  | REF | 0 | 0 | Real 2021 ¦ 12/22/2022 3:42:52 PM | 0 | Area 1001 Hydrogen CT 2038 | 0 |  | 1 | Unit |  | PJM | 0 | 0 | 0.95 | 0 | 0 | 0 | 0 | 0 | 0 | 0 | 0 | 0
6491 | Area 1001 Hydrogen CT 2039 | ATC | 2026 | AEP-KPCO | 0 | 0 | 0 | 0 | 0 |  | 0 | 0 | 0 | 0 | 0 | 0 | 0 | 0 | -1 | 0 | 0 |  | 0 | 0 | 0 | 0 | 0 | 0 | 0 | 0 | 0 | 0 | 0 | 0 | 0 | -1 | 0 | 0 | 0 | 0 | 0 | 0 | 0 | 0 | 0 | 0 | 0 | 0 | 0 | 0 | 0 | 0 | 0 |  |  |  |  | 0 | 0 | 0 | 0 | 0 | 0 | 0 | 0 | 0 | 1/1/2039 | 12/31/2099 | TRUE | Hydrogen |  | 2026 |  |  |  | REF | 0 | 0 | Real 2021 ¦ 12/22/2022 3:42:52 PM | 0 | Area 1001 Hydrogen CT 2039 | 0 |  | 1 | Unit |  | PJM | 0 | 0 | 0.95 | 0 | 0 | 0 | 0 | 0 | 0 | 0 | 0 | 0
6492 | Area 1001 Hydrogen CT 2040 | ATC | 2026 | AEP-KPCO | 0 | 0 | 0 | 0 | 0 |  | 0 | 0 | 0 | 0 | 0 | 0 | 0 | 0 | -1 | 0 | 0 |  | 0 | 0 | 0 | 0 | 0 | 0 | 0 | 0 | 0 | 0 | 0 | 0 | 0 | -1 | 0 | 0 | 0 | 0 | 0 | 0 | 0 | 0 | 0 | 0 | 0 | 0 | 0 | 0 | 0 | 0 | 0 |  |  |  |  | 0 | 0 | 0 | 0 | 0 | 0 | 0 | 0 | 0 | 1/1/2040 | 12/31/2099 | TRUE | Hydrogen |  | 2026 |  |  |  | REF | 0 | 0 | Real 2021 ¦ 12/22/2022 3:42:52 PM | 0 | Area 1001 Hydrogen CT 2040 | 0 |  | 1 | Unit |  | PJM | 0 | 0 | 0.95 | 0 | 0 | 0 | 0 | 0 | 0 | 0 | 0 | 0
6493 | Area 1001 Hydrogen CT 2041 | ATC | 2026 | AEP-KPCO | 0 | 0 | 0 | 0 | 0 |  | 0 | 0 | 0 | 0 | 0 | 0 | 0 | 0 | -1 | 0 | 0 |  | 0 | 0 | 0 | 0 | 0 | 0 | 0 | 0 | 0 | 0 | 0 | 0 | 0 | -1 | 0 | 0 | 0 | 0 | 0 | 0 | 0 | 0 | 0 | 0 | 0 | 0 | 0 | 0 | 0 | 0 | 0 |  |  |  |  | 0 | 0 | 0 | 0 | 0 | 0 | 0 | 0 | 0 | 1/1/2041 | 12/31/2099 | TRUE | Hydrogen |  | 2026 |  |  |  | REF | 0 | 0 | Real 2021 ¦ 12/22/2022 3:42:52 PM | 0 | Area 1001 Hydrogen CT 2041 | 0 |  | 1 | Unit |  | PJM | 0 | 0 | 0.95 | 0 | 0 | 0 | 0 | 0 | 0 | 0 | 0 | 0
6494 | Area 1001 Hydrogen CT 2042 | ATC | 2026 | AEP-KPCO | 0 | 0 | 0 | 0 | 0 |  | 0 | 0 | 0 | 0 | 0 | 0 | 0 | 0 | -1 | 0 | 0 |  | 0 | 0 | 0 | 0 | 0 | 0 | 0 | 0 | 0 | 0 | 0 | 0 | 0 | -1 | 0 | 0 | 0 | 0 | 0 | 0 | 0 | 0 | 0 | 0 | 0 | 0 | 0 | 0 | 0 | 0 | 0 |  |  |  |  | 0 | 0 | 0 | 0 | 0 | 0 | 0 | 0 | 0 | 1/1/2042 | 12/31/2099 | TRUE | Hydrogen |  | 2026 |  |  |  | REF | 0 | 0 | Real 2021 ¦ 12/22/2022 3:42:52 PM | 0 | Area 1001 Hydrogen CT 2042 | 0 |  | 1 | Unit |  | PJM | 0 | 0 | 0.95 | 0 | 0 | 0 | 0 | 0 | 0 | 0 | 0 | 0
6495 | Area 1001 Hydrogen CT 2043 | ATC | 2026 | AEP-KPCO | 0 | 0 | 0 | 0 | 0 |  | 0 | 0 | 0 | 0 | 0 | 0 | 0 | 0 | -1 | 0 | 0 |  | 0 | 0 | 0 | 0 | 0 | 0 | 0 | 0 | 0 | 0 | 0 | 0 | 0 | -1 | 0 | 0 | 0 | 0 | 0 | 0 | 0 | 0 | 0 | 0 | 0 | 0 | 0 | 0 | 0 | 0 | 0 |  |  |  |  | 0 | 0 | 0 | 0 | 0 | 0 | 0 | 0 | 0 | 1/1/2043 | 12/31/2099 | TRUE | Hydrogen |  | 2026 |  |  |  | REF | 0 | 0 | Real 2021 ¦ 12/22/2022 3:42:52 PM | 0 | Area 1001 Hydrogen CT 2043 | 0 |  | 1 | Unit |  | PJM | 0 | 0 | 0.95 | 0 | 0 | 0 | 0 | 0 | 0 | 0 | 0 | 0
6496 | Area 1001 SMR 2028 | ATC | 2026 | AEP-KPCO | 0 | 0 | 0 | 0 | 0 |  | 0 | 0 | 0 | 0 | 0 | 0 | 0 | 0 | -1 | 0 | 0 |  | 0 | 0 | 0 | 0 | 0 | 0 | 0 | 100 | 0 | 0 | 0 | 0 | 0 | -1 | 0 | 0 | 0 | 0 | 0 | 0 | 0 | 0 | 0 | 0 | 0 | 0 | 0 | 0 | 0 | 0 | 0 |  |  |  |  | 0 | 0 | 0 | 0 | 0 | 0 | 0 | 0 | 0 | 1/1/2028 | 12/31/2099 | TRUE | Uranium |  | 2026 |  |  |  | REF | 0 | 0 | Real 2021 ¦ 12/22/2022 3:42:52 PM | 0 | Area 1001 SMR 2028 | 0 |  | 1 | Unit |  | PJM | 0 | 0 | 0.97 | 0 | 0 | 0 | 0 | 0 | 0 | 0 | 0 | 0
6497 | Area 1001 SMR 2029 | ATC | 2026 | AEP-KPCO | 0 | 0 | 0 | 0 | 0 |  | 0 | 0 | 0 | 0 | 0 | 0 | 0 | 0 | -1 | 0 | 0 |  | 0 | 0 | 0 | 0 | 0 | 0 | 0 | 100 | 0 | 0 | 0 | 0 | 0 | -1 | 0 | 0 | 0 | 0 | 0 | 0 | 0 | 0 | 0 | 0 | 0 | 0 | 0 | 0 | 0 | 0 | 0 |  |  |  |  | 0 | 0 | 0 | 0 | 0 | 0 | 0 | 0 | 0 | 1/1/2029 | 12/31/2099 | TRUE | Uranium |  | 2026 |  |  |  | REF | 0 | 0 | Real 2021 ¦ 12/22/2022 3:42:52 PM | 0 | Area 1001 SMR 2029 | 0 |  | 1 | Unit |  | PJM | 0 | 0 | 0.97 | 0 | 0 | 0 | 0 | 0 | 0 | 0 | 0 | 0
6498 | Area 1001 SMR 2030 | ATC | 2026 | AEP-KPCO | 0 | 0 | 0 | 0 | 0 |  | 0 | 0 | 0 | 0 | 0 | 0 | 0 | 0 | -1 | 0 | 0 |  | 0 | 0 | 0 | 0 | 0 | 0 | 0 | 100 | 0 | 0 | 0 | 0 | 0 | -1 | 0 | 0 | 0 | 0 | 0 | 0 | 0 | 0 | 0 | 0 | 0 | 0 | 0 | 0 | 0 | 0 | 0 |  |  |  |  | 0 | 0 | 0 | 0 | 0 | 0 | 0 | 0 | 0 | 1/1/2030 | 12/31/2099 | TRUE | Uranium |  | 2026 |  |  |  | REF | 0 | 0 | Real 2021 ¦ 12/22/2022 3:42:52 PM | 0 | Area 1001 SMR 2030 | 0 |  | 1 | Unit |  | PJM | 0 | 0 | 0.97 | 0 | 0 | 0 | 0 | 0 | 0 | 0 | 0 | 0
6499 | Area 1001 SMR 2031 | ATC | 2026 | AEP-KPCO | 0 | 0 | 0 | 0 | 0 |  | 0 | 0 | 0 | 0 | 0 | 0 | 0 | 0 | -1 | 0 | 0 |  | 0 | 0 | 0 | 0 | 0 | 0 | 0 | 100 | 0 | 0 | 0 | 0 | 0 | -1 | 0 | 0 | 0 | 0 | 0 | 0 | 0 | 0 | 0 | 0 | 0 | 0 | 0 | 0 | 0 | 0 | 0 |  |  |  |  | 0 | 0 | 0 | 0 | 0 | 0 | 0 | 0 | 0 | 1/1/2031 | 12/31/2099 | TRUE | Uranium |  | 2026 |  |  |  | REF | 0 | 0 | Real 2021 ¦ 12/22/2022 3:42:52 PM | 0 | Area 1001 SMR 2031 | 0 |  | 1 | Unit |  | PJM | 0 | 0 | 0.97 | 0 | 0 | 0 | 0 | 0 | 0 | 0 | 0 | 0
6500 | Area 1001 SMR 2032 | ATC | 2026 | AEP-KPCO | 0 | 0 | 0 | 0 | 0 |  | 0 | 0 | 0 | 0 | 0 | 0 | 0 | 0 | -1 | 0 | 0 |  | 0 | 0 | 0 | 0 | 0 | 0 | 0 | 100 | 0 | 0 | 0 | 0 | 0 | -1 | 0 | 0 | 0 | 0 | 0 | 0 | 0 | 0 | 0 | 0 | 0 | 0 | 0 | 0 | 0 | 0 | 0 |  |  |  |  | 0 | 0 | 0 | 0 | 0 | 0 | 0 | 0 | 0 | 1/1/2032 | 12/31/2099 | TRUE | Uranium |  | 2026 |  |  |  | REF | 0 | 0 | Real 2021 ¦ 12/22/2022 3:42:52 PM | 0 | Area 1001 SMR 2032 | 0 |  | 1 | Unit |  | PJM | 0 | 0 | 0.97 | 0 | 0 | 0 | 0 | 0 | 0 | 0 | 0 | 0
6501 | Area 1001 SMR 2033 | ATC | 2026 | AEP-KPCO | 0 | 0 | 0 | 0 | 0 |  | 0 | 0 | 0 | 0 | 0 | 0 | 0 | 0 | -1 | 0 | 0 |  | 0 | 0 | 0 | 0 | 0 | 0 | 0 | 100 | 0 | 0 | 0 | 0 | 0 | -1 | 0 | 0 | 0 | 0 | 0 | 0 | 0 | 0 | 0 | 0 | 0 | 0 | 0 | 0 | 0 | 0 | 0 |  |  |  |  | 0 | 0 | 0 | 0 | 0 | 0 | 0 | 0 | 0 | 1/1/2033 | 12/31/2099 | TRUE | Uranium |  | 2026 |  |  |  | REF | 0 | 0 | Real 2021 ¦ 12/22/2022 3:42:52 PM | 0 | Area 1001 SMR 2033 | 0 |  | 1 | Unit |  | PJM | 0 | 0 | 0.97 | 0 | 0 | 0 | 0 | 0 | 0 | 0 | 0 | 0
6502 | Area 1001 SMR 2034 | ATC | 2026 | AEP-KPCO | 0 | 0 | 0 | 0 | 0 |  | 0 | 0 | 0 | 0 | 0 | 0 | 0 | 0 | -1 | 0 | 0 |  | 0 | 0 | 0 | 0 | 0 | 0 | 0 | 100 | 0 | 0 | 0 | 0 | 0 | -1 | 0 | 0 | 0 | 0 | 0 | 0 | 0 | 0 | 0 | 0 | 0 | 0 | 0 | 0 | 0 | 0 | 0 |  |  |  |  | 0 | 0 | 0 | 0 | 0 | 0 | 0 | 0 | 0 | 1/1/2034 | 12/31/2099 | TRUE | Uranium |  | 2026 |  |  |  | REF | 0 | 0 | Real 2021 ¦ 12/22/2022 3:42:52 PM | 0 | Area 1001 SMR 2034 | 0 |  | 1 | Unit |  | PJM | 0 | 0 | 0.97 | 0 | 0 | 0 | 0 | 0 | 0 | 0 | 0 | 0
6503 | Area 1001 SMR 2035 | ATC | 2026 | AEP-KPCO | 0 | 0 | 0 | 0 | 0 |  | 0 | 0 | 0 | 0 | 0 | 0 | 0 | 0 | -1 | 0 | 0 |  | 0 | 0 | 0 | 0 | 0 | 0 | 0 | 100 | 0 | 0 | 0 | 0 | 0 | -1 | 0 | 0 | 0 | 0 | 0 | 0 | 0 | 0 | 0 | 0 | 0 | 0 | 0 | 0 | 0 | 0 | 0 |  |  |  |  | 0 | 0 | 0 | 0 | 0 | 0 | 0 | 0 | 0 | 1/1/2035 | 12/31/2099 | TRUE | Uranium |  | 2026 |  |  |  | REF | 0 | 0 | Real 2021 ¦ 12/22/2022 3:42:52 PM | 0 | Area 1001 SMR 2035 | 0 |  | 1 | Unit |  | PJM | 0 | 0 | 0.97 | 0 | 0 | 0 | 0 | 0 | 0 | 0 | 0 | 0
6504 | Area 1001 SMR 2036 | ATC | 2026 | AEP-KPCO | 0 | 0 | 0 | 0 | 0 |  | 0 | 0 | 0 | 0 | 0 | 0 | 0 | 0 | -1 | 0 | 0 |  | 0 | 0 | 0 | 0 | 0 | 0 | 0 | 100 | 0 | 0 | 0 | 0 | 0 | -1 | 0 | 0 | 0 | 0 | 0 | 0 | 0 | 0 | 0 | 0 | 0 | 0 | 0 | 0 | 0 | 0 | 0 |  |  |  |  | 0 | 0 | 0 | 0 | 0 | 0 | 0 | 0 | 0 | 1/1/2036 | 12/31/2099 | TRUE | Uranium |  | 2026 |  |  |  | REF | 0 | 0 | Real 2021 ¦ 12/22/2022 3:42:52 PM | 0 | Area 1001 SMR 2036 | 0 |  | 1 | Unit |  | PJM | 0 | 0 | 0.97 | 0 | 0 | 0 | 0 | 0 | 0 | 0 | 0 | 0
6505 | Area 1001 SMR 2037 | ATC | 2026 | AEP-KPCO | 0 | 0 | 0 | 0 | 0 |  | 0 | 0 | 0 | 0 | 0 | 0 | 0 | 0 | -1 | 0 | 0 |  | 0 | 0 | 0 | 0 | 0 | 0 | 0 | 100 | 0 | 0 | 0 | 0 | 0 | -1 | 0 | 0 | 0 | 0 | 0 | 0 | 0 | 0 | 0 | 0 | 0 | 0 | 0 | 0 | 0 | 0 | 0 |  |  |  |  | 0 | 0 | 0 | 0 | 0 | 0 | 0 | 0 | 0 | 1/1/2037 | 12/31/2099 | TRUE | Uranium |  | 2026 |  |  |  | REF | 0 | 0 | Real 2021 ¦ 12/22/2022 3:42:52 PM | 0 | Area 1001 SMR 2037 | 0 |  | 1 | Unit |  | PJM | 0 | 0 | 0.97 | 0 | 0 | 0 | 0 | 0 | 0 | 0 | 0 | 0
6506 | Area 1001 SMR 2038 | ATC | 2026 | AEP-KPCO | 0 | 0 | 0 | 0 | 0 |  | 0 | 0 | 0 | 0 | 0 | 0 | 0 | 0 | -1 | 0 | 0 |  | 0 | 0 | 0 | 0 | 0 | 0 | 0 | 100 | 0 | 0 | 0 | 0 | 0 | -1 | 0 | 0 | 0 | 0 | 0 | 0 | 0 | 0 | 0 | 0 | 0 | 0 | 0 | 0 | 0 | 0 | 0 |  |  |  |  | 0 | 0 | 0 | 0 | 0 | 0 | 0 | 0 | 0 | 1/1/2038 | 12/31/2099 | TRUE | Uranium |  | 2026 |  |  |  | REF | 0 | 0 | Real 2021 ¦ 12/22/2022 3:42:52 PM | 0 | Area 1001 SMR 2038 | 0 |  | 1 | Unit |  | PJM | 0 | 0 | 0.97 | 0 | 0 | 0 | 0 | 0 | 0 | 0 | 0 | 0
6507 | Area 1001 SMR 2039 | ATC | 2026 | AEP-KPCO | 0 | 0 | 0 | 0 | 0 |  | 0 | 0 | 0 | 0 | 0 | 0 | 0 | 0 | -1 | 0 | 0 |  | 0 | 0 | 0 | 0 | 0 | 0 | 0 | 100 | 0 | 0 | 0 | 0 | 0 | -1 | 0 | 0 | 0 | 0 | 0 | 0 | 0 | 0 | 0 | 0 | 0 | 0 | 0 | 0 | 0 | 0 | 0 |  |  |  |  | 0 | 0 | 0 | 0 | 0 | 0 | 0 | 0 | 0 | 1/1/2039 | 12/31/2099 | TRUE | Uranium |  | 2026 |  |  |  | REF | 0 | 0 | Real 2021 ¦ 12/22/2022 3:42:52 PM | 0 | Area 1001 SMR 2039 | 0 |  | 1 | Unit |  | PJM | 0 | 0 | 0.97 | 0 | 0 | 0 | 0 | 0 | 0 | 0 | 0 | 0
6508 | Area 1001 SMR 2040 | ATC | 2026 | AEP-KPCO | 0 | 0 | 0 | 0 | 0 |  | 0 | 0 | 0 | 0 | 0 | 0 | 0 | 0 | -1 | 0 | 0 |  | 0 | 0 | 0 | 0 | 0 | 0 | 0 | 100 | 0 | 0 | 0 | 0 | 0 | -1 | 0 | 0 | 0 | 0 | 0 | 0 | 0 | 0 | 0 | 0 | 0 | 0 | 0 | 0 | 0 | 0 | 0 |  |  |  |  | 0 | 0 | 0 | 0 | 0 | 0 | 0 | 0 | 0 | 1/1/2040 | 12/31/2099 | TRUE | Uranium |  | 2026 |  |  |  | REF | 0 | 0 | Real 2021 ¦ 12/22/2022 3:42:52 PM | 0 | Area 1001 SMR 2040 | 0 |  | 1 | Unit |  | PJM | 0 | 0 | 0.97 | 0 | 0 | 0 | 0 | 0 | 0 | 0 | 0 | 0
6509 | Area 1001 SMR 2041 | ATC | 2026 | AEP-KPCO | 0 | 0 | 0 | 0 | 0 |  | 0 | 0 | 0 | 0 | 0 | 0 | 0 | 0 | -1 | 0 | 0 |  | 0 | 0 | 0 | 0 | 0 | 0 | 0 | 100 | 0 | 0 | 0 | 0 | 0 | -1 | 0 | 0 | 0 | 0 | 0 | 0 | 0 | 0 | 0 | 0 | 0 | 0 | 0 | 0 | 0 | 0 | 0 |  |  |  |  | 0 | 0 | 0 | 0 | 0 | 0 | 0 | 0 | 0 | 1/1/2041 | 12/31/2099 | TRUE | Uranium |  | 2026 |  |  |  | REF | 0 | 0 | Real 2021 ¦ 12/22/2022 3:42:52 PM | 0 | Area 1001 SMR 2041 | 0 |  | 1 | Unit |  | PJM | 0 | 0 | 0.97 | 0 | 0 | 0 | 0 | 0 | 0 | 0 | 0 | 0
6510 | Area 1001 SMR 2042 | ATC | 2026 | AEP-KPCO | 0 | 0 | 0 | 0 | 0 |  | 0 | 0 | 0 | 0 | 0 | 0 | 0 | 0 | -1 | 0 | 0 |  | 0 | 0 | 0 | 0 | 0 | 0 | 0 | 100 | 0 | 0 | 0 | 0 | 0 | -1 | 0 | 0 | 0 | 0 | 0 | 0 | 0 | 0 | 0 | 0 | 0 | 0 | 0 | 0 | 0 | 0 | 0 |  |  |  |  | 0 | 0 | 0 | 0 | 0 | 0 | 0 | 0 | 0 | 1/1/2042 | 12/31/2099 | TRUE | Uranium |  | 2026 |  |  |  | REF | 0 | 0 | Real 2021 ¦ 12/22/2022 3:42:52 PM | 0 | Area 1001 SMR 2042 | 0 |  | 1 | Unit |  | PJM | 0 | 0 | 0.97 | 0 | 0 | 0 | 0 | 0 | 0 | 0 | 0 | 0
6511 | Area 1001 SMR 2043 | ATC | 2026 | AEP-KPCO | 0 | 0 | 0 | 0 | 0 |  | 0 | 0 | 0 | 0 | 0 | 0 | 0 | 0 | -1 | 0 | 0 |  | 0 | 0 | 0 | 0 | 0 | 0 | 0 | 100 | 0 | 0 | 0 | 0 | 0 | -1 | 0 | 0 | 0 | 0 | 0 | 0 | 0 | 0 | 0 | 0 | 0 | 0 | 0 | 0 | 0 | 0 | 0 |  |  |  |  | 0 | 0 | 0 | 0 | 0 | 0 | 0 | 0 | 0 | 1/1/2043 | 12/31/2099 | TRUE | Uranium |  | 2026 |  |  |  | REF | 0 | 0 | Real 2021 ¦ 12/22/2022 3:42:52 PM | 0 | Area 1001 SMR 2043 | 0 |  | 1 | Unit |  | PJM | 0 | 0 | 0.97 | 0 | 0 | 0 | 0 | 0 | 0 | 0 | 0 | 0
6512 | Area 1001 Solar 2023 | ATC | 2026 | AEP-KPCO | 11.4168 | 50 | 0 | -31.8921 | -33.4867 | -31.8921 | -31.8921 | 9522.9756 | 50 | 8779.8525 | 743.1223 | 0 | 0 | 0 | -1 | 0 | 0 | 0 | 0 | 0 | 11.4168 | 100011.3438 | 100011.3438 | 0 | 0 | 0 | 0 | 3593.4343 | 3593.4343 | 0 | 0 | -1 | 0 | 0 | 365 | 0 | 0 | 0 | 0 | 0 | 0 | 0 | 0 | -2739.9739 | -3189.5669 | 0 | -3189.5669 | 0 | 0 | 0.22834 | 35.9303 | 63.3269 | -27.3966 | 0 | 38.5832 | 0 | 0 | 0 | 4383 | 100011.3438 | 0 | 0 | 1/1/2023 | 12/31/2099 | TRUE | Solar |  | 2026 |  |  |  | REF | 0 | 0 | Real 2021 ¦ 12/22/2022 3:42:52 PM | 0 | Area 1001 Solar 2023 | 0 |  | 1 | Unit |  | PJM | 2.5 | 0 | 0.2754 | 0 | 0 | 0 | 0 | 100011.3438 | 0 | 0 | 0 | 0
6513 | Area 1001 Solar 2024 | ATC | 2026 | AEP-KPCO | 11.4168 | 50 | 0 | -31.8921 | -33.4867 | -31.8921 | -31.8921 | 8449.5762 | 50 | 7728.4722 | 721.1039 | 0 | 0 | 0 | -1 | 0 | 0 | 0 | 0 | 0 | 11.4168 | 100011.3438 | 100011.3438 | 0 | 0 | 0 | 0 | 3593.4343 | 3593.4343 | 0 | 0 | -1 | 0 | 0 | 365 | 0 | 0 | 0 | 0 | 0 | 0 | 0 | 0 | -1666.5751 | -3189.5669 | 0 | -3189.5669 | 0 | 0 | 0.22834 | 35.9303 | 52.5941 | -16.6639 | 0 | 38.5832 | 0 | 0 | 0 | 4383 | 100011.3438 | 0 | 0 | 1/1/2024 | 12/31/2099 | TRUE | Solar |  | 2026 |  |  |  | REF | 0 | 0 | Real 2021 ¦ 12/22/2022 3:42:52 PM | 0 | Area 1001 Solar 2024 | 0 |  | 1 | Unit |  | PJM | 2.5 | 0 | 0.2754 | 0 | 0 | 0 | 0 | 100011.3438 | 0 | 0 | 0 | 0
6514 | Area 1001 Solar 2025 | ATC | 2026 | AEP-KPCO | 11.4168 | 50 | 0 | -31.8921 | -33.4867 | -31.8921 | -31.8921 | 7811.0415 | 50 | 7114.7085 | 696.3331 | 0 | 0 | 0 | -1 | 0 | 0 | 0 | 0 | 0 | 11.4168 | 100011.3438 | 100011.3438 | 0 | 0 | 0 | 0 | 3593.4343 | 3593.4343 | 0 | 0 | -1 | 0 | 0 | 365 | 0 | 0 | 0 | 0 | 0 | 0 | 0 | 0 | -1028.0403 | -3189.5669 | 0 | -3189.5669 | 0 | 0 | 0.22834 | 35.9303 | 46.2095 | -10.2792 | 0 | 38.5832 | 0 | 0 | 0 | 4383 | 100011.3438 | 0 | 0 | 1/1/2025 | 12/31/2099 | TRUE | Solar |  | 2026 |  |  |  | REF | 0 | 0 | Real 2021 ¦ 12/22/2022 3:42:52 PM | 0 | Area 1001 Solar 2025 | 0 |  | 1 | Unit |  | PJM | 2.5 | 0 | 0.2754 | 0 | 0 | 0 | 0 | 100011.3438 | 0 | 0 | 0 | 0
6515 | Area 1001 Solar 2026 | ATC | 2026 | AEP-KPCO | 11.4168 | 50 | 0 | -31.8921 | -33.4867 | -31.8921 | -31.8921 | 7538.5635 | 50 | 6864.2485 | 674.3147 | 0 | 0 | 0 | -1 | 0 | 0 | 0 | 0 | 0 | 11.4168 | 100011.3438 | 100011.3438 | 0 | 0 | 0 | 0 | 3593.4343 | 3593.4343 | 0 | 0 | -1 | 0 | 0 | 365 | 0 | 0 | 0 | 0 | 0 | 0 | 0 | 0 | -755.5621 | -3189.5669 | 0 | -3189.5669 | 0 | 0 | 0.22834 | 35.9303 | 43.485 | -7.5548 | 0 | 38.5832 | 0 | 0 | 0 | 4383 | 100011.3438 | 0 | 0 | 1/1/2026 | 12/31/2099 | TRUE | Solar |  | 2026 |  |  |  | REF | 0 | 0 | Real 2021 ¦ 12/22/2022 3:42:52 PM | 0 | Area 1001 Solar 2026 | 0 |  | 1 | Unit |  | PJM | 2.5 | 0 | 0.2754 | 0 | 0 | 0 | 0 | 100011.3438 | 0 | 0 | 0 | 0
6516 | Area 1001 Solar 2027 | ATC | 2026 | AEP-KPCO | 0 | 0 | 0 | 0 | 0 |  | 0 | 0 | 0 | 0 | 0 | 0 | 0 | 0 | -1 | 0 | 0 |  | 0 | 0 | 0 | 0 | 0 | 0 | 0 | 0 | 0 | 0 | 0 | 0 | 0 | -1 | 0 | 0 | 0 | 0 | 0 | 0 | 0 | 0 | 0 | 0 | 0 | 0 | 0 | 0 | 0 | 0 | 0 |  |  |  |  | 0 | 0 | 0 | 0 | 0 | 0 | 0 | 0 | 0 | 1/1/2027 | 12/31/2099 | TRUE | Solar |  | 2026 |  |  |  | REF | 0 | 0 | Real 2021 ¦ 12/22/2022 3:42:52 PM | 0 | Area 1001 Solar 2027 | 0 |  | 1 | Unit |  | PJM | 0 | 0 | 0.2754 | 0 | 0 | 0 | 0 | 0 | 0 | 0 | 0 | 0
6517 | Area 1001 Solar 2028 | ATC | 2026 | AEP-KPCO | 0 | 0 | 0 | 0 | 0 |  | 0 | 0 | 0 | 0 | 0 | 0 | 0 | 0 | -1 | 0 | 0 |  | 0 | 0 | 0 | 0 | 0 | 0 | 0 | 0 | 0 | 0 | 0 | 0 | 0 | -1 | 0 | 0 | 0 | 0 | 0 | 0 | 0 | 0 | 0 | 0 | 0 | 0 | 0 | 0 | 0 | 0 | 0 |  |  |  |  | 0 | 0 | 0 | 0 | 0 | 0 | 0 | 0 | 0 | 1/1/2028 | 12/31/2099 | TRUE | Solar |  | 2026 |  |  |  | REF | 0 | 0 | Real 2021 ¦ 12/22/2022 3:42:52 PM | 0 | Area 1001 Solar 2028 | 0 |  | 1 | Unit |  | PJM | 0 | 0 | 0.2754 | 0 | 0 | 0 | 0 | 0 | 0 | 0 | 0 | 0
6518 | Area 1001 Solar 2029 | ATC | 2026 | AEP-KPCO | 0 | 0 | 0 | 0 | 0 |  | 0 | 0 | 0 | 0 | 0 | 0 | 0 | 0 | -1 | 0 | 0 |  | 0 | 0 | 0 | 0 | 0 | 0 | 0 | 0 | 0 | 0 | 0 | 0 | 0 | -1 | 0 | 0 | 0 | 0 | 0 | 0 | 0 | 0 | 0 | 0 | 0 | 0 | 0 | 0 | 0 | 0 | 0 |  |  |  |  | 0 | 0 | 0 | 0 | 0 | 0 | 0 | 0 | 0 | 1/1/2029 | 12/31/2099 | TRUE | Solar |  | 2026 |  |  |  | REF | 0 | 0 | Real 2021 ¦ 12/22/2022 3:42:52 PM | 0 | Area 1001 Solar 2029 | 0 |  | 1 | Unit |  | PJM | 0 | 0 | 0.2754 | 0 | 0 | 0 | 0 | 0 | 0 | 0 | 0 | 0
6519 | Area 1001 Solar 2030 | ATC | 2026 | AEP-KPCO | 0 | 0 | 0 | 0 | 0 |  | 0 | 0 | 0 | 0 | 0 | 0 | 0 | 0 | -1 | 0 | 0 |  | 0 | 0 | 0 | 0 | 0 | 0 | 0 | 0 | 0 | 0 | 0 | 0 | 0 | -1 | 0 | 0 | 0 | 0 | 0 | 0 | 0 | 0 | 0 | 0 | 0 | 0 | 0 | 0 | 0 | 0 | 0 |  |  |  |  | 0 | 0 | 0 | 0 | 0 | 0 | 0 | 0 | 0 | 1/1/2030 | 12/31/2099 | TRUE | Solar |  | 2026 |  |  |  | REF | 0 | 0 | Real 2021 ¦ 12/22/2022 3:42:52 PM | 0 | Area 1001 Solar 2030 | 0 |  | 1 | Unit |  | PJM | 0 | 0 | 0.2754 | 0 | 0 | 0 | 0 | 0 | 0 | 0 | 0 | 0
6520 | Area 1001 Solar 2031 | ATC | 2026 | AEP-KPCO | 0 | 0 | 0 | 0 | 0 |  | 0 | 0 | 0 | 0 | 0 | 0 | 0 | 0 | -1 | 0 | 0 |  | 0 | 0 | 0 | 0 | 0 | 0 | 0 | 0 | 0 | 0 | 0 | 0 | 0 | -1 | 0 | 0 | 0 | 0 | 0 | 0 | 0 | 0 | 0 | 0 | 0 | 0 | 0 | 0 | 0 | 0 | 0 |  |  |  |  | 0 | 0 | 0 | 0 | 0 | 0 | 0 | 0 | 0 | 1/1/2031 | 12/31/2099 | TRUE | Solar |  | 2026 |  |  |  | REF | 0 | 0 | Real 2021 ¦ 12/22/2022 3:42:52 PM | 0 | Area 1001 Solar 2031 | 0 |  | 1 | Unit |  | PJM | 0 | 0 | 0.2754 | 0 | 0 | 0 | 0 | 0 | 0 | 0 | 0 | 0
6521 | Area 1001 Solar 2032 | ATC | 2026 | AEP-KPCO | 0 | 0 | 0 | 0 | 0 |  | 0 | 0 | 0 | 0 | 0 | 0 | 0 | 0 | -1 | 0 | 0 |  | 0 | 0 | 0 | 0 | 0 | 0 | 0 | 0 | 0 | 0 | 0 | 0 | 0 | -1 | 0 | 0 | 0 | 0 | 0 | 0 | 0 | 0 | 0 | 0 | 0 | 0 | 0 | 0 | 0 | 0 | 0 |  |  |  |  | 0 | 0 | 0 | 0 | 0 | 0 | 0 | 0 | 0 | 1/1/2032 | 12/31/2099 | TRUE | Solar |  | 2026 |  |  |  | REF | 0 | 0 | Real 2021 ¦ 12/22/2022 3:42:52 PM | 0 | Area 1001 Solar 2032 | 0 |  | 1 | Unit |  | PJM | 0 | 0 | 0.2754 | 0 | 0 | 0 | 0 | 0 | 0 | 0 | 0 | 0
6522 | Area 1001 Solar 2033 | ATC | 2026 | AEP-KPCO | 0 | 0 | 0 | 0 | 0 |  | 0 | 0 | 0 | 0 | 0 | 0 | 0 | 0 | -1 | 0 | 0 |  | 0 | 0 | 0 | 0 | 0 | 0 | 0 | 0 | 0 | 0 | 0 | 0 | 0 | -1 | 0 | 0 | 0 | 0 | 0 | 0 | 0 | 0 | 0 | 0 | 0 | 0 | 0 | 0 | 0 | 0 | 0 |  |  |  |  | 0 | 0 | 0 | 0 | 0 | 0 | 0 | 0 | 0 | 1/1/2033 | 12/31/2099 | TRUE | Solar |  | 2026 |  |  |  | REF | 0 | 0 | Real 2021 ¦ 12/22/2022 3:42:52 PM | 0 | Area 1001 Solar 2033 | 0 |  | 1 | Unit |  | PJM | 0 | 0 | 0.2754 | 0 | 0 | 0 | 0 | 0 | 0 | 0 | 0 | 0
6523 | Area 1001 Solar 2034 | ATC | 2026 | AEP-KPCO | 0 | 0 | 0 | 0 | 0 |  | 0 | 0 | 0 | 0 | 0 | 0 | 0 | 0 | -1 | 0 | 0 |  | 0 | 0 | 0 | 0 | 0 | 0 | 0 | 0 | 0 | 0 | 0 | 0 | 0 | -1 | 0 | 0 | 0 | 0 | 0 | 0 | 0 | 0 | 0 | 0 | 0 | 0 | 0 | 0 | 0 | 0 | 0 |  |  |  |  | 0 | 0 | 0 | 0 | 0 | 0 | 0 | 0 | 0 | 1/1/2034 | 12/31/2099 | TRUE | Solar |  | 2026 |  |  |  | REF | 0 | 0 | Real 2021 ¦ 12/22/2022 3:42:52 PM | 0 | Area 1001 Solar 2034 | 0 |  | 1 | Unit |  | PJM | 0 | 0 | 0.2754 | 0 | 0 | 0 | 0 | 0 | 0 | 0 | 0 | 0
6524 | Area 1001 Solar 2035 | ATC | 2026 | AEP-KPCO | 0 | 0 | 0 | 0 | 0 |  | 0 | 0 | 0 | 0 | 0 | 0 | 0 | 0 | -1 | 0 | 0 |  | 0 | 0 | 0 | 0 | 0 | 0 | 0 | 0 | 0 | 0 | 0 | 0 | 0 | -1 | 0 | 0 | 0 | 0 | 0 | 0 | 0 | 0 | 0 | 0 | 0 | 0 | 0 | 0 | 0 | 0 | 0 |  |  |  |  | 0 | 0 | 0 | 0 | 0 | 0 | 0 | 0 | 0 | 1/1/2035 | 12/31/2099 | TRUE | Solar |  | 2026 |  |  |  | REF | 0 | 0 | Real 2021 ¦ 12/22/2022 3:42:52 PM | 0 | Area 1001 Solar 2035 | 0 |  | 1 | Unit |  | PJM | 0 | 0 | 0.2754 | 0 | 0 | 0 | 0 | 0 | 0 | 0 | 0 | 0
6525 | Area 1001 Solar 2036 | ATC | 2026 | AEP-KPCO | 0 | 0 | 0 | 0 | 0 |  | 0 | 0 | 0 | 0 | 0 | 0 | 0 | 0 | -1 | 0 | 0 |  | 0 | 0 | 0 | 0 | 0 | 0 | 0 | 0 | 0 | 0 | 0 | 0 | 0 | -1 | 0 | 0 | 0 | 0 | 0 | 0 | 0 | 0 | 0 | 0 | 0 | 0 | 0 | 0 | 0 | 0 | 0 |  |  |  |  | 0 | 0 | 0 | 0 | 0 | 0 | 0 | 0 | 0 | 1/1/2036 | 12/31/2099 | TRUE | Solar |  | 2026 |  |  |  | REF | 0 | 0 | Real 2021 ¦ 12/22/2022 3:42:52 PM | 0 | Area 1001 Solar 2036 | 0 |  | 1 | Unit |  | PJM | 0 | 0 | 0.2754 | 0 | 0 | 0 | 0 | 0 | 0 | 0 | 0 | 0
6526 | Area 1001 Solar 2037 | ATC | 2026 | AEP-KPCO | 0 | 0 | 0 | 0 | 0 |  | 0 | 0 | 0 | 0 | 0 | 0 | 0 | 0 | -1 | 0 | 0 |  | 0 | 0 | 0 | 0 | 0 | 0 | 0 | 0 | 0 | 0 | 0 | 0 | 0 | -1 | 0 | 0 | 0 | 0 | 0 | 0 | 0 | 0 | 0 | 0 | 0 | 0 | 0 | 0 | 0 | 0 | 0 |  |  |  |  | 0 | 0 | 0 | 0 | 0 | 0 | 0 | 0 | 0 | 1/1/2037 | 12/31/2099 | TRUE | Solar |  | 2026 |  |  |  | REF | 0 | 0 | Real 2021 ¦ 12/22/2022 3:42:52 PM | 0 | Area 1001 Solar 2037 | 0 |  | 1 | Unit |  | PJM | 0 | 0 | 0.2754 | 0 | 0 | 0 | 0 | 0 | 0 | 0 | 0 | 0
6527 | Area 1001 Solar 2038 | ATC | 2026 | AEP-KPCO | 0 | 0 | 0 | 0 | 0 |  | 0 | 0 | 0 | 0 | 0 | 0 | 0 | 0 | -1 | 0 | 0 |  | 0 | 0 | 0 | 0 | 0 | 0 | 0 | 0 | 0 | 0 | 0 | 0 | 0 | -1 | 0 | 0 | 0 | 0 | 0 | 0 | 0 | 0 | 0 | 0 | 0 | 0 | 0 | 0 | 0 | 0 | 0 |  |  |  |  | 0 | 0 | 0 | 0 | 0 | 0 | 0 | 0 | 0 | 1/1/2038 | 12/31/2099 | TRUE | Solar |  | 2026 |  |  |  | REF | 0 | 0 | Real 2021 ¦ 12/22/2022 3:42:52 PM | 0 | Area 1001 Solar 2038 | 0 |  | 1 | Unit |  | PJM | 0 | 0 | 0.2754 | 0 | 0 | 0 | 0 | 0 | 0 | 0 | 0 | 0
6528 | Area 1001 Solar 2039 | ATC | 2026 | AEP-KPCO | 0 | 0 | 0 | 0 | 0 |  | 0 | 0 | 0 | 0 | 0 | 0 | 0 | 0 | -1 | 0 | 0 |  | 0 | 0 | 0 | 0 | 0 | 0 | 0 | 0 | 0 | 0 | 0 | 0 | 0 | -1 | 0 | 0 | 0 | 0 | 0 | 0 | 0 | 0 | 0 | 0 | 0 | 0 | 0 | 0 | 0 | 0 | 0 |  |  |  |  | 0 | 0 | 0 | 0 | 0 | 0 | 0 | 0 | 0 | 1/1/2039 | 12/31/2099 | TRUE | Solar |  | 2026 |  |  |  | REF | 0 | 0 | Real 2021 ¦ 12/22/2022 3:42:52 PM | 0 | Area 1001 Solar 2039 | 0 |  | 1 | Unit |  | PJM | 0 | 0 | 0.2754 | 0 | 0 | 0 | 0 | 0 | 0 | 0 | 0 | 0
6529 | Area 1001 Solar 2040 | ATC | 2026 | AEP-KPCO | 0 | 0 | 0 | 0 | 0 |  | 0 | 0 | 0 | 0 | 0 | 0 | 0 | 0 | -1 | 0 | 0 |  | 0 | 0 | 0 | 0 | 0 | 0 | 0 | 0 | 0 | 0 | 0 | 0 | 0 | -1 | 0 | 0 | 0 | 0 | 0 | 0 | 0 | 0 | 0 | 0 | 0 | 0 | 0 | 0 | 0 | 0 | 0 |  |  |  |  | 0 | 0 | 0 | 0 | 0 | 0 | 0 | 0 | 0 | 1/1/2040 | 12/31/2099 | TRUE | Solar |  | 2026 |  |  |  | REF | 0 | 0 | Real 2021 ¦ 12/22/2022 3:42:52 PM | 0 | Area 1001 Solar 2040 | 0 |  | 1 | Unit |  | PJM | 0 | 0 | 0.2754 | 0 | 0 | 0 | 0 | 0 | 0 | 0 | 0 | 0
6530 | Area 1001 Solar 2041 | ATC | 2026 | AEP-KPCO | 0 | 0 | 0 | 0 | 0 |  | 0 | 0 | 0 | 0 | 0 | 0 | 0 | 0 | -1 | 0 | 0 |  | 0 | 0 | 0 | 0 | 0 | 0 | 0 | 0 | 0 | 0 | 0 | 0 | 0 | -1 | 0 | 0 | 0 | 0 | 0 | 0 | 0 | 0 | 0 | 0 | 0 | 0 | 0 | 0 | 0 | 0 | 0 |  |  |  |  | 0 | 0 | 0 | 0 | 0 | 0 | 0 | 0 | 0 | 1/1/2041 | 12/31/2099 | TRUE | Solar |  | 2026 |  |  |  | REF | 0 | 0 | Real 2021 ¦ 12/22/2022 3:42:52 PM | 0 | Area 1001 Solar 2041 | 0 |  | 1 | Unit |  | PJM | 0 | 0 | 0.2754 | 0 | 0 | 0 | 0 | 0 | 0 | 0 | 0 | 0
6531 | Area 1001 Solar 2042 | ATC | 2026 | AEP-KPCO | 0 | 0 | 0 | 0 | 0 |  | 0 | 0 | 0 | 0 | 0 | 0 | 0 | 0 | -1 | 0 | 0 |  | 0 | 0 | 0 | 0 | 0 | 0 | 0 | 0 | 0 | 0 | 0 | 0 | 0 | -1 | 0 | 0 | 0 | 0 | 0 | 0 | 0 | 0 | 0 | 0 | 0 | 0 | 0 | 0 | 0 | 0 | 0 |  |  |  |  | 0 | 0 | 0 | 0 | 0 | 0 | 0 | 0 | 0 | 1/1/2042 | 12/31/2099 | TRUE | Solar |  | 2026 |  |  |  | REF | 0 | 0 | Real 2021 ¦ 12/22/2022 3:42:52 PM | 0 | Area 1001 Solar 2042 | 0 |  | 1 | Unit |  | PJM | 0 | 0 | 0.2754 | 0 | 0 | 0 | 0 | 0 | 0 | 0 | 0 | 0
6532 | Area 1001 Solar 2043 | ATC | 2026 | AEP-KPCO | 0 | 0 | 0 | 0 | 0 |  | 0 | 0 | 0 | 0 | 0 | 0 | 0 | 0 | -1 | 0 | 0 |  | 0 | 0 | 0 | 0 | 0 | 0 | 0 | 0 | 0 | 0 | 0 | 0 | 0 | -1 | 0 | 0 | 0 | 0 | 0 | 0 | 0 | 0 | 0 | 0 | 0 | 0 | 0 | 0 | 0 | 0 | 0 |  |  |  |  | 0 | 0 | 0 | 0 | 0 | 0 | 0 | 0 | 0 | 1/1/2043 | 12/31/2099 | TRUE | Solar |  | 2026 |  |  |  | REF | 0 | 0 | Real 2021 ¦ 12/22/2022 3:42:52 PM | 0 | Area 1001 Solar 2043 | 0 |  | 1 | Unit |  | PJM | 0 | 0 | 0.2754 | 0 | 0 | 0 | 0 | 0 | 0 | 0 | 0 | 0
6533 | Area 1001 Wind 2024 | ATC | 2026 | AEP-KPCO | 34.9988 | 100 | 0 | -31.8921 | -33.4867 | -31.8921 | -31.8921 | 20009.2578 | 100 | 17245.9434 | 2763.3142 | 0 | 0 | 0 | -1 | 0 | 0 | 0 | 0 | 0 | 34.9988 | 306589.5312 | 306589.5312 | 0 | 0 | 0 | 0 | 10969.5557 | 10969.5557 | 0 | 0 | -1 | 0 | 0 | 0 | 0 | 0 | 0 | 0 | 0 | 0 | 0 | 0 | 738.0677 | -9777.7695 | 0 | -9777.7695 | 0 | 0 | 0.34999 | 35.7793 | 33.3719 | 2.4073 | 0 | 65.0012 | 0 | 0 | 0 | 8760 | 306589.5312 | 0 | 0 | 1/1/2024 | 12/31/2099 | TRUE | Wind |  | 2026 |  |  |  | REF | 0 | 0 | Real 2021 ¦ 12/22/2022 3:42:52 PM | 0 | Area 1001 Wind 2024 | 0 |  | 1 | Unit |  | PJM | 12 | 0 | 0.12 | 0 | 0 | 0 | 0 | 306589.5312 | 0 | 0 | 0 | 0
6534 | Area 1001 Wind 2025 | ATC | 2026 | AEP-KPCO | 34.9988 | 100 | 0 | -31.8921 | -33.4867 | -31.8921 | -31.8921 | 18677.1406 | 100 | 15941.3506 | 2735.791 | 0 | 0 | 0 | -1 | 0 | 0 | 0 | 0 | 0 | 34.9988 | 306589.5312 | 306589.5312 | 0 | 0 | 0 | 0 | 10969.5557 | 10969.5557 | 0 | 0 | -1 | 0 | 0 | 0 | 0 | 0 | 0 | 0 | 0 | 0 | 0 | 0 | 2070.1833 | -9777.7695 | 0 | -9777.7695 | 0 | 0 | 0.34999 | 35.7793 | 29.027 | 6.7523 | 0 | 65.0012 | 0 | 0 | 0 | 8760 | 306589.5312 | 0 | 0 | 1/1/2025 | 12/31/2099 | TRUE | Wind |  | 2026 |  |  |  | REF | 0 | 0 | Real 2021 ¦ 12/22/2022 3:42:52 PM | 0 | Area 1001 Wind 2025 | 0 |  | 1 | Unit |  | PJM | 12 | 0 | 0.12 | 0 | 0 | 0 | 0 | 306589.5312 | 0 | 0 | 0 | 0
6535 | Area 1001 Wind 2026 | ATC | 2026 | AEP-KPCO | 34.9988 | 100 | 0 | -31.8921 | -33.4867 | -31.8921 | -31.8921 | 18154.2031 | 100 | 15445.9355 | 2708.2681 | 0 | 0 | 0 | -1 | 0 | 0 | 0 | 0 | 0 | 34.9988 | 306589.5312 | 306589.5312 | 0 | 0 | 0 | 0 | 10969.5557 | 10969.5557 | 0 | 0 | -1 | 0 | 0 | 1 | 0 | 0 | 0 | 0 | 0 | 0 | 0 | 0 | 2593.1213 | -9777.7695 | 0 | -9777.7695 | 0 | 0 | 0.34999 | 35.7793 | 27.3213 | 8.458 | 0 | 65.0012 | 0 | 0 | 0 | 8760 | 306589.5312 | 0 | 0 | 1/1/2026 | 12/31/2099 | TRUE | Wind |  | 2026 |  |  |  | REF | 0 | 0 | Real 2021 ¦ 12/22/2022 3:42:52 PM | 0 | Area 1001 Wind 2026 | 0 |  | 1 | Unit |  | PJM | 12 | 0 | 0.12 | 0 | 0 | 0 | 0 | 306589.5312 | 0 | 0 | 0 | 0
6536 | Area 1001 Wind 2027 | ATC | 2026 | AEP-KPCO | 0 | 0 | 0 | 0 | 0 |  | 0 | 0 | 0 | 0 | 0 | 0 | 0 | 0 | -1 | 0 | 0 |  | 0 | 0 | 0 | 0 | 0 | 0 | 0 | 0 | 0 | 0 | 0 | 0 | 0 | -1 | 0 | 0 | 0 | 0 | 0 | 0 | 0 | 0 | 0 | 0 | 0 | 0 | 0 | 0 | 0 | 0 | 0 |  |  |  |  | 0 | 0 | 0 | 0 | 0 | 0 | 0 | 0 | 0 | 1/1/2027 | 12/31/2099 | TRUE | Wind |  | 2026 |  |  |  | REF | 0 | 0 | Real 2021 ¦ 12/22/2022 3:42:52 PM | 0 | Area 1001 Wind 2027 | 0 |  | 1 | Unit |  | PJM | 0 | 0 | 0.12 | 0 | 0 | 0 | 0 | 0 | 0 | 0 | 0 | 0
6537 | Area 1001 Wind 2028 | ATC | 2026 | AEP-KPCO | 0 | 0 | 0 | 0 | 0 |  | 0 | 0 | 0 | 0 | 0 | 0 | 0 | 0 | -1 | 0 | 0 |  | 0 | 0 | 0 | 0 | 0 | 0 | 0 | 0 | 0 | 0 | 0 | 0 | 0 | -1 | 0 | 0 | 0 | 0 | 0 | 0 | 0 | 0 | 0 | 0 | 0 | 0 | 0 | 0 | 0 | 0 | 0 |  |  |  |  | 0 | 0 | 0 | 0 | 0 | 0 | 0 | 0 | 0 | 1/1/2028 | 12/31/2099 | TRUE | Wind |  | 2026 |  |  |  | REF | 0 | 0 | Real 2021 ¦ 12/22/2022 3:42:52 PM | 0 | Area 1001 Wind 2028 | 0 |  | 1 | Unit |  | PJM | 0 | 0 | 0.12 | 0 | 0 | 0 | 0 | 0 | 0 | 0 | 0 | 0
6538 | Area 1001 Wind 2029 | ATC | 2026 | AEP-KPCO | 0 | 0 | 0 | 0 | 0 |  | 0 | 0 | 0 | 0 | 0 | 0 | 0 | 0 | -1 | 0 | 0 |  | 0 | 0 | 0 | 0 | 0 | 0 | 0 | 0 | 0 | 0 | 0 | 0 | 0 | -1 | 0 | 0 | 0 | 0 | 0 | 0 | 0 | 0 | 0 | 0 | 0 | 0 | 0 | 0 | 0 | 0 | 0 |  |  |  |  | 0 | 0 | 0 | 0 | 0 | 0 | 0 | 0 | 0 | 1/1/2029 | 12/31/2099 | TRUE | Wind |  | 2026 |  |  |  | REF | 0 | 0 | Real 2021 ¦ 12/22/2022 3:42:52 PM | 0 | Area 1001 Wind 2029 | 0 |  | 1 | Unit |  | PJM | 0 | 0 | 0.12 | 0 | 0 | 0 | 0 | 0 | 0 | 0 | 0 | 0
6539 | Area 1001 Wind 2030 | ATC | 2026 | AEP-KPCO | 0 | 0 | 0 | 0 | 0 |  | 0 | 0 | 0 | 0 | 0 | 0 | 0 | 0 | -1 | 0 | 0 |  | 0 | 0 | 0 | 0 | 0 | 0 | 0 | 0 | 0 | 0 | 0 | 0 | 0 | -1 | 0 | 0 | 0 | 0 | 0 | 0 | 0 | 0 | 0 | 0 | 0 | 0 | 0 | 0 | 0 | 0 | 0 |  |  |  |  | 0 | 0 | 0 | 0 | 0 | 0 | 0 | 0 | 0 | 1/1/2030 | 12/31/2099 | TRUE | Wind |  | 2026 |  |  |  | REF | 0 | 0 | Real 2021 ¦ 12/22/2022 3:42:52 PM | 0 | Area 1001 Wind 2030 | 0 |  | 1 | Unit |  | PJM | 0 | 0 | 0.12 | 0 | 0 | 0 | 0 | 0 | 0 | 0 | 0 | 0
6540 | Area 1001 Wind 2031 | ATC | 2026 | AEP-KPCO | 0 | 0 | 0 | 0 | 0 |  | 0 | 0 | 0 | 0 | 0 | 0 | 0 | 0 | -1 | 0 | 0 |  | 0 | 0 | 0 | 0 | 0 | 0 | 0 | 0 | 0 | 0 | 0 | 0 | 0 | -1 | 0 | 0 | 0 | 0 | 0 | 0 | 0 | 0 | 0 | 0 | 0 | 0 | 0 | 0 | 0 | 0 | 0 |  |  |  |  | 0 | 0 | 0 | 0 | 0 | 0 | 0 | 0 | 0 | 1/1/2031 | 12/31/2099 | TRUE | Wind |  | 2026 |  |  |  | REF | 0 | 0 | Real 2021 ¦ 12/22/2022 3:42:52 PM | 0 | Area 1001 Wind 2031 | 0 |  | 1 | Unit |  | PJM | 0 | 0 | 0.12 | 0 | 0 | 0 | 0 | 0 | 0 | 0 | 0 | 0
6541 | Area 1001 Wind 2032 | ATC | 2026 | AEP-KPCO | 0 | 0 | 0 | 0 | 0 |  | 0 | 0 | 0 | 0 | 0 | 0 | 0 | 0 | -1 | 0 | 0 |  | 0 | 0 | 0 | 0 | 0 | 0 | 0 | 0 | 0 | 0 | 0 | 0 | 0 | -1 | 0 | 0 | 0 | 0 | 0 | 0 | 0 | 0 | 0 | 0 | 0 | 0 | 0 | 0 | 0 | 0 | 0 |  |  |  |  | 0 | 0 | 0 | 0 | 0 | 0 | 0 | 0 | 0 | 1/1/2032 | 12/31/2099 | TRUE | Wind |  | 2026 |  |  |  | REF | 0 | 0 | Real 2021 ¦ 12/22/2022 3:42:52 PM | 0 | Area 1001 Wind 2032 | 0 |  | 1 | Unit |  | PJM | 0 | 0 | 0.12 | 0 | 0 | 0 | 0 | 0 | 0 | 0 | 0 | 0
6542 | Area 1001 Wind 2033 | ATC | 2026 | AEP-KPCO | 0 | 0 | 0 | 0 | 0 |  | 0 | 0 | 0 | 0 | 0 | 0 | 0 | 0 | -1 | 0 | 0 |  | 0 | 0 | 0 | 0 | 0 | 0 | 0 | 0 | 0 | 0 | 0 | 0 | 0 | -1 | 0 | 0 | 0 | 0 | 0 | 0 | 0 | 0 | 0 | 0 | 0 | 0 | 0 | 0 | 0 | 0 | 0 |  |  |  |  | 0 | 0 | 0 | 0 | 0 | 0 | 0 | 0 | 0 | 1/1/2033 | 12/31/2099 | TRUE | Wind |  | 2026 |  |  |  | REF | 0 | 0 | Real 2021 ¦ 12/22/2022 3:42:52 PM | 0 | Area 1001 Wind 2033 | 0 |  | 1 | Unit |  | PJM | 0 | 0 | 0.12 | 0 | 0 | 0 | 0 | 0 | 0 | 0 | 0 | 0
6543 | Area 1001 Wind 2034 | ATC | 2026 | AEP-KPCO | 0 | 0 | 0 | 0 | 0 |  | 0 | 0 | 0 | 0 | 0 | 0 | 0 | 0 | -1 | 0 | 0 |  | 0 | 0 | 0 | 0 | 0 | 0 | 0 | 0 | 0 | 0 | 0 | 0 | 0 | -1 | 0 | 0 | 0 | 0 | 0 | 0 | 0 | 0 | 0 | 0 | 0 | 0 | 0 | 0 | 0 | 0 | 0 |  |  |  |  | 0 | 0 | 0 | 0 | 0 | 0 | 0 | 0 | 0 | 1/1/2034 | 12/31/2099 | TRUE | Wind |  | 2026 |  |  |  | REF | 0 | 0 | Real 2021 ¦ 12/22/2022 3:42:52 PM | 0 | Area 1001 Wind 2034 | 0 |  | 1 | Unit |  | PJM | 0 | 0 | 0.12 | 0 | 0 | 0 | 0 | 0 | 0 | 0 | 0 | 0
6544 | Area 1001 Wind 2035 | ATC | 2026 | AEP-KPCO | 0 | 0 | 0 | 0 | 0 |  | 0 | 0 | 0 | 0 | 0 | 0 | 0 | 0 | -1 | 0 | 0 |  | 0 | 0 | 0 | 0 | 0 | 0 | 0 | 0 | 0 | 0 | 0 | 0 | 0 | -1 | 0 | 0 | 0 | 0 | 0 | 0 | 0 | 0 | 0 | 0 | 0 | 0 | 0 | 0 | 0 | 0 | 0 |  |  |  |  | 0 | 0 | 0 | 0 | 0 | 0 | 0 | 0 | 0 | 1/1/2035 | 12/31/2099 | TRUE | Wind |  | 2026 |  |  |  | REF | 0 | 0 | Real 2021 ¦ 12/22/2022 3:42:52 PM | 0 | Area 1001 Wind 2035 | 0 |  | 1 | Unit |  | PJM | 0 | 0 | 0.12 | 0 | 0 | 0 | 0 | 0 | 0 | 0 | 0 | 0
6545 | Area 1001 Wind 2036 | ATC | 2026 | AEP-KPCO | 0 | 0 | 0 | 0 | 0 |  | 0 | 0 | 0 | 0 | 0 | 0 | 0 | 0 | -1 | 0 | 0 |  | 0 | 0 | 0 | 0 | 0 | 0 | 0 | 0 | 0 | 0 | 0 | 0 | 0 | -1 | 0 | 0 | 0 | 0 | 0 | 0 | 0 | 0 | 0 | 0 | 0 | 0 | 0 | 0 | 0 | 0 | 0 |  |  |  |  | 0 | 0 | 0 | 0 | 0 | 0 | 0 | 0 | 0 | 1/1/2036 | 12/31/2099 | TRUE | Wind |  | 2026 |  |  |  | REF | 0 | 0 | Real 2021 ¦ 12/22/2022 3:42:52 PM | 0 | Area 1001 Wind 2036 | 0 |  | 1 | Unit |  | PJM | 0 | 0 | 0.12 | 0 | 0 | 0 | 0 | 0 | 0 | 0 | 0 | 0
6546 | Area 1001 Wind 2037 | ATC | 2026 | AEP-KPCO | 0 | 0 | 0 | 0 | 0 |  | 0 | 0 | 0 | 0 | 0 | 0 | 0 | 0 | -1 | 0 | 0 |  | 0 | 0 | 0 | 0 | 0 | 0 | 0 | 0 | 0 | 0 | 0 | 0 | 0 | -1 | 0 | 0 | 0 | 0 | 0 | 0 | 0 | 0 | 0 | 0 | 0 | 0 | 0 | 0 | 0 | 0 | 0 |  |  |  |  | 0 | 0 | 0 | 0 | 0 | 0 | 0 | 0 | 0 | 1/1/2037 | 12/31/2099 | TRUE | Wind |  | 2026 |  |  |  | REF | 0 | 0 | Real 2021 ¦ 12/22/2022 3:42:52 PM | 0 | Area 1001 Wind 2037 | 0 |  | 1 | Unit |  | PJM | 0 | 0 | 0.12 | 0 | 0 | 0 | 0 | 0 | 0 | 0 | 0 | 0
6547 | Area 1001 Wind 2038 | ATC | 2026 | AEP-KPCO | 0 | 0 | 0 | 0 | 0 |  | 0 | 0 | 0 | 0 | 0 | 0 | 0 | 0 | -1 | 0 | 0 |  | 0 | 0 | 0 | 0 | 0 | 0 | 0 | 0 | 0 | 0 | 0 | 0 | 0 | -1 | 0 | 0 | 0 | 0 | 0 | 0 | 0 | 0 | 0 | 0 | 0 | 0 | 0 | 0 | 0 | 0 | 0 |  |  |  |  | 0 | 0 | 0 | 0 | 0 | 0 | 0 | 0 | 0 | 1/1/2038 | 12/31/2099 | TRUE | Wind |  | 2026 |  |  |  | REF | 0 | 0 | Real 2021 ¦ 12/22/2022 3:42:52 PM | 0 | Area 1001 Wind 2038 | 0 |  | 1 | Unit |  | PJM | 0 | 0 | 0.12 | 0 | 0 | 0 | 0 | 0 | 0 | 0 | 0 | 0
6548 | Area 1001 Wind 2039 | ATC | 2026 | AEP-KPCO | 0 | 0 | 0 | 0 | 0 |  | 0 | 0 | 0 | 0 | 0 | 0 | 0 | 0 | -1 | 0 | 0 |  | 0 | 0 | 0 | 0 | 0 | 0 | 0 | 0 | 0 | 0 | 0 | 0 | 0 | -1 | 0 | 0 | 0 | 0 | 0 | 0 | 0 | 0 | 0 | 0 | 0 | 0 | 0 | 0 | 0 | 0 | 0 |  |  |  |  | 0 | 0 | 0 | 0 | 0 | 0 | 0 | 0 | 0 | 1/1/2039 | 12/31/2099 | TRUE | Wind |  | 2026 |  |  |  | REF | 0 | 0 | Real 2021 ¦ 12/22/2022 3:42:52 PM | 0 | Area 1001 Wind 2039 | 0 |  | 1 | Unit |  | PJM | 0 | 0 | 0.12 | 0 | 0 | 0 | 0 | 0 | 0 | 0 | 0 | 0
6549 | Area 1001 Wind 2040 | ATC | 2026 | AEP-KPCO | 0 | 0 | 0 | 0 | 0 |  | 0 | 0 | 0 | 0 | 0 | 0 | 0 | 0 | -1 | 0 | 0 |  | 0 | 0 | 0 | 0 | 0 | 0 | 0 | 0 | 0 | 0 | 0 | 0 | 0 | -1 | 0 | 0 | 0 | 0 | 0 | 0 | 0 | 0 | 0 | 0 | 0 | 0 | 0 | 0 | 0 | 0 | 0 |  |  |  |  | 0 | 0 | 0 | 0 | 0 | 0 | 0 | 0 | 0 | 1/1/2040 | 12/31/2099 | TRUE | Wind |  | 2026 |  |  |  | REF | 0 | 0 | Real 2021 ¦ 12/22/2022 3:42:52 PM | 0 | Area 1001 Wind 2040 | 0 |  | 1 | Unit |  | PJM | 0 | 0 | 0.12 | 0 | 0 | 0 | 0 | 0 | 0 | 0 | 0 | 0
6550 | Area 1001 Wind 2041 | ATC | 2026 | AEP-KPCO | 0 | 0 | 0 | 0 | 0 |  | 0 | 0 | 0 | 0 | 0 | 0 | 0 | 0 | -1 | 0 | 0 |  | 0 | 0 | 0 | 0 | 0 | 0 | 0 | 0 | 0 | 0 | 0 | 0 | 0 | -1 | 0 | 0 | 0 | 0 | 0 | 0 | 0 | 0 | 0 | 0 | 0 | 0 | 0 | 0 | 0 | 0 | 0 |  |  |  |  | 0 | 0 | 0 | 0 | 0 | 0 | 0 | 0 | 0 | 1/1/2041 | 12/31/2099 | TRUE | Wind |  | 2026 |  |  |  | REF | 0 | 0 | Real 2021 ¦ 12/22/2022 3:42:52 PM | 0 | Area 1001 Wind 2041 | 0 |  | 1 | Unit |  | PJM | 0 | 0 | 0.12 | 0 | 0 | 0 | 0 | 0 | 0 | 0 | 0 | 0
6551 | Area 1001 Wind 2042 | ATC | 2026 | AEP-KPCO | 0 | 0 | 0 | 0 | 0 |  | 0 | 0 | 0 | 0 | 0 | 0 | 0 | 0 | -1 | 0 | 0 |  | 0 | 0 | 0 | 0 | 0 | 0 | 0 | 0 | 0 | 0 | 0 | 0 | 0 | -1 | 0 | 0 | 0 | 0 | 0 | 0 | 0 | 0 | 0 | 0 | 0 | 0 | 0 | 0 | 0 | 0 | 0 |  |  |  |  | 0 | 0 | 0 | 0 | 0 | 0 | 0 | 0 | 0 | 1/1/2042 | 12/31/2099 | TRUE | Wind |  | 2026 |  |  |  | REF | 0 | 0 | Real 2021 ¦ 12/22/2022 3:42:52 PM | 0 | Area 1001 Wind 2042 | 0 |  | 1 | Unit |  | PJM | 0 | 0 | 0.12 | 0 | 0 | 0 | 0 | 0 | 0 | 0 | 0 | 0
6552 | Area 1001 Wind 2043 | ATC | 2026 | AEP-KPCO | 0 | 0 | 0 | 0 | 0 |  | 0 | 0 | 0 | 0 | 0 | 0 | 0 | 0 | -1 | 0 | 0 |  | 0 | 0 | 0 | 0 | 0 | 0 | 0 | 0 | 0 | 0 | 0 | 0 | 0 | -1 | 0 | 0 | 0 | 0 | 0 | 0 | 0 | 0 | 0 | 0 | 0 | 0 | 0 | 0 | 0 | 0 | 0 |  |  |  |  | 0 | 0 | 0 | 0 | 0 | 0 | 0 | 0 | 0 | 1/1/2043 | 12/31/2099 | TRUE | Wind |  | 2026 |  |  |  | REF | 0 | 0 | Real 2021 ¦ 12/22/2022 3:42:52 PM | 0 | Area 1001 Wind 2043 | 0 |  | 1 | Unit |  | PJM | 0 | 0 | 0.12 | 0 | 0 | 0 | 0 | 0 | 0 | 0 | 0 | 0
6553 | Area 1001 4-Hour Li-on Battery 2022 | ATC | 2026 | AEP-KPCO | 50 | 50 | 0 | 0 | 0 |  | 0 | 9500.957 | 50 | 8218.3828 | 1282.5741 | 0 | 0 | 0 | -1 | 0 | 0 |  | 0 | 0 | -0.84986 | -7444.7998 | -7444.7998 | 0 | 0 | 0 | 0 | 1538.2637 | 1538.2637 | 0 | 0 | -1 | 0 | 0 | 561 | 0 | 0.066501 | 0.066501 | 0 | 0 | 0 | 0 | 0 | -9201.6777 | 0 | 0 | 0 | 0 | 0 | -0.016997 |  |  |  | 0 | 0 | 0 | 0 | 0 | 3780 | 35709.793 | 36681.4023 | -969.1911 | 1/1/2022 | 12/31/2031 | TRUE | 4-Hour Li-on Battery Storage |  | 2026 |  |  |  | REF | 0 | 0 | Real 2021 ¦ 12/22/2022 3:42:52 PM | 59.03 | Area 1001 4-Hour Li-on Battery 2022 | 0 |  | 1 | Unit |  | PJM | 48.5 | 0 | 0.97 | 0 | 0 | 0 | 0 | 438000 | 1238.985 | 0 | 0 | 0
6554 | Area 1001 4-Hour Li-on Battery 2023 | ATC | 2026 | AEP-KPCO | 50 | 50 | 0 | 0 | 0 |  | 0 | 10579.8604 | 50 | 9404.626 | 1175.2343 | 0 | 0 | 0 | -1 | 0 | 0 |  | 0 | 0 | -0.84986 | -7444.7998 | -7444.7998 | 0 | 0 | 0 | 0 | 1538.2637 | 1538.2637 | 0 | 0 | -1 | 0 | 0 | 561 | 0 | 0.045642 | 0.045642 | 0 | 0 | 0 | 0 | 0 | -10280.582 | 0 | 0 | 0 | 0 | 0 | -0.016997 |  |  |  | 0 | 0 | 0 | 0 | 0 | 3780 | 35709.793 | 36681.4023 | -969.1911 | 1/1/2023 | 12/31/2032 | TRUE | 4-Hour Li-on Battery Storage |  | 2026 |  |  |  | REF | 0 | 0 | Real 2021 ¦ 12/22/2022 3:42:52 PM | 59.03 | Area 1001 4-Hour Li-on Battery 2023 | 0 |  | 1 | Unit |  | PJM | 48.5 | 0 | 0.97 | 0 | 0 | 0 | 0 | 438000 | 1238.985 | 0 | 0 | 0
6555 | Area 1001 4-Hour Li-on Battery 2024 | ATC | 2026 | AEP-KPCO | 50 | 50 | 0 | 0 | 0 |  | 0 | 9140.4053 | 50 | 8050.4922 | 1089.9127 | 0 | 0 | 0 | -1 | 0 | 0 |  | 0 | 0 | -0.85286 | -7471.0889 | -7471.0889 | 0 | 0 | 0 | 0 | 1551.0635 | 1551.0635 | 0 | 0 | -1 | 0 | 0 | 561 | 0 | 0.054397 | 0.054397 | 0 | 0 | 0 | 0 | 0 | -8835.2109 | 0 | 0 | 0 | 0 | 0 | -0.017057 |  |  |  | 0 | 0 | 0 | 0 | 0 | 3794 | 35939.207 | 36898.75 | -957.1244 | 1/1/2024 | 12/31/2033 | TRUE | 4-Hour Li-on Battery Storage |  | 2026 |  |  |  | REF | 0 | 0 | Real 2021 ¦ 12/22/2022 3:42:52 PM | 7.31 | Area 1001 4-Hour Li-on Battery 2024 | 0 |  | 1 | Unit |  | PJM | 48.5 | 0 | 0.97 | 0 | 0 | 0 | 0 | 438000 | 1245.8691 | 0 | 0 | 0
6556 | Area 1001 4-Hour Li-on Battery 2025 | ATC | 2026 | AEP-KPCO | 50 | 50 | 0 | 0 | 0 |  | 0 | 8378.0166 | 50 | 7345.9019 | 1032.1144 | 0 | 0 | 0 | -1 | 0 | 0 |  | 0 | 0 | -0.85281 | -7470.624 | -7470.624 | 0 | 0 | 0 | 0 | 1551.2794 | 1551.2794 | 0 | 0 | -1 | 0 | 0 | 561 | 0 | 0.046926 | 0.046926 | 0 | 0 | 0 | 0 | 0 | -8072.626 | 0 | 0 | 0 | 0 | 0 | -0.017056 |  |  |  | 0 | 0 | 0 | 0 | 0 | 3794 | 35939.1211 | 36898.2852 | -956.7424 | 1/1/2025 | 12/31/2034 | TRUE | 4-Hour Li-on Battery Storage |  | 2026 |  |  |  | REF | 0 | 0 | Real 2021 ¦ 12/22/2022 3:42:52 PM | 4.86 | Area 1001 4-Hour Li-on Battery 2025 | 0 |  | 1 | Unit |  | PJM | 48.5 | 0 | 0.97 | 0 | 0 | 0 | 0 | 438000 | 1245.889 | 0 | 0 | 0
6557 | Area 1001 4-Hour Li-on Battery 2026 | ATC | 2026 | AEP-KPCO | 50 | 50 | 0 | 0 | 0 |  | 0 | 8108.2905 | 50 | 7120.2129 | 988.0775 | 0 | 0 | 0 | -1 | 0 | 0 |  | 0 | 0 | -0.85281 | -7470.5757 | -7470.5757 | 0 | 0 | 0 | 0 | 1551.5802 | 1551.5802 | 0 | 0 | -1 | 0 | 0 | 561 | 0 | 0.35703 | 0.35703 | 0 | 0 | 0 | 0 | 0 | -7802.7075 | 0 | 0 | 0 | 0 | 0 | -0.017056 |  |  |  | 0 | 0 | 0 | 0 | 0 | 3798 | 35941.4805 | 36900.2461 | -956.3475 | 1/1/2026 | 12/31/2035 | TRUE | 4-Hour Li-on Battery Storage |  | 2026 |  |  |  | REF | 0 | 0 | Real 2021 ¦ 12/22/2022 3:42:52 PM | 2.42 | Area 1001 4-Hour Li-on Battery 2026 | 0 |  | 1 | Unit |  | PJM | 48.5 | 0 | 0.97 | 0 | 0 | 0 | 0 | 438000 | 1245.9971 | 0 | 0 | 0
6558 | Area 1001 4-Hour Li-on Battery 2027 | ATC | 2026 | AEP-KPCO | 0 | 0 | 0 | 0 | 0 |  | 0 | 0 | 0 | 0 | 0 | 0 | 0 | 0 | -1 | 0 | 0 |  | 0 | 0 | 0 | 0 | 0 | 0 | 0 | 0 | 0 | 0 | 0 | 0 | 0 | -1 | 0 | 0 | 0 | 0 | 0 | 0 | 0 | 0 | 0 | 0 | 0 | 0 | 0 | 0 | 0 | 0 | 0 |  |  |  |  | 0 | 0 | 0 | 0 | 0 | 0 | 0 | 0 | -3.1655e-05 | 1/1/2027 | 12/31/2036 | TRUE | 4-Hour Li-on Battery Storage |  | 2026 |  |  |  | REF | 0 | 0 | Real 2021 ¦ 12/22/2022 3:42:52 PM | 0 | Area 1001 4-Hour Li-on Battery 2027 | 0 |  | 1 | Unit |  | PJM | 0 | 0 | 0.97 | 0 | 0 | 0 | 0 | 0 | 0 | 0 | 0 | 0
6559 | Area 1001 4-Hour Li-on Battery 2028 | ATC | 2026 | AEP-KPCO | 0 | 0 | 0 | 0 | 0 |  | 0 | 0 | 0 | 0 | 0 | 0 | 0 | 0 | -1 | 0 | 0 |  | 0 | 0 | 0 | 0 | 0 | 0 | 0 | 0 | 0 | 0 | 0 | 0 | 0 | -1 | 0 | 0 | 0 | 0 | 0 | 0 | 0 | 0 | 0 | 0 | 0 | 0 | 0 | 0 | 0 | 0 | 0 |  |  |  |  | 0 | 0 | 0 | 0 | 0 | 0 | 0 | 0 | -3.1655e-05 | 1/1/2028 | 12/31/2037 | TRUE | 4-Hour Li-on Battery Storage |  | 2026 |  |  |  | REF | 0 | 0 | Real 2021 ¦ 12/22/2022 3:42:52 PM | 0 | Area 1001 4-Hour Li-on Battery 2028 | 0 |  | 1 | Unit |  | PJM | 0 | 0 | 0.97 | 0 | 0 | 0 | 0 | 0 | 0 | 0 | 0 | 0
6560 | Area 1001 4-Hour Li-on Battery 2029 | ATC | 2026 | AEP-KPCO | 0 | 0 | 0 | 0 | 0 |  | 0 | 0 | 0 | 0 | 0 | 0 | 0 | 0 | -1 | 0 | 0 |  | 0 | 0 | 0 | 0 | 0 | 0 | 0 | 0 | 0 | 0 | 0 | 0 | 0 | -1 | 0 | 0 | 0 | 0 | 0 | 0 | 0 | 0 | 0 | 0 | 0 | 0 | 0 | 0 | 0 | 0 | 0 |  |  |  |  | 0 | 0 | 0 | 0 | 0 | 0 | 0 | 0 | -3.1655e-05 | 1/1/2029 | 12/31/2038 | TRUE | 4-Hour Li-on Battery Storage |  | 2026 |  |  |  | REF | 0 | 0 | Real 2021 ¦ 12/22/2022 3:42:52 PM | 0 | Area 1001 4-Hour Li-on Battery 2029 | 0 |  | 1 | Unit |  | PJM | 0 | 0 | 0.97 | 0 | 0 | 0 | 0 | 0 | 0 | 0 | 0 | 0
6561 | Area 1001 4-Hour Li-on Battery 2030 | ATC | 2026 | AEP-KPCO | 0 | 0 | 0 | 0 | 0 |  | 0 | 0 | 0 | 0 | 0 | 0 | 0 | 0 | -1 | 0 | 0 |  | 0 | 0 | 0 | 0 | 0 | 0 | 0 | 0 | 0 | 0 | 0 | 0 | 0 | -1 | 0 | 0 | 0 | 0 | 0 | 0 | 0 | 0 | 0 | 0 | 0 | 0 | 0 | 0 | 0 | 0 | 0 |  |  |  |  | 0 | 0 | 0 | 0 | 0 | 0 | 0 | 0 | -3.1655e-05 | 1/1/2030 | 12/31/2039 | TRUE | 4-Hour Li-on Battery Storage |  | 2026 |  |  |  | REF | 0 | 0 | Real 2021 ¦ 12/22/2022 3:42:52 PM | 0 | Area 1001 4-Hour Li-on Battery 2030 | 0 |  | 1 | Unit |  | PJM | 0 | 0 | 0.97 | 0 | 0 | 0 | 0 | 0 | 0 | 0 | 0 | 0
6562 | Area 1001 4-Hour Li-on Battery 2031 | ATC | 2026 | AEP-KPCO | 0 | 0 | 0 | 0 | 0 |  | 0 | 0 | 0 | 0 | 0 | 0 | 0 | 0 | -1 | 0 | 0 |  | 0 | 0 | 0 | 0 | 0 | 0 | 0 | 0 | 0 | 0 | 0 | 0 | 0 | -1 | 0 | 0 | 0 | 0 | 0 | 0 | 0 | 0 | 0 | 0 | 0 | 0 | 0 | 0 | 0 | 0 | 0 |  |  |  |  | 0 | 0 | 0 | 0 | 0 | 0 | 0 | 0 | -3.1655e-05 | 1/1/2031 | 12/31/2040 | TRUE | 4-Hour Li-on Battery Storage |  | 2026 |  |  |  | REF | 0 | 0 | Real 2021 ¦ 12/22/2022 3:42:52 PM | 0 | Area 1001 4-Hour Li-on Battery 2031 | 0 |  | 1 | Unit |  | PJM | 0 | 0 | 0.97 | 0 | 0 | 0 | 0 | 0 | 0 | 0 | 0 | 0
6563 | Area 1001 4-Hour Li-on Battery 2032 | ATC | 2026 | AEP-KPCO | 0 | 0 | 0 | 0 | 0 |  | 0 | 0 | 0 | 0 | 0 | 0 | 0 | 0 | -1 | 0 | 0 |  | 0 | 0 | 0 | 0 | 0 | 0 | 0 | 0 | 0 | 0 | 0 | 0 | 0 | -1 | 0 | 0 | 0 | 0 | 0 | 0 | 0 | 0 | 0 | 0 | 0 | 0 | 0 | 0 | 0 | 0 | 0 |  |  |  |  | 0 | 0 | 0 | 0 | 0 | 0 | 0 | 0 | -3.1655e-05 | 1/1/2032 | 12/31/2041 | TRUE | 4-Hour Li-on Battery Storage |  | 2026 |  |  |  | REF | 0 | 0 | Real 2021 ¦ 12/22/2022 3:42:52 PM | 0 | Area 1001 4-Hour Li-on Battery 2032 | 0 |  | 1 | Unit |  | PJM | 0 | 0 | 0.97 | 0 | 0 | 0 | 0 | 0 | 0 | 0 | 0 | 0
6564 | Area 1001 4-Hour Li-on Battery 2033 | ATC | 2026 | AEP-KPCO | 0 | 0 | 0 | 0 | 0 |  | 0 | 0 | 0 | 0 | 0 | 0 | 0 | 0 | -1 | 0 | 0 |  | 0 | 0 | 0 | 0 | 0 | 0 | 0 | 0 | 0 | 0 | 0 | 0 | 0 | -1 | 0 | 0 | 0 | 0 | 0 | 0 | 0 | 0 | 0 | 0 | 0 | 0 | 0 | 0 | 0 | 0 | 0 |  |  |  |  | 0 | 0 | 0 | 0 | 0 | 0 | 0 | 0 | -3.1655e-05 | 1/1/2033 | 12/31/2042 | TRUE | 4-Hour Li-on Battery Storage |  | 2026 |  |  |  | REF | 0 | 0 | Real 2021 ¦ 12/22/2022 3:42:52 PM | 0 | Area 1001 4-Hour Li-on Battery 2033 | 0 |  | 1 | Unit |  | PJM | 0 | 0 | 0.97 | 0 | 0 | 0 | 0 | 0 | 0 | 0 | 0 | 0
6565 | Area 1001 4-Hour Li-on Battery 2034 | ATC | 2026 | AEP-KPCO | 0 | 0 | 0 | 0 | 0 |  | 0 | 0 | 0 | 0 | 0 | 0 | 0 | 0 | -1 | 0 | 0 |  | 0 | 0 | 0 | 0 | 0 | 0 | 0 | 0 | 0 | 0 | 0 | 0 | 0 | -1 | 0 | 0 | 0 | 0 | 0 | 0 | 0 | 0 | 0 | 0 | 0 | 0 | 0 | 0 | 0 | 0 | 0 |  |  |  |  | 0 | 0 | 0 | 0 | 0 | 0 | 0 | 0 | -3.1655e-05 | 1/1/2034 | 12/31/2043 | TRUE | 4-Hour Li-on Battery Storage |  | 2026 |  |  |  | REF | 0 | 0 | Real 2021 ¦ 12/22/2022 3:42:52 PM | 0 | Area 1001 4-Hour Li-on Battery 2034 | 0 |  | 1 | Unit |  | PJM | 0 | 0 | 0.97 | 0 | 0 | 0 | 0 | 0 | 0 | 0 | 0 | 0
6566 | Area 1001 4-Hour Li-on Battery 2035 | ATC | 2026 | AEP-KPCO | 0 | 0 | 0 | 0 | 0 |  | 0 | 0 | 0 | 0 | 0 | 0 | 0 | 0 | -1 | 0 | 0 |  | 0 | 0 | 0 | 0 | 0 | 0 | 0 | 0 | 0 | 0 | 0 | 0 | 0 | -1 | 0 | 0 | 0 | 0 | 0 | 0 | 0 | 0 | 0 | 0 | 0 | 0 | 0 | 0 | 0 | 0 | 0 |  |  |  |  | 0 | 0 | 0 | 0 | 0 | 0 | 0 | 0 | -3.1655e-05 | 1/1/2035 | 12/31/2044 | TRUE | 4-Hour Li-on Battery Storage |  | 2026 |  |  |  | REF | 0 | 0 | Real 2021 ¦ 12/22/2022 3:42:52 PM | 0 | Area 1001 4-Hour Li-on Battery 2035 | 0 |  | 1 | Unit |  | PJM | 0 | 0 | 0.97 | 0 | 0 | 0 | 0 | 0 | 0 | 0 | 0 | 0
6567 | Area 1001 4-Hour Li-on Battery 2036 | ATC | 2026 | AEP-KPCO | 0 | 0 | 0 | 0 | 0 |  | 0 | 0 | 0 | 0 | 0 | 0 | 0 | 0 | -1 | 0 | 0 |  | 0 | 0 | 0 | 0 | 0 | 0 | 0 | 0 | 0 | 0 | 0 | 0 | 0 | -1 | 0 | 0 | 0 | 0 | 0 | 0 | 0 | 0 | 0 | 0 | 0 | 0 | 0 | 0 | 0 | 0 | 0 |  |  |  |  | 0 | 0 | 0 | 0 | 0 | 0 | 0 | 0 | -3.1655e-05 | 1/1/2036 | 12/31/2045 | TRUE | 4-Hour Li-on Battery Storage |  | 2026 |  |  |  | REF | 0 | 0 | Real 2021 ¦ 12/22/2022 3:42:52 PM | 0 | Area 1001 4-Hour Li-on Battery 2036 | 0 |  | 1 | Unit |  | PJM | 0 | 0 | 0.97 | 0 | 0 | 0 | 0 | 0 | 0 | 0 | 0 | 0
6568 | Area 1001 4-Hour Li-on Battery 2037 | ATC | 2026 | AEP-KPCO | 0 | 0 | 0 | 0 | 0 |  | 0 | 0 | 0 | 0 | 0 | 0 | 0 | 0 | -1 | 0 | 0 |  | 0 | 0 | 0 | 0 | 0 | 0 | 0 | 0 | 0 | 0 | 0 | 0 | 0 | -1 | 0 | 0 | 0 | 0 | 0 | 0 | 0 | 0 | 0 | 0 | 0 | 0 | 0 | 0 | 0 | 0 | 0 |  |  |  |  | 0 | 0 | 0 | 0 | 0 | 0 | 0 | 0 | -3.1655e-05 | 1/1/2037 | 12/31/2046 | TRUE | 4-Hour Li-on Battery Storage |  | 2026 |  |  |  | REF | 0 | 0 | Real 2021 ¦ 12/22/2022 3:42:52 PM | 0 | Area 1001 4-Hour Li-on Battery 2037 | 0 |  | 1 | Unit |  | PJM | 0 | 0 | 0.97 | 0 | 0 | 0 | 0 | 0 | 0 | 0 | 0 | 0
6569 | Area 1001 4-Hour Li-on Battery 2038 | ATC | 2026 | AEP-KPCO | 0 | 0 | 0 | 0 | 0 |  | 0 | 0 | 0 | 0 | 0 | 0 | 0 | 0 | -1 | 0 | 0 |  | 0 | 0 | 0 | 0 | 0 | 0 | 0 | 0 | 0 | 0 | 0 | 0 | 0 | -1 | 0 | 0 | 0 | 0 | 0 | 0 | 0 | 0 | 0 | 0 | 0 | 0 | 0 | 0 | 0 | 0 | 0 |  |  |  |  | 0 | 0 | 0 | 0 | 0 | 0 | 0 | 0 | -3.1655e-05 | 1/1/2038 | 12/31/2047 | TRUE | 4-Hour Li-on Battery Storage |  | 2026 |  |  |  | REF | 0 | 0 | Real 2021 ¦ 12/22/2022 3:42:52 PM | 0 | Area 1001 4-Hour Li-on Battery 2038 | 0 |  | 1 | Unit |  | PJM | 0 | 0 | 0.97 | 0 | 0 | 0 | 0 | 0 | 0 | 0 | 0 | 0
6570 | Area 1001 4-Hour Li-on Battery 2039 | ATC | 2026 | AEP-KPCO | 0 | 0 | 0 | 0 | 0 |  | 0 | 0 | 0 | 0 | 0 | 0 | 0 | 0 | -1 | 0 | 0 |  | 0 | 0 | 0 | 0 | 0 | 0 | 0 | 0 | 0 | 0 | 0 | 0 | 0 | -1 | 0 | 0 | 0 | 0 | 0 | 0 | 0 | 0 | 0 | 0 | 0 | 0 | 0 | 0 | 0 | 0 | 0 |  |  |  |  | 0 | 0 | 0 | 0 | 0 | 0 | 0 | 0 | -3.1655e-05 | 1/1/2039 | 12/31/2048 | TRUE | 4-Hour Li-on Battery Storage |  | 2026 |  |  |  | REF | 0 | 0 | Real 2021 ¦ 12/22/2022 3:42:52 PM | 0 | Area 1001 4-Hour Li-on Battery 2039 | 0 |  | 1 | Unit |  | PJM | 0 | 0 | 0.97 | 0 | 0 | 0 | 0 | 0 | 0 | 0 | 0 | 0
6571 | Area 1001 4-Hour Li-on Battery 2040 | ATC | 2026 | AEP-KPCO | 0 | 0 | 0 | 0 | 0 |  | 0 | 0 | 0 | 0 | 0 | 0 | 0 | 0 | -1 | 0 | 0 |  | 0 | 0 | 0 | 0 | 0 | 0 | 0 | 0 | 0 | 0 | 0 | 0 | 0 | -1 | 0 | 0 | 0 | 0 | 0 | 0 | 0 | 0 | 0 | 0 | 0 | 0 | 0 | 0 | 0 | 0 | 0 |  |  |  |  | 0 | 0 | 0 | 0 | 0 | 0 | 0 | 0 | -3.1655e-05 | 1/1/2040 | 12/31/2049 | TRUE | 4-Hour Li-on Battery Storage |  | 2026 |  |  |  | REF | 0 | 0 | Real 2021 ¦ 12/22/2022 3:42:52 PM | 0 | Area 1001 4-Hour Li-on Battery 2040 | 0 |  | 1 | Unit |  | PJM | 0 | 0 | 0.97 | 0 | 0 | 0 | 0 | 0 | 0 | 0 | 0 | 0
6572 | Area 1001 4-Hour Li-on Battery 2041 | ATC | 2026 | AEP-KPCO | 0 | 0 | 0 | 0 | 0 |  | 0 | 0 | 0 | 0 | 0 | 0 | 0 | 0 | -1 | 0 | 0 |  | 0 | 0 | 0 | 0 | 0 | 0 | 0 | 0 | 0 | 0 | 0 | 0 | 0 | -1 | 0 | 0 | 0 | 0 | 0 | 0 | 0 | 0 | 0 | 0 | 0 | 0 | 0 | 0 | 0 | 0 | 0 |  |  |  |  | 0 | 0 | 0 | 0 | 0 | 0 | 0 | 0 | -3.1655e-05 | 1/1/2041 | 12/31/2050 | TRUE | 4-Hour Li-on Battery Storage |  | 2026 |  |  |  | REF | 0 | 0 | Real 2021 ¦ 12/22/2022 3:42:52 PM | 0 | Area 1001 4-Hour Li-on Battery 2041 | 0 |  | 1 | Unit |  | PJM | 0 | 0 | 0.97 | 0 | 0 | 0 | 0 | 0 | 0 | 0 | 0 | 0
6573 | Area 1001 4-Hour Li-on Battery 2042 | ATC | 2026 | AEP-KPCO | 0 | 0 | 0 | 0 | 0 |  | 0 | 0 | 0 | 0 | 0 | 0 | 0 | 0 | -1 | 0 | 0 |  | 0 | 0 | 0 | 0 | 0 | 0 | 0 | 0 | 0 | 0 | 0 | 0 | 0 | -1 | 0 | 0 | 0 | 0 | 0 | 0 | 0 | 0 | 0 | 0 | 0 | 0 | 0 | 0 | 0 | 0 | 0 |  |  |  |  | 0 | 0 | 0 | 0 | 0 | 0 | 0 | 0 | -3.1655e-05 | 1/1/2042 | 12/31/2051 | TRUE | 4-Hour Li-on Battery Storage |  | 2026 |  |  |  | REF | 0 | 0 | Real 2021 ¦ 12/22/2022 3:42:52 PM | 0 | Area 1001 4-Hour Li-on Battery 2042 | 0 |  | 1 | Unit |  | PJM | 0 | 0 | 0.97 | 0 | 0 | 0 | 0 | 0 | 0 | 0 | 0 | 0
6574 | Area 1001 4-Hour Li-on Battery 2043 | ATC | 2026 | AEP-KPCO | 0 | 0 | 0 | 0 | 0 |  | 0 | 0 | 0 | 0 | 0 | 0 | 0 | 0 | -1 | 0 | 0 |  | 0 | 0 | 0 | 0 | 0 | 0 | 0 | 0 | 0 | 0 | 0 | 0 | 0 | -1 | 0 | 0 | 0 | 0 | 0 | 0 | 0 | 0 | 0 | 0 | 0 | 0 | 0 | 0 | 0 | 0 | 0 |  |  |  |  | 0 | 0 | 0 | 0 | 0 | 0 | 0 | 0 | -3.1655e-05 | 1/1/2043 | 12/31/2052 | TRUE | 4-Hour Li-on Battery Storage |  | 2026 |  |  |  | REF | 0 | 0 | Real 2021 ¦ 12/22/2022 3:42:52 PM | 0 | Area 1001 4-Hour Li-on Battery 2043 | 0 |  | 1 | Unit |  | PJM | 0 | 0 | 0.97 | 0 | 0 | 0 | 0 | 0 | 0 | 0 | 0 | 0
6575 | Area 1001 20-Hour Flow Battery 2022 | ATC | 2026 | AEP-KPCO | 50 | 50 | 0 | 0 | 0 |  | 0 | 21159.7207 | 50 | 20617.5156 | 542.2041 | 0 | 0 | 0 | -1 | 0 | 0 |  | 0 | 0 | -1.9154 | -16778.9336 | -16778.9336 | 0 | 0 | 0 | 0 | 1492.0198 | 1492.0198 | 0 | 0 | -1 | 0 | 0 | 252 | 0 | 0.052836 | 0.052836 | 0 | 0 | 0 | 0 | 0 | -20963.5117 | 0 | 0 | 0 | 0 | 0 | -0.038308 |  |  |  | 0 | 0 | 0 | 0 | 0 | 2267 | 31482.6289 | 33783.0938 | -2297.3647 | 1/1/2022 | 12/31/2031 | TRUE | 20-Hour Flow Battery Storage |  | 2026 |  |  |  | REF | 0 | 0 | Real 2021 ¦ 12/22/2022 3:42:52 PM | 261.5495 | Area 1001 20-Hour Flow Battery 2022 | 0 |  | 1 | Unit |  | PJM | 48.5 | 0 | 0.97 | 0 | 0 | 0 | 0 | 438000 | 1295.8104 | 0 | 0 | 0
6576 | Area 1001 20-Hour Flow Battery 2023 | ATC | 2026 | AEP-KPCO | 50 | 50 | 0 | 0 | 0 |  | 0 | 24878.084 | 50 | 24366.1562 | 511.9287 | 0 | 0 | 0 | -1 | 0 | 0 |  | 0 | 0 | -1.9154 | -16778.9336 | -16778.9336 | 0 | 0 | 0 | 0 | 1492.0198 | 1492.0198 | 0 | 0 | -1 | 0 | 0 | 252 | 0 | 0.067305 | 0.067305 | 0 | 0 | 0 | 0 | 0 | -24681.875 | 0 | 0 | 0 | 0 | 0 | -0.038308 |  |  |  | 0 | 0 | 0 | 0 | 0 | 2267 | 31482.6289 | 33783.0938 | -2297.3647 | 1/1/2023 | 12/31/2032 | TRUE | 20-Hour Flow Battery Storage |  | 2026 |  |  |  | REF | 0 | 0 | Real 2021 ¦ 12/22/2022 3:42:52 PM | 261.5495 | Area 1001 20-Hour Flow Battery 2023 | 0 |  | 1 | Unit |  | PJM | 48.5 | 0 | 0.97 | 0 | 0 | 0 | 0 | 438000 | 1295.8104 | 0 | 0 | 0
6577 | Area 1001 20-Hour Flow Battery 2024 | ATC | 2026 | AEP-KPCO | 50 | 50 | 0 | 0 | 0 |  | 0 | 21649.6309 | 50 | 21165.2246 | 484.4057 | 0 | 0 | 0 | -1 | 0 | 0 |  | 0 | 0 | -1.8366 | -16088.6865 | -16088.6865 | 0 | 0 | 0 | 0 | 1480.04 | 1480.04 | 0 | 0 | -1 | 0 | 0 | 258 | 0 | 0.10391 | 0.10391 | 0 | 0 | 0 | 0 | 0 | -21435.7969 | 0 | 0 | 0 | 0 | 0 | -0.036732 |  |  |  | 0 | 0 | 0 | 0 | 0 | 2234 | 31086.5156 | 33022.6406 | -1933.0464 | 1/1/2024 | 12/31/2033 | TRUE | 20-Hour Flow Battery Storage |  | 2026 |  |  |  | REF | 0 | 0 | Real 2021 ¦ 12/22/2022 3:42:52 PM | 8.77 | Area 1001 20-Hour Flow Battery 2024 | 0 |  | 1 | Unit |  | PJM | 48.5 | 0 | 0.97 | 0 | 0 | 0 | 0 | 438000 | 1266.2058 | 0 | 0 | 0
6578 | Area 1001 20-Hour Flow Battery 2025 | ATC | 2026 | AEP-KPCO | 50 | 50 | 0 | 0 | 0 |  | 0 | 19717.5137 | 50 | 19260.6309 | 456.8826 | 0 | 0 | 0 | -1 | 0 | 0 |  | 0 | 0 | -1.8357 | -16080.9775 | -16080.9775 | 0 | 0 | 0 | 0 | 1479.6005 | 1479.6005 | 0 | 0 | -1 | 0 | 0 | 258 | 0 | 0.12507 | 0.12507 | 0 | 0 | 0 | 0 | 0 | -19503.5703 | 0 | 0 | 0 | 0 | 0 | -0.036715 |  |  |  | 0 | 0 | 0 | 0 | 0 | 2233 | 31077.2734 | 33010.7773 | -1930.4224 | 1/1/2025 | 12/31/2034 | TRUE | 20-Hour Flow Battery Storage |  | 2026 |  |  |  | REF | 0 | 0 | Real 2021 ¦ 12/22/2022 3:42:52 PM | 5.92 | Area 1001 20-Hour Flow Battery 2025 | 0 |  | 1 | Unit |  | PJM | 48.5 | 0 | 0.97 | 0 | 0 | 0 | 0 | 438000 | 1265.6581 | 0 | 0 | 0
6579 | Area 1001 20-Hour Flow Battery 2026 | ATC | 2026 | AEP-KPCO | 50 | 50 | 0 | 0 | 0 |  | 0 | 18847.7852 | 50 | 18415.6719 | 432.1119 | 0 | 0 | 0 | -1 | 0 | 0 |  | 0 | 0 | -1.835 | -16074.208 | -16074.208 | 0 | 0 | 0 | 0 | 1479.2429 | 1479.2429 | 0 | 0 | -1 | 0 | 0 | 256 | 0 | 0.32167 | 0.32167 | 0 | 0 | 0 | 0 | 0 | -18633.7363 | 0 | 0 | 0 | 0 | 0 | -0.036699 |  |  |  | 0 | 0 | 0 | 0 | 0 | 2233 | 31069.9688 | 33000.9219 | -1927.8757 | 1/1/2026 | 12/31/2035 | TRUE | 20-Hour Flow Battery Storage |  | 2026 |  |  |  | REF | 0 | 0 | Real 2021 ¦ 12/22/2022 3:42:52 PM | 3.0795 | Area 1001 20-Hour Flow Battery 2026 | 0 |  | 1 | Unit |  | PJM | 48.5 | 0 | 0.97 | 0 | 0 | 0 | 0 | 438000 | 1265.1949 | 0 | 0 | 0
6580 | Area 1001 20-Hour Flow Battery 2027 | ATC | 2026 | AEP-KPCO | 0 | 0 | 0 | 0 | 0 |  | 0 | 0 | 0 | 0 | 0 | 0 | 0 | 0 | -1 | 0 | 0 |  | 0 | 0 | 0 | 0 | 0 | 0 | 0 | 0 | 0 | 0 | 0 | 0 | 0 | -1 | 0 | 0 | 0 | 0 | 0 | 0 | 0 | 0 | 0 | 0 | 0 | 0 | 0 | 0 | 0 | 0 | 0 |  |  |  |  | 0 | 0 | 0 | 0 | 0 | 0 | 0 | 0 | -3.449e-08 | 1/1/2027 | 12/31/2036 | TRUE | 20-Hour Flow Battery Storage |  | 2026 |  |  |  | REF | 0 | 0 | Real 2021 ¦ 12/22/2022 3:42:52 PM | 0 | Area 1001 20-Hour Flow Battery 2027 | 0 |  | 1 | Unit |  | PJM | 0 | 0 | 0.97 | 0 | 0 | 0 | 0 | 0 | 0 | 0 | 0 | 0
6581 | Area 1001 20-Hour Flow Battery 2028 | ATC | 2026 | AEP-KPCO | 0 | 0 | 0 | 0 | 0 |  | 0 | 0 | 0 | 0 | 0 | 0 | 0 | 0 | -1 | 0 | 0 |  | 0 | 0 | 0 | 0 | 0 | 0 | 0 | 0 | 0 | 0 | 0 | 0 | 0 | -1 | 0 | 0 | 0 | 0 | 0 | 0 | 0 | 0 | 0 | 0 | 0 | 0 | 0 | 0 | 0 | 0 | 0 |  |  |  |  | 0 | 0 | 0 | 0 | 0 | 0 | 0 | 0 | -3.449e-08 | 1/1/2028 | 12/31/2037 | TRUE | 20-Hour Flow Battery Storage |  | 2026 |  |  |  | REF | 0 | 0 | Real 2021 ¦ 12/22/2022 3:42:52 PM | 0 | Area 1001 20-Hour Flow Battery 2028 | 0 |  | 1 | Unit |  | PJM | 0 | 0 | 0.97 | 0 | 0 | 0 | 0 | 0 | 0 | 0 | 0 | 0
6582 | Area 1001 20-Hour Flow Battery 2029 | ATC | 2026 | AEP-KPCO | 0 | 0 | 0 | 0 | 0 |  | 0 | 0 | 0 | 0 | 0 | 0 | 0 | 0 | -1 | 0 | 0 |  | 0 | 0 | 0 | 0 | 0 | 0 | 0 | 0 | 0 | 0 | 0 | 0 | 0 | -1 | 0 | 0 | 0 | 0 | 0 | 0 | 0 | 0 | 0 | 0 | 0 | 0 | 0 | 0 | 0 | 0 | 0 |  |  |  |  | 0 | 0 | 0 | 0 | 0 | 0 | 0 | 0 | -3.449e-08 | 1/1/2029 | 12/31/2038 | TRUE | 20-Hour Flow Battery Storage |  | 2026 |  |  |  | REF | 0 | 0 | Real 2021 ¦ 12/22/2022 3:42:52 PM | 0 | Area 1001 20-Hour Flow Battery 2029 | 0 |  | 1 | Unit |  | PJM | 0 | 0 | 0.97 | 0 | 0 | 0 | 0 | 0 | 0 | 0 | 0 | 0
6583 | Area 1001 20-Hour Flow Battery 2030 | ATC | 2026 | AEP-KPCO | 0 | 0 | 0 | 0 | 0 |  | 0 | 0 | 0 | 0 | 0 | 0 | 0 | 0 | -1 | 0 | 0 |  | 0 | 0 | 0 | 0 | 0 | 0 | 0 | 0 | 0 | 0 | 0 | 0 | 0 | -1 | 0 | 0 | 0 | 0 | 0 | 0 | 0 | 0 | 0 | 0 | 0 | 0 | 0 | 0 | 0 | 0 | 0 |  |  |  |  | 0 | 0 | 0 | 0 | 0 | 0 | 0 | 0 | -3.449e-08 | 1/1/2030 | 12/31/2039 | TRUE | 20-Hour Flow Battery Storage |  | 2026 |  |  |  | REF | 0 | 0 | Real 2021 ¦ 12/22/2022 3:42:52 PM | 0 | Area 1001 20-Hour Flow Battery 2030 | 0 |  | 1 | Unit |  | PJM | 0 | 0 | 0.97 | 0 | 0 | 0 | 0 | 0 | 0 | 0 | 0 | 0
6584 | Area 1001 20-Hour Flow Battery 2031 | ATC | 2026 | AEP-KPCO | 0 | 0 | 0 | 0 | 0 |  | 0 | 0 | 0 | 0 | 0 | 0 | 0 | 0 | -1 | 0 | 0 |  | 0 | 0 | 0 | 0 | 0 | 0 | 0 | 0 | 0 | 0 | 0 | 0 | 0 | -1 | 0 | 0 | 0 | 0 | 0 | 0 | 0 | 0 | 0 | 0 | 0 | 0 | 0 | 0 | 0 | 0 | 0 |  |  |  |  | 0 | 0 | 0 | 0 | 0 | 0 | 0 | 0 | -3.449e-08 | 1/1/2031 | 12/31/2040 | TRUE | 20-Hour Flow Battery Storage |  | 2026 |  |  |  | REF | 0 | 0 | Real 2021 ¦ 12/22/2022 3:42:52 PM | 0 | Area 1001 20-Hour Flow Battery 2031 | 0 |  | 1 | Unit |  | PJM | 0 | 0 | 0.97 | 0 | 0 | 0 | 0 | 0 | 0 | 0 | 0 | 0
6585 | Area 1001 20-Hour Flow Battery 2032 | ATC | 2026 | AEP-KPCO | 0 | 0 | 0 | 0 | 0 |  | 0 | 0 | 0 | 0 | 0 | 0 | 0 | 0 | -1 | 0 | 0 |  | 0 | 0 | 0 | 0 | 0 | 0 | 0 | 0 | 0 | 0 | 0 | 0 | 0 | -1 | 0 | 0 | 0 | 0 | 0 | 0 | 0 | 0 | 0 | 0 | 0 | 0 | 0 | 0 | 0 | 0 | 0 |  |  |  |  | 0 | 0 | 0 | 0 | 0 | 0 | 0 | 0 | -3.449e-08 | 1/1/2032 | 12/31/2041 | TRUE | 20-Hour Flow Battery Storage |  | 2026 |  |  |  | REF | 0 | 0 | Real 2021 ¦ 12/22/2022 3:42:52 PM | 0 | Area 1001 20-Hour Flow Battery 2032 | 0 |  | 1 | Unit |  | PJM | 0 | 0 | 0.97 | 0 | 0 | 0 | 0 | 0 | 0 | 0 | 0 | 0
6586 | Area 1001 20-Hour Flow Battery 2033 | ATC | 2026 | AEP-KPCO | 0 | 0 | 0 | 0 | 0 |  | 0 | 0 | 0 | 0 | 0 | 0 | 0 | 0 | -1 | 0 | 0 |  | 0 | 0 | 0 | 0 | 0 | 0 | 0 | 0 | 0 | 0 | 0 | 0 | 0 | -1 | 0 | 0 | 0 | 0 | 0 | 0 | 0 | 0 | 0 | 0 | 0 | 0 | 0 | 0 | 0 | 0 | 0 |  |  |  |  | 0 | 0 | 0 | 0 | 0 | 0 | 0 | 0 | -3.449e-08 | 1/1/2033 | 12/31/2042 | TRUE | 20-Hour Flow Battery Storage |  | 2026 |  |  |  | REF | 0 | 0 | Real 2021 ¦ 12/22/2022 3:42:52 PM | 0 | Area 1001 20-Hour Flow Battery 2033 | 0 |  | 1 | Unit |  | PJM | 0 | 0 | 0.97 | 0 | 0 | 0 | 0 | 0 | 0 | 0 | 0 | 0
6587 | Area 1001 20-Hour Flow Battery 2034 | ATC | 2026 | AEP-KPCO | 0 | 0 | 0 | 0 | 0 |  | 0 | 0 | 0 | 0 | 0 | 0 | 0 | 0 | -1 | 0 | 0 |  | 0 | 0 | 0 | 0 | 0 | 0 | 0 | 0 | 0 | 0 | 0 | 0 | 0 | -1 | 0 | 0 | 0 | 0 | 0 | 0 | 0 | 0 | 0 | 0 | 0 | 0 | 0 | 0 | 0 | 0 | 0 |  |  |  |  | 0 | 0 | 0 | 0 | 0 | 0 | 0 | 0 | -3.0558e-06 | 1/1/2034 | 12/31/2043 | TRUE | 20-Hour Flow Battery Storage |  | 2026 |  |  |  | REF | 0 | 0 | Real 2021 ¦ 12/22/2022 3:42:52 PM | 0 | Area 1001 20-Hour Flow Battery 2034 | 0 |  | 1 | Unit |  | PJM | 0 | 0 | 0.97 | 0 | 0 | 0 | 0 | 0 | 0 | 0 | 0 | 0
6588 | Area 1001 20-Hour Flow Battery 2035 | ATC | 2026 | AEP-KPCO | 0 | 0 | 0 | 0 | 0 |  | 0 | 0 | 0 | 0 | 0 | 0 | 0 | 0 | -1 | 0 | 0 |  | 0 | 0 | 0 | 0 | 0 | 0 | 0 | 0 | 0 | 0 | 0 | 0 | 0 | -1 | 0 | 0 | 0 | 0 | 0 | 0 | 0 | 0 | 0 | 0 | 0 | 0 | 0 | 0 | 0 | 0 | 0 |  |  |  |  | 0 | 0 | 0 | 0 | 0 | 0 | 0 | 0 | -3.0558e-06 | 1/1/2035 | 12/31/2044 | TRUE | 20-Hour Flow Battery Storage |  | 2026 |  |  |  | REF | 0 | 0 | Real 2021 ¦ 12/22/2022 3:42:52 PM | 0 | Area 1001 20-Hour Flow Battery 2035 | 0 |  | 1 | Unit |  | PJM | 0 | 0 | 0.97 | 0 | 0 | 0 | 0 | 0 | 0 | 0 | 0 | 0
6589 | Area 1001 20-Hour Flow Battery 2036 | ATC | 2026 | AEP-KPCO | 0 | 0 | 0 | 0 | 0 |  | 0 | 0 | 0 | 0 | 0 | 0 | 0 | 0 | -1 | 0 | 0 |  | 0 | 0 | 0 | 0 | 0 | 0 | 0 | 0 | 0 | 0 | 0 | 0 | 0 | -1 | 0 | 0 | 0 | 0 | 0 | 0 | 0 | 0 | 0 | 0 | 0 | 0 | 0 | 0 | 0 | 0 | 0 |  |  |  |  | 0 | 0 | 0 | 0 | 0 | 0 | 0 | 0 | -3.0558e-06 | 1/1/2036 | 12/31/2045 | TRUE | 20-Hour Flow Battery Storage |  | 2026 |  |  |  | REF | 0 | 0 | Real 2021 ¦ 12/22/2022 3:42:52 PM | 0 | Area 1001 20-Hour Flow Battery 2036 | 0 |  | 1 | Unit |  | PJM | 0 | 0 | 0.97 | 0 | 0 | 0 | 0 | 0 | 0 | 0 | 0 | 0
6590 | Area 1001 20-Hour Flow Battery 2037 | ATC | 2026 | AEP-KPCO | 0 | 0 | 0 | 0 | 0 |  | 0 | 0 | 0 | 0 | 0 | 0 | 0 | 0 | -1 | 0 | 0 |  | 0 | 0 | 0 | 0 | 0 | 0 | 0 | 0 | 0 | 0 | 0 | 0 | 0 | -1 | 0 | 0 | 0 | 0 | 0 | 0 | 0 | 0 | 0 | 0 | 0 | 0 | 0 | 0 | 0 | 0 | 0 |  |  |  |  | 0 | 0 | 0 | 0 | 0 | 0 | 0 | 0 | -3.0558e-06 | 1/1/2037 | 12/31/2046 | TRUE | 20-Hour Flow Battery Storage |  | 2026 |  |  |  | REF | 0 | 0 | Real 2021 ¦ 12/22/2022 3:42:52 PM | 0 | Area 1001 20-Hour Flow Battery 2037 | 0 |  | 1 | Unit |  | PJM | 0 | 0 | 0.97 | 0 | 0 | 0 | 0 | 0 | 0 | 0 | 0 | 0
6591 | Area 1001 20-Hour Flow Battery 2038 | ATC | 2026 | AEP-KPCO | 0 | 0 | 0 | 0 | 0 |  | 0 | 0 | 0 | 0 | 0 | 0 | 0 | 0 | -1 | 0 | 0 |  | 0 | 0 | 0 | 0 | 0 | 0 | 0 | 0 | 0 | 0 | 0 | 0 | 0 | -1 | 0 | 0 | 0 | 0 | 0 | 0 | 0 | 0 | 0 | 0 | 0 | 0 | 0 | 0 | 0 | 0 | 0 |  |  |  |  | 0 | 0 | 0 | 0 | 0 | 0 | 0 | 0 | -3.0558e-06 | 1/1/2038 | 12/31/2047 | TRUE | 20-Hour Flow Battery Storage |  | 2026 |  |  |  | REF | 0 | 0 | Real 2021 ¦ 12/22/2022 3:42:52 PM | 0 | Area 1001 20-Hour Flow Battery 2038 | 0 |  | 1 | Unit |  | PJM | 0 | 0 | 0.97 | 0 | 0 | 0 | 0 | 0 | 0 | 0 | 0 | 0
6592 | Area 1001 20-Hour Flow Battery 2039 | ATC | 2026 | AEP-KPCO | 0 | 0 | 0 | 0 | 0 |  | 0 | 0 | 0 | 0 | 0 | 0 | 0 | 0 | -1 | 0 | 0 |  | 0 | 0 | 0 | 0 | 0 | 0 | 0 | 0 | 0 | 0 | 0 | 0 | 0 | -1 | 0 | 0 | 0 | 0 | 0 | 0 | 0 | 0 | 0 | 0 | 0 | 0 | 0 | 0 | 0 | 0 | 0 |  |  |  |  | 0 | 0 | 0 | 0 | 0 | 0 | 0 | 0 | -3.0558e-06 | 1/1/2039 | 12/31/2048 | TRUE | 20-Hour Flow Battery Storage |  | 2026 |  |  |  | REF | 0 | 0 | Real 2021 ¦ 12/22/2022 3:42:52 PM | 0 | Area 1001 20-Hour Flow Battery 2039 | 0 |  | 1 | Unit |  | PJM | 0 | 0 | 0.97 | 0 | 0 | 0 | 0 | 0 | 0 | 0 | 0 | 0
6593 | Area 1001 20-Hour Flow Battery 2040 | ATC | 2026 | AEP-KPCO | 0 | 0 | 0 | 0 | 0 |  | 0 | 0 | 0 | 0 | 0 | 0 | 0 | 0 | -1 | 0 | 0 |  | 0 | 0 | 0 | 0 | 0 | 0 | 0 | 0 | 0 | 0 | 0 | 0 | 0 | -1 | 0 | 0 | 0 | 0 | 0 | 0 | 0 | 0 | 0 | 0 | 0 | 0 | 0 | 0 | 0 | 0 | 0 |  |  |  |  | 0 | 0 | 0 | 0 | 0 | 0 | 0 | 0 | -3.0558e-06 | 1/1/2040 | 12/31/2049 | TRUE | 20-Hour Flow Battery Storage |  | 2026 |  |  |  | REF | 0 | 0 | Real 2021 ¦ 12/22/2022 3:42:52 PM | 0 | Area 1001 20-Hour Flow Battery 2040 | 0 |  | 1 | Unit |  | PJM | 0 | 0 | 0.97 | 0 | 0 | 0 | 0 | 0 | 0 | 0 | 0 | 0
6594 | Area 1001 20-Hour Flow Battery 2041 | ATC | 2026 | AEP-KPCO | 0 | 0 | 0 | 0 | 0 |  | 0 | 0 | 0 | 0 | 0 | 0 | 0 | 0 | -1 | 0 | 0 |  | 0 | 0 | 0 | 0 | 0 | 0 | 0 | 0 | 0 | 0 | 0 | 0 | 0 | -1 | 0 | 0 | 0 | 0 | 0 | 0 | 0 | 0 | 0 | 0 | 0 | 0 | 0 | 0 | 0 | 0 | 0 |  |  |  |  | 0 | 0 | 0 | 0 | 0 | 0 | 0 | 0 | -3.0558e-06 | 1/1/2041 | 12/31/2050 | TRUE | 20-Hour Flow Battery Storage |  | 2026 |  |  |  | REF | 0 | 0 | Real 2021 ¦ 12/22/2022 3:42:52 PM | 0 | Area 1001 20-Hour Flow Battery 2041 | 0 |  | 1 | Unit |  | PJM | 0 | 0 | 0.97 | 0 | 0 | 0 | 0 | 0 | 0 | 0 | 0 | 0
6595 | Area 1001 20-Hour Flow Battery 2042 | ATC | 2026 | AEP-KPCO | 0 | 0 | 0 | 0 | 0 |  | 0 | 0 | 0 | 0 | 0 | 0 | 0 | 0 | -1 | 0 | 0 |  | 0 | 0 | 0 | 0 | 0 | 0 | 0 | 0 | 0 | 0 | 0 | 0 | 0 | -1 | 0 | 0 | 0 | 0 | 0 | 0 | 0 | 0 | 0 | 0 | 0 | 0 | 0 | 0 | 0 | 0 | 0 |  |  |  |  | 0 | 0 | 0 | 0 | 0 | 0 | 0 | 0 | -3.0558e-06 | 1/1/2042 | 12/31/2051 | TRUE | 20-Hour Flow Battery Storage |  | 2026 |  |  |  | REF | 0 | 0 | Real 2021 ¦ 12/22/2022 3:42:52 PM | 0 | Area 1001 20-Hour Flow Battery 2042 | 0 |  | 1 | Unit |  | PJM | 0 | 0 | 0.97 | 0 | 0 | 0 | 0 | 0 | 0 | 0 | 0 | 0
6596 | Area 1001 20-Hour Flow Battery 2043 | ATC | 2026 | AEP-KPCO | 0 | 0 | 0 | 0 | 0 |  | 0 | 0 | 0 | 0 | 0 | 0 | 0 | 0 | -1 | 0 | 0 |  | 0 | 0 | 0 | 0 | 0 | 0 | 0 | 0 | 0 | 0 | 0 | 0 | 0 | -1 | 0 | 0 | 0 | 0 | 0 | 0 | 0 | 0 | 0 | 0 | 0 | 0 | 0 | 0 | 0 | 0 | 0 |  |  |  |  | 0 | 0 | 0 | 0 | 0 | 0 | 0 | 0 | -3.0558e-06 | 1/1/2043 | 12/31/2052 | TRUE | 20-Hour Flow Battery Storage |  | 2026 |  |  |  | REF | 0 | 0 | Real 2021 ¦ 12/22/2022 3:42:52 PM | 0 | Area 1001 20-Hour Flow Battery 2043 | 0 |  | 1 | Unit |  | PJM | 0 | 0 | 0.97 | 0 | 0 | 0 | 0 | 0 | 0 | 0 | 0 | 0
6597 | Area 1001 20-Hour Pumped Thermal 2022 | ATC | 2026 | AEP-KPCO | 50 | 50 | 0 | 0 | 0 |  | 0 | 14796.3916 | 50 | 12258.7666 | 2537.6252 | 0 | 0 | 0 | -1 | 0 | 0 |  | 0 | 0 | -1.5932 | -13956.3311 | -13956.3311 | 0 | 0 | 0 | 0 | 1009.3772 | 1009.3772 | 0 | 0 | -1 | 0 | 0 | 171 | 0 | 0.14235 | 0.14235 | 0 | 0 | 0 | 0 | 0 | -14680.6484 | 0 | 0 | 0 | 0 | 0 | -0.031864 |  |  |  | 0 | 0 | 0 | 0 | 0 | 1610 | 20510.7129 | 22403.5781 | -1889.7262 | 1/1/2022 | 12/31/2099 | TRUE | 20-Hour Pumped Thermal Storage |  | 2026 |  |  |  | REF | 0 | 0 | Real 2021 ¦ 12/22/2022 3:42:52 PM | 262.7095 | Area 1001 20-Hour Pumped Thermal 2022 | 0 |  | 1 | Unit |  | PJM | 48.5 | 0 | 0.97 | 0 | 0 | 0 | 0 | 438000 | 893.6344 | 0 | 0 | 0
6598 | Area 1001 20-Hour Pumped Thermal 2023 | ATC | 2026 | AEP-KPCO | 50 | 50 | 0 | 0 | 0 |  | 0 | 17490.8984 | 50 | 15005.5664 | 2485.3313 | 0 | 0 | 0 | -1 | 0 | 0 |  | 0 | 0 | -1.5932 | -13956.3311 | -13956.3311 | 0 | 0 | 0 | 0 | 1009.3772 | 1009.3772 | 0 | 0 | -1 | 0 | 0 | 171 | 0 | 0.20437 | 0.20437 | 0 | 0 | 0 | 0 | 0 | -17375.1543 | 0 | 0 | 0 | 0 | 0 | -0.031864 |  |  |  | 0 | 0 | 0 | 0 | 0 | 1610 | 20510.7129 | 22403.5781 | -1889.7262 | 1/1/2023 | 12/31/2099 | TRUE | 20-Hour Pumped Thermal Storage |  | 2026 |  |  |  | REF | 0 | 0 | Real 2021 ¦ 12/22/2022 3:42:52 PM | 262.7095 | Area 1001 20-Hour Pumped Thermal 2023 | 0 |  | 1 | Unit |  | PJM | 48.5 | 0 | 0.97 | 0 | 0 | 0 | 0 | 438000 | 893.6344 | 0 | 0 | 0
6599 | Area 1001 20-Hour Pumped Thermal 2024 | ATC | 2026 | AEP-KPCO | 50 | 50 | 0 | 0 | 0 |  | 0 | 15935.8457 | 50 | 13502.8086 | 2433.0376 | 0 | 0 | 0 | -1 | 0 | 0 |  | 0 | 0 | -1.489 | -13043.6748 | -13043.6748 | 0 | 0 | 0 | 0 | 991.7983 | 991.7983 | 0 | 0 | -1 | 0 | 0 | 181 | 0 | 0.072594 | 0.072594 | 0 | 0 | 0 | 0 | 0 | -15799.749 | 0 | 0 | 0 | 0 | 0 | -0.02978 |  |  |  | 0 | 0 | 0 | 0 | 0 | 1558 | 19913.8633 | 21422.3984 | -1505.4264 | 1/1/2024 | 12/31/2099 | TRUE | 20-Hour Pumped Thermal Storage |  | 2026 |  |  |  | REF | 0 | 0 | Real 2021 ¦ 12/22/2022 3:42:52 PM | 9.48 | Area 1001 20-Hour Pumped Thermal 2024 | 0 |  | 1 | Unit |  | PJM | 48.5 | 0 | 0.97 | 0 | 0 | 0 | 0 | 438000 | 855.7011 | 0 | 0 | 0
6600 | Area 1001 20-Hour Pumped Thermal 2025 | ATC | 2026 | AEP-KPCO | 50 | 50 | 0 | 0 | 0 |  | 0 | 15110.1543 | 50 | 12729.4102 | 2380.7439 | 0 | 0 | 0 | -1 | 0 | 0 |  | 0 | 0 | -1.4881 | -13035.8516 | -13035.8516 | 0 | 0 | 0 | 0 | 991.6919 | 991.6919 | 0 | 0 | -1 | 0 | 0 | 181 | 0 | 0.12061 | 0.12061 | 0 | 0 | 0 | 0 | 0 | -14973.9287 | 0 | 0 | 0 | 0 | 0 | -0.029762 |  |  |  | 0 | 0 | 0 | 0 | 0 | 1558 | 19910.5312 | 21415.1484 | -1501.5071 | 1/1/2025 | 12/31/2099 | TRUE | 20-Hour Pumped Thermal Storage |  | 2026 |  |  |  | REF | 0 | 0 | Real 2021 ¦ 12/22/2022 3:42:52 PM | 6.45 | Area 1001 20-Hour Pumped Thermal 2025 | 0 |  | 1 | Unit |  | PJM | 48.5 | 0 | 0.97 | 0 | 0 | 0 | 0 | 438000 | 855.4665 | 0 | 0 | 0
6601 | Area 1001 20-Hour Pumped Thermal 2026 | ATC | 2026 | AEP-KPCO | 50 | 50 | 0 | 0 | 0 |  | 0 | 14939.5117 | 50 | 12608.3086 | 2331.2024 | 0 | 0 | 0 | -1 | 0 | 0 |  | 0 | 0 | -1.4871 | -13026.8301 | -13026.8301 | 0 | 0 | 0 | 0 | 991.552 | 991.552 | 0 | 0 | -1 | 0 | 0 | 179 | 0 | 0.43663 | 0.43663 | 0 | 0 | 0 | 0 | 0 | -14803.1445 | 0 | 0 | 0 | 0 | 0 | -0.029742 |  |  |  | 0 | 0 | 0 | 0 | 0 | 1555 | 19906.4277 | 21406.6172 | -1497.0907 | 1/1/2026 | 12/31/2099 | TRUE | 20-Hour Pumped Thermal Storage |  | 2026 |  |  |  | REF | 0 | 0 | Real 2021 ¦ 12/22/2022 3:42:52 PM | 3.0995 | Area 1001 20-Hour Pumped Thermal 2026 | 0 |  | 1 | Unit |  | PJM | 48.5 | 0 | 0.97 | 0 | 0 | 0 | 0 | 438000 | 855.1849 | 0 | 0 | 0
6602 | Area 1001 20-Hour Pumped Thermal 2027 | ATC | 2026 | AEP-KPCO | 0 | 0 | 0 | 0 | 0 |  | 0 | 0 | 0 | 0 | 0 | 0 | 0 | 0 | -1 | 0 | 0 |  | 0 | 0 | 0 | 0 | 0 | 0 | 0 | 0 | 0 | 0 | 0 | 0 | 0 | -1 | 0 | 0 | 0 | 0 | 0 | 0 | 0 | 0 | 0 | 0 | 0 | 0 | 0 | 0 | 0 | 0 | 0 |  |  |  |  | 0 | 0 | 0 | 0 | 0 | 0 | 0 | 0 | -3.0558e-06 | 1/1/2027 | 12/31/2099 | TRUE | 20-Hour Pumped Thermal Storage |  | 2026 |  |  |  | REF | 0 | 0 | Real 2021 ¦ 12/22/2022 3:42:52 PM | 0 | Area 1001 20-Hour Pumped Thermal 2027 | 0 |  | 1 | Unit |  | PJM | 0 | 0 | 0.97 | 0 | 0 | 0 | 0 | 0 | 0 | 0 | 0 | 0
6603 | Area 1001 20-Hour Pumped Thermal 2028 | ATC | 2026 | AEP-KPCO | 0 | 0 | 0 | 0 | 0 |  | 0 | 0 | 0 | 0 | 0 | 0 | 0 | 0 | -1 | 0 | 0 |  | 0 | 0 | 0 | 0 | 0 | 0 | 0 | 0 | 0 | 0 | 0 | 0 | 0 | -1 | 0 | 0 | 0 | 0 | 0 | 0 | 0 | 0 | 0 | 0 | 0 | 0 | 0 | 0 | 0 | 0 | 0 |  |  |  |  | 0 | 0 | 0 | 0 | 0 | 0 | 0 | 0 | -3.0558e-06 | 1/1/2028 | 12/31/2099 | TRUE | 20-Hour Pumped Thermal Storage |  | 2026 |  |  |  | REF | 0 | 0 | Real 2021 ¦ 12/22/2022 3:42:52 PM | 0 | Area 1001 20-Hour Pumped Thermal 2028 | 0 |  | 1 | Unit |  | PJM | 0 | 0 | 0.97 | 0 | 0 | 0 | 0 | 0 | 0 | 0 | 0 | 0
6604 | Area 1001 20-Hour Pumped Thermal 2029 | ATC | 2026 | AEP-KPCO | 0 | 0 | 0 | 0 | 0 |  | 0 | 0 | 0 | 0 | 0 | 0 | 0 | 0 | -1 | 0 | 0 |  | 0 | 0 | 0 | 0 | 0 | 0 | 0 | 0 | 0 | 0 | 0 | 0 | 0 | -1 | 0 | 0 | 0 | 0 | 0 | 0 | 0 | 0 | 0 | 0 | 0 | 0 | 0 | 0 | 0 | 0 | 0 |  |  |  |  | 0 | 0 | 0 | 0 | 0 | 0 | 0 | 0 | -3.0558e-06 | 1/1/2029 | 12/31/2099 | TRUE | 20-Hour Pumped Thermal Storage |  | 2026 |  |  |  | REF | 0 | 0 | Real 2021 ¦ 12/22/2022 3:42:52 PM | 0 | Area 1001 20-Hour Pumped Thermal 2029 | 0 |  | 1 | Unit |  | PJM | 0 | 0 | 0.97 | 0 | 0 | 0 | 0 | 0 | 0 | 0 | 0 | 0
6605 | Area 1001 20-Hour Pumped Thermal 2030 | ATC | 2026 | AEP-KPCO | 0 | 0 | 0 | 0 | 0 |  | 0 | 0 | 0 | 0 | 0 | 0 | 0 | 0 | -1 | 0 | 0 |  | 0 | 0 | 0 | 0 | 0 | 0 | 0 | 0 | 0 | 0 | 0 | 0 | 0 | -1 | 0 | 0 | 0 | 0 | 0 | 0 | 0 | 0 | 0 | 0 | 0 | 0 | 0 | 0 | 0 | 0 | 0 |  |  |  |  | 0 | 0 | 0 | 0 | 0 | 0 | 0 | 0 | -3.0558e-06 | 1/1/2030 | 12/31/2099 | TRUE | 20-Hour Pumped Thermal Storage |  | 2026 |  |  |  | REF | 0 | 0 | Real 2021 ¦ 12/22/2022 3:42:52 PM | 0 | Area 1001 20-Hour Pumped Thermal 2030 | 0 |  | 1 | Unit |  | PJM | 0 | 0 | 0.97 | 0 | 0 | 0 | 0 | 0 | 0 | 0 | 0 | 0
6606 | Area 1001 20-Hour Pumped Thermal 2031 | ATC | 2026 | AEP-KPCO | 0 | 0 | 0 | 0 | 0 |  | 0 | 0 | 0 | 0 | 0 | 0 | 0 | 0 | -1 | 0 | 0 |  | 0 | 0 | 0 | 0 | 0 | 0 | 0 | 0 | 0 | 0 | 0 | 0 | 0 | -1 | 0 | 0 | 0 | 0 | 0 | 0 | 0 | 0 | 0 | 0 | 0 | 0 | 0 | 0 | 0 | 0 | 0 |  |  |  |  | 0 | 0 | 0 | 0 | 0 | 0 | 0 | 0 | -3.0558e-06 | 1/1/2031 | 12/31/2099 | TRUE | 20-Hour Pumped Thermal Storage |  | 2026 |  |  |  | REF | 0 | 0 | Real 2021 ¦ 12/22/2022 3:42:52 PM | 0 | Area 1001 20-Hour Pumped Thermal 2031 | 0 |  | 1 | Unit |  | PJM | 0 | 0 | 0.97 | 0 | 0 | 0 | 0 | 0 | 0 | 0 | 0 | 0
6607 | Area 1001 20-Hour Pumped Thermal 2032 | ATC | 2026 | AEP-KPCO | 0 | 0 | 0 | 0 | 0 |  | 0 | 0 | 0 | 0 | 0 | 0 | 0 | 0 | -1 | 0 | 0 |  | 0 | 0 | 0 | 0 | 0 | 0 | 0 | 0 | 0 | 0 | 0 | 0 | 0 | -1 | 0 | 0 | 0 | 0 | 0 | 0 | 0 | 0 | 0 | 0 | 0 | 0 | 0 | 0 | 0 | 0 | 0 |  |  |  |  | 0 | 0 | 0 | 0 | 0 | 0 | 0 | 0 | -3.0558e-06 | 1/1/2032 | 12/31/2099 | TRUE | 20-Hour Pumped Thermal Storage |  | 2026 |  |  |  | REF | 0 | 0 | Real 2021 ¦ 12/22/2022 3:42:52 PM | 0 | Area 1001 20-Hour Pumped Thermal 2032 | 0 |  | 1 | Unit |  | PJM | 0 | 0 | 0.97 | 0 | 0 | 0 | 0 | 0 | 0 | 0 | 0 | 0
6608 | Area 1001 20-Hour Pumped Thermal 2033 | ATC | 2026 | AEP-KPCO | 0 | 0 | 0 | 0 | 0 |  | 0 | 0 | 0 | 0 | 0 | 0 | 0 | 0 | -1 | 0 | 0 |  | 0 | 0 | 0 | 0 | 0 | 0 | 0 | 0 | 0 | 0 | 0 | 0 | 0 | -1 | 0 | 0 | 0 | 0 | 0 | 0 | 0 | 0 | 0 | 0 | 0 | 0 | 0 | 0 | 0 | 0 | 0 |  |  |  |  | 0 | 0 | 0 | 0 | 0 | 0 | 0 | 0 | -3.0558e-06 | 1/1/2033 | 12/31/2099 | TRUE | 20-Hour Pumped Thermal Storage |  | 2026 |  |  |  | REF | 0 | 0 | Real 2021 ¦ 12/22/2022 3:42:52 PM | 0 | Area 1001 20-Hour Pumped Thermal 2033 | 0 |  | 1 | Unit |  | PJM | 0 | 0 | 0.97 | 0 | 0 | 0 | 0 | 0 | 0 | 0 | 0 | 0
6609 | Area 1001 20-Hour Pumped Thermal 2034 | ATC | 2026 | AEP-KPCO | 0 | 0 | 0 | 0 | 0 |  | 0 | 0 | 0 | 0 | 0 | 0 | 0 | 0 | -1 | 0 | 0 |  | 0 | 0 | 0 | 0 | 0 | 0 | 0 | 0 | 0 | 0 | 0 | 0 | 0 | -1 | 0 | 0 | 0 | 0 | 0 | 0 | 0 | 0 | 0 | 0 | 0 | 0 | 0 | 0 | 0 | 0 | 0 |  |  |  |  | 0 | 0 | 0 | 0 | 0 | 0 | 0 | 0 | -3.0558e-06 | 1/1/2034 | 12/31/2099 | TRUE | 20-Hour Pumped Thermal Storage |  | 2026 |  |  |  | REF | 0 | 0 | Real 2021 ¦ 12/22/2022 3:42:52 PM | 0 | Area 1001 20-Hour Pumped Thermal 2034 | 0 |  | 1 | Unit |  | PJM | 0 | 0 | 0.97 | 0 | 0 | 0 | 0 | 0 | 0 | 0 | 0 | 0
6610 | Area 1001 20-Hour Pumped Thermal 2035 | ATC | 2026 | AEP-KPCO | 0 | 0 | 0 | 0 | 0 |  | 0 | 0 | 0 | 0 | 0 | 0 | 0 | 0 | -1 | 0 | 0 |  | 0 | 0 | 0 | 0 | 0 | 0 | 0 | 0 | 0 | 0 | 0 | 0 | 0 | -1 | 0 | 0 | 0 | 0 | 0 | 0 | 0 | 0 | 0 | 0 | 0 | 0 | 0 | 0 | 0 | 0 | 0 |  |  |  |  | 0 | 0 | 0 | 0 | 0 | 0 | 0 | 0 | -3.0558e-06 | 1/1/2035 | 12/31/2099 | TRUE | 20-Hour Pumped Thermal Storage |  | 2026 |  |  |  | REF | 0 | 0 | Real 2021 ¦ 12/22/2022 3:42:52 PM | 0 | Area 1001 20-Hour Pumped Thermal 2035 | 0 |  | 1 | Unit |  | PJM | 0 | 0 | 0.97 | 0 | 0 | 0 | 0 | 0 | 0 | 0 | 0 | 0
6611 | Area 1001 20-Hour Pumped Thermal 2036 | ATC | 2026 | AEP-KPCO | 0 | 0 | 0 | 0 | 0 |  | 0 | 0 | 0 | 0 | 0 | 0 | 0 | 0 | -1 | 0 | 0 |  | 0 | 0 | 0 | 0 | 0 | 0 | 0 | 0 | 0 | 0 | 0 | 0 | 0 | -1 | 0 | 0 | 0 | 0 | 0 | 0 | 0 | 0 | 0 | 0 | 0 | 0 | 0 | 0 | 0 | 0 | 0 |  |  |  |  | 0 | 0 | 0 | 0 | 0 | 0 | 0 | 0 | -3.0558e-06 | 1/1/2036 | 12/31/2099 | TRUE | 20-Hour Pumped Thermal Storage |  | 2026 |  |  |  | REF | 0 | 0 | Real 2021 ¦ 12/22/2022 3:42:52 PM | 0 | Area 1001 20-Hour Pumped Thermal 2036 | 0 |  | 1 | Unit |  | PJM | 0 | 0 | 0.97 | 0 | 0 | 0 | 0 | 0 | 0 | 0 | 0 | 0
6612 | Area 1001 20-Hour Pumped Thermal 2037 | ATC | 2026 | AEP-KPCO | 0 | 0 | 0 | 0 | 0 |  | 0 | 0 | 0 | 0 | 0 | 0 | 0 | 0 | -1 | 0 | 0 |  | 0 | 0 | 0 | 0 | 0 | 0 | 0 | 0 | 0 | 0 | 0 | 0 | 0 | -1 | 0 | 0 | 0 | 0 | 0 | 0 | 0 | 0 | 0 | 0 | 0 | 0 | 0 | 0 | 0 | 0 | 0 |  |  |  |  | 0 | 0 | 0 | 0 | 0 | 0 | 0 | 0 | -3.0558e-06 | 1/1/2037 | 12/31/2099 | TRUE | 20-Hour Pumped Thermal Storage |  | 2026 |  |  |  | REF | 0 | 0 | Real 2021 ¦ 12/22/2022 3:42:52 PM | 0 | Area 1001 20-Hour Pumped Thermal 2037 | 0 |  | 1 | Unit |  | PJM | 0 | 0 | 0.97 | 0 | 0 | 0 | 0 | 0 | 0 | 0 | 0 | 0
6613 | Area 1001 20-Hour Pumped Thermal 2038 | ATC | 2026 | AEP-KPCO | 0 | 0 | 0 | 0 | 0 |  | 0 | 0 | 0 | 0 | 0 | 0 | 0 | 0 | -1 | 0 | 0 |  | 0 | 0 | 0 | 0 | 0 | 0 | 0 | 0 | 0 | 0 | 0 | 0 | 0 | -1 | 0 | 0 | 0 | 0 | 0 | 0 | 0 | 0 | 0 | 0 | 0 | 0 | 0 | 0 | 0 | 0 | 0 |  |  |  |  | 0 | 0 | 0 | 0 | 0 | 0 | 0 | 0 | -3.0558e-06 | 1/1/2038 | 12/31/2099 | TRUE | 20-Hour Pumped Thermal Storage |  | 2026 |  |  |  | REF | 0 | 0 | Real 2021 ¦ 12/22/2022 3:42:52 PM | 0 | Area 1001 20-Hour Pumped Thermal 2038 | 0 |  | 1 | Unit |  | PJM | 0 | 0 | 0.97 | 0 | 0 | 0 | 0 | 0 | 0 | 0 | 0 | 0
6614 | Area 1001 20-Hour Pumped Thermal 2039 | ATC | 2026 | AEP-KPCO | 0 | 0 | 0 | 0 | 0 |  | 0 | 0 | 0 | 0 | 0 | 0 | 0 | 0 | -1 | 0 | 0 |  | 0 | 0 | 0 | 0 | 0 | 0 | 0 | 0 | 0 | 0 | 0 | 0 | 0 | -1 | 0 | 0 | 0 | 0 | 0 | 0 | 0 | 0 | 0 | 0 | 0 | 0 | 0 | 0 | 0 | 0 | 0 |  |  |  |  | 0 | 0 | 0 | 0 | 0 | 0 | 0 | 0 | -3.0558e-06 | 1/1/2039 | 12/31/2099 | TRUE | 20-Hour Pumped Thermal Storage |  | 2026 |  |  |  | REF | 0 | 0 | Real 2021 ¦ 12/22/2022 3:42:52 PM | 0 | Area 1001 20-Hour Pumped Thermal 2039 | 0 |  | 1 | Unit |  | PJM | 0 | 0 | 0.97 | 0 | 0 | 0 | 0 | 0 | 0 | 0 | 0 | 0
6615 | Area 1001 20-Hour Pumped Thermal 2040 | ATC | 2026 | AEP-KPCO | 0 | 0 | 0 | 0 | 0 |  | 0 | 0 | 0 | 0 | 0 | 0 | 0 | 0 | -1 | 0 | 0 |  | 0 | 0 | 0 | 0 | 0 | 0 | 0 | 0 | 0 | 0 | 0 | 0 | 0 | -1 | 0 | 0 | 0 | 0 | 0 | 0 | 0 | 0 | 0 | 0 | 0 | 0 | 0 | 0 | 0 | 0 | 0 |  |  |  |  | 0 | 0 | 0 | 0 | 0 | 0 | 0 | 0 | -3.0558e-06 | 1/1/2040 | 12/31/2099 | TRUE | 20-Hour Pumped Thermal Storage |  | 2026 |  |  |  | REF | 0 | 0 | Real 2021 ¦ 12/22/2022 3:42:52 PM | 0 | Area 1001 20-Hour Pumped Thermal 2040 | 0 |  | 1 | Unit |  | PJM | 0 | 0 | 0.97 | 0 | 0 | 0 | 0 | 0 | 0 | 0 | 0 | 0
6616 | Area 1001 20-Hour Pumped Thermal 2041 | ATC | 2026 | AEP-KPCO | 0 | 0 | 0 | 0 | 0 |  | 0 | 0 | 0 | 0 | 0 | 0 | 0 | 0 | -1 | 0 | 0 |  | 0 | 0 | 0 | 0 | 0 | 0 | 0 | 0 | 0 | 0 | 0 | 0 | 0 | -1 | 0 | 0 | 0 | 0 | 0 | 0 | 0 | 0 | 0 | 0 | 0 | 0 | 0 | 0 | 0 | 0 | 0 |  |  |  |  | 0 | 0 | 0 | 0 | 0 | 0 | 0 | 0 | -3.0558e-06 | 1/1/2041 | 12/31/2099 | TRUE | 20-Hour Pumped Thermal Storage |  | 2026 |  |  |  | REF | 0 | 0 | Real 2021 ¦ 12/22/2022 3:42:52 PM | 0 | Area 1001 20-Hour Pumped Thermal 2041 | 0 |  | 1 | Unit |  | PJM | 0 | 0 | 0.97 | 0 | 0 | 0 | 0 | 0 | 0 | 0 | 0 | 0
6617 | Area 1001 20-Hour Pumped Thermal 2042 | ATC | 2026 | AEP-KPCO | 0 | 0 | 0 | 0 | 0 |  | 0 | 0 | 0 | 0 | 0 | 0 | 0 | 0 | -1 | 0 | 0 |  | 0 | 0 | 0 | 0 | 0 | 0 | 0 | 0 | 0 | 0 | 0 | 0 | 0 | -1 | 0 | 0 | 0 | 0 | 0 | 0 | 0 | 0 | 0 | 0 | 0 | 0 | 0 | 0 | 0 | 0 | 0 |  |  |  |  | 0 | 0 | 0 | 0 | 0 | 0 | 0 | 0 | -3.0558e-06 | 1/1/2042 | 12/31/2099 | TRUE | 20-Hour Pumped Thermal Storage |  | 2026 |  |  |  | REF | 0 | 0 | Real 2021 ¦ 12/22/2022 3:42:52 PM | 0 | Area 1001 20-Hour Pumped Thermal 2042 | 0 |  | 1 | Unit |  | PJM | 0 | 0 | 0.97 | 0 | 0 | 0 | 0 | 0 | 0 | 0 | 0 | 0
6618 | Area 1001 20-Hour Pumped Thermal 2043 | ATC | 2026 | AEP-KPCO | 0 | 0 | 0 | 0 | 0 |  | 0 | 0 | 0 | 0 | 0 | 0 | 0 | 0 | -1 | 0 | 0 |  | 0 | 0 | 0 | 0 | 0 | 0 | 0 | 0 | 0 | 0 | 0 | 0 | 0 | -1 | 0 | 0 | 0 | 0 | 0 | 0 | 0 | 0 | 0 | 0 | 0 | 0 | 0 | 0 | 0 | 0 | 0 |  |  |  |  | 0 | 0 | 0 | 0 | 0 | 0 | 0 | 0 | -3.0558e-06 | 1/1/2043 | 12/31/2099 | TRUE | 20-Hour Pumped Thermal Storage |  | 2026 |  |  |  | REF | 0 | 0 | Real 2021 ¦ 12/22/2022 3:42:52 PM | 0 | Area 1001 20-Hour Pumped Thermal 2043 | 0 |  | 1 | Unit |  | PJM | 0 | 0 | 0.97 | 0 | 0 | 0 | 0 | 0 | 0 | 0 | 0 | 0
6619 | Area 1001 20-Hour Compressed Air 2022 | ATC | 2026 | AEP-KPCO | 50 | 50 | 0 | 0 | 0 |  | 0 | 11086.2842 | 50 | 10216.5557 | 869.7284 | 0 | 0 | 0 | -1 | 0 | 0 |  | 0 | 0 | -0.78559 | -6881.7651 | -6881.7651 | 0 | 0 | 0 | 0 | 307.0699 | 307.0699 | 0 | 0 | -1 | 0 | 0 | 58 | 0 | 0.16244 | 0.16244 | 0 | 0 | 0 | 0 | 0 | -11097.1729 | 0 | 0 | 0 | 0 | 0 | -0.015712 |  |  |  | 0 | 0 | 0 | 0 | 0 | 700 | 5478.5791 | 6427.3789 | -945.48 | 1/1/2022 | 12/31/2099 | TRUE | 20-Hour Compressed Air Storage |  | 2026 |  |  |  | REF | 0 | 0 | Real 2021 ¦ 12/22/2022 3:42:52 PM | 263.2495 | Area 1001 20-Hour Compressed Air 2022 | 0 |  | 1 | Unit |  | PJM | 48.5 | 0 | 0.97 | 0 | 0 | 0 | 0 | 438000 | 317.9583 | 0 | 0 | 0
6620 | Area 1001 20-Hour Compressed Air 2023 | ATC | 2026 | AEP-KPCO | 50 | 50 | 0 | 0 | 0 |  | 0 | 13643.1758 | 50 | 12773.4473 | 869.7284 | 0 | 0 | 0 | -1 | 0 | 0 |  | 0 | 0 | -0.78559 | -6881.7651 | -6881.7651 | 0 | 0 | 0 | 0 | 307.0699 | 307.0699 | 0 | 0 | -1 | 0 | 0 | 58 | 0 | 0.15513 | 0.15513 | 0 | 0 | 0 | 0 | 0 | -13654.0645 | 0 | 0 | 0 | 0 | 0 | -0.015712 |  |  |  | 0 | 0 | 0 | 0 | 0 | 700 | 5478.5791 | 6427.3789 | -945.48 | 1/1/2023 | 12/31/2099 | TRUE | 20-Hour Compressed Air Storage |  | 2026 |  |  |  | REF | 0 | 0 | Real 2021 ¦ 12/22/2022 3:42:52 PM | 263.2495 | Area 1001 20-Hour Compressed Air 2023 | 0 |  | 1 | Unit |  | PJM | 48.5 | 0 | 0.97 | 0 | 0 | 0 | 0 | 438000 | 317.9583 | 0 | 0 | 0
6621 | Area 1001 20-Hour Compressed Air 2024 | ATC | 2026 | AEP-KPCO | 50 | 50 | 0 | 0 | 0 |  | 0 | 12611.0615 | 50 | 11741.333 | 869.7284 | 0 | 0 | 0 | -1 | 0 | 0 |  | 0 | 0 | -0.42681 | -3738.8359 | -3738.8359 | 0 | 0 | 0 | 0 | 211.9039 | 211.9039 | 0 | 0 | -1 | 0 | 0 | 42 | 0 | 0.11433 | 0.11433 | 0 | 0 | 0 | 0 | 0 | -12582.082 | 0 | 0 | 0 | 0 | 0 | -0.0085362 |  |  |  | 0 | 0 | 0 | 0 | 0 | 536 | 3225.8521 | 3621.6377 | -392.5457 | 1/1/2024 | 12/31/2099 | TRUE | 20-Hour Compressed Air Storage |  | 2026 |  |  |  | REF | 0 | 0 | Real 2021 ¦ 12/22/2022 3:42:52 PM | 9.79 | Area 1001 20-Hour Compressed Air 2024 | 0 |  | 1 | Unit |  | PJM | 48.5 | 0 | 0.97 | 0 | 0 | 0 | 0 | 438000 | 182.9242 | 0 | 0 | 0
6622 | Area 1001 20-Hour Compressed Air 2025 | ATC | 2026 | AEP-KPCO | 50 | 50 | 0 | 0 | 0 |  | 0 | 12178.9492 | 50 | 11309.2207 | 869.7284 | 0 | 0 | 0 | -1 | 0 | 0 |  | 0 | 0 | -0.4222 | -3698.5039 | -3698.5039 | 0 | 0 | 0 | 0 | 210.577 | 210.577 | 0 | 0 | -1 | 0 | 0 | 42 | 0 | 0.17756 | 0.17756 | 0 | 0 | 0 | 0 | 0 | -12149.6729 | 0 | 0 | 0 | 0 | 0 | -0.0084441 |  |  |  | 0 | 0 | 0 | 0 | 0 | 536 | 3196.7087 | 3585.5105 | -385.5618 | 1/1/2025 | 12/31/2099 | TRUE | 20-Hour Compressed Air Storage |  | 2026 |  |  |  | REF | 0 | 0 | Real 2021 ¦ 12/22/2022 3:42:52 PM | 6.56 | Area 1001 20-Hour Compressed Air 2025 | 0 |  | 1 | Unit |  | PJM | 48.5 | 0 | 0.97 | 0 | 0 | 0 | 0 | 438000 | 181.2999 | 0 | 0 | 0
6623 | Area 1001 20-Hour Compressed Air 2026 | ATC | 2026 | AEP-KPCO | 50 | 50 | 0 | 0 | 0 |  | 0 | 12308.3076 | 50 | 11438.5791 | 869.7284 | 0 | 0 | 0 | -1 | 0 | 0 |  | 0 | 0 | -0.41721 | -3654.72 | -3654.72 | 0 | 0 | 0 | 0 | 209.1456 | 209.1456 | 0 | 0 | -1 | 0 | 0 | 40 | 0 | 0.13104 | 0.13104 | 0 | 0 | 0 | 0 | 0 | -12278.7129 | 0 | 0 | 0 | 0 | 0 | -0.0083441 |  |  |  | 0 | 0 | 0 | 0 | 0 | 515 | 3165.1482 | 3546.3315 | -377.9637 | 1/1/2026 | 12/31/2099 | TRUE | 20-Hour Compressed Air Storage |  | 2026 |  |  |  | REF | 0 | 0 | Real 2021 ¦ 12/22/2022 3:42:52 PM | 3.2195 | Area 1001 20-Hour Compressed Air 2026 | 0 |  | 1 | Unit |  | PJM | 48.5 | 0 | 0.97 | 0 | 0 | 0 | 0 | 438000 | 179.5504 | 0 | 0 | 0
6624 | Area 1001 20-Hour Compressed Air 2027 | ATC | 2026 | AEP-KPCO | 0 | 0 | 0 | 0 | 0 |  | 0 | 0 | 0 | 0 | 0 | 0 | 0 | 0 | -1 | 0 | 0 |  | 0 | 0 | 0 | 0 | 0 | 0 | 0 | 0 | 0 | 0 | 0 | 0 | 0 | -1 | 0 | 0 | 0 | 0 | 0 | 0 | 0 | 0 | 0 | 0 | 0 | 0 | 0 | 0 | 0 | 0 | 0 |  |  |  |  | 0 | 0 | 0 | 0 | 0 | 0 | 0 | 0 | -3.0558e-06 | 1/1/2027 | 12/31/2099 | TRUE | 20-Hour Compressed Air Storage |  | 2026 |  |  |  | REF | 0 | 0 | Real 2021 ¦ 12/22/2022 3:42:52 PM | 0 | Area 1001 20-Hour Compressed Air 2027 | 0 |  | 1 | Unit |  | PJM | 0 | 0 | 0.97 | 0 | 0 | 0 | 0 | 0 | 0 | 0 | 0 | 0
6625 | Area 1001 20-Hour Compressed Air 2028 | ATC | 2026 | AEP-KPCO | 0 | 0 | 0 | 0 | 0 |  | 0 | 0 | 0 | 0 | 0 | 0 | 0 | 0 | -1 | 0 | 0 |  | 0 | 0 | 0 | 0 | 0 | 0 | 0 | 0 | 0 | 0 | 0 | 0 | 0 | -1 | 0 | 0 | 0 | 0 | 0 | 0 | 0 | 0 | 0 | 0 | 0 | 0 | 0 | 0 | 0 | 0 | 0 |  |  |  |  | 0 | 0 | 0 | 0 | 0 | 0 | 0 | 0 | -3.0558e-06 | 1/1/2028 | 12/31/2099 | TRUE | 20-Hour Compressed Air Storage |  | 2026 |  |  |  | REF | 0 | 0 | Real 2021 ¦ 12/22/2022 3:42:52 PM | 0 | Area 1001 20-Hour Compressed Air 2028 | 0 |  | 1 | Unit |  | PJM | 0 | 0 | 0.97 | 0 | 0 | 0 | 0 | 0 | 0 | 0 | 0 | 0
6626 | Area 1001 20-Hour Compressed Air 2029 | ATC | 2026 | AEP-KPCO | 0 | 0 | 0 | 0 | 0 |  | 0 | 0 | 0 | 0 | 0 | 0 | 0 | 0 | -1 | 0 | 0 |  | 0 | 0 | 0 | 0 | 0 | 0 | 0 | 0 | 0 | 0 | 0 | 0 | 0 | -1 | 0 | 0 | 0 | 0 | 0 | 0 | 0 | 0 | 0 | 0 | 0 | 0 | 0 | 0 | 0 | 0 | 0 |  |  |  |  | 0 | 0 | 0 | 0 | 0 | 0 | 0 | 0 | -3.0558e-06 | 1/1/2029 | 12/31/2099 | TRUE | 20-Hour Compressed Air Storage |  | 2026 |  |  |  | REF | 0 | 0 | Real 2021 ¦ 12/22/2022 3:42:52 PM | 0 | Area 1001 20-Hour Compressed Air 2029 | 0 |  | 1 | Unit |  | PJM | 0 | 0 | 0.97 | 0 | 0 | 0 | 0 | 0 | 0 | 0 | 0 | 0
6627 | Area 1001 20-Hour Compressed Air 2030 | ATC | 2026 | AEP-KPCO | 0 | 0 | 0 | 0 | 0 |  | 0 | 0 | 0 | 0 | 0 | 0 | 0 | 0 | -1 | 0 | 0 |  | 0 | 0 | 0 | 0 | 0 | 0 | 0 | 0 | 0 | 0 | 0 | 0 | 0 | -1 | 0 | 0 | 0 | 0 | 0 | 0 | 0 | 0 | 0 | 0 | 0 | 0 | 0 | 0 | 0 | 0 | 0 |  |  |  |  | 0 | 0 | 0 | 0 | 0 | 0 | 0 | 0 | -3.0558e-06 | 1/1/2030 | 12/31/2099 | TRUE | 20-Hour Compressed Air Storage |  | 2026 |  |  |  | REF | 0 | 0 | Real 2021 ¦ 12/22/2022 3:42:52 PM | 0 | Area 1001 20-Hour Compressed Air 2030 | 0 |  | 1 | Unit |  | PJM | 0 | 0 | 0.97 | 0 | 0 | 0 | 0 | 0 | 0 | 0 | 0 | 0
6628 | Area 1001 20-Hour Compressed Air 2031 | ATC | 2026 | AEP-KPCO | 0 | 0 | 0 | 0 | 0 |  | 0 | 0 | 0 | 0 | 0 | 0 | 0 | 0 | -1 | 0 | 0 |  | 0 | 0 | 0 | 0 | 0 | 0 | 0 | 0 | 0 | 0 | 0 | 0 | 0 | -1 | 0 | 0 | 0 | 0 | 0 | 0 | 0 | 0 | 0 | 0 | 0 | 0 | 0 | 0 | 0 | 0 | 0 |  |  |  |  | 0 | 0 | 0 | 0 | 0 | 0 | 0 | 0 | -3.0558e-06 | 1/1/2031 | 12/31/2099 | TRUE | 20-Hour Compressed Air Storage |  | 2026 |  |  |  | REF | 0 | 0 | Real 2021 ¦ 12/22/2022 3:42:52 PM | 0 | Area 1001 20-Hour Compressed Air 2031 | 0 |  | 1 | Unit |  | PJM | 0 | 0 | 0.97 | 0 | 0 | 0 | 0 | 0 | 0 | 0 | 0 | 0
6629 | Area 1001 20-Hour Compressed Air 2032 | ATC | 2026 | AEP-KPCO | 0 | 0 | 0 | 0 | 0 |  | 0 | 0 | 0 | 0 | 0 | 0 | 0 | 0 | -1 | 0 | 0 |  | 0 | 0 | 0 | 0 | 0 | 0 | 0 | 0 | 0 | 0 | 0 | 0 | 0 | -1 | 0 | 0 | 0 | 0 | 0 | 0 | 0 | 0 | 0 | 0 | 0 | 0 | 0 | 0 | 0 | 0 | 0 |  |  |  |  | 0 | 0 | 0 | 0 | 0 | 0 | 0 | 0 | -3.0558e-06 | 1/1/2032 | 12/31/2099 | TRUE | 20-Hour Compressed Air Storage |  | 2026 |  |  |  | REF | 0 | 0 | Real 2021 ¦ 12/22/2022 3:42:52 PM | 0 | Area 1001 20-Hour Compressed Air 2032 | 0 |  | 1 | Unit |  | PJM | 0 | 0 | 0.97 | 0 | 0 | 0 | 0 | 0 | 0 | 0 | 0 | 0
6630 | Area 1001 20-Hour Compressed Air 2033 | ATC | 2026 | AEP-KPCO | 0 | 0 | 0 | 0 | 0 |  | 0 | 0 | 0 | 0 | 0 | 0 | 0 | 0 | -1 | 0 | 0 |  | 0 | 0 | 0 | 0 | 0 | 0 | 0 | 0 | 0 | 0 | 0 | 0 | 0 | -1 | 0 | 0 | 0 | 0 | 0 | 0 | 0 | 0 | 0 | 0 | 0 | 0 | 0 | 0 | 0 | 0 | 0 |  |  |  |  | 0 | 0 | 0 | 0 | 0 | 0 | 0 | 0 | -3.0558e-06 | 1/1/2033 | 12/31/2099 | TRUE | 20-Hour Compressed Air Storage |  | 2026 |  |  |  | REF | 0 | 0 | Real 2021 ¦ 12/22/2022 3:42:52 PM | 0 | Area 1001 20-Hour Compressed Air 2033 | 0 |  | 1 | Unit |  | PJM | 0 | 0 | 0.97 | 0 | 0 | 0 | 0 | 0 | 0 | 0 | 0 | 0
6631 | Area 1001 20-Hour Compressed Air 2034 | ATC | 2026 | AEP-KPCO | 0 | 0 | 0 | 0 | 0 |  | 0 | 0 | 0 | 0 | 0 | 0 | 0 | 0 | -1 | 0 | 0 |  | 0 | 0 | 0 | 0 | 0 | 0 | 0 | 0 | 0 | 0 | 0 | 0 | 0 | -1 | 0 | 0 | 0 | 0 | 0 | 0 | 0 | 0 | 0 | 0 | 0 | 0 | 0 | 0 | 0 | 0 | 0 |  |  |  |  | 0 | 0 | 0 | 0 | 0 | 0 | 0 | 0 | -3.0558e-06 | 1/1/2034 | 12/31/2099 | TRUE | 20-Hour Compressed Air Storage |  | 2026 |  |  |  | REF | 0 | 0 | Real 2021 ¦ 12/22/2022 3:42:52 PM | 0 | Area 1001 20-Hour Compressed Air 2034 | 0 |  | 1 | Unit |  | PJM | 0 | 0 | 0.97 | 0 | 0 | 0 | 0 | 0 | 0 | 0 | 0 | 0
6632 | Area 1001 20-Hour Compressed Air 2035 | ATC | 2026 | AEP-KPCO | 0 | 0 | 0 | 0 | 0 |  | 0 | 0 | 0 | 0 | 0 | 0 | 0 | 0 | -1 | 0 | 0 |  | 0 | 0 | 0 | 0 | 0 | 0 | 0 | 0 | 0 | 0 | 0 | 0 | 0 | -1 | 0 | 0 | 0 | 0 | 0 | 0 | 0 | 0 | 0 | 0 | 0 | 0 | 0 | 0 | 0 | 0 | 0 |  |  |  |  | 0 | 0 | 0 | 0 | 0 | 0 | 0 | 0 | -3.0558e-06 | 1/1/2035 | 12/31/2099 | TRUE | 20-Hour Compressed Air Storage |  | 2026 |  |  |  | REF | 0 | 0 | Real 2021 ¦ 12/22/2022 3:42:52 PM | 0 | Area 1001 20-Hour Compressed Air 2035 | 0 |  | 1 | Unit |  | PJM | 0 | 0 | 0.97 | 0 | 0 | 0 | 0 | 0 | 0 | 0 | 0 | 0
6633 | Area 1001 20-Hour Compressed Air 2036 | ATC | 2026 | AEP-KPCO | 0 | 0 | 0 | 0 | 0 |  | 0 | 0 | 0 | 0 | 0 | 0 | 0 | 0 | -1 | 0 | 0 |  | 0 | 0 | 0 | 0 | 0 | 0 | 0 | 0 | 0 | 0 | 0 | 0 | 0 | -1 | 0 | 0 | 0 | 0 | 0 | 0 | 0 | 0 | 0 | 0 | 0 | 0 | 0 | 0 | 0 | 0 | 0 |  |  |  |  | 0 | 0 | 0 | 0 | 0 | 0 | 0 | 0 | -3.0558e-06 | 1/1/2036 | 12/31/2099 | TRUE | 20-Hour Compressed Air Storage |  | 2026 |  |  |  | REF | 0 | 0 | Real 2021 ¦ 12/22/2022 3:42:52 PM | 0 | Area 1001 20-Hour Compressed Air 2036 | 0 |  | 1 | Unit |  | PJM | 0 | 0 | 0.97 | 0 | 0 | 0 | 0 | 0 | 0 | 0 | 0 | 0
6634 | Area 1001 20-Hour Compressed Air 2037 | ATC | 2026 | AEP-KPCO | 0 | 0 | 0 | 0 | 0 |  | 0 | 0 | 0 | 0 | 0 | 0 | 0 | 0 | -1 | 0 | 0 |  | 0 | 0 | 0 | 0 | 0 | 0 | 0 | 0 | 0 | 0 | 0 | 0 | 0 | -1 | 0 | 0 | 0 | 0 | 0 | 0 | 0 | 0 | 0 | 0 | 0 | 0 | 0 | 0 | 0 | 0 | 0 |  |  |  |  | 0 | 0 | 0 | 0 | 0 | 0 | 0 | 0 | -3.0558e-06 | 1/1/2037 | 12/31/2099 | TRUE | 20-Hour Compressed Air Storage |  | 2026 |  |  |  | REF | 0 | 0 | Real 2021 ¦ 12/22/2022 3:42:52 PM | 0 | Area 1001 20-Hour Compressed Air 2037 | 0 |  | 1 | Unit |  | PJM | 0 | 0 | 0.97 | 0 | 0 | 0 | 0 | 0 | 0 | 0 | 0 | 0
6635 | Area 1001 20-Hour Compressed Air 2038 | ATC | 2026 | AEP-KPCO | 0 | 0 | 0 | 0 | 0 |  | 0 | 0 | 0 | 0 | 0 | 0 | 0 | 0 | -1 | 0 | 0 |  | 0 | 0 | 0 | 0 | 0 | 0 | 0 | 0 | 0 | 0 | 0 | 0 | 0 | -1 | 0 | 0 | 0 | 0 | 0 | 0 | 0 | 0 | 0 | 0 | 0 | 0 | 0 | 0 | 0 | 0 | 0 |  |  |  |  | 0 | 0 | 0 | 0 | 0 | 0 | 0 | 0 | -3.0558e-06 | 1/1/2038 | 12/31/2099 | TRUE | 20-Hour Compressed Air Storage |  | 2026 |  |  |  | REF | 0 | 0 | Real 2021 ¦ 12/22/2022 3:42:52 PM | 0 | Area 1001 20-Hour Compressed Air 2038 | 0 |  | 1 | Unit |  | PJM | 0 | 0 | 0.97 | 0 | 0 | 0 | 0 | 0 | 0 | 0 | 0 | 0
6636 | Area 1001 20-Hour Compressed Air 2039 | ATC | 2026 | AEP-KPCO | 0 | 0 | 0 | 0 | 0 |  | 0 | 0 | 0 | 0 | 0 | 0 | 0 | 0 | -1 | 0 | 0 |  | 0 | 0 | 0 | 0 | 0 | 0 | 0 | 0 | 0 | 0 | 0 | 0 | 0 | -1 | 0 | 0 | 0 | 0 | 0 | 0 | 0 | 0 | 0 | 0 | 0 | 0 | 0 | 0 | 0 | 0 | 0 |  |  |  |  | 0 | 0 | 0 | 0 | 0 | 0 | 0 | 0 | -3.0558e-06 | 1/1/2039 | 12/31/2099 | TRUE | 20-Hour Compressed Air Storage |  | 2026 |  |  |  | REF | 0 | 0 | Real 2021 ¦ 12/22/2022 3:42:52 PM | 0 | Area 1001 20-Hour Compressed Air 2039 | 0 |  | 1 | Unit |  | PJM | 0 | 0 | 0.97 | 0 | 0 | 0 | 0 | 0 | 0 | 0 | 0 | 0
6637 | Area 1001 20-Hour Compressed Air 2040 | ATC | 2026 | AEP-KPCO | 0 | 0 | 0 | 0 | 0 |  | 0 | 0 | 0 | 0 | 0 | 0 | 0 | 0 | -1 | 0 | 0 |  | 0 | 0 | 0 | 0 | 0 | 0 | 0 | 0 | 0 | 0 | 0 | 0 | 0 | -1 | 0 | 0 | 0 | 0 | 0 | 0 | 0 | 0 | 0 | 0 | 0 | 0 | 0 | 0 | 0 | 0 | 0 |  |  |  |  | 0 | 0 | 0 | 0 | 0 | 0 | 0 | 0 | -3.0558e-06 | 1/1/2040 | 12/31/2099 | TRUE | 20-Hour Compressed Air Storage |  | 2026 |  |  |  | REF | 0 | 0 | Real 2021 ¦ 12/22/2022 3:42:52 PM | 0 | Area 1001 20-Hour Compressed Air 2040 | 0 |  | 1 | Unit |  | PJM | 0 | 0 | 0.97 | 0 | 0 | 0 | 0 | 0 | 0 | 0 | 0 | 0
6638 | Area 1001 20-Hour Compressed Air 2041 | ATC | 2026 | AEP-KPCO | 0 | 0 | 0 | 0 | 0 |  | 0 | 0 | 0 | 0 | 0 | 0 | 0 | 0 | -1 | 0 | 0 |  | 0 | 0 | 0 | 0 | 0 | 0 | 0 | 0 | 0 | 0 | 0 | 0 | 0 | -1 | 0 | 0 | 0 | 0 | 0 | 0 | 0 | 0 | 0 | 0 | 0 | 0 | 0 | 0 | 0 | 0 | 0 |  |  |  |  | 0 | 0 | 0 | 0 | 0 | 0 | 0 | 0 | -3.0558e-06 | 1/1/2041 | 12/31/2099 | TRUE | 20-Hour Compressed Air Storage |  | 2026 |  |  |  | REF | 0 | 0 | Real 2021 ¦ 12/22/2022 3:42:52 PM | 0 | Area 1001 20-Hour Compressed Air 2041 | 0 |  | 1 | Unit |  | PJM | 0 | 0 | 0.97 | 0 | 0 | 0 | 0 | 0 | 0 | 0 | 0 | 0
6639 | Area 1001 20-Hour Compressed Air 2042 | ATC | 2026 | AEP-KPCO | 0 | 0 | 0 | 0 | 0 |  | 0 | 0 | 0 | 0 | 0 | 0 | 0 | 0 | -1 | 0 | 0 |  | 0 | 0 | 0 | 0 | 0 | 0 | 0 | 0 | 0 | 0 | 0 | 0 | 0 | -1 | 0 | 0 | 0 | 0 | 0 | 0 | 0 | 0 | 0 | 0 | 0 | 0 | 0 | 0 | 0 | 0 | 0 |  |  |  |  | 0 | 0 | 0 | 0 | 0 | 0 | 0 | 0 | -3.0558e-06 | 1/1/2042 | 12/31/2099 | TRUE | 20-Hour Compressed Air Storage |  | 2026 |  |  |  | REF | 0 | 0 | Real 2021 ¦ 12/22/2022 3:42:52 PM | 0 | Area 1001 20-Hour Compressed Air 2042 | 0 |  | 1 | Unit |  | PJM | 0 | 0 | 0.97 | 0 | 0 | 0 | 0 | 0 | 0 | 0 | 0 | 0
6640 | Area 1001 20-Hour Compressed Air 2043 | ATC | 2026 | AEP-KPCO | 0 | 0 | 0 | 0 | 0 |  | 0 | 0 | 0 | 0 | 0 | 0 | 0 | 0 | -1 | 0 | 0 |  | 0 | 0 | 0 | 0 | 0 | 0 | 0 | 0 | 0 | 0 | 0 | 0 | 0 | -1 | 0 | 0 | 0 | 0 | 0 | 0 | 0 | 0 | 0 | 0 | 0 | 0 | 0 | 0 | 0 | 0 | 0 |  |  |  |  | 0 | 0 | 0 | 0 | 0 | 0 | 0 | 0 | -3.0558e-06 | 1/1/2043 | 12/31/2099 | TRUE | 20-Hour Compressed Air Storage |  | 2026 |  |  |  | REF | 0 | 0 | Real 2021 ¦ 12/22/2022 3:42:52 PM | 0 | Area 1001 20-Hour Compressed Air 2043 | 0 |  | 1 | Unit |  | PJM | 0 | 0 | 0.97 | 0 | 0 | 0 | 0 | 0 | 0 | 0 | 0 | 0
6641 | Area 1001 Hydrogen electrolyzer + Hydrogen gas CT 2023 | ATC | 2026 | AEP-KPCO | 240 | 240 | 0 | 0 | 0 |  | 0 | 131238.7031 | 240 | 118225.8125 | 13012.8975 | 0 | 0 | 0 | -1 | 0 | 0 |  | 0 | 0 | -0.53745 | -4708.0684 | -4708.0684 | 0 | 0 | 0 | 0 | 78.3197 | 78.3197 | 0 | 0 | -1 | 0 | 0 | 12 | 0 | 0.19211 | 0.19211 | 0 | 0 | 0 | 0 | 0 | -131312.4531 | 0 | 0 | 0 | 0 | 0 | -0.0022394 |  |  |  | 0 | 0 | 0 | 0 | 0 | 417 | 1494.9218 | 1860.8971 | -362.4935 | 1/1/2023 | 12/31/2099 | TRUE | 10-Hour H2 Electrolyzer |  | 2026 |  |  |  | REF | 0 | 0 | Real 2021 ¦ 12/22/2022 3:42:52 PM | 138.6644 | Area 1001 Hydrogen electrolyzer + Hydrogen gas CT 2023 | 0 |  | 1 | Unit |  | PJM | 232.8 | 0 | 0.97 | 0 | 0 | 0 | 0 | 2102400 | 152.0618 | 0 | 0 | 0
6642 | Area 1001 Hydrogen electrolyzer + Hydrogen gas CT 2024 | ATC | 2026 | AEP-KPCO | 240 | 240 | 0 | 0 | 0 |  | 0 | 115345.7969 | 240 | 102359.3203 | 12986.4756 | 0 | 0 | 0 | -1 | 0 | 0 |  | 0 | 0 | 0 | 0 | 0 | 0 | 0 | 0 | 0 | 0 | 0 | 0 | 0 | -1 | 0 | 0 | 0 | 0 | 0 | 0 | 0 | 0 | 0 | 0 | 0 | -115345.7969 | 0 | 0 | 0 | 0 | 0 | 0 |  |  |  | 0 | 0 | 0 | 0 | 0 | 0 | 0 | 0 | -1.1182e-07 | 1/1/2024 | 12/31/2099 | TRUE | 10-Hour H2 Electrolyzer |  | 2026 |  |  |  | REF | 0 | 0 | Real 2021 ¦ 12/22/2022 3:42:52 PM | 8.0317e-08 | Area 1001 Hydrogen electrolyzer + Hydrogen gas CT 2024 | 0 |  | 1 | Unit |  | PJM | 232.8 | 0 | 0.97 | 0 | 0 | 0 | 0 | 2102400 | 0 | 0 | 0 | 0
6643 | Area 1001 Hydrogen electrolyzer + Hydrogen gas CT 2025 | ATC | 2026 | AEP-KPCO | 240 | 240 | 0 | 0 | 0 |  | 0 | 108291.0938 | 240 | 95317.8281 | 12973.2646 | 0 | 0 | 0 | -1 | 0 | 0 |  | 0 | 0 | 0 | 0 | 0 | 0 | 0 | 0 | 0 | 0 | 0 | 0 | 0 | -1 | 0 | 0 | 0 | 0 | 0 | 0 | 0 | 0 | 0 | 0 | 0 | -108291.0938 | 0 | 0 | 0 | 0 | 0 | 0 |  |  |  | 0 | 0 | 0 | 0 | 0 | 0 | 0 | 0 | -1.1182e-07 | 1/1/2025 | 12/31/2099 | TRUE | 10-Hour H2 Electrolyzer |  | 2026 |  |  |  | REF | 0 | 0 | Real 2021 ¦ 12/22/2022 3:42:52 PM | 8.0317e-08 | Area 1001 Hydrogen electrolyzer + Hydrogen gas CT 2025 | 0 |  | 1 | Unit |  | PJM | 232.8 | 0 | 0.97 | 0 | 0 | 0 | 0 | 2102400 | 0 | 0 | 0 | 0
6644 | Area 1001 Hydrogen electrolyzer + Hydrogen gas CT 2026 | ATC | 2026 | AEP-KPCO | 240 | 240 | 0 | 0 | 0 |  | 0 | 106481.1719 | 240 | 93534.3281 | 12946.8428 | 0 | 0 | 0 | -1 | 0 | 0 |  | 0 | 0 | 0 | 0 | 0 | 0 | 0 | 0 | 0 | 0 | 0 | 0 | 0 | -1 | 0 | 0 | 0 | 0 | 0 | 0 | 0 | 0 | 0 | 0 | 0 | -106481.1719 | 0 | 0 | 0 | 0 | 0 | 0 |  |  |  | 0 | 0 | 0 | 0 | 0 | 0 | 0 | 0 | -1.6143e-07 | 1/1/2026 | 12/31/2099 | TRUE | 10-Hour H2 Electrolyzer |  | 2026 |  |  |  | REF | 0 | 0 | Real 2021 ¦ 12/22/2022 3:42:52 PM | 8.0317e-08 | Area 1001 Hydrogen electrolyzer + Hydrogen gas CT 2026 | 0 |  | 1 | Unit |  | PJM | 232.8 | 0 | 0.97 | 0 | 0 | 0 | 0 | 2102400 | 0 | 0 | 0 | 0
6645 | Area 1001 Hydrogen electrolyzer + Hydrogen gas CT 2027 | ATC | 2026 | AEP-KPCO | 0 | 0 | 0 | 0 | 0 |  | 0 | 0 | 0 | 0 | 0 | 0 | 0 | 0 | -1 | 0 | 0 |  | 0 | 0 | 0 | 0 | 0 | 0 | 0 | 0 | 0 | 0 | 0 | 0 | 0 | -1 | 0 | 0 | 0 | 0 | 0 | 0 | 0 | 0 | 0 | 0 | 0 | 0 | 0 | 0 | 0 | 0 | 0 |  |  |  |  | 0 | 0 | 0 | 0 | 0 | 0 | 0 | 0 | -1.5279e-06 | 1/1/2027 | 12/31/2099 | TRUE | 10-Hour H2 Electrolyzer |  | 2026 |  |  |  | REF | 0 | 0 | Real 2021 ¦ 12/22/2022 3:42:52 PM | 0 | Area 1001 Hydrogen electrolyzer + Hydrogen gas CT 2027 | 0 |  | 1 | Unit |  | PJM | 0 | 0 | 0.97 | 0 | 0 | 0 | 0 | 0 | 0 | 0 | 0 | 0
6646 | Area 1001 Hydrogen electrolyzer + Hydrogen gas CT 2028 | ATC | 2026 | AEP-KPCO | 0 | 0 | 0 | 0 | 0 |  | 0 | 0 | 0 | 0 | 0 | 0 | 0 | 0 | -1 | 0 | 0 |  | 0 | 0 | 0 | 0 | 0 | 0 | 0 | 0 | 0 | 0 | 0 | 0 | 0 | -1 | 0 | 0 | 0 | 0 | 0 | 0 | 0 | 0 | 0 | 0 | 0 | 0 | 0 | 0 | 0 | 0 | 0 |  |  |  |  | 0 | 0 | 0 | 0 | 0 | 0 | 0 | 0 | -1.5279e-06 | 1/1/2028 | 12/31/2099 | TRUE | 10-Hour H2 Electrolyzer |  | 2026 |  |  |  | REF | 0 | 0 | Real 2021 ¦ 12/22/2022 3:42:52 PM | 0 | Area 1001 Hydrogen electrolyzer + Hydrogen gas CT 2028 | 0 |  | 1 | Unit |  | PJM | 0 | 0 | 0.97 | 0 | 0 | 0 | 0 | 0 | 0 | 0 | 0 | 0
6647 | Area 1001 Hydrogen electrolyzer + Hydrogen gas CT 2029 | ATC | 2026 | AEP-KPCO | 0 | 0 | 0 | 0 | 0 |  | 0 | 0 | 0 | 0 | 0 | 0 | 0 | 0 | -1 | 0 | 0 |  | 0 | 0 | 0 | 0 | 0 | 0 | 0 | 0 | 0 | 0 | 0 | 0 | 0 | -1 | 0 | 0 | 0 | 0 | 0 | 0 | 0 | 0 | 0 | 0 | 0 | 0 | 0 | 0 | 0 | 0 | 0 |  |  |  |  | 0 | 0 | 0 | 0 | 0 | 0 | 0 | 0 | -1.5279e-06 | 1/1/2029 | 12/31/2099 | TRUE | 10-Hour H2 Electrolyzer |  | 2026 |  |  |  | REF | 0 | 0 | Real 2021 ¦ 12/22/2022 3:42:52 PM | 0 | Area 1001 Hydrogen electrolyzer + Hydrogen gas CT 2029 | 0 |  | 1 | Unit |  | PJM | 0 | 0 | 0.97 | 0 | 0 | 0 | 0 | 0 | 0 | 0 | 0 | 0
6648 | Area 1001 Hydrogen electrolyzer + Hydrogen gas CT 2030 | ATC | 2026 | AEP-KPCO | 0 | 0 | 0 | 0 | 0 |  | 0 | 0 | 0 | 0 | 0 | 0 | 0 | 0 | -1 | 0 | 0 |  | 0 | 0 | 0 | 0 | 0 | 0 | 0 | 0 | 0 | 0 | 0 | 0 | 0 | -1 | 0 | 0 | 0 | 0 | 0 | 0 | 0 | 0 | 0 | 0 | 0 | 0 | 0 | 0 | 0 | 0 | 0 |  |  |  |  | 0 | 0 | 0 | 0 | 0 | 0 | 0 | 0 | -1.5279e-06 | 1/1/2030 | 12/31/2099 | TRUE | 10-Hour H2 Electrolyzer |  | 2026 |  |  |  | REF | 0 | 0 | Real 2021 ¦ 12/22/2022 3:42:52 PM | 0 | Area 1001 Hydrogen electrolyzer + Hydrogen gas CT 2030 | 0 |  | 1 | Unit |  | PJM | 0 | 0 | 0.97 | 0 | 0 | 0 | 0 | 0 | 0 | 0 | 0 | 0
6649 | Area 1001 Hydrogen electrolyzer + Hydrogen gas CT 2031 | ATC | 2026 | AEP-KPCO | 0 | 0 | 0 | 0 | 0 |  | 0 | 0 | 0 | 0 | 0 | 0 | 0 | 0 | -1 | 0 | 0 |  | 0 | 0 | 0 | 0 | 0 | 0 | 0 | 0 | 0 | 0 | 0 | 0 | 0 | -1 | 0 | 0 | 0 | 0 | 0 | 0 | 0 | 0 | 0 | 0 | 0 | 0 | 0 | 0 | 0 | 0 | 0 |  |  |  |  | 0 | 0 | 0 | 0 | 0 | 0 | 0 | 0 | -1.5279e-06 | 1/1/2031 | 12/31/2099 | TRUE | 10-Hour H2 Electrolyzer |  | 2026 |  |  |  | REF | 0 | 0 | Real 2021 ¦ 12/22/2022 3:42:52 PM | 0 | Area 1001 Hydrogen electrolyzer + Hydrogen gas CT 2031 | 0 |  | 1 | Unit |  | PJM | 0 | 0 | 0.97 | 0 | 0 | 0 | 0 | 0 | 0 | 0 | 0 | 0
6650 | Area 1001 Hydrogen electrolyzer + Hydrogen gas CT 2032 | ATC | 2026 | AEP-KPCO | 0 | 0 | 0 | 0 | 0 |  | 0 | 0 | 0 | 0 | 0 | 0 | 0 | 0 | -1 | 0 | 0 |  | 0 | 0 | 0 | 0 | 0 | 0 | 0 | 0 | 0 | 0 | 0 | 0 | 0 | -1 | 0 | 0 | 0 | 0 | 0 | 0 | 0 | 0 | 0 | 0 | 0 | 0 | 0 | 0 | 0 | 0 | 0 |  |  |  |  | 0 | 0 | 0 | 0 | 0 | 0 | 0 | 0 | -1.5279e-06 | 1/1/2032 | 12/31/2099 | TRUE | 10-Hour H2 Electrolyzer |  | 2026 |  |  |  | REF | 0 | 0 | Real 2021 ¦ 12/22/2022 3:42:52 PM | 0 | Area 1001 Hydrogen electrolyzer + Hydrogen gas CT 2032 | 0 |  | 1 | Unit |  | PJM | 0 | 0 | 0.97 | 0 | 0 | 0 | 0 | 0 | 0 | 0 | 0 | 0
6651 | Area 1001 Hydrogen electrolyzer + Hydrogen gas CT 2033 | ATC | 2026 | AEP-KPCO | 0 | 0 | 0 | 0 | 0 |  | 0 | 0 | 0 | 0 | 0 | 0 | 0 | 0 | -1 | 0 | 0 |  | 0 | 0 | 0 | 0 | 0 | 0 | 0 | 0 | 0 | 0 | 0 | 0 | 0 | -1 | 0 | 0 | 0 | 0 | 0 | 0 | 0 | 0 | 0 | 0 | 0 | 0 | 0 | 0 | 0 | 0 | 0 |  |  |  |  | 0 | 0 | 0 | 0 | 0 | 0 | 0 | 0 | -1.5279e-06 | 1/1/2033 | 12/31/2099 | TRUE | 10-Hour H2 Electrolyzer |  | 2026 |  |  |  | REF | 0 | 0 | Real 2021 ¦ 12/22/2022 3:42:52 PM | 0 | Area 1001 Hydrogen electrolyzer + Hydrogen gas CT 2033 | 0 |  | 1 | Unit |  | PJM | 0 | 0 | 0.97 | 0 | 0 | 0 | 0 | 0 | 0 | 0 | 0 | 0
6652 | Area 1001 Hydrogen electrolyzer + Hydrogen gas CT 2034 | ATC | 2026 | AEP-KPCO | 0 | 0 | 0 | 0 | 0 |  | 0 | 0 | 0 | 0 | 0 | 0 | 0 | 0 | -1 | 0 | 0 |  | 0 | 0 | 0 | 0 | 0 | 0 | 0 | 0 | 0 | 0 | 0 | 0 | 0 | -1 | 0 | 0 | 0 | 0 | 0 | 0 | 0 | 0 | 0 | 0 | 0 | 0 | 0 | 0 | 0 | 0 | 0 |  |  |  |  | 0 | 0 | 0 | 0 | 0 | 0 | 0 | 0 | -1.5279e-06 | 1/1/2034 | 12/31/2099 | TRUE | 10-Hour H2 Electrolyzer |  | 2026 |  |  |  | REF | 0 | 0 | Real 2021 ¦ 12/22/2022 3:42:52 PM | 0 | Area 1001 Hydrogen electrolyzer + Hydrogen gas CT 2034 | 0 |  | 1 | Unit |  | PJM | 0 | 0 | 0.97 | 0 | 0 | 0 | 0 | 0 | 0 | 0 | 0 | 0
6653 | Area 1001 Hydrogen electrolyzer + Hydrogen gas CT 2035 | ATC | 2026 | AEP-KPCO | 0 | 0 | 0 | 0 | 0 |  | 0 | 0 | 0 | 0 | 0 | 0 | 0 | 0 | -1 | 0 | 0 |  | 0 | 0 | 0 | 0 | 0 | 0 | 0 | 0 | 0 | 0 | 0 | 0 | 0 | -1 | 0 | 0 | 0 | 0 | 0 | 0 | 0 | 0 | 0 | 0 | 0 | 0 | 0 | 0 | 0 | 0 | 0 |  |  |  |  | 0 | 0 | 0 | 0 | 0 | 0 | 0 | 0 | -1.5279e-06 | 1/1/2035 | 12/31/2099 | TRUE | 10-Hour H2 Electrolyzer |  | 2026 |  |  |  | REF | 0 | 0 | Real 2021 ¦ 12/22/2022 3:42:52 PM | 0 | Area 1001 Hydrogen electrolyzer + Hydrogen gas CT 2035 | 0 |  | 1 | Unit |  | PJM | 0 | 0 | 0.97 | 0 | 0 | 0 | 0 | 0 | 0 | 0 | 0 | 0
6654 | Area 1001 Hydrogen electrolyzer + Hydrogen gas CT 2036 | ATC | 2026 | AEP-KPCO | 0 | 0 | 0 | 0 | 0 |  | 0 | 0 | 0 | 0 | 0 | 0 | 0 | 0 | -1 | 0 | 0 |  | 0 | 0 | 0 | 0 | 0 | 0 | 0 | 0 | 0 | 0 | 0 | 0 | 0 | -1 | 0 | 0 | 0 | 0 | 0 | 0 | 0 | 0 | 0 | 0 | 0 | 0 | 0 | 0 | 0 | 0 | 0 |  |  |  |  | 0 | 0 | 0 | 0 | 0 | 0 | 0 | 0 | -1.5279e-06 | 1/1/2036 | 12/31/2099 | TRUE | 10-Hour H2 Electrolyzer |  | 2026 |  |  |  | REF | 0 | 0 | Real 2021 ¦ 12/22/2022 3:42:52 PM | 0 | Area 1001 Hydrogen electrolyzer + Hydrogen gas CT 2036 | 0 |  | 1 | Unit |  | PJM | 0 | 0 | 0.97 | 0 | 0 | 0 | 0 | 0 | 0 | 0 | 0 | 0
6655 | Area 1001 Hydrogen electrolyzer + Hydrogen gas CT 2037 | ATC | 2026 | AEP-KPCO | 0 | 0 | 0 | 0 | 0 |  | 0 | 0 | 0 | 0 | 0 | 0 | 0 | 0 | -1 | 0 | 0 |  | 0 | 0 | 0 | 0 | 0 | 0 | 0 | 0 | 0 | 0 | 0 | 0 | 0 | -1 | 0 | 0 | 0 | 0 | 0 | 0 | 0 | 0 | 0 | 0 | 0 | 0 | 0 | 0 | 0 | 0 | 0 |  |  |  |  | 0 | 0 | 0 | 0 | 0 | 0 | 0 | 0 | -1.5279e-06 | 1/1/2037 | 12/31/2099 | TRUE | 10-Hour H2 Electrolyzer |  | 2026 |  |  |  | REF | 0 | 0 | Real 2021 ¦ 12/22/2022 3:42:52 PM | 0 | Area 1001 Hydrogen electrolyzer + Hydrogen gas CT 2037 | 0 |  | 1 | Unit |  | PJM | 0 | 0 | 0.97 | 0 | 0 | 0 | 0 | 0 | 0 | 0 | 0 | 0
6656 | Area 1001 Hydrogen electrolyzer + Hydrogen gas CT 2038 | ATC | 2026 | AEP-KPCO | 0 | 0 | 0 | 0 | 0 |  | 0 | 0 | 0 | 0 | 0 | 0 | 0 | 0 | -1 | 0 | 0 |  | 0 | 0 | 0 | 0 | 0 | 0 | 0 | 0 | 0 | 0 | 0 | 0 | 0 | -1 | 0 | 0 | 0 | 0 | 0 | 0 | 0 | 0 | 0 | 0 | 0 | 0 | 0 | 0 | 0 | 0 | 0 |  |  |  |  | 0 | 0 | 0 | 0 | 0 | 0 | 0 | 0 | -1.5279e-06 | 1/1/2038 | 12/31/2099 | TRUE | 10-Hour H2 Electrolyzer |  | 2026 |  |  |  | REF | 0 | 0 | Real 2021 ¦ 12/22/2022 3:42:52 PM | 0 | Area 1001 Hydrogen electrolyzer + Hydrogen gas CT 2038 | 0 |  | 1 | Unit |  | PJM | 0 | 0 | 0.97 | 0 | 0 | 0 | 0 | 0 | 0 | 0 | 0 | 0
6657 | Area 1001 Hydrogen electrolyzer + Hydrogen gas CT 2039 | ATC | 2026 | AEP-KPCO | 0 | 0 | 0 | 0 | 0 |  | 0 | 0 | 0 | 0 | 0 | 0 | 0 | 0 | -1 | 0 | 0 |  | 0 | 0 | 0 | 0 | 0 | 0 | 0 | 0 | 0 | 0 | 0 | 0 | 0 | -1 | 0 | 0 | 0 | 0 | 0 | 0 | 0 | 0 | 0 | 0 | 0 | 0 | 0 | 0 | 0 | 0 | 0 |  |  |  |  | 0 | 0 | 0 | 0 | 0 | 0 | 0 | 0 | -1.5279e-06 | 1/1/2039 | 12/31/2099 | TRUE | 10-Hour H2 Electrolyzer |  | 2026 |  |  |  | REF | 0 | 0 | Real 2021 ¦ 12/22/2022 3:42:52 PM | 0 | Area 1001 Hydrogen electrolyzer + Hydrogen gas CT 2039 | 0 |  | 1 | Unit |  | PJM | 0 | 0 | 0.97 | 0 | 0 | 0 | 0 | 0 | 0 | 0 | 0 | 0
6658 | Area 1001 Hydrogen electrolyzer + Hydrogen gas CT 2040 | ATC | 2026 | AEP-KPCO | 0 | 0 | 0 | 0 | 0 |  | 0 | 0 | 0 | 0 | 0 | 0 | 0 | 0 | -1 | 0 | 0 |  | 0 | 0 | 0 | 0 | 0 | 0 | 0 | 0 | 0 | 0 | 0 | 0 | 0 | -1 | 0 | 0 | 0 | 0 | 0 | 0 | 0 | 0 | 0 | 0 | 0 | 0 | 0 | 0 | 0 | 0 | 0 |  |  |  |  | 0 | 0 | 0 | 0 | 0 | 0 | 0 | 0 | -1.5279e-06 | 1/1/2040 | 12/31/2099 | TRUE | 10-Hour H2 Electrolyzer |  | 2026 |  |  |  | REF | 0 | 0 | Real 2021 ¦ 12/22/2022 3:42:52 PM | 0 | Area 1001 Hydrogen electrolyzer + Hydrogen gas CT 2040 | 0 |  | 1 | Unit |  | PJM | 0 | 0 | 0.97 | 0 | 0 | 0 | 0 | 0 | 0 | 0 | 0 | 0
6659 | Area 1001 Hydrogen electrolyzer + Hydrogen gas CT 2041 | ATC | 2026 | AEP-KPCO | 0 | 0 | 0 | 0 | 0 |  | 0 | 0 | 0 | 0 | 0 | 0 | 0 | 0 | -1 | 0 | 0 |  | 0 | 0 | 0 | 0 | 0 | 0 | 0 | 0 | 0 | 0 | 0 | 0 | 0 | -1 | 0 | 0 | 0 | 0 | 0 | 0 | 0 | 0 | 0 | 0 | 0 | 0 | 0 | 0 | 0 | 0 | 0 |  |  |  |  | 0 | 0 | 0 | 0 | 0 | 0 | 0 | 0 | -1.5279e-06 | 1/1/2041 | 12/31/2099 | TRUE | 10-Hour H2 Electrolyzer |  | 2026 |  |  |  | REF | 0 | 0 | Real 2021 ¦ 12/22/2022 3:42:52 PM | 0 | Area 1001 Hydrogen electrolyzer + Hydrogen gas CT 2041 | 0 |  | 1 | Unit |  | PJM | 0 | 0 | 0.97 | 0 | 0 | 0 | 0 | 0 | 0 | 0 | 0 | 0
6660 | Area 1001 Hydrogen electrolyzer + Hydrogen gas CT 2042 | ATC | 2026 | AEP-KPCO | 0 | 0 | 0 | 0 | 0 |  | 0 | 0 | 0 | 0 | 0 | 0 | 0 | 0 | -1 | 0 | 0 |  | 0 | 0 | 0 | 0 | 0 | 0 | 0 | 0 | 0 | 0 | 0 | 0 | 0 | -1 | 0 | 0 | 0 | 0 | 0 | 0 | 0 | 0 | 0 | 0 | 0 | 0 | 0 | 0 | 0 | 0 | 0 |  |  |  |  | 0 | 0 | 0 | 0 | 0 | 0 | 0 | 0 | -1.5279e-06 | 1/1/2042 | 12/31/2099 | TRUE | 10-Hour H2 Electrolyzer |  | 2026 |  |  |  | REF | 0 | 0 | Real 2021 ¦ 12/22/2022 3:42:52 PM | 0 | Area 1001 Hydrogen electrolyzer + Hydrogen gas CT 2042 | 0 |  | 1 | Unit |  | PJM | 0 | 0 | 0.97 | 0 | 0 | 0 | 0 | 0 | 0 | 0 | 0 | 0
6661 | Area 1001 Hydrogen electrolyzer + Hydrogen gas CT 2043 | ATC | 2026 | AEP-KPCO | 0 | 0 | 0 | 0 | 0 |  | 0 | 0 | 0 | 0 | 0 | 0 | 0 | 0 | -1 | 0 | 0 |  | 0 | 0 | 0 | 0 | 0 | 0 | 0 | 0 | 0 | 0 | 0 | 0 | 0 | -1 | 0 | 0 | 0 | 0 | 0 | 0 | 0 | 0 | 0 | 0 | 0 | 0 | 0 | 0 | 0 | 0 | 0 |  |  |  |  | 0 | 0 | 0 | 0 | 0 | 0 | 0 | 0 | -1.5279e-06 | 1/1/2043 | 12/31/2099 | TRUE | 10-Hour H2 Electrolyzer |  | 2026 |  |  |  | REF | 0 | 0 | Real 2021 ¦ 12/22/2022 3:42:52 PM | 0 | Area 1001 Hydrogen electrolyzer + Hydrogen gas CT 2043 | 0 |  | 1 | Unit |  | PJM | 0 | 0 | 0.97 | 0 | 0 | 0 | 0 | 0 | 0 | 0 | 0 | 0
6662 | Area 1001 Test Paired Solar | ATC | 2026 | AEP-KPCO | 22.8336 | 100 | 0 | 0 | 0 | 0 | 0 | 19045.9512 | 100 | 17559.7051 | 1486.2446 | 0 | 0 | 0 | -1 | 0 | 0 | 0 | 0 | 0 | 22.8336 | 200022.6875 | 200022.6875 | 0 | 0.28539 | 0 | 0 | 7186.8687 | 7186.8687 | 0 | 0 | -1 | 0 | 0 | 365 | 0 | 0 | 0 | 0 | 0 | 0 | 0 | 0 | -11859.082 | 0 | 0 | 0 | 0 | 0 | 0.22834 | 35.9303 | 95.2189 | -59.2887 | 0 | 77.1664 | 0 | 0 | 0 | 4383 | 200022.6875 | 0 | 0 | 1/1/2023 | 12/31/2099 | TRUE | Solar |  | 2026 |  |  |  | REF | 0 | 0 | Real 2021 ¦ 12/22/2022 3:42:52 PM | 0 | Area 1001 Test Paired Solar | 0 |  | 1 | Unit |  | PJM | 5 | 0 | 0.2754 | 0 | 0 | 0 | 0 | 200022.6875 | 0 | 0 | 0 | 0
6663 | Area 1001 Test Paired Storage | ATC | 2026 | AEP-KPCO | 50 | 50 | 0 | 0 | 0 |  | 0 | 10673.4385 | 50 | 9498.2041 | 1175.2343 | 0 | 0 | 0 | -1 | 0 | 0 |  | 0 | 0 | -0.92062 | -8064.6167 | -8064.6167 | 0 | 0 | 0 | 0 | 1641.3315 | 1641.3315 | 0 | 0 | -1 | 0 | 0 | 446 | 0 | 0.52508 | 0.52508 | 0 | 0 | 0 | 0 | 0 | -10460.4619 | 0 | 0 | 0 | 0 | 0 | -0.018412 |  |  |  | 0 | 0 | 0 | 0 | 0 | 4555 | 37015.8672 | 38318.4102 | -1300.3408 | 1/1/2023 | 12/31/2099 | TRUE | 4-Hour Li-on Battery Storage |  | 2026 |  |  |  | REF | 0 | 0 | Real 2021 ¦ 12/22/2022 3:42:52 PM | 108.6343 | Area 1001 Test Paired Storage | 0 |  | 1 | Unit |  | PJM | 48.5 | 0 | 0.97 | 0 | 0 | 0 | 0 | 438000 | 1428.3551 | 0 | 0 | 0
6664 | Spicewood Solar 2027 | ATC | 2026 | AEP-KPCO | 0 | 0 | 0 | 0 | 0 |  | 0 | 0 | 0 | 0 | 0 | 0 | 0 | 0 | -1 | 0 | 0 |  | 0 | 0 | 0 | 0 | 0 | 0 | 0 | 0 | 0 | 0 | 0 | 0 | 0 | -1 | 0 | 0 | 0 | 0 | 0 | 0 | 0 | 0 | 0 | 0 | 0 | 0 | 0 | 0 | 0 | 0 | 0 |  |  |  |  | 0 | 0 | 0 | 0 | 0 | 0 | 0 | 0 | 0 | 1/1/2027 | 12/31/2099 | TRUE | Solar |  | 2026 |  |  |  | REF | 0 | 0 | Real 2021 ¦ 12/22/2022 3:42:52 PM | 0 | Spicewood Solar 2027 | 0 |  | 1 | Unit |  | PJM | 0 | 0 | 0.2754 | 0 | 0 | 0 | 0 | 0 | 0 | 0 | 0 | 0
6665 | Big Sandy #1_Ext Gas | ATC | 2026 | AEP-KPCO | 0 | 0 | 0 | 0 | 0 |  | 0 | 0 | 0 | 0 | 0 | 0 | 0 | 0 | -1 | 0 | 0 |  | 0 | 0 | 0 | 0 | 0 | 0 | 0 | 0 | 0 | 0 | 0 | 0 | 0 | -1 | 0 | 0 | 0 | 0 | 0 | 0 | 0 | 0 | 0 | 0 | 0 | 0 | 0 | 0 | 0 | 0 | 0 |  |  |  |  | 0 | 0 | 0 | 0 | 0 | 0 | 0 | 0 | 0 | 6/1/2031 | 5/31/2041 | TRUE | TCO |  | 2026 |  |  |  | REF | 0 | 0 | Real 2021 ¦ 12/22/2022 3:42:52 PM | 0 | Big Sandy #1_Ext Gas | 0 |  | 2 | Unit |  | PJM | 0 | 0 | 0.95 | 0 | 0 | 0 | 0 | 0 | 0 | 0 | 0 | 0
6666 | Big Sandy #1_Ext_NGCCS retrofit 2031 | ATC | 2026 | AEP-KPCO | 0 | 0 | 0 | 0 | 0 |  | 0 | 0 | 0 | 0 | 0 | 0 | 0 | 0 | -1 | 0 | 0 |  | 0 | 0 | 0 | 0 | 0 | 0 | 0 | 0 | 0 | 0 | 0 | 0 | 0 | -1 | 0 | 0 | 0 | 0 | 0 | 0 | 0 | 0 | 0 | 0 | 0 | 0 | 0 | 0 | 0 | 0 | 0 |  |  |  |  | 0 | 0 | 0 | 0 | 0 | 0 | 0 | 0 | 0 | 6/1/2031 | 5/31/2041 | TRUE | TCO |  | 2026 |  |  |  | REF | 0 | 0 | Real 2021 ¦ 12/22/2022 3:42:52 PM | 0 | Big Sandy #1_Ext_NGCCS retrofit 2032 | 0 |  | 2 | Unit |  | PJM | 0 | 0 | 0.95 | 0 | 0 | 0 | 0 | 0 | 0 | 0 | 0 | 0
6667 | Residential - Low/Medium_23-25 | ATC | 2026 | AEP-KPCO | 2.0728 | 18157.7656 | 0 | 0 | 0 | 0 | 0 | 0 | 18157.7656 | 0 | 0 | 0 | 0 | 0 | -1 | 0 | 0 | 0 | 0 | 0 | 2.0728 | 18157.7656 | 18157.7656 | 0 | 0 | 0 | 0 | 670.6813 | 670.6813 | 0 | 0 | -1 | 0 | 0 | 365 | 0 | 0 | 0 | 0 | 0 | 0 | 0 | 0 | 670.6813 | 0 | 0 | 0 | 0 | 0 | 0.00011416 | 36.9363 | 0 | 36.9363 | 0 | 0 | 0 | 0 | 0 | 8760 | 18157.7656 | 0 | 0 | 1/1/2023 | 12/31/2099 | TRUE | DSM_EE |  | 2026 |  |  |  | REF | 0 | 0 | Real 2021 ¦ 12/22/2022 3:42:52 PM | 0 | Residential - Low/Medium_23-25 | 0 |  | 1 | Unit |  | PJM | 0.1627 | 0 | 0.2754 | 0 | 0 | 0 | 0 | 18157.7656 | 0 | 0 | 0 | 0
6668 | Residential - High_23-25 | ATC | 2026 | AEP-KPCO | 0.77396 | 6779.8472 | 0 | 0 | 0 | 0 | 0 | 0 | 6779.8472 | 0 | 0 | 0 | 0 | 0 | -1 | 0 | 0 | 0 | 0 | 0 | 0.77396 | 6779.8472 | 6779.8472 | 0 | 0 | 0 | 0 | 259.1435 | 259.1435 | 0 | 0 | -1 | 0 | 0 | 365 | 0 | 0 | 0 | 0 | 0 | 0 | 0 | 0 | 259.1435 | 0 | 0 | 0 | 0 | 0 | 0.00011416 | 38.2226 | 0 | 38.2226 | 0 | 0 | 0 | 0 | 0 | 8760 | 6779.8472 | 0 | 0 | 1/1/2023 | 12/31/2099 | TRUE | DSM_EE |  | 2026 |  |  |  | REF | 0 | 0 | Real 2021 ¦ 12/22/2022 3:42:52 PM | 0 | Residential - High_23-25 | 0 |  | 1 | Unit |  | PJM | 1.867 | 0 | 1 | 0 | 0 | 0 | 0 | 6779.8472 | 0 | 0 | 0 | 0
6669 | Residential - Behavior_23-25 | ATC | 2026 | AEP-KPCO | 0 | 0 | 0 | 0 | 0 |  | 0 | 0 | 0 | 0 | 0 | 0 | 0 | 0 | -1 | 0 | 0 |  | 0 | 0 | 0 | 0 | 0 | 0 | 0 | 0 | 0 | 0 | 0 | 0 | 0 | -1 | 0 | 0 | 0 | 0 | 0 | 0 | 0 | 0 | 0 | 0 | 0 | 0 | 0 | 0 | 0 | 0 | 0 |  |  |  |  | 0 | 0 | 0 | 0 | 0 | 0 | 0 | 0 | 0 | 1/1/2023 | 12/31/2099 | TRUE | DSM_EE |  | 2026 |  |  |  | REF | 0 | 0 | Real 2021 ¦ 12/22/2022 3:42:52 PM | 0 | Residential - Behavior_23-25 | 0 |  | 1 | Unit |  | PJM | 0 | 0 | 1 | 0 | 0 | 0 | 0 | 0 | 0 | 0 | 0 | 0
6670 | C&I - Low_23-25 | ATC | 2026 | AEP-KPCO | 5.9913 | 52483.3633 | 0 | 0 | 0 | 0 | 0 | 0 | 52483.3633 | 0 | 0 | 0 | 0 | 0 | -1 | 0 | 0 | 0 | 0 | 0 | 5.9913 | 52483.3633 | 52483.3633 | 0 | 0 | 0 | 0 | 1895.4261 | 1895.4261 | 0 | 0 | -1 | 0 | 0 | 365 | 0 | 0 | 0 | 0 | 0 | 0 | 0 | 0 | 1895.4261 | 0 | 0 | 0 | 0 | 0 | 0.00011416 | 36.1148 | 0 | 36.1148 | 0 | 0 | 0 | 0 | 0 | 8760 | 52483.3633 | 0 | 0 | 1/1/2023 | 12/31/2099 | TRUE | DSM_EE |  | 2026 |  |  |  | REF | 0 | 0 | Real 2021 ¦ 12/22/2022 3:42:52 PM | 0 | C&I - Low_23-25 | 0 |  | 1 | Unit |  | PJM | 5.9396 | 0 | 1 | 0 | 0 | 0 | 0 | 52483.3633 | 0 | 0 | 0 | 0
6671 | C&I - High_23-25 | ATC | 2026 | AEP-KPCO | 0 | 0 | 0 | 0 | 0 |  | 0 | 0 | 0 | 0 | 0 | 0 | 0 | 0 | -1 | 0 | 0 |  | 0 | 0 | 0 | 0 | 0 | 0 | 0 | 0 | 0 | 0 | 0 | 0 | 0 | -1 | 0 | 0 | 0 | 0 | 0 | 0 | 0 | 0 | 0 | 0 | 0 | 0 | 0 | 0 | 0 | 0 | 0 |  |  |  |  | 0 | 0 | 0 | 0 | 0 | 0 | 0 | 0 | 0 | 1/1/2023 | 12/31/2099 | TRUE | DSM_EE |  | 2026 |  |  |  | REF | 0 | 0 | Real 2021 ¦ 12/22/2022 3:42:52 PM | 0 | C&I - High_23-25 | 0 |  | 1 | Unit |  | PJM | 0 | 0 | 1 | 0 | 0 | 0 | 0 | 0 | 0 | 0 | 0 | 0
6672 | IQW_23-25 | ATC | 2026 | AEP-KPCO | 0.083865 | 734.654 | 0 | 0 | 0 | 0 | 0 | 0 | 734.654 | 0 | 0 | 0 | 0 | 0 | -1 | 0 | 0 | 0 | 0 | 0 | 0.083865 | 734.654 | 734.654 | 0 | 0 | 0 | 0 | 27.4355 | 27.4355 | 0 | 0 | -1 | 0 | 0 | 365 | 0 | 0 | 0 | 0 | 0 | 0 | 0 | 0 | 27.4355 | 0 | 0 | 0 | 0 | 0 | 0.00011416 | 37.3448 | 0 | 37.3448 | 0 | 0 | 0 | 0 | 0 | 8760 | 734.654 | 0 | 0 | 1/1/2023 | 12/31/2099 | TRUE | DSM_EE |  | 2026 |  |  |  | REF | 0 | 0 | Real 2021 ¦ 12/22/2022 3:42:52 PM | 0 | IQW_23-25 | 0 |  | 1 | Unit |  | PJM | 0.24783 | 0 | 1 | 0 | 0 | 0 | 0 | 734.654 | 0 | 0 | 0 | 0
6673 | Residential - Low/Medium_26-30 | ATC | 2026 | AEP-KPCO | 1.3221 | 11581.166 | 0 | 0 | 0 | 0 | 0 | 2740.604 | 11581.166 | 2740.604 | 0 | 0 | 0 | 0 | -1 | 0 | 0 | 0 | 0 | 0 | 1.3221 | 11581.166 | 11581.166 | 0 | 0 | 0 | 0 | 428.5229 | 428.5229 | 0 | 0 | -1 | 0 | 0 | 365 | 0 | 0 | 0 | 0 | 0 | 0 | 0 | 0 | -2312.0811 | 0 | 0 | 0 | 0 | 0 | 0.00011416 | 37.0017 | 236.6432 | -199.6415 | 0 | 0 | 0 | 0 | 0 | 8760 | 11581.166 | 0 | 0 | 1/1/2026 | 12/31/2099 | TRUE | DSM_EE |  | 2026 |  |  |  | REF | 0 | 0 | Real 2021 ¦ 12/22/2022 3:42:52 PM | 0 | Residential - Low/Medium_26-30 | 0 |  | 1 | Unit |  | PJM | 2.3604 | 0 | 1 | 0 | 0 | 0 | 0 | 11581.166 | 0 | 0 | 0 | 0
6674 | Residential - High_26-30 | ATC | 2026 | AEP-KPCO | 0.44005 | 3854.825 | 0 | 0 | 0 | 0 | 0 | 4447.7793 | 3854.825 | 4447.7793 | 0 | 0 | 0 | 0 | -1 | 0 | 0 | 0 | 0 | 0 | 0.44005 | 3854.825 | 3854.825 | 0 | 0 | 0 | 0 | 147.6349 | 147.6349 | 0 | 0 | -1 | 0 | 0 | 365 | 0 | 0 | 0 | 0 | 0 | 0 | 0 | 0 | -4300.144 | 0 | 0 | 0 | 0 | 0 | 0.00011416 | 38.2987 | 1153.8213 | -1115.5226 | 0 | 0 | 0 | 0 | 0 | 8760 | 3854.825 | 0 | 0 | 1/1/2026 | 12/31/2099 | TRUE | DSM_EE |  | 2026 |  |  |  | REF | 0 | 0 | Real 2021 ¦ 12/22/2022 3:42:52 PM | 0 | Residential - High_26-30 | 0 |  | 1 | Unit |  | PJM | 1.0104 | 0 | 1 | 0 | 0 | 0 | 0 | 3854.825 | 0 | 0 | 0 | 0
6675 | Residential - Behavior_26-30 | ATC | 2026 | AEP-KPCO | 1.0452 | 9156.0947 | 0 | 0 | 0 | 0 | 0 | 549.368 | 9156.0947 | 549.368 | 0 | 0 | 0 | 0 | -1 | 0 | 0 | 0 | 0 | 0 | 1.0452 | 9156.0947 | 9156.0947 | 0 | 0 | 0 | 0 | 343.5097 | 343.5097 | 0 | 0 | -1 | 0 | 0 | 365 | 0 | 0 | 0 | 0 | 0 | 0 | 0 | 0 | -205.8583 | 0 | 0 | 0 | 0 | 0 | 0.00011416 | 37.5171 | 60.0002 | -22.4832 | 0 | 0 | 0 | 0 | 0 | 8760 | 9156.0947 | 0 | 0 | 1/1/2026 | 12/31/2099 | TRUE | DSM_EE |  | 2026 |  |  |  | REF | 0 | 0 | Real 2021 ¦ 12/22/2022 3:42:52 PM | 0 | Residential - Behavior_26-30 | 0 |  | 1 | Unit |  | PJM | 2.2212 | 0 | 1 | 0 | 0 | 0 | 0 | 9156.0947 | 0 | 0 | 0 | 0
6676 | C&I - Low_26-30 | ATC | 2026 | AEP-KPCO | 3.8962 | 34130.7617 | 0 | 0 | 0 | 0 | 0 | 6229.9858 | 34130.7617 | 6229.9858 | 0 | 0 | 0 | 0 | -1 | 0 | 0 | 0 | 0 | 0 | 3.8962 | 34130.7617 | 34130.7617 | 0 | 0 | 0 | 0 | 1236.5797 | 1236.5797 | 0 | 0 | -1 | 0 | 0 | 365 | 0 | 0 | 0 | 0 | 0 | 0 | 0 | 0 | -4993.4062 | 0 | 0 | 0 | 0 | 0 | 0.00011416 | 36.2306 | 182.5329 | -146.3022 | 0 | 0 | 0 | 0 | 0 | 8760 | 34130.7617 | 0 | 0 | 1/1/2026 | 12/31/2099 | TRUE | DSM_EE |  | 2026 |  |  |  | REF | 0 | 0 | Real 2021 ¦ 12/22/2022 3:42:52 PM | 0 | C&I - Low_26-30 | 0 |  | 1 | Unit |  | PJM | 5.506 | 0 | 1 | 0 | 0 | 0 | 0 | 34130.7617 | 0 | 0 | 0 | 0
6677 | C&I - High_26-30 | ATC | 2026 | AEP-KPCO | 0.3388 | 2967.8921 | 0 | 0 | 0 | 0 | 0 | 439.631 | 2967.8921 | 439.631 | 0 | 0 | 0 | 0 | -1 | 0 | 0 | 0 | 0 | 0 | 0.3388 | 2967.8921 | 2967.8921 | 0 | 0 | 0 | 0 | 108.1519 | 108.1519 | 0 | 0 | -1 | 0 | 0 | 365 | 0 | 0 | 0 | 0 | 0 | 0 | 0 | 0 | -331.4791 | 0 | 0 | 0 | 0 | 0 | 0.00011416 | 36.4406 | 148.1291 | -111.6884 | 0 | 0 | 0 | 0 | 0 | 8760 | 2967.8921 | 0 | 0 | 1/1/2026 | 12/31/2099 | TRUE | DSM_EE |  | 2026 |  |  |  | REF | 0 | 0 | Real 2021 ¦ 12/22/2022 3:42:52 PM | 0 | C&I - High_26-30 | 0 |  | 1 | Unit |  | PJM | 0.50523 | 0 | 1 | 0 | 0 | 0 | 0 | 2967.8921 | 0 | 0 | 0 | 0
6678 | IQW_26-30 | ATC | 2026 | AEP-KPCO | 0.054096 | 473.884 | 0 | 0 | 0 | 0 | 0 | 729.8453 | 473.884 | 729.8453 | 0 | 0 | 0 | 0 | -1 | 0 | 0 | 0 | 0 | 0 | 0.054096 | 473.884 | 473.884 | 0 | 0 | 0 | 0 | 17.7206 | 17.7206 | 0 | 0 | -1 | 0 | 0 | 365 | 0 | 0 | 0 | 0 | 0 | 0 | 0 | 0 | -712.1246 | 0 | 0 | 0 | 0 | 0 | 0.00011416 | 37.3944 | 1540.1348 | -1502.7405 | 0 | 0 | 0 | 0 | 0 | 8760 | 473.884 | 0 | 0 | 1/1/2026 | 12/31/2099 | TRUE | DSM_EE |  | 2026 |  |  |  | REF | 0 | 0 | Real 2021 ¦ 12/22/2022 3:42:52 PM | 0 | IQW_26-30 | 0 |  | 1 | Unit |  | PJM | 0.16271 | 0 | 1 | 0 | 0 | 0 | 0 | 473.884 | 0 | 0 | 0 | 0
6679 | Residential - Low/Medium_31-42 | ATC | 2026 | AEP-KPCO | 0 | 0 | 0 | 0 | 0 |  | 0 | 0 | 0 | 0 | 0 | 0 | 0 | 0 | -1 | 0 | 0 |  | 0 | 0 | 0 | 0 | 0 | 0 | 0 | 100 | 0 | 0 | 0 | 0 | 0 | -1 | 0 | 0 | 0 | 0 | 0 | 0 | 0 | 0 | 0 | 0 | 0 | 0 | 0 | 0 | 0 | 0 | 0 |  |  |  |  | 0 | 0 | 0 | 0 | 0 | 0 | 0 | 0 | 0 | 1/1/2031 | 12/31/2099 | TRUE | DSM_EE |  | 2026 |  |  |  | REF | 0 | 0 | Real 2021 ¦ 12/22/2022 3:42:52 PM | 0 | Residential - Low/Medium_31-42 | 0 |  | 1 | Unit |  | PJM | 0 | 0 | 1 | 0 | 0 | 0 | 0 | 0 | 0 | 0 | 0 | 0
6680 | Residential - High_31-42 | ATC | 2026 | AEP-KPCO | 0 | 0 | 0 | 0 | 0 |  | 0 | 0 | 0 | 0 | 0 | 0 | 0 | 0 | -1 | 0 | 0 |  | 0 | 0 | 0 | 0 | 0 | 0 | 0 | 100 | 0 | 0 | 0 | 0 | 0 | -1 | 0 | 0 | 0 | 0 | 0 | 0 | 0 | 0 | 0 | 0 | 0 | 0 | 0 | 0 | 0 | 0 | 0 |  |  |  |  | 0 | 0 | 0 | 0 | 0 | 0 | 0 | 0 | 0 | 1/1/2031 | 12/31/2099 | TRUE | DSM_EE |  | 2026 |  |  |  | REF | 0 | 0 | Real 2021 ¦ 12/22/2022 3:42:52 PM | 0 | Residential - High_31-42 | 0 |  | 1 | Unit |  | PJM | 0 | 0 | 1 | 0 | 0 | 0 | 0 | 0 | 0 | 0 | 0 | 0
6681 | Residential - Behavior_31-42 | ATC | 2026 | AEP-KPCO | 0 | 0 | 0 | 0 | 0 |  | 0 | 0 | 0 | 0 | 0 | 0 | 0 | 0 | -1 | 0 | 0 |  | 0 | 0 | 0 | 0 | 0 | 0 | 0 | 100 | 0 | 0 | 0 | 0 | 0 | -1 | 0 | 0 | 0 | 0 | 0 | 0 | 0 | 0 | 0 | 0 | 0 | 0 | 0 | 0 | 0 | 0 | 0 |  |  |  |  | 0 | 0 | 0 | 0 | 0 | 0 | 0 | 0 | 0 | 1/1/2031 | 12/31/2099 | TRUE | DSM_EE |  | 2026 |  |  |  | REF | 0 | 0 | Real 2021 ¦ 12/22/2022 3:42:52 PM | 0 | Residential - Behavior_31-42 | 0 |  | 1 | Unit |  | PJM | 0 | 0 | 1 | 0 | 0 | 0 | 0 | 0 | 0 | 0 | 0 | 0
6682 | C&I - Low_31-42 | ATC | 2026 | AEP-KPCO | 0 | 0 | 0 | 0 | 0 |  | 0 | 0 | 0 | 0 | 0 | 0 | 0 | 0 | -1 | 0 | 0 |  | 0 | 0 | 0 | 0 | 0 | 0 | 0 | 100 | 0 | 0 | 0 | 0 | 0 | -1 | 0 | 0 | 0 | 0 | 0 | 0 | 0 | 0 | 0 | 0 | 0 | 0 | 0 | 0 | 0 | 0 | 0 |  |  |  |  | 0 | 0 | 0 | 0 | 0 | 0 | 0 | 0 | 0 | 1/1/2031 | 12/31/2099 | TRUE | DSM_EE |  | 2026 |  |  |  | REF | 0 | 0 | Real 2021 ¦ 12/22/2022 3:42:52 PM | 0 | C&I - Low_31-42 | 0 |  | 1 | Unit |  | PJM | 0 | 0 | 1 | 0 | 0 | 0 | 0 | 0 | 0 | 0 | 0 | 0
6683 | C&I - High_31-42 | ATC | 2026 | AEP-KPCO | 0 | 0 | 0 | 0 | 0 |  | 0 | 0 | 0 | 0 | 0 | 0 | 0 | 0 | -1 | 0 | 0 |  | 0 | 0 | 0 | 0 | 0 | 0 | 0 | 100 | 0 | 0 | 0 | 0 | 0 | -1 | 0 | 0 | 0 | 0 | 0 | 0 | 0 | 0 | 0 | 0 | 0 | 0 | 0 | 0 | 0 | 0 | 0 |  |  |  |  | 0 | 0 | 0 | 0 | 0 | 0 | 0 | 0 | 0 | 1/1/2031 | 12/31/2099 | TRUE | DSM_EE |  | 2026 |  |  |  | REF | 0 | 0 | Real 2021 ¦ 12/22/2022 3:42:52 PM | 0 | C&I - High_31-42 | 0 |  | 1 | Unit |  | PJM | 0 | 0 | 1 | 0 | 0 | 0 | 0 | 0 | 0 | 0 | 0 | 0
6684 | IQW_31-42 | ATC | 2026 | AEP-KPCO | 0 | 0 | 0 | 0 | 0 |  | 0 | 0 | 0 | 0 | 0 | 0 | 0 | 0 | -1 | 0 | 0 |  | 0 | 0 | 0 | 0 | 0 | 0 | 0 | 100 | 0 | 0 | 0 | 0 | 0 | -1 | 0 | 0 | 0 | 0 | 0 | 0 | 0 | 0 | 0 | 0 | 0 | 0 | 0 | 0 | 0 | 0 | 0 |  |  |  |  | 0 | 0 | 0 | 0 | 0 | 0 | 0 | 0 | 0 | 1/1/2031 | 12/31/2099 | TRUE | DSM_EE |  | 2026 |  |  |  | REF | 0 | 0 | Real 2021 ¦ 12/22/2022 3:42:52 PM | 0 | IQW_31-42 | 0 |  | 1 | Unit |  | PJM | 0 | 0 | 1 | 0 | 0 | 0 | 0 | 0 | 0 | 0 | 0 | 0
6685 | Area 1001 Test Paired Solar 3-1 | ATC | 2026 | AEP-KPCO | 34.2505 | 150 | 0 | 0 | 0 | 0 | 0 | 31178.1113 | 150 | 28948.7441 | 2229.3669 | 0 | 0 | 0 | -1 | 0 | 0 | 0 | 0 | 0 | 34.2505 | 300034.0312 | 300034.0312 | 0 | 0 | 0 | 0 | 10780.3027 | 10780.3027 | 0 | 0 | -1 | 0 | 0 | 365 | 0 | 0 | 0 | 0 | 0 | 0 | 0 | 0 | -20397.8086 | 0 | 0 | 0 | 0 | 0 | 0.22834 | 35.9303 | 103.9152 | -67.985 | 0 | 115.7495 | 0 | 0 | 0 | 4383 | 300034.0312 | 0 | 0 | 1/1/2023 | 12/31/2099 | TRUE | Solar |  | 2026 |  |  |  | REF | 0 | 0 | Real 2021 ¦ 12/22/2022 3:42:52 PM | 0 | Area 1001 Test Paired Solar 3-1 | 0 |  | 1 | Unit |  | PJM | 7.5 | 0 | 0.2754 | 0 | 0 | 0 | 0 | 300034.0312 | 0 | 0 | 0 | 0
6686 | Area 1001 Test Paired Storage 3-1 | ATC | 2026 | AEP-KPCO | 50 | 50 | 0 | 0 | 0 |  | 0 | 9393.6172 | 50 | 8218.3828 | 1175.2343 | 0 | 0 | 0 | -1 | 0 | 0 |  | 0 | 0 | -0.97934 | -8579.043 | -8579.043 | 0 | 0 | 0 | 0 | 1763.5817 | 1763.5817 | 0 | 0 | -1 | 0 | 0 | 462 | 0 | 0.49067 | 0.49067 | 0 | 0 | 0 | 0 | 0 | -9159.2119 | 0 | 0 | 0 | 0 | 0 | -0.019587 |  |  |  | 0 | 0 | 0 | 0 | 0 | 4508 | 39867.6797 | 41179.7148 | -1309.9833 | 1/1/2023 | 12/31/2099 | TRUE | 4-Hour Li-on Battery Storage |  | 2026 |  |  |  | REF | 0 | 0 | Real 2021 ¦ 12/22/2022 3:42:52 PM | 108.2681 | Area 1001 Test Paired Storage 3-1 | 0 |  | 1 | Unit |  | PJM | 48.5 | 0 | 0.97 | 0 | 0 | 0 | 0 | 438000 | 1529.1768 | 0 | 0 | 0
6687 | Solar+Storage 3-1 2023 | ATC | 2026 | AEP-KPCO | 8.3819 | 8.3819 | 0 | 0 | 0 | 0 | 0 | 8584.4395 | 50 | 6897.2764 | 1687.163 | 0 | 0 | 0 | -1 | 0 | 0 | 0 | 0 | 0 | 8.3819 | 73425.7031 | 73425.7031 | 0 | 0 | 100 | 0 | 2764.573 | 2764.573 | 0 | 0 | -1 | 0 | 0 | 550 | 0 | 0 | 0 | 0 | 0 | 0 | 0 | 0 | -5819.8662 | 0 | 0 | 0 | 0 | 0 | 1 | 37.6513 | 116.9133 | -79.262 | 0 | 0 | 0 | 0 | 0 | 4203 | 73425.7031 | 0 | 0 | 1/1/2023 | 12/31/2099 | TRUE | Solar |  | 2026 |  |  |  | REF | 0 | 0 | Real 2021 ¦ 12/22/2022 3:42:52 PM | 0 | Solar+Storage 3-1 2023 | 0 |  | 1 | Unit |  | PJM | 0 | 0 | 0.2754 | 0 | 0 | 0 | 0 | 73425.7031 | 0 | 0 | 0 | 0
6688 | Solar+Storage 3-1 2024 | ATC | 2026 | AEP-KPCO | 8.3819 | 8.3819 | 0 | 0 | 0 | 0 | 0 | 7626.6372 | 50 | 6011.0342 | 1615.603 | 0 | 0 | 0 | -1 | 0 | 0 | 0 | 0 | 0 | 8.3819 | 73425.7031 | 73425.7031 | 0 | 0 | 100 | 0 | 2764.573 | 2764.573 | 0 | 0 | -1 | 0 | 0 | 550 | 0 | 0 | 0 | 0 | 0 | 0 | 0 | 0 | -4862.064 | 0 | 0 | 0 | 0 | 0 | 1 | 37.6513 | 103.8688 | -66.2175 | 0 | 0 | 0 | 0 | 0 | 4203 | 73425.7031 | 0 | 0 | 1/1/2024 | 12/31/2099 | TRUE | Solar |  | 2026 |  |  |  | REF | 0 | 0 | Real 2021 ¦ 12/22/2022 3:42:52 PM | 0 | Solar+Storage 3-1 2024 | 0 |  | 1 | Unit |  | PJM | 0 | 0 | 0.2754 | 0 | 0 | 0 | 0 | 73425.7031 | 0 | 0 | 0 | 0
6689 | Solar+Storage 3-1 2025 | ATC | 2026 | AEP-KPCO | 8.3819 | 8.3819 | 0 | 0 | 0 | 0 | 0 | 7048.6528 | 50 | 5499.1055 | 1549.5477 | 0 | 0 | 0 | -1 | 0 | 0 | 0 | 0 | 0 | 8.3819 | 73425.7031 | 73425.7031 | 0 | 0 | 100 | 0 | 2764.573 | 2764.573 | 0 | 0 | -1 | 0 | 0 | 550 | 0 | 0 | 0 | 0 | 0 | 0 | 0 | 0 | -4284.0801 | 0 | 0 | 0 | 0 | 0 | 1 | 37.6513 | 95.9971 | -58.3458 | 0 | 0 | 0 | 0 | 0 | 4203 | 73425.7031 | 0 | 0 | 1/1/2025 | 12/31/2099 | TRUE | Solar |  | 2026 |  |  |  | REF | 0 | 0 | Real 2021 ¦ 12/22/2022 3:42:52 PM | 0 | Solar+Storage 3-1 2025 | 0 |  | 1 | Unit |  | PJM | 0 | 0 | 0.2754 | 0 | 0 | 0 | 0 | 73425.7031 | 0 | 0 | 0 | 0
6690 | Solar+Storage 3-1 2026 | ATC | 2026 | AEP-KPCO | 8.3819 | 8.3819 | 0 | 0 | 0 | 0 | 0 | 6787.1841 | 50 | 5295.4346 | 1491.7493 | 0 | 0 | 0 | -1 | 0 | 0 | 0 | 0 | 0 | 8.3819 | 73425.7031 | 73425.7031 | 0 | 0 | 100 | 0 | 2764.573 | 2764.573 | 0 | 0 | -1 | 0 | 0 | 550 | 0 | 0 | 0 | 0 | 0 | 0 | 0 | 0 | -4022.6111 | 0 | 0 | 0 | 0 | 0 | 1 | 37.6513 | 92.4361 | -54.7848 | 0 | 0 | 0 | 0 | 0 | 4203 | 73425.7031 | 0 | 0 | 1/1/2026 | 12/31/2099 | TRUE | Solar |  | 2026 |  |  |  | REF | 0 | 0 | Real 2021 ¦ 12/22/2022 3:42:52 PM | 0 | Solar+Storage 3-1 2026 | 0 |  | 1 | Unit |  | PJM | 0 | 0 | 0.2754 | 0 | 0 | 0 | 0 | 73425.7031 | 0 | 0 | 0 | 0
6691 | Solar+Storage 3-1 2027 | ATC | 2026 | AEP-KPCO | 0 | 0 | 0 | 0 | 0 |  | 0 | 0 | 0 | 0 | 0 | 0 | 0 | 0 | -1 | 0 | 0 |  | 0 | 0 | 0 | 0 | 0 | 0 | 0 | 100 | 0 | 0 | 0 | 0 | 0 | -1 | 0 | 0 | 0 | 0 | 0 | 0 | 0 | 0 | 0 | 0 | 0 | 0 | 0 | 0 | 0 | 0 | 0 |  |  |  |  | 0 | 0 | 0 | 0 | 0 | 0 | 0 | 0 | 0 | 1/1/2027 | 12/31/2099 | TRUE | Solar |  | 2026 |  |  |  | REF | 0 | 0 | Real 2021 ¦ 12/22/2022 3:42:52 PM | 0 | Solar+Storage 3-1 2027 | 0 |  | 1 | Unit |  | PJM | 0 | 0 | 0.2754 | 0 | 0 | 0 | 0 | 0 | 0 | 0 | 0 | 0
6692 | Solar+Storage 3-1 2028 | ATC | 2026 | AEP-KPCO | 0 | 0 | 0 | 0 | 0 |  | 0 | 0 | 0 | 0 | 0 | 0 | 0 | 0 | -1 | 0 | 0 |  | 0 | 0 | 0 | 0 | 0 | 0 | 0 | 100 | 0 | 0 | 0 | 0 | 0 | -1 | 0 | 0 | 0 | 0 | 0 | 0 | 0 | 0 | 0 | 0 | 0 | 0 | 0 | 0 | 0 | 0 | 0 |  |  |  |  | 0 | 0 | 0 | 0 | 0 | 0 | 0 | 0 | 0 | 1/1/2028 | 12/31/2099 | TRUE | Solar |  | 2026 |  |  |  | REF | 0 | 0 | Real 2021 ¦ 12/22/2022 3:42:52 PM | 0 | Solar+Storage 3-1 2028 | 0 |  | 1 | Unit |  | PJM | 0 | 0 | 0.2754 | 0 | 0 | 0 | 0 | 0 | 0 | 0 | 0 | 0
6693 | Solar+Storage 3-1 2029 | ATC | 2026 | AEP-KPCO | 0 | 0 | 0 | 0 | 0 |  | 0 | 0 | 0 | 0 | 0 | 0 | 0 | 0 | -1 | 0 | 0 |  | 0 | 0 | 0 | 0 | 0 | 0 | 0 | 100 | 0 | 0 | 0 | 0 | 0 | -1 | 0 | 0 | 0 | 0 | 0 | 0 | 0 | 0 | 0 | 0 | 0 | 0 | 0 | 0 | 0 | 0 | 0 |  |  |  |  | 0 | 0 | 0 | 0 | 0 | 0 | 0 | 0 | 0 | 1/1/2029 | 12/31/2099 | TRUE | Solar |  | 2026 |  |  |  | REF | 0 | 0 | Real 2021 ¦ 12/22/2022 3:42:52 PM | 0 | Solar+Storage 3-1 2029 | 0 |  | 1 | Unit |  | PJM | 0 | 0 | 0.2754 | 0 | 0 | 0 | 0 | 0 | 0 | 0 | 0 | 0
6694 | Solar+Storage 3-1 2030 | ATC | 2026 | AEP-KPCO | 0 | 0 | 0 | 0 | 0 |  | 0 | 0 | 0 | 0 | 0 | 0 | 0 | 0 | -1 | 0 | 0 |  | 0 | 0 | 0 | 0 | 0 | 0 | 0 | 100 | 0 | 0 | 0 | 0 | 0 | -1 | 0 | 0 | 0 | 0 | 0 | 0 | 0 | 0 | 0 | 0 | 0 | 0 | 0 | 0 | 0 | 0 | 0 |  |  |  |  | 0 | 0 | 0 | 0 | 0 | 0 | 0 | 0 | 0 | 1/1/2030 | 12/31/2099 | TRUE | Solar |  | 2026 |  |  |  | REF | 0 | 0 | Real 2021 ¦ 12/22/2022 3:42:52 PM | 0 | Solar+Storage 3-1 2030 | 0 |  | 1 | Unit |  | PJM | 0 | 0 | 0.2754 | 0 | 0 | 0 | 0 | 0 | 0 | 0 | 0 | 0
6695 | Solar+Storage 3-1 2031 | ATC | 2026 | AEP-KPCO | 0 | 0 | 0 | 0 | 0 |  | 0 | 0 | 0 | 0 | 0 | 0 | 0 | 0 | -1 | 0 | 0 |  | 0 | 0 | 0 | 0 | 0 | 0 | 0 | 100 | 0 | 0 | 0 | 0 | 0 | -1 | 0 | 0 | 0 | 0 | 0 | 0 | 0 | 0 | 0 | 0 | 0 | 0 | 0 | 0 | 0 | 0 | 0 |  |  |  |  | 0 | 0 | 0 | 0 | 0 | 0 | 0 | 0 | 0 | 1/1/2031 | 12/31/2099 | TRUE | Solar |  | 2026 |  |  |  | REF | 0 | 0 | Real 2021 ¦ 12/22/2022 3:42:52 PM | 0 | Solar+Storage 3-1 2031 | 0 |  | 1 | Unit |  | PJM | 0 | 0 | 0.2754 | 0 | 0 | 0 | 0 | 0 | 0 | 0 | 0 | 0
6696 | Solar+Storage 3-1 2032 | ATC | 2026 | AEP-KPCO | 0 | 0 | 0 | 0 | 0 |  | 0 | 0 | 0 | 0 | 0 | 0 | 0 | 0 | -1 | 0 | 0 |  | 0 | 0 | 0 | 0 | 0 | 0 | 0 | 100 | 0 | 0 | 0 | 0 | 0 | -1 | 0 | 0 | 0 | 0 | 0 | 0 | 0 | 0 | 0 | 0 | 0 | 0 | 0 | 0 | 0 | 0 | 0 |  |  |  |  | 0 | 0 | 0 | 0 | 0 | 0 | 0 | 0 | 0 | 1/1/2032 | 12/31/2099 | TRUE | Solar |  | 2026 |  |  |  | REF | 0 | 0 | Real 2021 ¦ 12/22/2022 3:42:52 PM | 0 | Solar+Storage 3-1 2032 | 0 |  | 1 | Unit |  | PJM | 0 | 0 | 0.2754 | 0 | 0 | 0 | 0 | 0 | 0 | 0 | 0 | 0
6697 | Solar+Storage 3-1 2033 | ATC | 2026 | AEP-KPCO | 0 | 0 | 0 | 0 | 0 |  | 0 | 0 | 0 | 0 | 0 | 0 | 0 | 0 | -1 | 0 | 0 |  | 0 | 0 | 0 | 0 | 0 | 0 | 0 | 100 | 0 | 0 | 0 | 0 | 0 | -1 | 0 | 0 | 0 | 0 | 0 | 0 | 0 | 0 | 0 | 0 | 0 | 0 | 0 | 0 | 0 | 0 | 0 |  |  |  |  | 0 | 0 | 0 | 0 | 0 | 0 | 0 | 0 | 0 | 1/1/2033 | 12/31/2099 | TRUE | Solar |  | 2026 |  |  |  | REF | 0 | 0 | Real 2021 ¦ 12/22/2022 3:42:52 PM | 0 | Solar+Storage 3-1 2033 | 0 |  | 1 | Unit |  | PJM | 0 | 0 | 0.2754 | 0 | 0 | 0 | 0 | 0 | 0 | 0 | 0 | 0
6698 | Solar+Storage 3-1 2034 | ATC | 2026 | AEP-KPCO | 0 | 0 | 0 | 0 | 0 |  | 0 | 0 | 0 | 0 | 0 | 0 | 0 | 0 | -1 | 0 | 0 |  | 0 | 0 | 0 | 0 | 0 | 0 | 0 | 100 | 0 | 0 | 0 | 0 | 0 | -1 | 0 | 0 | 0 | 0 | 0 | 0 | 0 | 0 | 0 | 0 | 0 | 0 | 0 | 0 | 0 | 0 | 0 |  |  |  |  | 0 | 0 | 0 | 0 | 0 | 0 | 0 | 0 | 0 | 1/1/2034 | 12/31/2099 | TRUE | Solar |  | 2026 |  |  |  | REF | 0 | 0 | Real 2021 ¦ 12/22/2022 3:42:52 PM | 0 | Solar+Storage 3-1 2034 | 0 |  | 1 | Unit |  | PJM | 0 | 0 | 0.2754 | 0 | 0 | 0 | 0 | 0 | 0 | 0 | 0 | 0
6699 | Solar+Storage 3-1 2035 | ATC | 2026 | AEP-KPCO | 0 | 0 | 0 | 0 | 0 |  | 0 | 0 | 0 | 0 | 0 | 0 | 0 | 0 | -1 | 0 | 0 |  | 0 | 0 | 0 | 0 | 0 | 0 | 0 | 100 | 0 | 0 | 0 | 0 | 0 | -1 | 0 | 0 | 0 | 0 | 0 | 0 | 0 | 0 | 0 | 0 | 0 | 0 | 0 | 0 | 0 | 0 | 0 |  |  |  |  | 0 | 0 | 0 | 0 | 0 | 0 | 0 | 0 | 0 | 1/1/2035 | 12/31/2099 | TRUE | Solar |  | 2026 |  |  |  | REF | 0 | 0 | Real 2021 ¦ 12/22/2022 3:42:52 PM | 0 | Solar+Storage 3-1 2035 | 0 |  | 1 | Unit |  | PJM | 0 | 0 | 0.2754 | 0 | 0 | 0 | 0 | 0 | 0 | 0 | 0 | 0
6700 | Solar+Storage 3-1 2036 | ATC | 2026 | AEP-KPCO | 0 | 0 | 0 | 0 | 0 |  | 0 | 0 | 0 | 0 | 0 | 0 | 0 | 0 | -1 | 0 | 0 |  | 0 | 0 | 0 | 0 | 0 | 0 | 0 | 100 | 0 | 0 | 0 | 0 | 0 | -1 | 0 | 0 | 0 | 0 | 0 | 0 | 0 | 0 | 0 | 0 | 0 | 0 | 0 | 0 | 0 | 0 | 0 |  |  |  |  | 0 | 0 | 0 | 0 | 0 | 0 | 0 | 0 | 0 | 1/1/2036 | 12/31/2099 | TRUE | Solar |  | 2026 |  |  |  | REF | 0 | 0 | Real 2021 ¦ 12/22/2022 3:42:52 PM | 0 | Solar+Storage 3-1 2036 | 0 |  | 1 | Unit |  | PJM | 0 | 0 | 0.2754 | 0 | 0 | 0 | 0 | 0 | 0 | 0 | 0 | 0
6701 | Solar+Storage 3-1 2037 | ATC | 2026 | AEP-KPCO | 0 | 0 | 0 | 0 | 0 |  | 0 | 0 | 0 | 0 | 0 | 0 | 0 | 0 | -1 | 0 | 0 |  | 0 | 0 | 0 | 0 | 0 | 0 | 0 | 100 | 0 | 0 | 0 | 0 | 0 | -1 | 0 | 0 | 0 | 0 | 0 | 0 | 0 | 0 | 0 | 0 | 0 | 0 | 0 | 0 | 0 | 0 | 0 |  |  |  |  | 0 | 0 | 0 | 0 | 0 | 0 | 0 | 0 | 0 | 1/1/2037 | 12/31/2099 | TRUE | Solar |  | 2026 |  |  |  | REF | 0 | 0 | Real 2021 ¦ 12/22/2022 3:42:52 PM | 0 | Solar+Storage 3-1 2037 | 0 |  | 1 | Unit |  | PJM | 0 | 0 | 0.2754 | 0 | 0 | 0 | 0 | 0 | 0 | 0 | 0 | 0
6702 | Solar+Storage 3-1 2038 | ATC | 2026 | AEP-KPCO | 0 | 0 | 0 | 0 | 0 |  | 0 | 0 | 0 | 0 | 0 | 0 | 0 | 0 | -1 | 0 | 0 |  | 0 | 0 | 0 | 0 | 0 | 0 | 0 | 100 | 0 | 0 | 0 | 0 | 0 | -1 | 0 | 0 | 0 | 0 | 0 | 0 | 0 | 0 | 0 | 0 | 0 | 0 | 0 | 0 | 0 | 0 | 0 |  |  |  |  | 0 | 0 | 0 | 0 | 0 | 0 | 0 | 0 | 0 | 1/1/2038 | 12/31/2099 | TRUE | Solar |  | 2026 |  |  |  | REF | 0 | 0 | Real 2021 ¦ 12/22/2022 3:42:52 PM | 0 | Solar+Storage 3-1 2038 | 0 |  | 1 | Unit |  | PJM | 0 | 0 | 0.2754 | 0 | 0 | 0 | 0 | 0 | 0 | 0 | 0 | 0
6703 | Solar+Storage 3-1 2039 | ATC | 2026 | AEP-KPCO | 0 | 0 | 0 | 0 | 0 |  | 0 | 0 | 0 | 0 | 0 | 0 | 0 | 0 | -1 | 0 | 0 |  | 0 | 0 | 0 | 0 | 0 | 0 | 0 | 100 | 0 | 0 | 0 | 0 | 0 | -1 | 0 | 0 | 0 | 0 | 0 | 0 | 0 | 0 | 0 | 0 | 0 | 0 | 0 | 0 | 0 | 0 | 0 |  |  |  |  | 0 | 0 | 0 | 0 | 0 | 0 | 0 | 0 | 0 | 1/1/2039 | 12/31/2099 | TRUE | Solar |  | 2026 |  |  |  | REF | 0 | 0 | Real 2021 ¦ 12/22/2022 3:42:52 PM | 0 | Solar+Storage 3-1 2039 | 0 |  | 1 | Unit |  | PJM | 0 | 0 | 0.2754 | 0 | 0 | 0 | 0 | 0 | 0 | 0 | 0 | 0
6704 | Solar+Storage 3-1 2040 | ATC | 2026 | AEP-KPCO | 0 | 0 | 0 | 0 | 0 |  | 0 | 0 | 0 | 0 | 0 | 0 | 0 | 0 | -1 | 0 | 0 |  | 0 | 0 | 0 | 0 | 0 | 0 | 0 | 100 | 0 | 0 | 0 | 0 | 0 | -1 | 0 | 0 | 0 | 0 | 0 | 0 | 0 | 0 | 0 | 0 | 0 | 0 | 0 | 0 | 0 | 0 | 0 |  |  |  |  | 0 | 0 | 0 | 0 | 0 | 0 | 0 | 0 | 0 | 1/1/2040 | 12/31/2099 | TRUE | Solar |  | 2026 |  |  |  | REF | 0 | 0 | Real 2021 ¦ 12/22/2022 3:42:52 PM | 0 | Solar+Storage 3-1 2040 | 0 |  | 1 | Unit |  | PJM | 0 | 0 | 0.2754 | 0 | 0 | 0 | 0 | 0 | 0 | 0 | 0 | 0
6705 | Solar+Storage 3-1 2041 | ATC | 2026 | AEP-KPCO | 0 | 0 | 0 | 0 | 0 |  | 0 | 0 | 0 | 0 | 0 | 0 | 0 | 0 | -1 | 0 | 0 |  | 0 | 0 | 0 | 0 | 0 | 0 | 0 | 100 | 0 | 0 | 0 | 0 | 0 | -1 | 0 | 0 | 0 | 0 | 0 | 0 | 0 | 0 | 0 | 0 | 0 | 0 | 0 | 0 | 0 | 0 | 0 |  |  |  |  | 0 | 0 | 0 | 0 | 0 | 0 | 0 | 0 | 0 | 1/1/2041 | 12/31/2099 | TRUE | Solar |  | 2026 |  |  |  | REF | 0 | 0 | Real 2021 ¦ 12/22/2022 3:42:52 PM | 0 | Solar+Storage 3-1 2041 | 0 |  | 1 | Unit |  | PJM | 0 | 0 | 0.2754 | 0 | 0 | 0 | 0 | 0 | 0 | 0 | 0 | 0
6706 | Solar+Storage 3-1 2042 | ATC | 2026 | AEP-KPCO | 0 | 0 | 0 | 0 | 0 |  | 0 | 0 | 0 | 0 | 0 | 0 | 0 | 0 | -1 | 0 | 0 |  | 0 | 0 | 0 | 0 | 0 | 0 | 0 | 100 | 0 | 0 | 0 | 0 | 0 | -1 | 0 | 0 | 0 | 0 | 0 | 0 | 0 | 0 | 0 | 0 | 0 | 0 | 0 | 0 | 0 | 0 | 0 |  |  |  |  | 0 | 0 | 0 | 0 | 0 | 0 | 0 | 0 | 0 | 1/1/2042 | 12/31/2099 | TRUE | Solar |  | 2026 |  |  |  | REF | 0 | 0 | Real 2021 ¦ 12/22/2022 3:42:52 PM | 0 | Solar+Storage 3-1 2042 | 0 |  | 1 | Unit |  | PJM | 0 | 0 | 0.2754 | 0 | 0 | 0 | 0 | 0 | 0 | 0 | 0 | 0
6707 | Solar+Storage 3-1 2043 | ATC | 2026 | AEP-KPCO | 0 | 0 | 0 | 0 | 0 |  | 0 | 0 | 0 | 0 | 0 | 0 | 0 | 0 | -1 | 0 | 0 |  | 0 | 0 | 0 | 0 | 0 | 0 | 0 | 100 | 0 | 0 | 0 | 0 | 0 | -1 | 0 | 0 | 0 | 0 | 0 | 0 | 0 | 0 | 0 | 0 | 0 | 0 | 0 | 0 | 0 | 0 | 0 |  |  |  |  | 0 | 0 | 0 | 0 | 0 | 0 | 0 | 0 | 0 | 1/1/2043 | 12/31/2099 | TRUE | Solar |  | 2026 |  |  |  | REF | 0 | 0 | Real 2021 ¦ 12/22/2022 3:42:52 PM | 0 | Solar+Storage 3-1 2043 | 0 |  | 1 | Unit |  | PJM | 0 | 0 | 0.2754 | 0 | 0 | 0 | 0 | 0 | 0 | 0 | 0 | 0
6708 | DSM Resources | ATC | 2026 | AEP-KPCO | 0.057329 | 5.4 | 0 | 0 | 0 | 0 | 0 | 0 | 5.4 | 0 | 0 | 0 | 0 | 0 | -1 | 0 | 0 | 0 | 0 | 0 | 0.057329 | 502.2 | 502.2 | 0 | 0 | 0 | 0 | 22.3659 | 22.3659 | 0 | 0 | -1 | 0 | 0 | 92 | 0 | 0 | 0 | 0 | 0 | 0 | 0 | 0 | 22.3659 | 0 | 0 | 0 | 0 | 0 | 0.010616 | 44.5358 | 0 | 44.5358 | 0 | 0 | 0 | 0 | 0 | 93 | 502.2 | 0 | 0 | 1/1/2022 | 12/31/2099 | TRUE | DSM_EE |  | 2026 |  |  |  | REF | 0 | 0 | Real 2021 ¦ 12/22/2022 3:42:52 PM | 0 | DSM Resources | 0 |  | 1 | Unit |  | PJM | 0 | 0 | 1 | 0 | 0 | 0 | 0 | 502.2 | 0 | 0 | 0 | 0
6709 | Tier 2 Area 1001 Solar 2023 | ATC | 2026 | AEP-KPCO | 11.4168 | 50 | 0 | -31.8921 | -33.4867 | -31.8921 | -31.8921 | 10392.7031 | 50 | 9649.5811 | 743.1223 | 0 | 0 | 0 | -1 | 0 | 0 | 0 | 0 | 0 | 11.4168 | 100011.3438 | 100011.3438 | 0 | 0 | 0 | 0 | 3593.4343 | 3593.4343 | 0 | 0 | -1 | 0 | 0 | 365 | 0 | 0 | 0 | 0 | 0 | 0 | 0 | 0 | -3609.7024 | -3189.5669 | 0 | -3189.5669 | 0 | 0 | 0.22834 | 35.9303 | 72.0232 | -36.0929 | 0 | 38.5832 | 0 | 0 | 0 | 4383 | 100011.3438 | 0 | 0 | 1/1/2023 | 12/31/2099 | TRUE | Solar |  | 2026 |  |  |  | REF | 0 | 0 | Real 2021 ¦ 12/22/2022 3:42:52 PM | 0 | Tier 2 Area 1001 Solar 2023 | 0 |  | 1 | Unit |  | PJM | 2.5 | 0 | 0.2754 | 0 | 0 | 0 | 0 | 100011.3438 | 0 | 0 | 0 | 0
6710 | Tier 2 Area 1001 Solar 2024 | ATC | 2026 | AEP-KPCO | 11.4168 | 50 | 0 | -31.8921 | -33.4867 | -31.8921 | -31.8921 | 9214.7168 | 50 | 8493.6133 | 721.1039 | 0 | 0 | 0 | -1 | 0 | 0 | 0 | 0 | 0 | 11.4168 | 100011.3438 | 100011.3438 | 0 | 0 | 0 | 0 | 3593.4343 | 3593.4343 | 0 | 0 | -1 | 0 | 0 | 365 | 0 | 0 | 0 | 0 | 0 | 0 | 0 | 0 | -2431.7158 | -3189.5669 | 0 | -3189.5669 | 0 | 0 | 0.22834 | 35.9303 | 60.2447 | -24.3144 | 0 | 38.5832 | 0 | 0 | 0 | 4383 | 100011.3438 | 0 | 0 | 1/1/2024 | 12/31/2099 | TRUE | Solar |  | 2026 |  |  |  | REF | 0 | 0 | Real 2021 ¦ 12/22/2022 3:42:52 PM | 0 | Tier 2 Area 1001 Solar 2024 | 0 |  | 1 | Unit |  | PJM | 2.5 | 0 | 0.2754 | 0 | 0 | 0 | 0 | 100011.3438 | 0 | 0 | 0 | 0
6711 | Tier 2 Area 1001 Solar 2025 | ATC | 2026 | AEP-KPCO | 11.4168 | 50 | 0 | -31.8921 | -33.4867 | -31.8921 | -31.8921 | 8515.6318 | 50 | 7819.2983 | 696.3331 | 0 | 0 | 0 | -1 | 0 | 0 | 0 | 0 | 0 | 11.4168 | 100011.3438 | 100011.3438 | 0 | 0 | 0 | 0 | 3593.4343 | 3593.4343 | 0 | 0 | -1 | 0 | 0 | 365 | 0 | 0 | 0 | 0 | 0 | 0 | 0 | 0 | -1732.6304 | -3189.5669 | 0 | -3189.5669 | 0 | 0 | 0.22834 | 35.9303 | 53.2546 | -17.3243 | 0 | 38.5832 | 0 | 0 | 0 | 4383 | 100011.3438 | 0 | 0 | 1/1/2025 | 12/31/2099 | TRUE | Solar |  | 2026 |  |  |  | REF | 0 | 0 | Real 2021 ¦ 12/22/2022 3:42:52 PM | 0 | Tier 2 Area 1001 Solar 2025 | 0 |  | 1 | Unit |  | PJM | 2.5 | 0 | 0.2754 | 0 | 0 | 0 | 0 | 100011.3438 | 0 | 0 | 0 | 0
6712 | Tier 2 Area 1001 Solar 2026 | ATC | 2026 | AEP-KPCO | 11.4168 | 50 | 0 | -31.8921 | -33.4867 | -31.8921 | -31.8921 | 8215.6299 | 50 | 7541.3154 | 674.3147 | 0 | 0 | 0 | -1 | 0 | 0 | 0 | 0 | 0 | 11.4168 | 100011.3438 | 100011.3438 | 0 | 0 | 0 | 0 | 3593.4343 | 3593.4343 | 0 | 0 | -1 | 0 | 0 | 365 | 0 | 0 | 0 | 0 | 0 | 0 | 0 | 0 | -1432.6292 | -3189.5669 | 0 | -3189.5669 | 0 | 0 | 0.22834 | 35.9303 | 50.2549 | -14.3247 | 0 | 38.5832 | 0 | 0 | 0 | 4383 | 100011.3438 | 0 | 0 | 1/1/2026 | 12/31/2099 | TRUE | Solar |  | 2026 |  |  |  | REF | 0 | 0 | Real 2021 ¦ 12/22/2022 3:42:52 PM | 0 | Tier 2 Area 1001 Solar 2026 | 0 |  | 1 | Unit |  | PJM | 2.5 | 0 | 0.2754 | 0 | 0 | 0 | 0 | 100011.3438 | 0 | 0 | 0 | 0
6713 | Tier 2 Area 1001 Solar 2027 | ATC | 2026 | AEP-KPCO | 0 | 0 | 0 | 0 | 0 |  | 0 | 0 | 0 | 0 | 0 | 0 | 0 | 0 | -1 | 0 | 0 |  | 0 | 0 | 0 | 0 | 0 | 0 | 0 | 0 | 0 | 0 | 0 | 0 | 0 | -1 | 0 | 0 | 0 | 0 | 0 | 0 | 0 | 0 | 0 | 0 | 0 | 0 | 0 | 0 | 0 | 0 | 0 |  |  |  |  | 0 | 0 | 0 | 0 | 0 | 0 | 0 | 0 | 0 | 1/1/2027 | 12/31/2099 | TRUE | Solar |  | 2026 |  |  |  | REF | 0 | 0 | Real 2021 ¦ 12/22/2022 3:42:52 PM | 0 | Tier 2 Area 1001 Solar 2027 | 0 |  | 1 | Unit |  | PJM | 0 | 0 | 0.2754 | 0 | 0 | 0 | 0 | 0 | 0 | 0 | 0 | 0
6714 | Tier 2 Area 1001 Solar 2028 | ATC | 2026 | AEP-KPCO | 0 | 0 | 0 | 0 | 0 |  | 0 | 0 | 0 | 0 | 0 | 0 | 0 | 0 | -1 | 0 | 0 |  | 0 | 0 | 0 | 0 | 0 | 0 | 0 | 0 | 0 | 0 | 0 | 0 | 0 | -1 | 0 | 0 | 0 | 0 | 0 | 0 | 0 | 0 | 0 | 0 | 0 | 0 | 0 | 0 | 0 | 0 | 0 |  |  |  |  | 0 | 0 | 0 | 0 | 0 | 0 | 0 | 0 | 0 | 1/1/2028 | 12/31/2099 | TRUE | Solar |  | 2026 |  |  |  | REF | 0 | 0 | Real 2021 ¦ 12/22/2022 3:42:52 PM | 0 | Tier 2 Area 1001 Solar 2028 | 0 |  | 1 | Unit |  | PJM | 0 | 0 | 0.2754 | 0 | 0 | 0 | 0 | 0 | 0 | 0 | 0 | 0
6715 | Tier 2 Area 1001 Solar 2029 | ATC | 2026 | AEP-KPCO | 0 | 0 | 0 | 0 | 0 |  | 0 | 0 | 0 | 0 | 0 | 0 | 0 | 0 | -1 | 0 | 0 |  | 0 | 0 | 0 | 0 | 0 | 0 | 0 | 0 | 0 | 0 | 0 | 0 | 0 | -1 | 0 | 0 | 0 | 0 | 0 | 0 | 0 | 0 | 0 | 0 | 0 | 0 | 0 | 0 | 0 | 0 | 0 |  |  |  |  | 0 | 0 | 0 | 0 | 0 | 0 | 0 | 0 | 0 | 1/1/2029 | 12/31/2099 | TRUE | Solar |  | 2026 |  |  |  | REF | 0 | 0 | Real 2021 ¦ 12/22/2022 3:42:52 PM | 0 | Tier 2 Area 1001 Solar 2029 | 0 |  | 1 | Unit |  | PJM | 0 | 0 | 0.2754 | 0 | 0 | 0 | 0 | 0 | 0 | 0 | 0 | 0
6716 | Tier 2 Area 1001 Solar 2030 | ATC | 2026 | AEP-KPCO | 0 | 0 | 0 | 0 | 0 |  | 0 | 0 | 0 | 0 | 0 | 0 | 0 | 0 | -1 | 0 | 0 |  | 0 | 0 | 0 | 0 | 0 | 0 | 0 | 0 | 0 | 0 | 0 | 0 | 0 | -1 | 0 | 0 | 0 | 0 | 0 | 0 | 0 | 0 | 0 | 0 | 0 | 0 | 0 | 0 | 0 | 0 | 0 |  |  |  |  | 0 | 0 | 0 | 0 | 0 | 0 | 0 | 0 | 0 | 1/1/2030 | 12/31/2099 | TRUE | Solar |  | 2026 |  |  |  | REF | 0 | 0 | Real 2021 ¦ 12/22/2022 3:42:52 PM | 0 | Tier 2 Area 1001 Solar 2030 | 0 |  | 1 | Unit |  | PJM | 0 | 0 | 0.2754 | 0 | 0 | 0 | 0 | 0 | 0 | 0 | 0 | 0
6717 | Tier 2 Area 1001 Solar 2031 | ATC | 2026 | AEP-KPCO | 0 | 0 | 0 | 0 | 0 |  | 0 | 0 | 0 | 0 | 0 | 0 | 0 | 0 | -1 | 0 | 0 |  | 0 | 0 | 0 | 0 | 0 | 0 | 0 | 0 | 0 | 0 | 0 | 0 | 0 | -1 | 0 | 0 | 0 | 0 | 0 | 0 | 0 | 0 | 0 | 0 | 0 | 0 | 0 | 0 | 0 | 0 | 0 |  |  |  |  | 0 | 0 | 0 | 0 | 0 | 0 | 0 | 0 | 0 | 1/1/2031 | 12/31/2099 | TRUE | Solar |  | 2026 |  |  |  | REF | 0 | 0 | Real 2021 ¦ 12/22/2022 3:42:52 PM | 0 | Tier 2 Area 1001 Solar 2031 | 0 |  | 1 | Unit |  | PJM | 0 | 0 | 0.2754 | 0 | 0 | 0 | 0 | 0 | 0 | 0 | 0 | 0
6718 | Tier 2 Area 1001 Solar 2032 | ATC | 2026 | AEP-KPCO | 0 | 0 | 0 | 0 | 0 |  | 0 | 0 | 0 | 0 | 0 | 0 | 0 | 0 | -1 | 0 | 0 |  | 0 | 0 | 0 | 0 | 0 | 0 | 0 | 0 | 0 | 0 | 0 | 0 | 0 | -1 | 0 | 0 | 0 | 0 | 0 | 0 | 0 | 0 | 0 | 0 | 0 | 0 | 0 | 0 | 0 | 0 | 0 |  |  |  |  | 0 | 0 | 0 | 0 | 0 | 0 | 0 | 0 | 0 | 1/1/2032 | 12/31/2099 | TRUE | Solar |  | 2026 |  |  |  | REF | 0 | 0 | Real 2021 ¦ 12/22/2022 3:42:52 PM | 0 | Tier 2 Area 1001 Solar 2032 | 0 |  | 1 | Unit |  | PJM | 0 | 0 | 0.2754 | 0 | 0 | 0 | 0 | 0 | 0 | 0 | 0 | 0
6719 | Tier 2 Area 1001 Solar 2033 | ATC | 2026 | AEP-KPCO | 0 | 0 | 0 | 0 | 0 |  | 0 | 0 | 0 | 0 | 0 | 0 | 0 | 0 | -1 | 0 | 0 |  | 0 | 0 | 0 | 0 | 0 | 0 | 0 | 0 | 0 | 0 | 0 | 0 | 0 | -1 | 0 | 0 | 0 | 0 | 0 | 0 | 0 | 0 | 0 | 0 | 0 | 0 | 0 | 0 | 0 | 0 | 0 |  |  |  |  | 0 | 0 | 0 | 0 | 0 | 0 | 0 | 0 | 0 | 1/1/2033 | 12/31/2099 | TRUE | Solar |  | 2026 |  |  |  | REF | 0 | 0 | Real 2021 ¦ 12/22/2022 3:42:52 PM | 0 | Tier 2 Area 1001 Solar 2033 | 0 |  | 1 | Unit |  | PJM | 0 | 0 | 0.2754 | 0 | 0 | 0 | 0 | 0 | 0 | 0 | 0 | 0
6720 | Tier 2 Area 1001 Solar 2034 | ATC | 2026 | AEP-KPCO | 0 | 0 | 0 | 0 | 0 |  | 0 | 0 | 0 | 0 | 0 | 0 | 0 | 0 | -1 | 0 | 0 |  | 0 | 0 | 0 | 0 | 0 | 0 | 0 | 0 | 0 | 0 | 0 | 0 | 0 | -1 | 0 | 0 | 0 | 0 | 0 | 0 | 0 | 0 | 0 | 0 | 0 | 0 | 0 | 0 | 0 | 0 | 0 |  |  |  |  | 0 | 0 | 0 | 0 | 0 | 0 | 0 | 0 | 0 | 1/1/2034 | 12/31/2099 | TRUE | Solar |  | 2026 |  |  |  | REF | 0 | 0 | Real 2021 ¦ 12/22/2022 3:42:52 PM | 0 | Tier 2 Area 1001 Solar 2034 | 0 |  | 1 | Unit |  | PJM | 0 | 0 | 0.2754 | 0 | 0 | 0 | 0 | 0 | 0 | 0 | 0 | 0
6721 | Tier 2 Area 1001 Solar 2035 | ATC | 2026 | AEP-KPCO | 0 | 0 | 0 | 0 | 0 |  | 0 | 0 | 0 | 0 | 0 | 0 | 0 | 0 | -1 | 0 | 0 |  | 0 | 0 | 0 | 0 | 0 | 0 | 0 | 0 | 0 | 0 | 0 | 0 | 0 | -1 | 0 | 0 | 0 | 0 | 0 | 0 | 0 | 0 | 0 | 0 | 0 | 0 | 0 | 0 | 0 | 0 | 0 |  |  |  |  | 0 | 0 | 0 | 0 | 0 | 0 | 0 | 0 | 0 | 1/1/2035 | 12/31/2099 | TRUE | Solar |  | 2026 |  |  |  | REF | 0 | 0 | Real 2021 ¦ 12/22/2022 3:42:52 PM | 0 | Tier 2 Area 1001 Solar 2035 | 0 |  | 1 | Unit |  | PJM | 0 | 0 | 0.2754 | 0 | 0 | 0 | 0 | 0 | 0 | 0 | 0 | 0
6722 | Tier 2 Area 1001 Solar 2036 | ATC | 2026 | AEP-KPCO | 0 | 0 | 0 | 0 | 0 |  | 0 | 0 | 0 | 0 | 0 | 0 | 0 | 0 | -1 | 0 | 0 |  | 0 | 0 | 0 | 0 | 0 | 0 | 0 | 0 | 0 | 0 | 0 | 0 | 0 | -1 | 0 | 0 | 0 | 0 | 0 | 0 | 0 | 0 | 0 | 0 | 0 | 0 | 0 | 0 | 0 | 0 | 0 |  |  |  |  | 0 | 0 | 0 | 0 | 0 | 0 | 0 | 0 | 0 | 1/1/2036 | 12/31/2099 | TRUE | Solar |  | 2026 |  |  |  | REF | 0 | 0 | Real 2021 ¦ 12/22/2022 3:42:52 PM | 0 | Tier 2 Area 1001 Solar 2036 | 0 |  | 1 | Unit |  | PJM | 0 | 0 | 0.2754 | 0 | 0 | 0 | 0 | 0 | 0 | 0 | 0 | 0
6723 | Tier 2 Area 1001 Solar 2037 | ATC | 2026 | AEP-KPCO | 0 | 0 | 0 | 0 | 0 |  | 0 | 0 | 0 | 0 | 0 | 0 | 0 | 0 | -1 | 0 | 0 |  | 0 | 0 | 0 | 0 | 0 | 0 | 0 | 0 | 0 | 0 | 0 | 0 | 0 | -1 | 0 | 0 | 0 | 0 | 0 | 0 | 0 | 0 | 0 | 0 | 0 | 0 | 0 | 0 | 0 | 0 | 0 |  |  |  |  | 0 | 0 | 0 | 0 | 0 | 0 | 0 | 0 | 0 | 1/1/2037 | 12/31/2099 | TRUE | Solar |  | 2026 |  |  |  | REF | 0 | 0 | Real 2021 ¦ 12/22/2022 3:42:52 PM | 0 | Tier 2 Area 1001 Solar 2037 | 0 |  | 1 | Unit |  | PJM | 0 | 0 | 0.2754 | 0 | 0 | 0 | 0 | 0 | 0 | 0 | 0 | 0
6724 | Tier 2 Area 1001 Solar 2038 | ATC | 2026 | AEP-KPCO | 0 | 0 | 0 | 0 | 0 |  | 0 | 0 | 0 | 0 | 0 | 0 | 0 | 0 | -1 | 0 | 0 |  | 0 | 0 | 0 | 0 | 0 | 0 | 0 | 0 | 0 | 0 | 0 | 0 | 0 | -1 | 0 | 0 | 0 | 0 | 0 | 0 | 0 | 0 | 0 | 0 | 0 | 0 | 0 | 0 | 0 | 0 | 0 |  |  |  |  | 0 | 0 | 0 | 0 | 0 | 0 | 0 | 0 | 0 | 1/1/2038 | 12/31/2099 | TRUE | Solar |  | 2026 |  |  |  | REF | 0 | 0 | Real 2021 ¦ 12/22/2022 3:42:52 PM | 0 | Tier 2 Area 1001 Solar 2038 | 0 |  | 1 | Unit |  | PJM | 0 | 0 | 0.2754 | 0 | 0 | 0 | 0 | 0 | 0 | 0 | 0 | 0
6725 | Tier 2 Area 1001 Solar 2039 | ATC | 2026 | AEP-KPCO | 0 | 0 | 0 | 0 | 0 |  | 0 | 0 | 0 | 0 | 0 | 0 | 0 | 0 | -1 | 0 | 0 |  | 0 | 0 | 0 | 0 | 0 | 0 | 0 | 0 | 0 | 0 | 0 | 0 | 0 | -1 | 0 | 0 | 0 | 0 | 0 | 0 | 0 | 0 | 0 | 0 | 0 | 0 | 0 | 0 | 0 | 0 | 0 |  |  |  |  | 0 | 0 | 0 | 0 | 0 | 0 | 0 | 0 | 0 | 1/1/2039 | 12/31/2099 | TRUE | Solar |  | 2026 |  |  |  | REF | 0 | 0 | Real 2021 ¦ 12/22/2022 3:42:52 PM | 0 | Tier 2 Area 1001 Solar 2039 | 0 |  | 1 | Unit |  | PJM | 0 | 0 | 0.2754 | 0 | 0 | 0 | 0 | 0 | 0 | 0 | 0 | 0
6726 | Tier 2 Area 1001 Solar 2040 | ATC | 2026 | AEP-KPCO | 0 | 0 | 0 | 0 | 0 |  | 0 | 0 | 0 | 0 | 0 | 0 | 0 | 0 | -1 | 0 | 0 |  | 0 | 0 | 0 | 0 | 0 | 0 | 0 | 0 | 0 | 0 | 0 | 0 | 0 | -1 | 0 | 0 | 0 | 0 | 0 | 0 | 0 | 0 | 0 | 0 | 0 | 0 | 0 | 0 | 0 | 0 | 0 |  |  |  |  | 0 | 0 | 0 | 0 | 0 | 0 | 0 | 0 | 0 | 1/1/2040 | 12/31/2099 | TRUE | Solar |  | 2026 |  |  |  | REF | 0 | 0 | Real 2021 ¦ 12/22/2022 3:42:52 PM | 0 | Tier 2 Area 1001 Solar 2040 | 0 |  | 1 | Unit |  | PJM | 0 | 0 | 0.2754 | 0 | 0 | 0 | 0 | 0 | 0 | 0 | 0 | 0
6727 | Tier 2 Area 1001 Solar 2041 | ATC | 2026 | AEP-KPCO | 0 | 0 | 0 | 0 | 0 |  | 0 | 0 | 0 | 0 | 0 | 0 | 0 | 0 | -1 | 0 | 0 |  | 0 | 0 | 0 | 0 | 0 | 0 | 0 | 0 | 0 | 0 | 0 | 0 | 0 | -1 | 0 | 0 | 0 | 0 | 0 | 0 | 0 | 0 | 0 | 0 | 0 | 0 | 0 | 0 | 0 | 0 | 0 |  |  |  |  | 0 | 0 | 0 | 0 | 0 | 0 | 0 | 0 | 0 | 1/1/2041 | 12/31/2099 | TRUE | Solar |  | 2026 |  |  |  | REF | 0 | 0 | Real 2021 ¦ 12/22/2022 3:42:52 PM | 0 | Tier 2 Area 1001 Solar 2041 | 0 |  | 1 | Unit |  | PJM | 0 | 0 | 0.2754 | 0 | 0 | 0 | 0 | 0 | 0 | 0 | 0 | 0
6728 | Tier 2 Area 1001 Solar 2042 | ATC | 2026 | AEP-KPCO | 0 | 0 | 0 | 0 | 0 |  | 0 | 0 | 0 | 0 | 0 | 0 | 0 | 0 | -1 | 0 | 0 |  | 0 | 0 | 0 | 0 | 0 | 0 | 0 | 0 | 0 | 0 | 0 | 0 | 0 | -1 | 0 | 0 | 0 | 0 | 0 | 0 | 0 | 0 | 0 | 0 | 0 | 0 | 0 | 0 | 0 | 0 | 0 |  |  |  |  | 0 | 0 | 0 | 0 | 0 | 0 | 0 | 0 | 0 | 1/1/2042 | 12/31/2099 | TRUE | Solar |  | 2026 |  |  |  | REF | 0 | 0 | Real 2021 ¦ 12/22/2022 3:42:52 PM | 0 | Tier 2 Area 1001 Solar 2042 | 0 |  | 1 | Unit |  | PJM | 0 | 0 | 0.2754 | 0 | 0 | 0 | 0 | 0 | 0 | 0 | 0 | 0
6729 | Tier 2 Area 1001 Solar 2043 | ATC | 2026 | AEP-KPCO | 0 | 0 | 0 | 0 | 0 |  | 0 | 0 | 0 | 0 | 0 | 0 | 0 | 0 | -1 | 0 | 0 |  | 0 | 0 | 0 | 0 | 0 | 0 | 0 | 0 | 0 | 0 | 0 | 0 | 0 | -1 | 0 | 0 | 0 | 0 | 0 | 0 | 0 | 0 | 0 | 0 | 0 | 0 | 0 | 0 | 0 | 0 | 0 |  |  |  |  | 0 | 0 | 0 | 0 | 0 | 0 | 0 | 0 | 0 | 1/1/2043 | 12/31/2099 | TRUE | Solar |  | 2026 |  |  |  | REF | 0 | 0 | Real 2021 ¦ 12/22/2022 3:42:52 PM | 0 | Tier 2 Area 1001 Solar 2043 | 0 |  | 1 | Unit |  | PJM | 0 | 0 | 0.2754 | 0 | 0 | 0 | 0 | 0 | 0 | 0 | 0 | 0
6730 | Tier 2 Area 1001 Wind 2024 | ATC | 2026 | AEP-KPCO | 34.9988 | 100 | 0 | -31.8921 | -33.4867 | -31.8921 | -31.8921 | 21715.6855 | 100 | 18952.3711 | 2763.3142 | 0 | 0 | 0 | -1 | 0 | 0 | 0 | 0 | 0 | 34.9988 | 306589.5312 | 306589.5312 | 0 | 0 | 0 | 0 | 10969.5557 | 10969.5557 | 0 | 0 | -1 | 0 | 0 | 0 | 0 | 0 | 0 | 0 | 0 | 0 | 0 | 0 | -968.3613 | -9777.7695 | 0 | -9777.7695 | 0 | 0 | 0.34999 | 35.7793 | 38.9378 | -3.1585 | 0 | 65.0012 | 0 | 0 | 0 | 8760 | 306589.5312 | 0 | 0 | 1/1/2024 | 12/31/2099 | TRUE | Wind |  | 2026 |  |  |  | REF | 0 | 0 | Real 2021 ¦ 12/22/2022 3:42:52 PM | 0 | Tier 2 Area 1001 Wind 2024 | 0 |  | 1 | Unit |  | PJM | 12 | 0 | 0.12 | 0 | 0 | 0 | 0 | 306589.5312 | 0 | 0 | 0 | 0
6731 | Tier 2 Area 1001 Wind 2025 | ATC | 2026 | AEP-KPCO | 34.9988 | 100 | 0 | -31.8921 | -33.4867 | -31.8921 | -31.8921 | 20251.459 | 100 | 17515.668 | 2735.791 | 0 | 0 | 0 | -1 | 0 | 0 | 0 | 0 | 0 | 34.9988 | 306589.5312 | 306589.5312 | 0 | 0 | 0 | 0 | 10969.5557 | 10969.5557 | 0 | 0 | -1 | 0 | 0 | 0 | 0 | 0 | 0 | 0 | 0 | 0 | 0 | 0 | 495.8649 | -9777.7695 | 0 | -9777.7695 | 0 | 0 | 0.34999 | 35.7793 | 34.1619 | 1.6174 | 0 | 65.0012 | 0 | 0 | 0 | 8760 | 306589.5312 | 0 | 0 | 1/1/2025 | 12/31/2099 | TRUE | Wind |  | 2026 |  |  |  | REF | 0 | 0 | Real 2021 ¦ 12/22/2022 3:42:52 PM | 0 | Tier 2 Area 1001 Wind 2025 | 0 |  | 1 | Unit |  | PJM | 12 | 0 | 0.12 | 0 | 0 | 0 | 0 | 306589.5312 | 0 | 0 | 0 | 0
6732 | Tier 2 Area 1001 Wind 2026 | ATC | 2026 | AEP-KPCO | 34.9988 | 100 | 0 | -31.8921 | -33.4867 | -31.8921 | -31.8921 | 19684.4844 | 100 | 16976.2168 | 2708.2681 | 0 | 0 | 0 | -1 | 0 | 0 | 0 | 0 | 0 | 34.9988 | 306589.5312 | 306589.5312 | 0 | 0 | 0 | 0 | 10969.5557 | 10969.5557 | 0 | 0 | -1 | 0 | 0 | 1 | 0 | 0 | 0 | 0 | 0 | 0 | 0 | 0 | 1062.8397 | -9777.7695 | 0 | -9777.7695 | 0 | 0 | 0.34999 | 35.7793 | 32.3126 | 3.4667 | 0 | 65.0012 | 0 | 0 | 0 | 8760 | 306589.5312 | 0 | 0 | 1/1/2026 | 12/31/2099 | TRUE | Wind |  | 2026 |  |  |  | REF | 0 | 0 | Real 2021 ¦ 12/22/2022 3:42:52 PM | 0 | Tier 2 Area 1001 Wind 2026 | 0 |  | 1 | Unit |  | PJM | 12 | 0 | 0.12 | 0 | 0 | 0 | 0 | 306589.5312 | 0 | 0 | 0 | 0
6733 | Tier 2 Area 1001 Wind 2027 | ATC | 2026 | AEP-KPCO | 0 | 0 | 0 | 0 | 0 |  | 0 | 0 | 0 | 0 | 0 | 0 | 0 | 0 | -1 | 0 | 0 |  | 0 | 0 | 0 | 0 | 0 | 0 | 0 | 0 | 0 | 0 | 0 | 0 | 0 | -1 | 0 | 0 | 0 | 0 | 0 | 0 | 0 | 0 | 0 | 0 | 0 | 0 | 0 | 0 | 0 | 0 | 0 |  |  |  |  | 0 | 0 | 0 | 0 | 0 | 0 | 0 | 0 | 0 | 1/1/2027 | 12/31/2099 | TRUE | Wind |  | 2026 |  |  |  | REF | 0 | 0 | Real 2021 ¦ 12/22/2022 3:42:52 PM | 0 | Tier 2 Area 1001 Wind 2027 | 0 |  | 1 | Unit |  | PJM | 0 | 0 | 0.12 | 0 | 0 | 0 | 0 | 0 | 0 | 0 | 0 | 0
6734 | Tier 2 Area 1001 Wind 2028 | ATC | 2026 | AEP-KPCO | 0 | 0 | 0 | 0 | 0 |  | 0 | 0 | 0 | 0 | 0 | 0 | 0 | 0 | -1 | 0 | 0 |  | 0 | 0 | 0 | 0 | 0 | 0 | 0 | 0 | 0 | 0 | 0 | 0 | 0 | -1 | 0 | 0 | 0 | 0 | 0 | 0 | 0 | 0 | 0 | 0 | 0 | 0 | 0 | 0 | 0 | 0 | 0 |  |  |  |  | 0 | 0 | 0 | 0 | 0 | 0 | 0 | 0 | 0 | 1/1/2028 | 12/31/2099 | TRUE | Wind |  | 2026 |  |  |  | REF | 0 | 0 | Real 2021 ¦ 12/22/2022 3:42:52 PM | 0 | Tier 2 Area 1001 Wind 2028 | 0 |  | 1 | Unit |  | PJM | 0 | 0 | 0.12 | 0 | 0 | 0 | 0 | 0 | 0 | 0 | 0 | 0
6735 | Tier 2 Area 1001 Wind 2029 | ATC | 2026 | AEP-KPCO | 0 | 0 | 0 | 0 | 0 |  | 0 | 0 | 0 | 0 | 0 | 0 | 0 | 0 | -1 | 0 | 0 |  | 0 | 0 | 0 | 0 | 0 | 0 | 0 | 0 | 0 | 0 | 0 | 0 | 0 | -1 | 0 | 0 | 0 | 0 | 0 | 0 | 0 | 0 | 0 | 0 | 0 | 0 | 0 | 0 | 0 | 0 | 0 |  |  |  |  | 0 | 0 | 0 | 0 | 0 | 0 | 0 | 0 | 0 | 1/1/2029 | 12/31/2099 | TRUE | Wind |  | 2026 |  |  |  | REF | 0 | 0 | Real 2021 ¦ 12/22/2022 3:42:52 PM | 0 | Tier 2 Area 1001 Wind 2029 | 0 |  | 1 | Unit |  | PJM | 0 | 0 | 0.12 | 0 | 0 | 0 | 0 | 0 | 0 | 0 | 0 | 0
6736 | Tier 2 Area 1001 Wind 2030 | ATC | 2026 | AEP-KPCO | 0 | 0 | 0 | 0 | 0 |  | 0 | 0 | 0 | 0 | 0 | 0 | 0 | 0 | -1 | 0 | 0 |  | 0 | 0 | 0 | 0 | 0 | 0 | 0 | 0 | 0 | 0 | 0 | 0 | 0 | -1 | 0 | 0 | 0 | 0 | 0 | 0 | 0 | 0 | 0 | 0 | 0 | 0 | 0 | 0 | 0 | 0 | 0 |  |  |  |  | 0 | 0 | 0 | 0 | 0 | 0 | 0 | 0 | 0 | 1/1/2030 | 12/31/2099 | TRUE | Wind |  | 2026 |  |  |  | REF | 0 | 0 | Real 2021 ¦ 12/22/2022 3:42:52 PM | 0 | Tier 2 Area 1001 Wind 2030 | 0 |  | 1 | Unit |  | PJM | 0 | 0 | 0.12 | 0 | 0 | 0 | 0 | 0 | 0 | 0 | 0 | 0
6737 | Tier 2 Area 1001 Wind 2031 | ATC | 2026 | AEP-KPCO | 0 | 0 | 0 | 0 | 0 |  | 0 | 0 | 0 | 0 | 0 | 0 | 0 | 0 | -1 | 0 | 0 |  | 0 | 0 | 0 | 0 | 0 | 0 | 0 | 0 | 0 | 0 | 0 | 0 | 0 | -1 | 0 | 0 | 0 | 0 | 0 | 0 | 0 | 0 | 0 | 0 | 0 | 0 | 0 | 0 | 0 | 0 | 0 |  |  |  |  | 0 | 0 | 0 | 0 | 0 | 0 | 0 | 0 | 0 | 1/1/2031 | 12/31/2099 | TRUE | Wind |  | 2026 |  |  |  | REF | 0 | 0 | Real 2021 ¦ 12/22/2022 3:42:52 PM | 0 | Tier 2 Area 1001 Wind 2031 | 0 |  | 1 | Unit |  | PJM | 0 | 0 | 0.12 | 0 | 0 | 0 | 0 | 0 | 0 | 0 | 0 | 0
6738 | Tier 2 Area 1001 Wind 2032 | ATC | 2026 | AEP-KPCO | 0 | 0 | 0 | 0 | 0 |  | 0 | 0 | 0 | 0 | 0 | 0 | 0 | 0 | -1 | 0 | 0 |  | 0 | 0 | 0 | 0 | 0 | 0 | 0 | 0 | 0 | 0 | 0 | 0 | 0 | -1 | 0 | 0 | 0 | 0 | 0 | 0 | 0 | 0 | 0 | 0 | 0 | 0 | 0 | 0 | 0 | 0 | 0 |  |  |  |  | 0 | 0 | 0 | 0 | 0 | 0 | 0 | 0 | 0 | 1/1/2032 | 12/31/2099 | TRUE | Wind |  | 2026 |  |  |  | REF | 0 | 0 | Real 2021 ¦ 12/22/2022 3:42:52 PM | 0 | Tier 2 Area 1001 Wind 2032 | 0 |  | 1 | Unit |  | PJM | 0 | 0 | 0.12 | 0 | 0 | 0 | 0 | 0 | 0 | 0 | 0 | 0
6739 | Tier 2 Area 1001 Wind 2033 | ATC | 2026 | AEP-KPCO | 0 | 0 | 0 | 0 | 0 |  | 0 | 0 | 0 | 0 | 0 | 0 | 0 | 0 | -1 | 0 | 0 |  | 0 | 0 | 0 | 0 | 0 | 0 | 0 | 0 | 0 | 0 | 0 | 0 | 0 | -1 | 0 | 0 | 0 | 0 | 0 | 0 | 0 | 0 | 0 | 0 | 0 | 0 | 0 | 0 | 0 | 0 | 0 |  |  |  |  | 0 | 0 | 0 | 0 | 0 | 0 | 0 | 0 | 0 | 1/1/2033 | 12/31/2099 | TRUE | Wind |  | 2026 |  |  |  | REF | 0 | 0 | Real 2021 ¦ 12/22/2022 3:42:52 PM | 0 | Tier 2 Area 1001 Wind 2033 | 0 |  | 1 | Unit |  | PJM | 0 | 0 | 0.12 | 0 | 0 | 0 | 0 | 0 | 0 | 0 | 0 | 0
6740 | Tier 2 Area 1001 Wind 2034 | ATC | 2026 | AEP-KPCO | 0 | 0 | 0 | 0 | 0 |  | 0 | 0 | 0 | 0 | 0 | 0 | 0 | 0 | -1 | 0 | 0 |  | 0 | 0 | 0 | 0 | 0 | 0 | 0 | 0 | 0 | 0 | 0 | 0 | 0 | -1 | 0 | 0 | 0 | 0 | 0 | 0 | 0 | 0 | 0 | 0 | 0 | 0 | 0 | 0 | 0 | 0 | 0 |  |  |  |  | 0 | 0 | 0 | 0 | 0 | 0 | 0 | 0 | 0 | 1/1/2034 | 12/31/2099 | TRUE | Wind |  | 2026 |  |  |  | REF | 0 | 0 | Real 2021 ¦ 12/22/2022 3:42:52 PM | 0 | Tier 2 Area 1001 Wind 2034 | 0 |  | 1 | Unit |  | PJM | 0 | 0 | 0.12 | 0 | 0 | 0 | 0 | 0 | 0 | 0 | 0 | 0
6741 | Tier 2 Area 1001 Wind 2035 | ATC | 2026 | AEP-KPCO | 0 | 0 | 0 | 0 | 0 |  | 0 | 0 | 0 | 0 | 0 | 0 | 0 | 0 | -1 | 0 | 0 |  | 0 | 0 | 0 | 0 | 0 | 0 | 0 | 0 | 0 | 0 | 0 | 0 | 0 | -1 | 0 | 0 | 0 | 0 | 0 | 0 | 0 | 0 | 0 | 0 | 0 | 0 | 0 | 0 | 0 | 0 | 0 |  |  |  |  | 0 | 0 | 0 | 0 | 0 | 0 | 0 | 0 | 0 | 1/1/2035 | 12/31/2099 | TRUE | Wind |  | 2026 |  |  |  | REF | 0 | 0 | Real 2021 ¦ 12/22/2022 3:42:52 PM | 0 | Tier 2 Area 1001 Wind 2035 | 0 |  | 1 | Unit |  | PJM | 0 | 0 | 0.12 | 0 | 0 | 0 | 0 | 0 | 0 | 0 | 0 | 0
6742 | Tier 2 Area 1001 Wind 2036 | ATC | 2026 | AEP-KPCO | 0 | 0 | 0 | 0 | 0 |  | 0 | 0 | 0 | 0 | 0 | 0 | 0 | 0 | -1 | 0 | 0 |  | 0 | 0 | 0 | 0 | 0 | 0 | 0 | 0 | 0 | 0 | 0 | 0 | 0 | -1 | 0 | 0 | 0 | 0 | 0 | 0 | 0 | 0 | 0 | 0 | 0 | 0 | 0 | 0 | 0 | 0 | 0 |  |  |  |  | 0 | 0 | 0 | 0 | 0 | 0 | 0 | 0 | 0 | 1/1/2036 | 12/31/2099 | TRUE | Wind |  | 2026 |  |  |  | REF | 0 | 0 | Real 2021 ¦ 12/22/2022 3:42:52 PM | 0 | Tier 2 Area 1001 Wind 2036 | 0 |  | 1 | Unit |  | PJM | 0 | 0 | 0.12 | 0 | 0 | 0 | 0 | 0 | 0 | 0 | 0 | 0
6743 | Tier 2 Area 1001 Wind 2037 | ATC | 2026 | AEP-KPCO | 0 | 0 | 0 | 0 | 0 |  | 0 | 0 | 0 | 0 | 0 | 0 | 0 | 0 | -1 | 0 | 0 |  | 0 | 0 | 0 | 0 | 0 | 0 | 0 | 0 | 0 | 0 | 0 | 0 | 0 | -1 | 0 | 0 | 0 | 0 | 0 | 0 | 0 | 0 | 0 | 0 | 0 | 0 | 0 | 0 | 0 | 0 | 0 |  |  |  |  | 0 | 0 | 0 | 0 | 0 | 0 | 0 | 0 | 0 | 1/1/2037 | 12/31/2099 | TRUE | Wind |  | 2026 |  |  |  | REF | 0 | 0 | Real 2021 ¦ 12/22/2022 3:42:52 PM | 0 | Tier 2 Area 1001 Wind 2037 | 0 |  | 1 | Unit |  | PJM | 0 | 0 | 0.12 | 0 | 0 | 0 | 0 | 0 | 0 | 0 | 0 | 0
6744 | Tier 2 Area 1001 Wind 2038 | ATC | 2026 | AEP-KPCO | 0 | 0 | 0 | 0 | 0 |  | 0 | 0 | 0 | 0 | 0 | 0 | 0 | 0 | -1 | 0 | 0 |  | 0 | 0 | 0 | 0 | 0 | 0 | 0 | 0 | 0 | 0 | 0 | 0 | 0 | -1 | 0 | 0 | 0 | 0 | 0 | 0 | 0 | 0 | 0 | 0 | 0 | 0 | 0 | 0 | 0 | 0 | 0 |  |  |  |  | 0 | 0 | 0 | 0 | 0 | 0 | 0 | 0 | 0 | 1/1/2038 | 12/31/2099 | TRUE | Wind |  | 2026 |  |  |  | REF | 0 | 0 | Real 2021 ¦ 12/22/2022 3:42:52 PM | 0 | Tier 2 Area 1001 Wind 2038 | 0 |  | 1 | Unit |  | PJM | 0 | 0 | 0.12 | 0 | 0 | 0 | 0 | 0 | 0 | 0 | 0 | 0
6745 | Tier 2 Area 1001 Wind 2039 | ATC | 2026 | AEP-KPCO | 0 | 0 | 0 | 0 | 0 |  | 0 | 0 | 0 | 0 | 0 | 0 | 0 | 0 | -1 | 0 | 0 |  | 0 | 0 | 0 | 0 | 0 | 0 | 0 | 0 | 0 | 0 | 0 | 0 | 0 | -1 | 0 | 0 | 0 | 0 | 0 | 0 | 0 | 0 | 0 | 0 | 0 | 0 | 0 | 0 | 0 | 0 | 0 |  |  |  |  | 0 | 0 | 0 | 0 | 0 | 0 | 0 | 0 | 0 | 1/1/2039 | 12/31/2099 | TRUE | Wind |  | 2026 |  |  |  | REF | 0 | 0 | Real 2021 ¦ 12/22/2022 3:42:52 PM | 0 | Tier 2 Area 1001 Wind 2039 | 0 |  | 1 | Unit |  | PJM | 0 | 0 | 0.12 | 0 | 0 | 0 | 0 | 0 | 0 | 0 | 0 | 0
6746 | Tier 2 Area 1001 Wind 2040 | ATC | 2026 | AEP-KPCO | 0 | 0 | 0 | 0 | 0 |  | 0 | 0 | 0 | 0 | 0 | 0 | 0 | 0 | -1 | 0 | 0 |  | 0 | 0 | 0 | 0 | 0 | 0 | 0 | 0 | 0 | 0 | 0 | 0 | 0 | -1 | 0 | 0 | 0 | 0 | 0 | 0 | 0 | 0 | 0 | 0 | 0 | 0 | 0 | 0 | 0 | 0 | 0 |  |  |  |  | 0 | 0 | 0 | 0 | 0 | 0 | 0 | 0 | 0 | 1/1/2040 | 12/31/2099 | TRUE | Wind |  | 2026 |  |  |  | REF | 0 | 0 | Real 2021 ¦ 12/22/2022 3:42:52 PM | 0 | Tier 2 Area 1001 Wind 2040 | 0 |  | 1 | Unit |  | PJM | 0 | 0 | 0.12 | 0 | 0 | 0 | 0 | 0 | 0 | 0 | 0 | 0
6747 | Tier 2 Area 1001 Wind 2041 | ATC | 2026 | AEP-KPCO | 0 | 0 | 0 | 0 | 0 |  | 0 | 0 | 0 | 0 | 0 | 0 | 0 | 0 | -1 | 0 | 0 |  | 0 | 0 | 0 | 0 | 0 | 0 | 0 | 0 | 0 | 0 | 0 | 0 | 0 | -1 | 0 | 0 | 0 | 0 | 0 | 0 | 0 | 0 | 0 | 0 | 0 | 0 | 0 | 0 | 0 | 0 | 0 |  |  |  |  | 0 | 0 | 0 | 0 | 0 | 0 | 0 | 0 | 0 | 1/1/2041 | 12/31/2099 | TRUE | Wind |  | 2026 |  |  |  | REF | 0 | 0 | Real 2021 ¦ 12/22/2022 3:42:52 PM | 0 | Tier 2 Area 1001 Wind 2041 | 0 |  | 1 | Unit |  | PJM | 0 | 0 | 0.12 | 0 | 0 | 0 | 0 | 0 | 0 | 0 | 0 | 0
6748 | Tier 2 Area 1001 Wind 2042 | ATC | 2026 | AEP-KPCO | 0 | 0 | 0 | 0 | 0 |  | 0 | 0 | 0 | 0 | 0 | 0 | 0 | 0 | -1 | 0 | 0 |  | 0 | 0 | 0 | 0 | 0 | 0 | 0 | 0 | 0 | 0 | 0 | 0 | 0 | -1 | 0 | 0 | 0 | 0 | 0 | 0 | 0 | 0 | 0 | 0 | 0 | 0 | 0 | 0 | 0 | 0 | 0 |  |  |  |  | 0 | 0 | 0 | 0 | 0 | 0 | 0 | 0 | 0 | 1/1/2042 | 12/31/2099 | TRUE | Wind |  | 2026 |  |  |  | REF | 0 | 0 | Real 2021 ¦ 12/22/2022 3:42:52 PM | 0 | Tier 2 Area 1001 Wind 2042 | 0 |  | 1 | Unit |  | PJM | 0 | 0 | 0.12 | 0 | 0 | 0 | 0 | 0 | 0 | 0 | 0 | 0
6749 | Tier 2 Area 1001 Wind 2043 | ATC | 2026 | AEP-KPCO | 0 | 0 | 0 | 0 | 0 |  | 0 | 0 | 0 | 0 | 0 | 0 | 0 | 0 | -1 | 0 | 0 |  | 0 | 0 | 0 | 0 | 0 | 0 | 0 | 0 | 0 | 0 | 0 | 0 | 0 | -1 | 0 | 0 | 0 | 0 | 0 | 0 | 0 | 0 | 0 | 0 | 0 | 0 | 0 | 0 | 0 | 0 | 0 |  |  |  |  | 0 | 0 | 0 | 0 | 0 | 0 | 0 | 0 | 0 | 1/1/2043 | 12/31/2099 | TRUE | Wind |  | 2026 |  |  |  | REF | 0 | 0 | Real 2021 ¦ 12/22/2022 3:42:52 PM | 0 | Tier 2 Area 1001 Wind 2043 | 0 |  | 1 | Unit |  | PJM | 0 | 0 | 0.12 | 0 | 0 | 0 | 0 | 0 | 0 | 0 | 0 | 0
6750 | Big Sandy #1_Ext Gas Capitalized | ATC | 2026 | AEP-KPCO | 0 | 0 | 0 | 0 | 0 |  | 0 | 0 | 0 | 0 | 0 | 0 | 0 | 0 | -1 | 0 | 0 |  | 0 | 0 | 0 | 0 | 0 | 0 | 0 | 0 | 0 | 0 | 0 | 0 | 0 | -1 | 0 | 0 | 0 | 0 | 0 | 0 | 0 | 0 | 0 | 0 | 0 | 0 | 0 | 0 | 0 | 0 | 0 |  |  |  |  | 0 | 0 | 0 | 0 | 0 | 0 | 0 | 0 | 0 | 6/1/2031 | 5/31/2041 | TRUE | TCO |  | 2026 |  |  |  | REF | 0 | 0 | Real 2021 ¦ 12/22/2022 3:42:52 PM | 0 | Big Sandy #1_Ext Gas Capitalized | 0 |  | 2 | Unit |  | PJM | 0 | 0 | 0.95 | 0 | 0 | 0 | 0 | 0 | 0 | 0 | 0 | 0
6751 | Big Sandy #1_Ext Gas FOM Capitalized | ATC | 2026 | AEP-KPCO | 0 | 0 | 0 | 0 | 0 |  | 0 | 0 | 0 | 0 | 0 | 0 | 0 | 0 | -1 | 0 | 0 |  | 0 | 0 | 0 | 0 | 0 | 0 | 0 | 0 | 0 | 0 | 0 | 0 | 0 | -1 | 0 | 0 | 0 | 0 | 0 | 0 | 0 | 0 | 0 | 0 | 0 | 0 | 0 | 0 | 0 | 0 | 0 |  |  |  |  | 0 | 0 | 0 | 0 | 0 | 0 | 0 | 0 | 0 | 6/1/2031 | 5/31/2041 | TRUE | TCO |  | 2026 |  |  |  | REF | 0 | 0 | Real 2021 ¦ 12/22/2022 3:42:52 PM | 0 | Big Sandy #1_Ext Gas FOM Capitalized | 0 |  | 2 | Unit |  | PJM | 0 | 0 | 0.95 | 0 | 0 | 0 | 0 | 0 | 0 | 0 | 0 | 0
8018 | Big Sandy #1 Gas | ATC | 2027 | AEP-KPCO | 280.1667 | 295 | 0 | 29.2831 | 29.4764 | 29.452 | 28.0727 | 3094.0574 | 295.4 | 3094.0574 | 0 | 0 | 0 | 2.7077 | -1 | 15566268 | 9638 | 9789.6162 | 9189.5605 | 56.0334 | 181.5159 | 1590079.625 | 1590079.625 | 0 | 19.3151 | 78.3333 | 15566268 | 57523.2227 | 57523.2227 | 0 | 0 | -1 | 0 | 184.4756 | 11 | 42161.9609 | 7.3089 | 0.060886 | 0 | 7.248 | 0 | 0 | 0 | 7413.6309 | 4603.9448 | 2148.0984 | 0 | 2455.8462 | 0 | 0.61531 | 36.1763 | 31.5139 | 4.6624 | 65.1517 | 8.3675 | 6.4658 | 0 | 0 | 6862 | 1590079.625 | 0 | 0 | 5/30/2016 | 5/30/2031 | TRUE | TCO |  | 2027 |  |  |  | REF | 0 | 0 | Real 2021 ¦ 12/22/2022 3:42:52 PM | 0 | 13555 | 0 |  | 2 | Unit |  | PJM | 280.25 | 0 | 0.95 | 0 | 0 | 184.4756 | 0 | 2454260.75 | 0 | 42161.9609 | 0 | 0
8019 | Mitchell #1 (WV) | ATC | 2027 | AEP-KPCO | 559.733 | 770 | 0 | 33.851 | 33.5359 | 31.5913 | 31.939 | 19642.6582 | 816 | 19642.6582 | 0 | 0 | 0 | 2.4496 | -1 | 17781732 | 10047 | 10124.8682 | 9269.1455 | 268.6718 | 200.4844 | 1756243.25 | 1756243.25 | 0 | 12.1461 | 40.8562 | 17781732 | 68771.6406 | 68771.6406 | 0 | 0 | -1 | 0 | 1549.7784 | 49 | 43558.543 | 6.173 | 0.47454 | 0 | 5.6984 | 0 | 0 | 0 | -7902.8608 | 11763.6924 | 4555.1152 | 0 | 7208.5771 | 0 | 0.26037 | 39.1584 | 43.6582 | -4.4999 | 159.8279 | 178.6231 | 31.6438 | 0 | 0 | 3579 | 1756243.25 | 0 | 0 | 5/1/1971 | 5/31/2028 | TRUE | Mitchell 1 Coal Price |  | 2027 |  |  |  | REF | 0 | 0 | Real 2021 ¦ 12/22/2022 3:42:52 PM | 0 | 3102 | 0 |  | 3 | Unit |  | PJM | 685.3 | 0 | 0.89 | 0 | 0 | 1549.7784 | 0 | 4903261.5 | 0 | 43558.543 | 0 | 0
8020 | Mitchell #2 (WV) | ATC | 2027 | AEP-KPCO | 601.7271 | 790 | 0 | 38.2654 | 38.176 | 35.7214 | 36.358 | 20087.4902 | 816 | 20087.4902 | 0 | 0 | 0 | 2.4224 | -1 | 13289602 | 10224 | 10295.04 | 9439.4873 | 288.829 | 147.3601 | 1290874.125 | 1290874.125 | 0 | 9.1324 | 24.0868 | 13289602 | 55798.1914 | 55798.1914 | 0 | 0 | -1 | 0 | 1138.6127 | 36 | 32193.0645 | 4.5383 | 0.14766 | 0 | 4.3907 | 0 | 0 | 0 | -11539.7295 | 13811.2188 | 3364.7993 | 0 | 10446.4189 | 0 | 0.18653 | 43.2251 | 52.1646 | -8.9395 | 107.5365 | 64.9031 | 123.3699 | 0 | 0 | 2110 | 1290874.125 | 0 | 0 | 5/1/1971 | 5/31/2028 | TRUE | Mitchell 2 Coal Price |  | 2027 |  |  |  | REF | 0 | 0 | Real 2021 ¦ 12/22/2022 3:42:52 PM | 0 | 3105 | 0 |  | 3 | Unit |  | PJM | 703.1 | 0 | 0.89 | 0 | 0 | 1138.6127 | 0 | 5271129 | 0 | 32193.0645 | 0 | 0
8021 | Area 1001 Gas CC 2x1 2024 | ATC | 2027 | AEP-KPCO | 937.9828 | 1033.9979 | 0 | 17.5266 | 21.5815 | 17.6125 | 16.4795 | 163523.7344 | 1083 | 149633.4688 | 13890.2773 | 0 | 0 | 2.4431 | -1 | 50861752 | 6370 | 6383.3877 | 5941.4287 | 281.3948 | 909.5697 | 7967831 | 7967831 | 0 | 0 | 100 | 50861752 | 264390.3125 | 264390.3125 | 0 | 0 | -1 | 0 | 0 | 0 | 124686.875 | 1.468 | 0 | 0 | 1.468 | 0 | 0 | 0 | -39467.1016 | 15645.332 | 15645.332 | 0 | 0 | 0 | 0.87966 | 33.1822 | 38.1355 | -4.9533 | 1.4518 | 61.6521 | 34.363 | 0 | 0 | 8760 | 7967831 | 0 | 0 | 1/1/2024 | 12/31/2099 | TRUE | TCO |  | 2027 |  |  |  | REF | 0 | 0 | Real 2021 ¦ 12/22/2022 3:42:52 PM | 0 | Area 1001 Gas CC 2x1 2024 | 0 |  | 1 | Unit |  | PJM | 1045.095 | 0 | 0.965 | 0 | 0 | 0 | 0 | 8216729.5 | 0 | 124686.875 | 0 | 0
8022 | Area 1001 Gas CC 2x1 2025 | ATC | 2027 | AEP-KPCO | 937.9828 | 1033.9979 | 0 | 17.5266 | 21.5815 | 17.6125 | 16.4795 | 156727.6406 | 1083 | 142837.3594 | 13890.2773 | 0 | 0 | 2.4431 | -1 | 50861752 | 6370 | 6383.3877 | 5941.4287 | 281.3948 | 909.5697 | 7967831 | 7967831 | 0 | 0 | 100 | 50861752 | 264390.3125 | 264390.3125 | 0 | 0 | -1 | 0 | 0 | 0 | 124686.875 | 0 | 0 | 0 | 0 | 0 | 0 | 0 | -32670.998 | 15645.332 | 15645.332 | 0 | 0 | 0 | 0.87966 | 33.1822 | 37.2826 | -4.1004 | 1.4518 | 61.6521 | 34.363 | 0 | 0 | 8760 | 7967831 | 0 | 0 | 1/1/2025 | 12/31/2099 | TRUE | TCO |  | 2027 |  |  |  | REF | 0 | 0 | Real 2021 ¦ 12/22/2022 3:42:52 PM | 0 | Area 1001 Gas CC 2x1 2025 | 0 |  | 1 | Unit |  | PJM | 1045.095 | 0 | 0.965 | 0 | 0 | 0 | 0 | 8216729.5 | 0 | 124686.875 | 0 | 0
8023 | Area 1001 Gas CC 2x1 2026 | ATC | 2027 | AEP-KPCO | 937.9828 | 1033.9979 | 0 | 17.5266 | 21.5815 | 17.6125 | 16.4795 | 157383.4062 | 1083 | 143493.125 | 13890.2773 | 0 | 0 | 2.4431 | -1 | 50861752 | 6370 | 6383.3877 | 5941.4287 | 281.3948 | 909.5697 | 7967831 | 7967831 | 0 | 0 | 100 | 50861752 | 264390.3125 | 264390.3125 | 0 | 0 | -1 | 0 | 0 | 0 | 124686.875 | 0 | 0 | 0 | 0 | 0 | 0 | 0 | -33326.7617 | 15645.332 | 15645.332 | 0 | 0 | 0 | 0.87966 | 33.1822 | 37.3649 | -4.1827 | 1.4518 | 61.6521 | 34.363 | 0 | 0 | 8760 | 7967831 | 0 | 0 | 1/1/2026 | 12/31/2099 | TRUE | TCO |  | 2027 |  |  |  | REF | 0 | 0 | Real 2021 ¦ 12/22/2022 3:42:52 PM | 0 | Area 1001 Gas CC 2x1 2026 | 0 |  | 1 | Unit |  | PJM | 1045.095 | 0 | 0.965 | 0 | 0 | 0 | 0 | 8216729.5 | 0 | 124686.875 | 0 | 0
8024 | Area 1001 Gas CC 2x1 2027 | ATC | 2027 | AEP-KPCO | 937.9828 | 1033.9979 | 0 | 17.5266 | 21.5815 | 17.6125 | 16.4795 | 158277.625 | 1083 | 144387.3438 | 13890.2773 | 0 | 0 | 2.4431 | -1 | 50861752 | 6370 | 6383.3877 | 5941.4287 | 281.3948 | 909.5697 | 7967831 | 7967831 | 0 | 1.9635 | 100 | 50861752 | 264390.3125 | 264390.3125 | 0 | 0 | -1 | 0 | 22.866 | 1 | 124686.875 | 0 | 0 | 0 | 0 | 0 | 0 | 0 | -34243.8516 | 15645.332 | 15645.332 | 0 | 0 | 0 | 0.87966 | 33.1822 | 37.48 | -4.2978 | 1.4518 | 61.6521 | 34.363 | 0 | 0 | 8760 | 7967831 | 0 | 0 | 1/1/2027 | 12/31/2099 | TRUE | TCO |  | 2027 |  |  |  | REF | 0 | 0 | Real 2021 ¦ 12/22/2022 3:42:52 PM | 0 | Area 1001 Gas CC 2x1 2027 | 0 |  | 1 | Unit |  | PJM | 1045.095 | 0 | 0.965 | 0 | 0 | 22.866 | 0 | 8216729.5 | 0 | 124686.875 | 0 | 0
8025 | Area 1001 Gas CC 2x1 2028 | ATC | 2027 | AEP-KPCO | 0 | 0 | 0 | 0 | 0 |  | 0 | 0 | 0 | 0 | 0 | 0 | 0 | 0 | -1 | 0 | 0 |  | 0 | 0 | 0 | 0 | 0 | 0 | 0 | 0 | 0 | 0 | 0 | 0 | 0 | -1 | 0 | 0 | 0 | 0 | 0 | 0 | 0 | 0 | 0 | 0 | 0 | 0 | 0 | 0 | 0 | 0 | 0 |  |  |  |  | 0 | 0 | 0 | 0 | 0 | 0 | 0 | 0 | 0 | 1/1/2028 | 12/31/2099 | TRUE | TCO |  | 2027 |  |  |  | REF | 0 | 0 | Real 2021 ¦ 12/22/2022 3:42:52 PM | 0 | Area 1001 Gas CC 2x1 2028 | 0 |  | 1 | Unit |  | PJM | 0 | 0 | 0.965 | 0 | 0 | 0 | 0 | 0 | 0 | 0 | 0 | 0
8026 | Area 1001 Gas CC 2x1 2029 | ATC | 2027 | AEP-KPCO | 0 | 0 | 0 | 0 | 0 |  | 0 | 0 | 0 | 0 | 0 | 0 | 0 | 0 | -1 | 0 | 0 |  | 0 | 0 | 0 | 0 | 0 | 0 | 0 | 0 | 0 | 0 | 0 | 0 | 0 | -1 | 0 | 0 | 0 | 0 | 0 | 0 | 0 | 0 | 0 | 0 | 0 | 0 | 0 | 0 | 0 | 0 | 0 |  |  |  |  | 0 | 0 | 0 | 0 | 0 | 0 | 0 | 0 | 0 | 1/1/2029 | 12/31/2099 | TRUE | TCO |  | 2027 |  |  |  | REF | 0 | 0 | Real 2021 ¦ 12/22/2022 3:42:52 PM | 0 | Area 1001 Gas CC 2x1 2029 | 0 |  | 1 | Unit |  | PJM | 0 | 0 | 0.965 | 0 | 0 | 0 | 0 | 0 | 0 | 0 | 0 | 0
8027 | Area 1001 Gas CC 2x1 2030 | ATC | 2027 | AEP-KPCO | 0 | 0 | 0 | 0 | 0 |  | 0 | 0 | 0 | 0 | 0 | 0 | 0 | 0 | -1 | 0 | 0 |  | 0 | 0 | 0 | 0 | 0 | 0 | 0 | 0 | 0 | 0 | 0 | 0 | 0 | -1 | 0 | 0 | 0 | 0 | 0 | 0 | 0 | 0 | 0 | 0 | 0 | 0 | 0 | 0 | 0 | 0 | 0 |  |  |  |  | 0 | 0 | 0 | 0 | 0 | 0 | 0 | 0 | 0 | 1/1/2030 | 12/31/2099 | TRUE | TCO |  | 2027 |  |  |  | REF | 0 | 0 | Real 2021 ¦ 12/22/2022 3:42:52 PM | 0 | Area 1001 Gas CC 2x1 2030 | 0 |  | 1 | Unit |  | PJM | 0 | 0 | 0.965 | 0 | 0 | 0 | 0 | 0 | 0 | 0 | 0 | 0
8028 | Area 1001 Gas CC 2x1 2031 | ATC | 2027 | AEP-KPCO | 0 | 0 | 0 | 0 | 0 |  | 0 | 0 | 0 | 0 | 0 | 0 | 0 | 0 | -1 | 0 | 0 |  | 0 | 0 | 0 | 0 | 0 | 0 | 0 | 0 | 0 | 0 | 0 | 0 | 0 | -1 | 0 | 0 | 0 | 0 | 0 | 0 | 0 | 0 | 0 | 0 | 0 | 0 | 0 | 0 | 0 | 0 | 0 |  |  |  |  | 0 | 0 | 0 | 0 | 0 | 0 | 0 | 0 | 0 | 1/1/2031 | 12/31/2099 | TRUE | TCO |  | 2027 |  |  |  | REF | 0 | 0 | Real 2021 ¦ 12/22/2022 3:42:52 PM | 0 | Area 1001 Gas CC 2x1 2031 | 0 |  | 1 | Unit |  | PJM | 0 | 0 | 0.965 | 0 | 0 | 0 | 0 | 0 | 0 | 0 | 0 | 0
8029 | Area 1001 Gas CC 2x1 2032 | ATC | 2027 | AEP-KPCO | 0 | 0 | 0 | 0 | 0 |  | 0 | 0 | 0 | 0 | 0 | 0 | 0 | 0 | -1 | 0 | 0 |  | 0 | 0 | 0 | 0 | 0 | 0 | 0 | 0 | 0 | 0 | 0 | 0 | 0 | -1 | 0 | 0 | 0 | 0 | 0 | 0 | 0 | 0 | 0 | 0 | 0 | 0 | 0 | 0 | 0 | 0 | 0 |  |  |  |  | 0 | 0 | 0 | 0 | 0 | 0 | 0 | 0 | 0 | 1/1/2032 | 12/31/2099 | TRUE | TCO |  | 2027 |  |  |  | REF | 0 | 0 | Real 2021 ¦ 12/22/2022 3:42:52 PM | 0 | Area 1001 Gas CC 2x1 2032 | 0 |  | 1 | Unit |  | PJM | 0 | 0 | 0.965 | 0 | 0 | 0 | 0 | 0 | 0 | 0 | 0 | 0
8030 | Area 1001 Gas CC 2x1 2033 | ATC | 2027 | AEP-KPCO | 0 | 0 | 0 | 0 | 0 |  | 0 | 0 | 0 | 0 | 0 | 0 | 0 | 0 | -1 | 0 | 0 |  | 0 | 0 | 0 | 0 | 0 | 0 | 0 | 0 | 0 | 0 | 0 | 0 | 0 | -1 | 0 | 0 | 0 | 0 | 0 | 0 | 0 | 0 | 0 | 0 | 0 | 0 | 0 | 0 | 0 | 0 | 0 |  |  |  |  | 0 | 0 | 0 | 0 | 0 | 0 | 0 | 0 | 0 | 1/1/2033 | 12/31/2099 | TRUE | TCO |  | 2027 |  |  |  | REF | 0 | 0 | Real 2021 ¦ 12/22/2022 3:42:52 PM | 0 | Area 1001 Gas CC 2x1 2033 | 0 |  | 1 | Unit |  | PJM | 0 | 0 | 0.965 | 0 | 0 | 0 | 0 | 0 | 0 | 0 | 0 | 0
8031 | Area 1001 Gas CC 2x1 2034 | ATC | 2027 | AEP-KPCO | 0 | 0 | 0 | 0 | 0 |  | 0 | 0 | 0 | 0 | 0 | 0 | 0 | 0 | -1 | 0 | 0 |  | 0 | 0 | 0 | 0 | 0 | 0 | 0 | 0 | 0 | 0 | 0 | 0 | 0 | -1 | 0 | 0 | 0 | 0 | 0 | 0 | 0 | 0 | 0 | 0 | 0 | 0 | 0 | 0 | 0 | 0 | 0 |  |  |  |  | 0 | 0 | 0 | 0 | 0 | 0 | 0 | 0 | 0 | 1/1/2034 | 12/31/2099 | TRUE | TCO |  | 2027 |  |  |  | REF | 0 | 0 | Real 2021 ¦ 12/22/2022 3:42:52 PM | 0 | Area 1001 Gas CC 2x1 2034 | 0 |  | 1 | Unit |  | PJM | 0 | 0 | 0.965 | 0 | 0 | 0 | 0 | 0 | 0 | 0 | 0 | 0
8032 | Area 1001 Gas CC 2x1 2035 | ATC | 2027 | AEP-KPCO | 0 | 0 | 0 | 0 | 0 |  | 0 | 0 | 0 | 0 | 0 | 0 | 0 | 0 | -1 | 0 | 0 |  | 0 | 0 | 0 | 0 | 0 | 0 | 0 | 0 | 0 | 0 | 0 | 0 | 0 | -1 | 0 | 0 | 0 | 0 | 0 | 0 | 0 | 0 | 0 | 0 | 0 | 0 | 0 | 0 | 0 | 0 | 0 |  |  |  |  | 0 | 0 | 0 | 0 | 0 | 0 | 0 | 0 | 0 | 1/1/2035 | 12/31/2099 | TRUE | TCO |  | 2027 |  |  |  | REF | 0 | 0 | Real 2021 ¦ 12/22/2022 3:42:52 PM | 0 | Area 1001 Gas CC 2x1 2035 | 0 |  | 1 | Unit |  | PJM | 0 | 0 | 0.965 | 0 | 0 | 0 | 0 | 0 | 0 | 0 | 0 | 0
8033 | Area 1001 Gas CC 2x1 2036 | ATC | 2027 | AEP-KPCO | 0 | 0 | 0 | 0 | 0 |  | 0 | 0 | 0 | 0 | 0 | 0 | 0 | 0 | -1 | 0 | 0 |  | 0 | 0 | 0 | 0 | 0 | 0 | 0 | 0 | 0 | 0 | 0 | 0 | 0 | -1 | 0 | 0 | 0 | 0 | 0 | 0 | 0 | 0 | 0 | 0 | 0 | 0 | 0 | 0 | 0 | 0 | 0 |  |  |  |  | 0 | 0 | 0 | 0 | 0 | 0 | 0 | 0 | 0 | 1/1/2036 | 12/31/2099 | TRUE | TCO |  | 2027 |  |  |  | REF | 0 | 0 | Real 2021 ¦ 12/22/2022 3:42:52 PM | 0 | Area 1001 Gas CC 2x1 2036 | 0 |  | 1 | Unit |  | PJM | 0 | 0 | 0.965 | 0 | 0 | 0 | 0 | 0 | 0 | 0 | 0 | 0
8034 | Area 1001 Gas CC 2x1 2037 | ATC | 2027 | AEP-KPCO | 0 | 0 | 0 | 0 | 0 |  | 0 | 0 | 0 | 0 | 0 | 0 | 0 | 0 | -1 | 0 | 0 |  | 0 | 0 | 0 | 0 | 0 | 0 | 0 | 0 | 0 | 0 | 0 | 0 | 0 | -1 | 0 | 0 | 0 | 0 | 0 | 0 | 0 | 0 | 0 | 0 | 0 | 0 | 0 | 0 | 0 | 0 | 0 |  |  |  |  | 0 | 0 | 0 | 0 | 0 | 0 | 0 | 0 | 0 | 1/1/2037 | 12/31/2099 | TRUE | TCO |  | 2027 |  |  |  | REF | 0 | 0 | Real 2021 ¦ 12/22/2022 3:42:52 PM | 0 | Area 1001 Gas CC 2x1 2037 | 0 |  | 1 | Unit |  | PJM | 0 | 0 | 0.965 | 0 | 0 | 0 | 0 | 0 | 0 | 0 | 0 | 0
8035 | Area 1001 Gas CC 2x1 2038 | ATC | 2027 | AEP-KPCO | 0 | 0 | 0 | 0 | 0 |  | 0 | 0 | 0 | 0 | 0 | 0 | 0 | 0 | -1 | 0 | 0 |  | 0 | 0 | 0 | 0 | 0 | 0 | 0 | 0 | 0 | 0 | 0 | 0 | 0 | -1 | 0 | 0 | 0 | 0 | 0 | 0 | 0 | 0 | 0 | 0 | 0 | 0 | 0 | 0 | 0 | 0 | 0 |  |  |  |  | 0 | 0 | 0 | 0 | 0 | 0 | 0 | 0 | 0 | 1/1/2038 | 12/31/2099 | TRUE | TCO |  | 2027 |  |  |  | REF | 0 | 0 | Real 2021 ¦ 12/22/2022 3:42:52 PM | 0 | Area 1001 Gas CC 2x1 2038 | 0 |  | 1 | Unit |  | PJM | 0 | 0 | 0.965 | 0 | 0 | 0 | 0 | 0 | 0 | 0 | 0 | 0
8036 | Area 1001 Gas CC 2x1 2039 | ATC | 2027 | AEP-KPCO | 0 | 0 | 0 | 0 | 0 |  | 0 | 0 | 0 | 0 | 0 | 0 | 0 | 0 | -1 | 0 | 0 |  | 0 | 0 | 0 | 0 | 0 | 0 | 0 | 0 | 0 | 0 | 0 | 0 | 0 | -1 | 0 | 0 | 0 | 0 | 0 | 0 | 0 | 0 | 0 | 0 | 0 | 0 | 0 | 0 | 0 | 0 | 0 |  |  |  |  | 0 | 0 | 0 | 0 | 0 | 0 | 0 | 0 | 0 | 1/1/2039 | 12/31/2099 | TRUE | TCO |  | 2027 |  |  |  | REF | 0 | 0 | Real 2021 ¦ 12/22/2022 3:42:52 PM | 0 | Area 1001 Gas CC 2x1 2039 | 0 |  | 1 | Unit |  | PJM | 0 | 0 | 0.965 | 0 | 0 | 0 | 0 | 0 | 0 | 0 | 0 | 0
8037 | Area 1001 Gas CC 2x1 2040 | ATC | 2027 | AEP-KPCO | 0 | 0 | 0 | 0 | 0 |  | 0 | 0 | 0 | 0 | 0 | 0 | 0 | 0 | -1 | 0 | 0 |  | 0 | 0 | 0 | 0 | 0 | 0 | 0 | 0 | 0 | 0 | 0 | 0 | 0 | -1 | 0 | 0 | 0 | 0 | 0 | 0 | 0 | 0 | 0 | 0 | 0 | 0 | 0 | 0 | 0 | 0 | 0 |  |  |  |  | 0 | 0 | 0 | 0 | 0 | 0 | 0 | 0 | 0 | 1/1/2040 | 12/31/2099 | TRUE | TCO |  | 2027 |  |  |  | REF | 0 | 0 | Real 2021 ¦ 12/22/2022 3:42:52 PM | 0 | Area 1001 Gas CC 2x1 2040 | 0 |  | 1 | Unit |  | PJM | 0 | 0 | 0.965 | 0 | 0 | 0 | 0 | 0 | 0 | 0 | 0 | 0
8038 | Area 1001 Gas CC 2x1 2041 | ATC | 2027 | AEP-KPCO | 0 | 0 | 0 | 0 | 0 |  | 0 | 0 | 0 | 0 | 0 | 0 | 0 | 0 | -1 | 0 | 0 |  | 0 | 0 | 0 | 0 | 0 | 0 | 0 | 0 | 0 | 0 | 0 | 0 | 0 | -1 | 0 | 0 | 0 | 0 | 0 | 0 | 0 | 0 | 0 | 0 | 0 | 0 | 0 | 0 | 0 | 0 | 0 |  |  |  |  | 0 | 0 | 0 | 0 | 0 | 0 | 0 | 0 | 0 | 1/1/2041 | 12/31/2099 | TRUE | TCO |  | 2027 |  |  |  | REF | 0 | 0 | Real 2021 ¦ 12/22/2022 3:42:52 PM | 0 | Area 1001 Gas CC 2x1 2041 | 0 |  | 1 | Unit |  | PJM | 0 | 0 | 0.965 | 0 | 0 | 0 | 0 | 0 | 0 | 0 | 0 | 0
8039 | Area 1001 Gas CC 2x1 2042 | ATC | 2027 | AEP-KPCO | 0 | 0 | 0 | 0 | 0 |  | 0 | 0 | 0 | 0 | 0 | 0 | 0 | 0 | -1 | 0 | 0 |  | 0 | 0 | 0 | 0 | 0 | 0 | 0 | 0 | 0 | 0 | 0 | 0 | 0 | -1 | 0 | 0 | 0 | 0 | 0 | 0 | 0 | 0 | 0 | 0 | 0 | 0 | 0 | 0 | 0 | 0 | 0 |  |  |  |  | 0 | 0 | 0 | 0 | 0 | 0 | 0 | 0 | 0 | 1/1/2042 | 12/31/2099 | TRUE | TCO |  | 2027 |  |  |  | REF | 0 | 0 | Real 2021 ¦ 12/22/2022 3:42:52 PM | 0 | Area 1001 Gas CC 2x1 2042 | 0 |  | 1 | Unit |  | PJM | 0 | 0 | 0.965 | 0 | 0 | 0 | 0 | 0 | 0 | 0 | 0 | 0
8040 | Area 1001 Gas CC 2x1 2043 | ATC | 2027 | AEP-KPCO | 0 | 0 | 0 | 0 | 0 |  | 0 | 0 | 0 | 0 | 0 | 0 | 0 | 0 | -1 | 0 | 0 |  | 0 | 0 | 0 | 0 | 0 | 0 | 0 | 0 | 0 | 0 | 0 | 0 | 0 | -1 | 0 | 0 | 0 | 0 | 0 | 0 | 0 | 0 | 0 | 0 | 0 | 0 | 0 | 0 | 0 | 0 | 0 |  |  |  |  | 0 | 0 | 0 | 0 | 0 | 0 | 0 | 0 | 0 | 1/1/2043 | 12/31/2099 | TRUE | TCO |  | 2027 |  |  |  | REF | 0 | 0 | Real 2021 ¦ 12/22/2022 3:42:52 PM | 0 | Area 1001 Gas CC 2x1 2043 | 0 |  | 1 | Unit |  | PJM | 0 | 0 | 0.965 | 0 | 0 | 0 | 0 | 0 | 0 | 0 | 0 | 0
8041 | Area 1001 Gas CC 1x1 2024 | ATC | 2027 | AEP-KPCO | 362.0284 | 399.0869 | 0 | 18.3829 | 22.4378 | 18.4741 | 17.3358 | 72755.3125 | 418 | 66565.8203 | 6189.4937 | 0 | 0 | 2.4431 | -1 | 19535450 | 6431 | 6451.2686 | 6002.4287 | 108.6085 | 345.6799 | 3028156.25 | 3028156.25 | 0 | 0 | 100 | 19535450 | 100861.5078 | 100861.5078 | 0 | 0 | -1 | 0 | 0 | 0 | 47854.2031 | 0.9143 | 0 | 0 | 0.9143 | 0 | 0 | 0 | -27836.3672 | 8087.8022 | 8087.8022 | 0 | 0 | 0 | 0.86618 | 33.3079 | 42.5004 | -9.1925 | 0.56034 | 23.7956 | 13.2629 | 0 | 0 | 8760 | 3028156.25 | 0 | 0 | 1/1/2024 | 12/31/2099 | TRUE | TCO |  | 2027 |  |  |  | REF | 0 | 0 | Real 2021 ¦ 12/22/2022 3:42:52 PM | 0 | Area 1001 Gas CC 1x1 2024 | 0 |  | 1 | Unit |  | PJM | 403.37 | 0 | 0.965 | 0 | 0 | 0 | 0 | 3171369.25 | 0 | 47854.2031 | 0 | 0
8042 | Area 1001 Gas CC 1x1 2025 | ATC | 2027 | AEP-KPCO | 362.0284 | 399.0869 | 0 | 18.3829 | 22.4378 | 18.4741 | 17.3358 | 69718.0859 | 418 | 63528.5938 | 6189.4937 | 0 | 0 | 2.4431 | -1 | 19535450 | 6431 | 6451.2686 | 6002.4287 | 108.6085 | 345.6799 | 3028156.25 | 3028156.25 | 0 | 0 | 100 | 19535450 | 100861.5078 | 100861.5078 | 0 | 0 | -1 | 0 | 0 | 0 | 47854.2031 | 0 | 0 | 0 | 0 | 0 | 0 | 0 | -24799.1426 | 8087.8022 | 8087.8022 | 0 | 0 | 0 | 0.86618 | 33.3079 | 41.4974 | -8.1895 | 0.56034 | 23.7956 | 13.2629 | 0 | 0 | 8760 | 3028156.25 | 0 | 0 | 1/1/2025 | 12/31/2099 | TRUE | TCO |  | 2027 |  |  |  | REF | 0 | 0 | Real 2021 ¦ 12/22/2022 3:42:52 PM | 0 | Area 1001 Gas CC 1x1 2025 | 0 |  | 1 | Unit |  | PJM | 403.37 | 0 | 0.965 | 0 | 0 | 0 | 0 | 3171369.25 | 0 | 47854.2031 | 0 | 0
8043 | Area 1001 Gas CC 1x1 2026 | ATC | 2027 | AEP-KPCO | 362.0284 | 399.0869 | 0 | 18.3829 | 22.4378 | 18.4741 | 17.3358 | 70017.2109 | 418 | 63827.7148 | 6189.4937 | 0 | 0 | 2.4431 | -1 | 19535450 | 6431 | 6451.2686 | 6002.4287 | 108.6085 | 345.6799 | 3028156.25 | 3028156.25 | 0 | 0 | 100 | 19535450 | 100861.5078 | 100861.5078 | 0 | 0 | -1 | 0 | 0 | 0 | 47854.2031 | 0 | 0 | 0 | 0 | 0 | 0 | 0 | -25098.2637 | 8087.8022 | 8087.8022 | 0 | 0 | 0 | 0.86618 | 33.3079 | 41.5962 | -8.2883 | 0.56034 | 23.7956 | 13.2629 | 0 | 0 | 8760 | 3028156.25 | 0 | 0 | 1/1/2026 | 12/31/2099 | TRUE | TCO |  | 2027 |  |  |  | REF | 0 | 0 | Real 2021 ¦ 12/22/2022 3:42:52 PM | 0 | Area 1001 Gas CC 1x1 2026 | 0 |  | 1 | Unit |  | PJM | 403.37 | 0 | 0.965 | 0 | 0 | 0 | 0 | 3171369.25 | 0 | 47854.2031 | 0 | 0
8044 | Area 1001 Gas CC 1x1 2027 | ATC | 2027 | AEP-KPCO | 362.0284 | 399.0869 | 0 | 18.3829 | 22.4378 | 18.4736 | 17.3358 | 70408.3672 | 418 | 64218.8711 | 6189.4937 | 0 | 0 | 2.4431 | -1 | 19488508 | 6431 | 6452.4312 | 6002.4287 | 108.6085 | 344.7872 | 3020336 | 3020336 | 0 | 14.4521 | 100 | 19488508 | 100658.7891 | 100658.7891 | 0 | 0 | -1 | 0 | 8.8255 | 1 | 47728.9219 | 0.89272 | 0 | 0 | 0.89272 | 0 | 0 | 0 | -25554.8008 | 8066.915 | 8066.915 | 0 | 0 | 0 | 0.86394 | 33.327 | 41.7879 | -8.4609 | 0.55974 | 23.7956 | 13.2629 | 0 | 0 | 8760 | 3020336 | 0 | 0 | 1/1/2027 | 12/31/2099 | TRUE | TCO |  | 2027 |  |  |  | REF | 0 | 0 | Real 2021 ¦ 12/22/2022 3:42:52 PM | 0 | Area 1001 Gas CC 1x1 2027 | 0 |  | 1 | Unit |  | PJM | 403.37 | 0 | 0.965 | 0 | 0 | 8.8255 | 0 | 3171369.25 | 0 | 47728.9219 | 0 | 0
8045 | Area 1001 Gas CC 1x1 2028 | ATC | 2027 | AEP-KPCO | 0 | 0 | 0 | 0 | 0 |  | 0 | 0 | 0 | 0 | 0 | 0 | 0 | 0 | -1 | 0 | 0 |  | 0 | 0 | 0 | 0 | 0 | 0 | 0 | 0 | 0 | 0 | 0 | 0 | 0 | -1 | 0 | 0 | 0 | 0 | 0 | 0 | 0 | 0 | 0 | 0 | 0 | 0 | 0 | 0 | 0 | 0 | 0 |  |  |  |  | 0 | 0 | 0 | 0 | 0 | 0 | 0 | 0 | 0 | 1/1/2028 | 12/31/2099 | TRUE | TCO |  | 2027 |  |  |  | REF | 0 | 0 | Real 2021 ¦ 12/22/2022 3:42:52 PM | 0 | Area 1001 Gas CC 1x1 2028 | 0 |  | 1 | Unit |  | PJM | 0 | 0 | 0.965 | 0 | 0 | 0 | 0 | 0 | 0 | 0 | 0 | 0
8046 | Area 1001 Gas CC 1x1 2029 | ATC | 2027 | AEP-KPCO | 0 | 0 | 0 | 0 | 0 |  | 0 | 0 | 0 | 0 | 0 | 0 | 0 | 0 | -1 | 0 | 0 |  | 0 | 0 | 0 | 0 | 0 | 0 | 0 | 0 | 0 | 0 | 0 | 0 | 0 | -1 | 0 | 0 | 0 | 0 | 0 | 0 | 0 | 0 | 0 | 0 | 0 | 0 | 0 | 0 | 0 | 0 | 0 |  |  |  |  | 0 | 0 | 0 | 0 | 0 | 0 | 0 | 0 | 0 | 1/1/2029 | 12/31/2099 | TRUE | TCO |  | 2027 |  |  |  | REF | 0 | 0 | Real 2021 ¦ 12/22/2022 3:42:52 PM | 0 | Area 1001 Gas CC 1x1 2029 | 0 |  | 1 | Unit |  | PJM | 0 | 0 | 0.965 | 0 | 0 | 0 | 0 | 0 | 0 | 0 | 0 | 0
8047 | Area 1001 Gas CC 1x1 2030 | ATC | 2027 | AEP-KPCO | 0 | 0 | 0 | 0 | 0 |  | 0 | 0 | 0 | 0 | 0 | 0 | 0 | 0 | -1 | 0 | 0 |  | 0 | 0 | 0 | 0 | 0 | 0 | 0 | 0 | 0 | 0 | 0 | 0 | 0 | -1 | 0 | 0 | 0 | 0 | 0 | 0 | 0 | 0 | 0 | 0 | 0 | 0 | 0 | 0 | 0 | 0 | 0 |  |  |  |  | 0 | 0 | 0 | 0 | 0 | 0 | 0 | 0 | 0 | 1/1/2030 | 12/31/2099 | TRUE | TCO |  | 2027 |  |  |  | REF | 0 | 0 | Real 2021 ¦ 12/22/2022 3:42:52 PM | 0 | Area 1001 Gas CC 1x1 2030 | 0 |  | 1 | Unit |  | PJM | 0 | 0 | 0.965 | 0 | 0 | 0 | 0 | 0 | 0 | 0 | 0 | 0
8048 | Area 1001 Gas CC 1x1 2031 | ATC | 2027 | AEP-KPCO | 0 | 0 | 0 | 0 | 0 |  | 0 | 0 | 0 | 0 | 0 | 0 | 0 | 0 | -1 | 0 | 0 |  | 0 | 0 | 0 | 0 | 0 | 0 | 0 | 0 | 0 | 0 | 0 | 0 | 0 | -1 | 0 | 0 | 0 | 0 | 0 | 0 | 0 | 0 | 0 | 0 | 0 | 0 | 0 | 0 | 0 | 0 | 0 |  |  |  |  | 0 | 0 | 0 | 0 | 0 | 0 | 0 | 0 | 0 | 1/1/2031 | 12/31/2099 | TRUE | TCO |  | 2027 |  |  |  | REF | 0 | 0 | Real 2021 ¦ 12/22/2022 3:42:52 PM | 0 | Area 1001 Gas CC 1x1 2031 | 0 |  | 1 | Unit |  | PJM | 0 | 0 | 0.965 | 0 | 0 | 0 | 0 | 0 | 0 | 0 | 0 | 0
8049 | Area 1001 Gas CC 1x1 2032 | ATC | 2027 | AEP-KPCO | 0 | 0 | 0 | 0 | 0 |  | 0 | 0 | 0 | 0 | 0 | 0 | 0 | 0 | -1 | 0 | 0 |  | 0 | 0 | 0 | 0 | 0 | 0 | 0 | 0 | 0 | 0 | 0 | 0 | 0 | -1 | 0 | 0 | 0 | 0 | 0 | 0 | 0 | 0 | 0 | 0 | 0 | 0 | 0 | 0 | 0 | 0 | 0 |  |  |  |  | 0 | 0 | 0 | 0 | 0 | 0 | 0 | 0 | 0 | 1/1/2032 | 12/31/2099 | TRUE | TCO |  | 2027 |  |  |  | REF | 0 | 0 | Real 2021 ¦ 12/22/2022 3:42:52 PM | 0 | Area 1001 Gas CC 1x1 2032 | 0 |  | 1 | Unit |  | PJM | 0 | 0 | 0.965 | 0 | 0 | 0 | 0 | 0 | 0 | 0 | 0 | 0
8050 | Area 1001 Gas CC 1x1 2033 | ATC | 2027 | AEP-KPCO | 0 | 0 | 0 | 0 | 0 |  | 0 | 0 | 0 | 0 | 0 | 0 | 0 | 0 | -1 | 0 | 0 |  | 0 | 0 | 0 | 0 | 0 | 0 | 0 | 0 | 0 | 0 | 0 | 0 | 0 | -1 | 0 | 0 | 0 | 0 | 0 | 0 | 0 | 0 | 0 | 0 | 0 | 0 | 0 | 0 | 0 | 0 | 0 |  |  |  |  | 0 | 0 | 0 | 0 | 0 | 0 | 0 | 0 | 0 | 1/1/2033 | 12/31/2099 | TRUE | TCO |  | 2027 |  |  |  | REF | 0 | 0 | Real 2021 ¦ 12/22/2022 3:42:52 PM | 0 | Area 1001 Gas CC 1x1 2033 | 0 |  | 1 | Unit |  | PJM | 0 | 0 | 0.965 | 0 | 0 | 0 | 0 | 0 | 0 | 0 | 0 | 0
8051 | Area 1001 Gas CC 1x1 2034 | ATC | 2027 | AEP-KPCO | 0 | 0 | 0 | 0 | 0 |  | 0 | 0 | 0 | 0 | 0 | 0 | 0 | 0 | -1 | 0 | 0 |  | 0 | 0 | 0 | 0 | 0 | 0 | 0 | 0 | 0 | 0 | 0 | 0 | 0 | -1 | 0 | 0 | 0 | 0 | 0 | 0 | 0 | 0 | 0 | 0 | 0 | 0 | 0 | 0 | 0 | 0 | 0 |  |  |  |  | 0 | 0 | 0 | 0 | 0 | 0 | 0 | 0 | 0 | 1/1/2034 | 12/31/2099 | TRUE | TCO |  | 2027 |  |  |  | REF | 0 | 0 | Real 2021 ¦ 12/22/2022 3:42:52 PM | 0 | Area 1001 Gas CC 1x1 2034 | 0 |  | 1 | Unit |  | PJM | 0 | 0 | 0.965 | 0 | 0 | 0 | 0 | 0 | 0 | 0 | 0 | 0
8052 | Area 1001 Gas CC 1x1 2035 | ATC | 2027 | AEP-KPCO | 0 | 0 | 0 | 0 | 0 |  | 0 | 0 | 0 | 0 | 0 | 0 | 0 | 0 | -1 | 0 | 0 |  | 0 | 0 | 0 | 0 | 0 | 0 | 0 | 0 | 0 | 0 | 0 | 0 | 0 | -1 | 0 | 0 | 0 | 0 | 0 | 0 | 0 | 0 | 0 | 0 | 0 | 0 | 0 | 0 | 0 | 0 | 0 |  |  |  |  | 0 | 0 | 0 | 0 | 0 | 0 | 0 | 0 | 0 | 1/1/2035 | 12/31/2099 | TRUE | TCO |  | 2027 |  |  |  | REF | 0 | 0 | Real 2021 ¦ 12/22/2022 3:42:52 PM | 0 | Area 1001 Gas CC 1x1 2035 | 0 |  | 1 | Unit |  | PJM | 0 | 0 | 0.965 | 0 | 0 | 0 | 0 | 0 | 0 | 0 | 0 | 0
8053 | Area 1001 Gas CC 1x1 2036 | ATC | 2027 | AEP-KPCO | 0 | 0 | 0 | 0 | 0 |  | 0 | 0 | 0 | 0 | 0 | 0 | 0 | 0 | -1 | 0 | 0 |  | 0 | 0 | 0 | 0 | 0 | 0 | 0 | 0 | 0 | 0 | 0 | 0 | 0 | -1 | 0 | 0 | 0 | 0 | 0 | 0 | 0 | 0 | 0 | 0 | 0 | 0 | 0 | 0 | 0 | 0 | 0 |  |  |  |  | 0 | 0 | 0 | 0 | 0 | 0 | 0 | 0 | 0 | 1/1/2036 | 12/31/2099 | TRUE | TCO |  | 2027 |  |  |  | REF | 0 | 0 | Real 2021 ¦ 12/22/2022 3:42:52 PM | 0 | Area 1001 Gas CC 1x1 2036 | 0 |  | 1 | Unit |  | PJM | 0 | 0 | 0.965 | 0 | 0 | 0 | 0 | 0 | 0 | 0 | 0 | 0
8054 | Area 1001 Gas CC 1x1 2037 | ATC | 2027 | AEP-KPCO | 0 | 0 | 0 | 0 | 0 |  | 0 | 0 | 0 | 0 | 0 | 0 | 0 | 0 | -1 | 0 | 0 |  | 0 | 0 | 0 | 0 | 0 | 0 | 0 | 0 | 0 | 0 | 0 | 0 | 0 | -1 | 0 | 0 | 0 | 0 | 0 | 0 | 0 | 0 | 0 | 0 | 0 | 0 | 0 | 0 | 0 | 0 | 0 |  |  |  |  | 0 | 0 | 0 | 0 | 0 | 0 | 0 | 0 | 0 | 1/1/2037 | 12/31/2099 | TRUE | TCO |  | 2027 |  |  |  | REF | 0 | 0 | Real 2021 ¦ 12/22/2022 3:42:52 PM | 0 | Area 1001 Gas CC 1x1 2037 | 0 |  | 1 | Unit |  | PJM | 0 | 0 | 0.965 | 0 | 0 | 0 | 0 | 0 | 0 | 0 | 0 | 0
8055 | Area 1001 Gas CC 1x1 2038 | ATC | 2027 | AEP-KPCO | 0 | 0 | 0 | 0 | 0 |  | 0 | 0 | 0 | 0 | 0 | 0 | 0 | 0 | -1 | 0 | 0 |  | 0 | 0 | 0 | 0 | 0 | 0 | 0 | 0 | 0 | 0 | 0 | 0 | 0 | -1 | 0 | 0 | 0 | 0 | 0 | 0 | 0 | 0 | 0 | 0 | 0 | 0 | 0 | 0 | 0 | 0 | 0 |  |  |  |  | 0 | 0 | 0 | 0 | 0 | 0 | 0 | 0 | 0 | 1/1/2038 | 12/31/2099 | TRUE | TCO |  | 2027 |  |  |  | REF | 0 | 0 | Real 2021 ¦ 12/22/2022 3:42:52 PM | 0 | Area 1001 Gas CC 1x1 2038 | 0 |  | 1 | Unit |  | PJM | 0 | 0 | 0.965 | 0 | 0 | 0 | 0 | 0 | 0 | 0 | 0 | 0
8056 | Area 1001 Gas CC 1x1 2039 | ATC | 2027 | AEP-KPCO | 0 | 0 | 0 | 0 | 0 |  | 0 | 0 | 0 | 0 | 0 | 0 | 0 | 0 | -1 | 0 | 0 |  | 0 | 0 | 0 | 0 | 0 | 0 | 0 | 0 | 0 | 0 | 0 | 0 | 0 | -1 | 0 | 0 | 0 | 0 | 0 | 0 | 0 | 0 | 0 | 0 | 0 | 0 | 0 | 0 | 0 | 0 | 0 |  |  |  |  | 0 | 0 | 0 | 0 | 0 | 0 | 0 | 0 | 0 | 1/1/2039 | 12/31/2099 | TRUE | TCO |  | 2027 |  |  |  | REF | 0 | 0 | Real 2021 ¦ 12/22/2022 3:42:52 PM | 0 | Area 1001 Gas CC 1x1 2039 | 0 |  | 1 | Unit |  | PJM | 0 | 0 | 0.965 | 0 | 0 | 0 | 0 | 0 | 0 | 0 | 0 | 0
8057 | Area 1001 Gas CC 1x1 2040 | ATC | 2027 | AEP-KPCO | 0 | 0 | 0 | 0 | 0 |  | 0 | 0 | 0 | 0 | 0 | 0 | 0 | 0 | -1 | 0 | 0 |  | 0 | 0 | 0 | 0 | 0 | 0 | 0 | 0 | 0 | 0 | 0 | 0 | 0 | -1 | 0 | 0 | 0 | 0 | 0 | 0 | 0 | 0 | 0 | 0 | 0 | 0 | 0 | 0 | 0 | 0 | 0 |  |  |  |  | 0 | 0 | 0 | 0 | 0 | 0 | 0 | 0 | 0 | 1/1/2040 | 12/31/2099 | TRUE | TCO |  | 2027 |  |  |  | REF | 0 | 0 | Real 2021 ¦ 12/22/2022 3:42:52 PM | 0 | Area 1001 Gas CC 1x1 2040 | 0 |  | 1 | Unit |  | PJM | 0 | 0 | 0.965 | 0 | 0 | 0 | 0 | 0 | 0 | 0 | 0 | 0
8058 | Area 1001 Gas CC 1x1 2041 | ATC | 2027 | AEP-KPCO | 0 | 0 | 0 | 0 | 0 |  | 0 | 0 | 0 | 0 | 0 | 0 | 0 | 0 | -1 | 0 | 0 |  | 0 | 0 | 0 | 0 | 0 | 0 | 0 | 0 | 0 | 0 | 0 | 0 | 0 | -1 | 0 | 0 | 0 | 0 | 0 | 0 | 0 | 0 | 0 | 0 | 0 | 0 | 0 | 0 | 0 | 0 | 0 |  |  |  |  | 0 | 0 | 0 | 0 | 0 | 0 | 0 | 0 | 0 | 1/1/2041 | 12/31/2099 | TRUE | TCO |  | 2027 |  |  |  | REF | 0 | 0 | Real 2021 ¦ 12/22/2022 3:42:52 PM | 0 | Area 1001 Gas CC 1x1 2041 | 0 |  | 1 | Unit |  | PJM | 0 | 0 | 0.965 | 0 | 0 | 0 | 0 | 0 | 0 | 0 | 0 | 0
8059 | Area 1001 Gas CC 1x1 2042 | ATC | 2027 | AEP-KPCO | 0 | 0 | 0 | 0 | 0 |  | 0 | 0 | 0 | 0 | 0 | 0 | 0 | 0 | -1 | 0 | 0 |  | 0 | 0 | 0 | 0 | 0 | 0 | 0 | 0 | 0 | 0 | 0 | 0 | 0 | -1 | 0 | 0 | 0 | 0 | 0 | 0 | 0 | 0 | 0 | 0 | 0 | 0 | 0 | 0 | 0 | 0 | 0 |  |  |  |  | 0 | 0 | 0 | 0 | 0 | 0 | 0 | 0 | 0 | 1/1/2042 | 12/31/2099 | TRUE | TCO |  | 2027 |  |  |  | REF | 0 | 0 | Real 2021 ¦ 12/22/2022 3:42:52 PM | 0 | Area 1001 Gas CC 1x1 2042 | 0 |  | 1 | Unit |  | PJM | 0 | 0 | 0.965 | 0 | 0 | 0 | 0 | 0 | 0 | 0 | 0 | 0
8060 | Area 1001 Gas CC 1x1 2043 | ATC | 2027 | AEP-KPCO | 0 | 0 | 0 | 0 | 0 |  | 0 | 0 | 0 | 0 | 0 | 0 | 0 | 0 | -1 | 0 | 0 |  | 0 | 0 | 0 | 0 | 0 | 0 | 0 | 0 | 0 | 0 | 0 | 0 | 0 | -1 | 0 | 0 | 0 | 0 | 0 | 0 | 0 | 0 | 0 | 0 | 0 | 0 | 0 | 0 | 0 | 0 | 0 |  |  |  |  | 0 | 0 | 0 | 0 | 0 | 0 | 0 | 0 | 0 | 1/1/2043 | 12/31/2099 | TRUE | TCO |  | 2027 |  |  |  | REF | 0 | 0 | Real 2021 ¦ 12/22/2022 3:42:52 PM | 0 | Area 1001 Gas CC 1x1 2043 | 0 |  | 1 | Unit |  | PJM | 0 | 0 | 0.965 | 0 | 0 | 0 | 0 | 0 | 0 | 0 | 0 | 0
8061 | Area 1001 Gas CT 2023 | ATC | 2027 | AEP-KPCO | 209.578 | 229.1408 | 0 | 24.8225 | 28.8774 | 24.787 | 23.7754 | 28073.5098 | 240 | 26303.2285 | 1770.2826 | 0 | 0 | 2.4431 | -1 | 12983961 | 9905 | 9992.0518 | 9476.4287 | 62.8734 | 148.3366 | 1299428.875 | 1299428.875 | 0 | 10.3767 | 85.2283 | 12983961 | 45918.7812 | 45918.7812 | 0 | 0 | -1 | 0 | 183.6615 | 10 | 31399.1914 | 0.057997 | 0 | 0 | 0.057997 | 0 | 0 | 0 | -14547.3447 | 809.3498 | 809.3498 | 0 | 0 | 0 | 0.64736 | 35.3377 | 46.5328 | -11.1952 | 0.4117 | 13.772 | 5.7908 | 0 | 0 | 7466 | 1299428.875 | 0 | 0 | 1/1/2023 | 12/31/2099 | TRUE | TCO |  | 2027 |  |  |  | REF | 0 | 0 | Real 2021 ¦ 12/22/2022 3:42:52 PM | 0 | Area 1001 Gas CT 2023 | 0 |  | 1 | Unit |  | PJM | 228 | 0 | 0.95 | 0 | 0 | 183.6615 | 0 | 1835903.5 | 0 | 31399.1914 | 0 | 0
8062 | Area 1001 Gas CT 2024 | ATC | 2027 | AEP-KPCO | 209.578 | 229.1408 | 0 | 24.8225 | 28.8774 | 24.7782 | 23.7754 | 25418.0859 | 240 | 23647.8047 | 1770.2826 | 0 | 0 | 2.4431 | -1 | 13055877 | 9905 | 9993.0869 | 9476.4287 | 62.8734 | 149.1428 | 1306490.875 | 1306490.875 | 0 | 0.12557 | 85.8676 | 13055877 | 46094.7383 | 46094.7383 | 0 | 0 | -1 | 0 | 239.5315 | 13 | 31558.2793 | 0.094496 | 0 | 0 | 0.094496 | 0 | 0 | 0 | -11935.3193 | 813.7484 | 813.7484 | 0 | 0 | 0 | 0.65088 | 35.2813 | 44.4167 | -9.1354 | 0.41264 | 13.772 | 5.7908 | 0 | 0 | 7522 | 1306490.875 | 0 | 0 | 1/1/2024 | 12/31/2099 | TRUE | TCO |  | 2027 |  |  |  | REF | 0 | 0 | Real 2021 ¦ 12/22/2022 3:42:52 PM | 0 | Area 1001 Gas CT 2024 | 0 |  | 1 | Unit |  | PJM | 228 | 0 | 0.95 | 0 | 0 | 239.5315 | 0 | 1835903.5 | 0 | 31558.2793 | 0 | 0
8063 | Area 1001 Gas CT 2025 | ATC | 2027 | AEP-KPCO | 209.578 | 229.1408 | 0 | 24.8225 | 28.8774 | 24.7907 | 23.7754 | 24136.6133 | 240 | 22366.332 | 1770.2826 | 0 | 0 | 2.4431 | -1 | 12996686 | 9905 | 9992.2246 | 9476.4287 | 62.8734 | 148.4794 | 1300679.875 | 1300679.875 | 0 | 0.011416 | 85.331 | 12996686 | 45960.5312 | 45960.5312 | 0 | 0 | -1 | 0 | 183.6615 | 10 | 31434.1602 | 0.0027532 | 0 | 0 | 0.0027532 | 0 | 0 | 0 | -10604.4453 | 810.129 | 810.129 | 0 | 0 | 0 | 0.64798 | 35.3358 | 43.4888 | -8.153 | 0.41188 | 13.772 | 5.7908 | 0 | 0 | 7475 | 1300679.875 | 0 | 0 | 1/1/2025 | 12/31/2099 | TRUE | TCO |  | 2027 |  |  |  | REF | 0 | 0 | Real 2021 ¦ 12/22/2022 3:42:52 PM | 0 | Area 1001 Gas CT 2025 | 0 |  | 1 | Unit |  | PJM | 228 | 0 | 0.95 | 0 | 0 | 183.6615 | 0 | 1835903.5 | 0 | 31434.1602 | 0 | 0
8064 | Area 1001 Gas CT 2026 | ATC | 2027 | AEP-KPCO | 209.578 | 229.1408 | 0 | 24.8225 | 28.8774 | 24.7944 | 23.7754 | 24163.0352 | 240 | 22392.7539 | 1770.2826 | 0 | 0 | 2.4431 | -1 | 13004448 | 9905 | 9992.292 | 9476.4287 | 62.8734 | 148.5671 | 1301447.875 | 1301447.875 | 0 | 0.034247 | 85.3881 | 13004448 | 45988.0742 | 45988.0742 | 0 | 0 | -1 | 0 | 183.6615 | 10 | 31457.6621 | 0.046407 | 0 | 0 | 0.046407 | 0 | 0 | 0 | -10627.3037 | 810.6074 | 810.6074 | 0 | 0 | 0 | 0.64837 | 35.3361 | 43.5018 | -8.1658 | 0.41198 | 13.772 | 5.7908 | 0 | 0 | 7480 | 1301447.875 | 0 | 0 | 1/1/2026 | 12/31/2099 | TRUE | TCO |  | 2027 |  |  |  | REF | 0 | 0 | Real 2021 ¦ 12/22/2022 3:42:52 PM | 0 | Area 1001 Gas CT 2026 | 0 |  | 1 | Unit |  | PJM | 228 | 0 | 0.95 | 0 | 0 | 183.6615 | 0 | 1835903.5 | 0 | 31457.6621 | 0 | 0
8065 | Area 1001 Gas CT 2027 | ATC | 2027 | AEP-KPCO | 209.578 | 229.1408 | 0 | 24.8225 | 28.8774 | 24.811 | 23.7754 | 24176.2461 | 240 | 22405.9648 | 1770.2826 | 0 | 0 | 2.4431 | -1 | 13038029 | 9905 | 9993.6982 | 9476.4287 | 62.8734 | 148.9298 | 1304625 | 1304625 | 0 | 0.11416 | 85.7991 | 13038029 | 46096.1172 | 46096.1172 | 0 | 0 | -1 | 0 | 278.9216 | 15 | 31556.0098 | 3.6811 | 0.087922 | 0 | 3.5932 | 0 | 0 | 0 | -10728.0596 | 812.5862 | 812.5862 | 0 | 0 | 0 | 0.64995 | 35.3328 | 43.5559 | -8.2231 | 0.41241 | 13.772 | 5.7908 | 0 | 0 | 7516 | 1304625 | 0 | 0 | 1/1/2027 | 12/31/2099 | TRUE | TCO |  | 2027 |  |  |  | REF | 0 | 0 | Real 2021 ¦ 12/22/2022 3:42:52 PM | 0 | Area 1001 Gas CT 2027 | 0 |  | 1 | Unit |  | PJM | 228 | 0 | 0.95 | 0 | 0 | 278.9216 | 0 | 1835903.5 | 0 | 31556.0098 | 0 | 0
8066 | Area 1001 Gas CT 2028 | ATC | 2027 | AEP-KPCO | 0 | 0 | 0 | 0 | 0 |  | 0 | 0 | 0 | 0 | 0 | 0 | 0 | 0 | -1 | 0 | 0 |  | 0 | 0 | 0 | 0 | 0 | 0 | 0 | 0 | 0 | 0 | 0 | 0 | 0 | -1 | 0 | 0 | 0 | 0 | 0 | 0 | 0 | 0 | 0 | 0 | 0 | 0 | 0 | 0 | 0 | 0 | 0 |  |  |  |  | 0 | 0 | 0 | 0 | 0 | 0 | 0 | 0 | 0 | 1/1/2028 | 12/31/2099 | TRUE | TCO |  | 2027 |  |  |  | REF | 0 | 0 | Real 2021 ¦ 12/22/2022 3:42:52 PM | 0 | Area 1001 Gas CT 2028 | 0 |  | 1 | Unit |  | PJM | 0 | 0 | 0.95 | 0 | 0 | 0 | 0 | 0 | 0 | 0 | 0 | 0
8067 | Area 1001 Gas CT 2029 | ATC | 2027 | AEP-KPCO | 0 | 0 | 0 | 0 | 0 |  | 0 | 0 | 0 | 0 | 0 | 0 | 0 | 0 | -1 | 0 | 0 |  | 0 | 0 | 0 | 0 | 0 | 0 | 0 | 0 | 0 | 0 | 0 | 0 | 0 | -1 | 0 | 0 | 0 | 0 | 0 | 0 | 0 | 0 | 0 | 0 | 0 | 0 | 0 | 0 | 0 | 0 | 0 |  |  |  |  | 0 | 0 | 0 | 0 | 0 | 0 | 0 | 0 | 0 | 1/1/2029 | 12/31/2099 | TRUE | TCO |  | 2027 |  |  |  | REF | 0 | 0 | Real 2021 ¦ 12/22/2022 3:42:52 PM | 0 | Area 1001 Gas CT 2029 | 0 |  | 1 | Unit |  | PJM | 0 | 0 | 0.95 | 0 | 0 | 0 | 0 | 0 | 0 | 0 | 0 | 0
8068 | Area 1001 Gas CT 2030 | ATC | 2027 | AEP-KPCO | 0 | 0 | 0 | 0 | 0 |  | 0 | 0 | 0 | 0 | 0 | 0 | 0 | 0 | -1 | 0 | 0 |  | 0 | 0 | 0 | 0 | 0 | 0 | 0 | 0 | 0 | 0 | 0 | 0 | 0 | -1 | 0 | 0 | 0 | 0 | 0 | 0 | 0 | 0 | 0 | 0 | 0 | 0 | 0 | 0 | 0 | 0 | 0 |  |  |  |  | 0 | 0 | 0 | 0 | 0 | 0 | 0 | 0 | 0 | 1/1/2030 | 12/31/2099 | TRUE | TCO |  | 2027 |  |  |  | REF | 0 | 0 | Real 2021 ¦ 12/22/2022 3:42:52 PM | 0 | Area 1001 Gas CT 2030 | 0 |  | 1 | Unit |  | PJM | 0 | 0 | 0.95 | 0 | 0 | 0 | 0 | 0 | 0 | 0 | 0 | 0
8069 | Area 1001 Gas CT 2031 | ATC | 2027 | AEP-KPCO | 0 | 0 | 0 | 0 | 0 |  | 0 | 0 | 0 | 0 | 0 | 0 | 0 | 0 | -1 | 0 | 0 |  | 0 | 0 | 0 | 0 | 0 | 0 | 0 | 0 | 0 | 0 | 0 | 0 | 0 | -1 | 0 | 0 | 0 | 0 | 0 | 0 | 0 | 0 | 0 | 0 | 0 | 0 | 0 | 0 | 0 | 0 | 0 |  |  |  |  | 0 | 0 | 0 | 0 | 0 | 0 | 0 | 0 | 0 | 1/1/2031 | 12/31/2099 | TRUE | TCO |  | 2027 |  |  |  | REF | 0 | 0 | Real 2021 ¦ 12/22/2022 3:42:52 PM | 0 | Area 1001 Gas CT 2031 | 0 |  | 1 | Unit |  | PJM | 0 | 0 | 0.95 | 0 | 0 | 0 | 0 | 0 | 0 | 0 | 0 | 0
8070 | Area 1001 Gas CT 2032 | ATC | 2027 | AEP-KPCO | 0 | 0 | 0 | 0 | 0 |  | 0 | 0 | 0 | 0 | 0 | 0 | 0 | 0 | -1 | 0 | 0 |  | 0 | 0 | 0 | 0 | 0 | 0 | 0 | 0 | 0 | 0 | 0 | 0 | 0 | -1 | 0 | 0 | 0 | 0 | 0 | 0 | 0 | 0 | 0 | 0 | 0 | 0 | 0 | 0 | 0 | 0 | 0 |  |  |  |  | 0 | 0 | 0 | 0 | 0 | 0 | 0 | 0 | 0 | 1/1/2032 | 12/31/2099 | TRUE | TCO |  | 2027 |  |  |  | REF | 0 | 0 | Real 2021 ¦ 12/22/2022 3:42:52 PM | 0 | Area 1001 Gas CT 2032 | 0 |  | 1 | Unit |  | PJM | 0 | 0 | 0.95 | 0 | 0 | 0 | 0 | 0 | 0 | 0 | 0 | 0
8071 | Area 1001 Gas CT 2033 | ATC | 2027 | AEP-KPCO | 0 | 0 | 0 | 0 | 0 |  | 0 | 0 | 0 | 0 | 0 | 0 | 0 | 0 | -1 | 0 | 0 |  | 0 | 0 | 0 | 0 | 0 | 0 | 0 | 0 | 0 | 0 | 0 | 0 | 0 | -1 | 0 | 0 | 0 | 0 | 0 | 0 | 0 | 0 | 0 | 0 | 0 | 0 | 0 | 0 | 0 | 0 | 0 |  |  |  |  | 0 | 0 | 0 | 0 | 0 | 0 | 0 | 0 | 0 | 1/1/2033 | 12/31/2099 | TRUE | TCO |  | 2027 |  |  |  | REF | 0 | 0 | Real 2021 ¦ 12/22/2022 3:42:52 PM | 0 | Area 1001 Gas CT 2033 | 0 |  | 1 | Unit |  | PJM | 0 | 0 | 0.95 | 0 | 0 | 0 | 0 | 0 | 0 | 0 | 0 | 0
8072 | Area 1001 Gas CT 2034 | ATC | 2027 | AEP-KPCO | 0 | 0 | 0 | 0 | 0 |  | 0 | 0 | 0 | 0 | 0 | 0 | 0 | 0 | -1 | 0 | 0 |  | 0 | 0 | 0 | 0 | 0 | 0 | 0 | 0 | 0 | 0 | 0 | 0 | 0 | -1 | 0 | 0 | 0 | 0 | 0 | 0 | 0 | 0 | 0 | 0 | 0 | 0 | 0 | 0 | 0 | 0 | 0 |  |  |  |  | 0 | 0 | 0 | 0 | 0 | 0 | 0 | 0 | 0 | 1/1/2034 | 12/31/2099 | TRUE | TCO |  | 2027 |  |  |  | REF | 0 | 0 | Real 2021 ¦ 12/22/2022 3:42:52 PM | 0 | Area 1001 Gas CT 2034 | 0 |  | 1 | Unit |  | PJM | 0 | 0 | 0.95 | 0 | 0 | 0 | 0 | 0 | 0 | 0 | 0 | 0
8073 | Area 1001 Gas CT 2035 | ATC | 2027 | AEP-KPCO | 0 | 0 | 0 | 0 | 0 |  | 0 | 0 | 0 | 0 | 0 | 0 | 0 | 0 | -1 | 0 | 0 |  | 0 | 0 | 0 | 0 | 0 | 0 | 0 | 0 | 0 | 0 | 0 | 0 | 0 | -1 | 0 | 0 | 0 | 0 | 0 | 0 | 0 | 0 | 0 | 0 | 0 | 0 | 0 | 0 | 0 | 0 | 0 |  |  |  |  | 0 | 0 | 0 | 0 | 0 | 0 | 0 | 0 | 0 | 1/1/2035 | 12/31/2099 | TRUE | TCO |  | 2027 |  |  |  | REF | 0 | 0 | Real 2021 ¦ 12/22/2022 3:42:52 PM | 0 | Area 1001 Gas CT 2035 | 0 |  | 1 | Unit |  | PJM | 0 | 0 | 0.95 | 0 | 0 | 0 | 0 | 0 | 0 | 0 | 0 | 0
8074 | Area 1001 Gas CT 2036 | ATC | 2027 | AEP-KPCO | 0 | 0 | 0 | 0 | 0 |  | 0 | 0 | 0 | 0 | 0 | 0 | 0 | 0 | -1 | 0 | 0 |  | 0 | 0 | 0 | 0 | 0 | 0 | 0 | 0 | 0 | 0 | 0 | 0 | 0 | -1 | 0 | 0 | 0 | 0 | 0 | 0 | 0 | 0 | 0 | 0 | 0 | 0 | 0 | 0 | 0 | 0 | 0 |  |  |  |  | 0 | 0 | 0 | 0 | 0 | 0 | 0 | 0 | 0 | 1/1/2036 | 12/31/2099 | TRUE | TCO |  | 2027 |  |  |  | REF | 0 | 0 | Real 2021 ¦ 12/22/2022 3:42:52 PM | 0 | Area 1001 Gas CT 2036 | 0 |  | 1 | Unit |  | PJM | 0 | 0 | 0.95 | 0 | 0 | 0 | 0 | 0 | 0 | 0 | 0 | 0
8075 | Area 1001 Gas CT 2037 | ATC | 2027 | AEP-KPCO | 0 | 0 | 0 | 0 | 0 |  | 0 | 0 | 0 | 0 | 0 | 0 | 0 | 0 | -1 | 0 | 0 |  | 0 | 0 | 0 | 0 | 0 | 0 | 0 | 0 | 0 | 0 | 0 | 0 | 0 | -1 | 0 | 0 | 0 | 0 | 0 | 0 | 0 | 0 | 0 | 0 | 0 | 0 | 0 | 0 | 0 | 0 | 0 |  |  |  |  | 0 | 0 | 0 | 0 | 0 | 0 | 0 | 0 | 0 | 1/1/2037 | 12/31/2099 | TRUE | TCO |  | 2027 |  |  |  | REF | 0 | 0 | Real 2021 ¦ 12/22/2022 3:42:52 PM | 0 | Area 1001 Gas CT 2037 | 0 |  | 1 | Unit |  | PJM | 0 | 0 | 0.95 | 0 | 0 | 0 | 0 | 0 | 0 | 0 | 0 | 0
8076 | Area 1001 Gas CT 2038 | ATC | 2027 | AEP-KPCO | 0 | 0 | 0 | 0 | 0 |  | 0 | 0 | 0 | 0 | 0 | 0 | 0 | 0 | -1 | 0 | 0 |  | 0 | 0 | 0 | 0 | 0 | 0 | 0 | 0 | 0 | 0 | 0 | 0 | 0 | -1 | 0 | 0 | 0 | 0 | 0 | 0 | 0 | 0 | 0 | 0 | 0 | 0 | 0 | 0 | 0 | 0 | 0 |  |  |  |  | 0 | 0 | 0 | 0 | 0 | 0 | 0 | 0 | 0 | 1/1/2038 | 12/31/2099 | TRUE | TCO |  | 2027 |  |  |  | REF | 0 | 0 | Real 2021 ¦ 12/22/2022 3:42:52 PM | 0 | Area 1001 Gas CT 2038 | 0 |  | 1 | Unit |  | PJM | 0 | 0 | 0.95 | 0 | 0 | 0 | 0 | 0 | 0 | 0 | 0 | 0
8077 | Area 1001 Gas CT 2039 | ATC | 2027 | AEP-KPCO | 0 | 0 | 0 | 0 | 0 |  | 0 | 0 | 0 | 0 | 0 | 0 | 0 | 0 | -1 | 0 | 0 |  | 0 | 0 | 0 | 0 | 0 | 0 | 0 | 0 | 0 | 0 | 0 | 0 | 0 | -1 | 0 | 0 | 0 | 0 | 0 | 0 | 0 | 0 | 0 | 0 | 0 | 0 | 0 | 0 | 0 | 0 | 0 |  |  |  |  | 0 | 0 | 0 | 0 | 0 | 0 | 0 | 0 | 0 | 1/1/2039 | 12/31/2099 | TRUE | TCO |  | 2027 |  |  |  | REF | 0 | 0 | Real 2021 ¦ 12/22/2022 3:42:52 PM | 0 | Area 1001 Gas CT 2039 | 0 |  | 1 | Unit |  | PJM | 0 | 0 | 0.95 | 0 | 0 | 0 | 0 | 0 | 0 | 0 | 0 | 0
8078 | Area 1001 Gas CT 2040 | ATC | 2027 | AEP-KPCO | 0 | 0 | 0 | 0 | 0 |  | 0 | 0 | 0 | 0 | 0 | 0 | 0 | 0 | -1 | 0 | 0 |  | 0 | 0 | 0 | 0 | 0 | 0 | 0 | 0 | 0 | 0 | 0 | 0 | 0 | -1 | 0 | 0 | 0 | 0 | 0 | 0 | 0 | 0 | 0 | 0 | 0 | 0 | 0 | 0 | 0 | 0 | 0 |  |  |  |  | 0 | 0 | 0 | 0 | 0 | 0 | 0 | 0 | 0 | 1/1/2040 | 12/31/2099 | TRUE | TCO |  | 2027 |  |  |  | REF | 0 | 0 | Real 2021 ¦ 12/22/2022 3:42:52 PM | 0 | Area 1001 Gas CT 2040 | 0 |  | 1 | Unit |  | PJM | 0 | 0 | 0.95 | 0 | 0 | 0 | 0 | 0 | 0 | 0 | 0 | 0
8079 | Area 1001 Gas CT 2041 | ATC | 2027 | AEP-KPCO | 0 | 0 | 0 | 0 | 0 |  | 0 | 0 | 0 | 0 | 0 | 0 | 0 | 0 | -1 | 0 | 0 |  | 0 | 0 | 0 | 0 | 0 | 0 | 0 | 0 | 0 | 0 | 0 | 0 | 0 | -1 | 0 | 0 | 0 | 0 | 0 | 0 | 0 | 0 | 0 | 0 | 0 | 0 | 0 | 0 | 0 | 0 | 0 |  |  |  |  | 0 | 0 | 0 | 0 | 0 | 0 | 0 | 0 | 0 | 1/1/2041 | 12/31/2099 | TRUE | TCO |  | 2027 |  |  |  | REF | 0 | 0 | Real 2021 ¦ 12/22/2022 3:42:52 PM | 0 | Area 1001 Gas CT 2041 | 0 |  | 1 | Unit |  | PJM | 0 | 0 | 0.95 | 0 | 0 | 0 | 0 | 0 | 0 | 0 | 0 | 0
8080 | Area 1001 Gas CT 2042 | ATC | 2027 | AEP-KPCO | 0 | 0 | 0 | 0 | 0 |  | 0 | 0 | 0 | 0 | 0 | 0 | 0 | 0 | -1 | 0 | 0 |  | 0 | 0 | 0 | 0 | 0 | 0 | 0 | 0 | 0 | 0 | 0 | 0 | 0 | -1 | 0 | 0 | 0 | 0 | 0 | 0 | 0 | 0 | 0 | 0 | 0 | 0 | 0 | 0 | 0 | 0 | 0 |  |  |  |  | 0 | 0 | 0 | 0 | 0 | 0 | 0 | 0 | 0 | 1/1/2042 | 12/31/2099 | TRUE | TCO |  | 2027 |  |  |  | REF | 0 | 0 | Real 2021 ¦ 12/22/2022 3:42:52 PM | 0 | Area 1001 Gas CT 2042 | 0 |  | 1 | Unit |  | PJM | 0 | 0 | 0.95 | 0 | 0 | 0 | 0 | 0 | 0 | 0 | 0 | 0
8081 | Area 1001 Gas CT 2043 | ATC | 2027 | AEP-KPCO | 0 | 0 | 0 | 0 | 0 |  | 0 | 0 | 0 | 0 | 0 | 0 | 0 | 0 | -1 | 0 | 0 |  | 0 | 0 | 0 | 0 | 0 | 0 | 0 | 0 | 0 | 0 | 0 | 0 | 0 | -1 | 0 | 0 | 0 | 0 | 0 | 0 | 0 | 0 | 0 | 0 | 0 | 0 | 0 | 0 | 0 | 0 | 0 |  |  |  |  | 0 | 0 | 0 | 0 | 0 | 0 | 0 | 0 | 0 | 1/1/2043 | 12/31/2099 | TRUE | TCO |  | 2027 |  |  |  | REF | 0 | 0 | Real 2021 ¦ 12/22/2022 3:42:52 PM | 0 | Area 1001 Gas CT 2043 | 0 |  | 1 | Unit |  | PJM | 0 | 0 | 0.95 | 0 | 0 | 0 | 0 | 0 | 0 | 0 | 0 | 0
8082 | Area 1001 Gas Aero CT 2023 | ATC | 2027 | AEP-KPCO | 91.6904 | 100.2491 | 0 | 27.211 | 31.2659 | 27.3965 | 26.1639 | 20275.6797 | 105 | 18478.1504 | 1797.5304 | 0 | 0 | 2.4431 | -1 | 4426242 | 9124 | 9273.2744 | 8695.4287 | 27.5071 | 54.4876 | 477311.6562 | 477311.6562 | 0 | 0.079909 | 79.9315 | 4426242 | 17451.5293 | 17451.5293 | 0 | 0 | -1 | 0 | 55.2957 | 26 | 10728.4238 | 0.096987 | 0 | 0 | 0.096987 | 0 | 0 | 0 | -15956.1328 | 2348.1167 | 2348.1167 | 0 | 0 | 0 | 0.54352 | 36.5621 | 69.9913 | -33.4292 | 0.14407 | 6.0252 | 2.5335 | 0 | 0 | 7002 | 477311.6562 | 0 | 0 | 1/1/2023 | 12/31/2099 | TRUE | TCO |  | 2027 |  |  |  | REF | 0 | 0 | Real 2021 ¦ 12/22/2022 3:42:52 PM | 0 | Area 1001 Gas Aero CT 2023 | 0 |  | 1 | Unit |  | PJM | 99.75 | 0 | 0.95 | 0 | 0 | 55.2957 | 0 | 803207.75 | 0 | 10728.4238 | 0 | 0
8083 | Area 1001 Gas Aero CT 2024 | ATC | 2027 | AEP-KPCO | 91.6904 | 100.2491 | 0 | 27.211 | 31.2658 | 27.3973 | 26.1639 | 18397.2324 | 105 | 16599.7012 | 1797.5304 | 0 | 0 | 2.4431 | -1 | 4422768 | 9124 | 9272.7637 | 8695.4287 | 27.5071 | 54.4479 | 476963.2812 | 476963.2812 | 0 | 0 | 79.7945 | 4422768 | 17442.5527 | 17442.5527 | 0 | 0 | -1 | 0 | 51.0613 | 24 | 10720.9561 | 3.4844 | 0.063972 | 0 | 3.4204 | 0 | 0 | 0 | -14073.2441 | 2346.4028 | 2346.4028 | 0 | 0 | 0 | 0.54313 | 36.57 | 66.0759 | -29.5059 | 0.14403 | 6.0252 | 2.5335 | 0 | 0 | 6990 | 476963.2812 | 0 | 0 | 1/1/2024 | 12/31/2099 | TRUE | TCO |  | 2027 |  |  |  | REF | 0 | 0 | Real 2021 ¦ 12/22/2022 3:42:52 PM | 0 | Area 1001 Gas Aero CT 2024 | 0 |  | 1 | Unit |  | PJM | 99.75 | 0 | 0.95 | 0 | 0 | 51.0613 | 0 | 803207.75 | 0 | 10720.9561 | 0 | 0
8084 | Area 1001 Gas Aero CT 2025 | ATC | 2027 | AEP-KPCO | 91.6904 | 100.2491 | 0 | 27.211 | 31.2659 | 27.3983 | 26.1639 | 17495.5762 | 105 | 15698.0469 | 1797.5304 | 0 | 0 | 2.4431 | -1 | 4415253 | 9124 | 9272.4697 | 8695.4287 | 27.5071 | 54.3571 | 476167.9688 | 476167.9688 | 0 | 0.011416 | 79.6119 | 4415253 | 17417.6484 | 17417.6484 | 0 | 0 | -1 | 0 | 40.3259 | 19 | 10703.5586 | 0.002252 | 0 | 0 | 0.002252 | 0 | 0 | 0 | -13164.4492 | 2342.4905 | 2342.4905 | 0 | 0 | 0 | 0.54222 | 36.5788 | 64.2254 | -27.6466 | 0.14396 | 6.0252 | 2.5335 | 0 | 0 | 6974 | 476167.9688 | 0 | 0 | 1/1/2025 | 12/31/2099 | TRUE | TCO |  | 2027 |  |  |  | REF | 0 | 0 | Real 2021 ¦ 12/22/2022 3:42:52 PM | 0 | Area 1001 Gas Aero CT 2025 | 0 |  | 1 | Unit |  | PJM | 99.75 | 0 | 0.95 | 0 | 0 | 40.3259 | 0 | 803207.75 | 0 | 10703.5586 | 0 | 0
8085 | Area 1001 Gas Aero CT 2026 | ATC | 2027 | AEP-KPCO | 91.6904 | 100.2491 | 0 | 27.211 | 31.2658 | 27.3984 | 26.1639 | 17507.1367 | 105 | 15709.6064 | 1797.5304 | 0 | 0 | 2.4431 | -1 | 4415357.5 | 9124 | 9272.6104 | 8695.4287 | 27.5071 | 54.3575 | 476172 | 476172 | 0 | 0 | 79.6347 | 4415357.5 | 17417.873 | 17417.873 | 0 | 0 | -1 | 0 | 42.443 | 20 | 10703.6846 | 0.0032984 | 0.0027567 | 0 | 0.0005417 | 0 | 0 | 0 | -13178.0459 | 2342.5103 | 2342.5103 | 0 | 0 | 0 | 0.54222 | 36.5789 | 64.2539 | -27.675 | 0.14393 | 6.0252 | 2.5335 | 0 | 0 | 6976 | 476172 | 0 | 0 | 1/1/2026 | 12/31/2099 | TRUE | TCO |  | 2027 |  |  |  | REF | 0 | 0 | Real 2021 ¦ 12/22/2022 3:42:52 PM | 0 | Area 1001 Gas Aero CT 2026 | 0 |  | 1 | Unit |  | PJM | 99.75 | 0 | 0.95 | 0 | 0 | 42.443 | 0 | 803207.75 | 0 | 10703.6846 | 0 | 0
8086 | Area 1001 Gas Aero CT 2027 | ATC | 2027 | AEP-KPCO | 91.6904 | 100.2491 | 0 | 27.211 | 31.2659 | 27.4414 | 26.1639 | 17524.4766 | 105 | 15726.9463 | 1797.5304 | 0 | 0 | 2.4431 | -1 | 4112450.75 | 9124 | 9321.0078 | 8695.4287 | 27.5071 | 50.3656 | 441202.375 | 441202.375 | 0 | 20.0799 | 79.9772 | 4112450.75 | 16031.0967 | 16031.0967 | 0 | 0 | -1 | 0 | 44.66 | 21 | 9936.582 | 4.2036 | 0 | 0 | 4.2036 | 0 | 0 | 0 | -13645.2363 | 2170.4785 | 2170.4785 | 0 | 0 | 0 | 0.5024 | 36.335 | 67.2624 | -30.9274 | 0.13607 | 6.0252 | 2.5335 | 0 | 0 | 7006 | 441202.375 | 0 | 0 | 1/1/2027 | 12/31/2099 | TRUE | TCO |  | 2027 |  |  |  | REF | 0 | 0 | Real 2021 ¦ 12/22/2022 3:42:52 PM | 0 | Area 1001 Gas Aero CT 2027 | 0 |  | 1 | Unit |  | PJM | 99.75 | 0 | 0.95 | 0 | 0 | 44.66 | 0 | 803207.75 | 0 | 9936.582 | 0 | 0
8087 | Area 1001 Gas Aero CT 2028 | ATC | 2027 | AEP-KPCO | 0 | 0 | 0 | 0 | 0 |  | 0 | 0 | 0 | 0 | 0 | 0 | 0 | 0 | -1 | 0 | 0 |  | 0 | 0 | 0 | 0 | 0 | 0 | 0 | 0 | 0 | 0 | 0 | 0 | 0 | -1 | 0 | 0 | 0 | 0 | 0 | 0 | 0 | 0 | 0 | 0 | 0 | 0 | 0 | 0 | 0 | 0 | 0 |  |  |  |  | 0 | 0 | 0 | 0 | 0 | 0 | 0 | 0 | 0 | 1/1/2028 | 12/31/2099 | TRUE | TCO |  | 2027 |  |  |  | REF | 0 | 0 | Real 2021 ¦ 12/22/2022 3:42:52 PM | 0 | Area 1001 Gas Aero CT 2028 | 0 |  | 1 | Unit |  | PJM | 0 | 0 | 0.95 | 0 | 0 | 0 | 0 | 0 | 0 | 0 | 0 | 0
8088 | Area 1001 Gas Aero CT 2029 | ATC | 2027 | AEP-KPCO | 0 | 0 | 0 | 0 | 0 |  | 0 | 0 | 0 | 0 | 0 | 0 | 0 | 0 | -1 | 0 | 0 |  | 0 | 0 | 0 | 0 | 0 | 0 | 0 | 0 | 0 | 0 | 0 | 0 | 0 | -1 | 0 | 0 | 0 | 0 | 0 | 0 | 0 | 0 | 0 | 0 | 0 | 0 | 0 | 0 | 0 | 0 | 0 |  |  |  |  | 0 | 0 | 0 | 0 | 0 | 0 | 0 | 0 | 0 | 1/1/2029 | 12/31/2099 | TRUE | TCO |  | 2027 |  |  |  | REF | 0 | 0 | Real 2021 ¦ 12/22/2022 3:42:52 PM | 0 | Area 1001 Gas Aero CT 2029 | 0 |  | 1 | Unit |  | PJM | 0 | 0 | 0.95 | 0 | 0 | 0 | 0 | 0 | 0 | 0 | 0 | 0
8089 | Area 1001 Gas Aero CT 2030 | ATC | 2027 | AEP-KPCO | 0 | 0 | 0 | 0 | 0 |  | 0 | 0 | 0 | 0 | 0 | 0 | 0 | 0 | -1 | 0 | 0 |  | 0 | 0 | 0 | 0 | 0 | 0 | 0 | 0 | 0 | 0 | 0 | 0 | 0 | -1 | 0 | 0 | 0 | 0 | 0 | 0 | 0 | 0 | 0 | 0 | 0 | 0 | 0 | 0 | 0 | 0 | 0 |  |  |  |  | 0 | 0 | 0 | 0 | 0 | 0 | 0 | 0 | 0 | 1/1/2030 | 12/31/2099 | TRUE | TCO |  | 2027 |  |  |  | REF | 0 | 0 | Real 2021 ¦ 12/22/2022 3:42:52 PM | 0 | Area 1001 Gas Aero CT 2030 | 0 |  | 1 | Unit |  | PJM | 0 | 0 | 0.95 | 0 | 0 | 0 | 0 | 0 | 0 | 0 | 0 | 0
8090 | Area 1001 Gas Aero CT 2031 | ATC | 2027 | AEP-KPCO | 0 | 0 | 0 | 0 | 0 |  | 0 | 0 | 0 | 0 | 0 | 0 | 0 | 0 | -1 | 0 | 0 |  | 0 | 0 | 0 | 0 | 0 | 0 | 0 | 0 | 0 | 0 | 0 | 0 | 0 | -1 | 0 | 0 | 0 | 0 | 0 | 0 | 0 | 0 | 0 | 0 | 0 | 0 | 0 | 0 | 0 | 0 | 0 |  |  |  |  | 0 | 0 | 0 | 0 | 0 | 0 | 0 | 0 | 0 | 1/1/2031 | 12/31/2099 | TRUE | TCO |  | 2027 |  |  |  | REF | 0 | 0 | Real 2021 ¦ 12/22/2022 3:42:52 PM | 0 | Area 1001 Gas Aero CT 2031 | 0 |  | 1 | Unit |  | PJM | 0 | 0 | 0.95 | 0 | 0 | 0 | 0 | 0 | 0 | 0 | 0 | 0
8091 | Area 1001 Gas Aero CT 2032 | ATC | 2027 | AEP-KPCO | 0 | 0 | 0 | 0 | 0 |  | 0 | 0 | 0 | 0 | 0 | 0 | 0 | 0 | -1 | 0 | 0 |  | 0 | 0 | 0 | 0 | 0 | 0 | 0 | 0 | 0 | 0 | 0 | 0 | 0 | -1 | 0 | 0 | 0 | 0 | 0 | 0 | 0 | 0 | 0 | 0 | 0 | 0 | 0 | 0 | 0 | 0 | 0 |  |  |  |  | 0 | 0 | 0 | 0 | 0 | 0 | 0 | 0 | 0 | 1/1/2032 | 12/31/2099 | TRUE | TCO |  | 2027 |  |  |  | REF | 0 | 0 | Real 2021 ¦ 12/22/2022 3:42:52 PM | 0 | Area 1001 Gas Aero CT 2032 | 0 |  | 1 | Unit |  | PJM | 0 | 0 | 0.95 | 0 | 0 | 0 | 0 | 0 | 0 | 0 | 0 | 0
8092 | Area 1001 Gas Aero CT 2033 | ATC | 2027 | AEP-KPCO | 0 | 0 | 0 | 0 | 0 |  | 0 | 0 | 0 | 0 | 0 | 0 | 0 | 0 | -1 | 0 | 0 |  | 0 | 0 | 0 | 0 | 0 | 0 | 0 | 0 | 0 | 0 | 0 | 0 | 0 | -1 | 0 | 0 | 0 | 0 | 0 | 0 | 0 | 0 | 0 | 0 | 0 | 0 | 0 | 0 | 0 | 0 | 0 |  |  |  |  | 0 | 0 | 0 | 0 | 0 | 0 | 0 | 0 | 0 | 1/1/2033 | 12/31/2099 | TRUE | TCO |  | 2027 |  |  |  | REF | 0 | 0 | Real 2021 ¦ 12/22/2022 3:42:52 PM | 0 | Area 1001 Gas Aero CT 2033 | 0 |  | 1 | Unit |  | PJM | 0 | 0 | 0.95 | 0 | 0 | 0 | 0 | 0 | 0 | 0 | 0 | 0
8093 | Area 1001 Gas Aero CT 2034 | ATC | 2027 | AEP-KPCO | 0 | 0 | 0 | 0 | 0 |  | 0 | 0 | 0 | 0 | 0 | 0 | 0 | 0 | -1 | 0 | 0 |  | 0 | 0 | 0 | 0 | 0 | 0 | 0 | 0 | 0 | 0 | 0 | 0 | 0 | -1 | 0 | 0 | 0 | 0 | 0 | 0 | 0 | 0 | 0 | 0 | 0 | 0 | 0 | 0 | 0 | 0 | 0 |  |  |  |  | 0 | 0 | 0 | 0 | 0 | 0 | 0 | 0 | 0 | 1/1/2034 | 12/31/2099 | TRUE | TCO |  | 2027 |  |  |  | REF | 0 | 0 | Real 2021 ¦ 12/22/2022 3:42:52 PM | 0 | Area 1001 Gas Aero CT 2034 | 0 |  | 1 | Unit |  | PJM | 0 | 0 | 0.95 | 0 | 0 | 0 | 0 | 0 | 0 | 0 | 0 | 0
8094 | Area 1001 Gas Aero CT 2035 | ATC | 2027 | AEP-KPCO | 0 | 0 | 0 | 0 | 0 |  | 0 | 0 | 0 | 0 | 0 | 0 | 0 | 0 | -1 | 0 | 0 |  | 0 | 0 | 0 | 0 | 0 | 0 | 0 | 0 | 0 | 0 | 0 | 0 | 0 | -1 | 0 | 0 | 0 | 0 | 0 | 0 | 0 | 0 | 0 | 0 | 0 | 0 | 0 | 0 | 0 | 0 | 0 |  |  |  |  | 0 | 0 | 0 | 0 | 0 | 0 | 0 | 0 | 0 | 1/1/2035 | 12/31/2099 | TRUE | TCO |  | 2027 |  |  |  | REF | 0 | 0 | Real 2021 ¦ 12/22/2022 3:42:52 PM | 0 | Area 1001 Gas Aero CT 2035 | 0 |  | 1 | Unit |  | PJM | 0 | 0 | 0.95 | 0 | 0 | 0 | 0 | 0 | 0 | 0 | 0 | 0
8095 | Area 1001 Gas Aero CT 2036 | ATC | 2027 | AEP-KPCO | 0 | 0 | 0 | 0 | 0 |  | 0 | 0 | 0 | 0 | 0 | 0 | 0 | 0 | -1 | 0 | 0 |  | 0 | 0 | 0 | 0 | 0 | 0 | 0 | 0 | 0 | 0 | 0 | 0 | 0 | -1 | 0 | 0 | 0 | 0 | 0 | 0 | 0 | 0 | 0 | 0 | 0 | 0 | 0 | 0 | 0 | 0 | 0 |  |  |  |  | 0 | 0 | 0 | 0 | 0 | 0 | 0 | 0 | 0 | 1/1/2036 | 12/31/2099 | TRUE | TCO |  | 2027 |  |  |  | REF | 0 | 0 | Real 2021 ¦ 12/22/2022 3:42:52 PM | 0 | Area 1001 Gas Aero CT 2036 | 0 |  | 1 | Unit |  | PJM | 0 | 0 | 0.95 | 0 | 0 | 0 | 0 | 0 | 0 | 0 | 0 | 0
8096 | Area 1001 Gas Aero CT 2037 | ATC | 2027 | AEP-KPCO | 0 | 0 | 0 | 0 | 0 |  | 0 | 0 | 0 | 0 | 0 | 0 | 0 | 0 | -1 | 0 | 0 |  | 0 | 0 | 0 | 0 | 0 | 0 | 0 | 0 | 0 | 0 | 0 | 0 | 0 | -1 | 0 | 0 | 0 | 0 | 0 | 0 | 0 | 0 | 0 | 0 | 0 | 0 | 0 | 0 | 0 | 0 | 0 |  |  |  |  | 0 | 0 | 0 | 0 | 0 | 0 | 0 | 0 | 0 | 1/1/2037 | 12/31/2099 | TRUE | TCO |  | 2027 |  |  |  | REF | 0 | 0 | Real 2021 ¦ 12/22/2022 3:42:52 PM | 0 | Area 1001 Gas Aero CT 2037 | 0 |  | 1 | Unit |  | PJM | 0 | 0 | 0.95 | 0 | 0 | 0 | 0 | 0 | 0 | 0 | 0 | 0
8097 | Area 1001 Gas Aero CT 2038 | ATC | 2027 | AEP-KPCO | 0 | 0 | 0 | 0 | 0 |  | 0 | 0 | 0 | 0 | 0 | 0 | 0 | 0 | -1 | 0 | 0 |  | 0 | 0 | 0 | 0 | 0 | 0 | 0 | 0 | 0 | 0 | 0 | 0 | 0 | -1 | 0 | 0 | 0 | 0 | 0 | 0 | 0 | 0 | 0 | 0 | 0 | 0 | 0 | 0 | 0 | 0 | 0 |  |  |  |  | 0 | 0 | 0 | 0 | 0 | 0 | 0 | 0 | 0 | 1/1/2038 | 12/31/2099 | TRUE | TCO |  | 2027 |  |  |  | REF | 0 | 0 | Real 2021 ¦ 12/22/2022 3:42:52 PM | 0 | Area 1001 Gas Aero CT 2038 | 0 |  | 1 | Unit |  | PJM | 0 | 0 | 0.95 | 0 | 0 | 0 | 0 | 0 | 0 | 0 | 0 | 0
8098 | Area 1001 Gas Aero CT 2039 | ATC | 2027 | AEP-KPCO | 0 | 0 | 0 | 0 | 0 |  | 0 | 0 | 0 | 0 | 0 | 0 | 0 | 0 | -1 | 0 | 0 |  | 0 | 0 | 0 | 0 | 0 | 0 | 0 | 0 | 0 | 0 | 0 | 0 | 0 | -1 | 0 | 0 | 0 | 0 | 0 | 0 | 0 | 0 | 0 | 0 | 0 | 0 | 0 | 0 | 0 | 0 | 0 |  |  |  |  | 0 | 0 | 0 | 0 | 0 | 0 | 0 | 0 | 0 | 1/1/2039 | 12/31/2099 | TRUE | TCO |  | 2027 |  |  |  | REF | 0 | 0 | Real 2021 ¦ 12/22/2022 3:42:52 PM | 0 | Area 1001 Gas Aero CT 2039 | 0 |  | 1 | Unit |  | PJM | 0 | 0 | 0.95 | 0 | 0 | 0 | 0 | 0 | 0 | 0 | 0 | 0
8099 | Area 1001 Gas Aero CT 2040 | ATC | 2027 | AEP-KPCO | 0 | 0 | 0 | 0 | 0 |  | 0 | 0 | 0 | 0 | 0 | 0 | 0 | 0 | -1 | 0 | 0 |  | 0 | 0 | 0 | 0 | 0 | 0 | 0 | 0 | 0 | 0 | 0 | 0 | 0 | -1 | 0 | 0 | 0 | 0 | 0 | 0 | 0 | 0 | 0 | 0 | 0 | 0 | 0 | 0 | 0 | 0 | 0 |  |  |  |  | 0 | 0 | 0 | 0 | 0 | 0 | 0 | 0 | 0 | 1/1/2040 | 12/31/2099 | TRUE | TCO |  | 2027 |  |  |  | REF | 0 | 0 | Real 2021 ¦ 12/22/2022 3:42:52 PM | 0 | Area 1001 Gas Aero CT 2040 | 0 |  | 1 | Unit |  | PJM | 0 | 0 | 0.95 | 0 | 0 | 0 | 0 | 0 | 0 | 0 | 0 | 0
8100 | Area 1001 Gas Aero CT 2041 | ATC | 2027 | AEP-KPCO | 0 | 0 | 0 | 0 | 0 |  | 0 | 0 | 0 | 0 | 0 | 0 | 0 | 0 | -1 | 0 | 0 |  | 0 | 0 | 0 | 0 | 0 | 0 | 0 | 0 | 0 | 0 | 0 | 0 | 0 | -1 | 0 | 0 | 0 | 0 | 0 | 0 | 0 | 0 | 0 | 0 | 0 | 0 | 0 | 0 | 0 | 0 | 0 |  |  |  |  | 0 | 0 | 0 | 0 | 0 | 0 | 0 | 0 | 0 | 1/1/2041 | 12/31/2099 | TRUE | TCO |  | 2027 |  |  |  | REF | 0 | 0 | Real 2021 ¦ 12/22/2022 3:42:52 PM | 0 | Area 1001 Gas Aero CT 2041 | 0 |  | 1 | Unit |  | PJM | 0 | 0 | 0.95 | 0 | 0 | 0 | 0 | 0 | 0 | 0 | 0 | 0
8101 | Area 1001 Gas Aero CT 2042 | ATC | 2027 | AEP-KPCO | 0 | 0 | 0 | 0 | 0 |  | 0 | 0 | 0 | 0 | 0 | 0 | 0 | 0 | -1 | 0 | 0 |  | 0 | 0 | 0 | 0 | 0 | 0 | 0 | 0 | 0 | 0 | 0 | 0 | 0 | -1 | 0 | 0 | 0 | 0 | 0 | 0 | 0 | 0 | 0 | 0 | 0 | 0 | 0 | 0 | 0 | 0 | 0 |  |  |  |  | 0 | 0 | 0 | 0 | 0 | 0 | 0 | 0 | 0 | 1/1/2042 | 12/31/2099 | TRUE | TCO |  | 2027 |  |  |  | REF | 0 | 0 | Real 2021 ¦ 12/22/2022 3:42:52 PM | 0 | Area 1001 Gas Aero CT 2042 | 0 |  | 1 | Unit |  | PJM | 0 | 0 | 0.95 | 0 | 0 | 0 | 0 | 0 | 0 | 0 | 0 | 0
8102 | Area 1001 Gas Aero CT 2043 | ATC | 2027 | AEP-KPCO | 0 | 0 | 0 | 0 | 0 |  | 0 | 0 | 0 | 0 | 0 | 0 | 0 | 0 | -1 | 0 | 0 |  | 0 | 0 | 0 | 0 | 0 | 0 | 0 | 0 | 0 | 0 | 0 | 0 | 0 | -1 | 0 | 0 | 0 | 0 | 0 | 0 | 0 | 0 | 0 | 0 | 0 | 0 | 0 | 0 | 0 | 0 | 0 |  |  |  |  | 0 | 0 | 0 | 0 | 0 | 0 | 0 | 0 | 0 | 1/1/2043 | 12/31/2099 | TRUE | TCO |  | 2027 |  |  |  | REF | 0 | 0 | Real 2021 ¦ 12/22/2022 3:42:52 PM | 0 | Area 1001 Gas Aero CT 2043 | 0 |  | 1 | Unit |  | PJM | 0 | 0 | 0.95 | 0 | 0 | 0 | 0 | 0 | 0 | 0 | 0 | 0
8103 | Area 1001 Gas IC 2023 | ATC | 2027 | AEP-KPCO | 19.2095 | 21 | 0 | 26.2307 | 26.4428 | 26.33 | 25.1836 | 7694.1235 | 21 | 6918.4688 | 775.6546 | 0 | 0 | 2.4431 | -1 | 1082300.75 | 8295 | 8344.627 | 7866.4287 | 5.7628 | 14.806 | 129700.3047 | 129700.3047 | 0 | 3.8014 | 85.6964 | 1082300.75 | 4597.4385 | 4597.4385 | 0 | 0 | -1 | 0 | 0 | 51 | 2641.3623 | 0.22015 | 0 | 0 | 0.22015 | 0 | 0 | 0 | -6511.6895 | 773.6084 | 773.6084 | 0 | 0 | 0 | 0.70505 | 35.4466 | 85.6523 | -50.2057 | 0.033392 | 1.2641 | 0.52644 | 0 | 0 | 7507 | 129700.3047 | 0 | 0 | 1/1/2023 | 12/31/2099 | TRUE | TCO |  | 2027 |  |  |  | REF | 0 | 0 | Real 2021 ¦ 12/22/2022 3:42:52 PM | 0 | Area 1001 Gas IC 2023 | 0 |  | 1 | Unit |  | PJM | 19.95 | 0 | 0.95 | 0 | 0 | 0 | 0 | 168275.0156 | 0 | 2641.3623 | 0 | 0
8104 | Area 1001 Gas IC 2024 | ATC | 2027 | AEP-KPCO | 19.2095 | 21 | 0 | 26.2307 | 26.4428 | 26.3283 | 25.1836 | 6988.9829 | 21 | 6213.3286 | 775.6546 | 0 | 0 | 2.4431 | -1 | 1086134.5 | 8295 | 8343.0889 | 7866.4287 | 5.7628 | 14.8612 | 130183.75 | 130183.75 | 0 | 0.91324 | 85.7306 | 1086134.5 | 4611.0161 | 4611.0161 | 0 | 0 | -1 | 0 | 0 | 53 | 2650.9875 | 0.23945 | 0 | 0 | 0.23945 | 0 | 0 | 0 | -5805.48 | 776.4919 | 776.4919 | 0 | 0 | 0 | 0.70767 | 35.4193 | 80.0138 | -44.5945 | 0.033451 | 1.2641 | 0.52644 | 0 | 0 | 7510 | 130183.75 | 0 | 0 | 1/1/2024 | 12/31/2099 | TRUE | TCO |  | 2027 |  |  |  | REF | 0 | 0 | Real 2021 ¦ 12/22/2022 3:42:52 PM | 0 | Area 1001 Gas IC 2024 | 0 |  | 1 | Unit |  | PJM | 19.95 | 0 | 0.95 | 0 | 0 | 0 | 0 | 168275.0156 | 0 | 2650.9875 | 0 | 0
8105 | Area 1001 Gas IC 2025 | ATC | 2027 | AEP-KPCO | 19.2095 | 21 | 0 | 26.2307 | 26.4428 | 26.3302 | 25.1836 | 6649.1284 | 21 | 5873.4736 | 775.6546 | 0 | 0 | 2.4431 | -1 | 1092362.25 | 8295 | 8341.5879 | 7866.4287 | 5.7628 | 14.9491 | 130953.7656 | 130953.7656 | 0 | 0.18265 | 85.9817 | 1092362.25 | 4633.0444 | 4633.0444 | 0 | 0 | -1 | 0 | 0 | 53 | 2666.9187 | 0.48854 | 0.0033605 | 0 | 0.48518 | 0 | 0 | 0 | -5464.1211 | 781.0848 | 781.0848 | 0 | 0 | 0 | 0.71186 | 35.3792 | 77.1048 | -41.7256 | 0.033535 | 1.2641 | 0.52644 | 0 | 0 | 7532 | 130953.7656 | 0 | 0 | 1/1/2025 | 12/31/2099 | TRUE | TCO |  | 2027 |  |  |  | REF | 0 | 0 | Real 2021 ¦ 12/22/2022 3:42:52 PM | 0 | Area 1001 Gas IC 2025 | 0 |  | 1 | Unit |  | PJM | 19.95 | 0 | 0.95 | 0 | 0 | 0 | 0 | 168275.0156 | 0 | 2666.9187 | 0 | 0
8106 | Area 1001 Gas IC 2026 | ATC | 2027 | AEP-KPCO | 19.2095 | 21 | 0 | 26.2307 | 26.4428 | 26.3398 | 25.1836 | 6654.9082 | 21 | 5879.2539 | 775.6546 | 0 | 0 | 2.4431 | -1 | 1101234.875 | 8295 | 8344.127 | 7866.4287 | 5.7628 | 15.0659 | 131977.2344 | 131977.2344 | 0 | 0.045662 | 87.169 | 1101234.875 | 4660.5586 | 4660.5586 | 0 | 0 | -1 | 0 | 0 | 54 | 2689.0256 | 0.76676 | 0 | 0 | 0.76676 | 0 | 0 | 0 | -5470.5986 | 787.1893 | 787.1893 | 0 | 0 | 0 | 0.71742 | 35.3134 | 76.7644 | -41.4511 | 0.03365 | 1.2641 | 0.52644 | 0 | 0 | 7636 | 131977.2344 | 0 | 0 | 1/1/2026 | 12/31/2099 | TRUE | TCO |  | 2027 |  |  |  | REF | 0 | 0 | Real 2021 ¦ 12/22/2022 3:42:52 PM | 0 | Area 1001 Gas IC 2026 | 0 |  | 1 | Unit |  | PJM | 19.95 | 0 | 0.95 | 0 | 0 | 0 | 0 | 168275.0156 | 0 | 2689.0256 | 0 | 0
8107 | Area 1001 Gas IC 2027 | ATC | 2027 | AEP-KPCO | 19.2095 | 21 | 0 | 26.2307 | 26.4428 | 26.3434 | 25.1836 | 6659.5322 | 21 | 5883.8774 | 775.6546 | 0 | 0 | 2.4431 | -1 | 1106476.375 | 8295 | 8346.2178 | 7866.4287 | 5.7628 | 15.1338 | 132572.1875 | 132572.1875 | 0 | 0.3653 | 87.9795 | 1106476.375 | 4675.6768 | 4675.6768 | 0 | 0 | -1 | 0 | 0 | 56 | 2701.6343 | 0.83601 | 0.0031196 | 0 | 0.83289 | 0 | 0 | 0 | -5476.2612 | 790.738 | 790.738 | 0 | 0 | 0 | 0.72066 | 35.2689 | 76.5767 | -41.3078 | 0.033743 | 1.2641 | 0.52644 | 0 | 0 | 7707 | 132572.1875 | 0 | 0 | 1/1/2027 | 12/31/2099 | TRUE | TCO |  | 2027 |  |  |  | REF | 0 | 0 | Real 2021 ¦ 12/22/2022 3:42:52 PM | 0 | Area 1001 Gas IC 2027 | 0 |  | 1 | Unit |  | PJM | 19.95 | 0 | 0.95 | 0 | 0 | 0 | 0 | 168275.0156 | 0 | 2701.6343 | 0 | 0
8108 | Area 1001 Gas IC 2028 | ATC | 2027 | AEP-KPCO | 0 | 0 | 0 | 0 | 0 |  | 0 | 0 | 0 | 0 | 0 | 0 | 0 | 0 | -1 | 0 | 0 |  | 0 | 0 | 0 | 0 | 0 | 0 | 0 | 0 | 0 | 0 | 0 | 0 | 0 | -1 | 0 | 0 | 0 | 0 | 0 | 0 | 0 | 0 | 0 | 0 | 0 | 0 | 0 | 0 | 0 | 0 | 0 |  |  |  |  | 0 | 0 | 0 | 0 | 0 | 0 | 0 | 0 | 0 | 1/1/2028 | 12/31/2099 | TRUE | TCO |  | 2027 |  |  |  | REF | 0 | 0 | Real 2021 ¦ 12/22/2022 3:42:52 PM | 0 | Area 1001 Gas IC 2028 | 0 |  | 1 | Unit |  | PJM | 0 | 0 | 0.95 | 0 | 0 | 0 | 0 | 0 | 0 | 0 | 0 | 0
8109 | Area 1001 Gas IC 2029 | ATC | 2027 | AEP-KPCO | 0 | 0 | 0 | 0 | 0 |  | 0 | 0 | 0 | 0 | 0 | 0 | 0 | 0 | -1 | 0 | 0 |  | 0 | 0 | 0 | 0 | 0 | 0 | 0 | 0 | 0 | 0 | 0 | 0 | 0 | -1 | 0 | 0 | 0 | 0 | 0 | 0 | 0 | 0 | 0 | 0 | 0 | 0 | 0 | 0 | 0 | 0 | 0 |  |  |  |  | 0 | 0 | 0 | 0 | 0 | 0 | 0 | 0 | 0 | 1/1/2029 | 12/31/2099 | TRUE | TCO |  | 2027 |  |  |  | REF | 0 | 0 | Real 2021 ¦ 12/22/2022 3:42:52 PM | 0 | Area 1001 Gas IC 2029 | 0 |  | 1 | Unit |  | PJM | 0 | 0 | 0.95 | 0 | 0 | 0 | 0 | 0 | 0 | 0 | 0 | 0
8110 | Area 1001 Gas IC 2030 | ATC | 2027 | AEP-KPCO | 0 | 0 | 0 | 0 | 0 |  | 0 | 0 | 0 | 0 | 0 | 0 | 0 | 0 | -1 | 0 | 0 |  | 0 | 0 | 0 | 0 | 0 | 0 | 0 | 0 | 0 | 0 | 0 | 0 | 0 | -1 | 0 | 0 | 0 | 0 | 0 | 0 | 0 | 0 | 0 | 0 | 0 | 0 | 0 | 0 | 0 | 0 | 0 |  |  |  |  | 0 | 0 | 0 | 0 | 0 | 0 | 0 | 0 | 0 | 1/1/2030 | 12/31/2099 | TRUE | TCO |  | 2027 |  |  |  | REF | 0 | 0 | Real 2021 ¦ 12/22/2022 3:42:52 PM | 0 | Area 1001 Gas IC 2030 | 0 |  | 1 | Unit |  | PJM | 0 | 0 | 0.95 | 0 | 0 | 0 | 0 | 0 | 0 | 0 | 0 | 0
8111 | Area 1001 Gas IC 2031 | ATC | 2027 | AEP-KPCO | 0 | 0 | 0 | 0 | 0 |  | 0 | 0 | 0 | 0 | 0 | 0 | 0 | 0 | -1 | 0 | 0 |  | 0 | 0 | 0 | 0 | 0 | 0 | 0 | 0 | 0 | 0 | 0 | 0 | 0 | -1 | 0 | 0 | 0 | 0 | 0 | 0 | 0 | 0 | 0 | 0 | 0 | 0 | 0 | 0 | 0 | 0 | 0 |  |  |  |  | 0 | 0 | 0 | 0 | 0 | 0 | 0 | 0 | 0 | 1/1/2031 | 12/31/2099 | TRUE | TCO |  | 2027 |  |  |  | REF | 0 | 0 | Real 2021 ¦ 12/22/2022 3:42:52 PM | 0 | Area 1001 Gas IC 2031 | 0 |  | 1 | Unit |  | PJM | 0 | 0 | 0.95 | 0 | 0 | 0 | 0 | 0 | 0 | 0 | 0 | 0
8112 | Area 1001 Gas IC 2032 | ATC | 2027 | AEP-KPCO | 0 | 0 | 0 | 0 | 0 |  | 0 | 0 | 0 | 0 | 0 | 0 | 0 | 0 | -1 | 0 | 0 |  | 0 | 0 | 0 | 0 | 0 | 0 | 0 | 0 | 0 | 0 | 0 | 0 | 0 | -1 | 0 | 0 | 0 | 0 | 0 | 0 | 0 | 0 | 0 | 0 | 0 | 0 | 0 | 0 | 0 | 0 | 0 |  |  |  |  | 0 | 0 | 0 | 0 | 0 | 0 | 0 | 0 | 0 | 1/1/2032 | 12/31/2099 | TRUE | TCO |  | 2027 |  |  |  | REF | 0 | 0 | Real 2021 ¦ 12/22/2022 3:42:52 PM | 0 | Area 1001 Gas IC 2032 | 0 |  | 1 | Unit |  | PJM | 0 | 0 | 0.95 | 0 | 0 | 0 | 0 | 0 | 0 | 0 | 0 | 0
8113 | Area 1001 Gas IC 2033 | ATC | 2027 | AEP-KPCO | 0 | 0 | 0 | 0 | 0 |  | 0 | 0 | 0 | 0 | 0 | 0 | 0 | 0 | -1 | 0 | 0 |  | 0 | 0 | 0 | 0 | 0 | 0 | 0 | 0 | 0 | 0 | 0 | 0 | 0 | -1 | 0 | 0 | 0 | 0 | 0 | 0 | 0 | 0 | 0 | 0 | 0 | 0 | 0 | 0 | 0 | 0 | 0 |  |  |  |  | 0 | 0 | 0 | 0 | 0 | 0 | 0 | 0 | 0 | 1/1/2033 | 12/31/2099 | TRUE | TCO |  | 2027 |  |  |  | REF | 0 | 0 | Real 2021 ¦ 12/22/2022 3:42:52 PM | 0 | Area 1001 Gas IC 2033 | 0 |  | 1 | Unit |  | PJM | 0 | 0 | 0.95 | 0 | 0 | 0 | 0 | 0 | 0 | 0 | 0 | 0
8114 | Area 1001 Gas IC 2034 | ATC | 2027 | AEP-KPCO | 0 | 0 | 0 | 0 | 0 |  | 0 | 0 | 0 | 0 | 0 | 0 | 0 | 0 | -1 | 0 | 0 |  | 0 | 0 | 0 | 0 | 0 | 0 | 0 | 0 | 0 | 0 | 0 | 0 | 0 | -1 | 0 | 0 | 0 | 0 | 0 | 0 | 0 | 0 | 0 | 0 | 0 | 0 | 0 | 0 | 0 | 0 | 0 |  |  |  |  | 0 | 0 | 0 | 0 | 0 | 0 | 0 | 0 | 0 | 1/1/2034 | 12/31/2099 | TRUE | TCO |  | 2027 |  |  |  | REF | 0 | 0 | Real 2021 ¦ 12/22/2022 3:42:52 PM | 0 | Area 1001 Gas IC 2034 | 0 |  | 1 | Unit |  | PJM | 0 | 0 | 0.95 | 0 | 0 | 0 | 0 | 0 | 0 | 0 | 0 | 0
8115 | Area 1001 Gas IC 2035 | ATC | 2027 | AEP-KPCO | 0 | 0 | 0 | 0 | 0 |  | 0 | 0 | 0 | 0 | 0 | 0 | 0 | 0 | -1 | 0 | 0 |  | 0 | 0 | 0 | 0 | 0 | 0 | 0 | 0 | 0 | 0 | 0 | 0 | 0 | -1 | 0 | 0 | 0 | 0 | 0 | 0 | 0 | 0 | 0 | 0 | 0 | 0 | 0 | 0 | 0 | 0 | 0 |  |  |  |  | 0 | 0 | 0 | 0 | 0 | 0 | 0 | 0 | 0 | 1/1/2035 | 12/31/2099 | TRUE | TCO |  | 2027 |  |  |  | REF | 0 | 0 | Real 2021 ¦ 12/22/2022 3:42:52 PM | 0 | Area 1001 Gas IC 2035 | 0 |  | 1 | Unit |  | PJM | 0 | 0 | 0.95 | 0 | 0 | 0 | 0 | 0 | 0 | 0 | 0 | 0
8116 | Area 1001 Gas IC 2036 | ATC | 2027 | AEP-KPCO | 0 | 0 | 0 | 0 | 0 |  | 0 | 0 | 0 | 0 | 0 | 0 | 0 | 0 | -1 | 0 | 0 |  | 0 | 0 | 0 | 0 | 0 | 0 | 0 | 0 | 0 | 0 | 0 | 0 | 0 | -1 | 0 | 0 | 0 | 0 | 0 | 0 | 0 | 0 | 0 | 0 | 0 | 0 | 0 | 0 | 0 | 0 | 0 |  |  |  |  | 0 | 0 | 0 | 0 | 0 | 0 | 0 | 0 | 0 | 1/1/2036 | 12/31/2099 | TRUE | TCO |  | 2027 |  |  |  | REF | 0 | 0 | Real 2021 ¦ 12/22/2022 3:42:52 PM | 0 | Area 1001 Gas IC 2036 | 0 |  | 1 | Unit |  | PJM | 0 | 0 | 0.95 | 0 | 0 | 0 | 0 | 0 | 0 | 0 | 0 | 0
8117 | Area 1001 Gas IC 2037 | ATC | 2027 | AEP-KPCO | 0 | 0 | 0 | 0 | 0 |  | 0 | 0 | 0 | 0 | 0 | 0 | 0 | 0 | -1 | 0 | 0 |  | 0 | 0 | 0 | 0 | 0 | 0 | 0 | 0 | 0 | 0 | 0 | 0 | 0 | -1 | 0 | 0 | 0 | 0 | 0 | 0 | 0 | 0 | 0 | 0 | 0 | 0 | 0 | 0 | 0 | 0 | 0 |  |  |  |  | 0 | 0 | 0 | 0 | 0 | 0 | 0 | 0 | 0 | 1/1/2037 | 12/31/2099 | TRUE | TCO |  | 2027 |  |  |  | REF | 0 | 0 | Real 2021 ¦ 12/22/2022 3:42:52 PM | 0 | Area 1001 Gas IC 2037 | 0 |  | 1 | Unit |  | PJM | 0 | 0 | 0.95 | 0 | 0 | 0 | 0 | 0 | 0 | 0 | 0 | 0
8118 | Area 1001 Gas IC 2038 | ATC | 2027 | AEP-KPCO | 0 | 0 | 0 | 0 | 0 |  | 0 | 0 | 0 | 0 | 0 | 0 | 0 | 0 | -1 | 0 | 0 |  | 0 | 0 | 0 | 0 | 0 | 0 | 0 | 0 | 0 | 0 | 0 | 0 | 0 | -1 | 0 | 0 | 0 | 0 | 0 | 0 | 0 | 0 | 0 | 0 | 0 | 0 | 0 | 0 | 0 | 0 | 0 |  |  |  |  | 0 | 0 | 0 | 0 | 0 | 0 | 0 | 0 | 0 | 1/1/2038 | 12/31/2099 | TRUE | TCO |  | 2027 |  |  |  | REF | 0 | 0 | Real 2021 ¦ 12/22/2022 3:42:52 PM | 0 | Area 1001 Gas IC 2038 | 0 |  | 1 | Unit |  | PJM | 0 | 0 | 0.95 | 0 | 0 | 0 | 0 | 0 | 0 | 0 | 0 | 0
8119 | Area 1001 Gas IC 2039 | ATC | 2027 | AEP-KPCO | 0 | 0 | 0 | 0 | 0 |  | 0 | 0 | 0 | 0 | 0 | 0 | 0 | 0 | -1 | 0 | 0 |  | 0 | 0 | 0 | 0 | 0 | 0 | 0 | 0 | 0 | 0 | 0 | 0 | 0 | -1 | 0 | 0 | 0 | 0 | 0 | 0 | 0 | 0 | 0 | 0 | 0 | 0 | 0 | 0 | 0 | 0 | 0 |  |  |  |  | 0 | 0 | 0 | 0 | 0 | 0 | 0 | 0 | 0 | 1/1/2039 | 12/31/2099 | TRUE | TCO |  | 2027 |  |  |  | REF | 0 | 0 | Real 2021 ¦ 12/22/2022 3:42:52 PM | 0 | Area 1001 Gas IC 2039 | 0 |  | 1 | Unit |  | PJM | 0 | 0 | 0.95 | 0 | 0 | 0 | 0 | 0 | 0 | 0 | 0 | 0
8120 | Area 1001 Gas IC 2040 | ATC | 2027 | AEP-KPCO | 0 | 0 | 0 | 0 | 0 |  | 0 | 0 | 0 | 0 | 0 | 0 | 0 | 0 | -1 | 0 | 0 |  | 0 | 0 | 0 | 0 | 0 | 0 | 0 | 0 | 0 | 0 | 0 | 0 | 0 | -1 | 0 | 0 | 0 | 0 | 0 | 0 | 0 | 0 | 0 | 0 | 0 | 0 | 0 | 0 | 0 | 0 | 0 |  |  |  |  | 0 | 0 | 0 | 0 | 0 | 0 | 0 | 0 | 0 | 1/1/2040 | 12/31/2099 | TRUE | TCO |  | 2027 |  |  |  | REF | 0 | 0 | Real 2021 ¦ 12/22/2022 3:42:52 PM | 0 | Area 1001 Gas IC 2040 | 0 |  | 1 | Unit |  | PJM | 0 | 0 | 0.95 | 0 | 0 | 0 | 0 | 0 | 0 | 0 | 0 | 0
8121 | Area 1001 Gas IC 2041 | ATC | 2027 | AEP-KPCO | 0 | 0 | 0 | 0 | 0 |  | 0 | 0 | 0 | 0 | 0 | 0 | 0 | 0 | -1 | 0 | 0 |  | 0 | 0 | 0 | 0 | 0 | 0 | 0 | 0 | 0 | 0 | 0 | 0 | 0 | -1 | 0 | 0 | 0 | 0 | 0 | 0 | 0 | 0 | 0 | 0 | 0 | 0 | 0 | 0 | 0 | 0 | 0 |  |  |  |  | 0 | 0 | 0 | 0 | 0 | 0 | 0 | 0 | 0 | 1/1/2041 | 12/31/2099 | TRUE | TCO |  | 2027 |  |  |  | REF | 0 | 0 | Real 2021 ¦ 12/22/2022 3:42:52 PM | 0 | Area 1001 Gas IC 2041 | 0 |  | 1 | Unit |  | PJM | 0 | 0 | 0.95 | 0 | 0 | 0 | 0 | 0 | 0 | 0 | 0 | 0
8122 | Area 1001 Gas IC 2042 | ATC | 2027 | AEP-KPCO | 0 | 0 | 0 | 0 | 0 |  | 0 | 0 | 0 | 0 | 0 | 0 | 0 | 0 | -1 | 0 | 0 |  | 0 | 0 | 0 | 0 | 0 | 0 | 0 | 0 | 0 | 0 | 0 | 0 | 0 | -1 | 0 | 0 | 0 | 0 | 0 | 0 | 0 | 0 | 0 | 0 | 0 | 0 | 0 | 0 | 0 | 0 | 0 |  |  |  |  | 0 | 0 | 0 | 0 | 0 | 0 | 0 | 0 | 0 | 1/1/2042 | 12/31/2099 | TRUE | TCO |  | 2027 |  |  |  | REF | 0 | 0 | Real 2021 ¦ 12/22/2022 3:42:52 PM | 0 | Area 1001 Gas IC 2042 | 0 |  | 1 | Unit |  | PJM | 0 | 0 | 0.95 | 0 | 0 | 0 | 0 | 0 | 0 | 0 | 0 | 0
8123 | Area 1001 Gas IC 2043 | ATC | 2027 | AEP-KPCO | 0 | 0 | 0 | 0 | 0 |  | 0 | 0 | 0 | 0 | 0 | 0 | 0 | 0 | -1 | 0 | 0 |  | 0 | 0 | 0 | 0 | 0 | 0 | 0 | 0 | 0 | 0 | 0 | 0 | 0 | -1 | 0 | 0 | 0 | 0 | 0 | 0 | 0 | 0 | 0 | 0 | 0 | 0 | 0 | 0 | 0 | 0 | 0 |  |  |  |  | 0 | 0 | 0 | 0 | 0 | 0 | 0 | 0 | 0 | 1/1/2043 | 12/31/2099 | TRUE | TCO |  | 2027 |  |  |  | REF | 0 | 0 | Real 2021 ¦ 12/22/2022 3:42:52 PM | 0 | Area 1001 Gas IC 2043 | 0 |  | 1 | Unit |  | PJM | 0 | 0 | 0.95 | 0 | 0 | 0 | 0 | 0 | 0 | 0 | 0 | 0
8124 | Area 1001 Gas CCS 2024 | ATC | 2027 | AEP-KPCO | 341.8946 | 377 | 0 | -3.9039 | -3.4664 | -3.8654 | -3.3013 | 157676.5781 | 377 | 146760.8281 | 10915.752 | 0 | 0 | 2.4431 | -1 | 21336356 | 7124 | 7124 | 6695.4287 | 102.5684 | 341.8946 | 2994996.5 | 2994996.5 | 0 | 0 | 100 | 21336356 | 98502.7734 | 98502.7734 | 0 | 0 | -1 | 0 | 0 | 0 | 52243.207 | 0 | 0 | 0 | 0 | 0 | 0 | 0 | -47597.0547 | 18306.5547 | 18306.5547 | 0 | 0 | 0 | 0.90688 | 32.8891 | 48.7813 | -15.8922 | -82126.5078 | 22.5043 | 12.6011 | 0 | 0 | 8760 | 2994996.5 | 0 | 0 | 1/1/2024 | 12/31/2099 | TRUE | TCO |  | 2027 |  |  |  | REF | 0 | 0 | Real 2021 ¦ 12/22/2022 3:42:52 PM | 0 | Area 1001 Gas CCS 2024 | 0 |  | 1 | Unit |  | PJM | 358.15 | 0 | 0.95 | 0 | 0 | 0 | 0 | 2994996.5 | 0 | 52243.207 | 0 | 0
8125 | Area 1001 Gas CCS 2025 | ATC | 2027 | AEP-KPCO | 341.8946 | 377 | 0 | -3.9039 | -3.4664 | -3.8654 | -3.3013 | 150683.0312 | 377 | 139767.2812 | 10915.752 | 0 | 0 | 2.4431 | -1 | 21336356 | 7124 | 7124 | 6695.4287 | 102.5684 | 341.8946 | 2994996.5 | 2994996.5 | 0 | 0 | 100 | 21336356 | 98502.7734 | 98502.7734 | 0 | 0 | -1 | 0 | 0 | 0 | 52243.207 | 0 | 0 | 0 | 0 | 0 | 0 | 0 | -40603.5039 | 18306.5547 | 18306.5547 | 0 | 0 | 0 | 0.90688 | 32.8891 | 46.4462 | -13.5571 | -82126.5078 | 22.5043 | 12.6011 | 0 | 0 | 8760 | 2994996.5 | 0 | 0 | 1/1/2025 | 12/31/2099 | TRUE | TCO |  | 2027 |  |  |  | REF | 0 | 0 | Real 2021 ¦ 12/22/2022 3:42:52 PM | 0 | Area 1001 Gas CCS 2025 | 0 |  | 1 | Unit |  | PJM | 358.15 | 0 | 0.95 | 0 | 0 | 0 | 0 | 2994996.5 | 0 | 52243.207 | 0 | 0
8126 | Area 1001 Gas CCS 2026 | ATC | 2027 | AEP-KPCO | 341.8946 | 377 | 0 | -3.8055 | -3.3628 | -3.7673 | -3.2027 | 150164.2188 | 377 | 139248.4688 | 10915.752 | 0 | 0 | 2.4431 | -1 | 21126706 | 7054 | 7054 | 6625.2788 | 102.5684 | 341.8946 | 2994996.5 | 2994996.5 | 0 | 0 | 100 | 21126706 | 98502.7734 | 98502.7734 | 0 | 0 | -1 | 0 | 0 | 0 | 51729.8672 | 0 | 0 | 0 | 0 | 0 | 0 | 0 | -40378.3242 | 18306.5547 | 18306.5547 | 0 | 0 | 0 | 0.90688 | 32.8891 | 46.371 | -13.4819 | -81319.5391 | 22.5043 | 12.6011 | 0 | 0 | 8760 | 2994996.5 | 0 | 0 | 1/1/2026 | 12/31/2099 | TRUE | TCO |  | 2027 |  |  |  | REF | 0 | 0 | Real 2021 ¦ 12/22/2022 3:42:52 PM | 0 | Area 1001 Gas CCS 2026 | 0 |  | 1 | Unit |  | PJM | 358.15 | 0 | 0.95 | 0 | 0 | 0 | 0 | 2994996.5 | 0 | 51729.8672 | 0 | 0
8127 | Area 1001 Gas CCS 2027 | ATC | 2027 | AEP-KPCO | 341.8946 | 377 | 0 | -3.7085 | -3.2614 | -3.6707 | -3.1061 | 149769.9219 | 377 | 139020.1875 | 10749.7324 | 0 | 0 | 2.4431 | -1 | 20920052 | 6985 | 6985 | 6556.5571 | 102.5684 | 341.8946 | 2994996.5 | 2994996.5 | 0 | 1.1416 | 100 | 20920052 | 98502.7734 | 98502.7734 | 0 | 0 | -1 | 0 | 0 | 1 | 51223.8633 | 0 | 0 | 0 | 0 | 0 | 0 | 0 | -40273.4648 | 18306.5547 | 18306.5547 | 0 | 0 | 0 | 0.90688 | 32.8891 | 46.336 | -13.4469 | -80524.1016 | 22.5043 | 12.6011 | 0 | 0 | 8760 | 2994996.5 | 0 | 0 | 1/1/2027 | 12/31/2099 | TRUE | TCO |  | 2027 |  |  |  | REF | 0 | 0 | Real 2021 ¦ 12/22/2022 3:42:52 PM | 0 | Area 1001 Gas CCS 2027 | 0 |  | 1 | Unit |  | PJM | 358.15 | 0 | 0.95 | 0 | 0 | 0 | 0 | 2994996.5 | 0 | 51223.8633 | 0 | 0
8128 | Area 1001 Gas CCS 2028 | ATC | 2027 | AEP-KPCO | 0 | 0 | 0 | 0 | 0 |  | 0 | 0 | 0 | 0 | 0 | 0 | 0 | 0 | -1 | 0 | 0 |  | 0 | 0 | 0 | 0 | 0 | 0 | 0 | 0 | 0 | 0 | 0 | 0 | 0 | -1 | 0 | 0 | 0 | 0 | 0 | 0 | 0 | 0 | 0 | 0 | 0 | 0 | 0 | 0 | 0 | 0 | 0 |  |  |  |  | 0 | 0 | 0 | 0 | 0 | 0 | 0 | 0 | 0 | 1/1/2028 | 12/31/2099 | TRUE | TCO |  | 2027 |  |  |  | REF | 0 | 0 | Real 2021 ¦ 12/22/2022 3:42:52 PM | 0 | Area 1001 Gas CCS 2028 | 0 |  | 1 | Unit |  | PJM | 0 | 0 | 0.95 | 0 | 0 | 0 | 0 | 0 | 0 | 0 | 0 | 0
8129 | Area 1001 Gas CCS 2029 | ATC | 2027 | AEP-KPCO | 0 | 0 | 0 | 0 | 0 |  | 0 | 0 | 0 | 0 | 0 | 0 | 0 | 0 | -1 | 0 | 0 |  | 0 | 0 | 0 | 0 | 0 | 0 | 0 | 0 | 0 | 0 | 0 | 0 | 0 | -1 | 0 | 0 | 0 | 0 | 0 | 0 | 0 | 0 | 0 | 0 | 0 | 0 | 0 | 0 | 0 | 0 | 0 |  |  |  |  | 0 | 0 | 0 | 0 | 0 | 0 | 0 | 0 | 0 | 1/1/2029 | 12/31/2099 | TRUE | TCO |  | 2027 |  |  |  | REF | 0 | 0 | Real 2021 ¦ 12/22/2022 3:42:52 PM | 0 | Area 1001 Gas CCS 2029 | 0 |  | 1 | Unit |  | PJM | 0 | 0 | 0.95 | 0 | 0 | 0 | 0 | 0 | 0 | 0 | 0 | 0
8130 | Area 1001 Gas CCS 2030 | ATC | 2027 | AEP-KPCO | 0 | 0 | 0 | 0 | 0 |  | 0 | 0 | 0 | 0 | 0 | 0 | 0 | 0 | -1 | 0 | 0 |  | 0 | 0 | 0 | 0 | 0 | 0 | 0 | 0 | 0 | 0 | 0 | 0 | 0 | -1 | 0 | 0 | 0 | 0 | 0 | 0 | 0 | 0 | 0 | 0 | 0 | 0 | 0 | 0 | 0 | 0 | 0 |  |  |  |  | 0 | 0 | 0 | 0 | 0 | 0 | 0 | 0 | 0 | 1/1/2030 | 12/31/2099 | TRUE | TCO |  | 2027 |  |  |  | REF | 0 | 0 | Real 2021 ¦ 12/22/2022 3:42:52 PM | 0 | Area 1001 Gas CCS 2030 | 0 |  | 1 | Unit |  | PJM | 0 | 0 | 0.95 | 0 | 0 | 0 | 0 | 0 | 0 | 0 | 0 | 0
8131 | Area 1001 Gas CCS 2031 | ATC | 2027 | AEP-KPCO | 0 | 0 | 0 | 0 | 0 |  | 0 | 0 | 0 | 0 | 0 | 0 | 0 | 0 | -1 | 0 | 0 |  | 0 | 0 | 0 | 0 | 0 | 0 | 0 | 0 | 0 | 0 | 0 | 0 | 0 | -1 | 0 | 0 | 0 | 0 | 0 | 0 | 0 | 0 | 0 | 0 | 0 | 0 | 0 | 0 | 0 | 0 | 0 |  |  |  |  | 0 | 0 | 0 | 0 | 0 | 0 | 0 | 0 | 0 | 1/1/2031 | 12/31/2099 | TRUE | TCO |  | 2027 |  |  |  | REF | 0 | 0 | Real 2021 ¦ 12/22/2022 3:42:52 PM | 0 | Area 1001 Gas CCS 2031 | 0 |  | 1 | Unit |  | PJM | 0 | 0 | 0.95 | 0 | 0 | 0 | 0 | 0 | 0 | 0 | 0 | 0
8132 | Area 1001 Gas CCS 2032 | ATC | 2027 | AEP-KPCO | 0 | 0 | 0 | 0 | 0 |  | 0 | 0 | 0 | 0 | 0 | 0 | 0 | 0 | -1 | 0 | 0 |  | 0 | 0 | 0 | 0 | 0 | 0 | 0 | 0 | 0 | 0 | 0 | 0 | 0 | -1 | 0 | 0 | 0 | 0 | 0 | 0 | 0 | 0 | 0 | 0 | 0 | 0 | 0 | 0 | 0 | 0 | 0 |  |  |  |  | 0 | 0 | 0 | 0 | 0 | 0 | 0 | 0 | 0 | 1/1/2032 | 12/31/2099 | TRUE | TCO |  | 2027 |  |  |  | REF | 0 | 0 | Real 2021 ¦ 12/22/2022 3:42:52 PM | 0 | Area 1001 Gas CCS 2032 | 0 |  | 1 | Unit |  | PJM | 0 | 0 | 0.95 | 0 | 0 | 0 | 0 | 0 | 0 | 0 | 0 | 0
8133 | Area 1001 Gas CCS 2033 | ATC | 2027 | AEP-KPCO | 0 | 0 | 0 | 0 | 0 |  | 0 | 0 | 0 | 0 | 0 | 0 | 0 | 0 | -1 | 0 | 0 |  | 0 | 0 | 0 | 0 | 0 | 0 | 0 | 0 | 0 | 0 | 0 | 0 | 0 | -1 | 0 | 0 | 0 | 0 | 0 | 0 | 0 | 0 | 0 | 0 | 0 | 0 | 0 | 0 | 0 | 0 | 0 |  |  |  |  | 0 | 0 | 0 | 0 | 0 | 0 | 0 | 0 | 0 | 1/1/2033 | 12/31/2099 | TRUE | TCO |  | 2027 |  |  |  | REF | 0 | 0 | Real 2021 ¦ 12/22/2022 3:42:52 PM | 0 | Area 1001 Gas CCS 2033 | 0 |  | 1 | Unit |  | PJM | 0 | 0 | 0.95 | 0 | 0 | 0 | 0 | 0 | 0 | 0 | 0 | 0
8134 | Area 1001 Gas CCS 2034 | ATC | 2027 | AEP-KPCO | 0 | 0 | 0 | 0 | 0 |  | 0 | 0 | 0 | 0 | 0 | 0 | 0 | 0 | -1 | 0 | 0 |  | 0 | 0 | 0 | 0 | 0 | 0 | 0 | 0 | 0 | 0 | 0 | 0 | 0 | -1 | 0 | 0 | 0 | 0 | 0 | 0 | 0 | 0 | 0 | 0 | 0 | 0 | 0 | 0 | 0 | 0 | 0 |  |  |  |  | 0 | 0 | 0 | 0 | 0 | 0 | 0 | 0 | 0 | 1/1/2034 | 12/31/2099 | TRUE | TCO |  | 2027 |  |  |  | REF | 0 | 0 | Real 2021 ¦ 12/22/2022 3:42:52 PM | 0 | Area 1001 Gas CCS 2034 | 0 |  | 1 | Unit |  | PJM | 0 | 0 | 0.95 | 0 | 0 | 0 | 0 | 0 | 0 | 0 | 0 | 0
8135 | Area 1001 Gas CCS 2035 | ATC | 2027 | AEP-KPCO | 0 | 0 | 0 | 0 | 0 |  | 0 | 0 | 0 | 0 | 0 | 0 | 0 | 0 | -1 | 0 | 0 |  | 0 | 0 | 0 | 0 | 0 | 0 | 0 | 0 | 0 | 0 | 0 | 0 | 0 | -1 | 0 | 0 | 0 | 0 | 0 | 0 | 0 | 0 | 0 | 0 | 0 | 0 | 0 | 0 | 0 | 0 | 0 |  |  |  |  | 0 | 0 | 0 | 0 | 0 | 0 | 0 | 0 | 0 | 1/1/2035 | 12/31/2099 | TRUE | TCO |  | 2027 |  |  |  | REF | 0 | 0 | Real 2021 ¦ 12/22/2022 3:42:52 PM | 0 | Area 1001 Gas CCS 2035 | 0 |  | 1 | Unit |  | PJM | 0 | 0 | 0.95 | 0 | 0 | 0 | 0 | 0 | 0 | 0 | 0 | 0
8136 | Area 1001 Gas CCS 2036 | ATC | 2027 | AEP-KPCO | 0 | 0 | 0 | 0 | 0 |  | 0 | 0 | 0 | 0 | 0 | 0 | 0 | 0 | -1 | 0 | 0 |  | 0 | 0 | 0 | 0 | 0 | 0 | 0 | 0 | 0 | 0 | 0 | 0 | 0 | -1 | 0 | 0 | 0 | 0 | 0 | 0 | 0 | 0 | 0 | 0 | 0 | 0 | 0 | 0 | 0 | 0 | 0 |  |  |  |  | 0 | 0 | 0 | 0 | 0 | 0 | 0 | 0 | 0 | 1/1/2036 | 12/31/2099 | TRUE | TCO |  | 2027 |  |  |  | REF | 0 | 0 | Real 2021 ¦ 12/22/2022 3:42:52 PM | 0 | Area 1001 Gas CCS 2036 | 0 |  | 1 | Unit |  | PJM | 0 | 0 | 0.95 | 0 | 0 | 0 | 0 | 0 | 0 | 0 | 0 | 0
8137 | Area 1001 Gas CCS 2037 | ATC | 2027 | AEP-KPCO | 0 | 0 | 0 | 0 | 0 |  | 0 | 0 | 0 | 0 | 0 | 0 | 0 | 0 | -1 | 0 | 0 |  | 0 | 0 | 0 | 0 | 0 | 0 | 0 | 0 | 0 | 0 | 0 | 0 | 0 | -1 | 0 | 0 | 0 | 0 | 0 | 0 | 0 | 0 | 0 | 0 | 0 | 0 | 0 | 0 | 0 | 0 | 0 |  |  |  |  | 0 | 0 | 0 | 0 | 0 | 0 | 0 | 0 | 0 | 1/1/2037 | 12/31/2099 | TRUE | TCO |  | 2027 |  |  |  | REF | 0 | 0 | Real 2021 ¦ 12/22/2022 3:42:52 PM | 0 | Area 1001 Gas CCS 2037 | 0 |  | 1 | Unit |  | PJM | 0 | 0 | 0.95 | 0 | 0 | 0 | 0 | 0 | 0 | 0 | 0 | 0
8138 | Area 1001 Gas CCS 2038 | ATC | 2027 | AEP-KPCO | 0 | 0 | 0 | 0 | 0 |  | 0 | 0 | 0 | 0 | 0 | 0 | 0 | 0 | -1 | 0 | 0 |  | 0 | 0 | 0 | 0 | 0 | 0 | 0 | 0 | 0 | 0 | 0 | 0 | 0 | -1 | 0 | 0 | 0 | 0 | 0 | 0 | 0 | 0 | 0 | 0 | 0 | 0 | 0 | 0 | 0 | 0 | 0 |  |  |  |  | 0 | 0 | 0 | 0 | 0 | 0 | 0 | 0 | 0 | 1/1/2038 | 12/31/2099 | TRUE | TCO |  | 2027 |  |  |  | REF | 0 | 0 | Real 2021 ¦ 12/22/2022 3:42:52 PM | 0 | Area 1001 Gas CCS 2038 | 0 |  | 1 | Unit |  | PJM | 0 | 0 | 0.95 | 0 | 0 | 0 | 0 | 0 | 0 | 0 | 0 | 0
8139 | Area 1001 Gas CCS 2039 | ATC | 2027 | AEP-KPCO | 0 | 0 | 0 | 0 | 0 |  | 0 | 0 | 0 | 0 | 0 | 0 | 0 | 0 | -1 | 0 | 0 |  | 0 | 0 | 0 | 0 | 0 | 0 | 0 | 0 | 0 | 0 | 0 | 0 | 0 | -1 | 0 | 0 | 0 | 0 | 0 | 0 | 0 | 0 | 0 | 0 | 0 | 0 | 0 | 0 | 0 | 0 | 0 |  |  |  |  | 0 | 0 | 0 | 0 | 0 | 0 | 0 | 0 | 0 | 1/1/2039 | 12/31/2099 | TRUE | TCO |  | 2027 |  |  |  | REF | 0 | 0 | Real 2021 ¦ 12/22/2022 3:42:52 PM | 0 | Area 1001 Gas CCS 2039 | 0 |  | 1 | Unit |  | PJM | 0 | 0 | 0.95 | 0 | 0 | 0 | 0 | 0 | 0 | 0 | 0 | 0
8140 | Area 1001 Gas CCS 2040 | ATC | 2027 | AEP-KPCO | 0 | 0 | 0 | 0 | 0 |  | 0 | 0 | 0 | 0 | 0 | 0 | 0 | 0 | -1 | 0 | 0 |  | 0 | 0 | 0 | 0 | 0 | 0 | 0 | 0 | 0 | 0 | 0 | 0 | 0 | -1 | 0 | 0 | 0 | 0 | 0 | 0 | 0 | 0 | 0 | 0 | 0 | 0 | 0 | 0 | 0 | 0 | 0 |  |  |  |  | 0 | 0 | 0 | 0 | 0 | 0 | 0 | 0 | 0 | 1/1/2040 | 12/31/2099 | TRUE | TCO |  | 2027 |  |  |  | REF | 0 | 0 | Real 2021 ¦ 12/22/2022 3:42:52 PM | 0 | Area 1001 Gas CCS 2040 | 0 |  | 1 | Unit |  | PJM | 0 | 0 | 0.95 | 0 | 0 | 0 | 0 | 0 | 0 | 0 | 0 | 0
8141 | Area 1001 Gas CCS 2041 | ATC | 2027 | AEP-KPCO | 0 | 0 | 0 | 0 | 0 |  | 0 | 0 | 0 | 0 | 0 | 0 | 0 | 0 | -1 | 0 | 0 |  | 0 | 0 | 0 | 0 | 0 | 0 | 0 | 0 | 0 | 0 | 0 | 0 | 0 | -1 | 0 | 0 | 0 | 0 | 0 | 0 | 0 | 0 | 0 | 0 | 0 | 0 | 0 | 0 | 0 | 0 | 0 |  |  |  |  | 0 | 0 | 0 | 0 | 0 | 0 | 0 | 0 | 0 | 1/1/2041 | 12/31/2099 | TRUE | TCO |  | 2027 |  |  |  | REF | 0 | 0 | Real 2021 ¦ 12/22/2022 3:42:52 PM | 0 | Area 1001 Gas CCS 2041 | 0 |  | 1 | Unit |  | PJM | 0 | 0 | 0.95 | 0 | 0 | 0 | 0 | 0 | 0 | 0 | 0 | 0
8142 | Area 1001 Gas CCS 2042 | ATC | 2027 | AEP-KPCO | 0 | 0 | 0 | 0 | 0 |  | 0 | 0 | 0 | 0 | 0 | 0 | 0 | 0 | -1 | 0 | 0 |  | 0 | 0 | 0 | 0 | 0 | 0 | 0 | 0 | 0 | 0 | 0 | 0 | 0 | -1 | 0 | 0 | 0 | 0 | 0 | 0 | 0 | 0 | 0 | 0 | 0 | 0 | 0 | 0 | 0 | 0 | 0 |  |  |  |  | 0 | 0 | 0 | 0 | 0 | 0 | 0 | 0 | 0 | 1/1/2042 | 12/31/2099 | TRUE | TCO |  | 2027 |  |  |  | REF | 0 | 0 | Real 2021 ¦ 12/22/2022 3:42:52 PM | 0 | Area 1001 Gas CCS 2042 | 0 |  | 1 | Unit |  | PJM | 0 | 0 | 0.95 | 0 | 0 | 0 | 0 | 0 | 0 | 0 | 0 | 0
8143 | Area 1001 Gas CCS 2043 | ATC | 2027 | AEP-KPCO | 0 | 0 | 0 | 0 | 0 |  | 0 | 0 | 0 | 0 | 0 | 0 | 0 | 0 | -1 | 0 | 0 |  | 0 | 0 | 0 | 0 | 0 | 0 | 0 | 0 | 0 | 0 | 0 | 0 | 0 | -1 | 0 | 0 | 0 | 0 | 0 | 0 | 0 | 0 | 0 | 0 | 0 | 0 | 0 | 0 | 0 | 0 | 0 |  |  |  |  | 0 | 0 | 0 | 0 | 0 | 0 | 0 | 0 | 0 | 1/1/2043 | 12/31/2099 | TRUE | TCO |  | 2027 |  |  |  | REF | 0 | 0 | Real 2021 ¦ 12/22/2022 3:42:52 PM | 0 | Area 1001 Gas CCS 2043 | 0 |  | 1 | Unit |  | PJM | 0 | 0 | 0.95 | 0 | 0 | 0 | 0 | 0 | 0 | 0 | 0 | 0
8144 | Area 1001 Coal CCS 2025 | ATC | 2027 | AEP-KPCO | 601.2055 | 650 | 0 | -43.2749 | -45.4386 | -43.2748 | -43.2749 | 575413.375 | 650 | 534767.375 | 40646.0391 | 0 | 0 | 2.3887 | -1 | 65868864 | 12507 | 12507 | 12507 | 0 | 601.2055 | 5266560 | 5266560 | 0 | 0 | 0 | 65868864 | 174194.875 | 174194.875 | 0 | 0 | -1 | 0 | 0 | 0 | 157342.7344 | 0 | 0 | 0 | 0 | 0 | 0 | 0 | -173309 | 60490.5664 | 60490.5664 | 0 | 0 | 0 | 0.92493 | 33.0756 | 65.9831 | -32.9074 | -445742.8125 | 0 | 48.7945 | 0 | 0 | 8760 | 5266560 | 0 | 0 | 1/1/2025 | 12/31/2099 | TRUE | KPCO CCS Coal Price |  | 2027 |  |  |  | REF | 0 | 0 | Real 2021 ¦ 12/22/2022 3:42:52 PM | 0 | Area 1001 Coal CCS 2025 | 0 |  | 1 | Unit |  | PJM | 617.5 | 0 | 0.95 | 0 | 0 | 0 | 0 | 5266560 | 0 | 157342.7344 | 0 | 0
8145 | Area 1001 Coal CCS 2026 | ATC | 2027 | AEP-KPCO | 601.2055 | 650 | 0 | -42.6663 | -44.7996 | -42.6662 | -42.6663 | 571119.8125 | 650 | 530831.5625 | 40288.2383 | 0 | 0 | 2.3887 | -1 | 65136816 | 12368 | 12368 | 12368 | 0 | 601.2055 | 5266560 | 5266560 | 0 | 0 | 0 | 65136816 | 174194.875 | 174194.875 | 0 | 0 | -1 | 0 | 0 | 0 | 155594.0625 | 0 | 0 | 0 | 0 | 0 | 0 | 0 | -172220.625 | 60490.5664 | 60490.5664 | 0 | 0 | 0 | 0.92493 | 33.0756 | 65.7764 | -32.7008 | -440788.9062 | 0 | 48.7945 | 0 | 0 | 8760 | 5266560 | 0 | 0 | 1/1/2026 | 12/31/2099 | TRUE | KPCO CCS Coal Price |  | 2027 |  |  |  | REF | 0 | 0 | Real 2021 ¦ 12/22/2022 3:42:52 PM | 0 | Area 1001 Coal CCS 2026 | 0 |  | 1 | Unit |  | PJM | 617.5 | 0 | 0.95 | 0 | 0 | 0 | 0 | 5266560 | 0 | 155594.0625 | 0 | 0
8146 | Area 1001 Coal CCS 2027 | ATC | 2027 | AEP-KPCO | 601.2055 | 650 | 0 | -42.7696 | -44.9081 | -42.7696 | -42.7696 | 568293.1875 | 650 | 528326.9375 | 39966.2188 | 0 | 0 | 2.3887 | -1 | 64346832 | 12218 | 12218 | 12218 | 0 | 601.2055 | 5266560 | 5266560 | 0 | 0 | 0 | 64346832 | 174194.875 | 174194.875 | 0 | 0 | -1 | 0 | 0 | 1 | 153707 | 0 | 0 | 0 | 0 | 0 | 0 | 0 | -168849.8125 | 56487.5156 | 56487.5156 | 0 | 0 | 0 | 0.92493 | 33.0756 | 65.1364 | -32.0607 | -435443 | 0 | 48.7945 | 0 | 0 | 8760 | 5266560 | 0 | 0 | 1/1/2027 | 12/31/2099 | TRUE | KPCO CCS Coal Price |  | 2027 |  |  |  | REF | 0 | 0 | Real 2021 ¦ 12/22/2022 3:42:52 PM | 0 | Area 1001 Coal CCS 2027 | 0 |  | 1 | Unit |  | PJM | 617.5 | 0 | 0.95 | 0 | 0 | 0 | 0 | 5266560 | 0 | 153707 | 0 | 0
8147 | Area 1001 Coal CCS 2028 | ATC | 2027 | AEP-KPCO | 0 | 0 | 0 | 0 | 0 |  | 0 | 0 | 0 | 0 | 0 | 0 | 0 | 0 | -1 | 0 | 0 |  | 0 | 0 | 0 | 0 | 0 | 0 | 0 | 0 | 0 | 0 | 0 | 0 | 0 | -1 | 0 | 0 | 0 | 0 | 0 | 0 | 0 | 0 | 0 | 0 | 0 | 0 | 0 | 0 | 0 | 0 | 0 |  |  |  |  | 0 | 0 | 0 | 0 | 0 | 0 | 0 | 0 | 0 | 1/1/2028 | 12/31/2099 | TRUE | KPCO CCS Coal Price |  | 2027 |  |  |  | REF | 0 | 0 | Real 2021 ¦ 12/22/2022 3:42:52 PM | 0 | Area 1001 Coal CCS 2028 | 0 |  | 1 | Unit |  | PJM | 0 | 0 | 0.95 | 0 | 0 | 0 | 0 | 0 | 0 | 0 | 0 | 0
8148 | Area 1001 Coal CCS 2029 | ATC | 2027 | AEP-KPCO | 0 | 0 | 0 | 0 | 0 |  | 0 | 0 | 0 | 0 | 0 | 0 | 0 | 0 | -1 | 0 | 0 |  | 0 | 0 | 0 | 0 | 0 | 0 | 0 | 0 | 0 | 0 | 0 | 0 | 0 | -1 | 0 | 0 | 0 | 0 | 0 | 0 | 0 | 0 | 0 | 0 | 0 | 0 | 0 | 0 | 0 | 0 | 0 |  |  |  |  | 0 | 0 | 0 | 0 | 0 | 0 | 0 | 0 | 0 | 1/1/2029 | 12/31/2099 | TRUE | KPCO CCS Coal Price |  | 2027 |  |  |  | REF | 0 | 0 | Real 2021 ¦ 12/22/2022 3:42:52 PM | 0 | Area 1001 Coal CCS 2029 | 0 |  | 1 | Unit |  | PJM | 0 | 0 | 0.95 | 0 | 0 | 0 | 0 | 0 | 0 | 0 | 0 | 0
8149 | Area 1001 Coal CCS 2030 | ATC | 2027 | AEP-KPCO | 0 | 0 | 0 | 0 | 0 |  | 0 | 0 | 0 | 0 | 0 | 0 | 0 | 0 | -1 | 0 | 0 |  | 0 | 0 | 0 | 0 | 0 | 0 | 0 | 0 | 0 | 0 | 0 | 0 | 0 | -1 | 0 | 0 | 0 | 0 | 0 | 0 | 0 | 0 | 0 | 0 | 0 | 0 | 0 | 0 | 0 | 0 | 0 |  |  |  |  | 0 | 0 | 0 | 0 | 0 | 0 | 0 | 0 | 0 | 1/1/2030 | 12/31/2099 | TRUE | KPCO CCS Coal Price |  | 2027 |  |  |  | REF | 0 | 0 | Real 2021 ¦ 12/22/2022 3:42:52 PM | 0 | Area 1001 Coal CCS 2030 | 0 |  | 1 | Unit |  | PJM | 0 | 0 | 0.95 | 0 | 0 | 0 | 0 | 0 | 0 | 0 | 0 | 0
8150 | Area 1001 Coal CCS 2031 | ATC | 2027 | AEP-KPCO | 0 | 0 | 0 | 0 | 0 |  | 0 | 0 | 0 | 0 | 0 | 0 | 0 | 0 | -1 | 0 | 0 |  | 0 | 0 | 0 | 0 | 0 | 0 | 0 | 0 | 0 | 0 | 0 | 0 | 0 | -1 | 0 | 0 | 0 | 0 | 0 | 0 | 0 | 0 | 0 | 0 | 0 | 0 | 0 | 0 | 0 | 0 | 0 |  |  |  |  | 0 | 0 | 0 | 0 | 0 | 0 | 0 | 0 | 0 | 1/1/2031 | 12/31/2099 | TRUE | KPCO CCS Coal Price |  | 2027 |  |  |  | REF | 0 | 0 | Real 2021 ¦ 12/22/2022 3:42:52 PM | 0 | Area 1001 Coal CCS 2031 | 0 |  | 1 | Unit |  | PJM | 0 | 0 | 0.95 | 0 | 0 | 0 | 0 | 0 | 0 | 0 | 0 | 0
8151 | Area 1001 Coal CCS 2032 | ATC | 2027 | AEP-KPCO | 0 | 0 | 0 | 0 | 0 |  | 0 | 0 | 0 | 0 | 0 | 0 | 0 | 0 | -1 | 0 | 0 |  | 0 | 0 | 0 | 0 | 0 | 0 | 0 | 0 | 0 | 0 | 0 | 0 | 0 | -1 | 0 | 0 | 0 | 0 | 0 | 0 | 0 | 0 | 0 | 0 | 0 | 0 | 0 | 0 | 0 | 0 | 0 |  |  |  |  | 0 | 0 | 0 | 0 | 0 | 0 | 0 | 0 | 0 | 1/1/2032 | 12/31/2099 | TRUE | KPCO CCS Coal Price |  | 2027 |  |  |  | REF | 0 | 0 | Real 2021 ¦ 12/22/2022 3:42:52 PM | 0 | Area 1001 Coal CCS 2032 | 0 |  | 1 | Unit |  | PJM | 0 | 0 | 0.95 | 0 | 0 | 0 | 0 | 0 | 0 | 0 | 0 | 0
8152 | Area 1001 Coal CCS 2033 | ATC | 2027 | AEP-KPCO | 0 | 0 | 0 | 0 | 0 |  | 0 | 0 | 0 | 0 | 0 | 0 | 0 | 0 | -1 | 0 | 0 |  | 0 | 0 | 0 | 0 | 0 | 0 | 0 | 0 | 0 | 0 | 0 | 0 | 0 | -1 | 0 | 0 | 0 | 0 | 0 | 0 | 0 | 0 | 0 | 0 | 0 | 0 | 0 | 0 | 0 | 0 | 0 |  |  |  |  | 0 | 0 | 0 | 0 | 0 | 0 | 0 | 0 | 0 | 1/1/2033 | 12/31/2099 | TRUE | KPCO CCS Coal Price |  | 2027 |  |  |  | REF | 0 | 0 | Real 2021 ¦ 12/22/2022 3:42:52 PM | 0 | Area 1001 Coal CCS 2033 | 0 |  | 1 | Unit |  | PJM | 0 | 0 | 0.95 | 0 | 0 | 0 | 0 | 0 | 0 | 0 | 0 | 0
8153 | Area 1001 Coal CCS 2034 | ATC | 2027 | AEP-KPCO | 0 | 0 | 0 | 0 | 0 |  | 0 | 0 | 0 | 0 | 0 | 0 | 0 | 0 | -1 | 0 | 0 |  | 0 | 0 | 0 | 0 | 0 | 0 | 0 | 0 | 0 | 0 | 0 | 0 | 0 | -1 | 0 | 0 | 0 | 0 | 0 | 0 | 0 | 0 | 0 | 0 | 0 | 0 | 0 | 0 | 0 | 0 | 0 |  |  |  |  | 0 | 0 | 0 | 0 | 0 | 0 | 0 | 0 | 0 | 1/1/2034 | 12/31/2099 | TRUE | KPCO CCS Coal Price |  | 2027 |  |  |  | REF | 0 | 0 | Real 2021 ¦ 12/22/2022 3:42:52 PM | 0 | Area 1001 Coal CCS 2034 | 0 |  | 1 | Unit |  | PJM | 0 | 0 | 0.95 | 0 | 0 | 0 | 0 | 0 | 0 | 0 | 0 | 0
8154 | Area 1001 Coal CCS 2035 | ATC | 2027 | AEP-KPCO | 0 | 0 | 0 | 0 | 0 |  | 0 | 0 | 0 | 0 | 0 | 0 | 0 | 0 | -1 | 0 | 0 |  | 0 | 0 | 0 | 0 | 0 | 0 | 0 | 0 | 0 | 0 | 0 | 0 | 0 | -1 | 0 | 0 | 0 | 0 | 0 | 0 | 0 | 0 | 0 | 0 | 0 | 0 | 0 | 0 | 0 | 0 | 0 |  |  |  |  | 0 | 0 | 0 | 0 | 0 | 0 | 0 | 0 | 0 | 1/1/2035 | 12/31/2099 | TRUE | KPCO CCS Coal Price |  | 2027 |  |  |  | REF | 0 | 0 | Real 2021 ¦ 12/22/2022 3:42:52 PM | 0 | Area 1001 Coal CCS 2035 | 0 |  | 1 | Unit |  | PJM | 0 | 0 | 0.95 | 0 | 0 | 0 | 0 | 0 | 0 | 0 | 0 | 0
8155 | Area 1001 Coal CCS 2036 | ATC | 2027 | AEP-KPCO | 0 | 0 | 0 | 0 | 0 |  | 0 | 0 | 0 | 0 | 0 | 0 | 0 | 0 | -1 | 0 | 0 |  | 0 | 0 | 0 | 0 | 0 | 0 | 0 | 0 | 0 | 0 | 0 | 0 | 0 | -1 | 0 | 0 | 0 | 0 | 0 | 0 | 0 | 0 | 0 | 0 | 0 | 0 | 0 | 0 | 0 | 0 | 0 |  |  |  |  | 0 | 0 | 0 | 0 | 0 | 0 | 0 | 0 | 0 | 1/1/2036 | 12/31/2099 | TRUE | KPCO CCS Coal Price |  | 2027 |  |  |  | REF | 0 | 0 | Real 2021 ¦ 12/22/2022 3:42:52 PM | 0 | Area 1001 Coal CCS 2036 | 0 |  | 1 | Unit |  | PJM | 0 | 0 | 0.95 | 0 | 0 | 0 | 0 | 0 | 0 | 0 | 0 | 0
8156 | Area 1001 Coal CCS 2037 | ATC | 2027 | AEP-KPCO | 0 | 0 | 0 | 0 | 0 |  | 0 | 0 | 0 | 0 | 0 | 0 | 0 | 0 | -1 | 0 | 0 |  | 0 | 0 | 0 | 0 | 0 | 0 | 0 | 0 | 0 | 0 | 0 | 0 | 0 | -1 | 0 | 0 | 0 | 0 | 0 | 0 | 0 | 0 | 0 | 0 | 0 | 0 | 0 | 0 | 0 | 0 | 0 |  |  |  |  | 0 | 0 | 0 | 0 | 0 | 0 | 0 | 0 | 0 | 1/1/2037 | 12/31/2099 | TRUE | KPCO CCS Coal Price |  | 2027 |  |  |  | REF | 0 | 0 | Real 2021 ¦ 12/22/2022 3:42:52 PM | 0 | Area 1001 Coal CCS 2037 | 0 |  | 1 | Unit |  | PJM | 0 | 0 | 0.95 | 0 | 0 | 0 | 0 | 0 | 0 | 0 | 0 | 0
8157 | Area 1001 Coal CCS 2038 | ATC | 2027 | AEP-KPCO | 0 | 0 | 0 | 0 | 0 |  | 0 | 0 | 0 | 0 | 0 | 0 | 0 | 0 | -1 | 0 | 0 |  | 0 | 0 | 0 | 0 | 0 | 0 | 0 | 0 | 0 | 0 | 0 | 0 | 0 | -1 | 0 | 0 | 0 | 0 | 0 | 0 | 0 | 0 | 0 | 0 | 0 | 0 | 0 | 0 | 0 | 0 | 0 |  |  |  |  | 0 | 0 | 0 | 0 | 0 | 0 | 0 | 0 | 0 | 1/1/2038 | 12/31/2099 | TRUE | KPCO CCS Coal Price |  | 2027 |  |  |  | REF | 0 | 0 | Real 2021 ¦ 12/22/2022 3:42:52 PM | 0 | Area 1001 Coal CCS 2038 | 0 |  | 1 | Unit |  | PJM | 0 | 0 | 0.95 | 0 | 0 | 0 | 0 | 0 | 0 | 0 | 0 | 0
8158 | Area 1001 Coal CCS 2039 | ATC | 2027 | AEP-KPCO | 0 | 0 | 0 | 0 | 0 |  | 0 | 0 | 0 | 0 | 0 | 0 | 0 | 0 | -1 | 0 | 0 |  | 0 | 0 | 0 | 0 | 0 | 0 | 0 | 0 | 0 | 0 | 0 | 0 | 0 | -1 | 0 | 0 | 0 | 0 | 0 | 0 | 0 | 0 | 0 | 0 | 0 | 0 | 0 | 0 | 0 | 0 | 0 |  |  |  |  | 0 | 0 | 0 | 0 | 0 | 0 | 0 | 0 | 0 | 1/1/2039 | 12/31/2099 | TRUE | KPCO CCS Coal Price |  | 2027 |  |  |  | REF | 0 | 0 | Real 2021 ¦ 12/22/2022 3:42:52 PM | 0 | Area 1001 Coal CCS 2039 | 0 |  | 1 | Unit |  | PJM | 0 | 0 | 0.95 | 0 | 0 | 0 | 0 | 0 | 0 | 0 | 0 | 0
8159 | Area 1001 Coal CCS 2040 | ATC | 2027 | AEP-KPCO | 0 | 0 | 0 | 0 | 0 |  | 0 | 0 | 0 | 0 | 0 | 0 | 0 | 0 | -1 | 0 | 0 |  | 0 | 0 | 0 | 0 | 0 | 0 | 0 | 0 | 0 | 0 | 0 | 0 | 0 | -1 | 0 | 0 | 0 | 0 | 0 | 0 | 0 | 0 | 0 | 0 | 0 | 0 | 0 | 0 | 0 | 0 | 0 |  |  |  |  | 0 | 0 | 0 | 0 | 0 | 0 | 0 | 0 | 0 | 1/1/2040 | 12/31/2099 | TRUE | KPCO CCS Coal Price |  | 2027 |  |  |  | REF | 0 | 0 | Real 2021 ¦ 12/22/2022 3:42:52 PM | 0 | Area 1001 Coal CCS 2040 | 0 |  | 1 | Unit |  | PJM | 0 | 0 | 0.95 | 0 | 0 | 0 | 0 | 0 | 0 | 0 | 0 | 0
8160 | Area 1001 Coal CCS 2041 | ATC | 2027 | AEP-KPCO | 0 | 0 | 0 | 0 | 0 |  | 0 | 0 | 0 | 0 | 0 | 0 | 0 | 0 | -1 | 0 | 0 |  | 0 | 0 | 0 | 0 | 0 | 0 | 0 | 0 | 0 | 0 | 0 | 0 | 0 | -1 | 0 | 0 | 0 | 0 | 0 | 0 | 0 | 0 | 0 | 0 | 0 | 0 | 0 | 0 | 0 | 0 | 0 |  |  |  |  | 0 | 0 | 0 | 0 | 0 | 0 | 0 | 0 | 0 | 1/1/2041 | 12/31/2099 | TRUE | KPCO CCS Coal Price |  | 2027 |  |  |  | REF | 0 | 0 | Real 2021 ¦ 12/22/2022 3:42:52 PM | 0 | Area 1001 Coal CCS 2041 | 0 |  | 1 | Unit |  | PJM | 0 | 0 | 0.95 | 0 | 0 | 0 | 0 | 0 | 0 | 0 | 0 | 0
8161 | Area 1001 Coal CCS 2042 | ATC | 2027 | AEP-KPCO | 0 | 0 | 0 | 0 | 0 |  | 0 | 0 | 0 | 0 | 0 | 0 | 0 | 0 | -1 | 0 | 0 |  | 0 | 0 | 0 | 0 | 0 | 0 | 0 | 0 | 0 | 0 | 0 | 0 | 0 | -1 | 0 | 0 | 0 | 0 | 0 | 0 | 0 | 0 | 0 | 0 | 0 | 0 | 0 | 0 | 0 | 0 | 0 |  |  |  |  | 0 | 0 | 0 | 0 | 0 | 0 | 0 | 0 | 0 | 1/1/2042 | 12/31/2099 | TRUE | KPCO CCS Coal Price |  | 2027 |  |  |  | REF | 0 | 0 | Real 2021 ¦ 12/22/2022 3:42:52 PM | 0 | Area 1001 Coal CCS 2042 | 0 |  | 1 | Unit |  | PJM | 0 | 0 | 0.95 | 0 | 0 | 0 | 0 | 0 | 0 | 0 | 0 | 0
8162 | Area 1001 Coal CCS 2043 | ATC | 2027 | AEP-KPCO | 0 | 0 | 0 | 0 | 0 |  | 0 | 0 | 0 | 0 | 0 | 0 | 0 | 0 | -1 | 0 | 0 |  | 0 | 0 | 0 | 0 | 0 | 0 | 0 | 0 | 0 | 0 | 0 | 0 | 0 | -1 | 0 | 0 | 0 | 0 | 0 | 0 | 0 | 0 | 0 | 0 | 0 | 0 | 0 | 0 | 0 | 0 | 0 |  |  |  |  | 0 | 0 | 0 | 0 | 0 | 0 | 0 | 0 | 0 | 1/1/2043 | 12/31/2099 | TRUE | KPCO CCS Coal Price |  | 2027 |  |  |  | REF | 0 | 0 | Real 2021 ¦ 12/22/2022 3:42:52 PM | 0 | Area 1001 Coal CCS 2043 | 0 |  | 1 | Unit |  | PJM | 0 | 0 | 0.95 | 0 | 0 | 0 | 0 | 0 | 0 | 0 | 0 | 0
8163 | Area 1001 Hydrogen CT 2023 | ATC | 2027 | AEP-KPCO | 219.5369 | 240 | 0 | 24.2114 | 24.0477 | 24.1622 | 22.9026 | 55248.668 | 240 | 53478.3867 | 1770.2826 | 0 | 0 | 2.4431 | -1 | 16061926 | 9655 | 9678.0967 | 9119.2861 | 65.8611 | 189.4539 | 1659616.25 | 1659616.25 | 0 | 0.022831 | 89.8858 | 16061926 | 57014.7656 | 57014.7656 | 0 | 0 | -1 | 0 | 0 | 48 | 39066.207 | 1.7756 | 0.12763 | 0 | 1.648 | 0 | 0 | 0 | -38333.8008 | 1033.6926 | 1033.6926 | 0 | 0 | 0 | 0.78939 | 34.3542 | 57.4522 | -23.098 | 0 | 14.4467 | 6.0164 | 0 | 0 | 7874 | 1659616.25 | 0 | 0 | 1/1/2023 | 12/31/2099 | TRUE | 2030 H2 Blend |  | 2027 |  |  |  | REF | 0 | 0 | Real 2021 ¦ 12/22/2022 3:42:52 PM | 0 | Area 1001 Hydrogen CT 2023 | 0 |  | 1 | Unit |  | PJM | 228 | 0 | 0.95 | 0 | 0 | 0 | 0 | 1923143 | 0 | 39066.207 | 0 | 0
8164 | Area 1001 Hydrogen CT 2024 | ATC | 2027 | AEP-KPCO | 219.5369 | 240 | 0 | 24.2114 | 24.0477 | 24.1586 | 22.9026 | 49805.7109 | 240 | 48035.4297 | 1770.2826 | 0 | 0 | 2.4431 | -1 | 16041332 | 9655 | 9677.6816 | 9119.2861 | 65.8611 | 189.2191 | 1657559.375 | 1657559.375 | 0 | 0 | 89.7032 | 16041332 | 56958.4102 | 56958.4102 | 0 | 0 | -1 | 0 | 0 | 47 | 39011.9805 | 0 | 0 | 0 | 0 | 0 | 0 | 0 | -32891.6914 | 1032.4115 | 1032.4115 | 0 | 0 | 0 | 0.78841 | 34.3628 | 54.2063 | -19.8434 | 0 | 14.4467 | 6.0164 | 0 | 0 | 7858 | 1657559.375 | 0 | 0 | 1/1/2024 | 12/31/2099 | TRUE | 2030 H2 Blend |  | 2027 |  |  |  | REF | 0 | 0 | Real 2021 ¦ 12/22/2022 3:42:52 PM | 0 | Area 1001 Hydrogen CT 2024 | 0 |  | 1 | Unit |  | PJM | 228 | 0 | 0.95 | 0 | 0 | 0 | 0 | 1923143 | 0 | 39011.9805 | 0 | 0
8165 | Area 1001 Hydrogen CT 2025 | ATC | 2027 | AEP-KPCO | 219.5369 | 240 | 0 | 24.2114 | 24.0477 | 24.1586 | 22.9026 | 47189.9219 | 240 | 45419.6367 | 1770.2826 | 0 | 0 | 2.4431 | -1 | 16041332 | 9655 | 9677.6816 | 9119.2861 | 65.8611 | 189.2191 | 1657559.375 | 1657559.375 | 0 | 0 | 89.7032 | 16041332 | 56958.4102 | 56958.4102 | 0 | 0 | -1 | 0 | 0 | 47 | 39011.9805 | 0 | 0 | 0 | 0 | 0 | 0 | 0 | -30275.9023 | 1032.4115 | 1032.4115 | 0 | 0 | 0 | 0.78841 | 34.3628 | 52.6282 | -18.2654 | 0 | 14.4467 | 6.0164 | 0 | 0 | 7858 | 1657559.375 | 0 | 0 | 1/1/2025 | 12/31/2099 | TRUE | 2030 H2 Blend |  | 2027 |  |  |  | REF | 0 | 0 | Real 2021 ¦ 12/22/2022 3:42:52 PM | 0 | Area 1001 Hydrogen CT 2025 | 0 |  | 1 | Unit |  | PJM | 228 | 0 | 0.95 | 0 | 0 | 0 | 0 | 1923143 | 0 | 39011.9805 | 0 | 0
8166 | Area 1001 Hydrogen CT 2026 | ATC | 2027 | AEP-KPCO | 219.5369 | 240 | 0 | 24.2114 | 24.0477 | 24.159 | 22.9026 | 47229.5547 | 240 | 45459.2695 | 1770.2826 | 0 | 0 | 2.4431 | -1 | 16038344 | 9655 | 9677.792 | 9119.2861 | 65.8611 | 189.1817 | 1657231.75 | 1657231.75 | 0 | 4.2237 | 89.7032 | 16038344 | 56950.4023 | 56950.4023 | 0 | 0 | -1 | 0 | 0 | 47 | 39004.8438 | 0.0374 | 0 | 0 | 0.0374 | 0 | 0 | 0 | -30316.2031 | 1032.2074 | 1032.2074 | 0 | 0 | 0 | 0.78826 | 34.3648 | 52.6581 | -18.2933 | 0 | 14.4467 | 6.0164 | 0 | 0 | 7858 | 1657231.75 | 0 | 0 | 1/1/2026 | 12/31/2099 | TRUE | 2030 H2 Blend |  | 2027 |  |  |  | REF | 0 | 0 | Real 2021 ¦ 12/22/2022 3:42:52 PM | 0 | Area 1001 Hydrogen CT 2026 | 0 |  | 1 | Unit |  | PJM | 228 | 0 | 0.95 | 0 | 0 | 0 | 0 | 1923143 | 0 | 39004.8438 | 0 | 0
8167 | Area 1001 Hydrogen CT 2027 | ATC | 2027 | AEP-KPCO | 219.5369 | 240 | 0 | 24.2114 | 24.0477 | 24.1596 | 22.9026 | 47269.1875 | 240 | 45498.9023 | 1770.2826 | 0 | 0 | 2.4431 | -1 | 16024778 | 9655 | 9677.7051 | 9119.2861 | 65.8611 | 189.0234 | 1655844.875 | 1655844.875 | 0 | 0 | 89.6119 | 16024778 | 56912.3086 | 56912.3086 | 0 | 0 | -1 | 0 | 0 | 49 | 38973.2383 | 0 | 0 | 0 | 0 | 0 | 0 | 0 | -30361.4609 | 1031.3436 | 1031.3436 | 0 | 0 | 0 | 0.7876 | 34.3706 | 52.7065 | -18.3359 | 0 | 14.4467 | 6.0164 | 0 | 0 | 7850 | 1655844.875 | 0 | 0 | 1/1/2027 | 12/31/2099 | TRUE | 2030 H2 Blend |  | 2027 |  |  |  | REF | 0 | 0 | Real 2021 ¦ 12/22/2022 3:42:52 PM | 0 | Area 1001 Hydrogen CT 2027 | 0 |  | 1 | Unit |  | PJM | 228 | 0 | 0.95 | 0 | 0 | 0 | 0 | 1923143 | 0 | 38973.2383 | 0 | 0
8168 | Area 1001 Hydrogen CT 2028 | ATC | 2027 | AEP-KPCO | 0 | 0 | 0 | 0 | 0 |  | 0 | 0 | 0 | 0 | 0 | 0 | 0 | 0 | -1 | 0 | 0 |  | 0 | 0 | 0 | 0 | 0 | 0 | 0 | 0 | 0 | 0 | 0 | 0 | 0 | -1 | 0 | 0 | 0 | 0 | 0 | 0 | 0 | 0 | 0 | 0 | 0 | 0 | 0 | 0 | 0 | 0 | 0 |  |  |  |  | 0 | 0 | 0 | 0 | 0 | 0 | 0 | 0 | 0 | 1/1/2028 | 12/31/2099 | TRUE | 2030 H2 Blend |  | 2027 |  |  |  | REF | 0 | 0 | Real 2021 ¦ 12/22/2022 3:42:52 PM | 0 | Area 1001 Hydrogen CT 2028 | 0 |  | 1 | Unit |  | PJM | 0 | 0 | 0.95 | 0 | 0 | 0 | 0 | 0 | 0 | 0 | 0 | 0
8169 | Area 1001 Hydrogen CT 2029 | ATC | 2027 | AEP-KPCO | 0 | 0 | 0 | 0 | 0 |  | 0 | 0 | 0 | 0 | 0 | 0 | 0 | 0 | -1 | 0 | 0 |  | 0 | 0 | 0 | 0 | 0 | 0 | 0 | 0 | 0 | 0 | 0 | 0 | 0 | -1 | 0 | 0 | 0 | 0 | 0 | 0 | 0 | 0 | 0 | 0 | 0 | 0 | 0 | 0 | 0 | 0 | 0 |  |  |  |  | 0 | 0 | 0 | 0 | 0 | 0 | 0 | 0 | 0 | 1/1/2029 | 12/31/2099 | TRUE | 2030 H2 Blend |  | 2027 |  |  |  | REF | 0 | 0 | Real 2021 ¦ 12/22/2022 3:42:52 PM | 0 | Area 1001 Hydrogen CT 2029 | 0 |  | 1 | Unit |  | PJM | 0 | 0 | 0.95 | 0 | 0 | 0 | 0 | 0 | 0 | 0 | 0 | 0
8170 | Area 1001 Hydrogen CT 2030 | ATC | 2027 | AEP-KPCO | 0 | 0 | 0 | 0 | 0 |  | 0 | 0 | 0 | 0 | 0 | 0 | 0 | 0 | -1 | 0 | 0 |  | 0 | 0 | 0 | 0 | 0 | 0 | 0 | 0 | 0 | 0 | 0 | 0 | 0 | -1 | 0 | 0 | 0 | 0 | 0 | 0 | 0 | 0 | 0 | 0 | 0 | 0 | 0 | 0 | 0 | 0 | 0 |  |  |  |  | 0 | 0 | 0 | 0 | 0 | 0 | 0 | 0 | 0 | 1/1/2030 | 12/31/2099 | TRUE | 2030 H2 Blend |  | 2027 |  |  |  | REF | 0 | 0 | Real 2021 ¦ 12/22/2022 3:42:52 PM | 0 | Area 1001 Hydrogen CT 2030 | 0 |  | 1 | Unit |  | PJM | 0 | 0 | 0.95 | 0 | 0 | 0 | 0 | 0 | 0 | 0 | 0 | 0
8171 | Area 1001 Hydrogen CT 2031 | ATC | 2027 | AEP-KPCO | 0 | 0 | 0 | 0 | 0 |  | 0 | 0 | 0 | 0 | 0 | 0 | 0 | 0 | -1 | 0 | 0 |  | 0 | 0 | 0 | 0 | 0 | 0 | 0 | 0 | 0 | 0 | 0 | 0 | 0 | -1 | 0 | 0 | 0 | 0 | 0 | 0 | 0 | 0 | 0 | 0 | 0 | 0 | 0 | 0 | 0 | 0 | 0 |  |  |  |  | 0 | 0 | 0 | 0 | 0 | 0 | 0 | 0 | 0 | 1/1/2031 | 12/31/2099 | TRUE | 2031 H2 Blend |  | 2027 |  |  |  | REF | 0 | 0 | Real 2021 ¦ 12/22/2022 3:42:52 PM | 0 | Area 1001 Hydrogen CT 2031 | 0 |  | 1 | Unit |  | PJM | 0 | 0 | 0.95 | 0 | 0 | 0 | 0 | 0 | 0 | 0 | 0 | 0
8172 | Area 1001 Hydrogen CT 2032 | ATC | 2027 | AEP-KPCO | 0 | 0 | 0 | 0 | 0 |  | 0 | 0 | 0 | 0 | 0 | 0 | 0 | 0 | -1 | 0 | 0 |  | 0 | 0 | 0 | 0 | 0 | 0 | 0 | 0 | 0 | 0 | 0 | 0 | 0 | -1 | 0 | 0 | 0 | 0 | 0 | 0 | 0 | 0 | 0 | 0 | 0 | 0 | 0 | 0 | 0 | 0 | 0 |  |  |  |  | 0 | 0 | 0 | 0 | 0 | 0 | 0 | 0 | 0 | 1/1/2032 | 12/31/2099 | TRUE | 2032 H2 Blend |  | 2027 |  |  |  | REF | 0 | 0 | Real 2021 ¦ 12/22/2022 3:42:52 PM | 0 | Area 1001 Hydrogen CT 2032 | 0 |  | 1 | Unit |  | PJM | 0 | 0 | 0.95 | 0 | 0 | 0 | 0 | 0 | 0 | 0 | 0 | 0
8173 | Area 1001 Hydrogen CT 2033 | ATC | 2027 | AEP-KPCO | 0 | 0 | 0 | 0 | 0 |  | 0 | 0 | 0 | 0 | 0 | 0 | 0 | 0 | -1 | 0 | 0 |  | 0 | 0 | 0 | 0 | 0 | 0 | 0 | 0 | 0 | 0 | 0 | 0 | 0 | -1 | 0 | 0 | 0 | 0 | 0 | 0 | 0 | 0 | 0 | 0 | 0 | 0 | 0 | 0 | 0 | 0 | 0 |  |  |  |  | 0 | 0 | 0 | 0 | 0 | 0 | 0 | 0 | 0 | 1/1/2033 | 12/31/2099 | TRUE | 2033 H2 Blend |  | 2027 |  |  |  | REF | 0 | 0 | Real 2021 ¦ 12/22/2022 3:42:52 PM | 0 | Area 1001 Hydrogen CT 2033 | 0 |  | 1 | Unit |  | PJM | 0 | 0 | 0.95 | 0 | 0 | 0 | 0 | 0 | 0 | 0 | 0 | 0
8174 | Area 1001 Hydrogen CT 2034 | ATC | 2027 | AEP-KPCO | 0 | 0 | 0 | 0 | 0 |  | 0 | 0 | 0 | 0 | 0 | 0 | 0 | 0 | -1 | 0 | 0 |  | 0 | 0 | 0 | 0 | 0 | 0 | 0 | 0 | 0 | 0 | 0 | 0 | 0 | -1 | 0 | 0 | 0 | 0 | 0 | 0 | 0 | 0 | 0 | 0 | 0 | 0 | 0 | 0 | 0 | 0 | 0 |  |  |  |  | 0 | 0 | 0 | 0 | 0 | 0 | 0 | 0 | 0 | 1/1/2034 | 12/31/2099 | TRUE | 2034 H2 Blend |  | 2027 |  |  |  | REF | 0 | 0 | Real 2021 ¦ 12/22/2022 3:42:52 PM | 0 | Area 1001 Hydrogen CT 2034 | 0 |  | 1 | Unit |  | PJM | 0 | 0 | 0.95 | 0 | 0 | 0 | 0 | 0 | 0 | 0 | 0 | 0
8175 | Area 1001 Hydrogen CT 2035 | ATC | 2027 | AEP-KPCO | 0 | 0 | 0 | 0 | 0 |  | 0 | 0 | 0 | 0 | 0 | 0 | 0 | 0 | -1 | 0 | 0 |  | 0 | 0 | 0 | 0 | 0 | 0 | 0 | 0 | 0 | 0 | 0 | 0 | 0 | -1 | 0 | 0 | 0 | 0 | 0 | 0 | 0 | 0 | 0 | 0 | 0 | 0 | 0 | 0 | 0 | 0 | 0 |  |  |  |  | 0 | 0 | 0 | 0 | 0 | 0 | 0 | 0 | 0 | 1/1/2035 | 12/31/2099 | TRUE | Hydrogen |  | 2027 |  |  |  | REF | 0 | 0 | Real 2021 ¦ 12/22/2022 3:42:52 PM | 0 | Area 1001 Hydrogen CT 2035 | 0 |  | 1 | Unit |  | PJM | 0 | 0 | 0.95 | 0 | 0 | 0 | 0 | 0 | 0 | 0 | 0 | 0
8176 | Area 1001 Hydrogen CT 2036 | ATC | 2027 | AEP-KPCO | 0 | 0 | 0 | 0 | 0 |  | 0 | 0 | 0 | 0 | 0 | 0 | 0 | 0 | -1 | 0 | 0 |  | 0 | 0 | 0 | 0 | 0 | 0 | 0 | 0 | 0 | 0 | 0 | 0 | 0 | -1 | 0 | 0 | 0 | 0 | 0 | 0 | 0 | 0 | 0 | 0 | 0 | 0 | 0 | 0 | 0 | 0 | 0 |  |  |  |  | 0 | 0 | 0 | 0 | 0 | 0 | 0 | 0 | 0 | 1/1/2036 | 12/31/2099 | TRUE | Hydrogen |  | 2027 |  |  |  | REF | 0 | 0 | Real 2021 ¦ 12/22/2022 3:42:52 PM | 0 | Area 1001 Hydrogen CT 2036 | 0 |  | 1 | Unit |  | PJM | 0 | 0 | 0.95 | 0 | 0 | 0 | 0 | 0 | 0 | 0 | 0 | 0
8177 | Area 1001 Hydrogen CT 2037 | ATC | 2027 | AEP-KPCO | 0 | 0 | 0 | 0 | 0 |  | 0 | 0 | 0 | 0 | 0 | 0 | 0 | 0 | -1 | 0 | 0 |  | 0 | 0 | 0 | 0 | 0 | 0 | 0 | 0 | 0 | 0 | 0 | 0 | 0 | -1 | 0 | 0 | 0 | 0 | 0 | 0 | 0 | 0 | 0 | 0 | 0 | 0 | 0 | 0 | 0 | 0 | 0 |  |  |  |  | 0 | 0 | 0 | 0 | 0 | 0 | 0 | 0 | 0 | 1/1/2037 | 12/31/2099 | TRUE | Hydrogen |  | 2027 |  |  |  | REF | 0 | 0 | Real 2021 ¦ 12/22/2022 3:42:52 PM | 0 | Area 1001 Hydrogen CT 2037 | 0 |  | 1 | Unit |  | PJM | 0 | 0 | 0.95 | 0 | 0 | 0 | 0 | 0 | 0 | 0 | 0 | 0
8178 | Area 1001 Hydrogen CT 2038 | ATC | 2027 | AEP-KPCO | 0 | 0 | 0 | 0 | 0 |  | 0 | 0 | 0 | 0 | 0 | 0 | 0 | 0 | -1 | 0 | 0 |  | 0 | 0 | 0 | 0 | 0 | 0 | 0 | 0 | 0 | 0 | 0 | 0 | 0 | -1 | 0 | 0 | 0 | 0 | 0 | 0 | 0 | 0 | 0 | 0 | 0 | 0 | 0 | 0 | 0 | 0 | 0 |  |  |  |  | 0 | 0 | 0 | 0 | 0 | 0 | 0 | 0 | 0 | 1/1/2038 | 12/31/2099 | TRUE | Hydrogen |  | 2027 |  |  |  | REF | 0 | 0 | Real 2021 ¦ 12/22/2022 3:42:52 PM | 0 | Area 1001 Hydrogen CT 2038 | 0 |  | 1 | Unit |  | PJM | 0 | 0 | 0.95 | 0 | 0 | 0 | 0 | 0 | 0 | 0 | 0 | 0
8179 | Area 1001 Hydrogen CT 2039 | ATC | 2027 | AEP-KPCO | 0 | 0 | 0 | 0 | 0 |  | 0 | 0 | 0 | 0 | 0 | 0 | 0 | 0 | -1 | 0 | 0 |  | 0 | 0 | 0 | 0 | 0 | 0 | 0 | 0 | 0 | 0 | 0 | 0 | 0 | -1 | 0 | 0 | 0 | 0 | 0 | 0 | 0 | 0 | 0 | 0 | 0 | 0 | 0 | 0 | 0 | 0 | 0 |  |  |  |  | 0 | 0 | 0 | 0 | 0 | 0 | 0 | 0 | 0 | 1/1/2039 | 12/31/2099 | TRUE | Hydrogen |  | 2027 |  |  |  | REF | 0 | 0 | Real 2021 ¦ 12/22/2022 3:42:52 PM | 0 | Area 1001 Hydrogen CT 2039 | 0 |  | 1 | Unit |  | PJM | 0 | 0 | 0.95 | 0 | 0 | 0 | 0 | 0 | 0 | 0 | 0 | 0
8180 | Area 1001 Hydrogen CT 2040 | ATC | 2027 | AEP-KPCO | 0 | 0 | 0 | 0 | 0 |  | 0 | 0 | 0 | 0 | 0 | 0 | 0 | 0 | -1 | 0 | 0 |  | 0 | 0 | 0 | 0 | 0 | 0 | 0 | 0 | 0 | 0 | 0 | 0 | 0 | -1 | 0 | 0 | 0 | 0 | 0 | 0 | 0 | 0 | 0 | 0 | 0 | 0 | 0 | 0 | 0 | 0 | 0 |  |  |  |  | 0 | 0 | 0 | 0 | 0 | 0 | 0 | 0 | 0 | 1/1/2040 | 12/31/2099 | TRUE | Hydrogen |  | 2027 |  |  |  | REF | 0 | 0 | Real 2021 ¦ 12/22/2022 3:42:52 PM | 0 | Area 1001 Hydrogen CT 2040 | 0 |  | 1 | Unit |  | PJM | 0 | 0 | 0.95 | 0 | 0 | 0 | 0 | 0 | 0 | 0 | 0 | 0
8181 | Area 1001 Hydrogen CT 2041 | ATC | 2027 | AEP-KPCO | 0 | 0 | 0 | 0 | 0 |  | 0 | 0 | 0 | 0 | 0 | 0 | 0 | 0 | -1 | 0 | 0 |  | 0 | 0 | 0 | 0 | 0 | 0 | 0 | 0 | 0 | 0 | 0 | 0 | 0 | -1 | 0 | 0 | 0 | 0 | 0 | 0 | 0 | 0 | 0 | 0 | 0 | 0 | 0 | 0 | 0 | 0 | 0 |  |  |  |  | 0 | 0 | 0 | 0 | 0 | 0 | 0 | 0 | 0 | 1/1/2041 | 12/31/2099 | TRUE | Hydrogen |  | 2027 |  |  |  | REF | 0 | 0 | Real 2021 ¦ 12/22/2022 3:42:52 PM | 0 | Area 1001 Hydrogen CT 2041 | 0 |  | 1 | Unit |  | PJM | 0 | 0 | 0.95 | 0 | 0 | 0 | 0 | 0 | 0 | 0 | 0 | 0
8182 | Area 1001 Hydrogen CT 2042 | ATC | 2027 | AEP-KPCO | 0 | 0 | 0 | 0 | 0 |  | 0 | 0 | 0 | 0 | 0 | 0 | 0 | 0 | -1 | 0 | 0 |  | 0 | 0 | 0 | 0 | 0 | 0 | 0 | 0 | 0 | 0 | 0 | 0 | 0 | -1 | 0 | 0 | 0 | 0 | 0 | 0 | 0 | 0 | 0 | 0 | 0 | 0 | 0 | 0 | 0 | 0 | 0 |  |  |  |  | 0 | 0 | 0 | 0 | 0 | 0 | 0 | 0 | 0 | 1/1/2042 | 12/31/2099 | TRUE | Hydrogen |  | 2027 |  |  |  | REF | 0 | 0 | Real 2021 ¦ 12/22/2022 3:42:52 PM | 0 | Area 1001 Hydrogen CT 2042 | 0 |  | 1 | Unit |  | PJM | 0 | 0 | 0.95 | 0 | 0 | 0 | 0 | 0 | 0 | 0 | 0 | 0
8183 | Area 1001 Hydrogen CT 2043 | ATC | 2027 | AEP-KPCO | 0 | 0 | 0 | 0 | 0 |  | 0 | 0 | 0 | 0 | 0 | 0 | 0 | 0 | -1 | 0 | 0 |  | 0 | 0 | 0 | 0 | 0 | 0 | 0 | 0 | 0 | 0 | 0 | 0 | 0 | -1 | 0 | 0 | 0 | 0 | 0 | 0 | 0 | 0 | 0 | 0 | 0 | 0 | 0 | 0 | 0 | 0 | 0 |  |  |  |  | 0 | 0 | 0 | 0 | 0 | 0 | 0 | 0 | 0 | 1/1/2043 | 12/31/2099 | TRUE | Hydrogen |  | 2027 |  |  |  | REF | 0 | 0 | Real 2021 ¦ 12/22/2022 3:42:52 PM | 0 | Area 1001 Hydrogen CT 2043 | 0 |  | 1 | Unit |  | PJM | 0 | 0 | 0.95 | 0 | 0 | 0 | 0 | 0 | 0 | 0 | 0 | 0
8184 | Area 1001 SMR 2028 | ATC | 2027 | AEP-KPCO | 0 | 0 | 0 | 0 | 0 |  | 0 | 0 | 0 | 0 | 0 | 0 | 0 | 0 | -1 | 0 | 0 |  | 0 | 0 | 0 | 0 | 0 | 0 | 0 | 100 | 0 | 0 | 0 | 0 | 0 | -1 | 0 | 0 | 0 | 0 | 0 | 0 | 0 | 0 | 0 | 0 | 0 | 0 | 0 | 0 | 0 | 0 | 0 |  |  |  |  | 0 | 0 | 0 | 0 | 0 | 0 | 0 | 0 | 0 | 1/1/2028 | 12/31/2099 | TRUE | Uranium |  | 2027 |  |  |  | REF | 0 | 0 | Real 2021 ¦ 12/22/2022 3:42:52 PM | 0 | Area 1001 SMR 2028 | 0 |  | 1 | Unit |  | PJM | 0 | 0 | 0.97 | 0 | 0 | 0 | 0 | 0 | 0 | 0 | 0 | 0
8185 | Area 1001 SMR 2029 | ATC | 2027 | AEP-KPCO | 0 | 0 | 0 | 0 | 0 |  | 0 | 0 | 0 | 0 | 0 | 0 | 0 | 0 | -1 | 0 | 0 |  | 0 | 0 | 0 | 0 | 0 | 0 | 0 | 100 | 0 | 0 | 0 | 0 | 0 | -1 | 0 | 0 | 0 | 0 | 0 | 0 | 0 | 0 | 0 | 0 | 0 | 0 | 0 | 0 | 0 | 0 | 0 |  |  |  |  | 0 | 0 | 0 | 0 | 0 | 0 | 0 | 0 | 0 | 1/1/2029 | 12/31/2099 | TRUE | Uranium |  | 2027 |  |  |  | REF | 0 | 0 | Real 2021 ¦ 12/22/2022 3:42:52 PM | 0 | Area 1001 SMR 2029 | 0 |  | 1 | Unit |  | PJM | 0 | 0 | 0.97 | 0 | 0 | 0 | 0 | 0 | 0 | 0 | 0 | 0
8186 | Area 1001 SMR 2030 | ATC | 2027 | AEP-KPCO | 0 | 0 | 0 | 0 | 0 |  | 0 | 0 | 0 | 0 | 0 | 0 | 0 | 0 | -1 | 0 | 0 |  | 0 | 0 | 0 | 0 | 0 | 0 | 0 | 100 | 0 | 0 | 0 | 0 | 0 | -1 | 0 | 0 | 0 | 0 | 0 | 0 | 0 | 0 | 0 | 0 | 0 | 0 | 0 | 0 | 0 | 0 | 0 |  |  |  |  | 0 | 0 | 0 | 0 | 0 | 0 | 0 | 0 | 0 | 1/1/2030 | 12/31/2099 | TRUE | Uranium |  | 2027 |  |  |  | REF | 0 | 0 | Real 2021 ¦ 12/22/2022 3:42:52 PM | 0 | Area 1001 SMR 2030 | 0 |  | 1 | Unit |  | PJM | 0 | 0 | 0.97 | 0 | 0 | 0 | 0 | 0 | 0 | 0 | 0 | 0
8187 | Area 1001 SMR 2031 | ATC | 2027 | AEP-KPCO | 0 | 0 | 0 | 0 | 0 |  | 0 | 0 | 0 | 0 | 0 | 0 | 0 | 0 | -1 | 0 | 0 |  | 0 | 0 | 0 | 0 | 0 | 0 | 0 | 100 | 0 | 0 | 0 | 0 | 0 | -1 | 0 | 0 | 0 | 0 | 0 | 0 | 0 | 0 | 0 | 0 | 0 | 0 | 0 | 0 | 0 | 0 | 0 |  |  |  |  | 0 | 0 | 0 | 0 | 0 | 0 | 0 | 0 | 0 | 1/1/2031 | 12/31/2099 | TRUE | Uranium |  | 2027 |  |  |  | REF | 0 | 0 | Real 2021 ¦ 12/22/2022 3:42:52 PM | 0 | Area 1001 SMR 2031 | 0 |  | 1 | Unit |  | PJM | 0 | 0 | 0.97 | 0 | 0 | 0 | 0 | 0 | 0 | 0 | 0 | 0
8188 | Area 1001 SMR 2032 | ATC | 2027 | AEP-KPCO | 0 | 0 | 0 | 0 | 0 |  | 0 | 0 | 0 | 0 | 0 | 0 | 0 | 0 | -1 | 0 | 0 |  | 0 | 0 | 0 | 0 | 0 | 0 | 0 | 100 | 0 | 0 | 0 | 0 | 0 | -1 | 0 | 0 | 0 | 0 | 0 | 0 | 0 | 0 | 0 | 0 | 0 | 0 | 0 | 0 | 0 | 0 | 0 |  |  |  |  | 0 | 0 | 0 | 0 | 0 | 0 | 0 | 0 | 0 | 1/1/2032 | 12/31/2099 | TRUE | Uranium |  | 2027 |  |  |  | REF | 0 | 0 | Real 2021 ¦ 12/22/2022 3:42:52 PM | 0 | Area 1001 SMR 2032 | 0 |  | 1 | Unit |  | PJM | 0 | 0 | 0.97 | 0 | 0 | 0 | 0 | 0 | 0 | 0 | 0 | 0
8189 | Area 1001 SMR 2033 | ATC | 2027 | AEP-KPCO | 0 | 0 | 0 | 0 | 0 |  | 0 | 0 | 0 | 0 | 0 | 0 | 0 | 0 | -1 | 0 | 0 |  | 0 | 0 | 0 | 0 | 0 | 0 | 0 | 100 | 0 | 0 | 0 | 0 | 0 | -1 | 0 | 0 | 0 | 0 | 0 | 0 | 0 | 0 | 0 | 0 | 0 | 0 | 0 | 0 | 0 | 0 | 0 |  |  |  |  | 0 | 0 | 0 | 0 | 0 | 0 | 0 | 0 | 0 | 1/1/2033 | 12/31/2099 | TRUE | Uranium |  | 2027 |  |  |  | REF | 0 | 0 | Real 2021 ¦ 12/22/2022 3:42:52 PM | 0 | Area 1001 SMR 2033 | 0 |  | 1 | Unit |  | PJM | 0 | 0 | 0.97 | 0 | 0 | 0 | 0 | 0 | 0 | 0 | 0 | 0
8190 | Area 1001 SMR 2034 | ATC | 2027 | AEP-KPCO | 0 | 0 | 0 | 0 | 0 |  | 0 | 0 | 0 | 0 | 0 | 0 | 0 | 0 | -1 | 0 | 0 |  | 0 | 0 | 0 | 0 | 0 | 0 | 0 | 100 | 0 | 0 | 0 | 0 | 0 | -1 | 0 | 0 | 0 | 0 | 0 | 0 | 0 | 0 | 0 | 0 | 0 | 0 | 0 | 0 | 0 | 0 | 0 |  |  |  |  | 0 | 0 | 0 | 0 | 0 | 0 | 0 | 0 | 0 | 1/1/2034 | 12/31/2099 | TRUE | Uranium |  | 2027 |  |  |  | REF | 0 | 0 | Real 2021 ¦ 12/22/2022 3:42:52 PM | 0 | Area 1001 SMR 2034 | 0 |  | 1 | Unit |  | PJM | 0 | 0 | 0.97 | 0 | 0 | 0 | 0 | 0 | 0 | 0 | 0 | 0
8191 | Area 1001 SMR 2035 | ATC | 2027 | AEP-KPCO | 0 | 0 | 0 | 0 | 0 |  | 0 | 0 | 0 | 0 | 0 | 0 | 0 | 0 | -1 | 0 | 0 |  | 0 | 0 | 0 | 0 | 0 | 0 | 0 | 100 | 0 | 0 | 0 | 0 | 0 | -1 | 0 | 0 | 0 | 0 | 0 | 0 | 0 | 0 | 0 | 0 | 0 | 0 | 0 | 0 | 0 | 0 | 0 |  |  |  |  | 0 | 0 | 0 | 0 | 0 | 0 | 0 | 0 | 0 | 1/1/2035 | 12/31/2099 | TRUE | Uranium |  | 2027 |  |  |  | REF | 0 | 0 | Real 2021 ¦ 12/22/2022 3:42:52 PM | 0 | Area 1001 SMR 2035 | 0 |  | 1 | Unit |  | PJM | 0 | 0 | 0.97 | 0 | 0 | 0 | 0 | 0 | 0 | 0 | 0 | 0
8192 | Area 1001 SMR 2036 | ATC | 2027 | AEP-KPCO | 0 | 0 | 0 | 0 | 0 |  | 0 | 0 | 0 | 0 | 0 | 0 | 0 | 0 | -1 | 0 | 0 |  | 0 | 0 | 0 | 0 | 0 | 0 | 0 | 100 | 0 | 0 | 0 | 0 | 0 | -1 | 0 | 0 | 0 | 0 | 0 | 0 | 0 | 0 | 0 | 0 | 0 | 0 | 0 | 0 | 0 | 0 | 0 |  |  |  |  | 0 | 0 | 0 | 0 | 0 | 0 | 0 | 0 | 0 | 1/1/2036 | 12/31/2099 | TRUE | Uranium |  | 2027 |  |  |  | REF | 0 | 0 | Real 2021 ¦ 12/22/2022 3:42:52 PM | 0 | Area 1001 SMR 2036 | 0 |  | 1 | Unit |  | PJM | 0 | 0 | 0.97 | 0 | 0 | 0 | 0 | 0 | 0 | 0 | 0 | 0
8193 | Area 1001 SMR 2037 | ATC | 2027 | AEP-KPCO | 0 | 0 | 0 | 0 | 0 |  | 0 | 0 | 0 | 0 | 0 | 0 | 0 | 0 | -1 | 0 | 0 |  | 0 | 0 | 0 | 0 | 0 | 0 | 0 | 100 | 0 | 0 | 0 | 0 | 0 | -1 | 0 | 0 | 0 | 0 | 0 | 0 | 0 | 0 | 0 | 0 | 0 | 0 | 0 | 0 | 0 | 0 | 0 |  |  |  |  | 0 | 0 | 0 | 0 | 0 | 0 | 0 | 0 | 0 | 1/1/2037 | 12/31/2099 | TRUE | Uranium |  | 2027 |  |  |  | REF | 0 | 0 | Real 2021 ¦ 12/22/2022 3:42:52 PM | 0 | Area 1001 SMR 2037 | 0 |  | 1 | Unit |  | PJM | 0 | 0 | 0.97 | 0 | 0 | 0 | 0 | 0 | 0 | 0 | 0 | 0
8194 | Area 1001 SMR 2038 | ATC | 2027 | AEP-KPCO | 0 | 0 | 0 | 0 | 0 |  | 0 | 0 | 0 | 0 | 0 | 0 | 0 | 0 | -1 | 0 | 0 |  | 0 | 0 | 0 | 0 | 0 | 0 | 0 | 100 | 0 | 0 | 0 | 0 | 0 | -1 | 0 | 0 | 0 | 0 | 0 | 0 | 0 | 0 | 0 | 0 | 0 | 0 | 0 | 0 | 0 | 0 | 0 |  |  |  |  | 0 | 0 | 0 | 0 | 0 | 0 | 0 | 0 | 0 | 1/1/2038 | 12/31/2099 | TRUE | Uranium |  | 2027 |  |  |  | REF | 0 | 0 | Real 2021 ¦ 12/22/2022 3:42:52 PM | 0 | Area 1001 SMR 2038 | 0 |  | 1 | Unit |  | PJM | 0 | 0 | 0.97 | 0 | 0 | 0 | 0 | 0 | 0 | 0 | 0 | 0
8195 | Area 1001 SMR 2039 | ATC | 2027 | AEP-KPCO | 0 | 0 | 0 | 0 | 0 |  | 0 | 0 | 0 | 0 | 0 | 0 | 0 | 0 | -1 | 0 | 0 |  | 0 | 0 | 0 | 0 | 0 | 0 | 0 | 100 | 0 | 0 | 0 | 0 | 0 | -1 | 0 | 0 | 0 | 0 | 0 | 0 | 0 | 0 | 0 | 0 | 0 | 0 | 0 | 0 | 0 | 0 | 0 |  |  |  |  | 0 | 0 | 0 | 0 | 0 | 0 | 0 | 0 | 0 | 1/1/2039 | 12/31/2099 | TRUE | Uranium |  | 2027 |  |  |  | REF | 0 | 0 | Real 2021 ¦ 12/22/2022 3:42:52 PM | 0 | Area 1001 SMR 2039 | 0 |  | 1 | Unit |  | PJM | 0 | 0 | 0.97 | 0 | 0 | 0 | 0 | 0 | 0 | 0 | 0 | 0
8196 | Area 1001 SMR 2040 | ATC | 2027 | AEP-KPCO | 0 | 0 | 0 | 0 | 0 |  | 0 | 0 | 0 | 0 | 0 | 0 | 0 | 0 | -1 | 0 | 0 |  | 0 | 0 | 0 | 0 | 0 | 0 | 0 | 100 | 0 | 0 | 0 | 0 | 0 | -1 | 0 | 0 | 0 | 0 | 0 | 0 | 0 | 0 | 0 | 0 | 0 | 0 | 0 | 0 | 0 | 0 | 0 |  |  |  |  | 0 | 0 | 0 | 0 | 0 | 0 | 0 | 0 | 0 | 1/1/2040 | 12/31/2099 | TRUE | Uranium |  | 2027 |  |  |  | REF | 0 | 0 | Real 2021 ¦ 12/22/2022 3:42:52 PM | 0 | Area 1001 SMR 2040 | 0 |  | 1 | Unit |  | PJM | 0 | 0 | 0.97 | 0 | 0 | 0 | 0 | 0 | 0 | 0 | 0 | 0
8197 | Area 1001 SMR 2041 | ATC | 2027 | AEP-KPCO | 0 | 0 | 0 | 0 | 0 |  | 0 | 0 | 0 | 0 | 0 | 0 | 0 | 0 | -1 | 0 | 0 |  | 0 | 0 | 0 | 0 | 0 | 0 | 0 | 100 | 0 | 0 | 0 | 0 | 0 | -1 | 0 | 0 | 0 | 0 | 0 | 0 | 0 | 0 | 0 | 0 | 0 | 0 | 0 | 0 | 0 | 0 | 0 |  |  |  |  | 0 | 0 | 0 | 0 | 0 | 0 | 0 | 0 | 0 | 1/1/2041 | 12/31/2099 | TRUE | Uranium |  | 2027 |  |  |  | REF | 0 | 0 | Real 2021 ¦ 12/22/2022 3:42:52 PM | 0 | Area 1001 SMR 2041 | 0 |  | 1 | Unit |  | PJM | 0 | 0 | 0.97 | 0 | 0 | 0 | 0 | 0 | 0 | 0 | 0 | 0
8198 | Area 1001 SMR 2042 | ATC | 2027 | AEP-KPCO | 0 | 0 | 0 | 0 | 0 |  | 0 | 0 | 0 | 0 | 0 | 0 | 0 | 0 | -1 | 0 | 0 |  | 0 | 0 | 0 | 0 | 0 | 0 | 0 | 100 | 0 | 0 | 0 | 0 | 0 | -1 | 0 | 0 | 0 | 0 | 0 | 0 | 0 | 0 | 0 | 0 | 0 | 0 | 0 | 0 | 0 | 0 | 0 |  |  |  |  | 0 | 0 | 0 | 0 | 0 | 0 | 0 | 0 | 0 | 1/1/2042 | 12/31/2099 | TRUE | Uranium |  | 2027 |  |  |  | REF | 0 | 0 | Real 2021 ¦ 12/22/2022 3:42:52 PM | 0 | Area 1001 SMR 2042 | 0 |  | 1 | Unit |  | PJM | 0 | 0 | 0.97 | 0 | 0 | 0 | 0 | 0 | 0 | 0 | 0 | 0
8199 | Area 1001 SMR 2043 | ATC | 2027 | AEP-KPCO | 0 | 0 | 0 | 0 | 0 |  | 0 | 0 | 0 | 0 | 0 | 0 | 0 | 0 | -1 | 0 | 0 |  | 0 | 0 | 0 | 0 | 0 | 0 | 0 | 100 | 0 | 0 | 0 | 0 | 0 | -1 | 0 | 0 | 0 | 0 | 0 | 0 | 0 | 0 | 0 | 0 | 0 | 0 | 0 | 0 | 0 | 0 | 0 |  |  |  |  | 0 | 0 | 0 | 0 | 0 | 0 | 0 | 0 | 0 | 1/1/2043 | 12/31/2099 | TRUE | Uranium |  | 2027 |  |  |  | REF | 0 | 0 | Real 2021 ¦ 12/22/2022 3:42:52 PM | 0 | Area 1001 SMR 2043 | 0 |  | 1 | Unit |  | PJM | 0 | 0 | 0.97 | 0 | 0 | 0 | 0 | 0 | 0 | 0 | 0 | 0
8200 | Area 1001 Solar 2023 | ATC | 2027 | AEP-KPCO | 11.4168 | 50 | 0 | -34.1301 | -35.8366 | -34.1301 | -34.1301 | 9522.9756 | 50 | 8779.8525 | 743.1223 | 0 | 0 | 0 | -1 | 0 | 0 | 0 | 0 | 0 | 11.4168 | 100011.3438 | 100011.3438 | 0 | 0 | 0 | 0 | 3284.5315 | 3284.5315 | 0 | 0 | -1 | 0 | 0 | 365 | 0 | 0 | 0 | 0 | 0 | 0 | 0 | 0 | -2825.0474 | -3413.3962 | 0 | -3413.3962 | 0 | 0 | 0.22834 | 32.8416 | 61.0889 | -28.2473 | 0 | 38.5832 | 0 | 0 | 0 | 4383 | 100011.3438 | 0 | 0 | 1/1/2023 | 12/31/2099 | TRUE | Solar |  | 2027 |  |  |  | REF | 0 | 0 | Real 2021 ¦ 12/22/2022 3:42:52 PM | 0 | Area 1001 Solar 2023 | 0 |  | 1 | Unit |  | PJM | 2.5 | 0 | 0.26534 | 0 | 0 | 0 | 0 | 100011.3438 | 0 | 0 | 0 | 0
8201 | Area 1001 Solar 2024 | ATC | 2027 | AEP-KPCO | 11.4168 | 50 | 0 | -34.1301 | -35.8366 | -34.1301 | -34.1301 | 8449.5762 | 50 | 7728.4722 | 721.1039 | 0 | 0 | 0 | -1 | 0 | 0 | 0 | 0 | 0 | 11.4168 | 100011.3438 | 100011.3438 | 0 | 0 | 0 | 0 | 3284.5315 | 3284.5315 | 0 | 0 | -1 | 0 | 0 | 365 | 0 | 0 | 0 | 0 | 0 | 0 | 0 | 0 | -1751.6484 | -3413.3962 | 0 | -3413.3962 | 0 | 0 | 0.22834 | 32.8416 | 50.3561 | -17.5145 | 0 | 38.5832 | 0 | 0 | 0 | 4383 | 100011.3438 | 0 | 0 | 1/1/2024 | 12/31/2099 | TRUE | Solar |  | 2027 |  |  |  | REF | 0 | 0 | Real 2021 ¦ 12/22/2022 3:42:52 PM | 0 | Area 1001 Solar 2024 | 0 |  | 1 | Unit |  | PJM | 2.5 | 0 | 0.26534 | 0 | 0 | 0 | 0 | 100011.3438 | 0 | 0 | 0 | 0
8202 | Area 1001 Solar 2025 | ATC | 2027 | AEP-KPCO | 11.4168 | 50 | 0 | -34.1301 | -35.8366 | -34.1301 | -34.1301 | 7811.0415 | 50 | 7114.7085 | 696.3331 | 0 | 0 | 0 | -1 | 0 | 0 | 0 | 0 | 0 | 11.4168 | 100011.3438 | 100011.3438 | 0 | 0 | 0 | 0 | 3284.5315 | 3284.5315 | 0 | 0 | -1 | 0 | 0 | 365 | 0 | 0 | 0 | 0 | 0 | 0 | 0 | 0 | -1113.1136 | -3413.3962 | 0 | -3413.3962 | 0 | 0 | 0.22834 | 32.8416 | 43.9715 | -11.1299 | 0 | 38.5832 | 0 | 0 | 0 | 4383 | 100011.3438 | 0 | 0 | 1/1/2025 | 12/31/2099 | TRUE | Solar |  | 2027 |  |  |  | REF | 0 | 0 | Real 2021 ¦ 12/22/2022 3:42:52 PM | 0 | Area 1001 Solar 2025 | 0 |  | 1 | Unit |  | PJM | 2.5 | 0 | 0.26534 | 0 | 0 | 0 | 0 | 100011.3438 | 0 | 0 | 0 | 0
8203 | Area 1001 Solar 2026 | ATC | 2027 | AEP-KPCO | 11.4168 | 50 | 0 | -34.1301 | -35.8366 | -34.1301 | -34.1301 | 7538.5635 | 50 | 6864.2485 | 674.3147 | 0 | 0 | 0 | -1 | 0 | 0 | 0 | 0 | 0 | 11.4168 | 100011.3438 | 100011.3438 | 0 | 0 | 0 | 0 | 3284.5315 | 3284.5315 | 0 | 0 | -1 | 0 | 0 | 365 | 0 | 0 | 0 | 0 | 0 | 0 | 0 | 0 | -840.6354 | -3413.3962 | 0 | -3413.3962 | 0 | 0 | 0.22834 | 32.8416 | 41.247 | -8.4054 | 0 | 38.5832 | 0 | 0 | 0 | 4383 | 100011.3438 | 0 | 0 | 1/1/2026 | 12/31/2099 | TRUE | Solar |  | 2027 |  |  |  | REF | 0 | 0 | Real 2021 ¦ 12/22/2022 3:42:52 PM | 0 | Area 1001 Solar 2026 | 0 |  | 1 | Unit |  | PJM | 2.5 | 0 | 0.26534 | 0 | 0 | 0 | 0 | 100011.3438 | 0 | 0 | 0 | 0
8204 | Area 1001 Solar 2027 | ATC | 2027 | AEP-KPCO | 11.4168 | 50 | 0 | -34.1301 | -35.8366 | -34.1301 | -34.1301 | 7277.0942 | 50 | 6624.7979 | 652.2963 | 0 | 0 | 0 | -1 | 0 | 0 | 0 | 0 | 0 | 11.4168 | 100011.3438 | 100011.3438 | 0 | 0 | 0 | 0 | 3284.5315 | 3284.5315 | 0 | 0 | -1 | 0 | 0 | 365 | 0 | 0 | 0 | 0 | 0 | 0 | 0 | 0 | -579.1665 | -3413.3962 | 0 | -3413.3962 | 0 | 0 | 0.22834 | 32.8416 | 38.6326 | -5.791 | 0 | 38.5832 | 0 | 0 | 0 | 4383 | 100011.3438 | 0 | 0 | 1/1/2027 | 12/31/2099 | TRUE | Solar |  | 2027 |  |  |  | REF | 0 | 0 | Real 2021 ¦ 12/22/2022 3:42:52 PM | 0 | Area 1001 Solar 2027 | 0 |  | 1 | Unit |  | PJM | 2.5 | 0 | 0.26534 | 0 | 0 | 0 | 0 | 100011.3438 | 0 | 0 | 0 | 0
8205 | Area 1001 Solar 2028 | ATC | 2027 | AEP-KPCO | 0 | 0 | 0 | 0 | 0 |  | 0 | 0 | 0 | 0 | 0 | 0 | 0 | 0 | -1 | 0 | 0 |  | 0 | 0 | 0 | 0 | 0 | 0 | 0 | 0 | 0 | 0 | 0 | 0 | 0 | -1 | 0 | 0 | 0 | 0 | 0 | 0 | 0 | 0 | 0 | 0 | 0 | 0 | 0 | 0 | 0 | 0 | 0 |  |  |  |  | 0 | 0 | 0 | 0 | 0 | 0 | 0 | 0 | 0 | 1/1/2028 | 12/31/2099 | TRUE | Solar |  | 2027 |  |  |  | REF | 0 | 0 | Real 2021 ¦ 12/22/2022 3:42:52 PM | 0 | Area 1001 Solar 2028 | 0 |  | 1 | Unit |  | PJM | 0 | 0 | 0.26534 | 0 | 0 | 0 | 0 | 0 | 0 | 0 | 0 | 0
8206 | Area 1001 Solar 2029 | ATC | 2027 | AEP-KPCO | 0 | 0 | 0 | 0 | 0 |  | 0 | 0 | 0 | 0 | 0 | 0 | 0 | 0 | -1 | 0 | 0 |  | 0 | 0 | 0 | 0 | 0 | 0 | 0 | 0 | 0 | 0 | 0 | 0 | 0 | -1 | 0 | 0 | 0 | 0 | 0 | 0 | 0 | 0 | 0 | 0 | 0 | 0 | 0 | 0 | 0 | 0 | 0 |  |  |  |  | 0 | 0 | 0 | 0 | 0 | 0 | 0 | 0 | 0 | 1/1/2029 | 12/31/2099 | TRUE | Solar |  | 2027 |  |  |  | REF | 0 | 0 | Real 2021 ¦ 12/22/2022 3:42:52 PM | 0 | Area 1001 Solar 2029 | 0 |  | 1 | Unit |  | PJM | 0 | 0 | 0.26534 | 0 | 0 | 0 | 0 | 0 | 0 | 0 | 0 | 0
8207 | Area 1001 Solar 2030 | ATC | 2027 | AEP-KPCO | 0 | 0 | 0 | 0 | 0 |  | 0 | 0 | 0 | 0 | 0 | 0 | 0 | 0 | -1 | 0 | 0 |  | 0 | 0 | 0 | 0 | 0 | 0 | 0 | 0 | 0 | 0 | 0 | 0 | 0 | -1 | 0 | 0 | 0 | 0 | 0 | 0 | 0 | 0 | 0 | 0 | 0 | 0 | 0 | 0 | 0 | 0 | 0 |  |  |  |  | 0 | 0 | 0 | 0 | 0 | 0 | 0 | 0 | 0 | 1/1/2030 | 12/31/2099 | TRUE | Solar |  | 2027 |  |  |  | REF | 0 | 0 | Real 2021 ¦ 12/22/2022 3:42:52 PM | 0 | Area 1001 Solar 2030 | 0 |  | 1 | Unit |  | PJM | 0 | 0 | 0.26534 | 0 | 0 | 0 | 0 | 0 | 0 | 0 | 0 | 0
8208 | Area 1001 Solar 2031 | ATC | 2027 | AEP-KPCO | 0 | 0 | 0 | 0 | 0 |  | 0 | 0 | 0 | 0 | 0 | 0 | 0 | 0 | -1 | 0 | 0 |  | 0 | 0 | 0 | 0 | 0 | 0 | 0 | 0 | 0 | 0 | 0 | 0 | 0 | -1 | 0 | 0 | 0 | 0 | 0 | 0 | 0 | 0 | 0 | 0 | 0 | 0 | 0 | 0 | 0 | 0 | 0 |  |  |  |  | 0 | 0 | 0 | 0 | 0 | 0 | 0 | 0 | 0 | 1/1/2031 | 12/31/2099 | TRUE | Solar |  | 2027 |  |  |  | REF | 0 | 0 | Real 2021 ¦ 12/22/2022 3:42:52 PM | 0 | Area 1001 Solar 2031 | 0 |  | 1 | Unit |  | PJM | 0 | 0 | 0.26534 | 0 | 0 | 0 | 0 | 0 | 0 | 0 | 0 | 0
8209 | Area 1001 Solar 2032 | ATC | 2027 | AEP-KPCO | 0 | 0 | 0 | 0 | 0 |  | 0 | 0 | 0 | 0 | 0 | 0 | 0 | 0 | -1 | 0 | 0 |  | 0 | 0 | 0 | 0 | 0 | 0 | 0 | 0 | 0 | 0 | 0 | 0 | 0 | -1 | 0 | 0 | 0 | 0 | 0 | 0 | 0 | 0 | 0 | 0 | 0 | 0 | 0 | 0 | 0 | 0 | 0 |  |  |  |  | 0 | 0 | 0 | 0 | 0 | 0 | 0 | 0 | 0 | 1/1/2032 | 12/31/2099 | TRUE | Solar |  | 2027 |  |  |  | REF | 0 | 0 | Real 2021 ¦ 12/22/2022 3:42:52 PM | 0 | Area 1001 Solar 2032 | 0 |  | 1 | Unit |  | PJM | 0 | 0 | 0.26534 | 0 | 0 | 0 | 0 | 0 | 0 | 0 | 0 | 0
8210 | Area 1001 Solar 2033 | ATC | 2027 | AEP-KPCO | 0 | 0 | 0 | 0 | 0 |  | 0 | 0 | 0 | 0 | 0 | 0 | 0 | 0 | -1 | 0 | 0 |  | 0 | 0 | 0 | 0 | 0 | 0 | 0 | 0 | 0 | 0 | 0 | 0 | 0 | -1 | 0 | 0 | 0 | 0 | 0 | 0 | 0 | 0 | 0 | 0 | 0 | 0 | 0 | 0 | 0 | 0 | 0 |  |  |  |  | 0 | 0 | 0 | 0 | 0 | 0 | 0 | 0 | 0 | 1/1/2033 | 12/31/2099 | TRUE | Solar |  | 2027 |  |  |  | REF | 0 | 0 | Real 2021 ¦ 12/22/2022 3:42:52 PM | 0 | Area 1001 Solar 2033 | 0 |  | 1 | Unit |  | PJM | 0 | 0 | 0.26534 | 0 | 0 | 0 | 0 | 0 | 0 | 0 | 0 | 0
8211 | Area 1001 Solar 2034 | ATC | 2027 | AEP-KPCO | 0 | 0 | 0 | 0 | 0 |  | 0 | 0 | 0 | 0 | 0 | 0 | 0 | 0 | -1 | 0 | 0 |  | 0 | 0 | 0 | 0 | 0 | 0 | 0 | 0 | 0 | 0 | 0 | 0 | 0 | -1 | 0 | 0 | 0 | 0 | 0 | 0 | 0 | 0 | 0 | 0 | 0 | 0 | 0 | 0 | 0 | 0 | 0 |  |  |  |  | 0 | 0 | 0 | 0 | 0 | 0 | 0 | 0 | 0 | 1/1/2034 | 12/31/2099 | TRUE | Solar |  | 2027 |  |  |  | REF | 0 | 0 | Real 2021 ¦ 12/22/2022 3:42:52 PM | 0 | Area 1001 Solar 2034 | 0 |  | 1 | Unit |  | PJM | 0 | 0 | 0.26534 | 0 | 0 | 0 | 0 | 0 | 0 | 0 | 0 | 0
8212 | Area 1001 Solar 2035 | ATC | 2027 | AEP-KPCO | 0 | 0 | 0 | 0 | 0 |  | 0 | 0 | 0 | 0 | 0 | 0 | 0 | 0 | -1 | 0 | 0 |  | 0 | 0 | 0 | 0 | 0 | 0 | 0 | 0 | 0 | 0 | 0 | 0 | 0 | -1 | 0 | 0 | 0 | 0 | 0 | 0 | 0 | 0 | 0 | 0 | 0 | 0 | 0 | 0 | 0 | 0 | 0 |  |  |  |  | 0 | 0 | 0 | 0 | 0 | 0 | 0 | 0 | 0 | 1/1/2035 | 12/31/2099 | TRUE | Solar |  | 2027 |  |  |  | REF | 0 | 0 | Real 2021 ¦ 12/22/2022 3:42:52 PM | 0 | Area 1001 Solar 2035 | 0 |  | 1 | Unit |  | PJM | 0 | 0 | 0.26534 | 0 | 0 | 0 | 0 | 0 | 0 | 0 | 0 | 0
8213 | Area 1001 Solar 2036 | ATC | 2027 | AEP-KPCO | 0 | 0 | 0 | 0 | 0 |  | 0 | 0 | 0 | 0 | 0 | 0 | 0 | 0 | -1 | 0 | 0 |  | 0 | 0 | 0 | 0 | 0 | 0 | 0 | 0 | 0 | 0 | 0 | 0 | 0 | -1 | 0 | 0 | 0 | 0 | 0 | 0 | 0 | 0 | 0 | 0 | 0 | 0 | 0 | 0 | 0 | 0 | 0 |  |  |  |  | 0 | 0 | 0 | 0 | 0 | 0 | 0 | 0 | 0 | 1/1/2036 | 12/31/2099 | TRUE | Solar |  | 2027 |  |  |  | REF | 0 | 0 | Real 2021 ¦ 12/22/2022 3:42:52 PM | 0 | Area 1001 Solar 2036 | 0 |  | 1 | Unit |  | PJM | 0 | 0 | 0.26534 | 0 | 0 | 0 | 0 | 0 | 0 | 0 | 0 | 0
8214 | Area 1001 Solar 2037 | ATC | 2027 | AEP-KPCO | 0 | 0 | 0 | 0 | 0 |  | 0 | 0 | 0 | 0 | 0 | 0 | 0 | 0 | -1 | 0 | 0 |  | 0 | 0 | 0 | 0 | 0 | 0 | 0 | 0 | 0 | 0 | 0 | 0 | 0 | -1 | 0 | 0 | 0 | 0 | 0 | 0 | 0 | 0 | 0 | 0 | 0 | 0 | 0 | 0 | 0 | 0 | 0 |  |  |  |  | 0 | 0 | 0 | 0 | 0 | 0 | 0 | 0 | 0 | 1/1/2037 | 12/31/2099 | TRUE | Solar |  | 2027 |  |  |  | REF | 0 | 0 | Real 2021 ¦ 12/22/2022 3:42:52 PM | 0 | Area 1001 Solar 2037 | 0 |  | 1 | Unit |  | PJM | 0 | 0 | 0.26534 | 0 | 0 | 0 | 0 | 0 | 0 | 0 | 0 | 0
8215 | Area 1001 Solar 2038 | ATC | 2027 | AEP-KPCO | 0 | 0 | 0 | 0 | 0 |  | 0 | 0 | 0 | 0 | 0 | 0 | 0 | 0 | -1 | 0 | 0 |  | 0 | 0 | 0 | 0 | 0 | 0 | 0 | 0 | 0 | 0 | 0 | 0 | 0 | -1 | 0 | 0 | 0 | 0 | 0 | 0 | 0 | 0 | 0 | 0 | 0 | 0 | 0 | 0 | 0 | 0 | 0 |  |  |  |  | 0 | 0 | 0 | 0 | 0 | 0 | 0 | 0 | 0 | 1/1/2038 | 12/31/2099 | TRUE | Solar |  | 2027 |  |  |  | REF | 0 | 0 | Real 2021 ¦ 12/22/2022 3:42:52 PM | 0 | Area 1001 Solar 2038 | 0 |  | 1 | Unit |  | PJM | 0 | 0 | 0.26534 | 0 | 0 | 0 | 0 | 0 | 0 | 0 | 0 | 0
8216 | Area 1001 Solar 2039 | ATC | 2027 | AEP-KPCO | 0 | 0 | 0 | 0 | 0 |  | 0 | 0 | 0 | 0 | 0 | 0 | 0 | 0 | -1 | 0 | 0 |  | 0 | 0 | 0 | 0 | 0 | 0 | 0 | 0 | 0 | 0 | 0 | 0 | 0 | -1 | 0 | 0 | 0 | 0 | 0 | 0 | 0 | 0 | 0 | 0 | 0 | 0 | 0 | 0 | 0 | 0 | 0 |  |  |  |  | 0 | 0 | 0 | 0 | 0 | 0 | 0 | 0 | 0 | 1/1/2039 | 12/31/2099 | TRUE | Solar |  | 2027 |  |  |  | REF | 0 | 0 | Real 2021 ¦ 12/22/2022 3:42:52 PM | 0 | Area 1001 Solar 2039 | 0 |  | 1 | Unit |  | PJM | 0 | 0 | 0.26534 | 0 | 0 | 0 | 0 | 0 | 0 | 0 | 0 | 0
8217 | Area 1001 Solar 2040 | ATC | 2027 | AEP-KPCO | 0 | 0 | 0 | 0 | 0 |  | 0 | 0 | 0 | 0 | 0 | 0 | 0 | 0 | -1 | 0 | 0 |  | 0 | 0 | 0 | 0 | 0 | 0 | 0 | 0 | 0 | 0 | 0 | 0 | 0 | -1 | 0 | 0 | 0 | 0 | 0 | 0 | 0 | 0 | 0 | 0 | 0 | 0 | 0 | 0 | 0 | 0 | 0 |  |  |  |  | 0 | 0 | 0 | 0 | 0 | 0 | 0 | 0 | 0 | 1/1/2040 | 12/31/2099 | TRUE | Solar |  | 2027 |  |  |  | REF | 0 | 0 | Real 2021 ¦ 12/22/2022 3:42:52 PM | 0 | Area 1001 Solar 2040 | 0 |  | 1 | Unit |  | PJM | 0 | 0 | 0.26534 | 0 | 0 | 0 | 0 | 0 | 0 | 0 | 0 | 0
8218 | Area 1001 Solar 2041 | ATC | 2027 | AEP-KPCO | 0 | 0 | 0 | 0 | 0 |  | 0 | 0 | 0 | 0 | 0 | 0 | 0 | 0 | -1 | 0 | 0 |  | 0 | 0 | 0 | 0 | 0 | 0 | 0 | 0 | 0 | 0 | 0 | 0 | 0 | -1 | 0 | 0 | 0 | 0 | 0 | 0 | 0 | 0 | 0 | 0 | 0 | 0 | 0 | 0 | 0 | 0 | 0 |  |  |  |  | 0 | 0 | 0 | 0 | 0 | 0 | 0 | 0 | 0 | 1/1/2041 | 12/31/2099 | TRUE | Solar |  | 2027 |  |  |  | REF | 0 | 0 | Real 2021 ¦ 12/22/2022 3:42:52 PM | 0 | Area 1001 Solar 2041 | 0 |  | 1 | Unit |  | PJM | 0 | 0 | 0.26534 | 0 | 0 | 0 | 0 | 0 | 0 | 0 | 0 | 0
8219 | Area 1001 Solar 2042 | ATC | 2027 | AEP-KPCO | 0 | 0 | 0 | 0 | 0 |  | 0 | 0 | 0 | 0 | 0 | 0 | 0 | 0 | -1 | 0 | 0 |  | 0 | 0 | 0 | 0 | 0 | 0 | 0 | 0 | 0 | 0 | 0 | 0 | 0 | -1 | 0 | 0 | 0 | 0 | 0 | 0 | 0 | 0 | 0 | 0 | 0 | 0 | 0 | 0 | 0 | 0 | 0 |  |  |  |  | 0 | 0 | 0 | 0 | 0 | 0 | 0 | 0 | 0 | 1/1/2042 | 12/31/2099 | TRUE | Solar |  | 2027 |  |  |  | REF | 0 | 0 | Real 2021 ¦ 12/22/2022 3:42:52 PM | 0 | Area 1001 Solar 2042 | 0 |  | 1 | Unit |  | PJM | 0 | 0 | 0.26534 | 0 | 0 | 0 | 0 | 0 | 0 | 0 | 0 | 0
8220 | Area 1001 Solar 2043 | ATC | 2027 | AEP-KPCO | 0 | 0 | 0 | 0 | 0 |  | 0 | 0 | 0 | 0 | 0 | 0 | 0 | 0 | -1 | 0 | 0 |  | 0 | 0 | 0 | 0 | 0 | 0 | 0 | 0 | 0 | 0 | 0 | 0 | 0 | -1 | 0 | 0 | 0 | 0 | 0 | 0 | 0 | 0 | 0 | 0 | 0 | 0 | 0 | 0 | 0 | 0 | 0 |  |  |  |  | 0 | 0 | 0 | 0 | 0 | 0 | 0 | 0 | 0 | 1/1/2043 | 12/31/2099 | TRUE | Solar |  | 2027 |  |  |  | REF | 0 | 0 | Real 2021 ¦ 12/22/2022 3:42:52 PM | 0 | Area 1001 Solar 2043 | 0 |  | 1 | Unit |  | PJM | 0 | 0 | 0.26534 | 0 | 0 | 0 | 0 | 0 | 0 | 0 | 0 | 0
8221 | Area 1001 Wind 2024 | ATC | 2027 | AEP-KPCO | 34.9119 | 100 | 0 | -34.1301 | -35.8366 | -34.1301 | -34.1301 | 20009.2578 | 100 | 17245.9434 | 2763.3142 | 0 | 0 | 0 | -1 | 0 | 0 | 0 | 0 | 0 | 34.9119 | 305828.6562 | 305828.6562 | 0 | 0 | 0 | 0 | 10045.3936 | 10045.3936 | 0 | 0 | -1 | 0 | 0 | 0 | 0 | 0 | 0 | 0 | 0 | 0 | 0 | 0 | 474.0967 | -10437.96 | 0 | -10437.96 | 0 | 0 | 0.34912 | 32.8465 | 31.2963 | 1.5502 | 0 | 65.0881 | 0 | 0 | 0 | 8760 | 305828.6562 | 0 | 0 | 1/1/2024 | 12/31/2099 | TRUE | Wind |  | 2027 |  |  |  | REF | 0 | 0 | Real 2021 ¦ 12/22/2022 3:42:52 PM | 0 | Area 1001 Wind 2024 | 0 |  | 1 | Unit |  | PJM | 11 | 0 | 0.11 | 0 | 0 | 0 | 0 | 305828.6562 | 0 | 0 | 0 | 0
8222 | Area 1001 Wind 2025 | ATC | 2027 | AEP-KPCO | 34.9119 | 100 | 0 | -34.1301 | -35.8366 | -34.1301 | -34.1301 | 18677.1406 | 100 | 15941.3506 | 2735.791 | 0 | 0 | 0 | -1 | 0 | 0 | 0 | 0 | 0 | 34.9119 | 305828.6562 | 305828.6562 | 0 | 0 | 0 | 0 | 10045.3936 | 10045.3936 | 0 | 0 | -1 | 0 | 0 | 0 | 0 | 0 | 0 | 0 | 0 | 0 | 0 | 0 | 1806.2123 | -10437.96 | 0 | -10437.96 | 0 | 0 | 0.34912 | 32.8465 | 26.9405 | 5.906 | 0 | 65.0881 | 0 | 0 | 0 | 8760 | 305828.6562 | 0 | 0 | 1/1/2025 | 12/31/2099 | TRUE | Wind |  | 2027 |  |  |  | REF | 0 | 0 | Real 2021 ¦ 12/22/2022 3:42:52 PM | 0 | Area 1001 Wind 2025 | 0 |  | 1 | Unit |  | PJM | 11 | 0 | 0.11 | 0 | 0 | 0 | 0 | 305828.6562 | 0 | 0 | 0 | 0
8223 | Area 1001 Wind 2026 | ATC | 2027 | AEP-KPCO | 34.9119 | 100 | 0 | -34.1301 | -35.8366 | -34.1301 | -34.1301 | 18154.2031 | 100 | 15445.9355 | 2708.2681 | 0 | 0 | 0 | -1 | 0 | 0 | 0 | 0 | 0 | 34.9119 | 305828.6562 | 305828.6562 | 0 | 0 | 0 | 0 | 10045.3936 | 10045.3936 | 0 | 0 | -1 | 0 | 0 | 0 | 0 | 0 | 0 | 0 | 0 | 0 | 0 | 0 | 2329.1501 | -10437.96 | 0 | -10437.96 | 0 | 0 | 0.34912 | 32.8465 | 25.2306 | 7.6159 | 0 | 65.0881 | 0 | 0 | 0 | 8760 | 305828.6562 | 0 | 0 | 1/1/2026 | 12/31/2099 | TRUE | Wind |  | 2027 |  |  |  | REF | 0 | 0 | Real 2021 ¦ 12/22/2022 3:42:52 PM | 0 | Area 1001 Wind 2026 | 0 |  | 1 | Unit |  | PJM | 11 | 0 | 0.11 | 0 | 0 | 0 | 0 | 305828.6562 | 0 | 0 | 0 | 0
8224 | Area 1001 Wind 2027 | ATC | 2027 | AEP-KPCO | 34.9119 | 100 | 0 | -34.1301 | -35.8366 | -34.1301 | -34.1301 | 17664.293 | 100 | 14983.5479 | 2680.7451 | 0 | 0 | 0 | -1 | 0 | 0 | 0 | 0 | 0 | 34.9119 | 305828.6562 | 305828.6562 | 0 | 0 | 0 | 0 | 10045.3936 | 10045.3936 | 0 | 0 | -1 | 0 | 0 | 1 | 0 | 0 | 0 | 0 | 0 | 0 | 0 | 0 | 2819.0605 | -10437.96 | 0 | -10437.96 | 0 | 0 | 0.34912 | 32.8465 | 23.6287 | 9.2178 | 0 | 65.0881 | 0 | 0 | 0 | 8760 | 305828.6562 | 0 | 0 | 1/1/2027 | 12/31/2099 | TRUE | Wind |  | 2027 |  |  |  | REF | 0 | 0 | Real 2021 ¦ 12/22/2022 3:42:52 PM | 0 | Area 1001 Wind 2027 | 0 |  | 1 | Unit |  | PJM | 11 | 0 | 0.11 | 0 | 0 | 0 | 0 | 305828.6562 | 0 | 0 | 0 | 0
8225 | Area 1001 Wind 2028 | ATC | 2027 | AEP-KPCO | 0 | 0 | 0 | 0 | 0 |  | 0 | 0 | 0 | 0 | 0 | 0 | 0 | 0 | -1 | 0 | 0 |  | 0 | 0 | 0 | 0 | 0 | 0 | 0 | 0 | 0 | 0 | 0 | 0 | 0 | -1 | 0 | 0 | 0 | 0 | 0 | 0 | 0 | 0 | 0 | 0 | 0 | 0 | 0 | 0 | 0 | 0 | 0 |  |  |  |  | 0 | 0 | 0 | 0 | 0 | 0 | 0 | 0 | 0 | 1/1/2028 | 12/31/2099 | TRUE | Wind |  | 2027 |  |  |  | REF | 0 | 0 | Real 2021 ¦ 12/22/2022 3:42:52 PM | 0 | Area 1001 Wind 2028 | 0 |  | 1 | Unit |  | PJM | 0 | 0 | 0.11 | 0 | 0 | 0 | 0 | 0 | 0 | 0 | 0 | 0
8226 | Area 1001 Wind 2029 | ATC | 2027 | AEP-KPCO | 0 | 0 | 0 | 0 | 0 |  | 0 | 0 | 0 | 0 | 0 | 0 | 0 | 0 | -1 | 0 | 0 |  | 0 | 0 | 0 | 0 | 0 | 0 | 0 | 0 | 0 | 0 | 0 | 0 | 0 | -1 | 0 | 0 | 0 | 0 | 0 | 0 | 0 | 0 | 0 | 0 | 0 | 0 | 0 | 0 | 0 | 0 | 0 |  |  |  |  | 0 | 0 | 0 | 0 | 0 | 0 | 0 | 0 | 0 | 1/1/2029 | 12/31/2099 | TRUE | Wind |  | 2027 |  |  |  | REF | 0 | 0 | Real 2021 ¦ 12/22/2022 3:42:52 PM | 0 | Area 1001 Wind 2029 | 0 |  | 1 | Unit |  | PJM | 0 | 0 | 0.11 | 0 | 0 | 0 | 0 | 0 | 0 | 0 | 0 | 0
8227 | Area 1001 Wind 2030 | ATC | 2027 | AEP-KPCO | 0 | 0 | 0 | 0 | 0 |  | 0 | 0 | 0 | 0 | 0 | 0 | 0 | 0 | -1 | 0 | 0 |  | 0 | 0 | 0 | 0 | 0 | 0 | 0 | 0 | 0 | 0 | 0 | 0 | 0 | -1 | 0 | 0 | 0 | 0 | 0 | 0 | 0 | 0 | 0 | 0 | 0 | 0 | 0 | 0 | 0 | 0 | 0 |  |  |  |  | 0 | 0 | 0 | 0 | 0 | 0 | 0 | 0 | 0 | 1/1/2030 | 12/31/2099 | TRUE | Wind |  | 2027 |  |  |  | REF | 0 | 0 | Real 2021 ¦ 12/22/2022 3:42:52 PM | 0 | Area 1001 Wind 2030 | 0 |  | 1 | Unit |  | PJM | 0 | 0 | 0.11 | 0 | 0 | 0 | 0 | 0 | 0 | 0 | 0 | 0
8228 | Area 1001 Wind 2031 | ATC | 2027 | AEP-KPCO | 0 | 0 | 0 | 0 | 0 |  | 0 | 0 | 0 | 0 | 0 | 0 | 0 | 0 | -1 | 0 | 0 |  | 0 | 0 | 0 | 0 | 0 | 0 | 0 | 0 | 0 | 0 | 0 | 0 | 0 | -1 | 0 | 0 | 0 | 0 | 0 | 0 | 0 | 0 | 0 | 0 | 0 | 0 | 0 | 0 | 0 | 0 | 0 |  |  |  |  | 0 | 0 | 0 | 0 | 0 | 0 | 0 | 0 | 0 | 1/1/2031 | 12/31/2099 | TRUE | Wind |  | 2027 |  |  |  | REF | 0 | 0 | Real 2021 ¦ 12/22/2022 3:42:52 PM | 0 | Area 1001 Wind 2031 | 0 |  | 1 | Unit |  | PJM | 0 | 0 | 0.11 | 0 | 0 | 0 | 0 | 0 | 0 | 0 | 0 | 0
8229 | Area 1001 Wind 2032 | ATC | 2027 | AEP-KPCO | 0 | 0 | 0 | 0 | 0 |  | 0 | 0 | 0 | 0 | 0 | 0 | 0 | 0 | -1 | 0 | 0 |  | 0 | 0 | 0 | 0 | 0 | 0 | 0 | 0 | 0 | 0 | 0 | 0 | 0 | -1 | 0 | 0 | 0 | 0 | 0 | 0 | 0 | 0 | 0 | 0 | 0 | 0 | 0 | 0 | 0 | 0 | 0 |  |  |  |  | 0 | 0 | 0 | 0 | 0 | 0 | 0 | 0 | 0 | 1/1/2032 | 12/31/2099 | TRUE | Wind |  | 2027 |  |  |  | REF | 0 | 0 | Real 2021 ¦ 12/22/2022 3:42:52 PM | 0 | Area 1001 Wind 2032 | 0 |  | 1 | Unit |  | PJM | 0 | 0 | 0.11 | 0 | 0 | 0 | 0 | 0 | 0 | 0 | 0 | 0
8230 | Area 1001 Wind 2033 | ATC | 2027 | AEP-KPCO | 0 | 0 | 0 | 0 | 0 |  | 0 | 0 | 0 | 0 | 0 | 0 | 0 | 0 | -1 | 0 | 0 |  | 0 | 0 | 0 | 0 | 0 | 0 | 0 | 0 | 0 | 0 | 0 | 0 | 0 | -1 | 0 | 0 | 0 | 0 | 0 | 0 | 0 | 0 | 0 | 0 | 0 | 0 | 0 | 0 | 0 | 0 | 0 |  |  |  |  | 0 | 0 | 0 | 0 | 0 | 0 | 0 | 0 | 0 | 1/1/2033 | 12/31/2099 | TRUE | Wind |  | 2027 |  |  |  | REF | 0 | 0 | Real 2021 ¦ 12/22/2022 3:42:52 PM | 0 | Area 1001 Wind 2033 | 0 |  | 1 | Unit |  | PJM | 0 | 0 | 0.11 | 0 | 0 | 0 | 0 | 0 | 0 | 0 | 0 | 0
8231 | Area 1001 Wind 2034 | ATC | 2027 | AEP-KPCO | 0 | 0 | 0 | 0 | 0 |  | 0 | 0 | 0 | 0 | 0 | 0 | 0 | 0 | -1 | 0 | 0 |  | 0 | 0 | 0 | 0 | 0 | 0 | 0 | 0 | 0 | 0 | 0 | 0 | 0 | -1 | 0 | 0 | 0 | 0 | 0 | 0 | 0 | 0 | 0 | 0 | 0 | 0 | 0 | 0 | 0 | 0 | 0 |  |  |  |  | 0 | 0 | 0 | 0 | 0 | 0 | 0 | 0 | 0 | 1/1/2034 | 12/31/2099 | TRUE | Wind |  | 2027 |  |  |  | REF | 0 | 0 | Real 2021 ¦ 12/22/2022 3:42:52 PM | 0 | Area 1001 Wind 2034 | 0 |  | 1 | Unit |  | PJM | 0 | 0 | 0.11 | 0 | 0 | 0 | 0 | 0 | 0 | 0 | 0 | 0
8232 | Area 1001 Wind 2035 | ATC | 2027 | AEP-KPCO | 0 | 0 | 0 | 0 | 0 |  | 0 | 0 | 0 | 0 | 0 | 0 | 0 | 0 | -1 | 0 | 0 |  | 0 | 0 | 0 | 0 | 0 | 0 | 0 | 0 | 0 | 0 | 0 | 0 | 0 | -1 | 0 | 0 | 0 | 0 | 0 | 0 | 0 | 0 | 0 | 0 | 0 | 0 | 0 | 0 | 0 | 0 | 0 |  |  |  |  | 0 | 0 | 0 | 0 | 0 | 0 | 0 | 0 | 0 | 1/1/2035 | 12/31/2099 | TRUE | Wind |  | 2027 |  |  |  | REF | 0 | 0 | Real 2021 ¦ 12/22/2022 3:42:52 PM | 0 | Area 1001 Wind 2035 | 0 |  | 1 | Unit |  | PJM | 0 | 0 | 0.11 | 0 | 0 | 0 | 0 | 0 | 0 | 0 | 0 | 0
8233 | Area 1001 Wind 2036 | ATC | 2027 | AEP-KPCO | 0 | 0 | 0 | 0 | 0 |  | 0 | 0 | 0 | 0 | 0 | 0 | 0 | 0 | -1 | 0 | 0 |  | 0 | 0 | 0 | 0 | 0 | 0 | 0 | 0 | 0 | 0 | 0 | 0 | 0 | -1 | 0 | 0 | 0 | 0 | 0 | 0 | 0 | 0 | 0 | 0 | 0 | 0 | 0 | 0 | 0 | 0 | 0 |  |  |  |  | 0 | 0 | 0 | 0 | 0 | 0 | 0 | 0 | 0 | 1/1/2036 | 12/31/2099 | TRUE | Wind |  | 2027 |  |  |  | REF | 0 | 0 | Real 2021 ¦ 12/22/2022 3:42:52 PM | 0 | Area 1001 Wind 2036 | 0 |  | 1 | Unit |  | PJM | 0 | 0 | 0.11 | 0 | 0 | 0 | 0 | 0 | 0 | 0 | 0 | 0
8234 | Area 1001 Wind 2037 | ATC | 2027 | AEP-KPCO | 0 | 0 | 0 | 0 | 0 |  | 0 | 0 | 0 | 0 | 0 | 0 | 0 | 0 | -1 | 0 | 0 |  | 0 | 0 | 0 | 0 | 0 | 0 | 0 | 0 | 0 | 0 | 0 | 0 | 0 | -1 | 0 | 0 | 0 | 0 | 0 | 0 | 0 | 0 | 0 | 0 | 0 | 0 | 0 | 0 | 0 | 0 | 0 |  |  |  |  | 0 | 0 | 0 | 0 | 0 | 0 | 0 | 0 | 0 | 1/1/2037 | 12/31/2099 | TRUE | Wind |  | 2027 |  |  |  | REF | 0 | 0 | Real 2021 ¦ 12/22/2022 3:42:52 PM | 0 | Area 1001 Wind 2037 | 0 |  | 1 | Unit |  | PJM | 0 | 0 | 0.11 | 0 | 0 | 0 | 0 | 0 | 0 | 0 | 0 | 0
8235 | Area 1001 Wind 2038 | ATC | 2027 | AEP-KPCO | 0 | 0 | 0 | 0 | 0 |  | 0 | 0 | 0 | 0 | 0 | 0 | 0 | 0 | -1 | 0 | 0 |  | 0 | 0 | 0 | 0 | 0 | 0 | 0 | 0 | 0 | 0 | 0 | 0 | 0 | -1 | 0 | 0 | 0 | 0 | 0 | 0 | 0 | 0 | 0 | 0 | 0 | 0 | 0 | 0 | 0 | 0 | 0 |  |  |  |  | 0 | 0 | 0 | 0 | 0 | 0 | 0 | 0 | 0 | 1/1/2038 | 12/31/2099 | TRUE | Wind |  | 2027 |  |  |  | REF | 0 | 0 | Real 2021 ¦ 12/22/2022 3:42:52 PM | 0 | Area 1001 Wind 2038 | 0 |  | 1 | Unit |  | PJM | 0 | 0 | 0.11 | 0 | 0 | 0 | 0 | 0 | 0 | 0 | 0 | 0
8236 | Area 1001 Wind 2039 | ATC | 2027 | AEP-KPCO | 0 | 0 | 0 | 0 | 0 |  | 0 | 0 | 0 | 0 | 0 | 0 | 0 | 0 | -1 | 0 | 0 |  | 0 | 0 | 0 | 0 | 0 | 0 | 0 | 0 | 0 | 0 | 0 | 0 | 0 | -1 | 0 | 0 | 0 | 0 | 0 | 0 | 0 | 0 | 0 | 0 | 0 | 0 | 0 | 0 | 0 | 0 | 0 |  |  |  |  | 0 | 0 | 0 | 0 | 0 | 0 | 0 | 0 | 0 | 1/1/2039 | 12/31/2099 | TRUE | Wind |  | 2027 |  |  |  | REF | 0 | 0 | Real 2021 ¦ 12/22/2022 3:42:52 PM | 0 | Area 1001 Wind 2039 | 0 |  | 1 | Unit |  | PJM | 0 | 0 | 0.11 | 0 | 0 | 0 | 0 | 0 | 0 | 0 | 0 | 0
8237 | Area 1001 Wind 2040 | ATC | 2027 | AEP-KPCO | 0 | 0 | 0 | 0 | 0 |  | 0 | 0 | 0 | 0 | 0 | 0 | 0 | 0 | -1 | 0 | 0 |  | 0 | 0 | 0 | 0 | 0 | 0 | 0 | 0 | 0 | 0 | 0 | 0 | 0 | -1 | 0 | 0 | 0 | 0 | 0 | 0 | 0 | 0 | 0 | 0 | 0 | 0 | 0 | 0 | 0 | 0 | 0 |  |  |  |  | 0 | 0 | 0 | 0 | 0 | 0 | 0 | 0 | 0 | 1/1/2040 | 12/31/2099 | TRUE | Wind |  | 2027 |  |  |  | REF | 0 | 0 | Real 2021 ¦ 12/22/2022 3:42:52 PM | 0 | Area 1001 Wind 2040 | 0 |  | 1 | Unit |  | PJM | 0 | 0 | 0.11 | 0 | 0 | 0 | 0 | 0 | 0 | 0 | 0 | 0
8238 | Area 1001 Wind 2041 | ATC | 2027 | AEP-KPCO | 0 | 0 | 0 | 0 | 0 |  | 0 | 0 | 0 | 0 | 0 | 0 | 0 | 0 | -1 | 0 | 0 |  | 0 | 0 | 0 | 0 | 0 | 0 | 0 | 0 | 0 | 0 | 0 | 0 | 0 | -1 | 0 | 0 | 0 | 0 | 0 | 0 | 0 | 0 | 0 | 0 | 0 | 0 | 0 | 0 | 0 | 0 | 0 |  |  |  |  | 0 | 0 | 0 | 0 | 0 | 0 | 0 | 0 | 0 | 1/1/2041 | 12/31/2099 | TRUE | Wind |  | 2027 |  |  |  | REF | 0 | 0 | Real 2021 ¦ 12/22/2022 3:42:52 PM | 0 | Area 1001 Wind 2041 | 0 |  | 1 | Unit |  | PJM | 0 | 0 | 0.11 | 0 | 0 | 0 | 0 | 0 | 0 | 0 | 0 | 0
8239 | Area 1001 Wind 2042 | ATC | 2027 | AEP-KPCO | 0 | 0 | 0 | 0 | 0 |  | 0 | 0 | 0 | 0 | 0 | 0 | 0 | 0 | -1 | 0 | 0 |  | 0 | 0 | 0 | 0 | 0 | 0 | 0 | 0 | 0 | 0 | 0 | 0 | 0 | -1 | 0 | 0 | 0 | 0 | 0 | 0 | 0 | 0 | 0 | 0 | 0 | 0 | 0 | 0 | 0 | 0 | 0 |  |  |  |  | 0 | 0 | 0 | 0 | 0 | 0 | 0 | 0 | 0 | 1/1/2042 | 12/31/2099 | TRUE | Wind |  | 2027 |  |  |  | REF | 0 | 0 | Real 2021 ¦ 12/22/2022 3:42:52 PM | 0 | Area 1001 Wind 2042 | 0 |  | 1 | Unit |  | PJM | 0 | 0 | 0.11 | 0 | 0 | 0 | 0 | 0 | 0 | 0 | 0 | 0
8240 | Area 1001 Wind 2043 | ATC | 2027 | AEP-KPCO | 0 | 0 | 0 | 0 | 0 |  | 0 | 0 | 0 | 0 | 0 | 0 | 0 | 0 | -1 | 0 | 0 |  | 0 | 0 | 0 | 0 | 0 | 0 | 0 | 0 | 0 | 0 | 0 | 0 | 0 | -1 | 0 | 0 | 0 | 0 | 0 | 0 | 0 | 0 | 0 | 0 | 0 | 0 | 0 | 0 | 0 | 0 | 0 |  |  |  |  | 0 | 0 | 0 | 0 | 0 | 0 | 0 | 0 | 0 | 1/1/2043 | 12/31/2099 | TRUE | Wind |  | 2027 |  |  |  | REF | 0 | 0 | Real 2021 ¦ 12/22/2022 3:42:52 PM | 0 | Area 1001 Wind 2043 | 0 |  | 1 | Unit |  | PJM | 0 | 0 | 0.11 | 0 | 0 | 0 | 0 | 0 | 0 | 0 | 0 | 0
8241 | Area 1001 4-Hour Li-on Battery 2022 | ATC | 2027 | AEP-KPCO | 50 | 50 | 0 | 0 | 0 |  | 0 | 9500.957 | 50 | 8218.3828 | 1282.5741 | 0 | 0 | 0 | -1 | 0 | 0 |  | 0 | 0 | -0.8457 | -7408.314 | -7408.314 | 0 | 0.034247 | 0 | 0 | 1429.0726 | 1429.0726 | 0 | 0 | -1 | 0 | 0 | 559 | 0 | 0.14689 | 0.14689 | 0 | 0 | 0 | 0 | 0 | -9227.7178 | 0 | 0 | 0 | 0 | 0 | -0.016914 |  |  |  | 0 | 0 | 0 | 0 | 0 | 3798 | 35601.7383 | 36558.5469 | -954.6462 | 1/1/2022 | 12/31/2031 | TRUE | 4-Hour Li-on Battery Storage |  | 2027 |  |  |  | REF | 0 | 0 | Real 2021 ¦ 12/22/2022 3:42:52 PM | 61.19 | Area 1001 4-Hour Li-on Battery 2022 | 0 |  | 1 | Unit |  | PJM | 48.5 | 0 | 0.97 | 0 | 0 | 0 | 0 | 438000 | 1155.8341 | 0 | 0 | 0
8242 | Area 1001 4-Hour Li-on Battery 2023 | ATC | 2027 | AEP-KPCO | 50 | 50 | 0 | 0 | 0 |  | 0 | 10579.8604 | 50 | 9404.626 | 1175.2343 | 0 | 0 | 0 | -1 | 0 | 0 |  | 0 | 0 | -0.8457 | -7408.314 | -7408.314 | 0 | 0 | 0 | 0 | 1429.0726 | 1429.0726 | 0 | 0 | -1 | 0 | 0 | 559 | 0 | 0.17469 | 0.17469 | 0 | 0 | 0 | 0 | 0 | -10306.6221 | 0 | 0 | 0 | 0 | 0 | -0.016914 |  |  |  | 0 | 0 | 0 | 0 | 0 | 3798 | 35601.7383 | 36558.5469 | -954.6462 | 1/1/2023 | 12/31/2032 | TRUE | 4-Hour Li-on Battery Storage |  | 2027 |  |  |  | REF | 0 | 0 | Real 2021 ¦ 12/22/2022 3:42:52 PM | 61.19 | Area 1001 4-Hour Li-on Battery 2023 | 0 |  | 1 | Unit |  | PJM | 48.5 | 0 | 0.97 | 0 | 0 | 0 | 0 | 438000 | 1155.8341 | 0 | 0 | 0
8243 | Area 1001 4-Hour Li-on Battery 2024 | ATC | 2027 | AEP-KPCO | 50 | 50 | 0 | 0 | 0 |  | 0 | 9140.4053 | 50 | 8050.4922 | 1089.9127 | 0 | 0 | 0 | -1 | 0 | 0 |  | 0 | 0 | -0.84927 | -7439.5708 | -7439.5708 | 0 | 0 | 0 | 0 | 1441.3118 | 1441.3118 | 0 | 0 | -1 | 0 | 0 | 558 | 0 | 0.15201 | 0.15201 | 0 | 0 | 0 | 0 | 0 | -8862.5537 | 0 | 0 | 0 | 0 | 0 | -0.016985 |  |  |  | 0 | 0 | 0 | 0 | 0 | 3809 | 35854.7656 | 36800.1875 | -943.2604 | 1/1/2024 | 12/31/2033 | TRUE | 4-Hour Li-on Battery Storage |  | 2027 |  |  |  | REF | 0 | 0 | Real 2021 ¦ 12/22/2022 3:42:52 PM | 9.47 | Area 1001 4-Hour Li-on Battery 2024 | 0 |  | 1 | Unit |  | PJM | 48.5 | 0 | 0.97 | 0 | 0 | 0 | 0 | 438000 | 1163.4608 | 0 | 0 | 0
8244 | Area 1001 4-Hour Li-on Battery 2025 | ATC | 2027 | AEP-KPCO | 50 | 50 | 0 | 0 | 0 |  | 0 | 8378.0166 | 50 | 7345.9019 | 1032.1144 | 0 | 0 | 0 | -1 | 0 | 0 |  | 0 | 0 | -0.84941 | -7440.7949 | -7440.7949 | 0 | 0 | 0 | 0 | 1441.7626 | 1441.7626 | 0 | 0 | -1 | 0 | 0 | 558 | 0 | 0.048925 | 0.048925 | 0 | 0 | 0 | 0 | 0 | -8100.0186 | 0 | 0 | 0 | 0 | 0 | -0.016988 |  |  |  | 0 | 0 | 0 | 0 | 0 | 3809 | 35864.6992 | 36809.668 | -942.811 | 1/1/2025 | 12/31/2034 | TRUE | 4-Hour Li-on Battery Storage |  | 2027 |  |  |  | REF | 0 | 0 | Real 2021 ¦ 12/22/2022 3:42:52 PM | 7.02 | Area 1001 4-Hour Li-on Battery 2025 | 0 |  | 1 | Unit |  | PJM | 48.5 | 0 | 0.97 | 0 | 0 | 0 | 0 | 438000 | 1163.7646 | 0 | 0 | 0
8245 | Area 1001 4-Hour Li-on Battery 2026 | ATC | 2027 | AEP-KPCO | 50 | 50 | 0 | 0 | 0 |  | 0 | 8108.2905 | 50 | 7120.2129 | 988.0775 | 0 | 0 | 0 | -1 | 0 | 0 |  | 0 | 0 | -0.84952 | -7441.7656 | -7441.7656 | 0 | 0 | 0 | 0 | 1442.1687 | 1442.1687 | 0 | 0 | -1 | 0 | 0 | 560 | 0 | 0.10462 | 0.10462 | 0 | 0 | 0 | 0 | 0 | -7830.1489 | 0 | 0 | 0 | 0 | 0 | -0.01699 |  |  |  | 0 | 0 | 0 | 0 | 0 | 3811 | 35873.3281 | 36817.8281 | -942.3415 | 1/1/2026 | 12/31/2035 | TRUE | 4-Hour Li-on Battery Storage |  | 2027 |  |  |  | REF | 0 | 0 | Real 2021 ¦ 12/22/2022 3:42:52 PM | 4.58 | Area 1001 4-Hour Li-on Battery 2026 | 0 |  | 1 | Unit |  | PJM | 48.5 | 0 | 0.97 | 0 | 0 | 0 | 0 | 438000 | 1164.0272 | 0 | 0 | 0
8246 | Area 1001 4-Hour Li-on Battery 2027 | ATC | 2027 | AEP-KPCO | 50 | 50 | 0 | 0 | 0 |  | 0 | 7890.8584 | 50 | 6941.313 | 949.5452 | 0 | 0 | 0 | -1 | 0 | 0 |  | 0 | 0 | -0.8496 | -7442.4873 | -7442.4873 | 0 | 0 | 0 | 0 | 1442.5305 | 1442.5305 | 0 | 0 | -1 | 0 | 0 | 560 | 0 | 0.17498 | 0.17498 | 0 | 0 | 0 | 0 | 0 | -7612.5796 | 0 | 0 | 0 | 0 | 0 | -0.016992 |  |  |  | 0 | 0 | 0 | 0 | 0 | 3813 | 35880.6641 | 36824.6797 | -941.8546 | 1/1/2027 | 12/31/2036 | TRUE | 4-Hour Li-on Battery Storage |  | 2027 |  |  |  | REF | 0 | 0 | Real 2021 ¦ 12/22/2022 3:42:52 PM | 2.16 | Area 1001 4-Hour Li-on Battery 2027 | 0 |  | 1 | Unit |  | PJM | 48.5 | 0 | 0.97 | 0 | 0 | 0 | 0 | 438000 | 1164.2518 | 0 | 0 | 0
8247 | Area 1001 4-Hour Li-on Battery 2028 | ATC | 2027 | AEP-KPCO | 0 | 0 | 0 | 0 | 0 |  | 0 | 0 | 0 | 0 | 0 | 0 | 0 | 0 | -1 | 0 | 0 |  | 0 | 0 | 0 | 0 | 0 | 0 | 0 | 0 | 0 | 0 | 0 | 0 | 0 | -1 | 0 | 0 | 0 | 0 | 0 | 0 | 0 | 0 | 0 | 0 | 0 | 0 | 0 | 0 | 0 | 0 | 0 |  |  |  |  | 0 | 0 | 0 | 0 | 0 | 0 | 0 | 0 | -3.117e-05 | 1/1/2028 | 12/31/2037 | TRUE | 4-Hour Li-on Battery Storage |  | 2027 |  |  |  | REF | 0 | 0 | Real 2021 ¦ 12/22/2022 3:42:52 PM | 0 | Area 1001 4-Hour Li-on Battery 2028 | 0 |  | 1 | Unit |  | PJM | 0 | 0 | 0.97 | 0 | 0 | 0 | 0 | 0 | 0 | 0 | 0 | 0
8248 | Area 1001 4-Hour Li-on Battery 2029 | ATC | 2027 | AEP-KPCO | 0 | 0 | 0 | 0 | 0 |  | 0 | 0 | 0 | 0 | 0 | 0 | 0 | 0 | -1 | 0 | 0 |  | 0 | 0 | 0 | 0 | 0 | 0 | 0 | 0 | 0 | 0 | 0 | 0 | 0 | -1 | 0 | 0 | 0 | 0 | 0 | 0 | 0 | 0 | 0 | 0 | 0 | 0 | 0 | 0 | 0 | 0 | 0 |  |  |  |  | 0 | 0 | 0 | 0 | 0 | 0 | 0 | 0 | -3.117e-05 | 1/1/2029 | 12/31/2038 | TRUE | 4-Hour Li-on Battery Storage |  | 2027 |  |  |  | REF | 0 | 0 | Real 2021 ¦ 12/22/2022 3:42:52 PM | 0 | Area 1001 4-Hour Li-on Battery 2029 | 0 |  | 1 | Unit |  | PJM | 0 | 0 | 0.97 | 0 | 0 | 0 | 0 | 0 | 0 | 0 | 0 | 0
8249 | Area 1001 4-Hour Li-on Battery 2030 | ATC | 2027 | AEP-KPCO | 0 | 0 | 0 | 0 | 0 |  | 0 | 0 | 0 | 0 | 0 | 0 | 0 | 0 | -1 | 0 | 0 |  | 0 | 0 | 0 | 0 | 0 | 0 | 0 | 0 | 0 | 0 | 0 | 0 | 0 | -1 | 0 | 0 | 0 | 0 | 0 | 0 | 0 | 0 | 0 | 0 | 0 | 0 | 0 | 0 | 0 | 0 | 0 |  |  |  |  | 0 | 0 | 0 | 0 | 0 | 0 | 0 | 0 | -3.117e-05 | 1/1/2030 | 12/31/2039 | TRUE | 4-Hour Li-on Battery Storage |  | 2027 |  |  |  | REF | 0 | 0 | Real 2021 ¦ 12/22/2022 3:42:52 PM | 0 | Area 1001 4-Hour Li-on Battery 2030 | 0 |  | 1 | Unit |  | PJM | 0 | 0 | 0.97 | 0 | 0 | 0 | 0 | 0 | 0 | 0 | 0 | 0
8250 | Area 1001 4-Hour Li-on Battery 2031 | ATC | 2027 | AEP-KPCO | 0 | 0 | 0 | 0 | 0 |  | 0 | 0 | 0 | 0 | 0 | 0 | 0 | 0 | -1 | 0 | 0 |  | 0 | 0 | 0 | 0 | 0 | 0 | 0 | 0 | 0 | 0 | 0 | 0 | 0 | -1 | 0 | 0 | 0 | 0 | 0 | 0 | 0 | 0 | 0 | 0 | 0 | 0 | 0 | 0 | 0 | 0 | 0 |  |  |  |  | 0 | 0 | 0 | 0 | 0 | 0 | 0 | 0 | -3.117e-05 | 1/1/2031 | 12/31/2040 | TRUE | 4-Hour Li-on Battery Storage |  | 2027 |  |  |  | REF | 0 | 0 | Real 2021 ¦ 12/22/2022 3:42:52 PM | 0 | Area 1001 4-Hour Li-on Battery 2031 | 0 |  | 1 | Unit |  | PJM | 0 | 0 | 0.97 | 0 | 0 | 0 | 0 | 0 | 0 | 0 | 0 | 0
8251 | Area 1001 4-Hour Li-on Battery 2032 | ATC | 2027 | AEP-KPCO | 0 | 0 | 0 | 0 | 0 |  | 0 | 0 | 0 | 0 | 0 | 0 | 0 | 0 | -1 | 0 | 0 |  | 0 | 0 | 0 | 0 | 0 | 0 | 0 | 0 | 0 | 0 | 0 | 0 | 0 | -1 | 0 | 0 | 0 | 0 | 0 | 0 | 0 | 0 | 0 | 0 | 0 | 0 | 0 | 0 | 0 | 0 | 0 |  |  |  |  | 0 | 0 | 0 | 0 | 0 | 0 | 0 | 0 | -3.117e-05 | 1/1/2032 | 12/31/2041 | TRUE | 4-Hour Li-on Battery Storage |  | 2027 |  |  |  | REF | 0 | 0 | Real 2021 ¦ 12/22/2022 3:42:52 PM | 0 | Area 1001 4-Hour Li-on Battery 2032 | 0 |  | 1 | Unit |  | PJM | 0 | 0 | 0.97 | 0 | 0 | 0 | 0 | 0 | 0 | 0 | 0 | 0
8252 | Area 1001 4-Hour Li-on Battery 2033 | ATC | 2027 | AEP-KPCO | 0 | 0 | 0 | 0 | 0 |  | 0 | 0 | 0 | 0 | 0 | 0 | 0 | 0 | -1 | 0 | 0 |  | 0 | 0 | 0 | 0 | 0 | 0 | 0 | 0 | 0 | 0 | 0 | 0 | 0 | -1 | 0 | 0 | 0 | 0 | 0 | 0 | 0 | 0 | 0 | 0 | 0 | 0 | 0 | 0 | 0 | 0 | 0 |  |  |  |  | 0 | 0 | 0 | 0 | 0 | 0 | 0 | 0 | -3.117e-05 | 1/1/2033 | 12/31/2042 | TRUE | 4-Hour Li-on Battery Storage |  | 2027 |  |  |  | REF | 0 | 0 | Real 2021 ¦ 12/22/2022 3:42:52 PM | 0 | Area 1001 4-Hour Li-on Battery 2033 | 0 |  | 1 | Unit |  | PJM | 0 | 0 | 0.97 | 0 | 0 | 0 | 0 | 0 | 0 | 0 | 0 | 0
8253 | Area 1001 4-Hour Li-on Battery 2034 | ATC | 2027 | AEP-KPCO | 0 | 0 | 0 | 0 | 0 |  | 0 | 0 | 0 | 0 | 0 | 0 | 0 | 0 | -1 | 0 | 0 |  | 0 | 0 | 0 | 0 | 0 | 0 | 0 | 0 | 0 | 0 | 0 | 0 | 0 | -1 | 0 | 0 | 0 | 0 | 0 | 0 | 0 | 0 | 0 | 0 | 0 | 0 | 0 | 0 | 0 | 0 | 0 |  |  |  |  | 0 | 0 | 0 | 0 | 0 | 0 | 0 | 0 | -3.117e-05 | 1/1/2034 | 12/31/2043 | TRUE | 4-Hour Li-on Battery Storage |  | 2027 |  |  |  | REF | 0 | 0 | Real 2021 ¦ 12/22/2022 3:42:52 PM | 0 | Area 1001 4-Hour Li-on Battery 2034 | 0 |  | 1 | Unit |  | PJM | 0 | 0 | 0.97 | 0 | 0 | 0 | 0 | 0 | 0 | 0 | 0 | 0
8254 | Area 1001 4-Hour Li-on Battery 2035 | ATC | 2027 | AEP-KPCO | 0 | 0 | 0 | 0 | 0 |  | 0 | 0 | 0 | 0 | 0 | 0 | 0 | 0 | -1 | 0 | 0 |  | 0 | 0 | 0 | 0 | 0 | 0 | 0 | 0 | 0 | 0 | 0 | 0 | 0 | -1 | 0 | 0 | 0 | 0 | 0 | 0 | 0 | 0 | 0 | 0 | 0 | 0 | 0 | 0 | 0 | 0 | 0 |  |  |  |  | 0 | 0 | 0 | 0 | 0 | 0 | 0 | 0 | -3.117e-05 | 1/1/2035 | 12/31/2044 | TRUE | 4-Hour Li-on Battery Storage |  | 2027 |  |  |  | REF | 0 | 0 | Real 2021 ¦ 12/22/2022 3:42:52 PM | 0 | Area 1001 4-Hour Li-on Battery 2035 | 0 |  | 1 | Unit |  | PJM | 0 | 0 | 0.97 | 0 | 0 | 0 | 0 | 0 | 0 | 0 | 0 | 0
8255 | Area 1001 4-Hour Li-on Battery 2036 | ATC | 2027 | AEP-KPCO | 0 | 0 | 0 | 0 | 0 |  | 0 | 0 | 0 | 0 | 0 | 0 | 0 | 0 | -1 | 0 | 0 |  | 0 | 0 | 0 | 0 | 0 | 0 | 0 | 0 | 0 | 0 | 0 | 0 | 0 | -1 | 0 | 0 | 0 | 0 | 0 | 0 | 0 | 0 | 0 | 0 | 0 | 0 | 0 | 0 | 0 | 0 | 0 |  |  |  |  | 0 | 0 | 0 | 0 | 0 | 0 | 0 | 0 | -3.117e-05 | 1/1/2036 | 12/31/2045 | TRUE | 4-Hour Li-on Battery Storage |  | 2027 |  |  |  | REF | 0 | 0 | Real 2021 ¦ 12/22/2022 3:42:52 PM | 0 | Area 1001 4-Hour Li-on Battery 2036 | 0 |  | 1 | Unit |  | PJM | 0 | 0 | 0.97 | 0 | 0 | 0 | 0 | 0 | 0 | 0 | 0 | 0
8256 | Area 1001 4-Hour Li-on Battery 2037 | ATC | 2027 | AEP-KPCO | 0 | 0 | 0 | 0 | 0 |  | 0 | 0 | 0 | 0 | 0 | 0 | 0 | 0 | -1 | 0 | 0 |  | 0 | 0 | 0 | 0 | 0 | 0 | 0 | 0 | 0 | 0 | 0 | 0 | 0 | -1 | 0 | 0 | 0 | 0 | 0 | 0 | 0 | 0 | 0 | 0 | 0 | 0 | 0 | 0 | 0 | 0 | 0 |  |  |  |  | 0 | 0 | 0 | 0 | 0 | 0 | 0 | 0 | -3.117e-05 | 1/1/2037 | 12/31/2046 | TRUE | 4-Hour Li-on Battery Storage |  | 2027 |  |  |  | REF | 0 | 0 | Real 2021 ¦ 12/22/2022 3:42:52 PM | 0 | Area 1001 4-Hour Li-on Battery 2037 | 0 |  | 1 | Unit |  | PJM | 0 | 0 | 0.97 | 0 | 0 | 0 | 0 | 0 | 0 | 0 | 0 | 0
8257 | Area 1001 4-Hour Li-on Battery 2038 | ATC | 2027 | AEP-KPCO | 0 | 0 | 0 | 0 | 0 |  | 0 | 0 | 0 | 0 | 0 | 0 | 0 | 0 | -1 | 0 | 0 |  | 0 | 0 | 0 | 0 | 0 | 0 | 0 | 0 | 0 | 0 | 0 | 0 | 0 | -1 | 0 | 0 | 0 | 0 | 0 | 0 | 0 | 0 | 0 | 0 | 0 | 0 | 0 | 0 | 0 | 0 | 0 |  |  |  |  | 0 | 0 | 0 | 0 | 0 | 0 | 0 | 0 | -3.117e-05 | 1/1/2038 | 12/31/2047 | TRUE | 4-Hour Li-on Battery Storage |  | 2027 |  |  |  | REF | 0 | 0 | Real 2021 ¦ 12/22/2022 3:42:52 PM | 0 | Area 1001 4-Hour Li-on Battery 2038 | 0 |  | 1 | Unit |  | PJM | 0 | 0 | 0.97 | 0 | 0 | 0 | 0 | 0 | 0 | 0 | 0 | 0
8258 | Area 1001 4-Hour Li-on Battery 2039 | ATC | 2027 | AEP-KPCO | 0 | 0 | 0 | 0 | 0 |  | 0 | 0 | 0 | 0 | 0 | 0 | 0 | 0 | -1 | 0 | 0 |  | 0 | 0 | 0 | 0 | 0 | 0 | 0 | 0 | 0 | 0 | 0 | 0 | 0 | -1 | 0 | 0 | 0 | 0 | 0 | 0 | 0 | 0 | 0 | 0 | 0 | 0 | 0 | 0 | 0 | 0 | 0 |  |  |  |  | 0 | 0 | 0 | 0 | 0 | 0 | 0 | 0 | -3.117e-05 | 1/1/2039 | 12/31/2048 | TRUE | 4-Hour Li-on Battery Storage |  | 2027 |  |  |  | REF | 0 | 0 | Real 2021 ¦ 12/22/2022 3:42:52 PM | 0 | Area 1001 4-Hour Li-on Battery 2039 | 0 |  | 1 | Unit |  | PJM | 0 | 0 | 0.97 | 0 | 0 | 0 | 0 | 0 | 0 | 0 | 0 | 0
8259 | Area 1001 4-Hour Li-on Battery 2040 | ATC | 2027 | AEP-KPCO | 0 | 0 | 0 | 0 | 0 |  | 0 | 0 | 0 | 0 | 0 | 0 | 0 | 0 | -1 | 0 | 0 |  | 0 | 0 | 0 | 0 | 0 | 0 | 0 | 0 | 0 | 0 | 0 | 0 | 0 | -1 | 0 | 0 | 0 | 0 | 0 | 0 | 0 | 0 | 0 | 0 | 0 | 0 | 0 | 0 | 0 | 0 | 0 |  |  |  |  | 0 | 0 | 0 | 0 | 0 | 0 | 0 | 0 | -3.117e-05 | 1/1/2040 | 12/31/2049 | TRUE | 4-Hour Li-on Battery Storage |  | 2027 |  |  |  | REF | 0 | 0 | Real 2021 ¦ 12/22/2022 3:42:52 PM | 0 | Area 1001 4-Hour Li-on Battery 2040 | 0 |  | 1 | Unit |  | PJM | 0 | 0 | 0.97 | 0 | 0 | 0 | 0 | 0 | 0 | 0 | 0 | 0
8260 | Area 1001 4-Hour Li-on Battery 2041 | ATC | 2027 | AEP-KPCO | 0 | 0 | 0 | 0 | 0 |  | 0 | 0 | 0 | 0 | 0 | 0 | 0 | 0 | -1 | 0 | 0 |  | 0 | 0 | 0 | 0 | 0 | 0 | 0 | 0 | 0 | 0 | 0 | 0 | 0 | -1 | 0 | 0 | 0 | 0 | 0 | 0 | 0 | 0 | 0 | 0 | 0 | 0 | 0 | 0 | 0 | 0 | 0 |  |  |  |  | 0 | 0 | 0 | 0 | 0 | 0 | 0 | 0 | -3.117e-05 | 1/1/2041 | 12/31/2050 | TRUE | 4-Hour Li-on Battery Storage |  | 2027 |  |  |  | REF | 0 | 0 | Real 2021 ¦ 12/22/2022 3:42:52 PM | 0 | Area 1001 4-Hour Li-on Battery 2041 | 0 |  | 1 | Unit |  | PJM | 0 | 0 | 0.97 | 0 | 0 | 0 | 0 | 0 | 0 | 0 | 0 | 0
8261 | Area 1001 4-Hour Li-on Battery 2042 | ATC | 2027 | AEP-KPCO | 0 | 0 | 0 | 0 | 0 |  | 0 | 0 | 0 | 0 | 0 | 0 | 0 | 0 | -1 | 0 | 0 |  | 0 | 0 | 0 | 0 | 0 | 0 | 0 | 0 | 0 | 0 | 0 | 0 | 0 | -1 | 0 | 0 | 0 | 0 | 0 | 0 | 0 | 0 | 0 | 0 | 0 | 0 | 0 | 0 | 0 | 0 | 0 |  |  |  |  | 0 | 0 | 0 | 0 | 0 | 0 | 0 | 0 | -3.117e-05 | 1/1/2042 | 12/31/2051 | TRUE | 4-Hour Li-on Battery Storage |  | 2027 |  |  |  | REF | 0 | 0 | Real 2021 ¦ 12/22/2022 3:42:52 PM | 0 | Area 1001 4-Hour Li-on Battery 2042 | 0 |  | 1 | Unit |  | PJM | 0 | 0 | 0.97 | 0 | 0 | 0 | 0 | 0 | 0 | 0 | 0 | 0
8262 | Area 1001 4-Hour Li-on Battery 2043 | ATC | 2027 | AEP-KPCO | 0 | 0 | 0 | 0 | 0 |  | 0 | 0 | 0 | 0 | 0 | 0 | 0 | 0 | -1 | 0 | 0 |  | 0 | 0 | 0 | 0 | 0 | 0 | 0 | 0 | 0 | 0 | 0 | 0 | 0 | -1 | 0 | 0 | 0 | 0 | 0 | 0 | 0 | 0 | 0 | 0 | 0 | 0 | 0 | 0 | 0 | 0 | 0 |  |  |  |  | 0 | 0 | 0 | 0 | 0 | 0 | 0 | 0 | -3.117e-05 | 1/1/2043 | 12/31/2052 | TRUE | 4-Hour Li-on Battery Storage |  | 2027 |  |  |  | REF | 0 | 0 | Real 2021 ¦ 12/22/2022 3:42:52 PM | 0 | Area 1001 4-Hour Li-on Battery 2043 | 0 |  | 1 | Unit |  | PJM | 0 | 0 | 0.97 | 0 | 0 | 0 | 0 | 0 | 0 | 0 | 0 | 0
8263 | Area 1001 20-Hour Flow Battery 2022 | ATC | 2027 | AEP-KPCO | 50 | 50 | 0 | 0 | 0 |  | 0 | 21159.7207 | 50 | 20617.5156 | 542.2041 | 0 | 0 | 0 | -1 | 0 | 0 |  | 0 | 0 | -1.8785 | -16455.4141 | -16455.4141 | 0 | 0 | 0 | 0 | 1357.425 | 1357.425 | 0 | 0 | -1 | 0 | 0 | 253 | 0 | 0.19224 | 0.19224 | 0 | 0 | 0 | 0 | 0 | -20990.0918 | 0 | 0 | 0 | 0 | 0 | -0.037569 |  |  |  | 0 | 0 | 0 | 0 | 0 | 2227 | 30806.7188 | 33083.4922 | -2274.084 | 1/1/2022 | 12/31/2031 | TRUE | 20-Hour Flow Battery Storage |  | 2027 |  |  |  | REF | 0 | 0 | Real 2021 ¦ 12/22/2022 3:42:52 PM | 264.2395 | Area 1001 20-Hour Flow Battery 2022 | 0 |  | 1 | Unit |  | PJM | 48.5 | 0 | 0.97 | 0 | 0 | 0 | 0 | 438000 | 1187.7972 | 0 | 0 | 0
8264 | Area 1001 20-Hour Flow Battery 2023 | ATC | 2027 | AEP-KPCO | 50 | 50 | 0 | 0 | 0 |  | 0 | 24878.084 | 50 | 24366.1562 | 511.9287 | 0 | 0 | 0 | -1 | 0 | 0 |  | 0 | 0 | -1.8785 | -16455.4141 | -16455.4141 | 0 | 0 | 0 | 0 | 1357.425 | 1357.425 | 0 | 0 | -1 | 0 | 0 | 253 | 0 | 0.061258 | 0.061258 | 0 | 0 | 0 | 0 | 0 | -24708.457 | 0 | 0 | 0 | 0 | 0 | -0.037569 |  |  |  | 0 | 0 | 0 | 0 | 0 | 2227 | 30806.7188 | 33083.4922 | -2274.084 | 1/1/2023 | 12/31/2032 | TRUE | 20-Hour Flow Battery Storage |  | 2027 |  |  |  | REF | 0 | 0 | Real 2021 ¦ 12/22/2022 3:42:52 PM | 264.2395 | Area 1001 20-Hour Flow Battery 2023 | 0 |  | 1 | Unit |  | PJM | 48.5 | 0 | 0.97 | 0 | 0 | 0 | 0 | 438000 | 1187.7972 | 0 | 0 | 0
8265 | Area 1001 20-Hour Flow Battery 2024 | ATC | 2027 | AEP-KPCO | 50 | 50 | 0 | 0 | 0 |  | 0 | 21649.6309 | 50 | 21165.2246 | 484.4057 | 0 | 0 | 0 | -1 | 0 | 0 |  | 0 | 0 | -1.8006 | -15773.1738 | -15773.1738 | 0 | 0 | 0 | 0 | 1325.0725 | 1325.0725 | 0 | 0 | -1 | 0 | 0 | 255 | 0 | 0.11733 | 0.11733 | 0 | 0 | 0 | 0 | 0 | -21465.1172 | 0 | 0 | 0 | 0 | 0 | -0.036012 |  |  |  | 0 | 0 | 0 | 0 | 0 | 2171 | 30120.3672 | 32125.4785 | -2002.2317 | 1/1/2024 | 12/31/2033 | TRUE | 20-Hour Flow Battery Storage |  | 2027 |  |  |  | REF | 0 | 0 | Real 2021 ¦ 12/22/2022 3:42:52 PM | 11.65 | Area 1001 20-Hour Flow Battery 2024 | 0 |  | 1 | Unit |  | PJM | 48.5 | 0 | 0.97 | 0 | 0 | 0 | 0 | 438000 | 1140.5586 | 0 | 0 | 0
8266 | Area 1001 20-Hour Flow Battery 2025 | ATC | 2027 | AEP-KPCO | 50 | 50 | 0 | 0 | 0 |  | 0 | 19717.5137 | 50 | 19260.6309 | 456.8826 | 0 | 0 | 0 | -1 | 0 | 0 |  | 0 | 0 | -1.7997 | -15765.3223 | -15765.3223 | 0 | 0 | 0 | 0 | 1324.59 | 1324.59 | 0 | 0 | -1 | 0 | 0 | 255 | 0 | 0.29744 | 0.29744 | 0 | 0 | 0 | 0 | 0 | -19532.9414 | 0 | 0 | 0 | 0 | 0 | -0.035994 |  |  |  | 0 | 0 | 0 | 0 | 0 | 2169 | 30110.8555 | 32113.3242 | -1999.5887 | 1/1/2025 | 12/31/2034 | TRUE | 20-Hour Flow Battery Storage |  | 2027 |  |  |  | REF | 0 | 0 | Real 2021 ¦ 12/22/2022 3:42:52 PM | 8.8 | Area 1001 20-Hour Flow Battery 2025 | 0 |  | 1 | Unit |  | PJM | 48.5 | 0 | 0.97 | 0 | 0 | 0 | 0 | 438000 | 1140.0193 | 0 | 0 | 0
8267 | Area 1001 20-Hour Flow Battery 2026 | ATC | 2027 | AEP-KPCO | 50 | 50 | 0 | 0 | 0 |  | 0 | 18847.7852 | 50 | 18415.6719 | 432.1119 | 0 | 0 | 0 | -1 | 0 | 0 |  | 0 | 0 | -1.7988 | -15757.4854 | -15757.4854 | 0 | 0 | 0 | 0 | 1324.1089 | 1324.1089 | 0 | 0 | -1 | 0 | 0 | 255 | 0 | 0.13263 | 0.13263 | 0 | 0 | 0 | 0 | 0 | -18663.1582 | 0 | 0 | 0 | 0 | 0 | -0.035976 |  |  |  | 0 | 0 | 0 | 0 | 0 | 2169 | 30101.375 | 32101.2031 | -1996.9468 | 1/1/2026 | 12/31/2035 | TRUE | 20-Hour Flow Battery Storage |  | 2027 |  |  |  | REF | 0 | 0 | Real 2021 ¦ 12/22/2022 3:42:52 PM | 5.9595 | Area 1001 20-Hour Flow Battery 2026 | 0 |  | 1 | Unit |  | PJM | 48.5 | 0 | 0.97 | 0 | 0 | 0 | 0 | 438000 | 1139.4819 | 0 | 0 | 0
8268 | Area 1001 20-Hour Flow Battery 2027 | ATC | 2027 | AEP-KPCO | 50 | 50 | 0 | 0 | 0 |  | 0 | 18063.377 | 50 | 17656.0371 | 407.3411 | 0 | 0 | 0 | -1 | 0 | 0 |  | 0 | 0 | -1.7978 | -15748.8848 | -15748.8848 | 0 | 0 | 0 | 0 | 1323.5857 | 1323.5857 | 0 | 0 | -1 | 0 | 0 | 254 | 0 | 0.32742 | 0.32742 | 0 | 0 | 0 | 0 | 0 | -17878.6895 | 0 | 0 | 0 | 0 | 0 | -0.035956 |  |  |  | 0 | 0 | 0 | 0 | 0 | 2169 | 30091.0938 | 32087.9844 | -1994.0106 | 1/1/2027 | 12/31/2036 | TRUE | 20-Hour Flow Battery Storage |  | 2027 |  |  |  | REF | 0 | 0 | Real 2021 ¦ 12/22/2022 3:42:52 PM | 2.88 | Area 1001 20-Hour Flow Battery 2027 | 0 |  | 1 | Unit |  | PJM | 48.5 | 0 | 0.97 | 0 | 0 | 0 | 0 | 438000 | 1138.8981 | 0 | 0 | 0
8269 | Area 1001 20-Hour Flow Battery 2028 | ATC | 2027 | AEP-KPCO | 0 | 0 | 0 | 0 | 0 |  | 0 | 0 | 0 | 0 | 0 | 0 | 0 | 0 | -1 | 0 | 0 |  | 0 | 0 | 0 | 0 | 0 | 0 | 0 | 0 | 0 | 0 | 0 | 0 | 0 | -1 | 0 | 0 | 0 | 0 | 0 | 0 | 0 | 0 | 0 | 0 | 0 | 0 | 0 | 0 | 0 | 0 | 0 |  |  |  |  | 0 | 0 | 0 | 0 | 0 | 0 | 0 | 0 | -3.449e-08 | 1/1/2028 | 12/31/2037 | TRUE | 20-Hour Flow Battery Storage |  | 2027 |  |  |  | REF | 0 | 0 | Real 2021 ¦ 12/22/2022 3:42:52 PM | 0 | Area 1001 20-Hour Flow Battery 2028 | 0 |  | 1 | Unit |  | PJM | 0 | 0 | 0.97 | 0 | 0 | 0 | 0 | 0 | 0 | 0 | 0 | 0
8270 | Area 1001 20-Hour Flow Battery 2029 | ATC | 2027 | AEP-KPCO | 0 | 0 | 0 | 0 | 0 |  | 0 | 0 | 0 | 0 | 0 | 0 | 0 | 0 | -1 | 0 | 0 |  | 0 | 0 | 0 | 0 | 0 | 0 | 0 | 0 | 0 | 0 | 0 | 0 | 0 | -1 | 0 | 0 | 0 | 0 | 0 | 0 | 0 | 0 | 0 | 0 | 0 | 0 | 0 | 0 | 0 | 0 | 0 |  |  |  |  | 0 | 0 | 0 | 0 | 0 | 0 | 0 | 0 | -3.449e-08 | 1/1/2029 | 12/31/2038 | TRUE | 20-Hour Flow Battery Storage |  | 2027 |  |  |  | REF | 0 | 0 | Real 2021 ¦ 12/22/2022 3:42:52 PM | 0 | Area 1001 20-Hour Flow Battery 2029 | 0 |  | 1 | Unit |  | PJM | 0 | 0 | 0.97 | 0 | 0 | 0 | 0 | 0 | 0 | 0 | 0 | 0
8271 | Area 1001 20-Hour Flow Battery 2030 | ATC | 2027 | AEP-KPCO | 0 | 0 | 0 | 0 | 0 |  | 0 | 0 | 0 | 0 | 0 | 0 | 0 | 0 | -1 | 0 | 0 |  | 0 | 0 | 0 | 0 | 0 | 0 | 0 | 0 | 0 | 0 | 0 | 0 | 0 | -1 | 0 | 0 | 0 | 0 | 0 | 0 | 0 | 0 | 0 | 0 | 0 | 0 | 0 | 0 | 0 | 0 | 0 |  |  |  |  | 0 | 0 | 0 | 0 | 0 | 0 | 0 | 0 | -3.449e-08 | 1/1/2030 | 12/31/2039 | TRUE | 20-Hour Flow Battery Storage |  | 2027 |  |  |  | REF | 0 | 0 | Real 2021 ¦ 12/22/2022 3:42:52 PM | 0 | Area 1001 20-Hour Flow Battery 2030 | 0 |  | 1 | Unit |  | PJM | 0 | 0 | 0.97 | 0 | 0 | 0 | 0 | 0 | 0 | 0 | 0 | 0
8272 | Area 1001 20-Hour Flow Battery 2031 | ATC | 2027 | AEP-KPCO | 0 | 0 | 0 | 0 | 0 |  | 0 | 0 | 0 | 0 | 0 | 0 | 0 | 0 | -1 | 0 | 0 |  | 0 | 0 | 0 | 0 | 0 | 0 | 0 | 0 | 0 | 0 | 0 | 0 | 0 | -1 | 0 | 0 | 0 | 0 | 0 | 0 | 0 | 0 | 0 | 0 | 0 | 0 | 0 | 0 | 0 | 0 | 0 |  |  |  |  | 0 | 0 | 0 | 0 | 0 | 0 | 0 | 0 | -3.449e-08 | 1/1/2031 | 12/31/2040 | TRUE | 20-Hour Flow Battery Storage |  | 2027 |  |  |  | REF | 0 | 0 | Real 2021 ¦ 12/22/2022 3:42:52 PM | 0 | Area 1001 20-Hour Flow Battery 2031 | 0 |  | 1 | Unit |  | PJM | 0 | 0 | 0.97 | 0 | 0 | 0 | 0 | 0 | 0 | 0 | 0 | 0
8273 | Area 1001 20-Hour Flow Battery 2032 | ATC | 2027 | AEP-KPCO | 0 | 0 | 0 | 0 | 0 |  | 0 | 0 | 0 | 0 | 0 | 0 | 0 | 0 | -1 | 0 | 0 |  | 0 | 0 | 0 | 0 | 0 | 0 | 0 | 0 | 0 | 0 | 0 | 0 | 0 | -1 | 0 | 0 | 0 | 0 | 0 | 0 | 0 | 0 | 0 | 0 | 0 | 0 | 0 | 0 | 0 | 0 | 0 |  |  |  |  | 0 | 0 | 0 | 0 | 0 | 0 | 0 | 0 | -3.449e-08 | 1/1/2032 | 12/31/2041 | TRUE | 20-Hour Flow Battery Storage |  | 2027 |  |  |  | REF | 0 | 0 | Real 2021 ¦ 12/22/2022 3:42:52 PM | 0 | Area 1001 20-Hour Flow Battery 2032 | 0 |  | 1 | Unit |  | PJM | 0 | 0 | 0.97 | 0 | 0 | 0 | 0 | 0 | 0 | 0 | 0 | 0
8274 | Area 1001 20-Hour Flow Battery 2033 | ATC | 2027 | AEP-KPCO | 0 | 0 | 0 | 0 | 0 |  | 0 | 0 | 0 | 0 | 0 | 0 | 0 | 0 | -1 | 0 | 0 |  | 0 | 0 | 0 | 0 | 0 | 0 | 0 | 0 | 0 | 0 | 0 | 0 | 0 | -1 | 0 | 0 | 0 | 0 | 0 | 0 | 0 | 0 | 0 | 0 | 0 | 0 | 0 | 0 | 0 | 0 | 0 |  |  |  |  | 0 | 0 | 0 | 0 | 0 | 0 | 0 | 0 | -3.449e-08 | 1/1/2033 | 12/31/2042 | TRUE | 20-Hour Flow Battery Storage |  | 2027 |  |  |  | REF | 0 | 0 | Real 2021 ¦ 12/22/2022 3:42:52 PM | 0 | Area 1001 20-Hour Flow Battery 2033 | 0 |  | 1 | Unit |  | PJM | 0 | 0 | 0.97 | 0 | 0 | 0 | 0 | 0 | 0 | 0 | 0 | 0
8275 | Area 1001 20-Hour Flow Battery 2034 | ATC | 2027 | AEP-KPCO | 0 | 0 | 0 | 0 | 0 |  | 0 | 0 | 0 | 0 | 0 | 0 | 0 | 0 | -1 | 0 | 0 |  | 0 | 0 | 0 | 0 | 0 | 0 | 0 | 0 | 0 | 0 | 0 | 0 | 0 | -1 | 0 | 0 | 0 | 0 | 0 | 0 | 0 | 0 | 0 | 0 | 0 | 0 | 0 | 0 | 0 | 0 | 0 |  |  |  |  | 0 | 0 | 0 | 0 | 0 | 0 | 0 | 0 | -3.0558e-06 | 1/1/2034 | 12/31/2043 | TRUE | 20-Hour Flow Battery Storage |  | 2027 |  |  |  | REF | 0 | 0 | Real 2021 ¦ 12/22/2022 3:42:52 PM | 0 | Area 1001 20-Hour Flow Battery 2034 | 0 |  | 1 | Unit |  | PJM | 0 | 0 | 0.97 | 0 | 0 | 0 | 0 | 0 | 0 | 0 | 0 | 0
8276 | Area 1001 20-Hour Flow Battery 2035 | ATC | 2027 | AEP-KPCO | 0 | 0 | 0 | 0 | 0 |  | 0 | 0 | 0 | 0 | 0 | 0 | 0 | 0 | -1 | 0 | 0 |  | 0 | 0 | 0 | 0 | 0 | 0 | 0 | 0 | 0 | 0 | 0 | 0 | 0 | -1 | 0 | 0 | 0 | 0 | 0 | 0 | 0 | 0 | 0 | 0 | 0 | 0 | 0 | 0 | 0 | 0 | 0 |  |  |  |  | 0 | 0 | 0 | 0 | 0 | 0 | 0 | 0 | -3.0558e-06 | 1/1/2035 | 12/31/2044 | TRUE | 20-Hour Flow Battery Storage |  | 2027 |  |  |  | REF | 0 | 0 | Real 2021 ¦ 12/22/2022 3:42:52 PM | 0 | Area 1001 20-Hour Flow Battery 2035 | 0 |  | 1 | Unit |  | PJM | 0 | 0 | 0.97 | 0 | 0 | 0 | 0 | 0 | 0 | 0 | 0 | 0
8277 | Area 1001 20-Hour Flow Battery 2036 | ATC | 2027 | AEP-KPCO | 0 | 0 | 0 | 0 | 0 |  | 0 | 0 | 0 | 0 | 0 | 0 | 0 | 0 | -1 | 0 | 0 |  | 0 | 0 | 0 | 0 | 0 | 0 | 0 | 0 | 0 | 0 | 0 | 0 | 0 | -1 | 0 | 0 | 0 | 0 | 0 | 0 | 0 | 0 | 0 | 0 | 0 | 0 | 0 | 0 | 0 | 0 | 0 |  |  |  |  | 0 | 0 | 0 | 0 | 0 | 0 | 0 | 0 | -3.0558e-06 | 1/1/2036 | 12/31/2045 | TRUE | 20-Hour Flow Battery Storage |  | 2027 |  |  |  | REF | 0 | 0 | Real 2021 ¦ 12/22/2022 3:42:52 PM | 0 | Area 1001 20-Hour Flow Battery 2036 | 0 |  | 1 | Unit |  | PJM | 0 | 0 | 0.97 | 0 | 0 | 0 | 0 | 0 | 0 | 0 | 0 | 0
8278 | Area 1001 20-Hour Flow Battery 2037 | ATC | 2027 | AEP-KPCO | 0 | 0 | 0 | 0 | 0 |  | 0 | 0 | 0 | 0 | 0 | 0 | 0 | 0 | -1 | 0 | 0 |  | 0 | 0 | 0 | 0 | 0 | 0 | 0 | 0 | 0 | 0 | 0 | 0 | 0 | -1 | 0 | 0 | 0 | 0 | 0 | 0 | 0 | 0 | 0 | 0 | 0 | 0 | 0 | 0 | 0 | 0 | 0 |  |  |  |  | 0 | 0 | 0 | 0 | 0 | 0 | 0 | 0 | -3.0558e-06 | 1/1/2037 | 12/31/2046 | TRUE | 20-Hour Flow Battery Storage |  | 2027 |  |  |  | REF | 0 | 0 | Real 2021 ¦ 12/22/2022 3:42:52 PM | 0 | Area 1001 20-Hour Flow Battery 2037 | 0 |  | 1 | Unit |  | PJM | 0 | 0 | 0.97 | 0 | 0 | 0 | 0 | 0 | 0 | 0 | 0 | 0
8279 | Area 1001 20-Hour Flow Battery 2038 | ATC | 2027 | AEP-KPCO | 0 | 0 | 0 | 0 | 0 |  | 0 | 0 | 0 | 0 | 0 | 0 | 0 | 0 | -1 | 0 | 0 |  | 0 | 0 | 0 | 0 | 0 | 0 | 0 | 0 | 0 | 0 | 0 | 0 | 0 | -1 | 0 | 0 | 0 | 0 | 0 | 0 | 0 | 0 | 0 | 0 | 0 | 0 | 0 | 0 | 0 | 0 | 0 |  |  |  |  | 0 | 0 | 0 | 0 | 0 | 0 | 0 | 0 | -3.0558e-06 | 1/1/2038 | 12/31/2047 | TRUE | 20-Hour Flow Battery Storage |  | 2027 |  |  |  | REF | 0 | 0 | Real 2021 ¦ 12/22/2022 3:42:52 PM | 0 | Area 1001 20-Hour Flow Battery 2038 | 0 |  | 1 | Unit |  | PJM | 0 | 0 | 0.97 | 0 | 0 | 0 | 0 | 0 | 0 | 0 | 0 | 0
8280 | Area 1001 20-Hour Flow Battery 2039 | ATC | 2027 | AEP-KPCO | 0 | 0 | 0 | 0 | 0 |  | 0 | 0 | 0 | 0 | 0 | 0 | 0 | 0 | -1 | 0 | 0 |  | 0 | 0 | 0 | 0 | 0 | 0 | 0 | 0 | 0 | 0 | 0 | 0 | 0 | -1 | 0 | 0 | 0 | 0 | 0 | 0 | 0 | 0 | 0 | 0 | 0 | 0 | 0 | 0 | 0 | 0 | 0 |  |  |  |  | 0 | 0 | 0 | 0 | 0 | 0 | 0 | 0 | -3.0558e-06 | 1/1/2039 | 12/31/2048 | TRUE | 20-Hour Flow Battery Storage |  | 2027 |  |  |  | REF | 0 | 0 | Real 2021 ¦ 12/22/2022 3:42:52 PM | 0 | Area 1001 20-Hour Flow Battery 2039 | 0 |  | 1 | Unit |  | PJM | 0 | 0 | 0.97 | 0 | 0 | 0 | 0 | 0 | 0 | 0 | 0 | 0
8281 | Area 1001 20-Hour Flow Battery 2040 | ATC | 2027 | AEP-KPCO | 0 | 0 | 0 | 0 | 0 |  | 0 | 0 | 0 | 0 | 0 | 0 | 0 | 0 | -1 | 0 | 0 |  | 0 | 0 | 0 | 0 | 0 | 0 | 0 | 0 | 0 | 0 | 0 | 0 | 0 | -1 | 0 | 0 | 0 | 0 | 0 | 0 | 0 | 0 | 0 | 0 | 0 | 0 | 0 | 0 | 0 | 0 | 0 |  |  |  |  | 0 | 0 | 0 | 0 | 0 | 0 | 0 | 0 | -3.0558e-06 | 1/1/2040 | 12/31/2049 | TRUE | 20-Hour Flow Battery Storage |  | 2027 |  |  |  | REF | 0 | 0 | Real 2021 ¦ 12/22/2022 3:42:52 PM | 0 | Area 1001 20-Hour Flow Battery 2040 | 0 |  | 1 | Unit |  | PJM | 0 | 0 | 0.97 | 0 | 0 | 0 | 0 | 0 | 0 | 0 | 0 | 0
8282 | Area 1001 20-Hour Flow Battery 2041 | ATC | 2027 | AEP-KPCO | 0 | 0 | 0 | 0 | 0 |  | 0 | 0 | 0 | 0 | 0 | 0 | 0 | 0 | -1 | 0 | 0 |  | 0 | 0 | 0 | 0 | 0 | 0 | 0 | 0 | 0 | 0 | 0 | 0 | 0 | -1 | 0 | 0 | 0 | 0 | 0 | 0 | 0 | 0 | 0 | 0 | 0 | 0 | 0 | 0 | 0 | 0 | 0 |  |  |  |  | 0 | 0 | 0 | 0 | 0 | 0 | 0 | 0 | -3.0558e-06 | 1/1/2041 | 12/31/2050 | TRUE | 20-Hour Flow Battery Storage |  | 2027 |  |  |  | REF | 0 | 0 | Real 2021 ¦ 12/22/2022 3:42:52 PM | 0 | Area 1001 20-Hour Flow Battery 2041 | 0 |  | 1 | Unit |  | PJM | 0 | 0 | 0.97 | 0 | 0 | 0 | 0 | 0 | 0 | 0 | 0 | 0
8283 | Area 1001 20-Hour Flow Battery 2042 | ATC | 2027 | AEP-KPCO | 0 | 0 | 0 | 0 | 0 |  | 0 | 0 | 0 | 0 | 0 | 0 | 0 | 0 | -1 | 0 | 0 |  | 0 | 0 | 0 | 0 | 0 | 0 | 0 | 0 | 0 | 0 | 0 | 0 | 0 | -1 | 0 | 0 | 0 | 0 | 0 | 0 | 0 | 0 | 0 | 0 | 0 | 0 | 0 | 0 | 0 | 0 | 0 |  |  |  |  | 0 | 0 | 0 | 0 | 0 | 0 | 0 | 0 | -3.0558e-06 | 1/1/2042 | 12/31/2051 | TRUE | 20-Hour Flow Battery Storage |  | 2027 |  |  |  | REF | 0 | 0 | Real 2021 ¦ 12/22/2022 3:42:52 PM | 0 | Area 1001 20-Hour Flow Battery 2042 | 0 |  | 1 | Unit |  | PJM | 0 | 0 | 0.97 | 0 | 0 | 0 | 0 | 0 | 0 | 0 | 0 | 0
8284 | Area 1001 20-Hour Flow Battery 2043 | ATC | 2027 | AEP-KPCO | 0 | 0 | 0 | 0 | 0 |  | 0 | 0 | 0 | 0 | 0 | 0 | 0 | 0 | -1 | 0 | 0 |  | 0 | 0 | 0 | 0 | 0 | 0 | 0 | 0 | 0 | 0 | 0 | 0 | 0 | -1 | 0 | 0 | 0 | 0 | 0 | 0 | 0 | 0 | 0 | 0 | 0 | 0 | 0 | 0 | 0 | 0 | 0 |  |  |  |  | 0 | 0 | 0 | 0 | 0 | 0 | 0 | 0 | -3.0558e-06 | 1/1/2043 | 12/31/2052 | TRUE | 20-Hour Flow Battery Storage |  | 2027 |  |  |  | REF | 0 | 0 | Real 2021 ¦ 12/22/2022 3:42:52 PM | 0 | Area 1001 20-Hour Flow Battery 2043 | 0 |  | 1 | Unit |  | PJM | 0 | 0 | 0.97 | 0 | 0 | 0 | 0 | 0 | 0 | 0 | 0 | 0
8285 | Area 1001 20-Hour Pumped Thermal 2022 | ATC | 2027 | AEP-KPCO | 50 | 50 | 0 | 0 | 0 |  | 0 | 14796.3916 | 50 | 12258.7666 | 2537.6252 | 0 | 0 | 0 | -1 | 0 | 0 |  | 0 | 0 | -1.5374 | -13467.7656 | -13467.7656 | 0 | 0 | 0 | 0 | 908.4974 | 908.4974 | 0 | 0 | -1 | 0 | 0 | 181 | 0 | 0.26336 | 0.26336 | 0 | 0 | 0 | 0 | 0 | -14700.3457 | 0 | 0 | 0 | 0 | 0 | -0.030748 |  |  |  | 0 | 0 | 0 | 0 | 0 | 1549 | 19711.0117 | 21566.2051 | -1852.3241 | 1/1/2022 | 12/31/2099 | TRUE | 20-Hour Pumped Thermal Storage |  | 2027 |  |  |  | REF | 0 | 0 | Real 2021 ¦ 12/22/2022 3:42:52 PM | 265.5795 | Area 1001 20-Hour Pumped Thermal 2022 | 0 |  | 1 | Unit |  | PJM | 48.5 | 0 | 0.97 | 0 | 0 | 0 | 0 | 438000 | 812.4515 | 0 | 0 | 0
8286 | Area 1001 20-Hour Pumped Thermal 2023 | ATC | 2027 | AEP-KPCO | 50 | 50 | 0 | 0 | 0 |  | 0 | 17490.8984 | 50 | 15005.5664 | 2485.3313 | 0 | 0 | 0 | -1 | 0 | 0 |  | 0 | 0 | -1.5374 | -13467.7656 | -13467.7656 | 0 | 0 | 0 | 0 | 908.4974 | 908.4974 | 0 | 0 | -1 | 0 | 0 | 181 | 0 | 0.32321 | 0.32321 | 0 | 0 | 0 | 0 | 0 | -17394.8516 | 0 | 0 | 0 | 0 | 0 | -0.030748 |  |  |  | 0 | 0 | 0 | 0 | 0 | 1549 | 19711.0117 | 21566.2051 | -1852.3241 | 1/1/2023 | 12/31/2099 | TRUE | 20-Hour Pumped Thermal Storage |  | 2027 |  |  |  | REF | 0 | 0 | Real 2021 ¦ 12/22/2022 3:42:52 PM | 265.5795 | Area 1001 20-Hour Pumped Thermal 2023 | 0 |  | 1 | Unit |  | PJM | 48.5 | 0 | 0.97 | 0 | 0 | 0 | 0 | 438000 | 812.4515 | 0 | 0 | 0
8287 | Area 1001 20-Hour Pumped Thermal 2024 | ATC | 2027 | AEP-KPCO | 50 | 50 | 0 | 0 | 0 |  | 0 | 15935.8457 | 50 | 13502.8086 | 2433.0376 | 0 | 0 | 0 | -1 | 0 | 0 |  | 0 | 0 | -1.389 | -12167.8877 | -12167.8877 | 0 | 0 | 0 | 0 | 853.6749 | 853.6749 | 0 | 0 | -1 | 0 | 0 | 178 | 0 | 0.18634 | 0.18634 | 0 | 0 | 0 | 0 | 0 | -15820.1719 | 0 | 0 | 0 | 0 | 0 | -0.027781 |  |  |  | 0 | 0 | 0 | 0 | 0 | 1460 | 18511.8691 | 19941.8418 | -1426.8129 | 1/1/2024 | 12/31/2099 | TRUE | 20-Hour Pumped Thermal Storage |  | 2027 |  |  |  | REF | 0 | 0 | Real 2021 ¦ 12/22/2022 3:42:52 PM | 12.64 | Area 1001 20-Hour Pumped Thermal 2024 | 0 |  | 1 | Unit |  | PJM | 48.5 | 0 | 0.97 | 0 | 0 | 0 | 0 | 438000 | 738.0007 | 0 | 0 | 0
8288 | Area 1001 20-Hour Pumped Thermal 2025 | ATC | 2027 | AEP-KPCO | 50 | 50 | 0 | 0 | 0 |  | 0 | 15110.1543 | 50 | 12729.4102 | 2380.7439 | 0 | 0 | 0 | -1 | 0 | 0 |  | 0 | 0 | -1.388 | -12158.9072 | -12158.9072 | 0 | 0 | 0 | 0 | 853.2943 | 853.2943 | 0 | 0 | -1 | 0 | 0 | 178 | 0 | 0.30809 | 0.30809 | 0 | 0 | 0 | 0 | 0 | -14994.374 | 0 | 0 | 0 | 0 | 0 | -0.02776 |  |  |  | 0 | 0 | 0 | 0 | 0 | 1459 | 18504.3496 | 19931.1172 | -1423.6074 | 1/1/2025 | 12/31/2099 | TRUE | 20-Hour Pumped Thermal Storage |  | 2027 |  |  |  | REF | 0 | 0 | Real 2021 ¦ 12/22/2022 3:42:52 PM | 9.61 | Area 1001 20-Hour Pumped Thermal 2025 | 0 |  | 1 | Unit |  | PJM | 48.5 | 0 | 0.97 | 0 | 0 | 0 | 0 | 438000 | 737.5139 | 0 | 0 | 0
8289 | Area 1001 20-Hour Pumped Thermal 2026 | ATC | 2027 | AEP-KPCO | 50 | 50 | 0 | 0 | 0 |  | 0 | 14939.5117 | 50 | 12608.3086 | 2331.2024 | 0 | 0 | 0 | -1 | 0 | 0 |  | 0 | 0 | -1.3871 | -12151.1992 | -12151.1992 | 0 | 0 | 0 | 0 | 852.9664 | 852.9664 | 0 | 0 | -1 | 0 | 0 | 179 | 0 | 0.21423 | 0.21423 | 0 | 0 | 0 | 0 | 0 | -14823.6143 | 0 | 0 | 0 | 0 | 0 | -0.027742 |  |  |  | 0 | 0 | 0 | 0 | 0 | 1459 | 18499.0566 | 19922.666 | -1420.4497 | 1/1/2026 | 12/31/2099 | TRUE | 20-Hour Pumped Thermal Storage |  | 2027 |  |  |  | REF | 0 | 0 | Real 2021 ¦ 12/22/2022 3:42:52 PM | 6.2595 | Area 1001 20-Hour Pumped Thermal 2026 | 0 |  | 1 | Unit |  | PJM | 48.5 | 0 | 0.97 | 0 | 0 | 0 | 0 | 438000 | 737.0689 | 0 | 0 | 0
8290 | Area 1001 20-Hour Pumped Thermal 2027 | ATC | 2027 | AEP-KPCO | 50 | 50 | 0 | 0 | 0 |  | 0 | 14804.6484 | 50 | 12522.9873 | 2281.6609 | 0 | 0 | 0 | -1 | 0 | 0 |  | 0 | 0 | -1.3863 | -12143.9951 | -12143.9951 | 0 | 0 | 0 | 0 | 852.6381 | 852.6381 | 0 | 0 | -1 | 0 | 0 | 178 | 0 | 0.18408 | 0.18408 | 0 | 0 | 0 | 0 | 0 | -14688.6455 | 0 | 0 | 0 | 0 | 0 | -0.027726 |  |  |  | 0 | 0 | 0 | 0 | 0 | 1458 | 18493.627 | 19914.4551 | -1417.6572 | 1/1/2027 | 12/31/2099 | TRUE | 20-Hour Pumped Thermal Storage |  | 2027 |  |  |  | REF | 0 | 0 | Real 2021 ¦ 12/22/2022 3:42:52 PM | 3.17 | Area 1001 20-Hour Pumped Thermal 2027 | 0 |  | 1 | Unit |  | PJM | 48.5 | 0 | 0.97 | 0 | 0 | 0 | 0 | 438000 | 736.6353 | 0 | 0 | 0
8291 | Area 1001 20-Hour Pumped Thermal 2028 | ATC | 2027 | AEP-KPCO | 0 | 0 | 0 | 0 | 0 |  | 0 | 0 | 0 | 0 | 0 | 0 | 0 | 0 | -1 | 0 | 0 |  | 0 | 0 | 0 | 0 | 0 | 0 | 0 | 0 | 0 | 0 | 0 | 0 | 0 | -1 | 0 | 0 | 0 | 0 | 0 | 0 | 0 | 0 | 0 | 0 | 0 | 0 | 0 | 0 | 0 | 0 | 0 |  |  |  |  | 0 | 0 | 0 | 0 | 0 | 0 | 0 | 0 | -3.0558e-06 | 1/1/2028 | 12/31/2099 | TRUE | 20-Hour Pumped Thermal Storage |  | 2027 |  |  |  | REF | 0 | 0 | Real 2021 ¦ 12/22/2022 3:42:52 PM | 0 | Area 1001 20-Hour Pumped Thermal 2028 | 0 |  | 1 | Unit |  | PJM | 0 | 0 | 0.97 | 0 | 0 | 0 | 0 | 0 | 0 | 0 | 0 | 0
8292 | Area 1001 20-Hour Pumped Thermal 2029 | ATC | 2027 | AEP-KPCO | 0 | 0 | 0 | 0 | 0 |  | 0 | 0 | 0 | 0 | 0 | 0 | 0 | 0 | -1 | 0 | 0 |  | 0 | 0 | 0 | 0 | 0 | 0 | 0 | 0 | 0 | 0 | 0 | 0 | 0 | -1 | 0 | 0 | 0 | 0 | 0 | 0 | 0 | 0 | 0 | 0 | 0 | 0 | 0 | 0 | 0 | 0 | 0 |  |  |  |  | 0 | 0 | 0 | 0 | 0 | 0 | 0 | 0 | -3.0558e-06 | 1/1/2029 | 12/31/2099 | TRUE | 20-Hour Pumped Thermal Storage |  | 2027 |  |  |  | REF | 0 | 0 | Real 2021 ¦ 12/22/2022 3:42:52 PM | 0 | Area 1001 20-Hour Pumped Thermal 2029 | 0 |  | 1 | Unit |  | PJM | 0 | 0 | 0.97 | 0 | 0 | 0 | 0 | 0 | 0 | 0 | 0 | 0
8293 | Area 1001 20-Hour Pumped Thermal 2030 | ATC | 2027 | AEP-KPCO | 0 | 0 | 0 | 0 | 0 |  | 0 | 0 | 0 | 0 | 0 | 0 | 0 | 0 | -1 | 0 | 0 |  | 0 | 0 | 0 | 0 | 0 | 0 | 0 | 0 | 0 | 0 | 0 | 0 | 0 | -1 | 0 | 0 | 0 | 0 | 0 | 0 | 0 | 0 | 0 | 0 | 0 | 0 | 0 | 0 | 0 | 0 | 0 |  |  |  |  | 0 | 0 | 0 | 0 | 0 | 0 | 0 | 0 | -3.0558e-06 | 1/1/2030 | 12/31/2099 | TRUE | 20-Hour Pumped Thermal Storage |  | 2027 |  |  |  | REF | 0 | 0 | Real 2021 ¦ 12/22/2022 3:42:52 PM | 0 | Area 1001 20-Hour Pumped Thermal 2030 | 0 |  | 1 | Unit |  | PJM | 0 | 0 | 0.97 | 0 | 0 | 0 | 0 | 0 | 0 | 0 | 0 | 0
8294 | Area 1001 20-Hour Pumped Thermal 2031 | ATC | 2027 | AEP-KPCO | 0 | 0 | 0 | 0 | 0 |  | 0 | 0 | 0 | 0 | 0 | 0 | 0 | 0 | -1 | 0 | 0 |  | 0 | 0 | 0 | 0 | 0 | 0 | 0 | 0 | 0 | 0 | 0 | 0 | 0 | -1 | 0 | 0 | 0 | 0 | 0 | 0 | 0 | 0 | 0 | 0 | 0 | 0 | 0 | 0 | 0 | 0 | 0 |  |  |  |  | 0 | 0 | 0 | 0 | 0 | 0 | 0 | 0 | -3.0558e-06 | 1/1/2031 | 12/31/2099 | TRUE | 20-Hour Pumped Thermal Storage |  | 2027 |  |  |  | REF | 0 | 0 | Real 2021 ¦ 12/22/2022 3:42:52 PM | 0 | Area 1001 20-Hour Pumped Thermal 2031 | 0 |  | 1 | Unit |  | PJM | 0 | 0 | 0.97 | 0 | 0 | 0 | 0 | 0 | 0 | 0 | 0 | 0
8295 | Area 1001 20-Hour Pumped Thermal 2032 | ATC | 2027 | AEP-KPCO | 0 | 0 | 0 | 0 | 0 |  | 0 | 0 | 0 | 0 | 0 | 0 | 0 | 0 | -1 | 0 | 0 |  | 0 | 0 | 0 | 0 | 0 | 0 | 0 | 0 | 0 | 0 | 0 | 0 | 0 | -1 | 0 | 0 | 0 | 0 | 0 | 0 | 0 | 0 | 0 | 0 | 0 | 0 | 0 | 0 | 0 | 0 | 0 |  |  |  |  | 0 | 0 | 0 | 0 | 0 | 0 | 0 | 0 | -3.0558e-06 | 1/1/2032 | 12/31/2099 | TRUE | 20-Hour Pumped Thermal Storage |  | 2027 |  |  |  | REF | 0 | 0 | Real 2021 ¦ 12/22/2022 3:42:52 PM | 0 | Area 1001 20-Hour Pumped Thermal 2032 | 0 |  | 1 | Unit |  | PJM | 0 | 0 | 0.97 | 0 | 0 | 0 | 0 | 0 | 0 | 0 | 0 | 0
8296 | Area 1001 20-Hour Pumped Thermal 2033 | ATC | 2027 | AEP-KPCO | 0 | 0 | 0 | 0 | 0 |  | 0 | 0 | 0 | 0 | 0 | 0 | 0 | 0 | -1 | 0 | 0 |  | 0 | 0 | 0 | 0 | 0 | 0 | 0 | 0 | 0 | 0 | 0 | 0 | 0 | -1 | 0 | 0 | 0 | 0 | 0 | 0 | 0 | 0 | 0 | 0 | 0 | 0 | 0 | 0 | 0 | 0 | 0 |  |  |  |  | 0 | 0 | 0 | 0 | 0 | 0 | 0 | 0 | -3.0558e-06 | 1/1/2033 | 12/31/2099 | TRUE | 20-Hour Pumped Thermal Storage |  | 2027 |  |  |  | REF | 0 | 0 | Real 2021 ¦ 12/22/2022 3:42:52 PM | 0 | Area 1001 20-Hour Pumped Thermal 2033 | 0 |  | 1 | Unit |  | PJM | 0 | 0 | 0.97 | 0 | 0 | 0 | 0 | 0 | 0 | 0 | 0 | 0
8297 | Area 1001 20-Hour Pumped Thermal 2034 | ATC | 2027 | AEP-KPCO | 0 | 0 | 0 | 0 | 0 |  | 0 | 0 | 0 | 0 | 0 | 0 | 0 | 0 | -1 | 0 | 0 |  | 0 | 0 | 0 | 0 | 0 | 0 | 0 | 0 | 0 | 0 | 0 | 0 | 0 | -1 | 0 | 0 | 0 | 0 | 0 | 0 | 0 | 0 | 0 | 0 | 0 | 0 | 0 | 0 | 0 | 0 | 0 |  |  |  |  | 0 | 0 | 0 | 0 | 0 | 0 | 0 | 0 | -3.0558e-06 | 1/1/2034 | 12/31/2099 | TRUE | 20-Hour Pumped Thermal Storage |  | 2027 |  |  |  | REF | 0 | 0 | Real 2021 ¦ 12/22/2022 3:42:52 PM | 0 | Area 1001 20-Hour Pumped Thermal 2034 | 0 |  | 1 | Unit |  | PJM | 0 | 0 | 0.97 | 0 | 0 | 0 | 0 | 0 | 0 | 0 | 0 | 0
8298 | Area 1001 20-Hour Pumped Thermal 2035 | ATC | 2027 | AEP-KPCO | 0 | 0 | 0 | 0 | 0 |  | 0 | 0 | 0 | 0 | 0 | 0 | 0 | 0 | -1 | 0 | 0 |  | 0 | 0 | 0 | 0 | 0 | 0 | 0 | 0 | 0 | 0 | 0 | 0 | 0 | -1 | 0 | 0 | 0 | 0 | 0 | 0 | 0 | 0 | 0 | 0 | 0 | 0 | 0 | 0 | 0 | 0 | 0 |  |  |  |  | 0 | 0 | 0 | 0 | 0 | 0 | 0 | 0 | -3.0558e-06 | 1/1/2035 | 12/31/2099 | TRUE | 20-Hour Pumped Thermal Storage |  | 2027 |  |  |  | REF | 0 | 0 | Real 2021 ¦ 12/22/2022 3:42:52 PM | 0 | Area 1001 20-Hour Pumped Thermal 2035 | 0 |  | 1 | Unit |  | PJM | 0 | 0 | 0.97 | 0 | 0 | 0 | 0 | 0 | 0 | 0 | 0 | 0
8299 | Area 1001 20-Hour Pumped Thermal 2036 | ATC | 2027 | AEP-KPCO | 0 | 0 | 0 | 0 | 0 |  | 0 | 0 | 0 | 0 | 0 | 0 | 0 | 0 | -1 | 0 | 0 |  | 0 | 0 | 0 | 0 | 0 | 0 | 0 | 0 | 0 | 0 | 0 | 0 | 0 | -1 | 0 | 0 | 0 | 0 | 0 | 0 | 0 | 0 | 0 | 0 | 0 | 0 | 0 | 0 | 0 | 0 | 0 |  |  |  |  | 0 | 0 | 0 | 0 | 0 | 0 | 0 | 0 | -3.0558e-06 | 1/1/2036 | 12/31/2099 | TRUE | 20-Hour Pumped Thermal Storage |  | 2027 |  |  |  | REF | 0 | 0 | Real 2021 ¦ 12/22/2022 3:42:52 PM | 0 | Area 1001 20-Hour Pumped Thermal 2036 | 0 |  | 1 | Unit |  | PJM | 0 | 0 | 0.97 | 0 | 0 | 0 | 0 | 0 | 0 | 0 | 0 | 0
8300 | Area 1001 20-Hour Pumped Thermal 2037 | ATC | 2027 | AEP-KPCO | 0 | 0 | 0 | 0 | 0 |  | 0 | 0 | 0 | 0 | 0 | 0 | 0 | 0 | -1 | 0 | 0 |  | 0 | 0 | 0 | 0 | 0 | 0 | 0 | 0 | 0 | 0 | 0 | 0 | 0 | -1 | 0 | 0 | 0 | 0 | 0 | 0 | 0 | 0 | 0 | 0 | 0 | 0 | 0 | 0 | 0 | 0 | 0 |  |  |  |  | 0 | 0 | 0 | 0 | 0 | 0 | 0 | 0 | -3.0558e-06 | 1/1/2037 | 12/31/2099 | TRUE | 20-Hour Pumped Thermal Storage |  | 2027 |  |  |  | REF | 0 | 0 | Real 2021 ¦ 12/22/2022 3:42:52 PM | 0 | Area 1001 20-Hour Pumped Thermal 2037 | 0 |  | 1 | Unit |  | PJM | 0 | 0 | 0.97 | 0 | 0 | 0 | 0 | 0 | 0 | 0 | 0 | 0
8301 | Area 1001 20-Hour Pumped Thermal 2038 | ATC | 2027 | AEP-KPCO | 0 | 0 | 0 | 0 | 0 |  | 0 | 0 | 0 | 0 | 0 | 0 | 0 | 0 | -1 | 0 | 0 |  | 0 | 0 | 0 | 0 | 0 | 0 | 0 | 0 | 0 | 0 | 0 | 0 | 0 | -1 | 0 | 0 | 0 | 0 | 0 | 0 | 0 | 0 | 0 | 0 | 0 | 0 | 0 | 0 | 0 | 0 | 0 |  |  |  |  | 0 | 0 | 0 | 0 | 0 | 0 | 0 | 0 | -3.0558e-06 | 1/1/2038 | 12/31/2099 | TRUE | 20-Hour Pumped Thermal Storage |  | 2027 |  |  |  | REF | 0 | 0 | Real 2021 ¦ 12/22/2022 3:42:52 PM | 0 | Area 1001 20-Hour Pumped Thermal 2038 | 0 |  | 1 | Unit |  | PJM | 0 | 0 | 0.97 | 0 | 0 | 0 | 0 | 0 | 0 | 0 | 0 | 0
8302 | Area 1001 20-Hour Pumped Thermal 2039 | ATC | 2027 | AEP-KPCO | 0 | 0 | 0 | 0 | 0 |  | 0 | 0 | 0 | 0 | 0 | 0 | 0 | 0 | -1 | 0 | 0 |  | 0 | 0 | 0 | 0 | 0 | 0 | 0 | 0 | 0 | 0 | 0 | 0 | 0 | -1 | 0 | 0 | 0 | 0 | 0 | 0 | 0 | 0 | 0 | 0 | 0 | 0 | 0 | 0 | 0 | 0 | 0 |  |  |  |  | 0 | 0 | 0 | 0 | 0 | 0 | 0 | 0 | -3.0558e-06 | 1/1/2039 | 12/31/2099 | TRUE | 20-Hour Pumped Thermal Storage |  | 2027 |  |  |  | REF | 0 | 0 | Real 2021 ¦ 12/22/2022 3:42:52 PM | 0 | Area 1001 20-Hour Pumped Thermal 2039 | 0 |  | 1 | Unit |  | PJM | 0 | 0 | 0.97 | 0 | 0 | 0 | 0 | 0 | 0 | 0 | 0 | 0
8303 | Area 1001 20-Hour Pumped Thermal 2040 | ATC | 2027 | AEP-KPCO | 0 | 0 | 0 | 0 | 0 |  | 0 | 0 | 0 | 0 | 0 | 0 | 0 | 0 | -1 | 0 | 0 |  | 0 | 0 | 0 | 0 | 0 | 0 | 0 | 0 | 0 | 0 | 0 | 0 | 0 | -1 | 0 | 0 | 0 | 0 | 0 | 0 | 0 | 0 | 0 | 0 | 0 | 0 | 0 | 0 | 0 | 0 | 0 |  |  |  |  | 0 | 0 | 0 | 0 | 0 | 0 | 0 | 0 | -3.0558e-06 | 1/1/2040 | 12/31/2099 | TRUE | 20-Hour Pumped Thermal Storage |  | 2027 |  |  |  | REF | 0 | 0 | Real 2021 ¦ 12/22/2022 3:42:52 PM | 0 | Area 1001 20-Hour Pumped Thermal 2040 | 0 |  | 1 | Unit |  | PJM | 0 | 0 | 0.97 | 0 | 0 | 0 | 0 | 0 | 0 | 0 | 0 | 0
8304 | Area 1001 20-Hour Pumped Thermal 2041 | ATC | 2027 | AEP-KPCO | 0 | 0 | 0 | 0 | 0 |  | 0 | 0 | 0 | 0 | 0 | 0 | 0 | 0 | -1 | 0 | 0 |  | 0 | 0 | 0 | 0 | 0 | 0 | 0 | 0 | 0 | 0 | 0 | 0 | 0 | -1 | 0 | 0 | 0 | 0 | 0 | 0 | 0 | 0 | 0 | 0 | 0 | 0 | 0 | 0 | 0 | 0 | 0 |  |  |  |  | 0 | 0 | 0 | 0 | 0 | 0 | 0 | 0 | -3.0558e-06 | 1/1/2041 | 12/31/2099 | TRUE | 20-Hour Pumped Thermal Storage |  | 2027 |  |  |  | REF | 0 | 0 | Real 2021 ¦ 12/22/2022 3:42:52 PM | 0 | Area 1001 20-Hour Pumped Thermal 2041 | 0 |  | 1 | Unit |  | PJM | 0 | 0 | 0.97 | 0 | 0 | 0 | 0 | 0 | 0 | 0 | 0 | 0
8305 | Area 1001 20-Hour Pumped Thermal 2042 | ATC | 2027 | AEP-KPCO | 0 | 0 | 0 | 0 | 0 |  | 0 | 0 | 0 | 0 | 0 | 0 | 0 | 0 | -1 | 0 | 0 |  | 0 | 0 | 0 | 0 | 0 | 0 | 0 | 0 | 0 | 0 | 0 | 0 | 0 | -1 | 0 | 0 | 0 | 0 | 0 | 0 | 0 | 0 | 0 | 0 | 0 | 0 | 0 | 0 | 0 | 0 | 0 |  |  |  |  | 0 | 0 | 0 | 0 | 0 | 0 | 0 | 0 | -3.0558e-06 | 1/1/2042 | 12/31/2099 | TRUE | 20-Hour Pumped Thermal Storage |  | 2027 |  |  |  | REF | 0 | 0 | Real 2021 ¦ 12/22/2022 3:42:52 PM | 0 | Area 1001 20-Hour Pumped Thermal 2042 | 0 |  | 1 | Unit |  | PJM | 0 | 0 | 0.97 | 0 | 0 | 0 | 0 | 0 | 0 | 0 | 0 | 0
8306 | Area 1001 20-Hour Pumped Thermal 2043 | ATC | 2027 | AEP-KPCO | 0 | 0 | 0 | 0 | 0 |  | 0 | 0 | 0 | 0 | 0 | 0 | 0 | 0 | -1 | 0 | 0 |  | 0 | 0 | 0 | 0 | 0 | 0 | 0 | 0 | 0 | 0 | 0 | 0 | 0 | -1 | 0 | 0 | 0 | 0 | 0 | 0 | 0 | 0 | 0 | 0 | 0 | 0 | 0 | 0 | 0 | 0 | 0 |  |  |  |  | 0 | 0 | 0 | 0 | 0 | 0 | 0 | 0 | -3.0558e-06 | 1/1/2043 | 12/31/2099 | TRUE | 20-Hour Pumped Thermal Storage |  | 2027 |  |  |  | REF | 0 | 0 | Real 2021 ¦ 12/22/2022 3:42:52 PM | 0 | Area 1001 20-Hour Pumped Thermal 2043 | 0 |  | 1 | Unit |  | PJM | 0 | 0 | 0.97 | 0 | 0 | 0 | 0 | 0 | 0 | 0 | 0 | 0
8307 | Area 1001 20-Hour Compressed Air 2022 | ATC | 2027 | AEP-KPCO | 50 | 50 | 0 | 0 | 0 |  | 0 | 11086.2842 | 50 | 10216.5557 | 869.7284 | 0 | 0 | 0 | -1 | 0 | 0 |  | 0 | 0 | -0.76735 | -6722.021 | -6722.021 | 0 | 0 | 0 | 0 | 276.5989 | 276.5989 | 0 | 0 | -1 | 0 | 0 | 59 | 0 | 0.099861 | 0.099861 | 0 | 0 | 0 | 0 | 0 | -11101.8789 | 0 | 0 | 0 | 0 | 0 | -0.015347 |  |  |  | 0 | 0 | 0 | 0 | 0 | 698 | 5446.7383 | 6327.7549 | -877.6966 | 1/1/2022 | 12/31/2099 | TRUE | 20-Hour Compressed Air Storage |  | 2027 |  |  |  | REF | 0 | 0 | Real 2021 ¦ 12/22/2022 3:42:52 PM | 266.5695 | Area 1001 20-Hour Compressed Air 2022 | 0 |  | 1 | Unit |  | PJM | 48.5 | 0 | 0.97 | 0 | 0 | 0 | 0 | 438000 | 292.1935 | 0 | 0 | 0
8308 | Area 1001 20-Hour Compressed Air 2023 | ATC | 2027 | AEP-KPCO | 50 | 50 | 0 | 0 | 0 |  | 0 | 13643.1758 | 50 | 12773.4473 | 869.7284 | 0 | 0 | 0 | -1 | 0 | 0 |  | 0 | 0 | -0.76735 | -6722.021 | -6722.021 | 0 | 0 | 0 | 0 | 276.5989 | 276.5989 | 0 | 0 | -1 | 0 | 0 | 59 | 0 | 0.26356 | 0.26356 | 0 | 0 | 0 | 0 | 0 | -13658.7705 | 0 | 0 | 0 | 0 | 0 | -0.015347 |  |  |  | 0 | 0 | 0 | 0 | 0 | 698 | 5446.7383 | 6327.7549 | -877.6966 | 1/1/2023 | 12/31/2099 | TRUE | 20-Hour Compressed Air Storage |  | 2027 |  |  |  | REF | 0 | 0 | Real 2021 ¦ 12/22/2022 3:42:52 PM | 266.5695 | Area 1001 20-Hour Compressed Air 2023 | 0 |  | 1 | Unit |  | PJM | 48.5 | 0 | 0.97 | 0 | 0 | 0 | 0 | 438000 | 292.1935 | 0 | 0 | 0
8309 | Area 1001 20-Hour Compressed Air 2024 | ATC | 2027 | AEP-KPCO | 50 | 50 | 0 | 0 | 0 |  | 0 | 12611.0615 | 50 | 11741.333 | 869.7284 | 0 | 0 | 0 | -1 | 0 | 0 |  | 0 | 0 | -0.4059 | -3555.6975 | -3555.6975 | 0 | 0 | 0 | 0 | 182.9235 | 182.9235 | 0 | 0 | -1 | 0 | 0 | 44 | 0 | 0.056413 | 0.056413 | 0 | 0 | 0 | 0 | 0 | -12584.3906 | 0 | 0 | 0 | 0 | 0 | -0.008118 |  |  |  | 0 | 0 | 0 | 0 | 0 | 539 | 3090.1477 | 3455.8396 | -362.4118 | 1/1/2024 | 12/31/2099 | TRUE | 20-Hour Compressed Air Storage |  | 2027 |  |  |  | REF | 0 | 0 | Real 2021 ¦ 12/22/2022 3:42:52 PM | 13.07 | Area 1001 20-Hour Compressed Air 2024 | 0 |  | 1 | Unit |  | PJM | 48.5 | 0 | 0.97 | 0 | 0 | 0 | 0 | 438000 | 156.2525 | 0 | 0 | 0
8310 | Area 1001 20-Hour Compressed Air 2025 | ATC | 2027 | AEP-KPCO | 50 | 50 | 0 | 0 | 0 |  | 0 | 12178.9492 | 50 | 11309.2207 | 869.7284 | 0 | 0 | 0 | -1 | 0 | 0 |  | 0 | 0 | -0.40185 | -3520.165 | -3520.165 | 0 | 0 | 0 | 0 | 181.7074 | 181.7074 | 0 | 0 | -1 | 0 | 0 | 44 | 0 | 0.036585 | 0.036585 | 0 | 0 | 0 | 0 | 0 | -12151.9395 | 0 | 0 | 0 | 0 | 0 | -0.0080369 |  |  |  | 0 | 0 | 0 | 0 | 0 | 539 | 3063.4736 | 3423.4919 | -356.7384 | 1/1/2025 | 12/31/2099 | TRUE | 20-Hour Compressed Air Storage |  | 2027 |  |  |  | REF | 0 | 0 | Real 2021 ¦ 12/22/2022 3:42:52 PM | 9.84 | Area 1001 20-Hour Compressed Air 2025 | 0 |  | 1 | Unit |  | PJM | 48.5 | 0 | 0.97 | 0 | 0 | 0 | 0 | 438000 | 154.6974 | 0 | 0 | 0
8311 | Area 1001 20-Hour Compressed Air 2026 | ATC | 2027 | AEP-KPCO | 50 | 50 | 0 | 0 | 0 |  | 0 | 12308.3076 | 50 | 11438.5791 | 869.7284 | 0 | 0 | 0 | -1 | 0 | 0 |  | 0 | 0 | -0.39765 | -3483.4172 | -3483.4172 | 0 | 0 | 0 | 0 | 180.4497 | 180.4497 | 0 | 0 | -1 | 0 | 0 | 44 | 0 | 0.09311 | 0.09311 | 0 | 0 | 0 | 0 | 0 | -12280.9473 | 0 | 0 | 0 | 0 | 0 | -0.007953 |  |  |  | 0 | 0 | 0 | 0 | 0 | 539 | 3035.8872 | 3390.0383 | -350.871 | 1/1/2026 | 12/31/2099 | TRUE | 20-Hour Compressed Air Storage |  | 2027 |  |  |  | REF | 0 | 0 | Real 2021 ¦ 12/22/2022 3:42:52 PM | 6.4995 | Area 1001 20-Hour Compressed Air 2026 | 0 |  | 1 | Unit |  | PJM | 48.5 | 0 | 0.97 | 0 | 0 | 0 | 0 | 438000 | 153.0891 | 0 | 0 | 0
8312 | Area 1001 20-Hour Compressed Air 2027 | ATC | 2027 | AEP-KPCO | 50 | 50 | 0 | 0 | 0 |  | 0 | 12476.1982 | 50 | 11606.4697 | 869.7284 | 0 | 0 | 0 | -1 | 0 | 0 |  | 0 | 0 | -0.39357 | -3447.6968 | -3447.6968 | 0 | 0 | 0 | 0 | 179.2379 | 179.2379 | 0 | 0 | -1 | 0 | 0 | 43 | 0 | 0.1775 | 0.1775 | 0 | 0 | 0 | 0 | 0 | -12448.4893 | 0 | 0 | 0 | 0 | 0 | -0.0078715 |  |  |  | 0 | 0 | 0 | 0 | 0 | 514 | 3009.3096 | 3357.6433 | -345.0538 | 1/1/2027 | 12/31/2099 | TRUE | 20-Hour Compressed Air Storage |  | 2027 |  |  |  | REF | 0 | 0 | Real 2021 ¦ 12/22/2022 3:42:52 PM | 3.28 | Area 1001 20-Hour Compressed Air 2027 | 0 |  | 1 | Unit |  | PJM | 48.5 | 0 | 0.97 | 0 | 0 | 0 | 0 | 438000 | 151.5289 | 0 | 0 | 0
8313 | Area 1001 20-Hour Compressed Air 2028 | ATC | 2027 | AEP-KPCO | 0 | 0 | 0 | 0 | 0 |  | 0 | 0 | 0 | 0 | 0 | 0 | 0 | 0 | -1 | 0 | 0 |  | 0 | 0 | 0 | 0 | 0 | 0 | 0 | 0 | 0 | 0 | 0 | 0 | 0 | -1 | 0 | 0 | 0 | 0 | 0 | 0 | 0 | 0 | 0 | 0 | 0 | 0 | 0 | 0 | 0 | 0 | 0 |  |  |  |  | 0 | 0 | 0 | 0 | 0 | 0 | 0 | 0 | -3.0558e-06 | 1/1/2028 | 12/31/2099 | TRUE | 20-Hour Compressed Air Storage |  | 2027 |  |  |  | REF | 0 | 0 | Real 2021 ¦ 12/22/2022 3:42:52 PM | 0 | Area 1001 20-Hour Compressed Air 2028 | 0 |  | 1 | Unit |  | PJM | 0 | 0 | 0.97 | 0 | 0 | 0 | 0 | 0 | 0 | 0 | 0 | 0
8314 | Area 1001 20-Hour Compressed Air 2029 | ATC | 2027 | AEP-KPCO | 0 | 0 | 0 | 0 | 0 |  | 0 | 0 | 0 | 0 | 0 | 0 | 0 | 0 | -1 | 0 | 0 |  | 0 | 0 | 0 | 0 | 0 | 0 | 0 | 0 | 0 | 0 | 0 | 0 | 0 | -1 | 0 | 0 | 0 | 0 | 0 | 0 | 0 | 0 | 0 | 0 | 0 | 0 | 0 | 0 | 0 | 0 | 0 |  |  |  |  | 0 | 0 | 0 | 0 | 0 | 0 | 0 | 0 | -3.0558e-06 | 1/1/2029 | 12/31/2099 | TRUE | 20-Hour Compressed Air Storage |  | 2027 |  |  |  | REF | 0 | 0 | Real 2021 ¦ 12/22/2022 3:42:52 PM | 0 | Area 1001 20-Hour Compressed Air 2029 | 0 |  | 1 | Unit |  | PJM | 0 | 0 | 0.97 | 0 | 0 | 0 | 0 | 0 | 0 | 0 | 0 | 0
8315 | Area 1001 20-Hour Compressed Air 2030 | ATC | 2027 | AEP-KPCO | 0 | 0 | 0 | 0 | 0 |  | 0 | 0 | 0 | 0 | 0 | 0 | 0 | 0 | -1 | 0 | 0 |  | 0 | 0 | 0 | 0 | 0 | 0 | 0 | 0 | 0 | 0 | 0 | 0 | 0 | -1 | 0 | 0 | 0 | 0 | 0 | 0 | 0 | 0 | 0 | 0 | 0 | 0 | 0 | 0 | 0 | 0 | 0 |  |  |  |  | 0 | 0 | 0 | 0 | 0 | 0 | 0 | 0 | -3.0558e-06 | 1/1/2030 | 12/31/2099 | TRUE | 20-Hour Compressed Air Storage |  | 2027 |  |  |  | REF | 0 | 0 | Real 2021 ¦ 12/22/2022 3:42:52 PM | 0 | Area 1001 20-Hour Compressed Air 2030 | 0 |  | 1 | Unit |  | PJM | 0 | 0 | 0.97 | 0 | 0 | 0 | 0 | 0 | 0 | 0 | 0 | 0
8316 | Area 1001 20-Hour Compressed Air 2031 | ATC | 2027 | AEP-KPCO | 0 | 0 | 0 | 0 | 0 |  | 0 | 0 | 0 | 0 | 0 | 0 | 0 | 0 | -1 | 0 | 0 |  | 0 | 0 | 0 | 0 | 0 | 0 | 0 | 0 | 0 | 0 | 0 | 0 | 0 | -1 | 0 | 0 | 0 | 0 | 0 | 0 | 0 | 0 | 0 | 0 | 0 | 0 | 0 | 0 | 0 | 0 | 0 |  |  |  |  | 0 | 0 | 0 | 0 | 0 | 0 | 0 | 0 | -3.0558e-06 | 1/1/2031 | 12/31/2099 | TRUE | 20-Hour Compressed Air Storage |  | 2027 |  |  |  | REF | 0 | 0 | Real 2021 ¦ 12/22/2022 3:42:52 PM | 0 | Area 1001 20-Hour Compressed Air 2031 | 0 |  | 1 | Unit |  | PJM | 0 | 0 | 0.97 | 0 | 0 | 0 | 0 | 0 | 0 | 0 | 0 | 0
8317 | Area 1001 20-Hour Compressed Air 2032 | ATC | 2027 | AEP-KPCO | 0 | 0 | 0 | 0 | 0 |  | 0 | 0 | 0 | 0 | 0 | 0 | 0 | 0 | -1 | 0 | 0 |  | 0 | 0 | 0 | 0 | 0 | 0 | 0 | 0 | 0 | 0 | 0 | 0 | 0 | -1 | 0 | 0 | 0 | 0 | 0 | 0 | 0 | 0 | 0 | 0 | 0 | 0 | 0 | 0 | 0 | 0 | 0 |  |  |  |  | 0 | 0 | 0 | 0 | 0 | 0 | 0 | 0 | -3.0558e-06 | 1/1/2032 | 12/31/2099 | TRUE | 20-Hour Compressed Air Storage |  | 2027 |  |  |  | REF | 0 | 0 | Real 2021 ¦ 12/22/2022 3:42:52 PM | 0 | Area 1001 20-Hour Compressed Air 2032 | 0 |  | 1 | Unit |  | PJM | 0 | 0 | 0.97 | 0 | 0 | 0 | 0 | 0 | 0 | 0 | 0 | 0
8318 | Area 1001 20-Hour Compressed Air 2033 | ATC | 2027 | AEP-KPCO | 0 | 0 | 0 | 0 | 0 |  | 0 | 0 | 0 | 0 | 0 | 0 | 0 | 0 | -1 | 0 | 0 |  | 0 | 0 | 0 | 0 | 0 | 0 | 0 | 0 | 0 | 0 | 0 | 0 | 0 | -1 | 0 | 0 | 0 | 0 | 0 | 0 | 0 | 0 | 0 | 0 | 0 | 0 | 0 | 0 | 0 | 0 | 0 |  |  |  |  | 0 | 0 | 0 | 0 | 0 | 0 | 0 | 0 | -3.0558e-06 | 1/1/2033 | 12/31/2099 | TRUE | 20-Hour Compressed Air Storage |  | 2027 |  |  |  | REF | 0 | 0 | Real 2021 ¦ 12/22/2022 3:42:52 PM | 0 | Area 1001 20-Hour Compressed Air 2033 | 0 |  | 1 | Unit |  | PJM | 0 | 0 | 0.97 | 0 | 0 | 0 | 0 | 0 | 0 | 0 | 0 | 0
8319 | Area 1001 20-Hour Compressed Air 2034 | ATC | 2027 | AEP-KPCO | 0 | 0 | 0 | 0 | 0 |  | 0 | 0 | 0 | 0 | 0 | 0 | 0 | 0 | -1 | 0 | 0 |  | 0 | 0 | 0 | 0 | 0 | 0 | 0 | 0 | 0 | 0 | 0 | 0 | 0 | -1 | 0 | 0 | 0 | 0 | 0 | 0 | 0 | 0 | 0 | 0 | 0 | 0 | 0 | 0 | 0 | 0 | 0 |  |  |  |  | 0 | 0 | 0 | 0 | 0 | 0 | 0 | 0 | -3.0558e-06 | 1/1/2034 | 12/31/2099 | TRUE | 20-Hour Compressed Air Storage |  | 2027 |  |  |  | REF | 0 | 0 | Real 2021 ¦ 12/22/2022 3:42:52 PM | 0 | Area 1001 20-Hour Compressed Air 2034 | 0 |  | 1 | Unit |  | PJM | 0 | 0 | 0.97 | 0 | 0 | 0 | 0 | 0 | 0 | 0 | 0 | 0
8320 | Area 1001 20-Hour Compressed Air 2035 | ATC | 2027 | AEP-KPCO | 0 | 0 | 0 | 0 | 0 |  | 0 | 0 | 0 | 0 | 0 | 0 | 0 | 0 | -1 | 0 | 0 |  | 0 | 0 | 0 | 0 | 0 | 0 | 0 | 0 | 0 | 0 | 0 | 0 | 0 | -1 | 0 | 0 | 0 | 0 | 0 | 0 | 0 | 0 | 0 | 0 | 0 | 0 | 0 | 0 | 0 | 0 | 0 |  |  |  |  | 0 | 0 | 0 | 0 | 0 | 0 | 0 | 0 | -3.0558e-06 | 1/1/2035 | 12/31/2099 | TRUE | 20-Hour Compressed Air Storage |  | 2027 |  |  |  | REF | 0 | 0 | Real 2021 ¦ 12/22/2022 3:42:52 PM | 0 | Area 1001 20-Hour Compressed Air 2035 | 0 |  | 1 | Unit |  | PJM | 0 | 0 | 0.97 | 0 | 0 | 0 | 0 | 0 | 0 | 0 | 0 | 0
8321 | Area 1001 20-Hour Compressed Air 2036 | ATC | 2027 | AEP-KPCO | 0 | 0 | 0 | 0 | 0 |  | 0 | 0 | 0 | 0 | 0 | 0 | 0 | 0 | -1 | 0 | 0 |  | 0 | 0 | 0 | 0 | 0 | 0 | 0 | 0 | 0 | 0 | 0 | 0 | 0 | -1 | 0 | 0 | 0 | 0 | 0 | 0 | 0 | 0 | 0 | 0 | 0 | 0 | 0 | 0 | 0 | 0 | 0 |  |  |  |  | 0 | 0 | 0 | 0 | 0 | 0 | 0 | 0 | -3.0558e-06 | 1/1/2036 | 12/31/2099 | TRUE | 20-Hour Compressed Air Storage |  | 2027 |  |  |  | REF | 0 | 0 | Real 2021 ¦ 12/22/2022 3:42:52 PM | 0 | Area 1001 20-Hour Compressed Air 2036 | 0 |  | 1 | Unit |  | PJM | 0 | 0 | 0.97 | 0 | 0 | 0 | 0 | 0 | 0 | 0 | 0 | 0
8322 | Area 1001 20-Hour Compressed Air 2037 | ATC | 2027 | AEP-KPCO | 0 | 0 | 0 | 0 | 0 |  | 0 | 0 | 0 | 0 | 0 | 0 | 0 | 0 | -1 | 0 | 0 |  | 0 | 0 | 0 | 0 | 0 | 0 | 0 | 0 | 0 | 0 | 0 | 0 | 0 | -1 | 0 | 0 | 0 | 0 | 0 | 0 | 0 | 0 | 0 | 0 | 0 | 0 | 0 | 0 | 0 | 0 | 0 |  |  |  |  | 0 | 0 | 0 | 0 | 0 | 0 | 0 | 0 | -3.0558e-06 | 1/1/2037 | 12/31/2099 | TRUE | 20-Hour Compressed Air Storage |  | 2027 |  |  |  | REF | 0 | 0 | Real 2021 ¦ 12/22/2022 3:42:52 PM | 0 | Area 1001 20-Hour Compressed Air 2037 | 0 |  | 1 | Unit |  | PJM | 0 | 0 | 0.97 | 0 | 0 | 0 | 0 | 0 | 0 | 0 | 0 | 0
8323 | Area 1001 20-Hour Compressed Air 2038 | ATC | 2027 | AEP-KPCO | 0 | 0 | 0 | 0 | 0 |  | 0 | 0 | 0 | 0 | 0 | 0 | 0 | 0 | -1 | 0 | 0 |  | 0 | 0 | 0 | 0 | 0 | 0 | 0 | 0 | 0 | 0 | 0 | 0 | 0 | -1 | 0 | 0 | 0 | 0 | 0 | 0 | 0 | 0 | 0 | 0 | 0 | 0 | 0 | 0 | 0 | 0 | 0 |  |  |  |  | 0 | 0 | 0 | 0 | 0 | 0 | 0 | 0 | -3.0558e-06 | 1/1/2038 | 12/31/2099 | TRUE | 20-Hour Compressed Air Storage |  | 2027 |  |  |  | REF | 0 | 0 | Real 2021 ¦ 12/22/2022 3:42:52 PM | 0 | Area 1001 20-Hour Compressed Air 2038 | 0 |  | 1 | Unit |  | PJM | 0 | 0 | 0.97 | 0 | 0 | 0 | 0 | 0 | 0 | 0 | 0 | 0
8324 | Area 1001 20-Hour Compressed Air 2039 | ATC | 2027 | AEP-KPCO | 0 | 0 | 0 | 0 | 0 |  | 0 | 0 | 0 | 0 | 0 | 0 | 0 | 0 | -1 | 0 | 0 |  | 0 | 0 | 0 | 0 | 0 | 0 | 0 | 0 | 0 | 0 | 0 | 0 | 0 | -1 | 0 | 0 | 0 | 0 | 0 | 0 | 0 | 0 | 0 | 0 | 0 | 0 | 0 | 0 | 0 | 0 | 0 |  |  |  |  | 0 | 0 | 0 | 0 | 0 | 0 | 0 | 0 | -3.0558e-06 | 1/1/2039 | 12/31/2099 | TRUE | 20-Hour Compressed Air Storage |  | 2027 |  |  |  | REF | 0 | 0 | Real 2021 ¦ 12/22/2022 3:42:52 PM | 0 | Area 1001 20-Hour Compressed Air 2039 | 0 |  | 1 | Unit |  | PJM | 0 | 0 | 0.97 | 0 | 0 | 0 | 0 | 0 | 0 | 0 | 0 | 0
8325 | Area 1001 20-Hour Compressed Air 2040 | ATC | 2027 | AEP-KPCO | 0 | 0 | 0 | 0 | 0 |  | 0 | 0 | 0 | 0 | 0 | 0 | 0 | 0 | -1 | 0 | 0 |  | 0 | 0 | 0 | 0 | 0 | 0 | 0 | 0 | 0 | 0 | 0 | 0 | 0 | -1 | 0 | 0 | 0 | 0 | 0 | 0 | 0 | 0 | 0 | 0 | 0 | 0 | 0 | 0 | 0 | 0 | 0 |  |  |  |  | 0 | 0 | 0 | 0 | 0 | 0 | 0 | 0 | -3.0558e-06 | 1/1/2040 | 12/31/2099 | TRUE | 20-Hour Compressed Air Storage |  | 2027 |  |  |  | REF | 0 | 0 | Real 2021 ¦ 12/22/2022 3:42:52 PM | 0 | Area 1001 20-Hour Compressed Air 2040 | 0 |  | 1 | Unit |  | PJM | 0 | 0 | 0.97 | 0 | 0 | 0 | 0 | 0 | 0 | 0 | 0 | 0
8326 | Area 1001 20-Hour Compressed Air 2041 | ATC | 2027 | AEP-KPCO | 0 | 0 | 0 | 0 | 0 |  | 0 | 0 | 0 | 0 | 0 | 0 | 0 | 0 | -1 | 0 | 0 |  | 0 | 0 | 0 | 0 | 0 | 0 | 0 | 0 | 0 | 0 | 0 | 0 | 0 | -1 | 0 | 0 | 0 | 0 | 0 | 0 | 0 | 0 | 0 | 0 | 0 | 0 | 0 | 0 | 0 | 0 | 0 |  |  |  |  | 0 | 0 | 0 | 0 | 0 | 0 | 0 | 0 | -3.0558e-06 | 1/1/2041 | 12/31/2099 | TRUE | 20-Hour Compressed Air Storage |  | 2027 |  |  |  | REF | 0 | 0 | Real 2021 ¦ 12/22/2022 3:42:52 PM | 0 | Area 1001 20-Hour Compressed Air 2041 | 0 |  | 1 | Unit |  | PJM | 0 | 0 | 0.97 | 0 | 0 | 0 | 0 | 0 | 0 | 0 | 0 | 0
8327 | Area 1001 20-Hour Compressed Air 2042 | ATC | 2027 | AEP-KPCO | 0 | 0 | 0 | 0 | 0 |  | 0 | 0 | 0 | 0 | 0 | 0 | 0 | 0 | -1 | 0 | 0 |  | 0 | 0 | 0 | 0 | 0 | 0 | 0 | 0 | 0 | 0 | 0 | 0 | 0 | -1 | 0 | 0 | 0 | 0 | 0 | 0 | 0 | 0 | 0 | 0 | 0 | 0 | 0 | 0 | 0 | 0 | 0 |  |  |  |  | 0 | 0 | 0 | 0 | 0 | 0 | 0 | 0 | -3.0558e-06 | 1/1/2042 | 12/31/2099 | TRUE | 20-Hour Compressed Air Storage |  | 2027 |  |  |  | REF | 0 | 0 | Real 2021 ¦ 12/22/2022 3:42:52 PM | 0 | Area 1001 20-Hour Compressed Air 2042 | 0 |  | 1 | Unit |  | PJM | 0 | 0 | 0.97 | 0 | 0 | 0 | 0 | 0 | 0 | 0 | 0 | 0
8328 | Area 1001 20-Hour Compressed Air 2043 | ATC | 2027 | AEP-KPCO | 0 | 0 | 0 | 0 | 0 |  | 0 | 0 | 0 | 0 | 0 | 0 | 0 | 0 | -1 | 0 | 0 |  | 0 | 0 | 0 | 0 | 0 | 0 | 0 | 0 | 0 | 0 | 0 | 0 | 0 | -1 | 0 | 0 | 0 | 0 | 0 | 0 | 0 | 0 | 0 | 0 | 0 | 0 | 0 | 0 | 0 | 0 | 0 |  |  |  |  | 0 | 0 | 0 | 0 | 0 | 0 | 0 | 0 | -3.0558e-06 | 1/1/2043 | 12/31/2099 | TRUE | 20-Hour Compressed Air Storage |  | 2027 |  |  |  | REF | 0 | 0 | Real 2021 ¦ 12/22/2022 3:42:52 PM | 0 | Area 1001 20-Hour Compressed Air 2043 | 0 |  | 1 | Unit |  | PJM | 0 | 0 | 0.97 | 0 | 0 | 0 | 0 | 0 | 0 | 0 | 0 | 0
8329 | Area 1001 Hydrogen electrolyzer + Hydrogen gas CT 2023 | ATC | 2027 | AEP-KPCO | 240 | 240 | 0 | 0 | 0 |  | 0 | 131238.7031 | 240 | 118225.8125 | 13012.8975 | 0 | 0 | 0 | -1 | 0 | 0 |  | 0 | 0 | -0.53636 | -4698.5195 | -4698.5195 | 0 | 0 | 0 | 0 | 72.5252 | 72.5252 | 0 | 0 | -1 | 0 | 0 | 12 | 0 | 0.078594 | 0.078594 | 0 | 0 | 0 | 0 | 0 | -131311.7812 | 0 | 0 | 0 | 0 | 0 | -0.0022348 |  |  |  | 0 | 0 | 0 | 0 | 0 | 424 | 1570.2297 | 1880.6248 | -306.87 | 1/1/2023 | 12/31/2099 | TRUE | 10-Hour H2 Electrolyzer |  | 2027 |  |  |  | REF | 0 | 0 | Real 2021 ¦ 12/22/2022 3:42:52 PM | 142.1893 | Area 1001 Hydrogen electrolyzer + Hydrogen gas CT 2023 | 0 |  | 1 | Unit |  | PJM | 232.8 | 0 | 0.97 | 0 | 0 | 0 | 0 | 2102400 | 145.5977 | 0 | 0 | 0
8330 | Area 1001 Hydrogen electrolyzer + Hydrogen gas CT 2024 | ATC | 2027 | AEP-KPCO | 240 | 240 | 0 | 0 | 0 |  | 0 | 115345.7969 | 240 | 102359.3203 | 12986.4756 | 0 | 0 | 0 | -1 | 0 | 0 |  | 0 | 0 | -0.035627 | -312.0896 | -312.0896 | 0 | 0 | 0 | 0 | 11.2094 | 11.2094 | 0 | 0 | -1 | 0 | 0 | 12 | 0 | 0.021976 | 0.021976 | 0 | 0 | 0 | 0 | 0 | -115346.6406 | 0 | 0 | 0 | 0 | 0 | -0.00014844 |  |  |  | 0 | 0 | 0 | 0 | 0 | 341 | 100.9993 | 123.9267 | -19.5578 | 1/1/2024 | 12/31/2099 | TRUE | 10-Hour H2 Electrolyzer |  | 2027 |  |  |  | REF | 0 | 0 | Real 2021 ¦ 12/22/2022 3:42:52 PM | 3.3695 | Area 1001 Hydrogen electrolyzer + Hydrogen gas CT 2024 | 0 |  | 1 | Unit |  | PJM | 232.8 | 0 | 0.97 | 0 | 0 | 0 | 0 | 2102400 | 12.051 | 0 | 0 | 0
8331 | Area 1001 Hydrogen electrolyzer + Hydrogen gas CT 2025 | ATC | 2027 | AEP-KPCO | 240 | 240 | 0 | 0 | 0 |  | 0 | 108291.0938 | 240 | 95317.8281 | 12973.2646 | 0 | 0 | 0 | -1 | 0 | 0 |  | 0 | 0 | -0.035627 | -312.0896 | -312.0896 | 0 | 0 | 0 | 0 | 11.2094 | 11.2094 | 0 | 0 | -1 | 0 | 0 | 12 | 0 | 0.02003 | 0.02003 | 0 | 0 | 0 | 0 | 0 | -108291.9297 | 0 | 0 | 0 | 0 | 0 | -0.00014844 |  |  |  | 0 | 0 | 0 | 0 | 0 | 341 | 100.9993 | 123.9267 | -19.5578 | 1/1/2025 | 12/31/2099 | TRUE | 10-Hour H2 Electrolyzer |  | 2027 |  |  |  | REF | 0 | 0 | Real 2021 ¦ 12/22/2022 3:42:52 PM | 3.3695 | Area 1001 Hydrogen electrolyzer + Hydrogen gas CT 2025 | 0 |  | 1 | Unit |  | PJM | 232.8 | 0 | 0.97 | 0 | 0 | 0 | 0 | 2102400 | 12.051 | 0 | 0 | 0
8332 | Area 1001 Hydrogen electrolyzer + Hydrogen gas CT 2026 | ATC | 2027 | AEP-KPCO | 240 | 240 | 0 | 0 | 0 |  | 0 | 106481.1719 | 240 | 93534.3281 | 12946.8428 | 0 | 0 | 0 | -1 | 0 | 0 |  | 0 | 0 | -0.035627 | -312.0896 | -312.0896 | 0 | 0 | 0 | 0 | 11.2094 | 11.2094 | 0 | 0 | -1 | 0 | 0 | 12 | 0 | 0.016448 | 0.016448 | 0 | 0 | 0 | 0 | 0 | -106482.0156 | 0 | 0 | 0 | 0 | 0 | -0.00014844 |  |  |  | 0 | 0 | 0 | 0 | 0 | 341 | 100.9993 | 123.9267 | -19.5578 | 1/1/2026 | 12/31/2099 | TRUE | 10-Hour H2 Electrolyzer |  | 2027 |  |  |  | REF | 0 | 0 | Real 2021 ¦ 12/22/2022 3:42:52 PM | 3.3695 | Area 1001 Hydrogen electrolyzer + Hydrogen gas CT 2026 | 0 |  | 1 | Unit |  | PJM | 232.8 | 0 | 0.97 | 0 | 0 | 0 | 0 | 2102400 | 12.051 | 0 | 0 | 0
8333 | Area 1001 Hydrogen electrolyzer + Hydrogen gas CT 2027 | ATC | 2027 | AEP-KPCO | 240 | 240 | 0 | 0 | 0 |  | 0 | 104895.8438 | 240 | 91975.4297 | 12920.4209 | 0 | 0 | 0 | -1 | 0 | 0 |  | 0 | 0 | -0.03556 | -311.5096 | -311.5096 | 0 | 0 | 0 | 0 | 11.2037 | 11.2037 | 0 | 0 | -1 | 0 | 0 | 12 | 0 | 0.016448 | 0.016448 | 0 | 0 | 0 | 0 | 0 | -104896.6797 | 0 | 0 | 0 | 0 | 0 | -0.00014817 |  |  |  | 0 | 0 | 0 | 0 | 0 | 338 | 100.8769 | 123.7159 | -19.4995 | 1/1/2027 | 12/31/2099 | TRUE | 10-Hour H2 Electrolyzer |  | 2027 |  |  |  | REF | 0 | 0 | Real 2021 ¦ 12/22/2022 3:42:52 PM | 3.3395 | Area 1001 Hydrogen electrolyzer + Hydrogen gas CT 2027 | 0 |  | 1 | Unit |  | PJM | 232.8 | 0 | 0.97 | 0 | 0 | 0 | 0 | 2102400 | 12.0346 | 0 | 0 | 0
8334 | Area 1001 Hydrogen electrolyzer + Hydrogen gas CT 2028 | ATC | 2027 | AEP-KPCO | 0 | 0 | 0 | 0 | 0 |  | 0 | 0 | 0 | 0 | 0 | 0 | 0 | 0 | -1 | 0 | 0 |  | 0 | 0 | 0 | 0 | 0 | 0 | 0 | 0 | 0 | 0 | 0 | 0 | 0 | -1 | 0 | 0 | 0 | 0 | 0 | 0 | 0 | 0 | 0 | 0 | 0 | 0 | 0 | 0 | 0 | 0 | 0 |  |  |  |  | 0 | 0 | 0 | 0 | 0 | 0 | 0 | 0 | -1.5279e-06 | 1/1/2028 | 12/31/2099 | TRUE | 10-Hour H2 Electrolyzer |  | 2027 |  |  |  | REF | 0 | 0 | Real 2021 ¦ 12/22/2022 3:42:52 PM | 0 | Area 1001 Hydrogen electrolyzer + Hydrogen gas CT 2028 | 0 |  | 1 | Unit |  | PJM | 0 | 0 | 0.97 | 0 | 0 | 0 | 0 | 0 | 0 | 0 | 0 | 0
8335 | Area 1001 Hydrogen electrolyzer + Hydrogen gas CT 2029 | ATC | 2027 | AEP-KPCO | 0 | 0 | 0 | 0 | 0 |  | 0 | 0 | 0 | 0 | 0 | 0 | 0 | 0 | -1 | 0 | 0 |  | 0 | 0 | 0 | 0 | 0 | 0 | 0 | 0 | 0 | 0 | 0 | 0 | 0 | -1 | 0 | 0 | 0 | 0 | 0 | 0 | 0 | 0 | 0 | 0 | 0 | 0 | 0 | 0 | 0 | 0 | 0 |  |  |  |  | 0 | 0 | 0 | 0 | 0 | 0 | 0 | 0 | -1.5279e-06 | 1/1/2029 | 12/31/2099 | TRUE | 10-Hour H2 Electrolyzer |  | 2027 |  |  |  | REF | 0 | 0 | Real 2021 ¦ 12/22/2022 3:42:52 PM | 0 | Area 1001 Hydrogen electrolyzer + Hydrogen gas CT 2029 | 0 |  | 1 | Unit |  | PJM | 0 | 0 | 0.97 | 0 | 0 | 0 | 0 | 0 | 0 | 0 | 0 | 0
8336 | Area 1001 Hydrogen electrolyzer + Hydrogen gas CT 2030 | ATC | 2027 | AEP-KPCO | 0 | 0 | 0 | 0 | 0 |  | 0 | 0 | 0 | 0 | 0 | 0 | 0 | 0 | -1 | 0 | 0 |  | 0 | 0 | 0 | 0 | 0 | 0 | 0 | 0 | 0 | 0 | 0 | 0 | 0 | -1 | 0 | 0 | 0 | 0 | 0 | 0 | 0 | 0 | 0 | 0 | 0 | 0 | 0 | 0 | 0 | 0 | 0 |  |  |  |  | 0 | 0 | 0 | 0 | 0 | 0 | 0 | 0 | -1.5279e-06 | 1/1/2030 | 12/31/2099 | TRUE | 10-Hour H2 Electrolyzer |  | 2027 |  |  |  | REF | 0 | 0 | Real 2021 ¦ 12/22/2022 3:42:52 PM | 0 | Area 1001 Hydrogen electrolyzer + Hydrogen gas CT 2030 | 0 |  | 1 | Unit |  | PJM | 0 | 0 | 0.97 | 0 | 0 | 0 | 0 | 0 | 0 | 0 | 0 | 0
8337 | Area 1001 Hydrogen electrolyzer + Hydrogen gas CT 2031 | ATC | 2027 | AEP-KPCO | 0 | 0 | 0 | 0 | 0 |  | 0 | 0 | 0 | 0 | 0 | 0 | 0 | 0 | -1 | 0 | 0 |  | 0 | 0 | 0 | 0 | 0 | 0 | 0 | 0 | 0 | 0 | 0 | 0 | 0 | -1 | 0 | 0 | 0 | 0 | 0 | 0 | 0 | 0 | 0 | 0 | 0 | 0 | 0 | 0 | 0 | 0 | 0 |  |  |  |  | 0 | 0 | 0 | 0 | 0 | 0 | 0 | 0 | -1.5279e-06 | 1/1/2031 | 12/31/2099 | TRUE | 10-Hour H2 Electrolyzer |  | 2027 |  |  |  | REF | 0 | 0 | Real 2021 ¦ 12/22/2022 3:42:52 PM | 0 | Area 1001 Hydrogen electrolyzer + Hydrogen gas CT 2031 | 0 |  | 1 | Unit |  | PJM | 0 | 0 | 0.97 | 0 | 0 | 0 | 0 | 0 | 0 | 0 | 0 | 0
8338 | Area 1001 Hydrogen electrolyzer + Hydrogen gas CT 2032 | ATC | 2027 | AEP-KPCO | 0 | 0 | 0 | 0 | 0 |  | 0 | 0 | 0 | 0 | 0 | 0 | 0 | 0 | -1 | 0 | 0 |  | 0 | 0 | 0 | 0 | 0 | 0 | 0 | 0 | 0 | 0 | 0 | 0 | 0 | -1 | 0 | 0 | 0 | 0 | 0 | 0 | 0 | 0 | 0 | 0 | 0 | 0 | 0 | 0 | 0 | 0 | 0 |  |  |  |  | 0 | 0 | 0 | 0 | 0 | 0 | 0 | 0 | -1.5279e-06 | 1/1/2032 | 12/31/2099 | TRUE | 10-Hour H2 Electrolyzer |  | 2027 |  |  |  | REF | 0 | 0 | Real 2021 ¦ 12/22/2022 3:42:52 PM | 0 | Area 1001 Hydrogen electrolyzer + Hydrogen gas CT 2032 | 0 |  | 1 | Unit |  | PJM | 0 | 0 | 0.97 | 0 | 0 | 0 | 0 | 0 | 0 | 0 | 0 | 0
8339 | Area 1001 Hydrogen electrolyzer + Hydrogen gas CT 2033 | ATC | 2027 | AEP-KPCO | 0 | 0 | 0 | 0 | 0 |  | 0 | 0 | 0 | 0 | 0 | 0 | 0 | 0 | -1 | 0 | 0 |  | 0 | 0 | 0 | 0 | 0 | 0 | 0 | 0 | 0 | 0 | 0 | 0 | 0 | -1 | 0 | 0 | 0 | 0 | 0 | 0 | 0 | 0 | 0 | 0 | 0 | 0 | 0 | 0 | 0 | 0 | 0 |  |  |  |  | 0 | 0 | 0 | 0 | 0 | 0 | 0 | 0 | -1.5279e-06 | 1/1/2033 | 12/31/2099 | TRUE | 10-Hour H2 Electrolyzer |  | 2027 |  |  |  | REF | 0 | 0 | Real 2021 ¦ 12/22/2022 3:42:52 PM | 0 | Area 1001 Hydrogen electrolyzer + Hydrogen gas CT 2033 | 0 |  | 1 | Unit |  | PJM | 0 | 0 | 0.97 | 0 | 0 | 0 | 0 | 0 | 0 | 0 | 0 | 0
8340 | Area 1001 Hydrogen electrolyzer + Hydrogen gas CT 2034 | ATC | 2027 | AEP-KPCO | 0 | 0 | 0 | 0 | 0 |  | 0 | 0 | 0 | 0 | 0 | 0 | 0 | 0 | -1 | 0 | 0 |  | 0 | 0 | 0 | 0 | 0 | 0 | 0 | 0 | 0 | 0 | 0 | 0 | 0 | -1 | 0 | 0 | 0 | 0 | 0 | 0 | 0 | 0 | 0 | 0 | 0 | 0 | 0 | 0 | 0 | 0 | 0 |  |  |  |  | 0 | 0 | 0 | 0 | 0 | 0 | 0 | 0 | -1.5279e-06 | 1/1/2034 | 12/31/2099 | TRUE | 10-Hour H2 Electrolyzer |  | 2027 |  |  |  | REF | 0 | 0 | Real 2021 ¦ 12/22/2022 3:42:52 PM | 0 | Area 1001 Hydrogen electrolyzer + Hydrogen gas CT 2034 | 0 |  | 1 | Unit |  | PJM | 0 | 0 | 0.97 | 0 | 0 | 0 | 0 | 0 | 0 | 0 | 0 | 0
8341 | Area 1001 Hydrogen electrolyzer + Hydrogen gas CT 2035 | ATC | 2027 | AEP-KPCO | 0 | 0 | 0 | 0 | 0 |  | 0 | 0 | 0 | 0 | 0 | 0 | 0 | 0 | -1 | 0 | 0 |  | 0 | 0 | 0 | 0 | 0 | 0 | 0 | 0 | 0 | 0 | 0 | 0 | 0 | -1 | 0 | 0 | 0 | 0 | 0 | 0 | 0 | 0 | 0 | 0 | 0 | 0 | 0 | 0 | 0 | 0 | 0 |  |  |  |  | 0 | 0 | 0 | 0 | 0 | 0 | 0 | 0 | -1.5279e-06 | 1/1/2035 | 12/31/2099 | TRUE | 10-Hour H2 Electrolyzer |  | 2027 |  |  |  | REF | 0 | 0 | Real 2021 ¦ 12/22/2022 3:42:52 PM | 0 | Area 1001 Hydrogen electrolyzer + Hydrogen gas CT 2035 | 0 |  | 1 | Unit |  | PJM | 0 | 0 | 0.97 | 0 | 0 | 0 | 0 | 0 | 0 | 0 | 0 | 0
8342 | Area 1001 Hydrogen electrolyzer + Hydrogen gas CT 2036 | ATC | 2027 | AEP-KPCO | 0 | 0 | 0 | 0 | 0 |  | 0 | 0 | 0 | 0 | 0 | 0 | 0 | 0 | -1 | 0 | 0 |  | 0 | 0 | 0 | 0 | 0 | 0 | 0 | 0 | 0 | 0 | 0 | 0 | 0 | -1 | 0 | 0 | 0 | 0 | 0 | 0 | 0 | 0 | 0 | 0 | 0 | 0 | 0 | 0 | 0 | 0 | 0 |  |  |  |  | 0 | 0 | 0 | 0 | 0 | 0 | 0 | 0 | -1.5279e-06 | 1/1/2036 | 12/31/2099 | TRUE | 10-Hour H2 Electrolyzer |  | 2027 |  |  |  | REF | 0 | 0 | Real 2021 ¦ 12/22/2022 3:42:52 PM | 0 | Area 1001 Hydrogen electrolyzer + Hydrogen gas CT 2036 | 0 |  | 1 | Unit |  | PJM | 0 | 0 | 0.97 | 0 | 0 | 0 | 0 | 0 | 0 | 0 | 0 | 0
8343 | Area 1001 Hydrogen electrolyzer + Hydrogen gas CT 2037 | ATC | 2027 | AEP-KPCO | 0 | 0 | 0 | 0 | 0 |  | 0 | 0 | 0 | 0 | 0 | 0 | 0 | 0 | -1 | 0 | 0 |  | 0 | 0 | 0 | 0 | 0 | 0 | 0 | 0 | 0 | 0 | 0 | 0 | 0 | -1 | 0 | 0 | 0 | 0 | 0 | 0 | 0 | 0 | 0 | 0 | 0 | 0 | 0 | 0 | 0 | 0 | 0 |  |  |  |  | 0 | 0 | 0 | 0 | 0 | 0 | 0 | 0 | -1.5279e-06 | 1/1/2037 | 12/31/2099 | TRUE | 10-Hour H2 Electrolyzer |  | 2027 |  |  |  | REF | 0 | 0 | Real 2021 ¦ 12/22/2022 3:42:52 PM | 0 | Area 1001 Hydrogen electrolyzer + Hydrogen gas CT 2037 | 0 |  | 1 | Unit |  | PJM | 0 | 0 | 0.97 | 0 | 0 | 0 | 0 | 0 | 0 | 0 | 0 | 0
8344 | Area 1001 Hydrogen electrolyzer + Hydrogen gas CT 2038 | ATC | 2027 | AEP-KPCO | 0 | 0 | 0 | 0 | 0 |  | 0 | 0 | 0 | 0 | 0 | 0 | 0 | 0 | -1 | 0 | 0 |  | 0 | 0 | 0 | 0 | 0 | 0 | 0 | 0 | 0 | 0 | 0 | 0 | 0 | -1 | 0 | 0 | 0 | 0 | 0 | 0 | 0 | 0 | 0 | 0 | 0 | 0 | 0 | 0 | 0 | 0 | 0 |  |  |  |  | 0 | 0 | 0 | 0 | 0 | 0 | 0 | 0 | -1.5279e-06 | 1/1/2038 | 12/31/2099 | TRUE | 10-Hour H2 Electrolyzer |  | 2027 |  |  |  | REF | 0 | 0 | Real 2021 ¦ 12/22/2022 3:42:52 PM | 0 | Area 1001 Hydrogen electrolyzer + Hydrogen gas CT 2038 | 0 |  | 1 | Unit |  | PJM | 0 | 0 | 0.97 | 0 | 0 | 0 | 0 | 0 | 0 | 0 | 0 | 0
8345 | Area 1001 Hydrogen electrolyzer + Hydrogen gas CT 2039 | ATC | 2027 | AEP-KPCO | 0 | 0 | 0 | 0 | 0 |  | 0 | 0 | 0 | 0 | 0 | 0 | 0 | 0 | -1 | 0 | 0 |  | 0 | 0 | 0 | 0 | 0 | 0 | 0 | 0 | 0 | 0 | 0 | 0 | 0 | -1 | 0 | 0 | 0 | 0 | 0 | 0 | 0 | 0 | 0 | 0 | 0 | 0 | 0 | 0 | 0 | 0 | 0 |  |  |  |  | 0 | 0 | 0 | 0 | 0 | 0 | 0 | 0 | -1.5279e-06 | 1/1/2039 | 12/31/2099 | TRUE | 10-Hour H2 Electrolyzer |  | 2027 |  |  |  | REF | 0 | 0 | Real 2021 ¦ 12/22/2022 3:42:52 PM | 0 | Area 1001 Hydrogen electrolyzer + Hydrogen gas CT 2039 | 0 |  | 1 | Unit |  | PJM | 0 | 0 | 0.97 | 0 | 0 | 0 | 0 | 0 | 0 | 0 | 0 | 0
8346 | Area 1001 Hydrogen electrolyzer + Hydrogen gas CT 2040 | ATC | 2027 | AEP-KPCO | 0 | 0 | 0 | 0 | 0 |  | 0 | 0 | 0 | 0 | 0 | 0 | 0 | 0 | -1 | 0 | 0 |  | 0 | 0 | 0 | 0 | 0 | 0 | 0 | 0 | 0 | 0 | 0 | 0 | 0 | -1 | 0 | 0 | 0 | 0 | 0 | 0 | 0 | 0 | 0 | 0 | 0 | 0 | 0 | 0 | 0 | 0 | 0 |  |  |  |  | 0 | 0 | 0 | 0 | 0 | 0 | 0 | 0 | -1.5279e-06 | 1/1/2040 | 12/31/2099 | TRUE | 10-Hour H2 Electrolyzer |  | 2027 |  |  |  | REF | 0 | 0 | Real 2021 ¦ 12/22/2022 3:42:52 PM | 0 | Area 1001 Hydrogen electrolyzer + Hydrogen gas CT 2040 | 0 |  | 1 | Unit |  | PJM | 0 | 0 | 0.97 | 0 | 0 | 0 | 0 | 0 | 0 | 0 | 0 | 0
8347 | Area 1001 Hydrogen electrolyzer + Hydrogen gas CT 2041 | ATC | 2027 | AEP-KPCO | 0 | 0 | 0 | 0 | 0 |  | 0 | 0 | 0 | 0 | 0 | 0 | 0 | 0 | -1 | 0 | 0 |  | 0 | 0 | 0 | 0 | 0 | 0 | 0 | 0 | 0 | 0 | 0 | 0 | 0 | -1 | 0 | 0 | 0 | 0 | 0 | 0 | 0 | 0 | 0 | 0 | 0 | 0 | 0 | 0 | 0 | 0 | 0 |  |  |  |  | 0 | 0 | 0 | 0 | 0 | 0 | 0 | 0 | -1.5279e-06 | 1/1/2041 | 12/31/2099 | TRUE | 10-Hour H2 Electrolyzer |  | 2027 |  |  |  | REF | 0 | 0 | Real 2021 ¦ 12/22/2022 3:42:52 PM | 0 | Area 1001 Hydrogen electrolyzer + Hydrogen gas CT 2041 | 0 |  | 1 | Unit |  | PJM | 0 | 0 | 0.97 | 0 | 0 | 0 | 0 | 0 | 0 | 0 | 0 | 0
8348 | Area 1001 Hydrogen electrolyzer + Hydrogen gas CT 2042 | ATC | 2027 | AEP-KPCO | 0 | 0 | 0 | 0 | 0 |  | 0 | 0 | 0 | 0 | 0 | 0 | 0 | 0 | -1 | 0 | 0 |  | 0 | 0 | 0 | 0 | 0 | 0 | 0 | 0 | 0 | 0 | 0 | 0 | 0 | -1 | 0 | 0 | 0 | 0 | 0 | 0 | 0 | 0 | 0 | 0 | 0 | 0 | 0 | 0 | 0 | 0 | 0 |  |  |  |  | 0 | 0 | 0 | 0 | 0 | 0 | 0 | 0 | -1.5279e-06 | 1/1/2042 | 12/31/2099 | TRUE | 10-Hour H2 Electrolyzer |  | 2027 |  |  |  | REF | 0 | 0 | Real 2021 ¦ 12/22/2022 3:42:52 PM | 0 | Area 1001 Hydrogen electrolyzer + Hydrogen gas CT 2042 | 0 |  | 1 | Unit |  | PJM | 0 | 0 | 0.97 | 0 | 0 | 0 | 0 | 0 | 0 | 0 | 0 | 0
8349 | Area 1001 Hydrogen electrolyzer + Hydrogen gas CT 2043 | ATC | 2027 | AEP-KPCO | 0 | 0 | 0 | 0 | 0 |  | 0 | 0 | 0 | 0 | 0 | 0 | 0 | 0 | -1 | 0 | 0 |  | 0 | 0 | 0 | 0 | 0 | 0 | 0 | 0 | 0 | 0 | 0 | 0 | 0 | -1 | 0 | 0 | 0 | 0 | 0 | 0 | 0 | 0 | 0 | 0 | 0 | 0 | 0 | 0 | 0 | 0 | 0 |  |  |  |  | 0 | 0 | 0 | 0 | 0 | 0 | 0 | 0 | -1.5279e-06 | 1/1/2043 | 12/31/2099 | TRUE | 10-Hour H2 Electrolyzer |  | 2027 |  |  |  | REF | 0 | 0 | Real 2021 ¦ 12/22/2022 3:42:52 PM | 0 | Area 1001 Hydrogen electrolyzer + Hydrogen gas CT 2043 | 0 |  | 1 | Unit |  | PJM | 0 | 0 | 0.97 | 0 | 0 | 0 | 0 | 0 | 0 | 0 | 0 | 0
8350 | Area 1001 Test Paired Solar | ATC | 2027 | AEP-KPCO | 22.8336 | 100 | 0 | 0 | 0 | 0 | 0 | 19045.9512 | 100 | 17559.7051 | 1486.2446 | 0 | 0 | 0 | -1 | 0 | 0 | 0 | 0 | 0 | 22.8336 | 200022.6875 | 200022.6875 | 0 | 1.3699 | 0 | 0 | 6569.063 | 6569.063 | 0 | 0 | -1 | 0 | 0 | 365 | 0 | 0 | 0 | 0 | 0 | 0 | 0 | 0 | -12476.8867 | 0 | 0 | 0 | 0 | 0 | 0.22834 | 32.8416 | 95.2189 | -62.3774 | 0 | 77.1664 | 0 | 0 | 0 | 4383 | 200022.6875 | 0 | 0 | 1/1/2023 | 12/31/2099 | TRUE | Solar |  | 2027 |  |  |  | REF | 0 | 0 | Real 2021 ¦ 12/22/2022 3:42:52 PM | 0 | Area 1001 Test Paired Solar | 0 |  | 1 | Unit |  | PJM | 5 | 0 | 0.26534 | 0 | 0 | 0 | 0 | 200022.6875 | 0 | 0 | 0 | 0
8351 | Area 1001 Test Paired Storage | ATC | 2027 | AEP-KPCO | 50 | 50 | 0 | 0 | 0 |  | 0 | 10673.4385 | 50 | 9498.2041 | 1175.2343 | 0 | 0 | 0 | -1 | 0 | 0 |  | 0 | 0 | -0.96911 | -8489.4414 | -8489.4414 | 0 | 0 | 0 | 0 | 1629.1798 | 1629.1798 | 0 | 0 | -1 | 0 | 0 | 462 | 0 | 0.61259 | 0.61259 | 0 | 0 | 0 | 0 | 0 | -10455.625 | 0 | 0 | 0 | 0 | 0 | -0.019382 |  |  |  | 0 | 0 | 0 | 0 | 0 | 4603 | 39444.4141 | 40743.7773 | -1297.1625 | 1/1/2023 | 12/31/2099 | TRUE | 4-Hour Li-on Battery Storage |  | 2027 |  |  |  | REF | 0 | 0 | Real 2021 ¦ 12/22/2022 3:42:52 PM | 110.8328 | Area 1001 Test Paired Storage | 0 |  | 1 | Unit |  | PJM | 48.5 | 0 | 0.97 | 0 | 0 | 0 | 0 | 438000 | 1411.3663 | 0 | 0 | 0
8352 | Spicewood Solar 2027 | ATC | 2027 | AEP-KPCO | 22.8336 | 100 | 0 | -34.1301 | -35.8366 | -34.1301 | -34.1301 | 14554.1885 | 100 | 13249.5957 | 1304.5925 | 0 | 0 | 0 | -1 | 0 | 0 | 0 | 0 | 0 | 22.8336 | 200022.6875 | 200022.6875 | 0 | 0 | 0 | 0 | 6569.063 | 6569.063 | 0 | 0 | -1 | 0 | 0 | 365 | 0 | 0 | 0 | 0 | 0 | 0 | 0 | 0 | -1158.333 | -6826.7925 | 0 | -6826.7925 | 0 | 0 | 0.22834 | 32.8416 | 38.6326 | -5.791 | 0 | 77.1664 | 0 | 0 | 0 | 4383 | 200022.6875 | 0 | 0 | 1/1/2027 | 12/31/2099 | TRUE | Solar |  | 2027 |  |  |  | REF | 0 | 0 | Real 2021 ¦ 12/22/2022 3:42:52 PM | 0 | Spicewood Solar 2027 | 0 |  | 1 | Unit |  | PJM | 5 | 0 | 0.26534 | 0 | 0 | 0 | 0 | 200022.6875 | 0 | 0 | 0 | 0
8353 | Big Sandy #1_Ext Gas | ATC | 2027 | AEP-KPCO | 0 | 0 | 0 | 0 | 0 |  | 0 | 0 | 0 | 0 | 0 | 0 | 0 | 0 | -1 | 0 | 0 |  | 0 | 0 | 0 | 0 | 0 | 0 | 0 | 0 | 0 | 0 | 0 | 0 | 0 | -1 | 0 | 0 | 0 | 0 | 0 | 0 | 0 | 0 | 0 | 0 | 0 | 0 | 0 | 0 | 0 | 0 | 0 |  |  |  |  | 0 | 0 | 0 | 0 | 0 | 0 | 0 | 0 | 0 | 6/1/2031 | 5/31/2041 | TRUE | TCO |  | 2027 |  |  |  | REF | 0 | 0 | Real 2021 ¦ 12/22/2022 3:42:52 PM | 0 | Big Sandy #1_Ext Gas | 0 |  | 2 | Unit |  | PJM | 0 | 0 | 0.95 | 0 | 0 | 0 | 0 | 0 | 0 | 0 | 0 | 0
8354 | Big Sandy #1_Ext_NGCCS retrofit 2031 | ATC | 2027 | AEP-KPCO | 0 | 0 | 0 | 0 | 0 |  | 0 | 0 | 0 | 0 | 0 | 0 | 0 | 0 | -1 | 0 | 0 |  | 0 | 0 | 0 | 0 | 0 | 0 | 0 | 0 | 0 | 0 | 0 | 0 | 0 | -1 | 0 | 0 | 0 | 0 | 0 | 0 | 0 | 0 | 0 | 0 | 0 | 0 | 0 | 0 | 0 | 0 | 0 |  |  |  |  | 0 | 0 | 0 | 0 | 0 | 0 | 0 | 0 | 0 | 6/1/2031 | 5/31/2041 | TRUE | TCO |  | 2027 |  |  |  | REF | 0 | 0 | Real 2021 ¦ 12/22/2022 3:42:52 PM | 0 | Big Sandy #1_Ext_NGCCS retrofit 2032 | 0 |  | 2 | Unit |  | PJM | 0 | 0 | 0.95 | 0 | 0 | 0 | 0 | 0 | 0 | 0 | 0 | 0
8355 | Residential - Low/Medium_23-25 | ATC | 2027 | AEP-KPCO | 1.7207 | 15073.1426 | 0 | 0 | 0 | 0 | 0 | 0 | 15073.1426 | 0 | 0 | 0 | 0 | 0 | -1 | 0 | 0 | 0 | 0 | 0 | 1.7207 | 15073.1426 | 15073.1426 | 0 | 0 | 0 | 0 | 509.4778 | 509.4778 | 0 | 0 | -1 | 0 | 0 | 365 | 0 | 0 | 0 | 0 | 0 | 0 | 0 | 0 | 509.4778 | 0 | 0 | 0 | 0 | 0 | 0.00011416 | 33.8004 | 0 | 33.8004 | 0 | 0 | 0 | 0 | 0 | 8760 | 15073.1426 | 0 | 0 | 1/1/2023 | 12/31/2099 | TRUE | DSM_EE |  | 2027 |  |  |  | REF | 0 | 0 | Real 2021 ¦ 12/22/2022 3:42:52 PM | 0 | Residential - Low/Medium_23-25 | 0 |  | 1 | Unit |  | PJM | 0.1326 | 0 | 0.26534 | 0 | 0 | 0 | 0 | 15073.1426 | 0 | 0 | 0 | 0
8356 | Residential - High_23-25 | ATC | 2027 | AEP-KPCO | 0.69853 | 6119.1309 | 0 | 0 | 0 | 0 | 0 | 0 | 6119.1309 | 0 | 0 | 0 | 0 | 0 | -1 | 0 | 0 | 0 | 0 | 0 | 0.69853 | 6119.1309 | 6119.1309 | 0 | 0 | 0 | 0 | 213.3441 | 213.3441 | 0 | 0 | -1 | 0 | 0 | 365 | 0 | 0 | 0 | 0 | 0 | 0 | 0 | 0 | 213.3441 | 0 | 0 | 0 | 0 | 0 | 0.00011416 | 34.8651 | 0 | 34.8651 | 0 | 0 | 0 | 0 | 0 | 8760 | 6119.1309 | 0 | 0 | 1/1/2023 | 12/31/2099 | TRUE | DSM_EE |  | 2027 |  |  |  | REF | 0 | 0 | Real 2021 ¦ 12/22/2022 3:42:52 PM | 0 | Residential - High_23-25 | 0 |  | 1 | Unit |  | PJM | 1.6173 | 0 | 1 | 0 | 0 | 0 | 0 | 6119.1309 | 0 | 0 | 0 | 0
8357 | Residential - Behavior_23-25 | ATC | 2027 | AEP-KPCO | 0 | 0 | 0 | 0 | 0 |  | 0 | 0 | 0 | 0 | 0 | 0 | 0 | 0 | -1 | 0 | 0 |  | 0 | 0 | 0 | 0 | 0 | 0 | 0 | 0 | 0 | 0 | 0 | 0 | 0 | -1 | 0 | 0 | 0 | 0 | 0 | 0 | 0 | 0 | 0 | 0 | 0 | 0 | 0 | 0 | 0 | 0 | 0 |  |  |  |  | 0 | 0 | 0 | 0 | 0 | 0 | 0 | 0 | 0 | 1/1/2023 | 12/31/2099 | TRUE | DSM_EE |  | 2027 |  |  |  | REF | 0 | 0 | Real 2021 ¦ 12/22/2022 3:42:52 PM | 0 | Residential - Behavior_23-25 | 0 |  | 1 | Unit |  | PJM | 0 | 0 | 1 | 0 | 0 | 0 | 0 | 0 | 0 | 0 | 0 | 0
8358 | C&I - Low_23-25 | ATC | 2027 | AEP-KPCO | 5.4179 | 47460.6562 | 0 | 0 | 0 | 0 | 0 | 0 | 47460.6562 | 0 | 0 | 0 | 0 | 0 | -1 | 0 | 0 | 0 | 0 | 0 | 5.4179 | 47460.6562 | 47460.6562 | 0 | 0 | 0 | 0 | 1565.4319 | 1565.4319 | 0 | 0 | -1 | 0 | 0 | 365 | 0 | 0 | 0 | 0 | 0 | 0 | 0 | 0 | 1565.4319 | 0 | 0 | 0 | 0 | 0 | 0.00011416 | 32.9838 | 0 | 32.9838 | 0 | 0 | 0 | 0 | 0 | 8760 | 47460.6562 | 0 | 0 | 1/1/2023 | 12/31/2099 | TRUE | DSM_EE |  | 2027 |  |  |  | REF | 0 | 0 | Real 2021 ¦ 12/22/2022 3:42:52 PM | 0 | C&I - Low_23-25 | 0 |  | 1 | Unit |  | PJM | 8.419 | 0 | 1 | 0 | 0 | 0 | 0 | 47460.6562 | 0 | 0 | 0 | 0
8359 | C&I - High_23-25 | ATC | 2027 | AEP-KPCO | 0 | 0 | 0 | 0 | 0 |  | 0 | 0 | 0 | 0 | 0 | 0 | 0 | 0 | -1 | 0 | 0 |  | 0 | 0 | 0 | 0 | 0 | 0 | 0 | 0 | 0 | 0 | 0 | 0 | 0 | -1 | 0 | 0 | 0 | 0 | 0 | 0 | 0 | 0 | 0 | 0 | 0 | 0 | 0 | 0 | 0 | 0 | 0 |  |  |  |  | 0 | 0 | 0 | 0 | 0 | 0 | 0 | 0 | 0 | 1/1/2023 | 12/31/2099 | TRUE | DSM_EE |  | 2027 |  |  |  | REF | 0 | 0 | Real 2021 ¦ 12/22/2022 3:42:52 PM | 0 | C&I - High_23-25 | 0 |  | 1 | Unit |  | PJM | 0 | 0 | 1 | 0 | 0 | 0 | 0 | 0 | 0 | 0 | 0 | 0
8360 | IQW_23-25 | ATC | 2027 | AEP-KPCO | 0.075775 | 663.789 | 0 | 0 | 0 | 0 | 0 | 0 | 663.789 | 0 | 0 | 0 | 0 | 0 | -1 | 0 | 0 | 0 | 0 | 0 | 0.075775 | 663.789 | 663.789 | 0 | 0 | 0 | 0 | 22.6082 | 22.6082 | 0 | 0 | -1 | 0 | 0 | 365 | 0 | 0 | 0 | 0 | 0 | 0 | 0 | 0 | 22.6082 | 0 | 0 | 0 | 0 | 0 | 0.00011416 | 34.0593 | 0 | 34.0593 | 0 | 0 | 0 | 0 | 0 | 8760 | 663.789 | 0 | 0 | 1/1/2023 | 12/31/2099 | TRUE | DSM_EE |  | 2027 |  |  |  | REF | 0 | 0 | Real 2021 ¦ 12/22/2022 3:42:52 PM | 0 | IQW_23-25 | 0 |  | 1 | Unit |  | PJM | 0.20711 | 0 | 1 | 0 | 0 | 0 | 0 | 663.789 | 0 | 0 | 0 | 0
8361 | Residential - Low/Medium_26-30 | ATC | 2027 | AEP-KPCO | 2.4601 | 21550.3262 | 0 | 0 | 0 | 0 | 0 | 2711.7935 | 21550.3262 | 2711.7935 | 0 | 0 | 0 | 0 | -1 | 0 | 0 | 0 | 0 | 0 | 2.4601 | 21550.3262 | 21550.3262 | 0 | 0 | 0 | 0 | 730.6155 | 730.6155 | 0 | 0 | -1 | 0 | 0 | 365 | 0 | 0 | 0 | 0 | 0 | 0 | 0 | 0 | -1981.1781 | 0 | 0 | 0 | 0 | 0 | 0.00011416 | 33.9028 | 125.8354 | -91.9326 | 0 | 0 | 0 | 0 | 0 | 8760 | 21550.3262 | 0 | 0 | 1/1/2026 | 12/31/2099 | TRUE | DSM_EE |  | 2027 |  |  |  | REF | 0 | 0 | Real 2021 ¦ 12/22/2022 3:42:52 PM | 0 | Residential - Low/Medium_26-30 | 0 |  | 1 | Unit |  | PJM | 4.7053 | 0 | 1 | 0 | 0 | 0 | 0 | 21550.3262 | 0 | 0 | 0 | 0
8362 | Residential - High_26-30 | ATC | 2027 | AEP-KPCO | 0.82997 | 7270.5239 | 0 | 0 | 0 | 0 | 0 | 4297.8979 | 7270.5239 | 4297.8979 | 0 | 0 | 0 | 0 | -1 | 0 | 0 | 0 | 0 | 0 | 0.82997 | 7270.5239 | 7270.5239 | 0 | 0 | 0 | 0 | 254.9329 | 254.9329 | 0 | 0 | -1 | 0 | 0 | 365 | 0 | 0 | 0 | 0 | 0 | 0 | 0 | 0 | -4042.9651 | 0 | 0 | 0 | 0 | 0 | 0.00011416 | 35.0639 | 591.1401 | -556.0762 | 0 | 0 | 0 | 0 | 0 | 8760 | 7270.5239 | 0 | 0 | 1/1/2026 | 12/31/2099 | TRUE | DSM_EE |  | 2027 |  |  |  | REF | 0 | 0 | Real 2021 ¦ 12/22/2022 3:42:52 PM | 0 | Residential - High_26-30 | 0 |  | 1 | Unit |  | PJM | 1.9882 | 0 | 1 | 0 | 0 | 0 | 0 | 7270.5239 | 0 | 0 | 0 | 0
8363 | Residential - Behavior_26-30 | ATC | 2027 | AEP-KPCO | 1.0772 | 9436.2588 | 0 | 0 | 0 | 0 | 0 | 583.8385 | 9436.2588 | 583.8385 | 0 | 0 | 0 | 0 | -1 | 0 | 0 | 0 | 0 | 0 | 1.0772 | 9436.2588 | 9436.2588 | 0 | 0 | 0 | 0 | 324.2545 | 324.2545 | 0 | 0 | -1 | 0 | 0 | 365 | 0 | 0 | 0 | 0 | 0 | 0 | 0 | 0 | -259.584 | 0 | 0 | 0 | 0 | 0 | 0.00011416 | 34.3626 | 61.8718 | -27.5092 | 0 | 0 | 0 | 0 | 0 | 8760 | 9436.2588 | 0 | 0 | 1/1/2026 | 12/31/2099 | TRUE | DSM_EE |  | 2027 |  |  |  | REF | 0 | 0 | Real 2021 ¦ 12/22/2022 3:42:52 PM | 0 | Residential - Behavior_26-30 | 0 |  | 1 | Unit |  | PJM | 2.3475 | 0 | 1 | 0 | 0 | 0 | 0 | 9436.2588 | 0 | 0 | 0 | 0
8364 | C&I - Low_26-30 | ATC | 2027 | AEP-KPCO | 7.3737 | 64593.8633 | 0 | 0 | 0 | 0 | 0 | 5962.8086 | 64593.8633 | 5962.8086 | 0 | 0 | 0 | 0 | -1 | 0 | 0 | 0 | 0 | 0 | 7.3737 | 64593.8633 | 64593.8633 | 0 | 0 | 0 | 0 | 2141.6333 | 2141.6333 | 0 | 0 | -1 | 0 | 0 | 365 | 0 | 0 | 0 | 0 | 0 | 0 | 0 | 0 | -3821.1753 | 0 | 0 | 0 | 0 | 0 | 0.00011416 | 33.1554 | 92.3123 | -59.1569 | 0 | 0 | 0 | 0 | 0 | 8760 | 64593.8633 | 0 | 0 | 1/1/2026 | 12/31/2099 | TRUE | DSM_EE |  | 2027 |  |  |  | REF | 0 | 0 | Real 2021 ¦ 12/22/2022 3:42:52 PM | 0 | C&I - Low_26-30 | 0 |  | 1 | Unit |  | PJM | 11.4817 | 0 | 1 | 0 | 0 | 0 | 0 | 64593.8633 | 0 | 0 | 0 | 0
8365 | C&I - High_26-30 | ATC | 2027 | AEP-KPCO | 0.46397 | 4064.397 | 0 | 0 | 0 | 0 | 0 | 595.5671 | 4064.397 | 595.5671 | 0 | 0 | 0 | 0 | -1 | 0 | 0 | 0 | 0 | 0 | 0.46397 | 4064.397 | 4064.397 | 0 | 0 | 0 | 0 | 135.439 | 135.439 | 0 | 0 | -1 | 0 | 0 | 365 | 0 | 0 | 0 | 0 | 0 | 0 | 0 | 0 | -460.1282 | 0 | 0 | 0 | 0 | 0 | 0.00011416 | 33.3233 | 146.5327 | -113.2094 | 0 | 0 | 0 | 0 | 0 | 8760 | 4064.397 | 0 | 0 | 1/1/2026 | 12/31/2099 | TRUE | DSM_EE |  | 2027 |  |  |  | REF | 0 | 0 | Real 2021 ¦ 12/22/2022 3:42:52 PM | 0 | C&I - High_26-30 | 0 |  | 1 | Unit |  | PJM | 0.7001 | 0 | 1 | 0 | 0 | 0 | 0 | 4064.397 | 0 | 0 | 0 | 0
8366 | IQW_26-30 | ATC | 2027 | AEP-KPCO | 0.10435 | 914.146 | 0 | 0 | 0 | 0 | 0 | 744.4869 | 914.146 | 744.4869 | 0 | 0 | 0 | 0 | -1 | 0 | 0 | 0 | 0 | 0 | 0.10435 | 914.146 | 914.146 | 0 | 0 | 0 | 0 | 31.327 | 31.327 | 0 | 0 | -1 | 0 | 0 | 365 | 0 | 0 | 0 | 0 | 0 | 0 | 0 | 0 | -713.1599 | 0 | 0 | 0 | 0 | 0 | 0.00011416 | 34.2692 | 814.407 | -780.1379 | 0 | 0 | 0 | 0 | 0 | 8760 | 914.146 | 0 | 0 | 1/1/2026 | 12/31/2099 | TRUE | DSM_EE |  | 2027 |  |  |  | REF | 0 | 0 | Real 2021 ¦ 12/22/2022 3:42:52 PM | 0 | IQW_26-30 | 0 |  | 1 | Unit |  | PJM | 0.33726 | 0 | 1 | 0 | 0 | 0 | 0 | 914.146 | 0 | 0 | 0 | 0
8367 | Residential - Low/Medium_31-42 | ATC | 2027 | AEP-KPCO | 0 | 0 | 0 | 0 | 0 |  | 0 | 0 | 0 | 0 | 0 | 0 | 0 | 0 | -1 | 0 | 0 |  | 0 | 0 | 0 | 0 | 0 | 0 | 0 | 100 | 0 | 0 | 0 | 0 | 0 | -1 | 0 | 0 | 0 | 0 | 0 | 0 | 0 | 0 | 0 | 0 | 0 | 0 | 0 | 0 | 0 | 0 | 0 |  |  |  |  | 0 | 0 | 0 | 0 | 0 | 0 | 0 | 0 | 0 | 1/1/2031 | 12/31/2099 | TRUE | DSM_EE |  | 2027 |  |  |  | REF | 0 | 0 | Real 2021 ¦ 12/22/2022 3:42:52 PM | 0 | Residential - Low/Medium_31-42 | 0 |  | 1 | Unit |  | PJM | 0 | 0 | 1 | 0 | 0 | 0 | 0 | 0 | 0 | 0 | 0 | 0
8368 | Residential - High_31-42 | ATC | 2027 | AEP-KPCO | 0 | 0 | 0 | 0 | 0 |  | 0 | 0 | 0 | 0 | 0 | 0 | 0 | 0 | -1 | 0 | 0 |  | 0 | 0 | 0 | 0 | 0 | 0 | 0 | 100 | 0 | 0 | 0 | 0 | 0 | -1 | 0 | 0 | 0 | 0 | 0 | 0 | 0 | 0 | 0 | 0 | 0 | 0 | 0 | 0 | 0 | 0 | 0 |  |  |  |  | 0 | 0 | 0 | 0 | 0 | 0 | 0 | 0 | 0 | 1/1/2031 | 12/31/2099 | TRUE | DSM_EE |  | 2027 |  |  |  | REF | 0 | 0 | Real 2021 ¦ 12/22/2022 3:42:52 PM | 0 | Residential - High_31-42 | 0 |  | 1 | Unit |  | PJM | 0 | 0 | 1 | 0 | 0 | 0 | 0 | 0 | 0 | 0 | 0 | 0
8369 | Residential - Behavior_31-42 | ATC | 2027 | AEP-KPCO | 0 | 0 | 0 | 0 | 0 |  | 0 | 0 | 0 | 0 | 0 | 0 | 0 | 0 | -1 | 0 | 0 |  | 0 | 0 | 0 | 0 | 0 | 0 | 0 | 100 | 0 | 0 | 0 | 0 | 0 | -1 | 0 | 0 | 0 | 0 | 0 | 0 | 0 | 0 | 0 | 0 | 0 | 0 | 0 | 0 | 0 | 0 | 0 |  |  |  |  | 0 | 0 | 0 | 0 | 0 | 0 | 0 | 0 | 0 | 1/1/2031 | 12/31/2099 | TRUE | DSM_EE |  | 2027 |  |  |  | REF | 0 | 0 | Real 2021 ¦ 12/22/2022 3:42:52 PM | 0 | Residential - Behavior_31-42 | 0 |  | 1 | Unit |  | PJM | 0 | 0 | 1 | 0 | 0 | 0 | 0 | 0 | 0 | 0 | 0 | 0
8370 | C&I - Low_31-42 | ATC | 2027 | AEP-KPCO | 0 | 0 | 0 | 0 | 0 |  | 0 | 0 | 0 | 0 | 0 | 0 | 0 | 0 | -1 | 0 | 0 |  | 0 | 0 | 0 | 0 | 0 | 0 | 0 | 100 | 0 | 0 | 0 | 0 | 0 | -1 | 0 | 0 | 0 | 0 | 0 | 0 | 0 | 0 | 0 | 0 | 0 | 0 | 0 | 0 | 0 | 0 | 0 |  |  |  |  | 0 | 0 | 0 | 0 | 0 | 0 | 0 | 0 | 0 | 1/1/2031 | 12/31/2099 | TRUE | DSM_EE |  | 2027 |  |  |  | REF | 0 | 0 | Real 2021 ¦ 12/22/2022 3:42:52 PM | 0 | C&I - Low_31-42 | 0 |  | 1 | Unit |  | PJM | 0 | 0 | 1 | 0 | 0 | 0 | 0 | 0 | 0 | 0 | 0 | 0
8371 | C&I - High_31-42 | ATC | 2027 | AEP-KPCO | 0 | 0 | 0 | 0 | 0 |  | 0 | 0 | 0 | 0 | 0 | 0 | 0 | 0 | -1 | 0 | 0 |  | 0 | 0 | 0 | 0 | 0 | 0 | 0 | 100 | 0 | 0 | 0 | 0 | 0 | -1 | 0 | 0 | 0 | 0 | 0 | 0 | 0 | 0 | 0 | 0 | 0 | 0 | 0 | 0 | 0 | 0 | 0 |  |  |  |  | 0 | 0 | 0 | 0 | 0 | 0 | 0 | 0 | 0 | 1/1/2031 | 12/31/2099 | TRUE | DSM_EE |  | 2027 |  |  |  | REF | 0 | 0 | Real 2021 ¦ 12/22/2022 3:42:52 PM | 0 | C&I - High_31-42 | 0 |  | 1 | Unit |  | PJM | 0 | 0 | 1 | 0 | 0 | 0 | 0 | 0 | 0 | 0 | 0 | 0
8372 | IQW_31-42 | ATC | 2027 | AEP-KPCO | 0 | 0 | 0 | 0 | 0 |  | 0 | 0 | 0 | 0 | 0 | 0 | 0 | 0 | -1 | 0 | 0 |  | 0 | 0 | 0 | 0 | 0 | 0 | 0 | 100 | 0 | 0 | 0 | 0 | 0 | -1 | 0 | 0 | 0 | 0 | 0 | 0 | 0 | 0 | 0 | 0 | 0 | 0 | 0 | 0 | 0 | 0 | 0 |  |  |  |  | 0 | 0 | 0 | 0 | 0 | 0 | 0 | 0 | 0 | 1/1/2031 | 12/31/2099 | TRUE | DSM_EE |  | 2027 |  |  |  | REF | 0 | 0 | Real 2021 ¦ 12/22/2022 3:42:52 PM | 0 | IQW_31-42 | 0 |  | 1 | Unit |  | PJM | 0 | 0 | 1 | 0 | 0 | 0 | 0 | 0 | 0 | 0 | 0 | 0
8373 | Area 1001 Test Paired Solar 3-1 | ATC | 2027 | AEP-KPCO | 34.2505 | 150 | 0 | 0 | 0 | 0 | 0 | 31178.1113 | 150 | 28948.7441 | 2229.3669 | 0 | 0 | 0 | -1 | 0 | 0 | 0 | 0 | 0 | 34.2505 | 300034.0312 | 300034.0312 | 0 | 0 | 0 | 0 | 9853.5947 | 9853.5947 | 0 | 0 | -1 | 0 | 0 | 365 | 0 | 0 | 0 | 0 | 0 | 0 | 0 | 0 | -21324.5156 | 0 | 0 | 0 | 0 | 0 | 0.22834 | 32.8416 | 103.9152 | -71.0737 | 0 | 115.7495 | 0 | 0 | 0 | 4383 | 300034.0312 | 0 | 0 | 1/1/2023 | 12/31/2099 | TRUE | Solar |  | 2027 |  |  |  | REF | 0 | 0 | Real 2021 ¦ 12/22/2022 3:42:52 PM | 0 | Area 1001 Test Paired Solar 3-1 | 0 |  | 1 | Unit |  | PJM | 7.5 | 0 | 0.26534 | 0 | 0 | 0 | 0 | 300034.0312 | 0 | 0 | 0 | 0
8374 | Area 1001 Test Paired Storage 3-1 | ATC | 2027 | AEP-KPCO | 50 | 50 | 0 | 0 | 0 |  | 0 | 9393.6172 | 50 | 8218.3828 | 1175.2343 | 0 | 0 | 0 | -1 | 0 | 0 |  | 0 | 0 | -1.0292 | -9015.3652 | -9015.3652 | 0 | 0 | 0 | 0 | 1742.3315 | 1742.3315 | 0 | 0 | -1 | 0 | 0 | 482 | 0 | 0.35834 | 0.35834 | 0 | 0 | 0 | 0 | 0 | -9156 | 0 | 0 | 0 | 0 | 0 | -0.020583 |  |  |  | 0 | 0 | 0 | 0 | 0 | 4540 | 42339.918 | 43651.9883 | -1309.8717 | 1/1/2023 | 12/31/2099 | TRUE | 4-Hour Li-on Battery Storage |  | 2027 |  |  |  | REF | 0 | 0 | Real 2021 ¦ 12/22/2022 3:42:52 PM | 110.4667 | Area 1001 Test Paired Storage 3-1 | 0 |  | 1 | Unit |  | PJM | 48.5 | 0 | 0.97 | 0 | 0 | 0 | 0 | 438000 | 1504.7151 | 0 | 0 | 0
8375 | Solar+Storage 3-1 2023 | ATC | 2027 | AEP-KPCO | 8.3168 | 8.3168 | 0 | 0 | 0 | 0 | 0 | 8584.4395 | 50 | 6897.2764 | 1687.163 | 0 | 0 | 0 | -1 | 0 | 0 | 0 | 0 | 0 | 8.3168 | 72855.1562 | 72855.1562 | 0 | 0.057078 | 100 | 0 | 2518.6357 | 2518.6357 | 0 | 0 | -1 | 0 | 0 | 580 | 0 | 0 | 0 | 0 | 0 | 0 | 0 | 0 | -6065.8032 | 0 | 0 | 0 | 0 | 0 | 1 | 34.5705 | 117.8288 | -83.2584 | 0 | 0 | 0 | 0 | 0 | 4196 | 72855.1562 | 0 | 0 | 1/1/2023 | 12/31/2099 | TRUE | Solar |  | 2027 |  |  |  | REF | 0 | 0 | Real 2021 ¦ 12/22/2022 3:42:52 PM | 0 | Solar+Storage 3-1 2023 | 0 |  | 1 | Unit |  | PJM | 0 | 0 | 0.26534 | 0 | 0 | 0 | 0 | 72855.1562 | 0 | 0 | 0 | 0
8376 | Solar+Storage 3-1 2024 | ATC | 2027 | AEP-KPCO | 8.3168 | 8.3168 | 0 | 0 | 0 | 0 | 0 | 7626.6372 | 50 | 6011.0342 | 1615.603 | 0 | 0 | 0 | -1 | 0 | 0 | 0 | 0 | 0 | 8.3168 | 72855.1562 | 72855.1562 | 0 | 0 | 100 | 0 | 2518.6357 | 2518.6357 | 0 | 0 | -1 | 0 | 0 | 580 | 0 | 0 | 0 | 0 | 0 | 0 | 0 | 0 | -5108.0015 | 0 | 0 | 0 | 0 | 0 | 1 | 34.5705 | 104.6822 | -70.1117 | 0 | 0 | 0 | 0 | 0 | 4196 | 72855.1562 | 0 | 0 | 1/1/2024 | 12/31/2099 | TRUE | Solar |  | 2027 |  |  |  | REF | 0 | 0 | Real 2021 ¦ 12/22/2022 3:42:52 PM | 0 | Solar+Storage 3-1 2024 | 0 |  | 1 | Unit |  | PJM | 0 | 0 | 0.26534 | 0 | 0 | 0 | 0 | 72855.1562 | 0 | 0 | 0 | 0
8377 | Solar+Storage 3-1 2025 | ATC | 2027 | AEP-KPCO | 8.3168 | 8.3168 | 0 | 0 | 0 | 0 | 0 | 7048.6528 | 50 | 5499.1055 | 1549.5477 | 0 | 0 | 0 | -1 | 0 | 0 | 0 | 0 | 0 | 8.3168 | 72855.1562 | 72855.1562 | 0 | 0 | 100 | 0 | 2518.6357 | 2518.6357 | 0 | 0 | -1 | 0 | 0 | 580 | 0 | 0 | 0 | 0 | 0 | 0 | 0 | 0 | -4530.0171 | 0 | 0 | 0 | 0 | 0 | 1 | 34.5705 | 96.7489 | -62.1784 | 0 | 0 | 0 | 0 | 0 | 4196 | 72855.1562 | 0 | 0 | 1/1/2025 | 12/31/2099 | TRUE | Solar |  | 2027 |  |  |  | REF | 0 | 0 | Real 2021 ¦ 12/22/2022 3:42:52 PM | 0 | Solar+Storage 3-1 2025 | 0 |  | 1 | Unit |  | PJM | 0 | 0 | 0.26534 | 0 | 0 | 0 | 0 | 72855.1562 | 0 | 0 | 0 | 0
8378 | Solar+Storage 3-1 2026 | ATC | 2027 | AEP-KPCO | 8.3168 | 8.3168 | 0 | 0 | 0 | 0 | 0 | 6787.1841 | 50 | 5295.4346 | 1491.7493 | 0 | 0 | 0 | -1 | 0 | 0 | 0 | 0 | 0 | 8.3168 | 72855.1562 | 72855.1562 | 0 | 0 | 100 | 0 | 2518.6357 | 2518.6357 | 0 | 0 | -1 | 0 | 0 | 580 | 0 | 0 | 0 | 0 | 0 | 0 | 0 | 0 | -4268.5483 | 0 | 0 | 0 | 0 | 0 | 1 | 34.5705 | 93.16 | -58.5895 | 0 | 0 | 0 | 0 | 0 | 4196 | 72855.1562 | 0 | 0 | 1/1/2026 | 12/31/2099 | TRUE | Solar |  | 2027 |  |  |  | REF | 0 | 0 | Real 2021 ¦ 12/22/2022 3:42:52 PM | 0 | Solar+Storage 3-1 2026 | 0 |  | 1 | Unit |  | PJM | 0 | 0 | 0.26534 | 0 | 0 | 0 | 0 | 72855.1562 | 0 | 0 | 0 | 0
8379 | Solar+Storage 3-1 2027 | ATC | 2027 | AEP-KPCO | 8.3168 | 8.3168 | 0 | 0 | 0 | 0 | 0 | 6558.7427 | 50 | 5119.2871 | 1439.4554 | 0 | 0 | 0 | -1 | 0 | 0 | 0 | 0 | 0 | 8.3168 | 72855.1562 | 72855.1562 | 0 | 0 | 100 | 0 | 2518.6357 | 2518.6357 | 0 | 0 | -1 | 0 | 0 | 580 | 0 | 0 | 0 | 0 | 0 | 0 | 0 | 0 | -4040.1069 | 0 | 0 | 0 | 0 | 0 | 1 | 34.5705 | 90.0244 | -55.454 | 0 | 0 | 0 | 0 | 0 | 4196 | 72855.1562 | 0 | 0 | 1/1/2027 | 12/31/2099 | TRUE | Solar |  | 2027 |  |  |  | REF | 0 | 0 | Real 2021 ¦ 12/22/2022 3:42:52 PM | 0 | Solar+Storage 3-1 2027 | 0 |  | 1 | Unit |  | PJM | 0 | 0 | 0.26534 | 0 | 0 | 0 | 0 | 72855.1562 | 0 | 0 | 0 | 0
8380 | Solar+Storage 3-1 2028 | ATC | 2027 | AEP-KPCO | 0 | 0 | 0 | 0 | 0 |  | 0 | 0 | 0 | 0 | 0 | 0 | 0 | 0 | -1 | 0 | 0 |  | 0 | 0 | 0 | 0 | 0 | 0 | 0 | 100 | 0 | 0 | 0 | 0 | 0 | -1 | 0 | 0 | 0 | 0 | 0 | 0 | 0 | 0 | 0 | 0 | 0 | 0 | 0 | 0 | 0 | 0 | 0 |  |  |  |  | 0 | 0 | 0 | 0 | 0 | 0 | 0 | 0 | 0 | 1/1/2028 | 12/31/2099 | TRUE | Solar |  | 2027 |  |  |  | REF | 0 | 0 | Real 2021 ¦ 12/22/2022 3:42:52 PM | 0 | Solar+Storage 3-1 2028 | 0 |  | 1 | Unit |  | PJM | 0 | 0 | 0.26534 | 0 | 0 | 0 | 0 | 0 | 0 | 0 | 0 | 0
8381 | Solar+Storage 3-1 2029 | ATC | 2027 | AEP-KPCO | 0 | 0 | 0 | 0 | 0 |  | 0 | 0 | 0 | 0 | 0 | 0 | 0 | 0 | -1 | 0 | 0 |  | 0 | 0 | 0 | 0 | 0 | 0 | 0 | 100 | 0 | 0 | 0 | 0 | 0 | -1 | 0 | 0 | 0 | 0 | 0 | 0 | 0 | 0 | 0 | 0 | 0 | 0 | 0 | 0 | 0 | 0 | 0 |  |  |  |  | 0 | 0 | 0 | 0 | 0 | 0 | 0 | 0 | 0 | 1/1/2029 | 12/31/2099 | TRUE | Solar |  | 2027 |  |  |  | REF | 0 | 0 | Real 2021 ¦ 12/22/2022 3:42:52 PM | 0 | Solar+Storage 3-1 2029 | 0 |  | 1 | Unit |  | PJM | 0 | 0 | 0.26534 | 0 | 0 | 0 | 0 | 0 | 0 | 0 | 0 | 0
8382 | Solar+Storage 3-1 2030 | ATC | 2027 | AEP-KPCO | 0 | 0 | 0 | 0 | 0 |  | 0 | 0 | 0 | 0 | 0 | 0 | 0 | 0 | -1 | 0 | 0 |  | 0 | 0 | 0 | 0 | 0 | 0 | 0 | 100 | 0 | 0 | 0 | 0 | 0 | -1 | 0 | 0 | 0 | 0 | 0 | 0 | 0 | 0 | 0 | 0 | 0 | 0 | 0 | 0 | 0 | 0 | 0 |  |  |  |  | 0 | 0 | 0 | 0 | 0 | 0 | 0 | 0 | 0 | 1/1/2030 | 12/31/2099 | TRUE | Solar |  | 2027 |  |  |  | REF | 0 | 0 | Real 2021 ¦ 12/22/2022 3:42:52 PM | 0 | Solar+Storage 3-1 2030 | 0 |  | 1 | Unit |  | PJM | 0 | 0 | 0.26534 | 0 | 0 | 0 | 0 | 0 | 0 | 0 | 0 | 0
8383 | Solar+Storage 3-1 2031 | ATC | 2027 | AEP-KPCO | 0 | 0 | 0 | 0 | 0 |  | 0 | 0 | 0 | 0 | 0 | 0 | 0 | 0 | -1 | 0 | 0 |  | 0 | 0 | 0 | 0 | 0 | 0 | 0 | 100 | 0 | 0 | 0 | 0 | 0 | -1 | 0 | 0 | 0 | 0 | 0 | 0 | 0 | 0 | 0 | 0 | 0 | 0 | 0 | 0 | 0 | 0 | 0 |  |  |  |  | 0 | 0 | 0 | 0 | 0 | 0 | 0 | 0 | 0 | 1/1/2031 | 12/31/2099 | TRUE | Solar |  | 2027 |  |  |  | REF | 0 | 0 | Real 2021 ¦ 12/22/2022 3:42:52 PM | 0 | Solar+Storage 3-1 2031 | 0 |  | 1 | Unit |  | PJM | 0 | 0 | 0.26534 | 0 | 0 | 0 | 0 | 0 | 0 | 0 | 0 | 0
8384 | Solar+Storage 3-1 2032 | ATC | 2027 | AEP-KPCO | 0 | 0 | 0 | 0 | 0 |  | 0 | 0 | 0 | 0 | 0 | 0 | 0 | 0 | -1 | 0 | 0 |  | 0 | 0 | 0 | 0 | 0 | 0 | 0 | 100 | 0 | 0 | 0 | 0 | 0 | -1 | 0 | 0 | 0 | 0 | 0 | 0 | 0 | 0 | 0 | 0 | 0 | 0 | 0 | 0 | 0 | 0 | 0 |  |  |  |  | 0 | 0 | 0 | 0 | 0 | 0 | 0 | 0 | 0 | 1/1/2032 | 12/31/2099 | TRUE | Solar |  | 2027 |  |  |  | REF | 0 | 0 | Real 2021 ¦ 12/22/2022 3:42:52 PM | 0 | Solar+Storage 3-1 2032 | 0 |  | 1 | Unit |  | PJM | 0 | 0 | 0.26534 | 0 | 0 | 0 | 0 | 0 | 0 | 0 | 0 | 0
8385 | Solar+Storage 3-1 2033 | ATC | 2027 | AEP-KPCO | 0 | 0 | 0 | 0 | 0 |  | 0 | 0 | 0 | 0 | 0 | 0 | 0 | 0 | -1 | 0 | 0 |  | 0 | 0 | 0 | 0 | 0 | 0 | 0 | 100 | 0 | 0 | 0 | 0 | 0 | -1 | 0 | 0 | 0 | 0 | 0 | 0 | 0 | 0 | 0 | 0 | 0 | 0 | 0 | 0 | 0 | 0 | 0 |  |  |  |  | 0 | 0 | 0 | 0 | 0 | 0 | 0 | 0 | 0 | 1/1/2033 | 12/31/2099 | TRUE | Solar |  | 2027 |  |  |  | REF | 0 | 0 | Real 2021 ¦ 12/22/2022 3:42:52 PM | 0 | Solar+Storage 3-1 2033 | 0 |  | 1 | Unit |  | PJM | 0 | 0 | 0.26534 | 0 | 0 | 0 | 0 | 0 | 0 | 0 | 0 | 0
8386 | Solar+Storage 3-1 2034 | ATC | 2027 | AEP-KPCO | 0 | 0 | 0 | 0 | 0 |  | 0 | 0 | 0 | 0 | 0 | 0 | 0 | 0 | -1 | 0 | 0 |  | 0 | 0 | 0 | 0 | 0 | 0 | 0 | 100 | 0 | 0 | 0 | 0 | 0 | -1 | 0 | 0 | 0 | 0 | 0 | 0 | 0 | 0 | 0 | 0 | 0 | 0 | 0 | 0 | 0 | 0 | 0 |  |  |  |  | 0 | 0 | 0 | 0 | 0 | 0 | 0 | 0 | 0 | 1/1/2034 | 12/31/2099 | TRUE | Solar |  | 2027 |  |  |  | REF | 0 | 0 | Real 2021 ¦ 12/22/2022 3:42:52 PM | 0 | Solar+Storage 3-1 2034 | 0 |  | 1 | Unit |  | PJM | 0 | 0 | 0.26534 | 0 | 0 | 0 | 0 | 0 | 0 | 0 | 0 | 0
8387 | Solar+Storage 3-1 2035 | ATC | 2027 | AEP-KPCO | 0 | 0 | 0 | 0 | 0 |  | 0 | 0 | 0 | 0 | 0 | 0 | 0 | 0 | -1 | 0 | 0 |  | 0 | 0 | 0 | 0 | 0 | 0 | 0 | 100 | 0 | 0 | 0 | 0 | 0 | -1 | 0 | 0 | 0 | 0 | 0 | 0 | 0 | 0 | 0 | 0 | 0 | 0 | 0 | 0 | 0 | 0 | 0 |  |  |  |  | 0 | 0 | 0 | 0 | 0 | 0 | 0 | 0 | 0 | 1/1/2035 | 12/31/2099 | TRUE | Solar |  | 2027 |  |  |  | REF | 0 | 0 | Real 2021 ¦ 12/22/2022 3:42:52 PM | 0 | Solar+Storage 3-1 2035 | 0 |  | 1 | Unit |  | PJM | 0 | 0 | 0.26534 | 0 | 0 | 0 | 0 | 0 | 0 | 0 | 0 | 0
8388 | Solar+Storage 3-1 2036 | ATC | 2027 | AEP-KPCO | 0 | 0 | 0 | 0 | 0 |  | 0 | 0 | 0 | 0 | 0 | 0 | 0 | 0 | -1 | 0 | 0 |  | 0 | 0 | 0 | 0 | 0 | 0 | 0 | 100 | 0 | 0 | 0 | 0 | 0 | -1 | 0 | 0 | 0 | 0 | 0 | 0 | 0 | 0 | 0 | 0 | 0 | 0 | 0 | 0 | 0 | 0 | 0 |  |  |  |  | 0 | 0 | 0 | 0 | 0 | 0 | 0 | 0 | 0 | 1/1/2036 | 12/31/2099 | TRUE | Solar |  | 2027 |  |  |  | REF | 0 | 0 | Real 2021 ¦ 12/22/2022 3:42:52 PM | 0 | Solar+Storage 3-1 2036 | 0 |  | 1 | Unit |  | PJM | 0 | 0 | 0.26534 | 0 | 0 | 0 | 0 | 0 | 0 | 0 | 0 | 0
8389 | Solar+Storage 3-1 2037 | ATC | 2027 | AEP-KPCO | 0 | 0 | 0 | 0 | 0 |  | 0 | 0 | 0 | 0 | 0 | 0 | 0 | 0 | -1 | 0 | 0 |  | 0 | 0 | 0 | 0 | 0 | 0 | 0 | 100 | 0 | 0 | 0 | 0 | 0 | -1 | 0 | 0 | 0 | 0 | 0 | 0 | 0 | 0 | 0 | 0 | 0 | 0 | 0 | 0 | 0 | 0 | 0 |  |  |  |  | 0 | 0 | 0 | 0 | 0 | 0 | 0 | 0 | 0 | 1/1/2037 | 12/31/2099 | TRUE | Solar |  | 2027 |  |  |  | REF | 0 | 0 | Real 2021 ¦ 12/22/2022 3:42:52 PM | 0 | Solar+Storage 3-1 2037 | 0 |  | 1 | Unit |  | PJM | 0 | 0 | 0.26534 | 0 | 0 | 0 | 0 | 0 | 0 | 0 | 0 | 0
8390 | Solar+Storage 3-1 2038 | ATC | 2027 | AEP-KPCO | 0 | 0 | 0 | 0 | 0 |  | 0 | 0 | 0 | 0 | 0 | 0 | 0 | 0 | -1 | 0 | 0 |  | 0 | 0 | 0 | 0 | 0 | 0 | 0 | 100 | 0 | 0 | 0 | 0 | 0 | -1 | 0 | 0 | 0 | 0 | 0 | 0 | 0 | 0 | 0 | 0 | 0 | 0 | 0 | 0 | 0 | 0 | 0 |  |  |  |  | 0 | 0 | 0 | 0 | 0 | 0 | 0 | 0 | 0 | 1/1/2038 | 12/31/2099 | TRUE | Solar |  | 2027 |  |  |  | REF | 0 | 0 | Real 2021 ¦ 12/22/2022 3:42:52 PM | 0 | Solar+Storage 3-1 2038 | 0 |  | 1 | Unit |  | PJM | 0 | 0 | 0.26534 | 0 | 0 | 0 | 0 | 0 | 0 | 0 | 0 | 0
8391 | Solar+Storage 3-1 2039 | ATC | 2027 | AEP-KPCO | 0 | 0 | 0 | 0 | 0 |  | 0 | 0 | 0 | 0 | 0 | 0 | 0 | 0 | -1 | 0 | 0 |  | 0 | 0 | 0 | 0 | 0 | 0 | 0 | 100 | 0 | 0 | 0 | 0 | 0 | -1 | 0 | 0 | 0 | 0 | 0 | 0 | 0 | 0 | 0 | 0 | 0 | 0 | 0 | 0 | 0 | 0 | 0 |  |  |  |  | 0 | 0 | 0 | 0 | 0 | 0 | 0 | 0 | 0 | 1/1/2039 | 12/31/2099 | TRUE | Solar |  | 2027 |  |  |  | REF | 0 | 0 | Real 2021 ¦ 12/22/2022 3:42:52 PM | 0 | Solar+Storage 3-1 2039 | 0 |  | 1 | Unit |  | PJM | 0 | 0 | 0.26534 | 0 | 0 | 0 | 0 | 0 | 0 | 0 | 0 | 0
8392 | Solar+Storage 3-1 2040 | ATC | 2027 | AEP-KPCO | 0 | 0 | 0 | 0 | 0 |  | 0 | 0 | 0 | 0 | 0 | 0 | 0 | 0 | -1 | 0 | 0 |  | 0 | 0 | 0 | 0 | 0 | 0 | 0 | 100 | 0 | 0 | 0 | 0 | 0 | -1 | 0 | 0 | 0 | 0 | 0 | 0 | 0 | 0 | 0 | 0 | 0 | 0 | 0 | 0 | 0 | 0 | 0 |  |  |  |  | 0 | 0 | 0 | 0 | 0 | 0 | 0 | 0 | 0 | 1/1/2040 | 12/31/2099 | TRUE | Solar |  | 2027 |  |  |  | REF | 0 | 0 | Real 2021 ¦ 12/22/2022 3:42:52 PM | 0 | Solar+Storage 3-1 2040 | 0 |  | 1 | Unit |  | PJM | 0 | 0 | 0.26534 | 0 | 0 | 0 | 0 | 0 | 0 | 0 | 0 | 0
8393 | Solar+Storage 3-1 2041 | ATC | 2027 | AEP-KPCO | 0 | 0 | 0 | 0 | 0 |  | 0 | 0 | 0 | 0 | 0 | 0 | 0 | 0 | -1 | 0 | 0 |  | 0 | 0 | 0 | 0 | 0 | 0 | 0 | 100 | 0 | 0 | 0 | 0 | 0 | -1 | 0 | 0 | 0 | 0 | 0 | 0 | 0 | 0 | 0 | 0 | 0 | 0 | 0 | 0 | 0 | 0 | 0 |  |  |  |  | 0 | 0 | 0 | 0 | 0 | 0 | 0 | 0 | 0 | 1/1/2041 | 12/31/2099 | TRUE | Solar |  | 2027 |  |  |  | REF | 0 | 0 | Real 2021 ¦ 12/22/2022 3:42:52 PM | 0 | Solar+Storage 3-1 2041 | 0 |  | 1 | Unit |  | PJM | 0 | 0 | 0.26534 | 0 | 0 | 0 | 0 | 0 | 0 | 0 | 0 | 0
8394 | Solar+Storage 3-1 2042 | ATC | 2027 | AEP-KPCO | 0 | 0 | 0 | 0 | 0 |  | 0 | 0 | 0 | 0 | 0 | 0 | 0 | 0 | -1 | 0 | 0 |  | 0 | 0 | 0 | 0 | 0 | 0 | 0 | 100 | 0 | 0 | 0 | 0 | 0 | -1 | 0 | 0 | 0 | 0 | 0 | 0 | 0 | 0 | 0 | 0 | 0 | 0 | 0 | 0 | 0 | 0 | 0 |  |  |  |  | 0 | 0 | 0 | 0 | 0 | 0 | 0 | 0 | 0 | 1/1/2042 | 12/31/2099 | TRUE | Solar |  | 2027 |  |  |  | REF | 0 | 0 | Real 2021 ¦ 12/22/2022 3:42:52 PM | 0 | Solar+Storage 3-1 2042 | 0 |  | 1 | Unit |  | PJM | 0 | 0 | 0.26534 | 0 | 0 | 0 | 0 | 0 | 0 | 0 | 0 | 0
8395 | Solar+Storage 3-1 2043 | ATC | 2027 | AEP-KPCO | 0 | 0 | 0 | 0 | 0 |  | 0 | 0 | 0 | 0 | 0 | 0 | 0 | 0 | -1 | 0 | 0 |  | 0 | 0 | 0 | 0 | 0 | 0 | 0 | 100 | 0 | 0 | 0 | 0 | 0 | -1 | 0 | 0 | 0 | 0 | 0 | 0 | 0 | 0 | 0 | 0 | 0 | 0 | 0 | 0 | 0 | 0 | 0 |  |  |  |  | 0 | 0 | 0 | 0 | 0 | 0 | 0 | 0 | 0 | 1/1/2043 | 12/31/2099 | TRUE | Solar |  | 2027 |  |  |  | REF | 0 | 0 | Real 2021 ¦ 12/22/2022 3:42:52 PM | 0 | Solar+Storage 3-1 2043 | 0 |  | 1 | Unit |  | PJM | 0 | 0 | 0.26534 | 0 | 0 | 0 | 0 | 0 | 0 | 0 | 0 | 0
8396 | DSM Resources | ATC | 2027 | AEP-KPCO | 0.057329 | 5.4 | 0 | 0 | 0 | 0 | 0 | 0 | 5.4 | 0 | 0 | 0 | 0 | 0 | -1 | 0 | 0 | 0 | 0 | 0 | 0.057329 | 502.2 | 502.2 | 0 | 0 | 0 | 0 | 20.3288 | 20.3288 | 0 | 0 | -1 | 0 | 0 | 92 | 0 | 0 | 0 | 0 | 0 | 0 | 0 | 0 | 20.3288 | 0 | 0 | 0 | 0 | 0 | 0.010616 | 40.4795 | 0 | 40.4795 | 0 | 0 | 0 | 0 | 0 | 93 | 502.2 | 0 | 0 | 1/1/2022 | 12/31/2099 | TRUE | DSM_EE |  | 2027 |  |  |  | REF | 0 | 0 | Real 2021 ¦ 12/22/2022 3:42:52 PM | 0 | DSM Resources | 0 |  | 1 | Unit |  | PJM | 0 | 0 | 1 | 0 | 0 | 0 | 0 | 502.2 | 0 | 0 | 0 | 0
8397 | Tier 2 Area 1001 Solar 2023 | ATC | 2027 | AEP-KPCO | 11.4168 | 50 | 0 | -34.1301 | -35.8366 | -34.1301 | -34.1301 | 10392.7031 | 50 | 9649.5811 | 743.1223 | 0 | 0 | 0 | -1 | 0 | 0 | 0 | 0 | 0 | 11.4168 | 100011.3438 | 100011.3438 | 0 | 0 | 0 | 0 | 3284.5315 | 3284.5315 | 0 | 0 | -1 | 0 | 0 | 365 | 0 | 0 | 0 | 0 | 0 | 0 | 0 | 0 | -3694.7756 | -3413.3962 | 0 | -3413.3962 | 0 | 0 | 0.22834 | 32.8416 | 69.7852 | -36.9436 | 0 | 38.5832 | 0 | 0 | 0 | 4383 | 100011.3438 | 0 | 0 | 1/1/2023 | 12/31/2099 | TRUE | Solar |  | 2027 |  |  |  | REF | 0 | 0 | Real 2021 ¦ 12/22/2022 3:42:52 PM | 0 | Tier 2 Area 1001 Solar 2023 | 0 |  | 1 | Unit |  | PJM | 2.5 | 0 | 0.26534 | 0 | 0 | 0 | 0 | 100011.3438 | 0 | 0 | 0 | 0
8398 | Tier 2 Area 1001 Solar 2024 | ATC | 2027 | AEP-KPCO | 11.4168 | 50 | 0 | -34.1301 | -35.8366 | -34.1301 | -34.1301 | 9214.7168 | 50 | 8493.6133 | 721.1039 | 0 | 0 | 0 | -1 | 0 | 0 | 0 | 0 | 0 | 11.4168 | 100011.3438 | 100011.3438 | 0 | 0 | 0 | 0 | 3284.5315 | 3284.5315 | 0 | 0 | -1 | 0 | 0 | 365 | 0 | 0 | 0 | 0 | 0 | 0 | 0 | 0 | -2516.7891 | -3413.3962 | 0 | -3413.3962 | 0 | 0 | 0.22834 | 32.8416 | 58.0066 | -25.165 | 0 | 38.5832 | 0 | 0 | 0 | 4383 | 100011.3438 | 0 | 0 | 1/1/2024 | 12/31/2099 | TRUE | Solar |  | 2027 |  |  |  | REF | 0 | 0 | Real 2021 ¦ 12/22/2022 3:42:52 PM | 0 | Tier 2 Area 1001 Solar 2024 | 0 |  | 1 | Unit |  | PJM | 2.5 | 0 | 0.26534 | 0 | 0 | 0 | 0 | 100011.3438 | 0 | 0 | 0 | 0
8399 | Tier 2 Area 1001 Solar 2025 | ATC | 2027 | AEP-KPCO | 11.4168 | 50 | 0 | -34.1301 | -35.8366 | -34.1301 | -34.1301 | 8515.6318 | 50 | 7819.2983 | 696.3331 | 0 | 0 | 0 | -1 | 0 | 0 | 0 | 0 | 0 | 11.4168 | 100011.3438 | 100011.3438 | 0 | 0 | 0 | 0 | 3284.5315 | 3284.5315 | 0 | 0 | -1 | 0 | 0 | 365 | 0 | 0 | 0 | 0 | 0 | 0 | 0 | 0 | -1817.7037 | -3413.3962 | 0 | -3413.3962 | 0 | 0 | 0.22834 | 32.8416 | 51.0166 | -18.175 | 0 | 38.5832 | 0 | 0 | 0 | 4383 | 100011.3438 | 0 | 0 | 1/1/2025 | 12/31/2099 | TRUE | Solar |  | 2027 |  |  |  | REF | 0 | 0 | Real 2021 ¦ 12/22/2022 3:42:52 PM | 0 | Tier 2 Area 1001 Solar 2025 | 0 |  | 1 | Unit |  | PJM | 2.5 | 0 | 0.26534 | 0 | 0 | 0 | 0 | 100011.3438 | 0 | 0 | 0 | 0
8400 | Tier 2 Area 1001 Solar 2026 | ATC | 2027 | AEP-KPCO | 11.4168 | 50 | 0 | -34.1301 | -35.8366 | -34.1301 | -34.1301 | 8215.6299 | 50 | 7541.3154 | 674.3147 | 0 | 0 | 0 | -1 | 0 | 0 | 0 | 0 | 0 | 11.4168 | 100011.3438 | 100011.3438 | 0 | 0 | 0 | 0 | 3284.5315 | 3284.5315 | 0 | 0 | -1 | 0 | 0 | 365 | 0 | 0 | 0 | 0 | 0 | 0 | 0 | 0 | -1517.7025 | -3413.3962 | 0 | -3413.3962 | 0 | 0 | 0.22834 | 32.8416 | 48.0169 | -15.1753 | 0 | 38.5832 | 0 | 0 | 0 | 4383 | 100011.3438 | 0 | 0 | 1/1/2026 | 12/31/2099 | TRUE | Solar |  | 2027 |  |  |  | REF | 0 | 0 | Real 2021 ¦ 12/22/2022 3:42:52 PM | 0 | Tier 2 Area 1001 Solar 2026 | 0 |  | 1 | Unit |  | PJM | 2.5 | 0 | 0.26534 | 0 | 0 | 0 | 0 | 100011.3438 | 0 | 0 | 0 | 0
8401 | Tier 2 Area 1001 Solar 2027 | ATC | 2027 | AEP-KPCO | 11.4168 | 50 | 0 | -34.1301 | -35.8366 | -34.1301 | -34.1301 | 7929.3906 | 50 | 7277.0942 | 652.2963 | 0 | 0 | 0 | -1 | 0 | 0 | 0 | 0 | 0 | 11.4168 | 100011.3438 | 100011.3438 | 0 | 0 | 0 | 0 | 3284.5315 | 3284.5315 | 0 | 0 | -1 | 0 | 0 | 365 | 0 | 0 | 0 | 0 | 0 | 0 | 0 | 0 | -1231.4628 | -3413.3962 | 0 | -3413.3962 | 0 | 0 | 0.22834 | 32.8416 | 45.1548 | -12.3132 | 0 | 38.5832 | 0 | 0 | 0 | 4383 | 100011.3438 | 0 | 0 | 1/1/2027 | 12/31/2099 | TRUE | Solar |  | 2027 |  |  |  | REF | 0 | 0 | Real 2021 ¦ 12/22/2022 3:42:52 PM | 0 | Tier 2 Area 1001 Solar 2027 | 0 |  | 1 | Unit |  | PJM | 2.5 | 0 | 0.26534 | 0 | 0 | 0 | 0 | 100011.3438 | 0 | 0 | 0 | 0
8402 | Tier 2 Area 1001 Solar 2028 | ATC | 2027 | AEP-KPCO | 0 | 0 | 0 | 0 | 0 |  | 0 | 0 | 0 | 0 | 0 | 0 | 0 | 0 | -1 | 0 | 0 |  | 0 | 0 | 0 | 0 | 0 | 0 | 0 | 0 | 0 | 0 | 0 | 0 | 0 | -1 | 0 | 0 | 0 | 0 | 0 | 0 | 0 | 0 | 0 | 0 | 0 | 0 | 0 | 0 | 0 | 0 | 0 |  |  |  |  | 0 | 0 | 0 | 0 | 0 | 0 | 0 | 0 | 0 | 1/1/2028 | 12/31/2099 | TRUE | Solar |  | 2027 |  |  |  | REF | 0 | 0 | Real 2021 ¦ 12/22/2022 3:42:52 PM | 0 | Tier 2 Area 1001 Solar 2028 | 0 |  | 1 | Unit |  | PJM | 0 | 0 | 0.26534 | 0 | 0 | 0 | 0 | 0 | 0 | 0 | 0 | 0
8403 | Tier 2 Area 1001 Solar 2029 | ATC | 2027 | AEP-KPCO | 0 | 0 | 0 | 0 | 0 |  | 0 | 0 | 0 | 0 | 0 | 0 | 0 | 0 | -1 | 0 | 0 |  | 0 | 0 | 0 | 0 | 0 | 0 | 0 | 0 | 0 | 0 | 0 | 0 | 0 | -1 | 0 | 0 | 0 | 0 | 0 | 0 | 0 | 0 | 0 | 0 | 0 | 0 | 0 | 0 | 0 | 0 | 0 |  |  |  |  | 0 | 0 | 0 | 0 | 0 | 0 | 0 | 0 | 0 | 1/1/2029 | 12/31/2099 | TRUE | Solar |  | 2027 |  |  |  | REF | 0 | 0 | Real 2021 ¦ 12/22/2022 3:42:52 PM | 0 | Tier 2 Area 1001 Solar 2029 | 0 |  | 1 | Unit |  | PJM | 0 | 0 | 0.26534 | 0 | 0 | 0 | 0 | 0 | 0 | 0 | 0 | 0
8404 | Tier 2 Area 1001 Solar 2030 | ATC | 2027 | AEP-KPCO | 0 | 0 | 0 | 0 | 0 |  | 0 | 0 | 0 | 0 | 0 | 0 | 0 | 0 | -1 | 0 | 0 |  | 0 | 0 | 0 | 0 | 0 | 0 | 0 | 0 | 0 | 0 | 0 | 0 | 0 | -1 | 0 | 0 | 0 | 0 | 0 | 0 | 0 | 0 | 0 | 0 | 0 | 0 | 0 | 0 | 0 | 0 | 0 |  |  |  |  | 0 | 0 | 0 | 0 | 0 | 0 | 0 | 0 | 0 | 1/1/2030 | 12/31/2099 | TRUE | Solar |  | 2027 |  |  |  | REF | 0 | 0 | Real 2021 ¦ 12/22/2022 3:42:52 PM | 0 | Tier 2 Area 1001 Solar 2030 | 0 |  | 1 | Unit |  | PJM | 0 | 0 | 0.26534 | 0 | 0 | 0 | 0 | 0 | 0 | 0 | 0 | 0
8405 | Tier 2 Area 1001 Solar 2031 | ATC | 2027 | AEP-KPCO | 0 | 0 | 0 | 0 | 0 |  | 0 | 0 | 0 | 0 | 0 | 0 | 0 | 0 | -1 | 0 | 0 |  | 0 | 0 | 0 | 0 | 0 | 0 | 0 | 0 | 0 | 0 | 0 | 0 | 0 | -1 | 0 | 0 | 0 | 0 | 0 | 0 | 0 | 0 | 0 | 0 | 0 | 0 | 0 | 0 | 0 | 0 | 0 |  |  |  |  | 0 | 0 | 0 | 0 | 0 | 0 | 0 | 0 | 0 | 1/1/2031 | 12/31/2099 | TRUE | Solar |  | 2027 |  |  |  | REF | 0 | 0 | Real 2021 ¦ 12/22/2022 3:42:52 PM | 0 | Tier 2 Area 1001 Solar 2031 | 0 |  | 1 | Unit |  | PJM | 0 | 0 | 0.26534 | 0 | 0 | 0 | 0 | 0 | 0 | 0 | 0 | 0
8406 | Tier 2 Area 1001 Solar 2032 | ATC | 2027 | AEP-KPCO | 0 | 0 | 0 | 0 | 0 |  | 0 | 0 | 0 | 0 | 0 | 0 | 0 | 0 | -1 | 0 | 0 |  | 0 | 0 | 0 | 0 | 0 | 0 | 0 | 0 | 0 | 0 | 0 | 0 | 0 | -1 | 0 | 0 | 0 | 0 | 0 | 0 | 0 | 0 | 0 | 0 | 0 | 0 | 0 | 0 | 0 | 0 | 0 |  |  |  |  | 0 | 0 | 0 | 0 | 0 | 0 | 0 | 0 | 0 | 1/1/2032 | 12/31/2099 | TRUE | Solar |  | 2027 |  |  |  | REF | 0 | 0 | Real 2021 ¦ 12/22/2022 3:42:52 PM | 0 | Tier 2 Area 1001 Solar 2032 | 0 |  | 1 | Unit |  | PJM | 0 | 0 | 0.26534 | 0 | 0 | 0 | 0 | 0 | 0 | 0 | 0 | 0
8407 | Tier 2 Area 1001 Solar 2033 | ATC | 2027 | AEP-KPCO | 0 | 0 | 0 | 0 | 0 |  | 0 | 0 | 0 | 0 | 0 | 0 | 0 | 0 | -1 | 0 | 0 |  | 0 | 0 | 0 | 0 | 0 | 0 | 0 | 0 | 0 | 0 | 0 | 0 | 0 | -1 | 0 | 0 | 0 | 0 | 0 | 0 | 0 | 0 | 0 | 0 | 0 | 0 | 0 | 0 | 0 | 0 | 0 |  |  |  |  | 0 | 0 | 0 | 0 | 0 | 0 | 0 | 0 | 0 | 1/1/2033 | 12/31/2099 | TRUE | Solar |  | 2027 |  |  |  | REF | 0 | 0 | Real 2021 ¦ 12/22/2022 3:42:52 PM | 0 | Tier 2 Area 1001 Solar 2033 | 0 |  | 1 | Unit |  | PJM | 0 | 0 | 0.26534 | 0 | 0 | 0 | 0 | 0 | 0 | 0 | 0 | 0
8408 | Tier 2 Area 1001 Solar 2034 | ATC | 2027 | AEP-KPCO | 0 | 0 | 0 | 0 | 0 |  | 0 | 0 | 0 | 0 | 0 | 0 | 0 | 0 | -1 | 0 | 0 |  | 0 | 0 | 0 | 0 | 0 | 0 | 0 | 0 | 0 | 0 | 0 | 0 | 0 | -1 | 0 | 0 | 0 | 0 | 0 | 0 | 0 | 0 | 0 | 0 | 0 | 0 | 0 | 0 | 0 | 0 | 0 |  |  |  |  | 0 | 0 | 0 | 0 | 0 | 0 | 0 | 0 | 0 | 1/1/2034 | 12/31/2099 | TRUE | Solar |  | 2027 |  |  |  | REF | 0 | 0 | Real 2021 ¦ 12/22/2022 3:42:52 PM | 0 | Tier 2 Area 1001 Solar 2034 | 0 |  | 1 | Unit |  | PJM | 0 | 0 | 0.26534 | 0 | 0 | 0 | 0 | 0 | 0 | 0 | 0 | 0
8409 | Tier 2 Area 1001 Solar 2035 | ATC | 2027 | AEP-KPCO | 0 | 0 | 0 | 0 | 0 |  | 0 | 0 | 0 | 0 | 0 | 0 | 0 | 0 | -1 | 0 | 0 |  | 0 | 0 | 0 | 0 | 0 | 0 | 0 | 0 | 0 | 0 | 0 | 0 | 0 | -1 | 0 | 0 | 0 | 0 | 0 | 0 | 0 | 0 | 0 | 0 | 0 | 0 | 0 | 0 | 0 | 0 | 0 |  |  |  |  | 0 | 0 | 0 | 0 | 0 | 0 | 0 | 0 | 0 | 1/1/2035 | 12/31/2099 | TRUE | Solar |  | 2027 |  |  |  | REF | 0 | 0 | Real 2021 ¦ 12/22/2022 3:42:52 PM | 0 | Tier 2 Area 1001 Solar 2035 | 0 |  | 1 | Unit |  | PJM | 0 | 0 | 0.26534 | 0 | 0 | 0 | 0 | 0 | 0 | 0 | 0 | 0
8410 | Tier 2 Area 1001 Solar 2036 | ATC | 2027 | AEP-KPCO | 0 | 0 | 0 | 0 | 0 |  | 0 | 0 | 0 | 0 | 0 | 0 | 0 | 0 | -1 | 0 | 0 |  | 0 | 0 | 0 | 0 | 0 | 0 | 0 | 0 | 0 | 0 | 0 | 0 | 0 | -1 | 0 | 0 | 0 | 0 | 0 | 0 | 0 | 0 | 0 | 0 | 0 | 0 | 0 | 0 | 0 | 0 | 0 |  |  |  |  | 0 | 0 | 0 | 0 | 0 | 0 | 0 | 0 | 0 | 1/1/2036 | 12/31/2099 | TRUE | Solar |  | 2027 |  |  |  | REF | 0 | 0 | Real 2021 ¦ 12/22/2022 3:42:52 PM | 0 | Tier 2 Area 1001 Solar 2036 | 0 |  | 1 | Unit |  | PJM | 0 | 0 | 0.26534 | 0 | 0 | 0 | 0 | 0 | 0 | 0 | 0 | 0
8411 | Tier 2 Area 1001 Solar 2037 | ATC | 2027 | AEP-KPCO | 0 | 0 | 0 | 0 | 0 |  | 0 | 0 | 0 | 0 | 0 | 0 | 0 | 0 | -1 | 0 | 0 |  | 0 | 0 | 0 | 0 | 0 | 0 | 0 | 0 | 0 | 0 | 0 | 0 | 0 | -1 | 0 | 0 | 0 | 0 | 0 | 0 | 0 | 0 | 0 | 0 | 0 | 0 | 0 | 0 | 0 | 0 | 0 |  |  |  |  | 0 | 0 | 0 | 0 | 0 | 0 | 0 | 0 | 0 | 1/1/2037 | 12/31/2099 | TRUE | Solar |  | 2027 |  |  |  | REF | 0 | 0 | Real 2021 ¦ 12/22/2022 3:42:52 PM | 0 | Tier 2 Area 1001 Solar 2037 | 0 |  | 1 | Unit |  | PJM | 0 | 0 | 0.26534 | 0 | 0 | 0 | 0 | 0 | 0 | 0 | 0 | 0
8412 | Tier 2 Area 1001 Solar 2038 | ATC | 2027 | AEP-KPCO | 0 | 0 | 0 | 0 | 0 |  | 0 | 0 | 0 | 0 | 0 | 0 | 0 | 0 | -1 | 0 | 0 |  | 0 | 0 | 0 | 0 | 0 | 0 | 0 | 0 | 0 | 0 | 0 | 0 | 0 | -1 | 0 | 0 | 0 | 0 | 0 | 0 | 0 | 0 | 0 | 0 | 0 | 0 | 0 | 0 | 0 | 0 | 0 |  |  |  |  | 0 | 0 | 0 | 0 | 0 | 0 | 0 | 0 | 0 | 1/1/2038 | 12/31/2099 | TRUE | Solar |  | 2027 |  |  |  | REF | 0 | 0 | Real 2021 ¦ 12/22/2022 3:42:52 PM | 0 | Tier 2 Area 1001 Solar 2038 | 0 |  | 1 | Unit |  | PJM | 0 | 0 | 0.26534 | 0 | 0 | 0 | 0 | 0 | 0 | 0 | 0 | 0
8413 | Tier 2 Area 1001 Solar 2039 | ATC | 2027 | AEP-KPCO | 0 | 0 | 0 | 0 | 0 |  | 0 | 0 | 0 | 0 | 0 | 0 | 0 | 0 | -1 | 0 | 0 |  | 0 | 0 | 0 | 0 | 0 | 0 | 0 | 0 | 0 | 0 | 0 | 0 | 0 | -1 | 0 | 0 | 0 | 0 | 0 | 0 | 0 | 0 | 0 | 0 | 0 | 0 | 0 | 0 | 0 | 0 | 0 |  |  |  |  | 0 | 0 | 0 | 0 | 0 | 0 | 0 | 0 | 0 | 1/1/2039 | 12/31/2099 | TRUE | Solar |  | 2027 |  |  |  | REF | 0 | 0 | Real 2021 ¦ 12/22/2022 3:42:52 PM | 0 | Tier 2 Area 1001 Solar 2039 | 0 |  | 1 | Unit |  | PJM | 0 | 0 | 0.26534 | 0 | 0 | 0 | 0 | 0 | 0 | 0 | 0 | 0
8414 | Tier 2 Area 1001 Solar 2040 | ATC | 2027 | AEP-KPCO | 0 | 0 | 0 | 0 | 0 |  | 0 | 0 | 0 | 0 | 0 | 0 | 0 | 0 | -1 | 0 | 0 |  | 0 | 0 | 0 | 0 | 0 | 0 | 0 | 0 | 0 | 0 | 0 | 0 | 0 | -1 | 0 | 0 | 0 | 0 | 0 | 0 | 0 | 0 | 0 | 0 | 0 | 0 | 0 | 0 | 0 | 0 | 0 |  |  |  |  | 0 | 0 | 0 | 0 | 0 | 0 | 0 | 0 | 0 | 1/1/2040 | 12/31/2099 | TRUE | Solar |  | 2027 |  |  |  | REF | 0 | 0 | Real 2021 ¦ 12/22/2022 3:42:52 PM | 0 | Tier 2 Area 1001 Solar 2040 | 0 |  | 1 | Unit |  | PJM | 0 | 0 | 0.26534 | 0 | 0 | 0 | 0 | 0 | 0 | 0 | 0 | 0
8415 | Tier 2 Area 1001 Solar 2041 | ATC | 2027 | AEP-KPCO | 0 | 0 | 0 | 0 | 0 |  | 0 | 0 | 0 | 0 | 0 | 0 | 0 | 0 | -1 | 0 | 0 |  | 0 | 0 | 0 | 0 | 0 | 0 | 0 | 0 | 0 | 0 | 0 | 0 | 0 | -1 | 0 | 0 | 0 | 0 | 0 | 0 | 0 | 0 | 0 | 0 | 0 | 0 | 0 | 0 | 0 | 0 | 0 |  |  |  |  | 0 | 0 | 0 | 0 | 0 | 0 | 0 | 0 | 0 | 1/1/2041 | 12/31/2099 | TRUE | Solar |  | 2027 |  |  |  | REF | 0 | 0 | Real 2021 ¦ 12/22/2022 3:42:52 PM | 0 | Tier 2 Area 1001 Solar 2041 | 0 |  | 1 | Unit |  | PJM | 0 | 0 | 0.26534 | 0 | 0 | 0 | 0 | 0 | 0 | 0 | 0 | 0
8416 | Tier 2 Area 1001 Solar 2042 | ATC | 2027 | AEP-KPCO | 0 | 0 | 0 | 0 | 0 |  | 0 | 0 | 0 | 0 | 0 | 0 | 0 | 0 | -1 | 0 | 0 |  | 0 | 0 | 0 | 0 | 0 | 0 | 0 | 0 | 0 | 0 | 0 | 0 | 0 | -1 | 0 | 0 | 0 | 0 | 0 | 0 | 0 | 0 | 0 | 0 | 0 | 0 | 0 | 0 | 0 | 0 | 0 |  |  |  |  | 0 | 0 | 0 | 0 | 0 | 0 | 0 | 0 | 0 | 1/1/2042 | 12/31/2099 | TRUE | Solar |  | 2027 |  |  |  | REF | 0 | 0 | Real 2021 ¦ 12/22/2022 3:42:52 PM | 0 | Tier 2 Area 1001 Solar 2042 | 0 |  | 1 | Unit |  | PJM | 0 | 0 | 0.26534 | 0 | 0 | 0 | 0 | 0 | 0 | 0 | 0 | 0
8417 | Tier 2 Area 1001 Solar 2043 | ATC | 2027 | AEP-KPCO | 0 | 0 | 0 | 0 | 0 |  | 0 | 0 | 0 | 0 | 0 | 0 | 0 | 0 | -1 | 0 | 0 |  | 0 | 0 | 0 | 0 | 0 | 0 | 0 | 0 | 0 | 0 | 0 | 0 | 0 | -1 | 0 | 0 | 0 | 0 | 0 | 0 | 0 | 0 | 0 | 0 | 0 | 0 | 0 | 0 | 0 | 0 | 0 |  |  |  |  | 0 | 0 | 0 | 0 | 0 | 0 | 0 | 0 | 0 | 1/1/2043 | 12/31/2099 | TRUE | Solar |  | 2027 |  |  |  | REF | 0 | 0 | Real 2021 ¦ 12/22/2022 3:42:52 PM | 0 | Tier 2 Area 1001 Solar 2043 | 0 |  | 1 | Unit |  | PJM | 0 | 0 | 0.26534 | 0 | 0 | 0 | 0 | 0 | 0 | 0 | 0 | 0
8418 | Tier 2 Area 1001 Wind 2024 | ATC | 2027 | AEP-KPCO | 34.9119 | 100 | 0 | -34.1301 | -35.8366 | -34.1301 | -34.1301 | 21715.6855 | 100 | 18952.3711 | 2763.3142 | 0 | 0 | 0 | -1 | 0 | 0 | 0 | 0 | 0 | 34.9119 | 305828.6562 | 305828.6562 | 0 | 0 | 0 | 0 | 10045.3936 | 10045.3936 | 0 | 0 | -1 | 0 | 0 | 0 | 0 | 0 | 0 | 0 | 0 | 0 | 0 | 0 | -1232.3324 | -10437.96 | 0 | -10437.96 | 0 | 0 | 0.34912 | 32.8465 | 36.876 | -4.0295 | 0 | 65.0881 | 0 | 0 | 0 | 8760 | 305828.6562 | 0 | 0 | 1/1/2024 | 12/31/2099 | TRUE | Wind |  | 2027 |  |  |  | REF | 0 | 0 | Real 2021 ¦ 12/22/2022 3:42:52 PM | 0 | Tier 2 Area 1001 Wind 2024 | 0 |  | 1 | Unit |  | PJM | 11 | 0 | 0.11 | 0 | 0 | 0 | 0 | 305828.6562 | 0 | 0 | 0 | 0
8419 | Tier 2 Area 1001 Wind 2025 | ATC | 2027 | AEP-KPCO | 34.9119 | 100 | 0 | -34.1301 | -35.8366 | -34.1301 | -34.1301 | 20251.459 | 100 | 17515.668 | 2735.791 | 0 | 0 | 0 | -1 | 0 | 0 | 0 | 0 | 0 | 34.9119 | 305828.6562 | 305828.6562 | 0 | 0 | 0 | 0 | 10045.3936 | 10045.3936 | 0 | 0 | -1 | 0 | 0 | 0 | 0 | 0 | 0 | 0 | 0 | 0 | 0 | 0 | 231.8938 | -10437.96 | 0 | -10437.96 | 0 | 0 | 0.34912 | 32.8465 | 32.0882 | 0.75825 | 0 | 65.0881 | 0 | 0 | 0 | 8760 | 305828.6562 | 0 | 0 | 1/1/2025 | 12/31/2099 | TRUE | Wind |  | 2027 |  |  |  | REF | 0 | 0 | Real 2021 ¦ 12/22/2022 3:42:52 PM | 0 | Tier 2 Area 1001 Wind 2025 | 0 |  | 1 | Unit |  | PJM | 11 | 0 | 0.11 | 0 | 0 | 0 | 0 | 305828.6562 | 0 | 0 | 0 | 0
8420 | Tier 2 Area 1001 Wind 2026 | ATC | 2027 | AEP-KPCO | 34.9119 | 100 | 0 | -34.1301 | -35.8366 | -34.1301 | -34.1301 | 19684.4844 | 100 | 16976.2168 | 2708.2681 | 0 | 0 | 0 | -1 | 0 | 0 | 0 | 0 | 0 | 34.9119 | 305828.6562 | 305828.6562 | 0 | 0 | 0 | 0 | 10045.3936 | 10045.3936 | 0 | 0 | -1 | 0 | 0 | 0 | 0 | 0 | 0 | 0 | 0 | 0 | 0 | 0 | 798.8687 | -10437.96 | 0 | -10437.96 | 0 | 0 | 0.34912 | 32.8465 | 30.2343 | 2.6121 | 0 | 65.0881 | 0 | 0 | 0 | 8760 | 305828.6562 | 0 | 0 | 1/1/2026 | 12/31/2099 | TRUE | Wind |  | 2027 |  |  |  | REF | 0 | 0 | Real 2021 ¦ 12/22/2022 3:42:52 PM | 0 | Tier 2 Area 1001 Wind 2026 | 0 |  | 1 | Unit |  | PJM | 11 | 0 | 0.11 | 0 | 0 | 0 | 0 | 305828.6562 | 0 | 0 | 0 | 0
8421 | Tier 2 Area 1001 Wind 2027 | ATC | 2027 | AEP-KPCO | 34.9119 | 100 | 0 | -34.1301 | -35.8366 | -34.1301 | -34.1301 | 19145.0332 | 100 | 16464.2891 | 2680.7451 | 0 | 0 | 0 | -1 | 0 | 0 | 0 | 0 | 0 | 34.9119 | 305828.6562 | 305828.6562 | 0 | 0 | 0 | 0 | 10045.3936 | 10045.3936 | 0 | 0 | -1 | 0 | 0 | 1 | 0 | 0 | 0 | 0 | 0 | 0 | 0 | 0 | 1338.3204 | -10437.96 | 0 | -10437.96 | 0 | 0 | 0.34912 | 32.8465 | 28.4704 | 4.376 | 0 | 65.0881 | 0 | 0 | 0 | 8760 | 305828.6562 | 0 | 0 | 1/1/2027 | 12/31/2099 | TRUE | Wind |  | 2027 |  |  |  | REF | 0 | 0 | Real 2021 ¦ 12/22/2022 3:42:52 PM | 0 | Tier 2 Area 1001 Wind 2027 | 0 |  | 1 | Unit |  | PJM | 11 | 0 | 0.11 | 0 | 0 | 0 | 0 | 305828.6562 | 0 | 0 | 0 | 0
8422 | Tier 2 Area 1001 Wind 2028 | ATC | 2027 | AEP-KPCO | 0 | 0 | 0 | 0 | 0 |  | 0 | 0 | 0 | 0 | 0 | 0 | 0 | 0 | -1 | 0 | 0 |  | 0 | 0 | 0 | 0 | 0 | 0 | 0 | 0 | 0 | 0 | 0 | 0 | 0 | -1 | 0 | 0 | 0 | 0 | 0 | 0 | 0 | 0 | 0 | 0 | 0 | 0 | 0 | 0 | 0 | 0 | 0 |  |  |  |  | 0 | 0 | 0 | 0 | 0 | 0 | 0 | 0 | 0 | 1/1/2028 | 12/31/2099 | TRUE | Wind |  | 2027 |  |  |  | REF | 0 | 0 | Real 2021 ¦ 12/22/2022 3:42:52 PM | 0 | Tier 2 Area 1001 Wind 2028 | 0 |  | 1 | Unit |  | PJM | 0 | 0 | 0.11 | 0 | 0 | 0 | 0 | 0 | 0 | 0 | 0 | 0
8423 | Tier 2 Area 1001 Wind 2029 | ATC | 2027 | AEP-KPCO | 0 | 0 | 0 | 0 | 0 |  | 0 | 0 | 0 | 0 | 0 | 0 | 0 | 0 | -1 | 0 | 0 |  | 0 | 0 | 0 | 0 | 0 | 0 | 0 | 0 | 0 | 0 | 0 | 0 | 0 | -1 | 0 | 0 | 0 | 0 | 0 | 0 | 0 | 0 | 0 | 0 | 0 | 0 | 0 | 0 | 0 | 0 | 0 |  |  |  |  | 0 | 0 | 0 | 0 | 0 | 0 | 0 | 0 | 0 | 1/1/2029 | 12/31/2099 | TRUE | Wind |  | 2027 |  |  |  | REF | 0 | 0 | Real 2021 ¦ 12/22/2022 3:42:52 PM | 0 | Tier 2 Area 1001 Wind 2029 | 0 |  | 1 | Unit |  | PJM | 0 | 0 | 0.11 | 0 | 0 | 0 | 0 | 0 | 0 | 0 | 0 | 0
8424 | Tier 2 Area 1001 Wind 2030 | ATC | 2027 | AEP-KPCO | 0 | 0 | 0 | 0 | 0 |  | 0 | 0 | 0 | 0 | 0 | 0 | 0 | 0 | -1 | 0 | 0 |  | 0 | 0 | 0 | 0 | 0 | 0 | 0 | 0 | 0 | 0 | 0 | 0 | 0 | -1 | 0 | 0 | 0 | 0 | 0 | 0 | 0 | 0 | 0 | 0 | 0 | 0 | 0 | 0 | 0 | 0 | 0 |  |  |  |  | 0 | 0 | 0 | 0 | 0 | 0 | 0 | 0 | 0 | 1/1/2030 | 12/31/2099 | TRUE | Wind |  | 2027 |  |  |  | REF | 0 | 0 | Real 2021 ¦ 12/22/2022 3:42:52 PM | 0 | Tier 2 Area 1001 Wind 2030 | 0 |  | 1 | Unit |  | PJM | 0 | 0 | 0.11 | 0 | 0 | 0 | 0 | 0 | 0 | 0 | 0 | 0
8425 | Tier 2 Area 1001 Wind 2031 | ATC | 2027 | AEP-KPCO | 0 | 0 | 0 | 0 | 0 |  | 0 | 0 | 0 | 0 | 0 | 0 | 0 | 0 | -1 | 0 | 0 |  | 0 | 0 | 0 | 0 | 0 | 0 | 0 | 0 | 0 | 0 | 0 | 0 | 0 | -1 | 0 | 0 | 0 | 0 | 0 | 0 | 0 | 0 | 0 | 0 | 0 | 0 | 0 | 0 | 0 | 0 | 0 |  |  |  |  | 0 | 0 | 0 | 0 | 0 | 0 | 0 | 0 | 0 | 1/1/2031 | 12/31/2099 | TRUE | Wind |  | 2027 |  |  |  | REF | 0 | 0 | Real 2021 ¦ 12/22/2022 3:42:52 PM | 0 | Tier 2 Area 1001 Wind 2031 | 0 |  | 1 | Unit |  | PJM | 0 | 0 | 0.11 | 0 | 0 | 0 | 0 | 0 | 0 | 0 | 0 | 0
8426 | Tier 2 Area 1001 Wind 2032 | ATC | 2027 | AEP-KPCO | 0 | 0 | 0 | 0 | 0 |  | 0 | 0 | 0 | 0 | 0 | 0 | 0 | 0 | -1 | 0 | 0 |  | 0 | 0 | 0 | 0 | 0 | 0 | 0 | 0 | 0 | 0 | 0 | 0 | 0 | -1 | 0 | 0 | 0 | 0 | 0 | 0 | 0 | 0 | 0 | 0 | 0 | 0 | 0 | 0 | 0 | 0 | 0 |  |  |  |  | 0 | 0 | 0 | 0 | 0 | 0 | 0 | 0 | 0 | 1/1/2032 | 12/31/2099 | TRUE | Wind |  | 2027 |  |  |  | REF | 0 | 0 | Real 2021 ¦ 12/22/2022 3:42:52 PM | 0 | Tier 2 Area 1001 Wind 2032 | 0 |  | 1 | Unit |  | PJM | 0 | 0 | 0.11 | 0 | 0 | 0 | 0 | 0 | 0 | 0 | 0 | 0
8427 | Tier 2 Area 1001 Wind 2033 | ATC | 2027 | AEP-KPCO | 0 | 0 | 0 | 0 | 0 |  | 0 | 0 | 0 | 0 | 0 | 0 | 0 | 0 | -1 | 0 | 0 |  | 0 | 0 | 0 | 0 | 0 | 0 | 0 | 0 | 0 | 0 | 0 | 0 | 0 | -1 | 0 | 0 | 0 | 0 | 0 | 0 | 0 | 0 | 0 | 0 | 0 | 0 | 0 | 0 | 0 | 0 | 0 |  |  |  |  | 0 | 0 | 0 | 0 | 0 | 0 | 0 | 0 | 0 | 1/1/2033 | 12/31/2099 | TRUE | Wind |  | 2027 |  |  |  | REF | 0 | 0 | Real 2021 ¦ 12/22/2022 3:42:52 PM | 0 | Tier 2 Area 1001 Wind 2033 | 0 |  | 1 | Unit |  | PJM | 0 | 0 | 0.11 | 0 | 0 | 0 | 0 | 0 | 0 | 0 | 0 | 0
8428 | Tier 2 Area 1001 Wind 2034 | ATC | 2027 | AEP-KPCO | 0 | 0 | 0 | 0 | 0 |  | 0 | 0 | 0 | 0 | 0 | 0 | 0 | 0 | -1 | 0 | 0 |  | 0 | 0 | 0 | 0 | 0 | 0 | 0 | 0 | 0 | 0 | 0 | 0 | 0 | -1 | 0 | 0 | 0 | 0 | 0 | 0 | 0 | 0 | 0 | 0 | 0 | 0 | 0 | 0 | 0 | 0 | 0 |  |  |  |  | 0 | 0 | 0 | 0 | 0 | 0 | 0 | 0 | 0 | 1/1/2034 | 12/31/2099 | TRUE | Wind |  | 2027 |  |  |  | REF | 0 | 0 | Real 2021 ¦ 12/22/2022 3:42:52 PM | 0 | Tier 2 Area 1001 Wind 2034 | 0 |  | 1 | Unit |  | PJM | 0 | 0 | 0.11 | 0 | 0 | 0 | 0 | 0 | 0 | 0 | 0 | 0
8429 | Tier 2 Area 1001 Wind 2035 | ATC | 2027 | AEP-KPCO | 0 | 0 | 0 | 0 | 0 |  | 0 | 0 | 0 | 0 | 0 | 0 | 0 | 0 | -1 | 0 | 0 |  | 0 | 0 | 0 | 0 | 0 | 0 | 0 | 0 | 0 | 0 | 0 | 0 | 0 | -1 | 0 | 0 | 0 | 0 | 0 | 0 | 0 | 0 | 0 | 0 | 0 | 0 | 0 | 0 | 0 | 0 | 0 |  |  |  |  | 0 | 0 | 0 | 0 | 0 | 0 | 0 | 0 | 0 | 1/1/2035 | 12/31/2099 | TRUE | Wind |  | 2027 |  |  |  | REF | 0 | 0 | Real 2021 ¦ 12/22/2022 3:42:52 PM | 0 | Tier 2 Area 1001 Wind 2035 | 0 |  | 1 | Unit |  | PJM | 0 | 0 | 0.11 | 0 | 0 | 0 | 0 | 0 | 0 | 0 | 0 | 0
8430 | Tier 2 Area 1001 Wind 2036 | ATC | 2027 | AEP-KPCO | 0 | 0 | 0 | 0 | 0 |  | 0 | 0 | 0 | 0 | 0 | 0 | 0 | 0 | -1 | 0 | 0 |  | 0 | 0 | 0 | 0 | 0 | 0 | 0 | 0 | 0 | 0 | 0 | 0 | 0 | -1 | 0 | 0 | 0 | 0 | 0 | 0 | 0 | 0 | 0 | 0 | 0 | 0 | 0 | 0 | 0 | 0 | 0 |  |  |  |  | 0 | 0 | 0 | 0 | 0 | 0 | 0 | 0 | 0 | 1/1/2036 | 12/31/2099 | TRUE | Wind |  | 2027 |  |  |  | REF | 0 | 0 | Real 2021 ¦ 12/22/2022 3:42:52 PM | 0 | Tier 2 Area 1001 Wind 2036 | 0 |  | 1 | Unit |  | PJM | 0 | 0 | 0.11 | 0 | 0 | 0 | 0 | 0 | 0 | 0 | 0 | 0
8431 | Tier 2 Area 1001 Wind 2037 | ATC | 2027 | AEP-KPCO | 0 | 0 | 0 | 0 | 0 |  | 0 | 0 | 0 | 0 | 0 | 0 | 0 | 0 | -1 | 0 | 0 |  | 0 | 0 | 0 | 0 | 0 | 0 | 0 | 0 | 0 | 0 | 0 | 0 | 0 | -1 | 0 | 0 | 0 | 0 | 0 | 0 | 0 | 0 | 0 | 0 | 0 | 0 | 0 | 0 | 0 | 0 | 0 |  |  |  |  | 0 | 0 | 0 | 0 | 0 | 0 | 0 | 0 | 0 | 1/1/2037 | 12/31/2099 | TRUE | Wind |  | 2027 |  |  |  | REF | 0 | 0 | Real 2021 ¦ 12/22/2022 3:42:52 PM | 0 | Tier 2 Area 1001 Wind 2037 | 0 |  | 1 | Unit |  | PJM | 0 | 0 | 0.11 | 0 | 0 | 0 | 0 | 0 | 0 | 0 | 0 | 0
8432 | Tier 2 Area 1001 Wind 2038 | ATC | 2027 | AEP-KPCO | 0 | 0 | 0 | 0 | 0 |  | 0 | 0 | 0 | 0 | 0 | 0 | 0 | 0 | -1 | 0 | 0 |  | 0 | 0 | 0 | 0 | 0 | 0 | 0 | 0 | 0 | 0 | 0 | 0 | 0 | -1 | 0 | 0 | 0 | 0 | 0 | 0 | 0 | 0 | 0 | 0 | 0 | 0 | 0 | 0 | 0 | 0 | 0 |  |  |  |  | 0 | 0 | 0 | 0 | 0 | 0 | 0 | 0 | 0 | 1/1/2038 | 12/31/2099 | TRUE | Wind |  | 2027 |  |  |  | REF | 0 | 0 | Real 2021 ¦ 12/22/2022 3:42:52 PM | 0 | Tier 2 Area 1001 Wind 2038 | 0 |  | 1 | Unit |  | PJM | 0 | 0 | 0.11 | 0 | 0 | 0 | 0 | 0 | 0 | 0 | 0 | 0
8433 | Tier 2 Area 1001 Wind 2039 | ATC | 2027 | AEP-KPCO | 0 | 0 | 0 | 0 | 0 |  | 0 | 0 | 0 | 0 | 0 | 0 | 0 | 0 | -1 | 0 | 0 |  | 0 | 0 | 0 | 0 | 0 | 0 | 0 | 0 | 0 | 0 | 0 | 0 | 0 | -1 | 0 | 0 | 0 | 0 | 0 | 0 | 0 | 0 | 0 | 0 | 0 | 0 | 0 | 0 | 0 | 0 | 0 |  |  |  |  | 0 | 0 | 0 | 0 | 0 | 0 | 0 | 0 | 0 | 1/1/2039 | 12/31/2099 | TRUE | Wind |  | 2027 |  |  |  | REF | 0 | 0 | Real 2021 ¦ 12/22/2022 3:42:52 PM | 0 | Tier 2 Area 1001 Wind 2039 | 0 |  | 1 | Unit |  | PJM | 0 | 0 | 0.11 | 0 | 0 | 0 | 0 | 0 | 0 | 0 | 0 | 0
8434 | Tier 2 Area 1001 Wind 2040 | ATC | 2027 | AEP-KPCO | 0 | 0 | 0 | 0 | 0 |  | 0 | 0 | 0 | 0 | 0 | 0 | 0 | 0 | -1 | 0 | 0 |  | 0 | 0 | 0 | 0 | 0 | 0 | 0 | 0 | 0 | 0 | 0 | 0 | 0 | -1 | 0 | 0 | 0 | 0 | 0 | 0 | 0 | 0 | 0 | 0 | 0 | 0 | 0 | 0 | 0 | 0 | 0 |  |  |  |  | 0 | 0 | 0 | 0 | 0 | 0 | 0 | 0 | 0 | 1/1/2040 | 12/31/2099 | TRUE | Wind |  | 2027 |  |  |  | REF | 0 | 0 | Real 2021 ¦ 12/22/2022 3:42:52 PM | 0 | Tier 2 Area 1001 Wind 2040 | 0 |  | 1 | Unit |  | PJM | 0 | 0 | 0.11 | 0 | 0 | 0 | 0 | 0 | 0 | 0 | 0 | 0
8435 | Tier 2 Area 1001 Wind 2041 | ATC | 2027 | AEP-KPCO | 0 | 0 | 0 | 0 | 0 |  | 0 | 0 | 0 | 0 | 0 | 0 | 0 | 0 | -1 | 0 | 0 |  | 0 | 0 | 0 | 0 | 0 | 0 | 0 | 0 | 0 | 0 | 0 | 0 | 0 | -1 | 0 | 0 | 0 | 0 | 0 | 0 | 0 | 0 | 0 | 0 | 0 | 0 | 0 | 0 | 0 | 0 | 0 |  |  |  |  | 0 | 0 | 0 | 0 | 0 | 0 | 0 | 0 | 0 | 1/1/2041 | 12/31/2099 | TRUE | Wind |  | 2027 |  |  |  | REF | 0 | 0 | Real 2021 ¦ 12/22/2022 3:42:52 PM | 0 | Tier 2 Area 1001 Wind 2041 | 0 |  | 1 | Unit |  | PJM | 0 | 0 | 0.11 | 0 | 0 | 0 | 0 | 0 | 0 | 0 | 0 | 0
8436 | Tier 2 Area 1001 Wind 2042 | ATC | 2027 | AEP-KPCO | 0 | 0 | 0 | 0 | 0 |  | 0 | 0 | 0 | 0 | 0 | 0 | 0 | 0 | -1 | 0 | 0 |  | 0 | 0 | 0 | 0 | 0 | 0 | 0 | 0 | 0 | 0 | 0 | 0 | 0 | -1 | 0 | 0 | 0 | 0 | 0 | 0 | 0 | 0 | 0 | 0 | 0 | 0 | 0 | 0 | 0 | 0 | 0 |  |  |  |  | 0 | 0 | 0 | 0 | 0 | 0 | 0 | 0 | 0 | 1/1/2042 | 12/31/2099 | TRUE | Wind |  | 2027 |  |  |  | REF | 0 | 0 | Real 2021 ¦ 12/22/2022 3:42:52 PM | 0 | Tier 2 Area 1001 Wind 2042 | 0 |  | 1 | Unit |  | PJM | 0 | 0 | 0.11 | 0 | 0 | 0 | 0 | 0 | 0 | 0 | 0 | 0
8437 | Tier 2 Area 1001 Wind 2043 | ATC | 2027 | AEP-KPCO | 0 | 0 | 0 | 0 | 0 |  | 0 | 0 | 0 | 0 | 0 | 0 | 0 | 0 | -1 | 0 | 0 |  | 0 | 0 | 0 | 0 | 0 | 0 | 0 | 0 | 0 | 0 | 0 | 0 | 0 | -1 | 0 | 0 | 0 | 0 | 0 | 0 | 0 | 0 | 0 | 0 | 0 | 0 | 0 | 0 | 0 | 0 | 0 |  |  |  |  | 0 | 0 | 0 | 0 | 0 | 0 | 0 | 0 | 0 | 1/1/2043 | 12/31/2099 | TRUE | Wind |  | 2027 |  |  |  | REF | 0 | 0 | Real 2021 ¦ 12/22/2022 3:42:52 PM | 0 | Tier 2 Area 1001 Wind 2043 | 0 |  | 1 | Unit |  | PJM | 0 | 0 | 0.11 | 0 | 0 | 0 | 0 | 0 | 0 | 0 | 0 | 0
8438 | Big Sandy #1_Ext Gas Capitalized | ATC | 2027 | AEP-KPCO | 0 | 0 | 0 | 0 | 0 |  | 0 | 0 | 0 | 0 | 0 | 0 | 0 | 0 | -1 | 0 | 0 |  | 0 | 0 | 0 | 0 | 0 | 0 | 0 | 0 | 0 | 0 | 0 | 0 | 0 | -1 | 0 | 0 | 0 | 0 | 0 | 0 | 0 | 0 | 0 | 0 | 0 | 0 | 0 | 0 | 0 | 0 | 0 |  |  |  |  | 0 | 0 | 0 | 0 | 0 | 0 | 0 | 0 | 0 | 6/1/2031 | 5/31/2041 | TRUE | TCO |  | 2027 |  |  |  | REF | 0 | 0 | Real 2021 ¦ 12/22/2022 3:42:52 PM | 0 | Big Sandy #1_Ext Gas Capitalized | 0 |  | 2 | Unit |  | PJM | 0 | 0 | 0.95 | 0 | 0 | 0 | 0 | 0 | 0 | 0 | 0 | 0
8439 | Big Sandy #1_Ext Gas FOM Capitalized | ATC | 2027 | AEP-KPCO | 0 | 0 | 0 | 0 | 0 |  | 0 | 0 | 0 | 0 | 0 | 0 | 0 | 0 | -1 | 0 | 0 |  | 0 | 0 | 0 | 0 | 0 | 0 | 0 | 0 | 0 | 0 | 0 | 0 | 0 | -1 | 0 | 0 | 0 | 0 | 0 | 0 | 0 | 0 | 0 | 0 | 0 | 0 | 0 | 0 | 0 | 0 | 0 |  |  |  |  | 0 | 0 | 0 | 0 | 0 | 0 | 0 | 0 | 0 | 6/1/2031 | 5/31/2041 | TRUE | TCO |  | 2027 |  |  |  | REF | 0 | 0 | Real 2021 ¦ 12/22/2022 3:42:52 PM | 0 | Big Sandy #1_Ext Gas FOM Capitalized | 0 |  | 2 | Unit |  | PJM | 0 | 0 | 0.95 | 0 | 0 | 0 | 0 | 0 | 0 | 0 | 0 | 0
9706 | Big Sandy #1 Gas | ATC | 2028 | AEP-KPCO | 257.4875 | 295 | 0 | 30.9649 | 30.4504 | 30.6724 | 29.0004 | 2330.1736 | 295.4 | 2330.1736 | 0 | 0 | 0 | 2.8825 | -1 | 7760811.5 | 9638 | 9708.3506 | 8945.8174 | 51.4975 | 91.0059 | 799395.5 | 799395.5 | 0 | 7.5137 | 35.9517 | 7760811.5 | 30729.9395 | 30729.9395 | 0 | 0 | -1 | 0 | 150.9346 | 9 | 23550.9648 | 3.5141 | 0.52481 | 0 | 2.9893 | 0 | 0 | 0 | 3729.4753 | 955.7149 | 1082.1912 | 0 | -126.4762 | 0 | 0.30849 | 38.4415 | 33.7761 | 4.6654 | 12.6771 | 7.6902 | 29.8224 | 0 | 0 | 3158 | 799395.5 | 0 | 0 | 5/30/2016 | 5/30/2031 | TRUE | TCO |  | 2028 |  |  |  | REF | 0 | 0 | Real 2021 ¦ 12/22/2022 3:42:52 PM | 0 | 13555 | 0 |  | 2 | Unit |  | PJM | 280.25 | 0 | 0.95 | 0 | 0 | 150.9346 | 0 | 2261769.75 | 0 | 23550.9648 | 0 | 0
9707 | Mitchell #1 (WV) | ATC | 2028 | AEP-KPCO | 242.4199 | 319.7814 | 0 | 15.0889 | 14.9437 | 36.9652 | 14.2321 | 8252.4443 | 338.8853 | 8252.4443 | 0 | 0 | 0 | 0.99855 | -1 | 7099183 | 4172.5244 | 10196.2549 | 3817.3887 | 116.3615 | 79.2639 | 696254 | 696254 | 0 | 6.1248 | 18.1011 | 7099183 | 29091.2246 | 29091.2246 | 0 | 0 | -1 | 0 | 442.7939 | 14 | 17068.3125 | 3.5236 | 0.0038356 | 0 | 3.5197 | 0 | 0 | 0 | -5341.1929 | 8618.582 | 1809.6284 | 0 | 6808.9536 | 0 | 0.24787 | 41.7825 | 49.4538 | -7.6713 | 50.2862 | 77.3615 | 0 | 0 | 0 | 1590 | 696254 | 0 | 0 | 5/1/1971 | 5/31/2028 | TRUE | Mitchell 1 Coal Price |  | 2028 |  |  |  | REF | 0 | 0 | Real 2021 ¦ 12/22/2022 3:42:52 PM | 0 | 3102 | 0 |  | 3 | Unit |  | PJM | 685.3 | 0 | 0.89 | 0 | 0 | 442.7939 | 0 | 2129416.5 | 0 | 17068.3125 | 0 | 0
9708 | Mitchell #2 (WV) | ATC | 2028 | AEP-KPCO | 266.92 | 328.0874 | 0 | 15.1726 | 15.2394 | 33.7338 | 14.5137 | 7265.8071 | 338.8853 | 7265.8071 | 0 | 0 | 0 | 0.98746 | -1 | 9210744 | 4246.0327 | 10272.3213 | 3969.8716 | 128.1216 | 102.0784 | 896656.5625 | 896656.5625 | 0 | 3.6999 | 15.9153 | 9210744 | 37968.1641 | 37968.1641 | 0 | 0 | -1 | 0 | 158.1407 | 5 | 21898.8633 | 1.2651 | 0.0053133 | 0 | 1.2598 | 0 | 0 | 0 | 296.6139 | 8285.2871 | 2342.116 | 0 | 5943.1709 | 0 | 0.31113 | 42.3442 | 42.0134 | 0.3308 | 63.4535 | 28.7904 | 32.377 | 0 | 0 | 1398 | 896656.5625 | 0 | 0 | 5/1/1971 | 5/31/2028 | TRUE | Mitchell 2 Coal Price |  | 2028 |  |  |  | REF | 0 | 0 | Real 2021 ¦ 12/22/2022 3:42:52 PM | 0 | 3105 | 0 |  | 3 | Unit |  | PJM | 703.1 | 0 | 0.89 | 0 | 0 | 158.1407 | 0 | 2344625.5 | 0 | 21898.8633 | 0 | 0
9709 | Area 1001 Gas CC 2x1 2024 | ATC | 2028 | AEP-KPCO | 938.2015 | 1034.1318 | 0 | 18.6387 | 22.5383 | 18.7064 | 17.5168 | 163971.75 | 1083 | 150043.4219 | 13928.333 | 0 | 0 | 2.6177 | -1 | 50101992 | 6370 | 6389.5791 | 5941.4287 | 281.4604 | 892.6689 | 7841204 | 7841204 | 0 | 0.011384 | 99.5332 | 50101992 | 260324.75 | 260324.75 | 0 | 0 | -1 | 0 | 22.866 | 1 | 131282.5469 | 2.0037 | 0.02407 | 0 | 1.9796 | 0 | 0 | 0 | -50350.5195 | 15396.6914 | 15396.6914 | 0 | 0 | 0 | 0.86321 | 33.1996 | 39.6209 | -6.4213 | 1.4293 | 61.6612 | 34.2691 | 0 | 0 | 8743 | 7841204 | 0 | 0 | 1/1/2024 | 12/31/2099 | TRUE | TCO |  | 2028 |  |  |  | REF | 0 | 0 | Real 2021 ¦ 12/22/2022 3:42:52 PM | 0 | Area 1001 Gas CC 2x1 2024 | 0 |  | 1 | Unit |  | PJM | 1045.095 | 0 | 0.965 | 0 | 0 | 22.866 | 0 | 8241162 | 0 | 131282.5469 | 0 | 0
9710 | Area 1001 Gas CC 2x1 2025 | ATC | 2028 | AEP-KPCO | 938.2015 | 1034.1318 | 0 | 18.6387 | 22.5383 | 18.706 | 17.5168 | 157157.0312 | 1083 | 143228.7031 | 13928.333 | 0 | 0 | 2.6177 | -1 | 50095676 | 6370 | 6389.5801 | 5941.4287 | 281.4604 | 892.5563 | 7840214.5 | 7840214.5 | 0 | 0 | 99.5219 | 50095676 | 260300.3438 | 260300.3438 | 0 | 0 | -1 | 0 | 22.866 | 1 | 131262.9688 | 0.0018661 | 0.0018661 | 0 | 0 | 0 | 0 | 0 | -43538.6953 | 15394.749 | 15394.749 | 0 | 0 | 0 | 0.8631 | 33.2007 | 38.7539 | -5.5533 | 1.4292 | 61.6612 | 34.2691 | 0 | 0 | 8742 | 7840214.5 | 0 | 0 | 1/1/2025 | 12/31/2099 | TRUE | TCO |  | 2028 |  |  |  | REF | 0 | 0 | Real 2021 ¦ 12/22/2022 3:42:52 PM | 0 | Area 1001 Gas CC 2x1 2025 | 0 |  | 1 | Unit |  | PJM | 1045.095 | 0 | 0.965 | 0 | 0 | 22.866 | 0 | 8241162 | 0 | 131262.9688 | 0 | 0
9711 | Area 1001 Gas CC 2x1 2026 | ATC | 2028 | AEP-KPCO | 938.2015 | 1034.1318 | 0 | 18.6387 | 22.5383 | 18.706 | 17.5168 | 157814.5938 | 1083 | 143886.25 | 13928.333 | 0 | 0 | 2.6177 | -1 | 50095676 | 6370 | 6389.5801 | 5941.4287 | 281.4604 | 892.5563 | 7840214.5 | 7840214.5 | 0 | 0 | 99.5219 | 50095676 | 260300.3438 | 260300.3438 | 0 | 0 | -1 | 0 | 22.866 | 1 | 131262.9688 | 0 | 0 | 0 | 0 | 0 | 0 | 0 | -44196.2578 | 15394.749 | 15394.749 | 0 | 0 | 0 | 0.8631 | 33.2007 | 38.8378 | -5.6371 | 1.4292 | 61.6612 | 34.2691 | 0 | 0 | 8742 | 7840214.5 | 0 | 0 | 1/1/2026 | 12/31/2099 | TRUE | TCO |  | 2028 |  |  |  | REF | 0 | 0 | Real 2021 ¦ 12/22/2022 3:42:52 PM | 0 | Area 1001 Gas CC 2x1 2026 | 0 |  | 1 | Unit |  | PJM | 1045.095 | 0 | 0.965 | 0 | 0 | 22.866 | 0 | 8241162 | 0 | 131262.9688 | 0 | 0
9712 | Area 1001 Gas CC 2x1 2027 | ATC | 2028 | AEP-KPCO | 938.2015 | 1034.1318 | 0 | 18.6387 | 22.5383 | 18.706 | 17.5168 | 158711.2656 | 1083 | 144782.9375 | 13928.333 | 0 | 0 | 2.6177 | -1 | 50095676 | 6370 | 6389.5801 | 5941.4287 | 281.4604 | 892.5563 | 7840214.5 | 7840214.5 | 0 | 0 | 99.5219 | 50095676 | 260300.3438 | 260300.3438 | 0 | 0 | -1 | 0 | 22.866 | 1 | 131262.9688 | 0 | 0 | 0 | 0 | 0 | 0 | 0 | -45092.9297 | 15394.749 | 15394.749 | 0 | 0 | 0 | 0.8631 | 33.2007 | 38.9522 | -5.7515 | 1.4292 | 61.6612 | 34.2691 | 0 | 0 | 8742 | 7840214.5 | 0 | 0 | 1/1/2027 | 12/31/2099 | TRUE | TCO |  | 2028 |  |  |  | REF | 0 | 0 | Real 2021 ¦ 12/22/2022 3:42:52 PM | 0 | Area 1001 Gas CC 2x1 2027 | 0 |  | 1 | Unit |  | PJM | 1045.095 | 0 | 0.965 | 0 | 0 | 22.866 | 0 | 8241162 | 0 | 131262.9688 | 0 | 0
9713 | Area 1001 Gas CC 2x1 2028 | ATC | 2028 | AEP-KPCO | 938.2015 | 1034.1318 | 0 | 18.6387 | 22.5383 | 18.7059 | 17.5168 | 159607.9375 | 1083 | 145679.6094 | 13928.333 | 0 | 0 | 2.6177 | -1 | 50084880 | 6370 | 6389.6836 | 5941.4287 | 281.4604 | 892.3494 | 7838397 | 7838397 | 0 | 3.4381 | 99.5219 | 50084880 | 260261.1406 | 260261.1406 | 0 | 0 | -1 | 0 | 45.732 | 2 | 131231.8594 | 0.20688 | 0 | 0 | 0.20688 | 0 | 0 | 0 | -46017 | 15391.1807 | 15391.1807 | 0 | 0 | 0 | 0.8629 | 33.2034 | 39.0741 | -5.8707 | 1.4291 | 61.6612 | 34.2691 | 0 | 0 | 8742 | 7838397 | 0 | 0 | 1/1/2028 | 12/31/2099 | TRUE | TCO |  | 2028 |  |  |  | REF | 0 | 0 | Real 2021 ¦ 12/22/2022 3:42:52 PM | 0 | Area 1001 Gas CC 2x1 2028 | 0 |  | 1 | Unit |  | PJM | 1045.095 | 0 | 0.965 | 0 | 0 | 45.732 | 0 | 8241162 | 0 | 131231.8594 | 0 | 0
9714 | Area 1001 Gas CC 2x1 2029 | ATC | 2028 | AEP-KPCO | 0 | 0 | 0 | 0 | 0 |  | 0 | 0 | 0 | 0 | 0 | 0 | 0 | 0 | -1 | 0 | 0 |  | 0 | 0 | 0 | 0 | 0 | 0 | 0 | 0 | 0 | 0 | 0 | 0 | 0 | -1 | 0 | 0 | 0 | 0 | 0 | 0 | 0 | 0 | 0 | 0 | 0 | 0 | 0 | 0 | 0 | 0 | 0 |  |  |  |  | 0 | 0 | 0 | 0 | 0 | 0 | 0 | 0 | 0 | 1/1/2029 | 12/31/2099 | TRUE | TCO |  | 2028 |  |  |  | REF | 0 | 0 | Real 2021 ¦ 12/22/2022 3:42:52 PM | 0 | Area 1001 Gas CC 2x1 2029 | 0 |  | 1 | Unit |  | PJM | 0 | 0 | 0.965 | 0 | 0 | 0 | 0 | 0 | 0 | 0 | 0 | 0
9715 | Area 1001 Gas CC 2x1 2030 | ATC | 2028 | AEP-KPCO | 0 | 0 | 0 | 0 | 0 |  | 0 | 0 | 0 | 0 | 0 | 0 | 0 | 0 | -1 | 0 | 0 |  | 0 | 0 | 0 | 0 | 0 | 0 | 0 | 0 | 0 | 0 | 0 | 0 | 0 | -1 | 0 | 0 | 0 | 0 | 0 | 0 | 0 | 0 | 0 | 0 | 0 | 0 | 0 | 0 | 0 | 0 | 0 |  |  |  |  | 0 | 0 | 0 | 0 | 0 | 0 | 0 | 0 | 0 | 1/1/2030 | 12/31/2099 | TRUE | TCO |  | 2028 |  |  |  | REF | 0 | 0 | Real 2021 ¦ 12/22/2022 3:42:52 PM | 0 | Area 1001 Gas CC 2x1 2030 | 0 |  | 1 | Unit |  | PJM | 0 | 0 | 0.965 | 0 | 0 | 0 | 0 | 0 | 0 | 0 | 0 | 0
9716 | Area 1001 Gas CC 2x1 2031 | ATC | 2028 | AEP-KPCO | 0 | 0 | 0 | 0 | 0 |  | 0 | 0 | 0 | 0 | 0 | 0 | 0 | 0 | -1 | 0 | 0 |  | 0 | 0 | 0 | 0 | 0 | 0 | 0 | 0 | 0 | 0 | 0 | 0 | 0 | -1 | 0 | 0 | 0 | 0 | 0 | 0 | 0 | 0 | 0 | 0 | 0 | 0 | 0 | 0 | 0 | 0 | 0 |  |  |  |  | 0 | 0 | 0 | 0 | 0 | 0 | 0 | 0 | 0 | 1/1/2031 | 12/31/2099 | TRUE | TCO |  | 2028 |  |  |  | REF | 0 | 0 | Real 2021 ¦ 12/22/2022 3:42:52 PM | 0 | Area 1001 Gas CC 2x1 2031 | 0 |  | 1 | Unit |  | PJM | 0 | 0 | 0.965 | 0 | 0 | 0 | 0 | 0 | 0 | 0 | 0 | 0
9717 | Area 1001 Gas CC 2x1 2032 | ATC | 2028 | AEP-KPCO | 0 | 0 | 0 | 0 | 0 |  | 0 | 0 | 0 | 0 | 0 | 0 | 0 | 0 | -1 | 0 | 0 |  | 0 | 0 | 0 | 0 | 0 | 0 | 0 | 0 | 0 | 0 | 0 | 0 | 0 | -1 | 0 | 0 | 0 | 0 | 0 | 0 | 0 | 0 | 0 | 0 | 0 | 0 | 0 | 0 | 0 | 0 | 0 |  |  |  |  | 0 | 0 | 0 | 0 | 0 | 0 | 0 | 0 | 0 | 1/1/2032 | 12/31/2099 | TRUE | TCO |  | 2028 |  |  |  | REF | 0 | 0 | Real 2021 ¦ 12/22/2022 3:42:52 PM | 0 | Area 1001 Gas CC 2x1 2032 | 0 |  | 1 | Unit |  | PJM | 0 | 0 | 0.965 | 0 | 0 | 0 | 0 | 0 | 0 | 0 | 0 | 0
9718 | Area 1001 Gas CC 2x1 2033 | ATC | 2028 | AEP-KPCO | 0 | 0 | 0 | 0 | 0 |  | 0 | 0 | 0 | 0 | 0 | 0 | 0 | 0 | -1 | 0 | 0 |  | 0 | 0 | 0 | 0 | 0 | 0 | 0 | 0 | 0 | 0 | 0 | 0 | 0 | -1 | 0 | 0 | 0 | 0 | 0 | 0 | 0 | 0 | 0 | 0 | 0 | 0 | 0 | 0 | 0 | 0 | 0 |  |  |  |  | 0 | 0 | 0 | 0 | 0 | 0 | 0 | 0 | 0 | 1/1/2033 | 12/31/2099 | TRUE | TCO |  | 2028 |  |  |  | REF | 0 | 0 | Real 2021 ¦ 12/22/2022 3:42:52 PM | 0 | Area 1001 Gas CC 2x1 2033 | 0 |  | 1 | Unit |  | PJM | 0 | 0 | 0.965 | 0 | 0 | 0 | 0 | 0 | 0 | 0 | 0 | 0
9719 | Area 1001 Gas CC 2x1 2034 | ATC | 2028 | AEP-KPCO | 0 | 0 | 0 | 0 | 0 |  | 0 | 0 | 0 | 0 | 0 | 0 | 0 | 0 | -1 | 0 | 0 |  | 0 | 0 | 0 | 0 | 0 | 0 | 0 | 0 | 0 | 0 | 0 | 0 | 0 | -1 | 0 | 0 | 0 | 0 | 0 | 0 | 0 | 0 | 0 | 0 | 0 | 0 | 0 | 0 | 0 | 0 | 0 |  |  |  |  | 0 | 0 | 0 | 0 | 0 | 0 | 0 | 0 | 0 | 1/1/2034 | 12/31/2099 | TRUE | TCO |  | 2028 |  |  |  | REF | 0 | 0 | Real 2021 ¦ 12/22/2022 3:42:52 PM | 0 | Area 1001 Gas CC 2x1 2034 | 0 |  | 1 | Unit |  | PJM | 0 | 0 | 0.965 | 0 | 0 | 0 | 0 | 0 | 0 | 0 | 0 | 0
9720 | Area 1001 Gas CC 2x1 2035 | ATC | 2028 | AEP-KPCO | 0 | 0 | 0 | 0 | 0 |  | 0 | 0 | 0 | 0 | 0 | 0 | 0 | 0 | -1 | 0 | 0 |  | 0 | 0 | 0 | 0 | 0 | 0 | 0 | 0 | 0 | 0 | 0 | 0 | 0 | -1 | 0 | 0 | 0 | 0 | 0 | 0 | 0 | 0 | 0 | 0 | 0 | 0 | 0 | 0 | 0 | 0 | 0 |  |  |  |  | 0 | 0 | 0 | 0 | 0 | 0 | 0 | 0 | 0 | 1/1/2035 | 12/31/2099 | TRUE | TCO |  | 2028 |  |  |  | REF | 0 | 0 | Real 2021 ¦ 12/22/2022 3:42:52 PM | 0 | Area 1001 Gas CC 2x1 2035 | 0 |  | 1 | Unit |  | PJM | 0 | 0 | 0.965 | 0 | 0 | 0 | 0 | 0 | 0 | 0 | 0 | 0
9721 | Area 1001 Gas CC 2x1 2036 | ATC | 2028 | AEP-KPCO | 0 | 0 | 0 | 0 | 0 |  | 0 | 0 | 0 | 0 | 0 | 0 | 0 | 0 | -1 | 0 | 0 |  | 0 | 0 | 0 | 0 | 0 | 0 | 0 | 0 | 0 | 0 | 0 | 0 | 0 | -1 | 0 | 0 | 0 | 0 | 0 | 0 | 0 | 0 | 0 | 0 | 0 | 0 | 0 | 0 | 0 | 0 | 0 |  |  |  |  | 0 | 0 | 0 | 0 | 0 | 0 | 0 | 0 | 0 | 1/1/2036 | 12/31/2099 | TRUE | TCO |  | 2028 |  |  |  | REF | 0 | 0 | Real 2021 ¦ 12/22/2022 3:42:52 PM | 0 | Area 1001 Gas CC 2x1 2036 | 0 |  | 1 | Unit |  | PJM | 0 | 0 | 0.965 | 0 | 0 | 0 | 0 | 0 | 0 | 0 | 0 | 0
9722 | Area 1001 Gas CC 2x1 2037 | ATC | 2028 | AEP-KPCO | 0 | 0 | 0 | 0 | 0 |  | 0 | 0 | 0 | 0 | 0 | 0 | 0 | 0 | -1 | 0 | 0 |  | 0 | 0 | 0 | 0 | 0 | 0 | 0 | 0 | 0 | 0 | 0 | 0 | 0 | -1 | 0 | 0 | 0 | 0 | 0 | 0 | 0 | 0 | 0 | 0 | 0 | 0 | 0 | 0 | 0 | 0 | 0 |  |  |  |  | 0 | 0 | 0 | 0 | 0 | 0 | 0 | 0 | 0 | 1/1/2037 | 12/31/2099 | TRUE | TCO |  | 2028 |  |  |  | REF | 0 | 0 | Real 2021 ¦ 12/22/2022 3:42:52 PM | 0 | Area 1001 Gas CC 2x1 2037 | 0 |  | 1 | Unit |  | PJM | 0 | 0 | 0.965 | 0 | 0 | 0 | 0 | 0 | 0 | 0 | 0 | 0
9723 | Area 1001 Gas CC 2x1 2038 | ATC | 2028 | AEP-KPCO | 0 | 0 | 0 | 0 | 0 |  | 0 | 0 | 0 | 0 | 0 | 0 | 0 | 0 | -1 | 0 | 0 |  | 0 | 0 | 0 | 0 | 0 | 0 | 0 | 0 | 0 | 0 | 0 | 0 | 0 | -1 | 0 | 0 | 0 | 0 | 0 | 0 | 0 | 0 | 0 | 0 | 0 | 0 | 0 | 0 | 0 | 0 | 0 |  |  |  |  | 0 | 0 | 0 | 0 | 0 | 0 | 0 | 0 | 0 | 1/1/2038 | 12/31/2099 | TRUE | TCO |  | 2028 |  |  |  | REF | 0 | 0 | Real 2021 ¦ 12/22/2022 3:42:52 PM | 0 | Area 1001 Gas CC 2x1 2038 | 0 |  | 1 | Unit |  | PJM | 0 | 0 | 0.965 | 0 | 0 | 0 | 0 | 0 | 0 | 0 | 0 | 0
9724 | Area 1001 Gas CC 2x1 2039 | ATC | 2028 | AEP-KPCO | 0 | 0 | 0 | 0 | 0 |  | 0 | 0 | 0 | 0 | 0 | 0 | 0 | 0 | -1 | 0 | 0 |  | 0 | 0 | 0 | 0 | 0 | 0 | 0 | 0 | 0 | 0 | 0 | 0 | 0 | -1 | 0 | 0 | 0 | 0 | 0 | 0 | 0 | 0 | 0 | 0 | 0 | 0 | 0 | 0 | 0 | 0 | 0 |  |  |  |  | 0 | 0 | 0 | 0 | 0 | 0 | 0 | 0 | 0 | 1/1/2039 | 12/31/2099 | TRUE | TCO |  | 2028 |  |  |  | REF | 0 | 0 | Real 2021 ¦ 12/22/2022 3:42:52 PM | 0 | Area 1001 Gas CC 2x1 2039 | 0 |  | 1 | Unit |  | PJM | 0 | 0 | 0.965 | 0 | 0 | 0 | 0 | 0 | 0 | 0 | 0 | 0
9725 | Area 1001 Gas CC 2x1 2040 | ATC | 2028 | AEP-KPCO | 0 | 0 | 0 | 0 | 0 |  | 0 | 0 | 0 | 0 | 0 | 0 | 0 | 0 | -1 | 0 | 0 |  | 0 | 0 | 0 | 0 | 0 | 0 | 0 | 0 | 0 | 0 | 0 | 0 | 0 | -1 | 0 | 0 | 0 | 0 | 0 | 0 | 0 | 0 | 0 | 0 | 0 | 0 | 0 | 0 | 0 | 0 | 0 |  |  |  |  | 0 | 0 | 0 | 0 | 0 | 0 | 0 | 0 | 0 | 1/1/2040 | 12/31/2099 | TRUE | TCO |  | 2028 |  |  |  | REF | 0 | 0 | Real 2021 ¦ 12/22/2022 3:42:52 PM | 0 | Area 1001 Gas CC 2x1 2040 | 0 |  | 1 | Unit |  | PJM | 0 | 0 | 0.965 | 0 | 0 | 0 | 0 | 0 | 0 | 0 | 0 | 0
9726 | Area 1001 Gas CC 2x1 2041 | ATC | 2028 | AEP-KPCO | 0 | 0 | 0 | 0 | 0 |  | 0 | 0 | 0 | 0 | 0 | 0 | 0 | 0 | -1 | 0 | 0 |  | 0 | 0 | 0 | 0 | 0 | 0 | 0 | 0 | 0 | 0 | 0 | 0 | 0 | -1 | 0 | 0 | 0 | 0 | 0 | 0 | 0 | 0 | 0 | 0 | 0 | 0 | 0 | 0 | 0 | 0 | 0 |  |  |  |  | 0 | 0 | 0 | 0 | 0 | 0 | 0 | 0 | 0 | 1/1/2041 | 12/31/2099 | TRUE | TCO |  | 2028 |  |  |  | REF | 0 | 0 | Real 2021 ¦ 12/22/2022 3:42:52 PM | 0 | Area 1001 Gas CC 2x1 2041 | 0 |  | 1 | Unit |  | PJM | 0 | 0 | 0.965 | 0 | 0 | 0 | 0 | 0 | 0 | 0 | 0 | 0
9727 | Area 1001 Gas CC 2x1 2042 | ATC | 2028 | AEP-KPCO | 0 | 0 | 0 | 0 | 0 |  | 0 | 0 | 0 | 0 | 0 | 0 | 0 | 0 | -1 | 0 | 0 |  | 0 | 0 | 0 | 0 | 0 | 0 | 0 | 0 | 0 | 0 | 0 | 0 | 0 | -1 | 0 | 0 | 0 | 0 | 0 | 0 | 0 | 0 | 0 | 0 | 0 | 0 | 0 | 0 | 0 | 0 | 0 |  |  |  |  | 0 | 0 | 0 | 0 | 0 | 0 | 0 | 0 | 0 | 1/1/2042 | 12/31/2099 | TRUE | TCO |  | 2028 |  |  |  | REF | 0 | 0 | Real 2021 ¦ 12/22/2022 3:42:52 PM | 0 | Area 1001 Gas CC 2x1 2042 | 0 |  | 1 | Unit |  | PJM | 0 | 0 | 0.965 | 0 | 0 | 0 | 0 | 0 | 0 | 0 | 0 | 0
9728 | Area 1001 Gas CC 2x1 2043 | ATC | 2028 | AEP-KPCO | 0 | 0 | 0 | 0 | 0 |  | 0 | 0 | 0 | 0 | 0 | 0 | 0 | 0 | -1 | 0 | 0 |  | 0 | 0 | 0 | 0 | 0 | 0 | 0 | 0 | 0 | 0 | 0 | 0 | 0 | -1 | 0 | 0 | 0 | 0 | 0 | 0 | 0 | 0 | 0 | 0 | 0 | 0 | 0 | 0 | 0 | 0 | 0 |  |  |  |  | 0 | 0 | 0 | 0 | 0 | 0 | 0 | 0 | 0 | 1/1/2043 | 12/31/2099 | TRUE | TCO |  | 2028 |  |  |  | REF | 0 | 0 | Real 2021 ¦ 12/22/2022 3:42:52 PM | 0 | Area 1001 Gas CC 2x1 2043 | 0 |  | 1 | Unit |  | PJM | 0 | 0 | 0.965 | 0 | 0 | 0 | 0 | 0 | 0 | 0 | 0 | 0
9729 | Area 1001 Gas CC 1x1 2024 | ATC | 2028 | AEP-KPCO | 362.1129 | 399.1386 | 0 | 19.5057 | 23.4053 | 19.5614 | 18.3838 | 72954.6406 | 418 | 66748.1875 | 6206.4512 | 0 | 0 | 2.6177 | -1 | 18939910 | 6431 | 6457.2993 | 6002.4287 | 108.6339 | 333.914 | 2933101 | 2933101 | 0 | 0 | 97.9508 | 18939910 | 98204.5312 | 98204.5312 | 0 | 0 | -1 | 0 | 43.5316 | 5 | 49541.1211 | 1.0833 | 0.02601 | 0 | 1.0573 | 0 | 0 | 0 | -32169.2285 | 7833.9219 | 7833.9219 | 0 | 0 | 0 | 0.83659 | 33.4815 | 44.4491 | -10.9677 | 0.54615 | 23.7991 | 13.2267 | 0 | 0 | 8604 | 2933101 | 0 | 0 | 1/1/2024 | 12/31/2099 | TRUE | TCO |  | 2028 |  |  |  | REF | 0 | 0 | Real 2021 ¦ 12/22/2022 3:42:52 PM | 0 | Area 1001 Gas CC 1x1 2024 | 0 |  | 1 | Unit |  | PJM | 403.37 | 0 | 0.965 | 0 | 0 | 43.5316 | 0 | 3180799.25 | 0 | 49541.1211 | 0 | 0
9730 | Area 1001 Gas CC 1x1 2025 | ATC | 2028 | AEP-KPCO | 362.1129 | 399.1386 | 0 | 19.5057 | 23.4053 | 19.5614 | 18.3838 | 69909.0938 | 418 | 63702.6445 | 6206.4512 | 0 | 0 | 2.6177 | -1 | 18939910 | 6431 | 6457.2993 | 6002.4287 | 108.6339 | 333.914 | 2933101 | 2933101 | 0 | 0 | 97.9508 | 18939910 | 98204.5312 | 98204.5312 | 0 | 0 | -1 | 0 | 43.5316 | 5 | 49541.1211 | 0 | 0 | 0 | 0 | 0 | 0 | 0 | -29123.6836 | 7833.9219 | 7833.9219 | 0 | 0 | 0 | 0.83659 | 33.4815 | 43.4108 | -9.9293 | 0.54615 | 23.7991 | 13.2267 | 0 | 0 | 8604 | 2933101 | 0 | 0 | 1/1/2025 | 12/31/2099 | TRUE | TCO |  | 2028 |  |  |  | REF | 0 | 0 | Real 2021 ¦ 12/22/2022 3:42:52 PM | 0 | Area 1001 Gas CC 1x1 2025 | 0 |  | 1 | Unit |  | PJM | 403.37 | 0 | 0.965 | 0 | 0 | 43.5316 | 0 | 3180799.25 | 0 | 49541.1211 | 0 | 0
9731 | Area 1001 Gas CC 1x1 2026 | ATC | 2028 | AEP-KPCO | 362.1129 | 399.1386 | 0 | 19.5057 | 23.4053 | 19.5614 | 18.3838 | 70209.0312 | 418 | 64002.5859 | 6206.4512 | 0 | 0 | 2.6177 | -1 | 18939910 | 6431 | 6457.2993 | 6002.4287 | 108.6339 | 333.914 | 2933101 | 2933101 | 0 | 0 | 97.9508 | 18939910 | 98204.5312 | 98204.5312 | 0 | 0 | -1 | 0 | 43.5316 | 5 | 49541.1211 | 0 | 0 | 0 | 0 | 0 | 0 | 0 | -29423.623 | 7833.9219 | 7833.9219 | 0 | 0 | 0 | 0.83659 | 33.4815 | 43.513 | -10.0316 | 0.54615 | 23.7991 | 13.2267 | 0 | 0 | 8604 | 2933101 | 0 | 0 | 1/1/2026 | 12/31/2099 | TRUE | TCO |  | 2028 |  |  |  | REF | 0 | 0 | Real 2021 ¦ 12/22/2022 3:42:52 PM | 0 | Area 1001 Gas CC 1x1 2026 | 0 |  | 1 | Unit |  | PJM | 403.37 | 0 | 0.965 | 0 | 0 | 43.5316 | 0 | 3180799.25 | 0 | 49541.1211 | 0 | 0
9732 | Area 1001 Gas CC 1x1 2027 | ATC | 2028 | AEP-KPCO | 362.1129 | 399.1386 | 0 | 19.5057 | 23.4053 | 19.5614 | 18.3838 | 70601.2656 | 418 | 64394.8125 | 6206.4512 | 0 | 0 | 2.6177 | -1 | 18939910 | 6431 | 6457.2993 | 6002.4287 | 108.6339 | 333.914 | 2933101 | 2933101 | 0 | 0 | 97.9508 | 18939910 | 98204.5312 | 98204.5312 | 0 | 0 | -1 | 0 | 43.5316 | 5 | 49541.1211 | 0 | 0 | 0 | 0 | 0 | 0 | 0 | -29815.8516 | 7833.9219 | 7833.9219 | 0 | 0 | 0 | 0.83659 | 33.4815 | 43.6468 | -10.1653 | 0.54615 | 23.7991 | 13.2267 | 0 | 0 | 8604 | 2933101 | 0 | 0 | 1/1/2027 | 12/31/2099 | TRUE | TCO |  | 2028 |  |  |  | REF | 0 | 0 | Real 2021 ¦ 12/22/2022 3:42:52 PM | 0 | Area 1001 Gas CC 1x1 2027 | 0 |  | 1 | Unit |  | PJM | 403.37 | 0 | 0.965 | 0 | 0 | 43.5316 | 0 | 3180799.25 | 0 | 49541.1211 | 0 | 0
9733 | Area 1001 Gas CC 1x1 2028 | ATC | 2028 | AEP-KPCO | 362.1129 | 399.1386 | 0 | 19.5057 | 23.4053 | 19.5616 | 18.3838 | 70993.4922 | 418 | 64787.043 | 6206.4512 | 0 | 0 | 2.6177 | -1 | 18909354 | 6431 | 6458.0898 | 6002.4287 | 108.6339 | 333.3345 | 2928010.5 | 2928010.5 | 0 | 19.9112 | 97.9508 | 18909354 | 98060.7656 | 98060.7656 | 0 | 0 | -1 | 0 | 52.3571 | 6 | 49455.6406 | 0.57951 | 0 | 0 | 0.57951 | 0 | 0 | 0 | -30261.5996 | 7820.3262 | 7820.3262 | 0 | 0 | 0 | 0.83513 | 33.4906 | 43.8258 | -10.3352 | 0.54559 | 23.7991 | 13.2267 | 0 | 0 | 8604 | 2928010.5 | 0 | 0 | 1/1/2028 | 12/31/2099 | TRUE | TCO |  | 2028 |  |  |  | REF | 0 | 0 | Real 2021 ¦ 12/22/2022 3:42:52 PM | 0 | Area 1001 Gas CC 1x1 2028 | 0 |  | 1 | Unit |  | PJM | 403.37 | 0 | 0.965 | 0 | 0 | 52.3571 | 0 | 3180799.25 | 0 | 49455.6406 | 0 | 0
9734 | Area 1001 Gas CC 1x1 2029 | ATC | 2028 | AEP-KPCO | 0 | 0 | 0 | 0 | 0 |  | 0 | 0 | 0 | 0 | 0 | 0 | 0 | 0 | -1 | 0 | 0 |  | 0 | 0 | 0 | 0 | 0 | 0 | 0 | 0 | 0 | 0 | 0 | 0 | 0 | -1 | 0 | 0 | 0 | 0 | 0 | 0 | 0 | 0 | 0 | 0 | 0 | 0 | 0 | 0 | 0 | 0 | 0 |  |  |  |  | 0 | 0 | 0 | 0 | 0 | 0 | 0 | 0 | 0 | 1/1/2029 | 12/31/2099 | TRUE | TCO |  | 2028 |  |  |  | REF | 0 | 0 | Real 2021 ¦ 12/22/2022 3:42:52 PM | 0 | Area 1001 Gas CC 1x1 2029 | 0 |  | 1 | Unit |  | PJM | 0 | 0 | 0.965 | 0 | 0 | 0 | 0 | 0 | 0 | 0 | 0 | 0
9735 | Area 1001 Gas CC 1x1 2030 | ATC | 2028 | AEP-KPCO | 0 | 0 | 0 | 0 | 0 |  | 0 | 0 | 0 | 0 | 0 | 0 | 0 | 0 | -1 | 0 | 0 |  | 0 | 0 | 0 | 0 | 0 | 0 | 0 | 0 | 0 | 0 | 0 | 0 | 0 | -1 | 0 | 0 | 0 | 0 | 0 | 0 | 0 | 0 | 0 | 0 | 0 | 0 | 0 | 0 | 0 | 0 | 0 |  |  |  |  | 0 | 0 | 0 | 0 | 0 | 0 | 0 | 0 | 0 | 1/1/2030 | 12/31/2099 | TRUE | TCO |  | 2028 |  |  |  | REF | 0 | 0 | Real 2021 ¦ 12/22/2022 3:42:52 PM | 0 | Area 1001 Gas CC 1x1 2030 | 0 |  | 1 | Unit |  | PJM | 0 | 0 | 0.965 | 0 | 0 | 0 | 0 | 0 | 0 | 0 | 0 | 0
9736 | Area 1001 Gas CC 1x1 2031 | ATC | 2028 | AEP-KPCO | 0 | 0 | 0 | 0 | 0 |  | 0 | 0 | 0 | 0 | 0 | 0 | 0 | 0 | -1 | 0 | 0 |  | 0 | 0 | 0 | 0 | 0 | 0 | 0 | 0 | 0 | 0 | 0 | 0 | 0 | -1 | 0 | 0 | 0 | 0 | 0 | 0 | 0 | 0 | 0 | 0 | 0 | 0 | 0 | 0 | 0 | 0 | 0 |  |  |  |  | 0 | 0 | 0 | 0 | 0 | 0 | 0 | 0 | 0 | 1/1/2031 | 12/31/2099 | TRUE | TCO |  | 2028 |  |  |  | REF | 0 | 0 | Real 2021 ¦ 12/22/2022 3:42:52 PM | 0 | Area 1001 Gas CC 1x1 2031 | 0 |  | 1 | Unit |  | PJM | 0 | 0 | 0.965 | 0 | 0 | 0 | 0 | 0 | 0 | 0 | 0 | 0
9737 | Area 1001 Gas CC 1x1 2032 | ATC | 2028 | AEP-KPCO | 0 | 0 | 0 | 0 | 0 |  | 0 | 0 | 0 | 0 | 0 | 0 | 0 | 0 | -1 | 0 | 0 |  | 0 | 0 | 0 | 0 | 0 | 0 | 0 | 0 | 0 | 0 | 0 | 0 | 0 | -1 | 0 | 0 | 0 | 0 | 0 | 0 | 0 | 0 | 0 | 0 | 0 | 0 | 0 | 0 | 0 | 0 | 0 |  |  |  |  | 0 | 0 | 0 | 0 | 0 | 0 | 0 | 0 | 0 | 1/1/2032 | 12/31/2099 | TRUE | TCO |  | 2028 |  |  |  | REF | 0 | 0 | Real 2021 ¦ 12/22/2022 3:42:52 PM | 0 | Area 1001 Gas CC 1x1 2032 | 0 |  | 1 | Unit |  | PJM | 0 | 0 | 0.965 | 0 | 0 | 0 | 0 | 0 | 0 | 0 | 0 | 0
9738 | Area 1001 Gas CC 1x1 2033 | ATC | 2028 | AEP-KPCO | 0 | 0 | 0 | 0 | 0 |  | 0 | 0 | 0 | 0 | 0 | 0 | 0 | 0 | -1 | 0 | 0 |  | 0 | 0 | 0 | 0 | 0 | 0 | 0 | 0 | 0 | 0 | 0 | 0 | 0 | -1 | 0 | 0 | 0 | 0 | 0 | 0 | 0 | 0 | 0 | 0 | 0 | 0 | 0 | 0 | 0 | 0 | 0 |  |  |  |  | 0 | 0 | 0 | 0 | 0 | 0 | 0 | 0 | 0 | 1/1/2033 | 12/31/2099 | TRUE | TCO |  | 2028 |  |  |  | REF | 0 | 0 | Real 2021 ¦ 12/22/2022 3:42:52 PM | 0 | Area 1001 Gas CC 1x1 2033 | 0 |  | 1 | Unit |  | PJM | 0 | 0 | 0.965 | 0 | 0 | 0 | 0 | 0 | 0 | 0 | 0 | 0
9739 | Area 1001 Gas CC 1x1 2034 | ATC | 2028 | AEP-KPCO | 0 | 0 | 0 | 0 | 0 |  | 0 | 0 | 0 | 0 | 0 | 0 | 0 | 0 | -1 | 0 | 0 |  | 0 | 0 | 0 | 0 | 0 | 0 | 0 | 0 | 0 | 0 | 0 | 0 | 0 | -1 | 0 | 0 | 0 | 0 | 0 | 0 | 0 | 0 | 0 | 0 | 0 | 0 | 0 | 0 | 0 | 0 | 0 |  |  |  |  | 0 | 0 | 0 | 0 | 0 | 0 | 0 | 0 | 0 | 1/1/2034 | 12/31/2099 | TRUE | TCO |  | 2028 |  |  |  | REF | 0 | 0 | Real 2021 ¦ 12/22/2022 3:42:52 PM | 0 | Area 1001 Gas CC 1x1 2034 | 0 |  | 1 | Unit |  | PJM | 0 | 0 | 0.965 | 0 | 0 | 0 | 0 | 0 | 0 | 0 | 0 | 0
9740 | Area 1001 Gas CC 1x1 2035 | ATC | 2028 | AEP-KPCO | 0 | 0 | 0 | 0 | 0 |  | 0 | 0 | 0 | 0 | 0 | 0 | 0 | 0 | -1 | 0 | 0 |  | 0 | 0 | 0 | 0 | 0 | 0 | 0 | 0 | 0 | 0 | 0 | 0 | 0 | -1 | 0 | 0 | 0 | 0 | 0 | 0 | 0 | 0 | 0 | 0 | 0 | 0 | 0 | 0 | 0 | 0 | 0 |  |  |  |  | 0 | 0 | 0 | 0 | 0 | 0 | 0 | 0 | 0 | 1/1/2035 | 12/31/2099 | TRUE | TCO |  | 2028 |  |  |  | REF | 0 | 0 | Real 2021 ¦ 12/22/2022 3:42:52 PM | 0 | Area 1001 Gas CC 1x1 2035 | 0 |  | 1 | Unit |  | PJM | 0 | 0 | 0.965 | 0 | 0 | 0 | 0 | 0 | 0 | 0 | 0 | 0
9741 | Area 1001 Gas CC 1x1 2036 | ATC | 2028 | AEP-KPCO | 0 | 0 | 0 | 0 | 0 |  | 0 | 0 | 0 | 0 | 0 | 0 | 0 | 0 | -1 | 0 | 0 |  | 0 | 0 | 0 | 0 | 0 | 0 | 0 | 0 | 0 | 0 | 0 | 0 | 0 | -1 | 0 | 0 | 0 | 0 | 0 | 0 | 0 | 0 | 0 | 0 | 0 | 0 | 0 | 0 | 0 | 0 | 0 |  |  |  |  | 0 | 0 | 0 | 0 | 0 | 0 | 0 | 0 | 0 | 1/1/2036 | 12/31/2099 | TRUE | TCO |  | 2028 |  |  |  | REF | 0 | 0 | Real 2021 ¦ 12/22/2022 3:42:52 PM | 0 | Area 1001 Gas CC 1x1 2036 | 0 |  | 1 | Unit |  | PJM | 0 | 0 | 0.965 | 0 | 0 | 0 | 0 | 0 | 0 | 0 | 0 | 0
9742 | Area 1001 Gas CC 1x1 2037 | ATC | 2028 | AEP-KPCO | 0 | 0 | 0 | 0 | 0 |  | 0 | 0 | 0 | 0 | 0 | 0 | 0 | 0 | -1 | 0 | 0 |  | 0 | 0 | 0 | 0 | 0 | 0 | 0 | 0 | 0 | 0 | 0 | 0 | 0 | -1 | 0 | 0 | 0 | 0 | 0 | 0 | 0 | 0 | 0 | 0 | 0 | 0 | 0 | 0 | 0 | 0 | 0 |  |  |  |  | 0 | 0 | 0 | 0 | 0 | 0 | 0 | 0 | 0 | 1/1/2037 | 12/31/2099 | TRUE | TCO |  | 2028 |  |  |  | REF | 0 | 0 | Real 2021 ¦ 12/22/2022 3:42:52 PM | 0 | Area 1001 Gas CC 1x1 2037 | 0 |  | 1 | Unit |  | PJM | 0 | 0 | 0.965 | 0 | 0 | 0 | 0 | 0 | 0 | 0 | 0 | 0
9743 | Area 1001 Gas CC 1x1 2038 | ATC | 2028 | AEP-KPCO | 0 | 0 | 0 | 0 | 0 |  | 0 | 0 | 0 | 0 | 0 | 0 | 0 | 0 | -1 | 0 | 0 |  | 0 | 0 | 0 | 0 | 0 | 0 | 0 | 0 | 0 | 0 | 0 | 0 | 0 | -1 | 0 | 0 | 0 | 0 | 0 | 0 | 0 | 0 | 0 | 0 | 0 | 0 | 0 | 0 | 0 | 0 | 0 |  |  |  |  | 0 | 0 | 0 | 0 | 0 | 0 | 0 | 0 | 0 | 1/1/2038 | 12/31/2099 | TRUE | TCO |  | 2028 |  |  |  | REF | 0 | 0 | Real 2021 ¦ 12/22/2022 3:42:52 PM | 0 | Area 1001 Gas CC 1x1 2038 | 0 |  | 1 | Unit |  | PJM | 0 | 0 | 0.965 | 0 | 0 | 0 | 0 | 0 | 0 | 0 | 0 | 0
9744 | Area 1001 Gas CC 1x1 2039 | ATC | 2028 | AEP-KPCO | 0 | 0 | 0 | 0 | 0 |  | 0 | 0 | 0 | 0 | 0 | 0 | 0 | 0 | -1 | 0 | 0 |  | 0 | 0 | 0 | 0 | 0 | 0 | 0 | 0 | 0 | 0 | 0 | 0 | 0 | -1 | 0 | 0 | 0 | 0 | 0 | 0 | 0 | 0 | 0 | 0 | 0 | 0 | 0 | 0 | 0 | 0 | 0 |  |  |  |  | 0 | 0 | 0 | 0 | 0 | 0 | 0 | 0 | 0 | 1/1/2039 | 12/31/2099 | TRUE | TCO |  | 2028 |  |  |  | REF | 0 | 0 | Real 2021 ¦ 12/22/2022 3:42:52 PM | 0 | Area 1001 Gas CC 1x1 2039 | 0 |  | 1 | Unit |  | PJM | 0 | 0 | 0.965 | 0 | 0 | 0 | 0 | 0 | 0 | 0 | 0 | 0
9745 | Area 1001 Gas CC 1x1 2040 | ATC | 2028 | AEP-KPCO | 0 | 0 | 0 | 0 | 0 |  | 0 | 0 | 0 | 0 | 0 | 0 | 0 | 0 | -1 | 0 | 0 |  | 0 | 0 | 0 | 0 | 0 | 0 | 0 | 0 | 0 | 0 | 0 | 0 | 0 | -1 | 0 | 0 | 0 | 0 | 0 | 0 | 0 | 0 | 0 | 0 | 0 | 0 | 0 | 0 | 0 | 0 | 0 |  |  |  |  | 0 | 0 | 0 | 0 | 0 | 0 | 0 | 0 | 0 | 1/1/2040 | 12/31/2099 | TRUE | TCO |  | 2028 |  |  |  | REF | 0 | 0 | Real 2021 ¦ 12/22/2022 3:42:52 PM | 0 | Area 1001 Gas CC 1x1 2040 | 0 |  | 1 | Unit |  | PJM | 0 | 0 | 0.965 | 0 | 0 | 0 | 0 | 0 | 0 | 0 | 0 | 0
9746 | Area 1001 Gas CC 1x1 2041 | ATC | 2028 | AEP-KPCO | 0 | 0 | 0 | 0 | 0 |  | 0 | 0 | 0 | 0 | 0 | 0 | 0 | 0 | -1 | 0 | 0 |  | 0 | 0 | 0 | 0 | 0 | 0 | 0 | 0 | 0 | 0 | 0 | 0 | 0 | -1 | 0 | 0 | 0 | 0 | 0 | 0 | 0 | 0 | 0 | 0 | 0 | 0 | 0 | 0 | 0 | 0 | 0 |  |  |  |  | 0 | 0 | 0 | 0 | 0 | 0 | 0 | 0 | 0 | 1/1/2041 | 12/31/2099 | TRUE | TCO |  | 2028 |  |  |  | REF | 0 | 0 | Real 2021 ¦ 12/22/2022 3:42:52 PM | 0 | Area 1001 Gas CC 1x1 2041 | 0 |  | 1 | Unit |  | PJM | 0 | 0 | 0.965 | 0 | 0 | 0 | 0 | 0 | 0 | 0 | 0 | 0
9747 | Area 1001 Gas CC 1x1 2042 | ATC | 2028 | AEP-KPCO | 0 | 0 | 0 | 0 | 0 |  | 0 | 0 | 0 | 0 | 0 | 0 | 0 | 0 | -1 | 0 | 0 |  | 0 | 0 | 0 | 0 | 0 | 0 | 0 | 0 | 0 | 0 | 0 | 0 | 0 | -1 | 0 | 0 | 0 | 0 | 0 | 0 | 0 | 0 | 0 | 0 | 0 | 0 | 0 | 0 | 0 | 0 | 0 |  |  |  |  | 0 | 0 | 0 | 0 | 0 | 0 | 0 | 0 | 0 | 1/1/2042 | 12/31/2099 | TRUE | TCO |  | 2028 |  |  |  | REF | 0 | 0 | Real 2021 ¦ 12/22/2022 3:42:52 PM | 0 | Area 1001 Gas CC 1x1 2042 | 0 |  | 1 | Unit |  | PJM | 0 | 0 | 0.965 | 0 | 0 | 0 | 0 | 0 | 0 | 0 | 0 | 0
9748 | Area 1001 Gas CC 1x1 2043 | ATC | 2028 | AEP-KPCO | 0 | 0 | 0 | 0 | 0 |  | 0 | 0 | 0 | 0 | 0 | 0 | 0 | 0 | -1 | 0 | 0 |  | 0 | 0 | 0 | 0 | 0 | 0 | 0 | 0 | 0 | 0 | 0 | 0 | 0 | -1 | 0 | 0 | 0 | 0 | 0 | 0 | 0 | 0 | 0 | 0 | 0 | 0 | 0 | 0 | 0 | 0 | 0 |  |  |  |  | 0 | 0 | 0 | 0 | 0 | 0 | 0 | 0 | 0 | 1/1/2043 | 12/31/2099 | TRUE | TCO |  | 2028 |  |  |  | REF | 0 | 0 | Real 2021 ¦ 12/22/2022 3:42:52 PM | 0 | Area 1001 Gas CC 1x1 2043 | 0 |  | 1 | Unit |  | PJM | 0 | 0 | 0.965 | 0 | 0 | 0 | 0 | 0 | 0 | 0 | 0 | 0
9749 | Area 1001 Gas CT 2023 | ATC | 2028 | AEP-KPCO | 209.6218 | 229.1705 | 0 | 26.5517 | 30.4514 | 26.5981 | 25.4298 | 28150.4238 | 240 | 26375.291 | 1775.1327 | 0 | 0 | 2.6177 | -1 | 11433400 | 9905 | 10024.1494 | 9476.4287 | 62.8865 | 129.8481 | 1140585.625 | 1140585.625 | 0 | 9.1302 | 79.087 | 11433400 | 41096.9727 | 41096.9727 | 0 | 0 | -1 | 0 | 184.9475 | 10 | 29626.5723 | 0.28055 | 0 | 0 | 0.28055 | 0 | 0 | 0 | -17575.752 | 710.4142 | 710.4142 | 0 | 0 | 0 | 0.5666 | 36.0315 | 51.4409 | -15.4094 | 0.36597 | 13.7737 | 5.775 | 0 | 0 | 6947 | 1140585.625 | 0 | 0 | 1/1/2023 | 12/31/2099 | TRUE | TCO |  | 2028 |  |  |  | REF | 0 | 0 | Real 2021 ¦ 12/22/2022 3:42:52 PM | 0 | Area 1001 Gas CT 2023 | 0 |  | 1 | Unit |  | PJM | 228 | 0 | 0.95 | 0 | 0 | 184.9475 | 0 | 1841317.875 | 0 | 29626.5723 | 0 | 0
9750 | Area 1001 Gas CT 2024 | ATC | 2028 | AEP-KPCO | 209.6218 | 229.1705 | 0 | 26.5517 | 30.4514 | 26.5909 | 25.4298 | 25487.7246 | 240 | 23712.5938 | 1775.1327 | 0 | 0 | 2.6177 | -1 | 11468037 | 9905 | 10023.0205 | 9476.4287 | 62.8865 | 130.2561 | 1144169.875 | 1144169.875 | 0 | 0.056922 | 79.1781 | 11468037 | 41196.4609 | 41196.4609 | 0 | 0 | -1 | 0 | 239.9602 | 13 | 29711.4395 | 0.018906 | 0 | 0 | 0.018906 | 0 | 0 | 0 | -14955.6768 | 712.6466 | 712.6466 | 0 | 0 | 0 | 0.56838 | 36.0055 | 49.0768 | -13.0712 | 0.3664 | 13.7737 | 5.775 | 0 | 0 | 6955 | 1144169.875 | 0 | 0 | 1/1/2024 | 12/31/2099 | TRUE | TCO |  | 2028 |  |  |  | REF | 0 | 0 | Real 2021 ¦ 12/22/2022 3:42:52 PM | 0 | Area 1001 Gas CT 2024 | 0 |  | 1 | Unit |  | PJM | 228 | 0 | 0.95 | 0 | 0 | 239.9602 | 0 | 1841317.875 | 0 | 29711.4395 | 0 | 0
9751 | Area 1001 Gas CT 2025 | ATC | 2028 | AEP-KPCO | 209.6218 | 229.1705 | 0 | 26.5517 | 30.4514 | 26.5921 | 25.4298 | 24202.7422 | 240 | 22427.6094 | 1775.1327 | 0 | 0 | 2.6177 | -1 | 11458279 | 9905 | 10023.0762 | 9476.4287 | 62.8865 | 130.1446 | 1143189.875 | 1143189.875 | 0 | 0 | 79.1097 | 11458279 | 41171.1992 | 41171.1992 | 0 | 0 | -1 | 0 | 203.9995 | 11 | 29687.4141 | 0.018044 | 0 | 0 | 0.018044 | 0 | 0 | 0 | -13635.3584 | 712.0362 | 712.0362 | 0 | 0 | 0 | 0.56789 | 36.0143 | 47.9418 | -11.9275 | 0.36627 | 13.7737 | 5.775 | 0 | 0 | 6949 | 1143189.875 | 0 | 0 | 1/1/2025 | 12/31/2099 | TRUE | TCO |  | 2028 |  |  |  | REF | 0 | 0 | Real 2021 ¦ 12/22/2022 3:42:52 PM | 0 | Area 1001 Gas CT 2025 | 0 |  | 1 | Unit |  | PJM | 228 | 0 | 0.95 | 0 | 0 | 203.9995 | 0 | 1841317.875 | 0 | 29687.4141 | 0 | 0
9752 | Area 1001 Gas CT 2026 | ATC | 2028 | AEP-KPCO | 209.6218 | 229.1705 | 0 | 26.5517 | 30.4514 | 26.5907 | 25.4298 | 24229.2363 | 240 | 22454.1035 | 1775.1327 | 0 | 0 | 2.6177 | -1 | 11456065 | 9905 | 10022.9199 | 9476.4287 | 62.8865 | 130.1214 | 1142986.75 | 1142986.75 | 0 | 0 | 79.0756 | 11456065 | 41164.8086 | 41164.8086 | 0 | 0 | -1 | 0 | 184.9475 | 10 | 29680.5488 | 0 | 0 | 0 | 0 | 0 | 0 | 0 | -13642.1982 | 711.9097 | 711.9097 | 0 | 0 | 0 | 0.56779 | 36.0151 | 47.9507 | -11.9356 | 0.36625 | 13.7737 | 5.775 | 0 | 0 | 6946 | 1142986.75 | 0 | 0 | 1/1/2026 | 12/31/2099 | TRUE | TCO |  | 2028 |  |  |  | REF | 0 | 0 | Real 2021 ¦ 12/22/2022 3:42:52 PM | 0 | Area 1001 Gas CT 2026 | 0 |  | 1 | Unit |  | PJM | 228 | 0 | 0.95 | 0 | 0 | 184.9475 | 0 | 1841317.875 | 0 | 29680.5488 | 0 | 0
9753 | Area 1001 Gas CT 2027 | ATC | 2028 | AEP-KPCO | 209.6218 | 229.1705 | 0 | 26.5517 | 30.4514 | 26.5907 | 25.4298 | 24242.4824 | 240 | 22467.3496 | 1775.1327 | 0 | 0 | 2.6177 | -1 | 11456065 | 9905 | 10022.9199 | 9476.4287 | 62.8865 | 130.1214 | 1142986.75 | 1142986.75 | 0 | 0 | 79.0756 | 11456065 | 41164.8086 | 41164.8086 | 0 | 0 | -1 | 0 | 184.9475 | 10 | 29680.5488 | 0.0043782 | 0.0043782 | 0 | 0 | 0 | 0 | 0 | -13655.4453 | 711.9097 | 711.9097 | 0 | 0 | 0 | 0.56779 | 36.0151 | 47.9623 | -11.9472 | 0.36625 | 13.7737 | 5.775 | 0 | 0 | 6946 | 1142986.75 | 0 | 0 | 1/1/2027 | 12/31/2099 | TRUE | TCO |  | 2028 |  |  |  | REF | 0 | 0 | Real 2021 ¦ 12/22/2022 3:42:52 PM | 0 | Area 1001 Gas CT 2027 | 0 |  | 1 | Unit |  | PJM | 228 | 0 | 0.95 | 0 | 0 | 184.9475 | 0 | 1841317.875 | 0 | 29680.5488 | 0 | 0
9754 | Area 1001 Gas CT 2028 | ATC | 2028 | AEP-KPCO | 209.6218 | 229.1705 | 0 | 26.5517 | 30.4514 | 26.5945 | 25.4298 | 24321.9668 | 240 | 22546.834 | 1775.1327 | 0 | 0 | 2.6177 | -1 | 11487148 | 9905 | 10023.5537 | 9476.4287 | 62.8865 | 130.4662 | 1146015.625 | 1146015.625 | 0 | 0.011384 | 79.3944 | 11487148 | 41258.875 | 41258.875 | 0 | 0 | -1 | 0 | 331.3623 | 18 | 29763.5273 | 5.0165 | 0.05357 | 0 | 4.9629 | 0 | 0 | 0 | -13872.1465 | 713.7963 | 713.7963 | 0 | 0 | 0 | 0.5693 | 36.002 | 48.1067 | -12.1047 | 0.36666 | 13.7737 | 5.775 | 0 | 0 | 6974 | 1146015.625 | 0 | 0 | 1/1/2028 | 12/31/2099 | TRUE | TCO |  | 2028 |  |  |  | REF | 0 | 0 | Real 2021 ¦ 12/22/2022 3:42:52 PM | 0 | Area 1001 Gas CT 2028 | 0 |  | 1 | Unit |  | PJM | 228 | 0 | 0.95 | 0 | 0 | 331.3623 | 0 | 1841317.875 | 0 | 29763.5273 | 0 | 0
9755 | Area 1001 Gas CT 2029 | ATC | 2028 | AEP-KPCO | 0 | 0 | 0 | 0 | 0 |  | 0 | 0 | 0 | 0 | 0 | 0 | 0 | 0 | -1 | 0 | 0 |  | 0 | 0 | 0 | 0 | 0 | 0 | 0 | 0 | 0 | 0 | 0 | 0 | 0 | -1 | 0 | 0 | 0 | 0 | 0 | 0 | 0 | 0 | 0 | 0 | 0 | 0 | 0 | 0 | 0 | 0 | 0 |  |  |  |  | 0 | 0 | 0 | 0 | 0 | 0 | 0 | 0 | 0 | 1/1/2029 | 12/31/2099 | TRUE | TCO |  | 2028 |  |  |  | REF | 0 | 0 | Real 2021 ¦ 12/22/2022 3:42:52 PM | 0 | Area 1001 Gas CT 2029 | 0 |  | 1 | Unit |  | PJM | 0 | 0 | 0.95 | 0 | 0 | 0 | 0 | 0 | 0 | 0 | 0 | 0
9756 | Area 1001 Gas CT 2030 | ATC | 2028 | AEP-KPCO | 0 | 0 | 0 | 0 | 0 |  | 0 | 0 | 0 | 0 | 0 | 0 | 0 | 0 | -1 | 0 | 0 |  | 0 | 0 | 0 | 0 | 0 | 0 | 0 | 0 | 0 | 0 | 0 | 0 | 0 | -1 | 0 | 0 | 0 | 0 | 0 | 0 | 0 | 0 | 0 | 0 | 0 | 0 | 0 | 0 | 0 | 0 | 0 |  |  |  |  | 0 | 0 | 0 | 0 | 0 | 0 | 0 | 0 | 0 | 1/1/2030 | 12/31/2099 | TRUE | TCO |  | 2028 |  |  |  | REF | 0 | 0 | Real 2021 ¦ 12/22/2022 3:42:52 PM | 0 | Area 1001 Gas CT 2030 | 0 |  | 1 | Unit |  | PJM | 0 | 0 | 0.95 | 0 | 0 | 0 | 0 | 0 | 0 | 0 | 0 | 0
9757 | Area 1001 Gas CT 2031 | ATC | 2028 | AEP-KPCO | 0 | 0 | 0 | 0 | 0 |  | 0 | 0 | 0 | 0 | 0 | 0 | 0 | 0 | -1 | 0 | 0 |  | 0 | 0 | 0 | 0 | 0 | 0 | 0 | 0 | 0 | 0 | 0 | 0 | 0 | -1 | 0 | 0 | 0 | 0 | 0 | 0 | 0 | 0 | 0 | 0 | 0 | 0 | 0 | 0 | 0 | 0 | 0 |  |  |  |  | 0 | 0 | 0 | 0 | 0 | 0 | 0 | 0 | 0 | 1/1/2031 | 12/31/2099 | TRUE | TCO |  | 2028 |  |  |  | REF | 0 | 0 | Real 2021 ¦ 12/22/2022 3:42:52 PM | 0 | Area 1001 Gas CT 2031 | 0 |  | 1 | Unit |  | PJM | 0 | 0 | 0.95 | 0 | 0 | 0 | 0 | 0 | 0 | 0 | 0 | 0
9758 | Area 1001 Gas CT 2032 | ATC | 2028 | AEP-KPCO | 0 | 0 | 0 | 0 | 0 |  | 0 | 0 | 0 | 0 | 0 | 0 | 0 | 0 | -1 | 0 | 0 |  | 0 | 0 | 0 | 0 | 0 | 0 | 0 | 0 | 0 | 0 | 0 | 0 | 0 | -1 | 0 | 0 | 0 | 0 | 0 | 0 | 0 | 0 | 0 | 0 | 0 | 0 | 0 | 0 | 0 | 0 | 0 |  |  |  |  | 0 | 0 | 0 | 0 | 0 | 0 | 0 | 0 | 0 | 1/1/2032 | 12/31/2099 | TRUE | TCO |  | 2028 |  |  |  | REF | 0 | 0 | Real 2021 ¦ 12/22/2022 3:42:52 PM | 0 | Area 1001 Gas CT 2032 | 0 |  | 1 | Unit |  | PJM | 0 | 0 | 0.95 | 0 | 0 | 0 | 0 | 0 | 0 | 0 | 0 | 0
9759 | Area 1001 Gas CT 2033 | ATC | 2028 | AEP-KPCO | 0 | 0 | 0 | 0 | 0 |  | 0 | 0 | 0 | 0 | 0 | 0 | 0 | 0 | -1 | 0 | 0 |  | 0 | 0 | 0 | 0 | 0 | 0 | 0 | 0 | 0 | 0 | 0 | 0 | 0 | -1 | 0 | 0 | 0 | 0 | 0 | 0 | 0 | 0 | 0 | 0 | 0 | 0 | 0 | 0 | 0 | 0 | 0 |  |  |  |  | 0 | 0 | 0 | 0 | 0 | 0 | 0 | 0 | 0 | 1/1/2033 | 12/31/2099 | TRUE | TCO |  | 2028 |  |  |  | REF | 0 | 0 | Real 2021 ¦ 12/22/2022 3:42:52 PM | 0 | Area 1001 Gas CT 2033 | 0 |  | 1 | Unit |  | PJM | 0 | 0 | 0.95 | 0 | 0 | 0 | 0 | 0 | 0 | 0 | 0 | 0
9760 | Area 1001 Gas CT 2034 | ATC | 2028 | AEP-KPCO | 0 | 0 | 0 | 0 | 0 |  | 0 | 0 | 0 | 0 | 0 | 0 | 0 | 0 | -1 | 0 | 0 |  | 0 | 0 | 0 | 0 | 0 | 0 | 0 | 0 | 0 | 0 | 0 | 0 | 0 | -1 | 0 | 0 | 0 | 0 | 0 | 0 | 0 | 0 | 0 | 0 | 0 | 0 | 0 | 0 | 0 | 0 | 0 |  |  |  |  | 0 | 0 | 0 | 0 | 0 | 0 | 0 | 0 | 0 | 1/1/2034 | 12/31/2099 | TRUE | TCO |  | 2028 |  |  |  | REF | 0 | 0 | Real 2021 ¦ 12/22/2022 3:42:52 PM | 0 | Area 1001 Gas CT 2034 | 0 |  | 1 | Unit |  | PJM | 0 | 0 | 0.95 | 0 | 0 | 0 | 0 | 0 | 0 | 0 | 0 | 0
9761 | Area 1001 Gas CT 2035 | ATC | 2028 | AEP-KPCO | 0 | 0 | 0 | 0 | 0 |  | 0 | 0 | 0 | 0 | 0 | 0 | 0 | 0 | -1 | 0 | 0 |  | 0 | 0 | 0 | 0 | 0 | 0 | 0 | 0 | 0 | 0 | 0 | 0 | 0 | -1 | 0 | 0 | 0 | 0 | 0 | 0 | 0 | 0 | 0 | 0 | 0 | 0 | 0 | 0 | 0 | 0 | 0 |  |  |  |  | 0 | 0 | 0 | 0 | 0 | 0 | 0 | 0 | 0 | 1/1/2035 | 12/31/2099 | TRUE | TCO |  | 2028 |  |  |  | REF | 0 | 0 | Real 2021 ¦ 12/22/2022 3:42:52 PM | 0 | Area 1001 Gas CT 2035 | 0 |  | 1 | Unit |  | PJM | 0 | 0 | 0.95 | 0 | 0 | 0 | 0 | 0 | 0 | 0 | 0 | 0
9762 | Area 1001 Gas CT 2036 | ATC | 2028 | AEP-KPCO | 0 | 0 | 0 | 0 | 0 |  | 0 | 0 | 0 | 0 | 0 | 0 | 0 | 0 | -1 | 0 | 0 |  | 0 | 0 | 0 | 0 | 0 | 0 | 0 | 0 | 0 | 0 | 0 | 0 | 0 | -1 | 0 | 0 | 0 | 0 | 0 | 0 | 0 | 0 | 0 | 0 | 0 | 0 | 0 | 0 | 0 | 0 | 0 |  |  |  |  | 0 | 0 | 0 | 0 | 0 | 0 | 0 | 0 | 0 | 1/1/2036 | 12/31/2099 | TRUE | TCO |  | 2028 |  |  |  | REF | 0 | 0 | Real 2021 ¦ 12/22/2022 3:42:52 PM | 0 | Area 1001 Gas CT 2036 | 0 |  | 1 | Unit |  | PJM | 0 | 0 | 0.95 | 0 | 0 | 0 | 0 | 0 | 0 | 0 | 0 | 0
9763 | Area 1001 Gas CT 2037 | ATC | 2028 | AEP-KPCO | 0 | 0 | 0 | 0 | 0 |  | 0 | 0 | 0 | 0 | 0 | 0 | 0 | 0 | -1 | 0 | 0 |  | 0 | 0 | 0 | 0 | 0 | 0 | 0 | 0 | 0 | 0 | 0 | 0 | 0 | -1 | 0 | 0 | 0 | 0 | 0 | 0 | 0 | 0 | 0 | 0 | 0 | 0 | 0 | 0 | 0 | 0 | 0 |  |  |  |  | 0 | 0 | 0 | 0 | 0 | 0 | 0 | 0 | 0 | 1/1/2037 | 12/31/2099 | TRUE | TCO |  | 2028 |  |  |  | REF | 0 | 0 | Real 2021 ¦ 12/22/2022 3:42:52 PM | 0 | Area 1001 Gas CT 2037 | 0 |  | 1 | Unit |  | PJM | 0 | 0 | 0.95 | 0 | 0 | 0 | 0 | 0 | 0 | 0 | 0 | 0
9764 | Area 1001 Gas CT 2038 | ATC | 2028 | AEP-KPCO | 0 | 0 | 0 | 0 | 0 |  | 0 | 0 | 0 | 0 | 0 | 0 | 0 | 0 | -1 | 0 | 0 |  | 0 | 0 | 0 | 0 | 0 | 0 | 0 | 0 | 0 | 0 | 0 | 0 | 0 | -1 | 0 | 0 | 0 | 0 | 0 | 0 | 0 | 0 | 0 | 0 | 0 | 0 | 0 | 0 | 0 | 0 | 0 |  |  |  |  | 0 | 0 | 0 | 0 | 0 | 0 | 0 | 0 | 0 | 1/1/2038 | 12/31/2099 | TRUE | TCO |  | 2028 |  |  |  | REF | 0 | 0 | Real 2021 ¦ 12/22/2022 3:42:52 PM | 0 | Area 1001 Gas CT 2038 | 0 |  | 1 | Unit |  | PJM | 0 | 0 | 0.95 | 0 | 0 | 0 | 0 | 0 | 0 | 0 | 0 | 0
9765 | Area 1001 Gas CT 2039 | ATC | 2028 | AEP-KPCO | 0 | 0 | 0 | 0 | 0 |  | 0 | 0 | 0 | 0 | 0 | 0 | 0 | 0 | -1 | 0 | 0 |  | 0 | 0 | 0 | 0 | 0 | 0 | 0 | 0 | 0 | 0 | 0 | 0 | 0 | -1 | 0 | 0 | 0 | 0 | 0 | 0 | 0 | 0 | 0 | 0 | 0 | 0 | 0 | 0 | 0 | 0 | 0 |  |  |  |  | 0 | 0 | 0 | 0 | 0 | 0 | 0 | 0 | 0 | 1/1/2039 | 12/31/2099 | TRUE | TCO |  | 2028 |  |  |  | REF | 0 | 0 | Real 2021 ¦ 12/22/2022 3:42:52 PM | 0 | Area 1001 Gas CT 2039 | 0 |  | 1 | Unit |  | PJM | 0 | 0 | 0.95 | 0 | 0 | 0 | 0 | 0 | 0 | 0 | 0 | 0
9766 | Area 1001 Gas CT 2040 | ATC | 2028 | AEP-KPCO | 0 | 0 | 0 | 0 | 0 |  | 0 | 0 | 0 | 0 | 0 | 0 | 0 | 0 | -1 | 0 | 0 |  | 0 | 0 | 0 | 0 | 0 | 0 | 0 | 0 | 0 | 0 | 0 | 0 | 0 | -1 | 0 | 0 | 0 | 0 | 0 | 0 | 0 | 0 | 0 | 0 | 0 | 0 | 0 | 0 | 0 | 0 | 0 |  |  |  |  | 0 | 0 | 0 | 0 | 0 | 0 | 0 | 0 | 0 | 1/1/2040 | 12/31/2099 | TRUE | TCO |  | 2028 |  |  |  | REF | 0 | 0 | Real 2021 ¦ 12/22/2022 3:42:52 PM | 0 | Area 1001 Gas CT 2040 | 0 |  | 1 | Unit |  | PJM | 0 | 0 | 0.95 | 0 | 0 | 0 | 0 | 0 | 0 | 0 | 0 | 0
9767 | Area 1001 Gas CT 2041 | ATC | 2028 | AEP-KPCO | 0 | 0 | 0 | 0 | 0 |  | 0 | 0 | 0 | 0 | 0 | 0 | 0 | 0 | -1 | 0 | 0 |  | 0 | 0 | 0 | 0 | 0 | 0 | 0 | 0 | 0 | 0 | 0 | 0 | 0 | -1 | 0 | 0 | 0 | 0 | 0 | 0 | 0 | 0 | 0 | 0 | 0 | 0 | 0 | 0 | 0 | 0 | 0 |  |  |  |  | 0 | 0 | 0 | 0 | 0 | 0 | 0 | 0 | 0 | 1/1/2041 | 12/31/2099 | TRUE | TCO |  | 2028 |  |  |  | REF | 0 | 0 | Real 2021 ¦ 12/22/2022 3:42:52 PM | 0 | Area 1001 Gas CT 2041 | 0 |  | 1 | Unit |  | PJM | 0 | 0 | 0.95 | 0 | 0 | 0 | 0 | 0 | 0 | 0 | 0 | 0
9768 | Area 1001 Gas CT 2042 | ATC | 2028 | AEP-KPCO | 0 | 0 | 0 | 0 | 0 |  | 0 | 0 | 0 | 0 | 0 | 0 | 0 | 0 | -1 | 0 | 0 |  | 0 | 0 | 0 | 0 | 0 | 0 | 0 | 0 | 0 | 0 | 0 | 0 | 0 | -1 | 0 | 0 | 0 | 0 | 0 | 0 | 0 | 0 | 0 | 0 | 0 | 0 | 0 | 0 | 0 | 0 | 0 |  |  |  |  | 0 | 0 | 0 | 0 | 0 | 0 | 0 | 0 | 0 | 1/1/2042 | 12/31/2099 | TRUE | TCO |  | 2028 |  |  |  | REF | 0 | 0 | Real 2021 ¦ 12/22/2022 3:42:52 PM | 0 | Area 1001 Gas CT 2042 | 0 |  | 1 | Unit |  | PJM | 0 | 0 | 0.95 | 0 | 0 | 0 | 0 | 0 | 0 | 0 | 0 | 0
9769 | Area 1001 Gas CT 2043 | ATC | 2028 | AEP-KPCO | 0 | 0 | 0 | 0 | 0 |  | 0 | 0 | 0 | 0 | 0 | 0 | 0 | 0 | -1 | 0 | 0 |  | 0 | 0 | 0 | 0 | 0 | 0 | 0 | 0 | 0 | 0 | 0 | 0 | 0 | -1 | 0 | 0 | 0 | 0 | 0 | 0 | 0 | 0 | 0 | 0 | 0 | 0 | 0 | 0 | 0 | 0 | 0 |  |  |  |  | 0 | 0 | 0 | 0 | 0 | 0 | 0 | 0 | 0 | 1/1/2043 | 12/31/2099 | TRUE | TCO |  | 2028 |  |  |  | REF | 0 | 0 | Real 2021 ¦ 12/22/2022 3:42:52 PM | 0 | Area 1001 Gas CT 2043 | 0 |  | 1 | Unit |  | PJM | 0 | 0 | 0.95 | 0 | 0 | 0 | 0 | 0 | 0 | 0 | 0 | 0
9770 | Area 1001 Gas Aero CT 2023 | ATC | 2028 | AEP-KPCO | 91.7095 | 100.2621 | 0 | 28.8039 | 32.7035 | 29.1696 | 27.682 | 20331.2305 | 105 | 18528.7754 | 1802.4551 | 0 | 0 | 2.6177 | -1 | 3804245.5 | 9124 | 9309.9014 | 8695.4287 | 27.5129 | 46.5191 | 408623.625 | 408623.625 | 0 | 0.022769 | 72.3019 | 3804245.5 | 15306.5107 | 15306.5107 | 0 | 0 | -1 | 0 | 50.6623 | 24 | 9909.0674 | 0.0090469 | 0 | 0 | 0.0090469 | 0 | 0 | 0 | -16994.7812 | 2010.2085 | 2010.2085 | 0 | 0 | 0 | 0.46397 | 37.4587 | 79.049 | -41.5903 | 0.12452 | 6.026 | 2.5266 | 0 | 0 | 6351 | 408623.625 | 0 | 0 | 1/1/2023 | 12/31/2099 | TRUE | TCO |  | 2028 |  |  |  | REF | 0 | 0 | Real 2021 ¦ 12/22/2022 3:42:52 PM | 0 | Area 1001 Gas Aero CT 2023 | 0 |  | 1 | Unit |  | PJM | 99.75 | 0 | 0.95 | 0 | 0 | 50.6623 | 0 | 805576.5625 | 0 | 9909.0674 | 0 | 0
9771 | Area 1001 Gas Aero CT 2024 | ATC | 2028 | AEP-KPCO | 91.7095 | 100.2621 | 0 | 28.8039 | 32.7035 | 29.1819 | 27.682 | 18447.6348 | 105 | 16645.1797 | 1802.4551 | 0 | 0 | 2.6177 | -1 | 3815955.25 | 9124 | 9310.6455 | 8695.4287 | 27.5129 | 46.6585 | 409848.625 | 409848.625 | 0 | 0.10246 | 72.6093 | 3815955.25 | 15350.5771 | 15350.5771 | 0 | 0 | -1 | 0 | 54.8966 | 26 | 9943.8008 | 3.149 | 0.019112 | 0 | 3.1299 | 0 | 0 | 0 | -15112.1152 | 2016.235 | 2016.235 | 0 | 0 | 0 | 0.46537 | 37.4543 | 74.3267 | -36.8724 | 0.12446 | 6.026 | 2.5266 | 0 | 0 | 6378 | 409848.625 | 0 | 0 | 1/1/2024 | 12/31/2099 | TRUE | TCO |  | 2028 |  |  |  | REF | 0 | 0 | Real 2021 ¦ 12/22/2022 3:42:52 PM | 0 | Area 1001 Gas Aero CT 2024 | 0 |  | 1 | Unit |  | PJM | 99.75 | 0 | 0.95 | 0 | 0 | 54.8966 | 0 | 805576.5625 | 0 | 9943.8008 | 0 | 0
9772 | Area 1001 Gas Aero CT 2025 | ATC | 2028 | AEP-KPCO | 91.7095 | 100.2621 | 0 | 28.8039 | 32.7035 | 29.1686 | 27.682 | 17543.5098 | 105 | 15741.0547 | 1802.4551 | 0 | 0 | 2.6177 | -1 | 3798687.25 | 9124 | 9309.0957 | 8695.4287 | 27.5129 | 46.4551 | 408061.9062 | 408061.9062 | 0 | 0 | 72.1084 | 3798687.25 | 15289.7266 | 15289.7266 | 0 | 0 | -1 | 0 | 52.7794 | 25 | 9895.0332 | 0.0039095 | 0 | 0 | 0.0039095 | 0 | 0 | 0 | -14209.166 | 2007.4452 | 2007.4452 | 0 | 0 | 0 | 0.46334 | 37.4691 | 72.2902 | -34.8211 | 0.12424 | 6.026 | 2.5266 | 0 | 0 | 6334 | 408061.9062 | 0 | 0 | 1/1/2025 | 12/31/2099 | TRUE | TCO |  | 2028 |  |  |  | REF | 0 | 0 | Real 2021 ¦ 12/22/2022 3:42:52 PM | 0 | Area 1001 Gas Aero CT 2025 | 0 |  | 1 | Unit |  | PJM | 99.75 | 0 | 0.95 | 0 | 0 | 52.7794 | 0 | 805576.5625 | 0 | 9895.0332 | 0 | 0
9773 | Area 1001 Gas Aero CT 2026 | ATC | 2028 | AEP-KPCO | 91.7095 | 100.2621 | 0 | 28.8039 | 32.7035 | 29.1688 | 27.682 | 17555.1016 | 105 | 15752.6465 | 1802.4551 | 0 | 0 | 2.6177 | -1 | 3798965.75 | 9124 | 9309.1504 | 8695.4287 | 27.5129 | 46.4583 | 408089.4062 | 408089.4062 | 0 | 0 | 72.1198 | 3798965.75 | 15290.4355 | 15290.4355 | 0 | 0 | -1 | 0 | 52.8293 | 25 | 9895.7783 | 0.0083937 | 0 | 0 | 0.0083937 | 0 | 0 | 0 | -14220.9775 | 2007.5804 | 2007.5804 | 0 | 0 | 0 | 0.46337 | 37.4683 | 72.316 | -34.8477 | 0.12424 | 6.026 | 2.5266 | 0 | 0 | 6335 | 408089.4062 | 0 | 0 | 1/1/2026 | 12/31/2099 | TRUE | TCO |  | 2028 |  |  |  | REF | 0 | 0 | Real 2021 ¦ 12/22/2022 3:42:52 PM | 0 | Area 1001 Gas Aero CT 2026 | 0 |  | 1 | Unit |  | PJM | 99.75 | 0 | 0.95 | 0 | 0 | 52.8293 | 0 | 805576.5625 | 0 | 9895.7783 | 0 | 0
9774 | Area 1001 Gas Aero CT 2027 | ATC | 2028 | AEP-KPCO | 91.7095 | 100.2621 | 0 | 28.8039 | 32.7035 | 29.5004 | 27.682 | 17572.4883 | 105 | 15770.0332 | 1802.4551 | 0 | 0 | 2.6177 | -1 | 3179148.5 | 9124 | 9439.9365 | 8695.4287 | 27.5129 | 38.3398 | 336776.4688 | 336776.4688 | 0 | 28.0055 | 72.1995 | 3179148.5 | 12411.417 | 12411.417 | 0 | 0 | -1 | 0 | 50.6623 | 24 | 8278.168 | 8.1848 | 0 | 0 | 8.1848 | 0 | 0 | 0 | -15146.7637 | 1656.7592 | 1656.7592 | 0 | 0 | 0 | 0.3824 | 36.8536 | 81.8293 | -44.9757 | 0.10215 | 6.026 | 2.5266 | 0 | 0 | 6342 | 336776.4688 | 0 | 0 | 1/1/2027 | 12/31/2099 | TRUE | TCO |  | 2028 |  |  |  | REF | 0 | 0 | Real 2021 ¦ 12/22/2022 3:42:52 PM | 0 | Area 1001 Gas Aero CT 2027 | 0 |  | 1 | Unit |  | PJM | 99.75 | 0 | 0.95 | 0 | 0 | 50.6623 | 0 | 805576.5625 | 0 | 8278.168 | 0 | 0
9775 | Area 1001 Gas Aero CT 2028 | ATC | 2028 | AEP-KPCO | 91.7095 | 100.2621 | 0 | 28.8039 | 32.7035 | 29.1665 | 27.682 | 17630.4453 | 105 | 15827.9902 | 1802.4551 | 0 | 0 | 2.6177 | -1 | 3815488.25 | 9124 | 9311.1572 | 8695.4287 | 27.5129 | 46.6503 | 409775.9688 | 409775.9688 | 0 | 0 | 72.6548 | 3815488.25 | 15341.874 | 15341.874 | 0 | 0 | -1 | 0 | 58.9314 | 28 | 9935.7197 | 0.17097 | 0 | 0 | 0.17097 | 0 | 0 | 0 | -14299.2246 | 2015.8774 | 2015.8774 | 0 | 0 | 0 | 0.46528 | 37.4397 | 72.3349 | -34.8952 | 0.12509 | 6.026 | 2.5266 | 0 | 0 | 6382 | 409775.9688 | 0 | 0 | 1/1/2028 | 12/31/2099 | TRUE | TCO |  | 2028 |  |  |  | REF | 0 | 0 | Real 2021 ¦ 12/22/2022 3:42:52 PM | 0 | Area 1001 Gas Aero CT 2028 | 0 |  | 1 | Unit |  | PJM | 99.75 | 0 | 0.95 | 0 | 0 | 58.9314 | 0 | 805576.5625 | 0 | 9935.7197 | 0 | 0
9776 | Area 1001 Gas Aero CT 2029 | ATC | 2028 | AEP-KPCO | 0 | 0 | 0 | 0 | 0 |  | 0 | 0 | 0 | 0 | 0 | 0 | 0 | 0 | -1 | 0 | 0 |  | 0 | 0 | 0 | 0 | 0 | 0 | 0 | 0 | 0 | 0 | 0 | 0 | 0 | -1 | 0 | 0 | 0 | 0 | 0 | 0 | 0 | 0 | 0 | 0 | 0 | 0 | 0 | 0 | 0 | 0 | 0 |  |  |  |  | 0 | 0 | 0 | 0 | 0 | 0 | 0 | 0 | 0 | 1/1/2029 | 12/31/2099 | TRUE | TCO |  | 2028 |  |  |  | REF | 0 | 0 | Real 2021 ¦ 12/22/2022 3:42:52 PM | 0 | Area 1001 Gas Aero CT 2029 | 0 |  | 1 | Unit |  | PJM | 0 | 0 | 0.95 | 0 | 0 | 0 | 0 | 0 | 0 | 0 | 0 | 0
9777 | Area 1001 Gas Aero CT 2030 | ATC | 2028 | AEP-KPCO | 0 | 0 | 0 | 0 | 0 |  | 0 | 0 | 0 | 0 | 0 | 0 | 0 | 0 | -1 | 0 | 0 |  | 0 | 0 | 0 | 0 | 0 | 0 | 0 | 0 | 0 | 0 | 0 | 0 | 0 | -1 | 0 | 0 | 0 | 0 | 0 | 0 | 0 | 0 | 0 | 0 | 0 | 0 | 0 | 0 | 0 | 0 | 0 |  |  |  |  | 0 | 0 | 0 | 0 | 0 | 0 | 0 | 0 | 0 | 1/1/2030 | 12/31/2099 | TRUE | TCO |  | 2028 |  |  |  | REF | 0 | 0 | Real 2021 ¦ 12/22/2022 3:42:52 PM | 0 | Area 1001 Gas Aero CT 2030 | 0 |  | 1 | Unit |  | PJM | 0 | 0 | 0.95 | 0 | 0 | 0 | 0 | 0 | 0 | 0 | 0 | 0
9778 | Area 1001 Gas Aero CT 2031 | ATC | 2028 | AEP-KPCO | 0 | 0 | 0 | 0 | 0 |  | 0 | 0 | 0 | 0 | 0 | 0 | 0 | 0 | -1 | 0 | 0 |  | 0 | 0 | 0 | 0 | 0 | 0 | 0 | 0 | 0 | 0 | 0 | 0 | 0 | -1 | 0 | 0 | 0 | 0 | 0 | 0 | 0 | 0 | 0 | 0 | 0 | 0 | 0 | 0 | 0 | 0 | 0 |  |  |  |  | 0 | 0 | 0 | 0 | 0 | 0 | 0 | 0 | 0 | 1/1/2031 | 12/31/2099 | TRUE | TCO |  | 2028 |  |  |  | REF | 0 | 0 | Real 2021 ¦ 12/22/2022 3:42:52 PM | 0 | Area 1001 Gas Aero CT 2031 | 0 |  | 1 | Unit |  | PJM | 0 | 0 | 0.95 | 0 | 0 | 0 | 0 | 0 | 0 | 0 | 0 | 0
9779 | Area 1001 Gas Aero CT 2032 | ATC | 2028 | AEP-KPCO | 0 | 0 | 0 | 0 | 0 |  | 0 | 0 | 0 | 0 | 0 | 0 | 0 | 0 | -1 | 0 | 0 |  | 0 | 0 | 0 | 0 | 0 | 0 | 0 | 0 | 0 | 0 | 0 | 0 | 0 | -1 | 0 | 0 | 0 | 0 | 0 | 0 | 0 | 0 | 0 | 0 | 0 | 0 | 0 | 0 | 0 | 0 | 0 |  |  |  |  | 0 | 0 | 0 | 0 | 0 | 0 | 0 | 0 | 0 | 1/1/2032 | 12/31/2099 | TRUE | TCO |  | 2028 |  |  |  | REF | 0 | 0 | Real 2021 ¦ 12/22/2022 3:42:52 PM | 0 | Area 1001 Gas Aero CT 2032 | 0 |  | 1 | Unit |  | PJM | 0 | 0 | 0.95 | 0 | 0 | 0 | 0 | 0 | 0 | 0 | 0 | 0
9780 | Area 1001 Gas Aero CT 2033 | ATC | 2028 | AEP-KPCO | 0 | 0 | 0 | 0 | 0 |  | 0 | 0 | 0 | 0 | 0 | 0 | 0 | 0 | -1 | 0 | 0 |  | 0 | 0 | 0 | 0 | 0 | 0 | 0 | 0 | 0 | 0 | 0 | 0 | 0 | -1 | 0 | 0 | 0 | 0 | 0 | 0 | 0 | 0 | 0 | 0 | 0 | 0 | 0 | 0 | 0 | 0 | 0 |  |  |  |  | 0 | 0 | 0 | 0 | 0 | 0 | 0 | 0 | 0 | 1/1/2033 | 12/31/2099 | TRUE | TCO |  | 2028 |  |  |  | REF | 0 | 0 | Real 2021 ¦ 12/22/2022 3:42:52 PM | 0 | Area 1001 Gas Aero CT 2033 | 0 |  | 1 | Unit |  | PJM | 0 | 0 | 0.95 | 0 | 0 | 0 | 0 | 0 | 0 | 0 | 0 | 0
9781 | Area 1001 Gas Aero CT 2034 | ATC | 2028 | AEP-KPCO | 0 | 0 | 0 | 0 | 0 |  | 0 | 0 | 0 | 0 | 0 | 0 | 0 | 0 | -1 | 0 | 0 |  | 0 | 0 | 0 | 0 | 0 | 0 | 0 | 0 | 0 | 0 | 0 | 0 | 0 | -1 | 0 | 0 | 0 | 0 | 0 | 0 | 0 | 0 | 0 | 0 | 0 | 0 | 0 | 0 | 0 | 0 | 0 |  |  |  |  | 0 | 0 | 0 | 0 | 0 | 0 | 0 | 0 | 0 | 1/1/2034 | 12/31/2099 | TRUE | TCO |  | 2028 |  |  |  | REF | 0 | 0 | Real 2021 ¦ 12/22/2022 3:42:52 PM | 0 | Area 1001 Gas Aero CT 2034 | 0 |  | 1 | Unit |  | PJM | 0 | 0 | 0.95 | 0 | 0 | 0 | 0 | 0 | 0 | 0 | 0 | 0
9782 | Area 1001 Gas Aero CT 2035 | ATC | 2028 | AEP-KPCO | 0 | 0 | 0 | 0 | 0 |  | 0 | 0 | 0 | 0 | 0 | 0 | 0 | 0 | -1 | 0 | 0 |  | 0 | 0 | 0 | 0 | 0 | 0 | 0 | 0 | 0 | 0 | 0 | 0 | 0 | -1 | 0 | 0 | 0 | 0 | 0 | 0 | 0 | 0 | 0 | 0 | 0 | 0 | 0 | 0 | 0 | 0 | 0 |  |  |  |  | 0 | 0 | 0 | 0 | 0 | 0 | 0 | 0 | 0 | 1/1/2035 | 12/31/2099 | TRUE | TCO |  | 2028 |  |  |  | REF | 0 | 0 | Real 2021 ¦ 12/22/2022 3:42:52 PM | 0 | Area 1001 Gas Aero CT 2035 | 0 |  | 1 | Unit |  | PJM | 0 | 0 | 0.95 | 0 | 0 | 0 | 0 | 0 | 0 | 0 | 0 | 0
9783 | Area 1001 Gas Aero CT 2036 | ATC | 2028 | AEP-KPCO | 0 | 0 | 0 | 0 | 0 |  | 0 | 0 | 0 | 0 | 0 | 0 | 0 | 0 | -1 | 0 | 0 |  | 0 | 0 | 0 | 0 | 0 | 0 | 0 | 0 | 0 | 0 | 0 | 0 | 0 | -1 | 0 | 0 | 0 | 0 | 0 | 0 | 0 | 0 | 0 | 0 | 0 | 0 | 0 | 0 | 0 | 0 | 0 |  |  |  |  | 0 | 0 | 0 | 0 | 0 | 0 | 0 | 0 | 0 | 1/1/2036 | 12/31/2099 | TRUE | TCO |  | 2028 |  |  |  | REF | 0 | 0 | Real 2021 ¦ 12/22/2022 3:42:52 PM | 0 | Area 1001 Gas Aero CT 2036 | 0 |  | 1 | Unit |  | PJM | 0 | 0 | 0.95 | 0 | 0 | 0 | 0 | 0 | 0 | 0 | 0 | 0
9784 | Area 1001 Gas Aero CT 2037 | ATC | 2028 | AEP-KPCO | 0 | 0 | 0 | 0 | 0 |  | 0 | 0 | 0 | 0 | 0 | 0 | 0 | 0 | -1 | 0 | 0 |  | 0 | 0 | 0 | 0 | 0 | 0 | 0 | 0 | 0 | 0 | 0 | 0 | 0 | -1 | 0 | 0 | 0 | 0 | 0 | 0 | 0 | 0 | 0 | 0 | 0 | 0 | 0 | 0 | 0 | 0 | 0 |  |  |  |  | 0 | 0 | 0 | 0 | 0 | 0 | 0 | 0 | 0 | 1/1/2037 | 12/31/2099 | TRUE | TCO |  | 2028 |  |  |  | REF | 0 | 0 | Real 2021 ¦ 12/22/2022 3:42:52 PM | 0 | Area 1001 Gas Aero CT 2037 | 0 |  | 1 | Unit |  | PJM | 0 | 0 | 0.95 | 0 | 0 | 0 | 0 | 0 | 0 | 0 | 0 | 0
9785 | Area 1001 Gas Aero CT 2038 | ATC | 2028 | AEP-KPCO | 0 | 0 | 0 | 0 | 0 |  | 0 | 0 | 0 | 0 | 0 | 0 | 0 | 0 | -1 | 0 | 0 |  | 0 | 0 | 0 | 0 | 0 | 0 | 0 | 0 | 0 | 0 | 0 | 0 | 0 | -1 | 0 | 0 | 0 | 0 | 0 | 0 | 0 | 0 | 0 | 0 | 0 | 0 | 0 | 0 | 0 | 0 | 0 |  |  |  |  | 0 | 0 | 0 | 0 | 0 | 0 | 0 | 0 | 0 | 1/1/2038 | 12/31/2099 | TRUE | TCO |  | 2028 |  |  |  | REF | 0 | 0 | Real 2021 ¦ 12/22/2022 3:42:52 PM | 0 | Area 1001 Gas Aero CT 2038 | 0 |  | 1 | Unit |  | PJM | 0 | 0 | 0.95 | 0 | 0 | 0 | 0 | 0 | 0 | 0 | 0 | 0
9786 | Area 1001 Gas Aero CT 2039 | ATC | 2028 | AEP-KPCO | 0 | 0 | 0 | 0 | 0 |  | 0 | 0 | 0 | 0 | 0 | 0 | 0 | 0 | -1 | 0 | 0 |  | 0 | 0 | 0 | 0 | 0 | 0 | 0 | 0 | 0 | 0 | 0 | 0 | 0 | -1 | 0 | 0 | 0 | 0 | 0 | 0 | 0 | 0 | 0 | 0 | 0 | 0 | 0 | 0 | 0 | 0 | 0 |  |  |  |  | 0 | 0 | 0 | 0 | 0 | 0 | 0 | 0 | 0 | 1/1/2039 | 12/31/2099 | TRUE | TCO |  | 2028 |  |  |  | REF | 0 | 0 | Real 2021 ¦ 12/22/2022 3:42:52 PM | 0 | Area 1001 Gas Aero CT 2039 | 0 |  | 1 | Unit |  | PJM | 0 | 0 | 0.95 | 0 | 0 | 0 | 0 | 0 | 0 | 0 | 0 | 0
9787 | Area 1001 Gas Aero CT 2040 | ATC | 2028 | AEP-KPCO | 0 | 0 | 0 | 0 | 0 |  | 0 | 0 | 0 | 0 | 0 | 0 | 0 | 0 | -1 | 0 | 0 |  | 0 | 0 | 0 | 0 | 0 | 0 | 0 | 0 | 0 | 0 | 0 | 0 | 0 | -1 | 0 | 0 | 0 | 0 | 0 | 0 | 0 | 0 | 0 | 0 | 0 | 0 | 0 | 0 | 0 | 0 | 0 |  |  |  |  | 0 | 0 | 0 | 0 | 0 | 0 | 0 | 0 | 0 | 1/1/2040 | 12/31/2099 | TRUE | TCO |  | 2028 |  |  |  | REF | 0 | 0 | Real 2021 ¦ 12/22/2022 3:42:52 PM | 0 | Area 1001 Gas Aero CT 2040 | 0 |  | 1 | Unit |  | PJM | 0 | 0 | 0.95 | 0 | 0 | 0 | 0 | 0 | 0 | 0 | 0 | 0
9788 | Area 1001 Gas Aero CT 2041 | ATC | 2028 | AEP-KPCO | 0 | 0 | 0 | 0 | 0 |  | 0 | 0 | 0 | 0 | 0 | 0 | 0 | 0 | -1 | 0 | 0 |  | 0 | 0 | 0 | 0 | 0 | 0 | 0 | 0 | 0 | 0 | 0 | 0 | 0 | -1 | 0 | 0 | 0 | 0 | 0 | 0 | 0 | 0 | 0 | 0 | 0 | 0 | 0 | 0 | 0 | 0 | 0 |  |  |  |  | 0 | 0 | 0 | 0 | 0 | 0 | 0 | 0 | 0 | 1/1/2041 | 12/31/2099 | TRUE | TCO |  | 2028 |  |  |  | REF | 0 | 0 | Real 2021 ¦ 12/22/2022 3:42:52 PM | 0 | Area 1001 Gas Aero CT 2041 | 0 |  | 1 | Unit |  | PJM | 0 | 0 | 0.95 | 0 | 0 | 0 | 0 | 0 | 0 | 0 | 0 | 0
9789 | Area 1001 Gas Aero CT 2042 | ATC | 2028 | AEP-KPCO | 0 | 0 | 0 | 0 | 0 |  | 0 | 0 | 0 | 0 | 0 | 0 | 0 | 0 | -1 | 0 | 0 |  | 0 | 0 | 0 | 0 | 0 | 0 | 0 | 0 | 0 | 0 | 0 | 0 | 0 | -1 | 0 | 0 | 0 | 0 | 0 | 0 | 0 | 0 | 0 | 0 | 0 | 0 | 0 | 0 | 0 | 0 | 0 |  |  |  |  | 0 | 0 | 0 | 0 | 0 | 0 | 0 | 0 | 0 | 1/1/2042 | 12/31/2099 | TRUE | TCO |  | 2028 |  |  |  | REF | 0 | 0 | Real 2021 ¦ 12/22/2022 3:42:52 PM | 0 | Area 1001 Gas Aero CT 2042 | 0 |  | 1 | Unit |  | PJM | 0 | 0 | 0.95 | 0 | 0 | 0 | 0 | 0 | 0 | 0 | 0 | 0
9790 | Area 1001 Gas Aero CT 2043 | ATC | 2028 | AEP-KPCO | 0 | 0 | 0 | 0 | 0 |  | 0 | 0 | 0 | 0 | 0 | 0 | 0 | 0 | -1 | 0 | 0 |  | 0 | 0 | 0 | 0 | 0 | 0 | 0 | 0 | 0 | 0 | 0 | 0 | 0 | -1 | 0 | 0 | 0 | 0 | 0 | 0 | 0 | 0 | 0 | 0 | 0 | 0 | 0 | 0 | 0 | 0 | 0 |  |  |  |  | 0 | 0 | 0 | 0 | 0 | 0 | 0 | 0 | 0 | 1/1/2043 | 12/31/2099 | TRUE | TCO |  | 2028 |  |  |  | REF | 0 | 0 | Real 2021 ¦ 12/22/2022 3:42:52 PM | 0 | Area 1001 Gas Aero CT 2043 | 0 |  | 1 | Unit |  | PJM | 0 | 0 | 0.95 | 0 | 0 | 0 | 0 | 0 | 0 | 0 | 0 | 0
9791 | Area 1001 Gas IC 2023 | ATC | 2028 | AEP-KPCO | 19.2109 | 21 | 0 | 27.6789 | 27.8849 | 27.897 | 26.557 | 7715.2036 | 21 | 6937.4238 | 777.7797 | 0 | 0 | 2.6177 | -1 | 1005293.5625 | 8295 | 8397.6797 | 7866.4287 | 5.7633 | 13.6283 | 119710.875 | 119710.875 | 0 | 4.975 | 87.648 | 1005293.5625 | 4254.9814 | 4254.9814 | 0 | 0 | -1 | 0 | 0 | 46 | 2625.5139 | 0.89385 | 0 | 0 | 0.89385 | 0 | 0 | 0 | -6799.7925 | 714.0256 | 714.0256 | 0 | 0 | 0 | 0.64897 | 35.5438 | 92.3456 | -56.8018 | 0.031043 | 1.2641 | 0.525 | 0 | 0 | 7699 | 119710.875 | 0 | 0 | 1/1/2023 | 12/31/2099 | TRUE | TCO |  | 2028 |  |  |  | REF | 0 | 0 | Real 2021 ¦ 12/22/2022 3:42:52 PM | 0 | Area 1001 Gas IC 2023 | 0 |  | 1 | Unit |  | PJM | 19.95 | 0 | 0.95 | 0 | 0 | 0 | 0 | 168748.7812 | 0 | 2625.5139 | 0 | 0
9792 | Area 1001 Gas IC 2024 | ATC | 2028 | AEP-KPCO | 19.2109 | 21 | 0 | 27.6789 | 27.8849 | 27.8336 | 26.557 | 7008.1309 | 21 | 6230.3511 | 777.7797 | 0 | 0 | 2.6177 | -1 | 1024126.375 | 8295 | 8384.6748 | 7866.4287 | 5.7633 | 13.9051 | 122142.6484 | 122142.6484 | 0 | 4.7017 | 87.2382 | 1024126.375 | 4334.5933 | 4334.5933 | 0 | 0 | -1 | 0 | 0 | 44 | 2671.1079 | 0.56641 | 0 | 0 | 0.56641 | 0 | 0 | 0 | -6073.2075 | 728.5301 | 728.5301 | 0 | 0 | 0 | 0.66215 | 35.488 | 85.2102 | -49.7223 | 0.031822 | 1.2641 | 0.525 | 0 | 0 | 7663 | 122142.6484 | 0 | 0 | 1/1/2024 | 12/31/2099 | TRUE | TCO |  | 2028 |  |  |  | REF | 0 | 0 | Real 2021 ¦ 12/22/2022 3:42:52 PM | 0 | Area 1001 Gas IC 2024 | 0 |  | 1 | Unit |  | PJM | 19.95 | 0 | 0.95 | 0 | 0 | 0 | 0 | 168748.7812 | 0 | 2671.1079 | 0 | 0
9793 | Area 1001 Gas IC 2025 | ATC | 2028 | AEP-KPCO | 19.2109 | 21 | 0 | 27.6789 | 27.8849 | 27.7588 | 26.557 | 6667.3452 | 21 | 5889.5654 | 777.7797 | 0 | 0 | 2.6177 | -1 | 1049752.5 | 8295 | 8368.3809 | 7866.4287 | 5.7633 | 14.2808 | 125442.7188 | 125442.7188 | 0 | 0.60337 | 86.7714 | 1049752.5 | 4455.0601 | 4455.0601 | 0 | 0 | -1 | 0 | 0 | 40 | 2733.8982 | 0.19889 | 0 | 0 | 0.19889 | 0 | 0 | 0 | -5694.4297 | 748.2136 | 748.2136 | 0 | 0 | 0 | 0.68004 | 35.5147 | 80.9094 | -45.3947 | 0.03275 | 1.2641 | 0.525 | 0 | 0 | 7622 | 125442.7188 | 0 | 0 | 1/1/2025 | 12/31/2099 | TRUE | TCO |  | 2028 |  |  |  | REF | 0 | 0 | Real 2021 ¦ 12/22/2022 3:42:52 PM | 0 | Area 1001 Gas IC 2025 | 0 |  | 1 | Unit |  | PJM | 19.95 | 0 | 0.95 | 0 | 0 | 0 | 0 | 168748.7812 | 0 | 2733.8982 | 0 | 0
9794 | Area 1001 Gas IC 2026 | ATC | 2028 | AEP-KPCO | 19.2109 | 21 | 0 | 27.6789 | 27.8849 | 27.7546 | 26.557 | 6673.1411 | 21 | 5895.3613 | 777.7797 | 0 | 0 | 2.6177 | -1 | 1050235.625 | 8295 | 8367.7803 | 7866.4287 | 5.7633 | 14.2884 | 125509.4688 | 125509.4688 | 0 | 0.045537 | 86.7259 | 1050235.625 | 4457.3804 | 4457.3804 | 0 | 0 | -1 | 0 | 0 | 41 | 2734.8223 | 0.66454 | 0.0015001 | 0 | 0.66304 | 0 | 0 | 0 | -5699.2271 | 748.6118 | 748.6118 | 0 | 0 | 0 | 0.6804 | 35.5143 | 80.923 | -45.4087 | 0.032765 | 1.2641 | 0.525 | 0 | 0 | 7618 | 125509.4688 | 0 | 0 | 1/1/2026 | 12/31/2099 | TRUE | TCO |  | 2028 |  |  |  | REF | 0 | 0 | Real 2021 ¦ 12/22/2022 3:42:52 PM | 0 | Area 1001 Gas IC 2026 | 0 |  | 1 | Unit |  | PJM | 19.95 | 0 | 0.95 | 0 | 0 | 0 | 0 | 168748.7812 | 0 | 2734.8223 | 0 | 0
9795 | Area 1001 Gas IC 2027 | ATC | 2028 | AEP-KPCO | 19.2109 | 21 | 0 | 27.6789 | 27.8849 | 27.7763 | 26.557 | 6677.7773 | 21 | 5899.9976 | 777.7797 | 0 | 0 | 2.6177 | -1 | 1057501.625 | 8295 | 8371.2168 | 7866.4287 | 5.7633 | 14.3814 | 126325.9141 | 126325.9141 | 0 | 0.11384 | 87.8871 | 1057501.625 | 4480.3604 | 4480.3604 | 0 | 0 | -1 | 0 | 0 | 44 | 2755.3542 | 1.0194 | 0 | 0 | 1.0194 | 0 | 0 | 0 | -5706.2856 | 753.4815 | 753.4815 | 0 | 0 | 0 | 0.68483 | 35.4667 | 80.6378 | -45.1711 | 0.032861 | 1.2641 | 0.525 | 0 | 0 | 7720 | 126325.9141 | 0 | 0 | 1/1/2027 | 12/31/2099 | TRUE | TCO |  | 2028 |  |  |  | REF | 0 | 0 | Real 2021 ¦ 12/22/2022 3:42:52 PM | 0 | Area 1001 Gas IC 2027 | 0 |  | 1 | Unit |  | PJM | 19.95 | 0 | 0.95 | 0 | 0 | 0 | 0 | 168748.7812 | 0 | 2755.3542 | 0 | 0
9796 | Area 1001 Gas IC 2028 | ATC | 2028 | AEP-KPCO | 19.2109 | 21 | 0 | 27.6789 | 27.8849 | 27.789 | 26.557 | 6699.8008 | 21 | 5922.0215 | 777.7797 | 0 | 0 | 2.6177 | -1 | 1058893.625 | 8295 | 8371.9238 | 7866.4287 | 5.7633 | 14.3991 | 126481.5312 | 126481.5312 | 0 | 0.20492 | 88.1148 | 1058893.625 | 4484.8286 | 4484.8286 | 0 | 0 | -1 | 0 | 0 | 51 | 2760.3506 | 1.0811 | 0.046621 | 0 | 1.0345 | 0 | 0 | 0 | -5729.7656 | 754.4097 | 754.4097 | 0 | 0 | 0 | 0.68567 | 35.4584 | 80.7596 | -45.3012 | 0.032892 | 1.2641 | 0.525 | 0 | 0 | 7740 | 126481.5312 | 0 | 0 | 1/1/2028 | 12/31/2099 | TRUE | TCO |  | 2028 |  |  |  | REF | 0 | 0 | Real 2021 ¦ 12/22/2022 3:42:52 PM | 0 | Area 1001 Gas IC 2028 | 0 |  | 1 | Unit |  | PJM | 19.95 | 0 | 0.95 | 0 | 0 | 0 | 0 | 168748.7812 | 0 | 2760.3506 | 0 | 0
9797 | Area 1001 Gas IC 2029 | ATC | 2028 | AEP-KPCO | 0 | 0 | 0 | 0 | 0 |  | 0 | 0 | 0 | 0 | 0 | 0 | 0 | 0 | -1 | 0 | 0 |  | 0 | 0 | 0 | 0 | 0 | 0 | 0 | 0 | 0 | 0 | 0 | 0 | 0 | -1 | 0 | 0 | 0 | 0 | 0 | 0 | 0 | 0 | 0 | 0 | 0 | 0 | 0 | 0 | 0 | 0 | 0 |  |  |  |  | 0 | 0 | 0 | 0 | 0 | 0 | 0 | 0 | 0 | 1/1/2029 | 12/31/2099 | TRUE | TCO |  | 2028 |  |  |  | REF | 0 | 0 | Real 2021 ¦ 12/22/2022 3:42:52 PM | 0 | Area 1001 Gas IC 2029 | 0 |  | 1 | Unit |  | PJM | 0 | 0 | 0.95 | 0 | 0 | 0 | 0 | 0 | 0 | 0 | 0 | 0
9798 | Area 1001 Gas IC 2030 | ATC | 2028 | AEP-KPCO | 0 | 0 | 0 | 0 | 0 |  | 0 | 0 | 0 | 0 | 0 | 0 | 0 | 0 | -1 | 0 | 0 |  | 0 | 0 | 0 | 0 | 0 | 0 | 0 | 0 | 0 | 0 | 0 | 0 | 0 | -1 | 0 | 0 | 0 | 0 | 0 | 0 | 0 | 0 | 0 | 0 | 0 | 0 | 0 | 0 | 0 | 0 | 0 |  |  |  |  | 0 | 0 | 0 | 0 | 0 | 0 | 0 | 0 | 0 | 1/1/2030 | 12/31/2099 | TRUE | TCO |  | 2028 |  |  |  | REF | 0 | 0 | Real 2021 ¦ 12/22/2022 3:42:52 PM | 0 | Area 1001 Gas IC 2030 | 0 |  | 1 | Unit |  | PJM | 0 | 0 | 0.95 | 0 | 0 | 0 | 0 | 0 | 0 | 0 | 0 | 0
9799 | Area 1001 Gas IC 2031 | ATC | 2028 | AEP-KPCO | 0 | 0 | 0 | 0 | 0 |  | 0 | 0 | 0 | 0 | 0 | 0 | 0 | 0 | -1 | 0 | 0 |  | 0 | 0 | 0 | 0 | 0 | 0 | 0 | 0 | 0 | 0 | 0 | 0 | 0 | -1 | 0 | 0 | 0 | 0 | 0 | 0 | 0 | 0 | 0 | 0 | 0 | 0 | 0 | 0 | 0 | 0 | 0 |  |  |  |  | 0 | 0 | 0 | 0 | 0 | 0 | 0 | 0 | 0 | 1/1/2031 | 12/31/2099 | TRUE | TCO |  | 2028 |  |  |  | REF | 0 | 0 | Real 2021 ¦ 12/22/2022 3:42:52 PM | 0 | Area 1001 Gas IC 2031 | 0 |  | 1 | Unit |  | PJM | 0 | 0 | 0.95 | 0 | 0 | 0 | 0 | 0 | 0 | 0 | 0 | 0
9800 | Area 1001 Gas IC 2032 | ATC | 2028 | AEP-KPCO | 0 | 0 | 0 | 0 | 0 |  | 0 | 0 | 0 | 0 | 0 | 0 | 0 | 0 | -1 | 0 | 0 |  | 0 | 0 | 0 | 0 | 0 | 0 | 0 | 0 | 0 | 0 | 0 | 0 | 0 | -1 | 0 | 0 | 0 | 0 | 0 | 0 | 0 | 0 | 0 | 0 | 0 | 0 | 0 | 0 | 0 | 0 | 0 |  |  |  |  | 0 | 0 | 0 | 0 | 0 | 0 | 0 | 0 | 0 | 1/1/2032 | 12/31/2099 | TRUE | TCO |  | 2028 |  |  |  | REF | 0 | 0 | Real 2021 ¦ 12/22/2022 3:42:52 PM | 0 | Area 1001 Gas IC 2032 | 0 |  | 1 | Unit |  | PJM | 0 | 0 | 0.95 | 0 | 0 | 0 | 0 | 0 | 0 | 0 | 0 | 0
9801 | Area 1001 Gas IC 2033 | ATC | 2028 | AEP-KPCO | 0 | 0 | 0 | 0 | 0 |  | 0 | 0 | 0 | 0 | 0 | 0 | 0 | 0 | -1 | 0 | 0 |  | 0 | 0 | 0 | 0 | 0 | 0 | 0 | 0 | 0 | 0 | 0 | 0 | 0 | -1 | 0 | 0 | 0 | 0 | 0 | 0 | 0 | 0 | 0 | 0 | 0 | 0 | 0 | 0 | 0 | 0 | 0 |  |  |  |  | 0 | 0 | 0 | 0 | 0 | 0 | 0 | 0 | 0 | 1/1/2033 | 12/31/2099 | TRUE | TCO |  | 2028 |  |  |  | REF | 0 | 0 | Real 2021 ¦ 12/22/2022 3:42:52 PM | 0 | Area 1001 Gas IC 2033 | 0 |  | 1 | Unit |  | PJM | 0 | 0 | 0.95 | 0 | 0 | 0 | 0 | 0 | 0 | 0 | 0 | 0
9802 | Area 1001 Gas IC 2034 | ATC | 2028 | AEP-KPCO | 0 | 0 | 0 | 0 | 0 |  | 0 | 0 | 0 | 0 | 0 | 0 | 0 | 0 | -1 | 0 | 0 |  | 0 | 0 | 0 | 0 | 0 | 0 | 0 | 0 | 0 | 0 | 0 | 0 | 0 | -1 | 0 | 0 | 0 | 0 | 0 | 0 | 0 | 0 | 0 | 0 | 0 | 0 | 0 | 0 | 0 | 0 | 0 |  |  |  |  | 0 | 0 | 0 | 0 | 0 | 0 | 0 | 0 | 0 | 1/1/2034 | 12/31/2099 | TRUE | TCO |  | 2028 |  |  |  | REF | 0 | 0 | Real 2021 ¦ 12/22/2022 3:42:52 PM | 0 | Area 1001 Gas IC 2034 | 0 |  | 1 | Unit |  | PJM | 0 | 0 | 0.95 | 0 | 0 | 0 | 0 | 0 | 0 | 0 | 0 | 0
9803 | Area 1001 Gas IC 2035 | ATC | 2028 | AEP-KPCO | 0 | 0 | 0 | 0 | 0 |  | 0 | 0 | 0 | 0 | 0 | 0 | 0 | 0 | -1 | 0 | 0 |  | 0 | 0 | 0 | 0 | 0 | 0 | 0 | 0 | 0 | 0 | 0 | 0 | 0 | -1 | 0 | 0 | 0 | 0 | 0 | 0 | 0 | 0 | 0 | 0 | 0 | 0 | 0 | 0 | 0 | 0 | 0 |  |  |  |  | 0 | 0 | 0 | 0 | 0 | 0 | 0 | 0 | 0 | 1/1/2035 | 12/31/2099 | TRUE | TCO |  | 2028 |  |  |  | REF | 0 | 0 | Real 2021 ¦ 12/22/2022 3:42:52 PM | 0 | Area 1001 Gas IC 2035 | 0 |  | 1 | Unit |  | PJM | 0 | 0 | 0.95 | 0 | 0 | 0 | 0 | 0 | 0 | 0 | 0 | 0
9804 | Area 1001 Gas IC 2036 | ATC | 2028 | AEP-KPCO | 0 | 0 | 0 | 0 | 0 |  | 0 | 0 | 0 | 0 | 0 | 0 | 0 | 0 | -1 | 0 | 0 |  | 0 | 0 | 0 | 0 | 0 | 0 | 0 | 0 | 0 | 0 | 0 | 0 | 0 | -1 | 0 | 0 | 0 | 0 | 0 | 0 | 0 | 0 | 0 | 0 | 0 | 0 | 0 | 0 | 0 | 0 | 0 |  |  |  |  | 0 | 0 | 0 | 0 | 0 | 0 | 0 | 0 | 0 | 1/1/2036 | 12/31/2099 | TRUE | TCO |  | 2028 |  |  |  | REF | 0 | 0 | Real 2021 ¦ 12/22/2022 3:42:52 PM | 0 | Area 1001 Gas IC 2036 | 0 |  | 1 | Unit |  | PJM | 0 | 0 | 0.95 | 0 | 0 | 0 | 0 | 0 | 0 | 0 | 0 | 0
9805 | Area 1001 Gas IC 2037 | ATC | 2028 | AEP-KPCO | 0 | 0 | 0 | 0 | 0 |  | 0 | 0 | 0 | 0 | 0 | 0 | 0 | 0 | -1 | 0 | 0 |  | 0 | 0 | 0 | 0 | 0 | 0 | 0 | 0 | 0 | 0 | 0 | 0 | 0 | -1 | 0 | 0 | 0 | 0 | 0 | 0 | 0 | 0 | 0 | 0 | 0 | 0 | 0 | 0 | 0 | 0 | 0 |  |  |  |  | 0 | 0 | 0 | 0 | 0 | 0 | 0 | 0 | 0 | 1/1/2037 | 12/31/2099 | TRUE | TCO |  | 2028 |  |  |  | REF | 0 | 0 | Real 2021 ¦ 12/22/2022 3:42:52 PM | 0 | Area 1001 Gas IC 2037 | 0 |  | 1 | Unit |  | PJM | 0 | 0 | 0.95 | 0 | 0 | 0 | 0 | 0 | 0 | 0 | 0 | 0
9806 | Area 1001 Gas IC 2038 | ATC | 2028 | AEP-KPCO | 0 | 0 | 0 | 0 | 0 |  | 0 | 0 | 0 | 0 | 0 | 0 | 0 | 0 | -1 | 0 | 0 |  | 0 | 0 | 0 | 0 | 0 | 0 | 0 | 0 | 0 | 0 | 0 | 0 | 0 | -1 | 0 | 0 | 0 | 0 | 0 | 0 | 0 | 0 | 0 | 0 | 0 | 0 | 0 | 0 | 0 | 0 | 0 |  |  |  |  | 0 | 0 | 0 | 0 | 0 | 0 | 0 | 0 | 0 | 1/1/2038 | 12/31/2099 | TRUE | TCO |  | 2028 |  |  |  | REF | 0 | 0 | Real 2021 ¦ 12/22/2022 3:42:52 PM | 0 | Area 1001 Gas IC 2038 | 0 |  | 1 | Unit |  | PJM | 0 | 0 | 0.95 | 0 | 0 | 0 | 0 | 0 | 0 | 0 | 0 | 0
9807 | Area 1001 Gas IC 2039 | ATC | 2028 | AEP-KPCO | 0 | 0 | 0 | 0 | 0 |  | 0 | 0 | 0 | 0 | 0 | 0 | 0 | 0 | -1 | 0 | 0 |  | 0 | 0 | 0 | 0 | 0 | 0 | 0 | 0 | 0 | 0 | 0 | 0 | 0 | -1 | 0 | 0 | 0 | 0 | 0 | 0 | 0 | 0 | 0 | 0 | 0 | 0 | 0 | 0 | 0 | 0 | 0 |  |  |  |  | 0 | 0 | 0 | 0 | 0 | 0 | 0 | 0 | 0 | 1/1/2039 | 12/31/2099 | TRUE | TCO |  | 2028 |  |  |  | REF | 0 | 0 | Real 2021 ¦ 12/22/2022 3:42:52 PM | 0 | Area 1001 Gas IC 2039 | 0 |  | 1 | Unit |  | PJM | 0 | 0 | 0.95 | 0 | 0 | 0 | 0 | 0 | 0 | 0 | 0 | 0
9808 | Area 1001 Gas IC 2040 | ATC | 2028 | AEP-KPCO | 0 | 0 | 0 | 0 | 0 |  | 0 | 0 | 0 | 0 | 0 | 0 | 0 | 0 | -1 | 0 | 0 |  | 0 | 0 | 0 | 0 | 0 | 0 | 0 | 0 | 0 | 0 | 0 | 0 | 0 | -1 | 0 | 0 | 0 | 0 | 0 | 0 | 0 | 0 | 0 | 0 | 0 | 0 | 0 | 0 | 0 | 0 | 0 |  |  |  |  | 0 | 0 | 0 | 0 | 0 | 0 | 0 | 0 | 0 | 1/1/2040 | 12/31/2099 | TRUE | TCO |  | 2028 |  |  |  | REF | 0 | 0 | Real 2021 ¦ 12/22/2022 3:42:52 PM | 0 | Area 1001 Gas IC 2040 | 0 |  | 1 | Unit |  | PJM | 0 | 0 | 0.95 | 0 | 0 | 0 | 0 | 0 | 0 | 0 | 0 | 0
9809 | Area 1001 Gas IC 2041 | ATC | 2028 | AEP-KPCO | 0 | 0 | 0 | 0 | 0 |  | 0 | 0 | 0 | 0 | 0 | 0 | 0 | 0 | -1 | 0 | 0 |  | 0 | 0 | 0 | 0 | 0 | 0 | 0 | 0 | 0 | 0 | 0 | 0 | 0 | -1 | 0 | 0 | 0 | 0 | 0 | 0 | 0 | 0 | 0 | 0 | 0 | 0 | 0 | 0 | 0 | 0 | 0 |  |  |  |  | 0 | 0 | 0 | 0 | 0 | 0 | 0 | 0 | 0 | 1/1/2041 | 12/31/2099 | TRUE | TCO |  | 2028 |  |  |  | REF | 0 | 0 | Real 2021 ¦ 12/22/2022 3:42:52 PM | 0 | Area 1001 Gas IC 2041 | 0 |  | 1 | Unit |  | PJM | 0 | 0 | 0.95 | 0 | 0 | 0 | 0 | 0 | 0 | 0 | 0 | 0
9810 | Area 1001 Gas IC 2042 | ATC | 2028 | AEP-KPCO | 0 | 0 | 0 | 0 | 0 |  | 0 | 0 | 0 | 0 | 0 | 0 | 0 | 0 | -1 | 0 | 0 |  | 0 | 0 | 0 | 0 | 0 | 0 | 0 | 0 | 0 | 0 | 0 | 0 | 0 | -1 | 0 | 0 | 0 | 0 | 0 | 0 | 0 | 0 | 0 | 0 | 0 | 0 | 0 | 0 | 0 | 0 | 0 |  |  |  |  | 0 | 0 | 0 | 0 | 0 | 0 | 0 | 0 | 0 | 1/1/2042 | 12/31/2099 | TRUE | TCO |  | 2028 |  |  |  | REF | 0 | 0 | Real 2021 ¦ 12/22/2022 3:42:52 PM | 0 | Area 1001 Gas IC 2042 | 0 |  | 1 | Unit |  | PJM | 0 | 0 | 0.95 | 0 | 0 | 0 | 0 | 0 | 0 | 0 | 0 | 0
9811 | Area 1001 Gas IC 2043 | ATC | 2028 | AEP-KPCO | 0 | 0 | 0 | 0 | 0 |  | 0 | 0 | 0 | 0 | 0 | 0 | 0 | 0 | -1 | 0 | 0 |  | 0 | 0 | 0 | 0 | 0 | 0 | 0 | 0 | 0 | 0 | 0 | 0 | 0 | -1 | 0 | 0 | 0 | 0 | 0 | 0 | 0 | 0 | 0 | 0 | 0 | 0 | 0 | 0 | 0 | 0 | 0 |  |  |  |  | 0 | 0 | 0 | 0 | 0 | 0 | 0 | 0 | 0 | 1/1/2043 | 12/31/2099 | TRUE | TCO |  | 2028 |  |  |  | REF | 0 | 0 | Real 2021 ¦ 12/22/2022 3:42:52 PM | 0 | Area 1001 Gas IC 2043 | 0 |  | 1 | Unit |  | PJM | 0 | 0 | 0.95 | 0 | 0 | 0 | 0 | 0 | 0 | 0 | 0 | 0
9812 | Area 1001 Gas CCS 2024 | ATC | 2028 | AEP-KPCO | 341.9287 | 377 | 0 | -2.6602 | -2.2391 | -2.6267 | -2.1325 | 158108.5625 | 377 | 147162.9062 | 10945.6582 | 0 | 0 | 2.6177 | -1 | 21396946 | 7124 | 7124 | 6695.4287 | 102.5786 | 341.9287 | 3003501.75 | 3003501.75 | 0 | 0 | 100 | 21396946 | 98390.1875 | 98390.1875 | 0 | 0 | -1 | 0 | 0 | 0 | 56111.9883 | 0 | 0 | 0 | 0 | 0 | 0 | 0 | -51828.9414 | 18358.541 | 18358.541 | 0 | 0 | 0 | 0.90697 | 32.7585 | 50.0147 | -17.2562 | -82359.9688 | 22.5046 | 12.5667 | 0 | 0 | 8784 | 3003501.75 | 0 | 0 | 1/1/2024 | 12/31/2099 | TRUE | TCO |  | 2028 |  |  |  | REF | 0 | 0 | Real 2021 ¦ 12/22/2022 3:42:52 PM | 0 | Area 1001 Gas CCS 2024 | 0 |  | 1 | Unit |  | PJM | 358.15 | 0 | 0.95 | 0 | 0 | 0 | 0 | 3003501.75 | 0 | 56111.9883 | 0 | 0
9813 | Area 1001 Gas CCS 2025 | ATC | 2028 | AEP-KPCO | 341.9287 | 377 | 0 | -2.6602 | -2.2391 | -2.6267 | -2.1325 | 151095.8594 | 377 | 140150.2031 | 10945.6582 | 0 | 0 | 2.6177 | -1 | 21396946 | 7124 | 7124 | 6695.4287 | 102.5786 | 341.9287 | 3003501.75 | 3003501.75 | 0 | 0 | 100 | 21396946 | 98390.1875 | 98390.1875 | 0 | 0 | -1 | 0 | 0 | 0 | 56111.9883 | 0 | 0 | 0 | 0 | 0 | 0 | 0 | -44816.2305 | 18358.541 | 18358.541 | 0 | 0 | 0 | 0.90697 | 32.7585 | 47.6798 | -14.9213 | -82359.9688 | 22.5046 | 12.5667 | 0 | 0 | 8784 | 3003501.75 | 0 | 0 | 1/1/2025 | 12/31/2099 | TRUE | TCO |  | 2028 |  |  |  | REF | 0 | 0 | Real 2021 ¦ 12/22/2022 3:42:52 PM | 0 | Area 1001 Gas CCS 2025 | 0 |  | 1 | Unit |  | PJM | 358.15 | 0 | 0.95 | 0 | 0 | 0 | 0 | 3003501.75 | 0 | 56111.9883 | 0 | 0
9814 | Area 1001 Gas CCS 2026 | ATC | 2028 | AEP-KPCO | 341.9287 | 377 | 0 | -2.574 | -2.1484 | -2.5409 | -2.0461 | 150575.625 | 377 | 139629.9688 | 10945.6582 | 0 | 0 | 2.6177 | -1 | 21186700 | 7054 | 7054 | 6625.2788 | 102.5786 | 341.9287 | 3003501.75 | 3003501.75 | 0 | 0 | 100 | 21186700 | 98390.1875 | 98390.1875 | 0 | 0 | -1 | 0 | 0 | 0 | 55560.6328 | 0 | 0 | 0 | 0 | 0 | 0 | 0 | -44553.9102 | 18358.541 | 18358.541 | 0 | 0 | 0 | 0.90697 | 32.7585 | 47.5925 | -14.834 | -81550.7031 | 22.5046 | 12.5667 | 0 | 0 | 8784 | 3003501.75 | 0 | 0 | 1/1/2026 | 12/31/2099 | TRUE | TCO |  | 2028 |  |  |  | REF | 0 | 0 | Real 2021 ¦ 12/22/2022 3:42:52 PM | 0 | Area 1001 Gas CCS 2026 | 0 |  | 1 | Unit |  | PJM | 358.15 | 0 | 0.95 | 0 | 0 | 0 | 0 | 3003501.75 | 0 | 55560.6328 | 0 | 0
9815 | Area 1001 Gas CCS 2027 | ATC | 2028 | AEP-KPCO | 341.9287 | 377 | 0 | -2.4891 | -2.0595 | -2.4562 | -1.9615 | 150180.25 | 377 | 139401.0625 | 10779.1836 | 0 | 0 | 2.6177 | -1 | 20979460 | 6985 | 6985 | 6556.5571 | 102.5786 | 341.9287 | 3003501.75 | 3003501.75 | 0 | 0 | 100 | 20979460 | 98390.1875 | 98390.1875 | 0 | 0 | -1 | 0 | 0 | 0 | 55017.1562 | 0 | 0 | 0 | 0 | 0 | 0 | 0 | -44412.7617 | 18358.541 | 18358.541 | 0 | 0 | 0 | 0.90697 | 32.7585 | 47.5455 | -14.787 | -80753 | 22.5046 | 12.5667 | 0 | 0 | 8784 | 3003501.75 | 0 | 0 | 1/1/2027 | 12/31/2099 | TRUE | TCO |  | 2028 |  |  |  | REF | 0 | 0 | Real 2021 ¦ 12/22/2022 3:42:52 PM | 0 | Area 1001 Gas CCS 2027 | 0 |  | 1 | Unit |  | PJM | 358.15 | 0 | 0.95 | 0 | 0 | 0 | 0 | 3003501.75 | 0 | 55017.1562 | 0 | 0
9816 | Area 1001 Gas CCS 2028 | ATC | 2028 | AEP-KPCO | 341.9287 | 377 | 0 | -2.3906 | -1.9559 | -2.3581 | -1.8627 | 149868.1094 | 377 | 139088.9219 | 10779.1836 | 0 | 0 | 2.6177 | -1 | 20739180 | 6905 | 6905 | 6476.3813 | 102.5786 | 341.9287 | 3003501.75 | 3003501.75 | 0 | 0 | 100 | 20739180 | 98390.1875 | 98390.1875 | 0 | 0 | -1 | 0 | 0 | 1 | 54387.0391 | 0 | 0 | 0 | 0 | 0 | 0 | 0 | -44395.3789 | 18358.541 | 18358.541 | 0 | 0 | 0 | 0.90697 | 32.7585 | 47.5397 | -14.7812 | -79828.125 | 22.5046 | 12.5667 | 0 | 0 | 8784 | 3003501.75 | 0 | 0 | 1/1/2028 | 12/31/2099 | TRUE | TCO |  | 2028 |  |  |  | REF | 0 | 0 | Real 2021 ¦ 12/22/2022 3:42:52 PM | 0 | Area 1001 Gas CCS 2028 | 0 |  | 1 | Unit |  | PJM | 358.15 | 0 | 0.95 | 0 | 0 | 0 | 0 | 3003501.75 | 0 | 54387.0391 | 0 | 0
9817 | Area 1001 Gas CCS 2029 | ATC | 2028 | AEP-KPCO | 0 | 0 | 0 | 0 | 0 |  | 0 | 0 | 0 | 0 | 0 | 0 | 0 | 0 | -1 | 0 | 0 |  | 0 | 0 | 0 | 0 | 0 | 0 | 0 | 0 | 0 | 0 | 0 | 0 | 0 | -1 | 0 | 0 | 0 | 0 | 0 | 0 | 0 | 0 | 0 | 0 | 0 | 0 | 0 | 0 | 0 | 0 | 0 |  |  |  |  | 0 | 0 | 0 | 0 | 0 | 0 | 0 | 0 | 0 | 1/1/2029 | 12/31/2099 | TRUE | TCO |  | 2028 |  |  |  | REF | 0 | 0 | Real 2021 ¦ 12/22/2022 3:42:52 PM | 0 | Area 1001 Gas CCS 2029 | 0 |  | 1 | Unit |  | PJM | 0 | 0 | 0.95 | 0 | 0 | 0 | 0 | 0 | 0 | 0 | 0 | 0
9818 | Area 1001 Gas CCS 2030 | ATC | 2028 | AEP-KPCO | 0 | 0 | 0 | 0 | 0 |  | 0 | 0 | 0 | 0 | 0 | 0 | 0 | 0 | -1 | 0 | 0 |  | 0 | 0 | 0 | 0 | 0 | 0 | 0 | 0 | 0 | 0 | 0 | 0 | 0 | -1 | 0 | 0 | 0 | 0 | 0 | 0 | 0 | 0 | 0 | 0 | 0 | 0 | 0 | 0 | 0 | 0 | 0 |  |  |  |  | 0 | 0 | 0 | 0 | 0 | 0 | 0 | 0 | 0 | 1/1/2030 | 12/31/2099 | TRUE | TCO |  | 2028 |  |  |  | REF | 0 | 0 | Real 2021 ¦ 12/22/2022 3:42:52 PM | 0 | Area 1001 Gas CCS 2030 | 0 |  | 1 | Unit |  | PJM | 0 | 0 | 0.95 | 0 | 0 | 0 | 0 | 0 | 0 | 0 | 0 | 0
9819 | Area 1001 Gas CCS 2031 | ATC | 2028 | AEP-KPCO | 0 | 0 | 0 | 0 | 0 |  | 0 | 0 | 0 | 0 | 0 | 0 | 0 | 0 | -1 | 0 | 0 |  | 0 | 0 | 0 | 0 | 0 | 0 | 0 | 0 | 0 | 0 | 0 | 0 | 0 | -1 | 0 | 0 | 0 | 0 | 0 | 0 | 0 | 0 | 0 | 0 | 0 | 0 | 0 | 0 | 0 | 0 | 0 |  |  |  |  | 0 | 0 | 0 | 0 | 0 | 0 | 0 | 0 | 0 | 1/1/2031 | 12/31/2099 | TRUE | TCO |  | 2028 |  |  |  | REF | 0 | 0 | Real 2021 ¦ 12/22/2022 3:42:52 PM | 0 | Area 1001 Gas CCS 2031 | 0 |  | 1 | Unit |  | PJM | 0 | 0 | 0.95 | 0 | 0 | 0 | 0 | 0 | 0 | 0 | 0 | 0
9820 | Area 1001 Gas CCS 2032 | ATC | 2028 | AEP-KPCO | 0 | 0 | 0 | 0 | 0 |  | 0 | 0 | 0 | 0 | 0 | 0 | 0 | 0 | -1 | 0 | 0 |  | 0 | 0 | 0 | 0 | 0 | 0 | 0 | 0 | 0 | 0 | 0 | 0 | 0 | -1 | 0 | 0 | 0 | 0 | 0 | 0 | 0 | 0 | 0 | 0 | 0 | 0 | 0 | 0 | 0 | 0 | 0 |  |  |  |  | 0 | 0 | 0 | 0 | 0 | 0 | 0 | 0 | 0 | 1/1/2032 | 12/31/2099 | TRUE | TCO |  | 2028 |  |  |  | REF | 0 | 0 | Real 2021 ¦ 12/22/2022 3:42:52 PM | 0 | Area 1001 Gas CCS 2032 | 0 |  | 1 | Unit |  | PJM | 0 | 0 | 0.95 | 0 | 0 | 0 | 0 | 0 | 0 | 0 | 0 | 0
9821 | Area 1001 Gas CCS 2033 | ATC | 2028 | AEP-KPCO | 0 | 0 | 0 | 0 | 0 |  | 0 | 0 | 0 | 0 | 0 | 0 | 0 | 0 | -1 | 0 | 0 |  | 0 | 0 | 0 | 0 | 0 | 0 | 0 | 0 | 0 | 0 | 0 | 0 | 0 | -1 | 0 | 0 | 0 | 0 | 0 | 0 | 0 | 0 | 0 | 0 | 0 | 0 | 0 | 0 | 0 | 0 | 0 |  |  |  |  | 0 | 0 | 0 | 0 | 0 | 0 | 0 | 0 | 0 | 1/1/2033 | 12/31/2099 | TRUE | TCO |  | 2028 |  |  |  | REF | 0 | 0 | Real 2021 ¦ 12/22/2022 3:42:52 PM | 0 | Area 1001 Gas CCS 2033 | 0 |  | 1 | Unit |  | PJM | 0 | 0 | 0.95 | 0 | 0 | 0 | 0 | 0 | 0 | 0 | 0 | 0
9822 | Area 1001 Gas CCS 2034 | ATC | 2028 | AEP-KPCO | 0 | 0 | 0 | 0 | 0 |  | 0 | 0 | 0 | 0 | 0 | 0 | 0 | 0 | -1 | 0 | 0 |  | 0 | 0 | 0 | 0 | 0 | 0 | 0 | 0 | 0 | 0 | 0 | 0 | 0 | -1 | 0 | 0 | 0 | 0 | 0 | 0 | 0 | 0 | 0 | 0 | 0 | 0 | 0 | 0 | 0 | 0 | 0 |  |  |  |  | 0 | 0 | 0 | 0 | 0 | 0 | 0 | 0 | 0 | 1/1/2034 | 12/31/2099 | TRUE | TCO |  | 2028 |  |  |  | REF | 0 | 0 | Real 2021 ¦ 12/22/2022 3:42:52 PM | 0 | Area 1001 Gas CCS 2034 | 0 |  | 1 | Unit |  | PJM | 0 | 0 | 0.95 | 0 | 0 | 0 | 0 | 0 | 0 | 0 | 0 | 0
9823 | Area 1001 Gas CCS 2035 | ATC | 2028 | AEP-KPCO | 0 | 0 | 0 | 0 | 0 |  | 0 | 0 | 0 | 0 | 0 | 0 | 0 | 0 | -1 | 0 | 0 |  | 0 | 0 | 0 | 0 | 0 | 0 | 0 | 0 | 0 | 0 | 0 | 0 | 0 | -1 | 0 | 0 | 0 | 0 | 0 | 0 | 0 | 0 | 0 | 0 | 0 | 0 | 0 | 0 | 0 | 0 | 0 |  |  |  |  | 0 | 0 | 0 | 0 | 0 | 0 | 0 | 0 | 0 | 1/1/2035 | 12/31/2099 | TRUE | TCO |  | 2028 |  |  |  | REF | 0 | 0 | Real 2021 ¦ 12/22/2022 3:42:52 PM | 0 | Area 1001 Gas CCS 2035 | 0 |  | 1 | Unit |  | PJM | 0 | 0 | 0.95 | 0 | 0 | 0 | 0 | 0 | 0 | 0 | 0 | 0
9824 | Area 1001 Gas CCS 2036 | ATC | 2028 | AEP-KPCO | 0 | 0 | 0 | 0 | 0 |  | 0 | 0 | 0 | 0 | 0 | 0 | 0 | 0 | -1 | 0 | 0 |  | 0 | 0 | 0 | 0 | 0 | 0 | 0 | 0 | 0 | 0 | 0 | 0 | 0 | -1 | 0 | 0 | 0 | 0 | 0 | 0 | 0 | 0 | 0 | 0 | 0 | 0 | 0 | 0 | 0 | 0 | 0 |  |  |  |  | 0 | 0 | 0 | 0 | 0 | 0 | 0 | 0 | 0 | 1/1/2036 | 12/31/2099 | TRUE | TCO |  | 2028 |  |  |  | REF | 0 | 0 | Real 2021 ¦ 12/22/2022 3:42:52 PM | 0 | Area 1001 Gas CCS 2036 | 0 |  | 1 | Unit |  | PJM | 0 | 0 | 0.95 | 0 | 0 | 0 | 0 | 0 | 0 | 0 | 0 | 0
9825 | Area 1001 Gas CCS 2037 | ATC | 2028 | AEP-KPCO | 0 | 0 | 0 | 0 | 0 |  | 0 | 0 | 0 | 0 | 0 | 0 | 0 | 0 | -1 | 0 | 0 |  | 0 | 0 | 0 | 0 | 0 | 0 | 0 | 0 | 0 | 0 | 0 | 0 | 0 | -1 | 0 | 0 | 0 | 0 | 0 | 0 | 0 | 0 | 0 | 0 | 0 | 0 | 0 | 0 | 0 | 0 | 0 |  |  |  |  | 0 | 0 | 0 | 0 | 0 | 0 | 0 | 0 | 0 | 1/1/2037 | 12/31/2099 | TRUE | TCO |  | 2028 |  |  |  | REF | 0 | 0 | Real 2021 ¦ 12/22/2022 3:42:52 PM | 0 | Area 1001 Gas CCS 2037 | 0 |  | 1 | Unit |  | PJM | 0 | 0 | 0.95 | 0 | 0 | 0 | 0 | 0 | 0 | 0 | 0 | 0
9826 | Area 1001 Gas CCS 2038 | ATC | 2028 | AEP-KPCO | 0 | 0 | 0 | 0 | 0 |  | 0 | 0 | 0 | 0 | 0 | 0 | 0 | 0 | -1 | 0 | 0 |  | 0 | 0 | 0 | 0 | 0 | 0 | 0 | 0 | 0 | 0 | 0 | 0 | 0 | -1 | 0 | 0 | 0 | 0 | 0 | 0 | 0 | 0 | 0 | 0 | 0 | 0 | 0 | 0 | 0 | 0 | 0 |  |  |  |  | 0 | 0 | 0 | 0 | 0 | 0 | 0 | 0 | 0 | 1/1/2038 | 12/31/2099 | TRUE | TCO |  | 2028 |  |  |  | REF | 0 | 0 | Real 2021 ¦ 12/22/2022 3:42:52 PM | 0 | Area 1001 Gas CCS 2038 | 0 |  | 1 | Unit |  | PJM | 0 | 0 | 0.95 | 0 | 0 | 0 | 0 | 0 | 0 | 0 | 0 | 0
9827 | Area 1001 Gas CCS 2039 | ATC | 2028 | AEP-KPCO | 0 | 0 | 0 | 0 | 0 |  | 0 | 0 | 0 | 0 | 0 | 0 | 0 | 0 | -1 | 0 | 0 |  | 0 | 0 | 0 | 0 | 0 | 0 | 0 | 0 | 0 | 0 | 0 | 0 | 0 | -1 | 0 | 0 | 0 | 0 | 0 | 0 | 0 | 0 | 0 | 0 | 0 | 0 | 0 | 0 | 0 | 0 | 0 |  |  |  |  | 0 | 0 | 0 | 0 | 0 | 0 | 0 | 0 | 0 | 1/1/2039 | 12/31/2099 | TRUE | TCO |  | 2028 |  |  |  | REF | 0 | 0 | Real 2021 ¦ 12/22/2022 3:42:52 PM | 0 | Area 1001 Gas CCS 2039 | 0 |  | 1 | Unit |  | PJM | 0 | 0 | 0.95 | 0 | 0 | 0 | 0 | 0 | 0 | 0 | 0 | 0
9828 | Area 1001 Gas CCS 2040 | ATC | 2028 | AEP-KPCO | 0 | 0 | 0 | 0 | 0 |  | 0 | 0 | 0 | 0 | 0 | 0 | 0 | 0 | -1 | 0 | 0 |  | 0 | 0 | 0 | 0 | 0 | 0 | 0 | 0 | 0 | 0 | 0 | 0 | 0 | -1 | 0 | 0 | 0 | 0 | 0 | 0 | 0 | 0 | 0 | 0 | 0 | 0 | 0 | 0 | 0 | 0 | 0 |  |  |  |  | 0 | 0 | 0 | 0 | 0 | 0 | 0 | 0 | 0 | 1/1/2040 | 12/31/2099 | TRUE | TCO |  | 2028 |  |  |  | REF | 0 | 0 | Real 2021 ¦ 12/22/2022 3:42:52 PM | 0 | Area 1001 Gas CCS 2040 | 0 |  | 1 | Unit |  | PJM | 0 | 0 | 0.95 | 0 | 0 | 0 | 0 | 0 | 0 | 0 | 0 | 0
9829 | Area 1001 Gas CCS 2041 | ATC | 2028 | AEP-KPCO | 0 | 0 | 0 | 0 | 0 |  | 0 | 0 | 0 | 0 | 0 | 0 | 0 | 0 | -1 | 0 | 0 |  | 0 | 0 | 0 | 0 | 0 | 0 | 0 | 0 | 0 | 0 | 0 | 0 | 0 | -1 | 0 | 0 | 0 | 0 | 0 | 0 | 0 | 0 | 0 | 0 | 0 | 0 | 0 | 0 | 0 | 0 | 0 |  |  |  |  | 0 | 0 | 0 | 0 | 0 | 0 | 0 | 0 | 0 | 1/1/2041 | 12/31/2099 | TRUE | TCO |  | 2028 |  |  |  | REF | 0 | 0 | Real 2021 ¦ 12/22/2022 3:42:52 PM | 0 | Area 1001 Gas CCS 2041 | 0 |  | 1 | Unit |  | PJM | 0 | 0 | 0.95 | 0 | 0 | 0 | 0 | 0 | 0 | 0 | 0 | 0
9830 | Area 1001 Gas CCS 2042 | ATC | 2028 | AEP-KPCO | 0 | 0 | 0 | 0 | 0 |  | 0 | 0 | 0 | 0 | 0 | 0 | 0 | 0 | -1 | 0 | 0 |  | 0 | 0 | 0 | 0 | 0 | 0 | 0 | 0 | 0 | 0 | 0 | 0 | 0 | -1 | 0 | 0 | 0 | 0 | 0 | 0 | 0 | 0 | 0 | 0 | 0 | 0 | 0 | 0 | 0 | 0 | 0 |  |  |  |  | 0 | 0 | 0 | 0 | 0 | 0 | 0 | 0 | 0 | 1/1/2042 | 12/31/2099 | TRUE | TCO |  | 2028 |  |  |  | REF | 0 | 0 | Real 2021 ¦ 12/22/2022 3:42:52 PM | 0 | Area 1001 Gas CCS 2042 | 0 |  | 1 | Unit |  | PJM | 0 | 0 | 0.95 | 0 | 0 | 0 | 0 | 0 | 0 | 0 | 0 | 0
9831 | Area 1001 Gas CCS 2043 | ATC | 2028 | AEP-KPCO | 0 | 0 | 0 | 0 | 0 |  | 0 | 0 | 0 | 0 | 0 | 0 | 0 | 0 | -1 | 0 | 0 |  | 0 | 0 | 0 | 0 | 0 | 0 | 0 | 0 | 0 | 0 | 0 | 0 | 0 | -1 | 0 | 0 | 0 | 0 | 0 | 0 | 0 | 0 | 0 | 0 | 0 | 0 | 0 | 0 | 0 | 0 | 0 |  |  |  |  | 0 | 0 | 0 | 0 | 0 | 0 | 0 | 0 | 0 | 1/1/2043 | 12/31/2099 | TRUE | TCO |  | 2028 |  |  |  | REF | 0 | 0 | Real 2021 ¦ 12/22/2022 3:42:52 PM | 0 | Area 1001 Gas CCS 2043 | 0 |  | 1 | Unit |  | PJM | 0 | 0 | 0.95 | 0 | 0 | 0 | 0 | 0 | 0 | 0 | 0 | 0
9832 | Area 1001 Coal CCS 2025 | ATC | 2028 | AEP-KPCO | 601.3388 | 650 | 0 | -43.7834 | -45.9725 | -43.7833 | -43.7834 | 576989.875 | 650 | 536232.4375 | 40757.3984 | 0 | 0 | 2.3481 | -1 | 66063976 | 12507 | 12507 | 12507 | 0 | 601.3388 | 5282160 | 5282160 | 0 | 0 | 0 | 66063976 | 173985.375 | 173985.375 | 0 | 0 | -1 | 0 | 0 | 0 | 155122.4062 | 0 | 0 | 0 | 0 | 0 | 0 | 0 | -171733.9844 | 60669.7461 | 60669.7461 | 0 | 0 | 0 | 0.92514 | 32.9383 | 65.4504 | -32.5121 | -447062.6562 | 0 | 48.6612 | 0 | 0 | 8784 | 5282160 | 0 | 0 | 1/1/2025 | 12/31/2099 | TRUE | KPCO CCS Coal Price |  | 2028 |  |  |  | REF | 0 | 0 | Real 2021 ¦ 12/22/2022 3:42:52 PM | 0 | Area 1001 Coal CCS 2025 | 0 |  | 1 | Unit |  | PJM | 617.5 | 0 | 0.95 | 0 | 0 | 0 | 0 | 5282160 | 0 | 155122.4062 | 0 | 0
9833 | Area 1001 Coal CCS 2026 | ATC | 2028 | AEP-KPCO | 601.3388 | 650 | 0 | -43.1691 | -45.3276 | -43.1691 | -43.1691 | 572684.5 | 650 | 532285.875 | 40398.6172 | 0 | 0 | 2.3481 | -1 | 65329756 | 12368 | 12368 | 12368 | 0 | 601.3388 | 5282160 | 5282160 | 0 | 0 | 0 | 65329756 | 173985.375 | 173985.375 | 0 | 0 | -1 | 0 | 0 | 0 | 153398.4062 | 0 | 0 | 0 | 0 | 0 | 0 | 0 | -170673.1875 | 60669.7461 | 60669.7461 | 0 | 0 | 0 | 0.92514 | 32.9383 | 65.2495 | -32.3112 | -442094.0938 | 0 | 48.6612 | 0 | 0 | 8784 | 5282160 | 0 | 0 | 1/1/2026 | 12/31/2099 | TRUE | KPCO CCS Coal Price |  | 2028 |  |  |  | REF | 0 | 0 | Real 2021 ¦ 12/22/2022 3:42:52 PM | 0 | Area 1001 Coal CCS 2026 | 0 |  | 1 | Unit |  | PJM | 617.5 | 0 | 0.95 | 0 | 0 | 0 | 0 | 5282160 | 0 | 153398.4062 | 0 | 0
9834 | Area 1001 Coal CCS 2027 | ATC | 2028 | AEP-KPCO | 601.3388 | 650 | 0 | -43.2663 | -45.4297 | -43.2663 | -43.2663 | 569850.125 | 650 | 529774.4375 | 40075.7188 | 0 | 0 | 2.3481 | -1 | 64537432 | 12218 | 12218 | 12218 | 0 | 601.3388 | 5282160 | 5282160 | 0 | 0 | 0 | 64537432 | 173985.375 | 173985.375 | 0 | 0 | -1 | 0 | 0 | 0 | 151537.9844 | 0 | 0 | 0 | 0 | 0 | 0 | 0 | -167325.2344 | 56654.8359 | 56654.8359 | 0 | 0 | 0 | 0.92514 | 32.9383 | 64.6157 | -31.6774 | -436732.3438 | 0 | 48.6612 | 0 | 0 | 8784 | 5282160 | 0 | 0 | 1/1/2027 | 12/31/2099 | TRUE | KPCO CCS Coal Price |  | 2028 |  |  |  | REF | 0 | 0 | Real 2021 ¦ 12/22/2022 3:42:52 PM | 0 | Area 1001 Coal CCS 2027 | 0 |  | 1 | Unit |  | PJM | 617.5 | 0 | 0.95 | 0 | 0 | 0 | 0 | 5282160 | 0 | 151537.9844 | 0 | 0
9835 | Area 1001 Coal CCS 2028 | ATC | 2028 | AEP-KPCO | 601.3388 | 650 | 0 | -42.6035 | -44.7337 | -42.6034 | -42.6035 | 565652.4375 | 650 | 525899.625 | 39752.8164 | 0 | 0 | 2.3481 | -1 | 63745108 | 12068 | 12068 | 12068 | 0 | 601.3388 | 5282160 | 5282160 | 0 | 0 | 0 | 63745108 | 173985.375 | 173985.375 | 0 | 0 | -1 | 0 | 0 | 1 | 149677.5625 | 0 | 0 | 0 | 0 | 0 | 0 | 0 | -166628.8281 | 56654.8359 | 56654.8359 | 0 | 0 | 0 | 0.92514 | 32.9383 | 64.4839 | -31.5456 | -431370.5938 | 0 | 48.6612 | 0 | 0 | 8784 | 5282160 | 0 | 0 | 1/1/2028 | 12/31/2099 | TRUE | KPCO CCS Coal Price |  | 2028 |  |  |  | REF | 0 | 0 | Real 2021 ¦ 12/22/2022 3:42:52 PM | 0 | Area 1001 Coal CCS 2028 | 0 |  | 1 | Unit |  | PJM | 617.5 | 0 | 0.95 | 0 | 0 | 0 | 0 | 5282160 | 0 | 149677.5625 | 0 | 0
9836 | Area 1001 Coal CCS 2029 | ATC | 2028 | AEP-KPCO | 0 | 0 | 0 | 0 | 0 |  | 0 | 0 | 0 | 0 | 0 | 0 | 0 | 0 | -1 | 0 | 0 |  | 0 | 0 | 0 | 0 | 0 | 0 | 0 | 0 | 0 | 0 | 0 | 0 | 0 | -1 | 0 | 0 | 0 | 0 | 0 | 0 | 0 | 0 | 0 | 0 | 0 | 0 | 0 | 0 | 0 | 0 | 0 |  |  |  |  | 0 | 0 | 0 | 0 | 0 | 0 | 0 | 0 | 0 | 1/1/2029 | 12/31/2099 | TRUE | KPCO CCS Coal Price |  | 2028 |  |  |  | REF | 0 | 0 | Real 2021 ¦ 12/22/2022 3:42:52 PM | 0 | Area 1001 Coal CCS 2029 | 0 |  | 1 | Unit |  | PJM | 0 | 0 | 0.95 | 0 | 0 | 0 | 0 | 0 | 0 | 0 | 0 | 0
9837 | Area 1001 Coal CCS 2030 | ATC | 2028 | AEP-KPCO | 0 | 0 | 0 | 0 | 0 |  | 0 | 0 | 0 | 0 | 0 | 0 | 0 | 0 | -1 | 0 | 0 |  | 0 | 0 | 0 | 0 | 0 | 0 | 0 | 0 | 0 | 0 | 0 | 0 | 0 | -1 | 0 | 0 | 0 | 0 | 0 | 0 | 0 | 0 | 0 | 0 | 0 | 0 | 0 | 0 | 0 | 0 | 0 |  |  |  |  | 0 | 0 | 0 | 0 | 0 | 0 | 0 | 0 | 0 | 1/1/2030 | 12/31/2099 | TRUE | KPCO CCS Coal Price |  | 2028 |  |  |  | REF | 0 | 0 | Real 2021 ¦ 12/22/2022 3:42:52 PM | 0 | Area 1001 Coal CCS 2030 | 0 |  | 1 | Unit |  | PJM | 0 | 0 | 0.95 | 0 | 0 | 0 | 0 | 0 | 0 | 0 | 0 | 0
9838 | Area 1001 Coal CCS 2031 | ATC | 2028 | AEP-KPCO | 0 | 0 | 0 | 0 | 0 |  | 0 | 0 | 0 | 0 | 0 | 0 | 0 | 0 | -1 | 0 | 0 |  | 0 | 0 | 0 | 0 | 0 | 0 | 0 | 0 | 0 | 0 | 0 | 0 | 0 | -1 | 0 | 0 | 0 | 0 | 0 | 0 | 0 | 0 | 0 | 0 | 0 | 0 | 0 | 0 | 0 | 0 | 0 |  |  |  |  | 0 | 0 | 0 | 0 | 0 | 0 | 0 | 0 | 0 | 1/1/2031 | 12/31/2099 | TRUE | KPCO CCS Coal Price |  | 2028 |  |  |  | REF | 0 | 0 | Real 2021 ¦ 12/22/2022 3:42:52 PM | 0 | Area 1001 Coal CCS 2031 | 0 |  | 1 | Unit |  | PJM | 0 | 0 | 0.95 | 0 | 0 | 0 | 0 | 0 | 0 | 0 | 0 | 0
9839 | Area 1001 Coal CCS 2032 | ATC | 2028 | AEP-KPCO | 0 | 0 | 0 | 0 | 0 |  | 0 | 0 | 0 | 0 | 0 | 0 | 0 | 0 | -1 | 0 | 0 |  | 0 | 0 | 0 | 0 | 0 | 0 | 0 | 0 | 0 | 0 | 0 | 0 | 0 | -1 | 0 | 0 | 0 | 0 | 0 | 0 | 0 | 0 | 0 | 0 | 0 | 0 | 0 | 0 | 0 | 0 | 0 |  |  |  |  | 0 | 0 | 0 | 0 | 0 | 0 | 0 | 0 | 0 | 1/1/2032 | 12/31/2099 | TRUE | KPCO CCS Coal Price |  | 2028 |  |  |  | REF | 0 | 0 | Real 2021 ¦ 12/22/2022 3:42:52 PM | 0 | Area 1001 Coal CCS 2032 | 0 |  | 1 | Unit |  | PJM | 0 | 0 | 0.95 | 0 | 0 | 0 | 0 | 0 | 0 | 0 | 0 | 0
9840 | Area 1001 Coal CCS 2033 | ATC | 2028 | AEP-KPCO | 0 | 0 | 0 | 0 | 0 |  | 0 | 0 | 0 | 0 | 0 | 0 | 0 | 0 | -1 | 0 | 0 |  | 0 | 0 | 0 | 0 | 0 | 0 | 0 | 0 | 0 | 0 | 0 | 0 | 0 | -1 | 0 | 0 | 0 | 0 | 0 | 0 | 0 | 0 | 0 | 0 | 0 | 0 | 0 | 0 | 0 | 0 | 0 |  |  |  |  | 0 | 0 | 0 | 0 | 0 | 0 | 0 | 0 | 0 | 1/1/2033 | 12/31/2099 | TRUE | KPCO CCS Coal Price |  | 2028 |  |  |  | REF | 0 | 0 | Real 2021 ¦ 12/22/2022 3:42:52 PM | 0 | Area 1001 Coal CCS 2033 | 0 |  | 1 | Unit |  | PJM | 0 | 0 | 0.95 | 0 | 0 | 0 | 0 | 0 | 0 | 0 | 0 | 0
9841 | Area 1001 Coal CCS 2034 | ATC | 2028 | AEP-KPCO | 0 | 0 | 0 | 0 | 0 |  | 0 | 0 | 0 | 0 | 0 | 0 | 0 | 0 | -1 | 0 | 0 |  | 0 | 0 | 0 | 0 | 0 | 0 | 0 | 0 | 0 | 0 | 0 | 0 | 0 | -1 | 0 | 0 | 0 | 0 | 0 | 0 | 0 | 0 | 0 | 0 | 0 | 0 | 0 | 0 | 0 | 0 | 0 |  |  |  |  | 0 | 0 | 0 | 0 | 0 | 0 | 0 | 0 | 0 | 1/1/2034 | 12/31/2099 | TRUE | KPCO CCS Coal Price |  | 2028 |  |  |  | REF | 0 | 0 | Real 2021 ¦ 12/22/2022 3:42:52 PM | 0 | Area 1001 Coal CCS 2034 | 0 |  | 1 | Unit |  | PJM | 0 | 0 | 0.95 | 0 | 0 | 0 | 0 | 0 | 0 | 0 | 0 | 0
9842 | Area 1001 Coal CCS 2035 | ATC | 2028 | AEP-KPCO | 0 | 0 | 0 | 0 | 0 |  | 0 | 0 | 0 | 0 | 0 | 0 | 0 | 0 | -1 | 0 | 0 |  | 0 | 0 | 0 | 0 | 0 | 0 | 0 | 0 | 0 | 0 | 0 | 0 | 0 | -1 | 0 | 0 | 0 | 0 | 0 | 0 | 0 | 0 | 0 | 0 | 0 | 0 | 0 | 0 | 0 | 0 | 0 |  |  |  |  | 0 | 0 | 0 | 0 | 0 | 0 | 0 | 0 | 0 | 1/1/2035 | 12/31/2099 | TRUE | KPCO CCS Coal Price |  | 2028 |  |  |  | REF | 0 | 0 | Real 2021 ¦ 12/22/2022 3:42:52 PM | 0 | Area 1001 Coal CCS 2035 | 0 |  | 1 | Unit |  | PJM | 0 | 0 | 0.95 | 0 | 0 | 0 | 0 | 0 | 0 | 0 | 0 | 0
9843 | Area 1001 Coal CCS 2036 | ATC | 2028 | AEP-KPCO | 0 | 0 | 0 | 0 | 0 |  | 0 | 0 | 0 | 0 | 0 | 0 | 0 | 0 | -1 | 0 | 0 |  | 0 | 0 | 0 | 0 | 0 | 0 | 0 | 0 | 0 | 0 | 0 | 0 | 0 | -1 | 0 | 0 | 0 | 0 | 0 | 0 | 0 | 0 | 0 | 0 | 0 | 0 | 0 | 0 | 0 | 0 | 0 |  |  |  |  | 0 | 0 | 0 | 0 | 0 | 0 | 0 | 0 | 0 | 1/1/2036 | 12/31/2099 | TRUE | KPCO CCS Coal Price |  | 2028 |  |  |  | REF | 0 | 0 | Real 2021 ¦ 12/22/2022 3:42:52 PM | 0 | Area 1001 Coal CCS 2036 | 0 |  | 1 | Unit |  | PJM | 0 | 0 | 0.95 | 0 | 0 | 0 | 0 | 0 | 0 | 0 | 0 | 0
9844 | Area 1001 Coal CCS 2037 | ATC | 2028 | AEP-KPCO | 0 | 0 | 0 | 0 | 0 |  | 0 | 0 | 0 | 0 | 0 | 0 | 0 | 0 | -1 | 0 | 0 |  | 0 | 0 | 0 | 0 | 0 | 0 | 0 | 0 | 0 | 0 | 0 | 0 | 0 | -1 | 0 | 0 | 0 | 0 | 0 | 0 | 0 | 0 | 0 | 0 | 0 | 0 | 0 | 0 | 0 | 0 | 0 |  |  |  |  | 0 | 0 | 0 | 0 | 0 | 0 | 0 | 0 | 0 | 1/1/2037 | 12/31/2099 | TRUE | KPCO CCS Coal Price |  | 2028 |  |  |  | REF | 0 | 0 | Real 2021 ¦ 12/22/2022 3:42:52 PM | 0 | Area 1001 Coal CCS 2037 | 0 |  | 1 | Unit |  | PJM | 0 | 0 | 0.95 | 0 | 0 | 0 | 0 | 0 | 0 | 0 | 0 | 0
9845 | Area 1001 Coal CCS 2038 | ATC | 2028 | AEP-KPCO | 0 | 0 | 0 | 0 | 0 |  | 0 | 0 | 0 | 0 | 0 | 0 | 0 | 0 | -1 | 0 | 0 |  | 0 | 0 | 0 | 0 | 0 | 0 | 0 | 0 | 0 | 0 | 0 | 0 | 0 | -1 | 0 | 0 | 0 | 0 | 0 | 0 | 0 | 0 | 0 | 0 | 0 | 0 | 0 | 0 | 0 | 0 | 0 |  |  |  |  | 0 | 0 | 0 | 0 | 0 | 0 | 0 | 0 | 0 | 1/1/2038 | 12/31/2099 | TRUE | KPCO CCS Coal Price |  | 2028 |  |  |  | REF | 0 | 0 | Real 2021 ¦ 12/22/2022 3:42:52 PM | 0 | Area 1001 Coal CCS 2038 | 0 |  | 1 | Unit |  | PJM | 0 | 0 | 0.95 | 0 | 0 | 0 | 0 | 0 | 0 | 0 | 0 | 0
9846 | Area 1001 Coal CCS 2039 | ATC | 2028 | AEP-KPCO | 0 | 0 | 0 | 0 | 0 |  | 0 | 0 | 0 | 0 | 0 | 0 | 0 | 0 | -1 | 0 | 0 |  | 0 | 0 | 0 | 0 | 0 | 0 | 0 | 0 | 0 | 0 | 0 | 0 | 0 | -1 | 0 | 0 | 0 | 0 | 0 | 0 | 0 | 0 | 0 | 0 | 0 | 0 | 0 | 0 | 0 | 0 | 0 |  |  |  |  | 0 | 0 | 0 | 0 | 0 | 0 | 0 | 0 | 0 | 1/1/2039 | 12/31/2099 | TRUE | KPCO CCS Coal Price |  | 2028 |  |  |  | REF | 0 | 0 | Real 2021 ¦ 12/22/2022 3:42:52 PM | 0 | Area 1001 Coal CCS 2039 | 0 |  | 1 | Unit |  | PJM | 0 | 0 | 0.95 | 0 | 0 | 0 | 0 | 0 | 0 | 0 | 0 | 0
9847 | Area 1001 Coal CCS 2040 | ATC | 2028 | AEP-KPCO | 0 | 0 | 0 | 0 | 0 |  | 0 | 0 | 0 | 0 | 0 | 0 | 0 | 0 | -1 | 0 | 0 |  | 0 | 0 | 0 | 0 | 0 | 0 | 0 | 0 | 0 | 0 | 0 | 0 | 0 | -1 | 0 | 0 | 0 | 0 | 0 | 0 | 0 | 0 | 0 | 0 | 0 | 0 | 0 | 0 | 0 | 0 | 0 |  |  |  |  | 0 | 0 | 0 | 0 | 0 | 0 | 0 | 0 | 0 | 1/1/2040 | 12/31/2099 | TRUE | KPCO CCS Coal Price |  | 2028 |  |  |  | REF | 0 | 0 | Real 2021 ¦ 12/22/2022 3:42:52 PM | 0 | Area 1001 Coal CCS 2040 | 0 |  | 1 | Unit |  | PJM | 0 | 0 | 0.95 | 0 | 0 | 0 | 0 | 0 | 0 | 0 | 0 | 0
9848 | Area 1001 Coal CCS 2041 | ATC | 2028 | AEP-KPCO | 0 | 0 | 0 | 0 | 0 |  | 0 | 0 | 0 | 0 | 0 | 0 | 0 | 0 | -1 | 0 | 0 |  | 0 | 0 | 0 | 0 | 0 | 0 | 0 | 0 | 0 | 0 | 0 | 0 | 0 | -1 | 0 | 0 | 0 | 0 | 0 | 0 | 0 | 0 | 0 | 0 | 0 | 0 | 0 | 0 | 0 | 0 | 0 |  |  |  |  | 0 | 0 | 0 | 0 | 0 | 0 | 0 | 0 | 0 | 1/1/2041 | 12/31/2099 | TRUE | KPCO CCS Coal Price |  | 2028 |  |  |  | REF | 0 | 0 | Real 2021 ¦ 12/22/2022 3:42:52 PM | 0 | Area 1001 Coal CCS 2041 | 0 |  | 1 | Unit |  | PJM | 0 | 0 | 0.95 | 0 | 0 | 0 | 0 | 0 | 0 | 0 | 0 | 0
9849 | Area 1001 Coal CCS 2042 | ATC | 2028 | AEP-KPCO | 0 | 0 | 0 | 0 | 0 |  | 0 | 0 | 0 | 0 | 0 | 0 | 0 | 0 | -1 | 0 | 0 |  | 0 | 0 | 0 | 0 | 0 | 0 | 0 | 0 | 0 | 0 | 0 | 0 | 0 | -1 | 0 | 0 | 0 | 0 | 0 | 0 | 0 | 0 | 0 | 0 | 0 | 0 | 0 | 0 | 0 | 0 | 0 |  |  |  |  | 0 | 0 | 0 | 0 | 0 | 0 | 0 | 0 | 0 | 1/1/2042 | 12/31/2099 | TRUE | KPCO CCS Coal Price |  | 2028 |  |  |  | REF | 0 | 0 | Real 2021 ¦ 12/22/2022 3:42:52 PM | 0 | Area 1001 Coal CCS 2042 | 0 |  | 1 | Unit |  | PJM | 0 | 0 | 0.95 | 0 | 0 | 0 | 0 | 0 | 0 | 0 | 0 | 0
9850 | Area 1001 Coal CCS 2043 | ATC | 2028 | AEP-KPCO | 0 | 0 | 0 | 0 | 0 |  | 0 | 0 | 0 | 0 | 0 | 0 | 0 | 0 | -1 | 0 | 0 |  | 0 | 0 | 0 | 0 | 0 | 0 | 0 | 0 | 0 | 0 | 0 | 0 | 0 | -1 | 0 | 0 | 0 | 0 | 0 | 0 | 0 | 0 | 0 | 0 | 0 | 0 | 0 | 0 | 0 | 0 | 0 |  |  |  |  | 0 | 0 | 0 | 0 | 0 | 0 | 0 | 0 | 0 | 1/1/2043 | 12/31/2099 | TRUE | KPCO CCS Coal Price |  | 2028 |  |  |  | REF | 0 | 0 | Real 2021 ¦ 12/22/2022 3:42:52 PM | 0 | Area 1001 Coal CCS 2043 | 0 |  | 1 | Unit |  | PJM | 0 | 0 | 0.95 | 0 | 0 | 0 | 0 | 0 | 0 | 0 | 0 | 0
9851 | Area 1001 Hydrogen CT 2023 | ATC | 2028 | AEP-KPCO | 219.5534 | 240 | 0 | 25.8971 | 25.7194 | 25.8004 | 24.4947 | 55400.0352 | 240 | 53624.9023 | 1775.1327 | 0 | 0 | 2.6177 | -1 | 15522920 | 9655 | 9699.0752 | 9119.2861 | 65.866 | 182.201 | 1600453.625 | 1600453.625 | 0 | 0 | 89.6744 | 15522920 | 55287.3711 | 55287.3711 | 0 | 0 | -1 | 0 | 0 | 27 | 40295.5 | 0.065738 | 0 | 0 | 0.065738 | 0 | 0 | 0 | -41405.0078 | 996.8432 | 996.8432 | 0 | 0 | 0 | 0.75917 | 34.5448 | 60.4156 | -25.8708 | 0 | 14.4466 | 6 | 0 | 0 | 7877 | 1600453.625 | 0 | 0 | 1/1/2023 | 12/31/2099 | TRUE | 2030 H2 Blend |  | 2028 |  |  |  | REF | 0 | 0 | Real 2021 ¦ 12/22/2022 3:42:52 PM | 0 | Area 1001 Hydrogen CT 2023 | 0 |  | 1 | Unit |  | PJM | 228 | 0 | 0.95 | 0 | 0 | 0 | 0 | 1928557.5 | 0 | 40295.5 | 0 | 0
9852 | Area 1001 Hydrogen CT 2024 | ATC | 2028 | AEP-KPCO | 219.5534 | 240 | 0 | 25.8971 | 25.7195 | 25.7981 | 24.4947 | 49942.1641 | 240 | 48167.0312 | 1775.1327 | 0 | 0 | 2.6177 | -1 | 15536138 | 9655 | 9698.7344 | 9119.2861 | 65.866 | 182.3625 | 1601872.625 | 1601872.625 | 0 | 0 | 89.6972 | 15536138 | 55335.332 | 55335.332 | 0 | 0 | -1 | 0 | 0 | 26 | 40327.5352 | 0.050529 | 0 | 0 | 0.050529 | 0 | 0 | 0 | -35932.0977 | 997.727 | 997.727 | 0 | 0 | 0 | 0.75984 | 34.5442 | 56.9755 | -22.4313 | 0 | 14.4466 | 6 | 0 | 0 | 7879 | 1601872.625 | 0 | 0 | 1/1/2024 | 12/31/2099 | TRUE | 2030 H2 Blend |  | 2028 |  |  |  | REF | 0 | 0 | Real 2021 ¦ 12/22/2022 3:42:52 PM | 0 | Area 1001 Hydrogen CT 2024 | 0 |  | 1 | Unit |  | PJM | 228 | 0 | 0.95 | 0 | 0 | 0 | 0 | 1928557.5 | 0 | 40327.5352 | 0 | 0
9853 | Area 1001 Hydrogen CT 2025 | ATC | 2028 | AEP-KPCO | 219.5534 | 240 | 0 | 25.8971 | 25.7194 | 25.7995 | 24.4947 | 47319.207 | 240 | 45544.0742 | 1775.1327 | 0 | 0 | 2.6177 | -1 | 15540345 | 9655 | 9699.0254 | 9119.2861 | 65.866 | 182.4065 | 1602258.5 | 1602258.5 | 0 | 0 | 89.7655 | 15540345 | 55344.332 | 55344.332 | 0 | 0 | -1 | 0 | 0 | 26 | 40339.5078 | 0 | 0 | 0 | 0 | 0 | 0 | 0 | -33312.3516 | 997.9673 | 997.9673 | 0 | 0 | 0 | 0.76003 | 34.5415 | 55.3323 | -20.7909 | 0 | 14.4466 | 6 | 0 | 0 | 7885 | 1602258.5 | 0 | 0 | 1/1/2025 | 12/31/2099 | TRUE | 2030 H2 Blend |  | 2028 |  |  |  | REF | 0 | 0 | Real 2021 ¦ 12/22/2022 3:42:52 PM | 0 | Area 1001 Hydrogen CT 2025 | 0 |  | 1 | Unit |  | PJM | 228 | 0 | 0.95 | 0 | 0 | 0 | 0 | 1928557.5 | 0 | 40339.5078 | 0 | 0
9854 | Area 1001 Hydrogen CT 2026 | ATC | 2028 | AEP-KPCO | 219.5534 | 240 | 0 | 25.8971 | 25.7195 | 25.8099 | 24.4947 | 47358.9492 | 240 | 45583.8164 | 1775.1327 | 0 | 0 | 2.6177 | -1 | 15532586 | 9655 | 9700.8945 | 9119.2861 | 65.866 | 182.2803 | 1601149.875 | 1601149.875 | 0 | 6.4663 | 90.0046 | 15532586 | 55294.1172 | 55294.1172 | 0 | 0 | -1 | 0 | 0 | 28 | 40328.2266 | 0.18308 | 0 | 0 | 0.18308 | 0 | 0 | 0 | -33390.3398 | 997.2768 | 997.2768 | 0 | 0 | 0 | 0.7595 | 34.534 | 55.388 | -20.854 | 0 | 14.4466 | 6 | 0 | 0 | 7906 | 1601149.875 | 0 | 0 | 1/1/2026 | 12/31/2099 | TRUE | 2030 H2 Blend |  | 2028 |  |  |  | REF | 0 | 0 | Real 2021 ¦ 12/22/2022 3:42:52 PM | 0 | Area 1001 Hydrogen CT 2026 | 0 |  | 1 | Unit |  | PJM | 228 | 0 | 0.95 | 0 | 0 | 0 | 0 | 1928557.5 | 0 | 40328.2266 | 0 | 0
9855 | Area 1001 Hydrogen CT 2027 | ATC | 2028 | AEP-KPCO | 219.5534 | 240 | 0 | 25.8971 | 25.7195 | 25.7995 | 24.4947 | 47398.6914 | 240 | 45623.5586 | 1775.1327 | 0 | 0 | 2.6177 | -1 | 15468030 | 9655 | 9699.2314 | 9119.2861 | 65.866 | 181.5538 | 1594768.5 | 1594768.5 | 0 | 0 | 89.3784 | 15468030 | 55123.0234 | 55123.0234 | 0 | 0 | -1 | 0 | 0 | 29 | 40150.9297 | 0 | 0 | 0 | 0 | 0 | 0 | 0 | -33419.8984 | 993.3022 | 993.3022 | 0 | 0 | 0 | 0.75647 | 34.5649 | 55.5209 | -20.956 | 0 | 14.4466 | 6 | 0 | 0 | 7851 | 1594768.5 | 0 | 0 | 1/1/2027 | 12/31/2099 | TRUE | 2030 H2 Blend |  | 2028 |  |  |  | REF | 0 | 0 | Real 2021 ¦ 12/22/2022 3:42:52 PM | 0 | Area 1001 Hydrogen CT 2027 | 0 |  | 1 | Unit |  | PJM | 228 | 0 | 0.95 | 0 | 0 | 0 | 0 | 1928557.5 | 0 | 40150.9297 | 0 | 0
9856 | Area 1001 Hydrogen CT 2028 | ATC | 2028 | AEP-KPCO | 219.5534 | 240 | 0 | 25.8971 | 25.7194 | 25.8021 | 24.4947 | 47570.9062 | 240 | 45795.7734 | 1775.1327 | 0 | 0 | 2.6177 | -1 | 15477696 | 9655 | 9700.2158 | 9119.2861 | 65.866 | 181.6488 | 1595603.25 | 1595603.25 | 0 | 0 | 89.5719 | 15477696 | 55134.4492 | 55134.4492 | 0 | 0 | -1 | 0 | 0 | 33 | 40176.168 | 3.0513 | 0.072696 | 0 | 2.9786 | 0 | 0 | 0 | -33606.4453 | 993.8221 | 993.8221 | 0 | 0 | 0 | 0.75687 | 34.554 | 55.6159 | -21.0619 | 0 | 14.4466 | 6 | 0 | 0 | 7868 | 1595603.25 | 0 | 0 | 1/1/2028 | 12/31/2099 | TRUE | 2030 H2 Blend |  | 2028 |  |  |  | REF | 0 | 0 | Real 2021 ¦ 12/22/2022 3:42:52 PM | 0 | Area 1001 Hydrogen CT 2028 | 0 |  | 1 | Unit |  | PJM | 228 | 0 | 0.95 | 0 | 0 | 0 | 0 | 1928557.5 | 0 | 40176.168 | 0 | 0
9857 | Area 1001 Hydrogen CT 2029 | ATC | 2028 | AEP-KPCO | 0 | 0 | 0 | 0 | 0 |  | 0 | 0 | 0 | 0 | 0 | 0 | 0 | 0 | -1 | 0 | 0 |  | 0 | 0 | 0 | 0 | 0 | 0 | 0 | 0 | 0 | 0 | 0 | 0 | 0 | -1 | 0 | 0 | 0 | 0 | 0 | 0 | 0 | 0 | 0 | 0 | 0 | 0 | 0 | 0 | 0 | 0 | 0 |  |  |  |  | 0 | 0 | 0 | 0 | 0 | 0 | 0 | 0 | 0 | 1/1/2029 | 12/31/2099 | TRUE | 2030 H2 Blend |  | 2028 |  |  |  | REF | 0 | 0 | Real 2021 ¦ 12/22/2022 3:42:52 PM | 0 | Area 1001 Hydrogen CT 2029 | 0 |  | 1 | Unit |  | PJM | 0 | 0 | 0.95 | 0 | 0 | 0 | 0 | 0 | 0 | 0 | 0 | 0
9858 | Area 1001 Hydrogen CT 2030 | ATC | 2028 | AEP-KPCO | 0 | 0 | 0 | 0 | 0 |  | 0 | 0 | 0 | 0 | 0 | 0 | 0 | 0 | -1 | 0 | 0 |  | 0 | 0 | 0 | 0 | 0 | 0 | 0 | 0 | 0 | 0 | 0 | 0 | 0 | -1 | 0 | 0 | 0 | 0 | 0 | 0 | 0 | 0 | 0 | 0 | 0 | 0 | 0 | 0 | 0 | 0 | 0 |  |  |  |  | 0 | 0 | 0 | 0 | 0 | 0 | 0 | 0 | 0 | 1/1/2030 | 12/31/2099 | TRUE | 2030 H2 Blend |  | 2028 |  |  |  | REF | 0 | 0 | Real 2021 ¦ 12/22/2022 3:42:52 PM | 0 | Area 1001 Hydrogen CT 2030 | 0 |  | 1 | Unit |  | PJM | 0 | 0 | 0.95 | 0 | 0 | 0 | 0 | 0 | 0 | 0 | 0 | 0
9859 | Area 1001 Hydrogen CT 2031 | ATC | 2028 | AEP-KPCO | 0 | 0 | 0 | 0 | 0 |  | 0 | 0 | 0 | 0 | 0 | 0 | 0 | 0 | -1 | 0 | 0 |  | 0 | 0 | 0 | 0 | 0 | 0 | 0 | 0 | 0 | 0 | 0 | 0 | 0 | -1 | 0 | 0 | 0 | 0 | 0 | 0 | 0 | 0 | 0 | 0 | 0 | 0 | 0 | 0 | 0 | 0 | 0 |  |  |  |  | 0 | 0 | 0 | 0 | 0 | 0 | 0 | 0 | 0 | 1/1/2031 | 12/31/2099 | TRUE | 2031 H2 Blend |  | 2028 |  |  |  | REF | 0 | 0 | Real 2021 ¦ 12/22/2022 3:42:52 PM | 0 | Area 1001 Hydrogen CT 2031 | 0 |  | 1 | Unit |  | PJM | 0 | 0 | 0.95 | 0 | 0 | 0 | 0 | 0 | 0 | 0 | 0 | 0
9860 | Area 1001 Hydrogen CT 2032 | ATC | 2028 | AEP-KPCO | 0 | 0 | 0 | 0 | 0 |  | 0 | 0 | 0 | 0 | 0 | 0 | 0 | 0 | -1 | 0 | 0 |  | 0 | 0 | 0 | 0 | 0 | 0 | 0 | 0 | 0 | 0 | 0 | 0 | 0 | -1 | 0 | 0 | 0 | 0 | 0 | 0 | 0 | 0 | 0 | 0 | 0 | 0 | 0 | 0 | 0 | 0 | 0 |  |  |  |  | 0 | 0 | 0 | 0 | 0 | 0 | 0 | 0 | 0 | 1/1/2032 | 12/31/2099 | TRUE | 2032 H2 Blend |  | 2028 |  |  |  | REF | 0 | 0 | Real 2021 ¦ 12/22/2022 3:42:52 PM | 0 | Area 1001 Hydrogen CT 2032 | 0 |  | 1 | Unit |  | PJM | 0 | 0 | 0.95 | 0 | 0 | 0 | 0 | 0 | 0 | 0 | 0 | 0
9861 | Area 1001 Hydrogen CT 2033 | ATC | 2028 | AEP-KPCO | 0 | 0 | 0 | 0 | 0 |  | 0 | 0 | 0 | 0 | 0 | 0 | 0 | 0 | -1 | 0 | 0 |  | 0 | 0 | 0 | 0 | 0 | 0 | 0 | 0 | 0 | 0 | 0 | 0 | 0 | -1 | 0 | 0 | 0 | 0 | 0 | 0 | 0 | 0 | 0 | 0 | 0 | 0 | 0 | 0 | 0 | 0 | 0 |  |  |  |  | 0 | 0 | 0 | 0 | 0 | 0 | 0 | 0 | 0 | 1/1/2033 | 12/31/2099 | TRUE | 2033 H2 Blend |  | 2028 |  |  |  | REF | 0 | 0 | Real 2021 ¦ 12/22/2022 3:42:52 PM | 0 | Area 1001 Hydrogen CT 2033 | 0 |  | 1 | Unit |  | PJM | 0 | 0 | 0.95 | 0 | 0 | 0 | 0 | 0 | 0 | 0 | 0 | 0
9862 | Area 1001 Hydrogen CT 2034 | ATC | 2028 | AEP-KPCO | 0 | 0 | 0 | 0 | 0 |  | 0 | 0 | 0 | 0 | 0 | 0 | 0 | 0 | -1 | 0 | 0 |  | 0 | 0 | 0 | 0 | 0 | 0 | 0 | 0 | 0 | 0 | 0 | 0 | 0 | -1 | 0 | 0 | 0 | 0 | 0 | 0 | 0 | 0 | 0 | 0 | 0 | 0 | 0 | 0 | 0 | 0 | 0 |  |  |  |  | 0 | 0 | 0 | 0 | 0 | 0 | 0 | 0 | 0 | 1/1/2034 | 12/31/2099 | TRUE | 2034 H2 Blend |  | 2028 |  |  |  | REF | 0 | 0 | Real 2021 ¦ 12/22/2022 3:42:52 PM | 0 | Area 1001 Hydrogen CT 2034 | 0 |  | 1 | Unit |  | PJM | 0 | 0 | 0.95 | 0 | 0 | 0 | 0 | 0 | 0 | 0 | 0 | 0
9863 | Area 1001 Hydrogen CT 2035 | ATC | 2028 | AEP-KPCO | 0 | 0 | 0 | 0 | 0 |  | 0 | 0 | 0 | 0 | 0 | 0 | 0 | 0 | -1 | 0 | 0 |  | 0 | 0 | 0 | 0 | 0 | 0 | 0 | 0 | 0 | 0 | 0 | 0 | 0 | -1 | 0 | 0 | 0 | 0 | 0 | 0 | 0 | 0 | 0 | 0 | 0 | 0 | 0 | 0 | 0 | 0 | 0 |  |  |  |  | 0 | 0 | 0 | 0 | 0 | 0 | 0 | 0 | 0 | 1/1/2035 | 12/31/2099 | TRUE | Hydrogen |  | 2028 |  |  |  | REF | 0 | 0 | Real 2021 ¦ 12/22/2022 3:42:52 PM | 0 | Area 1001 Hydrogen CT 2035 | 0 |  | 1 | Unit |  | PJM | 0 | 0 | 0.95 | 0 | 0 | 0 | 0 | 0 | 0 | 0 | 0 | 0
9864 | Area 1001 Hydrogen CT 2036 | ATC | 2028 | AEP-KPCO | 0 | 0 | 0 | 0 | 0 |  | 0 | 0 | 0 | 0 | 0 | 0 | 0 | 0 | -1 | 0 | 0 |  | 0 | 0 | 0 | 0 | 0 | 0 | 0 | 0 | 0 | 0 | 0 | 0 | 0 | -1 | 0 | 0 | 0 | 0 | 0 | 0 | 0 | 0 | 0 | 0 | 0 | 0 | 0 | 0 | 0 | 0 | 0 |  |  |  |  | 0 | 0 | 0 | 0 | 0 | 0 | 0 | 0 | 0 | 1/1/2036 | 12/31/2099 | TRUE | Hydrogen |  | 2028 |  |  |  | REF | 0 | 0 | Real 2021 ¦ 12/22/2022 3:42:52 PM | 0 | Area 1001 Hydrogen CT 2036 | 0 |  | 1 | Unit |  | PJM | 0 | 0 | 0.95 | 0 | 0 | 0 | 0 | 0 | 0 | 0 | 0 | 0
9865 | Area 1001 Hydrogen CT 2037 | ATC | 2028 | AEP-KPCO | 0 | 0 | 0 | 0 | 0 |  | 0 | 0 | 0 | 0 | 0 | 0 | 0 | 0 | -1 | 0 | 0 |  | 0 | 0 | 0 | 0 | 0 | 0 | 0 | 0 | 0 | 0 | 0 | 0 | 0 | -1 | 0 | 0 | 0 | 0 | 0 | 0 | 0 | 0 | 0 | 0 | 0 | 0 | 0 | 0 | 0 | 0 | 0 |  |  |  |  | 0 | 0 | 0 | 0 | 0 | 0 | 0 | 0 | 0 | 1/1/2037 | 12/31/2099 | TRUE | Hydrogen |  | 2028 |  |  |  | REF | 0 | 0 | Real 2021 ¦ 12/22/2022 3:42:52 PM | 0 | Area 1001 Hydrogen CT 2037 | 0 |  | 1 | Unit |  | PJM | 0 | 0 | 0.95 | 0 | 0 | 0 | 0 | 0 | 0 | 0 | 0 | 0
9866 | Area 1001 Hydrogen CT 2038 | ATC | 2028 | AEP-KPCO | 0 | 0 | 0 | 0 | 0 |  | 0 | 0 | 0 | 0 | 0 | 0 | 0 | 0 | -1 | 0 | 0 |  | 0 | 0 | 0 | 0 | 0 | 0 | 0 | 0 | 0 | 0 | 0 | 0 | 0 | -1 | 0 | 0 | 0 | 0 | 0 | 0 | 0 | 0 | 0 | 0 | 0 | 0 | 0 | 0 | 0 | 0 | 0 |  |  |  |  | 0 | 0 | 0 | 0 | 0 | 0 | 0 | 0 | 0 | 1/1/2038 | 12/31/2099 | TRUE | Hydrogen |  | 2028 |  |  |  | REF | 0 | 0 | Real 2021 ¦ 12/22/2022 3:42:52 PM | 0 | Area 1001 Hydrogen CT 2038 | 0 |  | 1 | Unit |  | PJM | 0 | 0 | 0.95 | 0 | 0 | 0 | 0 | 0 | 0 | 0 | 0 | 0
9867 | Area 1001 Hydrogen CT 2039 | ATC | 2028 | AEP-KPCO | 0 | 0 | 0 | 0 | 0 |  | 0 | 0 | 0 | 0 | 0 | 0 | 0 | 0 | -1 | 0 | 0 |  | 0 | 0 | 0 | 0 | 0 | 0 | 0 | 0 | 0 | 0 | 0 | 0 | 0 | -1 | 0 | 0 | 0 | 0 | 0 | 0 | 0 | 0 | 0 | 0 | 0 | 0 | 0 | 0 | 0 | 0 | 0 |  |  |  |  | 0 | 0 | 0 | 0 | 0 | 0 | 0 | 0 | 0 | 1/1/2039 | 12/31/2099 | TRUE | Hydrogen |  | 2028 |  |  |  | REF | 0 | 0 | Real 2021 ¦ 12/22/2022 3:42:52 PM | 0 | Area 1001 Hydrogen CT 2039 | 0 |  | 1 | Unit |  | PJM | 0 | 0 | 0.95 | 0 | 0 | 0 | 0 | 0 | 0 | 0 | 0 | 0
9868 | Area 1001 Hydrogen CT 2040 | ATC | 2028 | AEP-KPCO | 0 | 0 | 0 | 0 | 0 |  | 0 | 0 | 0 | 0 | 0 | 0 | 0 | 0 | -1 | 0 | 0 |  | 0 | 0 | 0 | 0 | 0 | 0 | 0 | 0 | 0 | 0 | 0 | 0 | 0 | -1 | 0 | 0 | 0 | 0 | 0 | 0 | 0 | 0 | 0 | 0 | 0 | 0 | 0 | 0 | 0 | 0 | 0 |  |  |  |  | 0 | 0 | 0 | 0 | 0 | 0 | 0 | 0 | 0 | 1/1/2040 | 12/31/2099 | TRUE | Hydrogen |  | 2028 |  |  |  | REF | 0 | 0 | Real 2021 ¦ 12/22/2022 3:42:52 PM | 0 | Area 1001 Hydrogen CT 2040 | 0 |  | 1 | Unit |  | PJM | 0 | 0 | 0.95 | 0 | 0 | 0 | 0 | 0 | 0 | 0 | 0 | 0
9869 | Area 1001 Hydrogen CT 2041 | ATC | 2028 | AEP-KPCO | 0 | 0 | 0 | 0 | 0 |  | 0 | 0 | 0 | 0 | 0 | 0 | 0 | 0 | -1 | 0 | 0 |  | 0 | 0 | 0 | 0 | 0 | 0 | 0 | 0 | 0 | 0 | 0 | 0 | 0 | -1 | 0 | 0 | 0 | 0 | 0 | 0 | 0 | 0 | 0 | 0 | 0 | 0 | 0 | 0 | 0 | 0 | 0 |  |  |  |  | 0 | 0 | 0 | 0 | 0 | 0 | 0 | 0 | 0 | 1/1/2041 | 12/31/2099 | TRUE | Hydrogen |  | 2028 |  |  |  | REF | 0 | 0 | Real 2021 ¦ 12/22/2022 3:42:52 PM | 0 | Area 1001 Hydrogen CT 2041 | 0 |  | 1 | Unit |  | PJM | 0 | 0 | 0.95 | 0 | 0 | 0 | 0 | 0 | 0 | 0 | 0 | 0
9870 | Area 1001 Hydrogen CT 2042 | ATC | 2028 | AEP-KPCO | 0 | 0 | 0 | 0 | 0 |  | 0 | 0 | 0 | 0 | 0 | 0 | 0 | 0 | -1 | 0 | 0 |  | 0 | 0 | 0 | 0 | 0 | 0 | 0 | 0 | 0 | 0 | 0 | 0 | 0 | -1 | 0 | 0 | 0 | 0 | 0 | 0 | 0 | 0 | 0 | 0 | 0 | 0 | 0 | 0 | 0 | 0 | 0 |  |  |  |  | 0 | 0 | 0 | 0 | 0 | 0 | 0 | 0 | 0 | 1/1/2042 | 12/31/2099 | TRUE | Hydrogen |  | 2028 |  |  |  | REF | 0 | 0 | Real 2021 ¦ 12/22/2022 3:42:52 PM | 0 | Area 1001 Hydrogen CT 2042 | 0 |  | 1 | Unit |  | PJM | 0 | 0 | 0.95 | 0 | 0 | 0 | 0 | 0 | 0 | 0 | 0 | 0
9871 | Area 1001 Hydrogen CT 2043 | ATC | 2028 | AEP-KPCO | 0 | 0 | 0 | 0 | 0 |  | 0 | 0 | 0 | 0 | 0 | 0 | 0 | 0 | -1 | 0 | 0 |  | 0 | 0 | 0 | 0 | 0 | 0 | 0 | 0 | 0 | 0 | 0 | 0 | 0 | -1 | 0 | 0 | 0 | 0 | 0 | 0 | 0 | 0 | 0 | 0 | 0 | 0 | 0 | 0 | 0 | 0 | 0 |  |  |  |  | 0 | 0 | 0 | 0 | 0 | 0 | 0 | 0 | 0 | 1/1/2043 | 12/31/2099 | TRUE | Hydrogen |  | 2028 |  |  |  | REF | 0 | 0 | Real 2021 ¦ 12/22/2022 3:42:52 PM | 0 | Area 1001 Hydrogen CT 2043 | 0 |  | 1 | Unit |  | PJM | 0 | 0 | 0.95 | 0 | 0 | 0 | 0 | 0 | 0 | 0 | 0 | 0
9872 | Area 1001 SMR 2028 | ATC | 2028 | AEP-KPCO | 526.0131 | 600 | 0 | 10.3013 | 11.3526 | 10.3013 | 10.812 | 553006.8125 | 600 | 492996.7188 | 60010.082 | 0 | 0 | 0.68619 | -1 | 48251556 | 10443 | 10442.9951 | 11187.333 | 368.2092 | 526.0099 | 4620471 | 4620471 | 0 | 4.8611 | 100 | 48251556 | 151207.9219 | 151207.9219 | 0 | 0 | -1 | 0 | 0 | 1 | 33109.7891 | 0.0032291 | 0 | 0 | 0.0032291 | 0 | 0 | 0 | -449395.5312 | 14486.8652 | 14486.8652 | 0 | 0 | 0 | 0.87668 | 32.7257 | 129.9875 | -97.2618 | 0 | 58.4459 | 15.541 | 0 | 0 | 8784 | 4620471 | 0 | 0 | 1/1/2028 | 12/31/2099 | TRUE | Uranium |  | 2028 |  |  |  | REF | 0 | 0 | Real 2021 ¦ 12/22/2022 3:42:52 PM | 0 | Area 1001 SMR 2028 | 0 |  | 1 | Unit |  | PJM | 582 | 0 | 0.97 | 0 | 0 | 0 | 0 | 4620499 | 0 | 33109.7891 | 0 | 0
9873 | Area 1001 SMR 2029 | ATC | 2028 | AEP-KPCO | 0 | 0 | 0 | 0 | 0 |  | 0 | 0 | 0 | 0 | 0 | 0 | 0 | 0 | -1 | 0 | 0 |  | 0 | 0 | 0 | 0 | 0 | 0 | 0 | 100 | 0 | 0 | 0 | 0 | 0 | -1 | 0 | 0 | 0 | 0 | 0 | 0 | 0 | 0 | 0 | 0 | 0 | 0 | 0 | 0 | 0 | 0 | 0 |  |  |  |  | 0 | 0 | 0 | 0 | 0 | 0 | 0 | 0 | 0 | 1/1/2029 | 12/31/2099 | TRUE | Uranium |  | 2028 |  |  |  | REF | 0 | 0 | Real 2021 ¦ 12/22/2022 3:42:52 PM | 0 | Area 1001 SMR 2029 | 0 |  | 1 | Unit |  | PJM | 0 | 0 | 0.97 | 0 | 0 | 0 | 0 | 0 | 0 | 0 | 0 | 0
9874 | Area 1001 SMR 2030 | ATC | 2028 | AEP-KPCO | 0 | 0 | 0 | 0 | 0 |  | 0 | 0 | 0 | 0 | 0 | 0 | 0 | 0 | -1 | 0 | 0 |  | 0 | 0 | 0 | 0 | 0 | 0 | 0 | 100 | 0 | 0 | 0 | 0 | 0 | -1 | 0 | 0 | 0 | 0 | 0 | 0 | 0 | 0 | 0 | 0 | 0 | 0 | 0 | 0 | 0 | 0 | 0 |  |  |  |  | 0 | 0 | 0 | 0 | 0 | 0 | 0 | 0 | 0 | 1/1/2030 | 12/31/2099 | TRUE | Uranium |  | 2028 |  |  |  | REF | 0 | 0 | Real 2021 ¦ 12/22/2022 3:42:52 PM | 0 | Area 1001 SMR 2030 | 0 |  | 1 | Unit |  | PJM | 0 | 0 | 0.97 | 0 | 0 | 0 | 0 | 0 | 0 | 0 | 0 | 0
9875 | Area 1001 SMR 2031 | ATC | 2028 | AEP-KPCO | 0 | 0 | 0 | 0 | 0 |  | 0 | 0 | 0 | 0 | 0 | 0 | 0 | 0 | -1 | 0 | 0 |  | 0 | 0 | 0 | 0 | 0 | 0 | 0 | 100 | 0 | 0 | 0 | 0 | 0 | -1 | 0 | 0 | 0 | 0 | 0 | 0 | 0 | 0 | 0 | 0 | 0 | 0 | 0 | 0 | 0 | 0 | 0 |  |  |  |  | 0 | 0 | 0 | 0 | 0 | 0 | 0 | 0 | 0 | 1/1/2031 | 12/31/2099 | TRUE | Uranium |  | 2028 |  |  |  | REF | 0 | 0 | Real 2021 ¦ 12/22/2022 3:42:52 PM | 0 | Area 1001 SMR 2031 | 0 |  | 1 | Unit |  | PJM | 0 | 0 | 0.97 | 0 | 0 | 0 | 0 | 0 | 0 | 0 | 0 | 0
9876 | Area 1001 SMR 2032 | ATC | 2028 | AEP-KPCO | 0 | 0 | 0 | 0 | 0 |  | 0 | 0 | 0 | 0 | 0 | 0 | 0 | 0 | -1 | 0 | 0 |  | 0 | 0 | 0 | 0 | 0 | 0 | 0 | 100 | 0 | 0 | 0 | 0 | 0 | -1 | 0 | 0 | 0 | 0 | 0 | 0 | 0 | 0 | 0 | 0 | 0 | 0 | 0 | 0 | 0 | 0 | 0 |  |  |  |  | 0 | 0 | 0 | 0 | 0 | 0 | 0 | 0 | 0 | 1/1/2032 | 12/31/2099 | TRUE | Uranium |  | 2028 |  |  |  | REF | 0 | 0 | Real 2021 ¦ 12/22/2022 3:42:52 PM | 0 | Area 1001 SMR 2032 | 0 |  | 1 | Unit |  | PJM | 0 | 0 | 0.97 | 0 | 0 | 0 | 0 | 0 | 0 | 0 | 0 | 0
9877 | Area 1001 SMR 2033 | ATC | 2028 | AEP-KPCO | 0 | 0 | 0 | 0 | 0 |  | 0 | 0 | 0 | 0 | 0 | 0 | 0 | 0 | -1 | 0 | 0 |  | 0 | 0 | 0 | 0 | 0 | 0 | 0 | 100 | 0 | 0 | 0 | 0 | 0 | -1 | 0 | 0 | 0 | 0 | 0 | 0 | 0 | 0 | 0 | 0 | 0 | 0 | 0 | 0 | 0 | 0 | 0 |  |  |  |  | 0 | 0 | 0 | 0 | 0 | 0 | 0 | 0 | 0 | 1/1/2033 | 12/31/2099 | TRUE | Uranium |  | 2028 |  |  |  | REF | 0 | 0 | Real 2021 ¦ 12/22/2022 3:42:52 PM | 0 | Area 1001 SMR 2033 | 0 |  | 1 | Unit |  | PJM | 0 | 0 | 0.97 | 0 | 0 | 0 | 0 | 0 | 0 | 0 | 0 | 0
9878 | Area 1001 SMR 2034 | ATC | 2028 | AEP-KPCO | 0 | 0 | 0 | 0 | 0 |  | 0 | 0 | 0 | 0 | 0 | 0 | 0 | 0 | -1 | 0 | 0 |  | 0 | 0 | 0 | 0 | 0 | 0 | 0 | 100 | 0 | 0 | 0 | 0 | 0 | -1 | 0 | 0 | 0 | 0 | 0 | 0 | 0 | 0 | 0 | 0 | 0 | 0 | 0 | 0 | 0 | 0 | 0 |  |  |  |  | 0 | 0 | 0 | 0 | 0 | 0 | 0 | 0 | 0 | 1/1/2034 | 12/31/2099 | TRUE | Uranium |  | 2028 |  |  |  | REF | 0 | 0 | Real 2021 ¦ 12/22/2022 3:42:52 PM | 0 | Area 1001 SMR 2034 | 0 |  | 1 | Unit |  | PJM | 0 | 0 | 0.97 | 0 | 0 | 0 | 0 | 0 | 0 | 0 | 0 | 0
9879 | Area 1001 SMR 2035 | ATC | 2028 | AEP-KPCO | 0 | 0 | 0 | 0 | 0 |  | 0 | 0 | 0 | 0 | 0 | 0 | 0 | 0 | -1 | 0 | 0 |  | 0 | 0 | 0 | 0 | 0 | 0 | 0 | 100 | 0 | 0 | 0 | 0 | 0 | -1 | 0 | 0 | 0 | 0 | 0 | 0 | 0 | 0 | 0 | 0 | 0 | 0 | 0 | 0 | 0 | 0 | 0 |  |  |  |  | 0 | 0 | 0 | 0 | 0 | 0 | 0 | 0 | 0 | 1/1/2035 | 12/31/2099 | TRUE | Uranium |  | 2028 |  |  |  | REF | 0 | 0 | Real 2021 ¦ 12/22/2022 3:42:52 PM | 0 | Area 1001 SMR 2035 | 0 |  | 1 | Unit |  | PJM | 0 | 0 | 0.97 | 0 | 0 | 0 | 0 | 0 | 0 | 0 | 0 | 0
9880 | Area 1001 SMR 2036 | ATC | 2028 | AEP-KPCO | 0 | 0 | 0 | 0 | 0 |  | 0 | 0 | 0 | 0 | 0 | 0 | 0 | 0 | -1 | 0 | 0 |  | 0 | 0 | 0 | 0 | 0 | 0 | 0 | 100 | 0 | 0 | 0 | 0 | 0 | -1 | 0 | 0 | 0 | 0 | 0 | 0 | 0 | 0 | 0 | 0 | 0 | 0 | 0 | 0 | 0 | 0 | 0 |  |  |  |  | 0 | 0 | 0 | 0 | 0 | 0 | 0 | 0 | 0 | 1/1/2036 | 12/31/2099 | TRUE | Uranium |  | 2028 |  |  |  | REF | 0 | 0 | Real 2021 ¦ 12/22/2022 3:42:52 PM | 0 | Area 1001 SMR 2036 | 0 |  | 1 | Unit |  | PJM | 0 | 0 | 0.97 | 0 | 0 | 0 | 0 | 0 | 0 | 0 | 0 | 0
9881 | Area 1001 SMR 2037 | ATC | 2028 | AEP-KPCO | 0 | 0 | 0 | 0 | 0 |  | 0 | 0 | 0 | 0 | 0 | 0 | 0 | 0 | -1 | 0 | 0 |  | 0 | 0 | 0 | 0 | 0 | 0 | 0 | 100 | 0 | 0 | 0 | 0 | 0 | -1 | 0 | 0 | 0 | 0 | 0 | 0 | 0 | 0 | 0 | 0 | 0 | 0 | 0 | 0 | 0 | 0 | 0 |  |  |  |  | 0 | 0 | 0 | 0 | 0 | 0 | 0 | 0 | 0 | 1/1/2037 | 12/31/2099 | TRUE | Uranium |  | 2028 |  |  |  | REF | 0 | 0 | Real 2021 ¦ 12/22/2022 3:42:52 PM | 0 | Area 1001 SMR 2037 | 0 |  | 1 | Unit |  | PJM | 0 | 0 | 0.97 | 0 | 0 | 0 | 0 | 0 | 0 | 0 | 0 | 0
9882 | Area 1001 SMR 2038 | ATC | 2028 | AEP-KPCO | 0 | 0 | 0 | 0 | 0 |  | 0 | 0 | 0 | 0 | 0 | 0 | 0 | 0 | -1 | 0 | 0 |  | 0 | 0 | 0 | 0 | 0 | 0 | 0 | 100 | 0 | 0 | 0 | 0 | 0 | -1 | 0 | 0 | 0 | 0 | 0 | 0 | 0 | 0 | 0 | 0 | 0 | 0 | 0 | 0 | 0 | 0 | 0 |  |  |  |  | 0 | 0 | 0 | 0 | 0 | 0 | 0 | 0 | 0 | 1/1/2038 | 12/31/2099 | TRUE | Uranium |  | 2028 |  |  |  | REF | 0 | 0 | Real 2021 ¦ 12/22/2022 3:42:52 PM | 0 | Area 1001 SMR 2038 | 0 |  | 1 | Unit |  | PJM | 0 | 0 | 0.97 | 0 | 0 | 0 | 0 | 0 | 0 | 0 | 0 | 0
9883 | Area 1001 SMR 2039 | ATC | 2028 | AEP-KPCO | 0 | 0 | 0 | 0 | 0 |  | 0 | 0 | 0 | 0 | 0 | 0 | 0 | 0 | -1 | 0 | 0 |  | 0 | 0 | 0 | 0 | 0 | 0 | 0 | 100 | 0 | 0 | 0 | 0 | 0 | -1 | 0 | 0 | 0 | 0 | 0 | 0 | 0 | 0 | 0 | 0 | 0 | 0 | 0 | 0 | 0 | 0 | 0 |  |  |  |  | 0 | 0 | 0 | 0 | 0 | 0 | 0 | 0 | 0 | 1/1/2039 | 12/31/2099 | TRUE | Uranium |  | 2028 |  |  |  | REF | 0 | 0 | Real 2021 ¦ 12/22/2022 3:42:52 PM | 0 | Area 1001 SMR 2039 | 0 |  | 1 | Unit |  | PJM | 0 | 0 | 0.97 | 0 | 0 | 0 | 0 | 0 | 0 | 0 | 0 | 0
9884 | Area 1001 SMR 2040 | ATC | 2028 | AEP-KPCO | 0 | 0 | 0 | 0 | 0 |  | 0 | 0 | 0 | 0 | 0 | 0 | 0 | 0 | -1 | 0 | 0 |  | 0 | 0 | 0 | 0 | 0 | 0 | 0 | 100 | 0 | 0 | 0 | 0 | 0 | -1 | 0 | 0 | 0 | 0 | 0 | 0 | 0 | 0 | 0 | 0 | 0 | 0 | 0 | 0 | 0 | 0 | 0 |  |  |  |  | 0 | 0 | 0 | 0 | 0 | 0 | 0 | 0 | 0 | 1/1/2040 | 12/31/2099 | TRUE | Uranium |  | 2028 |  |  |  | REF | 0 | 0 | Real 2021 ¦ 12/22/2022 3:42:52 PM | 0 | Area 1001 SMR 2040 | 0 |  | 1 | Unit |  | PJM | 0 | 0 | 0.97 | 0 | 0 | 0 | 0 | 0 | 0 | 0 | 0 | 0
9885 | Area 1001 SMR 2041 | ATC | 2028 | AEP-KPCO | 0 | 0 | 0 | 0 | 0 |  | 0 | 0 | 0 | 0 | 0 | 0 | 0 | 0 | -1 | 0 | 0 |  | 0 | 0 | 0 | 0 | 0 | 0 | 0 | 100 | 0 | 0 | 0 | 0 | 0 | -1 | 0 | 0 | 0 | 0 | 0 | 0 | 0 | 0 | 0 | 0 | 0 | 0 | 0 | 0 | 0 | 0 | 0 |  |  |  |  | 0 | 0 | 0 | 0 | 0 | 0 | 0 | 0 | 0 | 1/1/2041 | 12/31/2099 | TRUE | Uranium |  | 2028 |  |  |  | REF | 0 | 0 | Real 2021 ¦ 12/22/2022 3:42:52 PM | 0 | Area 1001 SMR 2041 | 0 |  | 1 | Unit |  | PJM | 0 | 0 | 0.97 | 0 | 0 | 0 | 0 | 0 | 0 | 0 | 0 | 0
9886 | Area 1001 SMR 2042 | ATC | 2028 | AEP-KPCO | 0 | 0 | 0 | 0 | 0 |  | 0 | 0 | 0 | 0 | 0 | 0 | 0 | 0 | -1 | 0 | 0 |  | 0 | 0 | 0 | 0 | 0 | 0 | 0 | 100 | 0 | 0 | 0 | 0 | 0 | -1 | 0 | 0 | 0 | 0 | 0 | 0 | 0 | 0 | 0 | 0 | 0 | 0 | 0 | 0 | 0 | 0 | 0 |  |  |  |  | 0 | 0 | 0 | 0 | 0 | 0 | 0 | 0 | 0 | 1/1/2042 | 12/31/2099 | TRUE | Uranium |  | 2028 |  |  |  | REF | 0 | 0 | Real 2021 ¦ 12/22/2022 3:42:52 PM | 0 | Area 1001 SMR 2042 | 0 |  | 1 | Unit |  | PJM | 0 | 0 | 0.97 | 0 | 0 | 0 | 0 | 0 | 0 | 0 | 0 | 0
9887 | Area 1001 SMR 2043 | ATC | 2028 | AEP-KPCO | 0 | 0 | 0 | 0 | 0 |  | 0 | 0 | 0 | 0 | 0 | 0 | 0 | 0 | -1 | 0 | 0 |  | 0 | 0 | 0 | 0 | 0 | 0 | 0 | 100 | 0 | 0 | 0 | 0 | 0 | -1 | 0 | 0 | 0 | 0 | 0 | 0 | 0 | 0 | 0 | 0 | 0 | 0 | 0 | 0 | 0 | 0 | 0 |  |  |  |  | 0 | 0 | 0 | 0 | 0 | 0 | 0 | 0 | 0 | 1/1/2043 | 12/31/2099 | TRUE | Uranium |  | 2028 |  |  |  | REF | 0 | 0 | Real 2021 ¦ 12/22/2022 3:42:52 PM | 0 | Area 1001 SMR 2043 | 0 |  | 1 | Unit |  | PJM | 0 | 0 | 0.97 | 0 | 0 | 0 | 0 | 0 | 0 | 0 | 0 | 0
9888 | Area 1001 Solar 2023 | ATC | 2028 | AEP-KPCO | 11.4299 | 50 | 0 | -33.4967 | -35.1715 | -33.4967 | -33.4967 | 9549.0654 | 50 | 8803.9072 | 745.1583 | 0 | 0 | 0 | -1 | 0 | 0 | 0 | 0 | 0 | 11.4299 | 100400.4297 | 100400.4297 | 0 | 0 | 0 | 0 | 3248.9985 | 3248.9985 | 0 | 0 | -1 | 0 | 0 | 366 | 0 | 0 | 0 | 0 | 0 | 0 | 0 | 0 | -2936.9858 | -3363.0813 | 0 | -3363.0813 | 0 | 0 | 0.2286 | 32.3604 | 61.6131 | -29.2527 | 0 | 38.5701 | 0 | 0 | 0 | 4394 | 100400.4297 | 0 | 0 | 1/1/2023 | 12/31/2099 | TRUE | Solar |  | 2028 |  |  |  | REF | 0 | 0 | Real 2021 ¦ 12/22/2022 3:42:52 PM | 0 | Area 1001 Solar 2023 | 0 |  | 1 | Unit |  | PJM | 2.5 | 0 | 0.25473 | 0 | 0 | 0 | 0 | 100400.4297 | 0 | 0 | 0 | 0
9889 | Area 1001 Solar 2024 | ATC | 2028 | AEP-KPCO | 11.4299 | 50 | 0 | -33.4967 | -35.1715 | -33.4967 | -33.4967 | 8472.7256 | 50 | 7749.6465 | 723.0795 | 0 | 0 | 0 | -1 | 0 | 0 | 0 | 0 | 0 | 11.4299 | 100400.4297 | 100400.4297 | 0 | 0 | 0 | 0 | 3248.9985 | 3248.9985 | 0 | 0 | -1 | 0 | 0 | 366 | 0 | 0 | 0 | 0 | 0 | 0 | 0 | 0 | -1860.646 | -3363.0813 | 0 | -3363.0813 | 0 | 0 | 0.2286 | 32.3604 | 50.8927 | -18.5323 | 0 | 38.5701 | 0 | 0 | 0 | 4394 | 100400.4297 | 0 | 0 | 1/1/2024 | 12/31/2099 | TRUE | Solar |  | 2028 |  |  |  | REF | 0 | 0 | Real 2021 ¦ 12/22/2022 3:42:52 PM | 0 | Area 1001 Solar 2024 | 0 |  | 1 | Unit |  | PJM | 2.5 | 0 | 0.25473 | 0 | 0 | 0 | 0 | 100400.4297 | 0 | 0 | 0 | 0
9890 | Area 1001 Solar 2025 | ATC | 2028 | AEP-KPCO | 11.4299 | 50 | 0 | -33.4967 | -35.1715 | -33.4967 | -33.4967 | 7832.4414 | 50 | 7134.2007 | 698.2409 | 0 | 0 | 0 | -1 | 0 | 0 | 0 | 0 | 0 | 11.4299 | 100400.4297 | 100400.4297 | 0 | 0 | 0 | 0 | 3248.9985 | 3248.9985 | 0 | 0 | -1 | 0 | 0 | 366 | 0 | 0 | 0 | 0 | 0 | 0 | 0 | 0 | -1220.3619 | -3363.0813 | 0 | -3363.0813 | 0 | 0 | 0.2286 | 32.3604 | 44.5154 | -12.1549 | 0 | 38.5701 | 0 | 0 | 0 | 4394 | 100400.4297 | 0 | 0 | 1/1/2025 | 12/31/2099 | TRUE | Solar |  | 2028 |  |  |  | REF | 0 | 0 | Real 2021 ¦ 12/22/2022 3:42:52 PM | 0 | Area 1001 Solar 2025 | 0 |  | 1 | Unit |  | PJM | 2.5 | 0 | 0.25473 | 0 | 0 | 0 | 0 | 100400.4297 | 0 | 0 | 0 | 0
9891 | Area 1001 Solar 2026 | ATC | 2028 | AEP-KPCO | 11.4299 | 50 | 0 | -33.4967 | -35.1715 | -33.4967 | -33.4967 | 7559.2168 | 50 | 6883.0547 | 676.1622 | 0 | 0 | 0 | -1 | 0 | 0 | 0 | 0 | 0 | 11.4299 | 100400.4297 | 100400.4297 | 0 | 0 | 0 | 0 | 3248.9985 | 3248.9985 | 0 | 0 | -1 | 0 | 0 | 366 | 0 | 0 | 0 | 0 | 0 | 0 | 0 | 0 | -947.1372 | -3363.0813 | 0 | -3363.0813 | 0 | 0 | 0.2286 | 32.3604 | 41.794 | -9.4336 | 0 | 38.5701 | 0 | 0 | 0 | 4394 | 100400.4297 | 0 | 0 | 1/1/2026 | 12/31/2099 | TRUE | Solar |  | 2028 |  |  |  | REF | 0 | 0 | Real 2021 ¦ 12/22/2022 3:42:52 PM | 0 | Area 1001 Solar 2026 | 0 |  | 1 | Unit |  | PJM | 2.5 | 0 | 0.25473 | 0 | 0 | 0 | 0 | 100400.4297 | 0 | 0 | 0 | 0
9892 | Area 1001 Solar 2027 | ATC | 2028 | AEP-KPCO | 11.4299 | 50 | 0 | -33.4967 | -35.1715 | -33.4967 | -33.4967 | 7297.0317 | 50 | 6642.9482 | 654.0834 | 0 | 0 | 0 | -1 | 0 | 0 | 0 | 0 | 0 | 11.4299 | 100400.4297 | 100400.4297 | 0 | 0 | 0 | 0 | 3248.9985 | 3248.9985 | 0 | 0 | -1 | 0 | 0 | 366 | 0 | 0 | 0 | 0 | 0 | 0 | 0 | 0 | -684.9518 | -3363.0813 | 0 | -3363.0813 | 0 | 0 | 0.2286 | 32.3604 | 39.1826 | -6.8222 | 0 | 38.5701 | 0 | 0 | 0 | 4394 | 100400.4297 | 0 | 0 | 1/1/2027 | 12/31/2099 | TRUE | Solar |  | 2028 |  |  |  | REF | 0 | 0 | Real 2021 ¦ 12/22/2022 3:42:52 PM | 0 | Area 1001 Solar 2027 | 0 |  | 1 | Unit |  | PJM | 2.5 | 0 | 0.25473 | 0 | 0 | 0 | 0 | 100400.4297 | 0 | 0 | 0 | 0
9893 | Area 1001 Solar 2028 | ATC | 2028 | AEP-KPCO | 11.4299 | 50 | 0 | -33.4967 | -35.1715 | -33.4967 | -33.4967 | 7010.0078 | 50 | 6378.0029 | 632.0046 | 0 | 0 | 0 | -1 | 0 | 0 | 0 | 0 | 0 | 11.4299 | 100400.4297 | 100400.4297 | 0 | 0 | 0 | 0 | 3248.9985 | 3248.9985 | 0 | 0 | -1 | 0 | 0 | 366 | 0 | 0 | 0 | 0 | 0 | 0 | 0 | 0 | -397.9279 | -3363.0813 | 0 | -3363.0813 | 0 | 0 | 0.2286 | 32.3604 | 36.3238 | -3.9634 | 0 | 38.5701 | 0 | 0 | 0 | 4394 | 100400.4297 | 0 | 0 | 1/1/2028 | 12/31/2099 | TRUE | Solar |  | 2028 |  |  |  | REF | 0 | 0 | Real 2021 ¦ 12/22/2022 3:42:52 PM | 0 | Area 1001 Solar 2028 | 0 |  | 1 | Unit |  | PJM | 2.5 | 0 | 0.25473 | 0 | 0 | 0 | 0 | 100400.4297 | 0 | 0 | 0 | 0
9894 | Area 1001 Solar 2029 | ATC | 2028 | AEP-KPCO | 0 | 0 | 0 | 0 | 0 |  | 0 | 0 | 0 | 0 | 0 | 0 | 0 | 0 | -1 | 0 | 0 |  | 0 | 0 | 0 | 0 | 0 | 0 | 0 | 0 | 0 | 0 | 0 | 0 | 0 | -1 | 0 | 0 | 0 | 0 | 0 | 0 | 0 | 0 | 0 | 0 | 0 | 0 | 0 | 0 | 0 | 0 | 0 |  |  |  |  | 0 | 0 | 0 | 0 | 0 | 0 | 0 | 0 | 0 | 1/1/2029 | 12/31/2099 | TRUE | Solar |  | 2028 |  |  |  | REF | 0 | 0 | Real 2021 ¦ 12/22/2022 3:42:52 PM | 0 | Area 1001 Solar 2029 | 0 |  | 1 | Unit |  | PJM | 0 | 0 | 0.25473 | 0 | 0 | 0 | 0 | 0 | 0 | 0 | 0 | 0
9895 | Area 1001 Solar 2030 | ATC | 2028 | AEP-KPCO | 0 | 0 | 0 | 0 | 0 |  | 0 | 0 | 0 | 0 | 0 | 0 | 0 | 0 | -1 | 0 | 0 |  | 0 | 0 | 0 | 0 | 0 | 0 | 0 | 0 | 0 | 0 | 0 | 0 | 0 | -1 | 0 | 0 | 0 | 0 | 0 | 0 | 0 | 0 | 0 | 0 | 0 | 0 | 0 | 0 | 0 | 0 | 0 |  |  |  |  | 0 | 0 | 0 | 0 | 0 | 0 | 0 | 0 | 0 | 1/1/2030 | 12/31/2099 | TRUE | Solar |  | 2028 |  |  |  | REF | 0 | 0 | Real 2021 ¦ 12/22/2022 3:42:52 PM | 0 | Area 1001 Solar 2030 | 0 |  | 1 | Unit |  | PJM | 0 | 0 | 0.25473 | 0 | 0 | 0 | 0 | 0 | 0 | 0 | 0 | 0
9896 | Area 1001 Solar 2031 | ATC | 2028 | AEP-KPCO | 0 | 0 | 0 | 0 | 0 |  | 0 | 0 | 0 | 0 | 0 | 0 | 0 | 0 | -1 | 0 | 0 |  | 0 | 0 | 0 | 0 | 0 | 0 | 0 | 0 | 0 | 0 | 0 | 0 | 0 | -1 | 0 | 0 | 0 | 0 | 0 | 0 | 0 | 0 | 0 | 0 | 0 | 0 | 0 | 0 | 0 | 0 | 0 |  |  |  |  | 0 | 0 | 0 | 0 | 0 | 0 | 0 | 0 | 0 | 1/1/2031 | 12/31/2099 | TRUE | Solar |  | 2028 |  |  |  | REF | 0 | 0 | Real 2021 ¦ 12/22/2022 3:42:52 PM | 0 | Area 1001 Solar 2031 | 0 |  | 1 | Unit |  | PJM | 0 | 0 | 0.25473 | 0 | 0 | 0 | 0 | 0 | 0 | 0 | 0 | 0
9897 | Area 1001 Solar 2032 | ATC | 2028 | AEP-KPCO | 0 | 0 | 0 | 0 | 0 |  | 0 | 0 | 0 | 0 | 0 | 0 | 0 | 0 | -1 | 0 | 0 |  | 0 | 0 | 0 | 0 | 0 | 0 | 0 | 0 | 0 | 0 | 0 | 0 | 0 | -1 | 0 | 0 | 0 | 0 | 0 | 0 | 0 | 0 | 0 | 0 | 0 | 0 | 0 | 0 | 0 | 0 | 0 |  |  |  |  | 0 | 0 | 0 | 0 | 0 | 0 | 0 | 0 | 0 | 1/1/2032 | 12/31/2099 | TRUE | Solar |  | 2028 |  |  |  | REF | 0 | 0 | Real 2021 ¦ 12/22/2022 3:42:52 PM | 0 | Area 1001 Solar 2032 | 0 |  | 1 | Unit |  | PJM | 0 | 0 | 0.25473 | 0 | 0 | 0 | 0 | 0 | 0 | 0 | 0 | 0
9898 | Area 1001 Solar 2033 | ATC | 2028 | AEP-KPCO | 0 | 0 | 0 | 0 | 0 |  | 0 | 0 | 0 | 0 | 0 | 0 | 0 | 0 | -1 | 0 | 0 |  | 0 | 0 | 0 | 0 | 0 | 0 | 0 | 0 | 0 | 0 | 0 | 0 | 0 | -1 | 0 | 0 | 0 | 0 | 0 | 0 | 0 | 0 | 0 | 0 | 0 | 0 | 0 | 0 | 0 | 0 | 0 |  |  |  |  | 0 | 0 | 0 | 0 | 0 | 0 | 0 | 0 | 0 | 1/1/2033 | 12/31/2099 | TRUE | Solar |  | 2028 |  |  |  | REF | 0 | 0 | Real 2021 ¦ 12/22/2022 3:42:52 PM | 0 | Area 1001 Solar 2033 | 0 |  | 1 | Unit |  | PJM | 0 | 0 | 0.25473 | 0 | 0 | 0 | 0 | 0 | 0 | 0 | 0 | 0
9899 | Area 1001 Solar 2034 | ATC | 2028 | AEP-KPCO | 0 | 0 | 0 | 0 | 0 |  | 0 | 0 | 0 | 0 | 0 | 0 | 0 | 0 | -1 | 0 | 0 |  | 0 | 0 | 0 | 0 | 0 | 0 | 0 | 0 | 0 | 0 | 0 | 0 | 0 | -1 | 0 | 0 | 0 | 0 | 0 | 0 | 0 | 0 | 0 | 0 | 0 | 0 | 0 | 0 | 0 | 0 | 0 |  |  |  |  | 0 | 0 | 0 | 0 | 0 | 0 | 0 | 0 | 0 | 1/1/2034 | 12/31/2099 | TRUE | Solar |  | 2028 |  |  |  | REF | 0 | 0 | Real 2021 ¦ 12/22/2022 3:42:52 PM | 0 | Area 1001 Solar 2034 | 0 |  | 1 | Unit |  | PJM | 0 | 0 | 0.25473 | 0 | 0 | 0 | 0 | 0 | 0 | 0 | 0 | 0
9900 | Area 1001 Solar 2035 | ATC | 2028 | AEP-KPCO | 0 | 0 | 0 | 0 | 0 |  | 0 | 0 | 0 | 0 | 0 | 0 | 0 | 0 | -1 | 0 | 0 |  | 0 | 0 | 0 | 0 | 0 | 0 | 0 | 0 | 0 | 0 | 0 | 0 | 0 | -1 | 0 | 0 | 0 | 0 | 0 | 0 | 0 | 0 | 0 | 0 | 0 | 0 | 0 | 0 | 0 | 0 | 0 |  |  |  |  | 0 | 0 | 0 | 0 | 0 | 0 | 0 | 0 | 0 | 1/1/2035 | 12/31/2099 | TRUE | Solar |  | 2028 |  |  |  | REF | 0 | 0 | Real 2021 ¦ 12/22/2022 3:42:52 PM | 0 | Area 1001 Solar 2035 | 0 |  | 1 | Unit |  | PJM | 0 | 0 | 0.25473 | 0 | 0 | 0 | 0 | 0 | 0 | 0 | 0 | 0
9901 | Area 1001 Solar 2036 | ATC | 2028 | AEP-KPCO | 0 | 0 | 0 | 0 | 0 |  | 0 | 0 | 0 | 0 | 0 | 0 | 0 | 0 | -1 | 0 | 0 |  | 0 | 0 | 0 | 0 | 0 | 0 | 0 | 0 | 0 | 0 | 0 | 0 | 0 | -1 | 0 | 0 | 0 | 0 | 0 | 0 | 0 | 0 | 0 | 0 | 0 | 0 | 0 | 0 | 0 | 0 | 0 |  |  |  |  | 0 | 0 | 0 | 0 | 0 | 0 | 0 | 0 | 0 | 1/1/2036 | 12/31/2099 | TRUE | Solar |  | 2028 |  |  |  | REF | 0 | 0 | Real 2021 ¦ 12/22/2022 3:42:52 PM | 0 | Area 1001 Solar 2036 | 0 |  | 1 | Unit |  | PJM | 0 | 0 | 0.25473 | 0 | 0 | 0 | 0 | 0 | 0 | 0 | 0 | 0
9902 | Area 1001 Solar 2037 | ATC | 2028 | AEP-KPCO | 0 | 0 | 0 | 0 | 0 |  | 0 | 0 | 0 | 0 | 0 | 0 | 0 | 0 | -1 | 0 | 0 |  | 0 | 0 | 0 | 0 | 0 | 0 | 0 | 0 | 0 | 0 | 0 | 0 | 0 | -1 | 0 | 0 | 0 | 0 | 0 | 0 | 0 | 0 | 0 | 0 | 0 | 0 | 0 | 0 | 0 | 0 | 0 |  |  |  |  | 0 | 0 | 0 | 0 | 0 | 0 | 0 | 0 | 0 | 1/1/2037 | 12/31/2099 | TRUE | Solar |  | 2028 |  |  |  | REF | 0 | 0 | Real 2021 ¦ 12/22/2022 3:42:52 PM | 0 | Area 1001 Solar 2037 | 0 |  | 1 | Unit |  | PJM | 0 | 0 | 0.25473 | 0 | 0 | 0 | 0 | 0 | 0 | 0 | 0 | 0
9903 | Area 1001 Solar 2038 | ATC | 2028 | AEP-KPCO | 0 | 0 | 0 | 0 | 0 |  | 0 | 0 | 0 | 0 | 0 | 0 | 0 | 0 | -1 | 0 | 0 |  | 0 | 0 | 0 | 0 | 0 | 0 | 0 | 0 | 0 | 0 | 0 | 0 | 0 | -1 | 0 | 0 | 0 | 0 | 0 | 0 | 0 | 0 | 0 | 0 | 0 | 0 | 0 | 0 | 0 | 0 | 0 |  |  |  |  | 0 | 0 | 0 | 0 | 0 | 0 | 0 | 0 | 0 | 1/1/2038 | 12/31/2099 | TRUE | Solar |  | 2028 |  |  |  | REF | 0 | 0 | Real 2021 ¦ 12/22/2022 3:42:52 PM | 0 | Area 1001 Solar 2038 | 0 |  | 1 | Unit |  | PJM | 0 | 0 | 0.25473 | 0 | 0 | 0 | 0 | 0 | 0 | 0 | 0 | 0
9904 | Area 1001 Solar 2039 | ATC | 2028 | AEP-KPCO | 0 | 0 | 0 | 0 | 0 |  | 0 | 0 | 0 | 0 | 0 | 0 | 0 | 0 | -1 | 0 | 0 |  | 0 | 0 | 0 | 0 | 0 | 0 | 0 | 0 | 0 | 0 | 0 | 0 | 0 | -1 | 0 | 0 | 0 | 0 | 0 | 0 | 0 | 0 | 0 | 0 | 0 | 0 | 0 | 0 | 0 | 0 | 0 |  |  |  |  | 0 | 0 | 0 | 0 | 0 | 0 | 0 | 0 | 0 | 1/1/2039 | 12/31/2099 | TRUE | Solar |  | 2028 |  |  |  | REF | 0 | 0 | Real 2021 ¦ 12/22/2022 3:42:52 PM | 0 | Area 1001 Solar 2039 | 0 |  | 1 | Unit |  | PJM | 0 | 0 | 0.25473 | 0 | 0 | 0 | 0 | 0 | 0 | 0 | 0 | 0
9905 | Area 1001 Solar 2040 | ATC | 2028 | AEP-KPCO | 0 | 0 | 0 | 0 | 0 |  | 0 | 0 | 0 | 0 | 0 | 0 | 0 | 0 | -1 | 0 | 0 |  | 0 | 0 | 0 | 0 | 0 | 0 | 0 | 0 | 0 | 0 | 0 | 0 | 0 | -1 | 0 | 0 | 0 | 0 | 0 | 0 | 0 | 0 | 0 | 0 | 0 | 0 | 0 | 0 | 0 | 0 | 0 |  |  |  |  | 0 | 0 | 0 | 0 | 0 | 0 | 0 | 0 | 0 | 1/1/2040 | 12/31/2099 | TRUE | Solar |  | 2028 |  |  |  | REF | 0 | 0 | Real 2021 ¦ 12/22/2022 3:42:52 PM | 0 | Area 1001 Solar 2040 | 0 |  | 1 | Unit |  | PJM | 0 | 0 | 0.25473 | 0 | 0 | 0 | 0 | 0 | 0 | 0 | 0 | 0
9906 | Area 1001 Solar 2041 | ATC | 2028 | AEP-KPCO | 0 | 0 | 0 | 0 | 0 |  | 0 | 0 | 0 | 0 | 0 | 0 | 0 | 0 | -1 | 0 | 0 |  | 0 | 0 | 0 | 0 | 0 | 0 | 0 | 0 | 0 | 0 | 0 | 0 | 0 | -1 | 0 | 0 | 0 | 0 | 0 | 0 | 0 | 0 | 0 | 0 | 0 | 0 | 0 | 0 | 0 | 0 | 0 |  |  |  |  | 0 | 0 | 0 | 0 | 0 | 0 | 0 | 0 | 0 | 1/1/2041 | 12/31/2099 | TRUE | Solar |  | 2028 |  |  |  | REF | 0 | 0 | Real 2021 ¦ 12/22/2022 3:42:52 PM | 0 | Area 1001 Solar 2041 | 0 |  | 1 | Unit |  | PJM | 0 | 0 | 0.25473 | 0 | 0 | 0 | 0 | 0 | 0 | 0 | 0 | 0
9907 | Area 1001 Solar 2042 | ATC | 2028 | AEP-KPCO | 0 | 0 | 0 | 0 | 0 |  | 0 | 0 | 0 | 0 | 0 | 0 | 0 | 0 | -1 | 0 | 0 |  | 0 | 0 | 0 | 0 | 0 | 0 | 0 | 0 | 0 | 0 | 0 | 0 | 0 | -1 | 0 | 0 | 0 | 0 | 0 | 0 | 0 | 0 | 0 | 0 | 0 | 0 | 0 | 0 | 0 | 0 | 0 |  |  |  |  | 0 | 0 | 0 | 0 | 0 | 0 | 0 | 0 | 0 | 1/1/2042 | 12/31/2099 | TRUE | Solar |  | 2028 |  |  |  | REF | 0 | 0 | Real 2021 ¦ 12/22/2022 3:42:52 PM | 0 | Area 1001 Solar 2042 | 0 |  | 1 | Unit |  | PJM | 0 | 0 | 0.25473 | 0 | 0 | 0 | 0 | 0 | 0 | 0 | 0 | 0
9908 | Area 1001 Solar 2043 | ATC | 2028 | AEP-KPCO | 0 | 0 | 0 | 0 | 0 |  | 0 | 0 | 0 | 0 | 0 | 0 | 0 | 0 | -1 | 0 | 0 |  | 0 | 0 | 0 | 0 | 0 | 0 | 0 | 0 | 0 | 0 | 0 | 0 | 0 | -1 | 0 | 0 | 0 | 0 | 0 | 0 | 0 | 0 | 0 | 0 | 0 | 0 | 0 | 0 | 0 | 0 | 0 |  |  |  |  | 0 | 0 | 0 | 0 | 0 | 0 | 0 | 0 | 0 | 1/1/2043 | 12/31/2099 | TRUE | Solar |  | 2028 |  |  |  | REF | 0 | 0 | Real 2021 ¦ 12/22/2022 3:42:52 PM | 0 | Area 1001 Solar 2043 | 0 |  | 1 | Unit |  | PJM | 0 | 0 | 0.25473 | 0 | 0 | 0 | 0 | 0 | 0 | 0 | 0 | 0
9909 | Area 1001 Wind 2024 | ATC | 2028 | AEP-KPCO | 34.7195 | 100 | 0 | -33.4967 | -35.1716 | -33.4967 | -33.4967 | 20064.0762 | 100 | 17293.1914 | 2770.885 | 0 | 0 | 0 | -1 | 0 | 0 | 0 | 0 | 0 | 34.7195 | 304976.1562 | 304976.1562 | 0 | 0 | 0 | 0 | 9942.7188 | 9942.7188 | 0 | 0 | -1 | 0 | 0 | 0 | 0 | 0 | 0 | 0 | 0 | 0 | 0 | 0 | 94.3311 | -10215.6895 | 0 | -10215.6895 | 0 | 0 | 0.3472 | 32.6016 | 32.2923 | 0.30931 | 0 | 65.2805 | 0 | 0 | 0 | 8784 | 304976.1562 | 0 | 0 | 1/1/2024 | 12/31/2099 | TRUE | Wind |  | 2028 |  |  |  | REF | 0 | 0 | Real 2021 ¦ 12/22/2022 3:42:52 PM | 0 | Area 1001 Wind 2024 | 0 |  | 1 | Unit |  | PJM | 11 | 0 | 0.11 | 0 | 0 | 0 | 0 | 304976.1562 | 0 | 0 | 0 | 0
9910 | Area 1001 Wind 2025 | ATC | 2028 | AEP-KPCO | 34.7195 | 100 | 0 | -33.4967 | -35.1715 | -33.4967 | -33.4967 | 18728.3125 | 100 | 15985.0254 | 2743.2864 | 0 | 0 | 0 | -1 | 0 | 0 | 0 | 0 | 0 | 34.7195 | 304976.1562 | 304976.1562 | 0 | 0 | 0 | 0 | 9942.7188 | 9942.7188 | 0 | 0 | -1 | 0 | 0 | 0 | 0 | 0 | 0 | 0 | 0 | 0 | 0 | 0 | 1430.0963 | -10215.6895 | 0 | -10215.6895 | 0 | 0 | 0.3472 | 32.6016 | 27.9124 | 4.6892 | 0 | 65.2805 | 0 | 0 | 0 | 8784 | 304976.1562 | 0 | 0 | 1/1/2025 | 12/31/2099 | TRUE | Wind |  | 2028 |  |  |  | REF | 0 | 0 | Real 2021 ¦ 12/22/2022 3:42:52 PM | 0 | Area 1001 Wind 2025 | 0 |  | 1 | Unit |  | PJM | 11 | 0 | 0.11 | 0 | 0 | 0 | 0 | 304976.1562 | 0 | 0 | 0 | 0
9911 | Area 1001 Wind 2026 | ATC | 2028 | AEP-KPCO | 34.7195 | 100 | 0 | -33.4967 | -35.1715 | -33.4967 | -33.4967 | 18203.9414 | 100 | 15488.2529 | 2715.688 | 0 | 0 | 0 | -1 | 0 | 0 | 0 | 0 | 0 | 34.7195 | 304976.1562 | 304976.1562 | 0 | 0 | 0 | 0 | 9942.7188 | 9942.7188 | 0 | 0 | -1 | 0 | 0 | 0 | 0 | 0 | 0 | 0 | 0 | 0 | 0 | 0 | 1954.4669 | -10215.6895 | 0 | -10215.6895 | 0 | 0 | 0.3472 | 32.6016 | 26.193 | 6.4086 | 0 | 65.2805 | 0 | 0 | 0 | 8784 | 304976.1562 | 0 | 0 | 1/1/2026 | 12/31/2099 | TRUE | Wind |  | 2028 |  |  |  | REF | 0 | 0 | Real 2021 ¦ 12/22/2022 3:42:52 PM | 0 | Area 1001 Wind 2026 | 0 |  | 1 | Unit |  | PJM | 11 | 0 | 0.11 | 0 | 0 | 0 | 0 | 304976.1562 | 0 | 0 | 0 | 0
9912 | Area 1001 Wind 2027 | ATC | 2028 | AEP-KPCO | 34.7195 | 100 | 0 | -33.4967 | -35.1715 | -33.4967 | -33.4967 | 17712.6895 | 100 | 15024.5986 | 2688.0896 | 0 | 0 | 0 | -1 | 0 | 0 | 0 | 0 | 0 | 34.7195 | 304976.1562 | 304976.1562 | 0 | 0 | 0 | 0 | 9942.7188 | 9942.7188 | 0 | 0 | -1 | 0 | 0 | 0 | 0 | 0 | 0 | 0 | 0 | 0 | 0 | 0 | 2445.7195 | -10215.6895 | 0 | -10215.6895 | 0 | 0 | 0.3472 | 32.6016 | 24.5822 | 8.0194 | 0 | 65.2805 | 0 | 0 | 0 | 8784 | 304976.1562 | 0 | 0 | 1/1/2027 | 12/31/2099 | TRUE | Wind |  | 2028 |  |  |  | REF | 0 | 0 | Real 2021 ¦ 12/22/2022 3:42:52 PM | 0 | Area 1001 Wind 2027 | 0 |  | 1 | Unit |  | PJM | 11 | 0 | 0.11 | 0 | 0 | 0 | 0 | 304976.1562 | 0 | 0 | 0 | 0
9913 | Area 1001 Wind 2028 | ATC | 2028 | AEP-KPCO | 34.7195 | 100 | 0 | -33.4967 | -35.1715 | -33.4967 | -33.4967 | 17171.7598 | 100 | 14505.748 | 2666.0107 | 0 | 0 | 0 | -1 | 0 | 0 | 0 | 0 | 0 | 34.7195 | 304976.1562 | 304976.1562 | 0 | 0 | 0 | 0 | 9942.7188 | 9942.7188 | 0 | 0 | -1 | 0 | 0 | 1 | 0 | 0 | 0 | 0 | 0 | 0 | 0 | 0 | 2986.6492 | -10215.6895 | 0 | -10215.6895 | 0 | 0 | 0.3472 | 32.6016 | 22.8086 | 9.7931 | 0 | 65.2805 | 0 | 0 | 0 | 8784 | 304976.1562 | 0 | 0 | 1/1/2028 | 12/31/2099 | TRUE | Wind |  | 2028 |  |  |  | REF | 0 | 0 | Real 2021 ¦ 12/22/2022 3:42:52 PM | 0 | Area 1001 Wind 2028 | 0 |  | 1 | Unit |  | PJM | 11 | 0 | 0.11 | 0 | 0 | 0 | 0 | 304976.1562 | 0 | 0 | 0 | 0
9914 | Area 1001 Wind 2029 | ATC | 2028 | AEP-KPCO | 0 | 0 | 0 | 0 | 0 |  | 0 | 0 | 0 | 0 | 0 | 0 | 0 | 0 | -1 | 0 | 0 |  | 0 | 0 | 0 | 0 | 0 | 0 | 0 | 0 | 0 | 0 | 0 | 0 | 0 | -1 | 0 | 0 | 0 | 0 | 0 | 0 | 0 | 0 | 0 | 0 | 0 | 0 | 0 | 0 | 0 | 0 | 0 |  |  |  |  | 0 | 0 | 0 | 0 | 0 | 0 | 0 | 0 | 0 | 1/1/2029 | 12/31/2099 | TRUE | Wind |  | 2028 |  |  |  | REF | 0 | 0 | Real 2021 ¦ 12/22/2022 3:42:52 PM | 0 | Area 1001 Wind 2029 | 0 |  | 1 | Unit |  | PJM | 0 | 0 | 0.11 | 0 | 0 | 0 | 0 | 0 | 0 | 0 | 0 | 0
9915 | Area 1001 Wind 2030 | ATC | 2028 | AEP-KPCO | 0 | 0 | 0 | 0 | 0 |  | 0 | 0 | 0 | 0 | 0 | 0 | 0 | 0 | -1 | 0 | 0 |  | 0 | 0 | 0 | 0 | 0 | 0 | 0 | 0 | 0 | 0 | 0 | 0 | 0 | -1 | 0 | 0 | 0 | 0 | 0 | 0 | 0 | 0 | 0 | 0 | 0 | 0 | 0 | 0 | 0 | 0 | 0 |  |  |  |  | 0 | 0 | 0 | 0 | 0 | 0 | 0 | 0 | 0 | 1/1/2030 | 12/31/2099 | TRUE | Wind |  | 2028 |  |  |  | REF | 0 | 0 | Real 2021 ¦ 12/22/2022 3:42:52 PM | 0 | Area 1001 Wind 2030 | 0 |  | 1 | Unit |  | PJM | 0 | 0 | 0.11 | 0 | 0 | 0 | 0 | 0 | 0 | 0 | 0 | 0
9916 | Area 1001 Wind 2031 | ATC | 2028 | AEP-KPCO | 0 | 0 | 0 | 0 | 0 |  | 0 | 0 | 0 | 0 | 0 | 0 | 0 | 0 | -1 | 0 | 0 |  | 0 | 0 | 0 | 0 | 0 | 0 | 0 | 0 | 0 | 0 | 0 | 0 | 0 | -1 | 0 | 0 | 0 | 0 | 0 | 0 | 0 | 0 | 0 | 0 | 0 | 0 | 0 | 0 | 0 | 0 | 0 |  |  |  |  | 0 | 0 | 0 | 0 | 0 | 0 | 0 | 0 | 0 | 1/1/2031 | 12/31/2099 | TRUE | Wind |  | 2028 |  |  |  | REF | 0 | 0 | Real 2021 ¦ 12/22/2022 3:42:52 PM | 0 | Area 1001 Wind 2031 | 0 |  | 1 | Unit |  | PJM | 0 | 0 | 0.11 | 0 | 0 | 0 | 0 | 0 | 0 | 0 | 0 | 0
9917 | Area 1001 Wind 2032 | ATC | 2028 | AEP-KPCO | 0 | 0 | 0 | 0 | 0 |  | 0 | 0 | 0 | 0 | 0 | 0 | 0 | 0 | -1 | 0 | 0 |  | 0 | 0 | 0 | 0 | 0 | 0 | 0 | 0 | 0 | 0 | 0 | 0 | 0 | -1 | 0 | 0 | 0 | 0 | 0 | 0 | 0 | 0 | 0 | 0 | 0 | 0 | 0 | 0 | 0 | 0 | 0 |  |  |  |  | 0 | 0 | 0 | 0 | 0 | 0 | 0 | 0 | 0 | 1/1/2032 | 12/31/2099 | TRUE | Wind |  | 2028 |  |  |  | REF | 0 | 0 | Real 2021 ¦ 12/22/2022 3:42:52 PM | 0 | Area 1001 Wind 2032 | 0 |  | 1 | Unit |  | PJM | 0 | 0 | 0.11 | 0 | 0 | 0 | 0 | 0 | 0 | 0 | 0 | 0
9918 | Area 1001 Wind 2033 | ATC | 2028 | AEP-KPCO | 0 | 0 | 0 | 0 | 0 |  | 0 | 0 | 0 | 0 | 0 | 0 | 0 | 0 | -1 | 0 | 0 |  | 0 | 0 | 0 | 0 | 0 | 0 | 0 | 0 | 0 | 0 | 0 | 0 | 0 | -1 | 0 | 0 | 0 | 0 | 0 | 0 | 0 | 0 | 0 | 0 | 0 | 0 | 0 | 0 | 0 | 0 | 0 |  |  |  |  | 0 | 0 | 0 | 0 | 0 | 0 | 0 | 0 | 0 | 1/1/2033 | 12/31/2099 | TRUE | Wind |  | 2028 |  |  |  | REF | 0 | 0 | Real 2021 ¦ 12/22/2022 3:42:52 PM | 0 | Area 1001 Wind 2033 | 0 |  | 1 | Unit |  | PJM | 0 | 0 | 0.11 | 0 | 0 | 0 | 0 | 0 | 0 | 0 | 0 | 0
9919 | Area 1001 Wind 2034 | ATC | 2028 | AEP-KPCO | 0 | 0 | 0 | 0 | 0 |  | 0 | 0 | 0 | 0 | 0 | 0 | 0 | 0 | -1 | 0 | 0 |  | 0 | 0 | 0 | 0 | 0 | 0 | 0 | 0 | 0 | 0 | 0 | 0 | 0 | -1 | 0 | 0 | 0 | 0 | 0 | 0 | 0 | 0 | 0 | 0 | 0 | 0 | 0 | 0 | 0 | 0 | 0 |  |  |  |  | 0 | 0 | 0 | 0 | 0 | 0 | 0 | 0 | 0 | 1/1/2034 | 12/31/2099 | TRUE | Wind |  | 2028 |  |  |  | REF | 0 | 0 | Real 2021 ¦ 12/22/2022 3:42:52 PM | 0 | Area 1001 Wind 2034 | 0 |  | 1 | Unit |  | PJM | 0 | 0 | 0.11 | 0 | 0 | 0 | 0 | 0 | 0 | 0 | 0 | 0
9920 | Area 1001 Wind 2035 | ATC | 2028 | AEP-KPCO | 0 | 0 | 0 | 0 | 0 |  | 0 | 0 | 0 | 0 | 0 | 0 | 0 | 0 | -1 | 0 | 0 |  | 0 | 0 | 0 | 0 | 0 | 0 | 0 | 0 | 0 | 0 | 0 | 0 | 0 | -1 | 0 | 0 | 0 | 0 | 0 | 0 | 0 | 0 | 0 | 0 | 0 | 0 | 0 | 0 | 0 | 0 | 0 |  |  |  |  | 0 | 0 | 0 | 0 | 0 | 0 | 0 | 0 | 0 | 1/1/2035 | 12/31/2099 | TRUE | Wind |  | 2028 |  |  |  | REF | 0 | 0 | Real 2021 ¦ 12/22/2022 3:42:52 PM | 0 | Area 1001 Wind 2035 | 0 |  | 1 | Unit |  | PJM | 0 | 0 | 0.11 | 0 | 0 | 0 | 0 | 0 | 0 | 0 | 0 | 0
9921 | Area 1001 Wind 2036 | ATC | 2028 | AEP-KPCO | 0 | 0 | 0 | 0 | 0 |  | 0 | 0 | 0 | 0 | 0 | 0 | 0 | 0 | -1 | 0 | 0 |  | 0 | 0 | 0 | 0 | 0 | 0 | 0 | 0 | 0 | 0 | 0 | 0 | 0 | -1 | 0 | 0 | 0 | 0 | 0 | 0 | 0 | 0 | 0 | 0 | 0 | 0 | 0 | 0 | 0 | 0 | 0 |  |  |  |  | 0 | 0 | 0 | 0 | 0 | 0 | 0 | 0 | 0 | 1/1/2036 | 12/31/2099 | TRUE | Wind |  | 2028 |  |  |  | REF | 0 | 0 | Real 2021 ¦ 12/22/2022 3:42:52 PM | 0 | Area 1001 Wind 2036 | 0 |  | 1 | Unit |  | PJM | 0 | 0 | 0.11 | 0 | 0 | 0 | 0 | 0 | 0 | 0 | 0 | 0
9922 | Area 1001 Wind 2037 | ATC | 2028 | AEP-KPCO | 0 | 0 | 0 | 0 | 0 |  | 0 | 0 | 0 | 0 | 0 | 0 | 0 | 0 | -1 | 0 | 0 |  | 0 | 0 | 0 | 0 | 0 | 0 | 0 | 0 | 0 | 0 | 0 | 0 | 0 | -1 | 0 | 0 | 0 | 0 | 0 | 0 | 0 | 0 | 0 | 0 | 0 | 0 | 0 | 0 | 0 | 0 | 0 |  |  |  |  | 0 | 0 | 0 | 0 | 0 | 0 | 0 | 0 | 0 | 1/1/2037 | 12/31/2099 | TRUE | Wind |  | 2028 |  |  |  | REF | 0 | 0 | Real 2021 ¦ 12/22/2022 3:42:52 PM | 0 | Area 1001 Wind 2037 | 0 |  | 1 | Unit |  | PJM | 0 | 0 | 0.11 | 0 | 0 | 0 | 0 | 0 | 0 | 0 | 0 | 0
9923 | Area 1001 Wind 2038 | ATC | 2028 | AEP-KPCO | 0 | 0 | 0 | 0 | 0 |  | 0 | 0 | 0 | 0 | 0 | 0 | 0 | 0 | -1 | 0 | 0 |  | 0 | 0 | 0 | 0 | 0 | 0 | 0 | 0 | 0 | 0 | 0 | 0 | 0 | -1 | 0 | 0 | 0 | 0 | 0 | 0 | 0 | 0 | 0 | 0 | 0 | 0 | 0 | 0 | 0 | 0 | 0 |  |  |  |  | 0 | 0 | 0 | 0 | 0 | 0 | 0 | 0 | 0 | 1/1/2038 | 12/31/2099 | TRUE | Wind |  | 2028 |  |  |  | REF | 0 | 0 | Real 2021 ¦ 12/22/2022 3:42:52 PM | 0 | Area 1001 Wind 2038 | 0 |  | 1 | Unit |  | PJM | 0 | 0 | 0.11 | 0 | 0 | 0 | 0 | 0 | 0 | 0 | 0 | 0
9924 | Area 1001 Wind 2039 | ATC | 2028 | AEP-KPCO | 0 | 0 | 0 | 0 | 0 |  | 0 | 0 | 0 | 0 | 0 | 0 | 0 | 0 | -1 | 0 | 0 |  | 0 | 0 | 0 | 0 | 0 | 0 | 0 | 0 | 0 | 0 | 0 | 0 | 0 | -1 | 0 | 0 | 0 | 0 | 0 | 0 | 0 | 0 | 0 | 0 | 0 | 0 | 0 | 0 | 0 | 0 | 0 |  |  |  |  | 0 | 0 | 0 | 0 | 0 | 0 | 0 | 0 | 0 | 1/1/2039 | 12/31/2099 | TRUE | Wind |  | 2028 |  |  |  | REF | 0 | 0 | Real 2021 ¦ 12/22/2022 3:42:52 PM | 0 | Area 1001 Wind 2039 | 0 |  | 1 | Unit |  | PJM | 0 | 0 | 0.11 | 0 | 0 | 0 | 0 | 0 | 0 | 0 | 0 | 0
9925 | Area 1001 Wind 2040 | ATC | 2028 | AEP-KPCO | 0 | 0 | 0 | 0 | 0 |  | 0 | 0 | 0 | 0 | 0 | 0 | 0 | 0 | -1 | 0 | 0 |  | 0 | 0 | 0 | 0 | 0 | 0 | 0 | 0 | 0 | 0 | 0 | 0 | 0 | -1 | 0 | 0 | 0 | 0 | 0 | 0 | 0 | 0 | 0 | 0 | 0 | 0 | 0 | 0 | 0 | 0 | 0 |  |  |  |  | 0 | 0 | 0 | 0 | 0 | 0 | 0 | 0 | 0 | 1/1/2040 | 12/31/2099 | TRUE | Wind |  | 2028 |  |  |  | REF | 0 | 0 | Real 2021 ¦ 12/22/2022 3:42:52 PM | 0 | Area 1001 Wind 2040 | 0 |  | 1 | Unit |  | PJM | 0 | 0 | 0.11 | 0 | 0 | 0 | 0 | 0 | 0 | 0 | 0 | 0
9926 | Area 1001 Wind 2041 | ATC | 2028 | AEP-KPCO | 0 | 0 | 0 | 0 | 0 |  | 0 | 0 | 0 | 0 | 0 | 0 | 0 | 0 | -1 | 0 | 0 |  | 0 | 0 | 0 | 0 | 0 | 0 | 0 | 0 | 0 | 0 | 0 | 0 | 0 | -1 | 0 | 0 | 0 | 0 | 0 | 0 | 0 | 0 | 0 | 0 | 0 | 0 | 0 | 0 | 0 | 0 | 0 |  |  |  |  | 0 | 0 | 0 | 0 | 0 | 0 | 0 | 0 | 0 | 1/1/2041 | 12/31/2099 | TRUE | Wind |  | 2028 |  |  |  | REF | 0 | 0 | Real 2021 ¦ 12/22/2022 3:42:52 PM | 0 | Area 1001 Wind 2041 | 0 |  | 1 | Unit |  | PJM | 0 | 0 | 0.11 | 0 | 0 | 0 | 0 | 0 | 0 | 0 | 0 | 0
9927 | Area 1001 Wind 2042 | ATC | 2028 | AEP-KPCO | 0 | 0 | 0 | 0 | 0 |  | 0 | 0 | 0 | 0 | 0 | 0 | 0 | 0 | -1 | 0 | 0 |  | 0 | 0 | 0 | 0 | 0 | 0 | 0 | 0 | 0 | 0 | 0 | 0 | 0 | -1 | 0 | 0 | 0 | 0 | 0 | 0 | 0 | 0 | 0 | 0 | 0 | 0 | 0 | 0 | 0 | 0 | 0 |  |  |  |  | 0 | 0 | 0 | 0 | 0 | 0 | 0 | 0 | 0 | 1/1/2042 | 12/31/2099 | TRUE | Wind |  | 2028 |  |  |  | REF | 0 | 0 | Real 2021 ¦ 12/22/2022 3:42:52 PM | 0 | Area 1001 Wind 2042 | 0 |  | 1 | Unit |  | PJM | 0 | 0 | 0.11 | 0 | 0 | 0 | 0 | 0 | 0 | 0 | 0 | 0
9928 | Area 1001 Wind 2043 | ATC | 2028 | AEP-KPCO | 0 | 0 | 0 | 0 | 0 |  | 0 | 0 | 0 | 0 | 0 | 0 | 0 | 0 | -1 | 0 | 0 |  | 0 | 0 | 0 | 0 | 0 | 0 | 0 | 0 | 0 | 0 | 0 | 0 | 0 | -1 | 0 | 0 | 0 | 0 | 0 | 0 | 0 | 0 | 0 | 0 | 0 | 0 | 0 | 0 | 0 | 0 | 0 |  |  |  |  | 0 | 0 | 0 | 0 | 0 | 0 | 0 | 0 | 0 | 1/1/2043 | 12/31/2099 | TRUE | Wind |  | 2028 |  |  |  | REF | 0 | 0 | Real 2021 ¦ 12/22/2022 3:42:52 PM | 0 | Area 1001 Wind 2043 | 0 |  | 1 | Unit |  | PJM | 0 | 0 | 0.11 | 0 | 0 | 0 | 0 | 0 | 0 | 0 | 0 | 0
9929 | Area 1001 4-Hour Li-on Battery 2022 | ATC | 2028 | AEP-KPCO | 50 | 50 | 0 | 0 | 0 |  | 0 | 9526.9863 | 50 | 8240.8984 | 1286.088 | 0 | 0 | 0 | -1 | 0 | 0 |  | 0 | 0 | -0.86408 | -7590.1118 | -7590.1118 | 0 | 0 | 0 | 0 | 1479.8875 | 1479.8875 | 0 | 0 | -1 | 0 | 0 | 581 | 0 | 0.076812 | 0.076812 | 0 | 0 | 0 | 0 | 0 | -9258.8369 | 0 | 0 | 0 | 0 | 0 | -0.017282 |  |  |  | 0 | 0 | 0 | 0 | 0 | 3884 | 36669.1953 | 37620.4141 | -949.2355 | 1/1/2022 | 12/31/2031 | TRUE | 4-Hour Li-on Battery Storage |  | 2028 |  |  |  | REF | 0 | 0 | Real 2021 ¦ 12/22/2022 3:42:52 PM | 63.17 | Area 1001 4-Hour Li-on Battery 2022 | 0 |  | 1 | Unit |  | PJM | 48.5 | 0 | 0.97 | 0 | 0 | 0 | 0 | 439200 | 1211.738 | 0 | 0 | 0
9930 | Area 1001 4-Hour Li-on Battery 2023 | ATC | 2028 | AEP-KPCO | 50 | 50 | 0 | 0 | 0 |  | 0 | 10608.8467 | 50 | 9430.3926 | 1178.454 | 0 | 0 | 0 | -1 | 0 | 0 |  | 0 | 0 | -0.86408 | -7590.1118 | -7590.1118 | 0 | 0 | 0 | 0 | 1479.8875 | 1479.8875 | 0 | 0 | -1 | 0 | 0 | 581 | 0 | 0.14865 | 0.14865 | 0 | 0 | 0 | 0 | 0 | -10340.6973 | 0 | 0 | 0 | 0 | 0 | -0.017282 |  |  |  | 0 | 0 | 0 | 0 | 0 | 3884 | 36669.1953 | 37620.4141 | -949.2355 | 1/1/2023 | 12/31/2032 | TRUE | 4-Hour Li-on Battery Storage |  | 2028 |  |  |  | REF | 0 | 0 | Real 2021 ¦ 12/22/2022 3:42:52 PM | 63.17 | Area 1001 4-Hour Li-on Battery 2023 | 0 |  | 1 | Unit |  | PJM | 48.5 | 0 | 0.97 | 0 | 0 | 0 | 0 | 439200 | 1211.738 | 0 | 0 | 0
9931 | Area 1001 4-Hour Li-on Battery 2024 | ATC | 2028 | AEP-KPCO | 50 | 50 | 0 | 0 | 0 |  | 0 | 9165.4473 | 50 | 8072.5483 | 1092.8988 | 0 | 0 | 0 | -1 | 0 | 0 |  | 0 | 0 | -0.86615 | -7608.2798 | -7608.2798 | 0 | 0 | 0 | 0 | 1487.21 | 1487.21 | 0 | 0 | -1 | 0 | 0 | 579 | 0 | 0.048631 | 0.048631 | 0 | 0 | 0 | 0 | 0 | -8892.833 | 0 | 0 | 0 | 0 | 0 | -0.017323 |  |  |  | 0 | 0 | 0 | 0 | 0 | 3892 | 36842.2734 | 37782.9688 | -938.7167 | 1/1/2024 | 12/31/2033 | TRUE | 4-Hour Li-on Battery Storage |  | 2028 |  |  |  | REF | 0 | 0 | Real 2021 ¦ 12/22/2022 3:42:52 PM | 11.45 | Area 1001 4-Hour Li-on Battery 2024 | 0 |  | 1 | Unit |  | PJM | 48.5 | 0 | 0.97 | 0 | 0 | 0 | 0 | 439200 | 1214.5956 | 0 | 0 | 0
9932 | Area 1001 4-Hour Li-on Battery 2025 | ATC | 2028 | AEP-KPCO | 50 | 50 | 0 | 0 | 0 |  | 0 | 8400.9697 | 50 | 7366.0278 | 1034.942 | 0 | 0 | 0 | -1 | 0 | 0 |  | 0 | 0 | -0.86605 | -7607.3877 | -7607.3877 | 0 | 0 | 0 | 0 | 1487.1194 | 1487.1194 | 0 | 0 | -1 | 0 | 0 | 579 | 0 | 0.15218 | 0.15218 | 0 | 0 | 0 | 0 | 0 | -8128.2422 | 0 | 0 | 0 | 0 | 0 | -0.017321 |  |  |  | 0 | 0 | 0 | 0 | 0 | 3892 | 36839.8867 | 37780.1836 | -938.3163 | 1/1/2025 | 12/31/2034 | TRUE | 4-Hour Li-on Battery Storage |  | 2028 |  |  |  | REF | 0 | 0 | Real 2021 ¦ 12/22/2022 3:42:52 PM | 9 | Area 1001 4-Hour Li-on Battery 2025 | 0 |  | 1 | Unit |  | PJM | 48.5 | 0 | 0.97 | 0 | 0 | 0 | 0 | 439200 | 1214.392 | 0 | 0 | 0
9933 | Area 1001 4-Hour Li-on Battery 2026 | ATC | 2028 | AEP-KPCO | 50 | 50 | 0 | 0 | 0 |  | 0 | 8130.5049 | 50 | 7139.7202 | 990.7845 | 0 | 0 | 0 | -1 | 0 | 0 |  | 0 | 0 | -0.86595 | -7606.499 | -7606.499 | 0 | 0 | 0 | 0 | 1487.0291 | 1487.0291 | 0 | 0 | -1 | 0 | 0 | 579 | 0 | 0.19375 | 0.19375 | 0 | 0 | 0 | 0 | 0 | -7857.665 | 0 | 0 | 0 | 0 | 0 | -0.017319 |  |  |  | 0 | 0 | 0 | 0 | 0 | 3892 | 36837.5117 | 37777.4102 | -937.9174 | 1/1/2026 | 12/31/2035 | TRUE | 4-Hour Li-on Battery Storage |  | 2028 |  |  |  | REF | 0 | 0 | Real 2021 ¦ 12/22/2022 3:42:52 PM | 6.56 | Area 1001 4-Hour Li-on Battery 2026 | 0 |  | 1 | Unit |  | PJM | 48.5 | 0 | 0.97 | 0 | 0 | 0 | 0 | 439200 | 1214.1892 | 0 | 0 | 0
9934 | Area 1001 4-Hour Li-on Battery 2027 | ATC | 2028 | AEP-KPCO | 50 | 50 | 0 | 0 | 0 |  | 0 | 7912.4771 | 50 | 6960.3306 | 952.1467 | 0 | 0 | 0 | -1 | 0 | 0 |  | 0 | 0 | -0.86585 | -7605.6167 | -7605.6167 | 0 | 0 | 0 | 0 | 1486.9392 | 1486.9392 | 0 | 0 | -1 | 0 | 0 | 578 | 0 | 0.08555 | 0.08555 | 0 | 0 | 0 | 0 | 0 | -7639.5259 | 0 | 0 | 0 | 0 | 0 | -0.017317 |  |  |  | 0 | 0 | 0 | 0 | 0 | 3894 | 36835.1562 | 37774.6562 | -937.5208 | 1/1/2027 | 12/31/2036 | TRUE | 4-Hour Li-on Battery Storage |  | 2028 |  |  |  | REF | 0 | 0 | Real 2021 ¦ 12/22/2022 3:42:52 PM | 4.14 | Area 1001 4-Hour Li-on Battery 2027 | 0 |  | 1 | Unit |  | PJM | 48.5 | 0 | 0.97 | 0 | 0 | 0 | 0 | 439200 | 1213.988 | 0 | 0 | 0
9935 | Area 1001 4-Hour Li-on Battery 2028 | ATC | 2028 | AEP-KPCO | 50 | 50 | 0 | 0 | 0 |  | 0 | 7630.9727 | 50 | 6722.9839 | 907.9892 | 0 | 0 | 0 | -1 | 0 | 0 |  | 0 | 0 | -0.86576 | -7604.8589 | -7604.8589 | 0 | 0 | 0 | 0 | 1486.8578 | 1486.8578 | 0 | 0 | -1 | 0 | 0 | 578 | 0 | 0.090868 | 0.090868 | 0 | 0 | 0 | 0 | 0 | -7357.9243 | 0 | 0 | 0 | 0 | 0 | -0.017315 |  |  |  | 0 | 0 | 0 | 0 | 0 | 3898 | 36833.0352 | 37772.207 | -937.1951 | 1/1/2028 | 12/31/2037 | TRUE | 4-Hour Li-on Battery Storage |  | 2028 |  |  |  | REF | 0 | 0 | Real 2021 ¦ 12/22/2022 3:42:52 PM | 1.98 | Area 1001 4-Hour Li-on Battery 2028 | 0 |  | 1 | Unit |  | PJM | 48.5 | 0 | 0.97 | 0 | 0 | 0 | 0 | 439200 | 1213.8092 | 0 | 0 | 0
9936 | Area 1001 4-Hour Li-on Battery 2029 | ATC | 2028 | AEP-KPCO | 0 | 0 | 0 | 0 | 0 |  | 0 | 0 | 0 | 0 | 0 | 0 | 0 | 0 | -1 | 0 | 0 |  | 0 | 0 | 0 | 0 | 0 | 0 | 0 | 0 | 0 | 0 | 0 | 0 | 0 | -1 | 0 | 0 | 0 | 0 | 0 | 0 | 0 | 0 | 0 | 0 | 0 | 0 | 0 | 0 | 0 | 0 | 0 |  |  |  |  | 0 | 0 | 0 | 0 | 0 | 0 | 0 | 0 | -3.1858e-05 | 1/1/2029 | 12/31/2038 | TRUE | 4-Hour Li-on Battery Storage |  | 2028 |  |  |  | REF | 0 | 0 | Real 2021 ¦ 12/22/2022 3:42:52 PM | 0 | Area 1001 4-Hour Li-on Battery 2029 | 0 |  | 1 | Unit |  | PJM | 0 | 0 | 0.97 | 0 | 0 | 0 | 0 | 0 | 0 | 0 | 0 | 0
9937 | Area 1001 4-Hour Li-on Battery 2030 | ATC | 2028 | AEP-KPCO | 0 | 0 | 0 | 0 | 0 |  | 0 | 0 | 0 | 0 | 0 | 0 | 0 | 0 | -1 | 0 | 0 |  | 0 | 0 | 0 | 0 | 0 | 0 | 0 | 0 | 0 | 0 | 0 | 0 | 0 | -1 | 0 | 0 | 0 | 0 | 0 | 0 | 0 | 0 | 0 | 0 | 0 | 0 | 0 | 0 | 0 | 0 | 0 |  |  |  |  | 0 | 0 | 0 | 0 | 0 | 0 | 0 | 0 | -3.1858e-05 | 1/1/2030 | 12/31/2039 | TRUE | 4-Hour Li-on Battery Storage |  | 2028 |  |  |  | REF | 0 | 0 | Real 2021 ¦ 12/22/2022 3:42:52 PM | 0 | Area 1001 4-Hour Li-on Battery 2030 | 0 |  | 1 | Unit |  | PJM | 0 | 0 | 0.97 | 0 | 0 | 0 | 0 | 0 | 0 | 0 | 0 | 0
9938 | Area 1001 4-Hour Li-on Battery 2031 | ATC | 2028 | AEP-KPCO | 0 | 0 | 0 | 0 | 0 |  | 0 | 0 | 0 | 0 | 0 | 0 | 0 | 0 | -1 | 0 | 0 |  | 0 | 0 | 0 | 0 | 0 | 0 | 0 | 0 | 0 | 0 | 0 | 0 | 0 | -1 | 0 | 0 | 0 | 0 | 0 | 0 | 0 | 0 | 0 | 0 | 0 | 0 | 0 | 0 | 0 | 0 | 0 |  |  |  |  | 0 | 0 | 0 | 0 | 0 | 0 | 0 | 0 | -3.1858e-05 | 1/1/2031 | 12/31/2040 | TRUE | 4-Hour Li-on Battery Storage |  | 2028 |  |  |  | REF | 0 | 0 | Real 2021 ¦ 12/22/2022 3:42:52 PM | 0 | Area 1001 4-Hour Li-on Battery 2031 | 0 |  | 1 | Unit |  | PJM | 0 | 0 | 0.97 | 0 | 0 | 0 | 0 | 0 | 0 | 0 | 0 | 0
9939 | Area 1001 4-Hour Li-on Battery 2032 | ATC | 2028 | AEP-KPCO | 0 | 0 | 0 | 0 | 0 |  | 0 | 0 | 0 | 0 | 0 | 0 | 0 | 0 | -1 | 0 | 0 |  | 0 | 0 | 0 | 0 | 0 | 0 | 0 | 0 | 0 | 0 | 0 | 0 | 0 | -1 | 0 | 0 | 0 | 0 | 0 | 0 | 0 | 0 | 0 | 0 | 0 | 0 | 0 | 0 | 0 | 0 | 0 |  |  |  |  | 0 | 0 | 0 | 0 | 0 | 0 | 0 | 0 | -3.1858e-05 | 1/1/2032 | 12/31/2041 | TRUE | 4-Hour Li-on Battery Storage |  | 2028 |  |  |  | REF | 0 | 0 | Real 2021 ¦ 12/22/2022 3:42:52 PM | 0 | Area 1001 4-Hour Li-on Battery 2032 | 0 |  | 1 | Unit |  | PJM | 0 | 0 | 0.97 | 0 | 0 | 0 | 0 | 0 | 0 | 0 | 0 | 0
9940 | Area 1001 4-Hour Li-on Battery 2033 | ATC | 2028 | AEP-KPCO | 0 | 0 | 0 | 0 | 0 |  | 0 | 0 | 0 | 0 | 0 | 0 | 0 | 0 | -1 | 0 | 0 |  | 0 | 0 | 0 | 0 | 0 | 0 | 0 | 0 | 0 | 0 | 0 | 0 | 0 | -1 | 0 | 0 | 0 | 0 | 0 | 0 | 0 | 0 | 0 | 0 | 0 | 0 | 0 | 0 | 0 | 0 | 0 |  |  |  |  | 0 | 0 | 0 | 0 | 0 | 0 | 0 | 0 | -3.1858e-05 | 1/1/2033 | 12/31/2042 | TRUE | 4-Hour Li-on Battery Storage |  | 2028 |  |  |  | REF | 0 | 0 | Real 2021 ¦ 12/22/2022 3:42:52 PM | 0 | Area 1001 4-Hour Li-on Battery 2033 | 0 |  | 1 | Unit |  | PJM | 0 | 0 | 0.97 | 0 | 0 | 0 | 0 | 0 | 0 | 0 | 0 | 0
9941 | Area 1001 4-Hour Li-on Battery 2034 | ATC | 2028 | AEP-KPCO | 0 | 0 | 0 | 0 | 0 |  | 0 | 0 | 0 | 0 | 0 | 0 | 0 | 0 | -1 | 0 | 0 |  | 0 | 0 | 0 | 0 | 0 | 0 | 0 | 0 | 0 | 0 | 0 | 0 | 0 | -1 | 0 | 0 | 0 | 0 | 0 | 0 | 0 | 0 | 0 | 0 | 0 | 0 | 0 | 0 | 0 | 0 | 0 |  |  |  |  | 0 | 0 | 0 | 0 | 0 | 0 | 0 | 0 | -3.1852e-05 | 1/1/2034 | 12/31/2043 | TRUE | 4-Hour Li-on Battery Storage |  | 2028 |  |  |  | REF | 0 | 0 | Real 2021 ¦ 12/22/2022 3:42:52 PM | 0 | Area 1001 4-Hour Li-on Battery 2034 | 0 |  | 1 | Unit |  | PJM | 0 | 0 | 0.97 | 0 | 0 | 0 | 0 | 0 | 0 | 0 | 0 | 0
9942 | Area 1001 4-Hour Li-on Battery 2035 | ATC | 2028 | AEP-KPCO | 0 | 0 | 0 | 0 | 0 |  | 0 | 0 | 0 | 0 | 0 | 0 | 0 | 0 | -1 | 0 | 0 |  | 0 | 0 | 0 | 0 | 0 | 0 | 0 | 0 | 0 | 0 | 0 | 0 | 0 | -1 | 0 | 0 | 0 | 0 | 0 | 0 | 0 | 0 | 0 | 0 | 0 | 0 | 0 | 0 | 0 | 0 | 0 |  |  |  |  | 0 | 0 | 0 | 0 | 0 | 0 | 0 | 0 | -3.1852e-05 | 1/1/2035 | 12/31/2044 | TRUE | 4-Hour Li-on Battery Storage |  | 2028 |  |  |  | REF | 0 | 0 | Real 2021 ¦ 12/22/2022 3:42:52 PM | 0 | Area 1001 4-Hour Li-on Battery 2035 | 0 |  | 1 | Unit |  | PJM | 0 | 0 | 0.97 | 0 | 0 | 0 | 0 | 0 | 0 | 0 | 0 | 0
9943 | Area 1001 4-Hour Li-on Battery 2036 | ATC | 2028 | AEP-KPCO | 0 | 0 | 0 | 0 | 0 |  | 0 | 0 | 0 | 0 | 0 | 0 | 0 | 0 | -1 | 0 | 0 |  | 0 | 0 | 0 | 0 | 0 | 0 | 0 | 0 | 0 | 0 | 0 | 0 | 0 | -1 | 0 | 0 | 0 | 0 | 0 | 0 | 0 | 0 | 0 | 0 | 0 | 0 | 0 | 0 | 0 | 0 | 0 |  |  |  |  | 0 | 0 | 0 | 0 | 0 | 0 | 0 | 0 | -3.1852e-05 | 1/1/2036 | 12/31/2045 | TRUE | 4-Hour Li-on Battery Storage |  | 2028 |  |  |  | REF | 0 | 0 | Real 2021 ¦ 12/22/2022 3:42:52 PM | 0 | Area 1001 4-Hour Li-on Battery 2036 | 0 |  | 1 | Unit |  | PJM | 0 | 0 | 0.97 | 0 | 0 | 0 | 0 | 0 | 0 | 0 | 0 | 0
9944 | Area 1001 4-Hour Li-on Battery 2037 | ATC | 2028 | AEP-KPCO | 0 | 0 | 0 | 0 | 0 |  | 0 | 0 | 0 | 0 | 0 | 0 | 0 | 0 | -1 | 0 | 0 |  | 0 | 0 | 0 | 0 | 0 | 0 | 0 | 0 | 0 | 0 | 0 | 0 | 0 | -1 | 0 | 0 | 0 | 0 | 0 | 0 | 0 | 0 | 0 | 0 | 0 | 0 | 0 | 0 | 0 | 0 | 0 |  |  |  |  | 0 | 0 | 0 | 0 | 0 | 0 | 0 | 0 | -3.1852e-05 | 1/1/2037 | 12/31/2046 | TRUE | 4-Hour Li-on Battery Storage |  | 2028 |  |  |  | REF | 0 | 0 | Real 2021 ¦ 12/22/2022 3:42:52 PM | 0 | Area 1001 4-Hour Li-on Battery 2037 | 0 |  | 1 | Unit |  | PJM | 0 | 0 | 0.97 | 0 | 0 | 0 | 0 | 0 | 0 | 0 | 0 | 0
9945 | Area 1001 4-Hour Li-on Battery 2038 | ATC | 2028 | AEP-KPCO | 0 | 0 | 0 | 0 | 0 |  | 0 | 0 | 0 | 0 | 0 | 0 | 0 | 0 | -1 | 0 | 0 |  | 0 | 0 | 0 | 0 | 0 | 0 | 0 | 0 | 0 | 0 | 0 | 0 | 0 | -1 | 0 | 0 | 0 | 0 | 0 | 0 | 0 | 0 | 0 | 0 | 0 | 0 | 0 | 0 | 0 | 0 | 0 |  |  |  |  | 0 | 0 | 0 | 0 | 0 | 0 | 0 | 0 | -3.1852e-05 | 1/1/2038 | 12/31/2047 | TRUE | 4-Hour Li-on Battery Storage |  | 2028 |  |  |  | REF | 0 | 0 | Real 2021 ¦ 12/22/2022 3:42:52 PM | 0 | Area 1001 4-Hour Li-on Battery 2038 | 0 |  | 1 | Unit |  | PJM | 0 | 0 | 0.97 | 0 | 0 | 0 | 0 | 0 | 0 | 0 | 0 | 0
9946 | Area 1001 4-Hour Li-on Battery 2039 | ATC | 2028 | AEP-KPCO | 0 | 0 | 0 | 0 | 0 |  | 0 | 0 | 0 | 0 | 0 | 0 | 0 | 0 | -1 | 0 | 0 |  | 0 | 0 | 0 | 0 | 0 | 0 | 0 | 0 | 0 | 0 | 0 | 0 | 0 | -1 | 0 | 0 | 0 | 0 | 0 | 0 | 0 | 0 | 0 | 0 | 0 | 0 | 0 | 0 | 0 | 0 | 0 |  |  |  |  | 0 | 0 | 0 | 0 | 0 | 0 | 0 | 0 | -3.1852e-05 | 1/1/2039 | 12/31/2048 | TRUE | 4-Hour Li-on Battery Storage |  | 2028 |  |  |  | REF | 0 | 0 | Real 2021 ¦ 12/22/2022 3:42:52 PM | 0 | Area 1001 4-Hour Li-on Battery 2039 | 0 |  | 1 | Unit |  | PJM | 0 | 0 | 0.97 | 0 | 0 | 0 | 0 | 0 | 0 | 0 | 0 | 0
9947 | Area 1001 4-Hour Li-on Battery 2040 | ATC | 2028 | AEP-KPCO | 0 | 0 | 0 | 0 | 0 |  | 0 | 0 | 0 | 0 | 0 | 0 | 0 | 0 | -1 | 0 | 0 |  | 0 | 0 | 0 | 0 | 0 | 0 | 0 | 0 | 0 | 0 | 0 | 0 | 0 | -1 | 0 | 0 | 0 | 0 | 0 | 0 | 0 | 0 | 0 | 0 | 0 | 0 | 0 | 0 | 0 | 0 | 0 |  |  |  |  | 0 | 0 | 0 | 0 | 0 | 0 | 0 | 0 | -3.1852e-05 | 1/1/2040 | 12/31/2049 | TRUE | 4-Hour Li-on Battery Storage |  | 2028 |  |  |  | REF | 0 | 0 | Real 2021 ¦ 12/22/2022 3:42:52 PM | 0 | Area 1001 4-Hour Li-on Battery 2040 | 0 |  | 1 | Unit |  | PJM | 0 | 0 | 0.97 | 0 | 0 | 0 | 0 | 0 | 0 | 0 | 0 | 0
9948 | Area 1001 4-Hour Li-on Battery 2041 | ATC | 2028 | AEP-KPCO | 0 | 0 | 0 | 0 | 0 |  | 0 | 0 | 0 | 0 | 0 | 0 | 0 | 0 | -1 | 0 | 0 |  | 0 | 0 | 0 | 0 | 0 | 0 | 0 | 0 | 0 | 0 | 0 | 0 | 0 | -1 | 0 | 0 | 0 | 0 | 0 | 0 | 0 | 0 | 0 | 0 | 0 | 0 | 0 | 0 | 0 | 0 | 0 |  |  |  |  | 0 | 0 | 0 | 0 | 0 | 0 | 0 | 0 | -3.1852e-05 | 1/1/2041 | 12/31/2050 | TRUE | 4-Hour Li-on Battery Storage |  | 2028 |  |  |  | REF | 0 | 0 | Real 2021 ¦ 12/22/2022 3:42:52 PM | 0 | Area 1001 4-Hour Li-on Battery 2041 | 0 |  | 1 | Unit |  | PJM | 0 | 0 | 0.97 | 0 | 0 | 0 | 0 | 0 | 0 | 0 | 0 | 0
9949 | Area 1001 4-Hour Li-on Battery 2042 | ATC | 2028 | AEP-KPCO | 0 | 0 | 0 | 0 | 0 |  | 0 | 0 | 0 | 0 | 0 | 0 | 0 | 0 | -1 | 0 | 0 |  | 0 | 0 | 0 | 0 | 0 | 0 | 0 | 0 | 0 | 0 | 0 | 0 | 0 | -1 | 0 | 0 | 0 | 0 | 0 | 0 | 0 | 0 | 0 | 0 | 0 | 0 | 0 | 0 | 0 | 0 | 0 |  |  |  |  | 0 | 0 | 0 | 0 | 0 | 0 | 0 | 0 | -3.1852e-05 | 1/1/2042 | 12/31/2051 | TRUE | 4-Hour Li-on Battery Storage |  | 2028 |  |  |  | REF | 0 | 0 | Real 2021 ¦ 12/22/2022 3:42:52 PM | 0 | Area 1001 4-Hour Li-on Battery 2042 | 0 |  | 1 | Unit |  | PJM | 0 | 0 | 0.97 | 0 | 0 | 0 | 0 | 0 | 0 | 0 | 0 | 0
9950 | Area 1001 4-Hour Li-on Battery 2043 | ATC | 2028 | AEP-KPCO | 0 | 0 | 0 | 0 | 0 |  | 0 | 0 | 0 | 0 | 0 | 0 | 0 | 0 | -1 | 0 | 0 |  | 0 | 0 | 0 | 0 | 0 | 0 | 0 | 0 | 0 | 0 | 0 | 0 | 0 | -1 | 0 | 0 | 0 | 0 | 0 | 0 | 0 | 0 | 0 | 0 | 0 | 0 | 0 | 0 | 0 | 0 | 0 |  |  |  |  | 0 | 0 | 0 | 0 | 0 | 0 | 0 | 0 | -3.1852e-05 | 1/1/2043 | 12/31/2052 | TRUE | 4-Hour Li-on Battery Storage |  | 2028 |  |  |  | REF | 0 | 0 | Real 2021 ¦ 12/22/2022 3:42:52 PM | 0 | Area 1001 4-Hour Li-on Battery 2043 | 0 |  | 1 | Unit |  | PJM | 0 | 0 | 0.97 | 0 | 0 | 0 | 0 | 0 | 0 | 0 | 0 | 0
9951 | Area 1001 20-Hour Flow Battery 2022 | ATC | 2028 | AEP-KPCO | 50 | 50 | 0 | 0 | 0 |  | 0 | 21217.6934 | 50 | 20674.002 | 543.6896 | 0 | 0 | 0 | -1 | 0 | 0 |  | 0 | 0 | -1.697 | -14906.1553 | -14906.1553 | 0 | 0 | 0 | 0 | 1239.5306 | 1239.5306 | 0 | 0 | -1 | 0 | 0 | 240 | 0 | 0.17948 | 0.17948 | 0 | 0 | 0 | 0 | 0 | -21063.0703 | 0 | 0 | 0 | 0 | 0 | -0.033939 |  |  |  | 0 | 0 | 0 | 0 | 0 | 2014 | 27405.6992 | 29618.2988 | -2210.0784 | 1/1/2022 | 12/31/2031 | TRUE | 20-Hour Flow Battery Storage |  | 2028 |  |  |  | REF | 0 | 0 | Real 2021 ¦ 12/22/2022 3:42:52 PM | 266.7595 | Area 1001 20-Hour Flow Battery 2022 | 0 |  | 1 | Unit |  | PJM | 48.5 | 0 | 0.97 | 0 | 0 | 0 | 0 | 439200 | 1084.9083 | 0 | 0 | 0
9952 | Area 1001 20-Hour Flow Battery 2023 | ATC | 2028 | AEP-KPCO | 50 | 50 | 0 | 0 | 0 |  | 0 | 24946.2441 | 50 | 24432.9121 | 513.3312 | 0 | 0 | 0 | -1 | 0 | 0 |  | 0 | 0 | -1.697 | -14906.1553 | -14906.1553 | 0 | 0 | 0 | 0 | 1239.5306 | 1239.5306 | 0 | 0 | -1 | 0 | 0 | 240 | 0 | 0.078843 | 0.078843 | 0 | 0 | 0 | 0 | 0 | -24791.6211 | 0 | 0 | 0 | 0 | 0 | -0.033939 |  |  |  | 0 | 0 | 0 | 0 | 0 | 2014 | 27405.6992 | 29618.2988 | -2210.0784 | 1/1/2023 | 12/31/2032 | TRUE | 20-Hour Flow Battery Storage |  | 2028 |  |  |  | REF | 0 | 0 | Real 2021 ¦ 12/22/2022 3:42:52 PM | 266.7595 | Area 1001 20-Hour Flow Battery 2023 | 0 |  | 1 | Unit |  | PJM | 48.5 | 0 | 0.97 | 0 | 0 | 0 | 0 | 439200 | 1084.9083 | 0 | 0 | 0
9953 | Area 1001 20-Hour Flow Battery 2024 | ATC | 2028 | AEP-KPCO | 50 | 50 | 0 | 0 | 0 |  | 0 | 21708.9453 | 50 | 21223.2129 | 485.7328 | 0 | 0 | 0 | -1 | 0 | 0 |  | 0 | 0 | -1.5896 | -13963.1113 | -13963.1113 | 0 | 0 | 0 | 0 | 1194.7053 | 1194.7053 | 0 | 0 | -1 | 0 | 0 | 232 | 0 | 0.060275 | 0.060275 | 0 | 0 | 0 | 0 | 0 | -21533.5586 | 0 | 0 | 0 | 0 | 0 | -0.031792 |  |  |  | 0 | 0 | 0 | 0 | 0 | 1932 | 26185.1387 | 28103.7754 | -1916.106 | 1/1/2024 | 12/31/2033 | TRUE | 20-Hour Flow Battery Storage |  | 2028 |  |  |  | REF | 0 | 0 | Real 2021 ¦ 12/22/2022 3:42:52 PM | 14.18 | Area 1001 20-Hour Flow Battery 2024 | 0 |  | 1 | Unit |  | PJM | 48.5 | 0 | 0.97 | 0 | 0 | 0 | 0 | 439200 | 1019.3195 | 0 | 0 | 0
9954 | Area 1001 20-Hour Flow Battery 2025 | ATC | 2028 | AEP-KPCO | 50 | 50 | 0 | 0 | 0 |  | 0 | 19771.5332 | 50 | 19313.3984 | 458.1344 | 0 | 0 | 0 | -1 | 0 | 0 |  | 0 | 0 | -1.5886 | -13954.5518 | -13954.5518 | 0 | 0 | 0 | 0 | 1194.2697 | 1194.2697 | 0 | 0 | -1 | 0 | 0 | 232 | 0 | 0.15656 | 0.15656 | 0 | 0 | 0 | 0 | 0 | -19596.0156 | 0 | 0 | 0 | 0 | 0 | -0.031773 |  |  |  | 0 | 0 | 0 | 0 | 0 | 1932 | 26172.6016 | 28089.0078 | -1913.8757 | 1/1/2025 | 12/31/2034 | TRUE | 20-Hour Flow Battery Storage |  | 2028 |  |  |  | REF | 0 | 0 | Real 2021 ¦ 12/22/2022 3:42:52 PM | 11.33 | Area 1001 20-Hour Flow Battery 2025 | 0 |  | 1 | Unit |  | PJM | 48.5 | 0 | 0.97 | 0 | 0 | 0 | 0 | 439200 | 1018.7513 | 0 | 0 | 0
9955 | Area 1001 20-Hour Flow Battery 2026 | ATC | 2028 | AEP-KPCO | 50 | 50 | 0 | 0 | 0 |  | 0 | 18899.4219 | 50 | 18466.127 | 433.2957 | 0 | 0 | 0 | -1 | 0 | 0 |  | 0 | 0 | -1.5877 | -13946.1357 | -13946.1357 | 0 | 0 | 0 | 0 | 1193.8413 | 1193.8413 | 0 | 0 | -1 | 0 | 0 | 232 | 0 | 0.060941 | 0.060941 | 0 | 0 | 0 | 0 | 0 | -18723.7734 | 0 | 0 | 0 | 0 | 0 | -0.031753 |  |  |  | 0 | 0 | 0 | 0 | 0 | 1932 | 26160.25 | 28074.4707 | -1911.6797 | 1/1/2026 | 12/31/2035 | TRUE | 20-Hour Flow Battery Storage |  | 2028 |  |  |  | REF | 0 | 0 | Real 2021 ¦ 12/22/2022 3:42:52 PM | 8.4995 | Area 1001 20-Hour Flow Battery 2026 | 0 |  | 1 | Unit |  | PJM | 48.5 | 0 | 0.97 | 0 | 0 | 0 | 0 | 439200 | 1018.1921 | 0 | 0 | 0
9956 | Area 1001 20-Hour Flow Battery 2027 | ATC | 2028 | AEP-KPCO | 50 | 50 | 0 | 0 | 0 |  | 0 | 18112.8652 | 50 | 17704.4082 | 408.4572 | 0 | 0 | 0 | -1 | 0 | 0 |  | 0 | 0 | -1.5868 | -13938.3584 | -13938.3584 | 0 | 0 | 0 | 0 | 1193.4869 | 1193.4869 | 0 | 0 | -1 | 0 | 0 | 232 | 0 | 0.051675 | 0.051675 | 0 | 0 | 0 | 0 | 0 | -17937.0742 | 0 | 0 | 0 | 0 | 0 | -0.031736 |  |  |  | 0 | 0 | 0 | 0 | 0 | 1932 | 26149.5352 | 28061.5254 | -1909.4508 | 1/1/2027 | 12/31/2036 | TRUE | 20-Hour Flow Battery Storage |  | 2028 |  |  |  | REF | 0 | 0 | Real 2021 ¦ 12/22/2022 3:42:52 PM | 5.42 | Area 1001 20-Hour Flow Battery 2027 | 0 |  | 1 | Unit |  | PJM | 48.5 | 0 | 0.97 | 0 | 0 | 0 | 0 | 439200 | 1017.6946 | 0 | 0 | 0
9957 | Area 1001 20-Hour Flow Battery 2028 | ATC | 2028 | AEP-KPCO | 50 | 50 | 0 | 0 | 0 |  | 0 | 17318.0312 | 50 | 16931.6523 | 386.3784 | 0 | 0 | 0 | -1 | 0 | 0 |  | 0 | 0 | -1.5859 | -13930.8906 | -13930.8906 | 0 | 0 | 0 | 0 | 1193.1411 | 1193.1411 | 0 | 0 | -1 | 0 | 0 | 231 | 0 | 0.077463 | 0.077463 | 0 | 0 | 0 | 0 | 0 | -17142.1035 | 0 | 0 | 0 | 0 | 0 | -0.031719 |  |  |  | 0 | 0 | 0 | 0 | 0 | 1931 | 26139.1562 | 28049.0332 | -1907.337 | 1/1/2028 | 12/31/2037 | TRUE | 20-Hour Flow Battery Storage |  | 2028 |  |  |  | REF | 0 | 0 | Real 2021 ¦ 12/22/2022 3:42:52 PM | 2.54 | Area 1001 20-Hour Flow Battery 2028 | 0 |  | 1 | Unit |  | PJM | 48.5 | 0 | 0.97 | 0 | 0 | 0 | 0 | 439200 | 1017.2147 | 0 | 0 | 0
9958 | Area 1001 20-Hour Flow Battery 2029 | ATC | 2028 | AEP-KPCO | 0 | 0 | 0 | 0 | 0 |  | 0 | 0 | 0 | 0 | 0 | 0 | 0 | 0 | -1 | 0 | 0 |  | 0 | 0 | 0 | 0 | 0 | 0 | 0 | 0 | 0 | 0 | 0 | 0 | 0 | -1 | 0 | 0 | 0 | 0 | 0 | 0 | 0 | 0 | 0 | 0 | 0 | 0 | 0 | 0 | 0 | 0 | 0 |  |  |  |  | 0 | 0 | 0 | 0 | 0 | 0 | 0 | 0 | -3.449e-08 | 1/1/2029 | 12/31/2038 | TRUE | 20-Hour Flow Battery Storage |  | 2028 |  |  |  | REF | 0 | 0 | Real 2021 ¦ 12/22/2022 3:42:52 PM | 0 | Area 1001 20-Hour Flow Battery 2029 | 0 |  | 1 | Unit |  | PJM | 0 | 0 | 0.97 | 0 | 0 | 0 | 0 | 0 | 0 | 0 | 0 | 0
9959 | Area 1001 20-Hour Flow Battery 2030 | ATC | 2028 | AEP-KPCO | 0 | 0 | 0 | 0 | 0 |  | 0 | 0 | 0 | 0 | 0 | 0 | 0 | 0 | -1 | 0 | 0 |  | 0 | 0 | 0 | 0 | 0 | 0 | 0 | 0 | 0 | 0 | 0 | 0 | 0 | -1 | 0 | 0 | 0 | 0 | 0 | 0 | 0 | 0 | 0 | 0 | 0 | 0 | 0 | 0 | 0 | 0 | 0 |  |  |  |  | 0 | 0 | 0 | 0 | 0 | 0 | 0 | 0 | -3.449e-08 | 1/1/2030 | 12/31/2039 | TRUE | 20-Hour Flow Battery Storage |  | 2028 |  |  |  | REF | 0 | 0 | Real 2021 ¦ 12/22/2022 3:42:52 PM | 0 | Area 1001 20-Hour Flow Battery 2030 | 0 |  | 1 | Unit |  | PJM | 0 | 0 | 0.97 | 0 | 0 | 0 | 0 | 0 | 0 | 0 | 0 | 0
9960 | Area 1001 20-Hour Flow Battery 2031 | ATC | 2028 | AEP-KPCO | 0 | 0 | 0 | 0 | 0 |  | 0 | 0 | 0 | 0 | 0 | 0 | 0 | 0 | -1 | 0 | 0 |  | 0 | 0 | 0 | 0 | 0 | 0 | 0 | 0 | 0 | 0 | 0 | 0 | 0 | -1 | 0 | 0 | 0 | 0 | 0 | 0 | 0 | 0 | 0 | 0 | 0 | 0 | 0 | 0 | 0 | 0 | 0 |  |  |  |  | 0 | 0 | 0 | 0 | 0 | 0 | 0 | 0 | -3.449e-08 | 1/1/2031 | 12/31/2040 | TRUE | 20-Hour Flow Battery Storage |  | 2028 |  |  |  | REF | 0 | 0 | Real 2021 ¦ 12/22/2022 3:42:52 PM | 0 | Area 1001 20-Hour Flow Battery 2031 | 0 |  | 1 | Unit |  | PJM | 0 | 0 | 0.97 | 0 | 0 | 0 | 0 | 0 | 0 | 0 | 0 | 0
9961 | Area 1001 20-Hour Flow Battery 2032 | ATC | 2028 | AEP-KPCO | 0 | 0 | 0 | 0 | 0 |  | 0 | 0 | 0 | 0 | 0 | 0 | 0 | 0 | -1 | 0 | 0 |  | 0 | 0 | 0 | 0 | 0 | 0 | 0 | 0 | 0 | 0 | 0 | 0 | 0 | -1 | 0 | 0 | 0 | 0 | 0 | 0 | 0 | 0 | 0 | 0 | 0 | 0 | 0 | 0 | 0 | 0 | 0 |  |  |  |  | 0 | 0 | 0 | 0 | 0 | 0 | 0 | 0 | -3.449e-08 | 1/1/2032 | 12/31/2041 | TRUE | 20-Hour Flow Battery Storage |  | 2028 |  |  |  | REF | 0 | 0 | Real 2021 ¦ 12/22/2022 3:42:52 PM | 0 | Area 1001 20-Hour Flow Battery 2032 | 0 |  | 1 | Unit |  | PJM | 0 | 0 | 0.97 | 0 | 0 | 0 | 0 | 0 | 0 | 0 | 0 | 0
9962 | Area 1001 20-Hour Flow Battery 2033 | ATC | 2028 | AEP-KPCO | 0 | 0 | 0 | 0 | 0 |  | 0 | 0 | 0 | 0 | 0 | 0 | 0 | 0 | -1 | 0 | 0 |  | 0 | 0 | 0 | 0 | 0 | 0 | 0 | 0 | 0 | 0 | 0 | 0 | 0 | -1 | 0 | 0 | 0 | 0 | 0 | 0 | 0 | 0 | 0 | 0 | 0 | 0 | 0 | 0 | 0 | 0 | 0 |  |  |  |  | 0 | 0 | 0 | 0 | 0 | 0 | 0 | 0 | -3.449e-08 | 1/1/2033 | 12/31/2042 | TRUE | 20-Hour Flow Battery Storage |  | 2028 |  |  |  | REF | 0 | 0 | Real 2021 ¦ 12/22/2022 3:42:52 PM | 0 | Area 1001 20-Hour Flow Battery 2033 | 0 |  | 1 | Unit |  | PJM | 0 | 0 | 0.97 | 0 | 0 | 0 | 0 | 0 | 0 | 0 | 0 | 0
9963 | Area 1001 20-Hour Flow Battery 2034 | ATC | 2028 | AEP-KPCO | 0 | 0 | 0 | 0 | 0 |  | 0 | 0 | 0 | 0 | 0 | 0 | 0 | 0 | -1 | 0 | 0 |  | 0 | 0 | 0 | 0 | 0 | 0 | 0 | 0 | 0 | 0 | 0 | 0 | 0 | -1 | 0 | 0 | 0 | 0 | 0 | 0 | 0 | 0 | 0 | 0 | 0 | 0 | 0 | 0 | 0 | 0 | 0 |  |  |  |  | 0 | 0 | 0 | 0 | 0 | 0 | 0 | 0 | -3.0654e-06 | 1/1/2034 | 12/31/2043 | TRUE | 20-Hour Flow Battery Storage |  | 2028 |  |  |  | REF | 0 | 0 | Real 2021 ¦ 12/22/2022 3:42:52 PM | 0 | Area 1001 20-Hour Flow Battery 2034 | 0 |  | 1 | Unit |  | PJM | 0 | 0 | 0.97 | 0 | 0 | 0 | 0 | 0 | 0 | 0 | 0 | 0
9964 | Area 1001 20-Hour Flow Battery 2035 | ATC | 2028 | AEP-KPCO | 0 | 0 | 0 | 0 | 0 |  | 0 | 0 | 0 | 0 | 0 | 0 | 0 | 0 | -1 | 0 | 0 |  | 0 | 0 | 0 | 0 | 0 | 0 | 0 | 0 | 0 | 0 | 0 | 0 | 0 | -1 | 0 | 0 | 0 | 0 | 0 | 0 | 0 | 0 | 0 | 0 | 0 | 0 | 0 | 0 | 0 | 0 | 0 |  |  |  |  | 0 | 0 | 0 | 0 | 0 | 0 | 0 | 0 | -3.0654e-06 | 1/1/2035 | 12/31/2044 | TRUE | 20-Hour Flow Battery Storage |  | 2028 |  |  |  | REF | 0 | 0 | Real 2021 ¦ 12/22/2022 3:42:52 PM | 0 | Area 1001 20-Hour Flow Battery 2035 | 0 |  | 1 | Unit |  | PJM | 0 | 0 | 0.97 | 0 | 0 | 0 | 0 | 0 | 0 | 0 | 0 | 0
9965 | Area 1001 20-Hour Flow Battery 2036 | ATC | 2028 | AEP-KPCO | 0 | 0 | 0 | 0 | 0 |  | 0 | 0 | 0 | 0 | 0 | 0 | 0 | 0 | -1 | 0 | 0 |  | 0 | 0 | 0 | 0 | 0 | 0 | 0 | 0 | 0 | 0 | 0 | 0 | 0 | -1 | 0 | 0 | 0 | 0 | 0 | 0 | 0 | 0 | 0 | 0 | 0 | 0 | 0 | 0 | 0 | 0 | 0 |  |  |  |  | 0 | 0 | 0 | 0 | 0 | 0 | 0 | 0 | -3.0654e-06 | 1/1/2036 | 12/31/2045 | TRUE | 20-Hour Flow Battery Storage |  | 2028 |  |  |  | REF | 0 | 0 | Real 2021 ¦ 12/22/2022 3:42:52 PM | 0 | Area 1001 20-Hour Flow Battery 2036 | 0 |  | 1 | Unit |  | PJM | 0 | 0 | 0.97 | 0 | 0 | 0 | 0 | 0 | 0 | 0 | 0 | 0
9966 | Area 1001 20-Hour Flow Battery 2037 | ATC | 2028 | AEP-KPCO | 0 | 0 | 0 | 0 | 0 |  | 0 | 0 | 0 | 0 | 0 | 0 | 0 | 0 | -1 | 0 | 0 |  | 0 | 0 | 0 | 0 | 0 | 0 | 0 | 0 | 0 | 0 | 0 | 0 | 0 | -1 | 0 | 0 | 0 | 0 | 0 | 0 | 0 | 0 | 0 | 0 | 0 | 0 | 0 | 0 | 0 | 0 | 0 |  |  |  |  | 0 | 0 | 0 | 0 | 0 | 0 | 0 | 0 | -3.0654e-06 | 1/1/2037 | 12/31/2046 | TRUE | 20-Hour Flow Battery Storage |  | 2028 |  |  |  | REF | 0 | 0 | Real 2021 ¦ 12/22/2022 3:42:52 PM | 0 | Area 1001 20-Hour Flow Battery 2037 | 0 |  | 1 | Unit |  | PJM | 0 | 0 | 0.97 | 0 | 0 | 0 | 0 | 0 | 0 | 0 | 0 | 0
9967 | Area 1001 20-Hour Flow Battery 2038 | ATC | 2028 | AEP-KPCO | 0 | 0 | 0 | 0 | 0 |  | 0 | 0 | 0 | 0 | 0 | 0 | 0 | 0 | -1 | 0 | 0 |  | 0 | 0 | 0 | 0 | 0 | 0 | 0 | 0 | 0 | 0 | 0 | 0 | 0 | -1 | 0 | 0 | 0 | 0 | 0 | 0 | 0 | 0 | 0 | 0 | 0 | 0 | 0 | 0 | 0 | 0 | 0 |  |  |  |  | 0 | 0 | 0 | 0 | 0 | 0 | 0 | 0 | -3.0654e-06 | 1/1/2038 | 12/31/2047 | TRUE | 20-Hour Flow Battery Storage |  | 2028 |  |  |  | REF | 0 | 0 | Real 2021 ¦ 12/22/2022 3:42:52 PM | 0 | Area 1001 20-Hour Flow Battery 2038 | 0 |  | 1 | Unit |  | PJM | 0 | 0 | 0.97 | 0 | 0 | 0 | 0 | 0 | 0 | 0 | 0 | 0
9968 | Area 1001 20-Hour Flow Battery 2039 | ATC | 2028 | AEP-KPCO | 0 | 0 | 0 | 0 | 0 |  | 0 | 0 | 0 | 0 | 0 | 0 | 0 | 0 | -1 | 0 | 0 |  | 0 | 0 | 0 | 0 | 0 | 0 | 0 | 0 | 0 | 0 | 0 | 0 | 0 | -1 | 0 | 0 | 0 | 0 | 0 | 0 | 0 | 0 | 0 | 0 | 0 | 0 | 0 | 0 | 0 | 0 | 0 |  |  |  |  | 0 | 0 | 0 | 0 | 0 | 0 | 0 | 0 | -3.0654e-06 | 1/1/2039 | 12/31/2048 | TRUE | 20-Hour Flow Battery Storage |  | 2028 |  |  |  | REF | 0 | 0 | Real 2021 ¦ 12/22/2022 3:42:52 PM | 0 | Area 1001 20-Hour Flow Battery 2039 | 0 |  | 1 | Unit |  | PJM | 0 | 0 | 0.97 | 0 | 0 | 0 | 0 | 0 | 0 | 0 | 0 | 0
9969 | Area 1001 20-Hour Flow Battery 2040 | ATC | 2028 | AEP-KPCO | 0 | 0 | 0 | 0 | 0 |  | 0 | 0 | 0 | 0 | 0 | 0 | 0 | 0 | -1 | 0 | 0 |  | 0 | 0 | 0 | 0 | 0 | 0 | 0 | 0 | 0 | 0 | 0 | 0 | 0 | -1 | 0 | 0 | 0 | 0 | 0 | 0 | 0 | 0 | 0 | 0 | 0 | 0 | 0 | 0 | 0 | 0 | 0 |  |  |  |  | 0 | 0 | 0 | 0 | 0 | 0 | 0 | 0 | -3.0654e-06 | 1/1/2040 | 12/31/2049 | TRUE | 20-Hour Flow Battery Storage |  | 2028 |  |  |  | REF | 0 | 0 | Real 2021 ¦ 12/22/2022 3:42:52 PM | 0 | Area 1001 20-Hour Flow Battery 2040 | 0 |  | 1 | Unit |  | PJM | 0 | 0 | 0.97 | 0 | 0 | 0 | 0 | 0 | 0 | 0 | 0 | 0
9970 | Area 1001 20-Hour Flow Battery 2041 | ATC | 2028 | AEP-KPCO | 0 | 0 | 0 | 0 | 0 |  | 0 | 0 | 0 | 0 | 0 | 0 | 0 | 0 | -1 | 0 | 0 |  | 0 | 0 | 0 | 0 | 0 | 0 | 0 | 0 | 0 | 0 | 0 | 0 | 0 | -1 | 0 | 0 | 0 | 0 | 0 | 0 | 0 | 0 | 0 | 0 | 0 | 0 | 0 | 0 | 0 | 0 | 0 |  |  |  |  | 0 | 0 | 0 | 0 | 0 | 0 | 0 | 0 | -3.0654e-06 | 1/1/2041 | 12/31/2050 | TRUE | 20-Hour Flow Battery Storage |  | 2028 |  |  |  | REF | 0 | 0 | Real 2021 ¦ 12/22/2022 3:42:52 PM | 0 | Area 1001 20-Hour Flow Battery 2041 | 0 |  | 1 | Unit |  | PJM | 0 | 0 | 0.97 | 0 | 0 | 0 | 0 | 0 | 0 | 0 | 0 | 0
9971 | Area 1001 20-Hour Flow Battery 2042 | ATC | 2028 | AEP-KPCO | 0 | 0 | 0 | 0 | 0 |  | 0 | 0 | 0 | 0 | 0 | 0 | 0 | 0 | -1 | 0 | 0 |  | 0 | 0 | 0 | 0 | 0 | 0 | 0 | 0 | 0 | 0 | 0 | 0 | 0 | -1 | 0 | 0 | 0 | 0 | 0 | 0 | 0 | 0 | 0 | 0 | 0 | 0 | 0 | 0 | 0 | 0 | 0 |  |  |  |  | 0 | 0 | 0 | 0 | 0 | 0 | 0 | 0 | -3.0654e-06 | 1/1/2042 | 12/31/2051 | TRUE | 20-Hour Flow Battery Storage |  | 2028 |  |  |  | REF | 0 | 0 | Real 2021 ¦ 12/22/2022 3:42:52 PM | 0 | Area 1001 20-Hour Flow Battery 2042 | 0 |  | 1 | Unit |  | PJM | 0 | 0 | 0.97 | 0 | 0 | 0 | 0 | 0 | 0 | 0 | 0 | 0
9972 | Area 1001 20-Hour Flow Battery 2043 | ATC | 2028 | AEP-KPCO | 0 | 0 | 0 | 0 | 0 |  | 0 | 0 | 0 | 0 | 0 | 0 | 0 | 0 | -1 | 0 | 0 |  | 0 | 0 | 0 | 0 | 0 | 0 | 0 | 0 | 0 | 0 | 0 | 0 | 0 | -1 | 0 | 0 | 0 | 0 | 0 | 0 | 0 | 0 | 0 | 0 | 0 | 0 | 0 | 0 | 0 | 0 | 0 |  |  |  |  | 0 | 0 | 0 | 0 | 0 | 0 | 0 | 0 | -3.0654e-06 | 1/1/2043 | 12/31/2052 | TRUE | 20-Hour Flow Battery Storage |  | 2028 |  |  |  | REF | 0 | 0 | Real 2021 ¦ 12/22/2022 3:42:52 PM | 0 | Area 1001 20-Hour Flow Battery 2043 | 0 |  | 1 | Unit |  | PJM | 0 | 0 | 0.97 | 0 | 0 | 0 | 0 | 0 | 0 | 0 | 0 | 0
9973 | Area 1001 20-Hour Pumped Thermal 2022 | ATC | 2028 | AEP-KPCO | 50 | 50 | 0 | 0 | 0 |  | 0 | 14836.9297 | 50 | 12292.3516 | 2544.5776 | 0 | 0 | 0 | -1 | 0 | 0 |  | 0 | 0 | -1.3784 | -12107.6719 | -12107.6719 | 0 | 0 | 0 | 0 | 828.4784 | 828.4784 | 0 | 0 | -1 | 0 | 0 | 171 | 0 | 0.11094 | 0.11094 | 0 | 0 | 0 | 0 | 0 | -14749.292 | 0 | 0 | 0 | 0 | 0 | -0.027568 |  |  |  | 0 | 0 | 0 | 0 | 0 | 1412 | 17499.7266 | 19244.8086 | -1742.2826 | 1/1/2022 | 12/31/2099 | TRUE | 20-Hour Pumped Thermal Storage |  | 2028 |  |  |  | REF | 0 | 0 | Real 2021 ¦ 12/22/2022 3:42:52 PM | 268.3795 | Area 1001 20-Hour Pumped Thermal 2022 | 0 |  | 1 | Unit |  | PJM | 48.5 | 0 | 0.97 | 0 | 0 | 0 | 0 | 439200 | 740.8411 | 0 | 0 | 0
9974 | Area 1001 20-Hour Pumped Thermal 2023 | ATC | 2028 | AEP-KPCO | 50 | 50 | 0 | 0 | 0 |  | 0 | 17538.8184 | 50 | 15046.6777 | 2492.1406 | 0 | 0 | 0 | -1 | 0 | 0 |  | 0 | 0 | -1.3784 | -12107.6719 | -12107.6719 | 0 | 0 | 0 | 0 | 828.4784 | 828.4784 | 0 | 0 | -1 | 0 | 0 | 171 | 0 | 0.49716 | 0.49716 | 0 | 0 | 0 | 0 | 0 | -17451.1816 | 0 | 0 | 0 | 0 | 0 | -0.027568 |  |  |  | 0 | 0 | 0 | 0 | 0 | 1412 | 17499.7266 | 19244.8086 | -1742.2826 | 1/1/2023 | 12/31/2099 | TRUE | 20-Hour Pumped Thermal Storage |  | 2028 |  |  |  | REF | 0 | 0 | Real 2021 ¦ 12/22/2022 3:42:52 PM | 268.3795 | Area 1001 20-Hour Pumped Thermal 2023 | 0 |  | 1 | Unit |  | PJM | 48.5 | 0 | 0.97 | 0 | 0 | 0 | 0 | 439200 | 740.8411 | 0 | 0 | 0
9975 | Area 1001 20-Hour Pumped Thermal 2024 | ATC | 2028 | AEP-KPCO | 50 | 50 | 0 | 0 | 0 |  | 0 | 15979.5059 | 50 | 13539.8018 | 2439.7034 | 0 | 0 | 0 | -1 | 0 | 0 |  | 0 | 0 | -1.2366 | -10861.916 | -10861.916 | 0 | 0 | 0 | 0 | 782.6937 | 782.6937 | 0 | 0 | -1 | 0 | 0 | 169 | 0 | 0.10519 | 0.10519 | 0 | 0 | 0 | 0 | 0 | -15865.9492 | 0 | 0 | 0 | 0 | 0 | -0.024731 |  |  |  | 0 | 0 | 0 | 0 | 0 | 1322 | 16180.9463 | 17577.8613 | -1393.9342 | 1/1/2024 | 12/31/2099 | TRUE | 20-Hour Pumped Thermal Storage |  | 2028 |  |  |  | REF | 0 | 0 | Real 2021 ¦ 12/22/2022 3:42:52 PM | 15.62 | Area 1001 20-Hour Pumped Thermal 2024 | 0 |  | 1 | Unit |  | PJM | 48.5 | 0 | 0.97 | 0 | 0 | 0 | 0 | 439200 | 669.1375 | 0 | 0 | 0
9976 | Area 1001 20-Hour Pumped Thermal 2025 | ATC | 2028 | AEP-KPCO | 50 | 50 | 0 | 0 | 0 |  | 0 | 15151.5518 | 50 | 12764.2852 | 2387.2664 | 0 | 0 | 0 | -1 | 0 | 0 |  | 0 | 0 | -1.235 | -10848.1689 | -10848.1689 | 0 | 0 | 0 | 0 | 782.1826 | 782.1826 | 0 | 0 | -1 | 0 | 0 | 169 | 0 | 0.2897 | 0.2897 | 0 | 0 | 0 | 0 | 0 | -15037.7998 | 0 | 0 | 0 | 0 | 0 | -0.0247 |  |  |  | 0 | 0 | 0 | 0 | 0 | 1322 | 16164.4629 | 17558.2109 | -1390.7681 | 1/1/2025 | 12/31/2099 | TRUE | 20-Hour Pumped Thermal Storage |  | 2028 |  |  |  | REF | 0 | 0 | Real 2021 ¦ 12/22/2022 3:42:52 PM | 12.59 | Area 1001 20-Hour Pumped Thermal 2025 | 0 |  | 1 | Unit |  | PJM | 48.5 | 0 | 0.97 | 0 | 0 | 0 | 0 | 439200 | 668.4309 | 0 | 0 | 0
9977 | Area 1001 20-Hour Pumped Thermal 2026 | ATC | 2028 | AEP-KPCO | 50 | 50 | 0 | 0 | 0 |  | 0 | 14980.4414 | 50 | 12642.8525 | 2337.5891 | 0 | 0 | 0 | -1 | 0 | 0 |  | 0 | 0 | -1.2333 | -10832.9688 | -10832.9688 | 0 | 0 | 0 | 0 | 781.6176 | 781.6176 | 0 | 0 | -1 | 0 | 0 | 169 | 0 | 0.50528 | 0.50528 | 0 | 0 | 0 | 0 | 0 | -14866.4736 | 0 | 0 | 0 | 0 | 0 | -0.024665 |  |  |  | 0 | 0 | 0 | 0 | 0 | 1322 | 16146.2354 | 17536.4824 | -1387.2672 | 1/1/2026 | 12/31/2099 | TRUE | 20-Hour Pumped Thermal Storage |  | 2028 |  |  |  | REF | 0 | 0 | Real 2021 ¦ 12/22/2022 3:42:52 PM | 9.2395 | Area 1001 20-Hour Pumped Thermal 2026 | 0 |  | 1 | Unit |  | PJM | 48.5 | 0 | 0.97 | 0 | 0 | 0 | 0 | 439200 | 667.6495 | 0 | 0 | 0
9978 | Area 1001 20-Hour Pumped Thermal 2027 | ATC | 2028 | AEP-KPCO | 50 | 50 | 0 | 0 | 0 |  | 0 | 14845.209 | 50 | 12557.2969 | 2287.9119 | 0 | 0 | 0 | -1 | 0 | 0 |  | 0 | 0 | -1.2317 | -10818.9521 | -10818.9521 | 0 | 0 | 0 | 0 | 781.0966 | 781.0966 | 0 | 0 | -1 | 0 | 0 | 169 | 0 | 0.16335 | 0.16335 | 0 | 0 | 0 | 0 | 0 | -14731.042 | 0 | 0 | 0 | 0 | 0 | -0.024633 |  |  |  | 0 | 0 | 0 | 0 | 0 | 1322 | 16129.4277 | 17516.4473 | -1384.0389 | 1/1/2027 | 12/31/2099 | TRUE | 20-Hour Pumped Thermal Storage |  | 2028 |  |  |  | REF | 0 | 0 | Real 2021 ¦ 12/22/2022 3:42:52 PM | 6.15 | Area 1001 20-Hour Pumped Thermal 2027 | 0 |  | 1 | Unit |  | PJM | 48.5 | 0 | 0.97 | 0 | 0 | 0 | 0 | 439200 | 666.9291 | 0 | 0 | 0
9979 | Area 1001 20-Hour Pumped Thermal 2028 | ATC | 2028 | AEP-KPCO | 50 | 50 | 0 | 0 | 0 |  | 0 | 14679.6182 | 50 | 12441.3838 | 2238.2346 | 0 | 0 | 0 | -1 | 0 | 0 |  | 0 | 0 | -1.2303 | -10807.1748 | -10807.1748 | 0 | 0 | 0 | 0 | 780.666 | 780.666 | 0 | 0 | -1 | 0 | 0 | 168 | 0 | 0.17038 | 0.17038 | 0 | 0 | 0 | 0 | 0 | -14565.25 | 0 | 0 | 0 | 0 | 0 | -0.024606 |  |  |  | 0 | 0 | 0 | 0 | 0 | 1320 | 16115.4736 | 17499.7207 | -1381.2578 | 1/1/2028 | 12/31/2099 | TRUE | 20-Hour Pumped Thermal Storage |  | 2028 |  |  |  | REF | 0 | 0 | Real 2021 ¦ 12/22/2022 3:42:52 PM | 2.99 | Area 1001 20-Hour Pumped Thermal 2028 | 0 |  | 1 | Unit |  | PJM | 48.5 | 0 | 0.97 | 0 | 0 | 0 | 0 | 439200 | 666.2979 | 0 | 0 | 0
9980 | Area 1001 20-Hour Pumped Thermal 2029 | ATC | 2028 | AEP-KPCO | 0 | 0 | 0 | 0 | 0 |  | 0 | 0 | 0 | 0 | 0 | 0 | 0 | 0 | -1 | 0 | 0 |  | 0 | 0 | 0 | 0 | 0 | 0 | 0 | 0 | 0 | 0 | 0 | 0 | 0 | -1 | 0 | 0 | 0 | 0 | 0 | 0 | 0 | 0 | 0 | 0 | 0 | 0 | 0 | 0 | 0 | 0 | 0 |  |  |  |  | 0 | 0 | 0 | 0 | 0 | 0 | 0 | 0 | -3.0654e-06 | 1/1/2029 | 12/31/2099 | TRUE | 20-Hour Pumped Thermal Storage |  | 2028 |  |  |  | REF | 0 | 0 | Real 2021 ¦ 12/22/2022 3:42:52 PM | 0 | Area 1001 20-Hour Pumped Thermal 2029 | 0 |  | 1 | Unit |  | PJM | 0 | 0 | 0.97 | 0 | 0 | 0 | 0 | 0 | 0 | 0 | 0 | 0
9981 | Area 1001 20-Hour Pumped Thermal 2030 | ATC | 2028 | AEP-KPCO | 0 | 0 | 0 | 0 | 0 |  | 0 | 0 | 0 | 0 | 0 | 0 | 0 | 0 | -1 | 0 | 0 |  | 0 | 0 | 0 | 0 | 0 | 0 | 0 | 0 | 0 | 0 | 0 | 0 | 0 | -1 | 0 | 0 | 0 | 0 | 0 | 0 | 0 | 0 | 0 | 0 | 0 | 0 | 0 | 0 | 0 | 0 | 0 |  |  |  |  | 0 | 0 | 0 | 0 | 0 | 0 | 0 | 0 | -3.0654e-06 | 1/1/2030 | 12/31/2099 | TRUE | 20-Hour Pumped Thermal Storage |  | 2028 |  |  |  | REF | 0 | 0 | Real 2021 ¦ 12/22/2022 3:42:52 PM | 0 | Area 1001 20-Hour Pumped Thermal 2030 | 0 |  | 1 | Unit |  | PJM | 0 | 0 | 0.97 | 0 | 0 | 0 | 0 | 0 | 0 | 0 | 0 | 0
9982 | Area 1001 20-Hour Pumped Thermal 2031 | ATC | 2028 | AEP-KPCO | 0 | 0 | 0 | 0 | 0 |  | 0 | 0 | 0 | 0 | 0 | 0 | 0 | 0 | -1 | 0 | 0 |  | 0 | 0 | 0 | 0 | 0 | 0 | 0 | 0 | 0 | 0 | 0 | 0 | 0 | -1 | 0 | 0 | 0 | 0 | 0 | 0 | 0 | 0 | 0 | 0 | 0 | 0 | 0 | 0 | 0 | 0 | 0 |  |  |  |  | 0 | 0 | 0 | 0 | 0 | 0 | 0 | 0 | -3.0654e-06 | 1/1/2031 | 12/31/2099 | TRUE | 20-Hour Pumped Thermal Storage |  | 2028 |  |  |  | REF | 0 | 0 | Real 2021 ¦ 12/22/2022 3:42:52 PM | 0 | Area 1001 20-Hour Pumped Thermal 2031 | 0 |  | 1 | Unit |  | PJM | 0 | 0 | 0.97 | 0 | 0 | 0 | 0 | 0 | 0 | 0 | 0 | 0
9983 | Area 1001 20-Hour Pumped Thermal 2032 | ATC | 2028 | AEP-KPCO | 0 | 0 | 0 | 0 | 0 |  | 0 | 0 | 0 | 0 | 0 | 0 | 0 | 0 | -1 | 0 | 0 |  | 0 | 0 | 0 | 0 | 0 | 0 | 0 | 0 | 0 | 0 | 0 | 0 | 0 | -1 | 0 | 0 | 0 | 0 | 0 | 0 | 0 | 0 | 0 | 0 | 0 | 0 | 0 | 0 | 0 | 0 | 0 |  |  |  |  | 0 | 0 | 0 | 0 | 0 | 0 | 0 | 0 | -3.0654e-06 | 1/1/2032 | 12/31/2099 | TRUE | 20-Hour Pumped Thermal Storage |  | 2028 |  |  |  | REF | 0 | 0 | Real 2021 ¦ 12/22/2022 3:42:52 PM | 0 | Area 1001 20-Hour Pumped Thermal 2032 | 0 |  | 1 | Unit |  | PJM | 0 | 0 | 0.97 | 0 | 0 | 0 | 0 | 0 | 0 | 0 | 0 | 0
9984 | Area 1001 20-Hour Pumped Thermal 2033 | ATC | 2028 | AEP-KPCO | 0 | 0 | 0 | 0 | 0 |  | 0 | 0 | 0 | 0 | 0 | 0 | 0 | 0 | -1 | 0 | 0 |  | 0 | 0 | 0 | 0 | 0 | 0 | 0 | 0 | 0 | 0 | 0 | 0 | 0 | -1 | 0 | 0 | 0 | 0 | 0 | 0 | 0 | 0 | 0 | 0 | 0 | 0 | 0 | 0 | 0 | 0 | 0 |  |  |  |  | 0 | 0 | 0 | 0 | 0 | 0 | 0 | 0 | -3.0654e-06 | 1/1/2033 | 12/31/2099 | TRUE | 20-Hour Pumped Thermal Storage |  | 2028 |  |  |  | REF | 0 | 0 | Real 2021 ¦ 12/22/2022 3:42:52 PM | 0 | Area 1001 20-Hour Pumped Thermal 2033 | 0 |  | 1 | Unit |  | PJM | 0 | 0 | 0.97 | 0 | 0 | 0 | 0 | 0 | 0 | 0 | 0 | 0
9985 | Area 1001 20-Hour Pumped Thermal 2034 | ATC | 2028 | AEP-KPCO | 0 | 0 | 0 | 0 | 0 |  | 0 | 0 | 0 | 0 | 0 | 0 | 0 | 0 | -1 | 0 | 0 |  | 0 | 0 | 0 | 0 | 0 | 0 | 0 | 0 | 0 | 0 | 0 | 0 | 0 | -1 | 0 | 0 | 0 | 0 | 0 | 0 | 0 | 0 | 0 | 0 | 0 | 0 | 0 | 0 | 0 | 0 | 0 |  |  |  |  | 0 | 0 | 0 | 0 | 0 | 0 | 0 | 0 | -3.0654e-06 | 1/1/2034 | 12/31/2099 | TRUE | 20-Hour Pumped Thermal Storage |  | 2028 |  |  |  | REF | 0 | 0 | Real 2021 ¦ 12/22/2022 3:42:52 PM | 0 | Area 1001 20-Hour Pumped Thermal 2034 | 0 |  | 1 | Unit |  | PJM | 0 | 0 | 0.97 | 0 | 0 | 0 | 0 | 0 | 0 | 0 | 0 | 0
9986 | Area 1001 20-Hour Pumped Thermal 2035 | ATC | 2028 | AEP-KPCO | 0 | 0 | 0 | 0 | 0 |  | 0 | 0 | 0 | 0 | 0 | 0 | 0 | 0 | -1 | 0 | 0 |  | 0 | 0 | 0 | 0 | 0 | 0 | 0 | 0 | 0 | 0 | 0 | 0 | 0 | -1 | 0 | 0 | 0 | 0 | 0 | 0 | 0 | 0 | 0 | 0 | 0 | 0 | 0 | 0 | 0 | 0 | 0 |  |  |  |  | 0 | 0 | 0 | 0 | 0 | 0 | 0 | 0 | -3.0654e-06 | 1/1/2035 | 12/31/2099 | TRUE | 20-Hour Pumped Thermal Storage |  | 2028 |  |  |  | REF | 0 | 0 | Real 2021 ¦ 12/22/2022 3:42:52 PM | 0 | Area 1001 20-Hour Pumped Thermal 2035 | 0 |  | 1 | Unit |  | PJM | 0 | 0 | 0.97 | 0 | 0 | 0 | 0 | 0 | 0 | 0 | 0 | 0
9987 | Area 1001 20-Hour Pumped Thermal 2036 | ATC | 2028 | AEP-KPCO | 0 | 0 | 0 | 0 | 0 |  | 0 | 0 | 0 | 0 | 0 | 0 | 0 | 0 | -1 | 0 | 0 |  | 0 | 0 | 0 | 0 | 0 | 0 | 0 | 0 | 0 | 0 | 0 | 0 | 0 | -1 | 0 | 0 | 0 | 0 | 0 | 0 | 0 | 0 | 0 | 0 | 0 | 0 | 0 | 0 | 0 | 0 | 0 |  |  |  |  | 0 | 0 | 0 | 0 | 0 | 0 | 0 | 0 | -3.0654e-06 | 1/1/2036 | 12/31/2099 | TRUE | 20-Hour Pumped Thermal Storage |  | 2028 |  |  |  | REF | 0 | 0 | Real 2021 ¦ 12/22/2022 3:42:52 PM | 0 | Area 1001 20-Hour Pumped Thermal 2036 | 0 |  | 1 | Unit |  | PJM | 0 | 0 | 0.97 | 0 | 0 | 0 | 0 | 0 | 0 | 0 | 0 | 0
9988 | Area 1001 20-Hour Pumped Thermal 2037 | ATC | 2028 | AEP-KPCO | 0 | 0 | 0 | 0 | 0 |  | 0 | 0 | 0 | 0 | 0 | 0 | 0 | 0 | -1 | 0 | 0 |  | 0 | 0 | 0 | 0 | 0 | 0 | 0 | 0 | 0 | 0 | 0 | 0 | 0 | -1 | 0 | 0 | 0 | 0 | 0 | 0 | 0 | 0 | 0 | 0 | 0 | 0 | 0 | 0 | 0 | 0 | 0 |  |  |  |  | 0 | 0 | 0 | 0 | 0 | 0 | 0 | 0 | -3.0654e-06 | 1/1/2037 | 12/31/2099 | TRUE | 20-Hour Pumped Thermal Storage |  | 2028 |  |  |  | REF | 0 | 0 | Real 2021 ¦ 12/22/2022 3:42:52 PM | 0 | Area 1001 20-Hour Pumped Thermal 2037 | 0 |  | 1 | Unit |  | PJM | 0 | 0 | 0.97 | 0 | 0 | 0 | 0 | 0 | 0 | 0 | 0 | 0
9989 | Area 1001 20-Hour Pumped Thermal 2038 | ATC | 2028 | AEP-KPCO | 0 | 0 | 0 | 0 | 0 |  | 0 | 0 | 0 | 0 | 0 | 0 | 0 | 0 | -1 | 0 | 0 |  | 0 | 0 | 0 | 0 | 0 | 0 | 0 | 0 | 0 | 0 | 0 | 0 | 0 | -1 | 0 | 0 | 0 | 0 | 0 | 0 | 0 | 0 | 0 | 0 | 0 | 0 | 0 | 0 | 0 | 0 | 0 |  |  |  |  | 0 | 0 | 0 | 0 | 0 | 0 | 0 | 0 | -3.0654e-06 | 1/1/2038 | 12/31/2099 | TRUE | 20-Hour Pumped Thermal Storage |  | 2028 |  |  |  | REF | 0 | 0 | Real 2021 ¦ 12/22/2022 3:42:52 PM | 0 | Area 1001 20-Hour Pumped Thermal 2038 | 0 |  | 1 | Unit |  | PJM | 0 | 0 | 0.97 | 0 | 0 | 0 | 0 | 0 | 0 | 0 | 0 | 0
9990 | Area 1001 20-Hour Pumped Thermal 2039 | ATC | 2028 | AEP-KPCO | 0 | 0 | 0 | 0 | 0 |  | 0 | 0 | 0 | 0 | 0 | 0 | 0 | 0 | -1 | 0 | 0 |  | 0 | 0 | 0 | 0 | 0 | 0 | 0 | 0 | 0 | 0 | 0 | 0 | 0 | -1 | 0 | 0 | 0 | 0 | 0 | 0 | 0 | 0 | 0 | 0 | 0 | 0 | 0 | 0 | 0 | 0 | 0 |  |  |  |  | 0 | 0 | 0 | 0 | 0 | 0 | 0 | 0 | -3.0654e-06 | 1/1/2039 | 12/31/2099 | TRUE | 20-Hour Pumped Thermal Storage |  | 2028 |  |  |  | REF | 0 | 0 | Real 2021 ¦ 12/22/2022 3:42:52 PM | 0 | Area 1001 20-Hour Pumped Thermal 2039 | 0 |  | 1 | Unit |  | PJM | 0 | 0 | 0.97 | 0 | 0 | 0 | 0 | 0 | 0 | 0 | 0 | 0
9991 | Area 1001 20-Hour Pumped Thermal 2040 | ATC | 2028 | AEP-KPCO | 0 | 0 | 0 | 0 | 0 |  | 0 | 0 | 0 | 0 | 0 | 0 | 0 | 0 | -1 | 0 | 0 |  | 0 | 0 | 0 | 0 | 0 | 0 | 0 | 0 | 0 | 0 | 0 | 0 | 0 | -1 | 0 | 0 | 0 | 0 | 0 | 0 | 0 | 0 | 0 | 0 | 0 | 0 | 0 | 0 | 0 | 0 | 0 |  |  |  |  | 0 | 0 | 0 | 0 | 0 | 0 | 0 | 0 | -3.0654e-06 | 1/1/2040 | 12/31/2099 | TRUE | 20-Hour Pumped Thermal Storage |  | 2028 |  |  |  | REF | 0 | 0 | Real 2021 ¦ 12/22/2022 3:42:52 PM | 0 | Area 1001 20-Hour Pumped Thermal 2040 | 0 |  | 1 | Unit |  | PJM | 0 | 0 | 0.97 | 0 | 0 | 0 | 0 | 0 | 0 | 0 | 0 | 0
9992 | Area 1001 20-Hour Pumped Thermal 2041 | ATC | 2028 | AEP-KPCO | 0 | 0 | 0 | 0 | 0 |  | 0 | 0 | 0 | 0 | 0 | 0 | 0 | 0 | -1 | 0 | 0 |  | 0 | 0 | 0 | 0 | 0 | 0 | 0 | 0 | 0 | 0 | 0 | 0 | 0 | -1 | 0 | 0 | 0 | 0 | 0 | 0 | 0 | 0 | 0 | 0 | 0 | 0 | 0 | 0 | 0 | 0 | 0 |  |  |  |  | 0 | 0 | 0 | 0 | 0 | 0 | 0 | 0 | -3.0654e-06 | 1/1/2041 | 12/31/2099 | TRUE | 20-Hour Pumped Thermal Storage |  | 2028 |  |  |  | REF | 0 | 0 | Real 2021 ¦ 12/22/2022 3:42:52 PM | 0 | Area 1001 20-Hour Pumped Thermal 2041 | 0 |  | 1 | Unit |  | PJM | 0 | 0 | 0.97 | 0 | 0 | 0 | 0 | 0 | 0 | 0 | 0 | 0
9993 | Area 1001 20-Hour Pumped Thermal 2042 | ATC | 2028 | AEP-KPCO | 0 | 0 | 0 | 0 | 0 |  | 0 | 0 | 0 | 0 | 0 | 0 | 0 | 0 | -1 | 0 | 0 |  | 0 | 0 | 0 | 0 | 0 | 0 | 0 | 0 | 0 | 0 | 0 | 0 | 0 | -1 | 0 | 0 | 0 | 0 | 0 | 0 | 0 | 0 | 0 | 0 | 0 | 0 | 0 | 0 | 0 | 0 | 0 |  |  |  |  | 0 | 0 | 0 | 0 | 0 | 0 | 0 | 0 | -3.0654e-06 | 1/1/2042 | 12/31/2099 | TRUE | 20-Hour Pumped Thermal Storage |  | 2028 |  |  |  | REF | 0 | 0 | Real 2021 ¦ 12/22/2022 3:42:52 PM | 0 | Area 1001 20-Hour Pumped Thermal 2042 | 0 |  | 1 | Unit |  | PJM | 0 | 0 | 0.97 | 0 | 0 | 0 | 0 | 0 | 0 | 0 | 0 | 0
9994 | Area 1001 20-Hour Pumped Thermal 2043 | ATC | 2028 | AEP-KPCO | 0 | 0 | 0 | 0 | 0 |  | 0 | 0 | 0 | 0 | 0 | 0 | 0 | 0 | -1 | 0 | 0 |  | 0 | 0 | 0 | 0 | 0 | 0 | 0 | 0 | 0 | 0 | 0 | 0 | 0 | -1 | 0 | 0 | 0 | 0 | 0 | 0 | 0 | 0 | 0 | 0 | 0 | 0 | 0 | 0 | 0 | 0 | 0 |  |  |  |  | 0 | 0 | 0 | 0 | 0 | 0 | 0 | 0 | -3.0654e-06 | 1/1/2043 | 12/31/2099 | TRUE | 20-Hour Pumped Thermal Storage |  | 2028 |  |  |  | REF | 0 | 0 | Real 2021 ¦ 12/22/2022 3:42:52 PM | 0 | Area 1001 20-Hour Pumped Thermal 2043 | 0 |  | 1 | Unit |  | PJM | 0 | 0 | 0.97 | 0 | 0 | 0 | 0 | 0 | 0 | 0 | 0 | 0
9995 | Area 1001 20-Hour Compressed Air 2022 | ATC | 2028 | AEP-KPCO | 50 | 50 | 0 | 0 | 0 |  | 0 | 11116.6582 | 50 | 10244.5469 | 872.1112 | 0 | 0 | 0 | -1 | 0 | 0 |  | 0 | 0 | -0.80788 | -7096.397 | -7096.397 | 0 | 0 | 0 | 0 | 297.4581 | 297.4581 | 0 | 0 | -1 | 0 | 0 | 57 | 0 | 0.12325 | 0.12325 | 0 | 0 | 0 | 0 | 0 | -11135.958 | 0 | 0 | 0 | 0 | 0 | -0.016158 |  |  |  | 0 | 0 | 0 | 0 | 0 | 710 | 5657.3525 | 6631.9497 | -971.2472 | 1/1/2022 | 12/31/2099 | TRUE | 20-Hour Compressed Air Storage |  | 2028 |  |  |  | REF | 0 | 0 | Real 2021 ¦ 12/22/2022 3:42:52 PM | 269.9195 | Area 1001 20-Hour Compressed Air 2022 | 0 |  | 1 | Unit |  | PJM | 48.5 | 0 | 0.97 | 0 | 0 | 0 | 0 | 439200 | 316.7586 | 0 | 0 | 0
9996 | Area 1001 20-Hour Compressed Air 2023 | ATC | 2028 | AEP-KPCO | 50 | 50 | 0 | 0 | 0 |  | 0 | 13680.5547 | 50 | 12808.4434 | 872.1112 | 0 | 0 | 0 | -1 | 0 | 0 |  | 0 | 0 | -0.80788 | -7096.397 | -7096.397 | 0 | 0 | 0 | 0 | 297.4581 | 297.4581 | 0 | 0 | -1 | 0 | 0 | 57 | 0 | 0.081663 | 0.081663 | 0 | 0 | 0 | 0 | 0 | -13699.8545 | 0 | 0 | 0 | 0 | 0 | -0.016158 |  |  |  | 0 | 0 | 0 | 0 | 0 | 710 | 5657.3525 | 6631.9497 | -971.2472 | 1/1/2023 | 12/31/2099 | TRUE | 20-Hour Compressed Air Storage |  | 2028 |  |  |  | REF | 0 | 0 | Real 2021 ¦ 12/22/2022 3:42:52 PM | 269.9195 | Area 1001 20-Hour Compressed Air 2023 | 0 |  | 1 | Unit |  | PJM | 48.5 | 0 | 0.97 | 0 | 0 | 0 | 0 | 439200 | 316.7586 | 0 | 0 | 0
9997 | Area 1001 20-Hour Compressed Air 2024 | ATC | 2028 | AEP-KPCO | 50 | 50 | 0 | 0 | 0 |  | 0 | 12645.6123 | 50 | 11773.501 | 872.1112 | 0 | 0 | 0 | -1 | 0 | 0 |  | 0 | 0 | -0.42031 | -3692.0361 | -3692.0361 | 0 | 0 | 0 | 0 | 202.078 | 202.078 | 0 | 0 | -1 | 0 | 0 | 45 | 0 | 0.21691 | 0.21691 | 0 | 0 | 0 | 0 | 0 | -12614.8779 | 0 | 0 | 0 | 0 | 0 | -0.0084063 |  |  |  | 0 | 0 | 0 | 0 | 0 | 536 | 3202.6169 | 3585.2195 | -379.3326 | 1/1/2024 | 12/31/2099 | TRUE | 20-Hour Compressed Air Storage |  | 2028 |  |  |  | REF | 0 | 0 | Real 2021 ¦ 12/22/2022 3:42:52 PM | 16.34 | Area 1001 20-Hour Compressed Air 2024 | 0 |  | 1 | Unit |  | PJM | 48.5 | 0 | 0.97 | 0 | 0 | 0 | 0 | 439200 | 171.3433 | 0 | 0 | 0
9998 | Area 1001 20-Hour Compressed Air 2025 | ATC | 2028 | AEP-KPCO | 50 | 50 | 0 | 0 | 0 |  | 0 | 12212.3164 | 50 | 11340.2051 | 872.1112 | 0 | 0 | 0 | -1 | 0 | 0 |  | 0 | 0 | -0.41641 | -3657.7473 | -3657.7473 | 0 | 0 | 0 | 0 | 201.1258 | 201.1258 | 0 | 0 | -1 | 0 | 0 | 45 | 0 | 0.4828 | 0.4828 | 0 | 0 | 0 | 0 | 0 | -12181.1104 | 0 | 0 | 0 | 0 | 0 | -0.0083282 |  |  |  | 0 | 0 | 0 | 0 | 0 | 537 | 3176.8889 | 3554.0107 | -373.8519 | 1/1/2025 | 12/31/2099 | TRUE | 20-Hour Compressed Air Storage |  | 2028 |  |  |  | REF | 0 | 0 | Real 2021 ¦ 12/22/2022 3:42:52 PM | 13.11 | Area 1001 20-Hour Compressed Air 2025 | 0 |  | 1 | Unit |  | PJM | 48.5 | 0 | 0.97 | 0 | 0 | 0 | 0 | 439200 | 169.9198 | 0 | 0 | 0
9999 | Area 1001 20-Hour Compressed Air 2026 | ATC | 2028 | AEP-KPCO | 50 | 50 | 0 | 0 | 0 |  | 0 | 12342.0293 | 50 | 11469.918 | 872.1112 | 0 | 0 | 0 | -1 | 0 | 0 |  | 0 | 0 | -0.41234 | -3621.969 | -3621.969 | 0 | 0 | 0 | 0 | 200.1415 | 200.1415 | 0 | 0 | -1 | 0 | 0 | 44 | 0 | 0.089692 | 0.089692 | 0 | 0 | 0 | 0 | 0 | -12310.332 | 0 | 0 | 0 | 0 | 0 | -0.0082467 |  |  |  | 0 | 0 | 0 | 0 | 0 | 529 | 3150.4641 | 3521.6653 | -367.9311 | 1/1/2026 | 12/31/2099 | TRUE | 20-Hour Compressed Air Storage |  | 2028 |  |  |  | REF | 0 | 0 | Real 2021 ¦ 12/22/2022 3:42:52 PM | 9.7695 | Area 1001 20-Hour Compressed Air 2026 | 0 |  | 1 | Unit |  | PJM | 48.5 | 0 | 0.97 | 0 | 0 | 0 | 0 | 439200 | 168.4445 | 0 | 0 | 0
10000 | Area 1001 20-Hour Compressed Air 2027 | ATC | 2028 | AEP-KPCO | 50 | 50 | 0 | 0 | 0 |  | 0 | 12510.3799 | 50 | 11638.2686 | 872.1112 | 0 | 0 | 0 | -1 | 0 | 0 |  | 0 | 0 | -0.40832 | -3586.6873 | -3586.6873 | 0 | 0 | 0 | 0 | 199.1915 | 199.1915 | 0 | 0 | -1 | 0 | 0 | 44 | 0 | 0.063293 | 0.063293 | 0 | 0 | 0 | 0 | 0 | -12478.2139 | 0 | 0 | 0 | 0 | 0 | -0.0081664 |  |  |  | 0 | 0 | 0 | 0 | 0 | 529 | 3125.9236 | 3490.5576 | -361.364 | 1/1/2027 | 12/31/2099 | TRUE | 20-Hour Compressed Air Storage |  | 2028 |  |  |  | REF | 0 | 0 | Real 2021 ¦ 12/22/2022 3:42:52 PM | 6.55 | Area 1001 20-Hour Compressed Air 2027 | 0 |  | 1 | Unit |  | PJM | 48.5 | 0 | 0.97 | 0 | 0 | 0 | 0 | 439200 | 167.0257 | 0 | 0 | 0
10001 | Area 1001 20-Hour Compressed Air 2028 | ATC | 2028 | AEP-KPCO | 50 | 50 | 0 | 0 | 0 |  | 0 | 12648.3721 | 50 | 11776.2607 | 872.1112 | 0 | 0 | 0 | -1 | 0 | 0 |  | 0 | 0 | -0.40385 | -3547.3984 | -3547.3984 | 0 | 0 | 0 | 0 | 198.0497 | 198.0497 | 0 | 0 | -1 | 0 | 0 | 44 | 0 | 0.054791 | 0.054791 | 0 | 0 | 0 | 0 | 0 | -12615.7314 | 0 | 0 | 0 | 0 | 0 | -0.008077 |  |  |  | 0 | 0 | 0 | 0 | 0 | 531 | 3098.2632 | 3455.7441 | -354.2108 | 1/1/2028 | 12/31/2099 | TRUE | 20-Hour Compressed Air Storage |  | 2028 |  |  |  | REF | 0 | 0 | Real 2021 ¦ 12/22/2022 3:42:52 PM | 3.27 | Area 1001 20-Hour Compressed Air 2028 | 0 |  | 1 | Unit |  | PJM | 48.5 | 0 | 0.97 | 0 | 0 | 0 | 0 | 439200 | 165.4087 | 0 | 0 | 0
10002 | Area 1001 20-Hour Compressed Air 2029 | ATC | 2028 | AEP-KPCO | 0 | 0 | 0 | 0 | 0 |  | 0 | 0 | 0 | 0 | 0 | 0 | 0 | 0 | -1 | 0 | 0 |  | 0 | 0 | 0 | 0 | 0 | 0 | 0 | 0 | 0 | 0 | 0 | 0 | 0 | -1 | 0 | 0 | 0 | 0 | 0 | 0 | 0 | 0 | 0 | 0 | 0 | 0 | 0 | 0 | 0 | 0 | 0 |  |  |  |  | 0 | 0 | 0 | 0 | 0 | 0 | 0 | 0 | -3.0654e-06 | 1/1/2029 | 12/31/2099 | TRUE | 20-Hour Compressed Air Storage |  | 2028 |  |  |  | REF | 0 | 0 | Real 2021 ¦ 12/22/2022 3:42:52 PM | 0 | Area 1001 20-Hour Compressed Air 2029 | 0 |  | 1 | Unit |  | PJM | 0 | 0 | 0.97 | 0 | 0 | 0 | 0 | 0 | 0 | 0 | 0 | 0
10003 | Area 1001 20-Hour Compressed Air 2030 | ATC | 2028 | AEP-KPCO | 0 | 0 | 0 | 0 | 0 |  | 0 | 0 | 0 | 0 | 0 | 0 | 0 | 0 | -1 | 0 | 0 |  | 0 | 0 | 0 | 0 | 0 | 0 | 0 | 0 | 0 | 0 | 0 | 0 | 0 | -1 | 0 | 0 | 0 | 0 | 0 | 0 | 0 | 0 | 0 | 0 | 0 | 0 | 0 | 0 | 0 | 0 | 0 |  |  |  |  | 0 | 0 | 0 | 0 | 0 | 0 | 0 | 0 | -3.0654e-06 | 1/1/2030 | 12/31/2099 | TRUE | 20-Hour Compressed Air Storage |  | 2028 |  |  |  | REF | 0 | 0 | Real 2021 ¦ 12/22/2022 3:42:52 PM | 0 | Area 1001 20-Hour Compressed Air 2030 | 0 |  | 1 | Unit |  | PJM | 0 | 0 | 0.97 | 0 | 0 | 0 | 0 | 0 | 0 | 0 | 0 | 0
10004 | Area 1001 20-Hour Compressed Air 2031 | ATC | 2028 | AEP-KPCO | 0 | 0 | 0 | 0 | 0 |  | 0 | 0 | 0 | 0 | 0 | 0 | 0 | 0 | -1 | 0 | 0 |  | 0 | 0 | 0 | 0 | 0 | 0 | 0 | 0 | 0 | 0 | 0 | 0 | 0 | -1 | 0 | 0 | 0 | 0 | 0 | 0 | 0 | 0 | 0 | 0 | 0 | 0 | 0 | 0 | 0 | 0 | 0 |  |  |  |  | 0 | 0 | 0 | 0 | 0 | 0 | 0 | 0 | -3.0654e-06 | 1/1/2031 | 12/31/2099 | TRUE | 20-Hour Compressed Air Storage |  | 2028 |  |  |  | REF | 0 | 0 | Real 2021 ¦ 12/22/2022 3:42:52 PM | 0 | Area 1001 20-Hour Compressed Air 2031 | 0 |  | 1 | Unit |  | PJM | 0 | 0 | 0.97 | 0 | 0 | 0 | 0 | 0 | 0 | 0 | 0 | 0
10005 | Area 1001 20-Hour Compressed Air 2032 | ATC | 2028 | AEP-KPCO | 0 | 0 | 0 | 0 | 0 |  | 0 | 0 | 0 | 0 | 0 | 0 | 0 | 0 | -1 | 0 | 0 |  | 0 | 0 | 0 | 0 | 0 | 0 | 0 | 0 | 0 | 0 | 0 | 0 | 0 | -1 | 0 | 0 | 0 | 0 | 0 | 0 | 0 | 0 | 0 | 0 | 0 | 0 | 0 | 0 | 0 | 0 | 0 |  |  |  |  | 0 | 0 | 0 | 0 | 0 | 0 | 0 | 0 | -3.0654e-06 | 1/1/2032 | 12/31/2099 | TRUE | 20-Hour Compressed Air Storage |  | 2028 |  |  |  | REF | 0 | 0 | Real 2021 ¦ 12/22/2022 3:42:52 PM | 0 | Area 1001 20-Hour Compressed Air 2032 | 0 |  | 1 | Unit |  | PJM | 0 | 0 | 0.97 | 0 | 0 | 0 | 0 | 0 | 0 | 0 | 0 | 0
10006 | Area 1001 20-Hour Compressed Air 2033 | ATC | 2028 | AEP-KPCO | 0 | 0 | 0 | 0 | 0 |  | 0 | 0 | 0 | 0 | 0 | 0 | 0 | 0 | -1 | 0 | 0 |  | 0 | 0 | 0 | 0 | 0 | 0 | 0 | 0 | 0 | 0 | 0 | 0 | 0 | -1 | 0 | 0 | 0 | 0 | 0 | 0 | 0 | 0 | 0 | 0 | 0 | 0 | 0 | 0 | 0 | 0 | 0 |  |  |  |  | 0 | 0 | 0 | 0 | 0 | 0 | 0 | 0 | -3.0654e-06 | 1/1/2033 | 12/31/2099 | TRUE | 20-Hour Compressed Air Storage |  | 2028 |  |  |  | REF | 0 | 0 | Real 2021 ¦ 12/22/2022 3:42:52 PM | 0 | Area 1001 20-Hour Compressed Air 2033 | 0 |  | 1 | Unit |  | PJM | 0 | 0 | 0.97 | 0 | 0 | 0 | 0 | 0 | 0 | 0 | 0 | 0
10007 | Area 1001 20-Hour Compressed Air 2034 | ATC | 2028 | AEP-KPCO | 0 | 0 | 0 | 0 | 0 |  | 0 | 0 | 0 | 0 | 0 | 0 | 0 | 0 | -1 | 0 | 0 |  | 0 | 0 | 0 | 0 | 0 | 0 | 0 | 0 | 0 | 0 | 0 | 0 | 0 | -1 | 0 | 0 | 0 | 0 | 0 | 0 | 0 | 0 | 0 | 0 | 0 | 0 | 0 | 0 | 0 | 0 | 0 |  |  |  |  | 0 | 0 | 0 | 0 | 0 | 0 | 0 | 0 | -3.0654e-06 | 1/1/2034 | 12/31/2099 | TRUE | 20-Hour Compressed Air Storage |  | 2028 |  |  |  | REF | 0 | 0 | Real 2021 ¦ 12/22/2022 3:42:52 PM | 0 | Area 1001 20-Hour Compressed Air 2034 | 0 |  | 1 | Unit |  | PJM | 0 | 0 | 0.97 | 0 | 0 | 0 | 0 | 0 | 0 | 0 | 0 | 0
10008 | Area 1001 20-Hour Compressed Air 2035 | ATC | 2028 | AEP-KPCO | 0 | 0 | 0 | 0 | 0 |  | 0 | 0 | 0 | 0 | 0 | 0 | 0 | 0 | -1 | 0 | 0 |  | 0 | 0 | 0 | 0 | 0 | 0 | 0 | 0 | 0 | 0 | 0 | 0 | 0 | -1 | 0 | 0 | 0 | 0 | 0 | 0 | 0 | 0 | 0 | 0 | 0 | 0 | 0 | 0 | 0 | 0 | 0 |  |  |  |  | 0 | 0 | 0 | 0 | 0 | 0 | 0 | 0 | -3.0654e-06 | 1/1/2035 | 12/31/2099 | TRUE | 20-Hour Compressed Air Storage |  | 2028 |  |  |  | REF | 0 | 0 | Real 2021 ¦ 12/22/2022 3:42:52 PM | 0 | Area 1001 20-Hour Compressed Air 2035 | 0 |  | 1 | Unit |  | PJM | 0 | 0 | 0.97 | 0 | 0 | 0 | 0 | 0 | 0 | 0 | 0 | 0
10009 | Area 1001 20-Hour Compressed Air 2036 | ATC | 2028 | AEP-KPCO | 0 | 0 | 0 | 0 | 0 |  | 0 | 0 | 0 | 0 | 0 | 0 | 0 | 0 | -1 | 0 | 0 |  | 0 | 0 | 0 | 0 | 0 | 0 | 0 | 0 | 0 | 0 | 0 | 0 | 0 | -1 | 0 | 0 | 0 | 0 | 0 | 0 | 0 | 0 | 0 | 0 | 0 | 0 | 0 | 0 | 0 | 0 | 0 |  |  |  |  | 0 | 0 | 0 | 0 | 0 | 0 | 0 | 0 | -3.0654e-06 | 1/1/2036 | 12/31/2099 | TRUE | 20-Hour Compressed Air Storage |  | 2028 |  |  |  | REF | 0 | 0 | Real 2021 ¦ 12/22/2022 3:42:52 PM | 0 | Area 1001 20-Hour Compressed Air 2036 | 0 |  | 1 | Unit |  | PJM | 0 | 0 | 0.97 | 0 | 0 | 0 | 0 | 0 | 0 | 0 | 0 | 0
10010 | Area 1001 20-Hour Compressed Air 2037 | ATC | 2028 | AEP-KPCO | 0 | 0 | 0 | 0 | 0 |  | 0 | 0 | 0 | 0 | 0 | 0 | 0 | 0 | -1 | 0 | 0 |  | 0 | 0 | 0 | 0 | 0 | 0 | 0 | 0 | 0 | 0 | 0 | 0 | 0 | -1 | 0 | 0 | 0 | 0 | 0 | 0 | 0 | 0 | 0 | 0 | 0 | 0 | 0 | 0 | 0 | 0 | 0 |  |  |  |  | 0 | 0 | 0 | 0 | 0 | 0 | 0 | 0 | -3.0654e-06 | 1/1/2037 | 12/31/2099 | TRUE | 20-Hour Compressed Air Storage |  | 2028 |  |  |  | REF | 0 | 0 | Real 2021 ¦ 12/22/2022 3:42:52 PM | 0 | Area 1001 20-Hour Compressed Air 2037 | 0 |  | 1 | Unit |  | PJM | 0 | 0 | 0.97 | 0 | 0 | 0 | 0 | 0 | 0 | 0 | 0 | 0
10011 | Area 1001 20-Hour Compressed Air 2038 | ATC | 2028 | AEP-KPCO | 0 | 0 | 0 | 0 | 0 |  | 0 | 0 | 0 | 0 | 0 | 0 | 0 | 0 | -1 | 0 | 0 |  | 0 | 0 | 0 | 0 | 0 | 0 | 0 | 0 | 0 | 0 | 0 | 0 | 0 | -1 | 0 | 0 | 0 | 0 | 0 | 0 | 0 | 0 | 0 | 0 | 0 | 0 | 0 | 0 | 0 | 0 | 0 |  |  |  |  | 0 | 0 | 0 | 0 | 0 | 0 | 0 | 0 | -3.0654e-06 | 1/1/2038 | 12/31/2099 | TRUE | 20-Hour Compressed Air Storage |  | 2028 |  |  |  | REF | 0 | 0 | Real 2021 ¦ 12/22/2022 3:42:52 PM | 0 | Area 1001 20-Hour Compressed Air 2038 | 0 |  | 1 | Unit |  | PJM | 0 | 0 | 0.97 | 0 | 0 | 0 | 0 | 0 | 0 | 0 | 0 | 0
10012 | Area 1001 20-Hour Compressed Air 2039 | ATC | 2028 | AEP-KPCO | 0 | 0 | 0 | 0 | 0 |  | 0 | 0 | 0 | 0 | 0 | 0 | 0 | 0 | -1 | 0 | 0 |  | 0 | 0 | 0 | 0 | 0 | 0 | 0 | 0 | 0 | 0 | 0 | 0 | 0 | -1 | 0 | 0 | 0 | 0 | 0 | 0 | 0 | 0 | 0 | 0 | 0 | 0 | 0 | 0 | 0 | 0 | 0 |  |  |  |  | 0 | 0 | 0 | 0 | 0 | 0 | 0 | 0 | -3.0654e-06 | 1/1/2039 | 12/31/2099 | TRUE | 20-Hour Compressed Air Storage |  | 2028 |  |  |  | REF | 0 | 0 | Real 2021 ¦ 12/22/2022 3:42:52 PM | 0 | Area 1001 20-Hour Compressed Air 2039 | 0 |  | 1 | Unit |  | PJM | 0 | 0 | 0.97 | 0 | 0 | 0 | 0 | 0 | 0 | 0 | 0 | 0
10013 | Area 1001 20-Hour Compressed Air 2040 | ATC | 2028 | AEP-KPCO | 0 | 0 | 0 | 0 | 0 |  | 0 | 0 | 0 | 0 | 0 | 0 | 0 | 0 | -1 | 0 | 0 |  | 0 | 0 | 0 | 0 | 0 | 0 | 0 | 0 | 0 | 0 | 0 | 0 | 0 | -1 | 0 | 0 | 0 | 0 | 0 | 0 | 0 | 0 | 0 | 0 | 0 | 0 | 0 | 0 | 0 | 0 | 0 |  |  |  |  | 0 | 0 | 0 | 0 | 0 | 0 | 0 | 0 | -3.0654e-06 | 1/1/2040 | 12/31/2099 | TRUE | 20-Hour Compressed Air Storage |  | 2028 |  |  |  | REF | 0 | 0 | Real 2021 ¦ 12/22/2022 3:42:52 PM | 0 | Area 1001 20-Hour Compressed Air 2040 | 0 |  | 1 | Unit |  | PJM | 0 | 0 | 0.97 | 0 | 0 | 0 | 0 | 0 | 0 | 0 | 0 | 0
10014 | Area 1001 20-Hour Compressed Air 2041 | ATC | 2028 | AEP-KPCO | 0 | 0 | 0 | 0 | 0 |  | 0 | 0 | 0 | 0 | 0 | 0 | 0 | 0 | -1 | 0 | 0 |  | 0 | 0 | 0 | 0 | 0 | 0 | 0 | 0 | 0 | 0 | 0 | 0 | 0 | -1 | 0 | 0 | 0 | 0 | 0 | 0 | 0 | 0 | 0 | 0 | 0 | 0 | 0 | 0 | 0 | 0 | 0 |  |  |  |  | 0 | 0 | 0 | 0 | 0 | 0 | 0 | 0 | -3.0654e-06 | 1/1/2041 | 12/31/2099 | TRUE | 20-Hour Compressed Air Storage |  | 2028 |  |  |  | REF | 0 | 0 | Real 2021 ¦ 12/22/2022 3:42:52 PM | 0 | Area 1001 20-Hour Compressed Air 2041 | 0 |  | 1 | Unit |  | PJM | 0 | 0 | 0.97 | 0 | 0 | 0 | 0 | 0 | 0 | 0 | 0 | 0
10015 | Area 1001 20-Hour Compressed Air 2042 | ATC | 2028 | AEP-KPCO | 0 | 0 | 0 | 0 | 0 |  | 0 | 0 | 0 | 0 | 0 | 0 | 0 | 0 | -1 | 0 | 0 |  | 0 | 0 | 0 | 0 | 0 | 0 | 0 | 0 | 0 | 0 | 0 | 0 | 0 | -1 | 0 | 0 | 0 | 0 | 0 | 0 | 0 | 0 | 0 | 0 | 0 | 0 | 0 | 0 | 0 | 0 | 0 |  |  |  |  | 0 | 0 | 0 | 0 | 0 | 0 | 0 | 0 | -3.0654e-06 | 1/1/2042 | 12/31/2099 | TRUE | 20-Hour Compressed Air Storage |  | 2028 |  |  |  | REF | 0 | 0 | Real 2021 ¦ 12/22/2022 3:42:52 PM | 0 | Area 1001 20-Hour Compressed Air 2042 | 0 |  | 1 | Unit |  | PJM | 0 | 0 | 0.97 | 0 | 0 | 0 | 0 | 0 | 0 | 0 | 0 | 0
10016 | Area 1001 20-Hour Compressed Air 2043 | ATC | 2028 | AEP-KPCO | 0 | 0 | 0 | 0 | 0 |  | 0 | 0 | 0 | 0 | 0 | 0 | 0 | 0 | -1 | 0 | 0 |  | 0 | 0 | 0 | 0 | 0 | 0 | 0 | 0 | 0 | 0 | 0 | 0 | 0 | -1 | 0 | 0 | 0 | 0 | 0 | 0 | 0 | 0 | 0 | 0 | 0 | 0 | 0 | 0 | 0 | 0 | 0 |  |  |  |  | 0 | 0 | 0 | 0 | 0 | 0 | 0 | 0 | -3.0654e-06 | 1/1/2043 | 12/31/2099 | TRUE | 20-Hour Compressed Air Storage |  | 2028 |  |  |  | REF | 0 | 0 | Real 2021 ¦ 12/22/2022 3:42:52 PM | 0 | Area 1001 20-Hour Compressed Air 2043 | 0 |  | 1 | Unit |  | PJM | 0 | 0 | 0.97 | 0 | 0 | 0 | 0 | 0 | 0 | 0 | 0 | 0
10017 | Area 1001 Hydrogen electrolyzer + Hydrogen gas CT 2023 | ATC | 2028 | AEP-KPCO | 240 | 240 | 0 | 0 | 0 |  | 0 | 131598.2656 | 240 | 118549.7188 | 13048.5498 | 0 | 0 | 0 | -1 | 0 | 0 |  | 0 | 0 | -0.59425 | -5219.8994 | -5219.8994 | 0 | 0 | 0 | 0 | 73.3994 | 73.3994 | 0 | 0 | -1 | 0 | 0 | 13 | 0 | 0.19452 | 0.19452 | 0 | 0 | 0 | 0 | 0 | -131685.2344 | 0 | 0 | 0 | 0 | 0 | -0.002476 |  |  |  | 0 | 0 | 0 | 0 | 0 | 428 | 1631.6367 | 2055.4607 | -420.3206 | 1/1/2023 | 12/31/2099 | TRUE | 10-Hour H2 Electrolyzer |  | 2028 |  |  |  | REF | 0 | 0 | Real 2021 ¦ 12/22/2022 3:42:52 PM | 145.6928 | Area 1001 Hydrogen electrolyzer + Hydrogen gas CT 2023 | 0 |  | 1 | Unit |  | PJM | 232.8 | 0 | 0.97 | 0 | 0 | 0 | 0 | 2108160 | 160.3605 | 0 | 0 | 0
10018 | Area 1001 Hydrogen electrolyzer + Hydrogen gas CT 2024 | ATC | 2028 | AEP-KPCO | 240 | 240 | 0 | 0 | 0 |  | 0 | 115661.8125 | 240 | 102639.7578 | 13022.0547 | 0 | 0 | 0 | -1 | 0 | 0 |  | 0 | 0 | -0.077023 | -676.5675 | -676.5675 | 0 | 0 | 0 | 0 | 20.8888 | 20.8888 | 0 | 0 | -1 | 0 | 0 | 14 | 0 | 0.029841 | 0.029841 | 0 | 0 | 0 | 0 | 0 | -115664.2734 | 0 | 0 | 0 | 0 | 0 | -0.00032093 |  |  |  | 0 | 0 | 0 | 0 | 0 | 369 | 234.2132 | 273.2342 | -35.4189 | 1/1/2024 | 12/31/2099 | TRUE | 10-Hour H2 Electrolyzer |  | 2028 |  |  |  | REF | 0 | 0 | Real 2021 ¦ 12/22/2022 3:42:52 PM | 6.9716 | Area 1001 Hydrogen electrolyzer + Hydrogen gas CT 2024 | 0 |  | 1 | Unit |  | PJM | 232.8 | 0 | 0.97 | 0 | 0 | 0 | 0 | 2108160 | 23.3465 | 0 | 0 | 0
10019 | Area 1001 Hydrogen electrolyzer + Hydrogen gas CT 2025 | ATC | 2028 | AEP-KPCO | 240 | 240 | 0 | 0 | 0 |  | 0 | 108587.7812 | 240 | 95578.9688 | 13008.8076 | 0 | 0 | 0 | -1 | 0 | 0 |  | 0 | 0 | -0.077023 | -676.5675 | -676.5675 | 0 | 0 | 0 | 0 | 20.8888 | 20.8888 | 0 | 0 | -1 | 0 | 0 | 14 | 0 | 0.024587 | 0.024587 | 0 | 0 | 0 | 0 | 0 | -108590.2344 | 0 | 0 | 0 | 0 | 0 | -0.00032093 |  |  |  | 0 | 0 | 0 | 0 | 0 | 369 | 234.2132 | 273.2342 | -35.4189 | 1/1/2025 | 12/31/2099 | TRUE | 10-Hour H2 Electrolyzer |  | 2028 |  |  |  | REF | 0 | 0 | Real 2021 ¦ 12/22/2022 3:42:52 PM | 6.9716 | Area 1001 Hydrogen electrolyzer + Hydrogen gas CT 2025 | 0 |  | 1 | Unit |  | PJM | 232.8 | 0 | 0.97 | 0 | 0 | 0 | 0 | 2108160 | 23.3465 | 0 | 0 | 0
10020 | Area 1001 Hydrogen electrolyzer + Hydrogen gas CT 2026 | ATC | 2028 | AEP-KPCO | 240 | 240 | 0 | 0 | 0 |  | 0 | 106772.9062 | 240 | 93790.5938 | 12982.3135 | 0 | 0 | 0 | -1 | 0 | 0 |  | 0 | 0 | -0.077023 | -676.5675 | -676.5675 | 0 | 0 | 0 | 0 | 20.8888 | 20.8888 | 0 | 0 | -1 | 0 | 0 | 14 | 0 | 0.025253 | 0.025253 | 0 | 0 | 0 | 0 | 0 | -106775.3594 | 0 | 0 | 0 | 0 | 0 | -0.00032093 |  |  |  | 0 | 0 | 0 | 0 | 0 | 369 | 234.2132 | 273.2342 | -35.4189 | 1/1/2026 | 12/31/2099 | TRUE | 10-Hour H2 Electrolyzer |  | 2028 |  |  |  | REF | 0 | 0 | Real 2021 ¦ 12/22/2022 3:42:52 PM | 6.9716 | Area 1001 Hydrogen electrolyzer + Hydrogen gas CT 2026 | 0 |  | 1 | Unit |  | PJM | 232.8 | 0 | 0.97 | 0 | 0 | 0 | 0 | 2108160 | 23.3465 | 0 | 0 | 0
10021 | Area 1001 Hydrogen electrolyzer + Hydrogen gas CT 2027 | ATC | 2028 | AEP-KPCO | 240 | 240 | 0 | 0 | 0 |  | 0 | 105183.2344 | 240 | 92227.4141 | 12955.8184 | 0 | 0 | 0 | -1 | 0 | 0 |  | 0 | 0 | -0.07699 | -676.2799 | -676.2799 | 0 | 0 | 0 | 0 | 20.8825 | 20.8825 | 0 | 0 | -1 | 0 | 0 | 14 | 0 | 0.06543 | 0.06543 | 0 | 0 | 0 | 0 | 0 | -105185.6875 | 0 | 0 | 0 | 0 | 0 | -0.00032079 |  |  |  | 0 | 0 | 0 | 0 | 0 | 372 | 234.0747 | 273.1064 | -35.4097 | 1/1/2027 | 12/31/2099 | TRUE | 10-Hour H2 Electrolyzer |  | 2028 |  |  |  | REF | 0 | 0 | Real 2021 ¦ 12/22/2022 3:42:52 PM | 6.9616 | Area 1001 Hydrogen electrolyzer + Hydrogen gas CT 2027 | 0 |  | 1 | Unit |  | PJM | 232.8 | 0 | 0.97 | 0 | 0 | 0 | 0 | 2108160 | 23.3361 | 0 | 0 | 0
10022 | Area 1001 Hydrogen electrolyzer + Hydrogen gas CT 2028 | ATC | 2028 | AEP-KPCO | 240 | 240 | 0 | 0 | 0 |  | 0 | 103805.5156 | 240 | 90862.9453 | 12942.5713 | 0 | 0 | 0 | -1 | 0 | 0 |  | 0 | 0 | -0.063054 | -553.8681 | -553.8681 | 0 | 0 | 0 | 0 | 19.1965 | 19.1965 | 0 | 0 | -1 | 0 | 0 | 13 | 0 | 0.013452 | 0.013452 | 0 | 0 | 0 | 0 | 0 | -103805.8906 | 0 | 0 | 0 | 0 | 0 | -0.00026273 |  |  |  | 0 | 0 | 0 | 0 | 0 | 344 | 195.2585 | 224.738 | -26.1195 | 1/1/2028 | 12/31/2099 | TRUE | 10-Hour H2 Electrolyzer |  | 2028 |  |  |  | REF | 0 | 0 | Real 2021 ¦ 12/22/2022 3:42:52 PM | 3.36 | Area 1001 Hydrogen electrolyzer + Hydrogen gas CT 2028 | 0 |  | 1 | Unit |  | PJM | 232.8 | 0 | 0.97 | 0 | 0 | 0 | 0 | 2108160 | 19.5708 | 0 | 0 | 0
10023 | Area 1001 Hydrogen electrolyzer + Hydrogen gas CT 2029 | ATC | 2028 | AEP-KPCO | 0 | 0 | 0 | 0 | 0 |  | 0 | 0 | 0 | 0 | 0 | 0 | 0 | 0 | -1 | 0 | 0 |  | 0 | 0 | 0 | 0 | 0 | 0 | 0 | 0 | 0 | 0 | 0 | 0 | 0 | -1 | 0 | 0 | 0 | 0 | 0 | 0 | 0 | 0 | 0 | 0 | 0 | 0 | 0 | 0 | 0 | 0 | 0 |  |  |  |  | 0 | 0 | 0 | 0 | 0 | 0 | 0 | 0 | -1.5327e-06 | 1/1/2029 | 12/31/2099 | TRUE | 10-Hour H2 Electrolyzer |  | 2028 |  |  |  | REF | 0 | 0 | Real 2021 ¦ 12/22/2022 3:42:52 PM | 0 | Area 1001 Hydrogen electrolyzer + Hydrogen gas CT 2029 | 0 |  | 1 | Unit |  | PJM | 0 | 0 | 0.97 | 0 | 0 | 0 | 0 | 0 | 0 | 0 | 0 | 0
10024 | Area 1001 Hydrogen electrolyzer + Hydrogen gas CT 2030 | ATC | 2028 | AEP-KPCO | 0 | 0 | 0 | 0 | 0 |  | 0 | 0 | 0 | 0 | 0 | 0 | 0 | 0 | -1 | 0 | 0 |  | 0 | 0 | 0 | 0 | 0 | 0 | 0 | 0 | 0 | 0 | 0 | 0 | 0 | -1 | 0 | 0 | 0 | 0 | 0 | 0 | 0 | 0 | 0 | 0 | 0 | 0 | 0 | 0 | 0 | 0 | 0 |  |  |  |  | 0 | 0 | 0 | 0 | 0 | 0 | 0 | 0 | -1.5327e-06 | 1/1/2030 | 12/31/2099 | TRUE | 10-Hour H2 Electrolyzer |  | 2028 |  |  |  | REF | 0 | 0 | Real 2021 ¦ 12/22/2022 3:42:52 PM | 0 | Area 1001 Hydrogen electrolyzer + Hydrogen gas CT 2030 | 0 |  | 1 | Unit |  | PJM | 0 | 0 | 0.97 | 0 | 0 | 0 | 0 | 0 | 0 | 0 | 0 | 0
10025 | Area 1001 Hydrogen electrolyzer + Hydrogen gas CT 2031 | ATC | 2028 | AEP-KPCO | 0 | 0 | 0 | 0 | 0 |  | 0 | 0 | 0 | 0 | 0 | 0 | 0 | 0 | -1 | 0 | 0 |  | 0 | 0 | 0 | 0 | 0 | 0 | 0 | 0 | 0 | 0 | 0 | 0 | 0 | -1 | 0 | 0 | 0 | 0 | 0 | 0 | 0 | 0 | 0 | 0 | 0 | 0 | 0 | 0 | 0 | 0 | 0 |  |  |  |  | 0 | 0 | 0 | 0 | 0 | 0 | 0 | 0 | -1.5327e-06 | 1/1/2031 | 12/31/2099 | TRUE | 10-Hour H2 Electrolyzer |  | 2028 |  |  |  | REF | 0 | 0 | Real 2021 ¦ 12/22/2022 3:42:52 PM | 0 | Area 1001 Hydrogen electrolyzer + Hydrogen gas CT 2031 | 0 |  | 1 | Unit |  | PJM | 0 | 0 | 0.97 | 0 | 0 | 0 | 0 | 0 | 0 | 0 | 0 | 0
10026 | Area 1001 Hydrogen electrolyzer + Hydrogen gas CT 2032 | ATC | 2028 | AEP-KPCO | 0 | 0 | 0 | 0 | 0 |  | 0 | 0 | 0 | 0 | 0 | 0 | 0 | 0 | -1 | 0 | 0 |  | 0 | 0 | 0 | 0 | 0 | 0 | 0 | 0 | 0 | 0 | 0 | 0 | 0 | -1 | 0 | 0 | 0 | 0 | 0 | 0 | 0 | 0 | 0 | 0 | 0 | 0 | 0 | 0 | 0 | 0 | 0 |  |  |  |  | 0 | 0 | 0 | 0 | 0 | 0 | 0 | 0 | -1.5327e-06 | 1/1/2032 | 12/31/2099 | TRUE | 10-Hour H2 Electrolyzer |  | 2028 |  |  |  | REF | 0 | 0 | Real 2021 ¦ 12/22/2022 3:42:52 PM | 0 | Area 1001 Hydrogen electrolyzer + Hydrogen gas CT 2032 | 0 |  | 1 | Unit |  | PJM | 0 | 0 | 0.97 | 0 | 0 | 0 | 0 | 0 | 0 | 0 | 0 | 0
10027 | Area 1001 Hydrogen electrolyzer + Hydrogen gas CT 2033 | ATC | 2028 | AEP-KPCO | 0 | 0 | 0 | 0 | 0 |  | 0 | 0 | 0 | 0 | 0 | 0 | 0 | 0 | -1 | 0 | 0 |  | 0 | 0 | 0 | 0 | 0 | 0 | 0 | 0 | 0 | 0 | 0 | 0 | 0 | -1 | 0 | 0 | 0 | 0 | 0 | 0 | 0 | 0 | 0 | 0 | 0 | 0 | 0 | 0 | 0 | 0 | 0 |  |  |  |  | 0 | 0 | 0 | 0 | 0 | 0 | 0 | 0 | -1.5327e-06 | 1/1/2033 | 12/31/2099 | TRUE | 10-Hour H2 Electrolyzer |  | 2028 |  |  |  | REF | 0 | 0 | Real 2021 ¦ 12/22/2022 3:42:52 PM | 0 | Area 1001 Hydrogen electrolyzer + Hydrogen gas CT 2033 | 0 |  | 1 | Unit |  | PJM | 0 | 0 | 0.97 | 0 | 0 | 0 | 0 | 0 | 0 | 0 | 0 | 0
10028 | Area 1001 Hydrogen electrolyzer + Hydrogen gas CT 2034 | ATC | 2028 | AEP-KPCO | 0 | 0 | 0 | 0 | 0 |  | 0 | 0 | 0 | 0 | 0 | 0 | 0 | 0 | -1 | 0 | 0 |  | 0 | 0 | 0 | 0 | 0 | 0 | 0 | 0 | 0 | 0 | 0 | 0 | 0 | -1 | 0 | 0 | 0 | 0 | 0 | 0 | 0 | 0 | 0 | 0 | 0 | 0 | 0 | 0 | 0 | 0 | 0 |  |  |  |  | 0 | 0 | 0 | 0 | 0 | 0 | 0 | 0 | -1.5327e-06 | 1/1/2034 | 12/31/2099 | TRUE | 10-Hour H2 Electrolyzer |  | 2028 |  |  |  | REF | 0 | 0 | Real 2021 ¦ 12/22/2022 3:42:52 PM | 0 | Area 1001 Hydrogen electrolyzer + Hydrogen gas CT 2034 | 0 |  | 1 | Unit |  | PJM | 0 | 0 | 0.97 | 0 | 0 | 0 | 0 | 0 | 0 | 0 | 0 | 0
10029 | Area 1001 Hydrogen electrolyzer + Hydrogen gas CT 2035 | ATC | 2028 | AEP-KPCO | 0 | 0 | 0 | 0 | 0 |  | 0 | 0 | 0 | 0 | 0 | 0 | 0 | 0 | -1 | 0 | 0 |  | 0 | 0 | 0 | 0 | 0 | 0 | 0 | 0 | 0 | 0 | 0 | 0 | 0 | -1 | 0 | 0 | 0 | 0 | 0 | 0 | 0 | 0 | 0 | 0 | 0 | 0 | 0 | 0 | 0 | 0 | 0 |  |  |  |  | 0 | 0 | 0 | 0 | 0 | 0 | 0 | 0 | -1.5327e-06 | 1/1/2035 | 12/31/2099 | TRUE | 10-Hour H2 Electrolyzer |  | 2028 |  |  |  | REF | 0 | 0 | Real 2021 ¦ 12/22/2022 3:42:52 PM | 0 | Area 1001 Hydrogen electrolyzer + Hydrogen gas CT 2035 | 0 |  | 1 | Unit |  | PJM | 0 | 0 | 0.97 | 0 | 0 | 0 | 0 | 0 | 0 | 0 | 0 | 0
10030 | Area 1001 Hydrogen electrolyzer + Hydrogen gas CT 2036 | ATC | 2028 | AEP-KPCO | 0 | 0 | 0 | 0 | 0 |  | 0 | 0 | 0 | 0 | 0 | 0 | 0 | 0 | -1 | 0 | 0 |  | 0 | 0 | 0 | 0 | 0 | 0 | 0 | 0 | 0 | 0 | 0 | 0 | 0 | -1 | 0 | 0 | 0 | 0 | 0 | 0 | 0 | 0 | 0 | 0 | 0 | 0 | 0 | 0 | 0 | 0 | 0 |  |  |  |  | 0 | 0 | 0 | 0 | 0 | 0 | 0 | 0 | -1.5327e-06 | 1/1/2036 | 12/31/2099 | TRUE | 10-Hour H2 Electrolyzer |  | 2028 |  |  |  | REF | 0 | 0 | Real 2021 ¦ 12/22/2022 3:42:52 PM | 0 | Area 1001 Hydrogen electrolyzer + Hydrogen gas CT 2036 | 0 |  | 1 | Unit |  | PJM | 0 | 0 | 0.97 | 0 | 0 | 0 | 0 | 0 | 0 | 0 | 0 | 0
10031 | Area 1001 Hydrogen electrolyzer + Hydrogen gas CT 2037 | ATC | 2028 | AEP-KPCO | 0 | 0 | 0 | 0 | 0 |  | 0 | 0 | 0 | 0 | 0 | 0 | 0 | 0 | -1 | 0 | 0 |  | 0 | 0 | 0 | 0 | 0 | 0 | 0 | 0 | 0 | 0 | 0 | 0 | 0 | -1 | 0 | 0 | 0 | 0 | 0 | 0 | 0 | 0 | 0 | 0 | 0 | 0 | 0 | 0 | 0 | 0 | 0 |  |  |  |  | 0 | 0 | 0 | 0 | 0 | 0 | 0 | 0 | -1.5327e-06 | 1/1/2037 | 12/31/2099 | TRUE | 10-Hour H2 Electrolyzer |  | 2028 |  |  |  | REF | 0 | 0 | Real 2021 ¦ 12/22/2022 3:42:52 PM | 0 | Area 1001 Hydrogen electrolyzer + Hydrogen gas CT 2037 | 0 |  | 1 | Unit |  | PJM | 0 | 0 | 0.97 | 0 | 0 | 0 | 0 | 0 | 0 | 0 | 0 | 0
10032 | Area 1001 Hydrogen electrolyzer + Hydrogen gas CT 2038 | ATC | 2028 | AEP-KPCO | 0 | 0 | 0 | 0 | 0 |  | 0 | 0 | 0 | 0 | 0 | 0 | 0 | 0 | -1 | 0 | 0 |  | 0 | 0 | 0 | 0 | 0 | 0 | 0 | 0 | 0 | 0 | 0 | 0 | 0 | -1 | 0 | 0 | 0 | 0 | 0 | 0 | 0 | 0 | 0 | 0 | 0 | 0 | 0 | 0 | 0 | 0 | 0 |  |  |  |  | 0 | 0 | 0 | 0 | 0 | 0 | 0 | 0 | -1.5327e-06 | 1/1/2038 | 12/31/2099 | TRUE | 10-Hour H2 Electrolyzer |  | 2028 |  |  |  | REF | 0 | 0 | Real 2021 ¦ 12/22/2022 3:42:52 PM | 0 | Area 1001 Hydrogen electrolyzer + Hydrogen gas CT 2038 | 0 |  | 1 | Unit |  | PJM | 0 | 0 | 0.97 | 0 | 0 | 0 | 0 | 0 | 0 | 0 | 0 | 0
10033 | Area 1001 Hydrogen electrolyzer + Hydrogen gas CT 2039 | ATC | 2028 | AEP-KPCO | 0 | 0 | 0 | 0 | 0 |  | 0 | 0 | 0 | 0 | 0 | 0 | 0 | 0 | -1 | 0 | 0 |  | 0 | 0 | 0 | 0 | 0 | 0 | 0 | 0 | 0 | 0 | 0 | 0 | 0 | -1 | 0 | 0 | 0 | 0 | 0 | 0 | 0 | 0 | 0 | 0 | 0 | 0 | 0 | 0 | 0 | 0 | 0 |  |  |  |  | 0 | 0 | 0 | 0 | 0 | 0 | 0 | 0 | -1.5327e-06 | 1/1/2039 | 12/31/2099 | TRUE | 10-Hour H2 Electrolyzer |  | 2028 |  |  |  | REF | 0 | 0 | Real 2021 ¦ 12/22/2022 3:42:52 PM | 0 | Area 1001 Hydrogen electrolyzer + Hydrogen gas CT 2039 | 0 |  | 1 | Unit |  | PJM | 0 | 0 | 0.97 | 0 | 0 | 0 | 0 | 0 | 0 | 0 | 0 | 0
10034 | Area 1001 Hydrogen electrolyzer + Hydrogen gas CT 2040 | ATC | 2028 | AEP-KPCO | 0 | 0 | 0 | 0 | 0 |  | 0 | 0 | 0 | 0 | 0 | 0 | 0 | 0 | -1 | 0 | 0 |  | 0 | 0 | 0 | 0 | 0 | 0 | 0 | 0 | 0 | 0 | 0 | 0 | 0 | -1 | 0 | 0 | 0 | 0 | 0 | 0 | 0 | 0 | 0 | 0 | 0 | 0 | 0 | 0 | 0 | 0 | 0 |  |  |  |  | 0 | 0 | 0 | 0 | 0 | 0 | 0 | 0 | -1.5327e-06 | 1/1/2040 | 12/31/2099 | TRUE | 10-Hour H2 Electrolyzer |  | 2028 |  |  |  | REF | 0 | 0 | Real 2021 ¦ 12/22/2022 3:42:52 PM | 0 | Area 1001 Hydrogen electrolyzer + Hydrogen gas CT 2040 | 0 |  | 1 | Unit |  | PJM | 0 | 0 | 0.97 | 0 | 0 | 0 | 0 | 0 | 0 | 0 | 0 | 0
10035 | Area 1001 Hydrogen electrolyzer + Hydrogen gas CT 2041 | ATC | 2028 | AEP-KPCO | 0 | 0 | 0 | 0 | 0 |  | 0 | 0 | 0 | 0 | 0 | 0 | 0 | 0 | -1 | 0 | 0 |  | 0 | 0 | 0 | 0 | 0 | 0 | 0 | 0 | 0 | 0 | 0 | 0 | 0 | -1 | 0 | 0 | 0 | 0 | 0 | 0 | 0 | 0 | 0 | 0 | 0 | 0 | 0 | 0 | 0 | 0 | 0 |  |  |  |  | 0 | 0 | 0 | 0 | 0 | 0 | 0 | 0 | -1.5327e-06 | 1/1/2041 | 12/31/2099 | TRUE | 10-Hour H2 Electrolyzer |  | 2028 |  |  |  | REF | 0 | 0 | Real 2021 ¦ 12/22/2022 3:42:52 PM | 0 | Area 1001 Hydrogen electrolyzer + Hydrogen gas CT 2041 | 0 |  | 1 | Unit |  | PJM | 0 | 0 | 0.97 | 0 | 0 | 0 | 0 | 0 | 0 | 0 | 0 | 0
10036 | Area 1001 Hydrogen electrolyzer + Hydrogen gas CT 2042 | ATC | 2028 | AEP-KPCO | 0 | 0 | 0 | 0 | 0 |  | 0 | 0 | 0 | 0 | 0 | 0 | 0 | 0 | -1 | 0 | 0 |  | 0 | 0 | 0 | 0 | 0 | 0 | 0 | 0 | 0 | 0 | 0 | 0 | 0 | -1 | 0 | 0 | 0 | 0 | 0 | 0 | 0 | 0 | 0 | 0 | 0 | 0 | 0 | 0 | 0 | 0 | 0 |  |  |  |  | 0 | 0 | 0 | 0 | 0 | 0 | 0 | 0 | -1.5327e-06 | 1/1/2042 | 12/31/2099 | TRUE | 10-Hour H2 Electrolyzer |  | 2028 |  |  |  | REF | 0 | 0 | Real 2021 ¦ 12/22/2022 3:42:52 PM | 0 | Area 1001 Hydrogen electrolyzer + Hydrogen gas CT 2042 | 0 |  | 1 | Unit |  | PJM | 0 | 0 | 0.97 | 0 | 0 | 0 | 0 | 0 | 0 | 0 | 0 | 0
10037 | Area 1001 Hydrogen electrolyzer + Hydrogen gas CT 2043 | ATC | 2028 | AEP-KPCO | 0 | 0 | 0 | 0 | 0 |  | 0 | 0 | 0 | 0 | 0 | 0 | 0 | 0 | -1 | 0 | 0 |  | 0 | 0 | 0 | 0 | 0 | 0 | 0 | 0 | 0 | 0 | 0 | 0 | 0 | -1 | 0 | 0 | 0 | 0 | 0 | 0 | 0 | 0 | 0 | 0 | 0 | 0 | 0 | 0 | 0 | 0 | 0 |  |  |  |  | 0 | 0 | 0 | 0 | 0 | 0 | 0 | 0 | -1.5327e-06 | 1/1/2043 | 12/31/2099 | TRUE | 10-Hour H2 Electrolyzer |  | 2028 |  |  |  | REF | 0 | 0 | Real 2021 ¦ 12/22/2022 3:42:52 PM | 0 | Area 1001 Hydrogen electrolyzer + Hydrogen gas CT 2043 | 0 |  | 1 | Unit |  | PJM | 0 | 0 | 0.97 | 0 | 0 | 0 | 0 | 0 | 0 | 0 | 0 | 0
10038 | Area 1001 Test Paired Solar | ATC | 2028 | AEP-KPCO | 22.8598 | 100 | 0 | 0 | 0 | 0 | 0 | 19098.1309 | 100 | 17607.8145 | 1490.3165 | 0 | 0 | 0 | -1 | 0 | 0 | 0 | 0 | 0 | 22.8598 | 200800.8594 | 200800.8594 | 0 | 0 | 0 | 0 | 6497.9971 | 6497.9971 | 0 | 0 | -1 | 0 | 0 | 366 | 0 | 0 | 0 | 0 | 0 | 0 | 0 | 0 | -12600.1338 | 0 | 0 | 0 | 0 | 0 | 0.2286 | 32.3604 | 95.1098 | -62.7494 | 0 | 77.1402 | 0 | 0 | 0 | 4394 | 200800.8594 | 0 | 0 | 1/1/2023 | 12/31/2099 | TRUE | Solar |  | 2028 |  |  |  | REF | 0 | 0 | Real 2021 ¦ 12/22/2022 3:42:52 PM | 0 | Area 1001 Test Paired Solar | 0 |  | 1 | Unit |  | PJM | 5 | 0 | 0.25473 | 0 | 0 | 0 | 0 | 200800.8594 | 0 | 0 | 0 | 0
10039 | Area 1001 Test Paired Storage | ATC | 2028 | AEP-KPCO | 50 | 50 | 0 | 0 | 0 |  | 0 | 10702.6807 | 50 | 9524.2266 | 1178.454 | 0 | 0 | 0 | -1 | 0 | 0 |  | 0 | 0 | -1.0387 | -9124.3779 | -9124.3779 | 0 | 0 | 0 | 0 | 1759.1519 | 1759.1519 | 0 | 0 | -1 | 0 | 0 | 476 | 0 | 0.42273 | 0.42273 | 0 | 0 | 0 | 0 | 0 | -10460.1221 | 0 | 0 | 0 | 0 | 0 | -0.020775 |  |  |  | 0 | 0 | 0 | 0 | 0 | 4729 | 42650.2422 | 44008.4297 | -1355.8829 | 1/1/2023 | 12/31/2099 | TRUE | 4-Hour Li-on Battery Storage |  | 2028 |  |  |  | REF | 0 | 0 | Real 2021 ¦ 12/22/2022 3:42:52 PM | 113.1326 | Area 1001 Test Paired Storage | 0 |  | 1 | Unit |  | PJM | 48.5 | 0 | 0.97 | 0 | 0 | 0 | 0 | 439200 | 1516.5931 | 0 | 0 | 0
10040 | Spicewood Solar 2027 | ATC | 2028 | AEP-KPCO | 22.8598 | 100 | 0 | -33.4967 | -35.1715 | -33.4967 | -33.4967 | 14594.0635 | 100 | 13285.8965 | 1308.1667 | 0 | 0 | 0 | -1 | 0 | 0 | 0 | 0 | 0 | 22.8598 | 200800.8594 | 200800.8594 | 0 | 0 | 0 | 0 | 6497.9971 | 6497.9971 | 0 | 0 | -1 | 0 | 0 | 366 | 0 | 0 | 0 | 0 | 0 | 0 | 0 | 0 | -1369.9037 | -6726.1626 | 0 | -6726.1626 | 0 | 0 | 0.2286 | 32.3604 | 39.1826 | -6.8222 | 0 | 77.1402 | 0 | 0 | 0 | 4394 | 200800.8594 | 0 | 0 | 1/1/2027 | 12/31/2099 | TRUE | Solar |  | 2028 |  |  |  | REF | 0 | 0 | Real 2021 ¦ 12/22/2022 3:42:52 PM | 0 | Spicewood Solar 2027 | 0 |  | 1 | Unit |  | PJM | 5 | 0 | 0.25473 | 0 | 0 | 0 | 0 | 200800.8594 | 0 | 0 | 0 | 0
10041 | Big Sandy #1_Ext Gas | ATC | 2028 | AEP-KPCO | 0 | 0 | 0 | 0 | 0 |  | 0 | 0 | 0 | 0 | 0 | 0 | 0 | 0 | -1 | 0 | 0 |  | 0 | 0 | 0 | 0 | 0 | 0 | 0 | 0 | 0 | 0 | 0 | 0 | 0 | -1 | 0 | 0 | 0 | 0 | 0 | 0 | 0 | 0 | 0 | 0 | 0 | 0 | 0 | 0 | 0 | 0 | 0 |  |  |  |  | 0 | 0 | 0 | 0 | 0 | 0 | 0 | 0 | 0 | 6/1/2031 | 5/31/2041 | TRUE | TCO |  | 2028 |  |  |  | REF | 0 | 0 | Real 2021 ¦ 12/22/2022 3:42:52 PM | 0 | Big Sandy #1_Ext Gas | 0 |  | 2 | Unit |  | PJM | 0 | 0 | 0.95 | 0 | 0 | 0 | 0 | 0 | 0 | 0 | 0 | 0
10042 | Big Sandy #1_Ext_NGCCS retrofit 2031 | ATC | 2028 | AEP-KPCO | 0 | 0 | 0 | 0 | 0 |  | 0 | 0 | 0 | 0 | 0 | 0 | 0 | 0 | -1 | 0 | 0 |  | 0 | 0 | 0 | 0 | 0 | 0 | 0 | 0 | 0 | 0 | 0 | 0 | 0 | -1 | 0 | 0 | 0 | 0 | 0 | 0 | 0 | 0 | 0 | 0 | 0 | 0 | 0 | 0 | 0 | 0 | 0 |  |  |  |  | 0 | 0 | 0 | 0 | 0 | 0 | 0 | 0 | 0 | 6/1/2031 | 5/31/2041 | TRUE | TCO |  | 2028 |  |  |  | REF | 0 | 0 | Real 2021 ¦ 12/22/2022 3:42:52 PM | 0 | Big Sandy #1_Ext_NGCCS retrofit 2032 | 0 |  | 2 | Unit |  | PJM | 0 | 0 | 0.95 | 0 | 0 | 0 | 0 | 0 | 0 | 0 | 0 | 0
10043 | Residential - Low/Medium_23-25 | ATC | 2028 | AEP-KPCO | 1.3571 | 11884.2676 | 0 | 0 | 0 | 0 | 0 | 0 | 11884.2676 | 0 | 0 | 0 | 0 | 0 | -1 | 0 | 0 | 0 | 0 | 0 | 1.3571 | 11920.5322 | 11920.5322 | 0 | 0 | 0 | 0 | 400.4897 | 400.4897 | 0 | 0 | -1 | 0 | 0 | 366 | 0 | 0 | 0 | 0 | 0 | 0 | 0 | 0 | 400.4897 | 0 | 0 | 0 | 0 | 0 | 0.00011419 | 33.5966 | 0 | 33.5966 | 0 | 0 | 0 | 0 | 0 | 8784 | 11920.5322 | 0 | 0 | 1/1/2023 | 12/31/2099 | TRUE | DSM_EE |  | 2028 |  |  |  | REF | 0 | 0 | Real 2021 ¦ 12/22/2022 3:42:52 PM | 0 | Residential - Low/Medium_23-25 | 0 |  | 1 | Unit |  | PJM | 0.11131 | 0 | 0.25473 | 0 | 0 | 0 | 0 | 11920.5322 | 0 | 0 | 0 | 0
10044 | Residential - High_23-25 | ATC | 2028 | AEP-KPCO | 0.61882 | 5419.5908 | 0 | 0 | 0 | 0 | 0 | 0 | 5419.5908 | 0 | 0 | 0 | 0 | 0 | -1 | 0 | 0 | 0 | 0 | 0 | 0.61882 | 5435.7251 | 5435.7251 | 0 | 0 | 0 | 0 | 188.4597 | 188.4597 | 0 | 0 | -1 | 0 | 0 | 366 | 0 | 0 | 0 | 0 | 0 | 0 | 0 | 0 | 188.4597 | 0 | 0 | 0 | 0 | 0 | 0.00011418 | 34.6706 | 0 | 34.6706 | 0 | 0 | 0 | 0 | 0 | 8784 | 5435.7251 | 0 | 0 | 1/1/2023 | 12/31/2099 | TRUE | DSM_EE |  | 2028 |  |  |  | REF | 0 | 0 | Real 2021 ¦ 12/22/2022 3:42:52 PM | 0 | Residential - High_23-25 | 0 |  | 1 | Unit |  | PJM | 1.5766 | 0 | 1 | 0 | 0 | 0 | 0 | 5435.7251 | 0 | 0 | 0 | 0
10045 | Residential - Behavior_23-25 | ATC | 2028 | AEP-KPCO | 0 | 0 | 0 | 0 | 0 |  | 0 | 0 | 0 | 0 | 0 | 0 | 0 | 0 | -1 | 0 | 0 |  | 0 | 0 | 0 | 0 | 0 | 0 | 0 | 0 | 0 | 0 | 0 | 0 | 0 | -1 | 0 | 0 | 0 | 0 | 0 | 0 | 0 | 0 | 0 | 0 | 0 | 0 | 0 | 0 | 0 | 0 | 0 |  |  |  |  | 0 | 0 | 0 | 0 | 0 | 0 | 0 | 0 | 0 | 1/1/2023 | 12/31/2099 | TRUE | DSM_EE |  | 2028 |  |  |  | REF | 0 | 0 | Real 2021 ¦ 12/22/2022 3:42:52 PM | 0 | Residential - Behavior_23-25 | 0 |  | 1 | Unit |  | PJM | 0 | 0 | 1 | 0 | 0 | 0 | 0 | 0 | 0 | 0 | 0 | 0
10046 | C&I - Low_23-25 | ATC | 2028 | AEP-KPCO | 4.8126 | 42128.0547 | 0 | 0 | 0 | 0 | 0 | 0 | 42128.0547 | 0 | 0 | 0 | 0 | 0 | -1 | 0 | 0 | 0 | 0 | 0 | 4.8126 | 42274.2969 | 42274.2969 | 0 | 0 | 0 | 0 | 1389.0428 | 1389.0428 | 0 | 0 | -1 | 0 | 0 | 366 | 0 | 0 | 0 | 0 | 0 | 0 | 0 | 0 | 1389.0428 | 0 | 0 | 0 | 0 | 0 | 0.00011424 | 32.8579 | 0 | 32.8579 | 0 | 0 | 0 | 0 | 0 | 8784 | 42274.2969 | 0 | 0 | 1/1/2023 | 12/31/2099 | TRUE | DSM_EE |  | 2028 |  |  |  | REF | 0 | 0 | Real 2021 ¦ 12/22/2022 3:42:52 PM | 0 | C&I - Low_23-25 | 0 |  | 1 | Unit |  | PJM | 7.1869 | 0 | 1 | 0 | 0 | 0 | 0 | 42274.2969 | 0 | 0 | 0 | 0
10047 | C&I - High_23-25 | ATC | 2028 | AEP-KPCO | 0 | 0 | 0 | 0 | 0 |  | 0 | 0 | 0 | 0 | 0 | 0 | 0 | 0 | -1 | 0 | 0 |  | 0 | 0 | 0 | 0 | 0 | 0 | 0 | 0 | 0 | 0 | 0 | 0 | 0 | -1 | 0 | 0 | 0 | 0 | 0 | 0 | 0 | 0 | 0 | 0 | 0 | 0 | 0 | 0 | 0 | 0 | 0 |  |  |  |  | 0 | 0 | 0 | 0 | 0 | 0 | 0 | 0 | 0 | 1/1/2023 | 12/31/2099 | TRUE | DSM_EE |  | 2028 |  |  |  | REF | 0 | 0 | Real 2021 ¦ 12/22/2022 3:42:52 PM | 0 | C&I - High_23-25 | 0 |  | 1 | Unit |  | PJM | 0 | 0 | 1 | 0 | 0 | 0 | 0 | 0 | 0 | 0 | 0 | 0
10048 | IQW_23-25 | ATC | 2028 | AEP-KPCO | 0.067237 | 588.645 | 0 | 0 | 0 | 0 | 0 | 0 | 588.645 | 0 | 0 | 0 | 0 | 0 | -1 | 0 | 0 | 0 | 0 | 0 | 0.067237 | 590.6078 | 590.6078 | 0 | 0 | 0 | 0 | 20.0417 | 20.0417 | 0 | 0 | -1 | 0 | 0 | 366 | 0 | 0 | 0 | 0 | 0 | 0 | 0 | 0 | 20.0417 | 0 | 0 | 0 | 0 | 0 | 0.00011422 | 33.934 | 0 | 33.934 | 0 | 0 | 0 | 0 | 0 | 8784 | 590.6078 | 0 | 0 | 1/1/2023 | 12/31/2099 | TRUE | DSM_EE |  | 2028 |  |  |  | REF | 0 | 0 | Real 2021 ¦ 12/22/2022 3:42:52 PM | 0 | IQW_23-25 | 0 |  | 1 | Unit |  | PJM | 0.20364 | 0 | 1 | 0 | 0 | 0 | 0 | 590.6078 | 0 | 0 | 0 | 0
10049 | Residential - Low/Medium_26-30 | ATC | 2028 | AEP-KPCO | 3.4141 | 29888.0312 | 0 | 0 | 0 | 0 | 0 | 2656.0605 | 29888.0312 | 2656.0605 | 0 | 0 | 0 | 0 | -1 | 0 | 0 | 0 | 0 | 0 | 3.4141 | 29989.1328 | 29989.1328 | 0 | 0 | 0 | 0 | 1011.6516 | 1011.6516 | 0 | 0 | -1 | 0 | 0 | 366 | 0 | 0 | 0 | 0 | 0 | 0 | 0 | 0 | -1644.4088 | 0 | 0 | 0 | 0 | 0 | 0.00011423 | 33.7339 | 88.5674 | -54.8335 | 0 | 0 | 0 | 0 | 0 | 8784 | 29989.1328 | 0 | 0 | 1/1/2026 | 12/31/2099 | TRUE | DSM_EE |  | 2028 |  |  |  | REF | 0 | 0 | Real 2021 ¦ 12/22/2022 3:42:52 PM | 0 | Residential - Low/Medium_26-30 | 0 |  | 1 | Unit |  | PJM | 4.6364 | 0 | 1 | 0 | 0 | 0 | 0 | 29989.1328 | 0 | 0 | 0 | 0
10050 | Residential - High_26-30 | ATC | 2028 | AEP-KPCO | 1.1717 | 10257.79 | 0 | 0 | 0 | 0 | 0 | 4196.6621 | 10257.79 | 4196.6621 | 0 | 0 | 0 | 0 | -1 | 0 | 0 | 0 | 0 | 0 | 1.1717 | 10292.0791 | 10292.0791 | 0 | 0 | 0 | 0 | 359.5016 | 359.5016 | 0 | 0 | -1 | 0 | 0 | 366 | 0 | 0 | 0 | 0 | 0 | 0 | 0 | 0 | -3837.1604 | 0 | 0 | 0 | 0 | 0 | 0.00011422 | 34.9299 | 407.7565 | -372.8265 | 0 | 0 | 0 | 0 | 0 | 8784 | 10292.0791 | 0 | 0 | 1/1/2026 | 12/31/2099 | TRUE | DSM_EE |  | 2028 |  |  |  | REF | 0 | 0 | Real 2021 ¦ 12/22/2022 3:42:52 PM | 0 | Residential - High_26-30 | 0 |  | 1 | Unit |  | PJM | 1.6566 | 0 | 1 | 0 | 0 | 0 | 0 | 10292.0791 | 0 | 0 | 0 | 0
10051 | Residential - Behavior_26-30 | ATC | 2028 | AEP-KPCO | 1.1008 | 9638.0791 | 0 | 0 | 0 | 0 | 0 | 616.0469 | 9638.0791 | 616.0469 | 0 | 0 | 0 | 0 | -1 | 0 | 0 | 0 | 0 | 0 | 1.1008 | 9669.2764 | 9669.2764 | 0 | 0 | 0 | 0 | 331.0534 | 331.0534 | 0 | 0 | -1 | 0 | 0 | 366 | 0 | 0 | 0 | 0 | 0 | 0 | 0 | 0 | -284.9935 | 0 | 0 | 0 | 0 | 0 | 0.00011421 | 34.2377 | 63.7118 | -29.4741 | 0 | 0 | 0 | 0 | 0 | 8784 | 9669.2764 | 0 | 0 | 1/1/2026 | 12/31/2099 | TRUE | DSM_EE |  | 2028 |  |  |  | REF | 0 | 0 | Real 2021 ¦ 12/22/2022 3:42:52 PM | 0 | Residential - Behavior_26-30 | 0 |  | 1 | Unit |  | PJM | 1.4075 | 0 | 1 | 0 | 0 | 0 | 0 | 9669.2764 | 0 | 0 | 0 | 0
10052 | C&I - Low_26-30 | ATC | 2028 | AEP-KPCO | 10.4635 | 91653.375 | 0 | 0 | 0 | 0 | 0 | 5924.0693 | 91653.375 | 5924.0693 | 0 | 0 | 0 | 0 | -1 | 0 | 0 | 0 | 0 | 0 | 10.4635 | 91911.4453 | 91911.4453 | 0 | 0 | 0 | 0 | 3025.9612 | 3025.9612 | 0 | 0 | -1 | 0 | 0 | 366 | 0 | 0 | 0 | 0 | 0 | 0 | 0 | 0 | -2898.1084 | 0 | 0 | 0 | 0 | 0 | 0.00011416 | 32.9226 | 64.4541 | -31.5315 | 0 | 0 | 0 | 0 | 0 | 8784 | 91911.4453 | 0 | 0 | 1/1/2026 | 12/31/2099 | TRUE | DSM_EE |  | 2028 |  |  |  | REF | 0 | 0 | Real 2021 ¦ 12/22/2022 3:42:52 PM | 0 | C&I - Low_26-30 | 0 |  | 1 | Unit |  | PJM | 16.0156 | 0 | 1 | 0 | 0 | 0 | 0 | 91911.4453 | 0 | 0 | 0 | 0
10053 | C&I - High_26-30 | ATC | 2028 | AEP-KPCO | 0.54694 | 4793.7002 | 0 | 0 | 0 | 0 | 0 | 712.2963 | 4793.7002 | 712.2963 | 0 | 0 | 0 | 0 | -1 | 0 | 0 | 0 | 0 | 0 | 0.54694 | 4804.3516 | 4804.3516 | 0 | 0 | 0 | 0 | 158.9168 | 158.9168 | 0 | 0 | -1 | 0 | 0 | 366 | 0 | 0 | 0 | 0 | 0 | 0 | 0 | 0 | -553.3795 | 0 | 0 | 0 | 0 | 0 | 0.0001141 | 33.0777 | 148.2607 | -115.183 | 0 | 0 | 0 | 0 | 0 | 8784 | 4804.3516 | 0 | 0 | 1/1/2026 | 12/31/2099 | TRUE | DSM_EE |  | 2028 |  |  |  | REF | 0 | 0 | Real 2021 ¦ 12/22/2022 3:42:52 PM | 0 | C&I - High_26-30 | 0 |  | 1 | Unit |  | PJM | 0.67564 | 0 | 1 | 0 | 0 | 0 | 0 | 4804.3516 | 0 | 0 | 0 | 0
10054 | IQW_26-30 | ATC | 2028 | AEP-KPCO | 0.15057 | 1317.084 | 0 | 0 | 0 | 0 | 0 | 761.5217 | 1317.084 | 761.5217 | 0 | 0 | 0 | 0 | -1 | 0 | 0 | 0 | 0 | 0 | 0.15057 | 1322.649 | 1322.649 | 0 | 0 | 0 | 0 | 45.2394 | 45.2394 | 0 | 0 | -1 | 0 | 0 | 366 | 0 | 0 | 0 | 0 | 0 | 0 | 0 | 0 | -716.2823 | 0 | 0 | 0 | 0 | 0 | 0.00011432 | 34.2036 | 575.7549 | -541.5513 | 0 | 0 | 0 | 0 | 0 | 8784 | 1322.649 | 0 | 0 | 1/1/2026 | 12/31/2099 | TRUE | DSM_EE |  | 2028 |  |  |  | REF | 0 | 0 | Real 2021 ¦ 12/22/2022 3:42:52 PM | 0 | IQW_26-30 | 0 |  | 1 | Unit |  | PJM | 0.25259 | 0 | 1 | 0 | 0 | 0 | 0 | 1322.649 | 0 | 0 | 0 | 0
10055 | Residential - Low/Medium_31-42 | ATC | 2028 | AEP-KPCO | 0 | 0 | 0 | 0 | 0 |  | 0 | 0 | 0 | 0 | 0 | 0 | 0 | 0 | -1 | 0 | 0 |  | 0 | 0 | 0 | 0 | 0 | 0 | 0 | 100 | 0 | 0 | 0 | 0 | 0 | -1 | 0 | 0 | 0 | 0 | 0 | 0 | 0 | 0 | 0 | 0 | 0 | 0 | 0 | 0 | 0 | 0 | 0 |  |  |  |  | 0 | 0 | 0 | 0 | 0 | 0 | 0 | 0 | 0 | 1/1/2031 | 12/31/2099 | TRUE | DSM_EE |  | 2028 |  |  |  | REF | 0 | 0 | Real 2021 ¦ 12/22/2022 3:42:52 PM | 0 | Residential - Low/Medium_31-42 | 0 |  | 1 | Unit |  | PJM | 0 | 0 | 1 | 0 | 0 | 0 | 0 | 0 | 0 | 0 | 0 | 0
10056 | Residential - High_31-42 | ATC | 2028 | AEP-KPCO | 0 | 0 | 0 | 0 | 0 |  | 0 | 0 | 0 | 0 | 0 | 0 | 0 | 0 | -1 | 0 | 0 |  | 0 | 0 | 0 | 0 | 0 | 0 | 0 | 100 | 0 | 0 | 0 | 0 | 0 | -1 | 0 | 0 | 0 | 0 | 0 | 0 | 0 | 0 | 0 | 0 | 0 | 0 | 0 | 0 | 0 | 0 | 0 |  |  |  |  | 0 | 0 | 0 | 0 | 0 | 0 | 0 | 0 | 0 | 1/1/2031 | 12/31/2099 | TRUE | DSM_EE |  | 2028 |  |  |  | REF | 0 | 0 | Real 2021 ¦ 12/22/2022 3:42:52 PM | 0 | Residential - High_31-42 | 0 |  | 1 | Unit |  | PJM | 0 | 0 | 1 | 0 | 0 | 0 | 0 | 0 | 0 | 0 | 0 | 0
10057 | Residential - Behavior_31-42 | ATC | 2028 | AEP-KPCO | 0 | 0 | 0 | 0 | 0 |  | 0 | 0 | 0 | 0 | 0 | 0 | 0 | 0 | -1 | 0 | 0 |  | 0 | 0 | 0 | 0 | 0 | 0 | 0 | 100 | 0 | 0 | 0 | 0 | 0 | -1 | 0 | 0 | 0 | 0 | 0 | 0 | 0 | 0 | 0 | 0 | 0 | 0 | 0 | 0 | 0 | 0 | 0 |  |  |  |  | 0 | 0 | 0 | 0 | 0 | 0 | 0 | 0 | 0 | 1/1/2031 | 12/31/2099 | TRUE | DSM_EE |  | 2028 |  |  |  | REF | 0 | 0 | Real 2021 ¦ 12/22/2022 3:42:52 PM | 0 | Residential - Behavior_31-42 | 0 |  | 1 | Unit |  | PJM | 0 | 0 | 1 | 0 | 0 | 0 | 0 | 0 | 0 | 0 | 0 | 0
10058 | C&I - Low_31-42 | ATC | 2028 | AEP-KPCO | 0 | 0 | 0 | 0 | 0 |  | 0 | 0 | 0 | 0 | 0 | 0 | 0 | 0 | -1 | 0 | 0 |  | 0 | 0 | 0 | 0 | 0 | 0 | 0 | 100 | 0 | 0 | 0 | 0 | 0 | -1 | 0 | 0 | 0 | 0 | 0 | 0 | 0 | 0 | 0 | 0 | 0 | 0 | 0 | 0 | 0 | 0 | 0 |  |  |  |  | 0 | 0 | 0 | 0 | 0 | 0 | 0 | 0 | 0 | 1/1/2031 | 12/31/2099 | TRUE | DSM_EE |  | 2028 |  |  |  | REF | 0 | 0 | Real 2021 ¦ 12/22/2022 3:42:52 PM | 0 | C&I - Low_31-42 | 0 |  | 1 | Unit |  | PJM | 0 | 0 | 1 | 0 | 0 | 0 | 0 | 0 | 0 | 0 | 0 | 0
10059 | C&I - High_31-42 | ATC | 2028 | AEP-KPCO | 0 | 0 | 0 | 0 | 0 |  | 0 | 0 | 0 | 0 | 0 | 0 | 0 | 0 | -1 | 0 | 0 |  | 0 | 0 | 0 | 0 | 0 | 0 | 0 | 100 | 0 | 0 | 0 | 0 | 0 | -1 | 0 | 0 | 0 | 0 | 0 | 0 | 0 | 0 | 0 | 0 | 0 | 0 | 0 | 0 | 0 | 0 | 0 |  |  |  |  | 0 | 0 | 0 | 0 | 0 | 0 | 0 | 0 | 0 | 1/1/2031 | 12/31/2099 | TRUE | DSM_EE |  | 2028 |  |  |  | REF | 0 | 0 | Real 2021 ¦ 12/22/2022 3:42:52 PM | 0 | C&I - High_31-42 | 0 |  | 1 | Unit |  | PJM | 0 | 0 | 1 | 0 | 0 | 0 | 0 | 0 | 0 | 0 | 0 | 0
10060 | IQW_31-42 | ATC | 2028 | AEP-KPCO | 0 | 0 | 0 | 0 | 0 |  | 0 | 0 | 0 | 0 | 0 | 0 | 0 | 0 | -1 | 0 | 0 |  | 0 | 0 | 0 | 0 | 0 | 0 | 0 | 100 | 0 | 0 | 0 | 0 | 0 | -1 | 0 | 0 | 0 | 0 | 0 | 0 | 0 | 0 | 0 | 0 | 0 | 0 | 0 | 0 | 0 | 0 | 0 |  |  |  |  | 0 | 0 | 0 | 0 | 0 | 0 | 0 | 0 | 0 | 1/1/2031 | 12/31/2099 | TRUE | DSM_EE |  | 2028 |  |  |  | REF | 0 | 0 | Real 2021 ¦ 12/22/2022 3:42:52 PM | 0 | IQW_31-42 | 0 |  | 1 | Unit |  | PJM | 0 | 0 | 1 | 0 | 0 | 0 | 0 | 0 | 0 | 0 | 0 | 0
10061 | Area 1001 Test Paired Solar 3-1 | ATC | 2028 | AEP-KPCO | 34.2898 | 150 | 0 | 0 | 0 | 0 | 0 | 31263.5293 | 150 | 29028.0547 | 2235.4749 | 0 | 0 | 0 | -1 | 0 | 0 | 0 | 0 | 0 | 34.2898 | 301201.2812 | 301201.2812 | 0 | 0 | 0 | 0 | 9746.9951 | 9746.9951 | 0 | 0 | -1 | 0 | 0 | 366 | 0 | 0 | 0 | 0 | 0 | 0 | 0 | 0 | -21516.5352 | 0 | 0 | 0 | 0 | 0 | 0.2286 | 32.3604 | 103.7961 | -71.4357 | 0 | 115.7102 | 0 | 0 | 0 | 4394 | 301201.2812 | 0 | 0 | 1/1/2023 | 12/31/2099 | TRUE | Solar |  | 2028 |  |  |  | REF | 0 | 0 | Real 2021 ¦ 12/22/2022 3:42:52 PM | 0 | Area 1001 Test Paired Solar 3-1 | 0 |  | 1 | Unit |  | PJM | 7.5 | 0 | 0.25473 | 0 | 0 | 0 | 0 | 301201.2812 | 0 | 0 | 0 | 0
10062 | Area 1001 Test Paired Storage 3-1 | ATC | 2028 | AEP-KPCO | 50 | 50 | 0 | 0 | 0 |  | 0 | 9419.3525 | 50 | 8240.8984 | 1178.454 | 0 | 0 | 0 | -1 | 0 | 0 |  | 0 | 0 | -1.1068 | -9722.3594 | -9722.3594 | 0 | 0 | 0 | 0 | 1881.5382 | 1881.5382 | 0 | 0 | -1 | 0 | 0 | 493 | 0 | 0.18425 | 0.18425 | 0 | 0 | 0 | 0 | 0 | -9156.6494 | 0 | 0 | 0 | 0 | 0 | -0.022137 |  |  |  | 0 | 0 | 0 | 0 | 0 | 4640 | 45849.1055 | 47235.7461 | -1384.3152 | 1/1/2023 | 12/31/2099 | TRUE | 4-Hour Li-on Battery Storage |  | 2028 |  |  |  | REF | 0 | 0 | Real 2021 ¦ 12/22/2022 3:42:52 PM | 112.7893 | Area 1001 Test Paired Storage 3-1 | 0 |  | 1 | Unit |  | PJM | 48.5 | 0 | 0.97 | 0 | 0 | 0 | 0 | 439200 | 1618.8345 | 0 | 0 | 0
10063 | Solar+Storage 3-1 2023 | ATC | 2028 | AEP-KPCO | 8.3045 | 8.3045 | 0 | 0 | 0 | 0 | 0 | 8607.958 | 50 | 6916.1729 | 1691.7853 | 0 | 0 | 0 | -1 | 0 | 0 | 0 | 0 | 0 | 8.3045 | 72947.0625 | 72947.0625 | 0 | 0 | 100 | 0 | 2475.6326 | 2475.6326 | 0 | 0 | -1 | 0 | 0 | 605 | 0 | 0 | 0 | 0 | 0 | 0 | 0 | 0 | -6132.3257 | 0 | 0 | 0 | 0 | 0 | 1 | 33.9374 | 118.0028 | -84.0654 | 0 | 0 | 0 | 0 | 0 | 4256 | 72947.0625 | 0 | 0 | 1/1/2023 | 12/31/2099 | TRUE | Solar |  | 2028 |  |  |  | REF | 0 | 0 | Real 2021 ¦ 12/22/2022 3:42:52 PM | 0 | Solar+Storage 3-1 2023 | 0 |  | 1 | Unit |  | PJM | 0 | 0 | 0.25473 | 0 | 0 | 0 | 0 | 72947.0625 | 0 | 0 | 0 | 0
10064 | Solar+Storage 3-1 2024 | ATC | 2028 | AEP-KPCO | 8.3045 | 8.3045 | 0 | 0 | 0 | 0 | 0 | 7647.5317 | 50 | 6027.5024 | 1620.0293 | 0 | 0 | 0 | -1 | 0 | 0 | 0 | 0 | 0 | 8.3045 | 72947.0625 | 72947.0625 | 0 | 0 | 100 | 0 | 2475.6326 | 2475.6326 | 0 | 0 | -1 | 0 | 0 | 605 | 0 | 0 | 0 | 0 | 0 | 0 | 0 | 0 | -5171.8994 | 0 | 0 | 0 | 0 | 0 | 1 | 33.9374 | 104.8367 | -70.8993 | 0 | 0 | 0 | 0 | 0 | 4256 | 72947.0625 | 0 | 0 | 1/1/2024 | 12/31/2099 | TRUE | Solar |  | 2028 |  |  |  | REF | 0 | 0 | Real 2021 ¦ 12/22/2022 3:42:52 PM | 0 | Solar+Storage 3-1 2024 | 0 |  | 1 | Unit |  | PJM | 0 | 0 | 0.25473 | 0 | 0 | 0 | 0 | 72947.0625 | 0 | 0 | 0 | 0
10065 | Solar+Storage 3-1 2025 | ATC | 2028 | AEP-KPCO | 8.3045 | 8.3045 | 0 | 0 | 0 | 0 | 0 | 7067.9644 | 50 | 5514.1714 | 1553.7931 | 0 | 0 | 0 | -1 | 0 | 0 | 0 | 0 | 0 | 8.3045 | 72947.0625 | 72947.0625 | 0 | 0 | 100 | 0 | 2475.6326 | 2475.6326 | 0 | 0 | -1 | 0 | 0 | 605 | 0 | 0 | 0 | 0 | 0 | 0 | 0 | 0 | -4592.3315 | 0 | 0 | 0 | 0 | 0 | 1 | 33.9374 | 96.8917 | -62.9543 | 0 | 0 | 0 | 0 | 0 | 4256 | 72947.0625 | 0 | 0 | 1/1/2025 | 12/31/2099 | TRUE | Solar |  | 2028 |  |  |  | REF | 0 | 0 | Real 2021 ¦ 12/22/2022 3:42:52 PM | 0 | Solar+Storage 3-1 2025 | 0 |  | 1 | Unit |  | PJM | 0 | 0 | 0.25473 | 0 | 0 | 0 | 0 | 72947.0625 | 0 | 0 | 0 | 0
10066 | Solar+Storage 3-1 2026 | ATC | 2028 | AEP-KPCO | 8.3045 | 8.3045 | 0 | 0 | 0 | 0 | 0 | 6805.7793 | 50 | 5309.9429 | 1495.8363 | 0 | 0 | 0 | -1 | 0 | 0 | 0 | 0 | 0 | 8.3045 | 72947.0625 | 72947.0625 | 0 | 0 | 100 | 0 | 2475.6326 | 2475.6326 | 0 | 0 | -1 | 0 | 0 | 605 | 0 | 0 | 0 | 0 | 0 | 0 | 0 | 0 | -4330.1465 | 0 | 0 | 0 | 0 | 0 | 1 | 33.9374 | 93.2975 | -59.3601 | 0 | 0 | 0 | 0 | 0 | 4256 | 72947.0625 | 0 | 0 | 1/1/2026 | 12/31/2099 | TRUE | Solar |  | 2028 |  |  |  | REF | 0 | 0 | Real 2021 ¦ 12/22/2022 3:42:52 PM | 0 | Solar+Storage 3-1 2026 | 0 |  | 1 | Unit |  | PJM | 0 | 0 | 0.25473 | 0 | 0 | 0 | 0 | 72947.0625 | 0 | 0 | 0 | 0
10067 | Solar+Storage 3-1 2027 | ATC | 2028 | AEP-KPCO | 8.3045 | 8.3045 | 0 | 0 | 0 | 0 | 0 | 6576.7119 | 50 | 5133.3125 | 1443.3992 | 0 | 0 | 0 | -1 | 0 | 0 | 0 | 0 | 0 | 8.3045 | 72947.0625 | 72947.0625 | 0 | 0 | 100 | 0 | 2475.6326 | 2475.6326 | 0 | 0 | -1 | 0 | 0 | 605 | 0 | 0 | 0 | 0 | 0 | 0 | 0 | 0 | -4101.0791 | 0 | 0 | 0 | 0 | 0 | 1 | 33.9374 | 90.1573 | -56.2199 | 0 | 0 | 0 | 0 | 0 | 4256 | 72947.0625 | 0 | 0 | 1/1/2027 | 12/31/2099 | TRUE | Solar |  | 2028 |  |  |  | REF | 0 | 0 | Real 2021 ¦ 12/22/2022 3:42:52 PM | 0 | Solar+Storage 3-1 2027 | 0 |  | 1 | Unit |  | PJM | 0 | 0 | 0.25473 | 0 | 0 | 0 | 0 | 72947.0625 | 0 | 0 | 0 | 0
10068 | Solar+Storage 3-1 2028 | ATC | 2028 | AEP-KPCO | 8.3045 | 8.3045 | 0 | 0 | 0 | 0 | 0 | 6336.6055 | 50 | 4945.6431 | 1390.9622 | 0 | 0 | 0 | -1 | 0 | 0 | 0 | 0 | 0 | 8.3045 | 72947.0625 | 72947.0625 | 0 | 0 | 100 | 0 | 2475.6326 | 2475.6326 | 0 | 0 | -1 | 0 | 0 | 605 | 0 | 0 | 0 | 0 | 0 | 0 | 0 | 0 | -3860.9727 | 0 | 0 | 0 | 0 | 0 | 1 | 33.9374 | 86.8658 | -52.9284 | 0 | 0 | 0 | 0 | 0 | 4256 | 72947.0625 | 0 | 0 | 1/1/2028 | 12/31/2099 | TRUE | Solar |  | 2028 |  |  |  | REF | 0 | 0 | Real 2021 ¦ 12/22/2022 3:42:52 PM | 0 | Solar+Storage 3-1 2028 | 0 |  | 1 | Unit |  | PJM | 0 | 0 | 0.25473 | 0 | 0 | 0 | 0 | 72947.0625 | 0 | 0 | 0 | 0
10069 | Solar+Storage 3-1 2029 | ATC | 2028 | AEP-KPCO | 0 | 0 | 0 | 0 | 0 |  | 0 | 0 | 0 | 0 | 0 | 0 | 0 | 0 | -1 | 0 | 0 |  | 0 | 0 | 0 | 0 | 0 | 0 | 0 | 100 | 0 | 0 | 0 | 0 | 0 | -1 | 0 | 0 | 0 | 0 | 0 | 0 | 0 | 0 | 0 | 0 | 0 | 0 | 0 | 0 | 0 | 0 | 0 |  |  |  |  | 0 | 0 | 0 | 0 | 0 | 0 | 0 | 0 | 0 | 1/1/2029 | 12/31/2099 | TRUE | Solar |  | 2028 |  |  |  | REF | 0 | 0 | Real 2021 ¦ 12/22/2022 3:42:52 PM | 0 | Solar+Storage 3-1 2029 | 0 |  | 1 | Unit |  | PJM | 0 | 0 | 0.25473 | 0 | 0 | 0 | 0 | 0 | 0 | 0 | 0 | 0
10070 | Solar+Storage 3-1 2030 | ATC | 2028 | AEP-KPCO | 0 | 0 | 0 | 0 | 0 |  | 0 | 0 | 0 | 0 | 0 | 0 | 0 | 0 | -1 | 0 | 0 |  | 0 | 0 | 0 | 0 | 0 | 0 | 0 | 100 | 0 | 0 | 0 | 0 | 0 | -1 | 0 | 0 | 0 | 0 | 0 | 0 | 0 | 0 | 0 | 0 | 0 | 0 | 0 | 0 | 0 | 0 | 0 |  |  |  |  | 0 | 0 | 0 | 0 | 0 | 0 | 0 | 0 | 0 | 1/1/2030 | 12/31/2099 | TRUE | Solar |  | 2028 |  |  |  | REF | 0 | 0 | Real 2021 ¦ 12/22/2022 3:42:52 PM | 0 | Solar+Storage 3-1 2030 | 0 |  | 1 | Unit |  | PJM | 0 | 0 | 0.25473 | 0 | 0 | 0 | 0 | 0 | 0 | 0 | 0 | 0
10071 | Solar+Storage 3-1 2031 | ATC | 2028 | AEP-KPCO | 0 | 0 | 0 | 0 | 0 |  | 0 | 0 | 0 | 0 | 0 | 0 | 0 | 0 | -1 | 0 | 0 |  | 0 | 0 | 0 | 0 | 0 | 0 | 0 | 100 | 0 | 0 | 0 | 0 | 0 | -1 | 0 | 0 | 0 | 0 | 0 | 0 | 0 | 0 | 0 | 0 | 0 | 0 | 0 | 0 | 0 | 0 | 0 |  |  |  |  | 0 | 0 | 0 | 0 | 0 | 0 | 0 | 0 | 0 | 1/1/2031 | 12/31/2099 | TRUE | Solar |  | 2028 |  |  |  | REF | 0 | 0 | Real 2021 ¦ 12/22/2022 3:42:52 PM | 0 | Solar+Storage 3-1 2031 | 0 |  | 1 | Unit |  | PJM | 0 | 0 | 0.25473 | 0 | 0 | 0 | 0 | 0 | 0 | 0 | 0 | 0
10072 | Solar+Storage 3-1 2032 | ATC | 2028 | AEP-KPCO | 0 | 0 | 0 | 0 | 0 |  | 0 | 0 | 0 | 0 | 0 | 0 | 0 | 0 | -1 | 0 | 0 |  | 0 | 0 | 0 | 0 | 0 | 0 | 0 | 100 | 0 | 0 | 0 | 0 | 0 | -1 | 0 | 0 | 0 | 0 | 0 | 0 | 0 | 0 | 0 | 0 | 0 | 0 | 0 | 0 | 0 | 0 | 0 |  |  |  |  | 0 | 0 | 0 | 0 | 0 | 0 | 0 | 0 | 0 | 1/1/2032 | 12/31/2099 | TRUE | Solar |  | 2028 |  |  |  | REF | 0 | 0 | Real 2021 ¦ 12/22/2022 3:42:52 PM | 0 | Solar+Storage 3-1 2032 | 0 |  | 1 | Unit |  | PJM | 0 | 0 | 0.25473 | 0 | 0 | 0 | 0 | 0 | 0 | 0 | 0 | 0
10073 | Solar+Storage 3-1 2033 | ATC | 2028 | AEP-KPCO | 0 | 0 | 0 | 0 | 0 |  | 0 | 0 | 0 | 0 | 0 | 0 | 0 | 0 | -1 | 0 | 0 |  | 0 | 0 | 0 | 0 | 0 | 0 | 0 | 100 | 0 | 0 | 0 | 0 | 0 | -1 | 0 | 0 | 0 | 0 | 0 | 0 | 0 | 0 | 0 | 0 | 0 | 0 | 0 | 0 | 0 | 0 | 0 |  |  |  |  | 0 | 0 | 0 | 0 | 0 | 0 | 0 | 0 | 0 | 1/1/2033 | 12/31/2099 | TRUE | Solar |  | 2028 |  |  |  | REF | 0 | 0 | Real 2021 ¦ 12/22/2022 3:42:52 PM | 0 | Solar+Storage 3-1 2033 | 0 |  | 1 | Unit |  | PJM | 0 | 0 | 0.25473 | 0 | 0 | 0 | 0 | 0 | 0 | 0 | 0 | 0
10074 | Solar+Storage 3-1 2034 | ATC | 2028 | AEP-KPCO | 0 | 0 | 0 | 0 | 0 |  | 0 | 0 | 0 | 0 | 0 | 0 | 0 | 0 | -1 | 0 | 0 |  | 0 | 0 | 0 | 0 | 0 | 0 | 0 | 100 | 0 | 0 | 0 | 0 | 0 | -1 | 0 | 0 | 0 | 0 | 0 | 0 | 0 | 0 | 0 | 0 | 0 | 0 | 0 | 0 | 0 | 0 | 0 |  |  |  |  | 0 | 0 | 0 | 0 | 0 | 0 | 0 | 0 | 0 | 1/1/2034 | 12/31/2099 | TRUE | Solar |  | 2028 |  |  |  | REF | 0 | 0 | Real 2021 ¦ 12/22/2022 3:42:52 PM | 0 | Solar+Storage 3-1 2034 | 0 |  | 1 | Unit |  | PJM | 0 | 0 | 0.25473 | 0 | 0 | 0 | 0 | 0 | 0 | 0 | 0 | 0
10075 | Solar+Storage 3-1 2035 | ATC | 2028 | AEP-KPCO | 0 | 0 | 0 | 0 | 0 |  | 0 | 0 | 0 | 0 | 0 | 0 | 0 | 0 | -1 | 0 | 0 |  | 0 | 0 | 0 | 0 | 0 | 0 | 0 | 100 | 0 | 0 | 0 | 0 | 0 | -1 | 0 | 0 | 0 | 0 | 0 | 0 | 0 | 0 | 0 | 0 | 0 | 0 | 0 | 0 | 0 | 0 | 0 |  |  |  |  | 0 | 0 | 0 | 0 | 0 | 0 | 0 | 0 | 0 | 1/1/2035 | 12/31/2099 | TRUE | Solar |  | 2028 |  |  |  | REF | 0 | 0 | Real 2021 ¦ 12/22/2022 3:42:52 PM | 0 | Solar+Storage 3-1 2035 | 0 |  | 1 | Unit |  | PJM | 0 | 0 | 0.25473 | 0 | 0 | 0 | 0 | 0 | 0 | 0 | 0 | 0
10076 | Solar+Storage 3-1 2036 | ATC | 2028 | AEP-KPCO | 0 | 0 | 0 | 0 | 0 |  | 0 | 0 | 0 | 0 | 0 | 0 | 0 | 0 | -1 | 0 | 0 |  | 0 | 0 | 0 | 0 | 0 | 0 | 0 | 100 | 0 | 0 | 0 | 0 | 0 | -1 | 0 | 0 | 0 | 0 | 0 | 0 | 0 | 0 | 0 | 0 | 0 | 0 | 0 | 0 | 0 | 0 | 0 |  |  |  |  | 0 | 0 | 0 | 0 | 0 | 0 | 0 | 0 | 0 | 1/1/2036 | 12/31/2099 | TRUE | Solar |  | 2028 |  |  |  | REF | 0 | 0 | Real 2021 ¦ 12/22/2022 3:42:52 PM | 0 | Solar+Storage 3-1 2036 | 0 |  | 1 | Unit |  | PJM | 0 | 0 | 0.25473 | 0 | 0 | 0 | 0 | 0 | 0 | 0 | 0 | 0
10077 | Solar+Storage 3-1 2037 | ATC | 2028 | AEP-KPCO | 0 | 0 | 0 | 0 | 0 |  | 0 | 0 | 0 | 0 | 0 | 0 | 0 | 0 | -1 | 0 | 0 |  | 0 | 0 | 0 | 0 | 0 | 0 | 0 | 100 | 0 | 0 | 0 | 0 | 0 | -1 | 0 | 0 | 0 | 0 | 0 | 0 | 0 | 0 | 0 | 0 | 0 | 0 | 0 | 0 | 0 | 0 | 0 |  |  |  |  | 0 | 0 | 0 | 0 | 0 | 0 | 0 | 0 | 0 | 1/1/2037 | 12/31/2099 | TRUE | Solar |  | 2028 |  |  |  | REF | 0 | 0 | Real 2021 ¦ 12/22/2022 3:42:52 PM | 0 | Solar+Storage 3-1 2037 | 0 |  | 1 | Unit |  | PJM | 0 | 0 | 0.25473 | 0 | 0 | 0 | 0 | 0 | 0 | 0 | 0 | 0
10078 | Solar+Storage 3-1 2038 | ATC | 2028 | AEP-KPCO | 0 | 0 | 0 | 0 | 0 |  | 0 | 0 | 0 | 0 | 0 | 0 | 0 | 0 | -1 | 0 | 0 |  | 0 | 0 | 0 | 0 | 0 | 0 | 0 | 100 | 0 | 0 | 0 | 0 | 0 | -1 | 0 | 0 | 0 | 0 | 0 | 0 | 0 | 0 | 0 | 0 | 0 | 0 | 0 | 0 | 0 | 0 | 0 |  |  |  |  | 0 | 0 | 0 | 0 | 0 | 0 | 0 | 0 | 0 | 1/1/2038 | 12/31/2099 | TRUE | Solar |  | 2028 |  |  |  | REF | 0 | 0 | Real 2021 ¦ 12/22/2022 3:42:52 PM | 0 | Solar+Storage 3-1 2038 | 0 |  | 1 | Unit |  | PJM | 0 | 0 | 0.25473 | 0 | 0 | 0 | 0 | 0 | 0 | 0 | 0 | 0
10079 | Solar+Storage 3-1 2039 | ATC | 2028 | AEP-KPCO | 0 | 0 | 0 | 0 | 0 |  | 0 | 0 | 0 | 0 | 0 | 0 | 0 | 0 | -1 | 0 | 0 |  | 0 | 0 | 0 | 0 | 0 | 0 | 0 | 100 | 0 | 0 | 0 | 0 | 0 | -1 | 0 | 0 | 0 | 0 | 0 | 0 | 0 | 0 | 0 | 0 | 0 | 0 | 0 | 0 | 0 | 0 | 0 |  |  |  |  | 0 | 0 | 0 | 0 | 0 | 0 | 0 | 0 | 0 | 1/1/2039 | 12/31/2099 | TRUE | Solar |  | 2028 |  |  |  | REF | 0 | 0 | Real 2021 ¦ 12/22/2022 3:42:52 PM | 0 | Solar+Storage 3-1 2039 | 0 |  | 1 | Unit |  | PJM | 0 | 0 | 0.25473 | 0 | 0 | 0 | 0 | 0 | 0 | 0 | 0 | 0
10080 | Solar+Storage 3-1 2040 | ATC | 2028 | AEP-KPCO | 0 | 0 | 0 | 0 | 0 |  | 0 | 0 | 0 | 0 | 0 | 0 | 0 | 0 | -1 | 0 | 0 |  | 0 | 0 | 0 | 0 | 0 | 0 | 0 | 100 | 0 | 0 | 0 | 0 | 0 | -1 | 0 | 0 | 0 | 0 | 0 | 0 | 0 | 0 | 0 | 0 | 0 | 0 | 0 | 0 | 0 | 0 | 0 |  |  |  |  | 0 | 0 | 0 | 0 | 0 | 0 | 0 | 0 | 0 | 1/1/2040 | 12/31/2099 | TRUE | Solar |  | 2028 |  |  |  | REF | 0 | 0 | Real 2021 ¦ 12/22/2022 3:42:52 PM | 0 | Solar+Storage 3-1 2040 | 0 |  | 1 | Unit |  | PJM | 0 | 0 | 0.25473 | 0 | 0 | 0 | 0 | 0 | 0 | 0 | 0 | 0
10081 | Solar+Storage 3-1 2041 | ATC | 2028 | AEP-KPCO | 0 | 0 | 0 | 0 | 0 |  | 0 | 0 | 0 | 0 | 0 | 0 | 0 | 0 | -1 | 0 | 0 |  | 0 | 0 | 0 | 0 | 0 | 0 | 0 | 100 | 0 | 0 | 0 | 0 | 0 | -1 | 0 | 0 | 0 | 0 | 0 | 0 | 0 | 0 | 0 | 0 | 0 | 0 | 0 | 0 | 0 | 0 | 0 |  |  |  |  | 0 | 0 | 0 | 0 | 0 | 0 | 0 | 0 | 0 | 1/1/2041 | 12/31/2099 | TRUE | Solar |  | 2028 |  |  |  | REF | 0 | 0 | Real 2021 ¦ 12/22/2022 3:42:52 PM | 0 | Solar+Storage 3-1 2041 | 0 |  | 1 | Unit |  | PJM | 0 | 0 | 0.25473 | 0 | 0 | 0 | 0 | 0 | 0 | 0 | 0 | 0
10082 | Solar+Storage 3-1 2042 | ATC | 2028 | AEP-KPCO | 0 | 0 | 0 | 0 | 0 |  | 0 | 0 | 0 | 0 | 0 | 0 | 0 | 0 | -1 | 0 | 0 |  | 0 | 0 | 0 | 0 | 0 | 0 | 0 | 100 | 0 | 0 | 0 | 0 | 0 | -1 | 0 | 0 | 0 | 0 | 0 | 0 | 0 | 0 | 0 | 0 | 0 | 0 | 0 | 0 | 0 | 0 | 0 |  |  |  |  | 0 | 0 | 0 | 0 | 0 | 0 | 0 | 0 | 0 | 1/1/2042 | 12/31/2099 | TRUE | Solar |  | 2028 |  |  |  | REF | 0 | 0 | Real 2021 ¦ 12/22/2022 3:42:52 PM | 0 | Solar+Storage 3-1 2042 | 0 |  | 1 | Unit |  | PJM | 0 | 0 | 0.25473 | 0 | 0 | 0 | 0 | 0 | 0 | 0 | 0 | 0
10083 | Solar+Storage 3-1 2043 | ATC | 2028 | AEP-KPCO | 0 | 0 | 0 | 0 | 0 |  | 0 | 0 | 0 | 0 | 0 | 0 | 0 | 0 | -1 | 0 | 0 |  | 0 | 0 | 0 | 0 | 0 | 0 | 0 | 100 | 0 | 0 | 0 | 0 | 0 | -1 | 0 | 0 | 0 | 0 | 0 | 0 | 0 | 0 | 0 | 0 | 0 | 0 | 0 | 0 | 0 | 0 | 0 |  |  |  |  | 0 | 0 | 0 | 0 | 0 | 0 | 0 | 0 | 0 | 1/1/2043 | 12/31/2099 | TRUE | Solar |  | 2028 |  |  |  | REF | 0 | 0 | Real 2021 ¦ 12/22/2022 3:42:52 PM | 0 | Solar+Storage 3-1 2043 | 0 |  | 1 | Unit |  | PJM | 0 | 0 | 0.25473 | 0 | 0 | 0 | 0 | 0 | 0 | 0 | 0 | 0
10084 | DSM Resources | ATC | 2028 | AEP-KPCO | 0.057172 | 5.4 | 0 | 0 | 0 | 0 | 0 | 0 | 5.4 | 0 | 0 | 0 | 0 | 0 | -1 | 0 | 0 | 0 | 0 | 0 | 0.057172 | 502.2 | 502.2 | 0 | 0 | 0 | 0 | 19.8625 | 19.8625 | 0 | 0 | -1 | 0 | 0 | 92 | 0 | 0 | 0 | 0 | 0 | 0 | 0 | 0 | 19.8625 | 0 | 0 | 0 | 0 | 0 | 0.010587 | 39.551 | 0 | 39.551 | 0 | 0 | 0 | 0 | 0 | 93 | 502.2 | 0 | 0 | 1/1/2022 | 12/31/2099 | TRUE | DSM_EE |  | 2028 |  |  |  | REF | 0 | 0 | Real 2021 ¦ 12/22/2022 3:42:52 PM | 0 | DSM Resources | 0 |  | 1 | Unit |  | PJM | 0 | 0 | 1 | 0 | 0 | 0 | 0 | 502.2 | 0 | 0 | 0 | 0
10085 | Tier 2 Area 1001 Solar 2023 | ATC | 2028 | AEP-KPCO | 11.4299 | 50 | 0 | -33.4967 | -35.1715 | -33.4967 | -33.4967 | 10421.1768 | 50 | 9676.0186 | 745.1583 | 0 | 0 | 0 | -1 | 0 | 0 | 0 | 0 | 0 | 11.4299 | 100400.4297 | 100400.4297 | 0 | 0 | 0 | 0 | 3248.9985 | 3248.9985 | 0 | 0 | -1 | 0 | 0 | 366 | 0 | 0 | 0 | 0 | 0 | 0 | 0 | 0 | -3809.0969 | -3363.0813 | 0 | -3363.0813 | 0 | 0 | 0.2286 | 32.3604 | 70.2995 | -37.9391 | 0 | 38.5701 | 0 | 0 | 0 | 4394 | 100400.4297 | 0 | 0 | 1/1/2023 | 12/31/2099 | TRUE | Solar |  | 2028 |  |  |  | REF | 0 | 0 | Real 2021 ¦ 12/22/2022 3:42:52 PM | 0 | Tier 2 Area 1001 Solar 2023 | 0 |  | 1 | Unit |  | PJM | 2.5 | 0 | 0.25473 | 0 | 0 | 0 | 0 | 100400.4297 | 0 | 0 | 0 | 0
10086 | Tier 2 Area 1001 Solar 2024 | ATC | 2028 | AEP-KPCO | 11.4299 | 50 | 0 | -33.4967 | -35.1715 | -33.4967 | -33.4967 | 9239.9629 | 50 | 8516.8828 | 723.0795 | 0 | 0 | 0 | -1 | 0 | 0 | 0 | 0 | 0 | 11.4299 | 100400.4297 | 100400.4297 | 0 | 0 | 0 | 0 | 3248.9985 | 3248.9985 | 0 | 0 | -1 | 0 | 0 | 366 | 0 | 0 | 0 | 0 | 0 | 0 | 0 | 0 | -2627.8831 | -3363.0813 | 0 | -3363.0813 | 0 | 0 | 0.2286 | 32.3604 | 58.5344 | -26.174 | 0 | 38.5701 | 0 | 0 | 0 | 4394 | 100400.4297 | 0 | 0 | 1/1/2024 | 12/31/2099 | TRUE | Solar |  | 2028 |  |  |  | REF | 0 | 0 | Real 2021 ¦ 12/22/2022 3:42:52 PM | 0 | Tier 2 Area 1001 Solar 2024 | 0 |  | 1 | Unit |  | PJM | 2.5 | 0 | 0.25473 | 0 | 0 | 0 | 0 | 100400.4297 | 0 | 0 | 0 | 0
10087 | Tier 2 Area 1001 Solar 2025 | ATC | 2028 | AEP-KPCO | 11.4299 | 50 | 0 | -33.4967 | -35.1715 | -33.4967 | -33.4967 | 8538.9619 | 50 | 7840.7212 | 698.2409 | 0 | 0 | 0 | -1 | 0 | 0 | 0 | 0 | 0 | 11.4299 | 100400.4297 | 100400.4297 | 0 | 0 | 0 | 0 | 3248.9985 | 3248.9985 | 0 | 0 | -1 | 0 | 0 | 366 | 0 | 0 | 0 | 0 | 0 | 0 | 0 | 0 | -1926.8823 | -3363.0813 | 0 | -3363.0813 | 0 | 0 | 0.2286 | 32.3604 | 51.5524 | -19.192 | 0 | 38.5701 | 0 | 0 | 0 | 4394 | 100400.4297 | 0 | 0 | 1/1/2025 | 12/31/2099 | TRUE | Solar |  | 2028 |  |  |  | REF | 0 | 0 | Real 2021 ¦ 12/22/2022 3:42:52 PM | 0 | Tier 2 Area 1001 Solar 2025 | 0 |  | 1 | Unit |  | PJM | 2.5 | 0 | 0.25473 | 0 | 0 | 0 | 0 | 100400.4297 | 0 | 0 | 0 | 0
10088 | Tier 2 Area 1001 Solar 2026 | ATC | 2028 | AEP-KPCO | 11.4299 | 50 | 0 | -33.4967 | -35.1715 | -33.4967 | -33.4967 | 8238.1387 | 50 | 7561.9766 | 676.1622 | 0 | 0 | 0 | -1 | 0 | 0 | 0 | 0 | 0 | 11.4299 | 100400.4297 | 100400.4297 | 0 | 0 | 0 | 0 | 3248.9985 | 3248.9985 | 0 | 0 | -1 | 0 | 0 | 366 | 0 | 0 | 0 | 0 | 0 | 0 | 0 | 0 | -1626.0592 | -3363.0813 | 0 | -3363.0813 | 0 | 0 | 0.2286 | 32.3604 | 48.5561 | -16.1957 | 0 | 38.5701 | 0 | 0 | 0 | 4394 | 100400.4297 | 0 | 0 | 1/1/2026 | 12/31/2099 | TRUE | Solar |  | 2028 |  |  |  | REF | 0 | 0 | Real 2021 ¦ 12/22/2022 3:42:52 PM | 0 | Tier 2 Area 1001 Solar 2026 | 0 |  | 1 | Unit |  | PJM | 2.5 | 0 | 0.25473 | 0 | 0 | 0 | 0 | 100400.4297 | 0 | 0 | 0 | 0
10089 | Tier 2 Area 1001 Solar 2027 | ATC | 2028 | AEP-KPCO | 11.4299 | 50 | 0 | -33.4967 | -35.1715 | -33.4967 | -33.4967 | 7951.1147 | 50 | 7297.0317 | 654.0834 | 0 | 0 | 0 | -1 | 0 | 0 | 0 | 0 | 0 | 11.4299 | 100400.4297 | 100400.4297 | 0 | 0 | 0 | 0 | 3248.9985 | 3248.9985 | 0 | 0 | -1 | 0 | 0 | 366 | 0 | 0 | 0 | 0 | 0 | 0 | 0 | 0 | -1339.0353 | -3363.0813 | 0 | -3363.0813 | 0 | 0 | 0.2286 | 32.3604 | 45.6974 | -13.3369 | 0 | 38.5701 | 0 | 0 | 0 | 4394 | 100400.4297 | 0 | 0 | 1/1/2027 | 12/31/2099 | TRUE | Solar |  | 2028 |  |  |  | REF | 0 | 0 | Real 2021 ¦ 12/22/2022 3:42:52 PM | 0 | Tier 2 Area 1001 Solar 2027 | 0 |  | 1 | Unit |  | PJM | 2.5 | 0 | 0.25473 | 0 | 0 | 0 | 0 | 100400.4297 | 0 | 0 | 0 | 0
10090 | Tier 2 Area 1001 Solar 2028 | ATC | 2028 | AEP-KPCO | 11.4299 | 50 | 0 | -33.4967 | -35.1715 | -33.4967 | -33.4967 | 7639.2524 | 50 | 7007.2476 | 632.0046 | 0 | 0 | 0 | -1 | 0 | 0 | 0 | 0 | 0 | 11.4299 | 100400.4297 | 100400.4297 | 0 | 0 | 0 | 0 | 3248.9985 | 3248.9985 | 0 | 0 | -1 | 0 | 0 | 366 | 0 | 0 | 0 | 0 | 0 | 0 | 0 | 0 | -1027.1727 | -3363.0813 | 0 | -3363.0813 | 0 | 0 | 0.2286 | 32.3604 | 42.5912 | -10.2308 | 0 | 38.5701 | 0 | 0 | 0 | 4394 | 100400.4297 | 0 | 0 | 1/1/2028 | 12/31/2099 | TRUE | Solar |  | 2028 |  |  |  | REF | 0 | 0 | Real 2021 ¦ 12/22/2022 3:42:52 PM | 0 | Tier 2 Area 1001 Solar 2028 | 0 |  | 1 | Unit |  | PJM | 2.5 | 0 | 0.25473 | 0 | 0 | 0 | 0 | 100400.4297 | 0 | 0 | 0 | 0
10091 | Tier 2 Area 1001 Solar 2029 | ATC | 2028 | AEP-KPCO | 0 | 0 | 0 | 0 | 0 |  | 0 | 0 | 0 | 0 | 0 | 0 | 0 | 0 | -1 | 0 | 0 |  | 0 | 0 | 0 | 0 | 0 | 0 | 0 | 0 | 0 | 0 | 0 | 0 | 0 | -1 | 0 | 0 | 0 | 0 | 0 | 0 | 0 | 0 | 0 | 0 | 0 | 0 | 0 | 0 | 0 | 0 | 0 |  |  |  |  | 0 | 0 | 0 | 0 | 0 | 0 | 0 | 0 | 0 | 1/1/2029 | 12/31/2099 | TRUE | Solar |  | 2028 |  |  |  | REF | 0 | 0 | Real 2021 ¦ 12/22/2022 3:42:52 PM | 0 | Tier 2 Area 1001 Solar 2029 | 0 |  | 1 | Unit |  | PJM | 0 | 0 | 0.25473 | 0 | 0 | 0 | 0 | 0 | 0 | 0 | 0 | 0
10092 | Tier 2 Area 1001 Solar 2030 | ATC | 2028 | AEP-KPCO | 0 | 0 | 0 | 0 | 0 |  | 0 | 0 | 0 | 0 | 0 | 0 | 0 | 0 | -1 | 0 | 0 |  | 0 | 0 | 0 | 0 | 0 | 0 | 0 | 0 | 0 | 0 | 0 | 0 | 0 | -1 | 0 | 0 | 0 | 0 | 0 | 0 | 0 | 0 | 0 | 0 | 0 | 0 | 0 | 0 | 0 | 0 | 0 |  |  |  |  | 0 | 0 | 0 | 0 | 0 | 0 | 0 | 0 | 0 | 1/1/2030 | 12/31/2099 | TRUE | Solar |  | 2028 |  |  |  | REF | 0 | 0 | Real 2021 ¦ 12/22/2022 3:42:52 PM | 0 | Tier 2 Area 1001 Solar 2030 | 0 |  | 1 | Unit |  | PJM | 0 | 0 | 0.25473 | 0 | 0 | 0 | 0 | 0 | 0 | 0 | 0 | 0
10093 | Tier 2 Area 1001 Solar 2031 | ATC | 2028 | AEP-KPCO | 0 | 0 | 0 | 0 | 0 |  | 0 | 0 | 0 | 0 | 0 | 0 | 0 | 0 | -1 | 0 | 0 |  | 0 | 0 | 0 | 0 | 0 | 0 | 0 | 0 | 0 | 0 | 0 | 0 | 0 | -1 | 0 | 0 | 0 | 0 | 0 | 0 | 0 | 0 | 0 | 0 | 0 | 0 | 0 | 0 | 0 | 0 | 0 |  |  |  |  | 0 | 0 | 0 | 0 | 0 | 0 | 0 | 0 | 0 | 1/1/2031 | 12/31/2099 | TRUE | Solar |  | 2028 |  |  |  | REF | 0 | 0 | Real 2021 ¦ 12/22/2022 3:42:52 PM | 0 | Tier 2 Area 1001 Solar 2031 | 0 |  | 1 | Unit |  | PJM | 0 | 0 | 0.25473 | 0 | 0 | 0 | 0 | 0 | 0 | 0 | 0 | 0
10094 | Tier 2 Area 1001 Solar 2032 | ATC | 2028 | AEP-KPCO | 0 | 0 | 0 | 0 | 0 |  | 0 | 0 | 0 | 0 | 0 | 0 | 0 | 0 | -1 | 0 | 0 |  | 0 | 0 | 0 | 0 | 0 | 0 | 0 | 0 | 0 | 0 | 0 | 0 | 0 | -1 | 0 | 0 | 0 | 0 | 0 | 0 | 0 | 0 | 0 | 0 | 0 | 0 | 0 | 0 | 0 | 0 | 0 |  |  |  |  | 0 | 0 | 0 | 0 | 0 | 0 | 0 | 0 | 0 | 1/1/2032 | 12/31/2099 | TRUE | Solar |  | 2028 |  |  |  | REF | 0 | 0 | Real 2021 ¦ 12/22/2022 3:42:52 PM | 0 | Tier 2 Area 1001 Solar 2032 | 0 |  | 1 | Unit |  | PJM | 0 | 0 | 0.25473 | 0 | 0 | 0 | 0 | 0 | 0 | 0 | 0 | 0
10095 | Tier 2 Area 1001 Solar 2033 | ATC | 2028 | AEP-KPCO | 0 | 0 | 0 | 0 | 0 |  | 0 | 0 | 0 | 0 | 0 | 0 | 0 | 0 | -1 | 0 | 0 |  | 0 | 0 | 0 | 0 | 0 | 0 | 0 | 0 | 0 | 0 | 0 | 0 | 0 | -1 | 0 | 0 | 0 | 0 | 0 | 0 | 0 | 0 | 0 | 0 | 0 | 0 | 0 | 0 | 0 | 0 | 0 |  |  |  |  | 0 | 0 | 0 | 0 | 0 | 0 | 0 | 0 | 0 | 1/1/2033 | 12/31/2099 | TRUE | Solar |  | 2028 |  |  |  | REF | 0 | 0 | Real 2021 ¦ 12/22/2022 3:42:52 PM | 0 | Tier 2 Area 1001 Solar 2033 | 0 |  | 1 | Unit |  | PJM | 0 | 0 | 0.25473 | 0 | 0 | 0 | 0 | 0 | 0 | 0 | 0 | 0
10096 | Tier 2 Area 1001 Solar 2034 | ATC | 2028 | AEP-KPCO | 0 | 0 | 0 | 0 | 0 |  | 0 | 0 | 0 | 0 | 0 | 0 | 0 | 0 | -1 | 0 | 0 |  | 0 | 0 | 0 | 0 | 0 | 0 | 0 | 0 | 0 | 0 | 0 | 0 | 0 | -1 | 0 | 0 | 0 | 0 | 0 | 0 | 0 | 0 | 0 | 0 | 0 | 0 | 0 | 0 | 0 | 0 | 0 |  |  |  |  | 0 | 0 | 0 | 0 | 0 | 0 | 0 | 0 | 0 | 1/1/2034 | 12/31/2099 | TRUE | Solar |  | 2028 |  |  |  | REF | 0 | 0 | Real 2021 ¦ 12/22/2022 3:42:52 PM | 0 | Tier 2 Area 1001 Solar 2034 | 0 |  | 1 | Unit |  | PJM | 0 | 0 | 0.25473 | 0 | 0 | 0 | 0 | 0 | 0 | 0 | 0 | 0
10097 | Tier 2 Area 1001 Solar 2035 | ATC | 2028 | AEP-KPCO | 0 | 0 | 0 | 0 | 0 |  | 0 | 0 | 0 | 0 | 0 | 0 | 0 | 0 | -1 | 0 | 0 |  | 0 | 0 | 0 | 0 | 0 | 0 | 0 | 0 | 0 | 0 | 0 | 0 | 0 | -1 | 0 | 0 | 0 | 0 | 0 | 0 | 0 | 0 | 0 | 0 | 0 | 0 | 0 | 0 | 0 | 0 | 0 |  |  |  |  | 0 | 0 | 0 | 0 | 0 | 0 | 0 | 0 | 0 | 1/1/2035 | 12/31/2099 | TRUE | Solar |  | 2028 |  |  |  | REF | 0 | 0 | Real 2021 ¦ 12/22/2022 3:42:52 PM | 0 | Tier 2 Area 1001 Solar 2035 | 0 |  | 1 | Unit |  | PJM | 0 | 0 | 0.25473 | 0 | 0 | 0 | 0 | 0 | 0 | 0 | 0 | 0
10098 | Tier 2 Area 1001 Solar 2036 | ATC | 2028 | AEP-KPCO | 0 | 0 | 0 | 0 | 0 |  | 0 | 0 | 0 | 0 | 0 | 0 | 0 | 0 | -1 | 0 | 0 |  | 0 | 0 | 0 | 0 | 0 | 0 | 0 | 0 | 0 | 0 | 0 | 0 | 0 | -1 | 0 | 0 | 0 | 0 | 0 | 0 | 0 | 0 | 0 | 0 | 0 | 0 | 0 | 0 | 0 | 0 | 0 |  |  |  |  | 0 | 0 | 0 | 0 | 0 | 0 | 0 | 0 | 0 | 1/1/2036 | 12/31/2099 | TRUE | Solar |  | 2028 |  |  |  | REF | 0 | 0 | Real 2021 ¦ 12/22/2022 3:42:52 PM | 0 | Tier 2 Area 1001 Solar 2036 | 0 |  | 1 | Unit |  | PJM | 0 | 0 | 0.25473 | 0 | 0 | 0 | 0 | 0 | 0 | 0 | 0 | 0
10099 | Tier 2 Area 1001 Solar 2037 | ATC | 2028 | AEP-KPCO | 0 | 0 | 0 | 0 | 0 |  | 0 | 0 | 0 | 0 | 0 | 0 | 0 | 0 | -1 | 0 | 0 |  | 0 | 0 | 0 | 0 | 0 | 0 | 0 | 0 | 0 | 0 | 0 | 0 | 0 | -1 | 0 | 0 | 0 | 0 | 0 | 0 | 0 | 0 | 0 | 0 | 0 | 0 | 0 | 0 | 0 | 0 | 0 |  |  |  |  | 0 | 0 | 0 | 0 | 0 | 0 | 0 | 0 | 0 | 1/1/2037 | 12/31/2099 | TRUE | Solar |  | 2028 |  |  |  | REF | 0 | 0 | Real 2021 ¦ 12/22/2022 3:42:52 PM | 0 | Tier 2 Area 1001 Solar 2037 | 0 |  | 1 | Unit |  | PJM | 0 | 0 | 0.25473 | 0 | 0 | 0 | 0 | 0 | 0 | 0 | 0 | 0
10100 | Tier 2 Area 1001 Solar 2038 | ATC | 2028 | AEP-KPCO | 0 | 0 | 0 | 0 | 0 |  | 0 | 0 | 0 | 0 | 0 | 0 | 0 | 0 | -1 | 0 | 0 |  | 0 | 0 | 0 | 0 | 0 | 0 | 0 | 0 | 0 | 0 | 0 | 0 | 0 | -1 | 0 | 0 | 0 | 0 | 0 | 0 | 0 | 0 | 0 | 0 | 0 | 0 | 0 | 0 | 0 | 0 | 0 |  |  |  |  | 0 | 0 | 0 | 0 | 0 | 0 | 0 | 0 | 0 | 1/1/2038 | 12/31/2099 | TRUE | Solar |  | 2028 |  |  |  | REF | 0 | 0 | Real 2021 ¦ 12/22/2022 3:42:52 PM | 0 | Tier 2 Area 1001 Solar 2038 | 0 |  | 1 | Unit |  | PJM | 0 | 0 | 0.25473 | 0 | 0 | 0 | 0 | 0 | 0 | 0 | 0 | 0
10101 | Tier 2 Area 1001 Solar 2039 | ATC | 2028 | AEP-KPCO | 0 | 0 | 0 | 0 | 0 |  | 0 | 0 | 0 | 0 | 0 | 0 | 0 | 0 | -1 | 0 | 0 |  | 0 | 0 | 0 | 0 | 0 | 0 | 0 | 0 | 0 | 0 | 0 | 0 | 0 | -1 | 0 | 0 | 0 | 0 | 0 | 0 | 0 | 0 | 0 | 0 | 0 | 0 | 0 | 0 | 0 | 0 | 0 |  |  |  |  | 0 | 0 | 0 | 0 | 0 | 0 | 0 | 0 | 0 | 1/1/2039 | 12/31/2099 | TRUE | Solar |  | 2028 |  |  |  | REF | 0 | 0 | Real 2021 ¦ 12/22/2022 3:42:52 PM | 0 | Tier 2 Area 1001 Solar 2039 | 0 |  | 1 | Unit |  | PJM | 0 | 0 | 0.25473 | 0 | 0 | 0 | 0 | 0 | 0 | 0 | 0 | 0
10102 | Tier 2 Area 1001 Solar 2040 | ATC | 2028 | AEP-KPCO | 0 | 0 | 0 | 0 | 0 |  | 0 | 0 | 0 | 0 | 0 | 0 | 0 | 0 | -1 | 0 | 0 |  | 0 | 0 | 0 | 0 | 0 | 0 | 0 | 0 | 0 | 0 | 0 | 0 | 0 | -1 | 0 | 0 | 0 | 0 | 0 | 0 | 0 | 0 | 0 | 0 | 0 | 0 | 0 | 0 | 0 | 0 | 0 |  |  |  |  | 0 | 0 | 0 | 0 | 0 | 0 | 0 | 0 | 0 | 1/1/2040 | 12/31/2099 | TRUE | Solar |  | 2028 |  |  |  | REF | 0 | 0 | Real 2021 ¦ 12/22/2022 3:42:52 PM | 0 | Tier 2 Area 1001 Solar 2040 | 0 |  | 1 | Unit |  | PJM | 0 | 0 | 0.25473 | 0 | 0 | 0 | 0 | 0 | 0 | 0 | 0 | 0
10103 | Tier 2 Area 1001 Solar 2041 | ATC | 2028 | AEP-KPCO | 0 | 0 | 0 | 0 | 0 |  | 0 | 0 | 0 | 0 | 0 | 0 | 0 | 0 | -1 | 0 | 0 |  | 0 | 0 | 0 | 0 | 0 | 0 | 0 | 0 | 0 | 0 | 0 | 0 | 0 | -1 | 0 | 0 | 0 | 0 | 0 | 0 | 0 | 0 | 0 | 0 | 0 | 0 | 0 | 0 | 0 | 0 | 0 |  |  |  |  | 0 | 0 | 0 | 0 | 0 | 0 | 0 | 0 | 0 | 1/1/2041 | 12/31/2099 | TRUE | Solar |  | 2028 |  |  |  | REF | 0 | 0 | Real 2021 ¦ 12/22/2022 3:42:52 PM | 0 | Tier 2 Area 1001 Solar 2041 | 0 |  | 1 | Unit |  | PJM | 0 | 0 | 0.25473 | 0 | 0 | 0 | 0 | 0 | 0 | 0 | 0 | 0
10104 | Tier 2 Area 1001 Solar 2042 | ATC | 2028 | AEP-KPCO | 0 | 0 | 0 | 0 | 0 |  | 0 | 0 | 0 | 0 | 0 | 0 | 0 | 0 | -1 | 0 | 0 |  | 0 | 0 | 0 | 0 | 0 | 0 | 0 | 0 | 0 | 0 | 0 | 0 | 0 | -1 | 0 | 0 | 0 | 0 | 0 | 0 | 0 | 0 | 0 | 0 | 0 | 0 | 0 | 0 | 0 | 0 | 0 |  |  |  |  | 0 | 0 | 0 | 0 | 0 | 0 | 0 | 0 | 0 | 1/1/2042 | 12/31/2099 | TRUE | Solar |  | 2028 |  |  |  | REF | 0 | 0 | Real 2021 ¦ 12/22/2022 3:42:52 PM | 0 | Tier 2 Area 1001 Solar 2042 | 0 |  | 1 | Unit |  | PJM | 0 | 0 | 0.25473 | 0 | 0 | 0 | 0 | 0 | 0 | 0 | 0 | 0
10105 | Tier 2 Area 1001 Solar 2043 | ATC | 2028 | AEP-KPCO | 0 | 0 | 0 | 0 | 0 |  | 0 | 0 | 0 | 0 | 0 | 0 | 0 | 0 | -1 | 0 | 0 |  | 0 | 0 | 0 | 0 | 0 | 0 | 0 | 0 | 0 | 0 | 0 | 0 | 0 | -1 | 0 | 0 | 0 | 0 | 0 | 0 | 0 | 0 | 0 | 0 | 0 | 0 | 0 | 0 | 0 | 0 | 0 |  |  |  |  | 0 | 0 | 0 | 0 | 0 | 0 | 0 | 0 | 0 | 1/1/2043 | 12/31/2099 | TRUE | Solar |  | 2028 |  |  |  | REF | 0 | 0 | Real 2021 ¦ 12/22/2022 3:42:52 PM | 0 | Tier 2 Area 1001 Solar 2043 | 0 |  | 1 | Unit |  | PJM | 0 | 0 | 0.25473 | 0 | 0 | 0 | 0 | 0 | 0 | 0 | 0 | 0
10106 | Tier 2 Area 1001 Wind 2024 | ATC | 2028 | AEP-KPCO | 34.7195 | 100 | 0 | -33.4967 | -35.1715 | -33.4967 | -33.4967 | 21775.1816 | 100 | 19004.2969 | 2770.885 | 0 | 0 | 0 | -1 | 0 | 0 | 0 | 0 | 0 | 34.7195 | 304976.1562 | 304976.1562 | 0 | 0 | 0 | 0 | 9942.7188 | 9942.7188 | 0 | 0 | -1 | 0 | 0 | 0 | 0 | 0 | 0 | 0 | 0 | 0 | 0 | 0 | -1616.7732 | -10215.6895 | 0 | -10215.6895 | 0 | 0 | 0.3472 | 32.6016 | 37.9029 | -5.3013 | 0 | 65.2805 | 0 | 0 | 0 | 8784 | 304976.1562 | 0 | 0 | 1/1/2024 | 12/31/2099 | TRUE | Wind |  | 2028 |  |  |  | REF | 0 | 0 | Real 2021 ¦ 12/22/2022 3:42:52 PM | 0 | Tier 2 Area 1001 Wind 2024 | 0 |  | 1 | Unit |  | PJM | 11 | 0 | 0.11 | 0 | 0 | 0 | 0 | 304976.1562 | 0 | 0 | 0 | 0
10107 | Tier 2 Area 1001 Wind 2025 | ATC | 2028 | AEP-KPCO | 34.7195 | 100 | 0 | -33.4967 | -35.1716 | -33.4967 | -33.4967 | 20306.9434 | 100 | 17563.6562 | 2743.2864 | 0 | 0 | 0 | -1 | 0 | 0 | 0 | 0 | 0 | 34.7195 | 304976.1562 | 304976.1562 | 0 | 0 | 0 | 0 | 9942.7188 | 9942.7188 | 0 | 0 | -1 | 0 | 0 | 0 | 0 | 0 | 0 | 0 | 0 | 0 | 0 | 0 | -148.5353 | -10215.6895 | 0 | -10215.6895 | 0 | 0 | 0.3472 | 32.6016 | 33.0887 | -0.48704 | 0 | 65.2805 | 0 | 0 | 0 | 8784 | 304976.1562 | 0 | 0 | 1/1/2025 | 12/31/2099 | TRUE | Wind |  | 2028 |  |  |  | REF | 0 | 0 | Real 2021 ¦ 12/22/2022 3:42:52 PM | 0 | Tier 2 Area 1001 Wind 2025 | 0 |  | 1 | Unit |  | PJM | 11 | 0 | 0.11 | 0 | 0 | 0 | 0 | 304976.1562 | 0 | 0 | 0 | 0
10108 | Tier 2 Area 1001 Wind 2026 | ATC | 2028 | AEP-KPCO | 34.7195 | 100 | 0 | -33.4967 | -35.1715 | -33.4967 | -33.4967 | 19738.416 | 100 | 17022.7266 | 2715.688 | 0 | 0 | 0 | -1 | 0 | 0 | 0 | 0 | 0 | 34.7195 | 304976.1562 | 304976.1562 | 0 | 0 | 0 | 0 | 9942.7188 | 9942.7188 | 0 | 0 | -1 | 0 | 0 | 0 | 0 | 0 | 0 | 0 | 0 | 0 | 0 | 0 | 419.9928 | -10215.6895 | 0 | -10215.6895 | 0 | 0 | 0.3472 | 32.6016 | 31.2245 | 1.3771 | 0 | 65.2805 | 0 | 0 | 0 | 8784 | 304976.1562 | 0 | 0 | 1/1/2026 | 12/31/2099 | TRUE | Wind |  | 2028 |  |  |  | REF | 0 | 0 | Real 2021 ¦ 12/22/2022 3:42:52 PM | 0 | Tier 2 Area 1001 Wind 2026 | 0 |  | 1 | Unit |  | PJM | 11 | 0 | 0.11 | 0 | 0 | 0 | 0 | 304976.1562 | 0 | 0 | 0 | 0
10109 | Tier 2 Area 1001 Wind 2027 | ATC | 2028 | AEP-KPCO | 34.7195 | 100 | 0 | -33.4967 | -35.1715 | -33.4967 | -33.4967 | 19197.4863 | 100 | 16509.3965 | 2688.0896 | 0 | 0 | 0 | -1 | 0 | 0 | 0 | 0 | 0 | 34.7195 | 304976.1562 | 304976.1562 | 0 | 0 | 0 | 0 | 9942.7188 | 9942.7188 | 0 | 0 | -1 | 0 | 0 | 0 | 0 | 0 | 0 | 0 | 0 | 0 | 0 | 0 | 960.9225 | -10215.6895 | 0 | -10215.6895 | 0 | 0 | 0.3472 | 32.6016 | 29.4508 | 3.1508 | 0 | 65.2805 | 0 | 0 | 0 | 8784 | 304976.1562 | 0 | 0 | 1/1/2027 | 12/31/2099 | TRUE | Wind |  | 2028 |  |  |  | REF | 0 | 0 | Real 2021 ¦ 12/22/2022 3:42:52 PM | 0 | Tier 2 Area 1001 Wind 2027 | 0 |  | 1 | Unit |  | PJM | 11 | 0 | 0.11 | 0 | 0 | 0 | 0 | 304976.1562 | 0 | 0 | 0 | 0
10110 | Tier 2 Area 1001 Wind 2028 | ATC | 2028 | AEP-KPCO | 34.7195 | 100 | 0 | -33.4967 | -35.1715 | -33.4967 | -33.4967 | 18606.8789 | 100 | 15940.8682 | 2666.0107 | 0 | 0 | 0 | -1 | 0 | 0 | 0 | 0 | 0 | 34.7195 | 304976.1562 | 304976.1562 | 0 | 0 | 0 | 0 | 9942.7188 | 9942.7188 | 0 | 0 | -1 | 0 | 0 | 1 | 0 | 0 | 0 | 0 | 0 | 0 | 0 | 0 | 1551.5295 | -10215.6895 | 0 | -10215.6895 | 0 | 0 | 0.3472 | 32.6016 | 27.5142 | 5.0874 | 0 | 65.2805 | 0 | 0 | 0 | 8784 | 304976.1562 | 0 | 0 | 1/1/2028 | 12/31/2099 | TRUE | Wind |  | 2028 |  |  |  | REF | 0 | 0 | Real 2021 ¦ 12/22/2022 3:42:52 PM | 0 | Tier 2 Area 1001 Wind 2028 | 0 |  | 1 | Unit |  | PJM | 11 | 0 | 0.11 | 0 | 0 | 0 | 0 | 304976.1562 | 0 | 0 | 0 | 0
10111 | Tier 2 Area 1001 Wind 2029 | ATC | 2028 | AEP-KPCO | 0 | 0 | 0 | 0 | 0 |  | 0 | 0 | 0 | 0 | 0 | 0 | 0 | 0 | -1 | 0 | 0 |  | 0 | 0 | 0 | 0 | 0 | 0 | 0 | 0 | 0 | 0 | 0 | 0 | 0 | -1 | 0 | 0 | 0 | 0 | 0 | 0 | 0 | 0 | 0 | 0 | 0 | 0 | 0 | 0 | 0 | 0 | 0 |  |  |  |  | 0 | 0 | 0 | 0 | 0 | 0 | 0 | 0 | 0 | 1/1/2029 | 12/31/2099 | TRUE | Wind |  | 2028 |  |  |  | REF | 0 | 0 | Real 2021 ¦ 12/22/2022 3:42:52 PM | 0 | Tier 2 Area 1001 Wind 2029 | 0 |  | 1 | Unit |  | PJM | 0 | 0 | 0.11 | 0 | 0 | 0 | 0 | 0 | 0 | 0 | 0 | 0
10112 | Tier 2 Area 1001 Wind 2030 | ATC | 2028 | AEP-KPCO | 0 | 0 | 0 | 0 | 0 |  | 0 | 0 | 0 | 0 | 0 | 0 | 0 | 0 | -1 | 0 | 0 |  | 0 | 0 | 0 | 0 | 0 | 0 | 0 | 0 | 0 | 0 | 0 | 0 | 0 | -1 | 0 | 0 | 0 | 0 | 0 | 0 | 0 | 0 | 0 | 0 | 0 | 0 | 0 | 0 | 0 | 0 | 0 |  |  |  |  | 0 | 0 | 0 | 0 | 0 | 0 | 0 | 0 | 0 | 1/1/2030 | 12/31/2099 | TRUE | Wind |  | 2028 |  |  |  | REF | 0 | 0 | Real 2021 ¦ 12/22/2022 3:42:52 PM | 0 | Tier 2 Area 1001 Wind 2030 | 0 |  | 1 | Unit |  | PJM | 0 | 0 | 0.11 | 0 | 0 | 0 | 0 | 0 | 0 | 0 | 0 | 0
10113 | Tier 2 Area 1001 Wind 2031 | ATC | 2028 | AEP-KPCO | 0 | 0 | 0 | 0 | 0 |  | 0 | 0 | 0 | 0 | 0 | 0 | 0 | 0 | -1 | 0 | 0 |  | 0 | 0 | 0 | 0 | 0 | 0 | 0 | 0 | 0 | 0 | 0 | 0 | 0 | -1 | 0 | 0 | 0 | 0 | 0 | 0 | 0 | 0 | 0 | 0 | 0 | 0 | 0 | 0 | 0 | 0 | 0 |  |  |  |  | 0 | 0 | 0 | 0 | 0 | 0 | 0 | 0 | 0 | 1/1/2031 | 12/31/2099 | TRUE | Wind |  | 2028 |  |  |  | REF | 0 | 0 | Real 2021 ¦ 12/22/2022 3:42:52 PM | 0 | Tier 2 Area 1001 Wind 2031 | 0 |  | 1 | Unit |  | PJM | 0 | 0 | 0.11 | 0 | 0 | 0 | 0 | 0 | 0 | 0 | 0 | 0
10114 | Tier 2 Area 1001 Wind 2032 | ATC | 2028 | AEP-KPCO | 0 | 0 | 0 | 0 | 0 |  | 0 | 0 | 0 | 0 | 0 | 0 | 0 | 0 | -1 | 0 | 0 |  | 0 | 0 | 0 | 0 | 0 | 0 | 0 | 0 | 0 | 0 | 0 | 0 | 0 | -1 | 0 | 0 | 0 | 0 | 0 | 0 | 0 | 0 | 0 | 0 | 0 | 0 | 0 | 0 | 0 | 0 | 0 |  |  |  |  | 0 | 0 | 0 | 0 | 0 | 0 | 0 | 0 | 0 | 1/1/2032 | 12/31/2099 | TRUE | Wind |  | 2028 |  |  |  | REF | 0 | 0 | Real 2021 ¦ 12/22/2022 3:42:52 PM | 0 | Tier 2 Area 1001 Wind 2032 | 0 |  | 1 | Unit |  | PJM | 0 | 0 | 0.11 | 0 | 0 | 0 | 0 | 0 | 0 | 0 | 0 | 0
10115 | Tier 2 Area 1001 Wind 2033 | ATC | 2028 | AEP-KPCO | 0 | 0 | 0 | 0 | 0 |  | 0 | 0 | 0 | 0 | 0 | 0 | 0 | 0 | -1 | 0 | 0 |  | 0 | 0 | 0 | 0 | 0 | 0 | 0 | 0 | 0 | 0 | 0 | 0 | 0 | -1 | 0 | 0 | 0 | 0 | 0 | 0 | 0 | 0 | 0 | 0 | 0 | 0 | 0 | 0 | 0 | 0 | 0 |  |  |  |  | 0 | 0 | 0 | 0 | 0 | 0 | 0 | 0 | 0 | 1/1/2033 | 12/31/2099 | TRUE | Wind |  | 2028 |  |  |  | REF | 0 | 0 | Real 2021 ¦ 12/22/2022 3:42:52 PM | 0 | Tier 2 Area 1001 Wind 2033 | 0 |  | 1 | Unit |  | PJM | 0 | 0 | 0.11 | 0 | 0 | 0 | 0 | 0 | 0 | 0 | 0 | 0
10116 | Tier 2 Area 1001 Wind 2034 | ATC | 2028 | AEP-KPCO | 0 | 0 | 0 | 0 | 0 |  | 0 | 0 | 0 | 0 | 0 | 0 | 0 | 0 | -1 | 0 | 0 |  | 0 | 0 | 0 | 0 | 0 | 0 | 0 | 0 | 0 | 0 | 0 | 0 | 0 | -1 | 0 | 0 | 0 | 0 | 0 | 0 | 0 | 0 | 0 | 0 | 0 | 0 | 0 | 0 | 0 | 0 | 0 |  |  |  |  | 0 | 0 | 0 | 0 | 0 | 0 | 0 | 0 | 0 | 1/1/2034 | 12/31/2099 | TRUE | Wind |  | 2028 |  |  |  | REF | 0 | 0 | Real 2021 ¦ 12/22/2022 3:42:52 PM | 0 | Tier 2 Area 1001 Wind 2034 | 0 |  | 1 | Unit |  | PJM | 0 | 0 | 0.11 | 0 | 0 | 0 | 0 | 0 | 0 | 0 | 0 | 0
10117 | Tier 2 Area 1001 Wind 2035 | ATC | 2028 | AEP-KPCO | 0 | 0 | 0 | 0 | 0 |  | 0 | 0 | 0 | 0 | 0 | 0 | 0 | 0 | -1 | 0 | 0 |  | 0 | 0 | 0 | 0 | 0 | 0 | 0 | 0 | 0 | 0 | 0 | 0 | 0 | -1 | 0 | 0 | 0 | 0 | 0 | 0 | 0 | 0 | 0 | 0 | 0 | 0 | 0 | 0 | 0 | 0 | 0 |  |  |  |  | 0 | 0 | 0 | 0 | 0 | 0 | 0 | 0 | 0 | 1/1/2035 | 12/31/2099 | TRUE | Wind |  | 2028 |  |  |  | REF | 0 | 0 | Real 2021 ¦ 12/22/2022 3:42:52 PM | 0 | Tier 2 Area 1001 Wind 2035 | 0 |  | 1 | Unit |  | PJM | 0 | 0 | 0.11 | 0 | 0 | 0 | 0 | 0 | 0 | 0 | 0 | 0
10118 | Tier 2 Area 1001 Wind 2036 | ATC | 2028 | AEP-KPCO | 0 | 0 | 0 | 0 | 0 |  | 0 | 0 | 0 | 0 | 0 | 0 | 0 | 0 | -1 | 0 | 0 |  | 0 | 0 | 0 | 0 | 0 | 0 | 0 | 0 | 0 | 0 | 0 | 0 | 0 | -1 | 0 | 0 | 0 | 0 | 0 | 0 | 0 | 0 | 0 | 0 | 0 | 0 | 0 | 0 | 0 | 0 | 0 |  |  |  |  | 0 | 0 | 0 | 0 | 0 | 0 | 0 | 0 | 0 | 1/1/2036 | 12/31/2099 | TRUE | Wind |  | 2028 |  |  |  | REF | 0 | 0 | Real 2021 ¦ 12/22/2022 3:42:52 PM | 0 | Tier 2 Area 1001 Wind 2036 | 0 |  | 1 | Unit |  | PJM | 0 | 0 | 0.11 | 0 | 0 | 0 | 0 | 0 | 0 | 0 | 0 | 0
10119 | Tier 2 Area 1001 Wind 2037 | ATC | 2028 | AEP-KPCO | 0 | 0 | 0 | 0 | 0 |  | 0 | 0 | 0 | 0 | 0 | 0 | 0 | 0 | -1 | 0 | 0 |  | 0 | 0 | 0 | 0 | 0 | 0 | 0 | 0 | 0 | 0 | 0 | 0 | 0 | -1 | 0 | 0 | 0 | 0 | 0 | 0 | 0 | 0 | 0 | 0 | 0 | 0 | 0 | 0 | 0 | 0 | 0 |  |  |  |  | 0 | 0 | 0 | 0 | 0 | 0 | 0 | 0 | 0 | 1/1/2037 | 12/31/2099 | TRUE | Wind |  | 2028 |  |  |  | REF | 0 | 0 | Real 2021 ¦ 12/22/2022 3:42:52 PM | 0 | Tier 2 Area 1001 Wind 2037 | 0 |  | 1 | Unit |  | PJM | 0 | 0 | 0.11 | 0 | 0 | 0 | 0 | 0 | 0 | 0 | 0 | 0
10120 | Tier 2 Area 1001 Wind 2038 | ATC | 2028 | AEP-KPCO | 0 | 0 | 0 | 0 | 0 |  | 0 | 0 | 0 | 0 | 0 | 0 | 0 | 0 | -1 | 0 | 0 |  | 0 | 0 | 0 | 0 | 0 | 0 | 0 | 0 | 0 | 0 | 0 | 0 | 0 | -1 | 0 | 0 | 0 | 0 | 0 | 0 | 0 | 0 | 0 | 0 | 0 | 0 | 0 | 0 | 0 | 0 | 0 |  |  |  |  | 0 | 0 | 0 | 0 | 0 | 0 | 0 | 0 | 0 | 1/1/2038 | 12/31/2099 | TRUE | Wind |  | 2028 |  |  |  | REF | 0 | 0 | Real 2021 ¦ 12/22/2022 3:42:52 PM | 0 | Tier 2 Area 1001 Wind 2038 | 0 |  | 1 | Unit |  | PJM | 0 | 0 | 0.11 | 0 | 0 | 0 | 0 | 0 | 0 | 0 | 0 | 0
10121 | Tier 2 Area 1001 Wind 2039 | ATC | 2028 | AEP-KPCO | 0 | 0 | 0 | 0 | 0 |  | 0 | 0 | 0 | 0 | 0 | 0 | 0 | 0 | -1 | 0 | 0 |  | 0 | 0 | 0 | 0 | 0 | 0 | 0 | 0 | 0 | 0 | 0 | 0 | 0 | -1 | 0 | 0 | 0 | 0 | 0 | 0 | 0 | 0 | 0 | 0 | 0 | 0 | 0 | 0 | 0 | 0 | 0 |  |  |  |  | 0 | 0 | 0 | 0 | 0 | 0 | 0 | 0 | 0 | 1/1/2039 | 12/31/2099 | TRUE | Wind |  | 2028 |  |  |  | REF | 0 | 0 | Real 2021 ¦ 12/22/2022 3:42:52 PM | 0 | Tier 2 Area 1001 Wind 2039 | 0 |  | 1 | Unit |  | PJM | 0 | 0 | 0.11 | 0 | 0 | 0 | 0 | 0 | 0 | 0 | 0 | 0
10122 | Tier 2 Area 1001 Wind 2040 | ATC | 2028 | AEP-KPCO | 0 | 0 | 0 | 0 | 0 |  | 0 | 0 | 0 | 0 | 0 | 0 | 0 | 0 | -1 | 0 | 0 |  | 0 | 0 | 0 | 0 | 0 | 0 | 0 | 0 | 0 | 0 | 0 | 0 | 0 | -1 | 0 | 0 | 0 | 0 | 0 | 0 | 0 | 0 | 0 | 0 | 0 | 0 | 0 | 0 | 0 | 0 | 0 |  |  |  |  | 0 | 0 | 0 | 0 | 0 | 0 | 0 | 0 | 0 | 1/1/2040 | 12/31/2099 | TRUE | Wind |  | 2028 |  |  |  | REF | 0 | 0 | Real 2021 ¦ 12/22/2022 3:42:52 PM | 0 | Tier 2 Area 1001 Wind 2040 | 0 |  | 1 | Unit |  | PJM | 0 | 0 | 0.11 | 0 | 0 | 0 | 0 | 0 | 0 | 0 | 0 | 0
10123 | Tier 2 Area 1001 Wind 2041 | ATC | 2028 | AEP-KPCO | 0 | 0 | 0 | 0 | 0 |  | 0 | 0 | 0 | 0 | 0 | 0 | 0 | 0 | -1 | 0 | 0 |  | 0 | 0 | 0 | 0 | 0 | 0 | 0 | 0 | 0 | 0 | 0 | 0 | 0 | -1 | 0 | 0 | 0 | 0 | 0 | 0 | 0 | 0 | 0 | 0 | 0 | 0 | 0 | 0 | 0 | 0 | 0 |  |  |  |  | 0 | 0 | 0 | 0 | 0 | 0 | 0 | 0 | 0 | 1/1/2041 | 12/31/2099 | TRUE | Wind |  | 2028 |  |  |  | REF | 0 | 0 | Real 2021 ¦ 12/22/2022 3:42:52 PM | 0 | Tier 2 Area 1001 Wind 2041 | 0 |  | 1 | Unit |  | PJM | 0 | 0 | 0.11 | 0 | 0 | 0 | 0 | 0 | 0 | 0 | 0 | 0
10124 | Tier 2 Area 1001 Wind 2042 | ATC | 2028 | AEP-KPCO | 0 | 0 | 0 | 0 | 0 |  | 0 | 0 | 0 | 0 | 0 | 0 | 0 | 0 | -1 | 0 | 0 |  | 0 | 0 | 0 | 0 | 0 | 0 | 0 | 0 | 0 | 0 | 0 | 0 | 0 | -1 | 0 | 0 | 0 | 0 | 0 | 0 | 0 | 0 | 0 | 0 | 0 | 0 | 0 | 0 | 0 | 0 | 0 |  |  |  |  | 0 | 0 | 0 | 0 | 0 | 0 | 0 | 0 | 0 | 1/1/2042 | 12/31/2099 | TRUE | Wind |  | 2028 |  |  |  | REF | 0 | 0 | Real 2021 ¦ 12/22/2022 3:42:52 PM | 0 | Tier 2 Area 1001 Wind 2042 | 0 |  | 1 | Unit |  | PJM | 0 | 0 | 0.11 | 0 | 0 | 0 | 0 | 0 | 0 | 0 | 0 | 0
10125 | Tier 2 Area 1001 Wind 2043 | ATC | 2028 | AEP-KPCO | 0 | 0 | 0 | 0 | 0 |  | 0 | 0 | 0 | 0 | 0 | 0 | 0 | 0 | -1 | 0 | 0 |  | 0 | 0 | 0 | 0 | 0 | 0 | 0 | 0 | 0 | 0 | 0 | 0 | 0 | -1 | 0 | 0 | 0 | 0 | 0 | 0 | 0 | 0 | 0 | 0 | 0 | 0 | 0 | 0 | 0 | 0 | 0 |  |  |  |  | 0 | 0 | 0 | 0 | 0 | 0 | 0 | 0 | 0 | 1/1/2043 | 12/31/2099 | TRUE | Wind |  | 2028 |  |  |  | REF | 0 | 0 | Real 2021 ¦ 12/22/2022 3:42:52 PM | 0 | Tier 2 Area 1001 Wind 2043 | 0 |  | 1 | Unit |  | PJM | 0 | 0 | 0.11 | 0 | 0 | 0 | 0 | 0 | 0 | 0 | 0 | 0
10126 | Big Sandy #1_Ext Gas Capitalized | ATC | 2028 | AEP-KPCO | 0 | 0 | 0 | 0 | 0 |  | 0 | 0 | 0 | 0 | 0 | 0 | 0 | 0 | -1 | 0 | 0 |  | 0 | 0 | 0 | 0 | 0 | 0 | 0 | 0 | 0 | 0 | 0 | 0 | 0 | -1 | 0 | 0 | 0 | 0 | 0 | 0 | 0 | 0 | 0 | 0 | 0 | 0 | 0 | 0 | 0 | 0 | 0 |  |  |  |  | 0 | 0 | 0 | 0 | 0 | 0 | 0 | 0 | 0 | 6/1/2031 | 5/31/2041 | TRUE | TCO |  | 2028 |  |  |  | REF | 0 | 0 | Real 2021 ¦ 12/22/2022 3:42:52 PM | 0 | Big Sandy #1_Ext Gas Capitalized | 0 |  | 2 | Unit |  | PJM | 0 | 0 | 0.95 | 0 | 0 | 0 | 0 | 0 | 0 | 0 | 0 | 0
10127 | Big Sandy #1_Ext Gas FOM Capitalized | ATC | 2028 | AEP-KPCO | 0 | 0 | 0 | 0 | 0 |  | 0 | 0 | 0 | 0 | 0 | 0 | 0 | 0 | -1 | 0 | 0 |  | 0 | 0 | 0 | 0 | 0 | 0 | 0 | 0 | 0 | 0 | 0 | 0 | 0 | -1 | 0 | 0 | 0 | 0 | 0 | 0 | 0 | 0 | 0 | 0 | 0 | 0 | 0 | 0 | 0 | 0 | 0 |  |  |  |  | 0 | 0 | 0 | 0 | 0 | 0 | 0 | 0 | 0 | 6/1/2031 | 5/31/2041 | TRUE | TCO |  | 2028 |  |  |  | REF | 0 | 0 | Real 2021 ¦ 12/22/2022 3:42:52 PM | 0 | Big Sandy #1_Ext Gas FOM Capitalized | 0 |  | 2 | Unit |  | PJM | 0 | 0 | 0.95 | 0 | 0 | 0 | 0 | 0 | 0 | 0 | 0 | 0
11394 | Big Sandy #1 Gas | ATC | 2029 | AEP-KPCO | 263.6864 | 295 | 0 | 31.7746 | 31.441 | 33.0723 | 29.9438 | 2280.48 | 295.4 | 2280.48 | 0 | 0 | 0 | 2.9657 | -1 | 12717342 | 9638 | 9930.7217 | 9015.3213 | 52.7373 | 146.1879 | 1280606.125 | 1280606.125 | 0 | 23.2877 | 74.121 | 12717342 | 49301.3906 | 49301.3906 | 0 | 0 | -1 | 0 | 167.7051 | 10 | 38108.25 | 12.6106 | 0.026362 | 0 | 12.5843 | 0 | 0 | 0 | 4500.6294 | 4191.6431 | 1738.8234 | 0 | 2452.8198 | 0 | 0.49555 | 38.4985 | 34.984 | 3.5145 | 52.6818 | 7.8753 | 23.4384 | 0 | 0 | 6493 | 1280606.125 | 0 | 0 | 5/30/2016 | 5/30/2031 | TRUE | TCO |  | 2029 |  |  |  | REF | 0 | 0 | Real 2021 ¦ 12/22/2022 3:42:52 PM | 0 | 13555 | 0 |  | 2 | Unit |  | PJM | 280.25 | 0 | 0.95 | 0 | 0 | 167.7051 | 0 | 2309892.5 | 0 | 38108.25 | 0 | 0
11395 | Mitchell #1 (WV) | ATC | 2029 | AEP-KPCO | 0 | 0 | 0 | 0 | 0 |  | 0 | 0 | 0 | 0 | 0 | 0 | 0 | 0 | -1 | 0 | 0 |  | 0 | 0 | 0 | 0 | 0 | 0 | 0 | 0 | 0 | 0 | 0 | 0 | 0 | -1 | 0 | 0 | 0 | 0 | 0 | 0 | 0 | 0 | 0 | 0 | 0 | 0 | 0 | 0 | 0 | 0 | 0 |  |  |  |  | 0 | 0 | 0 | 0 | 0 | 0 | 0 | 0 | 0 | 5/1/1971 | 5/31/2028 | TRUE | Mitchell 1 Coal Price |  | 2029 |  |  |  | REF | 0 | 0 | Real 2021 ¦ 12/22/2022 3:42:52 PM | 0 | 3102 | 0 |  | 3 | Unit |  | PJM | 0 | 0 | 0.89 | 0 | 0 | 0 | 0 | 0 | 0 | 0 | 0 | 0
11396 | Mitchell #2 (WV) | ATC | 2029 | AEP-KPCO | 0 | 0 | 0 | 0 | 0 |  | 0 | 0 | 0 | 0 | 0 | 0 | 0 | 0 | -1 | 0 | 0 |  | 0 | 0 | 0 | 0 | 0 | 0 | 0 | 0 | 0 | 0 | 0 | 0 | 0 | -1 | 0 | 0 | 0 | 0 | 0 | 0 | 0 | 0 | 0 | 0 | 0 | 0 | 0 | 0 | 0 | 0 | 0 |  |  |  |  | 0 | 0 | 0 | 0 | 0 | 0 | 0 | 0 | 0 | 5/1/1971 | 5/31/2028 | TRUE | Mitchell 2 Coal Price |  | 2029 |  |  |  | REF | 0 | 0 | Real 2021 ¦ 12/22/2022 3:42:52 PM | 0 | 3105 | 0 |  | 3 | Unit |  | PJM | 0 | 0 | 0.89 | 0 | 0 | 0 | 0 | 0 | 0 | 0 | 0 | 0
11397 | Area 1001 Gas CC 2x1 2024 | ATC | 2029 | AEP-KPCO | 937.9828 | 1033.9979 | 0 | 19.1656 | 22.9491 | 19.2715 | 18.0082 | 163523.7344 | 1083 | 149633.4688 | 13890.2773 | 0 | 0 | 2.7004 | -1 | 49984420 | 6370 | 6390.5928 | 5941.4287 | 281.3948 | 892.8724 | 7821562.5 | 7821562.5 | 0 | 0 | 99.7831 | 49984420 | 267618.125 | 267618.125 | 0 | 0 | -1 | 0 | 22.866 | 1 | 135373.4375 | 0 | 0 | 0 | 0 | 0 | 0 | 0 | -46661.4492 | 15358.125 | 15358.125 | 0 | 0 | 0 | 0.86351 | 34.2154 | 40.1812 | -5.9657 | 1.4171 | 61.6521 | 34.363 | 0 | 0 | 8741 | 7821562.5 | 0 | 0 | 1/1/2024 | 12/31/2099 | TRUE | TCO |  | 2029 |  |  |  | REF | 0 | 0 | Real 2021 ¦ 12/22/2022 3:42:52 PM | 0 | Area 1001 Gas CC 2x1 2024 | 0 |  | 1 | Unit |  | PJM | 1045.095 | 0 | 0.965 | 0 | 0 | 22.866 | 0 | 8216729.5 | 0 | 135373.4375 | 0 | 0
11398 | Area 1001 Gas CC 2x1 2025 | ATC | 2029 | AEP-KPCO | 937.9828 | 1033.9979 | 0 | 19.1656 | 22.9491 | 19.2715 | 18.0082 | 156727.6406 | 1083 | 142837.3594 | 13890.2773 | 0 | 0 | 2.7004 | -1 | 49984420 | 6370 | 6390.5928 | 5941.4287 | 281.3948 | 892.8724 | 7821562.5 | 7821562.5 | 0 | 0 | 99.7831 | 49984420 | 267618.125 | 267618.125 | 0 | 0 | -1 | 0 | 22.866 | 1 | 135373.4375 | 0 | 0 | 0 | 0 | 0 | 0 | 0 | -39865.3477 | 15358.125 | 15358.125 | 0 | 0 | 0 | 0.86351 | 34.2154 | 39.3123 | -5.0969 | 1.4171 | 61.6521 | 34.363 | 0 | 0 | 8741 | 7821562.5 | 0 | 0 | 1/1/2025 | 12/31/2099 | TRUE | TCO |  | 2029 |  |  |  | REF | 0 | 0 | Real 2021 ¦ 12/22/2022 3:42:52 PM | 0 | Area 1001 Gas CC 2x1 2025 | 0 |  | 1 | Unit |  | PJM | 1045.095 | 0 | 0.965 | 0 | 0 | 22.866 | 0 | 8216729.5 | 0 | 135373.4375 | 0 | 0
11399 | Area 1001 Gas CC 2x1 2026 | ATC | 2029 | AEP-KPCO | 937.9828 | 1033.9979 | 0 | 19.1656 | 22.9491 | 19.2715 | 18.0082 | 157383.4062 | 1083 | 143493.125 | 13890.2773 | 0 | 0 | 2.7004 | -1 | 49984420 | 6370 | 6390.5928 | 5941.4287 | 281.3948 | 892.8724 | 7821562.5 | 7821562.5 | 0 | 0 | 99.7831 | 49984420 | 267618.125 | 267618.125 | 0 | 0 | -1 | 0 | 22.866 | 1 | 135373.4375 | 0 | 0 | 0 | 0 | 0 | 0 | 0 | -40521.1133 | 15358.125 | 15358.125 | 0 | 0 | 0 | 0.86351 | 34.2154 | 39.3961 | -5.1807 | 1.4171 | 61.6521 | 34.363 | 0 | 0 | 8741 | 7821562.5 | 0 | 0 | 1/1/2026 | 12/31/2099 | TRUE | TCO |  | 2029 |  |  |  | REF | 0 | 0 | Real 2021 ¦ 12/22/2022 3:42:52 PM | 0 | Area 1001 Gas CC 2x1 2026 | 0 |  | 1 | Unit |  | PJM | 1045.095 | 0 | 0.965 | 0 | 0 | 22.866 | 0 | 8216729.5 | 0 | 135373.4375 | 0 | 0
11400 | Area 1001 Gas CC 2x1 2027 | ATC | 2029 | AEP-KPCO | 937.9828 | 1033.9979 | 0 | 19.1656 | 22.9491 | 19.2715 | 18.0082 | 158277.625 | 1083 | 144387.3438 | 13890.2773 | 0 | 0 | 2.7004 | -1 | 49984420 | 6370 | 6390.5928 | 5941.4287 | 281.3948 | 892.8724 | 7821562.5 | 7821562.5 | 0 | 0 | 99.7831 | 49984420 | 267618.125 | 267618.125 | 0 | 0 | -1 | 0 | 22.866 | 1 | 135373.4375 | 0 | 0 | 0 | 0 | 0 | 0 | 0 | -41415.3359 | 15358.125 | 15358.125 | 0 | 0 | 0 | 0.86351 | 34.2154 | 39.5105 | -5.295 | 1.4171 | 61.6521 | 34.363 | 0 | 0 | 8741 | 7821562.5 | 0 | 0 | 1/1/2027 | 12/31/2099 | TRUE | TCO |  | 2029 |  |  |  | REF | 0 | 0 | Real 2021 ¦ 12/22/2022 3:42:52 PM | 0 | Area 1001 Gas CC 2x1 2027 | 0 |  | 1 | Unit |  | PJM | 1045.095 | 0 | 0.965 | 0 | 0 | 22.866 | 0 | 8216729.5 | 0 | 135373.4375 | 0 | 0
11401 | Area 1001 Gas CC 2x1 2028 | ATC | 2029 | AEP-KPCO | 937.9828 | 1033.9979 | 0 | 19.1656 | 22.9491 | 19.2714 | 18.0082 | 159171.8438 | 1083 | 145281.5781 | 13890.2773 | 0 | 0 | 2.7004 | -1 | 49983092 | 6370 | 6390.6055 | 5941.4287 | 281.3948 | 892.8469 | 7821338.5 | 7821338.5 | 0 | 2.6027 | 99.7831 | 49983092 | 267611.875 | 267611.875 | 0 | 0 | -1 | 0 | 22.866 | 1 | 135369.2031 | 0.025556 | 0 | 0 | 0.025556 | 0 | 0 | 0 | -42311.1367 | 15357.6846 | 15357.6846 | 0 | 0 | 0 | 0.86349 | 34.2156 | 39.6253 | -5.4097 | 1.4171 | 61.6521 | 34.363 | 0 | 0 | 8741 | 7821338.5 | 0 | 0 | 1/1/2028 | 12/31/2099 | TRUE | TCO |  | 2029 |  |  |  | REF | 0 | 0 | Real 2021 ¦ 12/22/2022 3:42:52 PM | 0 | Area 1001 Gas CC 2x1 2028 | 0 |  | 1 | Unit |  | PJM | 1045.095 | 0 | 0.965 | 0 | 0 | 22.866 | 0 | 8216729.5 | 0 | 135369.2031 | 0 | 0
11402 | Area 1001 Gas CC 2x1 2029 | ATC | 2029 | AEP-KPCO | 937.9828 | 1033.9979 | 0 | 19.1656 | 22.9491 | 19.2715 | 18.0082 | 160781.4531 | 1083 | 146891.1719 | 13890.2773 | 0 | 0 | 2.7004 | -1 | 49984420 | 6370 | 6390.5928 | 5941.4287 | 281.3948 | 892.8724 | 7821562.5 | 7821562.5 | 0 | 0 | 99.7831 | 49984420 | 267618.125 | 267618.125 | 0 | 0 | -1 | 0 | 45.732 | 2 | 135373.4375 | 2.1061 | 0 | 0 | 2.1061 | 0 | 0 | 0 | -43942.0312 | 15358.125 | 15358.125 | 0 | 0 | 0 | 0.86351 | 34.2154 | 39.8335 | -5.6181 | 1.4171 | 61.6521 | 34.363 | 0 | 0 | 8741 | 7821562.5 | 0 | 0 | 1/1/2029 | 12/31/2099 | TRUE | TCO |  | 2029 |  |  |  | REF | 0 | 0 | Real 2021 ¦ 12/22/2022 3:42:52 PM | 0 | Area 1001 Gas CC 2x1 2029 | 0 |  | 1 | Unit |  | PJM | 1045.095 | 0 | 0.965 | 0 | 0 | 45.732 | 0 | 8216729.5 | 0 | 135373.4375 | 0 | 0
11403 | Area 1001 Gas CC 2x1 2030 | ATC | 2029 | AEP-KPCO | 0 | 0 | 0 | 0 | 0 |  | 0 | 0 | 0 | 0 | 0 | 0 | 0 | 0 | -1 | 0 | 0 |  | 0 | 0 | 0 | 0 | 0 | 0 | 0 | 0 | 0 | 0 | 0 | 0 | 0 | -1 | 0 | 0 | 0 | 0 | 0 | 0 | 0 | 0 | 0 | 0 | 0 | 0 | 0 | 0 | 0 | 0 | 0 |  |  |  |  | 0 | 0 | 0 | 0 | 0 | 0 | 0 | 0 | 0 | 1/1/2030 | 12/31/2099 | TRUE | TCO |  | 2029 |  |  |  | REF | 0 | 0 | Real 2021 ¦ 12/22/2022 3:42:52 PM | 0 | Area 1001 Gas CC 2x1 2030 | 0 |  | 1 | Unit |  | PJM | 0 | 0 | 0.965 | 0 | 0 | 0 | 0 | 0 | 0 | 0 | 0 | 0
11404 | Area 1001 Gas CC 2x1 2031 | ATC | 2029 | AEP-KPCO | 0 | 0 | 0 | 0 | 0 |  | 0 | 0 | 0 | 0 | 0 | 0 | 0 | 0 | -1 | 0 | 0 |  | 0 | 0 | 0 | 0 | 0 | 0 | 0 | 0 | 0 | 0 | 0 | 0 | 0 | -1 | 0 | 0 | 0 | 0 | 0 | 0 | 0 | 0 | 0 | 0 | 0 | 0 | 0 | 0 | 0 | 0 | 0 |  |  |  |  | 0 | 0 | 0 | 0 | 0 | 0 | 0 | 0 | 0 | 1/1/2031 | 12/31/2099 | TRUE | TCO |  | 2029 |  |  |  | REF | 0 | 0 | Real 2021 ¦ 12/22/2022 3:42:52 PM | 0 | Area 1001 Gas CC 2x1 2031 | 0 |  | 1 | Unit |  | PJM | 0 | 0 | 0.965 | 0 | 0 | 0 | 0 | 0 | 0 | 0 | 0 | 0
11405 | Area 1001 Gas CC 2x1 2032 | ATC | 2029 | AEP-KPCO | 0 | 0 | 0 | 0 | 0 |  | 0 | 0 | 0 | 0 | 0 | 0 | 0 | 0 | -1 | 0 | 0 |  | 0 | 0 | 0 | 0 | 0 | 0 | 0 | 0 | 0 | 0 | 0 | 0 | 0 | -1 | 0 | 0 | 0 | 0 | 0 | 0 | 0 | 0 | 0 | 0 | 0 | 0 | 0 | 0 | 0 | 0 | 0 |  |  |  |  | 0 | 0 | 0 | 0 | 0 | 0 | 0 | 0 | 0 | 1/1/2032 | 12/31/2099 | TRUE | TCO |  | 2029 |  |  |  | REF | 0 | 0 | Real 2021 ¦ 12/22/2022 3:42:52 PM | 0 | Area 1001 Gas CC 2x1 2032 | 0 |  | 1 | Unit |  | PJM | 0 | 0 | 0.965 | 0 | 0 | 0 | 0 | 0 | 0 | 0 | 0 | 0
11406 | Area 1001 Gas CC 2x1 2033 | ATC | 2029 | AEP-KPCO | 0 | 0 | 0 | 0 | 0 |  | 0 | 0 | 0 | 0 | 0 | 0 | 0 | 0 | -1 | 0 | 0 |  | 0 | 0 | 0 | 0 | 0 | 0 | 0 | 0 | 0 | 0 | 0 | 0 | 0 | -1 | 0 | 0 | 0 | 0 | 0 | 0 | 0 | 0 | 0 | 0 | 0 | 0 | 0 | 0 | 0 | 0 | 0 |  |  |  |  | 0 | 0 | 0 | 0 | 0 | 0 | 0 | 0 | 0 | 1/1/2033 | 12/31/2099 | TRUE | TCO |  | 2029 |  |  |  | REF | 0 | 0 | Real 2021 ¦ 12/22/2022 3:42:52 PM | 0 | Area 1001 Gas CC 2x1 2033 | 0 |  | 1 | Unit |  | PJM | 0 | 0 | 0.965 | 0 | 0 | 0 | 0 | 0 | 0 | 0 | 0 | 0
11407 | Area 1001 Gas CC 2x1 2034 | ATC | 2029 | AEP-KPCO | 0 | 0 | 0 | 0 | 0 |  | 0 | 0 | 0 | 0 | 0 | 0 | 0 | 0 | -1 | 0 | 0 |  | 0 | 0 | 0 | 0 | 0 | 0 | 0 | 0 | 0 | 0 | 0 | 0 | 0 | -1 | 0 | 0 | 0 | 0 | 0 | 0 | 0 | 0 | 0 | 0 | 0 | 0 | 0 | 0 | 0 | 0 | 0 |  |  |  |  | 0 | 0 | 0 | 0 | 0 | 0 | 0 | 0 | 0 | 1/1/2034 | 12/31/2099 | TRUE | TCO |  | 2029 |  |  |  | REF | 0 | 0 | Real 2021 ¦ 12/22/2022 3:42:52 PM | 0 | Area 1001 Gas CC 2x1 2034 | 0 |  | 1 | Unit |  | PJM | 0 | 0 | 0.965 | 0 | 0 | 0 | 0 | 0 | 0 | 0 | 0 | 0
11408 | Area 1001 Gas CC 2x1 2035 | ATC | 2029 | AEP-KPCO | 0 | 0 | 0 | 0 | 0 |  | 0 | 0 | 0 | 0 | 0 | 0 | 0 | 0 | -1 | 0 | 0 |  | 0 | 0 | 0 | 0 | 0 | 0 | 0 | 0 | 0 | 0 | 0 | 0 | 0 | -1 | 0 | 0 | 0 | 0 | 0 | 0 | 0 | 0 | 0 | 0 | 0 | 0 | 0 | 0 | 0 | 0 | 0 |  |  |  |  | 0 | 0 | 0 | 0 | 0 | 0 | 0 | 0 | 0 | 1/1/2035 | 12/31/2099 | TRUE | TCO |  | 2029 |  |  |  | REF | 0 | 0 | Real 2021 ¦ 12/22/2022 3:42:52 PM | 0 | Area 1001 Gas CC 2x1 2035 | 0 |  | 1 | Unit |  | PJM | 0 | 0 | 0.965 | 0 | 0 | 0 | 0 | 0 | 0 | 0 | 0 | 0
11409 | Area 1001 Gas CC 2x1 2036 | ATC | 2029 | AEP-KPCO | 0 | 0 | 0 | 0 | 0 |  | 0 | 0 | 0 | 0 | 0 | 0 | 0 | 0 | -1 | 0 | 0 |  | 0 | 0 | 0 | 0 | 0 | 0 | 0 | 0 | 0 | 0 | 0 | 0 | 0 | -1 | 0 | 0 | 0 | 0 | 0 | 0 | 0 | 0 | 0 | 0 | 0 | 0 | 0 | 0 | 0 | 0 | 0 |  |  |  |  | 0 | 0 | 0 | 0 | 0 | 0 | 0 | 0 | 0 | 1/1/2036 | 12/31/2099 | TRUE | TCO |  | 2029 |  |  |  | REF | 0 | 0 | Real 2021 ¦ 12/22/2022 3:42:52 PM | 0 | Area 1001 Gas CC 2x1 2036 | 0 |  | 1 | Unit |  | PJM | 0 | 0 | 0.965 | 0 | 0 | 0 | 0 | 0 | 0 | 0 | 0 | 0
11410 | Area 1001 Gas CC 2x1 2037 | ATC | 2029 | AEP-KPCO | 0 | 0 | 0 | 0 | 0 |  | 0 | 0 | 0 | 0 | 0 | 0 | 0 | 0 | -1 | 0 | 0 |  | 0 | 0 | 0 | 0 | 0 | 0 | 0 | 0 | 0 | 0 | 0 | 0 | 0 | -1 | 0 | 0 | 0 | 0 | 0 | 0 | 0 | 0 | 0 | 0 | 0 | 0 | 0 | 0 | 0 | 0 | 0 |  |  |  |  | 0 | 0 | 0 | 0 | 0 | 0 | 0 | 0 | 0 | 1/1/2037 | 12/31/2099 | TRUE | TCO |  | 2029 |  |  |  | REF | 0 | 0 | Real 2021 ¦ 12/22/2022 3:42:52 PM | 0 | Area 1001 Gas CC 2x1 2037 | 0 |  | 1 | Unit |  | PJM | 0 | 0 | 0.965 | 0 | 0 | 0 | 0 | 0 | 0 | 0 | 0 | 0
11411 | Area 1001 Gas CC 2x1 2038 | ATC | 2029 | AEP-KPCO | 0 | 0 | 0 | 0 | 0 |  | 0 | 0 | 0 | 0 | 0 | 0 | 0 | 0 | -1 | 0 | 0 |  | 0 | 0 | 0 | 0 | 0 | 0 | 0 | 0 | 0 | 0 | 0 | 0 | 0 | -1 | 0 | 0 | 0 | 0 | 0 | 0 | 0 | 0 | 0 | 0 | 0 | 0 | 0 | 0 | 0 | 0 | 0 |  |  |  |  | 0 | 0 | 0 | 0 | 0 | 0 | 0 | 0 | 0 | 1/1/2038 | 12/31/2099 | TRUE | TCO |  | 2029 |  |  |  | REF | 0 | 0 | Real 2021 ¦ 12/22/2022 3:42:52 PM | 0 | Area 1001 Gas CC 2x1 2038 | 0 |  | 1 | Unit |  | PJM | 0 | 0 | 0.965 | 0 | 0 | 0 | 0 | 0 | 0 | 0 | 0 | 0
11412 | Area 1001 Gas CC 2x1 2039 | ATC | 2029 | AEP-KPCO | 0 | 0 | 0 | 0 | 0 |  | 0 | 0 | 0 | 0 | 0 | 0 | 0 | 0 | -1 | 0 | 0 |  | 0 | 0 | 0 | 0 | 0 | 0 | 0 | 0 | 0 | 0 | 0 | 0 | 0 | -1 | 0 | 0 | 0 | 0 | 0 | 0 | 0 | 0 | 0 | 0 | 0 | 0 | 0 | 0 | 0 | 0 | 0 |  |  |  |  | 0 | 0 | 0 | 0 | 0 | 0 | 0 | 0 | 0 | 1/1/2039 | 12/31/2099 | TRUE | TCO |  | 2029 |  |  |  | REF | 0 | 0 | Real 2021 ¦ 12/22/2022 3:42:52 PM | 0 | Area 1001 Gas CC 2x1 2039 | 0 |  | 1 | Unit |  | PJM | 0 | 0 | 0.965 | 0 | 0 | 0 | 0 | 0 | 0 | 0 | 0 | 0
11413 | Area 1001 Gas CC 2x1 2040 | ATC | 2029 | AEP-KPCO | 0 | 0 | 0 | 0 | 0 |  | 0 | 0 | 0 | 0 | 0 | 0 | 0 | 0 | -1 | 0 | 0 |  | 0 | 0 | 0 | 0 | 0 | 0 | 0 | 0 | 0 | 0 | 0 | 0 | 0 | -1 | 0 | 0 | 0 | 0 | 0 | 0 | 0 | 0 | 0 | 0 | 0 | 0 | 0 | 0 | 0 | 0 | 0 |  |  |  |  | 0 | 0 | 0 | 0 | 0 | 0 | 0 | 0 | 0 | 1/1/2040 | 12/31/2099 | TRUE | TCO |  | 2029 |  |  |  | REF | 0 | 0 | Real 2021 ¦ 12/22/2022 3:42:52 PM | 0 | Area 1001 Gas CC 2x1 2040 | 0 |  | 1 | Unit |  | PJM | 0 | 0 | 0.965 | 0 | 0 | 0 | 0 | 0 | 0 | 0 | 0 | 0
11414 | Area 1001 Gas CC 2x1 2041 | ATC | 2029 | AEP-KPCO | 0 | 0 | 0 | 0 | 0 |  | 0 | 0 | 0 | 0 | 0 | 0 | 0 | 0 | -1 | 0 | 0 |  | 0 | 0 | 0 | 0 | 0 | 0 | 0 | 0 | 0 | 0 | 0 | 0 | 0 | -1 | 0 | 0 | 0 | 0 | 0 | 0 | 0 | 0 | 0 | 0 | 0 | 0 | 0 | 0 | 0 | 0 | 0 |  |  |  |  | 0 | 0 | 0 | 0 | 0 | 0 | 0 | 0 | 0 | 1/1/2041 | 12/31/2099 | TRUE | TCO |  | 2029 |  |  |  | REF | 0 | 0 | Real 2021 ¦ 12/22/2022 3:42:52 PM | 0 | Area 1001 Gas CC 2x1 2041 | 0 |  | 1 | Unit |  | PJM | 0 | 0 | 0.965 | 0 | 0 | 0 | 0 | 0 | 0 | 0 | 0 | 0
11415 | Area 1001 Gas CC 2x1 2042 | ATC | 2029 | AEP-KPCO | 0 | 0 | 0 | 0 | 0 |  | 0 | 0 | 0 | 0 | 0 | 0 | 0 | 0 | -1 | 0 | 0 |  | 0 | 0 | 0 | 0 | 0 | 0 | 0 | 0 | 0 | 0 | 0 | 0 | 0 | -1 | 0 | 0 | 0 | 0 | 0 | 0 | 0 | 0 | 0 | 0 | 0 | 0 | 0 | 0 | 0 | 0 | 0 |  |  |  |  | 0 | 0 | 0 | 0 | 0 | 0 | 0 | 0 | 0 | 1/1/2042 | 12/31/2099 | TRUE | TCO |  | 2029 |  |  |  | REF | 0 | 0 | Real 2021 ¦ 12/22/2022 3:42:52 PM | 0 | Area 1001 Gas CC 2x1 2042 | 0 |  | 1 | Unit |  | PJM | 0 | 0 | 0.965 | 0 | 0 | 0 | 0 | 0 | 0 | 0 | 0 | 0
11416 | Area 1001 Gas CC 2x1 2043 | ATC | 2029 | AEP-KPCO | 0 | 0 | 0 | 0 | 0 |  | 0 | 0 | 0 | 0 | 0 | 0 | 0 | 0 | -1 | 0 | 0 |  | 0 | 0 | 0 | 0 | 0 | 0 | 0 | 0 | 0 | 0 | 0 | 0 | 0 | -1 | 0 | 0 | 0 | 0 | 0 | 0 | 0 | 0 | 0 | 0 | 0 | 0 | 0 | 0 | 0 | 0 | 0 |  |  |  |  | 0 | 0 | 0 | 0 | 0 | 0 | 0 | 0 | 0 | 1/1/2043 | 12/31/2099 | TRUE | TCO |  | 2029 |  |  |  | REF | 0 | 0 | Real 2021 ¦ 12/22/2022 3:42:52 PM | 0 | Area 1001 Gas CC 2x1 2043 | 0 |  | 1 | Unit |  | PJM | 0 | 0 | 0.965 | 0 | 0 | 0 | 0 | 0 | 0 | 0 | 0 | 0
11417 | Area 1001 Gas CC 1x1 2024 | ATC | 2029 | AEP-KPCO | 362.0284 | 399.0869 | 0 | 20.0376 | 23.8211 | 20.1485 | 18.8803 | 72755.3125 | 418 | 66565.8203 | 6189.4937 | 0 | 0 | 2.7004 | -1 | 19072128 | 6431 | 6458.29 | 6002.4287 | 108.6085 | 337.1146 | 2953123.75 | 2953123.75 | 0 | 0 | 99.121 | 19072128 | 101622.5312 | 101622.5312 | 0 | 0 | -1 | 0 | 26.2778 | 3 | 51613.1406 | 0.96462 | 0.0022839 | 0 | 0.96234 | 0 | 0 | 0 | -30660.1445 | 7887.4004 | 7887.4004 | 0 | 0 | 0 | 0.84471 | 34.4119 | 44.7942 | -10.3823 | 0.54428 | 23.7956 | 13.2629 | 0 | 0 | 8683 | 2953123.75 | 0 | 0 | 1/1/2024 | 12/31/2099 | TRUE | TCO |  | 2029 |  |  |  | REF | 0 | 0 | Real 2021 ¦ 12/22/2022 3:42:52 PM | 0 | Area 1001 Gas CC 1x1 2024 | 0 |  | 1 | Unit |  | PJM | 403.37 | 0 | 0.965 | 0 | 0 | 26.2778 | 0 | 3171369.25 | 0 | 51613.1406 | 0 | 0
11418 | Area 1001 Gas CC 1x1 2025 | ATC | 2029 | AEP-KPCO | 362.0284 | 399.0869 | 0 | 20.0376 | 23.8211 | 20.1485 | 18.8803 | 69718.0859 | 418 | 63528.5938 | 6189.4937 | 0 | 0 | 2.7004 | -1 | 19072128 | 6431 | 6458.29 | 6002.4287 | 108.6085 | 337.1146 | 2953123.75 | 2953123.75 | 0 | 0 | 99.121 | 19072128 | 101622.5312 | 101622.5312 | 0 | 0 | -1 | 0 | 26.2778 | 3 | 51613.1406 | 0 | 0 | 0 | 0 | 0 | 0 | 0 | -27622.9199 | 7887.4004 | 7887.4004 | 0 | 0 | 0 | 0.84471 | 34.4119 | 43.7657 | -9.3538 | 0.54428 | 23.7956 | 13.2629 | 0 | 0 | 8683 | 2953123.75 | 0 | 0 | 1/1/2025 | 12/31/2099 | TRUE | TCO |  | 2029 |  |  |  | REF | 0 | 0 | Real 2021 ¦ 12/22/2022 3:42:52 PM | 0 | Area 1001 Gas CC 1x1 2025 | 0 |  | 1 | Unit |  | PJM | 403.37 | 0 | 0.965 | 0 | 0 | 26.2778 | 0 | 3171369.25 | 0 | 51613.1406 | 0 | 0
11419 | Area 1001 Gas CC 1x1 2026 | ATC | 2029 | AEP-KPCO | 362.0284 | 399.0869 | 0 | 20.0376 | 23.8211 | 20.1485 | 18.8803 | 70017.2109 | 418 | 63827.7148 | 6189.4937 | 0 | 0 | 2.7004 | -1 | 19072128 | 6431 | 6458.29 | 6002.4287 | 108.6085 | 337.1146 | 2953123.75 | 2953123.75 | 0 | 0 | 99.121 | 19072128 | 101622.5312 | 101622.5312 | 0 | 0 | -1 | 0 | 26.2778 | 3 | 51613.1406 | 0 | 0 | 0 | 0 | 0 | 0 | 0 | -27922.041 | 7887.4004 | 7887.4004 | 0 | 0 | 0 | 0.84471 | 34.4119 | 43.867 | -9.4551 | 0.54428 | 23.7956 | 13.2629 | 0 | 0 | 8683 | 2953123.75 | 0 | 0 | 1/1/2026 | 12/31/2099 | TRUE | TCO |  | 2029 |  |  |  | REF | 0 | 0 | Real 2021 ¦ 12/22/2022 3:42:52 PM | 0 | Area 1001 Gas CC 1x1 2026 | 0 |  | 1 | Unit |  | PJM | 403.37 | 0 | 0.965 | 0 | 0 | 26.2778 | 0 | 3171369.25 | 0 | 51613.1406 | 0 | 0
11420 | Area 1001 Gas CC 1x1 2027 | ATC | 2029 | AEP-KPCO | 362.0284 | 399.0869 | 0 | 20.0376 | 23.8211 | 20.1485 | 18.8803 | 70408.3672 | 418 | 64218.8711 | 6189.4937 | 0 | 0 | 2.7004 | -1 | 19072128 | 6431 | 6458.29 | 6002.4287 | 108.6085 | 337.1146 | 2953123.75 | 2953123.75 | 0 | 0 | 99.121 | 19072128 | 101622.5312 | 101622.5312 | 0 | 0 | -1 | 0 | 26.2778 | 3 | 51613.1406 | 0 | 0 | 0 | 0 | 0 | 0 | 0 | -28313.1992 | 7887.4004 | 7887.4004 | 0 | 0 | 0 | 0.84471 | 34.4119 | 43.9994 | -9.5875 | 0.54428 | 23.7956 | 13.2629 | 0 | 0 | 8683 | 2953123.75 | 0 | 0 | 1/1/2027 | 12/31/2099 | TRUE | TCO |  | 2029 |  |  |  | REF | 0 | 0 | Real 2021 ¦ 12/22/2022 3:42:52 PM | 0 | Area 1001 Gas CC 1x1 2027 | 0 |  | 1 | Unit |  | PJM | 403.37 | 0 | 0.965 | 0 | 0 | 26.2778 | 0 | 3171369.25 | 0 | 51613.1406 | 0 | 0
11421 | Area 1001 Gas CC 1x1 2028 | ATC | 2029 | AEP-KPCO | 362.0284 | 399.0869 | 0 | 20.0376 | 23.8211 | 20.1485 | 18.8803 | 70799.5234 | 418 | 64610.0273 | 6189.4937 | 0 | 0 | 2.7004 | -1 | 19072128 | 6431 | 6458.29 | 6002.4287 | 108.6085 | 337.1146 | 2953123.75 | 2953123.75 | 0 | 0 | 99.121 | 19072128 | 101622.5312 | 101622.5312 | 0 | 0 | -1 | 0 | 26.2778 | 3 | 51613.1406 | 0 | 0 | 0 | 0 | 0 | 0 | 0 | -28704.3555 | 7887.4004 | 7887.4004 | 0 | 0 | 0 | 0.84471 | 34.4119 | 44.1319 | -9.72 | 0.54428 | 23.7956 | 13.2629 | 0 | 0 | 8683 | 2953123.75 | 0 | 0 | 1/1/2028 | 12/31/2099 | TRUE | TCO |  | 2029 |  |  |  | REF | 0 | 0 | Real 2021 ¦ 12/22/2022 3:42:52 PM | 0 | Area 1001 Gas CC 1x1 2028 | 0 |  | 1 | Unit |  | PJM | 403.37 | 0 | 0.965 | 0 | 0 | 26.2778 | 0 | 3171369.25 | 0 | 51613.1406 | 0 | 0
11422 | Area 1001 Gas CC 1x1 2029 | ATC | 2029 | AEP-KPCO | 362.0284 | 399.0869 | 0 | 20.0376 | 23.8211 | 20.1501 | 18.8803 | 71512.8125 | 418 | 65323.3164 | 6189.4937 | 0 | 0 | 2.7004 | -1 | 19032184 | 6431 | 6459.3193 | 6002.4287 | 108.6085 | 336.3549 | 2946469 | 2946469 | 0 | 21.2671 | 99.121 | 19032184 | 101440.5781 | 101440.5781 | 0 | 0 | -1 | 0 | 35.1033 | 4 | 51501.4492 | 0.75967 | 0 | 0 | 0.75967 | 0 | 0 | 0 | -29478.9492 | 7869.6265 | 7869.6265 | 0 | 0 | 0 | 0.84281 | 34.4278 | 44.4327 | -10.0048 | 0.54369 | 23.7956 | 13.2629 | 0 | 0 | 8683 | 2946469 | 0 | 0 | 1/1/2029 | 12/31/2099 | TRUE | TCO |  | 2029 |  |  |  | REF | 0 | 0 | Real 2021 ¦ 12/22/2022 3:42:52 PM | 0 | Area 1001 Gas CC 1x1 2029 | 0 |  | 1 | Unit |  | PJM | 403.37 | 0 | 0.965 | 0 | 0 | 35.1033 | 0 | 3171369.25 | 0 | 51501.4492 | 0 | 0
11423 | Area 1001 Gas CC 1x1 2030 | ATC | 2029 | AEP-KPCO | 0 | 0 | 0 | 0 | 0 |  | 0 | 0 | 0 | 0 | 0 | 0 | 0 | 0 | -1 | 0 | 0 |  | 0 | 0 | 0 | 0 | 0 | 0 | 0 | 0 | 0 | 0 | 0 | 0 | 0 | -1 | 0 | 0 | 0 | 0 | 0 | 0 | 0 | 0 | 0 | 0 | 0 | 0 | 0 | 0 | 0 | 0 | 0 |  |  |  |  | 0 | 0 | 0 | 0 | 0 | 0 | 0 | 0 | 0 | 1/1/2030 | 12/31/2099 | TRUE | TCO |  | 2029 |  |  |  | REF | 0 | 0 | Real 2021 ¦ 12/22/2022 3:42:52 PM | 0 | Area 1001 Gas CC 1x1 2030 | 0 |  | 1 | Unit |  | PJM | 0 | 0 | 0.965 | 0 | 0 | 0 | 0 | 0 | 0 | 0 | 0 | 0
11424 | Area 1001 Gas CC 1x1 2031 | ATC | 2029 | AEP-KPCO | 0 | 0 | 0 | 0 | 0 |  | 0 | 0 | 0 | 0 | 0 | 0 | 0 | 0 | -1 | 0 | 0 |  | 0 | 0 | 0 | 0 | 0 | 0 | 0 | 0 | 0 | 0 | 0 | 0 | 0 | -1 | 0 | 0 | 0 | 0 | 0 | 0 | 0 | 0 | 0 | 0 | 0 | 0 | 0 | 0 | 0 | 0 | 0 |  |  |  |  | 0 | 0 | 0 | 0 | 0 | 0 | 0 | 0 | 0 | 1/1/2031 | 12/31/2099 | TRUE | TCO |  | 2029 |  |  |  | REF | 0 | 0 | Real 2021 ¦ 12/22/2022 3:42:52 PM | 0 | Area 1001 Gas CC 1x1 2031 | 0 |  | 1 | Unit |  | PJM | 0 | 0 | 0.965 | 0 | 0 | 0 | 0 | 0 | 0 | 0 | 0 | 0
11425 | Area 1001 Gas CC 1x1 2032 | ATC | 2029 | AEP-KPCO | 0 | 0 | 0 | 0 | 0 |  | 0 | 0 | 0 | 0 | 0 | 0 | 0 | 0 | -1 | 0 | 0 |  | 0 | 0 | 0 | 0 | 0 | 0 | 0 | 0 | 0 | 0 | 0 | 0 | 0 | -1 | 0 | 0 | 0 | 0 | 0 | 0 | 0 | 0 | 0 | 0 | 0 | 0 | 0 | 0 | 0 | 0 | 0 |  |  |  |  | 0 | 0 | 0 | 0 | 0 | 0 | 0 | 0 | 0 | 1/1/2032 | 12/31/2099 | TRUE | TCO |  | 2029 |  |  |  | REF | 0 | 0 | Real 2021 ¦ 12/22/2022 3:42:52 PM | 0 | Area 1001 Gas CC 1x1 2032 | 0 |  | 1 | Unit |  | PJM | 0 | 0 | 0.965 | 0 | 0 | 0 | 0 | 0 | 0 | 0 | 0 | 0
11426 | Area 1001 Gas CC 1x1 2033 | ATC | 2029 | AEP-KPCO | 0 | 0 | 0 | 0 | 0 |  | 0 | 0 | 0 | 0 | 0 | 0 | 0 | 0 | -1 | 0 | 0 |  | 0 | 0 | 0 | 0 | 0 | 0 | 0 | 0 | 0 | 0 | 0 | 0 | 0 | -1 | 0 | 0 | 0 | 0 | 0 | 0 | 0 | 0 | 0 | 0 | 0 | 0 | 0 | 0 | 0 | 0 | 0 |  |  |  |  | 0 | 0 | 0 | 0 | 0 | 0 | 0 | 0 | 0 | 1/1/2033 | 12/31/2099 | TRUE | TCO |  | 2029 |  |  |  | REF | 0 | 0 | Real 2021 ¦ 12/22/2022 3:42:52 PM | 0 | Area 1001 Gas CC 1x1 2033 | 0 |  | 1 | Unit |  | PJM | 0 | 0 | 0.965 | 0 | 0 | 0 | 0 | 0 | 0 | 0 | 0 | 0
11427 | Area 1001 Gas CC 1x1 2034 | ATC | 2029 | AEP-KPCO | 0 | 0 | 0 | 0 | 0 |  | 0 | 0 | 0 | 0 | 0 | 0 | 0 | 0 | -1 | 0 | 0 |  | 0 | 0 | 0 | 0 | 0 | 0 | 0 | 0 | 0 | 0 | 0 | 0 | 0 | -1 | 0 | 0 | 0 | 0 | 0 | 0 | 0 | 0 | 0 | 0 | 0 | 0 | 0 | 0 | 0 | 0 | 0 |  |  |  |  | 0 | 0 | 0 | 0 | 0 | 0 | 0 | 0 | 0 | 1/1/2034 | 12/31/2099 | TRUE | TCO |  | 2029 |  |  |  | REF | 0 | 0 | Real 2021 ¦ 12/22/2022 3:42:52 PM | 0 | Area 1001 Gas CC 1x1 2034 | 0 |  | 1 | Unit |  | PJM | 0 | 0 | 0.965 | 0 | 0 | 0 | 0 | 0 | 0 | 0 | 0 | 0
11428 | Area 1001 Gas CC 1x1 2035 | ATC | 2029 | AEP-KPCO | 0 | 0 | 0 | 0 | 0 |  | 0 | 0 | 0 | 0 | 0 | 0 | 0 | 0 | -1 | 0 | 0 |  | 0 | 0 | 0 | 0 | 0 | 0 | 0 | 0 | 0 | 0 | 0 | 0 | 0 | -1 | 0 | 0 | 0 | 0 | 0 | 0 | 0 | 0 | 0 | 0 | 0 | 0 | 0 | 0 | 0 | 0 | 0 |  |  |  |  | 0 | 0 | 0 | 0 | 0 | 0 | 0 | 0 | 0 | 1/1/2035 | 12/31/2099 | TRUE | TCO |  | 2029 |  |  |  | REF | 0 | 0 | Real 2021 ¦ 12/22/2022 3:42:52 PM | 0 | Area 1001 Gas CC 1x1 2035 | 0 |  | 1 | Unit |  | PJM | 0 | 0 | 0.965 | 0 | 0 | 0 | 0 | 0 | 0 | 0 | 0 | 0
11429 | Area 1001 Gas CC 1x1 2036 | ATC | 2029 | AEP-KPCO | 0 | 0 | 0 | 0 | 0 |  | 0 | 0 | 0 | 0 | 0 | 0 | 0 | 0 | -1 | 0 | 0 |  | 0 | 0 | 0 | 0 | 0 | 0 | 0 | 0 | 0 | 0 | 0 | 0 | 0 | -1 | 0 | 0 | 0 | 0 | 0 | 0 | 0 | 0 | 0 | 0 | 0 | 0 | 0 | 0 | 0 | 0 | 0 |  |  |  |  | 0 | 0 | 0 | 0 | 0 | 0 | 0 | 0 | 0 | 1/1/2036 | 12/31/2099 | TRUE | TCO |  | 2029 |  |  |  | REF | 0 | 0 | Real 2021 ¦ 12/22/2022 3:42:52 PM | 0 | Area 1001 Gas CC 1x1 2036 | 0 |  | 1 | Unit |  | PJM | 0 | 0 | 0.965 | 0 | 0 | 0 | 0 | 0 | 0 | 0 | 0 | 0
11430 | Area 1001 Gas CC 1x1 2037 | ATC | 2029 | AEP-KPCO | 0 | 0 | 0 | 0 | 0 |  | 0 | 0 | 0 | 0 | 0 | 0 | 0 | 0 | -1 | 0 | 0 |  | 0 | 0 | 0 | 0 | 0 | 0 | 0 | 0 | 0 | 0 | 0 | 0 | 0 | -1 | 0 | 0 | 0 | 0 | 0 | 0 | 0 | 0 | 0 | 0 | 0 | 0 | 0 | 0 | 0 | 0 | 0 |  |  |  |  | 0 | 0 | 0 | 0 | 0 | 0 | 0 | 0 | 0 | 1/1/2037 | 12/31/2099 | TRUE | TCO |  | 2029 |  |  |  | REF | 0 | 0 | Real 2021 ¦ 12/22/2022 3:42:52 PM | 0 | Area 1001 Gas CC 1x1 2037 | 0 |  | 1 | Unit |  | PJM | 0 | 0 | 0.965 | 0 | 0 | 0 | 0 | 0 | 0 | 0 | 0 | 0
11431 | Area 1001 Gas CC 1x1 2038 | ATC | 2029 | AEP-KPCO | 0 | 0 | 0 | 0 | 0 |  | 0 | 0 | 0 | 0 | 0 | 0 | 0 | 0 | -1 | 0 | 0 |  | 0 | 0 | 0 | 0 | 0 | 0 | 0 | 0 | 0 | 0 | 0 | 0 | 0 | -1 | 0 | 0 | 0 | 0 | 0 | 0 | 0 | 0 | 0 | 0 | 0 | 0 | 0 | 0 | 0 | 0 | 0 |  |  |  |  | 0 | 0 | 0 | 0 | 0 | 0 | 0 | 0 | 0 | 1/1/2038 | 12/31/2099 | TRUE | TCO |  | 2029 |  |  |  | REF | 0 | 0 | Real 2021 ¦ 12/22/2022 3:42:52 PM | 0 | Area 1001 Gas CC 1x1 2038 | 0 |  | 1 | Unit |  | PJM | 0 | 0 | 0.965 | 0 | 0 | 0 | 0 | 0 | 0 | 0 | 0 | 0
11432 | Area 1001 Gas CC 1x1 2039 | ATC | 2029 | AEP-KPCO | 0 | 0 | 0 | 0 | 0 |  | 0 | 0 | 0 | 0 | 0 | 0 | 0 | 0 | -1 | 0 | 0 |  | 0 | 0 | 0 | 0 | 0 | 0 | 0 | 0 | 0 | 0 | 0 | 0 | 0 | -1 | 0 | 0 | 0 | 0 | 0 | 0 | 0 | 0 | 0 | 0 | 0 | 0 | 0 | 0 | 0 | 0 | 0 |  |  |  |  | 0 | 0 | 0 | 0 | 0 | 0 | 0 | 0 | 0 | 1/1/2039 | 12/31/2099 | TRUE | TCO |  | 2029 |  |  |  | REF | 0 | 0 | Real 2021 ¦ 12/22/2022 3:42:52 PM | 0 | Area 1001 Gas CC 1x1 2039 | 0 |  | 1 | Unit |  | PJM | 0 | 0 | 0.965 | 0 | 0 | 0 | 0 | 0 | 0 | 0 | 0 | 0
11433 | Area 1001 Gas CC 1x1 2040 | ATC | 2029 | AEP-KPCO | 0 | 0 | 0 | 0 | 0 |  | 0 | 0 | 0 | 0 | 0 | 0 | 0 | 0 | -1 | 0 | 0 |  | 0 | 0 | 0 | 0 | 0 | 0 | 0 | 0 | 0 | 0 | 0 | 0 | 0 | -1 | 0 | 0 | 0 | 0 | 0 | 0 | 0 | 0 | 0 | 0 | 0 | 0 | 0 | 0 | 0 | 0 | 0 |  |  |  |  | 0 | 0 | 0 | 0 | 0 | 0 | 0 | 0 | 0 | 1/1/2040 | 12/31/2099 | TRUE | TCO |  | 2029 |  |  |  | REF | 0 | 0 | Real 2021 ¦ 12/22/2022 3:42:52 PM | 0 | Area 1001 Gas CC 1x1 2040 | 0 |  | 1 | Unit |  | PJM | 0 | 0 | 0.965 | 0 | 0 | 0 | 0 | 0 | 0 | 0 | 0 | 0
11434 | Area 1001 Gas CC 1x1 2041 | ATC | 2029 | AEP-KPCO | 0 | 0 | 0 | 0 | 0 |  | 0 | 0 | 0 | 0 | 0 | 0 | 0 | 0 | -1 | 0 | 0 |  | 0 | 0 | 0 | 0 | 0 | 0 | 0 | 0 | 0 | 0 | 0 | 0 | 0 | -1 | 0 | 0 | 0 | 0 | 0 | 0 | 0 | 0 | 0 | 0 | 0 | 0 | 0 | 0 | 0 | 0 | 0 |  |  |  |  | 0 | 0 | 0 | 0 | 0 | 0 | 0 | 0 | 0 | 1/1/2041 | 12/31/2099 | TRUE | TCO |  | 2029 |  |  |  | REF | 0 | 0 | Real 2021 ¦ 12/22/2022 3:42:52 PM | 0 | Area 1001 Gas CC 1x1 2041 | 0 |  | 1 | Unit |  | PJM | 0 | 0 | 0.965 | 0 | 0 | 0 | 0 | 0 | 0 | 0 | 0 | 0
11435 | Area 1001 Gas CC 1x1 2042 | ATC | 2029 | AEP-KPCO | 0 | 0 | 0 | 0 | 0 |  | 0 | 0 | 0 | 0 | 0 | 0 | 0 | 0 | -1 | 0 | 0 |  | 0 | 0 | 0 | 0 | 0 | 0 | 0 | 0 | 0 | 0 | 0 | 0 | 0 | -1 | 0 | 0 | 0 | 0 | 0 | 0 | 0 | 0 | 0 | 0 | 0 | 0 | 0 | 0 | 0 | 0 | 0 |  |  |  |  | 0 | 0 | 0 | 0 | 0 | 0 | 0 | 0 | 0 | 1/1/2042 | 12/31/2099 | TRUE | TCO |  | 2029 |  |  |  | REF | 0 | 0 | Real 2021 ¦ 12/22/2022 3:42:52 PM | 0 | Area 1001 Gas CC 1x1 2042 | 0 |  | 1 | Unit |  | PJM | 0 | 0 | 0.965 | 0 | 0 | 0 | 0 | 0 | 0 | 0 | 0 | 0
11436 | Area 1001 Gas CC 1x1 2043 | ATC | 2029 | AEP-KPCO | 0 | 0 | 0 | 0 | 0 |  | 0 | 0 | 0 | 0 | 0 | 0 | 0 | 0 | -1 | 0 | 0 |  | 0 | 0 | 0 | 0 | 0 | 0 | 0 | 0 | 0 | 0 | 0 | 0 | 0 | -1 | 0 | 0 | 0 | 0 | 0 | 0 | 0 | 0 | 0 | 0 | 0 | 0 | 0 | 0 | 0 | 0 | 0 |  |  |  |  | 0 | 0 | 0 | 0 | 0 | 0 | 0 | 0 | 0 | 1/1/2043 | 12/31/2099 | TRUE | TCO |  | 2029 |  |  |  | REF | 0 | 0 | Real 2021 ¦ 12/22/2022 3:42:52 PM | 0 | Area 1001 Gas CC 1x1 2043 | 0 |  | 1 | Unit |  | PJM | 0 | 0 | 0.965 | 0 | 0 | 0 | 0 | 0 | 0 | 0 | 0 | 0
11437 | Area 1001 Gas CT 2023 | ATC | 2029 | AEP-KPCO | 209.578 | 229.1408 | 0 | 27.371 | 31.1545 | 27.6054 | 26.2137 | 28073.5098 | 240 | 26303.2285 | 1770.2826 | 0 | 0 | 2.7004 | -1 | 11624261 | 9905 | 10028.6592 | 9476.4287 | 62.8734 | 132.3178 | 1159104.125 | 1159104.125 | 0 | 9.669 | 81.1758 | 11624261 | 43177.2266 | 43177.2266 | 0 | 0 | -1 | 0 | 184.5188 | 10 | 31275.252 | 0.114 | 0 | 0 | 0.114 | 0 | 0 | 0 | -17078.3691 | 721.9485 | 721.9485 | 0 | 0 | 0 | 0.57745 | 37.2505 | 51.9846 | -14.7341 | 0.36661 | 13.772 | 5.7908 | 0 | 0 | 7111 | 1159104.125 | 0 | 0 | 1/1/2023 | 12/31/2099 | TRUE | TCO |  | 2029 |  |  |  | REF | 0 | 0 | Real 2021 ¦ 12/22/2022 3:42:52 PM | 0 | Area 1001 Gas CT 2023 | 0 |  | 1 | Unit |  | PJM | 228 | 0 | 0.95 | 0 | 0 | 184.5188 | 0 | 1835903.5 | 0 | 31275.252 | 0 | 0
11438 | Area 1001 Gas CT 2024 | ATC | 2029 | AEP-KPCO | 209.578 | 229.1408 | 0 | 27.371 | 31.1545 | 27.6046 | 26.2137 | 25418.0859 | 240 | 23647.8047 | 1770.2826 | 0 | 0 | 2.7004 | -1 | 11636677 | 9905 | 10028.3887 | 9476.4287 | 62.8734 | 132.4627 | 1160373.625 | 1160373.625 | 0 | 0 | 81.2215 | 11636677 | 43217.0859 | 43217.0859 | 0 | 0 | -1 | 0 | 222.6229 | 12 | 31308.4902 | 0.016314 | 0 | 0 | 0.016314 | 0 | 0 | 0 | -14455.2188 | 722.7391 | 722.7391 | 0 | 0 | 0 | 0.57808 | 37.2441 | 49.7015 | -12.4574 | 0.36678 | 13.772 | 5.7908 | 0 | 0 | 7115 | 1160373.625 | 0 | 0 | 1/1/2024 | 12/31/2099 | TRUE | TCO |  | 2029 |  |  |  | REF | 0 | 0 | Real 2021 ¦ 12/22/2022 3:42:52 PM | 0 | Area 1001 Gas CT 2024 | 0 |  | 1 | Unit |  | PJM | 228 | 0 | 0.95 | 0 | 0 | 222.6229 | 0 | 1835903.5 | 0 | 31308.4902 | 0 | 0
11439 | Area 1001 Gas CT 2025 | ATC | 2029 | AEP-KPCO | 209.578 | 229.1408 | 0 | 27.371 | 31.1545 | 27.6036 | 26.2137 | 24136.6133 | 240 | 22366.332 | 1770.2826 | 0 | 0 | 2.7004 | -1 | 11637856 | 9905 | 10028.3047 | 9476.4287 | 62.8734 | 132.4773 | 1160500.875 | 1160500.875 | 0 | 0.011416 | 81.2215 | 11637856 | 43219.9805 | 43219.9805 | 0 | 0 | -1 | 0 | 165.8955 | 9 | 31310.8223 | 0.014729 | 0 | 0 | 0.014729 | 0 | 0 | 0 | -13116.5371 | 722.8184 | 722.8184 | 0 | 0 | 0 | 0.57815 | 37.2425 | 48.545 | -11.3025 | 0.36679 | 13.772 | 5.7908 | 0 | 0 | 7115 | 1160500.875 | 0 | 0 | 1/1/2025 | 12/31/2099 | TRUE | TCO |  | 2029 |  |  |  | REF | 0 | 0 | Real 2021 ¦ 12/22/2022 3:42:52 PM | 0 | Area 1001 Gas CT 2025 | 0 |  | 1 | Unit |  | PJM | 228 | 0 | 0.95 | 0 | 0 | 165.8955 | 0 | 1835903.5 | 0 | 31310.8223 | 0 | 0
11440 | Area 1001 Gas CT 2026 | ATC | 2029 | AEP-KPCO | 209.578 | 229.1408 | 0 | 27.371 | 31.1545 | 27.6038 | 26.2137 | 24163.0352 | 240 | 22392.7539 | 1770.2826 | 0 | 0 | 2.7004 | -1 | 11636467 | 9905 | 10028.374 | 9476.4287 | 62.8734 | 132.4605 | 1160354.25 | 1160354.25 | 0 | 0 | 81.2215 | 11636467 | 43217.4258 | 43217.4258 | 0 | 0 | -1 | 0 | 203.1422 | 11 | 31307.0938 | 0.017001 | 0 | 0 | 0.017001 | 0 | 0 | 0 | -13178.9395 | 722.7271 | 722.7271 | 0 | 0 | 0 | 0.57807 | 37.245 | 48.6027 | -11.3577 | 0.36678 | 13.772 | 5.7908 | 0 | 0 | 7115 | 1160354.25 | 0 | 0 | 1/1/2026 | 12/31/2099 | TRUE | TCO |  | 2029 |  |  |  | REF | 0 | 0 | Real 2021 ¦ 12/22/2022 3:42:52 PM | 0 | Area 1001 Gas CT 2026 | 0 |  | 1 | Unit |  | PJM | 228 | 0 | 0.95 | 0 | 0 | 203.1422 | 0 | 1835903.5 | 0 | 31307.0938 | 0 | 0
11441 | Area 1001 Gas CT 2027 | ATC | 2029 | AEP-KPCO | 209.578 | 229.1408 | 0 | 27.371 | 31.1545 | 27.6028 | 26.2137 | 24176.2461 | 240 | 22405.9648 | 1770.2826 | 0 | 0 | 2.7004 | -1 | 11633725 | 9905 | 10028.1846 | 9476.4287 | 62.8734 | 132.4318 | 1160102.875 | 1160102.875 | 0 | 0 | 81.1758 | 11633725 | 43208.5156 | 43208.5156 | 0 | 0 | -1 | 0 | 184.5188 | 10 | 31299.1699 | 0 | 0 | 0 | 0 | 0 | 0 | 0 | -13174.3584 | 722.5705 | 722.5705 | 0 | 0 | 0 | 0.57795 | 37.2454 | 48.6016 | -11.3562 | 0.36674 | 13.772 | 5.7908 | 0 | 0 | 7111 | 1160102.875 | 0 | 0 | 1/1/2027 | 12/31/2099 | TRUE | TCO |  | 2029 |  |  |  | REF | 0 | 0 | Real 2021 ¦ 12/22/2022 3:42:52 PM | 0 | Area 1001 Gas CT 2027 | 0 |  | 1 | Unit |  | PJM | 228 | 0 | 0.95 | 0 | 0 | 184.5188 | 0 | 1835903.5 | 0 | 31299.1699 | 0 | 0
11442 | Area 1001 Gas CT 2028 | ATC | 2029 | AEP-KPCO | 209.578 | 229.1408 | 0 | 27.371 | 31.1545 | 27.6028 | 26.2137 | 24255.5137 | 240 | 22485.2305 | 1770.2826 | 0 | 0 | 2.7004 | -1 | 11633725 | 9905 | 10028.1846 | 9476.4287 | 62.8734 | 132.4318 | 1160102.875 | 1160102.875 | 0 | 0 | 81.1758 | 11633725 | 43208.5156 | 43208.5156 | 0 | 0 | -1 | 0 | 184.5188 | 10 | 31299.1699 | 0 | 0 | 0 | 0 | 0 | 0 | 0 | -13253.624 | 722.5705 | 722.5705 | 0 | 0 | 0 | 0.57795 | 37.2454 | 48.6699 | -11.4245 | 0.36674 | 13.772 | 5.7908 | 0 | 0 | 7111 | 1160102.875 | 0 | 0 | 1/1/2028 | 12/31/2099 | TRUE | TCO |  | 2029 |  |  |  | REF | 0 | 0 | Real 2021 ¦ 12/22/2022 3:42:52 PM | 0 | Area 1001 Gas CT 2028 | 0 |  | 1 | Unit |  | PJM | 228 | 0 | 0.95 | 0 | 0 | 184.5188 | 0 | 1835903.5 | 0 | 31299.1699 | 0 | 0
11443 | Area 1001 Gas CT 2029 | ATC | 2029 | AEP-KPCO | 209.578 | 229.1408 | 0 | 27.371 | 31.1545 | 27.6074 | 26.2137 | 24453.6797 | 240 | 22683.3965 | 1770.2826 | 0 | 0 | 2.7004 | -1 | 11643788 | 9905 | 10028.5234 | 9476.4287 | 62.8734 | 132.5419 | 1161067 | 1161067 | 0 | 0 | 81.29 | 11643788 | 43246.8008 | 43246.8008 | 0 | 0 | -1 | 0 | 240.8176 | 13 | 31330.5078 | 5.1242 | 0.053591 | 0 | 5.0706 | 0 | 0 | 0 | -13501.7402 | 723.171 | 723.171 | 0 | 0 | 0 | 0.57843 | 37.2475 | 48.8762 | -11.6287 | 0.36687 | 13.772 | 5.7908 | 0 | 0 | 7121 | 1161067 | 0 | 0 | 1/1/2029 | 12/31/2099 | TRUE | TCO |  | 2029 |  |  |  | REF | 0 | 0 | Real 2021 ¦ 12/22/2022 3:42:52 PM | 0 | Area 1001 Gas CT 2029 | 0 |  | 1 | Unit |  | PJM | 228 | 0 | 0.95 | 0 | 0 | 240.8176 | 0 | 1835903.5 | 0 | 31330.5078 | 0 | 0
11444 | Area 1001 Gas CT 2030 | ATC | 2029 | AEP-KPCO | 0 | 0 | 0 | 0 | 0 |  | 0 | 0 | 0 | 0 | 0 | 0 | 0 | 0 | -1 | 0 | 0 |  | 0 | 0 | 0 | 0 | 0 | 0 | 0 | 0 | 0 | 0 | 0 | 0 | 0 | -1 | 0 | 0 | 0 | 0 | 0 | 0 | 0 | 0 | 0 | 0 | 0 | 0 | 0 | 0 | 0 | 0 | 0 |  |  |  |  | 0 | 0 | 0 | 0 | 0 | 0 | 0 | 0 | 0 | 1/1/2030 | 12/31/2099 | TRUE | TCO |  | 2029 |  |  |  | REF | 0 | 0 | Real 2021 ¦ 12/22/2022 3:42:52 PM | 0 | Area 1001 Gas CT 2030 | 0 |  | 1 | Unit |  | PJM | 0 | 0 | 0.95 | 0 | 0 | 0 | 0 | 0 | 0 | 0 | 0 | 0
11445 | Area 1001 Gas CT 2031 | ATC | 2029 | AEP-KPCO | 0 | 0 | 0 | 0 | 0 |  | 0 | 0 | 0 | 0 | 0 | 0 | 0 | 0 | -1 | 0 | 0 |  | 0 | 0 | 0 | 0 | 0 | 0 | 0 | 0 | 0 | 0 | 0 | 0 | 0 | -1 | 0 | 0 | 0 | 0 | 0 | 0 | 0 | 0 | 0 | 0 | 0 | 0 | 0 | 0 | 0 | 0 | 0 |  |  |  |  | 0 | 0 | 0 | 0 | 0 | 0 | 0 | 0 | 0 | 1/1/2031 | 12/31/2099 | TRUE | TCO |  | 2029 |  |  |  | REF | 0 | 0 | Real 2021 ¦ 12/22/2022 3:42:52 PM | 0 | Area 1001 Gas CT 2031 | 0 |  | 1 | Unit |  | PJM | 0 | 0 | 0.95 | 0 | 0 | 0 | 0 | 0 | 0 | 0 | 0 | 0
11446 | Area 1001 Gas CT 2032 | ATC | 2029 | AEP-KPCO | 0 | 0 | 0 | 0 | 0 |  | 0 | 0 | 0 | 0 | 0 | 0 | 0 | 0 | -1 | 0 | 0 |  | 0 | 0 | 0 | 0 | 0 | 0 | 0 | 0 | 0 | 0 | 0 | 0 | 0 | -1 | 0 | 0 | 0 | 0 | 0 | 0 | 0 | 0 | 0 | 0 | 0 | 0 | 0 | 0 | 0 | 0 | 0 |  |  |  |  | 0 | 0 | 0 | 0 | 0 | 0 | 0 | 0 | 0 | 1/1/2032 | 12/31/2099 | TRUE | TCO |  | 2029 |  |  |  | REF | 0 | 0 | Real 2021 ¦ 12/22/2022 3:42:52 PM | 0 | Area 1001 Gas CT 2032 | 0 |  | 1 | Unit |  | PJM | 0 | 0 | 0.95 | 0 | 0 | 0 | 0 | 0 | 0 | 0 | 0 | 0
11447 | Area 1001 Gas CT 2033 | ATC | 2029 | AEP-KPCO | 0 | 0 | 0 | 0 | 0 |  | 0 | 0 | 0 | 0 | 0 | 0 | 0 | 0 | -1 | 0 | 0 |  | 0 | 0 | 0 | 0 | 0 | 0 | 0 | 0 | 0 | 0 | 0 | 0 | 0 | -1 | 0 | 0 | 0 | 0 | 0 | 0 | 0 | 0 | 0 | 0 | 0 | 0 | 0 | 0 | 0 | 0 | 0 |  |  |  |  | 0 | 0 | 0 | 0 | 0 | 0 | 0 | 0 | 0 | 1/1/2033 | 12/31/2099 | TRUE | TCO |  | 2029 |  |  |  | REF | 0 | 0 | Real 2021 ¦ 12/22/2022 3:42:52 PM | 0 | Area 1001 Gas CT 2033 | 0 |  | 1 | Unit |  | PJM | 0 | 0 | 0.95 | 0 | 0 | 0 | 0 | 0 | 0 | 0 | 0 | 0
11448 | Area 1001 Gas CT 2034 | ATC | 2029 | AEP-KPCO | 0 | 0 | 0 | 0 | 0 |  | 0 | 0 | 0 | 0 | 0 | 0 | 0 | 0 | -1 | 0 | 0 |  | 0 | 0 | 0 | 0 | 0 | 0 | 0 | 0 | 0 | 0 | 0 | 0 | 0 | -1 | 0 | 0 | 0 | 0 | 0 | 0 | 0 | 0 | 0 | 0 | 0 | 0 | 0 | 0 | 0 | 0 | 0 |  |  |  |  | 0 | 0 | 0 | 0 | 0 | 0 | 0 | 0 | 0 | 1/1/2034 | 12/31/2099 | TRUE | TCO |  | 2029 |  |  |  | REF | 0 | 0 | Real 2021 ¦ 12/22/2022 3:42:52 PM | 0 | Area 1001 Gas CT 2034 | 0 |  | 1 | Unit |  | PJM | 0 | 0 | 0.95 | 0 | 0 | 0 | 0 | 0 | 0 | 0 | 0 | 0
11449 | Area 1001 Gas CT 2035 | ATC | 2029 | AEP-KPCO | 0 | 0 | 0 | 0 | 0 |  | 0 | 0 | 0 | 0 | 0 | 0 | 0 | 0 | -1 | 0 | 0 |  | 0 | 0 | 0 | 0 | 0 | 0 | 0 | 0 | 0 | 0 | 0 | 0 | 0 | -1 | 0 | 0 | 0 | 0 | 0 | 0 | 0 | 0 | 0 | 0 | 0 | 0 | 0 | 0 | 0 | 0 | 0 |  |  |  |  | 0 | 0 | 0 | 0 | 0 | 0 | 0 | 0 | 0 | 1/1/2035 | 12/31/2099 | TRUE | TCO |  | 2029 |  |  |  | REF | 0 | 0 | Real 2021 ¦ 12/22/2022 3:42:52 PM | 0 | Area 1001 Gas CT 2035 | 0 |  | 1 | Unit |  | PJM | 0 | 0 | 0.95 | 0 | 0 | 0 | 0 | 0 | 0 | 0 | 0 | 0
11450 | Area 1001 Gas CT 2036 | ATC | 2029 | AEP-KPCO | 0 | 0 | 0 | 0 | 0 |  | 0 | 0 | 0 | 0 | 0 | 0 | 0 | 0 | -1 | 0 | 0 |  | 0 | 0 | 0 | 0 | 0 | 0 | 0 | 0 | 0 | 0 | 0 | 0 | 0 | -1 | 0 | 0 | 0 | 0 | 0 | 0 | 0 | 0 | 0 | 0 | 0 | 0 | 0 | 0 | 0 | 0 | 0 |  |  |  |  | 0 | 0 | 0 | 0 | 0 | 0 | 0 | 0 | 0 | 1/1/2036 | 12/31/2099 | TRUE | TCO |  | 2029 |  |  |  | REF | 0 | 0 | Real 2021 ¦ 12/22/2022 3:42:52 PM | 0 | Area 1001 Gas CT 2036 | 0 |  | 1 | Unit |  | PJM | 0 | 0 | 0.95 | 0 | 0 | 0 | 0 | 0 | 0 | 0 | 0 | 0
11451 | Area 1001 Gas CT 2037 | ATC | 2029 | AEP-KPCO | 0 | 0 | 0 | 0 | 0 |  | 0 | 0 | 0 | 0 | 0 | 0 | 0 | 0 | -1 | 0 | 0 |  | 0 | 0 | 0 | 0 | 0 | 0 | 0 | 0 | 0 | 0 | 0 | 0 | 0 | -1 | 0 | 0 | 0 | 0 | 0 | 0 | 0 | 0 | 0 | 0 | 0 | 0 | 0 | 0 | 0 | 0 | 0 |  |  |  |  | 0 | 0 | 0 | 0 | 0 | 0 | 0 | 0 | 0 | 1/1/2037 | 12/31/2099 | TRUE | TCO |  | 2029 |  |  |  | REF | 0 | 0 | Real 2021 ¦ 12/22/2022 3:42:52 PM | 0 | Area 1001 Gas CT 2037 | 0 |  | 1 | Unit |  | PJM | 0 | 0 | 0.95 | 0 | 0 | 0 | 0 | 0 | 0 | 0 | 0 | 0
11452 | Area 1001 Gas CT 2038 | ATC | 2029 | AEP-KPCO | 0 | 0 | 0 | 0 | 0 |  | 0 | 0 | 0 | 0 | 0 | 0 | 0 | 0 | -1 | 0 | 0 |  | 0 | 0 | 0 | 0 | 0 | 0 | 0 | 0 | 0 | 0 | 0 | 0 | 0 | -1 | 0 | 0 | 0 | 0 | 0 | 0 | 0 | 0 | 0 | 0 | 0 | 0 | 0 | 0 | 0 | 0 | 0 |  |  |  |  | 0 | 0 | 0 | 0 | 0 | 0 | 0 | 0 | 0 | 1/1/2038 | 12/31/2099 | TRUE | TCO |  | 2029 |  |  |  | REF | 0 | 0 | Real 2021 ¦ 12/22/2022 3:42:52 PM | 0 | Area 1001 Gas CT 2038 | 0 |  | 1 | Unit |  | PJM | 0 | 0 | 0.95 | 0 | 0 | 0 | 0 | 0 | 0 | 0 | 0 | 0
11453 | Area 1001 Gas CT 2039 | ATC | 2029 | AEP-KPCO | 0 | 0 | 0 | 0 | 0 |  | 0 | 0 | 0 | 0 | 0 | 0 | 0 | 0 | -1 | 0 | 0 |  | 0 | 0 | 0 | 0 | 0 | 0 | 0 | 0 | 0 | 0 | 0 | 0 | 0 | -1 | 0 | 0 | 0 | 0 | 0 | 0 | 0 | 0 | 0 | 0 | 0 | 0 | 0 | 0 | 0 | 0 | 0 |  |  |  |  | 0 | 0 | 0 | 0 | 0 | 0 | 0 | 0 | 0 | 1/1/2039 | 12/31/2099 | TRUE | TCO |  | 2029 |  |  |  | REF | 0 | 0 | Real 2021 ¦ 12/22/2022 3:42:52 PM | 0 | Area 1001 Gas CT 2039 | 0 |  | 1 | Unit |  | PJM | 0 | 0 | 0.95 | 0 | 0 | 0 | 0 | 0 | 0 | 0 | 0 | 0
11454 | Area 1001 Gas CT 2040 | ATC | 2029 | AEP-KPCO | 0 | 0 | 0 | 0 | 0 |  | 0 | 0 | 0 | 0 | 0 | 0 | 0 | 0 | -1 | 0 | 0 |  | 0 | 0 | 0 | 0 | 0 | 0 | 0 | 0 | 0 | 0 | 0 | 0 | 0 | -1 | 0 | 0 | 0 | 0 | 0 | 0 | 0 | 0 | 0 | 0 | 0 | 0 | 0 | 0 | 0 | 0 | 0 |  |  |  |  | 0 | 0 | 0 | 0 | 0 | 0 | 0 | 0 | 0 | 1/1/2040 | 12/31/2099 | TRUE | TCO |  | 2029 |  |  |  | REF | 0 | 0 | Real 2021 ¦ 12/22/2022 3:42:52 PM | 0 | Area 1001 Gas CT 2040 | 0 |  | 1 | Unit |  | PJM | 0 | 0 | 0.95 | 0 | 0 | 0 | 0 | 0 | 0 | 0 | 0 | 0
11455 | Area 1001 Gas CT 2041 | ATC | 2029 | AEP-KPCO | 0 | 0 | 0 | 0 | 0 |  | 0 | 0 | 0 | 0 | 0 | 0 | 0 | 0 | -1 | 0 | 0 |  | 0 | 0 | 0 | 0 | 0 | 0 | 0 | 0 | 0 | 0 | 0 | 0 | 0 | -1 | 0 | 0 | 0 | 0 | 0 | 0 | 0 | 0 | 0 | 0 | 0 | 0 | 0 | 0 | 0 | 0 | 0 |  |  |  |  | 0 | 0 | 0 | 0 | 0 | 0 | 0 | 0 | 0 | 1/1/2041 | 12/31/2099 | TRUE | TCO |  | 2029 |  |  |  | REF | 0 | 0 | Real 2021 ¦ 12/22/2022 3:42:52 PM | 0 | Area 1001 Gas CT 2041 | 0 |  | 1 | Unit |  | PJM | 0 | 0 | 0.95 | 0 | 0 | 0 | 0 | 0 | 0 | 0 | 0 | 0
11456 | Area 1001 Gas CT 2042 | ATC | 2029 | AEP-KPCO | 0 | 0 | 0 | 0 | 0 |  | 0 | 0 | 0 | 0 | 0 | 0 | 0 | 0 | -1 | 0 | 0 |  | 0 | 0 | 0 | 0 | 0 | 0 | 0 | 0 | 0 | 0 | 0 | 0 | 0 | -1 | 0 | 0 | 0 | 0 | 0 | 0 | 0 | 0 | 0 | 0 | 0 | 0 | 0 | 0 | 0 | 0 | 0 |  |  |  |  | 0 | 0 | 0 | 0 | 0 | 0 | 0 | 0 | 0 | 1/1/2042 | 12/31/2099 | TRUE | TCO |  | 2029 |  |  |  | REF | 0 | 0 | Real 2021 ¦ 12/22/2022 3:42:52 PM | 0 | Area 1001 Gas CT 2042 | 0 |  | 1 | Unit |  | PJM | 0 | 0 | 0.95 | 0 | 0 | 0 | 0 | 0 | 0 | 0 | 0 | 0
11457 | Area 1001 Gas CT 2043 | ATC | 2029 | AEP-KPCO | 0 | 0 | 0 | 0 | 0 |  | 0 | 0 | 0 | 0 | 0 | 0 | 0 | 0 | -1 | 0 | 0 |  | 0 | 0 | 0 | 0 | 0 | 0 | 0 | 0 | 0 | 0 | 0 | 0 | 0 | -1 | 0 | 0 | 0 | 0 | 0 | 0 | 0 | 0 | 0 | 0 | 0 | 0 | 0 | 0 | 0 | 0 | 0 |  |  |  |  | 0 | 0 | 0 | 0 | 0 | 0 | 0 | 0 | 0 | 1/1/2043 | 12/31/2099 | TRUE | TCO |  | 2029 |  |  |  | REF | 0 | 0 | Real 2021 ¦ 12/22/2022 3:42:52 PM | 0 | Area 1001 Gas CT 2043 | 0 |  | 1 | Unit |  | PJM | 0 | 0 | 0.95 | 0 | 0 | 0 | 0 | 0 | 0 | 0 | 0 | 0
11458 | Area 1001 Gas Aero CT 2023 | ATC | 2029 | AEP-KPCO | 91.6904 | 100.2491 | 0 | 29.5586 | 33.3421 | 30.126 | 28.4012 | 20275.6797 | 105 | 18478.1504 | 1797.5304 | 0 | 0 | 2.7004 | -1 | 3829633.25 | 9124 | 9300.7246 | 8695.4287 | 27.5071 | 47.0042 | 411756.4375 | 411756.4375 | 0 | 0.022831 | 72.089 | 3829633.25 | 16003.1553 | 16003.1553 | 0 | 0 | -1 | 0 | 132.2063 | 64 | 10378.834 | 0.037134 | 0 | 0 | 0.037134 | 0 | 0 | 0 | -16809.3066 | 2025.6202 | 2025.6202 | 0 | 0 | 0 | 0.46887 | 38.8656 | 79.689 | -40.8234 | 0.12085 | 6.0252 | 2.5335 | 0 | 0 | 6315 | 411756.4375 | 0 | 0 | 1/1/2023 | 12/31/2099 | TRUE | TCO |  | 2029 |  |  |  | REF | 0 | 0 | Real 2021 ¦ 12/22/2022 3:42:52 PM | 0 | Area 1001 Gas Aero CT 2023 | 0 |  | 1 | Unit |  | PJM | 99.75 | 0 | 0.95 | 0 | 0 | 132.2063 | 0 | 803207.75 | 0 | 10378.834 | 0 | 0
11459 | Area 1001 Gas Aero CT 2024 | ATC | 2029 | AEP-KPCO | 91.6904 | 100.2491 | 0 | 29.5586 | 33.3421 | 30.125 | 28.4012 | 18397.2324 | 105 | 16599.7012 | 1797.5304 | 0 | 0 | 2.7004 | -1 | 3826843.75 | 9124 | 9300.583 | 8695.4287 | 27.5071 | 46.9706 | 411462.7812 | 411462.7812 | 0 | 0 | 72.0205 | 3826843.75 | 15993.2422 | 15993.2422 | 0 | 0 | -1 | 0 | 130.139 | 63 | 10371.0234 | 0.00028227 | 0 | 0 | 0.00028227 | 0 | 0 | 0 | -14929.4482 | 2024.1757 | 2024.1757 | 0 | 0 | 0 | 0.46854 | 38.8692 | 75.1531 | -36.2838 | 0.12078 | 6.0252 | 2.5335 | 0 | 0 | 6309 | 411462.7812 | 0 | 0 | 1/1/2024 | 12/31/2099 | TRUE | TCO |  | 2029 |  |  |  | REF | 0 | 0 | Real 2021 ¦ 12/22/2022 3:42:52 PM | 0 | Area 1001 Gas Aero CT 2024 | 0 |  | 1 | Unit |  | PJM | 99.75 | 0 | 0.95 | 0 | 0 | 130.139 | 0 | 803207.75 | 0 | 10371.0234 | 0 | 0
11460 | Area 1001 Gas Aero CT 2025 | ATC | 2029 | AEP-KPCO | 91.6904 | 100.2491 | 0 | 29.5586 | 33.3421 | 30.126 | 28.4012 | 17495.5762 | 105 | 15698.0469 | 1797.5304 | 0 | 0 | 2.7004 | -1 | 3830686 | 9124 | 9301.4678 | 8695.4287 | 27.5071 | 47.0133 | 411836.6875 | 411836.6875 | 0 | 0.1484 | 72.1918 | 3830686 | 16002.627 | 16002.627 | 0 | 0 | -1 | 0 | 125.9047 | 61 | 10380.8428 | 0.0084235 | 0 | 0 | 0.0084235 | 0 | 0 | 0 | -14025.833 | 2026.0151 | 2026.0151 | 0 | 0 | 0 | 0.46896 | 38.8567 | 72.9135 | -34.0568 | 0.12093 | 6.0252 | 2.5335 | 0 | 0 | 6324 | 411836.6875 | 0 | 0 | 1/1/2025 | 12/31/2099 | TRUE | TCO |  | 2029 |  |  |  | REF | 0 | 0 | Real 2021 ¦ 12/22/2022 3:42:52 PM | 0 | Area 1001 Gas Aero CT 2025 | 0 |  | 1 | Unit |  | PJM | 99.75 | 0 | 0.95 | 0 | 0 | 125.9047 | 0 | 803207.75 | 0 | 10380.8428 | 0 | 0
11461 | Area 1001 Gas Aero CT 2026 | ATC | 2029 | AEP-KPCO | 91.6904 | 100.2491 | 0 | 29.5586 | 33.3421 | 30.1269 | 28.4012 | 17507.1367 | 105 | 15709.6064 | 1797.5304 | 0 | 0 | 2.7004 | -1 | 3828016.75 | 9124 | 9300.8145 | 8695.4287 | 27.5071 | 46.9839 | 411578.6562 | 411578.6562 | 0 | 0 | 72.0662 | 3828016.75 | 15997.0859 | 15997.0859 | 0 | 0 | -1 | 0 | 127.972 | 62 | 10374.7197 | 0.014042 | 0 | 0 | 0.014042 | 0 | 0 | 0 | -14037.6094 | 2024.7457 | 2024.7457 | 0 | 0 | 0 | 0.46867 | 38.8676 | 72.9744 | -34.1068 | 0.12076 | 6.0252 | 2.5335 | 0 | 0 | 6313 | 411578.6562 | 0 | 0 | 1/1/2026 | 12/31/2099 | TRUE | TCO |  | 2029 |  |  |  | REF | 0 | 0 | Real 2021 ¦ 12/22/2022 3:42:52 PM | 0 | Area 1001 Gas Aero CT 2026 | 0 |  | 1 | Unit |  | PJM | 99.75 | 0 | 0.95 | 0 | 0 | 127.972 | 0 | 803207.75 | 0 | 10374.7197 | 0 | 0
11462 | Area 1001 Gas Aero CT 2027 | ATC | 2029 | AEP-KPCO | 91.6904 | 100.2491 | 0 | 29.5586 | 33.3421 | 30.2277 | 28.4012 | 17524.4766 | 105 | 15726.9463 | 1797.5304 | 0 | 0 | 2.7004 | -1 | 3211368.25 | 9124 | 9425.9453 | 8695.4287 | 27.5071 | 38.8921 | 340694.5625 | 340694.5625 | 0 | 25.5251 | 71.9863 | 3211368.25 | 12802.6494 | 12802.6494 | 0 | 0 | -1 | 0 | 132.3061 | 64 | 8622.2705 | 8.0754 | 0 | 0 | 8.0754 | 0 | 0 | 0 | -15152.543 | 1676.0341 | 1676.0341 | 0 | 0 | 0 | 0.38795 | 37.5781 | 82.0535 | -44.4754 | 0.10541 | 6.0252 | 2.5335 | 0 | 0 | 6306 | 340694.5625 | 0 | 0 | 1/1/2027 | 12/31/2099 | TRUE | TCO |  | 2029 |  |  |  | REF | 0 | 0 | Real 2021 ¦ 12/22/2022 3:42:52 PM | 0 | Area 1001 Gas Aero CT 2027 | 0 |  | 1 | Unit |  | PJM | 99.75 | 0 | 0.95 | 0 | 0 | 132.3061 | 0 | 803207.75 | 0 | 8622.2705 | 0 | 0
11463 | Area 1001 Gas Aero CT 2028 | ATC | 2029 | AEP-KPCO | 91.6904 | 100.2491 | 0 | 29.5586 | 33.3421 | 30.1229 | 28.4012 | 17582.2754 | 105 | 15784.7441 | 1797.5304 | 0 | 0 | 2.7004 | -1 | 3831777 | 9124 | 9300.708 | 8695.4287 | 27.5071 | 47.0306 | 411987.6875 | 411987.6875 | 0 | 0.079909 | 72.1347 | 3831777 | 16010.6816 | 16010.6816 | 0 | 0 | -1 | 0 | 132.2562 | 64 | 10383.3799 | 0.017022 | 0 | 0 | 0.017022 | 0 | 0 | 0 | -14114.1074 | 2026.7579 | 2026.7579 | 0 | 0 | 0 | 0.46914 | 38.862 | 73.1206 | -34.2586 | 0.12081 | 6.0252 | 2.5335 | 0 | 0 | 6319 | 411987.6875 | 0 | 0 | 1/1/2028 | 12/31/2099 | TRUE | TCO |  | 2029 |  |  |  | REF | 0 | 0 | Real 2021 ¦ 12/22/2022 3:42:52 PM | 0 | Area 1001 Gas Aero CT 2028 | 0 |  | 1 | Unit |  | PJM | 99.75 | 0 | 0.95 | 0 | 0 | 132.2562 | 0 | 803207.75 | 0 | 10383.3799 | 0 | 0
11464 | Area 1001 Gas Aero CT 2029 | ATC | 2029 | AEP-KPCO | 91.6904 | 100.2491 | 0 | 29.5586 | 33.3421 | 30.1281 | 28.4012 | 17720.9902 | 105 | 15923.46 | 1797.5304 | 0 | 0 | 2.7004 | -1 | 3840561.25 | 9124 | 9301.6426 | 8695.4287 | 27.5071 | 47.1336 | 412890.625 | 412890.625 | 0 | 0.022831 | 72.3973 | 3840561.25 | 16041.2148 | 16041.2148 | 0 | 0 | -1 | 0 | 134.6228 | 65 | 10408.3086 | 3.3088 | 0.010669 | 0 | 3.2982 | 0 | 0 | 0 | -14254.0283 | 2031.2 | 2031.2 | 0 | 0 | 0 | 0.47017 | 38.851 | 73.3735 | -34.5225 | 0.12105 | 6.0252 | 2.5335 | 0 | 0 | 6342 | 412890.625 | 0 | 0 | 1/1/2029 | 12/31/2099 | TRUE | TCO |  | 2029 |  |  |  | REF | 0 | 0 | Real 2021 ¦ 12/22/2022 3:42:52 PM | 0 | Area 1001 Gas Aero CT 2029 | 0 |  | 1 | Unit |  | PJM | 99.75 | 0 | 0.95 | 0 | 0 | 134.6228 | 0 | 803207.75 | 0 | 10408.3086 | 0 | 0
11465 | Area 1001 Gas Aero CT 2030 | ATC | 2029 | AEP-KPCO | 0 | 0 | 0 | 0 | 0 |  | 0 | 0 | 0 | 0 | 0 | 0 | 0 | 0 | -1 | 0 | 0 |  | 0 | 0 | 0 | 0 | 0 | 0 | 0 | 0 | 0 | 0 | 0 | 0 | 0 | -1 | 0 | 0 | 0 | 0 | 0 | 0 | 0 | 0 | 0 | 0 | 0 | 0 | 0 | 0 | 0 | 0 | 0 |  |  |  |  | 0 | 0 | 0 | 0 | 0 | 0 | 0 | 0 | 0 | 1/1/2030 | 12/31/2099 | TRUE | TCO |  | 2029 |  |  |  | REF | 0 | 0 | Real 2021 ¦ 12/22/2022 3:42:52 PM | 0 | Area 1001 Gas Aero CT 2030 | 0 |  | 1 | Unit |  | PJM | 0 | 0 | 0.95 | 0 | 0 | 0 | 0 | 0 | 0 | 0 | 0 | 0
11466 | Area 1001 Gas Aero CT 2031 | ATC | 2029 | AEP-KPCO | 0 | 0 | 0 | 0 | 0 |  | 0 | 0 | 0 | 0 | 0 | 0 | 0 | 0 | -1 | 0 | 0 |  | 0 | 0 | 0 | 0 | 0 | 0 | 0 | 0 | 0 | 0 | 0 | 0 | 0 | -1 | 0 | 0 | 0 | 0 | 0 | 0 | 0 | 0 | 0 | 0 | 0 | 0 | 0 | 0 | 0 | 0 | 0 |  |  |  |  | 0 | 0 | 0 | 0 | 0 | 0 | 0 | 0 | 0 | 1/1/2031 | 12/31/2099 | TRUE | TCO |  | 2029 |  |  |  | REF | 0 | 0 | Real 2021 ¦ 12/22/2022 3:42:52 PM | 0 | Area 1001 Gas Aero CT 2031 | 0 |  | 1 | Unit |  | PJM | 0 | 0 | 0.95 | 0 | 0 | 0 | 0 | 0 | 0 | 0 | 0 | 0
11467 | Area 1001 Gas Aero CT 2032 | ATC | 2029 | AEP-KPCO | 0 | 0 | 0 | 0 | 0 |  | 0 | 0 | 0 | 0 | 0 | 0 | 0 | 0 | -1 | 0 | 0 |  | 0 | 0 | 0 | 0 | 0 | 0 | 0 | 0 | 0 | 0 | 0 | 0 | 0 | -1 | 0 | 0 | 0 | 0 | 0 | 0 | 0 | 0 | 0 | 0 | 0 | 0 | 0 | 0 | 0 | 0 | 0 |  |  |  |  | 0 | 0 | 0 | 0 | 0 | 0 | 0 | 0 | 0 | 1/1/2032 | 12/31/2099 | TRUE | TCO |  | 2029 |  |  |  | REF | 0 | 0 | Real 2021 ¦ 12/22/2022 3:42:52 PM | 0 | Area 1001 Gas Aero CT 2032 | 0 |  | 1 | Unit |  | PJM | 0 | 0 | 0.95 | 0 | 0 | 0 | 0 | 0 | 0 | 0 | 0 | 0
11468 | Area 1001 Gas Aero CT 2033 | ATC | 2029 | AEP-KPCO | 0 | 0 | 0 | 0 | 0 |  | 0 | 0 | 0 | 0 | 0 | 0 | 0 | 0 | -1 | 0 | 0 |  | 0 | 0 | 0 | 0 | 0 | 0 | 0 | 0 | 0 | 0 | 0 | 0 | 0 | -1 | 0 | 0 | 0 | 0 | 0 | 0 | 0 | 0 | 0 | 0 | 0 | 0 | 0 | 0 | 0 | 0 | 0 |  |  |  |  | 0 | 0 | 0 | 0 | 0 | 0 | 0 | 0 | 0 | 1/1/2033 | 12/31/2099 | TRUE | TCO |  | 2029 |  |  |  | REF | 0 | 0 | Real 2021 ¦ 12/22/2022 3:42:52 PM | 0 | Area 1001 Gas Aero CT 2033 | 0 |  | 1 | Unit |  | PJM | 0 | 0 | 0.95 | 0 | 0 | 0 | 0 | 0 | 0 | 0 | 0 | 0
11469 | Area 1001 Gas Aero CT 2034 | ATC | 2029 | AEP-KPCO | 0 | 0 | 0 | 0 | 0 |  | 0 | 0 | 0 | 0 | 0 | 0 | 0 | 0 | -1 | 0 | 0 |  | 0 | 0 | 0 | 0 | 0 | 0 | 0 | 0 | 0 | 0 | 0 | 0 | 0 | -1 | 0 | 0 | 0 | 0 | 0 | 0 | 0 | 0 | 0 | 0 | 0 | 0 | 0 | 0 | 0 | 0 | 0 |  |  |  |  | 0 | 0 | 0 | 0 | 0 | 0 | 0 | 0 | 0 | 1/1/2034 | 12/31/2099 | TRUE | TCO |  | 2029 |  |  |  | REF | 0 | 0 | Real 2021 ¦ 12/22/2022 3:42:52 PM | 0 | Area 1001 Gas Aero CT 2034 | 0 |  | 1 | Unit |  | PJM | 0 | 0 | 0.95 | 0 | 0 | 0 | 0 | 0 | 0 | 0 | 0 | 0
11470 | Area 1001 Gas Aero CT 2035 | ATC | 2029 | AEP-KPCO | 0 | 0 | 0 | 0 | 0 |  | 0 | 0 | 0 | 0 | 0 | 0 | 0 | 0 | -1 | 0 | 0 |  | 0 | 0 | 0 | 0 | 0 | 0 | 0 | 0 | 0 | 0 | 0 | 0 | 0 | -1 | 0 | 0 | 0 | 0 | 0 | 0 | 0 | 0 | 0 | 0 | 0 | 0 | 0 | 0 | 0 | 0 | 0 |  |  |  |  | 0 | 0 | 0 | 0 | 0 | 0 | 0 | 0 | 0 | 1/1/2035 | 12/31/2099 | TRUE | TCO |  | 2029 |  |  |  | REF | 0 | 0 | Real 2021 ¦ 12/22/2022 3:42:52 PM | 0 | Area 1001 Gas Aero CT 2035 | 0 |  | 1 | Unit |  | PJM | 0 | 0 | 0.95 | 0 | 0 | 0 | 0 | 0 | 0 | 0 | 0 | 0
11471 | Area 1001 Gas Aero CT 2036 | ATC | 2029 | AEP-KPCO | 0 | 0 | 0 | 0 | 0 |  | 0 | 0 | 0 | 0 | 0 | 0 | 0 | 0 | -1 | 0 | 0 |  | 0 | 0 | 0 | 0 | 0 | 0 | 0 | 0 | 0 | 0 | 0 | 0 | 0 | -1 | 0 | 0 | 0 | 0 | 0 | 0 | 0 | 0 | 0 | 0 | 0 | 0 | 0 | 0 | 0 | 0 | 0 |  |  |  |  | 0 | 0 | 0 | 0 | 0 | 0 | 0 | 0 | 0 | 1/1/2036 | 12/31/2099 | TRUE | TCO |  | 2029 |  |  |  | REF | 0 | 0 | Real 2021 ¦ 12/22/2022 3:42:52 PM | 0 | Area 1001 Gas Aero CT 2036 | 0 |  | 1 | Unit |  | PJM | 0 | 0 | 0.95 | 0 | 0 | 0 | 0 | 0 | 0 | 0 | 0 | 0
11472 | Area 1001 Gas Aero CT 2037 | ATC | 2029 | AEP-KPCO | 0 | 0 | 0 | 0 | 0 |  | 0 | 0 | 0 | 0 | 0 | 0 | 0 | 0 | -1 | 0 | 0 |  | 0 | 0 | 0 | 0 | 0 | 0 | 0 | 0 | 0 | 0 | 0 | 0 | 0 | -1 | 0 | 0 | 0 | 0 | 0 | 0 | 0 | 0 | 0 | 0 | 0 | 0 | 0 | 0 | 0 | 0 | 0 |  |  |  |  | 0 | 0 | 0 | 0 | 0 | 0 | 0 | 0 | 0 | 1/1/2037 | 12/31/2099 | TRUE | TCO |  | 2029 |  |  |  | REF | 0 | 0 | Real 2021 ¦ 12/22/2022 3:42:52 PM | 0 | Area 1001 Gas Aero CT 2037 | 0 |  | 1 | Unit |  | PJM | 0 | 0 | 0.95 | 0 | 0 | 0 | 0 | 0 | 0 | 0 | 0 | 0
11473 | Area 1001 Gas Aero CT 2038 | ATC | 2029 | AEP-KPCO | 0 | 0 | 0 | 0 | 0 |  | 0 | 0 | 0 | 0 | 0 | 0 | 0 | 0 | -1 | 0 | 0 |  | 0 | 0 | 0 | 0 | 0 | 0 | 0 | 0 | 0 | 0 | 0 | 0 | 0 | -1 | 0 | 0 | 0 | 0 | 0 | 0 | 0 | 0 | 0 | 0 | 0 | 0 | 0 | 0 | 0 | 0 | 0 |  |  |  |  | 0 | 0 | 0 | 0 | 0 | 0 | 0 | 0 | 0 | 1/1/2038 | 12/31/2099 | TRUE | TCO |  | 2029 |  |  |  | REF | 0 | 0 | Real 2021 ¦ 12/22/2022 3:42:52 PM | 0 | Area 1001 Gas Aero CT 2038 | 0 |  | 1 | Unit |  | PJM | 0 | 0 | 0.95 | 0 | 0 | 0 | 0 | 0 | 0 | 0 | 0 | 0
11474 | Area 1001 Gas Aero CT 2039 | ATC | 2029 | AEP-KPCO | 0 | 0 | 0 | 0 | 0 |  | 0 | 0 | 0 | 0 | 0 | 0 | 0 | 0 | -1 | 0 | 0 |  | 0 | 0 | 0 | 0 | 0 | 0 | 0 | 0 | 0 | 0 | 0 | 0 | 0 | -1 | 0 | 0 | 0 | 0 | 0 | 0 | 0 | 0 | 0 | 0 | 0 | 0 | 0 | 0 | 0 | 0 | 0 |  |  |  |  | 0 | 0 | 0 | 0 | 0 | 0 | 0 | 0 | 0 | 1/1/2039 | 12/31/2099 | TRUE | TCO |  | 2029 |  |  |  | REF | 0 | 0 | Real 2021 ¦ 12/22/2022 3:42:52 PM | 0 | Area 1001 Gas Aero CT 2039 | 0 |  | 1 | Unit |  | PJM | 0 | 0 | 0.95 | 0 | 0 | 0 | 0 | 0 | 0 | 0 | 0 | 0
11475 | Area 1001 Gas Aero CT 2040 | ATC | 2029 | AEP-KPCO | 0 | 0 | 0 | 0 | 0 |  | 0 | 0 | 0 | 0 | 0 | 0 | 0 | 0 | -1 | 0 | 0 |  | 0 | 0 | 0 | 0 | 0 | 0 | 0 | 0 | 0 | 0 | 0 | 0 | 0 | -1 | 0 | 0 | 0 | 0 | 0 | 0 | 0 | 0 | 0 | 0 | 0 | 0 | 0 | 0 | 0 | 0 | 0 |  |  |  |  | 0 | 0 | 0 | 0 | 0 | 0 | 0 | 0 | 0 | 1/1/2040 | 12/31/2099 | TRUE | TCO |  | 2029 |  |  |  | REF | 0 | 0 | Real 2021 ¦ 12/22/2022 3:42:52 PM | 0 | Area 1001 Gas Aero CT 2040 | 0 |  | 1 | Unit |  | PJM | 0 | 0 | 0.95 | 0 | 0 | 0 | 0 | 0 | 0 | 0 | 0 | 0
11476 | Area 1001 Gas Aero CT 2041 | ATC | 2029 | AEP-KPCO | 0 | 0 | 0 | 0 | 0 |  | 0 | 0 | 0 | 0 | 0 | 0 | 0 | 0 | -1 | 0 | 0 |  | 0 | 0 | 0 | 0 | 0 | 0 | 0 | 0 | 0 | 0 | 0 | 0 | 0 | -1 | 0 | 0 | 0 | 0 | 0 | 0 | 0 | 0 | 0 | 0 | 0 | 0 | 0 | 0 | 0 | 0 | 0 |  |  |  |  | 0 | 0 | 0 | 0 | 0 | 0 | 0 | 0 | 0 | 1/1/2041 | 12/31/2099 | TRUE | TCO |  | 2029 |  |  |  | REF | 0 | 0 | Real 2021 ¦ 12/22/2022 3:42:52 PM | 0 | Area 1001 Gas Aero CT 2041 | 0 |  | 1 | Unit |  | PJM | 0 | 0 | 0.95 | 0 | 0 | 0 | 0 | 0 | 0 | 0 | 0 | 0
11477 | Area 1001 Gas Aero CT 2042 | ATC | 2029 | AEP-KPCO | 0 | 0 | 0 | 0 | 0 |  | 0 | 0 | 0 | 0 | 0 | 0 | 0 | 0 | -1 | 0 | 0 |  | 0 | 0 | 0 | 0 | 0 | 0 | 0 | 0 | 0 | 0 | 0 | 0 | 0 | -1 | 0 | 0 | 0 | 0 | 0 | 0 | 0 | 0 | 0 | 0 | 0 | 0 | 0 | 0 | 0 | 0 | 0 |  |  |  |  | 0 | 0 | 0 | 0 | 0 | 0 | 0 | 0 | 0 | 1/1/2042 | 12/31/2099 | TRUE | TCO |  | 2029 |  |  |  | REF | 0 | 0 | Real 2021 ¦ 12/22/2022 3:42:52 PM | 0 | Area 1001 Gas Aero CT 2042 | 0 |  | 1 | Unit |  | PJM | 0 | 0 | 0.95 | 0 | 0 | 0 | 0 | 0 | 0 | 0 | 0 | 0
11478 | Area 1001 Gas Aero CT 2043 | ATC | 2029 | AEP-KPCO | 0 | 0 | 0 | 0 | 0 |  | 0 | 0 | 0 | 0 | 0 | 0 | 0 | 0 | -1 | 0 | 0 |  | 0 | 0 | 0 | 0 | 0 | 0 | 0 | 0 | 0 | 0 | 0 | 0 | 0 | -1 | 0 | 0 | 0 | 0 | 0 | 0 | 0 | 0 | 0 | 0 | 0 | 0 | 0 | 0 | 0 | 0 | 0 |  |  |  |  | 0 | 0 | 0 | 0 | 0 | 0 | 0 | 0 | 0 | 1/1/2043 | 12/31/2099 | TRUE | TCO |  | 2029 |  |  |  | REF | 0 | 0 | Real 2021 ¦ 12/22/2022 3:42:52 PM | 0 | Area 1001 Gas Aero CT 2043 | 0 |  | 1 | Unit |  | PJM | 0 | 0 | 0.95 | 0 | 0 | 0 | 0 | 0 | 0 | 0 | 0 | 0
11479 | Area 1001 Gas IC 2023 | ATC | 2029 | AEP-KPCO | 19.2095 | 21 | 0 | 28.365 | 28.5681 | 28.9375 | 27.2077 | 7694.1235 | 21 | 6918.4688 | 775.6546 | 0 | 0 | 2.7004 | -1 | 872163 | 8295 | 8400.9326 | 7866.4287 | 5.7628 | 11.8513 | 103817.4062 | 103817.4062 | 0 | 4.1096 | 76.895 | 872163 | 3843.3533 | 3843.3533 | 0 | 0 | -1 | 0 | 0 | 165 | 2384.967 | 0.4336 | 0 | 0 | 0.4336 | 0 | 0 | 0 | -6854.9893 | 619.2277 | 619.2277 | 0 | 0 | 0 | 0.56435 | 37.0203 | 103.0496 | -66.0293 | 0.024441 | 1.2641 | 0.52644 | 0 | 0 | 6736 | 103817.4062 | 0 | 0 | 1/1/2023 | 12/31/2099 | TRUE | TCO |  | 2029 |  |  |  | REF | 0 | 0 | Real 2021 ¦ 12/22/2022 3:42:52 PM | 0 | Area 1001 Gas IC 2023 | 0 |  | 1 | Unit |  | PJM | 19.95 | 0 | 0.95 | 0 | 0 | 0 | 0 | 168275.0156 | 0 | 2384.967 | 0 | 0
11480 | Area 1001 Gas IC 2024 | ATC | 2029 | AEP-KPCO | 19.2095 | 21 | 0 | 28.365 | 28.5681 | 28.9276 | 27.2077 | 6988.9829 | 21 | 6213.3286 | 775.6546 | 0 | 0 | 2.7004 | -1 | 882070.0625 | 8295 | 8398.8584 | 7866.4287 | 5.7628 | 11.9889 | 105022.6094 | 105022.6094 | 0 | 1.8151 | 77.4772 | 882070.0625 | 3878.6367 | 3878.6367 | 0 | 0 | -1 | 0 | 0 | 166 | 2411.6074 | 0.57508 | 0.0037825 | 0 | 0.5713 | 0 | 0 | 0 | -6148.3945 | 626.4162 | 626.4162 | 0 | 0 | 0 | 0.5709 | 36.9314 | 95.475 | -58.5435 | 0.024625 | 1.2641 | 0.52644 | 0 | 0 | 6787 | 105022.6094 | 0 | 0 | 1/1/2024 | 12/31/2099 | TRUE | TCO |  | 2029 |  |  |  | REF | 0 | 0 | Real 2021 ¦ 12/22/2022 3:42:52 PM | 0 | Area 1001 Gas IC 2024 | 0 |  | 1 | Unit |  | PJM | 19.95 | 0 | 0.95 | 0 | 0 | 0 | 0 | 168275.0156 | 0 | 2411.6074 | 0 | 0
11481 | Area 1001 Gas IC 2025 | ATC | 2029 | AEP-KPCO | 19.2095 | 21 | 0 | 28.365 | 28.5681 | 28.9012 | 27.2077 | 6649.1284 | 21 | 5873.4736 | 775.6546 | 0 | 0 | 2.7004 | -1 | 894603.0625 | 8295 | 8391.7871 | 7866.4287 | 5.7628 | 12.1695 | 106604.6016 | 106604.6016 | 0 | 0.42237 | 77.6027 | 894603.0625 | 3927.8105 | 3927.8105 | 0 | 0 | -1 | 0 | 0 | 165 | 2445.1243 | 0.37865 | 0 | 0 | 0.37865 | 0 | 0 | 0 | -5802.3193 | 635.8521 | 635.8521 | 0 | 0 | 0 | 0.5795 | 36.8447 | 91.2731 | -54.4284 | 0.024802 | 1.2641 | 0.52644 | 0 | 0 | 6798 | 106604.6016 | 0 | 0 | 1/1/2025 | 12/31/2099 | TRUE | TCO |  | 2029 |  |  |  | REF | 0 | 0 | Real 2021 ¦ 12/22/2022 3:42:52 PM | 0 | Area 1001 Gas IC 2025 | 0 |  | 1 | Unit |  | PJM | 19.95 | 0 | 0.95 | 0 | 0 | 0 | 0 | 168275.0156 | 0 | 2445.1243 | 0 | 0
11482 | Area 1001 Gas IC 2026 | ATC | 2029 | AEP-KPCO | 19.2095 | 21 | 0 | 28.365 | 28.5681 | 28.7086 | 27.2077 | 6654.9082 | 21 | 5879.2539 | 775.6546 | 0 | 0 | 2.7004 | -1 | 937198.6875 | 8295 | 8361.4062 | 7866.4287 | 5.7628 | 12.7952 | 112086.25 | 112086.25 | 0 | 1.29 | 76.9064 | 937198.6875 | 4185.3428 | 4185.3428 | 0 | 0 | -1 | 0 | 0 | 164 | 2549.2688 | 0.15522 | 0 | 0 | 0.15522 | 0 | 0 | 0 | -5687.4092 | 668.5479 | 668.5479 | 0 | 0 | 0 | 0.6093 | 37.3404 | 88.0817 | -50.7414 | 0.02693 | 1.2641 | 0.52644 | 0 | 0 | 6737 | 112086.25 | 0 | 0 | 1/1/2026 | 12/31/2099 | TRUE | TCO |  | 2029 |  |  |  | REF | 0 | 0 | Real 2021 ¦ 12/22/2022 3:42:52 PM | 0 | Area 1001 Gas IC 2026 | 0 |  | 1 | Unit |  | PJM | 19.95 | 0 | 0.95 | 0 | 0 | 0 | 0 | 168275.0156 | 0 | 2549.2688 | 0 | 0
11483 | Area 1001 Gas IC 2027 | ATC | 2029 | AEP-KPCO | 19.2095 | 21 | 0 | 28.365 | 28.5681 | 28.7115 | 27.2077 | 6659.5322 | 21 | 5883.8774 | 775.6546 | 0 | 0 | 2.7004 | -1 | 937687.25 | 8295 | 8361.6934 | 7866.4287 | 5.7628 | 12.8015 | 112140.8281 | 112140.8281 | 0 | 0.011416 | 76.9863 | 937687.25 | 4187.1343 | 4187.1343 | 0 | 0 | -1 | 0 | 0 | 165 | 2550.833 | 0.69545 | 0 | 0 | 0.69545 | 0 | 0 | 0 | -5692.1313 | 668.8734 | 668.8734 | 0 | 0 | 0 | 0.60959 | 37.3382 | 88.097 | -50.7588 | 0.026936 | 1.2641 | 0.52644 | 0 | 0 | 6744 | 112140.8281 | 0 | 0 | 1/1/2027 | 12/31/2099 | TRUE | TCO |  | 2029 |  |  |  | REF | 0 | 0 | Real 2021 ¦ 12/22/2022 3:42:52 PM | 0 | Area 1001 Gas IC 2027 | 0 |  | 1 | Unit |  | PJM | 19.95 | 0 | 0.95 | 0 | 0 | 0 | 0 | 168275.0156 | 0 | 2550.833 | 0 | 0
11484 | Area 1001 Gas IC 2028 | ATC | 2029 | AEP-KPCO | 19.2095 | 21 | 0 | 28.365 | 28.568 | 28.7287 | 27.2077 | 6681.4956 | 21 | 5905.8408 | 775.6546 | 0 | 0 | 2.7004 | -1 | 938631.5 | 8295 | 8364.4258 | 7866.4287 | 5.7628 | 12.8102 | 112217.0938 | 112217.0938 | 0 | 0.079909 | 77.4429 | 938631.5 | 4188.3228 | 4188.3228 | 0 | 0 | -1 | 0 | 0 | 163 | 2554.4985 | 0.89142 | 0 | 0 | 0.89142 | 0 | 0 | 0 | -5717.0269 | 669.3283 | 669.3283 | 0 | 0 | 0 | 0.61001 | 37.3234 | 88.2695 | -50.9461 | 0.026949 | 1.2641 | 0.52644 | 0 | 0 | 6784 | 112217.0938 | 0 | 0 | 1/1/2028 | 12/31/2099 | TRUE | TCO |  | 2029 |  |  |  | REF | 0 | 0 | Real 2021 ¦ 12/22/2022 3:42:52 PM | 0 | Area 1001 Gas IC 2028 | 0 |  | 1 | Unit |  | PJM | 19.95 | 0 | 0.95 | 0 | 0 | 0 | 0 | 168275.0156 | 0 | 2554.4985 | 0 | 0
11485 | Area 1001 Gas IC 2029 | ATC | 2029 | AEP-KPCO | 19.2095 | 21 | 0 | 28.365 | 28.568 | 28.7125 | 27.2077 | 6734.6699 | 21 | 5959.0156 | 775.6546 | 0 | 0 | 2.7004 | -1 | 938723.625 | 8295 | 8361.8613 | 7866.4287 | 5.7628 | 12.8154 | 112262.5156 | 112262.5156 | 0 | 0.12557 | 77.089 | 938723.625 | 4190.8994 | 4190.8994 | 0 | 0 | -1 | 0 | 0 | 162 | 2553.7168 | 0.86321 | 0.023343 | 0 | 0.83987 | 0 | 0 | 0 | -5767.1133 | 669.5992 | 669.5992 | 0 | 0 | 0 | 0.61026 | 37.3312 | 88.7029 | -51.3717 | 0.02698 | 1.2641 | 0.52644 | 0 | 0 | 6753 | 112262.5156 | 0 | 0 | 1/1/2029 | 12/31/2099 | TRUE | TCO |  | 2029 |  |  |  | REF | 0 | 0 | Real 2021 ¦ 12/22/2022 3:42:52 PM | 0 | Area 1001 Gas IC 2029 | 0 |  | 1 | Unit |  | PJM | 19.95 | 0 | 0.95 | 0 | 0 | 0 | 0 | 168275.0156 | 0 | 2553.7168 | 0 | 0
11486 | Area 1001 Gas IC 2030 | ATC | 2029 | AEP-KPCO | 0 | 0 | 0 | 0 | 0 |  | 0 | 0 | 0 | 0 | 0 | 0 | 0 | 0 | -1 | 0 | 0 |  | 0 | 0 | 0 | 0 | 0 | 0 | 0 | 0 | 0 | 0 | 0 | 0 | 0 | -1 | 0 | 0 | 0 | 0 | 0 | 0 | 0 | 0 | 0 | 0 | 0 | 0 | 0 | 0 | 0 | 0 | 0 |  |  |  |  | 0 | 0 | 0 | 0 | 0 | 0 | 0 | 0 | 0 | 1/1/2030 | 12/31/2099 | TRUE | TCO |  | 2029 |  |  |  | REF | 0 | 0 | Real 2021 ¦ 12/22/2022 3:42:52 PM | 0 | Area 1001 Gas IC 2030 | 0 |  | 1 | Unit |  | PJM | 0 | 0 | 0.95 | 0 | 0 | 0 | 0 | 0 | 0 | 0 | 0 | 0
11487 | Area 1001 Gas IC 2031 | ATC | 2029 | AEP-KPCO | 0 | 0 | 0 | 0 | 0 |  | 0 | 0 | 0 | 0 | 0 | 0 | 0 | 0 | -1 | 0 | 0 |  | 0 | 0 | 0 | 0 | 0 | 0 | 0 | 0 | 0 | 0 | 0 | 0 | 0 | -1 | 0 | 0 | 0 | 0 | 0 | 0 | 0 | 0 | 0 | 0 | 0 | 0 | 0 | 0 | 0 | 0 | 0 |  |  |  |  | 0 | 0 | 0 | 0 | 0 | 0 | 0 | 0 | 0 | 1/1/2031 | 12/31/2099 | TRUE | TCO |  | 2029 |  |  |  | REF | 0 | 0 | Real 2021 ¦ 12/22/2022 3:42:52 PM | 0 | Area 1001 Gas IC 2031 | 0 |  | 1 | Unit |  | PJM | 0 | 0 | 0.95 | 0 | 0 | 0 | 0 | 0 | 0 | 0 | 0 | 0
11488 | Area 1001 Gas IC 2032 | ATC | 2029 | AEP-KPCO | 0 | 0 | 0 | 0 | 0 |  | 0 | 0 | 0 | 0 | 0 | 0 | 0 | 0 | -1 | 0 | 0 |  | 0 | 0 | 0 | 0 | 0 | 0 | 0 | 0 | 0 | 0 | 0 | 0 | 0 | -1 | 0 | 0 | 0 | 0 | 0 | 0 | 0 | 0 | 0 | 0 | 0 | 0 | 0 | 0 | 0 | 0 | 0 |  |  |  |  | 0 | 0 | 0 | 0 | 0 | 0 | 0 | 0 | 0 | 1/1/2032 | 12/31/2099 | TRUE | TCO |  | 2029 |  |  |  | REF | 0 | 0 | Real 2021 ¦ 12/22/2022 3:42:52 PM | 0 | Area 1001 Gas IC 2032 | 0 |  | 1 | Unit |  | PJM | 0 | 0 | 0.95 | 0 | 0 | 0 | 0 | 0 | 0 | 0 | 0 | 0
11489 | Area 1001 Gas IC 2033 | ATC | 2029 | AEP-KPCO | 0 | 0 | 0 | 0 | 0 |  | 0 | 0 | 0 | 0 | 0 | 0 | 0 | 0 | -1 | 0 | 0 |  | 0 | 0 | 0 | 0 | 0 | 0 | 0 | 0 | 0 | 0 | 0 | 0 | 0 | -1 | 0 | 0 | 0 | 0 | 0 | 0 | 0 | 0 | 0 | 0 | 0 | 0 | 0 | 0 | 0 | 0 | 0 |  |  |  |  | 0 | 0 | 0 | 0 | 0 | 0 | 0 | 0 | 0 | 1/1/2033 | 12/31/2099 | TRUE | TCO |  | 2029 |  |  |  | REF | 0 | 0 | Real 2021 ¦ 12/22/2022 3:42:52 PM | 0 | Area 1001 Gas IC 2033 | 0 |  | 1 | Unit |  | PJM | 0 | 0 | 0.95 | 0 | 0 | 0 | 0 | 0 | 0 | 0 | 0 | 0
11490 | Area 1001 Gas IC 2034 | ATC | 2029 | AEP-KPCO | 0 | 0 | 0 | 0 | 0 |  | 0 | 0 | 0 | 0 | 0 | 0 | 0 | 0 | -1 | 0 | 0 |  | 0 | 0 | 0 | 0 | 0 | 0 | 0 | 0 | 0 | 0 | 0 | 0 | 0 | -1 | 0 | 0 | 0 | 0 | 0 | 0 | 0 | 0 | 0 | 0 | 0 | 0 | 0 | 0 | 0 | 0 | 0 |  |  |  |  | 0 | 0 | 0 | 0 | 0 | 0 | 0 | 0 | 0 | 1/1/2034 | 12/31/2099 | TRUE | TCO |  | 2029 |  |  |  | REF | 0 | 0 | Real 2021 ¦ 12/22/2022 3:42:52 PM | 0 | Area 1001 Gas IC 2034 | 0 |  | 1 | Unit |  | PJM | 0 | 0 | 0.95 | 0 | 0 | 0 | 0 | 0 | 0 | 0 | 0 | 0
11491 | Area 1001 Gas IC 2035 | ATC | 2029 | AEP-KPCO | 0 | 0 | 0 | 0 | 0 |  | 0 | 0 | 0 | 0 | 0 | 0 | 0 | 0 | -1 | 0 | 0 |  | 0 | 0 | 0 | 0 | 0 | 0 | 0 | 0 | 0 | 0 | 0 | 0 | 0 | -1 | 0 | 0 | 0 | 0 | 0 | 0 | 0 | 0 | 0 | 0 | 0 | 0 | 0 | 0 | 0 | 0 | 0 |  |  |  |  | 0 | 0 | 0 | 0 | 0 | 0 | 0 | 0 | 0 | 1/1/2035 | 12/31/2099 | TRUE | TCO |  | 2029 |  |  |  | REF | 0 | 0 | Real 2021 ¦ 12/22/2022 3:42:52 PM | 0 | Area 1001 Gas IC 2035 | 0 |  | 1 | Unit |  | PJM | 0 | 0 | 0.95 | 0 | 0 | 0 | 0 | 0 | 0 | 0 | 0 | 0
11492 | Area 1001 Gas IC 2036 | ATC | 2029 | AEP-KPCO | 0 | 0 | 0 | 0 | 0 |  | 0 | 0 | 0 | 0 | 0 | 0 | 0 | 0 | -1 | 0 | 0 |  | 0 | 0 | 0 | 0 | 0 | 0 | 0 | 0 | 0 | 0 | 0 | 0 | 0 | -1 | 0 | 0 | 0 | 0 | 0 | 0 | 0 | 0 | 0 | 0 | 0 | 0 | 0 | 0 | 0 | 0 | 0 |  |  |  |  | 0 | 0 | 0 | 0 | 0 | 0 | 0 | 0 | 0 | 1/1/2036 | 12/31/2099 | TRUE | TCO |  | 2029 |  |  |  | REF | 0 | 0 | Real 2021 ¦ 12/22/2022 3:42:52 PM | 0 | Area 1001 Gas IC 2036 | 0 |  | 1 | Unit |  | PJM | 0 | 0 | 0.95 | 0 | 0 | 0 | 0 | 0 | 0 | 0 | 0 | 0
11493 | Area 1001 Gas IC 2037 | ATC | 2029 | AEP-KPCO | 0 | 0 | 0 | 0 | 0 |  | 0 | 0 | 0 | 0 | 0 | 0 | 0 | 0 | -1 | 0 | 0 |  | 0 | 0 | 0 | 0 | 0 | 0 | 0 | 0 | 0 | 0 | 0 | 0 | 0 | -1 | 0 | 0 | 0 | 0 | 0 | 0 | 0 | 0 | 0 | 0 | 0 | 0 | 0 | 0 | 0 | 0 | 0 |  |  |  |  | 0 | 0 | 0 | 0 | 0 | 0 | 0 | 0 | 0 | 1/1/2037 | 12/31/2099 | TRUE | TCO |  | 2029 |  |  |  | REF | 0 | 0 | Real 2021 ¦ 12/22/2022 3:42:52 PM | 0 | Area 1001 Gas IC 2037 | 0 |  | 1 | Unit |  | PJM | 0 | 0 | 0.95 | 0 | 0 | 0 | 0 | 0 | 0 | 0 | 0 | 0
11494 | Area 1001 Gas IC 2038 | ATC | 2029 | AEP-KPCO | 0 | 0 | 0 | 0 | 0 |  | 0 | 0 | 0 | 0 | 0 | 0 | 0 | 0 | -1 | 0 | 0 |  | 0 | 0 | 0 | 0 | 0 | 0 | 0 | 0 | 0 | 0 | 0 | 0 | 0 | -1 | 0 | 0 | 0 | 0 | 0 | 0 | 0 | 0 | 0 | 0 | 0 | 0 | 0 | 0 | 0 | 0 | 0 |  |  |  |  | 0 | 0 | 0 | 0 | 0 | 0 | 0 | 0 | 0 | 1/1/2038 | 12/31/2099 | TRUE | TCO |  | 2029 |  |  |  | REF | 0 | 0 | Real 2021 ¦ 12/22/2022 3:42:52 PM | 0 | Area 1001 Gas IC 2038 | 0 |  | 1 | Unit |  | PJM | 0 | 0 | 0.95 | 0 | 0 | 0 | 0 | 0 | 0 | 0 | 0 | 0
11495 | Area 1001 Gas IC 2039 | ATC | 2029 | AEP-KPCO | 0 | 0 | 0 | 0 | 0 |  | 0 | 0 | 0 | 0 | 0 | 0 | 0 | 0 | -1 | 0 | 0 |  | 0 | 0 | 0 | 0 | 0 | 0 | 0 | 0 | 0 | 0 | 0 | 0 | 0 | -1 | 0 | 0 | 0 | 0 | 0 | 0 | 0 | 0 | 0 | 0 | 0 | 0 | 0 | 0 | 0 | 0 | 0 |  |  |  |  | 0 | 0 | 0 | 0 | 0 | 0 | 0 | 0 | 0 | 1/1/2039 | 12/31/2099 | TRUE | TCO |  | 2029 |  |  |  | REF | 0 | 0 | Real 2021 ¦ 12/22/2022 3:42:52 PM | 0 | Area 1001 Gas IC 2039 | 0 |  | 1 | Unit |  | PJM | 0 | 0 | 0.95 | 0 | 0 | 0 | 0 | 0 | 0 | 0 | 0 | 0
11496 | Area 1001 Gas IC 2040 | ATC | 2029 | AEP-KPCO | 0 | 0 | 0 | 0 | 0 |  | 0 | 0 | 0 | 0 | 0 | 0 | 0 | 0 | -1 | 0 | 0 |  | 0 | 0 | 0 | 0 | 0 | 0 | 0 | 0 | 0 | 0 | 0 | 0 | 0 | -1 | 0 | 0 | 0 | 0 | 0 | 0 | 0 | 0 | 0 | 0 | 0 | 0 | 0 | 0 | 0 | 0 | 0 |  |  |  |  | 0 | 0 | 0 | 0 | 0 | 0 | 0 | 0 | 0 | 1/1/2040 | 12/31/2099 | TRUE | TCO |  | 2029 |  |  |  | REF | 0 | 0 | Real 2021 ¦ 12/22/2022 3:42:52 PM | 0 | Area 1001 Gas IC 2040 | 0 |  | 1 | Unit |  | PJM | 0 | 0 | 0.95 | 0 | 0 | 0 | 0 | 0 | 0 | 0 | 0 | 0
11497 | Area 1001 Gas IC 2041 | ATC | 2029 | AEP-KPCO | 0 | 0 | 0 | 0 | 0 |  | 0 | 0 | 0 | 0 | 0 | 0 | 0 | 0 | -1 | 0 | 0 |  | 0 | 0 | 0 | 0 | 0 | 0 | 0 | 0 | 0 | 0 | 0 | 0 | 0 | -1 | 0 | 0 | 0 | 0 | 0 | 0 | 0 | 0 | 0 | 0 | 0 | 0 | 0 | 0 | 0 | 0 | 0 |  |  |  |  | 0 | 0 | 0 | 0 | 0 | 0 | 0 | 0 | 0 | 1/1/2041 | 12/31/2099 | TRUE | TCO |  | 2029 |  |  |  | REF | 0 | 0 | Real 2021 ¦ 12/22/2022 3:42:52 PM | 0 | Area 1001 Gas IC 2041 | 0 |  | 1 | Unit |  | PJM | 0 | 0 | 0.95 | 0 | 0 | 0 | 0 | 0 | 0 | 0 | 0 | 0
11498 | Area 1001 Gas IC 2042 | ATC | 2029 | AEP-KPCO | 0 | 0 | 0 | 0 | 0 |  | 0 | 0 | 0 | 0 | 0 | 0 | 0 | 0 | -1 | 0 | 0 |  | 0 | 0 | 0 | 0 | 0 | 0 | 0 | 0 | 0 | 0 | 0 | 0 | 0 | -1 | 0 | 0 | 0 | 0 | 0 | 0 | 0 | 0 | 0 | 0 | 0 | 0 | 0 | 0 | 0 | 0 | 0 |  |  |  |  | 0 | 0 | 0 | 0 | 0 | 0 | 0 | 0 | 0 | 1/1/2042 | 12/31/2099 | TRUE | TCO |  | 2029 |  |  |  | REF | 0 | 0 | Real 2021 ¦ 12/22/2022 3:42:52 PM | 0 | Area 1001 Gas IC 2042 | 0 |  | 1 | Unit |  | PJM | 0 | 0 | 0.95 | 0 | 0 | 0 | 0 | 0 | 0 | 0 | 0 | 0
11499 | Area 1001 Gas IC 2043 | ATC | 2029 | AEP-KPCO | 0 | 0 | 0 | 0 | 0 |  | 0 | 0 | 0 | 0 | 0 | 0 | 0 | 0 | -1 | 0 | 0 |  | 0 | 0 | 0 | 0 | 0 | 0 | 0 | 0 | 0 | 0 | 0 | 0 | 0 | -1 | 0 | 0 | 0 | 0 | 0 | 0 | 0 | 0 | 0 | 0 | 0 | 0 | 0 | 0 | 0 | 0 | 0 |  |  |  |  | 0 | 0 | 0 | 0 | 0 | 0 | 0 | 0 | 0 | 1/1/2043 | 12/31/2099 | TRUE | TCO |  | 2029 |  |  |  | REF | 0 | 0 | Real 2021 ¦ 12/22/2022 3:42:52 PM | 0 | Area 1001 Gas IC 2043 | 0 |  | 1 | Unit |  | PJM | 0 | 0 | 0.95 | 0 | 0 | 0 | 0 | 0 | 0 | 0 | 0 | 0
11500 | Area 1001 Gas CCS 2024 | ATC | 2029 | AEP-KPCO | 341.8946 | 377 | 0 | -2.071 | -1.6577 | -2.0322 | -1.5787 | 157676.5781 | 377 | 146760.8281 | 10915.752 | 0 | 0 | 2.7004 | -1 | 21336356 | 7124 | 7124 | 6695.4287 | 102.5684 | 341.8946 | 2994996.5 | 2994996.5 | 0 | 0 | 100 | 21336356 | 100974.8906 | 100974.8906 | 0 | 0 | -1 | 0 | 0 | 0 | 57733.8594 | 0 | 0 | 0 | 0 | 0 | 0 | 0 | -50615.1719 | 18306.5547 | 18306.5547 | 0 | 0 | 0 | 0.90688 | 33.7145 | 50.6144 | -16.8999 | -82126.9219 | 22.5043 | 12.6011 | 0 | 0 | 8760 | 2994996.5 | 0 | 0 | 1/1/2024 | 12/31/2099 | TRUE | TCO |  | 2029 |  |  |  | REF | 0 | 0 | Real 2021 ¦ 12/22/2022 3:42:52 PM | 0 | Area 1001 Gas CCS 2024 | 0 |  | 1 | Unit |  | PJM | 358.15 | 0 | 0.95 | 0 | 0 | 0 | 0 | 2994996.5 | 0 | 57733.8594 | 0 | 0
11501 | Area 1001 Gas CCS 2025 | ATC | 2029 | AEP-KPCO | 341.8946 | 377 | 0 | -2.071 | -1.6577 | -2.0322 | -1.5787 | 150683.0312 | 377 | 139767.2812 | 10915.752 | 0 | 0 | 2.7004 | -1 | 21336356 | 7124 | 7124 | 6695.4287 | 102.5684 | 341.8946 | 2994996.5 | 2994996.5 | 0 | 0 | 100 | 21336356 | 100974.8906 | 100974.8906 | 0 | 0 | -1 | 0 | 0 | 0 | 57733.8594 | 0 | 0 | 0 | 0 | 0 | 0 | 0 | -43621.6211 | 18306.5547 | 18306.5547 | 0 | 0 | 0 | 0.90688 | 33.7145 | 48.2794 | -14.5648 | -82126.9219 | 22.5043 | 12.6011 | 0 | 0 | 8760 | 2994996.5 | 0 | 0 | 1/1/2025 | 12/31/2099 | TRUE | TCO |  | 2029 |  |  |  | REF | 0 | 0 | Real 2021 ¦ 12/22/2022 3:42:52 PM | 0 | Area 1001 Gas CCS 2025 | 0 |  | 1 | Unit |  | PJM | 358.15 | 0 | 0.95 | 0 | 0 | 0 | 0 | 2994996.5 | 0 | 57733.8594 | 0 | 0
11502 | Area 1001 Gas CCS 2026 | ATC | 2029 | AEP-KPCO | 341.8946 | 377 | 0 | -1.9906 | -1.5731 | -1.9522 | -1.4982 | 150164.2188 | 377 | 139248.4688 | 10915.752 | 0 | 0 | 2.7004 | -1 | 21126706 | 7054 | 7054 | 6625.2788 | 102.5684 | 341.8946 | 2994996.5 | 2994996.5 | 0 | 0 | 100 | 21126706 | 100974.8906 | 100974.8906 | 0 | 0 | -1 | 0 | 0 | 0 | 57166.5703 | 0 | 0 | 0 | 0 | 0 | 0 | 0 | -43342.4961 | 18306.5547 | 18306.5547 | 0 | 0 | 0 | 0.90688 | 33.7145 | 48.1862 | -14.4716 | -81319.9531 | 22.5043 | 12.6011 | 0 | 0 | 8760 | 2994996.5 | 0 | 0 | 1/1/2026 | 12/31/2099 | TRUE | TCO |  | 2029 |  |  |  | REF | 0 | 0 | Real 2021 ¦ 12/22/2022 3:42:52 PM | 0 | Area 1001 Gas CCS 2026 | 0 |  | 1 | Unit |  | PJM | 358.15 | 0 | 0.95 | 0 | 0 | 0 | 0 | 2994996.5 | 0 | 57166.5703 | 0 | 0
11503 | Area 1001 Gas CCS 2027 | ATC | 2029 | AEP-KPCO | 341.8946 | 377 | 0 | -1.9114 | -1.4902 | -1.8733 | -1.4192 | 149769.9219 | 377 | 139020.1875 | 10749.7324 | 0 | 0 | 2.7004 | -1 | 20920052 | 6985 | 6985 | 6556.5571 | 102.5684 | 341.8946 | 2994996.5 | 2994996.5 | 0 | 0 | 100 | 20920052 | 100974.8906 | 100974.8906 | 0 | 0 | -1 | 0 | 0 | 0 | 56607.3828 | 0 | 0 | 0 | 0 | 0 | 0 | 0 | -43184.4609 | 18306.5547 | 18306.5547 | 0 | 0 | 0 | 0.90688 | 33.7145 | 48.1334 | -14.4189 | -80524.5078 | 22.5043 | 12.6011 | 0 | 0 | 8760 | 2994996.5 | 0 | 0 | 1/1/2027 | 12/31/2099 | TRUE | TCO |  | 2029 |  |  |  | REF | 0 | 0 | Real 2021 ¦ 12/22/2022 3:42:52 PM | 0 | Area 1001 Gas CCS 2027 | 0 |  | 1 | Unit |  | PJM | 358.15 | 0 | 0.95 | 0 | 0 | 0 | 0 | 2994996.5 | 0 | 56607.3828 | 0 | 0
11504 | Area 1001 Gas CCS 2028 | ATC | 2029 | AEP-KPCO | 341.8946 | 377 | 0 | -1.8195 | -1.3935 | -1.7819 | -1.3271 | 149458.6406 | 377 | 138708.9062 | 10749.7324 | 0 | 0 | 2.7004 | -1 | 20680452 | 6905 | 6905 | 6476.3813 | 102.5684 | 341.8946 | 2994996.5 | 2994996.5 | 0 | 0 | 100 | 20680452 | 100974.8906 | 100974.8906 | 0 | 0 | -1 | 0 | 0 | 0 | 55959.0508 | 0 | 0 | 0 | 0 | 0 | 0 | 0 | -43147.1016 | 18306.5547 | 18306.5547 | 0 | 0 | 0 | 0.90688 | 33.7145 | 48.1209 | -14.4064 | -79602.25 | 22.5043 | 12.6011 | 0 | 0 | 8760 | 2994996.5 | 0 | 0 | 1/1/2028 | 12/31/2099 | TRUE | TCO |  | 2029 |  |  |  | REF | 0 | 0 | Real 2021 ¦ 12/22/2022 3:42:52 PM | 0 | Area 1001 Gas CCS 2028 | 0 |  | 1 | Unit |  | PJM | 358.15 | 0 | 0.95 | 0 | 0 | 0 | 0 | 2994996.5 | 0 | 55959.0508 | 0 | 0
11505 | Area 1001 Gas CCS 2029 | ATC | 2029 | AEP-KPCO | 341.8946 | 377 | 0 | -1.7391 | -1.3089 | -1.7018 | -1.2465 | 149769.9219 | 377 | 139020.1875 | 10749.7324 | 0 | 0 | 2.7004 | -1 | 20470802 | 6835 | 6835 | 6406.2314 | 102.5684 | 341.8946 | 2994996.5 | 2994996.5 | 0 | 0 | 100 | 20470802 | 100974.8906 | 100974.8906 | 0 | 0 | -1 | 0 | 0 | 1 | 55391.7617 | 0 | 0 | 0 | 0 | 0 | 0 | 0 | -43698.0742 | 18306.5547 | 18306.5547 | 0 | 0 | 0 | 0.90688 | 33.7145 | 48.3049 | -14.5904 | -78795.2734 | 22.5043 | 12.6011 | 0 | 0 | 8760 | 2994996.5 | 0 | 0 | 1/1/2029 | 12/31/2099 | TRUE | TCO |  | 2029 |  |  |  | REF | 0 | 0 | Real 2021 ¦ 12/22/2022 3:42:52 PM | 0 | Area 1001 Gas CCS 2029 | 0 |  | 1 | Unit |  | PJM | 358.15 | 0 | 0.95 | 0 | 0 | 0 | 0 | 2994996.5 | 0 | 55391.7617 | 0 | 0
11506 | Area 1001 Gas CCS 2030 | ATC | 2029 | AEP-KPCO | 0 | 0 | 0 | 0 | 0 |  | 0 | 0 | 0 | 0 | 0 | 0 | 0 | 0 | -1 | 0 | 0 |  | 0 | 0 | 0 | 0 | 0 | 0 | 0 | 0 | 0 | 0 | 0 | 0 | 0 | -1 | 0 | 0 | 0 | 0 | 0 | 0 | 0 | 0 | 0 | 0 | 0 | 0 | 0 | 0 | 0 | 0 | 0 |  |  |  |  | 0 | 0 | 0 | 0 | 0 | 0 | 0 | 0 | 0 | 1/1/2030 | 12/31/2099 | TRUE | TCO |  | 2029 |  |  |  | REF | 0 | 0 | Real 2021 ¦ 12/22/2022 3:42:52 PM | 0 | Area 1001 Gas CCS 2030 | 0 |  | 1 | Unit |  | PJM | 0 | 0 | 0.95 | 0 | 0 | 0 | 0 | 0 | 0 | 0 | 0 | 0
11507 | Area 1001 Gas CCS 2031 | ATC | 2029 | AEP-KPCO | 0 | 0 | 0 | 0 | 0 |  | 0 | 0 | 0 | 0 | 0 | 0 | 0 | 0 | -1 | 0 | 0 |  | 0 | 0 | 0 | 0 | 0 | 0 | 0 | 0 | 0 | 0 | 0 | 0 | 0 | -1 | 0 | 0 | 0 | 0 | 0 | 0 | 0 | 0 | 0 | 0 | 0 | 0 | 0 | 0 | 0 | 0 | 0 |  |  |  |  | 0 | 0 | 0 | 0 | 0 | 0 | 0 | 0 | 0 | 1/1/2031 | 12/31/2099 | TRUE | TCO |  | 2029 |  |  |  | REF | 0 | 0 | Real 2021 ¦ 12/22/2022 3:42:52 PM | 0 | Area 1001 Gas CCS 2031 | 0 |  | 1 | Unit |  | PJM | 0 | 0 | 0.95 | 0 | 0 | 0 | 0 | 0 | 0 | 0 | 0 | 0
11508 | Area 1001 Gas CCS 2032 | ATC | 2029 | AEP-KPCO | 0 | 0 | 0 | 0 | 0 |  | 0 | 0 | 0 | 0 | 0 | 0 | 0 | 0 | -1 | 0 | 0 |  | 0 | 0 | 0 | 0 | 0 | 0 | 0 | 0 | 0 | 0 | 0 | 0 | 0 | -1 | 0 | 0 | 0 | 0 | 0 | 0 | 0 | 0 | 0 | 0 | 0 | 0 | 0 | 0 | 0 | 0 | 0 |  |  |  |  | 0 | 0 | 0 | 0 | 0 | 0 | 0 | 0 | 0 | 1/1/2032 | 12/31/2099 | TRUE | TCO |  | 2029 |  |  |  | REF | 0 | 0 | Real 2021 ¦ 12/22/2022 3:42:52 PM | 0 | Area 1001 Gas CCS 2032 | 0 |  | 1 | Unit |  | PJM | 0 | 0 | 0.95 | 0 | 0 | 0 | 0 | 0 | 0 | 0 | 0 | 0
11509 | Area 1001 Gas CCS 2033 | ATC | 2029 | AEP-KPCO | 0 | 0 | 0 | 0 | 0 |  | 0 | 0 | 0 | 0 | 0 | 0 | 0 | 0 | -1 | 0 | 0 |  | 0 | 0 | 0 | 0 | 0 | 0 | 0 | 0 | 0 | 0 | 0 | 0 | 0 | -1 | 0 | 0 | 0 | 0 | 0 | 0 | 0 | 0 | 0 | 0 | 0 | 0 | 0 | 0 | 0 | 0 | 0 |  |  |  |  | 0 | 0 | 0 | 0 | 0 | 0 | 0 | 0 | 0 | 1/1/2033 | 12/31/2099 | TRUE | TCO |  | 2029 |  |  |  | REF | 0 | 0 | Real 2021 ¦ 12/22/2022 3:42:52 PM | 0 | Area 1001 Gas CCS 2033 | 0 |  | 1 | Unit |  | PJM | 0 | 0 | 0.95 | 0 | 0 | 0 | 0 | 0 | 0 | 0 | 0 | 0
11510 | Area 1001 Gas CCS 2034 | ATC | 2029 | AEP-KPCO | 0 | 0 | 0 | 0 | 0 |  | 0 | 0 | 0 | 0 | 0 | 0 | 0 | 0 | -1 | 0 | 0 |  | 0 | 0 | 0 | 0 | 0 | 0 | 0 | 0 | 0 | 0 | 0 | 0 | 0 | -1 | 0 | 0 | 0 | 0 | 0 | 0 | 0 | 0 | 0 | 0 | 0 | 0 | 0 | 0 | 0 | 0 | 0 |  |  |  |  | 0 | 0 | 0 | 0 | 0 | 0 | 0 | 0 | 0 | 1/1/2034 | 12/31/2099 | TRUE | TCO |  | 2029 |  |  |  | REF | 0 | 0 | Real 2021 ¦ 12/22/2022 3:42:52 PM | 0 | Area 1001 Gas CCS 2034 | 0 |  | 1 | Unit |  | PJM | 0 | 0 | 0.95 | 0 | 0 | 0 | 0 | 0 | 0 | 0 | 0 | 0
11511 | Area 1001 Gas CCS 2035 | ATC | 2029 | AEP-KPCO | 0 | 0 | 0 | 0 | 0 |  | 0 | 0 | 0 | 0 | 0 | 0 | 0 | 0 | -1 | 0 | 0 |  | 0 | 0 | 0 | 0 | 0 | 0 | 0 | 0 | 0 | 0 | 0 | 0 | 0 | -1 | 0 | 0 | 0 | 0 | 0 | 0 | 0 | 0 | 0 | 0 | 0 | 0 | 0 | 0 | 0 | 0 | 0 |  |  |  |  | 0 | 0 | 0 | 0 | 0 | 0 | 0 | 0 | 0 | 1/1/2035 | 12/31/2099 | TRUE | TCO |  | 2029 |  |  |  | REF | 0 | 0 | Real 2021 ¦ 12/22/2022 3:42:52 PM | 0 | Area 1001 Gas CCS 2035 | 0 |  | 1 | Unit |  | PJM | 0 | 0 | 0.95 | 0 | 0 | 0 | 0 | 0 | 0 | 0 | 0 | 0
11512 | Area 1001 Gas CCS 2036 | ATC | 2029 | AEP-KPCO | 0 | 0 | 0 | 0 | 0 |  | 0 | 0 | 0 | 0 | 0 | 0 | 0 | 0 | -1 | 0 | 0 |  | 0 | 0 | 0 | 0 | 0 | 0 | 0 | 0 | 0 | 0 | 0 | 0 | 0 | -1 | 0 | 0 | 0 | 0 | 0 | 0 | 0 | 0 | 0 | 0 | 0 | 0 | 0 | 0 | 0 | 0 | 0 |  |  |  |  | 0 | 0 | 0 | 0 | 0 | 0 | 0 | 0 | 0 | 1/1/2036 | 12/31/2099 | TRUE | TCO |  | 2029 |  |  |  | REF | 0 | 0 | Real 2021 ¦ 12/22/2022 3:42:52 PM | 0 | Area 1001 Gas CCS 2036 | 0 |  | 1 | Unit |  | PJM | 0 | 0 | 0.95 | 0 | 0 | 0 | 0 | 0 | 0 | 0 | 0 | 0
11513 | Area 1001 Gas CCS 2037 | ATC | 2029 | AEP-KPCO | 0 | 0 | 0 | 0 | 0 |  | 0 | 0 | 0 | 0 | 0 | 0 | 0 | 0 | -1 | 0 | 0 |  | 0 | 0 | 0 | 0 | 0 | 0 | 0 | 0 | 0 | 0 | 0 | 0 | 0 | -1 | 0 | 0 | 0 | 0 | 0 | 0 | 0 | 0 | 0 | 0 | 0 | 0 | 0 | 0 | 0 | 0 | 0 |  |  |  |  | 0 | 0 | 0 | 0 | 0 | 0 | 0 | 0 | 0 | 1/1/2037 | 12/31/2099 | TRUE | TCO |  | 2029 |  |  |  | REF | 0 | 0 | Real 2021 ¦ 12/22/2022 3:42:52 PM | 0 | Area 1001 Gas CCS 2037 | 0 |  | 1 | Unit |  | PJM | 0 | 0 | 0.95 | 0 | 0 | 0 | 0 | 0 | 0 | 0 | 0 | 0
11514 | Area 1001 Gas CCS 2038 | ATC | 2029 | AEP-KPCO | 0 | 0 | 0 | 0 | 0 |  | 0 | 0 | 0 | 0 | 0 | 0 | 0 | 0 | -1 | 0 | 0 |  | 0 | 0 | 0 | 0 | 0 | 0 | 0 | 0 | 0 | 0 | 0 | 0 | 0 | -1 | 0 | 0 | 0 | 0 | 0 | 0 | 0 | 0 | 0 | 0 | 0 | 0 | 0 | 0 | 0 | 0 | 0 |  |  |  |  | 0 | 0 | 0 | 0 | 0 | 0 | 0 | 0 | 0 | 1/1/2038 | 12/31/2099 | TRUE | TCO |  | 2029 |  |  |  | REF | 0 | 0 | Real 2021 ¦ 12/22/2022 3:42:52 PM | 0 | Area 1001 Gas CCS 2038 | 0 |  | 1 | Unit |  | PJM | 0 | 0 | 0.95 | 0 | 0 | 0 | 0 | 0 | 0 | 0 | 0 | 0
11515 | Area 1001 Gas CCS 2039 | ATC | 2029 | AEP-KPCO | 0 | 0 | 0 | 0 | 0 |  | 0 | 0 | 0 | 0 | 0 | 0 | 0 | 0 | -1 | 0 | 0 |  | 0 | 0 | 0 | 0 | 0 | 0 | 0 | 0 | 0 | 0 | 0 | 0 | 0 | -1 | 0 | 0 | 0 | 0 | 0 | 0 | 0 | 0 | 0 | 0 | 0 | 0 | 0 | 0 | 0 | 0 | 0 |  |  |  |  | 0 | 0 | 0 | 0 | 0 | 0 | 0 | 0 | 0 | 1/1/2039 | 12/31/2099 | TRUE | TCO |  | 2029 |  |  |  | REF | 0 | 0 | Real 2021 ¦ 12/22/2022 3:42:52 PM | 0 | Area 1001 Gas CCS 2039 | 0 |  | 1 | Unit |  | PJM | 0 | 0 | 0.95 | 0 | 0 | 0 | 0 | 0 | 0 | 0 | 0 | 0
11516 | Area 1001 Gas CCS 2040 | ATC | 2029 | AEP-KPCO | 0 | 0 | 0 | 0 | 0 |  | 0 | 0 | 0 | 0 | 0 | 0 | 0 | 0 | -1 | 0 | 0 |  | 0 | 0 | 0 | 0 | 0 | 0 | 0 | 0 | 0 | 0 | 0 | 0 | 0 | -1 | 0 | 0 | 0 | 0 | 0 | 0 | 0 | 0 | 0 | 0 | 0 | 0 | 0 | 0 | 0 | 0 | 0 |  |  |  |  | 0 | 0 | 0 | 0 | 0 | 0 | 0 | 0 | 0 | 1/1/2040 | 12/31/2099 | TRUE | TCO |  | 2029 |  |  |  | REF | 0 | 0 | Real 2021 ¦ 12/22/2022 3:42:52 PM | 0 | Area 1001 Gas CCS 2040 | 0 |  | 1 | Unit |  | PJM | 0 | 0 | 0.95 | 0 | 0 | 0 | 0 | 0 | 0 | 0 | 0 | 0
11517 | Area 1001 Gas CCS 2041 | ATC | 2029 | AEP-KPCO | 0 | 0 | 0 | 0 | 0 |  | 0 | 0 | 0 | 0 | 0 | 0 | 0 | 0 | -1 | 0 | 0 |  | 0 | 0 | 0 | 0 | 0 | 0 | 0 | 0 | 0 | 0 | 0 | 0 | 0 | -1 | 0 | 0 | 0 | 0 | 0 | 0 | 0 | 0 | 0 | 0 | 0 | 0 | 0 | 0 | 0 | 0 | 0 |  |  |  |  | 0 | 0 | 0 | 0 | 0 | 0 | 0 | 0 | 0 | 1/1/2041 | 12/31/2099 | TRUE | TCO |  | 2029 |  |  |  | REF | 0 | 0 | Real 2021 ¦ 12/22/2022 3:42:52 PM | 0 | Area 1001 Gas CCS 2041 | 0 |  | 1 | Unit |  | PJM | 0 | 0 | 0.95 | 0 | 0 | 0 | 0 | 0 | 0 | 0 | 0 | 0
11518 | Area 1001 Gas CCS 2042 | ATC | 2029 | AEP-KPCO | 0 | 0 | 0 | 0 | 0 |  | 0 | 0 | 0 | 0 | 0 | 0 | 0 | 0 | -1 | 0 | 0 |  | 0 | 0 | 0 | 0 | 0 | 0 | 0 | 0 | 0 | 0 | 0 | 0 | 0 | -1 | 0 | 0 | 0 | 0 | 0 | 0 | 0 | 0 | 0 | 0 | 0 | 0 | 0 | 0 | 0 | 0 | 0 |  |  |  |  | 0 | 0 | 0 | 0 | 0 | 0 | 0 | 0 | 0 | 1/1/2042 | 12/31/2099 | TRUE | TCO |  | 2029 |  |  |  | REF | 0 | 0 | Real 2021 ¦ 12/22/2022 3:42:52 PM | 0 | Area 1001 Gas CCS 2042 | 0 |  | 1 | Unit |  | PJM | 0 | 0 | 0.95 | 0 | 0 | 0 | 0 | 0 | 0 | 0 | 0 | 0
11519 | Area 1001 Gas CCS 2043 | ATC | 2029 | AEP-KPCO | 0 | 0 | 0 | 0 | 0 |  | 0 | 0 | 0 | 0 | 0 | 0 | 0 | 0 | -1 | 0 | 0 |  | 0 | 0 | 0 | 0 | 0 | 0 | 0 | 0 | 0 | 0 | 0 | 0 | 0 | -1 | 0 | 0 | 0 | 0 | 0 | 0 | 0 | 0 | 0 | 0 | 0 | 0 | 0 | 0 | 0 | 0 | 0 |  |  |  |  | 0 | 0 | 0 | 0 | 0 | 0 | 0 | 0 | 0 | 1/1/2043 | 12/31/2099 | TRUE | TCO |  | 2029 |  |  |  | REF | 0 | 0 | Real 2021 ¦ 12/22/2022 3:42:52 PM | 0 | Area 1001 Gas CCS 2043 | 0 |  | 1 | Unit |  | PJM | 0 | 0 | 0.95 | 0 | 0 | 0 | 0 | 0 | 0 | 0 | 0 | 0
11520 | Area 1001 Coal CCS 2025 | ATC | 2029 | AEP-KPCO | 601.2055 | 650 | 0 | -44.8008 | -47.0409 | -44.8008 | -44.8008 | 575413.375 | 650 | 534767.375 | 40646.0391 | 0 | 0 | 2.2667 | -1 | 65868864 | 12507 | 12507 | 12507 | 0 | 601.2055 | 5266560 | 5266560 | 0 | 0 | 0 | 65868864 | 178576.6875 | 178576.6875 | 0 | 0 | -1 | 0 | 0 | 0 | 149305.2344 | 0 | 0 | 0 | 0 | 0 | 0 | 0 | -160890.7344 | 60490.5664 | 60490.5664 | 0 | 0 | 0 | 0.92493 | 33.9077 | 64.4571 | -30.5495 | -445741.75 | 0 | 48.7945 | 0 | 0 | 8760 | 5266560 | 0 | 0 | 1/1/2025 | 12/31/2099 | TRUE | KPCO CCS Coal Price |  | 2029 |  |  |  | REF | 0 | 0 | Real 2021 ¦ 12/22/2022 3:42:52 PM | 0 | Area 1001 Coal CCS 2025 | 0 |  | 1 | Unit |  | PJM | 617.5 | 0 | 0.95 | 0 | 0 | 0 | 0 | 5266560 | 0 | 149305.2344 | 0 | 0
11521 | Area 1001 Coal CCS 2026 | ATC | 2029 | AEP-KPCO | 601.2055 | 650 | 0 | -44.1753 | -46.384 | -44.1752 | -44.1753 | 571119.8125 | 650 | 530831.5625 | 40288.2383 | 0 | 0 | 2.2667 | -1 | 65136816 | 12368 | 12368 | 12368 | 0 | 601.2055 | 5266560 | 5266560 | 0 | 0 | 0 | 65136816 | 178576.6875 | 178576.6875 | 0 | 0 | -1 | 0 | 0 | 0 | 147645.8906 | 0 | 0 | 0 | 0 | 0 | 0 | 0 | -159891.6719 | 60490.5664 | 60490.5664 | 0 | 0 | 0 | 0.92493 | 33.9077 | 64.2674 | -30.3598 | -440787.875 | 0 | 48.7945 | 0 | 0 | 8760 | 5266560 | 0 | 0 | 1/1/2026 | 12/31/2099 | TRUE | KPCO CCS Coal Price |  | 2029 |  |  |  | REF | 0 | 0 | Real 2021 ¦ 12/22/2022 3:42:52 PM | 0 | Area 1001 Coal CCS 2026 | 0 |  | 1 | Unit |  | PJM | 617.5 | 0 | 0.95 | 0 | 0 | 0 | 0 | 5266560 | 0 | 147645.8906 | 0 | 0
11522 | Area 1001 Coal CCS 2027 | ATC | 2029 | AEP-KPCO | 601.2055 | 650 | 0 | -44.2603 | -46.4733 | -44.2602 | -44.2603 | 568293.1875 | 650 | 528326.9375 | 39966.2188 | 0 | 0 | 2.2667 | -1 | 64346832 | 12218 | 12218 | 12218 | 0 | 601.2055 | 5266560 | 5266560 | 0 | 0 | 0 | 64346832 | 178576.6875 | 178576.6875 | 0 | 0 | -1 | 0 | 0 | 0 | 145855.2188 | 0 | 0 | 0 | 0 | 0 | 0 | 0 | -156617.25 | 56487.5156 | 56487.5156 | 0 | 0 | 0 | 0.92493 | 33.9077 | 63.6457 | -29.7381 | -435441.9688 | 0 | 48.7945 | 0 | 0 | 8760 | 5266560 | 0 | 0 | 1/1/2027 | 12/31/2099 | TRUE | KPCO CCS Coal Price |  | 2029 |  |  |  | REF | 0 | 0 | Real 2021 ¦ 12/22/2022 3:42:52 PM | 0 | Area 1001 Coal CCS 2027 | 0 |  | 1 | Unit |  | PJM | 617.5 | 0 | 0.95 | 0 | 0 | 0 | 0 | 5266560 | 0 | 145855.2188 | 0 | 0
11523 | Area 1001 Coal CCS 2028 | ATC | 2029 | AEP-KPCO | 601.2055 | 650 | 0 | -43.5852 | -45.7645 | -43.5852 | -43.5852 | 564106.9375 | 650 | 524462.75 | 39644.1992 | 0 | 0 | 2.2667 | -1 | 63556848 | 12068 | 12068 | 12068 | 0 | 601.2055 | 5266560 | 5266560 | 0 | 0 | 0 | 63556848 | 178576.6875 | 178576.6875 | 0 | 0 | -1 | 0 | 0 | 0 | 144064.5625 | 0 | 0 | 0 | 0 | 0 | 0 | 0 | -155986.25 | 56487.5156 | 56487.5156 | 0 | 0 | 0 | 0.92493 | 33.9077 | 63.5259 | -29.6182 | -430096.0625 | 0 | 48.7945 | 0 | 0 | 8760 | 5266560 | 0 | 0 | 1/1/2028 | 12/31/2099 | TRUE | KPCO CCS Coal Price |  | 2029 |  |  |  | REF | 0 | 0 | Real 2021 ¦ 12/22/2022 3:42:52 PM | 0 | Area 1001 Coal CCS 2028 | 0 |  | 1 | Unit |  | PJM | 617.5 | 0 | 0.95 | 0 | 0 | 0 | 0 | 5266560 | 0 | 144064.5625 | 0 | 0
11524 | Area 1001 Coal CCS 2029 | ATC | 2029 | AEP-KPCO | 601.2055 | 650 | 0 | -42.9642 | -45.1124 | -42.9641 | -42.9642 | 562174.8125 | 650 | 523174.6562 | 39000.1602 | 0 | 0 | 2.2667 | -1 | 62830060 | 11930 | 11930 | 11930 | 0 | 601.2055 | 5266560 | 5266560 | 0 | 0 | 0 | 62830060 | 178576.6875 | 178576.6875 | 0 | 0 | -1 | 0 | 0 | 1 | 142417.1562 | 0 | 0 | 0 | 0 | 0 | 0 | 0 | -157324.9531 | 56487.5156 | 56487.5156 | 0 | 0 | 0 | 0.92493 | 33.9077 | 63.7801 | -29.8724 | -425177.8438 | 0 | 48.7945 | 0 | 0 | 8760 | 5266560 | 0 | 0 | 1/1/2029 | 12/31/2099 | TRUE | KPCO CCS Coal Price |  | 2029 |  |  |  | REF | 0 | 0 | Real 2021 ¦ 12/22/2022 3:42:52 PM | 0 | Area 1001 Coal CCS 2029 | 0 |  | 1 | Unit |  | PJM | 617.5 | 0 | 0.95 | 0 | 0 | 0 | 0 | 5266560 | 0 | 142417.1562 | 0 | 0
11525 | Area 1001 Coal CCS 2030 | ATC | 2029 | AEP-KPCO | 0 | 0 | 0 | 0 | 0 |  | 0 | 0 | 0 | 0 | 0 | 0 | 0 | 0 | -1 | 0 | 0 |  | 0 | 0 | 0 | 0 | 0 | 0 | 0 | 0 | 0 | 0 | 0 | 0 | 0 | -1 | 0 | 0 | 0 | 0 | 0 | 0 | 0 | 0 | 0 | 0 | 0 | 0 | 0 | 0 | 0 | 0 | 0 |  |  |  |  | 0 | 0 | 0 | 0 | 0 | 0 | 0 | 0 | 0 | 1/1/2030 | 12/31/2099 | TRUE | KPCO CCS Coal Price |  | 2029 |  |  |  | REF | 0 | 0 | Real 2021 ¦ 12/22/2022 3:42:52 PM | 0 | Area 1001 Coal CCS 2030 | 0 |  | 1 | Unit |  | PJM | 0 | 0 | 0.95 | 0 | 0 | 0 | 0 | 0 | 0 | 0 | 0 | 0
11526 | Area 1001 Coal CCS 2031 | ATC | 2029 | AEP-KPCO | 0 | 0 | 0 | 0 | 0 |  | 0 | 0 | 0 | 0 | 0 | 0 | 0 | 0 | -1 | 0 | 0 |  | 0 | 0 | 0 | 0 | 0 | 0 | 0 | 0 | 0 | 0 | 0 | 0 | 0 | -1 | 0 | 0 | 0 | 0 | 0 | 0 | 0 | 0 | 0 | 0 | 0 | 0 | 0 | 0 | 0 | 0 | 0 |  |  |  |  | 0 | 0 | 0 | 0 | 0 | 0 | 0 | 0 | 0 | 1/1/2031 | 12/31/2099 | TRUE | KPCO CCS Coal Price |  | 2029 |  |  |  | REF | 0 | 0 | Real 2021 ¦ 12/22/2022 3:42:52 PM | 0 | Area 1001 Coal CCS 2031 | 0 |  | 1 | Unit |  | PJM | 0 | 0 | 0.95 | 0 | 0 | 0 | 0 | 0 | 0 | 0 | 0 | 0
11527 | Area 1001 Coal CCS 2032 | ATC | 2029 | AEP-KPCO | 0 | 0 | 0 | 0 | 0 |  | 0 | 0 | 0 | 0 | 0 | 0 | 0 | 0 | -1 | 0 | 0 |  | 0 | 0 | 0 | 0 | 0 | 0 | 0 | 0 | 0 | 0 | 0 | 0 | 0 | -1 | 0 | 0 | 0 | 0 | 0 | 0 | 0 | 0 | 0 | 0 | 0 | 0 | 0 | 0 | 0 | 0 | 0 |  |  |  |  | 0 | 0 | 0 | 0 | 0 | 0 | 0 | 0 | 0 | 1/1/2032 | 12/31/2099 | TRUE | KPCO CCS Coal Price |  | 2029 |  |  |  | REF | 0 | 0 | Real 2021 ¦ 12/22/2022 3:42:52 PM | 0 | Area 1001 Coal CCS 2032 | 0 |  | 1 | Unit |  | PJM | 0 | 0 | 0.95 | 0 | 0 | 0 | 0 | 0 | 0 | 0 | 0 | 0
11528 | Area 1001 Coal CCS 2033 | ATC | 2029 | AEP-KPCO | 0 | 0 | 0 | 0 | 0 |  | 0 | 0 | 0 | 0 | 0 | 0 | 0 | 0 | -1 | 0 | 0 |  | 0 | 0 | 0 | 0 | 0 | 0 | 0 | 0 | 0 | 0 | 0 | 0 | 0 | -1 | 0 | 0 | 0 | 0 | 0 | 0 | 0 | 0 | 0 | 0 | 0 | 0 | 0 | 0 | 0 | 0 | 0 |  |  |  |  | 0 | 0 | 0 | 0 | 0 | 0 | 0 | 0 | 0 | 1/1/2033 | 12/31/2099 | TRUE | KPCO CCS Coal Price |  | 2029 |  |  |  | REF | 0 | 0 | Real 2021 ¦ 12/22/2022 3:42:52 PM | 0 | Area 1001 Coal CCS 2033 | 0 |  | 1 | Unit |  | PJM | 0 | 0 | 0.95 | 0 | 0 | 0 | 0 | 0 | 0 | 0 | 0 | 0
11529 | Area 1001 Coal CCS 2034 | ATC | 2029 | AEP-KPCO | 0 | 0 | 0 | 0 | 0 |  | 0 | 0 | 0 | 0 | 0 | 0 | 0 | 0 | -1 | 0 | 0 |  | 0 | 0 | 0 | 0 | 0 | 0 | 0 | 0 | 0 | 0 | 0 | 0 | 0 | -1 | 0 | 0 | 0 | 0 | 0 | 0 | 0 | 0 | 0 | 0 | 0 | 0 | 0 | 0 | 0 | 0 | 0 |  |  |  |  | 0 | 0 | 0 | 0 | 0 | 0 | 0 | 0 | 0 | 1/1/2034 | 12/31/2099 | TRUE | KPCO CCS Coal Price |  | 2029 |  |  |  | REF | 0 | 0 | Real 2021 ¦ 12/22/2022 3:42:52 PM | 0 | Area 1001 Coal CCS 2034 | 0 |  | 1 | Unit |  | PJM | 0 | 0 | 0.95 | 0 | 0 | 0 | 0 | 0 | 0 | 0 | 0 | 0
11530 | Area 1001 Coal CCS 2035 | ATC | 2029 | AEP-KPCO | 0 | 0 | 0 | 0 | 0 |  | 0 | 0 | 0 | 0 | 0 | 0 | 0 | 0 | -1 | 0 | 0 |  | 0 | 0 | 0 | 0 | 0 | 0 | 0 | 0 | 0 | 0 | 0 | 0 | 0 | -1 | 0 | 0 | 0 | 0 | 0 | 0 | 0 | 0 | 0 | 0 | 0 | 0 | 0 | 0 | 0 | 0 | 0 |  |  |  |  | 0 | 0 | 0 | 0 | 0 | 0 | 0 | 0 | 0 | 1/1/2035 | 12/31/2099 | TRUE | KPCO CCS Coal Price |  | 2029 |  |  |  | REF | 0 | 0 | Real 2021 ¦ 12/22/2022 3:42:52 PM | 0 | Area 1001 Coal CCS 2035 | 0 |  | 1 | Unit |  | PJM | 0 | 0 | 0.95 | 0 | 0 | 0 | 0 | 0 | 0 | 0 | 0 | 0
11531 | Area 1001 Coal CCS 2036 | ATC | 2029 | AEP-KPCO | 0 | 0 | 0 | 0 | 0 |  | 0 | 0 | 0 | 0 | 0 | 0 | 0 | 0 | -1 | 0 | 0 |  | 0 | 0 | 0 | 0 | 0 | 0 | 0 | 0 | 0 | 0 | 0 | 0 | 0 | -1 | 0 | 0 | 0 | 0 | 0 | 0 | 0 | 0 | 0 | 0 | 0 | 0 | 0 | 0 | 0 | 0 | 0 |  |  |  |  | 0 | 0 | 0 | 0 | 0 | 0 | 0 | 0 | 0 | 1/1/2036 | 12/31/2099 | TRUE | KPCO CCS Coal Price |  | 2029 |  |  |  | REF | 0 | 0 | Real 2021 ¦ 12/22/2022 3:42:52 PM | 0 | Area 1001 Coal CCS 2036 | 0 |  | 1 | Unit |  | PJM | 0 | 0 | 0.95 | 0 | 0 | 0 | 0 | 0 | 0 | 0 | 0 | 0
11532 | Area 1001 Coal CCS 2037 | ATC | 2029 | AEP-KPCO | 0 | 0 | 0 | 0 | 0 |  | 0 | 0 | 0 | 0 | 0 | 0 | 0 | 0 | -1 | 0 | 0 |  | 0 | 0 | 0 | 0 | 0 | 0 | 0 | 0 | 0 | 0 | 0 | 0 | 0 | -1 | 0 | 0 | 0 | 0 | 0 | 0 | 0 | 0 | 0 | 0 | 0 | 0 | 0 | 0 | 0 | 0 | 0 |  |  |  |  | 0 | 0 | 0 | 0 | 0 | 0 | 0 | 0 | 0 | 1/1/2037 | 12/31/2099 | TRUE | KPCO CCS Coal Price |  | 2029 |  |  |  | REF | 0 | 0 | Real 2021 ¦ 12/22/2022 3:42:52 PM | 0 | Area 1001 Coal CCS 2037 | 0 |  | 1 | Unit |  | PJM | 0 | 0 | 0.95 | 0 | 0 | 0 | 0 | 0 | 0 | 0 | 0 | 0
11533 | Area 1001 Coal CCS 2038 | ATC | 2029 | AEP-KPCO | 0 | 0 | 0 | 0 | 0 |  | 0 | 0 | 0 | 0 | 0 | 0 | 0 | 0 | -1 | 0 | 0 |  | 0 | 0 | 0 | 0 | 0 | 0 | 0 | 0 | 0 | 0 | 0 | 0 | 0 | -1 | 0 | 0 | 0 | 0 | 0 | 0 | 0 | 0 | 0 | 0 | 0 | 0 | 0 | 0 | 0 | 0 | 0 |  |  |  |  | 0 | 0 | 0 | 0 | 0 | 0 | 0 | 0 | 0 | 1/1/2038 | 12/31/2099 | TRUE | KPCO CCS Coal Price |  | 2029 |  |  |  | REF | 0 | 0 | Real 2021 ¦ 12/22/2022 3:42:52 PM | 0 | Area 1001 Coal CCS 2038 | 0 |  | 1 | Unit |  | PJM | 0 | 0 | 0.95 | 0 | 0 | 0 | 0 | 0 | 0 | 0 | 0 | 0
11534 | Area 1001 Coal CCS 2039 | ATC | 2029 | AEP-KPCO | 0 | 0 | 0 | 0 | 0 |  | 0 | 0 | 0 | 0 | 0 | 0 | 0 | 0 | -1 | 0 | 0 |  | 0 | 0 | 0 | 0 | 0 | 0 | 0 | 0 | 0 | 0 | 0 | 0 | 0 | -1 | 0 | 0 | 0 | 0 | 0 | 0 | 0 | 0 | 0 | 0 | 0 | 0 | 0 | 0 | 0 | 0 | 0 |  |  |  |  | 0 | 0 | 0 | 0 | 0 | 0 | 0 | 0 | 0 | 1/1/2039 | 12/31/2099 | TRUE | KPCO CCS Coal Price |  | 2029 |  |  |  | REF | 0 | 0 | Real 2021 ¦ 12/22/2022 3:42:52 PM | 0 | Area 1001 Coal CCS 2039 | 0 |  | 1 | Unit |  | PJM | 0 | 0 | 0.95 | 0 | 0 | 0 | 0 | 0 | 0 | 0 | 0 | 0
11535 | Area 1001 Coal CCS 2040 | ATC | 2029 | AEP-KPCO | 0 | 0 | 0 | 0 | 0 |  | 0 | 0 | 0 | 0 | 0 | 0 | 0 | 0 | -1 | 0 | 0 |  | 0 | 0 | 0 | 0 | 0 | 0 | 0 | 0 | 0 | 0 | 0 | 0 | 0 | -1 | 0 | 0 | 0 | 0 | 0 | 0 | 0 | 0 | 0 | 0 | 0 | 0 | 0 | 0 | 0 | 0 | 0 |  |  |  |  | 0 | 0 | 0 | 0 | 0 | 0 | 0 | 0 | 0 | 1/1/2040 | 12/31/2099 | TRUE | KPCO CCS Coal Price |  | 2029 |  |  |  | REF | 0 | 0 | Real 2021 ¦ 12/22/2022 3:42:52 PM | 0 | Area 1001 Coal CCS 2040 | 0 |  | 1 | Unit |  | PJM | 0 | 0 | 0.95 | 0 | 0 | 0 | 0 | 0 | 0 | 0 | 0 | 0
11536 | Area 1001 Coal CCS 2041 | ATC | 2029 | AEP-KPCO | 0 | 0 | 0 | 0 | 0 |  | 0 | 0 | 0 | 0 | 0 | 0 | 0 | 0 | -1 | 0 | 0 |  | 0 | 0 | 0 | 0 | 0 | 0 | 0 | 0 | 0 | 0 | 0 | 0 | 0 | -1 | 0 | 0 | 0 | 0 | 0 | 0 | 0 | 0 | 0 | 0 | 0 | 0 | 0 | 0 | 0 | 0 | 0 |  |  |  |  | 0 | 0 | 0 | 0 | 0 | 0 | 0 | 0 | 0 | 1/1/2041 | 12/31/2099 | TRUE | KPCO CCS Coal Price |  | 2029 |  |  |  | REF | 0 | 0 | Real 2021 ¦ 12/22/2022 3:42:52 PM | 0 | Area 1001 Coal CCS 2041 | 0 |  | 1 | Unit |  | PJM | 0 | 0 | 0.95 | 0 | 0 | 0 | 0 | 0 | 0 | 0 | 0 | 0
11537 | Area 1001 Coal CCS 2042 | ATC | 2029 | AEP-KPCO | 0 | 0 | 0 | 0 | 0 |  | 0 | 0 | 0 | 0 | 0 | 0 | 0 | 0 | -1 | 0 | 0 |  | 0 | 0 | 0 | 0 | 0 | 0 | 0 | 0 | 0 | 0 | 0 | 0 | 0 | -1 | 0 | 0 | 0 | 0 | 0 | 0 | 0 | 0 | 0 | 0 | 0 | 0 | 0 | 0 | 0 | 0 | 0 |  |  |  |  | 0 | 0 | 0 | 0 | 0 | 0 | 0 | 0 | 0 | 1/1/2042 | 12/31/2099 | TRUE | KPCO CCS Coal Price |  | 2029 |  |  |  | REF | 0 | 0 | Real 2021 ¦ 12/22/2022 3:42:52 PM | 0 | Area 1001 Coal CCS 2042 | 0 |  | 1 | Unit |  | PJM | 0 | 0 | 0.95 | 0 | 0 | 0 | 0 | 0 | 0 | 0 | 0 | 0
11538 | Area 1001 Coal CCS 2043 | ATC | 2029 | AEP-KPCO | 0 | 0 | 0 | 0 | 0 |  | 0 | 0 | 0 | 0 | 0 | 0 | 0 | 0 | -1 | 0 | 0 |  | 0 | 0 | 0 | 0 | 0 | 0 | 0 | 0 | 0 | 0 | 0 | 0 | 0 | -1 | 0 | 0 | 0 | 0 | 0 | 0 | 0 | 0 | 0 | 0 | 0 | 0 | 0 | 0 | 0 | 0 | 0 |  |  |  |  | 0 | 0 | 0 | 0 | 0 | 0 | 0 | 0 | 0 | 1/1/2043 | 12/31/2099 | TRUE | KPCO CCS Coal Price |  | 2029 |  |  |  | REF | 0 | 0 | Real 2021 ¦ 12/22/2022 3:42:52 PM | 0 | Area 1001 Coal CCS 2043 | 0 |  | 1 | Unit |  | PJM | 0 | 0 | 0.95 | 0 | 0 | 0 | 0 | 0 | 0 | 0 | 0 | 0
11539 | Area 1001 Hydrogen CT 2023 | ATC | 2029 | AEP-KPCO | 219.5369 | 240 | 0 | 26.6957 | 26.5115 | 26.9329 | 25.2491 | 55248.668 | 240 | 53478.3867 | 1770.2826 | 0 | 0 | 2.7005 | -1 | 13045257 | 9655 | 9686.1963 | 9119.2861 | 65.8611 | 153.743 | 1346788.375 | 1346788.375 | 0 | 0 | 73.8242 | 13045257 | 49678.9492 | 49678.9492 | 0 | 0 | -1 | 0 | 0 | 140 | 35434.1055 | 0.24344 | 0 | 0 | 0.24344 | 0 | 0 | 0 | -41842.6758 | 838.8477 | 838.8477 | 0 | 0 | 0 | 0.6406 | 36.887 | 67.9555 | -31.0685 | 0 | 14.4467 | 6.0164 | 0 | 0 | 6467 | 1346788.375 | 0 | 0 | 1/1/2023 | 12/31/2099 | TRUE | 2030 H2 Blend |  | 2029 |  |  |  | REF | 0 | 0 | Real 2021 ¦ 12/22/2022 3:42:52 PM | 0 | Area 1001 Hydrogen CT 2023 | 0 |  | 1 | Unit |  | PJM | 228 | 0 | 0.95 | 0 | 0 | 0 | 0 | 1923143 | 0 | 35434.1055 | 0 | 0
11540 | Area 1001 Hydrogen CT 2024 | ATC | 2029 | AEP-KPCO | 219.5369 | 240 | 0 | 26.6957 | 26.5115 | 26.9182 | 25.2491 | 49805.7109 | 240 | 48035.4297 | 1770.2826 | 0 | 0 | 2.7005 | -1 | 12993535 | 9655 | 9684.1533 | 9119.2861 | 65.8611 | 153.1657 | 1341731.625 | 1341731.625 | 0 | 0.011416 | 73.2991 | 12993535 | 49532.2461 | 49532.2461 | 0 | 0 | -1 | 0 | 0 | 140 | 35281.2969 | 0.011499 | 0 | 0 | 0.011499 | 0 | 0 | 0 | -36390.4609 | 835.6981 | 835.6981 | 0 | 0 | 0 | 0.63819 | 36.9167 | 64.0387 | -27.122 | 0 | 14.4467 | 6.0164 | 0 | 0 | 6421 | 1341731.625 | 0 | 0 | 1/1/2024 | 12/31/2099 | TRUE | 2030 H2 Blend |  | 2029 |  |  |  | REF | 0 | 0 | Real 2021 ¦ 12/22/2022 3:42:52 PM | 0 | Area 1001 Hydrogen CT 2024 | 0 |  | 1 | Unit |  | PJM | 228 | 0 | 0.95 | 0 | 0 | 0 | 0 | 1923143 | 0 | 35281.2969 | 0 | 0
11541 | Area 1001 Hydrogen CT 2025 | ATC | 2029 | AEP-KPCO | 219.5369 | 240 | 0 | 26.6957 | 26.5115 | 26.9184 | 25.2491 | 47189.9219 | 240 | 45419.6367 | 1770.2826 | 0 | 0 | 2.7005 | -1 | 12989633 | 9655 | 9683.9893 | 9119.2861 | 65.8611 | 153.1223 | 1341351.375 | 1341351.375 | 0 | 0 | 73.2534 | 12989633 | 49523.1211 | 49523.1211 | 0 | 0 | -1 | 0 | 0 | 140 | 35271.625 | 0 | 0 | 0 | 0 | 0 | 0 | 0 | -33773.8867 | 835.4612 | 835.4612 | 0 | 0 | 0 | 0.63801 | 36.9203 | 62.0993 | -25.179 | 0 | 14.4467 | 6.0164 | 0 | 0 | 6417 | 1341351.375 | 0 | 0 | 1/1/2025 | 12/31/2099 | TRUE | 2030 H2 Blend |  | 2029 |  |  |  | REF | 0 | 0 | Real 2021 ¦ 12/22/2022 3:42:52 PM | 0 | Area 1001 Hydrogen CT 2025 | 0 |  | 1 | Unit |  | PJM | 228 | 0 | 0.95 | 0 | 0 | 0 | 0 | 1923143 | 0 | 35271.625 | 0 | 0
11542 | Area 1001 Hydrogen CT 2026 | ATC | 2029 | AEP-KPCO | 219.5369 | 240 | 0 | 26.6957 | 26.5115 | 26.9184 | 25.2491 | 47229.5547 | 240 | 45459.2695 | 1770.2826 | 0 | 0 | 2.7005 | -1 | 12987957 | 9655 | 9684.0664 | 9119.2861 | 65.8611 | 153.1013 | 1341167.75 | 1341167.75 | 0 | 4.3265 | 73.2534 | 12987957 | 49517.7812 | 49517.7812 | 0 | 0 | -1 | 0 | 0 | 140 | 35266.7773 | 0.02097 | 0 | 0 | 0.02097 | 0 | 0 | 0 | -33813.8984 | 835.3469 | 835.3469 | 0 | 0 | 0 | 0.63792 | 36.9214 | 62.1337 | -25.2123 | 0 | 14.4467 | 6.0164 | 0 | 0 | 6417 | 1341167.75 | 0 | 0 | 1/1/2026 | 12/31/2099 | TRUE | 2030 H2 Blend |  | 2029 |  |  |  | REF | 0 | 0 | Real 2021 ¦ 12/22/2022 3:42:52 PM | 0 | Area 1001 Hydrogen CT 2026 | 0 |  | 1 | Unit |  | PJM | 228 | 0 | 0.95 | 0 | 0 | 0 | 0 | 1923143 | 0 | 35266.7773 | 0 | 0
11543 | Area 1001 Hydrogen CT 2027 | ATC | 2029 | AEP-KPCO | 219.5369 | 240 | 0 | 26.6957 | 26.5115 | 26.9323 | 25.2491 | 47269.1875 | 240 | 45498.9023 | 1770.2826 | 0 | 0 | 2.7005 | -1 | 13044519 | 9655 | 9686.1348 | 9119.2861 | 65.8611 | 153.7352 | 1346720.75 | 1346720.75 | 0 | 0.079909 | 73.8128 | 13044519 | 49675.6484 | 49675.6484 | 0 | 0 | -1 | 0 | 0 | 140 | 35431.4375 | 0 | 0 | 0 | 0 | 0 | 0 | 0 | -33863.7773 | 838.8055 | 838.8055 | 0 | 0 | 0 | 0.64056 | 36.8864 | 62.0317 | -25.1454 | 0 | 14.4467 | 6.0164 | 0 | 0 | 6466 | 1346720.75 | 0 | 0 | 1/1/2027 | 12/31/2099 | TRUE | 2030 H2 Blend |  | 2029 |  |  |  | REF | 0 | 0 | Real 2021 ¦ 12/22/2022 3:42:52 PM | 0 | Area 1001 Hydrogen CT 2027 | 0 |  | 1 | Unit |  | PJM | 228 | 0 | 0.95 | 0 | 0 | 0 | 0 | 1923143 | 0 | 35431.4375 | 0 | 0
11544 | Area 1001 Hydrogen CT 2028 | ATC | 2029 | AEP-KPCO | 219.5369 | 240 | 0 | 26.6957 | 26.5115 | 26.9081 | 25.2491 | 47440.9297 | 240 | 45670.6484 | 1770.2826 | 0 | 0 | 2.7005 | -1 | 12713816 | 9655 | 9684.4902 | 9119.2861 | 65.8611 | 149.8632 | 1312801.75 | 1312801.75 | 0 | 0 | 71.7922 | 12713816 | 48495.875 | 48495.875 | 0 | 0 | -1 | 0 | 0 | 156 | 34507.3672 | 1.597 | 0.078453 | 0 | 1.5186 | 0 | 0 | 0 | -34270.1016 | 817.6791 | 817.6791 | 0 | 0 | 0 | 0.62443 | 36.9407 | 63.0453 | -26.1046 | 0 | 14.4467 | 6.0164 | 0 | 0 | 6289 | 1312801.75 | 0 | 0 | 1/1/2028 | 12/31/2099 | TRUE | 2030 H2 Blend |  | 2029 |  |  |  | REF | 0 | 0 | Real 2021 ¦ 12/22/2022 3:42:52 PM | 0 | Area 1001 Hydrogen CT 2028 | 0 |  | 1 | Unit |  | PJM | 228 | 0 | 0.95 | 0 | 0 | 0 | 0 | 1923143 | 0 | 34507.3672 | 0 | 0
11545 | Area 1001 Hydrogen CT 2029 | ATC | 2029 | AEP-KPCO | 219.5369 | 240 | 0 | 26.6957 | 26.5115 | 26.9084 | 25.2491 | 47837.2617 | 240 | 46066.9805 | 1770.2826 | 0 | 0 | 2.7005 | -1 | 12695411 | 9655 | 9684.5332 | 9119.2861 | 65.8611 | 149.6456 | 1310895.375 | 1310895.375 | 0 | 0.011416 | 71.6895 | 12695411 | 48441.2617 | 48441.2617 | 0 | 0 | -1 | 0 | 0 | 156 | 34457.6055 | 0 | 0 | 0 | 0 | 0 | 0 | 0 | -34670.0977 | 816.4917 | 816.4917 | 0 | 0 | 0 | 0.62352 | 36.9528 | 63.4004 | -26.4476 | 0 | 14.4467 | 6.0164 | 0 | 0 | 6280 | 1310895.375 | 0 | 0 | 1/1/2029 | 12/31/2099 | TRUE | 2030 H2 Blend |  | 2029 |  |  |  | REF | 0 | 0 | Real 2021 ¦ 12/22/2022 3:42:52 PM | 0 | Area 1001 Hydrogen CT 2029 | 0 |  | 1 | Unit |  | PJM | 228 | 0 | 0.95 | 0 | 0 | 0 | 0 | 1923143 | 0 | 34457.6055 | 0 | 0
11546 | Area 1001 Hydrogen CT 2030 | ATC | 2029 | AEP-KPCO | 0 | 0 | 0 | 0 | 0 |  | 0 | 0 | 0 | 0 | 0 | 0 | 0 | 0 | -1 | 0 | 0 |  | 0 | 0 | 0 | 0 | 0 | 0 | 0 | 0 | 0 | 0 | 0 | 0 | 0 | -1 | 0 | 0 | 0 | 0 | 0 | 0 | 0 | 0 | 0 | 0 | 0 | 0 | 0 | 0 | 0 | 0 | 0 |  |  |  |  | 0 | 0 | 0 | 0 | 0 | 0 | 0 | 0 | 0 | 1/1/2030 | 12/31/2099 | TRUE | 2030 H2 Blend |  | 2029 |  |  |  | REF | 0 | 0 | Real 2021 ¦ 12/22/2022 3:42:52 PM | 0 | Area 1001 Hydrogen CT 2030 | 0 |  | 1 | Unit |  | PJM | 0 | 0 | 0.95 | 0 | 0 | 0 | 0 | 0 | 0 | 0 | 0 | 0
11547 | Area 1001 Hydrogen CT 2031 | ATC | 2029 | AEP-KPCO | 0 | 0 | 0 | 0 | 0 |  | 0 | 0 | 0 | 0 | 0 | 0 | 0 | 0 | -1 | 0 | 0 |  | 0 | 0 | 0 | 0 | 0 | 0 | 0 | 0 | 0 | 0 | 0 | 0 | 0 | -1 | 0 | 0 | 0 | 0 | 0 | 0 | 0 | 0 | 0 | 0 | 0 | 0 | 0 | 0 | 0 | 0 | 0 |  |  |  |  | 0 | 0 | 0 | 0 | 0 | 0 | 0 | 0 | 0 | 1/1/2031 | 12/31/2099 | TRUE | 2031 H2 Blend |  | 2029 |  |  |  | REF | 0 | 0 | Real 2021 ¦ 12/22/2022 3:42:52 PM | 0 | Area 1001 Hydrogen CT 2031 | 0 |  | 1 | Unit |  | PJM | 0 | 0 | 0.95 | 0 | 0 | 0 | 0 | 0 | 0 | 0 | 0 | 0
11548 | Area 1001 Hydrogen CT 2032 | ATC | 2029 | AEP-KPCO | 0 | 0 | 0 | 0 | 0 |  | 0 | 0 | 0 | 0 | 0 | 0 | 0 | 0 | -1 | 0 | 0 |  | 0 | 0 | 0 | 0 | 0 | 0 | 0 | 0 | 0 | 0 | 0 | 0 | 0 | -1 | 0 | 0 | 0 | 0 | 0 | 0 | 0 | 0 | 0 | 0 | 0 | 0 | 0 | 0 | 0 | 0 | 0 |  |  |  |  | 0 | 0 | 0 | 0 | 0 | 0 | 0 | 0 | 0 | 1/1/2032 | 12/31/2099 | TRUE | 2032 H2 Blend |  | 2029 |  |  |  | REF | 0 | 0 | Real 2021 ¦ 12/22/2022 3:42:52 PM | 0 | Area 1001 Hydrogen CT 2032 | 0 |  | 1 | Unit |  | PJM | 0 | 0 | 0.95 | 0 | 0 | 0 | 0 | 0 | 0 | 0 | 0 | 0
11549 | Area 1001 Hydrogen CT 2033 | ATC | 2029 | AEP-KPCO | 0 | 0 | 0 | 0 | 0 |  | 0 | 0 | 0 | 0 | 0 | 0 | 0 | 0 | -1 | 0 | 0 |  | 0 | 0 | 0 | 0 | 0 | 0 | 0 | 0 | 0 | 0 | 0 | 0 | 0 | -1 | 0 | 0 | 0 | 0 | 0 | 0 | 0 | 0 | 0 | 0 | 0 | 0 | 0 | 0 | 0 | 0 | 0 |  |  |  |  | 0 | 0 | 0 | 0 | 0 | 0 | 0 | 0 | 0 | 1/1/2033 | 12/31/2099 | TRUE | 2033 H2 Blend |  | 2029 |  |  |  | REF | 0 | 0 | Real 2021 ¦ 12/22/2022 3:42:52 PM | 0 | Area 1001 Hydrogen CT 2033 | 0 |  | 1 | Unit |  | PJM | 0 | 0 | 0.95 | 0 | 0 | 0 | 0 | 0 | 0 | 0 | 0 | 0
11550 | Area 1001 Hydrogen CT 2034 | ATC | 2029 | AEP-KPCO | 0 | 0 | 0 | 0 | 0 |  | 0 | 0 | 0 | 0 | 0 | 0 | 0 | 0 | -1 | 0 | 0 |  | 0 | 0 | 0 | 0 | 0 | 0 | 0 | 0 | 0 | 0 | 0 | 0 | 0 | -1 | 0 | 0 | 0 | 0 | 0 | 0 | 0 | 0 | 0 | 0 | 0 | 0 | 0 | 0 | 0 | 0 | 0 |  |  |  |  | 0 | 0 | 0 | 0 | 0 | 0 | 0 | 0 | 0 | 1/1/2034 | 12/31/2099 | TRUE | 2034 H2 Blend |  | 2029 |  |  |  | REF | 0 | 0 | Real 2021 ¦ 12/22/2022 3:42:52 PM | 0 | Area 1001 Hydrogen CT 2034 | 0 |  | 1 | Unit |  | PJM | 0 | 0 | 0.95 | 0 | 0 | 0 | 0 | 0 | 0 | 0 | 0 | 0
11551 | Area 1001 Hydrogen CT 2035 | ATC | 2029 | AEP-KPCO | 0 | 0 | 0 | 0 | 0 |  | 0 | 0 | 0 | 0 | 0 | 0 | 0 | 0 | -1 | 0 | 0 |  | 0 | 0 | 0 | 0 | 0 | 0 | 0 | 0 | 0 | 0 | 0 | 0 | 0 | -1 | 0 | 0 | 0 | 0 | 0 | 0 | 0 | 0 | 0 | 0 | 0 | 0 | 0 | 0 | 0 | 0 | 0 |  |  |  |  | 0 | 0 | 0 | 0 | 0 | 0 | 0 | 0 | 0 | 1/1/2035 | 12/31/2099 | TRUE | Hydrogen |  | 2029 |  |  |  | REF | 0 | 0 | Real 2021 ¦ 12/22/2022 3:42:52 PM | 0 | Area 1001 Hydrogen CT 2035 | 0 |  | 1 | Unit |  | PJM | 0 | 0 | 0.95 | 0 | 0 | 0 | 0 | 0 | 0 | 0 | 0 | 0
11552 | Area 1001 Hydrogen CT 2036 | ATC | 2029 | AEP-KPCO | 0 | 0 | 0 | 0 | 0 |  | 0 | 0 | 0 | 0 | 0 | 0 | 0 | 0 | -1 | 0 | 0 |  | 0 | 0 | 0 | 0 | 0 | 0 | 0 | 0 | 0 | 0 | 0 | 0 | 0 | -1 | 0 | 0 | 0 | 0 | 0 | 0 | 0 | 0 | 0 | 0 | 0 | 0 | 0 | 0 | 0 | 0 | 0 |  |  |  |  | 0 | 0 | 0 | 0 | 0 | 0 | 0 | 0 | 0 | 1/1/2036 | 12/31/2099 | TRUE | Hydrogen |  | 2029 |  |  |  | REF | 0 | 0 | Real 2021 ¦ 12/22/2022 3:42:52 PM | 0 | Area 1001 Hydrogen CT 2036 | 0 |  | 1 | Unit |  | PJM | 0 | 0 | 0.95 | 0 | 0 | 0 | 0 | 0 | 0 | 0 | 0 | 0
11553 | Area 1001 Hydrogen CT 2037 | ATC | 2029 | AEP-KPCO | 0 | 0 | 0 | 0 | 0 |  | 0 | 0 | 0 | 0 | 0 | 0 | 0 | 0 | -1 | 0 | 0 |  | 0 | 0 | 0 | 0 | 0 | 0 | 0 | 0 | 0 | 0 | 0 | 0 | 0 | -1 | 0 | 0 | 0 | 0 | 0 | 0 | 0 | 0 | 0 | 0 | 0 | 0 | 0 | 0 | 0 | 0 | 0 |  |  |  |  | 0 | 0 | 0 | 0 | 0 | 0 | 0 | 0 | 0 | 1/1/2037 | 12/31/2099 | TRUE | Hydrogen |  | 2029 |  |  |  | REF | 0 | 0 | Real 2021 ¦ 12/22/2022 3:42:52 PM | 0 | Area 1001 Hydrogen CT 2037 | 0 |  | 1 | Unit |  | PJM | 0 | 0 | 0.95 | 0 | 0 | 0 | 0 | 0 | 0 | 0 | 0 | 0
11554 | Area 1001 Hydrogen CT 2038 | ATC | 2029 | AEP-KPCO | 0 | 0 | 0 | 0 | 0 |  | 0 | 0 | 0 | 0 | 0 | 0 | 0 | 0 | -1 | 0 | 0 |  | 0 | 0 | 0 | 0 | 0 | 0 | 0 | 0 | 0 | 0 | 0 | 0 | 0 | -1 | 0 | 0 | 0 | 0 | 0 | 0 | 0 | 0 | 0 | 0 | 0 | 0 | 0 | 0 | 0 | 0 | 0 |  |  |  |  | 0 | 0 | 0 | 0 | 0 | 0 | 0 | 0 | 0 | 1/1/2038 | 12/31/2099 | TRUE | Hydrogen |  | 2029 |  |  |  | REF | 0 | 0 | Real 2021 ¦ 12/22/2022 3:42:52 PM | 0 | Area 1001 Hydrogen CT 2038 | 0 |  | 1 | Unit |  | PJM | 0 | 0 | 0.95 | 0 | 0 | 0 | 0 | 0 | 0 | 0 | 0 | 0
11555 | Area 1001 Hydrogen CT 2039 | ATC | 2029 | AEP-KPCO | 0 | 0 | 0 | 0 | 0 |  | 0 | 0 | 0 | 0 | 0 | 0 | 0 | 0 | -1 | 0 | 0 |  | 0 | 0 | 0 | 0 | 0 | 0 | 0 | 0 | 0 | 0 | 0 | 0 | 0 | -1 | 0 | 0 | 0 | 0 | 0 | 0 | 0 | 0 | 0 | 0 | 0 | 0 | 0 | 0 | 0 | 0 | 0 |  |  |  |  | 0 | 0 | 0 | 0 | 0 | 0 | 0 | 0 | 0 | 1/1/2039 | 12/31/2099 | TRUE | Hydrogen |  | 2029 |  |  |  | REF | 0 | 0 | Real 2021 ¦ 12/22/2022 3:42:52 PM | 0 | Area 1001 Hydrogen CT 2039 | 0 |  | 1 | Unit |  | PJM | 0 | 0 | 0.95 | 0 | 0 | 0 | 0 | 0 | 0 | 0 | 0 | 0
11556 | Area 1001 Hydrogen CT 2040 | ATC | 2029 | AEP-KPCO | 0 | 0 | 0 | 0 | 0 |  | 0 | 0 | 0 | 0 | 0 | 0 | 0 | 0 | -1 | 0 | 0 |  | 0 | 0 | 0 | 0 | 0 | 0 | 0 | 0 | 0 | 0 | 0 | 0 | 0 | -1 | 0 | 0 | 0 | 0 | 0 | 0 | 0 | 0 | 0 | 0 | 0 | 0 | 0 | 0 | 0 | 0 | 0 |  |  |  |  | 0 | 0 | 0 | 0 | 0 | 0 | 0 | 0 | 0 | 1/1/2040 | 12/31/2099 | TRUE | Hydrogen |  | 2029 |  |  |  | REF | 0 | 0 | Real 2021 ¦ 12/22/2022 3:42:52 PM | 0 | Area 1001 Hydrogen CT 2040 | 0 |  | 1 | Unit |  | PJM | 0 | 0 | 0.95 | 0 | 0 | 0 | 0 | 0 | 0 | 0 | 0 | 0
11557 | Area 1001 Hydrogen CT 2041 | ATC | 2029 | AEP-KPCO | 0 | 0 | 0 | 0 | 0 |  | 0 | 0 | 0 | 0 | 0 | 0 | 0 | 0 | -1 | 0 | 0 |  | 0 | 0 | 0 | 0 | 0 | 0 | 0 | 0 | 0 | 0 | 0 | 0 | 0 | -1 | 0 | 0 | 0 | 0 | 0 | 0 | 0 | 0 | 0 | 0 | 0 | 0 | 0 | 0 | 0 | 0 | 0 |  |  |  |  | 0 | 0 | 0 | 0 | 0 | 0 | 0 | 0 | 0 | 1/1/2041 | 12/31/2099 | TRUE | Hydrogen |  | 2029 |  |  |  | REF | 0 | 0 | Real 2021 ¦ 12/22/2022 3:42:52 PM | 0 | Area 1001 Hydrogen CT 2041 | 0 |  | 1 | Unit |  | PJM | 0 | 0 | 0.95 | 0 | 0 | 0 | 0 | 0 | 0 | 0 | 0 | 0
11558 | Area 1001 Hydrogen CT 2042 | ATC | 2029 | AEP-KPCO | 0 | 0 | 0 | 0 | 0 |  | 0 | 0 | 0 | 0 | 0 | 0 | 0 | 0 | -1 | 0 | 0 |  | 0 | 0 | 0 | 0 | 0 | 0 | 0 | 0 | 0 | 0 | 0 | 0 | 0 | -1 | 0 | 0 | 0 | 0 | 0 | 0 | 0 | 0 | 0 | 0 | 0 | 0 | 0 | 0 | 0 | 0 | 0 |  |  |  |  | 0 | 0 | 0 | 0 | 0 | 0 | 0 | 0 | 0 | 1/1/2042 | 12/31/2099 | TRUE | Hydrogen |  | 2029 |  |  |  | REF | 0 | 0 | Real 2021 ¦ 12/22/2022 3:42:52 PM | 0 | Area 1001 Hydrogen CT 2042 | 0 |  | 1 | Unit |  | PJM | 0 | 0 | 0.95 | 0 | 0 | 0 | 0 | 0 | 0 | 0 | 0 | 0
11559 | Area 1001 Hydrogen CT 2043 | ATC | 2029 | AEP-KPCO | 0 | 0 | 0 | 0 | 0 |  | 0 | 0 | 0 | 0 | 0 | 0 | 0 | 0 | -1 | 0 | 0 |  | 0 | 0 | 0 | 0 | 0 | 0 | 0 | 0 | 0 | 0 | 0 | 0 | 0 | -1 | 0 | 0 | 0 | 0 | 0 | 0 | 0 | 0 | 0 | 0 | 0 | 0 | 0 | 0 | 0 | 0 | 0 |  |  |  |  | 0 | 0 | 0 | 0 | 0 | 0 | 0 | 0 | 0 | 1/1/2043 | 12/31/2099 | TRUE | Hydrogen |  | 2029 |  |  |  | REF | 0 | 0 | Real 2021 ¦ 12/22/2022 3:42:52 PM | 0 | Area 1001 Hydrogen CT 2043 | 0 |  | 1 | Unit |  | PJM | 0 | 0 | 0.95 | 0 | 0 | 0 | 0 | 0 | 0 | 0 | 0 | 0
11560 | Area 1001 SMR 2028 | ATC | 2029 | AEP-KPCO | 525.9748 | 600 | 0 | 10.3013 | 11.3526 | 10.3013 | 10.812 | 551495.875 | 600 | 491649.75 | 59846.1211 | 0 | 0 | 0.68619 | -1 | 48116532 | 10443 | 10443 | 11187.333 | 368.1823 | 525.9748 | 4607539 | 4607539 | 0 | 0 | 100 | 48116532 | 155164 | 155164 | 0 | 0 | -1 | 0 | 0 | 0 | 33017.1367 | 0 | 0 | 0 | 0 | 0 | 0 | 0 | -443795.3125 | 14446.3193 | 14446.3193 | 0 | 0 | 0 | 0.87662 | 33.6761 | 129.9955 | -96.3194 | 0 | 58.4416 | 15.5836 | 0 | 0 | 8760 | 4607539 | 0 | 0 | 1/1/2028 | 12/31/2099 | TRUE | Uranium |  | 2029 |  |  |  | REF | 0 | 0 | Real 2021 ¦ 12/22/2022 3:42:52 PM | 0 | Area 1001 SMR 2028 | 0 |  | 1 | Unit |  | PJM | 582 | 0 | 0.97 | 0 | 0 | 0 | 0 | 4607539 | 0 | 33017.1367 | 0 | 0
11561 | Area 1001 SMR 2029 | ATC | 2029 | AEP-KPCO | 525.9748 | 600 | 0 | 10.3013 | 11.3526 | 10.3013 | 10.812 | 518270.0312 | 600 | 458423.9062 | 59846.1211 | 0 | 0 | 0.68619 | -1 | 48116372 | 10443 | 10442.998 | 11187.333 | 368.1823 | 525.9732 | 4607525 | 4607525 | 0 | 5.0799 | 100 | 48116372 | 155163.6406 | 155163.6406 | 0 | 0 | -1 | 0 | 0 | 1 | 33017.0273 | 0.0016145 | 0 | 0 | 0.0016145 | 0 | 0 | 0 | -410569.6875 | 14446.2754 | 14446.2754 | 0 | 0 | 0 | 0.87662 | 33.6761 | 122.7846 | -89.1085 | 0 | 58.4416 | 15.5836 | 0 | 0 | 8760 | 4607525 | 0 | 0 | 1/1/2029 | 12/31/2099 | TRUE | Uranium |  | 2029 |  |  |  | REF | 0 | 0 | Real 2021 ¦ 12/22/2022 3:42:52 PM | 0 | Area 1001 SMR 2029 | 0 |  | 1 | Unit |  | PJM | 582 | 0 | 0.97 | 0 | 0 | 0 | 0 | 4607539 | 0 | 33017.0273 | 0 | 0
11562 | Area 1001 SMR 2030 | ATC | 2029 | AEP-KPCO | 0 | 0 | 0 | 0 | 0 |  | 0 | 0 | 0 | 0 | 0 | 0 | 0 | 0 | -1 | 0 | 0 |  | 0 | 0 | 0 | 0 | 0 | 0 | 0 | 100 | 0 | 0 | 0 | 0 | 0 | -1 | 0 | 0 | 0 | 0 | 0 | 0 | 0 | 0 | 0 | 0 | 0 | 0 | 0 | 0 | 0 | 0 | 0 |  |  |  |  | 0 | 0 | 0 | 0 | 0 | 0 | 0 | 0 | 0 | 1/1/2030 | 12/31/2099 | TRUE | Uranium |  | 2029 |  |  |  | REF | 0 | 0 | Real 2021 ¦ 12/22/2022 3:42:52 PM | 0 | Area 1001 SMR 2030 | 0 |  | 1 | Unit |  | PJM | 0 | 0 | 0.97 | 0 | 0 | 0 | 0 | 0 | 0 | 0 | 0 | 0
11563 | Area 1001 SMR 2031 | ATC | 2029 | AEP-KPCO | 0 | 0 | 0 | 0 | 0 |  | 0 | 0 | 0 | 0 | 0 | 0 | 0 | 0 | -1 | 0 | 0 |  | 0 | 0 | 0 | 0 | 0 | 0 | 0 | 100 | 0 | 0 | 0 | 0 | 0 | -1 | 0 | 0 | 0 | 0 | 0 | 0 | 0 | 0 | 0 | 0 | 0 | 0 | 0 | 0 | 0 | 0 | 0 |  |  |  |  | 0 | 0 | 0 | 0 | 0 | 0 | 0 | 0 | 0 | 1/1/2031 | 12/31/2099 | TRUE | Uranium |  | 2029 |  |  |  | REF | 0 | 0 | Real 2021 ¦ 12/22/2022 3:42:52 PM | 0 | Area 1001 SMR 2031 | 0 |  | 1 | Unit |  | PJM | 0 | 0 | 0.97 | 0 | 0 | 0 | 0 | 0 | 0 | 0 | 0 | 0
11564 | Area 1001 SMR 2032 | ATC | 2029 | AEP-KPCO | 0 | 0 | 0 | 0 | 0 |  | 0 | 0 | 0 | 0 | 0 | 0 | 0 | 0 | -1 | 0 | 0 |  | 0 | 0 | 0 | 0 | 0 | 0 | 0 | 100 | 0 | 0 | 0 | 0 | 0 | -1 | 0 | 0 | 0 | 0 | 0 | 0 | 0 | 0 | 0 | 0 | 0 | 0 | 0 | 0 | 0 | 0 | 0 |  |  |  |  | 0 | 0 | 0 | 0 | 0 | 0 | 0 | 0 | 0 | 1/1/2032 | 12/31/2099 | TRUE | Uranium |  | 2029 |  |  |  | REF | 0 | 0 | Real 2021 ¦ 12/22/2022 3:42:52 PM | 0 | Area 1001 SMR 2032 | 0 |  | 1 | Unit |  | PJM | 0 | 0 | 0.97 | 0 | 0 | 0 | 0 | 0 | 0 | 0 | 0 | 0
11565 | Area 1001 SMR 2033 | ATC | 2029 | AEP-KPCO | 0 | 0 | 0 | 0 | 0 |  | 0 | 0 | 0 | 0 | 0 | 0 | 0 | 0 | -1 | 0 | 0 |  | 0 | 0 | 0 | 0 | 0 | 0 | 0 | 100 | 0 | 0 | 0 | 0 | 0 | -1 | 0 | 0 | 0 | 0 | 0 | 0 | 0 | 0 | 0 | 0 | 0 | 0 | 0 | 0 | 0 | 0 | 0 |  |  |  |  | 0 | 0 | 0 | 0 | 0 | 0 | 0 | 0 | 0 | 1/1/2033 | 12/31/2099 | TRUE | Uranium |  | 2029 |  |  |  | REF | 0 | 0 | Real 2021 ¦ 12/22/2022 3:42:52 PM | 0 | Area 1001 SMR 2033 | 0 |  | 1 | Unit |  | PJM | 0 | 0 | 0.97 | 0 | 0 | 0 | 0 | 0 | 0 | 0 | 0 | 0
11566 | Area 1001 SMR 2034 | ATC | 2029 | AEP-KPCO | 0 | 0 | 0 | 0 | 0 |  | 0 | 0 | 0 | 0 | 0 | 0 | 0 | 0 | -1 | 0 | 0 |  | 0 | 0 | 0 | 0 | 0 | 0 | 0 | 100 | 0 | 0 | 0 | 0 | 0 | -1 | 0 | 0 | 0 | 0 | 0 | 0 | 0 | 0 | 0 | 0 | 0 | 0 | 0 | 0 | 0 | 0 | 0 |  |  |  |  | 0 | 0 | 0 | 0 | 0 | 0 | 0 | 0 | 0 | 1/1/2034 | 12/31/2099 | TRUE | Uranium |  | 2029 |  |  |  | REF | 0 | 0 | Real 2021 ¦ 12/22/2022 3:42:52 PM | 0 | Area 1001 SMR 2034 | 0 |  | 1 | Unit |  | PJM | 0 | 0 | 0.97 | 0 | 0 | 0 | 0 | 0 | 0 | 0 | 0 | 0
11567 | Area 1001 SMR 2035 | ATC | 2029 | AEP-KPCO | 0 | 0 | 0 | 0 | 0 |  | 0 | 0 | 0 | 0 | 0 | 0 | 0 | 0 | -1 | 0 | 0 |  | 0 | 0 | 0 | 0 | 0 | 0 | 0 | 100 | 0 | 0 | 0 | 0 | 0 | -1 | 0 | 0 | 0 | 0 | 0 | 0 | 0 | 0 | 0 | 0 | 0 | 0 | 0 | 0 | 0 | 0 | 0 |  |  |  |  | 0 | 0 | 0 | 0 | 0 | 0 | 0 | 0 | 0 | 1/1/2035 | 12/31/2099 | TRUE | Uranium |  | 2029 |  |  |  | REF | 0 | 0 | Real 2021 ¦ 12/22/2022 3:42:52 PM | 0 | Area 1001 SMR 2035 | 0 |  | 1 | Unit |  | PJM | 0 | 0 | 0.97 | 0 | 0 | 0 | 0 | 0 | 0 | 0 | 0 | 0
11568 | Area 1001 SMR 2036 | ATC | 2029 | AEP-KPCO | 0 | 0 | 0 | 0 | 0 |  | 0 | 0 | 0 | 0 | 0 | 0 | 0 | 0 | -1 | 0 | 0 |  | 0 | 0 | 0 | 0 | 0 | 0 | 0 | 100 | 0 | 0 | 0 | 0 | 0 | -1 | 0 | 0 | 0 | 0 | 0 | 0 | 0 | 0 | 0 | 0 | 0 | 0 | 0 | 0 | 0 | 0 | 0 |  |  |  |  | 0 | 0 | 0 | 0 | 0 | 0 | 0 | 0 | 0 | 1/1/2036 | 12/31/2099 | TRUE | Uranium |  | 2029 |  |  |  | REF | 0 | 0 | Real 2021 ¦ 12/22/2022 3:42:52 PM | 0 | Area 1001 SMR 2036 | 0 |  | 1 | Unit |  | PJM | 0 | 0 | 0.97 | 0 | 0 | 0 | 0 | 0 | 0 | 0 | 0 | 0
11569 | Area 1001 SMR 2037 | ATC | 2029 | AEP-KPCO | 0 | 0 | 0 | 0 | 0 |  | 0 | 0 | 0 | 0 | 0 | 0 | 0 | 0 | -1 | 0 | 0 |  | 0 | 0 | 0 | 0 | 0 | 0 | 0 | 100 | 0 | 0 | 0 | 0 | 0 | -1 | 0 | 0 | 0 | 0 | 0 | 0 | 0 | 0 | 0 | 0 | 0 | 0 | 0 | 0 | 0 | 0 | 0 |  |  |  |  | 0 | 0 | 0 | 0 | 0 | 0 | 0 | 0 | 0 | 1/1/2037 | 12/31/2099 | TRUE | Uranium |  | 2029 |  |  |  | REF | 0 | 0 | Real 2021 ¦ 12/22/2022 3:42:52 PM | 0 | Area 1001 SMR 2037 | 0 |  | 1 | Unit |  | PJM | 0 | 0 | 0.97 | 0 | 0 | 0 | 0 | 0 | 0 | 0 | 0 | 0
11570 | Area 1001 SMR 2038 | ATC | 2029 | AEP-KPCO | 0 | 0 | 0 | 0 | 0 |  | 0 | 0 | 0 | 0 | 0 | 0 | 0 | 0 | -1 | 0 | 0 |  | 0 | 0 | 0 | 0 | 0 | 0 | 0 | 100 | 0 | 0 | 0 | 0 | 0 | -1 | 0 | 0 | 0 | 0 | 0 | 0 | 0 | 0 | 0 | 0 | 0 | 0 | 0 | 0 | 0 | 0 | 0 |  |  |  |  | 0 | 0 | 0 | 0 | 0 | 0 | 0 | 0 | 0 | 1/1/2038 | 12/31/2099 | TRUE | Uranium |  | 2029 |  |  |  | REF | 0 | 0 | Real 2021 ¦ 12/22/2022 3:42:52 PM | 0 | Area 1001 SMR 2038 | 0 |  | 1 | Unit |  | PJM | 0 | 0 | 0.97 | 0 | 0 | 0 | 0 | 0 | 0 | 0 | 0 | 0
11571 | Area 1001 SMR 2039 | ATC | 2029 | AEP-KPCO | 0 | 0 | 0 | 0 | 0 |  | 0 | 0 | 0 | 0 | 0 | 0 | 0 | 0 | -1 | 0 | 0 |  | 0 | 0 | 0 | 0 | 0 | 0 | 0 | 100 | 0 | 0 | 0 | 0 | 0 | -1 | 0 | 0 | 0 | 0 | 0 | 0 | 0 | 0 | 0 | 0 | 0 | 0 | 0 | 0 | 0 | 0 | 0 |  |  |  |  | 0 | 0 | 0 | 0 | 0 | 0 | 0 | 0 | 0 | 1/1/2039 | 12/31/2099 | TRUE | Uranium |  | 2029 |  |  |  | REF | 0 | 0 | Real 2021 ¦ 12/22/2022 3:42:52 PM | 0 | Area 1001 SMR 2039 | 0 |  | 1 | Unit |  | PJM | 0 | 0 | 0.97 | 0 | 0 | 0 | 0 | 0 | 0 | 0 | 0 | 0
11572 | Area 1001 SMR 2040 | ATC | 2029 | AEP-KPCO | 0 | 0 | 0 | 0 | 0 |  | 0 | 0 | 0 | 0 | 0 | 0 | 0 | 0 | -1 | 0 | 0 |  | 0 | 0 | 0 | 0 | 0 | 0 | 0 | 100 | 0 | 0 | 0 | 0 | 0 | -1 | 0 | 0 | 0 | 0 | 0 | 0 | 0 | 0 | 0 | 0 | 0 | 0 | 0 | 0 | 0 | 0 | 0 |  |  |  |  | 0 | 0 | 0 | 0 | 0 | 0 | 0 | 0 | 0 | 1/1/2040 | 12/31/2099 | TRUE | Uranium |  | 2029 |  |  |  | REF | 0 | 0 | Real 2021 ¦ 12/22/2022 3:42:52 PM | 0 | Area 1001 SMR 2040 | 0 |  | 1 | Unit |  | PJM | 0 | 0 | 0.97 | 0 | 0 | 0 | 0 | 0 | 0 | 0 | 0 | 0
11573 | Area 1001 SMR 2041 | ATC | 2029 | AEP-KPCO | 0 | 0 | 0 | 0 | 0 |  | 0 | 0 | 0 | 0 | 0 | 0 | 0 | 0 | -1 | 0 | 0 |  | 0 | 0 | 0 | 0 | 0 | 0 | 0 | 100 | 0 | 0 | 0 | 0 | 0 | -1 | 0 | 0 | 0 | 0 | 0 | 0 | 0 | 0 | 0 | 0 | 0 | 0 | 0 | 0 | 0 | 0 | 0 |  |  |  |  | 0 | 0 | 0 | 0 | 0 | 0 | 0 | 0 | 0 | 1/1/2041 | 12/31/2099 | TRUE | Uranium |  | 2029 |  |  |  | REF | 0 | 0 | Real 2021 ¦ 12/22/2022 3:42:52 PM | 0 | Area 1001 SMR 2041 | 0 |  | 1 | Unit |  | PJM | 0 | 0 | 0.97 | 0 | 0 | 0 | 0 | 0 | 0 | 0 | 0 | 0
11574 | Area 1001 SMR 2042 | ATC | 2029 | AEP-KPCO | 0 | 0 | 0 | 0 | 0 |  | 0 | 0 | 0 | 0 | 0 | 0 | 0 | 0 | -1 | 0 | 0 |  | 0 | 0 | 0 | 0 | 0 | 0 | 0 | 100 | 0 | 0 | 0 | 0 | 0 | -1 | 0 | 0 | 0 | 0 | 0 | 0 | 0 | 0 | 0 | 0 | 0 | 0 | 0 | 0 | 0 | 0 | 0 |  |  |  |  | 0 | 0 | 0 | 0 | 0 | 0 | 0 | 0 | 0 | 1/1/2042 | 12/31/2099 | TRUE | Uranium |  | 2029 |  |  |  | REF | 0 | 0 | Real 2021 ¦ 12/22/2022 3:42:52 PM | 0 | Area 1001 SMR 2042 | 0 |  | 1 | Unit |  | PJM | 0 | 0 | 0.97 | 0 | 0 | 0 | 0 | 0 | 0 | 0 | 0 | 0
11575 | Area 1001 SMR 2043 | ATC | 2029 | AEP-KPCO | 0 | 0 | 0 | 0 | 0 |  | 0 | 0 | 0 | 0 | 0 | 0 | 0 | 0 | -1 | 0 | 0 |  | 0 | 0 | 0 | 0 | 0 | 0 | 0 | 100 | 0 | 0 | 0 | 0 | 0 | -1 | 0 | 0 | 0 | 0 | 0 | 0 | 0 | 0 | 0 | 0 | 0 | 0 | 0 | 0 | 0 | 0 | 0 |  |  |  |  | 0 | 0 | 0 | 0 | 0 | 0 | 0 | 0 | 0 | 1/1/2043 | 12/31/2099 | TRUE | Uranium |  | 2029 |  |  |  | REF | 0 | 0 | Real 2021 ¦ 12/22/2022 3:42:52 PM | 0 | Area 1001 SMR 2043 | 0 |  | 1 | Unit |  | PJM | 0 | 0 | 0.97 | 0 | 0 | 0 | 0 | 0 | 0 | 0 | 0 | 0
11576 | Area 1001 Solar 2023 | ATC | 2029 | AEP-KPCO | 11.4168 | 50 | 0 | -32.9055 | -34.5508 | -32.9055 | -32.9055 | 9522.9756 | 50 | 8779.8525 | 743.1223 | 0 | 0 | 0 | -1 | 0 | 0 | 0 | 0 | 0 | 11.4168 | 100011.3438 | 100011.3438 | 0 | 0 | 0 | 0 | 3226.4685 | 3226.4685 | 0 | 0 | -1 | 0 | 0 | 365 | 0 | 0 | 0 | 0 | 0 | 0 | 0 | 0 | -3005.583 | -3290.9236 | 0 | -3290.9236 | 0 | 0 | 0.22834 | 32.261 | 62.3134 | -30.0524 | 0 | 38.5832 | 0 | 0 | 0 | 4383 | 100011.3438 | 0 | 0 | 1/1/2023 | 12/31/2099 | TRUE | Solar |  | 2029 |  |  |  | REF | 0 | 0 | Real 2021 ¦ 12/22/2022 3:42:52 PM | 0 | Area 1001 Solar 2023 | 0 |  | 1 | Unit |  | PJM | 2.5 | 0 | 0.24104 | 0 | 0 | 0 | 0 | 100011.3438 | 0 | 0 | 0 | 0
11577 | Area 1001 Solar 2024 | ATC | 2029 | AEP-KPCO | 11.4168 | 50 | 0 | -32.9055 | -34.5508 | -32.9055 | -32.9055 | 8449.5762 | 50 | 7728.4722 | 721.1039 | 0 | 0 | 0 | -1 | 0 | 0 | 0 | 0 | 0 | 11.4168 | 100011.3438 | 100011.3438 | 0 | 0 | 0 | 0 | 3226.4685 | 3226.4685 | 0 | 0 | -1 | 0 | 0 | 365 | 0 | 0 | 0 | 0 | 0 | 0 | 0 | 0 | -1932.1841 | -3290.9236 | 0 | -3290.9236 | 0 | 0 | 0.22834 | 32.261 | 51.5807 | -19.3196 | 0 | 38.5832 | 0 | 0 | 0 | 4383 | 100011.3438 | 0 | 0 | 1/1/2024 | 12/31/2099 | TRUE | Solar |  | 2029 |  |  |  | REF | 0 | 0 | Real 2021 ¦ 12/22/2022 3:42:52 PM | 0 | Area 1001 Solar 2024 | 0 |  | 1 | Unit |  | PJM | 2.5 | 0 | 0.24104 | 0 | 0 | 0 | 0 | 100011.3438 | 0 | 0 | 0 | 0
11578 | Area 1001 Solar 2025 | ATC | 2029 | AEP-KPCO | 11.4168 | 50 | 0 | -32.9055 | -34.5508 | -32.9055 | -32.9055 | 7811.0415 | 50 | 7114.7085 | 696.3331 | 0 | 0 | 0 | -1 | 0 | 0 | 0 | 0 | 0 | 11.4168 | 100011.3438 | 100011.3438 | 0 | 0 | 0 | 0 | 3226.4685 | 3226.4685 | 0 | 0 | -1 | 0 | 0 | 365 | 0 | 0 | 0 | 0 | 0 | 0 | 0 | 0 | -1293.6493 | -3290.9236 | 0 | -3290.9236 | 0 | 0 | 0.22834 | 32.261 | 45.196 | -12.935 | 0 | 38.5832 | 0 | 0 | 0 | 4383 | 100011.3438 | 0 | 0 | 1/1/2025 | 12/31/2099 | TRUE | Solar |  | 2029 |  |  |  | REF | 0 | 0 | Real 2021 ¦ 12/22/2022 3:42:52 PM | 0 | Area 1001 Solar 2025 | 0 |  | 1 | Unit |  | PJM | 2.5 | 0 | 0.24104 | 0 | 0 | 0 | 0 | 100011.3438 | 0 | 0 | 0 | 0
11579 | Area 1001 Solar 2026 | ATC | 2029 | AEP-KPCO | 11.4168 | 50 | 0 | -32.9055 | -34.5508 | -32.9055 | -32.9055 | 7538.5635 | 50 | 6864.2485 | 674.3147 | 0 | 0 | 0 | -1 | 0 | 0 | 0 | 0 | 0 | 11.4168 | 100011.3438 | 100011.3438 | 0 | 0 | 0 | 0 | 3226.4685 | 3226.4685 | 0 | 0 | -1 | 0 | 0 | 365 | 0 | 0 | 0 | 0 | 0 | 0 | 0 | 0 | -1021.1711 | -3290.9236 | 0 | -3290.9236 | 0 | 0 | 0.22834 | 32.261 | 42.4716 | -10.2106 | 0 | 38.5832 | 0 | 0 | 0 | 4383 | 100011.3438 | 0 | 0 | 1/1/2026 | 12/31/2099 | TRUE | Solar |  | 2029 |  |  |  | REF | 0 | 0 | Real 2021 ¦ 12/22/2022 3:42:52 PM | 0 | Area 1001 Solar 2026 | 0 |  | 1 | Unit |  | PJM | 2.5 | 0 | 0.24104 | 0 | 0 | 0 | 0 | 100011.3438 | 0 | 0 | 0 | 0
11580 | Area 1001 Solar 2027 | ATC | 2029 | AEP-KPCO | 11.4168 | 50 | 0 | -32.9055 | -34.5508 | -32.9055 | -32.9055 | 7277.0942 | 50 | 6624.7979 | 652.2963 | 0 | 0 | 0 | -1 | 0 | 0 | 0 | 0 | 0 | 11.4168 | 100011.3438 | 100011.3438 | 0 | 0 | 0 | 0 | 3226.4685 | 3226.4685 | 0 | 0 | -1 | 0 | 0 | 365 | 0 | 0 | 0 | 0 | 0 | 0 | 0 | 0 | -759.7021 | -3290.9236 | 0 | -3290.9236 | 0 | 0 | 0.22834 | 32.261 | 39.8572 | -7.5962 | 0 | 38.5832 | 0 | 0 | 0 | 4383 | 100011.3438 | 0 | 0 | 1/1/2027 | 12/31/2099 | TRUE | Solar |  | 2029 |  |  |  | REF | 0 | 0 | Real 2021 ¦ 12/22/2022 3:42:52 PM | 0 | Area 1001 Solar 2027 | 0 |  | 1 | Unit |  | PJM | 2.5 | 0 | 0.24104 | 0 | 0 | 0 | 0 | 100011.3438 | 0 | 0 | 0 | 0
11581 | Area 1001 Solar 2028 | ATC | 2029 | AEP-KPCO | 11.4168 | 50 | 0 | -32.9055 | -34.5508 | -32.9055 | -32.9055 | 6990.8545 | 50 | 6360.5767 | 630.2778 | 0 | 0 | 0 | -1 | 0 | 0 | 0 | 0 | 0 | 11.4168 | 100011.3438 | 100011.3438 | 0 | 0 | 0 | 0 | 3226.4685 | 3226.4685 | 0 | 0 | -1 | 0 | 0 | 365 | 0 | 0 | 0 | 0 | 0 | 0 | 0 | 0 | -473.4624 | -3290.9236 | 0 | -3290.9236 | 0 | 0 | 0.22834 | 32.261 | 36.9951 | -4.7341 | 0 | 38.5832 | 0 | 0 | 0 | 4383 | 100011.3438 | 0 | 0 | 1/1/2028 | 12/31/2099 | TRUE | Solar |  | 2029 |  |  |  | REF | 0 | 0 | Real 2021 ¦ 12/22/2022 3:42:52 PM | 0 | Area 1001 Solar 2028 | 0 |  | 1 | Unit |  | PJM | 2.5 | 0 | 0.24104 | 0 | 0 | 0 | 0 | 100011.3438 | 0 | 0 | 0 | 0
11582 | Area 1001 Solar 2029 | ATC | 2029 | AEP-KPCO | 11.4168 | 50 | 0 | -32.9055 | -34.5508 | -32.9055 | -32.9055 | 6726.6333 | 50 | 6121.1265 | 605.5071 | 0 | 0 | 0 | -1 | 0 | 0 | 0 | 0 | 0 | 11.4168 | 100011.3438 | 100011.3438 | 0 | 0 | 0 | 0 | 3226.4685 | 3226.4685 | 0 | 0 | -1 | 0 | 0 | 365 | 0 | 0 | 0 | 0 | 0 | 0 | 0 | 0 | -209.2411 | -3290.9236 | 0 | -3290.9236 | 0 | 0 | 0.22834 | 32.261 | 34.3532 | -2.0922 | 0 | 38.5832 | 0 | 0 | 0 | 4383 | 100011.3438 | 0 | 0 | 1/1/2029 | 12/31/2099 | TRUE | Solar |  | 2029 |  |  |  | REF | 0 | 0 | Real 2021 ¦ 12/22/2022 3:42:52 PM | 0 | Area 1001 Solar 2029 | 0 |  | 1 | Unit |  | PJM | 2.5 | 0 | 0.24104 | 0 | 0 | 0 | 0 | 100011.3438 | 0 | 0 | 0 | 0
11583 | Area 1001 Solar 2030 | ATC | 2029 | AEP-KPCO | 0 | 0 | 0 | 0 | 0 |  | 0 | 0 | 0 | 0 | 0 | 0 | 0 | 0 | -1 | 0 | 0 |  | 0 | 0 | 0 | 0 | 0 | 0 | 0 | 0 | 0 | 0 | 0 | 0 | 0 | -1 | 0 | 0 | 0 | 0 | 0 | 0 | 0 | 0 | 0 | 0 | 0 | 0 | 0 | 0 | 0 | 0 | 0 |  |  |  |  | 0 | 0 | 0 | 0 | 0 | 0 | 0 | 0 | 0 | 1/1/2030 | 12/31/2099 | TRUE | Solar |  | 2029 |  |  |  | REF | 0 | 0 | Real 2021 ¦ 12/22/2022 3:42:52 PM | 0 | Area 1001 Solar 2030 | 0 |  | 1 | Unit |  | PJM | 0 | 0 | 0.24104 | 0 | 0 | 0 | 0 | 0 | 0 | 0 | 0 | 0
11584 | Area 1001 Solar 2031 | ATC | 2029 | AEP-KPCO | 0 | 0 | 0 | 0 | 0 |  | 0 | 0 | 0 | 0 | 0 | 0 | 0 | 0 | -1 | 0 | 0 |  | 0 | 0 | 0 | 0 | 0 | 0 | 0 | 0 | 0 | 0 | 0 | 0 | 0 | -1 | 0 | 0 | 0 | 0 | 0 | 0 | 0 | 0 | 0 | 0 | 0 | 0 | 0 | 0 | 0 | 0 | 0 |  |  |  |  | 0 | 0 | 0 | 0 | 0 | 0 | 0 | 0 | 0 | 1/1/2031 | 12/31/2099 | TRUE | Solar |  | 2029 |  |  |  | REF | 0 | 0 | Real 2021 ¦ 12/22/2022 3:42:52 PM | 0 | Area 1001 Solar 2031 | 0 |  | 1 | Unit |  | PJM | 0 | 0 | 0.24104 | 0 | 0 | 0 | 0 | 0 | 0 | 0 | 0 | 0
11585 | Area 1001 Solar 2032 | ATC | 2029 | AEP-KPCO | 0 | 0 | 0 | 0 | 0 |  | 0 | 0 | 0 | 0 | 0 | 0 | 0 | 0 | -1 | 0 | 0 |  | 0 | 0 | 0 | 0 | 0 | 0 | 0 | 0 | 0 | 0 | 0 | 0 | 0 | -1 | 0 | 0 | 0 | 0 | 0 | 0 | 0 | 0 | 0 | 0 | 0 | 0 | 0 | 0 | 0 | 0 | 0 |  |  |  |  | 0 | 0 | 0 | 0 | 0 | 0 | 0 | 0 | 0 | 1/1/2032 | 12/31/2099 | TRUE | Solar |  | 2029 |  |  |  | REF | 0 | 0 | Real 2021 ¦ 12/22/2022 3:42:52 PM | 0 | Area 1001 Solar 2032 | 0 |  | 1 | Unit |  | PJM | 0 | 0 | 0.24104 | 0 | 0 | 0 | 0 | 0 | 0 | 0 | 0 | 0
11586 | Area 1001 Solar 2033 | ATC | 2029 | AEP-KPCO | 0 | 0 | 0 | 0 | 0 |  | 0 | 0 | 0 | 0 | 0 | 0 | 0 | 0 | -1 | 0 | 0 |  | 0 | 0 | 0 | 0 | 0 | 0 | 0 | 0 | 0 | 0 | 0 | 0 | 0 | -1 | 0 | 0 | 0 | 0 | 0 | 0 | 0 | 0 | 0 | 0 | 0 | 0 | 0 | 0 | 0 | 0 | 0 |  |  |  |  | 0 | 0 | 0 | 0 | 0 | 0 | 0 | 0 | 0 | 1/1/2033 | 12/31/2099 | TRUE | Solar |  | 2029 |  |  |  | REF | 0 | 0 | Real 2021 ¦ 12/22/2022 3:42:52 PM | 0 | Area 1001 Solar 2033 | 0 |  | 1 | Unit |  | PJM | 0 | 0 | 0.24104 | 0 | 0 | 0 | 0 | 0 | 0 | 0 | 0 | 0
11587 | Area 1001 Solar 2034 | ATC | 2029 | AEP-KPCO | 0 | 0 | 0 | 0 | 0 |  | 0 | 0 | 0 | 0 | 0 | 0 | 0 | 0 | -1 | 0 | 0 |  | 0 | 0 | 0 | 0 | 0 | 0 | 0 | 0 | 0 | 0 | 0 | 0 | 0 | -1 | 0 | 0 | 0 | 0 | 0 | 0 | 0 | 0 | 0 | 0 | 0 | 0 | 0 | 0 | 0 | 0 | 0 |  |  |  |  | 0 | 0 | 0 | 0 | 0 | 0 | 0 | 0 | 0 | 1/1/2034 | 12/31/2099 | TRUE | Solar |  | 2029 |  |  |  | REF | 0 | 0 | Real 2021 ¦ 12/22/2022 3:42:52 PM | 0 | Area 1001 Solar 2034 | 0 |  | 1 | Unit |  | PJM | 0 | 0 | 0.24104 | 0 | 0 | 0 | 0 | 0 | 0 | 0 | 0 | 0
11588 | Area 1001 Solar 2035 | ATC | 2029 | AEP-KPCO | 0 | 0 | 0 | 0 | 0 |  | 0 | 0 | 0 | 0 | 0 | 0 | 0 | 0 | -1 | 0 | 0 |  | 0 | 0 | 0 | 0 | 0 | 0 | 0 | 0 | 0 | 0 | 0 | 0 | 0 | -1 | 0 | 0 | 0 | 0 | 0 | 0 | 0 | 0 | 0 | 0 | 0 | 0 | 0 | 0 | 0 | 0 | 0 |  |  |  |  | 0 | 0 | 0 | 0 | 0 | 0 | 0 | 0 | 0 | 1/1/2035 | 12/31/2099 | TRUE | Solar |  | 2029 |  |  |  | REF | 0 | 0 | Real 2021 ¦ 12/22/2022 3:42:52 PM | 0 | Area 1001 Solar 2035 | 0 |  | 1 | Unit |  | PJM | 0 | 0 | 0.24104 | 0 | 0 | 0 | 0 | 0 | 0 | 0 | 0 | 0
11589 | Area 1001 Solar 2036 | ATC | 2029 | AEP-KPCO | 0 | 0 | 0 | 0 | 0 |  | 0 | 0 | 0 | 0 | 0 | 0 | 0 | 0 | -1 | 0 | 0 |  | 0 | 0 | 0 | 0 | 0 | 0 | 0 | 0 | 0 | 0 | 0 | 0 | 0 | -1 | 0 | 0 | 0 | 0 | 0 | 0 | 0 | 0 | 0 | 0 | 0 | 0 | 0 | 0 | 0 | 0 | 0 |  |  |  |  | 0 | 0 | 0 | 0 | 0 | 0 | 0 | 0 | 0 | 1/1/2036 | 12/31/2099 | TRUE | Solar |  | 2029 |  |  |  | REF | 0 | 0 | Real 2021 ¦ 12/22/2022 3:42:52 PM | 0 | Area 1001 Solar 2036 | 0 |  | 1 | Unit |  | PJM | 0 | 0 | 0.24104 | 0 | 0 | 0 | 0 | 0 | 0 | 0 | 0 | 0
11590 | Area 1001 Solar 2037 | ATC | 2029 | AEP-KPCO | 0 | 0 | 0 | 0 | 0 |  | 0 | 0 | 0 | 0 | 0 | 0 | 0 | 0 | -1 | 0 | 0 |  | 0 | 0 | 0 | 0 | 0 | 0 | 0 | 0 | 0 | 0 | 0 | 0 | 0 | -1 | 0 | 0 | 0 | 0 | 0 | 0 | 0 | 0 | 0 | 0 | 0 | 0 | 0 | 0 | 0 | 0 | 0 |  |  |  |  | 0 | 0 | 0 | 0 | 0 | 0 | 0 | 0 | 0 | 1/1/2037 | 12/31/2099 | TRUE | Solar |  | 2029 |  |  |  | REF | 0 | 0 | Real 2021 ¦ 12/22/2022 3:42:52 PM | 0 | Area 1001 Solar 2037 | 0 |  | 1 | Unit |  | PJM | 0 | 0 | 0.24104 | 0 | 0 | 0 | 0 | 0 | 0 | 0 | 0 | 0
11591 | Area 1001 Solar 2038 | ATC | 2029 | AEP-KPCO | 0 | 0 | 0 | 0 | 0 |  | 0 | 0 | 0 | 0 | 0 | 0 | 0 | 0 | -1 | 0 | 0 |  | 0 | 0 | 0 | 0 | 0 | 0 | 0 | 0 | 0 | 0 | 0 | 0 | 0 | -1 | 0 | 0 | 0 | 0 | 0 | 0 | 0 | 0 | 0 | 0 | 0 | 0 | 0 | 0 | 0 | 0 | 0 |  |  |  |  | 0 | 0 | 0 | 0 | 0 | 0 | 0 | 0 | 0 | 1/1/2038 | 12/31/2099 | TRUE | Solar |  | 2029 |  |  |  | REF | 0 | 0 | Real 2021 ¦ 12/22/2022 3:42:52 PM | 0 | Area 1001 Solar 2038 | 0 |  | 1 | Unit |  | PJM | 0 | 0 | 0.24104 | 0 | 0 | 0 | 0 | 0 | 0 | 0 | 0 | 0
11592 | Area 1001 Solar 2039 | ATC | 2029 | AEP-KPCO | 0 | 0 | 0 | 0 | 0 |  | 0 | 0 | 0 | 0 | 0 | 0 | 0 | 0 | -1 | 0 | 0 |  | 0 | 0 | 0 | 0 | 0 | 0 | 0 | 0 | 0 | 0 | 0 | 0 | 0 | -1 | 0 | 0 | 0 | 0 | 0 | 0 | 0 | 0 | 0 | 0 | 0 | 0 | 0 | 0 | 0 | 0 | 0 |  |  |  |  | 0 | 0 | 0 | 0 | 0 | 0 | 0 | 0 | 0 | 1/1/2039 | 12/31/2099 | TRUE | Solar |  | 2029 |  |  |  | REF | 0 | 0 | Real 2021 ¦ 12/22/2022 3:42:52 PM | 0 | Area 1001 Solar 2039 | 0 |  | 1 | Unit |  | PJM | 0 | 0 | 0.24104 | 0 | 0 | 0 | 0 | 0 | 0 | 0 | 0 | 0
11593 | Area 1001 Solar 2040 | ATC | 2029 | AEP-KPCO | 0 | 0 | 0 | 0 | 0 |  | 0 | 0 | 0 | 0 | 0 | 0 | 0 | 0 | -1 | 0 | 0 |  | 0 | 0 | 0 | 0 | 0 | 0 | 0 | 0 | 0 | 0 | 0 | 0 | 0 | -1 | 0 | 0 | 0 | 0 | 0 | 0 | 0 | 0 | 0 | 0 | 0 | 0 | 0 | 0 | 0 | 0 | 0 |  |  |  |  | 0 | 0 | 0 | 0 | 0 | 0 | 0 | 0 | 0 | 1/1/2040 | 12/31/2099 | TRUE | Solar |  | 2029 |  |  |  | REF | 0 | 0 | Real 2021 ¦ 12/22/2022 3:42:52 PM | 0 | Area 1001 Solar 2040 | 0 |  | 1 | Unit |  | PJM | 0 | 0 | 0.24104 | 0 | 0 | 0 | 0 | 0 | 0 | 0 | 0 | 0
11594 | Area 1001 Solar 2041 | ATC | 2029 | AEP-KPCO | 0 | 0 | 0 | 0 | 0 |  | 0 | 0 | 0 | 0 | 0 | 0 | 0 | 0 | -1 | 0 | 0 |  | 0 | 0 | 0 | 0 | 0 | 0 | 0 | 0 | 0 | 0 | 0 | 0 | 0 | -1 | 0 | 0 | 0 | 0 | 0 | 0 | 0 | 0 | 0 | 0 | 0 | 0 | 0 | 0 | 0 | 0 | 0 |  |  |  |  | 0 | 0 | 0 | 0 | 0 | 0 | 0 | 0 | 0 | 1/1/2041 | 12/31/2099 | TRUE | Solar |  | 2029 |  |  |  | REF | 0 | 0 | Real 2021 ¦ 12/22/2022 3:42:52 PM | 0 | Area 1001 Solar 2041 | 0 |  | 1 | Unit |  | PJM | 0 | 0 | 0.24104 | 0 | 0 | 0 | 0 | 0 | 0 | 0 | 0 | 0
11595 | Area 1001 Solar 2042 | ATC | 2029 | AEP-KPCO | 0 | 0 | 0 | 0 | 0 |  | 0 | 0 | 0 | 0 | 0 | 0 | 0 | 0 | -1 | 0 | 0 |  | 0 | 0 | 0 | 0 | 0 | 0 | 0 | 0 | 0 | 0 | 0 | 0 | 0 | -1 | 0 | 0 | 0 | 0 | 0 | 0 | 0 | 0 | 0 | 0 | 0 | 0 | 0 | 0 | 0 | 0 | 0 |  |  |  |  | 0 | 0 | 0 | 0 | 0 | 0 | 0 | 0 | 0 | 1/1/2042 | 12/31/2099 | TRUE | Solar |  | 2029 |  |  |  | REF | 0 | 0 | Real 2021 ¦ 12/22/2022 3:42:52 PM | 0 | Area 1001 Solar 2042 | 0 |  | 1 | Unit |  | PJM | 0 | 0 | 0.24104 | 0 | 0 | 0 | 0 | 0 | 0 | 0 | 0 | 0
11596 | Area 1001 Solar 2043 | ATC | 2029 | AEP-KPCO | 0 | 0 | 0 | 0 | 0 |  | 0 | 0 | 0 | 0 | 0 | 0 | 0 | 0 | -1 | 0 | 0 |  | 0 | 0 | 0 | 0 | 0 | 0 | 0 | 0 | 0 | 0 | 0 | 0 | 0 | -1 | 0 | 0 | 0 | 0 | 0 | 0 | 0 | 0 | 0 | 0 | 0 | 0 | 0 | 0 | 0 | 0 | 0 |  |  |  |  | 0 | 0 | 0 | 0 | 0 | 0 | 0 | 0 | 0 | 1/1/2043 | 12/31/2099 | TRUE | Solar |  | 2029 |  |  |  | REF | 0 | 0 | Real 2021 ¦ 12/22/2022 3:42:52 PM | 0 | Area 1001 Solar 2043 | 0 |  | 1 | Unit |  | PJM | 0 | 0 | 0.24104 | 0 | 0 | 0 | 0 | 0 | 0 | 0 | 0 | 0
11597 | Area 1001 Wind 2024 | ATC | 2029 | AEP-KPCO | 34.6852 | 100 | 0 | -32.9055 | -34.5508 | -32.9055 | -32.9055 | 20009.2578 | 100 | 17245.9434 | 2763.3142 | 0 | 0 | 0 | -1 | 0 | 0 | 0 | 0 | 0 | 34.6852 | 303842.1562 | 303842.1562 | 0 | 0 | 0 | 0 | 10260.4727 | 10260.4727 | 0 | 0 | -1 | 0 | 0 | 0 | 0 | 0 | 0 | 0 | 0 | 0 | 0 | 0 | 249.2946 | -9998.0791 | 0 | -9998.0791 | 0 | 0 | 0.34685 | 33.7691 | 32.9486 | 0.82047 | 0 | 65.3148 | 0 | 0 | 0 | 8760 | 303842.1562 | 0 | 0 | 1/1/2024 | 12/31/2099 | TRUE | Wind |  | 2029 |  |  |  | REF | 0 | 0 | Real 2021 ¦ 12/22/2022 3:42:52 PM | 0 | Area 1001 Wind 2024 | 0 |  | 1 | Unit |  | PJM | 11 | 0 | 0.11 | 0 | 0 | 0 | 0 | 303842.1562 | 0 | 0 | 0 | 0
11598 | Area 1001 Wind 2025 | ATC | 2029 | AEP-KPCO | 34.6852 | 100 | 0 | -32.9055 | -34.5508 | -32.9055 | -32.9055 | 18677.1406 | 100 | 15941.3506 | 2735.791 | 0 | 0 | 0 | -1 | 0 | 0 | 0 | 0 | 0 | 34.6852 | 303842.1562 | 303842.1562 | 0 | 0 | 0 | 0 | 10260.4727 | 10260.4727 | 0 | 0 | -1 | 0 | 0 | 0 | 0 | 0 | 0 | 0 | 0 | 0 | 0 | 0 | 1581.4102 | -9998.0791 | 0 | -9998.0791 | 0 | 0 | 0.34685 | 33.7691 | 28.5644 | 5.2047 | 0 | 65.3148 | 0 | 0 | 0 | 8760 | 303842.1562 | 0 | 0 | 1/1/2025 | 12/31/2099 | TRUE | Wind |  | 2029 |  |  |  | REF | 0 | 0 | Real 2021 ¦ 12/22/2022 3:42:52 PM | 0 | Area 1001 Wind 2025 | 0 |  | 1 | Unit |  | PJM | 11 | 0 | 0.11 | 0 | 0 | 0 | 0 | 303842.1562 | 0 | 0 | 0 | 0
11599 | Area 1001 Wind 2026 | ATC | 2029 | AEP-KPCO | 34.6852 | 100 | 0 | -32.9055 | -34.5508 | -32.9055 | -32.9055 | 18154.2031 | 100 | 15445.9355 | 2708.2681 | 0 | 0 | 0 | -1 | 0 | 0 | 0 | 0 | 0 | 34.6852 | 303842.1562 | 303842.1562 | 0 | 0 | 0 | 0 | 10260.4727 | 10260.4727 | 0 | 0 | -1 | 0 | 0 | 0 | 0 | 0 | 0 | 0 | 0 | 0 | 0 | 0 | 2104.3481 | -9998.0791 | 0 | -9998.0791 | 0 | 0 | 0.34685 | 33.7691 | 26.8433 | 6.9258 | 0 | 65.3148 | 0 | 0 | 0 | 8760 | 303842.1562 | 0 | 0 | 1/1/2026 | 12/31/2099 | TRUE | Wind |  | 2029 |  |  |  | REF | 0 | 0 | Real 2021 ¦ 12/22/2022 3:42:52 PM | 0 | Area 1001 Wind 2026 | 0 |  | 1 | Unit |  | PJM | 11 | 0 | 0.11 | 0 | 0 | 0 | 0 | 303842.1562 | 0 | 0 | 0 | 0
11600 | Area 1001 Wind 2027 | ATC | 2029 | AEP-KPCO | 34.6852 | 100 | 0 | -32.9055 | -34.5508 | -32.9055 | -32.9055 | 17664.293 | 100 | 14983.5479 | 2680.7451 | 0 | 0 | 0 | -1 | 0 | 0 | 0 | 0 | 0 | 34.6852 | 303842.1562 | 303842.1562 | 0 | 0 | 0 | 0 | 10260.4727 | 10260.4727 | 0 | 0 | -1 | 0 | 0 | 0 | 0 | 0 | 0 | 0 | 0 | 0 | 0 | 0 | 2594.2583 | -9998.0791 | 0 | -9998.0791 | 0 | 0 | 0.34685 | 33.7691 | 25.2309 | 8.5382 | 0 | 65.3148 | 0 | 0 | 0 | 8760 | 303842.1562 | 0 | 0 | 1/1/2027 | 12/31/2099 | TRUE | Wind |  | 2029 |  |  |  | REF | 0 | 0 | Real 2021 ¦ 12/22/2022 3:42:52 PM | 0 | Area 1001 Wind 2027 | 0 |  | 1 | Unit |  | PJM | 11 | 0 | 0.11 | 0 | 0 | 0 | 0 | 303842.1562 | 0 | 0 | 0 | 0
11601 | Area 1001 Wind 2028 | ATC | 2029 | AEP-KPCO | 34.6852 | 100 | 0 | -32.9055 | -34.5508 | -32.9055 | -32.9055 | 17124.8418 | 100 | 14466.1152 | 2658.7266 | 0 | 0 | 0 | -1 | 0 | 0 | 0 | 0 | 0 | 34.6852 | 303842.1562 | 303842.1562 | 0 | 0 | 0 | 0 | 10260.4727 | 10260.4727 | 0 | 0 | -1 | 0 | 0 | 0 | 0 | 0 | 0 | 0 | 0 | 0 | 0 | 0 | 3133.7102 | -9998.0791 | 0 | -9998.0791 | 0 | 0 | 0.34685 | 33.7691 | 23.4555 | 10.3136 | 0 | 65.3148 | 0 | 0 | 0 | 8760 | 303842.1562 | 0 | 0 | 1/1/2028 | 12/31/2099 | TRUE | Wind |  | 2029 |  |  |  | REF | 0 | 0 | Real 2021 ¦ 12/22/2022 3:42:52 PM | 0 | Area 1001 Wind 2028 | 0 |  | 1 | Unit |  | PJM | 11 | 0 | 0.11 | 0 | 0 | 0 | 0 | 303842.1562 | 0 | 0 | 0 | 0
11602 | Area 1001 Wind 2029 | ATC | 2029 | AEP-KPCO | 34.6852 | 100 | 0 | -32.9055 | -34.5508 | -32.9055 | -32.9055 | 16640.4355 | 100 | 14009.2324 | 2631.2036 | 0 | 0 | 0 | -1 | 0 | 0 | 0 | 0 | 0 | 34.6852 | 303842.1562 | 303842.1562 | 0 | 0 | 0 | 0 | 10260.4727 | 10260.4727 | 0 | 0 | -1 | 0 | 0 | 1 | 0 | 0 | 0 | 0 | 0 | 0 | 0 | 0 | 3618.1157 | -9998.0791 | 0 | -9998.0791 | 0 | 0 | 0.34685 | 33.7691 | 21.8612 | 11.9079 | 0 | 65.3148 | 0 | 0 | 0 | 8760 | 303842.1562 | 0 | 0 | 1/1/2029 | 12/31/2099 | TRUE | Wind |  | 2029 |  |  |  | REF | 0 | 0 | Real 2021 ¦ 12/22/2022 3:42:52 PM | 0 | Area 1001 Wind 2029 | 0 |  | 1 | Unit |  | PJM | 11 | 0 | 0.11 | 0 | 0 | 0 | 0 | 303842.1562 | 0 | 0 | 0 | 0
11603 | Area 1001 Wind 2030 | ATC | 2029 | AEP-KPCO | 0 | 0 | 0 | 0 | 0 |  | 0 | 0 | 0 | 0 | 0 | 0 | 0 | 0 | -1 | 0 | 0 |  | 0 | 0 | 0 | 0 | 0 | 0 | 0 | 0 | 0 | 0 | 0 | 0 | 0 | -1 | 0 | 0 | 0 | 0 | 0 | 0 | 0 | 0 | 0 | 0 | 0 | 0 | 0 | 0 | 0 | 0 | 0 |  |  |  |  | 0 | 0 | 0 | 0 | 0 | 0 | 0 | 0 | 0 | 1/1/2030 | 12/31/2099 | TRUE | Wind |  | 2029 |  |  |  | REF | 0 | 0 | Real 2021 ¦ 12/22/2022 3:42:52 PM | 0 | Area 1001 Wind 2030 | 0 |  | 1 | Unit |  | PJM | 0 | 0 | 0.11 | 0 | 0 | 0 | 0 | 0 | 0 | 0 | 0 | 0
11604 | Area 1001 Wind 2031 | ATC | 2029 | AEP-KPCO | 0 | 0 | 0 | 0 | 0 |  | 0 | 0 | 0 | 0 | 0 | 0 | 0 | 0 | -1 | 0 | 0 |  | 0 | 0 | 0 | 0 | 0 | 0 | 0 | 0 | 0 | 0 | 0 | 0 | 0 | -1 | 0 | 0 | 0 | 0 | 0 | 0 | 0 | 0 | 0 | 0 | 0 | 0 | 0 | 0 | 0 | 0 | 0 |  |  |  |  | 0 | 0 | 0 | 0 | 0 | 0 | 0 | 0 | 0 | 1/1/2031 | 12/31/2099 | TRUE | Wind |  | 2029 |  |  |  | REF | 0 | 0 | Real 2021 ¦ 12/22/2022 3:42:52 PM | 0 | Area 1001 Wind 2031 | 0 |  | 1 | Unit |  | PJM | 0 | 0 | 0.11 | 0 | 0 | 0 | 0 | 0 | 0 | 0 | 0 | 0
11605 | Area 1001 Wind 2032 | ATC | 2029 | AEP-KPCO | 0 | 0 | 0 | 0 | 0 |  | 0 | 0 | 0 | 0 | 0 | 0 | 0 | 0 | -1 | 0 | 0 |  | 0 | 0 | 0 | 0 | 0 | 0 | 0 | 0 | 0 | 0 | 0 | 0 | 0 | -1 | 0 | 0 | 0 | 0 | 0 | 0 | 0 | 0 | 0 | 0 | 0 | 0 | 0 | 0 | 0 | 0 | 0 |  |  |  |  | 0 | 0 | 0 | 0 | 0 | 0 | 0 | 0 | 0 | 1/1/2032 | 12/31/2099 | TRUE | Wind |  | 2029 |  |  |  | REF | 0 | 0 | Real 2021 ¦ 12/22/2022 3:42:52 PM | 0 | Area 1001 Wind 2032 | 0 |  | 1 | Unit |  | PJM | 0 | 0 | 0.11 | 0 | 0 | 0 | 0 | 0 | 0 | 0 | 0 | 0
11606 | Area 1001 Wind 2033 | ATC | 2029 | AEP-KPCO | 0 | 0 | 0 | 0 | 0 |  | 0 | 0 | 0 | 0 | 0 | 0 | 0 | 0 | -1 | 0 | 0 |  | 0 | 0 | 0 | 0 | 0 | 0 | 0 | 0 | 0 | 0 | 0 | 0 | 0 | -1 | 0 | 0 | 0 | 0 | 0 | 0 | 0 | 0 | 0 | 0 | 0 | 0 | 0 | 0 | 0 | 0 | 0 |  |  |  |  | 0 | 0 | 0 | 0 | 0 | 0 | 0 | 0 | 0 | 1/1/2033 | 12/31/2099 | TRUE | Wind |  | 2029 |  |  |  | REF | 0 | 0 | Real 2021 ¦ 12/22/2022 3:42:52 PM | 0 | Area 1001 Wind 2033 | 0 |  | 1 | Unit |  | PJM | 0 | 0 | 0.11 | 0 | 0 | 0 | 0 | 0 | 0 | 0 | 0 | 0
11607 | Area 1001 Wind 2034 | ATC | 2029 | AEP-KPCO | 0 | 0 | 0 | 0 | 0 |  | 0 | 0 | 0 | 0 | 0 | 0 | 0 | 0 | -1 | 0 | 0 |  | 0 | 0 | 0 | 0 | 0 | 0 | 0 | 0 | 0 | 0 | 0 | 0 | 0 | -1 | 0 | 0 | 0 | 0 | 0 | 0 | 0 | 0 | 0 | 0 | 0 | 0 | 0 | 0 | 0 | 0 | 0 |  |  |  |  | 0 | 0 | 0 | 0 | 0 | 0 | 0 | 0 | 0 | 1/1/2034 | 12/31/2099 | TRUE | Wind |  | 2029 |  |  |  | REF | 0 | 0 | Real 2021 ¦ 12/22/2022 3:42:52 PM | 0 | Area 1001 Wind 2034 | 0 |  | 1 | Unit |  | PJM | 0 | 0 | 0.11 | 0 | 0 | 0 | 0 | 0 | 0 | 0 | 0 | 0
11608 | Area 1001 Wind 2035 | ATC | 2029 | AEP-KPCO | 0 | 0 | 0 | 0 | 0 |  | 0 | 0 | 0 | 0 | 0 | 0 | 0 | 0 | -1 | 0 | 0 |  | 0 | 0 | 0 | 0 | 0 | 0 | 0 | 0 | 0 | 0 | 0 | 0 | 0 | -1 | 0 | 0 | 0 | 0 | 0 | 0 | 0 | 0 | 0 | 0 | 0 | 0 | 0 | 0 | 0 | 0 | 0 |  |  |  |  | 0 | 0 | 0 | 0 | 0 | 0 | 0 | 0 | 0 | 1/1/2035 | 12/31/2099 | TRUE | Wind |  | 2029 |  |  |  | REF | 0 | 0 | Real 2021 ¦ 12/22/2022 3:42:52 PM | 0 | Area 1001 Wind 2035 | 0 |  | 1 | Unit |  | PJM | 0 | 0 | 0.11 | 0 | 0 | 0 | 0 | 0 | 0 | 0 | 0 | 0
11609 | Area 1001 Wind 2036 | ATC | 2029 | AEP-KPCO | 0 | 0 | 0 | 0 | 0 |  | 0 | 0 | 0 | 0 | 0 | 0 | 0 | 0 | -1 | 0 | 0 |  | 0 | 0 | 0 | 0 | 0 | 0 | 0 | 0 | 0 | 0 | 0 | 0 | 0 | -1 | 0 | 0 | 0 | 0 | 0 | 0 | 0 | 0 | 0 | 0 | 0 | 0 | 0 | 0 | 0 | 0 | 0 |  |  |  |  | 0 | 0 | 0 | 0 | 0 | 0 | 0 | 0 | 0 | 1/1/2036 | 12/31/2099 | TRUE | Wind |  | 2029 |  |  |  | REF | 0 | 0 | Real 2021 ¦ 12/22/2022 3:42:52 PM | 0 | Area 1001 Wind 2036 | 0 |  | 1 | Unit |  | PJM | 0 | 0 | 0.11 | 0 | 0 | 0 | 0 | 0 | 0 | 0 | 0 | 0
11610 | Area 1001 Wind 2037 | ATC | 2029 | AEP-KPCO | 0 | 0 | 0 | 0 | 0 |  | 0 | 0 | 0 | 0 | 0 | 0 | 0 | 0 | -1 | 0 | 0 |  | 0 | 0 | 0 | 0 | 0 | 0 | 0 | 0 | 0 | 0 | 0 | 0 | 0 | -1 | 0 | 0 | 0 | 0 | 0 | 0 | 0 | 0 | 0 | 0 | 0 | 0 | 0 | 0 | 0 | 0 | 0 |  |  |  |  | 0 | 0 | 0 | 0 | 0 | 0 | 0 | 0 | 0 | 1/1/2037 | 12/31/2099 | TRUE | Wind |  | 2029 |  |  |  | REF | 0 | 0 | Real 2021 ¦ 12/22/2022 3:42:52 PM | 0 | Area 1001 Wind 2037 | 0 |  | 1 | Unit |  | PJM | 0 | 0 | 0.11 | 0 | 0 | 0 | 0 | 0 | 0 | 0 | 0 | 0
11611 | Area 1001 Wind 2038 | ATC | 2029 | AEP-KPCO | 0 | 0 | 0 | 0 | 0 |  | 0 | 0 | 0 | 0 | 0 | 0 | 0 | 0 | -1 | 0 | 0 |  | 0 | 0 | 0 | 0 | 0 | 0 | 0 | 0 | 0 | 0 | 0 | 0 | 0 | -1 | 0 | 0 | 0 | 0 | 0 | 0 | 0 | 0 | 0 | 0 | 0 | 0 | 0 | 0 | 0 | 0 | 0 |  |  |  |  | 0 | 0 | 0 | 0 | 0 | 0 | 0 | 0 | 0 | 1/1/2038 | 12/31/2099 | TRUE | Wind |  | 2029 |  |  |  | REF | 0 | 0 | Real 2021 ¦ 12/22/2022 3:42:52 PM | 0 | Area 1001 Wind 2038 | 0 |  | 1 | Unit |  | PJM | 0 | 0 | 0.11 | 0 | 0 | 0 | 0 | 0 | 0 | 0 | 0 | 0
11612 | Area 1001 Wind 2039 | ATC | 2029 | AEP-KPCO | 0 | 0 | 0 | 0 | 0 |  | 0 | 0 | 0 | 0 | 0 | 0 | 0 | 0 | -1 | 0 | 0 |  | 0 | 0 | 0 | 0 | 0 | 0 | 0 | 0 | 0 | 0 | 0 | 0 | 0 | -1 | 0 | 0 | 0 | 0 | 0 | 0 | 0 | 0 | 0 | 0 | 0 | 0 | 0 | 0 | 0 | 0 | 0 |  |  |  |  | 0 | 0 | 0 | 0 | 0 | 0 | 0 | 0 | 0 | 1/1/2039 | 12/31/2099 | TRUE | Wind |  | 2029 |  |  |  | REF | 0 | 0 | Real 2021 ¦ 12/22/2022 3:42:52 PM | 0 | Area 1001 Wind 2039 | 0 |  | 1 | Unit |  | PJM | 0 | 0 | 0.11 | 0 | 0 | 0 | 0 | 0 | 0 | 0 | 0 | 0
11613 | Area 1001 Wind 2040 | ATC | 2029 | AEP-KPCO | 0 | 0 | 0 | 0 | 0 |  | 0 | 0 | 0 | 0 | 0 | 0 | 0 | 0 | -1 | 0 | 0 |  | 0 | 0 | 0 | 0 | 0 | 0 | 0 | 0 | 0 | 0 | 0 | 0 | 0 | -1 | 0 | 0 | 0 | 0 | 0 | 0 | 0 | 0 | 0 | 0 | 0 | 0 | 0 | 0 | 0 | 0 | 0 |  |  |  |  | 0 | 0 | 0 | 0 | 0 | 0 | 0 | 0 | 0 | 1/1/2040 | 12/31/2099 | TRUE | Wind |  | 2029 |  |  |  | REF | 0 | 0 | Real 2021 ¦ 12/22/2022 3:42:52 PM | 0 | Area 1001 Wind 2040 | 0 |  | 1 | Unit |  | PJM | 0 | 0 | 0.11 | 0 | 0 | 0 | 0 | 0 | 0 | 0 | 0 | 0
11614 | Area 1001 Wind 2041 | ATC | 2029 | AEP-KPCO | 0 | 0 | 0 | 0 | 0 |  | 0 | 0 | 0 | 0 | 0 | 0 | 0 | 0 | -1 | 0 | 0 |  | 0 | 0 | 0 | 0 | 0 | 0 | 0 | 0 | 0 | 0 | 0 | 0 | 0 | -1 | 0 | 0 | 0 | 0 | 0 | 0 | 0 | 0 | 0 | 0 | 0 | 0 | 0 | 0 | 0 | 0 | 0 |  |  |  |  | 0 | 0 | 0 | 0 | 0 | 0 | 0 | 0 | 0 | 1/1/2041 | 12/31/2099 | TRUE | Wind |  | 2029 |  |  |  | REF | 0 | 0 | Real 2021 ¦ 12/22/2022 3:42:52 PM | 0 | Area 1001 Wind 2041 | 0 |  | 1 | Unit |  | PJM | 0 | 0 | 0.11 | 0 | 0 | 0 | 0 | 0 | 0 | 0 | 0 | 0
11615 | Area 1001 Wind 2042 | ATC | 2029 | AEP-KPCO | 0 | 0 | 0 | 0 | 0 |  | 0 | 0 | 0 | 0 | 0 | 0 | 0 | 0 | -1 | 0 | 0 |  | 0 | 0 | 0 | 0 | 0 | 0 | 0 | 0 | 0 | 0 | 0 | 0 | 0 | -1 | 0 | 0 | 0 | 0 | 0 | 0 | 0 | 0 | 0 | 0 | 0 | 0 | 0 | 0 | 0 | 0 | 0 |  |  |  |  | 0 | 0 | 0 | 0 | 0 | 0 | 0 | 0 | 0 | 1/1/2042 | 12/31/2099 | TRUE | Wind |  | 2029 |  |  |  | REF | 0 | 0 | Real 2021 ¦ 12/22/2022 3:42:52 PM | 0 | Area 1001 Wind 2042 | 0 |  | 1 | Unit |  | PJM | 0 | 0 | 0.11 | 0 | 0 | 0 | 0 | 0 | 0 | 0 | 0 | 0
11616 | Area 1001 Wind 2043 | ATC | 2029 | AEP-KPCO | 0 | 0 | 0 | 0 | 0 |  | 0 | 0 | 0 | 0 | 0 | 0 | 0 | 0 | -1 | 0 | 0 |  | 0 | 0 | 0 | 0 | 0 | 0 | 0 | 0 | 0 | 0 | 0 | 0 | 0 | -1 | 0 | 0 | 0 | 0 | 0 | 0 | 0 | 0 | 0 | 0 | 0 | 0 | 0 | 0 | 0 | 0 | 0 |  |  |  |  | 0 | 0 | 0 | 0 | 0 | 0 | 0 | 0 | 0 | 1/1/2043 | 12/31/2099 | TRUE | Wind |  | 2029 |  |  |  | REF | 0 | 0 | Real 2021 ¦ 12/22/2022 3:42:52 PM | 0 | Area 1001 Wind 2043 | 0 |  | 1 | Unit |  | PJM | 0 | 0 | 0.11 | 0 | 0 | 0 | 0 | 0 | 0 | 0 | 0 | 0
11617 | Area 1001 4-Hour Li-on Battery 2022 | ATC | 2029 | AEP-KPCO | 50 | 50 | 0 | 0 | 0 |  | 0 | 9500.957 | 50 | 8218.3828 | 1282.5741 | 0 | 0 | 0 | -1 | 0 | 0 |  | 0 | 0 | -0.92342 | -8089.1382 | -8089.1382 | 0 | 0 | 0 | 0 | 1665.7109 | 1665.7109 | 0 | 0 | -1 | 0 | 0 | 643 | 0 | 0.060905 | 0.060905 | 0 | 0 | 0 | 0 | 0 | -9174.3818 | 0 | 0 | 0 | 0 | 0 | -0.018468 |  |  |  | 0 | 0 | 0 | 0 | 0 | 4395 | 39724.8984 | 40641.9336 | -914.6625 | 1/1/2022 | 12/31/2031 | TRUE | 4-Hour Li-on Battery Storage |  | 2029 |  |  |  | REF | 0 | 0 | Real 2021 ¦ 12/22/2022 3:42:52 PM | 65.54 | Area 1001 4-Hour Li-on Battery 2022 | 0 |  | 1 | Unit |  | PJM | 48.5 | 0 | 0.97 | 0 | 0 | 0 | 0 | 438000 | 1339.1362 | 0 | 0 | 0
11618 | Area 1001 4-Hour Li-on Battery 2023 | ATC | 2029 | AEP-KPCO | 50 | 50 | 0 | 0 | 0 |  | 0 | 10579.8604 | 50 | 9404.626 | 1175.2343 | 0 | 0 | 0 | -1 | 0 | 0 |  | 0 | 0 | -0.92342 | -8089.1382 | -8089.1382 | 0 | 0 | 0 | 0 | 1665.7109 | 1665.7109 | 0 | 0 | -1 | 0 | 0 | 643 | 0 | 0.084827 | 0.084827 | 0 | 0 | 0 | 0 | 0 | -10253.2852 | 0 | 0 | 0 | 0 | 0 | -0.018468 |  |  |  | 0 | 0 | 0 | 0 | 0 | 4395 | 39724.8984 | 40641.9336 | -914.6625 | 1/1/2023 | 12/31/2032 | TRUE | 4-Hour Li-on Battery Storage |  | 2029 |  |  |  | REF | 0 | 0 | Real 2021 ¦ 12/22/2022 3:42:52 PM | 65.54 | Area 1001 4-Hour Li-on Battery 2023 | 0 |  | 1 | Unit |  | PJM | 48.5 | 0 | 0.97 | 0 | 0 | 0 | 0 | 438000 | 1339.1362 | 0 | 0 | 0
11619 | Area 1001 4-Hour Li-on Battery 2024 | ATC | 2029 | AEP-KPCO | 50 | 50 | 0 | 0 | 0 |  | 0 | 9140.4053 | 50 | 8050.4922 | 1089.9127 | 0 | 0 | 0 | -1 | 0 | 0 |  | 0 | 0 | -0.9262 | -8113.54 | -8113.54 | 0 | 0 | 0 | 0 | 1673.8796 | 1673.8796 | 0 | 0 | -1 | 0 | 0 | 643 | 0 | 0.043298 | 0.043298 | 0 | 0 | 0 | 0 | 0 | -8811.3564 | 0 | 0 | 0 | 0 | 0 | -0.018524 |  |  |  | 0 | 0 | 0 | 0 | 0 | 4407 | 39941.0195 | 40846.3789 | -902.9858 | 1/1/2024 | 12/31/2033 | TRUE | 4-Hour Li-on Battery Storage |  | 2029 |  |  |  | REF | 0 | 0 | Real 2021 ¦ 12/22/2022 3:42:52 PM | 13.82 | Area 1001 4-Hour Li-on Battery 2024 | 0 |  | 1 | Unit |  | PJM | 48.5 | 0 | 0.97 | 0 | 0 | 0 | 0 | 438000 | 1344.8317 | 0 | 0 | 0
11620 | Area 1001 4-Hour Li-on Battery 2025 | ATC | 2029 | AEP-KPCO | 50 | 50 | 0 | 0 | 0 |  | 0 | 8378.0166 | 50 | 7345.9019 | 1032.1144 | 0 | 0 | 0 | -1 | 0 | 0 |  | 0 | 0 | -0.926 | -8111.7637 | -8111.7637 | 0 | 0 | 0 | 0 | 1673.566 | 1673.566 | 0 | 0 | -1 | 0 | 0 | 643 | 0 | 0.053962 | 0.053962 | 0 | 0 | 0 | 0 | 0 | -8048.9121 | 0 | 0 | 0 | 0 | 0 | -0.01852 |  |  |  | 0 | 0 | 0 | 0 | 0 | 4407 | 39933.7773 | 40838.7109 | -902.5623 | 1/1/2025 | 12/31/2034 | TRUE | 4-Hour Li-on Battery Storage |  | 2029 |  |  |  | REF | 0 | 0 | Real 2021 ¦ 12/22/2022 3:42:52 PM | 11.37 | Area 1001 4-Hour Li-on Battery 2025 | 0 |  | 1 | Unit |  | PJM | 48.5 | 0 | 0.97 | 0 | 0 | 0 | 0 | 438000 | 1344.4619 | 0 | 0 | 0
11621 | Area 1001 4-Hour Li-on Battery 2026 | ATC | 2029 | AEP-KPCO | 50 | 50 | 0 | 0 | 0 |  | 0 | 8108.2905 | 50 | 7120.2129 | 988.0775 | 0 | 0 | 0 | -1 | 0 | 0 |  | 0 | 0 | -0.9258 | -8109.9946 | -8109.9946 | 0 | 0 | 0 | 0 | 1673.2538 | 1673.2538 | 0 | 0 | -1 | 0 | 0 | 643 | 0 | 0.032617 | 0.032617 | 0 | 0 | 0 | 0 | 0 | -7779.1304 | 0 | 0 | 0 | 0 | 0 | -0.018516 |  |  |  | 0 | 0 | 0 | 0 | 0 | 4407 | 39926.5664 | 40831.0781 | -902.1404 | 1/1/2026 | 12/31/2035 | TRUE | 4-Hour Li-on Battery Storage |  | 2029 |  |  |  | REF | 0 | 0 | Real 2021 ¦ 12/22/2022 3:42:52 PM | 8.93 | Area 1001 4-Hour Li-on Battery 2026 | 0 |  | 1 | Unit |  | PJM | 48.5 | 0 | 0.97 | 0 | 0 | 0 | 0 | 438000 | 1344.0938 | 0 | 0 | 0
11622 | Area 1001 4-Hour Li-on Battery 2027 | ATC | 2029 | AEP-KPCO | 50 | 50 | 0 | 0 | 0 |  | 0 | 7890.8584 | 50 | 6941.313 | 949.5452 | 0 | 0 | 0 | -1 | 0 | 0 |  | 0 | 0 | -0.9256 | -8108.2402 | -8108.2402 | 0 | 0 | 0 | 0 | 1672.9441 | 1672.9441 | 0 | 0 | -1 | 0 | 0 | 643 | 0 | 0.027964 | 0.027964 | 0 | 0 | 0 | 0 | 0 | -7561.6426 | 0 | 0 | 0 | 0 | 0 | -0.018512 |  |  |  | 0 | 0 | 0 | 0 | 0 | 4407 | 39919.4141 | 40823.5039 | -901.7221 | 1/1/2027 | 12/31/2036 | TRUE | 4-Hour Li-on Battery Storage |  | 2029 |  |  |  | REF | 0 | 0 | Real 2021 ¦ 12/22/2022 3:42:52 PM | 6.51 | Area 1001 4-Hour Li-on Battery 2027 | 0 |  | 1 | Unit |  | PJM | 48.5 | 0 | 0.97 | 0 | 0 | 0 | 0 | 438000 | 1343.7286 | 0 | 0 | 0
11623 | Area 1001 4-Hour Li-on Battery 2028 | ATC | 2029 | AEP-KPCO | 50 | 50 | 0 | 0 | 0 |  | 0 | 7610.123 | 50 | 6704.6147 | 905.5084 | 0 | 0 | 0 | -1 | 0 | 0 |  | 0 | 0 | -0.92543 | -8106.7729 | -8106.7729 | 0 | 0 | 0 | 0 | 1672.6974 | 1672.6974 | 0 | 0 | -1 | 0 | 0 | 643 | 0 | 0.077003 | 0.077003 | 0 | 0 | 0 | 0 | 0 | -7280.8623 | 0 | 0 | 0 | 0 | 0 | -0.018509 |  |  |  | 0 | 0 | 0 | 0 | 0 | 4407 | 39913.9141 | 40817.5859 | -901.2997 | 1/1/2028 | 12/31/2037 | TRUE | 4-Hour Li-on Battery Storage |  | 2029 |  |  |  | REF | 0 | 0 | Real 2021 ¦ 12/22/2022 3:42:52 PM | 4.35 | Area 1001 4-Hour Li-on Battery 2028 | 0 |  | 1 | Unit |  | PJM | 48.5 | 0 | 0.97 | 0 | 0 | 0 | 0 | 438000 | 1343.4364 | 0 | 0 | 0
11624 | Area 1001 4-Hour Li-on Battery 2029 | ATC | 2029 | AEP-KPCO | 50 | 50 | 0 | 0 | 0 |  | 0 | 7436.728 | 50 | 6566.9995 | 869.7284 | 0 | 0 | 0 | -1 | 0 | 0 |  | 0 | 0 | -0.9253 | -8105.6172 | -8105.6172 | 0 | 0 | 0 | 0 | 1672.5105 | 1672.5105 | 0 | 0 | -1 | 0 | 0 | 643 | 0 | 0.040705 | 0.040705 | 0 | 0 | 0 | 0 | 0 | -7107.4268 | 0 | 0 | 0 | 0 | 0 | -0.018506 |  |  |  | 0 | 0 | 0 | 0 | 0 | 4408 | 39910.0664 | 40813.332 | -900.895 | 1/1/2029 | 12/31/2038 | TRUE | 4-Hour Li-on Battery Storage |  | 2029 |  |  |  | REF | 0 | 0 | Real 2021 ¦ 12/22/2022 3:42:52 PM | 2.37 | Area 1001 4-Hour Li-on Battery 2029 | 0 |  | 1 | Unit |  | PJM | 48.5 | 0 | 0.97 | 0 | 0 | 0 | 0 | 438000 | 1343.2092 | 0 | 0 | 0
11625 | Area 1001 4-Hour Li-on Battery 2030 | ATC | 2029 | AEP-KPCO | 0 | 0 | 0 | 0 | 0 |  | 0 | 0 | 0 | 0 | 0 | 0 | 0 | 0 | -1 | 0 | 0 |  | 0 | 0 | 0 | 0 | 0 | 0 | 0 | 0 | 0 | 0 | 0 | 0 | 0 | -1 | 0 | 0 | 0 | 0 | 0 | 0 | 0 | 0 | 0 | 0 | 0 | 0 | 0 | 0 | 0 | 0 | 0 |  |  |  |  | 0 | 0 | 0 | 0 | 0 | 0 | 0 | 0 | -3.0773e-05 | 1/1/2030 | 12/31/2039 | TRUE | 4-Hour Li-on Battery Storage |  | 2029 |  |  |  | REF | 0 | 0 | Real 2021 ¦ 12/22/2022 3:42:52 PM | 0 | Area 1001 4-Hour Li-on Battery 2030 | 0 |  | 1 | Unit |  | PJM | 0 | 0 | 0.97 | 0 | 0 | 0 | 0 | 0 | 0 | 0 | 0 | 0
11626 | Area 1001 4-Hour Li-on Battery 2031 | ATC | 2029 | AEP-KPCO | 0 | 0 | 0 | 0 | 0 |  | 0 | 0 | 0 | 0 | 0 | 0 | 0 | 0 | -1 | 0 | 0 |  | 0 | 0 | 0 | 0 | 0 | 0 | 0 | 0 | 0 | 0 | 0 | 0 | 0 | -1 | 0 | 0 | 0 | 0 | 0 | 0 | 0 | 0 | 0 | 0 | 0 | 0 | 0 | 0 | 0 | 0 | 0 |  |  |  |  | 0 | 0 | 0 | 0 | 0 | 0 | 0 | 0 | -3.0773e-05 | 1/1/2031 | 12/31/2040 | TRUE | 4-Hour Li-on Battery Storage |  | 2029 |  |  |  | REF | 0 | 0 | Real 2021 ¦ 12/22/2022 3:42:52 PM | 0 | Area 1001 4-Hour Li-on Battery 2031 | 0 |  | 1 | Unit |  | PJM | 0 | 0 | 0.97 | 0 | 0 | 0 | 0 | 0 | 0 | 0 | 0 | 0
11627 | Area 1001 4-Hour Li-on Battery 2032 | ATC | 2029 | AEP-KPCO | 0 | 0 | 0 | 0 | 0 |  | 0 | 0 | 0 | 0 | 0 | 0 | 0 | 0 | -1 | 0 | 0 |  | 0 | 0 | 0 | 0 | 0 | 0 | 0 | 0 | 0 | 0 | 0 | 0 | 0 | -1 | 0 | 0 | 0 | 0 | 0 | 0 | 0 | 0 | 0 | 0 | 0 | 0 | 0 | 0 | 0 | 0 | 0 |  |  |  |  | 0 | 0 | 0 | 0 | 0 | 0 | 0 | 0 | -3.0773e-05 | 1/1/2032 | 12/31/2041 | TRUE | 4-Hour Li-on Battery Storage |  | 2029 |  |  |  | REF | 0 | 0 | Real 2021 ¦ 12/22/2022 3:42:52 PM | 0 | Area 1001 4-Hour Li-on Battery 2032 | 0 |  | 1 | Unit |  | PJM | 0 | 0 | 0.97 | 0 | 0 | 0 | 0 | 0 | 0 | 0 | 0 | 0
11628 | Area 1001 4-Hour Li-on Battery 2033 | ATC | 2029 | AEP-KPCO | 0 | 0 | 0 | 0 | 0 |  | 0 | 0 | 0 | 0 | 0 | 0 | 0 | 0 | -1 | 0 | 0 |  | 0 | 0 | 0 | 0 | 0 | 0 | 0 | 0 | 0 | 0 | 0 | 0 | 0 | -1 | 0 | 0 | 0 | 0 | 0 | 0 | 0 | 0 | 0 | 0 | 0 | 0 | 0 | 0 | 0 | 0 | 0 |  |  |  |  | 0 | 0 | 0 | 0 | 0 | 0 | 0 | 0 | -3.0773e-05 | 1/1/2033 | 12/31/2042 | TRUE | 4-Hour Li-on Battery Storage |  | 2029 |  |  |  | REF | 0 | 0 | Real 2021 ¦ 12/22/2022 3:42:52 PM | 0 | Area 1001 4-Hour Li-on Battery 2033 | 0 |  | 1 | Unit |  | PJM | 0 | 0 | 0.97 | 0 | 0 | 0 | 0 | 0 | 0 | 0 | 0 | 0
11629 | Area 1001 4-Hour Li-on Battery 2034 | ATC | 2029 | AEP-KPCO | 0 | 0 | 0 | 0 | 0 |  | 0 | 0 | 0 | 0 | 0 | 0 | 0 | 0 | -1 | 0 | 0 |  | 0 | 0 | 0 | 0 | 0 | 0 | 0 | 0 | 0 | 0 | 0 | 0 | 0 | -1 | 0 | 0 | 0 | 0 | 0 | 0 | 0 | 0 | 0 | 0 | 0 | 0 | 0 | 0 | 0 | 0 | 0 |  |  |  |  | 0 | 0 | 0 | 0 | 0 | 0 | 0 | 0 | -3.0773e-05 | 1/1/2034 | 12/31/2043 | TRUE | 4-Hour Li-on Battery Storage |  | 2029 |  |  |  | REF | 0 | 0 | Real 2021 ¦ 12/22/2022 3:42:52 PM | 0 | Area 1001 4-Hour Li-on Battery 2034 | 0 |  | 1 | Unit |  | PJM | 0 | 0 | 0.97 | 0 | 0 | 0 | 0 | 0 | 0 | 0 | 0 | 0
11630 | Area 1001 4-Hour Li-on Battery 2035 | ATC | 2029 | AEP-KPCO | 0 | 0 | 0 | 0 | 0 |  | 0 | 0 | 0 | 0 | 0 | 0 | 0 | 0 | -1 | 0 | 0 |  | 0 | 0 | 0 | 0 | 0 | 0 | 0 | 0 | 0 | 0 | 0 | 0 | 0 | -1 | 0 | 0 | 0 | 0 | 0 | 0 | 0 | 0 | 0 | 0 | 0 | 0 | 0 | 0 | 0 | 0 | 0 |  |  |  |  | 0 | 0 | 0 | 0 | 0 | 0 | 0 | 0 | -3.0773e-05 | 1/1/2035 | 12/31/2044 | TRUE | 4-Hour Li-on Battery Storage |  | 2029 |  |  |  | REF | 0 | 0 | Real 2021 ¦ 12/22/2022 3:42:52 PM | 0 | Area 1001 4-Hour Li-on Battery 2035 | 0 |  | 1 | Unit |  | PJM | 0 | 0 | 0.97 | 0 | 0 | 0 | 0 | 0 | 0 | 0 | 0 | 0
11631 | Area 1001 4-Hour Li-on Battery 2036 | ATC | 2029 | AEP-KPCO | 0 | 0 | 0 | 0 | 0 |  | 0 | 0 | 0 | 0 | 0 | 0 | 0 | 0 | -1 | 0 | 0 |  | 0 | 0 | 0 | 0 | 0 | 0 | 0 | 0 | 0 | 0 | 0 | 0 | 0 | -1 | 0 | 0 | 0 | 0 | 0 | 0 | 0 | 0 | 0 | 0 | 0 | 0 | 0 | 0 | 0 | 0 | 0 |  |  |  |  | 0 | 0 | 0 | 0 | 0 | 0 | 0 | 0 | -3.0773e-05 | 1/1/2036 | 12/31/2045 | TRUE | 4-Hour Li-on Battery Storage |  | 2029 |  |  |  | REF | 0 | 0 | Real 2021 ¦ 12/22/2022 3:42:52 PM | 0 | Area 1001 4-Hour Li-on Battery 2036 | 0 |  | 1 | Unit |  | PJM | 0 | 0 | 0.97 | 0 | 0 | 0 | 0 | 0 | 0 | 0 | 0 | 0
11632 | Area 1001 4-Hour Li-on Battery 2037 | ATC | 2029 | AEP-KPCO | 0 | 0 | 0 | 0 | 0 |  | 0 | 0 | 0 | 0 | 0 | 0 | 0 | 0 | -1 | 0 | 0 |  | 0 | 0 | 0 | 0 | 0 | 0 | 0 | 0 | 0 | 0 | 0 | 0 | 0 | -1 | 0 | 0 | 0 | 0 | 0 | 0 | 0 | 0 | 0 | 0 | 0 | 0 | 0 | 0 | 0 | 0 | 0 |  |  |  |  | 0 | 0 | 0 | 0 | 0 | 0 | 0 | 0 | -3.0773e-05 | 1/1/2037 | 12/31/2046 | TRUE | 4-Hour Li-on Battery Storage |  | 2029 |  |  |  | REF | 0 | 0 | Real 2021 ¦ 12/22/2022 3:42:52 PM | 0 | Area 1001 4-Hour Li-on Battery 2037 | 0 |  | 1 | Unit |  | PJM | 0 | 0 | 0.97 | 0 | 0 | 0 | 0 | 0 | 0 | 0 | 0 | 0
11633 | Area 1001 4-Hour Li-on Battery 2038 | ATC | 2029 | AEP-KPCO | 0 | 0 | 0 | 0 | 0 |  | 0 | 0 | 0 | 0 | 0 | 0 | 0 | 0 | -1 | 0 | 0 |  | 0 | 0 | 0 | 0 | 0 | 0 | 0 | 0 | 0 | 0 | 0 | 0 | 0 | -1 | 0 | 0 | 0 | 0 | 0 | 0 | 0 | 0 | 0 | 0 | 0 | 0 | 0 | 0 | 0 | 0 | 0 |  |  |  |  | 0 | 0 | 0 | 0 | 0 | 0 | 0 | 0 | -3.0773e-05 | 1/1/2038 | 12/31/2047 | TRUE | 4-Hour Li-on Battery Storage |  | 2029 |  |  |  | REF | 0 | 0 | Real 2021 ¦ 12/22/2022 3:42:52 PM | 0 | Area 1001 4-Hour Li-on Battery 2038 | 0 |  | 1 | Unit |  | PJM | 0 | 0 | 0.97 | 0 | 0 | 0 | 0 | 0 | 0 | 0 | 0 | 0
11634 | Area 1001 4-Hour Li-on Battery 2039 | ATC | 2029 | AEP-KPCO | 0 | 0 | 0 | 0 | 0 |  | 0 | 0 | 0 | 0 | 0 | 0 | 0 | 0 | -1 | 0 | 0 |  | 0 | 0 | 0 | 0 | 0 | 0 | 0 | 0 | 0 | 0 | 0 | 0 | 0 | -1 | 0 | 0 | 0 | 0 | 0 | 0 | 0 | 0 | 0 | 0 | 0 | 0 | 0 | 0 | 0 | 0 | 0 |  |  |  |  | 0 | 0 | 0 | 0 | 0 | 0 | 0 | 0 | -3.0773e-05 | 1/1/2039 | 12/31/2048 | TRUE | 4-Hour Li-on Battery Storage |  | 2029 |  |  |  | REF | 0 | 0 | Real 2021 ¦ 12/22/2022 3:42:52 PM | 0 | Area 1001 4-Hour Li-on Battery 2039 | 0 |  | 1 | Unit |  | PJM | 0 | 0 | 0.97 | 0 | 0 | 0 | 0 | 0 | 0 | 0 | 0 | 0
11635 | Area 1001 4-Hour Li-on Battery 2040 | ATC | 2029 | AEP-KPCO | 0 | 0 | 0 | 0 | 0 |  | 0 | 0 | 0 | 0 | 0 | 0 | 0 | 0 | -1 | 0 | 0 |  | 0 | 0 | 0 | 0 | 0 | 0 | 0 | 0 | 0 | 0 | 0 | 0 | 0 | -1 | 0 | 0 | 0 | 0 | 0 | 0 | 0 | 0 | 0 | 0 | 0 | 0 | 0 | 0 | 0 | 0 | 0 |  |  |  |  | 0 | 0 | 0 | 0 | 0 | 0 | 0 | 0 | -3.0773e-05 | 1/1/2040 | 12/31/2049 | TRUE | 4-Hour Li-on Battery Storage |  | 2029 |  |  |  | REF | 0 | 0 | Real 2021 ¦ 12/22/2022 3:42:52 PM | 0 | Area 1001 4-Hour Li-on Battery 2040 | 0 |  | 1 | Unit |  | PJM | 0 | 0 | 0.97 | 0 | 0 | 0 | 0 | 0 | 0 | 0 | 0 | 0
11636 | Area 1001 4-Hour Li-on Battery 2041 | ATC | 2029 | AEP-KPCO | 0 | 0 | 0 | 0 | 0 |  | 0 | 0 | 0 | 0 | 0 | 0 | 0 | 0 | -1 | 0 | 0 |  | 0 | 0 | 0 | 0 | 0 | 0 | 0 | 0 | 0 | 0 | 0 | 0 | 0 | -1 | 0 | 0 | 0 | 0 | 0 | 0 | 0 | 0 | 0 | 0 | 0 | 0 | 0 | 0 | 0 | 0 | 0 |  |  |  |  | 0 | 0 | 0 | 0 | 0 | 0 | 0 | 0 | -3.0773e-05 | 1/1/2041 | 12/31/2050 | TRUE | 4-Hour Li-on Battery Storage |  | 2029 |  |  |  | REF | 0 | 0 | Real 2021 ¦ 12/22/2022 3:42:52 PM | 0 | Area 1001 4-Hour Li-on Battery 2041 | 0 |  | 1 | Unit |  | PJM | 0 | 0 | 0.97 | 0 | 0 | 0 | 0 | 0 | 0 | 0 | 0 | 0
11637 | Area 1001 4-Hour Li-on Battery 2042 | ATC | 2029 | AEP-KPCO | 0 | 0 | 0 | 0 | 0 |  | 0 | 0 | 0 | 0 | 0 | 0 | 0 | 0 | -1 | 0 | 0 |  | 0 | 0 | 0 | 0 | 0 | 0 | 0 | 0 | 0 | 0 | 0 | 0 | 0 | -1 | 0 | 0 | 0 | 0 | 0 | 0 | 0 | 0 | 0 | 0 | 0 | 0 | 0 | 0 | 0 | 0 | 0 |  |  |  |  | 0 | 0 | 0 | 0 | 0 | 0 | 0 | 0 | -3.0773e-05 | 1/1/2042 | 12/31/2051 | TRUE | 4-Hour Li-on Battery Storage |  | 2029 |  |  |  | REF | 0 | 0 | Real 2021 ¦ 12/22/2022 3:42:52 PM | 0 | Area 1001 4-Hour Li-on Battery 2042 | 0 |  | 1 | Unit |  | PJM | 0 | 0 | 0.97 | 0 | 0 | 0 | 0 | 0 | 0 | 0 | 0 | 0
11638 | Area 1001 4-Hour Li-on Battery 2043 | ATC | 2029 | AEP-KPCO | 0 | 0 | 0 | 0 | 0 |  | 0 | 0 | 0 | 0 | 0 | 0 | 0 | 0 | -1 | 0 | 0 |  | 0 | 0 | 0 | 0 | 0 | 0 | 0 | 0 | 0 | 0 | 0 | 0 | 0 | -1 | 0 | 0 | 0 | 0 | 0 | 0 | 0 | 0 | 0 | 0 | 0 | 0 | 0 | 0 | 0 | 0 | 0 |  |  |  |  | 0 | 0 | 0 | 0 | 0 | 0 | 0 | 0 | -3.0773e-05 | 1/1/2043 | 12/31/2052 | TRUE | 4-Hour Li-on Battery Storage |  | 2029 |  |  |  | REF | 0 | 0 | Real 2021 ¦ 12/22/2022 3:42:52 PM | 0 | Area 1001 4-Hour Li-on Battery 2043 | 0 |  | 1 | Unit |  | PJM | 0 | 0 | 0.97 | 0 | 0 | 0 | 0 | 0 | 0 | 0 | 0 | 0
11639 | Area 1001 20-Hour Flow Battery 2022 | ATC | 2029 | AEP-KPCO | 50 | 50 | 0 | 0 | 0 |  | 0 | 21159.7207 | 50 | 20617.5156 | 542.2041 | 0 | 0 | 0 | -1 | 0 | 0 |  | 0 | 0 | -1.947 | -17055.3867 | -17055.3867 | 0 | 0 | 0 | 0 | 1477.5154 | 1477.5154 | 0 | 0 | -1 | 0 | 0 | 301 | 0 | 0.13471 | 0.13471 | 0 | 0 | 0 | 0 | 0 | -20959.7012 | 0 | 0 | 0 | 0 | 0 | -0.038939 |  |  |  | 0 | 0 | 0 | 0 | 0 | 2271 | 31915.5098 | 34279.6289 | -2361.3083 | 1/1/2022 | 12/31/2031 | TRUE | 20-Hour Flow Battery Storage |  | 2029 |  |  |  | REF | 0 | 0 | Real 2021 ¦ 12/22/2022 3:42:52 PM | 269.5695 | Area 1001 20-Hour Flow Battery 2022 | 0 |  | 1 | Unit |  | PJM | 48.5 | 0 | 0.97 | 0 | 0 | 0 | 0 | 438000 | 1277.4963 | 0 | 0 | 0
11640 | Area 1001 20-Hour Flow Battery 2023 | ATC | 2029 | AEP-KPCO | 50 | 50 | 0 | 0 | 0 |  | 0 | 24878.084 | 50 | 24366.1562 | 511.9287 | 0 | 0 | 0 | -1 | 0 | 0 |  | 0 | 0 | -1.947 | -17055.3867 | -17055.3867 | 0 | 0 | 0 | 0 | 1477.5154 | 1477.5154 | 0 | 0 | -1 | 0 | 0 | 301 | 0 | 0.029663 | 0.029663 | 0 | 0 | 0 | 0 | 0 | -24678.0664 | 0 | 0 | 0 | 0 | 0 | -0.038939 |  |  |  | 0 | 0 | 0 | 0 | 0 | 2271 | 31915.5098 | 34279.6289 | -2361.3083 | 1/1/2023 | 12/31/2032 | TRUE | 20-Hour Flow Battery Storage |  | 2029 |  |  |  | REF | 0 | 0 | Real 2021 ¦ 12/22/2022 3:42:52 PM | 269.5695 | Area 1001 20-Hour Flow Battery 2023 | 0 |  | 1 | Unit |  | PJM | 48.5 | 0 | 0.97 | 0 | 0 | 0 | 0 | 438000 | 1277.4963 | 0 | 0 | 0
11641 | Area 1001 20-Hour Flow Battery 2024 | ATC | 2029 | AEP-KPCO | 50 | 50 | 0 | 0 | 0 |  | 0 | 21649.6309 | 50 | 21165.2246 | 484.4057 | 0 | 0 | 0 | -1 | 0 | 0 |  | 0 | 0 | -1.8445 | -16157.4385 | -16157.4385 | 0 | 0 | 0 | 0 | 1438.3735 | 1438.3735 | 0 | 0 | -1 | 0 | 0 | 297 | 0 | 0.03888 | 0.03888 | 0 | 0 | 0 | 0 | 0 | -21439.709 | 0 | 0 | 0 | 0 | 0 | -0.036889 |  |  |  | 0 | 0 | 0 | 0 | 0 | 2206 | 30970.1582 | 32989.3164 | -2016.3495 | 1/1/2024 | 12/31/2033 | TRUE | 20-Hour Flow Battery Storage |  | 2029 |  |  |  | REF | 0 | 0 | Real 2021 ¦ 12/22/2022 3:42:52 PM | 16.99 | Area 1001 20-Hour Flow Battery 2024 | 0 |  | 1 | Unit |  | PJM | 48.5 | 0 | 0.97 | 0 | 0 | 0 | 0 | 438000 | 1228.4525 | 0 | 0 | 0
11642 | Area 1001 20-Hour Flow Battery 2025 | ATC | 2029 | AEP-KPCO | 50 | 50 | 0 | 0 | 0 |  | 0 | 19717.5137 | 50 | 19260.6309 | 456.8826 | 0 | 0 | 0 | -1 | 0 | 0 |  | 0 | 0 | -1.8455 | -16166.5732 | -16166.5732 | 0 | 0 | 0 | 0 | 1439.3909 | 1439.3909 | 0 | 0 | -1 | 0 | 0 | 297 | 0 | 0.03065 | 0.03065 | 0 | 0 | 0 | 0 | 0 | -19507.5625 | 0 | 0 | 0 | 0 | 0 | -0.03691 |  |  |  | 0 | 0 | 0 | 0 | 0 | 2210 | 30998.8613 | 33015.8047 | -2014.1332 | 1/1/2025 | 12/31/2034 | TRUE | 20-Hour Flow Battery Storage |  | 2029 |  |  |  | REF | 0 | 0 | Real 2021 ¦ 12/22/2022 3:42:52 PM | 14.14 | Area 1001 20-Hour Flow Battery 2025 | 0 |  | 1 | Unit |  | PJM | 48.5 | 0 | 0.97 | 0 | 0 | 0 | 0 | 438000 | 1229.4408 | 0 | 0 | 0
11643 | Area 1001 20-Hour Flow Battery 2026 | ATC | 2029 | AEP-KPCO | 50 | 50 | 0 | 0 | 0 |  | 0 | 18847.7852 | 50 | 18415.6719 | 432.1119 | 0 | 0 | 0 | -1 | 0 | 0 |  | 0 | 0 | -1.8445 | -16158.0088 | -16158.0088 | 0 | 0 | 0 | 0 | 1438.9192 | 1438.9192 | 0 | 0 | -1 | 0 | 0 | 297 | 0 | 0.033898 | 0.033898 | 0 | 0 | 0 | 0 | 0 | -18637.8047 | 0 | 0 | 0 | 0 | 0 | -0.03689 |  |  |  | 0 | 0 | 0 | 0 | 0 | 2210 | 30989.3418 | 33003.1445 | -2010.9938 | 1/1/2026 | 12/31/2035 | TRUE | 20-Hour Flow Battery Storage |  | 2029 |  |  |  | REF | 0 | 0 | Real 2021 ¦ 12/22/2022 3:42:52 PM | 11.3095 | Area 1001 20-Hour Flow Battery 2026 | 0 |  | 1 | Unit |  | PJM | 48.5 | 0 | 0.97 | 0 | 0 | 0 | 0 | 438000 | 1228.9402 | 0 | 0 | 0
11644 | Area 1001 20-Hour Flow Battery 2027 | ATC | 2029 | AEP-KPCO | 50 | 50 | 0 | 0 | 0 |  | 0 | 18063.377 | 50 | 17656.0371 | 407.3411 | 0 | 0 | 0 | -1 | 0 | 0 |  | 0 | 0 | -1.8435 | -16148.6904 | -16148.6904 | 0 | 0 | 0 | 0 | 1438.406 | 1438.406 | 0 | 0 | -1 | 0 | 0 | 297 | 0 | 0.073648 | 0.073648 | 0 | 0 | 0 | 0 | 0 | -17853.3672 | 0 | 0 | 0 | 0 | 0 | -0.036869 |  |  |  | 0 | 0 | 0 | 0 | 0 | 2210 | 30978.9844 | 32989.3711 | -2007.5781 | 1/1/2027 | 12/31/2036 | TRUE | 20-Hour Flow Battery Storage |  | 2029 |  |  |  | REF | 0 | 0 | Real 2021 ¦ 12/22/2022 3:42:52 PM | 8.23 | Area 1001 20-Hour Flow Battery 2027 | 0 |  | 1 | Unit |  | PJM | 48.5 | 0 | 0.97 | 0 | 0 | 0 | 0 | 438000 | 1228.3956 | 0 | 0 | 0
11645 | Area 1001 20-Hour Flow Battery 2028 | ATC | 2029 | AEP-KPCO | 50 | 50 | 0 | 0 | 0 |  | 0 | 17270.7129 | 50 | 16885.3906 | 385.3227 | 0 | 0 | 0 | -1 | 0 | 0 |  | 0 | 0 | -1.8424 | -16139.3184 | -16139.3184 | 0 | 0 | 0 | 0 | 1437.8862 | 1437.8862 | 0 | 0 | -1 | 0 | 0 | 297 | 0 | 0.21622 | 0.21622 | 0 | 0 | 0 | 0 | 0 | -17060.6738 | 0 | 0 | 0 | 0 | 0 | -0.036848 |  |  |  | 0 | 0 | 0 | 0 | 0 | 2210 | 30968.1855 | 32975.2539 | -2004.2572 | 1/1/2028 | 12/31/2037 | TRUE | 20-Hour Flow Battery Storage |  | 2029 |  |  |  | REF | 0 | 0 | Real 2021 ¦ 12/22/2022 3:42:52 PM | 5.35 | Area 1001 20-Hour Flow Battery 2028 | 0 |  | 1 | Unit |  | PJM | 48.5 | 0 | 0.97 | 0 | 0 | 0 | 0 | 438000 | 1227.8464 | 0 | 0 | 0
11646 | Area 1001 20-Hour Flow Battery 2029 | ATC | 2029 | AEP-KPCO | 50 | 50 | 0 | 0 | 0 |  | 0 | 16599.1504 | 50 | 16235.8467 | 363.3043 | 0 | 0 | 0 | -1 | 0 | 0 |  | 0 | 0 | -1.8407 | -16124.4385 | -16124.4385 | 0 | 0 | 0 | 0 | 1436.9178 | 1436.9178 | 0 | 0 | -1 | 0 | 0 | 296 | 0 | 0.13735 | 0.13735 | 0 | 0 | 0 | 0 | 0 | -16389.0879 | 0 | 0 | 0 | 0 | 0 | -0.036814 |  |  |  | 0 | 0 | 0 | 0 | 0 | 2205 | 30939.8691 | 32945.0156 | -2002.3365 | 1/1/2029 | 12/31/2038 | TRUE | 20-Hour Flow Battery Storage |  | 2029 |  |  |  | REF | 0 | 0 | Real 2021 ¦ 12/22/2022 3:42:52 PM | 2.81 | Area 1001 20-Hour Flow Battery 2029 | 0 |  | 1 | Unit |  | PJM | 48.5 | 0 | 0.97 | 0 | 0 | 0 | 0 | 438000 | 1226.8547 | 0 | 0 | 0
11647 | Area 1001 20-Hour Flow Battery 2030 | ATC | 2029 | AEP-KPCO | 0 | 0 | 0 | 0 | 0 |  | 0 | 0 | 0 | 0 | 0 | 0 | 0 | 0 | -1 | 0 | 0 |  | 0 | 0 | 0 | 0 | 0 | 0 | 0 | 0 | 0 | 0 | 0 | 0 | 0 | -1 | 0 | 0 | 0 | 0 | 0 | 0 | 0 | 0 | 0 | 0 | 0 | 0 | 0 | 0 | 0 | 0 | 0 |  |  |  |  | 0 | 0 | 0 | 0 | 0 | 0 | 0 | 0 | -3.449e-08 | 1/1/2030 | 12/31/2039 | TRUE | 20-Hour Flow Battery Storage |  | 2029 |  |  |  | REF | 0 | 0 | Real 2021 ¦ 12/22/2022 3:42:52 PM | 0 | Area 1001 20-Hour Flow Battery 2030 | 0 |  | 1 | Unit |  | PJM | 0 | 0 | 0.97 | 0 | 0 | 0 | 0 | 0 | 0 | 0 | 0 | 0
11648 | Area 1001 20-Hour Flow Battery 2031 | ATC | 2029 | AEP-KPCO | 0 | 0 | 0 | 0 | 0 |  | 0 | 0 | 0 | 0 | 0 | 0 | 0 | 0 | -1 | 0 | 0 |  | 0 | 0 | 0 | 0 | 0 | 0 | 0 | 0 | 0 | 0 | 0 | 0 | 0 | -1 | 0 | 0 | 0 | 0 | 0 | 0 | 0 | 0 | 0 | 0 | 0 | 0 | 0 | 0 | 0 | 0 | 0 |  |  |  |  | 0 | 0 | 0 | 0 | 0 | 0 | 0 | 0 | -3.449e-08 | 1/1/2031 | 12/31/2040 | TRUE | 20-Hour Flow Battery Storage |  | 2029 |  |  |  | REF | 0 | 0 | Real 2021 ¦ 12/22/2022 3:42:52 PM | 0 | Area 1001 20-Hour Flow Battery 2031 | 0 |  | 1 | Unit |  | PJM | 0 | 0 | 0.97 | 0 | 0 | 0 | 0 | 0 | 0 | 0 | 0 | 0
11649 | Area 1001 20-Hour Flow Battery 2032 | ATC | 2029 | AEP-KPCO | 0 | 0 | 0 | 0 | 0 |  | 0 | 0 | 0 | 0 | 0 | 0 | 0 | 0 | -1 | 0 | 0 |  | 0 | 0 | 0 | 0 | 0 | 0 | 0 | 0 | 0 | 0 | 0 | 0 | 0 | -1 | 0 | 0 | 0 | 0 | 0 | 0 | 0 | 0 | 0 | 0 | 0 | 0 | 0 | 0 | 0 | 0 | 0 |  |  |  |  | 0 | 0 | 0 | 0 | 0 | 0 | 0 | 0 | -3.449e-08 | 1/1/2032 | 12/31/2041 | TRUE | 20-Hour Flow Battery Storage |  | 2029 |  |  |  | REF | 0 | 0 | Real 2021 ¦ 12/22/2022 3:42:52 PM | 0 | Area 1001 20-Hour Flow Battery 2032 | 0 |  | 1 | Unit |  | PJM | 0 | 0 | 0.97 | 0 | 0 | 0 | 0 | 0 | 0 | 0 | 0 | 0
11650 | Area 1001 20-Hour Flow Battery 2033 | ATC | 2029 | AEP-KPCO | 0 | 0 | 0 | 0 | 0 |  | 0 | 0 | 0 | 0 | 0 | 0 | 0 | 0 | -1 | 0 | 0 |  | 0 | 0 | 0 | 0 | 0 | 0 | 0 | 0 | 0 | 0 | 0 | 0 | 0 | -1 | 0 | 0 | 0 | 0 | 0 | 0 | 0 | 0 | 0 | 0 | 0 | 0 | 0 | 0 | 0 | 0 | 0 |  |  |  |  | 0 | 0 | 0 | 0 | 0 | 0 | 0 | 0 | -3.449e-08 | 1/1/2033 | 12/31/2042 | TRUE | 20-Hour Flow Battery Storage |  | 2029 |  |  |  | REF | 0 | 0 | Real 2021 ¦ 12/22/2022 3:42:52 PM | 0 | Area 1001 20-Hour Flow Battery 2033 | 0 |  | 1 | Unit |  | PJM | 0 | 0 | 0.97 | 0 | 0 | 0 | 0 | 0 | 0 | 0 | 0 | 0
11651 | Area 1001 20-Hour Flow Battery 2034 | ATC | 2029 | AEP-KPCO | 0 | 0 | 0 | 0 | 0 |  | 0 | 0 | 0 | 0 | 0 | 0 | 0 | 0 | -1 | 0 | 0 |  | 0 | 0 | 0 | 0 | 0 | 0 | 0 | 0 | 0 | 0 | 0 | 0 | 0 | -1 | 0 | 0 | 0 | 0 | 0 | 0 | 0 | 0 | 0 | 0 | 0 | 0 | 0 | 0 | 0 | 0 | 0 |  |  |  |  | 0 | 0 | 0 | 0 | 0 | 0 | 0 | 0 | -3.0558e-06 | 1/1/2034 | 12/31/2043 | TRUE | 20-Hour Flow Battery Storage |  | 2029 |  |  |  | REF | 0 | 0 | Real 2021 ¦ 12/22/2022 3:42:52 PM | 0 | Area 1001 20-Hour Flow Battery 2034 | 0 |  | 1 | Unit |  | PJM | 0 | 0 | 0.97 | 0 | 0 | 0 | 0 | 0 | 0 | 0 | 0 | 0
11652 | Area 1001 20-Hour Flow Battery 2035 | ATC | 2029 | AEP-KPCO | 0 | 0 | 0 | 0 | 0 |  | 0 | 0 | 0 | 0 | 0 | 0 | 0 | 0 | -1 | 0 | 0 |  | 0 | 0 | 0 | 0 | 0 | 0 | 0 | 0 | 0 | 0 | 0 | 0 | 0 | -1 | 0 | 0 | 0 | 0 | 0 | 0 | 0 | 0 | 0 | 0 | 0 | 0 | 0 | 0 | 0 | 0 | 0 |  |  |  |  | 0 | 0 | 0 | 0 | 0 | 0 | 0 | 0 | -3.0558e-06 | 1/1/2035 | 12/31/2044 | TRUE | 20-Hour Flow Battery Storage |  | 2029 |  |  |  | REF | 0 | 0 | Real 2021 ¦ 12/22/2022 3:42:52 PM | 0 | Area 1001 20-Hour Flow Battery 2035 | 0 |  | 1 | Unit |  | PJM | 0 | 0 | 0.97 | 0 | 0 | 0 | 0 | 0 | 0 | 0 | 0 | 0
11653 | Area 1001 20-Hour Flow Battery 2036 | ATC | 2029 | AEP-KPCO | 0 | 0 | 0 | 0 | 0 |  | 0 | 0 | 0 | 0 | 0 | 0 | 0 | 0 | -1 | 0 | 0 |  | 0 | 0 | 0 | 0 | 0 | 0 | 0 | 0 | 0 | 0 | 0 | 0 | 0 | -1 | 0 | 0 | 0 | 0 | 0 | 0 | 0 | 0 | 0 | 0 | 0 | 0 | 0 | 0 | 0 | 0 | 0 |  |  |  |  | 0 | 0 | 0 | 0 | 0 | 0 | 0 | 0 | -3.0558e-06 | 1/1/2036 | 12/31/2045 | TRUE | 20-Hour Flow Battery Storage |  | 2029 |  |  |  | REF | 0 | 0 | Real 2021 ¦ 12/22/2022 3:42:52 PM | 0 | Area 1001 20-Hour Flow Battery 2036 | 0 |  | 1 | Unit |  | PJM | 0 | 0 | 0.97 | 0 | 0 | 0 | 0 | 0 | 0 | 0 | 0 | 0
11654 | Area 1001 20-Hour Flow Battery 2037 | ATC | 2029 | AEP-KPCO | 0 | 0 | 0 | 0 | 0 |  | 0 | 0 | 0 | 0 | 0 | 0 | 0 | 0 | -1 | 0 | 0 |  | 0 | 0 | 0 | 0 | 0 | 0 | 0 | 0 | 0 | 0 | 0 | 0 | 0 | -1 | 0 | 0 | 0 | 0 | 0 | 0 | 0 | 0 | 0 | 0 | 0 | 0 | 0 | 0 | 0 | 0 | 0 |  |  |  |  | 0 | 0 | 0 | 0 | 0 | 0 | 0 | 0 | -3.0558e-06 | 1/1/2037 | 12/31/2046 | TRUE | 20-Hour Flow Battery Storage |  | 2029 |  |  |  | REF | 0 | 0 | Real 2021 ¦ 12/22/2022 3:42:52 PM | 0 | Area 1001 20-Hour Flow Battery 2037 | 0 |  | 1 | Unit |  | PJM | 0 | 0 | 0.97 | 0 | 0 | 0 | 0 | 0 | 0 | 0 | 0 | 0
11655 | Area 1001 20-Hour Flow Battery 2038 | ATC | 2029 | AEP-KPCO | 0 | 0 | 0 | 0 | 0 |  | 0 | 0 | 0 | 0 | 0 | 0 | 0 | 0 | -1 | 0 | 0 |  | 0 | 0 | 0 | 0 | 0 | 0 | 0 | 0 | 0 | 0 | 0 | 0 | 0 | -1 | 0 | 0 | 0 | 0 | 0 | 0 | 0 | 0 | 0 | 0 | 0 | 0 | 0 | 0 | 0 | 0 | 0 |  |  |  |  | 0 | 0 | 0 | 0 | 0 | 0 | 0 | 0 | -3.0558e-06 | 1/1/2038 | 12/31/2047 | TRUE | 20-Hour Flow Battery Storage |  | 2029 |  |  |  | REF | 0 | 0 | Real 2021 ¦ 12/22/2022 3:42:52 PM | 0 | Area 1001 20-Hour Flow Battery 2038 | 0 |  | 1 | Unit |  | PJM | 0 | 0 | 0.97 | 0 | 0 | 0 | 0 | 0 | 0 | 0 | 0 | 0
11656 | Area 1001 20-Hour Flow Battery 2039 | ATC | 2029 | AEP-KPCO | 0 | 0 | 0 | 0 | 0 |  | 0 | 0 | 0 | 0 | 0 | 0 | 0 | 0 | -1 | 0 | 0 |  | 0 | 0 | 0 | 0 | 0 | 0 | 0 | 0 | 0 | 0 | 0 | 0 | 0 | -1 | 0 | 0 | 0 | 0 | 0 | 0 | 0 | 0 | 0 | 0 | 0 | 0 | 0 | 0 | 0 | 0 | 0 |  |  |  |  | 0 | 0 | 0 | 0 | 0 | 0 | 0 | 0 | -3.0558e-06 | 1/1/2039 | 12/31/2048 | TRUE | 20-Hour Flow Battery Storage |  | 2029 |  |  |  | REF | 0 | 0 | Real 2021 ¦ 12/22/2022 3:42:52 PM | 0 | Area 1001 20-Hour Flow Battery 2039 | 0 |  | 1 | Unit |  | PJM | 0 | 0 | 0.97 | 0 | 0 | 0 | 0 | 0 | 0 | 0 | 0 | 0
11657 | Area 1001 20-Hour Flow Battery 2040 | ATC | 2029 | AEP-KPCO | 0 | 0 | 0 | 0 | 0 |  | 0 | 0 | 0 | 0 | 0 | 0 | 0 | 0 | -1 | 0 | 0 |  | 0 | 0 | 0 | 0 | 0 | 0 | 0 | 0 | 0 | 0 | 0 | 0 | 0 | -1 | 0 | 0 | 0 | 0 | 0 | 0 | 0 | 0 | 0 | 0 | 0 | 0 | 0 | 0 | 0 | 0 | 0 |  |  |  |  | 0 | 0 | 0 | 0 | 0 | 0 | 0 | 0 | -3.0558e-06 | 1/1/2040 | 12/31/2049 | TRUE | 20-Hour Flow Battery Storage |  | 2029 |  |  |  | REF | 0 | 0 | Real 2021 ¦ 12/22/2022 3:42:52 PM | 0 | Area 1001 20-Hour Flow Battery 2040 | 0 |  | 1 | Unit |  | PJM | 0 | 0 | 0.97 | 0 | 0 | 0 | 0 | 0 | 0 | 0 | 0 | 0
11658 | Area 1001 20-Hour Flow Battery 2041 | ATC | 2029 | AEP-KPCO | 0 | 0 | 0 | 0 | 0 |  | 0 | 0 | 0 | 0 | 0 | 0 | 0 | 0 | -1 | 0 | 0 |  | 0 | 0 | 0 | 0 | 0 | 0 | 0 | 0 | 0 | 0 | 0 | 0 | 0 | -1 | 0 | 0 | 0 | 0 | 0 | 0 | 0 | 0 | 0 | 0 | 0 | 0 | 0 | 0 | 0 | 0 | 0 |  |  |  |  | 0 | 0 | 0 | 0 | 0 | 0 | 0 | 0 | -3.0558e-06 | 1/1/2041 | 12/31/2050 | TRUE | 20-Hour Flow Battery Storage |  | 2029 |  |  |  | REF | 0 | 0 | Real 2021 ¦ 12/22/2022 3:42:52 PM | 0 | Area 1001 20-Hour Flow Battery 2041 | 0 |  | 1 | Unit |  | PJM | 0 | 0 | 0.97 | 0 | 0 | 0 | 0 | 0 | 0 | 0 | 0 | 0
11659 | Area 1001 20-Hour Flow Battery 2042 | ATC | 2029 | AEP-KPCO | 0 | 0 | 0 | 0 | 0 |  | 0 | 0 | 0 | 0 | 0 | 0 | 0 | 0 | -1 | 0 | 0 |  | 0 | 0 | 0 | 0 | 0 | 0 | 0 | 0 | 0 | 0 | 0 | 0 | 0 | -1 | 0 | 0 | 0 | 0 | 0 | 0 | 0 | 0 | 0 | 0 | 0 | 0 | 0 | 0 | 0 | 0 | 0 |  |  |  |  | 0 | 0 | 0 | 0 | 0 | 0 | 0 | 0 | -3.0558e-06 | 1/1/2042 | 12/31/2051 | TRUE | 20-Hour Flow Battery Storage |  | 2029 |  |  |  | REF | 0 | 0 | Real 2021 ¦ 12/22/2022 3:42:52 PM | 0 | Area 1001 20-Hour Flow Battery 2042 | 0 |  | 1 | Unit |  | PJM | 0 | 0 | 0.97 | 0 | 0 | 0 | 0 | 0 | 0 | 0 | 0 | 0
11660 | Area 1001 20-Hour Flow Battery 2043 | ATC | 2029 | AEP-KPCO | 0 | 0 | 0 | 0 | 0 |  | 0 | 0 | 0 | 0 | 0 | 0 | 0 | 0 | -1 | 0 | 0 |  | 0 | 0 | 0 | 0 | 0 | 0 | 0 | 0 | 0 | 0 | 0 | 0 | 0 | -1 | 0 | 0 | 0 | 0 | 0 | 0 | 0 | 0 | 0 | 0 | 0 | 0 | 0 | 0 | 0 | 0 | 0 |  |  |  |  | 0 | 0 | 0 | 0 | 0 | 0 | 0 | 0 | -3.0558e-06 | 1/1/2043 | 12/31/2052 | TRUE | 20-Hour Flow Battery Storage |  | 2029 |  |  |  | REF | 0 | 0 | Real 2021 ¦ 12/22/2022 3:42:52 PM | 0 | Area 1001 20-Hour Flow Battery 2043 | 0 |  | 1 | Unit |  | PJM | 0 | 0 | 0.97 | 0 | 0 | 0 | 0 | 0 | 0 | 0 | 0 | 0
11661 | Area 1001 20-Hour Pumped Thermal 2022 | ATC | 2029 | AEP-KPCO | 50 | 50 | 0 | 0 | 0 |  | 0 | 14796.3916 | 50 | 12258.7666 | 2537.6252 | 0 | 0 | 0 | -1 | 0 | 0 |  | 0 | 0 | -1.5721 | -13771.2295 | -13771.2295 | 0 | 0 | 0 | 0 | 992.8256 | 992.8256 | 0 | 0 | -1 | 0 | 0 | 204 | 0 | 0.12094 | 0.12094 | 0 | 0 | 0 | 0 | 0 | -14675.6875 | 0 | 0 | 0 | 0 | 0 | -0.031441 |  |  |  | 0 | 0 | 0 | 0 | 0 | 1573 | 20257.8379 | 22118.8945 | -1857.746 | 1/1/2022 | 12/31/2099 | TRUE | 20-Hour Pumped Thermal Storage |  | 2029 |  |  |  | REF | 0 | 0 | Real 2021 ¦ 12/22/2022 3:42:52 PM | 271.6895 | Area 1001 20-Hour Pumped Thermal 2022 | 0 |  | 1 | Unit |  | PJM | 48.5 | 0 | 0.97 | 0 | 0 | 0 | 0 | 438000 | 872.1215 | 0 | 0 | 0
11662 | Area 1001 20-Hour Pumped Thermal 2023 | ATC | 2029 | AEP-KPCO | 50 | 50 | 0 | 0 | 0 |  | 0 | 17490.8984 | 50 | 15005.5664 | 2485.3313 | 0 | 0 | 0 | -1 | 0 | 0 |  | 0 | 0 | -1.5721 | -13771.2295 | -13771.2295 | 0 | 0 | 0 | 0 | 992.8256 | 992.8256 | 0 | 0 | -1 | 0 | 0 | 204 | 0 | 0.17988 | 0.17988 | 0 | 0 | 0 | 0 | 0 | -17370.1934 | 0 | 0 | 0 | 0 | 0 | -0.031441 |  |  |  | 0 | 0 | 0 | 0 | 0 | 1573 | 20257.8379 | 22118.8945 | -1857.746 | 1/1/2023 | 12/31/2099 | TRUE | 20-Hour Pumped Thermal Storage |  | 2029 |  |  |  | REF | 0 | 0 | Real 2021 ¦ 12/22/2022 3:42:52 PM | 271.6895 | Area 1001 20-Hour Pumped Thermal 2023 | 0 |  | 1 | Unit |  | PJM | 48.5 | 0 | 0.97 | 0 | 0 | 0 | 0 | 438000 | 872.1215 | 0 | 0 | 0
11663 | Area 1001 20-Hour Pumped Thermal 2024 | ATC | 2029 | AEP-KPCO | 50 | 50 | 0 | 0 | 0 |  | 0 | 15935.8457 | 50 | 13502.8086 | 2433.0376 | 0 | 0 | 0 | -1 | 0 | 0 |  | 0 | 0 | -1.4145 | -12390.877 | -12390.877 | 0 | 0 | 0 | 0 | 934.5895 | 934.5895 | 0 | 0 | -1 | 0 | 0 | 201 | 0 | 0.080969 | 0.080969 | 0 | 0 | 0 | 0 | 0 | -15800.2002 | 0 | 0 | 0 | 0 | 0 | -0.02829 |  |  |  | 0 | 0 | 0 | 0 | 0 | 1476 | 18923.3594 | 20354.2539 | -1427.5845 | 1/1/2024 | 12/31/2099 | TRUE | 20-Hour Pumped Thermal Storage |  | 2029 |  |  |  | REF | 0 | 0 | Real 2021 ¦ 12/22/2022 3:42:52 PM | 18.93 | Area 1001 20-Hour Pumped Thermal 2024 | 0 |  | 1 | Unit |  | PJM | 48.5 | 0 | 0.97 | 0 | 0 | 0 | 0 | 438000 | 798.9438 | 0 | 0 | 0
11664 | Area 1001 20-Hour Pumped Thermal 2025 | ATC | 2029 | AEP-KPCO | 50 | 50 | 0 | 0 | 0 |  | 0 | 15110.1543 | 50 | 12729.4102 | 2380.7439 | 0 | 0 | 0 | -1 | 0 | 0 |  | 0 | 0 | -1.4125 | -12373.2012 | -12373.2012 | 0 | 0 | 0 | 0 | 933.6757 | 933.6757 | 0 | 0 | -1 | 0 | 0 | 201 | 0 | 0.01227 | 0.01227 | 0 | 0 | 0 | 0 | 0 | -14974.4502 | 0 | 0 | 0 | 0 | 0 | -0.028249 |  |  |  | 0 | 0 | 0 | 0 | 0 | 1476 | 18900.6191 | 20327.9824 | -1424.0542 | 1/1/2025 | 12/31/2099 | TRUE | 20-Hour Pumped Thermal Storage |  | 2029 |  |  |  | REF | 0 | 0 | Real 2021 ¦ 12/22/2022 3:42:52 PM | 15.9 | Area 1001 20-Hour Pumped Thermal 2025 | 0 |  | 1 | Unit |  | PJM | 48.5 | 0 | 0.97 | 0 | 0 | 0 | 0 | 438000 | 797.972 | 0 | 0 | 0
11665 | Area 1001 20-Hour Pumped Thermal 2026 | ATC | 2029 | AEP-KPCO | 50 | 50 | 0 | 0 | 0 |  | 0 | 14939.5117 | 50 | 12608.3086 | 2331.2024 | 0 | 0 | 0 | -1 | 0 | 0 |  | 0 | 0 | -1.4102 | -12353.6562 | -12353.6562 | 0 | 0 | 0 | 0 | 932.6653 | 932.6653 | 0 | 0 | -1 | 0 | 0 | 201 | 0 | 0.061608 | 0.061608 | 0 | 0 | 0 | 0 | 0 | -14803.7432 | 0 | 0 | 0 | 0 | 0 | -0.028205 |  |  |  | 0 | 0 | 0 | 0 | 0 | 1476 | 18875.4746 | 20298.9355 | -1420.1505 | 1/1/2026 | 12/31/2099 | TRUE | 20-Hour Pumped Thermal Storage |  | 2029 |  |  |  | REF | 0 | 0 | Real 2021 ¦ 12/22/2022 3:42:52 PM | 12.5495 | Area 1001 20-Hour Pumped Thermal 2026 | 0 |  | 1 | Unit |  | PJM | 48.5 | 0 | 0.97 | 0 | 0 | 0 | 0 | 438000 | 796.8974 | 0 | 0 | 0
11666 | Area 1001 20-Hour Pumped Thermal 2027 | ATC | 2029 | AEP-KPCO | 50 | 50 | 0 | 0 | 0 |  | 0 | 14804.6484 | 50 | 12522.9873 | 2281.6609 | 0 | 0 | 0 | -1 | 0 | 0 |  | 0 | 0 | -1.4082 | -12335.6328 | -12335.6328 | 0 | 0 | 0 | 0 | 931.7336 | 931.7336 | 0 | 0 | -1 | 0 | 0 | 201 | 0 | 0.086923 | 0.086923 | 0 | 0 | 0 | 0 | 0 | -14668.8213 | 0 | 0 | 0 | 0 | 0 | -0.028164 |  |  |  | 0 | 0 | 0 | 0 | 0 | 1476 | 18852.2871 | 20272.1484 | -1416.5509 | 1/1/2027 | 12/31/2099 | TRUE | 20-Hour Pumped Thermal Storage |  | 2029 |  |  |  | REF | 0 | 0 | Real 2021 ¦ 12/22/2022 3:42:52 PM | 9.46 | Area 1001 20-Hour Pumped Thermal 2027 | 0 |  | 1 | Unit |  | PJM | 48.5 | 0 | 0.97 | 0 | 0 | 0 | 0 | 438000 | 795.9064 | 0 | 0 | 0
11667 | Area 1001 20-Hour Pumped Thermal 2028 | ATC | 2029 | AEP-KPCO | 50 | 50 | 0 | 0 | 0 |  | 0 | 14639.5098 | 50 | 12407.3906 | 2232.1194 | 0 | 0 | 0 | -1 | 0 | 0 |  | 0 | 0 | -1.4061 | -12317.1992 | -12317.1992 | 0 | 0 | 0 | 0 | 930.7806 | 930.7806 | 0 | 0 | -1 | 0 | 0 | 201 | 0 | 0.083682 | 0.083682 | 0 | 0 | 0 | 0 | 0 | -14503.6221 | 0 | 0 | 0 | 0 | 0 | -0.028121 |  |  |  | 0 | 0 | 0 | 0 | 0 | 1476 | 18828.5723 | 20244.752 | -1412.8691 | 1/1/2028 | 12/31/2099 | TRUE | 20-Hour Pumped Thermal Storage |  | 2029 |  |  |  | REF | 0 | 0 | Real 2021 ¦ 12/22/2022 3:42:52 PM | 6.3 | Area 1001 20-Hour Pumped Thermal 2028 | 0 |  | 1 | Unit |  | PJM | 48.5 | 0 | 0.97 | 0 | 0 | 0 | 0 | 438000 | 794.8929 | 0 | 0 | 0
11668 | Area 1001 20-Hour Pumped Thermal 2029 | ATC | 2029 | AEP-KPCO | 50 | 50 | 0 | 0 | 0 |  | 0 | 14543.1797 | 50 | 12357.8496 | 2185.3301 | 0 | 0 | 0 | -1 | 0 | 0 |  | 0 | 0 | -1.4041 | -12299.6436 | -12299.6436 | 0 | 0 | 0 | 0 | 929.8789 | 929.8789 | 0 | 0 | -1 | 0 | 0 | 200 | 0 | 0.23082 | 0.23082 | 0 | 0 | 0 | 0 | 0 | -14407.2373 | 0 | 0 | 0 | 0 | 0 | -0.028081 |  |  |  | 0 | 0 | 0 | 0 | 0 | 1472 | 18806.1348 | 20218.7559 | -1409.3109 | 1/1/2029 | 12/31/2099 | TRUE | 20-Hour Pumped Thermal Storage |  | 2029 |  |  |  | REF | 0 | 0 | Real 2021 ¦ 12/22/2022 3:42:52 PM | 3.31 | Area 1001 20-Hour Pumped Thermal 2029 | 0 |  | 1 | Unit |  | PJM | 48.5 | 0 | 0.97 | 0 | 0 | 0 | 0 | 438000 | 793.9367 | 0 | 0 | 0
11669 | Area 1001 20-Hour Pumped Thermal 2030 | ATC | 2029 | AEP-KPCO | 0 | 0 | 0 | 0 | 0 |  | 0 | 0 | 0 | 0 | 0 | 0 | 0 | 0 | -1 | 0 | 0 |  | 0 | 0 | 0 | 0 | 0 | 0 | 0 | 0 | 0 | 0 | 0 | 0 | 0 | -1 | 0 | 0 | 0 | 0 | 0 | 0 | 0 | 0 | 0 | 0 | 0 | 0 | 0 | 0 | 0 | 0 | 0 |  |  |  |  | 0 | 0 | 0 | 0 | 0 | 0 | 0 | 0 | -3.0558e-06 | 1/1/2030 | 12/31/2099 | TRUE | 20-Hour Pumped Thermal Storage |  | 2029 |  |  |  | REF | 0 | 0 | Real 2021 ¦ 12/22/2022 3:42:52 PM | 0 | Area 1001 20-Hour Pumped Thermal 2030 | 0 |  | 1 | Unit |  | PJM | 0 | 0 | 0.97 | 0 | 0 | 0 | 0 | 0 | 0 | 0 | 0 | 0
11670 | Area 1001 20-Hour Pumped Thermal 2031 | ATC | 2029 | AEP-KPCO | 0 | 0 | 0 | 0 | 0 |  | 0 | 0 | 0 | 0 | 0 | 0 | 0 | 0 | -1 | 0 | 0 |  | 0 | 0 | 0 | 0 | 0 | 0 | 0 | 0 | 0 | 0 | 0 | 0 | 0 | -1 | 0 | 0 | 0 | 0 | 0 | 0 | 0 | 0 | 0 | 0 | 0 | 0 | 0 | 0 | 0 | 0 | 0 |  |  |  |  | 0 | 0 | 0 | 0 | 0 | 0 | 0 | 0 | -3.0558e-06 | 1/1/2031 | 12/31/2099 | TRUE | 20-Hour Pumped Thermal Storage |  | 2029 |  |  |  | REF | 0 | 0 | Real 2021 ¦ 12/22/2022 3:42:52 PM | 0 | Area 1001 20-Hour Pumped Thermal 2031 | 0 |  | 1 | Unit |  | PJM | 0 | 0 | 0.97 | 0 | 0 | 0 | 0 | 0 | 0 | 0 | 0 | 0
11671 | Area 1001 20-Hour Pumped Thermal 2032 | ATC | 2029 | AEP-KPCO | 0 | 0 | 0 | 0 | 0 |  | 0 | 0 | 0 | 0 | 0 | 0 | 0 | 0 | -1 | 0 | 0 |  | 0 | 0 | 0 | 0 | 0 | 0 | 0 | 0 | 0 | 0 | 0 | 0 | 0 | -1 | 0 | 0 | 0 | 0 | 0 | 0 | 0 | 0 | 0 | 0 | 0 | 0 | 0 | 0 | 0 | 0 | 0 |  |  |  |  | 0 | 0 | 0 | 0 | 0 | 0 | 0 | 0 | -3.0558e-06 | 1/1/2032 | 12/31/2099 | TRUE | 20-Hour Pumped Thermal Storage |  | 2029 |  |  |  | REF | 0 | 0 | Real 2021 ¦ 12/22/2022 3:42:52 PM | 0 | Area 1001 20-Hour Pumped Thermal 2032 | 0 |  | 1 | Unit |  | PJM | 0 | 0 | 0.97 | 0 | 0 | 0 | 0 | 0 | 0 | 0 | 0 | 0
11672 | Area 1001 20-Hour Pumped Thermal 2033 | ATC | 2029 | AEP-KPCO | 0 | 0 | 0 | 0 | 0 |  | 0 | 0 | 0 | 0 | 0 | 0 | 0 | 0 | -1 | 0 | 0 |  | 0 | 0 | 0 | 0 | 0 | 0 | 0 | 0 | 0 | 0 | 0 | 0 | 0 | -1 | 0 | 0 | 0 | 0 | 0 | 0 | 0 | 0 | 0 | 0 | 0 | 0 | 0 | 0 | 0 | 0 | 0 |  |  |  |  | 0 | 0 | 0 | 0 | 0 | 0 | 0 | 0 | -3.0558e-06 | 1/1/2033 | 12/31/2099 | TRUE | 20-Hour Pumped Thermal Storage |  | 2029 |  |  |  | REF | 0 | 0 | Real 2021 ¦ 12/22/2022 3:42:52 PM | 0 | Area 1001 20-Hour Pumped Thermal 2033 | 0 |  | 1 | Unit |  | PJM | 0 | 0 | 0.97 | 0 | 0 | 0 | 0 | 0 | 0 | 0 | 0 | 0
11673 | Area 1001 20-Hour Pumped Thermal 2034 | ATC | 2029 | AEP-KPCO | 0 | 0 | 0 | 0 | 0 |  | 0 | 0 | 0 | 0 | 0 | 0 | 0 | 0 | -1 | 0 | 0 |  | 0 | 0 | 0 | 0 | 0 | 0 | 0 | 0 | 0 | 0 | 0 | 0 | 0 | -1 | 0 | 0 | 0 | 0 | 0 | 0 | 0 | 0 | 0 | 0 | 0 | 0 | 0 | 0 | 0 | 0 | 0 |  |  |  |  | 0 | 0 | 0 | 0 | 0 | 0 | 0 | 0 | -3.0558e-06 | 1/1/2034 | 12/31/2099 | TRUE | 20-Hour Pumped Thermal Storage |  | 2029 |  |  |  | REF | 0 | 0 | Real 2021 ¦ 12/22/2022 3:42:52 PM | 0 | Area 1001 20-Hour Pumped Thermal 2034 | 0 |  | 1 | Unit |  | PJM | 0 | 0 | 0.97 | 0 | 0 | 0 | 0 | 0 | 0 | 0 | 0 | 0
11674 | Area 1001 20-Hour Pumped Thermal 2035 | ATC | 2029 | AEP-KPCO | 0 | 0 | 0 | 0 | 0 |  | 0 | 0 | 0 | 0 | 0 | 0 | 0 | 0 | -1 | 0 | 0 |  | 0 | 0 | 0 | 0 | 0 | 0 | 0 | 0 | 0 | 0 | 0 | 0 | 0 | -1 | 0 | 0 | 0 | 0 | 0 | 0 | 0 | 0 | 0 | 0 | 0 | 0 | 0 | 0 | 0 | 0 | 0 |  |  |  |  | 0 | 0 | 0 | 0 | 0 | 0 | 0 | 0 | -3.0558e-06 | 1/1/2035 | 12/31/2099 | TRUE | 20-Hour Pumped Thermal Storage |  | 2029 |  |  |  | REF | 0 | 0 | Real 2021 ¦ 12/22/2022 3:42:52 PM | 0 | Area 1001 20-Hour Pumped Thermal 2035 | 0 |  | 1 | Unit |  | PJM | 0 | 0 | 0.97 | 0 | 0 | 0 | 0 | 0 | 0 | 0 | 0 | 0
11675 | Area 1001 20-Hour Pumped Thermal 2036 | ATC | 2029 | AEP-KPCO | 0 | 0 | 0 | 0 | 0 |  | 0 | 0 | 0 | 0 | 0 | 0 | 0 | 0 | -1 | 0 | 0 |  | 0 | 0 | 0 | 0 | 0 | 0 | 0 | 0 | 0 | 0 | 0 | 0 | 0 | -1 | 0 | 0 | 0 | 0 | 0 | 0 | 0 | 0 | 0 | 0 | 0 | 0 | 0 | 0 | 0 | 0 | 0 |  |  |  |  | 0 | 0 | 0 | 0 | 0 | 0 | 0 | 0 | -3.0558e-06 | 1/1/2036 | 12/31/2099 | TRUE | 20-Hour Pumped Thermal Storage |  | 2029 |  |  |  | REF | 0 | 0 | Real 2021 ¦ 12/22/2022 3:42:52 PM | 0 | Area 1001 20-Hour Pumped Thermal 2036 | 0 |  | 1 | Unit |  | PJM | 0 | 0 | 0.97 | 0 | 0 | 0 | 0 | 0 | 0 | 0 | 0 | 0
11676 | Area 1001 20-Hour Pumped Thermal 2037 | ATC | 2029 | AEP-KPCO | 0 | 0 | 0 | 0 | 0 |  | 0 | 0 | 0 | 0 | 0 | 0 | 0 | 0 | -1 | 0 | 0 |  | 0 | 0 | 0 | 0 | 0 | 0 | 0 | 0 | 0 | 0 | 0 | 0 | 0 | -1 | 0 | 0 | 0 | 0 | 0 | 0 | 0 | 0 | 0 | 0 | 0 | 0 | 0 | 0 | 0 | 0 | 0 |  |  |  |  | 0 | 0 | 0 | 0 | 0 | 0 | 0 | 0 | -3.0558e-06 | 1/1/2037 | 12/31/2099 | TRUE | 20-Hour Pumped Thermal Storage |  | 2029 |  |  |  | REF | 0 | 0 | Real 2021 ¦ 12/22/2022 3:42:52 PM | 0 | Area 1001 20-Hour Pumped Thermal 2037 | 0 |  | 1 | Unit |  | PJM | 0 | 0 | 0.97 | 0 | 0 | 0 | 0 | 0 | 0 | 0 | 0 | 0
11677 | Area 1001 20-Hour Pumped Thermal 2038 | ATC | 2029 | AEP-KPCO | 0 | 0 | 0 | 0 | 0 |  | 0 | 0 | 0 | 0 | 0 | 0 | 0 | 0 | -1 | 0 | 0 |  | 0 | 0 | 0 | 0 | 0 | 0 | 0 | 0 | 0 | 0 | 0 | 0 | 0 | -1 | 0 | 0 | 0 | 0 | 0 | 0 | 0 | 0 | 0 | 0 | 0 | 0 | 0 | 0 | 0 | 0 | 0 |  |  |  |  | 0 | 0 | 0 | 0 | 0 | 0 | 0 | 0 | -3.0558e-06 | 1/1/2038 | 12/31/2099 | TRUE | 20-Hour Pumped Thermal Storage |  | 2029 |  |  |  | REF | 0 | 0 | Real 2021 ¦ 12/22/2022 3:42:52 PM | 0 | Area 1001 20-Hour Pumped Thermal 2038 | 0 |  | 1 | Unit |  | PJM | 0 | 0 | 0.97 | 0 | 0 | 0 | 0 | 0 | 0 | 0 | 0 | 0
11678 | Area 1001 20-Hour Pumped Thermal 2039 | ATC | 2029 | AEP-KPCO | 0 | 0 | 0 | 0 | 0 |  | 0 | 0 | 0 | 0 | 0 | 0 | 0 | 0 | -1 | 0 | 0 |  | 0 | 0 | 0 | 0 | 0 | 0 | 0 | 0 | 0 | 0 | 0 | 0 | 0 | -1 | 0 | 0 | 0 | 0 | 0 | 0 | 0 | 0 | 0 | 0 | 0 | 0 | 0 | 0 | 0 | 0 | 0 |  |  |  |  | 0 | 0 | 0 | 0 | 0 | 0 | 0 | 0 | -3.0558e-06 | 1/1/2039 | 12/31/2099 | TRUE | 20-Hour Pumped Thermal Storage |  | 2029 |  |  |  | REF | 0 | 0 | Real 2021 ¦ 12/22/2022 3:42:52 PM | 0 | Area 1001 20-Hour Pumped Thermal 2039 | 0 |  | 1 | Unit |  | PJM | 0 | 0 | 0.97 | 0 | 0 | 0 | 0 | 0 | 0 | 0 | 0 | 0
11679 | Area 1001 20-Hour Pumped Thermal 2040 | ATC | 2029 | AEP-KPCO | 0 | 0 | 0 | 0 | 0 |  | 0 | 0 | 0 | 0 | 0 | 0 | 0 | 0 | -1 | 0 | 0 |  | 0 | 0 | 0 | 0 | 0 | 0 | 0 | 0 | 0 | 0 | 0 | 0 | 0 | -1 | 0 | 0 | 0 | 0 | 0 | 0 | 0 | 0 | 0 | 0 | 0 | 0 | 0 | 0 | 0 | 0 | 0 |  |  |  |  | 0 | 0 | 0 | 0 | 0 | 0 | 0 | 0 | -3.0558e-06 | 1/1/2040 | 12/31/2099 | TRUE | 20-Hour Pumped Thermal Storage |  | 2029 |  |  |  | REF | 0 | 0 | Real 2021 ¦ 12/22/2022 3:42:52 PM | 0 | Area 1001 20-Hour Pumped Thermal 2040 | 0 |  | 1 | Unit |  | PJM | 0 | 0 | 0.97 | 0 | 0 | 0 | 0 | 0 | 0 | 0 | 0 | 0
11680 | Area 1001 20-Hour Pumped Thermal 2041 | ATC | 2029 | AEP-KPCO | 0 | 0 | 0 | 0 | 0 |  | 0 | 0 | 0 | 0 | 0 | 0 | 0 | 0 | -1 | 0 | 0 |  | 0 | 0 | 0 | 0 | 0 | 0 | 0 | 0 | 0 | 0 | 0 | 0 | 0 | -1 | 0 | 0 | 0 | 0 | 0 | 0 | 0 | 0 | 0 | 0 | 0 | 0 | 0 | 0 | 0 | 0 | 0 |  |  |  |  | 0 | 0 | 0 | 0 | 0 | 0 | 0 | 0 | -3.0558e-06 | 1/1/2041 | 12/31/2099 | TRUE | 20-Hour Pumped Thermal Storage |  | 2029 |  |  |  | REF | 0 | 0 | Real 2021 ¦ 12/22/2022 3:42:52 PM | 0 | Area 1001 20-Hour Pumped Thermal 2041 | 0 |  | 1 | Unit |  | PJM | 0 | 0 | 0.97 | 0 | 0 | 0 | 0 | 0 | 0 | 0 | 0 | 0
11681 | Area 1001 20-Hour Pumped Thermal 2042 | ATC | 2029 | AEP-KPCO | 0 | 0 | 0 | 0 | 0 |  | 0 | 0 | 0 | 0 | 0 | 0 | 0 | 0 | -1 | 0 | 0 |  | 0 | 0 | 0 | 0 | 0 | 0 | 0 | 0 | 0 | 0 | 0 | 0 | 0 | -1 | 0 | 0 | 0 | 0 | 0 | 0 | 0 | 0 | 0 | 0 | 0 | 0 | 0 | 0 | 0 | 0 | 0 |  |  |  |  | 0 | 0 | 0 | 0 | 0 | 0 | 0 | 0 | -3.0558e-06 | 1/1/2042 | 12/31/2099 | TRUE | 20-Hour Pumped Thermal Storage |  | 2029 |  |  |  | REF | 0 | 0 | Real 2021 ¦ 12/22/2022 3:42:52 PM | 0 | Area 1001 20-Hour Pumped Thermal 2042 | 0 |  | 1 | Unit |  | PJM | 0 | 0 | 0.97 | 0 | 0 | 0 | 0 | 0 | 0 | 0 | 0 | 0
11682 | Area 1001 20-Hour Pumped Thermal 2043 | ATC | 2029 | AEP-KPCO | 0 | 0 | 0 | 0 | 0 |  | 0 | 0 | 0 | 0 | 0 | 0 | 0 | 0 | -1 | 0 | 0 |  | 0 | 0 | 0 | 0 | 0 | 0 | 0 | 0 | 0 | 0 | 0 | 0 | 0 | -1 | 0 | 0 | 0 | 0 | 0 | 0 | 0 | 0 | 0 | 0 | 0 | 0 | 0 | 0 | 0 | 0 | 0 |  |  |  |  | 0 | 0 | 0 | 0 | 0 | 0 | 0 | 0 | -3.0558e-06 | 1/1/2043 | 12/31/2099 | TRUE | 20-Hour Pumped Thermal Storage |  | 2029 |  |  |  | REF | 0 | 0 | Real 2021 ¦ 12/22/2022 3:42:52 PM | 0 | Area 1001 20-Hour Pumped Thermal 2043 | 0 |  | 1 | Unit |  | PJM | 0 | 0 | 0.97 | 0 | 0 | 0 | 0 | 0 | 0 | 0 | 0 | 0
11683 | Area 1001 20-Hour Compressed Air 2022 | ATC | 2029 | AEP-KPCO | 50 | 50 | 0 | 0 | 0 |  | 0 | 11086.2842 | 50 | 10216.5557 | 869.7284 | 0 | 0 | 0 | -1 | 0 | 0 |  | 0 | 0 | -0.85817 | -7517.5356 | -7517.5356 | 0 | 0 | 0 | 0 | 335.9438 | 335.9438 | 0 | 0 | -1 | 0 | 0 | 69 | 0 | 0.044322 | 0.044322 | 0 | 0 | 0 | 0 | 0 | -11087.6475 | 0 | 0 | 0 | 0 | 0 | -0.017163 |  |  |  | 0 | 0 | 0 | 0 | 0 | 718 | 5859.4673 | 6956.0415 | -1093.2343 | 1/1/2022 | 12/31/2099 | TRUE | 20-Hour Compressed Air Storage |  | 2029 |  |  |  | REF | 0 | 0 | Real 2021 ¦ 12/22/2022 3:42:52 PM | 273.2595 | Area 1001 20-Hour Compressed Air 2022 | 0 |  | 1 | Unit |  | PJM | 48.5 | 0 | 0.97 | 0 | 0 | 0 | 0 | 438000 | 337.3068 | 0 | 0 | 0
11684 | Area 1001 20-Hour Compressed Air 2023 | ATC | 2029 | AEP-KPCO | 50 | 50 | 0 | 0 | 0 |  | 0 | 13643.1758 | 50 | 12773.4473 | 869.7284 | 0 | 0 | 0 | -1 | 0 | 0 |  | 0 | 0 | -0.85817 | -7517.5356 | -7517.5356 | 0 | 0 | 0 | 0 | 335.9438 | 335.9438 | 0 | 0 | -1 | 0 | 0 | 69 | 0 | 0.097513 | 0.097513 | 0 | 0 | 0 | 0 | 0 | -13644.5391 | 0 | 0 | 0 | 0 | 0 | -0.017163 |  |  |  | 0 | 0 | 0 | 0 | 0 | 718 | 5859.4673 | 6956.0415 | -1093.2343 | 1/1/2023 | 12/31/2099 | TRUE | 20-Hour Compressed Air Storage |  | 2029 |  |  |  | REF | 0 | 0 | Real 2021 ¦ 12/22/2022 3:42:52 PM | 273.2595 | Area 1001 20-Hour Compressed Air 2023 | 0 |  | 1 | Unit |  | PJM | 48.5 | 0 | 0.97 | 0 | 0 | 0 | 0 | 438000 | 337.3068 | 0 | 0 | 0
11685 | Area 1001 20-Hour Compressed Air 2024 | ATC | 2029 | AEP-KPCO | 50 | 50 | 0 | 0 | 0 |  | 0 | 12611.0615 | 50 | 11741.333 | 869.7284 | 0 | 0 | 0 | -1 | 0 | 0 |  | 0 | 0 | -0.4761 | -4170.668 | -4170.668 | 0 | 0 | 0 | 0 | 236.0809 | 236.0809 | 0 | 0 | -1 | 0 | 0 | 52 | 0 | 0.13553 | 0.13553 | 0 | 0 | 0 | 0 | 0 | -12571.8936 | 0 | 0 | 0 | 0 | 0 | -0.0095221 |  |  |  | 0 | 0 | 0 | 0 | 0 | 553 | 3586.6477 | 4033.8042 | -443.8466 | 1/1/2024 | 12/31/2099 | TRUE | 20-Hour Compressed Air Storage |  | 2029 |  |  |  | REF | 0 | 0 | Real 2021 ¦ 12/22/2022 3:42:52 PM | 19.65 | Area 1001 20-Hour Compressed Air 2024 | 0 |  | 1 | Unit |  | PJM | 48.5 | 0 | 0.97 | 0 | 0 | 0 | 0 | 438000 | 196.9131 | 0 | 0 | 0
11686 | Area 1001 20-Hour Compressed Air 2025 | ATC | 2029 | AEP-KPCO | 50 | 50 | 0 | 0 | 0 |  | 0 | 12178.9492 | 50 | 11309.2207 | 869.7284 | 0 | 0 | 0 | -1 | 0 | 0 |  | 0 | 0 | -0.47193 | -4134.1333 | -4134.1333 | 0 | 0 | 0 | 0 | 234.9069 | 234.9069 | 0 | 0 | -1 | 0 | 0 | 52 | 0 | 0.017603 | 0.017603 | 0 | 0 | 0 | 0 | 0 | -12139.4326 | 0 | 0 | 0 | 0 | 0 | -0.0094387 |  |  |  | 0 | 0 | 0 | 0 | 0 | 553 | 3560.0229 | 4000.9612 | -437.6283 | 1/1/2025 | 12/31/2099 | TRUE | 20-Hour Compressed Air Storage |  | 2029 |  |  |  | REF | 0 | 0 | Real 2021 ¦ 12/22/2022 3:42:52 PM | 16.42 | Area 1001 20-Hour Compressed Air 2025 | 0 |  | 1 | Unit |  | PJM | 48.5 | 0 | 0.97 | 0 | 0 | 0 | 0 | 438000 | 195.3896 | 0 | 0 | 0
11687 | Area 1001 20-Hour Compressed Air 2026 | ATC | 2029 | AEP-KPCO | 50 | 50 | 0 | 0 | 0 |  | 0 | 12308.3076 | 50 | 11438.5791 | 869.7284 | 0 | 0 | 0 | -1 | 0 | 0 |  | 0 | 0 | -0.46728 | -4093.4014 | -4093.4014 | 0 | 0 | 0 | 0 | 233.5569 | 233.5569 | 0 | 0 | -1 | 0 | 0 | 52 | 0 | 0.033506 | 0.033506 | 0 | 0 | 0 | 0 | 0 | -12268.4307 | 0 | 0 | 0 | 0 | 0 | -0.0093457 |  |  |  | 0 | 0 | 0 | 0 | 0 | 550 | 3530.1548 | 3964.2493 | -430.7843 | 1/1/2026 | 12/31/2099 | TRUE | 20-Hour Compressed Air Storage |  | 2029 |  |  |  | REF | 0 | 0 | Real 2021 ¦ 12/22/2022 3:42:52 PM | 13.0795 | Area 1001 20-Hour Compressed Air 2026 | 0 |  | 1 | Unit |  | PJM | 48.5 | 0 | 0.97 | 0 | 0 | 0 | 0 | 438000 | 193.6799 | 0 | 0 | 0
11688 | Area 1001 20-Hour Compressed Air 2027 | ATC | 2029 | AEP-KPCO | 50 | 50 | 0 | 0 | 0 |  | 0 | 12476.1982 | 50 | 11606.4697 | 869.7284 | 0 | 0 | 0 | -1 | 0 | 0 |  | 0 | 0 | -0.46232 | -4049.9495 | -4049.9495 | 0 | 0 | 0 | 0 | 232.0824 | 232.0824 | 0 | 0 | -1 | 0 | 0 | 52 | 0 | 0.014136 | 0.014136 | 0 | 0 | 0 | 0 | 0 | -12435.9785 | 0 | 0 | 0 | 0 | 0 | -0.0092465 |  |  |  | 0 | 0 | 0 | 0 | 0 | 550 | 3497.5322 | 3924.6904 | -423.8483 | 1/1/2027 | 12/31/2099 | TRUE | 20-Hour Compressed Air Storage |  | 2029 |  |  |  | REF | 0 | 0 | Real 2021 ¦ 12/22/2022 3:42:52 PM | 9.86 | Area 1001 20-Hour Compressed Air 2027 | 0 |  | 1 | Unit |  | PJM | 48.5 | 0 | 0.97 | 0 | 0 | 0 | 0 | 438000 | 191.8628 | 0 | 0 | 0
11689 | Area 1001 20-Hour Compressed Air 2028 | ATC | 2029 | AEP-KPCO | 50 | 50 | 0 | 0 | 0 |  | 0 | 12613.8135 | 50 | 11744.085 | 869.7284 | 0 | 0 | 0 | -1 | 0 | 0 |  | 0 | 0 | -0.45727 | -4005.676 | -4005.676 | 0 | 0 | 0 | 0 | 230.5803 | 230.5803 | 0 | 0 | -1 | 0 | 0 | 52 | 0 | 0.026846 | 0.026846 | 0 | 0 | 0 | 0 | 0 | -12573.2451 | 0 | 0 | 0 | 0 | 0 | -0.0091454 |  |  |  | 0 | 0 | 0 | 0 | 0 | 551 | 3464.2969 | 3884.386 | -416.7791 | 1/1/2028 | 12/31/2099 | TRUE | 20-Hour Compressed Air Storage |  | 2029 |  |  |  | REF | 0 | 0 | Real 2021 ¦ 12/22/2022 3:42:52 PM | 6.58 | Area 1001 20-Hour Compressed Air 2028 | 0 |  | 1 | Unit |  | PJM | 48.5 | 0 | 0.97 | 0 | 0 | 0 | 0 | 438000 | 190.0119 | 0 | 0 | 0
11690 | Area 1001 20-Hour Compressed Air 2029 | ATC | 2029 | AEP-KPCO | 50 | 50 | 0 | 0 | 0 |  | 0 | 12817.4844 | 50 | 11947.7559 | 869.7284 | 0 | 0 | 0 | -1 | 0 | 0 |  | 0 | 0 | -0.4524 | -3962.9929 | -3962.9929 | 0 | 0 | 0 | 0 | 229.1667 | 229.1667 | 0 | 0 | -1 | 0 | 0 | 52 | 0 | 0.0071613 | 0.0071613 | 0 | 0 | 0 | 0 | 0 | -12776.5781 | 0 | 0 | 0 | 0 | 0 | -0.0090479 |  |  |  | 0 | 0 | 0 | 0 | 0 | 554 | 3432.7334 | 3845.7776 | -409.7343 | 1/1/2029 | 12/31/2099 | TRUE | 20-Hour Compressed Air Storage |  | 2029 |  |  |  | REF | 0 | 0 | Real 2021 ¦ 12/22/2022 3:42:52 PM | 3.31 | Area 1001 20-Hour Compressed Air 2029 | 0 |  | 1 | Unit |  | PJM | 48.5 | 0 | 0.97 | 0 | 0 | 0 | 0 | 438000 | 188.2602 | 0 | 0 | 0
11691 | Area 1001 20-Hour Compressed Air 2030 | ATC | 2029 | AEP-KPCO | 0 | 0 | 0 | 0 | 0 |  | 0 | 0 | 0 | 0 | 0 | 0 | 0 | 0 | -1 | 0 | 0 |  | 0 | 0 | 0 | 0 | 0 | 0 | 0 | 0 | 0 | 0 | 0 | 0 | 0 | -1 | 0 | 0 | 0 | 0 | 0 | 0 | 0 | 0 | 0 | 0 | 0 | 0 | 0 | 0 | 0 | 0 | 0 |  |  |  |  | 0 | 0 | 0 | 0 | 0 | 0 | 0 | 0 | -3.0558e-06 | 1/1/2030 | 12/31/2099 | TRUE | 20-Hour Compressed Air Storage |  | 2029 |  |  |  | REF | 0 | 0 | Real 2021 ¦ 12/22/2022 3:42:52 PM | 0 | Area 1001 20-Hour Compressed Air 2030 | 0 |  | 1 | Unit |  | PJM | 0 | 0 | 0.97 | 0 | 0 | 0 | 0 | 0 | 0 | 0 | 0 | 0
11692 | Area 1001 20-Hour Compressed Air 2031 | ATC | 2029 | AEP-KPCO | 0 | 0 | 0 | 0 | 0 |  | 0 | 0 | 0 | 0 | 0 | 0 | 0 | 0 | -1 | 0 | 0 |  | 0 | 0 | 0 | 0 | 0 | 0 | 0 | 0 | 0 | 0 | 0 | 0 | 0 | -1 | 0 | 0 | 0 | 0 | 0 | 0 | 0 | 0 | 0 | 0 | 0 | 0 | 0 | 0 | 0 | 0 | 0 |  |  |  |  | 0 | 0 | 0 | 0 | 0 | 0 | 0 | 0 | -3.0558e-06 | 1/1/2031 | 12/31/2099 | TRUE | 20-Hour Compressed Air Storage |  | 2029 |  |  |  | REF | 0 | 0 | Real 2021 ¦ 12/22/2022 3:42:52 PM | 0 | Area 1001 20-Hour Compressed Air 2031 | 0 |  | 1 | Unit |  | PJM | 0 | 0 | 0.97 | 0 | 0 | 0 | 0 | 0 | 0 | 0 | 0 | 0
11693 | Area 1001 20-Hour Compressed Air 2032 | ATC | 2029 | AEP-KPCO | 0 | 0 | 0 | 0 | 0 |  | 0 | 0 | 0 | 0 | 0 | 0 | 0 | 0 | -1 | 0 | 0 |  | 0 | 0 | 0 | 0 | 0 | 0 | 0 | 0 | 0 | 0 | 0 | 0 | 0 | -1 | 0 | 0 | 0 | 0 | 0 | 0 | 0 | 0 | 0 | 0 | 0 | 0 | 0 | 0 | 0 | 0 | 0 |  |  |  |  | 0 | 0 | 0 | 0 | 0 | 0 | 0 | 0 | -3.0558e-06 | 1/1/2032 | 12/31/2099 | TRUE | 20-Hour Compressed Air Storage |  | 2029 |  |  |  | REF | 0 | 0 | Real 2021 ¦ 12/22/2022 3:42:52 PM | 0 | Area 1001 20-Hour Compressed Air 2032 | 0 |  | 1 | Unit |  | PJM | 0 | 0 | 0.97 | 0 | 0 | 0 | 0 | 0 | 0 | 0 | 0 | 0
11694 | Area 1001 20-Hour Compressed Air 2033 | ATC | 2029 | AEP-KPCO | 0 | 0 | 0 | 0 | 0 |  | 0 | 0 | 0 | 0 | 0 | 0 | 0 | 0 | -1 | 0 | 0 |  | 0 | 0 | 0 | 0 | 0 | 0 | 0 | 0 | 0 | 0 | 0 | 0 | 0 | -1 | 0 | 0 | 0 | 0 | 0 | 0 | 0 | 0 | 0 | 0 | 0 | 0 | 0 | 0 | 0 | 0 | 0 |  |  |  |  | 0 | 0 | 0 | 0 | 0 | 0 | 0 | 0 | -3.0558e-06 | 1/1/2033 | 12/31/2099 | TRUE | 20-Hour Compressed Air Storage |  | 2029 |  |  |  | REF | 0 | 0 | Real 2021 ¦ 12/22/2022 3:42:52 PM | 0 | Area 1001 20-Hour Compressed Air 2033 | 0 |  | 1 | Unit |  | PJM | 0 | 0 | 0.97 | 0 | 0 | 0 | 0 | 0 | 0 | 0 | 0 | 0
11695 | Area 1001 20-Hour Compressed Air 2034 | ATC | 2029 | AEP-KPCO | 0 | 0 | 0 | 0 | 0 |  | 0 | 0 | 0 | 0 | 0 | 0 | 0 | 0 | -1 | 0 | 0 |  | 0 | 0 | 0 | 0 | 0 | 0 | 0 | 0 | 0 | 0 | 0 | 0 | 0 | -1 | 0 | 0 | 0 | 0 | 0 | 0 | 0 | 0 | 0 | 0 | 0 | 0 | 0 | 0 | 0 | 0 | 0 |  |  |  |  | 0 | 0 | 0 | 0 | 0 | 0 | 0 | 0 | -3.0558e-06 | 1/1/2034 | 12/31/2099 | TRUE | 20-Hour Compressed Air Storage |  | 2029 |  |  |  | REF | 0 | 0 | Real 2021 ¦ 12/22/2022 3:42:52 PM | 0 | Area 1001 20-Hour Compressed Air 2034 | 0 |  | 1 | Unit |  | PJM | 0 | 0 | 0.97 | 0 | 0 | 0 | 0 | 0 | 0 | 0 | 0 | 0
11696 | Area 1001 20-Hour Compressed Air 2035 | ATC | 2029 | AEP-KPCO | 0 | 0 | 0 | 0 | 0 |  | 0 | 0 | 0 | 0 | 0 | 0 | 0 | 0 | -1 | 0 | 0 |  | 0 | 0 | 0 | 0 | 0 | 0 | 0 | 0 | 0 | 0 | 0 | 0 | 0 | -1 | 0 | 0 | 0 | 0 | 0 | 0 | 0 | 0 | 0 | 0 | 0 | 0 | 0 | 0 | 0 | 0 | 0 |  |  |  |  | 0 | 0 | 0 | 0 | 0 | 0 | 0 | 0 | -3.0558e-06 | 1/1/2035 | 12/31/2099 | TRUE | 20-Hour Compressed Air Storage |  | 2029 |  |  |  | REF | 0 | 0 | Real 2021 ¦ 12/22/2022 3:42:52 PM | 0 | Area 1001 20-Hour Compressed Air 2035 | 0 |  | 1 | Unit |  | PJM | 0 | 0 | 0.97 | 0 | 0 | 0 | 0 | 0 | 0 | 0 | 0 | 0
11697 | Area 1001 20-Hour Compressed Air 2036 | ATC | 2029 | AEP-KPCO | 0 | 0 | 0 | 0 | 0 |  | 0 | 0 | 0 | 0 | 0 | 0 | 0 | 0 | -1 | 0 | 0 |  | 0 | 0 | 0 | 0 | 0 | 0 | 0 | 0 | 0 | 0 | 0 | 0 | 0 | -1 | 0 | 0 | 0 | 0 | 0 | 0 | 0 | 0 | 0 | 0 | 0 | 0 | 0 | 0 | 0 | 0 | 0 |  |  |  |  | 0 | 0 | 0 | 0 | 0 | 0 | 0 | 0 | -3.0558e-06 | 1/1/2036 | 12/31/2099 | TRUE | 20-Hour Compressed Air Storage |  | 2029 |  |  |  | REF | 0 | 0 | Real 2021 ¦ 12/22/2022 3:42:52 PM | 0 | Area 1001 20-Hour Compressed Air 2036 | 0 |  | 1 | Unit |  | PJM | 0 | 0 | 0.97 | 0 | 0 | 0 | 0 | 0 | 0 | 0 | 0 | 0
11698 | Area 1001 20-Hour Compressed Air 2037 | ATC | 2029 | AEP-KPCO | 0 | 0 | 0 | 0 | 0 |  | 0 | 0 | 0 | 0 | 0 | 0 | 0 | 0 | -1 | 0 | 0 |  | 0 | 0 | 0 | 0 | 0 | 0 | 0 | 0 | 0 | 0 | 0 | 0 | 0 | -1 | 0 | 0 | 0 | 0 | 0 | 0 | 0 | 0 | 0 | 0 | 0 | 0 | 0 | 0 | 0 | 0 | 0 |  |  |  |  | 0 | 0 | 0 | 0 | 0 | 0 | 0 | 0 | -3.0558e-06 | 1/1/2037 | 12/31/2099 | TRUE | 20-Hour Compressed Air Storage |  | 2029 |  |  |  | REF | 0 | 0 | Real 2021 ¦ 12/22/2022 3:42:52 PM | 0 | Area 1001 20-Hour Compressed Air 2037 | 0 |  | 1 | Unit |  | PJM | 0 | 0 | 0.97 | 0 | 0 | 0 | 0 | 0 | 0 | 0 | 0 | 0
11699 | Area 1001 20-Hour Compressed Air 2038 | ATC | 2029 | AEP-KPCO | 0 | 0 | 0 | 0 | 0 |  | 0 | 0 | 0 | 0 | 0 | 0 | 0 | 0 | -1 | 0 | 0 |  | 0 | 0 | 0 | 0 | 0 | 0 | 0 | 0 | 0 | 0 | 0 | 0 | 0 | -1 | 0 | 0 | 0 | 0 | 0 | 0 | 0 | 0 | 0 | 0 | 0 | 0 | 0 | 0 | 0 | 0 | 0 |  |  |  |  | 0 | 0 | 0 | 0 | 0 | 0 | 0 | 0 | -3.0558e-06 | 1/1/2038 | 12/31/2099 | TRUE | 20-Hour Compressed Air Storage |  | 2029 |  |  |  | REF | 0 | 0 | Real 2021 ¦ 12/22/2022 3:42:52 PM | 0 | Area 1001 20-Hour Compressed Air 2038 | 0 |  | 1 | Unit |  | PJM | 0 | 0 | 0.97 | 0 | 0 | 0 | 0 | 0 | 0 | 0 | 0 | 0
11700 | Area 1001 20-Hour Compressed Air 2039 | ATC | 2029 | AEP-KPCO | 0 | 0 | 0 | 0 | 0 |  | 0 | 0 | 0 | 0 | 0 | 0 | 0 | 0 | -1 | 0 | 0 |  | 0 | 0 | 0 | 0 | 0 | 0 | 0 | 0 | 0 | 0 | 0 | 0 | 0 | -1 | 0 | 0 | 0 | 0 | 0 | 0 | 0 | 0 | 0 | 0 | 0 | 0 | 0 | 0 | 0 | 0 | 0 |  |  |  |  | 0 | 0 | 0 | 0 | 0 | 0 | 0 | 0 | -3.0558e-06 | 1/1/2039 | 12/31/2099 | TRUE | 20-Hour Compressed Air Storage |  | 2029 |  |  |  | REF | 0 | 0 | Real 2021 ¦ 12/22/2022 3:42:52 PM | 0 | Area 1001 20-Hour Compressed Air 2039 | 0 |  | 1 | Unit |  | PJM | 0 | 0 | 0.97 | 0 | 0 | 0 | 0 | 0 | 0 | 0 | 0 | 0
11701 | Area 1001 20-Hour Compressed Air 2040 | ATC | 2029 | AEP-KPCO | 0 | 0 | 0 | 0 | 0 |  | 0 | 0 | 0 | 0 | 0 | 0 | 0 | 0 | -1 | 0 | 0 |  | 0 | 0 | 0 | 0 | 0 | 0 | 0 | 0 | 0 | 0 | 0 | 0 | 0 | -1 | 0 | 0 | 0 | 0 | 0 | 0 | 0 | 0 | 0 | 0 | 0 | 0 | 0 | 0 | 0 | 0 | 0 |  |  |  |  | 0 | 0 | 0 | 0 | 0 | 0 | 0 | 0 | -3.0558e-06 | 1/1/2040 | 12/31/2099 | TRUE | 20-Hour Compressed Air Storage |  | 2029 |  |  |  | REF | 0 | 0 | Real 2021 ¦ 12/22/2022 3:42:52 PM | 0 | Area 1001 20-Hour Compressed Air 2040 | 0 |  | 1 | Unit |  | PJM | 0 | 0 | 0.97 | 0 | 0 | 0 | 0 | 0 | 0 | 0 | 0 | 0
11702 | Area 1001 20-Hour Compressed Air 2041 | ATC | 2029 | AEP-KPCO | 0 | 0 | 0 | 0 | 0 |  | 0 | 0 | 0 | 0 | 0 | 0 | 0 | 0 | -1 | 0 | 0 |  | 0 | 0 | 0 | 0 | 0 | 0 | 0 | 0 | 0 | 0 | 0 | 0 | 0 | -1 | 0 | 0 | 0 | 0 | 0 | 0 | 0 | 0 | 0 | 0 | 0 | 0 | 0 | 0 | 0 | 0 | 0 |  |  |  |  | 0 | 0 | 0 | 0 | 0 | 0 | 0 | 0 | -3.0558e-06 | 1/1/2041 | 12/31/2099 | TRUE | 20-Hour Compressed Air Storage |  | 2029 |  |  |  | REF | 0 | 0 | Real 2021 ¦ 12/22/2022 3:42:52 PM | 0 | Area 1001 20-Hour Compressed Air 2041 | 0 |  | 1 | Unit |  | PJM | 0 | 0 | 0.97 | 0 | 0 | 0 | 0 | 0 | 0 | 0 | 0 | 0
11703 | Area 1001 20-Hour Compressed Air 2042 | ATC | 2029 | AEP-KPCO | 0 | 0 | 0 | 0 | 0 |  | 0 | 0 | 0 | 0 | 0 | 0 | 0 | 0 | -1 | 0 | 0 |  | 0 | 0 | 0 | 0 | 0 | 0 | 0 | 0 | 0 | 0 | 0 | 0 | 0 | -1 | 0 | 0 | 0 | 0 | 0 | 0 | 0 | 0 | 0 | 0 | 0 | 0 | 0 | 0 | 0 | 0 | 0 |  |  |  |  | 0 | 0 | 0 | 0 | 0 | 0 | 0 | 0 | -3.0558e-06 | 1/1/2042 | 12/31/2099 | TRUE | 20-Hour Compressed Air Storage |  | 2029 |  |  |  | REF | 0 | 0 | Real 2021 ¦ 12/22/2022 3:42:52 PM | 0 | Area 1001 20-Hour Compressed Air 2042 | 0 |  | 1 | Unit |  | PJM | 0 | 0 | 0.97 | 0 | 0 | 0 | 0 | 0 | 0 | 0 | 0 | 0
11704 | Area 1001 20-Hour Compressed Air 2043 | ATC | 2029 | AEP-KPCO | 0 | 0 | 0 | 0 | 0 |  | 0 | 0 | 0 | 0 | 0 | 0 | 0 | 0 | -1 | 0 | 0 |  | 0 | 0 | 0 | 0 | 0 | 0 | 0 | 0 | 0 | 0 | 0 | 0 | 0 | -1 | 0 | 0 | 0 | 0 | 0 | 0 | 0 | 0 | 0 | 0 | 0 | 0 | 0 | 0 | 0 | 0 | 0 |  |  |  |  | 0 | 0 | 0 | 0 | 0 | 0 | 0 | 0 | -3.0558e-06 | 1/1/2043 | 12/31/2099 | TRUE | 20-Hour Compressed Air Storage |  | 2029 |  |  |  | REF | 0 | 0 | Real 2021 ¦ 12/22/2022 3:42:52 PM | 0 | Area 1001 20-Hour Compressed Air 2043 | 0 |  | 1 | Unit |  | PJM | 0 | 0 | 0.97 | 0 | 0 | 0 | 0 | 0 | 0 | 0 | 0 | 0
11705 | Area 1001 Hydrogen electrolyzer + Hydrogen gas CT 2023 | ATC | 2029 | AEP-KPCO | 240 | 240 | 0 | 0 | 0 |  | 0 | 131238.7031 | 240 | 118225.8125 | 13012.8975 | 0 | 0 | 0 | -1 | 0 | 0 |  | 0 | 0 | -0.706 | -6184.561 | -6184.561 | 0 | 0 | 0 | 0 | 130.272 | 130.272 | 0 | 0 | -1 | 0 | 0 | 15 | 0 | 0.013393 | 0.013393 | 0 | 0 | 0 | 0 | 0 | -131311.0625 | 0 | 0 | 0 | 0 | 0 | -0.0029417 |  |  |  | 0 | 0 | 0 | 0 | 0 | 436 | 2030.2051 | 2464.4299 | -430.8199 | 1/1/2023 | 12/31/2099 | TRUE | 10-Hour H2 Electrolyzer |  | 2029 |  |  |  | REF | 0 | 0 | Real 2021 ¦ 12/22/2022 3:42:52 PM | 149.0976 | Area 1001 Hydrogen electrolyzer + Hydrogen gas CT 2023 | 0 |  | 1 | Unit |  | PJM | 232.8 | 0 | 0.97 | 0 | 0 | 0 | 0 | 2102400 | 202.6227 | 0 | 0 | 0
11706 | Area 1001 Hydrogen electrolyzer + Hydrogen gas CT 2024 | ATC | 2029 | AEP-KPCO | 240 | 240 | 0 | 0 | 0 |  | 0 | 115345.7969 | 240 | 102359.3203 | 12986.4756 | 0 | 0 | 0 | -1 | 0 | 0 |  | 0 | 0 | -0.17325 | -1517.6542 | -1517.6542 | 0 | 0 | 0 | 0 | 59.4598 | 59.4598 | 0 | 0 | -1 | 0 | 0 | 15 | 0 | 0.0078049 | 0.0078049 | 0 | 0 | 0 | 0 | 0 | -115340.9141 | 0 | 0 | 0 | 0 | 0 | -0.00072187 |  |  |  | 0 | 0 | 0 | 0 | 0 | 380 | 553.669 | 621.397 | -64.171 | 1/1/2024 | 12/31/2099 | TRUE | 10-Hour H2 Electrolyzer |  | 2029 |  |  |  | REF | 0 | 0 | Real 2021 ¦ 12/22/2022 3:42:52 PM | 10.5285 | Area 1001 Hydrogen electrolyzer + Hydrogen gas CT 2024 | 0 |  | 1 | Unit |  | PJM | 232.8 | 0 | 0.97 | 0 | 0 | 0 | 0 | 2102400 | 54.5735 | 0 | 0 | 0
11707 | Area 1001 Hydrogen electrolyzer + Hydrogen gas CT 2025 | ATC | 2029 | AEP-KPCO | 240 | 240 | 0 | 0 | 0 |  | 0 | 108291.0938 | 240 | 95317.8281 | 12973.2646 | 0 | 0 | 0 | -1 | 0 | 0 |  | 0 | 0 | -0.17325 | -1517.6542 | -1517.6542 | 0 | 0 | 0 | 0 | 59.4598 | 59.4598 | 0 | 0 | -1 | 0 | 0 | 15 | 0 | 0.0094889 | 0.0094889 | 0 | 0 | 0 | 0 | 0 | -108286.2031 | 0 | 0 | 0 | 0 | 0 | -0.00072187 |  |  |  | 0 | 0 | 0 | 0 | 0 | 380 | 553.669 | 621.397 | -64.171 | 1/1/2025 | 12/31/2099 | TRUE | 10-Hour H2 Electrolyzer |  | 2029 |  |  |  | REF | 0 | 0 | Real 2021 ¦ 12/22/2022 3:42:52 PM | 10.5285 | Area 1001 Hydrogen electrolyzer + Hydrogen gas CT 2025 | 0 |  | 1 | Unit |  | PJM | 232.8 | 0 | 0.97 | 0 | 0 | 0 | 0 | 2102400 | 54.5735 | 0 | 0 | 0
11708 | Area 1001 Hydrogen electrolyzer + Hydrogen gas CT 2026 | ATC | 2029 | AEP-KPCO | 240 | 240 | 0 | 0 | 0 |  | 0 | 106481.1719 | 240 | 93534.3281 | 12946.8428 | 0 | 0 | 0 | -1 | 0 | 0 |  | 0 | 0 | -0.17325 | -1517.6542 | -1517.6542 | 0 | 0 | 0 | 0 | 59.4598 | 59.4598 | 0 | 0 | -1 | 0 | 0 | 15 | 0 | 0.0054412 | 0.0054412 | 0 | 0 | 0 | 0 | 0 | -106476.2891 | 0 | 0 | 0 | 0 | 0 | -0.00072187 |  |  |  | 0 | 0 | 0 | 0 | 0 | 380 | 553.669 | 621.397 | -64.171 | 1/1/2026 | 12/31/2099 | TRUE | 10-Hour H2 Electrolyzer |  | 2029 |  |  |  | REF | 0 | 0 | Real 2021 ¦ 12/22/2022 3:42:52 PM | 10.5285 | Area 1001 Hydrogen electrolyzer + Hydrogen gas CT 2026 | 0 |  | 1 | Unit |  | PJM | 232.8 | 0 | 0.97 | 0 | 0 | 0 | 0 | 2102400 | 54.5735 | 0 | 0 | 0
11709 | Area 1001 Hydrogen electrolyzer + Hydrogen gas CT 2027 | ATC | 2029 | AEP-KPCO | 240 | 240 | 0 | 0 | 0 |  | 0 | 104895.8438 | 240 | 91975.4297 | 12920.4209 | 0 | 0 | 0 | -1 | 0 | 0 |  | 0 | 0 | -0.1734 | -1518.9612 | -1518.9612 | 0 | 0 | 0 | 0 | 59.4732 | 59.4732 | 0 | 0 | -1 | 0 | 0 | 15 | 0 | 0.010661 | 0.010661 | 0 | 0 | 0 | 0 | 0 | -104890.9844 | 0 | 0 | 0 | 0 | 0 | -0.00072249 |  |  |  | 0 | 0 | 0 | 0 | 0 | 385 | 553.9631 | 621.8773 | -64.309 | 1/1/2027 | 12/31/2099 | TRUE | 10-Hour H2 Electrolyzer |  | 2029 |  |  |  | REF | 0 | 0 | Real 2021 ¦ 12/22/2022 3:42:52 PM | 10.5668 | Area 1001 Hydrogen electrolyzer + Hydrogen gas CT 2027 | 0 |  | 1 | Unit |  | PJM | 232.8 | 0 | 0.97 | 0 | 0 | 0 | 0 | 2102400 | 54.6126 | 0 | 0 | 0
11710 | Area 1001 Hydrogen electrolyzer + Hydrogen gas CT 2028 | ATC | 2029 | AEP-KPCO | 240 | 240 | 0 | 0 | 0 |  | 0 | 103521.8984 | 240 | 90614.6875 | 12907.209 | 0 | 0 | 0 | -1 | 0 | 0 |  | 0 | 0 | -0.15956 | -1397.7222 | -1397.7222 | 0 | 0 | 0 | 0 | 57.6256 | 57.6256 | 0 | 0 | -1 | 0 | 0 | 15 | 0 | 0.0086162 | 0.0086162 | 0 | 0 | 0 | 0 | 0 | -103515.1406 | 0 | 0 | 0 | 0 | 0 | -0.00066482 |  |  |  | 0 | 0 | 0 | 0 | 0 | 383 | 515.4299 | 573.9456 | -54.9306 | 1/1/2028 | 12/31/2099 | TRUE | 10-Hour H2 Electrolyzer |  | 2029 |  |  |  | REF | 0 | 0 | Real 2021 ¦ 12/22/2022 3:42:52 PM | 6.9452 | Area 1001 Hydrogen electrolyzer + Hydrogen gas CT 2028 | 0 |  | 1 | Unit |  | PJM | 232.8 | 0 | 0.97 | 0 | 0 | 0 | 0 | 2102400 | 50.8681 | 0 | 0 | 0
11711 | Area 1001 Hydrogen electrolyzer + Hydrogen gas CT 2029 | ATC | 2029 | AEP-KPCO | 240 | 240 | 0 | 0 | 0 |  | 0 | 102570.7031 | 240 | 89689.9141 | 12880.7871 | 0 | 0 | 0 | -1 | 0 | 0 |  | 0 | 0 | -0.14603 | -1279.182 | -1279.182 | 0 | 0 | 0 | 0 | 55.8378 | 55.8378 | 0 | 0 | -1 | 0 | 0 | 14 | 0 | 0.0033097 | 0.0033097 | 0 | 0 | 0 | 0 | 0 | -102562.0703 | 0 | 0 | 0 | 0 | 0 | -0.00060844 |  |  |  | 0 | 0 | 0 | 0 | 0 | 364 | 478.1012 | 527.1849 | -45.6807 | 1/1/2029 | 12/31/2099 | TRUE | 10-Hour H2 Electrolyzer |  | 2029 |  |  |  | REF | 0 | 0 | Real 2021 ¦ 12/22/2022 3:42:52 PM | 3.403 | Area 1001 Hydrogen electrolyzer + Hydrogen gas CT 2029 | 0 |  | 1 | Unit |  | PJM | 232.8 | 0 | 0.97 | 0 | 0 | 0 | 0 | 2102400 | 47.2046 | 0 | 0 | 0
11712 | Area 1001 Hydrogen electrolyzer + Hydrogen gas CT 2030 | ATC | 2029 | AEP-KPCO | 0 | 0 | 0 | 0 | 0 |  | 0 | 0 | 0 | 0 | 0 | 0 | 0 | 0 | -1 | 0 | 0 |  | 0 | 0 | 0 | 0 | 0 | 0 | 0 | 0 | 0 | 0 | 0 | 0 | 0 | -1 | 0 | 0 | 0 | 0 | 0 | 0 | 0 | 0 | 0 | 0 | 0 | 0 | 0 | 0 | 0 | 0 | 0 |  |  |  |  | 0 | 0 | 0 | 0 | 0 | 0 | 0 | 0 | -1.5279e-06 | 1/1/2030 | 12/31/2099 | TRUE | 10-Hour H2 Electrolyzer |  | 2029 |  |  |  | REF | 0 | 0 | Real 2021 ¦ 12/22/2022 3:42:52 PM | 0 | Area 1001 Hydrogen electrolyzer + Hydrogen gas CT 2030 | 0 |  | 1 | Unit |  | PJM | 0 | 0 | 0.97 | 0 | 0 | 0 | 0 | 0 | 0 | 0 | 0 | 0
11713 | Area 1001 Hydrogen electrolyzer + Hydrogen gas CT 2031 | ATC | 2029 | AEP-KPCO | 0 | 0 | 0 | 0 | 0 |  | 0 | 0 | 0 | 0 | 0 | 0 | 0 | 0 | -1 | 0 | 0 |  | 0 | 0 | 0 | 0 | 0 | 0 | 0 | 0 | 0 | 0 | 0 | 0 | 0 | -1 | 0 | 0 | 0 | 0 | 0 | 0 | 0 | 0 | 0 | 0 | 0 | 0 | 0 | 0 | 0 | 0 | 0 |  |  |  |  | 0 | 0 | 0 | 0 | 0 | 0 | 0 | 0 | -1.5279e-06 | 1/1/2031 | 12/31/2099 | TRUE | 10-Hour H2 Electrolyzer |  | 2029 |  |  |  | REF | 0 | 0 | Real 2021 ¦ 12/22/2022 3:42:52 PM | 0 | Area 1001 Hydrogen electrolyzer + Hydrogen gas CT 2031 | 0 |  | 1 | Unit |  | PJM | 0 | 0 | 0.97 | 0 | 0 | 0 | 0 | 0 | 0 | 0 | 0 | 0
11714 | Area 1001 Hydrogen electrolyzer + Hydrogen gas CT 2032 | ATC | 2029 | AEP-KPCO | 0 | 0 | 0 | 0 | 0 |  | 0 | 0 | 0 | 0 | 0 | 0 | 0 | 0 | -1 | 0 | 0 |  | 0 | 0 | 0 | 0 | 0 | 0 | 0 | 0 | 0 | 0 | 0 | 0 | 0 | -1 | 0 | 0 | 0 | 0 | 0 | 0 | 0 | 0 | 0 | 0 | 0 | 0 | 0 | 0 | 0 | 0 | 0 |  |  |  |  | 0 | 0 | 0 | 0 | 0 | 0 | 0 | 0 | -1.5279e-06 | 1/1/2032 | 12/31/2099 | TRUE | 10-Hour H2 Electrolyzer |  | 2029 |  |  |  | REF | 0 | 0 | Real 2021 ¦ 12/22/2022 3:42:52 PM | 0 | Area 1001 Hydrogen electrolyzer + Hydrogen gas CT 2032 | 0 |  | 1 | Unit |  | PJM | 0 | 0 | 0.97 | 0 | 0 | 0 | 0 | 0 | 0 | 0 | 0 | 0
11715 | Area 1001 Hydrogen electrolyzer + Hydrogen gas CT 2033 | ATC | 2029 | AEP-KPCO | 0 | 0 | 0 | 0 | 0 |  | 0 | 0 | 0 | 0 | 0 | 0 | 0 | 0 | -1 | 0 | 0 |  | 0 | 0 | 0 | 0 | 0 | 0 | 0 | 0 | 0 | 0 | 0 | 0 | 0 | -1 | 0 | 0 | 0 | 0 | 0 | 0 | 0 | 0 | 0 | 0 | 0 | 0 | 0 | 0 | 0 | 0 | 0 |  |  |  |  | 0 | 0 | 0 | 0 | 0 | 0 | 0 | 0 | -1.5279e-06 | 1/1/2033 | 12/31/2099 | TRUE | 10-Hour H2 Electrolyzer |  | 2029 |  |  |  | REF | 0 | 0 | Real 2021 ¦ 12/22/2022 3:42:52 PM | 0 | Area 1001 Hydrogen electrolyzer + Hydrogen gas CT 2033 | 0 |  | 1 | Unit |  | PJM | 0 | 0 | 0.97 | 0 | 0 | 0 | 0 | 0 | 0 | 0 | 0 | 0
11716 | Area 1001 Hydrogen electrolyzer + Hydrogen gas CT 2034 | ATC | 2029 | AEP-KPCO | 0 | 0 | 0 | 0 | 0 |  | 0 | 0 | 0 | 0 | 0 | 0 | 0 | 0 | -1 | 0 | 0 |  | 0 | 0 | 0 | 0 | 0 | 0 | 0 | 0 | 0 | 0 | 0 | 0 | 0 | -1 | 0 | 0 | 0 | 0 | 0 | 0 | 0 | 0 | 0 | 0 | 0 | 0 | 0 | 0 | 0 | 0 | 0 |  |  |  |  | 0 | 0 | 0 | 0 | 0 | 0 | 0 | 0 | -1.5279e-06 | 1/1/2034 | 12/31/2099 | TRUE | 10-Hour H2 Electrolyzer |  | 2029 |  |  |  | REF | 0 | 0 | Real 2021 ¦ 12/22/2022 3:42:52 PM | 0 | Area 1001 Hydrogen electrolyzer + Hydrogen gas CT 2034 | 0 |  | 1 | Unit |  | PJM | 0 | 0 | 0.97 | 0 | 0 | 0 | 0 | 0 | 0 | 0 | 0 | 0
11717 | Area 1001 Hydrogen electrolyzer + Hydrogen gas CT 2035 | ATC | 2029 | AEP-KPCO | 0 | 0 | 0 | 0 | 0 |  | 0 | 0 | 0 | 0 | 0 | 0 | 0 | 0 | -1 | 0 | 0 |  | 0 | 0 | 0 | 0 | 0 | 0 | 0 | 0 | 0 | 0 | 0 | 0 | 0 | -1 | 0 | 0 | 0 | 0 | 0 | 0 | 0 | 0 | 0 | 0 | 0 | 0 | 0 | 0 | 0 | 0 | 0 |  |  |  |  | 0 | 0 | 0 | 0 | 0 | 0 | 0 | 0 | -1.5279e-06 | 1/1/2035 | 12/31/2099 | TRUE | 10-Hour H2 Electrolyzer |  | 2029 |  |  |  | REF | 0 | 0 | Real 2021 ¦ 12/22/2022 3:42:52 PM | 0 | Area 1001 Hydrogen electrolyzer + Hydrogen gas CT 2035 | 0 |  | 1 | Unit |  | PJM | 0 | 0 | 0.97 | 0 | 0 | 0 | 0 | 0 | 0 | 0 | 0 | 0
11718 | Area 1001 Hydrogen electrolyzer + Hydrogen gas CT 2036 | ATC | 2029 | AEP-KPCO | 0 | 0 | 0 | 0 | 0 |  | 0 | 0 | 0 | 0 | 0 | 0 | 0 | 0 | -1 | 0 | 0 |  | 0 | 0 | 0 | 0 | 0 | 0 | 0 | 0 | 0 | 0 | 0 | 0 | 0 | -1 | 0 | 0 | 0 | 0 | 0 | 0 | 0 | 0 | 0 | 0 | 0 | 0 | 0 | 0 | 0 | 0 | 0 |  |  |  |  | 0 | 0 | 0 | 0 | 0 | 0 | 0 | 0 | -1.5279e-06 | 1/1/2036 | 12/31/2099 | TRUE | 10-Hour H2 Electrolyzer |  | 2029 |  |  |  | REF | 0 | 0 | Real 2021 ¦ 12/22/2022 3:42:52 PM | 0 | Area 1001 Hydrogen electrolyzer + Hydrogen gas CT 2036 | 0 |  | 1 | Unit |  | PJM | 0 | 0 | 0.97 | 0 | 0 | 0 | 0 | 0 | 0 | 0 | 0 | 0
11719 | Area 1001 Hydrogen electrolyzer + Hydrogen gas CT 2037 | ATC | 2029 | AEP-KPCO | 0 | 0 | 0 | 0 | 0 |  | 0 | 0 | 0 | 0 | 0 | 0 | 0 | 0 | -1 | 0 | 0 |  | 0 | 0 | 0 | 0 | 0 | 0 | 0 | 0 | 0 | 0 | 0 | 0 | 0 | -1 | 0 | 0 | 0 | 0 | 0 | 0 | 0 | 0 | 0 | 0 | 0 | 0 | 0 | 0 | 0 | 0 | 0 |  |  |  |  | 0 | 0 | 0 | 0 | 0 | 0 | 0 | 0 | -1.5279e-06 | 1/1/2037 | 12/31/2099 | TRUE | 10-Hour H2 Electrolyzer |  | 2029 |  |  |  | REF | 0 | 0 | Real 2021 ¦ 12/22/2022 3:42:52 PM | 0 | Area 1001 Hydrogen electrolyzer + Hydrogen gas CT 2037 | 0 |  | 1 | Unit |  | PJM | 0 | 0 | 0.97 | 0 | 0 | 0 | 0 | 0 | 0 | 0 | 0 | 0
11720 | Area 1001 Hydrogen electrolyzer + Hydrogen gas CT 2038 | ATC | 2029 | AEP-KPCO | 0 | 0 | 0 | 0 | 0 |  | 0 | 0 | 0 | 0 | 0 | 0 | 0 | 0 | -1 | 0 | 0 |  | 0 | 0 | 0 | 0 | 0 | 0 | 0 | 0 | 0 | 0 | 0 | 0 | 0 | -1 | 0 | 0 | 0 | 0 | 0 | 0 | 0 | 0 | 0 | 0 | 0 | 0 | 0 | 0 | 0 | 0 | 0 |  |  |  |  | 0 | 0 | 0 | 0 | 0 | 0 | 0 | 0 | -1.5279e-06 | 1/1/2038 | 12/31/2099 | TRUE | 10-Hour H2 Electrolyzer |  | 2029 |  |  |  | REF | 0 | 0 | Real 2021 ¦ 12/22/2022 3:42:52 PM | 0 | Area 1001 Hydrogen electrolyzer + Hydrogen gas CT 2038 | 0 |  | 1 | Unit |  | PJM | 0 | 0 | 0.97 | 0 | 0 | 0 | 0 | 0 | 0 | 0 | 0 | 0
11721 | Area 1001 Hydrogen electrolyzer + Hydrogen gas CT 2039 | ATC | 2029 | AEP-KPCO | 0 | 0 | 0 | 0 | 0 |  | 0 | 0 | 0 | 0 | 0 | 0 | 0 | 0 | -1 | 0 | 0 |  | 0 | 0 | 0 | 0 | 0 | 0 | 0 | 0 | 0 | 0 | 0 | 0 | 0 | -1 | 0 | 0 | 0 | 0 | 0 | 0 | 0 | 0 | 0 | 0 | 0 | 0 | 0 | 0 | 0 | 0 | 0 |  |  |  |  | 0 | 0 | 0 | 0 | 0 | 0 | 0 | 0 | -1.5279e-06 | 1/1/2039 | 12/31/2099 | TRUE | 10-Hour H2 Electrolyzer |  | 2029 |  |  |  | REF | 0 | 0 | Real 2021 ¦ 12/22/2022 3:42:52 PM | 0 | Area 1001 Hydrogen electrolyzer + Hydrogen gas CT 2039 | 0 |  | 1 | Unit |  | PJM | 0 | 0 | 0.97 | 0 | 0 | 0 | 0 | 0 | 0 | 0 | 0 | 0
11722 | Area 1001 Hydrogen electrolyzer + Hydrogen gas CT 2040 | ATC | 2029 | AEP-KPCO | 0 | 0 | 0 | 0 | 0 |  | 0 | 0 | 0 | 0 | 0 | 0 | 0 | 0 | -1 | 0 | 0 |  | 0 | 0 | 0 | 0 | 0 | 0 | 0 | 0 | 0 | 0 | 0 | 0 | 0 | -1 | 0 | 0 | 0 | 0 | 0 | 0 | 0 | 0 | 0 | 0 | 0 | 0 | 0 | 0 | 0 | 0 | 0 |  |  |  |  | 0 | 0 | 0 | 0 | 0 | 0 | 0 | 0 | -1.5279e-06 | 1/1/2040 | 12/31/2099 | TRUE | 10-Hour H2 Electrolyzer |  | 2029 |  |  |  | REF | 0 | 0 | Real 2021 ¦ 12/22/2022 3:42:52 PM | 0 | Area 1001 Hydrogen electrolyzer + Hydrogen gas CT 2040 | 0 |  | 1 | Unit |  | PJM | 0 | 0 | 0.97 | 0 | 0 | 0 | 0 | 0 | 0 | 0 | 0 | 0
11723 | Area 1001 Hydrogen electrolyzer + Hydrogen gas CT 2041 | ATC | 2029 | AEP-KPCO | 0 | 0 | 0 | 0 | 0 |  | 0 | 0 | 0 | 0 | 0 | 0 | 0 | 0 | -1 | 0 | 0 |  | 0 | 0 | 0 | 0 | 0 | 0 | 0 | 0 | 0 | 0 | 0 | 0 | 0 | -1 | 0 | 0 | 0 | 0 | 0 | 0 | 0 | 0 | 0 | 0 | 0 | 0 | 0 | 0 | 0 | 0 | 0 |  |  |  |  | 0 | 0 | 0 | 0 | 0 | 0 | 0 | 0 | -1.5279e-06 | 1/1/2041 | 12/31/2099 | TRUE | 10-Hour H2 Electrolyzer |  | 2029 |  |  |  | REF | 0 | 0 | Real 2021 ¦ 12/22/2022 3:42:52 PM | 0 | Area 1001 Hydrogen electrolyzer + Hydrogen gas CT 2041 | 0 |  | 1 | Unit |  | PJM | 0 | 0 | 0.97 | 0 | 0 | 0 | 0 | 0 | 0 | 0 | 0 | 0
11724 | Area 1001 Hydrogen electrolyzer + Hydrogen gas CT 2042 | ATC | 2029 | AEP-KPCO | 0 | 0 | 0 | 0 | 0 |  | 0 | 0 | 0 | 0 | 0 | 0 | 0 | 0 | -1 | 0 | 0 |  | 0 | 0 | 0 | 0 | 0 | 0 | 0 | 0 | 0 | 0 | 0 | 0 | 0 | -1 | 0 | 0 | 0 | 0 | 0 | 0 | 0 | 0 | 0 | 0 | 0 | 0 | 0 | 0 | 0 | 0 | 0 |  |  |  |  | 0 | 0 | 0 | 0 | 0 | 0 | 0 | 0 | -1.5279e-06 | 1/1/2042 | 12/31/2099 | TRUE | 10-Hour H2 Electrolyzer |  | 2029 |  |  |  | REF | 0 | 0 | Real 2021 ¦ 12/22/2022 3:42:52 PM | 0 | Area 1001 Hydrogen electrolyzer + Hydrogen gas CT 2042 | 0 |  | 1 | Unit |  | PJM | 0 | 0 | 0.97 | 0 | 0 | 0 | 0 | 0 | 0 | 0 | 0 | 0
11725 | Area 1001 Hydrogen electrolyzer + Hydrogen gas CT 2043 | ATC | 2029 | AEP-KPCO | 0 | 0 | 0 | 0 | 0 |  | 0 | 0 | 0 | 0 | 0 | 0 | 0 | 0 | -1 | 0 | 0 |  | 0 | 0 | 0 | 0 | 0 | 0 | 0 | 0 | 0 | 0 | 0 | 0 | 0 | -1 | 0 | 0 | 0 | 0 | 0 | 0 | 0 | 0 | 0 | 0 | 0 | 0 | 0 | 0 | 0 | 0 | 0 |  |  |  |  | 0 | 0 | 0 | 0 | 0 | 0 | 0 | 0 | -1.5279e-06 | 1/1/2043 | 12/31/2099 | TRUE | 10-Hour H2 Electrolyzer |  | 2029 |  |  |  | REF | 0 | 0 | Real 2021 ¦ 12/22/2022 3:42:52 PM | 0 | Area 1001 Hydrogen electrolyzer + Hydrogen gas CT 2043 | 0 |  | 1 | Unit |  | PJM | 0 | 0 | 0.97 | 0 | 0 | 0 | 0 | 0 | 0 | 0 | 0 | 0
11726 | Area 1001 Test Paired Solar | ATC | 2029 | AEP-KPCO | 22.8336 | 100 | 0 | 0 | 0 | 0 | 0 | 19045.9512 | 100 | 17559.7051 | 1486.2446 | 0 | 0 | 0 | -1 | 0 | 0 | 0 | 0 | 0 | 22.8336 | 200022.6875 | 200022.6875 | 0 | 0 | 0 | 0 | 6452.937 | 6452.937 | 0 | 0 | -1 | 0 | 0 | 365 | 0 | 0 | 0 | 0 | 0 | 0 | 0 | 0 | -12593.0137 | 0 | 0 | 0 | 0 | 0 | 0.22834 | 32.261 | 95.2189 | -62.9579 | 0 | 77.1664 | 0 | 0 | 0 | 4383 | 200022.6875 | 0 | 0 | 1/1/2023 | 12/31/2099 | TRUE | Solar |  | 2029 |  |  |  | REF | 0 | 0 | Real 2021 ¦ 12/22/2022 3:42:52 PM | 0 | Area 1001 Test Paired Solar | 0 |  | 1 | Unit |  | PJM | 5 | 0 | 0.24104 | 0 | 0 | 0 | 0 | 200022.6875 | 0 | 0 | 0 | 0
11727 | Area 1001 Test Paired Storage | ATC | 2029 | AEP-KPCO | 50 | 50 | 0 | 0 | 0 |  | 0 | 10673.4385 | 50 | 9498.2041 | 1175.2343 | 0 | 0 | 0 | -1 | 0 | 0 |  | 0 | 0 | -1.2302 | -10776.957 | -10776.957 | 0 | 0 | 0 | 0 | 2184.9207 | 2184.9207 | 0 | 0 | -1 | 0 | 0 | 556 | 0 | 0.1125 | 0.1125 | 0 | 0 | 0 | 0 | 0 | -10325.1943 | 0 | 0 | 0 | 0 | 0 | -0.024605 |  |  |  | 0 | 0 | 0 | 0 | 0 | 5157 | 51626.207 | 53042.6875 | -1414.1838 | 1/1/2023 | 12/31/2099 | TRUE | 4-Hour Li-on Battery Storage |  | 2029 |  |  |  | REF | 0 | 0 | Real 2021 ¦ 12/22/2022 3:42:52 PM | 115.4286 | Area 1001 Test Paired Storage | 0 |  | 1 | Unit |  | PJM | 48.5 | 0 | 0.97 | 0 | 0 | 0 | 0 | 438000 | 1836.6765 | 0 | 0 | 0
11728 | Spicewood Solar 2027 | ATC | 2029 | AEP-KPCO | 22.8336 | 100 | 0 | -32.9055 | -34.5508 | -32.9055 | -32.9055 | 14554.1885 | 100 | 13249.5957 | 1304.5925 | 0 | 0 | 0 | -1 | 0 | 0 | 0 | 0 | 0 | 22.8336 | 200022.6875 | 200022.6875 | 0 | 0 | 0 | 0 | 6452.937 | 6452.937 | 0 | 0 | -1 | 0 | 0 | 365 | 0 | 0 | 0 | 0 | 0 | 0 | 0 | 0 | -1519.4042 | -6581.8472 | 0 | -6581.8472 | 0 | 0 | 0.22834 | 32.261 | 39.8572 | -7.5962 | 0 | 77.1664 | 0 | 0 | 0 | 4383 | 200022.6875 | 0 | 0 | 1/1/2027 | 12/31/2099 | TRUE | Solar |  | 2029 |  |  |  | REF | 0 | 0 | Real 2021 ¦ 12/22/2022 3:42:52 PM | 0 | Spicewood Solar 2027 | 0 |  | 1 | Unit |  | PJM | 5 | 0 | 0.24104 | 0 | 0 | 0 | 0 | 200022.6875 | 0 | 0 | 0 | 0
11729 | Big Sandy #1_Ext Gas | ATC | 2029 | AEP-KPCO | 0 | 0 | 0 | 0 | 0 |  | 0 | 0 | 0 | 0 | 0 | 0 | 0 | 0 | -1 | 0 | 0 |  | 0 | 0 | 0 | 0 | 0 | 0 | 0 | 0 | 0 | 0 | 0 | 0 | 0 | -1 | 0 | 0 | 0 | 0 | 0 | 0 | 0 | 0 | 0 | 0 | 0 | 0 | 0 | 0 | 0 | 0 | 0 |  |  |  |  | 0 | 0 | 0 | 0 | 0 | 0 | 0 | 0 | 0 | 6/1/2031 | 5/31/2041 | TRUE | TCO |  | 2029 |  |  |  | REF | 0 | 0 | Real 2021 ¦ 12/22/2022 3:42:52 PM | 0 | Big Sandy #1_Ext Gas | 0 |  | 2 | Unit |  | PJM | 0 | 0 | 0.95 | 0 | 0 | 0 | 0 | 0 | 0 | 0 | 0 | 0
11730 | Big Sandy #1_Ext_NGCCS retrofit 2031 | ATC | 2029 | AEP-KPCO | 0 | 0 | 0 | 0 | 0 |  | 0 | 0 | 0 | 0 | 0 | 0 | 0 | 0 | -1 | 0 | 0 |  | 0 | 0 | 0 | 0 | 0 | 0 | 0 | 0 | 0 | 0 | 0 | 0 | 0 | -1 | 0 | 0 | 0 | 0 | 0 | 0 | 0 | 0 | 0 | 0 | 0 | 0 | 0 | 0 | 0 | 0 | 0 |  |  |  |  | 0 | 0 | 0 | 0 | 0 | 0 | 0 | 0 | 0 | 6/1/2031 | 5/31/2041 | TRUE | TCO |  | 2029 |  |  |  | REF | 0 | 0 | Real 2021 ¦ 12/22/2022 3:42:52 PM | 0 | Big Sandy #1_Ext_NGCCS retrofit 2032 | 0 |  | 2 | Unit |  | PJM | 0 | 0 | 0.95 | 0 | 0 | 0 | 0 | 0 | 0 | 0 | 0 | 0
11731 | Residential - Low/Medium_23-25 | ATC | 2029 | AEP-KPCO | 1.0011 | 8770.0479 | 0 | 0 | 0 | 0 | 0 | 0 | 8770.0479 | 0 | 0 | 0 | 0 | 0 | -1 | 0 | 0 | 0 | 0 | 0 | 1.0011 | 8770.0479 | 8770.0479 | 0 | 0 | 0 | 0 | 303.895 | 303.895 | 0 | 0 | -1 | 0 | 0 | 365 | 0 | 0 | 0 | 0 | 0 | 0 | 0 | 0 | 303.895 | 0 | 0 | 0 | 0 | 0 | 0.00011416 | 34.6515 | 0 | 34.6515 | 0 | 0 | 0 | 0 | 0 | 8760 | 8770.0479 | 0 | 0 | 1/1/2023 | 12/31/2099 | TRUE | DSM_EE |  | 2029 |  |  |  | REF | 0 | 0 | Real 2021 ¦ 12/22/2022 3:42:52 PM | 0 | Residential - Low/Medium_23-25 | 0 |  | 1 | Unit |  | PJM | 0.085065 | 0 | 0.24104 | 0 | 0 | 0 | 0 | 8770.0479 | 0 | 0 | 0 | 0
11732 | Residential - High_23-25 | ATC | 2029 | AEP-KPCO | 0.53612 | 4696.4268 | 0 | 0 | 0 | 0 | 0 | 0 | 4696.4268 | 0 | 0 | 0 | 0 | 0 | -1 | 0 | 0 | 0 | 0 | 0 | 0.53612 | 4696.4268 | 4696.4268 | 0 | 0 | 0 | 0 | 168.3935 | 168.3935 | 0 | 0 | -1 | 0 | 0 | 365 | 0 | 0 | 0 | 0 | 0 | 0 | 0 | 0 | 168.3935 | 0 | 0 | 0 | 0 | 0 | 0.00011416 | 35.8557 | 0 | 35.8557 | 0 | 0 | 0 | 0 | 0 | 8760 | 4696.4268 | 0 | 0 | 1/1/2023 | 12/31/2099 | TRUE | DSM_EE |  | 2029 |  |  |  | REF | 0 | 0 | Real 2021 ¦ 12/22/2022 3:42:52 PM | 0 | Residential - High_23-25 | 0 |  | 1 | Unit |  | PJM | 1.3921 | 0 | 1 | 0 | 0 | 0 | 0 | 4696.4268 | 0 | 0 | 0 | 0
11733 | Residential - Behavior_23-25 | ATC | 2029 | AEP-KPCO | 0 | 0 | 0 | 0 | 0 |  | 0 | 0 | 0 | 0 | 0 | 0 | 0 | 0 | -1 | 0 | 0 |  | 0 | 0 | 0 | 0 | 0 | 0 | 0 | 0 | 0 | 0 | 0 | 0 | 0 | -1 | 0 | 0 | 0 | 0 | 0 | 0 | 0 | 0 | 0 | 0 | 0 | 0 | 0 | 0 | 0 | 0 | 0 |  |  |  |  | 0 | 0 | 0 | 0 | 0 | 0 | 0 | 0 | 0 | 1/1/2023 | 12/31/2099 | TRUE | DSM_EE |  | 2029 |  |  |  | REF | 0 | 0 | Real 2021 ¦ 12/22/2022 3:42:52 PM | 0 | Residential - Behavior_23-25 | 0 |  | 1 | Unit |  | PJM | 0 | 0 | 1 | 0 | 0 | 0 | 0 | 0 | 0 | 0 | 0 | 0
11734 | C&I - Low_23-25 | ATC | 2029 | AEP-KPCO | 4.1781 | 36600.1016 | 0 | 0 | 0 | 0 | 0 | 0 | 36600.1016 | 0 | 0 | 0 | 0 | 0 | -1 | 0 | 0 | 0 | 0 | 0 | 4.1781 | 36600.1016 | 36600.1016 | 0 | 0 | 0 | 0 | 1232.9688 | 1232.9688 | 0 | 0 | -1 | 0 | 0 | 365 | 0 | 0 | 0 | 0 | 0 | 0 | 0 | 0 | 1232.9688 | 0 | 0 | 0 | 0 | 0 | 0.00011416 | 33.6876 | 0 | 33.6876 | 0 | 0 | 0 | 0 | 0 | 8760 | 36600.1016 | 0 | 0 | 1/1/2023 | 12/31/2099 | TRUE | DSM_EE |  | 2029 |  |  |  | REF | 0 | 0 | Real 2021 ¦ 12/22/2022 3:42:52 PM | 0 | C&I - Low_23-25 | 0 |  | 1 | Unit |  | PJM | 6.4581 | 0 | 1 | 0 | 0 | 0 | 0 | 36600.1016 | 0 | 0 | 0 | 0
11735 | C&I - High_23-25 | ATC | 2029 | AEP-KPCO | 0 | 0 | 0 | 0 | 0 |  | 0 | 0 | 0 | 0 | 0 | 0 | 0 | 0 | -1 | 0 | 0 |  | 0 | 0 | 0 | 0 | 0 | 0 | 0 | 0 | 0 | 0 | 0 | 0 | 0 | -1 | 0 | 0 | 0 | 0 | 0 | 0 | 0 | 0 | 0 | 0 | 0 | 0 | 0 | 0 | 0 | 0 | 0 |  |  |  |  | 0 | 0 | 0 | 0 | 0 | 0 | 0 | 0 | 0 | 1/1/2023 | 12/31/2099 | TRUE | DSM_EE |  | 2029 |  |  |  | REF | 0 | 0 | Real 2021 ¦ 12/22/2022 3:42:52 PM | 0 | C&I - High_23-25 | 0 |  | 1 | Unit |  | PJM | 0 | 0 | 1 | 0 | 0 | 0 | 0 | 0 | 0 | 0 | 0 | 0
11736 | IQW_23-25 | ATC | 2029 | AEP-KPCO | 0.058316 | 510.845 | 0 | 0 | 0 | 0 | 0 | 0 | 510.845 | 0 | 0 | 0 | 0 | 0 | -1 | 0 | 0 | 0 | 0 | 0 | 0.058316 | 510.845 | 510.845 | 0 | 0 | 0 | 0 | 18.0431 | 18.0431 | 0 | 0 | -1 | 0 | 0 | 365 | 0 | 0 | 0 | 0 | 0 | 0 | 0 | 0 | 18.0431 | 0 | 0 | 0 | 0 | 0 | 0.00011416 | 35.3201 | 0 | 35.3201 | 0 | 0 | 0 | 0 | 0 | 8760 | 510.845 | 0 | 0 | 1/1/2023 | 12/31/2099 | TRUE | DSM_EE |  | 2029 |  |  |  | REF | 0 | 0 | Real 2021 ¦ 12/22/2022 3:42:52 PM | 0 | IQW_23-25 | 0 |  | 1 | Unit |  | PJM | 0.18227 | 0 | 1 | 0 | 0 | 0 | 0 | 510.845 | 0 | 0 | 0 | 0
11737 | Residential - Low/Medium_26-30 | ATC | 2029 | AEP-KPCO | 4.2231 | 36994.6211 | 0 | 0 | 0 | 0 | 0 | 2637.1506 | 36994.6211 | 2637.1506 | 0 | 0 | 0 | 0 | -1 | 0 | 0 | 0 | 0 | 0 | 4.2231 | 36994.6211 | 36994.6211 | 0 | 0 | 0 | 0 | 1285.3282 | 1285.3282 | 0 | 0 | -1 | 0 | 0 | 365 | 0 | 0 | 0 | 0 | 0 | 0 | 0 | 0 | -1351.8223 | 0 | 0 | 0 | 0 | 0 | 0.00011416 | 34.7437 | 71.2847 | -36.541 | 0 | 0 | 0 | 0 | 0 | 8760 | 36994.6211 | 0 | 0 | 1/1/2026 | 12/31/2099 | TRUE | DSM_EE |  | 2029 |  |  |  | REF | 0 | 0 | Real 2021 ¦ 12/22/2022 3:42:52 PM | 0 | Residential - Low/Medium_26-30 | 0 |  | 1 | Unit |  | PJM | 7.4467 | 0 | 1 | 0 | 0 | 0 | 0 | 36994.6211 | 0 | 0 | 0 | 0
11738 | Residential - High_26-30 | ATC | 2029 | AEP-KPCO | 1.4626 | 12812.7207 | 0 | 0 | 0 | 0 | 0 | 4084.3362 | 12812.7207 | 4084.3362 | 0 | 0 | 0 | 0 | -1 | 0 | 0 | 0 | 0 | 0 | 1.4626 | 12812.7207 | 12812.7207 | 0 | 0 | 0 | 0 | 459.7185 | 459.7185 | 0 | 0 | -1 | 0 | 0 | 365 | 0 | 0 | 0 | 0 | 0 | 0 | 0 | 0 | -3624.6177 | 0 | 0 | 0 | 0 | 0 | 0.00011416 | 35.8798 | 318.772 | -282.8921 | 0 | 0 | 0 | 0 | 0 | 8760 | 12812.7207 | 0 | 0 | 1/1/2026 | 12/31/2099 | TRUE | DSM_EE |  | 2029 |  |  |  | REF | 0 | 0 | Real 2021 ¦ 12/22/2022 3:42:52 PM | 0 | Residential - High_26-30 | 0 |  | 1 | Unit |  | PJM | 3.247 | 0 | 1 | 0 | 0 | 0 | 0 | 12812.7207 | 0 | 0 | 0 | 0
11739 | Residential - Behavior_26-30 | ATC | 2029 | AEP-KPCO | 1.1104 | 9726.8643 | 0 | 0 | 0 | 0 | 0 | 638.2277 | 9726.8643 | 638.2277 | 0 | 0 | 0 | 0 | -1 | 0 | 0 | 0 | 0 | 0 | 1.1104 | 9726.8643 | 9726.8643 | 0 | 0 | 0 | 0 | 342.67 | 342.67 | 0 | 0 | -1 | 0 | 0 | 365 | 0 | 0 | 0 | 0 | 0 | 0 | 0 | 0 | -295.5577 | 0 | 0 | 0 | 0 | 0 | 0.00011416 | 35.2292 | 65.615 | -30.3857 | 0 | 0 | 0 | 0 | 0 | 8760 | 9726.8643 | 0 | 0 | 1/1/2026 | 12/31/2099 | TRUE | DSM_EE |  | 2029 |  |  |  | REF | 0 | 0 | Real 2021 ¦ 12/22/2022 3:42:52 PM | 0 | Residential - Behavior_26-30 | 0 |  | 1 | Unit |  | PJM | 2.3195 | 0 | 1 | 0 | 0 | 0 | 0 | 9726.8643 | 0 | 0 | 0 | 0
11740 | C&I - Low_26-30 | ATC | 2029 | AEP-KPCO | 13.1045 | 114795.0469 | 0 | 0 | 0 | 0 | 0 | 5712.3936 | 114795.0469 | 5712.3936 | 0 | 0 | 0 | 0 | -1 | 0 | 0 | 0 | 0 | 0 | 13.1045 | 114795.0469 | 114795.0469 | 0 | 0 | 0 | 0 | 3875.3181 | 3875.3181 | 0 | 0 | -1 | 0 | 0 | 365 | 0 | 0 | 0 | 0 | 0 | 0 | 0 | 0 | -1837.0753 | 0 | 0 | 0 | 0 | 0 | 0.00011416 | 33.7586 | 49.7617 | -16.0031 | 0 | 0 | 0 | 0 | 0 | 8760 | 114795.0469 | 0 | 0 | 1/1/2026 | 12/31/2099 | TRUE | DSM_EE |  | 2029 |  |  |  | REF | 0 | 0 | Real 2021 ¦ 12/22/2022 3:42:52 PM | 0 | C&I - Low_26-30 | 0 |  | 1 | Unit |  | PJM | 14.2182 | 0 | 1 | 0 | 0 | 0 | 0 | 114795.0469 | 0 | 0 | 0 | 0
11741 | C&I - High_26-30 | ATC | 2029 | AEP-KPCO | 0.67223 | 5888.7642 | 0 | 0 | 0 | 0 | 0 | 871.6487 | 5888.7642 | 871.6487 | 0 | 0 | 0 | 0 | -1 | 0 | 0 | 0 | 0 | 0 | 0.67223 | 5888.7642 | 5888.7642 | 0 | 0 | 0 | 0 | 199.055 | 199.055 | 0 | 0 | -1 | 0 | 0 | 365 | 0 | 0 | 0 | 0 | 0 | 0 | 0 | 0 | -672.5937 | 0 | 0 | 0 | 0 | 0 | 0.00011416 | 33.8025 | 148.019 | -114.2164 | 0 | 0 | 0 | 0 | 0 | 8760 | 5888.7642 | 0 | 0 | 1/1/2026 | 12/31/2099 | TRUE | DSM_EE |  | 2029 |  |  |  | REF | 0 | 0 | Real 2021 ¦ 12/22/2022 3:42:52 PM | 0 | C&I - High_26-30 | 0 |  | 1 | Unit |  | PJM | 0.68736 | 0 | 1 | 0 | 0 | 0 | 0 | 5888.7642 | 0 | 0 | 0 | 0
11742 | IQW_26-30 | ATC | 2029 | AEP-KPCO | 0.19174 | 1679.644 | 0 | 0 | 0 | 0 | 0 | 774.7043 | 1679.644 | 774.7043 | 0 | 0 | 0 | 0 | -1 | 0 | 0 | 0 | 0 | 0 | 0.19174 | 1679.644 | 1679.644 | 0 | 0 | 0 | 0 | 59.3579 | 59.3579 | 0 | 0 | -1 | 0 | 0 | 365 | 0 | 0 | 0 | 0 | 0 | 0 | 0 | 0 | -715.3464 | 0 | 0 | 0 | 0 | 0 | 0.00011416 | 35.3396 | 461.2313 | -425.8917 | 0 | 0 | 0 | 0 | 0 | 8760 | 1679.644 | 0 | 0 | 1/1/2026 | 12/31/2099 | TRUE | DSM_EE |  | 2029 |  |  |  | REF | 0 | 0 | Real 2021 ¦ 12/22/2022 3:42:52 PM | 0 | IQW_26-30 | 0 |  | 1 | Unit |  | PJM | 0.58364 | 0 | 1 | 0 | 0 | 0 | 0 | 1679.644 | 0 | 0 | 0 | 0
11743 | Residential - Low/Medium_31-42 | ATC | 2029 | AEP-KPCO | 0 | 0 | 0 | 0 | 0 |  | 0 | 0 | 0 | 0 | 0 | 0 | 0 | 0 | -1 | 0 | 0 |  | 0 | 0 | 0 | 0 | 0 | 0 | 0 | 100 | 0 | 0 | 0 | 0 | 0 | -1 | 0 | 0 | 0 | 0 | 0 | 0 | 0 | 0 | 0 | 0 | 0 | 0 | 0 | 0 | 0 | 0 | 0 |  |  |  |  | 0 | 0 | 0 | 0 | 0 | 0 | 0 | 0 | 0 | 1/1/2031 | 12/31/2099 | TRUE | DSM_EE |  | 2029 |  |  |  | REF | 0 | 0 | Real 2021 ¦ 12/22/2022 3:42:52 PM | 0 | Residential - Low/Medium_31-42 | 0 |  | 1 | Unit |  | PJM | 0 | 0 | 1 | 0 | 0 | 0 | 0 | 0 | 0 | 0 | 0 | 0
11744 | Residential - High_31-42 | ATC | 2029 | AEP-KPCO | 0 | 0 | 0 | 0 | 0 |  | 0 | 0 | 0 | 0 | 0 | 0 | 0 | 0 | -1 | 0 | 0 |  | 0 | 0 | 0 | 0 | 0 | 0 | 0 | 100 | 0 | 0 | 0 | 0 | 0 | -1 | 0 | 0 | 0 | 0 | 0 | 0 | 0 | 0 | 0 | 0 | 0 | 0 | 0 | 0 | 0 | 0 | 0 |  |  |  |  | 0 | 0 | 0 | 0 | 0 | 0 | 0 | 0 | 0 | 1/1/2031 | 12/31/2099 | TRUE | DSM_EE |  | 2029 |  |  |  | REF | 0 | 0 | Real 2021 ¦ 12/22/2022 3:42:52 PM | 0 | Residential - High_31-42 | 0 |  | 1 | Unit |  | PJM | 0 | 0 | 1 | 0 | 0 | 0 | 0 | 0 | 0 | 0 | 0 | 0
11745 | Residential - Behavior_31-42 | ATC | 2029 | AEP-KPCO | 0 | 0 | 0 | 0 | 0 |  | 0 | 0 | 0 | 0 | 0 | 0 | 0 | 0 | -1 | 0 | 0 |  | 0 | 0 | 0 | 0 | 0 | 0 | 0 | 100 | 0 | 0 | 0 | 0 | 0 | -1 | 0 | 0 | 0 | 0 | 0 | 0 | 0 | 0 | 0 | 0 | 0 | 0 | 0 | 0 | 0 | 0 | 0 |  |  |  |  | 0 | 0 | 0 | 0 | 0 | 0 | 0 | 0 | 0 | 1/1/2031 | 12/31/2099 | TRUE | DSM_EE |  | 2029 |  |  |  | REF | 0 | 0 | Real 2021 ¦ 12/22/2022 3:42:52 PM | 0 | Residential - Behavior_31-42 | 0 |  | 1 | Unit |  | PJM | 0 | 0 | 1 | 0 | 0 | 0 | 0 | 0 | 0 | 0 | 0 | 0
11746 | C&I - Low_31-42 | ATC | 2029 | AEP-KPCO | 0 | 0 | 0 | 0 | 0 |  | 0 | 0 | 0 | 0 | 0 | 0 | 0 | 0 | -1 | 0 | 0 |  | 0 | 0 | 0 | 0 | 0 | 0 | 0 | 100 | 0 | 0 | 0 | 0 | 0 | -1 | 0 | 0 | 0 | 0 | 0 | 0 | 0 | 0 | 0 | 0 | 0 | 0 | 0 | 0 | 0 | 0 | 0 |  |  |  |  | 0 | 0 | 0 | 0 | 0 | 0 | 0 | 0 | 0 | 1/1/2031 | 12/31/2099 | TRUE | DSM_EE |  | 2029 |  |  |  | REF | 0 | 0 | Real 2021 ¦ 12/22/2022 3:42:52 PM | 0 | C&I - Low_31-42 | 0 |  | 1 | Unit |  | PJM | 0 | 0 | 1 | 0 | 0 | 0 | 0 | 0 | 0 | 0 | 0 | 0
11747 | C&I - High_31-42 | ATC | 2029 | AEP-KPCO | 0 | 0 | 0 | 0 | 0 |  | 0 | 0 | 0 | 0 | 0 | 0 | 0 | 0 | -1 | 0 | 0 |  | 0 | 0 | 0 | 0 | 0 | 0 | 0 | 100 | 0 | 0 | 0 | 0 | 0 | -1 | 0 | 0 | 0 | 0 | 0 | 0 | 0 | 0 | 0 | 0 | 0 | 0 | 0 | 0 | 0 | 0 | 0 |  |  |  |  | 0 | 0 | 0 | 0 | 0 | 0 | 0 | 0 | 0 | 1/1/2031 | 12/31/2099 | TRUE | DSM_EE |  | 2029 |  |  |  | REF | 0 | 0 | Real 2021 ¦ 12/22/2022 3:42:52 PM | 0 | C&I - High_31-42 | 0 |  | 1 | Unit |  | PJM | 0 | 0 | 1 | 0 | 0 | 0 | 0 | 0 | 0 | 0 | 0 | 0
11748 | IQW_31-42 | ATC | 2029 | AEP-KPCO | 0 | 0 | 0 | 0 | 0 |  | 0 | 0 | 0 | 0 | 0 | 0 | 0 | 0 | -1 | 0 | 0 |  | 0 | 0 | 0 | 0 | 0 | 0 | 0 | 100 | 0 | 0 | 0 | 0 | 0 | -1 | 0 | 0 | 0 | 0 | 0 | 0 | 0 | 0 | 0 | 0 | 0 | 0 | 0 | 0 | 0 | 0 | 0 |  |  |  |  | 0 | 0 | 0 | 0 | 0 | 0 | 0 | 0 | 0 | 1/1/2031 | 12/31/2099 | TRUE | DSM_EE |  | 2029 |  |  |  | REF | 0 | 0 | Real 2021 ¦ 12/22/2022 3:42:52 PM | 0 | IQW_31-42 | 0 |  | 1 | Unit |  | PJM | 0 | 0 | 1 | 0 | 0 | 0 | 0 | 0 | 0 | 0 | 0 | 0
11749 | Area 1001 Test Paired Solar 3-1 | ATC | 2029 | AEP-KPCO | 34.2505 | 150 | 0 | 0 | 0 | 0 | 0 | 31178.1113 | 150 | 28948.7441 | 2229.3669 | 0 | 0 | 0 | -1 | 0 | 0 | 0 | 0 | 0 | 34.2505 | 300034.0312 | 300034.0312 | 0 | 0 | 0 | 0 | 9679.4062 | 9679.4062 | 0 | 0 | -1 | 0 | 0 | 365 | 0 | 0 | 0 | 0 | 0 | 0 | 0 | 0 | -21498.7051 | 0 | 0 | 0 | 0 | 0 | 0.22834 | 32.261 | 103.9152 | -71.6542 | 0 | 115.7495 | 0 | 0 | 0 | 4383 | 300034.0312 | 0 | 0 | 1/1/2023 | 12/31/2099 | TRUE | Solar |  | 2029 |  |  |  | REF | 0 | 0 | Real 2021 ¦ 12/22/2022 3:42:52 PM | 0 | Area 1001 Test Paired Solar 3-1 | 0 |  | 1 | Unit |  | PJM | 7.5 | 0 | 0.24104 | 0 | 0 | 0 | 0 | 300034.0312 | 0 | 0 | 0 | 0
11750 | Area 1001 Test Paired Storage 3-1 | ATC | 2029 | AEP-KPCO | 50 | 50 | 0 | 0 | 0 |  | 0 | 9393.6172 | 50 | 8218.3828 | 1175.2343 | 0 | 0 | 0 | -1 | 0 | 0 |  | 0 | 0 | -1.2954 | -11347.8896 | -11347.8896 | 0 | 0 | 0 | 0 | 2307.2859 | 2307.2859 | 0 | 0 | -1 | 0 | 0 | 582 | 0 | 0.23698 | 0.23698 | 0 | 0 | 0 | 0 | 0 | -9021.3184 | 0 | 0 | 0 | 0 | 0 | -0.025908 |  |  |  | 0 | 0 | 0 | 0 | 0 | 5064 | 54720.2734 | 56157.9375 | -1435.3671 | 1/1/2023 | 12/31/2099 | TRUE | 4-Hour Li-on Battery Storage |  | 2029 |  |  |  | REF | 0 | 0 | Real 2021 ¦ 12/22/2022 3:42:52 PM | 115.0856 | Area 1001 Test Paired Storage 3-1 | 0 |  | 1 | Unit |  | PJM | 48.5 | 0 | 0.97 | 0 | 0 | 0 | 0 | 438000 | 1934.9878 | 0 | 0 | 0
11751 | Solar+Storage 3-1 2023 | ATC | 2029 | AEP-KPCO | 8.3139 | 8.3139 | 0 | 0 | 0 | 0 | 0 | 8584.4395 | 50 | 6897.2764 | 1687.163 | 0 | 0 | 0 | -1 | 0 | 0 | 0 | 0 | 0 | 8.3139 | 72829.4297 | 72829.4297 | 0 | 0 | 100 | 0 | 2504.217 | 2504.217 | 0 | 0 | -1 | 0 | 0 | 617 | 0 | 0 | 0 | 0 | 0 | 0 | 0 | 0 | -6080.2222 | 0 | 0 | 0 | 0 | 0 | 1 | 34.3847 | 117.8705 | -83.4858 | 0 | 0 | 0 | 0 | 0 | 4260 | 72829.4297 | 0 | 0 | 1/1/2023 | 12/31/2099 | TRUE | Solar |  | 2029 |  |  |  | REF | 0 | 0 | Real 2021 ¦ 12/22/2022 3:42:52 PM | 0 | Solar+Storage 3-1 2023 | 0 |  | 1 | Unit |  | PJM | 0.00024637 | 0 | 0.24104 | 0 | 0 | 0 | 0 | 72829.4297 | 0 | 0 | 0 | 0
11752 | Solar+Storage 3-1 2024 | ATC | 2029 | AEP-KPCO | 8.3139 | 8.3139 | 0 | 0 | 0 | 0 | 0 | 7626.6372 | 50 | 6011.0342 | 1615.603 | 0 | 0 | 0 | -1 | 0 | 0 | 0 | 0 | 0 | 8.3139 | 72829.4297 | 72829.4297 | 0 | 0 | 100 | 0 | 2504.217 | 2504.217 | 0 | 0 | -1 | 0 | 0 | 617 | 0 | 0 | 0 | 0 | 0 | 0 | 0 | 0 | -5122.4199 | 0 | 0 | 0 | 0 | 0 | 1 | 34.3847 | 104.7192 | -70.3345 | 0 | 0 | 0 | 0 | 0 | 4260 | 72829.4297 | 0 | 0 | 1/1/2024 | 12/31/2099 | TRUE | Solar |  | 2029 |  |  |  | REF | 0 | 0 | Real 2021 ¦ 12/22/2022 3:42:52 PM | 0 | Solar+Storage 3-1 2024 | 0 |  | 1 | Unit |  | PJM | 0.00024637 | 0 | 0.24104 | 0 | 0 | 0 | 0 | 72829.4297 | 0 | 0 | 0 | 0
11753 | Solar+Storage 3-1 2025 | ATC | 2029 | AEP-KPCO | 8.3139 | 8.3139 | 0 | 0 | 0 | 0 | 0 | 7048.6528 | 50 | 5499.1055 | 1549.5477 | 0 | 0 | 0 | -1 | 0 | 0 | 0 | 0 | 0 | 8.3139 | 72829.4297 | 72829.4297 | 0 | 0 | 100 | 0 | 2504.217 | 2504.217 | 0 | 0 | -1 | 0 | 0 | 617 | 0 | 0 | 0 | 0 | 0 | 0 | 0 | 0 | -4544.436 | 0 | 0 | 0 | 0 | 0 | 1 | 34.3847 | 96.783 | -62.3983 | 0 | 0 | 0 | 0 | 0 | 4260 | 72829.4297 | 0 | 0 | 1/1/2025 | 12/31/2099 | TRUE | Solar |  | 2029 |  |  |  | REF | 0 | 0 | Real 2021 ¦ 12/22/2022 3:42:52 PM | 0 | Solar+Storage 3-1 2025 | 0 |  | 1 | Unit |  | PJM | 0.00024637 | 0 | 0.24104 | 0 | 0 | 0 | 0 | 72829.4297 | 0 | 0 | 0 | 0
11754 | Solar+Storage 3-1 2026 | ATC | 2029 | AEP-KPCO | 8.3139 | 8.3139 | 0 | 0 | 0 | 0 | 0 | 6787.1841 | 50 | 5295.4346 | 1491.7493 | 0 | 0 | 0 | -1 | 0 | 0 | 0 | 0 | 0 | 8.3139 | 72829.4297 | 72829.4297 | 0 | 0 | 100 | 0 | 2504.217 | 2504.217 | 0 | 0 | -1 | 0 | 0 | 617 | 0 | 0 | 0 | 0 | 0 | 0 | 0 | 0 | -4282.9668 | 0 | 0 | 0 | 0 | 0 | 1 | 34.3847 | 93.1929 | -58.8082 | 0 | 0 | 0 | 0 | 0 | 4260 | 72829.4297 | 0 | 0 | 1/1/2026 | 12/31/2099 | TRUE | Solar |  | 2029 |  |  |  | REF | 0 | 0 | Real 2021 ¦ 12/22/2022 3:42:52 PM | 0 | Solar+Storage 3-1 2026 | 0 |  | 1 | Unit |  | PJM | 0.00024637 | 0 | 0.24104 | 0 | 0 | 0 | 0 | 72829.4297 | 0 | 0 | 0 | 0
11755 | Solar+Storage 3-1 2027 | ATC | 2029 | AEP-KPCO | 8.3139 | 8.3139 | 0 | 0 | 0 | 0 | 0 | 6558.7427 | 50 | 5119.2871 | 1439.4554 | 0 | 0 | 0 | -1 | 0 | 0 | 0 | 0 | 0 | 8.3139 | 72829.4297 | 72829.4297 | 0 | 0 | 100 | 0 | 2504.217 | 2504.217 | 0 | 0 | -1 | 0 | 0 | 617 | 0 | 0 | 0 | 0 | 0 | 0 | 0 | 0 | -4054.5256 | 0 | 0 | 0 | 0 | 0 | 1 | 34.3847 | 90.0562 | -55.6715 | 0 | 0 | 0 | 0 | 0 | 4260 | 72829.4297 | 0 | 0 | 1/1/2027 | 12/31/2099 | TRUE | Solar |  | 2029 |  |  |  | REF | 0 | 0 | Real 2021 ¦ 12/22/2022 3:42:52 PM | 0 | Solar+Storage 3-1 2027 | 0 |  | 1 | Unit |  | PJM | 0.00024637 | 0 | 0.24104 | 0 | 0 | 0 | 0 | 72829.4297 | 0 | 0 | 0 | 0
11756 | Solar+Storage 3-1 2028 | ATC | 2029 | AEP-KPCO | 8.3139 | 8.3139 | 0 | 0 | 0 | 0 | 0 | 6319.292 | 50 | 4932.1304 | 1387.1617 | 0 | 0 | 0 | -1 | 0 | 0 | 0 | 0 | 0 | 8.3139 | 72829.4297 | 72829.4297 | 0 | 0 | 100 | 0 | 2504.217 | 2504.217 | 0 | 0 | -1 | 0 | 0 | 617 | 0 | 0 | 0 | 0 | 0 | 0 | 0 | 0 | -3815.075 | 0 | 0 | 0 | 0 | 0 | 1 | 34.3847 | 86.7684 | -52.3837 | 0 | 0 | 0 | 0 | 0 | 4260 | 72829.4297 | 0 | 0 | 1/1/2028 | 12/31/2099 | TRUE | Solar |  | 2029 |  |  |  | REF | 0 | 0 | Real 2021 ¦ 12/22/2022 3:42:52 PM | 0 | Solar+Storage 3-1 2028 | 0 |  | 1 | Unit |  | PJM | 0.00024637 | 0 | 0.24104 | 0 | 0 | 0 | 0 | 72829.4297 | 0 | 0 | 0 | 0
11757 | Solar+Storage 3-1 2029 | ATC | 2029 | AEP-KPCO | 8.3139 | 8.3139 | 0 | 0 | 0 | 0 | 0 | 6090.8511 | 50 | 4755.9829 | 1334.8679 | 0 | 0 | 0 | -1 | 0 | 0 | 0 | 0 | 0 | 8.3139 | 72829.4297 | 72829.4297 | 0 | 0 | 100 | 0 | 2504.217 | 2504.217 | 0 | 0 | -1 | 0 | 0 | 617 | 0 | 0 | 0 | 0 | 0 | 0 | 0 | 0 | -3586.6338 | 0 | 0 | 0 | 0 | 0 | 1 | 34.3847 | 83.6317 | -49.247 | 0 | 0 | 0 | 0 | 0 | 4260 | 72829.4297 | 0 | 0 | 1/1/2029 | 12/31/2099 | TRUE | Solar |  | 2029 |  |  |  | REF | 0 | 0 | Real 2021 ¦ 12/22/2022 3:42:52 PM | 0 | Solar+Storage 3-1 2029 | 0 |  | 1 | Unit |  | PJM | 0.00024637 | 0 | 0.24104 | 0 | 0 | 0 | 0 | 72829.4297 | 0 | 0 | 0 | 0
11758 | Solar+Storage 3-1 2030 | ATC | 2029 | AEP-KPCO | 0 | 0 | 0 | 0 | 0 |  | 0 | 0 | 0 | 0 | 0 | 0 | 0 | 0 | -1 | 0 | 0 |  | 0 | 0 | 0 | 0 | 0 | 0 | 0 | 100 | 0 | 0 | 0 | 0 | 0 | -1 | 0 | 0 | 0 | 0 | 0 | 0 | 0 | 0 | 0 | 0 | 0 | 0 | 0 | 0 | 0 | 0 | 0 |  |  |  |  | 0 | 0 | 0 | 0 | 0 | 0 | 0 | 0 | 0 | 1/1/2030 | 12/31/2099 | TRUE | Solar |  | 2029 |  |  |  | REF | 0 | 0 | Real 2021 ¦ 12/22/2022 3:42:52 PM | 0 | Solar+Storage 3-1 2030 | 0 |  | 1 | Unit |  | PJM | 0 | 0 | 0.24104 | 0 | 0 | 0 | 0 | 0 | 0 | 0 | 0 | 0
11759 | Solar+Storage 3-1 2031 | ATC | 2029 | AEP-KPCO | 0 | 0 | 0 | 0 | 0 |  | 0 | 0 | 0 | 0 | 0 | 0 | 0 | 0 | -1 | 0 | 0 |  | 0 | 0 | 0 | 0 | 0 | 0 | 0 | 100 | 0 | 0 | 0 | 0 | 0 | -1 | 0 | 0 | 0 | 0 | 0 | 0 | 0 | 0 | 0 | 0 | 0 | 0 | 0 | 0 | 0 | 0 | 0 |  |  |  |  | 0 | 0 | 0 | 0 | 0 | 0 | 0 | 0 | 0 | 1/1/2031 | 12/31/2099 | TRUE | Solar |  | 2029 |  |  |  | REF | 0 | 0 | Real 2021 ¦ 12/22/2022 3:42:52 PM | 0 | Solar+Storage 3-1 2031 | 0 |  | 1 | Unit |  | PJM | 0 | 0 | 0.24104 | 0 | 0 | 0 | 0 | 0 | 0 | 0 | 0 | 0
11760 | Solar+Storage 3-1 2032 | ATC | 2029 | AEP-KPCO | 0 | 0 | 0 | 0 | 0 |  | 0 | 0 | 0 | 0 | 0 | 0 | 0 | 0 | -1 | 0 | 0 |  | 0 | 0 | 0 | 0 | 0 | 0 | 0 | 100 | 0 | 0 | 0 | 0 | 0 | -1 | 0 | 0 | 0 | 0 | 0 | 0 | 0 | 0 | 0 | 0 | 0 | 0 | 0 | 0 | 0 | 0 | 0 |  |  |  |  | 0 | 0 | 0 | 0 | 0 | 0 | 0 | 0 | 0 | 1/1/2032 | 12/31/2099 | TRUE | Solar |  | 2029 |  |  |  | REF | 0 | 0 | Real 2021 ¦ 12/22/2022 3:42:52 PM | 0 | Solar+Storage 3-1 2032 | 0 |  | 1 | Unit |  | PJM | 0 | 0 | 0.24104 | 0 | 0 | 0 | 0 | 0 | 0 | 0 | 0 | 0
11761 | Solar+Storage 3-1 2033 | ATC | 2029 | AEP-KPCO | 0 | 0 | 0 | 0 | 0 |  | 0 | 0 | 0 | 0 | 0 | 0 | 0 | 0 | -1 | 0 | 0 |  | 0 | 0 | 0 | 0 | 0 | 0 | 0 | 100 | 0 | 0 | 0 | 0 | 0 | -1 | 0 | 0 | 0 | 0 | 0 | 0 | 0 | 0 | 0 | 0 | 0 | 0 | 0 | 0 | 0 | 0 | 0 |  |  |  |  | 0 | 0 | 0 | 0 | 0 | 0 | 0 | 0 | 0 | 1/1/2033 | 12/31/2099 | TRUE | Solar |  | 2029 |  |  |  | REF | 0 | 0 | Real 2021 ¦ 12/22/2022 3:42:52 PM | 0 | Solar+Storage 3-1 2033 | 0 |  | 1 | Unit |  | PJM | 0 | 0 | 0.24104 | 0 | 0 | 0 | 0 | 0 | 0 | 0 | 0 | 0
11762 | Solar+Storage 3-1 2034 | ATC | 2029 | AEP-KPCO | 0 | 0 | 0 | 0 | 0 |  | 0 | 0 | 0 | 0 | 0 | 0 | 0 | 0 | -1 | 0 | 0 |  | 0 | 0 | 0 | 0 | 0 | 0 | 0 | 100 | 0 | 0 | 0 | 0 | 0 | -1 | 0 | 0 | 0 | 0 | 0 | 0 | 0 | 0 | 0 | 0 | 0 | 0 | 0 | 0 | 0 | 0 | 0 |  |  |  |  | 0 | 0 | 0 | 0 | 0 | 0 | 0 | 0 | 0 | 1/1/2034 | 12/31/2099 | TRUE | Solar |  | 2029 |  |  |  | REF | 0 | 0 | Real 2021 ¦ 12/22/2022 3:42:52 PM | 0 | Solar+Storage 3-1 2034 | 0 |  | 1 | Unit |  | PJM | 0 | 0 | 0.24104 | 0 | 0 | 0 | 0 | 0 | 0 | 0 | 0 | 0
11763 | Solar+Storage 3-1 2035 | ATC | 2029 | AEP-KPCO | 0 | 0 | 0 | 0 | 0 |  | 0 | 0 | 0 | 0 | 0 | 0 | 0 | 0 | -1 | 0 | 0 |  | 0 | 0 | 0 | 0 | 0 | 0 | 0 | 100 | 0 | 0 | 0 | 0 | 0 | -1 | 0 | 0 | 0 | 0 | 0 | 0 | 0 | 0 | 0 | 0 | 0 | 0 | 0 | 0 | 0 | 0 | 0 |  |  |  |  | 0 | 0 | 0 | 0 | 0 | 0 | 0 | 0 | 0 | 1/1/2035 | 12/31/2099 | TRUE | Solar |  | 2029 |  |  |  | REF | 0 | 0 | Real 2021 ¦ 12/22/2022 3:42:52 PM | 0 | Solar+Storage 3-1 2035 | 0 |  | 1 | Unit |  | PJM | 0 | 0 | 0.24104 | 0 | 0 | 0 | 0 | 0 | 0 | 0 | 0 | 0
11764 | Solar+Storage 3-1 2036 | ATC | 2029 | AEP-KPCO | 0 | 0 | 0 | 0 | 0 |  | 0 | 0 | 0 | 0 | 0 | 0 | 0 | 0 | -1 | 0 | 0 |  | 0 | 0 | 0 | 0 | 0 | 0 | 0 | 100 | 0 | 0 | 0 | 0 | 0 | -1 | 0 | 0 | 0 | 0 | 0 | 0 | 0 | 0 | 0 | 0 | 0 | 0 | 0 | 0 | 0 | 0 | 0 |  |  |  |  | 0 | 0 | 0 | 0 | 0 | 0 | 0 | 0 | 0 | 1/1/2036 | 12/31/2099 | TRUE | Solar |  | 2029 |  |  |  | REF | 0 | 0 | Real 2021 ¦ 12/22/2022 3:42:52 PM | 0 | Solar+Storage 3-1 2036 | 0 |  | 1 | Unit |  | PJM | 0 | 0 | 0.24104 | 0 | 0 | 0 | 0 | 0 | 0 | 0 | 0 | 0
11765 | Solar+Storage 3-1 2037 | ATC | 2029 | AEP-KPCO | 0 | 0 | 0 | 0 | 0 |  | 0 | 0 | 0 | 0 | 0 | 0 | 0 | 0 | -1 | 0 | 0 |  | 0 | 0 | 0 | 0 | 0 | 0 | 0 | 100 | 0 | 0 | 0 | 0 | 0 | -1 | 0 | 0 | 0 | 0 | 0 | 0 | 0 | 0 | 0 | 0 | 0 | 0 | 0 | 0 | 0 | 0 | 0 |  |  |  |  | 0 | 0 | 0 | 0 | 0 | 0 | 0 | 0 | 0 | 1/1/2037 | 12/31/2099 | TRUE | Solar |  | 2029 |  |  |  | REF | 0 | 0 | Real 2021 ¦ 12/22/2022 3:42:52 PM | 0 | Solar+Storage 3-1 2037 | 0 |  | 1 | Unit |  | PJM | 0 | 0 | 0.24104 | 0 | 0 | 0 | 0 | 0 | 0 | 0 | 0 | 0
11766 | Solar+Storage 3-1 2038 | ATC | 2029 | AEP-KPCO | 0 | 0 | 0 | 0 | 0 |  | 0 | 0 | 0 | 0 | 0 | 0 | 0 | 0 | -1 | 0 | 0 |  | 0 | 0 | 0 | 0 | 0 | 0 | 0 | 100 | 0 | 0 | 0 | 0 | 0 | -1 | 0 | 0 | 0 | 0 | 0 | 0 | 0 | 0 | 0 | 0 | 0 | 0 | 0 | 0 | 0 | 0 | 0 |  |  |  |  | 0 | 0 | 0 | 0 | 0 | 0 | 0 | 0 | 0 | 1/1/2038 | 12/31/2099 | TRUE | Solar |  | 2029 |  |  |  | REF | 0 | 0 | Real 2021 ¦ 12/22/2022 3:42:52 PM | 0 | Solar+Storage 3-1 2038 | 0 |  | 1 | Unit |  | PJM | 0 | 0 | 0.24104 | 0 | 0 | 0 | 0 | 0 | 0 | 0 | 0 | 0
11767 | Solar+Storage 3-1 2039 | ATC | 2029 | AEP-KPCO | 0 | 0 | 0 | 0 | 0 |  | 0 | 0 | 0 | 0 | 0 | 0 | 0 | 0 | -1 | 0 | 0 |  | 0 | 0 | 0 | 0 | 0 | 0 | 0 | 100 | 0 | 0 | 0 | 0 | 0 | -1 | 0 | 0 | 0 | 0 | 0 | 0 | 0 | 0 | 0 | 0 | 0 | 0 | 0 | 0 | 0 | 0 | 0 |  |  |  |  | 0 | 0 | 0 | 0 | 0 | 0 | 0 | 0 | 0 | 1/1/2039 | 12/31/2099 | TRUE | Solar |  | 2029 |  |  |  | REF | 0 | 0 | Real 2021 ¦ 12/22/2022 3:42:52 PM | 0 | Solar+Storage 3-1 2039 | 0 |  | 1 | Unit |  | PJM | 0 | 0 | 0.24104 | 0 | 0 | 0 | 0 | 0 | 0 | 0 | 0 | 0
11768 | Solar+Storage 3-1 2040 | ATC | 2029 | AEP-KPCO | 0 | 0 | 0 | 0 | 0 |  | 0 | 0 | 0 | 0 | 0 | 0 | 0 | 0 | -1 | 0 | 0 |  | 0 | 0 | 0 | 0 | 0 | 0 | 0 | 100 | 0 | 0 | 0 | 0 | 0 | -1 | 0 | 0 | 0 | 0 | 0 | 0 | 0 | 0 | 0 | 0 | 0 | 0 | 0 | 0 | 0 | 0 | 0 |  |  |  |  | 0 | 0 | 0 | 0 | 0 | 0 | 0 | 0 | 0 | 1/1/2040 | 12/31/2099 | TRUE | Solar |  | 2029 |  |  |  | REF | 0 | 0 | Real 2021 ¦ 12/22/2022 3:42:52 PM | 0 | Solar+Storage 3-1 2040 | 0 |  | 1 | Unit |  | PJM | 0 | 0 | 0.24104 | 0 | 0 | 0 | 0 | 0 | 0 | 0 | 0 | 0
11769 | Solar+Storage 3-1 2041 | ATC | 2029 | AEP-KPCO | 0 | 0 | 0 | 0 | 0 |  | 0 | 0 | 0 | 0 | 0 | 0 | 0 | 0 | -1 | 0 | 0 |  | 0 | 0 | 0 | 0 | 0 | 0 | 0 | 100 | 0 | 0 | 0 | 0 | 0 | -1 | 0 | 0 | 0 | 0 | 0 | 0 | 0 | 0 | 0 | 0 | 0 | 0 | 0 | 0 | 0 | 0 | 0 |  |  |  |  | 0 | 0 | 0 | 0 | 0 | 0 | 0 | 0 | 0 | 1/1/2041 | 12/31/2099 | TRUE | Solar |  | 2029 |  |  |  | REF | 0 | 0 | Real 2021 ¦ 12/22/2022 3:42:52 PM | 0 | Solar+Storage 3-1 2041 | 0 |  | 1 | Unit |  | PJM | 0 | 0 | 0.24104 | 0 | 0 | 0 | 0 | 0 | 0 | 0 | 0 | 0
11770 | Solar+Storage 3-1 2042 | ATC | 2029 | AEP-KPCO | 0 | 0 | 0 | 0 | 0 |  | 0 | 0 | 0 | 0 | 0 | 0 | 0 | 0 | -1 | 0 | 0 |  | 0 | 0 | 0 | 0 | 0 | 0 | 0 | 100 | 0 | 0 | 0 | 0 | 0 | -1 | 0 | 0 | 0 | 0 | 0 | 0 | 0 | 0 | 0 | 0 | 0 | 0 | 0 | 0 | 0 | 0 | 0 |  |  |  |  | 0 | 0 | 0 | 0 | 0 | 0 | 0 | 0 | 0 | 1/1/2042 | 12/31/2099 | TRUE | Solar |  | 2029 |  |  |  | REF | 0 | 0 | Real 2021 ¦ 12/22/2022 3:42:52 PM | 0 | Solar+Storage 3-1 2042 | 0 |  | 1 | Unit |  | PJM | 0 | 0 | 0.24104 | 0 | 0 | 0 | 0 | 0 | 0 | 0 | 0 | 0
11771 | Solar+Storage 3-1 2043 | ATC | 2029 | AEP-KPCO | 0 | 0 | 0 | 0 | 0 |  | 0 | 0 | 0 | 0 | 0 | 0 | 0 | 0 | -1 | 0 | 0 |  | 0 | 0 | 0 | 0 | 0 | 0 | 0 | 100 | 0 | 0 | 0 | 0 | 0 | -1 | 0 | 0 | 0 | 0 | 0 | 0 | 0 | 0 | 0 | 0 | 0 | 0 | 0 | 0 | 0 | 0 | 0 |  |  |  |  | 0 | 0 | 0 | 0 | 0 | 0 | 0 | 0 | 0 | 1/1/2043 | 12/31/2099 | TRUE | Solar |  | 2029 |  |  |  | REF | 0 | 0 | Real 2021 ¦ 12/22/2022 3:42:52 PM | 0 | Solar+Storage 3-1 2043 | 0 |  | 1 | Unit |  | PJM | 0 | 0 | 0.24104 | 0 | 0 | 0 | 0 | 0 | 0 | 0 | 0 | 0
11772 | DSM Resources | ATC | 2029 | AEP-KPCO | 0.057329 | 5.4 | 0 | 0 | 0 | 0 | 0 | 0 | 5.4 | 0 | 0 | 0 | 0 | 0 | -1 | 0 | 0 | 0 | 0 | 0 | 0.057329 | 502.2 | 502.2 | 0 | 0 | 0 | 0 | 19.6876 | 19.6876 | 0 | 0 | -1 | 0 | 0 | 92 | 0 | 0 | 0 | 0 | 0 | 0 | 0 | 0 | 19.6876 | 0 | 0 | 0 | 0 | 0 | 0.010616 | 39.2027 | 0 | 39.2027 | 0 | 0 | 0 | 0 | 0 | 93 | 502.2 | 0 | 0 | 1/1/2022 | 12/31/2099 | TRUE | DSM_EE |  | 2029 |  |  |  | REF | 0 | 0 | Real 2021 ¦ 12/22/2022 3:42:52 PM | 0 | DSM Resources | 0 |  | 1 | Unit |  | PJM | 0 | 0 | 1 | 0 | 0 | 0 | 0 | 502.2 | 0 | 0 | 0 | 0
11773 | Tier 2 Area 1001 Solar 2023 | ATC | 2029 | AEP-KPCO | 11.4168 | 50 | 0 | -32.9055 | -34.5508 | -32.9055 | -32.9055 | 10392.7031 | 50 | 9649.5811 | 743.1223 | 0 | 0 | 0 | -1 | 0 | 0 | 0 | 0 | 0 | 11.4168 | 100011.3438 | 100011.3438 | 0 | 0 | 0 | 0 | 3226.4685 | 3226.4685 | 0 | 0 | -1 | 0 | 0 | 365 | 0 | 0 | 0 | 0 | 0 | 0 | 0 | 0 | -3875.3113 | -3290.9236 | 0 | -3290.9236 | 0 | 0 | 0.22834 | 32.261 | 71.0097 | -38.7487 | 0 | 38.5832 | 0 | 0 | 0 | 4383 | 100011.3438 | 0 | 0 | 1/1/2023 | 12/31/2099 | TRUE | Solar |  | 2029 |  |  |  | REF | 0 | 0 | Real 2021 ¦ 12/22/2022 3:42:52 PM | 0 | Tier 2 Area 1001 Solar 2023 | 0 |  | 1 | Unit |  | PJM | 2.5 | 0 | 0.24104 | 0 | 0 | 0 | 0 | 100011.3438 | 0 | 0 | 0 | 0
11774 | Tier 2 Area 1001 Solar 2024 | ATC | 2029 | AEP-KPCO | 11.4168 | 50 | 0 | -32.9055 | -34.5508 | -32.9055 | -32.9055 | 9214.7168 | 50 | 8493.6133 | 721.1039 | 0 | 0 | 0 | -1 | 0 | 0 | 0 | 0 | 0 | 11.4168 | 100011.3438 | 100011.3438 | 0 | 0 | 0 | 0 | 3226.4685 | 3226.4685 | 0 | 0 | -1 | 0 | 0 | 365 | 0 | 0 | 0 | 0 | 0 | 0 | 0 | 0 | -2697.3247 | -3290.9236 | 0 | -3290.9236 | 0 | 0 | 0.22834 | 32.261 | 59.2312 | -26.9702 | 0 | 38.5832 | 0 | 0 | 0 | 4383 | 100011.3438 | 0 | 0 | 1/1/2024 | 12/31/2099 | TRUE | Solar |  | 2029 |  |  |  | REF | 0 | 0 | Real 2021 ¦ 12/22/2022 3:42:52 PM | 0 | Tier 2 Area 1001 Solar 2024 | 0 |  | 1 | Unit |  | PJM | 2.5 | 0 | 0.24104 | 0 | 0 | 0 | 0 | 100011.3438 | 0 | 0 | 0 | 0
11775 | Tier 2 Area 1001 Solar 2025 | ATC | 2029 | AEP-KPCO | 11.4168 | 50 | 0 | -32.9055 | -34.5508 | -32.9055 | -32.9055 | 8515.6318 | 50 | 7819.2983 | 696.3331 | 0 | 0 | 0 | -1 | 0 | 0 | 0 | 0 | 0 | 11.4168 | 100011.3438 | 100011.3438 | 0 | 0 | 0 | 0 | 3226.4685 | 3226.4685 | 0 | 0 | -1 | 0 | 0 | 365 | 0 | 0 | 0 | 0 | 0 | 0 | 0 | 0 | -1998.2394 | -3290.9236 | 0 | -3290.9236 | 0 | 0 | 0.22834 | 32.261 | 52.2411 | -19.9801 | 0 | 38.5832 | 0 | 0 | 0 | 4383 | 100011.3438 | 0 | 0 | 1/1/2025 | 12/31/2099 | TRUE | Solar |  | 2029 |  |  |  | REF | 0 | 0 | Real 2021 ¦ 12/22/2022 3:42:52 PM | 0 | Tier 2 Area 1001 Solar 2025 | 0 |  | 1 | Unit |  | PJM | 2.5 | 0 | 0.24104 | 0 | 0 | 0 | 0 | 100011.3438 | 0 | 0 | 0 | 0
11776 | Tier 2 Area 1001 Solar 2026 | ATC | 2029 | AEP-KPCO | 11.4168 | 50 | 0 | -32.9055 | -34.5508 | -32.9055 | -32.9055 | 8215.6299 | 50 | 7541.3154 | 674.3147 | 0 | 0 | 0 | -1 | 0 | 0 | 0 | 0 | 0 | 11.4168 | 100011.3438 | 100011.3438 | 0 | 0 | 0 | 0 | 3226.4685 | 3226.4685 | 0 | 0 | -1 | 0 | 0 | 365 | 0 | 0 | 0 | 0 | 0 | 0 | 0 | 0 | -1698.2382 | -3290.9236 | 0 | -3290.9236 | 0 | 0 | 0.22834 | 32.261 | 49.2415 | -16.9805 | 0 | 38.5832 | 0 | 0 | 0 | 4383 | 100011.3438 | 0 | 0 | 1/1/2026 | 12/31/2099 | TRUE | Solar |  | 2029 |  |  |  | REF | 0 | 0 | Real 2021 ¦ 12/22/2022 3:42:52 PM | 0 | Tier 2 Area 1001 Solar 2026 | 0 |  | 1 | Unit |  | PJM | 2.5 | 0 | 0.24104 | 0 | 0 | 0 | 0 | 100011.3438 | 0 | 0 | 0 | 0
11777 | Tier 2 Area 1001 Solar 2027 | ATC | 2029 | AEP-KPCO | 11.4168 | 50 | 0 | -32.9055 | -34.5508 | -32.9055 | -32.9055 | 7929.3906 | 50 | 7277.0942 | 652.2963 | 0 | 0 | 0 | -1 | 0 | 0 | 0 | 0 | 0 | 11.4168 | 100011.3438 | 100011.3438 | 0 | 0 | 0 | 0 | 3226.4685 | 3226.4685 | 0 | 0 | -1 | 0 | 0 | 365 | 0 | 0 | 0 | 0 | 0 | 0 | 0 | 0 | -1411.9984 | -3290.9236 | 0 | -3290.9236 | 0 | 0 | 0.22834 | 32.261 | 46.3794 | -14.1184 | 0 | 38.5832 | 0 | 0 | 0 | 4383 | 100011.3438 | 0 | 0 | 1/1/2027 | 12/31/2099 | TRUE | Solar |  | 2029 |  |  |  | REF | 0 | 0 | Real 2021 ¦ 12/22/2022 3:42:52 PM | 0 | Tier 2 Area 1001 Solar 2027 | 0 |  | 1 | Unit |  | PJM | 2.5 | 0 | 0.24104 | 0 | 0 | 0 | 0 | 100011.3438 | 0 | 0 | 0 | 0
11778 | Tier 2 Area 1001 Solar 2028 | ATC | 2029 | AEP-KPCO | 11.4168 | 50 | 0 | -32.9055 | -34.5508 | -32.9055 | -32.9055 | 7618.3804 | 50 | 6988.1025 | 630.2778 | 0 | 0 | 0 | -1 | 0 | 0 | 0 | 0 | 0 | 11.4168 | 100011.3438 | 100011.3438 | 0 | 0 | 0 | 0 | 3226.4685 | 3226.4685 | 0 | 0 | -1 | 0 | 0 | 365 | 0 | 0 | 0 | 0 | 0 | 0 | 0 | 0 | -1100.9879 | -3290.9236 | 0 | -3290.9236 | 0 | 0 | 0.22834 | 32.261 | 43.2697 | -11.0086 | 0 | 38.5832 | 0 | 0 | 0 | 4383 | 100011.3438 | 0 | 0 | 1/1/2028 | 12/31/2099 | TRUE | Solar |  | 2029 |  |  |  | REF | 0 | 0 | Real 2021 ¦ 12/22/2022 3:42:52 PM | 0 | Tier 2 Area 1001 Solar 2028 | 0 |  | 1 | Unit |  | PJM | 2.5 | 0 | 0.24104 | 0 | 0 | 0 | 0 | 100011.3438 | 0 | 0 | 0 | 0
11779 | Tier 2 Area 1001 Solar 2029 | ATC | 2029 | AEP-KPCO | 11.4168 | 50 | 0 | -32.9055 | -34.5508 | -32.9055 | -32.9055 | 7329.3882 | 50 | 6723.8809 | 605.5071 | 0 | 0 | 0 | -1 | 0 | 0 | 0 | 0 | 0 | 11.4168 | 100011.3438 | 100011.3438 | 0 | 0 | 0 | 0 | 3226.4685 | 3226.4685 | 0 | 0 | -1 | 0 | 0 | 365 | 0 | 0 | 0 | 0 | 0 | 0 | 0 | 0 | -811.9959 | -3290.9236 | 0 | -3290.9236 | 0 | 0 | 0.22834 | 32.261 | 40.3801 | -8.119 | 0 | 38.5832 | 0 | 0 | 0 | 4383 | 100011.3438 | 0 | 0 | 1/1/2029 | 12/31/2099 | TRUE | Solar |  | 2029 |  |  |  | REF | 0 | 0 | Real 2021 ¦ 12/22/2022 3:42:52 PM | 0 | Tier 2 Area 1001 Solar 2029 | 0 |  | 1 | Unit |  | PJM | 2.5 | 0 | 0.24104 | 0 | 0 | 0 | 0 | 100011.3438 | 0 | 0 | 0 | 0
11780 | Tier 2 Area 1001 Solar 2030 | ATC | 2029 | AEP-KPCO | 0 | 0 | 0 | 0 | 0 |  | 0 | 0 | 0 | 0 | 0 | 0 | 0 | 0 | -1 | 0 | 0 |  | 0 | 0 | 0 | 0 | 0 | 0 | 0 | 0 | 0 | 0 | 0 | 0 | 0 | -1 | 0 | 0 | 0 | 0 | 0 | 0 | 0 | 0 | 0 | 0 | 0 | 0 | 0 | 0 | 0 | 0 | 0 |  |  |  |  | 0 | 0 | 0 | 0 | 0 | 0 | 0 | 0 | 0 | 1/1/2030 | 12/31/2099 | TRUE | Solar |  | 2029 |  |  |  | REF | 0 | 0 | Real 2021 ¦ 12/22/2022 3:42:52 PM | 0 | Tier 2 Area 1001 Solar 2030 | 0 |  | 1 | Unit |  | PJM | 0 | 0 | 0.24104 | 0 | 0 | 0 | 0 | 0 | 0 | 0 | 0 | 0
11781 | Tier 2 Area 1001 Solar 2031 | ATC | 2029 | AEP-KPCO | 0 | 0 | 0 | 0 | 0 |  | 0 | 0 | 0 | 0 | 0 | 0 | 0 | 0 | -1 | 0 | 0 |  | 0 | 0 | 0 | 0 | 0 | 0 | 0 | 0 | 0 | 0 | 0 | 0 | 0 | -1 | 0 | 0 | 0 | 0 | 0 | 0 | 0 | 0 | 0 | 0 | 0 | 0 | 0 | 0 | 0 | 0 | 0 |  |  |  |  | 0 | 0 | 0 | 0 | 0 | 0 | 0 | 0 | 0 | 1/1/2031 | 12/31/2099 | TRUE | Solar |  | 2029 |  |  |  | REF | 0 | 0 | Real 2021 ¦ 12/22/2022 3:42:52 PM | 0 | Tier 2 Area 1001 Solar 2031 | 0 |  | 1 | Unit |  | PJM | 0 | 0 | 0.24104 | 0 | 0 | 0 | 0 | 0 | 0 | 0 | 0 | 0
11782 | Tier 2 Area 1001 Solar 2032 | ATC | 2029 | AEP-KPCO | 0 | 0 | 0 | 0 | 0 |  | 0 | 0 | 0 | 0 | 0 | 0 | 0 | 0 | -1 | 0 | 0 |  | 0 | 0 | 0 | 0 | 0 | 0 | 0 | 0 | 0 | 0 | 0 | 0 | 0 | -1 | 0 | 0 | 0 | 0 | 0 | 0 | 0 | 0 | 0 | 0 | 0 | 0 | 0 | 0 | 0 | 0 | 0 |  |  |  |  | 0 | 0 | 0 | 0 | 0 | 0 | 0 | 0 | 0 | 1/1/2032 | 12/31/2099 | TRUE | Solar |  | 2029 |  |  |  | REF | 0 | 0 | Real 2021 ¦ 12/22/2022 3:42:52 PM | 0 | Tier 2 Area 1001 Solar 2032 | 0 |  | 1 | Unit |  | PJM | 0 | 0 | 0.24104 | 0 | 0 | 0 | 0 | 0 | 0 | 0 | 0 | 0
11783 | Tier 2 Area 1001 Solar 2033 | ATC | 2029 | AEP-KPCO | 0 | 0 | 0 | 0 | 0 |  | 0 | 0 | 0 | 0 | 0 | 0 | 0 | 0 | -1 | 0 | 0 |  | 0 | 0 | 0 | 0 | 0 | 0 | 0 | 0 | 0 | 0 | 0 | 0 | 0 | -1 | 0 | 0 | 0 | 0 | 0 | 0 | 0 | 0 | 0 | 0 | 0 | 0 | 0 | 0 | 0 | 0 | 0 |  |  |  |  | 0 | 0 | 0 | 0 | 0 | 0 | 0 | 0 | 0 | 1/1/2033 | 12/31/2099 | TRUE | Solar |  | 2029 |  |  |  | REF | 0 | 0 | Real 2021 ¦ 12/22/2022 3:42:52 PM | 0 | Tier 2 Area 1001 Solar 2033 | 0 |  | 1 | Unit |  | PJM | 0 | 0 | 0.24104 | 0 | 0 | 0 | 0 | 0 | 0 | 0 | 0 | 0
11784 | Tier 2 Area 1001 Solar 2034 | ATC | 2029 | AEP-KPCO | 0 | 0 | 0 | 0 | 0 |  | 0 | 0 | 0 | 0 | 0 | 0 | 0 | 0 | -1 | 0 | 0 |  | 0 | 0 | 0 | 0 | 0 | 0 | 0 | 0 | 0 | 0 | 0 | 0 | 0 | -1 | 0 | 0 | 0 | 0 | 0 | 0 | 0 | 0 | 0 | 0 | 0 | 0 | 0 | 0 | 0 | 0 | 0 |  |  |  |  | 0 | 0 | 0 | 0 | 0 | 0 | 0 | 0 | 0 | 1/1/2034 | 12/31/2099 | TRUE | Solar |  | 2029 |  |  |  | REF | 0 | 0 | Real 2021 ¦ 12/22/2022 3:42:52 PM | 0 | Tier 2 Area 1001 Solar 2034 | 0 |  | 1 | Unit |  | PJM | 0 | 0 | 0.24104 | 0 | 0 | 0 | 0 | 0 | 0 | 0 | 0 | 0
11785 | Tier 2 Area 1001 Solar 2035 | ATC | 2029 | AEP-KPCO | 0 | 0 | 0 | 0 | 0 |  | 0 | 0 | 0 | 0 | 0 | 0 | 0 | 0 | -1 | 0 | 0 |  | 0 | 0 | 0 | 0 | 0 | 0 | 0 | 0 | 0 | 0 | 0 | 0 | 0 | -1 | 0 | 0 | 0 | 0 | 0 | 0 | 0 | 0 | 0 | 0 | 0 | 0 | 0 | 0 | 0 | 0 | 0 |  |  |  |  | 0 | 0 | 0 | 0 | 0 | 0 | 0 | 0 | 0 | 1/1/2035 | 12/31/2099 | TRUE | Solar |  | 2029 |  |  |  | REF | 0 | 0 | Real 2021 ¦ 12/22/2022 3:42:52 PM | 0 | Tier 2 Area 1001 Solar 2035 | 0 |  | 1 | Unit |  | PJM | 0 | 0 | 0.24104 | 0 | 0 | 0 | 0 | 0 | 0 | 0 | 0 | 0
11786 | Tier 2 Area 1001 Solar 2036 | ATC | 2029 | AEP-KPCO | 0 | 0 | 0 | 0 | 0 |  | 0 | 0 | 0 | 0 | 0 | 0 | 0 | 0 | -1 | 0 | 0 |  | 0 | 0 | 0 | 0 | 0 | 0 | 0 | 0 | 0 | 0 | 0 | 0 | 0 | -1 | 0 | 0 | 0 | 0 | 0 | 0 | 0 | 0 | 0 | 0 | 0 | 0 | 0 | 0 | 0 | 0 | 0 |  |  |  |  | 0 | 0 | 0 | 0 | 0 | 0 | 0 | 0 | 0 | 1/1/2036 | 12/31/2099 | TRUE | Solar |  | 2029 |  |  |  | REF | 0 | 0 | Real 2021 ¦ 12/22/2022 3:42:52 PM | 0 | Tier 2 Area 1001 Solar 2036 | 0 |  | 1 | Unit |  | PJM | 0 | 0 | 0.24104 | 0 | 0 | 0 | 0 | 0 | 0 | 0 | 0 | 0
11787 | Tier 2 Area 1001 Solar 2037 | ATC | 2029 | AEP-KPCO | 0 | 0 | 0 | 0 | 0 |  | 0 | 0 | 0 | 0 | 0 | 0 | 0 | 0 | -1 | 0 | 0 |  | 0 | 0 | 0 | 0 | 0 | 0 | 0 | 0 | 0 | 0 | 0 | 0 | 0 | -1 | 0 | 0 | 0 | 0 | 0 | 0 | 0 | 0 | 0 | 0 | 0 | 0 | 0 | 0 | 0 | 0 | 0 |  |  |  |  | 0 | 0 | 0 | 0 | 0 | 0 | 0 | 0 | 0 | 1/1/2037 | 12/31/2099 | TRUE | Solar |  | 2029 |  |  |  | REF | 0 | 0 | Real 2021 ¦ 12/22/2022 3:42:52 PM | 0 | Tier 2 Area 1001 Solar 2037 | 0 |  | 1 | Unit |  | PJM | 0 | 0 | 0.24104 | 0 | 0 | 0 | 0 | 0 | 0 | 0 | 0 | 0
11788 | Tier 2 Area 1001 Solar 2038 | ATC | 2029 | AEP-KPCO | 0 | 0 | 0 | 0 | 0 |  | 0 | 0 | 0 | 0 | 0 | 0 | 0 | 0 | -1 | 0 | 0 |  | 0 | 0 | 0 | 0 | 0 | 0 | 0 | 0 | 0 | 0 | 0 | 0 | 0 | -1 | 0 | 0 | 0 | 0 | 0 | 0 | 0 | 0 | 0 | 0 | 0 | 0 | 0 | 0 | 0 | 0 | 0 |  |  |  |  | 0 | 0 | 0 | 0 | 0 | 0 | 0 | 0 | 0 | 1/1/2038 | 12/31/2099 | TRUE | Solar |  | 2029 |  |  |  | REF | 0 | 0 | Real 2021 ¦ 12/22/2022 3:42:52 PM | 0 | Tier 2 Area 1001 Solar 2038 | 0 |  | 1 | Unit |  | PJM | 0 | 0 | 0.24104 | 0 | 0 | 0 | 0 | 0 | 0 | 0 | 0 | 0
11789 | Tier 2 Area 1001 Solar 2039 | ATC | 2029 | AEP-KPCO | 0 | 0 | 0 | 0 | 0 |  | 0 | 0 | 0 | 0 | 0 | 0 | 0 | 0 | -1 | 0 | 0 |  | 0 | 0 | 0 | 0 | 0 | 0 | 0 | 0 | 0 | 0 | 0 | 0 | 0 | -1 | 0 | 0 | 0 | 0 | 0 | 0 | 0 | 0 | 0 | 0 | 0 | 0 | 0 | 0 | 0 | 0 | 0 |  |  |  |  | 0 | 0 | 0 | 0 | 0 | 0 | 0 | 0 | 0 | 1/1/2039 | 12/31/2099 | TRUE | Solar |  | 2029 |  |  |  | REF | 0 | 0 | Real 2021 ¦ 12/22/2022 3:42:52 PM | 0 | Tier 2 Area 1001 Solar 2039 | 0 |  | 1 | Unit |  | PJM | 0 | 0 | 0.24104 | 0 | 0 | 0 | 0 | 0 | 0 | 0 | 0 | 0
11790 | Tier 2 Area 1001 Solar 2040 | ATC | 2029 | AEP-KPCO | 0 | 0 | 0 | 0 | 0 |  | 0 | 0 | 0 | 0 | 0 | 0 | 0 | 0 | -1 | 0 | 0 |  | 0 | 0 | 0 | 0 | 0 | 0 | 0 | 0 | 0 | 0 | 0 | 0 | 0 | -1 | 0 | 0 | 0 | 0 | 0 | 0 | 0 | 0 | 0 | 0 | 0 | 0 | 0 | 0 | 0 | 0 | 0 |  |  |  |  | 0 | 0 | 0 | 0 | 0 | 0 | 0 | 0 | 0 | 1/1/2040 | 12/31/2099 | TRUE | Solar |  | 2029 |  |  |  | REF | 0 | 0 | Real 2021 ¦ 12/22/2022 3:42:52 PM | 0 | Tier 2 Area 1001 Solar 2040 | 0 |  | 1 | Unit |  | PJM | 0 | 0 | 0.24104 | 0 | 0 | 0 | 0 | 0 | 0 | 0 | 0 | 0
11791 | Tier 2 Area 1001 Solar 2041 | ATC | 2029 | AEP-KPCO | 0 | 0 | 0 | 0 | 0 |  | 0 | 0 | 0 | 0 | 0 | 0 | 0 | 0 | -1 | 0 | 0 |  | 0 | 0 | 0 | 0 | 0 | 0 | 0 | 0 | 0 | 0 | 0 | 0 | 0 | -1 | 0 | 0 | 0 | 0 | 0 | 0 | 0 | 0 | 0 | 0 | 0 | 0 | 0 | 0 | 0 | 0 | 0 |  |  |  |  | 0 | 0 | 0 | 0 | 0 | 0 | 0 | 0 | 0 | 1/1/2041 | 12/31/2099 | TRUE | Solar |  | 2029 |  |  |  | REF | 0 | 0 | Real 2021 ¦ 12/22/2022 3:42:52 PM | 0 | Tier 2 Area 1001 Solar 2041 | 0 |  | 1 | Unit |  | PJM | 0 | 0 | 0.24104 | 0 | 0 | 0 | 0 | 0 | 0 | 0 | 0 | 0
11792 | Tier 2 Area 1001 Solar 2042 | ATC | 2029 | AEP-KPCO | 0 | 0 | 0 | 0 | 0 |  | 0 | 0 | 0 | 0 | 0 | 0 | 0 | 0 | -1 | 0 | 0 |  | 0 | 0 | 0 | 0 | 0 | 0 | 0 | 0 | 0 | 0 | 0 | 0 | 0 | -1 | 0 | 0 | 0 | 0 | 0 | 0 | 0 | 0 | 0 | 0 | 0 | 0 | 0 | 0 | 0 | 0 | 0 |  |  |  |  | 0 | 0 | 0 | 0 | 0 | 0 | 0 | 0 | 0 | 1/1/2042 | 12/31/2099 | TRUE | Solar |  | 2029 |  |  |  | REF | 0 | 0 | Real 2021 ¦ 12/22/2022 3:42:52 PM | 0 | Tier 2 Area 1001 Solar 2042 | 0 |  | 1 | Unit |  | PJM | 0 | 0 | 0.24104 | 0 | 0 | 0 | 0 | 0 | 0 | 0 | 0 | 0
11793 | Tier 2 Area 1001 Solar 2043 | ATC | 2029 | AEP-KPCO | 0 | 0 | 0 | 0 | 0 |  | 0 | 0 | 0 | 0 | 0 | 0 | 0 | 0 | -1 | 0 | 0 |  | 0 | 0 | 0 | 0 | 0 | 0 | 0 | 0 | 0 | 0 | 0 | 0 | 0 | -1 | 0 | 0 | 0 | 0 | 0 | 0 | 0 | 0 | 0 | 0 | 0 | 0 | 0 | 0 | 0 | 0 | 0 |  |  |  |  | 0 | 0 | 0 | 0 | 0 | 0 | 0 | 0 | 0 | 1/1/2043 | 12/31/2099 | TRUE | Solar |  | 2029 |  |  |  | REF | 0 | 0 | Real 2021 ¦ 12/22/2022 3:42:52 PM | 0 | Tier 2 Area 1001 Solar 2043 | 0 |  | 1 | Unit |  | PJM | 0 | 0 | 0.24104 | 0 | 0 | 0 | 0 | 0 | 0 | 0 | 0 | 0
11794 | Tier 2 Area 1001 Wind 2024 | ATC | 2029 | AEP-KPCO | 34.6852 | 100 | 0 | -32.9055 | -34.5508 | -32.9055 | -32.9055 | 21715.6855 | 100 | 18952.3711 | 2763.3142 | 0 | 0 | 0 | -1 | 0 | 0 | 0 | 0 | 0 | 34.6852 | 303842.1562 | 303842.1562 | 0 | 0 | 0 | 0 | 10260.4727 | 10260.4727 | 0 | 0 | -1 | 0 | 0 | 0 | 0 | 0 | 0 | 0 | 0 | 0 | 0 | 0 | -1457.1345 | -9998.0791 | 0 | -9998.0791 | 0 | 0 | 0.34685 | 33.7691 | 38.5648 | -4.7957 | 0 | 65.3148 | 0 | 0 | 0 | 8760 | 303842.1562 | 0 | 0 | 1/1/2024 | 12/31/2099 | TRUE | Wind |  | 2029 |  |  |  | REF | 0 | 0 | Real 2021 ¦ 12/22/2022 3:42:52 PM | 0 | Tier 2 Area 1001 Wind 2024 | 0 |  | 1 | Unit |  | PJM | 11 | 0 | 0.11 | 0 | 0 | 0 | 0 | 303842.1562 | 0 | 0 | 0 | 0
11795 | Tier 2 Area 1001 Wind 2025 | ATC | 2029 | AEP-KPCO | 34.6852 | 100 | 0 | -32.9055 | -34.5508 | -32.9055 | -32.9055 | 20251.459 | 100 | 17515.668 | 2735.791 | 0 | 0 | 0 | -1 | 0 | 0 | 0 | 0 | 0 | 34.6852 | 303842.1562 | 303842.1562 | 0 | 0 | 0 | 0 | 10260.4727 | 10260.4727 | 0 | 0 | -1 | 0 | 0 | 0 | 0 | 0 | 0 | 0 | 0 | 0 | 0 | 0 | 7.0917 | -9998.0791 | 0 | -9998.0791 | 0 | 0 | 0.34685 | 33.7691 | 33.7458 | 0.02334 | 0 | 65.3148 | 0 | 0 | 0 | 8760 | 303842.1562 | 0 | 0 | 1/1/2025 | 12/31/2099 | TRUE | Wind |  | 2029 |  |  |  | REF | 0 | 0 | Real 2021 ¦ 12/22/2022 3:42:52 PM | 0 | Tier 2 Area 1001 Wind 2025 | 0 |  | 1 | Unit |  | PJM | 11 | 0 | 0.11 | 0 | 0 | 0 | 0 | 303842.1562 | 0 | 0 | 0 | 0
11796 | Tier 2 Area 1001 Wind 2026 | ATC | 2029 | AEP-KPCO | 34.6852 | 100 | 0 | -32.9055 | -34.5508 | -32.9055 | -32.9055 | 19684.4844 | 100 | 16976.2168 | 2708.2681 | 0 | 0 | 0 | -1 | 0 | 0 | 0 | 0 | 0 | 34.6852 | 303842.1562 | 303842.1562 | 0 | 0 | 0 | 0 | 10260.4727 | 10260.4727 | 0 | 0 | -1 | 0 | 0 | 0 | 0 | 0 | 0 | 0 | 0 | 0 | 0 | 0 | 574.0665 | -9998.0791 | 0 | -9998.0791 | 0 | 0 | 0.34685 | 33.7691 | 31.8797 | 1.8894 | 0 | 65.3148 | 0 | 0 | 0 | 8760 | 303842.1562 | 0 | 0 | 1/1/2026 | 12/31/2099 | TRUE | Wind |  | 2029 |  |  |  | REF | 0 | 0 | Real 2021 ¦ 12/22/2022 3:42:52 PM | 0 | Tier 2 Area 1001 Wind 2026 | 0 |  | 1 | Unit |  | PJM | 11 | 0 | 0.11 | 0 | 0 | 0 | 0 | 303842.1562 | 0 | 0 | 0 | 0
11797 | Tier 2 Area 1001 Wind 2027 | ATC | 2029 | AEP-KPCO | 34.6852 | 100 | 0 | -32.9055 | -34.5508 | -32.9055 | -32.9055 | 19145.0332 | 100 | 16464.2891 | 2680.7451 | 0 | 0 | 0 | -1 | 0 | 0 | 0 | 0 | 0 | 34.6852 | 303842.1562 | 303842.1562 | 0 | 0 | 0 | 0 | 10260.4727 | 10260.4727 | 0 | 0 | -1 | 0 | 0 | 0 | 0 | 0 | 0 | 0 | 0 | 0 | 0 | 0 | 1113.5183 | -9998.0791 | 0 | -9998.0791 | 0 | 0 | 0.34685 | 33.7691 | 30.1043 | 3.6648 | 0 | 65.3148 | 0 | 0 | 0 | 8760 | 303842.1562 | 0 | 0 | 1/1/2027 | 12/31/2099 | TRUE | Wind |  | 2029 |  |  |  | REF | 0 | 0 | Real 2021 ¦ 12/22/2022 3:42:52 PM | 0 | Tier 2 Area 1001 Wind 2027 | 0 |  | 1 | Unit |  | PJM | 11 | 0 | 0.11 | 0 | 0 | 0 | 0 | 303842.1562 | 0 | 0 | 0 | 0
11798 | Tier 2 Area 1001 Wind 2028 | ATC | 2029 | AEP-KPCO | 34.6852 | 100 | 0 | -32.9055 | -34.5508 | -32.9055 | -32.9055 | 18556.041 | 100 | 15897.3135 | 2658.7266 | 0 | 0 | 0 | -1 | 0 | 0 | 0 | 0 | 0 | 34.6852 | 303842.1562 | 303842.1562 | 0 | 0 | 0 | 0 | 10260.4727 | 10260.4727 | 0 | 0 | -1 | 0 | 0 | 0 | 0 | 0 | 0 | 0 | 0 | 0 | 0 | 0 | 1702.5116 | -9998.0791 | 0 | -9998.0791 | 0 | 0 | 0.34685 | 33.7691 | 28.1658 | 5.6033 | 0 | 65.3148 | 0 | 0 | 0 | 8760 | 303842.1562 | 0 | 0 | 1/1/2028 | 12/31/2099 | TRUE | Wind |  | 2029 |  |  |  | REF | 0 | 0 | Real 2021 ¦ 12/22/2022 3:42:52 PM | 0 | Tier 2 Area 1001 Wind 2028 | 0 |  | 1 | Unit |  | PJM | 11 | 0 | 0.11 | 0 | 0 | 0 | 0 | 303842.1562 | 0 | 0 | 0 | 0
11799 | Tier 2 Area 1001 Wind 2029 | ATC | 2029 | AEP-KPCO | 34.6852 | 100 | 0 | -32.9055 | -34.5508 | -32.9055 | -32.9055 | 18022.0938 | 100 | 15390.8896 | 2631.2036 | 0 | 0 | 0 | -1 | 0 | 0 | 0 | 0 | 0 | 34.6852 | 303842.1562 | 303842.1562 | 0 | 0 | 0 | 0 | 10260.4727 | 10260.4727 | 0 | 0 | -1 | 0 | 0 | 1 | 0 | 0 | 0 | 0 | 0 | 0 | 0 | 0 | 2236.4587 | -9998.0791 | 0 | -9998.0791 | 0 | 0 | 0.34685 | 33.7691 | 26.4085 | 7.3606 | 0 | 65.3148 | 0 | 0 | 0 | 8760 | 303842.1562 | 0 | 0 | 1/1/2029 | 12/31/2099 | TRUE | Wind |  | 2029 |  |  |  | REF | 0 | 0 | Real 2021 ¦ 12/22/2022 3:42:52 PM | 0 | Tier 2 Area 1001 Wind 2029 | 0 |  | 1 | Unit |  | PJM | 11 | 0 | 0.11 | 0 | 0 | 0 | 0 | 303842.1562 | 0 | 0 | 0 | 0
11800 | Tier 2 Area 1001 Wind 2030 | ATC | 2029 | AEP-KPCO | 0 | 0 | 0 | 0 | 0 |  | 0 | 0 | 0 | 0 | 0 | 0 | 0 | 0 | -1 | 0 | 0 |  | 0 | 0 | 0 | 0 | 0 | 0 | 0 | 0 | 0 | 0 | 0 | 0 | 0 | -1 | 0 | 0 | 0 | 0 | 0 | 0 | 0 | 0 | 0 | 0 | 0 | 0 | 0 | 0 | 0 | 0 | 0 |  |  |  |  | 0 | 0 | 0 | 0 | 0 | 0 | 0 | 0 | 0 | 1/1/2030 | 12/31/2099 | TRUE | Wind |  | 2029 |  |  |  | REF | 0 | 0 | Real 2021 ¦ 12/22/2022 3:42:52 PM | 0 | Tier 2 Area 1001 Wind 2030 | 0 |  | 1 | Unit |  | PJM | 0 | 0 | 0.11 | 0 | 0 | 0 | 0 | 0 | 0 | 0 | 0 | 0
11801 | Tier 2 Area 1001 Wind 2031 | ATC | 2029 | AEP-KPCO | 0 | 0 | 0 | 0 | 0 |  | 0 | 0 | 0 | 0 | 0 | 0 | 0 | 0 | -1 | 0 | 0 |  | 0 | 0 | 0 | 0 | 0 | 0 | 0 | 0 | 0 | 0 | 0 | 0 | 0 | -1 | 0 | 0 | 0 | 0 | 0 | 0 | 0 | 0 | 0 | 0 | 0 | 0 | 0 | 0 | 0 | 0 | 0 |  |  |  |  | 0 | 0 | 0 | 0 | 0 | 0 | 0 | 0 | 0 | 1/1/2031 | 12/31/2099 | TRUE | Wind |  | 2029 |  |  |  | REF | 0 | 0 | Real 2021 ¦ 12/22/2022 3:42:52 PM | 0 | Tier 2 Area 1001 Wind 2031 | 0 |  | 1 | Unit |  | PJM | 0 | 0 | 0.11 | 0 | 0 | 0 | 0 | 0 | 0 | 0 | 0 | 0
11802 | Tier 2 Area 1001 Wind 2032 | ATC | 2029 | AEP-KPCO | 0 | 0 | 0 | 0 | 0 |  | 0 | 0 | 0 | 0 | 0 | 0 | 0 | 0 | -1 | 0 | 0 |  | 0 | 0 | 0 | 0 | 0 | 0 | 0 | 0 | 0 | 0 | 0 | 0 | 0 | -1 | 0 | 0 | 0 | 0 | 0 | 0 | 0 | 0 | 0 | 0 | 0 | 0 | 0 | 0 | 0 | 0 | 0 |  |  |  |  | 0 | 0 | 0 | 0 | 0 | 0 | 0 | 0 | 0 | 1/1/2032 | 12/31/2099 | TRUE | Wind |  | 2029 |  |  |  | REF | 0 | 0 | Real 2021 ¦ 12/22/2022 3:42:52 PM | 0 | Tier 2 Area 1001 Wind 2032 | 0 |  | 1 | Unit |  | PJM | 0 | 0 | 0.11 | 0 | 0 | 0 | 0 | 0 | 0 | 0 | 0 | 0
11803 | Tier 2 Area 1001 Wind 2033 | ATC | 2029 | AEP-KPCO | 0 | 0 | 0 | 0 | 0 |  | 0 | 0 | 0 | 0 | 0 | 0 | 0 | 0 | -1 | 0 | 0 |  | 0 | 0 | 0 | 0 | 0 | 0 | 0 | 0 | 0 | 0 | 0 | 0 | 0 | -1 | 0 | 0 | 0 | 0 | 0 | 0 | 0 | 0 | 0 | 0 | 0 | 0 | 0 | 0 | 0 | 0 | 0 |  |  |  |  | 0 | 0 | 0 | 0 | 0 | 0 | 0 | 0 | 0 | 1/1/2033 | 12/31/2099 | TRUE | Wind |  | 2029 |  |  |  | REF | 0 | 0 | Real 2021 ¦ 12/22/2022 3:42:52 PM | 0 | Tier 2 Area 1001 Wind 2033 | 0 |  | 1 | Unit |  | PJM | 0 | 0 | 0.11 | 0 | 0 | 0 | 0 | 0 | 0 | 0 | 0 | 0
11804 | Tier 2 Area 1001 Wind 2034 | ATC | 2029 | AEP-KPCO | 0 | 0 | 0 | 0 | 0 |  | 0 | 0 | 0 | 0 | 0 | 0 | 0 | 0 | -1 | 0 | 0 |  | 0 | 0 | 0 | 0 | 0 | 0 | 0 | 0 | 0 | 0 | 0 | 0 | 0 | -1 | 0 | 0 | 0 | 0 | 0 | 0 | 0 | 0 | 0 | 0 | 0 | 0 | 0 | 0 | 0 | 0 | 0 |  |  |  |  | 0 | 0 | 0 | 0 | 0 | 0 | 0 | 0 | 0 | 1/1/2034 | 12/31/2099 | TRUE | Wind |  | 2029 |  |  |  | REF | 0 | 0 | Real 2021 ¦ 12/22/2022 3:42:52 PM | 0 | Tier 2 Area 1001 Wind 2034 | 0 |  | 1 | Unit |  | PJM | 0 | 0 | 0.11 | 0 | 0 | 0 | 0 | 0 | 0 | 0 | 0 | 0
11805 | Tier 2 Area 1001 Wind 2035 | ATC | 2029 | AEP-KPCO | 0 | 0 | 0 | 0 | 0 |  | 0 | 0 | 0 | 0 | 0 | 0 | 0 | 0 | -1 | 0 | 0 |  | 0 | 0 | 0 | 0 | 0 | 0 | 0 | 0 | 0 | 0 | 0 | 0 | 0 | -1 | 0 | 0 | 0 | 0 | 0 | 0 | 0 | 0 | 0 | 0 | 0 | 0 | 0 | 0 | 0 | 0 | 0 |  |  |  |  | 0 | 0 | 0 | 0 | 0 | 0 | 0 | 0 | 0 | 1/1/2035 | 12/31/2099 | TRUE | Wind |  | 2029 |  |  |  | REF | 0 | 0 | Real 2021 ¦ 12/22/2022 3:42:52 PM | 0 | Tier 2 Area 1001 Wind 2035 | 0 |  | 1 | Unit |  | PJM | 0 | 0 | 0.11 | 0 | 0 | 0 | 0 | 0 | 0 | 0 | 0 | 0
11806 | Tier 2 Area 1001 Wind 2036 | ATC | 2029 | AEP-KPCO | 0 | 0 | 0 | 0 | 0 |  | 0 | 0 | 0 | 0 | 0 | 0 | 0 | 0 | -1 | 0 | 0 |  | 0 | 0 | 0 | 0 | 0 | 0 | 0 | 0 | 0 | 0 | 0 | 0 | 0 | -1 | 0 | 0 | 0 | 0 | 0 | 0 | 0 | 0 | 0 | 0 | 0 | 0 | 0 | 0 | 0 | 0 | 0 |  |  |  |  | 0 | 0 | 0 | 0 | 0 | 0 | 0 | 0 | 0 | 1/1/2036 | 12/31/2099 | TRUE | Wind |  | 2029 |  |  |  | REF | 0 | 0 | Real 2021 ¦ 12/22/2022 3:42:52 PM | 0 | Tier 2 Area 1001 Wind 2036 | 0 |  | 1 | Unit |  | PJM | 0 | 0 | 0.11 | 0 | 0 | 0 | 0 | 0 | 0 | 0 | 0 | 0
11807 | Tier 2 Area 1001 Wind 2037 | ATC | 2029 | AEP-KPCO | 0 | 0 | 0 | 0 | 0 |  | 0 | 0 | 0 | 0 | 0 | 0 | 0 | 0 | -1 | 0 | 0 |  | 0 | 0 | 0 | 0 | 0 | 0 | 0 | 0 | 0 | 0 | 0 | 0 | 0 | -1 | 0 | 0 | 0 | 0 | 0 | 0 | 0 | 0 | 0 | 0 | 0 | 0 | 0 | 0 | 0 | 0 | 0 |  |  |  |  | 0 | 0 | 0 | 0 | 0 | 0 | 0 | 0 | 0 | 1/1/2037 | 12/31/2099 | TRUE | Wind |  | 2029 |  |  |  | REF | 0 | 0 | Real 2021 ¦ 12/22/2022 3:42:52 PM | 0 | Tier 2 Area 1001 Wind 2037 | 0 |  | 1 | Unit |  | PJM | 0 | 0 | 0.11 | 0 | 0 | 0 | 0 | 0 | 0 | 0 | 0 | 0
11808 | Tier 2 Area 1001 Wind 2038 | ATC | 2029 | AEP-KPCO | 0 | 0 | 0 | 0 | 0 |  | 0 | 0 | 0 | 0 | 0 | 0 | 0 | 0 | -1 | 0 | 0 |  | 0 | 0 | 0 | 0 | 0 | 0 | 0 | 0 | 0 | 0 | 0 | 0 | 0 | -1 | 0 | 0 | 0 | 0 | 0 | 0 | 0 | 0 | 0 | 0 | 0 | 0 | 0 | 0 | 0 | 0 | 0 |  |  |  |  | 0 | 0 | 0 | 0 | 0 | 0 | 0 | 0 | 0 | 1/1/2038 | 12/31/2099 | TRUE | Wind |  | 2029 |  |  |  | REF | 0 | 0 | Real 2021 ¦ 12/22/2022 3:42:52 PM | 0 | Tier 2 Area 1001 Wind 2038 | 0 |  | 1 | Unit |  | PJM | 0 | 0 | 0.11 | 0 | 0 | 0 | 0 | 0 | 0 | 0 | 0 | 0
11809 | Tier 2 Area 1001 Wind 2039 | ATC | 2029 | AEP-KPCO | 0 | 0 | 0 | 0 | 0 |  | 0 | 0 | 0 | 0 | 0 | 0 | 0 | 0 | -1 | 0 | 0 |  | 0 | 0 | 0 | 0 | 0 | 0 | 0 | 0 | 0 | 0 | 0 | 0 | 0 | -1 | 0 | 0 | 0 | 0 | 0 | 0 | 0 | 0 | 0 | 0 | 0 | 0 | 0 | 0 | 0 | 0 | 0 |  |  |  |  | 0 | 0 | 0 | 0 | 0 | 0 | 0 | 0 | 0 | 1/1/2039 | 12/31/2099 | TRUE | Wind |  | 2029 |  |  |  | REF | 0 | 0 | Real 2021 ¦ 12/22/2022 3:42:52 PM | 0 | Tier 2 Area 1001 Wind 2039 | 0 |  | 1 | Unit |  | PJM | 0 | 0 | 0.11 | 0 | 0 | 0 | 0 | 0 | 0 | 0 | 0 | 0
11810 | Tier 2 Area 1001 Wind 2040 | ATC | 2029 | AEP-KPCO | 0 | 0 | 0 | 0 | 0 |  | 0 | 0 | 0 | 0 | 0 | 0 | 0 | 0 | -1 | 0 | 0 |  | 0 | 0 | 0 | 0 | 0 | 0 | 0 | 0 | 0 | 0 | 0 | 0 | 0 | -1 | 0 | 0 | 0 | 0 | 0 | 0 | 0 | 0 | 0 | 0 | 0 | 0 | 0 | 0 | 0 | 0 | 0 |  |  |  |  | 0 | 0 | 0 | 0 | 0 | 0 | 0 | 0 | 0 | 1/1/2040 | 12/31/2099 | TRUE | Wind |  | 2029 |  |  |  | REF | 0 | 0 | Real 2021 ¦ 12/22/2022 3:42:52 PM | 0 | Tier 2 Area 1001 Wind 2040 | 0 |  | 1 | Unit |  | PJM | 0 | 0 | 0.11 | 0 | 0 | 0 | 0 | 0 | 0 | 0 | 0 | 0
11811 | Tier 2 Area 1001 Wind 2041 | ATC | 2029 | AEP-KPCO | 0 | 0 | 0 | 0 | 0 |  | 0 | 0 | 0 | 0 | 0 | 0 | 0 | 0 | -1 | 0 | 0 |  | 0 | 0 | 0 | 0 | 0 | 0 | 0 | 0 | 0 | 0 | 0 | 0 | 0 | -1 | 0 | 0 | 0 | 0 | 0 | 0 | 0 | 0 | 0 | 0 | 0 | 0 | 0 | 0 | 0 | 0 | 0 |  |  |  |  | 0 | 0 | 0 | 0 | 0 | 0 | 0 | 0 | 0 | 1/1/2041 | 12/31/2099 | TRUE | Wind |  | 2029 |  |  |  | REF | 0 | 0 | Real 2021 ¦ 12/22/2022 3:42:52 PM | 0 | Tier 2 Area 1001 Wind 2041 | 0 |  | 1 | Unit |  | PJM | 0 | 0 | 0.11 | 0 | 0 | 0 | 0 | 0 | 0 | 0 | 0 | 0
11812 | Tier 2 Area 1001 Wind 2042 | ATC | 2029 | AEP-KPCO | 0 | 0 | 0 | 0 | 0 |  | 0 | 0 | 0 | 0 | 0 | 0 | 0 | 0 | -1 | 0 | 0 |  | 0 | 0 | 0 | 0 | 0 | 0 | 0 | 0 | 0 | 0 | 0 | 0 | 0 | -1 | 0 | 0 | 0 | 0 | 0 | 0 | 0 | 0 | 0 | 0 | 0 | 0 | 0 | 0 | 0 | 0 | 0 |  |  |  |  | 0 | 0 | 0 | 0 | 0 | 0 | 0 | 0 | 0 | 1/1/2042 | 12/31/2099 | TRUE | Wind |  | 2029 |  |  |  | REF | 0 | 0 | Real 2021 ¦ 12/22/2022 3:42:52 PM | 0 | Tier 2 Area 1001 Wind 2042 | 0 |  | 1 | Unit |  | PJM | 0 | 0 | 0.11 | 0 | 0 | 0 | 0 | 0 | 0 | 0 | 0 | 0
11813 | Tier 2 Area 1001 Wind 2043 | ATC | 2029 | AEP-KPCO | 0 | 0 | 0 | 0 | 0 |  | 0 | 0 | 0 | 0 | 0 | 0 | 0 | 0 | -1 | 0 | 0 |  | 0 | 0 | 0 | 0 | 0 | 0 | 0 | 0 | 0 | 0 | 0 | 0 | 0 | -1 | 0 | 0 | 0 | 0 | 0 | 0 | 0 | 0 | 0 | 0 | 0 | 0 | 0 | 0 | 0 | 0 | 0 |  |  |  |  | 0 | 0 | 0 | 0 | 0 | 0 | 0 | 0 | 0 | 1/1/2043 | 12/31/2099 | TRUE | Wind |  | 2029 |  |  |  | REF | 0 | 0 | Real 2021 ¦ 12/22/2022 3:42:52 PM | 0 | Tier 2 Area 1001 Wind 2043 | 0 |  | 1 | Unit |  | PJM | 0 | 0 | 0.11 | 0 | 0 | 0 | 0 | 0 | 0 | 0 | 0 | 0
11814 | Big Sandy #1_Ext Gas Capitalized | ATC | 2029 | AEP-KPCO | 0 | 0 | 0 | 0 | 0 |  | 0 | 0 | 0 | 0 | 0 | 0 | 0 | 0 | -1 | 0 | 0 |  | 0 | 0 | 0 | 0 | 0 | 0 | 0 | 0 | 0 | 0 | 0 | 0 | 0 | -1 | 0 | 0 | 0 | 0 | 0 | 0 | 0 | 0 | 0 | 0 | 0 | 0 | 0 | 0 | 0 | 0 | 0 |  |  |  |  | 0 | 0 | 0 | 0 | 0 | 0 | 0 | 0 | 0 | 6/1/2031 | 5/31/2041 | TRUE | TCO |  | 2029 |  |  |  | REF | 0 | 0 | Real 2021 ¦ 12/22/2022 3:42:52 PM | 0 | Big Sandy #1_Ext Gas Capitalized | 0 |  | 2 | Unit |  | PJM | 0 | 0 | 0.95 | 0 | 0 | 0 | 0 | 0 | 0 | 0 | 0 | 0
11815 | Big Sandy #1_Ext Gas FOM Capitalized | ATC | 2029 | AEP-KPCO | 0 | 0 | 0 | 0 | 0 |  | 0 | 0 | 0 | 0 | 0 | 0 | 0 | 0 | -1 | 0 | 0 |  | 0 | 0 | 0 | 0 | 0 | 0 | 0 | 0 | 0 | 0 | 0 | 0 | 0 | -1 | 0 | 0 | 0 | 0 | 0 | 0 | 0 | 0 | 0 | 0 | 0 | 0 | 0 | 0 | 0 | 0 | 0 |  |  |  |  | 0 | 0 | 0 | 0 | 0 | 0 | 0 | 0 | 0 | 6/1/2031 | 5/31/2041 | TRUE | TCO |  | 2029 |  |  |  | REF | 0 | 0 | Real 2021 ¦ 12/22/2022 3:42:52 PM | 0 | Big Sandy #1_Ext Gas FOM Capitalized | 0 |  | 2 | Unit |  | PJM | 0 | 0 | 0.95 | 0 | 0 | 0 | 0 | 0 | 0 | 0 | 0 | 0
13082 | Big Sandy #1 Gas | ATC | 2030 | AEP-KPCO | 280.1667 | 295 | 0 | 38.6695 | 37.9264 | 40.4314 | 36.1203 | 2249.8916 | 295.4 | 2249.8916 | 0 | 0 | 0 | 3.0224 | -1 | 8778475 | 9638 | 9933.2148 | 8941.1494 | 56.0334 | 100.8847 | 883749.625 | 883749.625 | 0 | 21.9635 | 51.1073 | 8778475 | 41472.0078 | 41472.0078 | 0 | 0 | -1 | 0 | 167.7051 | 10 | 27276.0605 | 7.8211 | 0.19156 | 0 | 7.6296 | 0 | 0 | 0 | 3323.2224 | 2636.2275 | 1204.041 | 0 | 1432.1866 | 0 | 0.34198 | 46.9273 | 43.167 | 3.7604 | 5818.9014 | 8.3675 | 6.4658 | 0 | 0 | 4477 | 883749.625 | 0 | 0 | 5/30/2016 | 5/30/2031 | TRUE | TCO |  | 2030 |  |  |  | REF | 0 | 0 | Real 2021 ¦ 12/22/2022 3:42:52 PM | 0 | 13555 | 0 |  | 2 | Unit |  | PJM | 280.25 | 0 | 0.95 | 0 | 0 | 167.7051 | 0 | 2454260.75 | 0 | 27276.0605 | 0 | 0
13083 | Mitchell #1 (WV) | ATC | 2030 | AEP-KPCO | 0 | 0 | 0 | 0 | 0 |  | 0 | 0 | 0 | 0 | 0 | 0 | 0 | 0 | -1 | 0 | 0 |  | 0 | 0 | 0 | 0 | 0 | 0 | 0 | 0 | 0 | 0 | 0 | 0 | 0 | -1 | 0 | 0 | 0 | 0 | 0 | 0 | 0 | 0 | 0 | 0 | 0 | 0 | 0 | 0 | 0 | 0 | 0 |  |  |  |  | 0 | 0 | 0 | 0 | 0 | 0 | 0 | 0 | 0 | 5/1/1971 | 5/31/2028 | TRUE | Mitchell 1 Coal Price |  | 2030 |  |  |  | REF | 0 | 0 | Real 2021 ¦ 12/22/2022 3:42:52 PM | 0 | 3102 | 0 |  | 3 | Unit |  | PJM | 0 | 0 | 0.89 | 0 | 0 | 0 | 0 | 0 | 0 | 0 | 0 | 0
13084 | Mitchell #2 (WV) | ATC | 2030 | AEP-KPCO | 0 | 0 | 0 | 0 | 0 |  | 0 | 0 | 0 | 0 | 0 | 0 | 0 | 0 | -1 | 0 | 0 |  | 0 | 0 | 0 | 0 | 0 | 0 | 0 | 0 | 0 | 0 | 0 | 0 | 0 | -1 | 0 | 0 | 0 | 0 | 0 | 0 | 0 | 0 | 0 | 0 | 0 | 0 | 0 | 0 | 0 | 0 | 0 |  |  |  |  | 0 | 0 | 0 | 0 | 0 | 0 | 0 | 0 | 0 | 5/1/1971 | 5/31/2028 | TRUE | Mitchell 2 Coal Price |  | 2030 |  |  |  | REF | 0 | 0 | Real 2021 ¦ 12/22/2022 3:42:52 PM | 0 | 3105 | 0 |  | 3 | Unit |  | PJM | 0 | 0 | 0.89 | 0 | 0 | 0 | 0 | 0 | 0 | 0 | 0 | 0
13085 | Area 1001 Gas CC 2x1 2024 | ATC | 2030 | AEP-KPCO | 937.9828 | 1033.9979 | 0 | 23.8958 | 27.2715 | 24.0631 | 22.4202 | 163523.7344 | 1083 | 149633.4688 | 13890.2773 | 0 | 0 | 2.7566 | -1 | 48383512 | 6370 | 6400.6855 | 5941.4287 | 281.3948 | 862.9125 | 7559113.5 | 7559113.5 | 0 | 0 | 98.5616 | 48383512 | 298632 | 298632 | 0 | 0 | -1 | 0 | 44.1885 | 2 | 133838.2812 | 0 | 0 | 0 | 0 | 0 | 0 | 0 | -46831.9844 | 14842.79 | 14842.79 | 0 | 0 | 0 | 0.83454 | 39.5062 | 45.7017 | -6.1954 | 33214.9844 | 61.6521 | 34.363 | 0 | 0 | 8634 | 7559113.5 | 0 | 0 | 1/1/2024 | 12/31/2099 | TRUE | TCO |  | 2030 |  |  |  | REF | 0 | 0 | Real 2021 ¦ 12/22/2022 3:42:52 PM | 0 | Area 1001 Gas CC 2x1 2024 | 0 |  | 1 | Unit |  | PJM | 1045.095 | 0 | 0.965 | 0 | 0 | 44.1885 | 0 | 8216729.5 | 0 | 133838.2812 | 0 | 0
13086 | Area 1001 Gas CC 2x1 2025 | ATC | 2030 | AEP-KPCO | 937.9828 | 1033.9979 | 0 | 23.8958 | 27.2715 | 24.0631 | 22.4202 | 156727.6406 | 1083 | 142837.3594 | 13890.2773 | 0 | 0 | 2.7566 | -1 | 48383512 | 6370 | 6400.6855 | 5941.4287 | 281.3948 | 862.9125 | 7559113.5 | 7559113.5 | 0 | 0 | 98.5616 | 48383512 | 298632 | 298632 | 0 | 0 | -1 | 0 | 44.1885 | 2 | 133838.2812 | 0 | 0 | 0 | 0 | 0 | 0 | 0 | -40035.8828 | 14842.79 | 14842.79 | 0 | 0 | 0 | 0.83454 | 39.5062 | 44.8026 | -5.2964 | 33214.9844 | 61.6521 | 34.363 | 0 | 0 | 8634 | 7559113.5 | 0 | 0 | 1/1/2025 | 12/31/2099 | TRUE | TCO |  | 2030 |  |  |  | REF | 0 | 0 | Real 2021 ¦ 12/22/2022 3:42:52 PM | 0 | Area 1001 Gas CC 2x1 2025 | 0 |  | 1 | Unit |  | PJM | 1045.095 | 0 | 0.965 | 0 | 0 | 44.1885 | 0 | 8216729.5 | 0 | 133838.2812 | 0 | 0
13087 | Area 1001 Gas CC 2x1 2026 | ATC | 2030 | AEP-KPCO | 937.9828 | 1033.9979 | 0 | 23.8958 | 27.2715 | 24.0631 | 22.4202 | 157383.4062 | 1083 | 143493.125 | 13890.2773 | 0 | 0 | 2.7566 | -1 | 48383512 | 6370 | 6400.6855 | 5941.4287 | 281.3948 | 862.9125 | 7559113.5 | 7559113.5 | 0 | 0 | 98.5616 | 48383512 | 298632 | 298632 | 0 | 0 | -1 | 0 | 44.1885 | 2 | 133838.2812 | 0 | 0 | 0 | 0 | 0 | 0 | 0 | -40691.6484 | 14842.79 | 14842.79 | 0 | 0 | 0 | 0.83454 | 39.5062 | 44.8893 | -5.3831 | 33214.9844 | 61.6521 | 34.363 | 0 | 0 | 8634 | 7559113.5 | 0 | 0 | 1/1/2026 | 12/31/2099 | TRUE | TCO |  | 2030 |  |  |  | REF | 0 | 0 | Real 2021 ¦ 12/22/2022 3:42:52 PM | 0 | Area 1001 Gas CC 2x1 2026 | 0 |  | 1 | Unit |  | PJM | 1045.095 | 0 | 0.965 | 0 | 0 | 44.1885 | 0 | 8216729.5 | 0 | 133838.2812 | 0 | 0
13088 | Area 1001 Gas CC 2x1 2027 | ATC | 2030 | AEP-KPCO | 937.9828 | 1033.9979 | 0 | 23.8958 | 27.2715 | 24.0631 | 22.4202 | 158277.625 | 1083 | 144387.3438 | 13890.2773 | 0 | 0 | 2.7566 | -1 | 48383512 | 6370 | 6400.6855 | 5941.4287 | 281.3948 | 862.9125 | 7559113.5 | 7559113.5 | 0 | 0 | 98.5616 | 48383512 | 298632 | 298632 | 0 | 0 | -1 | 0 | 44.1885 | 2 | 133838.2812 | 0 | 0 | 0 | 0 | 0 | 0 | 0 | -41585.8711 | 14842.79 | 14842.79 | 0 | 0 | 0 | 0.83454 | 39.5062 | 45.0076 | -5.5014 | 33214.9844 | 61.6521 | 34.363 | 0 | 0 | 8634 | 7559113.5 | 0 | 0 | 1/1/2027 | 12/31/2099 | TRUE | TCO |  | 2030 |  |  |  | REF | 0 | 0 | Real 2021 ¦ 12/22/2022 3:42:52 PM | 0 | Area 1001 Gas CC 2x1 2027 | 0 |  | 1 | Unit |  | PJM | 1045.095 | 0 | 0.965 | 0 | 0 | 44.1885 | 0 | 8216729.5 | 0 | 133838.2812 | 0 | 0
13089 | Area 1001 Gas CC 2x1 2028 | ATC | 2030 | AEP-KPCO | 937.9828 | 1033.9979 | 0 | 23.8958 | 27.2715 | 24.0632 | 22.4202 | 159171.8438 | 1083 | 145281.5781 | 13890.2773 | 0 | 0 | 2.7566 | -1 | 48383184 | 6370 | 6400.689 | 5941.4287 | 281.3948 | 862.9062 | 7559058.5 | 7559058.5 | 0 | 2.6142 | 98.5616 | 48383184 | 298630.5938 | 298630.5938 | 0 | 0 | -1 | 0 | 44.1885 | 2 | 133837.3906 | 0.006286 | 0 | 0 | 0.006286 | 0 | 0 | 0 | -42480.2812 | 14842.6816 | 14842.6816 | 0 | 0 | 0 | 0.83453 | 39.5063 | 45.1261 | -5.6198 | 33214.7617 | 61.6521 | 34.363 | 0 | 0 | 8634 | 7559058.5 | 0 | 0 | 1/1/2028 | 12/31/2099 | TRUE | TCO |  | 2030 |  |  |  | REF | 0 | 0 | Real 2021 ¦ 12/22/2022 3:42:52 PM | 0 | Area 1001 Gas CC 2x1 2028 | 0 |  | 1 | Unit |  | PJM | 1045.095 | 0 | 0.965 | 0 | 0 | 44.1885 | 0 | 8216729.5 | 0 | 133837.3906 | 0 | 0
13090 | Area 1001 Gas CC 2x1 2029 | ATC | 2030 | AEP-KPCO | 937.9828 | 1033.9979 | 0 | 23.8958 | 27.2714 | 24.0631 | 22.4202 | 160781.4531 | 1083 | 146891.1719 | 13890.2773 | 0 | 0 | 2.7566 | -1 | 48383512 | 6370 | 6400.6855 | 5941.4287 | 281.3948 | 862.9125 | 7559113.5 | 7559113.5 | 0 | 0 | 98.5616 | 48383512 | 298632 | 298632 | 0 | 0 | -1 | 0 | 44.1885 | 2 | 133838.2812 | 0 | 0 | 0 | 0 | 0 | 0 | 0 | -44089.6992 | 14842.79 | 14842.79 | 0 | 0 | 0 | 0.83454 | 39.5062 | 45.3389 | -5.8327 | 33214.9844 | 61.6521 | 34.363 | 0 | 0 | 8634 | 7559113.5 | 0 | 0 | 1/1/2029 | 12/31/2099 | TRUE | TCO |  | 2030 |  |  |  | REF | 0 | 0 | Real 2021 ¦ 12/22/2022 3:42:52 PM | 0 | Area 1001 Gas CC 2x1 2029 | 0 |  | 1 | Unit |  | PJM | 1045.095 | 0 | 0.965 | 0 | 0 | 44.1885 | 0 | 8216729.5 | 0 | 133838.2812 | 0 | 0
13091 | Area 1001 Gas CC 2x1 2030 | ATC | 2030 | AEP-KPCO | 937.9828 | 1033.9979 | 0 | 23.8958 | 27.2714 | 24.0631 | 22.4202 | 162689.125 | 1083 | 148798.8594 | 13890.2773 | 0 | 0 | 2.7566 | -1 | 48383512 | 6370 | 6400.6855 | 5941.4287 | 281.3948 | 862.9125 | 7559113.5 | 7559113.5 | 0 | 0 | 98.5616 | 48383512 | 298632 | 298632 | 0 | 0 | -1 | 0 | 67.0545 | 3 | 133838.2812 | 3.6587 | 0.01468 | 0 | 3.644 | 0 | 0 | 0 | -46020.2422 | 14842.79 | 14842.79 | 0 | 0 | 0 | 0.83454 | 39.5062 | 45.5943 | -6.088 | 33214.9844 | 61.6521 | 34.363 | 0 | 0 | 8634 | 7559113.5 | 0 | 0 | 1/1/2030 | 12/31/2099 | TRUE | TCO |  | 2030 |  |  |  | REF | 0 | 0 | Real 2021 ¦ 12/22/2022 3:42:52 PM | 0 | Area 1001 Gas CC 2x1 2030 | 0 |  | 1 | Unit |  | PJM | 1045.095 | 0 | 0.965 | 0 | 0 | 67.0545 | 0 | 8216729.5 | 0 | 133838.2812 | 0 | 0
13092 | Area 1001 Gas CC 2x1 2031 | ATC | 2030 | AEP-KPCO | 0 | 0 | 0 | 0 | 0 |  | 0 | 0 | 0 | 0 | 0 | 0 | 0 | 0 | -1 | 0 | 0 |  | 0 | 0 | 0 | 0 | 0 | 0 | 0 | 0 | 0 | 0 | 0 | 0 | 0 | -1 | 0 | 0 | 0 | 0 | 0 | 0 | 0 | 0 | 0 | 0 | 0 | 0 | 0 | 0 | 0 | 0 | 0 |  |  |  |  | 0 | 0 | 0 | 0 | 0 | 0 | 0 | 0 | 0 | 1/1/2031 | 12/31/2099 | TRUE | TCO |  | 2030 |  |  |  | REF | 0 | 0 | Real 2021 ¦ 12/22/2022 3:42:52 PM | 0 | Area 1001 Gas CC 2x1 2031 | 0 |  | 1 | Unit |  | PJM | 0 | 0 | 0.965 | 0 | 0 | 0 | 0 | 0 | 0 | 0 | 0 | 0
13093 | Area 1001 Gas CC 2x1 2032 | ATC | 2030 | AEP-KPCO | 0 | 0 | 0 | 0 | 0 |  | 0 | 0 | 0 | 0 | 0 | 0 | 0 | 0 | -1 | 0 | 0 |  | 0 | 0 | 0 | 0 | 0 | 0 | 0 | 0 | 0 | 0 | 0 | 0 | 0 | -1 | 0 | 0 | 0 | 0 | 0 | 0 | 0 | 0 | 0 | 0 | 0 | 0 | 0 | 0 | 0 | 0 | 0 |  |  |  |  | 0 | 0 | 0 | 0 | 0 | 0 | 0 | 0 | 0 | 1/1/2032 | 12/31/2099 | TRUE | TCO |  | 2030 |  |  |  | REF | 0 | 0 | Real 2021 ¦ 12/22/2022 3:42:52 PM | 0 | Area 1001 Gas CC 2x1 2032 | 0 |  | 1 | Unit |  | PJM | 0 | 0 | 0.965 | 0 | 0 | 0 | 0 | 0 | 0 | 0 | 0 | 0
13094 | Area 1001 Gas CC 2x1 2033 | ATC | 2030 | AEP-KPCO | 0 | 0 | 0 | 0 | 0 |  | 0 | 0 | 0 | 0 | 0 | 0 | 0 | 0 | -1 | 0 | 0 |  | 0 | 0 | 0 | 0 | 0 | 0 | 0 | 0 | 0 | 0 | 0 | 0 | 0 | -1 | 0 | 0 | 0 | 0 | 0 | 0 | 0 | 0 | 0 | 0 | 0 | 0 | 0 | 0 | 0 | 0 | 0 |  |  |  |  | 0 | 0 | 0 | 0 | 0 | 0 | 0 | 0 | 0 | 1/1/2033 | 12/31/2099 | TRUE | TCO |  | 2030 |  |  |  | REF | 0 | 0 | Real 2021 ¦ 12/22/2022 3:42:52 PM | 0 | Area 1001 Gas CC 2x1 2033 | 0 |  | 1 | Unit |  | PJM | 0 | 0 | 0.965 | 0 | 0 | 0 | 0 | 0 | 0 | 0 | 0 | 0
13095 | Area 1001 Gas CC 2x1 2034 | ATC | 2030 | AEP-KPCO | 0 | 0 | 0 | 0 | 0 |  | 0 | 0 | 0 | 0 | 0 | 0 | 0 | 0 | -1 | 0 | 0 |  | 0 | 0 | 0 | 0 | 0 | 0 | 0 | 0 | 0 | 0 | 0 | 0 | 0 | -1 | 0 | 0 | 0 | 0 | 0 | 0 | 0 | 0 | 0 | 0 | 0 | 0 | 0 | 0 | 0 | 0 | 0 |  |  |  |  | 0 | 0 | 0 | 0 | 0 | 0 | 0 | 0 | 0 | 1/1/2034 | 12/31/2099 | TRUE | TCO |  | 2030 |  |  |  | REF | 0 | 0 | Real 2021 ¦ 12/22/2022 3:42:52 PM | 0 | Area 1001 Gas CC 2x1 2034 | 0 |  | 1 | Unit |  | PJM | 0 | 0 | 0.965 | 0 | 0 | 0 | 0 | 0 | 0 | 0 | 0 | 0
13096 | Area 1001 Gas CC 2x1 2035 | ATC | 2030 | AEP-KPCO | 0 | 0 | 0 | 0 | 0 |  | 0 | 0 | 0 | 0 | 0 | 0 | 0 | 0 | -1 | 0 | 0 |  | 0 | 0 | 0 | 0 | 0 | 0 | 0 | 0 | 0 | 0 | 0 | 0 | 0 | -1 | 0 | 0 | 0 | 0 | 0 | 0 | 0 | 0 | 0 | 0 | 0 | 0 | 0 | 0 | 0 | 0 | 0 |  |  |  |  | 0 | 0 | 0 | 0 | 0 | 0 | 0 | 0 | 0 | 1/1/2035 | 12/31/2099 | TRUE | TCO |  | 2030 |  |  |  | REF | 0 | 0 | Real 2021 ¦ 12/22/2022 3:42:52 PM | 0 | Area 1001 Gas CC 2x1 2035 | 0 |  | 1 | Unit |  | PJM | 0 | 0 | 0.965 | 0 | 0 | 0 | 0 | 0 | 0 | 0 | 0 | 0
13097 | Area 1001 Gas CC 2x1 2036 | ATC | 2030 | AEP-KPCO | 0 | 0 | 0 | 0 | 0 |  | 0 | 0 | 0 | 0 | 0 | 0 | 0 | 0 | -1 | 0 | 0 |  | 0 | 0 | 0 | 0 | 0 | 0 | 0 | 0 | 0 | 0 | 0 | 0 | 0 | -1 | 0 | 0 | 0 | 0 | 0 | 0 | 0 | 0 | 0 | 0 | 0 | 0 | 0 | 0 | 0 | 0 | 0 |  |  |  |  | 0 | 0 | 0 | 0 | 0 | 0 | 0 | 0 | 0 | 1/1/2036 | 12/31/2099 | TRUE | TCO |  | 2030 |  |  |  | REF | 0 | 0 | Real 2021 ¦ 12/22/2022 3:42:52 PM | 0 | Area 1001 Gas CC 2x1 2036 | 0 |  | 1 | Unit |  | PJM | 0 | 0 | 0.965 | 0 | 0 | 0 | 0 | 0 | 0 | 0 | 0 | 0
13098 | Area 1001 Gas CC 2x1 2037 | ATC | 2030 | AEP-KPCO | 0 | 0 | 0 | 0 | 0 |  | 0 | 0 | 0 | 0 | 0 | 0 | 0 | 0 | -1 | 0 | 0 |  | 0 | 0 | 0 | 0 | 0 | 0 | 0 | 0 | 0 | 0 | 0 | 0 | 0 | -1 | 0 | 0 | 0 | 0 | 0 | 0 | 0 | 0 | 0 | 0 | 0 | 0 | 0 | 0 | 0 | 0 | 0 |  |  |  |  | 0 | 0 | 0 | 0 | 0 | 0 | 0 | 0 | 0 | 1/1/2037 | 12/31/2099 | TRUE | TCO |  | 2030 |  |  |  | REF | 0 | 0 | Real 2021 ¦ 12/22/2022 3:42:52 PM | 0 | Area 1001 Gas CC 2x1 2037 | 0 |  | 1 | Unit |  | PJM | 0 | 0 | 0.965 | 0 | 0 | 0 | 0 | 0 | 0 | 0 | 0 | 0
13099 | Area 1001 Gas CC 2x1 2038 | ATC | 2030 | AEP-KPCO | 0 | 0 | 0 | 0 | 0 |  | 0 | 0 | 0 | 0 | 0 | 0 | 0 | 0 | -1 | 0 | 0 |  | 0 | 0 | 0 | 0 | 0 | 0 | 0 | 0 | 0 | 0 | 0 | 0 | 0 | -1 | 0 | 0 | 0 | 0 | 0 | 0 | 0 | 0 | 0 | 0 | 0 | 0 | 0 | 0 | 0 | 0 | 0 |  |  |  |  | 0 | 0 | 0 | 0 | 0 | 0 | 0 | 0 | 0 | 1/1/2038 | 12/31/2099 | TRUE | TCO |  | 2030 |  |  |  | REF | 0 | 0 | Real 2021 ¦ 12/22/2022 3:42:52 PM | 0 | Area 1001 Gas CC 2x1 2038 | 0 |  | 1 | Unit |  | PJM | 0 | 0 | 0.965 | 0 | 0 | 0 | 0 | 0 | 0 | 0 | 0 | 0
13100 | Area 1001 Gas CC 2x1 2039 | ATC | 2030 | AEP-KPCO | 0 | 0 | 0 | 0 | 0 |  | 0 | 0 | 0 | 0 | 0 | 0 | 0 | 0 | -1 | 0 | 0 |  | 0 | 0 | 0 | 0 | 0 | 0 | 0 | 0 | 0 | 0 | 0 | 0 | 0 | -1 | 0 | 0 | 0 | 0 | 0 | 0 | 0 | 0 | 0 | 0 | 0 | 0 | 0 | 0 | 0 | 0 | 0 |  |  |  |  | 0 | 0 | 0 | 0 | 0 | 0 | 0 | 0 | 0 | 1/1/2039 | 12/31/2099 | TRUE | TCO |  | 2030 |  |  |  | REF | 0 | 0 | Real 2021 ¦ 12/22/2022 3:42:52 PM | 0 | Area 1001 Gas CC 2x1 2039 | 0 |  | 1 | Unit |  | PJM | 0 | 0 | 0.965 | 0 | 0 | 0 | 0 | 0 | 0 | 0 | 0 | 0
13101 | Area 1001 Gas CC 2x1 2040 | ATC | 2030 | AEP-KPCO | 0 | 0 | 0 | 0 | 0 |  | 0 | 0 | 0 | 0 | 0 | 0 | 0 | 0 | -1 | 0 | 0 |  | 0 | 0 | 0 | 0 | 0 | 0 | 0 | 0 | 0 | 0 | 0 | 0 | 0 | -1 | 0 | 0 | 0 | 0 | 0 | 0 | 0 | 0 | 0 | 0 | 0 | 0 | 0 | 0 | 0 | 0 | 0 |  |  |  |  | 0 | 0 | 0 | 0 | 0 | 0 | 0 | 0 | 0 | 1/1/2040 | 12/31/2099 | TRUE | TCO |  | 2030 |  |  |  | REF | 0 | 0 | Real 2021 ¦ 12/22/2022 3:42:52 PM | 0 | Area 1001 Gas CC 2x1 2040 | 0 |  | 1 | Unit |  | PJM | 0 | 0 | 0.965 | 0 | 0 | 0 | 0 | 0 | 0 | 0 | 0 | 0
13102 | Area 1001 Gas CC 2x1 2041 | ATC | 2030 | AEP-KPCO | 0 | 0 | 0 | 0 | 0 |  | 0 | 0 | 0 | 0 | 0 | 0 | 0 | 0 | -1 | 0 | 0 |  | 0 | 0 | 0 | 0 | 0 | 0 | 0 | 0 | 0 | 0 | 0 | 0 | 0 | -1 | 0 | 0 | 0 | 0 | 0 | 0 | 0 | 0 | 0 | 0 | 0 | 0 | 0 | 0 | 0 | 0 | 0 |  |  |  |  | 0 | 0 | 0 | 0 | 0 | 0 | 0 | 0 | 0 | 1/1/2041 | 12/31/2099 | TRUE | TCO |  | 2030 |  |  |  | REF | 0 | 0 | Real 2021 ¦ 12/22/2022 3:42:52 PM | 0 | Area 1001 Gas CC 2x1 2041 | 0 |  | 1 | Unit |  | PJM | 0 | 0 | 0.965 | 0 | 0 | 0 | 0 | 0 | 0 | 0 | 0 | 0
13103 | Area 1001 Gas CC 2x1 2042 | ATC | 2030 | AEP-KPCO | 0 | 0 | 0 | 0 | 0 |  | 0 | 0 | 0 | 0 | 0 | 0 | 0 | 0 | -1 | 0 | 0 |  | 0 | 0 | 0 | 0 | 0 | 0 | 0 | 0 | 0 | 0 | 0 | 0 | 0 | -1 | 0 | 0 | 0 | 0 | 0 | 0 | 0 | 0 | 0 | 0 | 0 | 0 | 0 | 0 | 0 | 0 | 0 |  |  |  |  | 0 | 0 | 0 | 0 | 0 | 0 | 0 | 0 | 0 | 1/1/2042 | 12/31/2099 | TRUE | TCO |  | 2030 |  |  |  | REF | 0 | 0 | Real 2021 ¦ 12/22/2022 3:42:52 PM | 0 | Area 1001 Gas CC 2x1 2042 | 0 |  | 1 | Unit |  | PJM | 0 | 0 | 0.965 | 0 | 0 | 0 | 0 | 0 | 0 | 0 | 0 | 0
13104 | Area 1001 Gas CC 2x1 2043 | ATC | 2030 | AEP-KPCO | 0 | 0 | 0 | 0 | 0 |  | 0 | 0 | 0 | 0 | 0 | 0 | 0 | 0 | -1 | 0 | 0 |  | 0 | 0 | 0 | 0 | 0 | 0 | 0 | 0 | 0 | 0 | 0 | 0 | 0 | -1 | 0 | 0 | 0 | 0 | 0 | 0 | 0 | 0 | 0 | 0 | 0 | 0 | 0 | 0 | 0 | 0 | 0 |  |  |  |  | 0 | 0 | 0 | 0 | 0 | 0 | 0 | 0 | 0 | 1/1/2043 | 12/31/2099 | TRUE | TCO |  | 2030 |  |  |  | REF | 0 | 0 | Real 2021 ¦ 12/22/2022 3:42:52 PM | 0 | Area 1001 Gas CC 2x1 2043 | 0 |  | 1 | Unit |  | PJM | 0 | 0 | 0.965 | 0 | 0 | 0 | 0 | 0 | 0 | 0 | 0 | 0
13105 | Area 1001 Gas CC 1x1 2024 | ATC | 2030 | AEP-KPCO | 362.0284 | 399.0869 | 0 | 24.8132 | 28.1888 | 25.011 | 23.3376 | 72755.3125 | 418 | 66565.8203 | 6189.4937 | 0 | 0 | 2.7566 | -1 | 18476138 | 6431 | 6470.7354 | 6002.4287 | 108.6085 | 325.9519 | 2855338.5 | 2855338.5 | 0 | 0 | 98.3562 | 18476138 | 113439.7422 | 113439.7422 | 0 | 0 | -1 | 0 | 25.4836 | 3 | 51104.9141 | 0.99046 | 0 | 0 | 0.99046 | 0 | 0 | 0 | -30755.957 | 7626.229 | 7626.229 | 0 | 0 | 0 | 0.81674 | 39.729 | 50.5004 | -10.7714 | 12683.7578 | 23.7956 | 13.2629 | 0 | 0 | 8616 | 2855338.5 | 0 | 0 | 1/1/2024 | 12/31/2099 | TRUE | TCO |  | 2030 |  |  |  | REF | 0 | 0 | Real 2021 ¦ 12/22/2022 3:42:52 PM | 0 | Area 1001 Gas CC 1x1 2024 | 0 |  | 1 | Unit |  | PJM | 403.37 | 0 | 0.965 | 0 | 0 | 25.4836 | 0 | 3171369.25 | 0 | 51104.9141 | 0 | 0
13106 | Area 1001 Gas CC 1x1 2025 | ATC | 2030 | AEP-KPCO | 362.0284 | 399.0869 | 0 | 24.8132 | 28.1888 | 25.011 | 23.3376 | 69718.0859 | 418 | 63528.5938 | 6189.4937 | 0 | 0 | 2.7566 | -1 | 18476138 | 6431 | 6470.7354 | 6002.4287 | 108.6085 | 325.9519 | 2855338.5 | 2855338.5 | 0 | 0 | 98.3562 | 18476138 | 113439.7422 | 113439.7422 | 0 | 0 | -1 | 0 | 25.4836 | 3 | 51104.9141 | 0 | 0 | 0 | 0 | 0 | 0 | 0 | -27718.7324 | 7626.229 | 7626.229 | 0 | 0 | 0 | 0.81674 | 39.729 | 49.4367 | -9.7077 | 12683.7578 | 23.7956 | 13.2629 | 0 | 0 | 8616 | 2855338.5 | 0 | 0 | 1/1/2025 | 12/31/2099 | TRUE | TCO |  | 2030 |  |  |  | REF | 0 | 0 | Real 2021 ¦ 12/22/2022 3:42:52 PM | 0 | Area 1001 Gas CC 1x1 2025 | 0 |  | 1 | Unit |  | PJM | 403.37 | 0 | 0.965 | 0 | 0 | 25.4836 | 0 | 3171369.25 | 0 | 51104.9141 | 0 | 0
13107 | Area 1001 Gas CC 1x1 2026 | ATC | 2030 | AEP-KPCO | 362.0284 | 399.0869 | 0 | 24.8132 | 28.1888 | 25.011 | 23.3376 | 70017.2109 | 418 | 63827.7148 | 6189.4937 | 0 | 0 | 2.7566 | -1 | 18476138 | 6431 | 6470.7354 | 6002.4287 | 108.6085 | 325.9519 | 2855338.5 | 2855338.5 | 0 | 0 | 98.3562 | 18476138 | 113439.7422 | 113439.7422 | 0 | 0 | -1 | 0 | 25.4836 | 3 | 51104.9141 | 0 | 0 | 0 | 0 | 0 | 0 | 0 | -28017.8535 | 7626.229 | 7626.229 | 0 | 0 | 0 | 0.81674 | 39.729 | 49.5414 | -9.8124 | 12683.7578 | 23.7956 | 13.2629 | 0 | 0 | 8616 | 2855338.5 | 0 | 0 | 1/1/2026 | 12/31/2099 | TRUE | TCO |  | 2030 |  |  |  | REF | 0 | 0 | Real 2021 ¦ 12/22/2022 3:42:52 PM | 0 | Area 1001 Gas CC 1x1 2026 | 0 |  | 1 | Unit |  | PJM | 403.37 | 0 | 0.965 | 0 | 0 | 25.4836 | 0 | 3171369.25 | 0 | 51104.9141 | 0 | 0
13108 | Area 1001 Gas CC 1x1 2027 | ATC | 2030 | AEP-KPCO | 362.0284 | 399.0869 | 0 | 24.8132 | 28.1888 | 25.011 | 23.3376 | 70408.3672 | 418 | 64218.8711 | 6189.4937 | 0 | 0 | 2.7566 | -1 | 18476138 | 6431 | 6470.7354 | 6002.4287 | 108.6085 | 325.9519 | 2855338.5 | 2855338.5 | 0 | 0 | 98.3562 | 18476138 | 113439.7422 | 113439.7422 | 0 | 0 | -1 | 0 | 25.4836 | 3 | 51104.9141 | 0 | 0 | 0 | 0 | 0 | 0 | 0 | -28409.0117 | 7626.229 | 7626.229 | 0 | 0 | 0 | 0.81674 | 39.729 | 49.6784 | -9.9494 | 12683.7578 | 23.7956 | 13.2629 | 0 | 0 | 8616 | 2855338.5 | 0 | 0 | 1/1/2027 | 12/31/2099 | TRUE | TCO |  | 2030 |  |  |  | REF | 0 | 0 | Real 2021 ¦ 12/22/2022 3:42:52 PM | 0 | Area 1001 Gas CC 1x1 2027 | 0 |  | 1 | Unit |  | PJM | 403.37 | 0 | 0.965 | 0 | 0 | 25.4836 | 0 | 3171369.25 | 0 | 51104.9141 | 0 | 0
13109 | Area 1001 Gas CC 1x1 2028 | ATC | 2030 | AEP-KPCO | 362.0284 | 399.0869 | 0 | 24.8132 | 28.1888 | 25.011 | 23.3376 | 70799.5234 | 418 | 64610.0273 | 6189.4937 | 0 | 0 | 2.7566 | -1 | 18476138 | 6431 | 6470.7354 | 6002.4287 | 108.6085 | 325.9519 | 2855338.5 | 2855338.5 | 0 | 0 | 98.3562 | 18476138 | 113439.7422 | 113439.7422 | 0 | 0 | -1 | 0 | 25.4836 | 3 | 51104.9141 | 0 | 0 | 0 | 0 | 0 | 0 | 0 | -28800.168 | 7626.229 | 7626.229 | 0 | 0 | 0 | 0.81674 | 39.729 | 49.8154 | -10.0864 | 12683.7578 | 23.7956 | 13.2629 | 0 | 0 | 8616 | 2855338.5 | 0 | 0 | 1/1/2028 | 12/31/2099 | TRUE | TCO |  | 2030 |  |  |  | REF | 0 | 0 | Real 2021 ¦ 12/22/2022 3:42:52 PM | 0 | Area 1001 Gas CC 1x1 2028 | 0 |  | 1 | Unit |  | PJM | 403.37 | 0 | 0.965 | 0 | 0 | 25.4836 | 0 | 3171369.25 | 0 | 51104.9141 | 0 | 0
13110 | Area 1001 Gas CC 1x1 2029 | ATC | 2030 | AEP-KPCO | 362.0284 | 399.0869 | 0 | 24.8132 | 28.1888 | 25.0171 | 23.3376 | 71512.8125 | 418 | 65323.3164 | 6189.4937 | 0 | 0 | 2.7566 | -1 | 18409910 | 6431 | 6472.5518 | 6002.4287 | 108.6085 | 324.6923 | 2844304.75 | 2844304.75 | 0 | 30.3425 | 98.3562 | 18409910 | 113054.2266 | 113054.2266 | 0 | 0 | -1 | 0 | 25.4836 | 3 | 50921.2695 | 1.2595 | 0 | 0 | 1.2595 | 0 | 0 | 0 | -29640.3867 | 7596.7593 | 7596.7593 | 0 | 0 | 0 | 0.81359 | 39.7476 | 50.1685 | -10.421 | 12638.292 | 23.7956 | 13.2629 | 0 | 0 | 8616 | 2844304.75 | 0 | 0 | 1/1/2029 | 12/31/2099 | TRUE | TCO |  | 2030 |  |  |  | REF | 0 | 0 | Real 2021 ¦ 12/22/2022 3:42:52 PM | 0 | Area 1001 Gas CC 1x1 2029 | 0 |  | 1 | Unit |  | PJM | 403.37 | 0 | 0.965 | 0 | 0 | 25.4836 | 0 | 3171369.25 | 0 | 50921.2695 | 0 | 0
13111 | Area 1001 Gas CC 1x1 2030 | ATC | 2030 | AEP-KPCO | 362.0284 | 399.0869 | 0 | 24.8132 | 28.1888 | 25.011 | 23.3376 | 72364.1562 | 418 | 66174.6562 | 6189.4937 | 0 | 0 | 2.7566 | -1 | 18476138 | 6431 | 6470.7354 | 6002.4287 | 108.6085 | 325.9519 | 2855338.5 | 2855338.5 | 0 | 0 | 98.3562 | 18476138 | 113439.7422 | 113439.7422 | 0 | 0 | -1 | 0 | 34.309 | 4 | 51104.9141 | 0 | 0 | 0 | 0 | 0 | 0 | 0 | -30373.625 | 7626.229 | 7626.229 | 0 | 0 | 0 | 0.81674 | 39.729 | 50.3665 | -10.6375 | 12683.7578 | 23.7956 | 13.2629 | 0 | 0 | 8616 | 2855338.5 | 0 | 0 | 1/1/2030 | 12/31/2099 | TRUE | TCO |  | 2030 |  |  |  | REF | 0 | 0 | Real 2021 ¦ 12/22/2022 3:42:52 PM | 0 | Area 1001 Gas CC 1x1 2030 | 0 |  | 1 | Unit |  | PJM | 403.37 | 0 | 0.965 | 0 | 0 | 34.309 | 0 | 3171369.25 | 0 | 51104.9141 | 0 | 0
13112 | Area 1001 Gas CC 1x1 2031 | ATC | 2030 | AEP-KPCO | 0 | 0 | 0 | 0 | 0 |  | 0 | 0 | 0 | 0 | 0 | 0 | 0 | 0 | -1 | 0 | 0 |  | 0 | 0 | 0 | 0 | 0 | 0 | 0 | 0 | 0 | 0 | 0 | 0 | 0 | -1 | 0 | 0 | 0 | 0 | 0 | 0 | 0 | 0 | 0 | 0 | 0 | 0 | 0 | 0 | 0 | 0 | 0 |  |  |  |  | 0 | 0 | 0 | 0 | 0 | 0 | 0 | 0 | 0 | 1/1/2031 | 12/31/2099 | TRUE | TCO |  | 2030 |  |  |  | REF | 0 | 0 | Real 2021 ¦ 12/22/2022 3:42:52 PM | 0 | Area 1001 Gas CC 1x1 2031 | 0 |  | 1 | Unit |  | PJM | 0 | 0 | 0.965 | 0 | 0 | 0 | 0 | 0 | 0 | 0 | 0 | 0
13113 | Area 1001 Gas CC 1x1 2032 | ATC | 2030 | AEP-KPCO | 0 | 0 | 0 | 0 | 0 |  | 0 | 0 | 0 | 0 | 0 | 0 | 0 | 0 | -1 | 0 | 0 |  | 0 | 0 | 0 | 0 | 0 | 0 | 0 | 0 | 0 | 0 | 0 | 0 | 0 | -1 | 0 | 0 | 0 | 0 | 0 | 0 | 0 | 0 | 0 | 0 | 0 | 0 | 0 | 0 | 0 | 0 | 0 |  |  |  |  | 0 | 0 | 0 | 0 | 0 | 0 | 0 | 0 | 0 | 1/1/2032 | 12/31/2099 | TRUE | TCO |  | 2030 |  |  |  | REF | 0 | 0 | Real 2021 ¦ 12/22/2022 3:42:52 PM | 0 | Area 1001 Gas CC 1x1 2032 | 0 |  | 1 | Unit |  | PJM | 0 | 0 | 0.965 | 0 | 0 | 0 | 0 | 0 | 0 | 0 | 0 | 0
13114 | Area 1001 Gas CC 1x1 2033 | ATC | 2030 | AEP-KPCO | 0 | 0 | 0 | 0 | 0 |  | 0 | 0 | 0 | 0 | 0 | 0 | 0 | 0 | -1 | 0 | 0 |  | 0 | 0 | 0 | 0 | 0 | 0 | 0 | 0 | 0 | 0 | 0 | 0 | 0 | -1 | 0 | 0 | 0 | 0 | 0 | 0 | 0 | 0 | 0 | 0 | 0 | 0 | 0 | 0 | 0 | 0 | 0 |  |  |  |  | 0 | 0 | 0 | 0 | 0 | 0 | 0 | 0 | 0 | 1/1/2033 | 12/31/2099 | TRUE | TCO |  | 2030 |  |  |  | REF | 0 | 0 | Real 2021 ¦ 12/22/2022 3:42:52 PM | 0 | Area 1001 Gas CC 1x1 2033 | 0 |  | 1 | Unit |  | PJM | 0 | 0 | 0.965 | 0 | 0 | 0 | 0 | 0 | 0 | 0 | 0 | 0
13115 | Area 1001 Gas CC 1x1 2034 | ATC | 2030 | AEP-KPCO | 0 | 0 | 0 | 0 | 0 |  | 0 | 0 | 0 | 0 | 0 | 0 | 0 | 0 | -1 | 0 | 0 |  | 0 | 0 | 0 | 0 | 0 | 0 | 0 | 0 | 0 | 0 | 0 | 0 | 0 | -1 | 0 | 0 | 0 | 0 | 0 | 0 | 0 | 0 | 0 | 0 | 0 | 0 | 0 | 0 | 0 | 0 | 0 |  |  |  |  | 0 | 0 | 0 | 0 | 0 | 0 | 0 | 0 | 0 | 1/1/2034 | 12/31/2099 | TRUE | TCO |  | 2030 |  |  |  | REF | 0 | 0 | Real 2021 ¦ 12/22/2022 3:42:52 PM | 0 | Area 1001 Gas CC 1x1 2034 | 0 |  | 1 | Unit |  | PJM | 0 | 0 | 0.965 | 0 | 0 | 0 | 0 | 0 | 0 | 0 | 0 | 0
13116 | Area 1001 Gas CC 1x1 2035 | ATC | 2030 | AEP-KPCO | 0 | 0 | 0 | 0 | 0 |  | 0 | 0 | 0 | 0 | 0 | 0 | 0 | 0 | -1 | 0 | 0 |  | 0 | 0 | 0 | 0 | 0 | 0 | 0 | 0 | 0 | 0 | 0 | 0 | 0 | -1 | 0 | 0 | 0 | 0 | 0 | 0 | 0 | 0 | 0 | 0 | 0 | 0 | 0 | 0 | 0 | 0 | 0 |  |  |  |  | 0 | 0 | 0 | 0 | 0 | 0 | 0 | 0 | 0 | 1/1/2035 | 12/31/2099 | TRUE | TCO |  | 2030 |  |  |  | REF | 0 | 0 | Real 2021 ¦ 12/22/2022 3:42:52 PM | 0 | Area 1001 Gas CC 1x1 2035 | 0 |  | 1 | Unit |  | PJM | 0 | 0 | 0.965 | 0 | 0 | 0 | 0 | 0 | 0 | 0 | 0 | 0
13117 | Area 1001 Gas CC 1x1 2036 | ATC | 2030 | AEP-KPCO | 0 | 0 | 0 | 0 | 0 |  | 0 | 0 | 0 | 0 | 0 | 0 | 0 | 0 | -1 | 0 | 0 |  | 0 | 0 | 0 | 0 | 0 | 0 | 0 | 0 | 0 | 0 | 0 | 0 | 0 | -1 | 0 | 0 | 0 | 0 | 0 | 0 | 0 | 0 | 0 | 0 | 0 | 0 | 0 | 0 | 0 | 0 | 0 |  |  |  |  | 0 | 0 | 0 | 0 | 0 | 0 | 0 | 0 | 0 | 1/1/2036 | 12/31/2099 | TRUE | TCO |  | 2030 |  |  |  | REF | 0 | 0 | Real 2021 ¦ 12/22/2022 3:42:52 PM | 0 | Area 1001 Gas CC 1x1 2036 | 0 |  | 1 | Unit |  | PJM | 0 | 0 | 0.965 | 0 | 0 | 0 | 0 | 0 | 0 | 0 | 0 | 0
13118 | Area 1001 Gas CC 1x1 2037 | ATC | 2030 | AEP-KPCO | 0 | 0 | 0 | 0 | 0 |  | 0 | 0 | 0 | 0 | 0 | 0 | 0 | 0 | -1 | 0 | 0 |  | 0 | 0 | 0 | 0 | 0 | 0 | 0 | 0 | 0 | 0 | 0 | 0 | 0 | -1 | 0 | 0 | 0 | 0 | 0 | 0 | 0 | 0 | 0 | 0 | 0 | 0 | 0 | 0 | 0 | 0 | 0 |  |  |  |  | 0 | 0 | 0 | 0 | 0 | 0 | 0 | 0 | 0 | 1/1/2037 | 12/31/2099 | TRUE | TCO |  | 2030 |  |  |  | REF | 0 | 0 | Real 2021 ¦ 12/22/2022 3:42:52 PM | 0 | Area 1001 Gas CC 1x1 2037 | 0 |  | 1 | Unit |  | PJM | 0 | 0 | 0.965 | 0 | 0 | 0 | 0 | 0 | 0 | 0 | 0 | 0
13119 | Area 1001 Gas CC 1x1 2038 | ATC | 2030 | AEP-KPCO | 0 | 0 | 0 | 0 | 0 |  | 0 | 0 | 0 | 0 | 0 | 0 | 0 | 0 | -1 | 0 | 0 |  | 0 | 0 | 0 | 0 | 0 | 0 | 0 | 0 | 0 | 0 | 0 | 0 | 0 | -1 | 0 | 0 | 0 | 0 | 0 | 0 | 0 | 0 | 0 | 0 | 0 | 0 | 0 | 0 | 0 | 0 | 0 |  |  |  |  | 0 | 0 | 0 | 0 | 0 | 0 | 0 | 0 | 0 | 1/1/2038 | 12/31/2099 | TRUE | TCO |  | 2030 |  |  |  | REF | 0 | 0 | Real 2021 ¦ 12/22/2022 3:42:52 PM | 0 | Area 1001 Gas CC 1x1 2038 | 0 |  | 1 | Unit |  | PJM | 0 | 0 | 0.965 | 0 | 0 | 0 | 0 | 0 | 0 | 0 | 0 | 0
13120 | Area 1001 Gas CC 1x1 2039 | ATC | 2030 | AEP-KPCO | 0 | 0 | 0 | 0 | 0 |  | 0 | 0 | 0 | 0 | 0 | 0 | 0 | 0 | -1 | 0 | 0 |  | 0 | 0 | 0 | 0 | 0 | 0 | 0 | 0 | 0 | 0 | 0 | 0 | 0 | -1 | 0 | 0 | 0 | 0 | 0 | 0 | 0 | 0 | 0 | 0 | 0 | 0 | 0 | 0 | 0 | 0 | 0 |  |  |  |  | 0 | 0 | 0 | 0 | 0 | 0 | 0 | 0 | 0 | 1/1/2039 | 12/31/2099 | TRUE | TCO |  | 2030 |  |  |  | REF | 0 | 0 | Real 2021 ¦ 12/22/2022 3:42:52 PM | 0 | Area 1001 Gas CC 1x1 2039 | 0 |  | 1 | Unit |  | PJM | 0 | 0 | 0.965 | 0 | 0 | 0 | 0 | 0 | 0 | 0 | 0 | 0
13121 | Area 1001 Gas CC 1x1 2040 | ATC | 2030 | AEP-KPCO | 0 | 0 | 0 | 0 | 0 |  | 0 | 0 | 0 | 0 | 0 | 0 | 0 | 0 | -1 | 0 | 0 |  | 0 | 0 | 0 | 0 | 0 | 0 | 0 | 0 | 0 | 0 | 0 | 0 | 0 | -1 | 0 | 0 | 0 | 0 | 0 | 0 | 0 | 0 | 0 | 0 | 0 | 0 | 0 | 0 | 0 | 0 | 0 |  |  |  |  | 0 | 0 | 0 | 0 | 0 | 0 | 0 | 0 | 0 | 1/1/2040 | 12/31/2099 | TRUE | TCO |  | 2030 |  |  |  | REF | 0 | 0 | Real 2021 ¦ 12/22/2022 3:42:52 PM | 0 | Area 1001 Gas CC 1x1 2040 | 0 |  | 1 | Unit |  | PJM | 0 | 0 | 0.965 | 0 | 0 | 0 | 0 | 0 | 0 | 0 | 0 | 0
13122 | Area 1001 Gas CC 1x1 2041 | ATC | 2030 | AEP-KPCO | 0 | 0 | 0 | 0 | 0 |  | 0 | 0 | 0 | 0 | 0 | 0 | 0 | 0 | -1 | 0 | 0 |  | 0 | 0 | 0 | 0 | 0 | 0 | 0 | 0 | 0 | 0 | 0 | 0 | 0 | -1 | 0 | 0 | 0 | 0 | 0 | 0 | 0 | 0 | 0 | 0 | 0 | 0 | 0 | 0 | 0 | 0 | 0 |  |  |  |  | 0 | 0 | 0 | 0 | 0 | 0 | 0 | 0 | 0 | 1/1/2041 | 12/31/2099 | TRUE | TCO |  | 2030 |  |  |  | REF | 0 | 0 | Real 2021 ¦ 12/22/2022 3:42:52 PM | 0 | Area 1001 Gas CC 1x1 2041 | 0 |  | 1 | Unit |  | PJM | 0 | 0 | 0.965 | 0 | 0 | 0 | 0 | 0 | 0 | 0 | 0 | 0
13123 | Area 1001 Gas CC 1x1 2042 | ATC | 2030 | AEP-KPCO | 0 | 0 | 0 | 0 | 0 |  | 0 | 0 | 0 | 0 | 0 | 0 | 0 | 0 | -1 | 0 | 0 |  | 0 | 0 | 0 | 0 | 0 | 0 | 0 | 0 | 0 | 0 | 0 | 0 | 0 | -1 | 0 | 0 | 0 | 0 | 0 | 0 | 0 | 0 | 0 | 0 | 0 | 0 | 0 | 0 | 0 | 0 | 0 |  |  |  |  | 0 | 0 | 0 | 0 | 0 | 0 | 0 | 0 | 0 | 1/1/2042 | 12/31/2099 | TRUE | TCO |  | 2030 |  |  |  | REF | 0 | 0 | Real 2021 ¦ 12/22/2022 3:42:52 PM | 0 | Area 1001 Gas CC 1x1 2042 | 0 |  | 1 | Unit |  | PJM | 0 | 0 | 0.965 | 0 | 0 | 0 | 0 | 0 | 0 | 0 | 0 | 0
13124 | Area 1001 Gas CC 1x1 2043 | ATC | 2030 | AEP-KPCO | 0 | 0 | 0 | 0 | 0 |  | 0 | 0 | 0 | 0 | 0 | 0 | 0 | 0 | -1 | 0 | 0 |  | 0 | 0 | 0 | 0 | 0 | 0 | 0 | 0 | 0 | 0 | 0 | 0 | 0 | -1 | 0 | 0 | 0 | 0 | 0 | 0 | 0 | 0 | 0 | 0 | 0 | 0 | 0 | 0 | 0 | 0 | 0 |  |  |  |  | 0 | 0 | 0 | 0 | 0 | 0 | 0 | 0 | 0 | 1/1/2043 | 12/31/2099 | TRUE | TCO |  | 2030 |  |  |  | REF | 0 | 0 | Real 2021 ¦ 12/22/2022 3:42:52 PM | 0 | Area 1001 Gas CC 1x1 2043 | 0 |  | 1 | Unit |  | PJM | 0 | 0 | 0.965 | 0 | 0 | 0 | 0 | 0 | 0 | 0 | 0 | 0
13125 | Area 1001 Gas CT 2023 | ATC | 2030 | AEP-KPCO | 209.578 | 229.1408 | 0 | 34.7263 | 38.102 | 35.4056 | 33.2507 | 28073.5098 | 240 | 26303.2285 | 1770.2826 | 0 | 0 | 2.7566 | -1 | 7884958.5 | 9905 | 10039.0801 | 9476.4287 | 62.8734 | 89.6605 | 785426.375 | 785426.375 | 0 | 3.3447 | 55.7078 | 7884958.5 | 36271.8828 | 36271.8828 | 0 | 0 | -1 | 0 | 1195.0857 | 65 | 21906.3047 | 0.11528 | 0 | 0 | 0.11528 | 0 | 0 | 0 | -20805.2305 | 489.2031 | 489.2031 | 0 | 0 | 0 | 0.39129 | 46.1811 | 72.6702 | -26.4891 | 5413.0093 | 13.772 | 5.7908 | 0 | 0 | 4880 | 785426.375 | 0 | 0 | 1/1/2023 | 12/31/2099 | TRUE | TCO |  | 2030 |  |  |  | REF | 0 | 0 | Real 2021 ¦ 12/22/2022 3:42:52 PM | 0 | Area 1001 Gas CT 2023 | 0 |  | 1 | Unit |  | PJM | 228 | 0 | 0.95 | 0 | 0 | 1195.0857 | 0 | 1835903.5 | 0 | 21906.3047 | 0 | 0
13126 | Area 1001 Gas CT 2024 | ATC | 2030 | AEP-KPCO | 209.578 | 229.1408 | 0 | 34.7263 | 38.102 | 35.4029 | 33.2507 | 25418.0859 | 240 | 23647.8047 | 1770.2826 | 0 | 0 | 2.7566 | -1 | 7888470 | 9905 | 10038.2363 | 9476.4287 | 62.8734 | 89.708 | 785842.1875 | 785842.1875 | 0 | 0 | 55.6507 | 7888470 | 36294.7383 | 36294.7383 | 0 | 0 | -1 | 0 | 1176.891 | 64 | 21916.2441 | 0 | 0 | 0 | 0 | 0 | 0 | 0 | -18121.3652 | 489.4621 | 489.4621 | 0 | 0 | 0 | 0.3915 | 46.1858 | 69.2456 | -23.0598 | 5415.4194 | 13.772 | 5.7908 | 0 | 0 | 4875 | 785842.1875 | 0 | 0 | 1/1/2024 | 12/31/2099 | TRUE | TCO |  | 2030 |  |  |  | REF | 0 | 0 | Real 2021 ¦ 12/22/2022 3:42:52 PM | 0 | Area 1001 Gas CT 2024 | 0 |  | 1 | Unit |  | PJM | 228 | 0 | 0.95 | 0 | 0 | 1176.891 | 0 | 1835903.5 | 0 | 21916.2441 | 0 | 0
13127 | Area 1001 Gas CT 2025 | ATC | 2030 | AEP-KPCO | 209.578 | 229.1408 | 0 | 34.7263 | 38.102 | 35.4057 | 33.2507 | 24136.6133 | 240 | 22366.332 | 1770.2826 | 0 | 0 | 2.7566 | -1 | 7893939 | 9905 | 10038.3359 | 9476.4287 | 62.8734 | 89.7693 | 786379.25 | 786379.25 | 0 | 0.022831 | 55.6963 | 7893939 | 36318.2773 | 36318.2773 | 0 | 0 | -1 | 0 | 1214.5664 | 66 | 21933.334 | 0.016073 | 0 | 0 | 0.016073 | 0 | 0 | 0 | -16875.209 | 489.7966 | 489.7966 | 0 | 0 | 0 | 0.39176 | 46.1842 | 67.6436 | -21.4594 | 5419.1743 | 13.772 | 5.7908 | 0 | 0 | 4879 | 786379.25 | 0 | 0 | 1/1/2025 | 12/31/2099 | TRUE | TCO |  | 2030 |  |  |  | REF | 0 | 0 | Real 2021 ¦ 12/22/2022 3:42:52 PM | 0 | Area 1001 Gas CT 2025 | 0 |  | 1 | Unit |  | PJM | 228 | 0 | 0.95 | 0 | 0 | 1214.5664 | 0 | 1835903.5 | 0 | 21933.334 | 0 | 0
13128 | Area 1001 Gas CT 2026 | ATC | 2030 | AEP-KPCO | 209.578 | 229.1408 | 0 | 34.7263 | 38.102 | 35.4029 | 33.2507 | 24163.0352 | 240 | 22392.7539 | 1770.2826 | 0 | 0 | 2.7566 | -1 | 7888470 | 9905 | 10038.2363 | 9476.4287 | 62.8734 | 89.708 | 785842.1875 | 785842.1875 | 0 | 0 | 55.6507 | 7888470 | 36294.7383 | 36294.7383 | 0 | 0 | -1 | 0 | 1176.891 | 64 | 21916.2441 | 0 | 0 | 0 | 0 | 0 | 0 | 0 | -16866.3145 | 489.4621 | 489.4621 | 0 | 0 | 0 | 0.3915 | 46.1858 | 67.6485 | -21.4627 | 5415.4194 | 13.772 | 5.7908 | 0 | 0 | 4875 | 785842.1875 | 0 | 0 | 1/1/2026 | 12/31/2099 | TRUE | TCO |  | 2030 |  |  |  | REF | 0 | 0 | Real 2021 ¦ 12/22/2022 3:42:52 PM | 0 | Area 1001 Gas CT 2026 | 0 |  | 1 | Unit |  | PJM | 228 | 0 | 0.95 | 0 | 0 | 1176.891 | 0 | 1835903.5 | 0 | 21916.2441 | 0 | 0
13129 | Area 1001 Gas CT 2027 | ATC | 2030 | AEP-KPCO | 209.578 | 229.1408 | 0 | 34.7263 | 38.102 | 35.4017 | 33.2507 | 24176.2461 | 240 | 22405.9648 | 1770.2826 | 0 | 0 | 2.7566 | -1 | 7896673 | 9905 | 10038.4082 | 9476.4287 | 62.8734 | 89.7998 | 786645.9375 | 786645.9375 | 0 | 0.011416 | 55.7306 | 7896673 | 36326.4609 | 36326.4609 | 0 | 0 | -1 | 0 | 1212.423 | 66 | 21937.5684 | 0.02126 | 0 | 0 | 0.02126 | 0 | 0 | 0 | -16910.791 | 489.9627 | 489.9627 | 0 | 0 | 0 | 0.3919 | 46.1789 | 67.6763 | -21.4973 | 5421.0513 | 13.772 | 5.7908 | 0 | 0 | 4882 | 786645.9375 | 0 | 0 | 1/1/2027 | 12/31/2099 | TRUE | TCO |  | 2030 |  |  |  | REF | 0 | 0 | Real 2021 ¦ 12/22/2022 3:42:52 PM | 0 | Area 1001 Gas CT 2027 | 0 |  | 1 | Unit |  | PJM | 228 | 0 | 0.95 | 0 | 0 | 1212.423 | 0 | 1835903.5 | 0 | 21937.5684 | 0 | 0
13130 | Area 1001 Gas CT 2028 | ATC | 2030 | AEP-KPCO | 209.578 | 229.1408 | 0 | 34.7263 | 38.102 | 35.4029 | 33.2507 | 24255.5137 | 240 | 22485.2305 | 1770.2826 | 0 | 0 | 2.7566 | -1 | 7888470 | 9905 | 10038.2363 | 9476.4287 | 62.8734 | 89.708 | 785842.1875 | 785842.1875 | 0 | 0 | 55.6507 | 7888470 | 36294.7383 | 36294.7383 | 0 | 0 | -1 | 0 | 1176.891 | 64 | 21916.2441 | 0 | 0 | 0 | 0 | 0 | 0 | 0 | -16958.791 | 489.4621 | 489.4621 | 0 | 0 | 0 | 0.3915 | 46.1858 | 67.7662 | -21.5804 | 5415.4194 | 13.772 | 5.7908 | 0 | 0 | 4875 | 785842.1875 | 0 | 0 | 1/1/2028 | 12/31/2099 | TRUE | TCO |  | 2030 |  |  |  | REF | 0 | 0 | Real 2021 ¦ 12/22/2022 3:42:52 PM | 0 | Area 1001 Gas CT 2028 | 0 |  | 1 | Unit |  | PJM | 228 | 0 | 0.95 | 0 | 0 | 1176.891 | 0 | 1835903.5 | 0 | 21916.2441 | 0 | 0
13131 | Area 1001 Gas CT 2029 | ATC | 2030 | AEP-KPCO | 209.578 | 229.1408 | 0 | 34.7263 | 38.102 | 35.403 | 33.2507 | 24453.6797 | 240 | 22683.3965 | 1770.2826 | 0 | 0 | 2.7566 | -1 | 7889158 | 9905 | 10038.3066 | 9476.4287 | 62.8734 | 89.7152 | 785905.3125 | 785905.3125 | 0 | 0 | 55.6621 | 7889158 | 36296.9766 | 36296.9766 | 0 | 0 | -1 | 0 | 1176.891 | 64 | 21917.9805 | 0.016761 | 0.011268 | 0 | 0.0054928 | 0 | 0 | 0 | -17156.9668 | 489.5014 | 489.5014 | 0 | 0 | 0 | 0.39153 | 46.1849 | 68.0158 | -21.8308 | 5415.8921 | 13.772 | 5.7908 | 0 | 0 | 4876 | 785905.3125 | 0 | 0 | 1/1/2029 | 12/31/2099 | TRUE | TCO |  | 2030 |  |  |  | REF | 0 | 0 | Real 2021 ¦ 12/22/2022 3:42:52 PM | 0 | Area 1001 Gas CT 2029 | 0 |  | 1 | Unit |  | PJM | 228 | 0 | 0.95 | 0 | 0 | 1176.891 | 0 | 1835903.5 | 0 | 21917.9805 | 0 | 0
13132 | Area 1001 Gas CT 2030 | ATC | 2030 | AEP-KPCO | 209.578 | 229.1408 | 0 | 34.7263 | 38.102 | 35.3878 | 33.2507 | 24704.6895 | 240 | 22934.4062 | 1770.2826 | 0 | 0 | 2.7566 | -1 | 8070669.5 | 9905 | 10040.4258 | 9476.4287 | 62.8734 | 91.76 | 803817.4375 | 803817.4375 | 0 | 0.25114 | 57.226 | 8070669.5 | 36971.7344 | 36971.7344 | 0 | 0 | -1 | 0 | 1361.4098 | 74 | 22404.209 | 5.065 | 0.19335 | 0 | 4.8717 | 0 | 0 | 0 | -17539.7266 | 500.658 | 500.658 | 0 | 0 | 0 | 0.40045 | 45.9952 | 67.8157 | -21.8205 | 5540.4961 | 13.772 | 5.7908 | 0 | 0 | 5013 | 803817.4375 | 0 | 0 | 1/1/2030 | 12/31/2099 | TRUE | TCO |  | 2030 |  |  |  | REF | 0 | 0 | Real 2021 ¦ 12/22/2022 3:42:52 PM | 0 | Area 1001 Gas CT 2030 | 0 |  | 1 | Unit |  | PJM | 228 | 0 | 0.95 | 0 | 0 | 1361.4098 | 0 | 1835903.5 | 0 | 22404.209 | 0 | 0
13133 | Area 1001 Gas CT 2031 | ATC | 2030 | AEP-KPCO | 0 | 0 | 0 | 0 | 0 |  | 0 | 0 | 0 | 0 | 0 | 0 | 0 | 0 | -1 | 0 | 0 |  | 0 | 0 | 0 | 0 | 0 | 0 | 0 | 0 | 0 | 0 | 0 | 0 | 0 | -1 | 0 | 0 | 0 | 0 | 0 | 0 | 0 | 0 | 0 | 0 | 0 | 0 | 0 | 0 | 0 | 0 | 0 |  |  |  |  | 0 | 0 | 0 | 0 | 0 | 0 | 0 | 0 | 0 | 1/1/2031 | 12/31/2099 | TRUE | TCO |  | 2030 |  |  |  | REF | 0 | 0 | Real 2021 ¦ 12/22/2022 3:42:52 PM | 0 | Area 1001 Gas CT 2031 | 0 |  | 1 | Unit |  | PJM | 0 | 0 | 0.95 | 0 | 0 | 0 | 0 | 0 | 0 | 0 | 0 | 0
13134 | Area 1001 Gas CT 2032 | ATC | 2030 | AEP-KPCO | 0 | 0 | 0 | 0 | 0 |  | 0 | 0 | 0 | 0 | 0 | 0 | 0 | 0 | -1 | 0 | 0 |  | 0 | 0 | 0 | 0 | 0 | 0 | 0 | 0 | 0 | 0 | 0 | 0 | 0 | -1 | 0 | 0 | 0 | 0 | 0 | 0 | 0 | 0 | 0 | 0 | 0 | 0 | 0 | 0 | 0 | 0 | 0 |  |  |  |  | 0 | 0 | 0 | 0 | 0 | 0 | 0 | 0 | 0 | 1/1/2032 | 12/31/2099 | TRUE | TCO |  | 2030 |  |  |  | REF | 0 | 0 | Real 2021 ¦ 12/22/2022 3:42:52 PM | 0 | Area 1001 Gas CT 2032 | 0 |  | 1 | Unit |  | PJM | 0 | 0 | 0.95 | 0 | 0 | 0 | 0 | 0 | 0 | 0 | 0 | 0
13135 | Area 1001 Gas CT 2033 | ATC | 2030 | AEP-KPCO | 0 | 0 | 0 | 0 | 0 |  | 0 | 0 | 0 | 0 | 0 | 0 | 0 | 0 | -1 | 0 | 0 |  | 0 | 0 | 0 | 0 | 0 | 0 | 0 | 0 | 0 | 0 | 0 | 0 | 0 | -1 | 0 | 0 | 0 | 0 | 0 | 0 | 0 | 0 | 0 | 0 | 0 | 0 | 0 | 0 | 0 | 0 | 0 |  |  |  |  | 0 | 0 | 0 | 0 | 0 | 0 | 0 | 0 | 0 | 1/1/2033 | 12/31/2099 | TRUE | TCO |  | 2030 |  |  |  | REF | 0 | 0 | Real 2021 ¦ 12/22/2022 3:42:52 PM | 0 | Area 1001 Gas CT 2033 | 0 |  | 1 | Unit |  | PJM | 0 | 0 | 0.95 | 0 | 0 | 0 | 0 | 0 | 0 | 0 | 0 | 0
13136 | Area 1001 Gas CT 2034 | ATC | 2030 | AEP-KPCO | 0 | 0 | 0 | 0 | 0 |  | 0 | 0 | 0 | 0 | 0 | 0 | 0 | 0 | -1 | 0 | 0 |  | 0 | 0 | 0 | 0 | 0 | 0 | 0 | 0 | 0 | 0 | 0 | 0 | 0 | -1 | 0 | 0 | 0 | 0 | 0 | 0 | 0 | 0 | 0 | 0 | 0 | 0 | 0 | 0 | 0 | 0 | 0 |  |  |  |  | 0 | 0 | 0 | 0 | 0 | 0 | 0 | 0 | 0 | 1/1/2034 | 12/31/2099 | TRUE | TCO |  | 2030 |  |  |  | REF | 0 | 0 | Real 2021 ¦ 12/22/2022 3:42:52 PM | 0 | Area 1001 Gas CT 2034 | 0 |  | 1 | Unit |  | PJM | 0 | 0 | 0.95 | 0 | 0 | 0 | 0 | 0 | 0 | 0 | 0 | 0
13137 | Area 1001 Gas CT 2035 | ATC | 2030 | AEP-KPCO | 0 | 0 | 0 | 0 | 0 |  | 0 | 0 | 0 | 0 | 0 | 0 | 0 | 0 | -1 | 0 | 0 |  | 0 | 0 | 0 | 0 | 0 | 0 | 0 | 0 | 0 | 0 | 0 | 0 | 0 | -1 | 0 | 0 | 0 | 0 | 0 | 0 | 0 | 0 | 0 | 0 | 0 | 0 | 0 | 0 | 0 | 0 | 0 |  |  |  |  | 0 | 0 | 0 | 0 | 0 | 0 | 0 | 0 | 0 | 1/1/2035 | 12/31/2099 | TRUE | TCO |  | 2030 |  |  |  | REF | 0 | 0 | Real 2021 ¦ 12/22/2022 3:42:52 PM | 0 | Area 1001 Gas CT 2035 | 0 |  | 1 | Unit |  | PJM | 0 | 0 | 0.95 | 0 | 0 | 0 | 0 | 0 | 0 | 0 | 0 | 0
13138 | Area 1001 Gas CT 2036 | ATC | 2030 | AEP-KPCO | 0 | 0 | 0 | 0 | 0 |  | 0 | 0 | 0 | 0 | 0 | 0 | 0 | 0 | -1 | 0 | 0 |  | 0 | 0 | 0 | 0 | 0 | 0 | 0 | 0 | 0 | 0 | 0 | 0 | 0 | -1 | 0 | 0 | 0 | 0 | 0 | 0 | 0 | 0 | 0 | 0 | 0 | 0 | 0 | 0 | 0 | 0 | 0 |  |  |  |  | 0 | 0 | 0 | 0 | 0 | 0 | 0 | 0 | 0 | 1/1/2036 | 12/31/2099 | TRUE | TCO |  | 2030 |  |  |  | REF | 0 | 0 | Real 2021 ¦ 12/22/2022 3:42:52 PM | 0 | Area 1001 Gas CT 2036 | 0 |  | 1 | Unit |  | PJM | 0 | 0 | 0.95 | 0 | 0 | 0 | 0 | 0 | 0 | 0 | 0 | 0
13139 | Area 1001 Gas CT 2037 | ATC | 2030 | AEP-KPCO | 0 | 0 | 0 | 0 | 0 |  | 0 | 0 | 0 | 0 | 0 | 0 | 0 | 0 | -1 | 0 | 0 |  | 0 | 0 | 0 | 0 | 0 | 0 | 0 | 0 | 0 | 0 | 0 | 0 | 0 | -1 | 0 | 0 | 0 | 0 | 0 | 0 | 0 | 0 | 0 | 0 | 0 | 0 | 0 | 0 | 0 | 0 | 0 |  |  |  |  | 0 | 0 | 0 | 0 | 0 | 0 | 0 | 0 | 0 | 1/1/2037 | 12/31/2099 | TRUE | TCO |  | 2030 |  |  |  | REF | 0 | 0 | Real 2021 ¦ 12/22/2022 3:42:52 PM | 0 | Area 1001 Gas CT 2037 | 0 |  | 1 | Unit |  | PJM | 0 | 0 | 0.95 | 0 | 0 | 0 | 0 | 0 | 0 | 0 | 0 | 0
13140 | Area 1001 Gas CT 2038 | ATC | 2030 | AEP-KPCO | 0 | 0 | 0 | 0 | 0 |  | 0 | 0 | 0 | 0 | 0 | 0 | 0 | 0 | -1 | 0 | 0 |  | 0 | 0 | 0 | 0 | 0 | 0 | 0 | 0 | 0 | 0 | 0 | 0 | 0 | -1 | 0 | 0 | 0 | 0 | 0 | 0 | 0 | 0 | 0 | 0 | 0 | 0 | 0 | 0 | 0 | 0 | 0 |  |  |  |  | 0 | 0 | 0 | 0 | 0 | 0 | 0 | 0 | 0 | 1/1/2038 | 12/31/2099 | TRUE | TCO |  | 2030 |  |  |  | REF | 0 | 0 | Real 2021 ¦ 12/22/2022 3:42:52 PM | 0 | Area 1001 Gas CT 2038 | 0 |  | 1 | Unit |  | PJM | 0 | 0 | 0.95 | 0 | 0 | 0 | 0 | 0 | 0 | 0 | 0 | 0
13141 | Area 1001 Gas CT 2039 | ATC | 2030 | AEP-KPCO | 0 | 0 | 0 | 0 | 0 |  | 0 | 0 | 0 | 0 | 0 | 0 | 0 | 0 | -1 | 0 | 0 |  | 0 | 0 | 0 | 0 | 0 | 0 | 0 | 0 | 0 | 0 | 0 | 0 | 0 | -1 | 0 | 0 | 0 | 0 | 0 | 0 | 0 | 0 | 0 | 0 | 0 | 0 | 0 | 0 | 0 | 0 | 0 |  |  |  |  | 0 | 0 | 0 | 0 | 0 | 0 | 0 | 0 | 0 | 1/1/2039 | 12/31/2099 | TRUE | TCO |  | 2030 |  |  |  | REF | 0 | 0 | Real 2021 ¦ 12/22/2022 3:42:52 PM | 0 | Area 1001 Gas CT 2039 | 0 |  | 1 | Unit |  | PJM | 0 | 0 | 0.95 | 0 | 0 | 0 | 0 | 0 | 0 | 0 | 0 | 0
13142 | Area 1001 Gas CT 2040 | ATC | 2030 | AEP-KPCO | 0 | 0 | 0 | 0 | 0 |  | 0 | 0 | 0 | 0 | 0 | 0 | 0 | 0 | -1 | 0 | 0 |  | 0 | 0 | 0 | 0 | 0 | 0 | 0 | 0 | 0 | 0 | 0 | 0 | 0 | -1 | 0 | 0 | 0 | 0 | 0 | 0 | 0 | 0 | 0 | 0 | 0 | 0 | 0 | 0 | 0 | 0 | 0 |  |  |  |  | 0 | 0 | 0 | 0 | 0 | 0 | 0 | 0 | 0 | 1/1/2040 | 12/31/2099 | TRUE | TCO |  | 2030 |  |  |  | REF | 0 | 0 | Real 2021 ¦ 12/22/2022 3:42:52 PM | 0 | Area 1001 Gas CT 2040 | 0 |  | 1 | Unit |  | PJM | 0 | 0 | 0.95 | 0 | 0 | 0 | 0 | 0 | 0 | 0 | 0 | 0
13143 | Area 1001 Gas CT 2041 | ATC | 2030 | AEP-KPCO | 0 | 0 | 0 | 0 | 0 |  | 0 | 0 | 0 | 0 | 0 | 0 | 0 | 0 | -1 | 0 | 0 |  | 0 | 0 | 0 | 0 | 0 | 0 | 0 | 0 | 0 | 0 | 0 | 0 | 0 | -1 | 0 | 0 | 0 | 0 | 0 | 0 | 0 | 0 | 0 | 0 | 0 | 0 | 0 | 0 | 0 | 0 | 0 |  |  |  |  | 0 | 0 | 0 | 0 | 0 | 0 | 0 | 0 | 0 | 1/1/2041 | 12/31/2099 | TRUE | TCO |  | 2030 |  |  |  | REF | 0 | 0 | Real 2021 ¦ 12/22/2022 3:42:52 PM | 0 | Area 1001 Gas CT 2041 | 0 |  | 1 | Unit |  | PJM | 0 | 0 | 0.95 | 0 | 0 | 0 | 0 | 0 | 0 | 0 | 0 | 0
13144 | Area 1001 Gas CT 2042 | ATC | 2030 | AEP-KPCO | 0 | 0 | 0 | 0 | 0 |  | 0 | 0 | 0 | 0 | 0 | 0 | 0 | 0 | -1 | 0 | 0 |  | 0 | 0 | 0 | 0 | 0 | 0 | 0 | 0 | 0 | 0 | 0 | 0 | 0 | -1 | 0 | 0 | 0 | 0 | 0 | 0 | 0 | 0 | 0 | 0 | 0 | 0 | 0 | 0 | 0 | 0 | 0 |  |  |  |  | 0 | 0 | 0 | 0 | 0 | 0 | 0 | 0 | 0 | 1/1/2042 | 12/31/2099 | TRUE | TCO |  | 2030 |  |  |  | REF | 0 | 0 | Real 2021 ¦ 12/22/2022 3:42:52 PM | 0 | Area 1001 Gas CT 2042 | 0 |  | 1 | Unit |  | PJM | 0 | 0 | 0.95 | 0 | 0 | 0 | 0 | 0 | 0 | 0 | 0 | 0
13145 | Area 1001 Gas CT 2043 | ATC | 2030 | AEP-KPCO | 0 | 0 | 0 | 0 | 0 |  | 0 | 0 | 0 | 0 | 0 | 0 | 0 | 0 | -1 | 0 | 0 |  | 0 | 0 | 0 | 0 | 0 | 0 | 0 | 0 | 0 | 0 | 0 | 0 | 0 | -1 | 0 | 0 | 0 | 0 | 0 | 0 | 0 | 0 | 0 | 0 | 0 | 0 | 0 | 0 | 0 | 0 | 0 |  |  |  |  | 0 | 0 | 0 | 0 | 0 | 0 | 0 | 0 | 0 | 1/1/2043 | 12/31/2099 | TRUE | TCO |  | 2030 |  |  |  | REF | 0 | 0 | Real 2021 ¦ 12/22/2022 3:42:52 PM | 0 | Area 1001 Gas CT 2043 | 0 |  | 1 | Unit |  | PJM | 0 | 0 | 0.95 | 0 | 0 | 0 | 0 | 0 | 0 | 0 | 0 | 0
13146 | Area 1001 Gas Aero CT 2023 | ATC | 2030 | AEP-KPCO | 91.6904 | 100.2491 | 0 | 36.3339 | 39.7095 | 37.0775 | 34.8583 | 20275.6797 | 105 | 18478.1504 | 1797.5304 | 0 | 0 | 2.7566 | -1 | 2849604 | 9124 | 9278.2598 | 8695.4287 | 27.5071 | 35.0602 | 307127 | 307127 | 0 | 0.045662 | 51.5982 | 2849604 | 14442.7891 | 14442.7891 | 0 | 0 | -1 | 0 | 184.9913 | 87 | 7920.3467 | 0.011753 | 0 | 0 | 0.011753 | 0 | 0 | 0 | -17405.377 | 1510.8997 | 1510.8997 | 0 | 0 | 0 | 0.34973 | 47.0255 | 103.6971 | -56.6716 | 1956.248 | 6.0252 | 2.5335 | 0 | 0 | 4520 | 307127 | 0 | 0 | 1/1/2023 | 12/31/2099 | TRUE | TCO |  | 2030 |  |  |  | REF | 0 | 0 | Real 2021 ¦ 12/22/2022 3:42:52 PM | 0 | Area 1001 Gas Aero CT 2023 | 0 |  | 1 | Unit |  | PJM | 99.75 | 0 | 0.95 | 0 | 0 | 184.9913 | 0 | 803207.75 | 0 | 7920.3467 | 0 | 0
13147 | Area 1001 Gas Aero CT 2024 | ATC | 2030 | AEP-KPCO | 91.6904 | 100.2491 | 0 | 36.3339 | 39.7095 | 37.0848 | 34.8583 | 18397.2324 | 105 | 16599.7012 | 1797.5304 | 0 | 0 | 2.7566 | -1 | 2847971.5 | 9124 | 9279.7549 | 8695.4287 | 27.5071 | 35.0344 | 306901.5938 | 306901.5938 | 0 | 0 | 51.6781 | 2847971.5 | 14434.5869 | 14434.5869 | 0 | 0 | -1 | 0 | 182.8741 | 86 | 7916.4546 | 0.098244 | 0 | 0 | 0.098244 | 0 | 0 | 0 | -15526.8916 | 1509.7909 | 1509.7909 | 0 | 0 | 0 | 0.34947 | 47.0333 | 97.6257 | -50.5924 | 1955.1272 | 6.0252 | 2.5335 | 0 | 0 | 4527 | 306901.5938 | 0 | 0 | 1/1/2024 | 12/31/2099 | TRUE | TCO |  | 2030 |  |  |  | REF | 0 | 0 | Real 2021 ¦ 12/22/2022 3:42:52 PM | 0 | Area 1001 Gas Aero CT 2024 | 0 |  | 1 | Unit |  | PJM | 99.75 | 0 | 0.95 | 0 | 0 | 182.8741 | 0 | 803207.75 | 0 | 7916.4546 | 0 | 0
13148 | Area 1001 Gas Aero CT 2025 | ATC | 2030 | AEP-KPCO | 91.6904 | 100.2491 | 0 | 36.3339 | 39.7096 | 37.0771 | 34.8583 | 17495.5762 | 105 | 15698.0469 | 1797.5304 | 0 | 0 | 2.7566 | -1 | 2842875.5 | 9124 | 9278.3682 | 8695.4287 | 27.5071 | 34.977 | 306398.2188 | 306398.2188 | 0 | 0 | 51.484 | 2842875.5 | 14415.915 | 14415.915 | 0 | 0 | -1 | 0 | 185.0911 | 87 | 7901.4038 | 0 | 0 | 0 | 0 | 0 | 0 | 0 | -14625.0996 | 1507.3146 | 1507.3146 | 0 | 0 | 0 | 0.3489 | 47.0496 | 94.7819 | -47.7323 | 1951.6289 | 6.0252 | 2.5335 | 0 | 0 | 4510 | 306398.2188 | 0 | 0 | 1/1/2025 | 12/31/2099 | TRUE | TCO |  | 2030 |  |  |  | REF | 0 | 0 | Real 2021 ¦ 12/22/2022 3:42:52 PM | 0 | Area 1001 Gas Aero CT 2025 | 0 |  | 1 | Unit |  | PJM | 99.75 | 0 | 0.95 | 0 | 0 | 185.0911 | 0 | 803207.75 | 0 | 7901.4038 | 0 | 0
13149 | Area 1001 Gas Aero CT 2026 | ATC | 2030 | AEP-KPCO | 91.6904 | 100.2491 | 0 | 36.3339 | 39.7095 | 37.0794 | 34.8583 | 17507.1367 | 105 | 15709.6064 | 1797.5304 | 0 | 0 | 2.7566 | -1 | 2847345.75 | 9124 | 9279.585 | 8695.4287 | 27.5071 | 35.0274 | 306839.7812 | 306839.7812 | 0 | 0 | 51.6667 | 2847345.75 | 14432.9023 | 14432.9023 | 0 | 0 | -1 | 0 | 193.46 | 91 | 7913.2451 | 0.081609 | 0 | 0 | 0.081609 | 0 | 0 | 0 | -14645.123 | 1509.4867 | 1509.4867 | 0 | 0 | 0 | 0.3494 | 47.0373 | 94.7662 | -47.7289 | 1954.6978 | 6.0252 | 2.5335 | 0 | 0 | 4526 | 306839.7812 | 0 | 0 | 1/1/2026 | 12/31/2099 | TRUE | TCO |  | 2030 |  |  |  | REF | 0 | 0 | Real 2021 ¦ 12/22/2022 3:42:52 PM | 0 | Area 1001 Gas Aero CT 2026 | 0 |  | 1 | Unit |  | PJM | 99.75 | 0 | 0.95 | 0 | 0 | 193.46 | 0 | 803207.75 | 0 | 7913.2451 | 0 | 0
13150 | Area 1001 Gas Aero CT 2027 | ATC | 2030 | AEP-KPCO | 91.6904 | 100.2491 | 0 | 36.3339 | 39.7096 | 37.2805 | 34.8583 | 17524.4766 | 105 | 15726.9463 | 1797.5304 | 0 | 0 | 2.7566 | -1 | 2574503.25 | 9124 | 9347.2363 | 8695.4287 | 27.5071 | 31.4417 | 275429.3438 | 275429.3438 | 0 | 18.8356 | 51.7352 | 2574503.25 | 12832.998 | 12832.998 | 0 | 0 | -1 | 0 | 191.7419 | 90 | 7145.7847 | 3.7554 | 0 | 0 | 3.7554 | 0 | 0 | 0 | -15151.3613 | 1354.9644 | 1354.9644 | 0 | 0 | 0 | 0.31364 | 46.5927 | 101.6027 | -55.01 | 1767.3926 | 6.0252 | 2.5335 | 0 | 0 | 4532 | 275429.3438 | 0 | 0 | 1/1/2027 | 12/31/2099 | TRUE | TCO |  | 2030 |  |  |  | REF | 0 | 0 | Real 2021 ¦ 12/22/2022 3:42:52 PM | 0 | Area 1001 Gas Aero CT 2027 | 0 |  | 1 | Unit |  | PJM | 99.75 | 0 | 0.95 | 0 | 0 | 191.7419 | 0 | 803207.75 | 0 | 7145.7847 | 0 | 0
13151 | Area 1001 Gas Aero CT 2028 | ATC | 2030 | AEP-KPCO | 91.6904 | 100.2491 | 0 | 36.3339 | 39.7095 | 37.076 | 34.8583 | 17582.2754 | 105 | 15784.7441 | 1797.5304 | 0 | 0 | 2.7566 | -1 | 2844182.75 | 9124 | 9278.3496 | 8695.4287 | 27.5071 | 34.9931 | 306539.6875 | 306539.6875 | 0 | 0.022831 | 51.5069 | 2844182.75 | 14421.5625 | 14421.5625 | 0 | 0 | -1 | 0 | 187.1085 | 88 | 7904.7192 | 0.0043556 | 0 | 0 | 0.0043556 | 0 | 0 | 0 | -14713.0762 | 1508.0105 | 1508.0105 | 0 | 0 | 0 | 0.34906 | 47.0463 | 95.0436 | -47.9973 | 1952.5262 | 6.0252 | 2.5335 | 0 | 0 | 4512 | 306539.6875 | 0 | 0 | 1/1/2028 | 12/31/2099 | TRUE | TCO |  | 2030 |  |  |  | REF | 0 | 0 | Real 2021 ¦ 12/22/2022 3:42:52 PM | 0 | Area 1001 Gas Aero CT 2028 | 0 |  | 1 | Unit |  | PJM | 99.75 | 0 | 0.95 | 0 | 0 | 187.1085 | 0 | 803207.75 | 0 | 7904.7192 | 0 | 0
13152 | Area 1001 Gas Aero CT 2029 | ATC | 2030 | AEP-KPCO | 91.6904 | 100.2491 | 0 | 36.3339 | 39.7095 | 37.0762 | 34.8583 | 17720.9902 | 105 | 15923.46 | 1797.5304 | 0 | 0 | 2.7566 | -1 | 2852174 | 9124 | 9279.4951 | 8695.4287 | 27.5071 | 35.0871 | 307363.0625 | 307363.0625 | 0 | 0.091324 | 51.7694 | 2852174 | 14451.0645 | 14451.0645 | 0 | 0 | -1 | 0 | 187.2082 | 88 | 7925.7705 | 1.1491 | 0.024771 | 0 | 1.1244 | 0 | 0 | 0 | -14852.9785 | 1512.061 | 1512.061 | 0 | 0 | 0 | 0.35 | 47.0163 | 95.3402 | -48.3239 | 1958.0122 | 6.0252 | 2.5335 | 0 | 0 | 4535 | 307363.0625 | 0 | 0 | 1/1/2029 | 12/31/2099 | TRUE | TCO |  | 2030 |  |  |  | REF | 0 | 0 | Real 2021 ¦ 12/22/2022 3:42:52 PM | 0 | Area 1001 Gas Aero CT 2029 | 0 |  | 1 | Unit |  | PJM | 99.75 | 0 | 0.95 | 0 | 0 | 187.2082 | 0 | 803207.75 | 0 | 7925.7705 | 0 | 0
13153 | Area 1001 Gas Aero CT 2030 | ATC | 2030 | AEP-KPCO | 91.6904 | 100.2491 | 0 | 36.3339 | 39.7096 | 37.092 | 34.8583 | 17894.3867 | 105 | 16096.8555 | 1797.5304 | 0 | 0 | 2.7566 | -1 | 2870475.25 | 9124 | 9283.8682 | 8695.4287 | 27.5071 | 35.2956 | 309189.5938 | 309189.5938 | 0 | 0.11416 | 52.4543 | 2870475.25 | 14521.7803 | 14521.7803 | 0 | 0 | -1 | 0 | 197.9936 | 93 | 7976.8315 | 0.17604 | 0 | 0 | 0.17604 | 0 | 0 | 0 | -15039.0537 | 1521.0465 | 1521.0465 | 0 | 0 | 0 | 0.35208 | 46.9672 | 95.6075 | -48.6402 | 1970.5758 | 6.0252 | 2.5335 | 0 | 0 | 4595 | 309189.5938 | 0 | 0 | 1/1/2030 | 12/31/2099 | TRUE | TCO |  | 2030 |  |  |  | REF | 0 | 0 | Real 2021 ¦ 12/22/2022 3:42:52 PM | 0 | Area 1001 Gas Aero CT 2030 | 0 |  | 1 | Unit |  | PJM | 99.75 | 0 | 0.95 | 0 | 0 | 197.9936 | 0 | 803207.75 | 0 | 7976.8315 | 0 | 0
13154 | Area 1001 Gas Aero CT 2031 | ATC | 2030 | AEP-KPCO | 0 | 0 | 0 | 0 | 0 |  | 0 | 0 | 0 | 0 | 0 | 0 | 0 | 0 | -1 | 0 | 0 |  | 0 | 0 | 0 | 0 | 0 | 0 | 0 | 0 | 0 | 0 | 0 | 0 | 0 | -1 | 0 | 0 | 0 | 0 | 0 | 0 | 0 | 0 | 0 | 0 | 0 | 0 | 0 | 0 | 0 | 0 | 0 |  |  |  |  | 0 | 0 | 0 | 0 | 0 | 0 | 0 | 0 | 0 | 1/1/2031 | 12/31/2099 | TRUE | TCO |  | 2030 |  |  |  | REF | 0 | 0 | Real 2021 ¦ 12/22/2022 3:42:52 PM | 0 | Area 1001 Gas Aero CT 2031 | 0 |  | 1 | Unit |  | PJM | 0 | 0 | 0.95 | 0 | 0 | 0 | 0 | 0 | 0 | 0 | 0 | 0
13155 | Area 1001 Gas Aero CT 2032 | ATC | 2030 | AEP-KPCO | 0 | 0 | 0 | 0 | 0 |  | 0 | 0 | 0 | 0 | 0 | 0 | 0 | 0 | -1 | 0 | 0 |  | 0 | 0 | 0 | 0 | 0 | 0 | 0 | 0 | 0 | 0 | 0 | 0 | 0 | -1 | 0 | 0 | 0 | 0 | 0 | 0 | 0 | 0 | 0 | 0 | 0 | 0 | 0 | 0 | 0 | 0 | 0 |  |  |  |  | 0 | 0 | 0 | 0 | 0 | 0 | 0 | 0 | 0 | 1/1/2032 | 12/31/2099 | TRUE | TCO |  | 2030 |  |  |  | REF | 0 | 0 | Real 2021 ¦ 12/22/2022 3:42:52 PM | 0 | Area 1001 Gas Aero CT 2032 | 0 |  | 1 | Unit |  | PJM | 0 | 0 | 0.95 | 0 | 0 | 0 | 0 | 0 | 0 | 0 | 0 | 0
13156 | Area 1001 Gas Aero CT 2033 | ATC | 2030 | AEP-KPCO | 0 | 0 | 0 | 0 | 0 |  | 0 | 0 | 0 | 0 | 0 | 0 | 0 | 0 | -1 | 0 | 0 |  | 0 | 0 | 0 | 0 | 0 | 0 | 0 | 0 | 0 | 0 | 0 | 0 | 0 | -1 | 0 | 0 | 0 | 0 | 0 | 0 | 0 | 0 | 0 | 0 | 0 | 0 | 0 | 0 | 0 | 0 | 0 |  |  |  |  | 0 | 0 | 0 | 0 | 0 | 0 | 0 | 0 | 0 | 1/1/2033 | 12/31/2099 | TRUE | TCO |  | 2030 |  |  |  | REF | 0 | 0 | Real 2021 ¦ 12/22/2022 3:42:52 PM | 0 | Area 1001 Gas Aero CT 2033 | 0 |  | 1 | Unit |  | PJM | 0 | 0 | 0.95 | 0 | 0 | 0 | 0 | 0 | 0 | 0 | 0 | 0
13157 | Area 1001 Gas Aero CT 2034 | ATC | 2030 | AEP-KPCO | 0 | 0 | 0 | 0 | 0 |  | 0 | 0 | 0 | 0 | 0 | 0 | 0 | 0 | -1 | 0 | 0 |  | 0 | 0 | 0 | 0 | 0 | 0 | 0 | 0 | 0 | 0 | 0 | 0 | 0 | -1 | 0 | 0 | 0 | 0 | 0 | 0 | 0 | 0 | 0 | 0 | 0 | 0 | 0 | 0 | 0 | 0 | 0 |  |  |  |  | 0 | 0 | 0 | 0 | 0 | 0 | 0 | 0 | 0 | 1/1/2034 | 12/31/2099 | TRUE | TCO |  | 2030 |  |  |  | REF | 0 | 0 | Real 2021 ¦ 12/22/2022 3:42:52 PM | 0 | Area 1001 Gas Aero CT 2034 | 0 |  | 1 | Unit |  | PJM | 0 | 0 | 0.95 | 0 | 0 | 0 | 0 | 0 | 0 | 0 | 0 | 0
13158 | Area 1001 Gas Aero CT 2035 | ATC | 2030 | AEP-KPCO | 0 | 0 | 0 | 0 | 0 |  | 0 | 0 | 0 | 0 | 0 | 0 | 0 | 0 | -1 | 0 | 0 |  | 0 | 0 | 0 | 0 | 0 | 0 | 0 | 0 | 0 | 0 | 0 | 0 | 0 | -1 | 0 | 0 | 0 | 0 | 0 | 0 | 0 | 0 | 0 | 0 | 0 | 0 | 0 | 0 | 0 | 0 | 0 |  |  |  |  | 0 | 0 | 0 | 0 | 0 | 0 | 0 | 0 | 0 | 1/1/2035 | 12/31/2099 | TRUE | TCO |  | 2030 |  |  |  | REF | 0 | 0 | Real 2021 ¦ 12/22/2022 3:42:52 PM | 0 | Area 1001 Gas Aero CT 2035 | 0 |  | 1 | Unit |  | PJM | 0 | 0 | 0.95 | 0 | 0 | 0 | 0 | 0 | 0 | 0 | 0 | 0
13159 | Area 1001 Gas Aero CT 2036 | ATC | 2030 | AEP-KPCO | 0 | 0 | 0 | 0 | 0 |  | 0 | 0 | 0 | 0 | 0 | 0 | 0 | 0 | -1 | 0 | 0 |  | 0 | 0 | 0 | 0 | 0 | 0 | 0 | 0 | 0 | 0 | 0 | 0 | 0 | -1 | 0 | 0 | 0 | 0 | 0 | 0 | 0 | 0 | 0 | 0 | 0 | 0 | 0 | 0 | 0 | 0 | 0 |  |  |  |  | 0 | 0 | 0 | 0 | 0 | 0 | 0 | 0 | 0 | 1/1/2036 | 12/31/2099 | TRUE | TCO |  | 2030 |  |  |  | REF | 0 | 0 | Real 2021 ¦ 12/22/2022 3:42:52 PM | 0 | Area 1001 Gas Aero CT 2036 | 0 |  | 1 | Unit |  | PJM | 0 | 0 | 0.95 | 0 | 0 | 0 | 0 | 0 | 0 | 0 | 0 | 0
13160 | Area 1001 Gas Aero CT 2037 | ATC | 2030 | AEP-KPCO | 0 | 0 | 0 | 0 | 0 |  | 0 | 0 | 0 | 0 | 0 | 0 | 0 | 0 | -1 | 0 | 0 |  | 0 | 0 | 0 | 0 | 0 | 0 | 0 | 0 | 0 | 0 | 0 | 0 | 0 | -1 | 0 | 0 | 0 | 0 | 0 | 0 | 0 | 0 | 0 | 0 | 0 | 0 | 0 | 0 | 0 | 0 | 0 |  |  |  |  | 0 | 0 | 0 | 0 | 0 | 0 | 0 | 0 | 0 | 1/1/2037 | 12/31/2099 | TRUE | TCO |  | 2030 |  |  |  | REF | 0 | 0 | Real 2021 ¦ 12/22/2022 3:42:52 PM | 0 | Area 1001 Gas Aero CT 2037 | 0 |  | 1 | Unit |  | PJM | 0 | 0 | 0.95 | 0 | 0 | 0 | 0 | 0 | 0 | 0 | 0 | 0
13161 | Area 1001 Gas Aero CT 2038 | ATC | 2030 | AEP-KPCO | 0 | 0 | 0 | 0 | 0 |  | 0 | 0 | 0 | 0 | 0 | 0 | 0 | 0 | -1 | 0 | 0 |  | 0 | 0 | 0 | 0 | 0 | 0 | 0 | 0 | 0 | 0 | 0 | 0 | 0 | -1 | 0 | 0 | 0 | 0 | 0 | 0 | 0 | 0 | 0 | 0 | 0 | 0 | 0 | 0 | 0 | 0 | 0 |  |  |  |  | 0 | 0 | 0 | 0 | 0 | 0 | 0 | 0 | 0 | 1/1/2038 | 12/31/2099 | TRUE | TCO |  | 2030 |  |  |  | REF | 0 | 0 | Real 2021 ¦ 12/22/2022 3:42:52 PM | 0 | Area 1001 Gas Aero CT 2038 | 0 |  | 1 | Unit |  | PJM | 0 | 0 | 0.95 | 0 | 0 | 0 | 0 | 0 | 0 | 0 | 0 | 0
13162 | Area 1001 Gas Aero CT 2039 | ATC | 2030 | AEP-KPCO | 0 | 0 | 0 | 0 | 0 |  | 0 | 0 | 0 | 0 | 0 | 0 | 0 | 0 | -1 | 0 | 0 |  | 0 | 0 | 0 | 0 | 0 | 0 | 0 | 0 | 0 | 0 | 0 | 0 | 0 | -1 | 0 | 0 | 0 | 0 | 0 | 0 | 0 | 0 | 0 | 0 | 0 | 0 | 0 | 0 | 0 | 0 | 0 |  |  |  |  | 0 | 0 | 0 | 0 | 0 | 0 | 0 | 0 | 0 | 1/1/2039 | 12/31/2099 | TRUE | TCO |  | 2030 |  |  |  | REF | 0 | 0 | Real 2021 ¦ 12/22/2022 3:42:52 PM | 0 | Area 1001 Gas Aero CT 2039 | 0 |  | 1 | Unit |  | PJM | 0 | 0 | 0.95 | 0 | 0 | 0 | 0 | 0 | 0 | 0 | 0 | 0
13163 | Area 1001 Gas Aero CT 2040 | ATC | 2030 | AEP-KPCO | 0 | 0 | 0 | 0 | 0 |  | 0 | 0 | 0 | 0 | 0 | 0 | 0 | 0 | -1 | 0 | 0 |  | 0 | 0 | 0 | 0 | 0 | 0 | 0 | 0 | 0 | 0 | 0 | 0 | 0 | -1 | 0 | 0 | 0 | 0 | 0 | 0 | 0 | 0 | 0 | 0 | 0 | 0 | 0 | 0 | 0 | 0 | 0 |  |  |  |  | 0 | 0 | 0 | 0 | 0 | 0 | 0 | 0 | 0 | 1/1/2040 | 12/31/2099 | TRUE | TCO |  | 2030 |  |  |  | REF | 0 | 0 | Real 2021 ¦ 12/22/2022 3:42:52 PM | 0 | Area 1001 Gas Aero CT 2040 | 0 |  | 1 | Unit |  | PJM | 0 | 0 | 0.95 | 0 | 0 | 0 | 0 | 0 | 0 | 0 | 0 | 0
13164 | Area 1001 Gas Aero CT 2041 | ATC | 2030 | AEP-KPCO | 0 | 0 | 0 | 0 | 0 |  | 0 | 0 | 0 | 0 | 0 | 0 | 0 | 0 | -1 | 0 | 0 |  | 0 | 0 | 0 | 0 | 0 | 0 | 0 | 0 | 0 | 0 | 0 | 0 | 0 | -1 | 0 | 0 | 0 | 0 | 0 | 0 | 0 | 0 | 0 | 0 | 0 | 0 | 0 | 0 | 0 | 0 | 0 |  |  |  |  | 0 | 0 | 0 | 0 | 0 | 0 | 0 | 0 | 0 | 1/1/2041 | 12/31/2099 | TRUE | TCO |  | 2030 |  |  |  | REF | 0 | 0 | Real 2021 ¦ 12/22/2022 3:42:52 PM | 0 | Area 1001 Gas Aero CT 2041 | 0 |  | 1 | Unit |  | PJM | 0 | 0 | 0.95 | 0 | 0 | 0 | 0 | 0 | 0 | 0 | 0 | 0
13165 | Area 1001 Gas Aero CT 2042 | ATC | 2030 | AEP-KPCO | 0 | 0 | 0 | 0 | 0 |  | 0 | 0 | 0 | 0 | 0 | 0 | 0 | 0 | -1 | 0 | 0 |  | 0 | 0 | 0 | 0 | 0 | 0 | 0 | 0 | 0 | 0 | 0 | 0 | 0 | -1 | 0 | 0 | 0 | 0 | 0 | 0 | 0 | 0 | 0 | 0 | 0 | 0 | 0 | 0 | 0 | 0 | 0 |  |  |  |  | 0 | 0 | 0 | 0 | 0 | 0 | 0 | 0 | 0 | 1/1/2042 | 12/31/2099 | TRUE | TCO |  | 2030 |  |  |  | REF | 0 | 0 | Real 2021 ¦ 12/22/2022 3:42:52 PM | 0 | Area 1001 Gas Aero CT 2042 | 0 |  | 1 | Unit |  | PJM | 0 | 0 | 0.95 | 0 | 0 | 0 | 0 | 0 | 0 | 0 | 0 | 0
13166 | Area 1001 Gas Aero CT 2043 | ATC | 2030 | AEP-KPCO | 0 | 0 | 0 | 0 | 0 |  | 0 | 0 | 0 | 0 | 0 | 0 | 0 | 0 | -1 | 0 | 0 |  | 0 | 0 | 0 | 0 | 0 | 0 | 0 | 0 | 0 | 0 | 0 | 0 | 0 | -1 | 0 | 0 | 0 | 0 | 0 | 0 | 0 | 0 | 0 | 0 | 0 | 0 | 0 | 0 | 0 | 0 | 0 |  |  |  |  | 0 | 0 | 0 | 0 | 0 | 0 | 0 | 0 | 0 | 1/1/2043 | 12/31/2099 | TRUE | TCO |  | 2030 |  |  |  | REF | 0 | 0 | Real 2021 ¦ 12/22/2022 3:42:52 PM | 0 | Area 1001 Gas Aero CT 2043 | 0 |  | 1 | Unit |  | PJM | 0 | 0 | 0.95 | 0 | 0 | 0 | 0 | 0 | 0 | 0 | 0 | 0
13167 | Area 1001 Gas IC 2023 | ATC | 2030 | AEP-KPCO | 19.2095 | 21 | 0 | 34.5247 | 34.7016 | 35.2081 | 33.0492 | 7694.1235 | 21 | 6918.4688 | 775.6546 | 0 | 0 | 2.7566 | -1 | 887910.375 | 8295 | 8473.3828 | 7866.4287 | 5.7628 | 11.9621 | 104788.1797 | 104788.1797 | 0 | 4.5776 | 88.1279 | 887910.375 | 4517.519 | 4517.519 | 0 | 0 | -1 | 0 | 0 | 41 | 2454.8323 | 2.1675 | 0 | 0 | 2.1675 | 0 | 0 | 0 | -6866.002 | 625.0179 | 625.0179 | 0 | 0 | 0 | 0.56962 | 43.111 | 108.6336 | -65.5227 | 609.5473 | 1.2641 | 0.52644 | 0 | 0 | 7720 | 104788.1797 | 0 | 0 | 1/1/2023 | 12/31/2099 | TRUE | TCO |  | 2030 |  |  |  | REF | 0 | 0 | Real 2021 ¦ 12/22/2022 3:42:52 PM | 0 | Area 1001 Gas IC 2023 | 0 |  | 1 | Unit |  | PJM | 19.95 | 0 | 0.95 | 0 | 0 | 0 | 0 | 168275.0156 | 0 | 2454.8323 | 0 | 0
13168 | Area 1001 Gas IC 2024 | ATC | 2030 | AEP-KPCO | 19.2095 | 21 | 0 | 34.5247 | 34.7016 | 35.1221 | 33.0492 | 6988.9829 | 21 | 6213.3286 | 775.6546 | 0 | 0 | 2.7566 | -1 | 911005.8125 | 8295 | 8457.0977 | 7866.4287 | 5.7628 | 12.2969 | 107720.8516 | 107720.8516 | 0 | 5.7306 | 88.1735 | 911005.8125 | 4626.9468 | 4626.9468 | 0 | 0 | -1 | 0 | 0 | 41 | 2515.4753 | 1.799 | 0 | 0 | 1.799 | 0 | 0 | 0 | -6145.4233 | 642.5101 | 642.5101 | 0 | 0 | 0 | 0.58557 | 42.9531 | 100.0026 | -57.0495 | 625.4021 | 1.2641 | 0.52644 | 0 | 0 | 7724 | 107720.8516 | 0 | 0 | 1/1/2024 | 12/31/2099 | TRUE | TCO |  | 2030 |  |  |  | REF | 0 | 0 | Real 2021 ¦ 12/22/2022 3:42:52 PM | 0 | Area 1001 Gas IC 2024 | 0 |  | 1 | Unit |  | PJM | 19.95 | 0 | 0.95 | 0 | 0 | 0 | 0 | 168275.0156 | 0 | 2515.4753 | 0 | 0
13169 | Area 1001 Gas IC 2025 | ATC | 2030 | AEP-KPCO | 19.2095 | 21 | 0 | 34.5247 | 34.7016 | 35.1546 | 33.0492 | 6649.1284 | 21 | 5873.4736 | 775.6546 | 0 | 0 | 2.7566 | -1 | 775232.375 | 8295 | 8388.3213 | 7866.4287 | 5.7628 | 10.55 | 92418.0547 | 92418.0547 | 0 | 0.41096 | 66.153 | 775232.375 | 4114.2002 | 4114.2002 | 0 | 0 | -1 | 0 | 0 | 40 | 2165.4919 | 0.17492 | 0.0012558 | 0 | 0.17366 | 0 | 0 | 0 | -5783.8501 | 551.2353 | 551.2353 | 0 | 0 | 0 | 0.50238 | 44.5173 | 107.1008 | -62.5835 | 532.1946 | 1.2641 | 0.52644 | 0 | 0 | 5795 | 92418.0547 | 0 | 0 | 1/1/2025 | 12/31/2099 | TRUE | TCO |  | 2030 |  |  |  | REF | 0 | 0 | Real 2021 ¦ 12/22/2022 3:42:52 PM | 0 | Area 1001 Gas IC 2025 | 0 |  | 1 | Unit |  | PJM | 19.95 | 0 | 0.95 | 0 | 0 | 0 | 0 | 168275.0156 | 0 | 2165.4919 | 0 | 0
13170 | Area 1001 Gas IC 2026 | ATC | 2030 | AEP-KPCO | 19.2095 | 21 | 0 | 34.5247 | 34.7016 | 35.1529 | 33.0492 | 6654.9082 | 21 | 5879.2539 | 775.6546 | 0 | 0 | 2.7566 | -1 | 769764.0625 | 8295 | 8383.9951 | 7866.4287 | 5.7628 | 10.481 | 91813.5156 | 91813.5156 | 0 | 0.034247 | 65.1256 | 769764.0625 | 4096.4297 | 4096.4297 | 0 | 0 | -1 | 0 | 0 | 38 | 2151.4404 | 0.049651 | 0 | 0 | 0.049651 | 0 | 0 | 0 | -5785.9893 | 547.6295 | 547.6295 | 0 | 0 | 0 | 0.4991 | 44.6168 | 107.6358 | -63.0189 | 528.4406 | 1.2641 | 0.52644 | 0 | 0 | 5705 | 91813.5156 | 0 | 0 | 1/1/2026 | 12/31/2099 | TRUE | TCO |  | 2030 |  |  |  | REF | 0 | 0 | Real 2021 ¦ 12/22/2022 3:42:52 PM | 0 | Area 1001 Gas IC 2026 | 0 |  | 1 | Unit |  | PJM | 19.95 | 0 | 0.95 | 0 | 0 | 0 | 0 | 168275.0156 | 0 | 2151.4404 | 0 | 0
13171 | Area 1001 Gas IC 2027 | ATC | 2030 | AEP-KPCO | 19.2095 | 21 | 0 | 34.5247 | 34.7016 | 35.1537 | 33.0492 | 6659.5322 | 21 | 5883.8774 | 775.6546 | 0 | 0 | 2.7566 | -1 | 771035.6875 | 8295 | 8384.7373 | 7866.4287 | 5.7628 | 10.4974 | 91957.0469 | 91957.0469 | 0 | 0.034247 | 65.3425 | 771035.6875 | 4100.96 | 4100.96 | 0 | 0 | -1 | 0 | 0 | 39 | 2154.8323 | 0.35499 | 0 | 0 | 0.35499 | 0 | 0 | 0 | -5791.2036 | 548.4855 | 548.4855 | 0 | 0 | 0 | 0.49988 | 44.5965 | 107.5737 | -62.9773 | 529.3135 | 1.2641 | 0.52644 | 0 | 0 | 5724 | 91957.0469 | 0 | 0 | 1/1/2027 | 12/31/2099 | TRUE | TCO |  | 2030 |  |  |  | REF | 0 | 0 | Real 2021 ¦ 12/22/2022 3:42:52 PM | 0 | Area 1001 Gas IC 2027 | 0 |  | 1 | Unit |  | PJM | 19.95 | 0 | 0.95 | 0 | 0 | 0 | 0 | 168275.0156 | 0 | 2154.8323 | 0 | 0
13172 | Area 1001 Gas IC 2028 | ATC | 2030 | AEP-KPCO | 19.2095 | 21 | 0 | 34.5247 | 34.7016 | 35.1658 | 33.0492 | 6681.4956 | 21 | 5905.8408 | 775.6546 | 0 | 0 | 2.7566 | -1 | 772411.4375 | 8295 | 8385.917 | 7866.4287 | 5.7628 | 10.5146 | 92108.1719 | 92108.1719 | 0 | 0.068493 | 65.5936 | 772411.4375 | 4106.5596 | 4106.5596 | 0 | 0 | -1 | 0 | 0 | 40 | 2159.4092 | 0.86443 | 0 | 0 | 0.86443 | 0 | 0 | 0 | -5813.9902 | 549.387 | 549.387 | 0 | 0 | 0 | 0.5007 | 44.5841 | 107.7054 | -63.1213 | 530.258 | 1.2641 | 0.52644 | 0 | 0 | 5746 | 92108.1719 | 0 | 0 | 1/1/2028 | 12/31/2099 | TRUE | TCO |  | 2030 |  |  |  | REF | 0 | 0 | Real 2021 ¦ 12/22/2022 3:42:52 PM | 0 | Area 1001 Gas IC 2028 | 0 |  | 1 | Unit |  | PJM | 19.95 | 0 | 0.95 | 0 | 0 | 0 | 0 | 168275.0156 | 0 | 2159.4092 | 0 | 0
13173 | Area 1001 Gas IC 2029 | ATC | 2030 | AEP-KPCO | 19.2095 | 21 | 0 | 34.5247 | 34.7016 | 35.1696 | 33.0492 | 6734.6699 | 21 | 5959.0156 | 775.6546 | 0 | 0 | 2.7566 | -1 | 779113.1875 | 8295 | 8390.7705 | 7866.4287 | 5.7628 | 10.5997 | 92853.5859 | 92853.5859 | 0 | 0.18265 | 66.758 | 779113.1875 | 4127.8677 | 4127.8677 | 0 | 0 | -1 | 0 | 0 | 41 | 2176.9343 | 1.2316 | 0.0005039 | 0 | 1.2311 | 0 | 0 | 0 | -5872.4287 | 553.833 | 553.833 | 0 | 0 | 0 | 0.50475 | 44.4557 | 107.6996 | -63.244 | 534.8587 | 1.2641 | 0.52644 | 0 | 0 | 5848 | 92853.5859 | 0 | 0 | 1/1/2029 | 12/31/2099 | TRUE | TCO |  | 2030 |  |  |  | REF | 0 | 0 | Real 2021 ¦ 12/22/2022 3:42:52 PM | 0 | Area 1001 Gas IC 2029 | 0 |  | 1 | Unit |  | PJM | 19.95 | 0 | 0.95 | 0 | 0 | 0 | 0 | 168275.0156 | 0 | 2176.9343 | 0 | 0
13174 | Area 1001 Gas IC 2030 | ATC | 2030 | AEP-KPCO | 19.2095 | 21 | 0 | 34.5247 | 34.7016 | 35.1636 | 33.0492 | 6799.4043 | 21 | 6023.7495 | 775.6546 | 0 | 0 | 2.7566 | -1 | 777747.8125 | 8295 | 8388.0977 | 7866.4287 | 5.7628 | 10.5845 | 92720.3984 | 92720.3984 | 0 | 0.18265 | 66.3356 | 777747.8125 | 4126.0562 | 4126.0562 | 0 | 0 | -1 | 0 | 0 | 41 | 2173.4189 | 1.2844 | 0.13221 | 0 | 1.1522 | 0 | 0 | 0 | -5933.7271 | 553.0386 | 553.0386 | 0 | 0 | 0 | 0.50402 | 44.5 | 108.4959 | -63.9959 | 533.9214 | 1.2641 | 0.52644 | 0 | 0 | 5811 | 92720.3984 | 0 | 0 | 1/1/2030 | 12/31/2099 | TRUE | TCO |  | 2030 |  |  |  | REF | 0 | 0 | Real 2021 ¦ 12/22/2022 3:42:52 PM | 0 | Area 1001 Gas IC 2030 | 0 |  | 1 | Unit |  | PJM | 19.95 | 0 | 0.95 | 0 | 0 | 0 | 0 | 168275.0156 | 0 | 2173.4189 | 0 | 0
13175 | Area 1001 Gas IC 2031 | ATC | 2030 | AEP-KPCO | 0 | 0 | 0 | 0 | 0 |  | 0 | 0 | 0 | 0 | 0 | 0 | 0 | 0 | -1 | 0 | 0 |  | 0 | 0 | 0 | 0 | 0 | 0 | 0 | 0 | 0 | 0 | 0 | 0 | 0 | -1 | 0 | 0 | 0 | 0 | 0 | 0 | 0 | 0 | 0 | 0 | 0 | 0 | 0 | 0 | 0 | 0 | 0 |  |  |  |  | 0 | 0 | 0 | 0 | 0 | 0 | 0 | 0 | 0 | 1/1/2031 | 12/31/2099 | TRUE | TCO |  | 2030 |  |  |  | REF | 0 | 0 | Real 2021 ¦ 12/22/2022 3:42:52 PM | 0 | Area 1001 Gas IC 2031 | 0 |  | 1 | Unit |  | PJM | 0 | 0 | 0.95 | 0 | 0 | 0 | 0 | 0 | 0 | 0 | 0 | 0
13176 | Area 1001 Gas IC 2032 | ATC | 2030 | AEP-KPCO | 0 | 0 | 0 | 0 | 0 |  | 0 | 0 | 0 | 0 | 0 | 0 | 0 | 0 | -1 | 0 | 0 |  | 0 | 0 | 0 | 0 | 0 | 0 | 0 | 0 | 0 | 0 | 0 | 0 | 0 | -1 | 0 | 0 | 0 | 0 | 0 | 0 | 0 | 0 | 0 | 0 | 0 | 0 | 0 | 0 | 0 | 0 | 0 |  |  |  |  | 0 | 0 | 0 | 0 | 0 | 0 | 0 | 0 | 0 | 1/1/2032 | 12/31/2099 | TRUE | TCO |  | 2030 |  |  |  | REF | 0 | 0 | Real 2021 ¦ 12/22/2022 3:42:52 PM | 0 | Area 1001 Gas IC 2032 | 0 |  | 1 | Unit |  | PJM | 0 | 0 | 0.95 | 0 | 0 | 0 | 0 | 0 | 0 | 0 | 0 | 0
13177 | Area 1001 Gas IC 2033 | ATC | 2030 | AEP-KPCO | 0 | 0 | 0 | 0 | 0 |  | 0 | 0 | 0 | 0 | 0 | 0 | 0 | 0 | -1 | 0 | 0 |  | 0 | 0 | 0 | 0 | 0 | 0 | 0 | 0 | 0 | 0 | 0 | 0 | 0 | -1 | 0 | 0 | 0 | 0 | 0 | 0 | 0 | 0 | 0 | 0 | 0 | 0 | 0 | 0 | 0 | 0 | 0 |  |  |  |  | 0 | 0 | 0 | 0 | 0 | 0 | 0 | 0 | 0 | 1/1/2033 | 12/31/2099 | TRUE | TCO |  | 2030 |  |  |  | REF | 0 | 0 | Real 2021 ¦ 12/22/2022 3:42:52 PM | 0 | Area 1001 Gas IC 2033 | 0 |  | 1 | Unit |  | PJM | 0 | 0 | 0.95 | 0 | 0 | 0 | 0 | 0 | 0 | 0 | 0 | 0
13178 | Area 1001 Gas IC 2034 | ATC | 2030 | AEP-KPCO | 0 | 0 | 0 | 0 | 0 |  | 0 | 0 | 0 | 0 | 0 | 0 | 0 | 0 | -1 | 0 | 0 |  | 0 | 0 | 0 | 0 | 0 | 0 | 0 | 0 | 0 | 0 | 0 | 0 | 0 | -1 | 0 | 0 | 0 | 0 | 0 | 0 | 0 | 0 | 0 | 0 | 0 | 0 | 0 | 0 | 0 | 0 | 0 |  |  |  |  | 0 | 0 | 0 | 0 | 0 | 0 | 0 | 0 | 0 | 1/1/2034 | 12/31/2099 | TRUE | TCO |  | 2030 |  |  |  | REF | 0 | 0 | Real 2021 ¦ 12/22/2022 3:42:52 PM | 0 | Area 1001 Gas IC 2034 | 0 |  | 1 | Unit |  | PJM | 0 | 0 | 0.95 | 0 | 0 | 0 | 0 | 0 | 0 | 0 | 0 | 0
13179 | Area 1001 Gas IC 2035 | ATC | 2030 | AEP-KPCO | 0 | 0 | 0 | 0 | 0 |  | 0 | 0 | 0 | 0 | 0 | 0 | 0 | 0 | -1 | 0 | 0 |  | 0 | 0 | 0 | 0 | 0 | 0 | 0 | 0 | 0 | 0 | 0 | 0 | 0 | -1 | 0 | 0 | 0 | 0 | 0 | 0 | 0 | 0 | 0 | 0 | 0 | 0 | 0 | 0 | 0 | 0 | 0 |  |  |  |  | 0 | 0 | 0 | 0 | 0 | 0 | 0 | 0 | 0 | 1/1/2035 | 12/31/2099 | TRUE | TCO |  | 2030 |  |  |  | REF | 0 | 0 | Real 2021 ¦ 12/22/2022 3:42:52 PM | 0 | Area 1001 Gas IC 2035 | 0 |  | 1 | Unit |  | PJM | 0 | 0 | 0.95 | 0 | 0 | 0 | 0 | 0 | 0 | 0 | 0 | 0
13180 | Area 1001 Gas IC 2036 | ATC | 2030 | AEP-KPCO | 0 | 0 | 0 | 0 | 0 |  | 0 | 0 | 0 | 0 | 0 | 0 | 0 | 0 | -1 | 0 | 0 |  | 0 | 0 | 0 | 0 | 0 | 0 | 0 | 0 | 0 | 0 | 0 | 0 | 0 | -1 | 0 | 0 | 0 | 0 | 0 | 0 | 0 | 0 | 0 | 0 | 0 | 0 | 0 | 0 | 0 | 0 | 0 |  |  |  |  | 0 | 0 | 0 | 0 | 0 | 0 | 0 | 0 | 0 | 1/1/2036 | 12/31/2099 | TRUE | TCO |  | 2030 |  |  |  | REF | 0 | 0 | Real 2021 ¦ 12/22/2022 3:42:52 PM | 0 | Area 1001 Gas IC 2036 | 0 |  | 1 | Unit |  | PJM | 0 | 0 | 0.95 | 0 | 0 | 0 | 0 | 0 | 0 | 0 | 0 | 0
13181 | Area 1001 Gas IC 2037 | ATC | 2030 | AEP-KPCO | 0 | 0 | 0 | 0 | 0 |  | 0 | 0 | 0 | 0 | 0 | 0 | 0 | 0 | -1 | 0 | 0 |  | 0 | 0 | 0 | 0 | 0 | 0 | 0 | 0 | 0 | 0 | 0 | 0 | 0 | -1 | 0 | 0 | 0 | 0 | 0 | 0 | 0 | 0 | 0 | 0 | 0 | 0 | 0 | 0 | 0 | 0 | 0 |  |  |  |  | 0 | 0 | 0 | 0 | 0 | 0 | 0 | 0 | 0 | 1/1/2037 | 12/31/2099 | TRUE | TCO |  | 2030 |  |  |  | REF | 0 | 0 | Real 2021 ¦ 12/22/2022 3:42:52 PM | 0 | Area 1001 Gas IC 2037 | 0 |  | 1 | Unit |  | PJM | 0 | 0 | 0.95 | 0 | 0 | 0 | 0 | 0 | 0 | 0 | 0 | 0
13182 | Area 1001 Gas IC 2038 | ATC | 2030 | AEP-KPCO | 0 | 0 | 0 | 0 | 0 |  | 0 | 0 | 0 | 0 | 0 | 0 | 0 | 0 | -1 | 0 | 0 |  | 0 | 0 | 0 | 0 | 0 | 0 | 0 | 0 | 0 | 0 | 0 | 0 | 0 | -1 | 0 | 0 | 0 | 0 | 0 | 0 | 0 | 0 | 0 | 0 | 0 | 0 | 0 | 0 | 0 | 0 | 0 |  |  |  |  | 0 | 0 | 0 | 0 | 0 | 0 | 0 | 0 | 0 | 1/1/2038 | 12/31/2099 | TRUE | TCO |  | 2030 |  |  |  | REF | 0 | 0 | Real 2021 ¦ 12/22/2022 3:42:52 PM | 0 | Area 1001 Gas IC 2038 | 0 |  | 1 | Unit |  | PJM | 0 | 0 | 0.95 | 0 | 0 | 0 | 0 | 0 | 0 | 0 | 0 | 0
13183 | Area 1001 Gas IC 2039 | ATC | 2030 | AEP-KPCO | 0 | 0 | 0 | 0 | 0 |  | 0 | 0 | 0 | 0 | 0 | 0 | 0 | 0 | -1 | 0 | 0 |  | 0 | 0 | 0 | 0 | 0 | 0 | 0 | 0 | 0 | 0 | 0 | 0 | 0 | -1 | 0 | 0 | 0 | 0 | 0 | 0 | 0 | 0 | 0 | 0 | 0 | 0 | 0 | 0 | 0 | 0 | 0 |  |  |  |  | 0 | 0 | 0 | 0 | 0 | 0 | 0 | 0 | 0 | 1/1/2039 | 12/31/2099 | TRUE | TCO |  | 2030 |  |  |  | REF | 0 | 0 | Real 2021 ¦ 12/22/2022 3:42:52 PM | 0 | Area 1001 Gas IC 2039 | 0 |  | 1 | Unit |  | PJM | 0 | 0 | 0.95 | 0 | 0 | 0 | 0 | 0 | 0 | 0 | 0 | 0
13184 | Area 1001 Gas IC 2040 | ATC | 2030 | AEP-KPCO | 0 | 0 | 0 | 0 | 0 |  | 0 | 0 | 0 | 0 | 0 | 0 | 0 | 0 | -1 | 0 | 0 |  | 0 | 0 | 0 | 0 | 0 | 0 | 0 | 0 | 0 | 0 | 0 | 0 | 0 | -1 | 0 | 0 | 0 | 0 | 0 | 0 | 0 | 0 | 0 | 0 | 0 | 0 | 0 | 0 | 0 | 0 | 0 |  |  |  |  | 0 | 0 | 0 | 0 | 0 | 0 | 0 | 0 | 0 | 1/1/2040 | 12/31/2099 | TRUE | TCO |  | 2030 |  |  |  | REF | 0 | 0 | Real 2021 ¦ 12/22/2022 3:42:52 PM | 0 | Area 1001 Gas IC 2040 | 0 |  | 1 | Unit |  | PJM | 0 | 0 | 0.95 | 0 | 0 | 0 | 0 | 0 | 0 | 0 | 0 | 0
13185 | Area 1001 Gas IC 2041 | ATC | 2030 | AEP-KPCO | 0 | 0 | 0 | 0 | 0 |  | 0 | 0 | 0 | 0 | 0 | 0 | 0 | 0 | -1 | 0 | 0 |  | 0 | 0 | 0 | 0 | 0 | 0 | 0 | 0 | 0 | 0 | 0 | 0 | 0 | -1 | 0 | 0 | 0 | 0 | 0 | 0 | 0 | 0 | 0 | 0 | 0 | 0 | 0 | 0 | 0 | 0 | 0 |  |  |  |  | 0 | 0 | 0 | 0 | 0 | 0 | 0 | 0 | 0 | 1/1/2041 | 12/31/2099 | TRUE | TCO |  | 2030 |  |  |  | REF | 0 | 0 | Real 2021 ¦ 12/22/2022 3:42:52 PM | 0 | Area 1001 Gas IC 2041 | 0 |  | 1 | Unit |  | PJM | 0 | 0 | 0.95 | 0 | 0 | 0 | 0 | 0 | 0 | 0 | 0 | 0
13186 | Area 1001 Gas IC 2042 | ATC | 2030 | AEP-KPCO | 0 | 0 | 0 | 0 | 0 |  | 0 | 0 | 0 | 0 | 0 | 0 | 0 | 0 | -1 | 0 | 0 |  | 0 | 0 | 0 | 0 | 0 | 0 | 0 | 0 | 0 | 0 | 0 | 0 | 0 | -1 | 0 | 0 | 0 | 0 | 0 | 0 | 0 | 0 | 0 | 0 | 0 | 0 | 0 | 0 | 0 | 0 | 0 |  |  |  |  | 0 | 0 | 0 | 0 | 0 | 0 | 0 | 0 | 0 | 1/1/2042 | 12/31/2099 | TRUE | TCO |  | 2030 |  |  |  | REF | 0 | 0 | Real 2021 ¦ 12/22/2022 3:42:52 PM | 0 | Area 1001 Gas IC 2042 | 0 |  | 1 | Unit |  | PJM | 0 | 0 | 0.95 | 0 | 0 | 0 | 0 | 0 | 0 | 0 | 0 | 0
13187 | Area 1001 Gas IC 2043 | ATC | 2030 | AEP-KPCO | 0 | 0 | 0 | 0 | 0 |  | 0 | 0 | 0 | 0 | 0 | 0 | 0 | 0 | -1 | 0 | 0 |  | 0 | 0 | 0 | 0 | 0 | 0 | 0 | 0 | 0 | 0 | 0 | 0 | 0 | -1 | 0 | 0 | 0 | 0 | 0 | 0 | 0 | 0 | 0 | 0 | 0 | 0 | 0 | 0 | 0 | 0 | 0 |  |  |  |  | 0 | 0 | 0 | 0 | 0 | 0 | 0 | 0 | 0 | 1/1/2043 | 12/31/2099 | TRUE | TCO |  | 2030 |  |  |  | REF | 0 | 0 | Real 2021 ¦ 12/22/2022 3:42:52 PM | 0 | Area 1001 Gas IC 2043 | 0 |  | 1 | Unit |  | PJM | 0 | 0 | 0.95 | 0 | 0 | 0 | 0 | 0 | 0 | 0 | 0 | 0
13188 | Area 1001 Gas CCS 2024 | ATC | 2030 | AEP-KPCO | 341.8946 | 377 | 0 | -1.2019 | -0.79994 | -1.1639 | -0.76185 | 157676.5781 | 377 | 146760.8281 | 10915.752 | 0 | 0 | 2.7566 | -1 | 21336356 | 7124 | 7124 | 6695.4287 | 102.5684 | 341.8946 | 2994996.5 | 2994996.5 | 0 | 0 | 100 | 21336356 | 115367.7422 | 115367.7422 | 0 | 0 | -1 | 0 | 0 | 0 | 58928.7461 | 0 | 0 | 0 | 0 | 0 | 0 | 0 | -38822.9688 | 18306.5547 | 18306.5547 | 0 | 0 | 0 | 0.90688 | 38.5202 | 51.4828 | -12.9626 | -80721.1641 | 22.5043 | 12.6011 | 0 | 0 | 8760 | 2994996.5 | 0 | 0 | 1/1/2024 | 12/31/2099 | TRUE | TCO |  | 2030 |  |  |  | REF | 0 | 0 | Real 2021 ¦ 12/22/2022 3:42:52 PM | 0 | Area 1001 Gas CCS 2024 | 0 |  | 1 | Unit |  | PJM | 358.15 | 0 | 0.95 | 0 | 0 | 0 | 0 | 2994996.5 | 0 | 58928.7461 | 0 | 0
13189 | Area 1001 Gas CCS 2025 | ATC | 2030 | AEP-KPCO | 341.8946 | 377 | 0 | -1.2019 | -0.79994 | -1.1639 | -0.76185 | 150683.0312 | 377 | 139767.2812 | 10915.752 | 0 | 0 | 2.7566 | -1 | 21336356 | 7124 | 7124 | 6695.4287 | 102.5684 | 341.8946 | 2994996.5 | 2994996.5 | 0 | 0 | 100 | 21336356 | 115367.7422 | 115367.7422 | 0 | 0 | -1 | 0 | 0 | 0 | 58928.7461 | 0 | 0 | 0 | 0 | 0 | 0 | 0 | -31829.416 | 18306.5547 | 18306.5547 | 0 | 0 | 0 | 0.90688 | 38.5202 | 49.1477 | -10.6275 | -80721.1641 | 22.5043 | 12.6011 | 0 | 0 | 8760 | 2994996.5 | 0 | 0 | 1/1/2025 | 12/31/2099 | TRUE | TCO |  | 2030 |  |  |  | REF | 0 | 0 | Real 2021 ¦ 12/22/2022 3:42:52 PM | 0 | Area 1001 Gas CCS 2025 | 0 |  | 1 | Unit |  | PJM | 358.15 | 0 | 0.95 | 0 | 0 | 0 | 0 | 2994996.5 | 0 | 58928.7461 | 0 | 0
13190 | Area 1001 Gas CCS 2026 | ATC | 2030 | AEP-KPCO | 341.8946 | 377 | 0 | -1.13 | -0.72432 | -1.0924 | -0.68983 | 150164.2188 | 377 | 139248.4688 | 10915.752 | 0 | 0 | 2.7566 | -1 | 21126706 | 7054 | 7054 | 6625.2788 | 102.5684 | 341.8946 | 2994996.5 | 2994996.5 | 0 | 0 | 100 | 21126706 | 115367.7422 | 115367.7422 | 0 | 0 | -1 | 0 | 0 | 0 | 58349.7148 | 0 | 0 | 0 | 0 | 0 | 0 | 0 | -31524.7383 | 18306.5547 | 18306.5547 | 0 | 0 | 0 | 0.90688 | 38.5202 | 49.046 | -10.5258 | -79928.0078 | 22.5043 | 12.6011 | 0 | 0 | 8760 | 2994996.5 | 0 | 0 | 1/1/2026 | 12/31/2099 | TRUE | TCO |  | 2030 |  |  |  | REF | 0 | 0 | Real 2021 ¦ 12/22/2022 3:42:52 PM | 0 | Area 1001 Gas CCS 2026 | 0 |  | 1 | Unit |  | PJM | 358.15 | 0 | 0.95 | 0 | 0 | 0 | 0 | 2994996.5 | 0 | 58349.7148 | 0 | 0
13191 | Area 1001 Gas CCS 2027 | ATC | 2030 | AEP-KPCO | 341.8946 | 377 | 0 | -1.0592 | -0.65024 | -1.0219 | -0.61927 | 149769.9219 | 377 | 139020.1875 | 10749.7324 | 0 | 0 | 2.7566 | -1 | 20920052 | 6985 | 6985 | 6556.5571 | 102.5684 | 341.8946 | 2994996.5 | 2994996.5 | 0 | 0 | 100 | 20920052 | 115367.7422 | 115367.7422 | 0 | 0 | -1 | 0 | 0 | 0 | 57778.957 | 0 | 0 | 0 | 0 | 0 | 0 | 0 | -31341.5156 | 18306.5547 | 18306.5547 | 0 | 0 | 0 | 0.90688 | 38.5202 | 48.9848 | -10.4646 | -79146.1797 | 22.5043 | 12.6011 | 0 | 0 | 8760 | 2994996.5 | 0 | 0 | 1/1/2027 | 12/31/2099 | TRUE | TCO |  | 2030 |  |  |  | REF | 0 | 0 | Real 2021 ¦ 12/22/2022 3:42:52 PM | 0 | Area 1001 Gas CCS 2027 | 0 |  | 1 | Unit |  | PJM | 358.15 | 0 | 0.95 | 0 | 0 | 0 | 0 | 2994996.5 | 0 | 57778.957 | 0 | 0
13192 | Area 1001 Gas CCS 2028 | ATC | 2030 | AEP-KPCO | 341.8946 | 377 | 0 | -0.97702 | -0.5638 | -0.94022 | -0.53695 | 149458.6406 | 377 | 138708.9062 | 10749.7324 | 0 | 0 | 2.7566 | -1 | 20680452 | 6905 | 6905 | 6476.3813 | 102.5684 | 341.8946 | 2994996.5 | 2994996.5 | 0 | 0 | 100 | 20680452 | 115367.7422 | 115367.7422 | 0 | 0 | -1 | 0 | 0 | 0 | 57117.207 | 0 | 0 | 0 | 0 | 0 | 0 | 0 | -31274.9512 | 18306.5547 | 18306.5547 | 0 | 0 | 0 | 0.90688 | 38.5202 | 48.9626 | -10.4424 | -78239.7031 | 22.5043 | 12.6011 | 0 | 0 | 8760 | 2994996.5 | 0 | 0 | 1/1/2028 | 12/31/2099 | TRUE | TCO |  | 2030 |  |  |  | REF | 0 | 0 | Real 2021 ¦ 12/22/2022 3:42:52 PM | 0 | Area 1001 Gas CCS 2028 | 0 |  | 1 | Unit |  | PJM | 358.15 | 0 | 0.95 | 0 | 0 | 0 | 0 | 2994996.5 | 0 | 57117.207 | 0 | 0
13193 | Area 1001 Gas CCS 2029 | ATC | 2030 | AEP-KPCO | 341.8946 | 377 | 0 | -0.90515 | -0.48818 | -0.86872 | -0.46493 | 149769.9219 | 377 | 139020.1875 | 10749.7324 | 0 | 0 | 2.7566 | -1 | 20470802 | 6835 | 6835 | 6406.2314 | 102.5684 | 341.8946 | 2994996.5 | 2994996.5 | 0 | 0 | 100 | 20470802 | 115367.7422 | 115367.7422 | 0 | 0 | -1 | 0 | 0 | 0 | 56538.1758 | 0 | 0 | 0 | 0 | 0 | 0 | 0 | -31800.3672 | 18306.5547 | 18306.5547 | 0 | 0 | 0 | 0.90688 | 38.5202 | 49.138 | -10.6178 | -77446.5469 | 22.5043 | 12.6011 | 0 | 0 | 8760 | 2994996.5 | 0 | 0 | 1/1/2029 | 12/31/2099 | TRUE | TCO |  | 2030 |  |  |  | REF | 0 | 0 | Real 2021 ¦ 12/22/2022 3:42:52 PM | 0 | Area 1001 Gas CCS 2029 | 0 |  | 1 | Unit |  | PJM | 358.15 | 0 | 0.95 | 0 | 0 | 0 | 0 | 2994996.5 | 0 | 56538.1758 | 0 | 0
13194 | Area 1001 Gas CCS 2030 | ATC | 2030 | AEP-KPCO | 341.8946 | 377 | 0 | -0.83431 | -0.41409 | -0.79825 | -0.39437 | 150164.2188 | 377 | 139414.4844 | 10749.7324 | 0 | 0 | 2.7566 | -1 | 20264146 | 6766 | 6766 | 6337.5098 | 102.5684 | 341.8946 | 2994996.5 | 2994996.5 | 0 | 0 | 100 | 20264146 | 115367.7422 | 115367.7422 | 0 | 0 | -1 | 0 | 0 | 1 | 55967.418 | 0 | 0 | 0 | 0 | 0 | 0 | 0 | -32405.7344 | 18306.5547 | 18306.5547 | 0 | 0 | 0 | 0.90688 | 38.5202 | 49.3401 | -10.82 | -76664.7109 | 22.5043 | 12.6011 | 0 | 0 | 8760 | 2994996.5 | 0 | 0 | 1/1/2030 | 12/31/2099 | TRUE | TCO |  | 2030 |  |  |  | REF | 0 | 0 | Real 2021 ¦ 12/22/2022 3:42:52 PM | 0 | Area 1001 Gas CCS 2030 | 0 |  | 1 | Unit |  | PJM | 358.15 | 0 | 0.95 | 0 | 0 | 0 | 0 | 2994996.5 | 0 | 55967.418 | 0 | 0
13195 | Area 1001 Gas CCS 2031 | ATC | 2030 | AEP-KPCO | 0 | 0 | 0 | 0 | 0 |  | 0 | 0 | 0 | 0 | 0 | 0 | 0 | 0 | -1 | 0 | 0 |  | 0 | 0 | 0 | 0 | 0 | 0 | 0 | 0 | 0 | 0 | 0 | 0 | 0 | -1 | 0 | 0 | 0 | 0 | 0 | 0 | 0 | 0 | 0 | 0 | 0 | 0 | 0 | 0 | 0 | 0 | 0 |  |  |  |  | 0 | 0 | 0 | 0 | 0 | 0 | 0 | 0 | 0 | 1/1/2031 | 12/31/2099 | TRUE | TCO |  | 2030 |  |  |  | REF | 0 | 0 | Real 2021 ¦ 12/22/2022 3:42:52 PM | 0 | Area 1001 Gas CCS 2031 | 0 |  | 1 | Unit |  | PJM | 0 | 0 | 0.95 | 0 | 0 | 0 | 0 | 0 | 0 | 0 | 0 | 0
13196 | Area 1001 Gas CCS 2032 | ATC | 2030 | AEP-KPCO | 0 | 0 | 0 | 0 | 0 |  | 0 | 0 | 0 | 0 | 0 | 0 | 0 | 0 | -1 | 0 | 0 |  | 0 | 0 | 0 | 0 | 0 | 0 | 0 | 0 | 0 | 0 | 0 | 0 | 0 | -1 | 0 | 0 | 0 | 0 | 0 | 0 | 0 | 0 | 0 | 0 | 0 | 0 | 0 | 0 | 0 | 0 | 0 |  |  |  |  | 0 | 0 | 0 | 0 | 0 | 0 | 0 | 0 | 0 | 1/1/2032 | 12/31/2099 | TRUE | TCO |  | 2030 |  |  |  | REF | 0 | 0 | Real 2021 ¦ 12/22/2022 3:42:52 PM | 0 | Area 1001 Gas CCS 2032 | 0 |  | 1 | Unit |  | PJM | 0 | 0 | 0.95 | 0 | 0 | 0 | 0 | 0 | 0 | 0 | 0 | 0
13197 | Area 1001 Gas CCS 2033 | ATC | 2030 | AEP-KPCO | 0 | 0 | 0 | 0 | 0 |  | 0 | 0 | 0 | 0 | 0 | 0 | 0 | 0 | -1 | 0 | 0 |  | 0 | 0 | 0 | 0 | 0 | 0 | 0 | 0 | 0 | 0 | 0 | 0 | 0 | -1 | 0 | 0 | 0 | 0 | 0 | 0 | 0 | 0 | 0 | 0 | 0 | 0 | 0 | 0 | 0 | 0 | 0 |  |  |  |  | 0 | 0 | 0 | 0 | 0 | 0 | 0 | 0 | 0 | 1/1/2033 | 12/31/2099 | TRUE | TCO |  | 2030 |  |  |  | REF | 0 | 0 | Real 2021 ¦ 12/22/2022 3:42:52 PM | 0 | Area 1001 Gas CCS 2033 | 0 |  | 1 | Unit |  | PJM | 0 | 0 | 0.95 | 0 | 0 | 0 | 0 | 0 | 0 | 0 | 0 | 0
13198 | Area 1001 Gas CCS 2034 | ATC | 2030 | AEP-KPCO | 0 | 0 | 0 | 0 | 0 |  | 0 | 0 | 0 | 0 | 0 | 0 | 0 | 0 | -1 | 0 | 0 |  | 0 | 0 | 0 | 0 | 0 | 0 | 0 | 0 | 0 | 0 | 0 | 0 | 0 | -1 | 0 | 0 | 0 | 0 | 0 | 0 | 0 | 0 | 0 | 0 | 0 | 0 | 0 | 0 | 0 | 0 | 0 |  |  |  |  | 0 | 0 | 0 | 0 | 0 | 0 | 0 | 0 | 0 | 1/1/2034 | 12/31/2099 | TRUE | TCO |  | 2030 |  |  |  | REF | 0 | 0 | Real 2021 ¦ 12/22/2022 3:42:52 PM | 0 | Area 1001 Gas CCS 2034 | 0 |  | 1 | Unit |  | PJM | 0 | 0 | 0.95 | 0 | 0 | 0 | 0 | 0 | 0 | 0 | 0 | 0
13199 | Area 1001 Gas CCS 2035 | ATC | 2030 | AEP-KPCO | 0 | 0 | 0 | 0 | 0 |  | 0 | 0 | 0 | 0 | 0 | 0 | 0 | 0 | -1 | 0 | 0 |  | 0 | 0 | 0 | 0 | 0 | 0 | 0 | 0 | 0 | 0 | 0 | 0 | 0 | -1 | 0 | 0 | 0 | 0 | 0 | 0 | 0 | 0 | 0 | 0 | 0 | 0 | 0 | 0 | 0 | 0 | 0 |  |  |  |  | 0 | 0 | 0 | 0 | 0 | 0 | 0 | 0 | 0 | 1/1/2035 | 12/31/2099 | TRUE | TCO |  | 2030 |  |  |  | REF | 0 | 0 | Real 2021 ¦ 12/22/2022 3:42:52 PM | 0 | Area 1001 Gas CCS 2035 | 0 |  | 1 | Unit |  | PJM | 0 | 0 | 0.95 | 0 | 0 | 0 | 0 | 0 | 0 | 0 | 0 | 0
13200 | Area 1001 Gas CCS 2036 | ATC | 2030 | AEP-KPCO | 0 | 0 | 0 | 0 | 0 |  | 0 | 0 | 0 | 0 | 0 | 0 | 0 | 0 | -1 | 0 | 0 |  | 0 | 0 | 0 | 0 | 0 | 0 | 0 | 0 | 0 | 0 | 0 | 0 | 0 | -1 | 0 | 0 | 0 | 0 | 0 | 0 | 0 | 0 | 0 | 0 | 0 | 0 | 0 | 0 | 0 | 0 | 0 |  |  |  |  | 0 | 0 | 0 | 0 | 0 | 0 | 0 | 0 | 0 | 1/1/2036 | 12/31/2099 | TRUE | TCO |  | 2030 |  |  |  | REF | 0 | 0 | Real 2021 ¦ 12/22/2022 3:42:52 PM | 0 | Area 1001 Gas CCS 2036 | 0 |  | 1 | Unit |  | PJM | 0 | 0 | 0.95 | 0 | 0 | 0 | 0 | 0 | 0 | 0 | 0 | 0
13201 | Area 1001 Gas CCS 2037 | ATC | 2030 | AEP-KPCO | 0 | 0 | 0 | 0 | 0 |  | 0 | 0 | 0 | 0 | 0 | 0 | 0 | 0 | -1 | 0 | 0 |  | 0 | 0 | 0 | 0 | 0 | 0 | 0 | 0 | 0 | 0 | 0 | 0 | 0 | -1 | 0 | 0 | 0 | 0 | 0 | 0 | 0 | 0 | 0 | 0 | 0 | 0 | 0 | 0 | 0 | 0 | 0 |  |  |  |  | 0 | 0 | 0 | 0 | 0 | 0 | 0 | 0 | 0 | 1/1/2037 | 12/31/2099 | TRUE | TCO |  | 2030 |  |  |  | REF | 0 | 0 | Real 2021 ¦ 12/22/2022 3:42:52 PM | 0 | Area 1001 Gas CCS 2037 | 0 |  | 1 | Unit |  | PJM | 0 | 0 | 0.95 | 0 | 0 | 0 | 0 | 0 | 0 | 0 | 0 | 0
13202 | Area 1001 Gas CCS 2038 | ATC | 2030 | AEP-KPCO | 0 | 0 | 0 | 0 | 0 |  | 0 | 0 | 0 | 0 | 0 | 0 | 0 | 0 | -1 | 0 | 0 |  | 0 | 0 | 0 | 0 | 0 | 0 | 0 | 0 | 0 | 0 | 0 | 0 | 0 | -1 | 0 | 0 | 0 | 0 | 0 | 0 | 0 | 0 | 0 | 0 | 0 | 0 | 0 | 0 | 0 | 0 | 0 |  |  |  |  | 0 | 0 | 0 | 0 | 0 | 0 | 0 | 0 | 0 | 1/1/2038 | 12/31/2099 | TRUE | TCO |  | 2030 |  |  |  | REF | 0 | 0 | Real 2021 ¦ 12/22/2022 3:42:52 PM | 0 | Area 1001 Gas CCS 2038 | 0 |  | 1 | Unit |  | PJM | 0 | 0 | 0.95 | 0 | 0 | 0 | 0 | 0 | 0 | 0 | 0 | 0
13203 | Area 1001 Gas CCS 2039 | ATC | 2030 | AEP-KPCO | 0 | 0 | 0 | 0 | 0 |  | 0 | 0 | 0 | 0 | 0 | 0 | 0 | 0 | -1 | 0 | 0 |  | 0 | 0 | 0 | 0 | 0 | 0 | 0 | 0 | 0 | 0 | 0 | 0 | 0 | -1 | 0 | 0 | 0 | 0 | 0 | 0 | 0 | 0 | 0 | 0 | 0 | 0 | 0 | 0 | 0 | 0 | 0 |  |  |  |  | 0 | 0 | 0 | 0 | 0 | 0 | 0 | 0 | 0 | 1/1/2039 | 12/31/2099 | TRUE | TCO |  | 2030 |  |  |  | REF | 0 | 0 | Real 2021 ¦ 12/22/2022 3:42:52 PM | 0 | Area 1001 Gas CCS 2039 | 0 |  | 1 | Unit |  | PJM | 0 | 0 | 0.95 | 0 | 0 | 0 | 0 | 0 | 0 | 0 | 0 | 0
13204 | Area 1001 Gas CCS 2040 | ATC | 2030 | AEP-KPCO | 0 | 0 | 0 | 0 | 0 |  | 0 | 0 | 0 | 0 | 0 | 0 | 0 | 0 | -1 | 0 | 0 |  | 0 | 0 | 0 | 0 | 0 | 0 | 0 | 0 | 0 | 0 | 0 | 0 | 0 | -1 | 0 | 0 | 0 | 0 | 0 | 0 | 0 | 0 | 0 | 0 | 0 | 0 | 0 | 0 | 0 | 0 | 0 |  |  |  |  | 0 | 0 | 0 | 0 | 0 | 0 | 0 | 0 | 0 | 1/1/2040 | 12/31/2099 | TRUE | TCO |  | 2030 |  |  |  | REF | 0 | 0 | Real 2021 ¦ 12/22/2022 3:42:52 PM | 0 | Area 1001 Gas CCS 2040 | 0 |  | 1 | Unit |  | PJM | 0 | 0 | 0.95 | 0 | 0 | 0 | 0 | 0 | 0 | 0 | 0 | 0
13205 | Area 1001 Gas CCS 2041 | ATC | 2030 | AEP-KPCO | 0 | 0 | 0 | 0 | 0 |  | 0 | 0 | 0 | 0 | 0 | 0 | 0 | 0 | -1 | 0 | 0 |  | 0 | 0 | 0 | 0 | 0 | 0 | 0 | 0 | 0 | 0 | 0 | 0 | 0 | -1 | 0 | 0 | 0 | 0 | 0 | 0 | 0 | 0 | 0 | 0 | 0 | 0 | 0 | 0 | 0 | 0 | 0 |  |  |  |  | 0 | 0 | 0 | 0 | 0 | 0 | 0 | 0 | 0 | 1/1/2041 | 12/31/2099 | TRUE | TCO |  | 2030 |  |  |  | REF | 0 | 0 | Real 2021 ¦ 12/22/2022 3:42:52 PM | 0 | Area 1001 Gas CCS 2041 | 0 |  | 1 | Unit |  | PJM | 0 | 0 | 0.95 | 0 | 0 | 0 | 0 | 0 | 0 | 0 | 0 | 0
13206 | Area 1001 Gas CCS 2042 | ATC | 2030 | AEP-KPCO | 0 | 0 | 0 | 0 | 0 |  | 0 | 0 | 0 | 0 | 0 | 0 | 0 | 0 | -1 | 0 | 0 |  | 0 | 0 | 0 | 0 | 0 | 0 | 0 | 0 | 0 | 0 | 0 | 0 | 0 | -1 | 0 | 0 | 0 | 0 | 0 | 0 | 0 | 0 | 0 | 0 | 0 | 0 | 0 | 0 | 0 | 0 | 0 |  |  |  |  | 0 | 0 | 0 | 0 | 0 | 0 | 0 | 0 | 0 | 1/1/2042 | 12/31/2099 | TRUE | TCO |  | 2030 |  |  |  | REF | 0 | 0 | Real 2021 ¦ 12/22/2022 3:42:52 PM | 0 | Area 1001 Gas CCS 2042 | 0 |  | 1 | Unit |  | PJM | 0 | 0 | 0.95 | 0 | 0 | 0 | 0 | 0 | 0 | 0 | 0 | 0
13207 | Area 1001 Gas CCS 2043 | ATC | 2030 | AEP-KPCO | 0 | 0 | 0 | 0 | 0 |  | 0 | 0 | 0 | 0 | 0 | 0 | 0 | 0 | -1 | 0 | 0 |  | 0 | 0 | 0 | 0 | 0 | 0 | 0 | 0 | 0 | 0 | 0 | 0 | 0 | -1 | 0 | 0 | 0 | 0 | 0 | 0 | 0 | 0 | 0 | 0 | 0 | 0 | 0 | 0 | 0 | 0 | 0 |  |  |  |  | 0 | 0 | 0 | 0 | 0 | 0 | 0 | 0 | 0 | 1/1/2043 | 12/31/2099 | TRUE | TCO |  | 2030 |  |  |  | REF | 0 | 0 | Real 2021 ¦ 12/22/2022 3:42:52 PM | 0 | Area 1001 Gas CCS 2043 | 0 |  | 1 | Unit |  | PJM | 0 | 0 | 0.95 | 0 | 0 | 0 | 0 | 0 | 0 | 0 | 0 | 0
13208 | Area 1001 Coal CCS 2025 | ATC | 2030 | AEP-KPCO | 601.2055 | 650 | 0 | -43.9674 | -46.1658 | -43.9674 | -43.9674 | 575413.375 | 650 | 534767.375 | 40646.0391 | 0 | 0 | 2.2175 | -1 | 65868864 | 12507 | 12507 | 12507 | 0 | 601.2055 | 5266560 | 5266560 | 0 | 0 | 0 | 65868864 | 204018.4688 | 204018.4688 | 0 | 0 | -1 | 0 | 0 | 0 | 146062.9688 | 0 | 0 | 0 | 0 | 0 | 0 | 0 | -139838.2188 | 60490.5664 | 60490.5664 | 0 | 0 | 0 | 0.92493 | 38.7385 | 65.2906 | -26.5521 | -438110.25 | 0 | 48.7945 | 0 | 0 | 8760 | 5266560 | 0 | 0 | 1/1/2025 | 12/31/2099 | TRUE | KPCO CCS Coal Price |  | 2030 |  |  |  | REF | 0 | 0 | Real 2021 ¦ 12/22/2022 3:42:52 PM | 0 | Area 1001 Coal CCS 2025 | 0 |  | 1 | Unit |  | PJM | 617.5 | 0 | 0.95 | 0 | 0 | 0 | 0 | 5266560 | 0 | 146062.9688 | 0 | 0
13209 | Area 1001 Coal CCS 2026 | ATC | 2030 | AEP-KPCO | 601.2055 | 650 | 0 | -43.3511 | -45.5187 | -43.3511 | -43.3511 | 571119.8125 | 650 | 530831.5625 | 40288.2383 | 0 | 0 | 2.2175 | -1 | 65136816 | 12368 | 12368 | 12368 | 0 | 601.2055 | 5266560 | 5266560 | 0 | 0 | 0 | 65136816 | 204018.4688 | 204018.4688 | 0 | 0 | -1 | 0 | 0 | 0 | 144439.6562 | 0 | 0 | 0 | 0 | 0 | 0 | 0 | -138790.375 | 60490.5664 | 60490.5664 | 0 | 0 | 0 | 0.92493 | 38.7385 | 65.0916 | -26.3531 | -433241.1875 | 0 | 48.7945 | 0 | 0 | 8760 | 5266560 | 0 | 0 | 1/1/2026 | 12/31/2099 | TRUE | KPCO CCS Coal Price |  | 2030 |  |  |  | REF | 0 | 0 | Real 2021 ¦ 12/22/2022 3:42:52 PM | 0 | Area 1001 Coal CCS 2026 | 0 |  | 1 | Unit |  | PJM | 617.5 | 0 | 0.95 | 0 | 0 | 0 | 0 | 5266560 | 0 | 144439.6562 | 0 | 0
13210 | Area 1001 Coal CCS 2027 | ATC | 2030 | AEP-KPCO | 601.2055 | 650 | 0 | -43.4461 | -45.6184 | -43.4461 | -43.4461 | 568293.1875 | 650 | 528326.9375 | 39966.2188 | 0 | 0 | 2.2175 | -1 | 64346832 | 12218 | 12218 | 12218 | 0 | 601.2055 | 5266560 | 5266560 | 0 | 0 | 0 | 64346832 | 204018.4688 | 204018.4688 | 0 | 0 | -1 | 0 | 0 | 0 | 142687.8906 | 0 | 0 | 0 | 0 | 0 | 0 | 0 | -135463.3125 | 56487.5156 | 56487.5156 | 0 | 0 | 0 | 0.92493 | 38.7385 | 64.4599 | -25.7214 | -427986.8125 | 0 | 48.7945 | 0 | 0 | 8760 | 5266560 | 0 | 0 | 1/1/2027 | 12/31/2099 | TRUE | KPCO CCS Coal Price |  | 2030 |  |  |  | REF | 0 | 0 | Real 2021 ¦ 12/22/2022 3:42:52 PM | 0 | Area 1001 Coal CCS 2027 | 0 |  | 1 | Unit |  | PJM | 617.5 | 0 | 0.95 | 0 | 0 | 0 | 0 | 5266560 | 0 | 142687.8906 | 0 | 0
13211 | Area 1001 Coal CCS 2028 | ATC | 2030 | AEP-KPCO | 601.2055 | 650 | 0 | -42.7811 | -44.9201 | -42.781 | -42.7811 | 564106.9375 | 650 | 524462.75 | 39644.1992 | 0 | 0 | 2.2175 | -1 | 63556848 | 12068 | 12068 | 12068 | 0 | 601.2055 | 5266560 | 5266560 | 0 | 0 | 0 | 63556848 | 204018.4688 | 204018.4688 | 0 | 0 | -1 | 0 | 0 | 0 | 140936.1094 | 0 | 0 | 0 | 0 | 0 | 0 | 0 | -134779.6562 | 56487.5156 | 56487.5156 | 0 | 0 | 0 | 0.92493 | 38.7385 | 64.3301 | -25.5916 | -422732.4062 | 0 | 48.7945 | 0 | 0 | 8760 | 5266560 | 0 | 0 | 1/1/2028 | 12/31/2099 | TRUE | KPCO CCS Coal Price |  | 2030 |  |  |  | REF | 0 | 0 | Real 2021 ¦ 12/22/2022 3:42:52 PM | 0 | Area 1001 Coal CCS 2028 | 0 |  | 1 | Unit |  | PJM | 617.5 | 0 | 0.95 | 0 | 0 | 0 | 0 | 5266560 | 0 | 140936.1094 | 0 | 0
13212 | Area 1001 Coal CCS 2029 | ATC | 2030 | AEP-KPCO | 601.2055 | 650 | 0 | -42.1692 | -44.2777 | -42.1692 | -42.1692 | 562174.8125 | 650 | 523174.6562 | 39000.1602 | 0 | 0 | 2.2175 | -1 | 62830060 | 11930 | 11930 | 11930 | 0 | 601.2055 | 5266560 | 5266560 | 0 | 0 | 0 | 62830060 | 204018.4688 | 204018.4688 | 0 | 0 | -1 | 0 | 0 | 0 | 139324.4844 | 0 | 0 | 0 | 0 | 0 | 0 | 0 | -136069.9375 | 56487.5156 | 56487.5156 | 0 | 0 | 0 | 0.92493 | 38.7385 | 64.5751 | -25.8366 | -417898.375 | 0 | 48.7945 | 0 | 0 | 8760 | 5266560 | 0 | 0 | 1/1/2029 | 12/31/2099 | TRUE | KPCO CCS Coal Price |  | 2030 |  |  |  | REF | 0 | 0 | Real 2021 ¦ 12/22/2022 3:42:52 PM | 0 | Area 1001 Coal CCS 2029 | 0 |  | 1 | Unit |  | PJM | 617.5 | 0 | 0.95 | 0 | 0 | 0 | 0 | 5266560 | 0 | 139324.4844 | 0 | 0
13213 | Area 1001 Coal CCS 2030 | ATC | 2030 | AEP-KPCO | 601.2055 | 650 | 0 | -41.4997 | -43.5747 | -41.4997 | -41.4997 | 560099.5625 | 650 | 521421.4375 | 38678.1406 | 0 | 0 | 2.2175 | -1 | 62034812 | 11779 | 11779 | 11779 | 0 | 601.2055 | 5266560 | 5266560 | 0 | 0 | 0 | 62034812 | 204018.4688 | 204018.4688 | 0 | 0 | -1 | 0 | 0 | 1 | 137561.0312 | 0 | 0 | 0 | 0 | 0 | 0 | 0 | -137520.6562 | 56487.5156 | 56487.5156 | 0 | 0 | 0 | 0.92493 | 38.7385 | 64.8505 | -26.112 | -412608.9688 | 0 | 48.7945 | 0 | 0 | 8760 | 5266560 | 0 | 0 | 1/1/2030 | 12/31/2099 | TRUE | KPCO CCS Coal Price |  | 2030 |  |  |  | REF | 0 | 0 | Real 2021 ¦ 12/22/2022 3:42:52 PM | 0 | Area 1001 Coal CCS 2030 | 0 |  | 1 | Unit |  | PJM | 617.5 | 0 | 0.95 | 0 | 0 | 0 | 0 | 5266560 | 0 | 137561.0312 | 0 | 0
13214 | Area 1001 Coal CCS 2031 | ATC | 2030 | AEP-KPCO | 0 | 0 | 0 | 0 | 0 |  | 0 | 0 | 0 | 0 | 0 | 0 | 0 | 0 | -1 | 0 | 0 |  | 0 | 0 | 0 | 0 | 0 | 0 | 0 | 0 | 0 | 0 | 0 | 0 | 0 | -1 | 0 | 0 | 0 | 0 | 0 | 0 | 0 | 0 | 0 | 0 | 0 | 0 | 0 | 0 | 0 | 0 | 0 |  |  |  |  | 0 | 0 | 0 | 0 | 0 | 0 | 0 | 0 | 0 | 1/1/2031 | 12/31/2099 | TRUE | KPCO CCS Coal Price |  | 2030 |  |  |  | REF | 0 | 0 | Real 2021 ¦ 12/22/2022 3:42:52 PM | 0 | Area 1001 Coal CCS 2031 | 0 |  | 1 | Unit |  | PJM | 0 | 0 | 0.95 | 0 | 0 | 0 | 0 | 0 | 0 | 0 | 0 | 0
13215 | Area 1001 Coal CCS 2032 | ATC | 2030 | AEP-KPCO | 0 | 0 | 0 | 0 | 0 |  | 0 | 0 | 0 | 0 | 0 | 0 | 0 | 0 | -1 | 0 | 0 |  | 0 | 0 | 0 | 0 | 0 | 0 | 0 | 0 | 0 | 0 | 0 | 0 | 0 | -1 | 0 | 0 | 0 | 0 | 0 | 0 | 0 | 0 | 0 | 0 | 0 | 0 | 0 | 0 | 0 | 0 | 0 |  |  |  |  | 0 | 0 | 0 | 0 | 0 | 0 | 0 | 0 | 0 | 1/1/2032 | 12/31/2099 | TRUE | KPCO CCS Coal Price |  | 2030 |  |  |  | REF | 0 | 0 | Real 2021 ¦ 12/22/2022 3:42:52 PM | 0 | Area 1001 Coal CCS 2032 | 0 |  | 1 | Unit |  | PJM | 0 | 0 | 0.95 | 0 | 0 | 0 | 0 | 0 | 0 | 0 | 0 | 0
13216 | Area 1001 Coal CCS 2033 | ATC | 2030 | AEP-KPCO | 0 | 0 | 0 | 0 | 0 |  | 0 | 0 | 0 | 0 | 0 | 0 | 0 | 0 | -1 | 0 | 0 |  | 0 | 0 | 0 | 0 | 0 | 0 | 0 | 0 | 0 | 0 | 0 | 0 | 0 | -1 | 0 | 0 | 0 | 0 | 0 | 0 | 0 | 0 | 0 | 0 | 0 | 0 | 0 | 0 | 0 | 0 | 0 |  |  |  |  | 0 | 0 | 0 | 0 | 0 | 0 | 0 | 0 | 0 | 1/1/2033 | 12/31/2099 | TRUE | KPCO CCS Coal Price |  | 2030 |  |  |  | REF | 0 | 0 | Real 2021 ¦ 12/22/2022 3:42:52 PM | 0 | Area 1001 Coal CCS 2033 | 0 |  | 1 | Unit |  | PJM | 0 | 0 | 0.95 | 0 | 0 | 0 | 0 | 0 | 0 | 0 | 0 | 0
13217 | Area 1001 Coal CCS 2034 | ATC | 2030 | AEP-KPCO | 0 | 0 | 0 | 0 | 0 |  | 0 | 0 | 0 | 0 | 0 | 0 | 0 | 0 | -1 | 0 | 0 |  | 0 | 0 | 0 | 0 | 0 | 0 | 0 | 0 | 0 | 0 | 0 | 0 | 0 | -1 | 0 | 0 | 0 | 0 | 0 | 0 | 0 | 0 | 0 | 0 | 0 | 0 | 0 | 0 | 0 | 0 | 0 |  |  |  |  | 0 | 0 | 0 | 0 | 0 | 0 | 0 | 0 | 0 | 1/1/2034 | 12/31/2099 | TRUE | KPCO CCS Coal Price |  | 2030 |  |  |  | REF | 0 | 0 | Real 2021 ¦ 12/22/2022 3:42:52 PM | 0 | Area 1001 Coal CCS 2034 | 0 |  | 1 | Unit |  | PJM | 0 | 0 | 0.95 | 0 | 0 | 0 | 0 | 0 | 0 | 0 | 0 | 0
13218 | Area 1001 Coal CCS 2035 | ATC | 2030 | AEP-KPCO | 0 | 0 | 0 | 0 | 0 |  | 0 | 0 | 0 | 0 | 0 | 0 | 0 | 0 | -1 | 0 | 0 |  | 0 | 0 | 0 | 0 | 0 | 0 | 0 | 0 | 0 | 0 | 0 | 0 | 0 | -1 | 0 | 0 | 0 | 0 | 0 | 0 | 0 | 0 | 0 | 0 | 0 | 0 | 0 | 0 | 0 | 0 | 0 |  |  |  |  | 0 | 0 | 0 | 0 | 0 | 0 | 0 | 0 | 0 | 1/1/2035 | 12/31/2099 | TRUE | KPCO CCS Coal Price |  | 2030 |  |  |  | REF | 0 | 0 | Real 2021 ¦ 12/22/2022 3:42:52 PM | 0 | Area 1001 Coal CCS 2035 | 0 |  | 1 | Unit |  | PJM | 0 | 0 | 0.95 | 0 | 0 | 0 | 0 | 0 | 0 | 0 | 0 | 0
13219 | Area 1001 Coal CCS 2036 | ATC | 2030 | AEP-KPCO | 0 | 0 | 0 | 0 | 0 |  | 0 | 0 | 0 | 0 | 0 | 0 | 0 | 0 | -1 | 0 | 0 |  | 0 | 0 | 0 | 0 | 0 | 0 | 0 | 0 | 0 | 0 | 0 | 0 | 0 | -1 | 0 | 0 | 0 | 0 | 0 | 0 | 0 | 0 | 0 | 0 | 0 | 0 | 0 | 0 | 0 | 0 | 0 |  |  |  |  | 0 | 0 | 0 | 0 | 0 | 0 | 0 | 0 | 0 | 1/1/2036 | 12/31/2099 | TRUE | KPCO CCS Coal Price |  | 2030 |  |  |  | REF | 0 | 0 | Real 2021 ¦ 12/22/2022 3:42:52 PM | 0 | Area 1001 Coal CCS 2036 | 0 |  | 1 | Unit |  | PJM | 0 | 0 | 0.95 | 0 | 0 | 0 | 0 | 0 | 0 | 0 | 0 | 0
13220 | Area 1001 Coal CCS 2037 | ATC | 2030 | AEP-KPCO | 0 | 0 | 0 | 0 | 0 |  | 0 | 0 | 0 | 0 | 0 | 0 | 0 | 0 | -1 | 0 | 0 |  | 0 | 0 | 0 | 0 | 0 | 0 | 0 | 0 | 0 | 0 | 0 | 0 | 0 | -1 | 0 | 0 | 0 | 0 | 0 | 0 | 0 | 0 | 0 | 0 | 0 | 0 | 0 | 0 | 0 | 0 | 0 |  |  |  |  | 0 | 0 | 0 | 0 | 0 | 0 | 0 | 0 | 0 | 1/1/2037 | 12/31/2099 | TRUE | KPCO CCS Coal Price |  | 2030 |  |  |  | REF | 0 | 0 | Real 2021 ¦ 12/22/2022 3:42:52 PM | 0 | Area 1001 Coal CCS 2037 | 0 |  | 1 | Unit |  | PJM | 0 | 0 | 0.95 | 0 | 0 | 0 | 0 | 0 | 0 | 0 | 0 | 0
13221 | Area 1001 Coal CCS 2038 | ATC | 2030 | AEP-KPCO | 0 | 0 | 0 | 0 | 0 |  | 0 | 0 | 0 | 0 | 0 | 0 | 0 | 0 | -1 | 0 | 0 |  | 0 | 0 | 0 | 0 | 0 | 0 | 0 | 0 | 0 | 0 | 0 | 0 | 0 | -1 | 0 | 0 | 0 | 0 | 0 | 0 | 0 | 0 | 0 | 0 | 0 | 0 | 0 | 0 | 0 | 0 | 0 |  |  |  |  | 0 | 0 | 0 | 0 | 0 | 0 | 0 | 0 | 0 | 1/1/2038 | 12/31/2099 | TRUE | KPCO CCS Coal Price |  | 2030 |  |  |  | REF | 0 | 0 | Real 2021 ¦ 12/22/2022 3:42:52 PM | 0 | Area 1001 Coal CCS 2038 | 0 |  | 1 | Unit |  | PJM | 0 | 0 | 0.95 | 0 | 0 | 0 | 0 | 0 | 0 | 0 | 0 | 0
13222 | Area 1001 Coal CCS 2039 | ATC | 2030 | AEP-KPCO | 0 | 0 | 0 | 0 | 0 |  | 0 | 0 | 0 | 0 | 0 | 0 | 0 | 0 | -1 | 0 | 0 |  | 0 | 0 | 0 | 0 | 0 | 0 | 0 | 0 | 0 | 0 | 0 | 0 | 0 | -1 | 0 | 0 | 0 | 0 | 0 | 0 | 0 | 0 | 0 | 0 | 0 | 0 | 0 | 0 | 0 | 0 | 0 |  |  |  |  | 0 | 0 | 0 | 0 | 0 | 0 | 0 | 0 | 0 | 1/1/2039 | 12/31/2099 | TRUE | KPCO CCS Coal Price |  | 2030 |  |  |  | REF | 0 | 0 | Real 2021 ¦ 12/22/2022 3:42:52 PM | 0 | Area 1001 Coal CCS 2039 | 0 |  | 1 | Unit |  | PJM | 0 | 0 | 0.95 | 0 | 0 | 0 | 0 | 0 | 0 | 0 | 0 | 0
13223 | Area 1001 Coal CCS 2040 | ATC | 2030 | AEP-KPCO | 0 | 0 | 0 | 0 | 0 |  | 0 | 0 | 0 | 0 | 0 | 0 | 0 | 0 | -1 | 0 | 0 |  | 0 | 0 | 0 | 0 | 0 | 0 | 0 | 0 | 0 | 0 | 0 | 0 | 0 | -1 | 0 | 0 | 0 | 0 | 0 | 0 | 0 | 0 | 0 | 0 | 0 | 0 | 0 | 0 | 0 | 0 | 0 |  |  |  |  | 0 | 0 | 0 | 0 | 0 | 0 | 0 | 0 | 0 | 1/1/2040 | 12/31/2099 | TRUE | KPCO CCS Coal Price |  | 2030 |  |  |  | REF | 0 | 0 | Real 2021 ¦ 12/22/2022 3:42:52 PM | 0 | Area 1001 Coal CCS 2040 | 0 |  | 1 | Unit |  | PJM | 0 | 0 | 0.95 | 0 | 0 | 0 | 0 | 0 | 0 | 0 | 0 | 0
13224 | Area 1001 Coal CCS 2041 | ATC | 2030 | AEP-KPCO | 0 | 0 | 0 | 0 | 0 |  | 0 | 0 | 0 | 0 | 0 | 0 | 0 | 0 | -1 | 0 | 0 |  | 0 | 0 | 0 | 0 | 0 | 0 | 0 | 0 | 0 | 0 | 0 | 0 | 0 | -1 | 0 | 0 | 0 | 0 | 0 | 0 | 0 | 0 | 0 | 0 | 0 | 0 | 0 | 0 | 0 | 0 | 0 |  |  |  |  | 0 | 0 | 0 | 0 | 0 | 0 | 0 | 0 | 0 | 1/1/2041 | 12/31/2099 | TRUE | KPCO CCS Coal Price |  | 2030 |  |  |  | REF | 0 | 0 | Real 2021 ¦ 12/22/2022 3:42:52 PM | 0 | Area 1001 Coal CCS 2041 | 0 |  | 1 | Unit |  | PJM | 0 | 0 | 0.95 | 0 | 0 | 0 | 0 | 0 | 0 | 0 | 0 | 0
13225 | Area 1001 Coal CCS 2042 | ATC | 2030 | AEP-KPCO | 0 | 0 | 0 | 0 | 0 |  | 0 | 0 | 0 | 0 | 0 | 0 | 0 | 0 | -1 | 0 | 0 |  | 0 | 0 | 0 | 0 | 0 | 0 | 0 | 0 | 0 | 0 | 0 | 0 | 0 | -1 | 0 | 0 | 0 | 0 | 0 | 0 | 0 | 0 | 0 | 0 | 0 | 0 | 0 | 0 | 0 | 0 | 0 |  |  |  |  | 0 | 0 | 0 | 0 | 0 | 0 | 0 | 0 | 0 | 1/1/2042 | 12/31/2099 | TRUE | KPCO CCS Coal Price |  | 2030 |  |  |  | REF | 0 | 0 | Real 2021 ¦ 12/22/2022 3:42:52 PM | 0 | Area 1001 Coal CCS 2042 | 0 |  | 1 | Unit |  | PJM | 0 | 0 | 0.95 | 0 | 0 | 0 | 0 | 0 | 0 | 0 | 0 | 0
13226 | Area 1001 Coal CCS 2043 | ATC | 2030 | AEP-KPCO | 0 | 0 | 0 | 0 | 0 |  | 0 | 0 | 0 | 0 | 0 | 0 | 0 | 0 | -1 | 0 | 0 |  | 0 | 0 | 0 | 0 | 0 | 0 | 0 | 0 | 0 | 0 | 0 | 0 | 0 | -1 | 0 | 0 | 0 | 0 | 0 | 0 | 0 | 0 | 0 | 0 | 0 | 0 | 0 | 0 | 0 | 0 | 0 |  |  |  |  | 0 | 0 | 0 | 0 | 0 | 0 | 0 | 0 | 0 | 1/1/2043 | 12/31/2099 | TRUE | KPCO CCS Coal Price |  | 2030 |  |  |  | REF | 0 | 0 | Real 2021 ¦ 12/22/2022 3:42:52 PM | 0 | Area 1001 Coal CCS 2043 | 0 |  | 1 | Unit |  | PJM | 0 | 0 | 0.95 | 0 | 0 | 0 | 0 | 0 | 0 | 0 | 0 | 0
13227 | Area 1001 Hydrogen CT 2023 | ATC | 2030 | AEP-KPCO | 219.5369 | 240 | 0 | 70.5921 | 70.0453 | 75.1481 | 66.7098 | 55248.668 | 240 | 53478.3867 | 1770.2826 | 0 | 0 | 7.2469 | -1 | 99637.5938 | 9655 | 9771.1504 | 9119.2861 | 65.8611 | 1.1641 | 10197.1201 | 10197.1201 | 0 | 0 | 0.62785 | 99637.5938 | 1036.3456 | 1036.3456 | 0 | 0 | -1 | 0 | 0 | 1 | 759.9433 | 0 | 0 | 0 | 0 | 0 | 0 | 0 | -54978.6172 | 6.3513 | 6.3513 | 0 | 0 | 0 | 0.0048502 | 101.6312 | 5493.2144 | -5391.583 | 0 | 14.4467 | 6.0164 | 0 | 0 | 55 | 10197.1201 | 0 | 0 | 1/1/2023 | 12/31/2099 | TRUE | 2030 H2 Blend |  | 2030 |  |  |  | REF | 0 | 0 | Real 2021 ¦ 12/22/2022 3:42:52 PM | 0 | Area 1001 Hydrogen CT 2023 | 0 |  | 1 | Unit |  | PJM | 228 | 0 | 0.95 | 0 | 0 | 0 | 0 | 1923143 | 0 | 759.9433 | 0 | 0
13228 | Area 1001 Hydrogen CT 2024 | ATC | 2030 | AEP-KPCO | 219.5369 | 240 | 0 | 70.5921 | 70.0453 | 75.1481 | 66.7098 | 49805.7109 | 240 | 48035.4297 | 1770.2826 | 0 | 0 | 7.2469 | -1 | 99637.5938 | 9655 | 9771.1504 | 9119.2861 | 65.8611 | 1.1641 | 10197.1201 | 10197.1201 | 0 | 0 | 0.62785 | 99637.5938 | 1036.3456 | 1036.3456 | 0 | 0 | -1 | 0 | 0 | 1 | 759.9433 | 0 | 0 | 0 | 0 | 0 | 0 | 0 | -49535.6602 | 6.3513 | 6.3513 | 0 | 0 | 0 | 0.0048502 | 101.6312 | 4959.4399 | -4857.8091 | 0 | 14.4467 | 6.0164 | 0 | 0 | 55 | 10197.1201 | 0 | 0 | 1/1/2024 | 12/31/2099 | TRUE | 2030 H2 Blend |  | 2030 |  |  |  | REF | 0 | 0 | Real 2021 ¦ 12/22/2022 3:42:52 PM | 0 | Area 1001 Hydrogen CT 2024 | 0 |  | 1 | Unit |  | PJM | 228 | 0 | 0.95 | 0 | 0 | 0 | 0 | 1923143 | 0 | 759.9433 | 0 | 0
13229 | Area 1001 Hydrogen CT 2025 | ATC | 2030 | AEP-KPCO | 219.5369 | 240 | 0 | 70.5921 | 70.0453 | 75.1481 | 66.7098 | 47189.9219 | 240 | 45419.6367 | 1770.2826 | 0 | 0 | 7.2469 | -1 | 99637.5938 | 9655 | 9771.1504 | 9119.2861 | 65.8611 | 1.1641 | 10197.1201 | 10197.1201 | 0 | 0 | 0.62785 | 99637.5938 | 1036.3456 | 1036.3456 | 0 | 0 | -1 | 0 | 0 | 1 | 759.9433 | 0 | 0 | 0 | 0 | 0 | 0 | 0 | -46919.8672 | 6.3513 | 6.3513 | 0 | 0 | 0 | 0.0048502 | 101.6312 | 4702.9175 | -4601.2861 | 0 | 14.4467 | 6.0164 | 0 | 0 | 55 | 10197.1201 | 0 | 0 | 1/1/2025 | 12/31/2099 | TRUE | 2030 H2 Blend |  | 2030 |  |  |  | REF | 0 | 0 | Real 2021 ¦ 12/22/2022 3:42:52 PM | 0 | Area 1001 Hydrogen CT 2025 | 0 |  | 1 | Unit |  | PJM | 228 | 0 | 0.95 | 0 | 0 | 0 | 0 | 1923143 | 0 | 759.9433 | 0 | 0
13230 | Area 1001 Hydrogen CT 2026 | ATC | 2030 | AEP-KPCO | 219.5369 | 240 | 0 | 70.5921 | 70.0453 | 76.5726 | 66.7098 | 47229.5547 | 240 | 45459.2695 | 1770.2826 | 0 | 0 | 7.2469 | -1 | 79331.7734 | 9655 | 9953.2607 | 9119.2861 | 65.8611 | 0.90987 | 7970.4302 | 7970.4302 | 0 | 0.46804 | 0.62785 | 79331.7734 | 799.5037 | 799.5037 | 0 | 0 | -1 | 0 | 0 | 1 | 605.3522 | 0.25419 | 0 | 0 | 0.25419 | 0 | 0 | 0 | -47040.3672 | 4.9644 | 4.9644 | 0 | 0 | 0 | 0.0037911 | 100.3087 | 6002.1694 | -5901.8604 | 0 | 14.4467 | 6.0164 | 0 | 0 | 55 | 7970.4302 | 0 | 0 | 1/1/2026 | 12/31/2099 | TRUE | 2030 H2 Blend |  | 2030 |  |  |  | REF | 0 | 0 | Real 2021 ¦ 12/22/2022 3:42:52 PM | 0 | Area 1001 Hydrogen CT 2026 | 0 |  | 1 | Unit |  | PJM | 228 | 0 | 0.95 | 0 | 0 | 0 | 0 | 1923143 | 0 | 605.3522 | 0 | 0
13231 | Area 1001 Hydrogen CT 2027 | ATC | 2030 | AEP-KPCO | 219.5369 | 240 | 0 | 70.5921 | 70.0453 | 75.1481 | 66.7098 | 47269.1875 | 240 | 45498.9023 | 1770.2826 | 0 | 0 | 7.2469 | -1 | 99637.5938 | 9655 | 9771.1504 | 9119.2861 | 65.8611 | 1.1641 | 10197.1201 | 10197.1201 | 0 | 0 | 0.62785 | 99637.5938 | 1036.3456 | 1036.3456 | 0 | 0 | -1 | 0 | 0 | 1 | 759.9433 | 0 | 0 | 0 | 0 | 0 | 0 | 0 | -46999.1367 | 6.3513 | 6.3513 | 0 | 0 | 0 | 0.0048502 | 101.6312 | 4710.6909 | -4609.0596 | 0 | 14.4467 | 6.0164 | 0 | 0 | 55 | 10197.1201 | 0 | 0 | 1/1/2027 | 12/31/2099 | TRUE | 2030 H2 Blend |  | 2030 |  |  |  | REF | 0 | 0 | Real 2021 ¦ 12/22/2022 3:42:52 PM | 0 | Area 1001 Hydrogen CT 2027 | 0 |  | 1 | Unit |  | PJM | 228 | 0 | 0.95 | 0 | 0 | 0 | 0 | 1923143 | 0 | 759.9433 | 0 | 0
13232 | Area 1001 Hydrogen CT 2028 | ATC | 2030 | AEP-KPCO | 219.5369 | 240 | 0 | 70.5921 | 70.0453 | 77.1597 | 66.7098 | 47440.9297 | 240 | 45670.6484 | 1770.2826 | 0 | 0 | 7.2469 | -1 | 160774.0938 | 9655 | 10103.6094 | 9119.2861 | 65.8611 | 1.8165 | 15912.541 | 15912.541 | 0 | 0.057078 | 1.5068 | 160774.0938 | 1270.2878 | 1270.2878 | 0 | 0 | -1 | 0 | 0 | 5 | 1217.8958 | 0.66091 | 0.39698 | 0 | 0.26392 | 0 | 0 | 0 | -47398.4492 | 9.9111 | 9.9111 | 0 | 0 | 0 | 0.0075688 | 79.8293 | 3058.5144 | -2978.6851 | 0 | 14.4467 | 6.0164 | 0 | 0 | 132 | 15912.541 | 0 | 0 | 1/1/2028 | 12/31/2099 | TRUE | 2030 H2 Blend |  | 2030 |  |  |  | REF | 0 | 0 | Real 2021 ¦ 12/22/2022 3:42:52 PM | 0 | Area 1001 Hydrogen CT 2028 | 0 |  | 1 | Unit |  | PJM | 228 | 0 | 0.95 | 0 | 0 | 0 | 0 | 1923143 | 0 | 1217.8958 | 0 | 0
13233 | Area 1001 Hydrogen CT 2029 | ATC | 2030 | AEP-KPCO | 219.5369 | 240 | 0 | 70.5921 | 70.0453 | 75.1481 | 66.7098 | 47837.2617 | 240 | 46066.9805 | 1770.2826 | 0 | 0 | 7.2469 | -1 | 99637.5938 | 9655 | 9771.1504 | 9119.2861 | 65.8611 | 1.1641 | 10197.1201 | 10197.1201 | 0 | 0 | 0.62785 | 99637.5938 | 1036.3456 | 1036.3456 | 0 | 0 | -1 | 0 | 0 | 1 | 759.9433 | 0 | 0 | 0 | 0 | 0 | 0 | 0 | -47567.2109 | 6.3513 | 6.3513 | 0 | 0 | 0 | 0.0048502 | 101.6312 | 4766.4004 | -4664.769 | 0 | 14.4467 | 6.0164 | 0 | 0 | 55 | 10197.1201 | 0 | 0 | 1/1/2029 | 12/31/2099 | TRUE | 2030 H2 Blend |  | 2030 |  |  |  | REF | 0 | 0 | Real 2021 ¦ 12/22/2022 3:42:52 PM | 0 | Area 1001 Hydrogen CT 2029 | 0 |  | 1 | Unit |  | PJM | 228 | 0 | 0.95 | 0 | 0 | 0 | 0 | 1923143 | 0 | 759.9433 | 0 | 0
13234 | Area 1001 Hydrogen CT 2030 | ATC | 2030 | AEP-KPCO | 219.5369 | 240 | 0 | 70.5921 | 70.0453 | 75.1481 | 66.7098 | 48339.2812 | 240 | 46569 | 1770.2826 | 0 | 0 | 7.2469 | -1 | 99637.5938 | 9655 | 9771.1504 | 9119.2861 | 65.8611 | 1.1641 | 10197.1201 | 10197.1201 | 0 | 0 | 0.62785 | 99637.5938 | 1036.3456 | 1036.3456 | 0 | 0 | -1 | 0 | 0 | 1 | 759.9433 | 0 | 0 | 0 | 0 | 0 | 0 | 0 | -48069.2305 | 6.3513 | 6.3513 | 0 | 0 | 0 | 0.0048502 | 101.6312 | 4815.6318 | -4714.001 | 0 | 14.4467 | 6.0164 | 0 | 0 | 55 | 10197.1201 | 0 | 0 | 1/1/2030 | 12/31/2099 | TRUE | 2030 H2 Blend |  | 2030 |  |  |  | REF | 0 | 0 | Real 2021 ¦ 12/22/2022 3:42:52 PM | 0 | Area 1001 Hydrogen CT 2030 | 0 |  | 1 | Unit |  | PJM | 228 | 0 | 0.95 | 0 | 0 | 0 | 0 | 1923143 | 0 | 759.9433 | 0 | 0
13235 | Area 1001 Hydrogen CT 2031 | ATC | 2030 | AEP-KPCO | 0 | 0 | 0 | 0 | 0 |  | 0 | 0 | 0 | 0 | 0 | 0 | 0 | 0 | -1 | 0 | 0 |  | 0 | 0 | 0 | 0 | 0 | 0 | 0 | 0 | 0 | 0 | 0 | 0 | 0 | -1 | 0 | 0 | 0 | 0 | 0 | 0 | 0 | 0 | 0 | 0 | 0 | 0 | 0 | 0 | 0 | 0 | 0 |  |  |  |  | 0 | 0 | 0 | 0 | 0 | 0 | 0 | 0 | 0 | 1/1/2031 | 12/31/2099 | TRUE | 2031 H2 Blend |  | 2030 |  |  |  | REF | 0 | 0 | Real 2021 ¦ 12/22/2022 3:42:52 PM | 0 | Area 1001 Hydrogen CT 2031 | 0 |  | 1 | Unit |  | PJM | 0 | 0 | 0.95 | 0 | 0 | 0 | 0 | 0 | 0 | 0 | 0 | 0
13236 | Area 1001 Hydrogen CT 2032 | ATC | 2030 | AEP-KPCO | 0 | 0 | 0 | 0 | 0 |  | 0 | 0 | 0 | 0 | 0 | 0 | 0 | 0 | -1 | 0 | 0 |  | 0 | 0 | 0 | 0 | 0 | 0 | 0 | 0 | 0 | 0 | 0 | 0 | 0 | -1 | 0 | 0 | 0 | 0 | 0 | 0 | 0 | 0 | 0 | 0 | 0 | 0 | 0 | 0 | 0 | 0 | 0 |  |  |  |  | 0 | 0 | 0 | 0 | 0 | 0 | 0 | 0 | 0 | 1/1/2032 | 12/31/2099 | TRUE | 2032 H2 Blend |  | 2030 |  |  |  | REF | 0 | 0 | Real 2021 ¦ 12/22/2022 3:42:52 PM | 0 | Area 1001 Hydrogen CT 2032 | 0 |  | 1 | Unit |  | PJM | 0 | 0 | 0.95 | 0 | 0 | 0 | 0 | 0 | 0 | 0 | 0 | 0
13237 | Area 1001 Hydrogen CT 2033 | ATC | 2030 | AEP-KPCO | 0 | 0 | 0 | 0 | 0 |  | 0 | 0 | 0 | 0 | 0 | 0 | 0 | 0 | -1 | 0 | 0 |  | 0 | 0 | 0 | 0 | 0 | 0 | 0 | 0 | 0 | 0 | 0 | 0 | 0 | -1 | 0 | 0 | 0 | 0 | 0 | 0 | 0 | 0 | 0 | 0 | 0 | 0 | 0 | 0 | 0 | 0 | 0 |  |  |  |  | 0 | 0 | 0 | 0 | 0 | 0 | 0 | 0 | 0 | 1/1/2033 | 12/31/2099 | TRUE | 2033 H2 Blend |  | 2030 |  |  |  | REF | 0 | 0 | Real 2021 ¦ 12/22/2022 3:42:52 PM | 0 | Area 1001 Hydrogen CT 2033 | 0 |  | 1 | Unit |  | PJM | 0 | 0 | 0.95 | 0 | 0 | 0 | 0 | 0 | 0 | 0 | 0 | 0
13238 | Area 1001 Hydrogen CT 2034 | ATC | 2030 | AEP-KPCO | 0 | 0 | 0 | 0 | 0 |  | 0 | 0 | 0 | 0 | 0 | 0 | 0 | 0 | -1 | 0 | 0 |  | 0 | 0 | 0 | 0 | 0 | 0 | 0 | 0 | 0 | 0 | 0 | 0 | 0 | -1 | 0 | 0 | 0 | 0 | 0 | 0 | 0 | 0 | 0 | 0 | 0 | 0 | 0 | 0 | 0 | 0 | 0 |  |  |  |  | 0 | 0 | 0 | 0 | 0 | 0 | 0 | 0 | 0 | 1/1/2034 | 12/31/2099 | TRUE | 2034 H2 Blend |  | 2030 |  |  |  | REF | 0 | 0 | Real 2021 ¦ 12/22/2022 3:42:52 PM | 0 | Area 1001 Hydrogen CT 2034 | 0 |  | 1 | Unit |  | PJM | 0 | 0 | 0.95 | 0 | 0 | 0 | 0 | 0 | 0 | 0 | 0 | 0
13239 | Area 1001 Hydrogen CT 2035 | ATC | 2030 | AEP-KPCO | 0 | 0 | 0 | 0 | 0 |  | 0 | 0 | 0 | 0 | 0 | 0 | 0 | 0 | -1 | 0 | 0 |  | 0 | 0 | 0 | 0 | 0 | 0 | 0 | 0 | 0 | 0 | 0 | 0 | 0 | -1 | 0 | 0 | 0 | 0 | 0 | 0 | 0 | 0 | 0 | 0 | 0 | 0 | 0 | 0 | 0 | 0 | 0 |  |  |  |  | 0 | 0 | 0 | 0 | 0 | 0 | 0 | 0 | 0 | 1/1/2035 | 12/31/2099 | TRUE | Hydrogen |  | 2030 |  |  |  | REF | 0 | 0 | Real 2021 ¦ 12/22/2022 3:42:52 PM | 0 | Area 1001 Hydrogen CT 2035 | 0 |  | 1 | Unit |  | PJM | 0 | 0 | 0.95 | 0 | 0 | 0 | 0 | 0 | 0 | 0 | 0 | 0
13240 | Area 1001 Hydrogen CT 2036 | ATC | 2030 | AEP-KPCO | 0 | 0 | 0 | 0 | 0 |  | 0 | 0 | 0 | 0 | 0 | 0 | 0 | 0 | -1 | 0 | 0 |  | 0 | 0 | 0 | 0 | 0 | 0 | 0 | 0 | 0 | 0 | 0 | 0 | 0 | -1 | 0 | 0 | 0 | 0 | 0 | 0 | 0 | 0 | 0 | 0 | 0 | 0 | 0 | 0 | 0 | 0 | 0 |  |  |  |  | 0 | 0 | 0 | 0 | 0 | 0 | 0 | 0 | 0 | 1/1/2036 | 12/31/2099 | TRUE | Hydrogen |  | 2030 |  |  |  | REF | 0 | 0 | Real 2021 ¦ 12/22/2022 3:42:52 PM | 0 | Area 1001 Hydrogen CT 2036 | 0 |  | 1 | Unit |  | PJM | 0 | 0 | 0.95 | 0 | 0 | 0 | 0 | 0 | 0 | 0 | 0 | 0
13241 | Area 1001 Hydrogen CT 2037 | ATC | 2030 | AEP-KPCO | 0 | 0 | 0 | 0 | 0 |  | 0 | 0 | 0 | 0 | 0 | 0 | 0 | 0 | -1 | 0 | 0 |  | 0 | 0 | 0 | 0 | 0 | 0 | 0 | 0 | 0 | 0 | 0 | 0 | 0 | -1 | 0 | 0 | 0 | 0 | 0 | 0 | 0 | 0 | 0 | 0 | 0 | 0 | 0 | 0 | 0 | 0 | 0 |  |  |  |  | 0 | 0 | 0 | 0 | 0 | 0 | 0 | 0 | 0 | 1/1/2037 | 12/31/2099 | TRUE | Hydrogen |  | 2030 |  |  |  | REF | 0 | 0 | Real 2021 ¦ 12/22/2022 3:42:52 PM | 0 | Area 1001 Hydrogen CT 2037 | 0 |  | 1 | Unit |  | PJM | 0 | 0 | 0.95 | 0 | 0 | 0 | 0 | 0 | 0 | 0 | 0 | 0
13242 | Area 1001 Hydrogen CT 2038 | ATC | 2030 | AEP-KPCO | 0 | 0 | 0 | 0 | 0 |  | 0 | 0 | 0 | 0 | 0 | 0 | 0 | 0 | -1 | 0 | 0 |  | 0 | 0 | 0 | 0 | 0 | 0 | 0 | 0 | 0 | 0 | 0 | 0 | 0 | -1 | 0 | 0 | 0 | 0 | 0 | 0 | 0 | 0 | 0 | 0 | 0 | 0 | 0 | 0 | 0 | 0 | 0 |  |  |  |  | 0 | 0 | 0 | 0 | 0 | 0 | 0 | 0 | 0 | 1/1/2038 | 12/31/2099 | TRUE | Hydrogen |  | 2030 |  |  |  | REF | 0 | 0 | Real 2021 ¦ 12/22/2022 3:42:52 PM | 0 | Area 1001 Hydrogen CT 2038 | 0 |  | 1 | Unit |  | PJM | 0 | 0 | 0.95 | 0 | 0 | 0 | 0 | 0 | 0 | 0 | 0 | 0
13243 | Area 1001 Hydrogen CT 2039 | ATC | 2030 | AEP-KPCO | 0 | 0 | 0 | 0 | 0 |  | 0 | 0 | 0 | 0 | 0 | 0 | 0 | 0 | -1 | 0 | 0 |  | 0 | 0 | 0 | 0 | 0 | 0 | 0 | 0 | 0 | 0 | 0 | 0 | 0 | -1 | 0 | 0 | 0 | 0 | 0 | 0 | 0 | 0 | 0 | 0 | 0 | 0 | 0 | 0 | 0 | 0 | 0 |  |  |  |  | 0 | 0 | 0 | 0 | 0 | 0 | 0 | 0 | 0 | 1/1/2039 | 12/31/2099 | TRUE | Hydrogen |  | 2030 |  |  |  | REF | 0 | 0 | Real 2021 ¦ 12/22/2022 3:42:52 PM | 0 | Area 1001 Hydrogen CT 2039 | 0 |  | 1 | Unit |  | PJM | 0 | 0 | 0.95 | 0 | 0 | 0 | 0 | 0 | 0 | 0 | 0 | 0
13244 | Area 1001 Hydrogen CT 2040 | ATC | 2030 | AEP-KPCO | 0 | 0 | 0 | 0 | 0 |  | 0 | 0 | 0 | 0 | 0 | 0 | 0 | 0 | -1 | 0 | 0 |  | 0 | 0 | 0 | 0 | 0 | 0 | 0 | 0 | 0 | 0 | 0 | 0 | 0 | -1 | 0 | 0 | 0 | 0 | 0 | 0 | 0 | 0 | 0 | 0 | 0 | 0 | 0 | 0 | 0 | 0 | 0 |  |  |  |  | 0 | 0 | 0 | 0 | 0 | 0 | 0 | 0 | 0 | 1/1/2040 | 12/31/2099 | TRUE | Hydrogen |  | 2030 |  |  |  | REF | 0 | 0 | Real 2021 ¦ 12/22/2022 3:42:52 PM | 0 | Area 1001 Hydrogen CT 2040 | 0 |  | 1 | Unit |  | PJM | 0 | 0 | 0.95 | 0 | 0 | 0 | 0 | 0 | 0 | 0 | 0 | 0
13245 | Area 1001 Hydrogen CT 2041 | ATC | 2030 | AEP-KPCO | 0 | 0 | 0 | 0 | 0 |  | 0 | 0 | 0 | 0 | 0 | 0 | 0 | 0 | -1 | 0 | 0 |  | 0 | 0 | 0 | 0 | 0 | 0 | 0 | 0 | 0 | 0 | 0 | 0 | 0 | -1 | 0 | 0 | 0 | 0 | 0 | 0 | 0 | 0 | 0 | 0 | 0 | 0 | 0 | 0 | 0 | 0 | 0 |  |  |  |  | 0 | 0 | 0 | 0 | 0 | 0 | 0 | 0 | 0 | 1/1/2041 | 12/31/2099 | TRUE | Hydrogen |  | 2030 |  |  |  | REF | 0 | 0 | Real 2021 ¦ 12/22/2022 3:42:52 PM | 0 | Area 1001 Hydrogen CT 2041 | 0 |  | 1 | Unit |  | PJM | 0 | 0 | 0.95 | 0 | 0 | 0 | 0 | 0 | 0 | 0 | 0 | 0
13246 | Area 1001 Hydrogen CT 2042 | ATC | 2030 | AEP-KPCO | 0 | 0 | 0 | 0 | 0 |  | 0 | 0 | 0 | 0 | 0 | 0 | 0 | 0 | -1 | 0 | 0 |  | 0 | 0 | 0 | 0 | 0 | 0 | 0 | 0 | 0 | 0 | 0 | 0 | 0 | -1 | 0 | 0 | 0 | 0 | 0 | 0 | 0 | 0 | 0 | 0 | 0 | 0 | 0 | 0 | 0 | 0 | 0 |  |  |  |  | 0 | 0 | 0 | 0 | 0 | 0 | 0 | 0 | 0 | 1/1/2042 | 12/31/2099 | TRUE | Hydrogen |  | 2030 |  |  |  | REF | 0 | 0 | Real 2021 ¦ 12/22/2022 3:42:52 PM | 0 | Area 1001 Hydrogen CT 2042 | 0 |  | 1 | Unit |  | PJM | 0 | 0 | 0.95 | 0 | 0 | 0 | 0 | 0 | 0 | 0 | 0 | 0
13247 | Area 1001 Hydrogen CT 2043 | ATC | 2030 | AEP-KPCO | 0 | 0 | 0 | 0 | 0 |  | 0 | 0 | 0 | 0 | 0 | 0 | 0 | 0 | -1 | 0 | 0 |  | 0 | 0 | 0 | 0 | 0 | 0 | 0 | 0 | 0 | 0 | 0 | 0 | 0 | -1 | 0 | 0 | 0 | 0 | 0 | 0 | 0 | 0 | 0 | 0 | 0 | 0 | 0 | 0 | 0 | 0 | 0 |  |  |  |  | 0 | 0 | 0 | 0 | 0 | 0 | 0 | 0 | 0 | 1/1/2043 | 12/31/2099 | TRUE | Hydrogen |  | 2030 |  |  |  | REF | 0 | 0 | Real 2021 ¦ 12/22/2022 3:42:52 PM | 0 | Area 1001 Hydrogen CT 2043 | 0 |  | 1 | Unit |  | PJM | 0 | 0 | 0.95 | 0 | 0 | 0 | 0 | 0 | 0 | 0 | 0 | 0
13248 | Area 1001 SMR 2028 | ATC | 2030 | AEP-KPCO | 525.9748 | 600 | 0 | 10.3013 | 11.3526 | 10.3012 | 10.812 | 551495.875 | 600 | 491649.75 | 59846.1211 | 0 | 0 | 0.68619 | -1 | 48114812 | 10443 | 10442.9756 | 11187.333 | 368.1823 | 525.9572 | 4607385.5 | 4607385.5 | 0 | 0 | 100 | 48114812 | 177277.4375 | 177277.4375 | 0 | 0 | -1 | 0 | 0 | 0 | 33015.9531 | 0 | 0 | 0 | 0 | 0 | 0 | 0 | -421680.2188 | 14445.8369 | 14445.8369 | 0 | 0 | 0 | 0.8766 | 38.4768 | 129.9995 | -91.5227 | 0 | 58.4416 | 15.5836 | 0 | 0 | 8760 | 4607385.5 | 0 | 0 | 1/1/2028 | 12/31/2099 | TRUE | Uranium |  | 2030 |  |  |  | REF | 0 | 0 | Real 2021 ¦ 12/22/2022 3:42:52 PM | 0 | Area 1001 SMR 2028 | 0 |  | 1 | Unit |  | PJM | 582 | 0 | 0.97 | 0 | 0 | 0 | 0 | 4607539 | 0 | 33015.9531 | 0 | 0
13249 | Area 1001 SMR 2029 | ATC | 2030 | AEP-KPCO | 525.9748 | 600 | 0 | 10.3013 | 11.3526 | 10.3012 | 10.812 | 518270.0312 | 600 | 458423.9062 | 59846.1211 | 0 | 0 | 0.68619 | -1 | 48110608 | 10443 | 10442.9141 | 11187.333 | 368.1823 | 525.9143 | 4607009.5 | 4607009.5 | 0 | 10.5822 | 100 | 48110608 | 177268.3594 | 177268.3594 | 0 | 0 | -1 | 0 | 0 | 0 | 33013.0703 | 0.04289 | 0 | 0 | 0.04289 | 0 | 0 | 0 | -388459.4062 | 14444.6592 | 14444.6592 | 0 | 0 | 0 | 0.87652 | 38.478 | 122.7972 | -84.3192 | 0 | 58.4416 | 15.5836 | 0 | 0 | 8760 | 4607009.5 | 0 | 0 | 1/1/2029 | 12/31/2099 | TRUE | Uranium |  | 2030 |  |  |  | REF | 0 | 0 | Real 2021 ¦ 12/22/2022 3:42:52 PM | 0 | Area 1001 SMR 2029 | 0 |  | 1 | Unit |  | PJM | 582 | 0 | 0.97 | 0 | 0 | 0 | 0 | 4607539 | 0 | 33013.0703 | 0 | 0
13250 | Area 1001 SMR 2030 | ATC | 2030 | AEP-KPCO | 525.9748 | 600 | 0 | 10.3013 | 11.3526 | 10.3012 | 10.812 | 511202.125 | 600 | 451356 | 59846.1211 | 0 | 0 | 0.68619 | -1 | 48114812 | 10443 | 10442.9756 | 11187.333 | 368.1823 | 525.9572 | 4607385.5 | 4607385.5 | 0 | 0 | 100 | 48114812 | 177277.4375 | 177277.4375 | 0 | 0 | -1 | 0 | 0 | 1 | 33015.9531 | 0.0042019 | 0 | 0 | 0.0042019 | 0 | 0 | 0 | -381386.4688 | 14445.8369 | 14445.8369 | 0 | 0 | 0 | 0.8766 | 38.4768 | 121.254 | -82.7772 | 0 | 58.4416 | 15.5836 | 0 | 0 | 8760 | 4607385.5 | 0 | 0 | 1/1/2030 | 12/31/2099 | TRUE | Uranium |  | 2030 |  |  |  | REF | 0 | 0 | Real 2021 ¦ 12/22/2022 3:42:52 PM | 0 | Area 1001 SMR 2030 | 0 |  | 1 | Unit |  | PJM | 582 | 0 | 0.97 | 0 | 0 | 0 | 0 | 4607539 | 0 | 33015.9531 | 0 | 0
13251 | Area 1001 SMR 2031 | ATC | 2030 | AEP-KPCO | 0 | 0 | 0 | 0 | 0 |  | 0 | 0 | 0 | 0 | 0 | 0 | 0 | 0 | -1 | 0 | 0 |  | 0 | 0 | 0 | 0 | 0 | 0 | 0 | 100 | 0 | 0 | 0 | 0 | 0 | -1 | 0 | 0 | 0 | 0 | 0 | 0 | 0 | 0 | 0 | 0 | 0 | 0 | 0 | 0 | 0 | 0 | 0 |  |  |  |  | 0 | 0 | 0 | 0 | 0 | 0 | 0 | 0 | 0 | 1/1/2031 | 12/31/2099 | TRUE | Uranium |  | 2030 |  |  |  | REF | 0 | 0 | Real 2021 ¦ 12/22/2022 3:42:52 PM | 0 | Area 1001 SMR 2031 | 0 |  | 1 | Unit |  | PJM | 0 | 0 | 0.97 | 0 | 0 | 0 | 0 | 0 | 0 | 0 | 0 | 0
13252 | Area 1001 SMR 2032 | ATC | 2030 | AEP-KPCO | 0 | 0 | 0 | 0 | 0 |  | 0 | 0 | 0 | 0 | 0 | 0 | 0 | 0 | -1 | 0 | 0 |  | 0 | 0 | 0 | 0 | 0 | 0 | 0 | 100 | 0 | 0 | 0 | 0 | 0 | -1 | 0 | 0 | 0 | 0 | 0 | 0 | 0 | 0 | 0 | 0 | 0 | 0 | 0 | 0 | 0 | 0 | 0 |  |  |  |  | 0 | 0 | 0 | 0 | 0 | 0 | 0 | 0 | 0 | 1/1/2032 | 12/31/2099 | TRUE | Uranium |  | 2030 |  |  |  | REF | 0 | 0 | Real 2021 ¦ 12/22/2022 3:42:52 PM | 0 | Area 1001 SMR 2032 | 0 |  | 1 | Unit |  | PJM | 0 | 0 | 0.97 | 0 | 0 | 0 | 0 | 0 | 0 | 0 | 0 | 0
13253 | Area 1001 SMR 2033 | ATC | 2030 | AEP-KPCO | 0 | 0 | 0 | 0 | 0 |  | 0 | 0 | 0 | 0 | 0 | 0 | 0 | 0 | -1 | 0 | 0 |  | 0 | 0 | 0 | 0 | 0 | 0 | 0 | 100 | 0 | 0 | 0 | 0 | 0 | -1 | 0 | 0 | 0 | 0 | 0 | 0 | 0 | 0 | 0 | 0 | 0 | 0 | 0 | 0 | 0 | 0 | 0 |  |  |  |  | 0 | 0 | 0 | 0 | 0 | 0 | 0 | 0 | 0 | 1/1/2033 | 12/31/2099 | TRUE | Uranium |  | 2030 |  |  |  | REF | 0 | 0 | Real 2021 ¦ 12/22/2022 3:42:52 PM | 0 | Area 1001 SMR 2033 | 0 |  | 1 | Unit |  | PJM | 0 | 0 | 0.97 | 0 | 0 | 0 | 0 | 0 | 0 | 0 | 0 | 0
13254 | Area 1001 SMR 2034 | ATC | 2030 | AEP-KPCO | 0 | 0 | 0 | 0 | 0 |  | 0 | 0 | 0 | 0 | 0 | 0 | 0 | 0 | -1 | 0 | 0 |  | 0 | 0 | 0 | 0 | 0 | 0 | 0 | 100 | 0 | 0 | 0 | 0 | 0 | -1 | 0 | 0 | 0 | 0 | 0 | 0 | 0 | 0 | 0 | 0 | 0 | 0 | 0 | 0 | 0 | 0 | 0 |  |  |  |  | 0 | 0 | 0 | 0 | 0 | 0 | 0 | 0 | 0 | 1/1/2034 | 12/31/2099 | TRUE | Uranium |  | 2030 |  |  |  | REF | 0 | 0 | Real 2021 ¦ 12/22/2022 3:42:52 PM | 0 | Area 1001 SMR 2034 | 0 |  | 1 | Unit |  | PJM | 0 | 0 | 0.97 | 0 | 0 | 0 | 0 | 0 | 0 | 0 | 0 | 0
13255 | Area 1001 SMR 2035 | ATC | 2030 | AEP-KPCO | 0 | 0 | 0 | 0 | 0 |  | 0 | 0 | 0 | 0 | 0 | 0 | 0 | 0 | -1 | 0 | 0 |  | 0 | 0 | 0 | 0 | 0 | 0 | 0 | 100 | 0 | 0 | 0 | 0 | 0 | -1 | 0 | 0 | 0 | 0 | 0 | 0 | 0 | 0 | 0 | 0 | 0 | 0 | 0 | 0 | 0 | 0 | 0 |  |  |  |  | 0 | 0 | 0 | 0 | 0 | 0 | 0 | 0 | 0 | 1/1/2035 | 12/31/2099 | TRUE | Uranium |  | 2030 |  |  |  | REF | 0 | 0 | Real 2021 ¦ 12/22/2022 3:42:52 PM | 0 | Area 1001 SMR 2035 | 0 |  | 1 | Unit |  | PJM | 0 | 0 | 0.97 | 0 | 0 | 0 | 0 | 0 | 0 | 0 | 0 | 0
13256 | Area 1001 SMR 2036 | ATC | 2030 | AEP-KPCO | 0 | 0 | 0 | 0 | 0 |  | 0 | 0 | 0 | 0 | 0 | 0 | 0 | 0 | -1 | 0 | 0 |  | 0 | 0 | 0 | 0 | 0 | 0 | 0 | 100 | 0 | 0 | 0 | 0 | 0 | -1 | 0 | 0 | 0 | 0 | 0 | 0 | 0 | 0 | 0 | 0 | 0 | 0 | 0 | 0 | 0 | 0 | 0 |  |  |  |  | 0 | 0 | 0 | 0 | 0 | 0 | 0 | 0 | 0 | 1/1/2036 | 12/31/2099 | TRUE | Uranium |  | 2030 |  |  |  | REF | 0 | 0 | Real 2021 ¦ 12/22/2022 3:42:52 PM | 0 | Area 1001 SMR 2036 | 0 |  | 1 | Unit |  | PJM | 0 | 0 | 0.97 | 0 | 0 | 0 | 0 | 0 | 0 | 0 | 0 | 0
13257 | Area 1001 SMR 2037 | ATC | 2030 | AEP-KPCO | 0 | 0 | 0 | 0 | 0 |  | 0 | 0 | 0 | 0 | 0 | 0 | 0 | 0 | -1 | 0 | 0 |  | 0 | 0 | 0 | 0 | 0 | 0 | 0 | 100 | 0 | 0 | 0 | 0 | 0 | -1 | 0 | 0 | 0 | 0 | 0 | 0 | 0 | 0 | 0 | 0 | 0 | 0 | 0 | 0 | 0 | 0 | 0 |  |  |  |  | 0 | 0 | 0 | 0 | 0 | 0 | 0 | 0 | 0 | 1/1/2037 | 12/31/2099 | TRUE | Uranium |  | 2030 |  |  |  | REF | 0 | 0 | Real 2021 ¦ 12/22/2022 3:42:52 PM | 0 | Area 1001 SMR 2037 | 0 |  | 1 | Unit |  | PJM | 0 | 0 | 0.97 | 0 | 0 | 0 | 0 | 0 | 0 | 0 | 0 | 0
13258 | Area 1001 SMR 2038 | ATC | 2030 | AEP-KPCO | 0 | 0 | 0 | 0 | 0 |  | 0 | 0 | 0 | 0 | 0 | 0 | 0 | 0 | -1 | 0 | 0 |  | 0 | 0 | 0 | 0 | 0 | 0 | 0 | 100 | 0 | 0 | 0 | 0 | 0 | -1 | 0 | 0 | 0 | 0 | 0 | 0 | 0 | 0 | 0 | 0 | 0 | 0 | 0 | 0 | 0 | 0 | 0 |  |  |  |  | 0 | 0 | 0 | 0 | 0 | 0 | 0 | 0 | 0 | 1/1/2038 | 12/31/2099 | TRUE | Uranium |  | 2030 |  |  |  | REF | 0 | 0 | Real 2021 ¦ 12/22/2022 3:42:52 PM | 0 | Area 1001 SMR 2038 | 0 |  | 1 | Unit |  | PJM | 0 | 0 | 0.97 | 0 | 0 | 0 | 0 | 0 | 0 | 0 | 0 | 0
13259 | Area 1001 SMR 2039 | ATC | 2030 | AEP-KPCO | 0 | 0 | 0 | 0 | 0 |  | 0 | 0 | 0 | 0 | 0 | 0 | 0 | 0 | -1 | 0 | 0 |  | 0 | 0 | 0 | 0 | 0 | 0 | 0 | 100 | 0 | 0 | 0 | 0 | 0 | -1 | 0 | 0 | 0 | 0 | 0 | 0 | 0 | 0 | 0 | 0 | 0 | 0 | 0 | 0 | 0 | 0 | 0 |  |  |  |  | 0 | 0 | 0 | 0 | 0 | 0 | 0 | 0 | 0 | 1/1/2039 | 12/31/2099 | TRUE | Uranium |  | 2030 |  |  |  | REF | 0 | 0 | Real 2021 ¦ 12/22/2022 3:42:52 PM | 0 | Area 1001 SMR 2039 | 0 |  | 1 | Unit |  | PJM | 0 | 0 | 0.97 | 0 | 0 | 0 | 0 | 0 | 0 | 0 | 0 | 0
13260 | Area 1001 SMR 2040 | ATC | 2030 | AEP-KPCO | 0 | 0 | 0 | 0 | 0 |  | 0 | 0 | 0 | 0 | 0 | 0 | 0 | 0 | -1 | 0 | 0 |  | 0 | 0 | 0 | 0 | 0 | 0 | 0 | 100 | 0 | 0 | 0 | 0 | 0 | -1 | 0 | 0 | 0 | 0 | 0 | 0 | 0 | 0 | 0 | 0 | 0 | 0 | 0 | 0 | 0 | 0 | 0 |  |  |  |  | 0 | 0 | 0 | 0 | 0 | 0 | 0 | 0 | 0 | 1/1/2040 | 12/31/2099 | TRUE | Uranium |  | 2030 |  |  |  | REF | 0 | 0 | Real 2021 ¦ 12/22/2022 3:42:52 PM | 0 | Area 1001 SMR 2040 | 0 |  | 1 | Unit |  | PJM | 0 | 0 | 0.97 | 0 | 0 | 0 | 0 | 0 | 0 | 0 | 0 | 0
13261 | Area 1001 SMR 2041 | ATC | 2030 | AEP-KPCO | 0 | 0 | 0 | 0 | 0 |  | 0 | 0 | 0 | 0 | 0 | 0 | 0 | 0 | -1 | 0 | 0 |  | 0 | 0 | 0 | 0 | 0 | 0 | 0 | 100 | 0 | 0 | 0 | 0 | 0 | -1 | 0 | 0 | 0 | 0 | 0 | 0 | 0 | 0 | 0 | 0 | 0 | 0 | 0 | 0 | 0 | 0 | 0 |  |  |  |  | 0 | 0 | 0 | 0 | 0 | 0 | 0 | 0 | 0 | 1/1/2041 | 12/31/2099 | TRUE | Uranium |  | 2030 |  |  |  | REF | 0 | 0 | Real 2021 ¦ 12/22/2022 3:42:52 PM | 0 | Area 1001 SMR 2041 | 0 |  | 1 | Unit |  | PJM | 0 | 0 | 0.97 | 0 | 0 | 0 | 0 | 0 | 0 | 0 | 0 | 0
13262 | Area 1001 SMR 2042 | ATC | 2030 | AEP-KPCO | 0 | 0 | 0 | 0 | 0 |  | 0 | 0 | 0 | 0 | 0 | 0 | 0 | 0 | -1 | 0 | 0 |  | 0 | 0 | 0 | 0 | 0 | 0 | 0 | 100 | 0 | 0 | 0 | 0 | 0 | -1 | 0 | 0 | 0 | 0 | 0 | 0 | 0 | 0 | 0 | 0 | 0 | 0 | 0 | 0 | 0 | 0 | 0 |  |  |  |  | 0 | 0 | 0 | 0 | 0 | 0 | 0 | 0 | 0 | 1/1/2042 | 12/31/2099 | TRUE | Uranium |  | 2030 |  |  |  | REF | 0 | 0 | Real 2021 ¦ 12/22/2022 3:42:52 PM | 0 | Area 1001 SMR 2042 | 0 |  | 1 | Unit |  | PJM | 0 | 0 | 0.97 | 0 | 0 | 0 | 0 | 0 | 0 | 0 | 0 | 0
13263 | Area 1001 SMR 2043 | ATC | 2030 | AEP-KPCO | 0 | 0 | 0 | 0 | 0 |  | 0 | 0 | 0 | 0 | 0 | 0 | 0 | 0 | -1 | 0 | 0 |  | 0 | 0 | 0 | 0 | 0 | 0 | 0 | 100 | 0 | 0 | 0 | 0 | 0 | -1 | 0 | 0 | 0 | 0 | 0 | 0 | 0 | 0 | 0 | 0 | 0 | 0 | 0 | 0 | 0 | 0 | 0 |  |  |  |  | 0 | 0 | 0 | 0 | 0 | 0 | 0 | 0 | 0 | 1/1/2043 | 12/31/2099 | TRUE | Uranium |  | 2030 |  |  |  | REF | 0 | 0 | Real 2021 ¦ 12/22/2022 3:42:52 PM | 0 | Area 1001 SMR 2043 | 0 |  | 1 | Unit |  | PJM | 0 | 0 | 0.97 | 0 | 0 | 0 | 0 | 0 | 0 | 0 | 0 | 0
13264 | Area 1001 Solar 2023 | ATC | 2030 | AEP-KPCO | 11.4168 | 50 | 0 | -32.3249 | -33.9412 | -32.3249 | -32.3249 | 9522.9756 | 50 | 8779.8525 | 743.1223 | 0 | 0 | 0 | -1 | 0 | 0 | 0 | 0 | 0 | 11.4168 | 100011.3438 | 100011.3438 | 0 | 0 | 0 | 0 | 3613.552 | 3613.552 | 0 | 0 | -1 | 0 | 0 | 365 | 0 | 0 | 0 | 0 | 0 | 0 | 0 | 0 | -2676.5684 | -3232.8547 | 0 | -3232.8547 | 0 | 0 | 0.22834 | 36.1314 | 62.8941 | -26.7626 | 0 | 38.5832 | 0 | 0 | 0 | 4383 | 100011.3438 | 0 | 0 | 1/1/2023 | 12/31/2099 | TRUE | Solar |  | 2030 |  |  |  | REF | 0 | 0 | Real 2021 ¦ 12/22/2022 3:42:52 PM | 0 | Area 1001 Solar 2023 | 0 |  | 1 | Unit |  | PJM | 2.5 | 0 | 0.23099 | 0 | 0 | 0 | 0 | 100011.3438 | 0 | 0 | 0 | 0
13265 | Area 1001 Solar 2024 | ATC | 2030 | AEP-KPCO | 11.4168 | 50 | 0 | -32.3249 | -33.9411 | -32.3249 | -32.3249 | 8449.5762 | 50 | 7728.4722 | 721.1039 | 0 | 0 | 0 | -1 | 0 | 0 | 0 | 0 | 0 | 11.4168 | 100011.3438 | 100011.3438 | 0 | 0 | 0 | 0 | 3613.552 | 3613.552 | 0 | 0 | -1 | 0 | 0 | 365 | 0 | 0 | 0 | 0 | 0 | 0 | 0 | 0 | -1603.1696 | -3232.8547 | 0 | -3232.8547 | 0 | 0 | 0.22834 | 36.1314 | 52.1613 | -16.0299 | 0 | 38.5832 | 0 | 0 | 0 | 4383 | 100011.3438 | 0 | 0 | 1/1/2024 | 12/31/2099 | TRUE | Solar |  | 2030 |  |  |  | REF | 0 | 0 | Real 2021 ¦ 12/22/2022 3:42:52 PM | 0 | Area 1001 Solar 2024 | 0 |  | 1 | Unit |  | PJM | 2.5 | 0 | 0.23099 | 0 | 0 | 0 | 0 | 100011.3438 | 0 | 0 | 0 | 0
13266 | Area 1001 Solar 2025 | ATC | 2030 | AEP-KPCO | 11.4168 | 50 | 0 | -32.3249 | -33.9412 | -32.3249 | -32.3249 | 7811.0415 | 50 | 7114.7085 | 696.3331 | 0 | 0 | 0 | -1 | 0 | 0 | 0 | 0 | 0 | 11.4168 | 100011.3438 | 100011.3438 | 0 | 0 | 0 | 0 | 3613.552 | 3613.552 | 0 | 0 | -1 | 0 | 0 | 365 | 0 | 0 | 0 | 0 | 0 | 0 | 0 | 0 | -964.6348 | -3232.8547 | 0 | -3232.8547 | 0 | 0 | 0.22834 | 36.1314 | 45.7767 | -9.6453 | 0 | 38.5832 | 0 | 0 | 0 | 4383 | 100011.3438 | 0 | 0 | 1/1/2025 | 12/31/2099 | TRUE | Solar |  | 2030 |  |  |  | REF | 0 | 0 | Real 2021 ¦ 12/22/2022 3:42:52 PM | 0 | Area 1001 Solar 2025 | 0 |  | 1 | Unit |  | PJM | 2.5 | 0 | 0.23099 | 0 | 0 | 0 | 0 | 100011.3438 | 0 | 0 | 0 | 0
13267 | Area 1001 Solar 2026 | ATC | 2030 | AEP-KPCO | 11.4168 | 50 | 0 | -32.3249 | -33.9411 | -32.3249 | -32.3249 | 7538.5635 | 50 | 6864.2485 | 674.3147 | 0 | 0 | 0 | -1 | 0 | 0 | 0 | 0 | 0 | 11.4168 | 100011.3438 | 100011.3438 | 0 | 0 | 0 | 0 | 3613.552 | 3613.552 | 0 | 0 | -1 | 0 | 0 | 365 | 0 | 0 | 0 | 0 | 0 | 0 | 0 | 0 | -692.1566 | -3232.8547 | 0 | -3232.8547 | 0 | 0 | 0.22834 | 36.1314 | 43.0522 | -6.9208 | 0 | 38.5832 | 0 | 0 | 0 | 4383 | 100011.3438 | 0 | 0 | 1/1/2026 | 12/31/2099 | TRUE | Solar |  | 2030 |  |  |  | REF | 0 | 0 | Real 2021 ¦ 12/22/2022 3:42:52 PM | 0 | Area 1001 Solar 2026 | 0 |  | 1 | Unit |  | PJM | 2.5 | 0 | 0.23099 | 0 | 0 | 0 | 0 | 100011.3438 | 0 | 0 | 0 | 0
13268 | Area 1001 Solar 2027 | ATC | 2030 | AEP-KPCO | 11.4168 | 50 | 0 | -32.3249 | -33.9411 | -32.3249 | -32.3249 | 7277.0942 | 50 | 6624.7979 | 652.2963 | 0 | 0 | 0 | -1 | 0 | 0 | 0 | 0 | 0 | 11.4168 | 100011.3438 | 100011.3438 | 0 | 0 | 0 | 0 | 3613.552 | 3613.552 | 0 | 0 | -1 | 0 | 0 | 365 | 0 | 0 | 0 | 0 | 0 | 0 | 0 | 0 | -430.6876 | -3232.8547 | 0 | -3232.8547 | 0 | 0 | 0.22834 | 36.1314 | 40.4378 | -4.3064 | 0 | 38.5832 | 0 | 0 | 0 | 4383 | 100011.3438 | 0 | 0 | 1/1/2027 | 12/31/2099 | TRUE | Solar |  | 2030 |  |  |  | REF | 0 | 0 | Real 2021 ¦ 12/22/2022 3:42:52 PM | 0 | Area 1001 Solar 2027 | 0 |  | 1 | Unit |  | PJM | 2.5 | 0 | 0.23099 | 0 | 0 | 0 | 0 | 100011.3438 | 0 | 0 | 0 | 0
13269 | Area 1001 Solar 2028 | ATC | 2030 | AEP-KPCO | 11.4168 | 50 | 0 | -32.3249 | -33.9411 | -32.3249 | -32.3249 | 6990.8545 | 50 | 6360.5767 | 630.2778 | 0 | 0 | 0 | -1 | 0 | 0 | 0 | 0 | 0 | 11.4168 | 100011.3438 | 100011.3438 | 0 | 0 | 0 | 0 | 3613.552 | 3613.552 | 0 | 0 | -1 | 0 | 0 | 365 | 0 | 0 | 0 | 0 | 0 | 0 | 0 | 0 | -144.4479 | -3232.8547 | 0 | -3232.8547 | 0 | 0 | 0.22834 | 36.1314 | 37.5757 | -1.4443 | 0 | 38.5832 | 0 | 0 | 0 | 4383 | 100011.3438 | 0 | 0 | 1/1/2028 | 12/31/2099 | TRUE | Solar |  | 2030 |  |  |  | REF | 0 | 0 | Real 2021 ¦ 12/22/2022 3:42:52 PM | 0 | Area 1001 Solar 2028 | 0 |  | 1 | Unit |  | PJM | 2.5 | 0 | 0.23099 | 0 | 0 | 0 | 0 | 100011.3438 | 0 | 0 | 0 | 0
13270 | Area 1001 Solar 2029 | ATC | 2030 | AEP-KPCO | 11.4168 | 50 | 0 | -32.3249 | -33.9411 | -32.3249 | -32.3249 | 6726.6333 | 50 | 6121.1265 | 605.5071 | 0 | 0 | 0 | -1 | 0 | 0 | 0 | 0 | 0 | 11.4168 | 100011.3438 | 100011.3438 | 0 | 0 | 0 | 0 | 3613.552 | 3613.552 | 0 | 0 | -1 | 0 | 0 | 365 | 0 | 0 | 0 | 0 | 0 | 0 | 0 | 0 | 119.7734 | -3232.8547 | 0 | -3232.8547 | 0 | 0 | 0.22834 | 36.1314 | 34.9338 | 1.1976 | 0 | 38.5832 | 0 | 0 | 0 | 4383 | 100011.3438 | 0 | 0 | 1/1/2029 | 12/31/2099 | TRUE | Solar |  | 2030 |  |  |  | REF | 0 | 0 | Real 2021 ¦ 12/22/2022 3:42:52 PM | 0 | Area 1001 Solar 2029 | 0 |  | 1 | Unit |  | PJM | 2.5 | 0 | 0.23099 | 0 | 0 | 0 | 0 | 100011.3438 | 0 | 0 | 0 | 0
13271 | Area 1001 Solar 2030 | ATC | 2030 | AEP-KPCO | 11.4168 | 50 | 0 | -32.3249 | -33.9411 | -32.3249 | -32.3249 | 6451.4028 | 50 | 5867.9141 | 583.4886 | 0 | 0 | 0 | -1 | 0 | 0 | 0 | 0 | 0 | 11.4168 | 100011.3438 | 100011.3438 | 0 | 0 | 0 | 0 | 3613.552 | 3613.552 | 0 | 0 | -1 | 0 | 0 | 365 | 0 | 0 | 0 | 0 | 0 | 0 | 0 | 0 | 395.0039 | -3232.8547 | 0 | -3232.8547 | 0 | 0 | 0.22834 | 36.1314 | 32.1818 | 3.9496 | 0 | 38.5832 | 0 | 0 | 0 | 4383 | 100011.3438 | 0 | 0 | 1/1/2030 | 12/31/2099 | TRUE | Solar |  | 2030 |  |  |  | REF | 0 | 0 | Real 2021 ¦ 12/22/2022 3:42:52 PM | 0 | Area 1001 Solar 2030 | 0 |  | 1 | Unit |  | PJM | 2.5 | 0 | 0.23099 | 0 | 0 | 0 | 0 | 100011.3438 | 0 | 0 | 0 | 0
13272 | Area 1001 Solar 2031 | ATC | 2030 | AEP-KPCO | 0 | 0 | 0 | 0 | 0 |  | 0 | 0 | 0 | 0 | 0 | 0 | 0 | 0 | -1 | 0 | 0 |  | 0 | 0 | 0 | 0 | 0 | 0 | 0 | 0 | 0 | 0 | 0 | 0 | 0 | -1 | 0 | 0 | 0 | 0 | 0 | 0 | 0 | 0 | 0 | 0 | 0 | 0 | 0 | 0 | 0 | 0 | 0 |  |  |  |  | 0 | 0 | 0 | 0 | 0 | 0 | 0 | 0 | 0 | 1/1/2031 | 12/31/2099 | TRUE | Solar |  | 2030 |  |  |  | REF | 0 | 0 | Real 2021 ¦ 12/22/2022 3:42:52 PM | 0 | Area 1001 Solar 2031 | 0 |  | 1 | Unit |  | PJM | 0 | 0 | 0.23099 | 0 | 0 | 0 | 0 | 0 | 0 | 0 | 0 | 0
13273 | Area 1001 Solar 2032 | ATC | 2030 | AEP-KPCO | 0 | 0 | 0 | 0 | 0 |  | 0 | 0 | 0 | 0 | 0 | 0 | 0 | 0 | -1 | 0 | 0 |  | 0 | 0 | 0 | 0 | 0 | 0 | 0 | 0 | 0 | 0 | 0 | 0 | 0 | -1 | 0 | 0 | 0 | 0 | 0 | 0 | 0 | 0 | 0 | 0 | 0 | 0 | 0 | 0 | 0 | 0 | 0 |  |  |  |  | 0 | 0 | 0 | 0 | 0 | 0 | 0 | 0 | 0 | 1/1/2032 | 12/31/2099 | TRUE | Solar |  | 2030 |  |  |  | REF | 0 | 0 | Real 2021 ¦ 12/22/2022 3:42:52 PM | 0 | Area 1001 Solar 2032 | 0 |  | 1 | Unit |  | PJM | 0 | 0 | 0.23099 | 0 | 0 | 0 | 0 | 0 | 0 | 0 | 0 | 0
13274 | Area 1001 Solar 2033 | ATC | 2030 | AEP-KPCO | 0 | 0 | 0 | 0 | 0 |  | 0 | 0 | 0 | 0 | 0 | 0 | 0 | 0 | -1 | 0 | 0 |  | 0 | 0 | 0 | 0 | 0 | 0 | 0 | 0 | 0 | 0 | 0 | 0 | 0 | -1 | 0 | 0 | 0 | 0 | 0 | 0 | 0 | 0 | 0 | 0 | 0 | 0 | 0 | 0 | 0 | 0 | 0 |  |  |  |  | 0 | 0 | 0 | 0 | 0 | 0 | 0 | 0 | 0 | 1/1/2033 | 12/31/2099 | TRUE | Solar |  | 2030 |  |  |  | REF | 0 | 0 | Real 2021 ¦ 12/22/2022 3:42:52 PM | 0 | Area 1001 Solar 2033 | 0 |  | 1 | Unit |  | PJM | 0 | 0 | 0.23099 | 0 | 0 | 0 | 0 | 0 | 0 | 0 | 0 | 0
13275 | Area 1001 Solar 2034 | ATC | 2030 | AEP-KPCO | 0 | 0 | 0 | 0 | 0 |  | 0 | 0 | 0 | 0 | 0 | 0 | 0 | 0 | -1 | 0 | 0 |  | 0 | 0 | 0 | 0 | 0 | 0 | 0 | 0 | 0 | 0 | 0 | 0 | 0 | -1 | 0 | 0 | 0 | 0 | 0 | 0 | 0 | 0 | 0 | 0 | 0 | 0 | 0 | 0 | 0 | 0 | 0 |  |  |  |  | 0 | 0 | 0 | 0 | 0 | 0 | 0 | 0 | 0 | 1/1/2034 | 12/31/2099 | TRUE | Solar |  | 2030 |  |  |  | REF | 0 | 0 | Real 2021 ¦ 12/22/2022 3:42:52 PM | 0 | Area 1001 Solar 2034 | 0 |  | 1 | Unit |  | PJM | 0 | 0 | 0.23099 | 0 | 0 | 0 | 0 | 0 | 0 | 0 | 0 | 0
13276 | Area 1001 Solar 2035 | ATC | 2030 | AEP-KPCO | 0 | 0 | 0 | 0 | 0 |  | 0 | 0 | 0 | 0 | 0 | 0 | 0 | 0 | -1 | 0 | 0 |  | 0 | 0 | 0 | 0 | 0 | 0 | 0 | 0 | 0 | 0 | 0 | 0 | 0 | -1 | 0 | 0 | 0 | 0 | 0 | 0 | 0 | 0 | 0 | 0 | 0 | 0 | 0 | 0 | 0 | 0 | 0 |  |  |  |  | 0 | 0 | 0 | 0 | 0 | 0 | 0 | 0 | 0 | 1/1/2035 | 12/31/2099 | TRUE | Solar |  | 2030 |  |  |  | REF | 0 | 0 | Real 2021 ¦ 12/22/2022 3:42:52 PM | 0 | Area 1001 Solar 2035 | 0 |  | 1 | Unit |  | PJM | 0 | 0 | 0.23099 | 0 | 0 | 0 | 0 | 0 | 0 | 0 | 0 | 0
13277 | Area 1001 Solar 2036 | ATC | 2030 | AEP-KPCO | 0 | 0 | 0 | 0 | 0 |  | 0 | 0 | 0 | 0 | 0 | 0 | 0 | 0 | -1 | 0 | 0 |  | 0 | 0 | 0 | 0 | 0 | 0 | 0 | 0 | 0 | 0 | 0 | 0 | 0 | -1 | 0 | 0 | 0 | 0 | 0 | 0 | 0 | 0 | 0 | 0 | 0 | 0 | 0 | 0 | 0 | 0 | 0 |  |  |  |  | 0 | 0 | 0 | 0 | 0 | 0 | 0 | 0 | 0 | 1/1/2036 | 12/31/2099 | TRUE | Solar |  | 2030 |  |  |  | REF | 0 | 0 | Real 2021 ¦ 12/22/2022 3:42:52 PM | 0 | Area 1001 Solar 2036 | 0 |  | 1 | Unit |  | PJM | 0 | 0 | 0.23099 | 0 | 0 | 0 | 0 | 0 | 0 | 0 | 0 | 0
13278 | Area 1001 Solar 2037 | ATC | 2030 | AEP-KPCO | 0 | 0 | 0 | 0 | 0 |  | 0 | 0 | 0 | 0 | 0 | 0 | 0 | 0 | -1 | 0 | 0 |  | 0 | 0 | 0 | 0 | 0 | 0 | 0 | 0 | 0 | 0 | 0 | 0 | 0 | -1 | 0 | 0 | 0 | 0 | 0 | 0 | 0 | 0 | 0 | 0 | 0 | 0 | 0 | 0 | 0 | 0 | 0 |  |  |  |  | 0 | 0 | 0 | 0 | 0 | 0 | 0 | 0 | 0 | 1/1/2037 | 12/31/2099 | TRUE | Solar |  | 2030 |  |  |  | REF | 0 | 0 | Real 2021 ¦ 12/22/2022 3:42:52 PM | 0 | Area 1001 Solar 2037 | 0 |  | 1 | Unit |  | PJM | 0 | 0 | 0.23099 | 0 | 0 | 0 | 0 | 0 | 0 | 0 | 0 | 0
13279 | Area 1001 Solar 2038 | ATC | 2030 | AEP-KPCO | 0 | 0 | 0 | 0 | 0 |  | 0 | 0 | 0 | 0 | 0 | 0 | 0 | 0 | -1 | 0 | 0 |  | 0 | 0 | 0 | 0 | 0 | 0 | 0 | 0 | 0 | 0 | 0 | 0 | 0 | -1 | 0 | 0 | 0 | 0 | 0 | 0 | 0 | 0 | 0 | 0 | 0 | 0 | 0 | 0 | 0 | 0 | 0 |  |  |  |  | 0 | 0 | 0 | 0 | 0 | 0 | 0 | 0 | 0 | 1/1/2038 | 12/31/2099 | TRUE | Solar |  | 2030 |  |  |  | REF | 0 | 0 | Real 2021 ¦ 12/22/2022 3:42:52 PM | 0 | Area 1001 Solar 2038 | 0 |  | 1 | Unit |  | PJM | 0 | 0 | 0.23099 | 0 | 0 | 0 | 0 | 0 | 0 | 0 | 0 | 0
13280 | Area 1001 Solar 2039 | ATC | 2030 | AEP-KPCO | 0 | 0 | 0 | 0 | 0 |  | 0 | 0 | 0 | 0 | 0 | 0 | 0 | 0 | -1 | 0 | 0 |  | 0 | 0 | 0 | 0 | 0 | 0 | 0 | 0 | 0 | 0 | 0 | 0 | 0 | -1 | 0 | 0 | 0 | 0 | 0 | 0 | 0 | 0 | 0 | 0 | 0 | 0 | 0 | 0 | 0 | 0 | 0 |  |  |  |  | 0 | 0 | 0 | 0 | 0 | 0 | 0 | 0 | 0 | 1/1/2039 | 12/31/2099 | TRUE | Solar |  | 2030 |  |  |  | REF | 0 | 0 | Real 2021 ¦ 12/22/2022 3:42:52 PM | 0 | Area 1001 Solar 2039 | 0 |  | 1 | Unit |  | PJM | 0 | 0 | 0.23099 | 0 | 0 | 0 | 0 | 0 | 0 | 0 | 0 | 0
13281 | Area 1001 Solar 2040 | ATC | 2030 | AEP-KPCO | 0 | 0 | 0 | 0 | 0 |  | 0 | 0 | 0 | 0 | 0 | 0 | 0 | 0 | -1 | 0 | 0 |  | 0 | 0 | 0 | 0 | 0 | 0 | 0 | 0 | 0 | 0 | 0 | 0 | 0 | -1 | 0 | 0 | 0 | 0 | 0 | 0 | 0 | 0 | 0 | 0 | 0 | 0 | 0 | 0 | 0 | 0 | 0 |  |  |  |  | 0 | 0 | 0 | 0 | 0 | 0 | 0 | 0 | 0 | 1/1/2040 | 12/31/2099 | TRUE | Solar |  | 2030 |  |  |  | REF | 0 | 0 | Real 2021 ¦ 12/22/2022 3:42:52 PM | 0 | Area 1001 Solar 2040 | 0 |  | 1 | Unit |  | PJM | 0 | 0 | 0.23099 | 0 | 0 | 0 | 0 | 0 | 0 | 0 | 0 | 0
13282 | Area 1001 Solar 2041 | ATC | 2030 | AEP-KPCO | 0 | 0 | 0 | 0 | 0 |  | 0 | 0 | 0 | 0 | 0 | 0 | 0 | 0 | -1 | 0 | 0 |  | 0 | 0 | 0 | 0 | 0 | 0 | 0 | 0 | 0 | 0 | 0 | 0 | 0 | -1 | 0 | 0 | 0 | 0 | 0 | 0 | 0 | 0 | 0 | 0 | 0 | 0 | 0 | 0 | 0 | 0 | 0 |  |  |  |  | 0 | 0 | 0 | 0 | 0 | 0 | 0 | 0 | 0 | 1/1/2041 | 12/31/2099 | TRUE | Solar |  | 2030 |  |  |  | REF | 0 | 0 | Real 2021 ¦ 12/22/2022 3:42:52 PM | 0 | Area 1001 Solar 2041 | 0 |  | 1 | Unit |  | PJM | 0 | 0 | 0.23099 | 0 | 0 | 0 | 0 | 0 | 0 | 0 | 0 | 0
13283 | Area 1001 Solar 2042 | ATC | 2030 | AEP-KPCO | 0 | 0 | 0 | 0 | 0 |  | 0 | 0 | 0 | 0 | 0 | 0 | 0 | 0 | -1 | 0 | 0 |  | 0 | 0 | 0 | 0 | 0 | 0 | 0 | 0 | 0 | 0 | 0 | 0 | 0 | -1 | 0 | 0 | 0 | 0 | 0 | 0 | 0 | 0 | 0 | 0 | 0 | 0 | 0 | 0 | 0 | 0 | 0 |  |  |  |  | 0 | 0 | 0 | 0 | 0 | 0 | 0 | 0 | 0 | 1/1/2042 | 12/31/2099 | TRUE | Solar |  | 2030 |  |  |  | REF | 0 | 0 | Real 2021 ¦ 12/22/2022 3:42:52 PM | 0 | Area 1001 Solar 2042 | 0 |  | 1 | Unit |  | PJM | 0 | 0 | 0.23099 | 0 | 0 | 0 | 0 | 0 | 0 | 0 | 0 | 0
13284 | Area 1001 Solar 2043 | ATC | 2030 | AEP-KPCO | 0 | 0 | 0 | 0 | 0 |  | 0 | 0 | 0 | 0 | 0 | 0 | 0 | 0 | -1 | 0 | 0 |  | 0 | 0 | 0 | 0 | 0 | 0 | 0 | 0 | 0 | 0 | 0 | 0 | 0 | -1 | 0 | 0 | 0 | 0 | 0 | 0 | 0 | 0 | 0 | 0 | 0 | 0 | 0 | 0 | 0 | 0 | 0 |  |  |  |  | 0 | 0 | 0 | 0 | 0 | 0 | 0 | 0 | 0 | 1/1/2043 | 12/31/2099 | TRUE | Solar |  | 2030 |  |  |  | REF | 0 | 0 | Real 2021 ¦ 12/22/2022 3:42:52 PM | 0 | Area 1001 Solar 2043 | 0 |  | 1 | Unit |  | PJM | 0 | 0 | 0.23099 | 0 | 0 | 0 | 0 | 0 | 0 | 0 | 0 | 0
13285 | Area 1001 Wind 2024 | ATC | 2030 | AEP-KPCO | 34.9204 | 100 | 0 | -32.3249 | -33.9412 | -32.3249 | -32.3249 | 20009.2578 | 100 | 17245.9434 | 2763.3142 | 0 | 0 | 0 | -1 | 0 | 0 | 0 | 0 | 0 | 34.9204 | 305902.8125 | 305902.8125 | 0 | 0 | 0 | 0 | 11784.2158 | 11784.2158 | 0 | 0 | -1 | 0 | 0 | 0 | 0 | 0 | 0 | 0 | 0 | 0 | 0 | 0 | 1663.2306 | -9888.2715 | 0 | -9888.2715 | 0 | 0 | 0.3492 | 38.5227 | 33.0856 | 5.4371 | 0 | 65.0796 | 0 | 0 | 0 | 8760 | 305902.8125 | 0 | 0 | 1/1/2024 | 12/31/2099 | TRUE | Wind |  | 2030 |  |  |  | REF | 0 | 0 | Real 2021 ¦ 12/22/2022 3:42:52 PM | 0 | Area 1001 Wind 2024 | 0 |  | 1 | Unit |  | PJM | 11 | 0 | 0.11 | 0 | 0 | 0 | 0 | 305902.8125 | 0 | 0 | 0 | 0
13286 | Area 1001 Wind 2025 | ATC | 2030 | AEP-KPCO | 34.9204 | 100 | 0 | -32.3249 | -33.9412 | -32.3249 | -32.3249 | 18677.1406 | 100 | 15941.3506 | 2735.791 | 0 | 0 | 0 | -1 | 0 | 0 | 0 | 0 | 0 | 34.9204 | 305902.8125 | 305902.8125 | 0 | 0 | 0 | 0 | 11784.2158 | 11784.2158 | 0 | 0 | -1 | 0 | 0 | 0 | 0 | 0 | 0 | 0 | 0 | 0 | 0 | 0 | 2995.3462 | -9888.2715 | 0 | -9888.2715 | 0 | 0 | 0.3492 | 38.5227 | 28.7309 | 9.7918 | 0 | 65.0796 | 0 | 0 | 0 | 8760 | 305902.8125 | 0 | 0 | 1/1/2025 | 12/31/2099 | TRUE | Wind |  | 2030 |  |  |  | REF | 0 | 0 | Real 2021 ¦ 12/22/2022 3:42:52 PM | 0 | Area 1001 Wind 2025 | 0 |  | 1 | Unit |  | PJM | 11 | 0 | 0.11 | 0 | 0 | 0 | 0 | 305902.8125 | 0 | 0 | 0 | 0
13287 | Area 1001 Wind 2026 | ATC | 2030 | AEP-KPCO | 34.9204 | 100 | 0 | -32.3249 | -33.9412 | -32.3249 | -32.3249 | 18154.2031 | 100 | 15445.9355 | 2708.2681 | 0 | 0 | 0 | -1 | 0 | 0 | 0 | 0 | 0 | 34.9204 | 305902.8125 | 305902.8125 | 0 | 0 | 0 | 0 | 11784.2158 | 11784.2158 | 0 | 0 | -1 | 0 | 0 | 0 | 0 | 0 | 0 | 0 | 0 | 0 | 0 | 0 | 3518.2842 | -9888.2715 | 0 | -9888.2715 | 0 | 0 | 0.3492 | 38.5227 | 27.0214 | 11.5013 | 0 | 65.0796 | 0 | 0 | 0 | 8760 | 305902.8125 | 0 | 0 | 1/1/2026 | 12/31/2099 | TRUE | Wind |  | 2030 |  |  |  | REF | 0 | 0 | Real 2021 ¦ 12/22/2022 3:42:52 PM | 0 | Area 1001 Wind 2026 | 0 |  | 1 | Unit |  | PJM | 11 | 0 | 0.11 | 0 | 0 | 0 | 0 | 305902.8125 | 0 | 0 | 0 | 0
13288 | Area 1001 Wind 2027 | ATC | 2030 | AEP-KPCO | 34.9204 | 100 | 0 | -32.3249 | -33.9412 | -32.3249 | -32.3249 | 17664.293 | 100 | 14983.5479 | 2680.7451 | 0 | 0 | 0 | -1 | 0 | 0 | 0 | 0 | 0 | 34.9204 | 305902.8125 | 305902.8125 | 0 | 0 | 0 | 0 | 11784.2158 | 11784.2158 | 0 | 0 | -1 | 0 | 0 | 0 | 0 | 0 | 0 | 0 | 0 | 0 | 0 | 0 | 4008.1943 | -9888.2715 | 0 | -9888.2715 | 0 | 0 | 0.3492 | 38.5227 | 25.4199 | 13.1028 | 0 | 65.0796 | 0 | 0 | 0 | 8760 | 305902.8125 | 0 | 0 | 1/1/2027 | 12/31/2099 | TRUE | Wind |  | 2030 |  |  |  | REF | 0 | 0 | Real 2021 ¦ 12/22/2022 3:42:52 PM | 0 | Area 1001 Wind 2027 | 0 |  | 1 | Unit |  | PJM | 11 | 0 | 0.11 | 0 | 0 | 0 | 0 | 305902.8125 | 0 | 0 | 0 | 0
13289 | Area 1001 Wind 2028 | ATC | 2030 | AEP-KPCO | 34.9204 | 100 | 0 | -32.3249 | -33.9411 | -32.3249 | -32.3249 | 17124.8418 | 100 | 14466.1152 | 2658.7266 | 0 | 0 | 0 | -1 | 0 | 0 | 0 | 0 | 0 | 34.9204 | 305902.8125 | 305902.8125 | 0 | 0 | 0 | 0 | 11784.2158 | 11784.2158 | 0 | 0 | -1 | 0 | 0 | 0 | 0 | 0 | 0 | 0 | 0 | 0 | 0 | 0 | 4547.646 | -9888.2715 | 0 | -9888.2715 | 0 | 0 | 0.3492 | 38.5227 | 23.6564 | 14.8663 | 0 | 65.0796 | 0 | 0 | 0 | 8760 | 305902.8125 | 0 | 0 | 1/1/2028 | 12/31/2099 | TRUE | Wind |  | 2030 |  |  |  | REF | 0 | 0 | Real 2021 ¦ 12/22/2022 3:42:52 PM | 0 | Area 1001 Wind 2028 | 0 |  | 1 | Unit |  | PJM | 11 | 0 | 0.11 | 0 | 0 | 0 | 0 | 305902.8125 | 0 | 0 | 0 | 0
13290 | Area 1001 Wind 2029 | ATC | 2030 | AEP-KPCO | 34.9204 | 100 | 0 | -32.3249 | -33.9411 | -32.3249 | -32.3249 | 16640.4355 | 100 | 14009.2324 | 2631.2036 | 0 | 0 | 0 | -1 | 0 | 0 | 0 | 0 | 0 | 34.9204 | 305902.8125 | 305902.8125 | 0 | 0 | 0 | 0 | 11784.2158 | 11784.2158 | 0 | 0 | -1 | 0 | 0 | 0 | 0 | 0 | 0 | 0 | 0 | 0 | 0 | 0 | 5032.0518 | -9888.2715 | 0 | -9888.2715 | 0 | 0 | 0.3492 | 38.5227 | 22.0729 | 16.4498 | 0 | 65.0796 | 0 | 0 | 0 | 8760 | 305902.8125 | 0 | 0 | 1/1/2029 | 12/31/2099 | TRUE | Wind |  | 2030 |  |  |  | REF | 0 | 0 | Real 2021 ¦ 12/22/2022 3:42:52 PM | 0 | Area 1001 Wind 2029 | 0 |  | 1 | Unit |  | PJM | 11 | 0 | 0.11 | 0 | 0 | 0 | 0 | 305902.8125 | 0 | 0 | 0 | 0
13291 | Area 1001 Wind 2030 | ATC | 2030 | AEP-KPCO | 34.9204 | 100 | 0 | -32.3249 | -33.9411 | -32.3249 | -32.3249 | 16123.0029 | 100 | 13519.3223 | 2603.6804 | 0 | 0 | 0 | -1 | 0 | 0 | 0 | 0 | 0 | 34.9204 | 305902.8125 | 305902.8125 | 0 | 0 | 0 | 0 | 11784.2158 | 11784.2158 | 0 | 0 | -1 | 0 | 0 | 1 | 0 | 0 | 0 | 0 | 0 | 0 | 0 | 0 | 5549.4854 | -9888.2715 | 0 | -9888.2715 | 0 | 0 | 0.3492 | 38.5227 | 20.3814 | 18.1413 | 0 | 65.0796 | 0 | 0 | 0 | 8760 | 305902.8125 | 0 | 0 | 1/1/2030 | 12/31/2099 | TRUE | Wind |  | 2030 |  |  |  | REF | 0 | 0 | Real 2021 ¦ 12/22/2022 3:42:52 PM | 0 | Area 1001 Wind 2030 | 0 |  | 1 | Unit |  | PJM | 11 | 0 | 0.11 | 0 | 0 | 0 | 0 | 305902.8125 | 0 | 0 | 0 | 0
13292 | Area 1001 Wind 2031 | ATC | 2030 | AEP-KPCO | 0 | 0 | 0 | 0 | 0 |  | 0 | 0 | 0 | 0 | 0 | 0 | 0 | 0 | -1 | 0 | 0 |  | 0 | 0 | 0 | 0 | 0 | 0 | 0 | 0 | 0 | 0 | 0 | 0 | 0 | -1 | 0 | 0 | 0 | 0 | 0 | 0 | 0 | 0 | 0 | 0 | 0 | 0 | 0 | 0 | 0 | 0 | 0 |  |  |  |  | 0 | 0 | 0 | 0 | 0 | 0 | 0 | 0 | 0 | 1/1/2031 | 12/31/2099 | TRUE | Wind |  | 2030 |  |  |  | REF | 0 | 0 | Real 2021 ¦ 12/22/2022 3:42:52 PM | 0 | Area 1001 Wind 2031 | 0 |  | 1 | Unit |  | PJM | 0 | 0 | 0.11 | 0 | 0 | 0 | 0 | 0 | 0 | 0 | 0 | 0
13293 | Area 1001 Wind 2032 | ATC | 2030 | AEP-KPCO | 0 | 0 | 0 | 0 | 0 |  | 0 | 0 | 0 | 0 | 0 | 0 | 0 | 0 | -1 | 0 | 0 |  | 0 | 0 | 0 | 0 | 0 | 0 | 0 | 0 | 0 | 0 | 0 | 0 | 0 | -1 | 0 | 0 | 0 | 0 | 0 | 0 | 0 | 0 | 0 | 0 | 0 | 0 | 0 | 0 | 0 | 0 | 0 |  |  |  |  | 0 | 0 | 0 | 0 | 0 | 0 | 0 | 0 | 0 | 1/1/2032 | 12/31/2099 | TRUE | Wind |  | 2030 |  |  |  | REF | 0 | 0 | Real 2021 ¦ 12/22/2022 3:42:52 PM | 0 | Area 1001 Wind 2032 | 0 |  | 1 | Unit |  | PJM | 0 | 0 | 0.11 | 0 | 0 | 0 | 0 | 0 | 0 | 0 | 0 | 0
13294 | Area 1001 Wind 2033 | ATC | 2030 | AEP-KPCO | 0 | 0 | 0 | 0 | 0 |  | 0 | 0 | 0 | 0 | 0 | 0 | 0 | 0 | -1 | 0 | 0 |  | 0 | 0 | 0 | 0 | 0 | 0 | 0 | 0 | 0 | 0 | 0 | 0 | 0 | -1 | 0 | 0 | 0 | 0 | 0 | 0 | 0 | 0 | 0 | 0 | 0 | 0 | 0 | 0 | 0 | 0 | 0 |  |  |  |  | 0 | 0 | 0 | 0 | 0 | 0 | 0 | 0 | 0 | 1/1/2033 | 12/31/2099 | TRUE | Wind |  | 2030 |  |  |  | REF | 0 | 0 | Real 2021 ¦ 12/22/2022 3:42:52 PM | 0 | Area 1001 Wind 2033 | 0 |  | 1 | Unit |  | PJM | 0 | 0 | 0.11 | 0 | 0 | 0 | 0 | 0 | 0 | 0 | 0 | 0
13295 | Area 1001 Wind 2034 | ATC | 2030 | AEP-KPCO | 0 | 0 | 0 | 0 | 0 |  | 0 | 0 | 0 | 0 | 0 | 0 | 0 | 0 | -1 | 0 | 0 |  | 0 | 0 | 0 | 0 | 0 | 0 | 0 | 0 | 0 | 0 | 0 | 0 | 0 | -1 | 0 | 0 | 0 | 0 | 0 | 0 | 0 | 0 | 0 | 0 | 0 | 0 | 0 | 0 | 0 | 0 | 0 |  |  |  |  | 0 | 0 | 0 | 0 | 0 | 0 | 0 | 0 | 0 | 1/1/2034 | 12/31/2099 | TRUE | Wind |  | 2030 |  |  |  | REF | 0 | 0 | Real 2021 ¦ 12/22/2022 3:42:52 PM | 0 | Area 1001 Wind 2034 | 0 |  | 1 | Unit |  | PJM | 0 | 0 | 0.11 | 0 | 0 | 0 | 0 | 0 | 0 | 0 | 0 | 0
13296 | Area 1001 Wind 2035 | ATC | 2030 | AEP-KPCO | 0 | 0 | 0 | 0 | 0 |  | 0 | 0 | 0 | 0 | 0 | 0 | 0 | 0 | -1 | 0 | 0 |  | 0 | 0 | 0 | 0 | 0 | 0 | 0 | 0 | 0 | 0 | 0 | 0 | 0 | -1 | 0 | 0 | 0 | 0 | 0 | 0 | 0 | 0 | 0 | 0 | 0 | 0 | 0 | 0 | 0 | 0 | 0 |  |  |  |  | 0 | 0 | 0 | 0 | 0 | 0 | 0 | 0 | 0 | 1/1/2035 | 12/31/2099 | TRUE | Wind |  | 2030 |  |  |  | REF | 0 | 0 | Real 2021 ¦ 12/22/2022 3:42:52 PM | 0 | Area 1001 Wind 2035 | 0 |  | 1 | Unit |  | PJM | 0 | 0 | 0.11 | 0 | 0 | 0 | 0 | 0 | 0 | 0 | 0 | 0
13297 | Area 1001 Wind 2036 | ATC | 2030 | AEP-KPCO | 0 | 0 | 0 | 0 | 0 |  | 0 | 0 | 0 | 0 | 0 | 0 | 0 | 0 | -1 | 0 | 0 |  | 0 | 0 | 0 | 0 | 0 | 0 | 0 | 0 | 0 | 0 | 0 | 0 | 0 | -1 | 0 | 0 | 0 | 0 | 0 | 0 | 0 | 0 | 0 | 0 | 0 | 0 | 0 | 0 | 0 | 0 | 0 |  |  |  |  | 0 | 0 | 0 | 0 | 0 | 0 | 0 | 0 | 0 | 1/1/2036 | 12/31/2099 | TRUE | Wind |  | 2030 |  |  |  | REF | 0 | 0 | Real 2021 ¦ 12/22/2022 3:42:52 PM | 0 | Area 1001 Wind 2036 | 0 |  | 1 | Unit |  | PJM | 0 | 0 | 0.11 | 0 | 0 | 0 | 0 | 0 | 0 | 0 | 0 | 0
13298 | Area 1001 Wind 2037 | ATC | 2030 | AEP-KPCO | 0 | 0 | 0 | 0 | 0 |  | 0 | 0 | 0 | 0 | 0 | 0 | 0 | 0 | -1 | 0 | 0 |  | 0 | 0 | 0 | 0 | 0 | 0 | 0 | 0 | 0 | 0 | 0 | 0 | 0 | -1 | 0 | 0 | 0 | 0 | 0 | 0 | 0 | 0 | 0 | 0 | 0 | 0 | 0 | 0 | 0 | 0 | 0 |  |  |  |  | 0 | 0 | 0 | 0 | 0 | 0 | 0 | 0 | 0 | 1/1/2037 | 12/31/2099 | TRUE | Wind |  | 2030 |  |  |  | REF | 0 | 0 | Real 2021 ¦ 12/22/2022 3:42:52 PM | 0 | Area 1001 Wind 2037 | 0 |  | 1 | Unit |  | PJM | 0 | 0 | 0.11 | 0 | 0 | 0 | 0 | 0 | 0 | 0 | 0 | 0
13299 | Area 1001 Wind 2038 | ATC | 2030 | AEP-KPCO | 0 | 0 | 0 | 0 | 0 |  | 0 | 0 | 0 | 0 | 0 | 0 | 0 | 0 | -1 | 0 | 0 |  | 0 | 0 | 0 | 0 | 0 | 0 | 0 | 0 | 0 | 0 | 0 | 0 | 0 | -1 | 0 | 0 | 0 | 0 | 0 | 0 | 0 | 0 | 0 | 0 | 0 | 0 | 0 | 0 | 0 | 0 | 0 |  |  |  |  | 0 | 0 | 0 | 0 | 0 | 0 | 0 | 0 | 0 | 1/1/2038 | 12/31/2099 | TRUE | Wind |  | 2030 |  |  |  | REF | 0 | 0 | Real 2021 ¦ 12/22/2022 3:42:52 PM | 0 | Area 1001 Wind 2038 | 0 |  | 1 | Unit |  | PJM | 0 | 0 | 0.11 | 0 | 0 | 0 | 0 | 0 | 0 | 0 | 0 | 0
13300 | Area 1001 Wind 2039 | ATC | 2030 | AEP-KPCO | 0 | 0 | 0 | 0 | 0 |  | 0 | 0 | 0 | 0 | 0 | 0 | 0 | 0 | -1 | 0 | 0 |  | 0 | 0 | 0 | 0 | 0 | 0 | 0 | 0 | 0 | 0 | 0 | 0 | 0 | -1 | 0 | 0 | 0 | 0 | 0 | 0 | 0 | 0 | 0 | 0 | 0 | 0 | 0 | 0 | 0 | 0 | 0 |  |  |  |  | 0 | 0 | 0 | 0 | 0 | 0 | 0 | 0 | 0 | 1/1/2039 | 12/31/2099 | TRUE | Wind |  | 2030 |  |  |  | REF | 0 | 0 | Real 2021 ¦ 12/22/2022 3:42:52 PM | 0 | Area 1001 Wind 2039 | 0 |  | 1 | Unit |  | PJM | 0 | 0 | 0.11 | 0 | 0 | 0 | 0 | 0 | 0 | 0 | 0 | 0
13301 | Area 1001 Wind 2040 | ATC | 2030 | AEP-KPCO | 0 | 0 | 0 | 0 | 0 |  | 0 | 0 | 0 | 0 | 0 | 0 | 0 | 0 | -1 | 0 | 0 |  | 0 | 0 | 0 | 0 | 0 | 0 | 0 | 0 | 0 | 0 | 0 | 0 | 0 | -1 | 0 | 0 | 0 | 0 | 0 | 0 | 0 | 0 | 0 | 0 | 0 | 0 | 0 | 0 | 0 | 0 | 0 |  |  |  |  | 0 | 0 | 0 | 0 | 0 | 0 | 0 | 0 | 0 | 1/1/2040 | 12/31/2099 | TRUE | Wind |  | 2030 |  |  |  | REF | 0 | 0 | Real 2021 ¦ 12/22/2022 3:42:52 PM | 0 | Area 1001 Wind 2040 | 0 |  | 1 | Unit |  | PJM | 0 | 0 | 0.11 | 0 | 0 | 0 | 0 | 0 | 0 | 0 | 0 | 0
13302 | Area 1001 Wind 2041 | ATC | 2030 | AEP-KPCO | 0 | 0 | 0 | 0 | 0 |  | 0 | 0 | 0 | 0 | 0 | 0 | 0 | 0 | -1 | 0 | 0 |  | 0 | 0 | 0 | 0 | 0 | 0 | 0 | 0 | 0 | 0 | 0 | 0 | 0 | -1 | 0 | 0 | 0 | 0 | 0 | 0 | 0 | 0 | 0 | 0 | 0 | 0 | 0 | 0 | 0 | 0 | 0 |  |  |  |  | 0 | 0 | 0 | 0 | 0 | 0 | 0 | 0 | 0 | 1/1/2041 | 12/31/2099 | TRUE | Wind |  | 2030 |  |  |  | REF | 0 | 0 | Real 2021 ¦ 12/22/2022 3:42:52 PM | 0 | Area 1001 Wind 2041 | 0 |  | 1 | Unit |  | PJM | 0 | 0 | 0.11 | 0 | 0 | 0 | 0 | 0 | 0 | 0 | 0 | 0
13303 | Area 1001 Wind 2042 | ATC | 2030 | AEP-KPCO | 0 | 0 | 0 | 0 | 0 |  | 0 | 0 | 0 | 0 | 0 | 0 | 0 | 0 | -1 | 0 | 0 |  | 0 | 0 | 0 | 0 | 0 | 0 | 0 | 0 | 0 | 0 | 0 | 0 | 0 | -1 | 0 | 0 | 0 | 0 | 0 | 0 | 0 | 0 | 0 | 0 | 0 | 0 | 0 | 0 | 0 | 0 | 0 |  |  |  |  | 0 | 0 | 0 | 0 | 0 | 0 | 0 | 0 | 0 | 1/1/2042 | 12/31/2099 | TRUE | Wind |  | 2030 |  |  |  | REF | 0 | 0 | Real 2021 ¦ 12/22/2022 3:42:52 PM | 0 | Area 1001 Wind 2042 | 0 |  | 1 | Unit |  | PJM | 0 | 0 | 0.11 | 0 | 0 | 0 | 0 | 0 | 0 | 0 | 0 | 0
13304 | Area 1001 Wind 2043 | ATC | 2030 | AEP-KPCO | 0 | 0 | 0 | 0 | 0 |  | 0 | 0 | 0 | 0 | 0 | 0 | 0 | 0 | -1 | 0 | 0 |  | 0 | 0 | 0 | 0 | 0 | 0 | 0 | 0 | 0 | 0 | 0 | 0 | 0 | -1 | 0 | 0 | 0 | 0 | 0 | 0 | 0 | 0 | 0 | 0 | 0 | 0 | 0 | 0 | 0 | 0 | 0 |  |  |  |  | 0 | 0 | 0 | 0 | 0 | 0 | 0 | 0 | 0 | 1/1/2043 | 12/31/2099 | TRUE | Wind |  | 2030 |  |  |  | REF | 0 | 0 | Real 2021 ¦ 12/22/2022 3:42:52 PM | 0 | Area 1001 Wind 2043 | 0 |  | 1 | Unit |  | PJM | 0 | 0 | 0.11 | 0 | 0 | 0 | 0 | 0 | 0 | 0 | 0 | 0
13305 | Area 1001 4-Hour Li-on Battery 2022 | ATC | 2030 | AEP-KPCO | 50 | 50 | 0 | 0 | 0 |  | 0 | 9500.957 | 50 | 8218.3828 | 1282.5741 | 0 | 0 | 0 | -1 | 0 | 0 |  | 0 | 0 | -0.9289 | -8137.1719 | -8137.1719 | 0 | 0 | 0 | 0 | 1946.4247 | 1946.4247 | 0 | 0 | -1 | 0 | 0 | 664 | 0 | 0.35183 | 0.35183 | 0 | 0 | 0 | 0 | 0 | -9094.6484 | 0 | 0 | 0 | 0 | 0 | -0.018578 |  |  |  | 0 | 0 | 0 | 0 | 0 | 4614 | 40348.1641 | 41212.5352 | -862.0818 | 1/1/2022 | 12/31/2031 | TRUE | 4-Hour Li-on Battery Storage |  | 2030 |  |  |  | REF | 0 | 0 | Real 2021 ¦ 12/22/2022 3:42:52 PM | 67.83 | Area 1001 4-Hour Li-on Battery 2022 | 0 |  | 1 | Unit |  | PJM | 48.5 | 0 | 0.97 | 0 | 0 | 0 | 0 | 438000 | 1540.1168 | 0 | 0 | 0
13306 | Area 1001 4-Hour Li-on Battery 2023 | ATC | 2030 | AEP-KPCO | 50 | 50 | 0 | 0 | 0 |  | 0 | 10579.8604 | 50 | 9404.626 | 1175.2343 | 0 | 0 | 0 | -1 | 0 | 0 |  | 0 | 0 | -0.9289 | -8137.1719 | -8137.1719 | 0 | 0 | 0 | 0 | 1946.4247 | 1946.4247 | 0 | 0 | -1 | 0 | 0 | 664 | 0 | 0.093816 | 0.093816 | 0 | 0 | 0 | 0 | 0 | -10173.5527 | 0 | 0 | 0 | 0 | 0 | -0.018578 |  |  |  | 0 | 0 | 0 | 0 | 0 | 4614 | 40348.1641 | 41212.5352 | -862.0818 | 1/1/2023 | 12/31/2032 | TRUE | 4-Hour Li-on Battery Storage |  | 2030 |  |  |  | REF | 0 | 0 | Real 2021 ¦ 12/22/2022 3:42:52 PM | 67.83 | Area 1001 4-Hour Li-on Battery 2023 | 0 |  | 1 | Unit |  | PJM | 48.5 | 0 | 0.97 | 0 | 0 | 0 | 0 | 438000 | 1540.1168 | 0 | 0 | 0
13307 | Area 1001 4-Hour Li-on Battery 2024 | ATC | 2030 | AEP-KPCO | 50 | 50 | 0 | 0 | 0 |  | 0 | 9140.4053 | 50 | 8050.4922 | 1089.9127 | 0 | 0 | 0 | -1 | 0 | 0 |  | 0 | 0 | -0.93125 | -8157.7744 | -8157.7744 | 0 | 0 | 0 | 0 | 1957.9208 | 1957.9208 | 0 | 0 | -1 | 0 | 0 | 665 | 0 | 0.11889 | 0.11889 | 0 | 0 | 0 | 0 | 0 | -8727.7012 | 0 | 0 | 0 | 0 | 0 | -0.018625 |  |  |  | 0 | 0 | 0 | 0 | 0 | 4616 | 40532.7539 | 41386.9492 | -851.9054 | 1/1/2024 | 12/31/2033 | TRUE | 4-Hour Li-on Battery Storage |  | 2030 |  |  |  | REF | 0 | 0 | Real 2021 ¦ 12/22/2022 3:42:52 PM | 16.11 | Area 1001 4-Hour Li-on Battery 2024 | 0 |  | 1 | Unit |  | PJM | 48.5 | 0 | 0.97 | 0 | 0 | 0 | 0 | 438000 | 1545.2173 | 0 | 0 | 0
13308 | Area 1001 4-Hour Li-on Battery 2025 | ATC | 2030 | AEP-KPCO | 50 | 50 | 0 | 0 | 0 |  | 0 | 8378.0166 | 50 | 7345.9019 | 1032.1144 | 0 | 0 | 0 | -1 | 0 | 0 |  | 0 | 0 | -0.93107 | -8156.1338 | -8156.1338 | 0 | 0 | 0 | 0 | 1957.6451 | 1957.6451 | 0 | 0 | -1 | 0 | 0 | 665 | 0 | 0.15369 | 0.15369 | 0 | 0 | 0 | 0 | 0 | -7965.0996 | 0 | 0 | 0 | 0 | 0 | -0.018621 |  |  |  | 0 | 0 | 0 | 0 | 0 | 4616 | 40525.6094 | 41379.4805 | -851.5827 | 1/1/2025 | 12/31/2034 | TRUE | 4-Hour Li-on Battery Storage |  | 2030 |  |  |  | REF | 0 | 0 | Real 2021 ¦ 12/22/2022 3:42:52 PM | 13.66 | Area 1001 4-Hour Li-on Battery 2025 | 0 |  | 1 | Unit |  | PJM | 48.5 | 0 | 0.97 | 0 | 0 | 0 | 0 | 438000 | 1544.7285 | 0 | 0 | 0
13309 | Area 1001 4-Hour Li-on Battery 2026 | ATC | 2030 | AEP-KPCO | 50 | 50 | 0 | 0 | 0 |  | 0 | 8108.2905 | 50 | 7120.2129 | 988.0775 | 0 | 0 | 0 | -1 | 0 | 0 |  | 0 | 0 | -0.93088 | -8154.5005 | -8154.5005 | 0 | 0 | 0 | 0 | 1957.3706 | 1957.3706 | 0 | 0 | -1 | 0 | 0 | 665 | 0 | 0.09325 | 0.09325 | 0 | 0 | 0 | 0 | 0 | -7695.1616 | 0 | 0 | 0 | 0 | 0 | -0.018618 |  |  |  | 0 | 0 | 0 | 0 | 0 | 4616 | 40518.4922 | 41372.043 | -851.2613 | 1/1/2026 | 12/31/2035 | TRUE | 4-Hour Li-on Battery Storage |  | 2030 |  |  |  | REF | 0 | 0 | Real 2021 ¦ 12/22/2022 3:42:52 PM | 11.22 | Area 1001 4-Hour Li-on Battery 2026 | 0 |  | 1 | Unit |  | PJM | 48.5 | 0 | 0.97 | 0 | 0 | 0 | 0 | 438000 | 1544.2417 | 0 | 0 | 0
13310 | Area 1001 4-Hour Li-on Battery 2027 | ATC | 2030 | AEP-KPCO | 50 | 50 | 0 | 0 | 0 |  | 0 | 7890.8584 | 50 | 6941.313 | 949.5452 | 0 | 0 | 0 | -1 | 0 | 0 |  | 0 | 0 | -0.93069 | -8152.8799 | -8152.8799 | 0 | 0 | 0 | 0 | 1957.0984 | 1957.0984 | 0 | 0 | -1 | 0 | 0 | 665 | 0 | 0.058184 | 0.058184 | 0 | 0 | 0 | 0 | 0 | -7477.519 | 0 | 0 | 0 | 0 | 0 | -0.018614 |  |  |  | 0 | 0 | 0 | 0 | 0 | 4616 | 40511.4375 | 41364.668 | -850.9425 | 1/1/2027 | 12/31/2036 | TRUE | 4-Hour Li-on Battery Storage |  | 2030 |  |  |  | REF | 0 | 0 | Real 2021 ¦ 12/22/2022 3:42:52 PM | 8.8 | Area 1001 4-Hour Li-on Battery 2027 | 0 |  | 1 | Unit |  | PJM | 48.5 | 0 | 0.97 | 0 | 0 | 0 | 0 | 438000 | 1543.7589 | 0 | 0 | 0
13311 | Area 1001 4-Hour Li-on Battery 2028 | ATC | 2030 | AEP-KPCO | 50 | 50 | 0 | 0 | 0 |  | 0 | 7610.123 | 50 | 6704.6147 | 905.5084 | 0 | 0 | 0 | -1 | 0 | 0 |  | 0 | 0 | -0.93053 | -8151.4336 | -8151.4336 | 0 | 0 | 0 | 0 | 1956.8553 | 1956.8553 | 0 | 0 | -1 | 0 | 0 | 665 | 0 | 0.082982 | 0.082982 | 0 | 0 | 0 | 0 | 0 | -7196.5957 | 0 | 0 | 0 | 0 | 0 | -0.018611 |  |  |  | 0 | 0 | 0 | 0 | 0 | 4616 | 40505.1367 | 41358.0859 | -850.658 | 1/1/2028 | 12/31/2037 | TRUE | 4-Hour Li-on Battery Storage |  | 2030 |  |  |  | REF | 0 | 0 | Real 2021 ¦ 12/22/2022 3:42:52 PM | 6.64 | Area 1001 4-Hour Li-on Battery 2028 | 0 |  | 1 | Unit |  | PJM | 48.5 | 0 | 0.97 | 0 | 0 | 0 | 0 | 438000 | 1543.328 | 0 | 0 | 0
13312 | Area 1001 4-Hour Li-on Battery 2029 | ATC | 2030 | AEP-KPCO | 50 | 50 | 0 | 0 | 0 |  | 0 | 7436.728 | 50 | 6566.9995 | 869.7284 | 0 | 0 | 0 | -1 | 0 | 0 |  | 0 | 0 | -0.93038 | -8150.1084 | -8150.1084 | 0 | 0 | 0 | 0 | 1956.6292 | 1956.6292 | 0 | 0 | -1 | 0 | 0 | 665 | 0 | 0.25358 | 0.25358 | 0 | 0 | 0 | 0 | 0 | -7023.0317 | 0 | 0 | 0 | 0 | 0 | -0.018608 |  |  |  | 0 | 0 | 0 | 0 | 0 | 4620 | 40499.3633 | 41352.0508 | -850.3978 | 1/1/2029 | 12/31/2038 | TRUE | 4-Hour Li-on Battery Storage |  | 2030 |  |  |  | REF | 0 | 0 | Real 2021 ¦ 12/22/2022 3:42:52 PM | 4.66 | Area 1001 4-Hour Li-on Battery 2029 | 0 |  | 1 | Unit |  | PJM | 48.5 | 0 | 0.97 | 0 | 0 | 0 | 0 | 438000 | 1542.933 | 0 | 0 | 0
13313 | Area 1001 4-Hour Li-on Battery 2030 | ATC | 2030 | AEP-KPCO | 50 | 50 | 0 | 0 | 0 |  | 0 | 7252.3237 | 50 | 6415.623 | 836.7007 | 0 | 0 | 0 | -1 | 0 | 0 |  | 0 | 0 | -0.9302 | -8148.543 | -8148.543 | 0 | 0 | 0 | 0 | 1956.3522 | 1956.3522 | 0 | 0 | -1 | 0 | 0 | 665 | 0 | 0.1537 | 0.1537 | 0 | 0 | 0 | 0 | 0 | -6838.4321 | 0 | 0 | 0 | 0 | 0 | -0.018604 |  |  |  | 0 | 0 | 0 | 0 | 0 | 4622 | 40492.4375 | 41344.832 | -850.1059 | 1/1/2030 | 12/31/2039 | TRUE | 4-Hour Li-on Battery Storage |  | 2030 |  |  |  | REF | 0 | 0 | Real 2021 ¦ 12/22/2022 3:42:52 PM | 2.29 | Area 1001 4-Hour Li-on Battery 2030 | 0 |  | 1 | Unit |  | PJM | 48.5 | 0 | 0.97 | 0 | 0 | 0 | 0 | 438000 | 1542.4604 | 0 | 0 | 0
13314 | Area 1001 4-Hour Li-on Battery 2031 | ATC | 2030 | AEP-KPCO | 0 | 0 | 0 | 0 | 0 |  | 0 | 0 | 0 | 0 | 0 | 0 | 0 | 0 | -1 | 0 | 0 |  | 0 | 0 | 0 | 0 | 0 | 0 | 0 | 0 | 0 | 0 | 0 | 0 | 0 | -1 | 0 | 0 | 0 | 0 | 0 | 0 | 0 | 0 | 0 | 0 | 0 | 0 | 0 | 0 | 0 | 0 | 0 |  |  |  |  | 0 | 0 | 0 | 0 | 0 | 0 | 0 | 0 | -3.4014e-05 | 1/1/2031 | 12/31/2040 | TRUE | 4-Hour Li-on Battery Storage |  | 2030 |  |  |  | REF | 0 | 0 | Real 2021 ¦ 12/22/2022 3:42:52 PM | 0 | Area 1001 4-Hour Li-on Battery 2031 | 0 |  | 1 | Unit |  | PJM | 0 | 0 | 0.97 | 0 | 0 | 0 | 0 | 0 | 0 | 0 | 0 | 0
13315 | Area 1001 4-Hour Li-on Battery 2032 | ATC | 2030 | AEP-KPCO | 0 | 0 | 0 | 0 | 0 |  | 0 | 0 | 0 | 0 | 0 | 0 | 0 | 0 | -1 | 0 | 0 |  | 0 | 0 | 0 | 0 | 0 | 0 | 0 | 0 | 0 | 0 | 0 | 0 | 0 | -1 | 0 | 0 | 0 | 0 | 0 | 0 | 0 | 0 | 0 | 0 | 0 | 0 | 0 | 0 | 0 | 0 | 0 |  |  |  |  | 0 | 0 | 0 | 0 | 0 | 0 | 0 | 0 | -3.4014e-05 | 1/1/2032 | 12/31/2041 | TRUE | 4-Hour Li-on Battery Storage |  | 2030 |  |  |  | REF | 0 | 0 | Real 2021 ¦ 12/22/2022 3:42:52 PM | 0 | Area 1001 4-Hour Li-on Battery 2032 | 0 |  | 1 | Unit |  | PJM | 0 | 0 | 0.97 | 0 | 0 | 0 | 0 | 0 | 0 | 0 | 0 | 0
13316 | Area 1001 4-Hour Li-on Battery 2033 | ATC | 2030 | AEP-KPCO | 0 | 0 | 0 | 0 | 0 |  | 0 | 0 | 0 | 0 | 0 | 0 | 0 | 0 | -1 | 0 | 0 |  | 0 | 0 | 0 | 0 | 0 | 0 | 0 | 0 | 0 | 0 | 0 | 0 | 0 | -1 | 0 | 0 | 0 | 0 | 0 | 0 | 0 | 0 | 0 | 0 | 0 | 0 | 0 | 0 | 0 | 0 | 0 |  |  |  |  | 0 | 0 | 0 | 0 | 0 | 0 | 0 | 0 | -3.4014e-05 | 1/1/2033 | 12/31/2042 | TRUE | 4-Hour Li-on Battery Storage |  | 2030 |  |  |  | REF | 0 | 0 | Real 2021 ¦ 12/22/2022 3:42:52 PM | 0 | Area 1001 4-Hour Li-on Battery 2033 | 0 |  | 1 | Unit |  | PJM | 0 | 0 | 0.97 | 0 | 0 | 0 | 0 | 0 | 0 | 0 | 0 | 0
13317 | Area 1001 4-Hour Li-on Battery 2034 | ATC | 2030 | AEP-KPCO | 0 | 0 | 0 | 0 | 0 |  | 0 | 0 | 0 | 0 | 0 | 0 | 0 | 0 | -1 | 0 | 0 |  | 0 | 0 | 0 | 0 | 0 | 0 | 0 | 0 | 0 | 0 | 0 | 0 | 0 | -1 | 0 | 0 | 0 | 0 | 0 | 0 | 0 | 0 | 0 | 0 | 0 | 0 | 0 | 0 | 0 | 0 | 0 |  |  |  |  | 0 | 0 | 0 | 0 | 0 | 0 | 0 | 0 | -3.4014e-05 | 1/1/2034 | 12/31/2043 | TRUE | 4-Hour Li-on Battery Storage |  | 2030 |  |  |  | REF | 0 | 0 | Real 2021 ¦ 12/22/2022 3:42:52 PM | 0 | Area 1001 4-Hour Li-on Battery 2034 | 0 |  | 1 | Unit |  | PJM | 0 | 0 | 0.97 | 0 | 0 | 0 | 0 | 0 | 0 | 0 | 0 | 0
13318 | Area 1001 4-Hour Li-on Battery 2035 | ATC | 2030 | AEP-KPCO | 0 | 0 | 0 | 0 | 0 |  | 0 | 0 | 0 | 0 | 0 | 0 | 0 | 0 | -1 | 0 | 0 |  | 0 | 0 | 0 | 0 | 0 | 0 | 0 | 0 | 0 | 0 | 0 | 0 | 0 | -1 | 0 | 0 | 0 | 0 | 0 | 0 | 0 | 0 | 0 | 0 | 0 | 0 | 0 | 0 | 0 | 0 | 0 |  |  |  |  | 0 | 0 | 0 | 0 | 0 | 0 | 0 | 0 | -3.4014e-05 | 1/1/2035 | 12/31/2044 | TRUE | 4-Hour Li-on Battery Storage |  | 2030 |  |  |  | REF | 0 | 0 | Real 2021 ¦ 12/22/2022 3:42:52 PM | 0 | Area 1001 4-Hour Li-on Battery 2035 | 0 |  | 1 | Unit |  | PJM | 0 | 0 | 0.97 | 0 | 0 | 0 | 0 | 0 | 0 | 0 | 0 | 0
13319 | Area 1001 4-Hour Li-on Battery 2036 | ATC | 2030 | AEP-KPCO | 0 | 0 | 0 | 0 | 0 |  | 0 | 0 | 0 | 0 | 0 | 0 | 0 | 0 | -1 | 0 | 0 |  | 0 | 0 | 0 | 0 | 0 | 0 | 0 | 0 | 0 | 0 | 0 | 0 | 0 | -1 | 0 | 0 | 0 | 0 | 0 | 0 | 0 | 0 | 0 | 0 | 0 | 0 | 0 | 0 | 0 | 0 | 0 |  |  |  |  | 0 | 0 | 0 | 0 | 0 | 0 | 0 | 0 | -3.4014e-05 | 1/1/2036 | 12/31/2045 | TRUE | 4-Hour Li-on Battery Storage |  | 2030 |  |  |  | REF | 0 | 0 | Real 2021 ¦ 12/22/2022 3:42:52 PM | 0 | Area 1001 4-Hour Li-on Battery 2036 | 0 |  | 1 | Unit |  | PJM | 0 | 0 | 0.97 | 0 | 0 | 0 | 0 | 0 | 0 | 0 | 0 | 0
13320 | Area 1001 4-Hour Li-on Battery 2037 | ATC | 2030 | AEP-KPCO | 0 | 0 | 0 | 0 | 0 |  | 0 | 0 | 0 | 0 | 0 | 0 | 0 | 0 | -1 | 0 | 0 |  | 0 | 0 | 0 | 0 | 0 | 0 | 0 | 0 | 0 | 0 | 0 | 0 | 0 | -1 | 0 | 0 | 0 | 0 | 0 | 0 | 0 | 0 | 0 | 0 | 0 | 0 | 0 | 0 | 0 | 0 | 0 |  |  |  |  | 0 | 0 | 0 | 0 | 0 | 0 | 0 | 0 | -3.4014e-05 | 1/1/2037 | 12/31/2046 | TRUE | 4-Hour Li-on Battery Storage |  | 2030 |  |  |  | REF | 0 | 0 | Real 2021 ¦ 12/22/2022 3:42:52 PM | 0 | Area 1001 4-Hour Li-on Battery 2037 | 0 |  | 1 | Unit |  | PJM | 0 | 0 | 0.97 | 0 | 0 | 0 | 0 | 0 | 0 | 0 | 0 | 0
13321 | Area 1001 4-Hour Li-on Battery 2038 | ATC | 2030 | AEP-KPCO | 0 | 0 | 0 | 0 | 0 |  | 0 | 0 | 0 | 0 | 0 | 0 | 0 | 0 | -1 | 0 | 0 |  | 0 | 0 | 0 | 0 | 0 | 0 | 0 | 0 | 0 | 0 | 0 | 0 | 0 | -1 | 0 | 0 | 0 | 0 | 0 | 0 | 0 | 0 | 0 | 0 | 0 | 0 | 0 | 0 | 0 | 0 | 0 |  |  |  |  | 0 | 0 | 0 | 0 | 0 | 0 | 0 | 0 | -3.4014e-05 | 1/1/2038 | 12/31/2047 | TRUE | 4-Hour Li-on Battery Storage |  | 2030 |  |  |  | REF | 0 | 0 | Real 2021 ¦ 12/22/2022 3:42:52 PM | 0 | Area 1001 4-Hour Li-on Battery 2038 | 0 |  | 1 | Unit |  | PJM | 0 | 0 | 0.97 | 0 | 0 | 0 | 0 | 0 | 0 | 0 | 0 | 0
13322 | Area 1001 4-Hour Li-on Battery 2039 | ATC | 2030 | AEP-KPCO | 0 | 0 | 0 | 0 | 0 |  | 0 | 0 | 0 | 0 | 0 | 0 | 0 | 0 | -1 | 0 | 0 |  | 0 | 0 | 0 | 0 | 0 | 0 | 0 | 0 | 0 | 0 | 0 | 0 | 0 | -1 | 0 | 0 | 0 | 0 | 0 | 0 | 0 | 0 | 0 | 0 | 0 | 0 | 0 | 0 | 0 | 0 | 0 |  |  |  |  | 0 | 0 | 0 | 0 | 0 | 0 | 0 | 0 | -3.4014e-05 | 1/1/2039 | 12/31/2048 | TRUE | 4-Hour Li-on Battery Storage |  | 2030 |  |  |  | REF | 0 | 0 | Real 2021 ¦ 12/22/2022 3:42:52 PM | 0 | Area 1001 4-Hour Li-on Battery 2039 | 0 |  | 1 | Unit |  | PJM | 0 | 0 | 0.97 | 0 | 0 | 0 | 0 | 0 | 0 | 0 | 0 | 0
13323 | Area 1001 4-Hour Li-on Battery 2040 | ATC | 2030 | AEP-KPCO | 0 | 0 | 0 | 0 | 0 |  | 0 | 0 | 0 | 0 | 0 | 0 | 0 | 0 | -1 | 0 | 0 |  | 0 | 0 | 0 | 0 | 0 | 0 | 0 | 0 | 0 | 0 | 0 | 0 | 0 | -1 | 0 | 0 | 0 | 0 | 0 | 0 | 0 | 0 | 0 | 0 | 0 | 0 | 0 | 0 | 0 | 0 | 0 |  |  |  |  | 0 | 0 | 0 | 0 | 0 | 0 | 0 | 0 | -3.4014e-05 | 1/1/2040 | 12/31/2049 | TRUE | 4-Hour Li-on Battery Storage |  | 2030 |  |  |  | REF | 0 | 0 | Real 2021 ¦ 12/22/2022 3:42:52 PM | 0 | Area 1001 4-Hour Li-on Battery 2040 | 0 |  | 1 | Unit |  | PJM | 0 | 0 | 0.97 | 0 | 0 | 0 | 0 | 0 | 0 | 0 | 0 | 0
13324 | Area 1001 4-Hour Li-on Battery 2041 | ATC | 2030 | AEP-KPCO | 0 | 0 | 0 | 0 | 0 |  | 0 | 0 | 0 | 0 | 0 | 0 | 0 | 0 | -1 | 0 | 0 |  | 0 | 0 | 0 | 0 | 0 | 0 | 0 | 0 | 0 | 0 | 0 | 0 | 0 | -1 | 0 | 0 | 0 | 0 | 0 | 0 | 0 | 0 | 0 | 0 | 0 | 0 | 0 | 0 | 0 | 0 | 0 |  |  |  |  | 0 | 0 | 0 | 0 | 0 | 0 | 0 | 0 | -3.4014e-05 | 1/1/2041 | 12/31/2050 | TRUE | 4-Hour Li-on Battery Storage |  | 2030 |  |  |  | REF | 0 | 0 | Real 2021 ¦ 12/22/2022 3:42:52 PM | 0 | Area 1001 4-Hour Li-on Battery 2041 | 0 |  | 1 | Unit |  | PJM | 0 | 0 | 0.97 | 0 | 0 | 0 | 0 | 0 | 0 | 0 | 0 | 0
13325 | Area 1001 4-Hour Li-on Battery 2042 | ATC | 2030 | AEP-KPCO | 0 | 0 | 0 | 0 | 0 |  | 0 | 0 | 0 | 0 | 0 | 0 | 0 | 0 | -1 | 0 | 0 |  | 0 | 0 | 0 | 0 | 0 | 0 | 0 | 0 | 0 | 0 | 0 | 0 | 0 | -1 | 0 | 0 | 0 | 0 | 0 | 0 | 0 | 0 | 0 | 0 | 0 | 0 | 0 | 0 | 0 | 0 | 0 |  |  |  |  | 0 | 0 | 0 | 0 | 0 | 0 | 0 | 0 | -3.4014e-05 | 1/1/2042 | 12/31/2051 | TRUE | 4-Hour Li-on Battery Storage |  | 2030 |  |  |  | REF | 0 | 0 | Real 2021 ¦ 12/22/2022 3:42:52 PM | 0 | Area 1001 4-Hour Li-on Battery 2042 | 0 |  | 1 | Unit |  | PJM | 0 | 0 | 0.97 | 0 | 0 | 0 | 0 | 0 | 0 | 0 | 0 | 0
13326 | Area 1001 4-Hour Li-on Battery 2043 | ATC | 2030 | AEP-KPCO | 0 | 0 | 0 | 0 | 0 |  | 0 | 0 | 0 | 0 | 0 | 0 | 0 | 0 | -1 | 0 | 0 |  | 0 | 0 | 0 | 0 | 0 | 0 | 0 | 0 | 0 | 0 | 0 | 0 | 0 | -1 | 0 | 0 | 0 | 0 | 0 | 0 | 0 | 0 | 0 | 0 | 0 | 0 | 0 | 0 | 0 | 0 | 0 |  |  |  |  | 0 | 0 | 0 | 0 | 0 | 0 | 0 | 0 | -3.4014e-05 | 1/1/2043 | 12/31/2052 | TRUE | 4-Hour Li-on Battery Storage |  | 2030 |  |  |  | REF | 0 | 0 | Real 2021 ¦ 12/22/2022 3:42:52 PM | 0 | Area 1001 4-Hour Li-on Battery 2043 | 0 |  | 1 | Unit |  | PJM | 0 | 0 | 0.97 | 0 | 0 | 0 | 0 | 0 | 0 | 0 | 0 | 0
13327 | Area 1001 20-Hour Flow Battery 2022 | ATC | 2030 | AEP-KPCO | 50 | 50 | 0 | 0 | 0 |  | 0 | 21159.7207 | 50 | 20617.5156 | 542.2041 | 0 | 0 | 0 | -1 | 0 | 0 |  | 0 | 0 | -2.2049 | -19314.8594 | -19314.8594 | 0 | 0 | 0 | 0 | 1928.9541 | 1928.9541 | 0 | 0 | -1 | 0 | 0 | 320 | 0 | 0.28124 | 0.28124 | 0 | 0 | 0 | 0 | 0 | -20893.5605 | 0 | 0 | 0 | 0 | 0 | -0.044098 |  |  |  | 0 | 0 | 0 | 0 | 0 | 2579 | 36666.0547 | 39186.6406 | -2517.7451 | 1/1/2022 | 12/31/2031 | TRUE | 20-Hour Flow Battery Storage |  | 2030 |  |  |  | REF | 0 | 0 | Real 2021 ¦ 12/22/2022 3:42:52 PM | 272.4095 | Area 1001 20-Hour Flow Battery 2022 | 0 |  | 1 | Unit |  | PJM | 48.5 | 0 | 0.97 | 0 | 0 | 0 | 0 | 438000 | 1662.7938 | 0 | 0 | 0
13328 | Area 1001 20-Hour Flow Battery 2023 | ATC | 2030 | AEP-KPCO | 50 | 50 | 0 | 0 | 0 |  | 0 | 24878.084 | 50 | 24366.1562 | 511.9287 | 0 | 0 | 0 | -1 | 0 | 0 |  | 0 | 0 | -2.2049 | -19314.8594 | -19314.8594 | 0 | 0 | 0 | 0 | 1928.9541 | 1928.9541 | 0 | 0 | -1 | 0 | 0 | 320 | 0 | 0.17646 | 0.17646 | 0 | 0 | 0 | 0 | 0 | -24611.9238 | 0 | 0 | 0 | 0 | 0 | -0.044098 |  |  |  | 0 | 0 | 0 | 0 | 0 | 2579 | 36666.0547 | 39186.6406 | -2517.7451 | 1/1/2023 | 12/31/2032 | TRUE | 20-Hour Flow Battery Storage |  | 2030 |  |  |  | REF | 0 | 0 | Real 2021 ¦ 12/22/2022 3:42:52 PM | 272.4095 | Area 1001 20-Hour Flow Battery 2023 | 0 |  | 1 | Unit |  | PJM | 48.5 | 0 | 0.97 | 0 | 0 | 0 | 0 | 438000 | 1662.7938 | 0 | 0 | 0
13329 | Area 1001 20-Hour Flow Battery 2024 | ATC | 2030 | AEP-KPCO | 50 | 50 | 0 | 0 | 0 |  | 0 | 21649.6309 | 50 | 21165.2246 | 484.4057 | 0 | 0 | 0 | -1 | 0 | 0 |  | 0 | 0 | -2.1338 | -18692.3457 | -18692.3457 | 0 | 0 | 0 | 0 | 1909.8218 | 1909.8218 | 0 | 0 | -1 | 0 | 0 | 313 | 0 | 0.20714 | 0.20714 | 0 | 0 | 0 | 0 | 0 | -21365.6113 | 0 | 0 | 0 | 0 | 0 | -0.042677 |  |  |  | 0 | 0 | 0 | 0 | 0 | 2529 | 36202.0234 | 38426.0586 | -2221.2041 | 1/1/2024 | 12/31/2033 | TRUE | 20-Hour Flow Battery Storage |  | 2030 |  |  |  | REF | 0 | 0 | Real 2021 ¦ 12/22/2022 3:42:52 PM | 19.82 | Area 1001 20-Hour Flow Battery 2024 | 0 |  | 1 | Unit |  | PJM | 48.5 | 0 | 0.97 | 0 | 0 | 0 | 0 | 438000 | 1625.803 | 0 | 0 | 0
13330 | Area 1001 20-Hour Flow Battery 2025 | ATC | 2030 | AEP-KPCO | 50 | 50 | 0 | 0 | 0 |  | 0 | 19717.5137 | 50 | 19260.6309 | 456.8826 | 0 | 0 | 0 | -1 | 0 | 0 |  | 0 | 0 | -2.1329 | -18683.7793 | -18683.7793 | 0 | 0 | 0 | 0 | 1909.2626 | 1909.2626 | 0 | 0 | -1 | 0 | 0 | 313 | 0 | 0.26059 | 0.26059 | 0 | 0 | 0 | 0 | 0 | -19433.4238 | 0 | 0 | 0 | 0 | 0 | -0.042657 |  |  |  | 0 | 0 | 0 | 0 | 0 | 2529 | 36191.9727 | 38413.0273 | -2218.2229 | 1/1/2025 | 12/31/2034 | TRUE | 20-Hour Flow Battery Storage |  | 2030 |  |  |  | REF | 0 | 0 | Real 2021 ¦ 12/22/2022 3:42:52 PM | 16.97 | Area 1001 20-Hour Flow Battery 2025 | 0 |  | 1 | Unit |  | PJM | 48.5 | 0 | 0.97 | 0 | 0 | 0 | 0 | 438000 | 1625.1737 | 0 | 0 | 0
13331 | Area 1001 20-Hour Flow Battery 2026 | ATC | 2030 | AEP-KPCO | 50 | 50 | 0 | 0 | 0 |  | 0 | 18847.7852 | 50 | 18415.6719 | 432.1119 | 0 | 0 | 0 | -1 | 0 | 0 |  | 0 | 0 | -2.1319 | -18675.2695 | -18675.2695 | 0 | 0 | 0 | 0 | 1908.7072 | 1908.7072 | 0 | 0 | -1 | 0 | 0 | 313 | 0 | 0.17407 | 0.17407 | 0 | 0 | 0 | 0 | 0 | -18563.627 | 0 | 0 | 0 | 0 | 0 | -0.042638 |  |  |  | 0 | 0 | 0 | 0 | 0 | 2529 | 36181.9883 | 38400.082 | -2215.2622 | 1/1/2026 | 12/31/2035 | TRUE | 20-Hour Flow Battery Storage |  | 2030 |  |  |  | REF | 0 | 0 | Real 2021 ¦ 12/22/2022 3:42:52 PM | 14.1395 | Area 1001 20-Hour Flow Battery 2026 | 0 |  | 1 | Unit |  | PJM | 48.5 | 0 | 0.97 | 0 | 0 | 0 | 0 | 438000 | 1624.5488 | 0 | 0 | 0
13332 | Area 1001 20-Hour Flow Battery 2027 | ATC | 2030 | AEP-KPCO | 50 | 50 | 0 | 0 | 0 |  | 0 | 18063.377 | 50 | 17656.0371 | 407.3411 | 0 | 0 | 0 | -1 | 0 | 0 |  | 0 | 0 | -2.1308 | -18666.0078 | -18666.0078 | 0 | 0 | 0 | 0 | 1908.1023 | 1908.1023 | 0 | 0 | -1 | 0 | 0 | 313 | 0 | 0.18512 | 0.18512 | 0 | 0 | 0 | 0 | 0 | -17779.1445 | 0 | 0 | 0 | 0 | 0 | -0.042616 |  |  |  | 0 | 0 | 0 | 0 | 0 | 2530 | 36171.1328 | 38386 | -2212.0354 | 1/1/2027 | 12/31/2036 | TRUE | 20-Hour Flow Battery Storage |  | 2030 |  |  |  | REF | 0 | 0 | Real 2021 ¦ 12/22/2022 3:42:52 PM | 11.06 | Area 1001 20-Hour Flow Battery 2027 | 0 |  | 1 | Unit |  | PJM | 48.5 | 0 | 0.97 | 0 | 0 | 0 | 0 | 438000 | 1623.869 | 0 | 0 | 0
13333 | Area 1001 20-Hour Flow Battery 2028 | ATC | 2030 | AEP-KPCO | 50 | 50 | 0 | 0 | 0 |  | 0 | 17270.7129 | 50 | 16885.3906 | 385.3227 | 0 | 0 | 0 | -1 | 0 | 0 |  | 0 | 0 | -2.1298 | -18657.3438 | -18657.3438 | 0 | 0 | 0 | 0 | 1907.5364 | 1907.5364 | 0 | 0 | -1 | 0 | 0 | 313 | 0 | 0.26551 | 0.26551 | 0 | 0 | 0 | 0 | 0 | -16986.4102 | 0 | 0 | 0 | 0 | 0 | -0.042597 |  |  |  | 0 | 0 | 0 | 0 | 0 | 2530 | 36160.9805 | 38372.8281 | -2209.0164 | 1/1/2028 | 12/31/2037 | TRUE | 20-Hour Flow Battery Storage |  | 2030 |  |  |  | REF | 0 | 0 | Real 2021 ¦ 12/22/2022 3:42:52 PM | 8.18 | Area 1001 20-Hour Flow Battery 2028 | 0 |  | 1 | Unit |  | PJM | 48.5 | 0 | 0.97 | 0 | 0 | 0 | 0 | 438000 | 1623.2332 | 0 | 0 | 0
13334 | Area 1001 20-Hour Flow Battery 2029 | ATC | 2030 | AEP-KPCO | 50 | 50 | 0 | 0 | 0 |  | 0 | 16599.1504 | 50 | 16235.8467 | 363.3043 | 0 | 0 | 0 | -1 | 0 | 0 |  | 0 | 0 | -2.129 | -18649.752 | -18649.752 | 0 | 0 | 0 | 0 | 1907.0393 | 1907.0393 | 0 | 0 | -1 | 0 | 0 | 314 | 0 | 0.54307 | 0.54307 | 0 | 0 | 0 | 0 | 0 | -16314.7861 | 0 | 0 | 0 | 0 | 0 | -0.042579 |  |  |  | 0 | 0 | 0 | 0 | 0 | 2530 | 36152.0703 | 38361.2773 | -2206.3748 | 1/1/2029 | 12/31/2038 | TRUE | 20-Hour Flow Battery Storage |  | 2030 |  |  |  | REF | 0 | 0 | Real 2021 ¦ 12/22/2022 3:42:52 PM | 5.64 | Area 1001 20-Hour Flow Battery 2029 | 0 |  | 1 | Unit |  | PJM | 48.5 | 0 | 0.97 | 0 | 0 | 0 | 0 | 438000 | 1622.6744 | 0 | 0 | 0
13335 | Area 1001 20-Hour Flow Battery 2030 | ATC | 2030 | AEP-KPCO | 50 | 50 | 0 | 0 | 0 |  | 0 | 15941.3506 | 50 | 15597.3125 | 344.0381 | 0 | 0 | 0 | -1 | 0 | 0 |  | 0 | 0 | -2.128 | -18641.5898 | -18641.5898 | 0 | 0 | 0 | 0 | 1906.5803 | 1906.5803 | 0 | 0 | -1 | 0 | 0 | 313 | 0 | 0.21389 | 0.21389 | 0 | 0 | 0 | 0 | 0 | -15656.9209 | 0 | 0 | 0 | 0 | 0 | -0.042561 |  |  |  | 0 | 0 | 0 | 0 | 0 | 2528 | 36142.7812 | 38349.0586 | -2203.4487 | 1/1/2030 | 12/31/2039 | TRUE | 20-Hour Flow Battery Storage |  | 2030 |  |  |  | REF | 0 | 0 | Real 2021 ¦ 12/22/2022 3:42:52 PM | 2.83 | Area 1001 20-Hour Flow Battery 2030 | 0 |  | 1 | Unit |  | PJM | 48.5 | 0 | 0.97 | 0 | 0 | 0 | 0 | 438000 | 1622.151 | 0 | 0 | 0
13336 | Area 1001 20-Hour Flow Battery 2031 | ATC | 2030 | AEP-KPCO | 0 | 0 | 0 | 0 | 0 |  | 0 | 0 | 0 | 0 | 0 | 0 | 0 | 0 | -1 | 0 | 0 |  | 0 | 0 | 0 | 0 | 0 | 0 | 0 | 0 | 0 | 0 | 0 | 0 | 0 | -1 | 0 | 0 | 0 | 0 | 0 | 0 | 0 | 0 | 0 | 0 | 0 | 0 | 0 | 0 | 0 | 0 | 0 |  |  |  |  | 0 | 0 | 0 | 0 | 0 | 0 | 0 | 0 | -3.449e-08 | 1/1/2031 | 12/31/2040 | TRUE | 20-Hour Flow Battery Storage |  | 2030 |  |  |  | REF | 0 | 0 | Real 2021 ¦ 12/22/2022 3:42:52 PM | 0 | Area 1001 20-Hour Flow Battery 2031 | 0 |  | 1 | Unit |  | PJM | 0 | 0 | 0.97 | 0 | 0 | 0 | 0 | 0 | 0 | 0 | 0 | 0
13337 | Area 1001 20-Hour Flow Battery 2032 | ATC | 2030 | AEP-KPCO | 0 | 0 | 0 | 0 | 0 |  | 0 | 0 | 0 | 0 | 0 | 0 | 0 | 0 | -1 | 0 | 0 |  | 0 | 0 | 0 | 0 | 0 | 0 | 0 | 0 | 0 | 0 | 0 | 0 | 0 | -1 | 0 | 0 | 0 | 0 | 0 | 0 | 0 | 0 | 0 | 0 | 0 | 0 | 0 | 0 | 0 | 0 | 0 |  |  |  |  | 0 | 0 | 0 | 0 | 0 | 0 | 0 | 0 | -3.449e-08 | 1/1/2032 | 12/31/2041 | TRUE | 20-Hour Flow Battery Storage |  | 2030 |  |  |  | REF | 0 | 0 | Real 2021 ¦ 12/22/2022 3:42:52 PM | 0 | Area 1001 20-Hour Flow Battery 2032 | 0 |  | 1 | Unit |  | PJM | 0 | 0 | 0.97 | 0 | 0 | 0 | 0 | 0 | 0 | 0 | 0 | 0
13338 | Area 1001 20-Hour Flow Battery 2033 | ATC | 2030 | AEP-KPCO | 0 | 0 | 0 | 0 | 0 |  | 0 | 0 | 0 | 0 | 0 | 0 | 0 | 0 | -1 | 0 | 0 |  | 0 | 0 | 0 | 0 | 0 | 0 | 0 | 0 | 0 | 0 | 0 | 0 | 0 | -1 | 0 | 0 | 0 | 0 | 0 | 0 | 0 | 0 | 0 | 0 | 0 | 0 | 0 | 0 | 0 | 0 | 0 |  |  |  |  | 0 | 0 | 0 | 0 | 0 | 0 | 0 | 0 | -3.449e-08 | 1/1/2033 | 12/31/2042 | TRUE | 20-Hour Flow Battery Storage |  | 2030 |  |  |  | REF | 0 | 0 | Real 2021 ¦ 12/22/2022 3:42:52 PM | 0 | Area 1001 20-Hour Flow Battery 2033 | 0 |  | 1 | Unit |  | PJM | 0 | 0 | 0.97 | 0 | 0 | 0 | 0 | 0 | 0 | 0 | 0 | 0
13339 | Area 1001 20-Hour Flow Battery 2034 | ATC | 2030 | AEP-KPCO | 0 | 0 | 0 | 0 | 0 |  | 0 | 0 | 0 | 0 | 0 | 0 | 0 | 0 | -1 | 0 | 0 |  | 0 | 0 | 0 | 0 | 0 | 0 | 0 | 0 | 0 | 0 | 0 | 0 | 0 | -1 | 0 | 0 | 0 | 0 | 0 | 0 | 0 | 0 | 0 | 0 | 0 | 0 | 0 | 0 | 0 | 0 | 0 |  |  |  |  | 0 | 0 | 0 | 0 | 0 | 0 | 0 | 0 | -3.0558e-06 | 1/1/2034 | 12/31/2043 | TRUE | 20-Hour Flow Battery Storage |  | 2030 |  |  |  | REF | 0 | 0 | Real 2021 ¦ 12/22/2022 3:42:52 PM | 0 | Area 1001 20-Hour Flow Battery 2034 | 0 |  | 1 | Unit |  | PJM | 0 | 0 | 0.97 | 0 | 0 | 0 | 0 | 0 | 0 | 0 | 0 | 0
13340 | Area 1001 20-Hour Flow Battery 2035 | ATC | 2030 | AEP-KPCO | 0 | 0 | 0 | 0 | 0 |  | 0 | 0 | 0 | 0 | 0 | 0 | 0 | 0 | -1 | 0 | 0 |  | 0 | 0 | 0 | 0 | 0 | 0 | 0 | 0 | 0 | 0 | 0 | 0 | 0 | -1 | 0 | 0 | 0 | 0 | 0 | 0 | 0 | 0 | 0 | 0 | 0 | 0 | 0 | 0 | 0 | 0 | 0 |  |  |  |  | 0 | 0 | 0 | 0 | 0 | 0 | 0 | 0 | -3.0558e-06 | 1/1/2035 | 12/31/2044 | TRUE | 20-Hour Flow Battery Storage |  | 2030 |  |  |  | REF | 0 | 0 | Real 2021 ¦ 12/22/2022 3:42:52 PM | 0 | Area 1001 20-Hour Flow Battery 2035 | 0 |  | 1 | Unit |  | PJM | 0 | 0 | 0.97 | 0 | 0 | 0 | 0 | 0 | 0 | 0 | 0 | 0
13341 | Area 1001 20-Hour Flow Battery 2036 | ATC | 2030 | AEP-KPCO | 0 | 0 | 0 | 0 | 0 |  | 0 | 0 | 0 | 0 | 0 | 0 | 0 | 0 | -1 | 0 | 0 |  | 0 | 0 | 0 | 0 | 0 | 0 | 0 | 0 | 0 | 0 | 0 | 0 | 0 | -1 | 0 | 0 | 0 | 0 | 0 | 0 | 0 | 0 | 0 | 0 | 0 | 0 | 0 | 0 | 0 | 0 | 0 |  |  |  |  | 0 | 0 | 0 | 0 | 0 | 0 | 0 | 0 | -3.0558e-06 | 1/1/2036 | 12/31/2045 | TRUE | 20-Hour Flow Battery Storage |  | 2030 |  |  |  | REF | 0 | 0 | Real 2021 ¦ 12/22/2022 3:42:52 PM | 0 | Area 1001 20-Hour Flow Battery 2036 | 0 |  | 1 | Unit |  | PJM | 0 | 0 | 0.97 | 0 | 0 | 0 | 0 | 0 | 0 | 0 | 0 | 0
13342 | Area 1001 20-Hour Flow Battery 2037 | ATC | 2030 | AEP-KPCO | 0 | 0 | 0 | 0 | 0 |  | 0 | 0 | 0 | 0 | 0 | 0 | 0 | 0 | -1 | 0 | 0 |  | 0 | 0 | 0 | 0 | 0 | 0 | 0 | 0 | 0 | 0 | 0 | 0 | 0 | -1 | 0 | 0 | 0 | 0 | 0 | 0 | 0 | 0 | 0 | 0 | 0 | 0 | 0 | 0 | 0 | 0 | 0 |  |  |  |  | 0 | 0 | 0 | 0 | 0 | 0 | 0 | 0 | -3.0558e-06 | 1/1/2037 | 12/31/2046 | TRUE | 20-Hour Flow Battery Storage |  | 2030 |  |  |  | REF | 0 | 0 | Real 2021 ¦ 12/22/2022 3:42:52 PM | 0 | Area 1001 20-Hour Flow Battery 2037 | 0 |  | 1 | Unit |  | PJM | 0 | 0 | 0.97 | 0 | 0 | 0 | 0 | 0 | 0 | 0 | 0 | 0
13343 | Area 1001 20-Hour Flow Battery 2038 | ATC | 2030 | AEP-KPCO | 0 | 0 | 0 | 0 | 0 |  | 0 | 0 | 0 | 0 | 0 | 0 | 0 | 0 | -1 | 0 | 0 |  | 0 | 0 | 0 | 0 | 0 | 0 | 0 | 0 | 0 | 0 | 0 | 0 | 0 | -1 | 0 | 0 | 0 | 0 | 0 | 0 | 0 | 0 | 0 | 0 | 0 | 0 | 0 | 0 | 0 | 0 | 0 |  |  |  |  | 0 | 0 | 0 | 0 | 0 | 0 | 0 | 0 | -3.0558e-06 | 1/1/2038 | 12/31/2047 | TRUE | 20-Hour Flow Battery Storage |  | 2030 |  |  |  | REF | 0 | 0 | Real 2021 ¦ 12/22/2022 3:42:52 PM | 0 | Area 1001 20-Hour Flow Battery 2038 | 0 |  | 1 | Unit |  | PJM | 0 | 0 | 0.97 | 0 | 0 | 0 | 0 | 0 | 0 | 0 | 0 | 0
13344 | Area 1001 20-Hour Flow Battery 2039 | ATC | 2030 | AEP-KPCO | 0 | 0 | 0 | 0 | 0 |  | 0 | 0 | 0 | 0 | 0 | 0 | 0 | 0 | -1 | 0 | 0 |  | 0 | 0 | 0 | 0 | 0 | 0 | 0 | 0 | 0 | 0 | 0 | 0 | 0 | -1 | 0 | 0 | 0 | 0 | 0 | 0 | 0 | 0 | 0 | 0 | 0 | 0 | 0 | 0 | 0 | 0 | 0 |  |  |  |  | 0 | 0 | 0 | 0 | 0 | 0 | 0 | 0 | -3.0558e-06 | 1/1/2039 | 12/31/2048 | TRUE | 20-Hour Flow Battery Storage |  | 2030 |  |  |  | REF | 0 | 0 | Real 2021 ¦ 12/22/2022 3:42:52 PM | 0 | Area 1001 20-Hour Flow Battery 2039 | 0 |  | 1 | Unit |  | PJM | 0 | 0 | 0.97 | 0 | 0 | 0 | 0 | 0 | 0 | 0 | 0 | 0
13345 | Area 1001 20-Hour Flow Battery 2040 | ATC | 2030 | AEP-KPCO | 0 | 0 | 0 | 0 | 0 |  | 0 | 0 | 0 | 0 | 0 | 0 | 0 | 0 | -1 | 0 | 0 |  | 0 | 0 | 0 | 0 | 0 | 0 | 0 | 0 | 0 | 0 | 0 | 0 | 0 | -1 | 0 | 0 | 0 | 0 | 0 | 0 | 0 | 0 | 0 | 0 | 0 | 0 | 0 | 0 | 0 | 0 | 0 |  |  |  |  | 0 | 0 | 0 | 0 | 0 | 0 | 0 | 0 | -3.0558e-06 | 1/1/2040 | 12/31/2049 | TRUE | 20-Hour Flow Battery Storage |  | 2030 |  |  |  | REF | 0 | 0 | Real 2021 ¦ 12/22/2022 3:42:52 PM | 0 | Area 1001 20-Hour Flow Battery 2040 | 0 |  | 1 | Unit |  | PJM | 0 | 0 | 0.97 | 0 | 0 | 0 | 0 | 0 | 0 | 0 | 0 | 0
13346 | Area 1001 20-Hour Flow Battery 2041 | ATC | 2030 | AEP-KPCO | 0 | 0 | 0 | 0 | 0 |  | 0 | 0 | 0 | 0 | 0 | 0 | 0 | 0 | -1 | 0 | 0 |  | 0 | 0 | 0 | 0 | 0 | 0 | 0 | 0 | 0 | 0 | 0 | 0 | 0 | -1 | 0 | 0 | 0 | 0 | 0 | 0 | 0 | 0 | 0 | 0 | 0 | 0 | 0 | 0 | 0 | 0 | 0 |  |  |  |  | 0 | 0 | 0 | 0 | 0 | 0 | 0 | 0 | -3.0558e-06 | 1/1/2041 | 12/31/2050 | TRUE | 20-Hour Flow Battery Storage |  | 2030 |  |  |  | REF | 0 | 0 | Real 2021 ¦ 12/22/2022 3:42:52 PM | 0 | Area 1001 20-Hour Flow Battery 2041 | 0 |  | 1 | Unit |  | PJM | 0 | 0 | 0.97 | 0 | 0 | 0 | 0 | 0 | 0 | 0 | 0 | 0
13347 | Area 1001 20-Hour Flow Battery 2042 | ATC | 2030 | AEP-KPCO | 0 | 0 | 0 | 0 | 0 |  | 0 | 0 | 0 | 0 | 0 | 0 | 0 | 0 | -1 | 0 | 0 |  | 0 | 0 | 0 | 0 | 0 | 0 | 0 | 0 | 0 | 0 | 0 | 0 | 0 | -1 | 0 | 0 | 0 | 0 | 0 | 0 | 0 | 0 | 0 | 0 | 0 | 0 | 0 | 0 | 0 | 0 | 0 |  |  |  |  | 0 | 0 | 0 | 0 | 0 | 0 | 0 | 0 | -3.0558e-06 | 1/1/2042 | 12/31/2051 | TRUE | 20-Hour Flow Battery Storage |  | 2030 |  |  |  | REF | 0 | 0 | Real 2021 ¦ 12/22/2022 3:42:52 PM | 0 | Area 1001 20-Hour Flow Battery 2042 | 0 |  | 1 | Unit |  | PJM | 0 | 0 | 0.97 | 0 | 0 | 0 | 0 | 0 | 0 | 0 | 0 | 0
13348 | Area 1001 20-Hour Flow Battery 2043 | ATC | 2030 | AEP-KPCO | 0 | 0 | 0 | 0 | 0 |  | 0 | 0 | 0 | 0 | 0 | 0 | 0 | 0 | -1 | 0 | 0 |  | 0 | 0 | 0 | 0 | 0 | 0 | 0 | 0 | 0 | 0 | 0 | 0 | 0 | -1 | 0 | 0 | 0 | 0 | 0 | 0 | 0 | 0 | 0 | 0 | 0 | 0 | 0 | 0 | 0 | 0 | 0 |  |  |  |  | 0 | 0 | 0 | 0 | 0 | 0 | 0 | 0 | -3.0558e-06 | 1/1/2043 | 12/31/2052 | TRUE | 20-Hour Flow Battery Storage |  | 2030 |  |  |  | REF | 0 | 0 | Real 2021 ¦ 12/22/2022 3:42:52 PM | 0 | Area 1001 20-Hour Flow Battery 2043 | 0 |  | 1 | Unit |  | PJM | 0 | 0 | 0.97 | 0 | 0 | 0 | 0 | 0 | 0 | 0 | 0 | 0
13349 | Area 1001 20-Hour Pumped Thermal 2022 | ATC | 2030 | AEP-KPCO | 50 | 50 | 0 | 0 | 0 |  | 0 | 14796.3916 | 50 | 12258.7666 | 2537.6252 | 0 | 0 | 0 | -1 | 0 | 0 |  | 0 | 0 | -1.8796 | -16465.1035 | -16465.1035 | 0 | 0 | 0 | 0 | 1344.9575 | 1344.9575 | 0 | 0 | -1 | 0 | 0 | 228 | 0 | 0.19211 | 0.19211 | 0 | 0 | 0 | 0 | 0 | -14634.4863 | 0 | 0 | 0 | 0 | 0 | -0.037592 |  |  |  | 0 | 0 | 0 | 0 | 0 | 1817 | 24424.498 | 26578.2402 | -2150.6238 | 1/1/2022 | 12/31/2099 | TRUE | 20-Hour Pumped Thermal Storage |  | 2030 |  |  |  | REF | 0 | 0 | Real 2021 ¦ 12/22/2022 3:42:52 PM | 274.8095 | Area 1001 20-Hour Pumped Thermal 2022 | 0 |  | 1 | Unit |  | PJM | 48.5 | 0 | 0.97 | 0 | 0 | 0 | 0 | 438000 | 1183.0521 | 0 | 0 | 0
13350 | Area 1001 20-Hour Pumped Thermal 2023 | ATC | 2030 | AEP-KPCO | 50 | 50 | 0 | 0 | 0 |  | 0 | 17490.8984 | 50 | 15005.5664 | 2485.3313 | 0 | 0 | 0 | -1 | 0 | 0 |  | 0 | 0 | -1.8796 | -16465.1035 | -16465.1035 | 0 | 0 | 0 | 0 | 1344.9575 | 1344.9575 | 0 | 0 | -1 | 0 | 0 | 228 | 0 | 0.20771 | 0.20771 | 0 | 0 | 0 | 0 | 0 | -17328.9922 | 0 | 0 | 0 | 0 | 0 | -0.037592 |  |  |  | 0 | 0 | 0 | 0 | 0 | 1817 | 24424.498 | 26578.2402 | -2150.6238 | 1/1/2023 | 12/31/2099 | TRUE | 20-Hour Pumped Thermal Storage |  | 2030 |  |  |  | REF | 0 | 0 | Real 2021 ¦ 12/22/2022 3:42:52 PM | 274.8095 | Area 1001 20-Hour Pumped Thermal 2023 | 0 |  | 1 | Unit |  | PJM | 48.5 | 0 | 0.97 | 0 | 0 | 0 | 0 | 438000 | 1183.0521 | 0 | 0 | 0
13351 | Area 1001 20-Hour Pumped Thermal 2024 | ATC | 2030 | AEP-KPCO | 50 | 50 | 0 | 0 | 0 |  | 0 | 15935.8457 | 50 | 13502.8086 | 2433.0376 | 0 | 0 | 0 | -1 | 0 | 0 |  | 0 | 0 | -1.7543 | -15367.3945 | -15367.3945 | 0 | 0 | 0 | 0 | 1303.5352 | 1303.5352 | 0 | 0 | -1 | 0 | 0 | 224 | 0 | 0.43286 | 0.43286 | 0 | 0 | 0 | 0 | 0 | -15752.3896 | 0 | 0 | 0 | 0 | 0 | -0.035085 |  |  |  | 0 | 0 | 0 | 0 | 0 | 1752 | 23541.5039 | 25290.7852 | -1745.9901 | 1/1/2024 | 12/31/2099 | TRUE | 20-Hour Pumped Thermal Storage |  | 2030 |  |  |  | REF | 0 | 0 | Real 2021 ¦ 12/22/2022 3:42:52 PM | 22.22 | Area 1001 20-Hour Pumped Thermal 2024 | 0 |  | 1 | Unit |  | PJM | 48.5 | 0 | 0.97 | 0 | 0 | 0 | 0 | 438000 | 1120.0786 | 0 | 0 | 0
13352 | Area 1001 20-Hour Pumped Thermal 2025 | ATC | 2030 | AEP-KPCO | 50 | 50 | 0 | 0 | 0 |  | 0 | 15110.1543 | 50 | 12729.4102 | 2380.7439 | 0 | 0 | 0 | -1 | 0 | 0 |  | 0 | 0 | -1.7533 | -15359.2295 | -15359.2295 | 0 | 0 | 0 | 0 | 1303.3694 | 1303.3694 | 0 | 0 | -1 | 0 | 0 | 224 | 0 | 0.20466 | 0.20466 | 0 | 0 | 0 | 0 | 0 | -14926.5742 | 0 | 0 | 0 | 0 | 0 | -0.035067 |  |  |  | 0 | 0 | 0 | 0 | 0 | 1753 | 23537.0039 | 25282.5508 | -1742.2579 | 1/1/2025 | 12/31/2099 | TRUE | 20-Hour Pumped Thermal Storage |  | 2030 |  |  |  | REF | 0 | 0 | Real 2021 ¦ 12/22/2022 3:42:52 PM | 19.19 | Area 1001 20-Hour Pumped Thermal 2025 | 0 |  | 1 | Unit |  | PJM | 48.5 | 0 | 0.97 | 0 | 0 | 0 | 0 | 438000 | 1119.7889 | 0 | 0 | 0
13353 | Area 1001 20-Hour Pumped Thermal 2026 | ATC | 2030 | AEP-KPCO | 50 | 50 | 0 | 0 | 0 |  | 0 | 14939.5117 | 50 | 12608.3086 | 2331.2024 | 0 | 0 | 0 | -1 | 0 | 0 |  | 0 | 0 | -1.7524 | -15350.9121 | -15350.9121 | 0 | 0 | 0 | 0 | 1303.2378 | 1303.2378 | 0 | 0 | -1 | 0 | 0 | 224 | 0 | 0.14145 | 0.14145 | 0 | 0 | 0 | 0 | 0 | -14755.7939 | 0 | 0 | 0 | 0 | 0 | -0.035048 |  |  |  | 0 | 0 | 0 | 0 | 0 | 1753 | 23533.0996 | 25274.6074 | -1738.2181 | 1/1/2026 | 12/31/2099 | TRUE | 20-Hour Pumped Thermal Storage |  | 2030 |  |  |  | REF | 0 | 0 | Real 2021 ¦ 12/22/2022 3:42:52 PM | 15.8395 | Area 1001 20-Hour Pumped Thermal 2026 | 0 |  | 1 | Unit |  | PJM | 48.5 | 0 | 0.97 | 0 | 0 | 0 | 0 | 438000 | 1119.5205 | 0 | 0 | 0
13354 | Area 1001 20-Hour Pumped Thermal 2027 | ATC | 2030 | AEP-KPCO | 50 | 50 | 0 | 0 | 0 |  | 0 | 14804.6484 | 50 | 12522.9873 | 2281.6609 | 0 | 0 | 0 | -1 | 0 | 0 |  | 0 | 0 | -1.7515 | -15343.2422 | -15343.2422 | 0 | 0 | 0 | 0 | 1303.1166 | 1303.1166 | 0 | 0 | -1 | 0 | 0 | 224 | 0 | 0.17915 | 0.17915 | 0 | 0 | 0 | 0 | 0 | -14620.8047 | 0 | 0 | 0 | 0 | 0 | -0.03503 |  |  |  | 0 | 0 | 0 | 0 | 0 | 1753 | 23529.5 | 25267.2832 | -1734.4928 | 1/1/2027 | 12/31/2099 | TRUE | 20-Hour Pumped Thermal Storage |  | 2030 |  |  |  | REF | 0 | 0 | Real 2021 ¦ 12/22/2022 3:42:52 PM | 12.75 | Area 1001 20-Hour Pumped Thermal 2027 | 0 |  | 1 | Unit |  | PJM | 48.5 | 0 | 0.97 | 0 | 0 | 0 | 0 | 438000 | 1119.2729 | 0 | 0 | 0
13355 | Area 1001 20-Hour Pumped Thermal 2028 | ATC | 2030 | AEP-KPCO | 50 | 50 | 0 | 0 | 0 |  | 0 | 14639.5098 | 50 | 12407.3906 | 2232.1194 | 0 | 0 | 0 | -1 | 0 | 0 |  | 0 | 0 | -1.7505 | -15334.6973 | -15334.6973 | 0 | 0 | 0 | 0 | 1302.9559 | 1302.9559 | 0 | 0 | -1 | 0 | 0 | 224 | 0 | 0.22113 | 0.22113 | 0 | 0 | 0 | 0 | 0 | -14455.5371 | 0 | 0 | 0 | 0 | 0 | -0.035011 |  |  |  | 0 | 0 | 0 | 0 | 0 | 1752 | 23524.8984 | 25258.7363 | -1730.5488 | 1/1/2028 | 12/31/2099 | TRUE | 20-Hour Pumped Thermal Storage |  | 2030 |  |  |  | REF | 0 | 0 | Real 2021 ¦ 12/22/2022 3:42:52 PM | 9.59 | Area 1001 20-Hour Pumped Thermal 2028 | 0 |  | 1 | Unit |  | PJM | 48.5 | 0 | 0.97 | 0 | 0 | 0 | 0 | 438000 | 1118.9833 | 0 | 0 | 0
13356 | Area 1001 20-Hour Pumped Thermal 2029 | ATC | 2030 | AEP-KPCO | 50 | 50 | 0 | 0 | 0 |  | 0 | 14543.1797 | 50 | 12357.8496 | 2185.3301 | 0 | 0 | 0 | -1 | 0 | 0 |  | 0 | 0 | -1.7494 | -15324.3496 | -15324.3496 | 0 | 0 | 0 | 0 | 1302.6895 | 1302.6895 | 0 | 0 | -1 | 0 | 0 | 225 | 0 | 0.27073 | 0.27073 | 0 | 0 | 0 | 0 | 0 | -14359.085 | 0 | 0 | 0 | 0 | 0 | -0.034987 |  |  |  | 0 | 0 | 0 | 0 | 0 | 1753 | 23517.7207 | 25247.3457 | -1726.3347 | 1/1/2029 | 12/31/2099 | TRUE | 20-Hour Pumped Thermal Storage |  | 2030 |  |  |  | REF | 0 | 0 | Real 2021 ¦ 12/22/2022 3:42:52 PM | 6.6 | Area 1001 20-Hour Pumped Thermal 2029 | 0 |  | 1 | Unit |  | PJM | 48.5 | 0 | 0.97 | 0 | 0 | 0 | 0 | 438000 | 1118.5946 | 0 | 0 | 0
13357 | Area 1001 20-Hour Pumped Thermal 2030 | ATC | 2030 | AEP-KPCO | 50 | 50 | 0 | 0 | 0 |  | 0 | 14435.8398 | 50 | 12297.2988 | 2138.541 | 0 | 0 | 0 | -1 | 0 | 0 |  | 0 | 0 | -1.7478 | -15310.9619 | -15310.9619 | 0 | 0 | 0 | 0 | 1302.1837 | 1302.1837 | 0 | 0 | -1 | 0 | 0 | 224 | 0 | 0.62174 | 0.62174 | 0 | 0 | 0 | 0 | 0 | -14251.6113 | 0 | 0 | 0 | 0 | 0 | -0.034957 |  |  |  | 0 | 0 | 0 | 0 | 0 | 1749 | 23506.498 | 25231.3496 | -1721.5612 | 1/1/2030 | 12/31/2099 | TRUE | 20-Hour Pumped Thermal Storage |  | 2030 |  |  |  | REF | 0 | 0 | Real 2021 ¦ 12/22/2022 3:42:52 PM | 3.29 | Area 1001 20-Hour Pumped Thermal 2030 | 0 |  | 1 | Unit |  | PJM | 48.5 | 0 | 0.97 | 0 | 0 | 0 | 0 | 438000 | 1117.9557 | 0 | 0 | 0
13358 | Area 1001 20-Hour Pumped Thermal 2031 | ATC | 2030 | AEP-KPCO | 0 | 0 | 0 | 0 | 0 |  | 0 | 0 | 0 | 0 | 0 | 0 | 0 | 0 | -1 | 0 | 0 |  | 0 | 0 | 0 | 0 | 0 | 0 | 0 | 0 | 0 | 0 | 0 | 0 | 0 | -1 | 0 | 0 | 0 | 0 | 0 | 0 | 0 | 0 | 0 | 0 | 0 | 0 | 0 | 0 | 0 | 0 | 0 |  |  |  |  | 0 | 0 | 0 | 0 | 0 | 0 | 0 | 0 | -3.0558e-06 | 1/1/2031 | 12/31/2099 | TRUE | 20-Hour Pumped Thermal Storage |  | 2030 |  |  |  | REF | 0 | 0 | Real 2021 ¦ 12/22/2022 3:42:52 PM | 0 | Area 1001 20-Hour Pumped Thermal 2031 | 0 |  | 1 | Unit |  | PJM | 0 | 0 | 0.97 | 0 | 0 | 0 | 0 | 0 | 0 | 0 | 0 | 0
13359 | Area 1001 20-Hour Pumped Thermal 2032 | ATC | 2030 | AEP-KPCO | 0 | 0 | 0 | 0 | 0 |  | 0 | 0 | 0 | 0 | 0 | 0 | 0 | 0 | -1 | 0 | 0 |  | 0 | 0 | 0 | 0 | 0 | 0 | 0 | 0 | 0 | 0 | 0 | 0 | 0 | -1 | 0 | 0 | 0 | 0 | 0 | 0 | 0 | 0 | 0 | 0 | 0 | 0 | 0 | 0 | 0 | 0 | 0 |  |  |  |  | 0 | 0 | 0 | 0 | 0 | 0 | 0 | 0 | -3.0558e-06 | 1/1/2032 | 12/31/2099 | TRUE | 20-Hour Pumped Thermal Storage |  | 2030 |  |  |  | REF | 0 | 0 | Real 2021 ¦ 12/22/2022 3:42:52 PM | 0 | Area 1001 20-Hour Pumped Thermal 2032 | 0 |  | 1 | Unit |  | PJM | 0 | 0 | 0.97 | 0 | 0 | 0 | 0 | 0 | 0 | 0 | 0 | 0
13360 | Area 1001 20-Hour Pumped Thermal 2033 | ATC | 2030 | AEP-KPCO | 0 | 0 | 0 | 0 | 0 |  | 0 | 0 | 0 | 0 | 0 | 0 | 0 | 0 | -1 | 0 | 0 |  | 0 | 0 | 0 | 0 | 0 | 0 | 0 | 0 | 0 | 0 | 0 | 0 | 0 | -1 | 0 | 0 | 0 | 0 | 0 | 0 | 0 | 0 | 0 | 0 | 0 | 0 | 0 | 0 | 0 | 0 | 0 |  |  |  |  | 0 | 0 | 0 | 0 | 0 | 0 | 0 | 0 | -3.0558e-06 | 1/1/2033 | 12/31/2099 | TRUE | 20-Hour Pumped Thermal Storage |  | 2030 |  |  |  | REF | 0 | 0 | Real 2021 ¦ 12/22/2022 3:42:52 PM | 0 | Area 1001 20-Hour Pumped Thermal 2033 | 0 |  | 1 | Unit |  | PJM | 0 | 0 | 0.97 | 0 | 0 | 0 | 0 | 0 | 0 | 0 | 0 | 0
13361 | Area 1001 20-Hour Pumped Thermal 2034 | ATC | 2030 | AEP-KPCO | 0 | 0 | 0 | 0 | 0 |  | 0 | 0 | 0 | 0 | 0 | 0 | 0 | 0 | -1 | 0 | 0 |  | 0 | 0 | 0 | 0 | 0 | 0 | 0 | 0 | 0 | 0 | 0 | 0 | 0 | -1 | 0 | 0 | 0 | 0 | 0 | 0 | 0 | 0 | 0 | 0 | 0 | 0 | 0 | 0 | 0 | 0 | 0 |  |  |  |  | 0 | 0 | 0 | 0 | 0 | 0 | 0 | 0 | -3.0558e-06 | 1/1/2034 | 12/31/2099 | TRUE | 20-Hour Pumped Thermal Storage |  | 2030 |  |  |  | REF | 0 | 0 | Real 2021 ¦ 12/22/2022 3:42:52 PM | 0 | Area 1001 20-Hour Pumped Thermal 2034 | 0 |  | 1 | Unit |  | PJM | 0 | 0 | 0.97 | 0 | 0 | 0 | 0 | 0 | 0 | 0 | 0 | 0
13362 | Area 1001 20-Hour Pumped Thermal 2035 | ATC | 2030 | AEP-KPCO | 0 | 0 | 0 | 0 | 0 |  | 0 | 0 | 0 | 0 | 0 | 0 | 0 | 0 | -1 | 0 | 0 |  | 0 | 0 | 0 | 0 | 0 | 0 | 0 | 0 | 0 | 0 | 0 | 0 | 0 | -1 | 0 | 0 | 0 | 0 | 0 | 0 | 0 | 0 | 0 | 0 | 0 | 0 | 0 | 0 | 0 | 0 | 0 |  |  |  |  | 0 | 0 | 0 | 0 | 0 | 0 | 0 | 0 | -3.0558e-06 | 1/1/2035 | 12/31/2099 | TRUE | 20-Hour Pumped Thermal Storage |  | 2030 |  |  |  | REF | 0 | 0 | Real 2021 ¦ 12/22/2022 3:42:52 PM | 0 | Area 1001 20-Hour Pumped Thermal 2035 | 0 |  | 1 | Unit |  | PJM | 0 | 0 | 0.97 | 0 | 0 | 0 | 0 | 0 | 0 | 0 | 0 | 0
13363 | Area 1001 20-Hour Pumped Thermal 2036 | ATC | 2030 | AEP-KPCO | 0 | 0 | 0 | 0 | 0 |  | 0 | 0 | 0 | 0 | 0 | 0 | 0 | 0 | -1 | 0 | 0 |  | 0 | 0 | 0 | 0 | 0 | 0 | 0 | 0 | 0 | 0 | 0 | 0 | 0 | -1 | 0 | 0 | 0 | 0 | 0 | 0 | 0 | 0 | 0 | 0 | 0 | 0 | 0 | 0 | 0 | 0 | 0 |  |  |  |  | 0 | 0 | 0 | 0 | 0 | 0 | 0 | 0 | -3.0558e-06 | 1/1/2036 | 12/31/2099 | TRUE | 20-Hour Pumped Thermal Storage |  | 2030 |  |  |  | REF | 0 | 0 | Real 2021 ¦ 12/22/2022 3:42:52 PM | 0 | Area 1001 20-Hour Pumped Thermal 2036 | 0 |  | 1 | Unit |  | PJM | 0 | 0 | 0.97 | 0 | 0 | 0 | 0 | 0 | 0 | 0 | 0 | 0
13364 | Area 1001 20-Hour Pumped Thermal 2037 | ATC | 2030 | AEP-KPCO | 0 | 0 | 0 | 0 | 0 |  | 0 | 0 | 0 | 0 | 0 | 0 | 0 | 0 | -1 | 0 | 0 |  | 0 | 0 | 0 | 0 | 0 | 0 | 0 | 0 | 0 | 0 | 0 | 0 | 0 | -1 | 0 | 0 | 0 | 0 | 0 | 0 | 0 | 0 | 0 | 0 | 0 | 0 | 0 | 0 | 0 | 0 | 0 |  |  |  |  | 0 | 0 | 0 | 0 | 0 | 0 | 0 | 0 | -3.0558e-06 | 1/1/2037 | 12/31/2099 | TRUE | 20-Hour Pumped Thermal Storage |  | 2030 |  |  |  | REF | 0 | 0 | Real 2021 ¦ 12/22/2022 3:42:52 PM | 0 | Area 1001 20-Hour Pumped Thermal 2037 | 0 |  | 1 | Unit |  | PJM | 0 | 0 | 0.97 | 0 | 0 | 0 | 0 | 0 | 0 | 0 | 0 | 0
13365 | Area 1001 20-Hour Pumped Thermal 2038 | ATC | 2030 | AEP-KPCO | 0 | 0 | 0 | 0 | 0 |  | 0 | 0 | 0 | 0 | 0 | 0 | 0 | 0 | -1 | 0 | 0 |  | 0 | 0 | 0 | 0 | 0 | 0 | 0 | 0 | 0 | 0 | 0 | 0 | 0 | -1 | 0 | 0 | 0 | 0 | 0 | 0 | 0 | 0 | 0 | 0 | 0 | 0 | 0 | 0 | 0 | 0 | 0 |  |  |  |  | 0 | 0 | 0 | 0 | 0 | 0 | 0 | 0 | -3.0558e-06 | 1/1/2038 | 12/31/2099 | TRUE | 20-Hour Pumped Thermal Storage |  | 2030 |  |  |  | REF | 0 | 0 | Real 2021 ¦ 12/22/2022 3:42:52 PM | 0 | Area 1001 20-Hour Pumped Thermal 2038 | 0 |  | 1 | Unit |  | PJM | 0 | 0 | 0.97 | 0 | 0 | 0 | 0 | 0 | 0 | 0 | 0 | 0
13366 | Area 1001 20-Hour Pumped Thermal 2039 | ATC | 2030 | AEP-KPCO | 0 | 0 | 0 | 0 | 0 |  | 0 | 0 | 0 | 0 | 0 | 0 | 0 | 0 | -1 | 0 | 0 |  | 0 | 0 | 0 | 0 | 0 | 0 | 0 | 0 | 0 | 0 | 0 | 0 | 0 | -1 | 0 | 0 | 0 | 0 | 0 | 0 | 0 | 0 | 0 | 0 | 0 | 0 | 0 | 0 | 0 | 0 | 0 |  |  |  |  | 0 | 0 | 0 | 0 | 0 | 0 | 0 | 0 | -3.0558e-06 | 1/1/2039 | 12/31/2099 | TRUE | 20-Hour Pumped Thermal Storage |  | 2030 |  |  |  | REF | 0 | 0 | Real 2021 ¦ 12/22/2022 3:42:52 PM | 0 | Area 1001 20-Hour Pumped Thermal 2039 | 0 |  | 1 | Unit |  | PJM | 0 | 0 | 0.97 | 0 | 0 | 0 | 0 | 0 | 0 | 0 | 0 | 0
13367 | Area 1001 20-Hour Pumped Thermal 2040 | ATC | 2030 | AEP-KPCO | 0 | 0 | 0 | 0 | 0 |  | 0 | 0 | 0 | 0 | 0 | 0 | 0 | 0 | -1 | 0 | 0 |  | 0 | 0 | 0 | 0 | 0 | 0 | 0 | 0 | 0 | 0 | 0 | 0 | 0 | -1 | 0 | 0 | 0 | 0 | 0 | 0 | 0 | 0 | 0 | 0 | 0 | 0 | 0 | 0 | 0 | 0 | 0 |  |  |  |  | 0 | 0 | 0 | 0 | 0 | 0 | 0 | 0 | -3.0558e-06 | 1/1/2040 | 12/31/2099 | TRUE | 20-Hour Pumped Thermal Storage |  | 2030 |  |  |  | REF | 0 | 0 | Real 2021 ¦ 12/22/2022 3:42:52 PM | 0 | Area 1001 20-Hour Pumped Thermal 2040 | 0 |  | 1 | Unit |  | PJM | 0 | 0 | 0.97 | 0 | 0 | 0 | 0 | 0 | 0 | 0 | 0 | 0
13368 | Area 1001 20-Hour Pumped Thermal 2041 | ATC | 2030 | AEP-KPCO | 0 | 0 | 0 | 0 | 0 |  | 0 | 0 | 0 | 0 | 0 | 0 | 0 | 0 | -1 | 0 | 0 |  | 0 | 0 | 0 | 0 | 0 | 0 | 0 | 0 | 0 | 0 | 0 | 0 | 0 | -1 | 0 | 0 | 0 | 0 | 0 | 0 | 0 | 0 | 0 | 0 | 0 | 0 | 0 | 0 | 0 | 0 | 0 |  |  |  |  | 0 | 0 | 0 | 0 | 0 | 0 | 0 | 0 | -3.0558e-06 | 1/1/2041 | 12/31/2099 | TRUE | 20-Hour Pumped Thermal Storage |  | 2030 |  |  |  | REF | 0 | 0 | Real 2021 ¦ 12/22/2022 3:42:52 PM | 0 | Area 1001 20-Hour Pumped Thermal 2041 | 0 |  | 1 | Unit |  | PJM | 0 | 0 | 0.97 | 0 | 0 | 0 | 0 | 0 | 0 | 0 | 0 | 0
13369 | Area 1001 20-Hour Pumped Thermal 2042 | ATC | 2030 | AEP-KPCO | 0 | 0 | 0 | 0 | 0 |  | 0 | 0 | 0 | 0 | 0 | 0 | 0 | 0 | -1 | 0 | 0 |  | 0 | 0 | 0 | 0 | 0 | 0 | 0 | 0 | 0 | 0 | 0 | 0 | 0 | -1 | 0 | 0 | 0 | 0 | 0 | 0 | 0 | 0 | 0 | 0 | 0 | 0 | 0 | 0 | 0 | 0 | 0 |  |  |  |  | 0 | 0 | 0 | 0 | 0 | 0 | 0 | 0 | -3.0558e-06 | 1/1/2042 | 12/31/2099 | TRUE | 20-Hour Pumped Thermal Storage |  | 2030 |  |  |  | REF | 0 | 0 | Real 2021 ¦ 12/22/2022 3:42:52 PM | 0 | Area 1001 20-Hour Pumped Thermal 2042 | 0 |  | 1 | Unit |  | PJM | 0 | 0 | 0.97 | 0 | 0 | 0 | 0 | 0 | 0 | 0 | 0 | 0
13370 | Area 1001 20-Hour Pumped Thermal 2043 | ATC | 2030 | AEP-KPCO | 0 | 0 | 0 | 0 | 0 |  | 0 | 0 | 0 | 0 | 0 | 0 | 0 | 0 | -1 | 0 | 0 |  | 0 | 0 | 0 | 0 | 0 | 0 | 0 | 0 | 0 | 0 | 0 | 0 | 0 | -1 | 0 | 0 | 0 | 0 | 0 | 0 | 0 | 0 | 0 | 0 | 0 | 0 | 0 | 0 | 0 | 0 | 0 |  |  |  |  | 0 | 0 | 0 | 0 | 0 | 0 | 0 | 0 | -3.0558e-06 | 1/1/2043 | 12/31/2099 | TRUE | 20-Hour Pumped Thermal Storage |  | 2030 |  |  |  | REF | 0 | 0 | Real 2021 ¦ 12/22/2022 3:42:52 PM | 0 | Area 1001 20-Hour Pumped Thermal 2043 | 0 |  | 1 | Unit |  | PJM | 0 | 0 | 0.97 | 0 | 0 | 0 | 0 | 0 | 0 | 0 | 0 | 0
13371 | Area 1001 20-Hour Compressed Air 2022 | ATC | 2030 | AEP-KPCO | 50 | 50 | 0 | 0 | 0 |  | 0 | 11086.2842 | 50 | 10216.5557 | 869.7284 | 0 | 0 | 0 | -1 | 0 | 0 |  | 0 | 0 | -0.97231 | -8517.4688 | -8517.4688 | 0 | 0 | 0 | 0 | 425.7154 | 425.7154 | 0 | 0 | -1 | 0 | 0 | 78 | 0 | 0.26088 | 0.26088 | 0 | 0 | 0 | 0 | 0 | -11087.9883 | 0 | 0 | 0 | 0 | 0 | -0.019446 |  |  |  | 0 | 0 | 0 | 0 | 0 | 765 | 6744.5835 | 7936.2671 | -1188.3538 | 1/1/2022 | 12/31/2099 | TRUE | 20-Hour Compressed Air Storage |  | 2030 |  |  |  | REF | 0 | 0 | Real 2021 ¦ 12/22/2022 3:42:52 PM | 276.5895 | Area 1001 20-Hour Compressed Air 2022 | 0 |  | 1 | Unit |  | PJM | 48.5 | 0 | 0.97 | 0 | 0 | 0 | 0 | 438000 | 427.4196 | 0 | 0 | 0
13372 | Area 1001 20-Hour Compressed Air 2023 | ATC | 2030 | AEP-KPCO | 50 | 50 | 0 | 0 | 0 |  | 0 | 13643.1758 | 50 | 12773.4473 | 869.7284 | 0 | 0 | 0 | -1 | 0 | 0 |  | 0 | 0 | -0.97231 | -8517.4688 | -8517.4688 | 0 | 0 | 0 | 0 | 425.7154 | 425.7154 | 0 | 0 | -1 | 0 | 0 | 78 | 0 | 0.23693 | 0.23693 | 0 | 0 | 0 | 0 | 0 | -13644.8799 | 0 | 0 | 0 | 0 | 0 | -0.019446 |  |  |  | 0 | 0 | 0 | 0 | 0 | 765 | 6744.5835 | 7936.2671 | -1188.3538 | 1/1/2023 | 12/31/2099 | TRUE | 20-Hour Compressed Air Storage |  | 2030 |  |  |  | REF | 0 | 0 | Real 2021 ¦ 12/22/2022 3:42:52 PM | 276.5895 | Area 1001 20-Hour Compressed Air 2023 | 0 |  | 1 | Unit |  | PJM | 48.5 | 0 | 0.97 | 0 | 0 | 0 | 0 | 438000 | 427.4196 | 0 | 0 | 0
13373 | Area 1001 20-Hour Compressed Air 2024 | ATC | 2030 | AEP-KPCO | 50 | 50 | 0 | 0 | 0 |  | 0 | 12611.0615 | 50 | 11741.333 | 869.7284 | 0 | 0 | 0 | -1 | 0 | 0 |  | 0 | 0 | -0.61968 | -5428.4399 | -5428.4399 | 0 | 0 | 0 | 0 | 324.4301 | 324.4301 | 0 | 0 | -1 | 0 | 0 | 64 | 0 | 0.042619 | 0.042619 | 0 | 0 | 0 | 0 | 0 | -12565.8027 | 0 | 0 | 0 | 0 | 0 | -0.012394 |  |  |  | 0 | 0 | 0 | 0 | 0 | 623 | 4726.9717 | 5280.814 | -550.5224 | 1/1/2024 | 12/31/2099 | TRUE | 20-Hour Compressed Air Storage |  | 2030 |  |  |  | REF | 0 | 0 | Real 2021 ¦ 12/22/2022 3:42:52 PM | 22.97 | Area 1001 20-Hour Compressed Air 2024 | 0 |  | 1 | Unit |  | PJM | 48.5 | 0 | 0.97 | 0 | 0 | 0 | 0 | 438000 | 279.1712 | 0 | 0 | 0
13374 | Area 1001 20-Hour Compressed Air 2025 | ATC | 2030 | AEP-KPCO | 50 | 50 | 0 | 0 | 0 |  | 0 | 12178.9492 | 50 | 11309.2207 | 869.7284 | 0 | 0 | 0 | -1 | 0 | 0 |  | 0 | 0 | -0.61521 | -5389.2021 | -5389.2021 | 0 | 0 | 0 | 0 | 322.8817 | 322.8817 | 0 | 0 | -1 | 0 | 0 | 64 | 0 | 0.051671 | 0.051671 | 0 | 0 | 0 | 0 | 0 | -12133.3193 | 0 | 0 | 0 | 0 | 0 | -0.012304 |  |  |  | 0 | 0 | 0 | 0 | 0 | 623 | 4697.5669 | 5245.1201 | -544.233 | 1/1/2025 | 12/31/2099 | TRUE | 20-Hour Compressed Air Storage |  | 2030 |  |  |  | REF | 0 | 0 | Real 2021 ¦ 12/22/2022 3:42:52 PM | 19.74 | Area 1001 20-Hour Compressed Air 2025 | 0 |  | 1 | Unit |  | PJM | 48.5 | 0 | 0.97 | 0 | 0 | 0 | 0 | 438000 | 277.252 | 0 | 0 | 0
13375 | Area 1001 20-Hour Compressed Air 2026 | ATC | 2030 | AEP-KPCO | 50 | 50 | 0 | 0 | 0 |  | 0 | 12308.3076 | 50 | 11438.5791 | 869.7284 | 0 | 0 | 0 | -1 | 0 | 0 |  | 0 | 0 | -0.61055 | -5348.4292 | -5348.4292 | 0 | 0 | 0 | 0 | 321.2806 | 321.2806 | 0 | 0 | -1 | 0 | 0 | 64 | 0 | 0.16449 | 0.16449 | 0 | 0 | 0 | 0 | 0 | -12262.293 | 0 | 0 | 0 | 0 | 0 | -0.012211 |  |  |  | 0 | 0 | 0 | 0 | 0 | 620 | 4667.1626 | 5208.1079 | -537.6249 | 1/1/2026 | 12/31/2099 | TRUE | 20-Hour Compressed Air Storage |  | 2030 |  |  |  | REF | 0 | 0 | Real 2021 ¦ 12/22/2022 3:42:52 PM | 16.3995 | Area 1001 20-Hour Compressed Air 2026 | 0 |  | 1 | Unit |  | PJM | 48.5 | 0 | 0.97 | 0 | 0 | 0 | 0 | 438000 | 275.2657 | 0 | 0 | 0
13376 | Area 1001 20-Hour Compressed Air 2027 | ATC | 2030 | AEP-KPCO | 50 | 50 | 0 | 0 | 0 |  | 0 | 12476.1982 | 50 | 11606.4697 | 869.7284 | 0 | 0 | 0 | -1 | 0 | 0 |  | 0 | 0 | -0.60622 | -5310.5161 | -5310.5161 | 0 | 0 | 0 | 0 | 319.7953 | 319.7953 | 0 | 0 | -1 | 0 | 0 | 64 | 0 | 0.10484 | 0.10484 | 0 | 0 | 0 | 0 | 0 | -12429.8145 | 0 | 0 | 0 | 0 | 0 | -0.012124 |  |  |  | 0 | 0 | 0 | 0 | 0 | 621 | 4639.0107 | 5173.7539 | -531.4233 | 1/1/2027 | 12/31/2099 | TRUE | 20-Hour Compressed Air Storage |  | 2030 |  |  |  | REF | 0 | 0 | Real 2021 ¦ 12/22/2022 3:42:52 PM | 13.18 | Area 1001 20-Hour Compressed Air 2027 | 0 |  | 1 | Unit |  | PJM | 48.5 | 0 | 0.97 | 0 | 0 | 0 | 0 | 438000 | 273.4116 | 0 | 0 | 0
13377 | Area 1001 20-Hour Compressed Air 2028 | ATC | 2030 | AEP-KPCO | 50 | 50 | 0 | 0 | 0 |  | 0 | 12613.8135 | 50 | 11744.085 | 869.7284 | 0 | 0 | 0 | -1 | 0 | 0 |  | 0 | 0 | -0.6021 | -5274.4102 | -5274.4102 | 0 | 0 | 0 | 0 | 318.3903 | 318.3903 | 0 | 0 | -1 | 0 | 0 | 64 | 0 | 0.036855 | 0.036855 | 0 | 0 | 0 | 0 | 0 | -12567.0566 | 0 | 0 | 0 | 0 | 0 | -0.012042 |  |  |  | 0 | 0 | 0 | 0 | 0 | 621 | 4612.4868 | 5141.1865 | -525.3796 | 1/1/2028 | 12/31/2099 | TRUE | 20-Hour Compressed Air Storage |  | 2030 |  |  |  | REF | 0 | 0 | Real 2021 ¦ 12/22/2022 3:42:52 PM | 9.9 | Area 1001 20-Hour Compressed Air 2028 | 0 |  | 1 | Unit |  | PJM | 48.5 | 0 | 0.97 | 0 | 0 | 0 | 0 | 438000 | 271.6334 | 0 | 0 | 0
13378 | Area 1001 20-Hour Compressed Air 2029 | ATC | 2030 | AEP-KPCO | 50 | 50 | 0 | 0 | 0 |  | 0 | 12817.4844 | 50 | 11947.7559 | 869.7284 | 0 | 0 | 0 | -1 | 0 | 0 |  | 0 | 0 | -0.59798 | -5238.2876 | -5238.2876 | 0 | 0 | 0 | 0 | 316.989 | 316.989 | 0 | 0 | -1 | 0 | 0 | 63 | 0 | 0.041247 | 0.041247 | 0 | 0 | 0 | 0 | 0 | -12770.3564 | 0 | 0 | 0 | 0 | 0 | -0.01196 |  |  |  | 0 | 0 | 0 | 0 | 0 | 620 | 4586.1743 | 5108.7202 | -519.2258 | 1/1/2029 | 12/31/2099 | TRUE | 20-Hour Compressed Air Storage |  | 2030 |  |  |  | REF | 0 | 0 | Real 2021 ¦ 12/22/2022 3:42:52 PM | 6.63 | Area 1001 20-Hour Compressed Air 2029 | 0 |  | 1 | Unit |  | PJM | 48.5 | 0 | 0.97 | 0 | 0 | 0 | 0 | 438000 | 269.8608 | 0 | 0 | 0
13379 | Area 1001 20-Hour Compressed Air 2030 | ATC | 2030 | AEP-KPCO | 50 | 50 | 0 | 0 | 0 |  | 0 | 13015.6504 | 50 | 12145.9219 | 869.7284 | 0 | 0 | 0 | -1 | 0 | 0 |  | 0 | 0 | -0.59343 | -5198.4331 | -5198.4331 | 0 | 0 | 0 | 0 | 315.3868 | 315.3868 | 0 | 0 | -1 | 0 | 0 | 63 | 0 | 0.36854 | 0.36854 | 0 | 0 | 0 | 0 | 0 | -12968.1445 | 0 | 0 | 0 | 0 | 0 | -0.011869 |  |  |  | 0 | 0 | 0 | 0 | 0 | 622 | 4556.5669 | 5072.6001 | -512.7332 | 1/1/2030 | 12/31/2099 | TRUE | 20-Hour Compressed Air Storage |  | 2030 |  |  |  | REF | 0 | 0 | Real 2021 ¦ 12/22/2022 3:42:52 PM | 3.3 | Area 1001 20-Hour Compressed Air 2030 | 0 |  | 1 | Unit |  | PJM | 48.5 | 0 | 0.97 | 0 | 0 | 0 | 0 | 438000 | 267.8813 | 0 | 0 | 0
13380 | Area 1001 20-Hour Compressed Air 2031 | ATC | 2030 | AEP-KPCO | 0 | 0 | 0 | 0 | 0 |  | 0 | 0 | 0 | 0 | 0 | 0 | 0 | 0 | -1 | 0 | 0 |  | 0 | 0 | 0 | 0 | 0 | 0 | 0 | 0 | 0 | 0 | 0 | 0 | 0 | -1 | 0 | 0 | 0 | 0 | 0 | 0 | 0 | 0 | 0 | 0 | 0 | 0 | 0 | 0 | 0 | 0 | 0 |  |  |  |  | 0 | 0 | 0 | 0 | 0 | 0 | 0 | 0 | -3.0558e-06 | 1/1/2031 | 12/31/2099 | TRUE | 20-Hour Compressed Air Storage |  | 2030 |  |  |  | REF | 0 | 0 | Real 2021 ¦ 12/22/2022 3:42:52 PM | 0 | Area 1001 20-Hour Compressed Air 2031 | 0 |  | 1 | Unit |  | PJM | 0 | 0 | 0.97 | 0 | 0 | 0 | 0 | 0 | 0 | 0 | 0 | 0
13381 | Area 1001 20-Hour Compressed Air 2032 | ATC | 2030 | AEP-KPCO | 0 | 0 | 0 | 0 | 0 |  | 0 | 0 | 0 | 0 | 0 | 0 | 0 | 0 | -1 | 0 | 0 |  | 0 | 0 | 0 | 0 | 0 | 0 | 0 | 0 | 0 | 0 | 0 | 0 | 0 | -1 | 0 | 0 | 0 | 0 | 0 | 0 | 0 | 0 | 0 | 0 | 0 | 0 | 0 | 0 | 0 | 0 | 0 |  |  |  |  | 0 | 0 | 0 | 0 | 0 | 0 | 0 | 0 | -3.0558e-06 | 1/1/2032 | 12/31/2099 | TRUE | 20-Hour Compressed Air Storage |  | 2030 |  |  |  | REF | 0 | 0 | Real 2021 ¦ 12/22/2022 3:42:52 PM | 0 | Area 1001 20-Hour Compressed Air 2032 | 0 |  | 1 | Unit |  | PJM | 0 | 0 | 0.97 | 0 | 0 | 0 | 0 | 0 | 0 | 0 | 0 | 0
13382 | Area 1001 20-Hour Compressed Air 2033 | ATC | 2030 | AEP-KPCO | 0 | 0 | 0 | 0 | 0 |  | 0 | 0 | 0 | 0 | 0 | 0 | 0 | 0 | -1 | 0 | 0 |  | 0 | 0 | 0 | 0 | 0 | 0 | 0 | 0 | 0 | 0 | 0 | 0 | 0 | -1 | 0 | 0 | 0 | 0 | 0 | 0 | 0 | 0 | 0 | 0 | 0 | 0 | 0 | 0 | 0 | 0 | 0 |  |  |  |  | 0 | 0 | 0 | 0 | 0 | 0 | 0 | 0 | -3.0558e-06 | 1/1/2033 | 12/31/2099 | TRUE | 20-Hour Compressed Air Storage |  | 2030 |  |  |  | REF | 0 | 0 | Real 2021 ¦ 12/22/2022 3:42:52 PM | 0 | Area 1001 20-Hour Compressed Air 2033 | 0 |  | 1 | Unit |  | PJM | 0 | 0 | 0.97 | 0 | 0 | 0 | 0 | 0 | 0 | 0 | 0 | 0
13383 | Area 1001 20-Hour Compressed Air 2034 | ATC | 2030 | AEP-KPCO | 0 | 0 | 0 | 0 | 0 |  | 0 | 0 | 0 | 0 | 0 | 0 | 0 | 0 | -1 | 0 | 0 |  | 0 | 0 | 0 | 0 | 0 | 0 | 0 | 0 | 0 | 0 | 0 | 0 | 0 | -1 | 0 | 0 | 0 | 0 | 0 | 0 | 0 | 0 | 0 | 0 | 0 | 0 | 0 | 0 | 0 | 0 | 0 |  |  |  |  | 0 | 0 | 0 | 0 | 0 | 0 | 0 | 0 | -3.0558e-06 | 1/1/2034 | 12/31/2099 | TRUE | 20-Hour Compressed Air Storage |  | 2030 |  |  |  | REF | 0 | 0 | Real 2021 ¦ 12/22/2022 3:42:52 PM | 0 | Area 1001 20-Hour Compressed Air 2034 | 0 |  | 1 | Unit |  | PJM | 0 | 0 | 0.97 | 0 | 0 | 0 | 0 | 0 | 0 | 0 | 0 | 0
13384 | Area 1001 20-Hour Compressed Air 2035 | ATC | 2030 | AEP-KPCO | 0 | 0 | 0 | 0 | 0 |  | 0 | 0 | 0 | 0 | 0 | 0 | 0 | 0 | -1 | 0 | 0 |  | 0 | 0 | 0 | 0 | 0 | 0 | 0 | 0 | 0 | 0 | 0 | 0 | 0 | -1 | 0 | 0 | 0 | 0 | 0 | 0 | 0 | 0 | 0 | 0 | 0 | 0 | 0 | 0 | 0 | 0 | 0 |  |  |  |  | 0 | 0 | 0 | 0 | 0 | 0 | 0 | 0 | -3.0558e-06 | 1/1/2035 | 12/31/2099 | TRUE | 20-Hour Compressed Air Storage |  | 2030 |  |  |  | REF | 0 | 0 | Real 2021 ¦ 12/22/2022 3:42:52 PM | 0 | Area 1001 20-Hour Compressed Air 2035 | 0 |  | 1 | Unit |  | PJM | 0 | 0 | 0.97 | 0 | 0 | 0 | 0 | 0 | 0 | 0 | 0 | 0
13385 | Area 1001 20-Hour Compressed Air 2036 | ATC | 2030 | AEP-KPCO | 0 | 0 | 0 | 0 | 0 |  | 0 | 0 | 0 | 0 | 0 | 0 | 0 | 0 | -1 | 0 | 0 |  | 0 | 0 | 0 | 0 | 0 | 0 | 0 | 0 | 0 | 0 | 0 | 0 | 0 | -1 | 0 | 0 | 0 | 0 | 0 | 0 | 0 | 0 | 0 | 0 | 0 | 0 | 0 | 0 | 0 | 0 | 0 |  |  |  |  | 0 | 0 | 0 | 0 | 0 | 0 | 0 | 0 | -3.0558e-06 | 1/1/2036 | 12/31/2099 | TRUE | 20-Hour Compressed Air Storage |  | 2030 |  |  |  | REF | 0 | 0 | Real 2021 ¦ 12/22/2022 3:42:52 PM | 0 | Area 1001 20-Hour Compressed Air 2036 | 0 |  | 1 | Unit |  | PJM | 0 | 0 | 0.97 | 0 | 0 | 0 | 0 | 0 | 0 | 0 | 0 | 0
13386 | Area 1001 20-Hour Compressed Air 2037 | ATC | 2030 | AEP-KPCO | 0 | 0 | 0 | 0 | 0 |  | 0 | 0 | 0 | 0 | 0 | 0 | 0 | 0 | -1 | 0 | 0 |  | 0 | 0 | 0 | 0 | 0 | 0 | 0 | 0 | 0 | 0 | 0 | 0 | 0 | -1 | 0 | 0 | 0 | 0 | 0 | 0 | 0 | 0 | 0 | 0 | 0 | 0 | 0 | 0 | 0 | 0 | 0 |  |  |  |  | 0 | 0 | 0 | 0 | 0 | 0 | 0 | 0 | -3.0558e-06 | 1/1/2037 | 12/31/2099 | TRUE | 20-Hour Compressed Air Storage |  | 2030 |  |  |  | REF | 0 | 0 | Real 2021 ¦ 12/22/2022 3:42:52 PM | 0 | Area 1001 20-Hour Compressed Air 2037 | 0 |  | 1 | Unit |  | PJM | 0 | 0 | 0.97 | 0 | 0 | 0 | 0 | 0 | 0 | 0 | 0 | 0
13387 | Area 1001 20-Hour Compressed Air 2038 | ATC | 2030 | AEP-KPCO | 0 | 0 | 0 | 0 | 0 |  | 0 | 0 | 0 | 0 | 0 | 0 | 0 | 0 | -1 | 0 | 0 |  | 0 | 0 | 0 | 0 | 0 | 0 | 0 | 0 | 0 | 0 | 0 | 0 | 0 | -1 | 0 | 0 | 0 | 0 | 0 | 0 | 0 | 0 | 0 | 0 | 0 | 0 | 0 | 0 | 0 | 0 | 0 |  |  |  |  | 0 | 0 | 0 | 0 | 0 | 0 | 0 | 0 | -3.0558e-06 | 1/1/2038 | 12/31/2099 | TRUE | 20-Hour Compressed Air Storage |  | 2030 |  |  |  | REF | 0 | 0 | Real 2021 ¦ 12/22/2022 3:42:52 PM | 0 | Area 1001 20-Hour Compressed Air 2038 | 0 |  | 1 | Unit |  | PJM | 0 | 0 | 0.97 | 0 | 0 | 0 | 0 | 0 | 0 | 0 | 0 | 0
13388 | Area 1001 20-Hour Compressed Air 2039 | ATC | 2030 | AEP-KPCO | 0 | 0 | 0 | 0 | 0 |  | 0 | 0 | 0 | 0 | 0 | 0 | 0 | 0 | -1 | 0 | 0 |  | 0 | 0 | 0 | 0 | 0 | 0 | 0 | 0 | 0 | 0 | 0 | 0 | 0 | -1 | 0 | 0 | 0 | 0 | 0 | 0 | 0 | 0 | 0 | 0 | 0 | 0 | 0 | 0 | 0 | 0 | 0 |  |  |  |  | 0 | 0 | 0 | 0 | 0 | 0 | 0 | 0 | -3.0558e-06 | 1/1/2039 | 12/31/2099 | TRUE | 20-Hour Compressed Air Storage |  | 2030 |  |  |  | REF | 0 | 0 | Real 2021 ¦ 12/22/2022 3:42:52 PM | 0 | Area 1001 20-Hour Compressed Air 2039 | 0 |  | 1 | Unit |  | PJM | 0 | 0 | 0.97 | 0 | 0 | 0 | 0 | 0 | 0 | 0 | 0 | 0
13389 | Area 1001 20-Hour Compressed Air 2040 | ATC | 2030 | AEP-KPCO | 0 | 0 | 0 | 0 | 0 |  | 0 | 0 | 0 | 0 | 0 | 0 | 0 | 0 | -1 | 0 | 0 |  | 0 | 0 | 0 | 0 | 0 | 0 | 0 | 0 | 0 | 0 | 0 | 0 | 0 | -1 | 0 | 0 | 0 | 0 | 0 | 0 | 0 | 0 | 0 | 0 | 0 | 0 | 0 | 0 | 0 | 0 | 0 |  |  |  |  | 0 | 0 | 0 | 0 | 0 | 0 | 0 | 0 | -3.0558e-06 | 1/1/2040 | 12/31/2099 | TRUE | 20-Hour Compressed Air Storage |  | 2030 |  |  |  | REF | 0 | 0 | Real 2021 ¦ 12/22/2022 3:42:52 PM | 0 | Area 1001 20-Hour Compressed Air 2040 | 0 |  | 1 | Unit |  | PJM | 0 | 0 | 0.97 | 0 | 0 | 0 | 0 | 0 | 0 | 0 | 0 | 0
13390 | Area 1001 20-Hour Compressed Air 2041 | ATC | 2030 | AEP-KPCO | 0 | 0 | 0 | 0 | 0 |  | 0 | 0 | 0 | 0 | 0 | 0 | 0 | 0 | -1 | 0 | 0 |  | 0 | 0 | 0 | 0 | 0 | 0 | 0 | 0 | 0 | 0 | 0 | 0 | 0 | -1 | 0 | 0 | 0 | 0 | 0 | 0 | 0 | 0 | 0 | 0 | 0 | 0 | 0 | 0 | 0 | 0 | 0 |  |  |  |  | 0 | 0 | 0 | 0 | 0 | 0 | 0 | 0 | -3.0558e-06 | 1/1/2041 | 12/31/2099 | TRUE | 20-Hour Compressed Air Storage |  | 2030 |  |  |  | REF | 0 | 0 | Real 2021 ¦ 12/22/2022 3:42:52 PM | 0 | Area 1001 20-Hour Compressed Air 2041 | 0 |  | 1 | Unit |  | PJM | 0 | 0 | 0.97 | 0 | 0 | 0 | 0 | 0 | 0 | 0 | 0 | 0
13391 | Area 1001 20-Hour Compressed Air 2042 | ATC | 2030 | AEP-KPCO | 0 | 0 | 0 | 0 | 0 |  | 0 | 0 | 0 | 0 | 0 | 0 | 0 | 0 | -1 | 0 | 0 |  | 0 | 0 | 0 | 0 | 0 | 0 | 0 | 0 | 0 | 0 | 0 | 0 | 0 | -1 | 0 | 0 | 0 | 0 | 0 | 0 | 0 | 0 | 0 | 0 | 0 | 0 | 0 | 0 | 0 | 0 | 0 |  |  |  |  | 0 | 0 | 0 | 0 | 0 | 0 | 0 | 0 | -3.0558e-06 | 1/1/2042 | 12/31/2099 | TRUE | 20-Hour Compressed Air Storage |  | 2030 |  |  |  | REF | 0 | 0 | Real 2021 ¦ 12/22/2022 3:42:52 PM | 0 | Area 1001 20-Hour Compressed Air 2042 | 0 |  | 1 | Unit |  | PJM | 0 | 0 | 0.97 | 0 | 0 | 0 | 0 | 0 | 0 | 0 | 0 | 0
13392 | Area 1001 20-Hour Compressed Air 2043 | ATC | 2030 | AEP-KPCO | 0 | 0 | 0 | 0 | 0 |  | 0 | 0 | 0 | 0 | 0 | 0 | 0 | 0 | -1 | 0 | 0 |  | 0 | 0 | 0 | 0 | 0 | 0 | 0 | 0 | 0 | 0 | 0 | 0 | 0 | -1 | 0 | 0 | 0 | 0 | 0 | 0 | 0 | 0 | 0 | 0 | 0 | 0 | 0 | 0 | 0 | 0 | 0 |  |  |  |  | 0 | 0 | 0 | 0 | 0 | 0 | 0 | 0 | -3.0558e-06 | 1/1/2043 | 12/31/2099 | TRUE | 20-Hour Compressed Air Storage |  | 2030 |  |  |  | REF | 0 | 0 | Real 2021 ¦ 12/22/2022 3:42:52 PM | 0 | Area 1001 20-Hour Compressed Air 2043 | 0 |  | 1 | Unit |  | PJM | 0 | 0 | 0.97 | 0 | 0 | 0 | 0 | 0 | 0 | 0 | 0 | 0
13393 | Area 1001 Hydrogen electrolyzer + Hydrogen gas CT 2023 | ATC | 2030 | AEP-KPCO | 240 | 240 | 0 | 0 | 0 |  | 0 | 131238.7031 | 240 | 118225.8125 | 13012.8975 | 0 | 0 | 0 | -1 | 0 | 0 |  | 0 | 0 | -0.70653 | -6189.2065 | -6189.2065 | 0 | 0 | 0 | 0 | 132.7381 | 132.7381 | 0 | 0 | -1 | 0 | 0 | 15 | 0 | 0.17939 | 0.17939 | 0 | 0 | 0 | 0 | 0 | -131327.7344 | 0 | 0 | 0 | 0 | 0 | -0.0029439 |  |  |  | 0 | 0 | 0 | 0 | 0 | 437 | 1979.4633 | 2450.6008 | -467.7202 | 1/1/2023 | 12/31/2099 | TRUE | 10-Hour H2 Electrolyzer |  | 2030 |  |  |  | REF | 0 | 0 | Real 2021 ¦ 12/22/2022 3:42:52 PM | 152.5151 | Area 1001 Hydrogen electrolyzer + Hydrogen gas CT 2023 | 0 |  | 1 | Unit |  | PJM | 232.8 | 0 | 0.97 | 0 | 0 | 0 | 0 | 2102400 | 221.7617 | 0 | 0 | 0
13394 | Area 1001 Hydrogen electrolyzer + Hydrogen gas CT 2024 | ATC | 2030 | AEP-KPCO | 240 | 240 | 0 | 0 | 0 |  | 0 | 115345.7969 | 240 | 102359.3203 | 12986.4756 | 0 | 0 | 0 | -1 | 0 | 0 |  | 0 | 0 | -0.16511 | -1446.3253 | -1446.3253 | 0 | 0 | 0 | 0 | 50.5324 | 50.5324 | 0 | 0 | -1 | 0 | 0 | 15 | 0 | 0.043399 | 0.043399 | 0 | 0 | 0 | 0 | 0 | -115347.4375 | 0 | 0 | 0 | 0 | 0 | -0.00068794 |  |  |  | 0 | 0 | 0 | 0 | 0 | 377 | 497.6969 | 583.2067 | -81.9443 | 1/1/2024 | 12/31/2099 | TRUE | 10-Hour H2 Electrolyzer |  | 2030 |  |  |  | REF | 0 | 0 | Real 2021 ¦ 12/22/2022 3:42:52 PM | 14.094 | Area 1001 Hydrogen electrolyzer + Hydrogen gas CT 2024 | 0 |  | 1 | Unit |  | PJM | 232.8 | 0 | 0.97 | 0 | 0 | 0 | 0 | 2102400 | 52.1745 | 0 | 0 | 0
13395 | Area 1001 Hydrogen electrolyzer + Hydrogen gas CT 2025 | ATC | 2030 | AEP-KPCO | 240 | 240 | 0 | 0 | 0 |  | 0 | 108291.0938 | 240 | 95317.8281 | 12973.2646 | 0 | 0 | 0 | -1 | 0 | 0 |  | 0 | 0 | -0.16511 | -1446.3253 | -1446.3253 | 0 | 0 | 0 | 0 | 50.5324 | 50.5324 | 0 | 0 | -1 | 0 | 0 | 15 | 0 | 0.043689 | 0.043689 | 0 | 0 | 0 | 0 | 0 | -108292.7344 | 0 | 0 | 0 | 0 | 0 | -0.00068794 |  |  |  | 0 | 0 | 0 | 0 | 0 | 377 | 497.6969 | 583.2067 | -81.9443 | 1/1/2025 | 12/31/2099 | TRUE | 10-Hour H2 Electrolyzer |  | 2030 |  |  |  | REF | 0 | 0 | Real 2021 ¦ 12/22/2022 3:42:52 PM | 14.094 | Area 1001 Hydrogen electrolyzer + Hydrogen gas CT 2025 | 0 |  | 1 | Unit |  | PJM | 232.8 | 0 | 0.97 | 0 | 0 | 0 | 0 | 2102400 | 52.1745 | 0 | 0 | 0
13396 | Area 1001 Hydrogen electrolyzer + Hydrogen gas CT 2026 | ATC | 2030 | AEP-KPCO | 240 | 240 | 0 | 0 | 0 |  | 0 | 106481.1719 | 240 | 93534.3281 | 12946.8428 | 0 | 0 | 0 | -1 | 0 | 0 |  | 0 | 0 | -0.16511 | -1446.3253 | -1446.3253 | 0 | 0 | 0 | 0 | 50.5324 | 50.5324 | 0 | 0 | -1 | 0 | 0 | 15 | 0 | 0.090069 | 0.090069 | 0 | 0 | 0 | 0 | 0 | -106482.8203 | 0 | 0 | 0 | 0 | 0 | -0.00068794 |  |  |  | 0 | 0 | 0 | 0 | 0 | 377 | 497.6969 | 583.2067 | -81.9443 | 1/1/2026 | 12/31/2099 | TRUE | 10-Hour H2 Electrolyzer |  | 2030 |  |  |  | REF | 0 | 0 | Real 2021 ¦ 12/22/2022 3:42:52 PM | 14.094 | Area 1001 Hydrogen electrolyzer + Hydrogen gas CT 2026 | 0 |  | 1 | Unit |  | PJM | 232.8 | 0 | 0.97 | 0 | 0 | 0 | 0 | 2102400 | 52.1745 | 0 | 0 | 0
13397 | Area 1001 Hydrogen electrolyzer + Hydrogen gas CT 2027 | ATC | 2030 | AEP-KPCO | 240 | 240 | 0 | 0 | 0 |  | 0 | 104895.8438 | 240 | 91975.4297 | 12920.4209 | 0 | 0 | 0 | -1 | 0 | 0 |  | 0 | 0 | -0.16518 | -1446.991 | -1446.991 | 0 | 0 | 0 | 0 | 50.5455 | 50.5455 | 0 | 0 | -1 | 0 | 0 | 15 | 0 | 0.040351 | 0.040351 | 0 | 0 | 0 | 0 | 0 | -104897.5 | 0 | 0 | 0 | 0 | 0 | -0.00068826 |  |  |  | 0 | 0 | 0 | 0 | 0 | 376 | 497.9246 | 583.4747 | -81.9947 | 1/1/2027 | 12/31/2099 | TRUE | 10-Hour H2 Electrolyzer |  | 2030 |  |  |  | REF | 0 | 0 | Real 2021 ¦ 12/22/2022 3:42:52 PM | 14.1222 | Area 1001 Hydrogen electrolyzer + Hydrogen gas CT 2027 | 0 |  | 1 | Unit |  | PJM | 232.8 | 0 | 0.97 | 0 | 0 | 0 | 0 | 2102400 | 52.1981 | 0 | 0 | 0
13398 | Area 1001 Hydrogen electrolyzer + Hydrogen gas CT 2028 | ATC | 2030 | AEP-KPCO | 240 | 240 | 0 | 0 | 0 |  | 0 | 103521.8984 | 240 | 90614.6875 | 12907.209 | 0 | 0 | 0 | -1 | 0 | 0 |  | 0 | 0 | -0.14947 | -1309.3795 | -1309.3795 | 0 | 0 | 0 | 0 | 48.4 | 48.4 | 0 | 0 | -1 | 0 | 0 | 15 | 0 | 0.025686 | 0.025686 | 0 | 0 | 0 | 0 | 0 | -103521.4531 | 0 | 0 | 0 | 0 | 0 | -0.0006228 |  |  |  | 0 | 0 | 0 | 0 | 0 | 376 | 459.2555 | 530.5905 | -67.7692 | 1/1/2028 | 12/31/2099 | TRUE | 10-Hour H2 Electrolyzer |  | 2030 |  |  |  | REF | 0 | 0 | Real 2021 ¦ 12/22/2022 3:42:52 PM | 10.511 | Area 1001 Hydrogen electrolyzer + Hydrogen gas CT 2028 | 0 |  | 1 | Unit |  | PJM | 232.8 | 0 | 0.97 | 0 | 0 | 0 | 0 | 2102400 | 47.9581 | 0 | 0 | 0
13399 | Area 1001 Hydrogen electrolyzer + Hydrogen gas CT 2029 | ATC | 2030 | AEP-KPCO | 240 | 240 | 0 | 0 | 0 |  | 0 | 102570.7031 | 240 | 89689.9141 | 12880.7871 | 0 | 0 | 0 | -1 | 0 | 0 |  | 0 | 0 | -0.13417 | -1175.3669 | -1175.3669 | 0 | 0 | 0 | 0 | 46.3093 | 46.3093 | 0 | 0 | -1 | 0 | 0 | 15 | 0 | 0.027062 | 0.027062 | 0 | 0 | 0 | 0 | 0 | -102568.2266 | 0 | 0 | 0 | 0 | 0 | -0.00055906 |  |  |  | 0 | 0 | 0 | 0 | 0 | 380 | 421.5764 | 479.083 | -53.9011 | 1/1/2029 | 12/31/2099 | TRUE | 10-Hour H2 Electrolyzer |  | 2030 |  |  |  | REF | 0 | 0 | Real 2021 ¦ 12/22/2022 3:42:52 PM | 7.0085 | Area 1001 Hydrogen electrolyzer + Hydrogen gas CT 2029 | 0 |  | 1 | Unit |  | PJM | 232.8 | 0 | 0.97 | 0 | 0 | 0 | 0 | 2102400 | 43.8339 | 0 | 0 | 0
13400 | Area 1001 Hydrogen electrolyzer + Hydrogen gas CT 2030 | ATC | 2030 | AEP-KPCO | 240 | 240 | 0 | 0 | 0 |  | 0 | 101711.9844 | 240 | 88857.6172 | 12854.3652 | 0 | 0 | 0 | -1 | 0 | 0 |  | 0 | 0 | -0.11829 | -1036.2415 | -1036.2415 | 0 | 0 | 0 | 0 | 44.1712 | 44.1712 | 0 | 0 | -1 | 0 | 0 | 14 | 0 | 0.052663 | 0.052663 | 0 | 0 | 0 | 0 | 0 | -101707.3594 | 0 | 0 | 0 | 0 | 0 | -0.00049289 |  |  |  | 0 | 0 | 0 | 0 | 0 | 356 | 382.9962 | 425.7713 | -39.4019 | 1/1/2030 | 12/31/2099 | TRUE | 10-Hour H2 Electrolyzer |  | 2030 |  |  |  | REF | 0 | 0 | Real 2021 ¦ 12/22/2022 3:42:52 PM | 3.3731 | Area 1001 Hydrogen electrolyzer + Hydrogen gas CT 2030 | 0 |  | 1 | Unit |  | PJM | 232.8 | 0 | 0.97 | 0 | 0 | 0 | 0 | 2102400 | 39.5516 | 0 | 0 | 0
13401 | Area 1001 Hydrogen electrolyzer + Hydrogen gas CT 2031 | ATC | 2030 | AEP-KPCO | 0 | 0 | 0 | 0 | 0 |  | 0 | 0 | 0 | 0 | 0 | 0 | 0 | 0 | -1 | 0 | 0 |  | 0 | 0 | 0 | 0 | 0 | 0 | 0 | 0 | 0 | 0 | 0 | 0 | 0 | -1 | 0 | 0 | 0 | 0 | 0 | 0 | 0 | 0 | 0 | 0 | 0 | 0 | 0 | 0 | 0 | 0 | 0 |  |  |  |  | 0 | 0 | 0 | 0 | 0 | 0 | 0 | 0 | -1.5279e-06 | 1/1/2031 | 12/31/2099 | TRUE | 10-Hour H2 Electrolyzer |  | 2030 |  |  |  | REF | 0 | 0 | Real 2021 ¦ 12/22/2022 3:42:52 PM | 0 | Area 1001 Hydrogen electrolyzer + Hydrogen gas CT 2031 | 0 |  | 1 | Unit |  | PJM | 0 | 0 | 0.97 | 0 | 0 | 0 | 0 | 0 | 0 | 0 | 0 | 0
13402 | Area 1001 Hydrogen electrolyzer + Hydrogen gas CT 2032 | ATC | 2030 | AEP-KPCO | 0 | 0 | 0 | 0 | 0 |  | 0 | 0 | 0 | 0 | 0 | 0 | 0 | 0 | -1 | 0 | 0 |  | 0 | 0 | 0 | 0 | 0 | 0 | 0 | 0 | 0 | 0 | 0 | 0 | 0 | -1 | 0 | 0 | 0 | 0 | 0 | 0 | 0 | 0 | 0 | 0 | 0 | 0 | 0 | 0 | 0 | 0 | 0 |  |  |  |  | 0 | 0 | 0 | 0 | 0 | 0 | 0 | 0 | -1.5279e-06 | 1/1/2032 | 12/31/2099 | TRUE | 10-Hour H2 Electrolyzer |  | 2030 |  |  |  | REF | 0 | 0 | Real 2021 ¦ 12/22/2022 3:42:52 PM | 0 | Area 1001 Hydrogen electrolyzer + Hydrogen gas CT 2032 | 0 |  | 1 | Unit |  | PJM | 0 | 0 | 0.97 | 0 | 0 | 0 | 0 | 0 | 0 | 0 | 0 | 0
13403 | Area 1001 Hydrogen electrolyzer + Hydrogen gas CT 2033 | ATC | 2030 | AEP-KPCO | 0 | 0 | 0 | 0 | 0 |  | 0 | 0 | 0 | 0 | 0 | 0 | 0 | 0 | -1 | 0 | 0 |  | 0 | 0 | 0 | 0 | 0 | 0 | 0 | 0 | 0 | 0 | 0 | 0 | 0 | -1 | 0 | 0 | 0 | 0 | 0 | 0 | 0 | 0 | 0 | 0 | 0 | 0 | 0 | 0 | 0 | 0 | 0 |  |  |  |  | 0 | 0 | 0 | 0 | 0 | 0 | 0 | 0 | -1.5279e-06 | 1/1/2033 | 12/31/2099 | TRUE | 10-Hour H2 Electrolyzer |  | 2030 |  |  |  | REF | 0 | 0 | Real 2021 ¦ 12/22/2022 3:42:52 PM | 0 | Area 1001 Hydrogen electrolyzer + Hydrogen gas CT 2033 | 0 |  | 1 | Unit |  | PJM | 0 | 0 | 0.97 | 0 | 0 | 0 | 0 | 0 | 0 | 0 | 0 | 0
13404 | Area 1001 Hydrogen electrolyzer + Hydrogen gas CT 2034 | ATC | 2030 | AEP-KPCO | 0 | 0 | 0 | 0 | 0 |  | 0 | 0 | 0 | 0 | 0 | 0 | 0 | 0 | -1 | 0 | 0 |  | 0 | 0 | 0 | 0 | 0 | 0 | 0 | 0 | 0 | 0 | 0 | 0 | 0 | -1 | 0 | 0 | 0 | 0 | 0 | 0 | 0 | 0 | 0 | 0 | 0 | 0 | 0 | 0 | 0 | 0 | 0 |  |  |  |  | 0 | 0 | 0 | 0 | 0 | 0 | 0 | 0 | -1.5279e-06 | 1/1/2034 | 12/31/2099 | TRUE | 10-Hour H2 Electrolyzer |  | 2030 |  |  |  | REF | 0 | 0 | Real 2021 ¦ 12/22/2022 3:42:52 PM | 0 | Area 1001 Hydrogen electrolyzer + Hydrogen gas CT 2034 | 0 |  | 1 | Unit |  | PJM | 0 | 0 | 0.97 | 0 | 0 | 0 | 0 | 0 | 0 | 0 | 0 | 0
13405 | Area 1001 Hydrogen electrolyzer + Hydrogen gas CT 2035 | ATC | 2030 | AEP-KPCO | 0 | 0 | 0 | 0 | 0 |  | 0 | 0 | 0 | 0 | 0 | 0 | 0 | 0 | -1 | 0 | 0 |  | 0 | 0 | 0 | 0 | 0 | 0 | 0 | 0 | 0 | 0 | 0 | 0 | 0 | -1 | 0 | 0 | 0 | 0 | 0 | 0 | 0 | 0 | 0 | 0 | 0 | 0 | 0 | 0 | 0 | 0 | 0 |  |  |  |  | 0 | 0 | 0 | 0 | 0 | 0 | 0 | 0 | -1.5279e-06 | 1/1/2035 | 12/31/2099 | TRUE | 10-Hour H2 Electrolyzer |  | 2030 |  |  |  | REF | 0 | 0 | Real 2021 ¦ 12/22/2022 3:42:52 PM | 0 | Area 1001 Hydrogen electrolyzer + Hydrogen gas CT 2035 | 0 |  | 1 | Unit |  | PJM | 0 | 0 | 0.97 | 0 | 0 | 0 | 0 | 0 | 0 | 0 | 0 | 0
13406 | Area 1001 Hydrogen electrolyzer + Hydrogen gas CT 2036 | ATC | 2030 | AEP-KPCO | 0 | 0 | 0 | 0 | 0 |  | 0 | 0 | 0 | 0 | 0 | 0 | 0 | 0 | -1 | 0 | 0 |  | 0 | 0 | 0 | 0 | 0 | 0 | 0 | 0 | 0 | 0 | 0 | 0 | 0 | -1 | 0 | 0 | 0 | 0 | 0 | 0 | 0 | 0 | 0 | 0 | 0 | 0 | 0 | 0 | 0 | 0 | 0 |  |  |  |  | 0 | 0 | 0 | 0 | 0 | 0 | 0 | 0 | -1.5279e-06 | 1/1/2036 | 12/31/2099 | TRUE | 10-Hour H2 Electrolyzer |  | 2030 |  |  |  | REF | 0 | 0 | Real 2021 ¦ 12/22/2022 3:42:52 PM | 0 | Area 1001 Hydrogen electrolyzer + Hydrogen gas CT 2036 | 0 |  | 1 | Unit |  | PJM | 0 | 0 | 0.97 | 0 | 0 | 0 | 0 | 0 | 0 | 0 | 0 | 0
13407 | Area 1001 Hydrogen electrolyzer + Hydrogen gas CT 2037 | ATC | 2030 | AEP-KPCO | 0 | 0 | 0 | 0 | 0 |  | 0 | 0 | 0 | 0 | 0 | 0 | 0 | 0 | -1 | 0 | 0 |  | 0 | 0 | 0 | 0 | 0 | 0 | 0 | 0 | 0 | 0 | 0 | 0 | 0 | -1 | 0 | 0 | 0 | 0 | 0 | 0 | 0 | 0 | 0 | 0 | 0 | 0 | 0 | 0 | 0 | 0 | 0 |  |  |  |  | 0 | 0 | 0 | 0 | 0 | 0 | 0 | 0 | -1.5279e-06 | 1/1/2037 | 12/31/2099 | TRUE | 10-Hour H2 Electrolyzer |  | 2030 |  |  |  | REF | 0 | 0 | Real 2021 ¦ 12/22/2022 3:42:52 PM | 0 | Area 1001 Hydrogen electrolyzer + Hydrogen gas CT 2037 | 0 |  | 1 | Unit |  | PJM | 0 | 0 | 0.97 | 0 | 0 | 0 | 0 | 0 | 0 | 0 | 0 | 0
13408 | Area 1001 Hydrogen electrolyzer + Hydrogen gas CT 2038 | ATC | 2030 | AEP-KPCO | 0 | 0 | 0 | 0 | 0 |  | 0 | 0 | 0 | 0 | 0 | 0 | 0 | 0 | -1 | 0 | 0 |  | 0 | 0 | 0 | 0 | 0 | 0 | 0 | 0 | 0 | 0 | 0 | 0 | 0 | -1 | 0 | 0 | 0 | 0 | 0 | 0 | 0 | 0 | 0 | 0 | 0 | 0 | 0 | 0 | 0 | 0 | 0 |  |  |  |  | 0 | 0 | 0 | 0 | 0 | 0 | 0 | 0 | -1.5279e-06 | 1/1/2038 | 12/31/2099 | TRUE | 10-Hour H2 Electrolyzer |  | 2030 |  |  |  | REF | 0 | 0 | Real 2021 ¦ 12/22/2022 3:42:52 PM | 0 | Area 1001 Hydrogen electrolyzer + Hydrogen gas CT 2038 | 0 |  | 1 | Unit |  | PJM | 0 | 0 | 0.97 | 0 | 0 | 0 | 0 | 0 | 0 | 0 | 0 | 0
13409 | Area 1001 Hydrogen electrolyzer + Hydrogen gas CT 2039 | ATC | 2030 | AEP-KPCO | 0 | 0 | 0 | 0 | 0 |  | 0 | 0 | 0 | 0 | 0 | 0 | 0 | 0 | -1 | 0 | 0 |  | 0 | 0 | 0 | 0 | 0 | 0 | 0 | 0 | 0 | 0 | 0 | 0 | 0 | -1 | 0 | 0 | 0 | 0 | 0 | 0 | 0 | 0 | 0 | 0 | 0 | 0 | 0 | 0 | 0 | 0 | 0 |  |  |  |  | 0 | 0 | 0 | 0 | 0 | 0 | 0 | 0 | -1.5279e-06 | 1/1/2039 | 12/31/2099 | TRUE | 10-Hour H2 Electrolyzer |  | 2030 |  |  |  | REF | 0 | 0 | Real 2021 ¦ 12/22/2022 3:42:52 PM | 0 | Area 1001 Hydrogen electrolyzer + Hydrogen gas CT 2039 | 0 |  | 1 | Unit |  | PJM | 0 | 0 | 0.97 | 0 | 0 | 0 | 0 | 0 | 0 | 0 | 0 | 0
13410 | Area 1001 Hydrogen electrolyzer + Hydrogen gas CT 2040 | ATC | 2030 | AEP-KPCO | 0 | 0 | 0 | 0 | 0 |  | 0 | 0 | 0 | 0 | 0 | 0 | 0 | 0 | -1 | 0 | 0 |  | 0 | 0 | 0 | 0 | 0 | 0 | 0 | 0 | 0 | 0 | 0 | 0 | 0 | -1 | 0 | 0 | 0 | 0 | 0 | 0 | 0 | 0 | 0 | 0 | 0 | 0 | 0 | 0 | 0 | 0 | 0 |  |  |  |  | 0 | 0 | 0 | 0 | 0 | 0 | 0 | 0 | -1.5279e-06 | 1/1/2040 | 12/31/2099 | TRUE | 10-Hour H2 Electrolyzer |  | 2030 |  |  |  | REF | 0 | 0 | Real 2021 ¦ 12/22/2022 3:42:52 PM | 0 | Area 1001 Hydrogen electrolyzer + Hydrogen gas CT 2040 | 0 |  | 1 | Unit |  | PJM | 0 | 0 | 0.97 | 0 | 0 | 0 | 0 | 0 | 0 | 0 | 0 | 0
13411 | Area 1001 Hydrogen electrolyzer + Hydrogen gas CT 2041 | ATC | 2030 | AEP-KPCO | 0 | 0 | 0 | 0 | 0 |  | 0 | 0 | 0 | 0 | 0 | 0 | 0 | 0 | -1 | 0 | 0 |  | 0 | 0 | 0 | 0 | 0 | 0 | 0 | 0 | 0 | 0 | 0 | 0 | 0 | -1 | 0 | 0 | 0 | 0 | 0 | 0 | 0 | 0 | 0 | 0 | 0 | 0 | 0 | 0 | 0 | 0 | 0 |  |  |  |  | 0 | 0 | 0 | 0 | 0 | 0 | 0 | 0 | -1.5279e-06 | 1/1/2041 | 12/31/2099 | TRUE | 10-Hour H2 Electrolyzer |  | 2030 |  |  |  | REF | 0 | 0 | Real 2021 ¦ 12/22/2022 3:42:52 PM | 0 | Area 1001 Hydrogen electrolyzer + Hydrogen gas CT 2041 | 0 |  | 1 | Unit |  | PJM | 0 | 0 | 0.97 | 0 | 0 | 0 | 0 | 0 | 0 | 0 | 0 | 0
13412 | Area 1001 Hydrogen electrolyzer + Hydrogen gas CT 2042 | ATC | 2030 | AEP-KPCO | 0 | 0 | 0 | 0 | 0 |  | 0 | 0 | 0 | 0 | 0 | 0 | 0 | 0 | -1 | 0 | 0 |  | 0 | 0 | 0 | 0 | 0 | 0 | 0 | 0 | 0 | 0 | 0 | 0 | 0 | -1 | 0 | 0 | 0 | 0 | 0 | 0 | 0 | 0 | 0 | 0 | 0 | 0 | 0 | 0 | 0 | 0 | 0 |  |  |  |  | 0 | 0 | 0 | 0 | 0 | 0 | 0 | 0 | -1.5279e-06 | 1/1/2042 | 12/31/2099 | TRUE | 10-Hour H2 Electrolyzer |  | 2030 |  |  |  | REF | 0 | 0 | Real 2021 ¦ 12/22/2022 3:42:52 PM | 0 | Area 1001 Hydrogen electrolyzer + Hydrogen gas CT 2042 | 0 |  | 1 | Unit |  | PJM | 0 | 0 | 0.97 | 0 | 0 | 0 | 0 | 0 | 0 | 0 | 0 | 0
13413 | Area 1001 Hydrogen electrolyzer + Hydrogen gas CT 2043 | ATC | 2030 | AEP-KPCO | 0 | 0 | 0 | 0 | 0 |  | 0 | 0 | 0 | 0 | 0 | 0 | 0 | 0 | -1 | 0 | 0 |  | 0 | 0 | 0 | 0 | 0 | 0 | 0 | 0 | 0 | 0 | 0 | 0 | 0 | -1 | 0 | 0 | 0 | 0 | 0 | 0 | 0 | 0 | 0 | 0 | 0 | 0 | 0 | 0 | 0 | 0 | 0 |  |  |  |  | 0 | 0 | 0 | 0 | 0 | 0 | 0 | 0 | -1.5279e-06 | 1/1/2043 | 12/31/2099 | TRUE | 10-Hour H2 Electrolyzer |  | 2030 |  |  |  | REF | 0 | 0 | Real 2021 ¦ 12/22/2022 3:42:52 PM | 0 | Area 1001 Hydrogen electrolyzer + Hydrogen gas CT 2043 | 0 |  | 1 | Unit |  | PJM | 0 | 0 | 0.97 | 0 | 0 | 0 | 0 | 0 | 0 | 0 | 0 | 0
13414 | Area 1001 Test Paired Solar | ATC | 2030 | AEP-KPCO | 22.8336 | 100 | 0 | 0 | 0 | 0 | 0 | 19045.9512 | 100 | 17559.7051 | 1486.2446 | 0 | 0 | 0 | -1 | 0 | 0 | 0 | 0 | 0 | 22.8336 | 200022.6875 | 200022.6875 | 0 | 0.011416 | 0 | 0 | 7227.104 | 7227.104 | 0 | 0 | -1 | 0 | 0 | 365 | 0 | 0 | 0 | 0 | 0 | 0 | 0 | 0 | -11818.8467 | 0 | 0 | 0 | 0 | 0 | 0.22834 | 36.1314 | 95.2189 | -59.0875 | 0 | 77.1664 | 0 | 0 | 0 | 4383 | 200022.6875 | 0 | 0 | 1/1/2023 | 12/31/2099 | TRUE | Solar |  | 2030 |  |  |  | REF | 0 | 0 | Real 2021 ¦ 12/22/2022 3:42:52 PM | 0 | Area 1001 Test Paired Solar | 0 |  | 1 | Unit |  | PJM | 5 | 0 | 0.23099 | 0 | 0 | 0 | 0 | 200022.6875 | 0 | 0 | 0 | 0
13415 | Area 1001 Test Paired Storage | ATC | 2030 | AEP-KPCO | 50 | 50 | 0 | 0 | 0 |  | 0 | 10673.4385 | 50 | 9498.2041 | 1175.2343 | 0 | 0 | 0 | -1 | 0 | 0 |  | 0 | 0 | -1.3485 | -11812.7471 | -11812.7471 | 0 | 0 | 0 | 0 | 2784.7134 | 2784.7134 | 0 | 0 | -1 | 0 | 0 | 598 | 0 | 0.1947 | 0.1947 | 0 | 0 | 0 | 0 | 0 | -10173.6934 | 0 | 0 | 0 | 0 | 0 | -0.02697 |  |  |  | 0 | 0 | 0 | 0 | 0 | 5182 | 57671 | 59061.1836 | -1387.6669 | 1/1/2023 | 12/31/2099 | TRUE | 4-Hour Li-on Battery Storage |  | 2030 |  |  |  | REF | 0 | 0 | Real 2021 ¦ 12/22/2022 3:42:52 PM | 117.9449 | Area 1001 Test Paired Storage | 0 |  | 1 | Unit |  | PJM | 48.5 | 0 | 0.97 | 0 | 0 | 0 | 0 | 438000 | 2284.968 | 0 | 0 | 0
13416 | Spicewood Solar 2027 | ATC | 2030 | AEP-KPCO | 22.8336 | 100 | 0 | -32.3249 | -33.9411 | -32.3249 | -32.3249 | 14554.1885 | 100 | 13249.5957 | 1304.5925 | 0 | 0 | 0 | -1 | 0 | 0 | 0 | 0 | 0 | 22.8336 | 200022.6875 | 200022.6875 | 0 | 0 | 0 | 0 | 7227.104 | 7227.104 | 0 | 0 | -1 | 0 | 0 | 365 | 0 | 0 | 0 | 0 | 0 | 0 | 0 | 0 | -861.3752 | -6465.7095 | 0 | -6465.7095 | 0 | 0 | 0.22834 | 36.1314 | 40.4378 | -4.3064 | 0 | 77.1664 | 0 | 0 | 0 | 4383 | 200022.6875 | 0 | 0 | 1/1/2027 | 12/31/2099 | TRUE | Solar |  | 2030 |  |  |  | REF | 0 | 0 | Real 2021 ¦ 12/22/2022 3:42:52 PM | 0 | Spicewood Solar 2027 | 0 |  | 1 | Unit |  | PJM | 5 | 0 | 0.23099 | 0 | 0 | 0 | 0 | 200022.6875 | 0 | 0 | 0 | 0
13417 | Big Sandy #1_Ext Gas | ATC | 2030 | AEP-KPCO | 0 | 0 | 0 | 0 | 0 |  | 0 | 0 | 0 | 0 | 0 | 0 | 0 | 0 | -1 | 0 | 0 |  | 0 | 0 | 0 | 0 | 0 | 0 | 0 | 0 | 0 | 0 | 0 | 0 | 0 | -1 | 0 | 0 | 0 | 0 | 0 | 0 | 0 | 0 | 0 | 0 | 0 | 0 | 0 | 0 | 0 | 0 | 0 |  |  |  |  | 0 | 0 | 0 | 0 | 0 | 0 | 0 | 0 | 0 | 6/1/2031 | 5/31/2041 | TRUE | TCO |  | 2030 |  |  |  | REF | 0 | 0 | Real 2021 ¦ 12/22/2022 3:42:52 PM | 0 | Big Sandy #1_Ext Gas | 0 |  | 2 | Unit |  | PJM | 0 | 0 | 0.95 | 0 | 0 | 0 | 0 | 0 | 0 | 0 | 0 | 0
13418 | Big Sandy #1_Ext_NGCCS retrofit 2031 | ATC | 2030 | AEP-KPCO | 0 | 0 | 0 | 0 | 0 |  | 0 | 0 | 0 | 0 | 0 | 0 | 0 | 0 | -1 | 0 | 0 |  | 0 | 0 | 0 | 0 | 0 | 0 | 0 | 0 | 0 | 0 | 0 | 0 | 0 | -1 | 0 | 0 | 0 | 0 | 0 | 0 | 0 | 0 | 0 | 0 | 0 | 0 | 0 | 0 | 0 | 0 | 0 |  |  |  |  | 0 | 0 | 0 | 0 | 0 | 0 | 0 | 0 | 0 | 6/1/2031 | 5/31/2041 | TRUE | TCO |  | 2030 |  |  |  | REF | 0 | 0 | Real 2021 ¦ 12/22/2022 3:42:52 PM | 0 | Big Sandy #1_Ext_NGCCS retrofit 2032 | 0 |  | 2 | Unit |  | PJM | 0 | 0 | 0.95 | 0 | 0 | 0 | 0 | 0 | 0 | 0 | 0 | 0
13419 | Residential - Low/Medium_23-25 | ATC | 2030 | AEP-KPCO | 0.67604 | 5922.105 | 0 | 0 | 0 | 0 | 0 | 0 | 5922.105 | 0 | 0 | 0 | 0 | 0 | -1 | 0 | 0 | 0 | 0 | 0 | 0.67604 | 5922.105 | 5922.105 | 0 | 0 | 0 | 0 | 233.9602 | 233.9602 | 0 | 0 | -1 | 0 | 0 | 365 | 0 | 0 | 0 | 0 | 0 | 0 | 0 | 0 | 233.9602 | 0 | 0 | 0 | 0 | 0 | 0.00011416 | 39.5063 | 0 | 39.5063 | 0 | 0 | 0 | 0 | 0 | 8760 | 5922.105 | 0 | 0 | 1/1/2023 | 12/31/2099 | TRUE | DSM_EE |  | 2030 |  |  |  | REF | 0 | 0 | Real 2021 ¦ 12/22/2022 3:42:52 PM | 0 | Residential - Low/Medium_23-25 | 0 |  | 1 | Unit |  | PJM | 0.04434 | 0 | 0.23099 | 0 | 0 | 0 | 0 | 5922.105 | 0 | 0 | 0 | 0
13420 | Residential - High_23-25 | ATC | 2030 | AEP-KPCO | 0.45284 | 3966.8491 | 0 | 0 | 0 | 0 | 0 | 0 | 3966.8491 | 0 | 0 | 0 | 0 | 0 | -1 | 0 | 0 | 0 | 0 | 0 | 0.45284 | 3966.8491 | 3966.8491 | 0 | 0 | 0 | 0 | 162.3047 | 162.3047 | 0 | 0 | -1 | 0 | 0 | 365 | 0 | 0 | 0 | 0 | 0 | 0 | 0 | 0 | 162.3047 | 0 | 0 | 0 | 0 | 0 | 0.00011416 | 40.9153 | 0 | 40.9153 | 0 | 0 | 0 | 0 | 0 | 8760 | 3966.8491 | 0 | 0 | 1/1/2023 | 12/31/2099 | TRUE | DSM_EE |  | 2030 |  |  |  | REF | 0 | 0 | Real 2021 ¦ 12/22/2022 3:42:52 PM | 0 | Residential - High_23-25 | 0 |  | 1 | Unit |  | PJM | 0.68076 | 0 | 1 | 0 | 0 | 0 | 0 | 3966.8491 | 0 | 0 | 0 | 0
13421 | Residential - Behavior_23-25 | ATC | 2030 | AEP-KPCO | 0 | 0 | 0 | 0 | 0 |  | 0 | 0 | 0 | 0 | 0 | 0 | 0 | 0 | -1 | 0 | 0 |  | 0 | 0 | 0 | 0 | 0 | 0 | 0 | 0 | 0 | 0 | 0 | 0 | 0 | -1 | 0 | 0 | 0 | 0 | 0 | 0 | 0 | 0 | 0 | 0 | 0 | 0 | 0 | 0 | 0 | 0 | 0 |  |  |  |  | 0 | 0 | 0 | 0 | 0 | 0 | 0 | 0 | 0 | 1/1/2023 | 12/31/2099 | TRUE | DSM_EE |  | 2030 |  |  |  | REF | 0 | 0 | Real 2021 ¦ 12/22/2022 3:42:52 PM | 0 | Residential - Behavior_23-25 | 0 |  | 1 | Unit |  | PJM | 0 | 0 | 1 | 0 | 0 | 0 | 0 | 0 | 0 | 0 | 0 | 0
13422 | C&I - Low_23-25 | ATC | 2030 | AEP-KPCO | 3.5396 | 31007.1172 | 0 | 0 | 0 | 0 | 0 | 0 | 31007.1172 | 0 | 0 | 0 | 0 | 0 | -1 | 0 | 0 | 0 | 0 | 0 | 3.5396 | 31007.1172 | 31007.1172 | 0 | 0 | 0 | 0 | 1185.6378 | 1185.6378 | 0 | 0 | -1 | 0 | 0 | 365 | 0 | 0 | 0 | 0 | 0 | 0 | 0 | 0 | 1185.6378 | 0 | 0 | 0 | 0 | 0 | 0.00011416 | 38.2376 | 0 | 38.2376 | 0 | 0 | 0 | 0 | 0 | 8760 | 31007.1172 | 0 | 0 | 1/1/2023 | 12/31/2099 | TRUE | DSM_EE |  | 2030 |  |  |  | REF | 0 | 0 | Real 2021 ¦ 12/22/2022 3:42:52 PM | 0 | C&I - Low_23-25 | 0 |  | 1 | Unit |  | PJM | 5.4452 | 0 | 1 | 0 | 0 | 0 | 0 | 31007.1172 | 0 | 0 | 0 | 0
13423 | C&I - High_23-25 | ATC | 2030 | AEP-KPCO | 0 | 0 | 0 | 0 | 0 |  | 0 | 0 | 0 | 0 | 0 | 0 | 0 | 0 | -1 | 0 | 0 |  | 0 | 0 | 0 | 0 | 0 | 0 | 0 | 0 | 0 | 0 | 0 | 0 | 0 | -1 | 0 | 0 | 0 | 0 | 0 | 0 | 0 | 0 | 0 | 0 | 0 | 0 | 0 | 0 | 0 | 0 | 0 |  |  |  |  | 0 | 0 | 0 | 0 | 0 | 0 | 0 | 0 | 0 | 1/1/2023 | 12/31/2099 | TRUE | DSM_EE |  | 2030 |  |  |  | REF | 0 | 0 | Real 2021 ¦ 12/22/2022 3:42:52 PM | 0 | C&I - High_23-25 | 0 |  | 1 | Unit |  | PJM | 0 | 0 | 1 | 0 | 0 | 0 | 0 | 0 | 0 | 0 | 0 | 0
13424 | IQW_23-25 | ATC | 2030 | AEP-KPCO | 0.049341 | 432.229 | 0 | 0 | 0 | 0 | 0 | 0 | 432.229 | 0 | 0 | 0 | 0 | 0 | -1 | 0 | 0 | 0 | 0 | 0 | 0.049341 | 432.229 | 432.229 | 0 | 0 | 0 | 0 | 17.3772 | 17.3772 | 0 | 0 | -1 | 0 | 0 | 365 | 0 | 0 | 0 | 0 | 0 | 0 | 0 | 0 | 17.3772 | 0 | 0 | 0 | 0 | 0 | 0.00011416 | 40.2038 | 0 | 40.2038 | 0 | 0 | 0 | 0 | 0 | 8760 | 432.229 | 0 | 0 | 1/1/2023 | 12/31/2099 | TRUE | DSM_EE |  | 2030 |  |  |  | REF | 0 | 0 | Real 2021 ¦ 12/22/2022 3:42:52 PM | 0 | IQW_23-25 | 0 |  | 1 | Unit |  | PJM | 0.082212 | 0 | 1 | 0 | 0 | 0 | 0 | 432.229 | 0 | 0 | 0 | 0
13425 | Residential - Low/Medium_26-30 | ATC | 2030 | AEP-KPCO | 4.9118 | 43027.2461 | 0 | 0 | 0 | 0 | 0 | 2626.6467 | 43027.2461 | 2626.6467 | 0 | 0 | 0 | 0 | -1 | 0 | 0 | 0 | 0 | 0 | 4.9118 | 43027.2461 | 43027.2461 | 0 | 0 | 0 | 0 | 1699.2184 | 1699.2184 | 0 | 0 | -1 | 0 | 0 | 365 | 0 | 0 | 0 | 0 | 0 | 0 | 0 | 0 | -927.4283 | 0 | 0 | 0 | 0 | 0 | 0.00011416 | 39.4917 | 61.0461 | -21.5544 | 0 | 0 | 0 | 0 | 0 | 8760 | 43027.2461 | 0 | 0 | 1/1/2026 | 12/31/2099 | TRUE | DSM_EE |  | 2030 |  |  |  | REF | 0 | 0 | Real 2021 ¦ 12/22/2022 3:42:52 PM | 0 | Residential - Low/Medium_26-30 | 0 |  | 1 | Unit |  | PJM | 8.2798 | 0 | 1 | 0 | 0 | 0 | 0 | 43027.2461 | 0 | 0 | 0 | 0
13426 | Residential - High_26-30 | ATC | 2030 | AEP-KPCO | 1.7045 | 14931.1709 | 0 | 0 | 0 | 0 | 0 | 3987.8721 | 14931.1709 | 3987.8721 | 0 | 0 | 0 | 0 | -1 | 0 | 0 | 0 | 0 | 0 | 1.7045 | 14931.1709 | 14931.1709 | 0 | 0 | 0 | 0 | 608.3574 | 608.3574 | 0 | 0 | -1 | 0 | 0 | 365 | 0 | 0 | 0 | 0 | 0 | 0 | 0 | 0 | -3379.5146 | 0 | 0 | 0 | 0 | 0 | 0.00011416 | 40.7441 | 267.0837 | -226.3396 | 0 | 0 | 0 | 0 | 0 | 8760 | 14931.1709 | 0 | 0 | 1/1/2026 | 12/31/2099 | TRUE | DSM_EE |  | 2030 |  |  |  | REF | 0 | 0 | Real 2021 ¦ 12/22/2022 3:42:52 PM | 0 | Residential - High_26-30 | 0 |  | 1 | Unit |  | PJM | 3.6525 | 0 | 1 | 0 | 0 | 0 | 0 | 14931.1709 | 0 | 0 | 0 | 0
13427 | Residential - Behavior_26-30 | ATC | 2030 | AEP-KPCO | 1.1071 | 9697.7695 | 0 | 0 | 0 | 0 | 0 | 655.0026 | 9697.7695 | 655.0026 | 0 | 0 | 0 | 0 | -1 | 0 | 0 | 0 | 0 | 0 | 1.1071 | 9697.7695 | 9697.7695 | 0 | 0 | 0 | 0 | 388.2252 | 388.2252 | 0 | 0 | -1 | 0 | 0 | 365 | 0 | 0 | 0 | 0 | 0 | 0 | 0 | 0 | -266.7773 | 0 | 0 | 0 | 0 | 0 | 0.00011416 | 40.0324 | 67.5416 | -27.5091 | 0 | 0 | 0 | 0 | 0 | 8760 | 9697.7695 | 0 | 0 | 1/1/2026 | 12/31/2099 | TRUE | DSM_EE |  | 2030 |  |  |  | REF | 0 | 0 | Real 2021 ¦ 12/22/2022 3:42:52 PM | 0 | Residential - Behavior_26-30 | 0 |  | 1 | Unit |  | PJM | 2.2044 | 0 | 1 | 0 | 0 | 0 | 0 | 9697.7695 | 0 | 0 | 0 | 0
13428 | C&I - Low_26-30 | ATC | 2030 | AEP-KPCO | 15.292 | 133957.8281 | 0 | 0 | 0 | 0 | 0 | 5626.2524 | 133957.8281 | 5626.2524 | 0 | 0 | 0 | 0 | -1 | 0 | 0 | 0 | 0 | 0 | 15.292 | 133957.8281 | 133957.8281 | 0 | 0 | 0 | 0 | 5130.9136 | 5130.9136 | 0 | 0 | -1 | 0 | 0 | 365 | 0 | 0 | 0 | 0 | 0 | 0 | 0 | 0 | -495.3388 | 0 | 0 | 0 | 0 | 0 | 0.00011416 | 38.3025 | 42.0002 | -3.6977 | 0 | 0 | 0 | 0 | 0 | 8760 | 133957.8281 | 0 | 0 | 1/1/2026 | 12/31/2099 | TRUE | DSM_EE |  | 2030 |  |  |  | REF | 0 | 0 | Real 2021 ¦ 12/22/2022 3:42:52 PM | 0 | C&I - Low_26-30 | 0 |  | 1 | Unit |  | PJM | 23.9839 | 0 | 1 | 0 | 0 | 0 | 0 | 133957.8281 | 0 | 0 | 0 | 0
13429 | C&I - High_26-30 | ATC | 2030 | AEP-KPCO | 0.79677 | 6979.6699 | 0 | 0 | 0 | 0 | 0 | 1032.7393 | 6979.6699 | 1032.7393 | 0 | 0 | 0 | 0 | -1 | 0 | 0 | 0 | 0 | 0 | 0.79677 | 6979.6699 | 6979.6699 | 0 | 0 | 0 | 0 | 268.0699 | 268.0699 | 0 | 0 | -1 | 0 | 0 | 365 | 0 | 0 | 0 | 0 | 0 | 0 | 0 | 0 | -764.6694 | 0 | 0 | 0 | 0 | 0 | 0.00011416 | 38.4072 | 147.9639 | -109.5567 | 0 | 0 | 0 | 0 | 0 | 8760 | 6979.6699 | 0 | 0 | 1/1/2026 | 12/31/2099 | TRUE | DSM_EE |  | 2030 |  |  |  | REF | 0 | 0 | Real 2021 ¦ 12/22/2022 3:42:52 PM | 0 | C&I - High_26-30 | 0 |  | 1 | Unit |  | PJM | 1.164 | 0 | 1 | 0 | 0 | 0 | 0 | 6979.6699 | 0 | 0 | 0 | 0
13430 | IQW_26-30 | ATC | 2030 | AEP-KPCO | 0.22826 | 1999.573 | 0 | 0 | 0 | 0 | 0 | 790.1832 | 1999.573 | 790.1832 | 0 | 0 | 0 | 0 | -1 | 0 | 0 | 0 | 0 | 0 | 0.22826 | 1999.573 | 1999.573 | 0 | 0 | 0 | 0 | 79.8121 | 79.8121 | 0 | 0 | -1 | 0 | 0 | 365 | 0 | 0 | 0 | 0 | 0 | 0 | 0 | 0 | -710.371 | 0 | 0 | 0 | 0 | 0 | 0.00011416 | 39.9146 | 395.1759 | -355.2614 | 0 | 0 | 0 | 0 | 0 | 8760 | 1999.573 | 0 | 0 | 1/1/2026 | 12/31/2099 | TRUE | DSM_EE |  | 2030 |  |  |  | REF | 0 | 0 | Real 2021 ¦ 12/22/2022 3:42:52 PM | 0 | IQW_26-30 | 0 |  | 1 | Unit |  | PJM | 0.63363 | 0 | 1 | 0 | 0 | 0 | 0 | 1999.573 | 0 | 0 | 0 | 0
13431 | Residential - Low/Medium_31-42 | ATC | 2030 | AEP-KPCO | 0 | 0 | 0 | 0 | 0 |  | 0 | 0 | 0 | 0 | 0 | 0 | 0 | 0 | -1 | 0 | 0 |  | 0 | 0 | 0 | 0 | 0 | 0 | 0 | 100 | 0 | 0 | 0 | 0 | 0 | -1 | 0 | 0 | 0 | 0 | 0 | 0 | 0 | 0 | 0 | 0 | 0 | 0 | 0 | 0 | 0 | 0 | 0 |  |  |  |  | 0 | 0 | 0 | 0 | 0 | 0 | 0 | 0 | 0 | 1/1/2031 | 12/31/2099 | TRUE | DSM_EE |  | 2030 |  |  |  | REF | 0 | 0 | Real 2021 ¦ 12/22/2022 3:42:52 PM | 0 | Residential - Low/Medium_31-42 | 0 |  | 1 | Unit |  | PJM | 0 | 0 | 1 | 0 | 0 | 0 | 0 | 0 | 0 | 0 | 0 | 0
13432 | Residential - High_31-42 | ATC | 2030 | AEP-KPCO | 0 | 0 | 0 | 0 | 0 |  | 0 | 0 | 0 | 0 | 0 | 0 | 0 | 0 | -1 | 0 | 0 |  | 0 | 0 | 0 | 0 | 0 | 0 | 0 | 100 | 0 | 0 | 0 | 0 | 0 | -1 | 0 | 0 | 0 | 0 | 0 | 0 | 0 | 0 | 0 | 0 | 0 | 0 | 0 | 0 | 0 | 0 | 0 |  |  |  |  | 0 | 0 | 0 | 0 | 0 | 0 | 0 | 0 | 0 | 1/1/2031 | 12/31/2099 | TRUE | DSM_EE |  | 2030 |  |  |  | REF | 0 | 0 | Real 2021 ¦ 12/22/2022 3:42:52 PM | 0 | Residential - High_31-42 | 0 |  | 1 | Unit |  | PJM | 0 | 0 | 1 | 0 | 0 | 0 | 0 | 0 | 0 | 0 | 0 | 0
13433 | Residential - Behavior_31-42 | ATC | 2030 | AEP-KPCO | 0 | 0 | 0 | 0 | 0 |  | 0 | 0 | 0 | 0 | 0 | 0 | 0 | 0 | -1 | 0 | 0 |  | 0 | 0 | 0 | 0 | 0 | 0 | 0 | 100 | 0 | 0 | 0 | 0 | 0 | -1 | 0 | 0 | 0 | 0 | 0 | 0 | 0 | 0 | 0 | 0 | 0 | 0 | 0 | 0 | 0 | 0 | 0 |  |  |  |  | 0 | 0 | 0 | 0 | 0 | 0 | 0 | 0 | 0 | 1/1/2031 | 12/31/2099 | TRUE | DSM_EE |  | 2030 |  |  |  | REF | 0 | 0 | Real 2021 ¦ 12/22/2022 3:42:52 PM | 0 | Residential - Behavior_31-42 | 0 |  | 1 | Unit |  | PJM | 0 | 0 | 1 | 0 | 0 | 0 | 0 | 0 | 0 | 0 | 0 | 0
13434 | C&I - Low_31-42 | ATC | 2030 | AEP-KPCO | 0 | 0 | 0 | 0 | 0 |  | 0 | 0 | 0 | 0 | 0 | 0 | 0 | 0 | -1 | 0 | 0 |  | 0 | 0 | 0 | 0 | 0 | 0 | 0 | 100 | 0 | 0 | 0 | 0 | 0 | -1 | 0 | 0 | 0 | 0 | 0 | 0 | 0 | 0 | 0 | 0 | 0 | 0 | 0 | 0 | 0 | 0 | 0 |  |  |  |  | 0 | 0 | 0 | 0 | 0 | 0 | 0 | 0 | 0 | 1/1/2031 | 12/31/2099 | TRUE | DSM_EE |  | 2030 |  |  |  | REF | 0 | 0 | Real 2021 ¦ 12/22/2022 3:42:52 PM | 0 | C&I - Low_31-42 | 0 |  | 1 | Unit |  | PJM | 0 | 0 | 1 | 0 | 0 | 0 | 0 | 0 | 0 | 0 | 0 | 0
13435 | C&I - High_31-42 | ATC | 2030 | AEP-KPCO | 0 | 0 | 0 | 0 | 0 |  | 0 | 0 | 0 | 0 | 0 | 0 | 0 | 0 | -1 | 0 | 0 |  | 0 | 0 | 0 | 0 | 0 | 0 | 0 | 100 | 0 | 0 | 0 | 0 | 0 | -1 | 0 | 0 | 0 | 0 | 0 | 0 | 0 | 0 | 0 | 0 | 0 | 0 | 0 | 0 | 0 | 0 | 0 |  |  |  |  | 0 | 0 | 0 | 0 | 0 | 0 | 0 | 0 | 0 | 1/1/2031 | 12/31/2099 | TRUE | DSM_EE |  | 2030 |  |  |  | REF | 0 | 0 | Real 2021 ¦ 12/22/2022 3:42:52 PM | 0 | C&I - High_31-42 | 0 |  | 1 | Unit |  | PJM | 0 | 0 | 1 | 0 | 0 | 0 | 0 | 0 | 0 | 0 | 0 | 0
13436 | IQW_31-42 | ATC | 2030 | AEP-KPCO | 0 | 0 | 0 | 0 | 0 |  | 0 | 0 | 0 | 0 | 0 | 0 | 0 | 0 | -1 | 0 | 0 |  | 0 | 0 | 0 | 0 | 0 | 0 | 0 | 100 | 0 | 0 | 0 | 0 | 0 | -1 | 0 | 0 | 0 | 0 | 0 | 0 | 0 | 0 | 0 | 0 | 0 | 0 | 0 | 0 | 0 | 0 | 0 |  |  |  |  | 0 | 0 | 0 | 0 | 0 | 0 | 0 | 0 | 0 | 1/1/2031 | 12/31/2099 | TRUE | DSM_EE |  | 2030 |  |  |  | REF | 0 | 0 | Real 2021 ¦ 12/22/2022 3:42:52 PM | 0 | IQW_31-42 | 0 |  | 1 | Unit |  | PJM | 0 | 0 | 1 | 0 | 0 | 0 | 0 | 0 | 0 | 0 | 0 | 0
13437 | Area 1001 Test Paired Solar 3-1 | ATC | 2030 | AEP-KPCO | 34.2505 | 150 | 0 | 0 | 0 | 0 | 0 | 31178.1113 | 150 | 28948.7441 | 2229.3669 | 0 | 0 | 0 | -1 | 0 | 0 | 0 | 0 | 0 | 34.2505 | 300034.0312 | 300034.0312 | 0 | 0 | 0 | 0 | 10840.6562 | 10840.6562 | 0 | 0 | -1 | 0 | 0 | 365 | 0 | 0 | 0 | 0 | 0 | 0 | 0 | 0 | -20337.4551 | 0 | 0 | 0 | 0 | 0 | 0.22834 | 36.1314 | 103.9152 | -67.7838 | 0 | 115.7495 | 0 | 0 | 0 | 4383 | 300034.0312 | 0 | 0 | 1/1/2023 | 12/31/2099 | TRUE | Solar |  | 2030 |  |  |  | REF | 0 | 0 | Real 2021 ¦ 12/22/2022 3:42:52 PM | 0 | Area 1001 Test Paired Solar 3-1 | 0 |  | 1 | Unit |  | PJM | 7.5 | 0 | 0.23099 | 0 | 0 | 0 | 0 | 300034.0312 | 0 | 0 | 0 | 0
13438 | Area 1001 Test Paired Storage 3-1 | ATC | 2030 | AEP-KPCO | 50 | 50 | 0 | 0 | 0 |  | 0 | 9393.6172 | 50 | 8218.3828 | 1175.2343 | 0 | 0 | 0 | -1 | 0 | 0 |  | 0 | 0 | -1.4209 | -12447.3623 | -12447.3623 | 0 | 0 | 0 | 0 | 2942.4988 | 2942.4988 | 0 | 0 | -1 | 0 | 0 | 625 | 0 | 0.2521 | 0.2521 | 0 | 0 | 0 | 0 | 0 | -8861.3613 | 0 | 0 | 0 | 0 | 0 | -0.028419 |  |  |  | 0 | 0 | 0 | 0 | 0 | 5088 | 61100.332 | 62515.5391 | -1412.7001 | 1/1/2023 | 12/31/2099 | TRUE | 4-Hour Li-on Battery Storage |  | 2030 |  |  |  | REF | 0 | 0 | Real 2021 ¦ 12/22/2022 3:42:52 PM | 117.5921 | Area 1001 Test Paired Storage 3-1 | 0 |  | 1 | Unit |  | PJM | 48.5 | 0 | 0.97 | 0 | 0 | 0 | 0 | 438000 | 2410.2432 | 0 | 0 | 0