## Summary of Returns
FARMERS R.E.C.C. | [7 empty] | 2022
Summary of Rates of Return by Class
|  |  | Pro Forma | Pro Forma |  |  | Pro Forma | Unitized
|  |  | Operating | Operating |  |  | Rate of Return | Rate of Return
| Rate | Code | Revenue | Expenses | Margin | Rate Base | on Rate Base | on Rate Base
# | 1 | 2 | (3) | (4) | (5) | 6 | 7 | 8
1 | Schedule R - Residential Rate | 1 | 33149558.1259 | 34673786.6694 | -1524228.5434 | 126909325.1462 | -1.201% | -1.7225
2 | Schedule R - Pay As You Go ("Prepay") | 2 | 0 | 0 | 0 | 0 | NA | NA
3 | Schedule R - Residential Time of Day Rate | 3 | 1862.7574 | 2169.7911 | -307.0337 | 9116.7985 | -3.368% | -4.8301
4 | Schedule C - Comm. & Indust. Service Rate < 50 kW | 4 | 3163899.8767 | 2755667.1849 | 408232.6919 | 6205066.5489 | 6.579% | 9.4357
5 | Schedule C - Comm. & Indust. Service Rate > 50 kW | 5 | 4959796.7659 | 4104057.7383 | 855739.0277 | 5840537.9168 | 14.65% | 21.0135
6 | Residential Off Peak Electric Thermal Storage Tariff | 7 | 23814.1683 | 36001.2305 | -12187.0622 | 121339.0178 | -10.04% | -14.4049
7 | Small Comm. Off-Peak Electric Thermal Storage Tariff | 8 | 0 | 0 | 0 | 0 | NA | NA
8 | Schedule C - Large Commercial 10% Discount | 9 | 1805756.0202 | 1740987.2334 | 64768.7867 | 1721757.8949 | 3.762% | 5.3952
9 | Schedule E - Large Industrial Rate | 10 | 2428707.0297 | 2182952.3246 | 245754.705 | 2177441.8505 | 11.29% | 16.187
10 | Schedule LPC-2 Large Power Rate Tariff | 14 | 585483.2994 | 563117.7663 | 22365.5331 | 462888.5283 | 4.832% | 6.9297
11 | Schedule D - Large Comm/Ind Opt Time of Day Rate | 15 | 102422.7205 | 77107.153 | 25315.5675 | 166408.9691 | 15.21% | 21.8183
12 | Net Metering Tariff | 20 | 52274.2569 | 129313.1911 | -77038.9342 | 480737.5398 | -16.03% | -22.9833
13 | Schedule LPE4 Interruptible 1500 Firm 200 | 24 | 0 | 0 | 0 | 0 | 0% | 0
14 | Schedule LPE-4 Large Power Time of DayRate Tariff | 36 | 1662473.05 | 1388949.4854 | 273523.5646 | 1226373.0339 | 22.3% | 31.9877
15 | Schedule C - TOD Comm - Three Phase | 50 | 32578.4668 | 22862.2332 | 9716.2336 | 93570.518 | 10.38% | 14.8926
16 | Lighting |  | 1055892.6524 | 290976.3067 | 764916.3457 | 6119190.7235 | 12.5% | 17.928
17 | Total |  | 49024519.19 | 47967948.3079 | 1056570.8821 | 151533754.4862 | 0.6973% | 1
After Proposed Rate Revisions
[7 empty] | Pro Forma | Unitized
|  |  | Share of | Share of |  |  | Rate of Return | Rate of Return
# | Rate | Code | Revenue | Energy |  |  | on Rate Base | on Rate Base
18 | Schedule R - Residential Rate | 1 | 67.62% | 64.46% |  |  | 0.6965% | 0.30396
19 | Schedule R - Pay As You Go ("Prepay") | 2 | 0% | 0% |  |  | NA | NA
20 | Schedule R - Residential Time of Day Rate | 3 | 0.0038% | 0.003761% |  |  | -2.381% | -1.0389
21 | Schedule C - Comm. & Indust. Service Rate < 50 kW | 4 | 6.454% | 6.469% |  |  | 6.579% | 2.8712
22 | Schedule C - Comm. & Indust. Service Rate > 50 kW | 5 | 10.12% | 10.59% |  |  | 14.65% | 6.3942
23 | Residential Off Peak Electric Thermal Storage Tariff | 7 | 0.04858% | 0.08145% |  |  | -10.04% | -4.3832
24 | Small Comm. Off-Peak Electric Thermal Storage Tariff | 8 | 0% | 0% |  |  | NA | NA
25 | Schedule C - Large Commercial 10% Discount | 9 | 3.683% | 4.814% |  |  | 3.762% | 1.6417
26 | Schedule E - Large Industrial Rate | 10 | 4.954% | 7.244% |  |  | 11.29% | 4.9255
27 | Schedule LPC-2 Large Power Rate Tariff | 14 | 1.194% | 1.605% |  |  | 4.832% | 2.1086
28 | Schedule D - Large Comm/Ind Opt Time of Day Rate | 15 | 0.2089% | 0.1767% |  |  | 15.21% | 6.6391
29 | Net Metering Tariff | 20 | 0.1066% | 0.2397% |  |  | -14.47% | -6.3167
30 | Schedule LPE4 Interruptible 1500 Firm 200 | 24 | 0% | 0% |  |  | 0% | 0
31 | Schedule LPE-4 Large Power Time of DayRate Tariff | 36 | 3.391% | 4.179% |  |  | 22.3% | 9.7335
32 | Schedule C - TOD Comm - Three Phase | 50 | 0.06645% | 0.04411% |  |  | 10.38% | 4.5316
33 | Lighting | 0 | 2.154% | 0.08805% |  |  | 12.5% | 5.4553
34 | Total |  | 100% | 100% |  |  | 2.291% | 1

## Summary of Rates
FARMERS RECC |  |  |  |  | 2022
Summary of Cost-Based Rates
Classified Cost-Based Rates
|  |  | Customer | Energy | Demand
| Rate | Code | $/Month | $/KWH | $/KW
# | 1 | 2 | (3) | (4) | (5)
1 | Schedule R - Residential Rate | 1 | 25.4959 | 0.091737 | 0
2 | Schedule R - Pay As You Go ("Prepay") | 2 | #DIV/0! | #DIV/0! | 0
3 | Schedule R - Residential Time of Day Rate | 3 | 25.957 | 0.09084 | 0
4 | Schedule C - Comm. & Indust. Service Rate < 50 kW | 4 | 26.7621 | 0.060282 | 8.9265
5 | Schedule C - Comm. & Indust. Service Rate > 50 kW | 5 | 96.9501 | 0.06069 | 4.9427
6 | Residential Off Peak Electric Thermal Storage Tariff | 7 | 3.2126 | 0.083301 | 0
7 | Small Comm. Off-Peak Electric Thermal Storage Tariff | 8 | 0 | 0 | 0
8 | Schedule C - Large Commercial 10% Discount | 9 | 420.1023 | 0.06069 | 5.0695
9 | Schedule E - Large Industrial Rate | 10 | 2156.7485 | 0.036159 | 12.6941
10 | Schedule LPC-2 Large Power Rate Tariff | 14 | 543.6193 | 0.036159 | 5.1363
11 | Schedule D - Large Comm/Ind Opt Time of Day Rate | 15 | 73.4628 | 0.061035 | 4.6239
12 | Net Metering Tariff | 20 | 28.2634 | 0.096787 | 0
13 | Schedule LPE4 Interruptible 1500 Firm 200 | 24 | #DIV/0! | #DIV/0! | #DIV/0!
14 | Schedule LPE-4 Large Power Time of DayRate Tariff | 36 | 949.8915 | 0.061035 | 2.9386
15 | Schedule C - TOD Comm - Three Phase | 50 | 74.8568 | 0.086781 | 0
#REF!
#REF!
#REF!
#REF!
#REF!
#REF!
#REF!
#REF!
#REF!
#REF!
#REF!
#REF!
#REF!
#REF!
#REF!

## Func & Classif
ok
|  |  | Allocation | Total |  | Power Supply |  |  | Transmission |  | Station Equipment |  | Pri & Sec. Distr Plant |  |  | Customer Services |  |  | Meters |  | Lighting |  | Meter Reading Billing and Cust Acct Service |  | Load Management
Description |  | Name | Vector | System |  | Demand | Energy |  | Demand |  | Demand |  | Demand | Customer |  | Demand | Customer |  | Customer |  | Customer |  | Customer |  | Customer | Total Check | Status
Plant in Service
Intangible Plant
301 | ORGANIZATION | P301 | PT&D | 0 |  | 0 | 0 |  | 0 |  | 0 |  | 0 | 0 |  | 0 | 0 |  | 0 |  | 0 |  | 0 |  | 0 | 0 | ok
302 | FRANCHISES | P302 | PT&D | 0 |  | 0 | 0 |  | 0 |  | 0 |  | 0 | 0 |  | 0 | 0 |  | 0 |  | 0 |  | 0 |  | 0 | 0 | ok
303 | MISC. INTANGIBLE | P303 | PT&D | 3624.6 |  | 0 | 0 |  | 0 |  | 1.4658 |  | 1858.2097 | 1056.3567 |  | 0 | 357.9744 |  | 207.7783 |  | 142.8151 |  | 0 |  | 0 | 3624.6 | ok
| Total Intangible Plant | PINT |  | 3624.6 | 0 | 0 | 0 | 0 | 0 | 0 | 1.4658 | 0 | 1858.2097 | 1056.3567 | 0 | 0 | 357.9744 | 0 | 207.7783 | 0 | 142.8151 | 0 | 0 | 0 | 0 | 3624.6 | ok
Steam Production
310 | LAND AND LAND RIGHTS | P310 | F016 | 0 |  | 0 | 0 |  | 0 | 0 |  | 0 | 0 | 0 |  | 0 | 0 |  | 0 |  | 0 |  | 0 |  | 0 | 0 | ok
311 | STRUCTURES AND IMPROVEMENTS | P311 | F016 | 0 |  | 0 | 0 |  | 0 | 0 |  | 0 | 0 | 0 |  | 0 | 0 |  | 0 |  | 0 |  | 0 |  | 0 | 0 | ok
312 | BOILER PLANT EQUIPMENT | P312 | F016 | 0 |  | 0 | 0 |  | 0 |  | 0 |  | 0 | 0 |  | 0 | 0 |  | 0 |  | 0 |  | 0 |  | 0 | 0 | ok
313 | ENGINES AND ENGINE DRIVEN GENERATORS | P313 | F016 | 0 |  | 0 | 0 |  | 0 |  | 0 |  | 0 | 0 |  | 0 | 0 |  | 0 |  | 0 |  | 0 |  | 0 | 0 | ok
314 | TURBOGENERATOR UNITS | P314 | F016 | 0 |  | 0 | 0 |  | 0 |  | 0 |  | 0 | 0 |  | 0 | 0 |  | 0 |  | 0 |  | 0 |  | 0 | 0 | ok
315 | ACCESSORY ELEC EQUIP | P315 | F016 | 0 |  | 0 | 0 |  | 0 |  | 0 |  | 0 | 0 |  | 0 | 0 |  | 0 |  | 0 |  | 0 |  | 0 | 0 | ok
316 | MISC POWER PLANT EQUIPMENT | P316 | F016 | 0 |  | 0 | 0 |  | 0 |  | 0 |  | 0 | 0 |  | 0 | 0 |  | 0 |  | 0 |  | 0 |  | 0 | 0 | ok
317 | ASSET RETIREMENT COST FOR STEAM PROD | P317 | F016 | 0 |  | 0 | 0 |  | 0 |  | 0 |  | 0 | 0 |  | 0 | 0 |  | 0 |  | 0 |  | 0 |  | 0 | 0 | ok
| Total Steam Production Plant | PPROD |  | 0 |  | 0 | 0 |  | 0 |  | 0 |  | 0 | 0 |  | 0 | 0 |  | 0 |  | 0 |  | 0 |  | 0 | 0 | ok
Other Production
340 | LAND AND LAND RIGHTS | P340 | F016 | 0 |  | 0 | 0 |  | 0 | 0 |  | 0 | 0 | 0 |  | 0 | 0 |  | 0 |  | 0 |  | 0 |  | 0 | 0 | ok
341 | STRUCTURES AND IMPROVEMENTS | P341 | F016 | 0 |  | 0 | 0 |  | 0 | 0 |  | 0 | 0 | 0 |  | 0 | 0 |  | 0 |  | 0 |  | 0 |  | 0 | 0 | ok
342 | FUEL HOLDERS, PRODUCERS & ACCESSORIES | P342 | F016 | 53958.97 |  | 53958.97 | 0 |  | 0 |  | 0 |  | 0 | 0 |  | 0 | 0 |  | 0 |  | 0 |  | 0 |  | 0 | 53958.97 | ok
343 | PRIME MOVERS | P343 | F016 | 0 |  | 0 | 0 |  | 0 |  | 0 |  | 0 | 0 |  | 0 | 0 |  | 0 |  | 0 |  | 0 |  | 0 | 0 | ok
344 | GENERATORS | P344 | F016 | 1218592.74 |  | 1218592.74 | 0 |  | 0 |  | 0 |  | 0 | 0 |  | 0 | 0 |  | 0 |  | 0 |  | 0 |  | 0 | 1218592.74 | ok
345 | ACCESSORY ELEC EQUIP | P345 | F016 | 229519.65 |  | 229519.65 | 0 |  | 0 |  | 0 |  | 0 | 0 |  | 0 | 0 |  | 0 |  | 0 |  | 0 |  | 0 | 229519.65 | ok
346 | MISC POWER PLANT EQUIPMENT | P346 | F016 | 0 |  | 0 | 0 |  | 0 |  | 0 |  | 0 | 0 |  | 0 | 0 |  | 0 |  | 0 |  | 0 |  | 0 | 0 | ok
| Total Other Production Plant | PPRODO |  | 1502071.36 |  | 1502071.36 | 0 |  | 0 |  | 0 |  | 0 | 0 |  | 0 | 0 |  | 0 |  | 0 |  | 0 |  | 0 | 1502071.36 | ok
Transmission
350 | LAND AND LAND RIGHTS | P350 | F011 | 0 |  | 0 | 0 |  | 0 |  | 0 |  | 0 | 0 |  | 0 | 0 |  | 0 |  | 0 |  | 0 |  | 0 | 0 | ok
352 | STRUCTURES AND IMPROVEMENTS | P352 | F011 | 0 |  | 0 | 0 |  | 0 |  | 0 |  | 0 | 0 |  | 0 | 0 |  | 0 |  | 0 |  | 0 |  | 0 | 0 | ok
353 | STATION EQUIPMENT | P353 | F011 | 0 |  | 0 | 0 |  | 0 |  | 0 |  | 0 | 0 |  | 0 | 0 |  | 0 |  | 0 |  | 0 |  | 0 | 0 | ok
354 | TOWERS AND FIXTURES | P354 | F011 | 0 |  | 0 | 0 |  | 0 |  | 0 |  | 0 | 0 |  | 0 | 0 |  | 0 |  | 0 |  | 0 |  | 0 | 0 | ok
355 | POLES AND FIXTURES | P355 | F011 | 0 |  | 0 | 0 |  | 0 |  | 0 |  | 0 | 0 |  | 0 | 0 |  | 0 |  | 0 |  | 0 |  | 0 | 0 | ok
356 | CONDUCTORS AND DEVICES | P356 | F011 | 0 |  | 0 | 0 |  | 0 |  | 0 |  | 0 | 0 |  | 0 | 0 |  | 0 |  | 0 |  | 0 |  | 0 | 0 | ok
359 | ROADS AND TRAILS | P359 | F011 | 0 |  | 0 | 0 |  | 0 |  | 0 |  | 0 | 0 |  | 0 | 0 |  | 0 |  | 0 |  | 0 |  | 0 | 0 | ok
| Total Transmission Plant | PTRAN |  | 0 |  | 0 | 0 |  | 0 |  | 0 |  | 0 | 0 |  | 0 | 0 |  | 0 |  | 0 |  | 0 |  | 0 | 0 | ok
Plant in Service (Continued)
Distribution
360 | LAND AND LAND RIGHTS | P360 | F001 | 0 |  | 0 | 0 |  | 0 |  | 0 |  | 0 | 0 |  | 0 | 0 |  | 0 |  | 0 |  | 0 |  | 0 | 0 | ok
361 | STRUCTURES AND IMPROVEMENTS | P361 | F001 | 0 |  | 0 | 0 |  | 0 |  | 0 |  | 0 | 0 |  | 0 | 0 |  | 0 |  | 0 |  | 0 |  | 0 | 0 | ok
362 | STATION EQUIPMENT | P362 | F001 | 41355.77 |  | 0 | 0 |  | 0 |  | 41355.77 |  | 0 | 0 |  | 0 | 0 |  | 0 |  | 0 |  | 0 |  | 0 | 41355.77 | ok
364 | POLES, TOWERS AND FIXTURES | P364 | F002 | 32168075.82 |  | 0 | 0 |  | 0 |  | 0 |  | 23443202.6273 | 8724873.1927 |  | 0 | 0 |  | 0 |  | 0 |  | 0 |  | 0 | 32168075.82 | ok
365 | OVERHEAD CONDUCTORS AND DEVICE | P365 | F003 | 26986599.86 |  | 0 | 0 |  | 0 |  | 0 |  | 19667086.4705 | 7319513.3895 |  | 0 | 0 |  | 0 |  | 0 |  | 0 |  | 0 | 26986599.86 | ok
366 | UNDERGROUND CONDUIT | P366 | F004 | 0 |  | 0 | 0 |  | 0 |  | 0 |  | 0 | 0 |  | 0 | 0 |  | 0 |  | 0 |  | 0 |  | 0 | 0 | ok
367 | UNDERGROUND CONDUCTORS AND DEV | P367 | F004 | 2816564.27 |  | 0 | 0 |  | 0 |  | 0 |  | 1864473.4378 | 952090.8322 |  | 0 | 0 |  | 0 |  | 0 |  | 0 |  | 0 | 2816564.27 | ok
368 | LINE TRANSFORMERS | P368 | F005 | 20261575.21 |  | 0 | 0 |  | 0 |  | 0 |  | 7453554.6008 | 12808020.6092 |  | 0 | 0 |  | 0 |  | 0 |  | 0 |  | 0 | 20261575.21 | ok
369 | SERVICES | P369 | F006 | 10100042.27 |  | 0 | 0 |  | 0 |  | 0 |  | 0 | 0 |  | 0 | 10100042.27 |  | 0 |  | 0 |  | 0 |  | 0 | 10100042.27 | ok
370 | METERS | P370 | F007 | 5862346.32 |  | 0 | 0 |  | 0 |  | 0 |  | 0 | 0 |  | 0 | 0 |  | 5862346.32 |  | 0 |  | 0 |  | 0 | 5862346.32 | ok
371 | INSTALLATIONS ON CONSUMERS PRE | P371 | F013 | 3573576.61 |  | 0 | 0 |  | 0 |  | 0 |  | 0 | 0 |  | 0 | 0 |  | 0 |  | 3573576.61 |  | 0 |  | 0 | 3573576.61 | ok
372 | LEASED PROP. ON CONSUMERS PREMISES | P372 | F013 | 0 |  | 0 | 0 |  | 0 |  | 0 |  | 0 | 0 |  | 0 | 0 |  | 0 |  | 0 |  | 0 |  | 0 | 0 | ok
373 | STREET LIGHTING AND SIGNAL SYS | P373 | F008 | 455868.65 |  | 0 | 0 |  | 0 |  | 0 |  | 0 | 0 |  | 0 | 0 |  | 0 |  | 455868.65 |  | 0 |  | 0 | 455868.65 | ok
| Total Distribution Plant | PDIST |  | 102266004.78 |  | 0 | 0 |  |  | 0 | 41355.77 |  | 52428317.1364 | 29804498.0236 |  | 0 | 10100042.27 |  | 5862346.32 |  | 4029445.26 |  | 0 |  | 0 | 102266004.78 | ok
| Total Transmission and Distribution Plant | PT&D |  | 102266004.78 |  | 0 | 0 | 0 | 0 | 0 | 41355.77 |  | 52428317.1364 | 29804498.0236 | 0 | 0 | 10100042.27 | 0 | 5862346.32 | 0 | 4029445.26 | 0 | 0 | 0 | 0 | 102266004.78 | ok
| Total Production, Transmission & Distribution Plant | PPT&D |  | 103768076.14 | 0 | 1502071.36 | 0 | 0 | 0 | 0 | 41355.77 | 0 | 52428317.1364 | 29804498.0236 | 0 | 0 | 10100042.27 | 0 | 5862346.32 | 0 | 4029445.26 | 0 | 0 | 0 | 0 | 103768076.14 | ok
Plant in Service (Continued)
General Plant
389 | LAND AND LAND RIGHTS | P389 | PT&D | 1021243.79 |  | 0 | 0 |  | 0 |  | 412.985 |  | 523557.104 | 297632.2248 |  | 0 | 100860.5496 |  | 58542.2769 |  | 40238.6498 |  | 0 |  | 0 | 1021243.79 | ok
390 | STRUCTURES AND IMPROVEMENTS | P390 | PT&D | 2611529.69 |  | 0 | 0 |  | 0 |  | 1056.0872 |  | 1338842.8256 | 761106.6028 |  | 0 | 257921.0982 |  | 149704.6013 |  | 102898.4749 |  | 0 |  | 0 | 2611529.69 | ok
391 | OFFICE FURNITURE AND EQUIPMENT | P391 | PT&D | 1178259.8 |  | 0 | 0 |  | 0 |  | 476.4813 |  | 604053.8945 | 343393.1144 |  | 0 | 116367.8371 |  | 67543.1393 |  | 46425.3334 |  | 0 |  | 0 | 1178259.8 | ok
392 | TRANSPORTATION EQUIPMENT | P392 | PT&D | 4951307.9 |  | 0 | 0 |  | 0 |  | 2002.2798 |  | 2538367.8709 | 1443013.7057 |  | 0 | 489003.3515 |  | 283831.1882 |  | 195089.504 |  | 0 |  | 0 | 4951307.9 | ok
393 | STORES EQUIPMENT | P393 | PT&D | 0 |  | 0 | 0 |  | 0 |  | 0 |  | 0 | 0 |  | 0 | 0 |  | 0 |  | 0 |  | 0 |  | 0 | 0 | ok
394 | TOOLS, SHOP & GARAGE EQUIPMENT | P394 | PT&D | 34251.83 |  | 0 | 0 |  | 0 |  | 13.8512 |  | 17559.7532 | 9982.3847 |  | 0 | 3382.795 |  | 1963.4686 |  | 1349.5773 |  | 0 |  | 0 | 34251.83 | ok
395 | LABORATORY EQUIPMENT | P395 | PT&D | 85100.99 |  | 0 | 0 |  | 0 |  | 34.4143 |  | 43628.3954 | 24801.9104 |  | 0 | 8404.7832 |  | 4878.3706 |  | 3353.116 |  | 0 |  | 0 | 85100.99 | ok
396 | POWER OPERATED EQUIPMENT | P396 | PT&D | 266661.02 |  | 0 | 0 |  | 0 |  | 107.8361 |  | 136708.0738 | 77715.9317 |  | 0 | 26336.0985 |  | 15286.2063 |  | 10506.8736 |  | 0 |  | 0 | 266661.02 | ok
397 | COMMUNICATION EQUIPMENT | P397 | PT&D | 281388.07 |  | 0 | 0 |  | 0 |  | 113.7917 |  | 144258.1335 | 82007.9966 |  | 0 | 27790.5782 |  | 16130.4269 |  | 11087.1431 |  | 0 |  | 0 | 281388.07 | ok
398 | MISCELLANEOUS EQUIPMENT | P398 | PT&D | 260409.59 |  | 0 | 0 |  | 0 |  | 105.3081 |  | 133503.1773 | 75894.0092 |  | 0 | 25718.6919 |  | 14927.8463 |  | 10260.5572 |  | 0 |  | 0 | 260409.59 | ok
399 | OTHER TANGIBLE PROPERTY | P399 | PT&D | 1301.82 |  | 0 | 0 |  | 0 |  | 0.52645 |  | 667.399 | 379.4036 |  | 0 | 128.5709 |  | 74.6262 |  | 51.2938 |  | 0 |  | 0 | 1301.82 | ok
| Total General Plant | PGP |  | 10691454.5 |  | 0 | 0 |  | 0 |  | 4323.5612 |  | 5481146.6272 | 3115927.284 |  | 0 | 1055914.354 |  | 612882.1506 |  | 421260.523 |  | 0 |  | 0 | 10691454.5 | ok
106 | COMPLETED CONSTR NOT CLASSIFIED | P106 | PT&D | 0 |  | 0 | 0 |  | 0 |  | 0 |  | 0 | 0 |  | 0 | 0 |  | 0 |  | 0 |  | 0 |  | 0 | 0 | ok
102 | ELECTRIC PLANT PURCHASED OR SOLD | P102 | PDIST | 0 |  | 0 | 0 |  | 0 |  | 0 |  | 0 | 0 |  | 0 | 0 |  | 0 |  | 0 |  | 0 |  | 0 | 0 | ok
114 | Electric Plant Acquisition Adjustment |  | PPROD |  |  | 0 | 0 |  | 0 |  | 0 |  | 0 | 0 |  | 0 | 0 |  | 0 |  | 0 |  | 0 |  | 0 | 0 | ok
| Total Plant in Service | TPIS |  | 114463155.24 | 0 | 1502071.36 | 0 | 0 | 0 | 0 | 45680.797 | 0 | 57911321.9733 | 32921481.6643 | 0 | 0 | 11156314.5985 | 0 | 6475436.2489 | 0 | 4450848.5981 | 0 | 0 | 0 | 0 | 114463155.24 | ok
Construction Work in Progress (CWIP)
| CWIP Production | CWIP1 | PPROD | 0 |  | 0 | 0 |  | 0 |  | 0 |  | 0 | 0 |  | 0 | 0 |  | 0 |  | 0 |  | 0 |  | 0 | 0 | ok
| CWIP Transmission | CWIP2 | PTRAN | 0 |  | 0 | 0 |  | 0 |  | 0 |  | 0 | 0 |  | 0 | 0 |  | 0 |  | 0 |  | 0 |  | 0 | 0 | ok
| CWIP Distribution | CWIP3 | PDIST | 277847.12 |  | 0 | 0 |  | 0 |  | 112.3597 |  | 142442.8084 | 80976.0189 |  | 0 | 27440.8652 |  | 15927.4438 |  | 10947.6239 |  | 0 |  | 0 | 277847.12 | ok
| CWIP General Plant | CWIP4 | PGP | 0 |  | 0 | 0 |  | 0 |  | 0 |  | 0 | 0 |  | 0 | 0 |  | 0 |  | 0 |  | 0 |  | 0 | 0 | ok
| CWIP Other | CWIP5 | PDIST | 0 |  | 0 | 0 |  | 0 |  | 0 |  | 0 | 0 |  | 0 | 0 |  | 0 |  | 0 |  | 0 |  | 0 | 0 | ok
Total Construction Work in Progress |  | TCWIP |  | 277847.12 |  | 0 | 0 |  | 0 |  | 112.3597 |  | 142442.8084 | 80976.0189 |  | 0 | 27440.8652 |  | 15927.4438 |  | 10947.6239 |  | 0 |  | 0 | 277847.12 | ok
Total Utility Plant |  |  |  | 114741002.36 |  | 1502071.36 | 0 |  | 0 |  | 45793.1567 |  | 58053764.7816 | 33002457.6832 |  | 0 | 11183755.4637 |  | 6491363.6927 |  | 4461796.222 |  | 0 |  | 0 | 114741002.36 | ok
Rate Base
Utility Plant
Plant in Service |  |  |  | 114463155.24 |  | 1502071.36 | 0 |  | 0 |  | 45680.797 |  | 57911321.9733 | 32921481.6643 |  | 0 | 11156314.5985 |  | 6475436.2489 |  | 4450848.5981 |  | 0 |  | 0 | 114463155.24 | ok
Construction Work in Progress (CWIP) |  |  |  | 277847.12 |  | 0 | 0 |  | 0 |  | 112.3597 |  | 142442.8084 | 80976.0189 |  | 0 | 27440.8652 |  | 15927.4438 |  | 10947.6239 |  | 0 |  | 0 | 277847.12 | ok
Total Utility Plant |  | TUP |  | 114741002.36 |  | 1502071.36 | 0 |  | 0 |  | 45793.1567 |  | 58053764.7816 | 33002457.6832 |  | 0 | 11183755.4637 |  | 6491363.6927 |  | 4461796.222 |  | 0 |  | 0 | 114741002.36 | ok
Less: Acummulated Provision for Depreciation
Electric Plant Amortization |  | ADEPREPA | TUP | 0 |  | 0 | 0 |  | 0 |  | 0 |  | 0 | 0 |  | 0 | 0 |  | 0 |  | 0 |  | 0 |  | 0 | 0 | ok
Retirement Work in Progress |  | RWIP | PDIST | 23988.6 |  | 0 | 0 |  | 0 |  | 9.7008 |  | 12298.1428 | 6991.2595 |  | 0 | 2369.1732 |  | 1375.1342 |  | 945.1895 |  | 0 |  | 0 | 23988.6 | ok
Steam Production |  | ADEPRPP | PPROD | 0 |  | 0 | 0 |  | 0 |  | 0 |  | 0 | 0 |  | 0 | 0 |  | 0 |  | 0 |  | 0 |  | 0 | 0 | ok
Transmission |  | ADEPRTP | PTRAN | 0 |  | 0 | 0 |  | 0 |  | 0 |  | 0 | 0 |  | 0 | 0 |  | 0 |  | 0 |  | 0 |  | 0 | 0 | ok
Distribution |  | ADEPRD12 | PDIST | -35379596.24 |  | 0 | 0 |  | 0 |  | -14307.3003 |  | -18137920.7667 | -10311061.9064 |  | 0 | -3494175.9805 |  | -2028117.2249 |  | -1394013.0611 |  | 0 |  | 0 | -35379596.24 | ok
Dist-Structures |  | ADEPRD1 | P361 | 0 |  | 0 | 0 |  | 0 |  | 0 |  | 0 | 0 |  | 0 | 0 |  | 0 |  | 0 |  | 0 |  | 0 | 0 | ok
Dist-Station |  | ADEPRD2 | P362 | 0 |  | 0 | 0 |  | 0 |  | 0 |  | 0 | 0 |  | 0 | 0 |  | 0 |  | 0 |  | 0 |  | 0 | 0 | ok
Dist-Poles and Fixtures |  | ADEPRD3 | P364 | 0 |  | 0 | 0 |  | 0 |  | 0 |  | 0 | 0 |  | 0 | 0 |  | 0 |  | 0 |  | 0 |  | 0 | 0 | ok
Dist-OH Conductor |  | ADEPRD4 | P365 | 0 |  | 0 | 0 |  | 0 |  | 0 |  | 0 | 0 |  | 0 | 0 |  | 0 |  | 0 |  | 0 |  | 0 | 0 | ok
Dist-UG Conduit |  | ADEPRD5 | P366 | 0 |  | 0 | 0 |  | 0 |  | 0 |  | 0 | 0 |  | 0 | 0 |  | 0 |  | 0 |  | 0 |  | 0 | 0 | ok
Dist-UG Conductor |  | ADEPRD6 | P367 | 0 |  | 0 | 0 |  | 0 |  | 0 |  | 0 | 0 |  | 0 | 0 |  | 0 |  | 0 |  | 0 |  | 0 | 0 | ok
Dist-Line Transformers |  | ADEPRD7 | P368 | 0 |  | 0 | 0 |  | 0 |  | 0 |  | 0 | 0 |  | 0 | 0 |  | 0 |  | 0 |  | 0 |  | 0 | 0 | ok
Dist-Services |  | ADEPRD8 | P369 | 0 |  | 0 | 0 |  | 0 |  | 0 |  | 0 | 0 |  | 0 | 0 |  | 0 |  | 0 |  | 0 |  | 0 | 0 | ok
Dist-Meters |  | ADEPRD9 | P370 | 0 |  | 0 | 0 |  | 0 |  | 0 |  | 0 | 0 |  | 0 | 0 |  | 0 |  | 0 |  | 0 |  | 0 | 0 | ok
Dist-Installations on Customer Premises |  | ADEPRD10 | P371 | 0 |  | 0 | 0 |  | 0 |  | 0 |  | 0 | 0 |  | 0 | 0 |  | 0 |  | 0 |  | 0 |  | 0 | 0 | ok
Dist-Lighting & Signal Systems |  | ADEPRD11 | P373 | 0 |  | 0 | 0 |  | 0 |  | 0 |  | 0 | 0 |  | 0 | 0 |  | 0 |  | 0 |  | 0 |  | 0 | 0 | ok
Accum Amtz - Electric Plant Acquisition |  |  | PGP | 0 |  | 0 | 0 |  | 0 |  | 0 |  | 0 | 0 |  | 0 | 0 |  | 0 |  | 0 |  | 0 |  | 0 | 0 | ok
Accum Amtz - Electric Plant in Service |  |  | PGP | 0 |  | 0 | 0 |  | 0 |  | 0 |  | 0 | 0 |  | 0 | 0 |  | 0 |  | 0 |  | 0 |  | 0 | 0 | ok
General Plant |  |  | PGP | 0 |  | 0 | 0 |  | 0 |  | 0 |  | 0 | 0 |  | 0 | 0 |  | 0 |  | 0 |  | 0 |  | 0 | 0 | ok
Total Accumulated Depreciation & Amort |  | TADEPR |  | -35355607.64 |  | 0 | 0 |  | 0 |  | -14297.5995 |  | -18125622.6239 | -10304070.6469 |  | 0 | -3491806.8073 |  | -2026742.0907 |  | -1393067.8716 |  | 0 |  | 0 | -35355607.64 | ok
Net Utility Plant |  | NTPLANT |  | 150096610 |  | 1502071.36 | 0 |  | 0 |  | 60090.7562 |  | 76179387.4056 | 43306528.3301 |  | 0 | 14675562.271 |  | 8518105.7835 |  | 5854864.0936 |  | 0 |  | 0 | 150096610 | ok
Working Capital
Cash Working Capital - Operation and Maintenance Expenses |  | CWC | OMLPP | 1101375.4363 |  | 33.0229 | 0 |  | 0 |  | 77.1563 |  | 532863.7108 | 219322.7933 |  | 0 | 45734.2993 |  | 49011.1111 |  | 7517.6263 |  | 246815.7162 |  | 0 | 1101375.4362 | ok
Materials and Supplies (13-Month Avg) |  | M&S | TPIS | 1266374 |  | 16618.3093 | 0 |  | 0 |  | 505.3938 |  | 640707.4163 | 364229.9422 |  | 0 | 123428.9472 |  | 71641.6046 |  | 49242.3866 |  | 0 |  | 0 | 1266374 | ok
Prepayments (13-Month Average) |  | PREPAY | TPIS | 208610.05 |  | 2737.5375 | 0 |  | 0 |  | 83.2536 |  | 105543.8647 | 59999.6734 |  | 0 | 20332.4759 |  | 11801.5363 |  | 8111.7085 |  | 0 |  | 0 | 208610.05 | ok
Total Working Capital |  | TWC |  | 2576359.4863 |  | 19388.8698 | 0 |  | 0 |  | 665.8038 |  | 1279114.9918 | 643552.409 |  | 0 | 189495.7224 |  | 132454.2519 |  | 64871.7214 |  | 246815.7162 |  | 0 | 2576359.4862 | ok
Deferred Debits & Credits
1 |  | DDEB1 | PDIST | 0 |  | 0 | 0 |  | 0 |  | 0 |  | 0 | 0 |  | 0 | 0 |  | 0 |  | 0 |  | 0 |  | 0 | 0 | ok
2 |  | DDEB2 | PDIST | 0 |  | 0 | 0 |  | 0 |  | 0 |  | 0 | 0 |  | 0 | 0 |  | 0 |  | 0 |  | 0 |  | 0 | 0 | ok
3 |  | DDEB3 | PDIST | 0 |  | 0 | 0 |  | 0 |  | 0 |  | 0 | 0 |  | 0 | 0 |  | 0 |  | 0 |  | 0 |  | 0 | 0 | ok
4 |  | DCRED1 | PDIST | 0 |  | 0 | 0 |  | 0 |  | 0 |  | 0 | 0 |  | 0 | 0 |  | 0 |  | 0 |  | 0 |  | 0 | 0 | ok
Total Deferred Debits & Credits |  |  |  | 0 |  | 0 | 0 |  | 0 |  | 0 |  | 0 | 0 |  | 0 | 0 |  | 0 |  | 0 |  | 0 |  | 0 | 0 | ok
Less: Customer Deposits |  | CSTDEP | TPIS | 1139215 |  | 14949.6335 | 0 |  | 0 |  | 454.6463 |  | 576372.7771 | 327656.9273 |  | 0 | 111035.214 |  | 64447.936 |  | 44297.8658 |  | 0 |  | 0 | 1139215 | ok
Net Rate Base |  | RB |  | 151533754.4863 |  | 1506510.5962 | 0 |  | 0 |  | 60301.9137 |  | 76882129.6203 | 43622423.8118 |  | 0 | 14754022.7794 |  | 8586112.0994 |  | 5875437.9493 |  | 246815.7162 |  | 0 | 151533754.4862 | ok
Operation and Maintenance Expenses
Steam Power Production Operations Expense
500 | OPERATION SUPV AND ENGINEERING | OM500 | PPROD | 0 |  | 0 | 0 |  | 0 |  | 0 |  | 0 | 0 |  | 0 | 0 |  | 0 |  | 0 |  | 0 |  | 0 | 0 | ok
501 | FUEL | OM501 | F017 | 0 |  | 0 | 0 |  | 0 |  | 0 |  | 0 | 0 |  | 0 | 0 |  | 0 |  | 0 |  | 0 |  | 0 | 0 | ok
502 | STEAM EXPENSES | OM502 | F016 | 0 |  | 0 | 0 |  | 0 |  | 0 |  | 0 | 0 |  | 0 | 0 |  | 0 |  | 0 |  | 0 |  | 0 | 0 | ok
503 | STEAM FROM OTHER SOURCES | OM503 | F016 | 0 |  | 0 | 0 |  | 0 |  | 0 |  | 0 | 0 |  | 0 | 0 |  | 0 |  | 0 |  | 0 |  | 0 | 0 | ok
504 | STEAM TRANSFERRED - CREDIT | OM504 | F016 | 0 |  | 0 | 0 |  | 0 |  | 0 |  | 0 | 0 |  | 0 | 0 |  | 0 |  | 0 |  | 0 |  | 0 | 0 | ok
505 | ELECTRIC EXPENSES | OM505 | F016 | 0 |  | 0 | 0 |  | 0 |  | 0 |  | 0 | 0 |  | 0 | 0 |  | 0 |  | 0 |  | 0 |  | 0 | 0 | ok
506 | MISC STEAM POWER EXPENSES | OM506 | F016 | 0 |  | 0 | 0 |  | 0 |  | 0 |  | 0 | 0 |  | 0 | 0 |  | 0 |  | 0 |  | 0 |  | 0 | 0 | ok
507 | RENTS | OM507 | F016 | 0 |  | 0 | 0 |  | 0 |  | 0 |  | 0 | 0 |  | 0 | 0 |  | 0 |  | 0 |  | 0 |  | 0 | 0 | ok
509 | ALLOWANCES | OM509 | F017 | 0 |  | 0 | 0 |  | 0 |  | 0 |  | 0 | 0 |  | 0 | 0 |  | 0 |  | 0 |  | 0 |  | 0 | 0 | ok
Total Steam Production Operation Expense |  | OMPO |  | 0 |  | 0 | 0 |  | 0 |  | 0 |  | 0 | 0 |  | 0 | 0 |  | 0 |  | 0 |  | 0 |  | 0 | 0 | ok
Steam Power Production Maintenance Expense
510 | MAINENANCE SUPV AND ENGINEERING | OM510 | F017 | 0 |  | 0 | 0 |  | 0 |  | 0 |  | 0 | 0 |  | 0 | 0 |  | 0 |  | 0 |  | 0 |  | 0 | 0 | ok
511 | MAINTENANCE OF STRUCTURES | OM511 | F016 | 0 |  | 0 | 0 |  | 0 |  | 0 |  | 0 | 0 |  | 0 | 0 |  | 0 |  | 0 |  | 0 |  | 0 | 0 | ok
512 | MAINTENANCE OF BOILER PLANT | OM512 | F017 | 0 |  | 0 | 0 |  | 0 |  | 0 |  | 0 | 0 |  | 0 | 0 |  | 0 |  | 0 |  | 0 |  | 0 | 0 | ok
513 | MAINTENANCE OF ELECTRIC PLANT | OM513 | F017 | 0 |  | 0 | 0 |  | 0 |  | 0 |  | 0 | 0 |  | 0 | 0 |  | 0 |  | 0 |  | 0 |  | 0 | 0 | ok
514 | MAINTENANCE OF MISC STEAM PLANT | OM514 | F016 | 0 |  | 0 | 0 |  | 0 |  | 0 |  | 0 | 0 |  | 0 | 0 |  | 0 |  | 0 |  | 0 |  | 0 | 0 | ok
Total Steam Production Maintenance Expense |  | OMPM |  | 0 |  | 0 | 0 |  | 0 |  | 0 |  | 0 | 0 |  | 0 | 0 |  | 0 |  | 0 |  | 0 |  | 0 | 0 | ok
Total Steam Production Operation and Maintenance Expenses |  | OMP |  | 0 |  | 0 | 0 |  | 0 |  | 0 |  | 0 | 0 |  | 0 | 0 |  | 0 |  | 0 |  | 0 |  | 0 | 0 | ok
Operation and Maintenance Expenses (Continued)
Purchased Power
555 | PURCHASED POWER | OM555 | OMPP | 45844519.35 |  | 9975700.6529 | 35868818.6971 |  | 0 |  | 0 |  | 0 | 0 |  | 0 | 0 |  | 0 |  | 0 |  | 0 |  | 0 | 45844519.35 | ok
556 | SYSTEM CONTROL & LOAD DISPATCHING | OM556 | OMPP | 0 |  | 0 | 0 |  | 0 |  | 0 |  | 0 | 0 |  | 0 | 0 |  | 0 |  | 0 |  | 0 |  | 0 | 0 | ok
557 | OTHER EXPENSES | OM557 | OMPP | 0 |  | 0 | 0 |  | 0 |  | 0 |  | 0 | 0 |  | 0 | 0 |  | 0 |  | 0 |  | 0 |  | 0 | 0 | ok
559 | RENEWABLE ENERGY CR EXP | OM559 | OMPP | 0 |  | 0 | 0 |  | 0 |  | 0 |  | 0 | 0 |  | 0 | 0 |  | 0 |  | 0 |  | 0 |  | 0 | 0 | ok
Total Purchased Power |  | TPP |  | 45844519.35 |  | 9975700.6529 | 35868818.6971 |  | 0 |  | 0 |  | 0 | 0 |  | 0 | 0 |  | 0 |  | 0 |  | 0 |  | 0 | 45844519.35 | ok
Transmission Expenses
560 | OPERATION SUPERVISION AND ENG | OM560 | PTRAN | 0 |  | 0 | 0 |  | 0 |  | 0 |  | 0 | 0 |  | 0 | 0 |  | 0 |  | 0 |  | 0 |  | 0 | 0 | ok
561 | LOAD DISPATCHING | OM561 | PTRAN | 0 |  | 0 | 0 |  | 0 |  | 0 |  | 0 | 0 |  | 0 | 0 |  | 0 |  | 0 |  | 0 |  | 0 | 0 | ok
562 | STATION EXPENSES | OM562 | PTRAN | 0 |  | 0 | 0 |  | 0 |  | 0 |  | 0 | 0 |  | 0 | 0 |  | 0 |  | 0 |  | 0 |  | 0 | 0 | ok
563 | OVERHEAD LINE EXPENSES | OM563 | PTRAN | 0 |  | 0 | 0 |  | 0 |  | 0 |  | 0 | 0 |  | 0 | 0 |  | 0 |  | 0 |  | 0 |  | 0 | 0 | ok
564 | UNDERGROUND LINE EXPENSES | OM564 | PTRAN | 0 |  | 0 | 0 |  | 0 |  | 0 |  | 0 | 0 |  | 0 | 0 |  | 0 |  | 0 |  | 0 |  | 0 | 0 | ok
565 | TRANSMISION OF ELEC BY OTHERS | OM565 | PTRAN | 0 |  | 0 | 0 |  | 0 |  | 0 |  | 0 | 0 |  | 0 | 0 |  | 0 |  | 0 |  | 0 |  | 0 | 0 | ok
566 | MISC. TRANSMISSION EXPENSES | OM566 | PTRAN | 0 |  | 0 | 0 |  | 0 |  | 0 |  | 0 | 0 |  | 0 | 0 |  | 0 |  | 0 |  | 0 |  | 0 | 0 | ok
567 | RENTS | OM567 | PTRAN | 0 |  | 0 | 0 |  | 0 |  | 0 |  | 0 | 0 |  | 0 | 0 |  | 0 |  | 0 |  | 0 |  | 0 | 0 | ok
568 | MAINTENANCE SUPERVISION AND ENG | OM568 | PTRAN | 0 |  | 0 | 0 |  | 0 |  | 0 |  | 0 | 0 |  | 0 | 0 |  | 0 |  | 0 |  | 0 |  | 0 | 0 | ok
569 | MAINTENANCE OF STRUCTURES | OM569 | PTRAN | 0 |  | 0 | 0 |  | 0 |  | 0 |  | 0 | 0 |  | 0 | 0 |  | 0 |  | 0 |  | 0 |  | 0 | 0 | ok
570 | MAINT OF STATION EQUIPMENT | OM570 | PTRAN | 0 |  | 0 | 0 |  | 0 |  | 0 |  | 0 | 0 |  | 0 | 0 |  | 0 |  | 0 |  | 0 |  | 0 | 0 | ok
571 | MAINT OF OVERHEAD LINES | OM571 | PTRAN | 0 |  | 0 | 0 |  | 0 |  | 0 |  | 0 | 0 |  | 0 | 0 |  | 0 |  | 0 |  | 0 |  | 0 | 0 | ok
572 | MAINT OF UNDERGROUND LINES | OM572 | PTRAN | 0 |  | 0 | 0 |  | 0 |  | 0 |  | 0 | 0 |  | 0 | 0 |  | 0 |  | 0 |  | 0 |  | 0 | 0 | ok
573 | MAINT MISC | OM573 | PTRAN | 0 |  | 0 | 0 |  | 0 |  | 0 |  | 0 | 0 |  | 0 | 0 |  | 0 |  | 0 |  | 0 |  | 0 | 0 | ok
574 | MAINT OF TRANS PLANT | OM574 | PTRAN | 0 |  | 0 | 0 |  | 0 |  | 0 |  | 0 | 0 |  | 0 | 0 |  | 0 |  | 0 |  | 0 |  | 0 | 0 | ok
Total Transmission Expenses |  |  |  | 0 |  | 0 | 0 |  | 0 |  | 0 |  | 0 | 0 |  | 0 | 0 |  | 0 |  | 0 |  | 0 |  | 0 | 0 | ok
Distribution Operation Expense
580 | OPERATION SUPERVISION AND ENGI | OM580 | PDIST | 32470.97 |  | 0 | 0 |  | 0 |  | 13.1311 |  | 16646.7666 | 9463.3692 |  | 0 | 3206.9129 |  | 1861.3817 |  | 1279.4085 |  | 0 |  | 0 | 32470.97 | ok
581 | LOAD DISPATCHING | OM581 | P362 | 0 |  | 0 | 0 |  | 0 |  | 0 |  | 0 | 0 |  | 0 | 0 |  | 0 |  | 0 |  | 0 |  | 0 | 0 | ok
582 | STATION EXPENSES | OM582 | P362 | 0 |  | 0 | 0 |  | 0 |  | 0 |  | 0 | 0 |  | 0 | 0 |  | 0 |  | 0 |  | 0 |  | 0 | 0 | ok
583 | OVERHEAD LINE EXPENSES | OM583 | P365 | 311467.57 |  | 0 | 0 |  | 0 |  | 0 |  | 226988.9376 | 84478.6324 |  | 0 | 0 |  | 0 |  | 0 |  | 0 |  | 0 | 311467.57 | ok
584 | UNDERGROUND LINE EXPENSES | OM584 | P367 | 0 |  | 0 | 0 |  | 0 |  | 0 |  | 0 | 0 |  | 0 | 0 |  | 0 |  | 0 |  | 0 |  | 0 | 0 | ok
585 | STREET LIGHTING EXPENSE | OM585 | P371 | 0 |  | 0 | 0 |  | 0 |  | 0 |  | 0 | 0 |  | 0 | 0 |  | 0 |  | 0 |  | 0 |  | 0 | 0 | ok
586 | METER EXPENSES | OM586 | P370 | 235331.81 |  | 0 | 0 |  | 0 |  | 0 |  | 0 | 0 |  | 0 | 0 |  | 235331.81 |  | 0 |  | 0 |  | 0 | 235331.81 | ok
586 | METER EXPENSES - LOAD MANAGEMENT | OM586x | F012 | 0 |  | 0 | 0 |  | 0 |  | 0 |  | 0 | 0 |  | 0 | 0 |  | 0 |  | 0 |  | 0 |  | 0 | 0 | ok
587 | CUSTOMER INSTALLATIONS EXPENSE | OM587 | P369 | 159535.59 |  | 0 | 0 |  | 0 |  | 0 |  | 0 | 0 |  | 0 | 159535.59 |  | 0 |  | 0 |  | 0 |  | 0 | 159535.59 | ok
588 | MISCELLANEOUS DISTRIBUTION EXP | OM588 | PDIST | 1023409.17 |  | 0 | 0 |  | 0 |  | 413.8606 |  | 524667.2209 | 298263.3051 |  | 0 | 101074.4079 |  | 58666.4062 |  | 40323.9692 |  | 0 |  | 0 | 1023409.17 | ok
588 | MISC DISTR EXP -- MAPPING | OM588x | F015 | 0 |  | 0 | 0 |  | 0 |  | 0 |  | 0 | 0 |  | 0 | 0 |  | 0 |  | 0 |  | 0 |  | 0 | 0 | ok
589 | RENTS | OM589 | PDIST | 0 |  | 0 | 0 |  | 0 |  | 0 |  | 0 | 0 |  | 0 | 0 |  | 0 |  | 0 |  | 0 |  | 0 | 0 | ok
Total Distribution Operation Expense |  | OMDO |  | 1762215.11 |  | 0 | 0 |  | 0 |  | 426.9917 |  | 768302.9252 | 392205.3067 |  | 0 | 263816.9107 |  | 295859.598 |  | 41603.3777 |  | 0 |  | 0 | 1762215.11 | ok
Operation and Maintenance Expenses (Continued)
Distribution Maintenance Expense
590 | MAINTENANCE SUPERVISION AND EN | OM590 | PDIST | 0 |  | 0 | 0 |  | 0 |  | 0 |  | 0 | 0 |  | 0 | 0 |  | 0 |  | 0 |  | 0 |  | 0 | 0 | ok
592 | MAINTENANCE OF STATION EQUIPME | OM592 | P362 | 0 |  | 0 | 0 |  | 0 |  | 0 |  | 0 | 0 |  | 0 | 0 |  | 0 |  | 0 |  | 0 |  | 0 | 0 | ok
593 | MAINTENANCE OF OVERHEAD LINES | OM593 | P365 | 3356764.68 |  | 0 | 0 |  | 0 |  | 0 |  | 2446317.1191 | 910447.5609 |  | 0 | 0 |  | 0 |  | 0 |  | 0 |  | 0 | 3356764.68 | ok
594 | MAINTENANCE OF UNDERGROUND LIN | OM594 | P367 | 0 |  | 0 | 0 |  | 0 |  | 0 |  | 0 | 0 |  | 0 | 0 |  | 0 |  | 0 |  | 0 |  | 0 | 0 | ok
595 | MAINTENANCE OF LINE TRANSFORME | OM595 | P368 | 23708.82 |  | 0 | 0 |  | 0 |  | 0 |  | 8721.6804 | 14987.1396 |  | 0 | 0 |  | 0 |  | 0 |  | 0 |  | 0 | 23708.82 | ok
596 | MAINTENANCE OF ST LIGHTS & SIG SYSTEMS | OM596 | P373 | 0 |  | 0 | 0 |  | 0 |  | 0 |  | 0 | 0 |  | 0 | 0 |  | 0 |  | 0 |  | 0 |  | 0 | 0 | ok
597 | MAINTENANCE OF METERS | OM597 | P370 | 0 |  |  | 0 |  | 0 |  | 0 |  | 0 | 0 |  | 0 | 0 |  | 0 |  | 0 |  | 0 |  | 0 | 0 | ok
598 | MAINTENANCE OF MISC DISTR PLANT | OM598 | PDIST | 2616.27 |  | 0 | 0 |  | 0 |  | 1.058 |  | 1341.273 | 762.4881 |  | 0 | 258.3893 |  | 149.9763 |  | 103.0853 |  | 0 |  | 0 | 2616.27 | ok
Total Distribution Maintenance Expense |  | OMDM |  | 3383089.77 |  | 0 | 0 |  | 0 |  | 1.058 |  | 2456380.0725 | 926197.1886 |  | 0 | 258.3893 |  | 149.9763 |  | 103.0853 |  | 0 |  | 0 | 3383089.77 | ok
Total Distribution Operation and Maintenance Expenses |  |  |  | 5145304.88 |  | 0 | 0 |  | 0 |  | 428.0497 |  | 3224682.9977 | 1318402.4953 |  | 0 | 264075.3 |  | 296009.5743 |  | 41706.463 |  | 0 |  | 0 | 5145304.88 | ok
Transmission and Distribution Expenses |  |  |  | 5145304.88 |  | 0 | 0 |  | 0 |  | 428.0497 |  | 3224682.9977 | 1318402.4953 |  | 0 | 264075.3 |  | 296009.5743 |  | 41706.463 |  | 0 |  | 0 | 5145304.88 | ok
Steam Production, Transmission and Distribution Expenses |  |  |  | 5145304.88 |  | 0 | 0 |  | 0 |  | 428.0497 |  | 3224682.9977 | 1318402.4953 |  | 0 | 264075.3 |  | 296009.5743 |  | 41706.463 |  | 0 |  | 0 | 5145304.88 | ok
Production, Purchased Power, Trans and Distr Expenses |  | OMSUB |  | 50989824.23 |  | 9975700.6529 | 35868818.6971 |  | 0 |  | 428.0497 |  | 3224682.9977 | 1318402.4953 |  | 0 | 264075.3 |  | 296009.5743 |  | 41706.463 |  | 0 |  | 0 | 50989824.23 | ok
Customer Accounts Expense
901 | SUPERVISION/CUSTOMER ACCTS | OM901 | F009 | 0 |  | 0 | 0 |  | 0 |  | 0 |  | 0 | 0 |  | 0 | 0 |  | 0 |  | 0 |  | 0 |  | 0 | 0 | ok
902 | METER READING EXPENSES | OM902 | F009 | 12942.69 |  | 0 | 0 |  | 0 |  | 0 |  | 0 | 0 |  | 0 | 0 |  | 0 |  | 0 |  | 12942.69 |  | 0 | 12942.69 | ok
903 | RECORDS AND COLLECTION | OM903 | F009 | 1361896.25 |  | 0 | 0 |  | 0 |  | 0 |  | 0 | 0 |  | 0 | 0 |  | 0 |  | 0 |  | 1361896.25 |  | 0 | 1361896.25 | ok
904 | UNCOLLECTIBLE ACCOUNTS | OM904 | F009 | 3000 |  | 0 | 0 |  | 0 |  | 0 |  | 0 | 0 |  | 0 | 0 |  | 0 |  | 0 |  | 3000 |  | 0 | 3000 | ok
905 | MISC CUST ACCOUNTS | OM903 | F009 | 0 |  | 0 | 0 |  | 0 |  | 0 |  | 0 | 0 |  | 0 | 0 |  | 0 |  | 0 |  | 0 |  | 0 | 0 | ok
Total Customer Accounts Expense |  | OMCA |  | 1377838.94 |  | 0 | 0 |  | 0 |  | 0 |  | 0 | 0 |  |  | 0 |  | 0 |  | 0 |  | 1377838.94 |  | 0 | 1377838.94 | ok
Customer Service Expense
907 | SUPERVISION | OM907 | F010 | 0 |  | 0 | 0 |  | 0 |  | 0 |  | 0 | 0 |  | 0 | 0 |  | 0 |  | 0 |  | 0 |  | 0 | 0 | ok
908 | CUSTOMER ASSISTANCE EXPENSES | OM908 | F010 | 113476.89 |  |  | 0 |  | 0 |  | 0 |  | 0 | 0 |  | 0 | 0 |  | 0 |  | 0 |  | 113476.89 |  | 0 | 113476.89 | ok
908 | CUSTOMER ASSISTANCE EXP-LOAD MGMT | OM908x | F012 | 0 |  | 0 | 0 |  | 0 |  | 0 |  | 0 | 0 |  | 0 | 0 |  | 0 |  | 0 |  | 0 |  | 0 | 0 | ok
909 | INFORMATIONAL AND INSTRUCTIONA | OM909 | F010 | 3783.32 |  | 0 | 0 |  | 0 |  | 0 |  | 0 | 0 |  | 0 | 0 |  | 0 |  | 0 |  | 3783.32 |  | 0 | 3783.32 | ok
909 | INFORM AND INSTRUC -LOAD MGMT | OM909x | F012 | 0 |  | 0 | 0 |  | 0 |  | 0 |  | 0 | 0 |  | 0 | 0 |  | 0 |  | 0 |  | 0 |  | 0 | 0 | ok
910 | MISCELLANEOUS CUSTOMER SERVICE | OM910 | F010 | 0 |  | 0 | 0 |  | 0 |  | 0 |  | 0 | 0 |  | 0 | 0 |  | 0 |  | 0 |  | 0 |  | 0 | 0 | ok
911 | SUPERVISION | OM911 | F010 | 0 |  | 0 | 0 |  | 0 |  | 0 |  | 0 | 0 |  | 0 | 0 |  | 0 |  | 0 |  | 0 |  | 0 | 0 | ok
912 | DEMONSTRATION AND SELLING EXP | OM912 | F012 | 0 |  | 0 | 0 |  | 0 |  | 0 |  | 0 | 0 |  | 0 | 0 |  | 0 |  | 0 |  | 0 |  | 0 | 0 | ok
913 | ADVERTISING EXPENSES | OM913 | F012 | 0 |  | 0 | 0 |  | 0 |  | 0 |  | 0 | 0 |  | 0 | 0 |  | 0 |  | 0 |  | 0 |  | 0 | 0 | ok
914 | SALES | OM914 | F012 | 0 |  | 0 | 0 |  | 0 |  | 0 |  | 0 | 0 |  | 0 | 0 |  | 0 |  | 0 |  | 0 |  | 0 | 0 | ok
916 | MISC SALES EXPENSE | OM916 | F012 | 0 |  | 0 | 0 |  | 0 |  | 0 |  | 0 | 0 |  | 0 | 0 |  | 0 |  | 0 |  | 0 |  | 0 | 0 | ok
917 | MISC SALES EXPENSE | OM917 | F012 | 0 |  | 0 | 0 |  | 0 |  | 0 |  | 0 | 0 |  | 0 | 0 |  | 0 |  | 0 |  | 0 |  | 0 | 0 | ok
Total Customer Service Expense |  | OMCS |  | 117260.21 |  | 0 | 0 |  | 0 |  | 0 |  | 0 | 0 |  | 0 | 0 |  | 0 |  | 0 |  | 117260.21 |  | 0 | 117260.21 | ok
Sub-Total Transmission, Distribution, Cust Acct and Cust Service |  | OMSUB2 |  | 6640404.03 |  | 0 | 0 |  | 0 |  | 428.0497 |  | 3224682.9977 | 1318402.4953 |  | 0 | 264075.3 |  | 296009.5743 |  | 41706.463 |  | 1495099.15 |  | 0 | 6640404.03 | ok
Operation and Maintenance Expenses (Continued)
Administrative and General Expense
920 | ADMIN. & GEN. SALARIES- | OM920 | OMSUB2 | 954729.34 |  | 0 | 0 |  | 0 |  | 61.5432 |  | 463631.3478 | 189554.3612 |  | 0 | 37967.6351 |  | 42559.0106 |  | 5996.3797 |  | 214959.0625 |  | 0 | 954729.34 | ok
921 | OFFICE SUPPLIES AND EXPENSES | OM921 | LBSUB2 | 378341.72 |  | 0 | 0 |  | 0 |  | 29.5968 |  | 170110.6416 | 70685.5053 |  | 0 | 20902.6057 |  | 15263.1118 |  | 2883.7224 |  | 98466.5365 |  | 0 | 378341.72 | ok
923 | OUTSIDE SERVICES EMPLOYED | OM923 | OMSUB2 | 115291.04 |  | 0 | 0 |  | 0 |  | 7.4318 |  | 55987.1139 | 22890.1727 |  | 0 | 4584.8891 |  | 5139.3336 |  | 724.1098 |  | 25957.9892 |  | 0 | 115291.04 | ok
924 | PROPERTY INSURANCE | OM924 | NTPLANT | 26398.92 |  | 264.1836 | 0 |  | 0 |  | 10.5687 |  | 13398.3942 | 7616.7315 |  | 0 | 2581.1309 |  | 1498.1604 |  | 1029.7507 |  | 0 |  | 0 | 26398.92 | ok
925 | INJURIES AND DAMAGES - INSURAN | OM925 | LBSUB2 | 103420.91 |  | 0 | 0 |  | 0 |  | 8.0904 |  | 46500.2838 | 19322.1072 |  | 0 | 5713.7936 |  | 4172.2201 |  | 788.2747 |  | 26916.1403 |  | 0 | 103420.91 | ok
926 | EMPLOYEE BENEFITS | OM926 | LBSUB2 | 47897.16 |  | 0 | 0 |  | 0 |  | 3.7469 |  | 21535.6018 | 8948.6165 |  | 0 | 2646.2201 |  | 1932.2736 |  | 365.0724 |  | 12465.6288 |  | 0 | 47897.16 | ok
928 | ASSOCIATED DUES | OM928 | OMSUB2 | 0 |  | 0 | 0 |  | 0 |  | 0 |  | 0 | 0 |  | 0 | 0 |  | 0 |  | 0 |  | 0 |  | 0 | 0 | ok
929 | DUPLICATE CHARGES - CREDIT | OM929 | OMSUB2 | 0 |  | 0 | 0 |  | 0 |  | 0 |  | 0 | 0 |  | 0 | 0 |  | 0 |  | 0 |  | 0 |  | 0 | 0 | ok
930 | MISCELLANEOUS GENERAL EXPENSES | OM930 | OMSUB2 | 447081.51 |  | 0 | 0 |  | 0 |  | 28.8195 |  | 217109.7026 | 88764.686 |  | 0 | 17779.5181 |  | 19929.5716 |  | 2807.99 |  | 100661.2222 |  | 0 | 447081.51 | ok
931 | RENTS AND LEASES | OM931 | NTPLANT | 0 |  | 0 | 0 |  | 0 |  | 0 |  | 0 | 0 |  | 0 | 0 |  | 0 |  | 0 |  | 0 |  | 0 | 0 | ok
932 | MAINTENANCE OF GENERAL PLANT | OM932 | PGP | 97438.86 |  |  | 0 |  | 0 |  | 39.4037 |  | 49953.6035 | 28397.6705 |  | 0 | 9623.3016 |  | 5585.6327 |  | 3839.248 |  | 0 |  | 0 | 97438.86 | ok
933 | TRANSPORTATION EXPENSES | OM933 | PGP | 0 |  | 0 | 0 |  | 0 |  | 0 |  | 0 | 0 |  | 0 | 0 |  | 0 |  | 0 |  | 0 |  | 0 | 0 | ok
935 | MAINT OF GENERAL PLANT | OM935 | NTPLANT | 0 |  | 0 | 0 |  | 0 |  | 0 |  | 0 | 0 |  | 0 | 0 |  | 0 |  | 0 |  | 0 |  | 0 | 0 | ok
Total Administrative and General Expense |  | OMAG |  | 2170599.46 |  | 264.1836 | 0 |  | 0 |  | 189.201 |  | 1038226.6891 | 436179.8509 |  | 0 | 101799.0942 |  | 96079.3144 |  | 18434.5476 |  | 479426.5794 |  | 0 | 2170599.46 | ok
Total Operation and Maintenance Expenses |  | TOM |  | 54655522.84 |  | 9975964.8365 | 35868818.6971 |  | 0 |  | 617.2507 |  | 4262909.6868 | 1754582.3462 |  | 0 | 365874.3942 |  | 392088.8887 |  | 60141.0106 |  | 1974525.7294 |  | 0 | 54655522.84 | ok
Operation and Maintenance Expenses Less Purchase Power |  | OMLPP |  | 8811003.49 |  | 264.1836 | 0 |  | 0 |  | 617.2507 |  | 4262909.6868 | 1754582.3462 | 0 | 0 | 365874.3942 |  | 392088.8887 |  | 60141.0106 |  | 1974525.7294 |  | 0 | 8811003.49 | ok
Other Expenses
Depreciation Expenses
Steam Prod Plant |  | DEPRPP | PPROD |  |  | 0 | 0 |  | 0 |  | 0 |  | 0 | 0 |  | 0 | 0 |  | 0 |  | 0 |  | 0 |  | 0 | 0 | ok
Transmission |  | DEPRTP | PTRAN |  |  | 0 | 0 |  | 0 |  | 0 |  | 0 | 0 |  | 0 | 0 |  | 0 |  | 0 |  | 0 |  | 0 | 0 | ok
Dist-Structures |  | DEPRDP1 | P361 |  |  | 0 | 0 |  | 0 |  | 0 |  | 0 | 0 |  | 0 | 0 |  | 0 |  | 0 |  | 0 |  | 0 | 0 | ok
Dist-Station |  | DEPRDP2 | P362 |  |  | 0 | 0 |  | 0 |  | 0 |  | 0 | 0 |  | 0 | 0 |  | 0 |  | 0 |  | 0 |  | 0 | 0 | ok
Dist-Poles and Fixtures |  | DEPRDP3 | P364 | 0 |  | 0 | 0 |  | 0 |  | 0 |  | 0 | 0 |  | 0 | 0 |  | 0 |  | 0 |  | 0 |  | 0 | 0 | ok
Dist-OH Conductor |  | DEPRDP4 | P365 | 0 |  | 0 | 0 |  | 0 |  | 0 |  | 0 | 0 |  | 0 | 0 |  | 0 |  | 0 |  | 0 |  | 0 | 0 | ok
Dist-UG Conduit |  | DEPRDP5 | P366 | 0 |  | 0 | 0 |  | 0 |  | 0 |  | 0 | 0 |  | 0 | 0 |  | 0 |  | 0 |  | 0 |  | 0 | 0 | ok
Dist-UG Conductor |  | DEPRDP6 | P367 | 0 |  | 0 | 0 |  | 0 |  | 0 |  | 0 | 0 |  | 0 | 0 |  | 0 |  | 0 |  | 0 |  | 0 | 0 | ok
Dist-Line Transformers |  | DEPRDP7 | P368 | 0 |  | 0 | 0 |  | 0 |  | 0 |  | 0 | 0 |  | 0 | 0 |  | 0 |  | 0 |  | 0 |  | 0 | 0 | ok
Dist-Services |  | DEPRDP8 | P369 | 0 |  | 0 | 0 |  | 0 |  | 0 |  | 0 | 0 |  | 0 | 0 |  | 0 |  | 0 |  | 0 |  | 0 | 0 | ok
Dist-Meters |  | DEPRDP9 | P370 | 0 |  | 0 | 0 |  | 0 |  | 0 |  | 0 | 0 |  | 0 | 0 |  | 0 |  | 0 |  | 0 |  | 0 | 0 | ok
Dist-Installations on Customer Premises |  | DEPRDP10 | P371 | 0 |  | 0 | 0 |  | 0 |  | 0 |  | 0 | 0 |  | 0 | 0 |  | 0 |  | 0 |  | 0 |  | 0 | 0 | ok
Dist-Lighting & Signal Systems |  | DEPRDP11 | P373 | 0 |  | 0 | 0 |  | 0 |  | 0 |  | 0 | 0 |  | 0 | 0 |  | 0 |  | 0 |  | 0 |  | 0 | 0 | ok
Distribution Plant |  | DEPRDP12 | PDIST | 3476558.35 |  | 0 | 0 |  | 0 |  | 1405.8997 |  | 1782313.723 | 1013211.3472 |  | 0 | 343353.4571 |  | 199291.9259 |  | 136981.997 |  | 0 |  | 0 | 3476558.35 | ok
General Plant |  | DEPRGP | PGP | 251547.76 |  | 0 | 0 |  | 0 |  | 101.7244 |  | 128960.0172 | 73311.3094 |  | 0 | 24843.4757 |  | 14419.8464 |  | 9911.3868 |  | 0 |  | 0 | 251547.76 | ok
Asset Retirement Costs |  | DEPRGP | PGP |  |  | 0 | 0 |  | 0 |  | 0 |  | 0 | 0 |  | 0 | 0 |  | 0 |  | 0 |  | 0 |  | 0 | 0 | ok
AMORT Property Losses & Unrecover |  | DEPRLTEP | PT&D |  |  | 0 | 0 |  | 0 |  | 0 |  | 0 | 0 |  | 0 | 0 |  | 0 |  | 0 |  | 0 |  | 0 | 0 | ok
AMORT ELECT PLANT ACQUISIT ADJ |  | DEPRAADJ | PDIST |  |  | 0 | 0 |  | 0 |  | 0 |  | 0 | 0 |  | 0 | 0 |  | 0 |  | 0 |  | 0 |  | 0 | 0 | ok
Total Depreciation Expense |  | TDEPR |  | 3728106.11 |  | 0 | 0 |  | 0 |  | 1507.6242 |  | 1911273.7402 | 1086522.6565 |  | 0 | 368196.9329 |  | 213711.7724 |  | 146893.3838 |  | 0 |  | 0 | 3728106.11 | ok
Property Taxes |  | PTAX | NTPLANT | 817968.87 |  | 8185.7119 | 0 |  | 0 |  | 327.4715 |  | 415148.3996 | 236003.9447 |  | 0 | 79976.1773 |  | 46420.4046 |  | 31906.7604 |  | 0 |  | 0 | 817968.87 | ok
Other Taxes |  | OT | NTPLANT | 55623.15 |  | 556.6411 | 0 |  | 0 |  | 22.2686 |  | 28230.7341 | 16048.6338 |  | 0 | 5438.5039 |  | 3156.6594 |  | 2169.7091 |  | 0 |  | 0 | 55623.15 | ok
Interest -- LTD |  | INTLTD | NTPLANT | 1800708 |  | 18020.3398 | 0 |  | 0 |  | 720.9084 |  | 913923.5879 | 519548.1231 |  | 0 | 176062.6198 |  | 102191.6566 |  | 70240.7643 |  | 0 |  | 0 | 1800708 | ok
Interest -- Other |  | INTOTH | NTPLANT | 38836 |  | 388.646 | 0 |  | 0 |  | 15.5479 |  | 19710.6563 | 11205.132 |  | 0 | 3797.1553 |  | 2203.9749 |  | 1514.8877 |  | 0 |  | 0 | 38836 | ok
Other |  | OTHER | NTPLANT | 0 |  | 0 | 0 |  | 0 |  | 0 |  | 0 | 0 |  | 0 | 0 |  | 0 |  | 0 |  | 0 |  | 0 | 0 | ok
Regulatory Liabilities |  | REGLIAB | NTPLANT | 0 |  | 0 | 0 |  | 0 |  | 0 |  | 0 | 0 |  | 0 | 0 |  | 0 |  | 0 |  | 0 |  | 0 | 0 | ok
Other Deductions |  | DEDUCT | NTPLANT | 0 |  | 0 | 0 |  | 0 |  | 0 |  | 0 | 0 |  | 0 | 0 |  | 0 |  | 0 |  | 0 |  | 0 | 0 | ok
Total Other Expenses |  | TOE |  | 6441242.13 |  | 27151.3388 | 0 |  | 0 |  | 2593.8205 |  | 3288287.1181 | 1869328.4902 | 0 | 0 | 633471.3892 | 0 | 367684.4678 | 0 | 252725.5053 | 0 | 0 | 0 | 0 | 6441242.13 | ok
Total Cost of Service (O&M + Other Expenses) |  |  |  | 61096764.97 |  | 10003116.1753 | 35868818.6971 |  | 0 |  | 3211.0712 |  | 7551196.8049 | 3623910.8363 | 0 | 0 | 999345.7834 | 0 | 759773.3565 | 0 | 312866.5159 | 0 | 1974525.7294 | 0 | 0 | 61096764.97 | ok
Labor Expenses - for Labor Allocator
Steam Power Production Operations Expense
500 | OPERATION SUPV AND ENGINEERING | LB500 | PPROD | 0 |  | 0 | 0 |  | 0 |  | 0 |  | 0 | 0 |  | 0 | 0 |  | 0 |  | 0 |  | 0 |  | 0 | 0 | ok
501 | FUEL | LB501 | F017 | 0 |  | 0 | 0 |  | 0 |  | 0 |  | 0 | 0 |  | 0 | 0 |  | 0 |  | 0 |  | 0 |  | 0 | 0 | ok
502 | STEAM EXPENSES | LB502 | F016 | 0 |  | 0 | 0 |  | 0 |  | 0 |  | 0 | 0 |  | 0 | 0 |  | 0 |  | 0 |  | 0 |  | 0 | 0 | ok
503 | STEAM FROM OTHER SOURCES | LB503 | F016 | 0 |  | 0 | 0 |  | 0 |  | 0 |  | 0 | 0 |  | 0 | 0 |  | 0 |  | 0 |  | 0 |  | 0 | 0 | ok
504 | STEAM TRANSFERRED - CREDIT | LB504 | F016 | 0 |  | 0 | 0 |  | 0 |  | 0 |  | 0 | 0 |  | 0 | 0 |  | 0 |  | 0 |  | 0 |  | 0 | 0 | ok
505 | ELECTRIC EXPENSES | LB505 | F016 | 0 |  | 0 | 0 |  | 0 |  | 0 |  | 0 | 0 |  | 0 | 0 |  | 0 |  | 0 |  | 0 |  | 0 | 0 | ok
506 | MISC STEAM POWER EXPENSES | LB506 | F016 | 0 |  | 0 | 0 |  | 0 |  | 0 |  | 0 | 0 |  | 0 | 0 |  | 0 |  | 0 |  | 0 |  | 0 | 0 | ok
507 | RENTS | LB507 | F016 | 0 | 0 | 0 | 0 | 0 | 0 |  | 0 |  | 0 | 0 |  | 0 | 0 |  | 0 |  | 0 |  | 0 |  | 0 | 0 | ok
509 | ALLOWANCES | LB509 | F017 | 0 |  | 0 | 0 |  | 0 |  | 0 |  | 0 | 0 |  | 0 | 0 |  | 0 |  | 0 |  | 0 |  | 0 | 0 | ok
[26 empty] | 0 | ok
Total Steam Production Operation Expense |  | LBPO |  | 0 |  | 0 | 0 |  | 0 |  | 0 |  | 0 | 0 |  | 0 | 0 |  | 0 |  | 0 |  | 0 |  | 0 | 0 | ok
Steam Power Production Maintenance Expense
510 | MAINENANCE SUPV AND ENGINEERING | LB510 | F017 | 0 |  | 0 | 0 |  | 0 |  | 0 |  | 0 | 0 |  | 0 | 0 |  | 0 |  | 0 |  | 0 |  | 0 | 0 | ok
511 | MAINTENANCE OF STRUCTURES | LB511 | F016 | 0 |  | 0 | 0 |  | 0 |  | 0 |  | 0 | 0 |  | 0 | 0 |  | 0 |  | 0 |  | 0 |  | 0 | 0 | ok
512 | MAINTENANCE OF BOILER PLANT | LB512 | F017 | 0 |  | 0 | 0 |  | 0 |  | 0 |  | 0 | 0 |  | 0 | 0 |  | 0 |  | 0 |  | 0 |  | 0 | 0 | ok
513 | MAINTENANCE OF ELECTRIC PLANT | LB513 | F017 | 0 |  | 0 | 0 |  | 0 |  | 0 |  | 0 | 0 |  | 0 | 0 |  | 0 |  | 0 |  | 0 |  | 0 | 0 | ok
514 | MAINTENANCE OF MISC STEAM PLANT | LB514 | F016 | 0 |  | 0 | 0 |  | 0 |  | 0 |  | 0 | 0 |  | 0 | 0 |  | 0 |  | 0 |  | 0 |  | 0 | 0 | ok
Total Steam Production Maintenance Expense |  | LBPM |  | 0 |  | 0 | 0 |  | 0 |  | 0 |  | 0 | 0 |  | 0 | 0 |  | 0 |  | 0 |  | 0 |  | 0 | 0 | ok
Total Steam Production Operation and Maintenance Expenses |  | LBP |  | 0 |  | 0 | 0 |  | 0 |  | 0 |  | 0 | 0 |  | 0 | 0 |  | 0 |  | 0 |  | 0 |  | 0 | 0 | ok
Labor Expenses (Continued)
Purchased Power
555 | PURCHASED POWER | LB555 | OMPP | 0 |  | 0 | 0 |  | 0 |  | 0 |  | 0 | 0 |  | 0 | 0 |  | 0 |  | 0 |  | 0 |  | 0 | 0 | ok
557 | OTHER EXPENSES | LB557 | OMPP |  |  | 0 | 0 |  | 0 |  | 0 |  | 0 | 0 |  | 0 | 0 |  | 0 |  | 0 |  | 0 |  | 0 | 0 | ok
| Total Purchased Power Labor | LBPP |  | 0 |  | 0 | 0 |  | 0 |  | 0 |  | 0 | 0 |  | 0 | 0 |  | 0 |  | 0 |  | 0 |  | 0 | 0 | ok
DPT
Transmission Labor Expenses |  |  | DA1
560 | OPERATION SUPERVISION AND ENG | LB560 | PTRAN | 0 |  | 0 | 0 |  | 0 |  | 0 |  | 0 | 0 |  | 0 | 0 |  | 0 |  | 0 |  | 0 |  | 0 | 0 | ok
561 | LOAD DISPATCHING | LB561 | PTRAN | 0 |  | 0 | 0 |  | 0 |  | 0 |  | 0 | 0 |  | 0 | 0 |  | 0 |  | 0 |  | 0 |  | 0 | 0 | ok
562 | STATION EXPENSES | LB562 | PTRAN | 0 |  | 0 | 0 |  | 0 |  | 0 |  | 0 | 0 |  | 0 | 0 |  | 0 |  | 0 |  | 0 |  | 0 | 0 | ok
563 | OVERHEAD LINE EXPENSES | LB563 | PTRAN | 0 |  | 0 | 0 |  | 0 |  | 0 |  | 0 | 0 |  | 0 | 0 |  | 0 |  | 0 |  | 0 |  | 0 | 0 | ok
566 | MISC. TRANSMISSION EXPENSES | LB566 | PTRAN | 0 |  | 0 | 0 |  | 0 |  | 0 |  | 0 | 0 |  | 0 | 0 |  | 0 |  | 0 |  | 0 |  | 0 | 0 | ok
568 | MAINTENACE SUPERVISION AND ENG | LB568 | PTRAN | 0 |  | 0 | 0 |  | 0 |  | 0 |  | 0 | 0 |  | 0 | 0 |  | 0 |  | 0 |  | 0 |  | 0 | 0 | ok
570 | MAINT OF STATION EQUIPMENT | LB570 | PTRAN | 0 |  | 0 | 0 |  | 0 |  | 0 |  | 0 | 0 |  | 0 | 0 |  | 0 |  | 0 |  | 0 |  | 0 | 0 | ok
571 | MAINT OF OVERHEAD LINES | LB571 | PTRAN | 0 |  | 0 | 0 |  | 0 |  | 0 |  | 0 | 0 |  | 0 | 0 |  | 0 |  | 0 |  | 0 |  | 0 | 0 | ok
Total Transmission Labor Expenses |  |  |  | 0 |  | 0 | 0 |  | 0 |  | 0 |  | 0 | 0 |  | 0 | 0 |  | 0 |  | 0 |  | 0 |  | 0 | 0 | ok
Distribution Operation Labor Expense
580 | OPERATION SUPERVISION AND ENGI | LB580 | PDIST | 18708 |  | 0 | 0 |  | 0 |  | 7.5654 |  | 9590.958 | 5452.2766 |  | 0 | 1847.6481 |  | 1072.4265 |  | 737.1253 |  | 0 |  | 0 | 18708 | ok
581 | LOAD DISPATCHING | LB581 | P362 | 0 |  | 0 | 0 |  | 0 |  | 0 |  | 0 | 0 |  | 0 | 0 |  | 0 |  | 0 |  | 0 |  | 0 | 0 | ok
582 | STATION EXPENSES | LB582 | P362 | 0 |  | 0 | 0 |  | 0 |  | 0 |  | 0 | 0 |  | 0 | 0 |  | 0 |  | 0 |  | 0 |  | 0 | 0 | ok
583 | OVERHEAD LINE EXPENSES | LB583 | P365 | 18724 |  | 0 | 0 |  | 0 |  | 0 |  | 13645.5326 | 5078.4674 |  | 0 | 0 |  | 0 |  | 0 |  | 0 |  | 0 | 18724 | ok
584 | UNDERGROUND LINE EXPENSES | LB584 | P367 | 0 |  | 0 | 0 |  | 0 |  | 0 |  | 0 | 0 |  | 0 | 0 |  | 0 |  | 0 |  | 0 |  | 0 | 0 | ok
585 | STREET LIGHTING EXPENSE | LB585 | P371 | 0 |  | 0 | 0 |  | 0 |  | 0 |  | 0 | 0 |  | 0 | 0 |  | 0 |  | 0 |  | 0 |  | 0 | 0 | ok
586 | METER EXPENSES | LB586 | P370 | 60787 |  | 0 | 0 |  | 0 |  | 0 |  | 0 | 0 |  | 0 | 0 |  | 60787 |  | 0 |  | 0 |  | 0 | 60787 | ok
586 | METER EXPENSES - LOAD MANAGEMENT | LB586x | F012 | 0 |  | 0 | 0 |  | 0 |  | 0 |  | 0 | 0 |  | 0 | 0 |  | 0 |  | 0 |  | 0 |  | 0 | 0 | ok
587 | CUSTOMER INSTALLATIONS EXPENSE | LB587 | P369 | 75104 |  | 0 | 0 |  | 0 |  | 0 |  | 0 | 0 |  | 0 | 75104 |  | 0 |  | 0 |  | 0 |  | 0 | 75104 | ok
588 | MISCELLANEOUS DISTRIBUTION EXP | LB588 | PDIST | 383227 |  | 0 | 0 |  | 0 |  | 154.9747 |  | 196467.5039 | 111688.0276 |  | 0 | 37848.4415 |  | 21968.2914 |  | 15099.7609 |  | 0 |  | 0 | 383227 | ok
589 | RENTS | LB589 | PDIST | 0 |  | 0 | 0 |  | 0 |  | 0 |  | 0 | 0 |  | 0 | 0 |  | 0 |  | 0 |  | 0 |  | 0 | 0 | ok
Total Distribution Operation Labor Expense |  | LBDO |  | 556550 |  | 0 | 0 |  | 0 |  | 162.5401 |  | 219703.9944 | 122218.7717 |  | 0 | 114800.0896 |  | 83827.7179 |  | 15836.8862 |  | 0 |  | 0 | 556550 | ok
Labor Expenses (Continued)
Distribution Maintenance Labor Expense
590 | MAINTENANCE SUPERVISION AND EN | LB590 | PDIST | 0 |  | 0 | 0 |  | 0 |  | 0 |  | 0 | 0 |  | 0 | 0 |  | 0 |  | 0 |  | 0 |  | 0 | 0 | ok
592 | MAINTENANCE OF STATION EQUIPME | LB592 | P362 | 0 |  | 0 | 0 |  | 0 |  | 0 |  | 0 | 0 |  | 0 | 0 |  | 0 |  | 0 |  | 0 |  | 0 | 0 | ok
593 | MAINTENANCE OF OVERHEAD LINES | LB593 | P365 | 980470 |  | 0 | 0 |  | 0 |  | 0 |  | 714539.3778 | 265930.6222 |  | 0 | 0 |  | 0 |  | 0 |  | 0 |  | 0 | 980470 | ok
594 | MAINTENANCE OF UNDERGROUND LIN | LB594 | P367 | 0 |  | 0 | 0 |  | 0 |  | 0 |  | 0 | 0 |  | 0 | 0 |  | 0 |  | 0 |  | 0 |  | 0 | 0 | ok
595 | MAINTENANCE OF LINE TRANSFORME | LB595 | P368 | 106 |  | 0 | 0 |  | 0 |  | 0 |  | 38.9938 | 67.0062 |  | 0 | 0 |  | 0 |  | 0 |  | 0 |  | 0 | 106 | ok
596 | MAINTENANCE OF ST LIGHTS & SIG SYSTEMS | LB596 | P373 | 0 |  | 0 | 0 |  | 0 |  | 0 |  | 0 | 0 |  | 0 | 0 |  | 0 |  | 0 |  | 0 |  | 0 | 0 | ok
597 | MAINTENANCE OF METERS | LB597 | P370 | 0 |  | 0 | 0 |  | 0 |  | 0 |  | 0 | 0 |  | 0 | 0 |  | 0 |  | 0 |  | 0 |  | 0 | 0 | ok
598 | MAINTENANCE OF MISC DISTR PLANT | LB598 | PDIST | 36 |  | 0 | 0 |  | 0 |  | 0.014558 |  | 18.456 | 10.4919 |  | 0 | 3.5554 |  | 2.0637 |  | 1.4185 |  | 0 |  | 0 | 36 | ok
Total Distribution Maintenance Labor Expense |  | LBDM |  | 980612 |  | 0 | 0 |  | 0 |  | 0.014558 |  | 714596.8276 | 266008.1203 |  | 0 | 3.5554 |  | 2.0637 |  | 1.4185 |  | 0 |  | 0 | 980612 | ok
Total Distribution Operation and Maintenance Labor Expenses |  |  |  | 1537162 |  | 0 | 0 |  | 0 |  | 162.5547 |  | 934300.822 | 388226.8919 |  | 0 | 114803.6451 |  | 83829.7816 |  | 15838.3047 |  | 0 |  | 0 | 1537162 | ok
Transmission and Distribution Labor Expenses |  |  |  | 1537162 |  | 0 | 0 |  | 0 |  | 162.5547 |  | 934300.822 | 388226.8919 |  | 0 | 114803.6451 |  | 83829.7816 |  | 15838.3047 |  | 0 |  | 0 | 1537162 | ok
Purchased Power, Transmission and Distribution Labor Expenses |  | LBSUB |  | 1537162 |  | 0 | 0 |  | 0 |  | 162.5547 |  | 934300.822 | 388226.8919 |  | 0 | 114803.6451 |  | 83829.7816 |  | 15838.3047 |  | 0 |  | 0 | 1537162 | ok
Customer Accounts Expense
901 | SUPERVISION/CUSTOMER ACCTS | LB901 | F009 | 0 |  | 0 | 0 |  | 0 |  | 0 |  | 0 | 0 |  | 0 | 0 |  | 0 |  | 0 |  | 0 |  | 0 | 0 | ok
902 | METER READING EXPENSES | LB902 | F009 | 6127 |  | 0 | 0 |  | 0 |  | 0 |  | 0 | 0 |  | 0 | 0 |  | 0 |  | 0 |  | 6127 |  | 0 | 6127 | ok
903 | RECORDS AND COLLECTION | LB903 | F009 | 472327 |  | 0 | 0 |  | 0 |  | 0 |  | 0 | 0 |  | 0 | 0 |  | 0 |  | 0 |  | 472327 |  | 0 | 472327 | ok
904 | UNCOLLECTIBLE ACCOUNTS | LB904 | F009 | 0 |  | 0 | 0 |  | 0 |  | 0 |  | 0 | 0 |  | 0 | 0 |  | 0 |  | 0 |  | 0 |  | 0 | 0 | ok
905 | MISC CUST ACCOUNTS | LB903 | F009 | 0 |  | 0 | 0 |  | 0 |  | 0 |  | 0 | 0 |  | 0 | 0 |  | 0 |  | 0 |  | 0 |  | 0 | 0 | ok
Total Customer Accounts Labor Expense |  | LBCA |  | 478454 |  | 0 | 0 |  | 0 |  | 0 |  | 0 | 0 |  | 0 | 0 |  | 0 |  | 0 |  | 478454 |  | 0 | 478454 | ok
Customer Service Expense
907 | SUPERVISION | LB907 | F010 | 0 |  | 0 | 0 |  | 0 |  | 0 |  | 0 | 0 |  | 0 | 0 |  | 0 |  | 0 |  | 0 |  | 0 | 0 | ok
908 | CUSTOMER ASSISTANCE EXPENSES | LB908 | F010 | 60338 |  | 0 | 0 |  | 0 |  | 0 |  | 0 | 0 |  | 0 | 0 |  | 0 |  | 0 |  | 60338 |  | 0 | 60338 | ok
908 | CUSTOMER ASSISTANCE EXP-LOAD MGMT | LB908x | F012 | 0 |  | 0 | 0 |  | 0 |  | 0 |  | 0 | 0 |  | 0 | 0 |  | 0 |  | 0 |  | 0 |  | 0 | 0 | ok
909 | INFORMATIONAL AND INSTRUCTIONA | LB909 | F010 | 2017 |  | 0 | 0 |  | 0 |  | 0 |  | 0 | 0 |  | 0 | 0 |  | 0 |  | 0 |  | 2017 |  | 0 | 2017 | ok
909 | INFORM AND INSTRUC -LOAD MGMT | LB909x | F012 | 0 |  | 0 | 0 |  | 0 |  | 0 |  | 0 | 0 |  | 0 | 0 |  | 0 |  | 0 |  | 0 |  | 0 | 0 | ok
910 | MISCELLANEOUS CUSTOMER SERVICE | LB910 | F010 | 0 |  | 0 | 0 |  | 0 |  | 0 |  | 0 | 0 |  | 0 | 0 |  | 0 |  | 0 |  | 0 |  | 0 | 0 | ok
911 | SUPERVISION | LB911 | F010 | 0 |  | 0 | 0 |  | 0 |  | 0 |  | 0 | 0 |  | 0 | 0 |  | 0 |  | 0 |  | 0 |  | 0 | 0 | ok
912 | DEMONSTRATION AND SELLING EXP | LB912 | F012 | 0 |  | 0 | 0 |  | 0 |  | 0 |  | 0 | 0 |  | 0 | 0 |  | 0 |  | 0 |  | 0 |  | 0 | 0 | ok
913 | WATER HEATER - HEAT PUMP PROGRAM | LB913 | F012 | 0 |  | 0 | 0 |  | 0 |  | 0 |  | 0 | 0 |  | 0 | 0 |  | 0 |  | 0 |  | 0 |  | 0 | 0 | ok
915 | MDSE-JOBBING-CONTRACT | LB915 | F012 | 0 |  | 0 | 0 |  | 0 |  | 0 |  | 0 | 0 |  | 0 | 0 |  | 0 |  | 0 |  | 0 |  | 0 | 0 | ok
916 | MISC SALES EXPENSE | LB916 | F012 | 0 |  | 0 | 0 |  | 0 |  | 0 |  | 0 | 0 |  | 0 | 0 |  | 0 |  | 0 |  | 0 |  | 0 | 0 | ok
Total Customer Service Labor Expense |  | LBCS |  | 62355 |  | 0 | 0 |  | 0 |  | 0 |  | 0 | 0 |  | 0 | 0 |  | 0 |  | 0 |  | 62355 |  | 0 | 62355 | ok
Sub-Total Trans, Distr, Cust Acct and Cust Service Labor Exp |  | LBSUB2 |  | 2077971 |  | 0 | 0 |  | 0 |  | 162.5547 |  | 934300.822 | 388226.8919 |  | 0 | 114803.6451 |  | 83829.7816 |  | 15838.3047 |  | 540809 |  | 0 | 2077971 | ok
Labor Expenses (Continued)
Administrative and General Expense
920 | ADMIN. & GEN. SALARIES- | LB920 | OMSUB2 | 547508 |  | 0 | 0 |  | 0 |  | 35.2931 |  | 265878.3608 | 108703.6135 |  | 0 | 21773.2744 |  | 24406.2875 |  | 3438.7399 |  | 123272.4307 |  | 0 | 547508 | ok
921 | OFFICE SUPPLIES AND EXPENSES | LB921 | LBSUB2 | 0 |  | 0 | 0 |  | 0 |  | 0 |  | 0 | 0 |  | 0 | 0 |  | 0 |  | 0 |  | 0 |  | 0 | 0 | ok
923 | OUTSIDE SERVICES EMPLOYED | LB923 | OMSUB2 | 0 |  | 0 | 0 |  | 0 |  | 0 |  | 0 | 0 |  | 0 | 0 |  | 0 |  | 0 |  | 0 |  | 0 | 0 | ok
924 | PROPERTY INSURANCE | LB924 | NTPLANT | 0 |  | 0 | 0 |  | 0 |  | 0 |  | 0 | 0 |  | 0 | 0 |  | 0 |  | 0 |  | 0 |  | 0 | 0 | ok
925 | INJURIES AND DAMAGES - INSURAN | LB925 | LBSUB2 | 0 |  | 0 | 0 |  | 0 |  | 0 |  | 0 | 0 |  | 0 | 0 |  | 0 |  | 0 |  | 0 |  | 0 | 0 | ok
926 | EMPLOYEE BENEFITS | LB926 | LBSUB2 | 32315 |  | 0 | 0 |  | 0 |  | 2.5279 |  | 14529.5247 | 6037.4048 |  | 0 | 1785.3376 |  | 1303.656 |  | 246.3051 |  | 8410.2439 |  | 0 | 32315 | ok
928 | REGULATORY COMMISSION EXPENSES | LB928 | OMSUB2 | 0 |  | 0 | 0 |  | 0 |  | 0 |  | 0 | 0 |  | 0 | 0 |  | 0 |  | 0 |  | 0 |  | 0 | 0 | ok
929 | DUPLICATE CHARGES-CR | LB929 | OMSUB2 | 0 |  | 0 | 0 |  | 0 |  | 0 |  | 0 | 0 |  | 0 | 0 |  | 0 |  | 0 |  | 0 |  | 0 | 0 | ok
930 | MISCELLANEOUS GENERAL EXPENSES | LB930 | OMSUB2 | 4200 |  | 0 | 0 |  | 0 |  | 0.27074 |  | 2039.585 | 833.8785 |  | 0 | 167.0254 |  | 187.2236 |  | 26.379 |  | 945.6377 |  | 0 | 4200 | ok
931 | RENTS AND LEASES | LB931 | NTPLANT | 0 |  | 0 | 0 |  | 0 |  | 0 |  | 0 | 0 |  | 0 | 0 |  | 0 |  | 0 |  | 0 |  | 0 | 0 | ok
932 | GENERAL | LB932 | PGP | 576 |  | 0 | 0 |  | 0 |  | 0.23293 |  | 295.2957 | 167.87 |  | 0 | 56.8872 |  | 33.0189 |  | 22.6953 |  | 0 |  | 0 | 576 | ok
935 | MAINT OF GENERAL PLANT | LB935 | PGP | 0 |  | 0 | 0 |  | 0 |  | 0 |  | 0 | 0 |  | 0 | 0 |  | 0 |  | 0 |  | 0 |  | 0 | 0 | ok
Total Administrative and General Expense |  | LBAG |  | 584599 |  | 0 | 0 |  | 0 |  | 38.3247 |  | 282742.7663 | 115742.7668 |  | 0 | 23782.5247 |  | 25930.186 |  | 3734.1193 |  | 132628.3122 |  | 0 | 584599 | ok
Total Operation and Maintenance Expenses |  | TLB |  | 2662570 |  | 0 | 0 |  | 0 |  | 200.8794 |  | 1217043.5883 | 503969.6588 |  | 0 | 138586.1697 |  | 109759.9676 |  | 19572.4239 |  | 673437.3122 |  | 0 | 2662570 | ok
Operation and Maintenance Expenses Less Purchase Power |  | LBLPP |  | 2662570 |  | 0 | 0 |  | 0 |  | 200.8794 |  | 1217043.5883 | 503969.6588 |  | 0 | 138586.1697 |  | 109759.9676 |  | 19572.4239 |  | 673437.3122 |  | 0 | 2662570 | ok
Functional Vectors
Station Equipment |  | F001 |  | 1 |  | 0 | 0 |  | 0 |  | 1 |  | 0 | 0 |  | 0 | 0 |  | 0 |  | 0 |  | 0 |  | 0 | 1 | ok
Poles, Towers and Fixtures |  | F002 |  | 1 |  | 0 | 0 |  | 0 |  | 0 |  | 0.72877 | 0.27123 |  | 0 | 0 |  | 0 |  | 0 |  | 0 |  | 0 | 1 | ok
Overhead Conductors and Devices |  | F003 |  | 1 |  | 0 | 0 |  | 0 |  | 0 |  | 0.72877 | 0.27123 |  | 0 | 0 |  | 0 |  | 0 |  | 0 |  | 0 | 1 | ok
Underground Conductors and Devices |  | F004 |  | 1 |  | 0 | 0 |  | 0 |  | 0 |  | 0.66197 | 0.33803 |  | 0 | 0 |  | 0 |  | 0 |  | 0 |  | 0 | 1 | ok
Line Transformers |  | F005 |  | 1 |  | 0 | 0 |  | 0 |  | 0 |  | 0.36787 | 0.63213 |  | 0 | 0 |  | 0 |  | 0 |  | 0 |  | 0 | 1 | ok
Services |  | F006 |  | 1 |  | 0 | 0 |  | 0 |  | 0 |  | 0 | 0 |  | 0 | 1 |  | 0 |  | 0 |  | 0 |  | 0 | 1 | ok
Meters |  | F007 |  | 1 |  | 0 | 0 |  | 0 |  | 0 |  | 0 | 0 |  | 0 | 0 |  | 1 |  | 0 |  | 0 |  | 0 | 1 | ok
Street Lighting |  | F008 |  | 1 |  | 0 | 0 |  | 0 |  | 0 |  | 0 | 0 |  | 0 | 0 |  | 0 |  | 1 |  | 0 |  | 0 | 1 | ok
Meter Reading |  | F009 |  | 1 |  | 0 | 0 |  | 0 |  | 0 |  | 0 | 0 |  | 0 | 0 |  | 0 |  | 0 |  | 1 |  | 0 | 1 | ok
Billing |  | F010 |  | 1 |  | 0 | 0 |  | 0 |  | 0 |  | 0 | 0 |  | 0 | 0 |  | 0 |  | 0 |  | 1 |  | 0 | 1 | ok
Transmission |  | F011 |  | 1 |  | 0 | 0 |  | 1 |  | 0 |  | 0 | 0 |  | 0 | 0 |  | 0 |  | 0 |  | 0 |  | 0 | 1 | ok
Load Management |  | F012 |  | 1 |  | 0 | 0 |  | 0 |  | 0 |  | 0 | 0 |  | 0 | 0 |  | 0 |  | 0 |  | 0 |  | 1 | 1 | ok
Purchased Power Expenses |  | OMPP |  | 1 |  | 0.2176 | 0.7824 |  | 0 |  | 0 |  | 0 | 0 |  | 0 | 0 |  | 0 |  | 0 |  | 0 |  | 0 | 1 | ok
Intallations on Customer Premises - Plant in Service |  | F013 |  | 1 |  | 0 | 0 |  | 0 |  | 0 |  | 0 | 0 |  | 0 | 0 |  | 0 |  | 1 |  | 0 |  | 0 | 1 | ok
Intallations on Customer Premises - Accum Depr |  | F014 |  | 1 |  | 0 | 0 |  | 0 |  | 0 |  | 0 | 0 |  | 0 | 0 |  | 0 |  | 1 |  | 0 |  | 0 | 1 | ok
Mapping |  | F015 |  | 1 |  | 0 | 0 |  | 0 |  | 0 |  | 0 | 1 |  | 0 | 0 |  | 0 |  | 0 |  | 0 |  | 0 | 1 | ok
Production - Demand |  | F016 |  | 1 |  | 1 | 0 |  | 0 |  | 0 |  | 0 | 0 |  | 0 | 0 |  | 0 |  | 0 |  | 0 |  | 0 | 1 | ok
Production - Energy |  | F017 |  | 1 |  | 0 | 1 |  | 0 |  | 0 |  | 0 | 0 |  | 0 | 0 |  | 0 |  | 0 |  | 0 |  | 0 | 1 | ok

## Alloc & Returns
ok
|  |  | Allocation | Total | Schedule R - Residential Rate | Schedule R - Pay As You Go ("Prepay") | Schedule R - Residential Time of Day Rate | Schedule C - Comm. & Indust. Service Rate < 50 kW | Schedule C - Comm. & Indust. Service Rate > 50 kW | Residential Off Peak Electric Thermal Storage Tariff | Small Comm. Off-Peak Electric Thermal Storage Tariff | Schedule C - Large Commercial 10% Discount | Schedule E - Large Industrial Rate | Schedule LPC-2 Large Power Rate Tariff | Schedule D - Large Comm/Ind Opt Time of Day Rate | Net Metering Tariff | Schedule LPE4 Interruptible 1500 Firm 200 | Schedule LPE-4 Large Power Time of DayRate Tariff | Schedule C - TOD Comm - Three Phase | Lighting | 0 | N/A | N/A | N/A | N/A | N/A | N/A | N/A | N/A | N/A | N/A
Description |  | Name | Vector | System | 1 | 2 | 3 | 4 | 5 | 7 | 8 | 9 | 10 | 14 | 15 | 20 | 24 | 36 | 50 |  | 0 | [10 empty] | Total Check | Status
Plant in Service
Production & Purchase Power
Demand |  | PLPPD | PPDA | 1502071.36 | 1047960.9921 | 0 | 58.5299 | 98950.3044 | 143096.7316 | 0 | 0 | 49578.8727 | 140552.1252 | 13179.1532 | 3270.2847 | 3956.4739 | 0 | 0 | 751.6837 | 716.2086 | 0 | 0 | 0 | 0 | 0 | 0 | 0 | 0 | 0 | 0 | 0 | 1502071.36 | ok
Energy |  | PLPPE | PPEA | 0 | 0 | 0 | 0 | 0 | 0 | 0 | 0 | 0 | 0 | 0 | 0 | 0 | 0 | 0 | 0 | 0 | 0 | 0 | 0 | 0 | 0 | 0 | 0 | 0 | 0 | 0 | 0 | 0 | ok
Total Purchase Power |  | PLPPT |  | 1502071.36 | 1047960.9921 | 0 | 58.5299 | 98950.3044 | 143096.7316 | 0 | 0 | 49578.8727 | 140552.1252 | 13179.1532 | 3270.2847 | 3956.4739 | 0 | 0 | 751.6837 | 716.2086 | 0 | 0 | 0 | 0 | 0 | 0 | 0 | 0 | 0 | 0 | 0 | 1502071.36 | ok
Transmission
Demand |  | PLTD | TA1 | 0 | 0 | 0 | 0 | 0 | 0 | 0 | 0 | 0 | 0 | 0 | 0 | 0 | 0 | 0 | 0 | 0 | 0 | 0 | 0 | 0 | 0 | 0 | 0 | 0 | 0 | 0 | 0 | 0 | ok
Station Equipment
Demand |  | PLSED | SA1 | 45680.797 | 33661.4353 | 0 | 1.88 | 3178.3714 | 4596.3938 | 0 | 0 | 1592.5173 | 1947.5932 | 423.3261 | 105.0444 | 127.0854 | 0 | 0 | 24.1447 | 23.0053 | 0 | 0 | 0 | 0 | 0 | 0 | 0 | 0 | 0 | 0 | 0 | 45680.797 | ok
Primary & Secondary Distribution Plant
Demand |  | PLDPD | DA1 | 57911321.9733 | 49152372.8692 | 0 | 2853.677 | 837221.2713 | 3654898.495 | 62729.2096 | 0 | 1192036.2891 | 1417840.2007 | 307143.1143 | 99258.8052 | 225736.5161 | 0 | 908896.0956 | 26222.8706 | 24112.5596 | 0 | 0 | 0 | 0 | 0 | 0 | 0 | 0 | 0 | 0 | 0 | 57911321.9733 | ok
Customer |  | PLDPC | C01 | 32921481.6643 | 30387171.7933 | 0 | 2513.3098 | 2156419.784 | 123152.1788 | 3127.6744 | 0 | 111.7027 | 27.9257 | 27.9257 | 111.7027 | 81682.5676 | 0 | 1256.6549 | 7539.9293 | 158338.5156 | 0 | 0 | 0 | 0 | 0 | 0 | 0 | 0 | 0 | 0 | 0 | 32921481.6643 | ok
Total Primary Distribution Plant |  | PLD |  | 90832803.6375 | 79539544.6625 | 0 | 5366.9868 | 2993641.0553 | 3778050.6738 | 65856.884 | 0 | 1192147.9918 | 1417868.1263 | 307171.0399 | 99370.5078 | 307419.0836 | 0 | 910152.7505 | 33762.7999 | 182451.0752 | 0 | 0 | 0 | 0 | 0 | 0 | 0 | 0 | 0 | 0 | 0 | 90832803.6375 | ok
Customer Services
Demand |  | PLCSD | CSA | 0 | 0 | 0 | 0 | 0 | 0 | 0 | 0 | 0 | 0 | 0 | 0 | 0 | 0 | 0 | 0 | 0 | 0 | 0 | 0 | 0 | 0 | 0 | 0 | 0 | 0 | 0 | 0 | 0 | ok
Customer |  | PLCSC | SERV | 11156314.5985 | 9641129.593 | 0 | 797.4136 | 1040298.4922 | 277927.0128 | 0 | 0 | 11343.9597 | 100947.8956 | 17583.1375 | 14013.1267 | 30253.3396 | 0 | 0 | 22020.6277 | 0 | 0 | 0 | 0 | 0 | 0 | 0 | 0 | 0 | 0 | 0 | 0 | 11156314.5985 | ok
Total Customer Services |  |  |  | 11156314.5985 | 9641129.593 | 0 | 797.4136 | 1040298.4922 | 277927.0128 | 0 | 0 | 11343.9597 | 100947.8956 | 17583.1375 | 14013.1267 | 30253.3396 | 0 | 0 | 22020.6277 | 0 | 0 | 0 | 0 | 0 | 0 | 0 | 0 | 0 | 0 | 0 | 0 | 11156314.5985 | ok
Meters
Customer |  | PLMC | C03 | 6475436.2489 | 5518721.8704 | 0 | 651.2036 | 558732.6469 | 231613.425 | 25561.2609 | 0 | 54490.1165 | 13622.5291 | 13622.5291 | 9453.6092 | 21164.1154 | 0 | 13622.5291 | 14180.4138 | 0 | 0 | 0 | 0 | 0 | 0 | 0 | 0 | 0 | 0 | 0 | 0 | 6475436.2489 | ok
Lighting Systems
Customer |  | PLLSC | C04 | 4450848.5981 | 0 | 0 | 0 | 0 | 0 | 0 | 0 | 0 | 0 | 0 | 0 | 0 | 0 | 0 | 0 | 4450848.5981 | 0 | 0 | 0 | 0 | 0 | 0 | 0 | 0 | 0 | 0 | 0 | 4450848.5981 | ok
Meter Reading, Billing and Customer Service
Customer |  | PLMRBC | C05 | 0 | 0 | 0 | 0 | 0 | 0 | 0 | 0 | 0 | 0 | 0 | 0 | 0 | 0 | 0 | 0 | 0 | 0 | 0 | 0 | 0 | 0 | 0 | 0 | 0 | 0 | 0 | 0 | 0 | ok
Load Management
Customer |  | PLCSC | C06 | 0 | 0 | 0 | 0 | 0 | 0 | 0 | 0 | 0 | 0 | 0 | 0 | 0 | 0 | 0 | 0 | 0 | 0 | 0 | 0 | 0 | 0 | 0 | 0 | 0 | 0 | 0 | 0 | 0 | ok
Total |  | PLT |  | 114463155.24 | 95781018.5532 | 0 | 6876.0139 | 4694800.8703 | 4435284.237 | 91418.1448 | 0 | 1309153.4579 | 1674938.2694 | 351979.1859 | 126212.5728 | 362920.098 | 0 | 923775.2796 | 70739.6698 | 4634038.8872 | 0 | 0 | 0 | 0 | 0 | 0 | 0 | 0 | 0 | 0 | 0 | 114463155.24 | ok
Net Utility Plant
Production & Purchase Power
Demand |  | NPPPD | PPDA | 1502071.36 | 1047960.9921 | 0 | 58.5299 | 98950.3044 | 143096.7316 | 0 | 0 | 49578.8727 | 140552.1252 | 13179.1532 | 3270.2847 | 3956.4739 | 0 | 0 | 751.6837 | 716.2086 | 0 | 0 | 0 | 0 | 0 | 0 | 0 | 0 | 0 | 0 | 0 | 1502071.36 | ok
Energy |  | NPPPE | PPEA | 0 | 0 | 0 | 0 | 0 | 0 | 0 | 0 | 0 | 0 | 0 | 0 | 0 | 0 | 0 | 0 | 0 | 0 | 0 | 0 | 0 | 0 | 0 | 0 | 0 | 0 | 0 | 0 | 0 | ok
Total Purchase Power |  | NPPPT |  | 1502071.36 | 1047960.9921 | 0 | 58.5299 | 98950.3044 | 143096.7316 | 0 | 0 | 49578.8727 | 140552.1252 | 13179.1532 | 3270.2847 | 3956.4739 | 0 | 0 | 751.6837 | 716.2086 | 0 | 0 | 0 | 0 | 0 | 0 | 0 | 0 | 0 | 0 | 0 | 1502071.36 | ok
Transmission
Demand |  | NPTD | TA1 | 0 | 0 | 0 | 0 | 0 | 0 | 0 | 0 | 0 | 0 | 0 | 0 | 0 | 0 | 0 | 0 | 0 | 0 | 0 | 0 | 0 | 0 | 0 | 0 | 0 | 0 | 0 | 0 | 0 | ok
Station Equipment
Demand |  | NPSED | SA1 | 60090.7562 | 44279.8995 | 0 | 2.4731 | 4180.9853 | 6046.3213 | 0 | 0 | 2094.8752 | 2561.9595 | 556.8638 | 138.1806 | 167.1744 | 0 | 0 | 31.7612 | 30.2622 | 0 | 0 | 0 | 0 | 0 | 0 | 0 | 0 | 0 | 0 | 0 | 60090.7562 | ok
Primary Distribution Plant
Demand |  | NPDPD | DA1 | 76179387.4056 | 64657437.0455 | 0 | 3753.8664 | 1101321.8382 | 4807832.3701 | 82517.0726 | 0 | 1568062.8792 | 1865096.3964 | 404031.0857 | 130569.8906 | 296944.862 | 0 | 1195606.4103 | 34494.8475 | 31718.8411 | 0 | 0 | 0 | 0 | 0 | 0 | 0 | 0 | 0 | 0 | 0 | 76179387.4056 | ok
Customer |  | NPDPC | C01 | 43306528.3301 | 39972773.0835 | 0 | 3306.1307 | 2836660.1303 | 162000.4037 | 4114.296 | 0 | 146.9391 | 36.7348 | 36.7348 | 146.9391 | 107449.2474 | 0 | 1653.0653 | 9918.3921 | 208286.2333 | 0 | 0 | 0 | 0 | 0 | 0 | 0 | 0 | 0 | 0 | 0 | 43306528.3301 | ok
Total Primary Distribution Plant |  |  |  | 119485915.7357 | 104630210.1289 | 0 | 7059.9971 | 3937981.9686 | 4969832.7738 | 86631.3685 | 0 | 1568209.8183 | 1865133.1312 | 404067.8205 | 130716.8297 | 404394.1093 | 0 | 1197259.4756 | 44413.2396 | 240005.0745 | 0 | 0 | 0 | 0 | 0 | 0 | 0 | 0 | 0 | 0 | 0 | 119485915.7357 | ok
Customer Services
Demand |  | NPCSD | CSA | 0 | 0 | 0 | 0 | 0 | 0 | 0 | 0 | 0 | 0 | 0 | 0 | 0 | 0 | 0 | 0 | 0 | 0 | 0 | 0 | 0 | 0 | 0 | 0 | 0 | 0 | 0 | 0 | 0 | ok
Customer |  | NPCSC | SERV | 14675562.271 | 12682413.7538 | 0 | 1048.9569 | 1368459.5543 | 365598.7959 | 0 | 0 | 14922.3998 | 132791.8027 | 23129.7197 | 18433.5527 | 39796.7237 | 0 | 0 | 28967.0114 | 0 | 0 | 0 | 0 | 0 | 0 | 0 | 0 | 0 | 0 | 0 | 0 | 14675562.271 | ok
Total Customer Services |  |  |  | 14675562.271 | 12682413.7538 | 0 | 1048.9569 | 1368459.5543 | 365598.7959 | 0 | 0 | 14922.3998 | 132791.8027 | 23129.7197 | 18433.5527 | 39796.7237 | 0 | 0 | 28967.0114 | 0 | 0 | 0 | 0 | 0 | 0 | 0 | 0 | 0 | 0 | 0 | 0 | 14675562.271 | ok
Meters
Customer |  | NPMC | C03 | 8518105.7835 | 7259596.8634 | 0 | 856.625 | 734984.271 | 304675.6357 | 33624.5337 | 0 | 71678.9662 | 17919.7416 | 17919.7416 | 12435.7402 | 27840.3133 | 0 | 17919.7416 | 18653.6103 | 0 | 0 | 0 | 0 | 0 | 0 | 0 | 0 | 0 | 0 | 0 | 0 | 8518105.7835 | ok
Lighting Systems
Customer |  | NPLSC | C04 | 5854864.0936 | 0 | 0 | 0 | 0 | 0 | 0 | 0 | 0 | 0 | 0 | 0 | 0 | 0 | 0 | 0 | 5854864.0936 | 0 | 0 | 0 | 0 | 0 | 0 | 0 | 0 | 0 | 0 | 0 | 5854864.0936 | ok
Meter Reading, Billing and Customer Service
Customer |  | NPMRBC | C05 | 0 | 0 | 0 | 0 | 0 | 0 | 0 | 0 | 0 | 0 | 0 | 0 | 0 | 0 | 0 | 0 | 0 | 0 | 0 | 0 | 0 | 0 | 0 | 0 | 0 | 0 | 0 | 0 | 0 | ok
Load Management
Customer |  | NPCSC | C06 | 0 | 0 | 0 | 0 | 0 | 0 | 0 | 0 | 0 | 0 | 0 | 0 | 0 | 0 | 0 | 0 | 0 | 0 | 0 | 0 | 0 | 0 | 0 | 0 | 0 | 0 | 0 | 0 | 0 | ok
Total |  | NPT |  | 150096610 | 125664461.6377 | 0 | 9026.5821 | 6144557.0836 | 5789250.2582 | 120255.9022 | 0 | 1706484.9322 | 2158958.7602 | 458853.2988 | 164994.5879 | 476154.7946 | 0 | 1215179.2172 | 92817.3062 | 6095615.639 | 0 | 0 | 0 | 0 | 0 | 0 | 0 | 0 | 0 | 0 | 0 | 150096610 | ok
Net Cost Rate Base
Production & Purchase Power
Demand |  | RBPPD | PPDA | 1506510.5962 | 1051058.1461 | 0 | 58.7029 | 99242.7431 | 143519.641 | 0 | 0 | 49725.3985 | 140967.5143 | 13218.103 | 3279.9497 | 3968.1669 | 0 | 0 | 753.9052 | 718.3253 | 0 | 0 | 0 | 0 | 0 | 0 | 0 | 0 | 0 | 0 | 0 | 1506510.5962 | ok
Energy |  | RBPPE | PPEA | 0 | 0 | 0 | 0 | 0 | 0 | 0 | 0 | 0 | 0 | 0 | 0 | 0 | 0 | 0 | 0 | 0 | 0 | 0 | 0 | 0 | 0 | 0 | 0 | 0 | 0 | 0 | 0 | 0 | ok
Total Purchase Power |  | RBPPT |  | 1506510.5962 | 1051058.1461 | 0 | 58.7029 | 99242.7431 | 143519.641 | 0 | 0 | 49725.3985 | 140967.5143 | 13218.103 | 3279.9497 | 3968.1669 | 0 | 0 | 753.9052 | 718.3253 | 0 | 0 | 0 | 0 | 0 | 0 | 0 | 0 | 0 | 0 | 0 | 1506510.5962 | ok
Transmission
Demand |  | RBTD | TA1 | 0 | 0 | 0 | 0 | 0 | 0 | 0 | 0 | 0 | 0 | 0 | 0 | 0 | 0 | 0 | 0 | 0 | 0 | 0 | 0 | 0 | 0 | 0 | 0 | 0 | 0 | 0 | 0 | 0 | ok
Station Equipment
Demand |  | RBSED | SA1 | 60301.9137 | 44435.498 | 0 | 2.4818 | 4195.6772 | 6067.568 | 0 | 0 | 2102.2365 | 2570.9621 | 558.8206 | 138.6662 | 167.7619 | 0 | 0 | 31.8728 | 30.3686 | 0 | 0 | 0 | 0 | 0 | 0 | 0 | 0 | 0 | 0 | 0 | 60301.9137 | ok
Primary Distribution Plant
Demand |  | RBDPD | DA1 | 76882129.6203 | 65253891.179 | 0 | 3788.4952 | 1111481.3495 | 4852183.8264 | 83278.2789 | 0 | 1582527.9992 | 1882301.6014 | 407758.2054 | 131774.3762 | 299684.1291 | 0 | 1206635.6811 | 34813.0568 | 32011.4422 | 0 | 0 | 0 | 0 | 0 | 0 | 0 | 0 | 0 | 0 | 0 | 76882129.6203 | ok
Customer |  | RBDPC | C01 | 43622423.8118 | 40264350.7946 | 0 | 3330.247 | 2857351.8863 | 163182.1007 | 4144.3073 | 0 | 148.011 | 37.0027 | 37.0027 | 148.011 | 108233.026 | 0 | 1665.1235 | 9990.7409 | 209805.5581 | 0 | 0 | 0 | 0 | 0 | 0 | 0 | 0 | 0 | 0 | 0 | 43622423.8118 | ok
Total Primary Distribution Plant |  |  |  | 120504553.4321 | 105518241.9736 | 0 | 7118.7421 | 3968833.2359 | 5015365.9271 | 87422.5862 | 0 | 1582676.0102 | 1882338.6041 | 407795.2082 | 131922.3872 | 407917.1551 | 0 | 1208300.8046 | 44803.7976 | 241817.0003 | 0 | 0 | 0 | 0 | 0 | 0 | 0 | 0 | 0 | 0 | 0 | 120504553.4321 | ok
Customer Services
Demand |  | RBCSD | CSA | 0 | 0 | 0 | 0 | 0 | 0 | 0 | 0 | 0 | 0 | 0 | 0 | 0 | 0 | 0 | 0 | 0 | 0 | 0 | 0 | 0 | 0 | 0 | 0 | 0 | 0 | 0 | 0 | 0 | ok
Customer |  | RBCSC | SERV | 14754022.7794 | 12750218.2176 | 0 | 1054.565 | 1375775.8009 | 367553.4104 | 0 | 0 | 15002.18 | 133501.7525 | 23253.379 | 18532.1047 | 40009.4904 | 0 | 0 | 29121.8789 | 0 | 0 | 0 | 0 | 0 | 0 | 0 | 0 | 0 | 0 | 0 | 0 | 14754022.7794 | ok
Total Customer Services |  |  |  | 14754022.7794 | 12750218.2176 | 0 | 1054.565 | 1375775.8009 | 367553.4104 | 0 | 0 | 15002.18 | 133501.7525 | 23253.379 | 18532.1047 | 40009.4904 | 0 | 0 | 29121.8789 | 0 | 0 | 0 | 0 | 0 | 0 | 0 | 0 | 0 | 0 | 0 | 0 | 14754022.7794 | ok
Meters
Customer |  | RBMC | C03 | 8586112.0994 | 7317555.5751 | 0 | 863.4641 | 740852.1921 | 307108.0858 | 33892.9831 | 0 | 72251.2322 | 18062.8081 | 18062.8081 | 12535.0239 | 28062.583 | 0 | 18062.8081 | 18802.5359 | 0 | 0 | 0 | 0 | 0 | 0 | 0 | 0 | 0 | 0 | 0 | 0 | 8586112.0994 | ok
Lighting Systems
Customer |  | RBLSC | C04 | 5875437.9493 | 0 | 0 | 0 | 0 | 0 | 0 | 0 | 0 | 0 | 0 | 0 | 0 | 0 | 0 | 0 | 5875437.9493 | 0 | 0 | 0 | 0 | 0 | 0 | 0 | 0 | 0 | 0 | 0 | 5875437.9493 | ok
Meter Reading, Billing and Customer Service
Customer |  | RBMRBC | C05 | 246815.7162 | 227815.7358 | 0 | 18.8425 | 16166.8997 | 923.2845 | 23.4485 | 0 | 0.83745 | 0.20936 | 0.20936 | 0.83745 | 612.3826 | 0 | 9.4213 | 56.5276 | 1187.0801 | 0 | 0 | 0 | 0 | 0 | 0 | 0 | 0 | 0 | 0 | 0 | 246815.7162 | ok
Load Management
Customer |  | RBCSC | C06 | 0 | 0 | 0 | 0 | 0 | 0 | 0 | 0 | 0 | 0 | 0 | 0 | 0 | 0 | 0 | 0 | 0 | 0 | 0 | 0 | 0 | 0 | 0 | 0 | 0 | 0 | 0 | 0 | 0 | ok
Total |  | RBT |  | 151533754.4862 | 126909325.1462 | 0 | 9116.7985 | 6205066.5489 | 5840537.9168 | 121339.0178 | 0 | 1721757.8949 | 2177441.8505 | 462888.5283 | 166408.9691 | 480737.5398 | 0 | 1226373.0339 | 93570.518 | 6119190.7235 | 0 | 0 | 0 | 0 | 0 | 0 | 0 | 0 | 0 | 0 | 0 | 151533754.4862 | ok
Operation and Maintenance Expenses
Production & Purchase Power
Demand |  | OMPPD | PPDA | 9975964.8365 | 6960003.5561 | 0 | 388.725 | 657175.6734 | 950372.9318 | 0 | 0 | 329276.6931 | 933473 | 87528.9769 | 21719.5039 | 26276.8106 | 0 | 0 | 4992.2862 | 4756.6795 | 0 | 0 | 0 | 0 | 0 | 0 | 0 | 0 | 0 | 0 | 0 | 9975964.8365 | ok
Energy |  | OMPPE | PPEA | 35868818.6971 | 23698074.3647 | 0 | 1382.4769 | 2378216.6416 | 3893945.8021 | 29941.6051 | 0 | 1769698.6751 | 1769478 | 590062.4266 | 64964.6987 | 88108.7675 | 0 | 1536359.6956 | 16216.9298 | 32368.6135 | 0 | 0 | 0 | 0 | 0 | 0 | 0 | 0 | 0 | 0 | 0 | 35868818.6971 | ok
Total Purchase Power |  | OMPPT |  | 45844783.5336 | 30658077.9208 | 0 | 1771.2018 | 3035392.315 | 4844318.7339 | 29941.6051 | 0 | 2098975.3682 | 2702951 | 677591.4035 | 86684.2026 | 114385.578 | 0 | 1536359.6956 | 21209.2161 | 37125.293 | 0 | 0 | 0 | 0 | 0 | 0 | 0 | 0 | 0 | 0 | 0 | 45844783.5336 | ok
Transmission
Demand |  | OMTD | TOMA | 0 | 0 | 0 | 0 | 0 | 0 | 0 | 0 | 0 | 0 | 0 | 0 | 0 | 0 | 0 | 0 | 0 | 0 | 0 | 0 | 0 | 0 | 0 | 0 | 0 | 0 | 0 | 0 | 0 | ok
Station Equipment
Demand |  | OMSED | SOMA | 617.2507 | 454.842 | 0 | 0.025403 | 42.947 | 62.1077 | 0 | 0 | 21.5185 | 26.3164 | 5.7201 | 1.4194 | 1.7172 | 0 | 0 | 0.32625 | 0.31085 | 0 | 0 | 0 | 0 | 0 | 0 | 0 | 0 | 0 | 0 | 0 | 617.2507 | ok
Primary Distribution Plant
Demand |  | OMDPD | DOM | 4262909.6868 | 3618154.7803 | 0 | 210.062 | 61628.6858 | 269040.693 | 4617.5592 | 0 | 87746.9702 | 104368.6195 | 22609.1084 | 7306.5388 | 16616.6882 | 0 | 66904.7405 | 1930.2914 | 1774.9494 | 0 | 0 | 0 | 0 | 0 | 0 | 0 | 0 | 0 | 0 | 0 | 4262909.6868 | ok
Customer |  | OMDPC | C01 | 1754582.3462 | 1619513.8397 | 0 | 133.9493 | 114928.4872 | 6563.515 | 166.6924 | 0 | 5.9533 | 1.4883 | 1.4883 | 5.9533 | 4353.3518 | 0 | 66.9746 | 401.8479 | 8438.805 | 0 | 0 | 0 | 0 | 0 | 0 | 0 | 0 | 0 | 0 | 0 | 1754582.3462 | ok
Total Primary Distribution Plant |  |  |  | 6017492.0329 | 5237668.62 | 0 | 344.0113 | 176557.173 | 275604.208 | 4784.2516 | 0 | 87752.9235 | 104370.1078 | 22610.5967 | 7312.4921 | 20970.04 | 0 | 66971.7152 | 2332.1393 | 10213.7544 | 0 | 0 | 0 | 0 | 0 | 0 | 0 | 0 | 0 | 0 | 0 | 6017492.0329 | ok
Customer Services
Demand |  | OMCSD | SERV | 0 | 0 | 0 | 0 | 0 | 0 | 0 | 0 | 0 | 0 | 0 | 0 | 0 | 0 | 0 | 0 | 0 | 0 | 0 | 0 | 0 | 0 | 0 | 0 | 0 | 0 | 0 | 0 | 0 | ok
Customer |  | OMCSC | SERV | 365874.3942 | 316183.4867 | 0 | 26.1514 | 34116.8741 | 9114.6925 | 0 | 0 | 372.0283 | 3310.6139 | 576.6438 | 459.5643 | 992.1666 | 0 | 0 | 722.1725 | 0 | 0 | 0 | 0 | 0 | 0 | 0 | 0 | 0 | 0 | 0 | 0 | 365874.3942 | ok
Total Customer Services |  |  |  | 365874.3942 | 316183.4867 | 0 | 26.1514 | 34116.8741 | 9114.6925 | 0 | 0 | 372.0283 | 3310.6139 | 576.6438 | 459.5643 | 992.1666 | 0 | 0 | 722.1725 | 0 | 0 | 0 | 0 | 0 | 0 | 0 | 0 | 0 | 0 | 0 | 0 | 365874.3942 | ok
Meters
Customer |  | OMMC | C03 | 392088.8887 | 334159.6522 | 0 | 39.4305 | 33831.3674 | 14024.2367 | 1547.7392 | 0 | 3299.3868 | 824.8467 | 824.8467 | 572.4178 | 1281.4912 | 0 | 824.8467 | 858.6267 | 0 | 0 | 0 | 0 | 0 | 0 | 0 | 0 | 0 | 0 | 0 | 0 | 392088.8887 | ok
Lighting Systems
Customer |  | OMLSC | C04 | 60141.0106 | 0 | 0 | 0 | 0 | 0 | 0 | 0 | 0 | 0 | 0 | 0 | 0 | 0 | 0 | 0 | 60141.0106 | 0 | 0 | 0 | 0 | 0 | 0 | 0 | 0 | 0 | 0 | 0 | 60141.0106 | ok
Meter Reading, Billing and Customer Service
Customer |  | OMMRBC | C05 | 1974525.7294 | 1822525.8863 | 0 | 150.7403 | 129335.1979 | 7386.2759 | 187.588 | 0 | 6.6996 | 1.6749 | 1.6749 | 6.6996 | 4899.0605 | 0 | 75.3702 | 452.221 | 9496.6404 | 0 | 0 | 0 | 0 | 0 | 0 | 0 | 0 | 0 | 0 | 0 | 1974525.7294 | ok
Load Management
Customer |  | OMCSC | C06 | 0 | 0 | 0 | 0 | 0 | 0 | 0 | 0 | 0 | 0 | 0 | 0 | 0 | 0 | 0 | 0 | 0 | 0 | 0 | 0 | 0 | 0 | 0 | 0 | 0 | 0 | 0 | 0 | 0 | ok
Total |  | OMT |  | 54655522.84 | 38369070.4081 | 0 | 2331.5607 | 3409275.8744 | 5150510.2547 | 36461.1838 | 0 | 2190427.9249 | 2811484.5597 | 701610.8858 | 95036.7958 | 142530.0535 | 0 | 1604231.6276 | 25574.7018 | 116977.0092 | 0 | 0 | 0 | 0 | 0 | 0 | 0 | 0 | 0 | 0 | 0 | 54655522.84 | ok
Labor Expenses
Production & Purchase Power
Demand |  | LBPPD | PPDA | 0 | 0 | 0 | 0 | 0 | 0 | 0 | 0 | 0 | 0 | 0 | 0 | 0 | 0 | 0 | 0 | 0 | 0 | 0 | 0 | 0 | 0 | 0 | 0 | 0 | 0 | 0 | 0 | 0 | ok
Energy |  | LBPPE | PPEA | 0 | 0 | 0 | 0 | 0 | 0 | 0 | 0 | 0 | 0 | 0 | 0 | 0 | 0 | 0 | 0 | 0 | 0 | 0 | 0 | 0 | 0 | 0 | 0 | 0 | 0 | 0 | 0 | 0 | ok
Total Purchase Power |  | LBPPT |  | 0 | 0 | 0 | 0 | 0 | 0 | 0 | 0 | 0 | 0 | 0 | 0 | 0 | 0 | 0 | 0 | 0 | 0 | 0 | 0 | 0 | 0 | 0 | 0 | 0 | 0 | 0 | 0 | 0 | ok
Transmission
Demand |  | LBTD | TOMA | 0 | 0 | 0 | 0 | 0 | 0 | 0 | 0 | 0 | 0 | 0 | 0 | 0 | 0 | 0 | 0 | 0 | 0 | 0 | 0 | 0 | 0 | 0 | 0 | 0 | 0 | 0 | 0 | 0 | ok
Station Equipment
Demand |  | LBSED | SOMA | 200.8794 | 148.0248 | 0 | 0.0082674 | 13.9768 | 20.2125 | 0 | 0 | 7.003 | 8.5645 | 1.8616 | 0.46193 | 0.55885 | 0 | 0 | 0.10618 | 0.10116 | 0 | 0 | 0 | 0 | 0 | 0 | 0 | 0 | 0 | 0 | 0 | 200.8794 | ok
Primary Distribution Plant
Demand |  | LBDPD | DOM | 1217043.5883 | 1032968.653 | 0 | 59.9719 | 17594.7422 | 76810.0369 | 1318.2946 | 0 | 25051.4074 | 29796.8215 | 6454.8096 | 2085.9875 | 4743.9977 | 0 | 19101.0346 | 551.0905 | 506.7409 | 0 | 0 | 0 | 0 | 0 | 0 | 0 | 0 | 0 | 0 | 0 | 1217043.5883 | ok
Customer |  | LBDPC | C01 | 503969.6588 | 465173.8569 | 0 | 38.4743 | 33010.973 | 1885.242 | 47.8792 | 0 | 1.71 | 0.42749 | 0.42749 | 1.71 | 1250.4156 | 0 | 19.2372 | 115.423 | 2423.8826 | 0 | 0 | 0 | 0 | 0 | 0 | 0 | 0 | 0 | 0 | 0 | 503969.6588 | ok
Total Primary Distribution Plant |  |  |  | 1721013.2471 | 1498142.5098 | 0 | 98.4462 | 50605.7152 | 78695.279 | 1366.1738 | 0 | 25053.1174 | 29797.249 | 6455.2371 | 2087.6974 | 5994.4134 | 0 | 19120.2718 | 666.5134 | 2930.6235 | 0 | 0 | 0 | 0 | 0 | 0 | 0 | 0 | 0 | 0 | 0 | 1721013.2471 | ok
Customer Services
Demand |  | LBCSD | SERV | 0 | 0 | 0 | 0 | 0 | 0 | 0 | 0 | 0 | 0 | 0 | 0 | 0 | 0 | 0 | 0 | 0 | 0 | 0 | 0 | 0 | 0 | 0 | 0 | 0 | 0 | 0 | 0 | 0 | ok
Customer |  | LBCSC | SERV | 138586.1697 | 119764.2116 | 0 | 9.9056 | 12922.8144 | 3452.4699 | 0 | 0 | 140.9171 | 1253.9967 | 218.4216 | 174.0741 | 375.8136 | 0 | 0 | 273.545 | 0 | 0 | 0 | 0 | 0 | 0 | 0 | 0 | 0 | 0 | 0 | 0 | 138586.1697 | ok
Total Customer Services |  |  |  | 138586.1697 | 119764.2116 | 0 | 9.9056 | 12922.8144 | 3452.4699 | 0 | 0 | 140.9171 | 1253.9967 | 218.4216 | 174.0741 | 375.8136 | 0 | 0 | 273.545 | 0 | 0 | 0 | 0 | 0 | 0 | 0 | 0 | 0 | 0 | 0 | 0 | 138586.1697 | ok
Meters
Customer |  | LBMC | C03 | 109759.9676 | 93543.4634 | 0 | 11.038 | 9470.6325 | 3925.8949 | 433.2686 | 0 | 923.6186 | 230.9047 | 230.9047 | 160.2406 | 358.7361 | 0 | 230.9047 | 240.3609 | 0 | 0 | 0 | 0 | 0 | 0 | 0 | 0 | 0 | 0 | 0 | 0 | 109759.9676 | ok
Lighting Systems
Customer |  | LBLSC | C04 | 19572.4239 | 0 | 0 | 0 | 0 | 0 | 0 | 0 | 0 | 0 | 0 | 0 | 0 | 0 | 0 | 0 | 19572.4239 | 0 | 0 | 0 | 0 | 0 | 0 | 0 | 0 | 0 | 0 | 0 | 19572.4239 | ok
Meter Reading, Billing and Customer Service
Customer |  | LBMRBC | C05 | 673437.3122 | 621595.8172 | 0 | 51.4119 | 44111.4272 | 2519.1841 | 63.9793 | 0 | 2.285 | 0.57124 | 0.57124 | 2.285 | 1670.8874 | 0 | 25.706 | 154.2358 | 3238.951 | 0 | 0 | 0 | 0 | 0 | 0 | 0 | 0 | 0 | 0 | 0 | 673437.3122 | ok
Load Management
Customer |  | LBCSC | C06 | 0 | 0 | 0 | 0 | 0 | 0 | 0 | 0 | 0 | 0 | 0 | 0 | 0 | 0 | 0 | 0 | 0 | 0 | 0 | 0 | 0 | 0 | 0 | 0 | 0 | 0 | 0 | 0 | 0 | ok
Total |  | LBT |  | 2662570 | 2333194.0268 | 0 | 170.81 | 117124.5662 | 88613.0403 | 1863.4216 | 0 | 26126.9412 | 31291.2861 | 6906.9961 | 2424.7591 | 8400.4093 | 0 | 19376.8824 | 1334.7613 | 25742.0996 | 0 | 0 | 0 | 0 | 0 | 0 | 0 | 0 | 0 | 0 | 0 | 2662570 | ok
[5 empty] | 0.87629 | 0 | 6.4152e-05 | 0.043989 | 0.033281
Depreciation Expenses
Production & Purchase Power
Demand |  | DPPPD | PPDA | 0 | 0 | 0 | 0 | 0 | 0 | 0 | 0 | 0 | 0 | 0 | 0 | 0 | 0 | 0 | 0 | 0 | 0 | 0 | 0 | 0 | 0 | 0 | 0 | 0 | 0 | 0 | 0 | 0 | ok
Energy |  | DPPPE | PPEA | 0 | 0 | 0 | 0 | 0 | 0 | 0 | 0 | 0 | 0 | 0 | 0 | 0 | 0 | 0 | 0 | 0 | 0 | 0 | 0 | 0 | 0 | 0 | 0 | 0 | 0 | 0 | 0 | 0 | ok
Total Purchase Power |  | DPPPT |  | 0 | 0 | 0 | 0 | 0 | 0 | 0 | 0 | 0 | 0 | 0 | 0 | 0 | 0 | 0 | 0 | 0 | 0 | 0 | 0 | 0 | 0 | 0 | 0 | 0 | 0 | 0 | 0 | 0 | ok
Transmission
Demand |  | DPTD | TA1 | 0 | 0 | 0 | 0 | 0 | 0 | 0 | 0 | 0 | 0 | 0 | 0 | 0 | 0 | 0 | 0 | 0 | 0 | 0 | 0 | 0 | 0 | 0 | 0 | 0 | 0 | 0 | 0 | 0 | ok
Station Equipment
Demand |  | DPSED | SA1 | 1507.6242 | 1110.9437 | 0 | 0.062048 | 104.8972 | 151.6969 | 0 | 0 | 52.5586 | 64.2773 | 13.9712 | 3.4668 | 4.1943 | 0 | 0 | 0.79686 | 0.75925 | 0 | 0 | 0 | 0 | 0 | 0 | 0 | 0 | 0 | 0 | 0 | 1507.6242 | ok
Primary Distribution Plant
Demand |  | DPDPD | DA1 | 1911273.7402 | 1622198.1529 | 0 | 94.1812 | 27631.195 | 120624.28 | 2070.2807 | 0 | 39341.3167 | 46793.626 | 10136.7841 | 3275.8836 | 7450.0851 | 0 | 29996.7119 | 865.4453 | 795.7978 | 0 | 0 | 0 | 0 | 0 | 0 | 0 | 0 | 0 | 0 | 0 | 1911273.7402 | ok
Customer |  | DPDPC | C01 | 1086522.6565 | 1002881.6734 | 0 | 82.9479 | 71169.3045 | 4064.4475 | 103.2241 | 0 | 3.6866 | 0.92164 | 0.92164 | 3.6866 | 2695.807 | 0 | 41.474 | 248.8437 | 5225.7182 | 0 | 0 | 0 | 0 | 0 | 0 | 0 | 0 | 0 | 0 | 0 | 1086522.6565 | ok
Total Primary Distribution Plant |  |  |  | 2997796.3968 | 2625079.8262 | 0 | 177.1291 | 98800.4995 | 124688.7275 | 2173.5047 | 0 | 39345.0032 | 46794.5477 | 10137.7058 | 3279.5701 | 10145.8921 | 0 | 30038.1858 | 1114.2891 | 6021.516 | 0 | 0 | 0 | 0 | 0 | 0 | 0 | 0 | 0 | 0 | 0 | 2997796.3968 | ok
Customer Services
Demand |  | DPCSD | SERV | 0 | 0 | 0 | 0 | 0 | 0 | 0 | 0 | 0 | 0 | 0 | 0 | 0 | 0 | 0 | 0 | 0 | 0 | 0 | 0 | 0 | 0 | 0 | 0 | 0 | 0 | 0 | 0 | 0 | ok
Customer |  | DPCSC | SERV | 368196.9329 | 318190.5919 | 0 | 26.3174 | 34333.445 | 9172.5518 | 0 | 0 | 374.3899 | 3331.6294 | 580.3043 | 462.4816 | 998.4647 | 0 | 0 | 726.7568 | 0 | 0 | 0 | 0 | 0 | 0 | 0 | 0 | 0 | 0 | 0 | 0 | 368196.9329 | ok
Total Customer Services |  |  |  | 368196.9329 | 318190.5919 | 0 | 26.3174 | 34333.445 | 9172.5518 | 0 | 0 | 374.3899 | 3331.6294 | 580.3043 | 462.4816 | 998.4647 | 0 | 0 | 726.7568 | 0 | 0 | 0 | 0 | 0 | 0 | 0 | 0 | 0 | 0 | 0 | 0 | 368196.9329 | ok
Meters
Customer |  | DPMC | C03 | 213711.7724 | 182136.8919 | 0 | 21.492 | 18440.1081 | 7644.0434 | 843.6099 | 0 | 1798.3621 | 449.5905 | 449.5905 | 312.0018 | 698.4889 | 0 | 449.5905 | 468.0027 | 0 | 0 | 0 | 0 | 0 | 0 | 0 | 0 | 0 | 0 | 0 | 0 | 213711.7724 | ok
Lighting Systems
Customer |  | DPLSC | C04 | 146893.3838 | 0 | 0 | 0 | 0 | 0 | 0 | 0 | 0 | 0 | 0 | 0 | 0 | 0 | 0 | 0 | 146893.3838 | 0 | 0 | 0 | 0 | 0 | 0 | 0 | 0 | 0 | 0 | 0 | 146893.3838 | ok
Meter Reading, Billing and Customer Service
Customer |  | DPMRBC | C05 | 0 | 0 | 0 | 0 | 0 | 0 | 0 | 0 | 0 | 0 | 0 | 0 | 0 | 0 | 0 | 0 | 0 | 0 | 0 | 0 | 0 | 0 | 0 | 0 | 0 | 0 | 0 | 0 | 0 | ok
Load Management
Customer |  | DPCSC | C06 | 0 | 0 | 0 | 0 | 0 | 0 | 0 | 0 | 0 | 0 | 0 | 0 | 0 | 0 | 0 | 0 | 0 | 0 | 0 | 0 | 0 | 0 | 0 | 0 | 0 | 0 | 0 | 0 | 0 | ok
Total |  | DPT |  | 3728106.11 | 3126518.2537 | 0 | 225.0005 | 151678.9498 | 141657.0195 | 3017.1147 | 0 | 41570.3138 | 50640.0449 | 11181.5718 | 4057.5203 | 11847.04 | 0 | 30487.7764 | 2309.8454 | 152915.659 | 0 | 0 | 0 | 0 | 0 | 0 | 0 | 0 | 0 | 0 | 0 | 3728106.11 | ok
Property Taxes
Production & Purchase Power
Demand |  | PTPPD | PPDA | 8185.7119 | 5710.9849 | 0 | 0.31897 | 539.2412 | 779.8222 | 0 | 0 | 270.1858 | 765.9551 | 71.8213 | 17.8218 | 21.5613 | 0 | 0 | 4.0964 | 3.9031 | 0 | 0 | 0 | 0 | 0 | 0 | 0 | 0 | 0 | 0 | 0 | 8185.7119 | ok
Energy |  | PTPPE | PPEA | 0 | 0 | 0 | 0 | 0 | 0 | 0 | 0 | 0 | 0 | 0 | 0 | 0 | 0 | 0 | 0 | 0 | 0 | 0 | 0 | 0 | 0 | 0 | 0 | 0 | 0 | 0 | 0 | 0 | ok
Total Purchase Power |  | PTPPT |  | 8185.7119 | 5710.9849 | 0 | 0.31897 | 539.2412 | 779.8222 | 0 | 0 | 270.1858 | 765.9551 | 71.8213 | 17.8218 | 21.5613 | 0 | 0 | 4.0964 | 3.9031 | 0 | 0 | 0 | 0 | 0 | 0 | 0 | 0 | 0 | 0 | 0 | 8185.7119 | ok
Transmission
Demand |  | PTTD | TOMA | 0 | 0 | 0 | 0 | 0 | 0 | 0 | 0 | 0 | 0 | 0 | 0 | 0 | 0 | 0 | 0 | 0 | 0 | 0 | 0 | 0 | 0 | 0 | 0 | 0 | 0 | 0 | 0 | 0 | ok
Station Equipment
Demand |  | PTSED | SOMA | 327.4715 | 241.3084 | 0 | 0.013477 | 22.7848 | 32.9501 | 0 | 0 | 11.4163 | 13.9617 | 3.0347 | 0.75303 | 0.91104 | 0 | 0 | 0.17309 | 0.16492 | 0 | 0 | 0 | 0 | 0 | 0 | 0 | 0 | 0 | 0 | 0 | 327.4715 | ok
Primary Distribution Plant
Demand |  | PTDPD | DOM | 415148.3996 | 352358.1959 | 0 | 20.4571 | 6001.781 | 26200.8397 | 449.6863 | 0 | 8545.3404 | 10164.0589 | 2201.8142 | 711.5557 | 1618.2354 | 0 | 6515.5957 | 187.9837 | 172.8555 | 0 | 0 | 0 | 0 | 0 | 0 | 0 | 0 | 0 | 0 | 0 | 415148.3996 | ok
Customer |  | PTDPC | C01 | 236003.9447 | 217836.2591 | 0 | 18.0171 | 15458.7081 | 882.84 | 22.4213 | 0 | 0.80076 | 0.20019 | 0.20019 | 0.80076 | 585.5571 | 0 | 9.0086 | 54.0514 | 1135.08 | 0 | 0 | 0 | 0 | 0 | 0 | 0 | 0 | 0 | 0 | 0 | 236003.9447 | ok
Total Primary Distribution Plant |  |  |  | 651152.3443 | 570194.4551 | 0 | 38.4743 | 21460.4891 | 27083.6796 | 472.1077 | 0 | 8546.1411 | 10164.2591 | 2202.0144 | 712.3565 | 2203.7926 | 0 | 6524.6043 | 242.0351 | 1307.9355 | 0 | 0 | 0 | 0 | 0 | 0 | 0 | 0 | 0 | 0 | 0 | 651152.3443 | ok
Customer Services
Demand |  | PTCSD | SERV | 0 | 0 | 0 | 0 | 0 | 0 | 0 | 0 | 0 | 0 | 0 | 0 | 0 | 0 | 0 | 0 | 0 | 0 | 0 | 0 | 0 | 0 | 0 | 0 | 0 | 0 | 0 | 0 | 0 | ok
Customer |  | PTCSC | SERV | 79976.1773 | 69114.2834 | 0 | 5.7164 | 7457.5789 | 1992.373 | 0 | 0 | 81.3213 | 723.6643 | 126.0481 | 100.4558 | 216.8769 | 0 | 0 | 157.8591 | 0 | 0 | 0 | 0 | 0 | 0 | 0 | 0 | 0 | 0 | 0 | 0 | 79976.1773 | ok
Total Customer Services |  |  |  | 79976.1773 | 69114.2834 | 0 | 5.7164 | 7457.5789 | 1992.373 | 0 | 0 | 81.3213 | 723.6643 | 126.0481 | 100.4558 | 216.8769 | 0 | 0 | 157.8591 | 0 | 0 | 0 | 0 | 0 | 0 | 0 | 0 | 0 | 0 | 0 | 0 | 79976.1773 | ok
Meters
Customer |  | PTMC | C03 | 46420.4046 | 39562.0144 | 0 | 4.6683 | 4005.382 | 1660.3652 | 183.2408 | 0 | 390.6228 | 97.6557 | 97.6557 | 67.77 | 151.719 | 0 | 97.6557 | 101.655 | 0 | 0 | 0 | 0 | 0 | 0 | 0 | 0 | 0 | 0 | 0 | 0 | 46420.4046 | ok
Lighting Systems
Customer |  | PTLSC | C04 | 31906.7604 | 0 | 0 | 0 | 0 | 0 | 0 | 0 | 0 | 0 | 0 | 0 | 0 | 0 | 0 | 0 | 31906.7604 | 0 | 0 | 0 | 0 | 0 | 0 | 0 | 0 | 0 | 0 | 0 | 31906.7604 | ok
Meter Reading, Billing and Customer Service
Customer |  | PTMRBC | C05 | 0 | 0 | 0 | 0 | 0 | 0 | 0 | 0 | 0 | 0 | 0 | 0 | 0 | 0 | 0 | 0 | 0 | 0 | 0 | 0 | 0 | 0 | 0 | 0 | 0 | 0 | 0 | 0 | 0 | ok
Load Management
Customer |  | PTCSC | C06 | 0 | 0 | 0 | 0 | 0 | 0 | 0 | 0 | 0 | 0 | 0 | 0 | 0 | 0 | 0 | 0 | 0 | 0 | 0 | 0 | 0 | 0 | 0 | 0 | 0 | 0 | 0 | 0 | 0 | ok
Total |  | PTT |  | 817968.87 | 684823.0462 | 0 | 49.1914 | 33485.4759 | 31549.1902 | 655.3485 | 0 | 9299.6874 | 11765.496 | 2500.5742 | 899.1571 | 2594.8607 | 0 | 6622.26 | 505.8187 | 33218.7638 | 0 | 0 | 0 | 0 | 0 | 0 | 0 | 0 | 0 | 0 | 0 | 817968.87 | ok
Other Taxes
Production & Purchase Power
Demand |  | OTPPD | PPDA | 556.6411 | 388.3558 | 0 | 0.02169 | 36.6692 | 53.0291 | 0 | 0 | 18.3731 | 52.0861 | 4.884 | 1.2119 | 1.4662 | 0 | 0 | 0.27856 | 0.26541 | 0 | 0 | 0 | 0 | 0 | 0 | 0 | 0 | 0 | 0 | 0 | 556.6411 | ok
Energy |  | OTPPE | PPEA | 0 | 0 | 0 | 0 | 0 | 0 | 0 | 0 | 0 | 0 | 0 | 0 | 0 | 0 | 0 | 0 | 0 | 0 | 0 | 0 | 0 | 0 | 0 | 0 | 0 | 0 | 0 | 0 | 0 | ok
Total Purchase Power |  | OTPPT |  | 556.6411 | 388.3558 | 0 | 0.02169 | 36.6692 | 53.0291 | 0 | 0 | 18.3731 | 52.0861 | 4.884 | 1.2119 | 1.4662 | 0 | 0 | 0.27856 | 0.26541 | 0 | 0 | 0 | 0 | 0 | 0 | 0 | 0 | 0 | 0 | 0 | 556.6411 | ok
Transmission
Demand |  | OTTD | TOMA | 0 | 0 | 0 | 0 | 0 | 0 | 0 | 0 | 0 | 0 | 0 | 0 | 0 | 0 | 0 | 0 | 0 | 0 | 0 | 0 | 0 | 0 | 0 | 0 | 0 | 0 | 0 | 0 | 0 | ok
Station Equipment
Demand |  | OTSED | SOMA | 22.2686 | 16.4093 | 0 | 0.00091648 | 1.5494 | 2.2407 | 0 | 0 | 0.77632 | 0.94942 | 0.20636 | 0.051207 | 0.061952 | 0 | 0 | 0.01177 | 0.011215 | 0 | 0 | 0 | 0 | 0 | 0 | 0 | 0 | 0 | 0 | 0 | 22.2686 | ok
Primary Distribution Plant
Demand |  | OTDPD | DOM | 28230.7341 | 23960.903 | 0 | 1.3911 | 408.1304 | 1781.6977 | 30.5794 | 0 | 581.0964 | 691.1718 | 149.7268 | 48.3869 | 110.0425 | 0 | 443.0706 | 12.7832 | 11.7544 | 0 | 0 | 0 | 0 | 0 | 0 | 0 | 0 | 0 | 0 | 0 | 28230.7341 | ok
Customer |  | OTDPC | C01 | 16048.6338 | 14813.203 | 0 | 1.2252 | 1051.2161 | 60.0345 | 1.5247 | 0 | 0.054453 | 0.013613 | 0.013613 | 0.054453 | 39.8188 | 0 | 0.6126 | 3.6756 | 77.1872 | 0 | 0 | 0 | 0 | 0 | 0 | 0 | 0 | 0 | 0 | 0 | 16048.6338 | ok
Total Primary Distribution Plant |  |  |  | 44279.3679 | 38774.106 | 0 | 2.6163 | 1459.3465 | 1841.7322 | 32.1041 | 0 | 581.1508 | 691.1854 | 149.7404 | 48.4413 | 149.8613 | 0 | 443.6832 | 16.4588 | 88.9416 | 0 | 0 | 0 | 0 | 0 | 0 | 0 | 0 | 0 | 0 | 0 | 44279.3679 | ok
Customer Services
Demand |  | OTCSD | SERV | 0 | 0 | 0 | 0 | 0 | 0 | 0 | 0 | 0 | 0 | 0 | 0 | 0 | 0 | 0 | 0 | 0 | 0 | 0 | 0 | 0 | 0 | 0 | 0 | 0 | 0 | 0 | 0 | 0 | ok
Customer |  | OTCSC | SERV | 5438.5039 | 4699.8783 | 0 | 0.38872 | 507.1269 | 135.4845 | 0 | 0 | 5.53 | 49.2103 | 8.5715 | 6.8311 | 14.748 | 0 | 0 | 10.7347 | 0 | 0 | 0 | 0 | 0 | 0 | 0 | 0 | 0 | 0 | 0 | 0 | 5438.5039 | ok
Total Customer Services |  |  |  | 5438.5039 | 4699.8783 | 0 | 0.38872 | 507.1269 | 135.4845 | 0 | 0 | 5.53 | 49.2103 | 8.5715 | 6.8311 | 14.748 | 0 | 0 | 10.7347 | 0 | 0 | 0 | 0 | 0 | 0 | 0 | 0 | 0 | 0 | 0 | 0 | 5438.5039 | ok
Meters
Customer |  | OTMC | C03 | 3156.6594 | 2690.2782 | 0 | 0.31745 | 272.3722 | 112.9074 | 12.4607 | 0 | 26.563 | 6.6407 | 6.6407 | 4.6085 | 10.3171 | 0 | 6.6407 | 6.9127 | 0 | 0 | 0 | 0 | 0 | 0 | 0 | 0 | 0 | 0 | 0 | 0 | 3156.6594 | ok
Lighting Systems
Customer |  | OTLSC | C04 | 2169.7091 | 0 | 0 | 0 | 0 | 0 | 0 | 0 | 0 | 0 | 0 | 0 | 0 | 0 | 0 | 0 | 2169.7091 | 0 | 0 | 0 | 0 | 0 | 0 | 0 | 0 | 0 | 0 | 0 | 2169.7091 | ok
Meter Reading, Billing and Customer Service
Customer |  | OTMRBC | C05 | 0 | 0 | 0 | 0 | 0 | 0 | 0 | 0 | 0 | 0 | 0 | 0 | 0 | 0 | 0 | 0 | 0 | 0 | 0 | 0 | 0 | 0 | 0 | 0 | 0 | 0 | 0 | 0 | 0 | ok
Load Management
Customer |  | OTCSC | C06 | 0 | 0 | 0 | 0 | 0 | 0 | 0 | 0 | 0 | 0 | 0 | 0 | 0 | 0 | 0 | 0 | 0 | 0 | 0 | 0 | 0 | 0 | 0 | 0 | 0 | 0 | 0 | 0 | 0 | ok
Total |  | OTT |  | 55623.15 | 46569.0278 | 0 | 3.3451 | 2277.0642 | 2145.3938 | 44.5647 | 0 | 632.3931 | 800.0719 | 170.0429 | 61.1441 | 176.4545 | 0 | 450.3239 | 34.3965 | 2258.9274 | 0 | 0 | 0 | 0 | 0 | 0 | 0 | 0 | 0 | 0 | 0 | 55623.15 | ok
Cost of Service Summary -- Unadjusted Results
Operating Revenues
Total Sales of Electric Energy |  | REVUC | R01 | 59955648.21 | 40346228.9 | 0 | 2252.35 | 3890067.5 | 6225668.91 | 29327.76 | 0 | 2332903.26 | 3141240.13 | 742949.06 | 125619.01 | 80720.31 | 0 | 1938131.57 | 35757.38 | 1064782.07 | 0 | 0 | 0 | 0 | 0 | 0 | 0 | 0 | 0 | 0 | 0 | 59955648.21 | ok
Other Electric Revenues |  |  | MISCSERV | 1459768.36 | 1261511.2106 | 0 | 104.339 | 136119.7563 | 36365.8676 | 0 | 0 | 1484.3211 | 13208.7118 | 2300.6977 | 1833.5732 | 3958.5535 | 0 | 0 | 2881.3292 | 0 | [11 empty] | 1459768.36 | ok
Total Operating Revenues |  | TOR |  | 61415416.57 | 41607740.1106 | 0 | 2356.689 | 4026187.2563 | 6262034.7776 | 29327.76 | 0 | 2334387.5811 | 3154448.8418 | 745249.7577 | 127452.5832 | 84678.8635 | 0 | 1938131.57 | 38638.7092 | 1064782.07 | 0 | 0 | 0 | 0 | 0 | 0 | 0 | 0 | 0 | 0 | 0 | 61415416.57 | ok
Operating Expenses
Operation and Maintenance Expenses |  |  |  | 54655522.84 | 38369070.4081 | 0 | 2331.5607 | 3409275.8744 | 5150510.2547 | 36461.1838 | 0 | 2190427.9249 | 2811484.5597 | 701610.8858 | 95036.7958 | 142530.0535 | 0 | 1604231.6276 | 25574.7018 | 116977.0092 | 0 | 0 | 0 | 0 | 0 | 0 | 0 | 0 | 0 | 0 | 0 | 54655522.84 | ok
Depreciation and Amortization Expenses |  |  |  | 3728106.11 | 3126518.2537 | 0 | 225.0005 | 151678.9498 | 141657.0195 | 3017.1147 | 0 | 41570.3138 | 50640.0449 | 11181.5718 | 4057.5203 | 11847.04 | 0 | 30487.7764 | 2309.8454 | 152915.659 | 0 | 0 | 0 | 0 | 0 | 0 | 0 | 0 | 0 | 0 | 0 | 3728106.11 | ok
Property Taxes |  |  | NPT | 817968.87 | 684823.0462 | 0 | 49.1914 | 33485.4759 | 31549.1902 | 655.3485 | 0 | 9299.6874 | 11765.496 | 2500.5742 | 899.1571 | 2594.8607 | 0 | 6622.26 | 505.8187 | 33218.7638 | 0 | 0 | 0 | 0 | 0 | 0 | 0 | 0 | 0 | 0 | 0 | 817968.87 | ok
Other Taxes |  |  |  | 55623.15 | 46569.0278 | 0 | 3.3451 | 2277.0642 | 2145.3938 | 44.5647 | 0 | 632.3931 | 800.0719 | 170.0429 | 61.1441 | 176.4545 | 0 | 450.3239 | 34.3965 | 2258.9274 | 0 | 0 | 0 | 0 | 0 | 0 | 0 | 0 | 0 | 0 | 0 | 55623.15 | ok
Total Operating Expenses |  | TOE |  | 59257220.97 | 42226980.7358 | 0 | 2609.0978 | 3596717.3643 | 5325861.8582 | 40178.2117 | 0 | 2241930.3193 | 2874690.1725 | 715463.0747 | 100054.6174 | 157148.4088 | 0 | 1641791.9879 | 28424.7623 | 305370.3594 | 0 | 0 | 0 | 0 | 0 | 0 | 0 | 0 | 0 | 0 | 0 | 59257220.97 | ok
Utility Operating Margin |  | TOM |  | 2158195.6 | -619240.6253 | 0 | -252.4087 | 429469.892 | 936172.9195 | -10850.4517 | 0 | 92457.2619 | 279758.6693 | 29786.683 | 27397.9658 | -72469.5453 | 0 | 296339.5821 | 10213.9469 | 759411.7106 | 0 | 0 | 0 | 0 | 0 | 0 | 0 | 0 | 0 | 0 | 0 | 2158195.6 | ok
Net Cost Rate Base |  |  |  | 151533754.4862 | 126909325.1462 | 0 | 9116.7985 | 6205066.5489 | 5840537.9168 | 121339.0178 | 0 | 1721757.8949 | 2177441.8505 | 462888.5283 | 166408.9691 | 480737.5398 | 0 | 1226373.0339 | 93570.518 | 6119190.7235 | 0 | 0 | 0 | 0 | 0 | 0 | 0 | 0 | 0 | 0 | 0 | 151533754.4862 | ok
Rate of Return |  |  |  | 1.424% | -0.4879% | NA | -2.769% | 6.921% | 16.03% | -8.942% | NA | 5.37% | 12.85% | 6.435% | 16.46% | -15.07% | NA | 24.16% | 10.92% | 12.41% | NA | NA | NA | NA | NA | NA | NA | NA | NA | NA | NA | 1.424% | ok
Unitized Rate of Return |  |  |  | 1 | -0.3426 | NA | -1.9439 | 4.8596 | 11.2544 | -6.2786 | NA | 3.7704 | 9.021 | 4.5182 | 11.5601 | -10.5844 | NA | 16.9662 | 7.6643 | 8.7137 | NA | NA | NA | NA | NA | NA | NA | NA | NA | NA | NA | 1
Cost of Service Summary -- Adjusted Results
Operating Revenues
Total Operating Revenue -- Actual |  |  |  | 61415416.57 | 41607740.1106 | 0 | 2356.689 | 4026187.2563 | 6262034.7776 | 29327.76 | 0 | 2334387.5811 | 3154448.8418 | 745249.7577 | 127452.5832 | 84678.8635 | 0 | 1938131.57 | 38638.7092 | 1064782.07 | 0 | 0 | 0 | 0 | 0 | 0 | 0 | 0 | 0 | 0 | 0 | 61415416.57 | ok
1
Pro-Forma Adjustments: | [33 empty] | Toggle: 0=no, 1=yes
1 | Fuel Adjustment Clause |  | E01 | -6746654.99 | -4363877.8234 | 0 | -254.576 | -437936.294 | -717049.9792 | -5513.5917 | 0 | -325880.8578 | -477784.7572 | -105870.8685 | -11656.1719 | -16224.7738 | 0 | -275658.52 | -2986.2637 | -5960.5128 | 0 | 0 | 0 | 0 | 0 | 0 | 0 | 0 | 0 | 0 | 0 | -6746654.99 | ok | 1
2 | Environmental Surcharge |  | 12CP | -5815832.39 | -4285592.1612 | 0 | -239.3557 | -404653.0855 | -585188.0324 | 0 | 0 | -202750.7031 | -247957.0549 | -53895.5899 | -13373.6908 | -16179.8327 | 0 | 0 | -3073.9787 | -2928.9049 | 0 | 0 | 0 | 0 | 0 | 0 | 0 | 0 | 0 | 0 | 0 | -5815832.39 | ok | 1
6 | Year-End Customer Normalization |  |  | 171590 | 191288 | 0 | 0 | -19698 | 0 | 0 | 0 | 0 | [19 empty] | 171590 | ok | 1 |  |  | Pass Thru
| <reserved> |  | R01 | 0 | 0 | 0 | 0 | 0 | 0 | 0 | 0 | 0 | 0 | 0 | 0 | 0 | 0 | 0 | 0 | 0 | 0 | 0 | 0 | 0 | 0 | 0 | 0 | 0 | 0 | 0 | 0 | 0 | ok |  |  |  | 0
| <reserved> |  | R01 | 0 | 0 | 0 | 0 | 0 | 0 | 0 | 0 | [20 empty] | 0 | ok |  |  |  | 0
| <reserved> |  | R01 | 0 | 0 | 0 | 0 | 0 | 0 | 0 | 0 | [20 empty] | 0 | ok |  |  |  | 0
| <reserved> |  | R01 | 0 | 0 | 0 | 0 | 0 | 0 | 0 | 0 | [20 empty] | 0 | ok |  |  |  | 0
| <reserved> |  | R01 | 0 | 0 | 0 | 0 | 0 | 0 | 0 | 0 | [20 empty] | 0 | ok |  |  |  | 0
| <reserved> |  | R01 | 0 | 0 | 0 | 0 | 0 | 0 | 0 | 0 | [20 empty] | 0 | ok |  |  |  | 0
| <reserved> |  | R01 | 0 | 0 | 0 | 0 | 0 | 0 | 0 | 0 | 0 | 0 | 0 | 0 | 0 | 0 | 0 | 0 | 0 | 0 | 0 | 0 | 0 | 0 | 0 | 0 | 0 | 0 | 0 | 0 | 0 | ok |  |  | Increase
| <reserved> |  | R01 | 0 | 0 | 0 | 0 | 0 | 0 | 0 | 0 | 0 | 0 | 0 | 0 | 0 | 0 | 0 | 0 | 0 | 0 | 0 | 0 | 0 | 0 | 0 | 0 | 0 | 0 | 0 | 0 | 0 | ok |  |  | 0
| <reserved> |  | R01 | 0 | 0 | 0 | 0 | 0 | 0 | 0 | 0 | 0 | 0 | 0 | 0 | 0 | 0 | 0 | 0 | 0 | 0 | 0 | 0 | 0 | 0 | 0 | 0 | 0 | 0 | 0 | 0 | 0 | ok
| <reserved> |  | R01 | 0 | 0 | 0 | 0 | 0 | 0 | 0 | 0 | 0 | 0 | 0 | 0 | 0 | 0 | 0 | 0 | 0 | 0 | 0 | 0 | 0 | 0 | 0 | 0 | 0 | 0 | 0 | 0 | 0 | ok
| <reserved> |  | R01 | 0 | 0 | 0 | 0 | 0 | 0 | 0 | 0 | 0 | 0 | 0 | 0 | 0 | 0 | 0 | 0 | 0 | 0 | 0 | 0 | 0 | 0 | 0 | 0 | 0 | 0 | 0 | 0 | 0 | ok |  |  | 0
| Proposed Increase |  |  | 0 | 0 |  | 0 | 0 | 0 | 0 | 0 | 0 | 0 | 0 | 0 | 0 | 0 | 0 | 0 | 0 | 0 | 0 | 0 | 0 | 0 | 0 | 0 | 0 | 0 | 0 | 0 | 0 | ok | 0
| Total Pro Forma Adjustments |  |  | -12390897.38 | -8458181.9846 | 0 | -493.9317 | -862287.3795 | -1302238.0117 | -5513.5917 | 0 | -528631.5609 | -725741.8121 | -159766.4584 | -25029.8627 | -32404.6066 | 0 | -275658.52 | -6060.2425 | -8889.4176 | 0 | 0 | 0 | 0 | 0 | 0 | 0 | 0 | 0 | 0 | 0 | -12390897.38 | ok
0
Total Pro-Forma Operating Revenue |  |  |  | 49024519.19 | 33149558.1259 | 0 | 1862.7574 | 3163899.8767 | 4959796.7659 | 23814.1683 | 0 | 1805756.0202 | 2428707.0297 | 585483.2994 | 102422.7205 | 52274.2569 | 0 | 1662473.05 | 32578.4668 | 1055892.6524 | 0 | 0 | 0 | 0 | 0 | 0 | 0 | 0 | 0 | 0 | 0 | 49024519.19 | ok
0
Operating Expenses
Total Operating Expenses -- Actual |  | TOE |  | 59257220.97 | 42226980.7358 | 0 | 2609.0978 | 3596717.3643 | 5325861.8582 | 40178.2117 | 0 | 2241930.3193 | 2874690.1725 | 715463.0747 | 100054.6174 | 157148.4088 | 0 | 1641791.9879 | 28424.7623 | 305370.3594 | 0 | 0 | 0 | 0 | 0 | 0 | 0 | 0 | 0 | 0 | 0 | 59257220.97 | ok
Pro-Forma Adjustments:
1 | Fuel Adjustment Clause |  | E01 | -6648054 | -4300100.6369 | 0 | -250.8554 | -431535.9441 | -706570.4397 | -5433.0117 | 0 | -321118.1754 | -470802.0302 | -104323.5873 | -11485.8193 | -15987.652 | 0 | -271629.8268 | -2942.6201 | -5873.4011 | 0 | 0 | 0 | 0 | 0 | 0 | 0 | 0 | 0 | 0 | 0 | -6648054 | ok | 1 | -6648054
2 | Environmental Surcharge |  | 12CP | -5860474 | -4318487.8365 | 0 | -241.193 | -407759.1526 | -589679.8634 | 0 | 0 | -204306.9924 | -249860.3426 | -54309.2858 | -13476.3456 | -16304.0271 | 0 | 0 | -3097.5742 | -2951.3868 | 0 | 0 | 0 | 0 | 0 | 0 | 0 | 0 | 0 | 0 | 0 | -5860474 | ok | 1 | -5860474
3 | Interest Expense |  | RBT | 0 | 0 | 0 | 0 | 0 | 0 | 0 | 0 | 0 | 0 | 0 | 0 | 0 | 0 | 0 | 0 | 0 | 0 | 0 | 0 | 0 | 0 | 0 | 0 | 0 | 0 | 0 | 0 | 0 | ok | 1 | 0
4 | Depreciation Normalization |  | DPT | 126591.96 | 106164.38 | 0 | 7.6401 | 5150.4262 | 4810.1205 | 102.4495 | 0 | 1411.5659 | 1719.5386 | 379.6826 | 137.7776 | 402.2793 | 0 | 1035.2461 | 78.4334 | 5192.4201 | 0 | 0 | 0 | 0 | 0 | 0 | 0 | 0 | 0 | 0 | 0 | 126591.96 | ok | 1 | 126591.96
5 | Right of Way |  | DA1 | 1284763.21 | 1090445.8437 | 0 | 63.3089 | 18573.7616 | 81083.9567 | 1391.6481 | 0 | 26445.336 | 31454.7979 | 6813.9728 | 2202.0575 | 5007.9667 | 0 | 20163.8682 | 581.7546 | 534.9374 | 0 | 0 | 0 | 0 | 0 | 0 | 0 | 0 | 0 | 0 | 0 | 1284763.21 | ok | 1 | 1284763.21
6 | Year End Customers |  |  | 108696 | 121774 | 0 | 0 | -13078 | 0 | 0 | 0 | 0 | [19 empty] | 108696 | ok | 1 | 108696
7 | FEMA Credit |  | RBT | 66994.67 | 56107.9503 | 0 | 4.0306 | 2743.3253 | 2582.1634 | 53.6453 | 0 | 761.2073 | 962.67 | 204.6479 | 73.5712 | 212.5391 | 0 | 542.1924 | 41.3685 | 2705.3587 | 0 | 0 | 0 | 0 | 0 | 0 | 0 | 0 | 0 | 0 | 0 | 66994.67 | ok | 1 | 66994.67
8 | Donations, Promo Ads & Dues |  | RBT | -284932.02 | -238630.2015 | 0 | -17.1425 | -11667.5136 | -10982.083 | -228.1562 | 0 | -3237.4566 | -4094.2885 | -870.3788 | -312.9022 | -903.9406 | 0 | -2305.9743 | -175.9426 | -11506.0396 | 0 | 0 | 0 | 0 | 0 | 0 | 0 | 0 | 0 | 0 | 0 | -284932.02 | ok | 1 | -284932.02
9 | Directors Expenses |  | LBT | -30533.67 | -26756.4708 | 0 | -1.9588 | -1343.1545 | -1016.1916 | -21.3692 | 0 | -299.6171 | -358.8404 | -79.2077 | -27.8065 | -96.3337 | 0 | -222.2091 | -15.3067 | -295.2038 | 0 | 0 | 0 | 0 | 0 | 0 | 0 | 0 | 0 | 0 | 0 | -30533.67 | ok | 1 | -30533.67
10 | Wages & Salaries |  | LBT | 23561.2232 | 20646.5577 | 0 | 1.5115 | 1036.4415 | 784.1415 | 16.4895 | 0 | 231.1987 | 276.8983 | 61.1204 | 21.4568 | 74.3357 | 0 | 171.4671 | 11.8114 | 227.7932 | 0 | 0 | 0 | 0 | 0 | 0 | 0 | 0 | 0 | 0 | 0 | 23561.2232 | ok | 1 | 23561.2232
11 | 401k Contributions |  | LBT | -14594.307 | -12788.9031 | 0 | -0.93626 | -641.9932 | -485.7134 | -10.2139 | 0 | -143.2092 | -171.5165 | -37.8592 | -13.2908 | -46.045 | 0 | -106.2102 | -7.3162 | -141.0998 | 0 | 0 | 0 | 0 | 0 | 0 | 0 | 0 | 0 | 0 | 0 | -14594.307 | ok | 1 | -14594.307
12 | Life Insurance |  | LBT | -7748.1317 | -6789.6411 | 0 | -0.49706 | -340.8348 | -257.8657 | -5.4226 | 0 | -76.0299 | -91.0583 | -20.0995 | -7.0561 | -24.4454 | 0 | -56.3871 | -3.8842 | -74.91 | 0 | 0 | 0 | 0 | 0 | 0 | 0 | 0 | 0 | 0 | 0 | -7748.1317 | ok | 1 | -7748.1317
13 | Rate Case Costs |  | RBT | 23333.33 | 19541.634 | 0 | 1.4038 | 955.4628 | 899.3323 | 18.6839 | 0 | 265.1181 | 335.2848 | 71.2761 | 25.6238 | 74.0245 | 0 | 188.8382 | 14.4081 | 942.2395 | 0 | 0 | 0 | 0 | 0 | 0 | 0 | 0 | 0 | 0 | 0 | 23333.33 | ok | 1 | 23333.33
14 | Outside Services |  | RBT | -78515.9267 | -65756.9879 | 0 | -4.7238 | -3215.1025 | -3026.2251 | -62.8708 | 0 | -892.1142 | -1128.223 | -239.8418 | -86.2234 | -249.0901 | 0 | -635.4348 | -48.4828 | -3170.6067 | 0 | 0 | 0 | 0 | 0 | 0 | 0 | 0 | 0 | 0 | 0 | -78515.9267 | ok | 1 | -78515.9267
15 | Payroll Tax |  | LBT | 1639 | 1436.2458 | 0 | 0.10515 | 72.0984 | 54.5476 | 1.1471 | 0 | 16.083 | 19.262 | 4.2517 | 1.4926 | 5.171 | 0 | 11.9278 | 0.82164 | 15.8461 | 0 | 0 | 0 | 0 | 0 | 0 | 0 | 0 | 0 | 0 | 0 | 1639 | ok | 1 | 1639
16 |  |  | RBT | 0 | 0 | 0 | 0 | 0 | 0 | 0 | 0 | 0 | 0 | 0 | 0 | 0 | 0 | 0 | 0 | 0 | 0 | 0 | 0 | 0 | 0 | 0 | 0 | 0 | 0 | 0 | 0 | 0 | ok |  | 1638.6254
17 |  |  | RBT | 0 | 0 | 0 | 0 | 0 | 0 | 0 | 0 | 0 | 0 | 0 | 0 | 0 | 0 | 0 | 0 | 0 | 0 | 0 | 0 | 0 | 0 | 0 | 0 | 0 | 0 | 0 | 0 | 0 | ok
18 |  |  | RBT | 0 | 0 | 0 | 0 | 0 | 0 | 0 | 0 | 0 | 0 | 0 | 0 | 0 | 0 | 0 | 0 | 0 | 0 | 0 | 0 | 0 | 0 | 0 | 0 | 0 | 0 | 0 | 0 | 0 | ok
19 |  |  | RBT | 0 | 0 | 0 | 0 | 0 | 0 | 0 | 0 | 0 | 0 | 0 | 0 | 0 | 0 | 0 | 0 | 0 | 0 | 0 | 0 | 0 | 0 | 0 | 0 | 0 | 0 | 0 | 0 | 0 | ok
20 |  |  | RBT | 0 | 0 | 0 | 0 | 0 | 0 | 0 | 0 | 0 | 0 | 0 | 0 | 0 | 0 | 0 | 0 | 0 | 0 | 0 | 0 | 0 | 0 | 0 | 0 | 0 | 0 | 0 | 0 | 0 | ok
21 |  |  | RBT | 0 | 0 | 0 | 0 | 0 | 0 | 0 | 0 | 0 | 0 | 0 | 0 | 0 | 0 | 0 | 0 | 0 | 0 | 0 | 0 | 0 | 0 | 0 | 0 | 0 | 0 | 0 | 0 | 0 | ok
22 |  |  | RBT | 0 | 0 | 0 | 0 | 0 | 0 | 0 | 0 | 0 | 0 | 0 | 0 | 0 | 0 | 0 | 0 | 0 | 0 | 0 | 0 | 0 | 0 | 0 | 0 | 0 | 0 | 0 | 0 | 0 | ok
23 |  |  | RBT | 0 | 0 | 0 | 0 | 0 | 0 | 0 | 0 | 0 | 0 | 0 | 0 | 0 | 0 | 0 | 0 | 0 | 0 | 0 | 0 | 0 | 0 | 0 | 0 | 0 | 0 | 0 | 0 | 0 | ok
24 |  |  | RBT | 0 | 0 | 0 | 0 | 0 | 0 | 0 | 0 | 0 | 0 | 0 | 0 | 0 | 0 | 0 | 0 | 0 | 0 | 0 | 0 | 0 | 0 | 0 | 0 | 0 | 0 | 0 | 0 | 0 | ok
25 |  |  | RBT | 0 | 0 | 0 | 0 | 0 | 0 | 0 | 0 | 0 | 0 | 0 | 0 | 0 | 0 | 0 | 0 | 0 | 0 | 0 | 0 | 0 | 0 | 0 | 0 | 0 | 0 | 0 | 0 | 0 | ok
26 |  |  | RBT | 0 | 0 | 0 | 0 | 0 | 0 | 0 | 0 | 0 | 0 | 0 | 0 | 0 | 0 | 0 | 0 | 0 | 0 | 0 | 0 | 0 | 0 | 0 | 0 | 0 | 0 | 0 | 0 | 0 | ok
| Total Pro Forma Adjustments |  |  | -11289272.6621 | -7553194.0665 | 0 | -439.3067 | -841050.1794 | -1221804.1199 | -4176.9812 | 0 | -500943.0858 | -691737.8478 | -152345.3084 | -22947.4644 | -27835.2177 | 0 | -252842.5024 | -5562.5291 | -14394.0527 | [11 empty] | -11289272.6621 | ok
Total Pro-forma Operating Expenses |  |  |  | 47967948.3079 | 34673786.6694 | 0 | 2169.7911 | 2755667.1849 | 4104057.7383 | 36001.2305 | 0 | 1740987.2334 | 2182952.3246 | 563117.7663 | 77107.153 | 129313.1911 | 0 | 1388949.4854 | 22862.2332 | 290976.3067 | 0 | 0 | 0 | 0 | 0 | 0 | 0 | 0 | 0 | 0 | 0 | 47967948.3079 | ok
Utility Operating Margin -- Pro-Forma |  |  |  | 1056570.8821 | -1524228.5434 | 0 | -307.0337 | 408232.6919 | 855739.0277 | -12187.0622 | 0 | 64768.7867 | 245754.705 | 22365.5331 | 25315.5675 | -77038.9342 | 0 | 273523.5646 | 9716.2336 | 764916.3457 | 0 | 0 | 0 | 0 | 0 | 0 | 0 | 0 | 0 | 0 | 0 | 1056570.8821 | ok
Net Cost Rate Base |  |  |  | 151533754.4862 | 126909325.1462 | 0 | 9116.7985 | 6205066.5489 | 5840537.9168 | 121339.0178 | 0 | 1721757.8949 | 2177441.8505 | 462888.5283 | 166408.9691 | 480737.5398 | 0 | 1226373.0339 | 93570.518 | 6119190.7235 | 0 | 0 | 0 | 0 | 0 | 0 | 0 | 0 | 0 | 0 | 0 | 151533754.4862 | ok
Pro-forma Rate Base Adjustments
| <reserved> |  | RBT | 0 | 0 | 0 | 0 | 0 | 0 | 0 | 0 | 0 | 0 | 0 | 0 | 0 | 0 | 0 | 0 | 0 | 0 | 0 | 0 | 0 | 0 | 0 | 0 | 0 | 0 | 0 | 0 | 0 | ok | 1
Pro-forma Rate Base |  |  |  | 151533754.4862 | 126909325.1462 | 0 | 9116.7985 | 6205066.5489 | 5840537.9168 | 121339.0178 | 0 | 1721757.8949 | 2177441.8505 | 462888.5283 | 166408.9691 | 480737.5398 | 0 | 1226373.0339 | 93570.518 | 6119190.7235 | 0 | [10 empty] | 151533754.4862 | ok
Rate of Return |  |  |  | 0.6973% | -1.201% | NA | -3.368% | 6.579% | 14.65% | -10.04% | NA | 3.762% | 11.29% | 4.832% | 15.21% | -16.03% | #DIV/0! | 22.3% | 10.38% | 12.5% | #DIV/0! | #DIV/0! | #DIV/0! | #DIV/0! | #DIV/0! | #DIV/0! | #DIV/0! | #DIV/0! | #DIV/0! | #DIV/0! | #DIV/0!
Unitized Rate of Return |  |  |  | 1 | -1.7225 | NA | -4.8301 | 9.4357 | 21.0135 | -14.4049 | NA | 5.3952 | 16.187 | 6.9297 | 21.8183 | -22.9833 | #DIV/0! | 31.9877 | 14.8926 | 17.928 | #DIV/0! | #DIV/0! | #DIV/0! | #DIV/0! | #DIV/0! | #DIV/0! | #DIV/0! | #DIV/0! | #DIV/0! | #DIV/0! | #DIV/0!
Allocation Factors
Energy Allocation Factors
Energy Usage by Class |  | E01 | Energy | 1 | 0.64682 | 0 | 3.7734e-05 | 0.064912 | 0.10628 | 0.00081723 | 0 | 0.048303 | 0.070818 | 0.015692 | 0.0017277 | 0.0024049 | 0 | 0.040859 | 0.00044263 | 0.00088348 | 0 | 0 | 0 | 0 | 0 | 0 | 0 | 0 | 0 | 0 | 0 | 1 | ok
Demand Allocation Factors
Purchase Power -- Average 12 CP |  | D01 | 12CP | 1 | 0.73688 | 0 | 4.1156e-05 | 0.069578 | 0.10062 | 0 | 0 | 0.034862 | 0.042635 | 0.009267 | 0.0022995 | 0.002782 | 0 | 0 | 0.00052855 | 0.00050361 | 0 | 0 | 0 | 0 | 0 | 0 | 0 | 0 | 0 | 0 | 0 | 1 | ok
Station Equipment -- Maximum Class Demand |  | D02 | NCP | 1 | 0.77091 | 0 | 5.8122e-05 | 0.053725 | 0.078276 | 0.0014151 | 0 | 0.026185 | 0.033147 | 0.0065194 | 0.0033191 | 0.0029191 | 0 | 0.022255 | 0.00065387 | 0.00062113 | 0 | 0 | 0 | 0 | 0 | 0 | 0 | 0 | 0 | 0 | 0 | 1 | ok
Primary Distribution Plant -- Maximum Class Demand |  | D03 | NCP | 1 | 0.77091 | 0 | 5.8122e-05 | 0.053725 | 0.078276 | 0.0014151 | 0 | 0.026185 | 0.033147 | 0.0065194 | 0.0033191 | 0.0029191 | 0 | 0.022255 | 0.00065387 | 0.00062113 | 0 | 0 | 0 | 0 | 0 | 0 | 0 | 0 | 0 | 0 | 0 | 1 | ok
Services |  | SERV |  | 1 | 0.86419 | 0 | 7.1476e-05 | 0.093248 | 0.024912 | 0 | 0 | 0.0010168 | 0.0090485 | 0.0015761 | 0.0012561 | 0.0027118 | 0 | 0 | 0.0019738 | 0 | 0 | 0 | 0 | 0 | 0 | 0 | 0 | 0 | 0 | 0 | 0 | 1 | ok
Misc. Service Revenue |  | MISCSERV |  | 1 | 0.86419 | 0 | 7.1476e-05 | 0.093248 | 0.024912 | 0 | 0 | 0.0010168 | 0.0090485 | 0.0015761 | 0.0012561 | 0.0027118 | 0 | 0 | 0.0019738 | 0 | 0 | 0 | 0 | 0 | 0 | 0 | 0 | 0 | 0 | 0 | 0 | 0.99803 | ok
Residential & Commercial Rev |  | RCRev |  | 40375556.66 | 40346228.9 | 0 | 0 | 0 | 0 | 29327.76 | 0 | 0 | [19 empty] | 40375556.66 | ok
Customer Allocation Factors
Primary Distribution Plant -- Average Number of Customers |  | C01 | Cust03 | 1 | 0.92302 | 0 | 7.6343e-05 | 0.065502 | 0.0037408 | 9.5004e-05 | 0 | 3.393e-06 | 8.4825e-07 | 8.4825e-07 | 3.393e-06 | 0.0024811 | 0 | 3.8171e-05 | 0.00022903 | 0.0048096 | 0 | 0 | 0 | 0 | 0 | 0 | 0 | 0 | 0 | 0 | 0 | 1 | ok
Customer Services -- Average Number of Customers |  | C02 | Cust03 | 1 | 0.92302 | 0 | 7.6343e-05 | 0.065502 | 0.0037408 | 9.5004e-05 | 0 | 3.393e-06 | 8.4825e-07 | 8.4825e-07 | 3.393e-06 | 0.0024811 | 0 | 3.8171e-05 | 0.00022903 | 0.0048096 | 0 | 0 | 0 | 0 | 0 | 0 | 0 | 0 | 0 | 0 | 0 | 1 | ok
Meter Costs -- Weighted Cost of Meters |  | C03 |  | 1 | 0.85225 | 0 | 0.00010057 | 0.086285 | 0.035768 | 0.0039474 | 0 | 0.0084149 | 0.0021037 | 0.0021037 | 0.0014599 | 0.0032684 | 0 | 0.0021037 | 0.0021899 | 0 | 0 | 0 | 0 | 0 | 0 | 0 | 0 | 0 | 0 | 0 | 0 | 1 | ok
Lighting Systems -- Lighting Customers |  | C04 | Cust04 | 1 | 0 | 0 | 0 | 0 | 0 | 0 | 0 | 0 | 0 | 0 | 0 | 0 | 0 | 0 | 0 | 1 | 0 | 0 | 0 | 0 | 0 | 0 | 0 | 0 | 0 | 0 | 0 | 1 | ok
Meter Reading and Billing -- Weighted Cost |  | C05 | Cust05 | 1 | 0.92302 | 0 | 7.6343e-05 | 0.065502 | 0.0037408 | 9.5004e-05 | 0 | 3.393e-06 | 8.4825e-07 | 8.4825e-07 | 3.393e-06 | 0.0024811 | 0 | 3.8171e-05 | 0.00022903 | 0.0048096 | 0 | 0 | 0 | 0 | 0 | 0 | 0 | 0 | 0 | 0 | 0 | 1 | ok
Load Management |  | C06 | Cust03 | 1 | 0.92302 | 0 | 7.6343e-05 | 0.065502 | 0.0037408 | 9.5004e-05 | 0 | 3.393e-06 | 8.4825e-07 | 8.4825e-07 | 3.393e-06 | 0.0024811 | 0 | 3.8171e-05 | 0.00022903 | 0.0048096 | 0 | 0 | 0 | 0 | 0 | 0 | 0 | 0 | 0 | 0 | 0 | 1 | ok
Other Allocation Factors
Rev |  | R01 |  | 59955648.21 | 40346228.9 | 0 | 2252.35 | 3890067.5 | 6225668.91 | 29327.76 | 0 | 2332903.26 | 3141240.13 | 742949.06 | 125619.01 | 80720.31 | 0 | 1938131.57 | 35757.38 | 1064782.07 | 0 | 0 | 0 | 0 | 0 | 0 | 0 | 0 | 0 |  |  | 59955648.21 | ok
Energy |  | E01 |  | 495826459 | 319625088 | 0 | 18646 | 32075927 | 52519152 | 403834 | 0 | 23868610 | 35915472 | 7958400 | 876204 | 1188357 | 0 | 20721477 | 218724 | 436568 | 0 | 0 | 0 | 0 | 0 | 0 | 0 | 0 | 0 |  |  | 495826459 | ok
Loss Factor |  |  |  |  | 0.05 | 0.05 | 0.05 | 0.05 | 0.05 | 0.05 | 0.05 | 0.05 | 0.025 | 0.025 | 0.025 | 0.05 | 0.025 | 0.025 | 0.05 | 0.05
Energy Including Losses |  | Energy |  | 520155474.9798 | 336447461.0526 | 0 | 19627.3684 | 33764133.6842 | 55283317.8947 | 425088.4211 | 0 | 25124852.6316 | 36836381.5385 | 8162461.5385 | 898670.7692 | 1250902.1053 | 0 | 21252796.9231 | 230235.7895 | 459545.2632 | 0 | 0 | 0 | 0 | 0 | 0 | 0 | 0 | 0 | 0 | 0 | 520155474.9798 | ok
Customers (Monthly Bills) |  |  |  | 315876 | 290172 | 0 | 24 | 20592 | 1176 | 1344 | 72 | 48 | 12 | 12 | 48 | 780 | 0 | 12 | 72 | 1512 | 0 | 0 | 0 | 0 | 0 | 0 | 0 | 0 | 0 |  |  | 315876 | ok
Average Customers (Bills/12) |  | Cust01 |  | 26323 | 24181 | 0 | 2 | 1716 | 98 | 112 | 6 | 4 | 1 | 1 | 4 | 65 | 0 | 1 | 6 | 126 | 0 | 0 | 0 | 0 | 0 | 0 | 0 | 0 | 0 | 0 | 0 | 26323 | ok
Average Customers (Lighting = Lights) |  | Cust02 |  | 26323 | 24181 | 0 | 2 | 1716 | 98 | 112 | 6 | 4 | 1 | 1 | 4 | 65 | 0 | 1 | 6 | 126 | 0 | 0 | 0 | 0 | 0 | 0 | 0 | 0 | 0 | 0 | 0 | 26323 | ok
Average Customers (Lighting =45 Lights per Cust) |  | Cust03 |  | 26197.7111 | 24181 | 0 | 2 | 1716 | 98 | 2.4889 | 0 | 0.088889 | 0.022222 | 0.022222 | 0.088889 | 65 | 0 | 1 | 6 | 126 | 0 | 0 | 0 | 0 | 0 | 0 | 0 | 0 | 0 | 0 | 0 | 26197.7111 | ok
Lighting |  | Cust04 |  | 1 | 0 | 0 | 0 | 0 | 0 | 0 | 0 | 0 | 0 | 0 | 0 | 0 | 0 | 0 | 0 | 1 |  | 0 | 0 | 0 | [7 empty] | 1 | ok
Average Customers |  | Cust05 |  | 26197.7111 | 24181 | 0 | 2 | 1716 | 98 | 2.4889 | 0 | 0.088889 | 0.022222 | 0.022222 | 0.088889 | 65 | 0 | 1 | 6 | 126 | 0 | 0 | 0 | 0 | 0 | 0 | 0 | 0 | 0 | 0 | 0 | 26197.7111 | ok
Load Management |  | Cust06 |  | 26323 | 24181 | 0 | 2 | 1716 | 98 | 112 | 6 | 4 | 1 | 1 | 4 | 65 | 0 | 1 | 6 | 126 | 0 | 0 | 0 | 0 | [7 empty] | 26323 | ok
Winter CP Demands |  | WCP |  | 879586.5682 | 649265.8794 | 0 | 31.058 | 57819.9237 | 88582.866 | 0 | 0 | 30733.4417 | 38881.7305 | 8280.0743 | 2470.3663 | 2452.0806 | 0 | 0 | 472.527 | 596.6207 | 0 | 0 | 0 | 0 | 0 | 0 | 0 | 0 | 0 |  |  | 879586.5682 | ok
Summer CP Demands |  | SCP |  | 305104 | 223713.3044 | 0 | 17.699 | 24608.2932 | 30620.4907 | 0 | 0 | 10567.0686 | 11627.3566 | 2698.5084 | 253.8671 | 843.7666 | 0 | 0 | 153.6454 | 0 | 0 | 0 | 0 | 0 | 0 | 0 | 0 | 0 | 0 |  |  | 305104 | ok
12 Month Sum of Coincident Demands |  | 12CP |  | 1184690.5682 | 872979.1838 | 0 | 48.757 | 82428.2169 | 119203.3567 | 0 | 0 | 41300.5103 | 50509.087 | 10978.5827 | 2724.2335 | 3295.8473 | 0 | 0 | 626.1724 | 596.6207 | 0 | 0 | 0 | 0 | 0 | 0 | 0 | 0 | 0 |  |  | 1184690.5682 | ok
Class Maximum Demands |  | NCP |  | 172957.1933 | 133333.6389 | 0 | 10.0526 | 9292.0728 | 13538.4299 | 244.7455 | 0 | 4528.9688 | 5733.0237 | 1127.5834 | 574.0657 | 504.8849 | 0 | 3849.2065 | 113.0921 | 107.4286 | 0 | 0 | 0 | 0 | 0 | 0 | 0 | 0 | 0 |  |  | 172957.1933 | ok
Sum of the Individual Customer Demands |  | SICD |  | 2874947.2614 | 2440118.3561 | 0 | 141.6678 | 41562.978 | 181443.629 | 3114.1263 | 0 | 59177.4 | 70387.2 | 15247.8 | 4927.6 | 11206.4542 | 0 | 45121.2 | 1301.8071 | 1197.0429 | 0 | 0 | 0 | 0 | 0 | 0 | 0 | 0 | 0 |  |  | 2874947.2614 | ok
Allocation Factors (continued)
Transmission Residual Demand Allocator |  | TRDA |  | 1184690.5682 | 872979.1838 | 0 | 48.757 | 82428.2169 | 119203.3567 | 0 | 0 | 41300.5103 | 50509.087 | 10978.5827 | 2724.2335 | 3295.8473 | 0 | 0 | 626.1724 | 596.6207 | 0 | 0 | 0 | 0 | 0 | 0 | 0 | 0 | 0 | 0 | 0 | 1184690.5682 | ok
Transmission Plant In Service |  |  |  | 0 | [27 empty] | 0 | ok
Customer Specific Assignment | [11 empty] | 0 | 0 | [18 empty] | 0 | ok
Transmission Residual |  |  | TRDA | 0 | 0 | 0 | 0 | 0 | 0 | 0 | 0 | 0 | 0 | 0 | 0 | 0 | 0 | 0 | 0 | 0 | 0 | 0 | 0 | 0 | 0 | 0 | 0 | 0 | 0 | 0 | 0 | 0 | ok
Transmission Total |  | TA1 |  | 0 | 0 | 0 | 0 | 0 | 0 | 0 | 0 | 0 | 0 | 0 | 0 | 0 | 0 | 0 | 0 | 0 | [11 empty] | 0 | ok
Transmission Plant Allocator |  | T01 | TA1 | 0 | 0 | 0 | 0 | 0 | 0 | 0 | 0 | 0 | 0 | 0 | 0 | 0 | 0 | 0 | 0 | 0 | 0 | 0 | 0 | 0 | 0 | 0 | 0 | 0 | 0 | 0 | 0 | 0 | ok
Transmission Residual Demand Allocator |  | TOMDA |  | 1184690.5682 | 872979.1838 | 0 | 48.757 | 82428.2169 | 119203.3567 | 0 | 0 | 41300.5103 | 50509.087 | 10978.5827 | 2724.2335 | 3295.8473 | 0 | 0 | 626.1724 | 596.6207 | 0 | 0 | 0 | 0 | 0 | 0 | 0 | 0 | 0 | 0 | 0 | 1184690.5682 | ok
Transmission Plant In Service |  |  |  | 0 | [27 empty] | 0 | ok
Customer Specific Assignment |  |  |  | 0 | 0 | 0 | 0 | 0 | 0 | 0 | 0 | 0 | 0 | 0 | 0 | 0 | 0 | 0 | [13 empty] | 0 | ok
Transmission Residual |  |  | TOMDA | 0 | 0 | 0 | 0 | 0 | 0 | 0 | 0 | 0 | 0 | 0 | 0 | 0 | 0 | 0 | 0 | 0 | 0 | 0 | 0 | 0 | 0 | 0 | 0 | 0 | 0 | 0 | 0 | 0 | ok
Transmission Total |  | TOMA |  | 0 | 0 | 0 | 0 | 0 | 0 | 0 | 0 | 0 | 0 | 0 | 0 | 0 | 0 | 0 | 0 | 0 | [11 empty] | 0 | ok
Transmission O&M Allocator |  | T02 | TOMA | 0 | 0 | 0 | 0 | 0 | 0 | 0 | 0 | 0 | 0 | 0 | 0 | 0 | 0 | 0 | 0 | 0 | 0 | 0 | 0 | 0 | 0 | 0 | 0 | 0 | 0 | 0 | 0 | 0 | ok
Distribution Residual Demand Allocator |  | DDA |  | 2874947.2614 | 2440118.3561 | 0 | 141.6678 | 41562.978 | 181443.629 | 3114.1263 | 0 | 59177.4 | 70387.2 | 15247.8 | 4927.6 | 11206.4542 | 0 | 45121.2 | 1301.8071 | 1197.0429 | 0 | 0 | 0 | 0 | 0 | 0 | 0 | 0 | 0 | 0 | 0 | 2874947.2614 | ok
Distribution Plant In Service |  |  |  | 52428317.1364 | [27 empty] | 52428317.1364 | ok
Customer Specific Assignment | [11 empty] | 0 | 0 |  |  | 0 | [9 empty] | 0 | 0 | 0 | 0 | 0 |  | 0 | ok
Distribution Residual |  |  | DOMDA | 52428317.1364 | 44498659.4156 | 0 | 2583.4928 | 757953.727 | 3308855.1749 | 56790.0504 | 0 | 1079175.0987 | 1283600.0484 | 278063.0117 | 89861.0486 | 204363.9352 | 0 | 822842.4274 | 23740.107 | 21829.5988 | 0 | 0 | 0 | 0 | 0 | 0 | 0 | 0 | 0 | 0 | 0 | 52428317.1364 | ok
Distribution Total |  | DT1 |  | 52428317.1364 | 44498659.4156 | 0 | 2583.4928 | 757953.727 | 3308855.1749 | 56790.0504 | 0 | 1079175.0987 | 1283600.0484 | 278063.0117 | 89861.0486 | 204363.9352 | 0 | 822842.4274 | 23740.107 | 21829.5988 | 0 | 0 | 0 | 0 | 0 | 0 | 0 | 0 | 0 | 0 | 0 | 52428317.1364 | ok
Distribution Plant Allocator |  | DA1 | DT1 | 1 | 0.84875 | 0 | 4.9277e-05 | 0.014457 | 0.063112 | 0.0010832 | 0 | 0.020584 | 0.024483 | 0.0053037 | 0.001714 | 0.003898 | 0 | 0.015695 | 0.00045281 | 0.00041637 | 0 | 0 | 0 | 0 | 0 | 0 | 0 | 0 | 0 | 0 | 0 | 1 | ok
Distribution Residual Demand Allocator |  | DOMDA |  | 2874947.2614 | 2440118.3561 | 0 | 141.6678 | 41562.978 | 181443.629 | 3114.1263 | 0 | 59177.4 | 70387.2 | 15247.8 | 4927.6 | 11206.4542 | 0 | 45121.2 | 1301.8071 | 1197.0429 | 0 | 0 | 0 | 0 | 0 | 0 | 0 | 0 | 0 | 0 | 0 | 2874947.2614 | ok
Distribution Plant In Service |  |  |  | 52428317.1364 | [27 empty] | 52428317.1364 | ok
Customer Specific Assignment | [11 empty] | 0 | 0 |  |  |  | 0 | 0 | [7 empty] | 0 | 0 | 0 | 0 | 0 |  | 0 | ok
Distribution Residual |  |  | DOMDA | 52428317.1364 | 44498659.4156 | 0 | 2583.4928 | 757953.727 | 3308855.1749 | 56790.0504 | 0 | 1079175.0987 | 1283600.0484 | 278063.0117 | 89861.0486 | 204363.9352 | 0 | 822842.4274 | 23740.107 | 21829.5988 | 0 | 0 | 0 | 0 | 0 | 0 | 0 | 0 | 0 | 0 | 0 | 52428317.1364 | ok
Distribution Total |  | DOMA |  | 52428317.1364 | 44498659.4156 | 0 | 2583.4928 | 757953.727 | 3308855.1749 | 56790.0504 | 0 | 1079175.0987 | 1283600.0484 | 278063.0117 | 89861.0486 | 204363.9352 | 0 | 822842.4274 | 23740.107 | 21829.5988 | 0 | 0 | 0 | 0 | 0 | 0 | 0 | 0 | 0 | 0 | 0 | 52428317.1364 | ok
Distribution O&M Allocator |  | DOM | DOMA | 1 | 0.84875 | 0 | 4.9277e-05 | 0.014457 | 0.063112 | 0.0010832 | 0 | 0.020584 | 0.024483 | 0.0053037 | 0.001714 | 0.003898 | 0 | 0.015695 | 0.00045281 | 0.00041637 | 0 | 0 | 0 | 0 | 0 | 0 | 0 | 0 | 0 | 0 | 0 | 1 | ok
Substation Residual Demand Allocator |  | SDA |  | 1184690.5682 | 872979.1838 | 0 | 48.757 | 82428.2169 | 119203.3567 | 0 | 0 | 41300.5103 | 50509.087 | 10978.5827 | 2724.2335 | 3295.8473 | 0 | 0 | 626.1724 | 596.6207 | 0 | 0 | 0 | 0 | 0 | 0 | 0 | 0 | 0 | 0 | 0 | 1184690.5682 | ok
Substation Plant In Service |  |  |  | 1411560.02 | [27 empty] | 1411560.02 | ok
Customer Specific Assignment |  |  |  |  | 0 | 0 | 0 | 0 | 0 | 0 | 0 | 0 | 0 |  |  | 0 | 0 | 0 | [13 empty] | 0 | ok
Substation Residual |  |  | SDA | 1411560.02 | 1040155.5876 | 0 | 58.094 | 98213.3045 | 142030.921 | 0 | 0 | 49209.6002 | 60181.6287 | 13080.9925 | 3245.927 | 3927.0054 | 0 | 0 | 746.085 | 710.8742 | 0 | 0 | 0 | 0 | 0 | 0 | 0 | 0 | 0 | 0 | 0 | 1411560.02 | ok
Substation Total |  | ST1 |  | 1411560.02 | 1040155.5876 | 0 | 58.094 | 98213.3045 | 142030.921 | 0 | 0 | 49209.6002 | 60181.6287 | 13080.9925 | 3245.927 | 3927.0054 | 0 | 0 | 746.085 | 710.8742 | 0 | 0 | 0 | 0 | 0 | 0 | 0 | 0 | 0 | 0 | 0 | 1411560.02 | ok
Substation Plant Allocator |  | SA1 | ST1 | 1 | 0.73688 | 0 | 4.1156e-05 | 0.069578 | 0.10062 | 0 | 0 | 0.034862 | 0.042635 | 0.009267 | 0.0022995 | 0.002782 | 0 | 0 | 0.00052855 | 0.00050361 | 0 | 0 | 0 | 0 | 0 | 0 | 0 | 0 | 0 | 0 | 0 | 1 | ok
Substation Residual Demand Allocator |  | SOMDA |  | 1184690.5682 | 872979.1838 | 0 | 48.757 | 82428.2169 | 119203.3567 | 0 | 0 | 41300.5103 | 50509.087 | 10978.5827 | 2724.2335 | 3295.8473 | 0 | 0 | 626.1724 | 596.6207 | 0 | 0 | 0 | 0 | 0 | 0 | 0 | 0 | 0 | 0 | 0 | 1184690.5682 | ok
Substation Plant In Service |  |  |  | 1411560.02 | [27 empty] | 1411560.02 | ok
Customer Specific Assignment | [11 empty] | 0 | 0 |  |  | 0 | 0 | 0 | [10 empty] | 0 |  |  | 0 | ok
Substation Residual |  |  | SOMDA | 1411560.02 | 1040155.5876 | 0 | 58.094 | 98213.3045 | 142030.921 | 0 | 0 | 49209.6002 | 60181.6287 | 13080.9925 | 3245.927 | 3927.0054 | 0 | 0 | 746.085 | 710.8742 | 0 | 0 | 0 | 0 | 0 | 0 | 0 | 0 | 0 | 0 | 0 | 1411560.02 | ok
Substation Total |  | STOM |  | 1411560.02 | 1040155.5876 | 0 | 58.094 | 98213.3045 | 142030.921 | 0 | 0 | 49209.6002 | 60181.6287 | 13080.9925 | 3245.927 | 3927.0054 | 0 | 0 | 746.085 | 710.8742 | 0 | 0 | 0 | 0 | 0 | 0 | 0 | 0 | 0 | 0 | 0 | 1411560.02 | ok
Substation O&M Allocator |  | SOMA | STOM | 1 | 0.73688 | 0 | 4.1156e-05 | 0.069578 | 0.10062 | 0 | 0 | 0.034862 | 0.042635 | 0.009267 | 0.0022995 | 0.002782 | 0 | 0 | 0.00052855 | 0.00050361 | 0 | 0 | 0 | 0 | 0 | 0 | 0 | 0 | 0 | 0 | 0 | 1 | ok
Allocation Factors (continued)
Customer Services Demand |  | CSD |  | 2874947.2614 | 2440118.3561 | 0 | 141.6678 | 41562.978 | 181443.629 | 3114.1263 | 0 | 59177.4 | 70387.2 | 15247.8 | 4927.6 | 11206.4542 | 0 | 45121.2 | 1301.8071 | 1197.0429 | 0 | 0 | 0 | 0 | 0 | 0 | 0 | 0 | 0 | 0 | 0 | 2874947.2614 | ok
Customer Services Allocator |  | CSA | CSD | 1 | 0.84875 | 0 | 4.9277e-05 | 0.014457 | 0.063112 | 0.0010832 | 0 | 0.020584 | 0.024483 | 0.0053037 | 0.001714 | 0.003898 | 0 | 0.015695 | 0.00045281 | 0.00041637 | 0 | 0 | 0 | 0 | 0 | 0 | 0 | 0 | 0 | 0 | 0 | 1 | ok
Purchased Power Residual Demand Allocator |  | PPDRA |  | 1134181.4812 | 872979.1838 | 0 | 48.757 | 82428.2169 | 119203.3567 | 0 | 0 | 41300.5103 | 0 | 10978.5827 | 2724.2335 | 3295.8473 | 0 | 0 | 626.1724 | 596.6207 | 0 | 0 | 0 | 0 | 0 | 0 | 0 | 0 | 0 | 0 | 0 | 1134181.4812 | ok
Purchased Power Demand Costs |  |  |  | 9975964.8365 | [27 empty] | 9975964.8365 | ok
Customer Specific Assignment |  |  |  | 933473 | 0 | 0 | 0 | 0 | 0 | 0 |  | 0 | 933473 | 0 | 0 | 0 | 0 | 0 | 0 | 0 | 0 | 0 | 0 | 0 | 0 | 0 | 0 | 0 | 0 | 0 | 0 | 933473 | ok
Purchased Power Demand Residual |  |  | PPDRA | 9042491.8365 | 6960003.5561 | 0 | 388.725 | 657175.6734 | 950372.9318 | 0 | 0 | 329276.6931 | 0 | 87528.9769 | 21719.5039 | 26276.8106 | 0 | 0 | 4992.2862 | 4756.6795 | 0 | 0 | 0 | 0 | 0 | 0 | 0 | 0 | 0 | 0 | 0 | 9042491.8365 | ok
Purchased Power Demand Total |  | PPDT |  | 9975964.8365 | 6960003.5561 | 0 | 388.725 | 657175.6734 | 950372.9318 | 0 | 0 | 329276.6931 | 933473 | 87528.9769 | 21719.5039 | 26276.8106 | 0 | 0 | 4992.2862 | 4756.6795 | 0 | 0 | 0 | 0 | 0 | 0 | 0 | 0 | 0 | 0 | 0 | 9975964.8365 | ok
Purchased Power Demand Allocator |  | PPDA | PPDT | 1 | 0.69768 | 0 | 3.8966e-05 | 0.065876 | 0.095266 | 0 | 0 | 0.033007 | 0.093572 | 0.008774 | 0.0021772 | 0.002634 | 0 | 0 | 0.00050043 | 0.00047681 | 0 | 0 | 0 | 0 | 0 | 0 | 0 | 0 | 0 | 0 | 0 | 1 | ok
Purchased Power Residual Energy Allocator |  | PPERA |  | 459910987 | 319625088 | 0 | 18646 | 32075927 | 52519152 | 403834 | 0 | 23868610 | 0 | 7958400 | 876204 | 1188357 | 0 | 20721477 | 218724 | 436568 | 0 | 0 | 0 | 0 | 0 | 0 | 0 | 0 | 0 | 0 | 0 | 459910987 | ok
Purchased Power Energy Costs |  |  |  | 35868818.6971 | [27 empty] | 35868818.6971 | ok
Customer Specific Assignment |  |  |  | 1769478 | 0 | 0 | 0 | 0 | 0 | 0 | 0 | 0 | 1769478 | 0 | 0 | 0 | 0 | 0 | 0 | 0 | 0 | 0 | 0 | 0 | 0 | 0 | 0 | 0 | 0 | 0 | 0 | 1769478 | ok
Purchased Power Energy Residual |  |  | PPERA | 34099340.6971 | 23698074.3647 | 0 | 1382.4769 | 2378216.6416 | 3893945.8021 | 29941.6051 | 0 | 1769698.6751 | 0 | 590062.4266 | 64964.6987 | 88108.7675 | 0 | 1536359.6956 | 16216.9298 | 32368.6135 | 0 | 0 | 0 | 0 | 0 | 0 | 0 | 0 | 0 | 0 | 0 | 34099340.6971 | ok
Purchased Power Energy Total |  | PPET |  | 35868818.6971 | 23698074.3647 | 0 | 1382.4769 | 2378216.6416 | 3893945.8021 | 29941.6051 | 0 | 1769698.6751 | 1769478 | 590062.4266 | 64964.6987 | 88108.7675 | 0 | 1536359.6956 | 16216.9298 | 32368.6135 | 0 | 0 | 0 | 0 | 0 | 0 | 0 | 0 | 0 | 0 | 0 | 35868818.6971 | ok
Purchased Power Energy Allocator |  | PPEA | PPET | 1 | 0.66069 | 0 | 3.8543e-05 | 0.066303 | 0.10856 | 0.00083475 | 0 | 0.049338 | 0.049332 | 0.016451 | 0.0018112 | 0.0024564 | 0 | 0.042833 | 0.00045212 | 0.00090242 | 0 | 0 | 0 | 0 | 0 | 0 | 0 | 0 | 0 | 0 | 0 | 1 | ok
Operating Expenses
Purchased Power Demand |  |  |  | 9984707.1895 | 6966102.8968 | 0 | 389.0656 | 657751.5837 | 951205.7831 | 0 | 0 | 329565.252 | 934291.0412 | 87605.6822 | 21738.5376 | 26299.838 | 0 | 0 | 4996.6612 | 4760.848 | 0 | 0 | 0 | 0 | 0 | 0 | 0 | 0 | 0 | 0 | 0 | 9984707.1895 | ok
Purchased Power Energy |  |  |  | 35868818.6971 | 23698074.3647 | 0 | 1382.4769 | 2378216.6416 | 3893945.8021 | 29941.6051 | 0 | 1769698.6751 | 1769478 | 590062.4266 | 64964.6987 | 88108.7675 | 0 | 1536359.6956 | 16216.9298 | 32368.6135 | 0 | 0 | 0 | 0 | 0 | 0 | 0 | 0 | 0 | 0 | 0 | 35868818.6971 | ok
Transmission Demand |  |  |  | 0 | 0 | 0 | 0 | 0 | 0 | 0 | 0 | 0 | 0 | 0 | 0 | 0 | 0 | [14 empty] | 0 | ok
Distribution Demand |  |  | 0.4939 | 6620037.1757 | 5618495.5356 | 0 | 326.1933 | 95841.9706 | 417896.5057 | 7168.1056 | 0 | 136300.9933 | 162122.981 | 35120.3659 | 11348.0555 | 25801.9357 | 0 | 103860.1187 | 2997.8116 | 2756.6033 | 0 | 0 | 0 | 0 | 0 | 0 | 0 | 0 | 0 | 0 | 0 | 6620037.1757 | ok
Distribution Customer |  |  | 0.5061 | 6783657.9077 | 5944307.9387 | 0 | 511.362 | 464907.1683 | 62813.7672 | 3068.501 | 0 | 6365.3989 | 8798.1502 | 2674.6 | 2003.3256 | 16937.8676 | 0 | 1572.1736 | 4213.3597 | 265484.2946 | 0 | 0 | 0 | 0 | 0 | 0 | 0 | 0 | 0 |  | 0 | 6783657.9077 | ok
Total |  |  |  | 59257220.97 | 42226980.7358 | 0 | 2609.0978 | 3596717.3643 | 5325861.8582 | 40178.2117 | 0 | 2241930.3193 | 2874690.1725 | 715463.0747 | 100054.6174 | 157148.4088 | 0 | 1641791.9879 | 28424.7623 | 305370.3594 | 0 | 0 | 0 | 0 | 0 | 0 | 0 | 0 | 0 | 0 | 0 | 59257220.97 | ok
Pro-Forma Operating Expenses
Purchased Power Demand |  |  |  | 4124233.1895 | 2647615.0603 | 0 | 147.8726 | 249992.4312 | 361525.9198 | 0 | 0 | 125258.2595 | 684430.6986 | 33296.3964 | 8262.192 | 9995.8109 | 0 | 0 | 1899.087 | 1809.4612 | 0 | 0 | 0 | 0 | 0 | 0 | 0 | 0 | 0 | 0 | 0 | 4124233.1895 | ok
Purchased Power Energy |  |  |  | 29329460.6971 | 19519747.7278 | 0 | 1131.6215 | 1933602.6975 | 3187375.3624 | 24508.5934 | 0 | 1448580.4997 | 1298675.9698 | 485738.8393 | 53478.8794 | 72121.1154 | 0 | 1264729.8687 | 13274.3097 | 26495.2124 | 0 | 0 | 0 | 0 | 0 | 0 | 0 | 0 | 0 | 0 | 0 | 29329460.6971 | ok
Transmission Demand |  |  |  | 0 | 0 | 0 | 0 | 0 | 0 | 0 | 0 | 0 | 0 | 0 | 0 | 0 | 0 | 0 | 0 | 0 | 0 | 0 | 0 | 0 | 0 | 0 | 0 | 0 | 0 | 0 | 0 | 0 | ok
Distribution Demand |  |  | 0.4939 | 7168538.4701 | 6084546.2876 | 0 | 352.2422 | 101434.319 | 454665.2099 | 7788.4545 | 0 | 148392.6063 | 176408.7007 | 38225.7716 | 12343.1089 | 28002.9661 | 0 | 113139.1112 | 3233.7287 | 5.9633 | 0 | 0 | 0 | 0 | 0 | 0 | 0 | 0 | 0 | 0 | 0 | 7168538.4701 | ok
Distribution Customer |  |  | 0.5061 | 7345715.9512 | 6421877.5936 | 0 | 538.0547 | 470637.7372 | 100491.2462 | 3704.1826 | 0 | 18755.868 | 23436.9555 | 5856.7589 | 3022.9727 | 19193.2987 | 0 | 11080.5055 | 4455.1078 | 262665.6698 | 0 | 0 | 0 | 0 | 0 | 0 | 0 | 0 | 0 | 0 | 0 | 7345715.9512 | ok
Total |  |  |  | 47967948.3079 | 34673786.6694 | 0 | 2169.7911 | 2755667.1849 | 4104057.7383 | 36001.2305 | 0 | 1740987.2334 | 2182952.3246 | 563117.7663 | 77107.153 | 129313.1911 | 0 | 1388949.4854 | 22862.2332 | 290976.3067 | 0 | 0 | 0 | 0 | 0 | 0 | 0 | 0 | 0 | 0 | 0 | 47967948.3079 | ok
|  |  | Total PFAs: | -11289272.6621
Rate Base |  |  | Variance: | 0
Production & Purchased Power Demand |  |  |  | 1506510.5962 | 1051058.1461 | 0 | 58.7029 | 99242.7431 | 143519.641 | 0 | 0 | 49725.3985 | 140967.5143 | 13218.103 | 3279.9497 | 3968.1669 | 0 | 0 | 753.9052 | 718.3253 | 0 | 0 | 0 | 0 | 0 | 0 | 0 | 0 | 0 | 0 | 0 | 1506510.5962 | ok
Production & Purchased Power Energy |  |  |  | 0 | 0 | 0 | 0 | 0 | 0 | 0 | 0 | 0 | 0 | 0 | 0 | 0 | 0 | 0 | 0 | 0 | 0 | 0 | 0 | 0 | 0 | 0 | 0 | 0 | 0 | 0 | 0
Transmission Demand |  |  |  | 0 | 0 | 0 | 0 | 0 | 0 | 0 | 0 | 0 | 0 | 0 | 0 | 0 | 0 | 0 | 0 | 0 | 0 | 0 | 0 | 0 | 0 | 0 | 0 | 0 | 0 | 0 | 0 | 0 | ok
Distribution Demand |  |  |  | 76942431.534 | 65298326.677 | 0 | 3790.977 | 1115677.0268 | 4858251.3943 | 83278.2789 | 0 | 1584630.2357 | 1884872.5635 | 408317.0261 | 131913.0423 | 299851.8909 | 0 | 1206635.6811 | 34844.9296 | 32041.8108 | 0 | 0 | 0 | 0 | 0 | 0 | 0 | 0 | 0 | 0 | 0 | 76942431.534 | ok
Distribution Customer |  |  |  | 73084812.356 | 60559940.323 | 0 | 5267.1186 | 4990146.779 | 838766.8814 | 38060.7389 | 0 | 87402.2607 | 151601.7727 | 41353.3992 | 31215.9771 | 176917.482 | 0 | 19737.3528 | 57971.6832 | 6086430.5874 | 0 | 0 | 0 | 0 | 0 | 0 | 0 | 0 | 0 | 0 | 0 | 73084812.356 | ok
Total |  |  |  | 151533754.4862 | 126909325.1462 | 0 | 9116.7985 | 6205066.5489 | 5840537.9168 | 121339.0178 | 0 | 1721757.8949 | 2177441.8505 | 462888.5283 | 166408.9691 | 480737.5398 | 0 | 1226373.0339 | 93570.518 | 6119190.7235 | 0 | [10 empty] | 151533754.4862 | ok
Revenue Requirement Calculated at a Rate of Return of |  | 1.612%
Production & Purchased Power Demand |  |  |  | 4148520.1862 | 2664559.545 | 0 | 148.819 | 251592.359 | 363839.6513 | 0 | 0 | 126059.9005 | 686703.2864 | 33509.4902 | 8315.0692 | 10059.7831 | 0 | 0
Production & Purchased Power Energy |  |  |  | 29329460.6971 | 19519747.7278 | 0 | 1131.6215 | 1933602.6975 | 3187375.3624 | 24508.5934 | 0 | 1448580.4997 | 1298675.9698 | 485738.8393 | 53478.8794 | 72121.1154 | 0 | 1264729.8687
Transmission Demand |  |  |  | 0 | 0 | 0 | 0 | 0 | 0 | 0 | 0 | 0 | 0 | 0 | 0 | 0 | 0
Distribution Demand |  |  |  | 8408954.9573 | 7137243.9914 | 0 | 413.3579 | 119420.5478 | 532986.8201 | 9131.0135 | 0 | 173938.9976 | 206795.4061 | 44808.3966 | 14469.7263 | 32836.9858 | 0 | 113457.3041
Distribution Customer |  |  |  | 8523942.3785 | 7398186.0745 | 0 | 622.9678 | 551085.6801 | 114013.3074 | 4317.7734 | 0 | 20164.9111 | 25880.982 | 6523.4319 | 3526.2167 | 22045.4488 | 0 | 30851.3043
Total |  |  |  | 50410878.2192 | 36719737.3387 | 0 | 2316.7662 | 2855701.2844 | 4198215.1412 | 37957.3803 | 0 | 1768744.3089 | 2218055.6443 | 570580.158 | 79789.8916 | 137063.3331 | 0 | 1409038.4771
|  |  |  | 50410878.2192 | Target
|  |  |  | 0 | Variance
Operating Expenses-Unit Costs
Production & Purchased Power Demand (per KWH or KW) |  |  |  |  | 0.0082835 | #DIV/0! | 0.0079305 | 6.0148 | 1.9925 | 0 |  | 2.1167 | 9.7238 | 2.1837 | 1.6767 | 0.0084115 | #DIV/0! | 0 | 0.0086826 |  |  | #DIV/0! | #DIV/0! | #DIV/0! | 0 | 0 | 0 | 0 | 0
Purchased Power Energy (per KWH) |  |  |  |  | 0.061071 | #DIV/0! | 0.06069 | 0.060282 | 0.06069 | 0.06069 |  | 0.06069 | 0.036159 | 0.061035 | 0.061035 | 0.06069 | #DIV/0! | 0.061035 | 0.06069 |  |  | #DIV/0! | #DIV/0! | #DIV/0! | #DIV/0! | #DIV/0! | #DIV/0! | #DIV/0! | #DIV/0!
Transmission Demand (per KWH or KW) |  |  |  |  | 0 | #DIV/0! | 0 | 0 | 0 | 0 |  | 0 | 0 | 0 | 0 | 0 | #DIV/0! | 0 | 0
Distribution Demand (per KWH or KW) |  |  |  |  | 0.019037 | #DIV/0! | 0.018891 | 2.4405 | 2.5058 | 0.019286 |  | 2.5076 | 2.5063 | 2.507 | 2.5049 | 0.023564 | #DIV/0! | 2.5074 | 0.014785 |  |  | #DIV/0! | #DIV/0! | #DIV/0! | 0 | 0 | 0 | 0 | 0
Distribution Customer (per Customer) |  |  |  |  | 22.1313 | #DIV/0! | 22.4189 | 22.8554 | 85.4517 | 2.7561 |  | 390.7472 | 1953.0796 | 488.0632 | 62.9786 | 24.6068 | #DIV/0! | 923.3755 | 61.8765 |  |  | #DIV/0! | #DIV/0! | #DIV/0! | #DIV/0! | #DIV/0! | #DIV/0! | #DIV/0! | #DIV/0!
Rate Base-Unit Costs
Production & Purchased Power Demand (per KWH or KW) |  |  |  |  | 0.0032884 | #DIV/0! | 0.0031483 | 2.3878 | 0.79099 | 0 |  | 0.84028 | 2.0027 | 0.86689 | 0.66563 | 0.0033392 | #DIV/0! | 0 | 0.0034468
Purchased Power Energy (per KWH) |  |  |  |  | 0 | #DIV/0! | 0 | 0 | 0 | 0 |  | 0 | 0 | 0 | 0 | 0 | #DIV/0! | 0 | 0
Transmission Demand (per KWH or KW) |  |  |  |  | 0 | #DIV/0! | 0 | 0 | 0 | 0 |  | 0 | 0 | 0 | 0 | 0 | #DIV/0! | 0 | 0
Distribution Demand (per KWH or KW) |  |  |  |  | 0.2043 | #DIV/0! | 0.20331 | 26.843 | 26.7755 | 0.20622 |  | 26.7776 | 26.7786 | 26.7788 | 26.7702 | 0.25232 | #DIV/0! | 26.7421 | 0.15931 |  |  | #DIV/0! | #DIV/0! | #DIV/0! | 0 | 0 | 0 | 0 | 0
Distribution Customer (per Customer) |  |  |  |  | 208.7036 | #DIV/0! | 219.4633 | 242.3342 | 713.2371 | 28.319 |  | 1820.8804 | 12633.4811 | 3446.1166 | 650.3329 | 226.8173 | #DIV/0! | 1644.7794 | 805.1623 |  |  | #DIV/0! | #DIV/0! | #DIV/0! | #DIV/0! | #DIV/0! | #DIV/0! | #DIV/0! | #DIV/0!
Unit Revenue Requirement @ Current Class Revenues |  | Various |  |  | -1.201% | NA | -3.368% | 6.579% | 14.65% | -10.04% |  | 3.762% | 11.29% | 4.832% | 15.21% | -16.03% | #DIV/0! | 22.3% | 10.38%
Production & Purchased Power
Production & Purchased Power Demand (Per KWH or KW) |  |  |  |  | 0.0082835 | #DIV/0! | 0.0079305 | 6.0148 | 1.9925 | 0 |  | 2.1167 | 9.7238 | 2.1837 | 1.6767 | 0.0084115 | #DIV/0! | 0 | 0.0086826 |  |  | #REF! | #REF! | #REF! | #REF! | #REF! | #REF! | #REF! | #REF! | #REF! | #REF!
Production & Purchased Power Demand Margin (Per KWH or KW) |  |  |  |  | -3.9495e-05 | #VALUE! | -0.00010603 | 0.00020355 | 0.00040039 | 0 |  | 7.8369e-05 | 0.00044299 | 8.025e-05 | 0.00056947 | -0.00053511 | #DIV/0! | 0 | 0.00035791
Production & Purchased Power Energy (Per KWH) |  |  |  |  | 0.061071 | #DIV/0! | 0.06069 | 0.060282 | 0.06069 | 0.06069 |  | 0.06069 | 0.036159 | 0.061035 | 0.061035 | 0.06069 | #DIV/0! | 0.061035 | 0.06069 |  |  | #REF! | #REF! | #REF! | #REF! | #REF! | #REF! | #REF! | #REF! | #REF! | #REF!
Production & Purchased Power Energy Margin (Per KWH) |  |  |  |  | 0 | #VALUE! | 0 | 0 | 0 | 0 |  | 0 | 0 | 0 | 0 | 0 | #DIV/0! | 0 | 0
Transmission Demand
Transmission Demand (Per KWH or KW) |  |  |  |  | 0 | #DIV/0! | 0 | 0 | 0 | 0 |  | 0 | 0 | 0 | 0 | 0 | #DIV/0! | 0 | 0
Transmission Demand Margin (Per KWH or KW) |  |  |  |  | 0 | #VALUE! | 0 | 0 | 0 | 0 |  | 0 | 0 | 0 | 0 | 0 | #DIV/0! | 0 | 0
| Total Transmission Demand (Per KWH or KW) |  |  |  | 0 | #VALUE! | 0 | 0 | 0 | 0 |  | 0 | 0 | 0 | 0 | 0 | #DIV/0! | 0 | 0
Distribution Demand
Distribution Demand (Per KWH or KW) |  |  |  |  | 0.019037 | #DIV/0! | 0.018891 | 2.4405 | 2.5058 | 0.019286 |  | 2.5076 | 2.5063 | 2.507 | 2.5049 | 0.023564 | #DIV/0! | 2.5074 | 0.014785 |  |  | #REF! | #REF! | #REF! | #REF! | #REF! | #REF! | #REF! | #REF! | #REF! | #REF!
Distribution Demand Margin (Per KWH or KW) |  |  |  |  | -0.0024537 | #VALUE! | -0.0068471 | 0.0022883 | 0.013553 | -0.020712 |  | 0.0024974 | 0.0059232 | 0.002479 | 0.022903 | -0.040435 | #DIV/0! | 0.012988 | 0.016543 |  |  | #REF! | #REF! | #REF! | #REF! | #REF! | #REF! | #REF! | #REF! | #REF! | #REF!
| Total Distribution Demand (Per KWH or KW) |  |  |  | 0.016583 | #DIV/0! | 0.012044 | 2.4428 | 2.5194 | -0.001426 |  | 2.5101 | 2.5122 | 2.5094 | 2.5278 | -0.016871 | #DIV/0! | 2.5204 | 0.031327 |  |  | #REF! | #REF! | #REF! | #REF! | #REF! | #REF! | #REF! | #REF! | #REF! | #REF!
Distribution Customer
Distribution Customer (Per Customer Per Month) |  |  |  |  | 22.1313 | #DIV/0! | 22.4189 | 22.8554 | 85.4517 | 2.7561 |  | 390.7472 | 1953.0796 | 488.0632 | 62.9786 | 24.6068 | #DIV/0! | 923.3755 | 61.8765 |  |  | #REF! | #REF! | #REF! | #REF! | #REF! | #REF! | #REF! | #REF! | #REF! | #REF!
Distribution Customer Margin (Per Customer Per Month) |  |  |  |  | -2.5066 | #VALUE! | -7.391 | 15.9432 | 104.5015 | -2.8443 |  | 68.4976 | 1425.8647 | 166.5071 | 98.9342 | -36.3478 | #DIV/0! | 366.8426 | 83.6069 |  |  | #REF! | #REF! | #REF! | #REF! | #REF! | #REF! | #REF! | #REF! | #REF! | #REF!
| Total Distribution Customer (Per Customer Per Month) |  |  |  | 19.6247 | #DIV/0! | 15.0279 | 38.7986 | 189.9532 | -0.088219 |  | 459.2448 | 3378.9443 | 654.5704 | 161.9128 | -11.741 | #DIV/0! | 1290.2181 | 145.4834 |  |  | #REF! | #REF! | #REF! | #REF! | #REF! | #REF! | #REF! | #REF! | #REF! | #REF!
Unit Revenue Requirement @ Total System Rate of Return |  | 0.6973% |  |  | 0.6973% | 0.6973% | 0.6973% | 0.6973% | 0.6973% | 0.6973% |  | 0.6973% | 0.6973% | 0.6973% | 0.6973% | 0.6973% | 0.6973% | 0.6973% | 0.6973%
Production & Purchased Power
Production & Purchased Power Demand (Per KWH or KW) |  |  |  |  | 0.0082835 | #DIV/0! | 0.0079305 | 6.0148 | 1.9925 | 0 |  | 2.1167 | 9.7238 | 2.1837 | 1.6767 | 0.0084115 | #DIV/0! | 0 | 0.0086826 |  |  | #DIV/0! | #DIV/0! | #DIV/0! | 0 | 0 | 0 | 0 | 0 | 0 | #REF!
Production & Purchased Power Demand Margin (Per KWH or KW) |  |  |  |  | 2.2928e-05 | #DIV/0! | 2.1951e-05 | 0.016649 | 0.0055152 | 0 |  | 0.0058588 | 0.013964 | 0.0060444 | 0.0046411 | 2.3283e-05 | #DIV/0! | 0 | 2.4033e-05 |  |  | #DIV/0! | #DIV/0! | #DIV/0! | #DIV/0! | #DIV/0! | #DIV/0! | #DIV/0! | #DIV/0! | 0 | #REF!
Production & Purchased Power Energy (Per KWH) |  |  |  |  | 0.061071 | #DIV/0! | 0.06069 | 0.060282 | 0.06069 | 0.06069 |  | 0.06069 | 0.036159 | 0.061035 | 0.061035 | 0.06069 | #DIV/0! | 0.061035 | 0.06069 |  |  | #REF! | #REF! | #REF! | #REF! | #REF! | #REF! | #REF! | #REF! | #REF! | #REF!
Production & Purchased Power Energy Margin (Per KWH) |  |  |  |  | 0 | #DIV/0! | 0 | 0 | 0 | 0 |  | 0 | 0 | 0 | 0 | 0 | #DIV/0! | 0 | 0
Transmission Demand
Transmission Demand (Per KWH or KW) |  |  |  |  | 0 | #DIV/0! | 0 | 0 | 0 | 0 |  | 0 | 0 | 0 | 0 | 0 | #DIV/0! | 0 | 0
Transmission Demand Margin (Per KWH or KW) |  |  |  |  | 0 | #DIV/0! | 0 | 0 | 0 | 0 |  | 0 | 0 | 0 | 0 | 0 | #DIV/0! | 0 | 0
| Total Transmission Demand (Per KWH or KW) |  |  |  | 0 | #DIV/0! | 0 | 0 | 0 | 0 |  | 0 | 0 | 0 | 0 | 0 | #DIV/0! | 0 | 0
Distribution Demand
Distribution Demand (Per KWH or KW) |  |  |  |  | 0.019037 | #DIV/0! | 0.018891 | 2.4405 | 2.5058 | 0.019286 |  | 2.5076 | 2.5063 | 2.507 | 2.5049 | 0.023564 | #DIV/0! | 2.5074 | 0.014785 |  |  | #REF! | #REF! | #REF! | #REF! | #REF! | #REF! | #REF! | #REF! | #REF! | #REF!
Distribution Demand Margin (Per KWH or KW) |  |  |  |  | 0.0014245 | #DIV/0! | 0.0014176 | 0.18716 | 0.18669 | 0.0014379 |  | 0.18671 | 0.18671 | 0.18672 | 0.18666 | 0.0017593 | #DIV/0! | 0.18646 | 0.0011108 |  |  | #REF! | #REF! | #REF! | #REF! | #REF! | #REF! | #REF! | #REF! | #REF! | #REF!
| Total Distribution Demand (Per KWH or KW) |  |  |  | 0.020461 | #DIV/0! | 0.020309 | 2.6277 | 2.6925 | 0.020724 |  | 2.6943 | 2.693 | 2.6937 | 2.6915 | 0.025324 | #DIV/0! | 2.6939 | 0.015895 |  |  | #REF! | #REF! | #REF! | #REF! | #REF! | #REF! | #REF! | #REF! | #REF! | #REF!
Distribution Customer
Distribution Customer (Per Customer Per Month) |  |  |  |  | 22.1313 | #DIV/0! | 22.4189 | 22.8554 | 85.4517 | 2.7561 |  | 390.7472 | 1953.0796 | 488.0632 | 62.9786 | 24.6068 | #DIV/0! | 923.3755 | 61.8765 |  |  | #REF! | #REF! | #REF! | #REF! | #REF! | #REF! | #REF! | #REF! | #REF! | #REF!
Distribution Customer Margin (Per Customer Per Month) |  |  |  |  | 1.4552 | #DIV/0! | 1.5302 | 1.6897 | 4.9731 | 0.19745 |  | 12.6961 | 88.0871 | 24.0281 | 4.5345 | 1.5815 | #DIV/0! | 11.4682 | 5.614 |  |  | #DIV/0! | #DIV/0! | #DIV/0! | #DIV/0! | #DIV/0! | #DIV/0! | #DIV/0! | #DIV/0! | #DIV/0! | #DIV/0!
| Total Distribution Customer (Per Customer Per Month) |  |  |  | 23.5865 | #DIV/0! | 23.9492 | 24.545 | 90.4248 | 2.9535 |  | 403.4434 | 2041.1667 | 512.0913 | 67.5131 | 26.1883 | #DIV/0! | 934.8437 | 67.4905 |  |  | #REF! | #REF! | #REF! | #REF! | #REF! | #REF! | #REF! | #REF! | #REF! | #REF!
Unit Revenue Requirement @ Specified Rate of Return |  | 1.612% |  |  | 1.612% | 1.612% | 1.612% | 1.612% | 1.612% | 1.612% |  | 1.612% | 1.612% | 1.612% | 1.612% | 1.612% | 1.612% | 1.612% | 1.612% |  |  | 8% | 20% | 8% | 8% | 8% | 8% | 8% | 8% | 8% | 8%
Production & Purchased Power
Production & Purchased Power Demand (Per KWH or KW) |  |  |  |  | 0.0082835 | #DIV/0! | 0.0079305 | 6.0148 | 1.9925 | 0 |  | 2.1167 | 9.7238 | 2.1837 | 1.6767 | 0.0084115 | #DIV/0! | 0 | 0.0086826 |  |  | #DIV/0! | #DIV/0! | #DIV/0! | 0 | 0 | 0 | 0 | 0 | 0 | #REF!
Production & Purchased Power Demand Margin (Per KWH or KW) |  |  |  |  | 5.3014e-05 | #DIV/0! | 5.0755e-05 | 0.038494 | 0.012752 | 0 |  | 0.013546 | 0.032287 | 0.013975 | 0.010731 | 5.3833e-05 | #DIV/0! | 0 | 5.5568e-05 |  |  | #DIV/0! | #DIV/0! | #DIV/0! | #DIV/0! | #DIV/0! | #DIV/0! | #DIV/0! | #DIV/0! | 0 | #REF!
Production & Purchased Power Energy (Per KWH) |  |  |  |  | 0.061071 | #DIV/0! | 0.06069 | 0.060282 | 0.06069 | 0.06069 |  | 0.06069 | 0.036159 | 0.061035 | 0.061035 | 0.06069 | #DIV/0! | 0.061035 | 0.06069 |  |  | #REF! | #REF! | #REF! | #REF! | #REF! | #REF! | #REF! | #REF! | #REF! | #REF!
Production & Purchased Power Energy Margin (Per KWH) |  |  |  |  | 0 | #DIV/0! | 0 | 0 | 0 | 0 |  | 0 | 0 | 0 | 0 | 0 | #DIV/0! | 0 | 0
Transmission Demand
Transmission Demand (Per KWH or KW) |  |  |  |  | 0 | #DIV/0! | 0 | 0 | 0 | 0 |  | 0 | 0 | 0 | 0 | 0 | #DIV/0! | 0 | 0
Transmission Demand Margin (Per KWH or KW) |  |  |  |  | 0 | #DIV/0! | 0 | 0 | 0 | 0 |  | 0 | 0 | 0 | 0 | 0 | #DIV/0! | 0 | 0
| Total Transmission Demand (Per KWH or KW) |  |  |  | 0 | #DIV/0! | 0 | 0 | 0 | 0 |  | 0 | 0 | 0 | 0 | 0 | #DIV/0! | 0 | 0
Distribution Demand
Distribution Demand (Per KWH or KW) |  |  |  |  | 0.019037 | #DIV/0! | 0.018891 | 2.4405 | 2.5058 | 0.019286 |  | 2.5076 | 2.5063 | 2.507 | 2.5049 | 0.023564 | #DIV/0! | 2.5074 | 0.014785 |  |  | #REF! | #REF! | #REF! | #REF! | #REF! | #REF! | #REF! | #REF! | #REF! | 0
Distribution Demand Margin (Per KWH or KW) |  |  |  |  | 0.0032935 | #DIV/0! | 0.0032777 | 0.43275 | 0.43166 | 0.0033245 |  | 0.43169 | 0.43171 | 0.43171 | 0.43157 | 0.0040678 | #DIV/0! | 0.43112 | 0.0025683 |  |  | #DIV/0! | #DIV/0! | #DIV/0! | #DIV/0! | #DIV/0! | #DIV/0! | #DIV/0! | #DIV/0! | #DIV/0! | #DIV/0!
| Total Distribution Demand (Per KWH or KW) |  |  |  | 0.02233 | #DIV/0! | 0.022169 | 2.8732 | 2.9375 | 0.022611 |  | 2.9393 | 2.938 | 2.9387 | 2.9365 | 0.027632 | #DIV/0! | 2.9386 | 0.017353 |  |  | #REF! | #REF! | #REF! | #REF! | #REF! | #REF! | #REF! | #REF! | #REF! | #DIV/0!
Distribution Customer
Distribution Customer (Per Customer Per Month) |  |  |  |  | 22.1313 | #DIV/0! | 22.4189 | 22.8554 | 85.4517 | 2.7561 |  | 390.7472 | 1953.0796 | 488.0632 | 62.9786 | 24.6068 | #DIV/0! | 923.3755 | 61.8765 |  |  | #REF! | #REF! | #REF! | #REF! | #REF! | #REF! | #REF! | #REF! | #REF! | 0
Distribution Customer Margin (Per Customer Per Month) |  |  |  |  | 3.3646 | #DIV/0! | 3.538 | 3.9068 | 11.4984 | 0.45654 |  | 29.3551 | 203.6689 | 55.5561 | 10.4842 | 3.6566 | #DIV/0! | 26.5161 | 12.9803 |  |  | #DIV/0! | #DIV/0! | #DIV/0! | #DIV/0! | #DIV/0! | #DIV/0! | #DIV/0! | #DIV/0! | #DIV/0! | #DIV/0!
| Total Distribution Customer (Per Customer Per Month) |  |  |  | 25.4959 | #DIV/0! | 25.957 | 26.7621 | 96.9501 | 3.2126 |  | 420.1023 | 2156.7485 | 543.6193 | 73.4628 | 28.2634 | #DIV/0! | 949.8915 | 74.8568 |  |  | #REF! | #REF! | #REF! | #REF! | #REF! | #REF! | #REF! | #REF! | #REF! | #DIV/0!
Summary of Cost-Based Charges
At Current Class Rate of Return |  |  |  | 1.424% | -0.4879% | NA | -2.769% | 6.921% | 16.03% | -8.942% |  | 5.37% | 12.85% | 6.435% | 16.46% | -15.07% | NA | 24.16% | 10.92%
| Customer Charge ($/month) |  |  |  | 19.6247 | #DIV/0! | 15.0279 | 38.7986 | 189.9532 | -0.088219 |  | 459.2448 | 3378.9443 | 654.5704 | 161.9128 | -11.741 | #DIV/0! | 1290.2181 | 145.4834
| Energy Charge ($/kWh) |  |  |  | 0.085898 | #DIV/0! | 0.080558 | 0.060282 | 0.06069 | 0.059264 |  | 0.06069 | 0.036159 | 0.061035 | 0.061035 | 0.051695 | #DIV/0! | 0.061035 | 0.10106
| Demand Charge ($/kW) |  |  |  | 0 | 0 | 0 | 8.4578 | 4.5123 | 0 |  | 4.6268 | 12.2364 | 4.6932 | 4.2051 | 0 | #DIV/0! | 2.5204 | 0
At Current Total System Rate of Return |  |  |  | 0.6973% | 0.6973% | 0.6973% | 0.6973% | 0.6973% | 0.6973% | 0.6973% |  | 0.6973% | 0.6973% | 0.6973% | 0.6973% | 0.6973% | 0.6973% | 0.6973% | 0.6973%
| Customer Charge ($/month) |  |  |  | 23.5865 | #DIV/0! | 23.9492 | 24.545 | 90.4248 | 2.9535 |  | 403.4434 | 2041.1667 | 512.0913 | 67.5131 | 26.1883 | #DIV/0! | 934.8437 | 67.4905
| Energy Charge ($/kWh) |  |  |  | 0.089838 | #DIV/0! | 0.088951 | 0.060282 | 0.06069 | 0.081414 |  | 0.06069 | 0.036159 | 0.061035 | 0.061035 | 0.094448 | #DIV/0! | 0.061035 | 0.085292
| Demand Charge ($/kW) |  |  |  | 0 | 0 | 0 | 8.6591 | 4.6905 | 0 |  | 4.8168 | 12.4307 | 4.8834 | 4.3729 | 0 | #DIV/0! | 2.6939 | 0
At Specified Total System Rate of Return |  |  |  | 1.612% | 1.612% | 1.612% | 1.612% | 1.612% | 1.612% | 1.612% |  | 0% | 0% | 0% | 0% | 0% | 0% | 0% | 0%
| Customer Charge ($/month) |  |  |  | 25.4959 | #DIV/0! | 25.957 | 26.7621 | 96.9501 | 3.2126 |  | 420.1023 | 2156.7485 | 543.6193 | 73.4628 | 28.2634 | #DIV/0! | 949.8915 | 74.8568
| Energy Charge ($/kWh) |  |  |  | 0.091737 | #DIV/0! | 0.09084 | 0.060282 | 0.06069 | 0.083301 |  | 0.06069 | 0.036159 | 0.061035 | 0.061035 | 0.096787 | #DIV/0! | 0.061035 | 0.086781
| Demand Charge ($/kW) |  |  |  | 0 | 0 | 0 | 8.9265 | 4.9427 | 0 |  | 5.0695 | 12.6941 | 5.1363 | 4.6239 | 0 | #DIV/0! | 2.9386 | 0

## Billing Det
FARMERS R.E.C.C.
Summary of Billing Determinants and Demand Analysis
[5 empty] | 12 - Month | Sum of
[5 empty] | Individual | Individual | Class Demand | Sum of | Summer | Winter
|  | Average |  |  | Customer | Customer | During | Coincident | Coincident | Coincident |  | Average |  |  | % | %
Rate Class | Code | Customers | kWh | Revenue | Demand | Max Demand | Peak Month | Demands | Demands | Demands | Rate Class | Customers | kWh | Revenue | KWH | Revenue
[20 empty] | Class | Members | KWH | % | Rev | %
Schedule R - Residential Rate | 1 | 24181 | 319625088 | 40346228.9 | 2440118.3561 | 313368.6508 | 133333.6389 | 872979.1838 | 223713.3044 | 649265.8794 | Schedule R - Residential Rate | 24181 | 319625088 | 40346228.9 | 64.46% | 67.29% |  |  |  | Schedule R - Residential Rate | 24181 | 319625088 | 64.46% | 40346228.9 | 67.29%
Schedule R - Pay As You Go ("Prepay") | 2 | 0 | 0 | 0 | 0 | 0 | 0 | 0 | 0 | 0 | Schedule R - Pay As You Go ("Prepay") | 0 | 0 | 0 | 0% | 0% |  |  |  | Schedule R - Pay As You Go ("Prepay") | 0 | 0 | 0% | 0 | 0%
Schedule R - Residential Time of Day Rate | 3 | 2 | 18646 | 2252.35 | 141.6678 | 30.1673 | 10.0526 | 48.757 | 17.699 | 31.058 | Schedule R - Residential Time of Day Rate | 2 | 18646 | 2252.35 | 0.003761% | 0.003757% |  |  |  | Schedule R - Residential Time of Day Rate | 2 | 18646 | 0.003761% | 2252.35 | 0.003757%
Schedule C - Comm. & Indust. Service Rate < 50 kW | 4 | 1716 | 32075927 | 3890067.5 | 41562.978 | 3987.771 | 9292.0728 | 82428.2169 | 24608.2932 | 57819.9237 | Schedule C - Comm. & Indust. Service Rate < 50 kW | 1716 | 32075927 | 3890067.5 | 6.469% | 6.488% |  |  |  | Schedule C - Comm. & Indust. Service Rate < 50 kW | 1716 | 32075927 | 6.469% | 3890067.5 | 6.488%
Schedule C - Comm. & Indust. Service Rate > 50 kW | 5 | 98 | 52519152 | 6225668.91 | 181443.629 | 17016.498 | 13538.4299 | 119203.3567 | 30620.4907 | 88582.866 | Schedule C - Comm. & Indust. Service Rate > 50 kW | 98 | 52519152 | 6225668.91 | 10.59% | 10.38% |  |  |  | Schedule C - Comm. & Indust. Service Rate > 50 kW | 98 | 52519152 | 10.59% | 6225668.91 | 10.38%
Residential Off Peak Electric Thermal Storage Tariff | 7 | 112 | 403834 | 29327.76 | 3114.1263 | 818.2374 | 244.7455 | 0 | 0 | 0 | Residential Off Peak Electric Thermal Storage Tariff | 112 | 403834 | 29327.76 | 0.08145% | 0.04892% |  |  |  | Residential Off Peak Electric Thermal Storage Tariff | 112 | 403834 | 0.08145% | 29327.76 | 0.04892%
Small Comm. Off-Peak Electric Thermal Storage Tariff | 8 | 6 | 0 | 0 | 0 | 0 | 0 | 0 | 0 | 0 | Small Comm. Off-Peak Electric Thermal Storage Tariff | 6 | 0 | 0 | 0% | 0% |  |  |  | Small Comm. Off-Peak Electric Thermal Storage Tariff | 6 | 0 | 0% | 0 | 0%
Schedule C - Large Commercial 10% Discount | 9 | 4 | 23868610 | 2332903.26 | 59177.4 | 5303.4 | 4528.9688 | 41300.5103 | 10567.0686 | 30733.4417 | Schedule C - Large Commercial 10% Discount | 4 | 23868610 | 2332903.26 | 4.814% | 3.891% |  |  |  | Schedule C - Large Commercial 10% Discount | 4 | 23868610 | 4.814% | 2332903.26 | 3.891%
Schedule E - Large Industrial Rate | 10 | 1 | 35915472 | 3141240.13 | 70387.2 | 6580.8 | 5733.0237 | 50509.087 | 11627.3566 | 38881.7305 | Schedule E - Large Industrial Rate | 1 | 35915472 | 3141240.13 | 7.244% | 5.239% |  |  |  | Schedule E - Large Industrial Rate | 1 | 35915472 | 7.244% | 3141240.13 | 5.239%
Schedule LPC-2 Large Power Rate Tariff | 14 | 1 | 7958400 | 742949.06 | 15247.8 | 1272.6 | 1127.5834 | 10978.5827 | 2698.5084 | 8280.0743 | Schedule LPC-2 Large Power Rate Tariff | 1 | 7958400 | 742949.06 | 1.605% | 1.239% |  |  |  | Schedule LPC-2 Large Power Rate Tariff | 1 | 7958400 | 1.605% | 742949.06 | 1.239%
Schedule D - Large Comm/Ind Opt Time of Day Rate | 15 | 4 | 876204 | 125619.01 | 4927.6 | 738 | 574.0657 | 2724.2335 | 253.8671 | 2470.3663 | Schedule D - Large Comm/Ind Opt Time of Day Rate | 4 | 876204 | 125619.01 | 0.1767% | 0.2095% |  |  |  | Schedule D - Large Comm/Ind Opt Time of Day Rate | 4 | 876204 | 0.1767% | 125619.01 | 0.2095%
Net Metering Tariff | 20 | 65 | 1188357 | 80720.31 | 11206.4542 | 1502.7151 | 504.8849 | 3295.8473 | 843.7666 | 2452.0806 | Net Metering Tariff | 65 | 1188357 | 80720.31 | 0.2397% | 0.1346% |  |  |  | Net Metering Tariff | 65 | 1188357 | 0.2397% | 80720.31 | 0.1346%
Schedule LPE4 Interruptible 1500 Firm 200 | 24 | 0 | 0 | 0 | 0 | 0 | 0 | 0 | 0 | 0 | Schedule LPE4 Interruptible 1500 Firm 200 | 0 | 0 | 0 | 0% | 0% |  |  |  | Schedule LPE4 Interruptible 1500 Firm 200 | 0 | 0 | 0% | 0 | 0%
Schedule LPE-4 Large Power Time of DayRate Tariff | 36 | 1 | 20721477 | 1938131.57 | 45121.2 | 4401.6 | 3849.2065 | 0 | 0 | 0 | Schedule LPE-4 Large Power Time of DayRate Tariff | 1 | 20721477 | 1938131.57 | 4.179% | 3.233% |  |  |  | Schedule LPE-4 Large Power Time of DayRate Tariff | 1 | 20721477 | 4.179% | 1938131.57 | 3.233%
Schedule C - TOD Comm - Three Phase | 50 | 6 | 218724 | 35757.38 | 1301.8071 | 149.0761 | 113.0921 | 626.1724 | 153.6454 | 472.527 | Schedule C - TOD Comm - Three Phase | 6 | 218724 | 35757.38 | 0.04411% | 0.05964% |  |  |  | Schedule C - TOD Comm - Three Phase | 6 | 218724 | 0.04411% | 35757.38 | 0.05964%
Lighting | 0 | 126 | 436568 | 1064782.07 | 1197.0429 | 107.4286 | 107.4286 | 596.6207 | 0 | 596.6207 | Lighting | 126 | 436568 | 1064782.07 | 0.08805% | 1.776% |  |  |  | Lighting | 126 | 436568 | 0.08805% | 1064782.07 | 1.776%
0 | 0 | 0 | 0 |  | 0 | 0 | 0 | 0 | 0 | 0 | 0 | 0 | 0 | 0 | 0% | 0% |  |  |  | 0 | 0 | 0 | 0% | 0 | 0%
[20 empty] | 0 | 0 | 0 | 0% | 0 | 0%
Total |  | 26323 | 495826459 | 59955648.21 | 2874947.2614 | 355276.9442 | 172957.1933 | 1184690.5682 | 305104 | 879586.5682 | Total | 26323 | 495826459 | 59955648.21 | 100% | 100% |  |  |  | Total | 26323 | 495826459 | 100% | 59955648.21 | 100%
Total w/o Lighting |  | 26211 | [9 empty] | 26211
|  | 26316 | 502691503 | 60386323 | < Reported
|  | 7 | -6865044 | -430674.79 | < Variance
|  | 0.0266% | -1.366% | -0.7132% | < Variance
FARMERS R.E.C.C.
Summary of Billing Determinants and Demand Analysis
| Hours/Mon> | 744 | 672 | 744 | 720 | 744 | 720 | 744 | 744 | 720 | 744 | 720 | 744
|  | -1.6284e-08 | -7.8813e-08 | -9.3161e-08 | -1.1751e-06 | -3.383e-07 | -1.0413e-07 | -2.1741e-05 | -6.1381e-06 | 0.43176 | 2.023e-05 | -2.8682e-08 | -3.4372e-08 |  | SIC | During | Sum of | Summer | Winter
Rate Schedule | Code | Jan | Feb | Mar | Apr | May | Jun | Jul | Aug | Sep | Oct | Nov | Dec | Total | Max Demand | Peak Month | Coin Demand | Coin Demand | Coin Demand
Schedule R - Residential Rate | 1 | 24072 | 24069 | 24154 | 24091 | 24112 | 24209 | 24184 | 24224 | 24258 | 24227 | 24246 | 24325 | 24181
Energy Usage (kWh) |  | 32762537 | 37905072 | 26999655 | 23638281 | 19630673 | 23486853 | 30692891 | 28905585 | 24858894 | 19653630 | 20845108 | 30245909 | 319625088
Average Demand |  | 44035.668 | 56406.3571 | 36289.8589 | 32830.9458 | 26385.3132 | 32620.6292 | 41253.8858 | 38851.5927 | 34526.2417 | 26416.1694 | 28951.5389 | 40653.1035 | 36486.8822
|  | 48.81% | 74.62% | 51.04% | 58.96% | 39.73% | 41.27% | 54.02% | 51.61% | 47.44% | 49.08% | 33.9% | 30.49%
Non-Coincident Demand |  | 90227.0239 | 75589.2034 | 71106.636 | 55680.0282 | 66413.9922 | 79046.3296 | 76372.4467 | 75279.8913 | 72777.2215 | 53819.6029 | 85400.1012 | 133333.6389 | 935046.1158 |  | 133333.6389
Coincidence Factor |  | 95% | 93% | 90% | 90% | 95% | 95% | 98% | 98% | 95% | 93% | 90% | 90%
Coincident Demand |  | 85715.6727 | 70297.9591 | 63995.9724 | 50112.0254 | 63093.2926 | 75094.0132 | 74844.9978 | 73774.2934 | 69138.3605 | 50052.2307 | 76860.0911 | 120000.275 | 872979.1838 |  |  | 872979.1838 | 223713.3044 | 649265.8794
Individual Customer Load Factor |  | 18% | 18% | 18% | 18% | 18% | 18% | 18% | 18% | 18% | 18% | 18% | 18%
Sum of Individual Customer Demands |  | 244642.6001 | 313368.6508 | 201610.3271 | 182394.1435 | 146585.0732 | 181225.7176 | 229188.2542 | 215842.1819 | 191812.4537 | 146756.4964 | 160841.8827 | 225850.575 | 2440118.3561 | 313368.6508
Schedule R - Pay As You Go ("Prepay") | 2 | 0 | 0 | 0 | 0 | 0 | 0 | 0 | 0 | 0 | 0 | 0 | 0 | 0
Energy Usage (kWh) |  | 0 | 0 | 0 | 0 | 0 | 0 | 0 | 0 | 0 | 0 | 0 | 0 | 0
Average Demand |  | 0 | 0 | 0 | 0 | 0 | 0 | 0 | 0 | 0 | 0 | 0 | 0 | 0
Diversified Load Factor |  | 48.81% | 74.62% | 51.04% | 58.96% | 39.73% | 41.27% | 54.02% | 51.61% | 47.44% | 49.08% | 33.9% | 30.49%
Non-Coincident Demand |  | 0 | 0 | 0 | 0 | 0 | 0 | 0 | 0 | 0 | 0 | 0 | 0 | 0 |  | 0
Coincidence Factor |  | 95% | 93% | 90% | 90% | 95% | 95% | 98% | 98% | 95% | 93% | 90% | 90%
Coincident Demand |  | 0 | 0 | 0 | 0 | 0 | 0 | 0 | 0 | 0 | 0 | 0 | 0 | 0 |  |  | 0 | 0 | 0
Individual Customer Load Factor |  | 18% | 18% | 18% | 18% | 18% | 18% | 18% | 18% | 18% | 18% | 18% | 18%
Sum of Individual Customer Demands |  | 0 | 0 | 0 | 0 | 0 | 0 | 0 | 0 | 0 | 0 | 0 | 0 | 0 | 0
Schedule R - Residential Time of Day Rate | 3 | 1 | 1 | 1 | 1 | 1 | 1 | 2 | 2 | 2 | 2 | 2 | 2 | 2
Energy Usage (kWh) |  | 2279 | 2089 | 1506 | 802 | 70 | 70 | 4040 | 2987 | 1447 | 987 | 751 | 1618 | 18646
Average Demand |  | 3.0632 | 3.1086 | 2.0242 | 1.1139 | 0.094086 | 0.097222 | 5.4301 | 4.0148 | 2.0097 | 1.3266 | 1.0431 | 2.1747 | 2.1285
Diversified Load Factor |  | 48.81% | 74.62% | 51.04% | 58.96% | 39.73% | 41.27% | 54.02% | 51.61% | 47.44% | 49.08% | 33.9% | 30.49%
Non-Coincident Demand |  | 6.2763 | 4.1658 | 3.9662 | 1.8891 | 0.23682 | 0.23559 | 10.0526 | 7.7792 | 4.2363 | 2.7028 | 3.0768 | 7.1327 | 51.7502 |  | 10.0526
Coincidence Factor |  | 95% | 93% | 90% | 90% | 95% | 95% | 98% | 98% | 95% | 93% | 90% | 90%
Coincident Demand |  | 5.9625 | 3.8742 | 3.5696 | 1.7002 | 0.22498 | 0.22381 | 9.8516 | 7.6236 | 4.0244 | 2.5136 | 2.7691 | 6.4194 | 48.757 |  |  | 48.757 | 17.699 | 31.058
Individual Customer Load Factor |  | 18% | 18% | 18% | 18% | 18% | 18% | 18% | 18% | 18% | 18% | 18% | 18%
Sum of Individual Customer Demands |  | 17.0176 | 17.2702 | 11.2455 | 6.1883 | 0.5227 | 0.54012 | 30.1673 | 22.3044 | 11.1651 | 7.3701 | 5.7948 | 12.0818 | 141.6678 | 30.1673
Schedule C - Comm. & Indust. Service Rate < 50 kW | 4 | 1703 | 1702 | 1763 | 1700 | 1708 | 1718 | 1717 | 1729 | 1741 | 1701 | 1704 | 1705 | 1716
Energy Usage (kWh) |  | 2298749 | 2743520 | 2289038 | 2231050 | 2192103 | 2645955 | 3382343 | 3565016 | 3188147 | 2691930 | 2374620 | 2473456 | 32075927
Average Demand |  | 3089.7164 | 4082.619 | 3076.664 | 3098.6806 | 2946.375 | 3674.9375 | 4546.1599 | 4791.6882 | 4427.9819 | 3618.1855 | 3298.0833 | 3324.5376 | 3661.6355
Diversified Load Factor |  | 36.46% | 53.41% | 44.06% | 48.04% | 45.08% | 47.8% | 48.93% | 57.28% | 59.14% | 52% | 53.55% | 43.18%
Non-Coincident Demand |  | 8475.3025 | 7644.0878 | 6982.7667 | 6449.6256 | 6536.3438 | 7688.7832 | 9292.0728 | 8365.0181 | 7487.1181 | 6958.6522 | 6158.5483 | 7698.6258 | 89736.9451 |  | 9292.0728
Coincidence Factor |  | 75% | 93% | 90% | 90% | 95% | 95% | 98% | 98% | 95% | 93% | 90% | 90%
Coincident Demand |  | 6356.4769 | 7109.0017 | 6284.4901 | 5804.663 | 6209.5266 | 7304.3441 | 9106.2314 | 8197.7178 | 7112.7622 | 6471.5465 | 5542.6935 | 6928.7632 | 82428.2169 |  |  | 82428.2169 | 24608.2932 | 57819.9237
Individual Customer Load Factor |  | 36.46% | 43.41% | 34.06% | 38.04% | 35.08% | 37.8% | 38.93% | 47.28% | 49.14% | 42% | 43.55% | 33.18%
Sum of Individual Customer Demands |  | 3039.723 | 3142.812 | 3277.822 | 3296.377 | 3277.091 | 3462.177 | 3798.142 | 3726.965 | 3746.333 | 3987.771 | 3430.606 | 3377.159 | 41562.978 | 3987.771
Schedule C - Comm. & Indust. Service Rate > 50 kW | 5 | 98 | 97 | 97 | 97 | 98 | 99 | 99 | 98 | 98 | 98 | 98 | 98 | 98
Energy Usage (kWh) |  | 4089466 | 4172933 | 3833916 | 4454533 | 4103709 | 4498993 | 4928030 | 4970864 | 5048855 | 4556060 | 3981559 | 3880234 | 52519152
Average Demand |  | 5496.5941 | 6209.7217 | 5153.1129 | 6186.8514 | 5515.7379 | 6248.6014 | 6623.6962 | 6681.2688 | 7012.2986 | 6123.7366 | 5529.9431 | 5215.3683 | 5995.337
Diversified Load Factor |  | 46.46% | 53.41% | 44.06% | 48.04% | 45.08% | 47.8% | 48.93% | 57.28% | 59.14% | 52% | 53.55% | 43.18%
Non-Coincident Demand |  | 11831.9481 | 11626.7665 | 11695.4551 | 12877.3761 | 12236.3105 | 13073.4581 | 13538.4299 | 11663.7254 | 11856.8478 | 11777.4373 | 10326.1252 | 12077.2189 | 144581.0988 |  | 13538.4299
Coincidence Factor |  | 80% | 80% | 85% | 85% | 85% | 80% | 80% | 80% | 85% | 85% | 85% | 80%
Coincident Demand |  | 9465.5584 | 9301.4132 | 9941.1368 | 10945.7697 | 10400.8639 | 10458.7665 | 10830.7439 | 9330.9803 | 10078.3206 | 10010.8217 | 8777.2065 | 9661.7751 | 119203.3567 |  |  | 119203.3567 | 30620.4907 | 88582.866
Individual Customer Load Factor |  | 36.46% | 43.41% | 34.06% | 38.04% | 35.08% | 37.8% | 38.93% | 47.28% | 49.14% | 42% | 43.55% | 33.18%
Sum of Individual Customer Demands |  | 15077.532 | 14305.199 | 15129.153 | 16262.209 | 15724.744 | 16532.403 | 17016.498 | 14130.544 | 14269.653 | 14581.89 | 12697.062 | 15716.742 | 181443.629 | 17016.498
Residential Off Peak Electric Thermal Storage Tariff | 7 | 122 | 120 | 117 | 112 | 113 | 113 | 109 | 109 | 108 | 107 | 106 | 107 | 112
Energy Usage (kWh) |  | 78584 | 98974 | 65525 | 50255 | 19398 | 1597 | 496 | 614 | 294 | 6561 | 26017 | 55519 | 403834
Average Demand |  | 105.6237 | 147.2827 | 88.0712 | 69.7986 | 26.0726 | 2.2181 | 0.66667 | 0.82527 | 0.40833 | 8.8185 | 36.1347 | 74.6223 | 46.0998
Diversified Load Factor |  | 48.81% | 74.62% | 51.04% | 58.96% | 39.73% | 41.27% | 54.02% | 51.61% | 47.44% | 49.08% | 33.9% | 30.49%
Non-Coincident Demand |  | 216.4179 | 197.3711 | 172.5675 | 118.3758 | 65.6268 | 5.3748 | 1.2342 | 1.5991 | 0.86072 | 17.9667 | 106.5888 | 244.7455 | 1148.7288 |  | 244.7455
Coincidence Factor | bar: Jan to Dec
Coincident Demand |  | 0 | 0 | 0 | 0 | 0 | 0 | 0 | 0 | 0 | 0 | 0 | 0 | 0 |  |  | 0 | 0 | 0
Individual Customer Load Factor |  | 18% | 18% | 18% | 18% | 18% | 18% | 18% | 18% | 18% | 18% | 18% | 18%
Sum of Individual Customer Demands |  | 586.7981 | 818.2374 | 489.2846 | 387.7701 | 144.8477 | 12.3225 | 3.7037 | 4.5848 | 2.2685 | 48.9919 | 200.7485 | 414.5684 | 3114.1263 | 818.2374
Small Comm. Off-Peak Electric Thermal Storage Tariff | 8 | 0 | 1 | 2 | 3 | 4 | 5 | 6 | 7 | 8 | 9 | 10 | 11 | 6
Energy Usage (kWh) |  | 0 | 0 | 0 | 0 | 0 | 0 | 0 | 0 | 0 | 0 | 0 | 0 | 0
Average Demand |  | 0 | 0 | 0 | 0 | 0 | 0 | 0 | 0 | 0 | 0 | 0 | 0 | 0
Diversified Load Factor |  | 48.81% | 74.62% | 51.04% | 58.96% | 39.73% | 41.27% | 54.02% | 51.61% | 47.44% | 49.08% | 33.9% | 30.49%
Non-Coincident Demand |  | 0 | 0 | 0 | 0 | 0 | 0 | 0 | 0 | 0 | 0 | 0 | 0 | 0 |  | 0
Coincidence Factor | bar: Jan to Dec
Coincident Demand |  | 0 | 0 | 0 | 0 | 0 | 0 | 0 | 0 | 0 | 0 | 0 | 0 | 0 |  |  | 0 | 0 | 0
Individual Customer Load Factor |  | 18% | 18% | 18% | 18% | 18% | 18% | 18% | 18% | 18% | 18% | 18% | 18%
Sum of Individual Customer Demands |  | 0 | 0 | 0 | 0 | 0 | 0 | 0 | 0 | 0 | 0 | 0 | 0 | 0 | 0
Schedule C - Large Commercial 10% Discount | 9 | 4 | 4 | 4 | 4 | 4 | 4 | 4 | 4 | 4 | 4 | 4 | 4 | 4
Energy Usage (kWh) |  | 1571400 | 1915240 | 1820457 | 1976457 | 1870257 | 2055657 | 2254857 | 2293857 | 2349057 | 1992057 | 1923657 | 1845657 | 23868610
Average Demand |  | 2112.0968 | 2850.0595 | 2446.8508 | 2745.0792 | 2513.7863 | 2855.0792 | 3030.7218 | 3083.1411 | 3262.5792 | 2677.496 | 2671.7458 | 2480.7218 | 2724.7272
Diversified Load Factor |  | 55.6% | 72.74% | 60.58% | 66.43% | 63.11% | 67.38% | 68.16% | 68.14% | 72.04% | 62.92% | 66.27% | 59.5%
Non-Coincident Demand |  | 3798.4721 | 3918.1079 | 4039.1901 | 4132.4514 | 3982.9206 | 4237.3239 | 4446.4763 | 4525.0356 | 4528.9688 | 4255.598 | 4031.4034 | 4169.0317 | 50064.9797 |  | 4528.9688
Coincidence Factor |  | 80% | 80% | 85% | 85% | 85% | 80% | 80% | 80% | 85% | 85% | 85% | 80%
Coincident Demand |  | 3038.7777 | 3134.4863 | 3433.3116 | 3512.5837 | 3385.4825 | 3389.8591 | 3557.181 | 3620.0285 | 3849.6235 | 3617.2583 | 3426.6929 | 3335.2254 | 41300.5103 |  |  | 41300.5103 | 10567.0686 | 30733.4417
Individual Customer Load Factor |  | 45.6% | 62.74% | 50.58% | 56.43% | 53.11% | 57.38% | 58.16% | 58.14% | 62.04% | 52.92% | 56.27% | 49.5%
Sum of Individual Customer Demands |  | 4631.4 | 4542.6 | 4837.8 | 4864.8 | 4732.8 | 4975.8 | 5211 | 5303.4 | 5259 | 5059.8 | 4747.8 | 5011.2 | 59177.4 | 5303.4
Schedule E - Large Industrial Rate | 10 | 1 | 1 | 1 | 1 | 1 | 1 | 1 | 1 | 1 | 1 | 1 | 1 | 1
Kwh's |  | 2476956 | 2779356 | 2779356 | 2980956 | 2613756 | 3031356 | 3168156 | 3247356 | 3528156 | 3304956 | 3204156 | 2800956 | 35915472
Average Demand |  | 3329.2419 | 4135.9464 | 3735.6935 | 4140.2167 | 3513.1129 | 4210.2167 | 4258.2742 | 4364.7258 | 4900.2167 | 4442.1452 | 4450.2167 | 3764.7258 | 4099.9397
Diversified Load Factor |  | 68.16% | 82.26% | 75.26% | 82.33% | 71.38% | 83.55% | 89.81% | 91.81% | 97.03% | 77.5% | 77.62% | 67.21%
Non-Coincident Demand |  | 4884.2465 | 5028.1256 | 4963.4739 | 5028.7562 | 4922.0401 | 5038.932 | 4741.177 | 4754.0867 | 5050.1343 | 5731.682 | 5733.0237 | 5601.6268 | 61477.3048 |  | 5733.0237
Coincidence Factor |  | 75% | 80% | 85% | 85% | 85% | 80% | 80% | 80% | 85% | 85% | 85% | 80%
Coincident Demand |  | 3663.1849 | 4022.5005 | 4218.9528 | 4274.4428 | 4183.7341 | 4031.1456 | 3792.9416 | 3803.2693 | 4292.6142 | 4871.9297 | 4873.0701 | 4481.3014 | 50509.087 |  |  | 50509.087 | 11627.3566 | 38881.7305
Individual Customer Load Factor |  | 58.16% | 72.26% | 65.26% | 72.33% | 61.38% | 73.55% | 79.81% | 81.81% | 87.03% | 67.5% | 67.62% | 57.21%
Sum of Individual Customer Demands |  | 5724 | 5724 | 5724 | 5724 | 5724 | 5724 | 5335.2 | 5335.2 | 5630.4 | 6580.8 | 6580.8 | 6580.8 | 70387.2 | 6580.8
Schedule LPC-2 Large Power Rate Tariff | 14 | 1 | 1 | 1 | 1 | 1 | 1 | 1 | 1 | 1 | 1 | 1 | 1 | 1
Kwh's |  | 666600 | 638400 | 637200 | 648600 | 645000 | 686400 | 736200 | 709800 | 652800 | 661200 | 634200 | 642000 | 7958400
Average Demand |  | 895.9677 | 950 | 856.4516 | 900.8333 | 866.9355 | 953.3333 | 989.5161 | 954.0323 | 906.6667 | 888.7097 | 880.8333 | 862.9032 | 908.4932
Diversified Load Factor |  | 81.72% | 84.65% | 77.3% | 80.79% | 78.12% | 84.91% | 87.76% | 84.97% | 81.25% | 79.83% | 79.22% | 77.81%
Non-Coincident Demand |  | 1096.3428 | 1122.2639 | 1107.9673 | 1115.0743 | 1109.7034 | 1122.7276 | 1127.5834 | 1122.8245 | 1115.9631 | 1113.1946 | 1111.9491 | 1109.04 | 13374.6341 |  | 1127.5834
Coincidence Factor |  | 75% | 80% | 85% | 85% | 85% | 80% | 80% | 80% | 85% | 85% | 85% | 80%
Coincident Demand |  | 822.2571 | 897.8111 | 941.7722 | 947.8132 | 943.2479 | 898.1821 | 902.0667 | 898.2596 | 948.5686 | 946.2154 | 945.1568 | 887.232 | 10978.5827 |  |  | 10978.5827 | 2698.5084 | 8280.0743
Individual Customer Load Factor |  | 71.72% | 74.65% | 67.3% | 70.79% | 68.12% | 74.91% | 77.76% | 74.97% | 71.25% | 69.83% | 69.22% | 67.81%
Sum of Individual Customer Demands |  | 1249.2 | 1272.6 | 1272.6 | 1272.6 | 1272.6 | 1272.6 | 1272.6 | 1272.6 | 1272.6 | 1272.6 | 1272.6 | 1272.6 | 15247.8 | 1272.6
Schedule D - Large Comm/Ind Opt Time of Day Rate | 15 | 4 | 4 | 4 | 4 | 4 | 4 | 4 | 4 | 4 | 4 | 4 | 4 | 4
Kwh's |  | 94667 | 173667 | 143667 | 107867 | 65467 | 40467 | 36867 | 23067 | 27867 | 23667 | 51267 | 87667 | 876204
Average Demand |  | 127.2406 | 258.433 | 193.1008 | 149.8153 | 87.9933 | 56.2042 | 49.5524 | 31.004 | 38.7042 | 31.8105 | 71.2042 | 117.832 | 100.0233
Diversified Load Factor |  | 28.03% | 45.02% | 37.27% | 33.63% | 24.61% | 22.78% | 110.3% | 120.7% | 158.9% | 160% | 22.47% | 39.15%
Non-Coincident Demand |  | 453.9791 | 574.0657 | 518.0559 | 445.4788 | 357.5928 | 246.7315 | 44.9217 | 25.6808 | 24.3634 | 19.8754 | 316.8227 | 300.9611 | 3328.5287 |  | 574.0657
Coincidence Factor |  | 75% | 80% | 85% | 85% | 85% | 80% | 80% | 80% | 85% | 85% | 85% | 80%
Coincident Demand |  | 340.4843 | 459.2525 | 440.3475 | 378.657 | 303.9539 | 197.3852 | 35.9373 | 20.5446 | 20.7089 | 16.8941 | 269.2993 | 240.7689 | 2724.2335 |  |  | 2724.2335 | 253.8671 | 2470.3663
Individual Customer Load Factor |  | 18.03% | 35.02% | 27.27% | 23.63% | 14.61% | 12.78% | 100.3% | 110.7% | 148.9% | 150% | 12.47% | 29.15%
Sum of Individual Customer Demands |  | 705.8 | 738 | 708 | 634 | 602.4 | 439.8 | 49.4 | 28 | 26 | 21.2 | 570.8 | 404.2 | 4927.6 | 738
Net Metering Tariff | 20 | 58 | 59 | 59 | 60 | 62 | 65 | 67 | 67 | 67 | 71 | 73 | 72 | 65
Kwh's |  | 98992 | 115632 | 91824 | 89943 | 79329 | 95333 | 111802 | 104351 | 96164 | 95352 | 95105 | 114530 | 1188357
Average Demand |  | 133.0538 | 172.0714 | 123.4194 | 124.9208 | 106.625 | 132.4069 | 150.2715 | 140.2567 | 133.5611 | 128.1613 | 132.0903 | 153.9382 | 135.6572
Diversified Load Factor |  | 48.81% | 74.62% | 51.04% | 58.96% | 39.73% | 41.27% | 54.02% | 51.61% | 47.44% | 49.08% | 33.9% | 30.49%
Non-Coincident Demand |  | 272.6209 | 230.59 | 241.8289 | 211.861 | 268.3838 | 320.8486 | 278.1945 | 271.7652 | 281.531 | 261.1124 | 389.6347 | 504.8849 | 3533.2558 |  | 504.8849
Coincidence Factor |  | 95% | 93% | 90% | 90% | 95% | 95% | 98% | 98% | 95% | 93% | 90% | 90%
Coincident Demand |  | 258.9899 | 214.4487 | 217.646 | 190.6749 | 254.9647 | 304.8062 | 272.6306 | 266.3299 | 267.4544 | 242.8345 | 350.6712 | 454.3964 | 3295.8473 |  |  | 3295.8473 | 843.7666 | 2452.0806
Individual Customer Load Factor |  | 18% | 18% | 18% | 18% | 15% | 10% | 10% | 10% | 15% | 18% | 18% | 18%
Sum of Individual Customer Demands |  | 739.1876 | 955.9524 | 685.6631 | 694.0046 | 710.8333 | 1324.0694 | 1502.7151 | 1402.5672 | 890.4074 | 712.0072 | 733.8349 | 855.2121 | 11206.4542 | 1502.7151
Schedule LPE4 Interruptible 1500 Firm 200 | Code: 24; Jan: 0; Feb: 0; Mar: 0; Apr: 0; May: 0; Jun: 0; Total: 0
Kwh's | Jan: 0; Feb: 0; Mar: 0; Apr: 0; May: 0; Jun: 0; Total: 0
Average Demand | Jan: 0; Feb: 0; Mar: 0; Apr: 0; May: 0; Jun: 0; Total: 0
Diversified Load Factor | Jan: 0; Feb: 0; Mar: 0; Apr: 0; May: 0; Jun: 0
Non-Coincident Demand | Jan: 0; Feb: 0; Mar: 0; Apr: 0; May: 0; Jun: 0; Total: 0 |  | 0
Coincidence Factor | Jan: 0; Feb: 0; Mar: 0; Apr: 0; May: 0; Jun: 0
Coincident Demand | Jan: 0; Feb: 0; Mar: 0; Apr: 0; May: 0; Jun: 0; Total: 0 |  |  | 0 | 0 | 0
Individual Customer Load Factor | Jan: 0; Feb: 0; Mar: 0; Apr: 0; May: 0; Jun: 0
Sum of Individual Customer Demands | Jan: 0; Feb: 0; Mar: 0; Apr: 0; May: 0; Jun: 0; Total: 0 | 0
Schedule LPE-4 Large Power Time of DayRate Tariff | 36 | 1 | 1 | 1 | 1 | 1 | 1 | 1 | 1 | 1 | 1 | 1 | 1 | 1
Kwh's |  | 1333574 | 1539275 | 1439956 | 1721533 | 1674823 | 1751161 | 1929375 | 1759256 | 2208339 | 1884393 | 1764927 | 1714865 | 20721477
Average Demand |  | 1792.4382 | 2290.5878 | 1935.4247 | 2391.0181 | 2251.1062 | 2432.1681 | 2593.246 | 2364.5914 | 3067.1375 | 2532.7863 | 2451.2875 | 2304.9261 | 2365.4654
Diversified Load Factor |  | 62.74% | 80.62% | 70.54% | 83.88% | 77.02% | 80.08% | 70.2% | 64.77% | 79.68% | 70.16% | 71.63% | 67.58%
Non-Coincident Demand |  | 2856.767 | 2841.2615 | 2743.6268 | 2850.5582 | 2922.712 | 3037.0508 | 3693.849 | 3650.5284 | 3849.2065 | 3610.2473 | 3422.133 | 3410.6647 | 38888.6052 |  | 3849.2065
Coincidence Factor | bar: Jan to Dec
Coincident Demand |  | 0 | 0 | 0 | 0 | 0 | 0 | 0 | 0 | 0 | 0 | 0 | 0 | 0% |  |  | 0% | 0% | 0%
Individual Customer Load Factor |  | 52.74% | 70.62% | 60.54% | 73.88% | 67.02% | 70.08% | 60.2% | 54.77% | 69.68% | 60.16% | 61.63% | 57.58%
Sum of Individual Customer Demands |  | 3398.4 | 3243.6 | 3196.8 | 3236.4 | 3358.8 | 3470.4 | 4307.4 | 4317 | 4401.6 | 4210.4 | 3977.4 | 4003 | 45121.2 | 4401.6
Schedule C - TOD Comm - Three Phase | 50 | 7 | 6 | 6 | 6 | 6 | 6 | 6 | 6 | 6 | 6 | 6 | 6 | 6
Kwh's |  | 14171 | 12987 | 14459 | 24687 | 25146 | 17599 | 19595 | 15233 | 15204 | 22560 | 22003 | 15080 | 218724
Average Demand |  | 19.047 | 19.3259 | 19.4341 | 34.2875 | 33.7984 | 24.4431 | 26.3374 | 20.4745 | 21.1167 | 30.3226 | 30.5597 | 20.2688 | 24.9685
Diversified Load Factor |  | 48.53% | 46.89% | 66.86% | 41.89% | 45.41% | 35.04% | 46.57% | 62.8% | 66.58% | 55.33% | 27.02% | 35.53%
Non-Coincident Demand |  | 39.2454 | 41.2125 | 29.0681 | 81.8558 | 74.4305 | 69.7624 | 56.5491 | 32.6051 | 31.7168 | 54.8069 | 113.0921 | 57.045 | 681.3898 |  | 113.0921
Coincidence Factor |  | 75% | 93% | 90% | 90% | 95% | 95% | 98% | 98% | 95% | 93% | 90% | 90%
Coincident Demand |  | 29.4341 | 38.3276 | 26.1613 | 73.6702 | 70.709 | 66.2742 | 55.4181 | 31.953 | 30.1309 | 50.9704 | 101.7829 | 51.3405 | 626.1724 |  |  | 626.1724 | 153.6454 | 472.527
Individual Customer Load Factor |  | 23% | 23% | 23% | 23% | 23% | 23% | 23% | 23% | 23% | 23% | 23% | 23%
Sum of Individual Customer Demands |  | 82.8132 | 84.0256 | 84.4963 | 149.0761 | 146.9495 | 106.2742 | 114.5103 | 89.0194 | 91.8116 | 131.8373 | 132.8684 | 88.1253 | 1301.8071 | 149.0761
Lighting |  | 125 | 127 | 128 | 126 | 127 | 129 | 126 | 122 | 125 | 123 | 123 | 125 | 126
Kwh's |  | 37275 | 37413 | 37438 | 36965 | 36247 | 36193 | 36096 | 35480 | 36074 | 36004 | 35484 | 35899 | 436568
Average Demand |  | 50.1008 | 51.9625 | 50.3199 | 51.3403 | 48.7191 | 48.6465 | 53.7143 | 47.6882 | 50.1028 | 48.3925 | 49.2833 | 48.2513 | 49.8365
Diversified Load Factor |  | 50% | 50% | 50% | 50% | 50% | 50% | 50% | 50% | 50% | 50% | 50% | 50%
Non-Coincident Demand |  | 100.2016 | 103.925 | 100.6398 | 102.6806 | 97.4382 | 97.293 | 107.4286 | 95.3763 | 100.2056 | 96.7849 | 98.5667 | 96.5027 | 1197.0429 |  | 107.4286
Coincidence Factor |  | 100% | 100% | 100% | 0% | 0% | 0% | 0% | 0% | 0% | 100% | 100% | 100%
Coincident Demand |  | 100.2016 | 103.925 | 100.6398 | 0 | 0 | 0 | 0 | 0 | 0 | 96.7849 | 98.5667 | 96.5027 | 596.6207 |  |  | 596.6207 | 0 | 596.6207
Individual Customer Load Factor |  | 50% | 50% | 50% | 50% | 50% | 50% | 50% | 50% | 50% | 50% | 50% | 50%
Sum of Individual Customer Demands |  | 100.2016 | 103.925 | 100.6398 | 102.6806 | 97.4382 | 97.293 | 107.4286 | 95.3763 | 100.2056 | 96.7849 | 98.5667 | 96.5027 | 1197.0429 | 107.4286
0 | 0 | 0 | 0 | 0 | 0 | 0 | 0 | 0 | 0 | 0 | 0 | 0 | 0 | 0
Kwh's |  | 0 | 0 | 0 | 0 | 0 | 0 | 0 | 0 | 0 | 0 | 0 | 0 | 0
Average Demand |  | 0 | 0 | 0 | 0 | 0 | 0 | 0 | 0 | 0 | 0 | 0 | 0 | 0
Diversified Load Factor |  | 50% | 50% | 50% | 50% | 50% | 50% | 50% | 50% | 50% | 50% | 50% | 50%
Non-Coincident Demand |  | 0 | 0 | 0 | 0 | 0 | 0 | 0 | 0 | 0 | 0 | 0 | 0 | 0 |  | 0
Coincidence Factor |  | 100% | 100% | 100% | 0% | 0% | 0% | 0% | 0% | 0% | 100% | 100% | 100%
Coincident Demand |  | 0 | 0 | 0 | 0 | 0 | 0 | 0 | 0 | 0 | 0 | 0 | 0 | 0 |  |  | 0 | 0 | 0
Individual Customer Load Factor |  | 50% | 50% | 50% | 50% | 50% | 50% | 50% | 50% | 50% | 50% | 50% | 50%
Sum of Individual Customer Demands |  | 0 | 0 | 0 | 0 | 0 | 0 | 0 | 0 | 0 | 0 | 0 | 0 | 0 | 0
0
Kwh's |  | 0 | 0 | 0 | 0 | 0 | 0 | 0 | 0 | 0 | 0 | 0 | 0 | 0
Average Demand |  | 0 | 0 | 0 | 0 | 0 | 0 | 0 | 0 | 0 | 0 | 0 | 0 | 0
Diversified Load Factor |  | 0% | 0% | 0% | 25% | 25% | 25% | 25% | 0% | 0% | 0% | 0% | 0%
Non-Coincident Demand | Apr: 0; May: 0; Jun: 0; Jul: 0; Aug: 0; Total: 0 |  | 0
Coincidence Factor |  | 100% | 100% | 100% | 0% | 0% | 0% | 0% | 0% | 0% | 100% | 100% | 100%
Coincident Demand |  | 0 | 0 | 0 | 0 | 0 | 0 | 0 | 0 | 0 | 0 | 0 | 0 | 0 |  |  | 0 | 0 | 0
Individual Customer Load Factor |  | 65% | 65% | 65% | 65% | 65% | 65% | 65% | 65% | 65% | 65% | 65% | 65%
Sum of Individual Customer Demands |  | 0 | 0 | 0 | 0 | 0 | 0 | 0 | 0 | 0 | 0 | 0 | 0 | 0 | 0
Sales |  | 45487975 | 52097145 | 40116559 | 37924964 | 32919731 | 38311441 | 47264652 | 45597986 | 41975224 | 34893353 | 34923370 | 43877491 | 495389891
Metered CP |  | 109797 | 95583 | 89604 | 76242 | 88846 | 101745 | 103408 | 99951 | 95743 | 76380 | 101248 | 146144 | 1184691
Calculated CP |  | 109797 | 95583 | 89604 | 76242 | 88846 | 101745 | 103408 | 99951 | 95742.5682 | 76380 | 101248 | 146144 | 1184690.5682
Difference |  | -1.6284e-08 | -7.8813e-08 | -9.3161e-08 | -1.1751e-06 | -3.383e-07 | -1.0413e-07 | -2.1741e-05 | -6.1381e-06 | 0.43176 | 2.023e-05 | -2.8682e-08 | -3.4372e-08 | 0.43175

## Purchased Power
FARMERS R.E.C.C.
Purchased Power
# | Item | Jan | Feb | Mar | Apr | May | Jun | Jul | Aug | Sep | Oct | Nov | Dec | TOTAL
1 | RATE E2 TOTAL
2 | Billing Demand | 104707 | 92930 | 87835 | 71272 | 84432 | 97252 | 99023 | 94415 | 89395 | 70764 | 96972 | 145243 | 1134240
3 | KWH | 58271478 | 43459198 | 37685534 | 32842440 | 34182918 | 41879401 | 46819392 | 43119273 | 34498916 | 31059327 | 37690052 | 48576125 | 490084054
4 | Demand $ | 609171 | 605905 | 572662 | 460094 | 543678 | 634082 | 646159 | 616200 | 582855 | 462508 | 633228 | 946981 | 7313523
5 | Energy $ | 2694430 | 2022088 | 1755458 | 1530599 | 1640821 | 2011408 | 2245737 | 2069674 | 1651900 | 1447977 | 1755740 | 2259076 | 23084908
6 | Metering $ | 2416 | 2416 | 2416 | 2416 | 2416 | 2416 | 2416 | 2416 | 2416 | 2416 | 2416 | 2416 | 28992
7 | Sub/Wheeling $ | 58967 | 58967 | 58967 | 58967 | 58967 | 58967 | 58967 | 58967 | 58957 | 58967 | 58967 | 58967 | 707594
8 | FAC $ | 436521 | 431984 | 377232 | 244019 | 241673 | 384453 | 771585 | 640751 | 679284 | 660944 | 573264 | 745156 | 6186866
9 | ES $ | 521783 | 425751 | 290201 | 353088 | 404773 | 567567 | 657811 | 489566 | 341276 | 358590 | 456566 | 648032 | 5515004
10 | TOTAL $ | 62699473 | 47099239 | 40830305 | 35562895 | 37159678 | 45635546 | 51301090 | 47091262 | 37904999 | 34121493 | 41267205 | 53381996 | 534055181
11 | RATE C TOTAL
12 | Billing Demand | 5504 | 5434 | 5338 | 5338 | 5338 | 5338 | 5338 | 5536 | 6348 | 6348 | 6348 | 6348 | 68556
13 | KWH | 41225 | 2778374 | 2984250 | 2610555 | 3029850 | 3167196 | 3247402 | 3530838 | 3303076 | 3206279 | 2741952 | 2539200 | 33180197
14 | Demand $ | 110703 | 40701 | 39982 | 39982 | 39982 | 39982 | 39982 | 41465 | 47547 | 47547 | 47547 | 47547 | 582967
15 | Energy $ | 151 | 110813 | 119024 | 104119 | 120843 | 126320 | 129519 | 140824 | 131710 | 127879 | 109360 | 87728 | 1308290
16 | FAC $ | 21816 | 27617 | 29872 | 19396 | 21421 | 29075 | 53517 | 52468 | 65038 | 68230 | 41705 | 31033 | 461188
17 | ES $ | 24116 | 24433 | 19813 | 25146 | 29761 | 35871 | 39385 | 33922 | 28024 | 33186 | 29990 | 26859 | 350506
18 | TOTAL $ | 197860 | 203564 | 208691 | 188643 | 212007 | 231248 | 262403 | 268679 | 272349 | 276842 | 228602 | 193167 | 2744055
19 | TOTAL
20 | Billing Demand | 110211 | 98364 | 93173 | 76610 | 89770 | 102590 | 104361 | 99951 | 95743 | 77112 | 103320 | 151591 | 1202796
21 | KWH | 58312703 | 46237572 | 40669784 | 35452995 | 37212768 | 45046597 | 50066794 | 46650111 | 37801992 | 34265606 | 40432004 | 51115325 | 523264251
22 | Demand $ | 719874 | 646606 | 612644 | 500076 | 583660 | 674064 | 686141 | 657665 | 630402 | 510055 | 680775 | 994528 | 7896490
23 | Energy $ | 2694581 | 2132901 | 1874482 | 1634718 | 1761664 | 2137728 | 2375256 | 2210498 | 1783610 | 1575856 | 1865100 | 2346804 | 24393198
24 | Metering $ | 2416 | 2416 | 2416 | 2416 | 2416 | 2416 | 2416 | 2416 | 2416 | 2416 | 2416 | 2416 | 28992
25 | Sub/Wheeling $ | 58967 | 58967 | 58967 | 58967 | 58967 | 58967 | 58967 | 58967 | 58957 | 58967 | 58967 | 58967 | 707594
26 | FAC $ | 458337 | 459601 | 407104 | 263415 | 263094 | 413528 | 825102 | 693219 | 744322 | 729174 | 614969 | 776189 | 6648054
27 | ES $ | 545899 | 450184 | 310014 | 378234 | 434534 | 603438 | 697196 | 523488 | 369300 | 391776 | 486556 | 674891 | 5865510
28 | TOTAL $ | 4480074 | 3750675 | 3265627 | 2837826 | 3104335 | 3890141 | 4645078 | 4146253 | 3589017 | 3268244 | 3708783 | 4853795 | 45539848
29 | DLC TOTAL
30 | DLC $ | -3935 | -1808 | -3939 | -3958 | -3967 | -261 | -3970 | -271 | 0 | -3971 | -3978 | -3983 | -34041
31 | ES $ | -546 | -247 | -413 | -609 | -648 | -48 | -701 | -39 | 0 | -541 | -601 | -643 | -5036
32 | TOTAL $ | -4481 | -2055 | -4352 | -4567 | -4615 | -309 | -4671 | -310 | 0 | -4512 | -4579 | -4626 | -39077
33 | GREEN POWER
34 | Green Power $ | 28 | 28 | 28 | 28 | 28 | 28 | 28 | 28 | 28 | 28 | 28 | 28 | 336
35 | PJM Auction Credit Demand Chg | -11284 | -10192 | -11284 | -10920 | -11284 | -3900 | -4030 | -4030 | -3900 | -4030 | -3900 | -4030 | -82784
36 | Panel Production Credit | -40 | -40 | -55 | -67 | -77 | -112 | -157 | -111 | -148 | -109 | -77 | -52 | -1045
37
38 | TOTAL EKPC $ | 4464297 | 3738416 | 3249964 | 2822300 | 3088387 | 3885848 | 4636248 | 4141830 | 3584997 | 3259621 | 3700255 | 4845115 | 45417278
39 | TOTAL EKPC w/o Panel Credit $ | 4464337 | 3738456 | 3250019 | 2822367 | 3088464 | 3885960 | 4636405 | 4141941 | 3585145 | 3259730 | 3700332 | 4845167 | 45418323
40
41 | Landfill KWH | 312700 | 294161 | 0 | 96312 | 309714 | 405023 | 433621 | 445621 | 427409 | 420788 | 405165 | 373885 | 3924399
42 | Landfill $ | 29088 | 43961 | 31088 | 33706 | 44703 | 46224 | 44798 | 37224 | 30507 | 46563 | 15168 | 23166 | 426196
43
44 | TOTAL $ | 4493385 | 3782377 | 3281052 | 2856006 | 3133090 | 3932072 | 4681046 | 4179054 | 3615504 | 3306184 | 3715423 | 4868281 | 45843474
45
46 | Total CP Demand | 109797 | 95583 | 89604 | 76242 | 88846 | 101745 | 103408 | 99951 | 95743 | 76380 | 101248 | 146144 | 1184691
47 | Total NCP Demand | 126253 | 114292 | 103003 | 84627 | 93814 | 111166 | 113751 | 106922 | 102913 | 83405 | 107821 | 161023 | 1308990
48
49 | SubTotal Demand $ | 781257 | 707989 | 674027 | 561459 | 645043 | 735447 | 747524 | 719048 | 691775 | 571438 | 742158 | 1055911 | 8633076
50 | SubTotal Energy $ | 3152918 | 2592502 | 2281586 | 1898133 | 2024758 | 2551256 | 3200358 | 2903717 | 2527932 | 2305030 | 2480069 | 3122993 | 31041252
51 | SubTotal $ | 3934175 | 3300491 | 2955613 | 2459592 | 2669801 | 3286703 | 3947882 | 3622765 | 3219707 | 2876468 | 3222227 | 4178904 | 39674328
52 | SubTotal Demand % | 0.19858 | 0.21451 | 0.22805 | 0.22827 | 0.24161 | 0.22376 | 0.18935 | 0.19848 | 0.21486 | 0.19866 | 0.23032 | 0.25268 | 0.2176
53 | SubTotal Energy % | 0.80142 | 0.78549 | 0.77195 | 0.77173 | 0.75839 | 0.77624 | 0.81065 | 0.80152 | 0.78514 | 0.80134 | 0.76968 | 0.74732 | 0.7824
54
55 | Reconciliation | [11 empty] | Total Purchased Power | 45844519
56 | [12 empty] | Acct 555 | 45844519
57 | [12 empty] | Variance | 0
| Total FAC | 458337 | 459601 | 407104 | 263415 | 263094 | 413528 | 825102 | 693219 | 744322 | 729174 | 614969 | 776189 | 6648054
| Total ES | 545353 | 449937 | 309601 | 377625 | 433886 | 603390 | 696495 | 523449 | 369300 | 391235 | 485955 | 674248 | 5860474

## Meters
FARMERS R.E.C.C.
Meter Costs
# | Rate | Rate Code | Installed Meters | Avg Meter Cost | Total Cost | Allocation Factor
1 | Schedule R - Residential Rate | 1 | 24181 | 225 | 5440725 | 85.23%
2 | Schedule R - Pay As You Go ("Prepay") | 2 | 0 | 321 | 0 | 0%
3 | Schedule R - Residential Time of Day Rate | 3 | 2 | 321 | 642 | 0.01006%
4 | Schedule C - Comm. & Indust. Service Rate < 50 kW | 4 | 1716 | 321 | 550836 | 8.628%
5 | Schedule C - Comm. & Indust. Service Rate > 50 kW | 5 | 98 | 2330 | 228340 | 3.577%
6 | Residential Off Peak Electric Thermal Storage Tariff | 7 | 112 | 225 | 25200 | 0.3947%
7 | Small Comm. Off-Peak Electric Thermal Storage Tariff | 8 | 0 | 800 | 0 | 0%
8 | Schedule C - Large Commercial 10% Discount | 9 | 4 | 13430 | 53720 | 0.8415%
9 | Schedule E - Large Industrial Rate | 10 | 1 | 13430 | 13430 | 0.2104%
10 | Schedule LPC-2 Large Power Rate Tariff | 14 | 1 | 13430 | 13430 | 0.2104%
11 | Schedule D - Large Comm/Ind Opt Time of Day Rate | 15 | 4 | 2330 | 9320 | 0.146%
12 | Net Metering Tariff | 20 | 65 | 321 | 20865 | 0.3268%
13 | Schedule LPE4 Interruptible 1500 Firm 200 | 24 | 0 | 13430 | 0 | 0%
14 | Schedule LPE-4 Large Power Time of DayRate Tariff | 36 | 1 | 13430 | 13430 | 0.2104%
15 | Schedule C - TOD Comm - Three Phase | 50 | 6 | 2330 | 13980 | 0.219%
16 | Lighting | 0 | 126 | 0 | 0 | 0%
17 | 0 | 0 | 0 | 0 | 0 | 0%
17 | Total |  | 26317 |  | 6383918 | 100%

## Services
FARMERS R.E.C.C.
Service Costs
# | Rate | Rate Code | Average Number of Services | Average Service Cost | Total Cost | Allocation Factor
1 | Schedule R - Residential Rate | 1 | 24181 | 2390 | 57792590 | 86.42%
2 | Schedule R - Pay As You Go ("Prepay") | 2 | 0 | 2390 | 0 | 0%
3 | Schedule R - Residential Time of Day Rate | 3 | 2 | 2390 | 4780 | 0.007148%
4 | Schedule C - Comm. & Indust. Service Rate < 50 kW | 4 | 1716 | 3634 | 6235944 | 9.325%
5 | Schedule C - Comm. & Indust. Service Rate > 50 kW | 5 | 98 | 17000 | 1666000 | 2.491%
6 | Residential Off Peak Electric Thermal Storage Tariff | 7 | 112 | 0 | 0 | 0%
7 | Small Comm. Off-Peak Electric Thermal Storage Tariff | 8 | 6 | 0 | 0 | 0%
8 | Schedule C - Large Commercial 10% Discount | 9 | 4 | 17000 | 68000 | 0.1017%
9 | Schedule E - Large Industrial Rate | 10 | 1 | 605120 | 605120 | 0.9048%
10 | Schedule LPC-2 Large Power Rate Tariff | 14 | 1 | 105400 | 105400 | 0.1576%
11 | Schedule D - Large Comm/Ind Opt Time of Day Rate | 15 | 4 | 21000 | 84000 | 0.1256%
12 | Net Metering Tariff | 20 | 65 | 2790 | 181350 | 0.2712%
13 | Schedule LPE4 Interruptible 1500 Firm 200 | 24 | 0 | 0 | 0 | 0%
14 | Schedule LPE-4 Large Power Time of DayRate Tariff | 36 | 1 | 0 | 0 | 0%
15 | Schedule C - TOD Comm - Three Phase | 50 | 6 | 22000 | 132000 | 0.1974%
16 | Lighting | 0 | 126 | 0 | 0 | 0%
17 | 0 | 0 | 0 | 0 | 0 | 0%
[5 empty] | 66875184 | 100%
17 | Total |  | 26323 |  |  | 100%

## Line Loss Calculation (hidden)
|  | Allocation | Total | Residential Service | Residential Time of Use Service | Residential SD Time Of Use Service | Small Commercial Service | Small Commercial Time Of Use Service | Large Commercial Service | Optional Large Commercial Service | Municipal Service | Industrial Power - 12KV Distribution | Industrial Power - 46 & 115KV Transmission | GeoExchange System Residential | GeoExchange System Commercial | Security/Street Lighting
Description | Name | Vector | System | Rate 10 & 13 | Rate 11 | Rate 14 | Rate 20 & 23 | Rate 25 & 26 | Rate 30 | Rate 31 | Rate 60 & 63 | Rate 4 | Rate 5 | Rate 1C | Rate 2C | Rate 7 & 8 | Total Check | Status
Energy | Sales |  | 627658396 | 234442443 | 29430668 | 151558 | 72078019 | 893794 | 91720927 | 1679700 | 1146779 | 15538140 | 176471400 | 1286846 | 18751 | 2799371 | 627658396 | ok
Loss Factor |  |  | 0.042535 | 0.049814 | 0.049814 | 0.049814 | 0.049814 | 0.049814 | 0.039814 | 0.039814 | 0.049814 | 0.015 | 0.01 | 0.049814 | 0.049814 | 0.049814 | 0.042535 | ok
Energy Including Losses | Energy |  | 651492867 | 246733168.4819 | 30973580.8638 | 159503.4801 | 75856733.8669 | 940651.457 | 95524108.1332 | 1749348.2641 | 1206899.2824 | 15774761.4213 | 178253939.3939 | 1354309.3429 | 19734.0276 | 2946128.9848 | 651492867 | ok
651492867
651492867

## ZeroInt
FARMERS R.E.C.C.
Zero Intercept & Minimum System Analyses
Account 365 - Overhead Conductors and Devices
[5 empty] | Actual |  | Linear Regression Inputs
Unit Cost
| Description | Size | Cost | Quantity | ($ per Unit) | y*n^0.5 | n^0.5 | xn^0.5
| CONDUCTOR,ACSR, #4 | 41.74 | 2029115.38 | 20655323 | 0.098237 | 446.4684 | 4544.8128 | 189700.4845
| CONDUCTOR,ACSR, #2 | 66.369 | 4515774.03 | 10068391 | 0.44851 | 1423.1549 | 3173.0728 | 210593.6687
| CONDUCTOR,ACSR,1/0 | 105.531 | 1887475.18 | 5249760 | 0.35954 | 823.7805 | 2291.2355 | 241796.3709
| CONDUCTOR,ACSR,2/0 | 133.072 | 7394.15 | 79472 | 0.093041 | 26.229 | 281.9078 | 37514.0329
| CONDUCTOR,ACSR,3/0 | 167.8 | 48624.75 | 318662 | 0.15259 | 86.1375 | 564.5016 | 94723.3601
| CONDUCTOR,ACSR,4/0 | 211.592 | 757903.52 | 1209989 | 0.62637 | 689.0063 | 1099.995 | 232750.142
| CONDUCTOR,ACSR,12/7,PETREL ,101 | 249.816 | 88534.04 | 25274 | 3.503 | 556.895 | 158.978 | 39715.2445
| CONDUCTOR,ACSR,397 | 397 | 1002358.53 | 929139 | 1.0788 | 1039.8789 | 963.9186 | 382675.6703
| CONDUCTOR,ALUMOWELD ,STRAND, 452 | 452 | 16077.89 | 75969 | 0.21164 | 58.3325 | 275.6247 | 124582.3847
| CONDUCTOR,AAC,37,ARBUTUS | 37 | 15945 | 8265 | 1.9292 | 175.3893 | 90.912 | 3363.7457
| CONDUCTOR,COPPER, #6 | 26.251 | 147.26 | 2983 | 0.049366 | 2.6962 | 54.6168 | 1433.7469
| CONDUCTOR,COPPER, #4 | 41.74 | 232.85 | 3318 | 0.070178 | 4.0424 | 57.6021 | 2404.311
| CONDUCTOR,COPPER, #2 | 66.37 | 2094.35 | 25712 | 0.081454 | 13.0611 | 160.3496 | 10642.4041
| CONDUCTOR,COPPER,1/0 | 105.531 | 11360.33 | 89991 | 0.12624 | 37.8697 | 299.985 | 31657.717
| CONDUCTOR,COPPER,2/0 | 133.072 | 625.55 | 250 | 2.5022 | 39.5633 | 15.8114 | 2104.0531
| CONDUCTOR,CWC ,#5A | 33.101 | 25699.85 | 796292 | 0.032274 | 28.8001 | 892.3519 | 29537.7418
| CONDUCTOR,CWC ,#6A | 26.25 | 6276.3 | 197275 | 0.031815 | 14.1308 | 444.1565 | 11659.1082
| CONDUCTOR,STEEL, #6 | 26.25 | 102.78 | 7111 | 0.014454 | 1.2188 | 84.3267 | 2213.5771
| TOTAL |  | 10415741.74 | 39743176
| Zero Intercept Linear Regression Results |  |  |  |  | LINEST Array
| Size Coefficient ($ per MCM) |  | 0.0026564 |  |  | 0.0026564 | 0.071082
| Zero Intercept ($ per Unit) |  | 0.071082 |  |  | 0.00059665 | 0.057495
| R-Square |  | 0.80651 |  |  | 0.80651 | 241.3304
Plant Classification
| Total Number of Units |  | 39743176
| Zero Intercept ($/Unit) |  | 0.071082
| Minimum System ($/Unit) |  | 0.014454
| Use Min System (M) or Zero Intercept (Z)? |  | Z
| Zero Intercept or Min System Cost ($) |  | 2825037.6677
| Total Cost of Sample |  | 10415741.74
| Percentage of Total |  | 0.27123
| Percentage Classified as Customer-Related |  | 27.12%
| Percentage Classified as Demand-Related |  | 72.88%
Account 367 - Underground Conductors and Devices
[5 empty] | Actual |  | Linear Regression Inputs
Unit Cost
| Description | Size | Cost | Quantity | ($ per Unit) | y*n^0.5 | n^0.5 | xn^0.5
| CABLE,URD,PRIMARY,ALUM, #2 | 66.369 | 3774.54 | 3077 | 1.2267 | 68.0456 | 55.4707 | 3681.5358
| CABLE,URD,PRIMARY,ALUM,25KV, #1 | 83.69 | 28087.47 | 8440 | 3.3279 | 305.7324 | 91.8695 | 7688.5562
| CABLE,URD,PRIMARY,ALUM25KV, 1/0 | 105.531 | 916811.8 | 242510 | 3.7805 | 1861.7243 | 492.453 | 51969.0621
| CABLE,URD,PRIMARY,ALUM,15KV,4/0 | 211.592 | 8651.48 | 1773 | 4.8796 | 205.4641 | 42.107 | 8909.5057
| CABLE,URD,PRIMARY,ALUM,25KV, 4/0 | 211.592 | 131046.72 | 19530 | 6.71 | 937.724 | 139.7498 | 29569.9347
| CABLE,URD,PRIMARY,25KV,500,ALUM | 500 | 215660.41 | 14155 | 15.2356 | 1812.6564 | 118.9748 | 59487.3936
| CABLE,URD,PRIMARY,25KV,750,ALUM | 750 | 149092.41 | 10214 | 14.5969 | 1475.2228 | 101.0643 | 75798.252
| TOTAL |  | 1453124.83 | 299699
| Zero Intercept Linear Regression Results |  |  |  |  | LINEST Array
| Size Coefficient ($ per MCM) |  | 0.021026 |  |  | 0.021026 | 1.639
| Zero Intercept ($ per Unit) |  | 1.639 |  |  | 0.0028044 | 0.58433
| R-Square |  | 0.97617 |  |  | 0.97617 | 217.7332
Plant Classification
| Total Number of Units |  | 299699
| Zero Intercept ($/Unit) |  | 1.639
| Minimum System ($/Unit) |  | 1.2267
| Use Min System (M) or Zero Intercept (Z)? |  | Z
| Zero Intercept or Min System Cost ($) |  | 491203.7135
| Total Cost of Sample |  | 1453124.83
| Percentage of Total |  | 0.33803
| Percentage Classified as Customer-Related |  | 33.8%
| Percentage Classified as Demand-Related |  | 66.2%
Account 368 - Line Transformers
[5 empty] | Actual |  | Linear Regression Inputs |  | NARUC CAM *
Unit Cost
| Description | Size | Cost | Quantity | ($ per Unit) | y*n^0.5 | n^0.5 | xn^0.5 | Incl? | Qty
| TRANSFORMER 5KVA CONV | 5 | 29810 | 34 | 876.7647 | 5112.3728 | 5.831 | 29.1548 | 1 | 34
| TRANSFORMER 10KVA CONV | 10 | 1106380.46 | 1593 | 694.5263 | 27720.2159 | 39.9124 | 399.124 | 1 | 1593
| TRANSFORMER 15KVA CONV | 15 | 6974686.45 | 8661 | 805.2981 | 74944.6558 | 93.0645 | 1395.9674 | 1 | 8661
| TRANSFORMER 25KVA CONV | 25 | 3660396.21 | 3989 | 917.6225 | 57955.6897 | 63.1585 | 1578.9633 | 1 | 3989
| TRANSFORMER 37 1/2KVA CONV | 37.5 | 634518.45 | 529 | 1199.4678 | 27587.7587 | 23 | 862.5 | 1 | 529
| TRANSFORMER 50KVA CONV | 50 | 477527.86 | 325 | 1469.3165 | 26488.4798 | 18.0278 | 901.3878 | 1 | 325
| TRANSFORMER 75KVA CONV | 75 | 307526.81 | 140 | 2196.6201 | 25990.7592 | 11.8322 | 887.412 | 0 | 0
| TRANSFORMER 100KVA CONV | 100 | 166883.39 | 80 | 2086.0424 | 18658.1302 | 8.9443 | 894.4272 | 0 | 0
| TRANSFORMER 167KVA CONV | 167 | 85757.67 | 37 | 2317.7749 | 14098.4741 | 6.0828 | 1015.8213 | 0 | 0
| TRANSFORMER 250KVA & 333KVA CONV | 333 | 28161.91 | 8 | 3520.2387 | 9956.7388 | 2.8284 | 941.8662 | 0 | 0
| TRANSFORMER 500KVA AUTO | 500 | 623033.29 | 121 | 5149.0355 | 56639.39 | 11 | 5500 | 0 | 0
| TRANSFORMER 1000KVA AUTO | 1000 | 51274.84 | 6 | 8545.8067 | 20932.8658 | 2.4495 | 2449.4897 | 0 | 0
| TRANSFORMER PAD MT 3P 75/300KVA | 300 | 252807.86 | 32 | 7900.2456 | 44690.538 | 5.6569 | 1697.0563 | 0 | 0
| TRANSFORMER PAD MT 3PHASE 500KVA | 500 | 305410 | 31 | 9851.9355 | 54853.2553 | 5.5678 | 2783.8822 | 0 | 0
| TRANSFORMER PD MT 3P 750/1000KVA | 1000 | 111676 | 8 | 13959.5 | 39483.4284 | 2.8284 | 2828.4271 | 0 | 0
| TRANSFORMER PAD MT 3PH 1500KVA | 1500 | 314081.58 | 17 | 18475.3871 | 76175.9723 | 4.1231 | 6184.6584 | 0 | 0
| TRANSFORMER PAD MT 3PH 2500KVA | 2500 | 321139.68 | 13 | 24703.0523 | 89068.1218 | 3.6056 | 9013.8782 | 0 | 0
| TRANSFORMER PAD MT 3PH 3000 KVA | 3000 | 151778 | 5 | 30355.6 | 67877.1851 | 2.2361 | 6708.2039 | 0 | 0
| TRANSFORMER 15KVA PAD MOUNT lPH | 15 | 2195 | 2 | 1097.5 | 1552.0994 | 1.4142 | 21.2132 | 1 | 2
| TRANSFORMER 25KVA PJ..D MOUNT lPH | 25 | 519356.82 | 349 | 1488.1284 | 27800.5332 | 18.6815 | 467.0385 | 1 | 349
| TRANSFORMER 50 & 75KVA PAD MT lP | 75 | 100082 | 58 | 1725.5517 | 13141.4104 | 7.6158 | 571.183 | 0 | 0
| TRANSFORMER 100&167KVA PAD MT lP | 167 | 213958.63 | 59 | 3626.4175 | 27855.041 | 7.6811 | 1282.7513 | 0 | 0
| TRANSFORMER 250KVA PAD MT lP | 250 | 19392 | 4 | 4848 | 9696 | 2 | 500 | 0 | 0
| TRANSFORMER 5000KVA AUTO PAD | 5000 | 75411.63 | 1 | 75411.63 | 75411.63 | 1 | 5000 | 0 | 0
| TOTAL |  | 16533246.54 | 16102 | [5 empty] | 15482
| Zero Intercept Linear Regression Results |  |  |  |  | LINEST Array
| Size Coefficient ($ per MCM) |  | 11.089 |  |  | 11.089 | 675.0561
| Zero Intercept ($ per Unit) |  | 675.0561 |  |  | 0.62884 | 79.3658
| R-Square |  | 0.957 |  |  | 0.957 | 9747.7904
Plant Classification
| Total Number of Units |  | 15482 |  | * Only single-phase up to 50 KVA should be included
| Zero Intercept ($/Unit) |  | 675.0561 |  | in the Customer-related component per NARUC CAM
| Minimum System ($/Unit) |  | 694.5263 |  | under the Zero Intercept method.
| Use Min System (M) or Zero Intercept (Z)? |  | Z
| Zero Intercept or Min System Cost ($) |  | 10451219.1292
| Total Cost of Sample |  | 16533246.54
| Percentage of Total |  | 0.63213
| Percentage Classified as Customer-Related |  | 63.21%
| Percentage Classified as Demand-Related |  | 36.79%
| Descripton | Acct | Demand | Customer |  | Method
| Overhead Conductors and Devices | 365 | 0.72877 | 0.27123 |  | Z
| Underground Conductors and Devices | 367 | 0.66197 | 0.33803 |  | Z
| Line Transformers | 368 | 0.36787 | 0.63213 |  | Z

## BillingDat (hidden)
CUSTOMERS
Rate | Code | Jan | Feb | Mar | Apr | May | Jun | Jul | Aug | Sep | Oct | Nov | Dec | TOTAL | AVG
Schedule R - Residential Rate | 1 | 22518 | 22539 | 22603 | 22542 | 22558 | 22656 | 22641 | 22668 | 22702 | 22671 | 22686 | 22777 | 271561 | 22630.0833 | 1 | 146.9167
Schedule R - Pay As You Go ("Prepay") | 2 | 1554 | 1530 | 1551 | 1549 | 1554 | 1553 | 1543 | 1556 | 1556 | 1556 | 1560 | 1548 | 18610 | 1550.8333 | -1 | -2.8333
Schedule R - Residential Time of Day Rate | 3 | 1 | 1 | 1 | 1 | 1 | 1 | 2 | 2 | 2 | 2 | 2 | 2 | 18 | 1.5 | 1 | 0.5
Schedule C - Comm. & Indust. Service Rate < 50 kW | 4 | 1703 | 1702 | 1763 | 1700 | 1708 | 1718 | 1717 | 1729 | 1741 | 1701 | 1704 | 1705 | 20591 | 1715.9167 | -1 | -10.9167
Schedule C - Comm. & Indust. Service Rate > 50 kW | 5 | 98 | 97 | 97 | 97 | 98 | 99 | 99 | 98 | 98 | 98 | 98 | 98 | 1175 | 97.9167 | 1 | 0.083333
Residential Off Peak Electric Thermal Storage Tariff | 7 | 122 | 120 | 117 | 112 | 113 | 113 | 109 | 109 | 108 | 107 | 106 | 107 | 1343 | 111.9167 | -1 | -4.9167
Small Comm. Off-Peak Electric Thermal Storage Tariff | 8 | 0 | 0 | 0 | 0 | 0 | 0 | 0 | 0 | 0 | 0 | 0 | 0 | 0 | 0 | -1 | 0
Schedule C - Large Commercial 10% Discount | 9 | 4 | 4 | 4 | 4 | 4 | 4 | 4 | 4 | 4 | 4 | 4 | 4 | 48 | 4 | -1 | 0
Schedule E - Large Industrial Rate | 10 | 1 | 1 | 1 | 1 | 1 | 1 | 1 | 1 | 1 | 1 | 1 | 1 | 12 | 1 | -1 | 0
Schedule LPC-2 Large Power Rate Tariff | 14 | 1 | 1 | 1 | 1 | 1 | 1 | 1 | 1 | 1 | 1 | 1 | 1 | 12 | 1 | -1 | 0
Schedule D - Large Comm/Ind Opt Time of Day Rate | 15 | 4 | 4 | 4 | 4 | 4 | 4 | 4 | 4 | 4 | 4 | 4 | 4 | 48 | 4 | -1 | 0
Net Metering Tariff | 20 | 58 | 59 | 59 | 60 | 62 | 65 | 67 | 67 | 67 | 71 | 73 | 72 | 780 | 65 | 1 | 7
Schedule LPE4 Interruptible 1500 Firm 200 | 24 | 1 | 1 | 1 | 1 | 1 | 1 | 0 | 0 | 0 | 0 | 0 | 0 | 6 | 0.5 | -1 | -0.5
Schedule LPE-4 Large Power Time of DayRate Tariff | 36 | 0 | 0 | 0 | 0 | 0 | 0 | 1 | 1 | 1 | 1 | 1 | 1 | 6 | 0.5 | 1 | 0.5
Schedule C - TOD Comm - Three Phase | 50 | 7 | 6 | 6 | 6 | 6 | 6 | 6 | 6 | 6 | 6 | 6 | 6 | 73 | 6.0833 | -1 | -0.083333
Lighting |  | 125 | 127 | 128 | 126 | 127 | 129 | 126 | 122 | 125 | 123 | 123 | 125 | 1506 | 125.5 | -1 | -0.5
CUSTOMERS TOTAL: 0; CUSTOMERS AVG: 0 | -1 | 0
TOTAL |  | 26197 | 26192 | 26336 | 26204 | 26238 | 26351 | 26321 | 26368 | 26416 | 26346 | 26369 | 26451 | 315789 | 26315.75
ENERGY KWH TOTAL
Rate | Code | Jan | Feb | Mar | Apr | May | Jun | Jul | Aug | Sep | Oct | Nov | Dec | TOTAL | AVG
Schedule R - Residential Rate | 1 | 29496349 | 35445074 | 25036093 | 22022736 | 18093822 | 21530340 | 28429601 | 26886666 | 23286041 | 18184601 | 18843478 | 27480887 | 294735688 | 24561307.3333
Schedule R - Pay As You Go ("Prepay") | 2 | 3266188 | 2459998 | 1963562 | 1615545 | 1536851 | 1956513 | 2263290 | 2018919 | 1572853 | 1469029 | 2001630 | 2765022 | 24889400 | 2074116.6667
Schedule R - Residential Time of Day Rate | 3 | 2279 | 2089 | 1506 | 802 | 70 | 70 | 4040 | 2987 | 1447 | 987 | 751 | 1618 | 18646 | 1553.8333
Schedule C - Comm. & Indust. Service Rate < 50 kW | 4 | 2298749 | 2743520 | 2289038 | 2231050 | 2192103 | 2645955 | 3382343 | 3565016 | 3188147 | 2691930 | 2374620 | 2473456 | 32075927 | 2672993.9167
Schedule C - Comm. & Indust. Service Rate > 50 kW | 5 | 4089466 | 4172933 | 3833916 | 4454533 | 4103709 | 4498993 | 4928030 | 4970864 | 5048855 | 4556060 | 3981559 | 3880234 | 52519152 | 4376596
Residential Off Peak Electric Thermal Storage Tariff | 7 | 78584 | 98974 | 65525 | 50255 | 19398 | 1597 | 496 | 614 | 294 | 6561 | 26017 | 55519 | 403834 | 33652.8333
Small Comm. Off-Peak Electric Thermal Storage Tariff | 8 | 0 | 0 | 0 | 0 | 0 | 0 | 0 | 0 | 0 | 0 | 0 | 0 | 0 | 0
Schedule C - Large Commercial 10% Discount | 9 | 1571400 | 1915240 | 1820457 | 1976457 | 1870257 | 2055657 | 2254857 | 2293857 | 2349057 | 1992057 | 1923657 | 1845657 | 23868610 | 1989050.8333
Schedule E - Large Industrial Rate | 10 | 2476956 | 2779356 | 2779356 | 2980956 | 2613756 | 3031356 | 3168156 | 3247356 | 3528156 | 3304956 | 3204156 | 2800956 | 35915472 | 2992956
Schedule LPC-2 Large Power Rate Tariff | 14 | 666600 | 638400 | 637200 | 648600 | 645000 | 686400 | 736200 | 709800 | 652800 | 661200 | 634200 | 642000 | 7958400 | 663200
Schedule D - Large Comm/Ind Opt Time of Day Rate | 15 | 94667 | 173667 | 143667 | 107867 | 65467 | 40467 | 36867 | 23067 | 27867 | 23667 | 51267 | 87667 | 876204 | 73017
Net Metering Tariff | 20 | 98992 | 115632 | 91824 | 89943 | 79329 | 95333 | 111802 | 104351 | 96164 | 95352 | 95105 | 114530 | 1188357 | 99029.75
Schedule LPE4 Interruptible 1500 Firm 200 | 24 | 1333574 | 1539275 | 1439956 | 1721533 | 1674823 | 1751161 | 0 | 0 | 0 | 0 | 0 | 0 | 9460322 | 788360.1667
Schedule LPE-4 Large Power Time of DayRate Tariff | 36 | 0 | 0 | 0 | 0 | 0 | 0 | 1929375 | 1759256 | 2208339 | 1884393 | 1764927 | 1714865 | 11261155 | 938429.5833
Schedule C - TOD Comm - Three Phase | 50 | 14171 | 12987 | 14459 | 24687 | 25146 | 17599 | 19595 | 15233 | 15204 | 22560 | 22003 | 15080 | 218724 | 18227
Lighting |  | 37275 | 37413 | 37438 | 36965 | 36247 | 36193 | 36096 | 35480 | 36074 | 36004 | 35484 | 35899 | 436568 | 36380.6667
[14 empty] | 0 | 0
TOTAL |  | 45525250 | 52134558 | 40153997 | 37961929 | 32955978 | 38347634 | 47300748 | 45633466 | 42011298 | 34929357 | 34958854 | 43913390 | 495826459 | 41318871.5833
Base Rate REVENUE $
Rate | Code | Jan | Feb | Mar | Apr | May | Jun | Jul | Aug | Sep | Oct | Nov | Dec | TOTAL | AVG
Schedule R - Residential Rate | 1 | 2885036.79 | 3406794.27 | 2494637.19 | 2230478.25 | 1885972.95 | 2188161.32 | 2793291.76 | 2658224.8 | 2343474.58 | 1895805.05 | 1953687.33 | 2712411.07 | 29447975.36 | 2453997.9467
Schedule R - Pay As You Go ("Prepay") | 2 | 312759.33 | 239239.28 | 198661.11 | 167300.14 | 161165.44 | 197214.27 | 225001.57 | 203325.55 | 163690.54 | 155319.68 | 201109.78 | 268948.33 | 2493735.02 | 207811.2517
Schedule R - Residential Time of Day Rate | 3 | 185.02 | 171.66 | 126.94 | 74.47 | 20.34 | 20.34 | 407.47 | 266.58 | 149.49 | 110.27 | 90.71 | 144.17 | 1767.46 | 147.2883
Schedule C - Comm. & Indust. Service Rate < 50 kW | 4 | 224841.43 | 261708.83 | 224168.01 | 219262.23 | 216136.67 | 253927.94 | 314673.72 | 330328.32 | 299237.36 | 257643.38 | 231381.36 | 239659.68 | 3072968.93 | 256080.7442
Schedule C - Comm. & Indust. Service Rate > 50 kW | 5 | 392977.98 | 392756.51 | 375627.33 | 423980.64 | 397668.87 | 429318.12 | 460267.81 | 439466.77 | 445254.63 | 416906.71 | 365361.23 | 383571.6 | 4923158.2 | 410263.1833
Residential Off Peak Electric Thermal Storage Tariff | 7 | 4001.62 | 5039.93 | 3336.64 | 2559.04 | 987.75 | 81.27 | 25.19 | 31.22 | 14.92 | 334.06 | 1324.88 | 2827.12 | 20563.64 | 1713.6367
Small Comm. Off-Peak Electric Thermal Storage Tariff | 8 | 0 | 0 | 0 | 0 | 0 | 0 | 0 | 0 | 0 | 0 | 0 | 0 | 0 | 0
Schedule C - Large Commercial 10% Discount | 9 | 116360.6 | 142485.25 | 139277.89 | 148326.25 | 141330.97 | 153635.43 | 166665.41 | 169557.29 | 172362.29 | 150645.07 | 144470.62 | 141982.49 | 1787099.56 | 148924.9633
Schedule E - Large Industrial Rate | 10 | 169571.1 | 184420.46 | 184420.46 | 194320.02 | 176288.67 | 196794.92 | 200335.98 | 204225.1 | 220425.57 | 217230.1 | 212280.32 | 192481.18 | 2352793.88 | 196066.1567
Schedule LPC-2 Large Power Rate Tariff | 14 | 47032.1 | 45711.87 | 45647.68 | 46257.45 | 46064.89 | 48279.29 | 50943 | 49530.91 | 46482.1 | 46931.4 | 45487.22 | 45904.43 | 564272.34 | 47022.695
Schedule D - Large Comm/Ind Opt Time of Day Rate | 15 | 12146.99 | 17382.71 | 15249.28 | 12391.26 | 9464.22 | 6562.16 | 3145.97 | 2368.81 | 2724.57 | 2440.11 | 8312.22 | 9508.61 | 101696.91 | 8474.7425
Net Metering Tariff | 20 | 7320.06 | 7792.05 | 4903.21 | 4020.24 | 2645.31 | 4355.04 | 5848.7 | 6111.16 | 4882.27 | 3426.06 | 4673.1 | 7856.38 | 63833.58 | 5319.465
Schedule LPE4 Interruptible 1500 Firm 200 | 24 | 95397.13 | 106082.78 | 100312.45 | 116256.53 | 113883.57 | 119758.37 | 0 | 0 | 0 | 0 | 0 | 0 | 651690.83 | 54307.5692
Schedule LPE-4 Large Power Time of DayRate Tariff | 36 | 0 | 0 | 0 | 0 | 0 | 0 | 140431.48 | 130872.56 | 156540.73 | 137160.47 | 127509.79 | 124883.06 | 817398.09 | 68116.5075
Schedule C - TOD Comm - Three Phase | 50 | 2170.21 | 1735.53 | 1869.57 | 3047.58 | 3134.05 | 2482.72 | 2715.6 | 2204.59 | 2240.29 | 2977.55 | 2841.82 | 2005.45 | 29424.96 | 2452.08
Lighting |  | 88047.48 | 87793.77 | 87025.36 | 87919.21 | 88878.4 | 89255.13 | 89144.84 | 89108.87 | 89394.73 | 89243.94 | 89362.63 | 89607.71 | 1064782.07 | 88731.8392
[14 empty] | 0 | 0
TOTAL |  | 4357847.84 | 4899114.9 | 3875263.12 | 3656193.31 | 3243642.1 | 3689846.32 | 4452898.5 | 4285622.53 | 3946874.07 | 3376173.85 | 3387893.01 | 4221791.28 | 47393160.83 | 3949430.0692
FAC $
Rate | Code | Jan | Feb | Mar | Apr | May | Jun | Jul | Aug | Sep | Oct | Nov | Dec | TOTAL | AVG
Schedule R - Residential Rate | 1 | 348944.19 | 672847.02 | 182738.01 | 99754.7 | 243691.56 | 183863.67 | 273194.26 | 234986.9 | 345546.58 | 274405.23 | 435520.24 | 737017.19 | 4032509.55 | 336042.4625
Schedule R - Pay As You Go ("Prepay") | 2 | 38639.24 | 46690.19 | 14334.59 | 7317.92 | 20700.52 | 16708.75 | 21750.05 | 17646.05 | 23341.08 | 22168.44 | 46276.81 | 74157.25 | 349730.89 | 29144.2408
Schedule R - Residential Time of Day Rate | 3 | 26.96 | 39.65 | 11 | 3.64 | 0.94 | 0.6 | 38.82 | 26.1 | 21.47 | 14.9 | 17.37 | 43.39 | 244.84 | 20.4033
Schedule C - Comm. & Indust. Service Rate < 50 kW | 4 | 27203.59 | 52072.16 | 16710.24 | 10104.17 | 29527.33 | 22596.68 | 32504.52 | 31156.5 | 47312.02 | 40621.82 | 54900.87 | 66337.85 | 431047.75 | 35920.6458
Schedule C - Comm. & Indust. Service Rate > 50 kW | 5 | 48378.43 | 79202.31 | 27987.55 | 20179.08 | 55277 | 38421.36 | 47358.37 | 43445.4 | 74925.03 | 68751 | 92053.63 | 104067.85 | 700047.01 | 58337.2508
Residential Off Peak Electric Thermal Storage Tariff | 7 | 929.63 | 1878.51 | 478.36 | 227.64 | 261.25 | 13.7 | 4.78 | 5.4 | 4.25 | 99.06 | 601.52 | 1489.03 | 5993.13 | 499.4275
Small Comm. Off-Peak Electric Thermal Storage Tariff | 8 | 0 | 0 | 0 | 0 | 0 | 0 | 0 | 0 | 0 | 0 | 0 | 0 | 0 | 0
Schedule C - Large Commercial 10% Discount | 9 | 18589.67 | 36351.26 | 13289.34 | 8953.35 | 25192.36 | 17555.31 | 21669.18 | 20048.31 | 34860.01 | 30060.14 | 44474.95 | 49500.52 | 320544.4 | 26712.0333
Schedule E - Large Industrial Rate | 10 | 29302.39 | 52752.18 | 20289.3 | 13503.73 | 35207.29 | 25887.78 | 30445.98 | 28381.89 | 52357.84 | 49871.78 | 74080.09 | 75121.64 | 487201.89 | 40600.1575
Schedule LPC-2 Large Power Rate Tariff | 14 | 7885.88 | 12116.83 | 4651.56 | 2938.16 | 8688.15 | 5861.86 | 7074.88 | 6203.65 | 9687.55 | 9977.51 | 14662.7 | 17218.44 | 106967.17 | 8913.9308
Schedule D - Large Comm/Ind Opt Time of Day Rate | 15 | 1119.91 | 3296.2 | 1048.77 | 488.63 | 881.85 | 345.59 | 354.29 | 201.6 | 413.54 | 357.14 | 1185.29 | 2351.23 | 12044.04 | 1003.67
Net Metering Tariff | 20 | 882.1 | 1514.27 | 341.98 | 165.79 | 279.67 | 338.35 | 542.81 | 518.84 | 672.3 | 423.58 | 973.51 | 2103.25 | 8756.45 | 729.7042
Schedule LPE4 Interruptible 1500 Firm 200 | 24 | 15776.18 | 29215.44 | 10511.68 | 7798.54 | 22559.86 | 14954.92 | 0 | 0 | 0 | 0 | 0 | 0 | 100816.62 | 8401.385
Schedule LPE-4 Large Power Time of DayRate Tariff | 36 | 0 | 0 | 0 | 0 | 0 | 0 | 18541.3 | 15375.9 | 32771.75 | 28435.49 | 40805.11 | 45992.68 | 181922.23 | 15160.1858
Schedule C - TOD Comm - Three Phase | 50 | 167.66 | 246.49 | 105.55 | 111.82 | 338.73 | 150.3 | 188.31 | 133.15 | 225.63 | 340.41 | 508.7 | 404.46 | 2921.21 | 243.4342
Lighting |  | 441.06 | 710.01 | 273.46 | 167.4 | 488.02 | 309.15 | 346.8 | 310.29 | 535.33 | 543.5 | 820.14 | 962.65 | 5907.81 | 492.3175
[14 empty] | 0 | 0
TOTAL |  | 538286.89 | 988932.52 | 292771.39 | 171714.57 | 443094.53 | 327008.02 | 454014.35 | 398439.98 | 622674.38 | 526070 | 806880.93 | 1176767.43 | 6746654.99 | 562221.2492
ES $
Rate | Code | Jan | Feb | Mar | Apr | May | Jun | Jul | Aug | Sep | Oct | Nov | Dec | TOTAL | AVG
Schedule R - Residential Rate | 1 | 455545.67 | 392252.89 | 261804.99 | 173531.74 | 235674.69 | 277815.34 | 406733.73 | 371793.06 | 286624.93 | 186814.44 | 246870.07 | 394945.15 | 3690406.7 | 307533.8917
Schedule R - Pay As You Go ("Prepay") | 2 | 48935.89 | 27351.28 | 20630 | 12878.9 | 19869.63 | 24751.39 | 32462 | 28177.79 | 19802.71 | 15107.01 | 25206.66 | 38915.02 | 314088.28 | 26174.0233
Schedule R - Residential Time of Day Rate | 3 | 30.6 | 20.91 | 14.09 | 6.36 | 3.33 | 3.5 | 59.2 | 37.99 | 18.8 | 11.26 | 11.85 | 22.16 | 240.05 | 20.0042
Schedule C - Comm. & Indust. Service Rate < 50 kW | 4 | 35791.53 | 30373.63 | 23693.3 | 17149.98 | 27171.9 | 32355.96 | 46045.41 | 46364.59 | 36845.95 | 25525.57 | 29525.19 | 35207.81 | 386050.82 | 32170.9017
Schedule C - Comm. & Indust. Service Rate > 50 kW | 5 | 61171.4 | 44829.28 | 38687.51 | 32295.77 | 48806.61 | 53493.69 | 66138.59 | 60894.4 | 54297.99 | 40711.59 | 46161.62 | 54975.25 | 602463.7 | 50205.3083
Residential Off Peak Electric Thermal Storage Tariff | 7 | 680.54 | 654.51 | 363.96 | 201.77 | 134.05 | 10.85 | 3.97 | 4.7 | 2.06 | 36.2 | 193.65 | 484.73 | 2770.99 | 230.9158
Small Comm. Off-Peak Electric Thermal Storage Tariff | 8 | 0 | 0 | 0 | 0 | 0 | 0 | 0 | 0 | 0 | 0 | 0 | 0 | 0 | 0
Schedule C - Large Commercial 10% Discount | 9 | 19620.94 | 16919.07 | 14556.55 | 11388.29 | 17869.79 | 19500.58 | 24448.04 | 23816.61 | 21552.9 | 15090.31 | 18990.75 | 21505.47 | 225259.3 | 18771.6083
Schedule E - Large Industrial Rate | 10 | 27450.59 | 22440.68 | 19533.5 | 15049.61 | 22698.22 | 25368.56 | 29961.19 | 29220.95 | 28374.04 | 22306.67 | 28783.63 | 30056.72 | 301244.36 | 25103.6967
Schedule LPC-2 Large Power Rate Tariff | 14 | 7578.68 | 5470.6 | 4798.55 | 3561.76 | 5875 | 6166.68 | 7530.72 | 7000.26 | 5841.64 | 4751.89 | 6045.07 | 7088.7 | 71709.55 | 5975.7958
Schedule D - Large Comm/Ind Opt Time of Day Rate | 15 | 1839.83 | 1962.39 | 1561.05 | 937.22 | 1117.13 | 794.21 | 462.8 | 331.03 | 333.15 | 239.01 | 961.06 | 1339.18 | 11878.06 | 989.8383
Net Metering Tariff | 20 | 1154.44 | 895.82 | 515.98 | 314.97 | 331.34 | 554.31 | 852.13 | 854.51 | 595.76 | 335.94 | 585.98 | 1139.1 | 8130.28 | 677.5233
Schedule LPE4 Interruptible 1500 Firm 200 | 24 | 15341.92 | 12799.21 | 10572.62 | 8981.59 | 14640.38 | 15343.84 | 0 | 0 | 0 | 0 | 0 | 0 | 77679.56 | 6473.2967
Schedule LPE-4 Large Power Time of DayRate Tariff | 36 | 0 | 0 | 0 | 0 | 0 | 0 | 20634.67 | 18368.81 | 19688.5 | 13827.26 | 16915.65 | 19189.35 | 108624.24 | 9052.02
Schedule C - TOD Comm - Three Phase | 50 | 322.62 | 187.5 | 188.41 | 228.73 | 372.63 | 299.89 | 376.93 | 293.62 | 256.47 | 277.05 | 336.72 | 270.64 | 3411.21 | 284.2675
Lighting |  | 1201.3 | 850.77 | 816.61 | 614.17 | 1019.1 | 1060.34 | 1210.69 | 1158.38 | 1000.3 | 803.23 | 991.53 | 1148.87 | 11875.29 | 989.6075
[14 empty] | 0 | 0
TOTAL |  | 676665.95 | 557008.54 | 397737.12 | 277140.86 | 395583.8 | 457519.14 | 636920.07 | 588316.7 | 475235.2 | 325837.43 | 421579.43 | 606288.15 | 5815832.39 | 484652.6992
TOTAL REVENUE $
Rate | Code | Jan | Feb | Mar | Apr | May | Jun | Jul | Aug | Sep | Oct | Nov | Dec | TOTAL | AVG
Schedule R - Residential Rate | 1 | 3689526.65 | 4471894.18 | 2939180.19 | 2503764.69 | 2365339.2 | 2649840.33 | 3473219.75 | 3265004.76 | 2975646.09 | 2357024.72 | 2636077.64 | 3844373.41 | 37170891.61 | 3097574.3008
Schedule R - Pay As You Go ("Prepay") | 2 | 400334.46 | 313280.75 | 233625.7 | 187496.96 | 201735.59 | 238674.41 | 279213.62 | 249149.39 | 206834.33 | 192595.13 | 272593.25 | 382020.6 | 3157554.19 | 263129.5158
Schedule R - Residential Time of Day Rate | 3 | 242.58 | 232.22 | 152.03 | 84.47 | 24.61 | 24.44 | 505.49 | 330.67 | 189.76 | 136.43 | 119.93 | 209.72 | 2252.35 | 187.6958
Schedule C - Comm. & Indust. Service Rate < 50 kW | 4 | 287836.55 | 344154.62 | 264571.55 | 246516.38 | 272835.9 | 308880.58 | 393223.65 | 407849.41 | 383395.33 | 323790.77 | 315807.42 | 341205.34 | 3890067.5 | 324172.2917
Schedule C - Comm. & Indust. Service Rate > 50 kW | 5 | 502527.81 | 516788.1 | 442302.39 | 476455.49 | 501752.48 | 521233.17 | 573764.77 | 543806.57 | 574477.65 | 526369.3 | 503576.48 | 542614.7 | 6225668.91 | 518805.7425
Residential Off Peak Electric Thermal Storage Tariff | 7 | 5611.79 | 7572.95 | 4178.96 | 2988.45 | 1383.05 | 105.82 | 33.94 | 41.32 | 21.23 | 469.32 | 2120.05 | 4800.88 | 29327.76 | 2443.98
Small Comm. Off-Peak Electric Thermal Storage Tariff | 8 | 0 | 0 | 0 | 0 | 0 | 0 | 0 | 0 | 0 | 0 | 0 | 0 | 0 | 0
Schedule C - Large Commercial 10% Discount | 9 | 154571.21 | 195755.58 | 167123.78 | 168667.89 | 184393.12 | 190691.32 | 212782.63 | 213422.21 | 228775.2 | 195795.52 | 207936.32 | 212988.48 | 2332903.26 | 194408.605
Schedule E - Large Industrial Rate | 10 | 226324.08 | 259613.32 | 224243.26 | 222873.36 | 234194.18 | 248051.26 | 260743.15 | 261827.94 | 301157.45 | 289408.55 | 315144.04 | 297659.54 | 3141240.13 | 261770.0108
Schedule LPC-2 Large Power Rate Tariff | 14 | 62496.66 | 63299.3 | 55097.79 | 52757.37 | 60628.04 | 60307.83 | 65548.6 | 62734.82 | 62011.29 | 61660.8 | 66194.99 | 70211.57 | 742949.06 | 61912.4217
Schedule D - Large Comm/Ind Opt Time of Day Rate | 15 | 15106.73 | 22641.3 | 17859.1 | 13817.11 | 11463.2 | 7701.96 | 3963.06 | 2901.44 | 3471.26 | 3036.26 | 10458.57 | 13199.02 | 125619.01 | 10468.2508
Net Metering Tariff | 20 | 9356.6 | 10202.14 | 5761.17 | 4501 | 3256.32 | 5247.7 | 7243.64 | 7484.51 | 6150.33 | 4185.58 | 6232.59 | 11098.73 | 80720.31 | 6726.6925
Schedule LPE4 Interruptible 1500 Firm 200 | 24 | 126515.23 | 148097.43 | 121396.75 | 133036.66 | 151083.81 | 150057.13 | 0 | 0 | 0 | 0 | 0 | 0 | 830187.01 | 69182.2508
Schedule LPE-4 Large Power Time of DayRate Tariff | 36 | 0 | 0 | 0 | 0 | 0 | 0 | 179607.45 | 164617.27 | 209000.98 | 179423.22 | 185230.55 | 190065.09 | 1107944.56 | 92328.7133
Schedule C - TOD Comm - Three Phase | 50 | 2660.49 | 2169.52 | 2163.53 | 3388.13 | 3845.41 | 2932.91 | 3280.84 | 2631.36 | 2722.39 | 3595.01 | 3687.24 | 2680.55 | 35757.38 | 2979.7817
Lighting |  | 89689.84 | 89354.55 | 88115.43 | 88700.78 | 90385.52 | 90624.62 | 90702.33 | 90577.54 | 90930.36 | 90590.67 | 91174.3 | 91719.23 | 1082565.17 | 90213.7642
|  | 0 | 0 | 0 | 0 | 0 | 0 | 0 | 0 | 0 | 0 | 0 | 0 | 0 | 0
TOTAL |  | 5572800.68 | 6445055.96 | 4565771.63 | 4105048.74 | 4082320.43 | 4474373.48 | 5543832.92 | 5272379.21 | 5044783.65 | 4228081.28 | 4616353.37 | 6004846.86 | 59955648.21 | 4996304.0175
BILLING DEMAND KW
Rate | Code | Jan | Feb | Mar | Apr | May | Jun | Jul | Aug | Sep | Oct | Nov | Dec | TOTAL | AVG
Schedule R - Residential Rate | 1 | [12 empty] | 0 | 0
Schedule R - Pay As You Go ("Prepay") | 2 | [12 empty] | 0 | 0
Schedule R - Residential Time of Day Rate | 3 | [12 empty] | 0 | 0
Schedule C - Comm. & Indust. Service Rate < 50 kW | 4 | 3039.723 | 3142.812 | 3277.822 | 3296.377 | 3277.091 | 3462.177 | 3798.142 | 3726.965 | 3746.333 | 3987.771 | 3430.606 | 3377.159 | 41562.978 | 3463.5815
Schedule C - Comm. & Indust. Service Rate > 50 kW | 5 | 15077.532 | 14305.199 | 15129.153 | 16262.209 | 15724.744 | 16532.403 | 17016.498 | 14130.544 | 14269.653 | 14581.89 | 12697.062 | 15716.742 | 181443.629 | 15120.3024
Residential Off Peak Electric Thermal Storage Tariff | 7 | [12 empty] | 0 | 0
Small Comm. Off-Peak Electric Thermal Storage Tariff | 8 | [12 empty] | 0 | 0
Schedule C - Large Commercial 10% Discount | 9 | 4631.4 | 4542.6 | 4837.8 | 4864.8 | 4732.8 | 4975.8 | 5211 | 5303.4 | 5259 | 5059.8 | 4747.8 | 5011.2 | 59177.4 | 4931.45
Schedule E - Large Industrial Rate | 10 | 5724 | 5724 | 5724 | 5724 | 5724 | 5724 | 5335.2 | 5335.2 | 5630.4 | 6580.8 | 6580.8 | 6580.8 | 70387.2 | 5865.6
Schedule LPC-2 Large Power Rate Tariff | 14 | 1249.2 | 1272.6 | 1272.6 | 1272.6 | 1272.6 | 1272.6 | 1272.6 | 1272.6 | 1272.6 | 1272.6 | 1272.6 | 1272.6 | 15247.8 | 1270.65
Schedule D - Large Comm/Ind Opt Time of Day Rate | 15 | 705.8 | 738 | 708 | 634 | 602.4 | 439.8 | 49.4 | 28 | 26 | 21.2 | 570.8 | 404.2 | 4927.6 | 410.6333
Net Metering Tariff | 20 | [12 empty] | 0 | 0
Schedule LPE4 Interruptible 1500 Firm 200 | 24 | 3398.4 | 3243.6 | 3196.8 | 3236.4 | 3358.8 | 3470.4 | 0 | 0 | 0 | 0 | 0 | 0 | 19904.4 | 1658.7
Schedule LPE-4 Large Power Time of DayRate Tariff | 36 | 0 | 0 | 0 | 0 | 0 | 0 | 4307.4 | 4317 | 4401.6 | 4210.4 | 3977.4 | 4003 | 25216.8 | 2101.4
Schedule C - TOD Comm - Three Phase | 50 | [12 empty] | 0 | 0
Lighting | [13 empty] | 0 | 0
[14 empty] | 0 | 0
TOTAL |  | 33826.055 | 32968.811 | 34146.175 | 35290.386 | 34692.435 | 35877.18 | 36990.24 | 34113.709 | 34605.586 | 35714.461 | 33277.068 | 36365.701 | 417867.807 | 34822.3173