## OH Primary
Kentucky Power
Zero Intercept & Minimum System Analyses
Account 365 - Overhead Conductors and Devices |  |  | PRIMARY
[5 empty] | Actual |  | Linear Regression Inputs
|  | Area from Table of Conductor Sizes |  |  | Unit Cost
# | Description | Size | Cost | Quantity | ($ per Unit) | y*n^0.5 | n^0.5 | xn^0.5
1 | 1/0AA | 105.531 | 1893.026 | 1198.1177 | 1.58 | 54.6899 | 34.6138 | 3652.8329
2 | 2AA | 66.369 | 1454.8454 | 1334.7206 | 1.09 | 39.8219 | 36.5338 | 2424.7136
3 | 2AS | 66.369 | 122.0798 | 111.9998 | 1.09 | 11.5355 | 10.583 | 702.3828
4 | 4/0AA | 211.592 | 4396.1312 | 2325.9953 | 1.89 | 91.152 | 48.2286 | 10204.7804
5 | 4/0AL | 211.592 | 755.9985 | 399.9992 | 1.89 | 37.8 | 20 | 4231.8358
6 | 556AL | 556 | 27932.495 | 9975.8911 | 2.8 | 279.6623 | 99.8794 | 55532.9368
7 | 1/0AL | 105.531 | 1137.6 | 720 | 1.58 | 42.3958 | 26.8328 | 2831.6939
8 | 2AA | 66.369 | 3231.2681 | 2964.4662 | 1.09 | 59.3471 | 54.4469 | 3613.5871
9 | 4CU | 41.74 | 896.3982 | 269.9995 | 3.32 | 54.5531 | 16.4317 | 685.8575
10 | 4/0AA | 211.592 | 3160.0737 | 1671.9967 | 1.89 | 77.2822 | 40.8901 | 8652.0087
11 | 556AL | 556 | 7209.9206 | 2574.9716 | 2.8 | 142.0837 | 50.7442 | 28213.7632
12 | 750AL | 750 | 20517.1744 | 5399.2564 | 3.8 | 279.2226 | 73.4796 | 55109.7246
13 | 1AA | 83.69 | 638.3187 | 403.9992 | 1.58 | 31.7576 | 20.0997 | 1682.1465
14 | 1/0AA | 105.531 | 783210.3125 | 495702.7295 | 1.58 | 1112.4173 | 704.0616 | 74300.3242
15 | 1/0AL | 105.531 | 45646.4383 | 28890.1508 | 1.58 | 268.5542 | 169.971 | 17937.2127
16 | 1/0AS | 105.531 | 44413.671 | 28109.9183 | 1.58 | 264.903 | 167.6601 | 17693.3409
17 | 1/0CU | 105.531 | 9689.8381 | 2841.5947 | 3.41 | 181.7755 | 53.3066 | 5625.4999
18 | 1/0CW | 105.531 | 5801.4443 | 1701.3033 | 3.41 | 140.6518 | 41.2469 | 4352.8222
19 | 2A5 | 66.369 | 1003.7407 | 920.863 | 1.09 | 33.0768 | 30.3457 | 2014.0154
20 | 2AA | 66.369 | 15739381.7561 | 14439799.7763 | 1.09 | 4141.9713 | 3799.9737 | 252200.4515
21 | 2AL | 66.369 | 361086.4993 | 331272.0177 | 1.09 | 627.363 | 575.5623 | 38199.4975
22 | 2AS | 66.369 | 3865958.8369 | 3546751.2265 | 1.09 | 2052.7774 | 1883.282 | 124991.5454
23 | 2CC | 66.369 | 6316.9024 | 2163.3227 | 2.92 | 135.8137 | 46.5115 | 3086.924
24 | 2CU | 66.369 | 99842.2206 | 34192.5413 | 2.92 | 539.9438 | 184.9123 | 12272.4413
25 | 2CW | 66.369 | 2622.1548 | 897.9982 | 2.92 | 87.5025 | 29.9666 | 1988.8545
26 | 2Unknown | 66.369 | 660.037 | 605.5385 | 1.09 | 26.8224 | 24.6077 | 1633.1879
27 | 2/0AA | 133.072 | 332.9393 | 178.9996 | 1.86 | 24.8851 | 13.3791 | 1780.3802
28 | 2/0AL | 133.072 | 65.0999 | 34.9999 | 1.86 | 11.0039 | 5.9161 | 787.2638
29 | 2AAA | 66.369 | 137.3397 | 125.9997 | 1.09 | 12.2352 | 11.225 | 744.9894
30 | 2ACC | 66.369 | 61645.4497 | 21111.4554 | 2.92 | 424.2696 | 145.2978 | 9643.2708
31 | 3/0AA | 167.8 | 724.8786 | 327.9993 | 2.21 | 40.0248 | 18.1108 | 3038.9842
32 | 3/0AS | 167.8 | 2194.5256 | 992.998 | 2.21 | 69.6412 | 31.5119 | 5287.692
33 | 336AS | 336 | 4347.4696 | 1732.0596 | 2.51 | 104.4612 | 41.618 | 13983.6547
34 | 4A5 | 41.74 | 576.8488 | 694.9986 | 0.83 | 21.8811 | 26.3628 | 1100.3844
35 | 4AA | 41.74 | 13688.3644 | 16492.0052 | 0.83 | 106.5896 | 128.4212 | 5360.301
36 | 4AL | 41.74 | 6778.9371 | 8167.3941 | 0.83 | 75.0101 | 90.3736 | 3772.1956
37 | 4AS | 41.74 | 879488.7006 | 1059624.9404 | 0.83 | 854.3861 | 1029.3809 | 42966.3568
38 | 4CC | 41.74 | 1152.0377 | 346.9993 | 3.32 | 61.8447 | 18.6279 | 777.5293
39 | 4CU | 41.74 | 14501311.1228 | 4367864.796 | 3.32 | 6938.6132 | 2089.9437 | 87234.2513
40 | 4CW | 41.74 | 24776.9303 | 7462.9308 | 3.32 | 286.809 | 86.3883 | 3605.8458
41 | 4Unknown | 41.74 | 341.1293 | 410.9992 | 0.83 | 16.8267 | 20.2731 | 846.1998
42 | 4/0AA | 211.592 | 117772.3201 | 62313.3969 | 1.89 | 471.7941 | 249.6265 | 52818.9735
43 | 4/0AL | 211.592 | 5773.5629 | 3054.7952 | 1.89 | 104.4607 | 55.2702 | 11694.7325
44 | 4/0AS | 211.592 | 30304.8331 | 16034.3033 | 1.89 | 239.3243 | 126.6266 | 26793.1817
45 | 4/0CU | 211.592 | 27473.2132 | 4845.3639 | 5.67 | 394.681 | 69.6086 | 14728.6331
46 | 4AAS | 41.74 | 217.4596 | 261.9995 | 0.83 | 13.4347 | 16.1864 | 675.6202
47 | 4ACC | 41.74 | 305950.086 | 167185.8393 | 1.83 | 748.2571 | 408.8837 | 17066.8036
48 | 556AL | 556 | 22034.8934 | 7869.6048 | 2.8 | 248.3902 | 88.7108 | 49323.2009
49 | 6AA | 26.251 | 6180.6446 | 7446.5598 | 0.83 | 71.6236 | 86.2935 | 2265.2894
50 | 6AL | 26.251 | 2695.0046 | 3246.9935 | 0.83 | 47.2954 | 56.9824 | 1495.8449
51 | 6AS | 26.251 | 3588.4708 | 4323.4588 | 0.83 | 54.575 | 65.753 | 1726.0824
52 | 6CC | 26.251 | 762238.6484 | 725941.5699 | 1.05 | 894.6232 | 852.022 | 22366.4308
53 | 6CU | 26.251 | 181019.6038 | 172399.6226 | 1.05 | 435.9709 | 415.2103 | 10899.6865
54 | 6CW | 26.251 | 380.0992 | 361.9993 | 1.05 | 19.9776 | 19.0263 | 499.4588
55 | 6Unknown | 26.251 | 443.9314 | 534.8572 | 0.83 | 19.1954 | 23.127 | 607.1063
56 | 6ACC | 26.251 | 2488985.4869 | 2370462.3685 | 1.05 | 1616.6121 | 1539.6306 | 40416.8427
57 | 6ACU | 26.251 | 1595.9305 | 1519.9338 | 1.05 | 40.9356 | 38.9863 | 1023.4301
58 | 8AA | 16.509 | 571.8689 | 688.9986 | 0.83 | 21.7865 | 26.2488 | 433.3412
59 | 8CC | 16.509 | 58743.1242 | 70774.8485 | 0.83 | 220.8094 | 266.0354 | 4391.9789
60 | 8ACC | 16.509 | 97683.2689 | 117690.6854 | 0.83 | 284.7404 | 343.0608 | 5663.5901
61 | 1/0AA | 105.531 | 22374.8792 | 5826.7915 | 3.84 | 293.1203 | 76.3334 | 8055.5425
62 | 1/0AL | 105.531 | 18400.2686 | 4791.7366 | 3.84 | 265.8139 | 69.2224 | 7305.106
63 | 2AA | 66.369 | 2324.1581 | 848.2329 | 2.74 | 79.801 | 29.1244 | 1932.9598
64 | 2AL | 66.369 | 2400.2356 | 875.9984 | 2.74 | 81.0965 | 29.5973 | 1964.3412
65 | 4/0AA | 211.592 | 59360.118 | 10773.1612 | 5.51 | 571.9041 | 103.7938 | 21961.9461
66 | 4/0AL | 211.592 | 24828.9403 | 4506.1598 | 5.51 | 369.8749 | 67.1279 | 14203.7342
67 | 4/0AS | 211.592 | 2231.5455 | 404.9992 | 5.51 | 110.8865 | 20.1246 | 4258.2026
68 | 556AL | 556 | 733327.2067 | 103285.5221 | 7.1 | 2281.8026 | 321.3806 | 178687.6413
69 | 1AA | 83.69 | 330.2193 | 208.9996 | 1.58 | 22.8418 | 14.4568 | 1209.8911
70 | 1/0AA | 105.531 | 3437418.9654 | 2175581.6237 | 1.58 | 2330.4768 | 1474.9853 | 155656.6733
71 | 1/0AL | 105.531 | 208687.0051 | 132080.383 | 1.58 | 574.2173 | 363.4286 | 38352.9888
72 | 1/0AS | 105.531 | 312523.6144 | 197799.7559 | 1.58 | 702.7 | 444.7468 | 46934.5793
73 | 1/0CU | 105.531 | 50554.4867 | 14825.3627 | 3.41 | 415.1997 | 121.7594 | 12849.3961
74 | 1/0CW | 105.531 | 20209.6498 | 5926.5835 | 3.41 | 262.5165 | 76.9843 | 8124.2309
75 | 1/0Unknown | 105.531 | 3432.2158 | 2172.2885 | 1.58 | 73.6403 | 46.6078 | 4918.5694
76 | 2A5 | 66.369 | 381.4992 | 349.9993 | 1.09 | 20.392 | 18.7083 | 1241.6491
77 | 2AA | 66.369 | 3727401.5166 | 3419634.4189 | 1.09 | 2015.6556 | 1849.2254 | 122731.2377
78 | 2AL | 66.369 | 83065.3415 | 76206.7353 | 1.09 | 300.9007 | 276.0557 | 18321.539
79 | 2AS | 66.369 | 762514.2743 | 699554.3801 | 1.09 | 911.6691 | 836.3937 | 55510.6118
80 | 2CU | 66.369 | 256914.4442 | 87984.3987 | 2.92 | 866.1352 | 296.6216 | 19686.4818
81 | 2CW | 66.369 | 25224.8443 | 8638.6453 | 2.92 | 271.3974 | 92.9443 | 6168.6211
82 | 2/0AS | 133.072 | 2691.9145 | 1447.2659 | 1.86 | 70.7599 | 38.0429 | 5062.4512
83 | 2/0CU | 133.072 | 3482.9595 | 835.2421 | 4.17 | 120.5153 | 28.9006 | 3845.8547
84 | 2ACC | 66.369 | 11402.8128 | 2734.4875 | 4.17 | 218.059 | 52.2923 | 3470.5895
85 | 3/0AA | 167.8 | 3413.3334 | 1544.4948 | 2.21 | 86.8531 | 39.3001 | 6594.5502
86 | 3/0AL | 167.8 | 1610.1837 | 728.5899 | 2.21 | 59.6532 | 26.9924 | 4529.3255
87 | 3/0AS | 167.8 | 219777.1978 | 99446.6958 | 2.21 | 696.9273 | 315.3517 | 52916.0156
88 | 3/0CU | 167.8 | 3730.7676 | 759.8305 | 4.91 | 135.3443 | 27.565 | 4625.4108
89 | 336AA | 336 | 26398.5893 | 10517.3662 | 2.51 | 257.4111 | 102.5542 | 34458.215
90 | 336AL | 336 | 21957.8576 | 8748.1504 | 2.51 | 234.7642 | 93.5315 | 31426.6001
91 | 336AS | 336 | 131860.2142 | 52533.9499 | 2.51 | 575.2992 | 229.2029 | 77012.1601
92 | 350AL | 350 | 2069.096 | 589.486 | 3.51 | 85.2205 | 24.2793 | 8497.7667
93 | 397AS | 397 | 9008.1592 | 2641.6889 | 3.41 | 175.265 | 51.3974 | 20404.7531
94 | 4AA | 41.74 | 4719.0609 | 5685.6156 | 0.83 | 62.5845 | 75.403 | 3147.3221
95 | 4AL | 41.74 | 7344.6672 | 8848.9966 | 0.83 | 78.0774 | 94.0691 | 3926.4445
96 | 4AS | 41.74 | 26517.7066 | 31949.0441 | 0.83 | 148.3567 | 178.743 | 7460.731
97 | 4CU | 41.74 | 2468605.0175 | 743555.7282 | 3.32 | 2862.8253 | 862.2968 | 35992.2674
98 | 4CW | 41.74 | 9747.4539 | 2935.9801 | 3.32 | 179.8932 | 54.1847 | 2261.6687
99 | 4/0A5 | 211.592 | 755.9985 | 399.9992 | 1.89 | 37.8 | 20 | 4231.8358
100 | 4/0AA | 211.592 | 6249724.0176 | 3306732.2844 | 1.89 | 3436.8559 | 1818.4423 | 384767.8365
101 | 4/0AL | 211.592 | 472858.2141 | 250189.5313 | 1.89 | 945.3581 | 500.1895 | 105836.0957
102 | 4/0AS | 211.592 | 233696.2674 | 123648.8187 | 1.89 | 664.5946 | 351.6373 | 74403.648
103 | 4/0CU | 211.592 | 256379.9748 | 45216.9268 | 5.67 | 1205.6842 | 212.6427 | 44993.4986
104 | 4ACC | 41.74 | 236197.8115 | 35411.9657 | 6.67 | 1255.1651 | 188.1807 | 7854.6613
105 | 556AL | 556 | 6812539.9388 | 2433049.9781 | 2.8 | 4367.5064 | 1559.8237 | 867261.9777
106 | 6AA | 26.251 | 833.9293 | 1004.7341 | 0.83 | 26.309 | 31.6975 | 832.0921
107 | 6AL | 26.251 | 560.9938 | 675.8962 | 0.83 | 21.5783 | 25.998 | 682.4736
108 | 6AS | 26.251 | 607.6329 | 732.0878 | 0.83 | 22.4574 | 27.0571 | 710.2765
109 | 6CC | 26.251 | 99136.4571 | 94415.6734 | 1.05 | 322.6349 | 307.2713 | 8066.1798
110 | 6CU | 26.251 | 54351.8901 | 51763.7049 | 1.05 | 238.8922 | 227.5164 | 5972.5326
111 | 6ACC | 26.251 | 68858.8506 | 65579.8577 | 1.05 | 268.8899 | 256.0856 | 6722.5043
112 | 795AL | 795 | 211.0203 | 55.5317 | 3.8 | 28.3174 | 7.452 | 5924.3052
113 | 8CC | 16.509 | 5561.7166 | 6700.8633 | 0.83 | 67.9428 | 81.8588 | 1351.4069
114 | 8ACC | 16.509 | 17378.2477 | 20937.6478 | 0.83 | 120.0997 | 144.6985 | 2388.8271
115 | 2AA | 66.369 | 423.8992 | 388.8983 | 1.09 | 21.4954 | 19.7205 | 1308.8302
116 | 556AL | 556 | 10911.5054 | 3896.9662 | 2.8 | 174.7919 | 62.4257 | 34708.6811
117 | 1/0AA | 105.531 | 282.0174 | 178.492 | 1.58 | 21.1089 | 13.3601 | 1409.9036
118 | 1/0AL | 105.531 | 191923.6167 | 121470.6435 | 1.58 | 550.6717 | 348.5264 | 36780.3383
119 | 1/0CU | 105.531 | 11268.2078 | 3304.4598 | 3.41 | 196.0219 | 57.4844 | 6066.3895
120 | 2AA | 66.369 | 37933.9878 | 34801.8237 | 1.09 | 203.3422 | 186.5525 | 12381.3008
121 | 2AL | 66.369 | 18504.7561 | 16976.8405 | 1.09 | 142.0218 | 130.2952 | 8647.5625
122 | 2CU | 66.369 | 3162.9234 | 1083.1929 | 2.92 | 96.1027 | 32.9119 | 2184.3297
123 | 4CU | 41.74 | 1546.4936 | 465.8113 | 3.32 | 71.6544 | 21.5827 | 900.8603
124 | 4/0AL | 211.592 | 36559.5699 | 19343.6878 | 1.89 | 262.8642 | 139.0816 | 29428.5511
125 | 500AL | 500 | 450.8333 | 161.0119 | 2.8 | 35.5293 | 12.689 | 6344.5229
126 | 6AL | 26.251 | 505.0572 | 608.5027 | 0.83 | 20.4743 | 24.6678 | 647.5556
127 | 6CC | 26.251 | 257.2495 | 244.9995 | 1.05 | 16.4351 | 15.6525 | 410.8927
128 | 6CU | 26.251 | 367.5 | 350 | 1.05 | 19.6437 | 18.7083 | 491.1112
129 | 750AL | 750 | 25103.5687 | 6606.2023 | 3.8 | 308.8585 | 81.2785 | 60958.9106
130 | 750CU | 750 | 1140 | 300 | 3.8 | 65.8179 | 17.3205 | 12990.3811
131 | 1/0AA | 105.531 | 9665.5368 | 6117.4283 | 1.58 | 123.5781 | 78.214 | 8254.0007
132 | 1/0AL | 105.531 | 418.6992 | 264.9995 | 1.58 | 25.7205 | 16.2788 | 1717.9185
133 | 1/0AS | 105.531 | 1308.9887 | 828.4739 | 1.58 | 45.4775 | 28.7832 | 3037.5222
134 | 2AA | 66.369 | 27987.2932 | 25676.4158 | 1.09 | 174.6601 | 160.2386 | 10634.8771
135 | 2AL | 66.369 | 1075.8278 | 986.998 | 1.09 | 34.244 | 31.4165 | 2085.0833
136 | 2AS | 66.369 | 5937.3912 | 5447.1479 | 1.09 | 80.4472 | 73.8048 | 4898.3505
137 | 3/0AS | 167.8 | 556.9189 | 251.9995 | 2.21 | 35.0826 | 15.8745 | 2663.7398
138 | 4CU | 41.74 | 27174.1457 | 8184.9836 | 3.32 | 300.3634 | 90.4709 | 3776.2553
139 | 4/0AA | 211.592 | 68665.8137 | 36331.1183 | 1.89 | 360.2477 | 190.6072 | 40330.9662
140 | 4/0AL | 211.592 | 2666.0804 | 1410.6246 | 1.89 | 70.9852 | 37.5583 | 7947.032
141 | 4/0AS | 211.592 | 563.5745 | 298.1876 | 1.89 | 32.6367 | 17.2681 | 3653.7937
142 | 4ACC | 41.74 | 5137.7142 | 1547.5043 | 3.32 | 130.6033 | 39.3383 | 1641.9819
143 | 556AL | 556 | 98534.7278 | 35190.9742 | 2.8 | 525.2592 | 187.5926 | 104301.4717
144 | 6CC | 26.251 | 852.5983 | 811.9984 | 1.05 | 29.9204 | 28.4956 | 748.0376
145 | 6ACC | 26.251 | 158.5497 | 150.9997 | 1.05 | 12.9026 | 12.2882 | 322.5774
146 | TOTAL |  | 68459133.8328 | 42863702.8437
147
148 | Zero Intercept Linear Regression Results |  |  |  |  | LINEST Array
149
150 | Size Coefficient ($ per MCM) |  | 0.0028223 |  |  | 0.0028223 | 1.2984
151 | Zero Intercept ($ per Unit) |  | 1.2984 |  |  | 0.0005355 | 0.087536
152 | R-Square |  | 0.80779 |  |  | 0.80779 | 436.7514
153
154 | Plant Classification
155
156 | Total Number of Units |  | 42863702.8437
157 | Zero Intercept ($/Unit) |  | 1.2984
158 | Minimum System ($/Unit) |  | 0.83
159 | Use Min System (M) or Zero Intercept (Z)? |  | Z
160 | Zero Intercept or Min System Cost ($) |  | 55655089.2821
161 | Total Cost of Sample |  | 68459133.8328
162 | Percentage of Total |  | 0.81297
163 | Percentage Classified as Customer-Related |  | 81.3%
164 | Percentage Classified as Demand-Related |  | 18.7%
Account 367 - Underground Conductors and Devices
[5 empty] | Actual |  | Linear Regression Inputs
Unit Cost
| Description | Size | Cost | Quantity | ($ per Unit) | y*n^0.5 | n^0.5 | xn^0.5
| #2 Copper URD Primary | 66.37 | 6847.5 | 10343 | 0.66204 | 67.33 | 101.7005 | 6749.8649
| #1/0 Aluminun URD Primary Cable | 105.53 | 4420044.63 | 1695372 | 2.6071 | 3394.6433 | 1302.0645 | 137406.8682
| #2 Aluminum URD Primary | 66.37 | 743115.49 | 610998 | 1.2162 | 950.6845 | 781.6636 | 51879.0138
| #750 Aluminum URD Primary | 750 | 891822.04 | 49004 | 18.199 | 4028.6769 | 221.3685 | 166026.3533
| #750 Copper URD Primary | 750 | 471.06 | 86 | 5.4774 | 50.7957 | 9.2736 | 6955.2139
| #4/0 Aluminum URD Primary | 211.592 | 536862.15 | 147974 | 3.6281 | 1395.6293 | 384.6739 | 81393.9173
| #500 Copper URD Primary | 500 | 107004.63 | 39451 | 2.7123 | 538.733 | 198.6228 | 99311.379
| #500 Aluminum URD Primary | 500 | 1407895.44 | 127613 | 11.0325 | 3941.1498 | 357.2296 | 178614.809
| #500 Copper URD Secondary | 500 | 7549.15 | 2146 | 3.5178 | 162.9608 | 46.3249 | 23162.4696
| #2 TPX Secondary URD | 66.37 | 2690.72 | 32 | 84.085 | 475.6566 | 5.6569 | 375.4454
| #1/0 TPX URD Secondary | 105.53 | 31944.74 | 9570 | 3.338 | 326.5453 | 97.8264 | 10323.6175
| #2/0 TPX URD Secondary | 133.07 | 411.89 | 89 | 4.628 | 43.6603 | 9.434 | 1255.3799
| #4/0 TPX URD Secondary | 211.592 | 84810.81 | 18641 | 4.5497 | 621.1788 | 136.532 | 28889.089
| #350 MCM TPX URD Secondary | 350 | 185452 | 47922 | 3.8699 | 847.1573 | 218.9109 | 76618.8293
| #1/0 QUAD URD Secondary | 105.53 | 272.37 | 92 | 2.9605 | 28.3965 | 9.5917 | 1012.2082
| #4/0 QUAD URD Secondary | 211.592 | 76.86 | 15 | 5.124 | 19.8452 | 3.873 | 819.4923
| #350 QUAD URD Secondary | 350 | 5195.95 | 200 | 25.9797 | 367.4091 | 14.1421 | 4949.7475
| #4/0 3PH URD SUBM TENN. RIVER XING | 211.592 | 29038.7 | 2504 | 11.5969 | 580.3099 | 50.04 | 10588.0603
| #10/2 UF with Ground URD Secondary Wire | 663.69 | 2430.82 | 1495 | 1.626 | 62.8684 | 38.6652 | 25661.7264
| #12/2 UF URD Secondary Wire | 796.428 | 1465.12 | 1195 | 1.226 | 42.3828 | 34.5688 | 27531.538
| #10/2 UF URD Secondary Wire | 663.69 | 23.83 | 10 | 2.383 | 7.5357 | 3.1623 | 2098.7721
| #8 UF URD Secondary Wire | 16.509 | 5519.66 | 3009 | 1.8344 | 100.6239 | 54.8544 | 905.5905
| #6 UF URD Secondary Wire | 26.25 | 4875.74 | 2642 | 1.8455 | 94.858 | 51.4004 | 1349.2602
| #6 DPX URD Conductor | 26.25 | 109189.08 | 74654 | 1.4626 | 399.625 | 273.2288 | 7172.2571
| TOTAL |  | 8585010.38 | 2845057
| Zero Intercept Linear Regression Results |  |  |  |  | LINEST Array
| Size Coefficient ($ per MCM) |  | 0.018907 |  |  | 0.018907 | 0.36414
| Zero Intercept ($ per Unit) |  | 0.36414 |  |  | 0.0020295 | 0.39281
| R-Square |  | 0.90567 |  |  | 0.90567 | 456.3028
Plant Classification
| Total Number of Units |  | 2845057
| Zero Intercept ($/Unit) |  | 0.36414
| Minimum System ($/Unit) |  | 0.66204
| Use Min System (M) or Zero Intercept (Z)? |  | Z
| Zero Intercept or Min System Cost ($) |  | 1036000.8583
| Total Cost of Sample |  | 8585010.38
| Percentage of Total |  | 0.12068
| Percentage Classified as Customer-Related |  | 12.07%
| Percentage Classified as Demand-Related |  | 87.93%
Account 368 - Line Transformers
[5 empty] | Actual |  | Linear Regression Inputs |  | NARUC CAM
Unit Cost
| Description | Size | Cost | Quantity | ($ per Unit) | y*n^0.5 | n^0.5 | xn^0.5 | Incl? | Qty
| 1 KVA Conventional Transf | 1 | 46949.57 | 94 | 499.4635 | 4842.4784 | 9.6954 | 9.6954 | 1 | 94
| 1.5 KVA Conventional Transf | 1.5 | 254928.04 | 343 | 743.2304 | 13764.8203 | 18.5203 | 27.7804 | 1 | 343
| 10 KVA Conventional Transf | 10 | 9914.91 | 9 | 1101.6567 | 3304.97 | 3 | 30 | 1 | 9
| 15 KVA Conventional Transf | 15 | 6285980.65 | 8244 | 762.4916 | 69231.5489 | 90.7965 | 1361.9471 | 1 | 8244
| 25 KVA Conventional Transf | 25 | 2588621.12 | 3222 | 803.4206 | 45604.2925 | 56.7627 | 1419.0666 | 1 | 3222
| 37.5 KVA Conventional Transf | 37.5 | 717416.33 | 676 | 1061.2668 | 27592.9358 | 26 | 975 | 1 | 676
| 50 KVA Conventional Transf | 50 | 472676.29 | 415 | 1138.979 | 23202.7665 | 20.3715 | 1018.5774 | 1 | 415
| 75 KVA Conventional Transf | 75 | 249082.95 | 164 | 1518.7985 | 19450.1107 | 12.8062 | 960.4686 | 0 | 0
| 100 KVA Conventional Transf | 100 | 172790.9 | 91 | 1898.8011 | 18113.408 | 9.5394 | 953.9392 | 0 | 0
| 167 KVA Conventional Transf | 167 | 218790.45 | 78 | 2805.0058 | 24773.1402 | 8.8318 | 1474.9041 | 0 | 0
| 250 KVA Conventional Transf | 350 | 178645.26 | 45 | 3969.8947 | 26630.863 | 6.7082 | 2347.8714 | 0 | 0
| 333 KVA Conventional Transf | 333 | 188290.18 | 43 | 4378.8414 | 28713.9833 | 6.5574 | 2183.627 | 0 | 0
| 500 KVA Conventional Transf | 500 | 69813.39 | 12 | 5817.7825 | 20153.3898 | 3.4641 | 1732.0508 | 0 | 0
| 833 KVA Conventional Transf | 833 | 54832 | 4 | 13708 | 27416 | 2 | 1666 | 0 | 0
| 10 KVA CSP Transf | 10 | 194644.8 | 1042 | 186.7992 | 6029.8838 | 32.28 | 322.8002 | 1 | 1042
| 15 KVA CSP Transf | 15 | 527786.22 | 2005 | 263.235 | 11786.9342 | 44.7772 | 671.6584 | 1 | 2005
| 25 KVA CSP Transf | 25 | 313131.62 | 957 | 327.2013 | 10122.1077 | 30.9354 | 773.3854 | 1 | 957
| 37.5 KVA CSP Transf | 37.5 | 39324.79 | 99 | 397.2201 | 3952.2901 | 9.9499 | 373.1203 | 1 | 99
| 25 KVA Padmount Transf | 25 | 2998146.64 | 2497 | 1200.6995 | 59998.943 | 49.97 | 1249.2498 | 1 | 2497
| 37.5 KVA Padmount Transf | 37.5 | 160140.01 | 106 | 1510.7548 | 15554.1728 | 10.2956 | 386.0861 | 1 | 106
| 50 KVA Padmount Transf | 50 | 832419.29 | 676 | 1231.3895 | 32016.1265 | 26 | 1300 | 1 | 676
| 75 KVA Padmount Transf | 75 | 456445.06 | 177 | 2578.7856 | 34308.5116 | 13.3041 | 997.8101 | 0 | 0
| 100 KVA Padmount Transf | 100 | 127996.3 | 62 | 2064.4565 | 16255.5464 | 7.874 | 787.4008 | 0 | 0
| 150 KVA Padmount Transf | 150 | 67557.05 | 11 | 6141.55 | 20369.217 | 3.3166 | 497.4937 | 0 | 0
| 167 KVA Padmount Transf | 167 | 197974.92 | 85 | 2329.1167 | 21473.395 | 9.2195 | 1539.6639 | 0 | 0
| 112.5 KVA Padmount Transf | 113.5 | 172307.51 | 38 | 4534.4082 | 27951.9691 | 6.1644 | 699.661 | 0 | 0
| 225 KVA Padmount Transf | 225 | 248914.54 | 45 | 5531.4342 | 37105.9888 | 6.7082 | 1509.3459 | 0 | 0
| 300 KVA Padmount Transf | 300 | 516263.4 | 81 | 6373.6222 | 57362.6 | 9 | 2700 | 0 | 0
| 500 KVA Padmount Transf | 500 | 419746.8 | 54 | 7773.0889 | 57120.3045 | 7.3485 | 3674.2346 | 0 | 0
| 750 KVA Padmount Transf | 750 | 264878.82 | 29 | 9133.7524 | 49186.7621 | 5.3852 | 4038.8736 | 0 | 0
| 1000 KVA Padmount Transf | 1000 | 17676.72 | 13 | 1359.7477 | 4902.64 | 3.6056 | 3605.5513 | 0 | 0
| 1500 KVA Padmount Transf | 1500 | 248676.54 | 15 | 16578.436 | 64208.0065 | 3.873 | 5809.475 | 0 | 0
| 2000 KVA Padmount Transf | 2000 | 48276.3 | 2 | 24138.15 | 34136.4991 | 1.4142 | 2828.4271 | 0 | 0
| TOTAL |  | 19361039.37 | 21434 | [5 empty] | 20385
| Zero Intercept Linear Regression Results |  |  |  |  | LINEST Array
| Size Coefficient ($ per MCM) |  | 12.3953 |  |  | 12.3953 | 495.8608
| Zero Intercept ($ per Unit) |  | 495.8608 |  |  | 2.0794 | 78.7976
| R-Square |  | 0.9169 |  |  | 0.9169 | 8926.4784
Plant Classification
| Total Number of Units | * | 20385 |  | * Only single-phase up to 50 KVA should be included
| Zero Intercept ($/Unit) |  | 495.8608 |  | in the Customer-related component per NARUC CAM
| Minimum System ($/Unit) |  | 186.7992
| Use Min System (M) or Zero Intercept (Z)? |  | Z
| Zero Intercept or Min System Cost ($) |  | 10108123.2048
| Total Cost of Sample |  | 19361039.37
| Percentage of Total |  | 0.52209
| Percentage Classified as Customer-Related |  | 52.21%
| Percentage Classified as Demand-Related |  | 47.79%
TOTAL
| Descripton | Acct | Demand | Customer |  | Method
| Overhead Conductors and Devices | 365 | 0.18703 | 0.81297 |  | Z
| Underground Conductors and Devices | 367 | 0.87932 | 0.12068 |  | Z
| Line Transformers | 368 | 0.47791 | 0.52209 |  | Z

## OH Secondary
Kentucky Power
Zero Intercept & Minimum System Analyses
Account 365 - Overhead Conductors and Devices |  |  | SECONDARY
[5 empty] | Actual |  | Linear Regression Inputs
Unit Cost
# | Description | Size | Cost | Quantity | ($ per Unit) | y*n^0.5 | n^0.5 | xn^0.5
1 | 1/0AA | 105.531 | 2049.2559 | 1296.9974 | 1.58 | 56.9019 | 36.0139 | 3800.5776
2 | 1/0AL | 105.531 | 821.5984 | 519.999 | 1.58 | 36.0295 | 22.8035 | 2406.4746
3 | 2AA | 66.369 | 141083.1359 | 129434.0697 | 1.09 | 392.1487 | 359.7695 | 23877.5398
4 | 2AL | 66.369 | 11264.5333 | 10334.4342 | 1.09 | 110.8077 | 101.6584 | 6746.9676
5 | 2AS | 66.369 | 4609.1845 | 4228.6097 | 1.09 | 70.8803 | 65.0278 | 4315.8275
6 | 2CU | 66.369 | 694.8114 | 237.9491 | 2.92 | 45.0427 | 15.4256 | 1023.7816
7 | 336AL | 336 | 439.2491 | 174.9997 | 2.51 | 33.2041 | 13.2287 | 4444.8578
8 | 4AA | 41.74 | 483.889 | 582.9988 | 0.83 | 20.0407 | 24.1454 | 1007.8277
9 | 4AL | 41.74 | 382.5779 | 460.9372 | 0.83 | 17.8196 | 21.4694 | 896.1347
10 | 4AS | 41.74 | 710.4786 | 855.9983 | 0.83 | 24.2837 | 29.2574 | 1221.2059
11 | 4CU | 41.74 | 27674.9598 | 8335.8313 | 3.32 | 303.1186 | 91.3008 | 3810.8943
12 | 4CW | 41.74 | 315.3994 | 94.9998 | 3.32 | 32.3593 | 9.7468 | 406.8308
13 | 4/0AA | 211.592 | 3247.0135 | 1717.9966 | 1.89 | 78.3381 | 41.4487 | 8770.218
14 | 6CC | 26.251 | 1220.0976 | 1161.9977 | 1.05 | 35.7925 | 34.0881 | 894.8464
15 | 6CU | 26.251 | 888.2982 | 845.9983 | 1.05 | 30.5404 | 29.0861 | 763.5379
16 | 6ACC | 26.251 | 1082.5478 | 1030.9979 | 1.05 | 33.7146 | 32.1092 | 842.8975
17 | 8ACC | 16.509 | 553.4989 | 269.9995 | 2.05 | 33.6849 | 16.4317 | 271.2703
18 | 1AA | 83.69 | 502.439 | 317.9994 | 1.58 | 28.1754 | 17.8325 | 1492.405
19 | 1/0AA | 105.531 | 34093.605 | 21578.231 | 1.58 | 232.0946 | 146.8953 | 15502.0086
20 | 1/0AL | 105.531 | 14351.5818 | 9083.2796 | 1.58 | 150.5839 | 95.3062 | 10057.7629
21 | 1/0AS | 105.531 | 82388.1408 | 52144.3929 | 1.58 | 360.7953 | 228.3515 | 24098.1588
22 | 1/0CC | 105.531 | 272.7995 | 79.9998 | 3.41 | 30.4999 | 8.9443 | 943.897
23 | 1/0CU | 105.531 | 634.2587 | 185.9996 | 3.41 | 46.5062 | 13.6382 | 1439.2495
24 | 2A5 | 66.369 | 170.0397 | 155.9997 | 1.09 | 13.6141 | 12.49 | 828.9477
25 | 2AA | 66.369 | 119867.7489 | 109970.4118 | 1.09 | 361.4635 | 331.6179 | 22009.1464
26 | 2AL | 66.369 | 15637.2288 | 14346.0815 | 1.09 | 130.5549 | 119.7751 | 7949.3555
27 | 2AS | 66.369 | 200762.5941 | 184185.8662 | 1.09 | 467.794 | 429.1688 | 28483.5046
28 | 2CC | 66.369 | 1305.8135 | 447.1964 | 2.92 | 61.7493 | 21.147 | 1403.5065
29 | 2CU | 66.369 | 45565.2228 | 15604.5284 | 2.92 | 364.7608 | 124.9181 | 8290.6885
30 | 2CW | 66.369 | 440.9191 | 150.9997 | 2.92 | 35.8815 | 12.2882 | 815.5551
31 | 3/0AL | 167.8 | 230.6395 | 123.9998 | 1.86 | 20.7121 | 11.1355 | 1868.5399
32 | 3/0AS | 167.8 | 1550.5611 | 833.635 | 1.86 | 53.7033 | 28.8727 | 4844.8455
33 | 336AL | 336 | 960.8509 | 382.8091 | 2.51 | 49.1094 | 19.5655 | 6574.0109
34 | 336AS | 336 | 321.2794 | 127.9997 | 2.51 | 28.3974 | 11.3137 | 3801.4023
35 | 4AA | 41.74 | 2559.6494 | 3083.9149 | 0.83 | 46.0924 | 55.533 | 2317.9477
36 | 4AL | 41.74 | 18938.7153 | 22817.7293 | 0.83 | 125.376 | 151.0554 | 6305.0518
37 | 4AS | 41.74 | 27558.8609 | 33203.4468 | 0.83 | 151.241 | 182.2181 | 7605.7847
38 | 4CU | 41.74 | 1407423.3854 | 423922.7064 | 3.32 | 2161.6303 | 651.0935 | 27176.6414
39 | 4CW | 41.74 | 10720.2586 | 3228.9935 | 3.32 | 188.6565 | 56.8242 | 2371.8435
40 | 4/0AA | 211.592 | 1408.0472 | 744.9985 | 1.89 | 51.5869 | 27.2947 | 5775.3319
41 | 4/0AL | 211.592 | 2701.8767 | 1429.5644 | 1.89 | 71.4601 | 37.8096 | 8000.2048
42 | 4/0AS | 211.592 | 923.8513 | 488.8102 | 1.89 | 41.7861 | 22.1091 | 4678.0986
43 | 4/0CU | 211.592 | 504.629 | 88.9998 | 5.67 | 53.4906 | 9.434 | 1996.1529
44 | 4ACC | 41.74 | 6837.7334 | 2059.5583 | 3.32 | 150.6694 | 45.3824 | 1894.2595
45 | 556AL | 556 | 1089.3978 | 259.9995 | 4.19 | 67.5617 | 16.1245 | 8965.2217
46 | 6AL | 26.251 | 917.1482 | 1104.9978 | 0.83 | 27.5905 | 33.2415 | 872.6228
47 | 6AS | 26.251 | 654.0387 | 787.9984 | 0.83 | 23.2992 | 28.0713 | 736.8999
48 | 6CC | 26.251 | 51517.1381 | 49063.9411 | 1.05 | 232.579 | 221.5038 | 5814.6967
49 | 6CU | 26.251 | 31286.5295 | 29796.6948 | 1.05 | 181.2481 | 172.6172 | 4531.3739
50 | 6CW | 26.251 | 11684.8604 | 11128.4385 | 1.05 | 110.766 | 105.4914 | 2769.2551
51 | 6AAL | 26.251 | 1513.917 | 1823.9964 | 0.83 | 35.4479 | 42.7083 | 1121.1348
52 | 6ACC | 26.251 | 42869.4887 | 40828.0845 | 1.05 | 212.1626 | 202.0596 | 5304.2667
53 | 8CC | 16.509 | 533.5212 | 260.2542 | 2.05 | 33.0714 | 16.1324 | 266.3297
54 | 8CU | 16.509 | 869.2483 | 284.9994 | 3.05 | 51.4899 | 16.8819 | 278.7037
55 | 8ACC | 16.509 | 2130.2957 | 525.9989 | 4.05 | 92.8854 | 22.9347 | 378.6284
56 | 1/0AA | 105.531 | 227.4981 | 143.9861 | 1.58 | 18.9591 | 11.9994 | 1266.311
57 | 1/0AL | 105.531 | 496.119 | 313.9994 | 1.58 | 27.9976 | 17.72 | 1870.0122
58 | 2AL | 66.369 | 78.4798 | 71.9999 | 1.09 | 9.2489 | 8.4853 | 563.1591
59 | 4CU | 41.74 | 1152.2854 | 347.0739 | 3.32 | 61.8513 | 18.6299 | 777.6129
60 | 4/0AL | 211.592 | 132.2997 | 69.9999 | 1.89 | 15.8129 | 8.3666 | 1770.3039
61 | 1/0AA | 105.531 | 33419.9327 | 21151.8562 | 1.58 | 229.7901 | 145.4368 | 15348.0885
62 | 1/0AL | 105.531 | 154722.2384 | 97925.4674 | 1.58 | 494.4301 | 312.9305 | 33023.8635
63 | 1/0AS | 105.531 | 89041.7821 | 56355.5583 | 1.58 | 375.0813 | 237.3933 | 25052.3478
64 | 1/0CU | 105.531 | 18183.7722 | 5332.4845 | 3.41 | 249.0114 | 73.0239 | 7706.2812
65 | 1/0Unknown | 105.531 | 379.1992 | 239.9995 | 1.58 | 24.4772 | 15.4919 | 1634.8776
66 | 2A5 | 66.369 | 207.0996 | 189.9996 | 1.09 | 15.0246 | 13.784 | 914.8326
67 | 2AA | 66.369 | 130226.5476 | 119473.8969 | 1.09 | 376.7585 | 345.65 | 22940.4424
68 | 2AL | 66.369 | 54641.9183 | 50130.2002 | 1.09 | 244.0485 | 223.8977 | 14859.8694
69 | 2AS | 66.369 | 229953.5302 | 210966.5415 | 1.09 | 500.6489 | 459.3109 | 30484.0079
70 | 2CC | 66.369 | 601.5188 | 205.9996 | 2.92 | 41.9098 | 14.3527 | 952.5734
71 | 2CU | 66.369 | 73102.0161 | 25034.937 | 2.92 | 462.015 | 158.2243 | 10501.1902
72 | 2CW | 66.369 | 1457.0771 | 498.999 | 2.92 | 65.2278 | 22.3383 | 1482.5697
73 | 2/0AA | 133.072 | 996.958 | 535.9989 | 1.86 | 43.0621 | 23.1517 | 3080.8365
74 | 2/0AL | 133.072 | 2153.8757 | 1157.9977 | 1.86 | 63.2946 | 34.0294 | 4528.3557
75 | 2/0AS | 133.072 | 2730.4745 | 1467.9971 | 1.86 | 71.2649 | 38.3144 | 5098.5805
76 | 3/0AA | 167.8 | 180.4196 | 96.9998 | 1.86 | 18.3189 | 9.8488 | 1652.6367
77 | 3/0AL | 167.8 | 18179.1239 | 9773.7225 | 1.86 | 183.8836 | 98.8621 | 16589.0669
78 | 3/0AS | 167.8 | 4882.129 | 2624.8006 | 1.86 | 95.293 | 51.2328 | 8596.8651
79 | 336AL | 336 | 557.5129 | 222.1167 | 2.51 | 37.408 | 14.9036 | 5007.603
80 | 336AL | 336 | 2715.9581 | 1082.055 | 2.51 | 82.5655 | 32.8946 | 11052.5872
81 | 336AS | 336 | 604.9088 | 240.9995 | 2.51 | 38.9656 | 15.5242 | 5216.1175
82 | 336CU | 336 | 404.1092 | 160.9997 | 2.51 | 31.8483 | 12.6886 | 4263.3578
83 | 350AL | 350 | 988.938 | 393.9992 | 2.51 | 49.822 | 19.8494 | 6947.2947
84 | 4AA | 41.74 | 4794.4866 | 5776.4898 | 0.83 | 63.0827 | 76.0032 | 3172.3745
85 | 4AL | 41.74 | 26503.3996 | 31931.8067 | 0.83 | 148.3166 | 178.6947 | 7458.7181
86 | 4AS | 41.74 | 17049.9837 | 20542.149 | 0.83 | 118.96 | 143.3253 | 5982.3991
87 | 4CU | 41.74 | 1259244.7094 | 379290.5751 | 3.32 | 2044.6742 | 615.8657 | 25706.2348
88 | 4CW | 41.74 | 3821.3124 | 1150.9977 | 3.32 | 112.6355 | 33.9264 | 1416.0861
89 | 4/0AA | 211.592 | 2775.4861 | 1468.5112 | 1.89 | 72.427 | 38.3212 | 8108.4505
90 | 4/0AL | 211.592 | 16894.7804 | 8939.0372 | 1.89 | 178.6929 | 94.5465 | 20005.2792
91 | 4/0AS | 211.592 | 922.3182 | 487.999 | 1.89 | 41.7514 | 22.0907 | 4674.2154
92 | 4/0CU | 211.592 | 8383.3243 | 2525.0977 | 3.32 | 166.8312 | 50.2504 | 10632.5721
93 | 4ACC | 41.74 | 3817.9924 | 1149.9977 | 3.32 | 112.5866 | 33.9116 | 1415.4709
94 | 500AL | 500 | 4774.9233 | 1139.5998 | 4.19 | 141.4459 | 33.758 | 16878.9797
95 | 6CC | 26.251 | 35351.7095 | 33668.2947 | 1.05 | 192.6637 | 183.4892 | 4816.7756
96 | 6CU | 26.251 | 69884.2347 | 66556.414 | 1.05 | 270.8846 | 257.9853 | 6772.3721
97 | 6CW | 26.251 | 6453.7255 | 6146.4052 | 1.05 | 82.319 | 78.399 | 2058.0525
98 | 6ACC | 26.251 | 31304.8441 | 29814.1373 | 1.05 | 181.3011 | 172.6677 | 4532.7
99 | 750AL | 750 | 2451.7867 | 246.6586 | 9.94 | 156.1114 | 15.7054 | 11779.0268
100 | 8CC | 16.509 | 1226.647 | 402.1793 | 3.05 | 61.1659 | 20.0544 | 331.0782
101 | 8ACC | 16.509 | 2203.1956 | 543.9989 | 4.05 | 94.4613 | 23.3238 | 385.0524
102 | 1/0AL | 105.531 | 1565.895 | 991.0728 | 1.58 | 49.7405 | 31.4813 | 3322.254
103 | 1/0AS | 105.531 | 758.3985 | 479.999 | 1.58 | 34.616 | 21.9089 | 2312.0661
104 | 2AA | 66.369 | 1080.5802 | 991.358 | 1.09 | 34.3196 | 31.4858 | 2089.6836
105 | 2AL | 66.369 | 925.4006 | 848.9914 | 1.09 | 31.7598 | 29.1375 | 1933.8239
106 | 2AS | 66.369 | 966.5484 | 886.7416 | 1.09 | 32.4582 | 29.7782 | 1976.3498
107 | 2CU | 66.369 | 338.7193 | 115.9998 | 2.92 | 31.4493 | 10.7703 | 714.8153
108 | 2/0AA | 133.072 | 154.3797 | 82.9998 | 1.86 | 16.9454 | 9.1104 | 1212.3424
109 | 2/0AL | 133.072 | 1112.2778 | 597.9988 | 1.86 | 45.4845 | 24.454 | 3254.1446
110 | 2/0AL | 133.072 | 109.7398 | 58.9999 | 1.86 | 14.2869 | 7.6811 | 1022.1444
111 | 3/0AL | 167.8 | 2392.6752 | 313.9994 | 7.62 | 135.0266 | 17.72 | 2973.4206
112 | 336AA | 336 | 80.32 | 32 | 2.51 | 14.1987 | 5.6569 | 1900.7031
113 | 336AL | 336 | 1459.631 | 581.5263 | 2.51 | 60.5283 | 24.1149 | 8102.5918
114 | 4CU | 41.74 | 1553.7569 | 467.9991 | 3.32 | 71.8225 | 21.6333 | 902.9734
115 | 4/0AL | 211.592 | 1224.7176 | 647.9987 | 1.89 | 48.1115 | 25.4558 | 5386.2476
116 | 6CC | 26.251 | 453.5991 | 431.9991 | 1.05 | 21.8238 | 20.7846 | 545.6162
117 | 6CU | 26.251 | 108.1498 | 102.9998 | 1.05 | 10.6563 | 10.1489 | 266.4183
118 | 750AL | 750 | 2862.7147 | 287.9995 | 9.94 | 168.6872 | 16.9705 | 12727.9103
119 | 1/0AL | 105.531 | 257.5395 | 162.9997 | 1.58 | 20.1721 | 12.7671 | 1347.3283
120 | 2AA | 66.369 | 318.2794 | 291.9994 | 1.09 | 18.6259 | 17.088 | 1134.1128
121 | 2AL | 66.369 | 374.9593 | 343.9993 | 1.09 | 20.2165 | 18.5472 | 1230.9603
122 | 2AS | 66.369 | 155.8697 | 142.9997 | 1.09 | 13.0345 | 11.9582 | 793.657
123 | 336AL | 336 | 752.9985 | 299.9994 | 2.51 | 43.4744 | 17.3205 | 5819.6849
124 | 4CU | 41.74 | 1371.1573 | 412.9992 | 3.32 | 67.4703 | 20.3224 | 848.2562
125 | 4/0AL | 211.592 | 60.4799 | 31.9999 | 1.89 | 10.6914 | 5.6568 | 1196.9439
126 | 1/0AL | 105.531 | 760.1385 | 245.9995 | 3.09 | 48.4647 | 15.6844 | 1655.1874
127 | 4AL | 41.74 | 1758.8965 | 1352.9973 | 1.3 | 47.818 | 36.7831 | 1535.3271
128 | 1/0AL | 105.531 | 9881.561 | 3197.9162 | 3.09 | 174.7399 | 56.5501 | 5967.7908
129 | 2AL | 66.369 | 3983.512 | 2063.9959 | 1.93 | 87.6823 | 45.4312 | 3015.2247
130 | 2/0AL | 133.072 | 18608.5828 | 4722.9906 | 3.94 | 270.7726 | 68.724 | 9145.2424
131 | 336AL | 336 | 93374.6497 | 11671.8312 | 8 | 864.29 | 108.0362 | 36300.1798
132 | 350AL | 350 | 225.773 | 28.2216 | 8 | 42.4992 | 5.3124 | 1859.3409
133 | 4AL | 41.74 | 716.8586 | 490.999 | 1.46 | 32.3514 | 22.1585 | 924.8957
134 | 4/0AL | 211.592 | 172701.3331 | 30839.5238 | 5.6 | 983.4264 | 175.6119 | 37158.0637
135 | 6CU | 26.251 | 4280.3914 | 434.9991 | 9.84 | 205.2293 | 20.8566 | 547.5075
136 | 750AL | 750 | 3787.1324 | 380.9992 | 9.94 | 194.0209 | 19.5192 | 14639.4013
137 | 1AL | 83.69 | 414.0592 | 133.9997 | 3.09 | 35.7693 | 11.5758 | 968.7808
138 | 1/0AL | 105.531 | 4401714.6346 | 1424503.118 | 3.09 | 3687.9938 | 1193.5255 | 125953.9395
139 | 2AL | 66.369 | 31782.1304 | 17179.53 | 1.85 | 242.4808 | 131.0707 | 8699.0317
140 | 2/0AL | 133.072 | 3279.6334 | 900.9982 | 3.64 | 109.2605 | 30.0166 | 3994.3733
141 | 3/0AL | 167.8 | 5090.1498 | 667.9987 | 7.62 | 196.944 | 25.8457 | 4336.9034
142 | 336AL | 336 | 88401.8978 | 10754.4888 | 8.22 | 852.4457 | 103.7039 | 34844.494
143 | 350AL | 350 | 1931.6961 | 234.9995 | 8.22 | 126.0101 | 15.3297 | 5365.393
144 | 4AL | 41.74 | 9553.6496 | 6543.5956 | 1.46 | 118.103 | 80.8925 | 3376.4527
145 | 4CU | 41.74 | 2534.3949 | 575.9988 | 4.4 | 105.5999 | 24 | 1001.759
146 | 4/0AL | 211.592 | 652155.486 | 446681.8397 | 1.46 | 975.7802 | 668.3426 | 141415.9488
147 | 4/0Unknown | 211.592 | 765.0585 | 310.9994 | 2.46 | 43.3825 | 17.6352 | 3731.4618
148 | 500AL | 500 | 1675.9966 | 399.9992 | 4.19 | 83.7999 | 20 | 9999.99
149 | 6CU | 26.251 | 4398.4712 | 446.9991 | 9.84 | 208.0408 | 21.1424 | 555.0079
150 | 1/0AL | 105.531 | 494.4 | 160 | 3.09 | 39.0858 | 12.6491 | 1334.8733
151 | 2AA | 66.369 | 231.9388 | 158.8622 | 1.46 | 18.4019 | 12.6041 | 836.5186
152 | 2AL | 66.369 | 27939.9009 | 19136.9184 | 1.46 | 201.9709 | 138.3363 | 9181.2387
153 | 2Unknown | 66.369 | 258.4195 | 176.9996 | 1.46 | 19.424 | 13.3041 | 882.9812
154 | 2/0AL | 133.072 | 29.1999 | 20 | 1.46 | 6.5293 | 4.4721 | 595.1155
155 | 336AL | 336 | 1087.9978 | 135.9997 | 8 | 93.2951 | 11.6619 | 3918.3958
156 | 4AA | 41.74 | 128.6997 | 98.9998 | 1.3 | 12.9348 | 9.9499 | 415.3073
157 | 4AL | 41.74 | 2576933.4037 | 1982256.4644 | 1.3 | 1830.3042 | 1407.9263 | 58766.8437
158 | 4CU | 41.74 | 14801.5704 | 3363.9933 | 4.4 | 255.1997 | 57.9999 | 2420.9176
159 | 4Unknown | 41.74 | 4816.7536 | 1094.7167 | 4.4 | 145.5806 | 33.0865 | 1381.0307
160 | 4/0AL | 211.592 | 35433.9481 | 4650.1244 | 7.62 | 519.6217 | 68.1918 | 14428.8437
161 | 6AL | 26.251 | 1110.1698 | 1018.5044 | 1.09 | 34.7863 | 31.914 | 837.7748
162 | 6CC | 26.251 | 9653.0207 | 980.998 | 9.84 | 308.1975 | 31.3209 | 822.2046
163 | 6CW | 26.251 | 737.9985 | 74.9998 | 9.84 | 85.2168 | 8.6602 | 227.3401
164 | 1/0AL | 105.531 | 14710.626 | 4760.7204 | 3.09 | 213.2037 | 68.998 | 7281.4252
165 | 2AL | 66.369 | 50031.9135 | 23711.8073 | 2.11 | 324.9113 | 153.9864 | 10219.9225
166 | 2/0AL | 133.072 | 100957.1267 | 25623.6362 | 3.94 | 630.691 | 160.0738 | 21301.3469
167 | 3/0AL | 167.8 | 408.7992 | 72.9999 | 5.6 | 47.8464 | 8.544 | 1433.6824
168 | 336AL | 336 | 81263.7922 | 10157.974 | 8 | 806.2942 | 100.7868 | 33864.3564
169 | 350AL | 350 | 698.2108 | 87.2763 | 8 | 74.7374 | 9.3422 | 3269.7634
170 | 4AL | 41.74 | 873.0783 | 597.9988 | 1.46 | 35.7029 | 24.454 | 1020.7105
171 | 4/0AA | 211.592 | 1198.3976 | 213.9996 | 5.6 | 81.9209 | 14.6287 | 3095.321
172 | 4/0AL | 211.592 | 109453.2947 | 51873.5994 | 2.11 | 480.5689 | 227.7578 | 48191.7209
173 | 556AL | 556 | 11731.9184 | 2799.9805 | 4.19 | 221.7132 | 52.9148 | 29420.6522
174 | 750AL | 750 | 467.1791 | 46.9999 | 9.94 | 68.1451 | 6.8556 | 5141.7358
175 | 1AL | 83.69 | 1832.3663 | 592.9988 | 3.09 | 75.2463 | 24.3516 | 2037.9826
176 | 1/0AA | 105.531 | 927.4879 | 300.1579 | 3.09 | 53.5345 | 17.3251 | 1828.3315
177 | 1/0AL | 105.531 | 8763912.6428 | 2836217.6837 | 3.09 | 5203.8918 | 1684.1074 | 177725.5364
178 | 1/0AL | 105.531 | 417.1492 | 134.9997 | 3.09 | 35.9025 | 11.6189 | 1226.1582
179 | 1/0XX | 105.531 | 398.6092 | 128.9997 | 3.09 | 35.0956 | 11.3578 | 1198.6006
180 | 2AA | 66.369 | 196.0996 | 105.9998 | 1.85 | 19.0469 | 10.2956 | 683.31
181 | 2AL | 66.369 | 5819940.6084 | 3145913.8424 | 1.85 | 3281.294 | 1773.6724 | 117716.8646
182 | 2AL | 66.369 | 3093.5259 | 1672.1762 | 1.85 | 75.6507 | 40.8923 | 2713.9778
183 | 2AL | 66.369 | 342.2493 | 184.9996 | 1.85 | 25.1627 | 13.6015 | 902.7151
184 | 2/0AL | 133.072 | 53525.3752 | 14704.7734 | 3.64 | 441.3982 | 121.2632 | 16136.7419
185 | 2AAL | 66.369 | 190.5496 | 102.9998 | 1.85 | 18.7754 | 10.1489 | 673.5711
186 | 3/0AL | 167.8 | 24490.631 | 3213.9936 | 7.62 | 431.9938 | 56.6921 | 9512.9334
187 | 336AL | 336 | 5416.2307 | 658.9088 | 8.22 | 211.001 | 25.6692 | 8624.8579
188 | 350AL | 350 | 2153.6357 | 261.9995 | 8.22 | 133.0522 | 16.1864 | 5665.2393
189 | 4AL | 41.74 | 446533.2168 | 305844.669 | 1.46 | 807.4271 | 553.0322 | 23083.5661
190 | 4CU | 41.74 | 19029.9482 | 4324.9882 | 4.4 | 289.3644 | 65.7646 | 2745.0162
191 | 4/0AL | 211.592 | 2235582.5591 | 293383.5379 | 7.62 | 4127.3647 | 541.6489 | 114608.5754
192 | 4/0AL | 211.592 | 1104.8978 | 144.9997 | 7.62 | 91.7569 | 12.0416 | 2547.9025
193 | 556AL | 556 | 519.559 | 123.9998 | 4.19 | 46.6578 | 11.1355 | 6191.3478
194 | 6AL | 26.251 | 1221.8876 | 1120.9978 | 1.09 | 36.4946 | 33.4813 | 878.9177
195 | 6CC | 26.251 | 3426.935 | 348.2658 | 9.84 | 183.6329 | 18.6619 | 489.893
196 | 750AL | 750 | 1292.1319 | 129.9931 | 9.94 | 113.3305 | 11.4015 | 8551.0903
197 | 1/0AL | 105.531 | 750.8685 | 242.9995 | 3.09 | 48.1683 | 15.5884 | 1645.0638
198 | 1/0AA | 105.531 | 2348.3953 | 759.9985 | 3.09 | 85.1853 | 27.5681 | 2909.286
199 | 2AA | 66.369 | 73.9999 | 39.9999 | 1.85 | 11.7004 | 6.3245 | 419.754
200 | 2AL | 66.369 | 680.7986 | 367.9993 | 1.85 | 35.4891 | 19.1833 | 1273.1769
201 | 4AL | 41.74 | 1159.359 | 794.0815 | 1.46 | 41.142 | 28.1795 | 1176.2103
202 | 4CU | 41.74 | 2875.915 | 866.2394 | 3.32 | 97.7141 | 29.4319 | 1228.4894
203 | 4/0AL | 211.592 | 8991.3412 | 1179.966 | 7.62 | 261.7518 | 34.3506 | 7268.3193
204 | 500AL | 500 | 586.6 | 140 | 4.19 | 49.5767 | 11.8322 | 5916.0798
205 | 6CC | 26.251 | 980.0397 | 99.5975 | 9.84 | 98.2018 | 9.9799 | 261.9812
206 | 1/0AL | 105.531 | 14337.2246 | 4639.8785 | 3.09 | 210.4805 | 68.1167 | 7188.4186
207 | 1/0Unknown | 105.531 | 259.5595 | 83.9998 | 3.09 | 28.3203 | 9.1651 | 967.2066
208 | 2AL | 66.369 | 6038.3883 | 3263.9937 | 1.85 | 105.693 | 57.1314 | 3791.752
209 | 4AL | 41.74 | 1382.6172 | 946.9981 | 1.46 | 44.9291 | 30.7733 | 1284.479
210 | 4/0AL | 211.592 | 2407.4293 | 315.9356 | 7.62 | 135.4423 | 17.7746 | 3760.9584
211 | TOTAL |  | 30669582.888 | 13127234.3664
212
213 | Zero Intercept Linear Regression Results |  |  |  |  | LINEST Array
214
215 | Size Coefficient ($ per MCM) |  | 0.017384 |  |  | 0.017384 | 0.87122
216 | Zero Intercept ($ per Unit) |  | 0.87122 |  |  | 0.0018883 | 0.19067
217 | R-Square |  | 0.88732 |  |  | 0.88732 | 291.4468
218
219 | Plant Classification
220
221 | Total Number of Units |  | 13127234.3664
222 | Zero Intercept ($/Unit) |  | 0.87122
223 | Minimum System ($/Unit) |  | 1.46
224 | Use Min System (M) or Zero Intercept (Z)? |  | Z
225 | Zero Intercept or Min System Cost ($) |  | 11436646.8444
226 | Total Cost of Sample |  | 30669582.888
227 | Percentage of Total |  | 0.3729
228 | Percentage Classified as Customer-Related |  | 37.29%
229 | Percentage Classified as Demand-Related |  | 62.71%

## UG Primary
Kentucky Power
Zero Intercept & Minimum System Analyses
Account 367 - Underground Conductors and Devices |  |  | PRIMARY
[5 empty] | Actual |  | Linear Regression Inputs
|  | Area from Table of Conductor Sizes |  |  | Unit Cost
# | Description | Size | Cost | Quantity | ($ per Unit) | y*n^0.5 | n^0.5 | xn^0.5
1 | 1/0AL | 105.531 | 8915.7088 | 956.6211 | 9.32 | 288.261 | 30.9293 | 3263.9991
2 | 1/0AL | 105.531 | 2077.8223 | 222.9423 | 9.32 | 139.1593 | 14.9313 | 1575.71
3 | 2AL | 66.369 | 7234.1825 | 931.0402 | 7.77 | 237.0856 | 30.513 | 2025.1141
4 | 1/0AL | 105.531 | 18073.0218 | 1939.1654 | 9.32 | 410.4151 | 44.036 | 4647.1585
5 | 2AL | 66.369 | 1554 | 200 | 7.77 | 109.8844 | 14.1421 | 938.5994
6 | 4/0AL | 211.592 | 10840.5786 | 856.2858 | 12.66 | 370.4615 | 29.2624 | 6191.6817
7 | 1/0AL | 105.531 | 792.2 | 85 | 9.32 | 85.9262 | 9.2195 | 972.9477
8 | 1/0AL | 105.531 | 3165076.2872 | 339600.46 | 9.32 | 5431.2532 | 582.7525 | 61498.4526
9 | 1/0CU | 105.531 | 7782.2 | 835 | 9.32 | 269.3141 | 28.8964 | 3049.4625
10 | 2AL | 66.369 | 91308.1722 | 11751.3735 | 7.77 | 842.2972 | 108.4038 | 7194.6486
11 | 2CU | 66.369 | 17368.5104 | 2235.3295 | 7.77 | 367.3599 | 47.2793 | 3137.878
12 | 4/0AL | 211.592 | 95435.0046 | 7538.31 | 12.66 | 1099.1848 | 86.8234 | 18371.1456
13 | 500AL | 500 | 7711.2 | 272 | 28.35 | 467.5602 | 16.4924 | 8246.2113
14 | 500CU | 500 | 7101.0623 | 250.4784 | 28.35 | 448.6815 | 15.8265 | 7913.2545
15 | 750AL | 750 | 138958.1153 | 3624.364 | 38.34 | 2308.1712 | 60.2027 | 45152.0181
16 | 1/0AL | 105.531 | 6710.4 | 720 | 9.32 | 250.0818 | 26.8328 | 2831.6939
17 | 750AL | 750 | 115089.7351 | 3001.8189 | 38.34 | 2100.6048 | 54.7889 | 41091.6428
18 | 750AL | 750 | 43785.0468 | 1142.02 | 38.34 | 1295.6538 | 33.7938 | 25345.3398
19 | 750AL | 750 | 33739.2 | 880 | 38.34 | 1137.3482 | 29.6648 | 22248.5955
20 | 1/0AL | 105.531 | 870516.901 | 93403.101 | 9.32 | 2848.371 | 305.6192 | 32252.3008
21 | 1/0CU | 105.531 | 30797.5651 | 3304.4598 | 9.32 | 535.7549 | 57.4844 | 6066.3895
22 | 2AL | 66.369 | 96172.1428 | 12377.3672 | 7.77 | 864.4406 | 111.2536 | 7383.7913
23 | 2CU | 66.369 | 8416.4091 | 1083.1929 | 7.77 | 255.7254 | 32.9119 | 2184.3297
24 | 4/0AL | 211.592 | 240077.7151 | 18963.4846 | 12.66 | 1743.3829 | 137.708 | 29137.9045
25 | 500AL | 500 | 4564.6869 | 161.0119 | 28.35 | 359.7344 | 12.689 | 6344.5229
26 | 750AL | 750 | 214213.3357 | 5587.2023 | 38.34 | 2865.8226 | 74.7476 | 56060.6929
27 | 750CU | 750 | 11502 | 300 | 38.34 | 664.0683 | 17.3205 | 12990.3811
28 | 1/0AL | 105.531 | 22396.99 | 1711 | 13.09 | 541.4578 | 41.3642 | 4365.2092
29 | 1/0AL | 105.531 | 13404.16 | 1024 | 13.09 | 418.88 | 32 | 3376.992
30 | 1/0AL | 105.531 | 1679726.5817 | 128321.3584 | 13.09 | 4689.096 | 358.2197 | 37803.2839
31 | 2AL | 66.369 | 1942.5 | 250 | 7.77 | 122.8545 | 15.8114 | 1049.386
32 | 4/0AL | 211.592 | 17761.9548 | 969.539 | 18.32 | 570.4376 | 31.1374 | 6588.4293
33 | 750AL | 750 | 29381.3165 | 629.4198 | 46.68 | 1171.1191 | 25.0882 | 18816.1803
34 | 750AL | 750 | 111912.3858 | 2397.4376 | 46.68 | 2285.6225 | 48.9636 | 36722.7264
35 | 750AL | 750 | 4201.2 | 90 | 46.68 | 442.8454 | 9.4868 | 7115.1247
36 | 1/0AL | 105.531 | 367404.1318 | 28067.5425 | 13.09 | 2193.0162 | 167.5337 | 17679.9995
37 | 2AL | 66.369 | 6450.8932 | 830.2308 | 7.77 | 223.8826 | 28.8137 | 1912.3382
38 | 4/0AL | 211.592 | 1741.9789 | 95.0862 | 18.32 | 178.6423 | 9.7512 | 2063.279
39 | 750AL | 750 | 47566.92 | 1019 | 46.68 | 1490.1087 | 31.9218 | 23941.3345
40 | TOTAL |  | 7559704.2165 | 677626.6431
41
42 | Zero Intercept Linear Regression Results |  |  |  |  | LINEST Array
43
44 | Size Coefficient ($ per MCM) |  | 0.045781 |  |  | 0.045781 | 5.3685
45 | Zero Intercept ($ per Unit) |  | 5.3685 |  |  | 0.0026619 | 0.44292
46 | R-Square |  | 0.97982 |  |  | 0.97982 | 237.0584
47
48 | Plant Classification
49
50 | Total Number of Units |  | 677626.6431
51 | Zero Intercept ($/Unit) |  | 5.3685
52 | Minimum System ($/Unit) |  | 7.77
53 | Use Min System (M) or Zero Intercept (Z)? |  | Z
54 | Zero Intercept or Min System Cost ($) |  | 3637850.8905
55 | Total Cost of Sample |  | 7559704.2165
56 | Percentage of Total |  | 0.48122
57 | Percentage Classified as Customer-Related |  | 48.12%
58 | Percentage Classified as Demand-Related |  | 51.88%

## UG Secondary
Kentucky Power
Zero Intercept & Minimum System Analyses
Account 367 - Underground Conductors and Devices |  |  | SECONDARY
[5 empty] | Actual |  | Linear Regression Inputs
|  | Area from Table of Conductor Sizes |  |  | Unit Cost
# | Description | Size | Cost | Quantity | ($ per Unit) | y*n^0.5 | n^0.5 | xn^0.5
1 | 350AL | 350 | 297.067 | 47.3037 | 6.28 | 43.1924 | 6.8778 | 2407.218
2 | 1/0AL | 105.531 | 85.84 | 29 | 2.96 | 15.9401 | 5.3852 | 568.3018
3 | 12CU | 6.53 | 3203.5408 | 1496.9817 | 2.14 | 82.7984 | 38.6908 | 252.6512
4 | 350AL | 350 | 2128.9212 | 339.0002 | 6.28 | 115.6271 | 18.412 | 6444.1852
5 | 4AL | 41.74 | 595.001 | 340.0005 | 1.75 | 32.2684 | 18.4391 | 769.6482
6 | 6AL | 26.251 | 1633.6008 | 1008.3956 | 1.62 | 51.4435 | 31.7552 | 833.6069
7 | 6CC | 26.251 | 459 | 100 | 4.59 | 45.9 | 10 | 262.51
8 | 6CU | 26.251 | 25956.8811 | 5655.0939 | 4.59 | 345.1696 | 75.2004 | 1974.0846
9 | 350AL | 350 | 4687.5934 | 746.4321 | 6.28 | 171.5753 | 27.3209 | 9562.3181
10 | 4AL | 41.74 | 325.5 | 186 | 1.75 | 23.8668 | 13.6382 | 569.2577
11 | 4/0AL | 211.592 | 4367.5579 | 1034.9663 | 4.22 | 135.7612 | 32.1709 | 6807.1035
12 | 500AL | 500 | 1225 | 140 | 8.75 | 103.5314 | 11.8322 | 5916.0798
13 | 350AL | 350 | 35004.1142 | 4042.0455 | 8.66 | 550.5775 | 63.5771 | 22251.9791
14 | 4/0AL | 211.592 | 1137.5734 | 208.3468 | 5.46 | 78.8109 | 14.4342 | 3054.166
15 | 500AL | 500 | 967.2071 | 48.4573 | 19.96 | 138.9441 | 6.9611 | 3480.5629
16 | 1/0AL | 105.531 | 68446.5777 | 23123.8438 | 2.96 | 450.1132 | 152.0653 | 16047.5991
17 | 2/0AL | 133.072 | 3800.6415 | 1284.0005 | 2.96 | 106.0655 | 35.833 | 4768.3627
18 | 350AL | 350 | 632003.7699 | 100637.543 | 6.28 | 1992.2308 | 317.2342 | 111031.9729
19 | 350CU | 350 | 1897.3291 | 302.1225 | 6.28 | 109.1569 | 17.3817 | 6083.5847
20 | 4AL | 41.74 | 2954.5222 | 1688.2984 | 1.75 | 71.9056 | 41.0889 | 1715.051
21 | 4CU | 41.74 | 795.1516 | 155.0003 | 5.13 | 63.868 | 12.4499 | 519.6593
22 | 4/0AL | 211.592 | 129523.8611 | 30692.8581 | 4.22 | 739.3177 | 175.1938 | 37069.6008
23 | 4/0CU | 211.592 | 1133.277 | 268.5491 | 4.22 | 69.1551 | 16.3875 | 3467.4568
24 | 4/0Unknown | 211.592 | 262.5696 | 62.2203 | 4.22 | 33.2873 | 7.888 | 1669.0343
25 | 500AL | 500 | 38576.7375 | 4408.77 | 8.75 | 580.9875 | 66.3986 | 33199.2846
26 | 6AL | 26.251 | 518.4002 | 320.0001 | 1.62 | 28.9794 | 17.8885 | 469.5922
27 | 6CU | 26.251 | 3249.72 | 708 | 4.59 | 122.132 | 26.6083 | 698.4937
28 | 8CU | 16.509 | 3428.28 | 1602 | 2.14 | 85.6535 | 40.025 | 660.7726
29 | TOTAL |  | 968665.2351 | 180675.2295
30
31 | Zero Intercept Linear Regression Results |  |  |  |  | LINEST Array
32
33 | Size Coefficient ($ per MCM) |  | 0.012452 |  |  | 0.012452 | 1.9692
34 | Zero Intercept ($ per Unit) |  | 1.9692 |  |  | 0.0010804 | 0.32035
35 | R-Square |  | 0.98671 |  |  | 0.98671 | 53.7508
36
37 | Plant Classification
38
39 | Total Number of Units |  | 180675.2295
40 | Zero Intercept ($/Unit) |  | 1.9692
41 | Minimum System ($/Unit) |  | 1.62
42 | Use Min System (M) or Zero Intercept (Z)? |  | Z
43 | Zero Intercept or Min System Cost ($) |  | 355789.587
44 | Total Cost of Sample |  | 968665.2351
45 | Percentage of Total |  | 0.3673
46 | Percentage Classified as Customer-Related |  | 36.73%
47 | Percentage Classified as Demand-Related |  | 63.27%

## Poles
Kentucky Power
Zero Intercept & Minimum System Analyses
Account 364 - Poles
[5 empty] | Actual |  | Linear Regression Inputs
Unit Cost
# | Description | Size | Cost | Quantity | ($ per Unit) | y*n^0.5 | n^0.5 | xn^0.5
1 | 10 Feet Wood | 10 | 569.37 | 1 | 569.37 | 569.37 | 1 | 10
2 | 14 Feet FBGL | 14 | 35398.08 | 36 | 983.28 | 5899.68 | 6 | 84
3 | 15 Feet Pine | 15 | 569.37 | 1 | 569.37 | 569.37 | 1 | 15
4 | 16 Feet Ornamental | 16 | 1110.78 | 1 | 1110.78 | 1110.78 | 1 | 16
5 | 17 Feet Alumn | 17 | 149955.3 | 135 | 1110.78 | 12906.0973 | 11.619 | 197.5222
6 | 17 Feet FBGL | 17 | 441492.72 | 449 | 983.28 | 20835.3297 | 21.1896 | 360.2235
7 | 17 Feet Ornamental | 17 | 22215.6 | 20 | 1110.78 | 4967.5592 | 4.4721 | 76.0263
8 | 17 Feet Pine | 17 | 569.37 | 1 | 569.37 | 569.37 | 1 | 17
9 | 17 Feet Steel | 17 | 31101.84 | 28 | 1110.78 | 5877.6953 | 5.2915 | 89.9555
10 | 20 Feet Alumn | 20 | 1186.7 | 1 | 1186.7 | 1186.7 | 1 | 20
11 | 20 Feet Pine | 20 | 3416.22 | 6 | 569.37 | 1394.666 | 2.4495 | 48.9898
12 | 20 Feet Pine | 20 | 1708.11 | 3 | 569.37 | 986.1778 | 1.7321 | 34.641
13 | 20 Feet Pine | 20 | 1138.74 | 2 | 569.37 | 805.2108 | 1.4142 | 28.2843
14 | 20 Feet Pine | 20 | 2846.85 | 5 | 569.37 | 1273.15 | 2.2361 | 44.7214
15 | 20 Feet Pine | 20 | 7401.81 | 13 | 569.37 | 2052.8927 | 3.6056 | 72.111
16 | 20 Feet Pine | 20 | 5693.7 | 10 | 569.37 | 1800.506 | 3.1623 | 63.2456
17 | 20 Feet Pine | 20 | 21066.69 | 37 | 569.37 | 3463.3425 | 6.0828 | 121.6553
18 | 20 Feet Pine | 20 | 1138.74 | 2 | 569.37 | 805.2108 | 1.4142 | 28.2843
19 | 20 Feet Pine | 20 | 569.37 | 1 | 569.37 | 569.37 | 1 | 20
20 | 20 Feet FBGL | 20 | 27093.54 | 29 | 934.26 | 5031.1441 | 5.3852 | 107.7033
21 | 20 Feet Steel | 20 | 2221.56 | 2 | 1110.78 | 1570.8801 | 1.4142 | 28.2843
22 | 20 Feet Unknown | 20 | 1708.11 | 3 | 569.37 | 986.1778 | 1.7321 | 34.641
23 | 20 Feet Unknown | 20 | 569.37 | 1 | 569.37 | 569.37 | 1 | 20
24 | 20 Feet Wood | 20 | 2277.48 | 4 | 569.37 | 1138.74 | 2 | 40
25 | 24 Feet Steel | 24 | 82817.02 | 26 | 3185.27 | 16241.7539 | 5.099 | 122.3765
26 | 24Feet FBGL | 24 | 3155.34 | 3 | 1051.78 | 1821.7364 | 1.7321 | 41.5692
27 | 25 Feet Aluminum | 25 | 4207.12 | 4 | 1051.78 | 2103.56 | 2 | 50
28 | 25 Feet Pine | 25 | 3985.59 | 7 | 569.37 | 1506.4114 | 2.6458 | 66.1438
29 | 25 Feet Pine | 25 | 1138.74 | 2 | 569.37 | 805.2108 | 1.4142 | 35.3553
30 | 25 Feet Pine | 25 | 2846.85 | 5 | 569.37 | 1273.15 | 2.2361 | 55.9017
31 | 25 Feet Pine | 25 | 1138.74 | 2 | 569.37 | 805.2108 | 1.4142 | 35.3553
32 | 25 Feet Pine | 25 | 9109.92 | 16 | 569.37 | 2277.48 | 4 | 100
33 | 25 Feet Pine | 25 | 35870.31 | 63 | 569.37 | 4519.2343 | 7.9373 | 198.4313
34 | 25 Feet Pine | 25 | 9109.92 | 16 | 569.37 | 2277.48 | 4 | 100
35 | 25 Feet Pine | 25 | 26760.39 | 47 | 569.37 | 3903.4041 | 6.8557 | 171.3914
36 | 25 Feet Pine | 25 | 1708.11 | 3 | 569.37 | 986.1778 | 1.7321 | 43.3013
37 | 25 Feet Unknown | 25 | 1708.11 | 3 | 569.37 | 986.1778 | 1.7321 | 43.3013
38 | 25 Feet FBGL | 25 | 32605.18 | 31 | 1051.78 | 5856.0632 | 5.5678 | 139.1941
39 | 25 Feet Steel | 25 | 12741.08 | 4 | 3185.27 | 6370.54 | 2 | 50
40 | 25 Feet Wood | 25 | 569.37 | 1 | 569.37 | 569.37 | 1 | 25
41 | 30 Feet Alumunum | 30 | 61469.76 | 22 | 2794.08 | 13105.3969 | 4.6904 | 140.7125
42 | 30 Feet Cedar | 30 | 1347.92 | 2 | 673.96 | 953.1234 | 1.4142 | 42.4264
43 | 30 Feet Concrete | 30 | 673.96 | 1 | 673.96 | 673.96 | 1 | 30
44 | 30 Feet Concrete | 30 | 673.96 | 1 | 673.96 | 673.96 | 1 | 30
45 | 30 Feet Concrete | 30 | 453.3 | 1 | 453.3 | 453.3 | 1 | 30
46 | 30 Feet Douglas Fur | 30 | 673.96 | 1 | 673.96 | 673.96 | 1 | 30
47 | 30 Feet Douglas Fur | 30 | 673.96 | 1 | 673.96 | 673.96 | 1 | 30
48 | 30 Feet N/A | 30 | 12805.24 | 19 | 673.96 | 2937.7235 | 4.3589 | 130.767
49 | 30 Feet Pine | 30 | 16707.06 | 18 | 928.17 | 3937.8918 | 4.2426 | 127.2792
50 | 30 Feet Pine | 30 | 1751.26 | 2 | 875.63 | 1238.3278 | 1.4142 | 42.4264
51 | 30 Feet Pine | 30 | 17347.47 | 21 | 826.07 | 3785.5283 | 4.5826 | 137.4773
52 | 30 Feet Pine | 30 | 24937.92 | 32 | 779.31 | 4408.4431 | 5.6569 | 169.7056
53 | 30 Feet Pine | 30 | 353734.75 | 485 | 729.35 | 16062.2676 | 22.0227 | 660.6815
54 | 30 Feet Pine | 30 | 1042945.55 | 1405 | 742.31 | 27824.2504 | 37.4833 | 1124.4999
55 | 30 Feet Pine | 30 | 22488697.28 | 33368 | 673.96 | 123111.6665 | 182.6691 | 5480.073
56 | 30 Feet Pine | 30 | 1078433.16 | 1862 | 579.18 | 24992.1371 | 43.1509 | 1294.5269
57 | 30 Feet Pine | 30 | 13900.32 | 24 | 579.18 | 2837.3909 | 4.899 | 146.9694
58 | 30 Feet Pine | 30 | 1158.36 | 2 | 579.18 | 819.0842 | 1.4142 | 42.4264
59 | 30 Feet Pine | 30 | 4717.72 | 7 | 673.96 | 1783.1306 | 2.6458 | 79.3725
60 | 30 Feet Ponderosa Pine | 30 | 729.35 | 1 | 729.35 | 729.35 | 1 | 30
61 | 30 Feet Ponderosa Pine | 30 | 742.31 | 1 | 742.31 | 742.31 | 1 | 30
62 | 30 Feet Ponderosa Pine | 30 | 3369.8 | 5 | 673.96 | 1507.0204 | 2.2361 | 67.082
63 | 30 Feet Ponderosa Pine | 30 | 174912.36 | 302 | 579.18 | 10065.0753 | 17.3781 | 521.3444
64 | 30 Feet Ponderosa Pine | 30 | 25483.92 | 44 | 579.18 | 3841.8455 | 6.6332 | 198.9975
65 | 30 Feet Steel | 30 | 3648.64 | 1 | 3648.64 | 3648.64 | 1 | 30
66 | 30 Feet Steel | 30 | 40135.04 | 11 | 3648.64 | 12101.1699 | 3.3166 | 99.4987
67 | 30 Feet Steel | 30 | 76621.44 | 21 | 3648.64 | 16720.169 | 4.5826 | 137.4773
68 | 30 Feet Unknown | 30 | 673.96 | 1 | 673.96 | 673.96 | 1 | 30
69 | 30 Feet Unknown | 30 | 20892.76 | 31 | 673.96 | 3752.4505 | 5.5678 | 167.0329
70 | 30 Feet Unknown | 30 | 14153.16 | 21 | 673.96 | 3088.4727 | 4.5826 | 137.4773
71 | 30 Feet Wood | 30 | 2337.93 | 3 | 779.31 | 1349.8045 | 1.7321 | 51.9615
72 | 30 Feet Wood | 30 | 779.31 | 1 | 779.31 | 779.31 | 1 | 30
73 | 30 Feet Wood | 30 | 779.31 | 1 | 779.31 | 779.31 | 1 | 30
74 | 30 Feet Wood | 30 | 4376.1 | 6 | 729.35 | 1786.5353 | 2.4495 | 73.4847
75 | 30 Feet Wood | 30 | 17073.13 | 23 | 742.31 | 3559.9937 | 4.7958 | 143.8749
76 | 30 Feet Wood | 30 | 706984.04 | 1049 | 673.96 | 21828.3981 | 32.3883 | 971.6481
77 | 30 Feet Wood | 30 | 21429.66 | 37 | 579.18 | 3523.0144 | 6.0828 | 182.4829
78 | 30 Feet Wood | 30 | 3369.8 | 5 | 673.96 | 1507.0204 | 2.2361 | 67.082
79 | 32 Feet Steel | 32 | 76446.6 | 12 | 6370.55 | 22068.2325 | 3.4641 | 110.8513
80 | 33 Feet Pine | 33 | 673.96 | 1 | 673.96 | 673.96 | 1 | 33
81 | 33 Feet Unknown | 33 | 6739.6 | 10 | 673.96 | 2131.2487 | 3.1623 | 104.3552
82 | 35 Feet Aluminum | 35 | 248002.46 | 107 | 2317.78 | 23975.3027 | 10.3441 | 362.0428
83 | 35 Feet Cedar | 35 | 2071.77 | 3 | 690.59 | 1196.137 | 1.7321 | 60.6218
84 | 35 Feet Douglas Fur | 35 | 1713.2 | 2 | 856.6 | 1211.4153 | 1.4142 | 49.4975
85 | 35 Feet Douglas Fur | 35 | 826.61 | 1 | 826.61 | 826.61 | 1 | 35
86 | 35 Feet Fiberglass | 35 | 5776.1 | 1 | 5776.1 | 5776.1 | 1 | 35
87 | 35 Feet Pine | 35 | 13427.96 | 14 | 959.14 | 3588.7733 | 3.7417 | 130.958
88 | 35 Feet Pine | 35 | 15346.24 | 16 | 959.14 | 3836.56 | 4 | 140
89 | 35 Feet Pine | 35 | 431613 | 450 | 959.14 | 20346.4319 | 21.2132 | 742.4621
90 | 35 Feet Pine | 35 | 92313.93 | 97 | 951.69 | 9373.0595 | 9.8489 | 344.71
91 | 35 Feet Pine | 35 | 3119737.2 | 3642 | 856.6 | 51694.9406 | 60.349 | 2112.2145
92 | 35 Feet Pine | 35 | 26492850.5 | 32050 | 826.61 | 147983.9692 | 179.0251 | 6265.8798
93 | 35 Feet Pine | 35 | 3743688.39 | 5421 | 690.59 | 50846.3742 | 73.6274 | 2576.9604
94 | 35 Feet Pine | 35 | 667326.2 | 1028 | 649.15 | 20813.3323 | 32.0624 | 1122.1854
95 | 35 Feet Pine | 35 | 571.26 | 1 | 571.26 | 571.26 | 1 | 35
96 | 35 Feet Pine | 35 | 1381.18 | 2 | 690.59 | 976.6417 | 1.4142 | 49.4975
97 | 35 Feet Ponderosa Pine | 35 | 959.14 | 1 | 959.14 | 959.14 | 1 | 35
98 | 35 Feet Ponderosa Pine | 35 | 8566 | 10 | 856.6 | 2708.807 | 3.1623 | 110.6797
99 | 35 Feet Ponderosa Pine | 35 | 171934.88 | 208 | 826.61 | 11921.539 | 14.4222 | 504.7772
100 | 35 Feet Ponderosa Pine | 35 | 2071.77 | 3 | 690.59 | 1196.137 | 1.7321 | 60.6218
101 | 35 Feet Steel | 35 | 12341.79 | 3 | 4113.93 | 7125.5358 | 1.7321 | 60.6218
102 | 35 Feet Steel | 35 | 4113.93 | 1 | 4113.93 | 4113.93 | 1 | 35
103 | 35 Feet Steel | 35 | 209810.43 | 51 | 4113.93 | 29379.3367 | 7.1414 | 249.95
104 | 35 Feet Unknown | 35 | 959.14 | 1 | 959.14 | 959.14 | 1 | 35
105 | 35 Feet Unknown | 35 | 6852.8 | 8 | 856.6 | 2422.8307 | 2.8284 | 98.9949
106 | 35 Feet Unknown | 35 | 28931.35 | 35 | 826.61 | 4890.2907 | 5.9161 | 207.0628
107 | 35 Feet Unknown | 35 | 2071.77 | 3 | 690.59 | 1196.137 | 1.7321 | 60.6218
108 | 35 Feet Unknown | 35 | 1381.18 | 2 | 690.59 | 976.6417 | 1.4142 | 49.4975
109 | 35 Feet Unknown | 35 | 1381.18 | 2 | 690.59 | 976.6417 | 1.4142 | 49.4975
110 | 35 Feet Wood | 35 | 10550.54 | 11 | 959.14 | 3181.1075 | 3.3166 | 116.0819
111 | 35 Feet Wood | 35 | 5710.14 | 6 | 951.69 | 2331.1549 | 2.4495 | 85.7321
112 | 35 Feet Wood | 35 | 99365.6 | 116 | 856.6 | 9225.8643 | 10.7703 | 376.9615
113 | 35 Feet Wood | 35 | 646409.02 | 782 | 826.61 | 23115.5394 | 27.9643 | 978.7492
114 | 35 Feet Wood | 35 | 169194.55 | 245 | 690.59 | 10809.4433 | 15.6525 | 547.8367
115 | 35 Feet Wood | 35 | 18825.35 | 29 | 649.15 | 3495.7797 | 5.3852 | 188.4808
116 | 35 Feet Wood | 35 | 610.21 | 1 | 610.21 | 610.21 | 1 | 35
117 | 35 Feet Wood | 35 | 2479.83 | 3 | 826.61 | 1431.7305 | 1.7321 | 60.6218
118 | 37 Feet Steel | 37 | 4113.93 | 1 | 4113.93 | 4113.93 | 1 | 37
119 | 40 Feet Cedar | 40 | 4383.28 | 4 | 1095.82 | 2191.64 | 2 | 80
120 | 40 Feet Cedar | 40 | 4466.24 | 4 | 1116.56 | 2233.12 | 2 | 80
121 | 40 Feet Cedar | 40 | 2055.38 | 2 | 1027.69 | 1453.3731 | 1.4142 | 56.5685
122 | 40 Feet Concrete | 40 | 1998.56 | 1 | 1998.56 | 1998.56 | 1 | 40
123 | 40 Feet Douglas Fur | 40 | 1027.69 | 1 | 1027.69 | 1027.69 | 1 | 40
124 | 40 Feet Douglas Fur | 40 | 952.06 | 1 | 952.06 | 952.06 | 1 | 40
125 | 40 Feet Douglas Fur | 40 | 952.06 | 1 | 952.06 | 952.06 | 1 | 40
126 | 40 Feet Fiberglass | 40 | 11271.72 | 6 | 1878.62 | 4601.6604 | 2.4495 | 97.9796
127 | 40 Feet Pine | 40 | 12054.02 | 11 | 1095.82 | 3634.4238 | 3.3166 | 132.665
128 | 40 Feet Pine | 40 | 29587.14 | 27 | 1095.82 | 5694.0477 | 5.1962 | 207.8461
129 | 40 Feet Pine | 40 | 3049325.36 | 2731 | 1116.56 | 58350.2761 | 52.259 | 2090.3588
130 | 40 Feet Pine | 40 | 369263.36 | 344 | 1073.44 | 19909.3461 | 18.5472 | 741.8895
131 | 40 Feet Pine | 40 | 31465812.42 | 30618 | 1027.69 | 179825.195 | 174.98 | 6999.2
132 | 40 Feet Pine | 40 | 19556264.46 | 20541 | 952.06 | 136450.4934 | 143.3213 | 5732.8527
133 | 40 Feet Pine | 40 | 689103.8 | 770 | 894.94 | 24833.5772 | 27.7489 | 1109.955
134 | 40 Feet Pine | 40 | 45426.96 | 54 | 841.24 | 6181.8263 | 7.3485 | 293.9388
135 | 40 Feet Pine | 40 | 1324.54 | 1 | 1324.54 | 1324.54 | 1 | 40
136 | 40 Feet Pine | 40 | 1396.4 | 1 | 1396.4 | 1396.4 | 1 | 40
137 | 40 Feet Pine | 40 | 7193.83 | 7 | 1027.69 | 2719.0122 | 2.6458 | 105.8301
138 | 40 Feet Ponderosa Pine | 40 | 3349.68 | 3 | 1116.56 | 1933.9386 | 1.7321 | 69.282
139 | 40 Feet Ponderosa Pine | 40 | 229174.87 | 223 | 1027.69 | 15346.6844 | 14.9332 | 597.3274
140 | 40 Feet Ponderosa Pine | 40 | 158994.02 | 167 | 952.06 | 12303.3267 | 12.9228 | 516.9139
141 | 40 Feet Steel | 40 | 2226.92 | 1 | 2226.92 | 2226.92 | 1 | 40
142 | 40 Feet Steel | 40 | 438703.24 | 197 | 2226.92 | 31256.3117 | 14.0357 | 561.4268
143 | 40 Feet Unknown | 40 | 1183.55 | 1 | 1183.55 | 1183.55 | 1 | 40
144 | 40 Feet Unknown | 40 | 4466.24 | 4 | 1116.56 | 2233.12 | 2 | 80
145 | 40 Feet Unknown | 40 | 26719.94 | 26 | 1027.69 | 5240.2114 | 5.099 | 203.9608
146 | 40 Feet Unknown | 40 | 14280.9 | 15 | 952.06 | 3687.3125 | 3.873 | 154.9193
147 | 40 Feet Unknown | 40 | 952.06 | 1 | 952.06 | 952.06 | 1 | 40
148 | 40 Feet Unknown | 40 | 13359.97 | 13 | 1027.69 | 3705.389 | 3.6056 | 144.2221
149 | 40 Feet Wood | 40 | 88208.24 | 79 | 1116.56 | 9924.2024 | 8.8882 | 355.5278
150 | 40 Feet Wood | 40 | 12881.28 | 12 | 1073.44 | 3718.5052 | 3.4641 | 138.5641
151 | 40 Feet Wood | 40 | 718355.31 | 699 | 1027.69 | 27170.6932 | 26.4386 | 1057.5443
152 | 40 Feet Wood | 40 | 642640.5 | 675 | 952.06 | 24735.2444 | 25.9808 | 1039.2305
153 | 40 Feet Wood | 40 | 0 | 68 | 0 | 0 | 8.2462 | 329.8485
154 | 40 Feet Wood | 40 | 0 | 2 | 0 | 0 | 1.4142 | 56.5685
155 | 40 Feet Wood | 40 | 2055.38 | 2 | 1027.69 | 1453.3731 | 1.4142 | 56.5685
156 | 45 Feet Cedar | 45 | 2642.88 | 2 | 1321.44 | 1868.7984 | 1.4142 | 63.6396
157 | 45 Feet Cedar | 45 | 1160.08 | 1 | 1160.08 | 1160.08 | 1 | 45
158 | 45 Feet Cedar | 45 | 1493.96 | 1 | 1493.96 | 1493.96 | 1 | 45
159 | 45 Feet Concrete | 45 | 1998.56 | 1 | 1998.56 | 1998.56 | 1 | 45
160 | 45 Feet Concrete | 45 | 3997.12 | 2 | 1998.56 | 2826.3907 | 1.4142 | 63.6396
161 | 45 Feet Pine | 45 | 22350.41 | 17 | 1314.73 | 5420.7707 | 4.1231 | 185.5398
162 | 45 Feet Pine | 45 | 89401.64 | 68 | 1314.73 | 10841.5413 | 8.2462 | 371.0795
163 | 45 Feet Pine | 45 | 8778325.92 | 6643 | 1321.44 | 107703.4401 | 81.5046 | 3667.707
164 | 45 Feet Pine | 45 | 722099.4 | 660 | 1094.09 | 28107.681 | 25.6905 | 1156.0709
165 | 45 Feet Pine | 45 | 39276828.56 | 33857 | 1160.08 | 213457.8724 | 184.0027 | 8280.1223
166 | 45 Feet Pine | 45 | 3906859.68 | 3792 | 1030.29 | 63444.4518 | 61.5792 | 2771.0648
167 | 45 Feet Pine | 45 | 94534.72 | 98 | 964.64 | 9549.4488 | 9.8995 | 445.4773
168 | 45 Feet Pine | 45 | 4533.85 | 5 | 906.77 | 2027.5994 | 2.2361 | 100.6231
169 | 45 Feet Pine | 45 | 1493.96 | 1 | 1493.96 | 1493.96 | 1 | 45
170 | 45 Feet Ponderosa Pine | 45 | 33036 | 25 | 1321.44 | 6607.2 | 5 | 225
171 | 45 Feet Ponderosa Pine | 45 | 1094.09 | 1 | 1094.09 | 1094.09 | 1 | 45
172 | 45 Feet Ponderosa Pine | 45 | 232016 | 200 | 1160.08 | 16406.0087 | 14.1421 | 636.3961
173 | 45 Feet Ponderosa Pine | 45 | 11333.19 | 11 | 1030.29 | 3417.0854 | 3.3166 | 149.2481
174 | 45 Feet Steel | 45 | 28174.26 | 6 | 4695.71 | 11502.0935 | 2.4495 | 110.227
175 | 45 Feet Unknown | 45 | 54350.79 | 39 | 1393.61 | 8703.0917 | 6.245 | 281.0249
176 | 45 Feet Unknown | 45 | 13147.3 | 10 | 1314.73 | 4157.5413 | 3.1623 | 142.3025
177 | 45 Feet Unknown | 45 | 2642.88 | 2 | 1321.44 | 1868.7984 | 1.4142 | 63.6396
178 | 45 Feet Unknown | 45 | 44857.69 | 41 | 1094.09 | 7005.5942 | 6.4031 | 288.1406
179 | 45 Feet Unknown | 45 | 10440.72 | 9 | 1160.08 | 3480.24 | 3 | 135
180 | 45 Feet Unknown | 45 | 6181.74 | 6 | 1030.29 | 2523.6848 | 2.4495 | 110.227
181 | 45 Feet Wood | 45 | 3944.19 | 3 | 1314.73 | 2277.1792 | 1.7321 | 77.9423
182 | 45 Feet Wood | 45 | 199838.96 | 152 | 1314.73 | 16209.08 | 12.3288 | 554.7973
183 | 45 Feet Wood | 45 | 9250.08 | 7 | 1321.44 | 3496.2016 | 2.6458 | 119.0588
184 | 45 Feet Wood | 45 | 653171.73 | 597 | 1094.09 | 26732.5393 | 24.4336 | 1099.5113
185 | 45 Feet Wood | 45 | 203014 | 175 | 1160.08 | 15346.4159 | 13.2288 | 595.294
186 | 45 Feet Wood | 45 | 1030.29 | 1 | 1030.29 | 1030.29 | 1 | 45
187 | 45 Feet Wood | 45 | 964.64 | 1 | 964.64 | 964.64 | 1 | 45
188 | 45 Feet Wood | 45 | 6960.48 | 6 | 1160.08 | 2841.6041 | 2.4495 | 110.227
189 | 50 Feet Cedar | 50 | 1507.52 | 1 | 1507.52 | 1507.52 | 1 | 50
190 | 50 Feet Cedar | 50 | 17178.72 | 13 | 1321.44 | 4764.5197 | 3.6056 | 180.2776
191 | 50 Feet Cedar | 50 | 2188.18 | 2 | 1094.09 | 1547.2769 | 1.4142 | 70.7107
192 | 50 Feet Cedar | 50 | 6960.48 | 6 | 1160.08 | 2841.6041 | 2.4495 | 122.4745
193 | 50 Feet Douglas Fur | 50 | 5656.32 | 4 | 1414.08 | 2828.16 | 2 | 100
194 | 50 Feet Douglas Fur | 50 | 1084.55 | 1 | 1084.55 | 1084.55 | 1 | 50
195 | 50 Feet Pine | 50 | 179394.88 | 119 | 1507.52 | 16445.1017 | 10.9087 | 545.4356
196 | 50 Feet Pine | 50 | 12923277.12 | 9139 | 1414.08 | 135183.3855 | 95.5981 | 4779.9059
197 | 50 Feet Pine | 50 | 2249786.16 | 1578 | 1425.72 | 56635.3699 | 39.724 | 1986.2024
198 | 50 Feet Pine | 50 | 4332241.29 | 3341 | 1296.69 | 74950.4767 | 57.8014 | 2890.0692
199 | 50 Feet Pine | 50 | 45633.51 | 39 | 1170.09 | 7307.2097 | 6.245 | 312.2499
200 | 50 Feet Pine | 50 | 2169.1 | 2 | 1084.55 | 1533.7853 | 1.4142 | 70.7107
201 | 50 Feet Pine | 50 | 2038.94 | 2 | 1019.47 | 1441.7483 | 1.4142 | 70.7107
202 | 50 Feet Pine | 50 | 3412.64 | 2 | 1706.32 | 2413.1009 | 1.4142 | 70.7107
203 | 50 Feet Pine | 50 | 1614.02 | 1 | 1614.02 | 1614.02 | 1 | 50
204 | 50 Feet Pine | 50 | 1296.69 | 1 | 1296.69 | 1296.69 | 1 | 50
205 | 50 Feet Ponderosa Pine | 50 | 55149.12 | 39 | 1414.08 | 8830.9268 | 6.245 | 312.2499
206 | 50 Feet Ponderosa Pine | 50 | 7128.6 | 5 | 1425.72 | 3188.0068 | 2.2361 | 111.8034
207 | 50 Feet Ponderosa Pine | 50 | 28527.18 | 22 | 1296.69 | 6082.0152 | 4.6904 | 234.5208
208 | 50 Feet Ponderosa Pine | 50 | 1170.09 | 1 | 1170.09 | 1170.09 | 1 | 50
209 | 50 Feet Ponderosa Pine | 50 | 1019.47 | 1 | 1019.47 | 1019.47 | 1 | 50
210 | 50 Feet Steel | 50 | 23234.85 | 5 | 4646.97 | 10390.9408 | 2.2361 | 111.8034
211 | 50 Feet Unknown | 50 | 31109.76 | 22 | 1414.08 | 6632.6231 | 4.6904 | 234.5208
212 | 50 Feet Unknown | 50 | 1296.69 | 1 | 1296.69 | 1296.69 | 1 | 50
213 | 50 Feet Wood | 50 | 1597.97 | 1 | 1597.97 | 1597.97 | 1 | 50
214 | 50 Feet Wood | 50 | 7537.6 | 5 | 1507.52 | 3370.9172 | 2.2361 | 111.8034
215 | 50 Feet Wood | 50 | 270089.28 | 191 | 1414.08 | 19542.9744 | 13.8203 | 691.0137
216 | 50 Feet Wood | 50 | 9980.04 | 7 | 1425.72 | 3772.1006 | 2.6458 | 132.2876
217 | 50 Feet Wood | 50 | 125778.93 | 97 | 1296.69 | 12770.9154 | 9.8489 | 492.4429
218 | 50 Feet Wood | 50 | 1170.09 | 1 | 1170.09 | 1170.09 | 1 | 50
219 | 50 Feet Wood | 50 | 2169.1 | 2 | 1084.55 | 1533.7853 | 1.4142 | 70.7107
220 | 50 Feet Wood | 50 | 1296.69 | 1 | 1296.69 | 1296.69 | 1 | 50
221 | 55 Feet Cedar | 55 | 4522.56 | 3 | 1507.52 | 2611.1012 | 1.7321 | 95.2628
222 | 55 Feet Cedar | 55 | 12726.72 | 9 | 1414.08 | 4242.24 | 3 | 165
223 | 55 Feet Cedar | 55 | 5702.88 | 4 | 1425.72 | 2851.44 | 2 | 110
224 | 55 Feet Concrete | 55 | 2238.39 | 1 | 2238.39 | 2238.39 | 1 | 55
225 | 55 Feet Douglas Fur | 55 | 1840.85 | 1 | 1840.85 | 1840.85 | 1 | 55
226 | 55 Feet Pine | 55 | 1951.3 | 1 | 1951.3 | 1951.3 | 1 | 55
227 | 55 Feet Pine | 55 | 150949.7 | 82 | 1840.85 | 16669.6057 | 9.0554 | 498.0462
228 | 55 Feet Pine | 55 | 7345659.5 | 4450 | 1650.71 | 110116.0914 | 66.7083 | 3668.9576
229 | 55 Feet Pine | 55 | 328608.54 | 234 | 1404.31 | 21481.8123 | 15.2971 | 841.3382
230 | 55 Feet Pine | 55 | 400413.79 | 287 | 1395.17 | 23635.6787 | 16.9411 | 931.7591
231 | 55 Feet Pine | 55 | 24626.47 | 19 | 1296.13 | 5649.6997 | 4.3589 | 239.7394
232 | 55 Feet Pine | 55 | 3655.08 | 3 | 1218.36 | 2110.2614 | 1.7321 | 95.2628
233 | 55 Feet Pine | 55 | 11674.38 | 6 | 1945.73 | 4766.0457 | 2.4495 | 134.7219
234 | 55 Feet Pine | 55 | 2161.76 | 1 | 2161.76 | 2161.76 | 1 | 55
235 | 55 Feet Pine | 55 | 1650.71 | 1 | 1650.71 | 1650.71 | 1 | 55
236 | 55 Feet Pine | 55 | 1650.71 | 1 | 1650.71 | 1650.71 | 1 | 55
237 | 55 Feet Ponderosa Pine | 55 | 46219.88 | 28 | 1650.71 | 8734.7363 | 5.2915 | 291.0326
238 | 55 Feet Ponderosa Pine | 55 | 2808.62 | 2 | 1404.31 | 1985.9942 | 1.4142 | 77.7817
239 | 55 Feet Ponderosa Pine | 55 | 1395.17 | 1 | 1395.17 | 1395.17 | 1 | 55
240 | 55 Feet Ponderosa Pine | 55 | 1170.09 | 1 | 1170.09 | 1170.09 | 1 | 55
241 | 55 Feet Steel | 55 | 7109.07 | 3 | 2369.69 | 4104.4235 | 1.7321 | 95.2628
242 | 55 Feet Steel | 55 | 2369.69 | 1 | 2369.69 | 2369.69 | 1 | 55
243 | 55 Feet Unknown | 55 | 11554.97 | 7 | 1650.71 | 4367.3681 | 2.6458 | 145.5163
244 | 55 Feet Wood | 55 | 7363.4 | 4 | 1840.85 | 3681.7 | 2 | 110
245 | 55 Feet Wood | 55 | 170023.13 | 103 | 1650.71 | 16752.8768 | 10.1489 | 558.189
246 | 55 Feet Wood | 55 | 5617.24 | 4 | 1404.31 | 2808.62 | 2 | 110
247 | 55 Feet Wood | 55 | 26508.23 | 19 | 1395.17 | 6081.405 | 4.3589 | 239.7394
248 | 60 Feet Cedar | 60 | 2093.67 | 1 | 2093.67 | 2093.67 | 1 | 60
249 | 60 Feet Cedar | 60 | 97426.19 | 53 | 1838.23 | 13382.5164 | 7.2801 | 436.8066
250 | 60 Feet Cedar | 60 | 4885.44 | 3 | 1628.48 | 2820.6101 | 1.7321 | 103.923
251 | 60 Feet Cedar | 60 | 1530.77 | 1 | 1530.77 | 1530.77 | 1 | 60
252 | 60 Feet Douglas Fur | 60 | 11554.97 | 7 | 1650.71 | 4367.3681 | 2.6458 | 158.7451
253 | 60 Feet Douglas Fur | 60 | 1530.77 | 1 | 1530.77 | 1530.77 | 1 | 60
254 | 60 Feet Pine | 60 | 93883.35 | 51 | 1840.85 | 13146.2985 | 7.1414 | 428.4857
255 | 60 Feet Pine | 60 | 1373390.72 | 832 | 1650.71 | 47613.7564 | 28.8444 | 1730.6646
256 | 60 Feet Pine | 60 | 44937.92 | 32 | 1404.31 | 7943.977 | 5.6569 | 339.4113
257 | 60 Feet Pine | 60 | 11161.36 | 8 | 1395.17 | 3946.1367 | 2.8284 | 169.7056
258 | 60 Feet Pine | 60 | 1395.17 | 1 | 1395.17 | 1395.17 | 1 | 60
259 | 60 Feet Pine | 60 | 4185.51 | 3 | 1395.17 | 2416.5053 | 1.7321 | 103.923
260 | 60 Feet Pine | 60 | 4995.22 | 2 | 2497.61 | 3532.1539 | 1.4142 | 84.8528
261 | 60 Feet Pine | 60 | 2771.88 | 1 | 2771.88 | 2771.88 | 1 | 60
262 | 60 Feet Ponderosa Pine | 60 | 8253.55 | 5 | 1650.71 | 3691.0998 | 2.2361 | 134.1641
263 | 60 Feet Steel | 60 | 2526.74 | 1 | 2526.74 | 2526.74 | 1 | 60
264 | 60 Feet Unknown | 60 | 3301.42 | 2 | 1650.71 | 2334.4565 | 1.4142 | 84.8528
265 | 60 Feet Wood | 60 | 1951.3 | 1 | 1951.3 | 1951.3 | 1 | 60
266 | 60 Feet Wood | 60 | 1840.85 | 1 | 1840.85 | 1840.85 | 1 | 60
267 | 60 Feet Wood | 60 | 478705.9 | 290 | 1650.71 | 28110.5784 | 17.0294 | 1021.7632
268 | 60 Feet Wood | 60 | 47746.54 | 34 | 1404.31 | 8188.4641 | 5.831 | 349.8571
269 | 60 Feet Wood | 60 | 9766.19 | 7 | 1395.17 | 3691.2729 | 2.6458 | 158.7451
270 | 60 Feet Wood | 60 | 2790.34 | 2 | 1395.17 | 1973.0683 | 1.4142 | 84.8528
271 | 60 Feet Wood | 60 | 1395.17 | 1 | 1395.17 | 1395.17 | 1 | 60
272 | 60 Feet Wood | 60 | 2432.53 | 1 | 2432.53 | 2432.53 | 1 | 60
273 | 65 Feet Cedar | 65 | 4630.46 | 2 | 2315.23 | 3274.2297 | 1.4142 | 91.9239
274 | 65 Feet Cedar | 65 | 44882.88 | 24 | 1870.12 | 9161.6795 | 4.899 | 318.4337
275 | 65 Feet Cedar | 65 | 1870.12 | 1 | 1870.12 | 1870.12 | 1 | 65
276 | 65 Feet Pine | 65 | 46218.07 | 19 | 2432.53 | 10603.1524 | 4.3589 | 283.3284
277 | 65 Feet Pine | 65 | 625112.1 | 270 | 2315.23 | 38043.1109 | 16.4317 | 1068.059
278 | 65 Feet Pine | 65 | 5610.36 | 3 | 1870.12 | 3239.1429 | 1.7321 | 112.5833
279 | 65 Feet Pine | 65 | 7031.64 | 4 | 1757.91 | 3515.82 | 2 | 130
280 | 65 Feet Pine | 65 | 5312.16 | 2 | 2656.08 | 3756.2644 | 1.4142 | 91.9239
281 | 65 Feet Pine | 65 | 3915.5 | 1 | 3915.5 | 3915.5 | 1 | 65
282 | 65 Feet Ponderosa Pine | 65 | 2315.23 | 1 | 2315.23 | 2315.23 | 1 | 65
283 | 65 Feet Steel | 65 | 15160.44 | 6 | 2526.74 | 6189.2237 | 2.4495 | 159.2168
284 | 65 Feet Wood | 65 | 9730.12 | 4 | 2432.53 | 4865.06 | 2 | 130
285 | 65 Feet Wood | 65 | 456100.31 | 197 | 2315.23 | 32495.8016 | 14.0357 | 912.3185
286 | 65 Feet Wood | 65 | 56103.6 | 30 | 1870.12 | 10243.0691 | 5.4772 | 356.0197
287 | 65 Feet Wood | 65 | 5273.73 | 3 | 1757.91 | 3044.7894 | 1.7321 | 112.5833
288 | 65 Feet Wood | 65 | 1395.17 | 1 | 1395.17 | 1395.17 | 1 | 65
289 | 65 Feet Wood | 65 | 4630.46 | 2 | 2315.23 | 3274.2297 | 1.4142 | 91.9239
290 | 70 Feet Cedar | 70 | 14839.68 | 7 | 2119.9543 | 5608.8718 | 2.6458 | 185.2026
291 | 70 Feet Cedar | 70 | 3108.37 | 2 | 1554.185 | 2197.9495 | 1.4142 | 98.9949
292 | 70 Feet Cedar | 70 | 3351.27 | 1 | 3351.27 | 3351.27 | 1 | 70
293 | 70 Feet Pine | 70 | 11719.76 | 4 | 2929.94 | 5859.88 | 2 | 140
294 | 70 Feet Pine | 70 | 145923.52 | 64 | 2280.055 | 18240.44 | 8 | 560
295 | 70 Feet Pine | 70 | 12433.48 | 4 | 3108.37 | 6216.74 | 2 | 140
296 | 70 Feet Pine | 70 | 2921.87 | 1 | 2921.87 | 2921.87 | 1 | 70
297 | 70 Feet Wood | 70 | 5859.88 | 2 | 2929.94 | 4143.5609 | 1.4142 | 98.9949
298 | 70 Feet Wood | 70 | 143450.24 | 101 | 1420.2994 | 14273.8324 | 10.0499 | 703.4913
299 | 70 Feet Wood | 70 | 2921.87 | 1 | 2921.87 | 2921.87 | 1 | 70
300 | 75 Feet Cedar | 75 | 7528.02 | 2 | 3764.01 | 5323.114 | 1.4142 | 106.066
301 | 75 Feet Pine | 75 | 10477.04 | 2 | 5238.52 | 7408.386 | 1.4142 | 106.066
302 | 75 Feet Pine | 75 | 86572.23 | 23 | 3764.01 | 18051.5578 | 4.7958 | 359.6874
303 | 75 Feet Unknown | 75 | 3764.01 | 1 | 3764.01 | 3764.01 | 1 | 75
304 | 75 Feet Wood | 75 | 10477.04 | 2 | 5238.52 | 7408.386 | 1.4142 | 106.066
305 | 75 Feet Wood | 75 | 158088.42 | 42 | 3764.01 | 24393.5728 | 6.4807 | 486.0556
306 | 75 Feet Wood | 75 | 3312.33 | 1 | 3312.33 | 3312.33 | 1 | 75
307 | 75 Feet Wood | 75 | 7528.02 | 2 | 3764.01 | 5323.114 | 1.4142 | 106.066
308 | 80 Feet Cedar | 80 | 3771.74 | 1 | 3771.74 | 3771.74 | 1 | 80
309 | 80 Feet Douglas Fur | 80 | 3771.74 | 1 | 3771.74 | 3771.74 | 1 | 80
310 | 80 Feet Pine | 80 | 7543.48 | 6 | 1257.2467 | 3079.6128 | 2.4495 | 195.9592
311 | 80 Feet Pine | 80 | 3319.13 | 1 | 3319.13 | 3319.13 | 1 | 80
312 | 85 Feet Cedar | 85 | 8512.34 | 1 | 8512.34 | 8512.34 | 1 | 85
313 | 85 Feet Pine | 85 | 72274.59 | 9 | 8030.51 | 24091.53 | 3 | 255
314 | TOTAL |  | 208768892.28 | 210115
315
316 | Zero Intercept Linear Regression Results |  |  |  |  | LINEST Array
317
318 | Size Coefficient ($ per MCM) |  | 35.0186 |  |  | 35.0186 | -386.5105
319 | Zero Intercept ($ per Unit) |  | -386.5105 |  |  | 1.1494 | 46.0127
320 | R-Square |  | 0.98099 |  |  | 0.98099 | 3703.7865
321
322 | Plant Classification
323
324 | Total Number of Units |  | 210115
325 | Zero Intercept ($/Unit) |  | -386.5105
326 | Minimum System ($/Unit) |  | 0
327 | Use Min System (M) or Zero Intercept (Z)? |  | Z
328 | Zero Intercept or Min System Cost ($) |  | -81211647.8155
329 | Total Cost of Sample |  | 208768892.28
330 | Percentage of Total |  | -0.389
331 | Percentage Classified as Customer-Related |  | -38.9%
332 | Percentage Classified as Demand-Related |  | 138.9%

## Transformers
Kentucky Power
Zero Intercept & Minimum System Analyses
Account 368 - Transformers
[5 empty] | Actual |  | Linear Regression Inputs
Unit Cost
# | Description | Size | Cost | Quantity | ($ per Unit) | y*n^0.5 | n^0.5 | xn^0.5
1 | 34500GRDY/19920V | 100 | 119722.6 | 20 | 5986.13 | 26770.7872 | 4.4721 | 447.2136
2 | 12470GRDY/7200V | 100 | 737701.52 | 164 | 4498.18 | 57604.8108 | 12.8062 | 1280.6248
3 | 12470GRDY/7200V | 1000 | 245405.36 | 8 | 30675.67 | 86763.8971 | 2.8284 | 2828.4271
4 | 12470GRDY/7200V | 1000 | 604088.47 | 19 | 31794.13 | 138587.3997 | 4.3589 | 4358.8989
5 | 34500GRDY/19920V | 1000 | 31794.13 | 1 | 31794.13 | 31794.13 | 1 | 1000
6 | 34500GRDY/19920V | 1000 | 349735.43 | 11 | 31794.13 | 105449.1997 | 3.3166 | 3316.6248
7 | 12470GRDY/7200V | 112.5 | 109569.33 | 13 | 8428.41 | 30389.0644 | 3.6056 | 405.6245
8 | 12470GRDY/7200V | 112.5 | 127176.52 | 4 | 31794.13 | 63588.26 | 2 | 225
9 | 34500GRDY/19920V | 112.5 | 165726.84 | 12 | 13810.57 | 47841.2178 | 3.4641 | 389.7114
10 | 34500GRDY/19920V | 112.5 | 68408.45 | 5 | 13681.69 | 30593.1889 | 2.2361 | 251.5576
11 | 12470GRDY/7200V | 150 | 463137.75 | 45 | 10291.95 | 69040.4995 | 6.7082 | 1006.2306
12 | 12470GRDY/7200V | 150 | 101004.4 | 10 | 10100.44 | 31940.3958 | 3.1623 | 474.3416
13 | 34500GRDY/19920V | 150 | 158207.17 | 11 | 14382.47 | 47701.2565 | 3.3166 | 497.4937
14 | 34500GRDY/19920V | 150 | 56918.76 | 4 | 14229.69 | 28459.38 | 2 | 300
15 | 12470GRDY/7200V | 1500 | 697040.48 | 16 | 43565.03 | 174260.12 | 4 | 6000
16 | 34500GRDY/19920V | 1500 | 76912.3 | 2 | 38456.15 | 54385.2089 | 1.4142 | 2121.3203
17 | 3450GRDY/19920V | 1500 | 230736.9 | 6 | 38456.15 | 94197.945 | 2.4495 | 3674.2346
18 | 3450GRDY/19920V | 167 | 171687.56 | 22 | 7803.98 | 36603.9108 | 4.6904 | 783.2994
19 | 12470GRDY/7200V | 167 | 456761.76 | 78 | 5855.92 | 51718.0851 | 8.8318 | 1474.9041
20 | 12470GRDY/7200V | 225 | 133681.1 | 10 | 13368.11 | 42273.6756 | 3.1623 | 711.5125
21 | 12470GRDY/7200V | 225 | 49262.4 | 3 | 16420.8 | 28441.6599 | 1.7321 | 389.7114
22 | 34500GRDY/19920V | 225 | 114945.6 | 7 | 16420.8 | 43445.3531 | 2.6458 | 595.294
23 | 34500GRDY/19920V | 225 | 32841.6 | 2 | 16420.8 | 23222.5181 | 1.4142 | 318.1981
24 | 34500GRDY/19920V | 25 | 107131.24 | 46 | 2328.94 | 15795.6396 | 6.7823 | 169.5582
25 | 12470GRDY/7200V | 25 | 442122.99 | 177 | 2497.87 | 33231.9989 | 13.3041 | 332.6034
26 | 12470GRDY/7200V | 250 | 9207.05 | 1 | 9207.05 | 9207.05 | 1 | 250
27 | 12470GRDY/7200V | 2500 | 50379.62 | 1 | 50379.62 | 50379.62 | 1 | 2500
28 | 34500GRDY/19920V | 2500 | 52925.22 | 1 | 52925.22 | 52925.22 | 1 | 2500
29 | 12470GRDY/7200V | 300 | 807494.75 | 53 | 15235.75 | 110917.9342 | 7.2801 | 2184.033
30 | 12470GRDY/7200V | 300 | 227869.92 | 16 | 14241.87 | 56967.48 | 4 | 1200
31 | 34500GRDY/19920V | 300 | 314492.96 | 16 | 19655.81 | 78623.24 | 4 | 1200
32 | 34500GRDY/19920V | 300 | 130501.91 | 7 | 18643.13 | 49325.0856 | 2.6458 | 793.7254
33 | 34500GRDY/19920V | 50 | 427638.9 | 94 | 4549.35 | 44107.5847 | 9.6954 | 484.768
34 | 12470GRDY/7200V | 50 | 1337197.5 | 450 | 2971.55 | 63036.0947 | 21.2132 | 1060.6602
35 | 12470GRDY/7200V | 500 | 1084893.15 | 55 | 19725.33 | 146286.9625 | 7.4162 | 3708.0992
36 | 12470GRDY/7200V | 500 | 1017430.8 | 60 | 16957.18 | 131349.7515 | 7.746 | 3872.9833
37 | 12470GRDY/7200V | 500 | 50871.54 | 3 | 16957.18 | 29370.6973 | 1.7321 | 866.0254
38 | 34500GRDY/19920V | 500 | 372411.01 | 17 | 21906.53 | 90322.9371 | 4.1231 | 2061.5528
39 | 34500GRDY/19920V | 500 | 21255.21 | 1 | 21255.21 | 21255.21 | 1 | 500
40 | 3450GRDY/19920V | 500 | 552635.46 | 26 | 21255.21 | 108380.7306 | 5.099 | 2549.5098
41 | 3450GRDY/19920V | 75 | 208375.2 | 40 | 5209.38 | 32947.012 | 6.3246 | 474.3416
42 | 12470GRDY/7200V | 75 | 396551.3 | 106 | 3741.05 | 38516.4671 | 10.2956 | 772.1723
43 | 12470GRDY/7200V | 750 | 448073.25 | 17 | 26357.25 | 108673.7258 | 4.1231 | 3092.3292
44 | 12470GRDY/7200V | 750 | 990591.42 | 39 | 25399.78 | 158621.5753 | 6.245 | 4683.7485
45 | 34500GRDY/19920V | 750 | 30892.76 | 1 | 30892.76 | 30892.76 | 1 | 750
46 | 34500GRDY/19920V | 750 | 61785.52 | 2 | 30892.76 | 43688.9602 | 1.4142 | 1060.6602
47 | 34500GRDY/19920V | 750 | 116347.32 | 4 | 29086.83 | 58173.66 | 2 | 1500
48 | 3450GRDY/19920V | 750 | 261781.47 | 9 | 29086.83 | 87260.49 | 3 | 2250
49 | 12470GRDY/7200V | 100 | 44981.8 | 10 | 4498.18 | 14224.4941 | 3.1623 | 316.2278
50 | 12470GRDY/7200V | 1000 | 30675.67 | 1 | 30675.67 | 30675.67 | 1 | 1000
51 | 12470GRDY/7200V | 1000 | 31794.13 | 1 | 31794.13 | 31794.13 | 1 | 1000
52 | 12470GRDY/7200V | 150 | 51459.75 | 5 | 10291.95 | 23013.4998 | 2.2361 | 335.4102
53 | 12470GRDY/7200V | 150 | 10291.95 | 1 | 10291.95 | 10291.95 | 1 | 150
54 | 34500GRDY/19920V | 150 | 10100.44 | 1 | 10100.44 | 10100.44 | 1 | 150
55 | 12470GRDY/7200V | 150 | 10291.95 | 1 | 10291.95 | 10291.95 | 1 | 150
56 | 12470GRDY/7200V | 300 | 45707.25 | 3 | 15235.75 | 26389.0931 | 1.7321 | 519.6152
57 | 12470GRDY/7200V | 300 | 28483.74 | 2 | 14241.87 | 20141.0457 | 1.4142 | 424.2641
58 | 12470GRDY/7200V | 300 | 76178.75 | 5 | 15235.75 | 34068.1727 | 2.2361 | 670.8204
59 | 34500GRDY/19920V | 300 | 39311.62 | 2 | 19655.81 | 27797.5131 | 1.4142 | 424.2641
60 | 12470GRDY/7200V | 500 | 78901.32 | 4 | 19725.33 | 39450.66 | 2 | 1000
61 | 12470GRDY/7200V | 500 | 101743.08 | 6 | 16957.18 | 41536.4385 | 2.4495 | 1224.7449
62 | 12470GRDY/7200V | 500 | 16957.18 | 1 | 16957.18 | 16957.18 | 1 | 500
63 | 12470GRDY/7200V | 500 | 19725.33 | 1 | 19725.33 | 19725.33 | 1 | 500
64 | 34500GRDY/19920V | 500 | 65719.59 | 3 | 21906.53 | 37943.223 | 1.7321 | 866.0254
65 | 34500GRDY/19920V | 500 | 42510.42 | 2 | 21255.21 | 30059.4063 | 1.4142 | 707.1068
66 | 12470GRDY/7200V | 75 | 7482.1 | 2 | 3741.05 | 5290.6436 | 1.4142 | 106.066
67 | 12470GRDY/7200V | 75 | 74821 | 20 | 3741.05 | 16730.4842 | 4.4721 | 335.4102
68 | 12470GRDY/7200V | 750 | 52714.5 | 2 | 26357.25 | 37274.7804 | 1.4142 | 1060.6602
69 | 12470GRDY/7200V | 750 | 25399.78 | 1 | 25399.78 | 25399.78 | 1 | 750
70 | 12470GRDY/7200V | 750 | 50799.56 | 2 | 25399.78 | 35920.7134 | 1.4142 | 1060.6602
71 | 12470GRDY/7200V | 750 | 25399.78 | 1 | 25399.78 | 25399.78 | 1 | 750
72 | 34500GRDY/19920V | 112.5 | 13810.57 | 1 | 13810.57 | 13810.57 | 1 | 112.5
73 | 12470GRDY/7200V | 50 | 13648.05 | 3 | 4549.35 | 7879.7053 | 1.7321 | 86.6025
74 | 34500GRDY/19920V | 5000 | 243802.32 | 3 | 81267.44 | 140759.3351 | 1.7321 | 8660.254
75 | 12470GRDY/7200V | 75 | 3741.05 | 1 | 3741.05 | 3741.05 | 1 | 75
76 | 12470GRDY/7200V | 75 | 7482.1 | 2 | 3741.05 | 5290.6436 | 1.4142 | 106.066
77 | 12470GRDY/7200V | 1.5 | 1371.72 | 2 | 685.86 | 969.9525 | 1.4142 | 2.1213
78 | 1247GRDY/7200V | 1.5 | 8242.32 | 12 | 686.86 | 2379.3528 | 3.4641 | 5.1962
79 | 1247GRDY/7200V | 1.5 | 1373.72 | 2 | 686.86 | 971.3667 | 1.4142 | 2.1213
80 | 34500GRDY/19920V | 1.5 | 1167.96 | 1 | 1167.96 | 1167.96 | 1 | 1.5
81 | 34500GRDY/19920V | 1.5 | 8175.72 | 7 | 1167.96 | 3090.1317 | 2.6458 | 3.9686
82 | 12470GRDY/7200V | 1.5 | 686.86 | 1 | 686.86 | 686.86 | 1 | 1.5
83 | 12470GRDY/7200V | 10 | 8512197.37 | 5699 | 1493.63 | 112756.6998 | 75.4917 | 754.9172
84 | 12470GRDY/7200V | 10 | 47796.16 | 32 | 1493.63 | 8449.2472 | 5.6569 | 56.5685
85 | 1247GRDY/7200V | 10 | 2987.26 | 2 | 1493.63 | 2112.3118 | 1.4142 | 14.1421
86 | 34500GRDY/19920V | 10 | 14126.5 | 10 | 1412.65 | 4467.1915 | 3.1623 | 31.6228
87 | 34500GRDY/19920V | 10 | 2825.3 | 2 | 1412.65 | 1997.7888 | 1.4142 | 14.1421
88 | 34500GRDY/19920V | 10 | 4237.95 | 3 | 1412.65 | 2446.7816 | 1.7321 | 17.3205
89 | 34500GRDY/19920V | 10 | 22602.4 | 16 | 1412.65 | 5650.6 | 4 | 40
90 | 1247GRDY/7200V | 10 | 4480.89 | 3 | 1493.63 | 2587.043 | 1.7321 | 17.3205
91 | 34500GRDY/19920V | 10 | 2746191.6 | 1944 | 1412.65 | 62284.8903 | 44.0908 | 440.9082
92 | 34500GRDY/19920V | 10 | 24377.58 | 18 | 1354.31 | 5745.8507 | 4.2426 | 42.4264
93 | 1247GRDY/7200V | 10 | 2987.26 | 2 | 1493.63 | 2112.3118 | 1.4142 | 14.1421
94 | 1247GRDY/7200V | 10 | 2195636.1 | 1470 | 1493.63 | 57266.639 | 38.3406 | 383.4058
95 | 1247GRDY/7200V | 10 | 8961.78 | 6 | 1493.63 | 3658.6314 | 2.4495 | 24.4949
96 | 1247GRDY/7200V | 100 | 3486.42 | 1 | 3486.42 | 3486.42 | 1 | 100
97 | 12470GRDY/7200V | 100 | 10459.26 | 3 | 3486.42 | 6038.6566 | 1.7321 | 173.2051
98 | 12470GRDY/7200V | 100 | 622755 | 210 | 2965.5 | 42974.1777 | 14.4914 | 1449.1377
99 | 1247GRDY/7200V | 100 | 128997.54 | 37 | 3486.42 | 21207.0649 | 6.0828 | 608.2763
100 | 34500GRDY/19920V | 100 | 485007.4 | 124 | 3911.35 | 43554.9503 | 11.1355 | 1113.5529
101 | 34500GRDY/19920V | 100 | 45201.52 | 14 | 3228.68 | 12080.6144 | 3.7417 | 374.1657
102 | 34500GRDY/19920V | 100 | 9978.66 | 2 | 4989.33 | 7055.9782 | 1.4142 | 141.4214
103 | 12470GRDY/7200V | 100 | 3486.42 | 1 | 3486.42 | 3486.42 | 1 | 100
104 | 12470GRDY/7200V | 100 | 45323.46 | 13 | 3486.42 | 12570.4661 | 3.6056 | 360.5551
105 | 34500GRDY/19920V | 100 | 829206.2 | 212 | 3911.35 | 56950.1156 | 14.5602 | 1456.022
106 | 34500GRDY/19920V | 100 | 370687.5 | 125 | 2965.5 | 33155.2979 | 11.1803 | 1118.034
107 | 34500GRDY/19920V | 100 | 2030.53 | 1 | 2030.53 | 2030.53 | 1 | 100
108 | 12470GRDY/7200V | 100 | 6972.84 | 2 | 3486.42 | 4930.5424 | 1.4142 | 141.4214
109 | 12470GRDY/7200V | 100 | 3817629.9 | 1095 | 3486.42 | 115368.3719 | 33.0908 | 3309.0784
110 | 12470GRDY/7200V | 100 | 119461.16 | 37 | 3228.68 | 19639.2937 | 6.0828 | 608.2763
111 | 12470GRDY/7200V | 100 | 29655 | 10 | 2965.5 | 9377.7344 | 3.1623 | 316.2278
112 | 12470GRDY/7200V | 15 | 2464.82 | 2 | 1232.41 | 1742.8909 | 1.4142 | 21.2132
113 | 12470GRDY/7200V | 15 | 19660636.73 | 15953 | 1232.41 | 155659.7742 | 126.3052 | 1894.5778
114 | 12470GRDY/7200V | 15 | 189523.18 | 154 | 1230.67 | 15272.2131 | 12.4097 | 186.1451
115 | 34500GRDY/19920V | 15 | 114019.2 | 64 | 1781.55 | 14252.4 | 8 | 120
116 | 34500GRDY/19920V | 15 | 2147.48 | 2 | 1073.74 | 1518.4977 | 1.4142 | 21.2132
117 | 12470GRDY/7200V | 15 | 16021.33 | 13 | 1232.41 | 4443.5174 | 3.6056 | 54.0833
118 | 34500GRDY/19920V | 15 | 7435290.14 | 4978 | 1493.63 | 105382.9797 | 70.5549 | 1058.3241
119 | 34500GRDY/19920V | 15 | 68787.02 | 46 | 1495.37 | 10142.0928 | 6.7823 | 101.7349
120 | 34500GRDY/19920V | 15 | 7468.15 | 5 | 1493.63 | 3339.8582 | 2.2361 | 33.541
121 | 12470GRDY/7200V | 15 | 13556.51 | 11 | 1232.41 | 4087.4416 | 3.3166 | 49.7494
122 | 12470GRDY/7200V | 15 | 3082212.51 | 2301 | 1339.51 | 64254.6067 | 47.9687 | 719.5311
123 | 12470GRDY/7200V | 15 | 41125.8 | 30 | 1370.86 | 7508.5095 | 5.4772 | 82.1584
124 | 12470GRDY/7200V | 167 | 715531.52 | 128 | 5590.09 | 63244.6487 | 11.3137 | 1889.3893
125 | 34500GRDY/19920V | 167 | 264409.2 | 45 | 5875.76 | 39415.7963 | 6.7082 | 1120.2701
126 | 34500GRDY/19920V | 167 | 89807.94 | 18 | 4989.33 | 21167.9345 | 4.2426 | 708.521
127 | 12470GRDY/7200V | 167 | 13776.95 | 5 | 2755.39 | 6161.2393 | 2.2361 | 373.4234
128 | 34500GRDY/19920V | 167 | 240906.16 | 41 | 5875.76 | 37623.2213 | 6.4031 | 1069.3217
129 | 34500GRDY/19920V | 167 | 305730.17 | 61 | 5011.97 | 39144.7371 | 7.8102 | 1304.3117
130 | 34500GRDY/19920V | 167 | 468997.02 | 94 | 4989.33 | 48373.3491 | 9.6954 | 1619.1251
131 | 12470GRDY/7200V | 167 | 537301.05 | 195 | 2755.39 | 38476.9274 | 13.9642 | 2332.0281
132 | 12470GRDY/7200V | 167 | 120964.2 | 28 | 4320.15 | 22860.0851 | 5.2915 | 883.6809
133 | 12470GRDY/7200V | 167 | 41925.6 | 15 | 2795.04 | 10825.1434 | 3.873 | 646.7882
134 | 12470GRDY/7200V | 167 | 17280.58 | 2 | 8640.29 | 12219.2153 | 1.4142 | 236.1737
135 | 12470GRDY/7200V | 167 | 2755.39 | 1 | 2755.39 | 2755.39 | 1 | 167
136 | 12470GRDY/7200V | 25 | 7381.1 | 5 | 1476.22 | 3300.9283 | 2.2361 | 55.9017
137 | 12470GRDY/7200V | 25 | 41343017.32 | 28006 | 1476.22 | 247045.3178 | 167.3499 | 4183.7483
138 | 12470GRDY/7200V | 25 | 587389.44 | 409 | 1436.16 | 29044.5385 | 20.2237 | 505.5937
139 | 1247GRDY/ 7200V | 25 | 2952.44 | 2 | 1476.22 | 2087.6903 | 1.4142 | 35.3553
140 | 1247GRDY/ 7200V | 25 | 1476.22 | 1 | 1476.22 | 1476.22 | 1 | 25
141 | 34500GRDY/19920V | 25 | 364029.84 | 204 | 1784.46 | 25487.1867 | 14.2829 | 357.0714
142 | 34500GRDY/19920V | 25 | 1928.57 | 1 | 1928.57 | 1928.57 | 1 | 25
143 | 34500GRDY/19920V | 25 | 5353.38 | 3 | 1784.46 | 3090.7754 | 1.7321 | 43.3013
144 | 34500GRDY/19920V | 25 | 25071.41 | 13 | 1928.57 | 6953.558 | 3.6056 | 90.1388
145 | 12470GRDY/ 7200V | 25 | 41334.16 | 28 | 1476.22 | 7811.422 | 5.2915 | 132.2876
146 | 12470GRDY/ 7200V | 25 | 1476.22 | 1 | 1476.22 | 1476.22 | 1 | 25
147 | 34500GRDY/19920V | 25 | 1784.46 | 1 | 1784.46 | 1784.46 | 1 | 25
148 | 34500GRDY/19920V | 25 | 16033373.1 | 8985 | 1784.46 | 169147.607 | 94.7892 | 2369.731
149 | 34500GRDY/19920V | 25 | 448932.9 | 258 | 1740.05 | 27949.3415 | 16.0624 | 401.5595
150 | 34500GRDY/19920V | 25 | 44611.5 | 25 | 1784.46 | 8922.3 | 5 | 125
151 | 12470GRDY/ 7200V | 25 | 41334.16 | 28 | 1476.22 | 7811.422 | 5.2915 | 132.2876
152 | 12470GRDY/ 7200V | 25 | 1551.97 | 1 | 1551.97 | 1551.97 | 1 | 25
153 | 12470GRDY/ 7200V | 25 | 5208295.95 | 3315 | 1571.13 | 90459.4385 | 57.576 | 1439.4009
154 | 12470GRDY/ 7200V | 25 | 158300.94 | 102 | 1551.97 | 15674.1287 | 10.0995 | 252.4876
155 | 12470GRDY/ 7200V | 25 | 28723.1 | 10 | 2872.31 | 9083.0417 | 3.1623 | 79.0569
156 | 12470GRDY/ 7200V | 25 | 140746.74 | 86 | 1636.59 | 15177.1113 | 9.2736 | 231.8405
157 | 12470GRDY/ 7200V | 25 | 1551.97 | 1 | 1551.97 | 1551.97 | 1 | 25
158 | 12470GRDY/7200V | 250 | 49004.85 | 15 | 3266.99 | 12652.9979 | 3.873 | 968.2458
159 | 34500GRDY/19920V | 250 | 7298.93 | 1 | 7298.93 | 7298.93 | 1 | 250
160 | 34500GRDY/19920V | 250 | 14597.86 | 2 | 7298.93 | 10322.2458 | 1.4142 | 353.5534
161 | 34500GRDY/19920V | 250 | 37233.06 | 6 | 6205.51 | 15200.3331 | 2.4495 | 612.3724
162 | 34500GRDY/19920V | 250 | 1372198.84 | 188 | 7298.93 | 100077.8861 | 13.7113 | 3427.8273
163 | 12470GRDY/ 7200V | 250 | 73993.35 | 15 | 4932.89 | 19105.0008 | 3.873 | 968.2458
164 | 12470GRDY/ 7200V | 250 | 3266.99 | 1 | 3266.99 | 3266.99 | 1 | 250
165 | 12470GRDY/ 7200V | 250 | 19897.2 | 5 | 3979.44 | 8898.2984 | 2.2361 | 559.017
166 | 12470GRDY/ 7200V | 250 | 29402.91 | 9 | 3266.99 | 9800.97 | 3 | 750
167 | 12470GRDY/ 7200V | 250 | 9800.97 | 3 | 3266.99 | 5658.5927 | 1.7321 | 433.0127
168 | 12470GRDY/ 7200V | 250 | 3266.99 | 1 | 3266.99 | 3266.99 | 1 | 250
169 | 12470GRDY/ 7200V | 3 | 65341.5 | 210 | 311.15 | 4508.9919 | 14.4914 | 43.4741
170 | 12470GRDY/ 7200V | 3 | 3111.5 | 10 | 311.15 | 983.9427 | 3.1623 | 9.4868
171 | 12470GRDY/ 7200V | 333 | 86029.6 | 8 | 10753.7 | 30416.0568 | 2.8284 | 941.8662
172 | 34500GRDY/19920V | 333 | 9279.92 | 1 | 9279.92 | 9279.92 | 1 | 333
173 | 34500GRDY/19920V | 333 | 27839.76 | 3 | 9279.92 | 16073.2929 | 1.7321 | 576.7729
174 | 7200/12470Y | 333 | 5599.95 | 3 | 1866.65 | 3233.1326 | 1.7321 | 576.7729
175 | 34500GRDY/19920V | 333 | 13992.84 | 3 | 4664.28 | 8078.7699 | 1.7321 | 576.7729
176 | 34500GRDY/19920V | 333 | 816632.96 | 88 | 9279.92 | 87053.366 | 9.3808 | 3123.8169
177 | 12470GRDY/ 7200V | 333 | 11199.9 | 6 | 1866.65 | 4572.34 | 2.4495 | 815.6801
178 | 12470GRDY/ 7200V | 333 | 4664.28 | 1 | 4664.28 | 4664.28 | 1 | 333
179 | 12470GRDY/ 7200V | 333 | 13992.84 | 3 | 4664.28 | 8078.7699 | 1.7321 | 576.7729
180 | 12470GRDY/ 7200V | 37.5 | 12332.11 | 7 | 1761.73 | 4661.0995 | 2.6458 | 99.2157
181 | 12470GRDY/ 7200V | 37.5 | 174195.45 | 99 | 1759.55 | 17507.3014 | 9.9499 | 373.1203
182 | 12470GRDY/ 7200V | 37.5 | 1581835.45 | 899 | 1759.55 | 52757.166 | 29.9833 | 1124.3748
183 | 12470GRDY/ 7200V | 37.5 | 1759.55 | 1 | 1759.55 | 1759.55 | 1 | 37.5
184 | 12470GRDY/ 7200V | 37.5 | 927282.85 | 527 | 1759.55 | 40393.0754 | 22.9565 | 860.868
185 | 12470GRDY/ 7200V | 37.5 | 5620.86 | 3 | 1873.62 | 3245.205 | 1.7321 | 64.9519
186 | 12470GRDY/ 7200V | 5 | 204114.4 | 656 | 311.15 | 7969.3284 | 25.6125 | 128.0625
187 | 12470GRDY/ 7200V | 5 | 19602.45 | 63 | 311.15 | 2469.6766 | 7.9373 | 39.6863
188 | 12470GRDY/ 7200V | 50 | 2012.94 | 1 | 2012.94 | 2012.94 | 1 | 50
189 | 12470GRDY/ 7200V | 50 | 13108265.28 | 6512 | 2012.94 | 162438.1467 | 80.697 | 4034.8482
190 | 12470GRDY/ 7200V | 50 | 790649.58 | 402 | 1966.79 | 39434.0169 | 20.0499 | 1002.4969
191 | 12470GRDY/ 7200V | 50 | 4240.08 | 2 | 2120.04 | 2998.1893 | 1.4142 | 70.7107
192 | 12470GRDY/ 7200V | 50 | 4240.08 | 2 | 2120.04 | 2998.1893 | 1.4142 | 70.7107
193 | 34500GRDY/19920V | 50 | 361913.68 | 136 | 2661.13 | 31033.842 | 11.6619 | 583.0952
194 | 34500GRDY/19920V | 50 | 60116.48 | 23 | 2613.76 | 12535.1526 | 4.7958 | 239.7916
195 | 34500GRDY/19920V | 50 | 15966.78 | 6 | 2661.13 | 6518.4106 | 2.4495 | 122.4745
196 | 12470GRDY/7200V | 50 | 16103.52 | 8 | 2012.94 | 5693.4541 | 2.8284 | 141.4214
197 | 12470GRDY/7200V | 50 | 2012.94 | 1 | 2012.94 | 2012.94 | 1 | 50
198 | 34500GRDY/19920V | 50 | 6562788.48 | 2736 | 2398.68 | 125467.2446 | 52.3068 | 2615.3394
199 | 34500GRDY/19920V | 50 | 505512 | 224 | 2256.75 | 33775.9412 | 14.9666 | 748.3315
200 | 34500GRDY/19920V | 50 | 2398.68 | 1 | 2398.68 | 2398.68 | 1 | 50
201 | 34500GRDY/19920V | 50 | 91149.84 | 38 | 2398.68 | 14786.4566 | 6.1644 | 308.2207
202 | 12470GRDY/7200V | 50 | 20129.4 | 10 | 2012.94 | 6365.4752 | 3.1623 | 158.1139
203 | 12470GRDY/7200V | 50 | 2012.94 | 1 | 2012.94 | 2012.94 | 1 | 50
204 | 12470GRDY/7200V | 50 | 5988496.5 | 2975 | 2012.94 | 109792.9148 | 54.5436 | 2727.178
205 | 12470GRDY/7200V | 50 | 62451.9 | 30 | 2081.73 | 11402.1048 | 5.4772 | 273.8613
206 | 12470GRDY/7200V | 50 | 6245.19 | 3 | 2081.73 | 3605.6621 | 1.7321 | 86.6025
207 | 12470GRDY/7200V | 50 | 27535.06 | 14 | 1966.79 | 7359.0543 | 3.7417 | 187.0829
208 | 12470GRDY/7200V | 50 | 129067.26 | 62 | 2081.73 | 16391.5584 | 7.874 | 393.7004
209 | 12470GRDY/7200V | 50 | 106685.82 | 53 | 2012.94 | 14654.4244 | 7.2801 | 364.0055
210 | 12470GRDY/7200V | 500 | 29017.96 | 2 | 14508.98 | 20518.7963 | 1.4142 | 707.1068
211 | 34500GRDY/19920V | 500 | 30941.52 | 3 | 10313.84 | 17864.0949 | 1.7321 | 866.0254
212 | 34500GRDY/19920V | 500 | 154707.6 | 15 | 10313.84 | 39945.3306 | 3.873 | 1936.4917
213 | 34500GRDY/19920V | 500 | 20627.68 | 2 | 10313.84 | 14585.9724 | 1.4142 | 707.1068
214 | 12470GRDY/7200V | 500 | 8725.46 | 1 | 8725.46 | 8725.46 | 1 | 500
215 | 34500GRDY/19920V | 500 | 10313.84 | 1 | 10313.84 | 10313.84 | 1 | 500
216 | 34500GRDY/19920V | 500 | 3754237.76 | 364 | 10313.84 | 196775.5259 | 19.0788 | 9539.392
217 | 12470GRDY/7200V | 500 | 17450.92 | 2 | 8725.46 | 12339.6639 | 1.4142 | 707.1068
218 | 12470GRDY/7200V | 500 | 34901.84 | 4 | 8725.46 | 17450.92 | 2 | 1000
219 | 12470GRDY/7200V | 500 | 43526.94 | 3 | 14508.98 | 25130.2905 | 1.7321 | 866.0254
220 | 34500GRDY/19920V | 667 | 237218.32 | 23 | 10313.84 | 49463.439 | 4.7958 | 3198.8196
221 | 12470GRDY/7200V | 7.5 | 311.15 | 1 | 311.15 | 311.15 | 1 | 7.5
222 | 12470GRDY/7200V | 7.5 | 622.3 | 2 | 311.15 | 440.0325 | 1.4142 | 10.6066
223 | 12470GRDY/7200V | 7.5 | 622.3 | 2 | 311.15 | 440.0325 | 1.4142 | 10.6066
224 | 12470GRDY/7200V | 75 | 209311.44 | 78 | 2683.48 | 23699.8536 | 8.8318 | 662.3821
225 | 12470GRDY/7200V | 75 | 56216.8 | 20 | 2810.84 | 12570.4586 | 4.4721 | 335.4102
226 | 34500GRDY/19920V | 75 | 191365.76 | 64 | 2990.09 | 23920.72 | 8 | 600
227 | 34500GRDY/19920V | 75 | 11762.88 | 6 | 1960.48 | 4802.1757 | 2.4495 | 183.7117
228 | 12470GRDY/7200V | 75 | 2810.84 | 1 | 2810.84 | 2810.84 | 1 | 75
229 | 12470GRDY/7200V | 75 | 8432.52 | 3 | 2810.84 | 4868.5177 | 1.7321 | 129.9038
230 | 34500GRDY/19920V | 75 | 206316.21 | 69 | 2990.09 | 24837.5529 | 8.3066 | 622.9968
231 | 34500GRDY/19920V | 75 | 67087 | 25 | 2683.48 | 13417.4 | 5 | 375
232 | 12470GRDY/7200V | 75 | 2683.48 | 1 | 2683.48 | 2683.48 | 1 | 75
233 | 12470GRDY/7200V | 75 | 2119373.36 | 754 | 2810.84 | 77183.0254 | 27.4591 | 2059.4295
234 | 12470GRDY/7200V | 75 | 81642.9 | 30 | 2721.43 | 14905.886 | 5.4772 | 410.7919
235 | 12470GRDY/7200V | 75 | 5621.68 | 2 | 2810.84 | 3975.128 | 1.4142 | 106.066
236 | 34500GRDY/19920V | 833 | 36159.31 | 1 | 36159.31 | 36159.31 | 1 | 833
237 | 34500GRDY/19920V | 833 | 433911.72 | 12 | 36159.31 | 125259.5242 | 3.4641 | 2885.5966
238 | TOTAL |  | 175381585.52 | 96166
239
240 | Zero Intercept Linear Regression Results |  |  |  |  | LINEST Array
241
242 | Size Coefficient ($ per MCM) |  | 25.3649 |  |  | 25.3649 | 957.6557
243 | Zero Intercept ($ per Unit) |  | 957.6557 |  |  | 0.69829 | 52.6968
244 | R-Square |  | 0.92322 |  |  | 0.92322 | 14573.2469
245
246 | Plant Classification
247
248 | Total Number of Units |  | 96166
249 | Zero Intercept ($/Unit) |  | 957.6557
250 | Minimum System ($/Unit) |  | 311.15
251 | Use Min System (M) or Zero Intercept (Z)? |  | Z
252 | Zero Intercept or Min System Cost ($) |  | 92093916.8174
253 | Total Cost of Sample |  | 175381585.52
254 | Percentage of Total |  | 0.52511
255 | Percentage Classified as Customer-Related |  | 52.51%
256 | Percentage Classified as Demand-Related |  | 47.49%