## Summary of Returns
SHELBY ENERGY | [12 empty] | 0 |  |  | -707909.337 | -323090.767 | 831364.943 | 4935052.7931
Summary of Rates of Return by Class | [8 empty] | Subsidies |  | 2179595 | < Total Increase
[9 empty] | Before Increase |  | After Increase |  | Difference
|  |  | Pro Forma | Pro Forma |  |  | Pro Forma | Unitized | Margins at | Current | Margins at | Current | Margins at | Current | Change | Reduce by | Reduce by
|  |  | Operating | Operating |  |  | Rate of Return | Rate of Return | Cost Based | Subsidy | Cost Based | Subsidy | Cost Based | Subsidy |  | 5% | 10% | 25% | 50%
# | Rate | Code | Revenue | Expenses | Margin | Rate Base | on Rate Base | on Rate Base
1 | Residential Service | 12 | 24593497.1779 | 23519230.2865 | 1074266.8914 | 62800668.1798 | 1.711% | 0.34669 | 1587189.2034 | 2359336.5599 | 3098625.7368 | 2024358.8455 | 1511436.5334 | -334977.7144 | -14.2% | 1138504.9108 | 1523323.4808
2 | Off Peak Retail Marketing (ETS) | 9 | 16134.9436 | 23468.0699 | -7333.1263 | 66720.4272 | -10.99% | -2.2275 | 1686.255 | 9019.3813 | 3292.0292 | 10625.1555 | 1605.7742 | 1605.7742 | 17.8%
3 | Prepay Service | 15 | 1651241.373 | 1434652.3945 | 216588.9785 | 2959292.9884 | 7.319% | 1.4833 | 74791.5272 | -19349.019 | 146013.4372 | -70575.5413 | 71221.91 | -51226.5224 | 264.7%
4 | General Service | 11 | 4813295.1111 | 3829166.2564 | 984128.8547 | 10253680.4083 | 9.598% | 1.9452 | 259145.823 | -532534.1317 | 505923.2478 | -478205.6069 | 246777.4248 | 54328.5248 | -10.2%
5 | Large Power Service | 2 | 4938198.3503 | 4434312.5879 | 503885.7623 | 4297128.2449 | 11.73% | 2.3766 | 108603.2323 | -395282.53 | 212023.0972 | -291862.6651 | 103419.8649 | 103419.8649 | -26.16%
6 | Large Industrial Rate | B1 | 7655757.5762 | 6436992.8419 | 1218764.7343 | 5719861.2777 | 21.31% | 4.3185 | 144560.5967 | -1060956.7376 | 282221.6687 | -936543.0656 | 137661.072 | 124413.672 | -11.73%
7 | Large Industrial Rate | B2 | 1973273.1453 | 1816475.5116 | 156797.6337 | 1496439.8089 | 10.48% | 2.1236 | 37820.1885 | -113940.9652 | 73835.3116 | -82962.3221 | 36015.1231 | 30978.6431 | -27.19%
8 | Outdoor and Street Lighting | 3 | 553417.9338 | 232086.1804 | 321331.7534 | 2969092.5425 | 10.82% | 2.1934 | 75039.1957 | -246292.5577 | 146496.9535 | -174834.7999 | 71457.7579 | 71457.7579 | -29.01%
[9 empty] | 15182.2389 | -230572.4662 | #VALUE! | #VALUE! | #VALUE! | #VALUE! | #VALUE!
[9 empty] | 3227.4957 | -19138.0374 | #VALUE! | #VALUE! | #VALUE! | #VALUE! | #VALUE!
[9 empty] | 1160.2885 | -24155.279 | #VALUE! | #VALUE! | #VALUE! | #VALUE! | #VALUE!
[9 empty] | 3351.9481 | 80390.8824 | #VALUE! | #VALUE! | #VALUE! | #VALUE! | #VALUE!
[9 empty] | 0 | 0 | #VALUE! | #VALUE! | #VALUE! | #VALUE! | #VALUE!
[9 empty] | 8550.9004 | -264972.6642 | #VALUE! | #VALUE! | #VALUE! | #VALUE! | #VALUE!
[9 empty] | 652.4215 | -9063.812 | #VALUE! | #VALUE! | #VALUE! | #VALUE! | #VALUE!
[9 empty] | 42666.1292 | -722250.2165 | #VALUE! | #VALUE! | #VALUE! | #VALUE! | #VALUE!
9 | TOTAL |  | 46194815.6111 | 41726384.1291 | 4468431.482 | 90562883.8777 | 4.934% | 1 | 2288836.0218 | -4.3947e-09 | 4468431.482 | -1.6007e-09 | 2179595.4602 | 2.794e-09
After Proposed Rate Revisions
[7 empty] | Pro Forma | Unitized
|  |  | Share of | Share of |  |  | Rate of Return | Rate of Return
# | Rate | Code | Revenue | Energy |  |  | on Rate Base | on Rate Base
10 | Residential Service | 12 | 53.24% | 44.85% |  |  | 1.711% | 0.34669
11 | Off Peak Retail Marketing (ETS) | 9 | 0.03493% | 0.03924% |  |  | -10.99% | -2.2275
12 | Prepay Service | 15 | 3.575% | 3.183% |  |  | 7.319% | 1.4833
13 | General Service | 11 | 10.42% | 7.791% |  |  | 9.598% | 1.9452
14 | Large Power Service | 2 | 10.69% | 12.84% |  |  | 11.73% | 2.3766
15 | Large Industrial Rate | B1 | 16.57% | 23.82% |  |  | 21.31% | 4.3185
16 | Large Industrial Rate | B2 | 4.272% | 7.114% |  |  | 10.48% | 2.1236
17 | Outdoor and Street Lighting | 3 | 0% | 0% |  |  | 10.82% | 2.1934
|  |  | 0% | 0%
|  |  | 0% | 0%
|  |  | 0% | 0%
|  |  | 0% | 0%
|  |  | 0% | 0%
|  |  | 0% | 0%
|  |  | 0% | 0%
18 | TOTAL |  | 100% | 99.64% |  |  | 5.084% | 1

## Summary of Rates
SHELBY ENERGY
Summary of Cost-Based Rates
Cost-Based Rates
|  |  | Customer | Energy | Demand
# | Rate | Code | $/Month | $/KWH | $/KW
1 | Residential Service | 12 | 28.3426 | 0.10316
2 | Off Peak Retail Marketing (ETS) | 9 | 28.3732 | 0.11043
3 | Prepay Service | 15 | 28.3772 | 0.085333
4 | General Service | 11 | 28.8995 | 0.081092 | 0
5 | Large Power Service | 2 | 67.5001 | 0.054739 | 7.0707
|  |  |  | 0 | 0 | 0 | 0 | 0 | 0 | 0 | 0 | 0
|  |  |  | 0 | 0 | 0 | 0 | 0 | 0 | 0 | 0 | 0 | 0 | 0 | 0 | 0 | 0 | 0 | 0 | 0 | 0 | 0 | 0 | 0 | 0 | 0 | 0 | 0 | 0 | 0 | 0
|  |  |  | 0 | 0 | 0 | 0 | 0 | 0 | 0 | 0 | 0 | 0 | 0 | 0 | 0 | 0 | 0 | 0 | 0 | 0 | 0 | 0 | 0 | 0 | 0 | 0 | 0 | 0 | 0 | 0

## Func & Classif
ok
|  |  | Allocation |  | Total |  | Power Supply |  |  | Transmission |  | Station Equipment |  | Pri & Sec. Distr Plant |  |  | Customer Services |  |  | Meters |  | Lighting |  | Meter Reading Billing and Cust Acct Service |  | Load Management
Description |  | Name | Vector |  | System |  | Demand | Energy |  | Demand |  | Demand |  | Demand | Customer |  | Demand | Customer |  | Customer |  | Customer |  | Customer |  | Customer | Total Check | Status
Plant in Service
Intangible Plant
301 | ORGANIZATION | P301 | PT&D |  | 0 |  | 0 | 0 |  | 0 |  | 0 |  | 0 | 0 |  | 0 | 0 |  | 0 |  | 0 |  | 0 |  | 0 | 0 | ok
302 | FRANCHISES | P302 | PT&D |  | 0 |  | 0 | 0 |  | 0 |  | 0 |  | 0 | 0 |  | 0 | 0 |  | 0 |  | 0 |  | 0 |  | 0 | 0 | ok
303 | MISC. INTANGIBLE | P303 | PT&D |  | 0 |  | 0 | 0 |  | 0 |  | 0 |  | 0 | 0 |  | 0 | 0 |  | 0 |  | 0 |  | 0 |  | 0 | 0 | ok
| Total Intangible Plant | PINT |  |  | 0 | 0 | 0 | 0 |  | 0 |  | 0 |  | 0 | 0 |  | 0 | 0 |  | 0 |  | 0 |  | 0 |  | 0 | 0 | ok
Steam Production
310 | LAND AND LAND RIGHTS | P310 | F016 |  | 0 |  | 0 | 0 |  | 0 |  | 0 |  | 0 | 0 |  | 0 | 0 |  | 0 |  | 0 |  | 0 |  | 0 | 0 | ok
311 | STRUCTURES AND IMPROVEMENTS | P311 | F016 |  | 0 |  | 0 | 0 |  | 0 |  | 0 |  | 0 | 0 |  | 0 | 0 |  | 0 |  | 0 |  | 0 |  | 0 | 0 | ok
312 | BOILER PLANT EQUIPMENT | P312 | F016 |  | 0 |  | 0 | 0 |  | 0 |  | 0 |  | 0 | 0 |  | 0 | 0 |  | 0 |  | 0 |  | 0 |  | 0 | 0 | ok
313 | ENGINES AND ENGINE DRIVEN GENERATORS | P313 | F016 |  | 0 |  | 0 | 0 |  | 0 |  | 0 |  | 0 | 0 |  | 0 | 0 |  | 0 |  | 0 |  | 0 |  | 0 | 0 | ok
314 | TURBOGENERATOR UNITS | P314 | F016 |  | 0 |  | 0 | 0 |  | 0 |  | 0 |  | 0 | 0 |  | 0 | 0 |  | 0 |  | 0 |  | 0 |  | 0 | 0 | ok
315 | ACCESSORY ELEC EQUIP | P315 | F016 |  | 0 |  | 0 | 0 |  | 0 |  | 0 |  | 0 | 0 |  | 0 | 0 |  | 0 |  | 0 |  | 0 |  | 0 | 0 | ok
316 | MISC POWER PLANT EQUIPMENT | P316 | F016 |  | 0 |  | 0 | 0 |  | 0 |  | 0 |  | 0 | 0 |  | 0 | 0 |  | 0 |  | 0 |  | 0 |  | 0 | 0 | ok
317 | ASSET RETIREMENT COST FOR STEAM PROD | P317 | F016 |  | 0 |  | 0 | 0 |  | 0 |  | 0 |  | 0 | 0 |  | 0 | 0 |  | 0 |  | 0 |  | 0 |  | 0 | 0 | ok
| Total Steam Production Plant | PPROD |  |  | 0 | 0 | 0 | 0 |  | 0 |  | 0 |  | 0 | 0 |  | 0 | 0 |  | 0 |  | 0 |  | 0 |  | 0 | 0 | ok
Transmission
350 | LAND AND LAND RIGHTS | P350 | F011 |  | 0 |  | 0 | 0 |  | 0 |  | 0 |  | 0 | 0 |  | 0 | 0 |  | 0 |  | 0 |  | 0 |  | 0 | 0 | ok
352 | STRUCTURES AND IMPROVEMENTS | P352 | F011 |  | 0 |  | 0 | 0 |  | 0 |  | 0 |  | 0 | 0 |  | 0 | 0 |  | 0 |  | 0 |  | 0 |  | 0 | 0 | ok
353 | STATION EQUIPMENT | P353 | F011 |  | 0 |  | 0 | 0 |  | 0 |  | 0 |  | 0 | 0 |  | 0 | 0 |  | 0 |  | 0 |  | 0 |  | 0 | 0 | ok
354 | TOWERS AND FIXTURES | P354 | F011 |  | 0 |  | 0 | 0 |  | 0 |  | 0 |  | 0 | 0 |  | 0 | 0 |  | 0 |  | 0 |  | 0 |  | 0 | 0 | ok
355 | POLES AND FIXTURES | P355 | F011 |  | 0 |  | 0 | 0 |  | 0 |  | 0 |  | 0 | 0 |  | 0 | 0 |  | 0 |  | 0 |  | 0 |  | 0 | 0 | ok
356 | CONDUCTORS AND DEVICES | P356 | F011 |  | 0 |  | 0 | 0 |  | 0 |  | 0 |  | 0 | 0 |  | 0 | 0 |  | 0 |  | 0 |  | 0 |  | 0 | 0 | ok
359 | ROADS AND TRAILS | P359 | F011 |  | 0 |  | 0 | 0 |  | 0 |  | 0 |  | 0 | 0 |  | 0 | 0 |  | 0 |  | 0 |  | 0 |  | 0 | 0 | ok
| Total Transmission Plant | PTRAN |  |  | 0 | 0 | 0 | 0 |  | 0 |  | 0 |  | 0 | 0 |  | 0 | 0 |  | 0 |  | 0 |  | 0 |  | 0 | 0 | ok
Plant in Service (Continued)
Distribution
360 | LAND AND LAND RIGHTS | P360 | F001 |  | 0 |  | 0 | 0 |  | 0 |  | 0 |  | 0 | 0 |  | 0 | 0 |  | 0 |  | 0 |  | 0 |  | 0 | 0 | ok
361 | STRUCTURES AND IMPROVEMENTS | P361 | F001 |  | 0 |  | 0 | 0 |  | 0 |  | 0 |  | 0 | 0 |  | 0 | 0 |  | 0 |  | 0 |  | 0 |  | 0 | 0 | ok
362 | STATION EQUIPMENT | P362 | F001 |  | 922418.64 |  | 0 | 0 |  | 0 |  | 922418.64 |  | 0 | 0 |  | 0 | 0 |  | 0 |  | 0 |  | 0 |  | 0 | 922418.64 | ok
364 | POLES, TOWERS AND FIXTURES | P364 | F002 |  | 32209045 |  | 0 | 0 |  | 0 |  | 0 |  | 26632474.5576 | 5576570.4424 |  | 0 | 0 |  | 0 |  | 0 |  | 0 |  | 0 | 32209045 | ok
365 | OVERHEAD CONDUCTORS AND DEVICE | P365 | F003 |  | 30534127 |  | 0 | 0 |  | 0 |  | 0 |  | 25247546.4723 | 5286580.5277 |  | 0 | 0 |  | 0 |  | 0 |  | 0 |  | 0 | 30534127 | ok
366 | UNDERGROUND CONDUIT | P366 | F004 |  | 1076893 |  | 0 | 0 |  | 0 |  | 0 |  | 484139.7892 | 592753.2108 |  | 0 | 0 |  | 0 |  | 0 |  | 0 |  | 0 | 1076893 | ok
367 | UNDERGROUND CONDUCTORS AND DEV | P367 | F004 |  | 10971394 |  | 0 | 0 |  | 0 |  | 0 |  | 4932419.8206 | 6038974.1794 |  | 0 | 0 |  | 0 |  | 0 |  | 0 |  | 0 | 10971394 | ok
368 | LINE TRANSFORMERS | P368 | F005 |  | 13958447 |  | 0 | 0 |  | 0 |  | 0 |  | 5378461.603 | 8579985.397 |  | 0 | 0 |  | 0 |  | 0 |  | 0 |  | 0 | 13958447 | ok
369 | SERVICES | P369 | F006 |  | 11492998 |  | 0 | 0 |  | 0 |  | 0 |  | 0 | 0 |  | 0 | 11492998 |  | 0 |  | 0 |  | 0 |  | 0 | 11492998 | ok
370 | METERS | P370 | F007 |  | 4142078 |  | 0 | 0 |  | 0 |  | 0 |  | 0 | 0 |  | 0 | 0 |  | 4142078 |  | 0 |  | 0 |  | 0 | 4142078 | ok
371 | INSTALLATIONS ON CONSUMERS PRE | P371 | F013 |  | 3245169 |  | 0 | 0 |  | 0 |  | 0 |  | 0 | 0 |  | 0 | 0 |  | 0 |  | 3245169 |  | 0 |  | 0 | 3245169 | ok
372 | LEASED PROP. ON CONSUMERS PREMISES | P372 | F013 |  | 0 |  | 0 | 0 |  | 0 |  | 0 |  | 0 | 0 |  | 0 | 0 |  | 0 |  | 0 |  | 0 |  | 0 | 0 | ok
373 | STREET LIGHTING AND SIGNAL SYS | P373 | F008 |  | 197136 |  | 0 | 0 |  | 0 |  | 0 |  | 0 | 0 |  | 0 | 0 |  | 0 |  | 197136 |  | 0 |  | 0 | 197136 | ok
| Total Distribution Plant | PDIST |  |  | 108749705.64 | 0 | 0 | 0 |  |  | 0 | 922418.64 |  | 62675042.2427 | 26074863.7573 |  | 0 | 11492998 |  | 4142078 |  | 3442305 |  | 0 |  | 0 | 108749705.64 | ok
| Total Transmission and Distribution Plant | PT&D |  |  | 108749705.64 | 0 | 0 | 0 | 0 | 0 | 0 | 922418.64 |  | 62675042.2427 | 26074863.7573 | 0 | 0 | 11492998 | 0 | 4142078 | 0 | 3442305 | 0 | 0 | 0 | 0 | 108749705.64 | ok
| Total Production, Transmission & Distribution Plant | PPT&D |  |  | 108749705.64 |  | 0 | 0 | 0 | 0 | 0 | 922418.64 |  | 62675042.2427 | 26074863.7573 | 0 | 0 | 11492998 | 0 | 4142078 | 0 | 3442305 | 0 | 0 |  | 0 | 108749705.64 | ok
Plant in Service (Continued)
General Plant
389 | LAND AND LAND RIGHTS | P389 | PT&D |  | 22085 |  | 0 | 0 |  | 0 |  | 187.3257 |  | 12728.1108 | 5295.3097 |  | 0 | 2334.0096 |  | 841.1774 |  | 699.0668 |  | 0 |  | 0 | 22085 | ok
390 | STRUCTURES AND IMPROVEMENTS | P390 | PT&D |  | 1532139 |  | 0 | 0 |  | 0 |  | 12995.6542 |  | 883008.1514 | 367360.219 |  | 0 | 161921.0862 |  | 58356.3809 |  | 48497.5082 |  | 0 |  | 0 | 1532139 | ok
391 | OFFICE FURNITURE AND EQUIPMENT | P391 | PT&D |  | 419911 |  | 0 | 0 |  | 0 |  | 3561.6991 |  | 242004.6979 | 100681.8552 |  | 0 | 44377.4653 |  | 15993.6443 |  | 13291.6381 |  | 0 |  | 0 | 419911 | ok
392 | TRANSPORTATION EQUIPMENT | P392 | PT&D |  | 2184877 |  | 0 | 0 |  | 0 |  | 18532.1998 |  | 1259196.5878 | 523866.8902 |  | 0 | 230904.4134 |  | 83217.9812 |  | 69158.9276 |  | 0 |  | 0 | 2184877 | ok
393 | STORES EQUIPMENT | P393 | PT&D |  | 20403 |  | 0 | 0 |  | 0 |  | 173.0589 |  | 11758.7342 | 4892.0173 |  | 0 | 2156.2508 |  | 777.1131 |  | 645.8256 |  | 0 |  | 0 | 20403 | ok
394 | TOOLS, SHOP & GARAGE EQUIPMENT | P394 | PT&D |  | 83232 |  | 0 | 0 |  | 0 |  | 705.9766 |  | 47968.5815 | 19956.496 |  | 0 | 8796.2096 |  | 3170.1551 |  | 2634.5812 |  | 0 |  | 0 | 83232 | ok
395 | LABORATORY EQUIPMENT | P395 | PT&D |  | 58276 |  | 0 | 0 |  | 0 |  | 494.299 |  | 33585.845 | 13972.808 |  | 0 | 6158.784 |  | 2219.6266 |  | 1844.6373 |  | 0 |  | 0 | 58276 | ok
396 | POWER OPERATED EQUIPMENT | P396 | PT&D |  | 151727 |  | 0 | 0 |  | 0 |  | 1286.9535 |  | 87443.8793 | 36379.5086 |  | 0 | 16034.9685 |  | 5779.0048 |  | 4802.6853 |  | 0 |  | 0 | 151727 | ok
397 | COMMUNICATION EQUIPMENT | P397 | PT&D |  | 414401 |  | 0 | 0 |  | 0 |  | 3514.9631 |  | 238829.1539 | 99360.7252 |  | 0 | 43795.1518 |  | 15783.7785 |  | 13117.2275 |  | 0 |  | 0 | 414401 | ok
398 | MISCELLANEOUS EQUIPMENT | P398 | PT&D |  | 66301 |  | 0 | 0 |  | 0 |  | 562.3673 |  | 38210.8434 | 15896.9584 |  | 0 | 7006.8903 |  | 2525.2842 |  | 2098.6564 |  | 0 |  | 0 | 66301 | ok
399 | OTHER TANGIBLE PROPERTY | P399 | PT&D |  | 0 |  | 0 | 0 |  | 0 |  | 0 |  | 0 | 0 |  | 0 | 0 |  | 0 |  | 0 |  | 0 |  | 0 | 0 | ok
| Total General Plant | PGP |  |  | 4953352 | 0 | 0 | 0 |  | 0 |  | 42014.4973 |  | 2854734.5854 | 1187662.7875 |  | 0 | 523485.2296 |  | 188664.146 |  | 156790.7541 |  | 0 |  | 0 | 4953352 | ok
106 | COMPLETED CONSTR NOT CLASSIFIED | P106 | PT&D |  | 0 |  | 0 | 0 |  | 0 |  | 0 |  | 0 | 0 |  | 0 | 0 |  | 0 |  | 0 |  | 0 |  | 0 | 0 | ok
102 | ELECTRIC PLANT PURCHASED OR SOLD | P102 | PDIST |  | 0 |  | 0 | 0 |  | 0 |  | 0 |  | 0 | 0 |  | 0 | 0 |  | 0 |  | 0 |  | 0 |  | 0 | 0 | ok
114 | Electric Plant Acquisition Adjustment |  | PPROD |  | 0 |  | 0 | 0 |  | 0 |  | 0 |  | 0 | 0 |  | 0 | 0 |  | 0 |  | 0 |  | 0 |  | 0 | 0 | ok
| Total Plant in Service | TPIS |  |  | 113703057.64 | 0 | 0 | 0 |  | 0 |  | 964433.1373 |  | 65529776.8281 | 27262526.5448 |  | 0 | 12016483.2296 |  | 4330742.146 |  | 3599095.7541 |  | 0 |  | 0 | 113703057.64 | ok
Construction Work in Progress (CWIP)
| CWIP Production | CWIP1 | PPROD |  | 0 |  | 0 | 0 |  | 0 |  | 0 |  | 0 | 0 |  | 0 | 0 |  | 0 |  | 0 |  | 0 |  | 0 | 0 | ok
| CWIP Transmission | CWIP2 | PTRAN |  | 0 |  | 0 | 0 |  | 0 |  | 0 |  | 0 | 0 |  | 0 | 0 |  | 0 |  | 0 |  | 0 |  | 0 | 0 | ok
| CWIP Distribution | CWIP3 | PDIST |  | 3129764.77 |  | 0 | 0 |  | 0 |  | 26546.7694 |  | 1803757.8862 | 750422.1689 |  | 0 | 330763.0125 |  | 119207.0335 |  | 99067.8996 |  | 0 |  | 0 | 3129764.77 | ok
| CWIP General Plant | CWIP4 | PGP |  | 0 |  | 0 | 0 |  | 0 |  | 0 |  | 0 | 0 |  | 0 | 0 |  | 0 |  | 0 |  | 0 |  | 0 | 0 | ok
| CWIP Other | CWIP5 | PDIST |  | 0 |  | 0 | 0 |  | 0 |  | 0 |  | 0 | 0 |  | 0 | 0 |  | 0 |  | 0 |  | 0 |  | 0 | 0 | ok
Total Construction Work in Progress |  | TCWIP |  |  | 3129764.77 | 0 | 0 | 0 |  | 0 |  | 26546.7694 |  | 1803757.8862 | 750422.1689 |  | 0 | 330763.0125 |  | 119207.0335 |  | 99067.8996 |  | 0 |  | 0 | 3129764.77 | ok
Total Utility Plant |  |  |  |  | 116832822.41 | 0 | 0 | 0 |  | 0 |  | 990979.9068 |  | 67333534.7143 | 28012948.7137 |  | 0 | 12347246.2421 |  | 4449949.1795 |  | 3698163.6537 |  | 0 |  | 0 | 116832822.41 | ok
Rate Base
Utility Plant
Plant in Service |  | 113703061 | -3.36 |  | 113703057.64 |  | 0 | 0 |  | 0 |  | 964433.1373 |  | 65529776.8281 | 27262526.5448 |  | 0 | 12016483.2296 |  | 4330742.146 |  | 3599095.7541 |  | 0 |  | 0 | 113703057.64 | ok
Construction Work in Progress (CWIP) |  |  |  |  | 3129764.77 | 0 | 0 | 0 |  | 0 |  | 26546.7694 |  | 1803757.8862 | 750422.1689 |  | 0 | 330763.0125 |  | 119207.0335 |  | 99067.8996 |  | 0 |  | 0 | 3129764.77 | ok
Total Utility Plant |  | TUP |  |  | 116832822.41 | 0 | 0 | 0 |  | 0 |  | 990979.9068 |  | 67333534.7143 | 28012948.7137 |  | 0 | 12347246.2421 |  | 4449949.1795 |  | 3698163.6537 |  | 0 |  | 0 | 116832822.41 | ok
Less: Acummulated Provision for Depreciation
Electric Plant Amortization |  | ADEPREPA | TUP |  |  |  | 0 | 0 |  | 0 |  | 0 |  | 0 | 0 |  | 0 | 0 |  | 0 |  | 0 |  | 0 |  | 0 | 0 | ok
Retirement Work in Progress |  | RWIP | PDIST |  | -165044 |  | 0 | 0 |  | 0 |  | -1399.9087 |  | -95118.7832 | -39572.5192 |  | 0 | -17442.3494 |  | -6286.225 |  | -5224.2145 |  | 0 |  | 0 | -165044 | ok
Steam Production |  | ADEPRPP | PPROD |  | 0 |  | 0 | 0 |  | 0 |  | 0 |  | 0 | 0 |  | 0 | 0 |  | 0 |  | 0 |  | 0 |  | 0 | 0 | ok
Transmission |  | ADEPRTP | PTRAN |  | 0 |  | 0 | 0 |  | 0 |  | 0 |  | 0 | 0 |  | 0 | 0 |  | 0 |  | 0 |  | 0 |  | 0 | 0 | ok
Dist |  | ADEPRD12 | PDIST |  | 22945968 |  | 0 | 0 |  | 0 |  | 194628.4679 |  | 13224307.1853 | 5501743.5299 |  | 0 | 2424999.3394 |  | 873970.0828 |  | 726319.3947 |  | 0 |  | 0 | 22945968 | ok
Dist-Structures |  | ADEPRD1 | P361 |  | 0 |  | 0 | 0 |  | 0 |  | 0 |  | 0 | 0 |  | 0 | 0 |  | 0 |  | 0 |  | 0 |  | 0 | 0 | ok
Dist-Station |  | ADEPRD2 | P362 |  | 0 |  | 0 | 0 |  | 0 |  | 0 |  | 0 | 0 |  | 0 | 0 |  | 0 |  | 0 |  | 0 |  | 0 | 0 | ok
Dist-Poles and Fixtures |  | ADEPRD3 | P364 |  | 0 |  | 0 | 0 |  | 0 |  | 0 |  | 0 | 0 |  | 0 | 0 |  | 0 |  | 0 |  | 0 |  | 0 | 0 | ok
Dist-OH Conductor |  | ADEPRD4 | P365 |  | 0 |  | 0 | 0 |  | 0 |  | 0 |  | 0 | 0 |  | 0 | 0 |  | 0 |  | 0 |  | 0 |  | 0 | 0 | ok
Dist-UG Conduit |  | ADEPRD5 | P366 |  | 0 |  | 0 | 0 |  | 0 |  | 0 |  | 0 | 0 |  | 0 | 0 |  | 0 |  | 0 |  | 0 |  | 0 | 0 | ok
Dist-UG Conductor |  | ADEPRD6 | P367 |  | 0 |  | 0 | 0 |  | 0 |  | 0 |  | 0 | 0 |  | 0 | 0 |  | 0 |  | 0 |  | 0 |  | 0 | 0 | ok
Dist-Line Transformers |  | ADEPRD7 | P368 |  | 0 |  | 0 | 0 |  | 0 |  | 0 |  | 0 | 0 |  | 0 | 0 |  | 0 |  | 0 |  | 0 |  | 0 | 0 | ok
Dist-Services |  | ADEPRD8 | P369 |  | 0 |  | 0 | 0 |  | 0 |  | 0 |  | 0 | 0 |  | 0 | 0 |  | 0 |  | 0 |  | 0 |  | 0 | 0 | ok
Dist-Meters |  | ADEPRD9 | P370 |  | 0 |  | 0 | 0 |  | 0 |  | 0 |  | 0 | 0 |  | 0 | 0 |  | 0 |  | 0 |  | 0 |  | 0 | 0 | ok
Dist-Installations on Customer Premises |  | ADEPRD10 | P371 |  | 0 |  | 0 | 0 |  | 0 |  | 0 |  | 0 | 0 |  | 0 | 0 |  | 0 |  | 0 |  | 0 |  | 0 | 0 | ok
Dist-Lighting & Signal Systems |  | ADEPRD11 | P373 |  | 0 |  | 0 | 0 |  | 0 |  | 0 |  | 0 | 0 |  | 0 | 0 |  | 0 |  | 0 |  | 0 |  | 0 | 0 | ok
Accum Amtz - Electric Plant Acquisition |  |  | PGP |  | 0 |  | 0 | 0 |  | 0 |  | 0 |  | 0 | 0 |  | 0 | 0 |  | 0 |  | 0 |  | 0 |  | 0 | 0 | ok
Accum Amtz - Electric Plant in Service |  |  | PGP |  | 0 |  | 0 | 0 |  | 0 |  | 0 |  | 0 | 0 |  | 0 | 0 |  | 0 |  | 0 |  | 0 |  | 0 | 0 | ok
General Plant |  |  | PGP |  | 2883983 |  | 0 | 0 |  | 0 |  | 24462.0403 |  | 1662108.0056 | 691491.194 |  | 0 | 304788.0512 |  | 109845.654 |  | 91288.0549 |  | 0 |  | 0 | 2883983 | ok
Total Accumulated Depreciation & Amort |  | TADEPR |  |  | 25664907 | 0 | 0 | 0 |  | 0 |  | 217690.5994 |  | 14791296.4078 | 6153662.2047 |  | 0 | 2712345.0412 |  | 977529.5117 |  | 812383.2352 |  | 0 |  | 0 | 25664907 | ok
Net Utility Plant |  | NTPLANT |  |  | 91167915.41 | 0 | 0 | 0 |  | 0 |  | 773289.3073 |  | 52542238.3065 | 21859286.509 |  | 0 | 9634901.2009 |  | 3472419.6677 |  | 2885780.4185 |  | 0 |  | 0 | 91167915.41 | ok
Working Capital
Cash Working Capital - Operation and Maintenance Expenses |  | CWC | OMLPP |  | 869364.6475 |  | 0 | 0 |  | 0 |  | 1230.7951 |  | 508092.3947 | 138172.7045 |  | 0 | 45720.2254 |  | 41011.16 |  | 4848.2349 |  | 130188.3606 |  | 100.7724 | 869364.6475 | ok
Materials and Supplies (13-Month Avg) |  | M&S | TPIS |  | 1148957.2723 |  | 0 | 0 |  | 0 |  | 9745.494 |  | 662171.4068 | 275484.9235 |  | 0 | 121425.2816 |  | 43761.6876 |  | 36368.4788 |  | 0 |  | 0 | 1148957.2723 | ok
Prepayments (13-Month Average) |  | PREPAY | TPIS |  | 166184.57 |  | 0 | 0 |  | 0 |  | 1409.5831 |  | 95776.1208 | 39845.9931 |  | 0 | 17562.8883 |  | 6329.6673 |  | 5260.3175 |  | 0 |  | 0 | 166184.57 | ok
Total Working Capital |  | TWC |  |  | 2184506.4898 | 0 | 0 | 0 |  | 0 |  | 12385.8722 |  | 1266039.9223 | 453503.6211 |  | 0 | 184708.3953 |  | 91102.5148 |  | 46477.0311 |  | 130188.3606 |  | 100.7724 | 2184506.4898 | ok
Deferred Debits & Credits
1 |  | DDEB1 | PDIST |  | 0 |  | 0 | 0 |  | 0 |  | 0 |  | 0 | 0 |  | 0 | 0 |  | 0 |  | 0 |  | 0 |  | 0 | 0 | ok
2 |  | DDEB2 | PDIST |  | 0 |  | 0 | 0 |  | 0 |  | 0 |  | 0 | 0 |  | 0 | 0 |  | 0 |  | 0 |  | 0 |  | 0 | 0 | ok
3 |  | DDEB3 | PDIST |  | 0 |  | 0 | 0 |  | 0 |  | 0 |  | 0 | 0 |  | 0 | 0 |  | 0 |  | 0 |  | 0 |  | 0 | 0 | ok
4 |  | DCRED1 | PDIST |  | 0 |  | 0 | 0 |  | 0 |  | 0 |  | 0 | 0 |  | 0 | 0 |  | 0 |  | 0 |  | 0 |  | 0 | 0 | ok
Total Deferred Debits & Credits |  |  |  |  | 0 | 0 | 0 | 0 |  | 0 |  | 0 |  | 0 | 0 |  | 0 | 0 |  | 0 |  | 0 |  | 0 |  | 0 | 0 | ok
Less: Customer Deposits |  | CSTDEP | TPIS |  | 2789538.02 |  | 0 | 0 |  | 0 |  | 23660.9548 |  | 1607677.117 | 668846.1673 |  | 0 | 294806.8199 |  | 106248.4169 |  | 88298.5441 |  | 0 |  | 0 | 2789538.02 | ok
Net Rate Base |  | RB |  |  | 90562883.8798 |  | 0 | 0 |  | 0 |  | 762014.2247 |  | 52200601.1118 | 21643943.9627 |  | 0 | 9524802.7763 |  | 3457273.7657 |  | 2843958.9056 |  | 130188.3606 |  | 100.7724 | 90562883.8798 | ok
Operation and Maintenance Expenses
Steam Power Production Operations Expense
500 | OPERATION SUPV AND ENGINEERING | OM500 | PPROD |  | 0 |  | 0 | 0 |  | 0 |  | 0 |  | 0 | 0 |  | 0 | 0 |  | 0 |  | 0 |  | 0 |  | 0 | 0 | ok
501 | FUEL | OM501 | F017 |  | 0 |  | 0 | 0 |  | 0 |  | 0 |  | 0 | 0 |  | 0 | 0 |  | 0 |  | 0 |  | 0 |  | 0 | 0 | ok
502 | STEAM EXPENSES | OM502 | F016 |  | 0 |  | 0 | 0 |  | 0 |  | 0 |  | 0 | 0 |  | 0 | 0 |  | 0 |  | 0 |  | 0 |  | 0 | 0 | ok
503 | STEAM FROM OTHER SOURCES | OM503 | F016 |  | 0 |  | 0 | 0 |  | 0 |  | 0 |  | 0 | 0 |  | 0 | 0 |  | 0 |  | 0 |  | 0 |  | 0 | 0 | ok
504 | STEAM TRANSFERRED - CREDIT | OM504 | F016 |  | 0 |  | 0 | 0 |  | 0 |  | 0 |  | 0 | 0 |  | 0 | 0 |  | 0 |  | 0 |  | 0 |  | 0 | 0 | ok
505 | ELECTRIC EXPENSES | OM505 | F016 |  | 0 |  | 0 | 0 |  | 0 |  | 0 |  | 0 | 0 |  | 0 | 0 |  | 0 |  | 0 |  | 0 |  | 0 | 0 | ok
506 | MISC STEAM POWER EXPENSES | OM506 | F016 |  | 0 |  | 0 | 0 |  | 0 |  | 0 |  | 0 | 0 |  | 0 | 0 |  | 0 |  | 0 |  | 0 |  | 0 | 0 | ok
507 | RENTS | OM507 | F016 |  | 0 |  | 0 | 0 |  | 0 |  | 0 |  | 0 | 0 |  | 0 | 0 |  | 0 |  | 0 |  | 0 |  | 0 | 0 | ok
509 | ALLOWANCES | OM509 | F017 |  | 0 |  | 0 | 0 |  | 0 |  | 0 |  | 0 | 0 |  | 0 | 0 |  | 0 |  | 0 |  | 0 |  | 0 | 0 | ok
Total Steam Production Operation Expense |  | OMPO |  |  | 0 |  | 0 | 0 |  | 0 |  | 0 |  | 0 | 0 |  | 0 | 0 |  | 0 |  | 0 |  | 0 |  | 0 | 0 | ok
Steam Power Production Maintenance Expense
510 | MAINENANCE SUPV AND ENGINEERING | OM510 | F017 |  | 0 |  | 0 | 0 |  | 0 |  | 0 |  | 0 | 0 |  | 0 | 0 |  | 0 |  | 0 |  | 0 |  | 0 | 0 | ok
511 | MAINTENANCE OF STRUCTURES | OM511 | F016 |  | 0 |  | 0 | 0 |  | 0 |  | 0 |  | 0 | 0 |  | 0 | 0 |  | 0 |  | 0 |  | 0 |  | 0 | 0 | ok
512 | MAINTENANCE OF BOILER PLANT | OM512 | F017 |  | 0 |  | 0 | 0 |  | 0 |  | 0 |  | 0 | 0 |  | 0 | 0 |  | 0 |  | 0 |  | 0 |  | 0 | 0 | ok
513 | MAINTENANCE OF ELECTRIC PLANT | OM513 | F017 |  | 0 |  | 0 | 0 |  | 0 |  | 0 |  | 0 | 0 |  | 0 | 0 |  | 0 |  | 0 |  | 0 |  | 0 | 0 | ok
514 | MAINTENANCE OF MISC STEAM PLANT | OM514 | F016 |  | 0 |  | 0 | 0 |  | 0 |  | 0 |  | 0 | 0 |  | 0 | 0 |  | 0 |  | 0 |  | 0 |  | 0 | 0 | ok
Total Steam Production Maintenance Expense |  | OMPM |  |  | 0 |  | 0 | 0 |  | 0 |  | 0 |  | 0 | 0 |  | 0 | 0 |  | 0 |  | 0 |  | 0 |  | 0 | 0 | ok
Total Steam Production Operation and Maintenance Expenses |  | OMP |  |  | 0 |  | 0 | 0 |  | 0 |  | 0 |  | 0 | 0 |  | 0 | 0 |  | 0 |  | 0 |  | 0 |  | 0 | 0 | ok
Operation and Maintenance Expenses (Continued)
Purchased Power
555 | PURCHASED POWER | OM555 | OMPP |  | 41971379 |  | 9006886.8765 | 32964492.1235 |  | 0 |  | 0 |  | 0 | 0 |  | 0 | 0 |  | 0 |  | 0 |  | 0 |  | 0 | 41971379 | ok
556 | SYSTEM CONTROL & LOAD DISPATCHING | OM556 | OMPP |  | 0 |  | 0 | 0 |  | 0 |  | 0 |  | 0 | 0 |  | 0 | 0 |  | 0 |  | 0 |  | 0 |  | 0 | 0 | ok
557 | OTHER EXPENSES | OM557 | OMPP |  | 0 |  | 0 | 0 |  | 0 |  | 0 |  | 0 | 0 |  | 0 | 0 |  | 0 |  | 0 |  | 0 |  | 0 | 0 | ok
559 | RENEWABLE ENERGY CR EXP | OM559 | OMPP |  | 0 |  | 0 | 0 |  | 0 |  | 0 |  | 0 | 0 |  | 0 | 0 |  | 0 |  | 0 |  | 0 |  | 0 | 0 | ok
Total Purchased Power |  | TPP |  |  | 41971379 |  | 9006886.8765 | 32964492.1235 |  | 0 |  | 0 |  | 0 | 0 |  | 0 | 0 |  | 0 |  | 0 |  | 0 |  | 0 | 41971379 | ok
Transmission Expenses
560 | OPERATION SUPERVISION AND ENG | OM560 | PTRAN |  | 0 |  | 0 | 0 |  | 0 |  | 0 |  | 0 | 0 |  | 0 | 0 |  | 0 |  | 0 |  | 0 |  | 0 | 0 | ok
561 | LOAD DISPATCHING | OM561 | PTRAN |  | 0 |  | 0 | 0 |  | 0 |  | 0 |  | 0 | 0 |  | 0 | 0 |  | 0 |  | 0 |  | 0 |  | 0 | 0 | ok
562 | STATION EXPENSES | OM562 | PTRAN |  | 0 |  | 0 | 0 |  | 0 |  | 0 |  | 0 | 0 |  | 0 | 0 |  | 0 |  | 0 |  | 0 |  | 0 | 0 | ok
563 | OVERHEAD LINE EXPENSES | OM563 | PTRAN |  | 0 |  | 0 | 0 |  | 0 |  | 0 |  | 0 | 0 |  | 0 | 0 |  | 0 |  | 0 |  | 0 |  | 0 | 0 | ok
564 | UNDERGROUND LINE EXPENSES | OM564 | PTRAN |  | 0 |  | 0 | 0 |  | 0 |  | 0 |  | 0 | 0 |  | 0 | 0 |  | 0 |  | 0 |  | 0 |  | 0 | 0 | ok
565 | TRANSMISION OF ELEC BY OTHERS | OM565 | PTRAN |  | 0 |  | 0 | 0 |  | 0 |  | 0 |  | 0 | 0 |  | 0 | 0 |  | 0 |  | 0 |  | 0 |  | 0 | 0 | ok
566 | MISC. TRANSMISSION EXPENSES | OM566 | PTRAN |  | 0 |  | 0 | 0 |  | 0 |  | 0 |  | 0 | 0 |  | 0 | 0 |  | 0 |  | 0 |  | 0 |  | 0 | 0 | ok
567 | RENTS | OM567 | PTRAN |  | 0 |  | 0 | 0 |  | 0 |  | 0 |  | 0 | 0 |  | 0 | 0 |  | 0 |  | 0 |  | 0 |  | 0 | 0 | ok
568 | MAINTENANCE SUPERVISION AND ENG | OM568 | PTRAN |  | 0 |  | 0 | 0 |  | 0 |  | 0 |  | 0 | 0 |  | 0 | 0 |  | 0 |  | 0 |  | 0 |  | 0 | 0 | ok
569 | MAINTENANCE OF STRUCTURES | OM569 | PTRAN |  | 0 |  | 0 | 0 |  | 0 |  | 0 |  | 0 | 0 |  | 0 | 0 |  | 0 |  | 0 |  | 0 |  | 0 | 0 | ok
570 | MAINT OF STATION EQUIPMENT | OM570 | PTRAN |  | 0 |  | 0 | 0 |  | 0 |  | 0 |  | 0 | 0 |  | 0 | 0 |  | 0 |  | 0 |  | 0 |  | 0 | 0 | ok
571 | MAINT OF OVERHEAD LINES | OM571 | PTRAN |  | 0 |  | 0 | 0 |  | 0 |  | 0 |  | 0 | 0 |  | 0 | 0 |  | 0 |  | 0 |  | 0 |  | 0 | 0 | ok
572 | MAINT OF UNDERGROUND LINES | OM572 | PTRAN |  | 0 |  | 0 | 0 |  | 0 |  | 0 |  | 0 | 0 |  | 0 | 0 |  | 0 |  | 0 |  | 0 |  | 0 | 0 | ok
573 | MAINT MISC | OM573 | PTRAN |  | 0 |  | 0 | 0 |  | 0 |  | 0 |  | 0 | 0 |  | 0 | 0 |  | 0 |  | 0 |  | 0 |  | 0 | 0 | ok
574 | MAINT OF TRANS PLANT | OM574 | PTRAN |  | 0 |  | 0 | 0 |  | 0 |  | 0 |  | 0 | 0 |  | 0 | 0 |  | 0 |  | 0 |  | 0 |  | 0 | 0 | ok
Total Transmission Expenses |  |  |  |  | 0 | 0 | 0 | 0 |  | 0 |  | 0 |  | 0 | 0 |  | 0 | 0 |  | 0 |  | 0 |  | 0 |  | 0 | 0 | ok
Distribution Operation Expense
580 | OPERATION SUPERVISION AND ENGI | OM580 | PDIST |  | 145193 |  | 0 | 0 |  | 0 |  | 1231.5319 |  | 83678.1797 | 34812.8546 |  | 0 | 15344.4356 |  | 5530.1366 |  | 4595.8615 |  | 0 |  | 0 | 145193 | ok
581 | LOAD DISPATCHING | OM581 | P362 |  | 0 |  | 0 | 0 |  | 0 |  | 0 |  | 0 | 0 |  | 0 | 0 |  | 0 |  | 0 |  | 0 |  | 0 | 0 | ok
582 | STATION EXPENSES | OM582 | P362 |  | 0 |  | 0 | 0 |  | 0 |  | 0 |  | 0 | 0 |  | 0 | 0 |  | 0 |  | 0 |  | 0 |  | 0 | 0 | ok
583 | OVERHEAD LINE EXPENSES | OM583 | P365 |  | 778775 |  | 0 | 0 |  | 0 |  | 0 |  | 643940.4016 | 134834.5984 |  | 0 | 0 |  | 0 |  | 0 |  | 0 |  | 0 | 778775 | ok
584 | UNDERGROUND LINE EXPENSES | OM584 | P367 |  | 203689 |  | 0 | 0 |  | 0 |  | 0 |  | 91572.6535 | 112116.3465 |  | 0 | 0 |  | 0 |  | 0 |  | 0 |  | 0 | 203689 | ok
585 | STREET LIGHTING EXPENSE | OM585 | P371 |  | 1769.64 |  | 0 | 0 |  | 0 |  | 0 |  | 0 | 0 |  | 0 | 0 |  | 0 |  | 1769.64 |  | 0 |  | 0 | 1769.64 | ok
586 | METER EXPENSES | OM586 | P370 |  | 226251 |  | 0 | 0 |  | 0 |  | 0 |  | 0 | 0 |  | 0 | 0 |  | 226251 |  | 0 |  | 0 |  | 0 | 226251 | ok
586 | METER EXPENSES - LOAD MANAGEMENT | OM586x | F012 |  | 0 |  | 0 | 0 |  | 0 |  | 0 |  | 0 | 0 |  | 0 | 0 |  | 0 |  | 0 |  | 0 |  | 0 | 0 | ok
587 | CUSTOMER INSTALLATIONS EXPENSE | OM587 | P369 |  | 210763 |  | 0 | 0 |  | 0 |  | 0 |  | 0 | 0 |  | 0 | 210763 |  | 0 |  | 0 |  | 0 |  | 0 | 210763 | ok
588 | MISCELLANEOUS DISTRIBUTION EXP | OM588 | PDIST |  | 554672 |  | 0 | 0 |  | 0 |  | 4704.7465 |  | 319670.6679 | 132993.4343 |  | 0 | 58619.4156 |  | 21126.4451 |  | 17557.2907 |  | 0 |  | 0 | 554672 | ok
588 | MISC DISTR EXP -- MAPPING | OM588x | F015 |  | 0 |  | 0 | 0 |  | 0 |  | 0 |  | 0 | 0 |  | 0 | 0 |  | 0 |  | 0 |  | 0 |  | 0 | 0 | ok
589 | RENTS | OM589 | PDIST |  | 0 |  | 0 | 0 |  | 0 |  | 0 |  | 0 | 0 |  | 0 | 0 |  | 0 |  | 0 |  | 0 |  | 0 | 0 | ok
Total Distribution Operation Expense |  | OMDO |  |  | 2121112.64 | 0 | 0 | 0 |  | 0 |  | 5936.2783 |  | 1138861.9026 | 414757.2338 |  | 0 | 284726.8512 |  | 252907.5818 |  | 23922.7923 |  | 0 |  | 0 | 2121112.64 | ok
Operation and Maintenance Expenses (Continued)
Distribution Maintenance Expense
590 | MAINTENANCE SUPERVISION AND EN | OM590 | PDIST |  | 33430 |  | 0 | 0 |  | 0 |  | 283.5544 |  | 19266.5042 | 8015.4948 |  | 0 | 3532.9836 |  | 1273.2877 |  | 1058.1753 |  | 0 |  | 0 | 33430 | ok
592 | MAINTENANCE OF STATION EQUIPME | OM592 | P362 |  | 0 |  | 0 | 0 |  | 0 |  | 0 |  | 0 | 0 |  | 0 | 0 |  | 0 |  | 0 |  | 0 |  | 0 | 0 | ok
593 | MAINTENANCE OF OVERHEAD LINES | OM593 | P365 |  | 2661253 |  | 0 | 0 |  | 0 |  | 0 |  | 2200492.2162 | 460760.7838 |  | 0 | 0 |  | 0 |  | 0 |  | 0 |  | 0 | 2661253 | ok
594 | MAINTENANCE OF UNDERGROUND LIN | OM594 | P367 |  | 16717 |  | 0 | 0 |  | 0 |  | 0 |  | 7515.4773 | 9201.5227 |  | 0 | 0 |  | 0 |  | 0 |  | 0 |  | 0 | 16717 | ok
595 | MAINTENANCE OF LINE TRANSFORME | OM595 | P368 |  | 0 |  | 0 | 0 |  | 0 |  | 0 |  | 0 | 0 |  | 0 | 0 |  | 0 |  | 0 |  | 0 |  | 0 | 0 | ok
596 | MAINTENANCE OF ST LIGHTS & SIG SYSTEMS | OM596 | P373 |  | 0 |  | 0 | 0 |  | 0 |  | 0 |  | 0 | 0 |  | 0 | 0 |  | 0 |  | 0 |  | 0 |  | 0 | 0 | ok
597 | MAINTENANCE OF METERS | OM597 | P370 |  | 19726 |  | 0 | 0 |  | 0 |  | 0 |  | 0 | 0 |  | 0 | 0 |  | 19726 |  | 0 |  | 0 |  | 0 | 19726 | ok
598 | MAINTENANCE OF MISC DISTR PLANT | OM598 | PDIST |  | 208713 |  | 0 | 0 |  | 0 |  | 1770.3106 |  | 120286.2667 | 50043.014 |  | 0 | 22057.4215 |  | 7949.4976 |  | 6606.4896 |  | 0 |  | 0 | 208713 | ok
Total Distribution Maintenance Expense |  | OMDM |  |  | 2939839 |  | 0 | 0 |  | 0 |  | 2053.865 |  | 2347560.4643 | 528020.8153 |  | 0 | 25590.405 |  | 28948.7854 |  | 7664.665 |  | 0 |  | 0 | 2939839 | ok
Total Distribution Operation and Maintenance Expenses |  |  |  |  | 5060951.64 |  | 0 | 0 |  | 0 |  | 7990.1434 |  | 3486422.367 | 942778.0491 |  | 0 | 310317.2562 |  | 281856.3671 |  | 31587.4572 |  | 0 |  | 0 | 5060951.64 | ok
Transmission and Distribution Expenses |  |  |  |  | 5060951.64 |  | 0 | 0 |  | 0 |  | 7990.1434 |  | 3486422.367 | 942778.0491 |  | 0 | 310317.2562 |  | 281856.3671 |  | 31587.4572 |  | 0 |  | 0 | 5060951.64 | ok
Steam Production, Transmission and Distribution Expenses |  |  |  |  | 5060951.64 |  | 0 | 0 |  | 0 |  | 7990.1434 |  | 3486422.367 | 942778.0491 |  | 0 | 310317.2562 |  | 281856.3671 |  | 31587.4572 |  | 0 |  | 0 | 5060951.64 | ok
Production, Purchased Power, Trans and Distr Expenses |  | OMSUB |  |  | 47032330.64 |  | 9006886.8765 | 32964492.1235 |  | 0 |  | 7990.1434 |  | 3486422.367 | 942778.0491 |  | 0 | 310317.2562 |  | 281856.3671 |  | 31587.4572 |  | 0 |  | 0 | 47032330.64 | ok
Customer Accounts Expense
901 | SUPERVISION/CUSTOMER ACCTS | OM901 | F009 |  | 130719.54 |  | 0 | 0 |  | 0 |  | 0 |  | 0 | 0 |  | 0 | 0 |  | 0 |  | 0 |  | 130719.54 |  | 0 | 130719.54 | ok
902 | METER READING EXPENSES | OM902 | F009 |  | 88147 |  | 0 | 0 |  | 0 |  | 0 |  | 0 | 0 |  | 0 | 0 |  | 0 |  | 0 |  | 88147 |  | 0 | 88147 | ok
903 | RECORDS AND COLLECTION | OM903 | F009 |  | 325459 |  | 0 | 0 |  | 0 |  | 0 |  | 0 | 0 |  | 0 | 0 |  | 0 |  | 0 |  | 325459 |  | 0 | 325459 | ok
904 | UNCOLLECTIBLE ACCOUNTS | OM904 | F009 |  | 0 |  | 0 | 0 |  | 0 |  | 0 |  | 0 | 0 |  | 0 | 0 |  | 0 |  | 0 |  | 0 |  | 0 | 0 | ok
905 | MISC CUST ACCOUNTS | OM903 | F009 |  | 0 |  | 0 | 0 |  | 0 |  | 0 |  | 0 | 0 |  | 0 | 0 |  | 0 |  | 0 |  | 0 |  | 0 | 0 | ok
Total Customer Accounts Expense |  | OMCA |  |  | 544325.54 |  | 0 | 0 |  | 0 |  | 0 |  | 0 | 0 |  | 0 | 0 |  | 0 |  | 0 |  | 544325.54 |  | 0 | 544325.54 | ok
Customer Service Expense
907 | SUPERVISION | OM907 | F010 |  | 0 |  | 0 | 0 |  | 0 |  | 0 |  | 0 | 0 |  | 0 | 0 |  | 0 |  | 0 |  | 0 |  | 0 | 0 | ok
908 | CUSTOMER ASSISTANCE EXPENSES | OM908 | F010 |  | 100291 |  | 0 | 0 |  | 0 |  | 0 |  | 0 | 0 |  | 0 | 0 |  | 0 |  | 0 |  | 100291 |  | 0 | 100291 | ok
908 | CUSTOMER ASSISTANCE EXP-LOAD MGMT | OM908x | F012 |  | 0 |  | 0 | 0 |  | 0 |  | 0 |  | 0 | 0 |  | 0 | 0 |  | 0 |  | 0 |  | 0 |  | 0 | 0 | ok
909 | INFORMATIONAL AND INSTRUCTIONA | OM909 | F010 |  | 5906 |  | 0 | 0 |  | 0 |  | 0 |  | 0 | 0 |  | 0 | 0 |  | 0 |  | 0 |  | 5906 |  | 0 | 5906 | ok
909 | INFORM AND INSTRUC -LOAD MGMT | OM909x | F012 |  | 0 |  | 0 | 0 |  | 0 |  | 0 |  | 0 | 0 |  | 0 | 0 |  | 0 |  | 0 |  | 0 |  | 0 | 0 | ok
910 | MISCELLANEOUS CUSTOMER SERVICE | OM910 | F010 |  | 251929 |  | 0 | 0 |  | 0 |  | 0 |  | 0 | 0 |  | 0 | 0 |  | 0 |  | 0 |  | 251929 |  | 0 | 251929 | ok
911 | SUPERVISION | OM911 | F010 |  | 0 |  | 0 | 0 |  | 0 |  | 0 |  | 0 | 0 |  | 0 | 0 |  | 0 |  | 0 |  | 0 |  | 0 | 0 | ok
912 | DEMONSTRATION AND SELLING EXP | OM912 | F012 |  | 699 |  | 0 | 0 |  | 0 |  | 0 |  | 0 | 0 |  | 0 | 0 |  | 0 |  | 0 |  | 0 |  | 699 | 699 | ok
913 | ADVERTISING EXPENSES | OM913 | F012 |  | 0 |  | 0 | 0 |  | 0 |  | 0 |  | 0 | 0 |  | 0 | 0 |  | 0 |  | 0 |  | 0 |  | 0 | 0 | ok
914 | SALES | OM914 | F012 |  | 0 |  | 0 | 0 |  | 0 |  | 0 |  | 0 | 0 |  | 0 | 0 |  | 0 |  | 0 |  | 0 |  | 0 | 0 | ok
916 | MISC SALES EXPENSE | OM916 | F012 |  | 0 |  | 0 | 0 |  | 0 |  | 0 |  | 0 | 0 |  | 0 | 0 |  | 0 |  | 0 |  | 0 |  | 0 | 0 | ok
917 | MISC SALES EXPENSE | OM917 | F012 |  | 0 |  | 0 | 0 |  | 0 |  | 0 |  | 0 | 0 |  | 0 | 0 |  | 0 |  | 0 |  | 0 |  | 0 | 0 | ok
Total Customer Service Expense |  | OMCS |  |  | 358825 | 0 | 0 | 0 |  | 0 |  | 0 |  | 0 | 0 |  | 0 | 0 |  | 0 |  | 0 |  | 358126 |  | 699 | 358825 | ok
Sub-Total Transmission, Distribution, Cust Acct and Cust Service |  | OMSUB2 |  |  | 5964102.18 | 0 | 0 | 0 |  | 0 |  | 7990.1434 |  | 3486422.367 | 942778.0491 |  | 0 | 310317.2562 |  | 281856.3671 |  | 31587.4572 |  | 902451.54 |  | 699 | 5964102.18 | ok
Operation and Maintenance Expenses (Continued)
Administrative and General Expense
920 | ADMIN. & GEN. SALARIES- | OM920 | OMSUB2 |  | 248057 |  | 0 | 0 |  | 0 |  | 332.3234 |  | 145006.1463 | 39211.7183 |  | 0 | 12906.6145 |  | 11722.8784 |  | 1313.7753 |  | 37534.4712 |  | 29.0726 | 248057 | ok
921 | OFFICE SUPPLIES AND EXPENSES | OM921 | LBSUB2 |  | 2601 |  | 0 | 0 |  | 0 |  | 5.7332 |  | 1246.454 | 368.3324 |  | 0 | 71.4332 |  | 207.2011 |  | 21.3952 |  | 680.4509 |  | 0 | 2601 | ok
923 | OUTSIDE SERVICES EMPLOYED | OM923 | OMSUB2 |  | 230893 |  | 0 | 0 |  | 0 |  | 309.3287 |  | 134972.6238 | 36498.5115 |  | 0 | 12013.5571 |  | 10911.7282 |  | 1222.8702 |  | 34937.3195 |  | 27.0609 | 230893 | ok
924 | PROPERTY INSURANCE | OM924 | NTPLANT |  | 0 |  | 0 | 0 |  | 0 |  | 0 |  | 0 | 0 |  | 0 | 0 |  | 0 |  | 0 |  | 0 |  | 0 | 0 | ok
925 | INJURIES AND DAMAGES - INSURAN | OM925 | LBSUB2 |  | 0 |  | 0 | 0 |  | 0 |  | 0 |  | 0 | 0 |  | 0 | 0 |  | 0 |  | 0 |  | 0 |  | 0 | 0 | ok
926 | EMPLOYEE BENEFITS | OM926 | LBSUB2 |  | 0 |  | 0 | 0 |  | 0 |  | 0 |  | 0 | 0 |  | 0 | 0 |  | 0 |  | 0 |  | 0 |  | 0 | 0 | ok
928 | ASSOCIATED DUES | OM928 | OMSUB2 |  | 0 |  | 0 | 0 |  | 0 |  | 0 |  | 0 | 0 |  | 0 | 0 |  | 0 |  | 0 |  | 0 |  | 0 | 0 | ok
929 | DUPLICATE CHARGES - CREDIT | OM929 | OMSUB2 |  | 0 |  | 0 | 0 |  | 0 |  | 0 |  | 0 | 0 |  | 0 | 0 |  | 0 |  | 0 |  | 0 |  | 0 | 0 | ok
930 | MISCELLANEOUS GENERAL EXPENSES | OM930 | OMSUB2 |  | 435539 |  | 0 | 0 |  | 0 |  | 583.4942 |  | 254602.0952 | 68848.0171 |  | 0 | 22661.4607 |  | 20583.0545 |  | 2306.7293 |  | 65903.1032 |  | 51.0457 | 435539 | ok
931 | RENTS AND LEASES | OM931 | NTPLANT |  | 0 |  | 0 | 0 |  | 0 |  | 0 |  | 0 | 0 |  | 0 | 0 |  | 0 |  | 0 |  | 0 |  | 0 | 0 | ok
932 | MAINTENANCE OF GENERAL PLANT | OM932 | PGP |  | 0 |  | 0 | 0 |  | 0 |  | 0 |  | 0 | 0 |  | 0 | 0 |  | 0 |  | 0 |  | 0 |  | 0 | 0 | ok
933 | TRANSPORTATION EXPENSES | OM933 | PGP |  | 0 |  | 0 | 0 |  | 0 |  | 0 |  | 0 | 0 |  | 0 | 0 |  | 0 |  | 0 |  | 0 |  | 0 | 0 | ok
935 | MAINT OF GENERAL PLANT | OM935 | NTPLANT |  | 73725 |  | 0 | 0 |  | 0 |  | 625.3379 |  | 42489.4712 | 17677.0072 |  | 0 | 7791.4811 |  | 2808.0508 |  | 2333.6517 |  | 0 |  | 0 | 73725 | ok
Total Administrative and General Expense |  | OMAG |  |  | 990815 | 0 | 0 | 0 |  | 0 |  | 1856.2175 |  | 578316.7905 | 162603.5865 |  | 0 | 55444.5467 |  | 46232.9131 |  | 7198.4217 |  | 139055.3447 |  | 107.1792 | 990815 | ok
Total Operation and Maintenance Expenses |  | TOM |  |  | 48926296.18 |  | 9006886.8765 | 32964492.1235 |  | 0 |  | 9846.3608 |  | 4064739.1575 | 1105381.6356 |  | 0 | 365761.803 |  | 328089.2802 |  | 38785.879 |  | 1041506.8847 |  | 806.1792 | 48926296.18 | ok
Operation and Maintenance Expenses Less Purchase Power |  | OMLPP |  |  | 6954917.18 |  | 0 | 0 |  | 0 |  | 9846.3608 |  | 4064739.1575 | 1105381.6356 | 0 | 0 | 365761.803 |  | 328089.2802 |  | 38785.879 |  | 1041506.8847 |  | 806.1792 | 6954917.18 | ok
Other Expenses
Depreciation Expenses
Steam Prod Plant |  | DEPRPP | PPROD |  | 0 |  | 0 | 0 |  | 0 |  | 0 |  | 0 | 0 |  | 0 | 0 |  | 0 |  | 0 |  | 0 |  | 0 | 0 | ok
Transmission |  | DEPRTP | PTRAN |  | 0 |  | 0 | 0 |  | 0 |  | 0 |  | 0 | 0 |  | 0 | 0 |  | 0 |  | 0 |  | 0 |  | 0 | 0 | ok
Dist-Structures |  | DEPRDP1 | P361 |  | 0 |  | 0 | 0 |  | 0 |  | 0 |  | 0 | 0 |  | 0 | 0 |  | 0 |  | 0 |  | 0 |  | 0 | 0 | ok
Dist-Station |  | DEPRDP2 | P362 |  | 0 |  | 0 | 0 |  | 0 |  | 0 |  | 0 | 0 |  | 0 | 0 |  | 0 |  | 0 |  | 0 |  | 0 | 0 | ok
Dist-Poles and Fixtures |  | DEPRDP3 | P364 |  | 0 |  | 0 | 0 |  | 0 |  | 0 |  | 0 | 0 |  | 0 | 0 |  | 0 |  | 0 |  | 0 |  | 0 | 0 | ok
Dist-OH Conductor |  | DEPRDP4 | P365 |  | 0 |  | 0 | 0 |  | 0 |  | 0 |  | 0 | 0 |  | 0 | 0 |  | 0 |  | 0 |  | 0 |  | 0 | 0 | ok
Dist-UG Conduit |  | DEPRDP5 | P366 |  | 0 |  | 0 | 0 |  | 0 |  | 0 |  | 0 | 0 |  | 0 | 0 |  | 0 |  | 0 |  | 0 |  | 0 | 0 | ok
Dist-UG Conductor |  | DEPRDP6 | P367 |  | 0 |  | 0 | 0 |  | 0 |  | 0 |  | 0 | 0 |  | 0 | 0 |  | 0 |  | 0 |  | 0 |  | 0 | 0 | ok
Dist-Line Transformers |  | DEPRDP7 | P368 |  | 0 |  | 0 | 0 |  | 0 |  | 0 |  | 0 | 0 |  | 0 | 0 |  | 0 |  | 0 |  | 0 |  | 0 | 0 | ok
Dist-Services |  | DEPRDP8 | P369 |  | 0 |  | 0 | 0 |  | 0 |  | 0 |  | 0 | 0 |  | 0 | 0 |  | 0 |  | 0 |  | 0 |  | 0 | 0 | ok
Dist-Meters |  | DEPRDP9 | P370 |  | 0 |  | 0 | 0 |  | 0 |  | 0 |  | 0 | 0 |  | 0 | 0 |  | 0 |  | 0 |  | 0 |  | 0 | 0 | ok
Dist-Installations on Customer Premises |  | DEPRDP10 | P371 |  | 0 |  | 0 | 0 |  | 0 |  | 0 |  | 0 | 0 |  | 0 | 0 |  | 0 |  | 0 |  | 0 |  | 0 | 0 | ok
Dist-Lighting & Signal Systems |  | DEPRDP11 | P373 |  | 0 |  | 0 | 0 |  | 0 |  | 0 |  | 0 | 0 |  | 0 | 0 |  | 0 |  | 0 |  | 0 |  | 0 | 0 | ok
Distribution Plant |  | DEPRDP12 | PDIST |  | 3723283 |  | 0 | 0 |  | 0 |  | 31581.0109 |  | 2145816.5605 | 892729.7447 |  | 0 | 393487.8152 |  | 141813.0607 |  | 117854.8081 |  | 0 |  | 0 | 3723283 | ok
General Plant |  | DEPRGP | PGP |  | 196350 |  | 0 | 0 |  | 0 |  | 1665.4473 |  | 113161.1757 | 47078.7435 |  | 0 | 20750.8622 |  | 7478.6135 |  | 6215.1579 |  | 0 |  | 0 | 196350 | ok
Asset Retirement Costs |  | DEPRGP | PGP |  | 0 |  | 0 | 0 |  | 0 |  | 0 |  | 0 | 0 |  | 0 | 0 |  | 0 |  | 0 |  | 0 |  | 0 | 0 | ok
AMORT LIMITED-TERM ELECT PLANT |  | DEPRLTEP | PT&D |  | 0 |  | 0 | 0 |  | 0 |  | 0 |  | 0 | 0 |  | 0 | 0 |  | 0 |  | 0 |  | 0 |  | 0 | 0 | ok
AMORT ELECT PLANT ACQUISIT ADJ |  | DEPRAADJ | PDIST |  | 0 |  | 0 | 0 |  | 0 |  | 0 |  | 0 | 0 |  | 0 | 0 |  | 0 |  | 0 |  | 0 |  | 0 | 0 | ok
Total Depreciation Expense |  | TDEPR |  |  | 3919633 |  | 0 | 0 |  | 0 |  | 33246.4582 |  | 2258977.7361 | 939808.4882 |  | 0 | 414238.6774 |  | 149291.6741 |  | 124069.9659 |  | 0 |  | 0 | 3919633 | ok
Property Taxes |  | PTAX | NTPLANT |  | 0 |  | 0 | 0 |  | 0 |  | 0 |  | 0 | 0 |  | 0 | 0 |  | 0 |  | 0 |  | 0 |  | 0 | 0 | ok
Other Taxes (PSC Assessment) |  | OT | NTPLANT |  | 44865 | 600157 | 0 | 0 |  | 0 |  | 380.5464 |  | 25856.7667 | 10757.2591 |  | 0 | 4741.469 |  | 1708.826 |  | 1420.1327 |  | 0 |  | 0 | 44865 | ok
Interest -- LTD |  | INTLTD | NTPLANT |  | 2134628 |  | 0 | 0 |  | 0 |  | 18105.9861 |  | 1230236.8938 | 511818.712 |  | 0 | 225593.947 |  | 81304.0884 |  | 67568.3727 |  | 0 |  | 0 | 2134628 | ok
Interest -- Other |  | INTOTH | NTPLANT |  | 23555 |  | 0 | 0 |  | 0 |  | 199.7943 |  | 13575.3068 | 5647.7708 |  | 0 | 2489.3637 |  | 897.167 |  | 745.5974 |  | 0 |  | 0 | 23555 | ok
Other Deductions |  | DONAT | NTPLANT |  | 55730 |  | 0 | 0 |  | 0 |  | 472.7037 |  | 32118.5247 | 13362.3549 |  | 0 | 5889.7151 |  | 2122.6541 |  | 1764.0476 |  | 0 |  | 0 | 55730 | ok
Total Other Expenses |  | TOE |  |  | 6178411 |  | 0 | 0 |  | 0 |  | 52405.4887 |  | 3560765.2282 | 1481394.5851 | 0 | 0 | 652953.1721 | #REF! | 235324.4096 | #REF! | 195568.1163 | #REF! | 0 | #REF! | 0 | #REF! | #REF!
Total Cost of Service (O&M + Other Expenses) |  |  |  |  | 55104707.18 | 0 | 9006886.8765 | 32964492.1235 |  | 0 |  | 62251.8495 |  | 7625504.3857 | 2586776.2207 | 0 | 0 | 1018714.9751 | #REF! | 563413.6898 | #REF! | 234353.9952 | #REF! | 1041506.8847 | #REF! | 806.1792 | #REF! | #REF!
Labor Expenses
Steam Power Production Operations Expense
500 | OPERATION SUPV AND ENGINEERING | LB500 | PPROD |  | 0 |  | 0 | 0 |  | 0 |  | 0 |  | 0 | 0 |  | 0 | 0 |  | 0 |  | 0 |  | 0 |  | 0 | 0 | ok
501 | FUEL | LB501 | F017 |  | 0 |  | 0 | 0 |  | 0 |  | 0 |  | 0 | 0 |  | 0 | 0 |  | 0 |  | 0 |  | 0 |  | 0 | 0 | ok
502 | STEAM EXPENSES | LB502 | F016 |  | 0 |  | 0 | 0 |  | 0 |  | 0 |  | 0 | 0 |  | 0 | 0 |  | 0 |  | 0 |  | 0 |  | 0 | 0 | ok
503 | STEAM FROM OTHER SOURCES | LB503 | F016 |  | 0 |  | 0 | 0 |  | 0 |  | 0 |  | 0 | 0 |  | 0 | 0 |  | 0 |  | 0 |  | 0 |  | 0 | 0 | ok
504 | STEAM TRANSFERRED - CREDIT | LB504 | F016 |  | 0 |  | 0 | 0 |  | 0 |  | 0 |  | 0 | 0 |  | 0 | 0 |  | 0 |  | 0 |  | 0 |  | 0 | 0 | ok
505 | ELECTRIC EXPENSES | LB505 | F016 |  | 0 |  | 0 | 0 |  | 0 |  | 0 |  | 0 | 0 |  | 0 | 0 |  | 0 |  | 0 |  | 0 |  | 0 | 0 | ok
506 | MISC STEAM POWER EXPENSES | LB506 | F016 |  | 0 |  | 0 | 0 |  | 0 |  | 0 |  | 0 | 0 |  | 0 | 0 |  | 0 |  | 0 |  | 0 |  | 0 | 0 | ok
507 | RENTS | LB507 | F016 |  | 0 |  | 0 | 0 |  | 0 |  | 0 |  | 0 | 0 |  | 0 | 0 |  | 0 |  | 0 |  | 0 |  | 0 | 0 | ok
509 | ALLOWANCES | LB509 | F017 |  | 0 |  | 0 | 0 |  | 0 |  | 0 |  | 0 | 0 |  | 0 | 0 |  | 0 |  | 0 |  | 0 |  | 0 | 0 | ok
Total Steam Production Operation Expense |  | LBPO |  |  | 0 |  | 0 | 0 |  | 0 |  | 0 |  | 0 | 0 |  | 0 | 0 |  | 0 |  | 0 |  | 0 |  | 0 | 0 | ok
Steam Power Production Maintenance Expense
510 | MAINENANCE SUPV AND ENGINEERING | LB510 | F017 |  | 0 |  | 0 | 0 |  | 0 |  | 0 |  | 0 | 0 |  | 0 | 0 |  | 0 |  | 0 |  | 0 |  | 0 | 0 | ok
511 | MAINTENANCE OF STRUCTURES | LB511 | F016 |  | 0 |  | 0 | 0 |  | 0 |  | 0 |  | 0 | 0 |  | 0 | 0 |  | 0 |  | 0 |  | 0 |  | 0 | 0 | ok
512 | MAINTENANCE OF BOILER PLANT | LB512 | F017 |  | 0 |  | 0 | 0 |  | 0 |  | 0 |  | 0 | 0 |  | 0 | 0 |  | 0 |  | 0 |  | 0 |  | 0 | 0 | ok
513 | MAINTENANCE OF ELECTRIC PLANT | LB513 | F017 |  | 0 |  | 0 | 0 |  | 0 |  | 0 |  | 0 | 0 |  | 0 | 0 |  | 0 |  | 0 |  | 0 |  | 0 | 0 | ok
514 | MAINTENANCE OF MISC STEAM PLANT | LB514 | F016 |  | 0 |  | 0 | 0 |  | 0 |  | 0 |  | 0 | 0 |  | 0 | 0 |  | 0 |  | 0 |  | 0 |  | 0 | 0 | ok
Total Steam Production Maintenance Expense |  | LBPM |  |  | 0 |  | 0 | 0 |  | 0 |  | 0 |  | 0 | 0 |  | 0 | 0 |  | 0 |  | 0 |  | 0 |  | 0 | 0 | ok
Total Steam Production Operation and Maintenance Expenses |  | LBP |  |  | 0 |  | 0 | 0 |  | 0 |  | 0 |  | 0 | 0 |  | 0 | 0 |  | 0 |  | 0 |  | 0 |  | 0 | 0 | ok
Labor Expenses (Continued)
Purchased Power
555 | PURCHASED POWER | LB555 | OMPP |  | 0 |  | 0 | 0 |  | 0 |  | 0 |  | 0 | 0 |  | 0 | 0 |  | 0 |  | 0 |  | 0 |  | 0 | 0 | ok
557 | OTHER EXPENSES | LB557 | OMPP |  |  |  | 0 | 0 |  | 0 |  | 0 |  | 0 | 0 |  | 0 | 0 |  | 0 |  | 0 |  | 0 |  | 0 | 0 | ok
| Total Purchased Power Labor | LBPP |  |  | 0 |  | 0 | 0 |  | 0 |  | 0 |  | 0 | 0 |  | 0 | 0 |  | 0 |  | 0 |  | 0 |  | 0 | 0 | ok
Transmission Labor Expenses
560 | OPERATION SUPERVISION AND ENG | LB560 | PTRAN |  | 0 |  | 0 | 0 |  | 0 |  | 0 |  | 0 | 0 |  | 0 | 0 |  | 0 |  | 0 |  | 0 |  | 0 | 0 | ok
561 | LOAD DISPATCHING | LB561 | PTRAN |  | 0 |  | 0 | 0 |  | 0 |  | 0 |  | 0 | 0 |  | 0 | 0 |  | 0 |  | 0 |  | 0 |  | 0 | 0 | ok
562 | STATION EXPENSES | LB562 | PTRAN |  | 0 |  | 0 | 0 |  | 0 |  | 0 |  | 0 | 0 |  | 0 | 0 |  | 0 |  | 0 |  | 0 |  | 0 | 0 | ok
563 | OVERHEAD LINE EXPENSES | LB563 | PTRAN |  | 0 |  | 0 | 0 |  | 0 |  | 0 |  | 0 | 0 |  | 0 | 0 |  | 0 |  | 0 |  | 0 |  | 0 | 0 | ok
566 | MISC. TRANSMISSION EXPENSES | LB566 | PTRAN |  | 0 |  | 0 | 0 |  | 0 |  | 0 |  | 0 | 0 |  | 0 | 0 |  | 0 |  | 0 |  | 0 |  | 0 | 0 | ok
568 | MAINTENACE SUPERVISION AND ENG | LB568 | PTRAN |  | 0 |  | 0 | 0 |  | 0 |  | 0 |  | 0 | 0 |  | 0 | 0 |  | 0 |  | 0 |  | 0 |  | 0 | 0 | ok
570 | MAINT OF STATION EQUIPMENT | LB570 | PTRAN |  | 0 |  | 0 | 0 |  | 0 |  | 0 |  | 0 | 0 |  | 0 | 0 |  | 0 |  | 0 |  | 0 |  | 0 | 0 | ok
571 | MAINT OF OVERHEAD LINES | LB571 | PTRAN |  | 0 |  | 0 | 0 |  | 0 |  | 0 |  | 0 | 0 |  | 0 | 0 |  | 0 |  | 0 |  | 0 |  | 0 | 0 | ok
Total Transmission Labor Expenses |  |  |  |  | 0 | 0 | 0 | 0 |  | 0 |  | 0 |  | 0 | 0 |  | 0 | 0 |  | 0 |  | 0 |  | 0 |  | 0 | 0 | ok
Distribution Operation Labor Expense
580 | OPERATION SUPERVISION AND ENGI | LB580 | PDIST |  | 144022.83 |  | 0 | 0 |  | 0 |  | 1221.6065 |  | 83003.7829 | 34532.2835 |  | 0 | 15220.7685 |  | 5485.567 |  | 4558.8216 |  | 0 |  | 0 | 144022.83 | ok
581 | LOAD DISPATCHING | LB581 | P362 |  | 0 |  | 0 | 0 |  | 0 |  | 0 |  | 0 | 0 |  | 0 | 0 |  | 0 |  | 0 |  | 0 |  | 0 | 0 | ok
582 | STATION EXPENSES | LB582 | P362 |  | 0 |  | 0 | 0 |  | 0 |  | 0 |  | 0 | 0 |  | 0 | 0 |  | 0 |  | 0 |  | 0 |  | 0 | 0 | ok
583 | OVERHEAD LINE EXPENSES | LB583 | P365 |  | 201185.88 |  | 0 | 0 |  | 0 |  | 0 |  | 166353.2039 | 34832.6761 |  | 0 | 0 |  | 0 |  | 0 |  | 0 |  | 0 | 201185.88 | ok
584 | UNDERGROUND LINE EXPENSES | LB584 | P367 |  | 57047.54 |  | 0 | 0 |  | 0 |  | 0 |  | 25646.9157 | 31400.6243 |  | 0 | 0 |  | 0 |  | 0 |  | 0 |  | 0 | 57047.54 | ok
585 | STREET LIGHTING EXPENSE | LB585 | P371 |  | 0 |  | 0 | 0 |  | 0 |  | 0 |  | 0 | 0 |  | 0 | 0 |  | 0 |  | 0 |  | 0 |  | 0 | 0 | ok
586 | METER EXPENSES | LB586 | P370 |  | 156633.91 |  | 0 | 0 |  | 0 |  | 0 |  | 0 | 0 |  | 0 | 0 |  | 156633.91 |  | 0 |  | 0 |  | 0 | 156633.91 | ok
586 | METER EXPENSES - LOAD MANAGEMENT | LB586x | F012 |  | 0 |  | 0 | 0 |  | 0 |  | 0 |  | 0 | 0 |  | 0 | 0 |  | 0 |  | 0 |  | 0 |  | 0 | 0 | ok
587 | CUSTOMER INSTALLATIONS EXPENSE | LB587 | P369 |  | 0 |  | 0 | 0 |  | 0 |  | 0 |  | 0 | 0 |  | 0 | 0 |  | 0 |  | 0 |  | 0 |  | 0 | 0 | ok
588 | MISCELLANEOUS DISTRIBUTION EXP | LB588 | PDIST |  | 297839.01 |  | 0 | 0 |  | 0 |  | 2526.2804 |  | 171651.7063 | 71412.7138 |  | 0 | 31476.5279 |  | 11344.1448 |  | 9427.6367 |  | 0 |  | 0 | 297839.01 | ok
589 | RENTS | LB589 | PDIST |  | 0 |  | 0 | 0 |  | 0 |  | 0 |  | 0 | 0 |  | 0 | 0 |  | 0 |  | 0 |  | 0 |  | 0 | 0 | ok
Total Distribution Operation Labor Expense |  | LBDO |  |  | 856729.17 | 0 | 0 | 0 |  | 0 |  | 3747.8869 |  | 446655.6088 | 172178.2978 |  | 0 | 46697.2965 |  | 173463.6218 |  | 13986.4583 |  | 0 |  | 0 | 856729.17 | ok
Labor Expenses (Continued)
Distribution Maintenance Labor Expense
590 | MAINTENANCE SUPERVISION AND EN | LB590 | PDIST |  | 32784 |  | 0 | 0 |  | 0 |  | 278.075 |  | 18894.199 | 7860.6037 |  | 0 | 3464.7123 |  | 1248.6828 |  | 1037.7272 |  | 0 |  | 0 | 32784 | ok
592 | MAINTENANCE OF STATION EQUIPME | LB592 | P362 |  | 0 |  | 0 | 0 |  | 0 |  | 0 |  | 0 | 0 |  | 0 | 0 |  | 0 |  | 0 |  | 0 |  | 0 | 0 | ok
593 | MAINTENANCE OF OVERHEAD LINES | LB593 | P365 |  | 772863.46 |  | 0 | 0 |  | 0 |  | 0 |  | 639052.3667 | 133811.0933 |  | 0 | 0 |  | 0 |  | 0 |  | 0 |  | 0 | 772863.46 | ok
594 | MAINTENANCE OF UNDERGROUND LIN | LB594 | P367 |  | 0 |  | 0 | 0 |  | 0 |  | 0 |  | 0 | 0 |  | 0 | 0 |  | 0 |  | 0 |  | 0 |  | 0 | 0 | ok
595 | MAINTENANCE OF LINE TRANSFORME | LB595 | P368 |  | 0 |  | 0 | 0 |  | 0 |  | 0 |  | 0 | 0 |  | 0 | 0 |  | 0 |  | 0 |  | 0 |  | 0 | 0 | ok
596 | MAINTENANCE OF ST LIGHTS & SIG SYSTEMS | LB596 | P373 |  | 0 |  | 0 | 0 |  | 0 |  | 0 |  | 0 | 0 |  | 0 | 0 |  | 0 |  | 0 |  | 0 |  | 0 | 0 | ok
597 | MAINTENANCE OF METERS | LB597 | P370 |  | 19348.06 |  | 0 | 0 |  | 0 |  | 0 |  | 0 | 0 |  | 0 | 0 |  | 19348.06 |  | 0 |  | 0 |  | 0 | 19348.06 | ok
598 | MAINTENANCE OF MISC DISTR PLANT | LB598 | PDIST |  | 180881.44 |  | 0 | 0 |  | 0 |  | 1534.2424 |  | 104246.2766 | 43369.8544 |  | 0 | 19116.098 |  | 6889.4442 |  | 5725.5243 |  | 0 |  | 0 | 180881.44 | ok
Total Distribution Maintenance Labor Expense |  | LBDM |  |  | 1005876.96 | 0 | 0 | 0 |  | 0 |  | 1812.3174 |  | 762192.8423 | 185041.5514 |  | 0 | 22580.8103 |  | 27486.187 |  | 6763.2515 |  | 0 |  | 0 | 1005876.96 | ok
Total Distribution Operation and Maintenance Labor Expenses |  |  |  |  | 1862606.13 | 0 | 0 | 0 |  | 0 |  | 5560.2043 |  | 1208848.4511 | 357219.8492 |  | 0 | 69278.1068 |  | 200949.8088 |  | 20749.7098 |  | 0 |  | 0 | 1862606.13 | ok
Transmission and Distribution Labor Expenses |  |  |  |  | 1862606.13 | 0 | 0 | 0 |  | 0 |  | 5560.2043 |  | 1208848.4511 | 357219.8492 |  | 0 | 69278.1068 |  | 200949.8088 |  | 20749.7098 |  | 0 |  | 0 | 1862606.13 | ok
Purchased Power, Transmission and Distribution Labor Expenses |  | LBSUB |  |  | 1862606.13 | 0 | 0 | 0 |  | 0 |  | 5560.2043 |  | 1208848.4511 | 357219.8492 |  | 0 | 69278.1068 |  | 200949.8088 |  | 20749.7098 |  | 0 |  | 0 | 1862606.13 | ok
Customer Accounts Expense
901 | SUPERVISION/CUSTOMER ACCTS | LB901 | F009 |  | 130495.54 |  | 0 | 0 |  | 0 |  | 0 |  | 0 | 0 |  | 0 | 0 |  | 0 |  | 0 |  | 130495.54 |  | 0 | 130495.54 | ok
902 | METER READING EXPENSES | LB902 | F009 |  | 81604.89 |  | 0 | 0 |  | 0 |  | 0 |  | 0 | 0 |  | 0 | 0 |  | 0 |  | 0 |  | 81604.89 |  | 0 | 81604.89 | ok
903 | RECORDS AND COLLECTION | LB903 | F009 |  | 104228.66 |  | 0 | 0 |  | 0 |  | 0 |  | 0 | 0 |  | 0 | 0 |  | 0 |  | 0 |  | 104228.66 |  | 0 | 104228.66 | ok
904 | UNCOLLECTIBLE ACCOUNTS | LB904 | F009 |  | 0 |  | 0 | 0 |  | 0 |  | 0 |  | 0 | 0 |  | 0 | 0 |  | 0 |  | 0 |  | 0 |  | 0 | 0 | ok
905 | MISC CUST ACCOUNTS | LB903 | F009 |  | 0 |  | 0 | 0 |  | 0 |  | 0 |  | 0 | 0 |  | 0 | 0 |  | 0 |  | 0 |  | 0 |  | 0 | 0 | ok
Total Customer Accounts Labor Expense |  | LBCA |  |  | 316329.09 | 0 | 0 | 0 |  | 0 |  | 0 |  | 0 | 0 |  | 0 | 0 |  | 0 |  | 0 |  | 316329.09 |  | 0 | 316329.09 | ok
Customer Service Expense
907 | SUPERVISION | LB907 | F010 |  | 0 |  | 0 | 0 |  | 0 |  | 0 |  | 0 | 0 |  | 0 | 0 |  | 0 |  | 0 |  | 0 |  | 0 | 0 | ok
908 | CUSTOMER ASSISTANCE EXPENSES | LB908 | F010 |  | 94403.38 |  | 0 | 0 |  | 0 |  | 0 |  | 0 | 0 |  | 0 | 0 |  | 0 |  | 0 |  | 94403.38 |  | 0 | 94403.38 | ok
908 | CUSTOMER ASSISTANCE EXP-LOAD MGMT | LB908x | F012 |  |  |  | 0 | 0 |  | 0 |  | 0 |  | 0 | 0 |  | 0 | 0 |  | 0 |  | 0 |  | 0 |  | 0 | 0 | ok
909 | INFORMATIONAL AND INSTRUCTIONA | LB909 | F010 |  | 4533.53 |  | 0 | 0 |  | 0 |  | 0 |  | 0 | 0 |  | 0 | 0 |  | 0 |  | 0 |  | 4533.53 |  | 0 | 4533.53 | ok
909 | INFORM AND INSTRUC -LOAD MGMT | LB909x | F012 |  | 0 |  | 0 | 0 |  | 0 |  | 0 |  | 0 | 0 |  | 0 | 0 |  | 0 |  | 0 |  | 0 |  | 0 | 0 | ok
910 | MISCELLANEOUS CUSTOMER SERVICE | LB910 | F010 |  | 244655.63 |  | 0 | 0 |  | 0 |  | 0 |  | 0 | 0 |  | 0 | 0 |  | 0 |  | 0 |  | 244655.63 |  | 0 | 244655.63 | ok
911 | SUPERVISION | LB911 | F010 |  | 0 |  | 0 | 0 |  | 0 |  | 0 |  | 0 | 0 |  | 0 | 0 |  | 0 |  | 0 |  | 0 |  | 0 | 0 | ok
912 | DEMONSTRATION AND SELLING EXP | LB912 | F012 |  | 0 |  | 0 | 0 |  | 0 |  | 0 |  | 0 | 0 |  | 0 | 0 |  | 0 |  | 0 |  | 0 |  | 0 | 0 | ok
913 | WATER HEATER - HEAT PUMP PROGRAM | LB913 | F012 |  | 0 |  | 0 | 0 |  | 0 |  | 0 |  | 0 | 0 |  | 0 | 0 |  | 0 |  | 0 |  | 0 |  | 0 | 0 | ok
915 | MDSE-JOBBING-CONTRACT | LB915 | F012 |  | 0 |  | 0 | 0 |  | 0 |  | 0 |  | 0 | 0 |  | 0 | 0 |  | 0 |  | 0 |  | 0 |  | 0 | 0 | ok
916 | MISC SALES EXPENSE | LB916 | F012 |  | 0 |  | 0 | 0 |  | 0 |  | 0 |  | 0 | 0 |  | 0 | 0 |  | 0 |  | 0 |  | 0 |  | 0 | 0 | ok
Total Customer Service Labor Expense |  | LBCS |  |  | 343592.54 | 0 | 0 | 0 |  | 0 |  | 0 |  | 0 | 0 |  | 0 | 0 |  | 0 |  | 0 |  | 343592.54 |  | 0 | 343592.54 | ok
Sub-Total Trans, Distr, Cust Acct and Cust Service Labor Exp |  | LBSUB2 |  |  | 2522527.76 | 0 | 0 | 0 |  | 0 |  | 5560.2043 |  | 1208848.4511 | 357219.8492 |  | 0 | 69278.1068 |  | 200949.8088 |  | 20749.7098 |  | 659921.63 |  | 0 | 2522527.76 | ok
Labor Expenses (Continued)
Administrative and General Expense
920 | ADMIN. & GEN. SALARIES- | LB920 | OMSUB2 |  | 235882.25 |  | 0 | 0 |  | 0 |  | 316.0129 |  | 137889.1789 | 37287.1894 |  | 0 | 12273.152 |  | 11147.5143 |  | 1249.2946 |  | 35692.2624 |  | 27.6457 | 235882.25 | ok
921 | OFFICE SUPPLIES AND EXPENSES | LB921 | LBSUB2 |  | 0 |  | 0 | 0 |  | 0 |  | 0 |  | 0 | 0 |  | 0 | 0 |  | 0 |  | 0 |  | 0 |  | 0 | 0 | ok
923 | OUTSIDE SERVICES EMPLOYED | LB923 | OMSUB2 |  | 0 |  | 0 | 0 |  | 0 |  | 0 |  | 0 | 0 |  | 0 | 0 |  | 0 |  | 0 |  | 0 |  | 0 | 0 | ok
924 | PROPERTY INSURANCE | LB924 | NTPLANT |  | 0 |  | 0 | 0 |  | 0 |  | 0 |  | 0 | 0 |  | 0 | 0 |  | 0 |  | 0 |  | 0 |  | 0 | 0 | ok
925 | INJURIES AND DAMAGES - INSURAN | LB925 | LBSUB2 |  | 0 |  | 0 | 0 |  | 0 |  | 0 |  | 0 | 0 |  | 0 | 0 |  | 0 |  | 0 |  | 0 |  | 0 | 0 | ok
926 | EMPLOYEE BENEFITS | LB926 | LBSUB2 |  | 261349.33 |  | 0 | 0 |  | 0 |  | 576.0712 |  | 125244.1054 | 37010.1649 |  | 0 | 7177.6363 |  | 20819.6313 |  | 2149.7971 |  | 68371.9238 |  | 0 | 261349.33 | ok
928 | REGULATORY COMMISSION EXPENSES | LB928 | OMSUB2 |  | 0 |  | 0 | 0 |  | 0 |  | 0 |  | 0 | 0 |  | 0 | 0 |  | 0 |  | 0 |  | 0 |  | 0 | 0 | ok
929 | DUPLICATE CHARGES-CR | LB929 | OMSUB2 |  | 0 |  | 0 | 0 |  | 0 |  | 0 |  | 0 | 0 |  | 0 | 0 |  | 0 |  | 0 |  | 0 |  | 0 | 0 | ok
930 | MISCELLANEOUS GENERAL EXPENSES | LB930 | OMSUB2 |  | 34189.82 |  | 0 | 0 |  | 0 |  | 45.8043 |  | 19986.2694 | 5404.5707 |  | 0 | 1778.9251 |  | 1615.7702 |  | 181.0783 |  | 5173.3949 |  | 4.0071 | 34189.82 | ok
931 | RENTS AND LEASES | LB931 | NTPLANT |  | 0 |  | 0 | 0 |  | 0 |  | 0 |  | 0 | 0 |  | 0 | 0 |  | 0 |  | 0 |  | 0 |  | 0 | 0 | ok
935 | MAINTENANCE OF GENERAL PLANT | LB935 | PGP |  | 2661.47 |  | 0 | 0 |  | 0 |  | 22.5747 |  | 1533.8685 | 638.1394 |  | 0 | 281.2722 |  | 101.3705 |  | 84.2447 |  | 0 |  | 0 | 2661.47 | ok
950 | PAYROLL GENERAL LEDGER DEFAULT | LB950 | PGP |  | 0 |  | 0 | 0 |  | 0 |  | 0 |  | 0 | 0 |  | 0 | 0 |  | 0 |  | 0 |  | 0 |  | 0 | 0 | ok
Total Administrative and General Expense |  | LBAG |  |  | 534082.87 | 0 | 0 | 0 |  | 0 |  | 960.4631 |  | 284653.4222 | 80340.0643 |  | 0 | 21510.9856 |  | 33684.2863 |  | 3664.4147 |  | 109237.5811 |  | 31.6528 | 534082.87 | ok
Total Operation and Maintenance Expenses |  | TLB |  |  | 3056610.63 |  | 0 | 0 |  | 0 |  | 6520.6674 |  | 1493501.8733 | 437559.9135 |  | 0 | 90789.0924 |  | 234634.0951 |  | 24414.1245 |  | 769159.2111 |  | 31.6528 | 3056610.63 | ok
Operation and Maintenance Expenses Less Purchase Power |  | LBLPP |  |  | 3056610.63 | 0 | 0 | 0 |  | 0 |  | 6520.6674 |  | 1493501.8733 | 437559.9135 |  | 0 | 90789.0924 |  | 234634.0951 |  | 24414.1245 |  | 769159.2111 |  | 31.6528 | 3056610.63 | ok
Functional Vectors
Station Equipment |  | F001 |  |  | 1 |  | 0 | 0 |  | 0 |  | 1 |  | 0 | 0 |  | 0 | 0 |  | 0 |  | 0 |  | 0 |  | 0 | 1 | ok
Poles, Towers and Fixtures |  | F002 |  |  | 1 |  | 0 | 0 |  | 0 |  | 0 |  | 0.82686 | 0.17314 |  | 0 | 0 |  | 0 |  | 0 |  | 0 |  | 0 | 1 | ok
Overhead Conductors and Devices |  | F003 |  |  | 1 |  | 0 | 0 |  | 0 |  | 0 |  | 0.82686 | 0.17314 |  | 0 | 0 |  | 0 |  | 0 |  | 0 |  | 0 | 1 | ok
Underground Conductors and Devices |  | F004 |  |  | 1 |  | 0 | 0 |  | 0 |  | 0 |  | 0.44957 | 0.55043 |  | 0 | 0 |  | 0 |  | 0 |  | 0 |  | 0 | 1 | ok
Line Transformers |  | F005 |  |  | 1 |  | 0 | 0 |  | 0 |  | 0 |  | 0.38532 | 0.61468 |  | 0 | 0 |  | 0 |  | 0 |  | 0 |  | 0 | 1 | ok
Services |  | F006 |  |  | 1 |  | 0 | 0 |  | 0 |  | 0 |  | 0 | 0 |  | 0 | 1 |  | 0 |  | 0 |  | 0 |  | 0 | 1 | ok
Meters |  | F007 |  |  | 1 |  | 0 | 0 |  | 0 |  | 0 |  | 0 | 0 |  | 0 | 0 |  | 1 |  | 0 |  | 0 |  | 0 | 1 | ok
Street Lighting |  | F008 |  |  | 1 |  | 0 | 0 |  | 0 |  | 0 |  | 0 | 0 |  | 0 | 0 |  | 0 |  | 1 |  | 0 |  | 0 | 1 | ok
Meter Reading |  | F009 |  |  | 1 |  | 0 | 0 |  | 0 |  | 0 |  | 0 | 0 |  | 0 | 0 |  | 0 |  | 0 |  | 1 |  | 0 | 1 | ok
Billing |  | F010 |  |  | 1 |  | 0 | 0 |  | 0 |  | 0 |  | 0 | 0 |  | 0 | 0 |  | 0 |  | 0 |  | 1 |  | 0 | 1 | ok
Transmission |  | F011 |  |  | 1 |  | 0 | 0 |  | 1 |  | 0 |  | 0 | 0 |  | 0 | 0 |  | 0 |  | 0 |  | 0 |  | 0 | 1 | ok
Load Management |  | F012 |  |  | 1 |  | 0 | 0 |  | 0 |  | 0 |  | 0 | 0 |  | 0 | 0 |  | 0 |  | 0 |  | 0 |  | 1 | 1 | ok
Purchased Power Expenses |  | OMPP |  |  | 1 |  | 0.2146 | 0.7854 |  | 0 |  | 0 |  | 0 | 0 |  | 0 | 0 |  | 0 |  | 0 |  | 0 |  | 0 | 1 | ok
Intallations on Customer Premises - Plant in Service |  | F013 |  |  | 1 |  | 0 | 0 |  | 0 |  | 0 |  | 0 | 0 |  | 0 | 0 |  | 0 |  | 1 |  | 0 |  | 0 | 1 | ok
Intallations on Customer Premises - Accum Depr |  | F014 |  |  | 1 |  | 0 | 0 |  | 0 |  | 0 |  | 0 | 0 |  | 0 | 0 |  | 0 |  | 1 |  | 0 |  | 0 | 1 | ok
Mapping |  | F015 |  |  | 1 |  | 0 | 0 |  | 0 |  | 0 |  | 0 | 1 |  | 0 | 0 |  | 0 |  | 0 |  | 0 |  | 0 | 1 | ok
Production - Demand |  | F016 |  |  | 1 |  | 1 | 0 |  | 0 |  | 0 |  | 0 | 0 |  | 0 | 0 |  | 0 |  | 0 |  | 0 |  | 0 | 1 | ok
Production - Energy |  | F017 |  |  | 1 |  | 0 | 1 |  | 0 |  | 0 |  | 0 | 0 |  | 0 | 0 |  | 0 |  | 0 |  | 0 |  | 0 | 1 | ok
|  |  |  | 0 | 0 | 0 | 0 | 0 | 0 | 0 | 0 | 0
|  |  |  | 0 | 0 | 0 | 0 | 0 | 0 | 0 | 0 | 0 | 0 | 0 | 0 | 0 | 0 | 0 | 0 | 0 | 0 | 0 | 0 | 0 | 0 | 0 | 0 | #VALUE! | 0 | 0 | 0
|  |  |  | 0 | 0 | 0 | 0 | 0 | 0 | 0 | 0 | 0 | 0 | 0 | 0 | 0 | 0 | 0 | 0 | 0 | 0 | 0 | 0 | 0 | 0 | 0 | 0 | #VALUE! | 0 | 0 | 0

## Alloc & Returns
ok
|  |  | Allocation | Total | Residential Service | Off Peak Retail Marketing (ETS) | Prepay Service | General Service | Large Power Service | Large Industrial Rate | Large Industrial Rate | Outdoor and Street Lighting | N/A | N/A | N/A | N/A | N/A | N/A | N/A | N/A | N/A | N/A | N/A | N/A | N/A | N/A | N/A | N/A | N/A | N/A | N/A
Description |  | Name | Vector | System | 12 | 9 | 15 | 11 | 2 | B1 | B2 | 3 | 0 | 0 | [17 empty] | Total Check | Status
Plant in Service
Production & Purchase Power
Demand |  | PLPPD | PPDA | 0 | 0 | 0 | 0 | 0 | 0 | 0 | 0 | 0 | 0 | 0 | 0 | 0 | 0 | 0 | 0 | 0 | 0 | 0 | 0 | 0 | 0 | 0 | 0 | 0 | 0 | 0 | 0 | 0 | ok
Energy |  | PLPPE | PPEA | 0 | 0 | 0 | 0 | 0 | 0 | 0 | 0 | 0 | 0 | 0 | 0 | 0 | 0 | 0 | 0 | 0 | 0 | 0 | 0 | 0 | 0 | 0 | 0 | 0 | 0 | 0 | 0 | 0 | ok
Total Purchase Power |  | PLPPT |  | 0 | 0 | 0 | 0 | 0 | 0 | 0 | 0 | 0 | 0 | 0 | 0 | 0 | 0 | 0 | 0 | 0 | 0 | 0 | 0 | 0 | 0 | 0 | 0 | 0 | 0 | 0 | 0 | 0 | ok
Transmission
Demand |  | PLTD | TA1 | 0 | 0 | 0 | 0 | 0 | 0 | 0 | 0 | 0 | 0 | 0 | 0 | 0 | 0 | 0 | 0 | 0 | 0 | 0 | 0 | 0 | 0 | 0 | 0 | 0 | 0 | 0 | 0 | 0 | ok
Station Equipment
Demand |  | PLSED | SA1 | 964433.1373 | 616367.4179 | 0 | 43781.4341 | 88543.9153 | 71506.6178 | 114271.9519 | 29961.7976 | 0 | 0 | 0 | 0 | 0 | 0 | 0 | 0 | 0 | 0 | 0 | 0 | 0 | 0 | 0 | 0 | 0 | 0 | 0 | 0 | 964433.1347 | ok
Primary & Secondary Distribution Plant
Demand |  | PLDPD | DA1 | 65529776.8281 | 46520149.7503 | 40969.0012 | 1685119.1061 | 3387824.21 | 4898569.5039 | 7045392.5017 | 1847282.9133 | 104469.8416 | 0 | 0 | 0 | 0 | 0 | 0 | 0 | 0 | 0 | 0 | 0 | 0 | 0 | 0 | 0 | 0 | 0 | 0 | 0 | 65529776.8281 | ok
Customer |  | PLDPC | C01 | 27262526.5448 | 20014368.2115 | 27010.8115 | 1253944.7684 | 5797034.6409 | 94537.8403 | 21608.6492 | 1543.4749 | 52478.1481 | 0 | 0 | 0 | 0 | 0 | 0 | 0 | 0 | 0 | 0 | 0 | 0 | 0 | 0 | 0 | 0 | 0 | 0 | 0 | 27262526.5448 | ok
Total Primary Distribution Plant |  | PLD |  | 92792303.3729 | 66534517.9618 | 67979.8127 | 2939063.8746 | 9184858.8509 | 4993107.3441 | 7067001.1509 | 1848826.3882 | 156947.9897 | 0 | 0 | 0 | 0 | 0 | 0 | 0 | 0 | 0 | 0 | 0 | 0 | 0 | 0 | 0 | 0 | 0 | 0 | 0 | 92792303.3729 | ok
Customer Services
Demand |  | PLCSD | CSA | 0 | 0 | 0 | 0 | 0 | 0 | 0 | 0 | 0 | 0 | 0 | 0 | 0 | 0 | 0 | 0 | 0 | 0 | 0 | 0 | 0 | 0 | 0 | 0 | 0 | 0 | 0 | 0 | 0 | ok
Customer |  | PLCSC | SERV | 12016483.2296 | 8507265.3751 | 11481.1589 | 532999.1333 | 2678241.5544 | 286496.0079 | 0 | 0 | 0 | 0 | 0 | 0 | 0 | 0 | 0 | 0 | 0 | 0 | 0 | 0 | 0 | 0 | 0 | 0 | 0 | 0 | 0 | 0 | 12016483.2296 | ok
Total Customer Services |  |  |  | 12016483.2296 | 8507265.3751 | 11481.1589 | 532999.1333 | 2678241.5544 | 286496.0079 | 0 | 0 | 0 | 0 | 0 | 0 | 0 | 0 | 0 | 0 | 0 | 0 | 0 | 0 | 0 | 0 | 0 | 0 | 0 | 0 | 0 | 0 | 12016483.2296 | ok
Meters
Customer |  | PLMC | C03 | 4330742.146 | 3166129.0539 | 4272.916 | 198365.0406 | 917049.1723 | 44925.9631 | 0 | 0 | 0 | 0 | 0 | 0 | 0 | 0 | 0 | 0 | 0 | 0 | 0 | 0 | 0 | 0 | 0 | 0 | 0 | 0 | 0 | 0 | 4330742.146 | ok
Lighting Systems
Customer |  | PLLSC | C04 | 3599095.7541 | 0 | 0 | 0 | 0 | 0 | 0 | 0 | 3599095.7541 | 0 | 0 | 0 | 0 | 0 | 0 | 0 | 0 | 0 | 0 | 0 | 0 | 0 | 0 | 0 | 0 | 0 | 0 | 0 | 3599095.7541 | ok
Meter Reading, Billing and Customer Service
Customer |  | PLMRBC | C05 | 0 | 0 | 0 | 0 | 0 | 0 | 0 | 0 | 0 | 0 | 0 | 0 | 0 | 0 | 0 | 0 | 0 | 0 | 0 | 0 | 0 | 0 | 0 | 0 | 0 | 0 | 0 | 0 | 0 | ok
Load Management
Customer |  | PLCSC | C06 | 0 | 0 | 0 | 0 | 0 | 0 | 0 | 0 | 0 | 0 | 0 | 0 | 0 | 0 | 0 | 0 | 0 | 0 | 0 | 0 | 0 | 0 | 0 | 0 | 0 | 0 | 0 | 0 | 0 | ok
Total |  | PLT |  | 113703057.64 | 78824279.8088 | 83733.8876 | 3714209.4826 | 12868693.4929 | 5396035.9329 | 7181273.1028 | 1878788.1859 | 3756043.7438 | 0 | 0 | 0 | 0 | 0 | 0 | 0 | 0 | 0 | 0 | 0 | 0 | 0 | 0 | 0 | 0 | 0 | 0 | 0 | 113703057.6374 | ok
Net Utility Plant
Production & Purchase Power
Demand |  | NPPPD | PPDA | 0 | 0 | 0 | 0 | 0 | 0 | 0 | 0 | 0 | 0 | 0 | 0 | 0 | 0 | 0 | 0 | 0 | 0 | 0 | 0 | 0 | 0 | 0 | 0 | 0 | 0 | 0 | 0 | 0 | ok
Energy |  | NPPPE | PPEA | 0 | 0 | 0 | 0 | 0 | 0 | 0 | 0 | 0 | 0 | 0 | 0 | 0 | 0 | 0 | 0 | 0 | 0 | 0 | 0 | 0 | 0 | 0 | 0 | 0 | 0 | 0 | 0 | 0 | ok
Total Purchase Power |  | NPPPT |  | 0 | 0 | 0 | 0 | 0 | 0 | 0 | 0 | 0 | 0 | 0 | 0 | 0 | 0 | 0 | 0 | 0 | 0 | 0 | 0 | 0 | 0 | 0 | 0 | 0 | 0 | 0 | 0 | 0 | ok
Transmission
Demand |  | NPTD | TA1 | 0 | 0 | 0 | 0 | 0 | 0 | 0 | 0 | 0 | 0 | 0 | 0 | 0 | 0 | 0 | 0 | 0 | 0 | 0 | 0 | 0 | 0 | 0 | 0 | 0 | 0 | 0 | 0 | 0 | ok
Station Equipment
Demand |  | NPSED | SA1 | 773289.3073 | 494207.7529 | 0 | 35104.2633 | 70995.1372 | 57334.5117 | 91624.0589 | 24023.5811 | 0 | 0 | 0 | 0 | 0 | 0 | 0 | 0 | 0 | 0 | 0 | 0 | 0 | 0 | 0 | 0 | 0 | 0 | 0 | 0 | 773289.3052 | ok
Primary Distribution Plant
Demand |  | NPDPD | DA1 | 52542238.3065 | 37300184.9319 | 32849.2348 | 1351140.4118 | 2716381.4009 | 3927707.6574 | 5649045.5134 | 1481164.4988 | 83764.6575 | 0 | 0 | 0 | 0 | 0 | 0 | 0 | 0 | 0 | 0 | 0 | 0 | 0 | 0 | 0 | 0 | 0 | 0 | 0 | 52542238.3065 | ok
Customer |  | NPDPC | C01 | 21859286.509 | 16047661.9184 | 21657.4596 | 1005421.7798 | 4648103.3557 | 75801.1086 | 17325.9677 | 1237.5691 | 42077.3501 | 0 | 0 | 0 | 0 | 0 | 0 | 0 | 0 | 0 | 0 | 0 | 0 | 0 | 0 | 0 | 0 | 0 | 0 | 0 | 21859286.509 | ok
Total Primary Distribution Plant |  |  |  | 74401524.8155 | 53347846.8503 | 54506.6944 | 2356562.1916 | 7364484.7566 | 4003508.766 | 5666371.4811 | 1482402.0679 | 125842.0076 | 0 | 0 | 0 | 0 | 0 | 0 | 0 | 0 | 0 | 0 | 0 | 0 | 0 | 0 | 0 | 0 | 0 | 0 | 0 | 74401524.8155 | ok
Customer Services
Demand |  | NPCSD | CSA | 0 | 0 | 0 | 0 | 0 | 0 | 0 | 0 | 0 | 0 | 0 | 0 | 0 | 0 | 0 | 0 | 0 | 0 | 0 | 0 | 0 | 0 | 0 | 0 | 0 | 0 | 0 | 0 | 0 | ok
Customer |  | NPCSC | SERV | 9634901.2009 | 6821185.5176 | 9205.6744 | 427362.473 | 2147433.0115 | 229714.5244 | 0 | 0 | 0 | 0 | 0 | 0 | 0 | 0 | 0 | 0 | 0 | 0 | 0 | 0 | 0 | 0 | 0 | 0 | 0 | 0 | 0 | 0 | 9634901.2009 | ok
Total Customer Services |  |  |  | 9634901.2009 | 6821185.5176 | 9205.6744 | 427362.473 | 2147433.0115 | 229714.5244 | 0 | 0 | 0 | 0 | 0 | 0 | 0 | 0 | 0 | 0 | 0 | 0 | 0 | 0 | 0 | 0 | 0 | 0 | 0 | 0 | 0 | 0 | 9634901.2009 | ok
Meters
Customer |  | NPMC | C03 | 3472419.6677 | 2538624.6576 | 3426.0543 | 159050.4919 | 735296.5092 | 36021.9548 | 0 | 0 | 0 | 0 | 0 | 0 | 0 | 0 | 0 | 0 | 0 | 0 | 0 | 0 | 0 | 0 | 0 | 0 | 0 | 0 | 0 | 0 | 3472419.6677 | ok
Lighting Systems
Customer |  | NPLSC | C04 | 2885780.4185 | 0 | 0 | 0 | 0 | 0 | 0 | 0 | 2885780.4185 | 0 | 0 | 0 | 0 | 0 | 0 | 0 | 0 | 0 | 0 | 0 | 0 | 0 | 0 | 0 | 0 | 0 | 0 | 0 | 2885780.4185 | ok
Meter Reading, Billing and Customer Service
Customer |  | NPMRBC | C05 | 0 | 0 | 0 | 0 | 0 | 0 | 0 | 0 | 0 | 0 | 0 | 0 | 0 | 0 | 0 | 0 | 0 | 0 | 0 | 0 | 0 | 0 | 0 | 0 | 0 | 0 | 0 | 0 | 0 | ok
Load Management
Customer |  | NPCSC | C06 | 0 | 0 | 0 | 0 | 0 | 0 | 0 | 0 | 0 | 0 | 0 | 0 | 0 | 0 | 0 | 0 | 0 | 0 | 0 | 0 | 0 | 0 | 0 | 0 | 0 | 0 | 0 | 0 | 0 | ok
Total |  | NPT |  | 91167915.41 | 63201864.7785 | 67138.423 | 2978079.4198 | 10318209.4145 | 4326579.7569 | 5757995.54 | 1506425.649 | 3011622.4262 | 0 | 0 | 0 | 0 | 0 | 0 | 0 | 0 | 0 | 0 | 0 | 0 | 0 | 0 | 0 | 0 | 0 | 0 | 0 | 91167915.4079 | ok
0.69325
Net Cost Rate Base
Production & Purchase Power
Demand |  | RBPPD | PPDA | 0 | 0 | 0 | 0 | 0 | 0 | 0 | 0 | 0 | 0 | 0 | 0 | 0 | 0 | 0 | 0 | 0 | 0 | 0 | 0 | 0 | 0 | 0 | 0 | 0 | 0 | 0 | 0 | 0 | ok
Energy |  | RBPPE | PPEA | 0 | 0 | 0 | 0 | 0 | 0 | 0 | 0 | 0 | 0 | 0 | 0 | 0 | 0 | 0 | 0 | 0 | 0 | 0 | 0 | 0 | 0 | 0 | 0 | 0 | 0 | 0 | 0 | 0 | ok
Total Purchase Power |  | RBPPT |  | 0 | 0 | 0 | 0 | 0 | 0 | 0 | 0 | 0 | 0 | 0 | 0 | 0 | 0 | 0 | 0 | 0 | 0 | 0 | 0 | 0 | 0 | 0 | 0 | 0 | 0 | 0 | 0 | 0 | ok
Transmission
Demand |  | RBTD | TA1 | 0 | 0 | 0 | 0 | 0 | 0 | 0 | 0 | 0 | 0 | 0 | 0 | 0 | 0 | 0 | 0 | 0 | 0 | 0 | 0 | 0 | 0 | 0 | 0 | 0 | 0 | 0 | 0 | 0 | ok
Station Equipment
Demand |  | RBSED | SA1 | 762014.2247 | 487001.8687 | 0 | 34592.4194 | 69959.98 | 56498.5356 | 90288.118 | 23673.301 | 0 | 0 | 0 | 0 | 0 | 0 | 0 | 0 | 0 | 0 | 0 | 0 | 0 | 0 | 0 | 0 | 0 | 0 | 0 | 0 | 762014.2226 | ok
Primary Distribution Plant
Demand |  | RBDPD | DA1 | 52200601.1118 | 37057653.7617 | 32635.6443 | 1342355.1024 | 2698719.0981 | 3902169.1369 | 5612314.6066 | 1471533.754 | 83220.0077 | 0 | 0 | 0 | 0 | 0 | 0 | 0 | 0 | 0 | 0 | 0 | 0 | 0 | 0 | 0 | 0 | 0 | 0 | 0 | 52200601.1118 | ok
Customer |  | RBDPC | C01 | 21643943.9627 | 15889571.4712 | 21444.1053 | 995517.061 | 4602313.4617 | 75054.3686 | 17155.2843 | 1225.3774 | 41662.8332 | 0 | 0 | 0 | 0 | 0 | 0 | 0 | 0 | 0 | 0 | 0 | 0 | 0 | 0 | 0 | 0 | 0 | 0 | 0 | 21643943.9627 | ok
Total Primary Distribution Plant |  |  |  | 73844545.0745 | 52947225.2329 | 54079.7497 | 2337872.1634 | 7301032.5598 | 3977223.5056 | 5629469.8908 | 1472759.1315 | 124882.8409 | 0 | 0 | 0 | 0 | 0 | 0 | 0 | 0 | 0 | 0 | 0 | 0 | 0 | 0 | 0 | 0 | 0 | 0 | 0 | 73844545.0745 | ok
Customer Services
Demand |  | RBCSD | CSA | 0 | 0 | 0 | 0 | 0 | 0 | 0 | 0 | 0 | 0 | 0 | 0 | 0 | 0 | 0 | 0 | 0 | 0 | 0 | 0 | 0 | 0 | 0 | 0 | 0 | 0 | 0 | 0 | 0 | ok
Customer |  | RBCSC | SERV | 9524802.7763 | 6743239.5415 | 9100.4807 | 422478.9839 | 2122894.2034 | 227089.5668 | 0 | 0 | 0 | 0 | 0 | 0 | 0 | 0 | 0 | 0 | 0 | 0 | 0 | 0 | 0 | 0 | 0 | 0 | 0 | 0 | 0 | 0 | 9524802.7763 | ok
Total Customer Services |  |  |  | 9524802.7763 | 6743239.5415 | 9100.4807 | 422478.9839 | 2122894.2034 | 227089.5668 | 0 | 0 | 0 | 0 | 0 | 0 | 0 | 0 | 0 | 0 | 0 | 0 | 0 | 0 | 0 | 0 | 0 | 0 | 0 | 0 | 0 | 0 | 9524802.7763 | ok
Meters
Customer |  | RBMC | C03 | 3457273.7657 | 2527551.7562 | 3411.1106 | 158356.7499 | 732089.3137 | 35864.8352 | 0 | 0 | 0 | 0 | 0 | 0 | 0 | 0 | 0 | 0 | 0 | 0 | 0 | 0 | 0 | 0 | 0 | 0 | 0 | 0 | 0 | 0 | 3457273.7657 | ok
Lighting Systems
Customer |  | RBLSC | C04 | 2843958.9056 | 0 | 0 | 0 | 0 | 0 | 0 | 0 | 2843958.9056 | 0 | 0 | 0 | 0 | 0 | 0 | 0 | 0 | 0 | 0 | 0 | 0 | 0 | 0 | 0 | 0 | 0 | 0 | 0 | 2843958.9056 | ok
Meter Reading, Billing and Customer Service
Customer |  | RBMRBC | C05 | 130188.3606 | 95575.8 | 128.9863 | 5988.0369 | 27682.9235 | 451.4522 | 103.1891 | 7.3706 | 250.602 | 0 | 0 | 0 | 0 | 0 | 0 | 0 | 0 | 0 | 0 | 0 | 0 | 0 | 0 | 0 | 0 | 0 | 0 | 0 | 130188.3606 | ok
Load Management
Customer |  | RBCSC | C06 | 100.7724 | 73.9805 | 0.099842 | 4.635 | 21.428 | 0.34945 | 0.079874 | 0.0057053 | 0.19398 | 0 | 0 | 0 | 0 | 0 | 0 | 0 | 0 | 0 | 0 | 0 | 0 | 0 | 0 | 0 | 0 | 0 | 0 | 0 | 100.7724 | ok
Total |  | RBT |  | 90562883.8798 | 62800668.1798 | 66720.4272 | 2959292.9884 | 10253680.4083 | 4297128.2449 | 5719861.2777 | 1496439.8089 | 2969092.5425 | 0 | 0 | 0 | 0 | 0 | 0 | 0 | 0 | 0 | 0 | 0 | 0 | 0 | 0 | 0 | 0 | 0 | 0 | 0 | 90562883.8777 | ok
|  |  |  | 1 | 0.69345 | 0.00073673 | 0.032677 | 0.11322 | 0.047449 | 0.063159 | 0.016524 | 0.032785
Operation and Maintenance Expenses
Production & Purchase Power
Demand |  | OMPPD | PPDA | 9006886.8765 | 4474506.826 | 0 | 317830.4366 | 642782.7655 | 519100.8483 | 2418533.1346 | 634132.8654 | 0 | 0 | 0 | 0 | 0 | 0 | 0 | 0 | 0 | 0 | 0 | 0 | 0 | 0 | 0 | 0 | 0 | 0 | 0 | 0 | 9006886.8765 | ok | 0%
Energy |  | OMPPE | PPEA | 32964492.1235 | 16507902.3397 | 14443.9596 | 1171762.4356 | 2867615.2794 | 4725588.2071 | 5808488.7759 | 1734593.2241 | 134097.9021 | 0 | 0 | 0 | 0 | 0 | 0 | 0 | 0 | 0 | 0 | 0 | 0 | 0 | 0 | 0 | 0 | 0 | 0 | 0 | 32964492.1235 | ok | 0.4068%
Total Purchase Power |  | OMPPT |  | 41971379 | 20982409.1657 | 14443.9596 | 1489592.8723 | 3510398.045 | 5244689.0554 | 8227021.9106 | 2368726.0894 | 134097.9021 | 0 | 0 | 0 | 0 | 0 | 0 | 0 | 0 | 0 | 0 | 0 | 0 | 0 | 0 | 0 | 0 | 0 | 0 | 0 | 41971379 | ok | 0.3195%
Transmission
Demand |  | OMTD | TOMA | 0 | 0 | 0 | 0 | 0 | 0 | 0 | 0 | 0 | 0 | 0 | 0 | 0 | 0 | 0 | 0 | 0 | 0 | 0 | 0 | 0 | 0 | 0 | 0 | 0 | 0 | 0 | 0 | 0 | ok
Station Equipment
Demand |  | OMSED | SOMA | 9846.3608 | 6292.7908 | 0 | 446.9857 | 903.9873 | 730.0454 | 1166.6572 | 305.8944 | 0 | 0 | 0 | 0 | 0 | 0 | 0 | 0 | 0 | 0 | 0 | 0 | 0 | 0 | 0 | 0 | 0 | 0 | 0 | 0 | 9846.3608 | ok | 0%
Primary Distribution Plant
Demand |  | OMDPD | DOM | 4064739.1575 | 2885593.1373 | 2541.2616 | 104526.0635 | 210142.9669 | 303852.8169 | 437017.8592 | 114584.9041 | 6480.1481 | 0 | 0 | 0 | 0 | 0 | 0 | 0 | 0 | 0 | 0 | 0 | 0 | 0 | 0 | 0 | 0 | 0 | 0 | 0 | 4064739.1575 | ok | 0.1594%
Customer |  | OMDPC | C01 | 1105381.6356 | 811499.0748 | 1095.1756 | 50842.2254 | 235045.5532 | 3833.1147 | 876.1405 | 62.5815 | 2127.7698 | 0 | 0 | 0 | 0 | 0 | 0 | 0 | 0 | 0 | 0 | 0 | 0 | 0 | 0 | 0 | 0 | 0 | 0 | 0 | 1105381.6356 | ok | 0.1925%
Total Primary Distribution Plant |  |  |  | 5170120.7931 | 3697092.2121 | 3636.4372 | 155368.2889 | 445188.5201 | 307685.9316 | 437893.9997 | 114647.4856 | 8607.9179 | 0 | 0 | 0 | 0 | 0 | 0 | 0 | 0 | 0 | 0 | 0 | 0 | 0 | 0 | 0 | 0 | 0 | 0 | 0 | 5170120.7931 | ok | 0.1665%
Customer Services
Demand |  | OMCSD | SERV | 0 | 0 | 0 | 0 | 0 | 0 | 0 | 0 | 0 | 0 | 0 | 0 | 0 | 0 | 0 | 0 | 0 | 0 | 0 | 0 | 0 | 0 | 0 | 0 | 0 | 0 | 0 | 0 | 0 | ok
Customer |  | OMCSC | SERV | 365761.803 | 258947.0365 | 349.4674 | 16223.6089 | 81521.2272 | 8720.4629 | 0 | 0 | 0 | 0 | 0 | 0 | 0 | 0 | 0 | 0 | 0 | 0 | 0 | 0 | 0 | 0 | 0 | 0 | 0 | 0 | 0 | 0 | 365761.803 | ok | 0%
Total Customer Services |  |  |  | 365761.803 | 258947.0365 | 349.4674 | 16223.6089 | 81521.2272 | 8720.4629 | 0 | 0 | 0 | 0 | 0 | 0 | 0 | 0 | 0 | 0 | 0 | 0 | 0 | 0 | 0 | 0 | 0 | 0 | 0 | 0 | 0 | 0 | 365761.803 | ok | 0%
Meters
Customer |  | OMMC | C03 | 328089.2802 | 239860.2751 | 323.7085 | 15027.7807 | 69474.0053 | 3403.5106 | 0 | 0 | 0 | 0 | 0 | 0 | 0 | 0 | 0 | 0 | 0 | 0 | 0 | 0 | 0 | 0 | 0 | 0 | 0 | 0 | 0 | 0 | 328089.2802 | ok | 0%
Lighting Systems
Customer |  | OMLSC | C04 | 38785.879 | 0 | 0 | 0 | 0 | 0 | 0 | 0 | 38785.879 | 0 | 0 | 0 | 0 | 0 | 0 | 0 | 0 | 0 | 0 | 0 | 0 | 0 | 0 | 0 | 0 | 0 | 0 | 0 | 38785.879 | ok | 100%
Meter Reading, Billing and Customer Service
Customer |  | OMMRBC | C05 | 1041506.8847 | 764606.4004 | 1031.8906 | 47904.2948 | 221463.3878 | 3611.6173 | 825.5125 | 58.9652 | 2004.8161 | 0 | 0 | 0 | 0 | 0 | 0 | 0 | 0 | 0 | 0 | 0 | 0 | 0 | 0 | 0 | 0 | 0 | 0 | 0 | 1041506.8847 | ok | 0.1925%
Load Management
Customer |  | OMCSC | C06 | 806.1792 | 591.8442 | 0.79874 | 37.0804 | 171.4239 | 2.7956 | 0.63899 | 0.045642 | 1.5518 | 0 | 0 | 0 | 0 | 0 | 0 | 0 | 0 | 0 | 0 | 0 | 0 | 0 | 0 | 0 | 0 | 0 | 0 | 0 | 806.1792 | ok
Total |  | OMT |  | 48926296.18 | 25949799.7248 | 19786.2621 | 1724600.9116 | 4329120.5967 | 5568843.4188 | 8666908.719 | 2483738.4802 | 183498.0668 | 0 | 0 | 0 | 0 | 0 | 0 | 0 | 0 | 0 | 0 | 0 | 0 | 0 | 0 | 0 | 0 | 0 | 0 | 0 | 48926296.18 | ok | 0.375%
|  |  |  | 1 | 0.53039 | 0.00040441 | 0.035249 | 0.088482 | 0.11382 | 0.17714 | 0.050765 | 0.0037505
Labor Expenses
Production & Purchase Power
Demand |  | LBPPD | PPDA | 0 | 0 | 0 | 0 | 0 | 0 | 0 | 0 | 0 | 0 | 0 | 0 | 0 | 0 | 0 | 0 | 0 | 0 | 0 | 0 | 0 | 0 | 0 | 0 | 0 | 0 | 0 | 0 | 0 | ok
Energy |  | LBPPE | PPEA | 0 | 0 | 0 | 0 | 0 | 0 | 0 | 0 | 0 | 0 | 0 | 0 | 0 | 0 | 0 | 0 | 0 | 0 | 0 | 0 | 0 | 0 | 0 | 0 | 0 | 0 | 0 | 0 | 0 | ok
Total Purchase Power |  | LBPPT |  | 0 | 0 | 0 | 0 | 0 | 0 | 0 | 0 | 0 | 0 | 0 | 0 | 0 | 0 | 0 | 0 | 0 | 0 | 0 | 0 | 0 | 0 | 0 | 0 | 0 | 0 | 0 | 0 | 0 | ok
Transmission
Demand |  | LBTD | TOMA | 0 | 0 | 0 | 0 | 0 | 0 | 0 | 0 | 0 | 0 | 0 | 0 | 0 | 0 | 0 | 0 | 0 | 0 | 0 | 0 | 0 | 0 | 0 | 0 | 0 | 0 | 0 | 0 | 0 | ok
Station Equipment
Demand |  | LBSED | SOMA | 6520.6674 | 4167.3464 | 0 | 296.0124 | 598.6578 | 483.4662 | 772.6087 | 202.5759 | 0 | 0 | 0 | 0 | 0 | 0 | 0 | 0 | 0 | 0 | 0 | 0 | 0 | 0 | 0 | 0 | 0 | 0 | 0 | 0 | 6520.6674 | ok
Primary Distribution Plant
Demand |  | LBDPD | DOM | 1493501.8733 | 1060249.7698 | 933.7325 | 38405.8769 | 77212.5597 | 111644.2491 | 160572.9091 | 42101.7837 | 2380.9925 | 0 | 0 | 0 | 0 | 0 | 0 | 0 | 0 | 0 | 0 | 0 | 0 | 0 | 0 | 0 | 0 | 0 | 0 | 0 | 1493501.8733 | ok
Customer |  | LBDPC | C01 | 437559.9135 | 321227.9393 | 433.5199 | 20125.6462 | 93041.6325 | 1517.3197 | 346.8159 | 24.7726 | 842.2673 | 0 | 0 | 0 | 0 | 0 | 0 | 0 | 0 | 0 | 0 | 0 | 0 | 0 | 0 | 0 | 0 | 0 | 0 | 0 | 437559.9135 | ok
Total Primary Distribution Plant |  |  |  | 1931061.7868 | 1381477.7092 | 1367.2524 | 58531.5231 | 170254.1922 | 113161.5689 | 160919.7251 | 42126.5563 | 3223.2597 | 0 | 0 | 0 | 0 | 0 | 0 | 0 | 0 | 0 | 0 | 0 | 0 | 0 | 0 | 0 | 0 | 0 | 0 | 0 | 1931061.7868 | ok
Customer Services
Demand |  | LBCSD | SERV | 0 | 0 | 0 | 0 | 0 | 0 | 0 | 0 | 0 | 0 | 0 | 0 | 0 | 0 | 0 | 0 | 0 | 0 | 0 | 0 | 0 | 0 | 0 | 0 | 0 | 0 | 0 | 0 | 0 | ok
Customer |  | LBCSC | SERV | 90789.0924 | 64275.6193 | 86.7445 | 4027.0108 | 20235.1316 | 2164.5861 | 0 | 0 | 0 | 0 | 0 | 0 | 0 | 0 | 0 | 0 | 0 | 0 | 0 | 0 | 0 | 0 | 0 | 0 | 0 | 0 | 0 | 0 | 90789.0924 | ok
Total Customer Services |  |  |  | 90789.0924 | 64275.6193 | 86.7445 | 4027.0108 | 20235.1316 | 2164.5861 | 0 | 0 | 0 | 0 | 0 | 0 | 0 | 0 | 0 | 0 | 0 | 0 | 0 | 0 | 0 | 0 | 0 | 0 | 0 | 0 | 0 | 0 | 90789.0924 | ok
Meters
Customer |  | LBMC | C03 | 234634.0951 | 171536.8407 | 231.5012 | 10747.1653 | 49684.5565 | 2434.0315 | 0 | 0 | 0 | 0 | 0 | 0 | 0 | 0 | 0 | 0 | 0 | 0 | 0 | 0 | 0 | 0 | 0 | 0 | 0 | 0 | 0 | 0 | 234634.0951 | ok
Lighting Systems
Customer |  | LBLSC | C04 | 24414.1245 | 0 | 0 | 0 | 0 | 0 | 0 | 0 | 24414.1245 | 0 | 0 | 0 | 0 | 0 | 0 | 0 | 0 | 0 | 0 | 0 | 0 | 0 | 0 | 0 | 0 | 0 | 0 | 0 | 24414.1245 | ok
Meter Reading, Billing and Customer Service
Customer |  | LBMRBC | C05 | 769159.2111 | 564666.508 | 762.0576 | 35377.615 | 163552.0678 | 2667.2015 | 609.646 | 43.5461 | 1480.569 | 0 | 0 | 0 | 0 | 0 | 0 | 0 | 0 | 0 | 0 | 0 | 0 | 0 | 0 | 0 | 0 | 0 | 0 | 0 | 769159.2111 | ok
Load Management
Customer |  | LBCSC | C06 | 31.6528 | 23.2374 | 0.031361 | 1.4559 | 6.7306 | 0.10976 | 0.025088 | 0.001792 | 0.060929 | 0 | 0 | 0 | 0 | 0 | 0 | 0 | 0 | 0 | 0 | 0 | 0 | 0 | 0 | 0 | 0 | 0 | 0 | 0 | 31.6528 | ok
Total |  | LBT |  | 3056610.63 | 2186147.261 | 2447.587 | 108980.7825 | 404331.3365 | 120910.9639 | 162302.0049 | 42372.6801 | 29118.0141 | 0 | 0 | 0 | 0 | 0 | 0 | 0 | 0 | 0 | 0 | 0 | 0 | 0 | 0 | 0 | 0 | 0 | 0 | 0 | 3056610.63 | ok
|  |  |  | 1 | 0.71522 | 0.00080075 | 0.035654 | 0.13228 | 0.039557 | 0.053099 | 0.013863 | 0.0095262
Depreciation Expenses
Production & Purchase Power
Demand |  | DPPPD | PPDA | 0 | 0 | 0 | 0 | 0 | 0 | 0 | 0 | 0 | 0 | 0 | 0 | 0 | 0 | 0 | 0 | 0 | 0 | 0 | 0 | 0 | 0 | 0 | 0 | 0 | 0 | 0 | 0 | 0 | ok
Energy |  | DPPPE | PPEA | 0 | 0 | 0 | 0 | 0 | 0 | 0 | 0 | 0 | 0 | 0 | 0 | 0 | 0 | 0 | 0 | 0 | 0 | 0 | 0 | 0 | 0 | 0 | 0 | 0 | 0 | 0 | 0 | 0 | ok
Total Purchase Power |  | DPPPT |  | 0 | 0 | 0 | 0 | 0 | 0 | 0 | 0 | 0 | 0 | 0 | 0 | 0 | 0 | 0 | 0 | 0 | 0 | 0 | 0 | 0 | 0 | 0 | 0 | 0 | 0 | 0 | 0 | 0 | ok
Transmission
Demand |  | DPTD | TA1 | 0 | 0 | 0 | 0 | 0 | 0 | 0 | 0 | 0 | 0 | 0 | 0 | 0 | 0 | 0 | 0 | 0 | 0 | 0 | 0 | 0 | 0 | 0 | 0 | 0 | 0 | 0 | 0 | 0 | ok
Station Equipment
Demand |  | DPSED | SA1 | 33246.4582 | 21247.7494 | 0 | 1509.2572 | 3052.3335 | 2465.0146 | 3939.2442 | 1032.8592 | 0 | 0 | 0 | 0 | 0 | 0 | 0 | 0 | 0 | 0 | 0 | 0 | 0 | 0 | 0 | 0 | 0 | 0 | 0 | 0 | 33246.4581 | ok
Primary Distribution Plant
Demand |  | DPDPD | DA1 | 2258977.7361 | 1603667.6402 | 1412.3055 | 58090.3328 | 116786.8996 | 168866.1244 | 242872.5623 | 63680.5308 | 3601.3406 | 0 | 0 | 0 | 0 | 0 | 0 | 0 | 0 | 0 | 0 | 0 | 0 | 0 | 0 | 0 | 0 | 0 | 0 | 0 | 2258977.7361 | ok
Customer |  | DPDPC | C01 | 939808.4882 | 689946.0731 | 931.1312 | 43226.659 | 199838.4982 | 3258.9593 | 744.905 | 53.2075 | 1809.055 | 0 | 0 | 0 | 0 | 0 | 0 | 0 | 0 | 0 | 0 | 0 | 0 | 0 | 0 | 0 | 0 | 0 | 0 | 0 | 939808.4882 | ok
Total Primary Distribution Plant |  |  |  | 3198786.2244 | 2293613.7133 | 2343.4367 | 101316.9917 | 316625.3978 | 172125.0837 | 243617.4673 | 63733.7383 | 5410.3956 | 0 | 0 | 0 | 0 | 0 | 0 | 0 | 0 | 0 | 0 | 0 | 0 | 0 | 0 | 0 | 0 | 0 | 0 | 0 | 3198786.2244 | ok
Customer Services
Demand |  | DPCSD | SERV | 0 | 0 | 0 | 0 | 0 | 0 | 0 | 0 | 0 | 0 | 0 | 0 | 0 | 0 | 0 | 0 | 0 | 0 | 0 | 0 | 0 | 0 | 0 | 0 | 0 | 0 | 0 | 0 | 0 | ok
Customer |  | DPCSC | SERV | 414238.6774 | 293267.0308 | 395.7847 | 18373.833 | 92325.7843 | 9876.2446 | 0 | 0 | 0 | 0 | 0 | 0 | 0 | 0 | 0 | 0 | 0 | 0 | 0 | 0 | 0 | 0 | 0 | 0 | 0 | 0 | 0 | 0 | 414238.6774 | ok
Total Customer Services |  |  |  | 414238.6774 | 293267.0308 | 395.7847 | 18373.833 | 92325.7843 | 9876.2446 | 0 | 0 | 0 | 0 | 0 | 0 | 0 | 0 | 0 | 0 | 0 | 0 | 0 | 0 | 0 | 0 | 0 | 0 | 0 | 0 | 0 | 0 | 414238.6774 | ok
Meters
Customer |  | DPMC | C03 | 149291.6741 | 109144.5048 | 147.2983 | 6838.1464 | 31613.0126 | 1548.712 | 0 | 0 | 0 | 0 | 0 | 0 | 0 | 0 | 0 | 0 | 0 | 0 | 0 | 0 | 0 | 0 | 0 | 0 | 0 | 0 | 0 | 0 | 149291.6741 | ok
Lighting Systems
Customer |  | DPLSC | C04 | 124069.9659 | 0 | 0 | 0 | 0 | 0 | 0 | 0 | 124069.9659 | 0 | 0 | 0 | 0 | 0 | 0 | 0 | 0 | 0 | 0 | 0 | 0 | 0 | 0 | 0 | 0 | 0 | 0 | 0 | 124069.9659 | ok
Meter Reading, Billing and Customer Service
Customer |  | DPMRBC | C05 | 0 | 0 | 0 | 0 | 0 | 0 | 0 | 0 | 0 | 0 | 0 | 0 | 0 | 0 | 0 | 0 | 0 | 0 | 0 | 0 | 0 | 0 | 0 | 0 | 0 | 0 | 0 | 0 | 0 | ok
Load Management
Customer |  | DPCSC | C06 | 0 | 0 | 0 | 0 | 0 | 0 | 0 | 0 | 0 | 0 | 0 | 0 | 0 | 0 | 0 | 0 | 0 | 0 | 0 | 0 | 0 | 0 | 0 | 0 | 0 | 0 | 0 | 0 | 0 | ok
Total |  | DPT |  | 3919633 | 2717272.9982 | 2886.5196 | 128038.2283 | 443616.5283 | 186015.0549 | 247556.7115 | 64766.5975 | 129480.3615 | 0 | 0 | 0 | 0 | 0 | 0 | 0 | 0 | 0 | 0 | 0 | 0 | 0 | 0 | 0 | 0 | 0 | 0 | 0 | 3919632.9999 | ok
|  |  |  | 1 | 0.69325 | 0.00073643 | 0.032666 | 0.11318 | 0.047457 | 0.063158 | 0.016524 | 0.033034
Property Taxes
Production & Purchase Power
Demand |  | PTPPD | PPDA | 0 | 0 | 0 | 0 | 0 | 0 | 0 | 0 | 0 | 0 | 0 | 0 | 0 | 0 | 0 | 0 | 0 | 0 | 0 | 0 | 0 | 0 | 0 | 0 | 0 | 0 | 0 | 0 | 0 | ok
Energy |  | PTPPE | PPEA | 0 | 0 | 0 | 0 | 0 | 0 | 0 | 0 | 0 | 0 | 0 | 0 | 0 | 0 | 0 | 0 | 0 | 0 | 0 | 0 | 0 | 0 | 0 | 0 | 0 | 0 | 0 | 0 | 0 | ok
Total Purchase Power |  | PTPPT |  | 0 | 0 | 0 | 0 | 0 | 0 | 0 | 0 | 0 | 0 | 0 | 0 | 0 | 0 | 0 | 0 | 0 | 0 | 0 | 0 | 0 | 0 | 0 | 0 | 0 | 0 | 0 | 0 | 0 | ok
Transmission
Demand |  | PTTD | TOMA | 0 | 0 | 0 | 0 | 0 | 0 | 0 | 0 | 0 | 0 | 0 | 0 | 0 | 0 | 0 | 0 | 0 | 0 | 0 | 0 | 0 | 0 | 0 | 0 | 0 | 0 | 0 | 0 | 0 | ok
Station Equipment
Demand |  | PTSED | SOMA | 0 | 0 | 0 | 0 | 0 | 0 | 0 | 0 | 0 | 0 | 0 | 0 | 0 | 0 | 0 | 0 | 0 | 0 | 0 | 0 | 0 | 0 | 0 | 0 | 0 | 0 | 0 | 0 | 0 | ok
Primary Distribution Plant
Demand |  | PTDPD | DOM | 0 | 0 | 0 | 0 | 0 | 0 | 0 | 0 | 0 | 0 | 0 | 0 | 0 | 0 | 0 | 0 | 0 | 0 | 0 | 0 | 0 | 0 | 0 | 0 | 0 | 0 | 0 | 0 | 0 | ok
Customer |  | PTDPC | C01 | 0 | 0 | 0 | 0 | 0 | 0 | 0 | 0 | 0 | 0 | 0 | 0 | 0 | 0 | 0 | 0 | 0 | 0 | 0 | 0 | 0 | 0 | 0 | 0 | 0 | 0 | 0 | 0 | 0 | ok
Total Primary Distribution Plant |  |  |  | 0 | 0 | 0 | 0 | 0 | 0 | 0 | 0 | 0 | 0 | 0 | 0 | 0 | 0 | 0 | 0 | 0 | 0 | 0 | 0 | 0 | 0 | 0 | 0 | 0 | 0 | 0 | 0 | 0 | ok
Customer Services
Demand |  | PTCSD | SERV | 0 | 0 | 0 | 0 | 0 | 0 | 0 | 0 | 0 | 0 | 0 | 0 | 0 | 0 | 0 | 0 | 0 | 0 | 0 | 0 | 0 | 0 | 0 | 0 | 0 | 0 | 0 | 0 | 0 | ok
Customer |  | PTCSC | SERV | 0 | 0 | 0 | 0 | 0 | 0 | 0 | 0 | 0 | 0 | 0 | 0 | 0 | 0 | 0 | 0 | 0 | 0 | 0 | 0 | 0 | 0 | 0 | 0 | 0 | 0 | 0 | 0 | 0 | ok
Total Customer Services |  |  |  | 0 | 0 | 0 | 0 | 0 | 0 | 0 | 0 | 0 | 0 | 0 | 0 | 0 | 0 | 0 | 0 | 0 | 0 | 0 | 0 | 0 | 0 | 0 | 0 | 0 | 0 | 0 | 0 | 0 | ok
Meters
Customer |  | PTMC | C03 | 0 | 0 | 0 | 0 | 0 | 0 | 0 | 0 | 0 | 0 | 0 | 0 | 0 | 0 | 0 | 0 | 0 | 0 | 0 | 0 | 0 | 0 | 0 | 0 | 0 | 0 | 0 | 0 | 0 | ok
Lighting Systems
Customer |  | PTLSC | C04 | 0 | 0 | 0 | 0 | 0 | 0 | 0 | 0 | 0 | 0 | 0 | 0 | 0 | 0 | 0 | 0 | 0 | 0 | 0 | 0 | 0 | 0 | 0 | 0 | 0 | 0 | 0 | 0 | 0 | ok
Meter Reading, Billing and Customer Service
Customer |  | PTMRBC | C05 | 0 | 0 | 0 | 0 | 0 | 0 | 0 | 0 | 0 | 0 | 0 | 0 | 0 | 0 | 0 | 0 | 0 | 0 | 0 | 0 | 0 | 0 | 0 | 0 | 0 | 0 | 0 | 0 | 0 | ok
Load Management
Customer |  | PTCSC | C06 | 0 | 0 | 0 | 0 | 0 | 0 | 0 | 0 | 0 | 0 | 0 | 0 | 0 | 0 | 0 | 0 | 0 | 0 | 0 | 0 | 0 | 0 | 0 | 0 | 0 | 0 | 0 | 0 | 0 | ok
Total |  | PTT |  | 0 | 0 | 0 | 0 | 0 | 0 | 0 | 0 | 0 | 0 | 0 | 0 | 0 | 0 | 0 | 0 | 0 | 0 | 0 | 0 | 0 | 0 | 0 | 0 | 0 | 0 | 0 | 0 | 0 | ok
Other Taxes
Production & Purchase Power
Demand |  | OTPPD | PPDA | 0 | 0 | 0 | 0 | 0 | 0 | 0 | 0 | 0 | 0 | 0 | 0 | 0 | 0 | 0 | 0 | 0 | 0 | 0 | 0 | 0 | 0 | 0 | 0 | 0 | 0 | 0 | 0 | 0 | ok
Energy |  | OTPPE | PPEA | 0 | 0 | 0 | 0 | 0 | 0 | 0 | 0 | 0 | 0 | 0 | 0 | 0 | 0 | 0 | 0 | 0 | 0 | 0 | 0 | 0 | 0 | 0 | 0 | 0 | 0 | 0 | 0 | 0 | ok
Total Purchase Power |  | OTPPT |  | 0 | 0 | 0 | 0 | 0 | 0 | 0 | 0 | 0 | 0 | 0 | 0 | 0 | 0 | 0 | 0 | 0 | 0 | 0 | 0 | 0 | 0 | 0 | 0 | 0 | 0 | 0 | 0 | 0 | ok
Transmission
Demand |  | OTTD | TOMA | 0 | 0 | 0 | 0 | 0 | 0 | 0 | 0 | 0 | 0 | 0 | 0 | 0 | 0 | 0 | 0 | 0 | 0 | 0 | 0 | 0 | 0 | 0 | 0 | 0 | 0 | 0 | 0 | 0 | ok
Station Equipment
Demand |  | OTSED | SOMA | 380.5464 | 243.2065 | 0 | 17.2753 | 34.9377 | 28.2151 | 45.0895 | 11.8223 | 0 | 0 | 0 | 0 | 0 | 0 | 0 | 0 | 0 | 0 | 0 | 0 | 0 | 0 | 0 | 0 | 0 | 0 | 0 | 0 | 380.5464 | ok
Primary Distribution Plant
Demand |  | OTDPD | DOM | 25856.7667 | 18355.9401 | 16.1656 | 664.915 | 1336.7691 | 1932.8796 | 2779.9739 | 728.9017 | 41.2218 | 0 | 0 | 0 | 0 | 0 | 0 | 0 | 0 | 0 | 0 | 0 | 0 | 0 | 0 | 0 | 0 | 0 | 0 | 0 | 25856.7667 | ok
Customer |  | OTDPC | C01 | 10757.2591 | 7897.2778 | 10.6579 | 494.7821 | 2287.3964 | 37.3028 | 8.5263 | 0.60902 | 20.7068 | 0 | 0 | 0 | 0 | 0 | 0 | 0 | 0 | 0 | 0 | 0 | 0 | 0 | 0 | 0 | 0 | 0 | 0 | 0 | 10757.2591 | ok
Total Primary Distribution Plant |  |  |  | 36614.0258 | 26253.2179 | 26.8235 | 1159.6971 | 3624.1654 | 1970.1824 | 2788.5003 | 729.5107 | 61.9286 | 0 | 0 | 0 | 0 | 0 | 0 | 0 | 0 | 0 | 0 | 0 | 0 | 0 | 0 | 0 | 0 | 0 | 0 | 0 | 36614.0258 | ok
Customer Services
Demand |  | OTCSD | SERV | 0 | 0 | 0 | 0 | 0 | 0 | 0 | 0 | 0 | 0 | 0 | 0 | 0 | 0 | 0 | 0 | 0 | 0 | 0 | 0 | 0 | 0 | 0 | 0 | 0 | 0 | 0 | 0 | 0 | ok
Customer |  | OTCSC | SERV | 4741.469 | 3356.8003 | 4.5302 | 210.311 | 1056.7817 | 113.0457 | 0 | 0 | 0 | 0 | 0 | 0 | 0 | 0 | 0 | 0 | 0 | 0 | 0 | 0 | 0 | 0 | 0 | 0 | 0 | 0 | 0 | 0 | 4741.469 | ok
Total Customer Services |  |  |  | 4741.469 | 3356.8003 | 4.5302 | 210.311 | 1056.7817 | 113.0457 | 0 | 0 | 0 | 0 | 0 | 0 | 0 | 0 | 0 | 0 | 0 | 0 | 0 | 0 | 0 | 0 | 0 | 0 | 0 | 0 | 0 | 0 | 4741.469 | ok
Meters
Customer |  | OTMC | C03 | 1708.826 | 1249.2925 | 1.686 | 78.271 | 361.8496 | 17.7269 | 0 | 0 | 0 | 0 | 0 | 0 | 0 | 0 | 0 | 0 | 0 | 0 | 0 | 0 | 0 | 0 | 0 | 0 | 0 | 0 | 0 | 0 | 1708.826 | ok
Lighting Systems
Customer |  | OTLSC | C04 | 1420.1327 | 0 | 0 | 0 | 0 | 0 | 0 | 0 | 1420.1327 | 0 | 0 | 0 | 0 | 0 | 0 | 0 | 0 | 0 | 0 | 0 | 0 | 0 | 0 | 0 | 0 | 0 | 0 | 0 | 1420.1327 | ok
Meter Reading, Billing and Customer Service
Customer |  | OTMRBC | C05 | 0 | 0 | 0 | 0 | 0 | 0 | 0 | 0 | 0 | 0 | 0 | 0 | 0 | 0 | 0 | 0 | 0 | 0 | 0 | 0 | 0 | 0 | 0 | 0 | 0 | 0 | 0 | 0 | 0 | ok
Load Management
Customer |  | OTCSC | C06 | 0 | 0 | 0 | 0 | 0 | 0 | 0 | 0 | 0 | 0 | 0 | 0 | 0 | 0 | 0 | 0 | 0 | 0 | 0 | 0 | 0 | 0 | 0 | 0 | 0 | 0 | 0 | 0 | 0 | ok
Total |  | OTT |  | 44865 | 31102.5173 | 33.0398 | 1465.5543 | 5077.7345 | 2129.1701 | 2833.5897 | 741.333 | 1482.0613 | 0 | 0 | 0 | 0 | 0 | 0 | 0 | 0 | 0 | 0 | 0 | 0 | 0 | 0 | 0 | 0 | 0 | 0 | 0 | 44865 | ok
|  |  |  | 1 | 0.69325 | 0.00073643 | 0.032666 | 0.11318 | 0.047457 | 0.063158 | 0.016524 | 0.033034
Cost of Service Summary -- Unadjusted Results
Operating Revenues
Total Sales of Electric Energy |  | REVUC | R01 | 54540957 | 27418413.5771 | 15222.5445 | 1930445.1413 | 5394291.1166 | 6271292.382 | 10166465.2978 | 2712493.4843 | 632333.4565 | 0 | 0 | 0 | 0 | 0 | 0 | 0 | 0 | 0 | 0 | 0 | 0 | 0 | 0 | 0 | 0 | 0 | 0 | 0 | 54540957 | ok
Other Electric Revenues |  |  | RCRev | 929931 | 733556.5796 | 407.2664 | 51647.4351 | 144319.7189 | 0 | 0 | 0 | 0 | 0 | 0 | 0 | 0 | 0 | 0 | 0 | 0 | [11 empty] | 929931 | ok
Total Operating Revenues |  | TOR |  | 55470888 | 28151970.1568 | 15629.8108 | 1982092.5763 | 5538610.8355 | 6271292.382 | 10166465.2978 | 2712493.4843 | 632333.4565 | 0 | 0 | 0 | 0 | 0 | 0 | 0 | 0 | 0 | 0 | 0 | 0 | 0 | 0 | 0 | 0 | 0 | 0 | 0 | 55470888 | ok
Operating Expenses
Operation and Maintenance Expenses |  |  |  | 48926296.18 | 25949799.7248 | 19786.2621 | 1724600.9116 | 4329120.5967 | 5568843.4188 | 8666908.719 | 2483738.4802 | 183498.0668 | 0 | 0 | 0 | 0 | 0 | 0 | 0 | 0 | 0 | 0 | 0 | 0 | 0 | 0 | 0 | 0 | 0 | 0 | 0 | 48926296.18 | ok | 0.375%
Depreciation and Amortization Expenses |  |  |  | 3919633 | 2717272.9982 | 2886.5196 | 128038.2283 | 443616.5283 | 186015.0549 | 247556.7115 | 64766.5975 | 129480.3615 | 0 | 0 | 0 | 0 | 0 | 0 | 0 | 0 | 0 | 0 | 0 | 0 | 0 | 0 | 0 | 0 | 0 | 0 | 0 | 3919632.9999 | ok | 3.303%
Property Taxes |  |  | NPT | 0 | 0 | 0 | 0 | 0 | 0 | 0 | 0 | 0 | 0 | 0 | 0 | 0 | 0 | 0 | 0 | 0 | 0 | 0 | 0 | 0 | 0 | 0 | 0 | 0 | 0 | 0 | 0 | 0 | ok
Other Taxes |  |  |  | 44865 | 31102.5173 | 33.0398 | 1465.5543 | 5077.7345 | 2129.1701 | 2833.5897 | 741.333 | 1482.0613 | 0 | 0 | 0 | 0 | 0 | 0 | 0 | 0 | 0 | 0 | 0 | 0 | 0 | 0 | 0 | 0 | 0 | 0 | 0 | 44865 | ok | 3.303%
Total Operating Expenses |  | TOE |  | 52890794.18 | 28698175.2403 | 22705.8215 | 1854104.6943 | 4777814.8594 | 5756987.6438 | 8917299.0202 | 2549246.4108 | 314460.4897 | 0 | 0 | 0 | 0 | 0 | 0 | 0 | 0 | 0 | 0 | 0 | 0 | 0 | 0 | 0 | 0 | 0 | 0 | 0 | 52890794.1799 | ok | 0.5945%
Utility Operating Margin |  | TOM |  | 2580093.82 | -546205.0835 | -7076.0106 | 127987.882 | 760795.9761 | 514304.7381 | 1249166.2776 | 163247.0735 | 317872.9669 | 0 | 0 | 0 | 0 | 0 | 0 | 0 | 0 | 0 | 0 | 0 | 0 | 0 | 0 | 0 | 0 | 0 | 0 | 0 | 2580093.8201 | ok | 12.32%
Net Cost Rate Base |  |  |  | 90562883.8798 | 62800668.1798 | 66720.4272 | 2959292.9884 | 10253680.4083 | 4297128.2449 | 5719861.2777 | 1496439.8089 | 2969092.5425 | 0 | 0 | 0 | 0 | 0 | 0 | 0 | 0 | 0 | 0 | 0 | 0 | 0 | 0 | 0 | 0 | 0 | 0 | 0 | 90562883.8777 | ok | 3.278%
Rate of Return |  |  |  | 2.849% | -0.8697% | -10.61% | 4.325% | 7.42% | 11.97% | 21.84% | 10.91% | 10.71% | #DIV/0! | #DIV/0! | #DIV/0! | #DIV/0! | #DIV/0! | #DIV/0! | #DIV/0! | #DIV/0! | #DIV/0! | #DIV/0! | #DIV/0! | #DIV/0! | #DIV/0! | #DIV/0! | #DIV/0! | #DIV/0! | #DIV/0! | #DIV/0! | #DIV/0! | 2.849% | ok
Unitized Rate of Return |  |  |  | 1 | -0.30529 | -3.7226 | 1.5181 | 2.6044 | 4.201 | 7.6657 | 3.8291 | 3.7579 | #DIV/0! | #DIV/0! | #DIV/0! | #DIV/0! | #DIV/0! | #DIV/0! | #DIV/0! | #DIV/0! | #DIV/0! | #DIV/0! | #DIV/0! | #DIV/0! | #DIV/0! | #DIV/0! | #DIV/0! | #DIV/0! | #DIV/0! | #DIV/0! | #DIV/0!
Cost of Service Summary -- Adjusted Results
Operating Revenues
Total Operating Revenue -- Actual |  |  |  | 55470888 | 28151970.1568 | 15629.8108 | 1982092.5763 | 5538610.8355 | 6271292.382 | 10166465.2978 | 2712493.4843 | 632333.4565 | 0 | 0 | 0 | 0 | 0 | 0 | 0 | 0 | 0 | 0 | 0 | 0 | 0 | 0 | 0 | 0 | 0 | 0 | 0 | 55470888 | ok
Pro-Forma Adjustments: | [34 empty] | Toggle: 1= yes, 0=no
1 | FAC | FAC | Energy | -6316641.16 | -2887072.3493 | -2526.1087 | -204929.9092 | -501518.1585 | -805268.3685 | -1456822.0216 | -435051.819 | -23452.4252 | 0 | 0 | 0 | 0 | 0 | 0 | 0 | 0 | 0 | 0 | 0 | 0 | 0 | 0 | 0 | 0 | 0 | 0 | 0 | -6316641.16 | ok |  | 1
2 | ES | ES |  | -5387555.8178 | -2639975.3564 | -1411.0362 | -186454.8366 | -519091.0213 | -608822.3699 | -1067133.1 | -309205 | -55463.0975 | 0 | 0 | 0 | 0 | 0 | 0 | 0 | 0 | 0 | 0 | 0 | 0 | 0 | 0 | 0 | 0 | 0 | 0 | 0 | -5387555.8178 | ok |  | 1
3 | Year End Customers | YEC |  | 248529.1287 | 122160.4789 | 4442.2778 | -61914.89 | 102844.5553 | 80996.7067 | 0 | 0 | 0 | 0 | 0 | 0 | 0 | 0 | 0 | 0 | 0 | 0 | 0 | 0 | 0 | 0 | 0 | 0 | 0 | 0 | 0 | 0 | 248529.1287 | ok |  | 1
4 | reserved |  | R01 | 0 | 0 | 0 | 0 | 0 | 0 | 0 | 0 | 0 | 0 | 0 | 0 | 0 | 0 | 0 | 0 | 0 | 0 | 0 | 0 | 0 | 0 | 0 | 0 | 0 | 0 | 0 | 0 | 0 | ok |  | 1 |  | Enter Increases here
5 | reserved |  | R01 | 0 | 0 | 0 | 0 | 0 | 0 | 0 | 0 | 0 | 0 | 0 | 0 | 0 | 0 | 0 | 0 | 0 | 0 | 0 | 0 | 0 | 0 | 0 | 0 | 0 | 0 | 0 | 0 | 0 | ok |  | 1
6 | reserved |  | R01 | 0 | 0 | 0 | 0 | 0 | 0 | 0 | 0 | 0 | 0 | 0 | 0 | 0 | 0 | 0 | 0 | 0 | 0 | 0 | 0 | 0 | 0 | 0 | 0 | 0 | 0 | 0 | 0 | 0 | ok |  | 1 |  | current | Original | diff
7 | reserved |  | R01 | 0 | 0 | 0 | 0 | 0 | 0 | 0 | 0 | 0 | 0 | 0 | 0 | 0 | 0 | 0 | 0 | 0 | 0 | 0 | 0 | 0 | 0 | 0 | 0 | 0 | 0 | 0 | 0 | 0 | ok |  | 1
8 | Revenue Increase |  |  | 2179595.4602 | 1846414.2478 | 0 | 122448.4324 | 192448.9 | 0 | 13247.4 | 5036.48 | 0 | 0 | 0 | 0 | 0 | 0 | 0 | 0 | 0 | 0 | 0 | 0 | 0 | 0 | 0 | 0 | 0 | 0 | 0 | 0 | 2179595.4602 | ok |  | 1 | < with increase toggle | 1846414.2478 | 1846414.2478 | 0
| Total Pro Forma Adjustments |  |  | -9276072.3889 | -3558472.9789 | 505.1328 | -330851.2034 | -725315.7245 | -1333094.0317 | -2510707.7216 | -739220.339 | -78915.5227 | 0 | 0 | 0 | 0 | 0 | 0 | 0 | 0 | 0 | 0 | 0 | 0 | 0 | 0 | 0 | 0 | 0 | 0 | 0 | -9276072.3889 | ok |  |  |  | 0 | 0
[37 empty] | 122448.4324 | 122448.4324
Total Pro-Forma Operating Revenue |  |  |  | 46194815.6111 | 24593497.1779 | 16134.9436 | 1651241.373 | 4813295.1111 | 4938198.3503 | 7655757.5762 | 1973273.1453 | 553417.9338 | 0 | 0 | 0 | 0 | 0 | 0 | 0 | 0 | 0 | 0 | 0 | 0 | 0 | 0 | 0 | 0 | 0 | 0 | 0 | 46194815.6111 | ok |  |  |  | 192448.9 | 192448.9
[37 empty] | 0 | 0
Operating Expenses | [36 empty] | 13247.4 | 13247.4
[37 empty] | 5036.48 | 5036.48
Total Operating Expenses -- Actual |  | TOE |  | 52890794.18 | 28698175.2403 | 22705.8215 | 1854104.6943 | 4777814.8594 | 5756987.6438 | 8917299.0202 | 2549246.4108 | 314460.4897 | 0 | 0 | 0 | 0 | 0 | 0 | 0 | 0 | 0 | 0 | 0 | 0 | 0 | 0 | 0 | 0 | 0 | 0 | 0 | 52890794.1799 | ok |  |  |  | 0 | 0
2179595.4602
Pro-Forma Adjustments: | [34 empty] | Toggle
1 | FAC |  | FAC | -6311733 | -2884829.0348 | -2524.1459 | -204770.6745 | -501128.4686 | -804642.6584 | -1455690.041 | -434713.7748 | -23434.2022 | 0 | 0 | 0 | 0 | 0 | 0 | 0 | 0 | 0 | 0 | 0 | 0 | 0 | 0 | 0 | 0 | 0 | 0 | 0 | -6311733 | ok |  | 1
2 | ES |  | ES | -5387556 | -2639975.4456 | -1411.0363 | -186454.8429 | -519091.0389 | -608822.3905 | -1067133.1361 | -309205.0105 | -55463.0994 | 0 | 0 | 0 | 0 | 0 | 0 | 0 | 0 | 0 | 0 | 0 | 0 | 0 | 0 | 0 | 0 | 0 | 0 | 0 | -5387556 | ok |  | 1
3 | Non-Recurring Expense |  | RBT | -133158.1275 | -92338.2629 | -98.1016 | -4351.1635 | -15076.3848 | -6318.2346 | -8410.1343 | -2200.2736 | -4365.5721 | 0 | 0 | 0 | 0 | 0 | 0 | 0 | 0 | 0 | 0 | 0 | 0 | 0 | 0 | 0 | 0 | 0 | 0 | 0 | -133158.1275 | ok |  | 1
4 | Donations, Promo Ads & Dues |  | RBT | -192048.66 | -133175.7962 | -141.4881 | -6275.5097 | -21744.0689 | -9112.538 | -12129.6015 | -3173.3669 | -6296.2907 | 0 | 0 | 0 | 0 | 0 | 0 | 0 | 0 | 0 | 0 | 0 | 0 | 0 | 0 | 0 | 0 | 0 | 0 | 0 | -192048.66 | ok |  | 1
5 | 401k Contributions |  | LBT | -17829.31 | -12751.8686 | -14.2769 | -635.6885 | -2358.4779 | -705.2776 | -946.7129 | -247.1612 | -169.8463 | 0 | 0 | 0 | 0 | 0 | 0 | 0 | 0 | 0 | 0 | 0 | 0 | 0 | 0 | 0 | 0 | 0 | 0 | 0 | -17829.31 | ok |  | 1
6 | Life Insurance |  | LBT | -8097.8556 | -5791.7435 | -6.4844 | -288.722 | -1071.192 | -320.3285 | -429.9855 | -112.2576 | -77.1421 | 0 | 0 | 0 | 0 | 0 | 0 | 0 | 0 | 0 | 0 | 0 | 0 | 0 | 0 | 0 | 0 | 0 | 0 | 0 | -8097.8556 | ok |  | 1
7 | Rate Case Costs |  | RBT | 25000 | 17336.2048 | 18.4183 | 816.9166 | 2830.5416 | 1186.2278 | 1578.975 | 413.0941 | 819.6218 | 0 | 0 | 0 | 0 | 0 | 0 | 0 | 0 | 0 | 0 | 0 | 0 | 0 | 0 | 0 | 0 | 0 | 0 | 0 | 25000 | ok |  | 1
8 | Interest Expense |  | RBT | 0 | 0 | 0 | 0 | 0 | 0 | 0 | 0 | 0 | 0 | 0 | 0 | 0 | 0 | 0 | 0 | 0 | 0 | 0 | 0 | 0 | 0 | 0 | 0 | 0 | 0 | 0 | 0 | 0 | ok |  | 1
9 | Year End Customers |  | YEC | 155949.6075 | 73812.9009 | 4461.3761 | -37822.8731 | 53968.7479 | 61529.4556 | 0 | 0 | 0 | 0 | 0 | 0 | 0 | 0 | 0 | 0 | 0 | 0 | 0 | 0 | 0 | 0 | 0 | 0 | 0 | 0 | 0 | 0 | 155949.6075 | ok |  | 1
10 | Wages & Salaries |  | LBT | 123166 | 88090.7142 | 98.6254 | 4391.3762 | 16292.5146 | 4872.1023 | 6539.9526 | 1707.4054 | 1173.3092 | 0 | 0 | 0 | 0 | 0 | 0 | 0 | 0 | 0 | 0 | 0 | 0 | 0 | 0 | 0 | 0 | 0 | 0 | 0 | 123166 | ok |  | 1
11 | Depreciation Normalization |  | DPT | 144170.8548 | 99945.9824 | 106.1712 | 4709.4666 | 16316.9802 | 6841.9542 | 9105.5624 | 2382.227 | 4762.5108 | 0 | 0 | 0 | 0 | 0 | 0 | 0 | 0 | 0 | 0 | 0 | 0 | 0 | 0 | 0 | 0 | 0 | 0 | 0 | 144170.8548 | ok |  | 1
12 | Directors Expenses |  | LBT | -2702.56 | -1932.9234 | -2.1641 | -96.3574 | -357.4972 | -106.9057 | -143.5024 | -37.4646 | -25.7452 | 0 | 0 | 0 | 0 | 0 | 0 | 0 | 0 | 0 | 0 | 0 | 0 | 0 | 0 | 0 | 0 | 0 | 0 | 0 | -2702.56 | ok |  | 1
13 | Right of Way |  | DOM | 440429 | 312664.3188 | 275.3548 | 11325.7722 | 22769.7407 | 32923.5375 | 47352.4453 | 12415.6835 | 702.1472 | 0 | 0 | 0 | 0 | 0 | 0 | 0 | 0 | 0 | 0 | 0 | 0 | 0 | 0 | 0 | 0 | 0 | 0 | 0 | 440429 | ok |  | 1
14 | G&T Capital Credits |  | RBT | 0 | 0 | 0 | 0 | 0 | 0 | 0 | 0 | 0 | 0 | 0 | 0 | 0 | 0 | 0 | 0 | 0 | 0 | 0 | 0 | 0 | 0 | 0 | 0 | 0 | 0 | 0 | 0 | 0 | ok |  | 1
15 | reserved |  | RBT | 0 | 0 | 0 | 0 | 0 | 0 | 0 | 0 | 0 | 0 | 0 | 0 | 0 | 0 | 0 | 0 | 0 | 0 | 0 | 0 | 0 | 0 | 0 | 0 | 0 | 0 | 0 | 0 | 0 | ok |  | 1
16 | reserved |  | RBT | 0 | 0 | 0 | 0 | 0 | 0 | 0 | 0 | 0 | 0 | 0 | 0 | 0 | 0 | 0 | 0 | 0 | 0 | 0 | 0 | 0 | 0 | 0 | 0 | 0 | 0 | 0 | 0 | 0 | ok |  | 1
17 |  |  | RBT | 0 | 0 | 0 | 0 | 0 | 0 | 0 | 0 | 0 | 0 | 0 | 0 | 0 | 0 | 0 | 0 | 0 | 0 | 0 | 0 | 0 | 0 | 0 | 0 | 0 | 0 | 0 | 0 | 0 | ok
| Total Pro Forma Adjustments |  |  | -11164410.0508 | -5178944.9538 | 762.2485 | -419452.2999 | -948648.603 | -1322675.0559 | -2480306.1783 | -732770.8992 | -82374.3092 | 0 | 0 | 0 | 0 | 0 | [14 empty] | -11164410.0508 | ok
Total Pro-forma Operating Expenses |  |  |  | 41726384.1292 | 23519230.2865 | 23468.0699 | 1434652.3945 | 3829166.2564 | 4434312.5879 | 6436992.8419 | 1816475.5116 | 232086.1804 | 0 | 0 | 0 | 0 | 0 | 0 | 0 | 0 | 0 | 0 | 0 | 0 | 0 | 0 | 0 | 0 | 0 | 0 | 0 | 41726384.1291 | ok
Utility Operating Margin -- Pro-Forma |  |  |  | 4468431.4819 | 1074266.8914 | -7333.1263 | 216588.9785 | 984128.8547 | 503885.7623 | 1218764.7343 | 156797.6337 | 321331.7534 | 0 | 0 | 0 | 0 | 0 | 0 | 0 | 0 | 0 | 0 | 0 | 0 | 0 | 0 | 0 | 0 | 0 | 0 | 0 | 4468431.482 | ok
Net Cost Rate Base |  |  |  | 90562883.8798 | 62800668.1798 | 66720.4272 | 2959292.9884 | 10253680.4083 | 4297128.2449 | 5719861.2777 | 1496439.8089 | 2969092.5425 | 0 | 0 | 0 | 0 | 0 | 0 | 0 | 0 | 0 | 0 | 0 | 0 | 0 | 0 | 0 | 0 | 0 | 0 | 0 | 90562883.8777 | ok
Pro-forma Rate Base Adjustments
| Reserved |  | RBT | 0 | 0 | 0 | 0 | 0 | 0 | 0 | 0 | 0 | 0 | 0 | 0 | 0 | 0 | 0 | 0 | 0 | 0 | 0 | 0 | 0 | 0 | 0 | 0 | 0 | 0 | 0 | 0 | 0 | ok
Pro-forma Rate Base |  |  |  | 90562883.8798 | 62800668.1798 | 66720.4272 | 2959292.9884 | 10253680.4083 | 4297128.2449 | 5719861.2777 | 1496439.8089 | 2969092.5425 | 0 | 0 | 0 | 0 | 0 | 0 | 0 | 0 | [11 empty] | 90562883.8777 | ok
Rate of Return |  |  |  | 4.934% | 1.711% | -10.99% | 7.319% | 9.598% | 11.73% | 21.31% | 10.48% | 10.82% | #DIV/0! | #DIV/0! | #DIV/0! | #DIV/0! | #DIV/0! | #DIV/0! | #DIV/0! | #DIV/0! | #DIV/0! | #DIV/0! | #DIV/0! | #DIV/0! | #DIV/0! | #DIV/0! | #DIV/0! | #DIV/0! | #DIV/0! | #DIV/0! | #DIV/0!
Unitized Rate of Return |  |  |  | 1 | 0.34669 | -2.2275 | 1.4833 | 1.9452 | 2.3766 | 4.3185 | 2.1236 | 2.1934 | #DIV/0! | #DIV/0! | #DIV/0! | #DIV/0! | #DIV/0! | #DIV/0! | #DIV/0! | #DIV/0! | #DIV/0! | #DIV/0! | #DIV/0! | #DIV/0! | #DIV/0! | #DIV/0! | #DIV/0! | #DIV/0! | #DIV/0! | #DIV/0! | #DIV/0!
Allocation Factors
Energy Allocation Factors
Energy Usage by Class |  | E01 | Energy | 1 | 0.45706 | 0.00039991 | 0.032443 | 0.079396 | 0.12748 | 0.23063 | 0.068874 | 0.0037128 | 0 | 0 | 0 | 0 | 0 | 0 | 0 | 0 | 0 | 0 | 0 | 0 | 0 | 0 | 0 | 0 | 0 | 0 | 0 | 1 | ok
Demand Allocation Factors
Purchase Power -- Average 12 CP |  | D01 | 12CP | 1 | 0.6391 | 0 | 0.045396 | 0.091809 | 0.074144 | 0.11849 | 0.031067 | 0 | 0 | 0 | 0 | 0 | 0 | 0 | 0 | 0 | 0 | 0 | 0 | 0 | 0 | 0 | 0 | 0 | 0 | 0 | 0 | 1 | ok
Station Equipment -- Maximum Class Demand |  | D02 | NCP | 1 | 0.50637 | 0.0014442 | 0.041643 | 0.21211 | 0.083777 | 0.12216 | 0.032486 | 0 | 0 | 0 | 0 | 0 | 0 | 0 | 0 | 0 | 0 | 0 | 0 | 0 | 0 | 0 | 0 | 0 | 0 | 0 | 0 | 1 | ok
Primary Distribution Plant -- Maximum Class Demand |  | D03 | NCP | 1 | 0.50637 | 0.0014442 | 0.041643 | 0.21211 | 0.083777 | 0.12216 | 0.032486 | 0 | 0 | 0 | 0 | 0 | 0 | 0 | 0 | 0 | 0 | 0 | 0 | 0 | 0 | 0 | 0 | 0 | 0 | 0 | 0 | 1 | ok
Services |  | SERV |  | 1 | 0.70797 | 0.00095545 | 0.044356 | 0.22288 | 0.023842 | 0 | 0 | 0 | 0 | 0 | 0 | 0 | 0 | 0 | 0 | 0 | 0 | 0 | 0 | 0 | 0 | 0 | 0 | 0 | 0 | 0 | 0 | 1 | ok
Misc. Service Revenue |  | MISCSERV |  | 1 | 0.70797 | 0.00095545 | 0.044356 | 0.22288 | 0.023842 | 0 | 0 | 0 | 0 | 0 | 0 | 0 | 0 | 0 | 0 | 0 | 0 | 0 | 0 | 0 | 0 | 0 | 0 | 0 | 0 | 0 | 0 | 1 | ok
Residential & Commercial Rev |  | RCRev |  | 34758372.3794 | 27418413.5771 | 15222.5445 | 1930445.1413 | 5394291.1166 | [23 empty] | 34758372.3794 | ok
Customer Allocation Factors
Primary Distribution Plant -- Average Number of Customers |  | C01 | Cust01 | 1 | 0.73413 | 0.00099077 | 0.045995 | 0.21264 | 0.0034677 | 0.00079261 | 5.6615e-05 | 0.0019249 | 0 | 0 | 0 | 0 | 0 | 0 | 0 | 0 | 0 | 0 | 0 | 0 | 0 | 0 | 0 | 0 | 0 | 0 | 0 | 1 | ok
Customer Services -- Average Number of Customers |  | C02 | Cust02 | 1 | 0.73413 | 0.00099077 | 0.045995 | 0.21264 | 0.0034677 | 0.00079261 | 5.6615e-05 | 0.0019249 | 0 | 0 | 0 | 0 | 0 | 0 | 0 | 0 | 0 | 0 | 0 | 0 | 0 | 0 | 0 | 0 | 0 | 0 | 0 | 1 | ok
Meter Costs -- Weighted Cost of Meters |  | C03 |  | 1 | 0.73108 | 0.00098665 | 0.045804 | 0.21175 | 0.010374 | 0 | 0 | 0 | 0 | 0 | 0 | 0 | 0 | 0 | 0 | 0 | 0 | 0 | 0 | 0 | 0 | 0 | 0 | 0 | 0 | 0 | 0 | 1 | ok
Lighting Systems -- Lighting Customers |  | C04 | Cust04 | 1 | 0 | 0 | 0 | 0 | 0 | 0 | 0 | 1 | 0 | 0 | 0 | 0 | 0 | 0 | 0 | 0 | 0 | 0 | 0 | 0 | 0 | 0 | 0 | 0 | 0 | 0 | 0 | 1 | ok
Meter Reading and Billing -- Weighted Cost |  | C05 | Cust02 | 1 | 0.73413 | 0.00099077 | 0.045995 | 0.21264 | 0.0034677 | 0.00079261 | 5.6615e-05 | 0.0019249 | 0 | 0 | 0 | 0 | 0 | 0 | 0 | 0 | 0 | 0 | 0 | 0 | 0 | 0 | 0 | 0 | 0 | 0 | 0 | 1 | ok
Load Management |  | C06 | Cust06 | 1 | 0.73413 | 0.00099077 | 0.045995 | 0.21264 | 0.0034677 | 0.00079261 | 5.6615e-05 | 0.0019249 | 0 | 0 | 0 | 0 | 0 | 0 | 0 | 0 | 0 | 0 | 0 | 0 | 0 | 0 | 0 | 0 | 0 | 0 | 0 | 1 | ok
Other Allocation Factors
Rev |  | R01 |  | 53885658.36 | 27088986.8469 | 15039.6486 | 1907251.2308 | 5329479.7927 | 6195944.064 | 10044317.2599 | 2679903.4201 | 624736.0971 | 0 | 0 | 0 | 0 | 0 | 0 | 0 | 0 | 0 | 0 | 0 | 0 | 0 | 0 | 0 | 0 | 0 |  |  | 53885658.36 | ok
Energy |  | E01 |  | 480055292 | 215297067 | 188379 | 15282197 | 37399613 | 61631409 | 114357154 | 34150560 | 1748913 | 0 | 0 | 0 | 0 | 0 | 0 | 0 | 0 | 0 | 0 | 0 | 0 | 0 | 0 | 0 | 0 | 0 |  |  | 480055292 | ok
Loss Factor |  |  |  |  | 0.05 | 0.05 | 0.05 | 0.05 | 0.025 | 0 | 0 | 0.05 | 0.05 | 0.05
Energy Including Losses |  | Energy |  | 495841698.6964 | 226628491.5789 | 198293.6842 | 16086523.1579 | 39368013.6842 | 63211701.5385 | 114357154 | 34150560 | 1840961.0526 | 0 | 0 | 0 | 0 | 0 | 0 | 0 | 0 | 0 | 0 | 0 | 0 | 0 | 0 | 0 | 0 | 0 | 0 | 0 | 495841698.6964 | ok
Customers (Monthly Bills) |  |  |  | 211957 | 155605 | 210 | 9749 | 45070 | 735 | 168 | 12 | 408 | 0 | 0 | 0 | 0 | 0 | 0 | 0 | 0 | 0 | 0 | 0 | 0 | 0 | 0 | 0 | 0 | 0 |  |  | 211957 | ok
Average Customers (Bills/12) |  | Cust01 |  | 17663.0833 | 12967.0833 | 17.5 | 812.4167 | 3755.8333 | 61.25 | 14 | 1 | 34 | 0 | 0 | 0 | 0 | 0 | 0 | 0 | 0 | 0 | 0 | 0 | 0 | 0 | 0 | 0 | 0 | 0 | 0 | 0 | 17663.0833 | ok
Average Customers (Lighting = Lights) |  | Cust02 |  | 17663.0833 | 12967.0833 | 17.5 | 812.4167 | 3755.8333 | 61.25 | 14 | 1 | 34 | 0 | 0 | 0 | 0 | 0 | 0 | 0 | 0 | 0 | 0 | 0 | 0 | 0 | 0 | 0 | 0 | 0 | 0 | 0 | 17663.0833 | ok
Average Customers (Lighting =45 Lights per Cust) |  | Cust03 |  | 17629.8389 | 12967.0833 | 17.5 | 812.4167 | 3755.8333 | 61.25 | 14 | 1 | 0.75556 | 0 | 0 | 0 | 0 | 0 | 0 | 0 | 0 | 0 | 0 | 0 | 0 | 0 | 0 | 0 | 0 | 0 | 0 | 0 | 17629.8389 | ok
Lighting |  | Cust04 |  | 1 | 0 | 0 | 0 | 0 | 0 | 0 | 0 | 1 | 0 | 0 | 0 | 0 | 0 | 0 | 0 | 0 | 0 | 0 | 0 | 0 | [7 empty] | 1 | ok
Average Customers (Lighting = 0) |  | Cust05 |  | 17629.0833 | 12967.0833 | 17.5 | 812.4167 | 3755.8333 | 61.25 | 14 | 1 | 0 | 0 | 0 | 0 | 0 | 0 | 0 | 0 | 0 | 0 | 0 | 0 | 0 | 0 | 0 | 0 | 0 | 0 | 0 | 0 | 17629.0833 | ok
Load Management |  | Cust06 |  | 17663.0833 | 12967.0833 | 17.5 | 812.4167 | 3755.8333 | 61.25 | 14 | 1 | 34 | 0 | 0 | 0 | 0 | 0 | 0 | 0 | 0 | 0 | 0 | 0 | 0 | [7 empty] | 17663.0833 | ok
Winter CP Demands |  | WCP |  | 779525.9985 | 485856.5401 | 0 | 35241.2976 | 83983.6772 | 57984.4836 | 91942 | 24518 | 0 | 0 | 0 | 0 | 0 | 0 | 0 | 0 | 0 | 0 | 0 | 0 | 0 | 0 | 0 | 0 | 0 | 0 |  |  | 779525.9985 | ok
Summer CP Demands |  | SCP |  | 270406.9991 | 185153.6808 | 0 | 12421.4907 | 12409.9193 | 19861.4084 | 32460.5 | 8100 | 0 | 0 | 0 | 0 | 0 | 0 | 0 | 0 | 0 | 0 | 0 | 0 | 0 | 0 | 0 | 0 | 0 | 0 |  |  | 270406.9991 | ok
12 Month Sum of Coincident Demands |  | 12CP |  | 1049932.9976 | 671010.2209 | 0 | 47662.7883 | 96393.5965 | 77845.892 | 124402.5 | 32618 | 0 | 0 | 0 | 0 | 0 | 0 | 0 | 0 | 0 | 0 | 0 | 0 | 0 | 0 | 0 | 0 | 0 | 0 |  |  | 1049932.9976 | ok
Class Maximum Demands |  | NCP |  | 178539.2786 | 90407.569 | 257.8387 | 7434.8439 | 37870.488 | 14957.539 | 21811 | 5800 | 0 | 0 | 0 | 0 | 0 | 0 | 0 | 0 | 0 | 0 | 0 | 0 | 0 | 0 | 0 | 0 | 0 | 0 |  |  | 178539.2786 | ok
Sum of the Individual Customer Demands |  | SICD |  | 2314155.8288 | 1642839.0407 | 1446.8026 | 59509.255 | 119639.552 | 172990.871 | 248805 | 65236 | 3689.3074 | 0 | 0 | 0 | 0 | 0 | 0 | 0 | 0 | 0 | 0 | 0 | 0 | 0 | 0 | 0 | 0 | 0 |  |  | 2314155.8288 | ok
Allocation Factors (continued)
Transmission Residual Demand Allocator |  | TRDA |  | 1049933.0005 | 671010.2209 | 0 | 47662.7883 | 96393.5965 | 77845.892 | 124402.5 | 32618 | 0 | 0 | 0 | 0 | 0 | 0 | 0 | 0 | 0 | 0 | 0 | 0 | 0 | 0 | 0 | 0 | 0 | 0 | 0 | 0 | 1049932.9976 | ok
Transmission Plant In Service |  |  |  | 0 | [27 empty] | 0 | ok
Customer Specific Assignment | [11 empty] | 0 | 0 | [18 empty] | 0 | ok
Transmission Residual |  |  | TRDA | 0 | 0 | 0 | 0 | 0 | 0 | 0 | 0 | 0 | 0 | 0 | 0 | 0 | 0 | 0 | 0 | 0 | 0 | 0 | 0 | 0 | 0 | 0 | 0 | 0 | 0 | 0 | 0 | 0 | ok
Transmission Total |  | TA1 |  | 0 | 0 | 0 | 0 | 0 | 0 | 0 | 0 | 0 | 0 | 0 | 0 | 0 | 0 | 0 | 0 | 0 | [11 empty] | 0 | ok
Transmission Plant Allocator |  | T01 | TA1 | 0 | 0 | 0 | 0 | 0 | 0 | 0 | 0 | 0 | 0 | 0 | 0 | 0 | 0 | 0 | 0 | 0 | 0 | 0 | 0 | 0 | 0 | 0 | 0 | 0 | 0 | 0 | 0 | 0 | ok
Transmission Residual Demand Allocator |  | TOMDA |  | 1049933.0005 | 671010.2209 | 0 | 47662.7883 | 96393.5965 | 77845.892 | 124402.5 | 32618 | 0 | 0 | 0 | 0 | 0 | 0 | 0 | 0 | 0 | 0 | 0 | 0 | 0 | 0 | 0 | 0 | 0 | 0 | 0 | 0 | 1049932.9976 | ok
Transmission Plant In Service |  |  |  | 0 | [27 empty] | 0 | ok
Customer Specific Assignment |  |  |  | 0 | 0 | 0 | 0 | 0 | 0 | 0 | 0 | 0 | 0 | 0 | 0 | 0 | 0 | 0 | [13 empty] | 0 | ok
Transmission Residual |  |  | TOMDA | 0 | 0 | 0 | 0 | 0 | 0 | 0 | 0 | 0 | 0 | 0 | 0 | 0 | 0 | 0 | 0 | 0 | 0 | 0 | 0 | 0 | 0 | 0 | 0 | 0 | 0 | 0 | 0 | 0 | ok
Transmission Total |  | TOMA |  | 0 | 0 | 0 | 0 | 0 | 0 | 0 | 0 | 0 | 0 | 0 | 0 | 0 | 0 | 0 | 0 | 0 | [11 empty] | 0 | ok
Transmission O&M Allocator |  | T02 | TOMA | 0 | 0 | 0 | 0 | 0 | 0 | 0 | 0 | 0 | 0 | 0 | 0 | 0 | 0 | 0 | 0 | 0 | 0 | 0 | 0 | 0 | 0 | 0 | 0 | 0 | 0 | 0 | 0 | 0 | ok
Distribution Residual Demand Allocator |  | DDA |  | 2314155.8288 | 1642839.0407 | 1446.8026 | 59509.255 | 119639.552 | 172990.871 | 248805 | 65236 | 3689.3074 | 0 | 0 | 0 | 0 | 0 | 0 | 0 | 0 | 0 | 0 | 0 | 0 | 0 | 0 | 0 | 0 | 0 | 0 | 0 | 2314155.8288 | ok
Distribution Plant In Service |  |  |  | 62675042.2427 | [27 empty] | 62675042.2427 | ok
Customer Specific Assignment | [11 empty] | 0 | 0 |  |  | 0 | [9 empty] | 0 | 0 | 0 | 0 | 0 |  | 0 | ok
Distribution Residual |  |  | DOMDA | 62675042.2427 | 44493549.2209 | 39184.2305 | 1611708.696 | 3240237.2746 | 4685168.5668 | 6738467.5187 | 1766808.0105 | 99918.7248 | 0 | 0 | 0 | 0 | 0 | 0 | 0 | 0 | 0 | 0 | 0 | 0 | 0 | 0 | 0 | 0 | 0 | 0 | 0 | 62675042.2427 | ok
Distribution Total |  | DT1 |  | 62675042.2427 | 44493549.2209 | 39184.2305 | 1611708.696 | 3240237.2746 | 4685168.5668 | 6738467.5187 | 1766808.0105 | 99918.7248 | 0 | 0 | 0 | 0 | 0 | 0 | 0 | 0 | 0 | 0 | 0 | 0 | 0 | 0 | 0 | 0 | 0 | 0 | 0 | 62675042.2427 | ok
Distribution Plant Allocator |  | DA1 | DT1 | 1 | 0.70991 | 0.0006252 | 0.025715 | 0.051699 | 0.074753 | 0.10751 | 0.02819 | 0.0015942 | 0 | 0 | 0 | 0 | 0 | 0 | 0 | 0 | 0 | 0 | 0 | 0 | 0 | 0 | 0 | 0 | 0 | 0 | 0 | 1 | ok
Distribution Residual Demand Allocator |  | DOMDA |  | 2314155.8288 | 1642839.0407 | 1446.8026 | 59509.255 | 119639.552 | 172990.871 | 248805 | 65236 | 3689.3074 | 0 | 0 | 0 | 0 | 0 | 0 | 0 | 0 | 0 | 0 | 0 | 0 | 0 | 0 | 0 | 0 | 0 | 0 | 0 | 2314155.8288 | ok
Distribution Plant In Service |  |  |  | 62675042.2427 | [27 empty] | 62675042.2427 | ok
Customer Specific Assignment | [11 empty] | 0 | 0 |  |  |  | 0 | 0 | [7 empty] | 0 | 0 | 0 | 0 | 0 |  | 0 | ok
Distribution Residual |  |  | DOMDA | 62675042.2427 | 44493549.2209 | 39184.2305 | 1611708.696 | 3240237.2746 | 4685168.5668 | 6738467.5187 | 1766808.0105 | 99918.7248 | 0 | 0 | 0 | 0 | 0 | 0 | 0 | 0 | 0 | 0 | 0 | 0 | 0 | 0 | 0 | 0 | 0 | 0 | 0 | 62675042.2427 | ok
Distribution Total |  | DOMA |  | 62675042.2427 | 44493549.2209 | 39184.2305 | 1611708.696 | 3240237.2746 | 4685168.5668 | 6738467.5187 | 1766808.0105 | 99918.7248 | 0 | 0 | 0 | 0 | 0 | 0 | 0 | 0 | 0 | 0 | 0 | 0 | 0 | 0 | 0 | 0 | 0 | 0 | 0 | 62675042.2427 | ok
Distribution O&M Allocator |  | DOM | DOMA | 1 | 0.70991 | 0.0006252 | 0.025715 | 0.051699 | 0.074753 | 0.10751 | 0.02819 | 0.0015942 | 0 | 0 | 0 | 0 | 0 | 0 | 0 | 0 | 0 | 0 | 0 | 0 | 0 | 0 | 0 | 0 | 0 | 0 | 0 | 1 | ok
Substation Residual Demand Allocator |  | SDA |  | 1049933.0005 | 671010.2209 | 0 | 47662.7883 | 96393.5965 | 77845.892 | 124402.5 | 32618 | 0 | 0 | 0 | 0 | 0 | 0 | 0 | 0 | 0 | 0 | 0 | 0 | 0 | 0 | 0 | 0 | 0 | 0 | 0 | 0 | 1049932.9976 | ok
Substation Plant In Service |  |  |  | 922418.64 | [27 empty] | 922418.64 | ok
Customer Specific Assignment |  |  |  |  | 0 | 0 | 0 | 0 | 0 | 0 | 0 | 0 | 0 |  |  | 0 | 0 | 0 | [13 empty] | 0 | ok
Substation Residual |  |  | SDA | 922418.64 | 589516.0311 | 0 | 41874.1428 | 84686.5944 | 68391.5086 | 109293.8167 | 28656.544 | 0 | 0 | 0 | 0 | 0 | 0 | 0 | 0 | 0 | 0 | 0 | 0 | 0 | 0 | 0 | 0 | 0 | 0 | 0 | 0 | 922418.6375 | ok
Substation Total |  | ST1 |  | 922418.64 | 589516.0311 | 0 | 41874.1428 | 84686.5944 | 68391.5086 | 109293.8167 | 28656.544 | 0 | 0 | 0 | 0 | 0 | 0 | 0 | 0 | 0 | 0 | 0 | 0 | 0 | 0 | 0 | 0 | 0 | 0 | 0 | 0 | 922418.6375 | ok
Substation Plant Allocator |  | SA1 | ST1 | 1 | 0.6391 | 0 | 0.045396 | 0.091809 | 0.074144 | 0.11849 | 0.031067 | 0 | 0 | 0 | 0 | 0 | 0 | 0 | 0 | 0 | 0 | 0 | 0 | 0 | 0 | 0 | 0 | 0 | 0 | 0 | 0 | 1 | ok
Substation Residual Demand Allocator |  | SOMDA |  | 1049933.0005 | 671010.2209 | 0 | 47662.7883 | 96393.5965 | 77845.892 | 124402.5 | 32618 | 0 | 0 | 0 | 0 | 0 | 0 | 0 | 0 | 0 | 0 | 0 | 0 | 0 | 0 | 0 | 0 | 0 | 0 | 0 | 0 | 1049932.9976 | ok
Substation Plant In Service |  |  |  | 922418.64 | [27 empty] | 922418.64 | ok
Customer Specific Assignment | [11 empty] | 0 | 0 |  |  | 0 | 0 | 0 | [10 empty] | 0 |  |  | 0 | ok
Substation Residual |  |  | SOMDA | 922418.64 | 589516.0311 | 0 | 41874.1428 | 84686.5944 | 68391.5086 | 109293.8167 | 28656.544 | 0 | 0 | 0 | 0 | 0 | 0 | 0 | 0 | 0 | 0 | 0 | 0 | 0 | 0 | 0 | 0 | 0 | 0 | 0 | 0 | 922418.6375 | ok
Substation Total |  | STOM |  | 922418.64 | 589516.0311 | 0 | 41874.1428 | 84686.5944 | 68391.5086 | 109293.8167 | 28656.544 | 0 | 0 | 0 | 0 | 0 | 0 | 0 | 0 | 0 | 0 | 0 | 0 | 0 | 0 | 0 | 0 | 0 | 0 | 0 | 0 | 922418.6375 | ok
Substation O&M Allocator |  | SOMA | STOM | 1 | 0.6391 | 0 | 0.045396 | 0.091809 | 0.074144 | 0.11849 | 0.031067 | 0 | 0 | 0 | 0 | 0 | 0 | 0 | 0 | 0 | 0 | 0 | 0 | 0 | 0 | 0 | 0 | 0 | 0 | 0 | 0 | 1 | ok
Allocation Factors (continued)
Customer Services Demand |  | CSD |  | 2314155.8288 | 1642839.0407 | 1446.8026 | 59509.255 | 119639.552 | 172990.871 | 248805 | 65236 | 3689.3074 | 0 | 0 | 0 | 0 | 0 | 0 | 0 | 0 | 0 | 0 | 0 | 0 | 0 | 0 | 0 | 0 | 0 | 0 | 0 | 2314155.8288 | ok
Customer Services Allocator |  | CSA | CSD | 1 | 0.70991 | 0.0006252 | 0.025715 | 0.051699 | 0.074753 | 0.10751 | 0.02819 | 0.0015942 | 0 | 0 | 0 | 0 | 0 | 0 | 0 | 0 | 0 | 0 | 0 | 0 | 0 | 0 | 0 | 0 | 0 | 0 | 0 | 1 | ok
Purchased Power Residual Demand Allocator |  | PPDRA |  | 892912.4976 | 671010.2209 | 0 | 47662.7883 | 96393.5965 | 77845.892 |  |  | 0 | 0 | 0 | 0 | 0 | 0 | 0 | 0 | 0 | 0 | 0 | 0 | 0 | 0 | 0 | 0 | 0 | 0 | 0 | 0 | 892912.4976 | ok
Purchased Power Demand Costs |  |  |  | 9006886.8765 | [27 empty] | 9006886.8765 | ok
Customer Specific Assignment |  |  |  | 3052666 | [5 empty] | 2418533.1346 | 634132.8654 |  | 0 | 0 | 0 | 0 | 0 | 0 | [5 empty] | 0 |  | 0 | 0 | 0 | 0 |  |  | 3052666 | ok
Purchased Power Demand Residual |  |  | PPDRA | 5954220.8765 | 4474506.826 | 0 | 317830.4366 | 642782.7655 | 519100.8483 | 0 | 0 | 0 | 0 | 0 | 0 | 0 | 0 | 0 | 0 | 0 | 0 | 0 | 0 | 0 | 0 | 0 | 0 | 0 | 0 | 0 | 0 | 5954220.8765 | ok
Purchased Power Demand Total |  | PPDT |  | 9006886.8765 | 4474506.826 | 0 | 317830.4366 | 642782.7655 | 519100.8483 | 2418533.1346 | 634132.8654 | 0 | 0 | 0 | 0 | 0 | 0 | 0 | 0 | 0 | 0 | 0 | 0 | 0 | 0 | 0 | 0 | 0 | 0 | 0 | 0 | 9006886.8765 | ok
Purchased Power Demand Allocator |  | PPDA | PPDT | 1 | 0.49679 | 0 | 0.035287 | 0.071366 | 0.057634 | 0.26852 | 0.070405 | 0 | 0 | 0 | 0 | 0 | 0 | 0 | 0 | 0 | 0 | 0 | 0 | 0 | 0 | 0 | 0 | 0 | 0 | 0 | 0 | 1 | ok
Purchased Power Residual Energy Allocator |  | PPERA |  | 331547578 | 215297067 | 188379 | 15282197 | 37399613 | 61631409 |  |  | 1748913 | 0 | 0 | 0 | 0 | 0 | 0 | 0 | 0 | 0 | 0 | 0 | 0 | 0 | 0 | 0 | 0 | 0 | 0 | 0 | 331547578 | ok
Purchased Power Energy Costs |  |  |  | 32964492.1235 | [27 empty] | 32964492.1235 | ok
Customer Specific Assignment |  |  |  | 7543082 | 0 | 0 |  |  |  | 5808488.7759 | 1734593.2241 | 0 | 0 | 0 | 0 | 0 | 0 | 0 | [5 empty] | 0 |  | 0 | 0 | 0 | 0 |  |  | 7543082 | ok
Purchased Power Energy Residual |  |  | PPERA | 25421410.1235 | 16507902.3397 | 14443.9596 | 1171762.4356 | 2867615.2794 | 4725588.2071 | 0 | 0 | 134097.9021 | 0 | 0 | 0 | 0 | 0 | 0 | 0 | 0 | 0 | 0 | 0 | 0 | 0 | 0 | 0 | 0 | 0 | 0 | 0 | 25421410.1235 | ok
Purchased Power Energy Total |  | PPET |  | 32964492.1235 | 16507902.3397 | 14443.9596 | 1171762.4356 | 2867615.2794 | 4725588.2071 | 5808488.7759 | 1734593.2241 | 134097.9021 | 0 | 0 | 0 | 0 | 0 | 0 | 0 | 0 | 0 | 0 | 0 | 0 | 0 | 0 | 0 | 0 | 0 | 0 | 0 | 32964492.1235 | ok
Purchased Power Energy Allocator |  | PPEA | PPET | 1 | 0.50078 | 0.00043817 | 0.035546 | 0.086991 | 0.14335 | 0.1762 | 0.05262 | 0.0040679 | 0 | 0 | 0 | 0 | 0 | 0 | 0 | 0 | 0 | 0 | 0 | 0 | 0 | 0 | 0 | 0 | 0 | 0 | 0 | 1 | ok
Operating Expenses
Purchased Power Demand |  |  | 0.2146 | 9006886.8765 | 4474506.826 | 0 | 317830.4366 | 642782.7655 | 519100.8483 | 2418533.1346 | 634132.8654 | 0 | 0 | 0 | 0 | 0 | 0 | 0 | 0 | 0 | 0 | 0 | 0 | 0 | 0 | 0 | 0 | 0 | 0 | 0 | 0 | 9006886.8765 | ok
Purchased Power Energy |  |  | 0.7854 | 32964492.1235 | 16507902.3397 | 14443.9596 | 1171762.4356 | 2867615.2794 | 4725588.2071 | 5808488.7759 | 1734593.2241 | 134097.9021 | 0 | 0 | 0 | 0 | 0 | 0 | 0 | 0 | 0 | 0 | 0 | 0 | 0 | 0 | 0 | 0 | 0 | 0 | 0 | 32964492.1235 | ok
Transmission Demand |  |  |  | 0 | 0 | 0 | 0 | 0 | 0 | 0 | 0 | 0 | 0 | 0 | 0 | 0 | 0 | [14 empty] | 0 | ok
Distribution Demand |  |  | 0.58548 | 6393047.0258 | 4535400.4643 | 3969.7326 | 165254.8294 | 332257.8941 | 477875.096 | 687821.3863 | 180344.9125 | 10122.7104 | 0 | 0 | 0 | 0 | 0 | 0 | 0 | 0 | 0 | 0 | 0 | 0 | 0 | 0 | 0 | 0 | 0 | 0 | 0 | 6393047.0257 | ok
Distribution Customer |  |  | 0.41452 | 4526368.1542 | 3180365.6103 | 4292.1293 | 199256.9926 | 935158.9203 | 34423.4924 | 2455.7234 | 175.4088 | 170239.8772 | 0 | 0 | 0 | 0 | 0 | 0 | 0 | 0 | 0 | 0 | 0 | 0 | 0 | 0 | 0 | 0 | 0 |  | 0 | 4526368.1542 | ok
Total |  |  |  | 52890794.18 | 28698175.2403 | 22705.8215 | 1854104.6943 | 4777814.8594 | 5756987.6438 | 8917299.0202 | 2549246.4108 | 314460.4897 | 0 | 0 | 0 | 0 | 0 | 0 | 0 | 0 | 0 | 0 | 0 | 0 | 0 | 0 | 0 | 0 | 0 | 0 | 0 | 52890794.1799 | ok
Pro-Forma Operating Expenses
Purchased Power Demand |  |  |  | 9006886.8765 | 4474506.826 | 0 | 317830.4366 | 642782.7655 | 519100.8483 | 2418533.1346 | 634132.8654 | 0 | 0 | 0 | 0 | 0 | 0 | 0 | 0 | 0 | 0 | 0 | 0 | 0 | 0 | 0 | 0 | 0 | 0 | 0 | 0 | 9006886.8765 | ok
Purchased Power Energy |  |  |  | 21421152.731 | 11056910.7603 | 14970.1535 | 742714.0452 | 1901364.5199 | 3373652.6138 | 3285665.5989 | 990674.4389 | 55200.6005 | 0 | 0 | 0 | 0 | 0 | 0 | 0 | 0 | 0 | 0 | 0 | 0 | 0 | 0 | 0 | 0 | 0 | 0 | 0 | 21421152.731 | ok
Transmission Demand |  |  |  | 0 | 0 | 0 | 0 | 0 | 0 | 0 | 0 | 0 | 0 | 0 | 0 | 0 | 0 | 0 | 0 | 0 | 0 | 0 | 0 | 0 | 0 | 0 | 0 | 0 | 0 | 0 | 0 | 0 | ok
Distribution Demand |  |  |  | 6797469.4997 | 4824284.1302 | 4222.0781 | 175567.9159 | 352002.1423 | 508654.0377 | 732342.7974 | 192018.332 | 8378.066 | 0 | 0 | 0 | 0 | 0 | 0 | 0 | 0 | 0 | 0 | 0 | 0 | 0 | 0 | 0 | 0 | 0 | 0 | 0 | 6797469.4996 | ok
Distribution Customer |  |  |  | 4500875.022 | 3163528.57 | 4275.8384 | 198539.9967 | 933016.8286 | 32905.088 | 51.3109 | 49.8754 | 168507.514 | 0 | 0 | 0 | 0 | 0 | 0 | 0 | 0 | 0 | 0 | 0 | 0 | 0 | 0 | 0 | 0 | 0 | 0 | 0 | 4500875.022 | ok
Total |  |  |  | 41726384.1292 | 23519230.2865 | 23468.0699 | 1434652.3945 | 3829166.2564 | 4434312.5879 | 6436592.8419 | 1816875.5116 | 232086.1804 | 0 | 0 | 0 | 0 | 0 | 0 | 0 | 0 | 0 | 0 | 0 | 0 | 0 | 0 | 0 | 0 | 0 | 0 | 0 | 41726384.1291 | ok
|  |  | PPA exp | -11164410.0508
Rate Base |  |  | Check | 0
Production & Purchased Power Demand |  |  |  | 0 | 0 | 0 | 0 | 0 | 0 | 0 | 0 | 0 | 0 | 0 | 0 | 0 | 0 | [14 empty] | 0 | ok
Production & Purchased Power Energy |  |  |  | 0 | 0 | 0 | 0 | 0 | 0 | 0 | 0 | 0 | 0 | 0 | 0 | 0 | 0 | [14 empty] | 0 | ok
Transmission Demand |  |  |  | 0 | 0 | 0 | 0 | 0 | 0 | 0 | 0 | 0 | 0 | 0 | 0 | 0 | 0 | [14 empty] | 0 | ok
Distribution Demand |  |  |  | 52962615.3365 | 37544655.6304 | 32635.6443 | 1376947.5218 | 2768679.0781 | 3958667.6725 | 5702602.7245 | 1495207.0551 | 83220.0077 | 0 | 0 | 0 | 0 | 0 | 0 | 0 | 0 | 0 | 0 | 0 | 0 | 0 | 0 | 0 | 0 | 0 | 0 | 0 | 52962615.3345 | ok
Distribution Customer |  |  |  | 37600268.5433 | 25256012.5494 | 34084.7829 | 1582345.4667 | 7485001.3302 | 338460.5723 | 17258.5532 | 1232.7538 | 2885872.5348 | 0 | 0 | 0 | 0 | 0 | 0 | 0 | 0 | 0 | 0 | 0 | 0 | 0 | 0 | 0 | 0 | 0 |  | 0 | 37600268.5433 | ok
Total |  |  |  | 90562883.8798 | 62800668.1798 | 66720.4272 | 2959292.9884 | 10253680.4083 | 4297128.2449 | 5719861.2777 | 1496439.8089 | 2969092.5425 | 0 | 0 | 0 | 0 | 0 | [14 empty] | 90562883.8777 | ok
Revenue Requirement Calculated at a Rate of Return of |  | 4.936%
Production & Purchased Power Demand |  |  |  | 9006886.8765 | 4474506.826 | 0 | 317830.4366 | 642782.7655 | 519100.8483 | 2418533.1346 | 634132.8654 | 0 | 0 | 0 | 0 | 0 | 0 | 0
Production & Purchased Power Energy |  |  |  | 21421152.731 | 11056910.7603 | 14970.1535 | 742714.0452 | 1901364.5199 | 3373652.6138 | 3285665.5989 | 990674.4389 | 55200.6005 | 0 | 0 | 0 | 0 | 0 | 0
Transmission Demand |  |  |  | 0 | 0 | 0 | 0 | 0 | 0 | 0 | 0 | 0 | 0 | 0 | 0 | 0 | 0
Distribution Demand |  |  |  | 9411873.9955 | 6677608.7035 | 5833.0781 | 243538.4602 | 488673.0182 | 704066.5659 | 1013841.551 | 265826.546 | 12486.0724 | 0 | 0 | 0 | 0 | 0 | 0
Distribution Customer |  |  |  | 6356944.8271 | 4410246.3224 | 5958.3725 | 276649.6421 | 1302500.4918 | 49612.587 | 903.2484 | 110.7281 | 310963.4346 | 0 | 0 | 0 | 0 | 0 | 0
Total |  |  |  | 46196858.43 | 26619272.6123 | 26761.6041 | 1580732.5841 | 4335320.7955 | 4646432.6151 | 6718943.5329 | 1890744.5783 | 378650.1075 | 0 | 0 | 0 | 0 | 0 | 0
|  |  | Target > | 46196858.43
|  |  | Variance > | 0
Operating Expenses-Unit Costs
Production & Purchased Power Demand (per KWH or KW) |  |  |  |  | 0.020783 | 0 | 0.020797 | 0.017187 | 3.0007 | 9.7206 | 9.7206 |  | #DIV/0! | #DIV/0! | #DIV/0! | #DIV/0! | #DIV/0! | #DIV/0! | 0 | #DIV/0! | #DIV/0! | #DIV/0! | #DIV/0! | #DIV/0! | 0 | 0 | 0 | 0 | 0
Purchased Power Energy (per KWH) |  |  |  |  | 0.051357 | 0.079468 | 0.0486 | 0.050839 | 0.054739 | 0.028732 | 0.029009 |  | #DIV/0! | #DIV/0! | #DIV/0! | #DIV/0! | #DIV/0! | #DIV/0! | #DIV/0! | #DIV/0! | #DIV/0! | #DIV/0! | #DIV/0! | #DIV/0! | #DIV/0! | #DIV/0! | #DIV/0! | #DIV/0! | #DIV/0!
Transmission Demand (per KWH or KW) |  |  |  |  | 0 | 0 | 0 | 0 | 0 | 0 | 0 |  | #DIV/0! | #DIV/0! | #DIV/0! | #DIV/0! | #DIV/0!
Distribution Demand (per KWH or KW) |  |  |  |  | 0.022408 | 0.022413 | 0.011488 | 0.0094119 | 2.9404 | 2.9434 | 2.9434 |  | #DIV/0! | #DIV/0! | #DIV/0! | #DIV/0! | #DIV/0! | #DIV/0! | 0 | #DIV/0! | #DIV/0! | #DIV/0! | #DIV/0! | #DIV/0! | 0 | 0 | 0 | 0 | 0
Distribution Customer (per Customer) |  |  |  |  | 20.3305 | 20.3611 | 20.3652 | 20.7015 | 44.7688 | 0.30542 | 4.1563 |  | #DIV/0! | #DIV/0! | #DIV/0! | #DIV/0! | #DIV/0! | #DIV/0! | #DIV/0! | #DIV/0! | #DIV/0! | #DIV/0! | #DIV/0! | #DIV/0! | #DIV/0! | #DIV/0! | #DIV/0! | #DIV/0! | #DIV/0!
Rate Base-Unit Costs
Production & Purchased Power Demand (per KWH or KW) |  |  |  |  | 0 | 0 | 0 | 0 | 0 | 0 | 0 |  | #DIV/0! | #DIV/0! | #DIV/0! | #DIV/0! | #DIV/0!
Purchased Power Energy (per KWH) |  |  |  |  | 0 | 0 | 0 | 0 | 0 | 0 | 0 |  | #DIV/0! | #DIV/0! | #DIV/0! | #DIV/0! | #DIV/0!
Transmission Demand (per KWH or KW) |  |  |  |  | 0 | 0 | 0 | 0 | 0 | 0 | 0 |  | #DIV/0! | #DIV/0! | #DIV/0! | #DIV/0! | #DIV/0!
Distribution Demand (per KWH or KW) |  |  |  |  | 0.17439 | 0.17324 | 0.090101 | 0.07403 | 22.8837 | 22.92 | 22.92 |  | #DIV/0! | #DIV/0! | #DIV/0! | #DIV/0! | #DIV/0! | 0 | 0 | #DIV/0! | #DIV/0! | #DIV/0! | #DIV/0! | #DIV/0! | 0 | 0 | 0 | 0 | 0
Distribution Customer (per Customer) |  |  |  |  | 162.3085 | 162.3085 | 162.3085 | 166.075 | 460.4906 | 102.7295 | 102.7295 |  | #DIV/0! | #DIV/0! | #DIV/0! | #DIV/0! | #DIV/0! | #DIV/0! | #DIV/0! | #DIV/0! | #DIV/0! | #DIV/0! | #DIV/0! | #DIV/0! | #DIV/0! | #DIV/0! | #DIV/0! | #DIV/0! | #DIV/0!
Unit Revenue Requirement @ Current Class Revenues |  | Various |  |  | 1.711% | -10.99% | 7.319% | 9.598% | 11.73% | 21.31% | 10.48% |  | #DIV/0! | #DIV/0! | #DIV/0! | #DIV/0! | #DIV/0!
Production & Purchased Power
Production & Purchased Power Demand (Per KWH or KW) |  |  |  |  | 0.020783 | 0 | 0.020797 | 0.017187 | 3.0007 | 9.7206 | 9.7206 |  | #DIV/0! | #DIV/0! | #DIV/0! | #DIV/0! | #DIV/0! | #DIV/0! | #REF! | #REF! | #REF! | #REF! | #REF! | #REF! | #REF! | #REF! | #REF! | #REF! | #REF! | #REF! | #REF!
Production & Purchased Power Demand Margin (Per KWH or KW) |  |  |  |  | 0 | 0 | 0 | 0 | 0 | 0 | 0 |  | #DIV/0! | #DIV/0! | #DIV/0! | #DIV/0! | #DIV/0!
Production & Purchased Power Energy (Per KWH) |  |  |  |  | 0.051357 | 0.079468 | 0.0486 | 0.050839 | 0.054739 | 0.028732 | 0.029009 |  | #DIV/0! | #DIV/0! | #DIV/0! | #DIV/0! | #DIV/0! | #DIV/0! | #REF! | #REF! | #REF! | #REF! | #REF! | #REF! | #REF! | #REF! | #REF! | #REF! | #REF! | #REF! | #REF!
Production & Purchased Power Energy Margin (Per KWH) |  |  |  |  | 0 | 0 | 0 | 0 | 0 | 0 | 0 |  | #DIV/0! | #DIV/0! | #DIV/0! | #DIV/0! | #DIV/0!
Transmission Demand
Transmission Demand (Per KWH or KW) |  |  |  |  | 0 | 0 | 0 | 0 | 0 | 0 | 0 |  | #DIV/0! | #DIV/0! | #DIV/0! | #DIV/0! | #DIV/0!
Transmission Demand Margin (Per KWH or KW) |  |  |  |  | 0 | 0 | 0 | 0 | 0 | 0 | 0 |  | #DIV/0! | #DIV/0! | #DIV/0! | #DIV/0! | #DIV/0!
| Total Transmission Demand (Per KWH or KW) |  |  |  | 0 | 0 | 0 | 0 | 0 | 0 | 0 |  | #DIV/0! | #DIV/0! | #DIV/0! | #DIV/0! | #DIV/0!
Distribution Demand
Distribution Demand (Per KWH or KW) |  |  |  |  | 0.022408 | 0.022413 | 0.011488 | 0.0094119 | 2.9404 | 2.9434 | 2.9434 |  | #DIV/0! | #DIV/0! | #DIV/0! | #DIV/0! | #DIV/0! | #DIV/0! | #REF! | #REF! | #REF! | #REF! | #REF! | #REF! | #REF! | #REF! | #REF! | #REF! | #REF! | #REF! | #REF!
Distribution Demand Margin (Per KWH or KW) |  |  |  |  | 0.002983 | -0.019041 | 0.0065945 | 0.0071052 | 2.6834 | 4.8837 | 2.4016 |  | #DIV/0! | #DIV/0! | #DIV/0! | #DIV/0! | #DIV/0! | #DIV/0! | #REF! | #REF! | #REF! | #REF! | #REF! | #REF! | #REF! | #REF! | #REF! | #REF! | #REF! | #REF! | #REF!
| Total Distribution Demand (Per KWH or KW) |  |  |  | 0.025391 | 0.0033717 | 0.018083 | 0.016517 | 5.6237 | 7.8271 | 5.345 |  | #DIV/0! | #DIV/0! | #DIV/0! | #DIV/0! | #DIV/0! | #DIV/0! | #REF! | #REF! | #REF! | #REF! | #REF! | #REF! | #REF! | #REF! | #REF! | #REF! | #REF! | #REF! | #REF!
Distribution Customer
Distribution Customer (Per Customer Per Month) |  |  |  |  | 20.3305 | 20.3611 | 20.3652 | 20.7015 | 44.7688 | 0.30542 | 4.1563 |  | #DIV/0! | #DIV/0! | #DIV/0! | #DIV/0! | #DIV/0! | #DIV/0! | #REF! | #REF! | #REF! | #REF! | #REF! | #REF! | #REF! | #REF! | #REF! | #REF! | #REF! | #REF! | #REF!
Distribution Customer Margin (Per Customer Per Month) |  |  |  |  | 2.7764 | -17.839 | 11.8793 | 15.9396 | 53.9976 | 21.8892 | 10.764 |  | #DIV/0! | #DIV/0! | #DIV/0! | #DIV/0! | #DIV/0! | #DIV/0! | #REF! | #REF! | #REF! | #REF! | #REF! | #REF! | #REF! | #REF! | #REF! | #REF! | #REF! | #REF! | #REF!
| Total Distribution Customer (Per Customer Per Month) |  |  |  | 23.107 | 2.5221 | 32.2444 | 36.6411 | 98.7664 | 22.1946 | 14.9203 |  | #DIV/0! | #DIV/0! | #DIV/0! | #DIV/0! | #DIV/0! | #DIV/0! | #REF! | #REF! | #REF! | #REF! | #REF! | #REF! | #REF! | #REF! | #REF! | #REF! | #REF! | #REF! | #REF!
Unit Revenue Requirement @ Total System Rate of Return |  | 4.934% |  |  | 4.934% | 4.934% | 4.934% | 4.934% | 4.934% | 4.934% | 4.934% |  | 4.934% | 4.934% | 4.934% | 4.934% | 4.934%
Production & Purchased Power
Production & Purchased Power Demand (Per KWH or KW) |  |  |  |  | 0.020783 | 0 | 0.020797 | 0.017187 | 3.0007 | 9.7206 | 9.7206 |  | #DIV/0! | #DIV/0! | #DIV/0! | #DIV/0! | #DIV/0! | #DIV/0! | 0 | #DIV/0! | #DIV/0! | #DIV/0! | #DIV/0! | #DIV/0! | 0 | 0 | 0 | 0 | 0 | 0 | #REF!
Production & Purchased Power Demand Margin (Per KWH or KW) |  |  |  |  | 0 | 0 | 0 | 0 | 0 | 0 | 0 |  | #DIV/0! | #DIV/0! | #DIV/0! | #DIV/0! | #DIV/0! | #DIV/0! | #DIV/0! | #DIV/0! | #DIV/0! | #DIV/0! | #DIV/0! | #DIV/0! | #DIV/0! | #DIV/0! | #DIV/0! | #DIV/0! | #DIV/0! | 0 | #REF!
Production & Purchased Power Energy (Per KWH) |  |  |  |  | 0.051357 | 0.079468 | 0.0486 | 0.050839 | 0.054739 | 0.028732 | 0.029009 |  | #DIV/0! | #DIV/0! | #DIV/0! | #DIV/0! | #DIV/0! | 0 | #REF! | #REF! | #REF! | #REF! | #REF! | #REF! | #REF! | #REF! | #REF! | #REF! | #REF! | #REF! | #REF!
Production & Purchased Power Energy Margin (Per KWH) |  |  |  |  | 0 | 0 | 0 | 0 | 0 | 0 | 0 |  | #DIV/0! | #DIV/0! | #DIV/0! | #DIV/0! | #DIV/0!
Transmission Demand
Transmission Demand (Per KWH or KW) |  |  |  |  | 0 | 0 | 0 | 0 | 0 | 0 | 0 |  | #DIV/0! | #DIV/0! | #DIV/0! | #DIV/0! | #DIV/0!
Transmission Demand Margin (Per KWH or KW) |  |  |  |  | 0 | 0 | 0 | 0 | 0 | 0 | 0 |  | #DIV/0! | #DIV/0! | #DIV/0! | #DIV/0! | #DIV/0!
| Total Transmission Demand (Per KWH or KW) |  |  |  | 0 | 0 | 0 | 0 | 0 | 0 | 0 |  | #DIV/0! | #DIV/0! | #DIV/0! | #DIV/0! | #DIV/0!
Distribution Demand
Distribution Demand (Per KWH or KW) |  |  |  |  | 0.022408 | 0.022413 | 0.011488 | 0.0094119 | 2.9404 | 2.9434 | 2.9434 |  | #DIV/0! | #DIV/0! | #DIV/0! | #DIV/0! | #DIV/0! | #DIV/0! | #REF! | #REF! | #REF! | #REF! | #REF! | #REF! | #REF! | #REF! | #REF! | #REF! | #REF! | #REF! | #REF!
Distribution Demand Margin (Per KWH or KW) |  |  |  |  | 0.0086043 | 0.008548 | 0.0044457 | 0.0036527 | 1.1291 | 1.1309 | 1.1309 |  | #DIV/0! | #DIV/0! | #DIV/0! | #DIV/0! | #DIV/0! | #DIV/0! | #REF! | #REF! | #REF! | #REF! | #REF! | #REF! | #REF! | #REF! | #REF! | #REF! | #REF! | #REF! | #REF!
| Total Distribution Demand (Per KWH or KW) |  |  |  | 0.031012 | 0.030961 | 0.015934 | 0.013065 | 4.0694 | 4.0743 | 4.0743 |  | #DIV/0! | #DIV/0! | #DIV/0! | #DIV/0! | #DIV/0! | #DIV/0! | #REF! | #REF! | #REF! | #REF! | #REF! | #REF! | #REF! | #REF! | #REF! | #REF! | #REF! | #REF! | #REF!
Distribution Customer
Distribution Customer (Per Customer Per Month) |  |  |  |  | 20.3305 | 20.3611 | 20.3652 | 20.7015 | 44.7688 | 0.30542 | 4.1563 |  | #DIV/0! | #DIV/0! | #DIV/0! | #DIV/0! | #DIV/0! | #DIV/0! | #REF! | #REF! | #REF! | #REF! | #REF! | #REF! | #REF! | #REF! | #REF! | #REF! | #REF! | #REF! | #REF!
Distribution Customer Margin (Per Customer Per Month) |  |  |  |  | 8.0084 | 8.0084 | 8.0084 | 8.1942 | 22.7209 | 5.0687 | 5.0687 |  | #DIV/0! | #DIV/0! | #DIV/0! | #DIV/0! | #DIV/0! | #DIV/0! | #DIV/0! | #DIV/0! | #DIV/0! | #DIV/0! | #DIV/0! | #DIV/0! | #DIV/0! | #DIV/0! | #DIV/0! | #DIV/0! | #DIV/0! | #DIV/0! | #DIV/0!
| Total Distribution Customer (Per Customer Per Month) |  |  |  | 28.3389 | 28.3695 | 28.3736 | 28.8958 | 67.4897 | 5.3742 | 9.225 |  | #DIV/0! | #DIV/0! | #DIV/0! | #DIV/0! | #DIV/0! | #DIV/0! | #REF! | #REF! | #REF! | #REF! | #REF! | #REF! | #REF! | #REF! | #REF! | #REF! | #REF! | #REF! | #REF!
Unit Revenue Requirement @ Specified Rate of Return |  | 4.936% |  |  | 4.936% | 4.936% | 4.936% | 4.936% | 4.936% | 4.936% | 4.936% |  | 4.936% | 4.936% | 4.936% | 4.936% | 4.936% | 4.936% | 20% | 20% | 8% | 8% | 20% | 8% | 8% | 8% | 8% | 8% | 8% | 8% | 8%
Production & Purchased Power
Production & Purchased Power Demand (Per KWH or KW) |  |  |  |  | 0.020783 | 0 | 0.020797 | 0.017187 | 3.0007 | 9.7206 | 9.7206 |  | #DIV/0! | #DIV/0! | #DIV/0! | #DIV/0! | #DIV/0! | #DIV/0! | 0 | #DIV/0! | #DIV/0! | #DIV/0! | #DIV/0! | #DIV/0! | 0 | 0 | 0 | 0 | 0 | 0 | #REF!
Production & Purchased Power Demand Margin (Per KWH or KW) |  |  |  |  | 0 | 0 | 0 | 0 | 0 | 0 | 0 |  | #DIV/0! | #DIV/0! | #DIV/0! | #DIV/0! | #DIV/0! | #DIV/0! | #DIV/0! | #DIV/0! | #DIV/0! | #DIV/0! | #DIV/0! | #DIV/0! | #DIV/0! | #DIV/0! | #DIV/0! | #DIV/0! | #DIV/0! | 0 | #REF!
Production & Purchased Power Energy (Per KWH) |  |  |  |  | 0.051357 | 0.079468 | 0.0486 | 0.050839 | 0.054739 | 0.028732 | 0.029009 |  | #DIV/0! | #DIV/0! | #DIV/0! | #DIV/0! | #DIV/0! | 0 | #REF! | #REF! | #REF! | #REF! | #REF! | #REF! | #REF! | #REF! | #REF! | #REF! | #REF! | #REF! | #REF!
Production & Purchased Power Energy Margin (Per KWH) |  |  |  |  | 0 | 0 | 0 | 0 | 0 | 0 | 0 |  | #DIV/0! | #DIV/0! | #DIV/0! | #DIV/0! | #DIV/0!
Transmission Demand
Transmission Demand (Per KWH or KW) |  |  |  |  | 0 | 0 | 0 | 0 | 0 | 0 | 0 |  | #DIV/0! | #DIV/0! | #DIV/0! | #DIV/0! | #DIV/0!
Transmission Demand Margin (Per KWH or KW) |  |  |  |  | 0 | 0 | 0 | 0 | 0 | 0 | 0 |  | #DIV/0! | #DIV/0! | #DIV/0! | #DIV/0! | #DIV/0!
| Total Transmission Demand (Per KWH or KW) |  |  |  | 0 | 0 | 0 | 0 | 0 | 0 | 0 |  | #DIV/0! | #DIV/0! | #DIV/0! | #DIV/0! | #DIV/0!
Distribution Demand
Distribution Demand (Per KWH or KW) |  |  |  |  | 0.022408 | 0.022413 | 0.011488 | 0.0094119 | 2.9404 | 2.9434 | 2.9434 |  | #DIV/0! | #DIV/0! | #DIV/0! | #DIV/0! | #DIV/0! | #DIV/0! | #REF! | #REF! | #REF! | #REF! | #REF! | #REF! | #REF! | #REF! | #REF! | #REF! | #REF! | #REF! | 0
Distribution Demand Margin (Per KWH or KW) |  |  |  |  | 0.0086082 | 0.0085519 | 0.0044477 | 0.0036543 | 1.1296 | 1.1314 | 1.1314 |  | #DIV/0! | #DIV/0! | #DIV/0! | #DIV/0! | #DIV/0! | #DIV/0! | #DIV/0! | #DIV/0! | #DIV/0! | #DIV/0! | #DIV/0! | #DIV/0! | #DIV/0! | #DIV/0! | #DIV/0! | #DIV/0! | #DIV/0! | #DIV/0! | #DIV/0!
| Total Distribution Demand (Per KWH or KW) |  |  |  | 0.031016 | 0.030965 | 0.015936 | 0.013066 | 4.07 | 4.0748 | 4.0748 |  | #DIV/0! | #DIV/0! | #DIV/0! | #DIV/0! | #DIV/0! | #DIV/0! | #REF! | #REF! | #REF! | #REF! | #REF! | #REF! | #REF! | #REF! | #REF! | #REF! | #REF! | #REF! | #DIV/0!
Distribution Customer
Distribution Customer (Per Customer Per Month) |  |  |  |  | 20.3305 | 20.3611 | 20.3652 | 20.7015 | 44.7688 | 0.30542 | 4.1563 |  | #DIV/0! | #DIV/0! | #DIV/0! | #DIV/0! | #DIV/0! | #DIV/0! | #REF! | #REF! | #REF! | #REF! | #REF! | #REF! | #REF! | #REF! | #REF! | #REF! | #REF! | #REF! | 0
Distribution Customer Margin (Per Customer Per Month) |  |  |  |  | 8.0121 | 8.0121 | 8.0121 | 8.198 | 22.7313 | 5.0711 | 5.0711 |  | #DIV/0! | #DIV/0! | #DIV/0! | #DIV/0! | #DIV/0! | #DIV/0! | #DIV/0! | #DIV/0! | #DIV/0! | #DIV/0! | #DIV/0! | #DIV/0! | #DIV/0! | #DIV/0! | #DIV/0! | #DIV/0! | #DIV/0! | #DIV/0! | #DIV/0!
| Total Distribution Customer (Per Customer Per Month) |  |  |  | 28.3426 | 28.3732 | 28.3772 | 28.8995 | 67.5001 | 5.3765 | 9.2273 |  | #DIV/0! | #DIV/0! | #DIV/0! | #DIV/0! | #DIV/0! | #DIV/0! | #REF! | #REF! | #REF! | #REF! | #REF! | #REF! | #REF! | #REF! | #REF! | #REF! | #REF! | #REF! | #DIV/0!
Summary of Cost-Based Charges
At Current Class Rate of Return |  |  |  | 2.849% | 1.711% | -10.99% | 7.319% | 9.598% | 11.73% | 21.31% | 10.48% |  | #DIV/0! | #DIV/0! | #DIV/0! | #DIV/0! | #DIV/0! | 0%
| Customer Charge ($/month) |  |  |  | 23.107 | 2.5221 | 32.2444 | 36.6411 | 98.7664 | 22.1946 | 14.9203 |  | #DIV/0! | #DIV/0! | #DIV/0! | #DIV/0! | #DIV/0! | 0
| Energy Charge ($/kWh) |  |  |  | 0.09753 | 0.08284 | 0.08748 | 0.084543 | 0.054739 | 0.028732 | 0.029009 |  | #DIV/0! | #DIV/0! | #DIV/0! | #DIV/0! | #DIV/0! | #DIV/0!
| Demand Charge ($/kW) |  |  |  | 0 | 0 | 0 | 0 | 8.6245 | 17.5477 | 15.0656 |  | 0 | 0 | 0 | 0 | #DIV/0! | 0
At Current Total System Rate of Return |  |  |  | 4.934% | 4.934% | 4.934% | 4.934% | 4.934% | 4.934% | 4.934% | 4.934% |  | 0% | 0% | 0% | 0% | 0% | 9056288388%
| Customer Charge ($/month) |  |  |  | 28.3389 | 28.3695 | 28.3736 | 28.8958 | 67.4897 | 5.3742 | 9.225 |  | #DIV/0! | #DIV/0! | #DIV/0! | #DIV/0! | #DIV/0! | #DIV/0!
| Energy Charge ($/kWh) |  |  |  | 0.10315 | 0.11043 | 0.085331 | 0.081091 | 0.054739 | 0.028732 | 0.029009 |  | #DIV/0! | #DIV/0! | #DIV/0! | #DIV/0! | #DIV/0! | #DIV/0!
| Demand Charge ($/kW) |  |  |  | 0 | 0 | 0 | 0 | 7.0702 | 13.7949 | 13.7949 |  | 0 | 0 | 0 | 0 | #DIV/0! | 0 | [12 empty] | beretta12
At Specified Total System Rate of Return |  |  |  | 4.936% | 4.936% | 4.936% | 4.936% | 4.936% | 4.936% | 4.936% | 4.936% |  | 0% | 0% | 0% | 0% | 0% | 0%
| Customer Charge ($/month) |  |  |  | 28.3426 | 28.3732 | 28.3772 | 28.8995 | 67.5001 | 5.3765 | 9.2273 |  | #DIV/0! | #DIV/0! | #DIV/0! | #DIV/0! | #DIV/0! | #DIV/0!
| Energy Charge ($/kWh) |  |  |  | 0.10316 | 0.11043 | 0.085333 | 0.081092 | 0.054739 | 0.028732 | 0.029009 |  | #DIV/0! | #DIV/0! | #DIV/0! | #DIV/0! | #DIV/0! | #DIV/0!
| Demand Charge ($/kW) |  |  |  | 0 | 0 | 0 | 0 | 7.0707 | 13.7954 | 13.7954 |  | 0 | 0 | 0 | 0 | #DIV/0! | 0

## Billing Det
SHELBY ENERGY
Summary of Billing Determinants and Demand Analysis |  | 216
[5 empty] | 12 - Month | Sum of
[5 empty] | Individual | Individual | Class Demand | Sum of | Summer | Winter
|  | Average |  |  | Customer | Customer | During | Coincident | Coincident | Coincident |  | Average |  |  | % | %
Rate Class | Code | Customers | kWh | Revenue | Demand | Max Demand | Peak Month | Demands | Demands | Demands | Rate Class | Customers | kWh | Revenue | KWH | Revenue
Residential Service | 12 | 12967.0833 | 215297067 | 27088986.8469 | 1642839.0407 | 194065.3226 | 90407.569 | 671010.2209 | 185153.6808 | 485856.5401 | Residential Service | 12967.0833 | 215297067 | 27088986.8469 | 44.85% | 50.27%
Off Peak Retail Marketing (ETS) | 9 | 17.5 | 188379 | 15039.6486 | 1446.8026 | 358.1093 | 257.8387 | 0 | 0 | 0 | Off Peak Retail Marketing (ETS) | 17.5 | 188379 | 15039.6486 | 0.03924% | 0.02791%
Prepay Service | 15 | 812.4167 | 15282197 | 1907251.2308 | 59509.255 | 15433.856 | 7434.8439 | 47662.7883 | 12421.4907 | 35241.2976 | Prepay Service | 812.4167 | 15282197 | 1907251.2308 | 3.183% | 3.539%
General Service | 11 | 3755.8333 | 37399613 | 5329479.7927 | 119639.552 | 37870.488 | 37870.488 | 96393.5965 | 12409.9193 | 83983.6772 | General Service | 3755.8333 | 37399613 | 5329479.7927 | 7.791% | 9.89%
Large Power Service | 2 | 61.25 | 61631409 | 6195944.064 | 172990.871 | 14957.539 | 14957.539 | 77845.892 | 19861.4084 | 57984.4836 | Large Power Service | 61.25 | 61631409 | 6195944.064 | 12.84% | 11.5%
Large Industrial Rate | B1 | 14 | 114357154 | 10044317.2599 | 248805 | 21811 | 21811 | 124402.5 | 32460.5 | 91942 | Large Industrial Rate | 14 | 114357154 | 10044317.2599 | 23.82% | 18.64%
Large Industrial Rate | B2 | 1 | 34150560 | 2679903.4201 | 65236 | 5800 | 5800 | 32618 | 8100 | 24518 | Large Industrial Rate | 1 | 34150560 | 2679903.4201 | 7.114% | 4.973%
Outdoor and Street Lighting | 3 | 34 | 1748913 | 624736.0971 | 3689.3074 | 339.6291 | 0 | 0 | 0 | 0 | Outdoor and Street Lighting | 34 | 1748913 | 624736.0971 | 0.3643% | 1.159%
0 | 0 | 0 | 0 | 0 | 0 | 0 | 0 | 0 | 0 | 0 | -230572.4662 | 0 | 0 | 0 | 0 | 0
0 | 0 | 0 | 0 | 0 | 0 | 0 | 0 | 0 | 0 | 0 | -19138.0374 | 0 | 0 | 0 | 0 | 0
0 | 0 | 0 | 0 | 0 | 0 | 0 | 0 | 0 | 0 | 0 | -24155.279 | 0 | 0 | 0 | 0 | 0
0 | 0 | 0 | 0 | 0 | 0 | 0 | 0 | 0 | 0 | 0 | 80390.8824 | 0 | 0 | 0 | 0 | 0
0 | 0 | 0 | 0 | 0 | 0 | 0 | 0 | 0 | 0 | 0 | 0 | 0 | 0 | 0 | 0 | 0
0 | 0 | 0 | 0 |  | 0 | 0 | 0 | 0 | 0 | 0 | -264972.6642 | 0 | 0 | 0 | 0 | 0
0 | 0 | 0 | 0 |  | 0 | 0 | 0 | 0 | 0 | 0 | -9063.812 | 0 | 0 | 0 | 0 | 0
0 | 0 | 0 | 0 |  | 0 | 0 | 0 | 0 | 0 | 0 | -722250.2165 | 0 | 0 | 0 | 0 | 0
Total |  | 17663.0833 | 480055292 | 53885658.36 | 2314155.8288 | 290635.9441 | 178539.2786 | 1049932.9976 | 270406.9991 | 779525.9985 | Total | 17663.0833 | 480055292 | 53885658.36 | 100% | 100%
[11 empty] | Total w/o OL | 17628.0833
|  | 17581 | 483741084 | 54540957 | Form 7
|  | 82.0833 | -3685792 | -655298.64 | Variance
|  | 0.4669% | -0.7619% | -1.201% | Variance
SHELBY ENERGY
Summary of Billing Determinants and Demand Analysis |  | 744 | 672 | 744 | 720 | 744 | 720 | 744 | 744 | 720 | 744 | 720 | 744
Class Demand
|  | 0.00028973 | 0.00096283 | -8.8359e-08 | -5.7722e-07 | -9.1677e-08 | 0.00090084 | -2.2133e-08 | -3.6336e-08 | -8.2087e-08 | -4.6822e-07 | -5.499e-07 | 0.00025711 |  | SIC | During | Sum of | Summer | Winter
Rate Schedule | Code | Jan | Feb | Mar | Apr | May | Jun | Jul | Aug | Sep | Oct | Nov | Dec | Total | Max Demand | Peak Month | Coin Demand | Coin Demand | Coin Demand
Residential Service | 12 | 12789 | 12797 | 12843 | 12919 | 12992 | 13002 | 13016 | 13025 | 13056 | 13082 | 13044 | 13040 | 155605
kWh |  | 25989228 | 23248147 | 16891150 | 14284843 | 13294413 | 17702520 | 19128014 | 17456736 | 14820118 | 12326564 | 19824452 | 20330882 | 215297067
Average Demand |  | 34931.7581 | 34595.4568 | 22703.1586 | 19840.0597 | 17868.8347 | 24586.8333 | 25709.6962 | 23463.3548 | 20583.4972 | 16567.9624 | 27533.9611 | 27326.4543 | 24577.2908
Diversified Load Factor | . | 46.21% | 47.56% | 36.78% | 37.35% | 30.3% | 35.36% | 39.15% | 37.04% | 33.54% | 34.07% | 53.38% | 30.23%
Non-Coincident Demand |  | 75595.5063 | 72743.7389 | 61726.9674 | 53113.5408 | 58974.7497 | 69535.229 | 65671.306 | 63351.8252 | 61377.2298 | 48623.3741 | 51581.3514 | 90407.569 | 772702.3876 |  | 90407.569
Coincidence Factor |  | 85% | 85% | 85% | 80% | 85% | 90% | 95% | 95% | 90% | 85% | 80% | 85%
Coincident Demand |  | 64256.1803 | 61832.178 | 52467.9223 | 42490.8327 | 50128.5372 | 62581.7061 | 62387.7407 | 60184.2339 | 55239.5068 | 41329.868 | 41265.0811 | 76846.4336 | 671010.2209 |  |  | 671010.2209 | 185153.6808 | 485856.5401
Individual Customer Load Factor |  | 18% | 18% | 18% | 18% | 18% | 18% | 18% | 18% | 18% | 18% | 18% | 18%
Sum of Individual Customer Demands |  | 194065.3226 | 192196.9825 | 126128.6589 | 110222.554 | 99271.3038 | 136593.5185 | 142831.6458 | 130351.9713 | 114352.7623 | 92044.2354 | 152966.4506 | 151813.635 | 1642839.0407 | 194065.3226
Off Peak Retail Marketing (ETS) | 9 | 31 | 29 | 30 | 22 | 11 | 6 | 3 | 4 | 11 | 17 | 21 | 25 | 210
kWh |  | 47958 | 37997 | 26269 | 12735 | 2296 | 1478 | 1363 | 1496 | 2804 | 7229 | 22154 | 24600 | 188379
Average Demand |  | 64.4597 | 56.5432 | 35.3078 | 17.6875 | 3.086 | 2.0528 | 1.832 | 2.0108 | 3.8944 | 9.7164 | 30.7694 | 33.0645 | 21.5045
Diversified Load Factor |  | 25% | 25% | 25% | 25% | 25% | 25% | 25% | 25% | 25% | 25% | 25% | 25%
Non-Coincident Demand |  | 257.8387 | 226.1726 | 141.2312 | 70.75 | 12.3441 | 8.2111 | 7.328 | 8.043 | 15.5778 | 38.8656 | 123.0778 | 132.2581 | 1041.6979 |  | 257.8387
Coincidence Factor | bar: Jan to Dec
Coincident Demand |  | 0 | 0 | 0 | 0 | 0 | 0 | 0 | 0 | 0 | 0 | 0 | 0 | 0 |  |  | 0 | 0 | 0
Individual Customer Load Factor |  | 18% | 18% | 18% | 18% | 18% | 18% | 18% | 18% | 18% | 18% | 18% | 18%
Sum of Individual Customer Demands |  | 358.1093 | 314.1286 | 196.1544 | 98.2639 | 17.1446 | 11.4043 | 10.1777 | 11.1708 | 21.6358 | 53.98 | 170.9414 | 183.6918 | 1446.8026 | 358.1093
Prepay Service | 15 | 836 | 838 | 833 | 818 | 825 | 822 | 818 | 810 | 797 | 791 | 782 | 779 | 9749
kWh |  | 2066902 | 1441060 | 1223888 | 844743 | 1110068 | 1257638 | 1284977 | 1097695 | 887187 | 931477 | 1464612 | 1671950 | 15282197
Average Demand |  | 2778.0941 | 2144.4345 | 1645.0108 | 1173.2542 | 1492.0269 | 1746.7194 | 1727.1196 | 1475.3965 | 1232.2042 | 1251.9852 | 2034.1833 | 2247.2446 | 1744.543
Diversified Load Factor |  | 46.21% | 47.56% | 36.78% | 37.35% | 30.3% | 35.36% | 39.15% | 37.04% | 33.54% | 34.07% | 53.38% | 30.23%
Non-Coincident Demand |  | 6012.0486 | 4509.0945 | 4472.5726 | 3140.902 | 4924.3229 | 4939.9829 | 4411.6508 | 3983.6188 | 3674.2677 | 3674.3049 | 3810.7821 | 7434.8439 | 54988.3918 |  | 7434.8439
Coincidence Factor |  | 85% | 85% | 85% | 80% | 85% | 90% | 95% | 95% | 90% | 85% | 80% | 85%
Coincident Demand |  | 5110.2414 | 3832.7303 | 3801.6867 | 2512.7216 | 4185.6745 | 4445.9846 | 4191.0682 | 3784.4379 | 3306.8409 | 3123.1592 | 3048.6257 | 6319.6174 | 47662.7883 |  |  | 47662.7883 | 12421.4907 | 35241.2976
Individual Customer Load Factor |  | 18% | 18% | 18% | 18% | 18% | 18% | 18% | 18% | 18% | 18% | 18% | 18%
Sum of Individual Customer Demands |  | 15433.856 | 3591.71 | 4071.129 | 4182.01 | 4113.59 | 4614.736 | 4315.387 | 4035.087 | 3944.108 | 3889.912 | 3650.136 | 3667.594 | 59509.255 | 15433.856
General Service | 11 | 3696 | 3714 | 3719 | 3709 | 3701 | 3729 | 3735 | 3755 | 3782 | 3840 | 3845 | 3845 | 45070
kWh |  | 3657788 | 3427223 | 2868755 | 2656865 | 2684122 | 3155602 | 3321744 | 3262272 | 3041071 | 2713042 | 3593643 | 3017486 | 37399613
Average Demand |  | 4916.3817 | 5100.0342 | 3855.8535 | 3690.0903 | 3607.6909 | 4382.7806 | 4464.7097 | 4384.7742 | 4223.7097 | 3646.5618 | 4991.1708 | 4055.7608 | 4269.3622
Diversified Load Factor |  | 36.21% | 37.56% | 26.78% | 27.35% | 20.3% | 25.36% | 29.15% | 27.04% | 23.54% | 24.07% | 43.38% | 20.23%
Non-Coincident Demand |  | 13577.8733 | 4638.08 | 4881.938 | 6305.746 | 5211.718 | 5410.131 | 5487.006 | 5649.422 | 6563.013 | 5168.756 | 27760.624 | 37870.488 | 128524.7953 |  | 37870.488
Coincidence Factor |  | 75% | 75% | 75% | 75% | 75% | 75% | 75% | 75% | 75% | 75% | 75% | 75%
Coincident Demand |  | 10183.405 | 3478.56 | 3661.4535 | 4729.3095 | 3908.7885 | 4057.5983 | 4115.2545 | 4237.0665 | 4922.2598 | 3876.567 | 20820.468 | 28402.866 | 96393.5965 |  |  | 96393.5965 | 12409.9193 | 83983.6772
Individual Customer Load Factor |  | 104.8% | 99.32% | 78.98% | 56.63% | 69.22% | 78.4% | 81.37% | 77.61% | 62.28% | 70.55% | 17.4% | 10.71%
Sum of Individual Customer Demands |  | 4692.63 | 4638.08 | 4881.938 | 6305.746 | 5211.718 | 5410.131 | 5487.006 | 5649.422 | 6563.013 | 5168.756 | 27760.624 | 37870.488 | 119639.552 | 37870.488
Large Power Service | 2 | 62 | 61 | 61 | 61 | 61 | 61 | 61 | 61 | 61 | 61 | 62 | 62 | 735
kWh |  | 4775371 | 4657032 | 5182393 | 4965178 | 5278476 | 5537797 | 5607674 | 5531351 | 5163745 | 5027214 | 5028090 | 4877088 | 61631409
Average Demand |  | 6418.5094 | 6930.1071 | 6965.582 | 6896.0806 | 7094.7258 | 7691.3847 | 7537.1962 | 7434.6116 | 7171.8681 | 6757.0081 | 6983.4583 | 6555.2258 | 7035.549
Diversified Load Factor |  | 45.41% | 43.78% | 47.91% | 46.4% | 50.19% | 51.68% | 51% | 49.71% | 46.4% | 48.53% | 47.88% | 45.61%
Non-Coincident Demand |  | 14134.829 | 14298.957 | 14538.75 | 14382.525 | 14134.444 | 14401.578 | 14779.859 | 14955.026 | 14957.539 | 13922.013 | 14114.056 | 14371.295 | 172990.871 |  | 14957.539
Coincidence Factor |  | 45% | 45% | 45% | 45% | 45% | 45% | 45% | 45% | 45% | 45% | 45% | 45%
Coincident Demand |  | 6360.6731 | 6434.5307 | 6542.4375 | 6472.1362 | 6360.4998 | 6480.7101 | 6650.9366 | 6729.7617 | 6730.8926 | 6264.9059 | 6351.3252 | 6467.0828 | 77845.892 |  |  | 77845.892 | 19861.4084 | 57984.4836
Individual Customer Load Factor |  | 45.41% | 43.78% | 47.91% | 46.4% | 50.19% | 51.68% | 51% | 49.71% | 46.4% | 48.53% | 47.88% | 45.61%
Sum of Individual Customer Demands |  | 14134.829 | 14298.957 | 14538.75 | 14382.525 | 14134.444 | 14401.578 | 14779.859 | 14955.026 | 14957.539 | 13922.013 | 14114.056 | 14371.295 | 172990.871 | 14957.539
Large Industrial Rate | B1 | 14 | 14 | 14 | 14 | 14 | 14 | 14 | 14 | 14 | 14 | 14 | 14 | 168
kWh |  | 9660611 | 8921434 | 9725557 | 9370974 | 10037201 | 10160496 | 10575699 | 10477447 | 9027835 | 8554361 | 8867917 | 8977622 | 114357154
Average Demand |  | 12984.6922 | 13275.9435 | 13071.9852 | 13015.2417 | 13490.8616 | 14111.8 | 14214.6492 | 14082.5901 | 12538.6597 | 11497.797 | 12316.5514 | 12066.6962 | 13054.4696
Diversified Load Factor |  | 63.68% | 64.45% | 63.84% | 62.93% | 63.97% | 65.64% | 65.17% | 65.16% | 60.59% | 57.38% | 61.99% | 60.2%
Non-Coincident Demand |  | 20389 | 20600 | 20475 | 20682 | 21090 | 21499 | 21811 | 21611 | 20694 | 20039 | 19869 | 20046 | 248805 |  | 21811
Coincidence Factor |  | 50% | 50% | 50% | 50% | 50% | 50% | 50% | 50% | 50% | 50% | 50% | 50%
Coincident Demand |  | 10194.5 | 10300 | 10237.5 | 10341 | 10545 | 10749.5 | 10905.5 | 10805.5 | 10347 | 10019.5 | 9934.5 | 10023 | 124402.5 |  |  | 124402.5 | 32460.5 | 91942
Individual Customer Load Factor |  | 63.68% | 64.45% | 63.84% | 62.93% | 63.97% | 65.64% | 65.17% | 65.16% | 60.59% | 57.38% | 61.99% | 60.2%
Sum of Individual Customer Demands |  | 20389 | 20600 | 20475 | 20682 | 21090 | 21499 | 21811 | 21611 | 20694 | 20039 | 19869 | 20046 | 248805 | 21811
Large Industrial Rate | B2 | [12 empty] | 12 | bar: Jan to Dec
kWh |  | 2778091 | 2422814 | 2854032 | 2692002 | 2857609 | 3103071 | 2821543 | 3239454 | 3044462 | 2982040 | 2782532 | 2572910 | 34150560
Average Demand |  | 3733.9933 | 3605.378 | 3836.0645 | 3738.8917 | 3840.8723 | 4309.8208 | 3792.3965 | 4354.1048 | 4228.4194 | 4008.1183 | 3864.6278 | 3458.2124 | 3898.4658
Diversified Load Factor |  | 64.38% | 62.16% | 66.14% | 64.46% | 73.37% | 75.94% | 72.5% | 82.25% | 83.12% | 74.67% | 77.29% | 67.2%
Non-Coincident Demand |  | 5800 | 5800 | 5800 | 5800 | 5235 | 5675 | 5231 | 5294 | 5087 | 5368 | 5000 | 5146 | 65236 |  | 5800
Coincidence Factor |  | 50% | 50% | 50% | 50% | 50% | 50% | 50% | 50% | 50% | 50% | 50% | 50%
Coincident Demand |  | 2900 | 2900 | 2900 | 2900 | 2617.5 | 2837.5 | 2615.5 | 2647 | 2543.5 | 2684 | 2500 | 2573 | 32618 |  |  | 32618 | 8100 | 24518
Individual Customer Load Factor |  | 64.38% | 62.16% | 66.14% | 64.46% | 73.37% | 75.94% | 72.5% | 82.25% | 83.12% | 74.67% | 77.29% | 67.2%
Sum of Individual Customer Demands |  | 5800 | 5800 | 5800 | 5800 | 5235 | 5675 | 5231 | 5294 | 5087 | 5368 | 5000 | 5146 | 65236 | 5800
Outdoor and Street Lighting | 3 | 34 | 34 | 34 | 34 | 34 | 34 | 34 | 34 | 34 | 34 | 34 | 34 | 408
kWh |  | 149218 | 148350 | 148414 | 146959 | 146453 | 145758 | 145283 | 144475 | 143877 | 143501 | 143649 | 142976 | 1748913
Average Demand |  | 200.5618 | 220.7589 | 199.4812 | 204.1097 | 196.8454 | 202.4417 | 195.2728 | 194.1868 | 199.8292 | 192.8777 | 199.5125 | 192.172 | 199.6476
Diversified Load Factor |  | 0% | 0% | 0% | 25% | 25% | 25% | 25% | 0% | 0% | 0% | 0% | 0%
Non-Coincident Demand |  | 0 | 0 | 0 | 0 | 0 | 0 | 0 | 0 | 0 | 0 | 0 | 0 | 0 |  | 0
Coincidence Factor |  | 100% | 100% | 100% | 0% | 0% | 0% | 0% | 0% | 0% | 100% | 100% | 100%
Coincident Demand |  | 0 | 0 | 0 | 0 | 0 | 0 | 0 | 0 | 0 | 0 | 0 | 0 | 0 |  |  | 0 | 0 | 0
Individual Customer Load Factor |  | 65% | 65% | 65% | 65% | 65% | 65% | 65% | 65% | 65% | 65% | 65% | 65%
Sum of Individual Customer Demands |  | 308.5567 | 339.6291 | 306.8941 | 314.015 | 302.8391 | 311.4487 | 300.4198 | 298.749 | 307.4295 | 296.7349 | 306.9423 | 295.6493 | 3689.3074 | 339.6291
0 | 0
Kwh's |  | 0 | 0 | 0 | 0 | 0 | 0 | 0 | 0 | 0 | 0 | 0 | 0 | 0
Average Demand |  | 0 | 0 | 0 | 0 | 0 | 0 | 0 | 0 | 0 | 0 | 0 | 0 | 0
Diversified Load Factor |  | 0% | 0% | 0% | 25% | 25% | 25% | 25% | 0% | 0% | 0% | 0% | 0%
Non-Coincident Demand |  | 0 | 0 | 0 | 0 | 0 | 0 | 0 | 0 | 0 | 0 | 0 | 0 | 0 |  | 0
Coincidence Factor |  | 100% | 100% | 100% | 0% | 0% | 0% | 0% | 0% | 0% | 100% | 100% | 100%
Coincident Demand |  | 0 | 0 | 0 | 0 | 0 | 0 | 0 | 0 | 0 | 0 | 0 | 0 | 0 |  |  | 0 | 0 | 0
Individual Customer Load Factor |  | 65% | 65% | 65% | 65% | 65% | 65% | 65% | 65% | 65% | 65% | 65% | 65%
Sum of Individual Customer Demands |  | 0 | 0 | 0 | 0 | 0 | 0 | 0 | 0 | 0 | 0 | 0 | 0 | 0 | 0
0 | 0
Kwh's |  | 0 | 0 | 0 | 0 | 0 | 0 | 0 | 0 | 0 | 0 | 0 | 0 | 0
Average Demand |  | 0 | 0 | 0 | 0 | 0 | 0 | 0 | 0 | 0 | 0 | 0 | 0 | 0
Diversified Load Factor |  | 0% | 0% | 0% | 25% | 25% | 25% | 25% | 0% | 0% | 0% | 0% | 0%
Non-Coincident Demand |  | Apr: 0; May: 0; Jun: 0; Jul: 0; Aug: 0 | 0 |  | 0
Coincidence Factor |  | 100% | 100% | 100% | 0% | 0% | 0% | 0% | 0% | 0% | 100% | 100% | 100%
Coincident Demand |  | 0 | 0 | 0 | 0 | 0 | 0 | 0 | 0 | 0 | 0 | 0 | 0 | 0 |  |  | 0 | 0 | 0
Individual Customer Load Factor |  | 65% | 65% | 65% | 65% | 65% | 65% | 65% | 65% | 65% | 65% | 65% | 65%
Sum of Individual Customer Demands |  | 0 | 0 | 0 | 0 | 0 | 0 | 0 | 0 | 0 | 0 | 0 | 0 | 0 | 0
0 | 0
Kwh's |  | 0 | 0 | 0 | 0 | 0 | 0 | 0 | 0 | 0 | 0 | 0 | 0 | 0
Average Demand |  | 0 | 0 | 0 | 0 | 0 | 0 | 0 | 0 | 0 | 0 | 0 | 0 | 0
Diversified Load Factor |  | 0% | 0% | 0% | 25% | 25% | 25% | 25% | 0% | 0% | 0% | 0% | 0%
Non-Coincident Demand |  | Apr: 0; May: 0; Jun: 0; Jul: 0; Aug: 0 | 0 |  | 0
Coincidence Factor |  | 100% | 100% | 100% | 0% | 0% | 0% | 0% | 0% | 0% | 100% | 100% | 100%
Coincident Demand |  | 0 | 0 | 0 | 0 | 0 | 0 | 0 | 0 | 0 | 0 | 0 | 0 | 0 |  |  | 0 | 0 | 0
Individual Customer Load Factor |  | 65% | 65% | 65% | 65% | 65% | 65% | 65% | 65% | 65% | 65% | 65% | 65%
Sum of Individual Customer Demands |  | 0 | 0 | 0 | 0 | 0 | 0 | 0 | 0 | 0 | 0 | 0 | 0 | 0 | 0
0 | 0
Kwh's |  | 0 | 0 | 0 | 0 | 0 | 0 | 0 | 0 | 0 | 0 | 0 | 0 | 0
Average Demand |  | 0 | 0 | 0 | 0 | 0 | 0 | 0 | 0 | 0 | 0 | 0 | 0 | 0
Diversified Load Factor |  | 0% | 0% | 0% | 25% | 25% | 25% | 25% | 0% | 0% | 0% | 0% | 0%
Non-Coincident Demand |  | Apr: 0; May: 0; Jun: 0; Jul: 0; Aug: 0 | 0 |  | 0
Coincidence Factor |  | 100% | 100% | 100% | 0% | 0% | 0% | 0% | 0% | 0% | 100% | 100% | 100%
Coincident Demand |  | 0 | 0 | 0 | 0 | 0 | 0 | 0 | 0 | 0 | 0 | 0 | 0 | 0 |  |  | 0 | 0 | 0
Individual Customer Load Factor |  | 65% | 65% | 65% | 65% | 65% | 65% | 65% | 65% | 65% | 65% | 65% | 65%
Sum of Individual Customer Demands |  | 0 | 0 | 0 | 0 | 0 | 0 | 0 | 0 | 0 | 0 | 0 | 0 | 0 | 0
0 | 0
Kwh's |  | 0 | 0 | 0 | 0 | 0 | 0 | 0 | 0 | 0 | 0 | 0 | 0 | 0
Average Demand |  | 0 | 0 | 0 | 0 | 0 | 0 | 0 | 0 | 0 | 0 | 0 | 0 | 0
Diversified Load Factor |  | 0% | 0% | 0% | 25% | 25% | 25% | 25% | 0% | 0% | 0% | 0% | 0%
Non-Coincident Demand |  | Apr: 0; May: 0; Jun: 0; Jul: 0; Aug: 0 | 0 |  | 0
Coincidence Factor |  | 100% | 100% | 100% | 0% | 0% | 0% | 0% | 0% | 0% | 100% | 100% | 100%
Coincident Demand |  | 0 | 0 | 0 | 0 | 0 | 0 | 0 | 0 | 0 | 0 | 0 | 0 | 0 |  |  | 0 | 0 | 0
Individual Customer Load Factor |  | 65% | 65% | 65% | 65% | 65% | 65% | 65% | 65% | 65% | 65% | 65% | 65%
Sum of Individual Customer Demands |  | 0 | 0 | 0 | 0 | 0 | 0 | 0 | 0 | 0 | 0 | 0 | 0 | 0 | 0
0 | 0
Kwh's |  | 0 | 0 | 0 | 0 | 0 | 0 | 0 | 0 | 0 | 0 | 0 | 0 | 0
Average Demand |  | 0 | 0 | 0 | 0 | 0 | 0 | 0 | 0 | 0 | 0 | 0 | 0 | 0
Diversified Load Factor |  | 0% | 0% | 0% | 25% | 25% | 25% | 25% | 0% | 0% | 0% | 0% | 0%
Non-Coincident Demand |  | Apr: 0; May: 0; Jun: 0; Jul: 0; Aug: 0 | 0 |  | 0
Coincidence Factor |  | 100% | 100% | 100% | 0% | 0% | 0% | 0% | 0% | 0% | 100% | 100% | 100%
Coincident Demand |  | 0 | 0 | 0 | 0 | 0 | 0 | 0 | 0 | 0 | 0 | 0 | 0 | 0 |  |  | 0 | 0 | 0
Individual Customer Load Factor |  | 65% | 65% | 65% | 65% | 65% | 65% | 65% | 65% | 65% | 65% | 65% | 65%
Sum of Individual Customer Demands |  | 0 | 0 | 0 | 0 | 0 | 0 | 0 | 0 | 0 | 0 | 0 | 0 | 0 | 0
0 | 0
Kwh's |  | 0 | 0 | 0 | 0 | 0 | 0 | 0 | 0 | 0 | 0 | 0 | 0 | 0
Average Demand |  | 0 | 0 | 0 | 0 | 0 | 0 | 0 | 0 | 0 | 0 | 0 | 0 | 0
Diversified Load Factor |  | 0% | 0% | 0% | 25% | 25% | 25% | 25% | 0% | 0% | 0% | 0% | 0%
Non-Coincident Demand |  | Apr: 0; May: 0; Jun: 0; Jul: 0; Aug: 0 | 0 |  | 0
Coincidence Factor |  | 100% | 100% | 100% | 0% | 0% | 0% | 0% | 0% | 0% | 100% | 100% | 100%
Coincident Demand |  | 0 | 0 | 0 | 0 | 0 | 0 | 0 | 0 | 0 | 0 | 0 | 0 | 0 |  |  | 0 | 0 | 0
Individual Customer Load Factor |  | 65% | 65% | 65% | 65% | 65% | 65% | 65% | 65% | 65% | 65% | 65% | 65%
Sum of Individual Customer Demands |  | 0 | 0 | 0 | 0 | 0 | 0 | 0 | 0 | 0 | 0 | 0 | 0 | 0 | 0
0 | 0
Kwh's |  | 0 | 0 | 0 | 0 | 0 | 0 | 0 | 0 | 0 | 0 | 0 | 0 | 0
Average Demand |  | 0 | 0 | 0 | 0 | 0 | 0 | 0 | 0 | 0 | 0 | 0 | 0 | 0
Diversified Load Factor |  | 0% | 0% | 0% | 25% | 25% | 25% | 25% | 0% | 0% | 0% | 0% | 0%
Non-Coincident Demand |  | Apr: 0; May: 0; Jun: 0; Jul: 0; Aug: 0 | 0 |  | 0
Coincidence Factor |  | 100% | 100% | 100% | 0% | 0% | 0% | 0% | 0% | 0% | 100% | 100% | 100%
Coincident Demand |  | 0 | 0 | 0 | 0 | 0 | 0 | 0 | 0 | 0 | 0 | 0 | 0 | 0 |  |  | 0 | 0 | 0
Individual Customer Load Factor |  | 65% | 65% | 65% | 65% | 65% | 65% | 65% | 65% | 65% | 65% | 65% | 65%
Sum of Individual Customer Demands |  | 0 | 0 | 0 | 0 | 0 | 0 | 0 | 0 | 0 | 0 | 0 | 0 | 0 | 0
Metered CP |  | 99005 | 88778 | 79611 | 69446 | 77746 | 91153 | 90866 | 88388 | 83090 | 67298 | 83920 | 130632 | 1049933
Calculated CP |  | 99004.9997 | 88777.999 | 79611 | 69446 | 77746 | 91152.9991 | 90866 | 88388 | 83090 | 67298 | 83920 | 130631.9997 | 1049932.9976 | 100%
Difference |  | 0.00028973 | 0.00096283 | -8.8359e-08 | -5.7722e-07 | -9.1677e-08 | 0.00090084 | -2.2133e-08 | -3.6336e-08 | -8.2087e-08 | -4.6822e-07 | -5.499e-07 | 0.00025711 | 0.0024086

## Purchased Power
SHELBY ENERGY
Purchased Power
# | Item | Jan | Feb | Mar | Apr | May | Jun | Jul | Aug | Sep | Oct | Nov | Dec | TOTAL
1 | RATE E2 TOTAL | [12 empty] | 0
2 | Billing Demand | 81803 | 75611 | 65125 | 51833 | 58859 | 70656 | 69790 | 68334 | 64312 | 52735 | 67301 | 117889 | 844248
3 | KWH | 41650175 | 33426481 | 27934351 | 24077759 | 24143807 | 28758147 | 32333572 | 30243541 | 24666176 | 22645408 | 27932133 | 37375904 | 355187454
4 | Demand $ | 534335 | 493460 | 425392 | 339653 | 386037 | 461922 | 456334 | 448086 | 420462 | 344831 | 440836 | 769458 | 5520806
5 | Energy $ | 1937852 | 1555237 | 1301833 | 1122452 | 1154849 | 1380568 | 1550973 | 1452555 | 1180884 | 1056983 | 1302820 | 1739629 | 16736635
6 | Metering $ | 1963 | 1963 | 1963 | 1963 | 1963 | 1963 | 1963 | 1963 | 1963 | 1963 | 1963 | 1963 | 23556
7 | Sub/Wheeling $ | 50715 | 50715 | 50715 | 50715 | 50715 | 50715 | 50715 | 50715 | 50715 | 50715 | 50715 | 50715 | 608580
8 | FAC $ | 327369 | 329259 | 279622 | 147799 | 170697 | 263999 | 532858 | 449418 | 485678 | 481895 | 424847 | 576848 | 4470289
9 | ES $ | 395754 | 331884 | 215962 | 260389 | 287516 | 395762 | 457259 | 347095 | 245008 | 263736 | 334758 | 505737 | 4040860
10 | TOTAL $ | 3247988 | 2762518 | 2275487 | 1922971 | 2051777 | 2554929 | 3050102 | 2749832 | 2384710 | 2200123 | 2555939 | 3644350 | 31400726
11 | RATE B TOTAL | [12 empty] | 0
12 | Billing Demand | 18580 | 17819 | 19265 | 18441 | 20809 | 21243 | 21941 | 21828 | 21528 | 19802 | 19455 | 18474 | 239185
13 | KWH | 11824915 | 10524998 | 11992907 | 11467433 | 12451027 | 12833578 | 12977241 | 13296903 | 11412297 | 11049999 | 11097915 | 10969405 | 141898618
14 | Demand $ | 140112 | 134135 | 146326 | 142584 | 144420 | 147270 | 153161 | 151329 | 148997 | 135584 | 133411 | 125092 | 1702421
15 | Energy $ | 471625 | 419401 | 478324 | 457366 | 498592 | 538533 | 523417 | 538432 | 451601 | 440719 | 439579 | 444049 | 5701638
16 | FAC $ | 92944 | 107474 | 120050 | 116302 | 88029 | 117812 | 213865 | 197592 | 220070 | 235144 | 167396 | 164766 | 1841444
17 | ES $ | 97809 | 89753 | 78119 | 105378 | 119365 | 141967 | 156159 | 126425 | 94105 | 110398 | 112298 | 118469 | 1350245
18 | TOTAL $ | 802490 | 750763 | 822819 | 821630 | 850406 | 945582 | 1046602 | 1013778 | 914773 | 921845 | 852684 | 852376 | 10595748
19 | DLC TOTAL
20 | ES $ | -379 | -198 | -288 | -424 | -451 | -48 | -489 | -43 | 0 | -371 | -415 | -443 | -3549
21 | DLC $ | -2728 | -1449 | -2745 | -2755 | -2759 | -264 | -2770 | -295 | 0 | -2722 | -2747 | -2744 | -23978
22 | TOTAL $ | -3107 | -1647 | -3033 | -3179 | -3210 | -312 | -3259 | -338 | 0 | -3093 | -3162 | -3187 | -27527
23 | TOTAL
24 | Billing Demand | 100383 | 93430 | 84390 | 70274 | 79668 | 91899 | 91731 | 90162 | 85840 | 72537 | 86756 | 136363 | 1083433
25 | KWH | 53475090 | 43951479 | 39927258 | 35545192 | 36594834 | 41591725 | 45310813 | 43540444 | 36078473 | 33695407 | 39030048 | 48345309 | 497086072
26 | Demand $ | 674447 | 627595 | 571718 | 482237 | 530457 | 609192 | 609495 | 599415 | 569459 | 480415 | 574247 | 894550 | 7223227
27 | Energy $ | 2409477 | 1974638 | 1780157 | 1579818 | 1653441 | 1919101 | 2074390 | 1990987 | 1632485 | 1497702 | 1742399 | 2183678 | 22438273
28 | Metering $ | 1963 | 1963 | 1963 | 1963 | 1963 | 1963 | 1963 | 1963 | 1963 | 1963 | 1963 | 1963 | 23556
29 | Sub/Wheeling $ | 50715 | 50715 | 50715 | 50715 | 50715 | 50715 | 50715 | 50715 | 50715 | 50715 | 50715 | 50715 | 608580
30 | FAC $ | 420313 | 436733 | 399672 | 264101 | 258726 | 381811 | 746723 | 647010 | 705748 | 717039 | 592243 | 741614 | 6311733
31 | ES $ | 493563 | 421637 | 294081 | 365767 | 406881 | 537729 | 613418 | 473520 | 339113 | 374134 | 447056 | 624206 | 5391105
32 | Green Power KWH | 8100 | 8100 | 8100 | 8100 | 8100 | 8100 | 8100 | 8100 | 8100 | 8100 | 8100 | 8100 | 97200
33 | Green Power $ | 203 | 203 | 203 | 203 | 203 | 203 | 203 | 203 | 203 | 203 | 203 | 203 | 2436
34 | Panel Production Credit $ | -113 | -121 | -177 | -227 | -295 | -445 | -631 | -444 | -602 | -437 | -300 | -196 | -3988
35 | TOTAL $ | 4047461 | 3511716 | 3095299 | 2741398 | 2898881 | 3499957 | 4093017 | 3763031 | 3299084 | 3118641 | 3405364 | 4493546 | 41967395
36
37 | SubTotal Demand $ | 727125 | 680273 | 624396 | 534915 | 583135 | 661870 | 662173 | 652093 | 622137 | 533093 | 626925 | 947228 | 7855363
38 | SubTotal Energy $ | 2829790 | 2411371 | 2179829 | 1843919 | 1912167 | 2300912 | 2821113 | 2637997 | 2338233 | 2214741 | 2334642 | 2925292 | 28750006
39 | SubTotal $ | 3556915 | 3091644 | 2804225 | 2378834 | 2495302 | 2962782 | 3483286 | 3290090 | 2960370 | 2747834 | 2961567 | 3872520 | 36605369
40 | SubTotal Demand % | 0.20443 | 0.22004 | 0.22266 | 0.22486 | 0.23369 | 0.22339 | 0.1901 | 0.1982 | 0.21016 | 0.194 | 0.21169 | 0.2446 | 0.2146
41 | SubTotal Energy % | 0.79557 | 0.77996 | 0.77734 | 0.77514 | 0.76631 | 0.77661 | 0.8099 | 0.8018 | 0.78984 | 0.806 | 0.78831 | 0.7554 | 0.7854
42
43 | Reconciliation | Dec: Total Purchased Power | 41967395
44 |  | Dec: less Panel Prod Credit | -3988
45 |  | Dec: Acct 555 | 41971379
|  | Dec: Variance | -4
| Billing Demand | 100383 | 93430 | 84390 | 70274 | 79668 | 91899 | 91731 | 90162 | 85840 | 72537 | 86756 | 136363
| CP TOD Demand | 99005 | 88778 | 79611 | 69446 | 77746 | 91153 | 90866 | 88388 | 83090 | 67298 | 83920 | 130632
| NCP Demand | 112817 | 101160 | 91401 | 79493 | 84492 | 96873 | 97770 | 94841 | 87650 | 73800 | 91041 | 140103
| Contract Demand | 18200 | 17550 | 18450 | 16650 | 20150 | 20800 | 21075 | 21475 | 20825 | 19650 | 19150 | 18350
| Rate B Substation Data | Jan: Demand $
|  | 14550 | 16516 | 17384 | 14699 | 13482 | 15599 | 14980 | 14980 | 14980 | 14980 | 14980 | 12733
|  | 11984 | 12733 | 12733 | 12733 | 12733 | 13632 | 16178 | 14980 | 14980 | 13482 | 13192 | 11984
|  | 12733 | 10486 | 12733 | 11954 | 17075 | 14959 | 16597 | 16477 | 17515 | 12733 | 11984 | 11984
|  | 22049 | 20223 | 20972 | 21721 | 24216 | 22660 | 24256 | 22470 | 22470 | 22470 | 18875 | 19404
|  | 3745 | 3745 | 3745 | 3745 | 4120 | 4494 | 4494 | 4494 | 4130 | 4120 | 3745 | 3745
|  | 10585 | 7490 | 10486 | 11484 | 12733 | 12733 | 14460 | 15050 | 13582 | 10486 | 11984 | 11984
|  | 4879 | 3745 | 4869 | 5602 | 6331 | 7490 | 8727 | 8797 | 7805 | 6256 | 5952 | 4869
|  | 3745 | 3745 | 3745 | 3745 | 4494 | 4494 | 4307 | 4307 | 4307 | 3745 | 3745 | 3745
|  | 5618 | 5618 | 9475 | 5992 | 8988 | 10974 | 8429 | 8289 | 8806 | 8239 | 8239 | 5618
|  | 33705 | 33705 | 33705 | 35554 | 24369 | 24506 | 24115 | 24408 | 23450 | 24337 | 24382 | 23861
|  | 5243 | 5168 | 4869 | 4869 | 5243 | 5243 | 5383 | 5433 | 5618 | 4869 | 5977 | 5428
|  | 4869 | 4969 | 4869 | 3745 | 3745 | 3745 | 3745 | 4154 | 4613 | 3745 | 3745 | 3745
|  | 6407 | 5992 | 6741 | 6741 | 6891 | 6741 | 7490 | 7490 | 6741 | 6122 | 6611 | 5992
|  | 140112 | 134135 | 146326 | 142584 | 144420 | 147270 | 153161 | 151329 | 148997 | 135584 | 133411 | 125092
Energy $
|  | 56986 | 49464 | 56710 | 55856 | 58038 | 57322 | 57243 | 53373 | 41797 | 42325 | 42194 | 46044
|  | 42380 | 37998 | 41365 | 40728 | 44519 | 45069 | 51158 | 50108 | 46358 | 46044 | 43184 | 40935
|  | 35247 | 33309 | 38696 | 32798 | 39002 | 41021 | 39145 | 46442 | 40340 | 36841 | 33114 | 31073
|  | 77346 | 68555 | 80481 | 76725 | 84803 | 82868 | 85561 | 77415 | 41682 | 58432 | 74702 | 67873
|  | 8176 | 7597 | 8390 | 8697 | 11330 | 12693 | 14001 | 13135 | 11017 | 9039 | 8336 | 8476
|  | 32252 | 30361 | 34133 | 34110 | 38143 | 40228 | 40225 | 41731 | 35206 | 35624 | 36797 | 37538
|  | 16527 | 15009 | 17747 | 16619 | 18049 | 20589 | 22159 | 22646 | 19202 | 19217 | 19914 | 18061
|  | 8771 | 9118 | 12242 | 12519 | 12532 | 11632 | 12946 | 12563 | 10285 | 8741 | 7645 | 8819
|  | 25499 | 22613 | 26008 | 24779 | 27108 | 28927 | 28733 | 28665 | 27157 | 24805 | 23518 | 25788
|  | 110801 | 96632 | 113830 | 107368 | 115968 | 150442 | 118366 | 137301 | 124034 | 118936 | 110979 | 109163
|  | 18486 | 16244 | 17130 | 16453 | 17822 | 17743 | 20490 | 19577 | 18582 | 10648 | 16946 | 17911
|  | 18486 | 15210 | 12097 | 12323 | 11895 | 10516 | 12979 | 15192 | 15723 | 8999 | 5886 | 13051
|  | 20668 | 17291 | 19495 | 18391 | 19383 | 19483 | 20411 | 20284 | 20218 | 21068 | 16364 | 19317
|  | 471625 | 419401 | 478324 | 457366 | 498592 | 538533 | 523417 | 538432 | 451601 | 440719 | 439579 | 444049
FAC$
|  | 11230 | 12327 | 14233 | 10405 | 10288 | 13194 | 23653 | 19886 | 20634 | 22582 | 16091 | 17709
|  | 8352 | 9470 | 10382 | 7587 | 7892 | 10374 | 21138 | 18669 | 22886 | 24567 | 16709 | 15744
|  | 6946 | 8301 | 9712 | 6110 | 6914 | 9442 | 16175 | 17303 | 19915 | 19656 | 12628 | 11951
|  | 15243 | 17085 | 20199 | 14293 | 15033 | 19073 | 35354 | 28843 | 18991 | 31176 | 28488 | 26105
|  | 1611 | 1844 | 2106 | 1620 | 2008 | 2922 | 5785 | 4894 | 5439 | 4823 | 3179 | 3260
|  | 6356 | 7567 | 8567 | 6354 | 6761 | 9259 | 16621 | 15548 | 17380 | 19007 | 14033 | 14438
|  | 3257 | 3741 | 4454 | 3096 | 3200 | 4739 | 9156 | 8438 | 9480 | 10253 | 7594 | 6946
|  | 1729 | 2272 | 3073 | 2332 | 2221 | 2677 | 5349 | 4681 | 5077 | 4664 | 2850 | 3392
|  | 5025 | 5636 | 6527 | 4616 | 4805 | 6658 | 11872 | 10680 | 13407 | 13235 | 8969 | 9919
|  | 21836 | 27083 | 28569 | 20002 | 20203 | 28486 | 46499 | 48138 | 59945 | 63458 | 42322 | 39468
|  | 3643 | 4048 | 4299 | 3065 | 3159 | 4084 | 8466 | 7294 | 9173 | 5681 | 6462 | 4882
|  | 3643 | 3791 | 3036 | 2296 | 2109 | 2420 | 5363 | 5660 | 7762 | 4801 | 1830 | 3523
|  | 4073 | 4309 | 4893 | 34526 | 3436 | 4484 | 8434 | 7558 | 9981 | 11241 | 6241 | 7429
|  | 92944 | 107474 | 120050 | 116302 | 88029 | 117812 | 213865 | 197592 | 220070 | 235144 | 167396 | 164766
ES$
|  | 11488 | 10681 | 9266 | 12452 | 13359 | 15811 | 16932 | 12751 | 8879 | 10881 | 11063 | 12352
|  | 8705 | 8211 | 6764 | 9389 | 10638 | 12682 | 15625 | 12103 | 9660 | 11453 | 11131 | 11089
|  | 7624 | 7106 | 6414 | 7823 | 10286 | 12011 | 12701 | 11692 | 8920 | 9429 | 8717 | 8884
|  | 15912 | 14440 | 12761 | 17339 | 20258 | 22877 | 25637 | 18601 | 9537 | 15265 | 18432 | 18311
|  | 1878 | 1799 | 1494 | 2163 | 2851 | 3692 | 4288 | 3255 | 2361 | 2449 | 2304 | 2500
|  | 6828 | 6195 | 5579 | 7990 | 9412 | 11424 | 12593 | 10452 | 7589 | 8869 | 9485 | 10330
|  | 3423 | 3068 | 2840 | 3894 | 4504 | 6025 | 7071 | 5763 | 4185 | 4866 | 5052 | 4825
|  | 1977 | 2064 | 1999 | 2860 | 3143 | 3452 | 3992 | 3114 | 2256 | 2336 | 2150 | 2577
|  | 5017 | 4619 | 4407 | 5443 | 6679 | 8548 | 8659 | 6883 | 5663 | 6303 | 6150 | 6674
|  | 23088 | 21063 | 18473 | 25058 | 26203 | 31774 | 32279 | 28425 | 23767 | 28036 | 27234 | 27235
|  | 3799 | 3473 | 2759 | 3751 | 4282 | 4970 | 6064 | 4668 | 3828 | 2887 | 4437 | 4882
|  | 3747 | 3270 | 2098 | 2824 | 2898 | 3063 | 3901 | 3613 | 3223 | 2390 | 1731 | 3523
|  | 4323 | 3764 | 3265 | 4392 | 4852 | 5638 | 6417 | 5105 | 4237 | 5234 | 4412 | 5287
|  | 97809 | 89753 | 78119 | 105378 | 119365 | 141967 | 156159 | 126425 | 94105 | 110398 | 112298 | 118469

## Meters
SHELBY ENERGY
Meter Costs
# | Rate | Rate Code | Installed Meters | Avg Meter Cost | Total Cost | Allocation Factor
1 | Residential Service | 12 | 12967.0833 | 251.5475 | 3261837.3948 | 73.11%
2 | Off Peak Retail Marketing (ETS) | 9 | 17.5 | 251.5475 | 4402.0813 | 0.09866%
3 | Prepay Service | 15 | 812.4167 | 251.5475 | 204361.3815 | 4.58%
4 | General Service | 11 | 3755.8333 | 251.5475 | 944770.4854 | 21.18%
5 | Large Power Service | 2 | 61.25 | 755.6575 | 46284.0219 | 1.037%
6 | Large Industrial Rate | B1 | 14 | 0 | 0 | 0%
7 | Large Industrial Rate | B2 | 1 | 0 | 0 | 0%
8 | Outdoor and Street Lighting | 3 | 34 | 0 | 0 | 0%
9 | Total |  | 17663.0833 | 252.5978 | 4461655.3648 | 100%

## Services
SHELBY ENERGY
Service Costs
# | Rate | Rate Code | Average Number of Services | Average Service Cost | Total Cost | Allocation Factor
1 | Residential Service | 12 | 12967.0833 | 12393.6425 | 160709395.101 | 70.8%
2 | Off Peak Retail Marketing (ETS) | 9 | 17.5 | 12393.6425 | 216888.7437 | 0.09555%
3 | Prepay Service | 15 | 812.4167 | 12393.6425 | 10068801.7277 | 4.436%
4 | General Service | 11 | 3755.8333 | 13470.8413 | 50594234.5948 | 22.29%
5 | Large Power Service | 2 | 61.25 | 88361.64 | 5412150.45 | 2.384%
6 | Large Industrial Rate | B1 | 14 | 0 | 0 | 0%
7 | Large Industrial Rate | B2 | 1 | 0 | 0 | 0%
8 | Outdoor and Street Lighting | 3 | 34 | 0 | 0 | 0%
0%
0%
0%
0%
0%
0%
0%
0%
0%
0%
0%
0%
0%
0%
0%
0%
0%
0%
0%
9 | Total |  | 17663.0833 | 12851.7466 | 227001470.6173 | 100%

## Line Loss Calculation (hidden)
|  | Allocation | Total | Residential Service | Residential Time of Use Service | Residential SD Time Of Use Service | Small Commercial Service | Small Commercial Time Of Use Service | Large Commercial Service | Optional Large Commercial Service | Municipal Service | Industrial Power - 12KV Distribution | Industrial Power - 46 & 115KV Transmission | GeoExchange System Residential | GeoExchange System Commercial | Security/Street Lighting
Description | Name | Vector | System | Rate 10 & 13 | Rate 11 | Rate 14 | Rate 20 & 23 | Rate 25 & 26 | Rate 30 | Rate 31 | Rate 60 & 63 | Rate 4 | Rate 5 | Rate 1C | Rate 2C | Rate 7 & 8 | Total Check | Status
Energy | Sales |  | 627658396 | 234442443 | 29430668 | 151558 | 72078019 | 893794 | 91720927 | 1679700 | 1146779 | 15538140 | 176471400 | 1286846 | 18751 | 2799371 | 627658396 | ok
Loss Factor |  |  | 0.042535 | 0.049814 | 0.049814 | 0.049814 | 0.049814 | 0.049814 | 0.039814 | 0.039814 | 0.049814 | 0.015 | 0.01 | 0.049814 | 0.049814 | 0.049814 | 0.042535 | ok
Energy Including Losses | Energy |  | 651492867 | 246733168.4819 | 30973580.8638 | 159503.4801 | 75856733.8669 | 940651.457 | 95524108.1332 | 1749348.2641 | 1206899.2824 | 15774761.4213 | 178253939.3939 | 1354309.3429 | 19734.0276 | 2946128.9848 | 651492867 | ok
651492867
651492867

## ZeroInt
SHELBY ENERGY
Zero Intercept & Minimum System Analyses
Account 365 - Overhead Conductors and Devices
[5 empty] | Actual |  | Linear Regression Inputs
Unit Cost
| Description | Size | Cost | Quantity | ($ per Unit) | y*n^0.5 | n^0.5 | xn^0.5
| PRIMARY - 1/0 ACSR | 105.53 | 8803201 | 13031157 | 0.67555 | 2438.6481 | 3609.8694 | 380949.5165
| PRIMARY - 3/0 ACSR | 167.8 | 4602127.85 | 4617948 | 0.99657 | 2141.5793 | 2148.9411 | 360592.3224
| TOTAL |  | 13405328.85 | 17649105
| Zero Intercept Linear Regression Results |  |  |  |  | LINEST Array
| Size Coefficient ($ per MCM) |  | 0.0051554 |  |  | 0.0051554 | 0.13151
| Zero Intercept ($ per Unit) |  | 0.13151 |  |  | 0 | 0
| R-Square |  | 1 |  |  | 1 | 0
Plant Classification
| Total Number of Units |  | 17649105
| Zero Intercept ($/Unit) |  | 0.13151
| Minimum System ($/Unit) |  | 0.67555
| Use Min System (M) or Zero Intercept (Z)? |  | Z
| Zero Intercept or Min System Cost ($) |  | 2320955.5153
| Total Cost of Sample |  | 13405328.85
| Percentage of Total |  | 0.17314
| Percentage Classified as Customer-Related |  | 17.31%
| Percentage Classified as Demand-Related |  | 82.69%
Account 367 - Underground Conductors and Devices
[5 empty] | Actual |  | Linear Regression Inputs
Unit Cost
| Description | Size | Cost | Quantity | ($ per Unit) | y*n^0.5 | n^0.5 | xn^0.5
| 1/0 SOL XLP CONDUCTOR | 105.53 | 130352.8 | 44888 | 2.904 | 615.2551 | 211.8679 | 22358.4177
| 4/0 URD TP | 211.59 | 856116.3 | 132180 | 6.4769 | 2354.7776 | 363.5657 | 76926.8612
| PRIMARY URD 1/0 | 105.53 | 3991679 | 832671 | 4.7938 | 4374.404 | 912.5081 | 96296.9779
| PRIMARY URD 4/0 | 211.59 | 492614.59 | 71583 | 6.8817 | 1841.2058 | 267.55 | 56610.9035
| TOTAL |  | 5470762.69 | 1081322
| Zero Intercept Linear Regression Results |  |  |  |  | LINEST Array
| Size Coefficient ($ per MCM) |  | 0.018121 |  |  | 0.018121 | 2.7848
| Zero Intercept ($ per Unit) |  | 2.7848 |  |  | 0.0065525 | 0.86618
| R-Square |  | 0.99439 |  |  | 0.99439 | 282.6054
Plant Classification
| Total Number of Units |  | 1081322
| Zero Intercept ($/Unit) |  | 2.7848
| Minimum System ($/Unit) |  | 2.904
| Use Min System (M) or Zero Intercept (Z)? |  | Z
| Zero Intercept or Min System Cost ($) |  | 3011266.8114
| Total Cost of Sample |  | 5470762.69
| Percentage of Total |  | 0.55043
| Percentage Classified as Customer-Related |  | 55.04%
| Percentage Classified as Demand-Related |  | 44.96%
Account 368 - Line Transformers
[5 empty] | Actual |  | Linear Regression Inputs |  | NARUC CAM
Unit Cost
| Description | Size | Cost | Quantity | ($ per Unit) | y*n^0.5 | n^0.5 | xn^0.5 | Incl? | Qty
| OH TRANSFORMER 1.5 | 1.5 | 46907.39 | 55 | 852.8616 | 6324.9912 | 7.4162 | 11.1243 | 1 | 55
| OH TRANSFORMER 3 | 3 | 6759.34 | 46 | 146.9422 | 996.6103 | 6.7823 | 20.347 | 1 | 46
| OH TRANSFORMER 5 | 5 | 25517.51 | 178 | 143.3568 | 1912.6182 | 13.3417 | 66.7083 | 1 | 178
| OH TRANSFORMER 10 | 10 | 702677.84 | 1873 | 375.1617 | 16236.3113 | 43.2782 | 432.7817 | 1 | 1873
| OH TRANSFORMER 15 | 15 | 5252214.78 | 8298 | 632.9495 | 57657.494 | 91.0934 | 1366.4004 | 1 | 8298
| OH TRANSFORMER 25 | 25 | 2117737.72 | 2656 | 797.341 | 41092.0811 | 51.5364 | 1288.4099 | 1 | 2656
| OH TRANSFORMER 37.5 | 37.5 | 302020.81 | 324 | 932.163 | 16778.9339 | 18 | 675 | 1 | 324
| OH TRANSFORMER 50 | 50 | 175028.74 | 174 | 1005.9123 | 13268.8945 | 13.1909 | 659.5453 | 1 | 174
| OH TRANSFORMER 75 | 75 | 100448.77 | 68 | 1477.1878 | 12181.2026 | 8.2462 | 618.4658 | 0 | 0
| OH TRANSFORMER 100 | 100 | 44441.18 | 20 | 2222.059 | 9937.3499 | 4.4721 | 447.2136 | 0 | 0
| OH TRANSFORMER 167 | 167 | 29447.81 | 18 | 1635.9894 | 6940.9154 | 4.2426 | 708.521 | 0 | 0
| OH TRANSFORMER 250 | 250 | 27650.04 | 7 | 3950.0057 | 10450.7328 | 2.6458 | 661.4378 | 0 | 0
| OH TRANSFORMER 500 | 500 | 40740.79 | 11 | 3703.7082 | 12283.8104 | 3.3166 | 1658.3124 | 0 | 0
| OH TRANSFORMER 1000 | 1000 | 39732.92 | 7 | 5676.1314 | 15017.6322 | 2.6458 | 2645.7513 | 0 | 0
| UG XFMR 3PH 300 | 300 | 135698.9 | 17 | 7982.2882 | 32911.8175 | 4.1231 | 1236.9317 | 0 | 0
| UG XFMR 3PH 750 | 750 | 172395.28 | 15 | 11493.0187 | 44512.2699 | 3.873 | 2904.7375 | 0 | 0
| UG XFMR 3PH 2500 | 2500 | 451155.3 | 17 | 26538.5471 | 109421.2327 | 4.1231 | 10307.7641 | 0 | 0
| UG XFMR 3PH 500 | 500 | 114844.67 | 16 | 7177.7919 | 28711.1675 | 4 | 2000 | 0 | 0
| UG XFMR 3PH 225 | 225 | 53628.3 | 8 | 6703.5375 | 18960.4673 | 2.8284 | 636.3961 | 0 | 0
| UG XFMR 3PH 1500 | 1500 | 149016.17 | 9 | 16557.3522 | 49672.0567 | 3 | 4500 | 0 | 0
| UG XFMR 3PH 2000 | 2000 | 157341.68 | 6 | 26223.6133 | 64234.4719 | 2.4495 | 4898.9795 | 0 | 0
| UG XFMR 3PH 1000 | 1000 | 58063.99 | 6 | 9677.3317 | 23704.5247 | 2.4495 | 2449.4897 | 0 | 0
| TOTAL |  | 10203469.93 | 13829 | [5 empty] | 13604
| Zero Intercept Linear Regression Results |  |  |  |  | LINEST Array
| Size Coefficient ($ per MCM) |  | 10.7008 |  |  | 10.7008 | 461.0316
| Zero Intercept ($ per Unit) |  | 461.0316 |  |  | 0.67999 | 67.6103
| R-Square |  | 0.95553 |  |  | 0.95553 | 7719.5145
Plant Classification
| Total Number of Units | * | 13604 |  | * Only single-phase up to 50 KVA should be included
| Zero Intercept ($/Unit) |  | 461.0316 |  | in the Customer-related component per NARUC CAM
| Minimum System ($/Unit) |  | 143.3568
| Use Min System (M) or Zero Intercept (Z)? |  | Z
| Zero Intercept or Min System Cost ($) |  | 6271874.1561
| Total Cost of Sample |  | 10203469.93
| Percentage of Total |  | 0.61468
| Percentage Classified as Customer-Related |  | 61.47%
| Percentage Classified as Demand-Related |  | 38.53%
TOTAL
| Descripton | Acct | Demand | Customer |  | Method
| Overhead Conductors and Devices | 365 | 0.82686 | 0.17314 |  | Z
| Underground Conductors and Devices | 367 | 0.44957 | 0.55043 |  | Z
| Line Transformers | 368 | 0.38532 | 0.61468 |  | Z