## pvwatts_hourly (3)
PVWatts Hourly PV Performance Data | [7 empty] | KyPSC Case No. 2023-00413
Requested Location | covington KY | [6 empty] | Hourly Percentage of PV Output
Location | Lat, Lng: 39.09, -84.5
Latitude (DD) | 39.09
Longitude (DD) | -84.5
Elevation (m) | 169.5
DC System Size (kW) | 1.16
Module Type | Standard
Array Type | Fixed (open rack)
Array Tilt (deg) | 20
Array Azimuth (deg) | 180
System Losses (%) | 14.08
DC to AC Size Ratio | 1.16
Inverter Efficiency (%) | 96
Ground Coverage Ratio | NA
Albedo | From weather file
Bifacial | No (0)
Monthly Irradiance Loss (%)
| Jan | 0
| Feb | 0
| Mar | 0
| Apr | 0
| May | 0
| June | 0
| July | 0
| Aug | 0
| Sept | 0
| Oct | 0
| Nov | 0
| Dec | 0 | [7 empty] | 1532644.801 | 1457872.498 | 1457.8725 | 1458.5357 |  |  |  | 1 | 1 | In Daily Format for a 4 year cycle to capture Leap Year
[12 empty] | Non-Leap Year | Leap Year | Leap Year |  |  | Non-Leap Year - % Profile | Leap Year - % Profile
Month | Day | Hour | Beam Irradiance (W/m2) | Diffuse Irradiance (W/m2) | Ambient Temperature (C) | Wind Speed (m/s) | Albedo | Plane of Array Irradiance (W/m2) | Cell Temperature (C) | DC Array Output (W) | AC System Output (W) | AC System Output (kW) | AC System Output (kW) | Month | Day | Hour | AC System Output (kW) | AC System Output (kW) | EffectiveDate | Interval:1 | Interval:2 | Interval:3 | Interval:4 | Interval:5 | Interval:6 | Interval:7 | Interval:8 | Interval:9 | Interval:10 | Interval:11 | Interval:12 | Interval:13 | Interval:14 | Interval:15 | Interval:16 | Interval:17 | Interval:18 | Interval:19 | Interval:20 | Interval:21 | Interval:22 | Interval:23 | Interval:24
1 | 1 | 0 | 0 | 0 | -1 | 0.4 | 0.11 | 0 | -1 | 0 | 0 | 0 | 0 | 1 | 1 | 0 | 0 | 0 | 2023-01-01 | 0 | 0 | 0 | 0 | 0 | 0 | 0 | 0 | 4.5464e-05 | 0.00022388 | 0.00034519 | 0.00041342 | 0.00032224 | 0.00041662 | 0.00026092 | 8.948e-05 | 0 | 0 | 0 | 0 | 0 | 0 | 0 | 0
1 | 1 | 1 | 0 | 0 | -1 | 0.4 | 0.11 | 0 | -1 | 0 | 0 | 0 | 0 | 1 | 1 | 1 | 0 | 0 | 2023-01-02 | 0 | 0 | 0 | 0 | 0 | 0 | 0 | 0 | 2.0762e-05 | 0.0002195 | 6.8883e-05 | 3.5684e-05 | 0.00020462 | 3.957e-05 | 4.1641e-05 | 3.5424e-05 | 0 | 0 | 0 | 0 | 0 | 0 | 0 | 0
1 | 1 | 2 | 0 | 0 | -1 | 0.4 | 0.11 | 0 | -1 | 0 | 0 | 0 | 0 | 1 | 1 | 2 | 0 | 0 | 2023-01-03 | 0 | 0 | 0 | 0 | 0 | 0 | 0 | 0 | 0 | 2.6956e-05 | 1.2823e-05 | 5.5842e-06 | 1.8921e-05 | 4.784e-05 | 6.039e-05 | 9.9323e-07 | 8.7388e-07 | 0 | 0 | 0 | 0 | 0 | 0 | 0
1 | 1 | 3 | 0 | 0 | -1 | 0.4 | 0.11 | 0 | -1 | 0 | 0 | 0 | 0 | 1 | 1 | 3 | 0 | 0 | 2023-01-04 | 0 | 0 | 0 | 0 | 0 | 0 | 0 | 0 | 0 | 1.9133e-05 | 1.2924e-05 | 1.7218e-05 | 0.00010243 | 4.013e-05 | 6.3347e-05 | 2.3974e-05 | 7.2167e-06 | 0 | 0 | 0 | 0 | 0 | 0 | 0
1 | 1 | 4 | 0 | 0 | -1 | 0.4 | 0.11 | 0 | -1 | 0 | 0 | 0 | 0 | 1 | 1 | 4 | 0 | 0 | 2023-01-05 | 0 | 0 | 0 | 0 | 0 | 0 | 0 | 0 | 6.7791e-06 | 5.0841e-05 | 7.1434e-05 | 0.00014276 | 0.0001339 | 0.00030002 | 0.00019418 | 0.0001364 | 4.4772e-05 | 0 | 0 | 0 | 0 | 0 | 0 | 0
1 | 1 | 5 | 0 | 0 | 0 | 0.4 | 0.11 | 0 | 0 | 0 | 0 | 0 | 0 | 1 | 1 | 5 | 0 | 0 | 2023-01-06 | 0 | 0 | 0 | 0 | 0 | 0 | 0 | 0 | 6.0373e-05 | 0.00026647 | 0.00039871 | 0.00047205 | 0.00050017 | 0.00048427 | 0.00042604 | 0.00032117 | 0.00016148 | 0 | 0 | 0 | 0 | 0 | 0 | 0
1 | 1 | 6 | 0 | 0 | 0 | 0.5 | 0.11 | 0 | 0 | 0 | 0 | 0 | 0 | 1 | 1 | 6 | 0 | 0 | 2023-01-07 | 0 | 0 | 0 | 0 | 0 | 0 | 0 | 0 | 6.0627e-05 | 0.00026785 | 0.00040581 | 0.0004891 | 0.00052483 | 0.00051298 | 0.0004527 | 0.000349 | 0.00018224 | 0 | 0 | 0 | 0 | 0 | 0 | 0
1 | 1 | 7 | 0 | 0 | 0 | 0.5 | 0.11 | 0 | 0 | 0 | 0 | 0 | 0 | 1 | 1 | 7 | 0 | 0 | 2023-01-08 | 0 | 0 | 0 | 0 | 0 | 0 | 0 | 0 | 2.1634e-05 | 0.00012415 | 0.00015707 | 0.00027346 | 0.00011889 | 0.00019872 | 0.00018792 | 8.688e-06 | 0 | 0 | 0 | 0 | 0 | 0 | 0 | 0
1 | 1 | 8 | 222 | 31 | 1 | 0.6 | 0.11 | 92.306 | 3.903 | 73.647 | 66.281 | 0.066281 | 0.066281 | 1 | 1 | 8 | 4.5464e-05 | 4.5444e-05 | 2023-01-09 | 0 | 0 | 0 | 0 | 0 | 0 | 0 | 0 | 3.5998e-06 | 3.2888e-05 | 6.0902e-05 | 1.9504e-05 | 6.6208e-05 | 0.0001211 | 5.3168e-05 | 3.3344e-05 | 0.00011539 | 0 | 0 | 0 | 0 | 0 | 0 | 0
1 | 1 | 9 | 522 | 72 | 3 | 0.6 | 0.11 | 333.27 | 14.346 | 343.309 | 326.388 | 0.32639 | 0.32639 | 1 | 1 | 9 | 0.00022388 | 0.00022378 | 2023-01-10 | 0 | 0 | 0 | 0 | 0 | 0 | 0 | 0 | 0 | 0.00024239 | 5.7255e-05 | 2.2336e-05 | 0.00048314 | 0.00048799 | 0.00043541 | 0.00033404 | 0.0001728 | 0 | 0 | 0 | 0 | 0 | 0 | 0
1 | 1 | 10 | 652 | 94 | 6 | 0.6 | 0.11 | 516.72 | 23.672 | 526.668 | 503.25 | 0.50325 | 0.50325 | 1 | 1 | 10 | 0.00034519 | 0.00034504 | 2023-01-11 | 0 | 0 | 0 | 0 | 0 | 0 | 0 | 0 | 6.5576e-05 | 0.00027382 | 0.00040689 | 0.00048303 | 0.00051386 | 0.00050467 | 0.00044681 | 0.0003413 | 0.00017824 | 0 | 0 | 0 | 0 | 0 | 0 | 0
1 | 1 | 11 | 708 | 107 | 9 | 0.6 | 0.11 | 636.442 | 30.743 | 629.781 | 602.709 | 0.60271 | 0.60271 | 1 | 1 | 11 | 0.00041342 | 0.00041323 | 2023-01-12 | 0 | 0 | 0 | 0 | 0 | 0 | 0 | 0 | 6.6203e-05 | 0.00026861 | 0.00039879 | 0.00040296 | 0.00039684 | 0.00039731 | 0.00030231 | 0.00021783 | 0.00017831 | 0 | 0 | 0 | 0 | 0 | 0 | 0
1 | 1 | 12 | 391 | 178 | 10 | 0.5 | 0.11 | 495.502 | 27.385 | 491.968 | 469.779 | 0.46978 | 0.46978 | 1 | 1 | 12 | 0.00032224 | 0.00032209 | 2023-01-13 | 0 | 0 | 0 | 0 | 0 | 0 | 0 | 0 | 6.1834e-05 | 8.1466e-05 | 0.0001238 | 0.00012063 | 0.00021238 | 0.00019393 | 9.8696e-05 | 3.6918e-05 | 5.495e-06 | 0 | 0 | 0 | 0 | 0 | 0 | 0
1 | 1 | 13 | 679 | 121 | 10 | 0.5 | 0.11 | 647.511 | 32.753 | 634.625 | 607.381 | 0.60738 | 0.60738 | 1 | 1 | 13 | 0.00041662 | 0.00041643 | 2023-01-14 | 0 | 0 | 0 | 0 | 0 | 0 | 0 | 0 | 7.0777e-05 | 0.00027731 | 0.00041348 | 0.00049348 | 0.00052331 | 0.00039339 | 0.0004414 | 0.00023505 | 0.00016572 | 0 | 0 | 0 | 0 | 0 | 0 | 0
1 | 1 | 14 | 347 | 147 | 9 | 0.5 | 0.11 | 394.811 | 22.87 | 399.286 | 380.382 | 0.38038 | 0.38038 | 1 | 1 | 14 | 0.00026092 | 0.0002608 | 2023-01-15 | 0 | 0 | 0 | 0 | 0 | 0 | 0 | 0 | 4.2736e-05 | 0.00011832 | 0.00025558 | 0.00036504 | 0.00034375 | 0.00019968 | 0.00011834 | 0.00025411 | 0.00011123 | 0 | 0 | 0 | 0 | 0 | 0 | 0
1 | 1 | 15 | 43 | 110 | 6 | 0.4 | 0.11 | 137.507 | 10.964 | 140.174 | 130.45 | 0.13045 | 0.13045 | 1 | 1 | 15 | 8.948e-05 | 8.9439e-05 | 2023-01-16 | 0 | 0 | 0 | 0 | 0 | 0 | 0 | 0 | 5.064e-05 | 0.00010169 | 0.00025874 | 0.00023847 | 0.00029269 | 0.00032532 | 0.00023576 | 0.00011412 | 7.999e-05 | 0 | 0 | 0 | 0 | 0 | 0 | 0
1 | 1 | 16 | 0 | 3 | 4 | 0.4 | 0.11 | 2.772 | 4.099 | 2.381 | 0 | 0 | 0 | 1 | 1 | 16 | 0 | 0 | 2023-01-17 | 0 | 0 | 0 | 0 | 0 | 0 | 0 | 0 | 6.0295e-05 | 0.00024906 | 0.00038804 | 0.00038967 | 0.00049793 | 0.00026753 | 0.00016478 | 7.3035e-05 | 3.476e-05 | 0 | 0 | 0 | 0 | 0 | 0 | 0
1 | 1 | 17 | 0 | 0 | 4 | 0.5 | 0.11 | 0 | 4 | 0 | 0 | 0 | 0 | 1 | 1 | 17 | 0 | 0 | 2023-01-18 | 0 | 0 | 0 | 0 | 0 | 0 | 0 | 0 | 4.0905e-05 | 0.00021242 | 5.5853e-05 | 8.369e-05 | 0.00012545 | 9.4984e-05 | 5.8721e-05 | 2.4604e-05 | 2.503e-06 | 0 | 0 | 0 | 0 | 0 | 0 | 0
1 | 1 | 18 | 0 | 0 | 5 | 0.6 | 0.11 | 0 | 5 | 0 | 0 | 0 | 0 | 1 | 1 | 18 | 0 | 0 | 2023-01-19 | 0 | 0 | 0 | 0 | 0 | 0 | 0 | 0 | 7.9631e-05 | 7.8342e-05 | 0.00027104 | 0.00022383 | 0.00021067 | 0.00023791 | 0.00011221 | 0.00021417 | 2.4391e-05 | 0 | 0 | 0 | 0 | 0 | 0 | 0
1 | 1 | 19 | 0 | 0 | 6 | 0.6 | 0.11 | 0 | 6 | 0 | 0 | 0 | 0 | 1 | 1 | 19 | 0 | 0 | 2023-01-20 | 0 | 0 | 0 | 0 | 0 | 0 | 0 | 0 | 1.0902e-05 | 7.3806e-05 | 0.00014197 | 0.0003059 | 0.00028916 | 0.00031531 | 0.00027791 | 0.0001717 | 0.00010042 | 3.7129e-06 | 0 | 0 | 0 | 0 | 0 | 0
1 | 1 | 20 | 0 | 0 | 7 | 0.7 | 0.11 | 0 | 7 | 0 | 0 | 0 | 0 | 1 | 1 | 20 | 0 | 0 | 2023-01-21 | 0 | 0 | 0 | 0 | 0 | 0 | 0 | 0 | 9.2641e-05 | 0.00030875 | 0.00045725 | 0.00054906 | 0.00058725 | 0.00057788 | 0.0005159 | 0.00040194 | 0.00023019 | 1.6631e-05 | 0 | 0 | 0 | 0 | 0 | 0
1 | 1 | 21 | 0 | 0 | 8 | 0.8 | 0.11 | 0 | 8 | 0 | 0 | 0 | 0 | 1 | 1 | 21 | 0 | 0 | 2023-01-22 | 0 | 0 | 0 | 0 | 0 | 0 | 0 | 0 | 1.6434e-05 | 9.7438e-05 | 0.00013964 | 0.00016759 | 0.00013156 | 0.00014205 | 0.000204 | 0.0001791 | 8.8924e-05 | 2.8741e-07 | 0 | 0 | 0 | 0 | 0 | 0
1 | 1 | 22 | 0 | 0 | 9 | 0.8 | 0.11 | 0 | 9 | 0 | 0 | 0 | 0 | 1 | 1 | 22 | 0 | 0 | 2023-01-23 | 0 | 0 | 0 | 0 | 0 | 0 | 0 | 0 | 6.6055e-05 | 3.5878e-05 | 7.161e-05 | 9.0622e-05 | 0.00015107 | 0.00013827 | 0.0001217 | 0.0001287 | 0.0001977 | 1.4694e-05 | 0 | 0 | 0 | 0 | 0 | 0
1 | 1 | 23 | 0 | 0 | 9 | 0.8 | 0.11 | 0 | 9 | 0 | 0 | 0 | 0 | 1 | 1 | 23 | 0 | 0 | 2023-01-24 | 0 | 0 | 0 | 0 | 0 | 0 | 0 | 0 | 0.00010236 | 0.00031544 | 0.00046443 | 0.00055103 | 0.0005852 | 0.0005741 | 0.00051977 | 0.00041506 | 0.00024839 | 3.0846e-05 | 0 | 0 | 0 | 0 | 0 | 0
1 | 2 | 0 | 0 | 0 | 9 | 0.8 | 0.11 | 0 | 9 | 0 | 0 | 0 | 0 | 1 | 2 | 0 | 0 | 0 | 2023-01-25 | 0 | 0 | 0 | 0 | 0 | 0 | 0 | 0 | 2.3451e-05 | 9.0341e-05 | 0.00021178 | 0.00051317 | 0.00046039 | 0.00020129 | 0.00028346 | 0.00018781 | 0.00018262 | 6.279e-06 | 0 | 0 | 0 | 0 | 0 | 0
1 | 2 | 1 | 0 | 0 | 8 | 0.7 | 0.11 | 0 | 8 | 0 | 0 | 0 | 0 | 1 | 2 | 1 | 0 | 0 | 2023-01-26 | 0 | 0 | 0 | 0 | 0 | 0 | 0 | 0 | 0.00010781 | 0.00031585 | 0.00046633 | 0.00055889 | 0.00060245 | 0.00059404 | 0.00053374 | 0.00042313 | 0.0002533 | 3.3357e-05 | 0 | 0 | 0 | 0 | 0 | 0
1 | 2 | 2 | 0 | 0 | 8 | 0.7 | 0.11 | 0 | 8 | 0 | 0 | 0 | 0 | 1 | 2 | 2 | 0 | 0 | 2023-01-27 | 0 | 0 | 0 | 0 | 0 | 0 | 0 | 0 | 0.00011451 | 0.00032491 | 0.00047468 | 0.00056609 | 0.00060615 | 0.00059667 | 0.00054157 | 0.00043326 | 0.00026539 | 3.8237e-05 | 0 | 0 | 0 | 0 | 0 | 0
1 | 2 | 3 | 0 | 0 | 8 | 0.8 | 0.11 | 0 | 8 | 0 | 0 | 0 | 0 | 1 | 2 | 3 | 0 | 0 | 2023-01-28 | 0 | 0 | 0 | 0 | 0 | 0 | 0 | 0 | 6.479e-05 | 0.00026809 | 0.00032517 | 0.00032562 | 0.00052625 | 0.00051808 | 0.00043752 | 0.00042406 | 0.00025754 | 3.7606e-05 | 0 | 0 | 0 | 0 | 0 | 0
1 | 2 | 4 | 0 | 0 | 9 | 0.9 | 0.11 | 0 | 9 | 0 | 0 | 0 | 0 | 1 | 2 | 4 | 0 | 0 | 2023-01-29 | 0 | 0 | 0 | 0 | 0 | 0 | 0 | 0 | 4.0272e-05 | 0.00029079 | 7.3708e-05 | 0.00012206 | 0.00012822 | 0.00026221 | 6.215e-05 | 0.00014453 | 0.00015728 | 1.409e-05 | 0 | 0 | 0 | 0 | 0 | 0
1 | 2 | 5 | 0 | 0 | 9 | 0.9 | 0.11 | 0 | 9 | 0 | 0 | 0 | 0 | 1 | 2 | 5 | 0 | 0 | 2023-01-30 | 0 | 0 | 0 | 0 | 0 | 0 | 0 | 0 | 5.4874e-08 | 3.4193e-05 | 0.00011233 | 0.0001951 | 0.00033448 | 0.00032512 | 0.00014765 | 0.00019973 | 5.6888e-05 | 2.2663e-06 | 0 | 0 | 0 | 0 | 0 | 0
1 | 2 | 6 | 0 | 0 | 9 | 1 | 0.11 | 0 | 9 | 0 | 0 | 0 | 0 | 1 | 2 | 6 | 0 | 0 | 2023-01-31 | 0 | 0 | 0 | 0 | 0 | 0 | 0 | 0 | 6.6865e-06 | 8.56e-05 | 0.00018648 | 0.00027483 | 0.00034552 | 0.00058031 | 0.00052726 | 0.00042085 | 0.0002568 | 4.4142e-05 | 0 | 0 | 0 | 0 | 0 | 0
1 | 2 | 7 | 0 | 0 | 10 | 1.2 | 0.11 | 0 | 10 | 0 | 0 | 0 | 0 | 1 | 2 | 7 | 0 | 0 | 2023-02-01 | 0 | 0 | 0 | 0 | 0 | 0 | 0 | 0 | 0.0001256 | 0.00033287 | 0.00048227 | 0.00057745 | 0.00061939 | 0.00060639 | 0.00054939 | 0.00044038 | 0.00026935 | 5.1713e-05 | 0 | 0 | 0 | 0 | 0 | 0
1 | 2 | 8 | 61 | 29 | 11 | 1.4 | 0.11 | 47.091 | 12.22 | 36.31 | 30.268 | 0.030268 | 0.030268 | 1 | 2 | 8 | 2.0762e-05 | 2.0752e-05 | 2023-02-02 | 0 | 0 | 0 | 0 | 0 | 0 | 0 | 0 | 1.9243e-05 | 0.00012099 | 0.00011303 | 0.00032204 | 0.00041748 | 0.00036032 | 0.00027881 | 0.00011198 | 4.9043e-05 | 5.0786e-06 | 0 | 0 | 0 | 0 | 0 | 0
1 | 2 | 9 | 549 | 62 | 12 | 1.6 | 0.11 | 334.931 | 20.892 | 336.693 | 320.007 | 0.32001 | 0.32001 | 1 | 2 | 9 | 0.0002195 | 0.0002194 | 2023-02-03 | 0 | 0 | 0 | 0 | 0 | 0 | 0 | 0 | 1.1788e-05 | 3.0669e-05 | 5.1717e-05 | 0.0002524 | 0.00027219 | 0.00013318 | 9.7993e-05 | 8.027e-05 | 3.1137e-05 | 4.7355e-05 | 0 | 0 | 0 | 0 | 0 | 0
1 | 2 | 10 | 0 | 114 | 13 | 1.7 | 0.11 | 110.514 | 15.868 | 109.042 | 100.422 | 0.10042 | 0.10042 | 1 | 2 | 10 | 6.8883e-05 | 6.8851e-05 | 2023-02-04 | 0 | 0 | 0 | 0 | 0 | 0 | 0 | 0 | 3.1238e-05 | 0.00012114 | 0.00013276 | 8.9552e-05 | 0.00017617 | 0.00025675 | 5.0965e-05 | 4.5719e-05 | 2.9545e-05 | 2.4001e-06 | 0 | 0 | 0 | 0 | 0 | 0
1 | 2 | 11 | 0 | 66 | 14 | 1.7 | 0.11 | 61.284 | 15.588 | 58.865 | 52.023 | 0.052023 | 0.052023 | 1 | 2 | 11 | 3.5684e-05 | 3.5668e-05 | 2023-02-05 | 0 | 0 | 0 | 0 | 0 | 0 | 0 | 0 | 0.00011187 | 0.00016572 | 0.00016714 | 0.00028732 | 0.00026024 | 0.0002782 | 0.00012111 | 0.00010333 | 0.00011411 | 2.3055e-05 | 0 | 0 | 0 | 0 | 0 | 0
1 | 2 | 12 | 115 | 209 | 15 | 1.8 | 0.11 | 316.584 | 23.044 | 314.205 | 298.315 | 0.29831 | 0.29831 | 1 | 2 | 12 | 0.00020462 | 0.00020453 | 2023-02-06 | 0 | 0 | 0 | 0 | 0 | 0 | 0 | 0 | 0.00011225 | 5.6605e-05 | 8.7805e-05 | 0.00018818 | 0.00023669 | 0.00026051 | 0.00021543 | 0.0001948 | 0.00022735 | 4.8721e-05 | 0 | 0 | 0 | 0 | 0 | 0
1 | 2 | 13 | 0 | 73 | 16 | 1.9 | 0.11 | 67.807 | 17.684 | 64.738 | 57.688 | 0.057688 | 0.057688 | 1 | 2 | 13 | 3.957e-05 | 3.9552e-05 | 2023-02-07 | 0 | 0 | 0 | 0 | 0 | 0 | 0 | 0 | 7.1378e-06 | 9.6341e-05 | 0.00042822 | 0.00050345 | 0.0005356 | 0.00052532 | 0.00047706 | 0.00038771 | 0.00025238 | 6.8921e-05 | 0 | 0 | 0 | 0 | 0 | 0
1 | 2 | 14 | 0 | 76 | 16 | 1.8 | 0.11 | 70.702 | 17.795 | 67.868 | 60.707 | 0.060707 | 0.060707 | 1 | 2 | 14 | 4.1641e-05 | 4.1622e-05 | 2023-02-08 | 0 | 0 | 0 | 0 | 0 | 0 | 0 | 0 | 5.0073e-08 | 6.7941e-06 | 1.6674e-05 | 6.6564e-05 | 5.2961e-05 | 7.3631e-05 | 9.0432e-05 | 3.5778e-05 | 3.2875e-05 | 4.3927e-06 | 0 | 0 | 0 | 0 | 0 | 0
1 | 2 | 15 | 0 | 65 | 15 | 1.6 | 0.11 | 60.824 | 16.614 | 58.472 | 51.644 | 0.051644 | 0.051644 | 1 | 2 | 15 | 3.5424e-05 | 3.5408e-05 | 2023-02-09 | 0 | 0 | 0 | 0 | 0 | 0 | 0 | 0 | 0.00013633 | 0.00032768 | 0.00045941 | 0.00053634 | 0.00056801 | 0.00055613 | 0.00050732 | 0.00040911 | 0.00018963 | 2.8181e-05 | 0 | 0 | 0 | 0 | 0 | 0
1 | 2 | 16 | 0 | 6 | 15 | 1.4 | 0.11 | 5.546 | 15.153 | 4.662 | 0 | 0 | 0 | 1 | 2 | 16 | 0 | 0 | 2023-02-10 | 0 | 0 | 0 | 0 | 0 | 0 | 0 | 0 | 4.282e-05 | 4.0283e-05 | 0.00011481 | 0.00013319 | 0.00034783 | 0.00022006 | 9.0426e-05 | 9.8922e-05 | 2.3717e-05 | 5.9738e-06 | 0 | 0 | 0 | 0 | 0 | 0
1 | 2 | 17 | 0 | 0 | 14 | 1.3 | 0.11 | 0 | 14 | 0 | 0 | 0 | 0 | 1 | 2 | 17 | 0 | 0 | 2023-02-11 | 0 | 0 | 0 | 0 | 0 | 0 | 0 | 0 | 0.00013647 | 0.00032157 | 0.00045435 | 0.00053744 | 0.00057626 | 0.00056974 | 0.00051749 | 0.00041867 | 0.00027069 | 8.1305e-05 | 0 | 0 | 0 | 0 | 0 | 0
1 | 2 | 18 | 0 | 0 | 14 | 1.2 | 0.11 | 0 | 14 | 0 | 0 | 0 | 0 | 1 | 2 | 18 | 0 | 0 | 2023-02-12 | 0 | 0 | 0 | 0 | 0 | 0 | 0 | 0 | 0.00014438 | 0.00033087 | 0.0004528 | 0.00052502 | 0.00055781 | 0.00055201 | 0.00050481 | 0.00034697 | 0.0002348 | 8.4662e-05 | 0 | 0 | 0 | 0 | 0 | 0
1 | 2 | 19 | 0 | 0 | 14 | 1.2 | 0.11 | 0 | 14 | 0 | 0 | 0 | 0 | 1 | 2 | 19 | 0 | 0 | 2023-02-13 | 0 | 0 | 0 | 0 | 0 | 0 | 0 | 0 | 8.3106e-05 | 2.3709e-05 | 1.6369e-05 | 3.0275e-05 | 0.00014864 | 0.00023204 | 0.00020433 | 0.00028215 | 0.00027046 | 8.6412e-05 | 0 | 0 | 0 | 0 | 0 | 0
1 | 2 | 20 | 0 | 0 | 14 | 1.1 | 0.11 | 0 | 14 | 0 | 0 | 0 | 0 | 1 | 2 | 20 | 0 | 0 | 2023-02-14 | 0 | 0 | 0 | 0 | 0 | 0 | 0 | 0 | 0.00012821 | 4.6013e-05 | 0.00016526 | 0.00035496 | 0.0005691 | 0.00056155 | 0.00051175 | 0.00041341 | 0.00027053 | 8.4364e-05 | 0 | 0 | 0 | 0 | 0 | 0
1 | 2 | 21 | 0 | 0 | 13 | 1 | 0.11 | 0 | 13 | 0 | 0 | 0 | 0 | 1 | 2 | 21 | 0 | 0 | 2023-02-15 | 0 | 0 | 0 | 0 | 0 | 0 | 0 | 0 | 1.8182e-05 | 5.5943e-05 | 0.00024988 | 0.00018829 | 0.00030585 | 0.00049139 | 0.00037443 | 0.00022715 | 8.8739e-06 | 6.5712e-07 | 0 | 0 | 0 | 0 | 0 | 0
1 | 2 | 22 | 0 | 0 | 12 | 0.8 | 0.11 | 0 | 12 | 0 | 0 | 0 | 0 | 1 | 2 | 22 | 0 | 0 | 2023-02-16 | 0 | 0 | 0 | 0 | 0 | 0 | 0 | 0 | 0.00015945 | 0.00035259 | 0.00032005 | 0.00032687 | 0.00044324 | 0.00043297 | 0.00019708 | 0.00028132 | 3.3851e-05 | 4.4336e-05 | 0 | 0 | 0 | 0 | 0 | 0
1 | 2 | 23 | 0 | 0 | 12 | 0.7 | 0.11 | 0 | 12 | 0 | 0 | 0 | 0 | 1 | 2 | 23 | 0 | 0 | 2023-02-17 | 0 | 0 | 0 | 0 | 0 | 0 | 0 | 0 | 0.00017255 | 0.00036758 | 0.00049494 | 0.00057611 | 0.00061267 | 0.0006052 | 0.0005533 | 0.00045615 | 0.0003082 | 0.00011079 | 0 | 0 | 0 | 0 | 0 | 0
1 | 3 | 0 | 0 | 0 | 11 | 0.7 | 0.11 | 0 | 11 | 0 | 0 | 0 | 0 | 1 | 3 | 0 | 0 | 0 | 2023-02-18 | 0 | 0 | 0 | 0 | 0 | 0 | 0 | 0 | 0.0001338 | 0.00025764 | 0.00032992 | 0.00043919 | 0.00044712 | 0.00037969 | 0.00044203 | 0.0003743 | 0.00025148 | 9.5668e-05 | 0 | 0 | 0 | 0 | 0 | 0
1 | 3 | 1 | 0 | 0 | 10 | 0.6 | 0.11 | 0 | 10 | 0 | 0 | 0 | 0 | 1 | 3 | 1 | 0 | 0 | 2023-02-19 | 0 | 0 | 0 | 0 | 0 | 0 | 0 | 0 | 4.9284e-06 | 4.0129e-05 | 3.6542e-05 | 0.00011426 | 0.00027657 | 8.8641e-05 | 0.00017295 | 0.00013923 | 5.5021e-05 | 6.0362e-08 | 0 | 0 | 0 | 0 | 0 | 0
1 | 3 | 2 | 0 | 0 | 10 | 0.4 | 0.11 | 0 | 10 | 0 | 0 | 0 | 0 | 1 | 3 | 2 | 0 | 0 | 2023-02-20 | 0 | 0 | 0 | 0 | 0 | 0 | 0 | 0 | 8.4018e-05 | 9.7564e-05 | 0.00029193 | 0.00058066 | 0.0006141 | 0.00060871 | 0.00047993 | 0.00037689 | 0.00030864 | 4.4641e-05 | 0 | 0 | 0 | 0 | 0 | 0
1 | 3 | 3 | 0 | 0 | 9 | 0.3 | 0.11 | 0 | 9 | 0 | 0 | 0 | 0 | 1 | 3 | 3 | 0 | 0 | 2023-02-21 | 0 | 0 | 0 | 0 | 0 | 0 | 0 | 0 | 2.2879e-05 | 7.315e-05 | 0.00029317 | 0.00056411 | 0.0005987 | 0.00058614 | 0.000464 | 0.00027145 | 8.7211e-05 | 3.72e-05 | 0 | 0 | 0 | 0 | 0 | 0
1 | 3 | 4 | 0 | 0 | 8 | 0.3 | 0.11 | 0 | 8 | 0 | 0 | 0 | 0 | 1 | 3 | 4 | 0 | 0 | 2023-02-22 | 0 | 0 | 0 | 0 | 0 | 0 | 0 | 0 | 0 | 2.4341e-05 | 9.1053e-05 | 8.3459e-05 | 0.00014375 | 0.00012257 | 5.3693e-05 | 7.5299e-05 | 4.8439e-05 | 9.4876e-05 | 0 | 0 | 0 | 0 | 0 | 0
1 | 3 | 5 | 0 | 0 | 8 | 0.5 | 0.11 | 0 | 8 | 0 | 0 | 0 | 0 | 1 | 3 | 5 | 0 | 0 | 2023-02-23 | 0 | 0 | 0 | 0 | 0 | 0 | 0 | 0 | 2.8436e-05 | 0.00034479 | 0.00047108 | 0.00055232 | 0.00058516 | 0.00057639 | 0.00052942 | 0.0004352 | 0.00029546 | 0.00011161 | 0 | 0 | 0 | 0 | 0 | 0
1 | 3 | 6 | 0 | 0 | 9 | 0.6 | 0.11 | 0 | 9 | 0 | 0 | 0 | 0 | 1 | 3 | 6 | 0 | 0 | 2023-02-24 | 0 | 0 | 0 | 0 | 0 | 0 | 0 | 3.8872e-06 | 0.00016902 | 0.00034912 | 0.00047839 | 0.00055436 | 0.00058931 | 0.00058306 | 0.00053013 | 0.00043453 | 0.00030067 | 0.00011464 | 0 | 0 | 0 | 0 | 0 | 0
1 | 3 | 7 | 0 | 0 | 9 | 0.6 | 0.11 | 0 | 9 | 0 | 0 | 0 | 0 | 1 | 3 | 7 | 0 | 0 | 2023-02-25 | 0 | 0 | 0 | 0 | 0 | 0 | 0 | 5.5698e-06 | 0.00017461 | 0.00035185 | 0.00047837 | 0.00047212 | 0.00051158 | 0.00058657 | 0.00053997 | 0.00044716 | 0.00030699 | 0.00012176 | 0 | 0 | 0 | 0 | 0 | 0
1 | 3 | 8 | 0 | 1 | 9 | 0.5 | 0.11 | 0.923 | 9.031 | 0 | 0 | 0 | 0 | 1 | 3 | 8 | 0 | 0 | 2023-02-26 | 0 | 0 | 0 | 0 | 0 | 0 | 0 | 0 | 1.1112e-07 | 7.0693e-05 | 6.2888e-05 | 0.00015182 | 0.00019672 | 0.0001264 | 5.4451e-05 | 0.0001006 | 3.0181e-05 | 3.5408e-06 | 0 | 0 | 0 | 0 | 0 | 0
1 | 3 | 9 | 0 | 51 | 11 | 0.6 | 0.11 | 47.372 | 12.61 | 45.674 | 39.299 | 0.039299 | 0.039299 | 1 | 3 | 9 | 2.6956e-05 | 2.6944e-05 | 2023-02-27 | 0 | 0 | 0 | 0 | 0 | 0 | 0 | 0 | 7.0377e-07 | 5.5442e-05 | 9.8611e-05 | 5.9e-05 | 4.9875e-05 | 7.3178e-05 | 8.2894e-05 | 0.00014628 | 9.0311e-05 | 2.4481e-06 | 0 | 0 | 0 | 0 | 0 | 0
1 | 3 | 10 | 0 | 28 | 13 | 1.1 | 0.11 | 25.945 | 13.773 | 24.311 | 18.694 | 0.018694 | 0.018694 | 1 | 3 | 10 | 1.2823e-05 | 1.2817e-05 | 2023-02-28 | 0 | 0 | 0 | 0 | 0 | 0 | 0 | 4.0415e-06 | 1.7514e-05 | 3.0174e-05 | 4.0532e-05 | 6.1803e-05 | 5.1089e-05 | 4.1053e-05 | 3.3056e-05 | 5.0664e-05 | 1.6755e-05 | 0.00010822 | 0 | 0 | 0 | 0 | 0 | 0
1 | 3 | 11 | 0 | 16 | 15 | 1.4 | 0.11 | 14.824 | 15.411 | 13.371 | 8.141 | 0.008141 | 0.008141 | 1 | 3 | 11 | 5.5842e-06 | 5.5816e-06 | 2023-03-01 | 0 | 0 | 0 | 0 | 0 | 0 | 0 | 1.1272e-05 | 0.00018328 | 0.00035611 | 0.00047285 | 0.00045385 | 0.00049497 | 0.00055296 | 0.00051178 | 0.00042388 | 0.00029173 | 0.00011491 | 0 | 0 | 0 | 0 | 0 | 0
1 | 3 | 12 | 0 | 39 | 17 | 1.6 | 0.11 | 36.178 | 17.958 | 33.529 | 27.585 | 0.027585 | 0.027585 | 1 | 3 | 12 | 1.8921e-05 | 1.8913e-05 | 2023-03-02 | 0 | 0 | 0 | 0 | 0 | 0 | 0 | 0 | 5.4094e-05 | 5.0319e-05 | 6.9001e-05 | 0.00013381 | 0.00012429 | 0.00014739 | 0.00010503 | 0.00014413 | 4.4917e-05 | 1.6297e-05 | 0 | 0 | 0 | 0 | 0 | 0
1 | 3 | 13 | 0 | 87 | 18 | 1.7 | 0.11 | 81.137 | 20.102 | 77.239 | 69.745 | 0.069745 | 0.069745 | 1 | 3 | 13 | 4.784e-05 | 4.7819e-05 | 2023-03-03 | 0 | 0 | 0 | 0 | 0 | 0 | 0 | 8.9706e-06 | 8.832e-06 | 0.00023973 | 0.00013783 | 0.00014465 | 0.0001696 | 0.00033851 | 0.0002012 | 6.9196e-05 | 6.7248e-05 | 3.1601e-05 | 0 | 0 | 0 | 0 | 0 | 0
1 | 3 | 14 | 0 | 105 | 18 | 1.7 | 0.11 | 99.999 | 20.594 | 96.206 | 88.041 | 0.088041 | 0.088041 | 1 | 3 | 14 | 6.039e-05 | 6.0363e-05 | 2023-03-04 | 0 | 0 | 0 | 0 | 0 | 0 | 0 | 1.3472e-06 | 5.8366e-05 | 0.00016275 | 0.00035795 | 0.00047553 | 0.00050453 | 0.00047611 | 0.00057862 | 0.00046747 | 0.00031369 | 3.0437e-05 | 0 | 0 | 0 | 0 | 0 | 0
1 | 3 | 15 | 0 | 8 | 17 | 1.6 | 0.11 | 7.402 | 17.196 | 6.432 | 1.448 | 0.001448 | 0.001448 | 1 | 3 | 15 | 9.9323e-07 | 9.9278e-07 | 2023-03-05 | 0 | 0 | 0 | 0 | 0 | 0 | 0 | 2.4262e-05 | 0.000211 | 0.00038527 | 0.00033667 | 0.0005744 | 0.00060416 | 0.00059318 | 0.00049257 | 0.00038507 | 0.00030529 | 0.00012474 | 0 | 0 | 0 | 0 | 0 | 0
1 | 3 | 16 | 0 | 8 | 17 | 1.5 | 0.11 | 7.397 | 17.199 | 6.251 | 1.274 | 0.001274 | 0.001274 | 1 | 3 | 16 | 8.7388e-07 | 8.7348e-07 | 2023-03-06 | 0 | 0 | 0 | 0 | 0 | 0 | 0 | 1.7331e-05 | 0.0001845 | 0.00030183 | 0.00048626 | 0.00056234 | 0.00059556 | 0.00059049 | 0.00053811 | 0.00044271 | 0.00031066 | 0.00013096 | 0 | 0 | 0 | 0 | 0 | 0
1 | 3 | 17 | 0 | 0 | 16 | 1.4 | 0.11 | 0 | 16 | 0 | 0 | 0 | 0 | 1 | 3 | 17 | 0 | 0 | 2023-03-07 | 0 | 0 | 0 | 0 | 0 | 0 | 0 | 0 | 6.9003e-05 | 9.9406e-05 | 0.00028344 | 0.00052827 | 0.00056376 | 0.00054714 | 0.00033997 | 0.0002671 | 0.00027815 | 9.9723e-05 | 0 | 0 | 0 | 0 | 0 | 0
1 | 3 | 18 | 0 | 0 | 16 | 1.2 | 0.11 | 0 | 16 | 0 | 0 | 0 | 0 | 1 | 3 | 18 | 0 | 0 | 2023-03-08 | 0 | 0 | 0 | 0 | 0 | 0 | 0 | 1.6153e-05 | 0.00014625 | 0.00030059 | 0.0004644 | 0.00045126 | 0.00047997 | 0.00047184 | 0.00038678 | 0.00032847 | 0.00020087 | 5.3891e-05 | 0 | 0 | 0 | 0 | 0 | 0
1 | 3 | 19 | 0 | 0 | 15 | 1.1 | 0.11 | 0 | 15 | 0 | 0 | 0 | 0 | 1 | 3 | 19 | 0 | 0 | 2023-03-09 | 0 | 0 | 0 | 0 | 0 | 0 | 0 | 2.2094e-06 | 1.0371e-06 | 2.8059e-05 | 9.8275e-05 | 7.6763e-05 | 0.00012576 | 6.8792e-05 | 0.00012988 | 0.0001974 | 6.0623e-05 | 2.8842e-05 | 0 | 0 | 0 | 0 | 0 | 0
1 | 3 | 20 | 0 | 0 | 15 | 1.3 | 0.11 | 0 | 15 | 0 | 0 | 0 | 0 | 1 | 3 | 20 | 0 | 0 | 2023-03-10 | 0 | 0 | 0 | 0 | 0 | 0 | 0 | 4.6055e-05 | 0.00024234 | 0.00042487 | 0.00053175 | 0.0006115 | 0.00064861 | 0.0006376 | 0.00058329 | 0.00048963 | 0.00034532 | 0.00014849 | 1.4507e-06 | 0 | 0 | 0 | 0 | 0
1 | 3 | 21 | 0 | 0 | 15 | 1.7 | 0.11 | 0 | 15 | 0 | 0 | 0 | 0 | 1 | 3 | 21 | 0 | 0 | 2023-03-11 | 0 | 0 | 0 | 0 | 0 | 0 | 0 | 4.1757e-05 | 0.00022052 | 0.00033439 | 0.00043758 | 0.00051437 | 0.00052735 | 0.00051484 | 0.00049726 | 0.0003589 | 0.0001827 | 6.5862e-05 | 0 | 0 | 0 | 0 | 0 | 0
1 | 3 | 22 | 0 | 0 | 15 | 1.8 | 0.11 | 0 | 15 | 0 | 0 | 0 | 0 | 1 | 3 | 22 | 0 | 0 | 2023-03-12 | 0 | 0 | 0 | 0 | 0 | 0 | 0 | 0 | 4.2359e-05 | 7.7266e-05 | 0.00013021 | 0.00018228 | 0.00023137 | 0.00024984 | 0.00016576 | 0.00024106 | 6.6736e-05 | 4.1085e-05 | 0 | 0 | 0 | 0 | 0 | 0
1 | 3 | 23 | 0 | 0 | 14 | 1.5 | 0.11 | 0 | 14 | 0 | 0 | 0 | 0 | 1 | 3 | 23 | 0 | 0 | 2023-03-13 | 0 | 0 | 0 | 0 | 0 | 0 | 0 | 0 | 4.3599e-05 | 0.00013408 | 0.00011375 | 0.00030386 | 0.00042348 | 0.00056378 | 0.00051818 | 0.00043148 | 0.00030378 | 9.4633e-05 | 2.481e-06 | 0 | 0 | 0 | 0 | 0
1 | 4 | 0 | 0 | 0 | 13 | 1.2 | 0.11 | 0 | 13 | 0 | 0 | 0 | 0 | 1 | 4 | 0 | 0 | 0 | 2023-03-14 | 0 | 0 | 0 | 0 | 0 | 0 | 0 | 2.679e-05 | 0.00013548 | 0.00032981 | 0.00046355 | 0.00054015 | 0.000481 | 0.0005116 | 0.00038582 | 0.00029106 | 0.00022094 | 5.5425e-05 | 0 | 0 | 0 | 0 | 0 | 0
1 | 4 | 1 | 0 | 0 | 12 | 1.2 | 0.11 | 0 | 12 | 0 | 0 | 0 | 0 | 1 | 4 | 1 | 0 | 0 | 2023-03-15 | 0 | 0 | 0 | 0 | 0 | 0 | 0 | 3.9996e-05 | 0.00014422 | 0.00018774 | 6.5009e-05 | 1.4992e-05 | 0.00011975 | 0.00014705 | 0.00014025 | 7.5809e-05 | 4.0154e-05 | 0.00011171 | 1.5406e-06 | 0 | 0 | 0 | 0 | 0
1 | 4 | 2 | 0 | 0 | 11 | 1.2 | 0.11 | 0 | 11 | 0 | 0 | 0 | 0 | 1 | 4 | 2 | 0 | 0 | 2023-03-16 | 0 | 0 | 0 | 0 | 0 | 0 | 0 | 1.1242e-06 | 3.4327e-05 | 6.5318e-05 | 7.3242e-05 | 0.00011877 | 9.3601e-05 | 0.00016332 | 0.00020671 | 0.00016382 | 0.00025862 | 8.8263e-05 | 1.6387e-06 | 0 | 0 | 0 | 0 | 0
1 | 4 | 3 | 0 | 0 | 9 | 1.2 | 0.11 | 0 | 9 | 0 | 0 | 0 | 0 | 1 | 4 | 3 | 0 | 0 | 2023-03-17 | 0 | 0 | 0 | 0 | 0 | 0 | 0 | 5.851e-07 | 4.7379e-05 | 5.9722e-05 | 0.0001116 | 7.3541e-05 | 0.00011589 | 0.00013806 | 0.00012588 | 0.00015521 | 8.1056e-05 | 7.9633e-05 | 6.1734e-09 | 0 | 0 | 0 | 0 | 0
1 | 4 | 4 | 0 | 0 | 8 | 1.4 | 0.11 | 0 | 8 | 0 | 0 | 0 | 0 | 1 | 4 | 4 | 0 | 0 | 2023-03-18 | 0 | 0 | 0 | 0 | 0 | 0 | 0 | 3.7491e-05 | 5.3287e-05 | 0.00010623 | 0.00016377 | 0.00030781 | 0.00044975 | 0.00047873 | 0.00037703 | 0.00032525 | 0.00010262 | 6.815e-05 | 1.544e-06 | 0 | 0 | 0 | 0 | 0
1 | 4 | 5 | 0 | 0 | 6 | 1.5 | 0.11 | 0 | 6 | 0 | 0 | 0 | 0 | 1 | 4 | 5 | 0 | 0 | 2023-03-19 | 0 | 0 | 0 | 0 | 0 | 0 | 0 | 3.4413e-06 | 3.2722e-05 | 0.00010359 | 0.00014431 | 0.00012963 | 0.0001263 | 0.00012451 | 0.0001368 | 0.00010082 | 8.006e-05 | 4.1587e-05 | 0 | 0 | 0 | 0 | 0 | 0
1 | 4 | 6 | 0 | 0 | 4 | 1.4 | 0.11 | 0 | 4 | 0 | 0 | 0 | 0 | 1 | 4 | 6 | 0 | 0 | 2023-03-20 | 0 | 0 | 0 | 0 | 0 | 0 | 0 | 7.5473e-06 | 3.8403e-05 | 0.00015119 | 0.00012537 | 0.00021177 | 0.00022068 | 0.00021143 | 0.00022353 | 0.00014592 | 7.9292e-05 | 4.8329e-05 | 4.2322e-07 | 0 | 0 | 0 | 0 | 0
1 | 4 | 7 | 0 | 0 | 3 | 1.2 | 0.11 | 0 | 3 | 0 | 0 | 0 | 0 | 1 | 4 | 7 | 0 | 0 | 2023-03-21 | 0 | 0 | 0 | 0 | 0 | 0 | 0 | 6.9027e-05 | 0.00024326 | 0.00039803 | 0.00023148 | 0.00031161 | 0.00016734 | 0.00010002 | 0.00012475 | 0.00015468 | 6.0385e-05 | 3.8525e-05 | 5.6658e-07 | 0 | 0 | 0 | 0 | 0
1 | 4 | 8 | 0 | 4 | 3 | 1.2 | 0.11 | 3.696 | 3.102 | 2.743 | 0 | 0 | 0 | 1 | 4 | 8 | 0 | 0 | 2023-03-22 | 0 | 0 | 0 | 0 | 0 | 0 | 0 | 8.0362e-05 | 0.00017678 | 0.00043847 | 0.00055314 | 0.00062494 | 0.00065559 | 0.0006426 | 0.00058996 | 0.00048976 | 0.00035138 | 0.00016557 | 8.6441e-06 | 0 | 0 | 0 | 0 | 0
1 | 4 | 9 | 0 | 37 | 3 | 1.4 | 0.11 | 34.301 | 3.951 | 33.85 | 27.894 | 0.027894 | 0.027894 | 1 | 4 | 9 | 1.9133e-05 | 1.9125e-05 | 2023-03-23 | 0 | 0 | 0 | 0 | 0 | 0 | 0 | 8.317e-05 | 0.00028029 | 0.00044496 | 0.00055328 | 0.00061962 | 0.00064319 | 0.00062814 | 0.00057195 | 0.00047755 | 0.00034079 | 0.00016222 | 8.8876e-06 | 0 | 0 | 0 | 0 | 0
1 | 4 | 10 | 0 | 27 | 3 | 1.5 | 0.11 | 25.017 | 3.678 | 24.464 | 18.841 | 0.018841 | 0.018841 | 1 | 4 | 10 | 1.2924e-05 | 1.2918e-05 | 2023-03-24 | 0 | 0 | 0 | 0 | 0 | 0 | 0 | 2.1546e-05 | 9.8634e-05 | 0.00031498 | 0.00019021 | 0.00018457 | 0.00017589 | 0.00048387 | 0.00043378 | 0.00032788 | 0.00030622 | 0.00012778 | 7.8827e-06 | 0 | 0 | 0 | 0 | 0
1 | 4 | 11 | 0 | 34 | 3 | 1.5 | 0.11 | 31.527 | 3.854 | 30.954 | 25.101 | 0.025101 | 0.025101 | 1 | 4 | 11 | 1.7218e-05 | 1.721e-05 | 2023-03-25 | 0 | 0 | 0 | 0 | 0 | 0 | 0 | 6.03e-06 | 1.9172e-05 | 4.6007e-05 | 0.00011584 | 0.00027827 | 9.6888e-05 | 0.00017424 | 9.755e-05 | 0.00015783 | 0.00013425 | 3.2546e-05 | 0 | 0 | 0 | 0 | 0 | 0
1 | 4 | 12 | 2 | 158 | 2 | 1.5 | 0.11 | 155.176 | 6.201 | 159.74 | 149.324 | 0.14932 | 0.14932 | 1 | 4 | 12 | 0.00010243 | 0.00010238 | 2023-03-26 | 0 | 0 | 0 | 0 | 0 | 0 | 0 | 4.0814e-05 | 1.1723e-05 | 0.000121 | 2.3558e-05 | 0.00011126 | 0.00023796 | 0.00010587 | 9.6458e-05 | 4.4079e-05 | 9.5547e-05 | 0.00014196 | 1.1037e-05 | 0 | 0 | 0 | 0 | 0
1 | 4 | 13 | 0 | 70 | 2 | 1.4 | 0.11 | 65.013 | 3.801 | 65.585 | 58.505 | 0.058505 | 0.058505 | 1 | 4 | 13 | 4.013e-05 | 4.0112e-05 | 2023-03-27 | 0 | 0 | 0 | 0 | 0 | 0 | 0 | 9.0717e-05 | 5.0278e-05 | 0.00015562 | 0.00038539 | 0.00044252 | 0.00063723 | 0.00062618 | 0.00057547 | 0.00048682 | 0.00035321 | 0.00017304 | 1.5717e-05 | 0 | 0 | 0 | 0 | 0
1 | 4 | 14 | 0 | 103 | 1 | 1.4 | 0.11 | 97.891 | 3.714 | 100.675 | 92.352 | 0.092352 | 0.092352 | 1 | 4 | 14 | 6.3347e-05 | 6.3318e-05 | 2023-03-28 | 0 | 0 | 0 | 0 | 0 | 0 | 0 | 8.9201e-05 | 0.00026497 | 0.00041347 | 0.00042003 | 0.00035509 | 0.00038485 | 0.00040822 | 0.00011961 | 0.00012136 | 8.3468e-05 | 5.7662e-05 | 5.473e-06 | 0 | 0 | 0 | 0 | 0
1 | 4 | 15 | 0 | 44 | 0 | 1.3 | 0.11 | 40.805 | 1.159 | 41.166 | 34.951 | 0.034951 | 0.034951 | 1 | 4 | 15 | 2.3974e-05 | 2.3963e-05 | 2023-03-29 | 0 | 0 | 0 | 0 | 0 | 0 | 0 | 8.4675e-05 | 0.0002068 | 0.0002775 | 0.00033601 | 0.00041615 | 0.0004341 | 0.0003259 | 0.00031101 | 0.00014242 | 2.5823e-05 | 2.0626e-06 | 0 | 0 | 0 | 0 | 0 | 0
1 | 4 | 16 | 0 | 18 | 0 | 1.2 | 0.11 | 16.663 | 0.481 | 15.839 | 10.521 | 0.010521 | 0.010521 | 1 | 4 | 16 | 7.2167e-06 | 7.2134e-06 | 2023-03-30 | 0 | 0 | 0 | 0 | 0 | 0 | 0 | 9.1508e-05 | 0.00026562 | 0.00038213 | 0.0004366 | 0.00042986 | 0.00045353 | 0.00043185 | 0.00036874 | 0.00026891 | 0.00021103 | 9.5344e-05 | 1.287e-05 | 0 | 0 | 0 | 0 | 0
1 | 4 | 17 | 0 | 0 | 0 | 1 | 0.11 | 0 | 0 | 0 | 0 | 0 | 0 | 1 | 4 | 17 | 0 | 0 | 2023-03-31 | 0 | 0 | 0 | 0 | 0 | 0 | 0 | 3.7838e-05 | 9.5617e-05 | 0.00014965 | 0.00019771 | 0.00026971 | 0.00031429 | 0.00034673 | 0.00035335 | 0.00031207 | 0.00024632 | 0.0001324 | 1.9024e-05 | 0 | 0 | 0 | 0 | 0
1 | 4 | 18 | 0 | 0 | 0 | 1 | 0.11 | 0 | 0 | 0 | 0 | 0 | 0 | 1 | 4 | 18 | 0 | 0 | 2023-04-01 | 0 | 0 | 0 | 0 | 0 | 0 | 0 | 4.7013e-05 | 4.9779e-05 | 3.3469e-05 | 0.00016121 | 0.00044009 | 0.00018564 | 0.00019138 | 0.00038252 | 0.00011131 | 0.00019732 | 6.565e-06 | 1.2939e-05 | 0 | 0 | 0 | 0 | 0
1 | 4 | 19 | 0 | 0 | 0 | 1 | 0.11 | 0 | 0 | 0 | 0 | 0 | 0 | 1 | 4 | 19 | 0 | 0 | 2023-04-02 | 0 | 0 | 0 | 0 | 0 | 0 | 6.4409e-07 | 0.00010679 | 0.00028679 | 0.00043371 | 0.0005368 | 0.00059855 | 0.00062303 | 0.00060607 | 0.00055675 | 0.0004685 | 0.00034187 | 0.00017023 | 2.3219e-05 | 0 | 0 | 0 | 0 | 0
1 | 4 | 20 | 0 | 0 | -1 | 1 | 0.11 | 0 | -1 | 0 | 0 | 0 | 0 | 1 | 4 | 20 | 0 | 0 | 2023-04-03 | 0 | 0 | 0 | 0 | 0 | 0 | 0 | 3.304e-05 | 0.00013389 | 0.00017922 | 7.7803e-05 | 0.00012408 | 8.0689e-05 | 0.00012822 | 0.00012936 | 7.7893e-05 | 1.3442e-05 | 4.6136e-06 | 0 | 0 | 0 | 0 | 0 | 0
1 | 4 | 21 | 0 | 0 | -1 | 1.1 | 0.11 | 0 | -1 | 0 | 0 | 0 | 0 | 1 | 4 | 21 | 0 | 0 | 2023-04-04 | 0 | 0 | 0 | 0 | 0 | 0 | 0 | 5.7515e-06 | 5.4692e-05 | 7.2879e-05 | 4.1456e-05 | 0.00011575 | 0.00011961 | 0.00010607 | 9.9874e-05 | 0.00012773 | 5.424e-05 | 6.2078e-05 | 1.4185e-06 | 0 | 0 | 0 | 0 | 0
1 | 4 | 22 | 0 | 0 | -1 | 1.1 | 0.11 | 0 | -1 | 0 | 0 | 0 | 0 | 1 | 4 | 22 | 0 | 0 | 2023-04-05 | 0 | 0 | 0 | 0 | 0 | 0 | 0 | 7.144e-05 | 0.00024249 | 0.00035609 | 0.00039186 | 0.0003938 | 0.00053884 | 0.00051467 | 0.00042058 | 0.00032562 | 0.00024699 | 0.00013581 | 7.5939e-06 | 0 | 0 | 0 | 0 | 0
1 | 4 | 23 | 0 | 0 | -2 | 1 | 0.11 | 0 | -2 | 0 | 0 | 0 | 0 | 1 | 4 | 23 | 0 | 0 | 2023-04-06 | 0 | 0 | 0 | 0 | 0 | 0 | 2.1682e-06 | 0.00011146 | 0.00028162 | 0.00041682 | 0.00044192 | 0.00048318 | 0.00044574 | 0.00049878 | 0.00053054 | 0.00044728 | 0.00032679 | 0.0001658 | 2.5075e-05 | 0 | 0 | 0 | 0 | 0
1 | 5 | 0 | 0 | 0 | -2 | 1 | 0.11 | 0 | -2 | 0 | 0 | 0 | 0 | 1 | 5 | 0 | 0 | 0 | 2023-04-07 | 0 | 0 | 0 | 0 | 0 | 0 | 2.4529e-06 | 0.00010899 | 0.00027081 | 0.00040116 | 0.00042886 | 0.0004386 | 0.00048422 | 0.00056141 | 0.00050909 | 0.00042023 | 0.0003032 | 0.00015411 | 2.5472e-05 | 0 | 0 | 0 | 0 | 0
1 | 5 | 1 | 0 | 0 | -2 | 0.9 | 0.11 | 0 | -2 | 0 | 0 | 0 | 0 | 1 | 5 | 1 | 0 | 0 | 2023-04-08 | 0 | 0 | 0 | 0 | 0 | 0 | 4.0216e-06 | 8.1462e-05 | 0.00019896 | 0.00038624 | 0.00042023 | 0.00045717 | 0.00049912 | 0.00038076 | 0.00043103 | 0.00027178 | 0.00014149 | 0.00013117 | 1.8666e-05 | 0 | 0 | 0 | 0 | 0
1 | 5 | 2 | 0 | 0 | -3 | 0.8 | 0.11 | 0 | -3 | 0 | 0 | 0 | 0 | 1 | 5 | 2 | 0 | 0 | 2023-04-09 | 0 | 0 | 0 | 0 | 0 | 0 | 0 | 9.8212e-06 | 0.00010505 | 0.00035229 | 0.00043845 | 0.00035189 | 0.00036708 | 0.00032386 | 0.00033179 | 0.00022853 | 0.00027257 | 6.7362e-05 | 2.6987e-05 | 0 | 0 | 0 | 0 | 0
1 | 5 | 3 | 0 | 0 | -3 | 0.7 | 0.11 | 0 | -3 | 0 | 0 | 0 | 0 | 1 | 5 | 3 | 0 | 0 | 2023-04-10 | 0 | 0 | 0 | 0 | 0 | 0 | 0 | 4.2709e-05 | 0.00018651 | 0.00023232 | 0.00040263 | 0.00033084 | 0.000452 | 0.0002965 | 0.00025378 | 0.00029188 | 0.00010251 | 4.5946e-05 | 2.1922e-05 | 0 | 0 | 0 | 0 | 0
1 | 5 | 4 | 0 | 0 | -3 | 0.6 | 0.11 | 0 | -3 | 0 | 0 | 0 | 0 | 1 | 5 | 4 | 0 | 0 | 2023-04-11 | 0 | 0 | 0 | 0 | 0 | 0 | 0 | 4.3282e-07 | 0.00013317 | 0.00023951 | 2.9659e-05 | 0.00023309 | 0.00015312 | 0.00014825 | 0.00035056 | 0.00039022 | 0.00016509 | 7.6275e-05 | 1.1985e-05 | 0 | 0 | 0 | 0 | 0
1 | 5 | 5 | 0 | 0 | -4 | 0.5 | 0.11 | 0 | -4 | 0 | 0 | 0 | 0 | 1 | 5 | 5 | 0 | 0 | 2023-04-12 | 0 | 0 | 0 | 0 | 0 | 0 | 0 | 3.1949e-05 | 3.8446e-05 | 6.9584e-05 | 0.00018453 | 8.3375e-05 | 3.4078e-05 | 0.00023067 | 0.00010218 | 7.8151e-05 | 4.0154e-05 | 5.9642e-06 | 0 | 0 | 0 | 0 | 0 | 0
1 | 5 | 6 | 0 | 0 | -5 | 0.4 | 0.11 | 0 | -5 | 0 | 0 | 0 | 0 | 1 | 5 | 6 | 0 | 0 | 2023-04-13 | 0 | 0 | 0 | 0 | 0 | 0 | 3.9695e-06 | 5.1116e-05 | 5.3118e-05 | 9.0483e-05 | 5.7811e-05 | 3.2733e-05 | 8.1566e-05 | 8.8563e-05 | 0.00025664 | 0.00018659 | 8.7633e-05 | 5.6506e-05 | 1.1071e-06 | 0 | 0 | 0 | 0 | 0
1 | 5 | 7 | 0 | 0 | -4 | 0.5 | 0.11 | 0 | -4 | 0 | 0 | 0 | 0 | 1 | 5 | 7 | 0 | 0 | 2023-04-14 | 0 | 0 | 0 | 0 | 0 | 0 | 8.5392e-06 | 6.7874e-05 | 0.00019575 | 0.00036848 | 0.00040019 | 0.00034834 | 0.00026337 | 0.0002955 | 0.000171 | 0.00011139 | 0.00012599 | 4.6665e-05 | 2.6792e-05 | 0 | 0 | 0 | 0 | 0
1 | 5 | 8 | 0 | 20 | -3 | 0.6 | 0.11 | 18.54 | -2.404 | 15.177 | 9.883 | 0.009883 | 0.009883 | 1 | 5 | 8 | 6.7791e-06 | 6.776e-06 | 2023-04-15 | 0 | 0 | 0 | 0 | 0 | 0 | 1.2876e-05 | 0.0001454 | 0.00032111 | 0.0004539 | 0.00054572 | 0.00059664 | 0.00061077 | 0.0005964 | 0.00054694 | 0.00046421 | 0.00034548 | 0.00018316 | 3.3538e-05 | 0 | 0 | 0 | 0 | 0
1 | 5 | 9 | 0 | 81 | -1 | 0.5 | 0.11 | 79.538 | 1.782 | 81.774 | 74.12 | 0.07412 | 0.07412 | 1 | 5 | 9 | 5.0841e-05 | 5.0818e-05 | 2023-04-16 | 0 | 0 | 0 | 0 | 0 | 0 | 1.3597e-05 | 0.00014624 | 0.00032146 | 0.00045233 | 0.00054313 | 0.00060009 | 0.00061918 | 0.00060208 | 0.00055181 | 0.00046807 | 0.00034627 | 0.00018229 | 3.3182e-05 | 0 | 0 | 0 | 0 | 0
1 | 5 | 10 | 0 | 113 | 0 | 0.2 | 0.11 | 109.337 | 4.192 | 112.898 | 104.141 | 0.10414 | 0.10414 | 1 | 5 | 10 | 7.1434e-05 | 7.1401e-05 | 2023-04-17 | 0 | 0 | 0 | 0 | 0 | 0 | 1.5462e-05 | 0.0001091 | 0.00030444 | 0.00035839 | 0.00044255 | 0.00049177 | 0.00058903 | 0.0005153 | 0.00052295 | 0.00044076 | 0.00032361 | 0.00017021 | 3.4212e-05 | 0 | 0 | 0 | 0 | 0
1 | 5 | 11 | 40 | 177 | 0 | 0.1 | 0.11 | 212.926 | 8.43 | 220.706 | 208.129 | 0.20813 | 0.20813 | 1 | 5 | 11 | 0.00014276 | 0.0001427 | 2023-04-18 | 0 | 0 | 0 | 0 | 0 | 0 | 1.5348e-05 | 0.00014011 | 0.00030497 | 0.00043201 | 0.00052229 | 0.00057719 | 0.00059458 | 0.00057836 | 0.00053189 | 0.00044714 | 0.00024872 | 0.00012654 | 2.3549e-05 | 0 | 0 | 0 | 0 | 0
1 | 5 | 12 | 26 | 184 | 1 | 0.3 | 0.11 | 201.059 | 8.462 | 207.305 | 195.203 | 0.1952 | 0.1952 | 1 | 5 | 12 | 0.0001339 | 0.00013383 | 2023-04-19 | 0 | 0 | 0 | 0 | 0 | 0 | 2.3719e-06 | 3.3782e-06 | 0.00010268 | 0.00022105 | 0.00025097 | 2.0822e-05 | 0.00051512 | 0.00036085 | 0.00011952 | 0.00024217 | 1.3241e-05 | 9.4772e-05 | 2.1312e-06 | 0 | 0 | 0 | 0 | 0
1 | 5 | 13 | 316 | 187 | 2 | 0.5 | 0.11 | 446.209 | 17.651 | 458.386 | 437.387 | 0.43739 | 0.43739 | 1 | 5 | 13 | 0.00030002 | 0.00029988 | 2023-04-20 | 0 | 0 | 0 | 0 | 0 | 0 | 1.9956e-05 | 0.00013872 | 0.00029511 | 0.00041851 | 0.00019591 | 0.0001045 | 8.7642e-05 | 7.4397e-05 | 6.531e-05 | 4.5486e-05 | 1.6621e-05 | 2.296e-05 | 3.7831e-05 | 0 | 0 | 0 | 0 | 0
1 | 5 | 14 | 148 | 171 | 1 | 0.6 | 0.11 | 285.807 | 10.74 | 298.42 | 283.09 | 0.28309 | 0.28309 | 1 | 5 | 14 | 0.00019418 | 0.00019409 | 2023-04-21 | 0 | 0 | 0 | 0 | 0 | 0 | 2.0397e-05 | 5.3005e-05 | 0.00011539 | 0.00042592 | 0.0005134 | 0.00056244 | 0.00057858 | 0.00027146 | 0.00014178 | 0.00028832 | 0.0001264 | 8.1556e-05 | 3.7964e-05 | 0 | 0 | 0 | 0 | 0
1 | 5 | 15 | 130 | 119 | 0 | 0.5 | 0.11 | 200.6 | 7.041 | 211.096 | 198.859 | 0.19886 | 0.19886 | 1 | 5 | 15 | 0.0001364 | 0.00013634 | 2023-04-22 | 0 | 0 | 0 | 0 | 0 | 0 | 2.036e-05 | 0.00014147 | 0.00029794 | 0.00041628 | 0.00050727 | 0.00055672 | 0.00057569 | 0.00034594 | 0.00032043 | 0.00034637 | 0.00020827 | 0.0001477 | 3.6301e-05 | 0 | 0 | 0 | 0 | 0
1 | 5 | 16 | 42 | 55 | -1 | 0.5 | 0.11 | 72.985 | 1.532 | 72.601 | 65.272 | 0.065272 | 0.065272 | 1 | 5 | 16 | 4.4772e-05 | 4.4752e-05 | 2023-04-23 | 0 | 0 | 0 | 0 | 0 | 0 | 1.8509e-05 | 0.00013895 | 0.00029026 | 0.00040712 | 0.00049236 | 0.00054541 | 0.00056401 | 0.00054747 | 0.00050125 | 0.0004231 | 0.00031383 | 0.00016913 | 3.7405e-05 | 0 | 0 | 0 | 0 | 0
1 | 5 | 17 | 0 | 0 | -3 | 0.5 | 0.11 | 0 | -3 | 0 | 0 | 0 | 0 | 1 | 5 | 17 | 0 | 0 | 2023-04-24 | 0 | 0 | 0 | 0 | 0 | 0 | 2.4409e-05 | 0.00011102 | 0.00029447 | 0.00041338 | 0.00049789 | 0.0005468 | 0.00048981 | 0.00042679 | 0.00022318 | 0.00034541 | 0.00019753 | 0.00012758 | 3.0919e-05 | 0 | 0 | 0 | 0 | 0
1 | 5 | 18 | 0 | 0 | -4 | 0.4 | 0.11 | 0 | -4 | 0 | 0 | 0 | 0 | 1 | 5 | 18 | 0 | 0 | 2023-04-25 | 0 | 0 | 0 | 0 | 0 | 0 | 2.0429e-05 | 0.00011423 | 0.00028844 | 0.00040342 | 0.00048842 | 0.00053808 | 0.00056038 | 0.00054151 | 0.00026171 | 0.00031191 | 0.00022575 | 0.00016334 | 3.9126e-05 | 0 | 0 | 0 | 0 | 0
1 | 5 | 19 | 0 | 0 | -4 | 0.4 | 0.11 | 0 | -4 | 0 | 0 | 0 | 0 | 1 | 5 | 19 | 0 | 0 | 2023-04-26 | 0 | 0 | 0 | 0 | 0 | 0 | 2.0926e-05 | 1.6954e-05 | 8.0174e-05 | 0.00015361 | 0.00046506 | 0.00057914 | 0.00059772 | 0.00058048 | 0.00053102 | 0.00044748 | 0.00032914 | 0.00017716 | 4.3448e-05 | 0 | 0 | 0 | 0 | 0
1 | 5 | 20 | 0 | 0 | -4 | 0.4 | 0.11 | 0 | -4 | 0 | 0 | 0 | 0 | 1 | 5 | 20 | 0 | 0 | 2023-04-27 | 0 | 0 | 0 | 0 | 0 | 0 | 2.7821e-05 | 0.00015377 | 0.00022584 | 0.00035338 | 0.00044444 | 0.00045431 | 0.00043474 | 0.00037653 | 0.00033864 | 0.00015685 | 0.00011602 | 8.4294e-05 | 7.2434e-06 | 0 | 0 | 0 | 0 | 0
1 | 5 | 21 | 0 | 0 | -4 | 0.4 | 0.11 | 0 | -4 | 0 | 0 | 0 | 0 | 1 | 5 | 21 | 0 | 0 | 2023-04-28 | 0 | 0 | 0 | 0 | 0 | 0 | 9.1901e-06 | 3.9105e-05 | 0.00011354 | 0.00029417 | 0.00038649 | 0.00036594 | 0.000514 | 0.00045834 | 6.6469e-05 | 0.00024707 | 5.6683e-05 | 1.1949e-05 | 2.3198e-06 | 0 | 0 | 0 | 0 | 0
1 | 5 | 22 | 0 | 0 | -4 | 0.4 | 0.11 | 0 | -4 | 0 | 0 | 0 | 0 | 1 | 5 | 22 | 0 | 0 | 2023-04-29 | 0 | 0 | 0 | 0 | 0 | 0 | 3.4214e-05 | 1.0318e-05 | 3.6496e-05 | 5.747e-05 | 0.00019159 | 0.00018207 | 0.00049398 | 0.0001865 | 0.00013457 | 0.00031148 | 0.00025265 | 0.00011297 | 3.6055e-05 | 0 | 0 | 0 | 0 | 0
1 | 5 | 23 | 0 | 0 | -4 | 0.4 | 0.11 | 0 | -4 | 0 | 0 | 0 | 0 | 1 | 5 | 23 | 0 | 0 | 2023-04-30 | 0 | 0 | 0 | 0 | 0 | 0 | 3.3483e-05 | 0.0001579 | 0.00031102 | 0.00043035 | 0.00051737 | 0.00056801 | 0.0005847 | 0.00056184 | 0.00021874 | 0.00022257 | 0.00020779 | 0.0001727 | 3.4055e-05 | 0 | 0 | 0 | 0 | 0
1 | 6 | 0 | 0 | 0 | -4 | 0.5 | 0.11 | 0 | -4 | 0 | 0 | 0 | 0 | 1 | 6 | 0 | 0 | 0 | 2023-05-01 | 0 | 0 | 0 | 0 | 0 | 0 | 4.8296e-06 | 2.2991e-05 | 0.00011173 | 0.00034853 | 0.00043351 | 0.00059582 | 0.00061252 | 0.00044092 | 0.00029303 | 0.00045959 | 0.00023185 | 6.3926e-05 | 2.2251e-05 | 0 | 0 | 0 | 0 | 0
1 | 6 | 1 | 0 | 0 | -4 | 0.6 | 0.11 | 0 | -4 | 0 | 0 | 0 | 0 | 1 | 6 | 1 | 0 | 0 | 2023-05-02 | 0 | 0 | 0 | 0 | 0 | 0 | 2.9616e-05 | 0.00017129 | 0.00033664 | 0.00045877 | 0.00039877 | 0.00043809 | 0.00040383 | 0.0004838 | 0.00042564 | 0.00046182 | 0.00019059 | 0.00018985 | 4.5865e-05 | 0 | 0 | 0 | 0 | 0
1 | 6 | 2 | 0 | 0 | -4 | 0.6 | 0.11 | 0 | -4 | 0 | 0 | 0 | 0 | 1 | 6 | 2 | 0 | 0 | 2023-05-03 | 0 | 0 | 0 | 0 | 0 | 0 | 2.9526e-05 | 0.00017299 | 0.00033728 | 0.0004571 | 0.00039608 | 0.00043857 | 0.00052006 | 0.00033018 | 0.00032315 | 0.00012124 | 7.854e-05 | 7.9265e-05 | 2.8335e-05 | 0 | 0 | 0 | 0 | 0
1 | 6 | 3 | 0 | 0 | -4 | 0.6 | 0.11 | 0 | -4 | 0 | 0 | 0 | 0 | 1 | 6 | 3 | 0 | 0 | 2023-05-04 | 0 | 0 | 0 | 0 | 0 | 0 | 6.2667e-06 | 2.5157e-05 | 4.0969e-05 | 7.2725e-05 | 6.7137e-05 | 0.00011232 | 0.00010898 | 9.9296e-05 | 7.2182e-05 | 6.1162e-05 | 5.2144e-05 | 3.1747e-05 | 1.0749e-05 | 0 | 0 | 0 | 0 | 0
1 | 6 | 4 | 0 | 0 | -4 | 0.6 | 0.11 | 0 | -4 | 0 | 0 | 0 | 0 | 1 | 6 | 4 | 0 | 0 | 2023-05-05 | 0 | 0 | 0 | 0 | 0 | 0 | 3.209e-05 | 0.00011427 | 9.3904e-06 | 5.7255e-06 | 8.8021e-05 | 0.00010371 | 0.00010377 | 7.1113e-05 | 0.00012945 | 0.00014817 | 4.4928e-05 | 8.6309e-05 | 3.2934e-05 | 0 | 0 | 0 | 0 | 0
1 | 6 | 5 | 0 | 0 | -3 | 0.6 | 0.11 | 0 | -3 | 0 | 0 | 0 | 0 | 1 | 6 | 5 | 0 | 0 | 2023-05-06 | 0 | 0 | 0 | 0 | 0 | 0 | 3.3921e-05 | 0.00011984 | 0.00020107 | 0.00036994 | 0.00053689 | 0.00040848 | 0.00038557 | 0.00045767 | 0.00041163 | 0.0002519 | 5.3667e-05 | 0.00019246 | 4.8524e-05 | 0 | 0 | 0 | 0 | 0
1 | 6 | 6 | 0 | 0 | -3 | 0.6 | 0.11 | 0 | -3 | 0 | 0 | 0 | 0 | 1 | 6 | 6 | 0 | 0 | 2023-05-07 | 0 | 0 | 0 | 0 | 0 | 0 | 3.3873e-05 | 0.00018438 | 0.00035 | 0.00047108 | 0.00055948 | 0.00061232 | 0.00062725 | 0.00060939 | 0.00055988 | 0.00047757 | 0.00036084 | 0.00020359 | 4.8699e-05 | 0 | 0 | 0 | 0 | 0
1 | 6 | 7 | 0 | 0 | -2 | 0.7 | 0.11 | 0 | -2 | 0 | 0 | 0 | 0 | 1 | 6 | 7 | 0 | 0 | 2023-05-08 | 0 | 0 | 0 | 0 | 0 | 0 | 3.5132e-05 | 0.00019175 | 0.00035712 | 0.00047665 | 0.00055942 | 0.00060527 | 0.00061634 | 0.00059482 | 0.00054193 | 0.00045737 | 0.00033829 | 0.00010529 | 3.9073e-05 | 0 | 0 | 0 | 0 | 0
1 | 6 | 8 | 416 | 25 | -1 | 0.9 | 0.11 | 122.619 | 2.513 | 96.18 | 88.016 | 0.088016 | 0.088016 | 1 | 6 | 8 | 6.0373e-05 | 6.0345e-05 | 2023-05-09 | 0 | 0 | 0 | 0 | 0 | 0 | 3.9757e-06 | 1.7366e-05 | 4.1445e-05 | 5.3533e-05 | 0.00010618 | 0.00017148 | 8.6713e-05 | 0.00010023 | 8.6625e-05 | 0.00015422 | 3.0092e-05 | 7.9287e-06 | 5.1472e-05 | 0 | 0 | 0 | 0 | 0
1 | 6 | 9 | 713 | 49 | 1 | 1.1 | 0.11 | 391.925 | 12.694 | 407.679 | 388.477 | 0.38848 | 0.38848 | 1 | 6 | 9 | 0.00026647 | 0.00026635 | 2023-05-10 | 0 | 0 | 0 | 0 | 0 | 0 | 4.1615e-05 | 6.7564e-05 | 7.2274e-05 | 0.00038669 | 0.00046829 | 0.00051643 | 0.00053979 | 0.00052864 | 0.00048401 | 0.0002655 | 0.00015945 | 0.0001671 | 5.2153e-05 | 0 | 0 | 0 | 0 | 0
1 | 6 | 10 | 833 | 61 | 3 | 1.2 | 0.11 | 586.336 | 20.158 | 607.554 | 581.269 | 0.58127 | 0.58127 | 1 | 6 | 10 | 0.00039871 | 0.00039853 | 2023-05-11 | 0 | 0 | 0 | 0 | 0 | 0 | 1.7886e-05 | 5.5521e-05 | 0.00018242 | 0.00027794 | 0.00018825 | 9.9516e-05 | 0.00023424 | 0.00014007 | 0.00027961 | 0.00018841 | 4.148e-05 | 4.0813e-07 | 0 | 0 | 0 | 0 | 0 | 0
1 | 6 | 11 | 884 | 68 | 5 | 1.3 | 0.11 | 709.393 | 25.247 | 718.397 | 688.185 | 0.68818 | 0.68818 | 1 | 6 | 11 | 0.00047205 | 0.00047183 | 2023-05-12 | 0 | 0 | 0 | 0 | 0 | 0 | 1.6355e-05 | 5.0763e-05 | 7.6951e-05 | 0.00011049 | 9.6677e-05 | 0.00015808 | 0.00018033 | 0.00029151 | 0.00017642 | 0.00026111 | 0.00013157 | 7.9892e-05 | 3.2086e-05 | 0 | 0 | 0 | 0 | 0
1 | 6 | 12 | 897 | 72 | 6 | 1.2 | 0.11 | 762.042 | 28.261 | 760.903 | 729.185 | 0.72918 | 0.72918 | 1 | 6 | 12 | 0.00050017 | 0.00049994 | 2023-05-13 | 0 | 0 | 0 | 0 | 0 | 0 | 4.004e-05 | 0.00017834 | 0.00033061 | 0.00044374 | 0.0005235 | 0.00056985 | 0.00058327 | 0.00056656 | 0.00052063 | 0.00044397 | 0.00033508 | 0.00019167 | 5.1795e-05 | 3.6766e-07 | 0 | 0 | 0 | 0
1 | 6 | 13 | 882 | 72 | 6 | 1.1 | 0.11 | 736.662 | 28.057 | 736.868 | 706.002 | 0.706 | 0.706 | 1 | 6 | 13 | 0.00048427 | 0.00048405 | 2023-05-14 | 0 | 0 | 0 | 0 | 0 | 0 | 3.8433e-05 | 0.00017147 | 0.00031908 | 0.00042793 | 0.00050498 | 0.00055138 | 0.00056538 | 0.00055562 | 0.00050949 | 0.00035261 | 0.00032582 | 0.00017563 | 5.1997e-05 | 6.6672e-07 | 0 | 0 | 0 | 0
1 | 6 | 14 | 836 | 69 | 6 | 0.9 | 0.11 | 641.869 | 26.238 | 648.857 | 621.109 | 0.62111 | 0.62111 | 1 | 6 | 14 | 0.00042604 | 0.00042584 | 2023-05-15 | 0 | 0 | 0 | 0 | 0 | 0 | 3.9824e-05 | 0.00016645 | 0.00030931 | 0.00041828 | 0.00049271 | 0.00053732 | 0.00055099 | 0.00053564 | 0.00049302 | 0.00041994 | 0.0003165 | 0.00018347 | 5.1361e-05 | 1.697e-06 | 0 | 0 | 0 | 0
1 | 6 | 15 | 743 | 60 | 4 | 0.6 | 0.11 | 474.016 | 20.223 | 490.349 | 468.218 | 0.46822 | 0.46822 | 1 | 6 | 15 | 0.00032117 | 0.00032102 | 2023-05-16 | 0 | 0 | 0 | 0 | 0 | 0 | 3.9221e-05 | 0.00016977 | 0.00031335 | 0.00042156 | 0.00049667 | 0.00054256 | 0.00055986 | 0.0005483 | 0.00050571 | 0.0004339 | 0.0003303 | 0.00019079 | 5.1958e-05 | 1.3719e-06 | 0 | 0 | 0 | 0
1 | 6 | 16 | 545 | 41 | 1 | 0.4 | 0.11 | 254.412 | 10.028 | 248.998 | 235.419 | 0.23542 | 0.23542 | 1 | 6 | 16 | 0.00016148 | 0.00016141 | 2023-05-17 | 0 | 0 | 0 | 0 | 0 | 0 | 3.6918e-05 | 8.5881e-05 | 0.00027148 | 0.000312 | 0.00049845 | 0.00054582 | 0.00037396 | 0.00030633 | 0.00033831 | 0.00034237 | 0.0003273 | 0.00015752 | 5.3833e-05 | 1.3245e-06 | 0 | 0 | 0 | 0
1 | 6 | 17 | 0 | 0 | 0 | 0.5 | 0.11 | 0 | 0 | 0 | 0 | 0 | 0 | 1 | 6 | 17 | 0 | 0 | 2023-05-18 | 0 | 0 | 0 | 0 | 0 | 0 | 4.0846e-05 | 0.00011877 | 7.9755e-05 | 0.00035032 | 3.9685e-05 | 0.00029001 | 0.00038313 | 0.00041166 | 0.00039384 | 0.00041198 | 0.00031036 | 0.00013161 | 4.9675e-05 | 2.5517e-07 | 0 | 0 | 0 | 0
1 | 6 | 18 | 0 | 0 | 0 | 0.5 | 0.11 | 0 | 0 | 0 | 0 | 0 | 0 | 1 | 6 | 18 | 0 | 0 | 2023-05-19 | 0 | 0 | 0 | 0 | 0 | 0 | 3.9112e-05 | 0.0001656 | 0.00026125 | 0.00035888 | 0.00038398 | 0.00043264 | 0.00039316 | 0.00044741 | 3.4353e-05 | 0.0001052 | 1.404e-05 | 4.1189e-05 | 1.6722e-05 | 0 | 0 | 0 | 0 | 0
1 | 6 | 19 | 0 | 0 | 0 | 0.6 | 0.11 | 0 | 0 | 0 | 0 | 0 | 0 | 1 | 6 | 19 | 0 | 0 | 2023-05-20 | 0 | 0 | 0 | 0 | 0 | 0 | 0 | 8.5909e-05 | 0.00014455 | 0.00022724 | 0.00029044 | 0.00044109 | 0.00041709 | 9.2169e-05 | 0.00012407 | 0.00029555 | 0.00014423 | 4.7995e-05 | 1.9535e-05 | 0 | 0 | 0 | 0 | 0
1 | 6 | 20 | 0 | 0 | 0 | 0.6 | 0.11 | 0 | 0 | 0 | 0 | 0 | 0 | 1 | 6 | 20 | 0 | 0 | 2023-05-21 | 0 | 0 | 0 | 0 | 0 | 0 | 3.8372e-05 | 0.00010635 | 7.5391e-05 | 0.00025014 | 0.00021175 | 0.00026026 | 0.00024923 | 0.000477 | 0.0003509 | 6.6679e-05 | 0.00032365 | 0.000131 | 5.6264e-05 | 1.6483e-06 | 0 | 0 | 0 | 0
1 | 6 | 21 | 0 | 0 | -1 | 0.6 | 0.11 | 0 | -1 | 0 | 0 | 0 | 0 | 1 | 6 | 21 | 0 | 0 | 2023-05-22 | 0 | 0 | 0 | 0 | 0 | 7.0651e-08 | 4.4895e-05 | 0.00018804 | 0.00034103 | 0.00039551 | 0.00042748 | 0.00048415 | 0.00039356 | 0.00039794 | 0.00036724 | 0.00044935 | 0.00030481 | 0.00020352 | 6.0097e-05 | 5.1225e-06 | 0 | 0 | 0 | 0
1 | 6 | 22 | 0 | 0 | 0 | 0.6 | 0.11 | 0 | 0 | 0 | 0 | 0 | 0 | 1 | 6 | 22 | 0 | 0 | 2023-05-23 | 0 | 0 | 0 | 0 | 0 | 4.5957e-07 | 4.4939e-05 | 0.00018296 | 0.00032961 | 0.00044125 | 0.00051432 | 0.00055646 | 0.00056756 | 0.00046613 | 0.00039565 | 0.00033826 | 0.00024425 | 0.00013717 | 5.4136e-05 | 2.0811e-06 | 0 | 0 | 0 | 0
1 | 6 | 23 | 0 | 0 | 0 | 0.6 | 0.11 | 0 | 0 | 0 | 0 | 0 | 0 | 1 | 6 | 23 | 0 | 0 | 2023-05-24 | 0 | 0 | 0 | 0 | 0 | 0 | 4.239e-05 | 0.00010781 | 0.00016145 | 0.00014782 | 0.00019093 | 0.00017548 | 8.9715e-05 | 0.00028203 | 0.00013384 | 4.1041e-05 | 7.1207e-05 | 0 | 0 | 0 | 0 | 0 | 0 | 0
1 | 7 | 0 | 0 | 0 | 0 | 0.6 | 0.11 | 0 | 0 | 0 | 0 | 0 | 0 | 1 | 7 | 0 | 0 | 0 | 2023-05-25 | 0 | 0 | 0 | 0 | 0 | 0 | 1.3908e-05 | 2.7763e-05 | 3.4287e-05 | 0.00024392 | 0.00032515 | 0.00015138 | 0.00013265 | 0.00022305 | 0.00021455 | 8.1275e-05 | 5.0335e-05 | 5.4593e-06 | 6.252e-05 | 3.479e-06 | 0 | 0 | 0 | 0
1 | 7 | 1 | 0 | 0 | 0 | 0.7 | 0.11 | 0 | 0 | 0 | 0 | 0 | 0 | 1 | 7 | 1 | 0 | 0 | 2023-05-26 | 0 | 0 | 0 | 0 | 0 | 7.8882e-07 | 4.4842e-05 | 0.0001652 | 0.00028741 | 0.00042907 | 0.00040155 | 0.0005448 | 0.00055923 | 0.00054262 | 0.00049606 | 0.00042186 | 0.00032121 | 0.00019087 | 6.2023e-05 | 3.3508e-06 | 0 | 0 | 0 | 0
1 | 7 | 2 | 0 | 0 | 0 | 0.6 | 0.11 | 0 | 0 | 0 | 0 | 0 | 0 | 1 | 7 | 2 | 0 | 0 | 2023-05-27 | 0 | 0 | 0 | 0 | 0 | 0 | 4.1356e-05 | 5.7187e-05 | 0.00025933 | 0.00021989 | 0.00024166 | 0.00052898 | 0.00054425 | 0.00041488 | 0.00037322 | 0.00041383 | 0.00027616 | 0.00018769 | 6.1705e-05 | 3.5668e-06 | 0 | 0 | 0 | 0
1 | 7 | 3 | 0 | 0 | 0 | 0.6 | 0.11 | 0 | 0 | 0 | 0 | 0 | 0 | 1 | 7 | 3 | 0 | 0 | 2023-05-28 | 0 | 0 | 0 | 0 | 0 | 0 | 4.3994e-05 | 9.6562e-05 | 0.0002148 | 0.0003089 | 0.00028647 | 0.00028806 | 0.00028143 | 0.00024354 | 0.00010034 | 8.1039e-05 | 0.00010693 | 0.00019221 | 6.4873e-05 | 3.062e-06 | 0 | 0 | 0 | 0
1 | 7 | 4 | 0 | 0 | 0 | 0.5 | 0.11 | 0 | 0 | 0 | 0 | 0 | 0 | 1 | 7 | 4 | 0 | 0 | 2023-05-29 | 0 | 0 | 0 | 0 | 0 | 1.5152e-06 | 4.5178e-05 | 0.00017652 | 0.00031829 | 0.00039171 | 0.00050421 | 0.0005498 | 0.00056296 | 0.0005482 | 0.00050721 | 0.00040527 | 0.00032804 | 0.00015794 | 6.4063e-05 | 3.4928e-06 | 0 | 0 | 0 | 0
1 | 7 | 5 | 0 | 0 | -1 | 0.5 | 0.11 | 0 | -1 | 0 | 0 | 0 | 0 | 1 | 7 | 5 | 0 | 0 | 2023-05-30 | 0 | 0 | 0 | 0 | 0 | 1.1311e-06 | 4.6082e-05 | 0.00017859 | 0.00032577 | 0.00043542 | 0.00051055 | 0.0004531 | 0.00050965 | 0.0004786 | 0.0002864 | 0.00032428 | 0.00033426 | 0.00016403 | 6.4638e-05 | 3.9256e-06 | 0 | 0 | 0 | 0
1 | 7 | 6 | 0 | 0 | -2 | 0.5 | 0.11 | 0 | -2 | 0 | 0 | 0 | 0 | 1 | 7 | 6 | 0 | 0 | 2023-05-31 | 0 | 0 | 0 | 0 | 0 | 0 | 2.3924e-05 | 0.00012693 | 0.00018552 | 0.00041986 | 0.00050017 | 0.00054709 | 0.00045724 | 0.00039855 | 0.00051222 | 0.00026672 | 0.00033346 | 0.00020112 | 6.5732e-05 | 0 | 0 | 0 | 0 | 0
1 | 7 | 7 | 0 | 0 | -1 | 0.6 | 0.11 | 0 | -1 | 0 | 0 | 0 | 0 | 1 | 7 | 7 | 0 | 0 | 2023-06-01 | 0 | 0 | 0 | 0 | 0 | 9.7608e-07 | 4.6093e-05 | 0.00016784 | 0.00030597 | 0.00041476 | 0.00049771 | 0.00054758 | 0.00057067 | 0.00056112 | 0.00051898 | 0.00044602 | 0.00034483 | 0.00019046 | 6.245e-05 | 4.5697e-06 | 0 | 0 | 0 | 0
1 | 7 | 8 | 395 | 26 | 0 | 0.8 | 0.11 | 122.73 | 3.62 | 96.564 | 88.386 | 0.088386 | 0.088386 | 1 | 7 | 8 | 6.0627e-05 | 6.0599e-05 | 2023-06-02 | 0 | 0 | 0 | 0 | 0 | 1.1311e-06 | 4.4817e-05 | 0.00014131 | 0.00024819 | 0.00029796 | 0.0002519 | 0.00029466 | 0.00039389 | 0.00037238 | 0.00031989 | 0.000139 | 0.00017579 | 5.0001e-05 | 5.8864e-05 | 5.7803e-06 | 0 | 0 | 0 | 0
1 | 7 | 9 | 714 | 51 | 1 | 1 | 0.11 | 394.424 | 13.067 | 409.769 | 390.493 | 0.39049 | 0.39049 | 1 | 7 | 9 | 0.00026785 | 0.00026773 | 2023-06-03 | 0 | 0 | 0 | 0 | 0 | 0 | 6.7331e-06 | 5.5862e-05 | 0.00027256 | 0.00035441 | 0.00033574 | 0.00045034 | 0.00033194 | 0.00053139 | 0.00048819 | 0.00041807 | 0.00031788 | 0.00018959 | 6.8977e-05 | 6.6185e-06 | 0 | 0 | 0 | 0
1 | 7 | 10 | 847 | 63 | 3 | 1.2 | 0.11 | 597.395 | 20.481 | 618.277 | 591.613 | 0.59161 | 0.59161 | 1 | 7 | 10 | 0.00040581 | 0.00040562 | 2023-06-04 | 0 | 0 | 0 | 0 | 0 | 0 | 5.3831e-05 | 0.00016003 | 0.00028389 | 0.0002629 | 0.00045701 | 0.00050331 | 0.00052104 | 0.00051017 | 0.00047266 | 0.00040612 | 0.00030829 | 0.00013703 | 6.0711e-05 | 5.982e-06 | 0 | 0 | 0 | 0
1 | 7 | 11 | 916 | 68 | 4 | 1.4 | 0.11 | 732.679 | 24.43 | 744.167 | 713.042 | 0.71304 | 0.71304 | 1 | 7 | 11 | 0.0004891 | 0.00048888 | 2023-06-05 | 0 | 0 | 0 | 0 | 0 | 0 | 5.1513e-05 | 0.00016096 | 0.0002855 | 0.0003489 | 0.00042753 | 0.00041819 | 0.00043085 | 0.00023869 | 0.00033506 | 0.00029857 | 0.00029513 | 6.3838e-05 | 2.0075e-05 | 0 | 0 | 0 | 0 | 0
1 | 7 | 12 | 947 | 67 | 4 | 1.3 | 0.11 | 794.656 | 26.667 | 798.176 | 765.137 | 0.76514 | 0.76514 | 1 | 7 | 12 | 0.00052483 | 0.00052459 | 2023-06-06 | 0 | 0 | 0 | 0 | 0 | 1.4679e-06 | 4.7117e-05 | 0.0001687 | 0.00029835 | 0.00039774 | 0.00047172 | 0.00051199 | 0.00052258 | 0.00045925 | 0.00038542 | 0.00036739 | 0.00026646 | 0.000169 | 6.9733e-05 | 6.7708e-06 | 0 | 0 | 0 | 0
1 | 7 | 13 | 945 | 65 | 4 | 1.2 | 0.11 | 775.977 | 26.675 | 780.259 | 747.856 | 0.74786 | 0.74786 | 1 | 7 | 13 | 0.00051298 | 0.00051274 | 2023-06-07 | 0 | 0 | 0 | 0 | 0 | 6.4615e-07 | 5.1531e-05 | 0.00016194 | 0.00028558 | 0.00038459 | 0.00045828 | 0.00050189 | 0.00051435 | 0.0004969 | 0.00045645 | 0.00038882 | 0.00024296 | 0.00018416 | 7.0391e-05 | 6.3634e-06 | 0 | 0 | 0 | 0
1 | 7 | 14 | 909 | 61 | 4 | 1 | 0.11 | 677.7 | 24.829 | 689.154 | 659.978 | 0.65998 | 0.65998 | 1 | 7 | 14 | 0.0004527 | 0.00045249 | 2023-06-08 | 0 | 0 | 0 | 0 | 0 | 2.7369e-07 | 4.9883e-05 | 0.00016093 | 0.00028581 | 0.00038783 | 0.00046616 | 0.00051161 | 0.00042918 | 0.00045502 | 0.00045344 | 0.00038538 | 0.00024728 | 0.00017452 | 6.4458e-05 | 7.2887e-06 | 0 | 0 | 0 | 0
1 | 7 | 15 | 827 | 53 | 2 | 0.6 | 0.11 | 512.554 | 19.546 | 532.417 | 508.795 | 0.50879 | 0.50879 | 1 | 7 | 15 | 0.000349 | 0.00034884 | 2023-06-09 | 0 | 0 | 0 | 0 | 0 | 0 | 4.8783e-05 | 0.00016353 | 0.00029206 | 0.00039275 | 0.00045931 | 0.00050431 | 0.00051616 | 0.00050097 | 0.0004598 | 0.00039031 | 0.00029928 | 0.00018522 | 7.1781e-05 | 7.572e-06 | 0 | 0 | 0 | 0
1 | 7 | 16 | 644 | 37 | -1 | 0.4 | 0.11 | 284.574 | 9.099 | 280.378 | 265.686 | 0.26569 | 0.26569 | 1 | 7 | 16 | 0.00018224 | 0.00018216 | 2023-06-10 | 0 | 0 | 0 | 0 | 0 | 0 | 5.0852e-05 | 0.00015771 | 0.00027965 | 0.00037913 | 0.00038946 | 0.00041091 | 0.00018742 | 0.00046519 | 0.00042307 | 0.00030223 | 0.00021535 | 7.4345e-05 | 2.4412e-06 | 0 | 0 | 0 | 0 | 0
1 | 7 | 17 | 0 | 0 | -3 | 0.4 | 0.11 | 0 | 0 | 0 | 0 | 0 | 0 | 1 | 7 | 17 | 0 | 0 | 2023-06-11 | 0 | 0 | 0 | 0 | 0 | 0 | 1.4309e-06 | 0.00012855 | 0.00029551 | 0.00020639 | 0.00047611 | 0.00052149 | 0.00053413 | 0.00052817 | 0.00048657 | 0.00033585 | 0.00032078 | 0.00019803 | 7.1466e-05 | 9.7416e-06 | 0 | 0 | 0 | 0
1 | 7 | 18 | 0 | 0 | -3 | 0.4 | 0.11 | 0 | -3 | 0 | 0 | 0 | 0 | 1 | 7 | 18 | 0 | 0 | 2023-06-12 | 0 | 0 | 0 | 0 | 0 | 8.8074e-07 | 1.3123e-05 | 4.5767e-05 | 8.1249e-05 | 0.00041243 | 0.00049281 | 0.00054494 | 0.00056681 | 0.00055895 | 0.00052091 | 0.00036376 | 0.00029524 | 0.00019839 | 7.3515e-05 | 8.8705e-06 | 0 | 0 | 0 | 0
1 | 7 | 19 | 0 | 0 | -3 | 0.5 | 0.11 | 0 | -3 | 0 | 0 | 0 | 0 | 1 | 7 | 19 | 0 | 0 | 2023-06-13 | 0 | 0 | 0 | 0 | 0 | 0 | 4.5107e-05 | 7.5907e-05 | 0.00017649 | 0.00042231 | 0.00050006 | 0.00054554 | 0.00056394 | 0.00054685 | 0.00050859 | 0.00043855 | 0.00033971 | 0.00020929 | 7.4594e-05 | 9.7162e-06 | 0 | 0 | 0 | 0
1 | 7 | 20 | 0 | 0 | -3 | 0.7 | 0.11 | 0 | -3 | 0 | 0 | 0 | 0 | 1 | 7 | 20 | 0 | 0 | 2023-06-14 | 0 | 0 | 0 | 0 | 0 | 1.1819e-06 | 4.4898e-05 | 0.00015968 | 0.00024533 | 0.0003733 | 0.00044207 | 0.00047478 | 0.00050662 | 0.00047407 | 0.00044308 | 0.00038856 | 0.00030343 | 0.00020882 | 7.5182e-05 | 9.8863e-06 | 0 | 0 | 0 | 0
1 | 7 | 21 | 0 | 0 | -2 | 0.8 | 0.11 | 0 | -2 | 0 | 0 | 0 | 0 | 1 | 7 | 21 | 0 | 0 | 2023-06-15 | 0 | 0 | 0 | 0 | 0 | 2.8192e-07 | 4.4523e-05 | 0.00012403 | 2.8343e-05 | 3.3696e-05 | 4.2547e-05 | 6.446e-05 | 0.00016037 | 0.00013989 | 0.00011157 | 9.2315e-05 | 0.0001174 | 0.00012031 | 6.5037e-05 | 1.0552e-05 | 0 | 0 | 0 | 0
1 | 7 | 22 | 0 | 0 | -1 | 0.6 | 0.11 | 0 | -1 | 0 | 0 | 0 | 0 | 1 | 7 | 22 | 0 | 0 | 2023-06-16 | 0 | 0 | 0 | 0 | 0 | 1.1174e-06 | 4.2729e-05 | 0.00017396 | 0.00031443 | 0.00041972 | 0.00049793 | 0.00054364 | 0.00056568 | 0.00055283 | 0.00036495 | 0.00043987 | 0.00019065 | 0.00020825 | 7.2033e-05 | 9.2834e-06 | 0 | 0 | 0 | 0
1 | 7 | 23 | 0 | 0 | -1 | 0.5 | 0.11 | 0 | -1 | 0 | 0 | 0 | 0 | 1 | 7 | 23 | 0 | 0 | 2023-06-17 | 0 | 0 | 0 | 0 | 0 | 1.4192e-06 | 1.6395e-05 | 0.00010665 | 0.00029624 | 0.00034235 | 0.00032099 | 0.00051396 | 0.00053152 | 0.00052459 | 0.00048719 | 0.00041904 | 0.00030564 | 0.00015919 | 6.3725e-05 | 1.132e-05 | 0 | 0 | 0 | 0
1 | 8 | 0 | 0 | 0 | -2 | 0.6 | 0.11 | 0 | -2 | 0 | 0 | 0 | 0 | 1 | 8 | 0 | 0 | 0 | 2023-06-18 | 0 | 0 | 0 | 0 | 0 | 0 | 6.4505e-06 | 3.1527e-05 | 5.3153e-05 | 0.00010958 | 0.00015399 | 9.4508e-05 | 0.00018415 | 0.00025944 | 0.00042772 | 0.00027207 | 0.00022706 | 0.00016495 | 3.3137e-05 | 3.027e-06 | 0 | 0 | 0 | 0
1 | 8 | 1 | 0 | 0 | -3 | 0.5 | 0.11 | 0 | -3 | 0 | 0 | 0 | 0 | 1 | 8 | 1 | 0 | 0 | 2023-06-19 | 0 | 0 | 0 | 0 | 0 | 0 | 1.806e-05 | 3.8467e-05 | 1.0746e-05 | 4.239e-05 | 0.00020266 | 0.00036131 | 0.00014908 | 5.5715e-05 | 0.0001578 | 0.00021685 | 0.00012806 | 0.00019155 | 6.0702e-05 | 1.2043e-05 | 0 | 0 | 0 | 0
1 | 8 | 2 | 0 | 0 | -3 | 0.3 | 0.11 | 0 | -3 | 0 | 0 | 0 | 0 | 1 | 8 | 2 | 0 | 0 | 2023-06-20 | 0 | 0 | 0 | 0 | 0 | 0 | 9.2923e-06 | 8.072e-06 | 1.068e-05 | 5.944e-05 | 3.0965e-05 | 5.2695e-05 | 0.00025562 | 0.00033076 | 0.00035429 | 0.00028676 | 0.00018954 | 9.9533e-05 | 4.9836e-05 | 2.4906e-06 | 0 | 0 | 0 | 0
1 | 8 | 3 | 0 | 0 | -3 | 0.4 | 0.11 | 0 | -3 | 0 | 0 | 0 | 0 | 1 | 8 | 3 | 0 | 0 | 2023-06-21 | 0 | 0 | 0 | 0 | 0 | 0 | 2.413e-05 | 0.00015775 | 0.00028673 | 0.00038876 | 0.00046577 | 0.00051207 | 0.00053203 | 0.00025112 | 5.1093e-05 | 3.9428e-05 | 7.9735e-05 | 6.4436e-05 | 5.7381e-05 | 9.2107e-06 | 0 | 0 | 0 | 0
1 | 8 | 4 | 0 | 0 | -3 | 0.4 | 0.11 | 0 | -3 | 0 | 0 | 0 | 0 | 1 | 8 | 4 | 0 | 0 | 2023-06-22 | 0 | 0 | 0 | 0 | 0 | 2.123e-06 | 1.4281e-06 | 3.8501e-05 | 8.5887e-05 | 0.00015046 | 0.00023813 | 0.00025207 | 0.00023566 | 0.00025136 | 0.00036438 | 0.00043342 | 0.00033422 | 0.00016156 | 6.0066e-05 | 2.0345e-06 | 0 | 0 | 0 | 0
1 | 8 | 5 | 0 | 0 | -3 | 0.4 | 0.11 | 0 | -3 | 0 | 0 | 0 | 0 | 1 | 8 | 5 | 0 | 0 | 2023-06-23 | 0 | 0 | 0 | 0 | 0 | 1.3959e-06 | 3.6742e-05 | 0.00016616 | 0.00030699 | 8.9712e-05 | 6.6092e-05 | 0.00021782 | 0.0005607 | 0.0003608 | 0.00032416 | 0.00044187 | 0.00024697 | 0.0001681 | 7.5933e-05 | 9.7382e-06 | 0 | 0 | 0 | 0
1 | 8 | 6 | 0 | 0 | -3 | 0.5 | 0.11 | 0 | -3 | 0 | 0 | 0 | 0 | 1 | 8 | 6 | 0 | 0 | 2023-06-24 | 0 | 0 | 0 | 0 | 0 | 1.4919e-06 | 2.809e-05 | 8.4523e-05 | 3.6009e-05 | 6.4705e-05 | 2.429e-05 | 0.00019661 | 0.00020712 | 0.00031037 | 0.00011803 | 0.00027841 | 0.00021332 | 0.00021778 | 7.1943e-05 | 1.0556e-05 | 0 | 0 | 0 | 0
1 | 8 | 7 | 0 | 0 | -2 | 0.6 | 0.11 | 0 | -2 | 0 | 0 | 0 | 0 | 1 | 8 | 7 | 0 | 0 | 2023-06-25 | 0 | 0 | 0 | 0 | 0 | 1.5152e-06 | 3.8684e-05 | 0.00016837 | 0.0003125 | 0.00028541 | 0.00041521 | 0.00042868 | 0.00041451 | 0.00039573 | 0.00037698 | 0.00032251 | 0.00028836 | 0.00017961 | 7.2743e-05 | 1.0309e-05 | 0 | 0 | 0 | 0
1 | 8 | 8 | 56 | 29 | -1 | 0.7 | 0.11 | 46.014 | 0.426 | 37.628 | 31.539 | 0.031539 | 0.031539 | 1 | 8 | 8 | 2.1634e-05 | 2.1624e-05 | 2023-06-26 | 0 | 0 | 0 | 0 | 0 | 0 | 1.5214e-06 | 3.5168e-05 | 4.5262e-05 | 0.00015154 | 0.00019833 | 0.00025434 | 0.00027593 | 0.0002467 | 0.00044494 | 0.00033724 | 0.00026233 | 0.0001673 | 7.1737e-05 | 1.3051e-05 | 0 | 0 | 0 | 0
1 | 8 | 9 | 169 | 91 | 0 | 0.7 | 0.11 | 184.547 | 6.106 | 192.581 | 181.001 | 0.181 | 0.181 | 1 | 8 | 9 | 0.00012415 | 0.0001241 | 2023-06-27 | 0 | 0 | 0 | 0 | 0 | 1.9007e-06 | 4.1609e-05 | 0.00011177 | 0.0001871 | 5.7706e-05 | 0.00027932 | 0.00038427 | 0.00047418 | 0.00042966 | 0.00023003 | 0.00019753 | 0.00021765 | 0.00016622 | 6.8431e-05 | 1.202e-05 | 0 | 0 | 0 | 0
1 | 8 | 10 | 107 | 151 | 1 | 0.7 | 0.11 | 231.445 | 8.671 | 242.327 | 228.984 | 0.22898 | 0.22898 | 1 | 8 | 10 | 0.00015707 | 0.000157 | 2023-06-28 | 0 | 0 | 0 | 0 | 0 | 0 | 3.759e-05 | 0.00011634 | 0.00023942 | 0.00040171 | 0.00048706 | 0.0004598 | 0.00049978 | 0.00046161 | 0.00044328 | 0.0004512 | 0.00035433 | 0.00022326 | 7.7911e-05 | 8.675e-06 | 0 | 0 | 0 | 0
1 | 8 | 11 | 270 | 185 | 2 | 0.8 | 0.11 | 403.815 | 15.028 | 418.241 | 398.665 | 0.39867 | 0.39867 | 1 | 8 | 11 | 0.00027346 | 0.00027333 | 2023-06-29 | 0 | 0 | 0 | 0 | 0 | 1.1531e-06 | 3.4366e-05 | 0.00017418 | 0.00032348 | 0.00042982 | 0.00050711 | 0.00055381 | 0.00057017 | 0.00055947 | 0.00051719 | 0.0004482 | 0.00035091 | 0.00021971 | 7.7807e-05 | 1.017e-05 | 0 | 0 | 0 | 0
1 | 8 | 12 | 13 | 174 | 3 | 0.7 | 0.11 | 180.254 | 8.953 | 184.623 | 173.324 | 0.17332 | 0.17332 | 1 | 8 | 12 | 0.00011889 | 0.00011883 | 2023-06-30 | 0 | 0 | 0 | 0 | 0 | 7.0857e-07 | 3.6791e-05 | 0.00016393 | 0.00030311 | 0.00040564 | 0.00047963 | 0.00052458 | 0.00054039 | 0.00052954 | 0.00049107 | 0.00042603 | 0.00033209 | 0.00020979 | 7.7456e-05 | 1.2568e-05 | 0 | 0 | 0 | 0
1 | 8 | 13 | 108 | 206 | 3 | 0.6 | 0.11 | 296.612 | 13.09 | 305.277 | 289.704 | 0.2897 | 0.2897 | 1 | 8 | 13 | 0.00019872 | 0.00019863 | 2023-07-01 | 0 | 0 | 0 | 0 | 0 | 0 | 4.579e-05 | 0.00015408 | 0.00028403 | 0.00033927 | 0.00046574 | 0.00051053 | 0.00052961 | 0.00051554 | 0.00047856 | 0.00041265 | 0.00032135 | 0.00020246 | 6.6787e-05 | 1.1904e-05 | 0 | 0 | 0 | 0
1 | 8 | 14 | 129 | 175 | 2 | 0.5 | 0.11 | 278.329 | 11.757 | 288.952 | 273.957 | 0.27396 | 0.27396 | 1 | 8 | 14 | 0.00018792 | 0.00018783 | 2023-07-02 | 0 | 0 | 0 | 0 | 0 | 0 | 3.836e-05 | 0.00014676 | 0.00025676 | 0.00034552 | 0.00039647 | 0.00050584 | 0.00052258 | 0.00050732 | 0.00032553 | 0.00027745 | 0.0003117 | 0.00019813 | 8.0461e-05 | 1.1889e-05 | 0 | 0 | 0 | 0
1 | 8 | 15 | 0 | 20 | 1 | 0.5 | 0.11 | 18.52 | 1.648 | 18.062 | 12.666 | 0.012666 | 0.012666 | 1 | 8 | 15 | 8.688e-06 | 8.6841e-06 | 2023-07-03 | 0 | 0 | 0 | 0 | 0 | 0 | 2.6833e-05 | 7.4991e-05 | 0.00012028 | 0.00035733 | 0.00043748 | 0.00049302 | 0.00051629 | 0.00050348 | 0.00047132 | 0.00040787 | 0.00031749 | 0.00020241 | 8.1156e-05 | 1.229e-05 | 0 | 0 | 0 | 0
1 | 8 | 16 | 0 | 2 | 0 | 0.4 | 0.11 | 1.848 | 0.066 | 1.604 | 0 | 0 | 0 | 1 | 8 | 16 | 0 | 0 | 2023-07-04 | 0 | 0 | 0 | 0 | 0 | 0 | 3.5891e-05 | 0.0001334 | 0.00016738 | 4.8233e-05 | 0.0002462 | 0.00044497 | 0.00035221 | 0.00034504 | 0.00037613 | 2.8824e-05 | 5.3989e-05 | 3.0928e-05 | 6.1138e-05 | 1.062e-05 | 0 | 0 | 0 | 0
1 | 8 | 17 | 0 | 0 | 0 | 0.4 | 0.11 | 0 | 0 | 0 | 0 | 0 | 0 | 1 | 8 | 17 | 0 | 0 | 2023-07-05 | 0 | 0 | 0 | 0 | 0 | 0 | 3.6533e-06 | 9.0053e-05 | 0.00011494 | 0.00010419 | 0.00010315 | 0.00014594 | 0.00016015 | 0.00027168 | 0.00025906 | 0.00043744 | 0.00034512 | 0.00022118 | 8.1667e-05 | 1.0343e-05 | 0 | 0 | 0 | 0
1 | 8 | 18 | 0 | 0 | 0 | 0.5 | 0.11 | 0 | 0 | 0 | 0 | 0 | 0 | 1 | 8 | 18 | 0 | 0 | 2023-07-06 | 0 | 0 | 0 | 0 | 0 | 2.0578e-08 | 3.4573e-05 | 0.000164 | 0.00031212 | 0.00042364 | 0.00050088 | 0.00054936 | 0.0004006 | 0.00043612 | 0.00018487 | 0.00044147 | 0.00024758 | 0.0002165 | 8.2124e-05 | 1.0877e-05 | 0 | 0 | 0 | 0
1 | 8 | 19 | 0 | 0 | 0 | 0.5 | 0.12 | 0 | 0 | 0 | 0 | 0 | 0 | 1 | 8 | 19 | 0 | 0 | 2023-07-07 | 0 | 0 | 0 | 0 | 0 | 0 | 3.5181e-05 | 0.00016055 | 0.00030503 | 0.00041443 | 0.00049266 | 0.00053921 | 0.00055946 | 0.00054135 | 0.00050122 | 0.00043376 | 0.00033524 | 0.00021078 | 8.1638e-05 | 1.1306e-05 | 0 | 0 | 0 | 0
1 | 8 | 20 | 0 | 0 | 0 | 0.6 | 0.12 | 0 | 0 | 0 | 0 | 0 | 0 | 1 | 8 | 20 | 0 | 0 | 2023-07-08 | 0 | 0 | 0 | 0 | 0 | 0 | 4.0588e-05 | 0.00015478 | 0.00028842 | 0.0003943 | 0.00046769 | 0.00051743 | 0.00053296 | 0.00051363 | 0.00047367 | 0.00040819 | 0.00021337 | 0.00020049 | 8.1439e-05 | 9.8321e-06 | 0 | 0 | 0 | 0
1 | 8 | 21 | 0 | 0 | 0 | 0.6 | 0.12 | 0 | 0 | 0 | 0 | 0 | 0 | 1 | 8 | 21 | 0 | 0 | 2023-07-09 | 0 | 0 | 0 | 0 | 0 | 0 | 3.6773e-06 | 6.723e-05 | 0.00018035 | 0.00025132 | 0.00021123 | 0.0005103 | 0.00052988 | 0.00052742 | 0.00035162 | 0.00042291 | 0.00032919 | 0.00020749 | 8.1672e-05 | 1.1483e-05 | 0 | 0 | 0 | 0
1 | 8 | 22 | 0 | 0 | 0 | 0.7 | 0.12 | 0 | 0 | 0 | 0 | 0 | 0 | 1 | 8 | 22 | 0 | 0 | 2023-07-10 | 0 | 0 | 0 | 0 | 0 | 0 | 3.8213e-05 | 0.00014972 | 0.00028461 | 0.00039115 | 0.00046933 | 0.0005174 | 0.00053598 | 0.00047512 | 0.00038502 | 0.00036426 | 0.00025899 | 0.0001146 | 3.474e-05 | 1.1506e-05 | 0 | 0 | 0 | 0
1 | 8 | 23 | 0 | 0 | 0 | 0.6 | 0.12 | 0 | 0 | 0 | 0 | 0 | 0 | 1 | 8 | 23 | 0 | 0 | 2023-07-11 | 0 | 0 | 0 | 0 | 0 | 0 | 1.2655e-05 | 1.2147e-05 | 6.4488e-05 | 5.5102e-05 | 0.0001175 | 7.9525e-05 | 0.0001776 | 0.00010247 | 0.00020758 | 0.00019708 | 0.00023313 | 9.6135e-05 | 5.316e-05 | 8.4129e-06 | 0 | 0 | 0 | 0
1 | 9 | 0 | 0 | 0 | -1 | 0.6 | 0.12 | 0 | -1 | 0 | 0 | 0 | 0 | 1 | 9 | 0 | 0 | 0 | 2023-07-12 | 0 | 0 | 0 | 0 | 0 | 0 | 1.7652e-05 | 2.4968e-06 | 0.00013669 | 9.8526e-05 | 8.1994e-05 | 0.00010265 | 0.00020936 | 0.00025071 | 0.00029259 | 0.0003305 | 0.00023394 | 0.00014915 | 3.6778e-05 | 3.3247e-06 | 0 | 0 | 0 | 0
1 | 9 | 1 | 0 | 0 | -1 | 0.6 | 0.12 | 0 | -1 | 0 | 0 | 0 | 0 | 1 | 9 | 1 | 0 | 0 | 2023-07-13 | 0 | 0 | 0 | 0 | 0 | 0 | 3.3067e-05 | 2.4831e-05 | 9.0162e-05 | 0.00010178 | 0.00012728 | 0.00037172 | 0.00051817 | 0.00023842 | 0.00028874 | 0.00040872 | 0.00029789 | 0.00012005 | 7.7211e-05 | 9.9858e-06 | 0 | 0 | 0 | 0
1 | 9 | 2 | 0 | 0 | -1 | 0.6 | 0.12 | 0 | -1 | 0 | 0 | 0 | 0 | 1 | 9 | 2 | 0 | 0 | 2023-07-14 | 0 | 0 | 0 | 0 | 0 | 0 | 3.7817e-05 | 0.00014067 | 0.00026638 | 0.00037125 | 0.00044884 | 0.00049827 | 0.00038076 | 0.00021259 | 1.8743e-05 | 9.0918e-05 | 0.00018001 | 9.3785e-05 | 3.4681e-06 | 0 | 0 | 0 | 0 | 0
1 | 9 | 3 | 0 | 0 | 0 | 0.6 | 0.12 | 0 | 0 | 0 | 0 | 0 | 0 | 1 | 9 | 3 | 0 | 0 | 2023-07-15 | 0 | 0 | 0 | 0 | 0 | 0 | 2.8668e-05 | 0.00014583 | 0.00028566 | 0.00039131 | 0.00047073 | 0.00051881 | 0.00054075 | 0.0005359 | 0.00049995 | 0.00043527 | 0.00034008 | 0.00016868 | 7.3582e-05 | 7.7545e-06 | 0 | 0 | 0 | 0
1 | 9 | 4 | 0 | 0 | 0 | 0.7 | 0.12 | 0 | 0 | 0 | 0 | 0 | 0 | 1 | 9 | 4 | 0 | 0 | 2023-07-16 | 0 | 0 | 0 | 0 | 0 | 0 | 2.8466e-05 | 0.00014786 | 0.00028969 | 0.00038915 | 0.00046286 | 0.00050956 | 0.00053122 | 0.0005201 | 0.00048411 | 0.00042334 | 0.00033052 | 0.0002064 | 7.1974e-05 | 7.1748e-06 | 0 | 0 | 0 | 0
1 | 9 | 5 | 0 | 0 | 0 | 0.7 | 0.12 | 0 | 0 | 0 | 0 | 0 | 0 | 1 | 9 | 5 | 0 | 0 | 2023-07-17 | 0 | 0 | 0 | 0 | 0 | 0 | 2.8715e-05 | 0.00014544 | 0.00028447 | 0.00039165 | 0.00046724 | 0.00051285 | 0.0005317 | 0.00052426 | 0.00048757 | 0.00042039 | 0.00032867 | 0.00020691 | 7.4574e-05 | 7.5631e-06 | 0 | 0 | 0 | 0
1 | 9 | 6 | 0 | 0 | 0 | 0.7 | 0.12 | 0 | 0 | 0 | 0 | 0 | 0 | 1 | 9 | 6 | 0 | 0 | 2023-07-18 | 0 | 0 | 0 | 0 | 0 | 0 | 3.0531e-05 | 0.00014137 | 0.0002707 | 0.00036809 | 0.00043902 | 0.00048574 | 0.00024858 | 0.00033989 | 0.00031396 | 0.00023917 | 0.00019962 | 0.00011468 | 6.6376e-05 | 8.1948e-06 | 0 | 0 | 0 | 0
1 | 9 | 7 | 0 | 0 | 0 | 0.7 | 0.12 | 0 | 0 | 0 | 0 | 0 | 0 | 1 | 9 | 7 | 0 | 0 | 2023-07-19 | 0 | 0 | 0 | 0 | 0 | 0 | 3.4395e-05 | 0.00013972 | 0.0002701 | 0.00037364 | 0.0004364 | 0.00048482 | 0.00050446 | 0.00048374 | 0.00032415 | 0.00027222 | 0.00024632 | 0.00014349 | 6.4922e-05 | 6.5897e-06 | 0 | 0 | 0 | 0
1 | 9 | 8 | 0 | 14 | 2 | 0.8 | 0.12 | 12.965 | 2.396 | 10.372 | 5.248 | 0.005248 | 0.005248 | 1 | 9 | 8 | 3.5998e-06 | 3.5981e-06 | 2023-07-20 | 0 | 0 | 0 | 0 | 0 | 0 | 2.4419e-07 | 4.2199e-05 | 1.693e-05 | 0.00021672 | 0.00030017 | 0.00025878 | 0.00010939 | 0.00018782 | 0.00020508 | 0.00028681 | 0.00020041 | 0.00013783 | 7.444e-05 | 6.8751e-06 | 0 | 0 | 0 | 0
1 | 9 | 9 | 0 | 58 | 3 | 0.8 | 0.12 | 54.524 | 4.754 | 54.639 | 47.947 | 0.047947 | 0.047947 | 1 | 9 | 9 | 3.2888e-05 | 3.2873e-05 | 2023-07-21 | 0 | 0 | 0 | 0 | 0 | 0 | 1.9643e-05 | 7.5459e-05 | 0.00012268 | 0.00015499 | 0.00017733 | 0.00032856 | 0.00031172 | 0.00041001 | 0.00034727 | 0.00030416 | 0.00011686 | 2.0715e-07 | 2.0428e-05 | 0 | 0 | 0 | 0 | 0
1 | 9 | 10 | 0 | 100 | 4 | 0.7 | 0.12 | 95.484 | 7.158 | 96.98 | 88.787 | 0.088787 | 0.088787 | 1 | 9 | 10 | 6.0902e-05 | 6.0874e-05 | 2023-07-22 | 0 | 0 | 0 | 0 | 0 | 0 | 1.3719e-06 | 2.8816e-05 | 0.0001775 | 0.00029197 | 0.0002017 | 5.3095e-05 | 0.00042335 | 0.00042167 | 0.00037863 | 0.00044386 | 7.5863e-05 | 0.00021212 | 7.1616e-05 | 5.0759e-06 | 0 | 0 | 0 | 0
1 | 9 | 11 | 0 | 38 | 5 | 0.6 | 0.12 | 35.253 | 6.197 | 34.409 | 28.434 | 0.028434 | 0.028434 | 1 | 9 | 11 | 1.9504e-05 | 1.9495e-05 | 2023-07-23 | 0 | 0 | 0 | 0 | 0 | 0 | 2.5903e-05 | 0.00014604 | 0.00029209 | 0.00040116 | 0.00047944 | 0.00052761 | 0.0005485 | 0.0005363 | 0.00049763 | 0.00043453 | 0.00033619 | 0.00020836 | 7.2982e-05 | 5.0677e-06 | 0 | 0 | 0 | 0
1 | 9 | 12 | 0 | 111 | 6 | 0.5 | 0.12 | 104.855 | 9.662 | 105 | 96.523 | 0.096523 | 0.096523 | 1 | 9 | 12 | 6.6208e-05 | 6.6178e-05 | 2023-07-24 | 0 | 0 | 0 | 0 | 0 | 0 | 2.664e-05 | 0.00014395 | 0.000288 | 0.00039726 | 0.0004768 | 0.00052616 | 0.00054574 | 0.00053451 | 0.00049814 | 0.00043511 | 0.00025629 | 0.0001665 | 7.2015e-05 | 3.8947e-06 | 0 | 0 | 0 | 0
1 | 9 | 13 | 18 | 176 | 7 | 0.5 | 0.12 | 186.332 | 13.513 | 187.966 | 176.549 | 0.17655 | 0.17655 | 1 | 9 | 13 | 0.0001211 | 0.00012105 | 2023-07-25 | 0 | 0 | 0 | 0 | 0 | 0 | 2.6351e-05 | 0.00014352 | 0.00028733 | 0.00039458 | 0.0004716 | 0.00051937 | 0.00053788 | 0.00052943 | 0.00049598 | 0.00043123 | 0.00033564 | 0.00020918 | 7.1038e-05 | 3.3954e-06 | 0 | 0 | 0 | 0
1 | 9 | 14 | 0 | 91 | 7 | 0.4 | 0.12 | 85.521 | 10.081 | 85.29 | 77.512 | 0.077512 | 0.077512 | 1 | 9 | 14 | 5.3168e-05 | 5.3144e-05 | 2023-07-26 | 0 | 0 | 0 | 0 | 0 | 0 | 2.5449e-05 | 0.00014156 | 0.00028277 | 0.00034049 | 0.00035841 | 0.0004461 | 0.00043452 | 0.00043082 | 0.00036706 | 0.00036309 | 9.5696e-05 | 0.00017026 | 4.5512e-06 | 0 | 0 | 0 | 0 | 0
1 | 9 | 15 | 0 | 60 | 6 | 0.4 | 0.12 | 55.713 | 8.009 | 55.328 | 48.611 | 0.048611 | 0.048611 | 1 | 9 | 15 | 3.3344e-05 | 3.3329e-05 | 2023-07-27 | 0 | 0 | 0 | 0 | 0 | 0 | 2.5283e-05 | 9.5245e-05 | 0.00015265 | 5.1419e-05 | 7.4163e-05 | 0.0001078 | 7.3816e-05 | 0.00027004 | 0.00038018 | 0.0003314 | 0.00021395 | 8.7077e-05 | 5.848e-05 | 3.5908e-06 | 0 | 0 | 0 | 0
1 | 9 | 16 | 259 | 71 | 4 | 0.6 | 0.12 | 181.844 | 10.119 | 179.339 | 168.228 | 0.16823 | 0.16823 | 1 | 9 | 16 | 0.00011539 | 0.00011534 | 2023-07-28 | 0 | 0 | 0 | 0 | 0 | 0 | 1.1832e-05 | 4.1657e-06 | 0.00011682 | 0.0002155 | 0.00027173 | 0.00011898 | 0.00018116 | 0.0004349 | 0.00048003 | 0.00040983 | 0.00030696 | 0.00018447 | 6.9959e-05 | 2.2567e-06 | 0 | 0 | 0 | 0
1 | 9 | 17 | 0 | 0 | 3 | 0.7 | 0.12 | 0 | 0 | 0 | 0 | 0 | 0 | 1 | 9 | 17 | 0 | 0 | 2023-07-29 | 0 | 0 | 0 | 0 | 0 | 0 | 3.0306e-05 | 4.6026e-06 | 4.5603e-05 | 0.00019969 | 0.00024348 | 0.00024128 | 0.00051606 | 0.00051017 | 0.00047503 | 0.00040964 | 0.00031408 | 0.0001905 | 6.7238e-05 | 2.8487e-06 | 0 | 0 | 0 | 0
1 | 9 | 18 | 0 | 0 | 3 | 0.5 | 0.12 | 0 | 3 | 0 | 0 | 0 | 0 | 1 | 9 | 18 | 0 | 0 | 2023-07-30 | 0 | 0 | 0 | 0 | 0 | 0 | 2.9482e-05 | 0.00012696 | 0.00025205 | 0.00035639 | 0.00043572 | 0.00048772 | 0.00041867 | 0.00049303 | 0.0004549 | 0.00039169 | 0.00025097 | 0.00016286 | 5.9379e-05 | 1.8136e-06 | 0 | 0 | 0 | 0
1 | 9 | 19 | 0 | 0 | 3 | 0.4 | 0.12 | 0 | 3 | 0 | 0 | 0 | 0 | 1 | 9 | 19 | 0 | 0 | 2023-07-31 | 0 | 0 | 0 | 0 | 0 | 0 | 2.7312e-05 | 0.0001271 | 0.00025459 | 0.00036199 | 0.00043409 | 0.00040303 | 0.00050341 | 0.00042414 | 0.00017573 | 0.00021878 | 0.00024806 | 0.00016868 | 5.6403e-05 | 2.8398e-06 | 0 | 0 | 0 | 0
1 | 9 | 20 | 0 | 0 | 3 | 0.4 | 0.12 | 0 | 3 | 0 | 0 | 0 | 0 | 1 | 9 | 20 | 0 | 0 | 2023-08-01 | 0 | 0 | 0 | 0 | 0 | 0 | 2.2533e-05 | 0.00013488 | 0.00027657 | 0.00038549 | 0.00046527 | 0.00031786 | 0.00036243 | 0.00042629 | 0.00028331 | 0.00033267 | 0.00017116 | 8.0355e-05 | 5.876e-05 | 2.564e-06 | 0 | 0 | 0 | 0
1 | 9 | 21 | 0 | 0 | 2 | 0.4 | 0.12 | 0 | 2 | 0 | 0 | 0 | 0 | 1 | 9 | 21 | 0 | 0 | 2023-08-02 | 0 | 0 | 0 | 0 | 0 | 0 | 2.2898e-05 | 0.00013621 | 0.00028181 | 0.00039241 | 0.00047381 | 0.00052098 | 0.00040369 | 0.00039713 | 0.00030355 | 0.00027431 | 0.00026264 | 0.00019148 | 6.2816e-05 | 2.2601e-06 | 0 | 0 | 0 | 0
1 | 9 | 22 | 0 | 0 | 3 | 0.5 | 0.12 | 0 | 3 | 0 | 0 | 0 | 0 | 1 | 9 | 22 | 0 | 0 | 2023-08-03 | 0 | 0 | 0 | 0 | 0 | 0 | 2.4033e-05 | 0.00013578 | 0.00027743 | 0.00039087 | 0.00045942 | 0.00051757 | 0.00049989 | 0.00050238 | 0.00050012 | 0.00043673 | 0.00034055 | 0.00020755 | 6.2642e-05 | 3.2355e-06 | 0 | 0 | 0 | 0
1 | 9 | 23 | 0 | 0 | 4 | 0.7 | 0.12 | 0 | 4 | 0 | 0 | 0 | 0 | 1 | 9 | 23 | 0 | 0 | 2023-08-04 | 0 | 0 | 0 | 0 | 0 | 0 | 2.1948e-05 | 0.00013423 | 0.00028316 | 0.00039418 | 0.0004724 | 0.00052079 | 0.00053919 | 0.00052927 | 0.00047942 | 0.00040829 | 0.00032592 | 0.00019602 | 5.9982e-05 | 1.258e-06 | 0 | 0 | 0 | 0
1 | 10 | 0 | 0 | 0 | 4 | 0.8 | 0.12 | 0 | 4 | 0 | 0 | 0 | 0 | 1 | 10 | 0 | 0 | 0 | 2023-08-05 | 0 | 0 | 0 | 0 | 0 | 0 | 1.9669e-05 | 0.00013026 | 0.00027204 | 0.00038031 | 0.00045798 | 0.00048414 | 0.00036088 | 0.00038475 | 0.00044006 | 0.00041346 | 0.00031681 | 0.00019094 | 5.8744e-05 | 1.627e-06 | 0 | 0 | 0 | 0
1 | 10 | 1 | 0 | 0 | 4 | 0.8 | 0.12 | 0 | 4 | 0 | 0 | 0 | 0 | 1 | 10 | 1 | 0 | 0 | 2023-08-06 | 0 | 0 | 0 | 0 | 0 | 0 | 2.1029e-05 | 0.00012993 | 0.00018333 | 0.00038147 | 0.00020054 | 0.00017471 | 0.00042849 | 0.00022135 | 0.00019518 | 0.00017186 | 0.00014128 | 0.00016418 | 5.4112e-05 | 5.6658e-07 | 0 | 0 | 0 | 0
1 | 10 | 2 | 0 | 0 | 4 | 0.8 | 0.12 | 0 | 4 | 0 | 0 | 0 | 0 | 1 | 10 | 2 | 0 | 0 | 2023-08-07 | 0 | 0 | 0 | 0 | 0 | 0 | 2.3947e-05 | 0.0001137 | 0.00023616 | 0.0003779 | 0.00046924 | 0.00052255 | 0.00054852 | 0.0003267 | 0.00046515 | 0.0004022 | 0.00029517 | 0.00018011 | 5.6453e-05 | 2.0797e-06 | 0 | 0 | 0 | 0
1 | 10 | 3 | 0 | 0 | 4 | 0.9 | 0.12 | 0 | 4 | 0 | 0 | 0 | 0 | 1 | 10 | 3 | 0 | 0 | 2023-08-08 | 0 | 0 | 0 | 0 | 0 | 0 | 1.7951e-05 | 0.00013095 | 0.00027887 | 0.00039037 | 0.00043516 | 0.00048812 | 0.00054286 | 0.00052093 | 0.00046826 | 0.00040034 | 0.00030914 | 5.1957e-05 | 1.6178e-05 | 0 | 0 | 0 | 0 | 0
1 | 10 | 4 | 0 | 0 | 5 | 1.1 | 0.12 | 0 | 5 | 0 | 0 | 0 | 0 | 1 | 10 | 4 | 0 | 0 | 2023-08-09 | 0 | 0 | 0 | 0 | 0 | 0 | 1.9033e-05 | 0.00012625 | 0.00027254 | 0.00038457 | 0.00046925 | 0.00052109 | 0.00054616 | 0.00053928 | 0.00050209 | 0.00043406 | 0.00033633 | 0.00020041 | 5.4669e-05 | 9.85e-07 | 0 | 0 | 0 | 0
1 | 10 | 5 | 0 | 0 | 6 | 1.2 | 0.12 | 0 | 6 | 0 | 0 | 0 | 0 | 1 | 10 | 5 | 0 | 0 | 2023-08-10 | 0 | 0 | 0 | 0 | 0 | 0 | 1.5974e-05 | 0.0001349 | 0.00028122 | 0.000305 | 0.00033458 | 0.00031096 | 0.00048212 | 0.00054926 | 0.00051035 | 0.00043956 | 0.00033736 | 0.00020008 | 5.3389e-05 | 1.0207e-06 | 0 | 0 | 0 | 0
1 | 10 | 6 | 0 | 0 | 7 | 1.2 | 0.12 | 0 | 7 | 0 | 0 | 0 | 0 | 1 | 10 | 6 | 0 | 0 | 2023-08-11 | 0 | 0 | 0 | 0 | 0 | 0 | 1.6202e-05 | 0.00013092 | 0.0002795 | 0.00039165 | 0.00046744 | 0.0004998 | 0.00050886 | 0.00042507 | 0.00043145 | 0.00035059 | 0.00023395 | 0.00015222 | 4.8724e-05 | 1.8726e-07 | 0 | 0 | 0 | 0
1 | 10 | 7 | 0 | 0 | 8 | 1.5 | 0.12 | 0 | 8 | 0 | 0 | 0 | 0 | 1 | 10 | 7 | 0 | 0 | 2023-08-12 | 0 | 0 | 0 | 0 | 0 | 0 | 1.6603e-05 | 6.523e-05 | 0.00011339 | 0.00015256 | 0.00021457 | 0.00028036 | 0.00019306 | 0.0002411 | 0.00025224 | 0.00015016 | 4.5339e-05 | 8.5473e-05 | 4.9716e-05 | 0 | 0 | 0 | 0 | 0
1 | 10 | 8 | 0 | 1 | 8 | 1.9 | 0.12 | 0.924 | 8.022 | 0 | 0 | 0 | 0 | 1 | 10 | 8 | 0 | 0 | 2023-08-13 | 0 | 0 | 0 | 0 | 0 | 0 | 1.1412e-05 | 4.1615e-05 | 2.2581e-05 | 7.3065e-05 | 0.000186 | 0.00029185 | 0.00041511 | 0.00028066 | 0.0003902 | 0.00025512 | 0.00025586 | 0.00018342 | 4.896e-05 | 0 | 0 | 0 | 0 | 0
1 | 10 | 9 | 617 | 60 | 8 | 2.1 | 0.12 | 362.753 | 16.676 | 371.289 | 353.376 | 0.35338 | 0.35338 | 1 | 10 | 9 | 0.00024239 | 0.00024228 | 2023-08-14 | 0 | 0 | 0 | 0 | 0 | 0 | 1.6858e-05 | 0.00012348 | 0.00010892 | 0.0002353 | 0.00038796 | 0.00041175 | 0.00042378 | 0.00041299 | 0.00041704 | 0.00032593 | 0.00030236 | 0.0001752 | 2.8864e-05 | 0 | 0 | 0 | 0 | 0
1 | 10 | 10 | 0 | 96 | 8 | 2.1 | 0.12 | 91.297 | 10.181 | 91.469 | 83.471 | 0.083471 | 0.083471 | 1 | 10 | 10 | 5.7255e-05 | 5.7229e-05 | 2023-08-15 | 0 | 0 | 0 | 0 | 0 | 0 | 1.5222e-05 | 0.00012396 | 0.00027104 | 0.00038416 | 0.00046184 | 0.00034112 | 0.0004452 | 0.00045202 | 0.00040833 | 0.00023359 | 0.0002188 | 0.00017403 | 4.9739e-05 | 0 | 0 | 0 | 0 | 0
1 | 10 | 11 | 0 | 43 | 8 | 2.2 | 0.12 | 39.901 | 8.933 | 38.69 | 32.563 | 0.032563 | 0.032563 | 1 | 10 | 11 | 2.2336e-05 | 2.2326e-05 | 2023-08-16 | 0 | 0 | 0 | 0 | 0 | 0 | 1.7023e-05 | 0.0001213 | 0.00026428 | 0.00037782 | 0.00044361 | 0.00050674 | 0.00048859 | 0.00041266 | 0.00047072 | 0.00027837 | 0.0002551 | 0.00016452 | 4.2938e-05 | 0 | 0 | 0 | 0 | 0
1 | 10 | 12 | 802 | 99 | 9 | 2.2 | 0.12 | 731.936 | 26.213 | 735.168 | 704.362 | 0.70436 | 0.70436 | 1 | 10 | 12 | 0.00048314 | 0.00048292 | 2023-08-17 | 0 | 0 | 0 | 0 | 0 | 0 | 1.4325e-05 | 8.1523e-05 | 0.00015595 | 0.00028588 | 0.00045888 | 0.00040652 | 0.00025467 | 0.000134 | 0.00025124 | 0.00030044 | 0.00024843 | 0.00012875 | 4.2827e-05 | 0 | 0 | 0 | 0 | 0
1 | 10 | 13 | 866 | 76 | 10 | 2.2 | 0.12 | 741.344 | 27.443 | 742.492 | 711.426 | 0.71143 | 0.71143 | 1 | 10 | 13 | 0.00048799 | 0.00048777 | 2023-08-18 | 0 | 0 | 0 | 0 | 0 | 0 | 1.4423e-05 | 9.5986e-05 | 0.00023448 | 0.00029571 | 0.00040421 | 0.00042144 | 0.00039369 | 0.00041131 | 0.00039182 | 0.00039893 | 0.00029477 | 0.00016518 | 3.8168e-05 | 0 | 0 | 0 | 0 | 0
1 | 10 | 14 | 850 | 66 | 10 | 2.1 | 0.12 | 654.916 | 25.732 | 663.029 | 634.779 | 0.63478 | 0.63478 | 1 | 10 | 14 | 0.00043541 | 0.00043522 | 2023-08-19 | 0 | 0 | 0 | 0 | 0 | 0 | 1.4835e-05 | 0.00011488 | 0.00025394 | 0.00036284 | 0.00044281 | 0.00049127 | 0.00047905 | 0.00046747 | 0.00046888 | 0.00039777 | 0.00023288 | 0.0001631 | 4.0322e-05 | 0 | 0 | 0 | 0 | 0
1 | 10 | 15 | 777 | 56 | 9 | 1.8 | 0.12 | 495.006 | 21.655 | 509.806 | 486.985 | 0.48699 | 0.48699 | 1 | 10 | 15 | 0.00033404 | 0.00033389 | 2023-08-20 | 0 | 0 | 0 | 0 | 0 | 0 | 1.0089e-05 | 0.0001068 | 0.00023367 | 0.00030978 | 0.00040751 | 0.00016785 | 0.00023058 | 0.00011033 | 0.00023587 | 1.9753e-05 | 1.1319e-05 | 4.3098e-05 | 2.7895e-05 | 0 | 0 | 0 | 0 | 0
1 | 10 | 16 | 598 | 39 | 8 | 1.4 | 0.12 | 274.604 | 15.518 | 266.109 | 251.924 | 0.25192 | 0.25192 | 1 | 10 | 16 | 0.0001728 | 0.00017272 | 2023-08-21 | 0 | 0 | 0 | 0 | 0 | 0 | 1.2747e-05 | 0.00012074 | 0.00027183 | 0.00014132 | 0.0003228 | 0.00033953 | 0.00040608 | 0.000419 | 0.00047753 | 0.00040671 | 0.00029832 | 0.00016473 | 3.9281e-05 | 0 | 0 | 0 | 0 | 0
1 | 10 | 17 | 0 | 0 | 6 | 1.1 | 0.12 | 0 | 0 | 0 | 0 | 0 | 0 | 1 | 10 | 17 | 0 | 0 | 2023-08-22 | 0 | 0 | 0 | 0 | 0 | 0 | 1.1456e-05 | 2.7434e-05 | 7.7415e-05 | 0.00014026 | 0.00010701 | 0.00012348 | 0.00027914 | 8.1354e-05 | 0.00022287 | 0.00024791 | 8.5361e-05 | 0.00010385 | 2.358e-05 | 0 | 0 | 0 | 0 | 0
1 | 10 | 18 | 0 | 0 | 6 | 1.1 | 0.12 | 0 | 6 | 0 | 0 | 0 | 0 | 1 | 10 | 18 | 0 | 0 | 2023-08-23 | 0 | 0 | 0 | 0 | 0 | 0 | 0 | 1.9453e-05 | 0.00013729 | 0.00018612 | 0.00028191 | 0.00031294 | 0.00037529 | 0.00038374 | 0.00018818 | 0.00022613 | 0.00020112 | 6.9972e-05 | 3.4491e-05 | 0 | 0 | 0 | 0 | 0
1 | 10 | 19 | 0 | 0 | 6 | 1.1 | 0.12 | 0 | 6 | 0 | 0 | 0 | 0 | 1 | 10 | 19 | 0 | 0 | 2023-08-24 | 0 | 0 | 0 | 0 | 0 | 0 | 1.1298e-05 | 0.00012986 | 0.00029358 | 0.00041595 | 0.00050372 | 0.00055516 | 0.00056007 | 0.00051995 | 0.00044774 | 0.00042634 | 0.00033057 | 0.00018084 | 3.5666e-05 | 0 | 0 | 0 | 0 | 0
1 | 10 | 20 | 0 | 0 | 6 | 1.2 | 0.12 | 0 | 6 | 0 | 0 | 0 | 0 | 1 | 10 | 20 | 0 | 0 | 2023-08-25 | 0 | 0 | 0 | 0 | 0 | 0 | 8.0124e-06 | 8.7239e-05 | 0.00026553 | 0.00038284 | 0.00047592 | 0.00046771 | 0.00049473 | 0.00049577 | 0.00048333 | 0.00041718 | 0.00026282 | 0.00015331 | 3.0286e-05 | 0 | 0 | 0 | 0 | 0
1 | 10 | 21 | 0 | 0 | 6 | 1.2 | 0.12 | 0 | 6 | 0 | 0 | 0 | 0 | 1 | 10 | 21 | 0 | 0 | 2023-08-26 | 0 | 0 | 0 | 0 | 0 | 0 | 1.5447e-06 | 2.5333e-05 | 2.216e-05 | 4.1134e-05 | 5.5901e-05 | 6.9671e-05 | 6.8866e-05 | 8.1684e-05 | 7.0462e-05 | 4.6175e-05 | 2.2907e-05 | 1.1018e-05 | 0 | 0 | 0 | 0 | 0 | 0
1 | 10 | 22 | 0 | 0 | 6 | 1.2 | 0.12 | 0 | 6 | 0 | 0 | 0 | 0 | 1 | 10 | 22 | 0 | 0 | 2023-08-27 | 0 | 0 | 0 | 0 | 0 | 0 | 9.2909e-06 | 2.9816e-05 | 4.7702e-05 | 0.00015732 | 6.7699e-05 | 6.823e-05 | 0.0001054 | 0.00024281 | 0.00025825 | 4.0187e-05 | 6.8668e-05 | 9.8869e-05 | 2.3606e-05 | 0 | 0 | 0 | 0 | 0
1 | 10 | 23 | 0 | 0 | 6 | 1.5 | 0.12 | 0 | 6 | 0 | 0 | 0 | 0 | 1 | 10 | 23 | 0 | 0 | 2023-08-28 | 0 | 0 | 0 | 0 | 0 | 0 | 7.9787e-06 | 0.0001254 | 0.00028874 | 0.00040989 | 0.0004987 | 0.00055316 | 0.0005725 | 0.00056255 | 0.00051417 | 0.00043425 | 0.0003157 | 0.00017026 | 2.9787e-05 | 0 | 0 | 0 | 0 | 0
1 | 11 | 0 | 0 | 0 | 7 | 1.6 | 0.12 | 0 | 7 | 0 | 0 | 0 | 0 | 1 | 11 | 0 | 0 | 0 | 2023-08-29 | 0 | 0 | 0 | 0 | 0 | 0 | 7.0184e-06 | 0.00012369 | 0.00028563 | 0.00040555 | 0.00049117 | 0.00054108 | 0.00055684 | 0.00050318 | 0.00048676 | 0.00041446 | 0.00029892 | 0.00015872 | 2.4202e-05 | 0 | 0 | 0 | 0 | 0
1 | 11 | 1 | 0 | 0 | 7 | 1.6 | 0.12 | 0 | 7 | 0 | 0 | 0 | 0 | 1 | 11 | 1 | 0 | 0 | 2023-08-30 | 0 | 0 | 0 | 0 | 0 | 0 | 5.4058e-06 | 8.0166e-05 | 0.0002385 | 0.00037032 | 0.00045301 | 0.00050425 | 0.00042033 | 0.0004032 | 0.00028366 | 4.7711e-05 | 5.0901e-05 | 5.1215e-05 | 6.3785e-06 | 0 | 0 | 0 | 0 | 0
1 | 11 | 2 | 0 | 0 | 7 | 1.6 | 0.12 | 0 | 7 | 0 | 0 | 0 | 0 | 1 | 11 | 2 | 0 | 0 | 2023-08-31 | 0 | 0 | 0 | 0 | 0 | 0 | 0 | 2.0564e-05 | 7.1187e-05 | 0.00015125 | 0.00023677 | 0.00023125 | 0.00041455 | 0.00023153 | 0.00016788 | 5.7923e-05 | 6.6166e-05 | 1.9911e-05 | 3.2664e-06 | 0 | 0 | 0 | 0 | 0
1 | 11 | 3 | 0 | 0 | 6 | 1.5 | 0.12 | 0 | 6 | 0 | 0 | 0 | 0 | 1 | 11 | 3 | 0 | 0 | 2023-09-01 | 0 | 0 | 0 | 0 | 0 | 0 | 5.5279e-06 | 0.00010597 | 0.00024925 | 0.00035297 | 0.00032013 | 0.00031563 | 0.0003689 | 0.00035008 | 0.00024664 | 0.00017663 | 8.9064e-05 | 3.188e-05 | 1.0502e-05 | 0 | 0 | 0 | 0 | 0
1 | 11 | 4 | 0 | 0 | 5 | 1.4 | 0.12 | 0 | 5 | 0 | 0 | 0 | 0 | 1 | 11 | 4 | 0 | 0 | 2023-09-02 | 0 | 0 | 0 | 0 | 0 | 0 | 0 | 5.3324e-05 | 8.4079e-05 | 9.6844e-05 | 0.00018798 | 0.00019424 | 0.00032639 | 0.00033175 | 0.00017036 | 5.7812e-05 | 8.6704e-05 | 3.1741e-05 | 1.0051e-05 | 0 | 0 | 0 | 0 | 0
1 | 11 | 5 | 0 | 0 | 5 | 1.5 | 0.12 | 0 | 5 | 0 | 0 | 0 | 0 | 1 | 11 | 5 | 0 | 0 | 2023-09-03 | 0 | 0 | 0 | 0 | 0 | 0 | 0 | 1.6193e-05 | 4.3867e-05 | 0.00012572 | 0.00023134 | 0.00033996 | 0.00034643 | 0.00037348 | 0.00029053 | 0.00030354 | 0.00022712 | 0.00011209 | 1.6342e-05 | 0 | 0 | 0 | 0 | 0
1 | 11 | 6 | 0 | 0 | 4 | 1.6 | 0.12 | 0 | 4 | 0 | 0 | 0 | 0 | 1 | 11 | 6 | 0 | 0 | 2023-09-04 | 0 | 0 | 0 | 0 | 0 | 0 | 3.4269e-06 | 0.00011169 | 0.0002562 | 0.00040277 | 0.00048949 | 0.0004974 | 0.0005576 | 0.00053065 | 0.00037511 | 0.00042288 | 0.00030736 | 0.00015411 | 1.8088e-05 | 0 | 0 | 0 | 0 | 0
1 | 11 | 7 | 0 | 0 | 3 | 1.6 | 0.12 | 0 | 3 | 0 | 0 | 0 | 0 | 1 | 11 | 7 | 0 | 0 | 2023-09-05 | 0 | 0 | 0 | 0 | 0 | 0 | 3.809e-06 | 0.00012039 | 0.00028499 | 0.00040463 | 0.0004864 | 0.00053643 | 0.00055666 | 0.0005425 | 0.00049819 | 0.00041798 | 0.00030535 | 0.00014944 | 1.5855e-05 | 0 | 0 | 0 | 0 | 0
1 | 11 | 8 | 440 | 26 | 3 | 1.8 | 0.12 | 131.497 | 6.075 | 104.045 | 95.602 | 0.095602 | 0.095602 | 1 | 11 | 8 | 6.5576e-05 | 6.5547e-05 | 2023-09-06 | 0 | 0 | 0 | 0 | 0 | 0 | 3.0977e-06 | 0.00010788 | 0.00019749 | 0.0003675 | 0.00040637 | 0.0004537 | 0.00043855 | 0.00029763 | 0.00033896 | 0.00010334 | 0.00021944 | 0.000106 | 1.3709e-05 | 0 | 0 | 0 | 0 | 0
1 | 11 | 9 | 728 | 52 | 3 | 2.1 | 0.12 | 402.101 | 12.619 | 418.786 | 399.19 | 0.39919 | 0.39919 | 1 | 11 | 9 | 0.00027382 | 0.00027369 | 2023-09-07 | 0 | 0 | 0 | 0 | 0 | 0 | 2.636e-06 | 0.00010244 | 0.00024743 | 0.00036767 | 0.00045521 | 0.00050519 | 0.00052458 | 0.00051261 | 0.00046301 | 0.00031777 | 0.00019531 | 0.00011124 | 1.0833e-05 | 0 | 0 | 0 | 0 | 0
1 | 11 | 10 | 825 | 68 | 3 | 2.2 | 0.12 | 591.615 | 16.943 | 619.922 | 593.2 | 0.5932 | 0.5932 | 1 | 11 | 10 | 0.00040689 | 0.00040671 | 2023-09-08 | 0 | 0 | 0 | 0 | 0 | 0 | 2.2451e-06 | 9.5447e-05 | 0.00024266 | 0.00037508 | 0.00045751 | 0.00050452 | 0.00048828 | 0.00051029 | 0.00046473 | 0.00038579 | 0.00027643 | 0.00013018 | 1.0152e-05 | 0 | 0 | 0 | 0 | 0
1 | 11 | 11 | 853 | 82 | 3 | 2.1 | 0.12 | 713.089 | 20.117 | 734.991 | 704.191 | 0.70419 | 0.70419 | 1 | 11 | 11 | 0.00048303 | 0.00048281 | 2023-09-09 | 0 | 0 | 0 | 0 | 0 | 0 | 3.0099e-06 | 0.00010622 | 0.00026134 | 0.00037859 | 0.00046193 | 0.00051346 | 0.00052862 | 0.00050772 | 0.0004581 | 0.00037737 | 0.0002661 | 0.00012071 | 7.666e-06 | 0 | 0 | 0 | 0 | 0
1 | 11 | 12 | 863 | 89 | 4 | 2 | 0.12 | 768.181 | 22.799 | 781.598 | 749.146 | 0.74915 | 0.74915 | 1 | 11 | 12 | 0.00051386 | 0.00051363 | 2023-09-10 | 0 | 0 | 0 | 0 | 0 | 0 | 2.5482e-06 | 9.8968e-05 | 0.00024465 | 0.00035901 | 0.00044124 | 0.0003176 | 0.00025388 | 0.00040939 | 0.00027773 | 0.00021813 | 2.4945e-05 | 5.3098e-05 | 5.8681e-06 | 0 | 0 | 0 | 0 | 0
1 | 11 | 13 | 865 | 86 | 4 | 1.9 | 0.12 | 753.873 | 22.834 | 767.708 | 735.749 | 0.73575 | 0.73575 | 1 | 11 | 13 | 0.00050467 | 0.00050444 | 2023-09-11 | 0 | 0 | 0 | 0 | 0 | 0 | 1.4219e-06 | 5.3624e-05 | 1.9542e-05 | 8.3427e-05 | 8.675e-05 | 9.2521e-05 | 8.8403e-05 | 0.00010503 | 0.00018582 | 0.0001168 | 5.15e-05 | 7.6863e-05 | 5.6013e-06 | 0 | 0 | 0 | 0 | 0
1 | 11 | 14 | 839 | 77 | 4 | 1.6 | 0.12 | 662.196 | 21.655 | 680.255 | 651.394 | 0.65139 | 0.65139 | 1 | 11 | 14 | 0.00044681 | 0.00044661 | 2023-09-12 | 0 | 0 | 0 | 0 | 0 | 0 | 2.232e-06 | 9.7058e-05 | 0.00018169 | 0.00013421 | 0.00024421 | 0.00043598 | 0.00043365 | 0.00048776 | 0.00038861 | 0.00033407 | 0.0001767 | 5.2916e-05 | 2.2032e-06 | 0 | 0 | 0 | 0 | 0
1 | 11 | 15 | 763 | 64 | 3 | 1.2 | 0.12 | 498.274 | 17.583 | 520.787 | 497.577 | 0.49758 | 0.49758 | 1 | 11 | 15 | 0.0003413 | 0.00034115 | 2023-09-13 | 0 | 0 | 0 | 0 | 0 | 0 | 0 | 1.671e-05 | 7.6418e-05 | 0.00017112 | 0.0003368 | 0.00046891 | 0.00041309 | 0.00036715 | 0.00030597 | 0.00022783 | 0.0001679 | 9.4009e-05 | 2.2272e-06 | 0 | 0 | 0 | 0 | 0
1 | 11 | 16 | 588 | 43 | 1 | 0.7 | 0.12 | 276.448 | 10.032 | 274.329 | 259.852 | 0.25985 | 0.25985 | 1 | 11 | 16 | 0.00017824 | 0.00017816 | 2023-09-14 | 0 | 0 | 0 | 0 | 0 | 0 | 7.6207e-07 | 9.5458e-05 | 0.00024224 | 0.00036501 | 0.00044813 | 0.00049394 | 0.00049424 | 0.00046163 | 0.00040203 | 0.00030413 | 0.00019193 | 7.71e-05 | 0 | 0 | 0 | 0 | 0 | 0
1 | 11 | 17 | 0 | 0 | 0 | 0.5 | 0.12 | 0 | 0 | 0 | 0 | 0 | 0 | 1 | 11 | 17 | 0 | 0 | 2023-09-15 | 0 | 0 | 0 | 0 | 0 | 0 | 8.286e-07 | 9.9499e-05 | 0.00025567 | 0.00038288 | 0.00047338 | 0.00052669 | 0.0005328 | 0.00050355 | 0.00045248 | 0.00036545 | 0.00024874 | 0.0001044 | 1.9453e-06 | 0 | 0 | 0 | 0 | 0
1 | 11 | 18 | 0 | 0 | 0 | 0.5 | 0.12 | 0 | 0 | 0 | 0 | 0 | 0 | 1 | 11 | 18 | 0 | 0 | 2023-09-16 | 0 | 0 | 0 | 0 | 0 | 0 | 0 | 8.7481e-05 | 0.00023322 | 0.00034777 | 0.0004267 | 0.00046734 | 0.00049157 | 0.00044845 | 0.00042155 | 0.00032251 | 0.00016556 | 7.7856e-05 | 3.1141e-07 | 0 | 0 | 0 | 0 | 0
1 | 11 | 19 | 0 | 0 | 0 | 0.6 | 0.12 | 0 | 0 | 0 | 0 | 0 | 0 | 1 | 11 | 19 | 0 | 0 | 2023-09-17 | 0 | 0 | 0 | 0 | 0 | 0 | 0 | 8.7178e-05 | 0.00023799 | 0.00036235 | 0.00045303 | 0.00050471 | 0.00052422 | 0.00050896 | 0.00045486 | 0.00036571 | 0.00024243 | 8.7481e-05 | 6.4683e-07 | 0 | 0 | 0 | 0 | 0
1 | 11 | 20 | 0 | 0 | 0 | 0.5 | 0.12 | 0 | 0 | 0 | 0 | 0 | 0 | 1 | 11 | 20 | 0 | 0 | 2023-09-18 | 0 | 0 | 0 | 0 | 0 | 0 | 8.2792e-07 | 0.00010405 | 0.00027511 | 0.00041284 | 0.00050668 | 0.00056215 | 0.00058004 | 0.00056264 | 0.00050924 | 0.00042038 | 0.00029284 | 0.00012089 | 2.4097e-06 | 0 | 0 | 0 | 0 | 0
1 | 11 | 21 | 0 | 0 | 0 | 0.4 | 0.12 | 0 | 0 | 0 | 0 | 0 | 0 | 1 | 11 | 21 | 0 | 0 | 2023-09-19 | 0 | 0 | 0 | 0 | 0 | 0 | 9.3698e-07 | 0.00011695 | 0.00029791 | 0.00042982 | 0.00051805 | 0.00056965 | 0.00058326 | 0.00056398 | 0.00051094 | 0.00042203 | 0.00029509 | 0.00012157 | 2.0434e-06 | 0 | 0 | 0 | 0 | 0
1 | 11 | 22 | 0 | 0 | -1 | 0.4 | 0.12 | 0 | -1 | 0 | 0 | 0 | 0 | 1 | 11 | 22 | 0 | 0 | 2023-09-20 | 0 | 0 | 0 | 0 | 0 | 0 | 9.4453e-07 | 0.00011487 | 0.00029186 | 0.00042231 | 0.00051307 | 0.00056416 | 0.00057961 | 0.00056281 | 0.00050919 | 0.00041925 | 0.00029036 | 0.00011731 | 1.2011e-06 | 0 | 0 | 0 | 0 | 0
1 | 11 | 23 | 0 | 0 | -2 | 0.4 | 0.12 | 0 | -2 | 0 | 0 | 0 | 0 | 1 | 11 | 23 | 0 | 0 | 2023-09-21 | 0 | 0 | 0 | 0 | 0 | 0 | 5.0965e-07 | 0.00011148 | 0.00028641 | 0.0004161 | 0.00050049 | 0.00055196 | 0.00056255 | 0.00054065 | 0.00049088 | 0.00040212 | 0.00027419 | 0.00010907 | 3.8618e-07 | 0 | 0 | 0 | 0 | 0
1 | 12 | 0 | 0 | 0 | -1 | 0.6 | 0.12 | 0 | -1 | 0 | 0 | 0 | 0 | 1 | 12 | 0 | 0 | 0 | 2023-09-22 | 0 | 0 | 0 | 0 | 0 | 0 | 1.1043e-07 | 0.00010421 | 0.00027211 | 0.00039187 | 0.00047868 | 0.00044462 | 0.00044836 | 0.00050775 | 0.00037991 | 0.00026602 | 0.00020935 | 7.808e-05 | 0 | 0 | 0 | 0 | 0 | 0
1 | 12 | 1 | 0 | 0 | -1 | 0.7 | 0.12 | 0 | -1 | 0 | 0 | 0 | 0 | 1 | 12 | 1 | 0 | 0 | 2023-09-23 | 0 | 0 | 0 | 0 | 0 | 0 | 0 | 7.4777e-05 | 0.00019924 | 0.00034995 | 0.00029172 | 0.00027234 | 0.00031209 | 0.00037185 | 0.00023315 | 0.00010975 | 7.3113e-05 | 3.8395e-05 | 0 | 0 | 0 | 0 | 0 | 0
1 | 12 | 2 | 0 | 0 | 0 | 0.4 | 0.12 | 0 | 0 | 0 | 0 | 0 | 0 | 1 | 12 | 2 | 0 | 0 | 2023-09-24 | 0 | 0 | 0 | 0 | 0 | 0 | 0 | 3.4581e-05 | 9.6905e-05 | 0.00031587 | 0.00018814 | 0.00028117 | 0.00046041 | 0.0004222 | 0.00034631 | 0.00036092 | 0.00023732 | 8.6088e-05 | 0 | 0 | 0 | 0 | 0 | 0
1 | 12 | 3 | 0 | 0 | 0 | 0.3 | 0.12 | 0 | 0 | 0 | 0 | 0 | 0 | 1 | 12 | 3 | 0 | 0 | 2023-09-25 | 0 | 0 | 0 | 0 | 0 | 0 | 0 | 7.857e-05 | 0.00025018 | 0.0003543 | 0.00032535 | 0.00040956 | 0.00052284 | 0.00050586 | 0.00045577 | 0.00036764 | 0.00023064 | 8.6106e-05 | 0 | 0 | 0 | 0 | 0 | 0
1 | 12 | 4 | 0 | 0 | -1 | 0.6 | 0.12 | 0 | -1 | 0 | 0 | 0 | 0 | 1 | 12 | 4 | 0 | 0 | 2023-09-26 | 0 | 0 | 0 | 0 | 0 | 0 | 0 | 9.2717e-05 | 0.00025009 | 0.0002993 | 0.00028518 | 0.00031009 | 0.00024809 | 0.0001939 | 0.00020052 | 0.00015126 | 0.00020094 | 7.8887e-05 | 0 | 0 | 0 | 0 | 0 | 0
1 | 12 | 5 | 0 | 0 | -2 | 0.6 | 0.12 | 0 | -2 | 0 | 0 | 0 | 0 | 1 | 12 | 5 | 0 | 0 | 2023-09-27 | 0 | 0 | 0 | 0 | 0 | 0 | 0 | 9.0482e-05 | 0.00025186 | 0.00018659 | 0.00027582 | 0.00021186 | 0.00032513 | 0.00033801 | 0.00045328 | 0.00036246 | 0.00023264 | 7.8174e-05 | 0 | 0 | 0 | 0 | 0 | 0
1 | 12 | 6 | 0 | 0 | -3 | 0.4 | 0.12 | 0 | -3 | 0 | 0 | 0 | 0 | 1 | 12 | 6 | 0 | 0 | 2023-09-28 | 0 | 0 | 0 | 0 | 0 | 0 | 0 | 1.2769e-05 | 9.3582e-05 | 0.00021878 | 0.00015246 | 0.00019966 | 6.6002e-05 | 4.2102e-05 | 5.2081e-05 | 4.4785e-05 | 4.4318e-06 | 5.0501e-05 | 0 | 0 | 0 | 0 | 0 | 0
1 | 12 | 7 | 0 | 0 | -2 | 0.5 | 0.12 | 0 | -2 | 0 | 0 | 0 | 0 | 1 | 12 | 7 | 0 | 0 | 2023-09-29 | 0 | 0 | 0 | 0 | 0 | 0 | 0 | 9.5686e-05 | 0.00021001 | 0.00035333 | 0.00019141 | 0.0001698 | 0.0001226 | 0.00015709 | 0.00017004 | 0.00031014 | 0.00011411 | 2.0689e-05 | 0 | 0 | 0 | 0 | 0 | 0
1 | 12 | 8 | 435 | 25 | 0 | 0.7 | 0.12 | 130.788 | 3.992 | 104.993 | 96.516 | 0.096516 | 0.096516 | 1 | 12 | 8 | 6.6203e-05 | 6.6173e-05 | 2023-09-30 | 0 | 0 | 0 | 0 | 0 | 0 | 0 | 9.587e-05 | 0.00027081 | 0.00040116 | 0.00048785 | 0.00053629 | 0.00053721 | 0.00045991 | 0.00034615 | 0.000231 | 0.00021641 | 1.131e-05 | 0 | 0 | 0 | 0 | 0 | 0
1 | 12 | 9 | 723 | 48 | 1 | 0.9 | 0.12 | 395.689 | 13.424 | 410.917 | 391.6 | 0.3916 | 0.3916 | 1 | 12 | 9 | 0.00026861 | 0.00026849 | 2023-10-01 | 0 | 0 | 0 | 0 | 0 | 0 | 0 | 1.7401e-05 | 1.756e-05 | 9.5069e-05 | 7.7213e-05 | 0.00019705 | 0.00021249 | 6.3966e-05 | 5.8711e-05 | 8.783e-05 | 0.00024653 | 7.6555e-05 | 0 | 0 | 0 | 0 | 0 | 0
1 | 12 | 10 | 840 | 59 | 4 | 1 | 0.12 | 590.965 | 22.17 | 607.671 | 581.382 | 0.58138 | 0.58138 | 1 | 12 | 10 | 0.00039879 | 0.00039861 | 2023-10-02 | 0 | 0 | 0 | 0 | 0 | 0 | 0 | 9.611e-05 | 0.00027683 | 0.00041635 | 0.00050841 | 0.00056215 | 0.00048145 | 0.00055601 | 0.00049596 | 0.00039601 | 0.00025308 | 7.7807e-05 | 0 | 0 | 0 | 0 | 0 | 0
1 | 12 | 11 | 658 | 107 | 6 | 1 | 0.12 | 607.113 | 24.629 | 613.973 | 587.461 | 0.58746 | 0.58746 | 1 | 12 | 11 | 0.00040296 | 0.00040277 | 2023-10-03 | 0 | 0 | 0 | 0 | 0 | 0 | 0 | 5.4953e-05 | 0.00026464 | 0.00039775 | 0.00048271 | 0.00053613 | 0.00055087 | 0.00052992 | 0.00047205 | 0.00037609 | 0.00023768 | 7.1387e-05 | 0 | 0 | 0 | 0 | 0 | 0
1 | 12 | 12 | 555 | 150 | 7 | 0.9 | 0.12 | 603.893 | 25.989 | 604.723 | 578.539 | 0.57854 | 0.57854 | 1 | 12 | 12 | 0.00039684 | 0.00039666 | 2023-10-04 | 0 | 0 | 0 | 0 | 0 | 0 | 0 | 8.8334e-05 | 0.00025614 | 0.00038516 | 0.00047078 | 0.00051742 | 0.00053031 | 0.00051129 | 0.00045483 | 0.00036245 | 0.00022756 | 6.5451e-05 | 0 | 0 | 0 | 0 | 0 | 0
1 | 12 | 13 | 586 | 136 | 8 | 0.8 | 0.12 | 607.514 | 27.621 | 605.441 | 579.232 | 0.57923 | 0.57923 | 1 | 12 | 13 | 0.00039731 | 0.00039713 | 2023-10-05 | 0 | 0 | 0 | 0 | 0 | 0 | 0 | 8.2148e-05 | 0.00024622 | 0.00037201 | 0.00045477 | 0.00050508 | 0.00051651 | 0.00049869 | 0.00044241 | 0.00034967 | 0.00021644 | 5.9404e-05 | 0 | 0 | 0 | 0 | 0 | 0
1 | 12 | 14 | 409 | 150 | 8 | 0.7 | 0.12 | 456.449 | 23.151 | 461.858 | 440.736 | 0.44074 | 0.44074 | 1 | 12 | 14 | 0.00030231 | 0.00030218 | 2023-10-06 | 0 | 0 | 0 | 0 | 0 | 0 | 0 | 5.5821e-05 | 0.00024948 | 0.00037943 | 0.00046318 | 0.00051171 | 0.00052378 | 0.00049486 | 0.0004369 | 0.00034455 | 0.00020982 | 5.3931e-05 | 0 | 0 | 0 | 0 | 0 | 0
1 | 12 | 15 | 344 | 111 | 6 | 0.5 | 0.12 | 323.958 | 17.39 | 334.162 | 317.565 | 0.31756 | 0.31756 | 1 | 12 | 15 | 0.00021783 | 0.00021773 | 2023-10-07 | 0 | 0 | 0 | 0 | 0 | 0 | 0 | 7.5225e-05 | 0.00023906 | 0.00036988 | 0.00045872 | 0.00050774 | 0.00052147 | 0.00050142 | 0.00044397 | 0.0003511 | 0.00021651 | 5.678e-05 | 0 | 0 | 0 | 0 | 0 | 0
1 | 12 | 16 | 592 | 42 | 3 | 0.5 | 0.12 | 278.559 | 12.636 | 274.436 | 259.955 | 0.25995 | 0.25995 | 1 | 12 | 16 | 0.00017831 | 0.00017823 | 2023-10-08 | 0 | 0 | 0 | 0 | 0 | 0 | 0 | 7.8936e-05 | 0.00024499 | 0.00037514 | 0.00045938 | 0.00050329 | 0.00051271 | 0.00048442 | 0.00042829 | 0.00033622 | 0.00020474 | 5.0211e-05 | 0 | 0 | 0 | 0 | 0 | 0
1 | 12 | 17 | 0 | 0 | 2 | 0.7 | 0.12 | 0 | 0 | 0 | 0 | 0 | 0 | 1 | 12 | 17 | 0 | 0 | 2023-10-09 | 0 | 0 | 0 | 0 | 0 | 0 | 0 | 7.184e-05 | 0.00020297 | 0.00025765 | 0.00032714 | 0.00032689 | 0.00039203 | 0.00036831 | 0.00027747 | 0.00024725 | 2.3591e-05 | 1.6538e-05 | 0 | 0 | 0 | 0 | 0 | 0
1 | 12 | 18 | 0 | 0 | 3 | 0.8 | 0.12 | 0 | 3 | 0 | 0 | 0 | 0 | 1 | 12 | 18 | 0 | 0 | 2023-10-10 | 0 | 0 | 0 | 0 | 0 | 0 | 0 | 3.0086e-05 | 0.00016465 | 0.00012926 | 0.00034569 | 0.00051135 | 0.0005251 | 0.00050402 | 0.00044911 | 0.00035465 | 0.00021669 | 5.0678e-05 | 0 | 0 | 0 | 0 | 0 | 0
1 | 12 | 19 | 0 | 0 | 5 | 0.7 | 0.12 | 0 | 5 | 0 | 0 | 0 | 0 | 1 | 12 | 19 | 0 | 0 | 2023-10-11 | 0 | 0 | 0 | 0 | 0 | 0 | 0 | 1.2303e-05 | 0.00018411 | 0.00026484 | 0.00033493 | 0.00042744 | 0.0004186 | 0.00037753 | 0.00021318 | 0.00019447 | 6.3519e-05 | 3.7778e-05 | 0 | 0 | 0 | 0 | 0 | 0
1 | 12 | 20 | 0 | 0 | 7 | 0.8 | 0.12 | 0 | 7 | 0 | 0 | 0 | 0 | 1 | 12 | 20 | 0 | 0 | 2023-10-12 | 0 | 0 | 0 | 0 | 0 | 0 | 0 | 6.5225e-06 | 1.1493e-05 | 4.2785e-05 | 7.2792e-05 | 9.1677e-05 | 7.8802e-05 | 0.00013731 | 8.601e-05 | 7.5885e-05 | 3.5321e-05 | 3.1294e-05 | 0 | 0 | 0 | 0 | 0 | 0
1 | 12 | 21 | 0 | 0 | 9 | 1.2 | 0.12 | 0 | 9 | 0 | 0 | 0 | 0 | 1 | 12 | 21 | 0 | 0 | 2023-10-13 | 0 | 0 | 0 | 0 | 0 | 0 | 0 | 1.774e-05 | 3.2585e-05 | 6.3134e-05 | 2.1757e-05 | 3.0944e-05 | 8.9969e-05 | 0.00011768 | 0.00015884 | 0.00012763 | 8.3013e-05 | 1.1159e-05 | 0 | 0 | 0 | 0 | 0 | 0
1 | 12 | 22 | 0 | 0 | 11 | 1.7 | 0.12 | 0 | 11 | 0 | 0 | 0 | 0 | 1 | 12 | 22 | 0 | 0 | 2023-10-14 | 0 | 0 | 0 | 0 | 0 | 0 | 0 | 7.3035e-05 | 0.00024934 | 0.00039035 | 0.0004789 | 0.00053146 | 0.00043514 | 0.00023059 | 0.00019577 | 0.00010407 | 0.00010336 | 3.5964e-05 | 0 | 0 | 0 | 0 | 0 | 0
1 | 12 | 23 | 0 | 0 | 12 | 1.9 | 0.12 | 0 | 12 | 0 | 0 | 0 | 0 | 1 | 12 | 23 | 0 | 0 | 2023-10-15 | 0 | 0 | 0 | 0 | 0 | 0 | 0 | 7.5269e-05 | 0.00025643 | 0.00039996 | 0.00049573 | 0.00054855 | 0.00056139 | 0.00053158 | 0.00046591 | 0.00036127 | 0.00020859 | 3.5149e-05 | 0 | 0 | 0 | 0 | 0 | 0
1 | 13 | 0 | 0 | 0 | 12 | 1.7 | 0.12 | 0 | 12 | 0 | 0 | 0 | 0 | 1 | 13 | 0 | 0 | 0 | 2023-10-16 | 0 | 0 | 0 | 0 | 0 | 0 | 0 | 9.4583e-06 | 4.5278e-05 | 0.00013101 | 0.00045299 | 0.00050042 | 0.00050861 | 0.00048138 | 0.00042099 | 0.00031814 | 7.8591e-05 | 6.718e-06 | 0 | 0 | 0 | 0 | 0 | 0
1 | 13 | 1 | 0 | 0 | 11 | 1.4 | 0.12 | 0 | 11 | 0 | 0 | 0 | 0 | 1 | 13 | 1 | 0 | 0 | 2023-10-17 | 0 | 0 | 0 | 0 | 0 | 0 | 0 | 7.4521e-05 | 0.00025569 | 0.00039319 | 0.00048078 | 0.00053135 | 0.00047107 | 0.00038958 | 0.00038305 | 0.00031422 | 9.2327e-05 | 8.1084e-06 | 0 | 0 | 0 | 0 | 0 | 0
1 | 13 | 2 | 0 | 0 | 10 | 1.4 | 0.12 | 0 | 10 | 0 | 0 | 0 | 0 | 1 | 13 | 2 | 0 | 0 | 2023-10-18 | 0 | 0 | 0 | 0 | 0 | 0 | 0 | 3.5271e-05 | 0.00015984 | 0.00011268 | 9.441e-05 | 0.00015776 | 0.00029912 | 0.00042973 | 0.0001006 | 0.000142 | 3.5236e-05 | 0 | 0 | 0 | 0 | 0 | 0 | 0
1 | 13 | 3 | 0 | 0 | 8 | 1.5 | 0.12 | 0 | 8 | 0 | 0 | 0 | 0 | 1 | 13 | 3 | 0 | 0 | 2023-10-19 | 0 | 0 | 0 | 0 | 0 | 0 | 0 | 0 | 1.1434e-06 | 1.0995e-06 | 4.4723e-06 | 2.4408e-05 | 5.337e-05 | 4.5154e-05 | 4.6047e-05 | 1.6542e-05 | 1.6742e-05 | 0 | 0 | 0 | 0 | 0 | 0 | 0
1 | 13 | 4 | 0 | 0 | 5 | 1.6 | 0.12 | 0 | 5 | 0 | 0 | 0 | 0 | 1 | 13 | 4 | 0 | 0 | 2023-10-20 | 0 | 0 | 0 | 0 | 0 | 0 | 0 | 4.8886e-06 | 2.2144e-05 | 3.8819e-05 | 6.0735e-05 | 9.9749e-05 | 9.487e-05 | 0.0001011 | 3.4011e-05 | 6.177e-05 | 0.00016996 | 1.1703e-05 | 0 | 0 | 0 | 0 | 0 | 0
1 | 13 | 5 | 0 | 0 | 3 | 1.5 | 0.12 | 0 | 3 | 0 | 0 | 0 | 0 | 1 | 13 | 5 | 0 | 0 | 2023-10-21 | 0 | 0 | 0 | 0 | 0 | 0 | 0 | 5.6141e-05 | 0.0002297 | 0.00037068 | 0.00046675 | 0.00051916 | 0.0005285 | 0.0005059 | 0.00044117 | 0.00033589 | 0.00018511 | 1.5826e-05 | 0 | 0 | 0 | 0 | 0 | 0
1 | 13 | 6 | 0 | 0 | 1 | 1.5 | 0.12 | 0 | 1 | 0 | 0 | 0 | 0 | 1 | 13 | 6 | 0 | 0 | 2023-10-22 | 0 | 0 | 0 | 0 | 0 | 0 | 0 | 5.9114e-05 | 0.00023894 | 0.00026273 | 0.00047219 | 0.0005215 | 0.00053435 | 0.00050462 | 0.00044043 | 0.00027986 | 0.00017904 | 1.3479e-05 | 0 | 0 | 0 | 0 | 0 | 0
1 | 13 | 7 | 0 | 0 | 1 | 1.6 | 0.12 | 0 | 1 | 0 | 0 | 0 | 0 | 1 | 13 | 7 | 0 | 0 | 2023-10-23 | 0 | 0 | 0 | 0 | 0 | 0 | 0 | 2.3692e-05 | 0.00017504 | 0.00024453 | 0.00033669 | 0.00037608 | 0.00038167 | 0.00030975 | 0.00019578 | 0.00011515 | 0.00010755 | 3.0984e-06 | 0 | 0 | 0 | 0 | 0 | 0
1 | 13 | 8 | 350 | 29 | 1 | 1.9 | 0.12 | 120.446 | 3.785 | 98.389 | 90.146 | 0.090146 | 0.090146 | 1 | 13 | 8 | 6.1834e-05 | 6.1806e-05 | 2023-10-24 | 0 | 0 | 0 | 0 | 0 | 0 | 0 | 0 | 0.00018094 | 3.2113e-05 | 0.00044037 | 0.00050037 | 0.00052117 | 0.00049833 | 0.00043476 | 0.0003289 | 0.00017719 | 1.0258e-05 | 0 | 0 | 0 | 0 | 0 | 0
1 | 13 | 9 | 57 | 93 | 1 | 2.2 | 0.12 | 123.37 | 3.89 | 128.061 | 118.767 | 0.11877 | 0.11877 | 1 | 13 | 9 | 8.1466e-05 | 8.1429e-05 | 2023-10-25 | 0 | 0 | 0 | 0 | 0 | 0 | 0 | 5.0989e-05 | 0.00022684 | 0.00036881 | 0.00045831 | 0.0005076 | 0.00052225 | 0.00049445 | 0.00043279 | 0.00032869 | 0.00011016 | 2.7046e-06 | 0 | 0 | 0 | 0 | 0 | 0
1 | 13 | 10 | 47 | 148 | 1 | 2.2 | 0.12 | 183.033 | 5.292 | 192.051 | 180.49 | 0.18049 | 0.18049 | 1 | 13 | 10 | 0.0001238 | 0.00012375 | 2023-10-26 | 0 | 0 | 0 | 0 | 0 | 0 | 0 | 8.592e-06 | 5.5978e-05 | 0.00012058 | 0.00023375 | 0.00022633 | 0.00035438 | 0.00032944 | 0.00019542 | 0.00018611 | 4.7337e-05 | 0 | 0 | 0 | 0 | 0 | 0 | 0
1 | 13 | 11 | 18 | 170 | 1 | 2.1 | 0.12 | 179.916 | 5.294 | 187.249 | 175.857 | 0.17586 | 0.17586 | 1 | 13 | 11 | 0.00012063 | 0.00012057 | 2023-10-27 | 0 | 0 | 0 | 0 | 0 | 0 | 0 | 0 | 1.0729e-05 | 1.2452e-05 | 1.4746e-05 | 4.0902e-05 | 4.803e-05 | 0.00012329 | 0.00013222 | 7.7344e-05 | 5.5109e-05 | 0 | 0 | 0 | 0 | 0 | 0 | 0
1 | 13 | 12 | 107 | 219 | 1 | 1.9 | 0.12 | 311.953 | 8.758 | 325.926 | 309.621 | 0.30962 | 0.30962 | 1 | 13 | 12 | 0.00021238 | 0.00021228 | 2023-10-28 | 0 | 0 | 0 | 0 | 0 | 0 | 0 | 5.1753e-06 | 3.864e-05 | 6.2965e-05 | 7.0166e-05 | 0.00011409 | 0.00023591 | 0.00036327 | 0.00020827 | 8.5065e-05 | 2.2448e-05 | 6.0211e-06 | 0 | 0 | 0 | 0 | 0 | 0
1 | 13 | 13 | 88 | 210 | 2 | 1.8 | 0.12 | 286.363 | 9.272 | 298.05 | 282.732 | 0.28273 | 0.28273 | 1 | 13 | 13 | 0.00019393 | 0.00019385 | 2023-10-29 | 0 | 0 | 0 | 0 | 0 | 0 | 0 | 3.1016e-05 | 0.0002119 | 0.00036182 | 0.0003378 | 0.00021503 | 0.0005228 | 0.00041086 | 0.00042777 | 0.0003201 | 0.00015919 | 3.7109e-06 | 0 | 0 | 0 | 0 | 0 | 0
1 | 13 | 14 | 6 | 148 | 1 | 1.6 | 0.12 | 148.588 | 4.938 | 154.103 | 143.886 | 0.14389 | 0.14389 | 1 | 13 | 14 | 9.8696e-05 | 9.8651e-05 | 2023-10-30 | 0 | 0 | 0 | 0 | 0 | 0 | 0 | 9.1572e-06 | 0.00010929 | 0.00028968 | 0.00043306 | 0.00048906 | 0.00050789 | 0.00048615 | 0.0004181 | 0.00030909 | 0.00015047 | 0 | 0 | 0 | 0 | 0 | 0 | 0
1 | 13 | 15 | 0 | 64 | 0 | 1.5 | 0.12 | 59.451 | 1.613 | 60.73 | 53.822 | 0.053822 | 0.053822 | 1 | 13 | 15 | 3.6918e-05 | 3.6901e-05 | 2023-10-31 | 0 | 0 | 0 | 0 | 0 | 0 | 0 | 8.2792e-07 | 3.5684e-05 | 0.00031436 | 0.00044438 | 0.00050577 | 0.00052077 | 0.00031387 | 2.1073e-05 | 5.2418e-05 | 7.6223e-05 | 0 | 0 | 0 | 0 | 0 | 0 | 0
1 | 13 | 16 | 0 | 15 | 0 | 1.2 | 0.12 | 13.884 | 0.402 | 13.236 | 8.011 | 0.008011 | 0.008011 | 1 | 13 | 16 | 5.495e-06 | 5.4925e-06 | 2023-11-01 | 0 | 0 | 0 | 0 | 0 | 0 | 0 | 0 | 3.2884e-06 | 5.5936e-05 | 0.00022185 | 0.00030406 | 0.00020019 | 0.00020469 | 0.00028951 | 0.00021613 | 8.5985e-05 | 0 | 0 | 0 | 0 | 0 | 0 | 0
1 | 13 | 17 | 0 | 0 | 0 | 1.1 | 0.12 | 0 | 0 | 0 | 0 | 0 | 0 | 1 | 13 | 17 | 0 | 0 | 2023-11-02 | 0 | 0 | 0 | 0 | 0 | 0 | 0 | 1.5585e-05 | 0.00017909 | 0.00032151 | 0.00041294 | 0.00046481 | 0.00035012 | 0.00044849 | 0.00038415 | 0.00027966 | 0.00013096 | 0 | 0 | 0 | 0 | 0 | 0 | 0
1 | 13 | 18 | 0 | 0 | 0 | 1 | 0.12 | 0 | 0 | 0 | 0 | 0 | 0 | 1 | 13 | 18 | 0 | 0 | 2023-11-03 | 0 | 0 | 0 | 0 | 0 | 0 | 0 | 1.6409e-05 | 0.00018841 | 0.00032957 | 0.00041863 | 0.00046982 | 0.00048281 | 0.00046117 | 0.00039629 | 0.00029497 | 0.00014422 | 0 | 0 | 0 | 0 | 0 | 0 | 0
1 | 13 | 19 | 0 | 0 | -1 | 1 | 0.12 | 0 | -1 | 0 | 0 | 0 | 0 | 1 | 13 | 19 | 0 | 0 | 2023-11-04 | 0 | 0 | 0 | 0 | 0 | 0 | 0 | 1.7532e-05 | 0.00019916 | 0.0003406 | 0.00043207 | 0.00047966 | 0.00048965 | 0.00046131 | 0.00039496 | 0.00028938 | 0.00013805 | 0 | 0 | 0 | 0 | 0 | 0 | 0
1 | 13 | 20 | 0 | 0 | -2 | 0.9 | 0.12 | 0 | -2 | 0 | 0 | 0 | 0 | 1 | 13 | 20 | 0 | 0 | 2023-11-05 | 0 | 0 | 0 | 0 | 0 | 0 | 0 | 5.7275e-07 | 7.4181e-05 | 0.00024184 | 0.00025157 | 0.00018215 | 0.0001119 | 0.00026909 | 0.00014724 | 6.2141e-05 | 3.014e-05 | 0 | 0 | 0 | 0 | 0 | 0 | 0
1 | 13 | 21 | 0 | 0 | -3 | 0.7 | 0.12 | 0 | -3 | 0 | 0 | 0 | 0 | 1 | 13 | 21 | 0 | 0 | 2023-11-06 | 0 | 0 | 0 | 0 | 0 | 0 | 0 | 0 | 0 | 2.66e-05 | 1.4713e-05 | 2.3086e-05 | 3.831e-05 | 3.8406e-05 | 2.9403e-05 | 2.8513e-05 | 1.4113e-05 | 0 | 0 | 0 | 0 | 0 | 0 | 0
1 | 13 | 22 | 0 | 0 | -4 | 0.6 | 0.12 | 0 | -4 | 0 | 0 | 0 | 0 | 1 | 13 | 22 | 0 | 0 | 2023-11-07 | 0 | 0 | 0 | 0 | 0 | 0 | 0 | 1.3603e-05 | 0.00020425 | 0.00029271 | 0.00045846 | 0.00043502 | 0.00042379 | 0.0003377 | 0.00012072 | 0.0001075 | 4.1286e-05 | 0 | 0 | 0 | 0 | 0 | 0 | 0
1 | 13 | 23 | 0 | 0 | -5 | 0.6 | 0.12 | 0 | -5 | 0 | 0 | 0 | 0 | 1 | 13 | 23 | 0 | 0 | 2023-11-08 | 0 | 0 | 0 | 0 | 0 | 0 | 0 | 8.4603e-06 | 0.00019398 | 0.00035124 | 0.00029554 | 0.00035754 | 0.0005171 | 0.00048978 | 0.00041995 | 0.00030356 | 2.8435e-05 | 0 | 0 | 0 | 0 | 0 | 0 | 0
1 | 14 | 0 | 0 | 0 | -5 | 0.5 | 0.12 | 0 | -5 | 0 | 0 | 0 | 0 | 1 | 14 | 0 | 0 | 0 | 2023-11-09 | 0 | 0 | 0 | 0 | 0 | 0 | 0 | 9.3616e-06 | 0.0002082 | 0.00037074 | 0.00046991 | 0.00052389 | 0.00053413 | 0.00050657 | 0.00043872 | 0.00032348 | 0.00015032 | 0 | 0 | 0 | 0 | 0 | 0 | 0
1 | 14 | 1 | 0 | 0 | -6 | 0.5 | 0.12 | 0 | -6 | 0 | 0 | 0 | 0 | 1 | 14 | 1 | 0 | 0 | 2023-11-10 | 0 | 0 | 0 | 0 | 0 | 0 | 0 | 0 | 2.9101e-05 | 0.00023838 | 0.00027897 | 0.00047745 | 0.00034926 | 0.0004616 | 9.6264e-05 | 1.2751e-05 | 1.6183e-05 | 0 | 0 | 0 | 0 | 0 | 0 | 0
1 | 14 | 2 | 0 | 0 | -6 | 0.5 | 0.12 | 0 | -6 | 0 | 0 | 0 | 0 | 1 | 14 | 2 | 0 | 0 | 2023-11-11 | 0 | 0 | 0 | 0 | 0 | 0 | 0 | 8.6084e-07 | 2.0568e-05 | 4.7709e-05 | 2.7164e-05 | 1.6125e-05 | 3.4524e-05 | 2.6657e-05 | 2.2029e-05 | 1.1497e-05 | 2.311e-05 | 0 | 0 | 0 | 0 | 0 | 0 | 0
1 | 14 | 3 | 0 | 0 | -6 | 0.4 | 0.12 | 0 | -6 | 0 | 0 | 0 | 0 | 1 | 14 | 3 | 0 | 0 | 2023-11-12 | 0 | 0 | 0 | 0 | 0 | 0 | 0 | 0 | 5.0624e-05 | 9.4598e-05 | 0.00018919 | 0.00022122 | 0.00037096 | 0.00034611 | 0.00027188 | 7.5167e-05 | 2.6052e-05 | 0 | 0 | 0 | 0 | 0 | 0 | 0
1 | 14 | 4 | 0 | 0 | -6 | 0.3 | 0.12 | 0 | -6 | 0 | 0 | 0 | 0 | 1 | 14 | 4 | 0 | 0 | 2023-11-13 | 0 | 0 | 0 | 0 | 0 | 0 | 0 | 4.7761e-06 | 0.00020044 | 0.00036646 | 0.00046997 | 0.00053064 | 0.00054555 | 0.00051721 | 0.00044631 | 0.00032444 | 0.00014563 | 0 | 0 | 0 | 0 | 0 | 0 | 0
1 | 14 | 5 | 0 | 0 | -6 | 0.3 | 0.12 | 0 | -6 | 0 | 0 | 0 | 0 | 1 | 14 | 5 | 0 | 0 | 2023-11-14 | 0 | 0 | 0 | 0 | 0 | 0 | 0 | 0 | 0.0001064 | 0.00020111 | 0.0003181 | 0.00038766 | 0.00037215 | 0.0003151 | 0.00021382 | 7.1201e-05 | 8.6097e-05 | 0 | 0 | 0 | 0 | 0 | 0 | 0
1 | 14 | 6 | 0 | 0 | -6 | 0.4 | 0.12 | 0 | -6 | 0 | 0 | 0 | 0 | 1 | 14 | 6 | 0 | 0 | 2023-11-15 | 0 | 0 | 0 | 0 | 0 | 0 | 0 | 0 | 2.6921e-05 | 3.0451e-05 | 0.0002295 | 5.9758e-05 | 6.2918e-05 | 5.4983e-05 | 0.00036229 | 1.7575e-05 | 8.5843e-05 | 0 | 0 | 0 | 0 | 0 | 0 | 0
1 | 14 | 7 | 0 | 0 | -6 | 0.5 | 0.12 | 0 | -6 | 0 | 0 | 0 | 0 | 1 | 14 | 7 | 0 | 0 | 2023-11-16 | 0 | 0 | 0 | 0 | 0 | 0 | 0 | 0 | 3.2941e-05 | 2.5409e-05 | 9.7974e-05 | 4.3654e-05 | 3.0634e-05 | 3.2993e-05 | 0.00022654 | 5.8202e-05 | 0 | 0 | 0 | 0 | 0 | 0 | 0 | 0
1 | 14 | 8 | 434 | 27 | -5 | 0.7 | 0.12 | 134.559 | -0.869 | 111.906 | 103.184 | 0.10318 | 0.10318 | 1 | 14 | 8 | 7.0777e-05 | 7.0745e-05 | 2023-11-17 | 0 | 0 | 0 | 0 | 0 | 0 | 0 | 0 | 2.9636e-05 | 0.00010141 | 0.00016456 | 0.00046696 | 0.00030475 | 0.00045498 | 0.00028413 | 0.00027416 | 0.00011059 | 0 | 0 | 0 | 0 | 0 | 0 | 0
1 | 14 | 9 | 727 | 53 | -3 | 0.7 | 0.12 | 403.521 | 10.368 | 424.072 | 404.289 | 0.40429 | 0.40429 | 1 | 14 | 9 | 0.00027731 | 0.00027719 | 2023-11-18 | 0 | 0 | 0 | 0 | 0 | 0 | 0 | 0 | 4.4092e-06 | 3.2132e-05 | 4.074e-05 | 8.9993e-05 | 9.7107e-05 | 7.3877e-05 | 9.6861e-05 | 3.9246e-05 | 0 | 0 | 0 | 0 | 0 | 0 | 0 | 0
1 | 14 | 10 | 845 | 67 | -1 | 0.8 | 0.12 | 604.741 | 18.585 | 629.878 | 602.802 | 0.6028 | 0.6028 | 1 | 14 | 10 | 0.00041348 | 0.00041329 | 2023-11-19 | 0 | 0 | 0 | 0 | 0 | 0 | 0 | 0 | 6.4868e-05 | 6.2317e-05 | 0.00024013 | 0.00035635 | 0.00050535 | 0.00048174 | 0.00040951 | 0.00029668 | 0.00012759 | 0 | 0 | 0 | 0 | 0 | 0 | 0
1 | 14 | 11 | 900 | 74 | 0 | 0.7 | 0.12 | 740.739 | 24.617 | 750.79 | 719.43 | 0.71943 | 0.71943 | 1 | 14 | 11 | 0.00049348 | 0.00049325 | 2023-11-20 | 0 | 0 | 0 | 0 | 0 | 0 | 0 | 0 | 0.00016157 | 0.00032106 | 0.00042029 | 0.00047111 | 0.00048489 | 0.00046078 | 0.00039247 | 0.00028582 | 0.00012295 | 0 | 0 | 0 | 0 | 0 | 0 | 0
1 | 14 | 12 | 915 | 79 | 0 | 0.6 | 0.12 | 795.112 | 27.152 | 795.871 | 762.914 | 0.76291 | 0.76291 | 1 | 14 | 12 | 0.00052331 | 0.00052307 | 2023-11-21 | 0 | 0 | 0 | 0 | 0 | 0 | 0 | 0 | 0.00015743 | 0.00031606 | 0.00028754 | 0.00036455 | 0.00041533 | 0.000457 | 0.00030891 | 0.00026814 | 0.00011986 | 0 | 0 | 0 | 0 | 0 | 0 | 0
1 | 14 | 13 | 538 | 151 | 0 | 0.5 | 0.12 | 586.716 | 20.594 | 599.513 | 573.514 | 0.57351 | 0.57351 | 1 | 14 | 13 | 0.00039339 | 0.00039321 | 2023-11-22 | 0 | 0 | 0 | 0 | 0 | 0 | 0 | 0 | 2.7245e-06 | 0.00016133 | 0.00030845 | 0.00042345 | 0.00044036 | 0.00031003 | 0.00028307 | 0.00024749 | 8.3332e-05 | 0 | 0 | 0 | 0 | 0 | 0 | 0
1 | 14 | 14 | 808 | 89 | 0 | 0.4 | 0.12 | 660.521 | 23.929 | 672.076 | 643.506 | 0.64351 | 0.64351 | 1 | 14 | 14 | 0.0004414 | 0.0004412 | 2023-11-23 | 0 | 0 | 0 | 0 | 0 | 0 | 0 | 0 | 6.9863e-05 | 0.00025293 | 0.00024981 | 0.00034859 | 0.00042814 | 0.0003436 | 0.00022092 | 0.00014824 | 7.8149e-05 | 0 | 0 | 0 | 0 | 0 | 0 | 0
1 | 14 | 15 | 380 | 109 | 0 | 0.2 | 0.12 | 343.143 | 13.219 | 360.199 | 342.679 | 0.34268 | 0.34268 | 1 | 14 | 15 | 0.00023505 | 0.00023495 | 2023-11-24 | 0 | 0 | 0 | 0 | 0 | 0 | 0 | 0 | 5.3839e-06 | 7.4499e-06 | 2.8848e-05 | 3.6994e-05 | 3.8213e-05 | 7.1926e-05 | 8.2323e-05 | 6.7462e-05 | 0.00011363 | 0 | 0 | 0 | 0 | 0 | 0 | 0
1 | 14 | 16 | 460 | 61 | -1 | 0.3 | 0.12 | 253.655 | 8.337 | 255.4 | 241.594 | 0.24159 | 0.24159 | 1 | 14 | 16 | 0.00016572 | 0.00016564 | 2023-11-25 | 0 | 0 | 0 | 0 | 0 | 0 | 0 | 0 | 7.0647e-05 | 0.00033148 | 0.0003214 | 0.00050331 | 0.00025601 | 0.00027821 | 0.00038187 | 0.00023113 | 9.3861e-05 | 0 | 0 | 0 | 0 | 0 | 0 | 0
1 | 14 | 17 | 0 | 0 | -2 | 0.4 | 0.12 | 0 | 0 | 0 | 0 | 0 | 0 | 1 | 14 | 17 | 0 | 0 | 2023-11-26 | 0 | 0 | 0 | 0 | 0 | 0 | 0 | 0 | 2.0306e-05 | 0.00013048 | 0.00030832 | 0.00030821 | 0.00030124 | 0.0001609 | 0.00012798 | 0.00017098 | 7.312e-05 | 0 | 0 | 0 | 0 | 0 | 0 | 0
1 | 14 | 18 | 0 | 0 | -2 | 0.4 | 0.12 | 0 | -2 | 0 | 0 | 0 | 0 | 1 | 14 | 18 | 0 | 0 | 2023-11-27 | 0 | 0 | 0 | 0 | 0 | 0 | 0 | 0 | 2.2444e-06 | 1.8187e-05 | 3.1174e-05 | 4.3942e-05 | 6.9186e-05 | 9.948e-05 | 2.9038e-05 | 2.539e-05 | 4.2871e-07 | 0 | 0 | 0 | 0 | 0 | 0 | 0
1 | 14 | 19 | 0 | 0 | -2 | 0.6 | 0.12 | 0 | -2 | 0 | 0 | 0 | 0 | 1 | 14 | 19 | 0 | 0 | 2023-11-28 | 0 | 0 | 0 | 0 | 0 | 0 | 0 | 0 | 2.9255e-06 | 1.1746e-05 | 6.7557e-05 | 3.4795e-05 | 5.2055e-05 | 3.2915e-05 | 2.304e-05 | 1.4947e-05 | 5.6932e-07 | 0 | 0 | 0 | 0 | 0 | 0 | 0
1 | 14 | 20 | 0 | 0 | -2 | 0.6 | 0.12 | 0 | -2 | 0 | 0 | 0 | 0 | 1 | 14 | 20 | 0 | 0 | 2023-11-29 | 0 | 0 | 0 | 0 | 0 | 0 | 0 | 0 | 0.00012913 | 9.9899e-06 | 3.672e-05 | 6.4316e-05 | 6.8216e-05 | 0.00048398 | 0.00041077 | 0.00014787 | 7.9689e-05 | 0 | 0 | 0 | 0 | 0 | 0 | 0
1 | 14 | 21 | 0 | 0 | -3 | 0.6 | 0.12 | 0 | -3 | 0 | 0 | 0 | 0 | 1 | 14 | 21 | 0 | 0 | 2023-11-30 | 0 | 0 | 0 | 0 | 0 | 0 | 0 | 0 | 5.9057e-05 | 0.00030568 | 0.00042027 | 0.00047585 | 0.00049011 | 0.00046189 | 0.00039612 | 0.00028039 | 0.00011156 | 0 | 0 | 0 | 0 | 0 | 0 | 0
1 | 14 | 22 | 0 | 0 | -3 | 0.7 | 0.12 | 0 | -3 | 0 | 0 | 0 | 0 | 1 | 14 | 22 | 0 | 0 | 2023-12-01 | 0 | 0 | 0 | 0 | 0 | 0 | 0 | 0 | 1.7677e-05 | 5.8486e-05 | 0.00011598 | 0.00014291 | 0.0001514 | 0.00017464 | 0.00014119 | 9.1479e-05 | 8.9668e-05 | 0 | 0 | 0 | 0 | 0 | 0 | 0
1 | 14 | 23 | 0 | 0 | -3 | 0.7 | 0.12 | 0 | -3 | 0 | 0 | 0 | 0 | 1 | 14 | 23 | 0 | 0 | 2023-12-02 | 0 | 0 | 0 | 0 | 0 | 0 | 0 | 0 | 1.852e-05 | 8.8064e-05 | 0.00014779 | 0.00020599 | 0.00013346 | 0.00036613 | 0.00017974 | 0.00016613 | 1.9565e-05 | 0 | 0 | 0 | 0 | 0 | 0 | 0
1 | 15 | 0 | 0 | 0 | -3 | 0.7 | 0.12 | 0 | -3 | 0 | 0 | 0 | 0 | 1 | 15 | 0 | 0 | 0 | 2023-12-03 | 0 | 0 | 0 | 0 | 0 | 0 | 0 | 0 | 1.4087e-05 | 4.5796e-05 | 7.2133e-05 | 0.00023677 | 0.00028518 | 0.00018921 | 0.00014223 | 0.00010097 | 2.29e-05 | 0 | 0 | 0 | 0 | 0 | 0 | 0
1 | 15 | 1 | 0 | 0 | -3 | 0.7 | 0.12 | 0 | -3 | 0 | 0 | 0 | 0 | 1 | 15 | 1 | 0 | 0 | 2023-12-04 | 0 | 0 | 0 | 0 | 0 | 0 | 0 | 0 | 4.9511e-06 | 3.9232e-05 | 8.6317e-05 | 9.726e-05 | 0.00012109 | 7.8654e-05 | 8.1408e-05 | 0.00010239 | 6.4045e-05 | 0 | 0 | 0 | 0 | 0 | 0 | 0
1 | 15 | 2 | 0 | 0 | -3 | 0.7 | 0.12 | 0 | -3 | 0 | 0 | 0 | 0 | 1 | 15 | 2 | 0 | 0 | 2023-12-05 | 0 | 0 | 0 | 0 | 0 | 0 | 0 | 0 | 8.9075e-06 | 1.8615e-05 | 0.00014602 | 6.6761e-05 | 4.0413e-05 | 2.8736e-05 | 5.0567e-05 | 2.4746e-05 | 2.7842e-06 | 0 | 0 | 0 | 0 | 0 | 0 | 0
1 | 15 | 3 | 0 | 0 | -4 | 0.7 | 0.12 | 0 | -4 | 0 | 0 | 0 | 0 | 1 | 15 | 3 | 0 | 0 | 2023-12-06 | 0 | 0 | 0 | 0 | 0 | 0 | 0 | 0 | 4.8704e-05 | 1.0176e-05 | 9.5633e-05 | 0.00012281 | 9.5061e-05 | 3.2619e-05 | 4.3983e-05 | 2.8234e-05 | 1.015e-05 | 0 | 0 | 0 | 0 | 0 | 0 | 0
1 | 15 | 4 | 0 | 0 | -4 | 0.8 | 0.12 | 0 | -4 | 0 | 0 | 0 | 0 | 1 | 15 | 4 | 0 | 0 | 2023-12-07 | 0 | 0 | 0 | 0 | 0 | 0 | 0 | 0 | 0.00012301 | 0.0003143 | 0.00043771 | 0.00050857 | 0.00053096 | 0.00050615 | 0.00043202 | 0.00030953 | 2.1114e-05 | 0 | 0 | 0 | 0 | 0 | 0 | 0
1 | 15 | 5 | 0 | 0 | -4 | 0.9 | 0.12 | 0 | -4 | 0 | 0 | 0 | 0 | 1 | 15 | 5 | 0 | 0 | 2023-12-08 | 0 | 0 | 0 | 0 | 0 | 0 | 0 | 0 | 9.6929e-06 | 0.0001078 | 6.46e-05 | 7.7677e-05 | 8.486e-05 | 0.00042328 | 0.0003394 | 0.00022312 | 6.8877e-05 | 0 | 0 | 0 | 0 | 0 | 0 | 0
1 | 15 | 6 | 0 | 0 | -3 | 0.9 | 0.12 | 0 | -3 | 0 | 0 | 0 | 0 | 1 | 15 | 6 | 0 | 0 | 2023-12-09 | 0 | 0 | 0 | 0 | 0 | 0 | 0 | 0 | 8.9264e-05 | 2.3781e-05 | 5.1289e-05 | 5.8793e-05 | 9.2254e-05 | 9.95e-05 | 5.1984e-05 | 2.9014e-05 | 9.4365e-05 | 0 | 0 | 0 | 0 | 0 | 0 | 0
1 | 15 | 7 | 0 | 0 | -2 | 0.9 | 0.12 | 0 | -2 | 0 | 0 | 0 | 0 | 1 | 15 | 7 | 0 | 0 | 2023-12-10 | 0 | 0 | 0 | 0 | 0 | 0 | 0 | 0 | 8.4205e-05 | 0.0002955 | 0.00043719 | 0.00051688 | 0.00054058 | 0.00051676 | 0.00044081 | 0.00031065 | 0.00011589 | 0 | 0 | 0 | 0 | 0 | 0 | 0
1 | 15 | 8 | 167 | 30 | -1 | 1.1 | 0.12 | 82.006 | 1.304 | 69.523 | 62.303 | 0.062303 | 0.062303 | 1 | 15 | 8 | 4.2736e-05 | 4.2716e-05 | 2023-12-11 | 0 | 0 | 0 | 0 | 0 | 0 | 0 | 0 | 9.9651e-05 | 0.00029294 | 0.00041869 | 0.00049019 | 0.000515 | 0.00049406 | 0.00041807 | 0.00028152 | 1.8285e-05 | 0 | 0 | 0 | 0 | 0 | 0 | 0
1 | 15 | 9 | 155 | 95 | 1 | 1.2 | 0.12 | 176.161 | 6.126 | 183.761 | 172.493 | 0.17249 | 0.17249 | 1 | 15 | 9 | 0.00011832 | 0.00011826 | 2023-12-12 | 0 | 0 | 0 | 0 | 0 | 0 | 0 | 0 | 0.00011396 | 0.00032113 | 0.00044494 | 0.00038183 | 0.00053506 | 0.00050434 | 0.00043138 | 0.00030589 | 0.00012068 | 0 | 0 | 0 | 0 | 0 | 0 | 0
1 | 15 | 10 | 355 | 136 | 3 | 1.4 | 0.12 | 373.274 | 13.398 | 391.223 | 372.605 | 0.37261 | 0.37261 | 1 | 15 | 10 | 0.00025558 | 0.00025547 | 2023-12-13 | 0 | 0 | 0 | 0 | 0 | 0 | 0 | 0 | 5.4732e-05 | 0.000284 | 0.00041224 | 0.00048482 | 0.00050801 | 0.00049007 | 0.00030713 | 9.8942e-05 | 7.4817e-05 | 0 | 0 | 0 | 0 | 0 | 0 | 0
1 | 15 | 11 | 509 | 147 | 5 | 1.4 | 0.12 | 543.328 | 20.123 | 556.665 | 532.183 | 0.53218 | 0.53218 | 1 | 15 | 11 | 0.00036504 | 0.00036487 | 2023-12-14 | 0 | 0 | 0 | 0 | 0 | 0 | 0 | 0 | 0 | 4.1194e-05 | 0 | 7.3875e-07 | 4.9634e-06 | 6.2029e-06 | 5.0059e-06 | 0.000218 | 6.7437e-05 | 0 | 0 | 0 | 0 | 0 | 0 | 0
1 | 15 | 12 | 386 | 193 | 6 | 1.4 | 0.12 | 515.355 | 20.324 | 524.48 | 501.139 | 0.50114 | 0.50114 | 1 | 15 | 12 | 0.00034375 | 0.00034359 | 2023-12-15 | 0 | 0 | 0 | 0 | 0 | 0 | 0 | 0 | 4.4647e-06 | 2.7478e-05 | 3.206e-05 | 5.0348e-05 | 0.00013503 | 0.00047172 | 0.0004044 | 9.6551e-05 | 0.00010633 | 0 | 0 | 0 | 0 | 0 | 0 | 0
1 | 15 | 13 | 99 | 215 | 6 | 1.2 | 0.12 | 300.368 | 14.733 | 306.729 | 291.104 | 0.2911 | 0.2911 | 1 | 15 | 13 | 0.00019968 | 0.00019959 | 2023-12-16 | 0 | 0 | 0 | 0 | 0 | 0 | 0 | 0 | 3.348e-06 | 1.6615e-05 | 0.00011791 | 0.00017454 | 0.00010334 | 0.00014608 | 9.7109e-05 | 0.00025279 | 8.8328e-05 | 0 | 0 | 0 | 0 | 0 | 0 | 0
1 | 15 | 14 | 26 | 165 | 6 | 1 | 0.12 | 180.302 | 11.508 | 183.788 | 172.52 | 0.17252 | 0.17252 | 1 | 15 | 14 | 0.00011834 | 0.00011828 | 2023-12-17 | 0 | 0 | 0 | 0 | 0 | 0 | 0 | 0 | 1.3864e-05 | 7.2502e-05 | 0.00011847 | 0.00014695 | 0.0003824 | 0.00037399 | 0.00018165 | 0.00019614 | 9.8817e-05 | 0 | 0 | 0 | 0 | 0 | 0 | 0
1 | 15 | 15 | 454 | 100 | 5 | 0.8 | 0.12 | 374.76 | 17.126 | 389 | 370.46 | 0.37046 | 0.37046 | 1 | 15 | 15 | 0.00025411 | 0.00025399 | 2023-12-18 | 0 | 0 | 0 | 0 | 0 | 0 | 0 | 0 | 8.4674e-05 | 0.00028524 | 0.00039992 | 0.0004723 | 0.00049335 | 0.00047561 | 0.00040975 | 0.00029444 | 0.00012328 | 0 | 0 | 0 | 0 | 0 | 0 | 0
1 | 15 | 16 | 236 | 64 | 3 | 0.8 | 0.12 | 172.634 | 8.516 | 173.041 | 162.153 | 0.16215 | 0.16215 | 1 | 15 | 16 | 0.00011123 | 0.00011118 | 2023-12-19 | 0 | 0 | 0 | 0 | 0 | 0 | 0 | 0 | 2.807e-05 | 0.00014427 | 0.00021848 | 0.00027374 | 0.00023828 | 0.00032692 | 0.00020413 | 8.7582e-05 | 2.168e-05 | 0 | 0 | 0 | 0 | 0 | 0 | 0
1 | 15 | 17 | 0 | 0 | 2 | 0.8 | 0.12 | 0 | 0 | 0 | 0 | 0 | 0 | 1 | 15 | 17 | 0 | 0 | 2023-12-20 | 0 | 0 | 0 | 0 | 0 | 0 | 0 | 0 | 0 | 4.6837e-05 | 2.3671e-05 | 2.3951e-05 | 1.0479e-05 | 5.5396e-05 | 4.6486e-05 | 1.0493e-05 | 7.0925e-06 | 0 | 0 | 0 | 0 | 0 | 0 | 0
1 | 15 | 18 | 0 | 0 | 2 | 0.9 | 0.12 | 0 | 2 | 0 | 0 | 0 | 0 | 1 | 15 | 18 | 0 | 0 | 2023-12-21 | 0 | 0 | 0 | 0 | 0 | 0 | 0 | 0 | 0 | 1.6106e-06 | 4.4634e-06 | 1.6694e-05 | 1.6652e-05 | 3.9966e-05 | 3.5885e-05 | 5.1339e-05 | 2.6891e-05 | 0 | 0 | 0 | 0 | 0 | 0 | 0
1 | 15 | 19 | 0 | 0 | 2 | 1 | 0.12 | 0 | 2 | 0 | 0 | 0 | 0 | 1 | 15 | 19 | 0 | 0 | 2023-12-22 | 0 | 0 | 0 | 0 | 0 | 0 | 0 | 0 | 1.3091e-05 | 0.0002511 | 0.00016095 | 0.00028021 | 0.00022745 | 9.9436e-05 | 0.00014779 | 0.0001984 | 7.9952e-05 | 0 | 0 | 0 | 0 | 0 | 0 | 0
1 | 15 | 20 | 0 | 0 | 3 | 1.2 | 0.12 | 0 | 3 | 0 | 0 | 0 | 0 | 1 | 15 | 20 | 0 | 0 | 2023-12-23 | 0 | 0 | 0 | 0 | 0 | 0 | 0 | 0 | 1.091e-05 | 8.6234e-05 | 0.00014351 | 0.00018376 | 0.00019656 | 0.00018827 | 9.1326e-05 | 8.7066e-05 | 0.00013785 | 0 | 0 | 0 | 0 | 0 | 0 | 0
1 | 15 | 21 | 0 | 0 | 4 | 1.4 | 0.12 | 0 | 4 | 0 | 0 | 0 | 0 | 1 | 15 | 21 | 0 | 0 | 2023-12-24 | 0 | 0 | 0 | 0 | 0 | 0 | 0 | 0 | 7.9823e-05 | 0.00030226 | 0.00028091 | 0.00051974 | 0.00054623 | 0.00052592 | 0.00045516 | 0.00033265 | 0.0001488 | 0 | 0 | 0 | 0 | 0 | 0 | 0
1 | 15 | 22 | 0 | 0 | 5 | 1.4 | 0.12 | 0 | 5 | 0 | 0 | 0 | 0 | 1 | 15 | 22 | 0 | 0 | 2023-12-25 | 0 | 0 | 0 | 0 | 0 | 0 | 0 | 0 | 5.1527e-06 | 0.00019034 | 0.00022136 | 0.00034547 | 0.00037326 | 0.00024987 | 4.4981e-05 | 1.0121e-05 | 3.6203e-06 | 0 | 0 | 0 | 0 | 0 | 0 | 0
1 | 15 | 23 | 0 | 0 | 5 | 1.4 | 0.12 | 0 | 5 | 0 | 0 | 0 | 0 | 1 | 15 | 23 | 0 | 0 | 2023-12-26 | 0 | 0 | 0 | 0 | 0 | 0 | 0 | 0 | 6.4196e-05 | 0.00027471 | 0.00040697 | 0.00047801 | 0.00050335 | 0.0004833 | 0.00042151 | 0.0003118 | 0.00014286 | 0 | 0 | 0 | 0 | 0 | 0 | 0
1 | 16 | 0 | 0 | 0 | 6 | 1.6 | 0.12 | 0 | 6 | 0 | 0 | 0 | 0 | 1 | 16 | 0 | 0 | 0 | 2023-12-27 | 0 | 0 | 0 | 0 | 0 | 0 | 0 | 0 | 6.4012e-05 | 0.00026344 | 0.00039299 | 0.00046617 | 0.00049007 | 0.00047201 | 0.0004147 | 0.00030729 | 0.00014017 | 0 | 0 | 0 | 0 | 0 | 0 | 0
1 | 16 | 1 | 0 | 0 | 6 | 1.6 | 0.12 | 0 | 6 | 0 | 0 | 0 | 0 | 1 | 16 | 1 | 0 | 0 | 2023-12-28 | 0 | 0 | 0 | 0 | 0 | 0 | 0 | 0 | 6.3204e-05 | 0.00018623 | 0.00039721 | 0.00046895 | 0.0003756 | 0.00041154 | 0.00024825 | 0.00012563 | 7.6344e-06 | 0 | 0 | 0 | 0 | 0 | 0 | 0
1 | 16 | 2 | 0 | 0 | 6 | 1.5 | 0.12 | 0 | 6 | 0 | 0 | 0 | 0 | 1 | 16 | 2 | 0 | 0 | 2023-12-29 | 0 | 0 | 0 | 0 | 0 | 0 | 0 | 0 | 0 | 8.0226e-06 | 1.7464e-05 | 0.0001922 | 0.00011115 | 8.2219e-05 | 0.0003991 | 0.0002883 | 0.00011681 | 0 | 0 | 0 | 0 | 0 | 0 | 0
1 | 16 | 3 | 0 | 0 | 6 | 1.4 | 0.12 | 0 | 6 | 0 | 0 | 0 | 0 | 1 | 16 | 3 | 0 | 0 | 2023-12-30 | 0 | 0 | 0 | 0 | 0 | 0 | 0 | 0 | 9.2724e-06 | 4.3393e-05 | 7.6581e-05 | 9.9089e-05 | 5.3543e-05 | 5.1621e-05 | 0.00014385 | 9.622e-05 | 0.00015394 | 0 | 0 | 0 | 0 | 0 | 0 | 0
1 | 16 | 4 | 0 | 0 | 5 | 1.2 | 0.12 | 0 | 5 | 0 | 0 | 0 | 0 | 1 | 16 | 4 | 0 | 0 | 2023-12-31 | 0 | 0 | 0 | 0 | 0 | 0 | 0 | 0 | 5.5086e-05 | 0.00025707 | 0.00039408 | 0.00047947 | 0.00050921 | 0.00049276 | 0.00042347 | 0.00018396 | 0.00014009 | 0 | 0 | 0 | 0 | 0 | 0 | 0
1 | 16 | 5 | 0 | 0 | 5 | 1.2 | 0.12 | 0 | 5 | 0 | 0 | 0 | 0 | 1 | 16 | 5 | 0 | 0 | 2024-01-01 | 0 | 0 | 0 | 0 | 0 | 0 | 0 | 0 | 4.5444e-05 | 0.00022378 | 0.00034504 | 0.00041323 | 0.00032209 | 0.00041643 | 0.0002608 | 8.9439e-05 | 0 | 0 | 0 | 0 | 0 | 0 | 0 | 0
1 | 16 | 6 | 0 | 0 | 5 | 1.1 | 0.12 | 0 | 5 | 0 | 0 | 0 | 0 | 1 | 16 | 6 | 0 | 0 | 2024-01-02 | 0 | 0 | 0 | 0 | 0 | 0 | 0 | 0 | 2.0752e-05 | 0.0002194 | 6.8851e-05 | 3.5668e-05 | 0.00020453 | 3.9552e-05 | 4.1622e-05 | 3.5408e-05 | 0 | 0 | 0 | 0 | 0 | 0 | 0 | 0
1 | 16 | 7 | 0 | 0 | 5 | 1 | 0.12 | 0 | 5 | 0 | 0 | 0 | 0 | 1 | 16 | 7 | 0 | 0 | 2024-01-03 | 0 | 0 | 0 | 0 | 0 | 0 | 0 | 0 | 0 | 2.6944e-05 | 1.2817e-05 | 5.5816e-06 | 1.8913e-05 | 4.7819e-05 | 6.0363e-05 | 9.9278e-07 | 8.7348e-07 | 0 | 0 | 0 | 0 | 0 | 0 | 0
1 | 16 | 8 | 215 | 34 | 6 | 1 | 0.12 | 98.197 | 8.83 | 81.471 | 73.827 | 0.073827 | 0.073827 | 1 | 16 | 8 | 5.064e-05 | 5.0617e-05 | 2024-01-04 | 0 | 0 | 0 | 0 | 0 | 0 | 0 | 0 | 0 | 1.9125e-05 | 1.2918e-05 | 1.721e-05 | 0.00010238 | 4.0112e-05 | 6.3318e-05 | 2.3963e-05 | 7.2134e-06 | 0 | 0 | 0 | 0 | 0 | 0 | 0
1 | 16 | 9 | 106 | 97 | 7 | 1 | 0.12 | 156.033 | 11.77 | 158.621 | 148.244 | 0.14824 | 0.14824 | 1 | 16 | 9 | 0.00010169 | 0.00010164 | 2024-01-05 | 0 | 0 | 0 | 0 | 0 | 0 | 0 | 0 | 6.776e-06 | 5.0818e-05 | 7.1401e-05 | 0.0001427 | 0.00013383 | 0.00029988 | 0.00019409 | 0.00013634 | 4.4752e-05 | 0 | 0 | 0 | 0 | 0 | 0 | 0
1 | 16 | 10 | 361 | 136 | 8 | 1.2 | 0.12 | 386.055 | 19.272 | 396.004 | 377.215 | 0.37721 | 0.37721 | 1 | 16 | 10 | 0.00025874 | 0.00025863 | 2024-01-06 | 0 | 0 | 0 | 0 | 0 | 0 | 0 | 0 | 6.0345e-05 | 0.00026635 | 0.00039853 | 0.00047183 | 0.00049994 | 0.00048405 | 0.00042584 | 0.00032102 | 0.00016141 | 0 | 0 | 0 | 0 | 0 | 0 | 0
1 | 16 | 11 | 191 | 202 | 8 | 1.4 | 0.12 | 358.73 | 17.964 | 365.366 | 347.663 | 0.34766 | 0.34766 | 1 | 16 | 11 | 0.00023847 | 0.00023836 | 2024-01-07 | 0 | 0 | 0 | 0 | 0 | 0 | 0 | 0 | 6.0599e-05 | 0.00026773 | 0.00040562 | 0.00048888 | 0.00052459 | 0.00051274 | 0.00045249 | 0.00034884 | 0.00018216 | 0 | 0 | 0 | 0 | 0 | 0 | 0
1 | 16 | 12 | 248 | 218 | 7 | 1.6 | 0.12 | 439.424 | 18.663 | 447.308 | 426.702 | 0.4267 | 0.4267 | 1 | 16 | 12 | 0.00029269 | 0.00029256 | 2024-01-08 | 0 | 0 | 0 | 0 | 0 | 0 | 0 | 0 | 2.1624e-05 | 0.0001241 | 0.000157 | 0.00027333 | 0.00011883 | 0.00019863 | 0.00018783 | 8.6841e-06 | 0 | 0 | 0 | 0 | 0 | 0 | 0 | 0
1 | 16 | 13 | 347 | 196 | 6 | 1.7 | 0.12 | 485.391 | 18.618 | 496.624 | 474.27 | 0.47427 | 0.47427 | 1 | 16 | 13 | 0.00032532 | 0.00032517 | 2024-01-09 | 0 | 0 | 0 | 0 | 0 | 0 | 0 | 0 | 3.5981e-06 | 3.2873e-05 | 6.0874e-05 | 1.9495e-05 | 6.6178e-05 | 0.00012105 | 5.3144e-05 | 3.3329e-05 | 0.00011534 | 0 | 0 | 0 | 0 | 0 | 0 | 0
1 | 16 | 14 | 216 | 183 | 4 | 1.6 | 0.12 | 347.64 | 13.239 | 361.269 | 343.712 | 0.34371 | 0.34371 | 1 | 16 | 14 | 0.00023576 | 0.00023566 | 2024-01-10 | 0 | 0 | 0 | 0 | 0 | 0 | 0 | 0 | 0 | 0.00024228 | 5.7229e-05 | 2.2326e-05 | 0.00048292 | 0.00048777 | 0.00043522 | 0.00033389 | 0.00017272 | 0 | 0 | 0 | 0 | 0 | 0 | 0
1 | 16 | 15 | 61 | 131 | 3 | 1.4 | 0.12 | 170.548 | 7.74 | 177.408 | 166.366 | 0.16637 | 0.16637 | 1 | 16 | 15 | 0.00011412 | 0.00011406 | 2024-01-11 | 0 | 0 | 0 | 0 | 0 | 0 | 0 | 0 | 6.5547e-05 | 0.00027369 | 0.00040671 | 0.00048281 | 0.00051363 | 0.00050444 | 0.00044661 | 0.00034115 | 0.00017816 | 0 | 0 | 0 | 0 | 0 | 0 | 0
1 | 16 | 16 | 124 | 69 | 2 | 1.2 | 0.12 | 124.749 | 5.607 | 125.83 | 116.615 | 0.11661 | 0.11661 | 1 | 16 | 16 | 7.999e-05 | 7.9953e-05 | 2024-01-12 | 0 | 0 | 0 | 0 | 0 | 0 | 0 | 0 | 6.6173e-05 | 0.00026849 | 0.00039861 | 0.00040277 | 0.00039666 | 0.00039713 | 0.00030218 | 0.00021773 | 0.00017823 | 0 | 0 | 0 | 0 | 0 | 0 | 0
1 | 16 | 17 | 0 | 0 | 0 | 1.1 | 0.12 | 0 | 0 | 0 | 0 | 0 | 0 | 1 | 16 | 17 | 0 | 0 | 2024-01-13 | 0 | 0 | 0 | 0 | 0 | 0 | 0 | 0 | 6.1806e-05 | 8.1429e-05 | 0.00012375 | 0.00012057 | 0.00021228 | 0.00019385 | 9.8651e-05 | 3.6901e-05 | 5.4925e-06 | 0 | 0 | 0 | 0 | 0 | 0 | 0
1 | 16 | 18 | 0 | 0 | 0 | 1 | 0.12 | 0 | 0 | 0 | 0 | 0 | 0 | 1 | 16 | 18 | 0 | 0 | 2024-01-14 | 0 | 0 | 0 | 0 | 0 | 0 | 0 | 0 | 7.0745e-05 | 0.00027719 | 0.00041329 | 0.00049325 | 0.00052307 | 0.00039321 | 0.0004412 | 0.00023495 | 0.00016564 | 0 | 0 | 0 | 0 | 0 | 0 | 0
1 | 16 | 19 | 0 | 0 | 0 | 1 | 0.12 | 0 | 0 | 0 | 0 | 0 | 0 | 1 | 16 | 19 | 0 | 0 | 2024-01-15 | 0 | 0 | 0 | 0 | 0 | 0 | 0 | 0 | 4.2716e-05 | 0.00011826 | 0.00025547 | 0.00036487 | 0.00034359 | 0.00019959 | 0.00011828 | 0.00025399 | 0.00011118 | 0 | 0 | 0 | 0 | 0 | 0 | 0
1 | 16 | 20 | 0 | 0 | -1 | 1.1 | 0.12 | 0 | -1 | 0 | 0 | 0 | 0 | 1 | 16 | 20 | 0 | 0 | 2024-01-16 | 0 | 0 | 0 | 0 | 0 | 0 | 0 | 0 | 5.0617e-05 | 0.00010164 | 0.00025863 | 0.00023836 | 0.00029256 | 0.00032517 | 0.00023566 | 0.00011406 | 7.9953e-05 | 0 | 0 | 0 | 0 | 0 | 0 | 0
1 | 16 | 21 | 0 | 0 | -2 | 1 | 0.12 | 0 | -2 | 0 | 0 | 0 | 0 | 1 | 16 | 21 | 0 | 0 | 2024-01-17 | 0 | 0 | 0 | 0 | 0 | 0 | 0 | 0 | 6.0268e-05 | 0.00024894 | 0.00038786 | 0.0003895 | 0.00049771 | 0.00026741 | 0.0001647 | 7.3001e-05 | 3.4744e-05 | 0 | 0 | 0 | 0 | 0 | 0 | 0
1 | 16 | 22 | 0 | 0 | -3 | 1 | 0.12 | 0 | -3 | 0 | 0 | 0 | 0 | 1 | 16 | 22 | 0 | 0 | 2024-01-18 | 0 | 0 | 0 | 0 | 0 | 0 | 0 | 0 | 4.0887e-05 | 0.00021232 | 5.5828e-05 | 8.3652e-05 | 0.0001254 | 9.494e-05 | 5.8694e-05 | 2.4593e-05 | 2.5018e-06 | 0 | 0 | 0 | 0 | 0 | 0 | 0
1 | 16 | 23 | 0 | 0 | -3 | 1 | 0.12 | 0 | -3 | 0 | 0 | 0 | 0 | 1 | 16 | 23 | 0 | 0 | 2024-01-19 | 0 | 0 | 0 | 0 | 0 | 0 | 0 | 0 | 7.9595e-05 | 7.8307e-05 | 0.00027092 | 0.00022373 | 0.00021057 | 0.0002378 | 0.00011216 | 0.00021407 | 2.438e-05 | 0 | 0 | 0 | 0 | 0 | 0 | 0
1 | 17 | 0 | 0 | 0 | -4 | 1 | 0.12 | 0 | -4 | 0 | 0 | 0 | 0 | 1 | 17 | 0 | 0 | 0 | 2024-01-20 | 0 | 0 | 0 | 0 | 0 | 0 | 0 | 0 | 1.0897e-05 | 7.3773e-05 | 0.00014191 | 0.00030576 | 0.00028902 | 0.00031517 | 0.00027779 | 0.00017163 | 0.00010038 | 3.7113e-06 | 0 | 0 | 0 | 0 | 0 | 0
1 | 17 | 1 | 0 | 0 | -4 | 0.9 | 0.12 | 0 | -4 | 0 | 0 | 0 | 0 | 1 | 17 | 1 | 0 | 0 | 2024-01-21 | 0 | 0 | 0 | 0 | 0 | 0 | 0 | 0 | 9.2599e-05 | 0.00030861 | 0.00045704 | 0.00054881 | 0.00058698 | 0.00057761 | 0.00051567 | 0.00040176 | 0.00023009 | 1.6624e-05 | 0 | 0 | 0 | 0 | 0 | 0
1 | 17 | 2 | 0 | 0 | -5 | 0.9 | 0.12 | 0 | -5 | 0 | 0 | 0 | 0 | 1 | 17 | 2 | 0 | 0 | 2024-01-22 | 0 | 0 | 0 | 0 | 0 | 0 | 0 | 0 | 1.6426e-05 | 9.7394e-05 | 0.00013957 | 0.00016751 | 0.0001315 | 0.00014198 | 0.00020391 | 0.00017901 | 8.8884e-05 | 2.8727e-07 | 0 | 0 | 0 | 0 | 0 | 0
1 | 17 | 3 | 0 | 0 | -5 | 1 | 0.12 | 0 | -5 | 0 | 0 | 0 | 0 | 1 | 17 | 3 | 0 | 0 | 2024-01-23 | 0 | 0 | 0 | 0 | 0 | 0 | 0 | 0 | 6.6025e-05 | 3.5861e-05 | 7.1577e-05 | 9.0581e-05 | 0.00015101 | 0.0001382 | 0.00012164 | 0.00012865 | 0.00019761 | 1.4687e-05 | 0 | 0 | 0 | 0 | 0 | 0
1 | 17 | 4 | 0 | 0 | -5 | 1 | 0.12 | 0 | -5 | 0 | 0 | 0 | 0 | 1 | 17 | 4 | 0 | 0 | 2024-01-24 | 0 | 0 | 0 | 0 | 0 | 0 | 0 | 0 | 0.00010231 | 0.00031529 | 0.00046421 | 0.00055078 | 0.00058494 | 0.00057383 | 0.00051953 | 0.00041487 | 0.00024827 | 3.0832e-05 | 0 | 0 | 0 | 0 | 0 | 0
1 | 17 | 5 | 0 | 0 | -5 | 1.1 | 0.12 | 0 | -5 | 0 | 0 | 0 | 0 | 1 | 17 | 5 | 0 | 0 | 2024-01-25 | 0 | 0 | 0 | 0 | 0 | 0 | 0 | 0 | 2.344e-05 | 9.03e-05 | 0.00021168 | 0.00051294 | 0.00046018 | 0.00020119 | 0.00028333 | 0.00018773 | 0.00018254 | 6.2762e-06 | 0 | 0 | 0 | 0 | 0 | 0
1 | 17 | 6 | 0 | 0 | -6 | 1.1 | 0.12 | 0 | -6 | 0 | 0 | 0 | 0 | 1 | 17 | 6 | 0 | 0 | 2024-01-26 | 0 | 0 | 0 | 0 | 0 | 0 | 0 | 0 | 0.00010776 | 0.00031571 | 0.00046612 | 0.00055864 | 0.00060218 | 0.00059377 | 0.0005335 | 0.00042294 | 0.00025318 | 3.3342e-05 | 0 | 0 | 0 | 0 | 0 | 0
1 | 17 | 7 | 0 | 0 | -5 | 1.1 | 0.12 | 0 | -5 | 0 | 0 | 0 | 0 | 1 | 17 | 7 | 0 | 0 | 2024-01-27 | 0 | 0 | 0 | 0 | 0 | 0 | 0 | 0 | 0.00011446 | 0.00032476 | 0.00047446 | 0.00056583 | 0.00060587 | 0.0005964 | 0.00054133 | 0.00043306 | 0.00026527 | 3.822e-05 | 0 | 0 | 0 | 0 | 0 | 0
1 | 17 | 8 | 262 | 35 | -4 | 1.2 | 0.12 | 110.807 | -0.959 | 96.063 | 87.903 | 0.087903 | 0.087903 | 1 | 17 | 8 | 6.0295e-05 | 6.0268e-05 | 2024-01-28 | 0 | 0 | 0 | 0 | 0 | 0 | 0 | 0 | 6.476e-05 | 0.00026797 | 0.00032502 | 0.00032547 | 0.00052601 | 0.00051784 | 0.00043732 | 0.00042386 | 0.00025742 | 3.7589e-05 | 0 | 0 | 0 | 0 | 0 | 0
1 | 17 | 9 | 578 | 72 | -3 | 1.3 | 0.12 | 359.388 | 7.222 | 381.365 | 363.095 | 0.3631 | 0.3631 | 1 | 17 | 9 | 0.00024906 | 0.00024894 | 2024-01-29 | 0 | 0 | 0 | 0 | 0 | 0 | 0 | 0 | 4.0253e-05 | 0.00029065 | 7.3675e-05 | 0.00012201 | 0.00012816 | 0.00026209 | 6.2122e-05 | 0.00014447 | 0.00015721 | 1.4083e-05 | 0 | 0 | 0 | 0 | 0 | 0
1 | 17 | 10 | 717 | 92 | -2 | 1.3 | 0.12 | 559.746 | 13.982 | 591.42 | 565.707 | 0.56571 | 0.56571 | 1 | 17 | 10 | 0.00038804 | 0.00038786 | 2024-01-30 | 0 | 0 | 0 | 0 | 0 | 0 | 0 | 0 | 5.485e-08 | 3.4177e-05 | 0.00011228 | 0.00019501 | 0.00033433 | 0.00032498 | 0.00014758 | 0.00019964 | 5.6862e-05 | 2.2653e-06 | 0 | 0 | 0 | 0 | 0 | 0
1 | 17 | 11 | 564 | 136 | 0 | 1.2 | 0.12 | 571.814 | 16.688 | 593.893 | 568.093 | 0.56809 | 0.56809 | 1 | 17 | 11 | 0.00038967 | 0.0003895 | 2024-01-31 | 0 | 0 | 0 | 0 | 0 | 0 | 0 | 0 | 6.6834e-06 | 8.5561e-05 | 0.0001864 | 0.0002747 | 0.00034536 | 0.00058005 | 0.00052702 | 0.00042066 | 0.00025668 | 4.4122e-05 | 0 | 0 | 0 | 0 | 0 | 0
1 | 17 | 12 | 769 | 119 | 0 | 1.2 | 0.12 | 743.235 | 21.687 | 757.524 | 725.925 | 0.72592 | 0.72592 | 1 | 17 | 12 | 0.00049793 | 0.00049771 | 2024-02-01 | 0 | 0 | 0 | 0 | 0 | 0 | 0 | 0 | 0.00012554 | 0.00033271 | 0.00048205 | 0.00057719 | 0.00061911 | 0.00060611 | 0.00054914 | 0.00044018 | 0.00026923 | 5.169e-05 | 0 | 0 | 0 | 0 | 0 | 0
1 | 17 | 13 | 203 | 218 | 0 | 1.2 | 0.12 | 392.445 | 11.421 | 409.282 | 390.023 | 0.39002 | 0.39002 | 1 | 17 | 13 | 0.00026753 | 0.00026741 | 2024-02-02 | 0 | 0 | 0 | 0 | 0 | 0 | 0 | 0 | 1.9234e-05 | 0.00012093 | 0.00011298 | 0.00032189 | 0.00041729 | 0.00036016 | 0.00027868 | 0.00011193 | 4.902e-05 | 5.0763e-06 | 0 | 0 | 0 | 0 | 0 | 0
1 | 17 | 14 | 73 | 184 | 0 | 1.2 | 0.12 | 242.381 | 7.052 | 253.984 | 240.228 | 0.24023 | 0.24023 | 1 | 17 | 14 | 0.00016478 | 0.0001647 | 2024-02-03 | 0 | 0 | 0 | 0 | 0 | 0 | 0 | 0 | 1.1782e-05 | 3.0655e-05 | 5.1694e-05 | 0.00025229 | 0.00027206 | 0.00013312 | 9.7948e-05 | 8.0233e-05 | 3.1123e-05 | 4.7333e-05 | 0 | 0 | 0 | 0 | 0 | 0
1 | 17 | 15 | 0 | 114 | 0 | 1 | 0.12 | 111.19 | 3.399 | 115.318 | 106.475 | 0.10648 | 0.10648 | 1 | 17 | 15 | 7.3035e-05 | 7.3001e-05 | 2024-02-04 | 0 | 0 | 0 | 0 | 0 | 0 | 0 | 0 | 3.1224e-05 | 0.00012108 | 0.0001327 | 8.9511e-05 | 0.00017609 | 0.00025663 | 5.0942e-05 | 4.5698e-05 | 2.9532e-05 | 2.399e-06 | 0 | 0 | 0 | 0 | 0 | 0
1 | 17 | 16 | 0 | 59 | 0 | 0.8 | 0.12 | 57.076 | 1.832 | 57.469 | 50.676 | 0.050676 | 0.050676 | 1 | 17 | 16 | 3.476e-05 | 3.4744e-05 | 2024-02-05 | 0 | 0 | 0 | 0 | 0 | 0 | 0 | 0 | 0.00011182 | 0.00016565 | 0.00016706 | 0.00028719 | 0.00026012 | 0.00027807 | 0.00012105 | 0.00010329 | 0.00011406 | 2.3044e-05 | 0 | 0 | 0 | 0 | 0 | 0
1 | 17 | 17 | 0 | 4 | -1 | 0.7 | 0.12 | 3.805 | -0.892 | 2.28 | 0 | 0 | 0 | 1 | 17 | 17 | 0 | 0 | 2024-02-06 | 0 | 0 | 0 | 0 | 0 | 0 | 0 | 0 | 0.0001122 | 5.6579e-05 | 8.7765e-05 | 0.00018809 | 0.00023658 | 0.0002604 | 0.00021533 | 0.00019472 | 0.00022725 | 4.8699e-05 | 0 | 0 | 0 | 0 | 0 | 0
1 | 17 | 18 | 0 | 0 | -2 | 0.7 | 0.12 | 0 | -2 | 0 | 0 | 0 | 0 | 1 | 17 | 18 | 0 | 0 | 2024-02-07 | 0 | 0 | 0 | 0 | 0 | 0 | 0 | 0 | 7.1346e-06 | 9.6297e-05 | 0.00042802 | 0.00050323 | 0.00053535 | 0.00052508 | 0.00047684 | 0.00038754 | 0.00025226 | 6.889e-05 | 0 | 0 | 0 | 0 | 0 | 0
1 | 17 | 19 | 0 | 0 | -2 | 0.8 | 0.12 | 0 | -2 | 0 | 0 | 0 | 0 | 1 | 17 | 19 | 0 | 0 | 2024-02-08 | 0 | 0 | 0 | 0 | 0 | 0 | 0 | 0 | 5.005e-08 | 6.7911e-06 | 1.6667e-05 | 6.6534e-05 | 5.2937e-05 | 7.3597e-05 | 9.0391e-05 | 3.5762e-05 | 3.286e-05 | 4.3907e-06 | 0 | 0 | 0 | 0 | 0 | 0
1 | 17 | 20 | 0 | 0 | -2 | 1.1 | 0.12 | 0 | -2 | 0 | 0 | 0 | 0 | 1 | 17 | 20 | 0 | 0 | 2024-02-09 | 0 | 0 | 0 | 0 | 0 | 0 | 0 | 0 | 0.00013627 | 0.00032753 | 0.0004592 | 0.00053609 | 0.00056775 | 0.00055587 | 0.00050709 | 0.00040893 | 0.00018954 | 2.8168e-05 | 0 | 0 | 0 | 0 | 0 | 0
1 | 17 | 21 | 0 | 0 | -3 | 1.2 | 0.12 | 0 | -3 | 0 | 0 | 0 | 0 | 1 | 17 | 21 | 0 | 0 | 2024-02-10 | 0 | 0 | 0 | 0 | 0 | 0 | 0 | 0 | 4.28e-05 | 4.0264e-05 | 0.00011476 | 0.00013313 | 0.00034767 | 0.00021996 | 9.0384e-05 | 9.8877e-05 | 2.3706e-05 | 5.9711e-06 | 0 | 0 | 0 | 0 | 0 | 0
1 | 17 | 22 | 0 | 0 | -3 | 1.3 | 0.12 | 0 | -3 | 0 | 0 | 0 | 0 | 1 | 17 | 22 | 0 | 0 | 2024-02-11 | 0 | 0 | 0 | 0 | 0 | 0 | 0 | 0 | 0.00013641 | 0.00032143 | 0.00045414 | 0.0005372 | 0.000576 | 0.00056949 | 0.00051726 | 0.00041848 | 0.00027057 | 8.1268e-05 | 0 | 0 | 0 | 0 | 0 | 0
1 | 17 | 23 | 0 | 0 | -3 | 1.3 | 0.12 | 0 | -3 | 0 | 0 | 0 | 0 | 1 | 17 | 23 | 0 | 0 | 2024-02-12 | 0 | 0 | 0 | 0 | 0 | 0 | 0 | 0 | 0.00014432 | 0.00033072 | 0.00045259 | 0.00052478 | 0.00055756 | 0.00055176 | 0.00050458 | 0.00034681 | 0.00023469 | 8.4624e-05 | 0 | 0 | 0 | 0 | 0 | 0
1 | 18 | 0 | 0 | 0 | -3 | 1.2 | 0.12 | 0 | -3 | 0 | 0 | 0 | 0 | 1 | 18 | 0 | 0 | 0 | 2024-02-13 | 0 | 0 | 0 | 0 | 0 | 0 | 0 | 0 | 8.3068e-05 | 2.3698e-05 | 1.6362e-05 | 3.0261e-05 | 0.00014857 | 0.00023194 | 0.00020424 | 0.00028203 | 0.00027034 | 8.6372e-05 | 0 | 0 | 0 | 0 | 0 | 0
1 | 18 | 1 | 0 | 0 | -3 | 1 | 0.12 | 0 | -3 | 0 | 0 | 0 | 0 | 1 | 18 | 1 | 0 | 0 | 2024-02-14 | 0 | 0 | 0 | 0 | 0 | 0 | 0 | 0 | 0.00012815 | 4.5992e-05 | 0.00016518 | 0.0003548 | 0.00056884 | 0.0005613 | 0.00051152 | 0.00041322 | 0.00027041 | 8.4326e-05 | 0 | 0 | 0 | 0 | 0 | 0
1 | 18 | 2 | 0 | 0 | -2 | 0.9 | 0.12 | 0 | -2 | 0 | 0 | 0 | 0 | 1 | 18 | 2 | 0 | 0 | 2024-02-15 | 0 | 0 | 0 | 0 | 0 | 0 | 0 | 0 | 1.8174e-05 | 5.5918e-05 | 0.00024977 | 0.0001882 | 0.00030571 | 0.00049117 | 0.00037426 | 0.00022705 | 8.8699e-06 | 6.5682e-07 | 0 | 0 | 0 | 0 | 0 | 0
1 | 18 | 3 | 0 | 0 | -2 | 0.8 | 0.12 | 0 | -2 | 0 | 0 | 0 | 0 | 1 | 18 | 3 | 0 | 0 | 2024-02-16 | 0 | 0 | 0 | 0 | 0 | 0 | 0 | 0 | 0.00015938 | 0.00035243 | 0.00031991 | 0.00032672 | 0.00044304 | 0.00043277 | 0.00019699 | 0.0002812 | 3.3836e-05 | 4.4316e-05 | 0 | 0 | 0 | 0 | 0 | 0
1 | 18 | 4 | 0 | 0 | -2 | 0.6 | 0.12 | 0 | -2 | 0 | 0 | 0 | 0 | 1 | 18 | 4 | 0 | 0 | 2024-02-17 | 0 | 0 | 0 | 0 | 0 | 0 | 0 | 0 | 0.00017247 | 0.00036742 | 0.00049472 | 0.00057585 | 0.00061239 | 0.00060493 | 0.00055305 | 0.00045594 | 0.00030806 | 0.00011074 | 0 | 0 | 0 | 0 | 0 | 0
1 | 18 | 5 | 0 | 0 | -3 | 0.5 | 0.12 | 0 | -3 | 0 | 0 | 0 | 0 | 1 | 18 | 5 | 0 | 0 | 2024-02-18 | 0 | 0 | 0 | 0 | 0 | 0 | 0 | 0 | 0.00013374 | 0.00025752 | 0.00032977 | 0.00043899 | 0.00044692 | 0.00037952 | 0.00044183 | 0.00037413 | 0.00025137 | 9.5625e-05 | 0 | 0 | 0 | 0 | 0 | 0
1 | 18 | 6 | 0 | 0 | -3 | 0.5 | 0.12 | 0 | -3 | 0 | 0 | 0 | 0 | 1 | 18 | 6 | 0 | 0 | 2024-02-19 | 0 | 0 | 0 | 0 | 0 | 0 | 0 | 0 | 4.9262e-06 | 4.0111e-05 | 3.6526e-05 | 0.00011421 | 0.00027644 | 8.8601e-05 | 0.00017287 | 0.00013917 | 5.4996e-05 | 6.0334e-08 | 0 | 0 | 0 | 0 | 0 | 0
1 | 18 | 7 | 0 | 0 | -3 | 0.5 | 0.12 | 0 | -3 | 0 | 0 | 0 | 0 | 1 | 18 | 7 | 0 | 0 | 2024-02-20 | 0 | 0 | 0 | 0 | 0 | 0 | 0 | 0 | 8.398e-05 | 9.752e-05 | 0.0002918 | 0.00058039 | 0.00061382 | 0.00060844 | 0.00047972 | 0.00037672 | 0.0003085 | 4.4621e-05 | 0 | 0 | 0 | 0 | 0 | 0
1 | 18 | 8 | 104 | 39 | -2 | 0.6 | 0.12 | 75.486 | 0.454 | 66.757 | 59.635 | 0.059635 | 0.059635 | 1 | 18 | 8 | 4.0905e-05 | 4.0887e-05 | 2024-02-21 | 0 | 0 | 0 | 0 | 0 | 0 | 0 | 0 | 2.2868e-05 | 7.3117e-05 | 0.00029304 | 0.00056385 | 0.00059843 | 0.00058587 | 0.00046379 | 0.00027132 | 8.7171e-05 | 3.7183e-05 | 0 | 0 | 0 | 0 | 0 | 0
1 | 18 | 9 | 406 | 101 | -1 | 0.7 | 0.12 | 310.674 | 9.29 | 325.982 | 309.675 | 0.30968 | 0.30968 | 1 | 18 | 9 | 0.00021242 | 0.00021232 | 2024-02-22 | 0 | 0 | 0 | 0 | 0 | 0 | 0 | 0 | 0 | 2.433e-05 | 9.1012e-05 | 8.3421e-05 | 0.00014369 | 0.00012252 | 5.3669e-05 | 7.5265e-05 | 4.8417e-05 | 9.4833e-05 | 0 | 0 | 0 | 0 | 0 | 0
1 | 18 | 10 | 0 | 92 | 0 | 0.7 | 0.12 | 86.877 | 2.873 | 89.35 | 81.427 | 0.081427 | 0.081427 | 1 | 18 | 10 | 5.5853e-05 | 5.5828e-05 | 2024-02-23 | 0 | 0 | 0 | 0 | 0 | 0 | 0 | 0 | 2.8423e-05 | 0.00034464 | 0.00047087 | 0.00055206 | 0.0005849 | 0.00057613 | 0.00052918 | 0.000435 | 0.00029532 | 0.00011156 | 0 | 0 | 0 | 0 | 0 | 0
1 | 18 | 11 | 0 | 133 | 0 | 0.8 | 0.12 | 127.431 | 4.095 | 131.422 | 122.009 | 0.12201 | 0.12201 | 1 | 18 | 11 | 8.369e-05 | 8.3652e-05 | 2024-02-24 | 0 | 0 | 0 | 0 | 0 | 0 | 0 | 3.8854e-06 | 0.00016895 | 0.00034897 | 0.00047818 | 0.0005541 | 0.00058905 | 0.0005828 | 0.00052989 | 0.00043433 | 0.00030053 | 0.00011459 | 0 | 0 | 0 | 0 | 0 | 0
1 | 18 | 12 | 13 | 182 | 0 | 0.9 | 0.12 | 187.909 | 5.879 | 194.543 | 182.894 | 0.18289 | 0.18289 | 1 | 18 | 12 | 0.00012545 | 0.0001254 | 2024-02-25 | 0 | 0 | 0 | 0 | 0 | 0 | 0 | 5.5672e-06 | 0.00017454 | 0.00035169 | 0.00047815 | 0.0004719 | 0.00051135 | 0.00058631 | 0.00053973 | 0.00044695 | 0.00030685 | 0.0001217 | 0 | 0 | 0 | 0 | 0 | 0
1 | 18 | 13 | 0 | 150 | 1 | 1 | 0.12 | 144.437 | 5.404 | 148.492 | 138.474 | 0.13847 | 0.13847 | 1 | 18 | 13 | 9.4984e-05 | 9.494e-05 | 2024-02-26 | 0 | 0 | 0 | 0 | 0 | 0 | 0 | 0 | 1.1107e-07 | 7.0661e-05 | 6.286e-05 | 0.00015175 | 0.00019663 | 0.00012634 | 5.4426e-05 | 0.00010055 | 3.0167e-05 | 3.5392e-06 | 0 | 0 | 0 | 0 | 0 | 0
1 | 18 | 14 | 0 | 97 | 0 | 1.1 | 0.12 | 91.211 | 2.715 | 93.684 | 85.608 | 0.085608 | 0.085608 | 1 | 18 | 14 | 5.8721e-05 | 5.8694e-05 | 2024-02-27 | 0 | 0 | 0 | 0 | 0 | 0 | 0 | 0 | 7.0345e-07 | 5.5417e-05 | 9.8566e-05 | 5.8973e-05 | 4.9852e-05 | 7.3145e-05 | 8.2856e-05 | 0.00014621 | 9.027e-05 | 2.447e-06 | 0 | 0 | 0 | 0 | 0 | 0
1 | 18 | 15 | 0 | 45 | 0 | 1 | 0.12 | 41.746 | 1.276 | 42.119 | 35.87 | 0.03587 | 0.03587 | 1 | 18 | 15 | 2.4604e-05 | 2.4593e-05 | 2024-02-28 | 0 | 0 | 0 | 0 | 0 | 0 | 0 | 4.0397e-06 | 1.7506e-05 | 3.016e-05 | 4.0514e-05 | 6.1775e-05 | 5.1066e-05 | 4.1034e-05 | 3.3041e-05 | 5.0641e-05 | 1.6748e-05 | 0.00010817 | 0 | 0 | 0 | 0 | 0 | 0
1 | 18 | 16 | 0 | 10 | 0 | 0.8 | 0.12 | 9.251 | 0.297 | 8.714 | 3.649 | 0.003649 | 0.003649 | 1 | 18 | 16 | 2.503e-06 | 2.5018e-06 | 2024-02-29 | 0 | 0 | 0 | 0 | 0 | 0 | 0 | 4.0397e-06 | 1.7506e-05 | 3.016e-05 | 4.0514e-05 | 6.1775e-05 | 5.1066e-05 | 4.1034e-05 | 3.3041e-05 | 5.0641e-05 | 1.6748e-05 | 0.00010817 | 0 | 0 | 0 | 0 | 0 | 0
1 | 18 | 17 | 0 | 0 | 0 | 0.7 | 0.12 | 0 | 0 | 0 | 0 | 0 | 0 | 1 | 18 | 17 | 0 | 0 | 2024-03-01 | 0 | 0 | 0 | 0 | 0 | 0 | 0 | 1.1267e-05 | 0.0001832 | 0.00035595 | 0.00047264 | 0.00045364 | 0.00049474 | 0.00055271 | 0.00051155 | 0.00042368 | 0.0002916 | 0.00011486 | 0 | 0 | 0 | 0 | 0 | 0
1 | 18 | 18 | 0 | 0 | -1 | 0.8 | 0.12 | 0 | -1 | 0 | 0 | 0 | 0 | 1 | 18 | 18 | 0 | 0 | 2024-03-02 | 0 | 0 | 0 | 0 | 0 | 0 | 0 | 0 | 5.4069e-05 | 5.0296e-05 | 6.8969e-05 | 0.00013375 | 0.00012423 | 0.00014732 | 0.00010498 | 0.00014407 | 4.4896e-05 | 1.629e-05 | 0 | 0 | 0 | 0 | 0 | 0
1 | 18 | 19 | 0 | 0 | -1 | 0.9 | 0.12 | 0 | -1 | 0 | 0 | 0 | 0 | 1 | 18 | 19 | 0 | 0 | 2024-03-03 | 0 | 0 | 0 | 0 | 0 | 0 | 0 | 8.9665e-06 | 8.828e-06 | 0.00023962 | 0.00013776 | 0.00014459 | 0.00016952 | 0.00033836 | 0.00020111 | 6.9165e-05 | 6.7217e-05 | 3.1586e-05 | 0 | 0 | 0 | 0 | 0 | 0
1 | 18 | 20 | 0 | 0 | -1 | 0.9 | 0.12 | 0 | -1 | 0 | 0 | 0 | 0 | 1 | 18 | 20 | 0 | 0 | 2024-03-04 | 0 | 0 | 0 | 0 | 0 | 0 | 0 | 1.3466e-06 | 5.8339e-05 | 0.00016267 | 0.00035779 | 0.00047531 | 0.0005043 | 0.00047589 | 0.00057836 | 0.00046726 | 0.00031355 | 3.0423e-05 | 0 | 0 | 0 | 0 | 0 | 0
1 | 18 | 21 | 0 | 0 | -1 | 0.9 | 0.12 | 0 | -1 | 0 | 0 | 0 | 0 | 1 | 18 | 21 | 0 | 0 | 2024-03-05 | 0 | 0 | 0 | 0 | 0 | 0 | 0 | 2.4251e-05 | 0.0002109 | 0.00038509 | 0.00033651 | 0.00057414 | 0.00060388 | 0.00059291 | 0.00049235 | 0.0003849 | 0.00030515 | 0.00012468 | 0 | 0 | 0 | 0 | 0 | 0
1 | 18 | 22 | 0 | 0 | -1 | 0.9 | 0.12 | 0 | -1 | 0 | 0 | 0 | 0 | 1 | 18 | 22 | 0 | 0 | 2024-03-06 | 0 | 0 | 0 | 0 | 0 | 0 | 0 | 1.7324e-05 | 0.00018441 | 0.00030169 | 0.00048604 | 0.00056209 | 0.00059529 | 0.00059022 | 0.00053786 | 0.00044251 | 0.00031051 | 0.0001309 | 0 | 0 | 0 | 0 | 0 | 0
1 | 18 | 23 | 0 | 0 | -2 | 0.8 | 0.12 | 0 | -2 | 0 | 0 | 0 | 0 | 1 | 18 | 23 | 0 | 0 | 2024-03-07 | 0 | 0 | 0 | 0 | 0 | 0 | 0 | 0 | 6.8972e-05 | 9.9361e-05 | 0.00028332 | 0.00052803 | 0.0005635 | 0.00054689 | 0.00033982 | 0.00026698 | 0.00027802 | 9.9677e-05 | 0 | 0 | 0 | 0 | 0 | 0
1 | 19 | 0 | 0 | 0 | -3 | 0.8 | 0.12 | 0 | -3 | 0 | 0 | 0 | 0 | 1 | 19 | 0 | 0 | 0 | 2024-03-08 | 0 | 0 | 0 | 0 | 0 | 0 | 0 | 1.6146e-05 | 0.00014618 | 0.00030046 | 0.00046419 | 0.00045106 | 0.00047975 | 0.00047162 | 0.0003866 | 0.00032832 | 0.00020077 | 5.3866e-05 | 0 | 0 | 0 | 0 | 0 | 0
1 | 19 | 1 | 0 | 0 | -3 | 0.9 | 0.12 | 0 | -3 | 0 | 0 | 0 | 0 | 1 | 19 | 1 | 0 | 0 | 2024-03-09 | 0 | 0 | 0 | 0 | 0 | 0 | 0 | 2.2084e-06 | 1.0367e-06 | 2.8047e-05 | 9.8231e-05 | 7.6728e-05 | 0.0001257 | 6.8761e-05 | 0.00012982 | 0.00019731 | 6.0595e-05 | 2.8829e-05 | 0 | 0 | 0 | 0 | 0 | 0
1 | 19 | 2 | 0 | 0 | -3 | 0.8 | 0.12 | 0 | -3 | 0 | 0 | 0 | 0 | 1 | 19 | 2 | 0 | 0 | 2024-03-10 | 0 | 0 | 0 | 0 | 0 | 0 | 0 | 4.6034e-05 | 0.00024223 | 0.00042468 | 0.0005315 | 0.00061122 | 0.00064831 | 0.00063731 | 0.00058303 | 0.00048941 | 0.00034517 | 0.00014843 | 1.4501e-06 | 0 | 0 | 0 | 0 | 0
1 | 19 | 3 | 0 | 0 | -4 | 0.7 | 0.12 | 0 | -4 | 0 | 0 | 0 | 0 | 1 | 19 | 3 | 0 | 0 | 2024-03-11 | 0 | 0 | 0 | 0 | 0 | 0 | 0 | 4.1738e-05 | 0.00022042 | 0.00033424 | 0.00043738 | 0.00051414 | 0.00052711 | 0.00051461 | 0.00049703 | 0.00035873 | 0.00018261 | 6.5832e-05 | 0 | 0 | 0 | 0 | 0 | 0
1 | 19 | 4 | 0 | 0 | -4 | 0.7 | 0.12 | 0 | -4 | 0 | 0 | 0 | 0 | 1 | 19 | 4 | 0 | 0 | 2024-03-12 | 0 | 0 | 0 | 0 | 0 | 0 | 0 | 0 | 4.234e-05 | 7.7231e-05 | 0.00013015 | 0.0001822 | 0.00023126 | 0.00024973 | 0.00016568 | 0.00024095 | 6.6706e-05 | 4.1066e-05 | 0 | 0 | 0 | 0 | 0 | 0
1 | 19 | 5 | 0 | 0 | -4 | 0.6 | 0.12 | 0 | -4 | 0 | 0 | 0 | 0 | 1 | 19 | 5 | 0 | 0 | 2024-03-13 | 0 | 0 | 0 | 0 | 0 | 0 | 0 | 0 | 4.3579e-05 | 0.00013402 | 0.0001137 | 0.00030372 | 0.00042329 | 0.00056352 | 0.00051795 | 0.00043129 | 0.00030364 | 9.459e-05 | 2.4799e-06 | 0 | 0 | 0 | 0 | 0
1 | 19 | 6 | 0 | 0 | -4 | 0.3 | 0.12 | 0 | -4 | 0 | 0 | 0 | 0 | 1 | 19 | 6 | 0 | 0 | 2024-03-14 | 0 | 0 | 0 | 0 | 0 | 0 | 0 | 2.6778e-05 | 0.00013542 | 0.00032966 | 0.00046334 | 0.0005399 | 0.00048078 | 0.00051137 | 0.00038564 | 0.00029093 | 0.00022084 | 5.5399e-05 | 0 | 0 | 0 | 0 | 0 | 0
1 | 19 | 7 | 0 | 0 | -4 | 0.2 | 0.12 | 0 | -4 | 0 | 0 | 0 | 0 | 1 | 19 | 7 | 0 | 0 | 2024-03-15 | 0 | 0 | 0 | 0 | 0 | 0 | 0 | 3.9978e-05 | 0.00014416 | 0.00018766 | 6.498e-05 | 1.4985e-05 | 0.0001197 | 0.00014698 | 0.00014019 | 7.5775e-05 | 4.0135e-05 | 0.00011166 | 1.5399e-06 | 0 | 0 | 0 | 0 | 0
1 | 19 | 8 | 432 | 29 | -2 | 0.2 | 0.12 | 146.568 | 3.29 | 125.288 | 116.092 | 0.11609 | 0.11609 | 1 | 19 | 8 | 7.9631e-05 | 7.9595e-05 | 2024-03-16 | 0 | 0 | 0 | 0 | 0 | 0 | 0 | 1.1237e-06 | 3.4311e-05 | 6.5289e-05 | 7.3208e-05 | 0.00011871 | 9.3558e-05 | 0.00016324 | 0.00020661 | 0.00016375 | 0.0002585 | 8.8223e-05 | 1.6379e-06 | 0 | 0 | 0 | 0 | 0
1 | 19 | 9 | 41 | 96 | -1 | 0.2 | 0.12 | 118.73 | 3.553 | 123.34 | 114.213 | 0.11421 | 0.11421 | 1 | 19 | 9 | 7.8342e-05 | 7.8307e-05 | 2024-03-17 | 0 | 0 | 0 | 0 | 0 | 0 | 0 | 5.8483e-07 | 4.7357e-05 | 5.9695e-05 | 0.00011155 | 7.3507e-05 | 0.00011584 | 0.00013799 | 0.00012582 | 0.00015514 | 8.102e-05 | 7.9597e-05 | 6.1706e-09 | 0 | 0 | 0 | 0 | 0
1 | 19 | 10 | 377 | 137 | 0 | 0.2 | 0.12 | 398.083 | 15.324 | 414.591 | 395.144 | 0.39514 | 0.39514 | 1 | 19 | 10 | 0.00027104 | 0.00027092 | 2024-03-18 | 0 | 0 | 0 | 0 | 0 | 0 | 0 | 3.7474e-05 | 5.3262e-05 | 0.00010618 | 0.0001637 | 0.00030767 | 0.00044954 | 0.00047851 | 0.00037686 | 0.0003251 | 0.00010258 | 6.8119e-05 | 1.5433e-06 | 0 | 0 | 0 | 0 | 0
1 | 19 | 11 | 143 | 208 | 0 | 0.3 | 0.12 | 331.359 | 12.319 | 343.236 | 326.318 | 0.32632 | 0.32632 | 1 | 19 | 11 | 0.00022383 | 0.00022373 | 2024-03-19 | 0 | 0 | 0 | 0 | 0 | 0 | 0 | 3.4398e-06 | 3.2707e-05 | 0.00010354 | 0.00014424 | 0.00012957 | 0.00012624 | 0.00012445 | 0.00013674 | 0.00010078 | 8.0023e-05 | 4.1568e-05 | 0 | 0 | 0 | 0 | 0 | 0
1 | 19 | 12 | 96 | 227 | 0 | 0.5 | 0.12 | 312.524 | 10.929 | 323.343 | 307.13 | 0.30713 | 0.30713 | 1 | 19 | 12 | 0.00021067 | 0.00021057 | 2024-03-20 | 0 | 0 | 0 | 0 | 0 | 0 | 0 | 7.5439e-06 | 3.8386e-05 | 0.00015112 | 0.00012532 | 0.00021167 | 0.00022058 | 0.00021133 | 0.00022342 | 0.00014585 | 7.9256e-05 | 4.8307e-05 | 4.2303e-07 | 0 | 0 | 0 | 0 | 0
1 | 19 | 13 | 140 | 225 | 1 | 0.6 | 0.12 | 353.251 | 13.012 | 364.515 | 346.843 | 0.34684 | 0.34684 | 1 | 19 | 13 | 0.00023791 | 0.0002378 | 2024-03-21 | 0 | 0 | 0 | 0 | 0 | 0 | 0 | 6.8996e-05 | 0.00024315 | 0.00039785 | 0.00023138 | 0.00031147 | 0.00016726 | 9.9974e-05 | 0.00012469 | 0.00015461 | 6.0358e-05 | 3.8508e-05 | 5.6632e-07 | 0 | 0 | 0 | 0 | 0
1 | 19 | 14 | 14 | 162 | 0 | 0.5 | 0.12 | 168.322 | 5.886 | 174.535 | 163.594 | 0.16359 | 0.16359 | 1 | 19 | 14 | 0.00011221 | 0.00011216 | 2024-03-22 | 0 | 0 | 0 | 0 | 0 | 0 | 0 | 8.0325e-05 | 0.0001767 | 0.00043827 | 0.00055289 | 0.00062465 | 0.00065529 | 0.00064231 | 0.0005897 | 0.00048953 | 0.00035122 | 0.00016549 | 8.6402e-06 | 0 | 0 | 0 | 0 | 0
1 | 19 | 15 | 294 | 128 | 0 | 0.3 | 0.12 | 312.681 | 11.666 | 328.636 | 312.235 | 0.31224 | 0.31224 | 1 | 19 | 15 | 0.00021417 | 0.00021407 | 2024-03-23 | 0 | 0 | 0 | 0 | 0 | 0 | 0 | 8.3132e-05 | 0.00028016 | 0.00044475 | 0.00055303 | 0.00061934 | 0.0006429 | 0.00062785 | 0.00057169 | 0.00047733 | 0.00034064 | 0.00016215 | 8.8836e-06 | 0 | 0 | 0 | 0 | 0
1 | 19 | 16 | 0 | 45 | 0 | 0.4 | 0.12 | 41.878 | 1.506 | 41.796 | 35.559 | 0.035559 | 0.035559 | 1 | 19 | 16 | 2.4391e-05 | 2.438e-05 | 2024-03-24 | 0 | 0 | 0 | 0 | 0 | 0 | 0 | 2.1536e-05 | 9.8589e-05 | 0.00031483 | 0.00019012 | 0.00018448 | 0.00017581 | 0.00048365 | 0.00043358 | 0.00032773 | 0.00030609 | 0.00012772 | 7.8791e-06 | 0 | 0 | 0 | 0 | 0
1 | 19 | 17 | 0 | 4 | 0 | 0.5 | 0.12 | 3.805 | 0.115 | 2.268 | 0 | 0 | 0 | 1 | 19 | 17 | 0 | 0 | 2024-03-25 | 0 | 0 | 0 | 0 | 0 | 0 | 0 | 6.0273e-06 | 1.9164e-05 | 4.5986e-05 | 0.00011579 | 0.00027814 | 9.6844e-05 | 0.00017416 | 9.7505e-05 | 0.00015776 | 0.00013419 | 3.2531e-05 | 0 | 0 | 0 | 0 | 0 | 0
1 | 19 | 18 | 0 | 0 | -1 | 0.6 | 0.12 | 0 | -1 | 0 | 0 | 0 | 0 | 1 | 19 | 18 | 0 | 0 | 2024-03-26 | 0 | 0 | 0 | 0 | 0 | 0 | 0 | 4.0796e-05 | 1.1718e-05 | 0.00012094 | 2.3547e-05 | 0.00011121 | 0.00023785 | 0.00010582 | 9.6414e-05 | 4.4059e-05 | 9.5503e-05 | 0.0001419 | 1.1032e-05 | 0 | 0 | 0 | 0 | 0
1 | 19 | 19 | 0 | 0 | -1 | 0.6 | 0.87 | 0 | -1 | 0 | 0 | 0 | 0 | 1 | 19 | 19 | 0 | 0 | 2024-03-27 | 0 | 0 | 0 | 0 | 0 | 0 | 0 | 9.0676e-05 | 5.0255e-05 | 0.00015555 | 0.00038521 | 0.00044232 | 0.00063694 | 0.0006259 | 0.00057521 | 0.0004866 | 0.00035305 | 0.00017296 | 1.571e-05 | 0 | 0 | 0 | 0 | 0
1 | 19 | 20 | 0 | 0 | -1 | 0.6 | 0.87 | 0 | -1 | 0 | 0 | 0 | 0 | 1 | 19 | 20 | 0 | 0 | 2024-03-28 | 0 | 0 | 0 | 0 | 0 | 0 | 0 | 8.916e-05 | 0.00026485 | 0.00041329 | 0.00041984 | 0.00035493 | 0.00038467 | 0.00040804 | 0.00011956 | 0.00012131 | 8.343e-05 | 5.7636e-05 | 5.4706e-06 | 0 | 0 | 0 | 0 | 0
1 | 19 | 21 | 0 | 0 | -2 | 0.7 | 0.87 | 0 | -2 | 0 | 0 | 0 | 0 | 1 | 19 | 21 | 0 | 0 | 2024-03-29 | 0 | 0 | 0 | 0 | 0 | 0 | 0 | 8.4636e-05 | 0.00020671 | 0.00027737 | 0.00033586 | 0.00041596 | 0.0004339 | 0.00032575 | 0.00031087 | 0.00014235 | 2.5811e-05 | 2.0617e-06 | 0 | 0 | 0 | 0 | 0 | 0
1 | 19 | 22 | 0 | 0 | -2 | 0.6 | 0.87 | 0 | -2 | 0 | 0 | 0 | 0 | 1 | 19 | 22 | 0 | 0 | 2024-03-30 | 0 | 0 | 0 | 0 | 0 | 0 | 0 | 9.1466e-05 | 0.0002655 | 0.00038196 | 0.00043641 | 0.00042966 | 0.00045332 | 0.00043165 | 0.00036857 | 0.00026879 | 0.00021094 | 9.53e-05 | 1.2864e-05 | 0 | 0 | 0 | 0 | 0
1 | 19 | 23 | 0 | 0 | -1 | 0.5 | 0.87 | 0 | -1 | 0 | 0 | 0 | 0 | 1 | 19 | 23 | 0 | 0 | 2024-03-31 | 0 | 0 | 0 | 0 | 0 | 0 | 0 | 3.7821e-05 | 9.5573e-05 | 0.00014958 | 0.00019762 | 0.00026959 | 0.00031415 | 0.00034657 | 0.00035319 | 0.00031193 | 0.00024621 | 0.00013234 | 1.9016e-05 | 0 | 0 | 0 | 0 | 0
1 | 20 | 0 | 0 | 0 | -1 | 0.3 | 0.87 | 0 | -1 | 0 | 0 | 0 | 0 | 1 | 20 | 0 | 0 | 0 | 2024-04-01 | 0 | 0 | 0 | 0 | 0 | 0 | 0 | 4.6992e-05 | 4.9756e-05 | 3.3454e-05 | 0.00016113 | 0.00043989 | 0.00018556 | 0.0001913 | 0.00038234 | 0.00011126 | 0.00019723 | 6.5621e-06 | 1.2933e-05 | 0 | 0 | 0 | 0 | 0
1 | 20 | 1 | 0 | 0 | -1 | 0.7 | 0.87 | 0 | -1 | 0 | 0 | 0 | 0 | 1 | 20 | 1 | 0 | 0 | 2024-04-02 | 0 | 0 | 0 | 0 | 0 | 0 | 6.438e-07 | 0.00010674 | 0.00028666 | 0.00043351 | 0.00053655 | 0.00059828 | 0.00062275 | 0.00060579 | 0.0005565 | 0.00046829 | 0.00034172 | 0.00017016 | 2.3208e-05 | 0 | 0 | 0 | 0 | 0
1 | 20 | 2 | 0 | 0 | -1 | 1.2 | 0.87 | 0 | -1 | 0 | 0 | 0 | 0 | 1 | 20 | 2 | 0 | 0 | 2024-04-03 | 0 | 0 | 0 | 0 | 0 | 0 | 0 | 3.3025e-05 | 0.00013383 | 0.00017914 | 7.7768e-05 | 0.00012402 | 8.0652e-05 | 0.00012816 | 0.0001293 | 7.7858e-05 | 1.3436e-05 | 4.6115e-06 | 0 | 0 | 0 | 0 | 0 | 0
1 | 20 | 3 | 0 | 0 | -1 | 1.5 | 0.87 | 0 | -1 | 0 | 0 | 0 | 0 | 1 | 20 | 3 | 0 | 0 | 2024-04-04 | 0 | 0 | 0 | 0 | 0 | 0 | 0 | 5.7489e-06 | 5.4667e-05 | 7.2846e-05 | 4.1437e-05 | 0.0001157 | 0.00011955 | 0.00010602 | 9.9828e-05 | 0.00012767 | 5.4215e-05 | 6.205e-05 | 1.4179e-06 | 0 | 0 | 0 | 0 | 0
1 | 20 | 4 | 0 | 0 | -2 | 1.6 | 0.87 | 0 | -2 | 0 | 0 | 0 | 0 | 1 | 20 | 4 | 0 | 0 | 2024-04-05 | 0 | 0 | 0 | 0 | 0 | 0 | 0 | 7.1407e-05 | 0.00024238 | 0.00035593 | 0.00039168 | 0.00039362 | 0.0005386 | 0.00051443 | 0.00042038 | 0.00032547 | 0.00024687 | 0.00013575 | 7.5905e-06 | 0 | 0 | 0 | 0 | 0
1 | 20 | 5 | 0 | 0 | -2 | 1.7 | 0.87 | 0 | -2 | 0 | 0 | 0 | 0 | 1 | 20 | 5 | 0 | 0 | 2024-04-06 | 0 | 0 | 0 | 0 | 0 | 0 | 2.1672e-06 | 0.00011141 | 0.00028149 | 0.00041663 | 0.00044171 | 0.00048296 | 0.00044554 | 0.00049856 | 0.00053029 | 0.00044708 | 0.00032664 | 0.00016572 | 2.5063e-05 | 0 | 0 | 0 | 0 | 0
1 | 20 | 6 | 0 | 0 | -2 | 1.7 | 0.87 | 0 | -2 | 0 | 0 | 0 | 0 | 1 | 20 | 6 | 0 | 0 | 2024-04-07 | 0 | 0 | 0 | 0 | 0 | 0 | 2.4518e-06 | 0.00010894 | 0.00027069 | 0.00040098 | 0.00042866 | 0.0004384 | 0.000484 | 0.00056116 | 0.00050886 | 0.00042004 | 0.00030306 | 0.00015404 | 2.546e-05 | 0 | 0 | 0 | 0 | 0
1 | 20 | 7 | 0 | 0 | -3 | 1.7 | 0.87 | 0 | -3 | 0 | 0 | 0 | 0 | 1 | 20 | 7 | 0 | 0 | 2024-04-08 | 0 | 0 | 0 | 0 | 0 | 0 | 4.0198e-06 | 8.1425e-05 | 0.00019887 | 0.00038607 | 0.00042004 | 0.00045697 | 0.00049889 | 0.00038059 | 0.00043084 | 0.00027165 | 0.00014143 | 0.00013111 | 1.8657e-05 | 0 | 0 | 0 | 0 | 0
1 | 20 | 8 | 0 | 25 | -3 | 1.9 | 0.87 | 23.768 | -2.426 | 21.407 | 15.893 | 0.015893 | 0.015893 | 1 | 20 | 8 | 1.0902e-05 | 1.0897e-05 | 2024-04-09 | 0 | 0 | 0 | 0 | 0 | 0 | 0 | 9.8167e-06 | 0.000105 | 0.00035213 | 0.00043825 | 0.00035173 | 0.00036691 | 0.00032371 | 0.00033163 | 0.00022842 | 0.00027244 | 6.7331e-05 | 2.6975e-05 | 0 | 0 | 0 | 0 | 0
1 | 20 | 9 | 24 | 95 | -3 | 2 | 0.87 | 111.43 | -0.288 | 116.484 | 107.6 | 0.1076 | 0.1076 | 1 | 20 | 9 | 7.3806e-05 | 7.3773e-05 | 2024-04-10 | 0 | 0 | 0 | 0 | 0 | 0 | 0 | 4.269e-05 | 0.00018643 | 0.00023221 | 0.00040245 | 0.00033069 | 0.00045179 | 0.00029637 | 0.00025367 | 0.00029175 | 0.00010246 | 4.5926e-05 | 2.1912e-05 | 0 | 0 | 0 | 0 | 0
1 | 20 | 10 | 63 | 158 | -3 | 2.1 | 0.87 | 207.056 | 1.945 | 219.512 | 206.978 | 0.20698 | 0.20698 | 1 | 20 | 10 | 0.00014197 | 0.00014191 | 2024-04-11 | 0 | 0 | 0 | 0 | 0 | 0 | 0 | 4.3263e-07 | 0.00013311 | 0.0002394 | 2.9645e-05 | 0.00023298 | 0.00015305 | 0.00014818 | 0.0003504 | 0.00039004 | 0.00016501 | 7.624e-05 | 1.198e-05 | 0 | 0 | 0 | 0 | 0
1 | 20 | 11 | 292 | 196 | -3 | 2.1 | 0.87 | 441.31 | 7.549 | 467.271 | 445.957 | 0.44596 | 0.44596 | 1 | 20 | 11 | 0.0003059 | 0.00030576 | 2024-04-12 | 0 | 0 | 0 | 0 | 0 | 0 | 0 | 3.1934e-05 | 3.8429e-05 | 6.9552e-05 | 0.00018444 | 8.3337e-05 | 3.4063e-05 | 0.00023057 | 0.00010213 | 7.8115e-05 | 4.0135e-05 | 5.9615e-06 | 0 | 0 | 0 | 0 | 0 | 0
1 | 20 | 12 | 210 | 229 | -3 | 2 | 0.87 | 419.653 | 7.218 | 441.97 | 421.553 | 0.42155 | 0.42155 | 1 | 20 | 12 | 0.00028916 | 0.00028902 | 2024-04-13 | 0 | 0 | 0 | 0 | 0 | 0 | 3.9677e-06 | 5.1093e-05 | 5.3094e-05 | 9.0441e-05 | 5.7785e-05 | 3.2718e-05 | 8.1529e-05 | 8.8522e-05 | 0.00025652 | 0.0001865 | 8.7593e-05 | 5.648e-05 | 1.1066e-06 | 0 | 0 | 0 | 0 | 0
1 | 20 | 13 | 266 | 217 | -3 | 2 | 0.87 | 457.035 | 8.135 | 481.498 | 459.68 | 0.45968 | 0.45968 | 1 | 20 | 13 | 0.00031531 | 0.00031517 | 2024-04-14 | 0 | 0 | 0 | 0 | 0 | 0 | 8.5353e-06 | 6.7843e-05 | 0.00019566 | 0.00036831 | 0.00040001 | 0.00034818 | 0.00026325 | 0.00029536 | 0.00017092 | 0.00011134 | 0.00012593 | 4.6643e-05 | 2.678e-05 | 0 | 0 | 0 | 0 | 0
1 | 20 | 14 | 264 | 186 | -3 | 1.9 | 0.87 | 400.589 | 6.974 | 424.976 | 405.161 | 0.40516 | 0.40516 | 1 | 20 | 14 | 0.00027791 | 0.00027779 | 2024-04-15 | 0 | 0 | 0 | 0 | 0 | 0 | 1.287e-05 | 0.00014534 | 0.00032096 | 0.00045369 | 0.00054547 | 0.00059637 | 0.0006105 | 0.00059613 | 0.00054669 | 0.00046399 | 0.00034532 | 0.00018308 | 3.3523e-05 | 0 | 0 | 0 | 0 | 0
1 | 20 | 15 | 157 | 141 | -4 | 1.7 | 0.87 | 246.941 | 2.418 | 264.449 | 250.322 | 0.25032 | 0.25032 | 1 | 20 | 15 | 0.0001717 | 0.00017163 | 2024-04-16 | 0 | 0 | 0 | 0 | 0 | 0 | 1.359e-05 | 0.00014618 | 0.00032132 | 0.00045213 | 0.00054289 | 0.00059982 | 0.00061889 | 0.0006018 | 0.00055156 | 0.00046786 | 0.00034611 | 0.00018221 | 3.3167e-05 | 0 | 0 | 0 | 0 | 0
1 | 20 | 16 | 152 | 75 | -5 | 1.5 | 0.87 | 150.462 | -0.942 | 156.711 | 146.402 | 0.1464 | 0.1464 | 1 | 20 | 16 | 0.00010042 | 0.00010038 | 2024-04-17 | 0 | 0 | 0 | 0 | 0 | 0 | 1.5455e-05 | 0.00010905 | 0.0003043 | 0.00035823 | 0.00044235 | 0.00049155 | 0.00058877 | 0.00051506 | 0.00052271 | 0.00044056 | 0.00032346 | 0.00017014 | 3.4197e-05 | 0 | 0 | 0 | 0 | 0
1 | 20 | 17 | 0 | 17 | -6 | 1.3 | 0.87 | 16.172 | -5.604 | 10.543 | 5.413 | 0.005413 | 0.005413 | 1 | 20 | 17 | 3.7129e-06 | 3.7113e-06 | 2024-04-18 | 0 | 0 | 0 | 0 | 0 | 0 | 1.5341e-05 | 0.00014005 | 0.00030483 | 0.00043181 | 0.00052205 | 0.00057693 | 0.00059431 | 0.00057809 | 0.00053165 | 0.00044694 | 0.00024861 | 0.00012648 | 2.3539e-05 | 0 | 0 | 0 | 0 | 0
1 | 20 | 18 | 0 | 0 | -7 | 1.3 | 0.87 | 0 | -7 | 0 | 0 | 0 | 0 | 1 | 20 | 18 | 0 | 0 | 2024-04-19 | 0 | 0 | 0 | 0 | 0 | 0 | 2.3709e-06 | 3.3767e-06 | 0.00010263 | 0.00022095 | 0.00025086 | 2.0813e-05 | 0.00051489 | 0.00036069 | 0.00011947 | 0.00024206 | 1.3235e-05 | 9.4729e-05 | 2.1302e-06 | 0 | 0 | 0 | 0 | 0
1 | 20 | 19 | 0 | 0 | -7 | 1.3 | 0.87 | 0 | -7 | 0 | 0 | 0 | 0 | 1 | 20 | 19 | 0 | 0 | 2024-04-20 | 0 | 0 | 0 | 0 | 0 | 0 | 1.9947e-05 | 0.00013866 | 0.00029498 | 0.00041832 | 0.00019582 | 0.00010446 | 8.7602e-05 | 7.4364e-05 | 6.528e-05 | 4.5465e-05 | 1.6613e-05 | 2.295e-05 | 3.7814e-05 | 0 | 0 | 0 | 0 | 0
1 | 20 | 20 | 0 | 0 | -9 | 1.2 | 0.87 | 0 | -9 | 0 | 0 | 0 | 0 | 1 | 20 | 20 | 0 | 0 | 2024-04-21 | 0 | 0 | 0 | 0 | 0 | 0 | 2.0388e-05 | 5.2981e-05 | 0.00011534 | 0.00042573 | 0.00051316 | 0.00056218 | 0.00057832 | 0.00027133 | 0.00014172 | 0.00028819 | 0.00012634 | 8.1519e-05 | 3.7947e-05 | 0 | 0 | 0 | 0 | 0
1 | 20 | 21 | 0 | 0 | -10 | 1.1 | 0.87 | 0 | -10 | 0 | 0 | 0 | 0 | 1 | 20 | 21 | 0 | 0 | 2024-04-22 | 0 | 0 | 0 | 0 | 0 | 0 | 2.0351e-05 | 0.00014141 | 0.0002978 | 0.00041609 | 0.00050704 | 0.00055647 | 0.00057543 | 0.00034578 | 0.00032028 | 0.00034621 | 0.00020817 | 0.00014763 | 3.6284e-05 | 0 | 0 | 0 | 0 | 0
1 | 20 | 22 | 0 | 0 | -11 | 1 | 0.87 | 0 | -11 | 0 | 0 | 0 | 0 | 1 | 20 | 22 | 0 | 0 | 2024-04-23 | 0 | 0 | 0 | 0 | 0 | 0 | 1.8501e-05 | 0.00013889 | 0.00029012 | 0.00040693 | 0.00049213 | 0.00054516 | 0.00056375 | 0.00054722 | 0.00050102 | 0.00042291 | 0.00031369 | 0.00016905 | 3.7387e-05 | 0 | 0 | 0 | 0 | 0
1 | 20 | 23 | 0 | 0 | -12 | 1 | 0.87 | 0 | -12 | 0 | 0 | 0 | 0 | 1 | 20 | 23 | 0 | 0 | 2024-04-24 | 0 | 0 | 0 | 0 | 0 | 0 | 2.4398e-05 | 0.00011097 | 0.00029433 | 0.00041319 | 0.00049766 | 0.00054655 | 0.00048958 | 0.0004266 | 0.00022308 | 0.00034526 | 0.00019744 | 0.00012753 | 3.0905e-05 | 0 | 0 | 0 | 0 | 0
1 | 21 | 0 | 0 | 0 | -12 | 1.1 | 0.87 | 0 | -12 | 0 | 0 | 0 | 0 | 1 | 21 | 0 | 0 | 0 | 2024-04-25 | 0 | 0 | 0 | 0 | 0 | 0 | 2.042e-05 | 0.00011418 | 0.00028831 | 0.00040324 | 0.0004882 | 0.00053783 | 0.00056013 | 0.00054127 | 0.00026159 | 0.00031177 | 0.00022565 | 0.00016327 | 3.9108e-05 | 0 | 0 | 0 | 0 | 0
1 | 21 | 1 | 0 | 0 | -13 | 1.1 | 0.87 | 0 | -13 | 0 | 0 | 0 | 0 | 1 | 21 | 1 | 0 | 0 | 2024-04-26 | 0 | 0 | 0 | 0 | 0 | 0 | 2.0917e-05 | 1.6946e-05 | 8.0137e-05 | 0.00015354 | 0.00046485 | 0.00057887 | 0.00059745 | 0.00058021 | 0.00053078 | 0.00044727 | 0.00032899 | 0.00017708 | 4.3428e-05 | 0 | 0 | 0 | 0 | 0
1 | 21 | 2 | 0 | 0 | -14 | 1.1 | 0.87 | 0 | -14 | 0 | 0 | 0 | 0 | 1 | 21 | 2 | 0 | 0 | 2024-04-27 | 0 | 0 | 0 | 0 | 0 | 0 | 2.7808e-05 | 0.0001537 | 0.00022574 | 0.00035322 | 0.00044423 | 0.0004541 | 0.00043454 | 0.00037636 | 0.00033848 | 0.00015678 | 0.00011597 | 8.4256e-05 | 7.2401e-06 | 0 | 0 | 0 | 0 | 0
1 | 21 | 3 | 0 | 0 | -14 | 1.2 | 0.87 | 0 | -14 | 0 | 0 | 0 | 0 | 1 | 21 | 3 | 0 | 0 | 2024-04-28 | 0 | 0 | 0 | 0 | 0 | 0 | 9.1859e-06 | 3.9087e-05 | 0.00011349 | 0.00029404 | 0.00038631 | 0.00036577 | 0.00051376 | 0.00045813 | 6.6439e-05 | 0.00024696 | 5.6658e-05 | 1.1943e-05 | 2.3188e-06 | 0 | 0 | 0 | 0 | 0
1 | 21 | 4 | 0 | 0 | -14 | 1.2 | 0.87 | 0 | -14 | 0 | 0 | 0 | 0 | 1 | 21 | 4 | 0 | 0 | 2024-04-29 | 0 | 0 | 0 | 0 | 0 | 0 | 3.4198e-05 | 1.0313e-05 | 3.648e-05 | 5.7444e-05 | 0.00019151 | 0.00018198 | 0.00049375 | 0.00018642 | 0.00013451 | 0.00031134 | 0.00025253 | 0.00011292 | 3.6039e-05 | 0 | 0 | 0 | 0 | 0
1 | 21 | 5 | 0 | 0 | -14 | 1.1 | 0.87 | 0 | -14 | 0 | 0 | 0 | 0 | 1 | 21 | 5 | 0 | 0 | 2024-04-30 | 0 | 0 | 0 | 0 | 0 | 0 | 3.3468e-05 | 0.00015783 | 0.00031088 | 0.00043015 | 0.00051714 | 0.00056775 | 0.00058444 | 0.00056158 | 0.00021864 | 0.00022247 | 0.0002077 | 0.00017262 | 3.404e-05 | 0 | 0 | 0 | 0 | 0
1 | 21 | 6 | 0 | 0 | -14 | 1.1 | 0.87 | 0 | -14 | 0 | 0 | 0 | 0 | 1 | 21 | 6 | 0 | 0 | 2024-05-01 | 0 | 0 | 0 | 0 | 0 | 0 | 4.8274e-06 | 2.2981e-05 | 0.00011168 | 0.00034837 | 0.00043331 | 0.00059555 | 0.00061224 | 0.00044072 | 0.0002929 | 0.00045938 | 0.00023175 | 6.3897e-05 | 2.2241e-05 | 0 | 0 | 0 | 0 | 0
1 | 21 | 7 | 0 | 0 | -14 | 1.1 | 0.87 | 0 | -14 | 0 | 0 | 0 | 0 | 1 | 21 | 7 | 0 | 0 | 2024-05-02 | 0 | 0 | 0 | 0 | 0 | 0 | 2.9603e-05 | 0.00017122 | 0.00033649 | 0.00045856 | 0.00039858 | 0.00043789 | 0.00040364 | 0.00048358 | 0.00042545 | 0.00046161 | 0.0001905 | 0.00018976 | 4.5845e-05 | 0 | 0 | 0 | 0 | 0
1 | 21 | 8 | 450 | 33 | -13 | 1.2 | 0.87 | 159.759 | -8.607 | 144.951 | 135.059 | 0.13506 | 0.13506 | 1 | 21 | 8 | 9.2641e-05 | 9.2599e-05 | 2024-05-03 | 0 | 0 | 0 | 0 | 0 | 0 | 2.9512e-05 | 0.00017291 | 0.00033712 | 0.0004569 | 0.0003959 | 0.00043838 | 0.00051983 | 0.00033003 | 0.00032301 | 0.00012119 | 7.8505e-05 | 7.9229e-05 | 2.8322e-05 | 0 | 0 | 0 | 0 | 0
1 | 21 | 9 | 743 | 65 | -11 | 1.3 | 0.87 | 434.364 | 1.353 | 471.579 | 450.113 | 0.45011 | 0.45011 | 1 | 21 | 9 | 0.00030875 | 0.00030861 | 2024-05-04 | 0 | 0 | 0 | 0 | 0 | 0 | 6.2638e-06 | 2.5145e-05 | 4.095e-05 | 7.2692e-05 | 6.7106e-05 | 0.00011227 | 0.00010893 | 9.9251e-05 | 7.2149e-05 | 6.1135e-05 | 5.212e-05 | 3.1733e-05 | 1.0744e-05 | 0 | 0 | 0 | 0 | 0
1 | 21 | 10 | 860 | 86 | -9 | 1.4 | 0.87 | 649.126 | 9.093 | 696.024 | 666.605 | 0.66661 | 0.66661 | 1 | 21 | 10 | 0.00045725 | 0.00045704 | 2024-05-05 | 0 | 0 | 0 | 0 | 0 | 0 | 3.2075e-05 | 0.00011421 | 9.3861e-06 | 5.7229e-06 | 8.7981e-05 | 0.00010366 | 0.00010373 | 7.1081e-05 | 0.00012939 | 0.0001481 | 4.4907e-05 | 8.627e-05 | 3.2919e-05 | 0 | 0 | 0 | 0 | 0
1 | 21 | 11 | 916 | 97 | -8 | 1.4 | 0.87 | 797.954 | 14.208 | 834.793 | 800.457 | 0.80046 | 0.80046 | 1 | 21 | 11 | 0.00054906 | 0.00054881 | 2024-05-06 | 0 | 0 | 0 | 0 | 0 | 0 | 3.3906e-05 | 0.00011978 | 0.00020098 | 0.00036977 | 0.00053664 | 0.0004083 | 0.00038539 | 0.00045746 | 0.00041145 | 0.00025178 | 5.3643e-05 | 0.00019238 | 4.8502e-05 | 0 | 0 | 0 | 0 | 0
1 | 21 | 12 | 943 | 99 | -6 | 1.4 | 0.87 | 868.558 | 18.155 | 892.516 | 856.135 | 0.85613 | 0.85613 | 1 | 21 | 12 | 0.00058725 | 0.00058698 | 2024-05-07 | 0 | 0 | 0 | 0 | 0 | 0 | 3.3857e-05 | 0.0001843 | 0.00034984 | 0.00047087 | 0.00055922 | 0.00061204 | 0.00062696 | 0.00060912 | 0.00055962 | 0.00047735 | 0.00036067 | 0.00020349 | 4.8677e-05 | 0 | 0 | 0 | 0 | 0
1 | 21 | 13 | 939 | 97 | -6 | 1.4 | 0.87 | 852.647 | 17.717 | 878.352 | 842.472 | 0.84247 | 0.84247 | 1 | 21 | 13 | 0.00057788 | 0.00057761 | 2024-05-08 | 0 | 0 | 0 | 0 | 0 | 0 | 3.5116e-05 | 0.00019167 | 0.00035695 | 0.00047643 | 0.00055917 | 0.000605 | 0.00061606 | 0.00059455 | 0.00054169 | 0.00045717 | 0.00033814 | 0.00010524 | 3.9055e-05 | 0 | 0 | 0 | 0 | 0
1 | 21 | 14 | 906 | 90 | -6 | 1.2 | 0.87 | 753.016 | 15.981 | 784.683 | 752.122 | 0.75212 | 0.75212 | 1 | 21 | 14 | 0.0005159 | 0.00051567 | 2024-05-09 | 0 | 0 | 0 | 0 | 0 | 0 | 3.9738e-06 | 1.7358e-05 | 4.1426e-05 | 5.3509e-05 | 0.00010613 | 0.00017141 | 8.6674e-05 | 0.00010018 | 8.6585e-05 | 0.00015415 | 3.0078e-05 | 7.9251e-06 | 5.1449e-05 | 0 | 0 | 0 | 0 | 0
1 | 21 | 15 | 824 | 78 | -6 | 1.1 | 0.87 | 574.512 | 11.21 | 612.436 | 585.978 | 0.58598 | 0.58598 | 1 | 21 | 15 | 0.00040194 | 0.00040176 | 2024-05-10 | 0 | 0 | 0 | 0 | 0 | 0 | 4.1597e-05 | 6.7533e-05 | 7.2241e-05 | 0.00038652 | 0.00046808 | 0.00051619 | 0.00053954 | 0.0005284 | 0.00048379 | 0.00026538 | 0.00015937 | 0.00016703 | 5.213e-05 | 0 | 0 | 0 | 0 | 0
1 | 21 | 16 | 651 | 57 | -8 | 0.9 | 0.87 | 337.62 | 2.515 | 352.852 | 335.593 | 0.33559 | 0.33559 | 1 | 21 | 16 | 0.00023019 | 0.00023009 | 2024-05-11 | 0 | 0 | 0 | 0 | 0 | 0 | 1.7878e-05 | 5.5496e-05 | 0.00018233 | 0.00027782 | 0.00018816 | 9.9471e-05 | 0.00023414 | 0.00014001 | 0.00027948 | 0.00018833 | 4.1461e-05 | 4.0794e-07 | 0 | 0 | 0 | 0 | 0 | 0
1 | 21 | 17 | 194 | 16 | -9 | 0.7 | 0.87 | 53.12 | -7.635 | 30.068 | 24.246 | 0.024246 | 0.024246 | 1 | 21 | 17 | 1.6631e-05 | 1.6624e-05 | 2024-05-12 | 0 | 0 | 0 | 0 | 0 | 0 | 1.6348e-05 | 5.074e-05 | 7.6916e-05 | 0.00011044 | 9.6633e-05 | 0.00015801 | 0.00018024 | 0.00029138 | 0.00017634 | 0.00026099 | 0.00013151 | 7.9856e-05 | 3.2071e-05 | 0 | 0 | 0 | 0 | 0
1 | 21 | 18 | 0 | 0 | -10 | 0.5 | 0.87 | 0 | -10 | 0 | 0 | 0 | 0 | 1 | 21 | 18 | 0 | 0 | 2024-05-13 | 0 | 0 | 0 | 0 | 0 | 0 | 4.0022e-05 | 0.00017826 | 0.00033046 | 0.00044354 | 0.00052326 | 0.00056959 | 0.00058301 | 0.0005663 | 0.0005204 | 0.00044377 | 0.00033493 | 0.00019158 | 5.1772e-05 | 3.6749e-07 | 0 | 0 | 0 | 0
1 | 21 | 19 | 0 | 0 | -11 | 0.5 | 0.87 | 0 | -11 | 0 | 0 | 0 | 0 | 1 | 21 | 19 | 0 | 0 | 2024-05-14 | 0 | 0 | 0 | 0 | 0 | 0 | 3.8415e-05 | 0.00017139 | 0.00031893 | 0.00042773 | 0.00050475 | 0.00055113 | 0.00056512 | 0.00055537 | 0.00050926 | 0.00035245 | 0.00032568 | 0.00017555 | 5.1973e-05 | 6.6642e-07 | 0 | 0 | 0 | 0
1 | 21 | 20 | 0 | 0 | -11 | 0.5 | 0.87 | 0 | -11 | 0 | 0 | 0 | 0 | 1 | 21 | 20 | 0 | 0 | 2024-05-15 | 0 | 0 | 0 | 0 | 0 | 0 | 3.9806e-05 | 0.00016637 | 0.00030917 | 0.00041809 | 0.00049249 | 0.00053707 | 0.00055074 | 0.00053539 | 0.0004928 | 0.00041974 | 0.00031635 | 0.00018339 | 5.1338e-05 | 1.6962e-06 | 0 | 0 | 0 | 0
1 | 21 | 21 | 0 | 0 | -11 | 0.5 | 0.87 | 0 | -11 | 0 | 0 | 0 | 0 | 1 | 21 | 21 | 0 | 0 | 2024-05-16 | 0 | 0 | 0 | 0 | 0 | 0 | 3.9203e-05 | 0.00016969 | 0.00031321 | 0.00042137 | 0.00049645 | 0.00054231 | 0.0005596 | 0.00054805 | 0.00050548 | 0.0004337 | 0.00033015 | 0.0001907 | 5.1934e-05 | 1.3712e-06 | 0 | 0 | 0 | 0
1 | 21 | 22 | 0 | 0 | -11 | 0.5 | 0.87 | 0 | -11 | 0 | 0 | 0 | 0 | 1 | 21 | 22 | 0 | 0 | 2024-05-17 | 0 | 0 | 0 | 0 | 0 | 0 | 3.6901e-05 | 8.5842e-05 | 0.00027135 | 0.00031186 | 0.00049822 | 0.00054557 | 0.00037379 | 0.00030619 | 0.00033815 | 0.00034222 | 0.00032715 | 0.00015745 | 5.3809e-05 | 1.3239e-06 | 0 | 0 | 0 | 0
1 | 21 | 23 | 0 | 0 | -11 | 0.5 | 0.87 | 0 | -11 | 0 | 0 | 0 | 0 | 1 | 21 | 23 | 0 | 0 | 2024-05-18 | 0 | 0 | 0 | 0 | 0 | 0 | 4.0827e-05 | 0.00011872 | 7.9719e-05 | 0.00035016 | 3.9667e-05 | 0.00028988 | 0.00038295 | 0.00041147 | 0.00039366 | 0.00041179 | 0.00031022 | 0.00013155 | 4.9653e-05 | 2.5505e-07 | 0 | 0 | 0 | 0
1 | 22 | 0 | 0 | 0 | -11 | 0.5 | 0.87 | 0 | -11 | 0 | 0 | 0 | 0 | 1 | 22 | 0 | 0 | 0 | 2024-05-19 | 0 | 0 | 0 | 0 | 0 | 0 | 3.9094e-05 | 0.00016552 | 0.00026113 | 0.00035872 | 0.00038381 | 0.00043245 | 0.00039298 | 0.0004472 | 3.4338e-05 | 0.00010515 | 1.4033e-05 | 4.117e-05 | 1.6715e-05 | 0 | 0 | 0 | 0 | 0
1 | 22 | 1 | 0 | 0 | -11 | 0.4 | 0.87 | 0 | -11 | 0 | 0 | 0 | 0 | 1 | 22 | 1 | 0 | 0 | 2024-05-20 | 0 | 0 | 0 | 0 | 0 | 0 | 0 | 8.587e-05 | 0.00014448 | 0.00022714 | 0.00029031 | 0.00044088 | 0.0004169 | 9.2127e-05 | 0.00012401 | 0.00029541 | 0.00014416 | 4.7973e-05 | 1.9526e-05 | 0 | 0 | 0 | 0 | 0
1 | 22 | 2 | 0 | 0 | -11 | 0.4 | 0.87 | 0 | -11 | 0 | 0 | 0 | 0 | 1 | 22 | 2 | 0 | 0 | 2024-05-21 | 0 | 0 | 0 | 0 | 0 | 0 | 3.8355e-05 | 0.0001063 | 7.5357e-05 | 0.00025002 | 0.00021166 | 0.00026014 | 0.00024911 | 0.00047678 | 0.00035074 | 6.6648e-05 | 0.00032351 | 0.00013094 | 5.6239e-05 | 1.6475e-06 | 0 | 0 | 0 | 0
1 | 22 | 3 | 0 | 0 | -10 | 0.5 | 0.87 | 0 | -10 | 0 | 0 | 0 | 0 | 1 | 22 | 3 | 0 | 0 | 2024-05-22 | 0 | 0 | 0 | 0 | 0 | 7.0619e-08 | 4.4874e-05 | 0.00018795 | 0.00034087 | 0.00039533 | 0.00042729 | 0.00048393 | 0.00039338 | 0.00039776 | 0.00036707 | 0.00044914 | 0.00030467 | 0.00020343 | 6.007e-05 | 5.1202e-06 | 0 | 0 | 0 | 0
1 | 22 | 4 | 0 | 0 | -9 | 0.6 | 0.87 | 0 | -9 | 0 | 0 | 0 | 0 | 1 | 22 | 4 | 0 | 0 | 2024-05-23 | 0 | 0 | 0 | 0 | 0 | 4.5936e-07 | 4.4919e-05 | 0.00018288 | 0.00032946 | 0.00044105 | 0.00051409 | 0.00055621 | 0.0005673 | 0.00046592 | 0.00039547 | 0.0003381 | 0.00024414 | 0.0001371 | 5.4111e-05 | 2.0802e-06 | 0 | 0 | 0 | 0
1 | 22 | 5 | 0 | 0 | -9 | 0.7 | 0.87 | 0 | -9 | 0 | 0 | 0 | 0 | 1 | 22 | 5 | 0 | 0 | 2024-05-24 | 0 | 0 | 0 | 0 | 0 | 0 | 4.2371e-05 | 0.00010776 | 0.00016138 | 0.00014775 | 0.00019084 | 0.0001754 | 8.9674e-05 | 0.0002819 | 0.00013378 | 4.1022e-05 | 7.1175e-05 | 0 | 0 | 0 | 0 | 0 | 0 | 0
1 | 22 | 6 | 0 | 0 | -9 | 0.7 | 0.87 | 0 | -9 | 0 | 0 | 0 | 0 | 1 | 22 | 6 | 0 | 0 | 2024-05-25 | 0 | 0 | 0 | 0 | 0 | 0 | 1.3902e-05 | 2.775e-05 | 3.4271e-05 | 0.00024381 | 0.000325 | 0.00015131 | 0.00013259 | 0.00022295 | 0.00021445 | 8.1238e-05 | 5.0312e-05 | 5.4568e-06 | 6.2491e-05 | 3.4775e-06 | 0 | 0 | 0 | 0
1 | 22 | 7 | 0 | 0 | -8 | 0.7 | 0.87 | 0 | -8 | 0 | 0 | 0 | 0 | 1 | 22 | 7 | 0 | 0 | 2024-05-26 | 0 | 0 | 0 | 0 | 0 | 7.8846e-07 | 4.4822e-05 | 0.00016513 | 0.00028728 | 0.00042887 | 0.00040137 | 0.00054455 | 0.00055898 | 0.00054237 | 0.00049583 | 0.00042167 | 0.00032107 | 0.00019079 | 6.1994e-05 | 3.3492e-06 | 0 | 0 | 0 | 0
1 | 22 | 8 | 0 | 32 | -7 | 0.8 | 0.87 | 31.776 | -6.003 | 29.769 | 23.958 | 0.023958 | 0.023958 | 1 | 22 | 8 | 1.6434e-05 | 1.6426e-05 | 2024-05-27 | 0 | 0 | 0 | 0 | 0 | 0 | 4.1337e-05 | 5.7161e-05 | 0.00025921 | 0.00021979 | 0.00024155 | 0.00052874 | 0.000544 | 0.0004147 | 0.00037305 | 0.00041364 | 0.00027604 | 0.0001876 | 6.1677e-05 | 3.5652e-06 | 0 | 0 | 0 | 0
1 | 22 | 9 | 75 | 102 | -6 | 0.9 | 0.87 | 143.427 | -1.506 | 152.202 | 142.052 | 0.14205 | 0.14205 | 1 | 22 | 9 | 9.7438e-05 | 9.7394e-05 | 2024-05-28 | 0 | 0 | 0 | 0 | 0 | 0 | 4.3974e-05 | 9.6518e-05 | 0.0002147 | 0.00030876 | 0.00028634 | 0.00028793 | 0.0002813 | 0.00024343 | 0.00010029 | 8.1002e-05 | 0.00010689 | 0.00019212 | 6.4843e-05 | 3.0606e-06 | 0 | 0 | 0 | 0
1 | 22 | 10 | 57 | 159 | -4 | 1 | 0.87 | 204.17 | 2.236 | 215.98 | 203.571 | 0.20357 | 0.20357 | 1 | 22 | 10 | 0.00013964 | 0.00013957 | 2024-05-29 | 0 | 0 | 0 | 0 | 0 | 1.5145e-06 | 4.5158e-05 | 0.00017644 | 0.00031814 | 0.00039154 | 0.00050398 | 0.00054955 | 0.0005627 | 0.00054795 | 0.00050697 | 0.00040508 | 0.00032789 | 0.00015787 | 6.4034e-05 | 3.4912e-06 | 0 | 0 | 0 | 0
1 | 22 | 11 | 50 | 198 | -3 | 1 | 0.87 | 246.584 | 4.518 | 258.229 | 244.323 | 0.24432 | 0.24432 | 1 | 22 | 11 | 0.00016759 | 0.00016751 | 2024-05-30 | 0 | 0 | 0 | 0 | 0 | 1.1306e-06 | 4.6061e-05 | 0.00017851 | 0.00032562 | 0.00043523 | 0.00051032 | 0.0004529 | 0.00050942 | 0.00047838 | 0.00028627 | 0.00032413 | 0.00033411 | 0.00016396 | 6.4609e-05 | 3.9238e-06 | 0 | 0 | 0 | 0
1 | 22 | 12 | 13 | 187 | -2 | 1.1 | 0.87 | 196.522 | 3.833 | 203.775 | 191.798 | 0.1918 | 0.1918 | 1 | 22 | 12 | 0.00013156 | 0.0001315 | 2024-05-31 | 0 | 0 | 0 | 0 | 0 | 0 | 2.3913e-05 | 0.00012687 | 0.00018543 | 0.00041967 | 0.00049994 | 0.00054684 | 0.00045704 | 0.00039837 | 0.00051199 | 0.0002666 | 0.00033331 | 0.00020103 | 6.5702e-05 | 0 | 0 | 0 | 0 | 0
1 | 22 | 13 | 22 | 194 | -2 | 1.2 | 0.87 | 211.28 | 4.122 | 219.623 | 207.085 | 0.20709 | 0.20709 | 1 | 22 | 13 | 0.00014205 | 0.00014198 | 2024-06-01 | 0 | 0 | 0 | 0 | 0 | 9.7564e-07 | 4.6072e-05 | 0.00016776 | 0.00030583 | 0.00041457 | 0.00049749 | 0.00054733 | 0.00057041 | 0.00056087 | 0.00051874 | 0.00044582 | 0.00034467 | 0.00019037 | 6.2422e-05 | 4.5676e-06 | 0 | 0 | 0 | 0
1 | 22 | 14 | 111 | 198 | -2 | 1.2 | 0.87 | 298.517 | 6.674 | 313.269 | 297.412 | 0.29741 | 0.29741 | 1 | 22 | 14 | 0.000204 | 0.00020391 | 2024-06-02 | 0 | 0 | 0 | 0 | 0 | 1.1306e-06 | 4.4797e-05 | 0.00014125 | 0.00024808 | 0.00029783 | 0.00025179 | 0.00029453 | 0.00039371 | 0.00037222 | 0.00031974 | 0.00013894 | 0.00017571 | 4.9978e-05 | 5.8837e-05 | 5.7777e-06 | 0 | 0 | 0 | 0
1 | 22 | 15 | 173 | 144 | -2 | 1.1 | 0.87 | 260.084 | 5.764 | 275.62 | 261.098 | 0.2611 | 0.2611 | 1 | 22 | 15 | 0.0001791 | 0.00017901 | 2024-06-03 | 0 | 0 | 0 | 0 | 0 | 0 | 6.73e-06 | 5.5836e-05 | 0.00027244 | 0.00035425 | 0.00033559 | 0.00045013 | 0.00033178 | 0.00053115 | 0.00048797 | 0.00041788 | 0.00031773 | 0.0001895 | 6.8945e-05 | 6.6155e-06 | 0 | 0 | 0 | 0
1 | 22 | 16 | 115 | 79 | -2 | 0.9 | 0.87 | 135.338 | 2.224 | 139.334 | 129.64 | 0.12964 | 0.12964 | 1 | 22 | 16 | 8.8924e-05 | 8.8884e-05 | 2024-06-04 | 0 | 0 | 0 | 0 | 0 | 0 | 5.3807e-05 | 0.00015996 | 0.00028377 | 0.00026278 | 0.00045681 | 0.00050308 | 0.00052081 | 0.00050994 | 0.00047245 | 0.00040594 | 0.00030815 | 0.00013696 | 6.0683e-05 | 5.9793e-06 | 0 | 0 | 0 | 0
1 | 22 | 17 | 0 | 9 | -3 | 0.7 | 0.87 | 8.562 | -2.756 | 5.366 | 0.419 | 0.000419 | 0.000419 | 1 | 22 | 17 | 2.8741e-07 | 2.8727e-07 | 2024-06-05 | 0 | 0 | 0 | 0 | 0 | 0 | 5.1489e-05 | 0.00016088 | 0.00028537 | 0.00034874 | 0.00042734 | 0.000418 | 0.00043066 | 0.00023858 | 0.00033491 | 0.00029844 | 0.00029499 | 6.3809e-05 | 2.0066e-05 | 0 | 0 | 0 | 0 | 0
1 | 22 | 18 | 0 | 0 | -3 | 0.7 | 0.87 | 0 | -3 | 0 | 0 | 0 | 0 | 1 | 22 | 18 | 0 | 0 | 2024-06-06 | 0 | 0 | 0 | 0 | 0 | 1.4672e-06 | 4.7095e-05 | 0.00016863 | 0.00029821 | 0.00039756 | 0.00047151 | 0.00051176 | 0.00052234 | 0.00045904 | 0.00038525 | 0.00036722 | 0.00026634 | 0.00016892 | 6.9701e-05 | 6.7677e-06 | 0 | 0 | 0 | 0
1 | 22 | 19 | 0 | 0 | -4 | 0.7 | 0.87 | 0 | -4 | 0 | 0 | 0 | 0 | 1 | 22 | 19 | 0 | 0 | 2024-06-07 | 0 | 0 | 0 | 0 | 0 | 6.4585e-07 | 5.1507e-05 | 0.00016187 | 0.00028545 | 0.00038442 | 0.00045807 | 0.00050166 | 0.00051412 | 0.00049667 | 0.00045624 | 0.00038864 | 0.00024285 | 0.00018408 | 7.0359e-05 | 6.3605e-06 | 0 | 0 | 0 | 0
1 | 22 | 20 | 0 | 0 | -4 | 0.7 | 0.87 | 0 | -4 | 0 | 0 | 0 | 0 | 1 | 22 | 20 | 0 | 0 | 2024-06-08 | 0 | 0 | 0 | 0 | 0 | 2.7356e-07 | 4.986e-05 | 0.00016086 | 0.00028568 | 0.00038765 | 0.00046595 | 0.00051138 | 0.00042899 | 0.00045482 | 0.00045323 | 0.00038521 | 0.00024717 | 0.00017444 | 6.4428e-05 | 7.2854e-06 | 0 | 0 | 0 | 0
1 | 22 | 21 | 0 | 0 | -4 | 0.6 | 0.87 | 0 | -4 | 0 | 0 | 0 | 0 | 1 | 22 | 21 | 0 | 0 | 2024-06-09 | 0 | 0 | 0 | 0 | 0 | 0 | 4.8761e-05 | 0.00016345 | 0.00029193 | 0.00039257 | 0.0004591 | 0.00050408 | 0.00051593 | 0.00050074 | 0.00045959 | 0.00039013 | 0.00029914 | 0.00018514 | 7.1749e-05 | 7.5685e-06 | 0 | 0 | 0 | 0
1 | 22 | 22 | 0 | 0 | -4 | 0.6 | 0.87 | 0 | -4 | 0 | 0 | 0 | 0 | 1 | 22 | 22 | 0 | 0 | 2024-06-10 | 0 | 0 | 0 | 0 | 0 | 0 | 5.0829e-05 | 0.00015764 | 0.00027953 | 0.00037895 | 0.00038929 | 0.00041073 | 0.00018734 | 0.00046497 | 0.00042288 | 0.00030209 | 0.00021525 | 7.4311e-05 | 2.4401e-06 | 0 | 0 | 0 | 0 | 0
1 | 22 | 23 | 0 | 0 | -4 | 0.5 | 0.87 | 0 | -4 | 0 | 0 | 0 | 0 | 1 | 22 | 23 | 0 | 0 | 2024-06-11 | 0 | 0 | 0 | 0 | 0 | 0 | 1.4302e-06 | 0.00012849 | 0.00029537 | 0.0002063 | 0.00047589 | 0.00052126 | 0.00053389 | 0.00052793 | 0.00048634 | 0.0003357 | 0.00032063 | 0.00019794 | 7.1433e-05 | 9.7372e-06 | 0 | 0 | 0 | 0
1 | 23 | 0 | 0 | 0 | -4 | 0.4 | 0.87 | 0 | -4 | 0 | 0 | 0 | 0 | 1 | 23 | 0 | 0 | 0 | 2024-06-12 | 0 | 0 | 0 | 0 | 0 | 8.8033e-07 | 1.3117e-05 | 4.5746e-05 | 8.1212e-05 | 0.00041224 | 0.00049258 | 0.00054469 | 0.00056655 | 0.0005587 | 0.00052067 | 0.00036359 | 0.00029511 | 0.0001983 | 7.3481e-05 | 8.8664e-06 | 0 | 0 | 0 | 0
1 | 23 | 1 | 0 | 0 | -4 | 0.4 | 0.87 | 0 | -4 | 0 | 0 | 0 | 0 | 1 | 23 | 1 | 0 | 0 | 2024-06-13 | 0 | 0 | 0 | 0 | 0 | 0 | 4.5086e-05 | 7.5873e-05 | 0.00017641 | 0.00042212 | 0.00049983 | 0.0005453 | 0.00056368 | 0.0005466 | 0.00050836 | 0.00043835 | 0.00033955 | 0.0002092 | 7.456e-05 | 9.7118e-06 | 0 | 0 | 0 | 0
1 | 23 | 2 | 0 | 0 | -4 | 0.4 | 0.87 | 0 | -4 | 0 | 0 | 0 | 0 | 1 | 23 | 2 | 0 | 0 | 2024-06-14 | 0 | 0 | 0 | 0 | 0 | 1.1813e-06 | 4.4877e-05 | 0.0001596 | 0.00024521 | 0.00037313 | 0.00044187 | 0.00047456 | 0.00050639 | 0.00047385 | 0.00044288 | 0.00038838 | 0.0003033 | 0.00020873 | 7.5148e-05 | 9.8818e-06 | 0 | 0 | 0 | 0
1 | 23 | 3 | 0 | 0 | -4 | 0.4 | 0.87 | 0 | -4 | 0 | 0 | 0 | 0 | 1 | 23 | 3 | 0 | 0 | 2024-06-15 | 0 | 0 | 0 | 0 | 0 | 2.8179e-07 | 4.4503e-05 | 0.00012398 | 2.833e-05 | 3.3681e-05 | 4.2528e-05 | 6.4431e-05 | 0.0001603 | 0.00013983 | 0.00011152 | 9.2273e-05 | 0.00011734 | 0.00012025 | 6.5007e-05 | 1.0548e-05 | 0 | 0 | 0 | 0
1 | 23 | 4 | 0 | 0 | -4 | 0.4 | 0.87 | 0 | -4 | 0 | 0 | 0 | 0 | 1 | 23 | 4 | 0 | 0 | 2024-06-16 | 0 | 0 | 0 | 0 | 0 | 1.1169e-06 | 4.271e-05 | 0.00017388 | 0.00031429 | 0.00041953 | 0.00049771 | 0.00054339 | 0.00056543 | 0.00055258 | 0.00036479 | 0.00043967 | 0.00019057 | 0.00020815 | 7.2e-05 | 9.2792e-06 | 0 | 0 | 0 | 0
1 | 23 | 5 | 0 | 0 | -4 | 0.3 | 0.87 | 0 | -4 | 0 | 0 | 0 | 0 | 1 | 23 | 5 | 0 | 0 | 2024-06-17 | 0 | 0 | 0 | 0 | 0 | 1.4185e-06 | 1.6388e-05 | 0.0001066 | 0.0002961 | 0.00034219 | 0.00032085 | 0.00051372 | 0.00053128 | 0.00052435 | 0.00048697 | 0.00041885 | 0.0003055 | 0.00015912 | 6.3696e-05 | 1.1315e-05 | 0 | 0 | 0 | 0
1 | 23 | 6 | 0 | 0 | -4 | 0.3 | 0.87 | 0 | -4 | 0 | 0 | 0 | 0 | 1 | 23 | 6 | 0 | 0 | 2024-06-18 | 0 | 0 | 0 | 0 | 0 | 0 | 6.4476e-06 | 3.1513e-05 | 5.3129e-05 | 0.00010953 | 0.00015392 | 9.4465e-05 | 0.00018407 | 0.00025933 | 0.00042752 | 0.00027195 | 0.00022696 | 0.00016488 | 3.3122e-05 | 3.0256e-06 | 0 | 0 | 0 | 0
1 | 23 | 7 | 0 | 0 | -4 | 0.4 | 0.87 | 0 | -4 | 0 | 0 | 0 | 0 | 1 | 23 | 7 | 0 | 0 | 2024-06-19 | 0 | 0 | 0 | 0 | 0 | 0 | 1.8052e-05 | 3.845e-05 | 1.0742e-05 | 4.2371e-05 | 0.00020257 | 0.00036115 | 0.00014901 | 5.5689e-05 | 0.00015773 | 0.00021676 | 0.000128 | 0.00019146 | 6.0675e-05 | 1.2037e-05 | 0 | 0 | 0 | 0
1 | 23 | 8 | 204 | 46 | -3 | 0.3 | 0.87 | 115.488 | 1.118 | 104.768 | 96.3 | 0.0963 | 0.0963 | 1 | 23 | 8 | 6.6055e-05 | 6.6025e-05 | 2024-06-20 | 0 | 0 | 0 | 0 | 0 | 0 | 9.2881e-06 | 8.0684e-06 | 1.0675e-05 | 5.9413e-05 | 3.0951e-05 | 5.2671e-05 | 0.00025551 | 0.00033061 | 0.00035413 | 0.00028663 | 0.00018946 | 9.9488e-05 | 4.9813e-05 | 2.4895e-06 | 0 | 0 | 0 | 0
1 | 23 | 9 | 0 | 61 | -1 | 0.4 | 0.87 | 58.298 | 1.098 | 59.157 | 52.305 | 0.052305 | 0.052305 | 1 | 23 | 9 | 3.5878e-05 | 3.5861e-05 | 2024-06-21 | 0 | 0 | 0 | 0 | 0 | 0 | 2.4119e-05 | 0.00015767 | 0.0002866 | 0.00038859 | 0.00046555 | 0.00051184 | 0.00053178 | 0.00025101 | 5.107e-05 | 3.941e-05 | 7.9698e-05 | 6.4407e-05 | 5.7355e-05 | 9.2065e-06 | 0 | 0 | 0 | 0
1 | 23 | 10 | 0 | 113 | 0 | 0.5 | 0.87 | 110.337 | 3.853 | 113.164 | 104.398 | 0.1044 | 0.1044 | 1 | 23 | 10 | 7.161e-05 | 7.1577e-05 | 2024-06-22 | 0 | 0 | 0 | 0 | 0 | 2.122e-06 | 1.4275e-06 | 3.8483e-05 | 8.5848e-05 | 0.0001504 | 0.00023802 | 0.00025196 | 0.00023555 | 0.00025125 | 0.00036422 | 0.00043322 | 0.00033407 | 0.00016149 | 6.0038e-05 | 2.0335e-06 | 0 | 0 | 0 | 0
1 | 23 | 11 | 0 | 142 | 1 | 0.6 | 0.87 | 139.098 | 5.713 | 141.899 | 132.115 | 0.13212 | 0.13212 | 1 | 23 | 11 | 9.0622e-05 | 9.0581e-05 | 2024-06-23 | 0 | 0 | 0 | 0 | 0 | 1.3952e-06 | 3.6725e-05 | 0.00016608 | 0.00030685 | 8.9671e-05 | 6.6062e-05 | 0.00021772 | 0.00056045 | 0.00036064 | 0.00032401 | 0.00044167 | 0.00024686 | 0.00016803 | 7.5898e-05 | 9.7337e-06 | 0 | 0 | 0 | 0
1 | 23 | 12 | 28 | 205 | 1 | 0.6 | 0.87 | 227.866 | 8.721 | 233.27 | 220.248 | 0.22025 | 0.22025 | 1 | 23 | 12 | 0.00015107 | 0.00015101 | 2024-06-24 | 0 | 0 | 0 | 0 | 0 | 1.4912e-06 | 2.8077e-05 | 8.4485e-05 | 3.5993e-05 | 6.4676e-05 | 2.4278e-05 | 0.00019652 | 0.00020702 | 0.00031023 | 0.00011798 | 0.00027829 | 0.00021323 | 0.00021768 | 7.191e-05 | 1.0552e-05 | 0 | 0 | 0 | 0
1 | 23 | 13 | 20 | 194 | 2 | 0.7 | 0.87 | 209.598 | 8.907 | 213.909 | 201.573 | 0.20157 | 0.20157 | 1 | 23 | 13 | 0.00013827 | 0.0001382 | 2024-06-25 | 0 | 0 | 0 | 0 | 0 | 1.5145e-06 | 3.8666e-05 | 0.00016829 | 0.00031236 | 0.00028528 | 0.00041503 | 0.00042849 | 0.00041433 | 0.00039555 | 0.00037681 | 0.00032236 | 0.00028823 | 0.00017952 | 7.271e-05 | 1.0304e-05 | 0 | 0 | 0 | 0
1 | 23 | 14 | 19 | 171 | 2 | 0.7 | 0.87 | 184.399 | 8.083 | 188.87 | 177.421 | 0.17742 | 0.17742 | 1 | 23 | 14 | 0.0001217 | 0.00012164 | 2024-06-26 | 0 | 0 | 0 | 0 | 0 | 0 | 1.5207e-06 | 3.5152e-05 | 4.5241e-05 | 0.00015147 | 0.00019824 | 0.00025422 | 0.0002758 | 0.00024659 | 0.00044474 | 0.00033709 | 0.00026221 | 0.00016723 | 7.1705e-05 | 1.3045e-05 | 0 | 0 | 0 | 0
1 | 23 | 15 | 68 | 144 | 1 | 0.6 | 0.87 | 192.075 | 7.534 | 199.459 | 187.635 | 0.18763 | 0.18763 | 1 | 23 | 15 | 0.0001287 | 0.00012865 | 2024-06-27 | 0 | 0 | 0 | 0 | 0 | 1.8999e-06 | 4.159e-05 | 0.00011172 | 0.00018702 | 5.768e-05 | 0.00027919 | 0.0003841 | 0.00047396 | 0.00042947 | 0.00022993 | 0.00019744 | 0.00021755 | 0.00016615 | 6.8399e-05 | 1.2014e-05 | 0 | 0 | 0 | 0
1 | 23 | 16 | 499 | 76 | 0 | 0.5 | 0.87 | 298.276 | 10.384 | 303.743 | 288.223 | 0.28822 | 0.28822 | 1 | 23 | 16 | 0.0001977 | 0.00019761 | 2024-06-28 | 0 | 0 | 0 | 0 | 0 | 0 | 3.7573e-05 | 0.00011629 | 0.00023932 | 0.00040152 | 0.00048684 | 0.00045959 | 0.00049956 | 0.0004614 | 0.00044308 | 0.000451 | 0.00035417 | 0.00022316 | 7.7876e-05 | 8.671e-06 | 0 | 0 | 0 | 0
1 | 23 | 17 | 107 | 19 | 0 | 0.4 | 0.87 | 46.416 | 1.357 | 27.14 | 21.422 | 0.021422 | 0.021422 | 1 | 23 | 17 | 1.4694e-05 | 1.4687e-05 | 2024-06-29 | 0 | 0 | 0 | 0 | 0 | 1.1525e-06 | 3.435e-05 | 0.0001741 | 0.00032333 | 0.00042963 | 0.00050688 | 0.00055356 | 0.00056991 | 0.00055922 | 0.00051696 | 0.000448 | 0.00035075 | 0.00021961 | 7.7772e-05 | 1.0166e-05 | 0 | 0 | 0 | 0
1 | 23 | 18 | 0 | 0 | -1 | 0.6 | 0.87 | 0 | -1 | 0 | 0 | 0 | 0 | 1 | 23 | 18 | 0 | 0 | 2024-06-30 | 0 | 0 | 0 | 0 | 0 | 7.0824e-07 | 3.6774e-05 | 0.00016385 | 0.00030297 | 0.00040545 | 0.00047941 | 0.00052434 | 0.00054015 | 0.0005293 | 0.00049085 | 0.00042584 | 0.00033194 | 0.00020969 | 7.7421e-05 | 1.2562e-05 | 0 | 0 | 0 | 0
1 | 23 | 19 | 0 | 0 | -1 | 0.8 | 0.87 | 0 | -1 | 0 | 0 | 0 | 0 | 1 | 23 | 19 | 0 | 0 | 2024-07-01 | 0 | 0 | 0 | 0 | 0 | 0 | 4.5769e-05 | 0.00015401 | 0.0002839 | 0.00033912 | 0.00046552 | 0.00051029 | 0.00052937 | 0.0005153 | 0.00047834 | 0.00041247 | 0.0003212 | 0.00020237 | 6.6757e-05 | 1.1898e-05 | 0 | 0 | 0 | 0
1 | 23 | 20 | 0 | 0 | -2 | 0.9 | 0.87 | 0 | -2 | 0 | 0 | 0 | 0 | 1 | 23 | 20 | 0 | 0 | 2024-07-02 | 0 | 0 | 0 | 0 | 0 | 0 | 3.8343e-05 | 0.00014669 | 0.00025664 | 0.00034536 | 0.00039629 | 0.00050561 | 0.00052235 | 0.00050709 | 0.00032538 | 0.00027733 | 0.00031155 | 0.00019804 | 8.0424e-05 | 1.1883e-05 | 0 | 0 | 0 | 0
1 | 23 | 21 | 0 | 0 | -3 | 0.9 | 0.87 | 0 | -3 | 0 | 0 | 0 | 0 | 1 | 23 | 21 | 0 | 0 | 2024-07-03 | 0 | 0 | 0 | 0 | 0 | 0 | 2.6821e-05 | 7.4957e-05 | 0.00012023 | 0.00035717 | 0.00043728 | 0.00049279 | 0.00051605 | 0.00050325 | 0.0004711 | 0.00040769 | 0.00031734 | 0.00020232 | 8.1119e-05 | 1.2284e-05 | 0 | 0 | 0 | 0
1 | 23 | 22 | 0 | 0 | -4 | 1 | 0.87 | 0 | -4 | 0 | 0 | 0 | 0 | 1 | 23 | 22 | 0 | 0 | 2024-07-04 | 0 | 0 | 0 | 0 | 0 | 0 | 3.5875e-05 | 0.00013334 | 0.00016731 | 4.8211e-05 | 0.00024609 | 0.00044477 | 0.00035205 | 0.00034489 | 0.00037596 | 2.8811e-05 | 5.3964e-05 | 3.0914e-05 | 6.111e-05 | 1.0615e-05 | 0 | 0 | 0 | 0
1 | 23 | 23 | 0 | 0 | -6 | 1.1 | 0.87 | 0 | -6 | 0 | 0 | 0 | 0 | 1 | 23 | 23 | 0 | 0 | 2024-07-05 | 0 | 0 | 0 | 0 | 0 | 0 | 3.6516e-06 | 9.0012e-05 | 0.00011489 | 0.00010414 | 0.0001031 | 0.00014588 | 0.00016008 | 0.00027156 | 0.00025894 | 0.00043724 | 0.00034496 | 0.00022108 | 8.163e-05 | 1.0338e-05 | 0 | 0 | 0 | 0
1 | 24 | 0 | 0 | 0 | -7 | 1.1 | 0.87 | 0 | -7 | 0 | 0 | 0 | 0 | 1 | 24 | 0 | 0 | 0 | 2024-07-06 | 0 | 0 | 0 | 0 | 0 | 2.0569e-08 | 3.4557e-05 | 0.00016392 | 0.00031198 | 0.00042345 | 0.00050066 | 0.00054911 | 0.00040042 | 0.00043592 | 0.00018479 | 0.00044127 | 0.00024747 | 0.0002164 | 8.2087e-05 | 1.0873e-05 | 0 | 0 | 0 | 0
1 | 24 | 1 | 0 | 0 | -8 | 1.1 | 0.87 | 0 | -8 | 0 | 0 | 0 | 0 | 1 | 24 | 1 | 0 | 0 | 2024-07-07 | 0 | 0 | 0 | 0 | 0 | 0 | 3.5165e-05 | 0.00016048 | 0.0003049 | 0.00041424 | 0.00049243 | 0.00053896 | 0.0005592 | 0.0005411 | 0.00050099 | 0.00043356 | 0.00033509 | 0.00021068 | 8.1601e-05 | 1.1301e-05 | 0 | 0 | 0 | 0
1 | 24 | 2 | 0 | 0 | -9 | 1 | 0.87 | 0 | -9 | 0 | 0 | 0 | 0 | 1 | 24 | 2 | 0 | 0 | 2024-07-08 | 0 | 0 | 0 | 0 | 0 | 0 | 4.0569e-05 | 0.00015471 | 0.00028829 | 0.00039412 | 0.00046748 | 0.0005172 | 0.00053272 | 0.0005134 | 0.00047346 | 0.000408 | 0.00021328 | 0.0002004 | 8.1402e-05 | 9.8277e-06 | 0 | 0 | 0 | 0
1 | 24 | 3 | 0 | 0 | -10 | 1 | 0.87 | 0 | -10 | 0 | 0 | 0 | 0 | 1 | 24 | 3 | 0 | 0 | 2024-07-09 | 0 | 0 | 0 | 0 | 0 | 0 | 3.6756e-06 | 6.72e-05 | 0.00018027 | 0.0002512 | 0.00021113 | 0.00051006 | 0.00052964 | 0.00052718 | 0.00035146 | 0.00042272 | 0.00032904 | 0.00020739 | 8.1635e-05 | 1.1478e-05 | 0 | 0 | 0 | 0
1 | 24 | 4 | 0 | 0 | -11 | 1 | 0.87 | 0 | -11 | 0 | 0 | 0 | 0 | 1 | 24 | 4 | 0 | 0 | 2024-07-10 | 0 | 0 | 0 | 0 | 0 | 0 | 3.8196e-05 | 0.00014965 | 0.00028448 | 0.00039097 | 0.00046912 | 0.00051716 | 0.00053574 | 0.00047491 | 0.00038485 | 0.0003641 | 0.00025887 | 0.00011455 | 3.4724e-05 | 1.1501e-05 | 0 | 0 | 0 | 0
1 | 24 | 5 | 0 | 0 | -12 | 1 | 0.87 | 0 | -12 | 0 | 0 | 0 | 0 | 1 | 24 | 5 | 0 | 0 | 2024-07-11 | 0 | 0 | 0 | 0 | 0 | 0 | 1.2649e-05 | 1.2142e-05 | 6.4458e-05 | 5.5076e-05 | 0.00011744 | 7.9489e-05 | 0.00017752 | 0.00010242 | 0.00020748 | 0.00019699 | 0.00023302 | 9.6091e-05 | 5.3136e-05 | 8.4091e-06 | 0 | 0 | 0 | 0
1 | 24 | 6 | 0 | 0 | -13 | 1 | 0.87 | 0 | -13 | 0 | 0 | 0 | 0 | 1 | 24 | 6 | 0 | 0 | 2024-07-12 | 0 | 0 | 0 | 0 | 0 | 0 | 1.7644e-05 | 2.4957e-06 | 0.00013663 | 9.8481e-05 | 8.1957e-05 | 0.0001026 | 0.00020927 | 0.0002506 | 0.00029245 | 0.00033035 | 0.00023384 | 0.00014908 | 3.6761e-05 | 3.3232e-06 | 0 | 0 | 0 | 0
1 | 24 | 7 | 0 | 0 | -13 | 0.9 | 0.87 | 0 | -13 | 0 | 0 | 0 | 0 | 1 | 24 | 7 | 0 | 0 | 2024-07-13 | 0 | 0 | 0 | 0 | 0 | 0 | 3.3052e-05 | 2.482e-05 | 9.0121e-05 | 0.00010173 | 0.00012722 | 0.00037155 | 0.00051794 | 0.00023831 | 0.00028861 | 0.00040854 | 0.00029775 | 0.00011999 | 7.7176e-05 | 9.9812e-06 | 0 | 0 | 0 | 0
1 | 24 | 8 | 496 | 33 | -11 | 0.9 | 0.87 | 174.974 | -5.79 | 159.642 | 149.229 | 0.14923 | 0.14923 | 1 | 24 | 8 | 0.00010236 | 0.00010231 | 2024-07-14 | 0 | 0 | 0 | 0 | 0 | 0 | 3.78e-05 | 0.00014061 | 0.00026626 | 0.00037108 | 0.00044864 | 0.00049804 | 0.00038059 | 0.0002125 | 1.8735e-05 | 9.0877e-05 | 0.00017993 | 9.3743e-05 | 3.4665e-06 | 0 | 0 | 0 | 0 | 0
1 | 24 | 9 | 779 | 62 | -9 | 1 | 0.87 | 447.946 | 4.715 | 481.689 | 459.865 | 0.45987 | 0.45987 | 1 | 24 | 9 | 0.00031544 | 0.00031529 | 2024-07-15 | 0 | 0 | 0 | 0 | 0 | 0 | 2.8655e-05 | 0.00014577 | 0.00028553 | 0.00039113 | 0.00047051 | 0.00051858 | 0.0005405 | 0.00053566 | 0.00049973 | 0.00043507 | 0.00033993 | 0.00016861 | 7.3548e-05 | 7.7509e-06 | 0 | 0 | 0 | 0
1 | 24 | 10 | 896 | 79 | -8 | 0.9 | 0.87 | 668.602 | 13.061 | 706.877 | 677.073 | 0.67707 | 0.67707 | 1 | 24 | 10 | 0.00046443 | 0.00046421 | 2024-07-16 | 0 | 0 | 0 | 0 | 0 | 0 | 2.8453e-05 | 0.00014779 | 0.00028955 | 0.00038897 | 0.00046265 | 0.00050933 | 0.00053098 | 0.00051986 | 0.00048389 | 0.00042315 | 0.00033037 | 0.0002063 | 7.1941e-05 | 7.1716e-06 | 0 | 0 | 0 | 0
1 | 24 | 11 | 951 | 88 | -6 | 0.8 | 0.87 | 819.486 | 20.463 | 837.766 | 803.325 | 0.80333 | 0.80333 | 1 | 24 | 11 | 0.00055103 | 0.00055078 | 2024-07-17 | 0 | 0 | 0 | 0 | 0 | 0 | 2.8702e-05 | 0.00014537 | 0.00028434 | 0.00039147 | 0.00046703 | 0.00051262 | 0.00053145 | 0.00052402 | 0.00048735 | 0.0004202 | 0.00032852 | 0.00020681 | 7.454e-05 | 7.5596e-06 | 0 | 0 | 0 | 0
1 | 24 | 12 | 972 | 91 | -5 | 0.6 | 0.87 | 889.237 | 25.313 | 889.422 | 853.15 | 0.85315 | 0.85315 | 1 | 24 | 12 | 0.0005852 | 0.00058494 | 2024-07-18 | 0 | 0 | 0 | 0 | 0 | 0 | 3.0518e-05 | 0.00014131 | 0.00027057 | 0.00036792 | 0.00043882 | 0.00048552 | 0.00024847 | 0.00033974 | 0.00031381 | 0.00023906 | 0.00019953 | 0.00011463 | 6.6346e-05 | 8.1911e-06 | 0 | 0 | 0 | 0
1 | 24 | 13 | 970 | 90 | -4 | 0.5 | 0.87 | 876.453 | 26.751 | 872.635 | 836.958 | 0.83696 | 0.83696 | 1 | 24 | 13 | 0.0005741 | 0.00057383 | 2024-07-19 | 0 | 0 | 0 | 0 | 0 | 0 | 3.438e-05 | 0.00013965 | 0.00026997 | 0.00037347 | 0.00043621 | 0.0004846 | 0.00050423 | 0.00048352 | 0.000324 | 0.0002721 | 0.00024621 | 0.00014343 | 6.4892e-05 | 6.5867e-06 | 0 | 0 | 0 | 0
1 | 24 | 14 | 939 | 84 | -4 | 0.6 | 0.87 | 777.479 | 22.537 | 790.525 | 757.757 | 0.75776 | 0.75776 | 1 | 24 | 14 | 0.00051977 | 0.00051953 | 2024-07-20 | 0 | 0 | 0 | 0 | 0 | 0 | 2.4408e-07 | 4.218e-05 | 1.6922e-05 | 0.00021662 | 0.00030003 | 0.00025867 | 0.00010934 | 0.00018773 | 0.00020498 | 0.00028668 | 0.00020032 | 0.00013777 | 7.4406e-05 | 6.872e-06 | 0 | 0 | 0 | 0
1 | 24 | 15 | 870 | 72 | -4 | 0.8 | 0.87 | 602.133 | 15.484 | 632.269 | 605.109 | 0.60511 | 0.60511 | 1 | 24 | 15 | 0.00041506 | 0.00041487 | 2024-07-21 | 0 | 0 | 0 | 0 | 0 | 0 | 1.9634e-05 | 7.5425e-05 | 0.00012263 | 0.00015492 | 0.00017725 | 0.00032841 | 0.00031158 | 0.00040982 | 0.00034712 | 0.00030402 | 0.00011681 | 2.0706e-07 | 2.0419e-05 | 0 | 0 | 0 | 0 | 0
1 | 24 | 16 | 725 | 52 | -6 | 0.9 | 0.87 | 365.261 | 5.392 | 380.351 | 362.117 | 0.36212 | 0.36212 | 1 | 24 | 16 | 0.00024839 | 0.00024827 | 2024-07-22 | 0 | 0 | 0 | 0 | 0 | 0 | 1.3712e-06 | 2.8803e-05 | 0.00017742 | 0.00029184 | 0.0002016 | 5.3071e-05 | 0.00042316 | 0.00042148 | 0.00037846 | 0.00044366 | 7.5829e-05 | 0.00021202 | 7.1583e-05 | 5.0736e-06 | 0 | 0 | 0 | 0
1 | 24 | 17 | 328 | 18 | -8 | 0.9 | 0.87 | 89.811 | -5.81 | 51.553 | 44.97 | 0.04497 | 0.04497 | 1 | 24 | 17 | 3.0846e-05 | 3.0832e-05 | 2024-07-23 | 0 | 0 | 0 | 0 | 0 | 0 | 2.5891e-05 | 0.00014597 | 0.00029195 | 0.00040097 | 0.00047922 | 0.00052737 | 0.00054825 | 0.00053606 | 0.00049741 | 0.00043434 | 0.00033604 | 0.00020826 | 7.2949e-05 | 5.0654e-06 | 0 | 0 | 0 | 0
1 | 24 | 18 | 0 | 0 | -9 | 0.8 | 0.87 | 0 | -9 | 0 | 0 | 0 | 0 | 1 | 24 | 18 | 0 | 0 | 2024-07-24 | 0 | 0 | 0 | 0 | 0 | 0 | 2.6627e-05 | 0.00014389 | 0.00028787 | 0.00039708 | 0.00047658 | 0.00052592 | 0.00054549 | 0.00053427 | 0.00049792 | 0.00043491 | 0.00025617 | 0.00016643 | 7.1982e-05 | 3.8929e-06 | 0 | 0 | 0 | 0
1 | 24 | 19 | 0 | 0 | -10 | 0.6 | 0.87 | 0 | -10 | 0 | 0 | 0 | 0 | 1 | 24 | 19 | 0 | 0 | 2024-07-25 | 0 | 0 | 0 | 0 | 0 | 0 | 2.6339e-05 | 0.00014345 | 0.0002872 | 0.0003944 | 0.00047139 | 0.00051913 | 0.00053764 | 0.00052919 | 0.00049576 | 0.00043103 | 0.00033549 | 0.00020908 | 7.1006e-05 | 3.3938e-06 | 0 | 0 | 0 | 0
1 | 24 | 20 | 0 | 0 | -10 | 0.5 | 0.87 | 0 | -10 | 0 | 0 | 0 | 0 | 1 | 24 | 20 | 0 | 0 | 2024-07-26 | 0 | 0 | 0 | 0 | 0 | 0 | 2.5438e-05 | 0.0001415 | 0.00028264 | 0.00034034 | 0.00035824 | 0.00044589 | 0.00043432 | 0.00043063 | 0.00036689 | 0.00036292 | 9.5652e-05 | 0.00017018 | 4.5491e-06 | 0 | 0 | 0 | 0 | 0
1 | 24 | 21 | 0 | 0 | -11 | 0.3 | 0.87 | 0 | -11 | 0 | 0 | 0 | 0 | 1 | 24 | 21 | 0 | 0 | 2024-07-27 | 0 | 0 | 0 | 0 | 0 | 0 | 2.5272e-05 | 9.5202e-05 | 0.00015258 | 5.1396e-05 | 7.4129e-05 | 0.00010775 | 7.3783e-05 | 0.00026992 | 0.00038 | 0.00033125 | 0.00021386 | 8.7037e-05 | 5.8454e-05 | 3.5892e-06 | 0 | 0 | 0 | 0
1 | 24 | 22 | 0 | 0 | -11 | 0.3 | 0.87 | 0 | -11 | 0 | 0 | 0 | 0 | 1 | 24 | 22 | 0 | 0 | 2024-07-28 | 0 | 0 | 0 | 0 | 0 | 0 | 1.1827e-05 | 4.1638e-06 | 0.00011676 | 0.0002154 | 0.00027161 | 0.00011893 | 0.00018108 | 0.0004347 | 0.00047981 | 0.00040964 | 0.00030682 | 0.00018439 | 6.9927e-05 | 2.2557e-06 | 0 | 0 | 0 | 0
1 | 24 | 23 | 0 | 0 | -11 | 0.4 | 0.87 | 0 | -11 | 0 | 0 | 0 | 0 | 1 | 24 | 23 | 0 | 0 | 2024-07-29 | 0 | 0 | 0 | 0 | 0 | 0 | 3.0292e-05 | 4.6005e-06 | 4.5582e-05 | 0.0001996 | 0.00024336 | 0.00024117 | 0.00051582 | 0.00050993 | 0.00047481 | 0.00040946 | 0.00031393 | 0.00019041 | 6.7207e-05 | 2.8474e-06 | 0 | 0 | 0 | 0
1 | 25 | 0 | 0 | 0 | -12 | 0.7 | 0.87 | 0 | -12 | 0 | 0 | 0 | 0 | 1 | 25 | 0 | 0 | 0 | 2024-07-30 | 0 | 0 | 0 | 0 | 0 | 0 | 2.9469e-05 | 0.0001269 | 0.00025194 | 0.00035623 | 0.00043552 | 0.00048749 | 0.00041848 | 0.00049281 | 0.00045469 | 0.00039151 | 0.00025086 | 0.00016278 | 5.9352e-05 | 1.8128e-06 | 0 | 0 | 0 | 0
1 | 25 | 1 | 0 | 0 | -12 | 0.8 | 0.87 | 0 | -12 | 0 | 0 | 0 | 0 | 1 | 25 | 1 | 0 | 0 | 2024-07-31 | 0 | 0 | 0 | 0 | 0 | 0 | 2.7299e-05 | 0.00012704 | 0.00025448 | 0.00036182 | 0.0004339 | 0.00040284 | 0.00050318 | 0.00042395 | 0.00017565 | 0.00021868 | 0.00024795 | 0.0001686 | 5.6377e-05 | 2.8385e-06 | 0 | 0 | 0 | 0
1 | 25 | 2 | 0 | 0 | -12 | 0.7 | 0.87 | 0 | -12 | 0 | 0 | 0 | 0 | 1 | 25 | 2 | 0 | 0 | 2024-08-01 | 0 | 0 | 0 | 0 | 0 | 0 | 2.2523e-05 | 0.00013481 | 0.00027644 | 0.00038532 | 0.00046505 | 0.00031772 | 0.00036227 | 0.0004261 | 0.00028319 | 0.00033252 | 0.00017108 | 8.0319e-05 | 5.8733e-05 | 2.5628e-06 | 0 | 0 | 0 | 0
1 | 25 | 3 | 0 | 0 | -12 | 0.6 | 0.87 | 0 | -12 | 0 | 0 | 0 | 0 | 1 | 25 | 3 | 0 | 0 | 2024-08-02 | 0 | 0 | 0 | 0 | 0 | 0 | 2.2887e-05 | 0.00013615 | 0.00028168 | 0.00039223 | 0.00047359 | 0.00052074 | 0.0004035 | 0.00039695 | 0.00030341 | 0.00027418 | 0.00026252 | 0.00019139 | 6.2788e-05 | 2.2591e-06 | 0 | 0 | 0 | 0
1 | 25 | 4 | 0 | 0 | -12 | 0.4 | 0.87 | 0 | -12 | 0 | 0 | 0 | 0 | 1 | 25 | 4 | 0 | 0 | 2024-08-03 | 0 | 0 | 0 | 0 | 0 | 0 | 2.4022e-05 | 0.00013572 | 0.0002773 | 0.00039069 | 0.00045921 | 0.00051734 | 0.00049966 | 0.00050215 | 0.00049989 | 0.00043653 | 0.00034039 | 0.00020746 | 6.2613e-05 | 3.2341e-06 | 0 | 0 | 0 | 0
1 | 25 | 5 | 0 | 0 | -12 | 0.4 | 0.87 | 0 | -12 | 0 | 0 | 0 | 0 | 1 | 25 | 5 | 0 | 0 | 2024-08-04 | 0 | 0 | 0 | 0 | 0 | 0 | 2.1938e-05 | 0.00013417 | 0.00028303 | 0.000394 | 0.00047218 | 0.00052055 | 0.00053894 | 0.00052903 | 0.0004792 | 0.00040811 | 0.00032577 | 0.00019593 | 5.9955e-05 | 1.2574e-06 | 0 | 0 | 0 | 0
1 | 25 | 6 | 0 | 0 | -12 | 0.4 | 0.87 | 0 | -12 | 0 | 0 | 0 | 0 | 1 | 25 | 6 | 0 | 0 | 2024-08-05 | 0 | 0 | 0 | 0 | 0 | 0 | 1.966e-05 | 0.0001302 | 0.00027191 | 0.00038013 | 0.00045777 | 0.00048392 | 0.00036072 | 0.00038457 | 0.00043986 | 0.00041327 | 0.00031666 | 0.00019086 | 5.8717e-05 | 1.6263e-06 | 0 | 0 | 0 | 0
1 | 25 | 7 | 0 | 0 | -11 | 0.3 | 0.87 | 0 | -11 | 0 | 0 | 0 | 0 | 1 | 25 | 7 | 0 | 0 | 2024-08-06 | 0 | 0 | 0 | 0 | 0 | 0 | 2.1019e-05 | 0.00012987 | 0.00018325 | 0.0003813 | 0.00020045 | 0.00017463 | 0.0004283 | 0.00022125 | 0.00019509 | 0.00017178 | 0.00014122 | 0.00016411 | 5.4088e-05 | 5.6632e-07 | 0 | 0 | 0 | 0
1 | 25 | 8 | 20 | 35 | -10 | 0.3 | 0.87 | 42.179 | -8.472 | 40.375 | 34.188 | 0.034188 | 0.034188 | 1 | 25 | 8 | 2.3451e-05 | 2.344e-05 | 2024-08-07 | 0 | 0 | 0 | 0 | 0 | 0 | 2.3936e-05 | 0.00011365 | 0.00023605 | 0.00037773 | 0.00046902 | 0.00052232 | 0.00054827 | 0.00032655 | 0.00046494 | 0.00040202 | 0.00029504 | 0.00018003 | 5.6428e-05 | 2.0788e-06 | 0 | 0 | 0 | 0
1 | 25 | 9 | 51 | 103 | -8 | 0.4 | 0.87 | 132.833 | -3.215 | 141.475 | 131.706 | 0.13171 | 0.13171 | 1 | 25 | 9 | 9.0341e-05 | 9.03e-05 | 2024-08-08 | 0 | 0 | 0 | 0 | 0 | 0 | 1.7943e-05 | 0.00013089 | 0.00027874 | 0.0003902 | 0.00043496 | 0.0004879 | 0.00054262 | 0.00052069 | 0.00046805 | 0.00040016 | 0.000309 | 5.1933e-05 | 1.617e-05 | 0 | 0 | 0 | 0 | 0
1 | 25 | 10 | 189 | 168 | -5 | 0.6 | 0.87 | 305.887 | 5.415 | 325.014 | 308.741 | 0.30874 | 0.30874 | 1 | 25 | 10 | 0.00021178 | 0.00021168 | 2024-08-09 | 0 | 0 | 0 | 0 | 0 | 0 | 1.9025e-05 | 0.00012619 | 0.00027242 | 0.0003844 | 0.00046904 | 0.00052086 | 0.00054591 | 0.00053903 | 0.00050186 | 0.00043386 | 0.00033618 | 0.00020031 | 5.4644e-05 | 9.8455e-07 | 0 | 0 | 0 | 0
1 | 25 | 11 | 807 | 131 | -3 | 0.9 | 0.87 | 766.679 | 21.098 | 780.554 | 748.14 | 0.74814 | 0.74814 | 1 | 25 | 11 | 0.00051317 | 0.00051294 | 2024-08-10 | 0 | 0 | 0 | 0 | 0 | 0 | 1.5967e-05 | 0.00013484 | 0.0002811 | 0.00030486 | 0.00033443 | 0.00031081 | 0.0004819 | 0.00054901 | 0.00051011 | 0.00043936 | 0.00033721 | 0.00019999 | 5.3365e-05 | 1.0202e-06 | 0 | 0 | 0 | 0
1 | 25 | 12 | 627 | 143 | -3 | 1.2 | 0.87 | 680.386 | 16.812 | 700.776 | 671.189 | 0.67119 | 0.67119 | 1 | 25 | 12 | 0.00046039 | 0.00046018 | 2024-08-11 | 0 | 0 | 0 | 0 | 0 | 0 | 1.6195e-05 | 0.00013086 | 0.00027938 | 0.00039147 | 0.00046723 | 0.00049957 | 0.00050863 | 0.00042487 | 0.00043126 | 0.00035043 | 0.00023385 | 0.00015215 | 4.8702e-05 | 1.8717e-07 | 0 | 0 | 0 | 0
1 | 25 | 13 | 69 | 227 | -3 | 1.3 | 0.87 | 295.541 | 5.368 | 309.16 | 293.449 | 0.29345 | 0.29345 | 1 | 25 | 13 | 0.00020129 | 0.00020119 | 2024-08-12 | 0 | 0 | 0 | 0 | 0 | 0 | 1.6595e-05 | 6.52e-05 | 0.00011334 | 0.00015249 | 0.00021447 | 0.00028024 | 0.00019297 | 0.00024099 | 0.00025212 | 0.0001501 | 4.5318e-05 | 8.5434e-05 | 4.9693e-05 | 0 | 0 | 0 | 0 | 0
1 | 25 | 14 | 255 | 197 | -4 | 1.4 | 0.87 | 409.693 | 7.37 | 433.364 | 413.252 | 0.41325 | 0.41325 | 1 | 25 | 14 | 0.00028346 | 0.00028333 | 2024-08-13 | 0 | 0 | 0 | 0 | 0 | 0 | 1.1407e-05 | 4.1597e-05 | 2.2571e-05 | 7.3032e-05 | 0.00018592 | 0.00029172 | 0.00041492 | 0.00028053 | 0.00039002 | 0.00025501 | 0.00025575 | 0.00018334 | 4.8938e-05 | 0 | 0 | 0 | 0 | 0
1 | 25 | 15 | 179 | 149 | -4 | 1.4 | 0.87 | 270.169 | 3.507 | 288.795 | 273.806 | 0.27381 | 0.27381 | 1 | 25 | 15 | 0.00018781 | 0.00018773 | 2024-08-14 | 0 | 0 | 0 | 0 | 0 | 0 | 1.685e-05 | 0.00012343 | 0.00010887 | 0.0002352 | 0.00038778 | 0.00041157 | 0.00042358 | 0.0004128 | 0.00041685 | 0.00032578 | 0.00030223 | 0.00017512 | 2.8851e-05 | 0 | 0 | 0 | 0 | 0
1 | 25 | 16 | 334 | 109 | -5 | 1.2 | 0.87 | 267.737 | 2.755 | 280.952 | 266.24 | 0.26624 | 0.26624 | 1 | 25 | 16 | 0.00018262 | 0.00018254 | 2024-08-15 | 0 | 0 | 0 | 0 | 0 | 0 | 1.5215e-05 | 0.0001239 | 0.00027091 | 0.00038399 | 0.00046163 | 0.00034096 | 0.000445 | 0.00045182 | 0.00040815 | 0.00023349 | 0.0002187 | 0.00017395 | 4.9716e-05 | 0 | 0 | 0 | 0 | 0
1 | 25 | 17 | 0 | 22 | -5 | 1.1 | 0.87 | 22.118 | -4.434 | 14.421 | 9.154 | 0.009154 | 0.009154 | 1 | 25 | 17 | 6.279e-06 | 6.2762e-06 | 2024-08-16 | 0 | 0 | 0 | 0 | 0 | 0 | 1.7016e-05 | 0.00012125 | 0.00026416 | 0.00037765 | 0.00044341 | 0.00050651 | 0.00048837 | 0.00041247 | 0.00047051 | 0.00027824 | 0.00025499 | 0.00016444 | 4.2918e-05 | 0 | 0 | 0 | 0 | 0
1 | 25 | 18 | 0 | 0 | -5 | 1.1 | 0.87 | 0 | -5 | 0 | 0 | 0 | 0 | 1 | 25 | 18 | 0 | 0 | 2024-08-17 | 0 | 0 | 0 | 0 | 0 | 0 | 1.4318e-05 | 8.1486e-05 | 0.00015588 | 0.00028575 | 0.00045867 | 0.00040633 | 0.00025455 | 0.00013393 | 0.00025113 | 0.0003003 | 0.00024832 | 0.0001287 | 4.2807e-05 | 0 | 0 | 0 | 0 | 0
1 | 25 | 19 | 0 | 0 | -5 | 1.2 | 0.87 | 0 | -5 | 0 | 0 | 0 | 0 | 1 | 25 | 19 | 0 | 0 | 2024-08-18 | 0 | 0 | 0 | 0 | 0 | 0 | 1.4417e-05 | 9.5942e-05 | 0.00023437 | 0.00029558 | 0.00040402 | 0.00042125 | 0.00039351 | 0.00041112 | 0.00039164 | 0.00039875 | 0.00029464 | 0.0001651 | 3.8151e-05 | 0 | 0 | 0 | 0 | 0
1 | 25 | 20 | 0 | 0 | -5 | 1.3 | 0.87 | 0 | -5 | 0 | 0 | 0 | 0 | 1 | 25 | 20 | 0 | 0 | 2024-08-19 | 0 | 0 | 0 | 0 | 0 | 0 | 1.4828e-05 | 0.00011483 | 0.00025383 | 0.00036267 | 0.0004426 | 0.00049104 | 0.00047883 | 0.00046726 | 0.00046867 | 0.00039759 | 0.00023277 | 0.00016302 | 4.0304e-05 | 0 | 0 | 0 | 0 | 0
1 | 25 | 21 | 0 | 0 | -5 | 1.4 | 0.87 | 0 | -5 | 0 | 0 | 0 | 0 | 1 | 25 | 21 | 0 | 0 | 2024-08-20 | 0 | 0 | 0 | 0 | 0 | 0 | 1.0085e-05 | 0.00010675 | 0.00023357 | 0.00030964 | 0.00040733 | 0.00016778 | 0.00023047 | 0.00011027 | 0.00023577 | 1.9744e-05 | 1.1313e-05 | 4.3078e-05 | 2.7883e-05 | 0 | 0 | 0 | 0 | 0
1 | 25 | 22 | 0 | 0 | -5 | 1.4 | 0.87 | 0 | -5 | 0 | 0 | 0 | 0 | 1 | 25 | 22 | 0 | 0 | 2024-08-21 | 0 | 0 | 0 | 0 | 0 | 0 | 1.2741e-05 | 0.00012069 | 0.00027171 | 0.00014125 | 0.00032265 | 0.00033937 | 0.0004059 | 0.00041881 | 0.00047731 | 0.00040652 | 0.00029819 | 0.00016466 | 3.9263e-05 | 0 | 0 | 0 | 0 | 0
1 | 25 | 23 | 0 | 0 | -6 | 1.4 | 0.87 | 0 | -6 | 0 | 0 | 0 | 0 | 1 | 25 | 23 | 0 | 0 | 2024-08-22 | 0 | 0 | 0 | 0 | 0 | 0 | 1.1451e-05 | 2.7421e-05 | 7.738e-05 | 0.0001402 | 0.00010696 | 0.00012342 | 0.00027902 | 8.1317e-05 | 0.00022277 | 0.00024779 | 8.5323e-05 | 0.0001038 | 2.357e-05 | 0 | 0 | 0 | 0 | 0
1 | 26 | 0 | 0 | 0 | -7 | 1.3 | 0.87 | 0 | -7 | 0 | 0 | 0 | 0 | 1 | 26 | 0 | 0 | 0 | 2024-08-23 | 0 | 0 | 0 | 0 | 0 | 0 | 0 | 1.9444e-05 | 0.00013723 | 0.00018603 | 0.00028178 | 0.0003128 | 0.00037512 | 0.00038357 | 0.00018809 | 0.00022603 | 0.00020103 | 6.994e-05 | 3.4476e-05 | 0 | 0 | 0 | 0 | 0
1 | 26 | 1 | 0 | 0 | -8 | 1.2 | 0.87 | 0 | -8 | 0 | 0 | 0 | 0 | 1 | 26 | 1 | 0 | 0 | 2024-08-24 | 0 | 0 | 0 | 0 | 0 | 0 | 1.1293e-05 | 0.00012981 | 0.00029345 | 0.00041576 | 0.00050349 | 0.00055491 | 0.00055982 | 0.00051971 | 0.00044753 | 0.00042615 | 0.00033042 | 0.00018076 | 3.565e-05 | 0 | 0 | 0 | 0 | 0
1 | 26 | 2 | 0 | 0 | -9 | 1.1 | 0.87 | 0 | -9 | 0 | 0 | 0 | 0 | 1 | 26 | 2 | 0 | 0 | 2024-08-25 | 0 | 0 | 0 | 0 | 0 | 0 | 8.0087e-06 | 8.72e-05 | 0.00026541 | 0.00038266 | 0.0004757 | 0.0004675 | 0.0004945 | 0.00049555 | 0.00048311 | 0.00041699 | 0.0002627 | 0.00015324 | 3.0272e-05 | 0 | 0 | 0 | 0 | 0
1 | 26 | 3 | 0 | 0 | -10 | 1.1 | 0.87 | 0 | -10 | 0 | 0 | 0 | 0 | 1 | 26 | 3 | 0 | 0 | 2024-08-26 | 0 | 0 | 0 | 0 | 0 | 0 | 1.544e-06 | 2.5322e-05 | 2.215e-05 | 4.1115e-05 | 5.5876e-05 | 6.9639e-05 | 6.8835e-05 | 8.1647e-05 | 7.043e-05 | 4.6154e-05 | 2.2897e-05 | 1.1013e-05 | 0 | 0 | 0 | 0 | 0 | 0
1 | 26 | 4 | 0 | 0 | -11 | 1.1 | 0.87 | 0 | -11 | 0 | 0 | 0 | 0 | 1 | 26 | 4 | 0 | 0 | 2024-08-27 | 0 | 0 | 0 | 0 | 0 | 0 | 9.2867e-06 | 2.9802e-05 | 4.768e-05 | 0.00015725 | 6.7668e-05 | 6.8199e-05 | 0.00010535 | 0.0002427 | 0.00025813 | 4.0168e-05 | 6.8637e-05 | 9.8824e-05 | 2.3596e-05 | 0 | 0 | 0 | 0 | 0
1 | 26 | 5 | 0 | 0 | -12 | 1.1 | 0.87 | 0 | -12 | 0 | 0 | 0 | 0 | 1 | 26 | 5 | 0 | 0 | 2024-08-28 | 0 | 0 | 0 | 0 | 0 | 0 | 7.9751e-06 | 0.00012534 | 0.00028861 | 0.00040971 | 0.00049847 | 0.00055291 | 0.00057224 | 0.0005623 | 0.00051394 | 0.00043405 | 0.00031556 | 0.00017018 | 2.9773e-05 | 0 | 0 | 0 | 0 | 0
1 | 26 | 6 | 0 | 0 | -12 | 1.1 | 0.87 | 0 | -12 | 0 | 0 | 0 | 0 | 1 | 26 | 6 | 0 | 0 | 2024-08-29 | 0 | 0 | 0 | 0 | 0 | 0 | 7.0153e-06 | 0.00012363 | 0.0002855 | 0.00040536 | 0.00049095 | 0.00054083 | 0.00055659 | 0.00050295 | 0.00048654 | 0.00041427 | 0.00029878 | 0.00015865 | 2.4191e-05 | 0 | 0 | 0 | 0 | 0
1 | 26 | 7 | 0 | 0 | -12 | 1.1 | 0.87 | 0 | -12 | 0 | 0 | 0 | 0 | 1 | 26 | 7 | 0 | 0 | 2024-08-30 | 0 | 0 | 0 | 0 | 0 | 0 | 5.4034e-06 | 8.013e-05 | 0.00023839 | 0.00037015 | 0.0004528 | 0.00050402 | 0.00042014 | 0.00040301 | 0.00028353 | 4.769e-05 | 5.0878e-05 | 5.1192e-05 | 6.3756e-06 | 0 | 0 | 0 | 0 | 0
1 | 26 | 8 | 476 | 36 | -10 | 1.2 | 0.87 | 181.556 | -4.961 | 167.874 | 157.17 | 0.15717 | 0.15717 | 1 | 26 | 8 | 0.00010781 | 0.00010776 | 2024-08-31 | 0 | 0 | 0 | 0 | 0 | 0 | 0 | 2.0555e-05 | 7.1155e-05 | 0.00015118 | 0.00023666 | 0.00023115 | 0.00041436 | 0.00023143 | 0.0001678 | 5.7896e-05 | 6.6136e-05 | 1.9902e-05 | 3.2649e-06 | 0 | 0 | 0 | 0 | 0
1 | 26 | 9 | 764 | 66 | -8 | 1.5 | 0.87 | 447.253 | 4.155 | 482.32 | 460.473 | 0.46047 | 0.46047 | 1 | 26 | 9 | 0.00031585 | 0.00031571 | 2024-09-01 | 0 | 0 | 0 | 0 | 0 | 0 | 5.5254e-06 | 0.00010592 | 0.00024914 | 0.00035281 | 0.00031999 | 0.00031549 | 0.00036873 | 0.00034992 | 0.00024653 | 0.00017655 | 8.9024e-05 | 3.1866e-05 | 1.0497e-05 | 0 | 0 | 0 | 0 | 0
1 | 26 | 10 | 884 | 83 | -6 | 1.6 | 0.87 | 668.741 | 11.816 | 709.753 | 679.847 | 0.67985 | 0.67985 | 1 | 26 | 10 | 0.00046633 | 0.00046612 | 2024-09-02 | 0 | 0 | 0 | 0 | 0 | 0 | 0 | 5.33e-05 | 8.4041e-05 | 9.68e-05 | 0.00018789 | 0.00019415 | 0.00032624 | 0.0003316 | 0.00017028 | 5.7785e-05 | 8.6665e-05 | 3.1727e-05 | 1.0046e-05 | 0 | 0 | 0 | 0 | 0
1 | 26 | 11 | 938 | 94 | -5 | 1.6 | 0.87 | 820.871 | 16.834 | 849.66 | 814.797 | 0.8148 | 0.8148 | 1 | 26 | 11 | 0.00055889 | 0.00055864 | 2024-09-03 | 0 | 0 | 0 | 0 | 0 | 0 | 0 | 1.6185e-05 | 4.3847e-05 | 0.00012566 | 0.00023123 | 0.0003398 | 0.00034627 | 0.00037331 | 0.0002904 | 0.0003034 | 0.00022702 | 0.00011204 | 1.6335e-05 | 0 | 0 | 0 | 0 | 0
1 | 26 | 12 | 957 | 100 | -5 | 1.7 | 0.87 | 892.568 | 18.21 | 915.492 | 878.296 | 0.8783 | 0.8783 | 1 | 26 | 12 | 0.00060245 | 0.00060218 | 2024-09-04 | 0 | 0 | 0 | 0 | 0 | 0 | 3.4254e-06 | 0.00011164 | 0.00025608 | 0.00040258 | 0.00048927 | 0.00049718 | 0.00055734 | 0.00053041 | 0.00037494 | 0.00042268 | 0.00030722 | 0.00015404 | 1.808e-05 | 0 | 0 | 0 | 0 | 0
1 | 26 | 13 | 951 | 100 | -5 | 1.7 | 0.87 | 878.333 | 17.843 | 902.774 | 866.029 | 0.86603 | 0.86603 | 1 | 26 | 13 | 0.00059404 | 0.00059377 | 2024-09-05 | 0 | 0 | 0 | 0 | 0 | 0 | 3.8072e-06 | 0.00012034 | 0.00028486 | 0.00040445 | 0.00048617 | 0.00053618 | 0.0005564 | 0.00054226 | 0.00049796 | 0.00041779 | 0.00030521 | 0.00014937 | 1.5848e-05 | 0 | 0 | 0 | 0 | 0
1 | 26 | 14 | 920 | 93 | -5 | 1.6 | 0.87 | 779.491 | 15.742 | 811.641 | 778.125 | 0.77812 | 0.77812 | 1 | 26 | 14 | 0.00053374 | 0.0005335 | 2024-09-06 | 0 | 0 | 0 | 0 | 0 | 0 | 3.0963e-06 | 0.00010784 | 0.0001974 | 0.00036733 | 0.00040619 | 0.0004535 | 0.00043835 | 0.0002975 | 0.0003388 | 0.00010329 | 0.00021934 | 0.00010595 | 1.3703e-05 | 0 | 0 | 0 | 0 | 0
1 | 26 | 15 | 854 | 79 | -5 | 1.5 | 0.87 | 605.479 | 11.502 | 644.465 | 616.873 | 0.61687 | 0.61687 | 1 | 26 | 15 | 0.00042313 | 0.00042294 | 2024-09-07 | 0 | 0 | 0 | 0 | 0 | 0 | 2.6348e-06 | 0.00010239 | 0.00024732 | 0.0003675 | 0.000455 | 0.00050496 | 0.00052435 | 0.00051238 | 0.0004628 | 0.00031762 | 0.00019522 | 0.00011119 | 1.0828e-05 | 0 | 0 | 0 | 0 | 0
1 | 26 | 16 | 711 | 57 | -7 | 1.2 | 0.87 | 368.755 | 3.678 | 387.773 | 369.276 | 0.36928 | 0.36928 | 1 | 26 | 16 | 0.0002533 | 0.00025318 | 2024-09-08 | 0 | 0 | 0 | 0 | 0 | 0 | 2.244e-06 | 9.5404e-05 | 0.00024255 | 0.00037491 | 0.0004573 | 0.0005043 | 0.00048806 | 0.00051006 | 0.00046452 | 0.00038561 | 0.0002763 | 0.00013012 | 1.0148e-05 | 0 | 0 | 0 | 0 | 0
1 | 26 | 17 | 331 | 20 | -9 | 1 | 0.87 | 94.746 | -6.732 | 55.348 | 48.63 | 0.04863 | 0.04863 | 1 | 26 | 17 | 3.3357e-05 | 3.3342e-05 | 2024-09-09 | 0 | 0 | 0 | 0 | 0 | 0 | 3.0085e-06 | 0.00010618 | 0.00026122 | 0.00037842 | 0.00046172 | 0.00051323 | 0.00052838 | 0.00050749 | 0.0004579 | 0.0003772 | 0.00026597 | 0.00012066 | 7.6625e-06 | 0 | 0 | 0 | 0 | 0
1 | 26 | 18 | 0 | 0 | -10 | 0.9 | 0.87 | 0 | -10 | 0 | 0 | 0 | 0 | 1 | 26 | 18 | 0 | 0 | 2024-09-10 | 0 | 0 | 0 | 0 | 0 | 0 | 2.5471e-06 | 9.8923e-05 | 0.00024454 | 0.00035884 | 0.00044104 | 0.00031745 | 0.00025376 | 0.00040921 | 0.00027761 | 0.00021803 | 2.4934e-05 | 5.3074e-05 | 5.8655e-06 | 0 | 0 | 0 | 0 | 0
1 | 26 | 19 | 0 | 0 | -11 | 0.9 | 0.87 | 0 | -11 | 0 | 0 | 0 | 0 | 1 | 26 | 19 | 0 | 0 | 2024-09-11 | 0 | 0 | 0 | 0 | 0 | 0 | 1.4213e-06 | 5.36e-05 | 1.9533e-05 | 8.3389e-05 | 8.671e-05 | 9.2479e-05 | 8.8363e-05 | 0.00010498 | 0.00018574 | 0.00011675 | 5.1477e-05 | 7.6828e-05 | 5.5988e-06 | 0 | 0 | 0 | 0 | 0
1 | 26 | 20 | 0 | 0 | -12 | 0.8 | 0.87 | 0 | -12 | 0 | 0 | 0 | 0 | 1 | 26 | 20 | 0 | 0 | 2024-09-12 | 0 | 0 | 0 | 0 | 0 | 0 | 2.231e-06 | 9.7014e-05 | 0.00018161 | 0.00013415 | 0.0002441 | 0.00043578 | 0.00043345 | 0.00048754 | 0.00038844 | 0.00033392 | 0.00017662 | 5.2892e-05 | 2.2022e-06 | 0 | 0 | 0 | 0 | 0
1 | 26 | 21 | 0 | 0 | -13 | 0.8 | 0.87 | 0 | -13 | 0 | 0 | 0 | 0 | 1 | 26 | 21 | 0 | 0 | 2024-09-13 | 0 | 0 | 0 | 0 | 0 | 0 | 0 | 1.6702e-05 | 7.6383e-05 | 0.00017104 | 0.00033665 | 0.0004687 | 0.0004129 | 0.00036698 | 0.00030583 | 0.00022773 | 0.00016782 | 9.3966e-05 | 2.2262e-06 | 0 | 0 | 0 | 0 | 0
1 | 26 | 22 | 0 | 0 | -13 | 0.8 | 0.87 | 0 | -13 | 0 | 0 | 0 | 0 | 1 | 26 | 22 | 0 | 0 | 2024-09-14 | 0 | 0 | 0 | 0 | 0 | 0 | 7.6172e-07 | 9.5414e-05 | 0.00024213 | 0.00036484 | 0.00044792 | 0.00049372 | 0.00049402 | 0.00046142 | 0.00040185 | 0.000304 | 0.00019184 | 7.7065e-05 | 0 | 0 | 0 | 0 | 0 | 0
1 | 26 | 23 | 0 | 0 | -14 | 0.8 | 0.87 | 0 | -14 | 0 | 0 | 0 | 0 | 1 | 26 | 23 | 0 | 0 | 2024-09-15 | 0 | 0 | 0 | 0 | 0 | 0 | 8.2823e-07 | 9.9454e-05 | 0.00025556 | 0.00038271 | 0.00047316 | 0.00052645 | 0.00053255 | 0.00050332 | 0.00045228 | 0.00036529 | 0.00024863 | 0.00010435 | 1.9444e-06 | 0 | 0 | 0 | 0 | 0
1 | 27 | 0 | 0 | 0 | -14 | 0.9 | 0.87 | 0 | -14 | 0 | 0 | 0 | 0 | 1 | 27 | 0 | 0 | 0 | 2024-09-16 | 0 | 0 | 0 | 0 | 0 | 0 | 0 | 8.7441e-05 | 0.00023312 | 0.00034761 | 0.0004265 | 0.00046713 | 0.00049134 | 0.00044825 | 0.00042135 | 0.00032236 | 0.00016548 | 7.7821e-05 | 3.1127e-07 | 0 | 0 | 0 | 0 | 0
1 | 27 | 1 | 0 | 0 | -14 | 0.9 | 0.87 | 0 | -14 | 0 | 0 | 0 | 0 | 1 | 27 | 1 | 0 | 0 | 2024-09-17 | 0 | 0 | 0 | 0 | 0 | 0 | 0 | 8.7138e-05 | 0.00023788 | 0.00036219 | 0.00045283 | 0.00050449 | 0.00052398 | 0.00050873 | 0.00045465 | 0.00036554 | 0.00024232 | 8.7441e-05 | 6.4654e-07 | 0 | 0 | 0 | 0 | 0
1 | 27 | 2 | 0 | 0 | -15 | 0.9 | 0.87 | 0 | -15 | 0 | 0 | 0 | 0 | 1 | 27 | 2 | 0 | 0 | 2024-09-18 | 0 | 0 | 0 | 0 | 0 | 0 | 8.2754e-07 | 0.000104 | 0.00027498 | 0.00041265 | 0.00050645 | 0.00056189 | 0.00057978 | 0.00056238 | 0.00050901 | 0.00042019 | 0.00029271 | 0.00012083 | 2.4086e-06 | 0 | 0 | 0 | 0 | 0
1 | 27 | 3 | 0 | 0 | -15 | 0.8 | 0.87 | 0 | -15 | 0 | 0 | 0 | 0 | 1 | 27 | 3 | 0 | 0 | 2024-09-19 | 0 | 0 | 0 | 0 | 0 | 0 | 9.3656e-07 | 0.00011689 | 0.00029778 | 0.00042962 | 0.00051782 | 0.0005694 | 0.000583 | 0.00056372 | 0.00051071 | 0.00042184 | 0.00029496 | 0.00012151 | 2.0425e-06 | 0 | 0 | 0 | 0 | 0
1 | 27 | 4 | 0 | 0 | -15 | 0.8 | 0.87 | 0 | -15 | 0 | 0 | 0 | 0 | 1 | 27 | 4 | 0 | 0 | 2024-09-20 | 0 | 0 | 0 | 0 | 0 | 0 | 9.441e-07 | 0.00011482 | 0.00029172 | 0.00042212 | 0.00051284 | 0.00056391 | 0.00057934 | 0.00056255 | 0.00050896 | 0.00041906 | 0.00029023 | 0.00011726 | 1.2005e-06 | 0 | 0 | 0 | 0 | 0
1 | 27 | 5 | 0 | 0 | -16 | 0.8 | 0.87 | 0 | -16 | 0 | 0 | 0 | 0 | 1 | 27 | 5 | 0 | 0 | 2024-09-21 | 0 | 0 | 0 | 0 | 0 | 0 | 5.0942e-07 | 0.00011143 | 0.00028628 | 0.00041591 | 0.00050026 | 0.0005517 | 0.0005623 | 0.00054041 | 0.00049066 | 0.00040194 | 0.00027407 | 0.00010902 | 3.86e-07 | 0 | 0 | 0 | 0 | 0
1 | 27 | 6 | 0 | 0 | -16 | 0.8 | 0.87 | 0 | -16 | 0 | 0 | 0 | 0 | 1 | 27 | 6 | 0 | 0 | 2024-09-22 | 0 | 0 | 0 | 0 | 0 | 0 | 1.1038e-07 | 0.00010417 | 0.00027199 | 0.00039169 | 0.00047846 | 0.00044441 | 0.00044816 | 0.00050752 | 0.00037974 | 0.0002659 | 0.00020925 | 7.8044e-05 | 0 | 0 | 0 | 0 | 0 | 0
1 | 27 | 7 | 0 | 0 | -15 | 0.8 | 0.87 | 0 | -15 | 0 | 0 | 0 | 0 | 1 | 27 | 7 | 0 | 0 | 2024-09-23 | 0 | 0 | 0 | 0 | 0 | 0 | 0 | 7.4743e-05 | 0.00019915 | 0.00034979 | 0.00029158 | 0.00027221 | 0.00031194 | 0.00037168 | 0.00023305 | 0.0001097 | 7.3079e-05 | 3.8378e-05 | 0 | 0 | 0 | 0 | 0 | 0
1 | 27 | 8 | 503 | 36 | -13 | 0.8 | 0.87 | 190.049 | -7.154 | 178.007 | 166.944 | 0.16694 | 0.16694 | 1 | 27 | 8 | 0.00011451 | 0.00011446 | 2024-09-24 | 0 | 0 | 0 | 0 | 0 | 0 | 0 | 3.4565e-05 | 9.6861e-05 | 0.00031572 | 0.00018805 | 0.00028104 | 0.0004602 | 0.00042201 | 0.00034616 | 0.00036076 | 0.00023721 | 8.6049e-05 | 0 | 0 | 0 | 0 | 0 | 0
1 | 27 | 9 | 786 | 66 | -11 | 0.8 | 0.87 | 458.976 | 3.81 | 496.011 | 473.679 | 0.47368 | 0.47368 | 1 | 27 | 9 | 0.00032491 | 0.00032476 | 2024-09-25 | 0 | 0 | 0 | 0 | 0 | 0 | 0 | 7.8534e-05 | 0.00025006 | 0.00035413 | 0.0003252 | 0.00040938 | 0.0005226 | 0.00050563 | 0.00045557 | 0.00036748 | 0.00023054 | 8.6066e-05 | 0 | 0 | 0 | 0 | 0 | 0
1 | 27 | 10 | 905 | 83 | -9 | 0.8 | 0.87 | 683.881 | 13.114 | 722.372 | 692.019 | 0.69202 | 0.69202 | 1 | 27 | 10 | 0.00047468 | 0.00047446 | 2024-09-26 | 0 | 0 | 0 | 0 | 0 | 0 | 0 | 9.2675e-05 | 0.00024997 | 0.00029917 | 0.00028505 | 0.00030994 | 0.00024798 | 0.00019381 | 0.00020043 | 0.00015119 | 0.00020085 | 7.8851e-05 | 0 | 0 | 0 | 0 | 0 | 0
1 | 27 | 11 | 963 | 91 | -8 | 0.8 | 0.87 | 838.369 | 19.067 | 860.532 | 825.284 | 0.82528 | 0.82528 | 1 | 27 | 11 | 0.00056609 | 0.00056583 | 2024-09-27 | 0 | 0 | 0 | 0 | 0 | 0 | 0 | 9.0441e-05 | 0.00025175 | 0.00018651 | 0.00027569 | 0.00021176 | 0.00032498 | 0.00033785 | 0.00045307 | 0.0003623 | 0.00023253 | 7.8138e-05 | 0 | 0 | 0 | 0 | 0 | 0
1 | 27 | 12 | 987 | 94 | -7 | 0.8 | 0.87 | 912.233 | 22.428 | 921.08 | 883.687 | 0.88369 | 0.88369 | 1 | 27 | 12 | 0.00060615 | 0.00060587 | 2024-09-28 | 0 | 0 | 0 | 0 | 0 | 0 | 0 | 1.2763e-05 | 9.354e-05 | 0.00021868 | 0.00015239 | 0.00019957 | 6.5972e-05 | 4.2083e-05 | 5.2057e-05 | 4.4765e-05 | 4.4298e-06 | 5.0478e-05 | 0 | 0 | 0 | 0 | 0 | 0
1 | 27 | 13 | 987 | 91 | -6 | 0.8 | 0.87 | 899.208 | 23.013 | 906.751 | 869.865 | 0.86986 | 0.86986 | 1 | 27 | 13 | 0.00059667 | 0.0005964 | 2024-09-29 | 0 | 0 | 0 | 0 | 0 | 0 | 0 | 9.5643e-05 | 0.00020991 | 0.00035317 | 0.00019132 | 0.00016972 | 0.00012254 | 0.00015702 | 0.00016996 | 0.00031 | 0.00011406 | 2.068e-05 | 0 | 0 | 0 | 0 | 0 | 0
1 | 27 | 14 | 960 | 84 | -6 | 0.9 | 0.87 | 800.84 | 19.195 | 823.482 | 789.546 | 0.78955 | 0.78955 | 1 | 27 | 14 | 0.00054157 | 0.00054133 | 2024-09-30 | 0 | 0 | 0 | 0 | 0 | 0 | 0 | 9.5826e-05 | 0.00027069 | 0.00040097 | 0.00048762 | 0.00053605 | 0.00053696 | 0.0004597 | 0.00034599 | 0.0002309 | 0.00021631 | 1.1304e-05 | 0 | 0 | 0 | 0 | 0 | 0
1 | 27 | 15 | 895 | 73 | -6 | 0.8 | 0.87 | 625.771 | 14.247 | 659.775 | 631.64 | 0.63164 | 0.63164 | 1 | 27 | 15 | 0.00043326 | 0.00043306 | 2024-10-01 | 0 | 0 | 0 | 0 | 0 | 0 | 0 | 1.7393e-05 | 1.7552e-05 | 9.5026e-05 | 7.7178e-05 | 0.00019696 | 0.0002124 | 6.3937e-05 | 5.8684e-05 | 8.779e-05 | 0.00024642 | 7.652e-05 | 0 | 0 | 0 | 0 | 0 | 0
1 | 27 | 16 | 756 | 54 | -8 | 0.7 | 0.87 | 386.686 | 4.74 | 406.047 | 386.903 | 0.3869 | 0.3869 | 1 | 27 | 16 | 0.00026539 | 0.00026527 | 2024-10-02 | 0 | 0 | 0 | 0 | 0 | 0 | 0 | 9.6066e-05 | 0.00027671 | 0.00041616 | 0.00050818 | 0.0005619 | 0.00048123 | 0.00055576 | 0.00049573 | 0.00039583 | 0.00025296 | 7.7772e-05 | 0 | 0 | 0 | 0 | 0 | 0
1 | 27 | 17 | 376 | 21 | -11 | 0.5 | 0.87 | 106.44 | -8.082 | 62.724 | 55.745 | 0.055745 | 0.055745 | 1 | 27 | 17 | 3.8237e-05 | 3.822e-05 | 2024-10-03 | 0 | 0 | 0 | 0 | 0 | 0 | 0 | 5.4928e-05 | 0.00026452 | 0.00039757 | 0.00048249 | 0.00053589 | 0.00055062 | 0.00052968 | 0.00047184 | 0.00037592 | 0.00023757 | 7.1354e-05 | 0 | 0 | 0 | 0 | 0 | 0
1 | 27 | 18 | 0 | 0 | -12 | 0.5 | 0.87 | 0 | -12 | 0 | 0 | 0 | 0 | 1 | 27 | 18 | 0 | 0 | 2024-10-04 | 0 | 0 | 0 | 0 | 0 | 0 | 0 | 8.8293e-05 | 0.00025602 | 0.00038498 | 0.00047057 | 0.00051718 | 0.00053007 | 0.00051106 | 0.00045462 | 0.00036228 | 0.00022745 | 6.5421e-05 | 0 | 0 | 0 | 0 | 0 | 0
1 | 27 | 19 | 0 | 0 | -13 | 0.6 | 0.87 | 0 | -13 | 0 | 0 | 0 | 0 | 1 | 27 | 19 | 0 | 0 | 2024-10-05 | 0 | 0 | 0 | 0 | 0 | 0 | 0 | 8.2111e-05 | 0.0002461 | 0.00037184 | 0.00045457 | 0.00050485 | 0.00051628 | 0.00049847 | 0.00044221 | 0.00034951 | 0.00021634 | 5.9377e-05 | 0 | 0 | 0 | 0 | 0 | 0
1 | 27 | 20 | 0 | 0 | -14 | 0.7 | 0.87 | 0 | -14 | 0 | 0 | 0 | 0 | 1 | 27 | 20 | 0 | 0 | 2024-10-06 | 0 | 0 | 0 | 0 | 0 | 0 | 0 | 5.5796e-05 | 0.00024936 | 0.00037926 | 0.00046297 | 0.00051147 | 0.00052355 | 0.00049464 | 0.0004367 | 0.00034439 | 0.00020973 | 5.3907e-05 | 0 | 0 | 0 | 0 | 0 | 0
1 | 27 | 21 | 0 | 0 | -14 | 0.8 | 0.87 | 0 | -14 | 0 | 0 | 0 | 0 | 1 | 27 | 21 | 0 | 0 | 2024-10-07 | 0 | 0 | 0 | 0 | 0 | 0 | 0 | 7.5191e-05 | 0.00023896 | 0.00036972 | 0.00045851 | 0.00050751 | 0.00052123 | 0.00050119 | 0.00044377 | 0.00035094 | 0.00021641 | 5.6754e-05 | 0 | 0 | 0 | 0 | 0 | 0
1 | 27 | 22 | 0 | 0 | -15 | 0.9 | 0.87 | 0 | -15 | 0 | 0 | 0 | 0 | 1 | 27 | 22 | 0 | 0 | 2024-10-08 | 0 | 0 | 0 | 0 | 0 | 0 | 0 | 7.89e-05 | 0.00024488 | 0.00037497 | 0.00045917 | 0.00050306 | 0.00051248 | 0.0004842 | 0.00042809 | 0.00033606 | 0.00020464 | 5.0188e-05 | 0 | 0 | 0 | 0 | 0 | 0
1 | 27 | 23 | 0 | 0 | -15 | 0.9 | 0.87 | 0 | -15 | 0 | 0 | 0 | 0 | 1 | 27 | 23 | 0 | 0 | 2024-10-09 | 0 | 0 | 0 | 0 | 0 | 0 | 0 | 7.1807e-05 | 0.00020287 | 0.00025754 | 0.00032699 | 0.00032674 | 0.00039185 | 0.00036814 | 0.00027734 | 0.00024713 | 2.358e-05 | 1.6531e-05 | 0 | 0 | 0 | 0 | 0 | 0
1 | 28 | 0 | 0 | 0 | -15 | 0.8 | 0.87 | 0 | -15 | 0 | 0 | 0 | 0 | 1 | 28 | 0 | 0 | 0 | 2024-10-10 | 0 | 0 | 0 | 0 | 0 | 0 | 0 | 3.0073e-05 | 0.00016458 | 0.0001292 | 0.00034554 | 0.00051112 | 0.00052486 | 0.0005038 | 0.00044891 | 0.00035448 | 0.00021659 | 5.0655e-05 | 0 | 0 | 0 | 0 | 0 | 0
1 | 28 | 1 | 0 | 0 | -15 | 0.6 | 0.87 | 0 | -15 | 0 | 0 | 0 | 0 | 1 | 28 | 1 | 0 | 0 | 2024-10-11 | 0 | 0 | 0 | 0 | 0 | 0 | 0 | 1.2297e-05 | 0.00018403 | 0.00026472 | 0.00033478 | 0.00042724 | 0.00041841 | 0.00037736 | 0.00021308 | 0.00019438 | 6.349e-05 | 3.776e-05 | 0 | 0 | 0 | 0 | 0 | 0
1 | 28 | 2 | 0 | 0 | -15 | 0.5 | 0.87 | 0 | -15 | 0 | 0 | 0 | 0 | 1 | 28 | 2 | 0 | 0 | 2024-10-12 | 0 | 0 | 0 | 0 | 0 | 0 | 0 | 6.5196e-06 | 1.1488e-05 | 4.2765e-05 | 7.2759e-05 | 9.1636e-05 | 7.8766e-05 | 0.00013725 | 8.5971e-05 | 7.5851e-05 | 3.5305e-05 | 3.128e-05 | 0 | 0 | 0 | 0 | 0 | 0
1 | 28 | 3 | 0 | 0 | -15 | 0.4 | 0.87 | 0 | -15 | 0 | 0 | 0 | 0 | 1 | 28 | 3 | 0 | 0 | 2024-10-13 | 0 | 0 | 0 | 0 | 0 | 0 | 0 | 1.7731e-05 | 3.257e-05 | 6.3106e-05 | 2.1747e-05 | 3.093e-05 | 8.9928e-05 | 0.00011762 | 0.00015877 | 0.00012757 | 8.2975e-05 | 1.1154e-05 | 0 | 0 | 0 | 0 | 0 | 0
1 | 28 | 4 | 0 | 0 | -15 | 0.5 | 0.87 | 0 | -15 | 0 | 0 | 0 | 0 | 1 | 28 | 4 | 0 | 0 | 2024-10-14 | 0 | 0 | 0 | 0 | 0 | 0 | 0 | 7.3002e-05 | 0.00024923 | 0.00039018 | 0.00047868 | 0.00053122 | 0.00043494 | 0.00023048 | 0.00019568 | 0.00010403 | 0.00010332 | 3.5948e-05 | 0 | 0 | 0 | 0 | 0 | 0
1 | 28 | 5 | 0 | 0 | -15 | 0.6 | 0.87 | 0 | -15 | 0 | 0 | 0 | 0 | 1 | 28 | 5 | 0 | 0 | 2024-10-15 | 0 | 0 | 0 | 0 | 0 | 0 | 0 | 7.5234e-05 | 0.00025632 | 0.00039978 | 0.0004955 | 0.0005483 | 0.00056113 | 0.00053134 | 0.0004657 | 0.00036111 | 0.0002085 | 3.5133e-05 | 0 | 0 | 0 | 0 | 0 | 0
1 | 28 | 6 | 0 | 0 | -15 | 0.5 | 0.87 | 0 | -15 | 0 | 0 | 0 | 0 | 1 | 28 | 6 | 0 | 0 | 2024-10-16 | 0 | 0 | 0 | 0 | 0 | 0 | 0 | 9.454e-06 | 4.5257e-05 | 0.00013095 | 0.00045279 | 0.00050019 | 0.00050838 | 0.00048116 | 0.0004208 | 0.00031799 | 7.8556e-05 | 6.715e-06 | 0 | 0 | 0 | 0 | 0 | 0
1 | 28 | 7 | 0 | 0 | -14 | 0.5 | 0.87 | 0 | -14 | 0 | 0 | 0 | 0 | 1 | 28 | 7 | 0 | 0 | 2024-10-17 | 0 | 0 | 0 | 0 | 0 | 0 | 0 | 7.4487e-05 | 0.00025557 | 0.00039301 | 0.00048056 | 0.00053111 | 0.00047086 | 0.0003894 | 0.00038288 | 0.00031408 | 9.2285e-05 | 8.1047e-06 | 0 | 0 | 0 | 0 | 0 | 0
1 | 28 | 8 | 197 | 38 | -13 | 0.5 | 0.87 | 107.153 | -9.378 | 102.856 | 94.455 | 0.094455 | 0.094455 | 1 | 28 | 8 | 6.479e-05 | 6.476e-05 | 2024-10-18 | 0 | 0 | 0 | 0 | 0 | 0 | 0 | 3.5255e-05 | 0.00015977 | 0.00011263 | 9.4367e-05 | 0.00015769 | 0.00029898 | 0.00042953 | 0.00010055 | 0.00014194 | 3.522e-05 | 0 | 0 | 0 | 0 | 0 | 0 | 0
1 | 28 | 9 | 632 | 57 | -10 | 0.6 | 0.87 | 379.175 | 2.927 | 410.129 | 390.84 | 0.39084 | 0.39084 | 1 | 28 | 9 | 0.00026809 | 0.00026797 | 2024-10-19 | 0 | 0 | 0 | 0 | 0 | 0 | 0 | 0 | 1.1429e-06 | 1.099e-06 | 4.4702e-06 | 2.4397e-05 | 5.3346e-05 | 4.5134e-05 | 4.6026e-05 | 1.6534e-05 | 1.6734e-05 | 0 | 0 | 0 | 0 | 0 | 0 | 0
1 | 28 | 10 | 474 | 131 | -8 | 0.8 | 0.87 | 463.224 | 6.957 | 496.399 | 474.053 | 0.47405 | 0.47405 | 1 | 28 | 10 | 0.00032517 | 0.00032502 | 2024-10-20 | 0 | 0 | 0 | 0 | 0 | 0 | 0 | 4.8864e-06 | 2.2134e-05 | 3.8801e-05 | 6.0707e-05 | 9.9703e-05 | 9.4827e-05 | 0.00010105 | 3.3996e-05 | 6.1742e-05 | 0.00016989 | 1.1697e-05 | 0 | 0 | 0 | 0 | 0 | 0
1 | 28 | 11 | 312 | 205 | -7 | 0.9 | 0.87 | 470.199 | 7.744 | 497.083 | 474.713 | 0.47471 | 0.47471 | 1 | 28 | 11 | 0.00032562 | 0.00032547 | 2024-10-21 | 0 | 0 | 0 | 0 | 0 | 0 | 0 | 5.6115e-05 | 0.00022959 | 0.00037051 | 0.00046653 | 0.00051893 | 0.00052826 | 0.00050567 | 0.00044097 | 0.00033574 | 0.00018502 | 1.5819e-05 | 0 | 0 | 0 | 0 | 0 | 0
1 | 28 | 12 | 834 | 85 | -5 | 1 | 0.87 | 781.527 | 18.929 | 800.32 | 767.205 | 0.76721 | 0.76721 | 1 | 28 | 12 | 0.00052625 | 0.00052601 | 2024-10-22 | 0 | 0 | 0 | 0 | 0 | 0 | 0 | 5.9087e-05 | 0.00023883 | 0.00026261 | 0.00047198 | 0.00052126 | 0.00053411 | 0.00050439 | 0.00044023 | 0.00027973 | 0.00017896 | 1.3473e-05 | 0 | 0 | 0 | 0 | 0 | 0
1 | 28 | 13 | 832 | 84 | -4 | 1 | 0.87 | 770.856 | 19.606 | 787.968 | 755.29 | 0.75529 | 0.75529 | 1 | 28 | 13 | 0.00051808 | 0.00051784 | 2024-10-23 | 0 | 0 | 0 | 0 | 0 | 0 | 0 | 2.3681e-05 | 0.00017496 | 0.00024442 | 0.00033654 | 0.00037591 | 0.0003815 | 0.00030961 | 0.00019569 | 0.0001151 | 0.0001075 | 3.0969e-06 | 0 | 0 | 0 | 0 | 0 | 0
1 | 28 | 14 | 708 | 100 | -3 | 1 | 0.87 | 642.841 | 16.7 | 666.214 | 637.851 | 0.63785 | 0.63785 | 1 | 28 | 14 | 0.00043752 | 0.00043732 | 2024-10-24 | 0 | 0 | 0 | 0 | 0 | 0 | 0 | 0 | 0.00018086 | 3.2099e-05 | 0.00044017 | 0.00050014 | 0.00052093 | 0.0004981 | 0.00043456 | 0.00032875 | 0.00017711 | 1.0253e-05 | 0 | 0 | 0 | 0 | 0 | 0
1 | 28 | 15 | 868 | 78 | -3 | 0.9 | 0.87 | 617.834 | 16.467 | 645.863 | 618.222 | 0.61822 | 0.61822 | 1 | 28 | 15 | 0.00042406 | 0.00042386 | 2024-10-25 | 0 | 0 | 0 | 0 | 0 | 0 | 0 | 5.0965e-05 | 0.00022674 | 0.00036864 | 0.0004581 | 0.00050737 | 0.00052201 | 0.00049423 | 0.00043259 | 0.00032854 | 0.00011011 | 2.7034e-06 | 0 | 0 | 0 | 0 | 0 | 0
1 | 28 | 16 | 723 | 58 | -5 | 0.6 | 0.87 | 379.043 | 7.847 | 394.185 | 375.461 | 0.37546 | 0.37546 | 1 | 28 | 16 | 0.00025754 | 0.00025742 | 2024-10-26 | 0 | 0 | 0 | 0 | 0 | 0 | 0 | 8.5881e-06 | 5.5953e-05 | 0.00012052 | 0.00023364 | 0.00022623 | 0.00035422 | 0.00032929 | 0.00019533 | 0.00018602 | 4.7316e-05 | 0 | 0 | 0 | 0 | 0 | 0 | 0
1 | 28 | 17 | 344 | 23 | -7 | 0.4 | 0.87 | 104.902 | -4.011 | 61.77 | 54.825 | 0.054825 | 0.054825 | 1 | 28 | 17 | 3.7606e-05 | 3.7589e-05 | 2024-10-27 | 0 | 0 | 0 | 0 | 0 | 0 | 0 | 0 | 1.0724e-05 | 1.2446e-05 | 1.4739e-05 | 4.0883e-05 | 4.8008e-05 | 0.00012323 | 0.00013216 | 7.7309e-05 | 5.5084e-05 | 0 | 0 | 0 | 0 | 0 | 0 | 0
1 | 28 | 18 | 0 | 0 | -8 | 0.5 | 0.87 | 0 | -8 | 0 | 0 | 0 | 0 | 1 | 28 | 18 | 0 | 0 | 2024-10-28 | 0 | 0 | 0 | 0 | 0 | 0 | 0 | 5.173e-06 | 3.8622e-05 | 6.2936e-05 | 7.0134e-05 | 0.00011404 | 0.0002358 | 0.0003631 | 0.00020817 | 8.5026e-05 | 2.2438e-05 | 6.0184e-06 | 0 | 0 | 0 | 0 | 0 | 0
1 | 28 | 19 | 0 | 0 | -9 | 0.6 | 0.87 | 0 | -9 | 0 | 0 | 0 | 0 | 1 | 28 | 19 | 0 | 0 | 2024-10-29 | 0 | 0 | 0 | 0 | 0 | 0 | 0 | 3.1002e-05 | 0.00021181 | 0.00036166 | 0.00033765 | 0.00021493 | 0.00052256 | 0.00041068 | 0.00042757 | 0.00031995 | 0.00015912 | 3.7092e-06 | 0 | 0 | 0 | 0 | 0 | 0
1 | 28 | 20 | 0 | 0 | -9 | 0.7 | 0.87 | 0 | -9 | 0 | 0 | 0 | 0 | 1 | 28 | 20 | 0 | 0 | 2024-10-30 | 0 | 0 | 0 | 0 | 0 | 0 | 0 | 9.153e-06 | 0.00010924 | 0.00028955 | 0.00043286 | 0.00048884 | 0.00050766 | 0.00048593 | 0.00041791 | 0.00030895 | 0.0001504 | 0 | 0 | 0 | 0 | 0 | 0 | 0
1 | 28 | 21 | 0 | 0 | -9 | 0.8 | 0.87 | 0 | -9 | 0 | 0 | 0 | 0 | 1 | 28 | 21 | 0 | 0 | 2024-10-31 | 0 | 0 | 0 | 0 | 0 | 0 | 0 | 8.2754e-07 | 3.5667e-05 | 0.00031422 | 0.00044418 | 0.00050554 | 0.00052053 | 0.00031372 | 2.1064e-05 | 5.2394e-05 | 7.6189e-05 | 0 | 0 | 0 | 0 | 0 | 0 | 0
1 | 28 | 22 | 0 | 0 | -8 | 0.9 | 0.87 | 0 | -8 | 0 | 0 | 0 | 0 | 1 | 28 | 22 | 0 | 0 | 2024-11-01 | 0 | 0 | 0 | 0 | 0 | 0 | 0 | 0 | 3.2869e-06 | 5.5911e-05 | 0.00022175 | 0.00030392 | 0.0002001 | 0.0002046 | 0.00028938 | 0.00021604 | 8.5946e-05 | 0 | 0 | 0 | 0 | 0 | 0 | 0
1 | 28 | 23 | 0 | 0 | -8 | 0.9 | 0.87 | 0 | -8 | 0 | 0 | 0 | 0 | 1 | 28 | 23 | 0 | 0 | 2024-11-02 | 0 | 0 | 0 | 0 | 0 | 0 | 0 | 1.5578e-05 | 0.00017901 | 0.00032136 | 0.00041275 | 0.0004646 | 0.00034996 | 0.00044829 | 0.00038398 | 0.00027953 | 0.0001309 | 0 | 0 | 0 | 0 | 0 | 0 | 0
1 | 29 | 0 | 0 | 0 | -8 | 1 | 0.87 | 0 | -8 | 0 | 0 | 0 | 0 | 1 | 29 | 0 | 0 | 0 | 2024-11-03 | 0 | 0 | 0 | 0 | 0 | 0 | 0 | 1.6401e-05 | 0.00018833 | 0.00032942 | 0.00041844 | 0.0004696 | 0.00048259 | 0.00046096 | 0.00039611 | 0.00029484 | 0.00014416 | 0 | 0 | 0 | 0 | 0 | 0 | 0
1 | 29 | 1 | 0 | 0 | -8 | 0.9 | 0.87 | 0 | -8 | 0 | 0 | 0 | 0 | 1 | 29 | 1 | 0 | 0 | 2024-11-04 | 0 | 0 | 0 | 0 | 0 | 0 | 0 | 1.7524e-05 | 0.00019907 | 0.00034044 | 0.00043187 | 0.00047944 | 0.00048943 | 0.0004611 | 0.00039478 | 0.00028925 | 0.00013799 | 0 | 0 | 0 | 0 | 0 | 0 | 0
1 | 29 | 2 | 0 | 0 | -8 | 0.9 | 0.87 | 0 | -8 | 0 | 0 | 0 | 0 | 1 | 29 | 2 | 0 | 0 | 2024-11-05 | 0 | 0 | 0 | 0 | 0 | 0 | 0 | 5.7249e-07 | 7.4148e-05 | 0.00024173 | 0.00025146 | 0.00018207 | 0.00011185 | 0.00026897 | 0.00014717 | 6.2112e-05 | 3.0126e-05 | 0 | 0 | 0 | 0 | 0 | 0 | 0
1 | 29 | 3 | 0 | 0 | -8 | 1 | 0.87 | 0 | -8 | 0 | 0 | 0 | 0 | 1 | 29 | 3 | 0 | 0 | 2024-11-06 | 0 | 0 | 0 | 0 | 0 | 0 | 0 | 0 | 0 | 2.6588e-05 | 1.4706e-05 | 2.3075e-05 | 3.8293e-05 | 3.8389e-05 | 2.939e-05 | 2.85e-05 | 1.4107e-05 | 0 | 0 | 0 | 0 | 0 | 0 | 0
1 | 29 | 4 | 0 | 0 | -8 | 1.1 | 0.87 | 0 | -8 | 0 | 0 | 0 | 0 | 1 | 29 | 4 | 0 | 0 | 2024-11-07 | 0 | 0 | 0 | 0 | 0 | 0 | 0 | 1.3597e-05 | 0.00020416 | 0.00029257 | 0.00045825 | 0.00043482 | 0.0004236 | 0.00033755 | 0.00012066 | 0.00010746 | 4.1267e-05 | 0 | 0 | 0 | 0 | 0 | 0 | 0
1 | 29 | 5 | 0 | 0 | -8 | 1 | 0.87 | 0 | -8 | 0 | 0 | 0 | 0 | 1 | 29 | 5 | 0 | 0 | 2024-11-08 | 0 | 0 | 0 | 0 | 0 | 0 | 0 | 8.4564e-06 | 0.00019389 | 0.00035108 | 0.0002954 | 0.00035738 | 0.00051687 | 0.00048956 | 0.00041976 | 0.00030342 | 2.8422e-05 | 0 | 0 | 0 | 0 | 0 | 0 | 0
1 | 29 | 6 | 0 | 0 | -9 | 1 | 0.87 | 0 | -9 | 0 | 0 | 0 | 0 | 1 | 29 | 6 | 0 | 0 | 2024-11-09 | 0 | 0 | 0 | 0 | 0 | 0 | 0 | 9.3573e-06 | 0.0002081 | 0.00037057 | 0.0004697 | 0.00052365 | 0.00053389 | 0.00050634 | 0.00043852 | 0.00032333 | 0.00015025 | 0 | 0 | 0 | 0 | 0 | 0 | 0
1 | 29 | 7 | 0 | 0 | -8 | 1.1 | 0.87 | 0 | -8 | 0 | 0 | 0 | 0 | 1 | 29 | 7 | 0 | 0 | 2024-11-10 | 0 | 0 | 0 | 0 | 0 | 0 | 0 | 0 | 2.9087e-05 | 0.00023828 | 0.00027884 | 0.00047723 | 0.0003491 | 0.00046139 | 9.622e-05 | 1.2746e-05 | 1.6176e-05 | 0 | 0 | 0 | 0 | 0 | 0 | 0
1 | 29 | 8 | 83 | 40 | -7 | 1.3 | 0.87 | 68.911 | -5.096 | 65.799 | 58.711 | 0.058711 | 0.058711 | 1 | 29 | 8 | 4.0272e-05 | 4.0253e-05 | 2024-11-11 | 0 | 0 | 0 | 0 | 0 | 0 | 0 | 8.6045e-07 | 2.0559e-05 | 4.7688e-05 | 2.7152e-05 | 1.6118e-05 | 3.4509e-05 | 2.6645e-05 | 2.2019e-05 | 1.1492e-05 | 2.31e-05 | 0 | 0 | 0 | 0 | 0 | 0 | 0
1 | 29 | 9 | 657 | 78 | -5 | 1.4 | 0.87 | 415.67 | 6.559 | 444.432 | 423.928 | 0.42393 | 0.42393 | 1 | 29 | 9 | 0.00029079 | 0.00029065 | 2024-11-12 | 0 | 0 | 0 | 0 | 0 | 0 | 0 | 0 | 5.0601e-05 | 9.4555e-05 | 0.0001891 | 0.00022112 | 0.00037079 | 0.00034595 | 0.00027175 | 7.5133e-05 | 2.6041e-05 | 0 | 0 | 0 | 0 | 0 | 0 | 0
1 | 29 | 10 | 0 | 115 | -3 | 1.3 | 0.87 | 111.934 | 0.171 | 116.335 | 107.457 | 0.10746 | 0.10746 | 1 | 29 | 10 | 7.3708e-05 | 7.3675e-05 | 2024-11-13 | 0 | 0 | 0 | 0 | 0 | 0 | 0 | 4.774e-06 | 0.00020035 | 0.00036629 | 0.00046976 | 0.0005304 | 0.0005453 | 0.00051698 | 0.00044611 | 0.00032429 | 0.00014557 | 0 | 0 | 0 | 0 | 0 | 0 | 0
1 | 29 | 11 | 10 | 177 | -1 | 1.2 | 0.87 | 183.184 | 4.307 | 189.417 | 177.949 | 0.17795 | 0.17795 | 1 | 29 | 11 | 0.00012206 | 0.00012201 | 2024-11-14 | 0 | 0 | 0 | 0 | 0 | 0 | 0 | 0 | 0.00010635 | 0.00020102 | 0.00031796 | 0.00038748 | 0.00037198 | 0.00031495 | 0.00021372 | 7.1169e-05 | 8.6058e-05 | 0 | 0 | 0 | 0 | 0 | 0 | 0
1 | 29 | 12 | 9 | 188 | 0 | 1.1 | 0.87 | 193.548 | 5.741 | 198.72 | 186.922 | 0.18692 | 0.18692 | 1 | 29 | 12 | 0.00012822 | 0.00012816 | 2024-11-15 | 0 | 0 | 0 | 0 | 0 | 0 | 0 | 0 | 2.6908e-05 | 3.0437e-05 | 0.00022939 | 5.973e-05 | 6.2889e-05 | 5.4958e-05 | 0.00036213 | 1.7567e-05 | 8.5804e-05 | 0 | 0 | 0 | 0 | 0 | 0 | 0
1 | 29 | 13 | 148 | 245 | 0 | 1 | 0.87 | 389.603 | 11.879 | 401.239 | 382.265 | 0.38226 | 0.38226 | 1 | 29 | 13 | 0.00026221 | 0.00026209 | 2024-11-16 | 0 | 0 | 0 | 0 | 0 | 0 | 0 | 0 | 3.2926e-05 | 2.5397e-05 | 9.7929e-05 | 4.3634e-05 | 3.062e-05 | 3.2978e-05 | 0.00022644 | 5.8175e-05 | 0 | 0 | 0 | 0 | 0 | 0 | 0 | 0
1 | 29 | 14 | 0 | 101 | -1 | 0.9 | 0.87 | 96.74 | 2.022 | 98.866 | 90.607 | 0.090607 | 0.090607 | 1 | 29 | 14 | 6.215e-05 | 6.2122e-05 | 2024-11-17 | 0 | 0 | 0 | 0 | 0 | 0 | 0 | 0 | 2.9623e-05 | 0.00010136 | 0.00016448 | 0.00046674 | 0.00030461 | 0.00045477 | 0.000284 | 0.00027404 | 0.00011054 | 0 | 0 | 0 | 0 | 0 | 0 | 0
1 | 29 | 15 | 81 | 156 | -1 | 0.8 | 0.87 | 213.257 | 5.865 | 223.382 | 210.71 | 0.21071 | 0.21071 | 1 | 29 | 15 | 0.00014453 | 0.00014447 | 2024-11-18 | 0 | 0 | 0 | 0 | 0 | 0 | 0 | 0 | 4.4072e-06 | 3.2118e-05 | 4.0722e-05 | 8.9952e-05 | 9.7063e-05 | 7.3843e-05 | 9.6817e-05 | 3.9228e-05 | 0 | 0 | 0 | 0 | 0 | 0 | 0 | 0
1 | 29 | 16 | 322 | 78 | -1 | 0.8 | 0.87 | 234.066 | 6.514 | 242.653 | 229.298 | 0.2293 | 0.2293 | 1 | 29 | 16 | 0.00015728 | 0.00015721 | 2024-11-19 | 0 | 0 | 0 | 0 | 0 | 0 | 0 | 0 | 6.4838e-05 | 6.2289e-05 | 0.00024002 | 0.00035619 | 0.00050512 | 0.00048152 | 0.00040933 | 0.00029654 | 0.00012753 | 0 | 0 | 0 | 0 | 0 | 0 | 0
1 | 29 | 17 | 60 | 24 | -1 | 0.8 | 0.87 | 42.598 | 0.142 | 26.226 | 20.541 | 0.020541 | 0.020541 | 1 | 29 | 17 | 1.409e-05 | 1.4083e-05 | 2024-11-20 | 0 | 0 | 0 | 0 | 0 | 0 | 0 | 0 | 0.0001615 | 0.00032091 | 0.00042009 | 0.0004709 | 0.00048467 | 0.00046057 | 0.00039229 | 0.00028569 | 0.00012289 | 0 | 0 | 0 | 0 | 0 | 0 | 0
1 | 29 | 18 | 0 | 0 | -2 | 0.7 | 0.87 | 0 | -2 | 0 | 0 | 0 | 0 | 1 | 29 | 18 | 0 | 0 | 2024-11-21 | 0 | 0 | 0 | 0 | 0 | 0 | 0 | 0 | 0.00015736 | 0.00031592 | 0.00028741 | 0.00036438 | 0.00041514 | 0.00045679 | 0.00030877 | 0.00026802 | 0.0001198 | 0 | 0 | 0 | 0 | 0 | 0 | 0
1 | 29 | 19 | 0 | 0 | -2 | 0.7 | 0.87 | 0 | -2 | 0 | 0 | 0 | 0 | 1 | 29 | 19 | 0 | 0 | 2024-11-22 | 0 | 0 | 0 | 0 | 0 | 0 | 0 | 0 | 2.7233e-06 | 0.00016126 | 0.00030831 | 0.00042326 | 0.00044016 | 0.00030989 | 0.00028295 | 0.00024737 | 8.3294e-05 | 0 | 0 | 0 | 0 | 0 | 0 | 0
1 | 29 | 20 | 0 | 0 | -2 | 0.7 | 0.87 | 0 | -2 | 0 | 0 | 0 | 0 | 1 | 29 | 20 | 0 | 0 | 2024-11-23 | 0 | 0 | 0 | 0 | 0 | 0 | 0 | 0 | 6.9832e-05 | 0.00025281 | 0.00024969 | 0.00034843 | 0.00042794 | 0.00034345 | 0.00022082 | 0.00014817 | 7.8113e-05 | 0 | 0 | 0 | 0 | 0 | 0 | 0
1 | 29 | 21 | 0 | 0 | -2 | 0.8 | 0.87 | 0 | -2 | 0 | 0 | 0 | 0 | 1 | 29 | 21 | 0 | 0 | 2024-11-24 | 0 | 0 | 0 | 0 | 0 | 0 | 0 | 0 | 5.3814e-06 | 7.4465e-06 | 2.8834e-05 | 3.6977e-05 | 3.8196e-05 | 7.1893e-05 | 8.2285e-05 | 6.7431e-05 | 0.00011358 | 0 | 0 | 0 | 0 | 0 | 0 | 0
1 | 29 | 22 | 0 | 0 | -2 | 0.9 | 0.87 | 0 | -2 | 0 | 0 | 0 | 0 | 1 | 29 | 22 | 0 | 0 | 2024-11-25 | 0 | 0 | 0 | 0 | 0 | 0 | 0 | 0 | 7.0615e-05 | 0.00033133 | 0.00032126 | 0.00050308 | 0.0002559 | 0.00027809 | 0.00038169 | 0.00023102 | 9.3818e-05 | 0 | 0 | 0 | 0 | 0 | 0 | 0
1 | 29 | 23 | 0 | 0 | -1 | 0.9 | 0.87 | 0 | -1 | 0 | 0 | 0 | 0 | 1 | 29 | 23 | 0 | 0 | 2024-11-26 | 0 | 0 | 0 | 0 | 0 | 0 | 0 | 0 | 2.0296e-05 | 0.00013042 | 0.00030818 | 0.00030807 | 0.00030111 | 0.00016083 | 0.00012792 | 0.0001709 | 7.3086e-05 | 0 | 0 | 0 | 0 | 0 | 0 | 0
1 | 30 | 0 | 0 | 0 | -1 | 0.8 | 0.87 | 0 | -1 | 0 | 0 | 0 | 0 | 1 | 30 | 0 | 0 | 0 | 2024-11-27 | 0 | 0 | 0 | 0 | 0 | 0 | 0 | 0 | 2.2433e-06 | 1.8179e-05 | 3.1159e-05 | 4.3922e-05 | 6.9155e-05 | 9.9435e-05 | 2.9024e-05 | 2.5378e-05 | 4.2851e-07 | 0 | 0 | 0 | 0 | 0 | 0 | 0
1 | 30 | 1 | 0 | 0 | -1 | 0.7 | 0.87 | 0 | -1 | 0 | 0 | 0 | 0 | 1 | 30 | 1 | 0 | 0 | 2024-11-28 | 0 | 0 | 0 | 0 | 0 | 0 | 0 | 0 | 2.9242e-06 | 1.1741e-05 | 6.7526e-05 | 3.4779e-05 | 5.2032e-05 | 3.29e-05 | 2.3029e-05 | 1.494e-05 | 5.6906e-07 | 0 | 0 | 0 | 0 | 0 | 0 | 0
1 | 30 | 2 | 0 | 0 | -1 | 0.6 | 0.87 | 0 | -1 | 0 | 0 | 0 | 0 | 1 | 30 | 2 | 0 | 0 | 2024-11-29 | 0 | 0 | 0 | 0 | 0 | 0 | 0 | 0 | 0.00012907 | 9.9854e-06 | 3.6703e-05 | 6.4287e-05 | 6.8185e-05 | 0.00048376 | 0.00041058 | 0.0001478 | 7.9652e-05 | 0 | 0 | 0 | 0 | 0 | 0 | 0
1 | 30 | 3 | 0 | 0 | -1 | 0.5 | 0.87 | 0 | -1 | 0 | 0 | 0 | 0 | 1 | 30 | 3 | 0 | 0 | 2024-11-30 | 0 | 0 | 0 | 0 | 0 | 0 | 0 | 0 | 5.903e-05 | 0.00030554 | 0.00042008 | 0.00047563 | 0.00048989 | 0.00046168 | 0.00039594 | 0.00028027 | 0.00011151 | 0 | 0 | 0 | 0 | 0 | 0 | 0
1 | 30 | 4 | 0 | 0 | -2 | 0.4 | 0.87 | 0 | -2 | 0 | 0 | 0 | 0 | 1 | 30 | 4 | 0 | 0 | 2024-12-01 | 0 | 0 | 0 | 0 | 0 | 0 | 0 | 0 | 1.7669e-05 | 5.8459e-05 | 0.00011592 | 0.00014284 | 0.00015133 | 0.00017456 | 0.00014112 | 9.1438e-05 | 8.9627e-05 | 0 | 0 | 0 | 0 | 0 | 0 | 0
1 | 30 | 5 | 0 | 0 | -2 | 0.4 | 0.87 | 0 | -2 | 0 | 0 | 0 | 0 | 1 | 30 | 5 | 0 | 0 | 2024-12-02 | 0 | 0 | 0 | 0 | 0 | 0 | 0 | 0 | 1.8512e-05 | 8.8024e-05 | 0.00014773 | 0.0002059 | 0.0001334 | 0.00036597 | 0.00017966 | 0.00016606 | 1.9556e-05 | 0 | 0 | 0 | 0 | 0 | 0 | 0
1 | 30 | 6 | 0 | 0 | -3 | 0.4 | 0.87 | 0 | -3 | 0 | 0 | 0 | 0 | 1 | 30 | 6 | 0 | 0 | 2024-12-03 | 0 | 0 | 0 | 0 | 0 | 0 | 0 | 0 | 1.4081e-05 | 4.5775e-05 | 7.21e-05 | 0.00023666 | 0.00028505 | 0.00018912 | 0.00014216 | 0.00010092 | 2.2889e-05 | 0 | 0 | 0 | 0 | 0 | 0 | 0
1 | 30 | 7 | 0 | 0 | -2 | 0.5 | 0.87 | 0 | -2 | 0 | 0 | 0 | 0 | 1 | 30 | 7 | 0 | 0 | 2024-12-04 | 0 | 0 | 0 | 0 | 0 | 0 | 0 | 0 | 4.9488e-06 | 3.9214e-05 | 8.6278e-05 | 9.7215e-05 | 0.00012103 | 7.8619e-05 | 8.1371e-05 | 0.00010234 | 6.4016e-05 | 0 | 0 | 0 | 0 | 0 | 0 | 0
1 | 30 | 8 | 0 | 6 | -1 | 0.7 | 0.87 | 5.664 | -0.815 | 5.013 | 0.08 | 8e-05 | 8e-05 | 1 | 30 | 8 | 5.4874e-08 | 5.485e-08 | 2024-12-05 | 0 | 0 | 0 | 0 | 0 | 0 | 0 | 0 | 8.9035e-06 | 1.8607e-05 | 0.00014595 | 6.6731e-05 | 4.0395e-05 | 2.8723e-05 | 5.0544e-05 | 2.4735e-05 | 2.7829e-06 | 0 | 0 | 0 | 0 | 0 | 0 | 0
1 | 30 | 9 | 0 | 59 | 0 | 0.9 | 0.87 | 55.971 | 1.752 | 56.611 | 49.849 | 0.049849 | 0.049849 | 1 | 30 | 9 | 3.4193e-05 | 3.4177e-05 | 2024-12-06 | 0 | 0 | 0 | 0 | 0 | 0 | 0 | 0 | 4.8682e-05 | 1.0172e-05 | 9.5589e-05 | 0.00012276 | 9.5018e-05 | 3.2605e-05 | 4.3963e-05 | 2.8221e-05 | 1.0146e-05 | 0 | 0 | 0 | 0 | 0 | 0 | 0
1 | 30 | 10 | 20 | 156 | 0 | 1.1 | 0.87 | 168.59 | 5.015 | 174.714 | 163.767 | 0.16377 | 0.16377 | 1 | 30 | 10 | 0.00011233 | 0.00011228 | 2024-12-07 | 0 | 0 | 0 | 0 | 0 | 0 | 0 | 0 | 0.00012295 | 0.00031416 | 0.00043752 | 0.00050834 | 0.00053072 | 0.00050592 | 0.00043182 | 0.00030939 | 2.1104e-05 | 0 | 0 | 0 | 0 | 0 | 0 | 0
1 | 30 | 11 | 76 | 219 | 0 | 1.2 | 0.87 | 289.423 | 8.396 | 299.81 | 284.43 | 0.28443 | 0.28443 | 1 | 30 | 11 | 0.0001951 | 0.00019501 | 2024-12-08 | 0 | 0 | 0 | 0 | 0 | 0 | 0 | 0 | 9.6885e-06 | 0.00010775 | 6.4571e-05 | 7.7642e-05 | 8.4821e-05 | 0.00042309 | 0.00033924 | 0.00022302 | 6.8846e-05 | 0 | 0 | 0 | 0 | 0 | 0 | 0
1 | 30 | 12 | 270 | 241 | 0 | 1.4 | 0.87 | 495.735 | 13.734 | 510.47 | 487.626 | 0.48763 | 0.48763 | 1 | 30 | 12 | 0.00033448 | 0.00033433 | 2024-12-09 | 0 | 0 | 0 | 0 | 0 | 0 | 0 | 0 | 8.9224e-05 | 2.377e-05 | 5.1266e-05 | 5.8766e-05 | 9.2212e-05 | 9.9455e-05 | 5.196e-05 | 2.9e-05 | 9.4322e-05 | 0 | 0 | 0 | 0 | 0 | 0 | 0
1 | 30 | 13 | 258 | 239 | 0 | 1.4 | 0.87 | 481.366 | 13.337 | 496.332 | 473.989 | 0.47399 | 0.47399 | 1 | 30 | 13 | 0.00032512 | 0.00032498 | 2024-12-10 | 0 | 0 | 0 | 0 | 0 | 0 | 0 | 0 | 8.4167e-05 | 0.00029536 | 0.00043699 | 0.00051665 | 0.00054034 | 0.00051652 | 0.00044061 | 0.00031051 | 0.00011584 | 0 | 0 | 0 | 0 | 0 | 0 | 0
1 | 30 | 14 | 29 | 190 | 0 | 1.3 | 0.87 | 220.285 | 6.237 | 228.093 | 215.255 | 0.21526 | 0.21526 | 1 | 30 | 14 | 0.00014765 | 0.00014758 | 2024-12-11 | 0 | 0 | 0 | 0 | 0 | 0 | 0 | 0 | 9.9605e-05 | 0.00029281 | 0.0004185 | 0.00048997 | 0.00051476 | 0.00049384 | 0.00041788 | 0.00028139 | 1.8277e-05 | 0 | 0 | 0 | 0 | 0 | 0 | 0
1 | 30 | 15 | 196 | 158 | 0 | 1.1 | 0.87 | 292.126 | 8.718 | 306.804 | 291.176 | 0.29118 | 0.29118 | 1 | 30 | 15 | 0.00019973 | 0.00019964 | 2024-12-12 | 0 | 0 | 0 | 0 | 0 | 0 | 0 | 0 | 0.00011391 | 0.00032098 | 0.00044474 | 0.00038165 | 0.00053482 | 0.00050411 | 0.00043118 | 0.00030575 | 0.00012063 | 0 | 0 | 0 | 0 | 0 | 0 | 0
1 | 30 | 16 | 9 | 85 | -1 | 0.9 | 0.87 | 88.643 | 1.773 | 90.912 | 82.935 | 0.082935 | 0.082935 | 1 | 30 | 16 | 5.6888e-05 | 5.6862e-05 | 2024-12-13 | 0 | 0 | 0 | 0 | 0 | 0 | 0 | 0 | 5.4707e-05 | 0.00028387 | 0.00041205 | 0.0004846 | 0.00050778 | 0.00048985 | 0.00030699 | 9.8897e-05 | 7.4783e-05 | 0 | 0 | 0 | 0 | 0 | 0 | 0
1 | 30 | 17 | 0 | 14 | -2 | 0.8 | 0.87 | 13.241 | -1.634 | 8.356 | 3.304 | 0.003304 | 0.003304 | 1 | 30 | 17 | 2.2663e-06 | 2.2653e-06 | 2024-12-14 | 0 | 0 | 0 | 0 | 0 | 0 | 0 | 0 | 0 | 4.1175e-05 | 0 | 7.3841e-07 | 4.9611e-06 | 6.2001e-06 | 5.0036e-06 | 0.0002179 | 6.7407e-05 | 0 | 0 | 0 | 0 | 0 | 0 | 0
1 | 30 | 18 | 0 | 0 | -3 | 0.8 | 0.87 | 0 | -3 | 0 | 0 | 0 | 0 | 1 | 30 | 18 | 0 | 0 | 2024-12-15 | 0 | 0 | 0 | 0 | 0 | 0 | 0 | 0 | 4.4627e-06 | 2.7466e-05 | 3.2046e-05 | 5.0325e-05 | 0.00013497 | 0.0004715 | 0.00040422 | 9.6507e-05 | 0.00010628 | 0 | 0 | 0 | 0 | 0 | 0 | 0
1 | 30 | 19 | 0 | 0 | -4 | 0.9 | 0.87 | 0 | -4 | 0 | 0 | 0 | 0 | 1 | 30 | 19 | 0 | 0 | 2024-12-16 | 0 | 0 | 0 | 0 | 0 | 0 | 0 | 0 | 3.3465e-06 | 1.6608e-05 | 0.00011786 | 0.00017446 | 0.00010329 | 0.00014602 | 9.7064e-05 | 0.00025268 | 8.8288e-05 | 0 | 0 | 0 | 0 | 0 | 0 | 0
1 | 30 | 20 | 0 | 0 | -4 | 0.9 | 0.87 | 0 | -4 | 0 | 0 | 0 | 0 | 1 | 30 | 20 | 0 | 0 | 2024-12-17 | 0 | 0 | 0 | 0 | 0 | 0 | 0 | 0 | 1.3858e-05 | 7.2469e-05 | 0.00011842 | 0.00014689 | 0.00038223 | 0.00037382 | 0.00018157 | 0.00019605 | 9.8772e-05 | 0 | 0 | 0 | 0 | 0 | 0 | 0
1 | 30 | 21 | 0 | 0 | -4 | 1 | 0.87 | 0 | -4 | 0 | 0 | 0 | 0 | 1 | 30 | 21 | 0 | 0 | 2024-12-18 | 0 | 0 | 0 | 0 | 0 | 0 | 0 | 0 | 8.4636e-05 | 0.00028511 | 0.00039974 | 0.00047209 | 0.00049313 | 0.00047539 | 0.00040956 | 0.0002943 | 0.00012322 | 0 | 0 | 0 | 0 | 0 | 0 | 0
1 | 30 | 22 | 0 | 0 | -4 | 1.1 | 0.87 | 0 | -4 | 0 | 0 | 0 | 0 | 1 | 30 | 22 | 0 | 0 | 2024-12-19 | 0 | 0 | 0 | 0 | 0 | 0 | 0 | 0 | 2.8057e-05 | 0.00014421 | 0.00021838 | 0.00027361 | 0.00023818 | 0.00032677 | 0.00020404 | 8.7542e-05 | 2.167e-05 | 0 | 0 | 0 | 0 | 0 | 0 | 0
1 | 30 | 23 | 0 | 0 | -4 | 1.2 | 0.87 | 0 | -4 | 0 | 0 | 0 | 0 | 1 | 30 | 23 | 0 | 0 | 2024-12-20 | 0 | 0 | 0 | 0 | 0 | 0 | 0 | 0 | 0 | 4.6816e-05 | 2.366e-05 | 2.394e-05 | 1.0474e-05 | 5.5371e-05 | 4.6464e-05 | 1.0488e-05 | 7.0893e-06 | 0 | 0 | 0 | 0 | 0 | 0 | 0
1 | 31 | 0 | 0 | 0 | -4 | 1.2 | 0.87 | 0 | -4 | 0 | 0 | 0 | 0 | 1 | 31 | 0 | 0 | 0 | 2024-12-21 | 0 | 0 | 0 | 0 | 0 | 0 | 0 | 0 | 0 | 1.6098e-06 | 4.4613e-06 | 1.6687e-05 | 1.6644e-05 | 3.9948e-05 | 3.5869e-05 | 5.1316e-05 | 2.6879e-05 | 0 | 0 | 0 | 0 | 0 | 0 | 0
1 | 31 | 1 | 0 | 0 | -4 | 1.2 | 0.87 | 0 | -4 | 0 | 0 | 0 | 0 | 1 | 31 | 1 | 0 | 0 | 2024-12-22 | 0 | 0 | 0 | 0 | 0 | 0 | 0 | 0 | 1.3085e-05 | 0.00025099 | 0.00016087 | 0.00028008 | 0.00022735 | 9.9391e-05 | 0.00014773 | 0.00019831 | 7.9916e-05 | 0 | 0 | 0 | 0 | 0 | 0 | 0
1 | 31 | 2 | 0 | 0 | -4 | 1.2 | 0.87 | 0 | -4 | 0 | 0 | 0 | 0 | 1 | 31 | 2 | 0 | 0 | 2024-12-23 | 0 | 0 | 0 | 0 | 0 | 0 | 0 | 0 | 1.0905e-05 | 8.6195e-05 | 0.00014345 | 0.00018368 | 0.00019647 | 0.00018819 | 9.1285e-05 | 8.7026e-05 | 0.00013779 | 0 | 0 | 0 | 0 | 0 | 0 | 0
1 | 31 | 3 | 0 | 0 | -4 | 1.2 | 0.87 | 0 | -4 | 0 | 0 | 0 | 0 | 1 | 31 | 3 | 0 | 0 | 2024-12-24 | 0 | 0 | 0 | 0 | 0 | 0 | 0 | 0 | 7.9787e-05 | 0.00030213 | 0.00028078 | 0.0005195 | 0.00054598 | 0.00052568 | 0.00045495 | 0.0003325 | 0.00014873 | 0 | 0 | 0 | 0 | 0 | 0 | 0
1 | 31 | 4 | 0 | 0 | -4 | 1.2 | 0.87 | 0 | -4 | 0 | 0 | 0 | 0 | 1 | 31 | 4 | 0 | 0 | 2024-12-25 | 0 | 0 | 0 | 0 | 0 | 0 | 0 | 0 | 5.1504e-06 | 0.00019025 | 0.00022126 | 0.00034532 | 0.00037309 | 0.00024976 | 4.496e-05 | 1.0116e-05 | 3.6187e-06 | 0 | 0 | 0 | 0 | 0 | 0 | 0
1 | 31 | 5 | 0 | 0 | -5 | 1.2 | 0.87 | 0 | -5 | 0 | 0 | 0 | 0 | 1 | 31 | 5 | 0 | 0 | 2024-12-26 | 0 | 0 | 0 | 0 | 0 | 0 | 0 | 0 | 6.4166e-05 | 0.00027458 | 0.00040678 | 0.0004778 | 0.00050312 | 0.00048308 | 0.00042132 | 0.00031166 | 0.00014279 | 0 | 0 | 0 | 0 | 0 | 0 | 0
1 | 31 | 6 | 0 | 0 | -5 | 1.1 | 0.87 | 0 | -5 | 0 | 0 | 0 | 0 | 1 | 31 | 6 | 0 | 0 | 2024-12-27 | 0 | 0 | 0 | 0 | 0 | 0 | 0 | 0 | 6.3983e-05 | 0.00026332 | 0.00039281 | 0.00046595 | 0.00048985 | 0.00047179 | 0.00041451 | 0.00030715 | 0.00014011 | 0 | 0 | 0 | 0 | 0 | 0 | 0
1 | 31 | 7 | 0 | 0 | -4 | 1.1 | 0.87 | 0 | -4 | 0 | 0 | 0 | 0 | 1 | 31 | 7 | 0 | 0 | 2024-12-28 | 0 | 0 | 0 | 0 | 0 | 0 | 0 | 0 | 6.3176e-05 | 0.00018614 | 0.00039703 | 0.00046873 | 0.00037543 | 0.00041135 | 0.00024813 | 0.00012557 | 7.6309e-06 | 0 | 0 | 0 | 0 | 0 | 0 | 0
1 | 31 | 8 | 0 | 17 | -3 | 1.2 | 0.87 | 16.073 | -2.539 | 15.037 | 9.748 | 0.009748 | 0.009748 | 1 | 31 | 8 | 6.6865e-06 | 6.6834e-06 | 2024-12-29 | 0 | 0 | 0 | 0 | 0 | 0 | 0 | 0 | 0 | 8.019e-06 | 1.7456e-05 | 0.00019211 | 0.00011109 | 8.2182e-05 | 0.00039892 | 0.00028817 | 0.00011676 | 0 | 0 | 0 | 0 | 0 | 0 | 0
1 | 31 | 9 | 32 | 108 | -2 | 1.3 | 0.87 | 128.512 | 1.647 | 134.309 | 124.794 | 0.12479 | 0.12479 | 1 | 31 | 9 | 8.56e-05 | 8.5561e-05 | 2024-12-30 | 0 | 0 | 0 | 0 | 0 | 0 | 0 | 0 | 9.2682e-06 | 4.3373e-05 | 7.6546e-05 | 9.9044e-05 | 5.3519e-05 | 5.1598e-05 | 0.00014378 | 9.6176e-05 | 0.00015387 | 0 | 0 | 0 | 0 | 0 | 0 | 0
1 | 31 | 10 | 117 | 179 | -1 | 1.4 | 0.87 | 272.989 | 6.572 | 286.787 | 271.869 | 0.27187 | 0.27187 | 1 | 31 | 10 | 0.00018648 | 0.0001864 | 2024-12-31 | 0 | 0 | 0 | 0 | 0 | 0 | 0 | 0 | 5.5061e-05 | 0.00025695 | 0.0003939 | 0.00047925 | 0.00050898 | 0.00049253 | 0.00042328 | 0.00018388 | 0.00014003 | 0 | 0 | 0 | 0 | 0 | 0 | 0
1 | 31 | 11 | 203 | 227 | 0 | 1.5 | 0.87 | 404.755 | 10.964 | 420.31 | 400.661 | 0.40066 | 0.40066 | 1 | 31 | 11 | 0.00027483 | 0.0002747 | 2025-01-01 | 0 | 0 | 0 | 0 | 0 | 0 | 0 | 0 | 4.5464e-05 | 0.00022388 | 0.00034519 | 0.00041342 | 0.00032224 | 0.00041662 | 0.00026092 | 8.948e-05 | 0 | 0 | 0 | 0 | 0 | 0 | 0 | 0
1 | 31 | 12 | 290 | 240 | 0 | 1.6 | 0.87 | 511.296 | 13.542 | 527.155 | 503.719 | 0.50372 | 0.50372 | 1 | 31 | 12 | 0.00034552 | 0.00034536 | 2025-01-02 | 0 | 0 | 0 | 0 | 0 | 0 | 0 | 0 | 2.0762e-05 | 0.0002195 | 6.8883e-05 | 3.5684e-05 | 0.00020462 | 3.957e-05 | 4.1641e-05 | 3.5424e-05 | 0 | 0 | 0 | 0 | 0 | 0 | 0 | 0
1 | 31 | 13 | 912 | 113 | 0 | 1.7 | 0.87 | 875.353 | 22.753 | 882.027 | 846.017 | 0.84602 | 0.84602 | 1 | 31 | 13 | 0.00058031 | 0.00058005 | 2025-01-03 | 0 | 0 | 0 | 0 | 0 | 0 | 0 | 0 | 0 | 2.6956e-05 | 1.2823e-05 | 5.5842e-06 | 1.8921e-05 | 4.784e-05 | 6.039e-05 | 9.9323e-07 | 8.7388e-07 | 0 | 0 | 0 | 0 | 0 | 0 | 0
1 | 31 | 14 | 904 | 97 | 0 | 1.6 | 0.87 | 785.997 | 20.906 | 801.853 | 768.684 | 0.76868 | 0.76868 | 1 | 31 | 14 | 0.00052726 | 0.00052702 | 2025-01-04 | 0 | 0 | 0 | 0 | 0 | 0 | 0 | 0 | 0 | 1.9133e-05 | 1.2924e-05 | 1.7218e-05 | 0.00010243 | 4.013e-05 | 6.3347e-05 | 2.3974e-05 | 7.2167e-06 | 0 | 0 | 0 | 0 | 0 | 0 | 0
1 | 31 | 15 | 844 | 81 | 0 | 1.5 | 0.87 | 614.343 | 16.738 | 641.021 | 613.55 | 0.61355 | 0.61355 | 1 | 31 | 15 | 0.00042085 | 0.00042066 | 2025-01-05 | 0 | 0 | 0 | 0 | 0 | 0 | 0 | 0 | 6.7791e-06 | 5.0841e-05 | 7.1434e-05 | 0.00014276 | 0.0001339 | 0.00030002 | 0.00019418 | 0.0001364 | 4.4772e-05 | 0 | 0 | 0 | 0 | 0 | 0 | 0
1 | 31 | 16 | 695 | 61 | -1 | 1.2 | 0.87 | 379.183 | 10.003 | 393.06 | 374.376 | 0.37438 | 0.37438 | 1 | 31 | 16 | 0.0002568 | 0.00025668 | 2025-01-06 | 0 | 0 | 0 | 0 | 0 | 0 | 0 | 0 | 6.0373e-05 | 0.00026647 | 0.00039871 | 0.00047205 | 0.00050017 | 0.00048427 | 0.00042604 | 0.00032117 | 0.00016148 | 0 | 0 | 0 | 0 | 0 | 0 | 0
1 | 31 | 17 | 333 | 26 | -3 | 1 | 0.87 | 109.789 | -0.177 | 71.65 | 64.354 | 0.064354 | 0.064354 | 1 | 31 | 17 | 4.4142e-05 | 4.4122e-05 | 2025-01-07 | 0 | 0 | 0 | 0 | 0 | 0 | 0 | 0 | 6.0627e-05 | 0.00026785 | 0.00040581 | 0.0004891 | 0.00052483 | 0.00051298 | 0.0004527 | 0.000349 | 0.00018224 | 0 | 0 | 0 | 0 | 0 | 0 | 0
1 | 31 | 18 | 0 | 0 | -4 | 1 | 0.87 | 0 | -4 | 0 | 0 | 0 | 0 | 1 | 31 | 18 | 0 | 0 | 2025-01-08 | 0 | 0 | 0 | 0 | 0 | 0 | 0 | 0 | 2.1634e-05 | 0.00012415 | 0.00015707 | 0.00027346 | 0.00011889 | 0.00019872 | 0.00018792 | 8.688e-06 | 0 | 0 | 0 | 0 | 0 | 0 | 0 | 0
1 | 31 | 19 | 0 | 0 | -1 | 1.5 | 0.87 | 0 | -1 | 0 | 0 | 0 | 0 | 1 | 31 | 19 | 0 | 0 | 2025-01-09 | 0 | 0 | 0 | 0 | 0 | 0 | 0 | 0 | 3.5998e-06 | 3.2888e-05 | 6.0902e-05 | 1.9504e-05 | 6.6208e-05 | 0.0001211 | 5.3168e-05 | 3.3344e-05 | 0.00011539 | 0 | 0 | 0 | 0 | 0 | 0 | 0
1 | 31 | 20 | 0 | 0 | -2 | 1.8 | 0.87 | 0 | -2 | 0 | 0 | 0 | 0 | 1 | 31 | 20 | 0 | 0 | 2025-01-10 | 0 | 0 | 0 | 0 | 0 | 0 | 0 | 0 | 0 | 0.00024239 | 5.7255e-05 | 2.2336e-05 | 0.00048314 | 0.00048799 | 0.00043541 | 0.00033404 | 0.0001728 | 0 | 0 | 0 | 0 | 0 | 0 | 0
1 | 31 | 21 | 0 | 0 | -3 | 2 | 0.87 | 0 | -3 | 0 | 0 | 0 | 0 | 1 | 31 | 21 | 0 | 0 | 2025-01-11 | 0 | 0 | 0 | 0 | 0 | 0 | 0 | 0 | 6.5576e-05 | 0.00027382 | 0.00040689 | 0.00048303 | 0.00051386 | 0.00050467 | 0.00044681 | 0.0003413 | 0.00017824 | 0 | 0 | 0 | 0 | 0 | 0 | 0
1 | 31 | 22 | 0 | 0 | -5 | 2.1 | 0.87 | 0 | -5 | 0 | 0 | 0 | 0 | 1 | 31 | 22 | 0 | 0 | 2025-01-12 | 0 | 0 | 0 | 0 | 0 | 0 | 0 | 0 | 6.6203e-05 | 0.00026861 | 0.00039879 | 0.00040296 | 0.00039684 | 0.00039731 | 0.00030231 | 0.00021783 | 0.00017831 | 0 | 0 | 0 | 0 | 0 | 0 | 0
1 | 31 | 23 | 0 | 0 | -6 | 2.2 | 0.87 | 0 | -6 | 0 | 0 | 0 | 0 | 1 | 31 | 23 | 0 | 0 | 2025-01-13 | 0 | 0 | 0 | 0 | 0 | 0 | 0 | 0 | 6.1834e-05 | 8.1466e-05 | 0.0001238 | 0.00012063 | 0.00021238 | 0.00019393 | 9.8696e-05 | 3.6918e-05 | 5.495e-06 | 0 | 0 | 0 | 0 | 0 | 0 | 0
2 | 1 | 0 | 0 | 0 | -7 | 2.2 | 0.87 | 0 | -7 | 0 | 0 | 0 | 0 | 2 | 1 | 0 | 0 | 0 | 2025-01-14 | 0 | 0 | 0 | 0 | 0 | 0 | 0 | 0 | 7.0777e-05 | 0.00027731 | 0.00041348 | 0.00049348 | 0.00052331 | 0.00039339 | 0.0004414 | 0.00023505 | 0.00016572 | 0 | 0 | 0 | 0 | 0 | 0 | 0
2 | 1 | 1 | 0 | 0 | -8 | 2.3 | 0.87 | 0 | -8 | 0 | 0 | 0 | 0 | 2 | 1 | 1 | 0 | 0 | 2025-01-15 | 0 | 0 | 0 | 0 | 0 | 0 | 0 | 0 | 4.2736e-05 | 0.00011832 | 0.00025558 | 0.00036504 | 0.00034375 | 0.00019968 | 0.00011834 | 0.00025411 | 0.00011123 | 0 | 0 | 0 | 0 | 0 | 0 | 0
2 | 1 | 2 | 0 | 0 | -9 | 2.3 | 0.87 | 0 | -9 | 0 | 0 | 0 | 0 | 2 | 1 | 2 | 0 | 0 | 2025-01-16 | 0 | 0 | 0 | 0 | 0 | 0 | 0 | 0 | 5.064e-05 | 0.00010169 | 0.00025874 | 0.00023847 | 0.00029269 | 0.00032532 | 0.00023576 | 0.00011412 | 7.999e-05 | 0 | 0 | 0 | 0 | 0 | 0 | 0
2 | 1 | 3 | 0 | 0 | -9 | 2.2 | 0.87 | 0 | -9 | 0 | 0 | 0 | 0 | 2 | 1 | 3 | 0 | 0 | 2025-01-17 | 0 | 0 | 0 | 0 | 0 | 0 | 0 | 0 | 6.0295e-05 | 0.00024906 | 0.00038804 | 0.00038967 | 0.00049793 | 0.00026753 | 0.00016478 | 7.3035e-05 | 3.476e-05 | 0 | 0 | 0 | 0 | 0 | 0 | 0
2 | 1 | 4 | 0 | 0 | -10 | 2.1 | 0.87 | 0 | -10 | 0 | 0 | 0 | 0 | 2 | 1 | 4 | 0 | 0 | 2025-01-18 | 0 | 0 | 0 | 0 | 0 | 0 | 0 | 0 | 4.0905e-05 | 0.00021242 | 5.5853e-05 | 8.369e-05 | 0.00012545 | 9.4984e-05 | 5.8721e-05 | 2.4604e-05 | 2.503e-06 | 0 | 0 | 0 | 0 | 0 | 0 | 0
2 | 1 | 5 | 0 | 0 | -10 | 1.9 | 0.87 | 0 | -10 | 0 | 0 | 0 | 0 | 2 | 1 | 5 | 0 | 0 | 2025-01-19 | 0 | 0 | 0 | 0 | 0 | 0 | 0 | 0 | 7.9631e-05 | 7.8342e-05 | 0.00027104 | 0.00022383 | 0.00021067 | 0.00023791 | 0.00011221 | 0.00021417 | 2.4391e-05 | 0 | 0 | 0 | 0 | 0 | 0 | 0
2 | 1 | 6 | 0 | 0 | -11 | 1.8 | 0.87 | 0 | -11 | 0 | 0 | 0 | 0 | 2 | 1 | 6 | 0 | 0 | 2025-01-20 | 0 | 0 | 0 | 0 | 0 | 0 | 0 | 0 | 1.0902e-05 | 7.3806e-05 | 0.00014197 | 0.0003059 | 0.00028916 | 0.00031531 | 0.00027791 | 0.0001717 | 0.00010042 | 3.7129e-06 | 0 | 0 | 0 | 0 | 0 | 0
2 | 1 | 7 | 0 | 0 | -11 | 1.6 | 0.87 | 0 | -11 | 0 | 0 | 0 | 0 | 2 | 1 | 7 | 0 | 0 | 2025-01-21 | 0 | 0 | 0 | 0 | 0 | 0 | 0 | 0 | 9.2641e-05 | 0.00030875 | 0.00045725 | 0.00054906 | 0.00058725 | 0.00057788 | 0.0005159 | 0.00040194 | 0.00023019 | 1.6631e-05 | 0 | 0 | 0 | 0 | 0 | 0
2 | 1 | 8 | 526 | 40 | -11 | 1.4 | 0.87 | 203.841 | -5.555 | 194.764 | 183.106 | 0.18311 | 0.18311 | 2 | 1 | 8 | 0.0001256 | 0.00012554 | 2025-01-22 | 0 | 0 | 0 | 0 | 0 | 0 | 0 | 0 | 1.6434e-05 | 9.7438e-05 | 0.00013964 | 0.00016759 | 0.00013156 | 0.00014205 | 0.000204 | 0.0001791 | 8.8924e-05 | 2.8741e-07 | 0 | 0 | 0 | 0 | 0 | 0
2 | 1 | 9 | 781 | 70 | -10 | 1.3 | 0.87 | 467.94 | 3.329 | 508.033 | 485.275 | 0.48527 | 0.48527 | 2 | 1 | 9 | 0.00033287 | 0.00033271 | 2025-01-23 | 0 | 0 | 0 | 0 | 0 | 0 | 0 | 0 | 6.6055e-05 | 3.5878e-05 | 7.161e-05 | 9.0622e-05 | 0.00015107 | 0.00013827 | 0.0001217 | 0.0001287 | 0.0001977 | 1.4694e-05 | 0 | 0 | 0 | 0 | 0 | 0
2 | 1 | 10 | 887 | 90 | -9 | 1.3 | 0.87 | 689.754 | 10.667 | 733.841 | 703.082 | 0.70308 | 0.70308 | 2 | 1 | 10 | 0.00048227 | 0.00048205 | 2025-01-24 | 0 | 0 | 0 | 0 | 0 | 0 | 0 | 0 | 0.00010236 | 0.00031544 | 0.00046443 | 0.00055103 | 0.0005852 | 0.0005741 | 0.00051977 | 0.00041506 | 0.00024839 | 3.0846e-05 | 0 | 0 | 0 | 0 | 0 | 0
2 | 1 | 11 | 946 | 100 | -8 | 1.3 | 0.87 | 847.657 | 16.13 | 877.709 | 841.852 | 0.84185 | 0.84185 | 2 | 1 | 11 | 0.00057745 | 0.00057719 | 2025-01-25 | 0 | 0 | 0 | 0 | 0 | 0 | 0 | 0 | 2.3451e-05 | 9.0341e-05 | 0.00021178 | 0.00051317 | 0.00046039 | 0.00020129 | 0.00028346 | 0.00018781 | 0.00018262 | 6.279e-06 | 0 | 0 | 0 | 0 | 0 | 0
2 | 1 | 12 | 971 | 103 | -7 | 1.3 | 0.87 | 923.131 | 19.256 | 941.1 | 902.996 | 0.903 | 0.903 | 2 | 1 | 12 | 0.00061939 | 0.00061911 | 2025-01-26 | 0 | 0 | 0 | 0 | 0 | 0 | 0 | 0 | 0.00010781 | 0.00031585 | 0.00046633 | 0.00055889 | 0.00060245 | 0.00059404 | 0.00053374 | 0.00042313 | 0.0002533 | 3.3357e-05 | 0 | 0 | 0 | 0 | 0 | 0
2 | 1 | 13 | 959 | 105 | -6 | 1.2 | 0.87 | 907.086 | 20.426 | 921.442 | 884.036 | 0.88404 | 0.88404 | 2 | 1 | 13 | 0.00060639 | 0.00060611 | 2025-01-27 | 0 | 0 | 0 | 0 | 0 | 0 | 0 | 0 | 0.00011451 | 0.00032491 | 0.00047468 | 0.00056609 | 0.00060615 | 0.00059667 | 0.00054157 | 0.00043326 | 0.00026539 | 3.8237e-05 | 0 | 0 | 0 | 0 | 0 | 0
2 | 1 | 14 | 935 | 95 | -6 | 1.2 | 0.87 | 809.31 | 17.604 | 835.29 | 800.936 | 0.80094 | 0.80094 | 2 | 1 | 14 | 0.00054939 | 0.00054914 | 2025-01-28 | 0 | 0 | 0 | 0 | 0 | 0 | 0 | 0 | 6.479e-05 | 0.00026809 | 0.00032517 | 0.00032562 | 0.00052625 | 0.00051808 | 0.00043752 | 0.00042406 | 0.00025754 | 3.7606e-05 | 0 | 0 | 0 | 0 | 0 | 0
2 | 1 | 15 | 867 | 83 | -6 | 1.2 | 0.87 | 633.011 | 12.495 | 670.54 | 642.024 | 0.64202 | 0.64202 | 2 | 1 | 15 | 0.00044038 | 0.00044018 | 2025-01-29 | 0 | 0 | 0 | 0 | 0 | 0 | 0 | 0 | 4.0272e-05 | 0.00029079 | 7.3708e-05 | 0.00012206 | 0.00012822 | 0.00026221 | 6.215e-05 | 0.00014453 | 0.00015728 | 1.409e-05 | 0 | 0 | 0 | 0 | 0 | 0
2 | 1 | 16 | 702 | 66 | -7 | 1 | 0.87 | 389.59 | 4.883 | 412.041 | 392.684 | 0.39268 | 0.39268 | 2 | 1 | 16 | 0.00026935 | 0.00026923 | 2025-01-30 | 0 | 0 | 0 | 0 | 0 | 0 | 0 | 0 | 5.4874e-08 | 3.4193e-05 | 0.00011233 | 0.0001951 | 0.00033448 | 0.00032512 | 0.00014765 | 0.00019973 | 5.6888e-05 | 2.2663e-06 | 0 | 0 | 0 | 0 | 0 | 0
2 | 1 | 17 | 341 | 29 | -8 | 0.6 | 0.87 | 115.827 | -4.565 | 83.092 | 75.391 | 0.075391 | 0.075391 | 2 | 1 | 17 | 5.1713e-05 | 5.169e-05 | 2025-01-31 | 0 | 0 | 0 | 0 | 0 | 0 | 0 | 0 | 6.6865e-06 | 8.56e-05 | 0.00018648 | 0.00027483 | 0.00034552 | 0.00058031 | 0.00052726 | 0.00042085 | 0.0002568 | 4.4142e-05 | 0 | 0 | 0 | 0 | 0 | 0
2 | 1 | 18 | 0 | 0 | -9 | 0.4 | 0.87 | 0 | -9 | 0 | 0 | 0 | 0 | 2 | 1 | 18 | 0 | 0 | 2025-02-01 | 0 | 0 | 0 | 0 | 0 | 0 | 0 | 0 | 0.0001256 | 0.00033287 | 0.00048227 | 0.00057745 | 0.00061939 | 0.00060639 | 0.00054939 | 0.00044038 | 0.00026935 | 5.1713e-05 | 0 | 0 | 0 | 0 | 0 | 0
2 | 1 | 19 | 0 | 0 | -9 | 0.4 | 0.87 | 0 | -9 | 0 | 0 | 0 | 0 | 2 | 1 | 19 | 0 | 0 | 2025-02-02 | 0 | 0 | 0 | 0 | 0 | 0 | 0 | 0 | 1.9243e-05 | 0.00012099 | 0.00011303 | 0.00032204 | 0.00041748 | 0.00036032 | 0.00027881 | 0.00011198 | 4.9043e-05 | 5.0786e-06 | 0 | 0 | 0 | 0 | 0 | 0
2 | 1 | 20 | 0 | 0 | -10 | 0.4 | 0.87 | 0 | -10 | 0 | 0 | 0 | 0 | 2 | 1 | 20 | 0 | 0 | 2025-02-03 | 0 | 0 | 0 | 0 | 0 | 0 | 0 | 0 | 1.1788e-05 | 3.0669e-05 | 5.1717e-05 | 0.0002524 | 0.00027219 | 0.00013318 | 9.7993e-05 | 8.027e-05 | 3.1137e-05 | 4.7355e-05 | 0 | 0 | 0 | 0 | 0 | 0
2 | 1 | 21 | 0 | 0 | -10 | 0.4 | 0.87 | 0 | -10 | 0 | 0 | 0 | 0 | 2 | 1 | 21 | 0 | 0 | 2025-02-04 | 0 | 0 | 0 | 0 | 0 | 0 | 0 | 0 | 3.1238e-05 | 0.00012114 | 0.00013276 | 8.9552e-05 | 0.00017617 | 0.00025675 | 5.0965e-05 | 4.5719e-05 | 2.9545e-05 | 2.4001e-06 | 0 | 0 | 0 | 0 | 0 | 0
2 | 1 | 22 | 0 | 0 | -10 | 0.4 | 0.87 | 0 | -10 | 0 | 0 | 0 | 0 | 2 | 1 | 22 | 0 | 0 | 2025-02-05 | 0 | 0 | 0 | 0 | 0 | 0 | 0 | 0 | 0.00011187 | 0.00016572 | 0.00016714 | 0.00028732 | 0.00026024 | 0.0002782 | 0.00012111 | 0.00010333 | 0.00011411 | 2.3055e-05 | 0 | 0 | 0 | 0 | 0 | 0
2 | 1 | 23 | 0 | 0 | -10 | 0.4 | 0.87 | 0 | -10 | 0 | 0 | 0 | 0 | 2 | 1 | 23 | 0 | 0 | 2025-02-06 | 0 | 0 | 0 | 0 | 0 | 0 | 0 | 0 | 0.00011225 | 5.6605e-05 | 8.7805e-05 | 0.00018818 | 0.00023669 | 0.00026051 | 0.00021543 | 0.0001948 | 0.00022735 | 4.8721e-05 | 0 | 0 | 0 | 0 | 0 | 0
2 | 2 | 0 | 0 | 0 | -10 | 0.5 | 0.87 | 0 | -10 | 0 | 0 | 0 | 0 | 2 | 2 | 0 | 0 | 0 | 2025-02-07 | 0 | 0 | 0 | 0 | 0 | 0 | 0 | 0 | 7.1378e-06 | 9.6341e-05 | 0.00042822 | 0.00050345 | 0.0005356 | 0.00052532 | 0.00047706 | 0.00038771 | 0.00025238 | 6.8921e-05 | 0 | 0 | 0 | 0 | 0 | 0
2 | 2 | 1 | 0 | 0 | -10 | 0.6 | 0.87 | 0 | -10 | 0 | 0 | 0 | 0 | 2 | 2 | 1 | 0 | 0 | 2025-02-08 | 0 | 0 | 0 | 0 | 0 | 0 | 0 | 0 | 5.0073e-08 | 6.7941e-06 | 1.6674e-05 | 6.6564e-05 | 5.2961e-05 | 7.3631e-05 | 9.0432e-05 | 3.5778e-05 | 3.2875e-05 | 4.3927e-06 | 0 | 0 | 0 | 0 | 0 | 0
2 | 2 | 2 | 0 | 0 | -9 | 0.6 | 0.87 | 0 | -9 | 0 | 0 | 0 | 0 | 2 | 2 | 2 | 0 | 0 | 2025-02-09 | 0 | 0 | 0 | 0 | 0 | 0 | 0 | 0 | 0.00013633 | 0.00032768 | 0.00045941 | 0.00053634 | 0.00056801 | 0.00055613 | 0.00050732 | 0.00040911 | 0.00018963 | 2.8181e-05 | 0 | 0 | 0 | 0 | 0 | 0
2 | 2 | 3 | 0 | 0 | -8 | 0.7 | 0.87 | 0 | -8 | 0 | 0 | 0 | 0 | 2 | 2 | 3 | 0 | 0 | 2025-02-10 | 0 | 0 | 0 | 0 | 0 | 0 | 0 | 0 | 4.282e-05 | 4.0283e-05 | 0.00011481 | 0.00013319 | 0.00034783 | 0.00022006 | 9.0426e-05 | 9.8922e-05 | 2.3717e-05 | 5.9738e-06 | 0 | 0 | 0 | 0 | 0 | 0
2 | 2 | 4 | 0 | 0 | -8 | 0.7 | 0.87 | 0 | -8 | 0 | 0 | 0 | 0 | 2 | 2 | 4 | 0 | 0 | 2025-02-11 | 0 | 0 | 0 | 0 | 0 | 0 | 0 | 0 | 0.00013647 | 0.00032157 | 0.00045435 | 0.00053744 | 0.00057626 | 0.00056974 | 0.00051749 | 0.00041867 | 0.00027069 | 8.1305e-05 | 0 | 0 | 0 | 0 | 0 | 0
2 | 2 | 5 | 0 | 0 | -7 | 0.7 | 0.87 | 0 | -7 | 0 | 0 | 0 | 0 | 2 | 2 | 5 | 0 | 0 | 2025-02-12 | 0 | 0 | 0 | 0 | 0 | 0 | 0 | 0 | 0.00014438 | 0.00033087 | 0.0004528 | 0.00052502 | 0.00055781 | 0.00055201 | 0.00050481 | 0.00034697 | 0.0002348 | 8.4662e-05 | 0 | 0 | 0 | 0 | 0 | 0
2 | 2 | 6 | 0 | 0 | -7 | 0.8 | 0.87 | 0 | -7 | 0 | 0 | 0 | 0 | 2 | 2 | 6 | 0 | 0 | 2025-02-13 | 0 | 0 | 0 | 0 | 0 | 0 | 0 | 0 | 8.3106e-05 | 2.3709e-05 | 1.6369e-05 | 3.0275e-05 | 0.00014864 | 0.00023204 | 0.00020433 | 0.00028215 | 0.00027046 | 8.6412e-05 | 0 | 0 | 0 | 0 | 0 | 0
2 | 2 | 7 | 0 | 0 | -6 | 1 | 0.87 | 0 | -6 | 0 | 0 | 0 | 0 | 2 | 2 | 7 | 0 | 0 | 2025-02-14 | 0 | 0 | 0 | 0 | 0 | 0 | 0 | 0 | 0.00012821 | 4.6013e-05 | 0.00016526 | 0.00035496 | 0.0005691 | 0.00056155 | 0.00051175 | 0.00041341 | 0.00027053 | 8.4364e-05 | 0 | 0 | 0 | 0 | 0 | 0
2 | 2 | 8 | 0 | 36 | -5 | 1.2 | 0.87 | 34.842 | -3.999 | 34.016 | 28.054 | 0.028054 | 0.028054 | 2 | 2 | 8 | 1.9243e-05 | 1.9234e-05 | 2025-02-15 | 0 | 0 | 0 | 0 | 0 | 0 | 0 | 0 | 1.8182e-05 | 5.5943e-05 | 0.00024988 | 0.00018829 | 0.00030585 | 0.00049139 | 0.00037443 | 0.00022715 | 8.8739e-06 | 6.5712e-07 | 0 | 0 | 0 | 0 | 0 | 0
2 | 2 | 9 | 96 | 118 | -4 | 1.3 | 0.87 | 176.921 | 1.025 | 187.798 | 176.388 | 0.17639 | 0.17639 | 2 | 2 | 9 | 0.00012099 | 0.00012093 | 2025-02-16 | 0 | 0 | 0 | 0 | 0 | 0 | 0 | 0 | 0.00015945 | 0.00035259 | 0.00032005 | 0.00032687 | 0.00044324 | 0.00043297 | 0.00019708 | 0.00028132 | 3.3851e-05 | 4.4336e-05 | 0 | 0 | 0 | 0 | 0 | 0
2 | 2 | 10 | 16 | 158 | -3 | 1.4 | 0.87 | 167.723 | 1.643 | 175.763 | 164.779 | 0.16478 | 0.16478 | 2 | 2 | 10 | 0.00011303 | 0.00011298 | 2025-02-17 | 0 | 0 | 0 | 0 | 0 | 0 | 0 | 0 | 0.00017255 | 0.00036758 | 0.00049494 | 0.00057611 | 0.00061267 | 0.0006052 | 0.0005533 | 0.00045615 | 0.0003082 | 0.00011079 | 0 | 0 | 0 | 0 | 0 | 0
2 | 2 | 11 | 281 | 224 | -2 | 1.5 | 0.87 | 471.366 | 10.774 | 491.665 | 469.487 | 0.46949 | 0.46949 | 2 | 2 | 11 | 0.00032204 | 0.00032189 | 2025-02-18 | 0 | 0 | 0 | 0 | 0 | 0 | 0 | 0 | 0.0001338 | 0.00025764 | 0.00032992 | 0.00043919 | 0.00044712 | 0.00037969 | 0.00044203 | 0.0003743 | 0.00025148 | 9.5668e-05 | 0 | 0 | 0 | 0 | 0 | 0
2 | 2 | 12 | 452 | 211 | 0 | 1.4 | 0.87 | 622.379 | 17.259 | 635.92 | 608.63 | 0.60863 | 0.60863 | 2 | 2 | 12 | 0.00041748 | 0.00041729 | 2025-02-19 | 0 | 0 | 0 | 0 | 0 | 0 | 0 | 0 | 4.9284e-06 | 4.0129e-05 | 3.6542e-05 | 0.00011426 | 0.00027657 | 8.8641e-05 | 0.00017295 | 0.00013923 | 5.5021e-05 | 6.0362e-08 | 0 | 0 | 0 | 0 | 0 | 0
2 | 2 | 13 | 326 | 237 | 0 | 1.3 | 0.87 | 535.548 | 15.191 | 549.529 | 525.301 | 0.5253 | 0.5253 | 2 | 2 | 13 | 0.00036032 | 0.00036016 | 2025-02-20 | 0 | 0 | 0 | 0 | 0 | 0 | 0 | 0 | 8.4018e-05 | 9.7564e-05 | 0.00029193 | 0.00058066 | 0.0006141 | 0.00060871 | 0.00047993 | 0.00037689 | 0.00030864 | 4.4641e-05 | 0 | 0 | 0 | 0 | 0 | 0
2 | 2 | 14 | 230 | 219 | 0 | 1.2 | 0.87 | 411.16 | 11.95 | 426.334 | 406.471 | 0.40647 | 0.40647 | 2 | 2 | 14 | 0.00027881 | 0.00027868 | 2025-02-21 | 0 | 0 | 0 | 0 | 0 | 0 | 0 | 0 | 2.2879e-05 | 7.315e-05 | 0.00029317 | 0.00056411 | 0.0005987 | 0.00058614 | 0.000464 | 0.00027145 | 8.7211e-05 | 3.72e-05 | 0 | 0 | 0 | 0 | 0 | 0
2 | 2 | 15 | 26 | 152 | 0 | 1 | 0.87 | 167.852 | 5.122 | 174.18 | 163.252 | 0.16325 | 0.16325 | 2 | 2 | 15 | 0.00011198 | 0.00011193 | 2025-02-22 | 0 | 0 | 0 | 0 | 0 | 0 | 0 | 0 | 0 | 2.4341e-05 | 9.1053e-05 | 8.3459e-05 | 0.00014375 | 0.00012257 | 5.3693e-05 | 7.5299e-05 | 4.8439e-05 | 9.4876e-05 | 0 | 0 | 0 | 0 | 0 | 0
2 | 2 | 16 | 0 | 79 | 0 | 0.8 | 0.87 | 77.574 | 2.492 | 79.056 | 71.498 | 0.071498 | 0.071498 | 2 | 2 | 16 | 4.9043e-05 | 4.902e-05 | 2025-02-23 | 0 | 0 | 0 | 0 | 0 | 0 | 0 | 0 | 2.8436e-05 | 0.00034479 | 0.00047108 | 0.00055232 | 0.00058516 | 0.00057639 | 0.00052942 | 0.0004352 | 0.00029546 | 0.00011161 | 0 | 0 | 0 | 0 | 0 | 0
2 | 2 | 17 | 0 | 17 | 0 | 0.6 | 0.87 | 16.085 | 0.513 | 12.607 | 7.404 | 0.007404 | 0.007404 | 2 | 2 | 17 | 5.0786e-06 | 5.0763e-06 | 2025-02-24 | 0 | 0 | 0 | 0 | 0 | 0 | 0 | 3.8872e-06 | 0.00016902 | 0.00034912 | 0.00047839 | 0.00055436 | 0.00058931 | 0.00058306 | 0.00053013 | 0.00043453 | 0.00030067 | 0.00011464 | 0 | 0 | 0 | 0 | 0 | 0
2 | 2 | 18 | 0 | 0 | 0 | 0.5 | 0.87 | 0 | 0 | 0 | 0 | 0 | 0 | 2 | 2 | 18 | 0 | 0 | 2025-02-25 | 0 | 0 | 0 | 0 | 0 | 0 | 0 | 5.5698e-06 | 0.00017461 | 0.00035185 | 0.00047837 | 0.00047212 | 0.00051158 | 0.00058657 | 0.00053997 | 0.00044716 | 0.00030699 | 0.00012176 | 0 | 0 | 0 | 0 | 0 | 0
2 | 2 | 19 | 0 | 0 | -1 | 0.4 | 0.87 | 0 | -1 | 0 | 0 | 0 | 0 | 2 | 2 | 19 | 0 | 0 | 2025-02-26 | 0 | 0 | 0 | 0 | 0 | 0 | 0 | 0 | 1.1112e-07 | 7.0693e-05 | 6.2888e-05 | 0.00015182 | 0.00019672 | 0.0001264 | 5.4451e-05 | 0.0001006 | 3.0181e-05 | 3.5408e-06 | 0 | 0 | 0 | 0 | 0 | 0
2 | 2 | 20 | 0 | 0 | -1 | 0.6 | 0.87 | 0 | -1 | 0 | 0 | 0 | 0 | 2 | 2 | 20 | 0 | 0 | 2025-02-27 | 0 | 0 | 0 | 0 | 0 | 0 | 0 | 0 | 7.0377e-07 | 5.5442e-05 | 9.8611e-05 | 5.9e-05 | 4.9875e-05 | 7.3178e-05 | 8.2894e-05 | 0.00014628 | 9.0311e-05 | 2.4481e-06 | 0 | 0 | 0 | 0 | 0 | 0
2 | 2 | 21 | 0 | 0 | -1 | 0.7 | 0.87 | 0 | -1 | 0 | 0 | 0 | 0 | 2 | 2 | 21 | 0 | 0 | 2025-02-28 | 0 | 0 | 0 | 0 | 0 | 0 | 0 | 4.0415e-06 | 1.7514e-05 | 3.0174e-05 | 4.0532e-05 | 6.1803e-05 | 5.1089e-05 | 4.1053e-05 | 3.3056e-05 | 5.0664e-05 | 1.6755e-05 | 0.00010822 | 0 | 0 | 0 | 0 | 0 | 0
2 | 2 | 22 | 0 | 0 | -1 | 0.7 | 0.87 | 0 | -1 | 0 | 0 | 0 | 0 | 2 | 2 | 22 | 0 | 0 | 2025-03-01 | 0 | 0 | 0 | 0 | 0 | 0 | 0 | 1.1272e-05 | 0.00018328 | 0.00035611 | 0.00047285 | 0.00045385 | 0.00049497 | 0.00055296 | 0.00051178 | 0.00042388 | 0.00029173 | 0.00011491 | 0 | 0 | 0 | 0 | 0 | 0
2 | 2 | 23 | 0 | 0 | -1 | 0.7 | 0.87 | 0 | -1 | 0 | 0 | 0 | 0 | 2 | 2 | 23 | 0 | 0 | 2025-03-02 | 0 | 0 | 0 | 0 | 0 | 0 | 0 | 0 | 5.4094e-05 | 5.0319e-05 | 6.9001e-05 | 0.00013381 | 0.00012429 | 0.00014739 | 0.00010503 | 0.00014413 | 4.4917e-05 | 1.6297e-05 | 0 | 0 | 0 | 0 | 0 | 0
2 | 3 | 0 | 0 | 0 | -2 | 0.7 | 0.87 | 0 | -2 | 0 | 0 | 0 | 0 | 2 | 3 | 0 | 0 | 0 | 2025-03-03 | 0 | 0 | 0 | 0 | 0 | 0 | 0 | 8.9706e-06 | 8.832e-06 | 0.00023973 | 0.00013783 | 0.00014465 | 0.0001696 | 0.00033851 | 0.0002012 | 6.9196e-05 | 6.7248e-05 | 3.1601e-05 | 0 | 0 | 0 | 0 | 0 | 0
2 | 3 | 1 | 0 | 0 | -2 | 0.8 | 0.87 | 0 | -2 | 0 | 0 | 0 | 0 | 2 | 3 | 1 | 0 | 0 | 2025-03-04 | 0 | 0 | 0 | 0 | 0 | 0 | 0 | 1.3472e-06 | 5.8366e-05 | 0.00016275 | 0.00035795 | 0.00047553 | 0.00050453 | 0.00047611 | 0.00057862 | 0.00046747 | 0.00031369 | 3.0437e-05 | 0 | 0 | 0 | 0 | 0 | 0
2 | 3 | 2 | 0 | 0 | -3 | 0.8 | 0.87 | 0 | -3 | 0 | 0 | 0 | 0 | 2 | 3 | 2 | 0 | 0 | 2025-03-05 | 0 | 0 | 0 | 0 | 0 | 0 | 0 | 2.4262e-05 | 0.000211 | 0.00038527 | 0.00033667 | 0.0005744 | 0.00060416 | 0.00059318 | 0.00049257 | 0.00038507 | 0.00030529 | 0.00012474 | 0 | 0 | 0 | 0 | 0 | 0
2 | 3 | 3 | 0 | 0 | -3 | 0.9 | 0.87 | 0 | -3 | 0 | 0 | 0 | 0 | 2 | 3 | 3 | 0 | 0 | 2025-03-06 | 0 | 0 | 0 | 0 | 0 | 0 | 0 | 1.7331e-05 | 0.0001845 | 0.00030183 | 0.00048626 | 0.00056234 | 0.00059556 | 0.00059049 | 0.00053811 | 0.00044271 | 0.00031066 | 0.00013096 | 0 | 0 | 0 | 0 | 0 | 0
2 | 3 | 4 | 0 | 0 | -4 | 0.8 | 0.87 | 0 | -4 | 0 | 0 | 0 | 0 | 2 | 3 | 4 | 0 | 0 | 2025-03-07 | 0 | 0 | 0 | 0 | 0 | 0 | 0 | 0 | 6.9003e-05 | 9.9406e-05 | 0.00028344 | 0.00052827 | 0.00056376 | 0.00054714 | 0.00033997 | 0.0002671 | 0.00027815 | 9.9723e-05 | 0 | 0 | 0 | 0 | 0 | 0
2 | 3 | 5 | 0 | 0 | -4 | 0.7 | 0.87 | 0 | -4 | 0 | 0 | 0 | 0 | 2 | 3 | 5 | 0 | 0 | 2025-03-08 | 0 | 0 | 0 | 0 | 0 | 0 | 0 | 1.6153e-05 | 0.00014625 | 0.00030059 | 0.0004644 | 0.00045126 | 0.00047997 | 0.00047184 | 0.00038678 | 0.00032847 | 0.00020087 | 5.3891e-05 | 0 | 0 | 0 | 0 | 0 | 0
2 | 3 | 6 | 0 | 0 | -5 | 0.7 | 0.87 | 0 | -5 | 0 | 0 | 0 | 0 | 2 | 3 | 6 | 0 | 0 | 2025-03-09 | 0 | 0 | 0 | 0 | 0 | 0 | 0 | 2.2094e-06 | 1.0371e-06 | 2.8059e-05 | 9.8275e-05 | 7.6763e-05 | 0.00012576 | 6.8792e-05 | 0.00012988 | 0.0001974 | 6.0623e-05 | 2.8842e-05 | 0 | 0 | 0 | 0 | 0 | 0
2 | 3 | 7 | 0 | 0 | -5 | 0.9 | 0.87 | 0 | -5 | 0 | 0 | 0 | 0 | 2 | 3 | 7 | 0 | 0 | 2025-03-10 | 0 | 0 | 0 | 0 | 0 | 0 | 0 | 4.6055e-05 | 0.00024234 | 0.00042487 | 0.00053175 | 0.0006115 | 0.00064861 | 0.0006376 | 0.00058329 | 0.00048963 | 0.00034532 | 0.00014849 | 1.4507e-06 | 0 | 0 | 0 | 0 | 0
2 | 3 | 8 | 0 | 25 | -4 | 1.2 | 0.87 | 23.66 | -3.32 | 22.748 | 17.185 | 0.017185 | 0.017185 | 2 | 3 | 8 | 1.1788e-05 | 1.1782e-05 | 2025-03-11 | 0 | 0 | 0 | 0 | 0 | 0 | 0 | 4.1757e-05 | 0.00022052 | 0.00033439 | 0.00043758 | 0.00051437 | 0.00052735 | 0.00051484 | 0.00049726 | 0.0003589 | 0.0001827 | 6.5862e-05 | 0 | 0 | 0 | 0 | 0 | 0
2 | 3 | 9 | 0 | 53 | -3 | 1.4 | 0.87 | 50.223 | -1.609 | 51.285 | 44.712 | 0.044712 | 0.044712 | 2 | 3 | 9 | 3.0669e-05 | 3.0655e-05 | 2025-03-12 | 0 | 0 | 0 | 0 | 0 | 0 | 0 | 0 | 4.2359e-05 | 7.7266e-05 | 0.00013021 | 0.00018228 | 0.00023137 | 0.00024984 | 0.00016576 | 0.00024106 | 6.6736e-05 | 4.1085e-05 | 0 | 0 | 0 | 0 | 0 | 0
2 | 3 | 10 | 0 | 85 | -2 | 1.4 | 0.87 | 80.969 | 0.24 | 83.098 | 75.397 | 0.075397 | 0.075397 | 2 | 3 | 10 | 5.1717e-05 | 5.1694e-05 | 2025-03-13 | 0 | 0 | 0 | 0 | 0 | 0 | 0 | 0 | 4.3599e-05 | 0.00013408 | 0.00011375 | 0.00030386 | 0.00042348 | 0.00056378 | 0.00051818 | 0.00043148 | 0.00030378 | 9.4633e-05 | 2.481e-06 | 0 | 0 | 0 | 0 | 0
2 | 3 | 11 | 124 | 249 | -2 | 1.4 | 0.87 | 370.71 | 8.261 | 386.421 | 367.973 | 0.36797 | 0.36797 | 2 | 3 | 11 | 0.0002524 | 0.00025229 | 2025-03-14 | 0 | 0 | 0 | 0 | 0 | 0 | 0 | 2.679e-05 | 0.00013548 | 0.00032981 | 0.00046355 | 0.00054015 | 0.000481 | 0.0005116 | 0.00038582 | 0.00029106 | 0.00022094 | 5.5425e-05 | 0 | 0 | 0 | 0 | 0 | 0
2 | 3 | 12 | 134 | 263 | -2 | 1.5 | 0.87 | 400.816 | 8.836 | 416.322 | 396.814 | 0.39681 | 0.39681 | 2 | 3 | 12 | 0.00027219 | 0.00027206 | 2025-03-15 | 0 | 0 | 0 | 0 | 0 | 0 | 0 | 3.9996e-05 | 0.00014422 | 0.00018774 | 6.5009e-05 | 1.4992e-05 | 0.00011975 | 0.00014705 | 0.00014025 | 7.5809e-05 | 4.0154e-05 | 0.00011171 | 1.5406e-06 | 0 | 0 | 0 | 0 | 0
2 | 3 | 13 | 10 | 193 | -2 | 1.5 | 0.87 | 199.141 | 3.374 | 206.225 | 194.161 | 0.19416 | 0.19416 | 2 | 3 | 13 | 0.00013318 | 0.00013312 | 2025-03-16 | 0 | 0 | 0 | 0 | 0 | 0 | 0 | 1.1242e-06 | 3.4327e-05 | 6.5318e-05 | 7.3242e-05 | 0.00011877 | 9.3601e-05 | 0.00016332 | 0.00020671 | 0.00016382 | 0.00025862 | 8.8263e-05 | 1.6387e-06 | 0 | 0 | 0 | 0 | 0
2 | 3 | 14 | 0 | 151 | -2 | 1.6 | 0.87 | 147.83 | 1.904 | 153.04 | 142.861 | 0.14286 | 0.14286 | 2 | 3 | 14 | 9.7993e-05 | 9.7948e-05 | 2025-03-17 | 0 | 0 | 0 | 0 | 0 | 0 | 0 | 5.851e-07 | 4.7379e-05 | 5.9722e-05 | 0.0001116 | 7.3541e-05 | 0.00011589 | 0.00013806 | 0.00012588 | 0.00015521 | 8.1056e-05 | 7.9633e-05 | 6.1734e-09 | 0 | 0 | 0 | 0 | 0
2 | 3 | 15 | 0 | 124 | -2 | 1.5 | 0.87 | 121.553 | 1.289 | 126.253 | 117.023 | 0.11702 | 0.11702 | 2 | 3 | 15 | 8.027e-05 | 8.0233e-05 | 2025-03-18 | 0 | 0 | 0 | 0 | 0 | 0 | 0 | 3.7491e-05 | 5.3287e-05 | 0.00010623 | 0.00016377 | 0.00030781 | 0.00044975 | 0.00047873 | 0.00037703 | 0.00032525 | 0.00010262 | 6.815e-05 | 1.544e-06 | 0 | 0 | 0 | 0 | 0
2 | 3 | 16 | 0 | 54 | -2 | 1.2 | 0.87 | 51.191 | -0.514 | 51.992 | 45.394 | 0.045394 | 0.045394 | 2 | 3 | 16 | 3.1137e-05 | 3.1123e-05 | 2025-03-19 | 0 | 0 | 0 | 0 | 0 | 0 | 0 | 3.4413e-06 | 3.2722e-05 | 0.00010359 | 0.00014431 | 0.00012963 | 0.0001263 | 0.00012451 | 0.0001368 | 0.00010082 | 8.006e-05 | 4.1587e-05 | 0 | 0 | 0 | 0 | 0 | 0
2 | 3 | 17 | 192 | 38 | -3 | 1 | 0.87 | 95.355 | -0.317 | 76.504 | 69.037 | 0.069037 | 0.069037 | 2 | 3 | 17 | 4.7355e-05 | 4.7333e-05 | 2025-03-20 | 0 | 0 | 0 | 0 | 0 | 0 | 0 | 7.5473e-06 | 3.8403e-05 | 0.00015119 | 0.00012537 | 0.00021177 | 0.00022068 | 0.00021143 | 0.00022353 | 0.00014592 | 7.9292e-05 | 4.8329e-05 | 4.2322e-07 | 0 | 0 | 0 | 0 | 0
2 | 3 | 18 | 0 | 0 | -4 | 0.9 | 0.87 | 0 | -4 | 0 | 0 | 0 | 0 | 2 | 3 | 18 | 0 | 0 | 2025-03-21 | 0 | 0 | 0 | 0 | 0 | 0 | 0 | 6.9027e-05 | 0.00024326 | 0.00039803 | 0.00023148 | 0.00031161 | 0.00016734 | 0.00010002 | 0.00012475 | 0.00015468 | 6.0385e-05 | 3.8525e-05 | 5.6658e-07 | 0 | 0 | 0 | 0 | 0
2 | 3 | 19 | 0 | 0 | -4 | 0.8 | 0.87 | 0 | -4 | 0 | 0 | 0 | 0 | 2 | 3 | 19 | 0 | 0 | 2025-03-22 | 0 | 0 | 0 | 0 | 0 | 0 | 0 | 8.0362e-05 | 0.00017678 | 0.00043847 | 0.00055314 | 0.00062494 | 0.00065559 | 0.0006426 | 0.00058996 | 0.00048976 | 0.00035138 | 0.00016557 | 8.6441e-06 | 0 | 0 | 0 | 0 | 0
2 | 3 | 20 | 0 | 0 | -5 | 0.6 | 0.87 | 0 | -5 | 0 | 0 | 0 | 0 | 2 | 3 | 20 | 0 | 0 | 2025-03-23 | 0 | 0 | 0 | 0 | 0 | 0 | 0 | 8.317e-05 | 0.00028029 | 0.00044496 | 0.00055328 | 0.00061962 | 0.00064319 | 0.00062814 | 0.00057195 | 0.00047755 | 0.00034079 | 0.00016222 | 8.8876e-06 | 0 | 0 | 0 | 0 | 0
2 | 3 | 21 | 0 | 0 | -6 | 0.6 | 0.87 | 0 | -6 | 0 | 0 | 0 | 0 | 2 | 3 | 21 | 0 | 0 | 2025-03-24 | 0 | 0 | 0 | 0 | 0 | 0 | 0 | 2.1546e-05 | 9.8634e-05 | 0.00031498 | 0.00019021 | 0.00018457 | 0.00017589 | 0.00048387 | 0.00043378 | 0.00032788 | 0.00030622 | 0.00012778 | 7.8827e-06 | 0 | 0 | 0 | 0 | 0
2 | 3 | 22 | 0 | 0 | -6 | 0.6 | 0.87 | 0 | -6 | 0 | 0 | 0 | 0 | 2 | 3 | 22 | 0 | 0 | 2025-03-25 | 0 | 0 | 0 | 0 | 0 | 0 | 0 | 6.03e-06 | 1.9172e-05 | 4.6007e-05 | 0.00011584 | 0.00027827 | 9.6888e-05 | 0.00017424 | 9.755e-05 | 0.00015783 | 0.00013425 | 3.2546e-05 | 0 | 0 | 0 | 0 | 0 | 0
2 | 3 | 23 | 0 | 0 | -6 | 0.7 | 0.87 | 0 | -6 | 0 | 0 | 0 | 0 | 2 | 3 | 23 | 0 | 0 | 2025-03-26 | 0 | 0 | 0 | 0 | 0 | 0 | 0 | 4.0814e-05 | 1.1723e-05 | 0.000121 | 2.3558e-05 | 0.00011126 | 0.00023796 | 0.00010587 | 9.6458e-05 | 4.4079e-05 | 9.5547e-05 | 0.00014196 | 1.1037e-05 | 0 | 0 | 0 | 0 | 0
2 | 4 | 0 | 0 | 0 | -6 | 0.6 | 0.87 | 0 | -6 | 0 | 0 | 0 | 0 | 2 | 4 | 0 | 0 | 0 | 2025-03-27 | 0 | 0 | 0 | 0 | 0 | 0 | 0 | 9.0717e-05 | 5.0278e-05 | 0.00015562 | 0.00038539 | 0.00044252 | 0.00063723 | 0.00062618 | 0.00057547 | 0.00048682 | 0.00035321 | 0.00017304 | 1.5717e-05 | 0 | 0 | 0 | 0 | 0
2 | 4 | 1 | 0 | 0 | -7 | 0.5 | 0.87 | 0 | -7 | 0 | 0 | 0 | 0 | 2 | 4 | 1 | 0 | 0 | 2025-03-28 | 0 | 0 | 0 | 0 | 0 | 0 | 0 | 8.9201e-05 | 0.00026497 | 0.00041347 | 0.00042003 | 0.00035509 | 0.00038485 | 0.00040822 | 0.00011961 | 0.00012136 | 8.3468e-05 | 5.7662e-05 | 5.473e-06 | 0 | 0 | 0 | 0 | 0
2 | 4 | 2 | 0 | 0 | -7 | 0.5 | 0.87 | 0 | -7 | 0 | 0 | 0 | 0 | 2 | 4 | 2 | 0 | 0 | 2025-03-29 | 0 | 0 | 0 | 0 | 0 | 0 | 0 | 8.4675e-05 | 0.0002068 | 0.0002775 | 0.00033601 | 0.00041615 | 0.0004341 | 0.0003259 | 0.00031101 | 0.00014242 | 2.5823e-05 | 2.0626e-06 | 0 | 0 | 0 | 0 | 0 | 0
2 | 4 | 3 | 0 | 0 | -7 | 0.5 | 0.87 | 0 | -7 | 0 | 0 | 0 | 0 | 2 | 4 | 3 | 0 | 0 | 2025-03-30 | 0 | 0 | 0 | 0 | 0 | 0 | 0 | 9.1508e-05 | 0.00026562 | 0.00038213 | 0.0004366 | 0.00042986 | 0.00045353 | 0.00043185 | 0.00036874 | 0.00026891 | 0.00021103 | 9.5344e-05 | 1.287e-05 | 0 | 0 | 0 | 0 | 0
2 | 4 | 4 | 0 | 0 | -6 | 0.5 | 0.87 | 0 | -6 | 0 | 0 | 0 | 0 | 2 | 4 | 4 | 0 | 0 | 2025-03-31 | 0 | 0 | 0 | 0 | 0 | 0 | 0 | 3.7838e-05 | 9.5617e-05 | 0.00014965 | 0.00019771 | 0.00026971 | 0.00031429 | 0.00034673 | 0.00035335 | 0.00031207 | 0.00024632 | 0.0001324 | 1.9024e-05 | 0 | 0 | 0 | 0 | 0
2 | 4 | 5 | 0 | 0 | -6 | 0.6 | 0.87 | 0 | -6 | 0 | 0 | 0 | 0 | 2 | 4 | 5 | 0 | 0 | 2025-04-01 | 0 | 0 | 0 | 0 | 0 | 0 | 0 | 4.7013e-05 | 4.9779e-05 | 3.3469e-05 | 0.00016121 | 0.00044009 | 0.00018564 | 0.00019138 | 0.00038252 | 0.00011131 | 0.00019732 | 6.565e-06 | 1.2939e-05 | 0 | 0 | 0 | 0 | 0
2 | 4 | 6 | 0 | 0 | -6 | 0.7 | 0.87 | 0 | -6 | 0 | 0 | 0 | 0 | 2 | 4 | 6 | 0 | 0 | 2025-04-02 | 0 | 0 | 0 | 0 | 0 | 0 | 6.4409e-07 | 0.00010679 | 0.00028679 | 0.00043371 | 0.0005368 | 0.00059855 | 0.00062303 | 0.00060607 | 0.00055675 | 0.0004685 | 0.00034187 | 0.00017023 | 2.3219e-05 | 0 | 0 | 0 | 0 | 0
2 | 4 | 7 | 0 | 0 | -5 | 0.8 | 0.87 | 0 | -5 | 0 | 0 | 0 | 0 | 2 | 4 | 7 | 0 | 0 | 2025-04-03 | 0 | 0 | 0 | 0 | 0 | 0 | 0 | 3.304e-05 | 0.00013389 | 0.00017922 | 7.7803e-05 | 0.00012408 | 8.0689e-05 | 0.00012822 | 0.00012936 | 7.7893e-05 | 1.3442e-05 | 4.6136e-06 | 0 | 0 | 0 | 0 | 0 | 0
2 | 4 | 8 | 13 | 47 | -4 | 1 | 0.87 | 53.014 | -2.401 | 52.145 | 45.541 | 0.045541 | 0.045541 | 2 | 4 | 8 | 3.1238e-05 | 3.1224e-05 | 2025-04-04 | 0 | 0 | 0 | 0 | 0 | 0 | 0 | 5.7515e-06 | 5.4692e-05 | 7.2879e-05 | 4.1456e-05 | 0.00011575 | 0.00011961 | 0.00010607 | 9.9874e-05 | 0.00012773 | 5.424e-05 | 6.2078e-05 | 1.4185e-06 | 0 | 0 | 0 | 0 | 0
2 | 4 | 9 | 90 | 122 | -2 | 1.2 | 0.87 | 178.486 | 3.192 | 188.024 | 176.605 | 0.1766 | 0.1766 | 2 | 4 | 9 | 0.00012114 | 0.00012108 | 2025-04-05 | 0 | 0 | 0 | 0 | 0 | 0 | 0 | 7.144e-05 | 0.00024249 | 0.00035609 | 0.00039186 | 0.0003938 | 0.00053884 | 0.00051467 | 0.00042058 | 0.00032562 | 0.00024699 | 0.00013581 | 7.5939e-06 | 0 | 0 | 0 | 0 | 0
2 | 4 | 10 | 30 | 170 | -1 | 1.3 | 0.87 | 197.221 | 4.59 | 205.595 | 193.554 | 0.19355 | 0.19355 | 2 | 4 | 10 | 0.00013276 | 0.0001327 | 2025-04-06 | 0 | 0 | 0 | 0 | 0 | 0 | 2.1682e-06 | 0.00011146 | 0.00028162 | 0.00041682 | 0.00044192 | 0.00048318 | 0.00044574 | 0.00049878 | 0.00053054 | 0.00044728 | 0.00032679 | 0.0001658 | 2.5075e-05 | 0 | 0 | 0 | 0 | 0
2 | 4 | 11 | 0 | 141 | 0 | 1.4 | 0.87 | 137.042 | 3.784 | 140.282 | 130.555 | 0.13056 | 0.13056 | 2 | 4 | 11 | 8.9552e-05 | 8.9511e-05 | 2025-04-07 | 0 | 0 | 0 | 0 | 0 | 0 | 2.4529e-06 | 0.00010899 | 0.00027081 | 0.00040116 | 0.00042886 | 0.0004386 | 0.00048422 | 0.00056141 | 0.00050909 | 0.00042023 | 0.0003032 | 0.00015411 | 2.5472e-05 | 0 | 0 | 0 | 0 | 0
2 | 4 | 12 | 30 | 228 | 0 | 1.2 | 0.87 | 263.747 | 7.635 | 271.2 | 256.834 | 0.25683 | 0.25683 | 2 | 4 | 12 | 0.00017617 | 0.00017609 | 2025-04-08 | 0 | 0 | 0 | 0 | 0 | 0 | 4.0216e-06 | 8.1462e-05 | 0.00019896 | 0.00038624 | 0.00042023 | 0.00045717 | 0.00049912 | 0.00038076 | 0.00043103 | 0.00027178 | 0.00014149 | 0.00013117 | 1.8666e-05 | 0 | 0 | 0 | 0 | 0
2 | 4 | 13 | 119 | 260 | 1 | 1 | 0.87 | 384.125 | 12.701 | 392.984 | 374.303 | 0.3743 | 0.3743 | 2 | 4 | 13 | 0.00025675 | 0.00025663 | 2025-04-09 | 0 | 0 | 0 | 0 | 0 | 0 | 0 | 9.8212e-06 | 0.00010505 | 0.00035229 | 0.00043845 | 0.00035189 | 0.00036708 | 0.00032386 | 0.00033179 | 0.00022853 | 0.00027257 | 6.7362e-05 | 2.6987e-05 | 0 | 0 | 0 | 0 | 0
2 | 4 | 14 | 0 | 86 | 2 | 0.9 | 0.87 | 81.635 | 4.549 | 81.96 | 74.3 | 0.0743 | 0.0743 | 2 | 4 | 14 | 5.0965e-05 | 5.0942e-05 | 2025-04-10 | 0 | 0 | 0 | 0 | 0 | 0 | 0 | 4.2709e-05 | 0.00018651 | 0.00023232 | 0.00040263 | 0.00033084 | 0.000452 | 0.0002965 | 0.00025378 | 0.00029188 | 0.00010251 | 4.5946e-05 | 2.1922e-05 | 0 | 0 | 0 | 0 | 0
2 | 4 | 15 | 0 | 77 | 1 | 0.9 | 0.87 | 73.133 | 3.288 | 74.031 | 66.652 | 0.066652 | 0.066652 | 2 | 4 | 15 | 4.5719e-05 | 4.5698e-05 | 2025-04-11 | 0 | 0 | 0 | 0 | 0 | 0 | 0 | 4.3282e-07 | 0.00013317 | 0.00023951 | 2.9659e-05 | 0.00023309 | 0.00015312 | 0.00014825 | 0.00035056 | 0.00039022 | 0.00016509 | 7.6275e-05 | 1.1985e-05 | 0 | 0 | 0 | 0 | 0
2 | 4 | 16 | 0 | 52 | 0 | 0.9 | 0.87 | 49.28 | 1.542 | 49.586 | 43.073 | 0.043073 | 0.043073 | 2 | 4 | 16 | 2.9545e-05 | 2.9532e-05 | 2025-04-12 | 0 | 0 | 0 | 0 | 0 | 0 | 0 | 3.1949e-05 | 3.8446e-05 | 6.9584e-05 | 0.00018453 | 8.3375e-05 | 3.4078e-05 | 0.00023067 | 0.00010218 | 7.8151e-05 | 4.0154e-05 | 5.9642e-06 | 0 | 0 | 0 | 0 | 0 | 0
2 | 4 | 17 | 0 | 11 | 0 | 0.7 | 0.87 | 10.394 | 0.329 | 8.559 | 3.499 | 0.003499 | 0.003499 | 2 | 4 | 17 | 2.4001e-06 | 2.399e-06 | 2025-04-13 | 0 | 0 | 0 | 0 | 0 | 0 | 3.9695e-06 | 5.1116e-05 | 5.3118e-05 | 9.0483e-05 | 5.7811e-05 | 3.2733e-05 | 8.1566e-05 | 8.8563e-05 | 0.00025664 | 0.00018659 | 8.7633e-05 | 5.6506e-05 | 1.1071e-06 | 0 | 0 | 0 | 0 | 0
2 | 4 | 18 | 0 | 0 | 0 | 0.6 | 0.87 | 0 | 0 | 0 | 0 | 0 | 0 | 2 | 4 | 18 | 0 | 0 | 2025-04-14 | 0 | 0 | 0 | 0 | 0 | 0 | 8.5392e-06 | 6.7874e-05 | 0.00019575 | 0.00036848 | 0.00040019 | 0.00034834 | 0.00026337 | 0.0002955 | 0.000171 | 0.00011139 | 0.00012599 | 4.6665e-05 | 2.6792e-05 | 0 | 0 | 0 | 0 | 0
2 | 4 | 19 | 0 | 0 | 0 | 0.7 | 0.87 | 0 | 0 | 0 | 0 | 0 | 0 | 2 | 4 | 19 | 0 | 0 | 2025-04-15 | 0 | 0 | 0 | 0 | 0 | 0 | 1.2876e-05 | 0.0001454 | 0.00032111 | 0.0004539 | 0.00054572 | 0.00059664 | 0.00061077 | 0.0005964 | 0.00054694 | 0.00046421 | 0.00034548 | 0.00018316 | 3.3538e-05 | 0 | 0 | 0 | 0 | 0
2 | 4 | 20 | 0 | 0 | 0 | 0.7 | 0.87 | 0 | 0 | 0 | 0 | 0 | 0 | 2 | 4 | 20 | 0 | 0 | 2025-04-16 | 0 | 0 | 0 | 0 | 0 | 0 | 1.3597e-05 | 0.00014624 | 0.00032146 | 0.00045233 | 0.00054313 | 0.00060009 | 0.00061918 | 0.00060208 | 0.00055181 | 0.00046807 | 0.00034627 | 0.00018229 | 3.3182e-05 | 0 | 0 | 0 | 0 | 0
2 | 4 | 21 | 0 | 0 | 0 | 0.6 | 0.87 | 0 | 0 | 0 | 0 | 0 | 0 | 2 | 4 | 21 | 0 | 0 | 2025-04-17 | 0 | 0 | 0 | 0 | 0 | 0 | 1.5462e-05 | 0.0001091 | 0.00030444 | 0.00035839 | 0.00044255 | 0.00049177 | 0.00058903 | 0.0005153 | 0.00052295 | 0.00044076 | 0.00032361 | 0.00017021 | 3.4212e-05 | 0 | 0 | 0 | 0 | 0
2 | 4 | 22 | 0 | 0 | 0 | 0.4 | 0.87 | 0 | 0 | 0 | 0 | 0 | 0 | 2 | 4 | 22 | 0 | 0 | 2025-04-18 | 0 | 0 | 0 | 0 | 0 | 0 | 1.5348e-05 | 0.00014011 | 0.00030497 | 0.00043201 | 0.00052229 | 0.00057719 | 0.00059458 | 0.00057836 | 0.00053189 | 0.00044714 | 0.00024872 | 0.00012654 | 2.3549e-05 | 0 | 0 | 0 | 0 | 0
2 | 4 | 23 | 0 | 0 | 0 | 0.3 | 0.87 | 0 | 0 | 0 | 0 | 0 | 0 | 2 | 4 | 23 | 0 | 0 | 2025-04-19 | 0 | 0 | 0 | 0 | 0 | 0 | 2.3719e-06 | 3.3782e-06 | 0.00010268 | 0.00022105 | 0.00025097 | 2.0822e-05 | 0.00051512 | 0.00036085 | 0.00011952 | 0.00024217 | 1.3241e-05 | 9.4772e-05 | 2.1312e-06 | 0 | 0 | 0 | 0 | 0
2 | 5 | 0 | 0 | 0 | 0 | 0.3 | 0.87 | 0 | 0 | 0 | 0 | 0 | 0 | 2 | 5 | 0 | 0 | 0 | 2025-04-20 | 0 | 0 | 0 | 0 | 0 | 0 | 1.9956e-05 | 0.00013872 | 0.00029511 | 0.00041851 | 0.00019591 | 0.0001045 | 8.7642e-05 | 7.4397e-05 | 6.531e-05 | 4.5486e-05 | 1.6621e-05 | 2.296e-05 | 3.7831e-05 | 0 | 0 | 0 | 0 | 0
2 | 5 | 1 | 0 | 0 | 0 | 0.3 | 0.87 | 0 | 0 | 0 | 0 | 0 | 0 | 2 | 5 | 1 | 0 | 0 | 2025-04-21 | 0 | 0 | 0 | 0 | 0 | 0 | 2.0397e-05 | 5.3005e-05 | 0.00011539 | 0.00042592 | 0.0005134 | 0.00056244 | 0.00057858 | 0.00027146 | 0.00014178 | 0.00028832 | 0.0001264 | 8.1556e-05 | 3.7964e-05 | 0 | 0 | 0 | 0 | 0
2 | 5 | 2 | 0 | 0 | 0 | 0.5 | 0.87 | 0 | 0 | 0 | 0 | 0 | 0 | 2 | 5 | 2 | 0 | 0 | 2025-04-22 | 0 | 0 | 0 | 0 | 0 | 0 | 2.036e-05 | 0.00014147 | 0.00029794 | 0.00041628 | 0.00050727 | 0.00055672 | 0.00057569 | 0.00034594 | 0.00032043 | 0.00034637 | 0.00020827 | 0.0001477 | 3.6301e-05 | 0 | 0 | 0 | 0 | 0
2 | 5 | 3 | 0 | 0 | 0 | 0.6 | 0.87 | 0 | 0 | 0 | 0 | 0 | 0 | 2 | 5 | 3 | 0 | 0 | 2025-04-23 | 0 | 0 | 0 | 0 | 0 | 0 | 1.8509e-05 | 0.00013895 | 0.00029026 | 0.00040712 | 0.00049236 | 0.00054541 | 0.00056401 | 0.00054747 | 0.00050125 | 0.0004231 | 0.00031383 | 0.00016913 | 3.7405e-05 | 0 | 0 | 0 | 0 | 0
2 | 5 | 4 | 0 | 0 | -1 | 0.7 | 0.87 | 0 | -1 | 0 | 0 | 0 | 0 | 2 | 5 | 4 | 0 | 0 | 2025-04-24 | 0 | 0 | 0 | 0 | 0 | 0 | 2.4409e-05 | 0.00011102 | 0.00029447 | 0.00041338 | 0.00049789 | 0.0005468 | 0.00048981 | 0.00042679 | 0.00022318 | 0.00034541 | 0.00019753 | 0.00012758 | 3.0919e-05 | 0 | 0 | 0 | 0 | 0
2 | 5 | 5 | 0 | 0 | -1 | 0.6 | 0.87 | 0 | -1 | 0 | 0 | 0 | 0 | 2 | 5 | 5 | 0 | 0 | 2025-04-25 | 0 | 0 | 0 | 0 | 0 | 0 | 2.0429e-05 | 0.00011423 | 0.00028844 | 0.00040342 | 0.00048842 | 0.00053808 | 0.00056038 | 0.00054151 | 0.00026171 | 0.00031191 | 0.00022575 | 0.00016334 | 3.9126e-05 | 0 | 0 | 0 | 0 | 0
2 | 5 | 6 | 0 | 0 | -2 | 0.6 | 0.87 | 0 | -2 | 0 | 0 | 0 | 0 | 2 | 5 | 6 | 0 | 0 | 2025-04-26 | 0 | 0 | 0 | 0 | 0 | 0 | 2.0926e-05 | 1.6954e-05 | 8.0174e-05 | 0.00015361 | 0.00046506 | 0.00057914 | 0.00059772 | 0.00058048 | 0.00053102 | 0.00044748 | 0.00032914 | 0.00017716 | 4.3448e-05 | 0 | 0 | 0 | 0 | 0
2 | 5 | 7 | 0 | 0 | -1 | 0.5 | 0.87 | 0 | -1 | 0 | 0 | 0 | 0 | 2 | 5 | 7 | 0 | 0 | 2025-04-27 | 0 | 0 | 0 | 0 | 0 | 0 | 2.7821e-05 | 0.00015377 | 0.00022584 | 0.00035338 | 0.00044444 | 0.00045431 | 0.00043474 | 0.00037653 | 0.00033864 | 0.00015685 | 0.00011602 | 8.4294e-05 | 7.2434e-06 | 0 | 0 | 0 | 0 | 0
2 | 5 | 8 | 420 | 50 | 0 | 0.5 | 0.87 | 186.052 | 6.316 | 174.012 | 163.09 | 0.16309 | 0.16309 | 2 | 5 | 8 | 0.00011187 | 0.00011182 | 2025-04-28 | 0 | 0 | 0 | 0 | 0 | 0 | 9.1901e-06 | 3.9105e-05 | 0.00011354 | 0.00029417 | 0.00038649 | 0.00036594 | 0.000514 | 0.00045834 | 6.6469e-05 | 0.00024707 | 5.6683e-05 | 1.1949e-05 | 2.3198e-06 | 0 | 0 | 0 | 0 | 0
2 | 5 | 9 | 217 | 119 | 0 | 0.6 | 0.87 | 243.816 | 8.305 | 255.406 | 241.6 | 0.2416 | 0.2416 | 2 | 5 | 9 | 0.00016572 | 0.00016565 | 2025-04-29 | 0 | 0 | 0 | 0 | 0 | 0 | 3.4214e-05 | 1.0318e-05 | 3.6496e-05 | 5.747e-05 | 0.00019159 | 0.00018207 | 0.00049398 | 0.0001865 | 0.00013457 | 0.00031148 | 0.00025265 | 0.00011297 | 3.6055e-05 | 0 | 0 | 0 | 0 | 0
2 | 5 | 10 | 79 | 187 | 1 | 0.7 | 0.87 | 248.994 | 9.227 | 257.553 | 243.67 | 0.24367 | 0.24367 | 2 | 5 | 10 | 0.00016714 | 0.00016706 | 2025-04-30 | 0 | 0 | 0 | 0 | 0 | 0 | 3.3483e-05 | 0.0001579 | 0.00031102 | 0.00043035 | 0.00051737 | 0.00056801 | 0.0005847 | 0.00056184 | 0.00021874 | 0.00022257 | 0.00020779 | 0.0001727 | 3.4055e-05 | 0 | 0 | 0 | 0 | 0
2 | 5 | 11 | 217 | 239 | 2 | 0.8 | 0.87 | 430.682 | 15.844 | 439.189 | 418.871 | 0.41887 | 0.41887 | 2 | 5 | 11 | 0.00028732 | 0.00028719 | 2025-05-01 | 0 | 0 | 0 | 0 | 0 | 0 | 4.8296e-06 | 2.2991e-05 | 0.00011173 | 0.00034853 | 0.00043351 | 0.00059582 | 0.00061252 | 0.00044092 | 0.00029303 | 0.00045959 | 0.00023185 | 6.3926e-05 | 2.2251e-05 | 0 | 0 | 0 | 0 | 0
2 | 5 | 12 | 121 | 266 | 3 | 0.8 | 0.87 | 393.635 | 15.629 | 398.26 | 379.392 | 0.37939 | 0.37939 | 2 | 5 | 12 | 0.00026024 | 0.00026012 | 2025-05-02 | 0 | 0 | 0 | 0 | 0 | 0 | 2.9616e-05 | 0.00017129 | 0.00033664 | 0.00045877 | 0.00039877 | 0.00043809 | 0.00040383 | 0.0004838 | 0.00042564 | 0.00046182 | 0.00019059 | 0.00018985 | 4.5865e-05 | 0 | 0 | 0 | 0 | 0
2 | 5 | 13 | 159 | 264 | 4 | 0.9 | 0.87 | 421.522 | 17.179 | 425.403 | 405.573 | 0.40557 | 0.40557 | 2 | 5 | 13 | 0.0002782 | 0.00027807 | 2025-05-03 | 0 | 0 | 0 | 0 | 0 | 0 | 2.9526e-05 | 0.00017299 | 0.00033728 | 0.0004571 | 0.00039608 | 0.00043857 | 0.00052006 | 0.00033018 | 0.00032315 | 0.00012124 | 7.854e-05 | 7.9265e-05 | 2.8335e-05 | 0 | 0 | 0 | 0 | 0
2 | 5 | 14 | 10 | 180 | 4 | 0.8 | 0.87 | 185.714 | 9.955 | 187.974 | 176.557 | 0.17656 | 0.17656 | 2 | 5 | 14 | 0.00012111 | 0.00012105 | 2025-05-04 | 0 | 0 | 0 | 0 | 0 | 0 | 6.2667e-06 | 2.5157e-05 | 4.0969e-05 | 7.2725e-05 | 6.7137e-05 | 0.00011232 | 0.00010898 | 9.9296e-05 | 7.2182e-05 | 6.1162e-05 | 5.2144e-05 | 3.1747e-05 | 1.0749e-05 | 0 | 0 | 0 | 0 | 0
2 | 5 | 15 | 14 | 150 | 3 | 0.6 | 0.87 | 157.778 | 8.356 | 161.112 | 150.647 | 0.15065 | 0.15065 | 2 | 5 | 15 | 0.00010333 | 0.00010329 | 2025-05-05 | 0 | 0 | 0 | 0 | 0 | 0 | 3.209e-05 | 0.00011427 | 9.3904e-06 | 5.7255e-06 | 8.8021e-05 | 0.00010371 | 0.00010377 | 7.1113e-05 | 0.00012945 | 0.00014817 | 4.4928e-05 | 8.6309e-05 | 3.2934e-05 | 0 | 0 | 0 | 0 | 0
2 | 5 | 16 | 127 | 105 | 1 | 0.5 | 0.87 | 171.904 | 7.01 | 177.407 | 166.365 | 0.16637 | 0.16637 | 2 | 5 | 16 | 0.00011411 | 0.00011406 | 2025-05-06 | 0 | 0 | 0 | 0 | 0 | 0 | 3.3921e-05 | 0.00011984 | 0.00020107 | 0.00036994 | 0.00053689 | 0.00040848 | 0.00038557 | 0.00045767 | 0.00041163 | 0.0002519 | 5.3667e-05 | 0.00019246 | 4.8524e-05 | 0 | 0 | 0 | 0 | 0
2 | 5 | 17 | 34 | 33 | 0 | 0.5 | 0.87 | 46.024 | 1.539 | 39.777 | 33.611 | 0.033611 | 0.033611 | 2 | 5 | 17 | 2.3055e-05 | 2.3044e-05 | 2025-05-07 | 0 | 0 | 0 | 0 | 0 | 0 | 3.3873e-05 | 0.00018438 | 0.00035 | 0.00047108 | 0.00055948 | 0.00061232 | 0.00062725 | 0.00060939 | 0.00055988 | 0.00047757 | 0.00036084 | 0.00020359 | 4.8699e-05 | 0 | 0 | 0 | 0 | 0
2 | 5 | 18 | 0 | 0 | -1 | 0.5 | 0.87 | 0 | -1 | 0 | 0 | 0 | 0 | 2 | 5 | 18 | 0 | 0 | 2025-05-08 | 0 | 0 | 0 | 0 | 0 | 0 | 3.5132e-05 | 0.00019175 | 0.00035712 | 0.00047665 | 0.00055942 | 0.00060527 | 0.00061634 | 0.00059482 | 0.00054193 | 0.00045737 | 0.00033829 | 0.00010529 | 3.9073e-05 | 0 | 0 | 0 | 0 | 0
2 | 5 | 19 | 0 | 0 | -1 | 0.5 | 0.87 | 0 | -1 | 0 | 0 | 0 | 0 | 2 | 5 | 19 | 0 | 0 | 2025-05-09 | 0 | 0 | 0 | 0 | 0 | 0 | 3.9757e-06 | 1.7366e-05 | 4.1445e-05 | 5.3533e-05 | 0.00010618 | 0.00017148 | 8.6713e-05 | 0.00010023 | 8.6625e-05 | 0.00015422 | 3.0092e-05 | 7.9287e-06 | 5.1472e-05 | 0 | 0 | 0 | 0 | 0
2 | 5 | 20 | 0 | 0 | -1 | 0.5 | 0.87 | 0 | -1 | 0 | 0 | 0 | 0 | 2 | 5 | 20 | 0 | 0 | 2025-05-10 | 0 | 0 | 0 | 0 | 0 | 0 | 4.1615e-05 | 6.7564e-05 | 7.2274e-05 | 0.00038669 | 0.00046829 | 0.00051643 | 0.00053979 | 0.00052864 | 0.00048401 | 0.0002655 | 0.00015945 | 0.0001671 | 5.2153e-05 | 0 | 0 | 0 | 0 | 0
2 | 5 | 21 | 0 | 0 | -1 | 0.5 | 0.87 | 0 | -1 | 0 | 0 | 0 | 0 | 2 | 5 | 21 | 0 | 0 | 2025-05-11 | 0 | 0 | 0 | 0 | 0 | 0 | 1.7886e-05 | 5.5521e-05 | 0.00018242 | 0.00027794 | 0.00018825 | 9.9516e-05 | 0.00023424 | 0.00014007 | 0.00027961 | 0.00018841 | 4.148e-05 | 4.0813e-07 | 0 | 0 | 0 | 0 | 0 | 0
2 | 5 | 22 | 0 | 0 | -1 | 0.5 | 0.87 | 0 | -1 | 0 | 0 | 0 | 0 | 2 | 5 | 22 | 0 | 0 | 2025-05-12 | 0 | 0 | 0 | 0 | 0 | 0 | 1.6355e-05 | 5.0763e-05 | 7.6951e-05 | 0.00011049 | 9.6677e-05 | 0.00015808 | 0.00018033 | 0.00029151 | 0.00017642 | 0.00026111 | 0.00013157 | 7.9892e-05 | 3.2086e-05 | 0 | 0 | 0 | 0 | 0
2 | 5 | 23 | 0 | 0 | -1 | 0.5 | 0.87 | 0 | -1 | 0 | 0 | 0 | 0 | 2 | 5 | 23 | 0 | 0 | 2025-05-13 | 0 | 0 | 0 | 0 | 0 | 0 | 4.004e-05 | 0.00017834 | 0.00033061 | 0.00044374 | 0.0005235 | 0.00056985 | 0.00058327 | 0.00056656 | 0.00052063 | 0.00044397 | 0.00033508 | 0.00019167 | 5.1795e-05 | 3.6766e-07 | 0 | 0 | 0 | 0
2 | 6 | 0 | 0 | 0 | -1 | 0.6 | 0.87 | 0 | -1 | 0 | 0 | 0 | 0 | 2 | 6 | 0 | 0 | 0 | 2025-05-14 | 0 | 0 | 0 | 0 | 0 | 0 | 3.8433e-05 | 0.00017147 | 0.00031908 | 0.00042793 | 0.00050498 | 0.00055138 | 0.00056538 | 0.00055562 | 0.00050949 | 0.00035261 | 0.00032582 | 0.00017563 | 5.1997e-05 | 6.6672e-07 | 0 | 0 | 0 | 0
2 | 6 | 1 | 0 | 0 | -1 | 0.5 | 0.87 | 0 | -1 | 0 | 0 | 0 | 0 | 2 | 6 | 1 | 0 | 0 | 2025-05-15 | 0 | 0 | 0 | 0 | 0 | 0 | 3.9824e-05 | 0.00016645 | 0.00030931 | 0.00041828 | 0.00049271 | 0.00053732 | 0.00055099 | 0.00053564 | 0.00049302 | 0.00041994 | 0.0003165 | 0.00018347 | 5.1361e-05 | 1.697e-06 | 0 | 0 | 0 | 0
2 | 6 | 2 | 0 | 0 | -1 | 0.4 | 0.87 | 0 | -1 | 0 | 0 | 0 | 0 | 2 | 6 | 2 | 0 | 0 | 2025-05-16 | 0 | 0 | 0 | 0 | 0 | 0 | 3.9221e-05 | 0.00016977 | 0.00031335 | 0.00042156 | 0.00049667 | 0.00054256 | 0.00055986 | 0.0005483 | 0.00050571 | 0.0004339 | 0.0003303 | 0.00019079 | 5.1958e-05 | 1.3719e-06 | 0 | 0 | 0 | 0
2 | 6 | 3 | 0 | 0 | -1 | 0.4 | 0.87 | 0 | -1 | 0 | 0 | 0 | 0 | 2 | 6 | 3 | 0 | 0 | 2025-05-17 | 0 | 0 | 0 | 0 | 0 | 0 | 3.6918e-05 | 8.5881e-05 | 0.00027148 | 0.000312 | 0.00049845 | 0.00054582 | 0.00037396 | 0.00030633 | 0.00033831 | 0.00034237 | 0.0003273 | 0.00015752 | 5.3833e-05 | 1.3245e-06 | 0 | 0 | 0 | 0
2 | 6 | 4 | 0 | 0 | -1 | 0.5 | 0.87 | 0 | -1 | 0 | 0 | 0 | 0 | 2 | 6 | 4 | 0 | 0 | 2025-05-18 | 0 | 0 | 0 | 0 | 0 | 0 | 4.0846e-05 | 0.00011877 | 7.9755e-05 | 0.00035032 | 3.9685e-05 | 0.00029001 | 0.00038313 | 0.00041166 | 0.00039384 | 0.00041198 | 0.00031036 | 0.00013161 | 4.9675e-05 | 2.5517e-07 | 0 | 0 | 0 | 0
2 | 6 | 5 | 0 | 0 | -1 | 0.5 | 0.87 | 0 | -1 | 0 | 0 | 0 | 0 | 2 | 6 | 5 | 0 | 0 | 2025-05-19 | 0 | 0 | 0 | 0 | 0 | 0 | 3.9112e-05 | 0.0001656 | 0.00026125 | 0.00035888 | 0.00038398 | 0.00043264 | 0.00039316 | 0.00044741 | 3.4353e-05 | 0.0001052 | 1.404e-05 | 4.1189e-05 | 1.6722e-05 | 0 | 0 | 0 | 0 | 0
2 | 6 | 6 | 0 | 0 | -1 | 0.6 | 0.87 | 0 | -1 | 0 | 0 | 0 | 0 | 2 | 6 | 6 | 0 | 0 | 2025-05-20 | 0 | 0 | 0 | 0 | 0 | 0 | 0 | 8.5909e-05 | 0.00014455 | 0.00022724 | 0.00029044 | 0.00044109 | 0.00041709 | 9.2169e-05 | 0.00012407 | 0.00029555 | 0.00014423 | 4.7995e-05 | 1.9535e-05 | 0 | 0 | 0 | 0 | 0
2 | 6 | 7 | 0 | 0 | 0 | 0.7 | 0.87 | 0 | 0 | 0 | 0 | 0 | 0 | 2 | 6 | 7 | 0 | 0 | 2025-05-21 | 0 | 0 | 0 | 0 | 0 | 0 | 3.8372e-05 | 0.00010635 | 7.5391e-05 | 0.00025014 | 0.00021175 | 0.00026026 | 0.00024923 | 0.000477 | 0.0003509 | 6.6679e-05 | 0.00032365 | 0.000131 | 5.6264e-05 | 1.6483e-06 | 0 | 0 | 0 | 0
2 | 6 | 8 | 389 | 56 | 0 | 0.7 | 0.87 | 184.948 | 5.948 | 174.585 | 163.643 | 0.16364 | 0.16364 | 2 | 6 | 8 | 0.00011225 | 0.0001122 | 2025-05-22 | 0 | 0 | 0 | 0 | 0 | 7.0651e-08 | 4.4895e-05 | 0.00018804 | 0.00034103 | 0.00039551 | 0.00042748 | 0.00048415 | 0.00039356 | 0.00039794 | 0.00036724 | 0.00044935 | 0.00030481 | 0.00020352 | 6.0097e-05 | 5.1225e-06 | 0 | 0 | 0 | 0
2 | 6 | 9 | 0 | 91 | 1 | 0.6 | 0.87 | 88.7 | 4.012 | 90.486 | 82.523 | 0.082523 | 0.082523 | 2 | 6 | 9 | 5.6605e-05 | 5.6579e-05 | 2025-05-23 | 0 | 0 | 0 | 0 | 0 | 4.5957e-07 | 4.4939e-05 | 0.00018296 | 0.00032961 | 0.00044125 | 0.00051432 | 0.00055646 | 0.00056756 | 0.00046613 | 0.00039565 | 0.00033826 | 0.00024425 | 0.00013717 | 5.4136e-05 | 2.0811e-06 | 0 | 0 | 0 | 0
2 | 6 | 10 | 0 | 138 | 2 | 0.4 | 0.87 | 135.25 | 6.861 | 137.642 | 128.008 | 0.12801 | 0.12801 | 2 | 6 | 10 | 8.7805e-05 | 8.7765e-05 | 2025-05-24 | 0 | 0 | 0 | 0 | 0 | 0 | 4.239e-05 | 0.00010781 | 0.00016145 | 0.00014782 | 0.00019093 | 0.00017548 | 8.9715e-05 | 0.00028203 | 0.00013384 | 4.1041e-05 | 7.1207e-05 | 0 | 0 | 0 | 0 | 0 | 0 | 0
2 | 6 | 11 | 58 | 229 | 3 | 0.2 | 0.87 | 286.142 | 13.934 | 289.346 | 274.337 | 0.27434 | 0.27434 | 2 | 6 | 11 | 0.00018818 | 0.00018809 | 2025-05-25 | 0 | 0 | 0 | 0 | 0 | 0 | 1.3908e-05 | 2.7763e-05 | 3.4287e-05 | 0.00024392 | 0.00032515 | 0.00015138 | 0.00013265 | 0.00022305 | 0.00021455 | 8.1275e-05 | 5.0335e-05 | 5.4593e-06 | 6.252e-05 | 3.479e-06 | 0 | 0 | 0 | 0
2 | 6 | 12 | 98 | 265 | 4 | 0.2 | 0.87 | 362.5 | 17.846 | 362.664 | 345.057 | 0.34506 | 0.34506 | 2 | 6 | 12 | 0.00023669 | 0.00023658 | 2025-05-26 | 0 | 0 | 0 | 0 | 0 | 7.8882e-07 | 4.4842e-05 | 0.0001652 | 0.00028741 | 0.00042907 | 0.00040155 | 0.0005448 | 0.00055923 | 0.00054262 | 0.00049606 | 0.00042186 | 0.00032121 | 0.00019087 | 6.2023e-05 | 3.3508e-06 | 0 | 0 | 0 | 0
2 | 6 | 13 | 132 | 265 | 5 | 0.2 | 0.87 | 400.626 | 20.311 | 398.68 | 379.797 | 0.3798 | 0.3798 | 2 | 6 | 13 | 0.00026051 | 0.0002604 | 2025-05-27 | 0 | 0 | 0 | 0 | 0 | 0 | 4.1356e-05 | 5.7187e-05 | 0.00025933 | 0.00021989 | 0.00024166 | 0.00052898 | 0.00054425 | 0.00041488 | 0.00037322 | 0.00041383 | 0.00027616 | 0.00018769 | 6.1705e-05 | 3.5668e-06 | 0 | 0 | 0 | 0
2 | 6 | 14 | 111 | 232 | 5 | 0.2 | 0.87 | 328.89 | 17.582 | 330.542 | 314.073 | 0.31407 | 0.31407 | 2 | 6 | 14 | 0.00021543 | 0.00021533 | 2025-05-28 | 0 | 0 | 0 | 0 | 0 | 0 | 4.3994e-05 | 9.6562e-05 | 0.0002148 | 0.0003089 | 0.00028647 | 0.00028806 | 0.00028143 | 0.00024354 | 0.00010034 | 8.1039e-05 | 0.00010693 | 0.00019221 | 6.4873e-05 | 3.062e-06 | 0 | 0 | 0 | 0
2 | 6 | 15 | 159 | 177 | 4 | 0.2 | 0.87 | 293.078 | 15.242 | 299.363 | 283.999 | 0.284 | 0.284 | 2 | 6 | 15 | 0.0001948 | 0.00019472 | 2025-05-29 | 0 | 0 | 0 | 0 | 0 | 1.5152e-06 | 4.5178e-05 | 0.00017652 | 0.00031829 | 0.00039171 | 0.00050421 | 0.0005498 | 0.00056296 | 0.0005482 | 0.00050721 | 0.00040527 | 0.00032804 | 0.00015794 | 6.4063e-05 | 3.4928e-06 | 0 | 0 | 0 | 0
2 | 6 | 16 | 443 | 118 | 1 | 0.6 | 0.87 | 337.93 | 12.487 | 348.552 | 331.445 | 0.33144 | 0.33144 | 2 | 6 | 16 | 0.00022735 | 0.00022725 | 2025-05-30 | 0 | 0 | 0 | 0 | 0 | 1.1311e-06 | 4.6082e-05 | 0.00017859 | 0.00032577 | 0.00043542 | 0.00051055 | 0.0004531 | 0.00050965 | 0.0004786 | 0.0002864 | 0.00032428 | 0.00033426 | 0.00016403 | 6.4638e-05 | 3.9256e-06 | 0 | 0 | 0 | 0
2 | 6 | 17 | 144 | 45 | 0 | 0.7 | 0.87 | 90.779 | 2.852 | 78.57 | 71.029 | 0.071029 | 0.071029 | 2 | 6 | 17 | 4.8721e-05 | 4.8699e-05 | 2025-05-31 | 0 | 0 | 0 | 0 | 0 | 0 | 2.3924e-05 | 0.00012693 | 0.00018552 | 0.00041986 | 0.00050017 | 0.00054709 | 0.00045724 | 0.00039855 | 0.00051222 | 0.00026672 | 0.00033346 | 0.00020112 | 6.5732e-05 | 0 | 0 | 0 | 0 | 0
2 | 6 | 18 | 0 | 0 | -1 | 0.5 | 0.87 | 0 | -1 | 0 | 0 | 0 | 0 | 2 | 6 | 18 | 0 | 0 | 2025-06-01 | 0 | 0 | 0 | 0 | 0 | 9.7608e-07 | 4.6093e-05 | 0.00016784 | 0.00030597 | 0.00041476 | 0.00049771 | 0.00054758 | 0.00057067 | 0.00056112 | 0.00051898 | 0.00044602 | 0.00034483 | 0.00019046 | 6.245e-05 | 4.5697e-06 | 0 | 0 | 0 | 0
2 | 6 | 19 | 0 | 0 | -1 | 0.7 | 0.12 | 0 | -1 | 0 | 0 | 0 | 0 | 2 | 6 | 19 | 0 | 0 | 2025-06-02 | 0 | 0 | 0 | 0 | 0 | 1.1311e-06 | 4.4817e-05 | 0.00014131 | 0.00024819 | 0.00029796 | 0.0002519 | 0.00029466 | 0.00039389 | 0.00037238 | 0.00031989 | 0.000139 | 0.00017579 | 5.0001e-05 | 5.8864e-05 | 5.7803e-06 | 0 | 0 | 0 | 0
2 | 6 | 20 | 0 | 0 | -1 | 0.9 | 0.12 | 0 | -1 | 0 | 0 | 0 | 0 | 2 | 6 | 20 | 0 | 0 | 2025-06-03 | 0 | 0 | 0 | 0 | 0 | 0 | 6.7331e-06 | 5.5862e-05 | 0.00027256 | 0.00035441 | 0.00033574 | 0.00045034 | 0.00033194 | 0.00053139 | 0.00048819 | 0.00041807 | 0.00031788 | 0.00018959 | 6.8977e-05 | 6.6185e-06 | 0 | 0 | 0 | 0
2 | 6 | 21 | 0 | 0 | -1 | 0.8 | 0.12 | 0 | -1 | 0 | 0 | 0 | 0 | 2 | 6 | 21 | 0 | 0 | 2025-06-04 | 0 | 0 | 0 | 0 | 0 | 0 | 5.3831e-05 | 0.00016003 | 0.00028389 | 0.0002629 | 0.00045701 | 0.00050331 | 0.00052104 | 0.00051017 | 0.00047266 | 0.00040612 | 0.00030829 | 0.00013703 | 6.0711e-05 | 5.982e-06 | 0 | 0 | 0 | 0
2 | 6 | 22 | 0 | 0 | -1 | 0.7 | 0.12 | 0 | -1 | 0 | 0 | 0 | 0 | 2 | 6 | 22 | 0 | 0 | 2025-06-05 | 0 | 0 | 0 | 0 | 0 | 0 | 5.1513e-05 | 0.00016096 | 0.0002855 | 0.0003489 | 0.00042753 | 0.00041819 | 0.00043085 | 0.00023869 | 0.00033506 | 0.00029857 | 0.00029513 | 6.3838e-05 | 2.0075e-05 | 0 | 0 | 0 | 0 | 0
2 | 6 | 23 | 0 | 0 | -1 | 0.6 | 0.12 | 0 | -1 | 0 | 0 | 0 | 0 | 2 | 6 | 23 | 0 | 0 | 2025-06-06 | 0 | 0 | 0 | 0 | 0 | 1.4679e-06 | 4.7117e-05 | 0.0001687 | 0.00029835 | 0.00039774 | 0.00047172 | 0.00051199 | 0.00052258 | 0.00045925 | 0.00038542 | 0.00036739 | 0.00026646 | 0.000169 | 6.9733e-05 | 6.7708e-06 | 0 | 0 | 0 | 0
2 | 7 | 0 | 0 | 0 | -1 | 0.6 | 0.12 | 0 | -1 | 0 | 0 | 0 | 0 | 2 | 7 | 0 | 0 | 0 | 2025-06-07 | 0 | 0 | 0 | 0 | 0 | 6.4615e-07 | 5.1531e-05 | 0.00016194 | 0.00028558 | 0.00038459 | 0.00045828 | 0.00050189 | 0.00051435 | 0.0004969 | 0.00045645 | 0.00038882 | 0.00024296 | 0.00018416 | 7.0391e-05 | 6.3634e-06 | 0 | 0 | 0 | 0
2 | 7 | 1 | 0 | 0 | 0 | 0.6 | 0.12 | 0 | 0 | 0 | 0 | 0 | 0 | 2 | 7 | 1 | 0 | 0 | 2025-06-08 | 0 | 0 | 0 | 0 | 0 | 2.7369e-07 | 4.9883e-05 | 0.00016093 | 0.00028581 | 0.00038783 | 0.00046616 | 0.00051161 | 0.00042918 | 0.00045502 | 0.00045344 | 0.00038538 | 0.00024728 | 0.00017452 | 6.4458e-05 | 7.2887e-06 | 0 | 0 | 0 | 0
2 | 7 | 2 | 0 | 0 | 0 | 0.6 | 0.12 | 0 | 0 | 0 | 0 | 0 | 0 | 2 | 7 | 2 | 0 | 0 | 2025-06-09 | 0 | 0 | 0 | 0 | 0 | 0 | 4.8783e-05 | 0.00016353 | 0.00029206 | 0.00039275 | 0.00045931 | 0.00050431 | 0.00051616 | 0.00050097 | 0.0004598 | 0.00039031 | 0.00029928 | 0.00018522 | 7.1781e-05 | 7.572e-06 | 0 | 0 | 0 | 0
2 | 7 | 3 | 0 | 0 | 0 | 0.6 | 0.12 | 0 | 0 | 0 | 0 | 0 | 0 | 2 | 7 | 3 | 0 | 0 | 2025-06-10 | 0 | 0 | 0 | 0 | 0 | 0 | 5.0852e-05 | 0.00015771 | 0.00027965 | 0.00037913 | 0.00038946 | 0.00041091 | 0.00018742 | 0.00046519 | 0.00042307 | 0.00030223 | 0.00021535 | 7.4345e-05 | 2.4412e-06 | 0 | 0 | 0 | 0 | 0
2 | 7 | 4 | 0 | 0 | 0 | 0.7 | 0.12 | 0 | 0 | 0 | 0 | 0 | 0 | 2 | 7 | 4 | 0 | 0 | 2025-06-11 | 0 | 0 | 0 | 0 | 0 | 0 | 1.4309e-06 | 0.00012855 | 0.00029551 | 0.00020639 | 0.00047611 | 0.00052149 | 0.00053413 | 0.00052817 | 0.00048657 | 0.00033585 | 0.00032078 | 0.00019803 | 7.1466e-05 | 9.7416e-06 | 0 | 0 | 0 | 0
2 | 7 | 5 | 0 | 0 | 0 | 0.7 | 0.12 | 0 | 0 | 0 | 0 | 0 | 0 | 2 | 7 | 5 | 0 | 0 | 2025-06-12 | 0 | 0 | 0 | 0 | 0 | 8.8074e-07 | 1.3123e-05 | 4.5767e-05 | 8.1249e-05 | 0.00041243 | 0.00049281 | 0.00054494 | 0.00056681 | 0.00055895 | 0.00052091 | 0.00036376 | 0.00029524 | 0.00019839 | 7.3515e-05 | 8.8705e-06 | 0 | 0 | 0 | 0
2 | 7 | 6 | 0 | 0 | 0 | 0.7 | 0.12 | 0 | 0 | 0 | 0 | 0 | 0 | 2 | 7 | 6 | 0 | 0 | 2025-06-13 | 0 | 0 | 0 | 0 | 0 | 0 | 4.5107e-05 | 7.5907e-05 | 0.00017649 | 0.00042231 | 0.00050006 | 0.00054554 | 0.00056394 | 0.00054685 | 0.00050859 | 0.00043855 | 0.00033971 | 0.00020929 | 7.4594e-05 | 9.7162e-06 | 0 | 0 | 0 | 0
2 | 7 | 7 | 0 | 0 | 0 | 0.7 | 0.12 | 0 | 0 | 0 | 0 | 0 | 0 | 2 | 7 | 7 | 0 | 0 | 2025-06-14 | 0 | 0 | 0 | 0 | 0 | 1.1819e-06 | 4.4898e-05 | 0.00015968 | 0.00024533 | 0.0003733 | 0.00044207 | 0.00047478 | 0.00050662 | 0.00047407 | 0.00044308 | 0.00038856 | 0.00030343 | 0.00020882 | 7.5182e-05 | 9.8863e-06 | 0 | 0 | 0 | 0
2 | 7 | 8 | 0 | 18 | 1 | 0.7 | 0.12 | 16.668 | 1.547 | 15.719 | 10.406 | 0.010406 | 0.010406 | 2 | 7 | 8 | 7.1378e-06 | 7.1346e-06 | 2025-06-15 | 0 | 0 | 0 | 0 | 0 | 2.8192e-07 | 4.4523e-05 | 0.00012403 | 2.8343e-05 | 3.3696e-05 | 4.2547e-05 | 6.446e-05 | 0.00016037 | 0.00013989 | 0.00011157 | 9.2315e-05 | 0.0001174 | 0.00012031 | 6.5037e-05 | 1.0552e-05 | 0 | 0 | 0 | 0
2 | 7 | 9 | 42 | 122 | 3 | 0.8 | 0.12 | 145.742 | 7.697 | 150.544 | 140.453 | 0.14045 | 0.14045 | 2 | 7 | 9 | 9.6341e-05 | 9.6297e-05 | 2025-06-16 | 0 | 0 | 0 | 0 | 0 | 1.1174e-06 | 4.2729e-05 | 0.00017396 | 0.00031443 | 0.00041972 | 0.00049793 | 0.00054364 | 0.00056568 | 0.00055283 | 0.00036495 | 0.00043987 | 0.00019065 | 0.00020825 | 7.2033e-05 | 9.2834e-06 | 0 | 0 | 0 | 0
2 | 7 | 10 | 842 | 75 | 6 | 0.8 | 0.12 | 648.831 | 26.988 | 652.148 | 624.284 | 0.62428 | 0.62428 | 2 | 7 | 10 | 0.00042822 | 0.00042802 | 2025-06-17 | 0 | 0 | 0 | 0 | 0 | 1.4192e-06 | 1.6395e-05 | 0.00010665 | 0.00029624 | 0.00034235 | 0.00032099 | 0.00051396 | 0.00053152 | 0.00052459 | 0.00048719 | 0.00041904 | 0.00030564 | 0.00015919 | 6.3725e-05 | 1.132e-05 | 0 | 0 | 0 | 0
2 | 7 | 11 | 894 | 81 | 8 | 0.8 | 0.12 | 786.02 | 33.385 | 765.867 | 733.973 | 0.73397 | 0.73397 | 2 | 7 | 11 | 0.00050345 | 0.00050323 | 2025-06-18 | 0 | 0 | 0 | 0 | 0 | 0 | 6.4505e-06 | 3.1527e-05 | 5.3153e-05 | 0.00010958 | 0.00015399 | 9.4508e-05 | 0.00018415 | 0.00025944 | 0.00042772 | 0.00027207 | 0.00022706 | 0.00016495 | 3.3137e-05 | 3.027e-06 | 0 | 0 | 0 | 0
2 | 7 | 12 | 911 | 85 | 10 | 0.8 | 0.12 | 852.761 | 37.517 | 814.445 | 780.83 | 0.78083 | 0.78083 | 2 | 7 | 12 | 0.0005356 | 0.00053535 | 2025-06-19 | 0 | 0 | 0 | 0 | 0 | 0 | 1.806e-05 | 3.8467e-05 | 1.0746e-05 | 4.239e-05 | 0.00020266 | 0.00036131 | 0.00014908 | 5.5715e-05 | 0.0001578 | 0.00021685 | 0.00012806 | 0.00019155 | 6.0702e-05 | 1.2043e-05 | 0 | 0 | 0 | 0
2 | 7 | 13 | 905 | 85 | 11 | 0.7 | 0.12 | 840.516 | 38.87 | 798.919 | 765.854 | 0.76585 | 0.76585 | 2 | 7 | 13 | 0.00052532 | 0.00052508 | 2025-06-20 | 0 | 0 | 0 | 0 | 0 | 0 | 9.2923e-06 | 8.072e-06 | 1.068e-05 | 5.944e-05 | 3.0965e-05 | 5.2695e-05 | 0.00025562 | 0.00033076 | 0.00035429 | 0.00028676 | 0.00018954 | 9.9533e-05 | 4.9836e-05 | 2.4906e-06 | 0 | 0 | 0 | 0
2 | 7 | 14 | 871 | 82 | 11 | 0.6 | 0.12 | 753.925 | 36.731 | 725.97 | 695.489 | 0.69549 | 0.69549 | 2 | 7 | 14 | 0.00047706 | 0.00047684 | 2025-06-21 | 0 | 0 | 0 | 0 | 0 | 0 | 2.413e-05 | 0.00015775 | 0.00028673 | 0.00038876 | 0.00046577 | 0.00051207 | 0.00053203 | 0.00025112 | 5.1093e-05 | 3.9428e-05 | 7.9735e-05 | 6.4436e-05 | 5.7381e-05 | 9.2107e-06 | 0 | 0 | 0 | 0
2 | 7 | 15 | 805 | 75 | 9 | 0.5 | 0.12 | 593.699 | 29.888 | 590.934 | 565.238 | 0.56524 | 0.56524 | 2 | 7 | 15 | 0.00038771 | 0.00038754 | 2025-06-22 | 0 | 0 | 0 | 0 | 0 | 2.123e-06 | 1.4281e-06 | 3.8501e-05 | 8.5887e-05 | 0.00015046 | 0.00023813 | 0.00025207 | 0.00023566 | 0.00025136 | 0.00036438 | 0.00043342 | 0.00033422 | 0.00016156 | 6.0066e-05 | 2.0345e-06 | 0 | 0 | 0 | 0
2 | 7 | 16 | 676 | 60 | 5 | 0.7 | 0.12 | 378.77 | 17.54 | 386.378 | 367.931 | 0.36793 | 0.36793 | 2 | 7 | 16 | 0.00025238 | 0.00025226 | 2025-06-23 | 0 | 0 | 0 | 0 | 0 | 1.3959e-06 | 3.6742e-05 | 0.00016616 | 0.00030699 | 8.9712e-05 | 6.6092e-05 | 0.00021782 | 0.0005607 | 0.0003608 | 0.00032416 | 0.00044187 | 0.00024697 | 0.0001681 | 7.5933e-05 | 9.7382e-06 | 0 | 0 | 0 | 0
2 | 7 | 17 | 372 | 31 | 2 | 0.7 | 0.12 | 131.028 | 6.063 | 109.1 | 100.478 | 0.10048 | 0.10048 | 2 | 7 | 17 | 6.8921e-05 | 6.889e-05 | 2025-06-24 | 0 | 0 | 0 | 0 | 0 | 1.4919e-06 | 2.809e-05 | 8.4523e-05 | 3.6009e-05 | 6.4705e-05 | 2.429e-05 | 0.00019661 | 0.00020712 | 0.00031037 | 0.00011803 | 0.00027841 | 0.00021332 | 0.00021778 | 7.1943e-05 | 1.0556e-05 | 0 | 0 | 0 | 0
2 | 7 | 18 | 0 | 0 | 3 | 0.8 | 0.12 | 0 | 3 | 0 | 0 | 0 | 0 | 2 | 7 | 18 | 0 | 0 | 2025-06-25 | 0 | 0 | 0 | 0 | 0 | 1.5152e-06 | 3.8684e-05 | 0.00016837 | 0.0003125 | 0.00028541 | 0.00041521 | 0.00042868 | 0.00041451 | 0.00039573 | 0.00037698 | 0.00032251 | 0.00028836 | 0.00017961 | 7.2743e-05 | 1.0309e-05 | 0 | 0 | 0 | 0
2 | 7 | 19 | 0 | 0 | 4 | 0.9 | 0.12 | 0 | 4 | 0 | 0 | 0 | 0 | 2 | 7 | 19 | 0 | 0 | 2025-06-26 | 0 | 0 | 0 | 0 | 0 | 0 | 1.5214e-06 | 3.5168e-05 | 4.5262e-05 | 0.00015154 | 0.00019833 | 0.00025434 | 0.00027593 | 0.0002467 | 0.00044494 | 0.00033724 | 0.00026233 | 0.0001673 | 7.1737e-05 | 1.3051e-05 | 0 | 0 | 0 | 0
2 | 7 | 20 | 0 | 0 | 4 | 1.1 | 0.12 | 0 | 4 | 0 | 0 | 0 | 0 | 2 | 7 | 20 | 0 | 0 | 2025-06-27 | 0 | 0 | 0 | 0 | 0 | 1.9007e-06 | 4.1609e-05 | 0.00011177 | 0.0001871 | 5.7706e-05 | 0.00027932 | 0.00038427 | 0.00047418 | 0.00042966 | 0.00023003 | 0.00019753 | 0.00021765 | 0.00016622 | 6.8431e-05 | 1.202e-05 | 0 | 0 | 0 | 0
2 | 7 | 21 | 0 | 0 | 5 | 1.1 | 0.12 | 0 | 5 | 0 | 0 | 0 | 0 | 2 | 7 | 21 | 0 | 0 | 2025-06-28 | 0 | 0 | 0 | 0 | 0 | 0 | 3.759e-05 | 0.00011634 | 0.00023942 | 0.00040171 | 0.00048706 | 0.0004598 | 0.00049978 | 0.00046161 | 0.00044328 | 0.0004512 | 0.00035433 | 0.00022326 | 7.7911e-05 | 8.675e-06 | 0 | 0 | 0 | 0
2 | 7 | 22 | 0 | 0 | 5 | 1 | 0.12 | 0 | 5 | 0 | 0 | 0 | 0 | 2 | 7 | 22 | 0 | 0 | 2025-06-29 | 0 | 0 | 0 | 0 | 0 | 1.1531e-06 | 3.4366e-05 | 0.00017418 | 0.00032348 | 0.00042982 | 0.00050711 | 0.00055381 | 0.00057017 | 0.00055947 | 0.00051719 | 0.0004482 | 0.00035091 | 0.00021971 | 7.7807e-05 | 1.017e-05 | 0 | 0 | 0 | 0
2 | 7 | 23 | 0 | 0 | 4 | 1 | 0.12 | 0 | 4 | 0 | 0 | 0 | 0 | 2 | 7 | 23 | 0 | 0 | 2025-06-30 | 0 | 0 | 0 | 0 | 0 | 7.0857e-07 | 3.6791e-05 | 0.00016393 | 0.00030311 | 0.00040564 | 0.00047963 | 0.00052458 | 0.00054039 | 0.00052954 | 0.00049107 | 0.00042603 | 0.00033209 | 0.00020979 | 7.7456e-05 | 1.2568e-05 | 0 | 0 | 0 | 0
2 | 8 | 0 | 0 | 0 | 4 | 0.9 | 0.12 | 0 | 4 | 0 | 0 | 0 | 0 | 2 | 8 | 0 | 0 | 0 | 2025-07-01 | 0 | 0 | 0 | 0 | 0 | 0 | 4.579e-05 | 0.00015408 | 0.00028403 | 0.00033927 | 0.00046574 | 0.00051053 | 0.00052961 | 0.00051554 | 0.00047856 | 0.00041265 | 0.00032135 | 0.00020246 | 6.6787e-05 | 1.1904e-05 | 0 | 0 | 0 | 0
2 | 8 | 1 | 0 | 0 | 4 | 0.8 | 0.12 | 0 | 4 | 0 | 0 | 0 | 0 | 2 | 8 | 1 | 0 | 0 | 2025-07-02 | 0 | 0 | 0 | 0 | 0 | 0 | 3.836e-05 | 0.00014676 | 0.00025676 | 0.00034552 | 0.00039647 | 0.00050584 | 0.00052258 | 0.00050732 | 0.00032553 | 0.00027745 | 0.0003117 | 0.00019813 | 8.0461e-05 | 1.1889e-05 | 0 | 0 | 0 | 0
2 | 8 | 2 | 0 | 0 | 3 | 0.6 | 0.12 | 0 | 3 | 0 | 0 | 0 | 0 | 2 | 8 | 2 | 0 | 0 | 2025-07-03 | 0 | 0 | 0 | 0 | 0 | 0 | 2.6833e-05 | 7.4991e-05 | 0.00012028 | 0.00035733 | 0.00043748 | 0.00049302 | 0.00051629 | 0.00050348 | 0.00047132 | 0.00040787 | 0.00031749 | 0.00020241 | 8.1156e-05 | 1.229e-05 | 0 | 0 | 0 | 0
2 | 8 | 3 | 0 | 0 | 3 | 0.6 | 0.12 | 0 | 3 | 0 | 0 | 0 | 0 | 2 | 8 | 3 | 0 | 0 | 2025-07-04 | 0 | 0 | 0 | 0 | 0 | 0 | 3.5891e-05 | 0.0001334 | 0.00016738 | 4.8233e-05 | 0.0002462 | 0.00044497 | 0.00035221 | 0.00034504 | 0.00037613 | 2.8824e-05 | 5.3989e-05 | 3.0928e-05 | 6.1138e-05 | 1.062e-05 | 0 | 0 | 0 | 0
2 | 8 | 4 | 0 | 0 | 2 | 0.9 | 0.12 | 0 | 2 | 0 | 0 | 0 | 0 | 2 | 8 | 4 | 0 | 0 | 2025-07-05 | 0 | 0 | 0 | 0 | 0 | 0 | 3.6533e-06 | 9.0053e-05 | 0.00011494 | 0.00010419 | 0.00010315 | 0.00014594 | 0.00016015 | 0.00027168 | 0.00025906 | 0.00043744 | 0.00034512 | 0.00022118 | 8.1667e-05 | 1.0343e-05 | 0 | 0 | 0 | 0
2 | 8 | 5 | 0 | 0 | 1 | 1.2 | 0.12 | 0 | 1 | 0 | 0 | 0 | 0 | 2 | 8 | 5 | 0 | 0 | 2025-07-06 | 0 | 0 | 0 | 0 | 0 | 2.0578e-08 | 3.4573e-05 | 0.000164 | 0.00031212 | 0.00042364 | 0.00050088 | 0.00054936 | 0.0004006 | 0.00043612 | 0.00018487 | 0.00044147 | 0.00024758 | 0.0002165 | 8.2124e-05 | 1.0877e-05 | 0 | 0 | 0 | 0
2 | 8 | 6 | 0 | 0 | 0 | 1.2 | 0.12 | 0 | 0 | 0 | 0 | 0 | 0 | 2 | 8 | 6 | 0 | 0 | 2025-07-07 | 0 | 0 | 0 | 0 | 0 | 0 | 3.5181e-05 | 0.00016055 | 0.00030503 | 0.00041443 | 0.00049266 | 0.00053921 | 0.00055946 | 0.00054135 | 0.00050122 | 0.00043376 | 0.00033524 | 0.00021078 | 8.1638e-05 | 1.1306e-05 | 0 | 0 | 0 | 0
2 | 8 | 7 | 0 | 0 | 0 | 1.3 | 0.12 | 0 | 0 | 0 | 0 | 0 | 0 | 2 | 8 | 7 | 0 | 0 | 2025-07-08 | 0 | 0 | 0 | 0 | 0 | 0 | 4.0588e-05 | 0.00015478 | 0.00028842 | 0.0003943 | 0.00046769 | 0.00051743 | 0.00053296 | 0.00051363 | 0.00047367 | 0.00040819 | 0.00021337 | 0.00020049 | 8.1439e-05 | 9.8321e-06 | 0 | 0 | 0 | 0
2 | 8 | 8 | 0 | 6 | 1 | 1.7 | 0.12 | 5.548 | 1.143 | 5.007 | 0.073 | 7.3e-05 | 7.3e-05 | 2 | 8 | 8 | 5.0073e-08 | 5.005e-08 | 2025-07-09 | 0 | 0 | 0 | 0 | 0 | 0 | 3.6773e-06 | 6.723e-05 | 0.00018035 | 0.00025132 | 0.00021123 | 0.0005103 | 0.00052988 | 0.00052742 | 0.00035162 | 0.00042291 | 0.00032919 | 0.00020749 | 8.1672e-05 | 1.1483e-05 | 0 | 0 | 0 | 0
2 | 8 | 9 | 0 | 17 | 2 | 1.9 | 0.12 | 15.744 | 2.392 | 15.199 | 9.905 | 0.009905 | 0.009905 | 2 | 8 | 9 | 6.7941e-06 | 6.7911e-06 | 2025-07-10 | 0 | 0 | 0 | 0 | 0 | 0 | 3.8213e-05 | 0.00014972 | 0.00028461 | 0.00039115 | 0.00046933 | 0.0005174 | 0.00053598 | 0.00047512 | 0.00038502 | 0.00036426 | 0.00025899 | 0.0001146 | 3.474e-05 | 1.1506e-05 | 0 | 0 | 0 | 0
2 | 8 | 10 | 0 | 33 | 2 | 2 | 0.12 | 30.609 | 2.745 | 30.133 | 24.309 | 0.024309 | 0.024309 | 2 | 8 | 10 | 1.6674e-05 | 1.6667e-05 | 2025-07-11 | 0 | 0 | 0 | 0 | 0 | 0 | 1.2655e-05 | 1.2147e-05 | 6.4488e-05 | 5.5102e-05 | 0.0001175 | 7.9525e-05 | 0.0001776 | 0.00010247 | 0.00020758 | 0.00019708 | 0.00023313 | 9.6135e-05 | 5.316e-05 | 8.4129e-06 | 0 | 0 | 0 | 0
2 | 8 | 11 | 0 | 111 | 3 | 2 | 0.12 | 104.191 | 5.531 | 105.538 | 97.042 | 0.097042 | 0.097042 | 2 | 8 | 11 | 6.6564e-05 | 6.6534e-05 | 2025-07-12 | 0 | 0 | 0 | 0 | 0 | 0 | 1.7652e-05 | 2.4968e-06 | 0.00013669 | 9.8526e-05 | 8.1994e-05 | 0.00010265 | 0.00020936 | 0.00025071 | 0.00029259 | 0.0003305 | 0.00023394 | 0.00014915 | 3.6778e-05 | 3.3247e-06 | 0 | 0 | 0 | 0
2 | 8 | 12 | 0 | 91 | 3 | 2 | 0.12 | 84.645 | 5.055 | 84.978 | 77.211 | 0.077211 | 0.077211 | 2 | 8 | 12 | 5.2961e-05 | 5.2937e-05 | 2025-07-13 | 0 | 0 | 0 | 0 | 0 | 0 | 3.3067e-05 | 2.4831e-05 | 9.0162e-05 | 0.00010178 | 0.00012728 | 0.00037172 | 0.00051817 | 0.00023842 | 0.00028874 | 0.00040872 | 0.00029789 | 0.00012005 | 7.7211e-05 | 9.9858e-06 | 0 | 0 | 0 | 0
2 | 8 | 13 | 0 | 122 | 3 | 1.9 | 0.12 | 114.819 | 5.845 | 116.218 | 107.344 | 0.10734 | 0.10734 | 2 | 8 | 13 | 7.3631e-05 | 7.3597e-05 | 2025-07-14 | 0 | 0 | 0 | 0 | 0 | 0 | 3.7817e-05 | 0.00014067 | 0.00026638 | 0.00037125 | 0.00044884 | 0.00049827 | 0.00038076 | 0.00021259 | 1.8743e-05 | 9.0918e-05 | 0.00018001 | 9.3785e-05 | 3.4681e-06 | 0 | 0 | 0 | 0 | 0
2 | 8 | 14 | 0 | 145 | 2 | 1.8 | 0.12 | 138.264 | 5.502 | 141.613 | 131.839 | 0.13184 | 0.13184 | 2 | 8 | 14 | 9.0432e-05 | 9.0391e-05 | 2025-07-15 | 0 | 0 | 0 | 0 | 0 | 0 | 2.8668e-05 | 0.00014583 | 0.00028566 | 0.00039131 | 0.00047073 | 0.00051881 | 0.00054075 | 0.0005359 | 0.00049995 | 0.00043527 | 0.00034008 | 0.00016868 | 7.3582e-05 | 7.7545e-06 | 0 | 0 | 0 | 0
2 | 8 | 15 | 0 | 63 | 2 | 1.6 | 0.12 | 58.505 | 3.55 | 59.007 | 52.16 | 0.05216 | 0.05216 | 2 | 8 | 15 | 3.5778e-05 | 3.5762e-05 | 2025-07-16 | 0 | 0 | 0 | 0 | 0 | 0 | 2.8466e-05 | 0.00014786 | 0.00028969 | 0.00038915 | 0.00046286 | 0.00050956 | 0.00053122 | 0.0005201 | 0.00048411 | 0.00042334 | 0.00033052 | 0.0002064 | 7.1974e-05 | 7.1748e-06 | 0 | 0 | 0 | 0
2 | 8 | 16 | 0 | 58 | 1 | 1.2 | 0.12 | 53.901 | 2.568 | 54.618 | 47.927 | 0.047927 | 0.047927 | 2 | 8 | 16 | 3.2875e-05 | 3.286e-05 | 2025-07-17 | 0 | 0 | 0 | 0 | 0 | 0 | 2.8715e-05 | 0.00014544 | 0.00028447 | 0.00039165 | 0.00046724 | 0.00051285 | 0.0005317 | 0.00052426 | 0.00048757 | 0.00042039 | 0.00032867 | 0.00020691 | 7.4574e-05 | 7.5631e-06 | 0 | 0 | 0 | 0
2 | 8 | 17 | 0 | 14 | 0 | 0.9 | 0.12 | 12.961 | 0.398 | 11.57 | 6.404 | 0.006404 | 0.006404 | 2 | 8 | 17 | 4.3927e-06 | 4.3907e-06 | 2025-07-18 | 0 | 0 | 0 | 0 | 0 | 0 | 3.0531e-05 | 0.00014137 | 0.0002707 | 0.00036809 | 0.00043902 | 0.00048574 | 0.00024858 | 0.00033989 | 0.00031396 | 0.00023917 | 0.00019962 | 0.00011468 | 6.6376e-05 | 8.1948e-06 | 0 | 0 | 0 | 0
2 | 8 | 18 | 0 | 0 | 0 | 0.9 | 0.12 | 0 | 0 | 0 | 0 | 0 | 0 | 2 | 8 | 18 | 0 | 0 | 2025-07-19 | 0 | 0 | 0 | 0 | 0 | 0 | 3.4395e-05 | 0.00013972 | 0.0002701 | 0.00037364 | 0.0004364 | 0.00048482 | 0.00050446 | 0.00048374 | 0.00032415 | 0.00027222 | 0.00024632 | 0.00014349 | 6.4922e-05 | 6.5897e-06 | 0 | 0 | 0 | 0
2 | 8 | 19 | 0 | 0 | 0 | 0.9 | 0.12 | 0 | 0 | 0 | 0 | 0 | 0 | 2 | 8 | 19 | 0 | 0 | 2025-07-20 | 0 | 0 | 0 | 0 | 0 | 0 | 2.4419e-07 | 4.2199e-05 | 1.693e-05 | 0.00021672 | 0.00030017 | 0.00025878 | 0.00010939 | 0.00018782 | 0.00020508 | 0.00028681 | 0.00020041 | 0.00013783 | 7.444e-05 | 6.8751e-06 | 0 | 0 | 0 | 0
2 | 8 | 20 | 0 | 0 | 0 | 0.8 | 0.12 | 0 | 0 | 0 | 0 | 0 | 0 | 2 | 8 | 20 | 0 | 0 | 2025-07-21 | 0 | 0 | 0 | 0 | 0 | 0 | 1.9643e-05 | 7.5459e-05 | 0.00012268 | 0.00015499 | 0.00017733 | 0.00032856 | 0.00031172 | 0.00041001 | 0.00034727 | 0.00030416 | 0.00011686 | 2.0715e-07 | 2.0428e-05 | 0 | 0 | 0 | 0 | 0
2 | 8 | 21 | 0 | 0 | -1 | 0.7 | 0.12 | 0 | -1 | 0 | 0 | 0 | 0 | 2 | 8 | 21 | 0 | 0 | 2025-07-22 | 0 | 0 | 0 | 0 | 0 | 0 | 1.3719e-06 | 2.8816e-05 | 0.0001775 | 0.00029197 | 0.0002017 | 5.3095e-05 | 0.00042335 | 0.00042167 | 0.00037863 | 0.00044386 | 7.5863e-05 | 0.00021212 | 7.1616e-05 | 5.0759e-06 | 0 | 0 | 0 | 0
2 | 8 | 22 | 0 | 0 | -2 | 0.5 | 0.12 | 0 | -2 | 0 | 0 | 0 | 0 | 2 | 8 | 22 | 0 | 0 | 2025-07-23 | 0 | 0 | 0 | 0 | 0 | 0 | 2.5903e-05 | 0.00014604 | 0.00029209 | 0.00040116 | 0.00047944 | 0.00052761 | 0.0005485 | 0.0005363 | 0.00049763 | 0.00043453 | 0.00033619 | 0.00020836 | 7.2982e-05 | 5.0677e-06 | 0 | 0 | 0 | 0
2 | 8 | 23 | 0 | 0 | -3 | 0.5 | 0.12 | 0 | -3 | 0 | 0 | 0 | 0 | 2 | 8 | 23 | 0 | 0 | 2025-07-24 | 0 | 0 | 0 | 0 | 0 | 0 | 2.664e-05 | 0.00014395 | 0.000288 | 0.00039726 | 0.0004768 | 0.00052616 | 0.00054574 | 0.00053451 | 0.00049814 | 0.00043511 | 0.00025629 | 0.0001665 | 7.2015e-05 | 3.8947e-06 | 0 | 0 | 0 | 0
2 | 9 | 0 | 0 | 0 | -4 | 0.5 | 0.12 | 0 | -4 | 0 | 0 | 0 | 0 | 2 | 9 | 0 | 0 | 0 | 2025-07-25 | 0 | 0 | 0 | 0 | 0 | 0 | 2.6351e-05 | 0.00014352 | 0.00028733 | 0.00039458 | 0.0004716 | 0.00051937 | 0.00053788 | 0.00052943 | 0.00049598 | 0.00043123 | 0.00033564 | 0.00020918 | 7.1038e-05 | 3.3954e-06 | 0 | 0 | 0 | 0
2 | 9 | 1 | 0 | 0 | -4 | 0.5 | 0.12 | 0 | -4 | 0 | 0 | 0 | 0 | 2 | 9 | 1 | 0 | 0 | 2025-07-26 | 0 | 0 | 0 | 0 | 0 | 0 | 2.5449e-05 | 0.00014156 | 0.00028277 | 0.00034049 | 0.00035841 | 0.0004461 | 0.00043452 | 0.00043082 | 0.00036706 | 0.00036309 | 9.5696e-05 | 0.00017026 | 4.5512e-06 | 0 | 0 | 0 | 0 | 0
2 | 9 | 2 | 0 | 0 | -4 | 0.5 | 0.12 | 0 | -4 | 0 | 0 | 0 | 0 | 2 | 9 | 2 | 0 | 0 | 2025-07-27 | 0 | 0 | 0 | 0 | 0 | 0 | 2.5283e-05 | 9.5245e-05 | 0.00015265 | 5.1419e-05 | 7.4163e-05 | 0.0001078 | 7.3816e-05 | 0.00027004 | 0.00038018 | 0.0003314 | 0.00021395 | 8.7077e-05 | 5.848e-05 | 3.5908e-06 | 0 | 0 | 0 | 0
2 | 9 | 3 | 0 | 0 | -4 | 0.5 | 0.12 | 0 | -4 | 0 | 0 | 0 | 0 | 2 | 9 | 3 | 0 | 0 | 2025-07-28 | 0 | 0 | 0 | 0 | 0 | 0 | 1.1832e-05 | 4.1657e-06 | 0.00011682 | 0.0002155 | 0.00027173 | 0.00011898 | 0.00018116 | 0.0004349 | 0.00048003 | 0.00040983 | 0.00030696 | 0.00018447 | 6.9959e-05 | 2.2567e-06 | 0 | 0 | 0 | 0
2 | 9 | 4 | 0 | 0 | -5 | 0.5 | 0.12 | 0 | -5 | 0 | 0 | 0 | 0 | 2 | 9 | 4 | 0 | 0 | 2025-07-29 | 0 | 0 | 0 | 0 | 0 | 0 | 3.0306e-05 | 4.6026e-06 | 4.5603e-05 | 0.00019969 | 0.00024348 | 0.00024128 | 0.00051606 | 0.00051017 | 0.00047503 | 0.00040964 | 0.00031408 | 0.0001905 | 6.7238e-05 | 2.8487e-06 | 0 | 0 | 0 | 0
2 | 9 | 5 | 0 | 0 | -5 | 0.4 | 0.12 | 0 | -5 | 0 | 0 | 0 | 0 | 2 | 9 | 5 | 0 | 0 | 2025-07-30 | 0 | 0 | 0 | 0 | 0 | 0 | 2.9482e-05 | 0.00012696 | 0.00025205 | 0.00035639 | 0.00043572 | 0.00048772 | 0.00041867 | 0.00049303 | 0.0004549 | 0.00039169 | 0.00025097 | 0.00016286 | 5.9379e-05 | 1.8136e-06 | 0 | 0 | 0 | 0
2 | 9 | 6 | 0 | 0 | -4 | 0.4 | 0.12 | 0 | -4 | 0 | 0 | 0 | 0 | 2 | 9 | 6 | 0 | 0 | 2025-07-31 | 0 | 0 | 0 | 0 | 0 | 0 | 2.7312e-05 | 0.0001271 | 0.00025459 | 0.00036199 | 0.00043409 | 0.00040303 | 0.00050341 | 0.00042414 | 0.00017573 | 0.00021878 | 0.00024806 | 0.00016868 | 5.6403e-05 | 2.8398e-06 | 0 | 0 | 0 | 0
2 | 9 | 7 | 0 | 0 | -3 | 0.6 | 0.12 | 0 | -3 | 0 | 0 | 0 | 0 | 2 | 9 | 7 | 0 | 0 | 2025-08-01 | 0 | 0 | 0 | 0 | 0 | 0 | 2.2533e-05 | 0.00013488 | 0.00027657 | 0.00038549 | 0.00046527 | 0.00031786 | 0.00036243 | 0.00042629 | 0.00028331 | 0.00033267 | 0.00017116 | 8.0355e-05 | 5.876e-05 | 2.564e-06 | 0 | 0 | 0 | 0
2 | 9 | 8 | 562 | 42 | -1 | 0.9 | 0.12 | 222.453 | 5.78 | 210.987 | 198.754 | 0.19875 | 0.19875 | 2 | 9 | 8 | 0.00013633 | 0.00013627 | 2025-08-02 | 0 | 0 | 0 | 0 | 0 | 0 | 2.2898e-05 | 0.00013621 | 0.00028181 | 0.00039241 | 0.00047381 | 0.00052098 | 0.00040369 | 0.00039713 | 0.00030355 | 0.00027431 | 0.00026264 | 0.00019148 | 6.2816e-05 | 2.2601e-06 | 0 | 0 | 0 | 0
2 | 9 | 9 | 793 | 64 | 0 | 0.8 | 0.12 | 476.852 | 15.432 | 500.192 | 477.712 | 0.47771 | 0.47771 | 2 | 9 | 9 | 0.00032768 | 0.00032753 | 2025-08-03 | 0 | 0 | 0 | 0 | 0 | 0 | 2.4033e-05 | 0.00013578 | 0.00027743 | 0.00039087 | 0.00045942 | 0.00051757 | 0.00049989 | 0.00050238 | 0.00050012 | 0.00043673 | 0.00034055 | 0.00020755 | 6.2642e-05 | 3.2355e-06 | 0 | 0 | 0 | 0
2 | 9 | 10 | 890 | 76 | 1 | 0.8 | 0.12 | 686.167 | 23.194 | 699.3 | 669.765 | 0.66976 | 0.66976 | 2 | 9 | 10 | 0.00045941 | 0.0004592 | 2025-08-04 | 0 | 0 | 0 | 0 | 0 | 0 | 2.1948e-05 | 0.00013423 | 0.00028316 | 0.00039418 | 0.0004724 | 0.00052079 | 0.00053919 | 0.00052927 | 0.00047942 | 0.00040829 | 0.00032592 | 0.00019602 | 5.9982e-05 | 1.258e-06 | 0 | 0 | 0 | 0
2 | 9 | 11 | 938 | 84 | 3 | 0.7 | 0.12 | 828.584 | 30.49 | 815.567 | 781.912 | 0.78191 | 0.78191 | 2 | 9 | 11 | 0.00053634 | 0.00053609 | 2025-08-05 | 0 | 0 | 0 | 0 | 0 | 0 | 1.9669e-05 | 0.00013026 | 0.00027204 | 0.00038031 | 0.00045798 | 0.00048414 | 0.00036088 | 0.00038475 | 0.00044006 | 0.00041346 | 0.00031681 | 0.00019094 | 5.8744e-05 | 1.627e-06 | 0 | 0 | 0 | 0
2 | 9 | 12 | 948 | 90 | 4 | 0.6 | 0.12 | 894.509 | 34.489 | 863.435 | 828.084 | 0.82808 | 0.82808 | 2 | 9 | 12 | 0.00056801 | 0.00056775 | 2025-08-06 | 0 | 0 | 0 | 0 | 0 | 0 | 2.1029e-05 | 0.00012993 | 0.00018333 | 0.00038147 | 0.00020054 | 0.00017471 | 0.00042849 | 0.00022135 | 0.00019518 | 0.00017186 | 0.00014128 | 0.00016418 | 5.4112e-05 | 5.6658e-07 | 0 | 0 | 0 | 0
2 | 9 | 13 | 937 | 92 | 5 | 0.5 | 0.12 | 880.152 | 35.874 | 845.476 | 810.761 | 0.81076 | 0.81076 | 2 | 9 | 13 | 0.00055613 | 0.00055587 | 2025-08-07 | 0 | 0 | 0 | 0 | 0 | 0 | 2.3947e-05 | 0.0001137 | 0.00023616 | 0.0003779 | 0.00046924 | 0.00052255 | 0.00054852 | 0.0003267 | 0.00046515 | 0.0004022 | 0.00029517 | 0.00018011 | 5.6453e-05 | 2.0797e-06 | 0 | 0 | 0 | 0
2 | 9 | 14 | 891 | 93 | 4 | 0.5 | 0.12 | 786.496 | 31.615 | 771.704 | 739.604 | 0.7396 | 0.7396 | 2 | 9 | 14 | 0.00050732 | 0.00050709 | 2025-08-08 | 0 | 0 | 0 | 0 | 0 | 0 | 1.7951e-05 | 0.00013095 | 0.00027887 | 0.00039037 | 0.00043516 | 0.00048812 | 0.00054286 | 0.00052093 | 0.00046826 | 0.00040034 | 0.00030914 | 5.1957e-05 | 1.6178e-05 | 0 | 0 | 0 | 0 | 0
2 | 9 | 15 | 814 | 86 | 3 | 0.4 | 0.12 | 615.79 | 25.309 | 623.274 | 596.432 | 0.59643 | 0.59643 | 2 | 9 | 15 | 0.00040911 | 0.00040893 | 2025-08-09 | 0 | 0 | 0 | 0 | 0 | 0 | 1.9033e-05 | 0.00012625 | 0.00027254 | 0.00038457 | 0.00046925 | 0.00052109 | 0.00054616 | 0.00053928 | 0.00050209 | 0.00043406 | 0.00033633 | 0.00020041 | 5.4669e-05 | 9.85e-07 | 0 | 0 | 0 | 0
2 | 9 | 16 | 380 | 92 | 1 | 0.3 | 0.12 | 280.913 | 11.451 | 291.539 | 276.452 | 0.27645 | 0.27645 | 2 | 9 | 16 | 0.00018963 | 0.00018954 | 2025-08-10 | 0 | 0 | 0 | 0 | 0 | 0 | 1.5974e-05 | 0.0001349 | 0.00028122 | 0.000305 | 0.00033458 | 0.00031096 | 0.00048212 | 0.00054926 | 0.00051035 | 0.00043956 | 0.00033736 | 0.00020008 | 5.3389e-05 | 1.0207e-06 | 0 | 0 | 0 | 0
2 | 9 | 17 | 40 | 38 | 0 | 0.4 | 0.12 | 51.812 | 1.816 | 47.524 | 41.084 | 0.041084 | 0.041084 | 2 | 9 | 17 | 2.8181e-05 | 2.8168e-05 | 2025-08-11 | 0 | 0 | 0 | 0 | 0 | 0 | 1.6202e-05 | 0.00013092 | 0.0002795 | 0.00039165 | 0.00046744 | 0.0004998 | 0.00050886 | 0.00042507 | 0.00043145 | 0.00035059 | 0.00023395 | 0.00015222 | 4.8724e-05 | 1.8726e-07 | 0 | 0 | 0 | 0
2 | 9 | 18 | 0 | 0 | 0 | 0.5 | 0.12 | 0 | 0 | 0 | 0 | 0 | 0 | 2 | 9 | 18 | 0 | 0 | 2025-08-12 | 0 | 0 | 0 | 0 | 0 | 0 | 1.6603e-05 | 6.523e-05 | 0.00011339 | 0.00015256 | 0.00021457 | 0.00028036 | 0.00019306 | 0.0002411 | 0.00025224 | 0.00015016 | 4.5339e-05 | 8.5473e-05 | 4.9716e-05 | 0 | 0 | 0 | 0 | 0
2 | 9 | 19 | 0 | 0 | -1 | 0.6 | 0.12 | 0 | -1 | 0 | 0 | 0 | 0 | 2 | 9 | 19 | 0 | 0 | 2025-08-13 | 0 | 0 | 0 | 0 | 0 | 0 | 1.1412e-05 | 4.1615e-05 | 2.2581e-05 | 7.3065e-05 | 0.000186 | 0.00029185 | 0.00041511 | 0.00028066 | 0.0003902 | 0.00025512 | 0.00025586 | 0.00018342 | 4.896e-05 | 0 | 0 | 0 | 0 | 0
2 | 9 | 20 | 0 | 0 | -1 | 0.7 | 0.12 | 0 | -1 | 0 | 0 | 0 | 0 | 2 | 9 | 20 | 0 | 0 | 2025-08-14 | 0 | 0 | 0 | 0 | 0 | 0 | 1.6858e-05 | 0.00012348 | 0.00010892 | 0.0002353 | 0.00038796 | 0.00041175 | 0.00042378 | 0.00041299 | 0.00041704 | 0.00032593 | 0.00030236 | 0.0001752 | 2.8864e-05 | 0 | 0 | 0 | 0 | 0
2 | 9 | 21 | 0 | 0 | -1 | 0.7 | 0.12 | 0 | -1 | 0 | 0 | 0 | 0 | 2 | 9 | 21 | 0 | 0 | 2025-08-15 | 0 | 0 | 0 | 0 | 0 | 0 | 1.5222e-05 | 0.00012396 | 0.00027104 | 0.00038416 | 0.00046184 | 0.00034112 | 0.0004452 | 0.00045202 | 0.00040833 | 0.00023359 | 0.0002188 | 0.00017403 | 4.9739e-05 | 0 | 0 | 0 | 0 | 0
2 | 9 | 22 | 0 | 0 | -2 | 0.8 | 0.12 | 0 | -2 | 0 | 0 | 0 | 0 | 2 | 9 | 22 | 0 | 0 | 2025-08-16 | 0 | 0 | 0 | 0 | 0 | 0 | 1.7023e-05 | 0.0001213 | 0.00026428 | 0.00037782 | 0.00044361 | 0.00050674 | 0.00048859 | 0.00041266 | 0.00047072 | 0.00027837 | 0.0002551 | 0.00016452 | 4.2938e-05 | 0 | 0 | 0 | 0 | 0
2 | 9 | 23 | 0 | 0 | -2 | 0.8 | 0.12 | 0 | -2 | 0 | 0 | 0 | 0 | 2 | 9 | 23 | 0 | 0 | 2025-08-17 | 0 | 0 | 0 | 0 | 0 | 0 | 1.4325e-05 | 8.1523e-05 | 0.00015595 | 0.00028588 | 0.00045888 | 0.00040652 | 0.00025467 | 0.000134 | 0.00025124 | 0.00030044 | 0.00024843 | 0.00012875 | 4.2827e-05 | 0 | 0 | 0 | 0 | 0
2 | 10 | 0 | 0 | 0 | -2 | 0.8 | 0.12 | 0 | -2 | 0 | 0 | 0 | 0 | 2 | 10 | 0 | 0 | 0 | 2025-08-18 | 0 | 0 | 0 | 0 | 0 | 0 | 1.4423e-05 | 9.5986e-05 | 0.00023448 | 0.00029571 | 0.00040421 | 0.00042144 | 0.00039369 | 0.00041131 | 0.00039182 | 0.00039893 | 0.00029477 | 0.00016518 | 3.8168e-05 | 0 | 0 | 0 | 0 | 0
2 | 10 | 1 | 0 | 0 | -2 | 0.7 | 0.12 | 0 | -2 | 0 | 0 | 0 | 0 | 2 | 10 | 1 | 0 | 0 | 2025-08-19 | 0 | 0 | 0 | 0 | 0 | 0 | 1.4835e-05 | 0.00011488 | 0.00025394 | 0.00036284 | 0.00044281 | 0.00049127 | 0.00047905 | 0.00046747 | 0.00046888 | 0.00039777 | 0.00023288 | 0.0001631 | 4.0322e-05 | 0 | 0 | 0 | 0 | 0
2 | 10 | 2 | 0 | 0 | -1 | 0.7 | 0.12 | 0 | -1 | 0 | 0 | 0 | 0 | 2 | 10 | 2 | 0 | 0 | 2025-08-20 | 0 | 0 | 0 | 0 | 0 | 0 | 1.0089e-05 | 0.0001068 | 0.00023367 | 0.00030978 | 0.00040751 | 0.00016785 | 0.00023058 | 0.00011033 | 0.00023587 | 1.9753e-05 | 1.1319e-05 | 4.3098e-05 | 2.7895e-05 | 0 | 0 | 0 | 0 | 0
2 | 10 | 3 | 0 | 0 | -1 | 0.7 | 0.12 | 0 | -1 | 0 | 0 | 0 | 0 | 2 | 10 | 3 | 0 | 0 | 2025-08-21 | 0 | 0 | 0 | 0 | 0 | 0 | 1.2747e-05 | 0.00012074 | 0.00027183 | 0.00014132 | 0.0003228 | 0.00033953 | 0.00040608 | 0.000419 | 0.00047753 | 0.00040671 | 0.00029832 | 0.00016473 | 3.9281e-05 | 0 | 0 | 0 | 0 | 0
2 | 10 | 4 | 0 | 0 | 0 | 0.7 | 0.12 | 0 | 0 | 0 | 0 | 0 | 0 | 2 | 10 | 4 | 0 | 0 | 2025-08-22 | 0 | 0 | 0 | 0 | 0 | 0 | 1.1456e-05 | 2.7434e-05 | 7.7415e-05 | 0.00014026 | 0.00010701 | 0.00012348 | 0.00027914 | 8.1354e-05 | 0.00022287 | 0.00024791 | 8.5361e-05 | 0.00010385 | 2.358e-05 | 0 | 0 | 0 | 0 | 0
2 | 10 | 5 | 0 | 0 | 0 | 0.8 | 0.12 | 0 | 0 | 0 | 0 | 0 | 0 | 2 | 10 | 5 | 0 | 0 | 2025-08-23 | 0 | 0 | 0 | 0 | 0 | 0 | 0 | 1.9453e-05 | 0.00013729 | 0.00018612 | 0.00028191 | 0.00031294 | 0.00037529 | 0.00038374 | 0.00018818 | 0.00022613 | 0.00020112 | 6.9972e-05 | 3.4491e-05 | 0 | 0 | 0 | 0 | 0
2 | 10 | 6 | 0 | 0 | 0 | 0.8 | 0.12 | 0 | 0 | 0 | 0 | 0 | 0 | 2 | 10 | 6 | 0 | 0 | 2025-08-24 | 0 | 0 | 0 | 0 | 0 | 0 | 1.1298e-05 | 0.00012986 | 0.00029358 | 0.00041595 | 0.00050372 | 0.00055516 | 0.00056007 | 0.00051995 | 0.00044774 | 0.00042634 | 0.00033057 | 0.00018084 | 3.5666e-05 | 0 | 0 | 0 | 0 | 0
2 | 10 | 7 | 0 | 0 | 0 | 0.9 | 0.12 | 0 | 0 | 0 | 0 | 0 | 0 | 2 | 10 | 7 | 0 | 0 | 2025-08-25 | 0 | 0 | 0 | 0 | 0 | 0 | 8.0124e-06 | 8.7239e-05 | 0.00026553 | 0.00038284 | 0.00047592 | 0.00046771 | 0.00049473 | 0.00049577 | 0.00048333 | 0.00041718 | 0.00026282 | 0.00015331 | 3.0286e-05 | 0 | 0 | 0 | 0 | 0
2 | 10 | 8 | 43 | 57 | 2 | 1 | 0.12 | 71.298 | 4.155 | 69.651 | 62.426 | 0.062426 | 0.062426 | 2 | 10 | 8 | 4.282e-05 | 4.28e-05 | 2025-08-26 | 0 | 0 | 0 | 0 | 0 | 0 | 1.5447e-06 | 2.5333e-05 | 2.216e-05 | 4.1134e-05 | 5.5901e-05 | 6.9671e-05 | 6.8866e-05 | 8.1684e-05 | 7.0462e-05 | 4.6175e-05 | 2.2907e-05 | 1.1018e-05 | 0 | 0 | 0 | 0 | 0 | 0
2 | 10 | 9 | 0 | 70 | 4 | 1.1 | 0.12 | 65.324 | 5.947 | 65.815 | 58.727 | 0.058727 | 0.058727 | 2 | 10 | 9 | 4.0283e-05 | 4.0264e-05 | 2025-08-27 | 0 | 0 | 0 | 0 | 0 | 0 | 9.2909e-06 | 2.9816e-05 | 4.7702e-05 | 0.00015732 | 6.7699e-05 | 6.823e-05 | 0.0001054 | 0.00024281 | 0.00025825 | 4.0187e-05 | 6.8668e-05 | 9.8869e-05 | 2.3606e-05 | 0 | 0 | 0 | 0 | 0
2 | 10 | 10 | 16 | 170 | 7 | 1.4 | 0.12 | 176.001 | 11.877 | 178.46 | 167.381 | 0.16738 | 0.16738 | 2 | 10 | 10 | 0.00011481 | 0.00011476 | 2025-08-28 | 0 | 0 | 0 | 0 | 0 | 0 | 7.9787e-06 | 0.0001254 | 0.00028874 | 0.00040989 | 0.0004987 | 0.00055316 | 0.0005725 | 0.00056255 | 0.00051417 | 0.00043425 | 0.0003157 | 0.00017026 | 2.9787e-05 | 0 | 0 | 0 | 0 | 0
2 | 10 | 11 | 15 | 200 | 9 | 1.5 | 0.12 | 205.972 | 14.569 | 206.245 | 194.181 | 0.19418 | 0.19418 | 2 | 10 | 11 | 0.00013319 | 0.00013313 | 2025-08-29 | 0 | 0 | 0 | 0 | 0 | 0 | 7.0184e-06 | 0.00012369 | 0.00028563 | 0.00040555 | 0.00049117 | 0.00054108 | 0.00055684 | 0.00050318 | 0.00048676 | 0.00041446 | 0.00029892 | 0.00015872 | 2.4202e-05 | 0 | 0 | 0 | 0 | 0
2 | 10 | 12 | 281 | 268 | 9 | 1.4 | 0.12 | 533.811 | 23.794 | 530.654 | 507.094 | 0.50709 | 0.50709 | 2 | 10 | 12 | 0.00034783 | 0.00034767 | 2025-08-30 | 0 | 0 | 0 | 0 | 0 | 0 | 5.4058e-06 | 8.0166e-05 | 0.0002385 | 0.00037032 | 0.00045301 | 0.00050425 | 0.00042033 | 0.0004032 | 0.00028366 | 4.7711e-05 | 5.0901e-05 | 5.1215e-05 | 6.3785e-06 | 0 | 0 | 0 | 0 | 0
2 | 10 | 13 | 76 | 265 | 9 | 1.4 | 0.12 | 337.289 | 18.331 | 337.542 | 320.825 | 0.32082 | 0.32082 | 2 | 10 | 13 | 0.00022006 | 0.00021996 | 2025-08-31 | 0 | 0 | 0 | 0 | 0 | 0 | 0 | 2.0564e-05 | 7.1187e-05 | 0.00015125 | 0.00023677 | 0.00023125 | 0.00041455 | 0.00023153 | 0.00016788 | 5.7923e-05 | 6.6166e-05 | 1.9911e-05 | 3.2664e-06 | 0 | 0 | 0 | 0 | 0
2 | 10 | 14 | 0 | 149 | 9 | 1.6 | 0.12 | 142.134 | 12.758 | 141.603 | 131.829 | 0.13183 | 0.13183 | 2 | 10 | 14 | 9.0426e-05 | 9.0384e-05 | 2025-09-01 | 0 | 0 | 0 | 0 | 0 | 0 | 5.5279e-06 | 0.00010597 | 0.00024925 | 0.00035297 | 0.00032013 | 0.00031563 | 0.0003689 | 0.00035008 | 0.00024664 | 0.00017663 | 8.9064e-05 | 3.188e-05 | 1.0502e-05 | 0 | 0 | 0 | 0 | 0
2 | 10 | 15 | 9 | 152 | 8 | 1.5 | 0.12 | 152.942 | 12.144 | 154.444 | 144.215 | 0.14422 | 0.14422 | 2 | 10 | 15 | 9.8922e-05 | 9.8877e-05 | 2025-09-02 | 0 | 0 | 0 | 0 | 0 | 0 | 0 | 5.3324e-05 | 8.4079e-05 | 9.6844e-05 | 0.00018798 | 0.00019424 | 0.00032639 | 0.00033175 | 0.00017036 | 5.7812e-05 | 8.6704e-05 | 3.1741e-05 | 1.0051e-05 | 0 | 0 | 0 | 0 | 0
2 | 10 | 16 | 0 | 45 | 8 | 1.6 | 0.12 | 41.747 | 9.107 | 40.777 | 34.576 | 0.034576 | 0.034576 | 2 | 10 | 16 | 2.3717e-05 | 2.3706e-05 | 2025-09-03 | 0 | 0 | 0 | 0 | 0 | 0 | 0 | 1.6193e-05 | 4.3867e-05 | 0.00012572 | 0.00023134 | 0.00033996 | 0.00034643 | 0.00037348 | 0.00029053 | 0.00030354 | 0.00022712 | 0.00011209 | 1.6342e-05 | 0 | 0 | 0 | 0 | 0
2 | 10 | 17 | 0 | 17 | 7 | 1.9 | 0.12 | 15.745 | 7.385 | 13.96 | 8.709 | 0.008709 | 0.008709 | 2 | 10 | 17 | 5.9738e-06 | 5.9711e-06 | 2025-09-04 | 0 | 0 | 0 | 0 | 0 | 0 | 3.4269e-06 | 0.00011169 | 0.0002562 | 0.00040277 | 0.00048949 | 0.0004974 | 0.0005576 | 0.00053065 | 0.00037511 | 0.00042288 | 0.00030736 | 0.00015411 | 1.8088e-05 | 0 | 0 | 0 | 0 | 0
2 | 10 | 18 | 0 | 0 | 7 | 2 | 0.12 | 0 | 7 | 0 | 0 | 0 | 0 | 2 | 10 | 18 | 0 | 0 | 2025-09-05 | 0 | 0 | 0 | 0 | 0 | 0 | 3.809e-06 | 0.00012039 | 0.00028499 | 0.00040463 | 0.0004864 | 0.00053643 | 0.00055666 | 0.0005425 | 0.00049819 | 0.00041798 | 0.00030535 | 0.00014944 | 1.5855e-05 | 0 | 0 | 0 | 0 | 0
2 | 10 | 19 | 0 | 0 | 7 | 1.9 | 0.12 | 0 | 7 | 0 | 0 | 0 | 0 | 2 | 10 | 19 | 0 | 0 | 2025-09-06 | 0 | 0 | 0 | 0 | 0 | 0 | 3.0977e-06 | 0.00010788 | 0.00019749 | 0.0003675 | 0.00040637 | 0.0004537 | 0.00043855 | 0.00029763 | 0.00033896 | 0.00010334 | 0.00021944 | 0.000106 | 1.3709e-05 | 0 | 0 | 0 | 0 | 0
2 | 10 | 20 | 0 | 0 | 7 | 1.7 | 0.12 | 0 | 7 | 0 | 0 | 0 | 0 | 2 | 10 | 20 | 0 | 0 | 2025-09-07 | 0 | 0 | 0 | 0 | 0 | 0 | 2.636e-06 | 0.00010244 | 0.00024743 | 0.00036767 | 0.00045521 | 0.00050519 | 0.00052458 | 0.00051261 | 0.00046301 | 0.00031777 | 0.00019531 | 0.00011124 | 1.0833e-05 | 0 | 0 | 0 | 0 | 0
2 | 10 | 21 | 0 | 0 | 7 | 1.6 | 0.12 | 0 | 7 | 0 | 0 | 0 | 0 | 2 | 10 | 21 | 0 | 0 | 2025-09-08 | 0 | 0 | 0 | 0 | 0 | 0 | 2.2451e-06 | 9.5447e-05 | 0.00024266 | 0.00037508 | 0.00045751 | 0.00050452 | 0.00048828 | 0.00051029 | 0.00046473 | 0.00038579 | 0.00027643 | 0.00013018 | 1.0152e-05 | 0 | 0 | 0 | 0 | 0
2 | 10 | 22 | 0 | 0 | 8 | 1.4 | 0.12 | 0 | 8 | 0 | 0 | 0 | 0 | 2 | 10 | 22 | 0 | 0 | 2025-09-09 | 0 | 0 | 0 | 0 | 0 | 0 | 3.0099e-06 | 0.00010622 | 0.00026134 | 0.00037859 | 0.00046193 | 0.00051346 | 0.00052862 | 0.00050772 | 0.0004581 | 0.00037737 | 0.0002661 | 0.00012071 | 7.666e-06 | 0 | 0 | 0 | 0 | 0
2 | 10 | 23 | 0 | 0 | 8 | 1.3 | 0.12 | 0 | 8 | 0 | 0 | 0 | 0 | 2 | 10 | 23 | 0 | 0 | 2025-09-10 | 0 | 0 | 0 | 0 | 0 | 0 | 2.5482e-06 | 9.8968e-05 | 0.00024465 | 0.00035901 | 0.00044124 | 0.0003176 | 0.00025388 | 0.00040939 | 0.00027773 | 0.00021813 | 2.4945e-05 | 5.3098e-05 | 5.8681e-06 | 0 | 0 | 0 | 0 | 0
2 | 11 | 0 | 0 | 0 | 9 | 1.2 | 0.12 | 0 | 9 | 0 | 0 | 0 | 0 | 2 | 11 | 0 | 0 | 0 | 2025-09-11 | 0 | 0 | 0 | 0 | 0 | 0 | 1.4219e-06 | 5.3624e-05 | 1.9542e-05 | 8.3427e-05 | 8.675e-05 | 9.2521e-05 | 8.8403e-05 | 0.00010503 | 0.00018582 | 0.0001168 | 5.15e-05 | 7.6863e-05 | 5.6013e-06 | 0 | 0 | 0 | 0 | 0
2 | 11 | 1 | 0 | 0 | 9 | 1.1 | 0.12 | 0 | 9 | 0 | 0 | 0 | 0 | 2 | 11 | 1 | 0 | 0 | 2025-09-12 | 0 | 0 | 0 | 0 | 0 | 0 | 2.232e-06 | 9.7058e-05 | 0.00018169 | 0.00013421 | 0.00024421 | 0.00043598 | 0.00043365 | 0.00048776 | 0.00038861 | 0.00033407 | 0.0001767 | 5.2916e-05 | 2.2032e-06 | 0 | 0 | 0 | 0 | 0
2 | 11 | 2 | 0 | 0 | 10 | 1.2 | 0.12 | 0 | 10 | 0 | 0 | 0 | 0 | 2 | 11 | 2 | 0 | 0 | 2025-09-13 | 0 | 0 | 0 | 0 | 0 | 0 | 0 | 1.671e-05 | 7.6418e-05 | 0.00017112 | 0.0003368 | 0.00046891 | 0.00041309 | 0.00036715 | 0.00030597 | 0.00022783 | 0.0001679 | 9.4009e-05 | 2.2272e-06 | 0 | 0 | 0 | 0 | 0
2 | 11 | 3 | 0 | 0 | 10 | 1.3 | 0.12 | 0 | 10 | 0 | 0 | 0 | 0 | 2 | 11 | 3 | 0 | 0 | 2025-09-14 | 0 | 0 | 0 | 0 | 0 | 0 | 7.6207e-07 | 9.5458e-05 | 0.00024224 | 0.00036501 | 0.00044813 | 0.00049394 | 0.00049424 | 0.00046163 | 0.00040203 | 0.00030413 | 0.00019193 | 7.71e-05 | 0 | 0 | 0 | 0 | 0 | 0
2 | 11 | 4 | 0 | 0 | 9 | 1.3 | 0.12 | 0 | 9 | 0 | 0 | 0 | 0 | 2 | 11 | 4 | 0 | 0 | 2025-09-15 | 0 | 0 | 0 | 0 | 0 | 0 | 8.286e-07 | 9.9499e-05 | 0.00025567 | 0.00038288 | 0.00047338 | 0.00052669 | 0.0005328 | 0.00050355 | 0.00045248 | 0.00036545 | 0.00024874 | 0.0001044 | 1.9453e-06 | 0 | 0 | 0 | 0 | 0
2 | 11 | 5 | 0 | 0 | 8 | 1.3 | 0.12 | 0 | 8 | 0 | 0 | 0 | 0 | 2 | 11 | 5 | 0 | 0 | 2025-09-16 | 0 | 0 | 0 | 0 | 0 | 0 | 0 | 8.7481e-05 | 0.00023322 | 0.00034777 | 0.0004267 | 0.00046734 | 0.00049157 | 0.00044845 | 0.00042155 | 0.00032251 | 0.00016556 | 7.7856e-05 | 3.1141e-07 | 0 | 0 | 0 | 0 | 0
2 | 11 | 6 | 0 | 0 | 7 | 1.4 | 0.12 | 0 | 7 | 0 | 0 | 0 | 0 | 2 | 11 | 6 | 0 | 0 | 2025-09-17 | 0 | 0 | 0 | 0 | 0 | 0 | 0 | 8.7178e-05 | 0.00023799 | 0.00036235 | 0.00045303 | 0.00050471 | 0.00052422 | 0.00050896 | 0.00045486 | 0.00036571 | 0.00024243 | 8.7481e-05 | 6.4683e-07 | 0 | 0 | 0 | 0 | 0
2 | 11 | 7 | 0 | 0 | 6 | 1.5 | 0.12 | 0 | 6 | 0 | 0 | 0 | 0 | 2 | 11 | 7 | 0 | 0 | 2025-09-18 | 0 | 0 | 0 | 0 | 0 | 0 | 8.2792e-07 | 0.00010405 | 0.00027511 | 0.00041284 | 0.00050668 | 0.00056215 | 0.00058004 | 0.00056264 | 0.00050924 | 0.00042038 | 0.00029284 | 0.00012089 | 2.4097e-06 | 0 | 0 | 0 | 0 | 0
2 | 11 | 8 | 566 | 42 | 6 | 1.8 | 0.12 | 225.955 | 11.59 | 211.196 | 198.956 | 0.19896 | 0.19896 | 2 | 11 | 8 | 0.00013647 | 0.00013641 | 2025-09-19 | 0 | 0 | 0 | 0 | 0 | 0 | 9.3698e-07 | 0.00011695 | 0.00029791 | 0.00042982 | 0.00051805 | 0.00056965 | 0.00058326 | 0.00056398 | 0.00051094 | 0.00042203 | 0.00029509 | 0.00012157 | 2.0434e-06 | 0 | 0 | 0 | 0 | 0
2 | 11 | 9 | 779 | 63 | 7 | 2.1 | 0.12 | 472.625 | 18.355 | 490.966 | 468.813 | 0.46881 | 0.46881 | 2 | 11 | 9 | 0.00032157 | 0.00032143 | 2025-09-20 | 0 | 0 | 0 | 0 | 0 | 0 | 9.4453e-07 | 0.00011487 | 0.00029186 | 0.00042231 | 0.00051307 | 0.00056416 | 0.00057961 | 0.00056281 | 0.00050919 | 0.00041925 | 0.00029036 | 0.00011731 | 1.2011e-06 | 0 | 0 | 0 | 0 | 0
2 | 11 | 10 | 877 | 75 | 8 | 2.2 | 0.12 | 681.166 | 24.03 | 691.644 | 662.38 | 0.66238 | 0.66238 | 2 | 11 | 10 | 0.00045435 | 0.00045414 | 2025-09-21 | 0 | 0 | 0 | 0 | 0 | 0 | 5.0965e-07 | 0.00011148 | 0.00028641 | 0.0004161 | 0.00050049 | 0.00055196 | 0.00056255 | 0.00054065 | 0.00049088 | 0.00040212 | 0.00027419 | 0.00010907 | 3.8618e-07 | 0 | 0 | 0 | 0 | 0
2 | 11 | 11 | 921 | 84 | 8 | 2.2 | 0.12 | 820.708 | 27.281 | 817.238 | 783.524 | 0.78352 | 0.78352 | 2 | 11 | 11 | 0.00053744 | 0.0005372 | 2025-09-22 | 0 | 0 | 0 | 0 | 0 | 0 | 1.1043e-07 | 0.00010421 | 0.00027211 | 0.00039187 | 0.00047868 | 0.00044462 | 0.00044836 | 0.00050775 | 0.00037991 | 0.00026602 | 0.00020935 | 7.808e-05 | 0 | 0 | 0 | 0 | 0 | 0
2 | 11 | 12 | 935 | 88 | 8 | 2.3 | 0.12 | 887.006 | 28.423 | 875.909 | 840.116 | 0.84012 | 0.84012 | 2 | 11 | 12 | 0.00057626 | 0.000576 | 2025-09-23 | 0 | 0 | 0 | 0 | 0 | 0 | 0 | 7.4777e-05 | 0.00019924 | 0.00034995 | 0.00029172 | 0.00027234 | 0.00031209 | 0.00037185 | 0.00023315 | 0.00010975 | 7.3113e-05 | 3.8395e-05 | 0 | 0 | 0 | 0 | 0 | 0
2 | 11 | 13 | 926 | 90 | 8 | 2.4 | 0.12 | 874.349 | 27.757 | 866.059 | 830.615 | 0.83061 | 0.83061 | 2 | 11 | 13 | 0.00056974 | 0.00056949 | 2025-09-24 | 0 | 0 | 0 | 0 | 0 | 0 | 0 | 3.4581e-05 | 9.6905e-05 | 0.00031587 | 0.00018814 | 0.00028117 | 0.00046041 | 0.0004222 | 0.00034631 | 0.00036092 | 0.00023732 | 8.6088e-05 | 0 | 0 | 0 | 0 | 0 | 0
2 | 11 | 14 | 888 | 89 | 8 | 2.4 | 0.12 | 784.895 | 25.753 | 787.083 | 754.438 | 0.75444 | 0.75444 | 2 | 11 | 14 | 0.00051749 | 0.00051726 | 2025-09-25 | 0 | 0 | 0 | 0 | 0 | 0 | 0 | 7.857e-05 | 0.00025018 | 0.0003543 | 0.00032535 | 0.00040956 | 0.00052284 | 0.00050586 | 0.00045577 | 0.00036764 | 0.00023064 | 8.6106e-05 | 0 | 0 | 0 | 0 | 0 | 0
2 | 11 | 15 | 822 | 82 | 7 | 2.3 | 0.12 | 620.98 | 21.34 | 637.721 | 610.368 | 0.61037 | 0.61037 | 2 | 11 | 15 | 0.00041867 | 0.00041848 | 2025-09-26 | 0 | 0 | 0 | 0 | 0 | 0 | 0 | 9.2717e-05 | 0.00025009 | 0.0002993 | 0.00028518 | 0.00031009 | 0.00024809 | 0.0001939 | 0.00020052 | 0.00015126 | 0.00020094 | 7.8887e-05 | 0 | 0 | 0 | 0 | 0 | 0
2 | 11 | 16 | 694 | 67 | 6 | 2 | 0.12 | 401.313 | 15.801 | 414.058 | 394.63 | 0.39463 | 0.39463 | 2 | 11 | 16 | 0.00027069 | 0.00027057 | 2025-09-27 | 0 | 0 | 0 | 0 | 0 | 0 | 0 | 9.0482e-05 | 0.00025186 | 0.00018659 | 0.00027582 | 0.00021186 | 0.00032513 | 0.00033801 | 0.00045328 | 0.00036246 | 0.00023264 | 7.8174e-05 | 0 | 0 | 0 | 0 | 0 | 0
2 | 11 | 17 | 397 | 38 | 4 | 1.7 | 0.12 | 147.059 | 7.632 | 127.818 | 118.533 | 0.11853 | 0.11853 | 2 | 11 | 17 | 8.1305e-05 | 8.1268e-05 | 2025-09-28 | 0 | 0 | 0 | 0 | 0 | 0 | 0 | 1.2769e-05 | 9.3582e-05 | 0.00021878 | 0.00015246 | 0.00019966 | 6.6002e-05 | 4.2102e-05 | 5.2081e-05 | 4.4785e-05 | 4.4318e-06 | 5.0501e-05 | 0 | 0 | 0 | 0 | 0 | 0
2 | 11 | 18 | 0 | 0 | 4 | 1.5 | 0.12 | 0 | 4 | 0 | 0 | 0 | 0 | 2 | 11 | 18 | 0 | 0 | 2025-09-29 | 0 | 0 | 0 | 0 | 0 | 0 | 0 | 9.5686e-05 | 0.00021001 | 0.00035333 | 0.00019141 | 0.0001698 | 0.0001226 | 0.00015709 | 0.00017004 | 0.00031014 | 0.00011411 | 2.0689e-05 | 0 | 0 | 0 | 0 | 0 | 0
2 | 11 | 19 | 0 | 0 | 3 | 1.4 | 0.12 | 0 | 3 | 0 | 0 | 0 | 0 | 2 | 11 | 19 | 0 | 0 | 2025-09-30 | 0 | 0 | 0 | 0 | 0 | 0 | 0 | 9.587e-05 | 0.00027081 | 0.00040116 | 0.00048785 | 0.00053629 | 0.00053721 | 0.00045991 | 0.00034615 | 0.000231 | 0.00021641 | 1.131e-05 | 0 | 0 | 0 | 0 | 0 | 0
2 | 11 | 20 | 0 | 0 | 2 | 1.2 | 0.12 | 0 | 2 | 0 | 0 | 0 | 0 | 2 | 11 | 20 | 0 | 0 | 2025-10-01 | 0 | 0 | 0 | 0 | 0 | 0 | 0 | 1.7401e-05 | 1.756e-05 | 9.5069e-05 | 7.7213e-05 | 0.00019705 | 0.00021249 | 6.3966e-05 | 5.8711e-05 | 8.783e-05 | 0.00024653 | 7.6555e-05 | 0 | 0 | 0 | 0 | 0 | 0
2 | 11 | 21 | 0 | 0 | 1 | 1.1 | 0.12 | 0 | 1 | 0 | 0 | 0 | 0 | 2 | 11 | 21 | 0 | 0 | 2025-10-02 | 0 | 0 | 0 | 0 | 0 | 0 | 0 | 9.611e-05 | 0.00027683 | 0.00041635 | 0.00050841 | 0.00056215 | 0.00048145 | 0.00055601 | 0.00049596 | 0.00039601 | 0.00025308 | 7.7807e-05 | 0 | 0 | 0 | 0 | 0 | 0
2 | 11 | 22 | 0 | 0 | 0 | 1 | 0.12 | 0 | 0 | 0 | 0 | 0 | 0 | 2 | 11 | 22 | 0 | 0 | 2025-10-03 | 0 | 0 | 0 | 0 | 0 | 0 | 0 | 5.4953e-05 | 0.00026464 | 0.00039775 | 0.00048271 | 0.00053613 | 0.00055087 | 0.00052992 | 0.00047205 | 0.00037609 | 0.00023768 | 7.1387e-05 | 0 | 0 | 0 | 0 | 0 | 0
2 | 11 | 23 | 0 | 0 | 0 | 0.9 | 0.12 | 0 | 0 | 0 | 0 | 0 | 0 | 2 | 11 | 23 | 0 | 0 | 2025-10-04 | 0 | 0 | 0 | 0 | 0 | 0 | 0 | 8.8334e-05 | 0.00025614 | 0.00038516 | 0.00047078 | 0.00051742 | 0.00053031 | 0.00051129 | 0.00045483 | 0.00036245 | 0.00022756 | 6.5451e-05 | 0 | 0 | 0 | 0 | 0 | 0
2 | 12 | 0 | 0 | 0 | -1 | 0.7 | 0.12 | 0 | -1 | 0 | 0 | 0 | 0 | 2 | 12 | 0 | 0 | 0 | 2025-10-05 | 0 | 0 | 0 | 0 | 0 | 0 | 0 | 8.2148e-05 | 0.00024622 | 0.00037201 | 0.00045477 | 0.00050508 | 0.00051651 | 0.00049869 | 0.00044241 | 0.00034967 | 0.00021644 | 5.9404e-05 | 0 | 0 | 0 | 0 | 0 | 0
2 | 12 | 1 | 0 | 0 | -2 | 0.6 | 0.12 | 0 | -2 | 0 | 0 | 0 | 0 | 2 | 12 | 1 | 0 | 0 | 2025-10-06 | 0 | 0 | 0 | 0 | 0 | 0 | 0 | 5.5821e-05 | 0.00024948 | 0.00037943 | 0.00046318 | 0.00051171 | 0.00052378 | 0.00049486 | 0.0004369 | 0.00034455 | 0.00020982 | 5.3931e-05 | 0 | 0 | 0 | 0 | 0 | 0
2 | 12 | 2 | 0 | 0 | -2 | 0.5 | 0.12 | 0 | -2 | 0 | 0 | 0 | 0 | 2 | 12 | 2 | 0 | 0 | 2025-10-07 | 0 | 0 | 0 | 0 | 0 | 0 | 0 | 7.5225e-05 | 0.00023906 | 0.00036988 | 0.00045872 | 0.00050774 | 0.00052147 | 0.00050142 | 0.00044397 | 0.0003511 | 0.00021651 | 5.678e-05 | 0 | 0 | 0 | 0 | 0 | 0
2 | 12 | 3 | 0 | 0 | -3 | 0.5 | 0.12 | 0 | -3 | 0 | 0 | 0 | 0 | 2 | 12 | 3 | 0 | 0 | 2025-10-08 | 0 | 0 | 0 | 0 | 0 | 0 | 0 | 7.8936e-05 | 0.00024499 | 0.00037514 | 0.00045938 | 0.00050329 | 0.00051271 | 0.00048442 | 0.00042829 | 0.00033622 | 0.00020474 | 5.0211e-05 | 0 | 0 | 0 | 0 | 0 | 0
2 | 12 | 4 | 0 | 0 | -3 | 0.5 | 0.12 | 0 | -3 | 0 | 0 | 0 | 0 | 2 | 12 | 4 | 0 | 0 | 2025-10-09 | 0 | 0 | 0 | 0 | 0 | 0 | 0 | 7.184e-05 | 0.00020297 | 0.00025765 | 0.00032714 | 0.00032689 | 0.00039203 | 0.00036831 | 0.00027747 | 0.00024725 | 2.3591e-05 | 1.6538e-05 | 0 | 0 | 0 | 0 | 0 | 0
2 | 12 | 5 | 0 | 0 | -3 | 0.5 | 0.12 | 0 | -3 | 0 | 0 | 0 | 0 | 2 | 12 | 5 | 0 | 0 | 2025-10-10 | 0 | 0 | 0 | 0 | 0 | 0 | 0 | 3.0086e-05 | 0.00016465 | 0.00012926 | 0.00034569 | 0.00051135 | 0.0005251 | 0.00050402 | 0.00044911 | 0.00035465 | 0.00021669 | 5.0678e-05 | 0 | 0 | 0 | 0 | 0 | 0
2 | 12 | 6 | 0 | 0 | -3 | 0.5 | 0.12 | 0 | -3 | 0 | 0 | 0 | 0 | 2 | 12 | 6 | 0 | 0 | 2025-10-11 | 0 | 0 | 0 | 0 | 0 | 0 | 0 | 1.2303e-05 | 0.00018411 | 0.00026484 | 0.00033493 | 0.00042744 | 0.0004186 | 0.00037753 | 0.00021318 | 0.00019447 | 6.3519e-05 | 3.7778e-05 | 0 | 0 | 0 | 0 | 0 | 0
2 | 12 | 7 | 0 | 0 | -1 | 0.6 | 0.12 | 0 | -1 | 0 | 0 | 0 | 0 | 2 | 12 | 7 | 0 | 0 | 2025-10-12 | 0 | 0 | 0 | 0 | 0 | 0 | 0 | 6.5225e-06 | 1.1493e-05 | 4.2785e-05 | 7.2792e-05 | 9.1677e-05 | 7.8802e-05 | 0.00013731 | 8.601e-05 | 7.5885e-05 | 3.5321e-05 | 3.1294e-05 | 0 | 0 | 0 | 0 | 0 | 0
2 | 12 | 8 | 585 | 43 | 0 | 0.8 | 0.12 | 234.023 | 7.344 | 223.157 | 210.493 | 0.21049 | 0.21049 | 2 | 12 | 8 | 0.00014438 | 0.00014432 | 2025-10-13 | 0 | 0 | 0 | 0 | 0 | 0 | 0 | 1.774e-05 | 3.2585e-05 | 6.3134e-05 | 2.1757e-05 | 3.0944e-05 | 8.9969e-05 | 0.00011768 | 0.00015884 | 0.00012763 | 8.3013e-05 | 1.1159e-05 | 0 | 0 | 0 | 0 | 0 | 0
2 | 12 | 9 | 798 | 64 | 2 | 0.7 | 0.12 | 485.339 | 18.146 | 505.02 | 482.369 | 0.48237 | 0.48237 | 2 | 12 | 9 | 0.00033087 | 0.00033072 | 2025-10-14 | 0 | 0 | 0 | 0 | 0 | 0 | 0 | 7.3035e-05 | 0.00024934 | 0.00039035 | 0.0004789 | 0.00053146 | 0.00043514 | 0.00023059 | 0.00019577 | 0.00010407 | 0.00010336 | 3.5964e-05 | 0 | 0 | 0 | 0 | 0 | 0
2 | 12 | 10 | 877 | 79 | 4 | 0.6 | 0.12 | 688.122 | 27.507 | 689.303 | 660.122 | 0.66012 | 0.66012 | 2 | 12 | 10 | 0.0004528 | 0.00045259 | 2025-10-15 | 0 | 0 | 0 | 0 | 0 | 0 | 0 | 7.5269e-05 | 0.00025643 | 0.00039996 | 0.00049573 | 0.00054855 | 0.00056139 | 0.00053158 | 0.00046591 | 0.00036127 | 0.00020859 | 3.5149e-05 | 0 | 0 | 0 | 0 | 0 | 0
2 | 12 | 11 | 919 | 88 | 6 | 0.5 | 0.12 | 826.384 | 35.001 | 798.461 | 765.412 | 0.76541 | 0.76541 | 2 | 12 | 11 | 0.00052502 | 0.00052478 | 2025-10-16 | 0 | 0 | 0 | 0 | 0 | 0 | 0 | 9.4583e-06 | 4.5278e-05 | 0.00013101 | 0.00045299 | 0.00050042 | 0.00050861 | 0.00048138 | 0.00042099 | 0.00031814 | 7.8591e-05 | 6.718e-06 | 0 | 0 | 0 | 0 | 0 | 0
2 | 12 | 12 | 933 | 92 | 7 | 0.5 | 0.12 | 892.684 | 38.302 | 848.021 | 813.216 | 0.81322 | 0.81322 | 2 | 12 | 12 | 0.00055781 | 0.00055756 | 2025-10-17 | 0 | 0 | 0 | 0 | 0 | 0 | 0 | 7.4521e-05 | 0.00025569 | 0.00039319 | 0.00048078 | 0.00053135 | 0.00047107 | 0.00038958 | 0.00038305 | 0.00031422 | 9.2327e-05 | 8.1084e-06 | 0 | 0 | 0 | 0 | 0 | 0
2 | 12 | 13 | 928 | 90 | 8 | 0.7 | 0.12 | 878.763 | 37.125 | 839.256 | 804.762 | 0.80476 | 0.80476 | 2 | 12 | 13 | 0.00055201 | 0.00055176 | 2025-10-18 | 0 | 0 | 0 | 0 | 0 | 0 | 0 | 3.5271e-05 | 0.00015984 | 0.00011268 | 9.441e-05 | 0.00015776 | 0.00029912 | 0.00042973 | 0.0001006 | 0.000142 | 3.5236e-05 | 0 | 0 | 0 | 0 | 0 | 0 | 0
2 | 12 | 14 | 887 | 89 | 8 | 0.9 | 0.12 | 786.692 | 32.74 | 767.91 | 735.944 | 0.73594 | 0.73594 | 2 | 12 | 14 | 0.00050481 | 0.00050458 | 2025-10-19 | 0 | 0 | 0 | 0 | 0 | 0 | 0 | 0 | 1.1434e-06 | 1.0995e-06 | 4.4723e-06 | 2.4408e-05 | 5.337e-05 | 4.5154e-05 | 4.6047e-05 | 1.6542e-05 | 1.6742e-05 | 0 | 0 | 0 | 0 | 0 | 0 | 0
2 | 12 | 15 | 604 | 115 | 7 | 0.7 | 0.12 | 523.536 | 24.388 | 529.355 | 505.842 | 0.50584 | 0.50584 | 2 | 12 | 15 | 0.00034697 | 0.00034681 | 2025-10-20 | 0 | 0 | 0 | 0 | 0 | 0 | 0 | 4.8886e-06 | 2.2144e-05 | 3.8819e-05 | 6.0735e-05 | 9.9749e-05 | 9.487e-05 | 0.0001011 | 3.4011e-05 | 6.177e-05 | 0.00016996 | 1.1703e-05 | 0 | 0 | 0 | 0 | 0 | 0
2 | 12 | 16 | 571 | 71 | 5 | 0.6 | 0.12 | 350.939 | 16.96 | 359.807 | 342.302 | 0.3423 | 0.3423 | 2 | 12 | 16 | 0.0002348 | 0.00023469 | 2025-10-21 | 0 | 0 | 0 | 0 | 0 | 0 | 0 | 5.6141e-05 | 0.0002297 | 0.00037068 | 0.00046675 | 0.00051916 | 0.0005285 | 0.0005059 | 0.00044117 | 0.00033589 | 0.00018511 | 1.5826e-05 | 0 | 0 | 0 | 0 | 0 | 0
2 | 12 | 17 | 413 | 38 | 3 | 0.8 | 0.12 | 151.896 | 7.662 | 132.892 | 123.427 | 0.12343 | 0.12343 | 2 | 12 | 17 | 8.4662e-05 | 8.4624e-05 | 2025-10-22 | 0 | 0 | 0 | 0 | 0 | 0 | 0 | 5.9114e-05 | 0.00023894 | 0.00026273 | 0.00047219 | 0.0005215 | 0.00053435 | 0.00050462 | 0.00044043 | 0.00027986 | 0.00017904 | 1.3479e-05 | 0 | 0 | 0 | 0 | 0 | 0
2 | 12 | 18 | 0 | 0 | 1 | 0.6 | 0.12 | 0 | 1 | 0 | 0 | 0 | 0 | 2 | 12 | 18 | 0 | 0 | 2025-10-23 | 0 | 0 | 0 | 0 | 0 | 0 | 0 | 2.3692e-05 | 0.00017504 | 0.00024453 | 0.00033669 | 0.00037608 | 0.00038167 | 0.00030975 | 0.00019578 | 0.00011515 | 0.00010755 | 3.0984e-06 | 0 | 0 | 0 | 0 | 0 | 0
2 | 12 | 19 | 0 | 0 | 1 | 0.4 | 0.87 | 0 | 1 | 0 | 0 | 0 | 0 | 2 | 12 | 19 | 0 | 0 | 2025-10-24 | 0 | 0 | 0 | 0 | 0 | 0 | 0 | 0 | 0.00018094 | 3.2113e-05 | 0.00044037 | 0.00050037 | 0.00052117 | 0.00049833 | 0.00043476 | 0.0003289 | 0.00017719 | 1.0258e-05 | 0 | 0 | 0 | 0 | 0 | 0
2 | 12 | 20 | 0 | 0 | 0 | 0.4 | 0.87 | 0 | 0 | 0 | 0 | 0 | 0 | 2 | 12 | 20 | 0 | 0 | 2025-10-25 | 0 | 0 | 0 | 0 | 0 | 0 | 0 | 5.0989e-05 | 0.00022684 | 0.00036881 | 0.00045831 | 0.0005076 | 0.00052225 | 0.00049445 | 0.00043279 | 0.00032869 | 0.00011016 | 2.7046e-06 | 0 | 0 | 0 | 0 | 0 | 0
2 | 12 | 21 | 0 | 0 | 0 | 0.4 | 0.87 | 0 | 0 | 0 | 0 | 0 | 0 | 2 | 12 | 21 | 0 | 0 | 2025-10-26 | 0 | 0 | 0 | 0 | 0 | 0 | 0 | 8.592e-06 | 5.5978e-05 | 0.00012058 | 0.00023375 | 0.00022633 | 0.00035438 | 0.00032944 | 0.00019542 | 0.00018611 | 4.7337e-05 | 0 | 0 | 0 | 0 | 0 | 0 | 0
2 | 12 | 22 | 0 | 0 | 0 | 0.4 | 0.87 | 0 | 0 | 0 | 0 | 0 | 0 | 2 | 12 | 22 | 0 | 0 | 2025-10-27 | 0 | 0 | 0 | 0 | 0 | 0 | 0 | 0 | 1.0729e-05 | 1.2452e-05 | 1.4746e-05 | 4.0902e-05 | 4.803e-05 | 0.00012329 | 0.00013222 | 7.7344e-05 | 5.5109e-05 | 0 | 0 | 0 | 0 | 0 | 0 | 0
2 | 12 | 23 | 0 | 0 | -1 | 0.5 | 0.87 | 0 | -1 | 0 | 0 | 0 | 0 | 2 | 12 | 23 | 0 | 0 | 2025-10-28 | 0 | 0 | 0 | 0 | 0 | 0 | 0 | 5.1753e-06 | 3.864e-05 | 6.2965e-05 | 7.0166e-05 | 0.00011409 | 0.00023591 | 0.00036327 | 0.00020827 | 8.5065e-05 | 2.2448e-05 | 6.0211e-06 | 0 | 0 | 0 | 0 | 0 | 0
2 | 13 | 0 | 0 | 0 | -1 | 0.5 | 0.87 | 0 | -1 | 0 | 0 | 0 | 0 | 2 | 13 | 0 | 0 | 0 | 2025-10-29 | 0 | 0 | 0 | 0 | 0 | 0 | 0 | 3.1016e-05 | 0.0002119 | 0.00036182 | 0.0003378 | 0.00021503 | 0.0005228 | 0.00041086 | 0.00042777 | 0.0003201 | 0.00015919 | 3.7109e-06 | 0 | 0 | 0 | 0 | 0 | 0
2 | 13 | 1 | 0 | 0 | -1 | 0.6 | 0.87 | 0 | -1 | 0 | 0 | 0 | 0 | 2 | 13 | 1 | 0 | 0 | 2025-10-30 | 0 | 0 | 0 | 0 | 0 | 0 | 0 | 9.1572e-06 | 0.00010929 | 0.00028968 | 0.00043306 | 0.00048906 | 0.00050789 | 0.00048615 | 0.0004181 | 0.00030909 | 0.00015047 | 0 | 0 | 0 | 0 | 0 | 0 | 0
2 | 13 | 2 | 0 | 0 | -1 | 0.7 | 0.87 | 0 | -1 | 0 | 0 | 0 | 0 | 2 | 13 | 2 | 0 | 0 | 2025-10-31 | 0 | 0 | 0 | 0 | 0 | 0 | 0 | 8.2792e-07 | 3.5684e-05 | 0.00031436 | 0.00044438 | 0.00050577 | 0.00052077 | 0.00031387 | 2.1073e-05 | 5.2418e-05 | 7.6223e-05 | 0 | 0 | 0 | 0 | 0 | 0 | 0
2 | 13 | 3 | 0 | 0 | -1 | 0.7 | 0.87 | 0 | -1 | 0 | 0 | 0 | 0 | 2 | 13 | 3 | 0 | 0 | 2025-11-01 | 0 | 0 | 0 | 0 | 0 | 0 | 0 | 0 | 3.2884e-06 | 5.5936e-05 | 0.00022185 | 0.00030406 | 0.00020019 | 0.00020469 | 0.00028951 | 0.00021613 | 8.5985e-05 | 0 | 0 | 0 | 0 | 0 | 0 | 0
2 | 13 | 4 | 0 | 0 | -1 | 0.7 | 0.87 | 0 | -1 | 0 | 0 | 0 | 0 | 2 | 13 | 4 | 0 | 0 | 2025-11-02 | 0 | 0 | 0 | 0 | 0 | 0 | 0 | 1.5585e-05 | 0.00017909 | 0.00032151 | 0.00041294 | 0.00046481 | 0.00035012 | 0.00044849 | 0.00038415 | 0.00027966 | 0.00013096 | 0 | 0 | 0 | 0 | 0 | 0 | 0
2 | 13 | 5 | 0 | 0 | -1 | 0.7 | 0.87 | 0 | -1 | 0 | 0 | 0 | 0 | 2 | 13 | 5 | 0 | 0 | 2025-11-03 | 0 | 0 | 0 | 0 | 0 | 0 | 0 | 1.6409e-05 | 0.00018841 | 0.00032957 | 0.00041863 | 0.00046982 | 0.00048281 | 0.00046117 | 0.00039629 | 0.00029497 | 0.00014422 | 0 | 0 | 0 | 0 | 0 | 0 | 0
2 | 13 | 6 | 0 | 0 | -2 | 0.8 | 0.87 | 0 | -2 | 0 | 0 | 0 | 0 | 2 | 13 | 6 | 0 | 0 | 2025-11-04 | 0 | 0 | 0 | 0 | 0 | 0 | 0 | 1.7532e-05 | 0.00019916 | 0.0003406 | 0.00043207 | 0.00047966 | 0.00048965 | 0.00046131 | 0.00039496 | 0.00028938 | 0.00013805 | 0 | 0 | 0 | 0 | 0 | 0 | 0
2 | 13 | 7 | 0 | 0 | -1 | 0.8 | 0.87 | 0 | -1 | 0 | 0 | 0 | 0 | 2 | 13 | 7 | 0 | 0 | 2025-11-05 | 0 | 0 | 0 | 0 | 0 | 0 | 0 | 5.7275e-07 | 7.4181e-05 | 0.00024184 | 0.00025157 | 0.00018215 | 0.0001119 | 0.00026909 | 0.00014724 | 6.2141e-05 | 3.014e-05 | 0 | 0 | 0 | 0 | 0 | 0 | 0
2 | 13 | 8 | 209 | 60 | 0 | 0.9 | 0.87 | 134.025 | 4.128 | 130.539 | 121.158 | 0.12116 | 0.12116 | 2 | 13 | 8 | 8.3106e-05 | 8.3068e-05 | 2025-11-06 | 0 | 0 | 0 | 0 | 0 | 0 | 0 | 0 | 0 | 2.66e-05 | 1.4713e-05 | 2.3086e-05 | 3.831e-05 | 3.8406e-05 | 2.9403e-05 | 2.8513e-05 | 1.4113e-05 | 0 | 0 | 0 | 0 | 0 | 0 | 0
2 | 13 | 9 | 0 | 43 | 0 | 0.9 | 0.87 | 40.722 | 1.275 | 40.766 | 34.565 | 0.034565 | 0.034565 | 2 | 13 | 9 | 2.3709e-05 | 2.3698e-05 | 2025-11-07 | 0 | 0 | 0 | 0 | 0 | 0 | 0 | 1.3603e-05 | 0.00020425 | 0.00029271 | 0.00045846 | 0.00043502 | 0.00042379 | 0.0003377 | 0.00012072 | 0.0001075 | 4.1286e-05 | 0 | 0 | 0 | 0 | 0 | 0 | 0
2 | 13 | 10 | 0 | 32 | 1 | 0.9 | 0.87 | 30.306 | 1.947 | 29.671 | 23.864 | 0.023864 | 0.023864 | 2 | 13 | 10 | 1.6369e-05 | 1.6362e-05 | 2025-11-08 | 0 | 0 | 0 | 0 | 0 | 0 | 0 | 8.4603e-06 | 0.00019398 | 0.00035124 | 0.00029554 | 0.00035754 | 0.0005171 | 0.00048978 | 0.00041995 | 0.00030356 | 2.8435e-05 | 0 | 0 | 0 | 0 | 0 | 0 | 0
2 | 13 | 11 | 0 | 54 | 1 | 0.9 | 0.87 | 51.211 | 2.597 | 50.689 | 44.137 | 0.044137 | 0.044137 | 2 | 13 | 11 | 3.0275e-05 | 3.0261e-05 | 2025-11-09 | 0 | 0 | 0 | 0 | 0 | 0 | 0 | 9.3616e-06 | 0.0002082 | 0.00037074 | 0.00046991 | 0.00052389 | 0.00053413 | 0.00050657 | 0.00043872 | 0.00032348 | 0.00015032 | 0 | 0 | 0 | 0 | 0 | 0 | 0
2 | 13 | 12 | 14 | 216 | 1 | 0.9 | 0.87 | 225.548 | 8.03 | 229.587 | 216.696 | 0.2167 | 0.2167 | 2 | 13 | 12 | 0.00014864 | 0.00014857 | 2025-11-10 | 0 | 0 | 0 | 0 | 0 | 0 | 0 | 0 | 2.9101e-05 | 0.00023838 | 0.00027897 | 0.00047745 | 0.00034926 | 0.0004616 | 9.6264e-05 | 1.2751e-05 | 1.6183e-05 | 0 | 0 | 0 | 0 | 0 | 0 | 0
2 | 13 | 13 | 74 | 272 | 1 | 0.9 | 0.87 | 349.117 | 11.895 | 355.645 | 338.287 | 0.33829 | 0.33829 | 2 | 13 | 13 | 0.00023204 | 0.00023194 | 2025-11-11 | 0 | 0 | 0 | 0 | 0 | 0 | 0 | 8.6084e-07 | 2.0568e-05 | 4.7709e-05 | 2.7164e-05 | 1.6125e-05 | 3.4524e-05 | 2.6657e-05 | 2.2029e-05 | 1.1497e-05 | 2.311e-05 | 0 | 0 | 0 | 0 | 0 | 0 | 0
2 | 13 | 14 | 70 | 240 | 1 | 0.9 | 0.87 | 306.068 | 10.563 | 313.765 | 297.891 | 0.29789 | 0.29789 | 2 | 13 | 14 | 0.00020433 | 0.00020424 | 2025-11-12 | 0 | 0 | 0 | 0 | 0 | 0 | 0 | 0 | 5.0624e-05 | 9.4598e-05 | 0.00018919 | 0.00022122 | 0.00037096 | 0.00034611 | 0.00027188 | 7.5167e-05 | 2.6052e-05 | 0 | 0 | 0 | 0 | 0 | 0 | 0
2 | 13 | 15 | 345 | 172 | 1 | 0.9 | 0.87 | 416.02 | 14.062 | 431.388 | 411.346 | 0.41135 | 0.41135 | 2 | 13 | 15 | 0.00028215 | 0.00028203 | 2025-11-13 | 0 | 0 | 0 | 0 | 0 | 0 | 0 | 4.7761e-06 | 0.00020044 | 0.00036646 | 0.00046997 | 0.00053064 | 0.00054555 | 0.00051721 | 0.00044631 | 0.00032444 | 0.00014563 | 0 | 0 | 0 | 0 | 0 | 0 | 0
2 | 13 | 16 | 604 | 99 | 1 | 0.6 | 0.87 | 400.437 | 14.635 | 413.717 | 394.301 | 0.3943 | 0.3943 | 2 | 13 | 16 | 0.00027046 | 0.00027034 | 2025-11-14 | 0 | 0 | 0 | 0 | 0 | 0 | 0 | 0 | 0.0001064 | 0.00020111 | 0.0003181 | 0.00038766 | 0.00037215 | 0.0003151 | 0.00021382 | 7.1201e-05 | 8.6097e-05 | 0 | 0 | 0 | 0 | 0 | 0 | 0
2 | 13 | 17 | 371 | 46 | -1 | 0.4 | 0.87 | 150.857 | 4.207 | 135.536 | 125.977 | 0.12598 | 0.12598 | 2 | 13 | 17 | 8.6412e-05 | 8.6372e-05 | 2025-11-15 | 0 | 0 | 0 | 0 | 0 | 0 | 0 | 0 | 2.6921e-05 | 3.0451e-05 | 0.0002295 | 5.9758e-05 | 6.2918e-05 | 5.4983e-05 | 0.00036229 | 1.7575e-05 | 8.5843e-05 | 0 | 0 | 0 | 0 | 0 | 0 | 0
2 | 13 | 18 | 0 | 0 | -3 | 0.4 | 0.87 | 0 | -3 | 0 | 0 | 0 | 0 | 2 | 13 | 18 | 0 | 0 | 2025-11-16 | 0 | 0 | 0 | 0 | 0 | 0 | 0 | 0 | 3.2941e-05 | 2.5409e-05 | 9.7974e-05 | 4.3654e-05 | 3.0634e-05 | 3.2993e-05 | 0.00022654 | 5.8202e-05 | 0 | 0 | 0 | 0 | 0 | 0 | 0 | 0
2 | 13 | 19 | 0 | 0 | -2 | 0.5 | 0.12 | 0 | -2 | 0 | 0 | 0 | 0 | 2 | 13 | 19 | 0 | 0 | 2025-11-17 | 0 | 0 | 0 | 0 | 0 | 0 | 0 | 0 | 2.9636e-05 | 0.00010141 | 0.00016456 | 0.00046696 | 0.00030475 | 0.00045498 | 0.00028413 | 0.00027416 | 0.00011059 | 0 | 0 | 0 | 0 | 0 | 0 | 0
2 | 13 | 20 | 0 | 0 | -2 | 0.5 | 0.12 | 0 | -2 | 0 | 0 | 0 | 0 | 2 | 13 | 20 | 0 | 0 | 2025-11-18 | 0 | 0 | 0 | 0 | 0 | 0 | 0 | 0 | 4.4092e-06 | 3.2132e-05 | 4.074e-05 | 8.9993e-05 | 9.7107e-05 | 7.3877e-05 | 9.6861e-05 | 3.9246e-05 | 0 | 0 | 0 | 0 | 0 | 0 | 0 | 0
2 | 13 | 21 | 0 | 0 | -2 | 0.6 | 0.12 | 0 | -2 | 0 | 0 | 0 | 0 | 2 | 13 | 21 | 0 | 0 | 2025-11-19 | 0 | 0 | 0 | 0 | 0 | 0 | 0 | 0 | 6.4868e-05 | 6.2317e-05 | 0.00024013 | 0.00035635 | 0.00050535 | 0.00048174 | 0.00040951 | 0.00029668 | 0.00012759 | 0 | 0 | 0 | 0 | 0 | 0 | 0
2 | 13 | 22 | 0 | 0 | -2 | 0.7 | 0.12 | 0 | -2 | 0 | 0 | 0 | 0 | 2 | 13 | 22 | 0 | 0 | 2025-11-20 | 0 | 0 | 0 | 0 | 0 | 0 | 0 | 0 | 0.00016157 | 0.00032106 | 0.00042029 | 0.00047111 | 0.00048489 | 0.00046078 | 0.00039247 | 0.00028582 | 0.00012295 | 0 | 0 | 0 | 0 | 0 | 0 | 0
2 | 13 | 23 | 0 | 0 | -2 | 0.7 | 0.12 | 0 | -2 | 0 | 0 | 0 | 0 | 2 | 13 | 23 | 0 | 0 | 2025-11-21 | 0 | 0 | 0 | 0 | 0 | 0 | 0 | 0 | 0.00015743 | 0.00031606 | 0.00028754 | 0.00036455 | 0.00041533 | 0.000457 | 0.00030891 | 0.00026814 | 0.00011986 | 0 | 0 | 0 | 0 | 0 | 0 | 0
2 | 14 | 0 | 0 | 0 | -2 | 0.8 | 0.12 | 0 | -2 | 0 | 0 | 0 | 0 | 2 | 14 | 0 | 0 | 0 | 2025-11-22 | 0 | 0 | 0 | 0 | 0 | 0 | 0 | 0 | 2.7245e-06 | 0.00016133 | 0.00030845 | 0.00042345 | 0.00044036 | 0.00031003 | 0.00028307 | 0.00024749 | 8.3332e-05 | 0 | 0 | 0 | 0 | 0 | 0 | 0
2 | 14 | 1 | 0 | 0 | -1 | 0.8 | 0.12 | 0 | -1 | 0 | 0 | 0 | 0 | 2 | 14 | 1 | 0 | 0 | 2025-11-23 | 0 | 0 | 0 | 0 | 0 | 0 | 0 | 0 | 6.9863e-05 | 0.00025293 | 0.00024981 | 0.00034859 | 0.00042814 | 0.0003436 | 0.00022092 | 0.00014824 | 7.8149e-05 | 0 | 0 | 0 | 0 | 0 | 0 | 0
2 | 14 | 2 | 0 | 0 | -1 | 0.9 | 0.12 | 0 | -1 | 0 | 0 | 0 | 0 | 2 | 14 | 2 | 0 | 0 | 2025-11-24 | 0 | 0 | 0 | 0 | 0 | 0 | 0 | 0 | 5.3839e-06 | 7.4499e-06 | 2.8848e-05 | 3.6994e-05 | 3.8213e-05 | 7.1926e-05 | 8.2323e-05 | 6.7462e-05 | 0.00011363 | 0 | 0 | 0 | 0 | 0 | 0 | 0
2 | 14 | 3 | 0 | 0 | -1 | 0.9 | 0.12 | 0 | -1 | 0 | 0 | 0 | 0 | 2 | 14 | 3 | 0 | 0 | 2025-11-25 | 0 | 0 | 0 | 0 | 0 | 0 | 0 | 0 | 7.0647e-05 | 0.00033148 | 0.0003214 | 0.00050331 | 0.00025601 | 0.00027821 | 0.00038187 | 0.00023113 | 9.3861e-05 | 0 | 0 | 0 | 0 | 0 | 0 | 0
2 | 14 | 4 | 0 | 0 | 0 | 1 | 0.12 | 0 | 0 | 0 | 0 | 0 | 0 | 2 | 14 | 4 | 0 | 0 | 2025-11-26 | 0 | 0 | 0 | 0 | 0 | 0 | 0 | 0 | 2.0306e-05 | 0.00013048 | 0.00030832 | 0.00030821 | 0.00030124 | 0.0001609 | 0.00012798 | 0.00017098 | 7.312e-05 | 0 | 0 | 0 | 0 | 0 | 0 | 0
2 | 14 | 5 | 0 | 0 | 0 | 1 | 0.12 | 0 | 0 | 0 | 0 | 0 | 0 | 2 | 14 | 5 | 0 | 0 | 2025-11-27 | 0 | 0 | 0 | 0 | 0 | 0 | 0 | 0 | 2.2444e-06 | 1.8187e-05 | 3.1174e-05 | 4.3942e-05 | 6.9186e-05 | 9.948e-05 | 2.9038e-05 | 2.539e-05 | 4.2871e-07 | 0 | 0 | 0 | 0 | 0 | 0 | 0
2 | 14 | 6 | 0 | 0 | 0 | 1 | 0.12 | 0 | 0 | 0 | 0 | 0 | 0 | 2 | 14 | 6 | 0 | 0 | 2025-11-28 | 0 | 0 | 0 | 0 | 0 | 0 | 0 | 0 | 2.9255e-06 | 1.1746e-05 | 6.7557e-05 | 3.4795e-05 | 5.2055e-05 | 3.2915e-05 | 2.304e-05 | 1.4947e-05 | 5.6932e-07 | 0 | 0 | 0 | 0 | 0 | 0 | 0
2 | 14 | 7 | 0 | 0 | 0 | 1 | 0.12 | 0 | 0 | 0 | 0 | 0 | 0 | 2 | 14 | 7 | 0 | 0 | 2025-11-29 | 0 | 0 | 0 | 0 | 0 | 0 | 0 | 0 | 0.00012913 | 9.9899e-06 | 3.672e-05 | 6.4316e-05 | 6.8216e-05 | 0.00048398 | 0.00041077 | 0.00014787 | 7.9689e-05 | 0 | 0 | 0 | 0 | 0 | 0 | 0
2 | 14 | 8 | 436 | 57 | 0 | 1.2 | 0.12 | 204.64 | 5.83 | 198.706 | 186.909 | 0.18691 | 0.18691 | 2 | 14 | 8 | 0.00012821 | 0.00012815 | 2025-11-30 | 0 | 0 | 0 | 0 | 0 | 0 | 0 | 0 | 5.9057e-05 | 0.00030568 | 0.00042027 | 0.00047585 | 0.00049011 | 0.00046189 | 0.00039612 | 0.00028039 | 0.00011156 | 0 | 0 | 0 | 0 | 0 | 0 | 0
2 | 14 | 9 | 0 | 78 | 2 | 1.5 | 0.12 | 73.066 | 3.982 | 74.476 | 67.081 | 0.067081 | 0.067081 | 2 | 14 | 9 | 4.6013e-05 | 4.5992e-05 | 2025-12-01 | 0 | 0 | 0 | 0 | 0 | 0 | 0 | 0 | 1.7677e-05 | 5.8486e-05 | 0.00011598 | 0.00014291 | 0.0001514 | 0.00017464 | 0.00014119 | 9.1479e-05 | 8.9668e-05 | 0 | 0 | 0 | 0 | 0 | 0 | 0
2 | 14 | 10 | 56 | 204 | 4 | 1.6 | 0.12 | 247.18 | 10.55 | 254.703 | 240.921 | 0.24092 | 0.24092 | 2 | 14 | 10 | 0.00016526 | 0.00016518 | 2025-12-02 | 0 | 0 | 0 | 0 | 0 | 0 | 0 | 0 | 1.852e-05 | 8.8064e-05 | 0.00014779 | 0.00020599 | 0.00013346 | 0.00036613 | 0.00017974 | 0.00016613 | 1.9565e-05 | 0 | 0 | 0 | 0 | 0 | 0 | 0
2 | 14 | 11 | 335 | 243 | 6 | 1.7 | 0.12 | 534.877 | 19.878 | 541.435 | 517.493 | 0.51749 | 0.51749 | 2 | 14 | 11 | 0.00035496 | 0.0003548 | 2025-12-03 | 0 | 0 | 0 | 0 | 0 | 0 | 0 | 0 | 1.4087e-05 | 4.5796e-05 | 7.2133e-05 | 0.00023677 | 0.00028518 | 0.00018921 | 0.00014223 | 0.00010097 | 2.29e-05 | 0 | 0 | 0 | 0 | 0 | 0 | 0
2 | 14 | 12 | 894 | 100 | 7 | 1.8 | 0.12 | 880.617 | 29.405 | 865.09 | 829.68 | 0.82968 | 0.82968 | 2 | 14 | 12 | 0.0005691 | 0.00056884 | 2025-12-04 | 0 | 0 | 0 | 0 | 0 | 0 | 0 | 0 | 4.9511e-06 | 3.9232e-05 | 8.6317e-05 | 9.726e-05 | 0.00012109 | 7.8654e-05 | 8.1408e-05 | 0.00010239 | 6.4045e-05 | 0 | 0 | 0 | 0 | 0 | 0 | 0
2 | 14 | 13 | 903 | 95 | 8 | 1.9 | 0.12 | 869.024 | 29.658 | 853.678 | 818.673 | 0.81867 | 0.81867 | 2 | 14 | 13 | 0.00056155 | 0.0005613 | 2025-12-05 | 0 | 0 | 0 | 0 | 0 | 0 | 0 | 0 | 8.9075e-06 | 1.8615e-05 | 0.00014602 | 6.6761e-05 | 4.0413e-05 | 2.8736e-05 | 5.0567e-05 | 2.4746e-05 | 2.7842e-06 | 0 | 0 | 0 | 0 | 0 | 0 | 0
2 | 14 | 14 | 879 | 90 | 9 | 1.8 | 0.12 | 786.758 | 29.042 | 778.408 | 746.069 | 0.74607 | 0.74607 | 2 | 14 | 14 | 0.00051175 | 0.00051152 | 2025-12-06 | 0 | 0 | 0 | 0 | 0 | 0 | 0 | 0 | 4.8704e-05 | 1.0176e-05 | 9.5633e-05 | 0.00012281 | 9.5061e-05 | 3.2619e-05 | 4.3983e-05 | 2.8234e-05 | 1.015e-05 | 0 | 0 | 0 | 0 | 0 | 0 | 0
2 | 14 | 15 | 819 | 81 | 9 | 1.5 | 0.12 | 624.568 | 26.017 | 629.774 | 602.702 | 0.6027 | 0.6027 | 2 | 14 | 15 | 0.00041341 | 0.00041322 | 2025-12-07 | 0 | 0 | 0 | 0 | 0 | 0 | 0 | 0 | 0.00012301 | 0.0003143 | 0.00043771 | 0.00050857 | 0.00053096 | 0.00050615 | 0.00043202 | 0.00030953 | 2.1114e-05 | 0 | 0 | 0 | 0 | 0 | 0 | 0
2 | 14 | 16 | 689 | 68 | 7 | 1.1 | 0.12 | 404.977 | 19.101 | 413.823 | 394.403 | 0.3944 | 0.3944 | 2 | 14 | 16 | 0.00027053 | 0.00027041 | 2025-12-08 | 0 | 0 | 0 | 0 | 0 | 0 | 0 | 0 | 9.6929e-06 | 0.0001078 | 6.46e-05 | 7.7677e-05 | 8.486e-05 | 0.00042328 | 0.0003394 | 0.00022312 | 6.8877e-05 | 0 | 0 | 0 | 0 | 0 | 0 | 0
2 | 14 | 17 | 383 | 42 | 5 | 0.9 | 0.12 | 149.839 | 9.505 | 132.441 | 122.992 | 0.12299 | 0.12299 | 2 | 14 | 17 | 8.4364e-05 | 8.4326e-05 | 2025-12-09 | 0 | 0 | 0 | 0 | 0 | 0 | 0 | 0 | 8.9264e-05 | 2.3781e-05 | 5.1289e-05 | 5.8793e-05 | 9.2254e-05 | 9.95e-05 | 5.1984e-05 | 2.9014e-05 | 9.4365e-05 | 0 | 0 | 0 | 0 | 0 | 0 | 0
2 | 14 | 18 | 0 | 0 | 5 | 1 | 0.12 | 0 | 5 | 0 | 0 | 0 | 0 | 2 | 14 | 18 | 0 | 0 | 2025-12-10 | 0 | 0 | 0 | 0 | 0 | 0 | 0 | 0 | 8.4205e-05 | 0.0002955 | 0.00043719 | 0.00051688 | 0.00054058 | 0.00051676 | 0.00044081 | 0.00031065 | 0.00011589 | 0 | 0 | 0 | 0 | 0 | 0 | 0
2 | 14 | 19 | 0 | 0 | 4 | 1 | 0.87 | 0 | 4 | 0 | 0 | 0 | 0 | 2 | 14 | 19 | 0 | 0 | 2025-12-11 | 0 | 0 | 0 | 0 | 0 | 0 | 0 | 0 | 9.9651e-05 | 0.00029294 | 0.00041869 | 0.00049019 | 0.000515 | 0.00049406 | 0.00041807 | 0.00028152 | 1.8285e-05 | 0 | 0 | 0 | 0 | 0 | 0 | 0
2 | 14 | 20 | 0 | 0 | 3 | 0.9 | 0.87 | 0 | 3 | 0 | 0 | 0 | 0 | 2 | 14 | 20 | 0 | 0 | 2025-12-12 | 0 | 0 | 0 | 0 | 0 | 0 | 0 | 0 | 0.00011396 | 0.00032113 | 0.00044494 | 0.00038183 | 0.00053506 | 0.00050434 | 0.00043138 | 0.00030589 | 0.00012068 | 0 | 0 | 0 | 0 | 0 | 0 | 0
2 | 14 | 21 | 0 | 0 | 1 | 0.7 | 0.87 | 0 | 1 | 0 | 0 | 0 | 0 | 2 | 14 | 21 | 0 | 0 | 2025-12-13 | 0 | 0 | 0 | 0 | 0 | 0 | 0 | 0 | 5.4732e-05 | 0.000284 | 0.00041224 | 0.00048482 | 0.00050801 | 0.00049007 | 0.00030713 | 9.8942e-05 | 7.4817e-05 | 0 | 0 | 0 | 0 | 0 | 0 | 0
2 | 14 | 22 | 0 | 0 | 0 | 0.5 | 0.87 | 0 | 0 | 0 | 0 | 0 | 0 | 2 | 14 | 22 | 0 | 0 | 2025-12-14 | 0 | 0 | 0 | 0 | 0 | 0 | 0 | 0 | 0 | 4.1194e-05 | 0 | 7.3875e-07 | 4.9634e-06 | 6.2029e-06 | 5.0059e-06 | 0.000218 | 6.7437e-05 | 0 | 0 | 0 | 0 | 0 | 0 | 0
2 | 14 | 23 | 0 | 0 | -1 | 0.5 | 0.87 | 0 | -1 | 0 | 0 | 0 | 0 | 2 | 14 | 23 | 0 | 0 | 2025-12-15 | 0 | 0 | 0 | 0 | 0 | 0 | 0 | 0 | 4.4647e-06 | 2.7478e-05 | 3.206e-05 | 5.0348e-05 | 0.00013503 | 0.00047172 | 0.0004044 | 9.6551e-05 | 0.00010633 | 0 | 0 | 0 | 0 | 0 | 0 | 0
2 | 15 | 0 | 0 | 0 | -2 | 0.4 | 0.87 | 0 | -2 | 0 | 0 | 0 | 0 | 2 | 15 | 0 | 0 | 0 | 2025-12-16 | 0 | 0 | 0 | 0 | 0 | 0 | 0 | 0 | 3.348e-06 | 1.6615e-05 | 0.00011791 | 0.00017454 | 0.00010334 | 0.00014608 | 9.7109e-05 | 0.00025279 | 8.8328e-05 | 0 | 0 | 0 | 0 | 0 | 0 | 0
2 | 15 | 1 | 0 | 0 | -2 | 0.6 | 0.87 | 0 | -2 | 0 | 0 | 0 | 0 | 2 | 15 | 1 | 0 | 0 | 2025-12-17 | 0 | 0 | 0 | 0 | 0 | 0 | 0 | 0 | 1.3864e-05 | 7.2502e-05 | 0.00011847 | 0.00014695 | 0.0003824 | 0.00037399 | 0.00018165 | 0.00019614 | 9.8817e-05 | 0 | 0 | 0 | 0 | 0 | 0 | 0
2 | 15 | 2 | 0 | 0 | -1 | 0.8 | 0.87 | 0 | -1 | 0 | 0 | 0 | 0 | 2 | 15 | 2 | 0 | 0 | 2025-12-18 | 0 | 0 | 0 | 0 | 0 | 0 | 0 | 0 | 8.4674e-05 | 0.00028524 | 0.00039992 | 0.0004723 | 0.00049335 | 0.00047561 | 0.00040975 | 0.00029444 | 0.00012328 | 0 | 0 | 0 | 0 | 0 | 0 | 0
2 | 15 | 3 | 0 | 0 | -1 | 0.8 | 0.87 | 0 | -1 | 0 | 0 | 0 | 0 | 2 | 15 | 3 | 0 | 0 | 2025-12-19 | 0 | 0 | 0 | 0 | 0 | 0 | 0 | 0 | 2.807e-05 | 0.00014427 | 0.00021848 | 0.00027374 | 0.00023828 | 0.00032692 | 0.00020413 | 8.7582e-05 | 2.168e-05 | 0 | 0 | 0 | 0 | 0 | 0 | 0
2 | 15 | 4 | 0 | 0 | -1 | 0.7 | 0.87 | 0 | -1 | 0 | 0 | 0 | 0 | 2 | 15 | 4 | 0 | 0 | 2025-12-20 | 0 | 0 | 0 | 0 | 0 | 0 | 0 | 0 | 0 | 4.6837e-05 | 2.3671e-05 | 2.3951e-05 | 1.0479e-05 | 5.5396e-05 | 4.6486e-05 | 1.0493e-05 | 7.0925e-06 | 0 | 0 | 0 | 0 | 0 | 0 | 0
2 | 15 | 5 | 0 | 0 | -1 | 0.4 | 0.87 | 0 | -1 | 0 | 0 | 0 | 0 | 2 | 15 | 5 | 0 | 0 | 2025-12-21 | 0 | 0 | 0 | 0 | 0 | 0 | 0 | 0 | 0 | 1.6106e-06 | 4.4634e-06 | 1.6694e-05 | 1.6652e-05 | 3.9966e-05 | 3.5885e-05 | 5.1339e-05 | 2.6891e-05 | 0 | 0 | 0 | 0 | 0 | 0 | 0
2 | 15 | 6 | 0 | 0 | -1 | 0.3 | 0.87 | 0 | -1 | 0 | 0 | 0 | 0 | 2 | 15 | 6 | 0 | 0 | 2025-12-22 | 0 | 0 | 0 | 0 | 0 | 0 | 0 | 0 | 1.3091e-05 | 0.0002511 | 0.00016095 | 0.00028021 | 0.00022745 | 9.9436e-05 | 0.00014779 | 0.0001984 | 7.9952e-05 | 0 | 0 | 0 | 0 | 0 | 0 | 0
2 | 15 | 7 | 0 | 0 | 0 | 0.4 | 0.87 | 0 | 0 | 0 | 0 | 0 | 0 | 2 | 15 | 7 | 0 | 0 | 2025-12-23 | 0 | 0 | 0 | 0 | 0 | 0 | 0 | 0 | 1.091e-05 | 8.6234e-05 | 0.00014351 | 0.00018376 | 0.00019656 | 0.00018827 | 9.1326e-05 | 8.7066e-05 | 0.00013785 | 0 | 0 | 0 | 0 | 0 | 0 | 0
2 | 15 | 8 | 0 | 35 | 0 | 0.5 | 0.87 | 33.144 | 1.153 | 32.412 | 26.507 | 0.026507 | 0.026507 | 2 | 15 | 8 | 1.8182e-05 | 1.8174e-05 | 2025-12-24 | 0 | 0 | 0 | 0 | 0 | 0 | 0 | 0 | 7.9823e-05 | 0.00030226 | 0.00028091 | 0.00051974 | 0.00054623 | 0.00052592 | 0.00045516 | 0.00033265 | 0.0001488 | 0 | 0 | 0 | 0 | 0 | 0 | 0
2 | 15 | 9 | 0 | 91 | 1 | 0.7 | 0.87 | 87.777 | 3.899 | 89.485 | 81.558 | 0.081558 | 0.081558 | 2 | 15 | 9 | 5.5943e-05 | 5.5918e-05 | 2025-12-25 | 0 | 0 | 0 | 0 | 0 | 0 | 0 | 0 | 5.1527e-06 | 0.00019034 | 0.00022136 | 0.00034547 | 0.00037326 | 0.00024987 | 4.4981e-05 | 1.0121e-05 | 3.6203e-06 | 0 | 0 | 0 | 0 | 0 | 0 | 0
2 | 15 | 10 | 208 | 211 | 2 | 0.8 | 0.87 | 372.27 | 13.978 | 382.606 | 364.293 | 0.36429 | 0.36429 | 2 | 15 | 10 | 0.00024988 | 0.00024977 | 2025-12-26 | 0 | 0 | 0 | 0 | 0 | 0 | 0 | 0 | 6.4196e-05 | 0.00027471 | 0.00040697 | 0.00047801 | 0.00050335 | 0.0004833 | 0.00042151 | 0.0003118 | 0.00014286 | 0 | 0 | 0 | 0 | 0 | 0 | 0
2 | 15 | 11 | 43 | 240 | 3 | 1 | 0.87 | 285.119 | 11.673 | 289.511 | 274.496 | 0.2745 | 0.2745 | 2 | 15 | 11 | 0.00018829 | 0.0001882 | 2025-12-27 | 0 | 0 | 0 | 0 | 0 | 0 | 0 | 0 | 6.4012e-05 | 0.00026344 | 0.00039299 | 0.00046617 | 0.00049007 | 0.00047201 | 0.0004147 | 0.00030729 | 0.00014017 | 0 | 0 | 0 | 0 | 0 | 0 | 0
2 | 15 | 12 | 166 | 294 | 4 | 1.2 | 0.87 | 464.599 | 17.459 | 467.206 | 445.895 | 0.44589 | 0.44589 | 2 | 15 | 12 | 0.00030585 | 0.00030571 | 2025-12-28 | 0 | 0 | 0 | 0 | 0 | 0 | 0 | 0 | 6.3204e-05 | 0.00018623 | 0.00039721 | 0.00046895 | 0.0003756 | 0.00041154 | 0.00024825 | 0.00012563 | 7.6344e-06 | 0 | 0 | 0 | 0 | 0 | 0 | 0
2 | 15 | 13 | 634 | 173 | 4 | 1.5 | 0.87 | 751.626 | 24.371 | 747.633 | 716.385 | 0.71638 | 0.71638 | 2 | 15 | 13 | 0.00049139 | 0.00049117 | 2025-12-29 | 0 | 0 | 0 | 0 | 0 | 0 | 0 | 0 | 0 | 8.0226e-06 | 1.7464e-05 | 0.0001922 | 0.00011115 | 8.2219e-05 | 0.0003991 | 0.0002883 | 0.00011681 | 0 | 0 | 0 | 0 | 0 | 0 | 0
2 | 15 | 14 | 404 | 218 | 3 | 1.6 | 0.87 | 560.602 | 17.858 | 570.849 | 545.865 | 0.54587 | 0.54587 | 2 | 15 | 14 | 0.00037443 | 0.00037426 | 2025-12-30 | 0 | 0 | 0 | 0 | 0 | 0 | 0 | 0 | 9.2724e-06 | 4.3393e-05 | 7.6581e-05 | 9.9089e-05 | 5.3543e-05 | 5.1621e-05 | 0.00014385 | 9.622e-05 | 0.00015394 | 0 | 0 | 0 | 0 | 0 | 0 | 0
2 | 15 | 15 | 189 | 196 | 2 | 1.5 | 0.87 | 335.385 | 11.094 | 348.251 | 331.155 | 0.33115 | 0.33115 | 2 | 15 | 15 | 0.00022715 | 0.00022705 | 2025-12-31 | 0 | 0 | 0 | 0 | 0 | 0 | 0 | 0 | 5.5086e-05 | 0.00025707 | 0.00039408 | 0.00047947 | 0.00050921 | 0.00049276 | 0.00042347 | 0.00018396 | 0.00014009 | 0 | 0 | 0 | 0 | 0 | 0 | 0
2 | 15 | 16 | 0 | 20 | 1 | 1.2 | 0.87 | 18.914 | 1.549 | 18.343 | 12.937 | 0.012937 | 0.012937 | 2 | 15 | 16 | 8.8739e-06 | 8.8699e-06 | 2026-01-01 | 0 | 0 | 0 | 0 | 0 | 0 | 0 | 0 | 4.5464e-05 | 0.00022388 | 0.00034519 | 0.00041342 | 0.00032224 | 0.00041662 | 0.00026092 | 8.948e-05 | 0 | 0 | 0 | 0 | 0 | 0 | 0 | 0
2 | 15 | 17 | 0 | 7 | 0 | 0.9 | 0.87 | 6.609 | 0.205 | 5.924 | 0.958 | 0.000958 | 0.000958 | 2 | 15 | 17 | 6.5712e-07 | 6.5682e-07 | 2026-01-02 | 0 | 0 | 0 | 0 | 0 | 0 | 0 | 0 | 2.0762e-05 | 0.0002195 | 6.8883e-05 | 3.5684e-05 | 0.00020462 | 3.957e-05 | 4.1641e-05 | 3.5424e-05 | 0 | 0 | 0 | 0 | 0 | 0 | 0 | 0
2 | 15 | 18 | 0 | 0 | -1 | 0.8 | 0.87 | 0 | -1 | 0 | 0 | 0 | 0 | 2 | 15 | 18 | 0 | 0 | 2026-01-03 | 0 | 0 | 0 | 0 | 0 | 0 | 0 | 0 | 0 | 2.6956e-05 | 1.2823e-05 | 5.5842e-06 | 1.8921e-05 | 4.784e-05 | 6.039e-05 | 9.9323e-07 | 8.7388e-07 | 0 | 0 | 0 | 0 | 0 | 0 | 0
2 | 15 | 19 | 0 | 0 | -2 | 0.7 | 0.87 | 0 | -2 | 0 | 0 | 0 | 0 | 2 | 15 | 19 | 0 | 0 | 2026-01-04 | 0 | 0 | 0 | 0 | 0 | 0 | 0 | 0 | 0 | 1.9133e-05 | 1.2924e-05 | 1.7218e-05 | 0.00010243 | 4.013e-05 | 6.3347e-05 | 2.3974e-05 | 7.2167e-06 | 0 | 0 | 0 | 0 | 0 | 0 | 0
2 | 15 | 20 | 0 | 0 | -3 | 0.5 | 0.87 | 0 | -3 | 0 | 0 | 0 | 0 | 2 | 15 | 20 | 0 | 0 | 2026-01-05 | 0 | 0 | 0 | 0 | 0 | 0 | 0 | 0 | 6.7791e-06 | 5.0841e-05 | 7.1434e-05 | 0.00014276 | 0.0001339 | 0.00030002 | 0.00019418 | 0.0001364 | 4.4772e-05 | 0 | 0 | 0 | 0 | 0 | 0 | 0
2 | 15 | 21 | 0 | 0 | -4 | 0.5 | 0.87 | 0 | -4 | 0 | 0 | 0 | 0 | 2 | 15 | 21 | 0 | 0 | 2026-01-06 | 0 | 0 | 0 | 0 | 0 | 0 | 0 | 0 | 6.0373e-05 | 0.00026647 | 0.00039871 | 0.00047205 | 0.00050017 | 0.00048427 | 0.00042604 | 0.00032117 | 0.00016148 | 0 | 0 | 0 | 0 | 0 | 0 | 0
2 | 15 | 22 | 0 | 0 | -5 | 0.5 | 0.87 | 0 | -5 | 0 | 0 | 0 | 0 | 2 | 15 | 22 | 0 | 0 | 2026-01-07 | 0 | 0 | 0 | 0 | 0 | 0 | 0 | 0 | 6.0627e-05 | 0.00026785 | 0.00040581 | 0.0004891 | 0.00052483 | 0.00051298 | 0.0004527 | 0.000349 | 0.00018224 | 0 | 0 | 0 | 0 | 0 | 0 | 0
2 | 15 | 23 | 0 | 0 | -5 | 0.5 | 0.87 | 0 | -5 | 0 | 0 | 0 | 0 | 2 | 15 | 23 | 0 | 0 | 2026-01-08 | 0 | 0 | 0 | 0 | 0 | 0 | 0 | 0 | 2.1634e-05 | 0.00012415 | 0.00015707 | 0.00027346 | 0.00011889 | 0.00019872 | 0.00018792 | 8.688e-06 | 0 | 0 | 0 | 0 | 0 | 0 | 0 | 0
2 | 16 | 0 | 0 | 0 | -5 | 0.4 | 0.87 | 0 | -5 | 0 | 0 | 0 | 0 | 2 | 16 | 0 | 0 | 0 | 2026-01-09 | 0 | 0 | 0 | 0 | 0 | 0 | 0 | 0 | 3.5998e-06 | 3.2888e-05 | 6.0902e-05 | 1.9504e-05 | 6.6208e-05 | 0.0001211 | 5.3168e-05 | 3.3344e-05 | 0.00011539 | 0 | 0 | 0 | 0 | 0 | 0 | 0
2 | 16 | 1 | 0 | 0 | -5 | 0.4 | 0.87 | 0 | -5 | 0 | 0 | 0 | 0 | 2 | 16 | 1 | 0 | 0 | 2026-01-10 | 0 | 0 | 0 | 0 | 0 | 0 | 0 | 0 | 0 | 0.00024239 | 5.7255e-05 | 2.2336e-05 | 0.00048314 | 0.00048799 | 0.00043541 | 0.00033404 | 0.0001728 | 0 | 0 | 0 | 0 | 0 | 0 | 0
2 | 16 | 2 | 0 | 0 | -5 | 0.3 | 0.87 | 0 | -5 | 0 | 0 | 0 | 0 | 2 | 16 | 2 | 0 | 0 | 2026-01-11 | 0 | 0 | 0 | 0 | 0 | 0 | 0 | 0 | 6.5576e-05 | 0.00027382 | 0.00040689 | 0.00048303 | 0.00051386 | 0.00050467 | 0.00044681 | 0.0003413 | 0.00017824 | 0 | 0 | 0 | 0 | 0 | 0 | 0
2 | 16 | 3 | 0 | 0 | -4 | 0.3 | 0.87 | 0 | -4 | 0 | 0 | 0 | 0 | 2 | 16 | 3 | 0 | 0 | 2026-01-12 | 0 | 0 | 0 | 0 | 0 | 0 | 0 | 0 | 6.6203e-05 | 0.00026861 | 0.00039879 | 0.00040296 | 0.00039684 | 0.00039731 | 0.00030231 | 0.00021783 | 0.00017831 | 0 | 0 | 0 | 0 | 0 | 0 | 0
2 | 16 | 4 | 0 | 0 | -4 | 0.4 | 0.87 | 0 | -4 | 0 | 0 | 0 | 0 | 2 | 16 | 4 | 0 | 0 | 2026-01-13 | 0 | 0 | 0 | 0 | 0 | 0 | 0 | 0 | 6.1834e-05 | 8.1466e-05 | 0.0001238 | 0.00012063 | 0.00021238 | 0.00019393 | 9.8696e-05 | 3.6918e-05 | 5.495e-06 | 0 | 0 | 0 | 0 | 0 | 0 | 0
2 | 16 | 5 | 0 | 0 | -4 | 0.3 | 0.87 | 0 | -4 | 0 | 0 | 0 | 0 | 2 | 16 | 5 | 0 | 0 | 2026-01-14 | 0 | 0 | 0 | 0 | 0 | 0 | 0 | 0 | 7.0777e-05 | 0.00027731 | 0.00041348 | 0.00049348 | 0.00052331 | 0.00039339 | 0.0004414 | 0.00023505 | 0.00016572 | 0 | 0 | 0 | 0 | 0 | 0 | 0
2 | 16 | 6 | 0 | 0 | -4 | 0.3 | 0.87 | 0 | -4 | 0 | 0 | 0 | 0 | 2 | 16 | 6 | 0 | 0 | 2026-01-15 | 0 | 0 | 0 | 0 | 0 | 0 | 0 | 0 | 4.2736e-05 | 0.00011832 | 0.00025558 | 0.00036504 | 0.00034375 | 0.00019968 | 0.00011834 | 0.00025411 | 0.00011123 | 0 | 0 | 0 | 0 | 0 | 0 | 0
2 | 16 | 7 | 0 | 0 | -3 | 0.4 | 0.87 | 0 | 0 | 0 | 0 | 0 | 0 | 2 | 16 | 7 | 0 | 0 | 2026-01-16 | 0 | 0 | 0 | 0 | 0 | 0 | 0 | 0 | 5.064e-05 | 0.00010169 | 0.00025874 | 0.00023847 | 0.00029269 | 0.00032532 | 0.00023576 | 0.00011412 | 7.999e-05 | 0 | 0 | 0 | 0 | 0 | 0 | 0
2 | 16 | 8 | 598 | 51 | -1 | 0.7 | 0.87 | 254.072 | 7.222 | 245.934 | 232.464 | 0.23246 | 0.23246 | 2 | 16 | 8 | 0.00015945 | 0.00015938 | 2026-01-17 | 0 | 0 | 0 | 0 | 0 | 0 | 0 | 0 | 6.0295e-05 | 0.00024906 | 0.00038804 | 0.00038967 | 0.00049793 | 0.00026753 | 0.00016478 | 7.3035e-05 | 3.476e-05 | 0 | 0 | 0 | 0 | 0 | 0 | 0
2 | 16 | 9 | 784 | 82 | 0 | 1 | 0.87 | 513.895 | 15.78 | 537.85 | 514.035 | 0.51404 | 0.51404 | 2 | 16 | 9 | 0.00035259 | 0.00035243 | 2026-01-18 | 0 | 0 | 0 | 0 | 0 | 0 | 0 | 0 | 4.0905e-05 | 0.00021242 | 5.5853e-05 | 8.369e-05 | 0.00012545 | 9.4984e-05 | 5.8721e-05 | 2.4604e-05 | 2.503e-06 | 0 | 0 | 0 | 0 | 0 | 0 | 0
2 | 16 | 10 | 376 | 188 | 0 | 1.2 | 0.87 | 471.149 | 13.712 | 488.671 | 466.599 | 0.4666 | 0.4666 | 2 | 16 | 10 | 0.00032005 | 0.00031991 | 2026-01-19 | 0 | 0 | 0 | 0 | 0 | 0 | 0 | 0 | 7.9631e-05 | 7.8342e-05 | 0.00027104 | 0.00022383 | 0.00021067 | 0.00023791 | 0.00011221 | 0.00021417 | 2.4391e-05 | 0 | 0 | 0 | 0 | 0 | 0 | 0
2 | 16 | 11 | 247 | 263 | 0 | 1.4 | 0.87 | 485.825 | 13.447 | 498.964 | 476.528 | 0.47653 | 0.47653 | 2 | 16 | 11 | 0.00032687 | 0.00032672 | 2026-01-20 | 0 | 0 | 0 | 0 | 0 | 0 | 0 | 0 | 1.0902e-05 | 7.3806e-05 | 0.00014197 | 0.0003059 | 0.00028916 | 0.00031531 | 0.00027791 | 0.0001717 | 0.00010042 | 3.7129e-06 | 0 | 0 | 0 | 0 | 0 | 0
2 | 16 | 12 | 435 | 248 | 0 | 1.5 | 0.87 | 666.002 | 18.025 | 674.859 | 646.19 | 0.64619 | 0.64619 | 2 | 16 | 12 | 0.00044324 | 0.00044304 | 2026-01-21 | 0 | 0 | 0 | 0 | 0 | 0 | 0 | 0 | 9.2641e-05 | 0.00030875 | 0.00045725 | 0.00054906 | 0.00058725 | 0.00057788 | 0.0005159 | 0.00040194 | 0.00023019 | 1.6631e-05 | 0 | 0 | 0 | 0 | 0 | 0
2 | 16 | 13 | 426 | 252 | 0 | 1.6 | 0.87 | 648.458 | 17.165 | 659.333 | 631.214 | 0.63121 | 0.63121 | 2 | 16 | 13 | 0.00043297 | 0.00043277 | 2026-01-22 | 0 | 0 | 0 | 0 | 0 | 0 | 0 | 0 | 1.6434e-05 | 9.7438e-05 | 0.00013964 | 0.00016759 | 0.00013156 | 0.00014205 | 0.000204 | 0.0001791 | 8.8924e-05 | 2.8741e-07 | 0 | 0 | 0 | 0 | 0 | 0
2 | 16 | 14 | 54 | 240 | 0 | 1.7 | 0.87 | 293.051 | 7.574 | 302.809 | 287.323 | 0.28732 | 0.28732 | 2 | 16 | 14 | 0.00019708 | 0.00019699 | 2026-01-23 | 0 | 0 | 0 | 0 | 0 | 0 | 0 | 0 | 6.6055e-05 | 3.5878e-05 | 7.161e-05 | 9.0622e-05 | 0.00015107 | 0.00013827 | 0.0001217 | 0.0001287 | 0.0001977 | 1.4694e-05 | 0 | 0 | 0 | 0 | 0 | 0
2 | 16 | 15 | 302 | 189 | -1 | 1.7 | 0.87 | 409.311 | 9.629 | 430.133 | 410.135 | 0.41013 | 0.41013 | 2 | 16 | 15 | 0.00028132 | 0.0002812 | 2026-01-24 | 0 | 0 | 0 | 0 | 0 | 0 | 0 | 0 | 0.00010236 | 0.00031544 | 0.00046443 | 0.00055103 | 0.0005852 | 0.0005741 | 0.00051977 | 0.00041506 | 0.00024839 | 3.0846e-05 | 0 | 0 | 0 | 0 | 0 | 0
2 | 16 | 16 | 0 | 58 | -2 | 1.6 | 0.87 | 54.976 | -0.544 | 56.095 | 49.351 | 0.049351 | 0.049351 | 2 | 16 | 16 | 3.3851e-05 | 3.3836e-05 | 2026-01-25 | 0 | 0 | 0 | 0 | 0 | 0 | 0 | 0 | 2.3451e-05 | 9.0341e-05 | 0.00021178 | 0.00051317 | 0.00046039 | 0.00020129 | 0.00028346 | 0.00018781 | 0.00018262 | 6.279e-06 | 0 | 0 | 0 | 0 | 0 | 0
2 | 16 | 17 | 77 | 50 | -3 | 1.4 | 0.87 | 74.968 | -0.965 | 71.942 | 64.636 | 0.064636 | 0.064636 | 2 | 16 | 17 | 4.4336e-05 | 4.4316e-05 | 2026-01-26 | 0 | 0 | 0 | 0 | 0 | 0 | 0 | 0 | 0.00010781 | 0.00031585 | 0.00046633 | 0.00055889 | 0.00060245 | 0.00059404 | 0.00053374 | 0.00042313 | 0.0002533 | 3.3357e-05 | 0 | 0 | 0 | 0 | 0 | 0
2 | 16 | 18 | 0 | 0 | -4 | 1.4 | 0.87 | 0 | -4 | 0 | 0 | 0 | 0 | 2 | 16 | 18 | 0 | 0 | 2026-01-27 | 0 | 0 | 0 | 0 | 0 | 0 | 0 | 0 | 0.00011451 | 0.00032491 | 0.00047468 | 0.00056609 | 0.00060615 | 0.00059667 | 0.00054157 | 0.00043326 | 0.00026539 | 3.8237e-05 | 0 | 0 | 0 | 0 | 0 | 0
2 | 16 | 19 | 0 | 0 | -4 | 1.4 | 0.12 | 0 | -4 | 0 | 0 | 0 | 0 | 2 | 16 | 19 | 0 | 0 | 2026-01-28 | 0 | 0 | 0 | 0 | 0 | 0 | 0 | 0 | 6.479e-05 | 0.00026809 | 0.00032517 | 0.00032562 | 0.00052625 | 0.00051808 | 0.00043752 | 0.00042406 | 0.00025754 | 3.7606e-05 | 0 | 0 | 0 | 0 | 0 | 0
2 | 16 | 20 | 0 | 0 | -4 | 1.3 | 0.12 | 0 | -4 | 0 | 0 | 0 | 0 | 2 | 16 | 20 | 0 | 0 | 2026-01-29 | 0 | 0 | 0 | 0 | 0 | 0 | 0 | 0 | 4.0272e-05 | 0.00029079 | 7.3708e-05 | 0.00012206 | 0.00012822 | 0.00026221 | 6.215e-05 | 0.00014453 | 0.00015728 | 1.409e-05 | 0 | 0 | 0 | 0 | 0 | 0
2 | 16 | 21 | 0 | 0 | -4 | 1.3 | 0.12 | 0 | -4 | 0 | 0 | 0 | 0 | 2 | 16 | 21 | 0 | 0 | 2026-01-30 | 0 | 0 | 0 | 0 | 0 | 0 | 0 | 0 | 5.4874e-08 | 3.4193e-05 | 0.00011233 | 0.0001951 | 0.00033448 | 0.00032512 | 0.00014765 | 0.00019973 | 5.6888e-05 | 2.2663e-06 | 0 | 0 | 0 | 0 | 0 | 0
2 | 16 | 22 | 0 | 0 | -4 | 1.3 | 0.12 | 0 | -4 | 0 | 0 | 0 | 0 | 2 | 16 | 22 | 0 | 0 | 2026-01-31 | 0 | 0 | 0 | 0 | 0 | 0 | 0 | 0 | 6.6865e-06 | 8.56e-05 | 0.00018648 | 0.00027483 | 0.00034552 | 0.00058031 | 0.00052726 | 0.00042085 | 0.0002568 | 4.4142e-05 | 0 | 0 | 0 | 0 | 0 | 0
2 | 16 | 23 | 0 | 0 | -5 | 1.3 | 0.12 | 0 | -5 | 0 | 0 | 0 | 0 | 2 | 16 | 23 | 0 | 0 | 2026-02-01 | 0 | 0 | 0 | 0 | 0 | 0 | 0 | 0 | 0.0001256 | 0.00033287 | 0.00048227 | 0.00057745 | 0.00061939 | 0.00060639 | 0.00054939 | 0.00044038 | 0.00026935 | 5.1713e-05 | 0 | 0 | 0 | 0 | 0 | 0
2 | 17 | 0 | 0 | 0 | -5 | 1.4 | 0.12 | 0 | -5 | 0 | 0 | 0 | 0 | 2 | 17 | 0 | 0 | 0 | 2026-02-02 | 0 | 0 | 0 | 0 | 0 | 0 | 0 | 0 | 1.9243e-05 | 0.00012099 | 0.00011303 | 0.00032204 | 0.00041748 | 0.00036032 | 0.00027881 | 0.00011198 | 4.9043e-05 | 5.0786e-06 | 0 | 0 | 0 | 0 | 0 | 0
2 | 17 | 1 | 0 | 0 | -5 | 1.4 | 0.12 | 0 | -5 | 0 | 0 | 0 | 0 | 2 | 17 | 1 | 0 | 0 | 2026-02-03 | 0 | 0 | 0 | 0 | 0 | 0 | 0 | 0 | 1.1788e-05 | 3.0669e-05 | 5.1717e-05 | 0.0002524 | 0.00027219 | 0.00013318 | 9.7993e-05 | 8.027e-05 | 3.1137e-05 | 4.7355e-05 | 0 | 0 | 0 | 0 | 0 | 0
2 | 17 | 2 | 0 | 0 | -5 | 1.4 | 0.12 | 0 | -5 | 0 | 0 | 0 | 0 | 2 | 17 | 2 | 0 | 0 | 2026-02-04 | 0 | 0 | 0 | 0 | 0 | 0 | 0 | 0 | 3.1238e-05 | 0.00012114 | 0.00013276 | 8.9552e-05 | 0.00017617 | 0.00025675 | 5.0965e-05 | 4.5719e-05 | 2.9545e-05 | 2.4001e-06 | 0 | 0 | 0 | 0 | 0 | 0
2 | 17 | 3 | 0 | 0 | -6 | 1.2 | 0.12 | 0 | -6 | 0 | 0 | 0 | 0 | 2 | 17 | 3 | 0 | 0 | 2026-02-05 | 0 | 0 | 0 | 0 | 0 | 0 | 0 | 0 | 0.00011187 | 0.00016572 | 0.00016714 | 0.00028732 | 0.00026024 | 0.0002782 | 0.00012111 | 0.00010333 | 0.00011411 | 2.3055e-05 | 0 | 0 | 0 | 0 | 0 | 0
2 | 17 | 4 | 0 | 0 | -6 | 1 | 0.12 | 0 | -6 | 0 | 0 | 0 | 0 | 2 | 17 | 4 | 0 | 0 | 2026-02-06 | 0 | 0 | 0 | 0 | 0 | 0 | 0 | 0 | 0.00011225 | 5.6605e-05 | 8.7805e-05 | 0.00018818 | 0.00023669 | 0.00026051 | 0.00021543 | 0.0001948 | 0.00022735 | 4.8721e-05 | 0 | 0 | 0 | 0 | 0 | 0
2 | 17 | 5 | 0 | 0 | -8 | 0.6 | 0.12 | 0 | -8 | 0 | 0 | 0 | 0 | 2 | 17 | 5 | 0 | 0 | 2026-02-07 | 0 | 0 | 0 | 0 | 0 | 0 | 0 | 0 | 7.1378e-06 | 9.6341e-05 | 0.00042822 | 0.00050345 | 0.0005356 | 0.00052532 | 0.00047706 | 0.00038771 | 0.00025238 | 6.8921e-05 | 0 | 0 | 0 | 0 | 0 | 0
2 | 17 | 6 | 0 | 0 | -9 | 0.5 | 0.12 | 0 | -9 | 0 | 0 | 0 | 0 | 2 | 17 | 6 | 0 | 0 | 2026-02-08 | 0 | 0 | 0 | 0 | 0 | 0 | 0 | 0 | 5.0073e-08 | 6.7941e-06 | 1.6674e-05 | 6.6564e-05 | 5.2961e-05 | 7.3631e-05 | 9.0432e-05 | 3.5778e-05 | 3.2875e-05 | 4.3927e-06 | 0 | 0 | 0 | 0 | 0 | 0
2 | 17 | 7 | 0 | 0 | -8 | 0.6 | 0.12 | 0 | 0 | 0 | 0 | 0 | 0 | 2 | 17 | 7 | 0 | 0 | 2026-02-09 | 0 | 0 | 0 | 0 | 0 | 0 | 0 | 0 | 0.00013633 | 0.00032768 | 0.00045941 | 0.00053634 | 0.00056801 | 0.00055613 | 0.00050732 | 0.00040911 | 0.00018963 | 2.8181e-05 | 0 | 0 | 0 | 0 | 0 | 0
2 | 17 | 8 | 679 | 43 | -6 | 0.8 | 0.12 | 269.124 | 2.48 | 265.728 | 251.556 | 0.25156 | 0.25156 | 2 | 17 | 8 | 0.00017255 | 0.00017247 | 2026-02-10 | 0 | 0 | 0 | 0 | 0 | 0 | 0 | 0 | 4.282e-05 | 4.0283e-05 | 0.00011481 | 0.00013319 | 0.00034783 | 0.00022006 | 9.0426e-05 | 9.8922e-05 | 2.3717e-05 | 5.9738e-06 | 0 | 0 | 0 | 0 | 0 | 0
2 | 17 | 9 | 863 | 61 | -4 | 0.9 | 0.12 | 526.643 | 12.615 | 560.51 | 535.892 | 0.53589 | 0.53589 | 2 | 17 | 9 | 0.00036758 | 0.00036742 | 2026-02-11 | 0 | 0 | 0 | 0 | 0 | 0 | 0 | 0 | 0.00013647 | 0.00032157 | 0.00045435 | 0.00053744 | 0.00057626 | 0.00056974 | 0.00051749 | 0.00041867 | 0.00027069 | 8.1305e-05 | 0 | 0 | 0 | 0 | 0 | 0
2 | 17 | 10 | 937 | 74 | -3 | 0.9 | 0.12 | 732.006 | 20.047 | 753.003 | 721.565 | 0.72157 | 0.72157 | 2 | 17 | 10 | 0.00049494 | 0.00049472 | 2026-02-12 | 0 | 0 | 0 | 0 | 0 | 0 | 0 | 0 | 0.00014438 | 0.00033087 | 0.0004528 | 0.00052502 | 0.00055781 | 0.00055201 | 0.00050481 | 0.00034697 | 0.0002348 | 8.4662e-05 | 0 | 0 | 0 | 0 | 0 | 0
2 | 17 | 11 | 981 | 79 | -1 | 0.9 | 0.12 | 879.429 | 26.64 | 875.68 | 839.895 | 0.83989 | 0.83989 | 2 | 17 | 11 | 0.00057611 | 0.00057585 | 2026-02-13 | 0 | 0 | 0 | 0 | 0 | 0 | 0 | 0 | 8.3106e-05 | 2.3709e-05 | 1.6369e-05 | 3.0275e-05 | 0.00014864 | 0.00023204 | 0.00020433 | 0.00028215 | 0.00027046 | 8.6412e-05 | 0 | 0 | 0 | 0 | 0 | 0
2 | 17 | 12 | 1000 | 80 | 0 | 0.9 | 0.12 | 950.31 | 29.843 | 930.939 | 893.196 | 0.8932 | 0.8932 | 2 | 17 | 12 | 0.00061267 | 0.00061239 | 2026-02-14 | 0 | 0 | 0 | 0 | 0 | 0 | 0 | 0 | 0.00012821 | 4.6013e-05 | 0.00016526 | 0.00035496 | 0.0005691 | 0.00056155 | 0.00051175 | 0.00041341 | 0.00027053 | 8.4364e-05 | 0 | 0 | 0 | 0 | 0 | 0
2 | 17 | 13 | 991 | 82 | 0 | 0.9 | 0.12 | 936.689 | 29.419 | 919.649 | 882.306 | 0.88231 | 0.88231 | 2 | 17 | 13 | 0.0006052 | 0.00060493 | 2026-02-15 | 0 | 0 | 0 | 0 | 0 | 0 | 0 | 0 | 1.8182e-05 | 5.5943e-05 | 0.00024988 | 0.00018829 | 0.00030585 | 0.00049139 | 0.00037443 | 0.00022715 | 8.8739e-06 | 6.5712e-07 | 0 | 0 | 0 | 0 | 0 | 0
2 | 17 | 14 | 966 | 78 | 0 | 0.9 | 0.12 | 842.778 | 26.498 | 841.206 | 806.643 | 0.80664 | 0.80664 | 2 | 17 | 14 | 0.0005533 | 0.00055305 | 2026-02-16 | 0 | 0 | 0 | 0 | 0 | 0 | 0 | 0 | 0.00015945 | 0.00035259 | 0.00032005 | 0.00032687 | 0.00044324 | 0.00043297 | 0.00019708 | 0.00028132 | 3.3851e-05 | 4.4336e-05 | 0 | 0 | 0 | 0 | 0 | 0
2 | 17 | 15 | 911 | 72 | 0 | 0.9 | 0.12 | 676.598 | 21.314 | 694.365 | 665.004 | 0.665 | 0.665 | 2 | 17 | 15 | 0.00045615 | 0.00045594 | 2026-02-17 | 0 | 0 | 0 | 0 | 0 | 0 | 0 | 0 | 0.00017255 | 0.00036758 | 0.00049494 | 0.00057611 | 0.00061267 | 0.0006052 | 0.0005533 | 0.00045615 | 0.0003082 | 0.00011079 | 0 | 0 | 0 | 0 | 0 | 0
2 | 17 | 16 | 804 | 59 | 0 | 0.6 | 0.12 | 452.471 | 15.44 | 470.747 | 449.31 | 0.44931 | 0.44931 | 2 | 17 | 16 | 0.0003082 | 0.00030806 | 2026-02-18 | 0 | 0 | 0 | 0 | 0 | 0 | 0 | 0 | 0.0001338 | 0.00025764 | 0.00032992 | 0.00043919 | 0.00044712 | 0.00037969 | 0.00044203 | 0.0003743 | 0.00025148 | 9.5668e-05 | 0 | 0 | 0 | 0 | 0 | 0
2 | 17 | 17 | 560 | 37 | -1 | 0.5 | 0.12 | 191.094 | 5.407 | 172.384 | 161.519 | 0.16152 | 0.16152 | 2 | 17 | 17 | 0.00011079 | 0.00011074 | 2026-02-19 | 0 | 0 | 0 | 0 | 0 | 0 | 0 | 0 | 4.9284e-06 | 4.0129e-05 | 3.6542e-05 | 0.00011426 | 0.00027657 | 8.8641e-05 | 0.00017295 | 0.00013923 | 5.5021e-05 | 6.0362e-08 | 0 | 0 | 0 | 0 | 0 | 0
2 | 17 | 18 | 0 | 0 | -2 | 0.5 | 0.12 | 0 | -2 | 0 | 0 | 0 | 0 | 2 | 17 | 18 | 0 | 0 | 2026-02-20 | 0 | 0 | 0 | 0 | 0 | 0 | 0 | 0 | 8.4018e-05 | 9.7564e-05 | 0.00029193 | 0.00058066 | 0.0006141 | 0.00060871 | 0.00047993 | 0.00037689 | 0.00030864 | 4.4641e-05 | 0 | 0 | 0 | 0 | 0 | 0
2 | 17 | 19 | 0 | 0 | -3 | 0.7 | 0.12 | 0 | -3 | 0 | 0 | 0 | 0 | 2 | 17 | 19 | 0 | 0 | 2026-02-21 | 0 | 0 | 0 | 0 | 0 | 0 | 0 | 0 | 2.2879e-05 | 7.315e-05 | 0.00029317 | 0.00056411 | 0.0005987 | 0.00058614 | 0.000464 | 0.00027145 | 8.7211e-05 | 3.72e-05 | 0 | 0 | 0 | 0 | 0 | 0
2 | 17 | 20 | 0 | 0 | -5 | 0.8 | 0.12 | 0 | -5 | 0 | 0 | 0 | 0 | 2 | 17 | 20 | 0 | 0 | 2026-02-22 | 0 | 0 | 0 | 0 | 0 | 0 | 0 | 0 | 0 | 2.4341e-05 | 9.1053e-05 | 8.3459e-05 | 0.00014375 | 0.00012257 | 5.3693e-05 | 7.5299e-05 | 4.8439e-05 | 9.4876e-05 | 0 | 0 | 0 | 0 | 0 | 0
2 | 17 | 21 | 0 | 0 | -6 | 0.6 | 0.12 | 0 | -6 | 0 | 0 | 0 | 0 | 2 | 17 | 21 | 0 | 0 | 2026-02-23 | 0 | 0 | 0 | 0 | 0 | 0 | 0 | 0 | 2.8436e-05 | 0.00034479 | 0.00047108 | 0.00055232 | 0.00058516 | 0.00057639 | 0.00052942 | 0.0004352 | 0.00029546 | 0.00011161 | 0 | 0 | 0 | 0 | 0 | 0
2 | 17 | 22 | 0 | 0 | -6 | 0.5 | 0.12 | 0 | -6 | 0 | 0 | 0 | 0 | 2 | 17 | 22 | 0 | 0 | 2026-02-24 | 0 | 0 | 0 | 0 | 0 | 0 | 0 | 3.8872e-06 | 0.00016902 | 0.00034912 | 0.00047839 | 0.00055436 | 0.00058931 | 0.00058306 | 0.00053013 | 0.00043453 | 0.00030067 | 0.00011464 | 0 | 0 | 0 | 0 | 0 | 0
2 | 17 | 23 | 0 | 0 | -6 | 0.6 | 0.12 | 0 | -6 | 0 | 0 | 0 | 0 | 2 | 17 | 23 | 0 | 0 | 2026-02-25 | 0 | 0 | 0 | 0 | 0 | 0 | 0 | 5.5698e-06 | 0.00017461 | 0.00035185 | 0.00047837 | 0.00047212 | 0.00051158 | 0.00058657 | 0.00053997 | 0.00044716 | 0.00030699 | 0.00012176 | 0 | 0 | 0 | 0 | 0 | 0
2 | 18 | 0 | 0 | 0 | -6 | 0.6 | 0.12 | 0 | -6 | 0 | 0 | 0 | 0 | 2 | 18 | 0 | 0 | 0 | 2026-02-26 | 0 | 0 | 0 | 0 | 0 | 0 | 0 | 0 | 1.1112e-07 | 7.0693e-05 | 6.2888e-05 | 0.00015182 | 0.00019672 | 0.0001264 | 5.4451e-05 | 0.0001006 | 3.0181e-05 | 3.5408e-06 | 0 | 0 | 0 | 0 | 0 | 0
2 | 18 | 1 | 0 | 0 | -6 | 0.7 | 0.12 | 0 | -6 | 0 | 0 | 0 | 0 | 2 | 18 | 1 | 0 | 0 | 2026-02-27 | 0 | 0 | 0 | 0 | 0 | 0 | 0 | 0 | 7.0377e-07 | 5.5442e-05 | 9.8611e-05 | 5.9e-05 | 4.9875e-05 | 7.3178e-05 | 8.2894e-05 | 0.00014628 | 9.0311e-05 | 2.4481e-06 | 0 | 0 | 0 | 0 | 0 | 0
2 | 18 | 2 | 0 | 0 | -6 | 0.8 | 0.12 | 0 | -6 | 0 | 0 | 0 | 0 | 2 | 18 | 2 | 0 | 0 | 2026-02-28 | 0 | 0 | 0 | 0 | 0 | 0 | 0 | 4.0415e-06 | 1.7514e-05 | 3.0174e-05 | 4.0532e-05 | 6.1803e-05 | 5.1089e-05 | 4.1053e-05 | 3.3056e-05 | 5.0664e-05 | 1.6755e-05 | 0.00010822 | 0 | 0 | 0 | 0 | 0 | 0
2 | 18 | 3 | 0 | 0 | -6 | 0.8 | 0.12 | 0 | -6 | 0 | 0 | 0 | 0 | 2 | 18 | 3 | 0 | 0 | 2026-03-01 | 0 | 0 | 0 | 0 | 0 | 0 | 0 | 1.1272e-05 | 0.00018328 | 0.00035611 | 0.00047285 | 0.00045385 | 0.00049497 | 0.00055296 | 0.00051178 | 0.00042388 | 0.00029173 | 0.00011491 | 0 | 0 | 0 | 0 | 0 | 0
2 | 18 | 4 | 0 | 0 | -5 | 0.9 | 0.12 | 0 | -5 | 0 | 0 | 0 | 0 | 2 | 18 | 4 | 0 | 0 | 2026-03-02 | 0 | 0 | 0 | 0 | 0 | 0 | 0 | 0 | 5.4094e-05 | 5.0319e-05 | 6.9001e-05 | 0.00013381 | 0.00012429 | 0.00014739 | 0.00010503 | 0.00014413 | 4.4917e-05 | 1.6297e-05 | 0 | 0 | 0 | 0 | 0 | 0
2 | 18 | 5 | 0 | 0 | -5 | 0.9 | 0.12 | 0 | -5 | 0 | 0 | 0 | 0 | 2 | 18 | 5 | 0 | 0 | 2026-03-03 | 0 | 0 | 0 | 0 | 0 | 0 | 0 | 8.9706e-06 | 8.832e-06 | 0.00023973 | 0.00013783 | 0.00014465 | 0.0001696 | 0.00033851 | 0.0002012 | 6.9196e-05 | 6.7248e-05 | 3.1601e-05 | 0 | 0 | 0 | 0 | 0 | 0
2 | 18 | 6 | 0 | 0 | -5 | 1 | 0.12 | 0 | -5 | 0 | 0 | 0 | 0 | 2 | 18 | 6 | 0 | 0 | 2026-03-04 | 0 | 0 | 0 | 0 | 0 | 0 | 0 | 1.3472e-06 | 5.8366e-05 | 0.00016275 | 0.00035795 | 0.00047553 | 0.00050453 | 0.00047611 | 0.00057862 | 0.00046747 | 0.00031369 | 3.0437e-05 | 0 | 0 | 0 | 0 | 0 | 0
2 | 18 | 7 | 0 | 0 | -4 | 1.2 | 0.12 | 0 | 0 | 0 | 0 | 0 | 0 | 2 | 18 | 7 | 0 | 0 | 2026-03-05 | 0 | 0 | 0 | 0 | 0 | 0 | 0 | 2.4262e-05 | 0.000211 | 0.00038527 | 0.00033667 | 0.0005744 | 0.00060416 | 0.00059318 | 0.00049257 | 0.00038507 | 0.00030529 | 0.00012474 | 0 | 0 | 0 | 0 | 0 | 0
2 | 18 | 8 | 414 | 65 | -1 | 1.3 | 0.12 | 209.44 | 4.849 | 207.155 | 195.059 | 0.19506 | 0.19506 | 2 | 18 | 8 | 0.0001338 | 0.00013374 | 2026-03-06 | 0 | 0 | 0 | 0 | 0 | 0 | 0 | 1.7331e-05 | 0.0001845 | 0.00030183 | 0.00048626 | 0.00056234 | 0.00059556 | 0.00059049 | 0.00053811 | 0.00044271 | 0.00031066 | 0.00013096 | 0 | 0 | 0 | 0 | 0 | 0
2 | 18 | 9 | 464 | 112 | 2 | 1.5 | 0.12 | 373.637 | 12.18 | 394.334 | 375.605 | 0.37561 | 0.37561 | 2 | 18 | 9 | 0.00025764 | 0.00025752 | 2026-03-07 | 0 | 0 | 0 | 0 | 0 | 0 | 0 | 0 | 6.9003e-05 | 9.9406e-05 | 0.00028344 | 0.00052827 | 0.00056376 | 0.00054714 | 0.00033997 | 0.0002671 | 0.00027815 | 9.9723e-05 | 0 | 0 | 0 | 0 | 0 | 0
2 | 18 | 10 | 402 | 188 | 6 | 1.6 | 0.12 | 492.813 | 19.094 | 503.577 | 480.977 | 0.48098 | 0.48098 | 2 | 18 | 10 | 0.00032992 | 0.00032977 | 2026-03-08 | 0 | 0 | 0 | 0 | 0 | 0 | 0 | 1.6153e-05 | 0.00014625 | 0.00030059 | 0.0004644 | 0.00045126 | 0.00047997 | 0.00047184 | 0.00038678 | 0.00032847 | 0.00020087 | 5.3891e-05 | 0 | 0 | 0 | 0 | 0 | 0
2 | 18 | 11 | 576 | 181 | 9 | 1.7 | 0.12 | 673.979 | 26.505 | 668.742 | 640.289 | 0.64029 | 0.64029 | 2 | 18 | 11 | 0.00043919 | 0.00043899 | 2026-03-09 | 0 | 0 | 0 | 0 | 0 | 0 | 0 | 2.2094e-06 | 1.0371e-06 | 2.8059e-05 | 9.8275e-05 | 7.6763e-05 | 0.00012576 | 6.8792e-05 | 0.00012988 | 0.0001974 | 6.0623e-05 | 2.8842e-05 | 0 | 0 | 0 | 0 | 0 | 0
2 | 18 | 12 | 499 | 229 | 10 | 1.7 | 0.12 | 693.391 | 27.984 | 680.723 | 651.846 | 0.65185 | 0.65185 | 2 | 18 | 12 | 0.00044712 | 0.00044692 | 2026-03-10 | 0 | 0 | 0 | 0 | 0 | 0 | 0 | 4.6055e-05 | 0.00024234 | 0.00042487 | 0.00053175 | 0.0006115 | 0.00064861 | 0.0006376 | 0.00058329 | 0.00048963 | 0.00034532 | 0.00014849 | 1.4507e-06 | 0 | 0 | 0 | 0 | 0
2 | 18 | 13 | 334 | 275 | 11 | 1.6 | 0.12 | 588.608 | 26.589 | 578.812 | 553.546 | 0.55355 | 0.55355 | 2 | 18 | 13 | 0.00037969 | 0.00037952 | 2026-03-11 | 0 | 0 | 0 | 0 | 0 | 0 | 0 | 4.1757e-05 | 0.00022052 | 0.00033439 | 0.00043758 | 0.00051437 | 0.00052735 | 0.00051484 | 0.00049726 | 0.0003589 | 0.0001827 | 6.5862e-05 | 0 | 0 | 0 | 0 | 0 | 0
2 | 18 | 14 | 646 | 150 | 11 | 1.5 | 0.12 | 684.443 | 29.591 | 673.03 | 644.426 | 0.64443 | 0.64443 | 2 | 18 | 14 | 0.00044203 | 0.00044183 | 2026-03-12 | 0 | 0 | 0 | 0 | 0 | 0 | 0 | 0 | 4.2359e-05 | 7.7266e-05 | 0.00013021 | 0.00018228 | 0.00023137 | 0.00024984 | 0.00016576 | 0.00024106 | 6.6736e-05 | 4.1085e-05 | 0 | 0 | 0 | 0 | 0 | 0
2 | 18 | 15 | 677 | 104 | 10 | 1.3 | 0.12 | 568.271 | 26.201 | 570.66 | 545.683 | 0.54568 | 0.54568 | 2 | 18 | 15 | 0.0003743 | 0.00037413 | 2026-03-13 | 0 | 0 | 0 | 0 | 0 | 0 | 0 | 0 | 4.3599e-05 | 0.00013408 | 0.00011375 | 0.00030386 | 0.00042348 | 0.00056378 | 0.00051818 | 0.00043148 | 0.00030378 | 9.4633e-05 | 2.481e-06 | 0 | 0 | 0 | 0 | 0
2 | 18 | 16 | 606 | 73 | 9 | 1.3 | 0.12 | 377.316 | 19.749 | 385.025 | 366.626 | 0.36663 | 0.36663 | 2 | 18 | 16 | 0.00025148 | 0.00025137 | 2026-03-14 | 0 | 0 | 0 | 0 | 0 | 0 | 0 | 2.679e-05 | 0.00013548 | 0.00032981 | 0.00046355 | 0.00054015 | 0.000481 | 0.0005116 | 0.00038582 | 0.00029106 | 0.00022094 | 5.5425e-05 | 0 | 0 | 0 | 0 | 0 | 0
2 | 18 | 17 | 435 | 43 | 7 | 1.4 | 0.12 | 167.405 | 11.473 | 149.526 | 139.472 | 0.13947 | 0.13947 | 2 | 18 | 17 | 9.5668e-05 | 9.5625e-05 | 2026-03-15 | 0 | 0 | 0 | 0 | 0 | 0 | 0 | 3.9996e-05 | 0.00014422 | 0.00018774 | 6.5009e-05 | 1.4992e-05 | 0.00011975 | 0.00014705 | 0.00014025 | 7.5809e-05 | 4.0154e-05 | 0.00011171 | 1.5406e-06 | 0 | 0 | 0 | 0 | 0
2 | 18 | 18 | 0 | 0 | 6 | 1.4 | 0.12 | 0 | 6 | 0 | 0 | 0 | 0 | 2 | 18 | 18 | 0 | 0 | 2026-03-16 | 0 | 0 | 0 | 0 | 0 | 0 | 0 | 1.1242e-06 | 3.4327e-05 | 6.5318e-05 | 7.3242e-05 | 0.00011877 | 9.3601e-05 | 0.00016332 | 0.00020671 | 0.00016382 | 0.00025862 | 8.8263e-05 | 1.6387e-06 | 0 | 0 | 0 | 0 | 0
2 | 18 | 19 | 0 | 0 | 5 | 1.3 | 0.12 | 0 | 5 | 0 | 0 | 0 | 0 | 2 | 18 | 19 | 0 | 0 | 2026-03-17 | 0 | 0 | 0 | 0 | 0 | 0 | 0 | 5.851e-07 | 4.7379e-05 | 5.9722e-05 | 0.0001116 | 7.3541e-05 | 0.00011589 | 0.00013806 | 0.00012588 | 0.00015521 | 8.1056e-05 | 7.9633e-05 | 6.1734e-09 | 0 | 0 | 0 | 0 | 0
2 | 18 | 20 | 0 | 0 | 5 | 1.4 | 0.12 | 0 | 5 | 0 | 0 | 0 | 0 | 2 | 18 | 20 | 0 | 0 | 2026-03-18 | 0 | 0 | 0 | 0 | 0 | 0 | 0 | 3.7491e-05 | 5.3287e-05 | 0.00010623 | 0.00016377 | 0.00030781 | 0.00044975 | 0.00047873 | 0.00037703 | 0.00032525 | 0.00010262 | 6.815e-05 | 1.544e-06 | 0 | 0 | 0 | 0 | 0
2 | 18 | 21 | 0 | 0 | 5 | 1.8 | 0.12 | 0 | 5 | 0 | 0 | 0 | 0 | 2 | 18 | 21 | 0 | 0 | 2026-03-19 | 0 | 0 | 0 | 0 | 0 | 0 | 0 | 3.4413e-06 | 3.2722e-05 | 0.00010359 | 0.00014431 | 0.00012963 | 0.0001263 | 0.00012451 | 0.0001368 | 0.00010082 | 8.006e-05 | 4.1587e-05 | 0 | 0 | 0 | 0 | 0 | 0
2 | 18 | 22 | 0 | 0 | 6 | 2.2 | 0.12 | 0 | 6 | 0 | 0 | 0 | 0 | 2 | 18 | 22 | 0 | 0 | 2026-03-20 | 0 | 0 | 0 | 0 | 0 | 0 | 0 | 7.5473e-06 | 3.8403e-05 | 0.00015119 | 0.00012537 | 0.00021177 | 0.00022068 | 0.00021143 | 0.00022353 | 0.00014592 | 7.9292e-05 | 4.8329e-05 | 4.2322e-07 | 0 | 0 | 0 | 0 | 0
2 | 18 | 23 | 0 | 0 | 5 | 2.4 | 0.12 | 0 | 5 | 0 | 0 | 0 | 0 | 2 | 18 | 23 | 0 | 0 | 2026-03-21 | 0 | 0 | 0 | 0 | 0 | 0 | 0 | 6.9027e-05 | 0.00024326 | 0.00039803 | 0.00023148 | 0.00031161 | 0.00016734 | 0.00010002 | 0.00012475 | 0.00015468 | 6.0385e-05 | 3.8525e-05 | 5.6658e-07 | 0 | 0 | 0 | 0 | 0
2 | 19 | 0 | 0 | 0 | 4 | 2.4 | 0.12 | 0 | 4 | 0 | 0 | 0 | 0 | 2 | 19 | 0 | 0 | 0 | 2026-03-22 | 0 | 0 | 0 | 0 | 0 | 0 | 0 | 8.0362e-05 | 0.00017678 | 0.00043847 | 0.00055314 | 0.00062494 | 0.00065559 | 0.0006426 | 0.00058996 | 0.00048976 | 0.00035138 | 0.00016557 | 8.6441e-06 | 0 | 0 | 0 | 0 | 0
2 | 19 | 1 | 0 | 0 | 4 | 2.5 | 0.12 | 0 | 4 | 0 | 0 | 0 | 0 | 2 | 19 | 1 | 0 | 0 | 2026-03-23 | 0 | 0 | 0 | 0 | 0 | 0 | 0 | 8.317e-05 | 0.00028029 | 0.00044496 | 0.00055328 | 0.00061962 | 0.00064319 | 0.00062814 | 0.00057195 | 0.00047755 | 0.00034079 | 0.00016222 | 8.8876e-06 | 0 | 0 | 0 | 0 | 0
2 | 19 | 2 | 0 | 0 | 5 | 2.5 | 0.12 | 0 | 5 | 0 | 0 | 0 | 0 | 2 | 19 | 2 | 0 | 0 | 2026-03-24 | 0 | 0 | 0 | 0 | 0 | 0 | 0 | 2.1546e-05 | 9.8634e-05 | 0.00031498 | 0.00019021 | 0.00018457 | 0.00017589 | 0.00048387 | 0.00043378 | 0.00032788 | 0.00030622 | 0.00012778 | 7.8827e-06 | 0 | 0 | 0 | 0 | 0
2 | 19 | 3 | 0 | 0 | 5 | 2.1 | 0.12 | 0 | 5 | 0 | 0 | 0 | 0 | 2 | 19 | 3 | 0 | 0 | 2026-03-25 | 0 | 0 | 0 | 0 | 0 | 0 | 0 | 6.03e-06 | 1.9172e-05 | 4.6007e-05 | 0.00011584 | 0.00027827 | 9.6888e-05 | 0.00017424 | 9.755e-05 | 0.00015783 | 0.00013425 | 3.2546e-05 | 0 | 0 | 0 | 0 | 0 | 0
2 | 19 | 4 | 0 | 0 | 3 | 1.9 | 0.12 | 0 | 3 | 0 | 0 | 0 | 0 | 2 | 19 | 4 | 0 | 0 | 2026-03-26 | 0 | 0 | 0 | 0 | 0 | 0 | 0 | 4.0814e-05 | 1.1723e-05 | 0.000121 | 2.3558e-05 | 0.00011126 | 0.00023796 | 0.00010587 | 9.6458e-05 | 4.4079e-05 | 9.5547e-05 | 0.00014196 | 1.1037e-05 | 0 | 0 | 0 | 0 | 0
2 | 19 | 5 | 0 | 0 | 1 | 1.8 | 0.12 | 0 | 1 | 0 | 0 | 0 | 0 | 2 | 19 | 5 | 0 | 0 | 2026-03-27 | 0 | 0 | 0 | 0 | 0 | 0 | 0 | 9.0717e-05 | 5.0278e-05 | 0.00015562 | 0.00038539 | 0.00044252 | 0.00063723 | 0.00062618 | 0.00057547 | 0.00048682 | 0.00035321 | 0.00017304 | 1.5717e-05 | 0 | 0 | 0 | 0 | 0
2 | 19 | 6 | 0 | 0 | -1 | 1.6 | 0.12 | 0 | -1 | 0 | 0 | 0 | 0 | 2 | 19 | 6 | 0 | 0 | 2026-03-28 | 0 | 0 | 0 | 0 | 0 | 0 | 0 | 8.9201e-05 | 0.00026497 | 0.00041347 | 0.00042003 | 0.00035509 | 0.00038485 | 0.00040822 | 0.00011961 | 0.00012136 | 8.3468e-05 | 5.7662e-05 | 5.473e-06 | 0 | 0 | 0 | 0 | 0
2 | 19 | 7 | 0 | 0 | -1 | 1.6 | 0.12 | 0 | 0 | 0 | 0 | 0 | 0 | 2 | 19 | 7 | 0 | 0 | 2026-03-29 | 0 | 0 | 0 | 0 | 0 | 0 | 0 | 8.4675e-05 | 0.0002068 | 0.0002775 | 0.00033601 | 0.00041615 | 0.0004341 | 0.0003259 | 0.00031101 | 0.00014242 | 2.5823e-05 | 2.0626e-06 | 0 | 0 | 0 | 0 | 0 | 0
2 | 19 | 8 | 0 | 14 | 0 | 1.8 | 0.12 | 12.957 | 0.328 | 12.38 | 7.185 | 0.007185 | 0.007185 | 2 | 19 | 8 | 4.9284e-06 | 4.9262e-06 | 2026-03-30 | 0 | 0 | 0 | 0 | 0 | 0 | 0 | 9.1508e-05 | 0.00026562 | 0.00038213 | 0.0004366 | 0.00042986 | 0.00045353 | 0.00043185 | 0.00036874 | 0.00026891 | 0.00021103 | 9.5344e-05 | 1.287e-05 | 0 | 0 | 0 | 0 | 0
2 | 19 | 9 | 0 | 69 | 0 | 2 | 0.12 | 64.094 | 1.562 | 65.583 | 58.503 | 0.058503 | 0.058503 | 2 | 19 | 9 | 4.0129e-05 | 4.0111e-05 | 2026-03-31 | 0 | 0 | 0 | 0 | 0 | 0 | 0 | 3.7838e-05 | 9.5617e-05 | 0.00014965 | 0.00019771 | 0.00026971 | 0.00031429 | 0.00034673 | 0.00035335 | 0.00031207 | 0.00024632 | 0.0001324 | 1.9024e-05 | 0 | 0 | 0 | 0 | 0
2 | 19 | 10 | 0 | 64 | 0 | 2.1 | 0.12 | 59.451 | 1.417 | 60.162 | 53.274 | 0.053274 | 0.053274 | 2 | 19 | 10 | 3.6542e-05 | 3.6526e-05 | 2026-04-01 | 0 | 0 | 0 | 0 | 0 | 0 | 0 | 4.7013e-05 | 4.9779e-05 | 3.3469e-05 | 0.00016121 | 0.00044009 | 0.00018564 | 0.00019138 | 0.00038252 | 0.00011131 | 0.00019732 | 6.565e-06 | 1.2939e-05 | 0 | 0 | 0 | 0 | 0
2 | 19 | 11 | 3 | 178 | 1 | 2.2 | 0.12 | 172.772 | 5.031 | 177.631 | 166.581 | 0.16658 | 0.16658 | 2 | 19 | 11 | 0.00011426 | 0.00011421 | 2026-04-02 | 0 | 0 | 0 | 0 | 0 | 0 | 6.4409e-07 | 0.00010679 | 0.00028679 | 0.00043371 | 0.0005368 | 0.00059855 | 0.00062303 | 0.00060607 | 0.00055675 | 0.0004685 | 0.00034187 | 0.00017023 | 2.3219e-05 | 0 | 0 | 0 | 0 | 0
2 | 19 | 12 | 113 | 302 | 1 | 2.3 | 0.12 | 409.785 | 10.385 | 422.942 | 403.199 | 0.4032 | 0.4032 | 2 | 19 | 12 | 0.00027657 | 0.00027644 | 2026-04-03 | 0 | 0 | 0 | 0 | 0 | 0 | 0 | 3.304e-05 | 0.00013389 | 0.00017922 | 7.7803e-05 | 0.00012408 | 8.0689e-05 | 0.00012822 | 0.00012936 | 7.7893e-05 | 1.3442e-05 | 4.6136e-06 | 0 | 0 | 0 | 0 | 0 | 0
2 | 19 | 13 | 0 | 144 | 1 | 2.3 | 0.12 | 136.077 | 4.111 | 138.905 | 129.227 | 0.12923 | 0.12923 | 2 | 19 | 13 | 8.8641e-05 | 8.8601e-05 | 2026-04-04 | 0 | 0 | 0 | 0 | 0 | 0 | 0 | 5.7515e-06 | 5.4692e-05 | 7.2879e-05 | 4.1456e-05 | 0.00011575 | 0.00011961 | 0.00010607 | 9.9874e-05 | 0.00012773 | 5.424e-05 | 6.2078e-05 | 1.4185e-06 | 0 | 0 | 0 | 0 | 0
2 | 19 | 14 | 31 | 229 | 1 | 2.2 | 0.12 | 257.137 | 7.005 | 266.335 | 252.141 | 0.25214 | 0.25214 | 2 | 19 | 14 | 0.00017295 | 0.00017287 | 2026-04-05 | 0 | 0 | 0 | 0 | 0 | 0 | 0 | 7.144e-05 | 0.00024249 | 0.00035609 | 0.00039186 | 0.0003938 | 0.00053884 | 0.00051467 | 0.00042058 | 0.00032562 | 0.00024699 | 0.00013581 | 7.5939e-06 | 0 | 0 | 0 | 0 | 0
2 | 19 | 15 | 30 | 184 | 0 | 2.1 | 0.12 | 205.909 | 4.914 | 215.371 | 202.983 | 0.20298 | 0.20298 | 2 | 19 | 15 | 0.00013923 | 0.00013917 | 2026-04-06 | 0 | 0 | 0 | 0 | 0 | 0 | 2.1682e-06 | 0.00011146 | 0.00028162 | 0.00041682 | 0.00044192 | 0.00048318 | 0.00044574 | 0.00049878 | 0.00053054 | 0.00044728 | 0.00032679 | 0.0001658 | 2.5075e-05 | 0 | 0 | 0 | 0 | 0
2 | 19 | 16 | 0 | 90 | 0 | 2 | 0.12 | 85.272 | 2.079 | 88.09 | 80.213 | 0.080213 | 0.080213 | 2 | 19 | 16 | 5.5021e-05 | 5.4996e-05 | 2026-04-07 | 0 | 0 | 0 | 0 | 0 | 0 | 2.4529e-06 | 0.00010899 | 0.00027081 | 0.00040116 | 0.00042886 | 0.0004386 | 0.00048422 | 0.00056141 | 0.00050909 | 0.00042023 | 0.0003032 | 0.00015411 | 2.5472e-05 | 0 | 0 | 0 | 0 | 0
2 | 19 | 17 | 0 | 6 | 0 | 1.8 | 0.12 | 5.548 | 0.14 | 5.022 | 0.088 | 8.8e-05 | 8.8e-05 | 2 | 19 | 17 | 6.0362e-08 | 6.0334e-08 | 2026-04-08 | 0 | 0 | 0 | 0 | 0 | 0 | 4.0216e-06 | 8.1462e-05 | 0.00019896 | 0.00038624 | 0.00042023 | 0.00045717 | 0.00049912 | 0.00038076 | 0.00043103 | 0.00027178 | 0.00014149 | 0.00013117 | 1.8666e-05 | 0 | 0 | 0 | 0 | 0
2 | 19 | 18 | 0 | 0 | -1 | 1.6 | 0.12 | 0 | -1 | 0 | 0 | 0 | 0 | 2 | 19 | 18 | 0 | 0 | 2026-04-09 | 0 | 0 | 0 | 0 | 0 | 0 | 0 | 9.8212e-06 | 0.00010505 | 0.00035229 | 0.00043845 | 0.00035189 | 0.00036708 | 0.00032386 | 0.00033179 | 0.00022853 | 0.00027257 | 6.7362e-05 | 2.6987e-05 | 0 | 0 | 0 | 0 | 0
2 | 19 | 19 | 0 | 0 | -2 | 1.6 | 0.12 | 0 | -2 | 0 | 0 | 0 | 0 | 2 | 19 | 19 | 0 | 0 | 2026-04-10 | 0 | 0 | 0 | 0 | 0 | 0 | 0 | 4.2709e-05 | 0.00018651 | 0.00023232 | 0.00040263 | 0.00033084 | 0.000452 | 0.0002965 | 0.00025378 | 0.00029188 | 0.00010251 | 4.5946e-05 | 2.1922e-05 | 0 | 0 | 0 | 0 | 0
2 | 19 | 20 | 0 | 0 | -3 | 1.6 | 0.12 | 0 | -3 | 0 | 0 | 0 | 0 | 2 | 19 | 20 | 0 | 0 | 2026-04-11 | 0 | 0 | 0 | 0 | 0 | 0 | 0 | 4.3282e-07 | 0.00013317 | 0.00023951 | 2.9659e-05 | 0.00023309 | 0.00015312 | 0.00014825 | 0.00035056 | 0.00039022 | 0.00016509 | 7.6275e-05 | 1.1985e-05 | 0 | 0 | 0 | 0 | 0
2 | 19 | 21 | 0 | 0 | -3 | 1.6 | 0.12 | 0 | -3 | 0 | 0 | 0 | 0 | 2 | 19 | 21 | 0 | 0 | 2026-04-12 | 0 | 0 | 0 | 0 | 0 | 0 | 0 | 3.1949e-05 | 3.8446e-05 | 6.9584e-05 | 0.00018453 | 8.3375e-05 | 3.4078e-05 | 0.00023067 | 0.00010218 | 7.8151e-05 | 4.0154e-05 | 5.9642e-06 | 0 | 0 | 0 | 0 | 0 | 0
2 | 19 | 22 | 0 | 0 | -4 | 1.6 | 0.12 | 0 | -4 | 0 | 0 | 0 | 0 | 2 | 19 | 22 | 0 | 0 | 2026-04-13 | 0 | 0 | 0 | 0 | 0 | 0 | 3.9695e-06 | 5.1116e-05 | 5.3118e-05 | 9.0483e-05 | 5.7811e-05 | 3.2733e-05 | 8.1566e-05 | 8.8563e-05 | 0.00025664 | 0.00018659 | 8.7633e-05 | 5.6506e-05 | 1.1071e-06 | 0 | 0 | 0 | 0 | 0
2 | 19 | 23 | 0 | 0 | -4 | 1.6 | 0.12 | 0 | -4 | 0 | 0 | 0 | 0 | 2 | 19 | 23 | 0 | 0 | 2026-04-14 | 0 | 0 | 0 | 0 | 0 | 0 | 8.5392e-06 | 6.7874e-05 | 0.00019575 | 0.00036848 | 0.00040019 | 0.00034834 | 0.00026337 | 0.0002955 | 0.000171 | 0.00011139 | 0.00012599 | 4.6665e-05 | 2.6792e-05 | 0 | 0 | 0 | 0 | 0
2 | 20 | 0 | 0 | 0 | -4 | 1.6 | 0.12 | 0 | -4 | 0 | 0 | 0 | 0 | 2 | 20 | 0 | 0 | 0 | 2026-04-15 | 0 | 0 | 0 | 0 | 0 | 0 | 1.2876e-05 | 0.0001454 | 0.00032111 | 0.0004539 | 0.00054572 | 0.00059664 | 0.00061077 | 0.0005964 | 0.00054694 | 0.00046421 | 0.00034548 | 0.00018316 | 3.3538e-05 | 0 | 0 | 0 | 0 | 0
2 | 20 | 1 | 0 | 0 | -5 | 1.6 | 0.12 | 0 | -5 | 0 | 0 | 0 | 0 | 2 | 20 | 1 | 0 | 0 | 2026-04-16 | 0 | 0 | 0 | 0 | 0 | 0 | 1.3597e-05 | 0.00014624 | 0.00032146 | 0.00045233 | 0.00054313 | 0.00060009 | 0.00061918 | 0.00060208 | 0.00055181 | 0.00046807 | 0.00034627 | 0.00018229 | 3.3182e-05 | 0 | 0 | 0 | 0 | 0
2 | 20 | 2 | 0 | 0 | -5 | 1.5 | 0.12 | 0 | -5 | 0 | 0 | 0 | 0 | 2 | 20 | 2 | 0 | 0 | 2026-04-17 | 0 | 0 | 0 | 0 | 0 | 0 | 1.5462e-05 | 0.0001091 | 0.00030444 | 0.00035839 | 0.00044255 | 0.00049177 | 0.00058903 | 0.0005153 | 0.00052295 | 0.00044076 | 0.00032361 | 0.00017021 | 3.4212e-05 | 0 | 0 | 0 | 0 | 0
2 | 20 | 3 | 0 | 0 | -5 | 1.5 | 0.12 | 0 | -5 | 0 | 0 | 0 | 0 | 2 | 20 | 3 | 0 | 0 | 2026-04-18 | 0 | 0 | 0 | 0 | 0 | 0 | 1.5348e-05 | 0.00014011 | 0.00030497 | 0.00043201 | 0.00052229 | 0.00057719 | 0.00059458 | 0.00057836 | 0.00053189 | 0.00044714 | 0.00024872 | 0.00012654 | 2.3549e-05 | 0 | 0 | 0 | 0 | 0
2 | 20 | 4 | 0 | 0 | -5 | 1.5 | 0.12 | 0 | -5 | 0 | 0 | 0 | 0 | 2 | 20 | 4 | 0 | 0 | 2026-04-19 | 0 | 0 | 0 | 0 | 0 | 0 | 2.3719e-06 | 3.3782e-06 | 0.00010268 | 0.00022105 | 0.00025097 | 2.0822e-05 | 0.00051512 | 0.00036085 | 0.00011952 | 0.00024217 | 1.3241e-05 | 9.4772e-05 | 2.1312e-06 | 0 | 0 | 0 | 0 | 0
2 | 20 | 5 | 0 | 0 | -5 | 1.4 | 0.12 | 0 | -5 | 0 | 0 | 0 | 0 | 2 | 20 | 5 | 0 | 0 | 2026-04-20 | 0 | 0 | 0 | 0 | 0 | 0 | 1.9956e-05 | 0.00013872 | 0.00029511 | 0.00041851 | 0.00019591 | 0.0001045 | 8.7642e-05 | 7.4397e-05 | 6.531e-05 | 4.5486e-05 | 1.6621e-05 | 2.296e-05 | 3.7831e-05 | 0 | 0 | 0 | 0 | 0
2 | 20 | 6 | 0 | 0 | -6 | 1.4 | 0.12 | 0 | -6 | 0 | 0 | 0 | 0 | 2 | 20 | 6 | 0 | 0 | 2026-04-21 | 0 | 0 | 0 | 0 | 0 | 0 | 2.0397e-05 | 5.3005e-05 | 0.00011539 | 0.00042592 | 0.0005134 | 0.00056244 | 0.00057858 | 0.00027146 | 0.00014178 | 0.00028832 | 0.0001264 | 8.1556e-05 | 3.7964e-05 | 0 | 0 | 0 | 0 | 0
2 | 20 | 7 | 0 | 0 | -5 | 1.4 | 0.12 | 0 | 0 | 0 | 0 | 0 | 0 | 2 | 20 | 7 | 0 | 0 | 2026-04-22 | 0 | 0 | 0 | 0 | 0 | 0 | 2.036e-05 | 0.00014147 | 0.00029794 | 0.00041628 | 0.00050727 | 0.00055672 | 0.00057569 | 0.00034594 | 0.00032043 | 0.00034637 | 0.00020827 | 0.0001477 | 3.6301e-05 | 0 | 0 | 0 | 0 | 0
2 | 20 | 8 | 143 | 78 | -4 | 1.4 | 0.12 | 129.321 | -0.446 | 131.919 | 122.488 | 0.12249 | 0.12249 | 2 | 20 | 8 | 8.4018e-05 | 8.398e-05 | 2026-04-23 | 0 | 0 | 0 | 0 | 0 | 0 | 1.8509e-05 | 0.00013895 | 0.00029026 | 0.00040712 | 0.00049236 | 0.00054541 | 0.00056401 | 0.00054747 | 0.00050125 | 0.0004231 | 0.00031383 | 0.00016913 | 3.7405e-05 | 0 | 0 | 0 | 0 | 0
2 | 20 | 9 | 20 | 138 | -3 | 1.4 | 0.12 | 144.301 | 1.005 | 152.392 | 142.236 | 0.14224 | 0.14224 | 2 | 20 | 9 | 9.7564e-05 | 9.752e-05 | 2026-04-24 | 0 | 0 | 0 | 0 | 0 | 0 | 2.4409e-05 | 0.00011102 | 0.00029447 | 0.00041338 | 0.00049789 | 0.0005468 | 0.00048981 | 0.00042679 | 0.00022318 | 0.00034541 | 0.00019753 | 0.00012758 | 3.0919e-05 | 0 | 0 | 0 | 0 | 0
2 | 20 | 10 | 269 | 216 | -2 | 1.4 | 0.12 | 424.558 | 9.788 | 446.168 | 425.602 | 0.4256 | 0.4256 | 2 | 20 | 10 | 0.00029193 | 0.0002918 | 2026-04-25 | 0 | 0 | 0 | 0 | 0 | 0 | 2.0429e-05 | 0.00011423 | 0.00028844 | 0.00040342 | 0.00048842 | 0.00053808 | 0.00056038 | 0.00054151 | 0.00026171 | 0.00031191 | 0.00022575 | 0.00016334 | 3.9126e-05 | 0 | 0 | 0 | 0 | 0
2 | 20 | 11 | 931 | 100 | -1 | 1.4 | 0.12 | 877.278 | 23.384 | 882.552 | 846.524 | 0.84652 | 0.84652 | 2 | 20 | 11 | 0.00058066 | 0.00058039 | 2026-04-26 | 0 | 0 | 0 | 0 | 0 | 0 | 2.0926e-05 | 1.6954e-05 | 8.0174e-05 | 0.00015361 | 0.00046506 | 0.00057914 | 0.00059772 | 0.00058048 | 0.00053102 | 0.00044748 | 0.00032914 | 0.00017716 | 4.3448e-05 | 0 | 0 | 0 | 0 | 0
2 | 20 | 12 | 947 | 104 | 0 | 1.4 | 0.12 | 940.744 | 26.128 | 933.093 | 895.273 | 0.89527 | 0.89527 | 2 | 20 | 12 | 0.0006141 | 0.00061382 | 2026-04-27 | 0 | 0 | 0 | 0 | 0 | 0 | 2.7821e-05 | 0.00015377 | 0.00022584 | 0.00035338 | 0.00044444 | 0.00045431 | 0.00043474 | 0.00037653 | 0.00033864 | 0.00015685 | 0.00011602 | 8.4294e-05 | 7.2434e-06 | 0 | 0 | 0 | 0 | 0
2 | 20 | 13 | 949 | 101 | 0 | 1.4 | 0.12 | 930.938 | 25.859 | 924.958 | 887.427 | 0.88743 | 0.88743 | 2 | 20 | 13 | 0.00060871 | 0.00060844 | 2026-04-28 | 0 | 0 | 0 | 0 | 0 | 0 | 9.1901e-06 | 3.9105e-05 | 0.00011354 | 0.00029417 | 0.00038649 | 0.00036594 | 0.000514 | 0.00045834 | 6.6469e-05 | 0.00024707 | 5.6683e-05 | 1.1949e-05 | 2.3198e-06 | 0 | 0 | 0 | 0 | 0
2 | 20 | 14 | 704 | 134 | 0 | 1.4 | 0.12 | 716.071 | 19.899 | 730.318 | 699.683 | 0.69968 | 0.69968 | 2 | 20 | 14 | 0.00047993 | 0.00047972 | 2026-04-29 | 0 | 0 | 0 | 0 | 0 | 0 | 3.4214e-05 | 1.0318e-05 | 3.6496e-05 | 5.747e-05 | 0.00019159 | 0.00018207 | 0.00049398 | 0.0001865 | 0.00013457 | 0.00031148 | 0.00025265 | 0.00011297 | 3.6055e-05 | 0 | 0 | 0 | 0 | 0
2 | 20 | 15 | 615 | 123 | 0 | 1.3 | 0.12 | 551.391 | 15.712 | 574.574 | 549.458 | 0.54946 | 0.54946 | 2 | 20 | 15 | 0.00037689 | 0.00037672 | 2026-04-30 | 0 | 0 | 0 | 0 | 0 | 0 | 3.3483e-05 | 0.0001579 | 0.00031102 | 0.00043035 | 0.00051737 | 0.00056801 | 0.0005847 | 0.00056184 | 0.00021874 | 0.00022257 | 0.00020779 | 0.0001727 | 3.4055e-05 | 0 | 0 | 0 | 0 | 0
2 | 20 | 16 | 741 | 76 | -1 | 1.1 | 0.12 | 447.652 | 12.39 | 471.425 | 449.964 | 0.44996 | 0.44996 | 2 | 20 | 16 | 0.00030864 | 0.0003085 | 2026-05-01 | 0 | 0 | 0 | 0 | 0 | 0 | 4.8296e-06 | 2.2991e-05 | 0.00011173 | 0.00034853 | 0.00043351 | 0.00059582 | 0.00061252 | 0.00044092 | 0.00029303 | 0.00045959 | 0.00023185 | 6.3926e-05 | 2.2251e-05 | 0 | 0 | 0 | 0 | 0
2 | 20 | 17 | 53 | 56 | -2 | 0.8 | 0.12 | 73.802 | 0.343 | 72.403 | 65.081 | 0.065081 | 0.065081 | 2 | 20 | 17 | 4.4641e-05 | 4.4621e-05 | 2026-05-02 | 0 | 0 | 0 | 0 | 0 | 0 | 2.9616e-05 | 0.00017129 | 0.00033664 | 0.00045877 | 0.00039877 | 0.00043809 | 0.00040383 | 0.0004838 | 0.00042564 | 0.00046182 | 0.00019059 | 0.00018985 | 4.5865e-05 | 0 | 0 | 0 | 0 | 0
2 | 20 | 18 | 0 | 0 | -3 | 0.7 | 0.12 | 0 | -3 | 0 | 0 | 0 | 0 | 2 | 20 | 18 | 0 | 0 | 2026-05-03 | 0 | 0 | 0 | 0 | 0 | 0 | 2.9526e-05 | 0.00017299 | 0.00033728 | 0.0004571 | 0.00039608 | 0.00043857 | 0.00052006 | 0.00033018 | 0.00032315 | 0.00012124 | 7.854e-05 | 7.9265e-05 | 2.8335e-05 | 0 | 0 | 0 | 0 | 0
2 | 20 | 19 | 0 | 0 | -3 | 0.7 | 0.12 | 0 | -3 | 0 | 0 | 0 | 0 | 2 | 20 | 19 | 0 | 0 | 2026-05-04 | 0 | 0 | 0 | 0 | 0 | 0 | 6.2667e-06 | 2.5157e-05 | 4.0969e-05 | 7.2725e-05 | 6.7137e-05 | 0.00011232 | 0.00010898 | 9.9296e-05 | 7.2182e-05 | 6.1162e-05 | 5.2144e-05 | 3.1747e-05 | 1.0749e-05 | 0 | 0 | 0 | 0 | 0
2 | 20 | 20 | 0 | 0 | -4 | 0.7 | 0.12 | 0 | -4 | 0 | 0 | 0 | 0 | 2 | 20 | 20 | 0 | 0 | 2026-05-05 | 0 | 0 | 0 | 0 | 0 | 0 | 3.209e-05 | 0.00011427 | 9.3904e-06 | 5.7255e-06 | 8.8021e-05 | 0.00010371 | 0.00010377 | 7.1113e-05 | 0.00012945 | 0.00014817 | 4.4928e-05 | 8.6309e-05 | 3.2934e-05 | 0 | 0 | 0 | 0 | 0
2 | 20 | 21 | 0 | 0 | -4 | 0.7 | 0.12 | 0 | -4 | 0 | 0 | 0 | 0 | 2 | 20 | 21 | 0 | 0 | 2026-05-06 | 0 | 0 | 0 | 0 | 0 | 0 | 3.3921e-05 | 0.00011984 | 0.00020107 | 0.00036994 | 0.00053689 | 0.00040848 | 0.00038557 | 0.00045767 | 0.00041163 | 0.0002519 | 5.3667e-05 | 0.00019246 | 4.8524e-05 | 0 | 0 | 0 | 0 | 0
2 | 20 | 22 | 0 | 0 | -4 | 0.8 | 0.12 | 0 | -4 | 0 | 0 | 0 | 0 | 2 | 20 | 22 | 0 | 0 | 2026-05-07 | 0 | 0 | 0 | 0 | 0 | 0 | 3.3873e-05 | 0.00018438 | 0.00035 | 0.00047108 | 0.00055948 | 0.00061232 | 0.00062725 | 0.00060939 | 0.00055988 | 0.00047757 | 0.00036084 | 0.00020359 | 4.8699e-05 | 0 | 0 | 0 | 0 | 0
2 | 20 | 23 | 0 | 0 | -4 | 0.9 | 0.12 | 0 | -4 | 0 | 0 | 0 | 0 | 2 | 20 | 23 | 0 | 0 | 2026-05-08 | 0 | 0 | 0 | 0 | 0 | 0 | 3.5132e-05 | 0.00019175 | 0.00035712 | 0.00047665 | 0.00055942 | 0.00060527 | 0.00061634 | 0.00059482 | 0.00054193 | 0.00045737 | 0.00033829 | 0.00010529 | 3.9073e-05 | 0 | 0 | 0 | 0 | 0
2 | 21 | 0 | 0 | 0 | -4 | 0.8 | 0.12 | 0 | -4 | 0 | 0 | 0 | 0 | 2 | 21 | 0 | 0 | 0 | 2026-05-09 | 0 | 0 | 0 | 0 | 0 | 0 | 3.9757e-06 | 1.7366e-05 | 4.1445e-05 | 5.3533e-05 | 0.00010618 | 0.00017148 | 8.6713e-05 | 0.00010023 | 8.6625e-05 | 0.00015422 | 3.0092e-05 | 7.9287e-06 | 5.1472e-05 | 0 | 0 | 0 | 0 | 0
2 | 21 | 1 | 0 | 0 | -5 | 0.7 | 0.12 | 0 | -5 | 0 | 0 | 0 | 0 | 2 | 21 | 1 | 0 | 0 | 2026-05-10 | 0 | 0 | 0 | 0 | 0 | 0 | 4.1615e-05 | 6.7564e-05 | 7.2274e-05 | 0.00038669 | 0.00046829 | 0.00051643 | 0.00053979 | 0.00052864 | 0.00048401 | 0.0002655 | 0.00015945 | 0.0001671 | 5.2153e-05 | 0 | 0 | 0 | 0 | 0
2 | 21 | 2 | 0 | 0 | -5 | 0.7 | 0.12 | 0 | -5 | 0 | 0 | 0 | 0 | 2 | 21 | 2 | 0 | 0 | 2026-05-11 | 0 | 0 | 0 | 0 | 0 | 0 | 1.7886e-05 | 5.5521e-05 | 0.00018242 | 0.00027794 | 0.00018825 | 9.9516e-05 | 0.00023424 | 0.00014007 | 0.00027961 | 0.00018841 | 4.148e-05 | 4.0813e-07 | 0 | 0 | 0 | 0 | 0 | 0
2 | 21 | 3 | 0 | 0 | -5 | 0.6 | 0.12 | 0 | -5 | 0 | 0 | 0 | 0 | 2 | 21 | 3 | 0 | 0 | 2026-05-12 | 0 | 0 | 0 | 0 | 0 | 0 | 1.6355e-05 | 5.0763e-05 | 7.6951e-05 | 0.00011049 | 9.6677e-05 | 0.00015808 | 0.00018033 | 0.00029151 | 0.00017642 | 0.00026111 | 0.00013157 | 7.9892e-05 | 3.2086e-05 | 0 | 0 | 0 | 0 | 0
2 | 21 | 4 | 0 | 0 | -6 | 0.6 | 0.12 | 0 | -6 | 0 | 0 | 0 | 0 | 2 | 21 | 4 | 0 | 0 | 2026-05-13 | 0 | 0 | 0 | 0 | 0 | 0 | 4.004e-05 | 0.00017834 | 0.00033061 | 0.00044374 | 0.0005235 | 0.00056985 | 0.00058327 | 0.00056656 | 0.00052063 | 0.00044397 | 0.00033508 | 0.00019167 | 5.1795e-05 | 3.6766e-07 | 0 | 0 | 0 | 0
2 | 21 | 5 | 0 | 0 | -7 | 0.5 | 0.12 | 0 | -7 | 0 | 0 | 0 | 0 | 2 | 21 | 5 | 0 | 0 | 2026-05-14 | 0 | 0 | 0 | 0 | 0 | 0 | 3.8433e-05 | 0.00017147 | 0.00031908 | 0.00042793 | 0.00050498 | 0.00055138 | 0.00056538 | 0.00055562 | 0.00050949 | 0.00035261 | 0.00032582 | 0.00017563 | 5.1997e-05 | 6.6672e-07 | 0 | 0 | 0 | 0
2 | 21 | 6 | 0 | 0 | -7 | 0.5 | 0.12 | 0 | -7 | 0 | 0 | 0 | 0 | 2 | 21 | 6 | 0 | 0 | 2026-05-15 | 0 | 0 | 0 | 0 | 0 | 0 | 3.9824e-05 | 0.00016645 | 0.00030931 | 0.00041828 | 0.00049271 | 0.00053732 | 0.00055099 | 0.00053564 | 0.00049302 | 0.00041994 | 0.0003165 | 0.00018347 | 5.1361e-05 | 1.697e-06 | 0 | 0 | 0 | 0
2 | 21 | 7 | 0 | 0 | -6 | 0.7 | 0.12 | 0 | 0 | 0 | 0 | 0 | 0 | 2 | 21 | 7 | 0 | 0 | 2026-05-16 | 0 | 0 | 0 | 0 | 0 | 0 | 3.9221e-05 | 0.00016977 | 0.00031335 | 0.00042156 | 0.00049667 | 0.00054256 | 0.00055986 | 0.0005483 | 0.00050571 | 0.0004339 | 0.0003303 | 0.00019079 | 5.1958e-05 | 1.3719e-06 | 0 | 0 | 0 | 0
2 | 21 | 8 | 0 | 42 | -4 | 0.8 | 0.12 | 38.972 | -2.748 | 39.511 | 33.354 | 0.033354 | 0.033354 | 2 | 21 | 8 | 2.2879e-05 | 2.2868e-05 | 2026-05-17 | 0 | 0 | 0 | 0 | 0 | 0 | 3.6918e-05 | 8.5881e-05 | 0.00027148 | 0.000312 | 0.00049845 | 0.00054582 | 0.00037396 | 0.00030633 | 0.00033831 | 0.00034237 | 0.0003273 | 0.00015752 | 5.3833e-05 | 1.3245e-06 | 0 | 0 | 0 | 0
2 | 21 | 9 | 0 | 116 | -2 | 0.9 | 0.12 | 110.732 | 1.471 | 115.492 | 106.644 | 0.10664 | 0.10664 | 2 | 21 | 9 | 7.315e-05 | 7.3117e-05 | 2026-05-18 | 0 | 0 | 0 | 0 | 0 | 0 | 4.0846e-05 | 0.00011877 | 7.9755e-05 | 0.00035032 | 3.9685e-05 | 0.00029001 | 0.00038313 | 0.00041166 | 0.00039384 | 0.00041198 | 0.00031036 | 0.00013161 | 4.9675e-05 | 2.5517e-07 | 0 | 0 | 0 | 0
2 | 21 | 10 | 276 | 218 | 0 | 0.9 | 0.12 | 432.179 | 13.56 | 448.044 | 427.411 | 0.42741 | 0.42741 | 2 | 21 | 10 | 0.00029317 | 0.00029304 | 2026-05-19 | 0 | 0 | 0 | 0 | 0 | 0 | 3.9112e-05 | 0.0001656 | 0.00026125 | 0.00035888 | 0.00038398 | 0.00043264 | 0.00039316 | 0.00044741 | 3.4353e-05 | 0.0001052 | 1.404e-05 | 4.1189e-05 | 1.6722e-05 | 0 | 0 | 0 | 0 | 0
2 | 21 | 11 | 916 | 97 | 0 | 0.9 | 0.12 | 864.584 | 27.157 | 857.537 | 822.395 | 0.82239 | 0.82239 | 2 | 21 | 11 | 0.00056411 | 0.00056385 | 2026-05-20 | 0 | 0 | 0 | 0 | 0 | 0 | 0 | 8.5909e-05 | 0.00014455 | 0.00022724 | 0.00029044 | 0.00044109 | 0.00041709 | 9.2169e-05 | 0.00012407 | 0.00029555 | 0.00014423 | 4.7995e-05 | 1.9535e-05 | 0 | 0 | 0 | 0 | 0
2 | 21 | 12 | 940 | 96 | 1 | 1 | 0.12 | 928.59 | 29.407 | 909.822 | 872.827 | 0.87283 | 0.87283 | 2 | 21 | 12 | 0.0005987 | 0.00059843 | 2026-05-21 | 0 | 0 | 0 | 0 | 0 | 0 | 3.8372e-05 | 0.00010635 | 7.5391e-05 | 0.00025014 | 0.00021175 | 0.00026026 | 0.00024923 | 0.000477 | 0.0003509 | 6.6679e-05 | 0.00032365 | 0.000131 | 5.6264e-05 | 1.6483e-06 | 0 | 0 | 0 | 0
2 | 21 | 13 | 916 | 103 | 2 | 1.1 | 0.12 | 907.577 | 29.078 | 890.836 | 854.514 | 0.85451 | 0.85451 | 2 | 21 | 13 | 0.00058614 | 0.00058587 | 2026-05-22 | 0 | 0 | 0 | 0 | 0 | 7.0651e-08 | 4.4895e-05 | 0.00018804 | 0.00034103 | 0.00039551 | 0.00042748 | 0.00048415 | 0.00039356 | 0.00039794 | 0.00036724 | 0.00044935 | 0.00030481 | 0.00020352 | 6.0097e-05 | 5.1225e-06 | 0 | 0 | 0 | 0
2 | 21 | 14 | 656 | 152 | 2 | 1.2 | 0.12 | 699.596 | 22.374 | 706.236 | 676.455 | 0.67646 | 0.67646 | 2 | 21 | 14 | 0.000464 | 0.00046379 | 2026-05-23 | 0 | 0 | 0 | 0 | 0 | 4.5957e-07 | 4.4939e-05 | 0.00018296 | 0.00032961 | 0.00044125 | 0.00051432 | 0.00055646 | 0.00056756 | 0.00046613 | 0.00039565 | 0.00033826 | 0.00024425 | 0.00013717 | 5.4136e-05 | 2.0811e-06 | 0 | 0 | 0 | 0
2 | 21 | 15 | 272 | 200 | 1 | 1.3 | 0.12 | 398.196 | 12.323 | 415.202 | 395.733 | 0.39573 | 0.39573 | 2 | 21 | 15 | 0.00027145 | 0.00027132 | 2026-05-24 | 0 | 0 | 0 | 0 | 0 | 0 | 4.239e-05 | 0.00010781 | 0.00016145 | 0.00014782 | 0.00019093 | 0.00017548 | 8.9715e-05 | 0.00028203 | 0.00013384 | 4.1041e-05 | 7.1207e-05 | 0 | 0 | 0 | 0 | 0 | 0 | 0
2 | 21 | 16 | 23 | 124 | 0 | 1.2 | 0.12 | 131.15 | 3.817 | 136.744 | 127.142 | 0.12714 | 0.12714 | 2 | 21 | 16 | 8.7211e-05 | 8.7171e-05 | 2026-05-25 | 0 | 0 | 0 | 0 | 0 | 0 | 1.3908e-05 | 2.7763e-05 | 3.4287e-05 | 0.00024392 | 0.00032515 | 0.00015138 | 0.00013265 | 0.00022305 | 0.00021455 | 8.1275e-05 | 5.0335e-05 | 5.4593e-06 | 6.252e-05 | 3.479e-06 | 0 | 0 | 0 | 0
2 | 21 | 17 | 26 | 55 | 0 | 1.2 | 0.12 | 62.26 | 1.792 | 61.156 | 54.233 | 0.054233 | 0.054233 | 2 | 21 | 17 | 3.72e-05 | 3.7183e-05 | 2026-05-26 | 0 | 0 | 0 | 0 | 0 | 7.8882e-07 | 4.4842e-05 | 0.0001652 | 0.00028741 | 0.00042907 | 0.00040155 | 0.0005448 | 0.00055923 | 0.00054262 | 0.00049606 | 0.00042186 | 0.00032121 | 0.00019087 | 6.2023e-05 | 3.3508e-06 | 0 | 0 | 0 | 0
2 | 21 | 18 | 0 | 0 | 0 | 1.3 | 0.12 | 0 | 0 | 0 | 0 | 0 | 0 | 2 | 21 | 18 | 0 | 0 | 2026-05-27 | 0 | 0 | 0 | 0 | 0 | 0 | 4.1356e-05 | 5.7187e-05 | 0.00025933 | 0.00021989 | 0.00024166 | 0.00052898 | 0.00054425 | 0.00041488 | 0.00037322 | 0.00041383 | 0.00027616 | 0.00018769 | 6.1705e-05 | 3.5668e-06 | 0 | 0 | 0 | 0
2 | 21 | 19 | 0 | 0 | 0 | 1 | 0.12 | 0 | 0 | 0 | 0 | 0 | 0 | 2 | 21 | 19 | 0 | 0 | 2026-05-28 | 0 | 0 | 0 | 0 | 0 | 0 | 4.3994e-05 | 9.6562e-05 | 0.0002148 | 0.0003089 | 0.00028647 | 0.00028806 | 0.00028143 | 0.00024354 | 0.00010034 | 8.1039e-05 | 0.00010693 | 0.00019221 | 6.4873e-05 | 3.062e-06 | 0 | 0 | 0 | 0
2 | 21 | 20 | 0 | 0 | 0 | 0.9 | 0.12 | 0 | 0 | 0 | 0 | 0 | 0 | 2 | 21 | 20 | 0 | 0 | 2026-05-29 | 0 | 0 | 0 | 0 | 0 | 1.5152e-06 | 4.5178e-05 | 0.00017652 | 0.00031829 | 0.00039171 | 0.00050421 | 0.0005498 | 0.00056296 | 0.0005482 | 0.00050721 | 0.00040527 | 0.00032804 | 0.00015794 | 6.4063e-05 | 3.4928e-06 | 0 | 0 | 0 | 0
2 | 21 | 21 | 0 | 0 | -1 | 1.2 | 0.12 | 0 | -1 | 0 | 0 | 0 | 0 | 2 | 21 | 21 | 0 | 0 | 2026-05-30 | 0 | 0 | 0 | 0 | 0 | 1.1311e-06 | 4.6082e-05 | 0.00017859 | 0.00032577 | 0.00043542 | 0.00051055 | 0.0004531 | 0.00050965 | 0.0004786 | 0.0002864 | 0.00032428 | 0.00033426 | 0.00016403 | 6.4638e-05 | 3.9256e-06 | 0 | 0 | 0 | 0
2 | 21 | 22 | 0 | 0 | -1 | 1.4 | 0.12 | 0 | -1 | 0 | 0 | 0 | 0 | 2 | 21 | 22 | 0 | 0 | 2026-05-31 | 0 | 0 | 0 | 0 | 0 | 0 | 2.3924e-05 | 0.00012693 | 0.00018552 | 0.00041986 | 0.00050017 | 0.00054709 | 0.00045724 | 0.00039855 | 0.00051222 | 0.00026672 | 0.00033346 | 0.00020112 | 6.5732e-05 | 0 | 0 | 0 | 0 | 0
2 | 21 | 23 | 0 | 0 | -1 | 1.7 | 0.12 | 0 | -1 | 0 | 0 | 0 | 0 | 2 | 21 | 23 | 0 | 0 | 2026-06-01 | 0 | 0 | 0 | 0 | 0 | 9.7608e-07 | 4.6093e-05 | 0.00016784 | 0.00030597 | 0.00041476 | 0.00049771 | 0.00054758 | 0.00057067 | 0.00056112 | 0.00051898 | 0.00044602 | 0.00034483 | 0.00019046 | 6.245e-05 | 4.5697e-06 | 0 | 0 | 0 | 0
2 | 22 | 0 | 0 | 0 | -1 | 1.7 | 0.12 | 0 | -1 | 0 | 0 | 0 | 0 | 2 | 22 | 0 | 0 | 0 | 2026-06-02 | 0 | 0 | 0 | 0 | 0 | 1.1311e-06 | 4.4817e-05 | 0.00014131 | 0.00024819 | 0.00029796 | 0.0002519 | 0.00029466 | 0.00039389 | 0.00037238 | 0.00031989 | 0.000139 | 0.00017579 | 5.0001e-05 | 5.8864e-05 | 5.7803e-06 | 0 | 0 | 0 | 0
2 | 22 | 1 | 0 | 0 | -1 | 1.4 | 0.12 | 0 | -1 | 0 | 0 | 0 | 0 | 2 | 22 | 1 | 0 | 0 | 2026-06-03 | 0 | 0 | 0 | 0 | 0 | 0 | 6.7331e-06 | 5.5862e-05 | 0.00027256 | 0.00035441 | 0.00033574 | 0.00045034 | 0.00033194 | 0.00053139 | 0.00048819 | 0.00041807 | 0.00031788 | 0.00018959 | 6.8977e-05 | 6.6185e-06 | 0 | 0 | 0 | 0
2 | 22 | 2 | 0 | 0 | 0 | 1.4 | 0.12 | 0 | 0 | 0 | 0 | 0 | 0 | 2 | 22 | 2 | 0 | 0 | 2026-06-04 | 0 | 0 | 0 | 0 | 0 | 0 | 5.3831e-05 | 0.00016003 | 0.00028389 | 0.0002629 | 0.00045701 | 0.00050331 | 0.00052104 | 0.00051017 | 0.00047266 | 0.00040612 | 0.00030829 | 0.00013703 | 6.0711e-05 | 5.982e-06 | 0 | 0 | 0 | 0
2 | 22 | 3 | 0 | 0 | 0 | 1.6 | 0.12 | 0 | 0 | 0 | 0 | 0 | 0 | 2 | 22 | 3 | 0 | 0 | 2026-06-05 | 0 | 0 | 0 | 0 | 0 | 0 | 5.1513e-05 | 0.00016096 | 0.0002855 | 0.0003489 | 0.00042753 | 0.00041819 | 0.00043085 | 0.00023869 | 0.00033506 | 0.00029857 | 0.00029513 | 6.3838e-05 | 2.0075e-05 | 0 | 0 | 0 | 0 | 0
2 | 22 | 4 | 0 | 0 | 0 | 1.4 | 0.12 | 0 | 0 | 0 | 0 | 0 | 0 | 2 | 22 | 4 | 0 | 0 | 2026-06-06 | 0 | 0 | 0 | 0 | 0 | 1.4679e-06 | 4.7117e-05 | 0.0001687 | 0.00029835 | 0.00039774 | 0.00047172 | 0.00051199 | 0.00052258 | 0.00045925 | 0.00038542 | 0.00036739 | 0.00026646 | 0.000169 | 6.9733e-05 | 6.7708e-06 | 0 | 0 | 0 | 0
2 | 22 | 5 | 0 | 0 | 0 | 1.3 | 0.12 | 0 | 0 | 0 | 0 | 0 | 0 | 2 | 22 | 5 | 0 | 0 | 2026-06-07 | 0 | 0 | 0 | 0 | 0 | 6.4615e-07 | 5.1531e-05 | 0.00016194 | 0.00028558 | 0.00038459 | 0.00045828 | 0.00050189 | 0.00051435 | 0.0004969 | 0.00045645 | 0.00038882 | 0.00024296 | 0.00018416 | 7.0391e-05 | 6.3634e-06 | 0 | 0 | 0 | 0
2 | 22 | 6 | 0 | 0 | 1 | 1.3 | 0.12 | 0 | 1 | 0 | 0 | 0 | 0 | 2 | 22 | 6 | 0 | 0 | 2026-06-08 | 0 | 0 | 0 | 0 | 0 | 2.7369e-07 | 4.9883e-05 | 0.00016093 | 0.00028581 | 0.00038783 | 0.00046616 | 0.00051161 | 0.00042918 | 0.00045502 | 0.00045344 | 0.00038538 | 0.00024728 | 0.00017452 | 6.4458e-05 | 7.2887e-06 | 0 | 0 | 0 | 0
2 | 22 | 7 | 10 | 7 | 1 | 1.2 | 0.12 | 7.205 | 1.177 | 4.23 | 0 | 0 | 0 | 2 | 22 | 7 | 0 | 0 | 2026-06-09 | 0 | 0 | 0 | 0 | 0 | 0 | 4.8783e-05 | 0.00016353 | 0.00029206 | 0.00039275 | 0.00045931 | 0.00050431 | 0.00051616 | 0.00050097 | 0.0004598 | 0.00039031 | 0.00029928 | 0.00018522 | 7.1781e-05 | 7.572e-06 | 0 | 0 | 0 | 0
2 | 22 | 8 | 0 | 5 | 2 | 1.2 | 0.12 | 4.624 | 2.134 | 4.2 | 0 | 0 | 0 | 2 | 22 | 8 | 0 | 0 | 2026-06-10 | 0 | 0 | 0 | 0 | 0 | 0 | 5.0852e-05 | 0.00015771 | 0.00027965 | 0.00037913 | 0.00038946 | 0.00041091 | 0.00018742 | 0.00046519 | 0.00042307 | 0.00030223 | 0.00021535 | 7.4345e-05 | 2.4412e-06 | 0 | 0 | 0 | 0 | 0
2 | 22 | 9 | 0 | 45 | 2 | 1.2 | 0.12 | 41.749 | 3.214 | 41.721 | 35.486 | 0.035486 | 0.035486 | 2 | 22 | 9 | 2.4341e-05 | 2.433e-05 | 2026-06-11 | 0 | 0 | 0 | 0 | 0 | 0 | 1.4309e-06 | 0.00012855 | 0.00029551 | 0.00020639 | 0.00047611 | 0.00052149 | 0.00053413 | 0.00052817 | 0.00048657 | 0.00033585 | 0.00032078 | 0.00019803 | 7.1466e-05 | 9.7416e-06 | 0 | 0 | 0 | 0
2 | 22 | 10 | 0 | 147 | 3 | 1.1 | 0.12 | 139.91 | 7.159 | 142.552 | 132.744 | 0.13274 | 0.13274 | 2 | 22 | 10 | 9.1053e-05 | 9.1012e-05 | 2026-06-12 | 0 | 0 | 0 | 0 | 0 | 8.8074e-07 | 1.3123e-05 | 4.5767e-05 | 8.1249e-05 | 0.00041243 | 0.00049281 | 0.00054494 | 0.00056681 | 0.00055895 | 0.00052091 | 0.00036376 | 0.00029524 | 0.00019839 | 7.3515e-05 | 8.8705e-06 | 0 | 0 | 0 | 0
2 | 22 | 11 | 0 | 138 | 4 | 1.1 | 0.12 | 130.218 | 7.863 | 131.074 | 121.673 | 0.12167 | 0.12167 | 2 | 22 | 11 | 8.3459e-05 | 8.3421e-05 | 2026-06-13 | 0 | 0 | 0 | 0 | 0 | 0 | 4.5107e-05 | 7.5907e-05 | 0.00017649 | 0.00042231 | 0.00050006 | 0.00054554 | 0.00056394 | 0.00054685 | 0.00050859 | 0.00043855 | 0.00033971 | 0.00020929 | 7.4594e-05 | 9.7162e-06 | 0 | 0 | 0 | 0
2 | 22 | 12 | 11 | 219 | 5 | 1.1 | 0.12 | 220.655 | 11.543 | 222.2 | 209.571 | 0.20957 | 0.20957 | 2 | 22 | 12 | 0.00014375 | 0.00014369 | 2026-06-14 | 0 | 0 | 0 | 0 | 0 | 1.1819e-06 | 4.4898e-05 | 0.00015968 | 0.00024533 | 0.0003733 | 0.00044207 | 0.00047478 | 0.00050662 | 0.00047407 | 0.00044308 | 0.00038856 | 0.00030343 | 0.00020882 | 7.5182e-05 | 9.8863e-06 | 0 | 0 | 0 | 0
2 | 22 | 13 | 5 | 193 | 5 | 1.1 | 0.12 | 189.068 | 10.606 | 190.192 | 178.696 | 0.1787 | 0.1787 | 2 | 22 | 13 | 0.00012257 | 0.00012252 | 2026-06-15 | 0 | 0 | 0 | 0 | 0 | 2.8192e-07 | 4.4523e-05 | 0.00012403 | 2.8343e-05 | 3.3696e-05 | 4.2547e-05 | 6.446e-05 | 0.00016037 | 0.00013989 | 0.00011157 | 9.2315e-05 | 0.0001174 | 0.00012031 | 6.5037e-05 | 1.0552e-05 | 0 | 0 | 0 | 0
2 | 22 | 14 | 0 | 93 | 5 | 1 | 0.12 | 86.553 | 7.634 | 86.085 | 78.278 | 0.078278 | 0.078278 | 2 | 22 | 14 | 5.3693e-05 | 5.3669e-05 | 2026-06-16 | 0 | 0 | 0 | 0 | 0 | 1.1174e-06 | 4.2729e-05 | 0.00017396 | 0.00031443 | 0.00041972 | 0.00049793 | 0.00054364 | 0.00056568 | 0.00055283 | 0.00036495 | 0.00043987 | 0.00019065 | 0.00020825 | 7.2033e-05 | 9.2834e-06 | 0 | 0 | 0 | 0
2 | 22 | 15 | 0 | 124 | 4 | 0.7 | 0.12 | 117.26 | 7.871 | 118.741 | 109.777 | 0.10978 | 0.10978 | 2 | 22 | 15 | 7.5299e-05 | 7.5265e-05 | 2026-06-17 | 0 | 0 | 0 | 0 | 0 | 1.4192e-06 | 1.6395e-05 | 0.00010665 | 0.00029624 | 0.00034235 | 0.00032099 | 0.00051396 | 0.00053152 | 0.00052459 | 0.00048719 | 0.00041904 | 0.00030564 | 0.00015919 | 6.3725e-05 | 1.132e-05 | 0 | 0 | 0 | 0
2 | 22 | 16 | 0 | 82 | 3 | 0.5 | 0.12 | 77.021 | 5.696 | 78.143 | 70.618 | 0.070618 | 0.070618 | 2 | 22 | 16 | 4.8439e-05 | 4.8417e-05 | 2026-06-18 | 0 | 0 | 0 | 0 | 0 | 0 | 6.4505e-06 | 3.1527e-05 | 5.3153e-05 | 0.00010958 | 0.00015399 | 9.4508e-05 | 0.00018415 | 0.00025944 | 0.00042772 | 0.00027207 | 0.00022706 | 0.00016495 | 3.3137e-05 | 3.027e-06 | 0 | 0 | 0 | 0
2 | 22 | 17 | 317 | 62 | 1 | 0.4 | 0.12 | 157.635 | 6.532 | 148.33 | 138.317 | 0.13832 | 0.13832 | 2 | 22 | 17 | 9.4876e-05 | 9.4833e-05 | 2026-06-19 | 0 | 0 | 0 | 0 | 0 | 0 | 1.806e-05 | 3.8467e-05 | 1.0746e-05 | 4.239e-05 | 0.00020266 | 0.00036131 | 0.00014908 | 5.5715e-05 | 0.0001578 | 0.00021685 | 0.00012806 | 0.00019155 | 6.0702e-05 | 1.2043e-05 | 0 | 0 | 0 | 0
2 | 22 | 18 | 0 | 0 | 0 | 0.4 | 0.12 | 0 | 0 | 0 | 0 | 0 | 0 | 2 | 22 | 18 | 0 | 0 | 2026-06-20 | 0 | 0 | 0 | 0 | 0 | 0 | 9.2923e-06 | 8.072e-06 | 1.068e-05 | 5.944e-05 | 3.0965e-05 | 5.2695e-05 | 0.00025562 | 0.00033076 | 0.00035429 | 0.00028676 | 0.00018954 | 9.9533e-05 | 4.9836e-05 | 2.4906e-06 | 0 | 0 | 0 | 0
2 | 22 | 19 | 0 | 0 | 0 | 0.4 | 0.12 | 0 | 0 | 0 | 0 | 0 | 0 | 2 | 22 | 19 | 0 | 0 | 2026-06-21 | 0 | 0 | 0 | 0 | 0 | 0 | 2.413e-05 | 0.00015775 | 0.00028673 | 0.00038876 | 0.00046577 | 0.00051207 | 0.00053203 | 0.00025112 | 5.1093e-05 | 3.9428e-05 | 7.9735e-05 | 6.4436e-05 | 5.7381e-05 | 9.2107e-06 | 0 | 0 | 0 | 0
2 | 22 | 20 | 0 | 0 | 0 | 0.5 | 0.12 | 0 | 0 | 0 | 0 | 0 | 0 | 2 | 22 | 20 | 0 | 0 | 2026-06-22 | 0 | 0 | 0 | 0 | 0 | 2.123e-06 | 1.4281e-06 | 3.8501e-05 | 8.5887e-05 | 0.00015046 | 0.00023813 | 0.00025207 | 0.00023566 | 0.00025136 | 0.00036438 | 0.00043342 | 0.00033422 | 0.00016156 | 6.0066e-05 | 2.0345e-06 | 0 | 0 | 0 | 0
2 | 22 | 21 | 0 | 0 | -1 | 0.5 | 0.12 | 0 | -1 | 0 | 0 | 0 | 0 | 2 | 22 | 21 | 0 | 0 | 2026-06-23 | 0 | 0 | 0 | 0 | 0 | 1.3959e-06 | 3.6742e-05 | 0.00016616 | 0.00030699 | 8.9712e-05 | 6.6092e-05 | 0.00021782 | 0.0005607 | 0.0003608 | 0.00032416 | 0.00044187 | 0.00024697 | 0.0001681 | 7.5933e-05 | 9.7382e-06 | 0 | 0 | 0 | 0
2 | 22 | 22 | 0 | 0 | -1 | 0.4 | 0.12 | 0 | -1 | 0 | 0 | 0 | 0 | 2 | 22 | 22 | 0 | 0 | 2026-06-24 | 0 | 0 | 0 | 0 | 0 | 1.4919e-06 | 2.809e-05 | 8.4523e-05 | 3.6009e-05 | 6.4705e-05 | 2.429e-05 | 0.00019661 | 0.00020712 | 0.00031037 | 0.00011803 | 0.00027841 | 0.00021332 | 0.00021778 | 7.1943e-05 | 1.0556e-05 | 0 | 0 | 0 | 0
2 | 22 | 23 | 0 | 0 | 0 | 0.4 | 0.12 | 0 | 0 | 0 | 0 | 0 | 0 | 2 | 22 | 23 | 0 | 0 | 2026-06-25 | 0 | 0 | 0 | 0 | 0 | 1.5152e-06 | 3.8684e-05 | 0.00016837 | 0.0003125 | 0.00028541 | 0.00041521 | 0.00042868 | 0.00041451 | 0.00039573 | 0.00037698 | 0.00032251 | 0.00028836 | 0.00017961 | 7.2743e-05 | 1.0309e-05 | 0 | 0 | 0 | 0
2 | 23 | 0 | 0 | 0 | 0 | 0.5 | 0.12 | 0 | 0 | 0 | 0 | 0 | 0 | 2 | 23 | 0 | 0 | 0 | 2026-06-26 | 0 | 0 | 0 | 0 | 0 | 0 | 1.5214e-06 | 3.5168e-05 | 4.5262e-05 | 0.00015154 | 0.00019833 | 0.00025434 | 0.00027593 | 0.0002467 | 0.00044494 | 0.00033724 | 0.00026233 | 0.0001673 | 7.1737e-05 | 1.3051e-05 | 0 | 0 | 0 | 0
2 | 23 | 1 | 0 | 0 | 0 | 0.6 | 0.12 | 0 | 0 | 0 | 0 | 0 | 0 | 2 | 23 | 1 | 0 | 0 | 2026-06-27 | 0 | 0 | 0 | 0 | 0 | 1.9007e-06 | 4.1609e-05 | 0.00011177 | 0.0001871 | 5.7706e-05 | 0.00027932 | 0.00038427 | 0.00047418 | 0.00042966 | 0.00023003 | 0.00019753 | 0.00021765 | 0.00016622 | 6.8431e-05 | 1.202e-05 | 0 | 0 | 0 | 0
2 | 23 | 2 | 0 | 0 | 0 | 0.5 | 0.12 | 0 | 0 | 0 | 0 | 0 | 0 | 2 | 23 | 2 | 0 | 0 | 2026-06-28 | 0 | 0 | 0 | 0 | 0 | 0 | 3.759e-05 | 0.00011634 | 0.00023942 | 0.00040171 | 0.00048706 | 0.0004598 | 0.00049978 | 0.00046161 | 0.00044328 | 0.0004512 | 0.00035433 | 0.00022326 | 7.7911e-05 | 8.675e-06 | 0 | 0 | 0 | 0
2 | 23 | 3 | 0 | 0 | -1 | 0.5 | 0.12 | 0 | -1 | 0 | 0 | 0 | 0 | 2 | 23 | 3 | 0 | 0 | 2026-06-29 | 0 | 0 | 0 | 0 | 0 | 1.1531e-06 | 3.4366e-05 | 0.00017418 | 0.00032348 | 0.00042982 | 0.00050711 | 0.00055381 | 0.00057017 | 0.00055947 | 0.00051719 | 0.0004482 | 0.00035091 | 0.00021971 | 7.7807e-05 | 1.017e-05 | 0 | 0 | 0 | 0
2 | 23 | 4 | 0 | 0 | -1 | 0.5 | 0.12 | 0 | -1 | 0 | 0 | 0 | 0 | 2 | 23 | 4 | 0 | 0 | 2026-06-30 | 0 | 0 | 0 | 0 | 0 | 7.0857e-07 | 3.6791e-05 | 0.00016393 | 0.00030311 | 0.00040564 | 0.00047963 | 0.00052458 | 0.00054039 | 0.00052954 | 0.00049107 | 0.00042603 | 0.00033209 | 0.00020979 | 7.7456e-05 | 1.2568e-05 | 0 | 0 | 0 | 0
2 | 23 | 5 | 0 | 0 | -2 | 0.5 | 0.12 | 0 | -2 | 0 | 0 | 0 | 0 | 2 | 23 | 5 | 0 | 0 | 2026-07-01 | 0 | 0 | 0 | 0 | 0 | 0 | 4.579e-05 | 0.00015408 | 0.00028403 | 0.00033927 | 0.00046574 | 0.00051053 | 0.00052961 | 0.00051554 | 0.00047856 | 0.00041265 | 0.00032135 | 0.00020246 | 6.6787e-05 | 1.1904e-05 | 0 | 0 | 0 | 0
2 | 23 | 6 | 0 | 0 | -2 | 0.5 | 0.12 | 0 | -2 | 0 | 0 | 0 | 0 | 2 | 23 | 6 | 0 | 0 | 2026-07-02 | 0 | 0 | 0 | 0 | 0 | 0 | 3.836e-05 | 0.00014676 | 0.00025676 | 0.00034552 | 0.00039647 | 0.00050584 | 0.00052258 | 0.00050732 | 0.00032553 | 0.00027745 | 0.0003117 | 0.00019813 | 8.0461e-05 | 1.1889e-05 | 0 | 0 | 0 | 0
2 | 23 | 7 | 0 | 3 | -1 | 0.7 | 0.12 | 2.854 | -0.919 | 1.688 | 0 | 0 | 0 | 2 | 23 | 7 | 0 | 0 | 2026-07-03 | 0 | 0 | 0 | 0 | 0 | 0 | 2.6833e-05 | 7.4991e-05 | 0.00012028 | 0.00035733 | 0.00043748 | 0.00049302 | 0.00051629 | 0.00050348 | 0.00047132 | 0.00040787 | 0.00031749 | 0.00020241 | 8.1156e-05 | 1.229e-05 | 0 | 0 | 0 | 0
2 | 23 | 8 | 0 | 51 | 0 | 0.8 | 0.12 | 47.621 | 1.531 | 47.91 | 41.456 | 0.041456 | 0.041456 | 2 | 23 | 8 | 2.8436e-05 | 2.8423e-05 | 2026-07-04 | 0 | 0 | 0 | 0 | 0 | 0 | 3.5891e-05 | 0.0001334 | 0.00016738 | 4.8233e-05 | 0.0002462 | 0.00044497 | 0.00035221 | 0.00034504 | 0.00037613 | 2.8824e-05 | 5.3989e-05 | 3.0928e-05 | 6.1138e-05 | 1.062e-05 | 0 | 0 | 0 | 0
2 | 23 | 9 | 735 | 88 | 1 | 0.9 | 0.12 | 503.717 | 16.879 | 526.061 | 502.664 | 0.50266 | 0.50266 | 2 | 23 | 9 | 0.00034479 | 0.00034464 | 2026-07-05 | 0 | 0 | 0 | 0 | 0 | 0 | 3.6533e-06 | 9.0053e-05 | 0.00011494 | 0.00010419 | 0.00010315 | 0.00014594 | 0.00016015 | 0.00027168 | 0.00025906 | 0.00043744 | 0.00034512 | 0.00022118 | 8.1667e-05 | 1.0343e-05 | 0 | 0 | 0 | 0
2 | 23 | 10 | 844 | 97 | 3 | 0.9 | 0.12 | 713.273 | 25.437 | 716.934 | 686.774 | 0.68677 | 0.68677 | 2 | 23 | 10 | 0.00047108 | 0.00047087 | 2026-07-06 | 0 | 0 | 0 | 0 | 0 | 2.0578e-08 | 3.4573e-05 | 0.000164 | 0.00031212 | 0.00042364 | 0.00050088 | 0.00054936 | 0.0004006 | 0.00043612 | 0.00018487 | 0.00044147 | 0.00024758 | 0.0002165 | 8.2124e-05 | 1.0877e-05 | 0 | 0 | 0 | 0
2 | 23 | 11 | 901 | 101 | 4 | 0.8 | 0.12 | 862.412 | 31.807 | 839.716 | 805.206 | 0.80521 | 0.80521 | 2 | 23 | 11 | 0.00055232 | 0.00055206 | 2026-07-07 | 0 | 0 | 0 | 0 | 0 | 0 | 3.5181e-05 | 0.00016055 | 0.00030503 | 0.00041443 | 0.00049266 | 0.00053921 | 0.00055946 | 0.00054135 | 0.00050122 | 0.00043376 | 0.00033524 | 0.00021078 | 8.1638e-05 | 1.1306e-05 | 0 | 0 | 0 | 0
2 | 23 | 12 | 925 | 102 | 5 | 0.8 | 0.12 | 927.821 | 34.894 | 889.361 | 853.091 | 0.85309 | 0.85309 | 2 | 23 | 12 | 0.00058516 | 0.0005849 | 2026-07-08 | 0 | 0 | 0 | 0 | 0 | 0 | 4.0588e-05 | 0.00015478 | 0.00028842 | 0.0003943 | 0.00046769 | 0.00051743 | 0.00053296 | 0.00051363 | 0.00047367 | 0.00040819 | 0.00021337 | 0.00020049 | 8.1439e-05 | 9.8321e-06 | 0 | 0 | 0 | 0
2 | 23 | 13 | 923 | 100 | 6 | 0.8 | 0.12 | 915.498 | 35.501 | 876.108 | 840.307 | 0.84031 | 0.84031 | 2 | 23 | 13 | 0.00057639 | 0.00057613 | 2026-07-09 | 0 | 0 | 0 | 0 | 0 | 0 | 3.6773e-06 | 6.723e-05 | 0.00018035 | 0.00025132 | 0.00021123 | 0.0005103 | 0.00052988 | 0.00052742 | 0.00035162 | 0.00042291 | 0.00032919 | 0.00020749 | 8.1672e-05 | 1.1483e-05 | 0 | 0 | 0 | 0
2 | 23 | 14 | 894 | 97 | 6 | 0.8 | 0.12 | 828.15 | 32.713 | 805.118 | 771.834 | 0.77183 | 0.77183 | 2 | 23 | 14 | 0.00052942 | 0.00052918 | 2026-07-10 | 0 | 0 | 0 | 0 | 0 | 0 | 3.8213e-05 | 0.00014972 | 0.00028461 | 0.00039115 | 0.00046933 | 0.0005174 | 0.00053598 | 0.00047512 | 0.00038502 | 0.00036426 | 0.00025899 | 0.0001146 | 3.474e-05 | 1.1506e-05 | 0 | 0 | 0 | 0
2 | 23 | 15 | 832 | 90 | 5 | 0.7 | 0.12 | 661.443 | 26.964 | 662.708 | 634.469 | 0.63447 | 0.63447 | 2 | 23 | 15 | 0.0004352 | 0.000435 | 2026-07-11 | 0 | 0 | 0 | 0 | 0 | 0 | 1.2655e-05 | 1.2147e-05 | 6.4488e-05 | 5.5102e-05 | 0.0001175 | 7.9525e-05 | 0.0001776 | 0.00010247 | 0.00020758 | 0.00019708 | 0.00023313 | 9.6135e-05 | 5.316e-05 | 8.4129e-06 | 0 | 0 | 0 | 0
2 | 23 | 16 | 709 | 77 | 3 | 0.5 | 0.12 | 437.779 | 18.383 | 451.49 | 430.736 | 0.43074 | 0.43074 | 2 | 23 | 16 | 0.00029546 | 0.00029532 | 2026-07-12 | 0 | 0 | 0 | 0 | 0 | 0 | 1.7652e-05 | 2.4968e-06 | 0.00013669 | 9.8526e-05 | 8.1994e-05 | 0.00010265 | 0.00020936 | 0.00025071 | 0.00029259 | 0.0003305 | 0.00023394 | 0.00014915 | 3.6778e-05 | 3.3247e-06 | 0 | 0 | 0 | 0
2 | 23 | 17 | 470 | 49 | 0 | 0.4 | 0.12 | 186.638 | 6.517 | 173.621 | 162.713 | 0.16271 | 0.16271 | 2 | 23 | 17 | 0.00011161 | 0.00011156 | 2026-07-13 | 0 | 0 | 0 | 0 | 0 | 0 | 3.3067e-05 | 2.4831e-05 | 9.0162e-05 | 0.00010178 | 0.00012728 | 0.00037172 | 0.00051817 | 0.00023842 | 0.00028874 | 0.00040872 | 0.00029789 | 0.00012005 | 7.7211e-05 | 9.9858e-06 | 0 | 0 | 0 | 0
2 | 23 | 18 | 0 | 0 | -1 | 0.5 | 0.12 | 0 | -1 | 0 | 0 | 0 | 0 | 2 | 23 | 18 | 0 | 0 | 2026-07-14 | 0 | 0 | 0 | 0 | 0 | 0 | 3.7817e-05 | 0.00014067 | 0.00026638 | 0.00037125 | 0.00044884 | 0.00049827 | 0.00038076 | 0.00021259 | 1.8743e-05 | 9.0918e-05 | 0.00018001 | 9.3785e-05 | 3.4681e-06 | 0 | 0 | 0 | 0 | 0
2 | 23 | 19 | 0 | 0 | -2 | 0.5 | 0.12 | 0 | -2 | 0 | 0 | 0 | 0 | 2 | 23 | 19 | 0 | 0 | 2026-07-15 | 0 | 0 | 0 | 0 | 0 | 0 | 2.8668e-05 | 0.00014583 | 0.00028566 | 0.00039131 | 0.00047073 | 0.00051881 | 0.00054075 | 0.0005359 | 0.00049995 | 0.00043527 | 0.00034008 | 0.00016868 | 7.3582e-05 | 7.7545e-06 | 0 | 0 | 0 | 0
2 | 23 | 20 | 0 | 0 | -2 | 0.5 | 0.12 | 0 | -2 | 0 | 0 | 0 | 0 | 2 | 23 | 20 | 0 | 0 | 2026-07-16 | 0 | 0 | 0 | 0 | 0 | 0 | 2.8466e-05 | 0.00014786 | 0.00028969 | 0.00038915 | 0.00046286 | 0.00050956 | 0.00053122 | 0.0005201 | 0.00048411 | 0.00042334 | 0.00033052 | 0.0002064 | 7.1974e-05 | 7.1748e-06 | 0 | 0 | 0 | 0
2 | 23 | 21 | 0 | 0 | -1 | 0.5 | 0.12 | 0 | -1 | 0 | 0 | 0 | 0 | 2 | 23 | 21 | 0 | 0 | 2026-07-17 | 0 | 0 | 0 | 0 | 0 | 0 | 2.8715e-05 | 0.00014544 | 0.00028447 | 0.00039165 | 0.00046724 | 0.00051285 | 0.0005317 | 0.00052426 | 0.00048757 | 0.00042039 | 0.00032867 | 0.00020691 | 7.4574e-05 | 7.5631e-06 | 0 | 0 | 0 | 0
2 | 23 | 22 | 0 | 0 | -1 | 0.5 | 0.12 | 0 | -1 | 0 | 0 | 0 | 0 | 2 | 23 | 22 | 0 | 0 | 2026-07-18 | 0 | 0 | 0 | 0 | 0 | 0 | 3.0531e-05 | 0.00014137 | 0.0002707 | 0.00036809 | 0.00043902 | 0.00048574 | 0.00024858 | 0.00033989 | 0.00031396 | 0.00023917 | 0.00019962 | 0.00011468 | 6.6376e-05 | 8.1948e-06 | 0 | 0 | 0 | 0
2 | 23 | 23 | 0 | 0 | -1 | 0.4 | 0.12 | 0 | -1 | 0 | 0 | 0 | 0 | 2 | 23 | 23 | 0 | 0 | 2026-07-19 | 0 | 0 | 0 | 0 | 0 | 0 | 3.4395e-05 | 0.00013972 | 0.0002701 | 0.00037364 | 0.0004364 | 0.00048482 | 0.00050446 | 0.00048374 | 0.00032415 | 0.00027222 | 0.00024632 | 0.00014349 | 6.4922e-05 | 6.5897e-06 | 0 | 0 | 0 | 0
2 | 24 | 0 | 0 | 0 | -2 | 0.4 | 0.12 | 0 | -2 | 0 | 0 | 0 | 0 | 2 | 24 | 0 | 0 | 0 | 2026-07-20 | 0 | 0 | 0 | 0 | 0 | 0 | 2.4419e-07 | 4.2199e-05 | 1.693e-05 | 0.00021672 | 0.00030017 | 0.00025878 | 0.00010939 | 0.00018782 | 0.00020508 | 0.00028681 | 0.00020041 | 0.00013783 | 7.444e-05 | 6.8751e-06 | 0 | 0 | 0 | 0
2 | 24 | 1 | 0 | 0 | -3 | 0.5 | 0.12 | 0 | -3 | 0 | 0 | 0 | 0 | 2 | 24 | 1 | 0 | 0 | 2026-07-21 | 0 | 0 | 0 | 0 | 0 | 0 | 1.9643e-05 | 7.5459e-05 | 0.00012268 | 0.00015499 | 0.00017733 | 0.00032856 | 0.00031172 | 0.00041001 | 0.00034727 | 0.00030416 | 0.00011686 | 2.0715e-07 | 2.0428e-05 | 0 | 0 | 0 | 0 | 0
2 | 24 | 2 | 0 | 0 | -3 | 0.6 | 0.12 | 0 | -3 | 0 | 0 | 0 | 0 | 2 | 24 | 2 | 0 | 0 | 2026-07-22 | 0 | 0 | 0 | 0 | 0 | 0 | 1.3719e-06 | 2.8816e-05 | 0.0001775 | 0.00029197 | 0.0002017 | 5.3095e-05 | 0.00042335 | 0.00042167 | 0.00037863 | 0.00044386 | 7.5863e-05 | 0.00021212 | 7.1616e-05 | 5.0759e-06 | 0 | 0 | 0 | 0
2 | 24 | 3 | 0 | 0 | -3 | 0.6 | 0.12 | 0 | -3 | 0 | 0 | 0 | 0 | 2 | 24 | 3 | 0 | 0 | 2026-07-23 | 0 | 0 | 0 | 0 | 0 | 0 | 2.5903e-05 | 0.00014604 | 0.00029209 | 0.00040116 | 0.00047944 | 0.00052761 | 0.0005485 | 0.0005363 | 0.00049763 | 0.00043453 | 0.00033619 | 0.00020836 | 7.2982e-05 | 5.0677e-06 | 0 | 0 | 0 | 0
2 | 24 | 4 | 0 | 0 | -3 | 0.5 | 0.12 | 0 | -3 | 0 | 0 | 0 | 0 | 2 | 24 | 4 | 0 | 0 | 2026-07-24 | 0 | 0 | 0 | 0 | 0 | 0 | 2.664e-05 | 0.00014395 | 0.000288 | 0.00039726 | 0.0004768 | 0.00052616 | 0.00054574 | 0.00053451 | 0.00049814 | 0.00043511 | 0.00025629 | 0.0001665 | 7.2015e-05 | 3.8947e-06 | 0 | 0 | 0 | 0
2 | 24 | 5 | 0 | 0 | -3 | 0.4 | 0.12 | 0 | -3 | 0 | 0 | 0 | 0 | 2 | 24 | 5 | 0 | 0 | 2026-07-25 | 0 | 0 | 0 | 0 | 0 | 0 | 2.6351e-05 | 0.00014352 | 0.00028733 | 0.00039458 | 0.0004716 | 0.00051937 | 0.00053788 | 0.00052943 | 0.00049598 | 0.00043123 | 0.00033564 | 0.00020918 | 7.1038e-05 | 3.3954e-06 | 0 | 0 | 0 | 0
2 | 24 | 6 | 0 | 0 | -3 | 0.4 | 0.12 | 0 | -3 | 0 | 0 | 0 | 0 | 2 | 24 | 6 | 0 | 0 | 2026-07-26 | 0 | 0 | 0 | 0 | 0 | 0 | 2.5449e-05 | 0.00014156 | 0.00028277 | 0.00034049 | 0.00035841 | 0.0004461 | 0.00043452 | 0.00043082 | 0.00036706 | 0.00036309 | 9.5696e-05 | 0.00017026 | 4.5512e-06 | 0 | 0 | 0 | 0 | 0
2 | 24 | 7 | 88 | 14 | -2 | 0.5 | 0.12 | 19.944 | -1.451 | 10.806 | 5.667 | 0.005667 | 0.005667 | 2 | 24 | 7 | 3.8872e-06 | 3.8854e-06 | 2026-07-27 | 0 | 0 | 0 | 0 | 0 | 0 | 2.5283e-05 | 9.5245e-05 | 0.00015265 | 5.1419e-05 | 7.4163e-05 | 0.0001078 | 7.3816e-05 | 0.00027004 | 0.00038018 | 0.0003314 | 0.00021395 | 8.7077e-05 | 5.848e-05 | 3.5908e-06 | 0 | 0 | 0 | 0
2 | 24 | 8 | 549 | 65 | 0 | 0.7 | 0.12 | 262.382 | 8.562 | 260.398 | 246.415 | 0.24641 | 0.24641 | 2 | 24 | 8 | 0.00016902 | 0.00016895 | 2026-07-28 | 0 | 0 | 0 | 0 | 0 | 0 | 1.1832e-05 | 4.1657e-06 | 0.00011682 | 0.0002155 | 0.00027173 | 0.00011898 | 0.00018116 | 0.0004349 | 0.00048003 | 0.00040983 | 0.00030696 | 0.00018447 | 6.9959e-05 | 2.2567e-06 | 0 | 0 | 0 | 0
2 | 24 | 9 | 741 | 90 | 1 | 0.8 | 0.12 | 511.311 | 17.548 | 532.607 | 508.979 | 0.50898 | 0.50898 | 2 | 24 | 9 | 0.00034912 | 0.00034897 | 2026-07-29 | 0 | 0 | 0 | 0 | 0 | 0 | 3.0306e-05 | 4.6026e-06 | 4.5603e-05 | 0.00019969 | 0.00024348 | 0.00024128 | 0.00051606 | 0.00051017 | 0.00047503 | 0.00040964 | 0.00031408 | 0.0001905 | 6.7238e-05 | 2.8487e-06 | 0 | 0 | 0 | 0
2 | 24 | 10 | 852 | 98 | 2 | 0.9 | 0.12 | 722.63 | 24.73 | 727.988 | 697.436 | 0.69744 | 0.69744 | 2 | 24 | 10 | 0.00047839 | 0.00047818 | 2026-07-30 | 0 | 0 | 0 | 0 | 0 | 0 | 2.9482e-05 | 0.00012696 | 0.00025205 | 0.00035639 | 0.00043572 | 0.00048772 | 0.00041867 | 0.00049303 | 0.0004549 | 0.00039169 | 0.00025097 | 0.00016286 | 5.9379e-05 | 1.8136e-06 | 0 | 0 | 0 | 0
2 | 24 | 11 | 872 | 116 | 3 | 1 | 0.12 | 857.85 | 29.25 | 842.799 | 808.179 | 0.80818 | 0.80818 | 2 | 24 | 11 | 0.00055436 | 0.0005541 | 2026-07-31 | 0 | 0 | 0 | 0 | 0 | 0 | 2.7312e-05 | 0.0001271 | 0.00025459 | 0.00036199 | 0.00043409 | 0.00040303 | 0.00050341 | 0.00042414 | 0.00017573 | 0.00021878 | 0.00024806 | 0.00016868 | 5.6403e-05 | 2.8398e-06 | 0 | 0 | 0 | 0
2 | 24 | 12 | 884 | 122 | 4 | 1.1 | 0.12 | 923.287 | 31.531 | 895.637 | 859.144 | 0.85914 | 0.85914 | 2 | 24 | 12 | 0.00058931 | 0.00058905 | 2026-08-01 | 0 | 0 | 0 | 0 | 0 | 0 | 2.2533e-05 | 0.00013488 | 0.00027657 | 0.00038549 | 0.00046527 | 0.00031786 | 0.00036243 | 0.00042629 | 0.00028331 | 0.00033267 | 0.00017116 | 8.0355e-05 | 5.876e-05 | 2.564e-06 | 0 | 0 | 0 | 0
2 | 24 | 13 | 891 | 117 | 5 | 1.1 | 0.12 | 915.577 | 32.305 | 886.192 | 850.034 | 0.85003 | 0.85003 | 2 | 24 | 13 | 0.00058306 | 0.0005828 | 2026-08-02 | 0 | 0 | 0 | 0 | 0 | 0 | 2.2898e-05 | 0.00013621 | 0.00028181 | 0.00039241 | 0.00047381 | 0.00052098 | 0.00040369 | 0.00039713 | 0.00030355 | 0.00027431 | 0.00026264 | 0.00019148 | 6.2816e-05 | 2.2601e-06 | 0 | 0 | 0 | 0
2 | 24 | 14 | 865 | 110 | 5 | 1 | 0.12 | 821.74 | 30.156 | 806.182 | 772.86 | 0.77286 | 0.77286 | 2 | 24 | 14 | 0.00053013 | 0.00052989 | 2026-08-03 | 0 | 0 | 0 | 0 | 0 | 0 | 2.4033e-05 | 0.00013578 | 0.00027743 | 0.00039087 | 0.00045942 | 0.00051757 | 0.00049989 | 0.00050238 | 0.00050012 | 0.00043673 | 0.00034055 | 0.00020755 | 6.2642e-05 | 3.2355e-06 | 0 | 0 | 0 | 0
2 | 24 | 15 | 802 | 101 | 4 | 0.9 | 0.12 | 655.158 | 24.618 | 661.692 | 633.489 | 0.63349 | 0.63349 | 2 | 24 | 15 | 0.00043453 | 0.00043433 | 2026-08-04 | 0 | 0 | 0 | 0 | 0 | 0 | 2.1948e-05 | 0.00013423 | 0.00028316 | 0.00039418 | 0.0004724 | 0.00052079 | 0.00053919 | 0.00052927 | 0.00047942 | 0.00040829 | 0.00032592 | 0.00019602 | 5.9982e-05 | 1.258e-06 | 0 | 0 | 0 | 0
2 | 24 | 16 | 717 | 77 | 2 | 0.6 | 0.12 | 443.067 | 17.131 | 459.372 | 438.338 | 0.43834 | 0.43834 | 2 | 24 | 16 | 0.00030067 | 0.00030053 | 2026-08-05 | 0 | 0 | 0 | 0 | 0 | 0 | 1.9669e-05 | 0.00013026 | 0.00027204 | 0.00038031 | 0.00045798 | 0.00048414 | 0.00036088 | 0.00038475 | 0.00044006 | 0.00041346 | 0.00031681 | 0.00019094 | 5.8744e-05 | 1.627e-06 | 0 | 0 | 0 | 0
2 | 24 | 17 | 479 | 50 | 0 | 0.5 | 0.12 | 190.858 | 6.476 | 178.208 | 167.137 | 0.16714 | 0.16714 | 2 | 24 | 17 | 0.00011464 | 0.00011459 | 2026-08-06 | 0 | 0 | 0 | 0 | 0 | 0 | 2.1029e-05 | 0.00012993 | 0.00018333 | 0.00038147 | 0.00020054 | 0.00017471 | 0.00042849 | 0.00022135 | 0.00019518 | 0.00017186 | 0.00014128 | 0.00016418 | 5.4112e-05 | 5.6658e-07 | 0 | 0 | 0 | 0
2 | 24 | 18 | 0 | 0 | -1 | 0.5 | 0.12 | 0 | -1 | 0 | 0 | 0 | 0 | 2 | 24 | 18 | 0 | 0 | 2026-08-07 | 0 | 0 | 0 | 0 | 0 | 0 | 2.3947e-05 | 0.0001137 | 0.00023616 | 0.0003779 | 0.00046924 | 0.00052255 | 0.00054852 | 0.0003267 | 0.00046515 | 0.0004022 | 0.00029517 | 0.00018011 | 5.6453e-05 | 2.0797e-06 | 0 | 0 | 0 | 0
2 | 24 | 19 | 0 | 0 | -2 | 0.4 | 0.12 | 0 | -2 | 0 | 0 | 0 | 0 | 2 | 24 | 19 | 0 | 0 | 2026-08-08 | 0 | 0 | 0 | 0 | 0 | 0 | 1.7951e-05 | 0.00013095 | 0.00027887 | 0.00039037 | 0.00043516 | 0.00048812 | 0.00054286 | 0.00052093 | 0.00046826 | 0.00040034 | 0.00030914 | 5.1957e-05 | 1.6178e-05 | 0 | 0 | 0 | 0 | 0
2 | 24 | 20 | 0 | 0 | -2 | 0.4 | 0.12 | 0 | -2 | 0 | 0 | 0 | 0 | 2 | 24 | 20 | 0 | 0 | 2026-08-09 | 0 | 0 | 0 | 0 | 0 | 0 | 1.9033e-05 | 0.00012625 | 0.00027254 | 0.00038457 | 0.00046925 | 0.00052109 | 0.00054616 | 0.00053928 | 0.00050209 | 0.00043406 | 0.00033633 | 0.00020041 | 5.4669e-05 | 9.85e-07 | 0 | 0 | 0 | 0
2 | 24 | 21 | 0 | 0 | -2 | 0.4 | 0.12 | 0 | -2 | 0 | 0 | 0 | 0 | 2 | 24 | 21 | 0 | 0 | 2026-08-10 | 0 | 0 | 0 | 0 | 0 | 0 | 1.5974e-05 | 0.0001349 | 0.00028122 | 0.000305 | 0.00033458 | 0.00031096 | 0.00048212 | 0.00054926 | 0.00051035 | 0.00043956 | 0.00033736 | 0.00020008 | 5.3389e-05 | 1.0207e-06 | 0 | 0 | 0 | 0
2 | 24 | 22 | 0 | 0 | -2 | 0.4 | 0.12 | 0 | -2 | 0 | 0 | 0 | 0 | 2 | 24 | 22 | 0 | 0 | 2026-08-11 | 0 | 0 | 0 | 0 | 0 | 0 | 1.6202e-05 | 0.00013092 | 0.0002795 | 0.00039165 | 0.00046744 | 0.0004998 | 0.00050886 | 0.00042507 | 0.00043145 | 0.00035059 | 0.00023395 | 0.00015222 | 4.8724e-05 | 1.8726e-07 | 0 | 0 | 0 | 0
2 | 24 | 23 | 0 | 0 | -2 | 0.4 | 0.12 | 0 | -2 | 0 | 0 | 0 | 0 | 2 | 24 | 23 | 0 | 0 | 2026-08-12 | 0 | 0 | 0 | 0 | 0 | 0 | 1.6603e-05 | 6.523e-05 | 0.00011339 | 0.00015256 | 0.00021457 | 0.00028036 | 0.00019306 | 0.0002411 | 0.00025224 | 0.00015016 | 4.5339e-05 | 8.5473e-05 | 4.9716e-05 | 0 | 0 | 0 | 0 | 0
2 | 25 | 0 | 0 | 0 | -2 | 0.4 | 0.12 | 0 | -2 | 0 | 0 | 0 | 0 | 2 | 25 | 0 | 0 | 0 | 2026-08-13 | 0 | 0 | 0 | 0 | 0 | 0 | 1.1412e-05 | 4.1615e-05 | 2.2581e-05 | 7.3065e-05 | 0.000186 | 0.00029185 | 0.00041511 | 0.00028066 | 0.0003902 | 0.00025512 | 0.00025586 | 0.00018342 | 4.896e-05 | 0 | 0 | 0 | 0 | 0
2 | 25 | 1 | 0 | 0 | -2 | 0.5 | 0.12 | 0 | -2 | 0 | 0 | 0 | 0 | 2 | 25 | 1 | 0 | 0 | 2026-08-14 | 0 | 0 | 0 | 0 | 0 | 0 | 1.6858e-05 | 0.00012348 | 0.00010892 | 0.0002353 | 0.00038796 | 0.00041175 | 0.00042378 | 0.00041299 | 0.00041704 | 0.00032593 | 0.00030236 | 0.0001752 | 2.8864e-05 | 0 | 0 | 0 | 0 | 0
2 | 25 | 2 | 0 | 0 | -2 | 0.5 | 0.12 | 0 | -2 | 0 | 0 | 0 | 0 | 2 | 25 | 2 | 0 | 0 | 2026-08-15 | 0 | 0 | 0 | 0 | 0 | 0 | 1.5222e-05 | 0.00012396 | 0.00027104 | 0.00038416 | 0.00046184 | 0.00034112 | 0.0004452 | 0.00045202 | 0.00040833 | 0.00023359 | 0.0002188 | 0.00017403 | 4.9739e-05 | 0 | 0 | 0 | 0 | 0
2 | 25 | 3 | 0 | 0 | -2 | 0.6 | 0.12 | 0 | -2 | 0 | 0 | 0 | 0 | 2 | 25 | 3 | 0 | 0 | 2026-08-16 | 0 | 0 | 0 | 0 | 0 | 0 | 1.7023e-05 | 0.0001213 | 0.00026428 | 0.00037782 | 0.00044361 | 0.00050674 | 0.00048859 | 0.00041266 | 0.00047072 | 0.00027837 | 0.0002551 | 0.00016452 | 4.2938e-05 | 0 | 0 | 0 | 0 | 0
2 | 25 | 4 | 0 | 0 | -3 | 0.6 | 0.12 | 0 | -3 | 0 | 0 | 0 | 0 | 2 | 25 | 4 | 0 | 0 | 2026-08-17 | 0 | 0 | 0 | 0 | 0 | 0 | 1.4325e-05 | 8.1523e-05 | 0.00015595 | 0.00028588 | 0.00045888 | 0.00040652 | 0.00025467 | 0.000134 | 0.00025124 | 0.00030044 | 0.00024843 | 0.00012875 | 4.2827e-05 | 0 | 0 | 0 | 0 | 0
2 | 25 | 5 | 0 | 0 | -3 | 0.6 | 0.12 | 0 | -3 | 0 | 0 | 0 | 0 | 2 | 25 | 5 | 0 | 0 | 2026-08-18 | 0 | 0 | 0 | 0 | 0 | 0 | 1.4423e-05 | 9.5986e-05 | 0.00023448 | 0.00029571 | 0.00040421 | 0.00042144 | 0.00039369 | 0.00041131 | 0.00039182 | 0.00039893 | 0.00029477 | 0.00016518 | 3.8168e-05 | 0 | 0 | 0 | 0 | 0
2 | 25 | 6 | 0 | 0 | -2 | 0.7 | 0.12 | 0 | -2 | 0 | 0 | 0 | 0 | 2 | 25 | 6 | 0 | 0 | 2026-08-19 | 0 | 0 | 0 | 0 | 0 | 0 | 1.4835e-05 | 0.00011488 | 0.00025394 | 0.00036284 | 0.00044281 | 0.00049127 | 0.00047905 | 0.00046747 | 0.00046888 | 0.00039777 | 0.00023288 | 0.0001631 | 4.0322e-05 | 0 | 0 | 0 | 0 | 0
2 | 25 | 7 | 139 | 15 | -1 | 0.9 | 0.12 | 26.208 | -0.381 | 13.349 | 8.12 | 0.00812 | 0.00812 | 2 | 25 | 7 | 5.5698e-06 | 5.5672e-06 | 2026-08-20 | 0 | 0 | 0 | 0 | 0 | 0 | 1.0089e-05 | 0.0001068 | 0.00023367 | 0.00030978 | 0.00040751 | 0.00016785 | 0.00023058 | 0.00011033 | 0.00023587 | 1.9753e-05 | 1.1319e-05 | 4.3098e-05 | 2.7895e-05 | 0 | 0 | 0 | 0 | 0
2 | 25 | 8 | 581 | 60 | 0 | 1.1 | 0.12 | 269.84 | 7.936 | 268.849 | 254.566 | 0.25457 | 0.25457 | 2 | 25 | 8 | 0.00017461 | 0.00017454 | 2026-08-21 | 0 | 0 | 0 | 0 | 0 | 0 | 1.2747e-05 | 0.00012074 | 0.00027183 | 0.00014132 | 0.0003228 | 0.00033953 | 0.00040608 | 0.000419 | 0.00047753 | 0.00040671 | 0.00029832 | 0.00016473 | 3.9281e-05 | 0 | 0 | 0 | 0 | 0
2 | 25 | 9 | 750 | 85 | 1 | 1.1 | 0.12 | 513.009 | 16.37 | 536.721 | 512.946 | 0.51295 | 0.51295 | 2 | 25 | 9 | 0.00035185 | 0.00035169 | 2026-08-22 | 0 | 0 | 0 | 0 | 0 | 0 | 1.1456e-05 | 2.7434e-05 | 7.7415e-05 | 0.00014026 | 0.00010701 | 0.00012348 | 0.00027914 | 8.1354e-05 | 0.00022287 | 0.00024791 | 8.5361e-05 | 0.00010385 | 2.358e-05 | 0 | 0 | 0 | 0 | 0
2 | 25 | 10 | 844 | 98 | 2 | 1.1 | 0.12 | 719.582 | 23.511 | 727.951 | 697.4 | 0.6974 | 0.6974 | 2 | 25 | 10 | 0.00047837 | 0.00047815 | 2026-08-23 | 0 | 0 | 0 | 0 | 0 | 0 | 0 | 1.9453e-05 | 0.00013729 | 0.00018612 | 0.00028191 | 0.00031294 | 0.00037529 | 0.00038374 | 0.00018818 | 0.00022613 | 0.00020112 | 6.9972e-05 | 3.4491e-05 | 0 | 0 | 0 | 0 | 0
2 | 25 | 11 | 612 | 183 | 4 | 1.2 | 0.12 | 721.589 | 24.992 | 718.501 | 688.286 | 0.68829 | 0.68829 | 2 | 25 | 11 | 0.00047212 | 0.0004719 | 2026-08-24 | 0 | 0 | 0 | 0 | 0 | 0 | 1.1298e-05 | 0.00012986 | 0.00029358 | 0.00041595 | 0.00050372 | 0.00055516 | 0.00056007 | 0.00051995 | 0.00044774 | 0.00042634 | 0.00033057 | 0.00018084 | 3.5666e-05 | 0 | 0 | 0 | 0 | 0
2 | 25 | 12 | 641 | 193 | 5 | 1.2 | 0.12 | 793.147 | 28.056 | 778.144 | 745.815 | 0.74582 | 0.74582 | 2 | 25 | 12 | 0.00051158 | 0.00051135 | 2026-08-25 | 0 | 0 | 0 | 0 | 0 | 0 | 8.0124e-06 | 8.7239e-05 | 0.00026553 | 0.00038284 | 0.00047592 | 0.00046771 | 0.00049473 | 0.00049577 | 0.00048333 | 0.00041718 | 0.00026282 | 0.00015331 | 3.0286e-05 | 0 | 0 | 0 | 0 | 0
2 | 25 | 13 | 920 | 102 | 6 | 1.3 | 0.12 | 920.28 | 32.154 | 891.493 | 855.147 | 0.85515 | 0.85515 | 2 | 25 | 13 | 0.00058657 | 0.00058631 | 2026-08-26 | 0 | 0 | 0 | 0 | 0 | 0 | 1.5447e-06 | 2.5333e-05 | 2.216e-05 | 4.1134e-05 | 5.5901e-05 | 6.9671e-05 | 6.8866e-05 | 8.1684e-05 | 7.0462e-05 | 4.6175e-05 | 2.2907e-05 | 1.1018e-05 | 0 | 0 | 0 | 0 | 0 | 0
2 | 25 | 14 | 899 | 96 | 6 | 1.3 | 0.12 | 835.631 | 29.773 | 821.059 | 787.209 | 0.78721 | 0.78721 | 2 | 25 | 14 | 0.00053997 | 0.00053973 | 2026-08-27 | 0 | 0 | 0 | 0 | 0 | 0 | 9.2909e-06 | 2.9816e-05 | 4.7702e-05 | 0.00015732 | 6.7699e-05 | 6.823e-05 | 0.0001054 | 0.00024281 | 0.00025825 | 4.0187e-05 | 6.8668e-05 | 9.8869e-05 | 2.3606e-05 | 0 | 0 | 0 | 0 | 0
2 | 25 | 15 | 853 | 85 | 5 | 1.2 | 0.12 | 673.855 | 24.673 | 680.778 | 651.899 | 0.6519 | 0.6519 | 2 | 25 | 15 | 0.00044716 | 0.00044695 | 2026-08-28 | 0 | 0 | 0 | 0 | 0 | 0 | 7.9787e-06 | 0.0001254 | 0.00028874 | 0.00040989 | 0.0004987 | 0.00055316 | 0.0005725 | 0.00056255 | 0.00051417 | 0.00043425 | 0.0003157 | 0.00017026 | 2.9787e-05 | 0 | 0 | 0 | 0 | 0
2 | 25 | 16 | 750 | 71 | 3 | 0.8 | 0.12 | 452.609 | 17.634 | 468.92 | 447.548 | 0.44755 | 0.44755 | 2 | 25 | 16 | 0.00030699 | 0.00030685 | 2026-08-29 | 0 | 0 | 0 | 0 | 0 | 0 | 7.0184e-06 | 0.00012369 | 0.00028563 | 0.00040555 | 0.00049117 | 0.00054108 | 0.00055684 | 0.00050318 | 0.00048676 | 0.00041446 | 0.00029892 | 0.00015872 | 2.4202e-05 | 0 | 0 | 0 | 0 | 0
2 | 25 | 17 | 536 | 46 | 1 | 0.7 | 0.12 | 203.248 | 7.513 | 188.957 | 177.506 | 0.17751 | 0.17751 | 2 | 25 | 17 | 0.00012176 | 0.0001217 | 2026-08-30 | 0 | 0 | 0 | 0 | 0 | 0 | 5.4058e-06 | 8.0166e-05 | 0.0002385 | 0.00037032 | 0.00045301 | 0.00050425 | 0.00042033 | 0.0004032 | 0.00028366 | 4.7711e-05 | 5.0901e-05 | 5.1215e-05 | 6.3785e-06 | 0 | 0 | 0 | 0 | 0
2 | 25 | 18 | 0 | 0 | 0 | 0.8 | 0.12 | 0 | 0 | 0 | 0 | 0 | 0 | 2 | 25 | 18 | 0 | 0 | 2026-08-31 | 0 | 0 | 0 | 0 | 0 | 0 | 0 | 2.0564e-05 | 7.1187e-05 | 0.00015125 | 0.00023677 | 0.00023125 | 0.00041455 | 0.00023153 | 0.00016788 | 5.7923e-05 | 6.6166e-05 | 1.9911e-05 | 3.2664e-06 | 0 | 0 | 0 | 0 | 0
2 | 25 | 19 | 0 | 0 | 0 | 0.9 | 0.12 | 0 | 0 | 0 | 0 | 0 | 0 | 2 | 25 | 19 | 0 | 0 | 2026-09-01 | 0 | 0 | 0 | 0 | 0 | 0 | 5.5279e-06 | 0.00010597 | 0.00024925 | 0.00035297 | 0.00032013 | 0.00031563 | 0.0003689 | 0.00035008 | 0.00024664 | 0.00017663 | 8.9064e-05 | 3.188e-05 | 1.0502e-05 | 0 | 0 | 0 | 0 | 0
2 | 25 | 20 | 0 | 0 | 0 | 0.9 | 0.12 | 0 | 0 | 0 | 0 | 0 | 0 | 2 | 25 | 20 | 0 | 0 | 2026-09-02 | 0 | 0 | 0 | 0 | 0 | 0 | 0 | 5.3324e-05 | 8.4079e-05 | 9.6844e-05 | 0.00018798 | 0.00019424 | 0.00032639 | 0.00033175 | 0.00017036 | 5.7812e-05 | 8.6704e-05 | 3.1741e-05 | 1.0051e-05 | 0 | 0 | 0 | 0 | 0
2 | 25 | 21 | 0 | 0 | 0 | 0.9 | 0.12 | 0 | 0 | 0 | 0 | 0 | 0 | 2 | 25 | 21 | 0 | 0 | 2026-09-03 | 0 | 0 | 0 | 0 | 0 | 0 | 0 | 1.6193e-05 | 4.3867e-05 | 0.00012572 | 0.00023134 | 0.00033996 | 0.00034643 | 0.00037348 | 0.00029053 | 0.00030354 | 0.00022712 | 0.00011209 | 1.6342e-05 | 0 | 0 | 0 | 0 | 0
2 | 25 | 22 | 0 | 0 | 0 | 0.9 | 0.12 | 0 | 0 | 0 | 0 | 0 | 0 | 2 | 25 | 22 | 0 | 0 | 2026-09-04 | 0 | 0 | 0 | 0 | 0 | 0 | 3.4269e-06 | 0.00011169 | 0.0002562 | 0.00040277 | 0.00048949 | 0.0004974 | 0.0005576 | 0.00053065 | 0.00037511 | 0.00042288 | 0.00030736 | 0.00015411 | 1.8088e-05 | 0 | 0 | 0 | 0 | 0
2 | 25 | 23 | 0 | 0 | 0 | 1 | 0.12 | 0 | 0 | 0 | 0 | 0 | 0 | 2 | 25 | 23 | 0 | 0 | 2026-09-05 | 0 | 0 | 0 | 0 | 0 | 0 | 3.809e-06 | 0.00012039 | 0.00028499 | 0.00040463 | 0.0004864 | 0.00053643 | 0.00055666 | 0.0005425 | 0.00049819 | 0.00041798 | 0.00030535 | 0.00014944 | 1.5855e-05 | 0 | 0 | 0 | 0 | 0
2 | 26 | 0 | 0 | 0 | 0 | 1.1 | 0.12 | 0 | 0 | 0 | 0 | 0 | 0 | 2 | 26 | 0 | 0 | 0 | 2026-09-06 | 0 | 0 | 0 | 0 | 0 | 0 | 3.0977e-06 | 0.00010788 | 0.00019749 | 0.0003675 | 0.00040637 | 0.0004537 | 0.00043855 | 0.00029763 | 0.00033896 | 0.00010334 | 0.00021944 | 0.000106 | 1.3709e-05 | 0 | 0 | 0 | 0 | 0
2 | 26 | 1 | 0 | 0 | 0 | 1.2 | 0.12 | 0 | 0 | 0 | 0 | 0 | 0 | 2 | 26 | 1 | 0 | 0 | 2026-09-07 | 0 | 0 | 0 | 0 | 0 | 0 | 2.636e-06 | 0.00010244 | 0.00024743 | 0.00036767 | 0.00045521 | 0.00050519 | 0.00052458 | 0.00051261 | 0.00046301 | 0.00031777 | 0.00019531 | 0.00011124 | 1.0833e-05 | 0 | 0 | 0 | 0 | 0
2 | 26 | 2 | 0 | 0 | 0 | 1.2 | 0.12 | 0 | 0 | 0 | 0 | 0 | 0 | 2 | 26 | 2 | 0 | 0 | 2026-09-08 | 0 | 0 | 0 | 0 | 0 | 0 | 2.2451e-06 | 9.5447e-05 | 0.00024266 | 0.00037508 | 0.00045751 | 0.00050452 | 0.00048828 | 0.00051029 | 0.00046473 | 0.00038579 | 0.00027643 | 0.00013018 | 1.0152e-05 | 0 | 0 | 0 | 0 | 0
2 | 26 | 3 | 0 | 0 | 0 | 1.2 | 0.12 | 0 | 0 | 0 | 0 | 0 | 0 | 2 | 26 | 3 | 0 | 0 | 2026-09-09 | 0 | 0 | 0 | 0 | 0 | 0 | 3.0099e-06 | 0.00010622 | 0.00026134 | 0.00037859 | 0.00046193 | 0.00051346 | 0.00052862 | 0.00050772 | 0.0004581 | 0.00037737 | 0.0002661 | 0.00012071 | 7.666e-06 | 0 | 0 | 0 | 0 | 0
2 | 26 | 4 | 0 | 0 | 0 | 1.3 | 0.12 | 0 | 0 | 0 | 0 | 0 | 0 | 2 | 26 | 4 | 0 | 0 | 2026-09-10 | 0 | 0 | 0 | 0 | 0 | 0 | 2.5482e-06 | 9.8968e-05 | 0.00024465 | 0.00035901 | 0.00044124 | 0.0003176 | 0.00025388 | 0.00040939 | 0.00027773 | 0.00021813 | 2.4945e-05 | 5.3098e-05 | 5.8681e-06 | 0 | 0 | 0 | 0 | 0
2 | 26 | 5 | 0 | 0 | 1 | 1.3 | 0.12 | 0 | 1 | 0 | 0 | 0 | 0 | 2 | 26 | 5 | 0 | 0 | 2026-09-11 | 0 | 0 | 0 | 0 | 0 | 0 | 1.4219e-06 | 5.3624e-05 | 1.9542e-05 | 8.3427e-05 | 8.675e-05 | 9.2521e-05 | 8.8403e-05 | 0.00010503 | 0.00018582 | 0.0001168 | 5.15e-05 | 7.6863e-05 | 5.6013e-06 | 0 | 0 | 0 | 0 | 0
2 | 26 | 6 | 0 | 0 | 1 | 1.4 | 0.12 | 0 | 1 | 0 | 0 | 0 | 0 | 2 | 26 | 6 | 0 | 0 | 2026-09-12 | 0 | 0 | 0 | 0 | 0 | 0 | 2.232e-06 | 9.7058e-05 | 0.00018169 | 0.00013421 | 0.00024421 | 0.00043598 | 0.00043365 | 0.00048776 | 0.00038861 | 0.00033407 | 0.0001767 | 5.2916e-05 | 2.2032e-06 | 0 | 0 | 0 | 0 | 0
2 | 26 | 7 | 0 | 5 | 1 | 1.5 | 0.12 | 4.756 | 1.111 | 2.85 | 0 | 0 | 0 | 2 | 26 | 7 | 0 | 0 | 2026-09-13 | 0 | 0 | 0 | 0 | 0 | 0 | 0 | 1.671e-05 | 7.6418e-05 | 0.00017112 | 0.0003368 | 0.00046891 | 0.00041309 | 0.00036715 | 0.00030597 | 0.00022783 | 0.0001679 | 9.4009e-05 | 2.2272e-06 | 0 | 0 | 0 | 0 | 0
2 | 26 | 8 | 0 | 6 | 2 | 1.7 | 0.12 | 5.55 | 2.144 | 5.099 | 0.162 | 0.000162 | 0.000162 | 2 | 26 | 8 | 1.1112e-07 | 1.1107e-07 | 2026-09-14 | 0 | 0 | 0 | 0 | 0 | 0 | 7.6207e-07 | 9.5458e-05 | 0.00024224 | 0.00036501 | 0.00044813 | 0.00049394 | 0.00049424 | 0.00046163 | 0.00040203 | 0.00030413 | 0.00019193 | 7.71e-05 | 0 | 0 | 0 | 0 | 0 | 0
2 | 26 | 9 | 0 | 115 | 3 | 1.9 | 0.12 | 109.118 | 5.713 | 111.779 | 103.062 | 0.10306 | 0.10306 | 2 | 26 | 9 | 7.0693e-05 | 7.0661e-05 | 2026-09-15 | 0 | 0 | 0 | 0 | 0 | 0 | 8.286e-07 | 9.9499e-05 | 0.00025567 | 0.00038288 | 0.00047338 | 0.00052669 | 0.0005328 | 0.00050355 | 0.00045248 | 0.00036545 | 0.00024874 | 0.0001044 | 1.9453e-06 | 0 | 0 | 0 | 0 | 0
2 | 26 | 10 | 0 | 106 | 4 | 1.8 | 0.12 | 99.193 | 6.512 | 99.982 | 91.683 | 0.091683 | 0.091683 | 2 | 26 | 10 | 6.2888e-05 | 6.286e-05 | 2026-09-16 | 0 | 0 | 0 | 0 | 0 | 0 | 0 | 8.7481e-05 | 0.00023322 | 0.00034777 | 0.0004267 | 0.00046734 | 0.00049157 | 0.00044845 | 0.00042155 | 0.00032251 | 0.00016556 | 7.7856e-05 | 3.1141e-07 | 0 | 0 | 0 | 0 | 0
2 | 26 | 11 | 16 | 226 | 5 | 1.6 | 0.12 | 231.566 | 11.114 | 234.388 | 221.327 | 0.22133 | 0.22133 | 2 | 26 | 11 | 0.00015182 | 0.00015175 | 2026-09-17 | 0 | 0 | 0 | 0 | 0 | 0 | 0 | 8.7178e-05 | 0.00023799 | 0.00036235 | 0.00045303 | 0.00050471 | 0.00052422 | 0.00050896 | 0.00045486 | 0.00036571 | 0.00024243 | 8.7481e-05 | 6.4683e-07 | 0 | 0 | 0 | 0 | 0
2 | 26 | 12 | 30 | 269 | 5 | 1.4 | 0.12 | 299.73 | 13.273 | 302.256 | 286.79 | 0.28679 | 0.28679 | 2 | 26 | 12 | 0.00019672 | 0.00019663 | 2026-09-18 | 0 | 0 | 0 | 0 | 0 | 0 | 8.2792e-07 | 0.00010405 | 0.00027511 | 0.00041284 | 0.00050668 | 0.00056215 | 0.00058004 | 0.00056264 | 0.00050924 | 0.00042038 | 0.00029284 | 0.00012089 | 2.4097e-06 | 0 | 0 | 0 | 0 | 0
2 | 26 | 13 | 6 | 199 | 6 | 1.2 | 0.12 | 195.638 | 11.659 | 195.975 | 184.274 | 0.18427 | 0.18427 | 2 | 26 | 13 | 0.0001264 | 0.00012634 | 2026-09-19 | 0 | 0 | 0 | 0 | 0 | 0 | 9.3698e-07 | 0.00011695 | 0.00029791 | 0.00042982 | 0.00051805 | 0.00056965 | 0.00058326 | 0.00056398 | 0.00051094 | 0.00042203 | 0.00029509 | 0.00012157 | 2.0434e-06 | 0 | 0 | 0 | 0 | 0
2 | 26 | 14 | 0 | 95 | 7 | 1.1 | 0.12 | 88.451 | 9.624 | 87.229 | 79.382 | 0.079382 | 0.079382 | 2 | 26 | 14 | 5.4451e-05 | 5.4426e-05 | 2026-09-20 | 0 | 0 | 0 | 0 | 0 | 0 | 9.4453e-07 | 0.00011487 | 0.00029186 | 0.00042231 | 0.00051307 | 0.00056416 | 0.00057961 | 0.00056281 | 0.00050919 | 0.00041925 | 0.00029036 | 0.00011731 | 1.2011e-06 | 0 | 0 | 0 | 0 | 0
2 | 26 | 15 | 3 | 161 | 7 | 0.9 | 0.12 | 156.079 | 11.883 | 156.976 | 146.657 | 0.14666 | 0.14666 | 2 | 26 | 15 | 0.0001006 | 0.00010055 | 2026-09-21 | 0 | 0 | 0 | 0 | 0 | 0 | 5.0965e-07 | 0.00011148 | 0.00028641 | 0.0004161 | 0.00050049 | 0.00055196 | 0.00056255 | 0.00054065 | 0.00049088 | 0.00040212 | 0.00027419 | 0.00010907 | 3.8618e-07 | 0 | 0 | 0 | 0 | 0
2 | 26 | 16 | 0 | 55 | 6 | 0.7 | 0.12 | 51.052 | 7.689 | 50.548 | 44 | 0.044 | 0.044 | 2 | 26 | 16 | 3.0181e-05 | 3.0167e-05 | 2026-09-22 | 0 | 0 | 0 | 0 | 0 | 0 | 1.1043e-07 | 0.00010421 | 0.00027211 | 0.00039187 | 0.00047868 | 0.00044462 | 0.00044836 | 0.00050775 | 0.00037991 | 0.00026602 | 0.00020935 | 7.808e-05 | 0 | 0 | 0 | 0 | 0 | 0
2 | 26 | 17 | 0 | 12 | 4 | 0.6 | 0.12 | 11.103 | 4.376 | 10.282 | 5.162 | 0.005162 | 0.005162 | 2 | 26 | 17 | 3.5408e-06 | 3.5392e-06 | 2026-09-23 | 0 | 0 | 0 | 0 | 0 | 0 | 0 | 7.4777e-05 | 0.00019924 | 0.00034995 | 0.00029172 | 0.00027234 | 0.00031209 | 0.00037185 | 0.00023315 | 0.00010975 | 7.3113e-05 | 3.8395e-05 | 0 | 0 | 0 | 0 | 0 | 0
2 | 26 | 18 | 0 | 0 | 4 | 0.7 | 0.12 | 0 | 4 | 0 | 0 | 0 | 0 | 2 | 26 | 18 | 0 | 0 | 2026-09-24 | 0 | 0 | 0 | 0 | 0 | 0 | 0 | 3.4581e-05 | 9.6905e-05 | 0.00031587 | 0.00018814 | 0.00028117 | 0.00046041 | 0.0004222 | 0.00034631 | 0.00036092 | 0.00023732 | 8.6088e-05 | 0 | 0 | 0 | 0 | 0 | 0
2 | 26 | 19 | 0 | 0 | 4 | 0.8 | 0.12 | 0 | 4 | 0 | 0 | 0 | 0 | 2 | 26 | 19 | 0 | 0 | 2026-09-25 | 0 | 0 | 0 | 0 | 0 | 0 | 0 | 7.857e-05 | 0.00025018 | 0.0003543 | 0.00032535 | 0.00040956 | 0.00052284 | 0.00050586 | 0.00045577 | 0.00036764 | 0.00023064 | 8.6106e-05 | 0 | 0 | 0 | 0 | 0 | 0
2 | 26 | 20 | 0 | 0 | 4 | 0.8 | 0.12 | 0 | 4 | 0 | 0 | 0 | 0 | 2 | 26 | 20 | 0 | 0 | 2026-09-26 | 0 | 0 | 0 | 0 | 0 | 0 | 0 | 9.2717e-05 | 0.00025009 | 0.0002993 | 0.00028518 | 0.00031009 | 0.00024809 | 0.0001939 | 0.00020052 | 0.00015126 | 0.00020094 | 7.8887e-05 | 0 | 0 | 0 | 0 | 0 | 0
2 | 26 | 21 | 0 | 0 | 3 | 0.8 | 0.12 | 0 | 3 | 0 | 0 | 0 | 0 | 2 | 26 | 21 | 0 | 0 | 2026-09-27 | 0 | 0 | 0 | 0 | 0 | 0 | 0 | 9.0482e-05 | 0.00025186 | 0.00018659 | 0.00027582 | 0.00021186 | 0.00032513 | 0.00033801 | 0.00045328 | 0.00036246 | 0.00023264 | 7.8174e-05 | 0 | 0 | 0 | 0 | 0 | 0
2 | 26 | 22 | 0 | 0 | 3 | 0.8 | 0.12 | 0 | 3 | 0 | 0 | 0 | 0 | 2 | 26 | 22 | 0 | 0 | 2026-09-28 | 0 | 0 | 0 | 0 | 0 | 0 | 0 | 1.2769e-05 | 9.3582e-05 | 0.00021878 | 0.00015246 | 0.00019966 | 6.6002e-05 | 4.2102e-05 | 5.2081e-05 | 4.4785e-05 | 4.4318e-06 | 5.0501e-05 | 0 | 0 | 0 | 0 | 0 | 0
2 | 26 | 23 | 0 | 0 | 3 | 0.9 | 0.12 | 0 | 3 | 0 | 0 | 0 | 0 | 2 | 26 | 23 | 0 | 0 | 2026-09-29 | 0 | 0 | 0 | 0 | 0 | 0 | 0 | 9.5686e-05 | 0.00021001 | 0.00035333 | 0.00019141 | 0.0001698 | 0.0001226 | 0.00015709 | 0.00017004 | 0.00031014 | 0.00011411 | 2.0689e-05 | 0 | 0 | 0 | 0 | 0 | 0
2 | 27 | 0 | 0 | 0 | 2 | 1 | 0.12 | 0 | 2 | 0 | 0 | 0 | 0 | 2 | 27 | 0 | 0 | 0 | 2026-09-30 | 0 | 0 | 0 | 0 | 0 | 0 | 0 | 9.587e-05 | 0.00027081 | 0.00040116 | 0.00048785 | 0.00053629 | 0.00053721 | 0.00045991 | 0.00034615 | 0.000231 | 0.00021641 | 1.131e-05 | 0 | 0 | 0 | 0 | 0 | 0
2 | 27 | 1 | 0 | 0 | 2 | 1.1 | 0.12 | 0 | 2 | 0 | 0 | 0 | 0 | 2 | 27 | 1 | 0 | 0 | 2026-10-01 | 0 | 0 | 0 | 0 | 0 | 0 | 0 | 1.7401e-05 | 1.756e-05 | 9.5069e-05 | 7.7213e-05 | 0.00019705 | 0.00021249 | 6.3966e-05 | 5.8711e-05 | 8.783e-05 | 0.00024653 | 7.6555e-05 | 0 | 0 | 0 | 0 | 0 | 0
2 | 27 | 2 | 0 | 0 | 2 | 1 | 0.12 | 0 | 2 | 0 | 0 | 0 | 0 | 2 | 27 | 2 | 0 | 0 | 2026-10-02 | 0 | 0 | 0 | 0 | 0 | 0 | 0 | 9.611e-05 | 0.00027683 | 0.00041635 | 0.00050841 | 0.00056215 | 0.00048145 | 0.00055601 | 0.00049596 | 0.00039601 | 0.00025308 | 7.7807e-05 | 0 | 0 | 0 | 0 | 0 | 0
2 | 27 | 3 | 0 | 0 | 1 | 1 | 0.12 | 0 | 1 | 0 | 0 | 0 | 0 | 2 | 27 | 3 | 0 | 0 | 2026-10-03 | 0 | 0 | 0 | 0 | 0 | 0 | 0 | 5.4953e-05 | 0.00026464 | 0.00039775 | 0.00048271 | 0.00053613 | 0.00055087 | 0.00052992 | 0.00047205 | 0.00037609 | 0.00023768 | 7.1387e-05 | 0 | 0 | 0 | 0 | 0 | 0
2 | 27 | 4 | 0 | 0 | 1 | 1 | 0.12 | 0 | 1 | 0 | 0 | 0 | 0 | 2 | 27 | 4 | 0 | 0 | 2026-10-04 | 0 | 0 | 0 | 0 | 0 | 0 | 0 | 8.8334e-05 | 0.00025614 | 0.00038516 | 0.00047078 | 0.00051742 | 0.00053031 | 0.00051129 | 0.00045483 | 0.00036245 | 0.00022756 | 6.5451e-05 | 0 | 0 | 0 | 0 | 0 | 0
2 | 27 | 5 | 0 | 0 | 1 | 1 | 0.12 | 0 | 1 | 0 | 0 | 0 | 0 | 2 | 27 | 5 | 0 | 0 | 2026-10-05 | 0 | 0 | 0 | 0 | 0 | 0 | 0 | 8.2148e-05 | 0.00024622 | 0.00037201 | 0.00045477 | 0.00050508 | 0.00051651 | 0.00049869 | 0.00044241 | 0.00034967 | 0.00021644 | 5.9404e-05 | 0 | 0 | 0 | 0 | 0 | 0
2 | 27 | 6 | 0 | 0 | 1 | 1.1 | 0.12 | 0 | 1 | 0 | 0 | 0 | 0 | 2 | 27 | 6 | 0 | 0 | 2026-10-06 | 0 | 0 | 0 | 0 | 0 | 0 | 0 | 5.5821e-05 | 0.00024948 | 0.00037943 | 0.00046318 | 0.00051171 | 0.00052378 | 0.00049486 | 0.0004369 | 0.00034455 | 0.00020982 | 5.3931e-05 | 0 | 0 | 0 | 0 | 0 | 0
2 | 27 | 7 | 0 | 1 | 1 | 1.2 | 0.12 | 0.951 | 1.024 | 0 | 0 | 0 | 0 | 2 | 27 | 7 | 0 | 0 | 2026-10-07 | 0 | 0 | 0 | 0 | 0 | 0 | 0 | 7.5225e-05 | 0.00023906 | 0.00036988 | 0.00045872 | 0.00050774 | 0.00052147 | 0.00050142 | 0.00044397 | 0.0003511 | 0.00021651 | 5.678e-05 | 0 | 0 | 0 | 0 | 0 | 0
2 | 27 | 8 | 0 | 7 | 2 | 1.4 | 0.12 | 6.475 | 2.18 | 5.994 | 1.026 | 0.001026 | 0.001026 | 2 | 27 | 8 | 7.0377e-07 | 7.0345e-07 | 2026-10-08 | 0 | 0 | 0 | 0 | 0 | 0 | 0 | 7.8936e-05 | 0.00024499 | 0.00037514 | 0.00045938 | 0.00050329 | 0.00051271 | 0.00048442 | 0.00042829 | 0.00033622 | 0.00020474 | 5.0211e-05 | 0 | 0 | 0 | 0 | 0 | 0
2 | 27 | 9 | 0 | 93 | 3 | 1.6 | 0.12 | 87.195 | 5.311 | 88.729 | 80.828 | 0.080828 | 0.080828 | 2 | 27 | 9 | 5.5442e-05 | 5.5417e-05 | 2026-10-09 | 0 | 0 | 0 | 0 | 0 | 0 | 0 | 7.184e-05 | 0.00020297 | 0.00025765 | 0.00032714 | 0.00032689 | 0.00039203 | 0.00036831 | 0.00027747 | 0.00024725 | 2.3591e-05 | 1.6538e-05 | 0 | 0 | 0 | 0 | 0 | 0
2 | 27 | 10 | 0 | 159 | 4 | 1.7 | 0.12 | 151.456 | 7.918 | 153.974 | 143.762 | 0.14376 | 0.14376 | 2 | 27 | 10 | 9.8611e-05 | 9.8566e-05 | 2026-10-10 | 0 | 0 | 0 | 0 | 0 | 0 | 0 | 3.0086e-05 | 0.00016465 | 0.00012926 | 0.00034569 | 0.00051135 | 0.0005251 | 0.00050402 | 0.00044911 | 0.00035465 | 0.00021669 | 5.0678e-05 | 0 | 0 | 0 | 0 | 0 | 0
2 | 27 | 11 | 0 | 101 | 4 | 1.8 | 0.12 | 94.181 | 6.38 | 94.105 | 86.014 | 0.086014 | 0.086014 | 2 | 27 | 11 | 5.9e-05 | 5.8973e-05 | 2026-10-11 | 0 | 0 | 0 | 0 | 0 | 0 | 0 | 1.2303e-05 | 0.00018411 | 0.00026484 | 0.00033493 | 0.00042744 | 0.0004186 | 0.00037753 | 0.00021318 | 0.00019447 | 6.3519e-05 | 3.7778e-05 | 0 | 0 | 0 | 0 | 0 | 0
2 | 27 | 12 | 0 | 87 | 4 | 1.9 | 0.12 | 80.958 | 6.002 | 80.313 | 72.711 | 0.072711 | 0.072711 | 2 | 27 | 12 | 4.9875e-05 | 4.9852e-05 | 2026-10-12 | 0 | 0 | 0 | 0 | 0 | 0 | 0 | 6.5225e-06 | 1.1493e-05 | 4.2785e-05 | 7.2792e-05 | 9.1677e-05 | 7.8802e-05 | 0.00013731 | 8.601e-05 | 7.5885e-05 | 3.5321e-05 | 3.1294e-05 | 0 | 0 | 0 | 0 | 0 | 0
2 | 27 | 13 | 0 | 123 | 4 | 1.8 | 0.12 | 115.344 | 6.913 | 115.534 | 106.684 | 0.10668 | 0.10668 | 2 | 27 | 13 | 7.3178e-05 | 7.3145e-05 | 2026-10-13 | 0 | 0 | 0 | 0 | 0 | 0 | 0 | 1.774e-05 | 3.2585e-05 | 6.3134e-05 | 2.1757e-05 | 3.0944e-05 | 8.9969e-05 | 0.00011768 | 0.00015884 | 0.00012763 | 8.3013e-05 | 1.1159e-05 | 0 | 0 | 0 | 0 | 0 | 0
2 | 27 | 14 | 0 | 137 | 4 | 1.8 | 0.12 | 129.126 | 7.265 | 130.22 | 120.849 | 0.12085 | 0.12085 | 2 | 27 | 14 | 8.2894e-05 | 8.2856e-05 | 2026-10-14 | 0 | 0 | 0 | 0 | 0 | 0 | 0 | 7.3035e-05 | 0.00024934 | 0.00039035 | 0.0004789 | 0.00053146 | 0.00043514 | 0.00023059 | 0.00019577 | 0.00010407 | 0.00010336 | 3.5964e-05 | 0 | 0 | 0 | 0 | 0 | 0
2 | 27 | 15 | 30 | 198 | 3 | 1.6 | 0.12 | 219.425 | 8.809 | 226.019 | 213.254 | 0.21325 | 0.21325 | 2 | 27 | 15 | 0.00014628 | 0.00014621 | 2026-10-15 | 0 | 0 | 0 | 0 | 0 | 0 | 0 | 7.5269e-05 | 0.00025643 | 0.00039996 | 0.00049573 | 0.00054855 | 0.00056139 | 0.00053158 | 0.00046591 | 0.00036127 | 0.00020859 | 3.5149e-05 | 0 | 0 | 0 | 0 | 0 | 0
2 | 27 | 16 | 19 | 132 | 2 | 1.3 | 0.12 | 136.625 | 5.881 | 141.43 | 131.662 | 0.13166 | 0.13166 | 2 | 27 | 16 | 9.0311e-05 | 9.027e-05 | 2026-10-16 | 0 | 0 | 0 | 0 | 0 | 0 | 0 | 9.4583e-06 | 4.5278e-05 | 0.00013101 | 0.00045299 | 0.00050042 | 0.00050861 | 0.00048138 | 0.00042099 | 0.00031814 | 7.8591e-05 | 6.718e-06 | 0 | 0 | 0 | 0 | 0 | 0
2 | 27 | 17 | 0 | 10 | 1 | 1.1 | 0.12 | 9.251 | 1.275 | 8.631 | 3.569 | 0.003569 | 0.003569 | 2 | 27 | 17 | 2.4481e-06 | 2.447e-06 | 2026-10-17 | 0 | 0 | 0 | 0 | 0 | 0 | 0 | 7.4521e-05 | 0.00025569 | 0.00039319 | 0.00048078 | 0.00053135 | 0.00047107 | 0.00038958 | 0.00038305 | 0.00031422 | 9.2327e-05 | 8.1084e-06 | 0 | 0 | 0 | 0 | 0 | 0
2 | 27 | 18 | 0 | 0 | 1 | 1.1 | 0.12 | 0 | 1 | 0 | 0 | 0 | 0 | 2 | 27 | 18 | 0 | 0 | 2026-10-18 | 0 | 0 | 0 | 0 | 0 | 0 | 0 | 3.5271e-05 | 0.00015984 | 0.00011268 | 9.441e-05 | 0.00015776 | 0.00029912 | 0.00042973 | 0.0001006 | 0.000142 | 3.5236e-05 | 0 | 0 | 0 | 0 | 0 | 0 | 0
2 | 27 | 19 | 0 | 0 | 0 | 1.1 | 0.12 | 0 | 0 | 0 | 0 | 0 | 0 | 2 | 27 | 19 | 0 | 0 | 2026-10-19 | 0 | 0 | 0 | 0 | 0 | 0 | 0 | 0 | 1.1434e-06 | 1.0995e-06 | 4.4723e-06 | 2.4408e-05 | 5.337e-05 | 4.5154e-05 | 4.6047e-05 | 1.6542e-05 | 1.6742e-05 | 0 | 0 | 0 | 0 | 0 | 0 | 0
2 | 27 | 20 | 0 | 0 | 0 | 1.1 | 0.12 | 0 | 0 | 0 | 0 | 0 | 0 | 2 | 27 | 20 | 0 | 0 | 2026-10-20 | 0 | 0 | 0 | 0 | 0 | 0 | 0 | 4.8886e-06 | 2.2144e-05 | 3.8819e-05 | 6.0735e-05 | 9.9749e-05 | 9.487e-05 | 0.0001011 | 3.4011e-05 | 6.177e-05 | 0.00016996 | 1.1703e-05 | 0 | 0 | 0 | 0 | 0 | 0
2 | 27 | 21 | 0 | 0 | 0 | 1.1 | 0.12 | 0 | 0 | 0 | 0 | 0 | 0 | 2 | 27 | 21 | 0 | 0 | 2026-10-21 | 0 | 0 | 0 | 0 | 0 | 0 | 0 | 5.6141e-05 | 0.0002297 | 0.00037068 | 0.00046675 | 0.00051916 | 0.0005285 | 0.0005059 | 0.00044117 | 0.00033589 | 0.00018511 | 1.5826e-05 | 0 | 0 | 0 | 0 | 0 | 0
2 | 27 | 22 | 0 | 0 | 0 | 1.1 | 0.12 | 0 | 0 | 0 | 0 | 0 | 0 | 2 | 27 | 22 | 0 | 0 | 2026-10-22 | 0 | 0 | 0 | 0 | 0 | 0 | 0 | 5.9114e-05 | 0.00023894 | 0.00026273 | 0.00047219 | 0.0005215 | 0.00053435 | 0.00050462 | 0.00044043 | 0.00027986 | 0.00017904 | 1.3479e-05 | 0 | 0 | 0 | 0 | 0 | 0
2 | 27 | 23 | 0 | 0 | 0 | 1.1 | 0.12 | 0 | 0 | 0 | 0 | 0 | 0 | 2 | 27 | 23 | 0 | 0 | 2026-10-23 | 0 | 0 | 0 | 0 | 0 | 0 | 0 | 2.3692e-05 | 0.00017504 | 0.00024453 | 0.00033669 | 0.00037608 | 0.00038167 | 0.00030975 | 0.00019578 | 0.00011515 | 0.00010755 | 3.0984e-06 | 0 | 0 | 0 | 0 | 0 | 0
2 | 28 | 0 | 0 | 0 | 0 | 1.1 | 0.12 | 0 | 0 | 0 | 0 | 0 | 0 | 2 | 28 | 0 | 0 | 0 | 2026-10-24 | 0 | 0 | 0 | 0 | 0 | 0 | 0 | 0 | 0.00018094 | 3.2113e-05 | 0.00044037 | 0.00050037 | 0.00052117 | 0.00049833 | 0.00043476 | 0.0003289 | 0.00017719 | 1.0258e-05 | 0 | 0 | 0 | 0 | 0 | 0
2 | 28 | 1 | 0 | 0 | 0 | 1.2 | 0.12 | 0 | 0 | 0 | 0 | 0 | 0 | 2 | 28 | 1 | 0 | 0 | 2026-10-25 | 0 | 0 | 0 | 0 | 0 | 0 | 0 | 5.0989e-05 | 0.00022684 | 0.00036881 | 0.00045831 | 0.0005076 | 0.00052225 | 0.00049445 | 0.00043279 | 0.00032869 | 0.00011016 | 2.7046e-06 | 0 | 0 | 0 | 0 | 0 | 0
2 | 28 | 2 | 0 | 0 | 0 | 1.2 | 0.12 | 0 | 0 | 0 | 0 | 0 | 0 | 2 | 28 | 2 | 0 | 0 | 2026-10-26 | 0 | 0 | 0 | 0 | 0 | 0 | 0 | 8.592e-06 | 5.5978e-05 | 0.00012058 | 0.00023375 | 0.00022633 | 0.00035438 | 0.00032944 | 0.00019542 | 0.00018611 | 4.7337e-05 | 0 | 0 | 0 | 0 | 0 | 0 | 0
2 | 28 | 3 | 0 | 0 | 0 | 1.2 | 0.12 | 0 | 0 | 0 | 0 | 0 | 0 | 2 | 28 | 3 | 0 | 0 | 2026-10-27 | 0 | 0 | 0 | 0 | 0 | 0 | 0 | 0 | 1.0729e-05 | 1.2452e-05 | 1.4746e-05 | 4.0902e-05 | 4.803e-05 | 0.00012329 | 0.00013222 | 7.7344e-05 | 5.5109e-05 | 0 | 0 | 0 | 0 | 0 | 0 | 0
2 | 28 | 4 | 0 | 0 | 0 | 1.2 | 0.12 | 0 | 0 | 0 | 0 | 0 | 0 | 2 | 28 | 4 | 0 | 0 | 2026-10-28 | 0 | 0 | 0 | 0 | 0 | 0 | 0 | 5.1753e-06 | 3.864e-05 | 6.2965e-05 | 7.0166e-05 | 0.00011409 | 0.00023591 | 0.00036327 | 0.00020827 | 8.5065e-05 | 2.2448e-05 | 6.0211e-06 | 0 | 0 | 0 | 0 | 0 | 0
2 | 28 | 5 | 0 | 0 | 0 | 1.2 | 0.12 | 0 | 0 | 0 | 0 | 0 | 0 | 2 | 28 | 5 | 0 | 0 | 2026-10-29 | 0 | 0 | 0 | 0 | 0 | 0 | 0 | 3.1016e-05 | 0.0002119 | 0.00036182 | 0.0003378 | 0.00021503 | 0.0005228 | 0.00041086 | 0.00042777 | 0.0003201 | 0.00015919 | 3.7109e-06 | 0 | 0 | 0 | 0 | 0 | 0
2 | 28 | 6 | 0 | 0 | 0 | 1.2 | 0.12 | 0 | 0 | 0 | 0 | 0 | 0 | 2 | 28 | 6 | 0 | 0 | 2026-10-30 | 0 | 0 | 0 | 0 | 0 | 0 | 0 | 9.1572e-06 | 0.00010929 | 0.00028968 | 0.00043306 | 0.00048906 | 0.00050789 | 0.00048615 | 0.0004181 | 0.00030909 | 0.00015047 | 0 | 0 | 0 | 0 | 0 | 0 | 0
2 | 28 | 7 | 23 | 16 | 0 | 1.3 | 0.12 | 18.537 | 0.439 | 11.04 | 5.892 | 0.005892 | 0.005892 | 2 | 28 | 7 | 4.0415e-06 | 4.0397e-06 | 2026-10-31 | 0 | 0 | 0 | 0 | 0 | 0 | 0 | 8.2792e-07 | 3.5684e-05 | 0.00031436 | 0.00044438 | 0.00050577 | 0.00052077 | 0.00031387 | 2.1073e-05 | 5.2418e-05 | 7.6223e-05 | 0 | 0 | 0 | 0 | 0 | 0 | 0
2 | 28 | 8 | 0 | 34 | 0 | 1.4 | 0.12 | 31.521 | 0.874 | 31.402 | 25.533 | 0.025533 | 0.025533 | 2 | 28 | 8 | 1.7514e-05 | 1.7506e-05 | 2026-11-01 | 0 | 0 | 0 | 0 | 0 | 0 | 0 | 0 | 3.2884e-06 | 5.5936e-05 | 0.00022185 | 0.00030406 | 0.00020019 | 0.00020469 | 0.00028951 | 0.00021613 | 8.5985e-05 | 0 | 0 | 0 | 0 | 0 | 0 | 0
2 | 28 | 9 | 0 | 54 | 1 | 1.5 | 0.12 | 50.125 | 2.358 | 50.537 | 43.99 | 0.04399 | 0.04399 | 2 | 28 | 9 | 3.0174e-05 | 3.016e-05 | 2026-11-02 | 0 | 0 | 0 | 0 | 0 | 0 | 0 | 1.5585e-05 | 0.00017909 | 0.00032151 | 0.00041294 | 0.00046481 | 0.00035012 | 0.00044849 | 0.00038415 | 0.00027966 | 0.00013096 | 0 | 0 | 0 | 0 | 0 | 0 | 0
2 | 28 | 10 | 0 | 71 | 2 | 1.6 | 0.12 | 65.984 | 3.744 | 66.192 | 59.091 | 0.059091 | 0.059091 | 2 | 28 | 10 | 4.0532e-05 | 4.0514e-05 | 2026-11-03 | 0 | 0 | 0 | 0 | 0 | 0 | 0 | 1.6409e-05 | 0.00018841 | 0.00032957 | 0.00041863 | 0.00046982 | 0.00048281 | 0.00046117 | 0.00039629 | 0.00029497 | 0.00014422 | 0 | 0 | 0 | 0 | 0 | 0 | 0
2 | 28 | 11 | 0 | 105 | 3 | 1.6 | 0.12 | 98.014 | 5.586 | 98.342 | 90.101 | 0.090101 | 0.090101 | 2 | 28 | 11 | 6.1803e-05 | 6.1775e-05 | 2026-11-04 | 0 | 0 | 0 | 0 | 0 | 0 | 0 | 1.7532e-05 | 0.00019916 | 0.0003406 | 0.00043207 | 0.00047966 | 0.00048965 | 0.00046131 | 0.00039496 | 0.00028938 | 0.00013805 | 0 | 0 | 0 | 0 | 0 | 0 | 0
2 | 28 | 12 | 0 | 89 | 4 | 1.6 | 0.12 | 82.827 | 6.184 | 82.148 | 74.481 | 0.074481 | 0.074481 | 2 | 28 | 12 | 5.1089e-05 | 5.1066e-05 | 2026-11-05 | 0 | 0 | 0 | 0 | 0 | 0 | 0 | 5.7275e-07 | 7.4181e-05 | 0.00024184 | 0.00025157 | 0.00018215 | 0.0001119 | 0.00026909 | 0.00014724 | 6.2141e-05 | 3.014e-05 | 0 | 0 | 0 | 0 | 0 | 0 | 0
2 | 28 | 13 | 0 | 73 | 4 | 1.5 | 0.12 | 67.902 | 5.831 | 66.98 | 59.85 | 0.05985 | 0.05985 | 2 | 28 | 13 | 4.1053e-05 | 4.1034e-05 | 2026-11-06 | 0 | 0 | 0 | 0 | 0 | 0 | 0 | 0 | 0 | 2.66e-05 | 1.4713e-05 | 2.3086e-05 | 3.831e-05 | 3.8406e-05 | 2.9403e-05 | 2.8513e-05 | 1.4113e-05 | 0 | 0 | 0 | 0 | 0 | 0 | 0
2 | 28 | 14 | 0 | 60 | 4 | 1.4 | 0.12 | 55.764 | 5.54 | 54.893 | 48.191 | 0.048191 | 0.048191 | 2 | 28 | 14 | 3.3056e-05 | 3.3041e-05 | 2026-11-07 | 0 | 0 | 0 | 0 | 0 | 0 | 0 | 1.3603e-05 | 0.00020425 | 0.00029271 | 0.00045846 | 0.00043502 | 0.00042379 | 0.0003377 | 0.00012072 | 0.0001075 | 4.1286e-05 | 0 | 0 | 0 | 0 | 0 | 0 | 0
2 | 28 | 15 | 0 | 87 | 3 | 1.2 | 0.12 | 80.919 | 5.347 | 81.506 | 73.861 | 0.073861 | 0.073861 | 2 | 28 | 15 | 5.0664e-05 | 5.0641e-05 | 2026-11-08 | 0 | 0 | 0 | 0 | 0 | 0 | 0 | 8.4603e-06 | 0.00019398 | 0.00035124 | 0.00029554 | 0.00035754 | 0.0005171 | 0.00048978 | 0.00041995 | 0.00030356 | 2.8435e-05 | 0 | 0 | 0 | 0 | 0 | 0 | 0
2 | 28 | 16 | 0 | 33 | 2 | 0.9 | 0.12 | 30.595 | 2.959 | 30.255 | 24.427 | 0.024427 | 0.024427 | 2 | 28 | 16 | 1.6755e-05 | 1.6748e-05 | 2026-11-09 | 0 | 0 | 0 | 0 | 0 | 0 | 0 | 9.3616e-06 | 0.0002082 | 0.00037074 | 0.00046991 | 0.00052389 | 0.00053413 | 0.00050657 | 0.00043872 | 0.00032348 | 0.00015032 | 0 | 0 | 0 | 0 | 0 | 0 | 0
2 | 28 | 17 | 358 | 67 | 1 | 0.6 | 0.12 | 176.431 | 6.863 | 168.494 | 157.768 | 0.15777 | 0.15777 | 2 | 28 | 17 | 0.00010822 | 0.00010817 | 2026-11-10 | 0 | 0 | 0 | 0 | 0 | 0 | 0 | 0 | 2.9101e-05 | 0.00023838 | 0.00027897 | 0.00047745 | 0.00034926 | 0.0004616 | 9.6264e-05 | 1.2751e-05 | 1.6183e-05 | 0 | 0 | 0 | 0 | 0 | 0 | 0
2 | 28 | 18 | 0 | 0 | 0 | 0.6 | 0.12 | 0 | 0 | 0 | 0 | 0 | 0 | 2 | 28 | 18 | 0 | 0 | 2026-11-11 | 0 | 0 | 0 | 0 | 0 | 0 | 0 | 8.6084e-07 | 2.0568e-05 | 4.7709e-05 | 2.7164e-05 | 1.6125e-05 | 3.4524e-05 | 2.6657e-05 | 2.2029e-05 | 1.1497e-05 | 2.311e-05 | 0 | 0 | 0 | 0 | 0 | 0 | 0
2 | 28 | 19 | 0 | 0 | -2 | 0.6 | 0.12 | 0 | -2 | 0 | 0 | 0 | 0 | 2 | 28 | 19 | 0 | 0 | 2026-11-12 | 0 | 0 | 0 | 0 | 0 | 0 | 0 | 0 | 5.0624e-05 | 9.4598e-05 | 0.00018919 | 0.00022122 | 0.00037096 | 0.00034611 | 0.00027188 | 7.5167e-05 | 2.6052e-05 | 0 | 0 | 0 | 0 | 0 | 0 | 0
2 | 28 | 20 | 0 | 0 | -2 | 0.7 | 0.12 | 0 | -2 | 0 | 0 | 0 | 0 | 2 | 28 | 20 | 0 | 0 | 2026-11-13 | 0 | 0 | 0 | 0 | 0 | 0 | 0 | 4.7761e-06 | 0.00020044 | 0.00036646 | 0.00046997 | 0.00053064 | 0.00054555 | 0.00051721 | 0.00044631 | 0.00032444 | 0.00014563 | 0 | 0 | 0 | 0 | 0 | 0 | 0
2 | 28 | 21 | 0 | 0 | -2 | 0.8 | 0.12 | 0 | -2 | 0 | 0 | 0 | 0 | 2 | 28 | 21 | 0 | 0 | 2026-11-14 | 0 | 0 | 0 | 0 | 0 | 0 | 0 | 0 | 0.0001064 | 0.00020111 | 0.0003181 | 0.00038766 | 0.00037215 | 0.0003151 | 0.00021382 | 7.1201e-05 | 8.6097e-05 | 0 | 0 | 0 | 0 | 0 | 0 | 0
2 | 28 | 22 | 0 | 0 | -2 | 0.8 | 0.12 | 0 | -2 | 0 | 0 | 0 | 0 | 2 | 28 | 22 | 0 | 0 | 2026-11-15 | 0 | 0 | 0 | 0 | 0 | 0 | 0 | 0 | 2.6921e-05 | 3.0451e-05 | 0.0002295 | 5.9758e-05 | 6.2918e-05 | 5.4983e-05 | 0.00036229 | 1.7575e-05 | 8.5843e-05 | 0 | 0 | 0 | 0 | 0 | 0 | 0
2 | 28 | 23 | 0 | 0 | -2 | 0.8 | 0.12 | 0 | -2 | 0 | 0 | 0 | 0 | 2 | 28 | 23 | 0 | 0 | 2026-11-16 | 0 | 0 | 0 | 0 | 0 | 0 | 0 | 0 | 3.2941e-05 | 2.5409e-05 | 9.7974e-05 | 4.3654e-05 | 3.0634e-05 | 3.2993e-05 | 0.00022654 | 5.8202e-05 | 0 | 0 | 0 | 0 | 0 | 0 | 0 | 0
3 | 1 | 0 | 0 | 0 | -2 | 0.7 | 0.12 | 0 | -2 | 0 | 0 | 0 | 0 | 2 | 29 | 0 | 0 | 0 | 2026-11-17 | 0 | 0 | 0 | 0 | 0 | 0 | 0 | 0 | 2.9636e-05 | 0.00010141 | 0.00016456 | 0.00046696 | 0.00030475 | 0.00045498 | 0.00028413 | 0.00027416 | 0.00011059 | 0 | 0 | 0 | 0 | 0 | 0 | 0
3 | 1 | 1 | 0 | 0 | -2 | 0.7 | 0.12 | 0 | -2 | 0 | 0 | 0 | 0 | 2 | 29 | 1 | 0 | 0 | 2026-11-18 | 0 | 0 | 0 | 0 | 0 | 0 | 0 | 0 | 4.4092e-06 | 3.2132e-05 | 4.074e-05 | 8.9993e-05 | 9.7107e-05 | 7.3877e-05 | 9.6861e-05 | 3.9246e-05 | 0 | 0 | 0 | 0 | 0 | 0 | 0 | 0
3 | 1 | 2 | 0 | 0 | -2 | 0.7 | 0.12 | 0 | -2 | 0 | 0 | 0 | 0 | 2 | 29 | 2 | 0 | 0 | 2026-11-19 | 0 | 0 | 0 | 0 | 0 | 0 | 0 | 0 | 6.4868e-05 | 6.2317e-05 | 0.00024013 | 0.00035635 | 0.00050535 | 0.00048174 | 0.00040951 | 0.00029668 | 0.00012759 | 0 | 0 | 0 | 0 | 0 | 0 | 0
3 | 1 | 3 | 0 | 0 | -3 | 0.7 | 0.12 | 0 | -3 | 0 | 0 | 0 | 0 | 2 | 29 | 3 | 0 | 0 | 2026-11-20 | 0 | 0 | 0 | 0 | 0 | 0 | 0 | 0 | 0.00016157 | 0.00032106 | 0.00042029 | 0.00047111 | 0.00048489 | 0.00046078 | 0.00039247 | 0.00028582 | 0.00012295 | 0 | 0 | 0 | 0 | 0 | 0 | 0
3 | 1 | 4 | 0 | 0 | -3 | 0.6 | 0.12 | 0 | -3 | 0 | 0 | 0 | 0 | 2 | 29 | 4 | 0 | 0 | 2026-11-21 | 0 | 0 | 0 | 0 | 0 | 0 | 0 | 0 | 0.00015743 | 0.00031606 | 0.00028754 | 0.00036455 | 0.00041533 | 0.000457 | 0.00030891 | 0.00026814 | 0.00011986 | 0 | 0 | 0 | 0 | 0 | 0 | 0
3 | 1 | 5 | 0 | 0 | -4 | 0.5 | 0.12 | 0 | -4 | 0 | 0 | 0 | 0 | 2 | 29 | 5 | 0 | 0 | 2026-11-22 | 0 | 0 | 0 | 0 | 0 | 0 | 0 | 0 | 2.7245e-06 | 0.00016133 | 0.00030845 | 0.00042345 | 0.00044036 | 0.00031003 | 0.00028307 | 0.00024749 | 8.3332e-05 | 0 | 0 | 0 | 0 | 0 | 0 | 0
3 | 1 | 6 | 0 | 0 | -4 | 0.5 | 0.12 | 0 | -4 | 0 | 0 | 0 | 0 | 2 | 29 | 6 | 0 | 0 | 2026-11-23 | 0 | 0 | 0 | 0 | 0 | 0 | 0 | 0 | 6.9863e-05 | 0.00025293 | 0.00024981 | 0.00034859 | 0.00042814 | 0.0003436 | 0.00022092 | 0.00014824 | 7.8149e-05 | 0 | 0 | 0 | 0 | 0 | 0 | 0
3 | 1 | 7 | 141 | 21 | -2 | 0.5 | 0.12 | 40.677 | -0.9 | 21.968 | 16.433 | 0.016433 | 0.005892 | 2 | 29 | 7 | 1.1272e-05 | 4.0397e-06 | 2026-11-24 | 0 | 0 | 0 | 0 | 0 | 0 | 0 | 0 | 5.3839e-06 | 7.4499e-06 | 2.8848e-05 | 3.6994e-05 | 3.8213e-05 | 7.1926e-05 | 8.2323e-05 | 6.7462e-05 | 0.00011363 | 0 | 0 | 0 | 0 | 0 | 0 | 0
3 | 1 | 8 | 561 | 69 | 0 | 0.6 | 0.12 | 280.579 | 9.452 | 281.946 | 267.199 | 0.2672 | 0.025533 | 2 | 29 | 8 | 0.00018328 | 1.7506e-05 | 2026-11-25 | 0 | 0 | 0 | 0 | 0 | 0 | 0 | 0 | 7.0647e-05 | 0.00033148 | 0.0003214 | 0.00050331 | 0.00025601 | 0.00027821 | 0.00038187 | 0.00023113 | 9.3861e-05 | 0 | 0 | 0 | 0 | 0 | 0 | 0
3 | 1 | 9 | 741 | 93 | 2 | 0.5 | 0.12 | 528.075 | 20.572 | 543.173 | 519.17 | 0.51917 | 0.04399 | 2 | 29 | 9 | 0.00035611 | 3.016e-05 | 2026-11-26 | 0 | 0 | 0 | 0 | 0 | 0 | 0 | 0 | 2.0306e-05 | 0.00013048 | 0.00030832 | 0.00030821 | 0.00030124 | 0.0001609 | 0.00012798 | 0.00017098 | 7.312e-05 | 0 | 0 | 0 | 0 | 0 | 0 | 0
3 | 1 | 10 | 829 | 108 | 5 | 0.5 | 0.12 | 732.573 | 30.703 | 719.615 | 689.36 | 0.68936 | 0.059091 | 2 | 29 | 10 | 0.00047285 | 4.0514e-05 | 2026-11-27 | 0 | 0 | 0 | 0 | 0 | 0 | 0 | 0 | 2.2444e-06 | 1.8187e-05 | 3.1174e-05 | 4.3942e-05 | 6.9186e-05 | 9.948e-05 | 2.9038e-05 | 2.539e-05 | 4.2871e-07 | 0 | 0 | 0 | 0 | 0 | 0 | 0
3 | 1 | 11 | 572 | 203 | 7 | 0.5 | 0.12 | 714.347 | 31.992 | 690.892 | 661.655 | 0.66165 | 0.090101 | 2 | 29 | 11 | 0.00045385 | 6.1775e-05 | 2026-11-28 | 0 | 0 | 0 | 0 | 0 | 0 | 0 | 0 | 2.9255e-06 | 1.1746e-05 | 6.7557e-05 | 3.4795e-05 | 5.2055e-05 | 3.2915e-05 | 2.304e-05 | 1.4947e-05 | 5.6932e-07 | 0 | 0 | 0 | 0 | 0 | 0 | 0
3 | 1 | 12 | 609 | 211 | 8 | 0.5 | 0.12 | 792.285 | 35.699 | 753.039 | 721.6 | 0.7216 | 0.074481 | 2 | 29 | 12 | 0.00049497 | 5.1066e-05 | 2026-11-29 | 0 | 0 | 0 | 0 | 0 | 0 | 0 | 0 | 0.00012913 | 9.9899e-06 | 3.672e-05 | 6.4316e-05 | 6.8216e-05 | 0.00048398 | 0.00041077 | 0.00014787 | 7.9689e-05 | 0 | 0 | 0 | 0 | 0 | 0 | 0
3 | 1 | 13 | 793 | 165 | 9 | 0.5 | 0.12 | 899.877 | 40.485 | 840.694 | 806.148 | 0.80615 | 0.05985 | 2 | 29 | 13 | 0.00055296 | 4.1034e-05 | 2026-11-30 | 0 | 0 | 0 | 0 | 0 | 0 | 0 | 0 | 5.9057e-05 | 0.00030568 | 0.00042027 | 0.00047585 | 0.00049011 | 0.00046189 | 0.00039612 | 0.00028039 | 0.00011156 | 0 | 0 | 0 | 0 | 0 | 0 | 0
3 | 1 | 14 | 774 | 153 | 8 | 0.7 | 0.12 | 810.756 | 34.838 | 778.457 | 746.117 | 0.74612 | 0.048191 | 2 | 29 | 14 | 0.00051178 | 3.3041e-05 | 2026-12-01 | 0 | 0 | 0 | 0 | 0 | 0 | 0 | 0 | 1.7677e-05 | 5.8486e-05 | 0.00011598 | 0.00014291 | 0.0001514 | 0.00017464 | 0.00014119 | 9.1479e-05 | 8.9668e-05 | 0 | 0 | 0 | 0 | 0 | 0 | 0
3 | 1 | 15 | 735 | 129 | 7 | 0.6 | 0.12 | 652.658 | 29.261 | 645.588 | 617.956 | 0.61796 | 0.073861 | 2 | 29 | 15 | 0.00042388 | 5.0641e-05 | 2026-12-02 | 0 | 0 | 0 | 0 | 0 | 0 | 0 | 0 | 1.852e-05 | 8.8064e-05 | 0.00014779 | 0.00020599 | 0.00013346 | 0.00036613 | 0.00017974 | 0.00016613 | 1.9565e-05 | 0 | 0 | 0 | 0 | 0 | 0 | 0
3 | 1 | 16 | 632 | 103 | 5 | 0.4 | 0.12 | 435.746 | 20.774 | 445.856 | 425.302 | 0.4253 | 0.024427 | 2 | 29 | 16 | 0.00029173 | 1.6748e-05 | 2026-12-03 | 0 | 0 | 0 | 0 | 0 | 0 | 0 | 0 | 1.4087e-05 | 4.5796e-05 | 7.2133e-05 | 0.00023677 | 0.00028518 | 0.00018921 | 0.00014223 | 0.00010097 | 2.29e-05 | 0 | 0 | 0 | 0 | 0 | 0 | 0
3 | 1 | 17 | 401 | 65 | 1 | 0.4 | 0.12 | 187.246 | 7.595 | 178.612 | 167.527 | 0.16753 | 0.15777 | 2 | 29 | 17 | 0.00011491 | 0.00010817 | 2026-12-04 | 0 | 0 | 0 | 0 | 0 | 0 | 0 | 0 | 4.9511e-06 | 3.9232e-05 | 8.6317e-05 | 9.726e-05 | 0.00012109 | 7.8654e-05 | 8.1408e-05 | 0.00010239 | 6.4045e-05 | 0 | 0 | 0 | 0 | 0 | 0 | 0
3 | 1 | 18 | 0 | 0 | 0 | 0.6 | 0.12 | 0 | 0 | 0 | 0 | 0 | 0 | 2 | 29 | 18 | 0 | 0 | 2026-12-05 | 0 | 0 | 0 | 0 | 0 | 0 | 0 | 0 | 8.9075e-06 | 1.8615e-05 | 0.00014602 | 6.6761e-05 | 4.0413e-05 | 2.8736e-05 | 5.0567e-05 | 2.4746e-05 | 2.7842e-06 | 0 | 0 | 0 | 0 | 0 | 0 | 0
3 | 1 | 19 | 0 | 0 | 0 | 0.8 | 0.12 | 0 | 0 | 0 | 0 | 0 | 0 | 2 | 29 | 19 | 0 | 0 | 2026-12-06 | 0 | 0 | 0 | 0 | 0 | 0 | 0 | 0 | 4.8704e-05 | 1.0176e-05 | 9.5633e-05 | 0.00012281 | 9.5061e-05 | 3.2619e-05 | 4.3983e-05 | 2.8234e-05 | 1.015e-05 | 0 | 0 | 0 | 0 | 0 | 0 | 0
3 | 1 | 20 | 0 | 0 | 1 | 0.9 | 0.12 | 0 | 1 | 0 | 0 | 0 | 0 | 2 | 29 | 20 | 0 | 0 | 2026-12-07 | 0 | 0 | 0 | 0 | 0 | 0 | 0 | 0 | 0.00012301 | 0.0003143 | 0.00043771 | 0.00050857 | 0.00053096 | 0.00050615 | 0.00043202 | 0.00030953 | 2.1114e-05 | 0 | 0 | 0 | 0 | 0 | 0 | 0
3 | 1 | 21 | 0 | 0 | 1 | 0.9 | 0.12 | 0 | 1 | 0 | 0 | 0 | 0 | 2 | 29 | 21 | 0 | 0 | 2026-12-08 | 0 | 0 | 0 | 0 | 0 | 0 | 0 | 0 | 9.6929e-06 | 0.0001078 | 6.46e-05 | 7.7677e-05 | 8.486e-05 | 0.00042328 | 0.0003394 | 0.00022312 | 6.8877e-05 | 0 | 0 | 0 | 0 | 0 | 0 | 0
3 | 1 | 22 | 0 | 0 | 1 | 0.9 | 0.12 | 0 | 1 | 0 | 0 | 0 | 0 | 2 | 29 | 22 | 0 | 0 | 2026-12-09 | 0 | 0 | 0 | 0 | 0 | 0 | 0 | 0 | 8.9264e-05 | 2.3781e-05 | 5.1289e-05 | 5.8793e-05 | 9.2254e-05 | 9.95e-05 | 5.1984e-05 | 2.9014e-05 | 9.4365e-05 | 0 | 0 | 0 | 0 | 0 | 0 | 0
3 | 1 | 23 | 0 | 0 | 1 | 0.9 | 0.12 | 0 | 1 | 0 | 0 | 0 | 0 | 2 | 29 | 23 | 0 | 0 | 2026-12-10 | 0 | 0 | 0 | 0 | 0 | 0 | 0 | 0 | 8.4205e-05 | 0.0002955 | 0.00043719 | 0.00051688 | 0.00054058 | 0.00051676 | 0.00044081 | 0.00031065 | 0.00011589 | 0 | 0 | 0 | 0 | 0 | 0 | 0
3 | 2 | 0 | 0 | 0 | 0 | 1 | 0.12 | 0 | 0 | 0 | 0 | 0 | 0 | 3 | 1 | 0 | 0 | 0 | 2026-12-11 | 0 | 0 | 0 | 0 | 0 | 0 | 0 | 0 | 9.9651e-05 | 0.00029294 | 0.00041869 | 0.00049019 | 0.000515 | 0.00049406 | 0.00041807 | 0.00028152 | 1.8285e-05 | 0 | 0 | 0 | 0 | 0 | 0 | 0
3 | 2 | 1 | 0 | 0 | 0 | 1 | 0.12 | 0 | 0 | 0 | 0 | 0 | 0 | 3 | 1 | 1 | 0 | 0 | 2026-12-12 | 0 | 0 | 0 | 0 | 0 | 0 | 0 | 0 | 0.00011396 | 0.00032113 | 0.00044494 | 0.00038183 | 0.00053506 | 0.00050434 | 0.00043138 | 0.00030589 | 0.00012068 | 0 | 0 | 0 | 0 | 0 | 0 | 0
3 | 2 | 2 | 0 | 0 | 1 | 0.9 | 0.12 | 0 | 1 | 0 | 0 | 0 | 0 | 3 | 1 | 2 | 0 | 0 | 2026-12-13 | 0 | 0 | 0 | 0 | 0 | 0 | 0 | 0 | 5.4732e-05 | 0.000284 | 0.00041224 | 0.00048482 | 0.00050801 | 0.00049007 | 0.00030713 | 9.8942e-05 | 7.4817e-05 | 0 | 0 | 0 | 0 | 0 | 0 | 0
3 | 2 | 3 | 0 | 0 | 1 | 0.9 | 0.12 | 0 | 1 | 0 | 0 | 0 | 0 | 3 | 1 | 3 | 0 | 0 | 2026-12-14 | 0 | 0 | 0 | 0 | 0 | 0 | 0 | 0 | 0 | 4.1194e-05 | 0 | 7.3875e-07 | 4.9634e-06 | 6.2029e-06 | 5.0059e-06 | 0.000218 | 6.7437e-05 | 0 | 0 | 0 | 0 | 0 | 0 | 0
3 | 2 | 4 | 0 | 0 | 1 | 0.9 | 0.12 | 0 | 1 | 0 | 0 | 0 | 0 | 3 | 1 | 4 | 0 | 0 | 2026-12-15 | 0 | 0 | 0 | 0 | 0 | 0 | 0 | 0 | 4.4647e-06 | 2.7478e-05 | 3.206e-05 | 5.0348e-05 | 0.00013503 | 0.00047172 | 0.0004044 | 9.6551e-05 | 0.00010633 | 0 | 0 | 0 | 0 | 0 | 0 | 0
3 | 2 | 5 | 0 | 0 | 1 | 0.9 | 0.12 | 0 | 1 | 0 | 0 | 0 | 0 | 3 | 1 | 5 | 0 | 0 | 2026-12-16 | 0 | 0 | 0 | 0 | 0 | 0 | 0 | 0 | 3.348e-06 | 1.6615e-05 | 0.00011791 | 0.00017454 | 0.00010334 | 0.00014608 | 9.7109e-05 | 0.00025279 | 8.8328e-05 | 0 | 0 | 0 | 0 | 0 | 0 | 0
3 | 2 | 6 | 0 | 0 | 1 | 0.9 | 0.12 | 0 | 1 | 0 | 0 | 0 | 0 | 3 | 1 | 6 | 0 | 0 | 2026-12-17 | 0 | 0 | 0 | 0 | 0 | 0 | 0 | 0 | 1.3864e-05 | 7.2502e-05 | 0.00011847 | 0.00014695 | 0.0003824 | 0.00037399 | 0.00018165 | 0.00019614 | 9.8817e-05 | 0 | 0 | 0 | 0 | 0 | 0 | 0
3 | 2 | 7 | 0 | 1 | 1 | 1 | 0.12 | 0.924 | 1.024 | 0 | 0 | 0 | 0.016433 | 3 | 1 | 7 | 0 | 1.1267e-05 | 2026-12-18 | 0 | 0 | 0 | 0 | 0 | 0 | 0 | 0 | 8.4674e-05 | 0.00028524 | 0.00039992 | 0.0004723 | 0.00049335 | 0.00047561 | 0.00040975 | 0.00029444 | 0.00012328 | 0 | 0 | 0 | 0 | 0 | 0 | 0
3 | 2 | 8 | 5 | 87 | 2 | 1.1 | 0.12 | 84.979 | 4.531 | 86.69 | 78.862 | 0.078862 | 0.2672 | 3 | 1 | 8 | 5.4094e-05 | 0.0001832 | 2026-12-19 | 0 | 0 | 0 | 0 | 0 | 0 | 0 | 0 | 2.807e-05 | 0.00014427 | 0.00021848 | 0.00027374 | 0.00023828 | 0.00032692 | 0.00020413 | 8.7582e-05 | 2.168e-05 | 0 | 0 | 0 | 0 | 0 | 0 | 0
3 | 2 | 9 | 0 | 86 | 4 | 1.4 | 0.12 | 80.218 | 6.223 | 80.985 | 73.359 | 0.073359 | 0.51917 | 3 | 1 | 9 | 5.0319e-05 | 0.00035595 | 2026-12-20 | 0 | 0 | 0 | 0 | 0 | 0 | 0 | 0 | 0 | 4.6837e-05 | 2.3671e-05 | 2.3951e-05 | 1.0479e-05 | 5.5396e-05 | 4.6486e-05 | 1.0493e-05 | 7.0925e-06 | 0 | 0 | 0 | 0 | 0 | 0 | 0
3 | 2 | 10 | 0 | 116 | 5 | 1.7 | 0.12 | 108.765 | 7.812 | 109.22 | 100.594 | 0.10059 | 0.68936 | 3 | 1 | 10 | 6.9001e-05 | 0.00047264 | 2026-12-21 | 0 | 0 | 0 | 0 | 0 | 0 | 0 | 0 | 0 | 1.6106e-06 | 4.4634e-06 | 1.6694e-05 | 1.6652e-05 | 3.9966e-05 | 3.5885e-05 | 5.1339e-05 | 2.6891e-05 | 0 | 0 | 0 | 0 | 0 | 0 | 0
3 | 2 | 11 | 8 | 208 | 6 | 1.7 | 0.12 | 206.024 | 11.319 | 207.169 | 195.072 | 0.19507 | 0.66165 | 3 | 1 | 11 | 0.00013381 | 0.00045364 | 2026-12-22 | 0 | 0 | 0 | 0 | 0 | 0 | 0 | 0 | 1.3091e-05 | 0.0002511 | 0.00016095 | 0.00028021 | 0.00022745 | 9.9436e-05 | 0.00014779 | 0.0001984 | 7.9952e-05 | 0 | 0 | 0 | 0 | 0 | 0 | 0
3 | 2 | 12 | 6 | 197 | 7 | 1.6 | 0.12 | 193.264 | 12.095 | 192.78 | 181.193 | 0.18119 | 0.7216 | 3 | 1 | 12 | 0.00012429 | 0.00049474 | 2026-12-23 | 0 | 0 | 0 | 0 | 0 | 0 | 0 | 0 | 1.091e-05 | 8.6234e-05 | 0.00014351 | 0.00018376 | 0.00019656 | 0.00018827 | 9.1326e-05 | 8.7066e-05 | 0.00013785 | 0 | 0 | 0 | 0 | 0 | 0 | 0
3 | 2 | 13 | 11 | 227 | 7 | 1.5 | 0.12 | 227.843 | 13.143 | 227.694 | 214.87 | 0.21487 | 0.80615 | 3 | 1 | 13 | 0.00014739 | 0.00055271 | 2026-12-24 | 0 | 0 | 0 | 0 | 0 | 0 | 0 | 0 | 7.9823e-05 | 0.00030226 | 0.00028091 | 0.00051974 | 0.00054623 | 0.00052592 | 0.00045516 | 0.00033265 | 0.0001488 | 0 | 0 | 0 | 0 | 0 | 0 | 0
3 | 2 | 14 | 1 | 171 | 6 | 1.4 | 0.12 | 163.267 | 10.507 | 163.68 | 153.124 | 0.15312 | 0.74612 | 3 | 1 | 14 | 0.00010503 | 0.00051155 | 2026-12-25 | 0 | 0 | 0 | 0 | 0 | 0 | 0 | 0 | 5.1527e-06 | 0.00019034 | 0.00022136 | 0.00034547 | 0.00037326 | 0.00024987 | 4.4981e-05 | 1.0121e-05 | 3.6203e-06 | 0 | 0 | 0 | 0 | 0 | 0 | 0
3 | 2 | 15 | 28 | 200 | 6 | 1.3 | 0.12 | 219.373 | 12.216 | 222.776 | 210.126 | 0.21013 | 0.61796 | 3 | 1 | 15 | 0.00014413 | 0.00042368 | 2026-12-26 | 0 | 0 | 0 | 0 | 0 | 0 | 0 | 0 | 6.4196e-05 | 0.00027471 | 0.00040697 | 0.00047801 | 0.00050335 | 0.0004833 | 0.00042151 | 0.0003118 | 0.00014286 | 0 | 0 | 0 | 0 | 0 | 0 | 0
3 | 2 | 16 | 0 | 78 | 6 | 1.2 | 0.12 | 72.724 | 8.115 | 72.82 | 65.483 | 0.065483 | 0.4253 | 3 | 1 | 16 | 4.4917e-05 | 0.0002916 | 2026-12-27 | 0 | 0 | 0 | 0 | 0 | 0 | 0 | 0 | 6.4012e-05 | 0.00026344 | 0.00039299 | 0.00046617 | 0.00049007 | 0.00047201 | 0.0004147 | 0.00030729 | 0.00014017 | 0 | 0 | 0 | 0 | 0 | 0 | 0
3 | 2 | 17 | 0 | 33 | 5 | 1.1 | 0.12 | 30.598 | 5.909 | 29.563 | 23.759 | 0.023759 | 0.16753 | 3 | 1 | 17 | 1.6297e-05 | 0.00011486 | 2026-12-28 | 0 | 0 | 0 | 0 | 0 | 0 | 0 | 0 | 6.3204e-05 | 0.00018623 | 0.00039721 | 0.00046895 | 0.0003756 | 0.00041154 | 0.00024825 | 0.00012563 | 7.6344e-06 | 0 | 0 | 0 | 0 | 0 | 0 | 0
3 | 2 | 18 | 0 | 0 | 5 | 1.1 | 0.12 | 0 | 0 | 0 | 0 | 0 | 0 | 3 | 1 | 18 | 0 | 0 | 2026-12-29 | 0 | 0 | 0 | 0 | 0 | 0 | 0 | 0 | 0 | 8.0226e-06 | 1.7464e-05 | 0.0001922 | 0.00011115 | 8.2219e-05 | 0.0003991 | 0.0002883 | 0.00011681 | 0 | 0 | 0 | 0 | 0 | 0 | 0
3 | 2 | 19 | 0 | 0 | 5 | 1.1 | 0.12 | 0 | 5 | 0 | 0 | 0 | 0 | 3 | 1 | 19 | 0 | 0 | 2026-12-30 | 0 | 0 | 0 | 0 | 0 | 0 | 0 | 0 | 9.2724e-06 | 4.3393e-05 | 7.6581e-05 | 9.9089e-05 | 5.3543e-05 | 5.1621e-05 | 0.00014385 | 9.622e-05 | 0.00015394 | 0 | 0 | 0 | 0 | 0 | 0 | 0
3 | 2 | 20 | 0 | 0 | 5 | 1.1 | 0.12 | 0 | 5 | 0 | 0 | 0 | 0 | 3 | 1 | 20 | 0 | 0 | 2026-12-31 | 0 | 0 | 0 | 0 | 0 | 0 | 0 | 0 | 5.5086e-05 | 0.00025707 | 0.00039408 | 0.00047947 | 0.00050921 | 0.00049276 | 0.00042347 | 0.00018396 | 0.00014009 | 0 | 0 | 0 | 0 | 0 | 0 | 0
3 | 2 | 21 | 0 | 0 | 5 | 1.1 | 0.12 | 0 | 5 | 0 | 0 | 0 | 0 | 3 | 1 | 21 | 0 | 0
3 | 2 | 22 | 0 | 0 | 5 | 1 | 0.12 | 0 | 5 | 0 | 0 | 0 | 0 | 3 | 1 | 22 | 0 | 0
3 | 2 | 23 | 0 | 0 | 4 | 1 | 0.12 | 0 | 4 | 0 | 0 | 0 | 0 | 3 | 1 | 23 | 0 | 0
3 | 3 | 0 | 0 | 0 | 3 | 1.3 | 0.12 | 0 | 3 | 0 | 0 | 0 | 0 | 3 | 2 | 0 | 0 | 0
3 | 3 | 1 | 0 | 0 | 1 | 1.5 | 0.12 | 0 | 1 | 0 | 0 | 0 | 0 | 3 | 2 | 1 | 0 | 0
3 | 3 | 2 | 0 | 0 | 0 | 1.4 | 0.12 | 0 | 0 | 0 | 0 | 0 | 0 | 3 | 2 | 2 | 0 | 0
3 | 3 | 3 | 0 | 0 | -1 | 1.4 | 0.12 | 0 | -1 | 0 | 0 | 0 | 0 | 3 | 2 | 3 | 0 | 0
3 | 3 | 4 | 0 | 0 | -2 | 1.4 | 0.12 | 0 | -2 | 0 | 0 | 0 | 0 | 3 | 2 | 4 | 0 | 0
3 | 3 | 5 | 0 | 0 | -3 | 1.5 | 0.12 | 0 | -3 | 0 | 0 | 0 | 0 | 3 | 2 | 5 | 0 | 0
3 | 3 | 6 | 0 | 0 | -4 | 1.5 | 0.12 | 0 | -4 | 0 | 0 | 0 | 0 | 3 | 2 | 6 | 0 | 0
3 | 3 | 7 | 50 | 24 | -3 | 1.6 | 0.12 | 30.735 | -2.328 | 18.489 | 13.078 | 0.013078 | 0 | 3 | 2 | 7 | 8.9706e-06 | 0
3 | 3 | 8 | 0 | 20 | -2 | 1.7 | 0.12 | 18.522 | -1.519 | 18.28 | 12.876 | 0.012876 | 0.078862 | 3 | 2 | 8 | 8.832e-06 | 5.4069e-05
3 | 3 | 9 | 287 | 169 | -2 | 1.8 | 0.12 | 344.732 | 6.778 | 367.262 | 349.492 | 0.34949 | 0.073359 | 3 | 2 | 9 | 0.00023973 | 5.0296e-05
3 | 3 | 10 | 15 | 201 | -2 | 1.9 | 0.12 | 204.269 | 3.065 | 213.246 | 200.933 | 0.20093 | 0.10059 | 3 | 2 | 10 | 0.00013783 | 6.8969e-05
3 | 3 | 11 | 10 | 216 | -2 | 1.8 | 0.12 | 215.691 | 3.45 | 223.562 | 210.884 | 0.21088 | 0.19507 | 3 | 2 | 11 | 0.00014465 | 0.00013375
3 | 3 | 12 | 16 | 248 | -1 | 1.7 | 0.12 | 253.577 | 5.541 | 261.265 | 247.251 | 0.24725 | 0.18119 | 3 | 2 | 12 | 0.0001696 | 0.00012423
3 | 3 | 13 | 169 | 333 | -1 | 1.7 | 0.12 | 503.148 | 12.005 | 516.566 | 493.506 | 0.49351 | 0.21487 | 3 | 2 | 13 | 0.00033851 | 0.00014732
3 | 3 | 14 | 41 | 262 | -1 | 1.6 | 0.12 | 298.329 | 6.879 | 309.025 | 293.319 | 0.29332 | 0.15312 | 3 | 2 | 14 | 0.0002012 | 0.00010498
3 | 3 | 15 | 0 | 113 | -2 | 1.6 | 0.12 | 105.97 | 0.802 | 109.516 | 100.879 | 0.10088 | 0.21013 | 3 | 2 | 15 | 6.9196e-05 | 0.00014407
3 | 3 | 16 | 0 | 108 | -2 | 1.5 | 0.12 | 102.192 | 0.771 | 106.572 | 98.039 | 0.098039 | 0.065483 | 3 | 2 | 16 | 6.7248e-05 | 4.4896e-05
3 | 3 | 17 | 0 | 55 | -3 | 1.3 | 0.12 | 51.767 | -1.534 | 52.693 | 46.07 | 0.04607 | 0.023759 | 3 | 2 | 17 | 3.1601e-05 | 1.629e-05
3 | 3 | 18 | 0 | 0 | -4 | 1.3 | 0.12 | 0 | 0 | 0 | 0 | 0 | 0 | 3 | 2 | 18 | 0 | 0
3 | 3 | 19 | 0 | 0 | -5 | 1.4 | 0.12 | 0 | -5 | 0 | 0 | 0 | 0 | 3 | 2 | 19 | 0 | 0
3 | 3 | 20 | 0 | 0 | -5 | 1.4 | 0.12 | 0 | -5 | 0 | 0 | 0 | 0 | 3 | 2 | 20 | 0 | 0
3 | 3 | 21 | 0 | 0 | -6 | 1.5 | 0.12 | 0 | -6 | 0 | 0 | 0 | 0 | 3 | 2 | 21 | 0 | 0
3 | 3 | 22 | 0 | 0 | -7 | 1.5 | 0.12 | 0 | -7 | 0 | 0 | 0 | 0 | 3 | 2 | 22 | 0 | 0
3 | 3 | 23 | 0 | 0 | -7 | 1.5 | 0.12 | 0 | -7 | 0 | 0 | 0 | 0 | 3 | 2 | 23 | 0 | 0
3 | 4 | 0 | 0 | 0 | -8 | 1.5 | 0.12 | 0 | -8 | 0 | 0 | 0 | 0 | 3 | 3 | 0 | 0 | 0
3 | 4 | 1 | 0 | 0 | -8 | 1.5 | 0.12 | 0 | -8 | 0 | 0 | 0 | 0 | 3 | 3 | 1 | 0 | 0
3 | 4 | 2 | 0 | 0 | -8 | 1.5 | 0.12 | 0 | -8 | 0 | 0 | 0 | 0 | 3 | 3 | 2 | 0 | 0
3 | 4 | 3 | 0 | 0 | -9 | 1.5 | 0.12 | 0 | -9 | 0 | 0 | 0 | 0 | 3 | 3 | 3 | 0 | 0
3 | 4 | 4 | 0 | 0 | -9 | 1.5 | 0.12 | 0 | -9 | 0 | 0 | 0 | 0 | 3 | 3 | 4 | 0 | 0
3 | 4 | 5 | 0 | 0 | -9 | 1.6 | 0.12 | 0 | -9 | 0 | 0 | 0 | 0 | 3 | 3 | 5 | 0 | 0
3 | 4 | 6 | 0 | 0 | -10 | 1.6 | 0.12 | 0 | -10 | 0 | 0 | 0 | 0 | 3 | 3 | 6 | 0 | 0
3 | 4 | 7 | 0 | 11 | -10 | 1.6 | 0.12 | 10.183 | -9.762 | 6.967 | 1.964 | 0.001964 | 0.013078 | 3 | 3 | 7 | 1.3472e-06 | 8.9665e-06
3 | 4 | 8 | 3 | 90 | -10 | 1.6 | 0.12 | 86.998 | -7.693 | 93.147 | 85.09 | 0.08509 | 0.012876 | 3 | 3 | 8 | 5.8366e-05 | 8.828e-06
3 | 4 | 9 | 87 | 181 | -9 | 1.6 | 0.12 | 231.267 | -2.864 | 250.911 | 237.264 | 0.23726 | 0.34949 | 3 | 3 | 9 | 0.00016275 | 0.00023962
3 | 4 | 10 | 356 | 231 | -8 | 1.6 | 0.12 | 512.298 | 5.586 | 545.95 | 521.849 | 0.52185 | 0.20093 | 3 | 3 | 10 | 0.00035795 | 0.00013776
3 | 4 | 11 | 506 | 234 | -7 | 1.5 | 0.12 | 696.206 | 11.86 | 723.659 | 693.261 | 0.69326 | 0.21088 | 3 | 3 | 11 | 0.00047553 | 0.00014459
3 | 4 | 12 | 511 | 253 | -5 | 1.5 | 0.12 | 749.921 | 15.298 | 767.493 | 735.541 | 0.73554 | 0.24725 | 3 | 3 | 12 | 0.00050453 | 0.00016952
3 | 4 | 13 | 444 | 277 | -4 | 1.4 | 0.12 | 709.287 | 15.636 | 724.538 | 694.109 | 0.69411 | 0.49351 | 3 | 3 | 13 | 0.00047611 | 0.00033836
3 | 4 | 14 | 877 | 127 | -4 | 1.3 | 0.12 | 868.569 | 20.687 | 879.476 | 843.556 | 0.84356 | 0.29332 | 3 | 3 | 14 | 0.00057862 | 0.00020111
3 | 4 | 15 | 776 | 129 | -4 | 1.2 | 0.12 | 685.043 | 15.977 | 711.478 | 681.511 | 0.68151 | 0.10088 | 3 | 3 | 15 | 0.00046747 | 6.9165e-05
3 | 4 | 16 | 628 | 115 | -4 | 1.1 | 0.12 | 448.878 | 9.436 | 479.049 | 457.318 | 0.45732 | 0.098039 | 3 | 3 | 16 | 0.00031369 | 6.7217e-05
3 | 4 | 17 | 0 | 53 | -5 | 0.9 | 0.12 | 49.696 | -3.445 | 50.934 | 44.373 | 0.044373 | 0.04607 | 3 | 3 | 17 | 3.0437e-05 | 3.1586e-05
3 | 4 | 18 | 0 | 0 | -5 | 0.7 | 0.12 | 0 | 0 | 0 | 0 | 0 | 0 | 3 | 3 | 18 | 0 | 0
3 | 4 | 19 | 0 | 0 | -5 | 0.7 | 0.12 | 0 | -5 | 0 | 0 | 0 | 0 | 3 | 3 | 19 | 0 | 0
3 | 4 | 20 | 0 | 0 | -5 | 0.8 | 0.12 | 0 | -5 | 0 | 0 | 0 | 0 | 3 | 3 | 20 | 0 | 0
3 | 4 | 21 | 0 | 0 | -5 | 0.8 | 0.12 | 0 | -5 | 0 | 0 | 0 | 0 | 3 | 3 | 21 | 0 | 0
3 | 4 | 22 | 0 | 0 | -4 | 0.9 | 0.12 | 0 | -4 | 0 | 0 | 0 | 0 | 3 | 3 | 22 | 0 | 0
3 | 4 | 23 | 0 | 0 | -4 | 1 | 0.12 | 0 | -4 | 0 | 0 | 0 | 0 | 3 | 3 | 23 | 0 | 0
3 | 5 | 0 | 0 | 0 | -4 | 1 | 0.12 | 0 | -4 | 0 | 0 | 0 | 0 | 3 | 4 | 0 | 0 | 0
3 | 5 | 1 | 0 | 0 | -3 | 1 | 0.12 | 0 | -3 | 0 | 0 | 0 | 0 | 3 | 4 | 1 | 0 | 0
3 | 5 | 2 | 0 | 0 | -3 | 1 | 0.12 | 0 | -3 | 0 | 0 | 0 | 0 | 3 | 4 | 2 | 0 | 0
3 | 5 | 3 | 0 | 0 | -3 | 0.9 | 0.12 | 0 | -3 | 0 | 0 | 0 | 0 | 3 | 4 | 3 | 0 | 0
3 | 5 | 4 | 0 | 0 | -4 | 0.8 | 0.12 | 0 | -4 | 0 | 0 | 0 | 0 | 3 | 4 | 4 | 0 | 0
3 | 5 | 5 | 0 | 0 | -4 | 0.7 | 0.12 | 0 | -4 | 0 | 0 | 0 | 0 | 3 | 4 | 5 | 0 | 0
3 | 5 | 6 | 0 | 0 | -4 | 0.7 | 0.12 | 0 | -4 | 0 | 0 | 0 | 0 | 3 | 4 | 6 | 0 | 0
3 | 5 | 7 | 286 | 25 | -2 | 0.8 | 0.12 | 68.197 | -0.199 | 41.601 | 35.371 | 0.035371 | 0.001964 | 3 | 4 | 7 | 2.4262e-05 | 1.3466e-06
3 | 5 | 8 | 671 | 61 | 0 | 1 | 0.12 | 319.752 | 9.694 | 323.844 | 307.612 | 0.30761 | 0.08509 | 3 | 4 | 8 | 0.000211 | 5.8339e-05
3 | 5 | 9 | 822 | 79 | 2 | 1.1 | 0.12 | 567.387 | 18.991 | 587.237 | 561.673 | 0.56167 | 0.23726 | 3 | 4 | 9 | 0.00038527 | 0.00016267
3 | 5 | 10 | 336 | 238 | 4 | 1.2 | 0.12 | 505.896 | 18.709 | 513.778 | 490.817 | 0.49082 | 0.52185 | 3 | 4 | 10 | 0.00033667 | 0.00035779
3 | 5 | 11 | 898 | 110 | 6 | 1.3 | 0.12 | 899.867 | 31.567 | 873.094 | 837.401 | 0.8374 | 0.69326 | 3 | 4 | 11 | 0.0005744 | 0.00047531
3 | 5 | 12 | 900 | 119 | 7 | 1.3 | 0.12 | 959.833 | 34.248 | 918.074 | 880.786 | 0.88079 | 0.73554 | 3 | 4 | 12 | 0.00060416 | 0.0005043
3 | 5 | 13 | 896 | 117 | 8 | 1.3 | 0.12 | 943.644 | 34.793 | 901.481 | 864.782 | 0.86478 | 0.69411 | 3 | 4 | 13 | 0.00059318 | 0.00047589
3 | 5 | 14 | 720 | 148 | 8 | 1.2 | 0.12 | 767.831 | 30.34 | 749.419 | 718.108 | 0.71811 | 0.84356 | 3 | 4 | 14 | 0.00049257 | 0.00057836
3 | 5 | 15 | 611 | 142 | 7 | 0.9 | 0.12 | 586.514 | 25.43 | 586.943 | 561.389 | 0.56139 | 0.68151 | 3 | 4 | 15 | 0.00038507 | 0.00046726
3 | 5 | 16 | 679 | 94 | 5 | 0.6 | 0.12 | 454.358 | 20.526 | 466.353 | 445.072 | 0.44507 | 0.45732 | 3 | 4 | 16 | 0.00030529 | 0.00031355
3 | 5 | 17 | 444 | 65 | 2 | 0.5 | 0.12 | 202.378 | 8.93 | 193.465 | 181.854 | 0.18185 | 0.044373 | 3 | 4 | 17 | 0.00012474 | 3.0423e-05
3 | 5 | 18 | 0 | 0 | 0 | 0.5 | 0.12 | 0 | 0 | 0 | 0 | 0 | 0 | 3 | 4 | 18 | 0 | 0
3 | 5 | 19 | 0 | 0 | 0 | 0.7 | 0.12 | 0 | 0 | 0 | 0 | 0 | 0 | 3 | 4 | 19 | 0 | 0
3 | 5 | 20 | 0 | 0 | 1 | 0.8 | 0.12 | 0 | 1 | 0 | 0 | 0 | 0 | 3 | 4 | 20 | 0 | 0
3 | 5 | 21 | 0 | 0 | 1 | 0.9 | 0.12 | 0 | 1 | 0 | 0 | 0 | 0 | 3 | 4 | 21 | 0 | 0
3 | 5 | 22 | 0 | 0 | 1 | 0.9 | 0.12 | 0 | 1 | 0 | 0 | 0 | 0 | 3 | 4 | 22 | 0 | 0
3 | 5 | 23 | 0 | 0 | 1 | 0.9 | 0.12 | 0 | 1 | 0 | 0 | 0 | 0 | 3 | 4 | 23 | 0 | 0
3 | 6 | 0 | 0 | 0 | 1 | 0.9 | 0.12 | 0 | 1 | 0 | 0 | 0 | 0 | 3 | 5 | 0 | 0 | 0
3 | 6 | 1 | 0 | 0 | 1 | 0.9 | 0.12 | 0 | 1 | 0 | 0 | 0 | 0 | 3 | 5 | 1 | 0 | 0
3 | 6 | 2 | 0 | 0 | 1 | 0.8 | 0.12 | 0 | 1 | 0 | 0 | 0 | 0 | 3 | 5 | 2 | 0 | 0
3 | 6 | 3 | 0 | 0 | 1 | 0.8 | 0.12 | 0 | 1 | 0 | 0 | 0 | 0 | 3 | 5 | 3 | 0 | 0
3 | 6 | 4 | 0 | 0 | 1 | 0.8 | 0.12 | 0 | 1 | 0 | 0 | 0 | 0 | 3 | 5 | 4 | 0 | 0
3 | 6 | 5 | 0 | 0 | 1 | 0.8 | 0.12 | 0 | 1 | 0 | 0 | 0 | 0 | 3 | 5 | 5 | 0 | 0
3 | 6 | 6 | 0 | 0 | 1 | 0.8 | 0.12 | 0 | 1 | 0 | 0 | 0 | 0 | 3 | 5 | 6 | 0 | 0
3 | 6 | 7 | 93 | 28 | 2 | 0.9 | 0.12 | 43.119 | 3.216 | 31.126 | 25.267 | 0.025267 | 0.035371 | 3 | 5 | 7 | 1.7331e-05 | 2.4251e-05
3 | 6 | 8 | 561 | 63 | 4 | 1 | 0.12 | 283.056 | 12.589 | 283.784 | 268.972 | 0.26897 | 0.30761 | 3 | 5 | 8 | 0.0001845 | 0.0002109
3 | 6 | 9 | 522 | 132 | 7 | 1.2 | 0.12 | 450.617 | 20.152 | 461.119 | 440.024 | 0.44002 | 0.56167 | 3 | 5 | 9 | 0.00030183 | 0.00038509
3 | 6 | 10 | 841 | 109 | 10 | 1.4 | 0.12 | 755.485 | 31.002 | 739.881 | 708.908 | 0.70891 | 0.49082 | 3 | 5 | 10 | 0.00048626 | 0.00033651
3 | 6 | 11 | 889 | 115 | 12 | 1.4 | 0.12 | 900.274 | 36.986 | 854.875 | 819.827 | 0.81983 | 0.8374 | 3 | 5 | 11 | 0.00056234 | 0.00057414
3 | 6 | 12 | 915 | 115 | 13 | 1.5 | 0.12 | 964.701 | 39.153 | 905.072 | 868.245 | 0.86825 | 0.88079 | 3 | 5 | 12 | 0.00059556 | 0.00060388
3 | 6 | 13 | 900 | 120 | 13 | 1.6 | 0.12 | 952.723 | 38.262 | 897.407 | 860.852 | 0.86085 | 0.86478 | 3 | 5 | 13 | 0.00059049 | 0.00059291
3 | 6 | 14 | 873 | 116 | 13 | 1.5 | 0.12 | 857.331 | 36.269 | 818.241 | 784.491 | 0.78449 | 0.71811 | 3 | 5 | 14 | 0.00053811 | 0.00049235
3 | 6 | 15 | 819 | 106 | 13 | 1.3 | 0.12 | 690.524 | 32.664 | 674.06 | 645.419 | 0.64542 | 0.56139 | 3 | 5 | 15 | 0.00044271 | 0.0003849
3 | 6 | 16 | 721 | 88 | 11 | 1 | 0.12 | 470.393 | 25.445 | 474.465 | 452.896 | 0.4529 | 0.44507 | 3 | 5 | 16 | 0.00031066 | 0.00030515
3 | 6 | 17 | 511 | 60 | 8 | 0.7 | 0.12 | 217.525 | 15.032 | 202.868 | 190.924 | 0.19092 | 0.18185 | 3 | 5 | 17 | 0.00013096 | 0.00012468
3 | 6 | 18 | 0 | 0 | 5 | 0.7 | 0.12 | 0 | 0 | 0 | 0 | 0 | 0 | 3 | 5 | 18 | 0 | 0
3 | 6 | 19 | 0 | 0 | 5 | 0.7 | 0.12 | 0 | 5 | 0 | 0 | 0 | 0 | 3 | 5 | 19 | 0 | 0
3 | 6 | 20 | 0 | 0 | 4 | 0.7 | 0.12 | 0 | 4 | 0 | 0 | 0 | 0 | 3 | 5 | 20 | 0 | 0
3 | 6 | 21 | 0 | 0 | 4 | 0.7 | 0.12 | 0 | 4 | 0 | 0 | 0 | 0 | 3 | 5 | 21 | 0 | 0
3 | 6 | 22 | 0 | 0 | 4 | 0.7 | 0.12 | 0 | 4 | 0 | 0 | 0 | 0 | 3 | 5 | 22 | 0 | 0
3 | 6 | 23 | 0 | 0 | 5 | 0.7 | 0.12 | 0 | 5 | 0 | 0 | 0 | 0 | 3 | 5 | 23 | 0 | 0
3 | 7 | 0 | 0 | 0 | 5 | 0.6 | 0.12 | 0 | 5 | 0 | 0 | 0 | 0 | 3 | 6 | 0 | 0 | 0
3 | 7 | 1 | 0 | 0 | 6 | 0.6 | 0.12 | 0 | 6 | 0 | 0 | 0 | 0 | 3 | 6 | 1 | 0 | 0
3 | 7 | 2 | 0 | 0 | 6 | 0.7 | 0.12 | 0 | 6 | 0 | 0 | 0 | 0 | 3 | 6 | 2 | 0 | 0
3 | 7 | 3 | 0 | 0 | 7 | 0.7 | 0.12 | 0 | 7 | 0 | 0 | 0 | 0 | 3 | 6 | 3 | 0 | 0
3 | 7 | 4 | 0 | 0 | 7 | 0.6 | 0.12 | 0 | 7 | 0 | 0 | 0 | 0 | 3 | 6 | 4 | 0 | 0
3 | 7 | 5 | 0 | 0 | 7 | 0.6 | 0.12 | 0 | 7 | 0 | 0 | 0 | 0 | 3 | 6 | 5 | 0 | 0
3 | 7 | 6 | 0 | 0 | 7 | 0.7 | 0.12 | 0 | 7 | 0 | 0 | 0 | 0 | 3 | 6 | 6 | 0 | 0
3 | 7 | 7 | 0 | 4 | 8 | 0.8 | 0.12 | 3.697 | 8.114 | 2.771 | 0 | 0 | 0.025267 | 3 | 6 | 7 | 0 | 1.7324e-05
3 | 7 | 8 | 28 | 101 | 10 | 0.9 | 0.12 | 109.951 | 13.445 | 109.224 | 100.598 | 0.1006 | 0.26897 | 3 | 6 | 8 | 6.9003e-05 | 0.00018441
3 | 7 | 9 | 10 | 157 | 11 | 1 | 0.12 | 155.975 | 15.761 | 155.176 | 144.921 | 0.14492 | 0.44002 | 3 | 6 | 9 | 9.9406e-05 | 0.00030169
3 | 7 | 10 | 224 | 263 | 13 | 1 | 0.12 | 441.915 | 26.487 | 433.337 | 413.226 | 0.41323 | 0.70891 | 3 | 6 | 10 | 0.00028344 | 0.00048604
3 | 7 | 11 | 808 | 139 | 15 | 1.1 | 0.12 | 858.882 | 40.597 | 803.375 | 770.152 | 0.77015 | 0.81983 | 3 | 6 | 11 | 0.00052827 | 0.00056209
3 | 7 | 12 | 844 | 135 | 16 | 1.1 | 0.12 | 930.981 | 43.728 | 857.013 | 821.89 | 0.82189 | 0.86825 | 3 | 6 | 12 | 0.00056376 | 0.00059529
3 | 7 | 13 | 809 | 149 | 17 | 1.1 | 0.12 | 903.978 | 43.924 | 831.892 | 797.659 | 0.79766 | 0.86085 | 3 | 6 | 13 | 0.00054714 | 0.00059022
3 | 7 | 14 | 274 | 294 | 17 | 1 | 0.12 | 544.328 | 33.596 | 518.774 | 495.635 | 0.49563 | 0.78449 | 3 | 6 | 14 | 0.00033997 | 0.00053786
3 | 7 | 15 | 243 | 235 | 16 | 0.8 | 0.12 | 420.412 | 29.531 | 408.638 | 389.402 | 0.3894 | 0.64542 | 3 | 6 | 15 | 0.0002671 | 0.00044251
3 | 7 | 16 | 589 | 114 | 15 | 0.5 | 0.12 | 430.86 | 30.146 | 425.335 | 405.507 | 0.40551 | 0.4529 | 3 | 6 | 16 | 0.00027815 | 0.00031051
3 | 7 | 17 | 322 | 66 | 12 | 0.4 | 0.12 | 167.624 | 17.932 | 155.654 | 145.383 | 0.14538 | 0.19092 | 3 | 6 | 17 | 9.9723e-05 | 0.0001309
3 | 7 | 18 | 0 | 0 | 9 | 0.4 | 0.12 | 0 | 0 | 0 | 0 | 0 | 0 | 3 | 6 | 18 | 0 | 0
3 | 7 | 19 | 0 | 0 | 8 | 0.5 | 0.12 | 0 | 8 | 0 | 0 | 0 | 0 | 3 | 6 | 19 | 0 | 0
3 | 7 | 20 | 0 | 0 | 8 | 0.4 | 0.12 | 0 | 8 | 0 | 0 | 0 | 0 | 3 | 6 | 20 | 0 | 0
3 | 7 | 21 | 0 | 0 | 7 | 0.4 | 0.12 | 0 | 7 | 0 | 0 | 0 | 0 | 3 | 6 | 21 | 0 | 0
3 | 7 | 22 | 0 | 0 | 7 | 0.5 | 0.12 | 0 | 7 | 0 | 0 | 0 | 0 | 3 | 6 | 22 | 0 | 0
3 | 7 | 23 | 0 | 0 | 8 | 0.6 | 0.12 | 0 | 8 | 0 | 0 | 0 | 0 | 3 | 6 | 23 | 0 | 0
3 | 8 | 0 | 0 | 0 | 8 | 0.7 | 0.12 | 0 | 8 | 0 | 0 | 0 | 0 | 3 | 7 | 0 | 0 | 0
3 | 8 | 1 | 0 | 0 | 8 | 0.7 | 0.12 | 0 | 8 | 0 | 0 | 0 | 0 | 3 | 7 | 1 | 0 | 0
3 | 8 | 2 | 0 | 0 | 8 | 0.7 | 0.12 | 0 | 8 | 0 | 0 | 0 | 0 | 3 | 7 | 2 | 0 | 0
3 | 8 | 3 | 0 | 0 | 8 | 0.7 | 0.12 | 0 | 8 | 0 | 0 | 0 | 0 | 3 | 7 | 3 | 0 | 0
3 | 8 | 4 | 0 | 0 | 8 | 0.8 | 0.12 | 0 | 8 | 0 | 0 | 0 | 0 | 3 | 7 | 4 | 0 | 0
3 | 8 | 5 | 0 | 0 | 8 | 0.8 | 0.12 | 0 | 8 | 0 | 0 | 0 | 0 | 3 | 7 | 5 | 0 | 0
3 | 8 | 6 | 0 | 0 | 8 | 0.8 | 0.12 | 0 | 8 | 0 | 0 | 0 | 0 | 3 | 7 | 6 | 0 | 0
3 | 8 | 7 | 42 | 30 | 10 | 1 | 0.12 | 36.779 | 11.064 | 29.345 | 23.549 | 0.023549 | 0 | 3 | 7 | 7 | 1.6153e-05 | 0
3 | 8 | 8 | 329 | 95 | 12 | 1.2 | 0.12 | 229.679 | 18.651 | 225.978 | 213.215 | 0.21322 | 0.1006 | 3 | 7 | 8 | 0.00014625 | 6.8972e-05
3 | 8 | 9 | 534 | 134 | 15 | 1.3 | 0.12 | 462.85 | 28.188 | 459.256 | 438.227 | 0.43823 | 0.14492 | 3 | 7 | 9 | 0.00030059 | 9.9361e-05
3 | 8 | 10 | 815 | 109 | 17 | 1.4 | 0.12 | 741.138 | 37.598 | 706.835 | 677.033 | 0.67703 | 0.41323 | 3 | 7 | 10 | 0.0004644 | 0.00028332
3 | 8 | 11 | 551 | 226 | 19 | 1.5 | 0.12 | 731.879 | 38.823 | 686.981 | 657.883 | 0.65788 | 0.77015 | 3 | 7 | 11 | 0.00045126 | 0.00052803
3 | 8 | 12 | 553 | 247 | 20 | 1.6 | 0.12 | 786.877 | 40.827 | 730.367 | 699.731 | 0.69973 | 0.82189 | 3 | 7 | 12 | 0.00047997 | 0.0005635
3 | 8 | 13 | 552 | 242 | 20 | 1.5 | 0.12 | 773.399 | 40.935 | 718.077 | 687.876 | 0.68788 | 0.79766 | 3 | 7 | 13 | 0.00047184 | 0.00054689
3 | 8 | 14 | 406 | 265 | 19 | 1.4 | 0.12 | 622.468 | 36.244 | 589.514 | 563.869 | 0.56387 | 0.49563 | 3 | 7 | 14 | 0.00038678 | 0.00033982
3 | 8 | 15 | 427 | 201 | 18 | 1.1 | 0.12 | 520.021 | 33.512 | 501.387 | 478.865 | 0.47886 | 0.3894 | 3 | 7 | 15 | 0.00032847 | 0.00026698
3 | 8 | 16 | 299 | 150 | 17 | 0.9 | 0.12 | 312.286 | 26.821 | 308.525 | 292.837 | 0.29284 | 0.40551 | 3 | 7 | 16 | 0.00020087 | 0.00027802
3 | 8 | 17 | 49 | 78 | 15 | 0.9 | 0.12 | 90.958 | 17.835 | 86.383 | 78.566 | 0.078566 | 0.14538 | 3 | 7 | 17 | 5.3891e-05 | 9.9677e-05
3 | 8 | 18 | 0 | 0 | 14 | 0.9 | 0.12 | 0 | 0 | 0 | 0 | 0 | 0 | 3 | 7 | 18 | 0 | 0
3 | 8 | 19 | 0 | 0 | 13 | 0.9 | 0.12 | 0 | 13 | 0 | 0 | 0 | 0 | 3 | 7 | 19 | 0 | 0
3 | 8 | 20 | 0 | 0 | 13 | 0.9 | 0.12 | 0 | 13 | 0 | 0 | 0 | 0 | 3 | 7 | 20 | 0 | 0
3 | 8 | 21 | 0 | 0 | 12 | 0.8 | 0.12 | 0 | 12 | 0 | 0 | 0 | 0 | 3 | 7 | 21 | 0 | 0
3 | 8 | 22 | 0 | 0 | 12 | 0.7 | 0.12 | 0 | 12 | 0 | 0 | 0 | 0 | 3 | 7 | 22 | 0 | 0
3 | 8 | 23 | 0 | 0 | 12 | 0.8 | 0.12 | 0 | 12 | 0 | 0 | 0 | 0 | 3 | 7 | 23 | 0 | 0
3 | 9 | 0 | 0 | 0 | 12 | 0.9 | 0.12 | 0 | 12 | 0 | 0 | 0 | 0 | 3 | 8 | 0 | 0 | 0
3 | 9 | 1 | 0 | 0 | 12 | 0.9 | 0.12 | 0 | 12 | 0 | 0 | 0 | 0 | 3 | 8 | 1 | 0 | 0
3 | 9 | 2 | 0 | 0 | 12 | 1 | 0.12 | 0 | 12 | 0 | 0 | 0 | 0 | 3 | 8 | 2 | 0 | 0
3 | 9 | 3 | 0 | 0 | 13 | 1 | 0.12 | 0 | 13 | 0 | 0 | 0 | 0 | 3 | 8 | 3 | 0 | 0
3 | 9 | 4 | 0 | 0 | 13 | 1.2 | 0.12 | 0 | 13 | 0 | 0 | 0 | 0 | 3 | 8 | 4 | 0 | 0
3 | 9 | 5 | 0 | 0 | 12 | 1.4 | 0.12 | 0 | 12 | 0 | 0 | 0 | 0 | 3 | 8 | 5 | 0 | 0
3 | 9 | 6 | 0 | 0 | 12 | 1.4 | 0.12 | 0 | 12 | 0 | 0 | 0 | 0 | 3 | 8 | 6 | 0 | 0
3 | 9 | 7 | 0 | 11 | 13 | 1.6 | 0.12 | 10.179 | 13.263 | 8.27 | 3.221 | 0.003221 | 0.023549 | 3 | 8 | 7 | 2.2094e-06 | 1.6146e-05
3 | 9 | 8 | 0 | 8 | 15 | 1.9 | 0.12 | 7.404 | 15.184 | 6.499 | 1.512 | 0.001512 | 0.21322 | 3 | 8 | 8 | 1.0371e-06 | 0.00014618
3 | 9 | 9 | 0 | 54 | 16 | 2.1 | 0.12 | 50.133 | 17.196 | 47.341 | 40.907 | 0.040907 | 0.43823 | 3 | 8 | 9 | 2.8059e-05 | 0.00030046
3 | 9 | 10 | 0 | 167 | 16 | 2.4 | 0.12 | 158.412 | 19.557 | 153.467 | 143.273 | 0.14327 | 0.67703 | 3 | 8 | 10 | 9.8275e-05 | 0.00046419
3 | 9 | 11 | 0 | 135 | 17 | 2.6 | 0.12 | 126.8 | 19.739 | 120.953 | 111.91 | 0.11191 | 0.65788 | 3 | 8 | 11 | 7.6763e-05 | 0.00045106
3 | 9 | 12 | 7 | 206 | 17 | 2.8 | 0.12 | 202.7 | 21.224 | 195.004 | 183.338 | 0.18334 | 0.69973 | 3 | 8 | 12 | 0.00012576 | 0.00047975
3 | 9 | 13 | 0 | 122 | 16 | 2.7 | 0.12 | 114.258 | 18.423 | 108.905 | 100.29 | 0.10029 | 0.68788 | 3 | 8 | 13 | 6.8792e-05 | 0.00047162
3 | 9 | 14 | 8 | 206 | 11 | 2.7 | 0.12 | 203.359 | 15.319 | 201.23 | 189.343 | 0.18934 | 0.56387 | 3 | 8 | 14 | 0.00012988 | 0.0003866
3 | 9 | 15 | 81 | 239 | 6 | 2.5 | 0.12 | 296.497 | 12.55 | 303.281 | 287.778 | 0.28778 | 0.47886 | 3 | 8 | 15 | 0.0001974 | 0.00032832
3 | 9 | 16 | 0 | 101 | 4 | 2.4 | 0.12 | 94.883 | 6.138 | 96.558 | 88.38 | 0.08838 | 0.29284 | 3 | 8 | 16 | 6.0623e-05 | 0.00020077
3 | 9 | 17 | 0 | 52 | 2 | 2.4 | 0.12 | 48.464 | 3.091 | 48.524 | 42.048 | 0.042048 | 0.078566 | 3 | 8 | 17 | 2.8842e-05 | 5.3866e-05
3 | 9 | 18 | 0 | 0 | 0 | 2.2 | 0.12 | 0 | 0 | 0 | 0 | 0 | 0 | 3 | 8 | 18 | 0 | 0
3 | 9 | 19 | 0 | 0 | 0 | 2 | 0.12 | 0 | 0 | 0 | 0 | 0 | 0 | 3 | 8 | 19 | 0 | 0
3 | 9 | 20 | 0 | 0 | 0 | 1.9 | 0.12 | 0 | 0 | 0 | 0 | 0 | 0 | 3 | 8 | 20 | 0 | 0
3 | 9 | 21 | 0 | 0 | 0 | 1.9 | 0.12 | 0 | 0 | 0 | 0 | 0 | 0 | 3 | 8 | 21 | 0 | 0
3 | 9 | 22 | 0 | 0 | -1 | 1.7 | 0.12 | 0 | -1 | 0 | 0 | 0 | 0 | 3 | 8 | 22 | 0 | 0
3 | 9 | 23 | 0 | 0 | -1 | 1.4 | 0.12 | 0 | -1 | 0 | 0 | 0 | 0 | 3 | 8 | 23 | 0 | 0
3 | 10 | 0 | 0 | 0 | -2 | 1.3 | 0.12 | 0 | -2 | 0 | 0 | 0 | 0 | 3 | 9 | 0 | 0 | 0
3 | 10 | 1 | 0 | 0 | -2 | 1.3 | 0.12 | 0 | -2 | 0 | 0 | 0 | 0 | 3 | 9 | 1 | 0 | 0
3 | 10 | 2 | 0 | 0 | -3 | 1.3 | 0.12 | 0 | -3 | 0 | 0 | 0 | 0 | 3 | 9 | 2 | 0 | 0
3 | 10 | 3 | 0 | 0 | -3 | 1.3 | 0.12 | 0 | -3 | 0 | 0 | 0 | 0 | 3 | 9 | 3 | 0 | 0
3 | 10 | 4 | 0 | 0 | -3 | 1.2 | 0.12 | 0 | -3 | 0 | 0 | 0 | 0 | 3 | 9 | 4 | 0 | 0
3 | 10 | 5 | 0 | 0 | -3 | 1.2 | 0.12 | 0 | -3 | 0 | 0 | 0 | 0 | 3 | 9 | 5 | 0 | 0
3 | 10 | 6 | 0 | 0 | -3 | 1.2 | 0.12 | 0 | -3 | 0 | 0 | 0 | 0 | 3 | 9 | 6 | 0 | 0
3 | 10 | 7 | 427 | 30 | -2 | 1.5 | 0.12 | 100.049 | 0.429 | 74.54 | 67.142 | 0.067142 | 0.003221 | 3 | 9 | 7 | 4.6055e-05 | 2.2084e-06
3 | 10 | 8 | 760 | 59 | 0 | 1.8 | 0.12 | 361.845 | 9.14 | 371.217 | 353.307 | 0.35331 | 0.001512 | 3 | 9 | 8 | 0.00024234 | 1.0367e-06
3 | 10 | 9 | 891 | 75 | 0 | 2 | 0.12 | 617.003 | 15.106 | 647.089 | 619.404 | 0.6194 | 0.040907 | 3 | 9 | 9 | 0.00042487 | 2.8047e-05
3 | 10 | 10 | 867 | 118 | 1 | 2 | 0.12 | 795.032 | 20.409 | 808.629 | 775.219 | 0.77522 | 0.14327 | 3 | 9 | 10 | 0.00053175 | 9.8231e-05
3 | 10 | 11 | 901 | 129 | 2 | 2 | 0.12 | 936.059 | 24.814 | 929.165 | 891.485 | 0.89148 | 0.11191 | 3 | 9 | 11 | 0.0006115 | 7.6728e-05
3 | 10 | 12 | 919 | 131 | 2 | 2 | 0.12 | 1002.318 | 26.412 | 985.253 | 945.585 | 0.94559 | 0.18334 | 3 | 9 | 12 | 0.00064861 | 0.0001257
3 | 10 | 13 | 942 | 116 | 3 | 1.9 | 0.12 | 988.225 | 27.574 | 968.612 | 929.534 | 0.92953 | 0.10029 | 3 | 9 | 13 | 0.0006376 | 6.8761e-05
3 | 10 | 14 | 927 | 106 | 3 | 1.8 | 0.12 | 892.984 | 25.699 | 886.535 | 850.366 | 0.85037 | 0.18934 | 3 | 9 | 14 | 0.00058329 | 0.00012982
3 | 10 | 15 | 893 | 91 | 2 | 1.6 | 0.12 | 731.835 | 21.462 | 744.968 | 713.815 | 0.71382 | 0.28778 | 3 | 9 | 15 | 0.00048963 | 0.00019731
3 | 10 | 16 | 797 | 78 | 1 | 1.3 | 0.12 | 501.82 | 15.326 | 526.861 | 503.436 | 0.50344 | 0.08838 | 3 | 9 | 16 | 0.00034532 | 6.0595e-05
3 | 10 | 17 | 570 | 60 | 0 | 0.9 | 0.12 | 237.326 | 7.281 | 229.37 | 216.486 | 0.21649 | 0.042048 | 3 | 9 | 17 | 0.00014849 | 2.8829e-05
3 | 10 | 18 | 41 | 11 | -2 | 0.5 | 0.12 | 12.899 | -1.637 | 7.124 | 2.115 | 0.002115 | 0 | 3 | 9 | 18 | 1.4507e-06 | 0
3 | 10 | 19 | 0 | 0 | -3 | 0.4 | 0.12 | 0 | -3 | 0 | 0 | 0 | 0 | 3 | 9 | 19 | 0 | 0
3 | 10 | 20 | 0 | 0 | -4 | 0.3 | 0.12 | 0 | -4 | 0 | 0 | 0 | 0 | 3 | 9 | 20 | 0 | 0
3 | 10 | 21 | 0 | 0 | -4 | 0.4 | 0.12 | 0 | -4 | 0 | 0 | 0 | 0 | 3 | 9 | 21 | 0 | 0
3 | 10 | 22 | 0 | 0 | -4 | 0.5 | 0.12 | 0 | -4 | 0 | 0 | 0 | 0 | 3 | 9 | 22 | 0 | 0
3 | 10 | 23 | 0 | 0 | -4 | 0.6 | 0.12 | 0 | -4 | 0 | 0 | 0 | 0 | 3 | 9 | 23 | 0 | 0
3 | 11 | 0 | 0 | 0 | -4 | 0.5 | 0.12 | 0 | -4 | 0 | 0 | 0 | 0 | 3 | 10 | 0 | 0 | 0
3 | 11 | 1 | 0 | 0 | -4 | 0.4 | 0.12 | 0 | -4 | 0 | 0 | 0 | 0 | 3 | 10 | 1 | 0 | 0
3 | 11 | 2 | 0 | 0 | -4 | 0.3 | 0.12 | 0 | -4 | 0 | 0 | 0 | 0 | 3 | 10 | 2 | 0 | 0
3 | 11 | 3 | 0 | 0 | -5 | 0.2 | 0.12 | 0 | -5 | 0 | 0 | 0 | 0 | 3 | 10 | 3 | 0 | 0
3 | 11 | 4 | 0 | 0 | -5 | 0.3 | 0.12 | 0 | -5 | 0 | 0 | 0 | 0 | 3 | 10 | 4 | 0 | 0
3 | 11 | 5 | 0 | 0 | -4 | 0.5 | 0.12 | 0 | -4 | 0 | 0 | 0 | 0 | 3 | 10 | 5 | 0 | 0
3 | 11 | 6 | 0 | 0 | -3 | 0.6 | 0.12 | 0 | -3 | 0 | 0 | 0 | 0 | 3 | 10 | 6 | 0 | 0
3 | 11 | 7 | 253 | 40 | -2 | 0.8 | 0.12 | 83.637 | 0.499 | 68.044 | 60.877 | 0.060877 | 0.067142 | 3 | 10 | 7 | 4.1757e-05 | 4.6034e-05
3 | 11 | 8 | 599 | 86 | 0 | 0.9 | 0.12 | 330.226 | 10.308 | 338.225 | 321.484 | 0.32148 | 0.35331 | 3 | 10 | 8 | 0.00022052 | 0.00024223
3 | 11 | 9 | 583 | 126 | 1 | 0.9 | 0.12 | 491.877 | 16.474 | 510.339 | 487.499 | 0.4875 | 0.6194 | 3 | 10 | 9 | 0.00033439 | 0.00042468
3 | 11 | 10 | 630 | 163 | 4 | 0.9 | 0.12 | 667.928 | 24.958 | 666.3 | 637.934 | 0.63793 | 0.77522 | 3 | 10 | 10 | 0.00043758 | 0.0005315
3 | 11 | 11 | 672 | 189 | 6 | 1 | 0.12 | 806.731 | 30.63 | 782.366 | 749.887 | 0.74989 | 0.89148 | 3 | 10 | 11 | 0.00051437 | 0.00061122
3 | 11 | 12 | 615 | 231 | 7 | 1.1 | 0.12 | 834.201 | 31.811 | 801.989 | 768.815 | 0.76882 | 0.94559 | 3 | 10 | 12 | 0.00052735 | 0.00064831
3 | 11 | 13 | 605 | 230 | 8 | 1.1 | 0.12 | 815.329 | 32.254 | 783.077 | 750.573 | 0.75057 | 0.92953 | 3 | 10 | 13 | 0.00051484 | 0.00063731
3 | 11 | 14 | 707 | 163 | 8 | 1 | 0.12 | 781.45 | 31.876 | 756.5 | 724.938 | 0.72494 | 0.85037 | 3 | 10 | 14 | 0.00049726 | 0.00058303
3 | 11 | 15 | 474 | 195 | 7 | 0.8 | 0.12 | 548.296 | 24.667 | 547.376 | 523.224 | 0.52322 | 0.71382 | 3 | 10 | 15 | 0.0003589 | 0.00048941
3 | 11 | 16 | 200 | 166 | 5 | 0.5 | 0.12 | 273.19 | 14.582 | 281.062 | 266.347 | 0.26635 | 0.50344 | 3 | 10 | 16 | 0.0001827 | 0.00034517
3 | 11 | 17 | 70 | 83 | 3 | 0.4 | 0.12 | 104.826 | 6.755 | 104.477 | 96.019 | 0.096019 | 0.21649 | 3 | 10 | 17 | 6.5862e-05 | 0.00014843
3 | 11 | 18 | 0 | 7 | 2 | 0.7 | 0.12 | 6.659 | 2.19 | 4.031 | 0 | 0 | 0.002115 | 3 | 10 | 18 | 0 | 1.4501e-06
3 | 11 | 19 | 0 | 0 | 2 | 0.9 | 0.12 | 0 | 2 | 0 | 0 | 0 | 0 | 3 | 10 | 19 | 0 | 0
3 | 11 | 20 | 0 | 0 | 1 | 0.6 | 0.12 | 0 | 1 | 0 | 0 | 0 | 0 | 3 | 10 | 20 | 0 | 0
3 | 11 | 21 | 0 | 0 | 1 | 0.5 | 0.12 | 0 | 1 | 0 | 0 | 0 | 0 | 3 | 10 | 21 | 0 | 0
3 | 11 | 22 | 0 | 0 | 2 | 0.7 | 0.12 | 0 | 2 | 0 | 0 | 0 | 0 | 3 | 10 | 22 | 0 | 0
3 | 11 | 23 | 0 | 0 | 3 | 0.5 | 0.12 | 0 | 3 | 0 | 0 | 0 | 0 | 3 | 10 | 23 | 0 | 0
3 | 12 | 0 | 0 | 0 | 3 | 0.4 | 0.12 | 0 | 3 | 0 | 0 | 0 | 0 | 3 | 11 | 0 | 0 | 0
3 | 12 | 1 | 0 | 0 | 3 | 0.5 | 0.12 | 0 | 3 | 0 | 0 | 0 | 0 | 3 | 11 | 1 | 0 | 0
3 | 12 | 2 | 0 | 0 | 2 | 0.5 | 0.12 | 0 | 2 | 0 | 0 | 0 | 0 | 3 | 11 | 2 | 0 | 0
3 | 12 | 3 | 0 | 0 | 1 | 0.6 | 0.12 | 0 | 1 | 0 | 0 | 0 | 0 | 3 | 11 | 3 | 0 | 0
3 | 12 | 4 | 0 | 0 | 2 | 0.6 | 0.12 | 0 | 2 | 0 | 0 | 0 | 0 | 3 | 11 | 4 | 0 | 0
3 | 12 | 5 | 0 | 0 | 2 | 0.6 | 0.12 | 0 | 2 | 0 | 0 | 0 | 0 | 3 | 11 | 5 | 0 | 0
3 | 12 | 6 | 0 | 0 | 2 | 0.5 | 0.12 | 0 | 2 | 0 | 0 | 0 | 0 | 3 | 11 | 6 | 0 | 0
3 | 12 | 7 | 0 | 4 | 3 | 0.3 | 0.12 | 3.697 | 3.135 | 3.136 | 0 | 0 | 0.060877 | 3 | 11 | 7 | 0 | 4.1738e-05
3 | 12 | 8 | 0 | 73 | 3 | 0.3 | 0.12 | 68.206 | 5.535 | 68.954 | 61.754 | 0.061754 | 0.32148 | 3 | 11 | 8 | 4.2359e-05 | 0.00022042
3 | 12 | 9 | 0 | 128 | 5 | 0.4 | 0.12 | 120.712 | 9.343 | 121.713 | 112.644 | 0.11264 | 0.4875 | 3 | 11 | 9 | 7.7266e-05 | 0.00033424
3 | 12 | 10 | 10 | 203 | 6 | 0.4 | 0.12 | 201.576 | 13.235 | 201.736 | 189.831 | 0.18983 | 0.63793 | 3 | 11 | 10 | 0.00013021 | 0.00043738
3 | 12 | 11 | 26 | 271 | 8 | 0.4 | 0.12 | 284.336 | 18.19 | 280.434 | 265.741 | 0.26574 | 0.74989 | 3 | 11 | 11 | 0.00018228 | 0.00051414
3 | 12 | 12 | 45 | 320 | 10 | 0.3 | 0.12 | 365.424 | 23.494 | 354.629 | 337.307 | 0.33731 | 0.76882 | 3 | 11 | 12 | 0.00023137 | 0.00052711
3 | 12 | 13 | 65 | 332 | 11 | 0.3 | 0.12 | 396.133 | 25.635 | 382.544 | 364.233 | 0.36423 | 0.75057 | 3 | 11 | 13 | 0.00024984 | 0.00051461
3 | 12 | 14 | 23 | 252 | 11 | 0.2 | 0.12 | 261.885 | 20.989 | 255.46 | 241.652 | 0.24165 | 0.72494 | 3 | 11 | 14 | 0.00016576 | 0.00049703
3 | 12 | 15 | 161 | 253 | 10 | 0.2 | 0.12 | 374.747 | 24.349 | 369.279 | 351.437 | 0.35144 | 0.52322 | 3 | 11 | 15 | 0.00024106 | 0.00035873
3 | 12 | 16 | 0 | 113 | 9 | 0.2 | 0.12 | 106.481 | 13.08 | 105.798 | 97.293 | 0.097293 | 0.26635 | 3 | 11 | 16 | 6.6736e-05 | 0.00018261
3 | 12 | 17 | 0 | 72 | 8 | 0.3 | 0.12 | 67.983 | 10.524 | 67.027 | 59.896 | 0.059896 | 0.096019 | 3 | 11 | 17 | 4.1085e-05 | 6.5832e-05
3 | 12 | 18 | 0 | 4 | 7 | 0.4 | 0.12 | 3.805 | 7.118 | 2.188 | 0 | 0 | 0 | 3 | 11 | 18 | 0 | 0
3 | 12 | 19 | 0 | 0 | 7 | 0.5 | 0.12 | 0 | 7 | 0 | 0 | 0 | 0 | 3 | 11 | 19 | 0 | 0
3 | 12 | 20 | 0 | 0 | 7 | 0.5 | 0.12 | 0 | 7 | 0 | 0 | 0 | 0 | 3 | 11 | 20 | 0 | 0
3 | 12 | 21 | 0 | 0 | 6 | 0.4 | 0.12 | 0 | 6 | 0 | 0 | 0 | 0 | 3 | 11 | 21 | 0 | 0
3 | 12 | 22 | 0 | 0 | 4 | 0.4 | 0.12 | 0 | 4 | 0 | 0 | 0 | 0 | 3 | 11 | 22 | 0 | 0
3 | 12 | 23 | 0 | 0 | 4 | 0.4 | 0.12 | 0 | 4 | 0 | 0 | 0 | 0 | 3 | 11 | 23 | 0 | 0
3 | 13 | 0 | 0 | 0 | 4 | 0.3 | 0.12 | 0 | 4 | 0 | 0 | 0 | 0 | 3 | 12 | 0 | 0 | 0
3 | 13 | 1 | 0 | 0 | 4 | 0.2 | 0.12 | 0 | 4 | 0 | 0 | 0 | 0 | 3 | 12 | 1 | 0 | 0
3 | 13 | 2 | 0 | 0 | 4 | 0.2 | 0.12 | 0 | 4 | 0 | 0 | 0 | 0 | 3 | 12 | 2 | 0 | 0
3 | 13 | 3 | 0 | 0 | 5 | 0.2 | 0.12 | 0 | 5 | 0 | 0 | 0 | 0 | 3 | 12 | 3 | 0 | 0
3 | 13 | 4 | 0 | 0 | 4 | 0.2 | 0.12 | 0 | 4 | 0 | 0 | 0 | 0 | 3 | 12 | 4 | 0 | 0
3 | 13 | 5 | 0 | 0 | 4 | 0.2 | 0.12 | 0 | 4 | 0 | 0 | 0 | 0 | 3 | 12 | 5 | 0 | 0
3 | 13 | 6 | 0 | 0 | 4 | 0.2 | 0.12 | 0 | 4 | 0 | 0 | 0 | 0 | 3 | 12 | 6 | 0 | 0
3 | 13 | 7 | 0 | 3 | 5 | 0.3 | 0.12 | 2.772 | 5.102 | 2.315 | 0 | 0 | 0 | 3 | 12 | 7 | 0 | 0
3 | 13 | 8 | 0 | 76 | 7 | 0.5 | 0.12 | 71.071 | 9.488 | 70.828 | 63.562 | 0.063562 | 0.061754 | 3 | 12 | 8 | 4.3599e-05 | 4.234e-05
3 | 13 | 9 | 36 | 188 | 10 | 0.6 | 0.12 | 207.859 | 17.061 | 207.58 | 195.468 | 0.19547 | 0.11264 | 3 | 12 | 9 | 0.00013408 | 7.7231e-05
3 | 13 | 10 | 5 | 187 | 13 | 0.5 | 0.12 | 181.711 | 19.331 | 176.859 | 165.836 | 0.16584 | 0.18983 | 3 | 12 | 10 | 0.00011375 | 0.00013015
3 | 13 | 11 | 151 | 340 | 15 | 0.5 | 0.12 | 488.554 | 32.023 | 464.197 | 442.993 | 0.44299 | 0.26574 | 3 | 12 | 11 | 0.00030386 | 0.0001822
3 | 13 | 12 | 365 | 331 | 16 | 0.5 | 0.12 | 697.281 | 40.317 | 644.99 | 617.379 | 0.61738 | 0.33731 | 3 | 12 | 12 | 0.00042348 | 0.00023126
3 | 13 | 13 | 856 | 142 | 17 | 0.7 | 0.12 | 950.483 | 48.409 | 857.046 | 821.921 | 0.82192 | 0.36423 | 3 | 12 | 13 | 0.00056378 | 0.00024973
3 | 13 | 14 | 834 | 134 | 17 | 0.8 | 0.12 | 855.823 | 44.554 | 788.126 | 755.444 | 0.75544 | 0.24165 | 3 | 12 | 14 | 0.00051818 | 0.00016568
3 | 13 | 15 | 783 | 120 | 16 | 0.7 | 0.12 | 691.838 | 38.932 | 657.087 | 629.047 | 0.62905 | 0.35144 | 3 | 12 | 15 | 0.00043148 | 0.00024095
3 | 13 | 16 | 684 | 101 | 15 | 0.5 | 0.12 | 471.539 | 31.581 | 464.075 | 442.875 | 0.44288 | 0.097293 | 3 | 12 | 16 | 0.00030378 | 6.6706e-05
3 | 13 | 17 | 238 | 81 | 11 | 0.5 | 0.12 | 155.799 | 16.382 | 147.962 | 137.963 | 0.13796 | 0.059896 | 3 | 12 | 17 | 9.4633e-05 | 4.1066e-05
3 | 13 | 18 | 0 | 15 | 8 | 0.7 | 0.12 | 14.269 | 8.407 | 8.681 | 3.617 | 0.003617 | 0 | 3 | 12 | 18 | 2.481e-06 | 0
3 | 13 | 19 | 0 | 0 | 7 | 0.8 | 0.12 | 0 | 7 | 0 | 0 | 0 | 0 | 3 | 12 | 19 | 0 | 0
3 | 13 | 20 | 0 | 0 | 7 | 0.9 | 0.12 | 0 | 7 | 0 | 0 | 0 | 0 | 3 | 12 | 20 | 0 | 0
3 | 13 | 21 | 0 | 0 | 7 | 1 | 0.12 | 0 | 7 | 0 | 0 | 0 | 0 | 3 | 12 | 21 | 0 | 0
3 | 13 | 22 | 0 | 0 | 6 | 1 | 0.12 | 0 | 6 | 0 | 0 | 0 | 0 | 3 | 12 | 22 | 0 | 0
3 | 13 | 23 | 0 | 0 | 5 | 1 | 0.12 | 0 | 5 | 0 | 0 | 0 | 0 | 3 | 12 | 23 | 0 | 0
3 | 14 | 0 | 0 | 0 | 4 | 0.9 | 0.12 | 0 | 4 | 0 | 0 | 0 | 0 | 3 | 13 | 0 | 0 | 0
3 | 14 | 1 | 0 | 0 | 4 | 0.7 | 0.12 | 0 | 4 | 0 | 0 | 0 | 0 | 3 | 13 | 1 | 0 | 0
3 | 14 | 2 | 0 | 0 | 3 | 0.7 | 0.12 | 0 | 3 | 0 | 0 | 0 | 0 | 3 | 13 | 2 | 0 | 0
3 | 14 | 3 | 0 | 0 | 3 | 0.7 | 0.12 | 0 | 3 | 0 | 0 | 0 | 0 | 3 | 13 | 3 | 0 | 0
3 | 14 | 4 | 0 | 0 | 3 | 0.8 | 0.12 | 0 | 3 | 0 | 0 | 0 | 0 | 3 | 13 | 4 | 0 | 0
3 | 14 | 5 | 0 | 0 | 3 | 0.8 | 0.12 | 0 | 3 | 0 | 0 | 0 | 0 | 3 | 13 | 5 | 0 | 0
3 | 14 | 6 | 0 | 0 | 4 | 0.6 | 0.12 | 0 | 4 | 0 | 0 | 0 | 0 | 3 | 13 | 6 | 0 | 0
3 | 14 | 7 | 71 | 40 | 6 | 0.4 | 0.12 | 51.756 | 7.803 | 45.423 | 39.057 | 0.039057 | 0 | 3 | 13 | 7 | 2.679e-05 | 0
3 | 14 | 8 | 209 | 120 | 8 | 0.6 | 0.12 | 208.768 | 15.088 | 209.704 | 197.517 | 0.19752 | 0.063562 | 3 | 13 | 8 | 0.00013548 | 4.3579e-05
3 | 14 | 9 | 592 | 129 | 11 | 0.8 | 0.12 | 505.769 | 27.331 | 503.412 | 480.817 | 0.48082 | 0.19547 | 3 | 13 | 9 | 0.00032981 | 0.00013402
3 | 14 | 10 | 705 | 172 | 14 | 1 | 0.12 | 740.403 | 36.638 | 705.56 | 675.802 | 0.6758 | 0.16584 | 3 | 13 | 10 | 0.00046355 | 0.0001137
3 | 14 | 11 | 783 | 168 | 16 | 1.1 | 0.12 | 887.647 | 42.432 | 821.324 | 787.465 | 0.78747 | 0.44299 | 3 | 13 | 11 | 0.00054015 | 0.00030372
3 | 14 | 12 | 515 | 274 | 17 | 1.2 | 0.12 | 787.557 | 39.841 | 731.93 | 701.238 | 0.70124 | 0.61738 | 3 | 13 | 12 | 0.000481 | 0.00042329
3 | 14 | 13 | 619 | 239 | 17 | 1.2 | 0.12 | 840.904 | 41.405 | 778.18 | 745.849 | 0.74585 | 0.82192 | 3 | 13 | 13 | 0.0005116 | 0.00056352
3 | 14 | 14 | 367 | 290 | 17 | 1.2 | 0.12 | 619.63 | 34.98 | 588.068 | 562.474 | 0.56247 | 0.75544 | 3 | 13 | 14 | 0.00038582 | 0.00051795
3 | 14 | 15 | 284 | 244 | 17 | 1.1 | 0.12 | 459.56 | 30.688 | 444.846 | 424.327 | 0.42433 | 0.62905 | 3 | 13 | 15 | 0.00029106 | 0.00043129
3 | 14 | 16 | 348 | 153 | 16 | 0.9 | 0.12 | 342.103 | 26.759 | 338.873 | 322.109 | 0.32211 | 0.44288 | 3 | 13 | 16 | 0.00022094 | 0.00030364
3 | 14 | 17 | 31 | 85 | 14 | 0.8 | 0.12 | 92.084 | 16.955 | 88.701 | 80.802 | 0.080802 | 0.13796 | 3 | 13 | 17 | 5.5425e-05 | 9.459e-05
3 | 14 | 18 | 0 | 8 | 13 | 0.7 | 0.12 | 7.61 | 13.217 | 4.387 | 0 | 0 | 0.003617 | 3 | 13 | 18 | 0 | 2.4799e-06
3 | 14 | 19 | 0 | 0 | 12 | 0.7 | 0.12 | 0 | 12 | 0 | 0 | 0 | 0 | 3 | 13 | 19 | 0 | 0
3 | 14 | 20 | 0 | 0 | 12 | 0.8 | 0.12 | 0 | 12 | 0 | 0 | 0 | 0 | 3 | 13 | 20 | 0 | 0
3 | 14 | 21 | 0 | 0 | 11 | 0.8 | 0.12 | 0 | 11 | 0 | 0 | 0 | 0 | 3 | 13 | 21 | 0 | 0
3 | 14 | 22 | 0 | 0 | 11 | 0.8 | 0.12 | 0 | 11 | 0 | 0 | 0 | 0 | 3 | 13 | 22 | 0 | 0
3 | 14 | 23 | 0 | 0 | 11 | 0.8 | 0.12 | 0 | 11 | 0 | 0 | 0 | 0 | 3 | 13 | 23 | 0 | 0
3 | 15 | 0 | 0 | 0 | 11 | 0.8 | 0.12 | 0 | 11 | 0 | 0 | 0 | 0 | 3 | 14 | 0 | 0 | 0
3 | 15 | 1 | 0 | 0 | 11 | 0.8 | 0.12 | 0 | 11 | 0 | 0 | 0 | 0 | 3 | 14 | 1 | 0 | 0
3 | 15 | 2 | 0 | 0 | 12 | 0.8 | 0.12 | 0 | 12 | 0 | 0 | 0 | 0 | 3 | 14 | 2 | 0 | 0
3 | 15 | 3 | 0 | 0 | 12 | 0.8 | 0.12 | 0 | 12 | 0 | 0 | 0 | 0 | 3 | 14 | 3 | 0 | 0
3 | 15 | 4 | 0 | 0 | 12 | 0.8 | 0.12 | 0 | 12 | 0 | 0 | 0 | 0 | 3 | 14 | 4 | 0 | 0
3 | 15 | 5 | 0 | 0 | 12 | 0.8 | 0.12 | 0 | 12 | 0 | 0 | 0 | 0 | 3 | 14 | 5 | 0 | 0
3 | 15 | 6 | 0 | 0 | 12 | 0.8 | 0.12 | 0 | 12 | 0 | 0 | 0 | 0 | 3 | 14 | 6 | 0 | 0
3 | 15 | 7 | 224 | 40 | 13 | 0.9 | 0.12 | 81.361 | 15.408 | 65.382 | 58.309 | 0.058309 | 0.039057 | 3 | 14 | 7 | 3.9996e-05 | 2.6778e-05
3 | 15 | 8 | 259 | 118 | 15 | 1.1 | 0.12 | 227.254 | 21.76 | 222.912 | 210.257 | 0.21026 | 0.19752 | 3 | 14 | 8 | 0.00014422 | 0.00013542
3 | 15 | 9 | 124 | 213 | 16 | 1.2 | 0.12 | 293.698 | 24.539 | 288.693 | 273.707 | 0.27371 | 0.48082 | 3 | 14 | 9 | 0.00018774 | 0.00032966
3 | 15 | 10 | 0 | 116 | 17 | 1.3 | 0.12 | 108.489 | 20.066 | 103.188 | 94.775 | 0.094775 | 0.6758 | 3 | 14 | 10 | 6.5009e-05 | 0.00046334
3 | 15 | 11 | 0 | 33 | 18 | 1.2 | 0.12 | 30.673 | 18.886 | 27.59 | 21.856 | 0.021856 | 0.78747 | 3 | 14 | 11 | 1.4992e-05 | 0.0005399
3 | 15 | 12 | 6 | 201 | 19 | 1.2 | 0.12 | 196.531 | 24.675 | 185.925 | 174.58 | 0.17458 | 0.70124 | 3 | 14 | 12 | 0.00011975 | 0.00048078
3 | 15 | 13 | 12 | 239 | 19 | 1.1 | 0.12 | 239.675 | 26.094 | 227.185 | 214.379 | 0.21438 | 0.74585 | 3 | 14 | 13 | 0.00014705 | 0.00051137
3 | 15 | 14 | 12 | 227 | 18 | 1 | 0.12 | 227.169 | 24.903 | 216.911 | 204.468 | 0.20447 | 0.56247 | 3 | 14 | 14 | 0.00014025 | 0.00038564
3 | 15 | 15 | 0 | 133 | 17 | 0.7 | 0.12 | 125.007 | 21.119 | 119.511 | 110.52 | 0.11052 | 0.42433 | 3 | 14 | 15 | 7.5809e-05 | 0.00029093
3 | 15 | 16 | 0 | 74 | 16 | 0.4 | 0.12 | 68.754 | 18.476 | 65.62 | 58.539 | 0.058539 | 0.32211 | 3 | 14 | 16 | 4.0154e-05 | 0.00022084
3 | 15 | 17 | 284 | 96 | 15 | 0.4 | 0.12 | 185.425 | 21.6 | 173.775 | 162.861 | 0.16286 | 0.080802 | 3 | 14 | 17 | 0.00011171 | 5.5399e-05
3 | 15 | 18 | 0 | 13 | 14 | 0.6 | 0.12 | 12.367 | 14.363 | 7.259 | 2.246 | 0.002246 | 0 | 3 | 14 | 18 | 1.5406e-06 | 0
3 | 15 | 19 | 0 | 0 | 12 | 0.7 | 0.12 | 0 | 12 | 0 | 0 | 0 | 0 | 3 | 14 | 19 | 0 | 0
3 | 15 | 20 | 0 | 0 | 11 | 0.7 | 0.12 | 0 | 11 | 0 | 0 | 0 | 0 | 3 | 14 | 20 | 0 | 0
3 | 15 | 21 | 0 | 0 | 10 | 0.7 | 0.12 | 0 | 10 | 0 | 0 | 0 | 0 | 3 | 14 | 21 | 0 | 0
3 | 15 | 22 | 0 | 0 | 10 | 0.7 | 0.12 | 0 | 10 | 0 | 0 | 0 | 0 | 3 | 14 | 22 | 0 | 0
3 | 15 | 23 | 0 | 0 | 9 | 0.8 | 0.12 | 0 | 9 | 0 | 0 | 0 | 0 | 3 | 14 | 23 | 0 | 0
3 | 16 | 0 | 0 | 0 | 8 | 0.8 | 0.12 | 0 | 8 | 0 | 0 | 0 | 0 | 3 | 15 | 0 | 0 | 0
3 | 16 | 1 | 0 | 0 | 6 | 0.9 | 0.12 | 0 | 6 | 0 | 0 | 0 | 0 | 3 | 15 | 1 | 0 | 0
3 | 16 | 2 | 0 | 0 | 5 | 1 | 0.12 | 0 | 5 | 0 | 0 | 0 | 0 | 3 | 15 | 2 | 0 | 0
3 | 16 | 3 | 0 | 0 | 4 | 1.1 | 0.12 | 0 | 4 | 0 | 0 | 0 | 0 | 3 | 15 | 3 | 0 | 0
3 | 16 | 4 | 0 | 0 | 3 | 1.1 | 0.12 | 0 | 3 | 0 | 0 | 0 | 0 | 3 | 15 | 4 | 0 | 0
3 | 16 | 5 | 0 | 0 | 3 | 1 | 0.12 | 0 | 3 | 0 | 0 | 0 | 0 | 3 | 15 | 5 | 0 | 0
3 | 16 | 6 | 0 | 0 | 3 | 1.1 | 0.12 | 0 | 3 | 0 | 0 | 0 | 0 | 3 | 15 | 6 | 0 | 0
3 | 16 | 7 | 0 | 8 | 3 | 1.2 | 0.12 | 7.398 | 3.213 | 6.631 | 1.639 | 0.001639 | 0.058309 | 3 | 15 | 7 | 1.1242e-06 | 3.9978e-05
3 | 16 | 8 | 0 | 61 | 4 | 1.1 | 0.12 | 56.642 | 5.689 | 56.813 | 50.044 | 0.050044 | 0.21026 | 3 | 15 | 8 | 3.4327e-05 | 0.00014416
3 | 16 | 9 | 0 | 110 | 5 | 1.2 | 0.12 | 102.994 | 7.988 | 103.655 | 95.226 | 0.095226 | 0.27371 | 3 | 15 | 9 | 6.5318e-05 | 0.00018766
3 | 16 | 10 | 0 | 124 | 6 | 1.3 | 0.12 | 116.161 | 9.282 | 115.631 | 106.777 | 0.10678 | 0.094775 | 3 | 15 | 10 | 7.3242e-05 | 6.498e-05
3 | 16 | 11 | 5 | 191 | 7 | 1.3 | 0.12 | 185.573 | 12.235 | 184.441 | 173.15 | 0.17315 | 0.021856 | 3 | 15 | 11 | 0.00011877 | 1.4985e-05
3 | 16 | 12 | 1 | 157 | 8 | 1.2 | 0.12 | 148.86 | 12.297 | 146.402 | 136.458 | 0.13646 | 0.17458 | 3 | 15 | 12 | 9.3601e-05 | 0.0001197
3 | 16 | 13 | 14 | 253 | 9 | 1.1 | 0.12 | 255.436 | 16.561 | 251.77 | 238.093 | 0.23809 | 0.21438 | 3 | 15 | 13 | 0.00016332 | 0.00014698
3 | 16 | 14 | 41 | 286 | 9 | 0.9 | 0.12 | 321.232 | 19.019 | 317.354 | 301.353 | 0.30135 | 0.20447 | 3 | 15 | 14 | 0.00020671 | 0.00014019
3 | 16 | 15 | 35 | 229 | 8 | 0.9 | 0.12 | 252.181 | 15.882 | 252.536 | 238.831 | 0.23883 | 0.11052 | 3 | 15 | 15 | 0.00016382 | 7.5775e-05
3 | 16 | 16 | 452 | 137 | 7 | 0.9 | 0.12 | 386.43 | 19.159 | 395.817 | 377.035 | 0.37704 | 0.058539 | 3 | 15 | 16 | 0.00025862 | 4.0135e-05
3 | 16 | 17 | 157 | 90 | 6 | 0.8 | 0.12 | 140.769 | 10.491 | 138.334 | 128.676 | 0.12868 | 0.16286 | 3 | 15 | 17 | 8.8263e-05 | 0.00011166
3 | 16 | 18 | 0 | 13 | 4 | 0.7 | 0.12 | 12.05 | 4.343 | 7.407 | 2.389 | 0.002389 | 0.002246 | 3 | 15 | 18 | 1.6387e-06 | 1.5399e-06
3 | 16 | 19 | 0 | 0 | 3 | 0.7 | 0.12 | 0 | 3 | 0 | 0 | 0 | 0 | 3 | 15 | 19 | 0 | 0
3 | 16 | 20 | 0 | 0 | 2 | 0.7 | 0.12 | 0 | 2 | 0 | 0 | 0 | 0 | 3 | 15 | 20 | 0 | 0
3 | 16 | 21 | 0 | 0 | 2 | 0.8 | 0.12 | 0 | 2 | 0 | 0 | 0 | 0 | 3 | 15 | 21 | 0 | 0
3 | 16 | 22 | 0 | 0 | 2 | 1 | 0.12 | 0 | 2 | 0 | 0 | 0 | 0 | 3 | 15 | 22 | 0 | 0
3 | 16 | 23 | 0 | 0 | 2 | 0.8 | 0.12 | 0 | 2 | 0 | 0 | 0 | 0 | 3 | 15 | 23 | 0 | 0
3 | 17 | 0 | 0 | 0 | 2 | 0.7 | 0.12 | 0 | 2 | 0 | 0 | 0 | 0 | 3 | 16 | 0 | 0 | 0
3 | 17 | 1 | 0 | 0 | 1 | 0.7 | 0.12 | 0 | 1 | 0 | 0 | 0 | 0 | 3 | 16 | 1 | 0 | 0
3 | 17 | 2 | 0 | 0 | 1 | 0.8 | 0.12 | 0 | 1 | 0 | 0 | 0 | 0 | 3 | 16 | 2 | 0 | 0
3 | 17 | 3 | 0 | 0 | 1 | 0.9 | 0.12 | 0 | 1 | 0 | 0 | 0 | 0 | 3 | 16 | 3 | 0 | 0
3 | 17 | 4 | 0 | 0 | 1 | 1.1 | 0.12 | 0 | 1 | 0 | 0 | 0 | 0 | 3 | 16 | 4 | 0 | 0
3 | 17 | 5 | 0 | 0 | 1 | 1.1 | 0.12 | 0 | 1 | 0 | 0 | 0 | 0 | 3 | 16 | 5 | 0 | 0
3 | 17 | 6 | 0 | 0 | 2 | 0.8 | 0.12 | 0 | 2 | 0 | 0 | 0 | 0 | 3 | 16 | 6 | 0 | 0
3 | 17 | 7 | 0 | 7 | 2 | 0.6 | 0.12 | 6.473 | 2.218 | 5.816 | 0.853 | 0.000853 | 0.001639 | 3 | 16 | 7 | 5.851e-07 | 1.1237e-06
3 | 17 | 8 | 0 | 81 | 4 | 0.7 | 0.12 | 75.726 | 6.505 | 76.541 | 69.072 | 0.069072 | 0.050044 | 3 | 16 | 8 | 4.7379e-05 | 3.4311e-05
3 | 17 | 9 | 0 | 102 | 6 | 0.9 | 0.12 | 95.264 | 8.98 | 95.196 | 87.067 | 0.087067 | 0.095226 | 3 | 16 | 9 | 5.9722e-05 | 6.5289e-05
3 | 17 | 10 | 3 | 182 | 8 | 0.8 | 0.12 | 174.922 | 13.603 | 173.605 | 162.698 | 0.1627 | 0.10678 | 3 | 16 | 10 | 0.0001116 | 7.3208e-05
3 | 17 | 11 | 0 | 127 | 9 | 0.7 | 0.12 | 118.984 | 12.909 | 116.083 | 107.213 | 0.10721 | 0.17315 | 3 | 16 | 11 | 7.3541e-05 | 0.00011871
3 | 17 | 12 | 5 | 190 | 10 | 0.5 | 0.12 | 184.72 | 16.418 | 180.096 | 168.958 | 0.16896 | 0.13646 | 3 | 16 | 12 | 0.00011589 | 9.3558e-05
3 | 17 | 13 | 9 | 221 | 10 | 0.4 | 0.12 | 218.881 | 17.835 | 213.595 | 201.27 | 0.20127 | 0.23809 | 3 | 16 | 13 | 0.00013806 | 0.00016324
3 | 17 | 14 | 7 | 203 | 10 | 0.6 | 0.12 | 198.94 | 16.726 | 195.184 | 183.512 | 0.18351 | 0.30135 | 3 | 16 | 14 | 0.00012588 | 0.00020661
3 | 17 | 15 | 28 | 224 | 10 | 0.6 | 0.12 | 241.772 | 18.195 | 239.516 | 226.273 | 0.22627 | 0.23883 | 3 | 16 | 15 | 0.00015521 | 0.00016375
3 | 17 | 16 | 0 | 135 | 9 | 0.5 | 0.12 | 127.771 | 13.467 | 127.442 | 118.17 | 0.11817 | 0.37704 | 3 | 16 | 16 | 8.1056e-05 | 0.0002585
3 | 17 | 17 | 119 | 92 | 8 | 0.2 | 0.12 | 128.334 | 12.884 | 125.291 | 116.095 | 0.1161 | 0.12868 | 3 | 16 | 17 | 7.9633e-05 | 8.8223e-05
3 | 17 | 18 | 0 | 9 | 8 | 0.2 | 0.12 | 8.331 | 8.275 | 4.94 | 0.009 | 9e-06 | 0.002389 | 3 | 16 | 18 | 6.1734e-09 | 1.6379e-06
3 | 17 | 19 | 0 | 0 | 8 | 0.6 | 0.12 | 0 | 8 | 0 | 0 | 0 | 0 | 3 | 16 | 19 | 0 | 0
3 | 17 | 20 | 0 | 0 | 8 | 0.8 | 0.12 | 0 | 8 | 0 | 0 | 0 | 0 | 3 | 16 | 20 | 0 | 0
3 | 17 | 21 | 0 | 0 | 8 | 0.6 | 0.12 | 0 | 8 | 0 | 0 | 0 | 0 | 3 | 16 | 21 | 0 | 0
3 | 17 | 22 | 0 | 0 | 8 | 0.5 | 0.12 | 0 | 8 | 0 | 0 | 0 | 0 | 3 | 16 | 22 | 0 | 0
3 | 17 | 23 | 0 | 0 | 8 | 0.5 | 0.12 | 0 | 8 | 0 | 0 | 0 | 0 | 3 | 16 | 23 | 0 | 0
3 | 18 | 0 | 0 | 0 | 8 | 0.5 | 0.12 | 0 | 8 | 0 | 0 | 0 | 0 | 3 | 17 | 0 | 0 | 0
3 | 18 | 1 | 0 | 0 | 7 | 0.4 | 0.12 | 0 | 7 | 0 | 0 | 0 | 0 | 3 | 17 | 1 | 0 | 0
3 | 18 | 2 | 0 | 0 | 7 | 0.2 | 0.12 | 0 | 7 | 0 | 0 | 0 | 0 | 3 | 17 | 2 | 0 | 0
3 | 18 | 3 | 0 | 0 | 7 | 0.2 | 0.12 | 0 | 7 | 0 | 0 | 0 | 0 | 3 | 17 | 3 | 0 | 0
3 | 18 | 4 | 0 | 0 | 7 | 0.2 | 0.12 | 0 | 7 | 0 | 0 | 0 | 0 | 3 | 17 | 4 | 0 | 0
3 | 18 | 5 | 0 | 0 | 7 | 0.2 | 0.12 | 0 | 7 | 0 | 0 | 0 | 0 | 3 | 17 | 5 | 0 | 0
3 | 18 | 6 | 0 | 0 | 7 | 0.3 | 0.12 | 0 | 7 | 0 | 0 | 0 | 0 | 3 | 17 | 6 | 0 | 0
3 | 18 | 7 | 106 | 49 | 7 | 0.4 | 0.12 | 69.166 | 9.417 | 61.596 | 54.657 | 0.054657 | 0.000853 | 3 | 17 | 7 | 3.7491e-05 | 5.8483e-07
3 | 18 | 8 | 0 | 91 | 7 | 0.5 | 0.12 | 85.372 | 9.989 | 85.47 | 77.685 | 0.077685 | 0.069072 | 3 | 17 | 8 | 5.3287e-05 | 4.7357e-05
3 | 18 | 9 | 7 | 169 | 7 | 0.4 | 0.12 | 164.958 | 12.932 | 165.491 | 154.871 | 0.15487 | 0.087067 | 3 | 17 | 9 | 0.00010623 | 5.9695e-05
3 | 18 | 10 | 26 | 245 | 9 | 0.4 | 0.12 | 255.585 | 18.17 | 252.457 | 238.755 | 0.23875 | 0.1627 | 3 | 17 | 10 | 0.00016377 | 0.00011155
3 | 18 | 11 | 136 | 352 | 11 | 0.5 | 0.12 | 488.188 | 28 | 470.161 | 448.745 | 0.44875 | 0.10721 | 3 | 17 | 11 | 0.00030781 | 7.3507e-05
3 | 18 | 12 | 404 | 330 | 13 | 0.5 | 0.12 | 735.701 | 38.652 | 684.69 | 655.672 | 0.65567 | 0.16896 | 3 | 17 | 12 | 0.00044975 | 0.00011584
3 | 18 | 13 | 519 | 274 | 14 | 0.6 | 0.12 | 786.751 | 40.681 | 728.491 | 697.922 | 0.69792 | 0.20127 | 3 | 17 | 13 | 0.00047873 | 0.00013799
3 | 18 | 14 | 328 | 307 | 14 | 0.6 | 0.12 | 605.989 | 34.552 | 574.786 | 549.663 | 0.54966 | 0.18351 | 3 | 17 | 14 | 0.00037703 | 0.00012582
3 | 18 | 15 | 372 | 233 | 13 | 0.6 | 0.12 | 510.988 | 30.374 | 496.525 | 474.174 | 0.47417 | 0.22627 | 3 | 17 | 15 | 0.00032525 | 0.00015514
3 | 18 | 16 | 20 | 158 | 11 | 0.4 | 0.12 | 161.031 | 16.801 | 160.041 | 149.613 | 0.14961 | 0.11817 | 3 | 17 | 16 | 0.00010262 | 8.102e-05
3 | 18 | 17 | 65 | 93 | 9 | 0.3 | 0.12 | 110.136 | 13.073 | 107.935 | 99.354 | 0.099354 | 0.1161 | 3 | 17 | 17 | 6.815e-05 | 7.9597e-05
3 | 18 | 18 | 0 | 13 | 8 | 0.5 | 0.12 | 12.047 | 8.363 | 7.265 | 2.251 | 0.002251 | 9e-06 | 3 | 17 | 18 | 1.544e-06 | 6.1706e-09
3 | 18 | 19 | 0 | 0 | 7 | 0.6 | 0.12 | 0 | 7 | 0 | 0 | 0 | 0 | 3 | 17 | 19 | 0 | 0
3 | 18 | 20 | 0 | 0 | 7 | 0.6 | 0.12 | 0 | 7 | 0 | 0 | 0 | 0 | 3 | 17 | 20 | 0 | 0
3 | 18 | 21 | 0 | 0 | 6 | 0.5 | 0.12 | 0 | 6 | 0 | 0 | 0 | 0 | 3 | 17 | 21 | 0 | 0
3 | 18 | 22 | 0 | 0 | 6 | 0.5 | 0.12 | 0 | 6 | 0 | 0 | 0 | 0 | 3 | 17 | 22 | 0 | 0
3 | 18 | 23 | 0 | 0 | 5 | 0.6 | 0.12 | 0 | 5 | 0 | 0 | 0 | 0 | 3 | 17 | 23 | 0 | 0
3 | 19 | 0 | 0 | 0 | 5 | 0.6 | 0.12 | 0 | 5 | 0 | 0 | 0 | 0 | 3 | 18 | 0 | 0 | 0
3 | 19 | 1 | 0 | 0 | 5 | 0.6 | 0.12 | 0 | 5 | 0 | 0 | 0 | 0 | 3 | 18 | 1 | 0 | 0
3 | 19 | 2 | 0 | 0 | 5 | 0.6 | 0.12 | 0 | 5 | 0 | 0 | 0 | 0 | 3 | 18 | 2 | 0 | 0
3 | 19 | 3 | 0 | 0 | 5 | 0.6 | 0.12 | 0 | 5 | 0 | 0 | 0 | 0 | 3 | 18 | 3 | 0 | 0
3 | 19 | 4 | 0 | 0 | 5 | 0.7 | 0.12 | 0 | 5 | 0 | 0 | 0 | 0 | 3 | 18 | 4 | 0 | 0
3 | 19 | 5 | 0 | 0 | 5 | 0.6 | 0.12 | 0 | 5 | 0 | 0 | 0 | 0 | 3 | 18 | 5 | 0 | 0
3 | 19 | 6 | 0 | 0 | 5 | 0.6 | 0.12 | 0 | 5 | 0 | 0 | 0 | 0 | 3 | 18 | 6 | 0 | 0
3 | 19 | 7 | 0 | 12 | 5 | 0.7 | 0.12 | 11.103 | 5.365 | 10.133 | 5.017 | 0.005017 | 0.054657 | 3 | 18 | 7 | 3.4413e-06 | 3.7474e-05
3 | 19 | 8 | 0 | 59 | 6 | 0.8 | 0.12 | 54.777 | 7.764 | 54.388 | 47.704 | 0.047704 | 0.077685 | 3 | 18 | 8 | 3.2722e-05 | 5.3262e-05
3 | 19 | 9 | 5 | 166 | 7 | 0.9 | 0.12 | 160.649 | 12.025 | 161.502 | 151.023 | 0.15102 | 0.15487 | 3 | 18 | 9 | 0.00010359 | 0.00010618
3 | 19 | 10 | 14 | 222 | 7 | 1.1 | 0.12 | 223.025 | 13.614 | 223.043 | 210.383 | 0.21038 | 0.23875 | 3 | 18 | 10 | 0.00014431 | 0.0001637
3 | 19 | 11 | 7 | 207 | 8 | 1.2 | 0.12 | 202.949 | 13.863 | 200.859 | 188.985 | 0.18899 | 0.44875 | 3 | 18 | 11 | 0.00012963 | 0.00030767
3 | 19 | 12 | 7 | 202 | 8 | 1.3 | 0.12 | 198.293 | 13.589 | 195.827 | 184.132 | 0.18413 | 0.65567 | 3 | 18 | 12 | 0.0001263 | 0.00044954
3 | 19 | 13 | 6 | 201 | 9 | 1.2 | 0.12 | 196.29 | 14.667 | 193.113 | 181.514 | 0.18151 | 0.69792 | 3 | 18 | 13 | 0.00012451 | 0.00047851
3 | 19 | 14 | 9 | 217 | 9 | 1 | 0.12 | 214.348 | 15.511 | 211.696 | 199.438 | 0.19944 | 0.54966 | 3 | 18 | 14 | 0.0001368 | 0.00037686
3 | 19 | 15 | 1 | 167 | 9 | 0.9 | 0.12 | 158.702 | 13.956 | 157.317 | 146.986 | 0.14699 | 0.47417 | 3 | 18 | 15 | 0.00010082 | 0.0003251
3 | 19 | 16 | 0 | 133 | 8 | 0.9 | 0.12 | 125.635 | 11.935 | 125.935 | 116.717 | 0.11672 | 0.14961 | 3 | 18 | 16 | 8.006e-05 | 0.00010258
3 | 19 | 17 | 0 | 73 | 8 | 0.8 | 0.12 | 68.46 | 10.203 | 67.787 | 60.629 | 0.060629 | 0.099354 | 3 | 18 | 17 | 4.1587e-05 | 6.8119e-05
3 | 19 | 18 | 0 | 6 | 7 | 0.8 | 0.12 | 5.549 | 7.154 | 3.245 | 0 | 0 | 0.002251 | 3 | 18 | 18 | 0 | 1.5433e-06
3 | 19 | 19 | 0 | 0 | 7 | 0.7 | 0.12 | 0 | 7 | 0 | 0 | 0 | 0 | 3 | 18 | 19 | 0 | 0
3 | 19 | 20 | 0 | 0 | 7 | 0.6 | 0.12 | 0 | 7 | 0 | 0 | 0 | 0 | 3 | 18 | 20 | 0 | 0
3 | 19 | 21 | 0 | 0 | 7 | 0.6 | 0.12 | 0 | 7 | 0 | 0 | 0 | 0 | 3 | 18 | 21 | 0 | 0
3 | 19 | 22 | 0 | 0 | 7 | 0.5 | 0.12 | 0 | 7 | 0 | 0 | 0 | 0 | 3 | 18 | 22 | 0 | 0
3 | 19 | 23 | 0 | 0 | 7 | 0.4 | 0.12 | 0 | 7 | 0 | 0 | 0 | 0 | 3 | 18 | 23 | 0 | 0
3 | 20 | 0 | 0 | 0 | 7 | 0.3 | 0.12 | 0 | 7 | 0 | 0 | 0 | 0 | 3 | 19 | 0 | 0 | 0
3 | 20 | 1 | 0 | 0 | 7 | 0.3 | 0.12 | 0 | 7 | 0 | 0 | 0 | 0 | 3 | 19 | 1 | 0 | 0
3 | 20 | 2 | 0 | 0 | 7 | 0.4 | 0.12 | 0 | 7 | 0 | 0 | 0 | 0 | 3 | 19 | 2 | 0 | 0
3 | 20 | 3 | 0 | 0 | 6 | 0.4 | 0.12 | 0 | 6 | 0 | 0 | 0 | 0 | 3 | 19 | 3 | 0 | 0
3 | 20 | 4 | 0 | 0 | 6 | 0.4 | 0.12 | 0 | 6 | 0 | 0 | 0 | 0 | 3 | 19 | 4 | 0 | 0
3 | 20 | 5 | 0 | 0 | 6 | 0.5 | 0.12 | 0 | 6 | 0 | 0 | 0 | 0 | 3 | 19 | 5 | 0 | 0
3 | 20 | 6 | 0 | 0 | 6 | 0.6 | 0.12 | 0 | 6 | 0 | 0 | 0 | 0 | 3 | 19 | 6 | 0 | 0
3 | 20 | 7 | 0 | 19 | 6 | 0.6 | 0.12 | 17.595 | 6.595 | 16.338 | 11.003 | 0.011003 | 0.005017 | 3 | 19 | 7 | 7.5473e-06 | 3.4398e-06
3 | 20 | 8 | 0 | 68 | 6 | 0.7 | 0.12 | 63.166 | 8.09 | 62.974 | 55.987 | 0.055987 | 0.047704 | 3 | 19 | 8 | 3.8403e-05 | 3.2707e-05
3 | 20 | 9 | 43 | 207 | 7 | 0.9 | 0.12 | 231.063 | 14.231 | 233.441 | 220.413 | 0.22041 | 0.15102 | 3 | 19 | 9 | 0.00015119 | 0.00010354
3 | 20 | 10 | 7 | 200 | 8 | 1 | 0.12 | 195.601 | 13.946 | 194.426 | 182.78 | 0.18278 | 0.21038 | 3 | 19 | 10 | 0.00012537 | 0.00014424
3 | 20 | 11 | 33 | 300 | 9 | 1.1 | 0.12 | 329.787 | 18.766 | 325 | 308.728 | 0.30873 | 0.18899 | 3 | 19 | 11 | 0.00021177 | 0.00012957
3 | 20 | 12 | 31 | 314 | 9 | 1.2 | 0.12 | 344.269 | 18.941 | 338.478 | 321.728 | 0.32173 | 0.18413 | 3 | 19 | 12 | 0.00022068 | 0.00012624
3 | 20 | 13 | 28 | 303 | 9 | 1.3 | 0.12 | 329.346 | 18.288 | 324.489 | 308.235 | 0.30824 | 0.18151 | 3 | 19 | 13 | 0.00021143 | 0.00012445
3 | 20 | 14 | 51 | 304 | 10 | 1.2 | 0.12 | 347.927 | 20.064 | 342.774 | 325.872 | 0.32587 | 0.19944 | 3 | 19 | 14 | 0.00022353 | 0.00013674
3 | 20 | 15 | 22 | 220 | 9 | 1.1 | 0.12 | 226.149 | 15.715 | 225.479 | 212.733 | 0.21273 | 0.14699 | 3 | 19 | 15 | 0.00014592 | 0.00010078
3 | 20 | 16 | 0 | 132 | 8 | 0.8 | 0.12 | 124.579 | 12.006 | 124.774 | 115.597 | 0.1156 | 0.11672 | 3 | 19 | 16 | 7.9292e-05 | 8.0023e-05
3 | 20 | 17 | 0 | 83 | 7 | 0.6 | 0.12 | 78.154 | 9.658 | 77.977 | 70.458 | 0.070458 | 0.060629 | 3 | 19 | 17 | 4.8329e-05 | 4.1568e-05
3 | 20 | 18 | 0 | 10 | 6 | 0.4 | 0.12 | 9.257 | 6.287 | 5.57 | 0.617 | 0.000617 | 0 | 3 | 19 | 18 | 4.2322e-07 | 0
3 | 20 | 19 | 0 | 0 | 6 | 0.3 | 0.12 | 0 | 6 | 0 | 0 | 0 | 0 | 3 | 19 | 19 | 0 | 0
3 | 20 | 20 | 0 | 0 | 5 | 0.3 | 0.12 | 0 | 5 | 0 | 0 | 0 | 0 | 3 | 19 | 20 | 0 | 0
3 | 20 | 21 | 0 | 0 | 5 | 0.3 | 0.12 | 0 | 5 | 0 | 0 | 0 | 0 | 3 | 19 | 21 | 0 | 0
3 | 20 | 22 | 0 | 0 | 4 | 0.2 | 0.12 | 0 | 4 | 0 | 0 | 0 | 0 | 3 | 19 | 22 | 0 | 0
3 | 20 | 23 | 0 | 0 | 3 | 0.2 | 0.12 | 0 | 3 | 0 | 0 | 0 | 0 | 3 | 19 | 23 | 0 | 0
3 | 21 | 0 | 0 | 0 | 2 | 0.3 | 0.12 | 0 | 2 | 0 | 0 | 0 | 0 | 3 | 20 | 0 | 0 | 0
3 | 21 | 1 | 0 | 0 | 2 | 0.4 | 0.12 | 0 | 2 | 0 | 0 | 0 | 0 | 3 | 20 | 1 | 0 | 0
3 | 21 | 2 | 0 | 0 | 1 | 0.4 | 0.12 | 0 | 1 | 0 | 0 | 0 | 0 | 3 | 20 | 2 | 0 | 0
3 | 21 | 3 | 0 | 0 | 0 | 0.3 | 0.12 | 0 | 0 | 0 | 0 | 0 | 0 | 3 | 20 | 3 | 0 | 0
3 | 21 | 4 | 0 | 0 | 0 | 0.2 | 0.12 | 0 | 0 | 0 | 0 | 0 | 0 | 3 | 20 | 4 | 0 | 0
3 | 21 | 5 | 0 | 0 | 0 | 0.3 | 0.12 | 0 | 0 | 0 | 0 | 0 | 0 | 3 | 20 | 5 | 0 | 0
3 | 21 | 6 | 0 | 0 | 1 | 0.4 | 0.12 | 0 | 1 | 0 | 0 | 0 | 0 | 3 | 20 | 6 | 0 | 0
3 | 21 | 7 | 344 | 58 | 3 | 0.6 | 0.12 | 125.791 | 7.075 | 109.26 | 100.633 | 0.10063 | 0.011003 | 3 | 20 | 7 | 6.9027e-05 | 7.5439e-06
3 | 21 | 8 | 606 | 101 | 5 | 0.8 | 0.12 | 367.361 | 16.812 | 372.596 | 354.637 | 0.35464 | 0.055987 | 3 | 20 | 8 | 0.00024326 | 3.8386e-05
3 | 21 | 9 | 744 | 122 | 8 | 1.1 | 0.12 | 606.256 | 26.118 | 606.528 | 580.28 | 0.58028 | 0.22041 | 3 | 20 | 9 | 0.00039803 | 0.00015112
3 | 21 | 10 | 80 | 294 | 9 | 1.2 | 0.12 | 357.271 | 19.347 | 354.802 | 337.474 | 0.33747 | 0.18278 | 3 | 20 | 10 | 0.00023148 | 0.00012532
3 | 21 | 11 | 125 | 359 | 10 | 1.5 | 0.12 | 485.662 | 23.099 | 475.907 | 454.287 | 0.45429 | 0.30873 | 3 | 20 | 11 | 0.00031161 | 0.00021167
3 | 21 | 12 | 14 | 258 | 8 | 1.7 | 0.12 | 260.183 | 14.702 | 257.848 | 243.955 | 0.24396 | 0.32173 | 3 | 20 | 12 | 0.00016734 | 0.00022058
3 | 21 | 13 | 2 | 164 | 5 | 1.9 | 0.12 | 156.447 | 8.863 | 156.104 | 145.816 | 0.14582 | 0.30824 | 3 | 20 | 13 | 0.00010002 | 0.00021133
3 | 21 | 14 | 5 | 197 | 3 | 1.8 | 0.12 | 191.089 | 7.824 | 193.477 | 181.865 | 0.18186 | 0.32587 | 3 | 20 | 14 | 0.00012475 | 0.00022342
3 | 21 | 15 | 24 | 224 | 1 | 1.8 | 0.12 | 231.473 | 6.858 | 238.712 | 225.497 | 0.2255 | 0.21273 | 3 | 20 | 15 | 0.00015468 | 0.00014585
3 | 21 | 16 | 0 | 100 | 0 | 1.8 | 0.12 | 93.476 | 2.372 | 96.199 | 88.034 | 0.088034 | 0.1156 | 3 | 20 | 16 | 6.0385e-05 | 7.9256e-05
3 | 21 | 17 | 0 | 66 | -1 | 1.6 | 0.12 | 61.601 | 0.634 | 63.159 | 56.165 | 0.056165 | 0.070458 | 3 | 20 | 17 | 3.8525e-05 | 4.8307e-05
3 | 21 | 18 | 0 | 10 | -2 | 1.4 | 0.12 | 9.257 | -1.779 | 5.788 | 0.826 | 0.000826 | 0.000617 | 3 | 20 | 18 | 5.6658e-07 | 4.2303e-07
3 | 21 | 19 | 0 | 0 | -2 | 1.4 | 0.12 | 0 | -2 | 0 | 0 | 0 | 0 | 3 | 20 | 19 | 0 | 0
3 | 21 | 20 | 0 | 0 | -3 | 1.4 | 0.12 | 0 | -3 | 0 | 0 | 0 | 0 | 3 | 20 | 20 | 0 | 0
3 | 21 | 21 | 0 | 0 | -4 | 1.3 | 0.12 | 0 | -4 | 0 | 0 | 0 | 0 | 3 | 20 | 21 | 0 | 0
3 | 21 | 22 | 0 | 0 | -5 | 1.2 | 0.12 | 0 | -5 | 0 | 0 | 0 | 0 | 3 | 20 | 22 | 0 | 0
3 | 21 | 23 | 0 | 0 | -5 | 1 | 0.12 | 0 | -5 | 0 | 0 | 0 | 0 | 3 | 20 | 23 | 0 | 0
3 | 22 | 0 | 0 | 0 | -6 | 0.8 | 0.12 | 0 | -6 | 0 | 0 | 0 | 0 | 3 | 21 | 0 | 0 | 0
3 | 22 | 1 | 0 | 0 | -6 | 0.8 | 0.12 | 0 | -6 | 0 | 0 | 0 | 0 | 3 | 21 | 1 | 0 | 0
3 | 22 | 2 | 0 | 0 | -6 | 0.8 | 0.12 | 0 | -6 | 0 | 0 | 0 | 0 | 3 | 21 | 2 | 0 | 0
3 | 22 | 3 | 0 | 0 | -6 | 0.8 | 0.12 | 0 | -6 | 0 | 0 | 0 | 0 | 3 | 21 | 3 | 0 | 0
3 | 22 | 4 | 0 | 0 | -6 | 0.8 | 0.12 | 0 | -6 | 0 | 0 | 0 | 0 | 3 | 21 | 4 | 0 | 0
3 | 22 | 5 | 0 | 0 | -6 | 0.8 | 0.12 | 0 | -6 | 0 | 0 | 0 | 0 | 3 | 21 | 5 | 0 | 0
3 | 22 | 6 | 0 | 0 | -6 | 0.9 | 0.12 | 0 | -6 | 0 | 0 | 0 | 0 | 3 | 21 | 6 | 0 | 0
3 | 22 | 7 | 477 | 49 | -5 | 1 | 0.12 | 144.639 | -0.83 | 126.392 | 117.157 | 0.11716 | 0.10063 | 3 | 21 | 7 | 8.0362e-05 | 6.8996e-05
3 | 22 | 8 | 285 | 132 | -4 | 1 | 0.12 | 257.31 | 3.858 | 272.119 | 257.721 | 0.25772 | 0.35464 | 3 | 21 | 8 | 0.00017678 | 0.00024315
3 | 22 | 9 | 837 | 100 | -3 | 1.1 | 0.12 | 642.574 | 16.208 | 667.642 | 639.229 | 0.63923 | 0.58028 | 3 | 21 | 9 | 0.00043847 | 0.00039785
3 | 22 | 10 | 895 | 113 | -1 | 1.1 | 0.12 | 841.762 | 24.101 | 840.964 | 806.409 | 0.80641 | 0.33747 | 3 | 21 | 10 | 0.00055314 | 0.00023138
3 | 22 | 11 | 927 | 121 | 0 | 1.2 | 0.12 | 972.587 | 28.26 | 949.48 | 911.08 | 0.91108 | 0.45429 | 3 | 21 | 11 | 0.00062494 | 0.00031147
3 | 22 | 12 | 937 | 124 | 0 | 1.2 | 0.12 | 1029.972 | 29.908 | 995.81 | 955.768 | 0.95577 | 0.24396 | 3 | 21 | 12 | 0.00065559 | 0.00016726
3 | 22 | 13 | 928 | 125 | 1 | 1.3 | 0.12 | 1007.148 | 29.562 | 976.174 | 936.828 | 0.93683 | 0.14582 | 3 | 21 | 13 | 0.0006426 | 9.9974e-05
3 | 22 | 14 | 898 | 123 | 1 | 1.3 | 0.12 | 910.731 | 26.853 | 896.619 | 860.092 | 0.86009 | 0.18186 | 3 | 21 | 14 | 0.00058996 | 0.00012469
3 | 22 | 15 | 845 | 115 | 1 | 1.2 | 0.12 | 737.907 | 22.495 | 745.163 | 714.003 | 0.714 | 0.2255 | 3 | 21 | 15 | 0.00048976 | 0.00015461
3 | 22 | 16 | 753 | 99 | 0 | 1.1 | 0.12 | 512.387 | 15.336 | 536.013 | 512.264 | 0.51226 | 0.088034 | 3 | 21 | 16 | 0.00035138 | 6.0358e-05
3 | 22 | 17 | 588 | 71 | 0 | 0.8 | 0.12 | 260.099 | 8.232 | 255.173 | 241.375 | 0.24138 | 0.056165 | 3 | 21 | 17 | 0.00016557 | 3.8508e-05
3 | 22 | 18 | 189 | 23 | -1 | 0.6 | 0.12 | 35.794 | -0.098 | 17.996 | 12.602 | 0.012602 | 0.000826 | 3 | 21 | 18 | 8.6441e-06 | 5.6632e-07
3 | 22 | 19 | 0 | 0 | -2 | 0.6 | 0.12 | 0 | -2 | 0 | 0 | 0 | 0 | 3 | 21 | 19 | 0 | 0
3 | 22 | 20 | 0 | 0 | -3 | 0.6 | 0.12 | 0 | -3 | 0 | 0 | 0 | 0 | 3 | 21 | 20 | 0 | 0
3 | 22 | 21 | 0 | 0 | -3 | 0.5 | 0.12 | 0 | -3 | 0 | 0 | 0 | 0 | 3 | 21 | 21 | 0 | 0
3 | 22 | 22 | 0 | 0 | -3 | 0.5 | 0.12 | 0 | -3 | 0 | 0 | 0 | 0 | 3 | 21 | 22 | 0 | 0
3 | 22 | 23 | 0 | 0 | -3 | 0.5 | 0.12 | 0 | -3 | 0 | 0 | 0 | 0 | 3 | 21 | 23 | 0 | 0
3 | 23 | 0 | 0 | 0 | -3 | 0.5 | 0.12 | 0 | -3 | 0 | 0 | 0 | 0 | 3 | 22 | 0 | 0 | 0
3 | 23 | 1 | 0 | 0 | -3 | 0.5 | 0.12 | 0 | -3 | 0 | 0 | 0 | 0 | 3 | 22 | 1 | 0 | 0
3 | 23 | 2 | 0 | 0 | -3 | 0.5 | 0.12 | 0 | -3 | 0 | 0 | 0 | 0 | 3 | 22 | 2 | 0 | 0
3 | 23 | 3 | 0 | 0 | -3 | 0.5 | 0.12 | 0 | -3 | 0 | 0 | 0 | 0 | 3 | 22 | 3 | 0 | 0
3 | 23 | 4 | 0 | 0 | -3 | 0.6 | 0.12 | 0 | -3 | 0 | 0 | 0 | 0 | 3 | 22 | 4 | 0 | 0
3 | 23 | 5 | 0 | 0 | -4 | 0.6 | 0.12 | 0 | -4 | 0 | 0 | 0 | 0 | 3 | 22 | 5 | 0 | 0
3 | 23 | 6 | 0 | 0 | -3 | 0.7 | 0.12 | 0 | -3 | 0 | 0 | 0 | 0 | 3 | 22 | 6 | 0 | 0
3 | 23 | 7 | 497 | 50 | -1 | 0.9 | 0.12 | 151.072 | 3.476 | 130.636 | 121.251 | 0.12125 | 0.11716 | 3 | 22 | 7 | 8.317e-05 | 8.0325e-05
3 | 23 | 8 | 781 | 72 | 1 | 1 | 0.12 | 416.256 | 13.71 | 428.569 | 408.627 | 0.40863 | 0.25772 | 3 | 22 | 8 | 0.00028029 | 0.0001767
3 | 23 | 9 | 900 | 84 | 3 | 1.1 | 0.12 | 668.075 | 22.973 | 677.452 | 648.691 | 0.64869 | 0.63923 | 3 | 22 | 9 | 0.00044496 | 0.00043827
3 | 23 | 10 | 946 | 95 | 5 | 1.2 | 0.12 | 860.849 | 30.054 | 841.17 | 806.608 | 0.80661 | 0.80641 | 3 | 22 | 10 | 0.00055328 | 0.00055289
3 | 23 | 11 | 959 | 104 | 6 | 1.3 | 0.12 | 985.631 | 33.965 | 941.447 | 903.332 | 0.90333 | 0.91108 | 3 | 22 | 11 | 0.00061962 | 0.00062465
3 | 23 | 12 | 956 | 111 | 7 | 1.3 | 0.12 | 1036.124 | 36.379 | 977.07 | 937.692 | 0.93769 | 0.95577 | 3 | 22 | 12 | 0.00064319 | 0.00065529
3 | 23 | 13 | 942 | 113 | 8 | 1.4 | 0.12 | 1009.081 | 35.958 | 954.319 | 915.748 | 0.91575 | 0.93683 | 3 | 22 | 13 | 0.00062814 | 0.00064231
3 | 23 | 14 | 914 | 110 | 8 | 1.3 | 0.12 | 906.204 | 33.726 | 869.399 | 833.836 | 0.83384 | 0.86009 | 3 | 22 | 14 | 0.00057195 | 0.0005897
3 | 23 | 15 | 861 | 104 | 8 | 1.2 | 0.12 | 738.787 | 29.521 | 726.707 | 696.201 | 0.6962 | 0.714 | 3 | 22 | 15 | 0.00047755 | 0.00048953
3 | 23 | 16 | 764 | 92 | 7 | 0.9 | 0.12 | 511.547 | 23.109 | 520.018 | 496.835 | 0.49683 | 0.51226 | 3 | 22 | 16 | 0.00034079 | 0.00035122
3 | 23 | 17 | 584 | 70 | 3 | 0.5 | 0.12 | 258.295 | 11.889 | 250.116 | 236.497 | 0.2365 | 0.24138 | 3 | 22 | 17 | 0.00016222 | 0.00016549
3 | 23 | 18 | 191 | 24 | 0 | 0.4 | 0.12 | 36.602 | 0.979 | 18.364 | 12.957 | 0.012957 | 0.012602 | 3 | 22 | 18 | 8.8876e-06 | 8.6402e-06
3 | 23 | 19 | 0 | 0 | 0 | 0.4 | 0.12 | 0 | 0 | 0 | 0 | 0 | 0 | 3 | 22 | 19 | 0 | 0
3 | 23 | 20 | 0 | 0 | 0 | 0.4 | 0.12 | 0 | 0 | 0 | 0 | 0 | 0 | 3 | 22 | 20 | 0 | 0
3 | 23 | 21 | 0 | 0 | 0 | 0.4 | 0.12 | 0 | 0 | 0 | 0 | 0 | 0 | 3 | 22 | 21 | 0 | 0
3 | 23 | 22 | 0 | 0 | 0 | 0.4 | 0.12 | 0 | 0 | 0 | 0 | 0 | 0 | 3 | 22 | 22 | 0 | 0
3 | 23 | 23 | 0 | 0 | 0 | 0.3 | 0.12 | 0 | 0 | 0 | 0 | 0 | 0 | 3 | 22 | 23 | 0 | 0
3 | 24 | 0 | 0 | 0 | 0 | 0.3 | 0.12 | 0 | 0 | 0 | 0 | 0 | 0 | 3 | 23 | 0 | 0 | 0
3 | 24 | 1 | 0 | 0 | 0 | 0.3 | 0.12 | 0 | 0 | 0 | 0 | 0 | 0 | 3 | 23 | 1 | 0 | 0
3 | 24 | 2 | 0 | 0 | 0 | 0.4 | 0.12 | 0 | 0 | 0 | 0 | 0 | 0 | 3 | 23 | 2 | 0 | 0
3 | 24 | 3 | 0 | 0 | 0 | 0.5 | 0.12 | 0 | 0 | 0 | 0 | 0 | 0 | 3 | 23 | 3 | 0 | 0
3 | 24 | 4 | 0 | 0 | 0 | 0.3 | 0.12 | 0 | 0 | 0 | 0 | 0 | 0 | 3 | 23 | 4 | 0 | 0
3 | 24 | 5 | 0 | 0 | 0 | 0.3 | 0.12 | 0 | 0 | 0 | 0 | 0 | 0 | 3 | 23 | 5 | 0 | 0
3 | 24 | 6 | 0 | 0 | 0 | 0.4 | 0.12 | 0 | 0 | 0 | 0 | 0 | 0 | 3 | 23 | 6 | 0 | 0
3 | 24 | 7 | 0 | 41 | 1 | 0.5 | 0.12 | 38.073 | 2.327 | 37.496 | 31.411 | 0.031411 | 0.12125 | 3 | 23 | 7 | 2.1546e-05 | 8.3132e-05
3 | 24 | 8 | 35 | 139 | 3 | 0.4 | 0.12 | 150.096 | 8.41 | 154.009 | 143.796 | 0.1438 | 0.40863 | 3 | 23 | 8 | 9.8634e-05 | 0.00028016
3 | 24 | 9 | 416 | 197 | 4 | 0.3 | 0.12 | 477.197 | 21.748 | 480.995 | 459.195 | 0.4592 | 0.64869 | 3 | 23 | 9 | 0.00031498 | 0.00044475
3 | 24 | 10 | 34 | 269 | 6 | 0.3 | 0.12 | 293.983 | 16.869 | 292.414 | 277.296 | 0.2773 | 0.80661 | 3 | 23 | 10 | 0.00019021 | 0.00055303
3 | 24 | 11 | 22 | 283 | 10 | 0.3 | 0.12 | 291.685 | 20.764 | 283.892 | 269.076 | 0.26908 | 0.90333 | 3 | 23 | 11 | 0.00018457 | 0.00061934
3 | 24 | 12 | 17 | 277 | 13 | 0.4 | 0.12 | 281.755 | 23.079 | 270.784 | 256.432 | 0.25643 | 0.93769 | 3 | 23 | 12 | 0.00017589 | 0.0006429
3 | 24 | 13 | 518 | 287 | 14 | 0.4 | 0.12 | 803.644 | 42.872 | 736.271 | 705.426 | 0.70543 | 0.91575 | 3 | 23 | 13 | 0.00048387 | 0.00062785
3 | 24 | 14 | 490 | 263 | 15 | 0.5 | 0.12 | 709.127 | 39.762 | 660.558 | 632.396 | 0.6324 | 0.83384 | 3 | 23 | 14 | 0.00043378 | 0.00057169
3 | 24 | 15 | 374 | 244 | 16 | 0.4 | 0.12 | 525.121 | 34.915 | 500.503 | 478.012 | 0.47801 | 0.6962 | 3 | 23 | 15 | 0.00032788 | 0.00047733
3 | 24 | 16 | 652 | 118 | 15 | 0.3 | 0.12 | 479.229 | 32.875 | 467.769 | 446.437 | 0.44644 | 0.49683 | 3 | 23 | 16 | 0.00030622 | 0.00034064
3 | 24 | 17 | 400 | 81 | 13 | 0.4 | 0.12 | 210.43 | 20.481 | 198.056 | 186.282 | 0.18628 | 0.2365 | 3 | 23 | 17 | 0.00012778 | 0.00016215
3 | 24 | 18 | 77 | 25 | 11 | 0.7 | 0.12 | 29.245 | 11.806 | 16.845 | 11.492 | 0.011492 | 0.012957 | 3 | 23 | 18 | 7.8827e-06 | 8.8836e-06
3 | 24 | 19 | 0 | 0 | 9 | 0.8 | 0.12 | 0 | 9 | 0 | 0 | 0 | 0 | 3 | 23 | 19 | 0 | 0
3 | 24 | 20 | 0 | 0 | 7 | 0.6 | 0.12 | 0 | 7 | 0 | 0 | 0 | 0 | 3 | 23 | 20 | 0 | 0
3 | 24 | 21 | 0 | 0 | 6 | 0.3 | 0.12 | 0 | 6 | 0 | 0 | 0 | 0 | 3 | 23 | 21 | 0 | 0
3 | 24 | 22 | 0 | 0 | 5 | 0.4 | 0.12 | 0 | 5 | 0 | 0 | 0 | 0 | 3 | 23 | 22 | 0 | 0
3 | 24 | 23 | 0 | 0 | 5 | 0.5 | 0.12 | 0 | 5 | 0 | 0 | 0 | 0 | 3 | 23 | 23 | 0 | 0
3 | 25 | 0 | 0 | 0 | 4 | 0.6 | 0.12 | 0 | 4 | 0 | 0 | 0 | 0 | 3 | 24 | 0 | 0 | 0
3 | 25 | 1 | 0 | 0 | 4 | 0.7 | 0.12 | 0 | 4 | 0 | 0 | 0 | 0 | 3 | 24 | 1 | 0 | 0
3 | 25 | 2 | 0 | 0 | 3 | 0.9 | 0.12 | 0 | 3 | 0 | 0 | 0 | 0 | 3 | 24 | 2 | 0 | 0
3 | 25 | 3 | 0 | 0 | 3 | 1 | 0.12 | 0 | 3 | 0 | 0 | 0 | 0 | 3 | 24 | 3 | 0 | 0
3 | 25 | 4 | 0 | 0 | 2 | 1.1 | 0.12 | 0 | 2 | 0 | 0 | 0 | 0 | 3 | 24 | 4 | 0 | 0
3 | 25 | 5 | 0 | 0 | 2 | 1.2 | 0.12 | 0 | 2 | 0 | 0 | 0 | 0 | 3 | 24 | 5 | 0 | 0
3 | 25 | 6 | 0 | 0 | 2 | 1.1 | 0.12 | 0 | 2 | 0 | 0 | 0 | 0 | 3 | 24 | 6 | 0 | 0
3 | 25 | 7 | 0 | 16 | 2 | 1 | 0.12 | 14.811 | 2.451 | 14.045 | 8.791 | 0.008791 | 0.031411 | 3 | 24 | 7 | 6.03e-06 | 2.1536e-05
3 | 25 | 8 | 0 | 37 | 3 | 0.9 | 0.12 | 34.313 | 4.076 | 33.908 | 27.951 | 0.027951 | 0.1438 | 3 | 24 | 8 | 1.9172e-05 | 9.8589e-05
3 | 25 | 9 | 0 | 80 | 3 | 0.8 | 0.12 | 74.371 | 5.386 | 74.467 | 67.072 | 0.067072 | 0.4592 | 3 | 24 | 9 | 4.6007e-05 | 0.00031483
3 | 25 | 10 | 4 | 186 | 4 | 0.7 | 0.12 | 179.163 | 9.892 | 180.02 | 168.885 | 0.16888 | 0.2773 | 3 | 24 | 10 | 0.00011584 | 0.00019012
3 | 25 | 11 | 79 | 355 | 4 | 0.6 | 0.12 | 428.82 | 18.494 | 425.514 | 405.681 | 0.40568 | 0.26908 | 3 | 24 | 11 | 0.00027827 | 0.00018448
3 | 25 | 12 | 2 | 161 | 6 | 0.5 | 0.12 | 153.526 | 11.33 | 151.371 | 141.251 | 0.14125 | 0.25643 | 3 | 24 | 12 | 9.6888e-05 | 0.00017581
3 | 25 | 13 | 16 | 269 | 7 | 0.4 | 0.12 | 272.506 | 16.75 | 268.28 | 254.018 | 0.25402 | 0.70543 | 3 | 24 | 13 | 0.00017424 | 0.00048365
3 | 25 | 14 | 1 | 163 | 7 | 0.5 | 0.12 | 154.375 | 12.367 | 152.37 | 142.215 | 0.14222 | 0.6324 | 3 | 24 | 14 | 9.755e-05 | 0.00043358
3 | 25 | 15 | 27 | 233 | 6 | 0.8 | 0.12 | 242.179 | 13.765 | 243.481 | 230.097 | 0.2301 | 0.47801 | 3 | 24 | 15 | 0.00015783 | 0.00032773
3 | 25 | 16 | 48 | 181 | 4 | 0.9 | 0.12 | 202.516 | 10.346 | 207.841 | 195.72 | 0.19572 | 0.44644 | 3 | 24 | 16 | 0.00013425 | 0.00030609
3 | 25 | 17 | 0 | 58 | 3 | 0.9 | 0.12 | 53.878 | 4.689 | 54.122 | 47.448 | 0.047448 | 0.18628 | 3 | 24 | 17 | 3.2546e-05 | 0.00012772
3 | 25 | 18 | 0 | 7 | 2 | 0.9 | 0.12 | 6.474 | 2.185 | 4.458 | 0 | 0 | 0.011492 | 3 | 24 | 18 | 0 | 7.8791e-06
3 | 25 | 19 | 0 | 0 | 1 | 0.9 | 0.12 | 0 | 1 | 0 | 0 | 0 | 0 | 3 | 24 | 19 | 0 | 0
3 | 25 | 20 | 0 | 0 | 0 | 1 | 0.12 | 0 | 0 | 0 | 0 | 0 | 0 | 3 | 24 | 20 | 0 | 0
3 | 25 | 21 | 0 | 0 | 0 | 1 | 0.12 | 0 | 0 | 0 | 0 | 0 | 0 | 3 | 24 | 21 | 0 | 0
3 | 25 | 22 | 0 | 0 | 0 | 0.9 | 0.12 | 0 | 0 | 0 | 0 | 0 | 0 | 3 | 24 | 22 | 0 | 0
3 | 25 | 23 | 0 | 0 | 0 | 0.7 | 0.12 | 0 | 0 | 0 | 0 | 0 | 0 | 3 | 24 | 23 | 0 | 0
3 | 26 | 0 | 0 | 0 | 0 | 0.7 | 0.12 | 0 | 0 | 0 | 0 | 0 | 0 | 3 | 25 | 0 | 0 | 0
3 | 26 | 1 | 0 | 0 | 0 | 0.7 | 0.12 | 0 | 0 | 0 | 0 | 0 | 0 | 3 | 25 | 1 | 0 | 0
3 | 26 | 2 | 0 | 0 | 1 | 0.8 | 0.12 | 0 | 1 | 0 | 0 | 0 | 0 | 3 | 25 | 2 | 0 | 0
3 | 26 | 3 | 0 | 0 | 0 | 0.7 | 0.12 | 0 | 0 | 0 | 0 | 0 | 0 | 3 | 25 | 3 | 0 | 0
3 | 26 | 4 | 0 | 0 | 0 | 0.6 | 0.12 | 0 | 0 | 0 | 0 | 0 | 0 | 3 | 25 | 4 | 0 | 0
3 | 26 | 5 | 0 | 0 | 1 | 0.5 | 0.12 | 0 | 1 | 0 | 0 | 0 | 0 | 3 | 25 | 5 | 0 | 0
3 | 26 | 6 | 0 | 0 | 1 | 0.6 | 0.12 | 0 | 1 | 0 | 0 | 0 | 0 | 3 | 25 | 6 | 0 | 0
3 | 26 | 7 | 33 | 64 | 1 | 0.7 | 0.12 | 67.749 | 3.22 | 66.619 | 59.502 | 0.059502 | 0.008791 | 3 | 25 | 7 | 4.0814e-05 | 6.0273e-06
3 | 26 | 8 | 0 | 25 | 2 | 0.6 | 0.12 | 23.171 | 2.788 | 22.65 | 17.091 | 0.017091 | 0.027951 | 3 | 25 | 8 | 1.1723e-05 | 1.9164e-05
3 | 26 | 9 | 11 | 187 | 3 | 0.5 | 0.12 | 184.573 | 9.44 | 187.807 | 176.396 | 0.1764 | 0.067072 | 3 | 25 | 9 | 0.000121 | 4.5986e-05
3 | 26 | 10 | 0 | 45 | 4 | 0.6 | 0.12 | 41.826 | 5.414 | 40.537 | 34.344 | 0.034344 | 0.16888 | 3 | 25 | 10 | 2.3558e-05 | 0.00011579
3 | 26 | 11 | 4 | 179 | 3 | 0.8 | 0.12 | 172.623 | 8.516 | 173.096 | 162.206 | 0.16221 | 0.40568 | 3 | 25 | 11 | 0.00011126 | 0.00027814
3 | 26 | 12 | 34 | 330 | 2 | 1 | 0.12 | 362.815 | 13.004 | 364.584 | 346.909 | 0.34691 | 0.14125 | 3 | 25 | 12 | 0.00023796 | 9.6844e-05
3 | 26 | 13 | 3 | 171 | 2 | 1 | 0.12 | 164.057 | 6.974 | 164.943 | 154.342 | 0.15434 | 0.25402 | 3 | 25 | 13 | 0.00010587 | 0.00017416
3 | 26 | 14 | 1 | 158 | 2 | 1 | 0.12 | 149.518 | 6.538 | 150.72 | 140.623 | 0.14062 | 0.14222 | 3 | 25 | 14 | 9.6458e-05 | 9.7505e-05
3 | 26 | 15 | 0 | 77 | 2 | 1 | 0.12 | 71.601 | 4.178 | 71.554 | 64.262 | 0.064262 | 0.2301 | 3 | 25 | 15 | 4.4079e-05 | 0.00015776
3 | 26 | 16 | 4 | 151 | 1 | 0.9 | 0.12 | 144.857 | 5.535 | 149.343 | 139.295 | 0.13929 | 0.19572 | 3 | 25 | 16 | 9.5547e-05 | 0.00013419
3 | 26 | 17 | 291 | 125 | 0 | 0.8 | 0.12 | 217.644 | 6.942 | 219.496 | 206.962 | 0.20696 | 0.047448 | 3 | 25 | 17 | 0.00014196 | 3.2531e-05
3 | 26 | 18 | 47 | 28 | 0 | 0.7 | 0.12 | 29.82 | 0.89 | 21.612 | 16.09 | 0.01609 | 0 | 3 | 25 | 18 | 1.1037e-05 | 0
3 | 26 | 19 | 0 | 0 | 0 | 0.6 | 0.12 | 0 | 0 | 0 | 0 | 0 | 0 | 3 | 25 | 19 | 0 | 0
3 | 26 | 20 | 0 | 0 | 0 | 0.5 | 0.12 | 0 | 0 | 0 | 0 | 0 | 0 | 3 | 25 | 20 | 0 | 0
3 | 26 | 21 | 0 | 0 | -1 | 0.5 | 0.12 | 0 | -1 | 0 | 0 | 0 | 0 | 3 | 25 | 21 | 0 | 0
3 | 26 | 22 | 0 | 0 | -1 | 0.5 | 0.12 | 0 | -1 | 0 | 0 | 0 | 0 | 3 | 25 | 22 | 0 | 0
3 | 26 | 23 | 0 | 0 | -2 | 0.5 | 0.12 | 0 | -2 | 0 | 0 | 0 | 0 | 3 | 25 | 23 | 0 | 0
3 | 27 | 0 | 0 | 0 | -2 | 0.5 | 0.12 | 0 | -2 | 0 | 0 | 0 | 0 | 3 | 26 | 0 | 0 | 0
3 | 27 | 1 | 0 | 0 | -2 | 0.4 | 0.12 | 0 | -2 | 0 | 0 | 0 | 0 | 3 | 26 | 1 | 0 | 0
3 | 27 | 2 | 0 | 0 | -2 | 0.4 | 0.12 | 0 | -2 | 0 | 0 | 0 | 0 | 3 | 26 | 2 | 0 | 0
3 | 27 | 3 | 0 | 0 | -3 | 0.4 | 0.12 | 0 | -3 | 0 | 0 | 0 | 0 | 3 | 26 | 3 | 0 | 0
3 | 27 | 4 | 0 | 0 | -3 | 0.4 | 0.12 | 0 | -3 | 0 | 0 | 0 | 0 | 3 | 26 | 4 | 0 | 0
3 | 27 | 5 | 0 | 0 | -3 | 0.4 | 0.12 | 0 | -3 | 0 | 0 | 0 | 0 | 3 | 26 | 5 | 0 | 0
3 | 27 | 6 | 0 | 0 | -2 | 0.4 | 0.12 | 0 | 0 | 0 | 0 | 0 | 0 | 3 | 26 | 6 | 0 | 0
3 | 27 | 7 | 462 | 59 | -1 | 0.5 | 0.12 | 158.876 | 4.314 | 142.043 | 132.254 | 0.13225 | 0.059502 | 3 | 26 | 7 | 9.0717e-05 | 4.0796e-05
3 | 27 | 8 | 0 | 85 | 1 | 0.5 | 0.12 | 79.234 | 3.772 | 80.922 | 73.299 | 0.073299 | 0.017091 | 3 | 26 | 8 | 5.0278e-05 | 1.1718e-05
3 | 27 | 9 | 35 | 217 | 3 | 0.6 | 0.12 | 235.429 | 10.985 | 240.134 | 226.869 | 0.22687 | 0.1764 | 3 | 26 | 9 | 0.00015562 | 0.00012094
3 | 27 | 10 | 358 | 290 | 4 | 0.6 | 0.12 | 594.188 | 24.16 | 587.414 | 561.843 | 0.56184 | 0.034344 | 3 | 26 | 10 | 0.00038539 | 2.3547e-05
3 | 27 | 11 | 368 | 339 | 5 | 0.6 | 0.12 | 696.756 | 28.602 | 673.773 | 645.142 | 0.64514 | 0.16221 | 3 | 26 | 11 | 0.00044252 | 0.00011121
3 | 27 | 12 | 958 | 115 | 6 | 0.6 | 0.12 | 1049.504 | 41.63 | 968.055 | 928.997 | 0.929 | 0.34691 | 3 | 26 | 12 | 0.00063723 | 0.00023785
3 | 27 | 13 | 956 | 112 | 7 | 0.7 | 0.12 | 1027.1 | 40.92 | 951.362 | 912.895 | 0.9129 | 0.15434 | 3 | 26 | 13 | 0.00062618 | 0.00010582
3 | 27 | 14 | 935 | 108 | 7 | 0.7 | 0.12 | 926.845 | 37.642 | 874.72 | 838.969 | 0.83897 | 0.14062 | 3 | 26 | 14 | 0.00057547 | 9.6414e-05
3 | 27 | 15 | 889 | 100 | 6 | 0.7 | 0.12 | 758.292 | 31.118 | 740.722 | 709.719 | 0.70972 | 0.064262 | 3 | 26 | 15 | 0.00048682 | 4.4059e-05
3 | 27 | 16 | 803 | 88 | 5 | 0.6 | 0.12 | 530.068 | 23.104 | 538.782 | 514.934 | 0.51493 | 0.13929 | 3 | 26 | 16 | 0.00035321 | 9.5503e-05
3 | 27 | 17 | 636 | 69 | 3 | 0.4 | 0.12 | 275.282 | 12.761 | 266.471 | 252.272 | 0.25227 | 0.20696 | 3 | 26 | 17 | 0.00017304 | 0.0001419
3 | 27 | 18 | 248 | 28 | 1 | 0.3 | 0.12 | 46.217 | 2.44 | 28.686 | 22.914 | 0.022914 | 0.01609 | 3 | 26 | 18 | 1.5717e-05 | 1.1032e-05
3 | 27 | 19 | 0 | 0 | 0 | 0.3 | 0.12 | 0 | 0 | 0 | 0 | 0 | 0 | 3 | 26 | 19 | 0 | 0
3 | 27 | 20 | 0 | 0 | -1 | 0.3 | 0.12 | 0 | -1 | 0 | 0 | 0 | 0 | 3 | 26 | 20 | 0 | 0
3 | 27 | 21 | 0 | 0 | -2 | 0.3 | 0.12 | 0 | -2 | 0 | 0 | 0 | 0 | 3 | 26 | 21 | 0 | 0
3 | 27 | 22 | 0 | 0 | -2 | 0.3 | 0.12 | 0 | -2 | 0 | 0 | 0 | 0 | 3 | 26 | 22 | 0 | 0
3 | 27 | 23 | 0 | 0 | -3 | 0.3 | 0.12 | 0 | -3 | 0 | 0 | 0 | 0 | 3 | 26 | 23 | 0 | 0
3 | 28 | 0 | 0 | 0 | -3 | 0.3 | 0.12 | 0 | -3 | 0 | 0 | 0 | 0 | 3 | 27 | 0 | 0 | 0
3 | 28 | 1 | 0 | 0 | -3 | 0.3 | 0.12 | 0 | -3 | 0 | 0 | 0 | 0 | 3 | 27 | 1 | 0 | 0
3 | 28 | 2 | 0 | 0 | -3 | 0.3 | 0.12 | 0 | -3 | 0 | 0 | 0 | 0 | 3 | 27 | 2 | 0 | 0
3 | 28 | 3 | 0 | 0 | -3 | 0.3 | 0.12 | 0 | -3 | 0 | 0 | 0 | 0 | 3 | 27 | 3 | 0 | 0
3 | 28 | 4 | 0 | 0 | -3 | 0.3 | 0.12 | 0 | -3 | 0 | 0 | 0 | 0 | 3 | 27 | 4 | 0 | 0
3 | 28 | 5 | 0 | 0 | -3 | 0.3 | 0.12 | 0 | -3 | 0 | 0 | 0 | 0 | 3 | 27 | 5 | 0 | 0
3 | 28 | 6 | 0 | 0 | -2 | 0.4 | 0.12 | 0 | 0 | 0 | 0 | 0 | 0 | 3 | 27 | 6 | 0 | 0
3 | 28 | 7 | 407 | 66 | 0 | 0.5 | 0.12 | 154.293 | 5.189 | 139.751 | 130.043 | 0.13004 | 0.13225 | 3 | 27 | 7 | 8.9201e-05 | 9.0676e-05
3 | 28 | 8 | 632 | 105 | 3 | 0.7 | 0.12 | 395.926 | 16.099 | 405.414 | 386.292 | 0.38629 | 0.073299 | 3 | 27 | 8 | 0.00026497 | 5.0255e-05
3 | 28 | 9 | 755 | 127 | 6 | 0.7 | 0.12 | 633.138 | 26.986 | 629.868 | 602.793 | 0.60279 | 0.22687 | 3 | 27 | 9 | 0.00041347 | 0.00015555
3 | 28 | 10 | 449 | 274 | 8 | 0.7 | 0.12 | 659.916 | 29.783 | 639.775 | 612.349 | 0.61235 | 0.56184 | 3 | 27 | 10 | 0.00042003 | 0.00038521
3 | 28 | 11 | 186 | 379 | 9 | 0.6 | 0.12 | 562.272 | 28.02 | 541.621 | 517.673 | 0.51767 | 0.64514 | 3 | 27 | 11 | 0.00035509 | 0.00044232
3 | 28 | 12 | 203 | 403 | 9 | 0.6 | 0.12 | 613.751 | 29.751 | 586.599 | 561.057 | 0.56106 | 0.929 | 3 | 27 | 12 | 0.00038485 | 0.00063694
3 | 28 | 13 | 260 | 385 | 10 | 0.6 | 0.12 | 655.041 | 32.161 | 621.929 | 595.135 | 0.59513 | 0.9129 | 3 | 27 | 13 | 0.00040822 | 0.0006259
3 | 28 | 14 | 6 | 196 | 11 | 0.6 | 0.12 | 190.621 | 17.44 | 185.716 | 174.379 | 0.17438 | 0.83897 | 3 | 27 | 14 | 0.00011961 | 0.00057521
3 | 28 | 15 | 8 | 197 | 12 | 0.6 | 0.12 | 192.545 | 18.519 | 188.362 | 176.931 | 0.17693 | 0.70972 | 3 | 27 | 15 | 0.00012136 | 0.0004866
3 | 28 | 16 | 0 | 141 | 11 | 0.4 | 0.12 | 132.809 | 15.779 | 131.088 | 121.686 | 0.12169 | 0.51493 | 3 | 27 | 16 | 8.3468e-05 | 0.00035305
3 | 28 | 17 | 6 | 97 | 10 | 0.5 | 0.12 | 93.045 | 13.256 | 92.083 | 84.064 | 0.084064 | 0.25227 | 3 | 27 | 17 | 5.7662e-05 | 0.00017296
3 | 28 | 18 | 0 | 18 | 8 | 0.6 | 0.12 | 16.683 | 8.54 | 13.203 | 7.979 | 0.007979 | 0.022914 | 3 | 27 | 18 | 5.473e-06 | 1.571e-05
3 | 28 | 19 | 0 | 0 | 6 | 0.4 | 0.12 | 0 | 6 | 0 | 0 | 0 | 0 | 3 | 27 | 19 | 0 | 0
3 | 28 | 20 | 0 | 0 | 6 | 0.3 | 0.12 | 0 | 6 | 0 | 0 | 0 | 0 | 3 | 27 | 20 | 0 | 0
3 | 28 | 21 | 0 | 0 | 6 | 0.3 | 0.12 | 0 | 6 | 0 | 0 | 0 | 0 | 3 | 27 | 21 | 0 | 0
3 | 28 | 22 | 0 | 0 | 6 | 0.3 | 0.12 | 0 | 6 | 0 | 0 | 0 | 0 | 3 | 27 | 22 | 0 | 0
3 | 28 | 23 | 0 | 0 | 7 | 0.3 | 0.12 | 0 | 7 | 0 | 0 | 0 | 0 | 3 | 27 | 23 | 0 | 0
3 | 29 | 0 | 0 | 0 | 7 | 0.3 | 0.12 | 0 | 7 | 0 | 0 | 0 | 0 | 3 | 28 | 0 | 0 | 0
3 | 29 | 1 | 0 | 0 | 7 | 0.3 | 0.12 | 0 | 7 | 0 | 0 | 0 | 0 | 3 | 28 | 1 | 0 | 0
3 | 29 | 2 | 0 | 0 | 7 | 0.3 | 0.12 | 0 | 7 | 0 | 0 | 0 | 0 | 3 | 28 | 2 | 0 | 0
3 | 29 | 3 | 0 | 0 | 7 | 0.4 | 0.12 | 0 | 7 | 0 | 0 | 0 | 0 | 3 | 28 | 3 | 0 | 0
3 | 29 | 4 | 0 | 0 | 7 | 0.3 | 0.12 | 0 | 7 | 0 | 0 | 0 | 0 | 3 | 28 | 4 | 0 | 0
3 | 29 | 5 | 0 | 0 | 7 | 0.3 | 0.12 | 0 | 7 | 0 | 0 | 0 | 0 | 3 | 28 | 5 | 0 | 0
3 | 29 | 6 | 0 | 0 | 7 | 0.5 | 0.12 | 0 | 0 | 0 | 0 | 0 | 0 | 3 | 28 | 6 | 0 | 0
3 | 29 | 7 | 357 | 71 | 9 | 0.6 | 0.12 | 149.576 | 13.912 | 132.911 | 123.445 | 0.12344 | 0.13004 | 3 | 28 | 7 | 8.4675e-05 | 8.916e-05
3 | 29 | 8 | 407 | 130 | 12 | 0.6 | 0.12 | 319.538 | 22.871 | 317.499 | 301.492 | 0.30149 | 0.38629 | 3 | 28 | 8 | 0.0002068 | 0.00026485
3 | 29 | 9 | 297 | 235 | 15 | 0.6 | 0.12 | 437.028 | 29.858 | 424.345 | 404.553 | 0.40455 | 0.60279 | 3 | 28 | 9 | 0.0002775 | 0.00041329
3 | 29 | 10 | 259 | 319 | 18 | 0.7 | 0.12 | 545.235 | 35.974 | 512.793 | 489.867 | 0.48987 | 0.61235 | 3 | 28 | 10 | 0.00033601 | 0.00041984
3 | 29 | 11 | 346 | 352 | 19 | 0.7 | 0.12 | 691.187 | 41.763 | 633.908 | 606.69 | 0.60669 | 0.51767 | 3 | 28 | 11 | 0.00041615 | 0.00035493
3 | 29 | 12 | 329 | 380 | 19 | 0.9 | 0.12 | 722.004 | 41.523 | 661.044 | 632.864 | 0.63286 | 0.56106 | 3 | 28 | 12 | 0.0004341 | 0.00038467
3 | 29 | 13 | 131 | 396 | 20 | 1.2 | 0.12 | 533.852 | 35.427 | 497.502 | 475.118 | 0.47512 | 0.59513 | 3 | 28 | 13 | 0.0003259 | 0.00040804
3 | 29 | 14 | 161 | 356 | 20 | 1.3 | 0.12 | 505.07 | 34.272 | 475.004 | 453.417 | 0.45342 | 0.17438 | 3 | 28 | 14 | 0.00031101 | 0.00011956
3 | 29 | 15 | 20 | 227 | 20 | 1.4 | 0.12 | 230.729 | 26.373 | 220.183 | 207.624 | 0.20762 | 0.17693 | 3 | 28 | 15 | 0.00014242 | 0.00012131
3 | 29 | 16 | 0 | 51 | 19 | 1.4 | 0.12 | 47.344 | 20.311 | 43.96 | 37.646 | 0.037646 | 0.12169 | 3 | 28 | 16 | 2.5823e-05 | 8.343e-05
3 | 29 | 17 | 0 | 10 | 19 | 1.6 | 0.12 | 9.256 | 19.246 | 8.049 | 3.007 | 0.003007 | 0.084064 | 3 | 28 | 17 | 2.0626e-06 | 5.7636e-05
3 | 29 | 18 | 0 | 1 | 18 | 1.6 | 0.12 | 0.924 | 18.023 | 0 | 0 | 0 | 0.007979 | 3 | 28 | 18 | 0 | 5.4706e-06
3 | 29 | 19 | 0 | 0 | 15 | 1.4 | 0.13 | 0 | 15 | 0 | 0 | 0 | 0 | 3 | 28 | 19 | 0 | 0
3 | 29 | 20 | 0 | 0 | 10 | 1.3 | 0.13 | 0 | 10 | 0 | 0 | 0 | 0 | 3 | 28 | 20 | 0 | 0
3 | 29 | 21 | 0 | 0 | 6 | 1.1 | 0.13 | 0 | 6 | 0 | 0 | 0 | 0 | 3 | 28 | 21 | 0 | 0
3 | 29 | 22 | 0 | 0 | 5 | 0.9 | 0.13 | 0 | 5 | 0 | 0 | 0 | 0 | 3 | 28 | 22 | 0 | 0
3 | 29 | 23 | 0 | 0 | 5 | 0.8 | 0.13 | 0 | 5 | 0 | 0 | 0 | 0 | 3 | 28 | 23 | 0 | 0
3 | 30 | 0 | 0 | 0 | 5 | 0.6 | 0.13 | 0 | 5 | 0 | 0 | 0 | 0 | 3 | 29 | 0 | 0 | 0
3 | 30 | 1 | 0 | 0 | 5 | 0.4 | 0.13 | 0 | 5 | 0 | 0 | 0 | 0 | 3 | 29 | 1 | 0 | 0
3 | 30 | 2 | 0 | 0 | 5 | 0.3 | 0.13 | 0 | 5 | 0 | 0 | 0 | 0 | 3 | 29 | 2 | 0 | 0
3 | 30 | 3 | 0 | 0 | 5 | 0.2 | 0.13 | 0 | 5 | 0 | 0 | 0 | 0 | 3 | 29 | 3 | 0 | 0
3 | 30 | 4 | 0 | 0 | 5 | 0.2 | 0.13 | 0 | 5 | 0 | 0 | 0 | 0 | 3 | 29 | 4 | 0 | 0
3 | 30 | 5 | 0 | 0 | 5 | 0.2 | 0.13 | 0 | 5 | 0 | 0 | 0 | 0 | 3 | 29 | 5 | 0 | 0
3 | 30 | 6 | 0 | 0 | 5 | 0.3 | 0.13 | 0 | 0 | 0 | 0 | 0 | 0 | 3 | 29 | 6 | 0 | 0
3 | 30 | 7 | 374 | 75 | 5 | 0.3 | 0.13 | 158.281 | 10.686 | 143.239 | 133.407 | 0.13341 | 0.12344 | 3 | 29 | 7 | 9.1508e-05 | 8.4636e-05
3 | 30 | 8 | 639 | 109 | 8 | 0.3 | 0.13 | 406.841 | 23.126 | 406.397 | 387.24 | 0.38724 | 0.30149 | 3 | 29 | 8 | 0.00026562 | 0.00020671
3 | 30 | 9 | 725 | 115 | 12 | 0.2 | 0.13 | 605.004 | 35.242 | 582.493 | 557.097 | 0.5571 | 0.40455 | 3 | 29 | 9 | 0.00038213 | 0.00027737
3 | 30 | 10 | 584 | 217 | 14 | 0.3 | 0.13 | 713.449 | 40.474 | 664.828 | 636.514 | 0.63651 | 0.48987 | 3 | 29 | 10 | 0.0004366 | 0.00033586
3 | 30 | 11 | 370 | 346 | 15 | 0.5 | 0.13 | 707.528 | 39.657 | 654.629 | 626.677 | 0.62668 | 0.60669 | 3 | 29 | 11 | 0.00042986 | 0.00041596
3 | 30 | 12 | 370 | 372 | 16 | 0.6 | 0.13 | 753.56 | 41.503 | 690.407 | 661.187 | 0.66119 | 0.63286 | 3 | 29 | 12 | 0.00045353 | 0.0004339
3 | 30 | 13 | 343 | 368 | 16 | 0.5 | 0.13 | 715.888 | 40.935 | 657.642 | 629.583 | 0.62958 | 0.47512 | 3 | 29 | 13 | 0.00043185 | 0.00032575
3 | 30 | 14 | 273 | 344 | 15 | 0.5 | 0.13 | 598.739 | 35.869 | 562.249 | 537.57 | 0.53757 | 0.45342 | 3 | 29 | 14 | 0.00036874 | 0.00031087
3 | 30 | 15 | 186 | 287 | 14 | 0.4 | 0.13 | 426.479 | 29.333 | 411.373 | 392.04 | 0.39204 | 0.20762 | 3 | 29 | 15 | 0.00026891 | 0.00014235
3 | 30 | 16 | 234 | 196 | 12 | 0.2 | 0.13 | 327.065 | 24.552 | 323.895 | 307.661 | 0.30766 | 0.037646 | 3 | 29 | 16 | 0.00021103 | 2.5811e-05
3 | 30 | 17 | 138 | 111 | 10 | 0.2 | 0.13 | 152.644 | 15.818 | 149.036 | 138.999 | 0.139 | 0.003007 | 3 | 29 | 17 | 9.5344e-05 | 2.0617e-06
3 | 30 | 18 | 26 | 30 | 8 | 0.4 | 0.13 | 29.976 | 9.029 | 24.383 | 18.763 | 0.018763 | 0 | 3 | 29 | 18 | 1.287e-05 | 0
3 | 30 | 19 | 0 | 0 | 8 | 0.4 | 0.13 | 0 | 8 | 0 | 0 | 0 | 0 | 3 | 29 | 19 | 0 | 0
3 | 30 | 20 | 0 | 0 | 7 | 0.3 | 0.13 | 0 | 7 | 0 | 0 | 0 | 0 | 3 | 29 | 20 | 0 | 0
3 | 30 | 21 | 0 | 0 | 7 | 0.3 | 0.13 | 0 | 7 | 0 | 0 | 0 | 0 | 3 | 29 | 21 | 0 | 0
3 | 30 | 22 | 0 | 0 | 7 | 0.3 | 0.13 | 0 | 7 | 0 | 0 | 0 | 0 | 3 | 29 | 22 | 0 | 0
3 | 30 | 23 | 0 | 0 | 6 | 0.3 | 0.13 | 0 | 6 | 0 | 0 | 0 | 0 | 3 | 29 | 23 | 0 | 0
3 | 31 | 0 | 0 | 0 | 5 | 0.3 | 0.13 | 0 | 5 | 0 | 0 | 0 | 0 | 3 | 30 | 0 | 0 | 0
3 | 31 | 1 | 0 | 0 | 5 | 0.3 | 0.13 | 0 | 5 | 0 | 0 | 0 | 0 | 3 | 30 | 1 | 0 | 0
3 | 31 | 2 | 0 | 0 | 4 | 0.3 | 0.13 | 0 | 4 | 0 | 0 | 0 | 0 | 3 | 30 | 2 | 0 | 0
3 | 31 | 3 | 0 | 0 | 4 | 0.3 | 0.13 | 0 | 4 | 0 | 0 | 0 | 0 | 3 | 30 | 3 | 0 | 0
3 | 31 | 4 | 0 | 0 | 4 | 0.3 | 0.13 | 0 | 4 | 0 | 0 | 0 | 0 | 3 | 30 | 4 | 0 | 0
3 | 31 | 5 | 0 | 0 | 4 | 0.3 | 0.13 | 0 | 4 | 0 | 0 | 0 | 0 | 3 | 30 | 5 | 0 | 0
3 | 31 | 6 | 0 | 0 | 4 | 0.3 | 0.13 | 0 | 0 | 0 | 0 | 0 | 0 | 3 | 30 | 6 | 0 | 0
3 | 31 | 7 | 0 | 67 | 5 | 0.4 | 0.13 | 62.545 | 7.251 | 62.121 | 55.163 | 0.055163 | 0.13341 | 3 | 30 | 7 | 3.7838e-05 | 9.1466e-05
3 | 31 | 8 | 17 | 148 | 6 | 0.4 | 0.13 | 147.577 | 11.317 | 149.448 | 139.397 | 0.1394 | 0.38724 | 3 | 30 | 8 | 9.5617e-05 | 0.0002655
3 | 31 | 9 | 28 | 223 | 7 | 0.4 | 0.13 | 230.897 | 15.296 | 231.112 | 218.167 | 0.21817 | 0.5571 | 3 | 30 | 9 | 0.00014965 | 0.00038196
3 | 31 | 10 | 35 | 283 | 8 | 0.4 | 0.13 | 308.281 | 19.049 | 303.761 | 288.242 | 0.28824 | 0.63651 | 3 | 30 | 10 | 0.00019771 | 0.00043641
3 | 31 | 11 | 68 | 362 | 9 | 0.5 | 0.13 | 425.183 | 23.78 | 412.585 | 393.209 | 0.39321 | 0.62668 | 3 | 30 | 11 | 0.00026971 | 0.00042966
3 | 31 | 12 | 100 | 401 | 10 | 0.5 | 0.13 | 500.735 | 27.402 | 479.962 | 458.199 | 0.4582 | 0.66119 | 3 | 30 | 12 | 0.00031429 | 0.00045332
3 | 31 | 13 | 152 | 401 | 11 | 0.3 | 0.13 | 558.794 | 31.633 | 528.99 | 505.49 | 0.50549 | 0.62958 | 3 | 30 | 13 | 0.00034673 | 0.00043165
3 | 31 | 14 | 243 | 352 | 12 | 0.1 | 0.13 | 571.737 | 34.543 | 538.996 | 515.141 | 0.51514 | 0.53757 | 3 | 30 | 14 | 0.00035335 | 0.00036857
3 | 31 | 15 | 293 | 274 | 13 | 0.1 | 0.13 | 498.023 | 32.687 | 476.609 | 454.964 | 0.45496 | 0.39204 | 3 | 30 | 15 | 0.00031207 | 0.00026879
3 | 31 | 16 | 374 | 175 | 12 | 0.2 | 0.13 | 381.336 | 26.649 | 377.227 | 359.104 | 0.3591 | 0.30766 | 3 | 30 | 16 | 0.00024632 | 0.00021094
3 | 31 | 17 | 317 | 112 | 11 | 0.4 | 0.13 | 213.119 | 18.607 | 205.037 | 193.016 | 0.19302 | 0.139 | 3 | 30 | 17 | 0.0001324 | 9.53e-05
3 | 31 | 18 | 156 | 35 | 8 | 0.8 | 0.13 | 45.764 | 9.347 | 33.685 | 27.735 | 0.027735 | 0.018763 | 3 | 30 | 18 | 1.9024e-05 | 1.2864e-05
3 | 31 | 19 | 0 | 0 | 14 | 0.8 | 0.12 | 0 | 14 | 0 | 0 | 0 | 0 | 3 | 30 | 19 | 0 | 0
3 | 31 | 20 | 0 | 0 | 14 | 0.8 | 0.12 | 0 | 14 | 0 | 0 | 0 | 0 | 3 | 30 | 20 | 0 | 0
3 | 31 | 21 | 0 | 0 | 14 | 0.8 | 0.12 | 0 | 14 | 0 | 0 | 0 | 0 | 3 | 30 | 21 | 0 | 0
3 | 31 | 22 | 0 | 0 | 14 | 0.9 | 0.12 | 0 | 14 | 0 | 0 | 0 | 0 | 3 | 30 | 22 | 0 | 0
3 | 31 | 23 | 0 | 0 | 13 | 0.9 | 0.12 | 0 | 13 | 0 | 0 | 0 | 0 | 3 | 30 | 23 | 0 | 0
4 | 1 | 0 | 0 | 0 | 13 | 0.9 | 0.12 | 0 | 13 | 0 | 0 | 0 | 0 | 3 | 31 | 0 | 0 | 0
4 | 1 | 1 | 0 | 0 | 13 | 1 | 0.12 | 0 | 13 | 0 | 0 | 0 | 0 | 3 | 31 | 1 | 0 | 0
4 | 1 | 2 | 0 | 0 | 13 | 1.1 | 0.12 | 0 | 13 | 0 | 0 | 0 | 0 | 3 | 31 | 2 | 0 | 0
4 | 1 | 3 | 0 | 0 | 13 | 1.2 | 0.12 | 0 | 13 | 0 | 0 | 0 | 0 | 3 | 31 | 3 | 0 | 0
4 | 1 | 4 | 0 | 0 | 13 | 1.3 | 0.12 | 0 | 13 | 0 | 0 | 0 | 0 | 3 | 31 | 4 | 0 | 0
4 | 1 | 5 | 0 | 0 | 13 | 1.2 | 0.12 | 0 | 13 | 0 | 0 | 0 | 0 | 3 | 31 | 5 | 0 | 0
4 | 1 | 6 | 0 | 0 | 13 | 1 | 0.12 | 0 | 0 | 0 | 0 | 0 | 0 | 3 | 31 | 6 | 0 | 0
4 | 1 | 7 | 31 | 77 | 14 | 0.9 | 0.12 | 79.986 | 16.493 | 75.988 | 68.539 | 0.068539 | 0.055163 | 3 | 31 | 7 | 4.7013e-05 | 3.7821e-05
4 | 1 | 8 | 0 | 89 | 15 | 1.1 | 0.12 | 82.937 | 17.47 | 80.168 | 72.571 | 0.072571 | 0.1394 | 3 | 31 | 8 | 4.9779e-05 | 9.5573e-05
4 | 1 | 9 | 0 | 63 | 14 | 1.2 | 0.12 | 58.543 | 15.696 | 55.517 | 48.794 | 0.048794 | 0.21817 | 3 | 31 | 9 | 3.3469e-05 | 0.00014958
4 | 1 | 10 | 18 | 253 | 14 | 1.3 | 0.12 | 255.978 | 21.225 | 248.585 | 235.02 | 0.23502 | 0.28824 | 3 | 31 | 10 | 0.00016121 | 0.00019762
4 | 1 | 11 | 356 | 359 | 14 | 1.3 | 0.12 | 708.913 | 34.041 | 670.093 | 641.593 | 0.64159 | 0.39321 | 3 | 31 | 11 | 0.00044009 | 0.00026959
4 | 1 | 12 | 18 | 290 | 13 | 1.4 | 0.12 | 295.017 | 21.118 | 285.516 | 270.643 | 0.27064 | 0.4582 | 3 | 31 | 12 | 0.00018564 | 0.00031415
4 | 1 | 13 | 20 | 296 | 12 | 1.4 | 0.12 | 302.548 | 20.328 | 294.194 | 279.013 | 0.27901 | 0.50549 | 3 | 31 | 13 | 0.00019138 | 0.00034657
4 | 1 | 14 | 256 | 360 | 10 | 1.3 | 0.12 | 600.387 | 26.974 | 583.08 | 557.663 | 0.55766 | 0.51514 | 3 | 31 | 14 | 0.00038252 | 0.00035319
4 | 1 | 15 | 4 | 182 | 9 | 1.2 | 0.12 | 174.733 | 14.057 | 173.167 | 162.275 | 0.16228 | 0.45496 | 3 | 31 | 15 | 0.00011131 | 0.00031193
4 | 1 | 16 | 174 | 205 | 8 | 1.1 | 0.12 | 298.615 | 16.903 | 303.163 | 287.665 | 0.28767 | 0.3591 | 3 | 31 | 16 | 0.00019732 | 0.00024621
4 | 1 | 17 | 0 | 17 | 7 | 0.9 | 0.12 | 15.742 | 7.494 | 14.854 | 9.571 | 0.009571 | 0.19302 | 3 | 31 | 17 | 6.565e-06 | 0.00013234
4 | 1 | 18 | 0 | 30 | 5 | 0.7 | 0.12 | 27.755 | 5.894 | 24.487 | 18.863 | 0.018863 | 0.027735 | 3 | 31 | 18 | 1.2939e-05 | 1.9016e-05
4 | 1 | 19 | 0 | 0 | 5 | 0.6 | 0.12 | 0 | 5 | 0 | 0 | 0 | 0 | 3 | 31 | 19 | 0 | 0
4 | 1 | 20 | 0 | 0 | 4 | 0.5 | 0.12 | 0 | 4 | 0 | 0 | 0 | 0 | 3 | 31 | 20 | 0 | 0
4 | 1 | 21 | 0 | 0 | 3 | 0.5 | 0.12 | 0 | 3 | 0 | 0 | 0 | 0 | 3 | 31 | 21 | 0 | 0
4 | 1 | 22 | 0 | 0 | 3 | 0.4 | 0.12 | 0 | 3 | 0 | 0 | 0 | 0 | 3 | 31 | 22 | 0 | 0
4 | 1 | 23 | 0 | 0 | 2 | 0.4 | 0.12 | 0 | 2 | 0 | 0 | 0 | 0 | 3 | 31 | 23 | 0 | 0
4 | 2 | 0 | 0 | 0 | 1 | 0.4 | 0.12 | 0 | 1 | 0 | 0 | 0 | 0 | 4 | 1 | 0 | 0 | 0
4 | 2 | 1 | 0 | 0 | 0 | 0.3 | 0.12 | 0 | 0 | 0 | 0 | 0 | 0 | 4 | 1 | 1 | 0 | 0
4 | 2 | 2 | 0 | 0 | 0 | 0.3 | 0.12 | 0 | 0 | 0 | 0 | 0 | 0 | 4 | 1 | 2 | 0 | 0
4 | 2 | 3 | 0 | 0 | 0 | 0.3 | 0.12 | 0 | 0 | 0 | 0 | 0 | 0 | 4 | 1 | 3 | 0 | 0
4 | 2 | 4 | 0 | 0 | 0 | 0.3 | 0.12 | 0 | 0 | 0 | 0 | 0 | 0 | 4 | 1 | 4 | 0 | 0
4 | 2 | 5 | 0 | 0 | -1 | 0.3 | 0.12 | 0 | -1 | 0 | 0 | 0 | 0 | 4 | 1 | 5 | 0 | 0
4 | 2 | 6 | 24 | 10 | 0 | 0.4 | 0.12 | 9.513 | 0.296 | 5.904 | 0.939 | 0.000939 | 0 | 4 | 1 | 6 | 6.4409e-07 | 0
4 | 2 | 7 | 476 | 70 | 1 | 0.6 | 0.12 | 181.372 | 6.954 | 166.342 | 155.691 | 0.15569 | 0.068539 | 4 | 1 | 7 | 0.00010679 | 4.6992e-05
4 | 2 | 8 | 694 | 101 | 4 | 0.7 | 0.12 | 429.575 | 18.225 | 438.395 | 418.104 | 0.4181 | 0.072571 | 4 | 1 | 8 | 0.00028679 | 4.9756e-05
4 | 2 | 9 | 799 | 120 | 5 | 0.7 | 0.12 | 664.67 | 27.024 | 660.451 | 632.292 | 0.63229 | 0.048794 | 4 | 1 | 9 | 0.00043371 | 3.3454e-05
4 | 2 | 10 | 858 | 133 | 7 | 0.7 | 0.12 | 856.136 | 35.304 | 816.261 | 782.581 | 0.78258 | 0.23502 | 4 | 1 | 10 | 0.0005368 | 0.00016113
4 | 2 | 11 | 887 | 141 | 8 | 0.6 | 0.12 | 984.255 | 41.412 | 909.598 | 872.611 | 0.87261 | 0.64159 | 4 | 1 | 11 | 0.00059855 | 0.00043989
4 | 2 | 12 | 900 | 143 | 9 | 0.6 | 0.12 | 1039.271 | 44.261 | 946.598 | 908.3 | 0.9083 | 0.27064 | 4 | 1 | 12 | 0.00062303 | 0.00018556
4 | 2 | 13 | 901 | 138 | 10 | 0.6 | 0.12 | 1009.356 | 44.256 | 920.956 | 883.567 | 0.88357 | 0.27901 | 4 | 1 | 13 | 0.00060607 | 0.0001913
4 | 2 | 14 | 880 | 131 | 11 | 0.6 | 0.12 | 914.625 | 42.073 | 846.422 | 811.674 | 0.81167 | 0.55766 | 4 | 1 | 14 | 0.00055675 | 0.00038234
4 | 2 | 15 | 834 | 120 | 10 | 0.6 | 0.12 | 743.498 | 35.308 | 713.037 | 683.015 | 0.68302 | 0.16228 | 4 | 1 | 15 | 0.0004685 | 0.00011126
4 | 2 | 16 | 750 | 105 | 9 | 0.5 | 0.12 | 522.883 | 27.366 | 521.647 | 498.407 | 0.49841 | 0.28767 | 4 | 1 | 16 | 0.00034187 | 0.00019723
4 | 2 | 17 | 581 | 82 | 7 | 0.4 | 0.12 | 272.872 | 16.697 | 262.226 | 248.178 | 0.24818 | 0.009571 | 4 | 1 | 17 | 0.00017023 | 6.5621e-06
4 | 2 | 18 | 209 | 39 | 5 | 0.3 | 0.12 | 53.726 | 6.822 | 40.024 | 33.85 | 0.03385 | 0.018863 | 4 | 1 | 18 | 2.3219e-05 | 1.2933e-05
4 | 2 | 19 | 0 | 0 | 5 | 0.4 | 0.12 | 0 | 5 | 0 | 0 | 0 | 0 | 4 | 1 | 19 | 0 | 0
4 | 2 | 20 | 0 | 0 | 4 | 0.4 | 0.12 | 0 | 4 | 0 | 0 | 0 | 0 | 4 | 1 | 20 | 0 | 0
4 | 2 | 21 | 0 | 0 | 4 | 0.4 | 0.12 | 0 | 4 | 0 | 0 | 0 | 0 | 4 | 1 | 21 | 0 | 0
4 | 2 | 22 | 0 | 0 | 3 | 0.5 | 0.12 | 0 | 3 | 0 | 0 | 0 | 0 | 4 | 1 | 22 | 0 | 0
4 | 2 | 23 | 0 | 0 | 2 | 0.5 | 0.12 | 0 | 2 | 0 | 0 | 0 | 0 | 4 | 1 | 23 | 0 | 0
4 | 3 | 0 | 0 | 0 | 2 | 0.4 | 0.12 | 0 | 2 | 0 | 0 | 0 | 0 | 4 | 2 | 0 | 0 | 0
4 | 3 | 1 | 0 | 0 | 2 | 0.4 | 0.12 | 0 | 2 | 0 | 0 | 0 | 0 | 4 | 2 | 1 | 0 | 0
4 | 3 | 2 | 0 | 0 | 2 | 0.4 | 0.12 | 0 | 2 | 0 | 0 | 0 | 0 | 4 | 2 | 2 | 0 | 0
4 | 3 | 3 | 0 | 0 | 2 | 0.4 | 0.12 | 0 | 2 | 0 | 0 | 0 | 0 | 4 | 2 | 3 | 0 | 0
4 | 3 | 4 | 0 | 0 | 2 | 0.3 | 0.12 | 0 | 2 | 0 | 0 | 0 | 0 | 4 | 2 | 4 | 0 | 0
4 | 3 | 5 | 0 | 0 | 2 | 0.3 | 0.12 | 0 | 2 | 0 | 0 | 0 | 0 | 4 | 2 | 5 | 0 | 0
4 | 3 | 6 | 0 | 3 | 2 | 0.3 | 0.12 | 2.854 | 2.091 | 1.662 | 0 | 0 | 0.000939 | 4 | 2 | 6 | 0 | 6.438e-07
4 | 3 | 7 | 0 | 59 | 3 | 0.4 | 0.12 | 54.872 | 4.976 | 54.869 | 48.168 | 0.048168 | 0.15569 | 4 | 2 | 7 | 3.304e-05 | 0.00010674
4 | 3 | 8 | 82 | 171 | 5 | 0.4 | 0.12 | 203.265 | 12.325 | 207.29 | 195.189 | 0.19519 | 0.4181 | 4 | 2 | 8 | 0.00013389 | 0.00028666
4 | 3 | 9 | 54 | 245 | 7 | 0.4 | 0.12 | 275.792 | 16.91 | 275.811 | 261.282 | 0.26128 | 0.63229 | 4 | 2 | 9 | 0.00017922 | 0.00043351
4 | 3 | 10 | 0 | 134 | 9 | 0.5 | 0.12 | 125.479 | 13.363 | 122.524 | 113.427 | 0.11343 | 0.78258 | 4 | 2 | 10 | 7.7803e-05 | 0.00053655
4 | 3 | 11 | 7 | 203 | 11 | 0.5 | 0.12 | 198.476 | 17.892 | 192.468 | 180.892 | 0.18089 | 0.87261 | 4 | 2 | 11 | 0.00012408 | 0.00059828
4 | 3 | 12 | 0 | 141 | 12 | 0.6 | 0.12 | 132.322 | 16.461 | 126.886 | 117.634 | 0.11763 | 0.9083 | 4 | 2 | 12 | 8.0689e-05 | 0.00062275
4 | 3 | 13 | 8 | 210 | 13 | 0.7 | 0.12 | 206.414 | 19.772 | 198.73 | 186.932 | 0.18693 | 0.88357 | 4 | 2 | 13 | 0.00012822 | 0.00060579
4 | 3 | 14 | 8 | 211 | 12 | 0.6 | 0.12 | 206.697 | 18.981 | 200.451 | 188.592 | 0.18859 | 0.81167 | 4 | 2 | 14 | 0.00012936 | 0.0005565
4 | 3 | 15 | 0 | 135 | 12 | 0.5 | 0.12 | 126.436 | 16.402 | 122.66 | 113.558 | 0.11356 | 0.68302 | 4 | 2 | 15 | 7.7893e-05 | 0.00046829
4 | 3 | 16 | 0 | 29 | 11 | 0.5 | 0.12 | 26.9 | 11.94 | 25.248 | 19.597 | 0.019597 | 0.49841 | 4 | 2 | 16 | 1.3442e-05 | 0.00034172
4 | 3 | 17 | 0 | 14 | 11 | 0.4 | 0.12 | 12.962 | 11.467 | 11.904 | 6.726 | 0.006726 | 0.24818 | 4 | 2 | 17 | 4.6136e-06 | 0.00017016
4 | 3 | 18 | 0 | 3 | 11 | 0.4 | 0.12 | 2.772 | 11.098 | 2.185 | 0 | 0 | 0.03385 | 4 | 2 | 18 | 0 | 2.3208e-05
4 | 3 | 19 | 0 | 0 | 11 | 0.5 | 0.12 | 0 | 11 | 0 | 0 | 0 | 0 | 4 | 2 | 19 | 0 | 0
4 | 3 | 20 | 0 | 0 | 11 | 0.6 | 0.12 | 0 | 11 | 0 | 0 | 0 | 0 | 4 | 2 | 20 | 0 | 0
4 | 3 | 21 | 0 | 0 | 12 | 0.7 | 0.12 | 0 | 12 | 0 | 0 | 0 | 0 | 4 | 2 | 21 | 0 | 0
4 | 3 | 22 | 0 | 0 | 12 | 0.6 | 0.12 | 0 | 12 | 0 | 0 | 0 | 0 | 4 | 2 | 22 | 0 | 0
4 | 3 | 23 | 0 | 0 | 12 | 0.7 | 0.12 | 0 | 12 | 0 | 0 | 0 | 0 | 4 | 2 | 23 | 0 | 0
4 | 4 | 0 | 0 | 0 | 12 | 0.8 | 0.12 | 0 | 12 | 0 | 0 | 0 | 0 | 4 | 3 | 0 | 0 | 0
4 | 4 | 1 | 0 | 0 | 11 | 0.7 | 0.12 | 0 | 11 | 0 | 0 | 0 | 0 | 4 | 3 | 1 | 0 | 0
4 | 4 | 2 | 0 | 0 | 11 | 0.6 | 0.12 | 0 | 11 | 0 | 0 | 0 | 0 | 4 | 3 | 2 | 0 | 0
4 | 4 | 3 | 0 | 0 | 10 | 0.4 | 0.12 | 0 | 10 | 0 | 0 | 0 | 0 | 4 | 3 | 3 | 0 | 0
4 | 4 | 4 | 0 | 0 | 9 | 0.3 | 0.12 | 0 | 9 | 0 | 0 | 0 | 0 | 4 | 3 | 4 | 0 | 0
4 | 4 | 5 | 0 | 0 | 9 | 0.3 | 0.12 | 0 | 9 | 0 | 0 | 0 | 0 | 4 | 3 | 5 | 0 | 0
4 | 4 | 6 | 0 | 1 | 10 | 0.3 | 0.12 | 0.951 | 10.03 | 0 | 0 | 0 | 0 | 4 | 3 | 6 | 0 | 0
4 | 4 | 7 | 0 | 16 | 11 | 0.4 | 0.12 | 14.812 | 11.533 | 13.625 | 8.385 | 0.008385 | 0.048168 | 4 | 3 | 7 | 5.7515e-06 | 3.3025e-05
4 | 4 | 8 | 0 | 96 | 12 | 0.6 | 0.12 | 89.527 | 15.042 | 87.594 | 79.734 | 0.079734 | 0.19519 | 4 | 3 | 8 | 5.4692e-05 | 0.00013383
4 | 4 | 9 | 0 | 127 | 13 | 0.5 | 0.12 | 118.817 | 17.141 | 115.082 | 106.248 | 0.10625 | 0.26128 | 4 | 3 | 9 | 7.2879e-05 | 0.00017914
4 | 4 | 10 | 0 | 77 | 14 | 0.5 | 0.12 | 71.657 | 16.491 | 67.589 | 60.438 | 0.060438 | 0.11343 | 4 | 3 | 10 | 4.1456e-05 | 7.7768e-05
4 | 4 | 11 | 6 | 193 | 14 | 0.5 | 0.12 | 187.828 | 20.522 | 179.88 | 168.75 | 0.16875 | 0.18089 | 4 | 3 | 11 | 0.00011575 | 0.00012402
4 | 4 | 12 | 7 | 198 | 14 | 0.7 | 0.12 | 193.965 | 20.361 | 185.707 | 174.37 | 0.17437 | 0.11763 | 4 | 3 | 12 | 0.00011961 | 8.0652e-05
4 | 4 | 13 | 5 | 178 | 14 | 0.8 | 0.12 | 172.553 | 19.509 | 165.247 | 154.636 | 0.15464 | 0.18693 | 4 | 3 | 13 | 0.00010607 | 0.00012816
4 | 4 | 14 | 3 | 169 | 13 | 0.8 | 0.12 | 161.642 | 18.166 | 155.883 | 145.603 | 0.1456 | 0.18859 | 4 | 3 | 14 | 9.9874e-05 | 0.0001293
4 | 4 | 15 | 9 | 206 | 11 | 0.8 | 0.12 | 201.572 | 17.457 | 197.99 | 186.218 | 0.18622 | 0.11356 | 4 | 3 | 15 | 0.00012773 | 7.7858e-05
4 | 4 | 16 | 0 | 95 | 10 | 0.8 | 0.12 | 88.484 | 12.842 | 86.911 | 79.075 | 0.079075 | 0.019597 | 4 | 3 | 16 | 5.424e-05 | 1.3436e-05
4 | 4 | 17 | 4 | 104 | 8 | 0.7 | 0.12 | 98.674 | 11.264 | 98.757 | 90.502 | 0.090502 | 0.006726 | 4 | 3 | 17 | 6.2078e-05 | 4.6115e-06
4 | 4 | 18 | 0 | 9 | 8 | 0.5 | 0.12 | 8.325 | 8.286 | 7.075 | 2.068 | 0.002068 | 0 | 4 | 3 | 18 | 1.4185e-06 | 0
4 | 4 | 19 | 0 | 0 | 7 | 0.5 | 0.12 | 0 | 7 | 0 | 0 | 0 | 0 | 4 | 3 | 19 | 0 | 0
4 | 4 | 20 | 0 | 0 | 6 | 0.5 | 0.12 | 0 | 6 | 0 | 0 | 0 | 0 | 4 | 3 | 20 | 0 | 0
4 | 4 | 21 | 0 | 0 | 6 | 0.4 | 0.12 | 0 | 6 | 0 | 0 | 0 | 0 | 4 | 3 | 21 | 0 | 0
4 | 4 | 22 | 0 | 0 | 6 | 0.3 | 0.12 | 0 | 6 | 0 | 0 | 0 | 0 | 4 | 3 | 22 | 0 | 0
4 | 4 | 23 | 0 | 0 | 6 | 0.3 | 0.12 | 0 | 6 | 0 | 0 | 0 | 0 | 4 | 3 | 23 | 0 | 0
4 | 5 | 0 | 0 | 0 | 5 | 0.4 | 0.12 | 0 | 5 | 0 | 0 | 0 | 0 | 4 | 4 | 0 | 0 | 0
4 | 5 | 1 | 0 | 0 | 5 | 0.3 | 0.12 | 0 | 5 | 0 | 0 | 0 | 0 | 4 | 4 | 1 | 0 | 0
4 | 5 | 2 | 0 | 0 | 4 | 0.3 | 0.12 | 0 | 4 | 0 | 0 | 0 | 0 | 4 | 4 | 2 | 0 | 0
4 | 5 | 3 | 0 | 0 | 4 | 0.3 | 0.12 | 0 | 4 | 0 | 0 | 0 | 0 | 4 | 4 | 3 | 0 | 0
4 | 5 | 4 | 0 | 0 | 4 | 0.3 | 0.12 | 0 | 4 | 0 | 0 | 0 | 0 | 4 | 4 | 4 | 0 | 0
4 | 5 | 5 | 0 | 0 | 4 | 0.3 | 0.12 | 0 | 4 | 0 | 0 | 0 | 0 | 4 | 4 | 5 | 0 | 0
4 | 5 | 6 | 0 | 5 | 4 | 0.3 | 0.12 | 4.756 | 4.152 | 2.807 | 0 | 0 | 0 | 4 | 4 | 6 | 0 | 0
4 | 5 | 7 | 136 | 88 | 5 | 0.4 | 0.12 | 117.127 | 9.163 | 112.907 | 104.15 | 0.10415 | 0.008385 | 4 | 4 | 7 | 7.144e-05 | 5.7489e-06
4 | 5 | 8 | 497 | 128 | 7 | 0.5 | 0.12 | 367.193 | 19.866 | 371.435 | 353.517 | 0.35352 | 0.079734 | 4 | 4 | 8 | 0.00024249 | 5.4667e-05
4 | 5 | 9 | 516 | 193 | 9 | 0.6 | 0.12 | 551.711 | 27.77 | 543.133 | 519.132 | 0.51913 | 0.10625 | 4 | 4 | 9 | 0.00035609 | 7.2846e-05
4 | 5 | 10 | 358 | 313 | 11 | 0.7 | 0.12 | 623.02 | 31.541 | 597.196 | 571.279 | 0.57128 | 0.060438 | 4 | 4 | 10 | 0.00039186 | 4.1437e-05
4 | 5 | 11 | 246 | 393 | 12 | 0.8 | 0.12 | 633.031 | 32.267 | 600.13 | 574.108 | 0.57411 | 0.16875 | 4 | 4 | 11 | 0.0003938 | 0.0001157
4 | 5 | 12 | 573 | 304 | 12 | 0.7 | 0.12 | 892.405 | 41.396 | 819.352 | 785.563 | 0.78556 | 0.17437 | 4 | 4 | 12 | 0.00053884 | 0.00011955
4 | 5 | 13 | 541 | 305 | 12 | 0.6 | 0.12 | 849.699 | 40.783 | 782.815 | 750.32 | 0.75032 | 0.15464 | 4 | 4 | 13 | 0.00051467 | 0.00010602
4 | 5 | 14 | 382 | 327 | 11 | 0.6 | 0.12 | 675.465 | 33.887 | 640.601 | 613.146 | 0.61315 | 0.1456 | 4 | 4 | 14 | 0.00042058 | 9.9828e-05
4 | 5 | 15 | 303 | 281 | 11 | 0.5 | 0.12 | 512.018 | 28.883 | 497.078 | 474.708 | 0.47471 | 0.18622 | 4 | 4 | 15 | 0.00032562 | 0.00012767
4 | 5 | 16 | 343 | 189 | 10 | 0.4 | 0.12 | 378.811 | 23.674 | 378.234 | 360.075 | 0.36007 | 0.079075 | 4 | 4 | 16 | 0.00024699 | 5.4215e-05
4 | 5 | 17 | 355 | 101 | 9 | 0.2 | 0.12 | 217.633 | 17.258 | 210.202 | 197.997 | 0.198 | 0.090502 | 4 | 4 | 17 | 0.00013581 | 6.205e-05
4 | 5 | 18 | 0 | 20 | 8 | 0.2 | 0.12 | 18.533 | 8.698 | 16.408 | 11.071 | 0.011071 | 0.002068 | 4 | 4 | 18 | 7.5939e-06 | 1.4179e-06
4 | 5 | 19 | 0 | 0 | 6 | 0.3 | 0.13 | 0 | 6 | 0 | 0 | 0 | 0 | 4 | 4 | 19 | 0 | 0
4 | 5 | 20 | 0 | 0 | 5 | 0.3 | 0.13 | 0 | 5 | 0 | 0 | 0 | 0 | 4 | 4 | 20 | 0 | 0
4 | 5 | 21 | 0 | 0 | 4 | 0.3 | 0.13 | 0 | 4 | 0 | 0 | 0 | 0 | 4 | 4 | 21 | 0 | 0
4 | 5 | 22 | 0 | 0 | 4 | 0.3 | 0.13 | 0 | 4 | 0 | 0 | 0 | 0 | 4 | 4 | 22 | 0 | 0
4 | 5 | 23 | 0 | 0 | 3 | 0.3 | 0.13 | 0 | 3 | 0 | 0 | 0 | 0 | 4 | 4 | 23 | 0 | 0
4 | 6 | 0 | 0 | 0 | 3 | 0.3 | 0.13 | 0 | 3 | 0 | 0 | 0 | 0 | 4 | 5 | 0 | 0 | 0
4 | 6 | 1 | 0 | 0 | 2 | 0.3 | 0.13 | 0 | 2 | 0 | 0 | 0 | 0 | 4 | 5 | 1 | 0 | 0
4 | 6 | 2 | 0 | 0 | 2 | 0.3 | 0.13 | 0 | 2 | 0 | 0 | 0 | 0 | 4 | 5 | 2 | 0 | 0
4 | 6 | 3 | 0 | 0 | 1 | 0.3 | 0.13 | 0 | 1 | 0 | 0 | 0 | 0 | 4 | 5 | 3 | 0 | 0
4 | 6 | 4 | 0 | 0 | 1 | 0.3 | 0.13 | 0 | 1 | 0 | 0 | 0 | 0 | 4 | 5 | 4 | 0 | 0
4 | 6 | 5 | 0 | 0 | 1 | 0.2 | 0.13 | 0 | 1 | 0 | 0 | 0 | 0 | 4 | 5 | 5 | 0 | 0
4 | 6 | 6 | 39 | 16 | 3 | 0.3 | 0.13 | 13.264 | 3.424 | 8.208 | 3.161 | 0.003161 | 0 | 4 | 5 | 6 | 2.1682e-06 | 0
4 | 6 | 7 | 436 | 83 | 6 | 0.3 | 0.13 | 188.619 | 12.813 | 173.397 | 162.496 | 0.1625 | 0.10415 | 4 | 5 | 7 | 0.00011146 | 7.1407e-05
4 | 6 | 8 | 662 | 113 | 10 | 0.3 | 0.13 | 434.053 | 26.153 | 430.58 | 410.567 | 0.41057 | 0.35352 | 4 | 5 | 8 | 0.00028162 | 0.00024238
4 | 6 | 9 | 772 | 133 | 13 | 0.3 | 0.13 | 667.695 | 37.842 | 634.931 | 607.677 | 0.60768 | 0.51913 | 4 | 5 | 9 | 0.00041682 | 0.00035593
4 | 6 | 10 | 561 | 240 | 15 | 0.4 | 0.13 | 725.816 | 41.108 | 672.856 | 644.257 | 0.64426 | 0.57128 | 4 | 5 | 10 | 0.00044192 | 0.00039168
4 | 6 | 11 | 516 | 303 | 16 | 0.4 | 0.13 | 811.692 | 45.145 | 735.219 | 704.411 | 0.70441 | 0.57411 | 4 | 5 | 11 | 0.00048318 | 0.00039362
4 | 6 | 12 | 337 | 395 | 17 | 0.5 | 0.13 | 746.974 | 42.998 | 678.635 | 649.832 | 0.64983 | 0.78556 | 4 | 5 | 12 | 0.00044574 | 0.0005386
4 | 6 | 13 | 526 | 316 | 18 | 0.5 | 0.13 | 847.104 | 47.524 | 758.806 | 727.162 | 0.72716 | 0.75032 | 4 | 5 | 13 | 0.00049878 | 0.00051443
4 | 6 | 14 | 850 | 143 | 19 | 0.5 | 0.13 | 903.858 | 50.589 | 806.798 | 773.454 | 0.77345 | 0.61315 | 4 | 5 | 14 | 0.00053054 | 0.00042038
4 | 6 | 15 | 806 | 130 | 18 | 0.5 | 0.13 | 735.449 | 43.753 | 680.968 | 652.082 | 0.65208 | 0.47471 | 4 | 5 | 15 | 0.00044728 | 0.00032547
4 | 6 | 16 | 722 | 113 | 17 | 0.4 | 0.13 | 517.44 | 35.712 | 498.845 | 476.413 | 0.47641 | 0.36007 | 4 | 5 | 16 | 0.00032679 | 0.00024687
4 | 6 | 17 | 568 | 86 | 15 | 0.3 | 0.13 | 273.843 | 25.04 | 255.52 | 241.709 | 0.24171 | 0.198 | 4 | 5 | 17 | 0.0001658 | 0.00013575
4 | 6 | 18 | 240 | 41 | 12 | 0.4 | 0.13 | 58.413 | 13.929 | 42.83 | 36.556 | 0.036556 | 0.011071 | 4 | 5 | 18 | 2.5075e-05 | 7.5905e-06
4 | 6 | 19 | 0 | 0 | 11 | 0.8 | 0.13 | 0 | 11 | 0 | 0 | 0 | 0 | 4 | 5 | 19 | 0 | 0
4 | 6 | 20 | 0 | 0 | 11 | 0.9 | 0.13 | 0 | 11 | 0 | 0 | 0 | 0 | 4 | 5 | 20 | 0 | 0
4 | 6 | 21 | 0 | 0 | 10 | 1 | 0.13 | 0 | 10 | 0 | 0 | 0 | 0 | 4 | 5 | 21 | 0 | 0
4 | 6 | 22 | 0 | 0 | 9 | 0.8 | 0.13 | 0 | 9 | 0 | 0 | 0 | 0 | 4 | 5 | 22 | 0 | 0
4 | 6 | 23 | 0 | 0 | 8 | 0.4 | 0.13 | 0 | 8 | 0 | 0 | 0 | 0 | 4 | 5 | 23 | 0 | 0
4 | 7 | 0 | 0 | 0 | 7 | 0.3 | 0.13 | 0 | 7 | 0 | 0 | 0 | 0 | 4 | 6 | 0 | 0 | 0
4 | 7 | 1 | 0 | 0 | 7 | 0.3 | 0.13 | 0 | 7 | 0 | 0 | 0 | 0 | 4 | 6 | 1 | 0 | 0
4 | 7 | 2 | 0 | 0 | 6 | 0.3 | 0.13 | 0 | 6 | 0 | 0 | 0 | 0 | 4 | 6 | 2 | 0 | 0
4 | 7 | 3 | 0 | 0 | 6 | 0.3 | 0.13 | 0 | 6 | 0 | 0 | 0 | 0 | 4 | 6 | 3 | 0 | 0
4 | 7 | 4 | 0 | 0 | 5 | 0.3 | 0.13 | 0 | 5 | 0 | 0 | 0 | 0 | 4 | 6 | 4 | 0 | 0
4 | 7 | 5 | 0 | 0 | 5 | 0.3 | 0.13 | 0 | 5 | 0 | 0 | 0 | 0 | 4 | 6 | 5 | 0 | 0
4 | 7 | 6 | 49 | 17 | 7 | 0.4 | 0.13 | 14.316 | 7.442 | 8.639 | 3.576 | 0.003576 | 0.003161 | 4 | 6 | 6 | 2.4529e-06 | 2.1672e-06
4 | 7 | 7 | 408 | 86 | 10 | 0.5 | 0.13 | 185.867 | 16.337 | 169.662 | 158.894 | 0.15889 | 0.1625 | 4 | 6 | 7 | 0.00010899 | 0.00011141
4 | 7 | 8 | 609 | 123 | 13 | 0.5 | 0.13 | 420.426 | 27.737 | 414.248 | 394.813 | 0.39481 | 0.41057 | 4 | 6 | 8 | 0.00027081 | 0.00028149
4 | 7 | 9 | 717 | 146 | 16 | 0.5 | 0.13 | 645.552 | 38.616 | 611.259 | 584.843 | 0.58484 | 0.60768 | 4 | 6 | 9 | 0.00040116 | 0.00041663
4 | 7 | 10 | 520 | 255 | 18 | 0.6 | 0.13 | 707.885 | 42.018 | 653.118 | 625.219 | 0.62522 | 0.64426 | 4 | 6 | 10 | 0.00042886 | 0.00044171
4 | 7 | 11 | 378 | 363 | 19 | 0.6 | 0.13 | 735.727 | 43.903 | 667.845 | 639.424 | 0.63942 | 0.70441 | 4 | 6 | 11 | 0.0004386 | 0.00048296
4 | 7 | 12 | 465 | 341 | 20 | 0.6 | 0.13 | 825.7 | 47.947 | 736.791 | 705.927 | 0.70593 | 0.64983 | 4 | 6 | 12 | 0.00048422 | 0.00044554
4 | 7 | 13 | 786 | 192 | 20 | 0.6 | 0.13 | 971.945 | 52.96 | 853.464 | 818.466 | 0.81847 | 0.72716 | 4 | 6 | 13 | 0.00056141 | 0.00049856
4 | 7 | 14 | 752 | 187 | 20 | 0.5 | 0.13 | 867.749 | 50.311 | 774.384 | 742.189 | 0.74219 | 0.77345 | 4 | 6 | 14 | 0.00050909 | 0.00053029
4 | 7 | 15 | 686 | 176 | 20 | 0.4 | 0.13 | 696.804 | 45.114 | 640.08 | 612.643 | 0.61264 | 0.65208 | 4 | 6 | 15 | 0.00042023 | 0.00044708
4 | 7 | 16 | 600 | 149 | 20 | 0.3 | 0.13 | 486.841 | 38.136 | 463.196 | 442.027 | 0.44203 | 0.47641 | 4 | 6 | 16 | 0.0003032 | 0.00032664
4 | 7 | 17 | 450 | 108 | 18 | 0.4 | 0.13 | 255.481 | 27.107 | 237.852 | 224.667 | 0.22467 | 0.24171 | 4 | 6 | 17 | 0.00015411 | 0.00016572
4 | 7 | 18 | 156 | 46 | 16 | 0.8 | 0.13 | 55.718 | 17.69 | 43.43 | 37.135 | 0.037135 | 0.036556 | 4 | 6 | 18 | 2.5472e-05 | 2.5063e-05
4 | 7 | 19 | 0 | 0 | 16 | 0.9 | 0.13 | 0 | 16 | 0 | 0 | 0 | 0 | 4 | 6 | 19 | 0 | 0
4 | 7 | 20 | 0 | 0 | 16 | 0.9 | 0.13 | 0 | 16 | 0 | 0 | 0 | 0 | 4 | 6 | 20 | 0 | 0
4 | 7 | 21 | 0 | 0 | 15 | 0.9 | 0.13 | 0 | 15 | 0 | 0 | 0 | 0 | 4 | 6 | 21 | 0 | 0
4 | 7 | 22 | 0 | 0 | 13 | 0.9 | 0.13 | 0 | 13 | 0 | 0 | 0 | 0 | 4 | 6 | 22 | 0 | 0
4 | 7 | 23 | 0 | 0 | 11 | 0.8 | 0.13 | 0 | 11 | 0 | 0 | 0 | 0 | 4 | 6 | 23 | 0 | 0
4 | 8 | 0 | 0 | 0 | 10 | 0.8 | 0.13 | 0 | 10 | 0 | 0 | 0 | 0 | 4 | 7 | 0 | 0 | 0
4 | 8 | 1 | 0 | 0 | 9 | 0.6 | 0.13 | 0 | 9 | 0 | 0 | 0 | 0 | 4 | 7 | 1 | 0 | 0
4 | 8 | 2 | 0 | 0 | 9 | 0.4 | 0.13 | 0 | 9 | 0 | 0 | 0 | 0 | 4 | 7 | 2 | 0 | 0
4 | 8 | 3 | 0 | 0 | 9 | 0.3 | 0.13 | 0 | 9 | 0 | 0 | 0 | 0 | 4 | 7 | 3 | 0 | 0
4 | 8 | 4 | 0 | 0 | 8 | 0.3 | 0.13 | 0 | 8 | 0 | 0 | 0 | 0 | 4 | 7 | 4 | 0 | 0
4 | 8 | 5 | 0 | 0 | 8 | 0.2 | 0.13 | 0 | 8 | 0 | 0 | 0 | 0 | 4 | 7 | 5 | 0 | 0
4 | 8 | 6 | 0 | 20 | 10 | 0.2 | 0.13 | 18.109 | 10.598 | 11.01 | 5.863 | 0.005863 | 0.003576 | 4 | 7 | 6 | 4.0216e-06 | 2.4518e-06
4 | 8 | 7 | 191 | 92 | 12 | 0.3 | 0.13 | 137.114 | 17.015 | 128.054 | 118.761 | 0.11876 | 0.15889 | 4 | 7 | 7 | 8.1462e-05 | 0.00010894
4 | 8 | 8 | 291 | 172 | 15 | 0.3 | 0.13 | 311.925 | 26.598 | 305.639 | 290.053 | 0.29005 | 0.39481 | 4 | 7 | 8 | 0.00019896 | 0.00027069
4 | 8 | 9 | 656 | 168 | 18 | 0.4 | 0.13 | 627.829 | 40.645 | 588.71 | 563.093 | 0.56309 | 0.58484 | 4 | 7 | 9 | 0.00038624 | 0.00040098
4 | 8 | 10 | 499 | 265 | 20 | 0.5 | 0.13 | 701.299 | 44.481 | 640.086 | 612.649 | 0.61265 | 0.62522 | 4 | 7 | 10 | 0.00042023 | 0.00042866
4 | 8 | 11 | 449 | 329 | 21 | 0.6 | 0.13 | 776.386 | 47.289 | 695.918 | 666.502 | 0.6665 | 0.63942 | 4 | 7 | 11 | 0.00045717 | 0.0004384
4 | 8 | 12 | 508 | 332 | 22 | 0.7 | 0.13 | 859.036 | 50.282 | 759.311 | 727.649 | 0.72765 | 0.70593 | 4 | 7 | 12 | 0.00049912 | 0.000484
4 | 8 | 13 | 222 | 414 | 21 | 0.7 | 0.13 | 637.965 | 41.971 | 580.422 | 555.099 | 0.5551 | 0.81847 | 4 | 7 | 13 | 0.00038076 | 0.00056116
4 | 8 | 14 | 461 | 297 | 21 | 0.7 | 0.13 | 722.283 | 44.809 | 656.405 | 628.39 | 0.62839 | 0.74219 | 4 | 7 | 14 | 0.00043103 | 0.00050886
4 | 8 | 15 | 186 | 303 | 20 | 0.6 | 0.13 | 441.412 | 34.965 | 415.703 | 396.217 | 0.39622 | 0.61264 | 4 | 7 | 15 | 0.00027178 | 0.00042004
4 | 8 | 16 | 55 | 204 | 19 | 0.5 | 0.13 | 227.374 | 26.947 | 218.789 | 206.28 | 0.20628 | 0.44203 | 4 | 7 | 16 | 0.00014149 | 0.00030306
4 | 8 | 17 | 334 | 107 | 18 | 0.4 | 0.13 | 216.939 | 25.745 | 203.187 | 191.231 | 0.19123 | 0.22467 | 4 | 7 | 17 | 0.00013117 | 0.00015404
4 | 8 | 18 | 12 | 40 | 17 | 0.4 | 0.13 | 37.918 | 18.343 | 33.143 | 27.212 | 0.027212 | 0.037135 | 4 | 7 | 18 | 1.8666e-05 | 2.546e-05
4 | 8 | 19 | 0 | 0 | 16 | 0.5 | 0.13 | 0 | 16 | 0 | 0 | 0 | 0 | 4 | 7 | 19 | 0 | 0
4 | 8 | 20 | 0 | 0 | 16 | 0.4 | 0.13 | 0 | 16 | 0 | 0 | 0 | 0 | 4 | 7 | 20 | 0 | 0
4 | 8 | 21 | 0 | 0 | 15 | 0.4 | 0.13 | 0 | 15 | 0 | 0 | 0 | 0 | 4 | 7 | 21 | 0 | 0
4 | 8 | 22 | 0 | 0 | 15 | 0.4 | 0.13 | 0 | 15 | 0 | 0 | 0 | 0 | 4 | 7 | 22 | 0 | 0
4 | 8 | 23 | 0 | 0 | 15 | 0.4 | 0.13 | 0 | 15 | 0 | 0 | 0 | 0 | 4 | 7 | 23 | 0 | 0
4 | 9 | 0 | 0 | 0 | 15 | 0.4 | 0.13 | 0 | 15 | 0 | 0 | 0 | 0 | 4 | 8 | 0 | 0 | 0
4 | 9 | 1 | 0 | 0 | 15 | 0.4 | 0.13 | 0 | 15 | 0 | 0 | 0 | 0 | 4 | 8 | 1 | 0 | 0
4 | 9 | 2 | 0 | 0 | 15 | 0.4 | 0.13 | 0 | 15 | 0 | 0 | 0 | 0 | 4 | 8 | 2 | 0 | 0
4 | 9 | 3 | 0 | 0 | 15 | 0.5 | 0.13 | 0 | 15 | 0 | 0 | 0 | 0 | 4 | 8 | 3 | 0 | 0
4 | 9 | 4 | 0 | 0 | 15 | 0.4 | 0.13 | 0 | 15 | 0 | 0 | 0 | 0 | 4 | 8 | 4 | 0 | 0
4 | 9 | 5 | 0 | 0 | 15 | 0.4 | 0.13 | 0 | 15 | 0 | 0 | 0 | 0 | 4 | 8 | 5 | 0 | 0
4 | 9 | 6 | 0 | 1 | 14 | 0.4 | 0.13 | 0.924 | 14.029 | 0 | 0 | 0 | 0.005863 | 4 | 8 | 6 | 0 | 4.0198e-06
4 | 9 | 7 | 0 | 23 | 13 | 0.4 | 0.13 | 21.311 | 13.768 | 19.775 | 14.318 | 0.014318 | 0.11876 | 4 | 8 | 7 | 9.8212e-06 | 8.1425e-05
4 | 9 | 8 | 23 | 164 | 12 | 0.5 | 0.13 | 165.513 | 17.787 | 163.708 | 153.151 | 0.15315 | 0.29005 | 4 | 8 | 8 | 0.00010505 | 0.00019887
4 | 9 | 9 | 489 | 210 | 12 | 0.5 | 0.13 | 554.745 | 31.411 | 537.388 | 513.59 | 0.51359 | 0.56309 | 4 | 8 | 9 | 0.00035229 | 0.00038607
4 | 9 | 10 | 508 | 270 | 13 | 0.4 | 0.13 | 714.639 | 38.691 | 667.611 | 639.198 | 0.6392 | 0.61265 | 4 | 8 | 10 | 0.00043845 | 0.00042004
4 | 9 | 11 | 169 | 409 | 15 | 0.3 | 0.13 | 577.673 | 36.328 | 536.795 | 513.018 | 0.51302 | 0.6665 | 4 | 8 | 11 | 0.00035189 | 0.00045697
4 | 9 | 12 | 171 | 431 | 17 | 0.3 | 0.13 | 611.095 | 39.55 | 559.746 | 535.156 | 0.53516 | 0.72765 | 4 | 8 | 12 | 0.00036708 | 0.00049889
4 | 9 | 13 | 116 | 413 | 17 | 0.3 | 0.13 | 534.876 | 36.733 | 494.419 | 472.143 | 0.47214 | 0.5551 | 4 | 8 | 13 | 0.00032386 | 0.00038059
4 | 9 | 14 | 185 | 375 | 17 | 0.4 | 0.13 | 543.656 | 36.491 | 506.401 | 483.701 | 0.4837 | 0.62839 | 4 | 8 | 14 | 0.00033179 | 0.00043084
4 | 9 | 15 | 100 | 300 | 17 | 0.3 | 0.13 | 368.169 | 30.625 | 350.335 | 333.165 | 0.33317 | 0.39622 | 4 | 8 | 15 | 0.00022853 | 0.00027165
4 | 9 | 16 | 426 | 191 | 16 | 0.2 | 0.13 | 431.062 | 32.552 | 416.898 | 397.37 | 0.39737 | 0.20628 | 4 | 8 | 16 | 0.00027257 | 0.00014143
4 | 9 | 17 | 13 | 113 | 15 | 0.2 | 0.13 | 109.911 | 19.212 | 106.744 | 98.205 | 0.098205 | 0.19123 | 4 | 8 | 17 | 6.7362e-05 | 0.00013111
4 | 9 | 18 | 175 | 47 | 14 | 0.4 | 0.13 | 58.387 | 15.98 | 45.72 | 39.344 | 0.039344 | 0.027212 | 4 | 8 | 18 | 2.6987e-05 | 1.8657e-05
4 | 9 | 19 | 0 | 0 | 12 | 0.5 | 0.13 | 0 | 12 | 0 | 0 | 0 | 0 | 4 | 8 | 19 | 0 | 0
4 | 9 | 20 | 0 | 0 | 12 | 0.3 | 0.13 | 0 | 12 | 0 | 0 | 0 | 0 | 4 | 8 | 20 | 0 | 0
4 | 9 | 21 | 0 | 0 | 11 | 0.2 | 0.13 | 0 | 11 | 0 | 0 | 0 | 0 | 4 | 8 | 21 | 0 | 0
4 | 9 | 22 | 0 | 0 | 11 | 0.3 | 0.13 | 0 | 11 | 0 | 0 | 0 | 0 | 4 | 8 | 22 | 0 | 0
4 | 9 | 23 | 0 | 0 | 11 | 0.4 | 0.13 | 0 | 11 | 0 | 0 | 0 | 0 | 4 | 8 | 23 | 0 | 0
4 | 10 | 0 | 0 | 0 | 10 | 0.5 | 0.13 | 0 | 10 | 0 | 0 | 0 | 0 | 4 | 9 | 0 | 0 | 0
4 | 10 | 1 | 0 | 0 | 10 | 0.4 | 0.13 | 0 | 10 | 0 | 0 | 0 | 0 | 4 | 9 | 1 | 0 | 0
4 | 10 | 2 | 0 | 0 | 9 | 0.4 | 0.13 | 0 | 9 | 0 | 0 | 0 | 0 | 4 | 9 | 2 | 0 | 0
4 | 10 | 3 | 0 | 0 | 9 | 0.4 | 0.13 | 0 | 9 | 0 | 0 | 0 | 0 | 4 | 9 | 3 | 0 | 0
4 | 10 | 4 | 0 | 0 | 9 | 0.4 | 0.13 | 0 | 9 | 0 | 0 | 0 | 0 | 4 | 9 | 4 | 0 | 0
4 | 10 | 5 | 0 | 0 | 9 | 0.4 | 0.13 | 0 | 9 | 0 | 0 | 0 | 0 | 4 | 9 | 5 | 0 | 0
4 | 10 | 6 | 0 | 1 | 9 | 0.5 | 0.13 | 0.924 | 9.028 | 0 | 0 | 0 | 0 | 4 | 9 | 6 | 0 | 0
4 | 10 | 7 | 0 | 76 | 10 | 0.5 | 0.13 | 70.699 | 12.474 | 69.483 | 62.265 | 0.062265 | 0.014318 | 4 | 9 | 7 | 4.2709e-05 | 9.8167e-06
4 | 10 | 8 | 217 | 186 | 11 | 0.5 | 0.13 | 287.431 | 21.062 | 286.831 | 271.911 | 0.27191 | 0.15315 | 4 | 9 | 8 | 0.00018651 | 0.000105
4 | 10 | 9 | 125 | 280 | 13 | 0.6 | 0.13 | 365.185 | 25.383 | 356.065 | 338.692 | 0.33869 | 0.51359 | 4 | 9 | 9 | 0.00023232 | 0.00035213
4 | 10 | 10 | 393 | 313 | 15 | 0.6 | 0.13 | 654.651 | 37.189 | 613.48 | 586.986 | 0.58699 | 0.6392 | 4 | 9 | 10 | 0.00040263 | 0.00043825
4 | 10 | 11 | 133 | 409 | 17 | 0.5 | 0.13 | 543.628 | 35.897 | 504.974 | 482.324 | 0.48232 | 0.51302 | 4 | 9 | 11 | 0.00033084 | 0.00035173
4 | 10 | 12 | 354 | 397 | 19 | 0.5 | 0.13 | 766.03 | 45.658 | 688.096 | 658.958 | 0.65896 | 0.53516 | 4 | 9 | 12 | 0.000452 | 0.00036691
4 | 10 | 13 | 89 | 406 | 20 | 0.6 | 0.13 | 490.999 | 36.574 | 453.072 | 432.261 | 0.43226 | 0.47214 | 4 | 9 | 13 | 0.0002965 | 0.00032371
4 | 10 | 14 | 73 | 357 | 21 | 0.7 | 0.13 | 417.687 | 34.726 | 388.507 | 369.985 | 0.36999 | 0.4837 | 4 | 9 | 14 | 0.00025378 | 0.00033163
4 | 10 | 15 | 232 | 302 | 20 | 0.7 | 0.13 | 473.893 | 35.629 | 446.091 | 425.528 | 0.42553 | 0.33317 | 4 | 9 | 15 | 0.00029188 | 0.00022842
4 | 10 | 16 | 10 | 172 | 20 | 0.7 | 0.13 | 167.448 | 25.526 | 159.866 | 149.445 | 0.14944 | 0.39737 | 4 | 9 | 16 | 0.00010251 | 0.00027244
4 | 10 | 17 | 0 | 84 | 19 | 0.6 | 0.13 | 78.226 | 21.661 | 74.376 | 66.984 | 0.066984 | 0.098205 | 4 | 9 | 17 | 4.5946e-05 | 6.7331e-05
4 | 10 | 18 | 32 | 45 | 18 | 0.5 | 0.13 | 44.096 | 19.51 | 38.065 | 31.96 | 0.03196 | 0.039344 | 4 | 9 | 18 | 2.1922e-05 | 2.6975e-05
4 | 10 | 19 | 0 | 0 | 17 | 0.5 | 0.13 | 0 | 17 | 0 | 0 | 0 | 0 | 4 | 9 | 19 | 0 | 0
4 | 10 | 20 | 0 | 0 | 17 | 0.5 | 0.13 | 0 | 17 | 0 | 0 | 0 | 0 | 4 | 9 | 20 | 0 | 0
4 | 10 | 21 | 0 | 0 | 16 | 0.5 | 0.13 | 0 | 16 | 0 | 0 | 0 | 0 | 4 | 9 | 21 | 0 | 0
4 | 10 | 22 | 0 | 0 | 16 | 0.5 | 0.13 | 0 | 16 | 0 | 0 | 0 | 0 | 4 | 9 | 22 | 0 | 0
4 | 10 | 23 | 0 | 0 | 16 | 0.5 | 0.13 | 0 | 16 | 0 | 0 | 0 | 0 | 4 | 9 | 23 | 0 | 0
4 | 11 | 0 | 0 | 0 | 16 | 0.5 | 0.13 | 0 | 16 | 0 | 0 | 0 | 0 | 4 | 10 | 0 | 0 | 0
4 | 11 | 1 | 0 | 0 | 16 | 0.6 | 0.13 | 0 | 16 | 0 | 0 | 0 | 0 | 4 | 10 | 1 | 0 | 0
4 | 11 | 2 | 0 | 0 | 16 | 0.6 | 0.13 | 0 | 16 | 0 | 0 | 0 | 0 | 4 | 10 | 2 | 0 | 0
4 | 11 | 3 | 0 | 0 | 16 | 0.6 | 0.13 | 0 | 16 | 0 | 0 | 0 | 0 | 4 | 10 | 3 | 0 | 0
4 | 11 | 4 | 0 | 0 | 17 | 0.6 | 0.13 | 0 | 17 | 0 | 0 | 0 | 0 | 4 | 10 | 4 | 0 | 0
4 | 11 | 5 | 0 | 0 | 17 | 0.5 | 0.13 | 0 | 17 | 0 | 0 | 0 | 0 | 4 | 10 | 5 | 0 | 0
4 | 11 | 6 | 0 | 4 | 17 | 0.5 | 0.13 | 3.698 | 17.111 | 2.008 | 0 | 0 | 0 | 4 | 10 | 6 | 0 | 0
4 | 11 | 7 | 0 | 7 | 17 | 0.6 | 0.13 | 6.479 | 17.22 | 5.585 | 0.631 | 0.000631 | 0.062265 | 4 | 10 | 7 | 4.3282e-07 | 4.269e-05
4 | 11 | 8 | 69 | 187 | 19 | 0.8 | 0.13 | 213.263 | 25.86 | 206.207 | 194.144 | 0.19414 | 0.27191 | 4 | 10 | 8 | 0.00013317 | 0.00018643
4 | 11 | 9 | 149 | 284 | 20 | 0.9 | 0.13 | 385.7 | 32.059 | 366.932 | 349.174 | 0.34917 | 0.33869 | 4 | 10 | 9 | 0.00023951 | 0.00023221
4 | 11 | 10 | 0 | 59 | 21 | 1 | 0.13 | 54.91 | 22.666 | 49.759 | 43.239 | 0.043239 | 0.58699 | 4 | 10 | 10 | 2.9659e-05 | 0.00040245
4 | 11 | 11 | 39 | 351 | 22 | 1.1 | 0.13 | 384.553 | 33.371 | 357.223 | 339.809 | 0.33981 | 0.48232 | 4 | 10 | 11 | 0.00023309 | 0.00033069
4 | 11 | 12 | 13 | 254 | 22 | 1.1 | 0.13 | 254.166 | 29.509 | 236.359 | 223.227 | 0.22323 | 0.65896 | 4 | 10 | 12 | 0.00015312 | 0.00045179
4 | 11 | 13 | 12 | 247 | 22 | 1.1 | 0.13 | 246.028 | 29.27 | 228.994 | 216.124 | 0.21612 | 0.43226 | 4 | 10 | 13 | 0.00014825 | 0.00029637
4 | 11 | 14 | 224 | 377 | 22 | 1.1 | 0.13 | 579.526 | 39.182 | 534.776 | 511.07 | 0.51107 | 0.36999 | 4 | 10 | 14 | 0.00035056 | 0.00025367
4 | 11 | 15 | 504 | 255 | 22 | 1.1 | 0.13 | 639.859 | 41.043 | 594.717 | 568.888 | 0.56889 | 0.42553 | 4 | 10 | 15 | 0.00039022 | 0.00029175
4 | 11 | 16 | 97 | 219 | 21 | 1.1 | 0.13 | 264.939 | 28.887 | 254.452 | 240.68 | 0.24068 | 0.14944 | 4 | 10 | 16 | 0.00016509 | 0.00010246
4 | 11 | 17 | 33 | 121 | 19 | 1 | 0.13 | 125.431 | 22.828 | 120.215 | 111.199 | 0.1112 | 0.066984 | 4 | 10 | 17 | 7.6275e-05 | 4.5926e-05
4 | 11 | 18 | 0 | 28 | 16 | 0.9 | 0.13 | 25.975 | 16.806 | 23.045 | 17.473 | 0.017473 | 0.03196 | 4 | 10 | 18 | 1.1985e-05 | 2.1912e-05
4 | 11 | 19 | 0 | 0 | 14 | 0.7 | 0.13 | 0 | 14 | 0 | 0 | 0 | 0 | 4 | 10 | 19 | 0 | 0
4 | 11 | 20 | 0 | 0 | 13 | 0.7 | 0.13 | 0 | 13 | 0 | 0 | 0 | 0 | 4 | 10 | 20 | 0 | 0
4 | 11 | 21 | 0 | 0 | 12 | 0.7 | 0.13 | 0 | 12 | 0 | 0 | 0 | 0 | 4 | 10 | 21 | 0 | 0
4 | 11 | 22 | 0 | 0 | 11 | 0.6 | 0.13 | 0 | 11 | 0 | 0 | 0 | 0 | 4 | 10 | 22 | 0 | 0
4 | 11 | 23 | 0 | 0 | 10 | 0.5 | 0.13 | 0 | 10 | 0 | 0 | 0 | 0 | 4 | 10 | 23 | 0 | 0
4 | 12 | 0 | 0 | 0 | 9 | 0.5 | 0.13 | 0 | 9 | 0 | 0 | 0 | 0 | 4 | 11 | 0 | 0 | 0
4 | 12 | 1 | 0 | 0 | 8 | 0.4 | 0.13 | 0 | 8 | 0 | 0 | 0 | 0 | 4 | 11 | 1 | 0 | 0
4 | 12 | 2 | 0 | 0 | 7 | 0.4 | 0.13 | 0 | 7 | 0 | 0 | 0 | 0 | 4 | 11 | 2 | 0 | 0
4 | 12 | 3 | 0 | 0 | 7 | 0.3 | 0.13 | 0 | 7 | 0 | 0 | 0 | 0 | 4 | 11 | 3 | 0 | 0
4 | 12 | 4 | 0 | 0 | 6 | 0.3 | 0.13 | 0 | 6 | 0 | 0 | 0 | 0 | 4 | 11 | 4 | 0 | 0
4 | 12 | 5 | 0 | 0 | 6 | 0.3 | 0.13 | 0 | 6 | 0 | 0 | 0 | 0 | 4 | 11 | 5 | 0 | 0
4 | 12 | 6 | 0 | 6 | 6 | 0.5 | 0.13 | 5.549 | 6.173 | 3.514 | 0 | 0 | 0 | 4 | 11 | 6 | 0 | 0
4 | 12 | 7 | 0 | 58 | 7 | 0.8 | 0.13 | 53.872 | 8.734 | 53.219 | 46.577 | 0.046577 | 0.000631 | 4 | 11 | 7 | 3.1949e-05 | 4.3263e-07
4 | 12 | 8 | 0 | 69 | 8 | 0.9 | 0.13 | 64.117 | 10.007 | 63.04 | 56.05 | 0.05605 | 0.19414 | 4 | 11 | 8 | 3.8446e-05 | 0.00013311
4 | 12 | 9 | 0 | 120 | 9 | 1 | 0.13 | 112.072 | 12.408 | 110.102 | 101.444 | 0.10144 | 0.34917 | 4 | 11 | 9 | 6.9584e-05 | 0.0002394
4 | 12 | 10 | 23 | 282 | 9 | 1.1 | 0.13 | 288.013 | 17.526 | 283.831 | 269.017 | 0.26902 | 0.043239 | 4 | 11 | 10 | 0.00018453 | 2.9645e-05
4 | 12 | 11 | 1 | 143 | 10 | 1.1 | 0.13 | 135.085 | 13.991 | 130.946 | 121.55 | 0.12155 | 0.33981 | 4 | 11 | 11 | 8.3375e-05 | 0.00023298
4 | 12 | 12 | 0 | 64 | 10 | 1.1 | 0.13 | 59.654 | 11.762 | 56.438 | 49.682 | 0.049682 | 0.22323 | 4 | 11 | 12 | 3.4078e-05 | 0.00015305
4 | 12 | 13 | 29 | 339 | 10 | 1.1 | 0.13 | 363.273 | 20.737 | 353.575 | 336.29 | 0.33629 | 0.21612 | 4 | 11 | 13 | 0.00023067 | 0.00014818
4 | 12 | 14 | 4 | 170 | 10 | 1 | 0.13 | 163.358 | 14.954 | 159.37 | 148.966 | 0.14897 | 0.51107 | 4 | 11 | 14 | 0.00010218 | 0.0003504
4 | 12 | 15 | 0 | 134 | 9 | 0.9 | 0.13 | 125.373 | 12.909 | 123.05 | 113.934 | 0.11393 | 0.56889 | 4 | 11 | 15 | 7.8151e-05 | 0.00039004
4 | 12 | 16 | 0 | 72 | 8 | 0.8 | 0.13 | 66.924 | 10.149 | 65.621 | 58.539 | 0.058539 | 0.24068 | 4 | 11 | 16 | 4.0154e-05 | 0.00016501
4 | 12 | 17 | 0 | 16 | 7 | 0.7 | 0.13 | 14.822 | 7.49 | 13.946 | 8.695 | 0.008695 | 0.1112 | 4 | 11 | 17 | 5.9642e-06 | 7.624e-05
4 | 12 | 18 | 0 | 5 | 6 | 0.5 | 0.13 | 4.623 | 6.16 | 3.991 | 0 | 0 | 0.017473 | 4 | 11 | 18 | 0 | 1.198e-05
4 | 12 | 19 | 0 | 0 | 5 | 0.5 | 0.13 | 0 | 5 | 0 | 0 | 0 | 0 | 4 | 11 | 19 | 0 | 0
4 | 12 | 20 | 0 | 0 | 4 | 0.6 | 0.13 | 0 | 4 | 0 | 0 | 0 | 0 | 4 | 11 | 20 | 0 | 0
4 | 12 | 21 | 0 | 0 | 4 | 0.6 | 0.13 | 0 | 4 | 0 | 0 | 0 | 0 | 4 | 11 | 21 | 0 | 0
4 | 12 | 22 | 0 | 0 | 3 | 0.6 | 0.13 | 0 | 3 | 0 | 0 | 0 | 0 | 4 | 11 | 22 | 0 | 0
4 | 12 | 23 | 0 | 0 | 3 | 0.6 | 0.13 | 0 | 3 | 0 | 0 | 0 | 0 | 4 | 11 | 23 | 0 | 0
4 | 13 | 0 | 0 | 0 | 3 | 0.6 | 0.13 | 0 | 3 | 0 | 0 | 0 | 0 | 4 | 12 | 0 | 0 | 0
4 | 13 | 1 | 0 | 0 | 3 | 0.6 | 0.13 | 0 | 3 | 0 | 0 | 0 | 0 | 4 | 12 | 1 | 0 | 0
4 | 13 | 2 | 0 | 0 | 3 | 0.6 | 0.13 | 0 | 3 | 0 | 0 | 0 | 0 | 4 | 12 | 2 | 0 | 0
4 | 13 | 3 | 0 | 0 | 3 | 0.5 | 0.13 | 0 | 3 | 0 | 0 | 0 | 0 | 4 | 12 | 3 | 0 | 0
4 | 13 | 4 | 0 | 0 | 3 | 0.5 | 0.13 | 0 | 3 | 0 | 0 | 0 | 0 | 4 | 12 | 4 | 0 | 0
4 | 13 | 5 | 0 | 0 | 3 | 0.5 | 0.13 | 0 | 3 | 0 | 0 | 0 | 0 | 4 | 12 | 5 | 0 | 0
4 | 13 | 6 | 0 | 16 | 3 | 0.5 | 0.13 | 14.83 | 3.479 | 10.931 | 5.787 | 0.005787 | 0 | 4 | 12 | 6 | 3.9695e-06 | 0
4 | 13 | 7 | 0 | 87 | 3 | 0.6 | 0.13 | 80.913 | 5.752 | 82.19 | 74.521 | 0.074521 | 0.046577 | 4 | 12 | 7 | 5.1116e-05 | 3.1934e-05
4 | 13 | 8 | 0 | 91 | 4 | 0.6 | 0.13 | 84.707 | 6.876 | 85.214 | 77.439 | 0.077439 | 0.05605 | 4 | 12 | 8 | 5.3118e-05 | 3.8429e-05
4 | 13 | 9 | 0 | 151 | 5 | 0.7 | 0.13 | 141.563 | 9.659 | 141.688 | 131.912 | 0.13191 | 0.10144 | 4 | 12 | 9 | 9.0483e-05 | 6.9552e-05
4 | 13 | 10 | 0 | 101 | 6 | 0.7 | 0.13 | 94.175 | 9.092 | 92.308 | 84.281 | 0.084281 | 0.26902 | 4 | 12 | 10 | 5.7811e-05 | 0.00018444
4 | 13 | 11 | 0 | 61 | 7 | 0.7 | 0.13 | 56.831 | 8.863 | 54.405 | 47.721 | 0.047721 | 0.12155 | 4 | 12 | 11 | 3.2733e-05 | 8.3337e-05
4 | 13 | 12 | 0 | 140 | 7 | 0.6 | 0.13 | 131.367 | 11.427 | 128.212 | 118.913 | 0.11891 | 0.049682 | 4 | 12 | 12 | 8.1566e-05 | 3.4063e-05
4 | 13 | 13 | 2 | 149 | 7 | 0.6 | 0.13 | 141.821 | 11.781 | 138.787 | 129.113 | 0.12911 | 0.33629 | 4 | 12 | 13 | 8.8563e-05 | 0.00023057
4 | 13 | 14 | 60 | 351 | 6 | 0.5 | 0.13 | 399.358 | 19.882 | 392.82 | 374.144 | 0.37414 | 0.14897 | 4 | 12 | 14 | 0.00025664 | 0.00010213
4 | 13 | 15 | 36 | 268 | 6 | 0.5 | 0.13 | 287.704 | 16.018 | 286.945 | 272.021 | 0.27202 | 0.11393 | 4 | 12 | 15 | 0.00018659 | 7.8115e-05
4 | 13 | 16 | 0 | 146 | 6 | 0.5 | 0.13 | 136.838 | 10.776 | 137.382 | 127.758 | 0.12776 | 0.058539 | 4 | 12 | 16 | 8.7633e-05 | 4.0135e-05
4 | 13 | 17 | 0 | 96 | 5 | 0.4 | 0.13 | 89.443 | 8.225 | 90.335 | 82.378 | 0.082378 | 0.008695 | 4 | 12 | 17 | 5.6506e-05 | 5.9615e-06
4 | 13 | 18 | 0 | 8 | 4 | 0.3 | 0.13 | 7.401 | 4.272 | 6.605 | 1.614 | 0.001614 | 0 | 4 | 12 | 18 | 1.1071e-06 | 0
4 | 13 | 19 | 0 | 0 | 3 | 0.3 | 0.13 | 0 | 3 | 0 | 0 | 0 | 0 | 4 | 12 | 19 | 0 | 0
4 | 13 | 20 | 0 | 0 | 3 | 0.4 | 0.13 | 0 | 3 | 0 | 0 | 0 | 0 | 4 | 12 | 20 | 0 | 0
4 | 13 | 21 | 0 | 0 | 2 | 0.3 | 0.13 | 0 | 2 | 0 | 0 | 0 | 0 | 4 | 12 | 21 | 0 | 0
4 | 13 | 22 | 0 | 0 | 2 | 0.3 | 0.13 | 0 | 2 | 0 | 0 | 0 | 0 | 4 | 12 | 22 | 0 | 0
4 | 13 | 23 | 0 | 0 | 2 | 0.3 | 0.13 | 0 | 2 | 0 | 0 | 0 | 0 | 4 | 12 | 23 | 0 | 0
4 | 14 | 0 | 0 | 0 | 2 | 0.3 | 0.13 | 0 | 2 | 0 | 0 | 0 | 0 | 4 | 13 | 0 | 0 | 0
4 | 14 | 1 | 0 | 0 | 1 | 0.3 | 0.13 | 0 | 1 | 0 | 0 | 0 | 0 | 4 | 13 | 1 | 0 | 0
4 | 14 | 2 | 0 | 0 | 1 | 0.3 | 0.13 | 0 | 1 | 0 | 0 | 0 | 0 | 4 | 13 | 2 | 0 | 0
4 | 14 | 3 | 0 | 0 | 1 | 0.3 | 0.13 | 0 | 1 | 0 | 0 | 0 | 0 | 4 | 13 | 3 | 0 | 0
4 | 14 | 4 | 0 | 0 | 0 | 0.3 | 0.13 | 0 | 0 | 0 | 0 | 0 | 0 | 4 | 13 | 4 | 0 | 0
4 | 14 | 5 | 0 | 0 | 0 | 0.3 | 0.13 | 0 | 0 | 0 | 0 | 0 | 0 | 4 | 13 | 5 | 0 | 0
4 | 14 | 6 | 0 | 24 | 0 | 0.4 | 0.13 | 22.091 | 0.751 | 17.837 | 12.449 | 0.012449 | 0.005787 | 4 | 13 | 6 | 8.5392e-06 | 3.9677e-06
4 | 14 | 7 | 35 | 103 | 2 | 0.5 | 0.13 | 106.062 | 5.701 | 107.519 | 98.952 | 0.098952 | 0.074521 | 4 | 13 | 7 | 6.7874e-05 | 5.1093e-05
4 | 14 | 8 | 211 | 195 | 5 | 0.5 | 0.13 | 294.806 | 15.32 | 300.799 | 285.384 | 0.28538 | 0.077439 | 4 | 13 | 8 | 0.00019575 | 5.3094e-05
4 | 14 | 9 | 494 | 216 | 6 | 0.5 | 0.13 | 568.49 | 25.884 | 561.862 | 537.197 | 0.5372 | 0.13191 | 4 | 13 | 9 | 0.00036848 | 9.0441e-05
4 | 14 | 10 | 334 | 338 | 7 | 0.5 | 0.13 | 631.913 | 29.026 | 609.797 | 583.433 | 0.58343 | 0.084281 | 4 | 13 | 10 | 0.00040019 | 5.7785e-05
4 | 14 | 11 | 135 | 416 | 8 | 0.6 | 0.13 | 552.105 | 26.646 | 531.425 | 507.838 | 0.50784 | 0.047721 | 4 | 13 | 11 | 0.00034834 | 3.2718e-05
4 | 14 | 12 | 42 | 378 | 9 | 0.6 | 0.13 | 416.904 | 23.059 | 402.992 | 383.956 | 0.38396 | 0.11891 | 4 | 13 | 12 | 0.00026337 | 8.1529e-05
4 | 14 | 13 | 71 | 401 | 9 | 0.7 | 0.13 | 467.446 | 24.34 | 451.553 | 430.797 | 0.4308 | 0.12911 | 4 | 13 | 13 | 0.0002955 | 8.8522e-05
4 | 14 | 14 | 16 | 268 | 9 | 0.7 | 0.13 | 268.747 | 17.823 | 263.377 | 249.289 | 0.24929 | 0.37414 | 4 | 13 | 14 | 0.000171 | 0.00025652
4 | 14 | 15 | 4 | 183 | 8 | 0.7 | 0.13 | 175.141 | 13.76 | 173.291 | 162.394 | 0.16239 | 0.27202 | 4 | 13 | 15 | 0.00011139 | 0.0001865
4 | 14 | 16 | 24 | 192 | 7 | 0.6 | 0.13 | 194.168 | 13.589 | 195.356 | 183.678 | 0.18368 | 0.12776 | 4 | 13 | 16 | 0.00012599 | 8.7593e-05
4 | 14 | 17 | 0 | 81 | 6 | 0.4 | 0.13 | 75.349 | 8.717 | 75.461 | 68.031 | 0.068031 | 0.082378 | 4 | 13 | 17 | 4.6665e-05 | 5.648e-05
4 | 14 | 18 | 36 | 50 | 4 | 0.2 | 0.13 | 48.967 | 5.842 | 45.425 | 39.059 | 0.039059 | 0.001614 | 4 | 13 | 18 | 2.6792e-05 | 1.1066e-06
4 | 14 | 19 | 0 | 0 | 2 | 0.2 | 0.13 | 0 | 2 | 0 | 0 | 0 | 0 | 4 | 13 | 19 | 0 | 0
4 | 14 | 20 | 0 | 0 | 2 | 0.2 | 0.13 | 0 | 2 | 0 | 0 | 0 | 0 | 4 | 13 | 20 | 0 | 0
4 | 14 | 21 | 0 | 0 | 1 | 0.2 | 0.13 | 0 | 1 | 0 | 0 | 0 | 0 | 4 | 13 | 21 | 0 | 0
4 | 14 | 22 | 0 | 0 | 1 | 0.3 | 0.13 | 0 | 1 | 0 | 0 | 0 | 0 | 4 | 13 | 22 | 0 | 0
4 | 14 | 23 | 0 | 0 | 0 | 0.3 | 0.13 | 0 | 0 | 0 | 0 | 0 | 0 | 4 | 13 | 23 | 0 | 0
4 | 15 | 0 | 0 | 0 | 0 | 0.2 | 0.13 | 0 | 0 | 0 | 0 | 0 | 0 | 4 | 14 | 0 | 0 | 0
4 | 15 | 1 | 0 | 0 | 0 | 0.2 | 0.13 | 0 | 0 | 0 | 0 | 0 | 0 | 4 | 14 | 1 | 0 | 0
4 | 15 | 2 | 0 | 0 | 0 | 0.3 | 0.13 | 0 | 0 | 0 | 0 | 0 | 0 | 4 | 14 | 2 | 0 | 0
4 | 15 | 3 | 0 | 0 | -1 | 0.6 | 0.13 | 0 | -1 | 0 | 0 | 0 | 0 | 4 | 14 | 3 | 0 | 0
4 | 15 | 4 | 0 | 0 | -1 | 0.8 | 0.13 | 0 | -1 | 0 | 0 | 0 | 0 | 4 | 14 | 4 | 0 | 0
4 | 15 | 5 | 0 | 0 | -1 | 0.7 | 0.13 | 0 | -1 | 0 | 0 | 0 | 0 | 4 | 14 | 5 | 0 | 0
4 | 15 | 6 | 201 | 33 | 0 | 0.4 | 0.13 | 33.266 | 1.086 | 24.392 | 18.771 | 0.018771 | 0.012449 | 4 | 14 | 6 | 1.2876e-05 | 8.5353e-06
4 | 15 | 7 | 596 | 79 | 3 | 0.2 | 0.13 | 239.716 | 11.958 | 224.695 | 211.977 | 0.21198 | 0.098952 | 4 | 14 | 7 | 0.0001454 | 6.7843e-05
4 | 15 | 8 | 768 | 103 | 7 | 0.2 | 0.13 | 490.879 | 25.869 | 490.264 | 468.136 | 0.46814 | 0.28538 | 4 | 14 | 8 | 0.00032111 | 0.00019566
4 | 15 | 9 | 860 | 117 | 10 | 0.3 | 0.13 | 725.172 | 36.969 | 690.963 | 661.723 | 0.66172 | 0.5372 | 4 | 14 | 9 | 0.0004539 | 0.00036831
4 | 15 | 10 | 918 | 122 | 11 | 0.2 | 0.13 | 910.896 | 45.883 | 829.743 | 795.586 | 0.79559 | 0.58343 | 4 | 14 | 10 | 0.00054572 | 0.00040001
4 | 15 | 11 | 933 | 133 | 13 | 0.2 | 0.13 | 1029.52 | 52.375 | 906.709 | 869.825 | 0.86983 | 0.50784 | 4 | 14 | 11 | 0.00059664 | 0.00034818
4 | 15 | 12 | 938 | 136 | 14 | 0.1 | 0.13 | 1075.082 | 56.45 | 928.073 | 890.432 | 0.89043 | 0.38396 | 4 | 14 | 12 | 0.00061077 | 0.00026325
4 | 15 | 13 | 938 | 131 | 15 | 0.1 | 0.13 | 1047.942 | 56.39 | 906.354 | 869.482 | 0.86948 | 0.4308 | 4 | 14 | 13 | 0.0005964 | 0.00029536
4 | 15 | 14 | 909 | 128 | 15 | 0.1 | 0.13 | 938.882 | 52.12 | 831.589 | 797.366 | 0.79737 | 0.24929 | 4 | 14 | 14 | 0.00054694 | 0.00017092
4 | 15 | 15 | 860 | 121 | 15 | 0.1 | 0.13 | 769.476 | 45.478 | 706.544 | 676.752 | 0.67675 | 0.16239 | 4 | 14 | 15 | 0.00046421 | 0.00011134
4 | 15 | 16 | 782 | 107 | 14 | 0.1 | 0.13 | 547.081 | 35.728 | 527.092 | 503.659 | 0.50366 | 0.18368 | 4 | 14 | 16 | 0.00034548 | 0.00012593
4 | 15 | 17 | 640 | 85 | 13 | 0.4 | 0.13 | 299.186 | 23.644 | 281.763 | 267.023 | 0.26702 | 0.068031 | 4 | 14 | 17 | 0.00018316 | 4.6643e-05
4 | 15 | 18 | 342 | 48 | 10 | 0.8 | 0.13 | 75.223 | 12.211 | 55.621 | 48.894 | 0.048894 | 0.039059 | 4 | 14 | 18 | 3.3538e-05 | 2.678e-05
4 | 15 | 19 | 0 | 0 | 8 | 1 | 0.13 | 0 | 8 | 0 | 0 | 0 | 0 | 4 | 14 | 19 | 0 | 0
4 | 15 | 20 | 0 | 0 | 6 | 1 | 0.13 | 0 | 6 | 0 | 0 | 0 | 0 | 4 | 14 | 20 | 0 | 0
4 | 15 | 21 | 0 | 0 | 4 | 0.8 | 0.13 | 0 | 4 | 0 | 0 | 0 | 0 | 4 | 14 | 21 | 0 | 0
4 | 15 | 22 | 0 | 0 | 2 | 0.5 | 0.13 | 0 | 2 | 0 | 0 | 0 | 0 | 4 | 14 | 22 | 0 | 0
4 | 15 | 23 | 0 | 0 | 2 | 0.3 | 0.13 | 0 | 2 | 0 | 0 | 0 | 0 | 4 | 14 | 23 | 0 | 0
4 | 16 | 0 | 0 | 0 | 1 | 0.3 | 0.13 | 0 | 1 | 0 | 0 | 0 | 0 | 4 | 15 | 0 | 0 | 0
4 | 16 | 1 | 0 | 0 | 1 | 0.3 | 0.13 | 0 | 1 | 0 | 0 | 0 | 0 | 4 | 15 | 1 | 0 | 0
4 | 16 | 2 | 0 | 0 | 1 | 0.3 | 0.13 | 0 | 1 | 0 | 0 | 0 | 0 | 4 | 15 | 2 | 0 | 0
4 | 16 | 3 | 0 | 0 | 0 | 0.3 | 0.13 | 0 | 0 | 0 | 0 | 0 | 0 | 4 | 15 | 3 | 0 | 0
4 | 16 | 4 | 0 | 0 | 0 | 0.3 | 0.13 | 0 | 0 | 0 | 0 | 0 | 0 | 4 | 15 | 4 | 0 | 0
4 | 16 | 5 | 0 | 0 | 0 | 0.3 | 0.13 | 0 | 0 | 0 | 0 | 0 | 0 | 4 | 15 | 5 | 0 | 0
4 | 16 | 6 | 259 | 32 | 2 | 0.3 | 0.13 | 35.698 | 3.191 | 25.482 | 19.822 | 0.019822 | 0.018771 | 4 | 15 | 6 | 1.3597e-05 | 1.287e-05
4 | 16 | 7 | 635 | 71 | 6 | 0.4 | 0.13 | 244.042 | 14.567 | 225.969 | 213.205 | 0.21321 | 0.21198 | 4 | 15 | 7 | 0.00014624 | 0.00014534
4 | 16 | 8 | 795 | 92 | 10 | 0.4 | 0.13 | 494.803 | 27.885 | 490.8 | 468.652 | 0.46865 | 0.46814 | 4 | 15 | 8 | 0.00032146 | 0.00032096
4 | 16 | 9 | 875 | 107 | 13 | 0.5 | 0.13 | 726.913 | 38.464 | 688.597 | 659.441 | 0.65944 | 0.66172 | 4 | 15 | 9 | 0.00045233 | 0.00045369
4 | 16 | 10 | 917 | 117 | 15 | 0.6 | 0.13 | 906.26 | 45.785 | 825.837 | 791.818 | 0.79182 | 0.79559 | 4 | 15 | 10 | 0.00054313 | 0.00054547
4 | 16 | 11 | 937 | 123 | 16 | 0.7 | 0.13 | 1024.106 | 49.79 | 911.929 | 874.86 | 0.87486 | 0.86983 | 4 | 15 | 11 | 0.00060009 | 0.00059637
4 | 16 | 12 | 943 | 126 | 17 | 0.7 | 0.13 | 1070.54 | 52.306 | 940.771 | 902.68 | 0.90268 | 0.89043 | 4 | 15 | 12 | 0.00061918 | 0.0006105
4 | 16 | 13 | 937 | 123 | 18 | 0.7 | 0.13 | 1039.308 | 52.285 | 914.93 | 877.754 | 0.87775 | 0.86948 | 4 | 15 | 13 | 0.00060208 | 0.00059613
4 | 16 | 14 | 917 | 116 | 18 | 0.7 | 0.13 | 934.073 | 48.846 | 838.956 | 804.472 | 0.80447 | 0.79737 | 4 | 15 | 14 | 0.00055181 | 0.00054669
4 | 16 | 15 | 876 | 108 | 17 | 0.6 | 0.13 | 768.221 | 43.134 | 712.386 | 682.387 | 0.68239 | 0.67675 | 4 | 15 | 15 | 0.00046807 | 0.00046399
4 | 16 | 16 | 802 | 96 | 16 | 0.5 | 0.13 | 546.985 | 35.201 | 528.292 | 504.816 | 0.50482 | 0.50366 | 4 | 15 | 16 | 0.00034627 | 0.00034532
4 | 16 | 17 | 667 | 77 | 15 | 0.4 | 0.13 | 300.631 | 25.691 | 280.452 | 265.758 | 0.26576 | 0.26702 | 4 | 15 | 17 | 0.00018229 | 0.00018308
4 | 16 | 18 | 377 | 45 | 12 | 0.3 | 0.13 | 76.885 | 14.586 | 55.084 | 48.375 | 0.048375 | 0.048894 | 4 | 15 | 18 | 3.3182e-05 | 3.3523e-05
4 | 16 | 19 | 0 | 0 | 10 | 0.3 | 0.13 | 0 | 10 | 0 | 0 | 0 | 0 | 4 | 15 | 19 | 0 | 0
4 | 16 | 20 | 0 | 0 | 9 | 0.3 | 0.13 | 0 | 9 | 0 | 0 | 0 | 0 | 4 | 15 | 20 | 0 | 0
4 | 16 | 21 | 0 | 0 | 9 | 0.3 | 0.13 | 0 | 9 | 0 | 0 | 0 | 0 | 4 | 15 | 21 | 0 | 0
4 | 16 | 22 | 0 | 0 | 8 | 0.3 | 0.13 | 0 | 8 | 0 | 0 | 0 | 0 | 4 | 15 | 22 | 0 | 0
4 | 16 | 23 | 0 | 0 | 7 | 0.3 | 0.13 | 0 | 7 | 0 | 0 | 0 | 0 | 4 | 15 | 23 | 0 | 0
4 | 17 | 0 | 0 | 0 | 7 | 0.3 | 0.13 | 0 | 7 | 0 | 0 | 0 | 0 | 4 | 16 | 0 | 0 | 0
4 | 17 | 1 | 0 | 0 | 6 | 0.3 | 0.13 | 0 | 6 | 0 | 0 | 0 | 0 | 4 | 16 | 1 | 0 | 0
4 | 17 | 2 | 0 | 0 | 6 | 0.3 | 0.13 | 0 | 6 | 0 | 0 | 0 | 0 | 4 | 16 | 2 | 0 | 0
4 | 17 | 3 | 0 | 0 | 6 | 0.3 | 0.13 | 0 | 6 | 0 | 0 | 0 | 0 | 4 | 16 | 3 | 0 | 0
4 | 17 | 4 | 0 | 0 | 6 | 0.3 | 0.13 | 0 | 6 | 0 | 0 | 0 | 0 | 4 | 16 | 4 | 0 | 0
4 | 17 | 5 | 0 | 0 | 6 | 0.3 | 0.13 | 0 | 6 | 0 | 0 | 0 | 0 | 4 | 16 | 5 | 0 | 0
4 | 17 | 6 | 184 | 37 | 8 | 0.3 | 0.13 | 37.42 | 9.288 | 28.301 | 22.542 | 0.022542 | 0.019822 | 4 | 16 | 6 | 1.5462e-05 | 1.359e-05
4 | 17 | 7 | 301 | 100 | 11 | 0.4 | 0.13 | 180.489 | 17.403 | 169.822 | 159.048 | 0.15905 | 0.21321 | 4 | 16 | 7 | 0.0001091 | 0.00014618
4 | 17 | 8 | 715 | 113 | 15 | 0.4 | 0.13 | 477.611 | 32.26 | 465.074 | 443.839 | 0.44384 | 0.46865 | 4 | 16 | 8 | 0.00030444 | 0.00032132
4 | 17 | 9 | 514 | 212 | 18 | 0.5 | 0.13 | 580.72 | 38.309 | 546.612 | 522.487 | 0.52249 | 0.65944 | 4 | 16 | 9 | 0.00035839 | 0.00045213
4 | 17 | 10 | 536 | 267 | 19 | 0.5 | 0.13 | 740.43 | 44.836 | 673.819 | 645.187 | 0.64519 | 0.79182 | 4 | 16 | 10 | 0.00044255 | 0.00054289
4 | 17 | 11 | 524 | 321 | 20 | 0.5 | 0.13 | 842.671 | 49.359 | 748.21 | 716.941 | 0.71694 | 0.87486 | 4 | 16 | 11 | 0.00049177 | 0.00059982
4 | 17 | 12 | 869 | 161 | 21 | 0.5 | 0.13 | 1041.499 | 57.331 | 895.215 | 858.737 | 0.85874 | 0.90268 | 4 | 16 | 12 | 0.00058903 | 0.00061889
4 | 17 | 13 | 580 | 309 | 22 | 0.6 | 0.13 | 893.823 | 52.264 | 783.767 | 751.239 | 0.75124 | 0.87775 | 4 | 16 | 13 | 0.0005153 | 0.0006018
4 | 17 | 14 | 818 | 163 | 22 | 0.6 | 0.13 | 900.633 | 52.566 | 795.326 | 762.388 | 0.76239 | 0.80447 | 4 | 16 | 14 | 0.00052295 | 0.00055156
4 | 17 | 15 | 773 | 149 | 21 | 0.5 | 0.13 | 735.859 | 46.747 | 671.106 | 642.57 | 0.64257 | 0.68239 | 4 | 16 | 15 | 0.00044076 | 0.00046786
4 | 17 | 16 | 691 | 130 | 20 | 0.4 | 0.13 | 520.428 | 38.805 | 494.039 | 471.777 | 0.47178 | 0.50482 | 4 | 16 | 16 | 0.00032361 | 0.00034611
4 | 17 | 17 | 545 | 101 | 19 | 0.3 | 0.13 | 283.718 | 29.422 | 262.196 | 248.149 | 0.24815 | 0.26576 | 4 | 16 | 17 | 0.00017021 | 0.00018221
4 | 17 | 18 | 268 | 54 | 16 | 0.2 | 0.13 | 74.169 | 18.654 | 56.64 | 49.877 | 0.049877 | 0.048375 | 4 | 16 | 18 | 3.4212e-05 | 3.3167e-05
4 | 17 | 19 | 0 | 0 | 14 | 0.2 | 0.13 | 0 | 14 | 0 | 0 | 0 | 0 | 4 | 16 | 19 | 0 | 0
4 | 17 | 20 | 0 | 0 | 13 | 0.3 | 0.13 | 0 | 13 | 0 | 0 | 0 | 0 | 4 | 16 | 20 | 0 | 0
4 | 17 | 21 | 0 | 0 | 13 | 0.3 | 0.13 | 0 | 13 | 0 | 0 | 0 | 0 | 4 | 16 | 21 | 0 | 0
4 | 17 | 22 | 0 | 0 | 13 | 0.3 | 0.13 | 0 | 13 | 0 | 0 | 0 | 0 | 4 | 16 | 22 | 0 | 0
4 | 17 | 23 | 0 | 0 | 13 | 0.2 | 0.13 | 0 | 13 | 0 | 0 | 0 | 0 | 4 | 16 | 23 | 0 | 0
4 | 18 | 0 | 0 | 0 | 12 | 0.2 | 0.13 | 0 | 12 | 0 | 0 | 0 | 0 | 4 | 17 | 0 | 0 | 0
4 | 18 | 1 | 0 | 0 | 11 | 0.2 | 0.13 | 0 | 11 | 0 | 0 | 0 | 0 | 4 | 17 | 1 | 0 | 0
4 | 18 | 2 | 0 | 0 | 10 | 0.2 | 0.13 | 0 | 10 | 0 | 0 | 0 | 0 | 4 | 17 | 2 | 0 | 0
4 | 18 | 3 | 0 | 0 | 9 | 0.2 | 0.13 | 0 | 9 | 0 | 0 | 0 | 0 | 4 | 17 | 3 | 0 | 0
4 | 18 | 4 | 0 | 0 | 9 | 0.2 | 0.13 | 0 | 9 | 0 | 0 | 0 | 0 | 4 | 17 | 4 | 0 | 0
4 | 18 | 5 | 0 | 0 | 9 | 0.2 | 0.13 | 0 | 9 | 0 | 0 | 0 | 0 | 4 | 17 | 5 | 0 | 0
4 | 18 | 6 | 225 | 36 | 11 | 0.3 | 0.13 | 38.586 | 12.316 | 28.128 | 22.375 | 0.022375 | 0.022542 | 4 | 17 | 6 | 1.5348e-05 | 1.5455e-05
4 | 18 | 7 | 570 | 80 | 13 | 0.4 | 0.13 | 237.894 | 21.378 | 216.698 | 204.263 | 0.20426 | 0.15905 | 4 | 17 | 7 | 0.00014011 | 0.00010905
4 | 18 | 8 | 743 | 102 | 17 | 0.4 | 0.13 | 482.116 | 34.426 | 465.871 | 444.608 | 0.44461 | 0.44384 | 4 | 17 | 8 | 0.00030497 | 0.0003043
4 | 18 | 9 | 839 | 115 | 19 | 0.4 | 0.13 | 712.923 | 44.715 | 657.88 | 629.812 | 0.62981 | 0.52249 | 4 | 17 | 9 | 0.00043201 | 0.00035823
4 | 18 | 10 | 890 | 123 | 20 | 0.5 | 0.13 | 891.804 | 51.169 | 794.331 | 761.429 | 0.76143 | 0.64519 | 4 | 17 | 10 | 0.00052229 | 0.00044235
4 | 18 | 11 | 913 | 128 | 21 | 0.6 | 0.13 | 1008.218 | 55.2 | 877.317 | 841.474 | 0.84147 | 0.71694 | 4 | 17 | 11 | 0.00057719 | 0.00049155
4 | 18 | 12 | 919 | 130 | 22 | 0.6 | 0.13 | 1052.156 | 57.675 | 903.598 | 866.824 | 0.86682 | 0.85874 | 4 | 17 | 12 | 0.00059458 | 0.00058877
4 | 18 | 13 | 887 | 143 | 22 | 0.7 | 0.13 | 1012.162 | 55.381 | 879.078 | 843.172 | 0.84317 | 0.75124 | 4 | 17 | 13 | 0.00057836 | 0.00051506
4 | 18 | 14 | 864 | 136 | 22 | 0.7 | 0.13 | 913.933 | 52.172 | 808.846 | 775.429 | 0.77543 | 0.76239 | 4 | 17 | 14 | 0.00053189 | 0.00052271
4 | 18 | 15 | 817 | 127 | 21 | 0.6 | 0.13 | 744.584 | 46.322 | 680.758 | 651.879 | 0.65188 | 0.64257 | 4 | 17 | 15 | 0.00044714 | 0.00044056
4 | 18 | 16 | 349 | 205 | 20 | 0.5 | 0.13 | 397.968 | 33.936 | 380.859 | 362.607 | 0.36261 | 0.47178 | 4 | 17 | 16 | 0.00024872 | 0.00032346
4 | 18 | 17 | 250 | 129 | 19 | 0.3 | 0.13 | 208.522 | 26.694 | 196.183 | 184.475 | 0.18448 | 0.24815 | 4 | 17 | 17 | 0.00012654 | 0.00017014
4 | 18 | 18 | 2 | 48 | 16 | 0.2 | 0.13 | 44.236 | 17.683 | 40.525 | 34.332 | 0.034332 | 0.049877 | 4 | 17 | 18 | 2.3549e-05 | 3.4197e-05
4 | 18 | 19 | 0 | 0 | 15 | 0.2 | 0.13 | 0 | 15 | 0 | 0 | 0 | 0 | 4 | 17 | 19 | 0 | 0
4 | 18 | 20 | 0 | 0 | 15 | 0.2 | 0.13 | 0 | 15 | 0 | 0 | 0 | 0 | 4 | 17 | 20 | 0 | 0
4 | 18 | 21 | 0 | 0 | 14 | 0.2 | 0.13 | 0 | 14 | 0 | 0 | 0 | 0 | 4 | 17 | 21 | 0 | 0
4 | 18 | 22 | 0 | 0 | 13 | 0.2 | 0.13 | 0 | 13 | 0 | 0 | 0 | 0 | 4 | 17 | 22 | 0 | 0
4 | 18 | 23 | 0 | 0 | 13 | 0.2 | 0.13 | 0 | 13 | 0 | 0 | 0 | 0 | 4 | 17 | 23 | 0 | 0
4 | 19 | 0 | 0 | 0 | 13 | 0.2 | 0.13 | 0 | 13 | 0 | 0 | 0 | 0 | 4 | 18 | 0 | 0 | 0
4 | 19 | 1 | 0 | 0 | 12 | 0.3 | 0.13 | 0 | 12 | 0 | 0 | 0 | 0 | 4 | 18 | 1 | 0 | 0
4 | 19 | 2 | 0 | 0 | 12 | 0.2 | 0.13 | 0 | 12 | 0 | 0 | 0 | 0 | 4 | 18 | 2 | 0 | 0
4 | 19 | 3 | 0 | 0 | 11 | 0.2 | 0.13 | 0 | 11 | 0 | 0 | 0 | 0 | 4 | 18 | 3 | 0 | 0
4 | 19 | 4 | 0 | 0 | 11 | 0.3 | 0.13 | 0 | 11 | 0 | 0 | 0 | 0 | 4 | 18 | 4 | 0 | 0
4 | 19 | 5 | 0 | 0 | 11 | 0.2 | 0.13 | 0 | 11 | 0 | 0 | 0 | 0 | 4 | 18 | 5 | 0 | 0
4 | 19 | 6 | 0 | 11 | 12 | 0.2 | 0.13 | 10.181 | 12.382 | 8.516 | 3.458 | 0.003458 | 0.022375 | 4 | 18 | 6 | 2.3719e-06 | 1.5341e-05
4 | 19 | 7 | 0 | 12 | 13 | 0.3 | 0.13 | 11.112 | 13.413 | 10.037 | 4.925 | 0.004925 | 0.20426 | 4 | 18 | 7 | 3.3782e-06 | 0.00014005
4 | 19 | 8 | 11 | 168 | 13 | 0.5 | 0.13 | 163.103 | 18.697 | 160.12 | 149.69 | 0.14969 | 0.44461 | 4 | 18 | 8 | 0.00010268 | 0.00030483
4 | 19 | 9 | 93 | 293 | 14 | 0.6 | 0.13 | 350.025 | 25.857 | 339.027 | 322.257 | 0.32226 | 0.62981 | 4 | 18 | 9 | 0.00022105 | 0.00043181
4 | 19 | 10 | 67 | 352 | 15 | 0.7 | 0.13 | 403.053 | 28.243 | 384.258 | 365.886 | 0.36589 | 0.76143 | 4 | 18 | 10 | 0.00025097 | 0.00052205
4 | 19 | 11 | 0 | 43 | 16 | 0.7 | 0.13 | 40.055 | 17.313 | 36.403 | 30.356 | 0.030356 | 0.84147 | 4 | 18 | 11 | 2.0822e-05 | 0.00057693
4 | 19 | 12 | 487 | 359 | 16 | 0.7 | 0.13 | 867.816 | 44.551 | 783.499 | 750.98 | 0.75098 | 0.86682 | 4 | 18 | 12 | 0.00051512 | 0.00059431
4 | 19 | 13 | 152 | 436 | 15 | 0.6 | 0.13 | 590.795 | 34.946 | 550.333 | 526.077 | 0.52608 | 0.84317 | 4 | 18 | 13 | 0.00036085 | 0.00057809
4 | 19 | 14 | 7 | 199 | 14 | 0.5 | 0.13 | 193.677 | 20.725 | 185.577 | 174.245 | 0.17425 | 0.77543 | 4 | 18 | 14 | 0.00011952 | 0.00053165
4 | 19 | 15 | 104 | 315 | 13 | 0.4 | 0.13 | 384.34 | 26.791 | 370.949 | 353.049 | 0.35305 | 0.65188 | 4 | 18 | 15 | 0.00024217 | 0.00044694
4 | 19 | 16 | 0 | 29 | 13 | 0.3 | 0.13 | 26.916 | 13.997 | 24.944 | 19.303 | 0.019303 | 0.36261 | 4 | 18 | 16 | 1.3241e-05 | 0.00024861
4 | 19 | 17 | 69 | 136 | 12 | 0.2 | 0.13 | 151.11 | 17.779 | 148.173 | 138.166 | 0.13817 | 0.18448 | 4 | 18 | 17 | 9.4772e-05 | 0.00012648
4 | 19 | 18 | 0 | 10 | 11 | 0.3 | 0.13 | 9.253 | 11.342 | 8.153 | 3.107 | 0.003107 | 0.034332 | 4 | 18 | 18 | 2.1312e-06 | 2.3539e-05
4 | 19 | 19 | 0 | 0 | 9 | 0.5 | 0.13 | 0 | 9 | 0 | 0 | 0 | 0 | 4 | 18 | 19 | 0 | 0
4 | 19 | 20 | 0 | 0 | 9 | 0.6 | 0.13 | 0 | 9 | 0 | 0 | 0 | 0 | 4 | 18 | 20 | 0 | 0
4 | 19 | 21 | 0 | 0 | 9 | 0.6 | 0.13 | 0 | 9 | 0 | 0 | 0 | 0 | 4 | 18 | 21 | 0 | 0
4 | 19 | 22 | 0 | 0 | 8 | 0.5 | 0.13 | 0 | 8 | 0 | 0 | 0 | 0 | 4 | 18 | 22 | 0 | 0
4 | 19 | 23 | 0 | 0 | 7 | 0.3 | 0.13 | 0 | 7 | 0 | 0 | 0 | 0 | 4 | 18 | 23 | 0 | 0
4 | 20 | 0 | 0 | 0 | 7 | 0.1 | 0.13 | 0 | 7 | 0 | 0 | 0 | 0 | 4 | 19 | 0 | 0 | 0
4 | 20 | 1 | 0 | 0 | 7 | 0.1 | 0.13 | 0 | 7 | 0 | 0 | 0 | 0 | 4 | 19 | 1 | 0 | 0
4 | 20 | 2 | 0 | 0 | 7 | 0.2 | 0.13 | 0 | 7 | 0 | 0 | 0 | 0 | 4 | 19 | 2 | 0 | 0
4 | 20 | 3 | 0 | 0 | 7 | 0.1 | 0.13 | 0 | 7 | 0 | 0 | 0 | 0 | 4 | 19 | 3 | 0 | 0
4 | 20 | 4 | 0 | 0 | 7 | 0.1 | 0.13 | 0 | 7 | 0 | 0 | 0 | 0 | 4 | 19 | 4 | 0 | 0
4 | 20 | 5 | 0 | 0 | 7 | 0.2 | 0.13 | 0 | 7 | 0 | 0 | 0 | 0 | 4 | 19 | 5 | 0 | 0
4 | 20 | 6 | 146 | 43 | 8 | 0.2 | 0.13 | 43.163 | 9.569 | 35.093 | 29.093 | 0.029093 | 0.003458 | 4 | 19 | 6 | 1.9956e-05 | 2.3709e-06
4 | 20 | 7 | 458 | 103 | 10 | 0.2 | 0.13 | 229.413 | 18.636 | 214.596 | 202.236 | 0.20224 | 0.004925 | 4 | 19 | 7 | 0.00013872 | 3.3767e-06
4 | 20 | 8 | 633 | 134 | 13 | 0.2 | 0.13 | 460.915 | 30.713 | 450.973 | 430.237 | 0.43024 | 0.14969 | 4 | 19 | 8 | 0.00029511 | 0.00010263
4 | 20 | 9 | 738 | 151 | 15 | 0.2 | 0.13 | 682.399 | 41.166 | 637.484 | 610.139 | 0.61014 | 0.32226 | 4 | 19 | 9 | 0.00041851 | 0.00022095
4 | 20 | 10 | 27 | 302 | 16 | 0.2 | 0.13 | 317.996 | 28.105 | 301.029 | 285.606 | 0.28561 | 0.36589 | 4 | 19 | 10 | 0.00019591 | 0.00025086
4 | 20 | 11 | 6 | 178 | 17 | 0.2 | 0.13 | 173.222 | 23.583 | 162.88 | 152.352 | 0.15235 | 0.030356 | 4 | 19 | 11 | 0.0001045 | 2.0813e-05
4 | 20 | 12 | 3 | 153 | 17 | 0.2 | 0.13 | 146.706 | 22.572 | 137.396 | 127.771 | 0.12777 | 0.75098 | 4 | 19 | 12 | 8.7642e-05 | 0.00051489
4 | 20 | 13 | 0 | 134 | 17 | 0.2 | 0.13 | 125.585 | 21.771 | 117.377 | 108.462 | 0.10846 | 0.52608 | 4 | 19 | 13 | 7.4397e-05 | 0.00036069
4 | 20 | 14 | 0 | 118 | 16 | 0.2 | 0.13 | 110.27 | 20.194 | 103.642 | 95.213 | 0.095213 | 0.17425 | 4 | 19 | 14 | 6.531e-05 | 0.00011947
4 | 20 | 15 | 0 | 84 | 15 | 0.1 | 0.13 | 78.187 | 18.078 | 73.681 | 66.313 | 0.066313 | 0.35305 | 4 | 19 | 15 | 4.5486e-05 | 0.00024206
4 | 20 | 16 | 0 | 35 | 15 | 0.1 | 0.13 | 32.493 | 16.283 | 30.052 | 24.231 | 0.024231 | 0.019303 | 4 | 19 | 16 | 1.6621e-05 | 1.3235e-05
4 | 20 | 17 | 0 | 45 | 14 | 0.1 | 0.13 | 41.759 | 15.654 | 39.634 | 33.473 | 0.033473 | 0.13817 | 4 | 19 | 17 | 2.296e-05 | 9.4729e-05
4 | 20 | 18 | 116 | 67 | 13 | 0.2 | 0.13 | 71.42 | 15.655 | 62.11 | 55.153 | 0.055153 | 0.003107 | 4 | 19 | 18 | 3.7831e-05 | 2.1302e-06
4 | 20 | 19 | 0 | 0 | 11 | 0.4 | 0.13 | 0 | 11 | 0 | 0 | 0 | 0 | 4 | 19 | 19 | 0 | 0
4 | 20 | 20 | 0 | 0 | 10 | 0.6 | 0.13 | 0 | 10 | 0 | 0 | 0 | 0 | 4 | 19 | 20 | 0 | 0
4 | 20 | 21 | 0 | 0 | 9 | 0.7 | 0.13 | 0 | 9 | 0 | 0 | 0 | 0 | 4 | 19 | 21 | 0 | 0
4 | 20 | 22 | 0 | 0 | 9 | 0.7 | 0.13 | 0 | 9 | 0 | 0 | 0 | 0 | 4 | 19 | 22 | 0 | 0
4 | 20 | 23 | 0 | 0 | 9 | 0.5 | 0.13 | 0 | 9 | 0 | 0 | 0 | 0 | 4 | 19 | 23 | 0 | 0
4 | 21 | 0 | 0 | 0 | 9 | 0.4 | 0.13 | 0 | 9 | 0 | 0 | 0 | 0 | 4 | 20 | 0 | 0 | 0
4 | 21 | 1 | 0 | 0 | 8 | 0.6 | 0.13 | 0 | 8 | 0 | 0 | 0 | 0 | 4 | 20 | 1 | 0 | 0
4 | 21 | 2 | 0 | 0 | 7 | 0.8 | 0.13 | 0 | 7 | 0 | 0 | 0 | 0 | 4 | 20 | 2 | 0 | 0
4 | 21 | 3 | 0 | 0 | 6 | 0.8 | 0.13 | 0 | 6 | 0 | 0 | 0 | 0 | 4 | 20 | 3 | 0 | 0
4 | 21 | 4 | 0 | 0 | 5 | 0.6 | 0.13 | 0 | 5 | 0 | 0 | 0 | 0 | 4 | 20 | 4 | 0 | 0
4 | 21 | 5 | 0 | 0 | 6 | 0.3 | 0.13 | 0 | 6 | 0 | 0 | 0 | 0 | 4 | 20 | 5 | 0 | 0
4 | 21 | 6 | 204 | 43 | 8 | 0.2 | 0.13 | 45.673 | 9.638 | 35.76 | 29.736 | 0.029736 | 0.029093 | 4 | 20 | 6 | 2.0397e-05 | 1.9947e-05
4 | 21 | 7 | 0 | 93 | 11 | 0.3 | 0.13 | 86.349 | 14.21 | 85.045 | 77.275 | 0.077275 | 0.20224 | 4 | 20 | 7 | 5.3005e-05 | 0.00013866
4 | 21 | 8 | 23 | 183 | 14 | 0.3 | 0.13 | 183.439 | 20.803 | 179.333 | 168.222 | 0.16822 | 0.43024 | 4 | 20 | 8 | 0.00011539 | 0.00029498
4 | 21 | 9 | 788 | 133 | 17 | 0.3 | 0.13 | 699.044 | 42.982 | 648.682 | 620.94 | 0.62094 | 0.61014 | 4 | 20 | 9 | 0.00042592 | 0.00041832
4 | 21 | 10 | 848 | 138 | 19 | 0.3 | 0.13 | 879.319 | 51.618 | 780.893 | 748.467 | 0.74847 | 0.28561 | 4 | 20 | 10 | 0.0005134 | 0.00019582
4 | 21 | 11 | 878 | 140 | 20 | 0.3 | 0.13 | 989.25 | 56.654 | 855.016 | 819.963 | 0.81996 | 0.15235 | 4 | 20 | 11 | 0.00056244 | 0.00010446
4 | 21 | 12 | 885 | 141 | 21 | 0.3 | 0.13 | 1031.106 | 59.189 | 879.416 | 843.499 | 0.8435 | 0.12777 | 4 | 20 | 12 | 0.00057858 | 8.7602e-05
4 | 21 | 13 | 60 | 400 | 21 | 0.3 | 0.13 | 454.077 | 37.733 | 415.219 | 395.75 | 0.39575 | 0.10846 | 4 | 20 | 13 | 0.00027146 | 7.4364e-05
4 | 21 | 14 | 11 | 239 | 21 | 0.3 | 0.13 | 235.705 | 29.69 | 219.221 | 206.697 | 0.2067 | 0.095213 | 4 | 20 | 14 | 0.00014178 | 6.528e-05
4 | 21 | 15 | 209 | 320 | 20 | 0.3 | 0.13 | 473.14 | 37.516 | 440.705 | 420.332 | 0.42033 | 0.066313 | 4 | 20 | 15 | 0.00028832 | 4.5465e-05
4 | 21 | 16 | 27 | 202 | 19 | 0.3 | 0.13 | 204.961 | 26.596 | 195.974 | 184.273 | 0.18427 | 0.024231 | 4 | 20 | 16 | 0.0001264 | 1.6613e-05
4 | 21 | 17 | 31 | 131 | 18 | 0.2 | 0.13 | 133.559 | 23.114 | 128.197 | 118.898 | 0.1189 | 0.033473 | 4 | 20 | 17 | 8.1556e-05 | 2.295e-05
4 | 21 | 18 | 223 | 62 | 16 | 0.3 | 0.13 | 77.648 | 18.737 | 62.311 | 55.347 | 0.055347 | 0.055153 | 4 | 20 | 18 | 3.7964e-05 | 3.7814e-05
4 | 21 | 19 | 0 | 0 | 14 | 0.5 | 0.13 | 0 | 14 | 0 | 0 | 0 | 0 | 4 | 20 | 19 | 0 | 0
4 | 21 | 20 | 0 | 0 | 13 | 0.4 | 0.13 | 0 | 13 | 0 | 0 | 0 | 0 | 4 | 20 | 20 | 0 | 0
4 | 21 | 21 | 0 | 0 | 12 | 0.2 | 0.13 | 0 | 12 | 0 | 0 | 0 | 0 | 4 | 20 | 21 | 0 | 0
4 | 21 | 22 | 0 | 0 | 12 | 0.2 | 0.13 | 0 | 12 | 0 | 0 | 0 | 0 | 4 | 20 | 22 | 0 | 0
4 | 21 | 23 | 0 | 0 | 11 | 0.2 | 0.13 | 0 | 11 | 0 | 0 | 0 | 0 | 4 | 20 | 23 | 0 | 0
4 | 22 | 0 | 0 | 0 | 11 | 0.2 | 0.13 | 0 | 11 | 0 | 0 | 0 | 0 | 4 | 21 | 0 | 0 | 0
4 | 22 | 1 | 0 | 0 | 10 | 0.2 | 0.13 | 0 | 10 | 0 | 0 | 0 | 0 | 4 | 21 | 1 | 0 | 0
4 | 22 | 2 | 0 | 0 | 10 | 0.2 | 0.13 | 0 | 10 | 0 | 0 | 0 | 0 | 4 | 21 | 2 | 0 | 0
4 | 22 | 3 | 0 | 0 | 9 | 0.2 | 0.13 | 0 | 9 | 0 | 0 | 0 | 0 | 4 | 21 | 3 | 0 | 0
4 | 22 | 4 | 0 | 0 | 9 | 0.2 | 0.13 | 0 | 9 | 0 | 0 | 0 | 0 | 4 | 21 | 4 | 0 | 0
4 | 22 | 5 | 0 | 0 | 10 | 0.2 | 0.13 | 0 | 10 | 0 | 0 | 0 | 0 | 4 | 21 | 5 | 0 | 0
4 | 22 | 6 | 209 | 43 | 12 | 0.3 | 0.13 | 46.46 | 13.614 | 35.705 | 29.683 | 0.029683 | 0.029736 | 4 | 21 | 6 | 2.036e-05 | 2.0388e-05
4 | 22 | 7 | 520 | 90 | 14 | 0.3 | 0.13 | 238.347 | 22.685 | 218.759 | 206.252 | 0.20625 | 0.077275 | 4 | 21 | 7 | 0.00014147 | 5.2981e-05
4 | 22 | 8 | 684 | 115 | 17 | 0.4 | 0.13 | 470.563 | 34.008 | 455.239 | 434.352 | 0.43435 | 0.16822 | 4 | 21 | 8 | 0.00029794 | 0.00011534
4 | 22 | 9 | 776 | 130 | 20 | 0.4 | 0.13 | 688.69 | 44.829 | 634.104 | 606.879 | 0.60688 | 0.62094 | 4 | 21 | 9 | 0.00041628 | 0.00042573
4 | 22 | 10 | 851 | 127 | 21 | 0.4 | 0.13 | 871.448 | 52.359 | 771.635 | 739.536 | 0.73954 | 0.74847 | 4 | 21 | 10 | 0.00050727 | 0.00051316
4 | 22 | 11 | 880 | 130 | 22 | 0.4 | 0.13 | 981.731 | 57.288 | 846.38 | 811.633 | 0.81163 | 0.81996 | 4 | 21 | 11 | 0.00055672 | 0.00056218
4 | 22 | 12 | 895 | 129 | 23 | 0.4 | 0.13 | 1029.36 | 59.985 | 875.048 | 839.285 | 0.83928 | 0.8435 | 4 | 21 | 12 | 0.00057569 | 0.00057832
4 | 22 | 13 | 158 | 431 | 24 | 0.4 | 0.13 | 590.617 | 45.133 | 527.797 | 504.339 | 0.50434 | 0.39575 | 4 | 21 | 13 | 0.00034594 | 0.00027133
4 | 22 | 14 | 165 | 395 | 24 | 0.3 | 0.13 | 543.313 | 44.064 | 489.238 | 467.146 | 0.46715 | 0.2067 | 4 | 21 | 14 | 0.00032043 | 0.00014172
4 | 22 | 15 | 399 | 279 | 23 | 0.3 | 0.13 | 579.309 | 44.474 | 528.441 | 504.96 | 0.50496 | 0.42033 | 4 | 21 | 15 | 0.00034637 | 0.00028819
4 | 22 | 16 | 200 | 233 | 22 | 0.2 | 0.13 | 338.466 | 34.967 | 319.711 | 303.626 | 0.30363 | 0.18427 | 4 | 21 | 16 | 0.00020827 | 0.00012634
4 | 22 | 17 | 403 | 113 | 21 | 0.2 | 0.13 | 247.044 | 30.383 | 228.162 | 215.321 | 0.21532 | 0.1189 | 4 | 21 | 17 | 0.0001477 | 8.1519e-05
4 | 22 | 18 | 304 | 55 | 18 | 0.3 | 0.13 | 79.549 | 20.749 | 59.797 | 52.922 | 0.052922 | 0.055347 | 4 | 21 | 18 | 3.6301e-05 | 3.7947e-05
4 | 22 | 19 | 0 | 0 | 16 | 0.3 | 0.13 | 0 | 16 | 0 | 0 | 0 | 0 | 4 | 21 | 19 | 0 | 0
4 | 22 | 20 | 0 | 0 | 15 | 0.2 | 0.13 | 0 | 15 | 0 | 0 | 0 | 0 | 4 | 21 | 20 | 0 | 0
4 | 22 | 21 | 0 | 0 | 15 | 0.2 | 0.13 | 0 | 15 | 0 | 0 | 0 | 0 | 4 | 21 | 21 | 0 | 0
4 | 22 | 22 | 0 | 0 | 14 | 0.2 | 0.13 | 0 | 14 | 0 | 0 | 0 | 0 | 4 | 21 | 22 | 0 | 0
4 | 22 | 23 | 0 | 0 | 13 | 0.2 | 0.13 | 0 | 13 | 0 | 0 | 0 | 0 | 4 | 21 | 23 | 0 | 0
4 | 23 | 0 | 0 | 0 | 12 | 0.2 | 0.13 | 0 | 12 | 0 | 0 | 0 | 0 | 4 | 22 | 0 | 0 | 0
4 | 23 | 1 | 0 | 0 | 12 | 0.2 | 0.13 | 0 | 12 | 0 | 0 | 0 | 0 | 4 | 22 | 1 | 0 | 0
4 | 23 | 2 | 0 | 0 | 11 | 0.2 | 0.13 | 0 | 11 | 0 | 0 | 0 | 0 | 4 | 22 | 2 | 0 | 0
4 | 23 | 3 | 0 | 0 | 11 | 0.2 | 0.13 | 0 | 11 | 0 | 0 | 0 | 0 | 4 | 22 | 3 | 0 | 0
4 | 23 | 4 | 0 | 0 | 10 | 0.2 | 0.13 | 0 | 10 | 0 | 0 | 0 | 0 | 4 | 22 | 4 | 0 | 0
4 | 23 | 5 | 0 | 0 | 11 | 0.2 | 0.13 | 0 | 11 | 0 | 0 | 0 | 0 | 4 | 22 | 5 | 0 | 0
4 | 23 | 6 | 106 | 40 | 13 | 0.2 | 0.13 | 40.103 | 14.474 | 32.906 | 26.984 | 0.026984 | 0.029683 | 4 | 22 | 6 | 1.8509e-05 | 2.0351e-05
4 | 23 | 7 | 461 | 104 | 16 | 0.3 | 0.13 | 234.132 | 24.551 | 214.943 | 202.57 | 0.20257 | 0.20625 | 4 | 22 | 7 | 0.00013895 | 0.00014141
4 | 23 | 8 | 633 | 133 | 19 | 0.3 | 0.13 | 463.282 | 36.257 | 443.631 | 423.155 | 0.42315 | 0.43435 | 4 | 22 | 8 | 0.00029026 | 0.0002978
4 | 23 | 9 | 731 | 152 | 22 | 0.3 | 0.13 | 681.472 | 47.319 | 620.259 | 593.524 | 0.59352 | 0.60688 | 4 | 22 | 9 | 0.00040712 | 0.00041609
4 | 23 | 10 | 789 | 163 | 23 | 0.3 | 0.13 | 855.6 | 54.727 | 749.09 | 717.791 | 0.71779 | 0.73954 | 4 | 22 | 10 | 0.00049236 | 0.00050704
4 | 23 | 11 | 818 | 169 | 24 | 0.4 | 0.13 | 969.558 | 58.836 | 829.271 | 795.131 | 0.79513 | 0.81163 | 4 | 22 | 11 | 0.00054541 | 0.00055647
4 | 23 | 12 | 835 | 167 | 25 | 0.4 | 0.13 | 1016.479 | 61.508 | 857.393 | 822.256 | 0.82226 | 0.83928 | 4 | 22 | 12 | 0.00056401 | 0.00057543
4 | 23 | 13 | 825 | 167 | 25 | 0.3 | 0.13 | 985.303 | 61.49 | 832.388 | 798.137 | 0.79814 | 0.50434 | 4 | 22 | 13 | 0.00054747 | 0.00034578
4 | 23 | 14 | 803 | 158 | 25 | 0.3 | 0.13 | 883.473 | 57.752 | 762.535 | 730.759 | 0.73076 | 0.46715 | 4 | 22 | 14 | 0.00050125 | 0.00032028
4 | 23 | 15 | 762 | 143 | 25 | 0.3 | 0.13 | 722.483 | 51.833 | 644.42 | 616.83 | 0.61683 | 0.50496 | 4 | 22 | 15 | 0.0004231 | 0.00034621
4 | 23 | 16 | 687 | 125 | 24 | 0.3 | 0.13 | 514.525 | 43.16 | 479.26 | 457.522 | 0.45752 | 0.30363 | 4 | 22 | 16 | 0.00031383 | 0.00020817
4 | 23 | 17 | 545 | 101 | 22 | 0.2 | 0.13 | 285.355 | 32.82 | 260.556 | 246.568 | 0.24657 | 0.21532 | 4 | 22 | 17 | 0.00016913 | 0.00014763
4 | 23 | 18 | 286 | 58 | 19 | 0.2 | 0.13 | 80.672 | 21.895 | 61.466 | 54.531 | 0.054531 | 0.052922 | 4 | 22 | 18 | 3.7405e-05 | 3.6284e-05
4 | 23 | 19 | 0 | 0 | 16 | 0.2 | 0.13 | 0 | 16 | 0 | 0 | 0 | 0 | 4 | 22 | 19 | 0 | 0
4 | 23 | 20 | 0 | 0 | 16 | 0.2 | 0.13 | 0 | 16 | 0 | 0 | 0 | 0 | 4 | 22 | 20 | 0 | 0
4 | 23 | 21 | 0 | 0 | 16 | 0.3 | 0.13 | 0 | 16 | 0 | 0 | 0 | 0 | 4 | 22 | 21 | 0 | 0
4 | 23 | 22 | 0 | 0 | 16 | 0.3 | 0.13 | 0 | 16 | 0 | 0 | 0 | 0 | 4 | 22 | 22 | 0 | 0
4 | 23 | 23 | 0 | 0 | 15 | 0.3 | 0.13 | 0 | 15 | 0 | 0 | 0 | 0 | 4 | 22 | 23 | 0 | 0
4 | 24 | 0 | 0 | 0 | 14 | 0.3 | 0.13 | 0 | 14 | 0 | 0 | 0 | 0 | 4 | 23 | 0 | 0 | 0
4 | 24 | 1 | 0 | 0 | 14 | 0.3 | 0.13 | 0 | 14 | 0 | 0 | 0 | 0 | 4 | 23 | 1 | 0 | 0
4 | 24 | 2 | 0 | 0 | 13 | 0.3 | 0.13 | 0 | 13 | 0 | 0 | 0 | 0 | 4 | 23 | 2 | 0 | 0
4 | 24 | 3 | 0 | 0 | 13 | 0.3 | 0.13 | 0 | 13 | 0 | 0 | 0 | 0 | 4 | 23 | 3 | 0 | 0
4 | 24 | 4 | 0 | 0 | 12 | 0.3 | 0.13 | 0 | 12 | 0 | 0 | 0 | 0 | 4 | 23 | 4 | 0 | 0
4 | 24 | 5 | 0 | 0 | 12 | 0.3 | 0.13 | 0 | 12 | 0 | 0 | 0 | 0 | 4 | 23 | 5 | 0 | 0
4 | 24 | 6 | 154 | 50 | 13 | 0.3 | 0.13 | 51.236 | 14.816 | 41.823 | 35.585 | 0.035585 | 0.026984 | 4 | 23 | 6 | 2.4409e-05 | 1.8501e-05
4 | 24 | 7 | 243 | 118 | 15 | 0.4 | 0.13 | 183.321 | 21.535 | 172.735 | 161.858 | 0.16186 | 0.20257 | 4 | 23 | 7 | 0.00011102 | 0.00013889
4 | 24 | 8 | 611 | 145 | 17 | 0.5 | 0.13 | 464.627 | 33.299 | 449.997 | 429.296 | 0.4293 | 0.42315 | 4 | 23 | 8 | 0.00029447 | 0.00029012
4 | 24 | 9 | 717 | 162 | 20 | 0.5 | 0.13 | 682.503 | 43.88 | 629.728 | 602.658 | 0.60266 | 0.59352 | 4 | 23 | 9 | 0.00041338 | 0.00040693
4 | 24 | 10 | 770 | 175 | 22 | 0.5 | 0.13 | 855.202 | 51.864 | 757.453 | 725.857 | 0.72586 | 0.71779 | 4 | 23 | 10 | 0.00049789 | 0.00049213
4 | 24 | 11 | 795 | 184 | 23 | 0.5 | 0.13 | 963.062 | 56.592 | 831.382 | 797.167 | 0.79717 | 0.79513 | 4 | 23 | 11 | 0.0005468 | 0.00054516
4 | 24 | 12 | 474 | 367 | 24 | 0.4 | 0.13 | 862.877 | 54.929 | 745.238 | 714.075 | 0.71408 | 0.82226 | 4 | 23 | 12 | 0.00048981 | 0.00056375
4 | 24 | 13 | 324 | 414 | 25 | 0.4 | 0.13 | 743.355 | 51.629 | 649.997 | 622.208 | 0.62221 | 0.79814 | 4 | 23 | 13 | 0.00042679 | 0.00054722
4 | 24 | 14 | 42 | 345 | 24 | 0.3 | 0.13 | 374.959 | 37.828 | 342.253 | 325.369 | 0.32537 | 0.73076 | 4 | 23 | 14 | 0.00022318 | 0.00050102
4 | 24 | 15 | 392 | 283 | 23 | 0.3 | 0.13 | 577.911 | 44.419 | 526.999 | 503.569 | 0.50357 | 0.61683 | 4 | 23 | 15 | 0.00034541 | 0.00042291
4 | 24 | 16 | 161 | 238 | 22 | 0.2 | 0.13 | 321.416 | 34.308 | 303.483 | 287.973 | 0.28797 | 0.45752 | 4 | 23 | 16 | 0.00019753 | 0.00031369
4 | 24 | 17 | 233 | 138 | 21 | 0.2 | 0.13 | 211.573 | 29.062 | 197.766 | 186.002 | 0.186 | 0.24657 | 4 | 23 | 17 | 0.00012758 | 0.00016905
4 | 24 | 18 | 32 | 60 | 19 | 0.2 | 0.13 | 57.689 | 21.184 | 51.662 | 45.076 | 0.045076 | 0.054531 | 4 | 23 | 18 | 3.0919e-05 | 3.7387e-05
4 | 24 | 19 | 0 | 0 | 18 | 0.2 | 0.13 | 0 | 18 | 0 | 0 | 0 | 0 | 4 | 23 | 19 | 0 | 0
4 | 24 | 20 | 0 | 0 | 18 | 0.2 | 0.13 | 0 | 18 | 0 | 0 | 0 | 0 | 4 | 23 | 20 | 0 | 0
4 | 24 | 21 | 0 | 0 | 17 | 0.2 | 0.13 | 0 | 17 | 0 | 0 | 0 | 0 | 4 | 23 | 21 | 0 | 0
4 | 24 | 22 | 0 | 0 | 17 | 0.2 | 0.13 | 0 | 17 | 0 | 0 | 0 | 0 | 4 | 23 | 22 | 0 | 0
4 | 24 | 23 | 0 | 0 | 17 | 0.1 | 0.13 | 0 | 17 | 0 | 0 | 0 | 0 | 4 | 23 | 23 | 0 | 0
4 | 25 | 0 | 0 | 0 | 17 | 0.1 | 0.13 | 0 | 17 | 0 | 0 | 0 | 0 | 4 | 24 | 0 | 0 | 0
4 | 25 | 1 | 0 | 0 | 17 | 0.3 | 0.13 | 0 | 17 | 0 | 0 | 0 | 0 | 4 | 24 | 1 | 0 | 0
4 | 25 | 2 | 0 | 0 | 17 | 0.4 | 0.13 | 0 | 17 | 0 | 0 | 0 | 0 | 4 | 24 | 2 | 0 | 0
4 | 25 | 3 | 0 | 0 | 16 | 0.4 | 0.13 | 0 | 16 | 0 | 0 | 0 | 0 | 4 | 24 | 3 | 0 | 0
4 | 25 | 4 | 0 | 0 | 16 | 0.3 | 0.13 | 0 | 16 | 0 | 0 | 0 | 0 | 4 | 24 | 4 | 0 | 0
4 | 25 | 5 | 0 | 0 | 16 | 0.2 | 0.13 | 0 | 16 | 0 | 0 | 0 | 0 | 4 | 24 | 5 | 0 | 0
4 | 25 | 6 | 137 | 43 | 17 | 0.2 | 0.13 | 44.954 | 18.643 | 35.808 | 29.783 | 0.029783 | 0.035585 | 4 | 24 | 6 | 2.0429e-05 | 2.4398e-05
4 | 25 | 7 | 240 | 126 | 18 | 0.3 | 0.13 | 190.37 | 25.001 | 177.58 | 166.532 | 0.16653 | 0.16186 | 4 | 24 | 7 | 0.00011423 | 0.00011097
4 | 25 | 8 | 638 | 126 | 20 | 0.4 | 0.13 | 461.052 | 36.661 | 440.89 | 420.511 | 0.42051 | 0.4293 | 4 | 24 | 8 | 0.00028844 | 0.00029433
4 | 25 | 9 | 716 | 149 | 21 | 0.4 | 0.13 | 669.552 | 45.129 | 614.672 | 588.136 | 0.58814 | 0.60266 | 4 | 24 | 9 | 0.00040342 | 0.00041319
4 | 25 | 10 | 755 | 169 | 22 | 0.5 | 0.13 | 836.713 | 51.217 | 743.148 | 712.059 | 0.71206 | 0.72586 | 4 | 24 | 10 | 0.00048842 | 0.00049766
4 | 25 | 11 | 780 | 180 | 23 | 0.5 | 0.13 | 945.086 | 55.964 | 818.196 | 784.447 | 0.78445 | 0.79717 | 4 | 24 | 11 | 0.00053808 | 0.00054655
4 | 25 | 12 | 801 | 177 | 24 | 0.6 | 0.13 | 993.292 | 57.655 | 851.909 | 816.966 | 0.81697 | 0.71408 | 4 | 24 | 12 | 0.00056038 | 0.00048958
4 | 25 | 13 | 760 | 198 | 25 | 0.6 | 0.13 | 958.567 | 57.48 | 823.389 | 789.457 | 0.78946 | 0.62221 | 4 | 24 | 13 | 0.00054151 | 0.0004266
4 | 25 | 14 | 77 | 379 | 25 | 0.6 | 0.13 | 440.239 | 39.866 | 400.485 | 381.538 | 0.38154 | 0.32537 | 4 | 24 | 14 | 0.00026171 | 0.00022308
4 | 25 | 15 | 270 | 316 | 24 | 0.5 | 0.13 | 519.891 | 42.133 | 476.356 | 454.721 | 0.45472 | 0.50357 | 4 | 24 | 15 | 0.00031191 | 0.00034526
4 | 25 | 16 | 247 | 232 | 23 | 0.4 | 0.13 | 367.335 | 36.233 | 346.141 | 329.12 | 0.32912 | 0.28797 | 4 | 24 | 16 | 0.00022575 | 0.00019744
4 | 25 | 17 | 464 | 119 | 22 | 0.3 | 0.13 | 273.896 | 32.08 | 251.814 | 238.135 | 0.23813 | 0.186 | 4 | 24 | 17 | 0.00016334 | 0.00012753
4 | 25 | 18 | 234 | 64 | 21 | 0.3 | 0.13 | 81.291 | 23.867 | 64.066 | 57.04 | 0.05704 | 0.045076 | 4 | 24 | 18 | 3.9126e-05 | 3.0905e-05
4 | 25 | 19 | 0 | 0 | 20 | 0.3 | 0.13 | 0 | 20 | 0 | 0 | 0 | 0 | 4 | 24 | 19 | 0 | 0
4 | 25 | 20 | 0 | 0 | 19 | 0.3 | 0.13 | 0 | 19 | 0 | 0 | 0 | 0 | 4 | 24 | 20 | 0 | 0
4 | 25 | 21 | 0 | 0 | 19 | 0.3 | 0.13 | 0 | 19 | 0 | 0 | 0 | 0 | 4 | 24 | 21 | 0 | 0
4 | 25 | 22 | 0 | 0 | 19 | 0.3 | 0.13 | 0 | 19 | 0 | 0 | 0 | 0 | 4 | 24 | 22 | 0 | 0
4 | 25 | 23 | 0 | 0 | 19 | 0.4 | 0.13 | 0 | 19 | 0 | 0 | 0 | 0 | 4 | 24 | 23 | 0 | 0
4 | 26 | 0 | 0 | 0 | 19 | 0.4 | 0.13 | 0 | 19 | 0 | 0 | 0 | 0 | 4 | 25 | 0 | 0 | 0
4 | 26 | 1 | 0 | 0 | 19 | 0.4 | 0.13 | 0 | 19 | 0 | 0 | 0 | 0 | 4 | 25 | 1 | 0 | 0
4 | 26 | 2 | 0 | 0 | 19 | 0.4 | 0.13 | 0 | 19 | 0 | 0 | 0 | 0 | 4 | 25 | 2 | 0 | 0
4 | 26 | 3 | 0 | 0 | 18 | 0.4 | 0.13 | 0 | 18 | 0 | 0 | 0 | 0 | 4 | 25 | 3 | 0 | 0
4 | 26 | 4 | 0 | 0 | 17 | 0.3 | 0.13 | 0 | 17 | 0 | 0 | 0 | 0 | 4 | 25 | 4 | 0 | 0
4 | 26 | 5 | 0 | 0 | 15 | 0.3 | 0.13 | 0 | 15 | 0 | 0 | 0 | 0 | 4 | 25 | 5 | 0 | 0
4 | 26 | 6 | 46 | 44 | 14 | 0.4 | 0.13 | 41.756 | 15.472 | 36.56 | 30.508 | 0.030508 | 0.029783 | 4 | 25 | 6 | 2.0926e-05 | 2.042e-05
4 | 26 | 7 | 0 | 35 | 14 | 0.5 | 0.13 | 32.459 | 15.136 | 30.556 | 24.717 | 0.024717 | 0.16653 | 4 | 25 | 7 | 1.6954e-05 | 0.00011418
4 | 26 | 8 | 0 | 139 | 14 | 0.5 | 0.13 | 129.777 | 18.53 | 126.108 | 116.883 | 0.11688 | 0.42051 | 4 | 25 | 8 | 8.0174e-05 | 0.00028831
4 | 26 | 9 | 21 | 245 | 15 | 0.5 | 0.13 | 246.14 | 23.568 | 237.1 | 223.942 | 0.22394 | 0.58814 | 4 | 25 | 9 | 0.00015361 | 0.00040324
4 | 26 | 10 | 555 | 276 | 15 | 0.5 | 0.13 | 769.616 | 41.843 | 707.84 | 678.002 | 0.678 | 0.71206 | 4 | 25 | 10 | 0.00046506 | 0.0004882
4 | 26 | 11 | 796 | 210 | 16 | 0.5 | 0.13 | 996.039 | 50.733 | 880.254 | 844.307 | 0.84431 | 0.78445 | 4 | 25 | 11 | 0.00057914 | 0.00053783
4 | 26 | 12 | 807 | 213 | 17 | 0.5 | 0.13 | 1041.413 | 53.301 | 908.343 | 871.401 | 0.8714 | 0.81697 | 4 | 25 | 12 | 0.00059772 | 0.00056013
4 | 26 | 13 | 815 | 200 | 18 | 0.5 | 0.13 | 1009.015 | 53.185 | 882.283 | 846.264 | 0.84626 | 0.78946 | 4 | 25 | 13 | 0.00058048 | 0.00054127
4 | 26 | 14 | 796 | 186 | 19 | 0.5 | 0.13 | 909.293 | 50.74 | 807.525 | 774.155 | 0.77415 | 0.38154 | 4 | 25 | 14 | 0.00053102 | 0.00026159
4 | 26 | 15 | 748 | 170 | 18 | 0.5 | 0.13 | 739.777 | 43.869 | 681.26 | 652.364 | 0.65236 | 0.45472 | 4 | 25 | 15 | 0.00044748 | 0.00031177
4 | 26 | 16 | 658 | 151 | 17 | 0.4 | 0.13 | 524.49 | 35.938 | 502.397 | 479.839 | 0.47984 | 0.32912 | 4 | 25 | 16 | 0.00032914 | 0.00022565
4 | 26 | 17 | 508 | 120 | 16 | 0.3 | 0.13 | 290.01 | 26.67 | 272.692 | 258.273 | 0.25827 | 0.23813 | 4 | 25 | 17 | 0.00017716 | 0.00016327
4 | 26 | 18 | 247 | 68 | 13 | 0.2 | 0.13 | 86.317 | 16.143 | 70.6 | 63.342 | 0.063342 | 0.05704 | 4 | 25 | 18 | 4.3448e-05 | 3.9108e-05
4 | 26 | 19 | 0 | 0 | 10 | 0.2 | 0.13 | 0 | 10 | 0 | 0 | 0 | 0 | 4 | 25 | 19 | 0 | 0
4 | 26 | 20 | 0 | 0 | 9 | 0.2 | 0.13 | 0 | 9 | 0 | 0 | 0 | 0 | 4 | 25 | 20 | 0 | 0
4 | 26 | 21 | 0 | 0 | 9 | 0.4 | 0.13 | 0 | 9 | 0 | 0 | 0 | 0 | 4 | 25 | 21 | 0 | 0
4 | 26 | 22 | 0 | 0 | 8 | 0.4 | 0.13 | 0 | 8 | 0 | 0 | 0 | 0 | 4 | 25 | 22 | 0 | 0
4 | 26 | 23 | 0 | 0 | 7 | 0.3 | 0.13 | 0 | 7 | 0 | 0 | 0 | 0 | 4 | 25 | 23 | 0 | 0
4 | 27 | 0 | 0 | 0 | 7 | 0.2 | 0.13 | 0 | 7 | 0 | 0 | 0 | 0 | 4 | 26 | 0 | 0 | 0
4 | 27 | 1 | 0 | 0 | 7 | 0.2 | 0.13 | 0 | 7 | 0 | 0 | 0 | 0 | 4 | 26 | 1 | 0 | 0
4 | 27 | 2 | 0 | 0 | 7 | 0.2 | 0.13 | 0 | 7 | 0 | 0 | 0 | 0 | 4 | 26 | 2 | 0 | 0
4 | 27 | 3 | 0 | 0 | 6 | 0.2 | 0.13 | 0 | 6 | 0 | 0 | 0 | 0 | 4 | 26 | 3 | 0 | 0
4 | 27 | 4 | 0 | 0 | 6 | 0.2 | 0.13 | 0 | 6 | 0 | 0 | 0 | 0 | 4 | 26 | 4 | 0 | 0
4 | 27 | 5 | 0 | 0 | 6 | 0.2 | 0.13 | 0 | 6 | 0 | 0 | 0 | 0 | 4 | 26 | 5 | 0 | 0
4 | 27 | 6 | 208 | 53 | 8 | 0.2 | 0.13 | 57.765 | 10.093 | 46.98 | 40.559 | 0.040559 | 0.030508 | 4 | 26 | 6 | 2.7821e-05 | 2.0917e-05
4 | 27 | 7 | 499 | 107 | 10 | 0.3 | 0.13 | 251.785 | 19.204 | 237.336 | 224.17 | 0.22417 | 0.024717 | 4 | 26 | 7 | 0.00015377 | 1.6946e-05
4 | 27 | 8 | 277 | 211 | 13 | 0.4 | 0.13 | 351.6 | 25.677 | 346.275 | 329.249 | 0.32925 | 0.11688 | 4 | 26 | 8 | 0.00022584 | 8.0137e-05
4 | 27 | 9 | 415 | 266 | 15 | 0.4 | 0.13 | 569.118 | 35.472 | 539.037 | 515.181 | 0.51518 | 0.22394 | 4 | 26 | 9 | 0.00035338 | 0.00015354
4 | 27 | 10 | 503 | 293 | 17 | 0.4 | 0.13 | 741.905 | 43.643 | 676.665 | 647.932 | 0.64793 | 0.678 | 4 | 26 | 10 | 0.00044444 | 0.00046485
4 | 27 | 11 | 396 | 380 | 18 | 0.3 | 0.13 | 772.761 | 46.552 | 691.589 | 662.327 | 0.66233 | 0.84431 | 4 | 26 | 11 | 0.00045431 | 0.00057887
4 | 27 | 12 | 280 | 444 | 18 | 0.3 | 0.13 | 739.188 | 45.276 | 662.007 | 633.793 | 0.63379 | 0.8714 | 4 | 26 | 12 | 0.00043474 | 0.00059745
4 | 27 | 13 | 186 | 446 | 18 | 0.3 | 0.13 | 631.87 | 41.307 | 574.025 | 548.929 | 0.54893 | 0.84626 | 4 | 26 | 13 | 0.00037653 | 0.00058021
4 | 27 | 14 | 180 | 401 | 18 | 0.3 | 0.13 | 561.373 | 38.729 | 516.758 | 493.691 | 0.49369 | 0.77415 | 4 | 26 | 14 | 0.00033864 | 0.00053078
4 | 27 | 15 | 20 | 255 | 18 | 0.2 | 0.13 | 255.703 | 27.746 | 242.005 | 228.673 | 0.22867 | 0.65236 | 4 | 26 | 15 | 0.00015685 | 0.00044727
4 | 27 | 16 | 15 | 192 | 18 | 0.2 | 0.13 | 188.386 | 25.201 | 180.285 | 169.14 | 0.16914 | 0.47984 | 4 | 26 | 16 | 0.00011602 | 0.00032899
4 | 27 | 17 | 29 | 136 | 17 | 0.2 | 0.13 | 137.246 | 22.255 | 132.335 | 122.89 | 0.12289 | 0.25827 | 4 | 26 | 17 | 8.4294e-05 | 0.00017708
4 | 27 | 18 | 0 | 19 | 14 | 0.2 | 0.13 | 17.598 | 14.672 | 15.879 | 10.56 | 0.01056 | 0.063342 | 4 | 26 | 18 | 7.2434e-06 | 4.3428e-05
4 | 27 | 19 | 0 | 0 | 12 | 0.2 | 0.13 | 0 | 12 | 0 | 0 | 0 | 0 | 4 | 26 | 19 | 0 | 0
4 | 27 | 20 | 0 | 0 | 11 | 0.2 | 0.13 | 0 | 11 | 0 | 0 | 0 | 0 | 4 | 26 | 20 | 0 | 0
4 | 27 | 21 | 0 | 0 | 11 | 0.3 | 0.13 | 0 | 11 | 0 | 0 | 0 | 0 | 4 | 26 | 21 | 0 | 0
4 | 27 | 22 | 0 | 0 | 10 | 0.4 | 0.13 | 0 | 10 | 0 | 0 | 0 | 0 | 4 | 26 | 22 | 0 | 0
4 | 27 | 23 | 0 | 0 | 10 | 0.4 | 0.13 | 0 | 10 | 0 | 0 | 0 | 0 | 4 | 26 | 23 | 0 | 0
4 | 28 | 0 | 0 | 0 | 9 | 0.4 | 0.13 | 0 | 9 | 0 | 0 | 0 | 0 | 4 | 27 | 0 | 0 | 0
4 | 28 | 1 | 0 | 0 | 9 | 0.4 | 0.13 | 0 | 9 | 0 | 0 | 0 | 0 | 4 | 27 | 1 | 0 | 0
4 | 28 | 2 | 0 | 0 | 8 | 0.4 | 0.13 | 0 | 8 | 0 | 0 | 0 | 0 | 4 | 27 | 2 | 0 | 0
4 | 28 | 3 | 0 | 0 | 7 | 0.4 | 0.13 | 0 | 7 | 0 | 0 | 0 | 0 | 4 | 27 | 3 | 0 | 0
4 | 28 | 4 | 0 | 0 | 7 | 0.3 | 0.13 | 0 | 7 | 0 | 0 | 0 | 0 | 4 | 27 | 4 | 0 | 0
4 | 28 | 5 | 0 | 0 | 7 | 0.3 | 0.13 | 0 | 7 | 0 | 0 | 0 | 0 | 4 | 27 | 5 | 0 | 0
4 | 28 | 6 | 0 | 22 | 7 | 0.3 | 0.13 | 20.389 | 7.751 | 18.821 | 13.398 | 0.013398 | 0.040559 | 4 | 27 | 6 | 9.1901e-06 | 2.7808e-05
4 | 28 | 7 | 0 | 70 | 9 | 0.3 | 0.13 | 65.023 | 11.417 | 64.036 | 57.01 | 0.05701 | 0.22417 | 4 | 27 | 7 | 3.9105e-05 | 0.0001537
4 | 28 | 8 | 15 | 182 | 10 | 0.3 | 0.13 | 178.188 | 16.605 | 176.541 | 165.529 | 0.16553 | 0.32925 | 4 | 27 | 8 | 0.00011354 | 0.00022574
4 | 28 | 9 | 219 | 312 | 11 | 0.4 | 0.13 | 463.895 | 27.664 | 449.554 | 428.868 | 0.42887 | 0.51518 | 4 | 27 | 9 | 0.00029417 | 0.00035322
4 | 28 | 10 | 281 | 376 | 12 | 0.4 | 0.13 | 626.156 | 34.452 | 589.076 | 563.446 | 0.56345 | 0.64793 | 4 | 27 | 10 | 0.00038649 | 0.00044423
4 | 28 | 11 | 158 | 442 | 13 | 0.4 | 0.13 | 598.005 | 34.395 | 558.021 | 533.492 | 0.53349 | 0.66233 | 4 | 27 | 11 | 0.00036594 | 0.0004541
4 | 28 | 12 | 472 | 376 | 14 | 0.4 | 0.13 | 869.488 | 45.161 | 781.802 | 749.343 | 0.74934 | 0.63379 | 4 | 27 | 12 | 0.000514 | 0.00043454
4 | 28 | 13 | 346 | 415 | 14 | 0.4 | 0.13 | 764.811 | 41.397 | 697.671 | 668.194 | 0.66819 | 0.54893 | 4 | 27 | 13 | 0.00045834 | 0.00037636
4 | 28 | 14 | 0 | 119 | 14 | 0.4 | 0.13 | 111.205 | 17.975 | 105.395 | 96.904 | 0.096904 | 0.49369 | 4 | 27 | 14 | 6.6469e-05 | 0.00033848
4 | 28 | 15 | 103 | 326 | 13 | 0.4 | 0.13 | 392.936 | 27.093 | 378.364 | 360.201 | 0.3602 | 0.22867 | 4 | 27 | 15 | 0.00024707 | 0.00015678
4 | 28 | 16 | 0 | 100 | 11 | 0.4 | 0.13 | 93.096 | 14.344 | 90.604 | 82.637 | 0.082637 | 0.16914 | 4 | 27 | 16 | 5.6683e-05 | 0.00011597
4 | 28 | 17 | 0 | 26 | 8 | 0.4 | 0.13 | 24.105 | 8.869 | 22.991 | 17.42 | 0.01742 | 0.12289 | 4 | 27 | 17 | 1.1949e-05 | 8.4256e-05
4 | 28 | 18 | 0 | 10 | 6 | 0.5 | 0.13 | 9.254 | 6.323 | 8.437 | 3.382 | 0.003382 | 0.01056 | 4 | 27 | 18 | 2.3198e-06 | 7.2401e-06
4 | 28 | 19 | 0 | 0 | 5 | 0.4 | 0.13 | 0 | 5 | 0 | 0 | 0 | 0 | 4 | 27 | 19 | 0 | 0
4 | 28 | 20 | 0 | 0 | 4 | 0.3 | 0.13 | 0 | 4 | 0 | 0 | 0 | 0 | 4 | 27 | 20 | 0 | 0
4 | 28 | 21 | 0 | 0 | 3 | 0.3 | 0.13 | 0 | 3 | 0 | 0 | 0 | 0 | 4 | 27 | 21 | 0 | 0
4 | 28 | 22 | 0 | 0 | 3 | 0.3 | 0.13 | 0 | 3 | 0 | 0 | 0 | 0 | 4 | 27 | 22 | 0 | 0
4 | 28 | 23 | 0 | 0 | 2 | 0.3 | 0.13 | 0 | 2 | 0 | 0 | 0 | 0 | 4 | 27 | 23 | 0 | 0
4 | 29 | 0 | 0 | 0 | 2 | 0.3 | 0.13 | 0 | 2 | 0 | 0 | 0 | 0 | 4 | 28 | 0 | 0 | 0
4 | 29 | 1 | 0 | 0 | 2 | 0.2 | 0.13 | 0 | 2 | 0 | 0 | 0 | 0 | 4 | 28 | 1 | 0 | 0
4 | 29 | 2 | 0 | 0 | 2 | 0.2 | 0.13 | 0 | 2 | 0 | 0 | 0 | 0 | 4 | 28 | 2 | 0 | 0
4 | 29 | 3 | 0 | 0 | 2 | 0.2 | 0.13 | 0 | 2 | 0 | 0 | 0 | 0 | 4 | 28 | 3 | 0 | 0
4 | 29 | 4 | 0 | 0 | 2 | 0.2 | 0.13 | 0 | 2 | 0 | 0 | 0 | 0 | 4 | 28 | 4 | 0 | 0
4 | 29 | 5 | 0 | 0 | 2 | 0.2 | 0.13 | 0 | 2 | 0 | 0 | 0 | 0 | 4 | 28 | 5 | 0 | 0
4 | 29 | 6 | 107 | 64 | 3 | 0.3 | 0.13 | 62.386 | 5.252 | 56.643 | 49.879 | 0.049879 | 0.013398 | 4 | 28 | 6 | 3.4214e-05 | 9.1859e-06
4 | 29 | 7 | 0 | 23 | 5 | 0.3 | 0.13 | 21.317 | 5.792 | 20.526 | 15.042 | 0.015042 | 0.05701 | 4 | 28 | 7 | 1.0318e-05 | 3.9087e-05
4 | 29 | 8 | 0 | 66 | 7 | 0.3 | 0.13 | 61.337 | 9.273 | 60.093 | 53.207 | 0.053207 | 0.16553 | 4 | 28 | 8 | 3.6496e-05 | 0.00011349
4 | 29 | 9 | 0 | 101 | 8 | 0.3 | 0.13 | 94.088 | 11.475 | 91.793 | 83.784 | 0.083784 | 0.42887 | 4 | 28 | 9 | 5.747e-05 | 0.00029404
4 | 29 | 10 | 23 | 298 | 9 | 0.3 | 0.13 | 302.522 | 20.155 | 294.512 | 279.32 | 0.27932 | 0.56345 | 4 | 28 | 10 | 0.00019159 | 0.00038631
4 | 29 | 11 | 16 | 291 | 11 | 0.2 | 0.13 | 291.574 | 22.079 | 280.109 | 265.428 | 0.26543 | 0.53349 | 4 | 28 | 11 | 0.00018207 | 0.00036577
4 | 29 | 12 | 424 | 386 | 12 | 0.2 | 0.13 | 831.304 | 43.681 | 751.541 | 720.155 | 0.72015 | 0.74934 | 4 | 28 | 12 | 0.00049398 | 0.00051376
4 | 29 | 13 | 17 | 298 | 12 | 0.3 | 0.13 | 299.578 | 23.03 | 286.816 | 271.897 | 0.2719 | 0.66819 | 4 | 28 | 13 | 0.0001865 | 0.00045813
4 | 29 | 14 | 9 | 221 | 12 | 0.3 | 0.13 | 216.275 | 19.971 | 208.321 | 196.183 | 0.19618 | 0.096904 | 4 | 28 | 14 | 0.00013457 | 6.6439e-05
4 | 29 | 15 | 234 | 326 | 12 | 0.3 | 0.13 | 496.338 | 30.372 | 475.712 | 454.099 | 0.4541 | 0.3602 | 4 | 28 | 15 | 0.00031148 | 0.00024696
4 | 29 | 16 | 303 | 226 | 11 | 0.3 | 0.13 | 392.539 | 25.581 | 386.787 | 368.326 | 0.36833 | 0.082637 | 4 | 28 | 16 | 0.00025265 | 5.6658e-05
4 | 29 | 17 | 106 | 150 | 10 | 0.2 | 0.13 | 178.044 | 16.803 | 175.679 | 164.698 | 0.1647 | 0.01742 | 4 | 28 | 17 | 0.00011297 | 1.1943e-05
4 | 29 | 18 | 25 | 66 | 8 | 0.3 | 0.13 | 62.35 | 10.295 | 59.426 | 52.564 | 0.052564 | 0.003382 | 4 | 28 | 18 | 3.6055e-05 | 2.3188e-06
4 | 29 | 19 | 0 | 0 | 6 | 0.4 | 0.13 | 0 | 6 | 0 | 0 | 0 | 0 | 4 | 28 | 19 | 0 | 0
4 | 29 | 20 | 0 | 0 | 6 | 0.3 | 0.13 | 0 | 6 | 0 | 0 | 0 | 0 | 4 | 28 | 20 | 0 | 0
4 | 29 | 21 | 0 | 0 | 6 | 0.2 | 0.13 | 0 | 6 | 0 | 0 | 0 | 0 | 4 | 28 | 21 | 0 | 0
4 | 29 | 22 | 0 | 0 | 5 | 0.3 | 0.13 | 0 | 5 | 0 | 0 | 0 | 0 | 4 | 28 | 22 | 0 | 0
4 | 29 | 23 | 0 | 0 | 5 | 0.5 | 0.13 | 0 | 5 | 0 | 0 | 0 | 0 | 4 | 28 | 23 | 0 | 0
4 | 30 | 0 | 0 | 0 | 5 | 0.5 | 0.13 | 0 | 5 | 0 | 0 | 0 | 0 | 4 | 29 | 0 | 0 | 0
4 | 30 | 1 | 0 | 0 | 5 | 0.4 | 0.13 | 0 | 5 | 0 | 0 | 0 | 0 | 4 | 29 | 1 | 0 | 0
4 | 30 | 2 | 0 | 0 | 4 | 0.4 | 0.13 | 0 | 4 | 0 | 0 | 0 | 0 | 4 | 29 | 2 | 0 | 0
4 | 30 | 3 | 0 | 0 | 4 | 0.4 | 0.13 | 0 | 4 | 0 | 0 | 0 | 0 | 4 | 29 | 3 | 0 | 0
4 | 30 | 4 | 0 | 0 | 3 | 0.5 | 0.13 | 0 | 3 | 0 | 0 | 0 | 0 | 4 | 29 | 4 | 0 | 0
4 | 30 | 5 | 0 | 0 | 3 | 0.4 | 0.13 | 0 | 3 | 0 | 0 | 0 | 0 | 4 | 29 | 5 | 0 | 0
4 | 30 | 6 | 185 | 61 | 5 | 0.2 | 0.13 | 64.985 | 7.381 | 55.539 | 48.814 | 0.048814 | 0.049879 | 4 | 29 | 6 | 3.3483e-05 | 3.4198e-05
4 | 30 | 7 | 458 | 121 | 8 | 0.1 | 0.13 | 255.07 | 17.96 | 243.593 | 230.205 | 0.23021 | 0.015042 | 4 | 29 | 7 | 0.0001579 | 1.0313e-05
4 | 30 | 8 | 618 | 157 | 11 | 0.1 | 0.13 | 485.042 | 30.245 | 475.015 | 453.427 | 0.45343 | 0.053207 | 4 | 29 | 8 | 0.00031102 | 3.648e-05
4 | 30 | 9 | 710 | 180 | 13 | 0.2 | 0.13 | 699.806 | 39.811 | 655.373 | 627.394 | 0.62739 | 0.083784 | 4 | 29 | 9 | 0.00043035 | 5.7444e-05
4 | 30 | 10 | 765 | 194 | 14 | 0.2 | 0.13 | 873.378 | 47.398 | 786.902 | 754.262 | 0.75426 | 0.27932 | 4 | 29 | 10 | 0.00051737 | 0.00019151
4 | 30 | 11 | 799 | 200 | 15 | 0.2 | 0.13 | 984.751 | 52.618 | 863.433 | 828.082 | 0.82808 | 0.26543 | 4 | 29 | 11 | 0.00056801 | 0.00018198
4 | 30 | 12 | 809 | 202 | 16 | 0.2 | 0.13 | 1027.014 | 55.217 | 888.666 | 852.421 | 0.85242 | 0.72015 | 4 | 29 | 12 | 0.0005847 | 0.00049375
4 | 30 | 13 | 753 | 229 | 17 | 0.2 | 0.13 | 983.502 | 54.555 | 854.108 | 819.087 | 0.81909 | 0.2719 | 4 | 29 | 13 | 0.00056184 | 0.00018642
4 | 30 | 14 | 34 | 337 | 18 | 0.3 | 0.13 | 358.689 | 31.224 | 335.544 | 318.898 | 0.3189 | 0.19618 | 4 | 29 | 14 | 0.00021874 | 0.00013451
4 | 30 | 15 | 73 | 316 | 17 | 0.3 | 0.13 | 360.237 | 30.314 | 341.331 | 324.48 | 0.32448 | 0.4541 | 4 | 29 | 15 | 0.00022257 | 0.00031134
4 | 30 | 16 | 165 | 245 | 16 | 0.3 | 0.13 | 329.81 | 28.237 | 318.991 | 302.932 | 0.30293 | 0.36833 | 4 | 29 | 16 | 0.00020779 | 0.00025253
4 | 30 | 17 | 396 | 149 | 15 | 0.2 | 0.13 | 279.845 | 25.646 | 265.96 | 251.779 | 0.25178 | 0.1647 | 4 | 29 | 17 | 0.0001727 | 0.00011292
4 | 30 | 18 | 12 | 64 | 12 | 0.2 | 0.13 | 59.595 | 14.271 | 56.403 | 49.648 | 0.049648 | 0.052564 | 4 | 29 | 18 | 3.4055e-05 | 3.6039e-05
4 | 30 | 19 | 0 | 0 | 22 | 0.4 | 0.14 | 0 | 0 | 0 | 0 | 0 | 0 | 4 | 29 | 19 | 0 | 0
4 | 30 | 20 | 0 | 0 | 21 | 0.5 | 0.14 | 0 | 21 | 0 | 0 | 0 | 0 | 4 | 29 | 20 | 0 | 0
4 | 30 | 21 | 0 | 0 | 21 | 0.6 | 0.14 | 0 | 21 | 0 | 0 | 0 | 0 | 4 | 29 | 21 | 0 | 0
4 | 30 | 22 | 0 | 0 | 21 | 0.6 | 0.14 | 0 | 21 | 0 | 0 | 0 | 0 | 4 | 29 | 22 | 0 | 0
4 | 30 | 23 | 0 | 0 | 20 | 0.5 | 0.14 | 0 | 20 | 0 | 0 | 0 | 0 | 4 | 29 | 23 | 0 | 0
5 | 1 | 0 | 0 | 0 | 20 | 0.5 | 0.14 | 0 | 20 | 0 | 0 | 0 | 0 | 4 | 30 | 0 | 0 | 0
5 | 1 | 1 | 0 | 0 | 20 | 0.5 | 0.14 | 0 | 20 | 0 | 0 | 0 | 0 | 4 | 30 | 1 | 0 | 0
5 | 1 | 2 | 0 | 0 | 20 | 0.6 | 0.14 | 0 | 20 | 0 | 0 | 0 | 0 | 4 | 30 | 2 | 0 | 0
5 | 1 | 3 | 0 | 0 | 20 | 0.6 | 0.14 | 0 | 20 | 0 | 0 | 0 | 0 | 4 | 30 | 3 | 0 | 0
5 | 1 | 4 | 0 | 0 | 19 | 0.5 | 0.14 | 0 | 19 | 0 | 0 | 0 | 0 | 4 | 30 | 4 | 0 | 0
5 | 1 | 5 | 0 | 0 | 17 | 0.5 | 0.14 | 0 | 17 | 0 | 0 | 0 | 0 | 4 | 30 | 5 | 0 | 0
5 | 1 | 6 | 0 | 15 | 15 | 0.5 | 0.14 | 13.892 | 15.483 | 12.231 | 7.041 | 0.007041 | 0.048814 | 4 | 30 | 6 | 4.8296e-06 | 3.3468e-05
5 | 1 | 7 | 0 | 45 | 14 | 0.5 | 0.14 | 41.77 | 15.462 | 39.68 | 33.518 | 0.033518 | 0.23021 | 4 | 30 | 7 | 2.2991e-05 | 0.00015783
5 | 1 | 8 | 14 | 184 | 16 | 0.5 | 0.14 | 179.527 | 22.266 | 173.804 | 162.889 | 0.16289 | 0.45343 | 4 | 30 | 8 | 0.00011173 | 0.00031088
5 | 1 | 9 | 398 | 277 | 17 | 0.6 | 0.14 | 563.574 | 36.121 | 531.708 | 508.111 | 0.50811 | 0.62739 | 4 | 30 | 9 | 0.00034853 | 0.00043015
5 | 1 | 10 | 441 | 322 | 18 | 0.8 | 0.14 | 717.551 | 41 | 660.151 | 632.003 | 0.632 | 0.75426 | 4 | 30 | 10 | 0.00043351 | 0.00051714
5 | 1 | 11 | 932 | 118 | 19 | 0.9 | 0.14 | 1024.21 | 51.015 | 905.474 | 868.633 | 0.86863 | 0.82808 | 4 | 30 | 11 | 0.00059582 | 0.00056775
5 | 1 | 12 | 925 | 127 | 19 | 0.9 | 0.14 | 1060.188 | 52.125 | 930.708 | 892.973 | 0.89297 | 0.85242 | 4 | 30 | 12 | 0.00061252 | 0.00058444
5 | 1 | 13 | 296 | 433 | 18 | 1 | 0.14 | 733.812 | 40.274 | 671.348 | 642.803 | 0.6428 | 0.81909 | 4 | 30 | 13 | 0.00044092 | 0.00056158
5 | 1 | 14 | 98 | 397 | 17 | 0.9 | 0.14 | 475.907 | 31.815 | 447.826 | 427.201 | 0.4272 | 0.3189 | 4 | 30 | 14 | 0.00029303 | 0.00021864
5 | 1 | 15 | 808 | 134 | 16 | 0.8 | 0.14 | 747.546 | 40.049 | 699.562 | 670.018 | 0.67002 | 0.32448 | 4 | 30 | 15 | 0.00045959 | 0.00022247
5 | 1 | 16 | 233 | 241 | 15 | 0.7 | 0.14 | 364.136 | 27.032 | 355.357 | 338.009 | 0.33801 | 0.30293 | 4 | 30 | 16 | 0.00023185 | 0.0002077
5 | 1 | 17 | 0 | 112 | 14 | 0.6 | 0.14 | 104.006 | 17.536 | 101.551 | 93.196 | 0.093196 | 0.25178 | 4 | 30 | 17 | 6.3926e-05 | 0.00017262
5 | 1 | 18 | 0 | 44 | 12 | 0.5 | 0.14 | 40.786 | 13.423 | 38.561 | 32.439 | 0.032439 | 0.049648 | 4 | 30 | 18 | 2.2251e-05 | 3.404e-05
5 | 1 | 19 | 0 | 0 | 10 | 0.4 | 0.14 | 0 | 0 | 0 | 0 | 0 | 0 | 4 | 30 | 19 | 0 | 0
5 | 1 | 20 | 0 | 0 | 9 | 0.4 | 0.14 | 0 | 9 | 0 | 0 | 0 | 0 | 4 | 30 | 20 | 0 | 0
5 | 1 | 21 | 0 | 0 | 9 | 0.4 | 0.14 | 0 | 9 | 0 | 0 | 0 | 0 | 4 | 30 | 21 | 0 | 0
5 | 1 | 22 | 0 | 0 | 8 | 0.4 | 0.14 | 0 | 8 | 0 | 0 | 0 | 0 | 4 | 30 | 22 | 0 | 0
5 | 1 | 23 | 0 | 0 | 8 | 0.5 | 0.14 | 0 | 8 | 0 | 0 | 0 | 0 | 4 | 30 | 23 | 0 | 0
5 | 2 | 0 | 0 | 0 | 8 | 0.5 | 0.14 | 0 | 8 | 0 | 0 | 0 | 0 | 5 | 1 | 0 | 0 | 0
5 | 2 | 1 | 0 | 0 | 8 | 0.5 | 0.14 | 0 | 8 | 0 | 0 | 0 | 0 | 5 | 1 | 1 | 0 | 0
5 | 2 | 2 | 0 | 0 | 8 | 0.5 | 0.14 | 0 | 8 | 0 | 0 | 0 | 0 | 5 | 1 | 2 | 0 | 0
5 | 2 | 3 | 0 | 0 | 8 | 0.5 | 0.14 | 0 | 8 | 0 | 0 | 0 | 0 | 5 | 1 | 3 | 0 | 0
5 | 2 | 4 | 0 | 0 | 8 | 0.6 | 0.14 | 0 | 8 | 0 | 0 | 0 | 0 | 5 | 1 | 4 | 0 | 0
5 | 2 | 5 | 0 | 0 | 8 | 0.6 | 0.14 | 0 | 8 | 0 | 0 | 0 | 0 | 5 | 1 | 5 | 0 | 0
5 | 2 | 6 | 397 | 47 | 8 | 0.6 | 0.14 | 68.916 | 10.115 | 49.694 | 43.177 | 0.043177 | 0.007041 | 5 | 1 | 6 | 2.9616e-05 | 4.8274e-06
5 | 2 | 7 | 666 | 78 | 10 | 0.7 | 0.14 | 281.127 | 19.127 | 263.83 | 249.725 | 0.24973 | 0.033518 | 5 | 1 | 7 | 0.00017129 | 2.2981e-05
5 | 2 | 8 | 795 | 96 | 12 | 0.7 | 0.14 | 520.493 | 29.263 | 513.738 | 490.778 | 0.49078 | 0.16289 | 5 | 1 | 8 | 0.00033664 | 0.00011168
5 | 2 | 9 | 860 | 110 | 14 | 0.8 | 0.14 | 737.753 | 37.748 | 698.328 | 668.827 | 0.66883 | 0.50811 | 5 | 1 | 9 | 0.00045877 | 0.00034837
5 | 2 | 10 | 310 | 374 | 15 | 0.8 | 0.14 | 649.157 | 35.789 | 607.637 | 581.35 | 0.58135 | 0.632 | 5 | 1 | 10 | 0.00039877 | 0.00043331
5 | 2 | 11 | 299 | 426 | 16 | 0.8 | 0.14 | 725.704 | 39.209 | 667.078 | 638.685 | 0.63868 | 0.86863 | 5 | 1 | 11 | 0.00043809 | 0.00059555
5 | 2 | 12 | 200 | 465 | 17 | 0.8 | 0.14 | 670.115 | 38.406 | 615.286 | 588.727 | 0.58873 | 0.89297 | 5 | 1 | 12 | 0.00040383 | 0.00061224
5 | 2 | 13 | 433 | 374 | 18 | 0.8 | 0.14 | 814.787 | 44.078 | 736.163 | 705.321 | 0.70532 | 0.6428 | 5 | 1 | 13 | 0.0004838 | 0.00044072
5 | 2 | 14 | 380 | 361 | 18 | 0.8 | 0.14 | 705.256 | 40.59 | 648.254 | 620.527 | 0.62053 | 0.4272 | 5 | 1 | 14 | 0.00042564 | 0.0002929
5 | 2 | 15 | 845 | 119 | 18 | 0.7 | 0.14 | 760.25 | 43.132 | 702.936 | 673.272 | 0.67327 | 0.67002 | 5 | 1 | 15 | 0.00046182 | 0.00045938
5 | 2 | 16 | 116 | 246 | 17 | 0.6 | 0.14 | 303.121 | 27.288 | 292.997 | 277.858 | 0.27786 | 0.33801 | 5 | 1 | 16 | 0.00019059 | 0.00023175
5 | 2 | 17 | 622 | 96 | 15 | 0.5 | 0.14 | 309.944 | 25.728 | 291.874 | 276.775 | 0.27677 | 0.093196 | 5 | 1 | 17 | 0.00018985 | 6.3897e-05
5 | 2 | 18 | 408 | 59 | 14 | 0.3 | 0.14 | 98.337 | 17.376 | 74.254 | 66.866 | 0.066866 | 0.032439 | 5 | 1 | 18 | 4.5865e-05 | 2.2241e-05
5 | 2 | 19 | 0 | 0 | 12 | 0.3 | 0.14 | 0 | 0 | 0 | 0 | 0 | 0 | 5 | 1 | 19 | 0 | 0
5 | 2 | 20 | 0 | 0 | 10 | 0.3 | 0.14 | 0 | 10 | 0 | 0 | 0 | 0 | 5 | 1 | 20 | 0 | 0
5 | 2 | 21 | 0 | 0 | 9 | 0.3 | 0.14 | 0 | 9 | 0 | 0 | 0 | 0 | 5 | 1 | 21 | 0 | 0
5 | 2 | 22 | 0 | 0 | 8 | 0.2 | 0.14 | 0 | 8 | 0 | 0 | 0 | 0 | 5 | 1 | 22 | 0 | 0
5 | 2 | 23 | 0 | 0 | 7 | 0.2 | 0.14 | 0 | 7 | 0 | 0 | 0 | 0 | 5 | 1 | 23 | 0 | 0
5 | 3 | 0 | 0 | 0 | 5 | 0.1 | 0.14 | 0 | 5 | 0 | 0 | 0 | 0 | 5 | 2 | 0 | 0 | 0
5 | 3 | 1 | 0 | 0 | 5 | 0.1 | 0.14 | 0 | 5 | 0 | 0 | 0 | 0 | 5 | 2 | 1 | 0 | 0
5 | 3 | 2 | 0 | 0 | 5 | 0.2 | 0.14 | 0 | 5 | 0 | 0 | 0 | 0 | 5 | 2 | 2 | 0 | 0
5 | 3 | 3 | 0 | 0 | 4 | 0.1 | 0.14 | 0 | 4 | 0 | 0 | 0 | 0 | 5 | 2 | 3 | 0 | 0
5 | 3 | 4 | 0 | 0 | 4 | 0.1 | 0.14 | 0 | 4 | 0 | 0 | 0 | 0 | 5 | 2 | 4 | 0 | 0
5 | 3 | 5 | 0 | 0 | 5 | 0.1 | 0.14 | 0 | 5 | 0 | 0 | 0 | 0 | 5 | 2 | 5 | 0 | 0
5 | 3 | 6 | 433 | 45 | 7 | 0.2 | 0.14 | 70.365 | 9.408 | 49.557 | 43.045 | 0.043045 | 0.043177 | 5 | 2 | 6 | 2.9526e-05 | 2.9603e-05
5 | 3 | 7 | 685 | 74 | 9 | 0.3 | 0.14 | 284.148 | 19.363 | 266.389 | 252.193 | 0.25219 | 0.24973 | 5 | 2 | 7 | 0.00017299 | 0.00017122
5 | 3 | 8 | 811 | 90 | 11 | 0.3 | 0.14 | 523.924 | 30.522 | 514.702 | 491.708 | 0.49171 | 0.49078 | 5 | 2 | 8 | 0.00033728 | 0.00033649
5 | 3 | 9 | 877 | 102 | 12 | 0.3 | 0.14 | 740.096 | 39.5 | 695.811 | 666.4 | 0.6664 | 0.66883 | 5 | 2 | 9 | 0.0004571 | 0.00045856
5 | 3 | 10 | 313 | 373 | 14 | 0.3 | 0.14 | 650.673 | 38.051 | 603.573 | 577.43 | 0.57743 | 0.58135 | 5 | 2 | 10 | 0.00039608 | 0.00039858
5 | 3 | 11 | 314 | 421 | 15 | 0.3 | 0.14 | 734.899 | 42.131 | 667.805 | 639.386 | 0.63939 | 0.63868 | 5 | 2 | 11 | 0.00043857 | 0.00043789
5 | 3 | 12 | 487 | 378 | 14 | 0.3 | 0.14 | 885.873 | 46.724 | 790.968 | 758.185 | 0.75818 | 0.58873 | 5 | 2 | 12 | 0.00052006 | 0.00040364
5 | 3 | 13 | 107 | 443 | 14 | 0.3 | 0.14 | 541.197 | 33.944 | 503.977 | 481.363 | 0.48136 | 0.70532 | 5 | 2 | 13 | 0.00033018 | 0.00048358
5 | 3 | 14 | 134 | 406 | 13 | 0.3 | 0.14 | 524.126 | 32.341 | 493.353 | 471.115 | 0.47112 | 0.62053 | 5 | 2 | 14 | 0.00032315 | 0.00042545
5 | 3 | 15 | 7 | 202 | 13 | 0.3 | 0.14 | 194.942 | 20.197 | 188.181 | 176.756 | 0.17676 | 0.67327 | 5 | 2 | 15 | 0.00012124 | 0.00046161
5 | 3 | 16 | 0 | 136 | 12 | 0.3 | 0.14 | 126.897 | 16.698 | 123.639 | 114.502 | 0.1145 | 0.27786 | 5 | 2 | 16 | 7.854e-05 | 0.0001905
5 | 3 | 17 | 8 | 133 | 11 | 0.2 | 0.14 | 126.15 | 15.833 | 124.734 | 115.558 | 0.11556 | 0.27677 | 5 | 2 | 17 | 7.9265e-05 | 0.00018976
5 | 3 | 18 | 0 | 54 | 10 | 0.2 | 0.14 | 49.695 | 11.9 | 47.757 | 41.309 | 0.041309 | 0.066866 | 5 | 2 | 18 | 2.8335e-05 | 4.5845e-05
5 | 3 | 19 | 0 | 0 | 10 | 0.2 | 0.14 | 0 | 0 | 0 | 0 | 0 | 0 | 5 | 2 | 19 | 0 | 0
5 | 3 | 20 | 0 | 0 | 10 | 0.2 | 0.14 | 0 | 10 | 0 | 0 | 0 | 0 | 5 | 2 | 20 | 0 | 0
5 | 3 | 21 | 0 | 0 | 10 | 0.2 | 0.14 | 0 | 10 | 0 | 0 | 0 | 0 | 5 | 2 | 21 | 0 | 0
5 | 3 | 22 | 0 | 0 | 10 | 0.3 | 0.14 | 0 | 10 | 0 | 0 | 0 | 0 | 5 | 2 | 22 | 0 | 0
5 | 3 | 23 | 0 | 0 | 9 | 0.3 | 0.14 | 0 | 9 | 0 | 0 | 0 | 0 | 5 | 2 | 23 | 0 | 0
5 | 4 | 0 | 0 | 0 | 9 | 0.4 | 0.14 | 0 | 9 | 0 | 0 | 0 | 0 | 5 | 3 | 0 | 0 | 0
5 | 4 | 1 | 0 | 0 | 9 | 0.4 | 0.14 | 0 | 9 | 0 | 0 | 0 | 0 | 5 | 3 | 1 | 0 | 0
5 | 4 | 2 | 0 | 0 | 10 | 0.5 | 0.14 | 0 | 10 | 0 | 0 | 0 | 0 | 5 | 3 | 2 | 0 | 0
5 | 4 | 3 | 0 | 0 | 10 | 0.4 | 0.14 | 0 | 10 | 0 | 0 | 0 | 0 | 5 | 3 | 3 | 0 | 0
5 | 4 | 4 | 0 | 0 | 9 | 0.2 | 0.14 | 0 | 9 | 0 | 0 | 0 | 0 | 5 | 3 | 4 | 0 | 0
5 | 4 | 5 | 0 | 0 | 9 | 0.2 | 0.14 | 0 | 9 | 0 | 0 | 0 | 0 | 5 | 3 | 5 | 0 | 0
5 | 4 | 6 | 0 | 17 | 9 | 0.2 | 0.14 | 15.747 | 9.601 | 14.402 | 9.136 | 0.009136 | 0.043045 | 5 | 3 | 6 | 6.2667e-06 | 2.9512e-05
5 | 4 | 7 | 0 | 48 | 11 | 0.3 | 0.14 | 44.562 | 12.656 | 42.953 | 36.675 | 0.036675 | 0.25219 | 5 | 3 | 7 | 2.5157e-05 | 0.00017291
5 | 4 | 8 | 0 | 75 | 13 | 0.4 | 0.14 | 69.748 | 15.506 | 66.852 | 59.727 | 0.059727 | 0.49171 | 5 | 3 | 8 | 4.0969e-05 | 0.00033712
5 | 4 | 9 | 0 | 129 | 15 | 0.5 | 0.14 | 120.454 | 19.189 | 114.85 | 106.024 | 0.10602 | 0.6664 | 5 | 3 | 9 | 7.2725e-05 | 0.0004569
5 | 4 | 10 | 0 | 121 | 16 | 0.5 | 0.14 | 113.086 | 19.925 | 106.403 | 97.877 | 0.097877 | 0.57743 | 5 | 3 | 10 | 6.7137e-05 | 0.0003959
5 | 4 | 11 | 8 | 189 | 17 | 0.5 | 0.14 | 185.57 | 23.434 | 174.702 | 163.755 | 0.16375 | 0.63939 | 5 | 3 | 11 | 0.00011232 | 0.00043838
5 | 4 | 12 | 8 | 184 | 18 | 0.5 | 0.14 | 181.232 | 24.281 | 169.639 | 158.872 | 0.15887 | 0.75818 | 5 | 3 | 12 | 0.00010898 | 0.00051983
5 | 4 | 13 | 6 | 170 | 18 | 0.5 | 0.14 | 165.621 | 23.742 | 155.009 | 144.761 | 0.14476 | 0.48136 | 5 | 3 | 13 | 9.9296e-05 | 0.00033003
5 | 4 | 14 | 0 | 130 | 17 | 0.5 | 0.14 | 121.612 | 21.219 | 114.029 | 105.232 | 0.10523 | 0.47112 | 5 | 3 | 14 | 7.2182e-05 | 0.00032301
5 | 4 | 15 | 0 | 111 | 17 | 0.4 | 0.14 | 103.531 | 20.707 | 97.374 | 89.167 | 0.089167 | 0.17676 | 5 | 3 | 15 | 6.1162e-05 | 0.00012119
5 | 4 | 16 | 0 | 95 | 17 | 0.4 | 0.14 | 88.428 | 20.175 | 83.743 | 76.019 | 0.076019 | 0.1145 | 5 | 3 | 16 | 5.2144e-05 | 7.8505e-05
5 | 4 | 17 | 0 | 60 | 16 | 0.3 | 0.14 | 55.739 | 18.07 | 52.914 | 46.283 | 0.046283 | 0.11556 | 5 | 3 | 17 | 3.1747e-05 | 7.9229e-05
5 | 4 | 18 | 0 | 25 | 15 | 0.2 | 0.14 | 23.175 | 15.886 | 21.177 | 15.67 | 0.01567 | 0.041309 | 5 | 3 | 18 | 1.0749e-05 | 2.8322e-05
5 | 4 | 19 | 0 | 0 | 15 | 0.2 | 0.14 | 0 | 0 | 0 | 0 | 0 | 0 | 5 | 3 | 19 | 0 | 0
5 | 4 | 20 | 0 | 0 | 14 | 0.2 | 0.14 | 0 | 14 | 0 | 0 | 0 | 0 | 5 | 3 | 20 | 0 | 0
5 | 4 | 21 | 0 | 0 | 14 | 0.2 | 0.14 | 0 | 14 | 0 | 0 | 0 | 0 | 5 | 3 | 21 | 0 | 0
5 | 4 | 22 | 0 | 0 | 14 | 0.3 | 0.14 | 0 | 14 | 0 | 0 | 0 | 0 | 5 | 3 | 22 | 0 | 0
5 | 4 | 23 | 0 | 0 | 14 | 0.4 | 0.14 | 0 | 14 | 0 | 0 | 0 | 0 | 5 | 3 | 23 | 0 | 0
5 | 5 | 0 | 0 | 0 | 13 | 0.4 | 0.14 | 0 | 13 | 0 | 0 | 0 | 0 | 5 | 4 | 0 | 0 | 0
5 | 5 | 1 | 0 | 0 | 13 | 0.4 | 0.14 | 0 | 13 | 0 | 0 | 0 | 0 | 5 | 4 | 1 | 0 | 0
5 | 5 | 2 | 0 | 0 | 12 | 0.4 | 0.14 | 0 | 12 | 0 | 0 | 0 | 0 | 5 | 4 | 2 | 0 | 0
5 | 5 | 3 | 0 | 0 | 11 | 0.4 | 0.14 | 0 | 11 | 0 | 0 | 0 | 0 | 5 | 4 | 3 | 0 | 0
5 | 5 | 4 | 0 | 0 | 11 | 0.3 | 0.14 | 0 | 11 | 0 | 0 | 0 | 0 | 5 | 4 | 4 | 0 | 0
5 | 5 | 5 | 0 | 0 | 10 | 0.3 | 0.14 | 0 | 10 | 0 | 0 | 0 | 0 | 5 | 4 | 5 | 0 | 0
5 | 5 | 6 | 57 | 61 | 9 | 0.4 | 0.14 | 58.155 | 11.059 | 53.433 | 46.783 | 0.046783 | 0.009136 | 5 | 4 | 6 | 3.209e-05 | 6.2638e-06
5 | 5 | 7 | 148 | 143 | 8 | 0.5 | 0.14 | 179.913 | 14.259 | 177.634 | 166.584 | 0.16658 | 0.036675 | 5 | 4 | 7 | 0.00011427 | 2.5145e-05
5 | 5 | 8 | 0 | 22 | 8 | 0.5 | 0.14 | 20.421 | 8.712 | 19.123 | 13.69 | 0.01369 | 0.059727 | 5 | 4 | 8 | 9.3904e-06 | 4.095e-05
5 | 5 | 9 | 0 | 16 | 8 | 0.5 | 0.14 | 14.871 | 8.517 | 13.584 | 8.347 | 0.008347 | 0.10602 | 5 | 4 | 9 | 5.7255e-06 | 7.2692e-05
5 | 5 | 10 | 2 | 149 | 8 | 0.6 | 0.14 | 141.288 | 12.765 | 137.969 | 128.324 | 0.12832 | 0.097877 | 5 | 4 | 10 | 8.8021e-05 | 6.7106e-05
5 | 5 | 11 | 6 | 171 | 9 | 0.6 | 0.14 | 166.474 | 14.609 | 161.676 | 151.191 | 0.15119 | 0.16375 | 5 | 4 | 11 | 0.00010371 | 0.00011227
5 | 5 | 12 | 6 | 171 | 9 | 0.6 | 0.14 | 166.825 | 14.618 | 161.776 | 151.288 | 0.15129 | 0.15887 | 5 | 4 | 12 | 0.00010377 | 0.00010893
5 | 5 | 13 | 0 | 124 | 8 | 0.6 | 0.14 | 116.128 | 11.911 | 112.413 | 103.674 | 0.10367 | 0.14476 | 5 | 4 | 13 | 7.1113e-05 | 9.9251e-05
5 | 5 | 14 | 9 | 209 | 8 | 0.6 | 0.14 | 204.676 | 14.903 | 200.587 | 188.723 | 0.18872 | 0.10523 | 5 | 4 | 14 | 0.00012945 | 7.2149e-05
5 | 5 | 15 | 13 | 236 | 8 | 0.6 | 0.14 | 231.835 | 15.834 | 228.88 | 216.014 | 0.21601 | 0.089167 | 5 | 4 | 15 | 0.00014817 | 6.1135e-05
5 | 5 | 16 | 0 | 80 | 8 | 0.6 | 0.14 | 74.421 | 10.521 | 72.836 | 65.499 | 0.065499 | 0.076019 | 5 | 4 | 16 | 4.4928e-05 | 5.212e-05
5 | 5 | 17 | 15 | 140 | 8 | 0.6 | 0.14 | 135 | 12.587 | 135.381 | 125.828 | 0.12583 | 0.046283 | 5 | 4 | 17 | 8.6309e-05 | 3.1733e-05
5 | 5 | 18 | 0 | 61 | 7 | 0.6 | 0.14 | 55.876 | 8.896 | 54.708 | 48.013 | 0.048013 | 0.01567 | 5 | 4 | 18 | 3.2934e-05 | 1.0744e-05
5 | 5 | 19 | 0 | 0 | 7 | 0.6 | 0.14 | 0 | 0 | 0 | 0 | 0 | 0 | 5 | 4 | 19 | 0 | 0
5 | 5 | 20 | 0 | 0 | 7 | 0.5 | 0.14 | 0 | 7 | 0 | 0 | 0 | 0 | 5 | 4 | 20 | 0 | 0
5 | 5 | 21 | 0 | 0 | 7 | 0.4 | 0.14 | 0 | 7 | 0 | 0 | 0 | 0 | 5 | 4 | 21 | 0 | 0
5 | 5 | 22 | 0 | 0 | 7 | 0.3 | 0.14 | 0 | 7 | 0 | 0 | 0 | 0 | 5 | 4 | 22 | 0 | 0
5 | 5 | 23 | 0 | 0 | 6 | 0.3 | 0.14 | 0 | 6 | 0 | 0 | 0 | 0 | 5 | 4 | 23 | 0 | 0
5 | 6 | 0 | 0 | 0 | 6 | 0.2 | 0.14 | 0 | 6 | 0 | 0 | 0 | 0 | 5 | 5 | 0 | 0 | 0
5 | 6 | 1 | 0 | 0 | 6 | 0.2 | 0.14 | 0 | 6 | 0 | 0 | 0 | 0 | 5 | 5 | 1 | 0 | 0
5 | 6 | 2 | 0 | 0 | 6 | 0.2 | 0.14 | 0 | 6 | 0 | 0 | 0 | 0 | 5 | 5 | 2 | 0 | 0
5 | 6 | 3 | 0 | 0 | 6 | 0.2 | 0.14 | 0 | 6 | 0 | 0 | 0 | 0 | 5 | 5 | 3 | 0 | 0
5 | 6 | 4 | 0 | 0 | 5 | 0.3 | 0.14 | 0 | 5 | 0 | 0 | 0 | 0 | 5 | 5 | 4 | 0 | 0
5 | 6 | 5 | 0 | 0 | 5 | 0.3 | 0.14 | 0 | 5 | 0 | 0 | 0 | 0 | 5 | 5 | 5 | 0 | 0
5 | 6 | 6 | 90 | 62 | 6 | 0.3 | 0.14 | 61.72 | 8.238 | 56.201 | 49.453 | 0.049453 | 0.046783 | 5 | 5 | 6 | 3.3921e-05 | 3.2075e-05
5 | 6 | 7 | 178 | 142 | 7 | 0.3 | 0.14 | 188.532 | 13.958 | 186.054 | 174.705 | 0.1747 | 0.16658 | 5 | 5 | 7 | 0.00011984 | 0.00011421
5 | 6 | 8 | 155 | 238 | 10 | 0.3 | 0.14 | 311.362 | 21.554 | 308.832 | 293.133 | 0.29313 | 0.01369 | 5 | 5 | 8 | 0.00020107 | 9.3861e-06
5 | 6 | 9 | 451 | 261 | 12 | 0.3 | 0.14 | 592.322 | 33.958 | 564.073 | 539.33 | 0.53933 | 0.008347 | 5 | 5 | 9 | 0.00036994 | 5.7229e-06
5 | 6 | 10 | 873 | 130 | 13 | 0.4 | 0.14 | 897.231 | 45.269 | 816.398 | 782.714 | 0.78271 | 0.12832 | 5 | 5 | 10 | 0.00053689 | 8.7981e-05
5 | 6 | 11 | 236 | 446 | 14 | 0.4 | 0.14 | 675.71 | 38.183 | 622.32 | 595.513 | 0.59551 | 0.15119 | 5 | 5 | 11 | 0.00040848 | 0.00010366
5 | 6 | 12 | 161 | 472 | 14 | 0.4 | 0.14 | 637.1 | 36.778 | 587.687 | 562.107 | 0.56211 | 0.15129 | 5 | 5 | 12 | 0.00038557 | 0.00010373
5 | 6 | 13 | 335 | 428 | 15 | 0.5 | 0.14 | 765.335 | 41.61 | 696.666 | 667.224 | 0.66722 | 0.10367 | 5 | 5 | 13 | 0.00045767 | 7.1081e-05
5 | 6 | 14 | 319 | 386 | 14 | 0.5 | 0.14 | 675.243 | 37.501 | 627.086 | 600.11 | 0.60011 | 0.18872 | 5 | 5 | 14 | 0.00041163 | 0.00012939
5 | 6 | 15 | 106 | 335 | 14 | 0.4 | 0.14 | 402.901 | 28.446 | 385.658 | 367.237 | 0.36724 | 0.21601 | 5 | 5 | 15 | 0.0002519 | 0.0001481
5 | 6 | 16 | 0 | 96 | 13 | 0.4 | 0.14 | 89.363 | 16.209 | 86.045 | 78.24 | 0.07824 | 0.065499 | 5 | 5 | 16 | 5.3667e-05 | 4.4907e-05
5 | 6 | 17 | 591 | 106 | 12 | 0.3 | 0.14 | 310.368 | 23.415 | 295.826 | 280.588 | 0.28059 | 0.12583 | 5 | 5 | 17 | 0.00019246 | 8.627e-05
5 | 6 | 18 | 405 | 62 | 11 | 0.2 | 0.14 | 101.28 | 14.601 | 78.272 | 70.742 | 0.070742 | 0.048013 | 5 | 5 | 18 | 4.8524e-05 | 3.2919e-05
5 | 6 | 19 | 0 | 0 | 9 | 0.2 | 0.14 | 0 | 0 | 0 | 0 | 0 | 0 | 5 | 5 | 19 | 0 | 0
5 | 6 | 20 | 0 | 0 | 8 | 0.3 | 0.14 | 0 | 8 | 0 | 0 | 0 | 0 | 5 | 5 | 20 | 0 | 0
5 | 6 | 21 | 0 | 0 | 7 | 0.2 | 0.14 | 0 | 7 | 0 | 0 | 0 | 0 | 5 | 5 | 21 | 0 | 0
5 | 6 | 22 | 0 | 0 | 5 | 0.2 | 0.14 | 0 | 5 | 0 | 0 | 0 | 0 | 5 | 5 | 22 | 0 | 0
5 | 6 | 23 | 0 | 0 | 4 | 0.2 | 0.14 | 0 | 4 | 0 | 0 | 0 | 0 | 5 | 5 | 23 | 0 | 0
5 | 7 | 0 | 0 | 0 | 4 | 0.2 | 0.14 | 0 | 4 | 0 | 0 | 0 | 0 | 5 | 6 | 0 | 0 | 0
5 | 7 | 1 | 0 | 0 | 3 | 0.2 | 0.14 | 0 | 3 | 0 | 0 | 0 | 0 | 5 | 6 | 1 | 0 | 0
5 | 7 | 2 | 0 | 0 | 2 | 0.2 | 0.14 | 0 | 2 | 0 | 0 | 0 | 0 | 5 | 6 | 2 | 0 | 0
5 | 7 | 3 | 0 | 0 | 2 | 0.2 | 0.14 | 0 | 2 | 0 | 0 | 0 | 0 | 5 | 6 | 3 | 0 | 0
5 | 7 | 4 | 0 | 0 | 1 | 0.2 | 0.14 | 0 | 1 | 0 | 0 | 0 | 0 | 5 | 6 | 4 | 0 | 0
5 | 7 | 5 | 0 | 0 | 2 | 0.2 | 0.14 | 0 | 2 | 0 | 0 | 0 | 0 | 5 | 6 | 5 | 0 | 0
5 | 7 | 6 | 482 | 47 | 4 | 0.2 | 0.14 | 79.132 | 6.699 | 56.127 | 49.382 | 0.049382 | 0.049453 | 5 | 6 | 6 | 3.3873e-05 | 3.3906e-05
5 | 7 | 7 | 722 | 74 | 7 | 0.3 | 0.14 | 299.588 | 17.935 | 283.612 | 268.807 | 0.26881 | 0.1747 | 5 | 6 | 7 | 0.00018438 | 0.00011978
5 | 7 | 8 | 836 | 91 | 10 | 0.4 | 0.14 | 541.674 | 29.575 | 533.925 | 510.249 | 0.51025 | 0.29313 | 5 | 6 | 8 | 0.00035 | 0.00020098
5 | 7 | 9 | 900 | 103 | 12 | 0.5 | 0.14 | 760.327 | 38.606 | 716.935 | 686.774 | 0.68677 | 0.53933 | 5 | 6 | 9 | 0.00047108 | 0.00036977
5 | 7 | 10 | 945 | 106 | 13 | 0.5 | 0.14 | 936.28 | 45.701 | 850.54 | 815.646 | 0.81565 | 0.78271 | 5 | 6 | 10 | 0.00055948 | 0.00053664
5 | 7 | 11 | 961 | 111 | 14 | 0.6 | 0.14 | 1046.576 | 49.482 | 930.403 | 892.679 | 0.89268 | 0.59551 | 5 | 6 | 11 | 0.00061232 | 0.0004083
5 | 7 | 12 | 961 | 115 | 15 | 0.6 | 0.14 | 1084.701 | 51.76 | 952.974 | 914.45 | 0.91445 | 0.56211 | 5 | 6 | 12 | 0.00062725 | 0.00038539
5 | 7 | 13 | 957 | 111 | 16 | 0.6 | 0.14 | 1051.594 | 51.648 | 925.983 | 888.416 | 0.88842 | 0.66722 | 5 | 6 | 13 | 0.00060939 | 0.00045746
5 | 7 | 14 | 935 | 109 | 16 | 0.6 | 0.14 | 947.45 | 48.149 | 851.149 | 816.233 | 0.81623 | 0.60011 | 5 | 6 | 14 | 0.00055988 | 0.00041145
5 | 7 | 15 | 898 | 102 | 15 | 0.6 | 0.14 | 780.921 | 41.546 | 726.736 | 696.229 | 0.69623 | 0.36724 | 5 | 6 | 15 | 0.00047757 | 0.00025178
5 | 7 | 16 | 833 | 93 | 14 | 0.5 | 0.14 | 568.701 | 33.945 | 550.312 | 526.056 | 0.52606 | 0.07824 | 5 | 6 | 16 | 0.00036084 | 5.3643e-05
5 | 7 | 17 | 723 | 79 | 13 | 0.4 | 0.14 | 330.928 | 24.79 | 312.638 | 296.803 | 0.2968 | 0.28059 | 5 | 6 | 17 | 0.00020359 | 0.00019238
5 | 7 | 18 | 516 | 53 | 11 | 0.3 | 0.14 | 107.21 | 14.619 | 78.536 | 70.997 | 0.070997 | 0.070742 | 5 | 6 | 18 | 4.8699e-05 | 4.8502e-05
5 | 7 | 19 | 0 | 0 | 9 | 0.2 | 0.14 | 0 | 0 | 0 | 0 | 0 | 0 | 5 | 6 | 19 | 0 | 0
5 | 7 | 20 | 0 | 0 | 7 | 0.2 | 0.14 | 0 | 7 | 0 | 0 | 0 | 0 | 5 | 6 | 20 | 0 | 0
5 | 7 | 21 | 0 | 0 | 5 | 0.2 | 0.14 | 0 | 5 | 0 | 0 | 0 | 0 | 5 | 6 | 21 | 0 | 0
5 | 7 | 22 | 0 | 0 | 4 | 0.2 | 0.14 | 0 | 4 | 0 | 0 | 0 | 0 | 5 | 6 | 22 | 0 | 0
5 | 7 | 23 | 0 | 0 | 3 | 0.2 | 0.14 | 0 | 3 | 0 | 0 | 0 | 0 | 5 | 6 | 23 | 0 | 0
5 | 8 | 0 | 0 | 0 | 2 | 0.2 | 0.14 | 0 | 2 | 0 | 0 | 0 | 0 | 5 | 7 | 0 | 0 | 0
5 | 8 | 1 | 0 | 0 | 1 | 0.2 | 0.14 | 0 | 1 | 0 | 0 | 0 | 0 | 5 | 7 | 1 | 0 | 0
5 | 8 | 2 | 0 | 0 | 0 | 0.2 | 0.14 | 0 | 0 | 0 | 0 | 0 | 0 | 5 | 7 | 2 | 0 | 0
5 | 8 | 3 | 0 | 0 | 0 | 0.2 | 0.14 | 0 | 0 | 0 | 0 | 0 | 0 | 5 | 7 | 3 | 0 | 0
5 | 8 | 4 | 0 | 0 | 0 | 0.2 | 0.14 | 0 | 0 | 0 | 0 | 0 | 0 | 5 | 7 | 4 | 0 | 0
5 | 8 | 5 | 0 | 0 | 0 | 0.2 | 0.14 | 0 | 0 | 0 | 0 | 0 | 0 | 5 | 7 | 5 | 0 | 0
5 | 8 | 6 | 531 | 46 | 2 | 0.2 | 0.14 | 82.958 | 4.801 | 58.031 | 51.218 | 0.051218 | 0.049382 | 5 | 7 | 6 | 3.5132e-05 | 3.3857e-05
5 | 8 | 7 | 761 | 71 | 6 | 0.2 | 0.14 | 310.923 | 17.709 | 294.755 | 279.554 | 0.27955 | 0.26881 | 5 | 7 | 7 | 0.00019175 | 0.0001843
5 | 8 | 8 | 873 | 85 | 10 | 0.2 | 0.14 | 556.224 | 31.382 | 544.688 | 520.631 | 0.52063 | 0.51025 | 5 | 7 | 8 | 0.00035712 | 0.00034984
5 | 8 | 9 | 932 | 95 | 12 | 0.3 | 0.14 | 776.048 | 40.833 | 725.349 | 694.891 | 0.69489 | 0.68677 | 5 | 7 | 9 | 0.00047665 | 0.00047087
5 | 8 | 10 | 955 | 106 | 14 | 0.4 | 0.14 | 945.325 | 48.005 | 850.459 | 815.567 | 0.81557 | 0.81565 | 5 | 7 | 10 | 0.00055942 | 0.00055922
5 | 8 | 11 | 958 | 116 | 15 | 0.4 | 0.14 | 1048.858 | 52.686 | 919.755 | 882.408 | 0.88241 | 0.89268 | 5 | 7 | 11 | 0.00060527 | 0.00061204
5 | 8 | 12 | 952 | 119 | 16 | 0.4 | 0.14 | 1079.733 | 54.779 | 936.479 | 898.539 | 0.89854 | 0.91445 | 5 | 7 | 12 | 0.00061634 | 0.00062696
5 | 8 | 13 | 936 | 118 | 17 | 0.4 | 0.14 | 1038.172 | 54.297 | 903.962 | 867.175 | 0.86717 | 0.88842 | 5 | 7 | 13 | 0.00059482 | 0.00060912
5 | 8 | 14 | 899 | 119 | 17 | 0.4 | 0.14 | 925.543 | 50.282 | 824.022 | 790.068 | 0.79007 | 0.81623 | 5 | 7 | 14 | 0.00054193 | 0.00055962
5 | 8 | 15 | 842 | 117 | 17 | 0.4 | 0.14 | 757.01 | 44.267 | 696.22 | 666.794 | 0.66679 | 0.69623 | 5 | 7 | 15 | 0.00045737 | 0.00047735
5 | 8 | 16 | 749 | 113 | 17 | 0.3 | 0.14 | 541.332 | 37.149 | 516.233 | 493.185 | 0.49318 | 0.52606 | 5 | 7 | 16 | 0.00033829 | 0.00036067
5 | 8 | 17 | 62 | 159 | 16 | 0.2 | 0.14 | 169.685 | 22.491 | 164.062 | 153.493 | 0.15349 | 0.2968 | 5 | 7 | 17 | 0.00010529 | 0.00020349
5 | 8 | 18 | 23 | 72 | 13 | 0.3 | 0.14 | 67.761 | 15.501 | 63.987 | 56.963 | 0.056963 | 0.070997 | 5 | 7 | 18 | 3.9073e-05 | 4.8677e-05
5 | 8 | 19 | 0 | 0 | 12 | 0.5 | 0.13 | 0 | 0 | 0 | 0 | 0 | 0 | 5 | 7 | 19 | 0 | 0
5 | 8 | 20 | 0 | 0 | 11 | 0.3 | 0.13 | 0 | 11 | 0 | 0 | 0 | 0 | 5 | 7 | 20 | 0 | 0
5 | 8 | 21 | 0 | 0 | 11 | 0.1 | 0.13 | 0 | 11 | 0 | 0 | 0 | 0 | 5 | 7 | 21 | 0 | 0
5 | 8 | 22 | 0 | 0 | 10 | 0.1 | 0.13 | 0 | 10 | 0 | 0 | 0 | 0 | 5 | 7 | 22 | 0 | 0
5 | 8 | 23 | 0 | 0 | 10 | 0.1 | 0.13 | 0 | 10 | 0 | 0 | 0 | 0 | 5 | 7 | 23 | 0 | 0
5 | 9 | 0 | 0 | 0 | 9 | 0.1 | 0.13 | 0 | 9 | 0 | 0 | 0 | 0 | 5 | 8 | 0 | 0 | 0
5 | 9 | 1 | 0 | 0 | 9 | 0.1 | 0.13 | 0 | 9 | 0 | 0 | 0 | 0 | 5 | 8 | 1 | 0 | 0
5 | 9 | 2 | 0 | 0 | 8 | 0.1 | 0.13 | 0 | 8 | 0 | 0 | 0 | 0 | 5 | 8 | 2 | 0 | 0
5 | 9 | 3 | 0 | 0 | 8 | 0.1 | 0.13 | 0 | 8 | 0 | 0 | 0 | 0 | 5 | 8 | 3 | 0 | 0
5 | 9 | 4 | 0 | 0 | 8 | 0.1 | 0.13 | 0 | 8 | 0 | 0 | 0 | 0 | 5 | 8 | 4 | 0 | 0
5 | 9 | 5 | 0 | 0 | 9 | 0.1 | 0.13 | 0 | 9 | 0 | 0 | 0 | 0 | 5 | 8 | 5 | 0 | 0
5 | 9 | 6 | 0 | 13 | 9 | 0.1 | 0.13 | 12.033 | 9.475 | 10.94 | 5.796 | 0.005796 | 0.051218 | 5 | 8 | 6 | 3.9757e-06 | 3.5116e-05
5 | 9 | 7 | 0 | 35 | 9 | 0.2 | 0.13 | 32.463 | 10.245 | 31.178 | 25.317 | 0.025317 | 0.27955 | 5 | 8 | 7 | 1.7366e-05 | 0.00019167
5 | 9 | 8 | 0 | 75 | 10 | 0.2 | 0.13 | 69.733 | 12.664 | 67.572 | 60.421 | 0.060421 | 0.52063 | 5 | 8 | 8 | 4.1445e-05 | 0.00035695
5 | 9 | 9 | 0 | 96 | 11 | 0.1 | 0.13 | 89.406 | 14.518 | 85.843 | 78.045 | 0.078045 | 0.69489 | 5 | 8 | 9 | 5.3533e-05 | 0.00047643
5 | 9 | 10 | 5 | 179 | 12 | 0.1 | 0.13 | 172.28 | 18.766 | 165.408 | 154.791 | 0.15479 | 0.81557 | 5 | 8 | 10 | 0.00010618 | 0.00055917
5 | 9 | 11 | 15 | 278 | 13 | 0.1 | 0.13 | 277.566 | 23.89 | 264.116 | 250.001 | 0.25 | 0.88241 | 5 | 8 | 11 | 0.00017148 | 0.000605
5 | 9 | 12 | 3 | 150 | 14 | 0.2 | 0.13 | 143.798 | 19.458 | 135.992 | 126.417 | 0.12642 | 0.89854 | 5 | 8 | 12 | 8.6713e-05 | 0.00061606
5 | 9 | 13 | 6 | 170 | 15 | 0.2 | 0.13 | 165.537 | 21.286 | 156.42 | 146.121 | 0.14612 | 0.86717 | 5 | 8 | 13 | 0.00010023 | 0.00059455
5 | 9 | 14 | 2 | 152 | 16 | 0.2 | 0.13 | 144.137 | 21.478 | 135.858 | 126.288 | 0.12629 | 0.79007 | 5 | 8 | 14 | 8.6625e-05 | 0.00054169
5 | 9 | 15 | 17 | 252 | 16 | 0.2 | 0.13 | 249.894 | 25.519 | 238.018 | 224.828 | 0.22483 | 0.66679 | 5 | 8 | 15 | 0.00015422 | 0.00045717
5 | 9 | 16 | 0 | 58 | 16 | 0.2 | 0.13 | 53.903 | 18.059 | 50.413 | 43.87 | 0.04387 | 0.49318 | 5 | 8 | 16 | 3.0092e-05 | 0.00033814
5 | 9 | 17 | 0 | 20 | 15 | 0.2 | 0.13 | 18.539 | 15.71 | 16.915 | 11.559 | 0.011559 | 0.15349 | 5 | 8 | 17 | 7.9287e-06 | 0.00010524
5 | 9 | 18 | 94 | 90 | 14 | 0.1 | 0.13 | 90.696 | 17.53 | 82.728 | 75.04 | 0.07504 | 0.056963 | 5 | 8 | 18 | 5.1472e-05 | 3.9055e-05
5 | 9 | 19 | 0 | 0 | 13 | 0.1 | 0.13 | 0 | 0 | 0 | 0 | 0 | 0 | 5 | 8 | 19 | 0 | 0
5 | 9 | 20 | 0 | 0 | 13 | 0.1 | 0.13 | 0 | 13 | 0 | 0 | 0 | 0 | 5 | 8 | 20 | 0 | 0
5 | 9 | 21 | 0 | 0 | 13 | 0.1 | 0.13 | 0 | 13 | 0 | 0 | 0 | 0 | 5 | 8 | 21 | 0 | 0
5 | 9 | 22 | 0 | 0 | 12 | 0.1 | 0.13 | 0 | 12 | 0 | 0 | 0 | 0 | 5 | 8 | 22 | 0 | 0
5 | 9 | 23 | 0 | 0 | 12 | 0.1 | 0.13 | 0 | 12 | 0 | 0 | 0 | 0 | 5 | 8 | 23 | 0 | 0
5 | 10 | 0 | 0 | 0 | 12 | 0.1 | 0.13 | 0 | 12 | 0 | 0 | 0 | 0 | 5 | 9 | 0 | 0 | 0
5 | 10 | 1 | 0 | 0 | 11 | 0.1 | 0.13 | 0 | 11 | 0 | 0 | 0 | 0 | 5 | 9 | 1 | 0 | 0
5 | 10 | 2 | 0 | 0 | 11 | 0.1 | 0.13 | 0 | 11 | 0 | 0 | 0 | 0 | 5 | 9 | 2 | 0 | 0
5 | 10 | 3 | 0 | 0 | 12 | 0.1 | 0.13 | 0 | 12 | 0 | 0 | 0 | 0 | 5 | 9 | 3 | 0 | 0
5 | 10 | 4 | 0 | 0 | 12 | 0.1 | 0.13 | 0 | 12 | 0 | 0 | 0 | 0 | 5 | 9 | 4 | 0 | 0
5 | 10 | 5 | 0 | 0 | 12 | 0.1 | 0.13 | 0 | 0 | 0 | 0 | 0 | 0 | 5 | 9 | 5 | 0 | 0
5 | 10 | 6 | 125 | 76 | 13 | 0.1 | 0.13 | 76.807 | 15.962 | 67.83 | 60.67 | 0.06067 | 0.005796 | 5 | 9 | 6 | 4.1615e-05 | 3.9738e-06
5 | 10 | 7 | 0 | 119 | 15 | 0.2 | 0.13 | 110.108 | 19.221 | 107.049 | 98.5 | 0.0985 | 0.025317 | 5 | 9 | 7 | 6.7564e-05 | 1.7358e-05
5 | 10 | 8 | 0 | 129 | 18 | 0.2 | 0.13 | 120.174 | 22.592 | 114.167 | 105.366 | 0.10537 | 0.060421 | 5 | 9 | 8 | 7.2274e-05 | 4.1426e-05
5 | 10 | 9 | 526 | 262 | 20 | 0.1 | 0.13 | 648.002 | 45.606 | 589.391 | 563.75 | 0.56375 | 0.078045 | 5 | 9 | 9 | 0.00038669 | 5.3509e-05
5 | 10 | 10 | 630 | 258 | 23 | 0.1 | 0.13 | 820.737 | 55.385 | 712.718 | 682.707 | 0.68271 | 0.15479 | 5 | 9 | 10 | 0.00046829 | 0.00010613
5 | 10 | 11 | 685 | 254 | 25 | 0.1 | 0.13 | 934.301 | 61.834 | 785.474 | 752.886 | 0.75289 | 0.25 | 5 | 9 | 11 | 0.00051643 | 0.00017141
5 | 10 | 12 | 730 | 234 | 26 | 0.2 | 0.13 | 985.317 | 63.602 | 820.784 | 786.944 | 0.78694 | 0.12642 | 5 | 9 | 12 | 0.00053979 | 8.6674e-05
5 | 10 | 13 | 741 | 217 | 27 | 0.3 | 0.13 | 958.488 | 62.464 | 803.929 | 770.686 | 0.77069 | 0.14612 | 5 | 9 | 13 | 0.00052864 | 0.00010018
5 | 10 | 14 | 723 | 202 | 27 | 0.3 | 0.13 | 860.17 | 58.858 | 736.475 | 705.622 | 0.70562 | 0.12629 | 5 | 9 | 14 | 0.00048401 | 8.6585e-05
5 | 10 | 15 | 148 | 344 | 26 | 0.3 | 0.13 | 447.906 | 42.56 | 406.213 | 387.063 | 0.38706 | 0.22483 | 5 | 9 | 15 | 0.0002655 | 0.00015415
5 | 10 | 16 | 62 | 242 | 25 | 0.2 | 0.13 | 264.608 | 35.115 | 245.923 | 232.453 | 0.23245 | 0.04387 | 5 | 9 | 16 | 0.00015945 | 3.0078e-05
5 | 10 | 17 | 369 | 159 | 24 | 0.2 | 0.13 | 280.137 | 34.666 | 257.497 | 243.616 | 0.24362 | 0.011559 | 5 | 9 | 17 | 0.0001671 | 7.9251e-06
5 | 10 | 18 | 192 | 87 | 22 | 0.1 | 0.13 | 99.701 | 25.823 | 83.757 | 76.033 | 0.076033 | 0.07504 | 5 | 9 | 18 | 5.2153e-05 | 5.1449e-05
5 | 10 | 19 | 0 | 0 | 20 | 0.1 | 0.13 | 0 | 0 | 0 | 0 | 0 | 0 | 5 | 9 | 19 | 0 | 0
5 | 10 | 20 | 0 | 0 | 20 | 0.2 | 0.13 | 0 | 20 | 0 | 0 | 0 | 0 | 5 | 9 | 20 | 0 | 0
5 | 10 | 21 | 0 | 0 | 20 | 0.2 | 0.13 | 0 | 20 | 0 | 0 | 0 | 0 | 5 | 9 | 21 | 0 | 0
5 | 10 | 22 | 0 | 0 | 20 | 0.2 | 0.13 | 0 | 20 | 0 | 0 | 0 | 0 | 5 | 9 | 22 | 0 | 0
5 | 10 | 23 | 0 | 0 | 20 | 0.2 | 0.13 | 0 | 20 | 0 | 0 | 0 | 0 | 5 | 9 | 23 | 0 | 0
5 | 11 | 0 | 0 | 0 | 20 | 0.2 | 0.13 | 0 | 20 | 0 | 0 | 0 | 0 | 5 | 10 | 0 | 0 | 0
5 | 11 | 1 | 0 | 0 | 20 | 0.3 | 0.13 | 0 | 20 | 0 | 0 | 0 | 0 | 5 | 10 | 1 | 0 | 0
5 | 11 | 2 | 0 | 0 | 20 | 0.3 | 0.13 | 0 | 20 | 0 | 0 | 0 | 0 | 5 | 10 | 2 | 0 | 0
5 | 11 | 3 | 0 | 0 | 20 | 0.3 | 0.13 | 0 | 20 | 0 | 0 | 0 | 0 | 5 | 10 | 3 | 0 | 0
5 | 11 | 4 | 0 | 0 | 20 | 0.3 | 0.13 | 0 | 20 | 0 | 0 | 0 | 0 | 5 | 10 | 4 | 0 | 0
5 | 11 | 5 | 0 | 0 | 20 | 0.3 | 0.13 | 0 | 0 | 0 | 0 | 0 | 0 | 5 | 10 | 5 | 0 | 0
5 | 11 | 6 | 0 | 38 | 20 | 0.4 | 0.13 | 35.264 | 21.267 | 31.965 | 26.076 | 0.026076 | 0.06067 | 5 | 10 | 6 | 1.7886e-05 | 4.1597e-05
5 | 11 | 7 | 0 | 101 | 20 | 0.4 | 0.13 | 93.603 | 23.373 | 88.848 | 80.943 | 0.080943 | 0.0985 | 5 | 10 | 7 | 5.5521e-05 | 6.7533e-05
5 | 11 | 8 | 117 | 242 | 20 | 0.3 | 0.13 | 294.696 | 30.929 | 280.639 | 265.939 | 0.26594 | 0.10537 | 5 | 10 | 8 | 0.00018242 | 7.2241e-05
5 | 11 | 9 | 181 | 333 | 20 | 0.3 | 0.13 | 456.634 | 36.893 | 425.024 | 405.208 | 0.40521 | 0.56375 | 5 | 10 | 9 | 0.00027794 | 0.00038652
5 | 11 | 10 | 23 | 309 | 21 | 0.3 | 0.13 | 312.447 | 32.516 | 289.451 | 274.438 | 0.27444 | 0.68271 | 5 | 10 | 10 | 0.00018825 | 0.00046808
5 | 11 | 11 | 6 | 173 | 21 | 0.3 | 0.13 | 168.286 | 27.194 | 155.343 | 145.082 | 0.14508 | 0.75289 | 5 | 10 | 11 | 9.9516e-05 | 0.00051619
5 | 11 | 12 | 29 | 371 | 21 | 0.3 | 0.13 | 391.976 | 35.425 | 358.972 | 341.496 | 0.3415 | 0.78694 | 5 | 10 | 12 | 0.00023424 | 0.00053954
5 | 11 | 13 | 11 | 237 | 21 | 0.3 | 0.13 | 234.352 | 29.625 | 216.64 | 204.208 | 0.20421 | 0.77069 | 5 | 10 | 13 | 0.00014007 | 0.0005284
5 | 11 | 14 | 87 | 400 | 21 | 0.3 | 0.13 | 467.001 | 38.222 | 427.534 | 407.629 | 0.40763 | 0.70562 | 5 | 10 | 14 | 0.00027961 | 0.00048379
5 | 11 | 15 | 36 | 294 | 20 | 0.3 | 0.13 | 309.307 | 31.421 | 289.706 | 274.684 | 0.27468 | 0.38706 | 5 | 10 | 15 | 0.00018841 | 0.00026538
5 | 11 | 16 | 0 | 78 | 19 | 0.3 | 0.13 | 72.54 | 21.685 | 67.625 | 60.472 | 0.060472 | 0.23245 | 5 | 10 | 16 | 4.148e-05 | 0.00015937
5 | 11 | 17 | 0 | 7 | 18 | 0.3 | 0.13 | 6.485 | 18.241 | 5.548 | 0.595 | 0.000595 | 0.24362 | 5 | 10 | 17 | 4.0813e-07 | 0.00016703
5 | 11 | 18 | 0 | 3 | 17 | 0.3 | 0.13 | 2.775 | 17.103 | 2.276 | 0 | 0 | 0.076033 | 5 | 10 | 18 | 0 | 5.213e-05
5 | 11 | 19 | 0 | 0 | 16 | 0.3 | 0.13 | 0 | 0 | 0 | 0 | 0 | 0 | 5 | 10 | 19 | 0 | 0
5 | 11 | 20 | 0 | 0 | 15 | 0.2 | 0.13 | 0 | 15 | 0 | 0 | 0 | 0 | 5 | 10 | 20 | 0 | 0
5 | 11 | 21 | 0 | 0 | 15 | 0.2 | 0.13 | 0 | 15 | 0 | 0 | 0 | 0 | 5 | 10 | 21 | 0 | 0
5 | 11 | 22 | 0 | 0 | 14 | 0.3 | 0.13 | 0 | 14 | 0 | 0 | 0 | 0 | 5 | 10 | 22 | 0 | 0
5 | 11 | 23 | 0 | 0 | 14 | 0.3 | 0.13 | 0 | 14 | 0 | 0 | 0 | 0 | 5 | 10 | 23 | 0 | 0
5 | 12 | 0 | 0 | 0 | 13 | 0.3 | 0.13 | 0 | 13 | 0 | 0 | 0 | 0 | 5 | 11 | 0 | 0 | 0
5 | 12 | 1 | 0 | 0 | 12 | 0.3 | 0.13 | 0 | 12 | 0 | 0 | 0 | 0 | 5 | 11 | 1 | 0 | 0
5 | 12 | 2 | 0 | 0 | 12 | 0.3 | 0.13 | 0 | 12 | 0 | 0 | 0 | 0 | 5 | 11 | 2 | 0 | 0
5 | 12 | 3 | 0 | 0 | 11 | 0.3 | 0.13 | 0 | 11 | 0 | 0 | 0 | 0 | 5 | 11 | 3 | 0 | 0
5 | 12 | 4 | 0 | 0 | 11 | 0.3 | 0.13 | 0 | 11 | 0 | 0 | 0 | 0 | 5 | 11 | 4 | 0 | 0
5 | 12 | 5 | 0 | 0 | 11 | 0.3 | 0.13 | 0 | 0 | 0 | 0 | 0 | 0 | 5 | 11 | 5 | 0 | 0
5 | 12 | 6 | 0 | 34 | 11 | 0.3 | 0.13 | 31.538 | 12.168 | 29.651 | 23.844 | 0.023844 | 0.026076 | 5 | 11 | 6 | 1.6355e-05 | 1.7878e-05
5 | 12 | 7 | 0 | 90 | 12 | 0.3 | 0.13 | 83.493 | 15.102 | 81.656 | 74.006 | 0.074006 | 0.080943 | 5 | 11 | 7 | 5.0763e-05 | 5.5496e-05
5 | 12 | 8 | 0 | 134 | 13 | 0.4 | 0.13 | 124.834 | 17.484 | 121.237 | 112.185 | 0.11219 | 0.26594 | 5 | 11 | 8 | 7.6951e-05 | 0.00018233
5 | 12 | 9 | 5 | 187 | 14 | 0.4 | 0.13 | 178.749 | 20.402 | 171.932 | 161.083 | 0.16108 | 0.40521 | 5 | 11 | 9 | 0.00011049 | 0.00027782
5 | 12 | 10 | 4 | 166 | 15 | 0.4 | 0.13 | 159.046 | 20.685 | 151.052 | 140.943 | 0.14094 | 0.27444 | 5 | 11 | 10 | 9.6677e-05 | 0.00018816
5 | 12 | 11 | 13 | 259 | 15 | 0.4 | 0.13 | 257.231 | 24.185 | 243.86 | 230.463 | 0.23046 | 0.14508 | 5 | 11 | 11 | 0.00015808 | 9.9471e-05
5 | 12 | 12 | 16 | 294 | 16 | 0.4 | 0.13 | 294.666 | 26.518 | 277.479 | 262.891 | 0.26289 | 0.3415 | 5 | 11 | 12 | 0.00018033 | 0.00023414
5 | 12 | 13 | 64 | 426 | 16 | 0.3 | 0.13 | 479.912 | 33.674 | 445.528 | 424.985 | 0.42499 | 0.20421 | 5 | 11 | 13 | 0.00029151 | 0.00014001
5 | 12 | 14 | 17 | 288 | 16 | 0.3 | 0.13 | 287.276 | 26.585 | 271.582 | 257.203 | 0.2572 | 0.40763 | 5 | 11 | 14 | 0.00017642 | 0.00027948
5 | 12 | 15 | 117 | 343 | 16 | 0.2 | 0.13 | 423.319 | 32.143 | 399.576 | 380.661 | 0.38066 | 0.27468 | 5 | 11 | 15 | 0.00026111 | 0.00018833
5 | 12 | 16 | 22 | 213 | 16 | 0.2 | 0.13 | 211.612 | 24.084 | 203.789 | 191.811 | 0.19181 | 0.060472 | 5 | 11 | 16 | 0.00013157 | 4.1461e-05
5 | 12 | 17 | 7 | 137 | 15 | 0.1 | 0.13 | 129.323 | 20.117 | 125.683 | 116.473 | 0.11647 | 0.000595 | 5 | 11 | 17 | 7.9892e-05 | 4.0794e-07
5 | 12 | 18 | 0 | 61 | 14 | 0.1 | 0.13 | 56.048 | 16.216 | 53.426 | 46.777 | 0.046777 | 0 | 5 | 11 | 18 | 3.2086e-05 | 0
5 | 12 | 19 | 0 | 3 | 13 | 0.1 | 0.13 | 2.854 | 13.097 | 1.566 | 0 | 0 | 0 | 5 | 11 | 19 | 0 | 0
5 | 12 | 20 | 0 | 0 | 12 | 0.2 | 0.13 | 0 | 12 | 0 | 0 | 0 | 0 | 5 | 11 | 20 | 0 | 0
5 | 12 | 21 | 0 | 0 | 11 | 0.2 | 0.13 | 0 | 11 | 0 | 0 | 0 | 0 | 5 | 11 | 21 | 0 | 0
5 | 12 | 22 | 0 | 0 | 11 | 0.2 | 0.13 | 0 | 11 | 0 | 0 | 0 | 0 | 5 | 11 | 22 | 0 | 0
5 | 12 | 23 | 0 | 0 | 10 | 0.2 | 0.13 | 0 | 10 | 0 | 0 | 0 | 0 | 5 | 11 | 23 | 0 | 0
5 | 13 | 0 | 0 | 0 | 9 | 0.2 | 0.13 | 0 | 9 | 0 | 0 | 0 | 0 | 5 | 12 | 0 | 0 | 0
5 | 13 | 1 | 0 | 0 | 8 | 0.2 | 0.13 | 0 | 8 | 0 | 0 | 0 | 0 | 5 | 12 | 1 | 0 | 0
5 | 13 | 2 | 0 | 0 | 8 | 0.1 | 0.13 | 0 | 8 | 0 | 0 | 0 | 0 | 5 | 12 | 2 | 0 | 0
5 | 13 | 3 | 0 | 0 | 7 | 0.1 | 0.13 | 0 | 7 | 0 | 0 | 0 | 0 | 5 | 12 | 3 | 0 | 0
5 | 13 | 4 | 0 | 0 | 7 | 0.1 | 0.13 | 0 | 7 | 0 | 0 | 0 | 0 | 5 | 12 | 4 | 0 | 0
5 | 13 | 5 | 0 | 0 | 8 | 0.1 | 0.13 | 0 | 0 | 0 | 0 | 0 | 0 | 5 | 12 | 5 | 0 | 0
5 | 13 | 6 | 412 | 58 | 10 | 0.2 | 0.13 | 87.238 | 13.068 | 65.449 | 58.373 | 0.058373 | 0.023844 | 5 | 12 | 6 | 4.004e-05 | 1.6348e-05
5 | 13 | 7 | 644 | 90 | 13 | 0.2 | 0.13 | 294.433 | 24.117 | 274.483 | 260 | 0.26 | 0.074006 | 5 | 12 | 7 | 0.00017834 | 5.074e-05
5 | 13 | 8 | 766 | 109 | 16 | 0.3 | 0.13 | 525.344 | 35.561 | 504.626 | 481.989 | 0.48199 | 0.11219 | 5 | 12 | 8 | 0.00033061 | 7.6916e-05
5 | 13 | 9 | 836 | 122 | 18 | 0.3 | 0.13 | 737.594 | 45.391 | 675.619 | 646.923 | 0.64692 | 0.16108 | 5 | 12 | 9 | 0.00044374 | 0.00011044
5 | 13 | 10 | 874 | 133 | 19 | 0.3 | 0.13 | 902.215 | 52.443 | 796.166 | 763.199 | 0.7632 | 0.14094 | 5 | 12 | 10 | 0.0005235 | 9.6633e-05
5 | 13 | 11 | 891 | 140 | 20 | 0.3 | 0.13 | 1007.817 | 57.317 | 866.222 | 830.772 | 0.83077 | 0.23046 | 5 | 12 | 11 | 0.00056985 | 0.00015801
5 | 13 | 12 | 896 | 140 | 21 | 0.3 | 0.13 | 1043.971 | 59.642 | 886.507 | 850.338 | 0.85034 | 0.26289 | 5 | 12 | 12 | 0.00058327 | 0.00018024
5 | 13 | 13 | 890 | 137 | 22 | 0.3 | 0.13 | 1011.758 | 59.46 | 861.24 | 825.966 | 0.82597 | 0.42499 | 5 | 12 | 13 | 0.00056656 | 0.00029138
5 | 13 | 14 | 869 | 131 | 22 | 0.3 | 0.13 | 910.817 | 55.755 | 791.833 | 759.019 | 0.75902 | 0.2572 | 5 | 12 | 14 | 0.00052063 | 0.00017634
5 | 13 | 15 | 829 | 122 | 22 | 0.3 | 0.13 | 753.058 | 49.956 | 675.959 | 647.251 | 0.64725 | 0.38066 | 5 | 12 | 15 | 0.00044397 | 0.00026099
5 | 13 | 16 | 763 | 109 | 21 | 0.2 | 0.13 | 547.086 | 42.009 | 511.378 | 488.502 | 0.4885 | 0.19181 | 5 | 12 | 16 | 0.00033508 | 0.00013151
5 | 13 | 17 | 650 | 91 | 20 | 0.2 | 0.13 | 319.917 | 32.139 | 294.626 | 279.43 | 0.27943 | 0.11647 | 5 | 12 | 17 | 0.00019167 | 7.9856e-05
5 | 13 | 18 | 445 | 62 | 17 | 0.4 | 0.13 | 110.239 | 20.683 | 83.216 | 75.511 | 0.075511 | 0.046777 | 5 | 12 | 18 | 5.1795e-05 | 3.2071e-05
5 | 13 | 19 | 48 | 10 | 15 | 0.6 | 0.13 | 9.513 | 15.279 | 5.487 | 0.536 | 0.000536 | 0 | 5 | 12 | 19 | 3.6766e-07 | 0
5 | 13 | 20 | 0 | 0 | 13 | 0.5 | 0.13 | 0 | 13 | 0 | 0 | 0 | 0 | 5 | 12 | 20 | 0 | 0
5 | 13 | 21 | 0 | 0 | 13 | 0.3 | 0.13 | 0 | 13 | 0 | 0 | 0 | 0 | 5 | 12 | 21 | 0 | 0
5 | 13 | 22 | 0 | 0 | 13 | 0.2 | 0.13 | 0 | 13 | 0 | 0 | 0 | 0 | 5 | 12 | 22 | 0 | 0
5 | 13 | 23 | 0 | 0 | 13 | 0.2 | 0.13 | 0 | 13 | 0 | 0 | 0 | 0 | 5 | 12 | 23 | 0 | 0
5 | 14 | 0 | 0 | 0 | 12 | 0.2 | 0.13 | 0 | 12 | 0 | 0 | 0 | 0 | 5 | 13 | 0 | 0 | 0
5 | 14 | 1 | 0 | 0 | 12 | 0.2 | 0.13 | 0 | 12 | 0 | 0 | 0 | 0 | 5 | 13 | 1 | 0 | 0
5 | 14 | 2 | 0 | 0 | 11 | 0.2 | 0.13 | 0 | 11 | 0 | 0 | 0 | 0 | 5 | 13 | 2 | 0 | 0
5 | 14 | 3 | 0 | 0 | 11 | 0.2 | 0.13 | 0 | 11 | 0 | 0 | 0 | 0 | 5 | 13 | 3 | 0 | 0
5 | 14 | 4 | 0 | 0 | 11 | 0.2 | 0.13 | 0 | 11 | 0 | 0 | 0 | 0 | 5 | 13 | 4 | 0 | 0
5 | 14 | 5 | 0 | 0 | 11 | 0.2 | 0.13 | 0 | 0 | 0 | 0 | 0 | 0 | 5 | 13 | 5 | 0 | 0
5 | 14 | 6 | 386 | 57 | 13 | 0.2 | 0.13 | 84.409 | 15.978 | 63.019 | 56.03 | 0.05603 | 0.058373 | 5 | 13 | 6 | 3.8433e-05 | 4.0022e-05
5 | 14 | 7 | 622 | 88 | 16 | 0.3 | 0.13 | 285.976 | 26.467 | 264.095 | 249.981 | 0.24998 | 0.26 | 5 | 13 | 7 | 0.00017147 | 0.00017826
5 | 14 | 8 | 743 | 107 | 19 | 0.4 | 0.13 | 511.379 | 37.47 | 487.195 | 465.176 | 0.46518 | 0.48199 | 5 | 13 | 8 | 0.00031908 | 0.00033046
5 | 14 | 9 | 809 | 123 | 22 | 0.4 | 0.13 | 719.146 | 47.905 | 651.714 | 623.865 | 0.62387 | 0.64692 | 5 | 13 | 9 | 0.00042793 | 0.00044354
5 | 14 | 10 | 846 | 134 | 24 | 0.5 | 0.13 | 878.775 | 54.679 | 768.17 | 736.195 | 0.7362 | 0.7632 | 5 | 13 | 10 | 0.00050498 | 0.00052326
5 | 14 | 11 | 864 | 142 | 25 | 0.5 | 0.13 | 983.579 | 59.301 | 838.306 | 803.846 | 0.80385 | 0.83077 | 5 | 13 | 11 | 0.00055138 | 0.00056959
5 | 14 | 12 | 866 | 147 | 26 | 0.5 | 0.13 | 1020.642 | 61.579 | 859.46 | 824.25 | 0.82425 | 0.85034 | 5 | 13 | 12 | 0.00056538 | 0.00058301
5 | 14 | 13 | 881 | 132 | 26 | 0.5 | 0.13 | 997.953 | 60.802 | 844.717 | 810.029 | 0.81003 | 0.82597 | 5 | 13 | 13 | 0.00055562 | 0.0005663
5 | 14 | 14 | 854 | 131 | 26 | 0.5 | 0.13 | 897.496 | 57.327 | 774.986 | 742.769 | 0.74277 | 0.75902 | 5 | 13 | 14 | 0.00050949 | 0.0005204
5 | 14 | 15 | 384 | 308 | 25 | 0.5 | 0.13 | 594.826 | 45.747 | 537.87 | 514.054 | 0.51405 | 0.64725 | 5 | 13 | 15 | 0.00035261 | 0.00044377
5 | 14 | 16 | 720 | 122 | 24 | 0.4 | 0.13 | 535.654 | 43.335 | 497.391 | 475.01 | 0.47501 | 0.4885 | 5 | 13 | 16 | 0.00032582 | 0.00033493
5 | 14 | 17 | 477 | 130 | 23 | 0.3 | 0.13 | 294.139 | 33.839 | 270.39 | 256.052 | 0.25605 | 0.27943 | 5 | 13 | 17 | 0.00017563 | 0.00019158
5 | 14 | 18 | 390 | 69 | 21 | 0.2 | 0.13 | 109.232 | 24.925 | 83.521 | 75.805 | 0.075805 | 0.075511 | 5 | 13 | 18 | 5.1997e-05 | 5.1772e-05
5 | 14 | 19 | 31 | 11 | 19 | 0.2 | 0.13 | 10.464 | 19.346 | 5.939 | 0.972 | 0.000972 | 0.000536 | 5 | 13 | 19 | 6.6672e-07 | 3.6749e-07
5 | 14 | 20 | 0 | 0 | 18 | 0.2 | 0.13 | 0 | 18 | 0 | 0 | 0 | 0 | 5 | 13 | 20 | 0 | 0
5 | 14 | 21 | 0 | 0 | 18 | 0.2 | 0.13 | 0 | 18 | 0 | 0 | 0 | 0 | 5 | 13 | 21 | 0 | 0
5 | 14 | 22 | 0 | 0 | 17 | 0.2 | 0.13 | 0 | 17 | 0 | 0 | 0 | 0 | 5 | 13 | 22 | 0 | 0
5 | 14 | 23 | 0 | 0 | 16 | 0.1 | 0.13 | 0 | 16 | 0 | 0 | 0 | 0 | 5 | 13 | 23 | 0 | 0
5 | 15 | 0 | 0 | 0 | 16 | 0.1 | 0.13 | 0 | 16 | 0 | 0 | 0 | 0 | 5 | 14 | 0 | 0 | 0
5 | 15 | 1 | 0 | 0 | 17 | 0.1 | 0.13 | 0 | 17 | 0 | 0 | 0 | 0 | 5 | 14 | 1 | 0 | 0
5 | 15 | 2 | 0 | 0 | 16 | 0.1 | 0.13 | 0 | 16 | 0 | 0 | 0 | 0 | 5 | 14 | 2 | 0 | 0
5 | 15 | 3 | 0 | 0 | 15 | 0.3 | 0.13 | 0 | 15 | 0 | 0 | 0 | 0 | 5 | 14 | 3 | 0 | 0
5 | 15 | 4 | 0 | 0 | 14 | 0.4 | 0.13 | 0 | 14 | 0 | 0 | 0 | 0 | 5 | 14 | 4 | 0 | 0
5 | 15 | 5 | 0 | 0 | 14 | 0.3 | 0.13 | 0 | 0 | 0 | 0 | 0 | 0 | 5 | 14 | 5 | 0 | 0
5 | 15 | 6 | 325 | 64 | 16 | 0.3 | 0.13 | 84.462 | 18.934 | 65.123 | 58.059 | 0.058059 | 0.05603 | 5 | 14 | 6 | 3.9824e-05 | 3.8415e-05
5 | 15 | 7 | 566 | 99 | 18 | 0.3 | 0.13 | 278.799 | 28.216 | 256.505 | 242.66 | 0.24266 | 0.24998 | 5 | 14 | 7 | 0.00016645 | 0.00017139
5 | 15 | 8 | 700 | 119 | 20 | 0.2 | 0.13 | 499.977 | 39.203 | 472.43 | 450.934 | 0.45093 | 0.46518 | 5 | 14 | 8 | 0.00030931 | 0.00031893
5 | 15 | 9 | 781 | 131 | 22 | 0.2 | 0.13 | 706.88 | 49.081 | 637.125 | 609.793 | 0.60979 | 0.62387 | 5 | 14 | 9 | 0.00041828 | 0.00042773
5 | 15 | 10 | 840 | 132 | 24 | 0.1 | 0.13 | 871.583 | 58.429 | 749.633 | 718.315 | 0.71832 | 0.7362 | 5 | 14 | 10 | 0.00049271 | 0.00050475
5 | 15 | 11 | 860 | 139 | 25 | 0.1 | 0.13 | 976.662 | 63.539 | 817.046 | 783.338 | 0.78334 | 0.80385 | 5 | 14 | 11 | 0.00053732 | 0.00055113
5 | 15 | 12 | 865 | 142 | 26 | 0.1 | 0.13 | 1014.598 | 66.021 | 837.707 | 803.268 | 0.80327 | 0.82425 | 5 | 14 | 12 | 0.00055099 | 0.00056512
5 | 15 | 13 | 855 | 144 | 27 | 0.1 | 0.13 | 984.298 | 65.836 | 814.506 | 780.888 | 0.78089 | 0.81003 | 5 | 14 | 13 | 0.00053564 | 0.00055537
5 | 15 | 14 | 832 | 140 | 28 | 0.1 | 0.13 | 891.915 | 63.222 | 750.098 | 718.763 | 0.71876 | 0.74277 | 5 | 14 | 14 | 0.00049302 | 0.00050926
5 | 15 | 15 | 790 | 133 | 27 | 0 | 0.13 | 735.105 | 57.047 | 639.634 | 612.213 | 0.61221 | 0.51405 | 5 | 14 | 15 | 0.00041994 | 0.00035245
5 | 15 | 16 | 727 | 117 | 28 | 0 | 0.13 | 535.064 | 49.926 | 483.297 | 461.415 | 0.46142 | 0.47501 | 5 | 14 | 16 | 0.0003165 | 0.00032568
5 | 15 | 17 | 618 | 97 | 27 | 0.1 | 0.13 | 315.303 | 39.364 | 282.238 | 267.481 | 0.26748 | 0.25605 | 5 | 14 | 17 | 0.00018347 | 0.00017555
5 | 15 | 18 | 424 | 65 | 25 | 0.4 | 0.13 | 111.401 | 28.743 | 82.56 | 74.878 | 0.074878 | 0.075805 | 5 | 14 | 18 | 5.1361e-05 | 5.1973e-05
5 | 15 | 19 | 0 | 14 | 23 | 0.7 | 0.13 | 13.318 | 23.38 | 7.496 | 2.474 | 0.002474 | 0.000972 | 5 | 14 | 19 | 1.697e-06 | 6.6642e-07
5 | 15 | 20 | 0 | 0 | 21 | 0.9 | 0.13 | 0 | 21 | 0 | 0 | 0 | 0 | 5 | 14 | 20 | 0 | 0
5 | 15 | 21 | 0 | 0 | 19 | 0.9 | 0.13 | 0 | 19 | 0 | 0 | 0 | 0 | 5 | 14 | 21 | 0 | 0
5 | 15 | 22 | 0 | 0 | 17 | 0.6 | 0.13 | 0 | 17 | 0 | 0 | 0 | 0 | 5 | 14 | 22 | 0 | 0
5 | 15 | 23 | 0 | 0 | 16 | 0.3 | 0.13 | 0 | 16 | 0 | 0 | 0 | 0 | 5 | 14 | 23 | 0 | 0
5 | 16 | 0 | 0 | 0 | 16 | 0.2 | 0.13 | 0 | 16 | 0 | 0 | 0 | 0 | 5 | 15 | 0 | 0 | 0
5 | 16 | 1 | 0 | 0 | 15 | 0.2 | 0.13 | 0 | 15 | 0 | 0 | 0 | 0 | 5 | 15 | 1 | 0 | 0
5 | 16 | 2 | 0 | 0 | 15 | 0.2 | 0.13 | 0 | 15 | 0 | 0 | 0 | 0 | 5 | 15 | 2 | 0 | 0
5 | 16 | 3 | 0 | 0 | 15 | 0.2 | 0.13 | 0 | 15 | 0 | 0 | 0 | 0 | 5 | 15 | 3 | 0 | 0
5 | 16 | 4 | 0 | 0 | 14 | 0.2 | 0.13 | 0 | 14 | 0 | 0 | 0 | 0 | 5 | 15 | 4 | 0 | 0
5 | 16 | 5 | 0 | 0 | 15 | 0.2 | 0.13 | 0 | 0 | 0 | 0 | 0 | 0 | 5 | 15 | 5 | 0 | 0
5 | 16 | 6 | 402 | 58 | 17 | 0.2 | 0.13 | 87.605 | 20.088 | 64.211 | 57.179 | 0.057179 | 0.058059 | 5 | 15 | 6 | 3.9221e-05 | 3.9806e-05
5 | 16 | 7 | 621 | 89 | 20 | 0.3 | 0.13 | 287.515 | 30.526 | 261.523 | 247.5 | 0.2475 | 0.24266 | 5 | 15 | 7 | 0.00016977 | 0.00016637
5 | 16 | 8 | 741 | 108 | 23 | 0.3 | 0.13 | 511.94 | 42.059 | 478.544 | 456.831 | 0.45683 | 0.45093 | 5 | 15 | 8 | 0.00031335 | 0.00030917
5 | 16 | 9 | 809 | 121 | 25 | 0.4 | 0.13 | 717.441 | 50.842 | 642.09 | 614.582 | 0.61458 | 0.60979 | 5 | 15 | 9 | 0.00042156 | 0.00041809
5 | 16 | 10 | 846 | 130 | 26 | 0.4 | 0.13 | 874.852 | 57.456 | 755.615 | 724.084 | 0.72408 | 0.71832 | 5 | 15 | 10 | 0.00049667 | 0.00049249
5 | 16 | 11 | 866 | 137 | 27 | 0.4 | 0.13 | 980.386 | 62.213 | 824.967 | 790.979 | 0.79098 | 0.78334 | 5 | 15 | 11 | 0.00054256 | 0.00053707
5 | 16 | 12 | 872 | 140 | 28 | 0.5 | 0.13 | 1019.506 | 63.54 | 851.114 | 816.2 | 0.8162 | 0.80327 | 5 | 15 | 12 | 0.00055986 | 0.00055074
5 | 16 | 13 | 876 | 132 | 28 | 0.5 | 0.13 | 992.914 | 62.624 | 833.647 | 799.351 | 0.79935 | 0.78089 | 5 | 15 | 13 | 0.0005483 | 0.00053539
5 | 16 | 14 | 861 | 126 | 28 | 0.5 | 0.13 | 898.903 | 59.376 | 769.272 | 737.257 | 0.73726 | 0.71876 | 5 | 15 | 14 | 0.00050571 | 0.0004928
5 | 16 | 15 | 828 | 118 | 27 | 0.4 | 0.13 | 748.911 | 53.968 | 660.734 | 632.566 | 0.63257 | 0.61221 | 5 | 15 | 15 | 0.0004339 | 0.00041974
5 | 16 | 16 | 771 | 104 | 26 | 0.4 | 0.13 | 547.948 | 45.782 | 504.159 | 481.538 | 0.48154 | 0.46142 | 5 | 15 | 16 | 0.0003303 | 0.00031635
5 | 16 | 17 | 672 | 86 | 25 | 0.3 | 0.13 | 324.605 | 36.938 | 293.299 | 278.15 | 0.27815 | 0.26748 | 5 | 15 | 17 | 0.00019079 | 0.00018339
5 | 16 | 18 | 483 | 60 | 23 | 0.2 | 0.13 | 114.738 | 27.061 | 83.462 | 75.748 | 0.075748 | 0.074878 | 5 | 15 | 18 | 5.1958e-05 | 5.1338e-05
5 | 16 | 19 | 84 | 13 | 21 | 0.2 | 0.13 | 12.367 | 21.409 | 7.005 | 2 | 0.002 | 0.002474 | 5 | 15 | 19 | 1.3719e-06 | 1.6962e-06
5 | 16 | 20 | 0 | 0 | 21 | 0.2 | 0.13 | 0 | 21 | 0 | 0 | 0 | 0 | 5 | 15 | 20 | 0 | 0
5 | 16 | 21 | 0 | 0 | 20 | 0.2 | 0.13 | 0 | 20 | 0 | 0 | 0 | 0 | 5 | 15 | 21 | 0 | 0
5 | 16 | 22 | 0 | 0 | 20 | 0.2 | 0.13 | 0 | 20 | 0 | 0 | 0 | 0 | 5 | 15 | 22 | 0 | 0
5 | 16 | 23 | 0 | 0 | 19 | 0.2 | 0.13 | 0 | 19 | 0 | 0 | 0 | 0 | 5 | 15 | 23 | 0 | 0
5 | 17 | 0 | 0 | 0 | 19 | 0.2 | 0.13 | 0 | 19 | 0 | 0 | 0 | 0 | 5 | 16 | 0 | 0 | 0
5 | 17 | 1 | 0 | 0 | 19 | 0.2 | 0.13 | 0 | 19 | 0 | 0 | 0 | 0 | 5 | 16 | 1 | 0 | 0
5 | 17 | 2 | 0 | 0 | 20 | 0.2 | 0.13 | 0 | 20 | 0 | 0 | 0 | 0 | 5 | 16 | 2 | 0 | 0
5 | 17 | 3 | 0 | 0 | 20 | 0.2 | 0.13 | 0 | 20 | 0 | 0 | 0 | 0 | 5 | 16 | 3 | 0 | 0
5 | 17 | 4 | 0 | 0 | 19 | 0.2 | 0.13 | 0 | 19 | 0 | 0 | 0 | 0 | 5 | 16 | 4 | 0 | 0
5 | 17 | 5 | 0 | 0 | 19 | 0.2 | 0.13 | 0 | 0 | 0 | 0 | 0 | 0 | 5 | 16 | 5 | 0 | 0
5 | 17 | 6 | 41 | 71 | 20 | 0.3 | 0.13 | 67.247 | 22.472 | 60.73 | 53.822 | 0.053822 | 0.057179 | 5 | 16 | 6 | 3.6918e-05 | 3.9203e-05
5 | 17 | 7 | 30 | 143 | 21 | 0.4 | 0.13 | 142.042 | 26.111 | 134.733 | 125.203 | 0.1252 | 0.2475 | 5 | 16 | 7 | 8.5881e-05 | 0.00016969
5 | 17 | 8 | 465 | 193 | 23 | 0.4 | 0.13 | 442.244 | 38.947 | 415.246 | 395.776 | 0.39578 | 0.45683 | 5 | 16 | 8 | 0.00027148 | 0.00031321
5 | 17 | 9 | 283 | 322 | 25 | 0.4 | 0.13 | 524.379 | 43.83 | 476.502 | 454.861 | 0.45486 | 0.61458 | 5 | 16 | 9 | 0.000312 | 0.00042137
5 | 17 | 10 | 826 | 143 | 26 | 0.5 | 0.13 | 875.009 | 56.542 | 758.3 | 726.675 | 0.72667 | 0.72408 | 5 | 16 | 10 | 0.00049845 | 0.00049645
5 | 17 | 11 | 853 | 147 | 27 | 0.6 | 0.13 | 977.465 | 60.122 | 829.896 | 795.733 | 0.79573 | 0.79098 | 5 | 16 | 11 | 0.00054582 | 0.00054231
5 | 17 | 12 | 171 | 479 | 28 | 0.7 | 0.13 | 651.057 | 49.356 | 570.141 | 545.182 | 0.54518 | 0.8162 | 5 | 16 | 12 | 0.00037396 | 0.0005596
5 | 17 | 13 | 91 | 449 | 28 | 0.6 | 0.13 | 528.537 | 45.819 | 467.924 | 446.587 | 0.44659 | 0.79935 | 5 | 16 | 13 | 0.00030633 | 0.00054805
5 | 17 | 14 | 184 | 421 | 27 | 0.6 | 0.13 | 580.328 | 46.602 | 516.259 | 493.21 | 0.49321 | 0.73726 | 5 | 16 | 14 | 0.00033831 | 0.00050548
5 | 17 | 15 | 357 | 316 | 27 | 0.5 | 0.13 | 582.186 | 47.301 | 522.404 | 499.136 | 0.49914 | 0.63257 | 5 | 16 | 15 | 0.00034237 | 0.0004337
5 | 17 | 16 | 739 | 116 | 26 | 0.5 | 0.13 | 541.696 | 44.984 | 499.614 | 477.155 | 0.47715 | 0.48154 | 5 | 16 | 16 | 0.0003273 | 0.00033015
5 | 17 | 17 | 351 | 147 | 25 | 0.4 | 0.13 | 264.426 | 34.467 | 243.009 | 229.642 | 0.22964 | 0.27815 | 5 | 16 | 17 | 0.00015752 | 0.0001907
5 | 17 | 18 | 388 | 72 | 24 | 0.4 | 0.13 | 113.033 | 27.83 | 86.296 | 78.482 | 0.078482 | 0.075748 | 5 | 16 | 18 | 5.3833e-05 | 5.1934e-05
5 | 17 | 19 | 0 | 13 | 23 | 0.3 | 0.13 | 12.367 | 23.396 | 6.932 | 1.931 | 0.001931 | 0.002 | 5 | 16 | 19 | 1.3245e-06 | 1.3712e-06
5 | 17 | 20 | 0 | 0 | 22 | 0.3 | 0.13 | 0 | 22 | 0 | 0 | 0 | 0 | 5 | 16 | 20 | 0 | 0
5 | 17 | 21 | 0 | 0 | 22 | 0.3 | 0.13 | 0 | 22 | 0 | 0 | 0 | 0 | 5 | 16 | 21 | 0 | 0
5 | 17 | 22 | 0 | 0 | 21 | 0.2 | 0.13 | 0 | 21 | 0 | 0 | 0 | 0 | 5 | 16 | 22 | 0 | 0
5 | 17 | 23 | 0 | 0 | 21 | 0.2 | 0.13 | 0 | 21 | 0 | 0 | 0 | 0 | 5 | 16 | 23 | 0 | 0
5 | 18 | 0 | 0 | 0 | 21 | 0.2 | 0.13 | 0 | 21 | 0 | 0 | 0 | 0 | 5 | 17 | 0 | 0 | 0
5 | 18 | 1 | 0 | 0 | 21 | 0.2 | 0.13 | 0 | 21 | 0 | 0 | 0 | 0 | 5 | 17 | 1 | 0 | 0
5 | 18 | 2 | 0 | 0 | 21 | 0.3 | 0.13 | 0 | 21 | 0 | 0 | 0 | 0 | 5 | 17 | 2 | 0 | 0
5 | 18 | 3 | 0 | 0 | 21 | 0.2 | 0.13 | 0 | 21 | 0 | 0 | 0 | 0 | 5 | 17 | 3 | 0 | 0
5 | 18 | 4 | 0 | 0 | 21 | 0.2 | 0.13 | 0 | 21 | 0 | 0 | 0 | 0 | 5 | 17 | 4 | 0 | 0
5 | 18 | 5 | 0 | 0 | 21 | 0.2 | 0.13 | 0 | 0 | 0 | 0 | 0 | 0 | 5 | 17 | 5 | 0 | 0
5 | 18 | 6 | 116 | 76 | 22 | 0.3 | 0.13 | 77.673 | 24.818 | 66.666 | 59.548 | 0.059548 | 0.053822 | 5 | 17 | 6 | 4.0846e-05 | 3.6901e-05
5 | 18 | 7 | 164 | 156 | 23 | 0.4 | 0.13 | 198.223 | 30.105 | 184.446 | 173.154 | 0.17315 | 0.1252 | 5 | 17 | 7 | 0.00011877 | 8.5842e-05
5 | 18 | 8 | 0 | 145 | 24 | 0.5 | 0.13 | 135.055 | 28.709 | 125.475 | 116.273 | 0.11627 | 0.39578 | 5 | 17 | 8 | 7.9755e-05 | 0.00027135
5 | 18 | 9 | 417 | 284 | 25 | 0.5 | 0.13 | 589.637 | 45.575 | 534.415 | 510.722 | 0.51072 | 0.45486 | 5 | 17 | 9 | 0.00035032 | 0.00031186
5 | 18 | 10 | 0 | 78 | 25 | 0.5 | 0.13 | 72.701 | 27.522 | 64.913 | 57.856 | 0.057856 | 0.72667 | 5 | 17 | 10 | 3.9685e-05 | 0.00049822
5 | 18 | 11 | 73 | 433 | 25 | 0.5 | 0.13 | 493.773 | 42.129 | 443.264 | 422.801 | 0.4228 | 0.79573 | 5 | 17 | 11 | 0.00029001 | 0.00054557
5 | 18 | 12 | 186 | 479 | 26 | 0.5 | 0.13 | 665.839 | 49.112 | 584.002 | 558.553 | 0.55855 | 0.54518 | 5 | 17 | 12 | 0.00038313 | 0.00037379
5 | 18 | 13 | 268 | 452 | 26 | 0.4 | 0.13 | 720.5 | 51.782 | 627.121 | 600.143 | 0.60014 | 0.44659 | 5 | 17 | 13 | 0.00041166 | 0.00030619
5 | 18 | 14 | 321 | 394 | 26 | 0.4 | 0.13 | 682.296 | 50.45 | 600.188 | 574.165 | 0.57416 | 0.49321 | 5 | 17 | 14 | 0.00039384 | 0.00033815
5 | 18 | 15 | 692 | 175 | 25 | 0.3 | 0.13 | 704.731 | 51.142 | 627.604 | 600.609 | 0.60061 | 0.49914 | 5 | 17 | 15 | 0.00041198 | 0.00034222
5 | 18 | 16 | 623 | 154 | 24 | 0.2 | 0.13 | 512.757 | 43.674 | 474.013 | 452.46 | 0.45246 | 0.47715 | 5 | 17 | 16 | 0.00031036 | 0.00032715
5 | 18 | 17 | 166 | 170 | 23 | 0.2 | 0.13 | 218.251 | 31.333 | 203.853 | 191.873 | 0.19187 | 0.22964 | 5 | 17 | 17 | 0.00013161 | 0.00015745
5 | 18 | 18 | 94 | 88 | 22 | 0.2 | 0.13 | 90.438 | 25.411 | 80.011 | 72.42 | 0.07242 | 0.078482 | 5 | 17 | 18 | 4.9675e-05 | 5.3809e-05
5 | 18 | 19 | 0 | 10 | 21 | 0.2 | 0.13 | 9.513 | 21.314 | 5.317 | 0.372 | 0.000372 | 0.001931 | 5 | 17 | 19 | 2.5517e-07 | 1.3239e-06
5 | 18 | 20 | 0 | 0 | 21 | 0.2 | 0.13 | 0 | 21 | 0 | 0 | 0 | 0 | 5 | 17 | 20 | 0 | 0
5 | 18 | 21 | 0 | 0 | 21 | 0.2 | 0.13 | 0 | 21 | 0 | 0 | 0 | 0 | 5 | 17 | 21 | 0 | 0
5 | 18 | 22 | 0 | 0 | 20 | 0.2 | 0.13 | 0 | 20 | 0 | 0 | 0 | 0 | 5 | 17 | 22 | 0 | 0
5 | 18 | 23 | 0 | 0 | 20 | 0.2 | 0.13 | 0 | 20 | 0 | 0 | 0 | 0 | 5 | 17 | 23 | 0 | 0
5 | 19 | 0 | 0 | 0 | 20 | 0.2 | 0.13 | 0 | 20 | 0 | 0 | 0 | 0 | 5 | 18 | 0 | 0 | 0
5 | 19 | 1 | 0 | 0 | 20 | 0.2 | 0.13 | 0 | 20 | 0 | 0 | 0 | 0 | 5 | 18 | 1 | 0 | 0
5 | 19 | 2 | 0 | 0 | 20 | 0.1 | 0.13 | 0 | 20 | 0 | 0 | 0 | 0 | 5 | 18 | 2 | 0 | 0
5 | 19 | 3 | 0 | 0 | 19 | 0.1 | 0.13 | 0 | 19 | 0 | 0 | 0 | 0 | 5 | 18 | 3 | 0 | 0
5 | 19 | 4 | 0 | 0 | 19 | 0.1 | 0.13 | 0 | 19 | 0 | 0 | 0 | 0 | 5 | 18 | 4 | 0 | 0
5 | 19 | 5 | 0 | 0 | 19 | 0.1 | 0.13 | 0 | 0 | 0 | 0 | 0 | 0 | 5 | 18 | 5 | 0 | 0
5 | 19 | 6 | 382 | 60 | 21 | 0.2 | 0.13 | 87.72 | 24.107 | 64.046 | 57.02 | 0.05702 | 0.059548 | 5 | 18 | 6 | 3.9112e-05 | 4.0827e-05
5 | 19 | 7 | 607 | 89 | 23 | 0.2 | 0.13 | 284.032 | 33.734 | 255.223 | 241.423 | 0.24142 | 0.17315 | 5 | 18 | 7 | 0.0001656 | 0.00011872
5 | 19 | 8 | 425 | 204 | 25 | 0.2 | 0.13 | 431.062 | 41.528 | 399.784 | 380.862 | 0.38086 | 0.11627 | 5 | 18 | 8 | 0.00026125 | 7.9719e-05
5 | 19 | 9 | 484 | 255 | 26 | 0.3 | 0.13 | 610.531 | 48.629 | 547.358 | 523.207 | 0.52321 | 0.51072 | 5 | 18 | 9 | 0.00035888 | 0.00035016
5 | 19 | 10 | 323 | 385 | 27 | 0.3 | 0.13 | 668.445 | 51.698 | 585.294 | 559.798 | 0.5598 | 0.057856 | 5 | 18 | 10 | 0.00038398 | 3.9667e-05
5 | 19 | 11 | 352 | 420 | 27 | 0.3 | 0.13 | 766.47 | 55.293 | 658.839 | 630.737 | 0.63074 | 0.4228 | 5 | 18 | 11 | 0.00043264 | 0.00028988
5 | 19 | 12 | 219 | 476 | 28 | 0.3 | 0.13 | 695.648 | 53.643 | 599.164 | 573.177 | 0.57318 | 0.55855 | 5 | 18 | 12 | 0.00039316 | 0.00038295
5 | 19 | 13 | 392 | 403 | 27 | 0.4 | 0.13 | 792.225 | 55.373 | 681.155 | 652.263 | 0.65226 | 0.60014 | 5 | 18 | 13 | 0.00044741 | 0.00041147
5 | 19 | 14 | 0 | 69 | 26 | 0.4 | 0.13 | 64.312 | 28.297 | 56.854 | 50.083 | 0.050083 | 0.57416 | 5 | 18 | 14 | 3.4353e-05 | 0.00039366
5 | 19 | 15 | 5 | 187 | 25 | 0.3 | 0.13 | 178.816 | 31.598 | 163.93 | 153.365 | 0.15337 | 0.60061 | 5 | 18 | 15 | 0.0001052 | 0.00041179
5 | 19 | 16 | 0 | 32 | 24 | 0.2 | 0.13 | 29.719 | 25.134 | 26.151 | 20.468 | 0.020468 | 0.45246 | 5 | 18 | 16 | 1.404e-05 | 0.00031022
5 | 19 | 17 | 0 | 78 | 23 | 0.2 | 0.13 | 72.499 | 25.777 | 67.185 | 60.048 | 0.060048 | 0.19187 | 5 | 18 | 17 | 4.1189e-05 | 0.00013155
5 | 19 | 18 | 0 | 36 | 22 | 0.1 | 0.13 | 33.39 | 23.321 | 30.205 | 24.379 | 0.024379 | 0.07242 | 5 | 18 | 18 | 1.6722e-05 | 4.9653e-05
5 | 19 | 19 | 0 | 3 | 21 | 0.1 | 0.13 | 2.773 | 21.095 | 1.449 | 0 | 0 | 0.000372 | 5 | 18 | 19 | 0 | 2.5505e-07
5 | 19 | 20 | 0 | 0 | 20 | 0.1 | 0.13 | 0 | 20 | 0 | 0 | 0 | 0 | 5 | 18 | 20 | 0 | 0
5 | 19 | 21 | 0 | 0 | 20 | 0.1 | 0.13 | 0 | 20 | 0 | 0 | 0 | 0 | 5 | 18 | 21 | 0 | 0
5 | 19 | 22 | 0 | 0 | 19 | 0.1 | 0.13 | 0 | 19 | 0 | 0 | 0 | 0 | 5 | 18 | 22 | 0 | 0
5 | 19 | 23 | 0 | 0 | 19 | 0.1 | 0.13 | 0 | 19 | 0 | 0 | 0 | 0 | 5 | 18 | 23 | 0 | 0
5 | 20 | 0 | 0 | 0 | 18 | 0.1 | 0.13 | 0 | 18 | 0 | 0 | 0 | 0 | 5 | 19 | 0 | 0 | 0
5 | 20 | 1 | 0 | 0 | 18 | 0.1 | 0.13 | 0 | 18 | 0 | 0 | 0 | 0 | 5 | 19 | 1 | 0 | 0
5 | 20 | 2 | 0 | 0 | 18 | 0.1 | 0.13 | 0 | 18 | 0 | 0 | 0 | 0 | 5 | 19 | 2 | 0 | 0
5 | 20 | 3 | 0 | 0 | 18 | 0.1 | 0.13 | 0 | 18 | 0 | 0 | 0 | 0 | 5 | 19 | 3 | 0 | 0
5 | 20 | 4 | 0 | 0 | 17 | 0.1 | 0.13 | 0 | 17 | 0 | 0 | 0 | 0 | 5 | 19 | 4 | 0 | 0
5 | 20 | 5 | 0 | 0 | 17 | 0.2 | 0.13 | 0 | 0 | 0 | 0 | 0 | 0 | 5 | 19 | 5 | 0 | 0
5 | 20 | 6 | 0 | 6 | 17 | 0.2 | 0.13 | 5.551 | 17.212 | 4.71 | 0 | 0 | 0.05702 | 5 | 19 | 6 | 0 | 3.9094e-05
5 | 20 | 7 | 25 | 143 | 18 | 0.3 | 0.13 | 140.373 | 23.208 | 134.777 | 125.245 | 0.12524 | 0.24142 | 5 | 19 | 7 | 8.5909e-05 | 0.00016552
5 | 20 | 8 | 41 | 226 | 20 | 0.3 | 0.13 | 235.138 | 28.71 | 223.407 | 210.734 | 0.21073 | 0.38086 | 5 | 19 | 8 | 0.00014455 | 0.00026113
5 | 20 | 9 | 85 | 328 | 22 | 0.3 | 0.13 | 375.945 | 35.892 | 348.395 | 331.294 | 0.33129 | 0.52321 | 5 | 19 | 9 | 0.00022724 | 0.00035872
5 | 20 | 10 | 110 | 406 | 23 | 0.3 | 0.13 | 489.73 | 41.064 | 443.917 | 423.431 | 0.42343 | 0.5598 | 5 | 19 | 10 | 0.00029044 | 0.00038381
5 | 20 | 11 | 365 | 413 | 24 | 0.3 | 0.13 | 771.756 | 52.49 | 671.6 | 643.046 | 0.64305 | 0.63074 | 5 | 19 | 11 | 0.00044109 | 0.00043245
5 | 20 | 12 | 253 | 470 | 25 | 0.3 | 0.13 | 731.684 | 51.978 | 635.327 | 608.058 | 0.60806 | 0.57318 | 5 | 19 | 12 | 0.00041709 | 0.00039298
5 | 20 | 13 | 5 | 165 | 26 | 0.4 | 0.13 | 159.746 | 31.702 | 144.237 | 134.37 | 0.13437 | 0.65226 | 5 | 19 | 13 | 9.2169e-05 | 0.0004472
5 | 20 | 14 | 9 | 217 | 26 | 0.3 | 0.13 | 211.952 | 33.807 | 192.452 | 180.877 | 0.18088 | 0.050083 | 5 | 19 | 14 | 0.00012407 | 3.4338e-05
5 | 20 | 15 | 213 | 349 | 26 | 0.3 | 0.13 | 500.578 | 44.511 | 451.626 | 430.867 | 0.43087 | 0.15337 | 5 | 19 | 15 | 0.00029555 | 0.00010515
5 | 20 | 16 | 35 | 233 | 25 | 0.3 | 0.13 | 240.058 | 33.887 | 222.92 | 210.264 | 0.21026 | 0.020468 | 5 | 19 | 16 | 0.00014423 | 1.4033e-05
5 | 20 | 17 | 0 | 90 | 24 | 0.3 | 0.13 | 83.577 | 27.103 | 77.472 | 69.971 | 0.069971 | 0.060048 | 5 | 19 | 17 | 4.7995e-05 | 4.117e-05
5 | 20 | 18 | 0 | 41 | 23 | 0.2 | 0.13 | 38.042 | 24.458 | 34.457 | 28.479 | 0.028479 | 0.024379 | 5 | 19 | 18 | 1.9535e-05 | 1.6715e-05
5 | 20 | 19 | 0 | 4 | 22 | 0.2 | 0.13 | 3.698 | 22.122 | 1.952 | 0 | 0 | 0 | 5 | 19 | 19 | 0 | 0
5 | 20 | 20 | 0 | 0 | 22 | 0.3 | 0.13 | 0 | 22 | 0 | 0 | 0 | 0 | 5 | 19 | 20 | 0 | 0
5 | 20 | 21 | 0 | 0 | 21 | 0.2 | 0.13 | 0 | 21 | 0 | 0 | 0 | 0 | 5 | 19 | 21 | 0 | 0
5 | 20 | 22 | 0 | 0 | 21 | 0.2 | 0.13 | 0 | 21 | 0 | 0 | 0 | 0 | 5 | 19 | 22 | 0 | 0
5 | 20 | 23 | 0 | 0 | 20 | 0.1 | 0.13 | 0 | 20 | 0 | 0 | 0 | 0 | 5 | 19 | 23 | 0 | 0
5 | 21 | 0 | 0 | 0 | 20 | 0.1 | 0.13 | 0 | 20 | 0 | 0 | 0 | 0 | 5 | 20 | 0 | 0 | 0
5 | 21 | 1 | 0 | 0 | 20 | 0.1 | 0.13 | 0 | 20 | 0 | 0 | 0 | 0 | 5 | 20 | 1 | 0 | 0
5 | 21 | 2 | 0 | 0 | 20 | 0.2 | 0.13 | 0 | 20 | 0 | 0 | 0 | 0 | 5 | 20 | 2 | 0 | 0
5 | 21 | 3 | 0 | 0 | 20 | 0.2 | 0.13 | 0 | 20 | 0 | 0 | 0 | 0 | 5 | 20 | 3 | 0 | 0
5 | 21 | 4 | 0 | 0 | 19 | 0.2 | 0.13 | 0 | 19 | 0 | 0 | 0 | 0 | 5 | 20 | 4 | 0 | 0
5 | 21 | 5 | 0 | 0 | 19 | 0.2 | 0.13 | 0 | 0 | 0 | 0 | 0 | 0 | 5 | 20 | 5 | 0 | 0
5 | 21 | 6 | 46 | 73 | 20 | 0.3 | 0.13 | 69.69 | 22.561 | 62.928 | 55.942 | 0.055942 | 0 | 5 | 20 | 6 | 3.8372e-05 | 0
5 | 21 | 7 | 89 | 158 | 20 | 0.3 | 0.13 | 174.847 | 26.473 | 165.667 | 155.04 | 0.15504 | 0.12524 | 5 | 20 | 7 | 0.00010635 | 8.587e-05
5 | 21 | 8 | 0 | 136 | 21 | 0.4 | 0.13 | 126.624 | 25.547 | 118.88 | 109.911 | 0.10991 | 0.21073 | 5 | 20 | 8 | 7.5391e-05 | 0.00014448
5 | 21 | 9 | 115 | 337 | 21 | 0.5 | 0.13 | 411.067 | 35.31 | 382.997 | 364.669 | 0.36467 | 0.33129 | 5 | 20 | 9 | 0.00025014 | 0.00022714
5 | 21 | 10 | 31 | 337 | 22 | 0.5 | 0.13 | 352.289 | 34.228 | 324.982 | 308.71 | 0.30871 | 0.42343 | 5 | 20 | 10 | 0.00021175 | 0.00029031
5 | 21 | 11 | 46 | 404 | 23 | 0.5 | 0.13 | 438.108 | 38.192 | 398.289 | 379.42 | 0.37942 | 0.64305 | 5 | 20 | 11 | 0.00026026 | 0.00044088
5 | 21 | 12 | 35 | 396 | 24 | 0.5 | 0.13 | 421.661 | 38.614 | 381.618 | 363.339 | 0.36334 | 0.60806 | 5 | 20 | 12 | 0.00024923 | 0.0004169
5 | 21 | 13 | 447 | 386 | 24 | 0.5 | 0.13 | 835.277 | 53.053 | 725.875 | 695.398 | 0.6954 | 0.13437 | 5 | 20 | 13 | 0.000477 | 9.2127e-05
5 | 21 | 14 | 205 | 421 | 24 | 0.4 | 0.13 | 598.387 | 45.424 | 535.298 | 511.574 | 0.51157 | 0.18088 | 5 | 20 | 14 | 0.0003509 | 0.00012401
5 | 21 | 15 | 0 | 124 | 24 | 0.4 | 0.13 | 115.685 | 28.14 | 105.711 | 97.209 | 0.097209 | 0.43087 | 5 | 20 | 15 | 6.6679e-05 | 0.00029541
5 | 21 | 16 | 703 | 126 | 24 | 0.4 | 0.13 | 532.516 | 43.215 | 494.11 | 471.846 | 0.47185 | 0.21026 | 5 | 20 | 16 | 0.00032365 | 0.00014416
5 | 21 | 17 | 151 | 174 | 23 | 0.3 | 0.13 | 216.796 | 31.024 | 202.931 | 190.984 | 0.19098 | 0.069971 | 5 | 20 | 17 | 0.000131 | 4.7973e-05
5 | 21 | 18 | 423 | 70 | 22 | 0.2 | 0.13 | 117.923 | 26.237 | 89.97 | 82.026 | 0.082026 | 0.028479 | 5 | 20 | 18 | 5.6264e-05 | 1.9526e-05
5 | 21 | 19 | 77 | 17 | 20 | 0.2 | 0.13 | 13.025 | 20.43 | 7.422 | 2.403 | 0.002403 | 0 | 5 | 20 | 19 | 1.6483e-06 | 0
5 | 21 | 20 | 0 | 0 | 18 | 0.2 | 0.13 | 0 | 18 | 0 | 0 | 0 | 0 | 5 | 20 | 20 | 0 | 0
5 | 21 | 21 | 0 | 0 | 17 | 0.2 | 0.13 | 0 | 17 | 0 | 0 | 0 | 0 | 5 | 20 | 21 | 0 | 0
5 | 21 | 22 | 0 | 0 | 16 | 0.2 | 0.13 | 0 | 16 | 0 | 0 | 0 | 0 | 5 | 20 | 22 | 0 | 0
5 | 21 | 23 | 0 | 0 | 14 | 0.3 | 0.13 | 0 | 14 | 0 | 0 | 0 | 0 | 5 | 20 | 23 | 0 | 0
5 | 22 | 0 | 0 | 0 | 13 | 0.3 | 0.13 | 0 | 13 | 0 | 0 | 0 | 0 | 5 | 21 | 0 | 0 | 0
5 | 22 | 1 | 0 | 0 | 12 | 0.2 | 0.13 | 0 | 12 | 0 | 0 | 0 | 0 | 5 | 21 | 1 | 0 | 0
5 | 22 | 2 | 0 | 0 | 11 | 0.2 | 0.13 | 0 | 11 | 0 | 0 | 0 | 0 | 5 | 21 | 2 | 0 | 0
5 | 22 | 3 | 0 | 0 | 10 | 0.2 | 0.13 | 0 | 10 | 0 | 0 | 0 | 0 | 5 | 21 | 3 | 0 | 0
5 | 22 | 4 | 0 | 0 | 9 | 0.1 | 0.13 | 0 | 9 | 0 | 0 | 0 | 0 | 5 | 21 | 4 | 0 | 0
5 | 22 | 5 | 38 | 9 | 10 | 0.1 | 0.13 | 8.562 | 10.292 | 5.038 | 0.103 | 0.000103 | 0 | 5 | 21 | 5 | 7.0651e-08 | 0
5 | 22 | 6 | 192 | 76 | 12 | 0.2 | 0.13 | 84.646 | 15.128 | 72.786 | 65.451 | 0.065451 | 0.055942 | 5 | 21 | 6 | 4.4895e-05 | 3.8355e-05
5 | 22 | 7 | 704 | 82 | 13 | 0.3 | 0.13 | 309.927 | 24.342 | 289.134 | 274.133 | 0.27413 | 0.15504 | 5 | 21 | 7 | 0.00018804 | 0.0001063
5 | 22 | 8 | 805 | 101 | 15 | 0.3 | 0.13 | 540.933 | 35.138 | 520.37 | 497.175 | 0.49718 | 0.10991 | 5 | 21 | 8 | 0.00034103 | 7.5357e-05
5 | 22 | 9 | 575 | 225 | 16 | 0.3 | 0.13 | 647.461 | 40.008 | 602.718 | 576.605 | 0.57661 | 0.36467 | 5 | 21 | 9 | 0.00039551 | 0.00025002
5 | 22 | 10 | 423 | 343 | 17 | 0.2 | 0.13 | 719.481 | 44.447 | 651.04 | 623.215 | 0.62322 | 0.30871 | 5 | 21 | 10 | 0.00042748 | 0.00021166
5 | 22 | 11 | 461 | 378 | 18 | 0.2 | 0.13 | 835.835 | 49.855 | 736.697 | 705.836 | 0.70584 | 0.37942 | 5 | 21 | 11 | 0.00048415 | 0.00026014
5 | 22 | 12 | 190 | 481 | 19 | 0.2 | 0.13 | 670.867 | 44.51 | 599.767 | 573.759 | 0.57376 | 0.36334 | 5 | 21 | 12 | 0.00039356 | 0.00024911
5 | 22 | 13 | 225 | 463 | 20 | 0.2 | 0.13 | 680.73 | 45.9 | 606.393 | 580.149 | 0.58015 | 0.6954 | 5 | 21 | 13 | 0.00039794 | 0.00047678
5 | 22 | 14 | 237 | 417 | 20 | 0.1 | 0.13 | 622.85 | 44.505 | 559.988 | 535.389 | 0.53539 | 0.51157 | 5 | 21 | 14 | 0.00036724 | 0.00035074
5 | 22 | 15 | 826 | 133 | 20 | 0.1 | 0.13 | 763.881 | 50.213 | 684.09 | 655.094 | 0.65509 | 0.097209 | 5 | 21 | 15 | 0.00044935 | 6.6648e-05
5 | 22 | 16 | 564 | 171 | 19 | 0.1 | 0.13 | 494.309 | 38.581 | 465.628 | 444.373 | 0.44437 | 0.47185 | 5 | 21 | 16 | 0.00030481 | 0.00032351
5 | 22 | 17 | 675 | 95 | 19 | 0.1 | 0.13 | 337.91 | 32.256 | 312.533 | 296.703 | 0.2967 | 0.19098 | 5 | 21 | 17 | 0.00020352 | 0.00013094
5 | 22 | 18 | 496 | 66 | 17 | 0.3 | 0.13 | 125.595 | 21.337 | 95.763 | 87.614 | 0.087614 | 0.082026 | 5 | 21 | 18 | 6.0097e-05 | 5.6239e-05
5 | 22 | 19 | 0 | 24 | 14 | 0.5 | 0.13 | 21.097 | 14.636 | 12.674 | 7.468 | 0.007468 | 0.002403 | 5 | 21 | 19 | 5.1225e-06 | 1.6475e-06
5 | 22 | 20 | 0 | 0 | 12 | 0.4 | 0.13 | 0 | 12 | 0 | 0 | 0 | 0 | 5 | 21 | 20 | 0 | 0
5 | 22 | 21 | 0 | 0 | 12 | 0.4 | 0.13 | 0 | 12 | 0 | 0 | 0 | 0 | 5 | 21 | 21 | 0 | 0
5 | 22 | 22 | 0 | 0 | 11 | 0.4 | 0.13 | 0 | 11 | 0 | 0 | 0 | 0 | 5 | 21 | 22 | 0 | 0
5 | 22 | 23 | 0 | 0 | 11 | 0.4 | 0.13 | 0 | 11 | 0 | 0 | 0 | 0 | 5 | 21 | 23 | 0 | 0
5 | 23 | 0 | 0 | 0 | 11 | 0.5 | 0.13 | 0 | 11 | 0 | 0 | 0 | 0 | 5 | 22 | 0 | 0 | 0
5 | 23 | 1 | 0 | 0 | 10 | 0.5 | 0.13 | 0 | 10 | 0 | 0 | 0 | 0 | 5 | 22 | 1 | 0 | 0
5 | 23 | 2 | 0 | 0 | 10 | 0.6 | 0.13 | 0 | 10 | 0 | 0 | 0 | 0 | 5 | 22 | 2 | 0 | 0
5 | 23 | 3 | 0 | 0 | 9 | 0.5 | 0.13 | 0 | 9 | 0 | 0 | 0 | 0 | 5 | 22 | 3 | 0 | 0
5 | 23 | 4 | 0 | 0 | 9 | 0.3 | 0.13 | 0 | 9 | 0 | 0 | 0 | 0 | 5 | 22 | 4 | 0 | 0
5 | 23 | 5 | 0 | 10 | 10 | 0.1 | 0.13 | 9.513 | 10.325 | 5.625 | 0.67 | 0.00067 | 0.000103 | 5 | 22 | 5 | 4.5957e-07 | 7.0619e-08
5 | 23 | 6 | 385 | 66 | 12 | 0.2 | 0.13 | 94.291 | 15.36 | 72.854 | 65.516 | 0.065516 | 0.065451 | 5 | 22 | 6 | 4.4939e-05 | 4.4874e-05
5 | 23 | 7 | 645 | 94 | 14 | 0.2 | 0.13 | 302.154 | 25.421 | 281.46 | 266.731 | 0.26673 | 0.27413 | 5 | 22 | 7 | 0.00018296 | 0.00018795
5 | 23 | 8 | 756 | 114 | 17 | 0.3 | 0.13 | 526.667 | 36.603 | 503.107 | 480.524 | 0.48052 | 0.49718 | 5 | 22 | 8 | 0.00032961 | 0.00034087
5 | 23 | 9 | 822 | 128 | 18 | 0.3 | 0.13 | 733.859 | 45.244 | 671.843 | 643.28 | 0.64328 | 0.57661 | 5 | 22 | 9 | 0.00044125 | 0.00039533
5 | 23 | 10 | 865 | 133 | 20 | 0.2 | 0.13 | 893.605 | 54.171 | 782.292 | 749.816 | 0.74982 | 0.62322 | 5 | 22 | 10 | 0.00051432 | 0.00042729
5 | 23 | 11 | 883 | 138 | 22 | 0.2 | 0.13 | 996.519 | 60.067 | 845.983 | 811.25 | 0.81125 | 0.70584 | 5 | 22 | 11 | 0.00055646 | 0.00048393
5 | 23 | 12 | 879 | 143 | 23 | 0.2 | 0.13 | 1028.187 | 62.261 | 862.753 | 827.426 | 0.82743 | 0.57376 | 5 | 22 | 12 | 0.00056756 | 0.00039338
5 | 23 | 13 | 432 | 391 | 24 | 0.2 | 0.13 | 825.044 | 55.434 | 709.454 | 679.559 | 0.67956 | 0.58015 | 5 | 22 | 13 | 0.00046613 | 0.00039776
5 | 23 | 14 | 319 | 399 | 24 | 0.2 | 0.13 | 684.68 | 50.094 | 602.92 | 576.8 | 0.5768 | 0.53539 | 5 | 22 | 14 | 0.00039565 | 0.00036707
5 | 23 | 15 | 322 | 331 | 23 | 0.2 | 0.13 | 570.215 | 44.773 | 516.182 | 493.135 | 0.49313 | 0.65509 | 5 | 22 | 15 | 0.00033826 | 0.00044914
5 | 23 | 16 | 264 | 258 | 23 | 0.2 | 0.13 | 401.38 | 38.363 | 374.095 | 356.083 | 0.35608 | 0.44437 | 5 | 22 | 16 | 0.00024425 | 0.00030467
5 | 23 | 17 | 174 | 175 | 22 | 0.2 | 0.13 | 226.308 | 30.641 | 212.25 | 199.972 | 0.19997 | 0.2967 | 5 | 22 | 17 | 0.00013717 | 0.00020343
5 | 23 | 18 | 104 | 93 | 19 | 0.1 | 0.13 | 96.75 | 22.768 | 86.753 | 78.923 | 0.078923 | 0.087614 | 5 | 22 | 18 | 5.4136e-05 | 6.007e-05
5 | 23 | 19 | 0 | 15 | 17 | 0.1 | 0.13 | 13.911 | 17.475 | 8.077 | 3.034 | 0.003034 | 0.007468 | 5 | 22 | 19 | 2.0811e-06 | 5.1202e-06
5 | 23 | 20 | 0 | 0 | 17 | 0.2 | 0.13 | 0 | 17 | 0 | 0 | 0 | 0 | 5 | 22 | 20 | 0 | 0
5 | 23 | 21 | 0 | 0 | 16 | 0.2 | 0.13 | 0 | 16 | 0 | 0 | 0 | 0 | 5 | 22 | 21 | 0 | 0
5 | 23 | 22 | 0 | 0 | 16 | 0.2 | 0.13 | 0 | 16 | 0 | 0 | 0 | 0 | 5 | 22 | 22 | 0 | 0
5 | 23 | 23 | 0 | 0 | 16 | 0.2 | 0.13 | 0 | 16 | 0 | 0 | 0 | 0 | 5 | 22 | 23 | 0 | 0
5 | 24 | 0 | 0 | 0 | 15 | 0.2 | 0.13 | 0 | 15 | 0 | 0 | 0 | 0 | 5 | 23 | 0 | 0 | 0
5 | 24 | 1 | 0 | 0 | 15 | 0.1 | 0.13 | 0 | 15 | 0 | 0 | 0 | 0 | 5 | 23 | 1 | 0 | 0
5 | 24 | 2 | 0 | 0 | 14 | 0.1 | 0.13 | 0 | 14 | 0 | 0 | 0 | 0 | 5 | 23 | 2 | 0 | 0
5 | 24 | 3 | 0 | 0 | 14 | 0.1 | 0.13 | 0 | 14 | 0 | 0 | 0 | 0 | 5 | 23 | 3 | 0 | 0
5 | 24 | 4 | 0 | 0 | 14 | 0.1 | 0.13 | 0 | 14 | 0 | 0 | 0 | 0 | 5 | 23 | 4 | 0 | 0
5 | 24 | 5 | 0 | 6 | 14 | 0.1 | 0.13 | 5.708 | 14.195 | 3.226 | 0 | 0 | 0.00067 | 5 | 23 | 5 | 0 | 4.5936e-07
5 | 24 | 6 | 80 | 78 | 16 | 0.2 | 0.13 | 76.435 | 18.882 | 69 | 61.799 | 0.061799 | 0.065516 | 5 | 23 | 6 | 4.239e-05 | 4.4919e-05
5 | 24 | 7 | 86 | 160 | 18 | 0.3 | 0.13 | 175.662 | 24.504 | 167.87 | 157.166 | 0.15717 | 0.26673 | 5 | 23 | 7 | 0.00010781 | 0.00018288
5 | 24 | 8 | 63 | 241 | 19 | 0.3 | 0.13 | 260.98 | 28.668 | 248.954 | 235.377 | 0.23538 | 0.48052 | 5 | 23 | 8 | 0.00016145 | 0.00032946
5 | 24 | 9 | 16 | 246 | 19 | 0.3 | 0.13 | 242.377 | 27.948 | 228.344 | 215.496 | 0.2155 | 0.64328 | 5 | 23 | 9 | 0.00014782 | 0.00044105
5 | 24 | 10 | 23 | 312 | 19 | 0.3 | 0.13 | 314.628 | 30.593 | 293.506 | 278.349 | 0.27835 | 0.74982 | 5 | 23 | 10 | 0.00019093 | 0.00051409
5 | 24 | 11 | 16 | 291 | 19 | 0.3 | 0.13 | 290.48 | 29.69 | 270.16 | 255.831 | 0.25583 | 0.81125 | 5 | 23 | 11 | 0.00017548 | 0.00055621
5 | 24 | 12 | 5 | 156 | 19 | 0.4 | 0.13 | 151.441 | 24.403 | 140.529 | 130.793 | 0.13079 | 0.82743 | 5 | 23 | 12 | 8.9715e-05 | 0.0005673
5 | 24 | 13 | 55 | 425 | 19 | 0.5 | 0.13 | 468.162 | 35.234 | 431.203 | 411.168 | 0.41117 | 0.67956 | 5 | 23 | 13 | 0.00028203 | 0.00046592
5 | 24 | 14 | 11 | 225 | 19 | 0.5 | 0.13 | 221.29 | 26.677 | 207.219 | 195.12 | 0.19512 | 0.5768 | 5 | 23 | 14 | 0.00013384 | 0.00039547
5 | 24 | 15 | 0 | 78 | 19 | 0.6 | 0.13 | 72.631 | 21.452 | 66.961 | 59.832 | 0.059832 | 0.49313 | 5 | 23 | 15 | 4.1041e-05 | 0.0003381
5 | 24 | 16 | 0 | 128 | 19 | 0.6 | 0.13 | 119.198 | 23.036 | 112.555 | 103.811 | 0.10381 | 0.35608 | 5 | 23 | 16 | 7.1207e-05 | 0.00024414
5 | 24 | 17 | 0 | 6 | 18 | 0.5 | 0.13 | 5.56 | 18.194 | 4.711 | 0 | 0 | 0.19997 | 5 | 23 | 17 | 0 | 0.0001371
5 | 24 | 18 | 0 | 3 | 17 | 0.4 | 0.13 | 2.775 | 17.1 | 2.287 | 0 | 0 | 0.078923 | 5 | 23 | 18 | 0 | 5.4111e-05
5 | 24 | 19 | 0 | 0 | 15 | 0.4 | 0.13 | 0 | 0 | 0 | 0 | 0 | 0.003034 | 5 | 23 | 19 | 0 | 2.0802e-06
5 | 24 | 20 | 0 | 0 | 13 | 0.3 | 0.13 | 0 | 13 | 0 | 0 | 0 | 0 | 5 | 23 | 20 | 0 | 0
5 | 24 | 21 | 0 | 0 | 13 | 0.3 | 0.13 | 0 | 13 | 0 | 0 | 0 | 0 | 5 | 23 | 21 | 0 | 0
5 | 24 | 22 | 0 | 0 | 13 | 0.3 | 0.13 | 0 | 13 | 0 | 0 | 0 | 0 | 5 | 23 | 22 | 0 | 0
5 | 24 | 23 | 0 | 0 | 13 | 0.3 | 0.13 | 0 | 13 | 0 | 0 | 0 | 0 | 5 | 23 | 23 | 0 | 0
5 | 25 | 0 | 0 | 0 | 13 | 0.3 | 0.13 | 0 | 13 | 0 | 0 | 0 | 0 | 5 | 24 | 0 | 0 | 0
5 | 25 | 1 | 0 | 0 | 13 | 0.4 | 0.13 | 0 | 13 | 0 | 0 | 0 | 0 | 5 | 24 | 1 | 0 | 0
5 | 25 | 2 | 0 | 0 | 13 | 0.3 | 0.13 | 0 | 13 | 0 | 0 | 0 | 0 | 5 | 24 | 2 | 0 | 0
5 | 25 | 3 | 0 | 0 | 13 | 0.3 | 0.13 | 0 | 13 | 0 | 0 | 0 | 0 | 5 | 24 | 3 | 0 | 0
5 | 25 | 4 | 0 | 0 | 13 | 0.4 | 0.13 | 0 | 13 | 0 | 0 | 0 | 0 | 5 | 24 | 4 | 0 | 0
5 | 25 | 5 | 0 | 1 | 13 | 0.4 | 0.13 | 0.951 | 13.03 | 0 | 0 | 0 | 0 | 5 | 24 | 5 | 0 | 0
5 | 25 | 6 | 0 | 30 | 13 | 0.4 | 0.13 | 27.813 | 14.001 | 25.952 | 20.276 | 0.020276 | 0.061799 | 5 | 24 | 6 | 1.3908e-05 | 4.2371e-05
5 | 25 | 7 | 0 | 53 | 14 | 0.4 | 0.13 | 49.207 | 15.773 | 46.893 | 40.475 | 0.040475 | 0.15717 | 5 | 24 | 7 | 2.7763e-05 | 0.00010776
5 | 25 | 8 | 0 | 65 | 16 | 0.4 | 0.13 | 60.424 | 18.169 | 56.753 | 49.986 | 0.049986 | 0.23538 | 5 | 24 | 8 | 3.4287e-05 | 0.00016138
5 | 25 | 9 | 100 | 337 | 17 | 0.4 | 0.13 | 395.025 | 31.16 | 373.605 | 355.61 | 0.35561 | 0.2155 | 5 | 24 | 9 | 0.00024392 | 0.00014775
5 | 25 | 10 | 145 | 417 | 18 | 0.5 | 0.13 | 536.68 | 36.65 | 496.369 | 474.025 | 0.47402 | 0.27835 | 5 | 24 | 10 | 0.00032515 | 0.00019084
5 | 25 | 11 | 13 | 252 | 19 | 0.6 | 0.13 | 250.164 | 27.426 | 233.725 | 220.687 | 0.22069 | 0.25583 | 5 | 24 | 11 | 0.00015138 | 0.0001754
5 | 25 | 12 | 11 | 222 | 19 | 0.6 | 0.13 | 220.196 | 26.414 | 205.428 | 193.393 | 0.19339 | 0.13079 | 5 | 24 | 12 | 0.00013265 | 8.9674e-05
5 | 25 | 13 | 25 | 355 | 20 | 0.7 | 0.13 | 369.045 | 32.089 | 342.052 | 325.175 | 0.32517 | 0.41117 | 5 | 24 | 13 | 0.00022305 | 0.0002819
5 | 25 | 14 | 29 | 340 | 20 | 0.6 | 0.13 | 353.963 | 31.935 | 329.203 | 312.781 | 0.31278 | 0.19512 | 5 | 24 | 14 | 0.00021455 | 0.00013378
5 | 25 | 15 | 0 | 146 | 19 | 0.6 | 0.13 | 136.342 | 23.603 | 127.773 | 118.489 | 0.11849 | 0.059832 | 5 | 24 | 15 | 8.1275e-05 | 4.1022e-05
5 | 25 | 16 | 0 | 93 | 19 | 0.5 | 0.13 | 86.543 | 22.015 | 81.008 | 73.382 | 0.073382 | 0.10381 | 5 | 24 | 16 | 5.0335e-05 | 7.1175e-05
5 | 25 | 17 | 0 | 16 | 18 | 0.5 | 0.13 | 14.832 | 18.519 | 13.182 | 7.959 | 0.007959 | 0 | 5 | 24 | 17 | 5.4593e-06 | 0
5 | 25 | 18 | 393 | 79 | 17 | 0.4 | 0.13 | 123.811 | 21.222 | 99.425 | 91.146 | 0.091146 | 0 | 5 | 24 | 18 | 6.252e-05 | 0
5 | 25 | 19 | 85 | 21 | 15 | 0.3 | 0.13 | 17.208 | 15.551 | 10.189 | 5.072 | 0.005072 | 0 | 5 | 24 | 19 | 3.479e-06 | 0
5 | 25 | 20 | 0 | 0 | 15 | 0.3 | 0.13 | 0 | 15 | 0 | 0 | 0 | 0 | 5 | 24 | 20 | 0 | 0
5 | 25 | 21 | 0 | 0 | 14 | 0.2 | 0.13 | 0 | 14 | 0 | 0 | 0 | 0 | 5 | 24 | 21 | 0 | 0
5 | 25 | 22 | 0 | 0 | 14 | 0.2 | 0.13 | 0 | 14 | 0 | 0 | 0 | 0 | 5 | 24 | 22 | 0 | 0
5 | 25 | 23 | 0 | 0 | 14 | 0.2 | 0.13 | 0 | 14 | 0 | 0 | 0 | 0 | 5 | 24 | 23 | 0 | 0
5 | 26 | 0 | 0 | 0 | 14 | 0.2 | 0.13 | 0 | 14 | 0 | 0 | 0 | 0 | 5 | 25 | 0 | 0 | 0
5 | 26 | 1 | 0 | 0 | 13 | 0.2 | 0.13 | 0 | 13 | 0 | 0 | 0 | 0 | 5 | 25 | 1 | 0 | 0
5 | 26 | 2 | 0 | 0 | 13 | 0.1 | 0.13 | 0 | 13 | 0 | 0 | 0 | 0 | 5 | 25 | 2 | 0 | 0
5 | 26 | 3 | 0 | 0 | 12 | 0.1 | 0.13 | 0 | 12 | 0 | 0 | 0 | 0 | 5 | 25 | 3 | 0 | 0
5 | 26 | 4 | 0 | 0 | 12 | 0.1 | 0.13 | 0 | 12 | 0 | 0 | 0 | 0 | 5 | 25 | 4 | 0 | 0
5 | 26 | 5 | 50 | 11 | 13 | 0.1 | 0.13 | 10.464 | 13.357 | 6.123 | 1.15 | 0.00115 | 0 | 5 | 25 | 5 | 7.8882e-07 | 0
5 | 26 | 6 | 424 | 63 | 15 | 0.2 | 0.13 | 97.043 | 18.434 | 72.707 | 65.374 | 0.065374 | 0.020276 | 5 | 25 | 6 | 4.4842e-05 | 1.3902e-05
5 | 26 | 7 | 516 | 109 | 17 | 0.3 | 0.13 | 274.172 | 27.061 | 254.62 | 240.841 | 0.24084 | 0.040475 | 5 | 25 | 7 | 0.0001652 | 2.775e-05
5 | 26 | 8 | 552 | 166 | 20 | 0.3 | 0.13 | 463.71 | 37.242 | 439.324 | 419.001 | 0.419 | 0.049986 | 5 | 25 | 8 | 0.00028741 | 3.4271e-05
5 | 26 | 9 | 806 | 125 | 21 | 0.4 | 0.13 | 718.737 | 46.883 | 653.435 | 625.525 | 0.62552 | 0.35561 | 5 | 25 | 9 | 0.00042907 | 0.00024381
5 | 26 | 10 | 353 | 381 | 23 | 0.3 | 0.13 | 688.958 | 48.458 | 611.842 | 585.406 | 0.58541 | 0.47402 | 5 | 25 | 10 | 0.00040155 | 0.000325
5 | 26 | 11 | 837 | 157 | 24 | 0.3 | 0.13 | 976.611 | 60.147 | 828.357 | 794.248 | 0.79425 | 0.22069 | 5 | 25 | 11 | 0.0005448 | 0.00015131
5 | 26 | 12 | 831 | 166 | 24 | 0.3 | 0.13 | 1009.778 | 61.359 | 850.171 | 815.29 | 0.81529 | 0.19339 | 5 | 25 | 12 | 0.00055923 | 0.00013259
5 | 26 | 13 | 826 | 160 | 25 | 0.3 | 0.13 | 977.665 | 61.181 | 825.06 | 791.069 | 0.79107 | 0.32517 | 5 | 25 | 13 | 0.00054262 | 0.00022295
5 | 26 | 14 | 789 | 162 | 25 | 0.3 | 0.13 | 875.991 | 57.445 | 754.685 | 723.188 | 0.72319 | 0.31278 | 5 | 25 | 14 | 0.00049606 | 0.00021445
5 | 26 | 15 | 741 | 155 | 25 | 0.3 | 0.13 | 723.479 | 51.838 | 642.543 | 615.019 | 0.61502 | 0.11849 | 5 | 25 | 15 | 0.00042186 | 8.1238e-05
5 | 26 | 16 | 672 | 140 | 24 | 0.3 | 0.13 | 530.371 | 43.722 | 490.422 | 468.288 | 0.46829 | 0.073382 | 5 | 25 | 16 | 0.00032121 | 5.0312e-05
5 | 26 | 17 | 560 | 118 | 23 | 0.2 | 0.13 | 319.925 | 35.167 | 293.423 | 278.27 | 0.27827 | 0.007959 | 5 | 25 | 17 | 0.00019087 | 5.4568e-06
5 | 26 | 18 | 370 | 82 | 21 | 0.1 | 0.13 | 123.704 | 25.653 | 98.673 | 90.421 | 0.090421 | 0.091146 | 5 | 25 | 18 | 6.2023e-05 | 6.2491e-05
5 | 26 | 19 | 62 | 21 | 19 | 0.1 | 0.13 | 17.219 | 19.587 | 9.996 | 4.885 | 0.004885 | 0.005072 | 5 | 25 | 19 | 3.3508e-06 | 3.4775e-06
5 | 26 | 20 | 0 | 0 | 19 | 0.2 | 0.13 | 0 | 19 | 0 | 0 | 0 | 0 | 5 | 25 | 20 | 0 | 0
5 | 26 | 21 | 0 | 0 | 19 | 0.2 | 0.13 | 0 | 19 | 0 | 0 | 0 | 0 | 5 | 25 | 21 | 0 | 0
5 | 26 | 22 | 0 | 0 | 19 | 0.2 | 0.13 | 0 | 19 | 0 | 0 | 0 | 0 | 5 | 25 | 22 | 0 | 0
5 | 26 | 23 | 0 | 0 | 19 | 0.2 | 0.13 | 0 | 19 | 0 | 0 | 0 | 0 | 5 | 25 | 23 | 0 | 0
5 | 27 | 0 | 0 | 0 | 19 | 0.2 | 0.13 | 0 | 19 | 0 | 0 | 0 | 0 | 5 | 26 | 0 | 0 | 0
5 | 27 | 1 | 0 | 0 | 19 | 0.2 | 0.13 | 0 | 19 | 0 | 0 | 0 | 0 | 5 | 26 | 1 | 0 | 0
5 | 27 | 2 | 0 | 0 | 19 | 0.2 | 0.13 | 0 | 19 | 0 | 0 | 0 | 0 | 5 | 26 | 2 | 0 | 0
5 | 27 | 3 | 0 | 0 | 19 | 0.2 | 0.13 | 0 | 19 | 0 | 0 | 0 | 0 | 5 | 26 | 3 | 0 | 0
5 | 27 | 4 | 0 | 0 | 19 | 0.2 | 0.13 | 0 | 19 | 0 | 0 | 0 | 0 | 5 | 26 | 4 | 0 | 0
5 | 27 | 5 | 10 | 8 | 19 | 0.2 | 0.13 | 7.61 | 19.252 | 4.25 | 0 | 0 | 0.00115 | 5 | 26 | 5 | 0 | 7.8846e-07
5 | 27 | 6 | 34 | 79 | 20 | 0.2 | 0.13 | 73.695 | 22.803 | 67.438 | 60.292 | 0.060292 | 0.065374 | 5 | 26 | 6 | 4.1356e-05 | 4.4822e-05
5 | 27 | 7 | 0 | 105 | 22 | 0.2 | 0.13 | 97.228 | 25.725 | 91.365 | 83.371 | 0.083371 | 0.24084 | 5 | 26 | 7 | 5.7187e-05 | 0.00016513
5 | 27 | 8 | 397 | 216 | 24 | 0.2 | 0.13 | 426.595 | 40.35 | 396.887 | 378.068 | 0.37807 | 0.419 | 5 | 26 | 8 | 0.00025933 | 0.00028728
5 | 27 | 9 | 76 | 328 | 25 | 0.3 | 0.13 | 368.555 | 38.615 | 337.278 | 320.571 | 0.32057 | 0.62552 | 5 | 26 | 9 | 0.00021989 | 0.00042887
5 | 27 | 10 | 54 | 377 | 26 | 0.3 | 0.13 | 411.058 | 41.151 | 370.185 | 352.311 | 0.35231 | 0.58541 | 5 | 26 | 10 | 0.00024166 | 0.00040137
5 | 27 | 11 | 808 | 167 | 27 | 0.3 | 0.13 | 958.29 | 62.465 | 804.452 | 771.191 | 0.77119 | 0.79425 | 5 | 26 | 11 | 0.00052898 | 0.00054455
5 | 27 | 12 | 822 | 165 | 27 | 0.2 | 0.13 | 999.528 | 65.156 | 827.518 | 793.44 | 0.79344 | 0.81529 | 5 | 26 | 12 | 0.00054425 | 0.00055898
5 | 27 | 13 | 290 | 452 | 28 | 0.2 | 0.13 | 739.861 | 56.16 | 631.999 | 604.849 | 0.60485 | 0.79107 | 5 | 26 | 13 | 0.00041488 | 0.00054237
5 | 27 | 14 | 262 | 416 | 27 | 0.3 | 0.13 | 650.012 | 50.997 | 569.019 | 544.1 | 0.5441 | 0.72319 | 5 | 26 | 14 | 0.00037322 | 0.00049583
5 | 27 | 15 | 706 | 173 | 26 | 0.2 | 0.13 | 715.041 | 53.364 | 630.402 | 603.308 | 0.60331 | 0.61502 | 5 | 26 | 15 | 0.00041383 | 0.00042167
5 | 27 | 16 | 404 | 229 | 25 | 0.2 | 0.13 | 458.393 | 42.559 | 422.331 | 402.61 | 0.40261 | 0.46829 | 5 | 26 | 16 | 0.00027616 | 0.00032107
5 | 27 | 17 | 532 | 126 | 24 | 0.1 | 0.13 | 316.023 | 36.418 | 288.608 | 273.626 | 0.27363 | 0.27827 | 5 | 26 | 17 | 0.00018769 | 0.00019079
5 | 27 | 18 | 377 | 81 | 23 | 0.3 | 0.13 | 124.295 | 27.383 | 98.194 | 89.958 | 0.089958 | 0.090421 | 5 | 26 | 18 | 6.1705e-05 | 6.1994e-05
5 | 27 | 19 | 81 | 22 | 22 | 0.6 | 0.13 | 18.005 | 22.527 | 10.322 | 5.2 | 0.0052 | 0.004885 | 5 | 26 | 19 | 3.5668e-06 | 3.3492e-06
5 | 27 | 20 | 0 | 0 | 22 | 0.6 | 0.13 | 0 | 22 | 0 | 0 | 0 | 0 | 5 | 26 | 20 | 0 | 0
5 | 27 | 21 | 0 | 0 | 21 | 0.6 | 0.13 | 0 | 21 | 0 | 0 | 0 | 0 | 5 | 26 | 21 | 0 | 0
5 | 27 | 22 | 0 | 0 | 21 | 0.6 | 0.13 | 0 | 21 | 0 | 0 | 0 | 0 | 5 | 26 | 22 | 0 | 0
5 | 27 | 23 | 0 | 0 | 20 | 0.6 | 0.13 | 0 | 20 | 0 | 0 | 0 | 0 | 5 | 26 | 23 | 0 | 0
5 | 28 | 0 | 0 | 0 | 19 | 0.5 | 0.13 | 0 | 19 | 0 | 0 | 0 | 0 | 5 | 27 | 0 | 0 | 0
5 | 28 | 1 | 0 | 0 | 18 | 0.3 | 0.13 | 0 | 18 | 0 | 0 | 0 | 0 | 5 | 27 | 1 | 0 | 0
5 | 28 | 2 | 0 | 0 | 18 | 0.1 | 0.13 | 0 | 18 | 0 | 0 | 0 | 0 | 5 | 27 | 2 | 0 | 0
5 | 28 | 3 | 0 | 0 | 18 | 0.1 | 0.13 | 0 | 18 | 0 | 0 | 0 | 0 | 5 | 27 | 3 | 0 | 0
5 | 28 | 4 | 0 | 0 | 18 | 0.1 | 0.13 | 0 | 18 | 0 | 0 | 0 | 0 | 5 | 27 | 4 | 0 | 0
5 | 28 | 5 | 0 | 9 | 18 | 0.1 | 0.13 | 8.562 | 18.292 | 4.836 | 0 | 0 | 0 | 5 | 27 | 5 | 0 | 0
5 | 28 | 6 | 179 | 77 | 19 | 0.3 | 0.13 | 84.718 | 22.043 | 71.424 | 64.137 | 0.064137 | 0.060292 | 5 | 27 | 6 | 4.3994e-05 | 4.1337e-05
5 | 28 | 7 | 48 | 155 | 20 | 0.4 | 0.13 | 158.589 | 25.702 | 150.878 | 140.775 | 0.14078 | 0.083371 | 5 | 27 | 7 | 9.6562e-05 | 5.7161e-05
5 | 28 | 8 | 194 | 254 | 20 | 0.4 | 0.13 | 346.584 | 32.47 | 329.586 | 313.151 | 0.31315 | 0.37807 | 5 | 27 | 8 | 0.0002148 | 0.00025921
5 | 28 | 9 | 247 | 336 | 21 | 0.5 | 0.13 | 509.687 | 38.761 | 471.809 | 450.335 | 0.45033 | 0.32057 | 5 | 27 | 9 | 0.0003089 | 0.00021979
5 | 28 | 10 | 98 | 407 | 22 | 0.5 | 0.13 | 478.943 | 38.635 | 437.915 | 417.642 | 0.41764 | 0.35231 | 5 | 27 | 10 | 0.00028647 | 0.00024155
5 | 28 | 11 | 66 | 432 | 22 | 0.5 | 0.13 | 484.379 | 38.799 | 440.317 | 419.959 | 0.41996 | 0.77119 | 5 | 27 | 11 | 0.00028806 | 0.00052874
5 | 28 | 12 | 53 | 434 | 23 | 0.4 | 0.13 | 476.821 | 40.023 | 430.296 | 410.293 | 0.41029 | 0.79344 | 5 | 27 | 12 | 0.00028143 | 0.000544
5 | 28 | 13 | 35 | 389 | 24 | 0.4 | 0.13 | 412.28 | 38.719 | 373.029 | 355.055 | 0.35506 | 0.60485 | 5 | 27 | 13 | 0.00024354 | 0.0004147
5 | 28 | 14 | 6 | 177 | 24 | 0.4 | 0.13 | 171.247 | 30.118 | 156.581 | 146.276 | 0.14628 | 0.5441 | 5 | 27 | 14 | 0.00010034 | 0.00037305
5 | 28 | 15 | 1 | 148 | 24 | 0.4 | 0.13 | 138.969 | 28.973 | 127.416 | 118.145 | 0.11815 | 0.60331 | 5 | 27 | 15 | 8.1039e-05 | 0.00041364
5 | 28 | 16 | 7 | 187 | 23 | 0.4 | 0.13 | 178.351 | 29.4 | 166.555 | 155.897 | 0.1559 | 0.40261 | 5 | 27 | 16 | 0.00010693 | 0.00027604
5 | 28 | 17 | 559 | 117 | 22 | 0.4 | 0.13 | 319.667 | 33.432 | 295.439 | 280.214 | 0.28021 | 0.27363 | 5 | 27 | 17 | 0.00019221 | 0.0001876
5 | 28 | 18 | 300 | 93 | 21 | 0.4 | 0.13 | 124.256 | 25.304 | 102.981 | 94.576 | 0.094576 | 0.089958 | 5 | 27 | 18 | 6.4873e-05 | 6.1677e-05
5 | 28 | 19 | 30 | 19 | 21 | 0.4 | 0.13 | 16.653 | 21.517 | 9.559 | 4.464 | 0.004464 | 0.0052 | 5 | 27 | 19 | 3.062e-06 | 3.5652e-06
5 | 28 | 20 | 0 | 0 | 20 | 0.4 | 0.13 | 0 | 20 | 0 | 0 | 0 | 0 | 5 | 27 | 20 | 0 | 0
5 | 28 | 21 | 0 | 0 | 18 | 0.3 | 0.13 | 0 | 18 | 0 | 0 | 0 | 0 | 5 | 27 | 21 | 0 | 0
5 | 28 | 22 | 0 | 0 | 17 | 0.2 | 0.13 | 0 | 17 | 0 | 0 | 0 | 0 | 5 | 27 | 22 | 0 | 0
5 | 28 | 23 | 0 | 0 | 16 | 0.1 | 0.13 | 0 | 16 | 0 | 0 | 0 | 0 | 5 | 27 | 23 | 0 | 0
5 | 29 | 0 | 0 | 0 | 16 | 0.1 | 0.13 | 0 | 16 | 0 | 0 | 0 | 0 | 5 | 28 | 0 | 0 | 0
5 | 29 | 1 | 0 | 0 | 15 | 0.1 | 0.13 | 0 | 15 | 0 | 0 | 0 | 0 | 5 | 28 | 1 | 0 | 0
5 | 29 | 2 | 0 | 0 | 15 | 0.1 | 0.13 | 0 | 15 | 0 | 0 | 0 | 0 | 5 | 28 | 2 | 0 | 0
5 | 29 | 3 | 0 | 0 | 14 | 0.1 | 0.13 | 0 | 14 | 0 | 0 | 0 | 0 | 5 | 28 | 3 | 0 | 0
5 | 29 | 4 | 0 | 0 | 14 | 0.1 | 0.13 | 0 | 14 | 0 | 0 | 0 | 0 | 5 | 28 | 4 | 0 | 0
5 | 29 | 5 | 0 | 13 | 15 | 0.2 | 0.13 | 12.367 | 15.409 | 7.222 | 2.209 | 0.002209 | 0 | 5 | 28 | 5 | 1.5152e-06 | 0
5 | 29 | 6 | 422 | 64 | 17 | 0.3 | 0.13 | 98.077 | 20.369 | 73.215 | 65.864 | 0.065864 | 0.064137 | 5 | 28 | 6 | 4.5178e-05 | 4.3974e-05
5 | 29 | 7 | 637 | 91 | 19 | 0.3 | 0.13 | 297.093 | 29.883 | 271.729 | 257.344 | 0.25734 | 0.14078 | 5 | 28 | 7 | 0.00017652 | 9.6518e-05
5 | 29 | 8 | 754 | 107 | 22 | 0.3 | 0.13 | 518.767 | 41.308 | 485.998 | 464.021 | 0.46402 | 0.31315 | 5 | 28 | 8 | 0.00031829 | 0.0002147
5 | 29 | 9 | 597 | 220 | 23 | 0.4 | 0.13 | 659.174 | 46.71 | 596.979 | 571.07 | 0.57107 | 0.45033 | 5 | 28 | 9 | 0.00039171 | 0.00030876
5 | 29 | 10 | 859 | 128 | 24 | 0.4 | 0.13 | 881.961 | 55.706 | 767.001 | 735.067 | 0.73507 | 0.41764 | 5 | 28 | 10 | 0.00050421 | 0.00028634
5 | 29 | 11 | 877 | 135 | 25 | 0.4 | 0.13 | 986.191 | 60.416 | 835.917 | 801.54 | 0.80154 | 0.41996 | 5 | 28 | 11 | 0.0005498 | 0.00028793
5 | 29 | 12 | 875 | 142 | 26 | 0.4 | 0.13 | 1021.949 | 62.685 | 855.802 | 820.721 | 0.82072 | 0.41029 | 5 | 28 | 12 | 0.00056296 | 0.0002813
5 | 29 | 13 | 856 | 149 | 26 | 0.4 | 0.13 | 988.884 | 61.504 | 833.492 | 799.202 | 0.7992 | 0.35506 | 5 | 28 | 13 | 0.0005482 | 0.00024343
5 | 29 | 14 | 833 | 145 | 26 | 0.4 | 0.13 | 898.685 | 58.293 | 771.535 | 739.441 | 0.73944 | 0.14628 | 5 | 28 | 14 | 0.00050721 | 0.00010029
5 | 29 | 15 | 610 | 227 | 26 | 0.4 | 0.13 | 694.973 | 50.988 | 617.463 | 590.828 | 0.59083 | 0.11815 | 5 | 28 | 15 | 0.00040527 | 8.1002e-05
5 | 29 | 16 | 698 | 138 | 25 | 0.3 | 0.13 | 544.827 | 45.259 | 500.735 | 478.236 | 0.47824 | 0.1559 | 5 | 28 | 16 | 0.00032804 | 0.00010689
5 | 29 | 17 | 283 | 168 | 23 | 0.2 | 0.13 | 262.147 | 32.998 | 243.646 | 230.256 | 0.23026 | 0.28021 | 5 | 28 | 17 | 0.00015794 | 0.00019212
5 | 29 | 18 | 416 | 79 | 21 | 0.2 | 0.13 | 129.15 | 25.681 | 101.758 | 93.396 | 0.093396 | 0.094576 | 5 | 28 | 18 | 6.4063e-05 | 6.4843e-05
5 | 29 | 19 | 108 | 23 | 19 | 0.2 | 0.13 | 17.574 | 19.58 | 10.21 | 5.092 | 0.005092 | 0.004464 | 5 | 28 | 19 | 3.4928e-06 | 3.0606e-06
5 | 29 | 20 | 0 | 0 | 19 | 0.2 | 0.13 | 0 | 19 | 0 | 0 | 0 | 0 | 5 | 28 | 20 | 0 | 0
5 | 29 | 21 | 0 | 0 | 18 | 0.2 | 0.13 | 0 | 18 | 0 | 0 | 0 | 0 | 5 | 28 | 21 | 0 | 0
5 | 29 | 22 | 0 | 0 | 18 | 0.2 | 0.13 | 0 | 18 | 0 | 0 | 0 | 0 | 5 | 28 | 22 | 0 | 0
5 | 29 | 23 | 0 | 0 | 17 | 0.2 | 0.13 | 0 | 17 | 0 | 0 | 0 | 0 | 5 | 28 | 23 | 0 | 0
5 | 30 | 0 | 0 | 0 | 17 | 0.1 | 0.13 | 0 | 17 | 0 | 0 | 0 | 0 | 5 | 29 | 0 | 0 | 0
5 | 30 | 1 | 0 | 0 | 17 | 0.1 | 0.13 | 0 | 17 | 0 | 0 | 0 | 0 | 5 | 29 | 1 | 0 | 0
5 | 30 | 2 | 0 | 0 | 16 | 0.1 | 0.13 | 0 | 16 | 0 | 0 | 0 | 0 | 5 | 29 | 2 | 0 | 0
5 | 30 | 3 | 0 | 0 | 15 | 0.1 | 0.13 | 0 | 15 | 0 | 0 | 0 | 0 | 5 | 29 | 3 | 0 | 0
5 | 30 | 4 | 0 | 0 | 14 | 0.1 | 0.13 | 0 | 14 | 0 | 0 | 0 | 0 | 5 | 29 | 4 | 0 | 0
5 | 30 | 5 | 44 | 12 | 15 | 0.1 | 0.13 | 11.416 | 15.39 | 6.64 | 1.649 | 0.001649 | 0.002209 | 5 | 29 | 5 | 1.1311e-06 | 1.5145e-06
5 | 30 | 6 | 405 | 68 | 18 | 0.2 | 0.13 | 98.987 | 21.525 | 74.581 | 67.182 | 0.067182 | 0.065864 | 5 | 29 | 6 | 4.6082e-05 | 4.5158e-05
5 | 30 | 7 | 647 | 93 | 20 | 0.2 | 0.13 | 302.229 | 31.424 | 274.854 | 260.359 | 0.26036 | 0.25734 | 5 | 29 | 7 | 0.00017859 | 0.00017644
5 | 30 | 8 | 786 | 104 | 22 | 0.2 | 0.13 | 533.068 | 42.473 | 497.311 | 474.933 | 0.47493 | 0.46402 | 5 | 29 | 8 | 0.00032577 | 0.00031814
5 | 30 | 9 | 849 | 116 | 23 | 0.3 | 0.13 | 740.164 | 50.479 | 663.043 | 634.792 | 0.63479 | 0.57107 | 5 | 29 | 9 | 0.00043542 | 0.00039154
5 | 30 | 10 | 872 | 130 | 24 | 0.4 | 0.13 | 894.955 | 56.172 | 776.598 | 744.324 | 0.74432 | 0.73507 | 5 | 29 | 10 | 0.00051055 | 0.00050398
5 | 30 | 11 | 404 | 396 | 25 | 0.4 | 0.13 | 795.763 | 53.5 | 689.763 | 660.566 | 0.66057 | 0.80154 | 5 | 29 | 11 | 0.0004531 | 0.00054955
5 | 30 | 12 | 539 | 357 | 25 | 0.4 | 0.13 | 909.946 | 57.601 | 775.23 | 743.004 | 0.743 | 0.82072 | 5 | 29 | 12 | 0.00050965 | 0.0005627
5 | 30 | 13 | 456 | 391 | 26 | 0.5 | 0.13 | 847.151 | 55.463 | 728.295 | 697.732 | 0.69773 | 0.7992 | 5 | 29 | 13 | 0.0004786 | 0.00054795
5 | 30 | 14 | 93 | 416 | 25 | 0.5 | 0.13 | 485.718 | 41.865 | 437.808 | 417.539 | 0.41754 | 0.73944 | 5 | 29 | 14 | 0.0002864 | 0.00050697
5 | 30 | 15 | 269 | 347 | 24 | 0.4 | 0.13 | 545.563 | 43.574 | 495.059 | 472.761 | 0.47276 | 0.59083 | 5 | 29 | 15 | 0.00032428 | 0.00040508
5 | 30 | 16 | 710 | 135 | 23 | 0.4 | 0.13 | 549.36 | 42.817 | 510.145 | 487.312 | 0.48731 | 0.47824 | 5 | 29 | 16 | 0.00033426 | 0.00032789
5 | 30 | 17 | 321 | 162 | 22 | 0.3 | 0.13 | 271.04 | 32.015 | 252.856 | 239.14 | 0.23914 | 0.23026 | 5 | 29 | 17 | 0.00016403 | 0.00015787
5 | 30 | 18 | 481 | 71 | 20 | 0.2 | 0.13 | 132.959 | 24.778 | 102.627 | 94.234 | 0.094234 | 0.093396 | 5 | 29 | 18 | 6.4638e-05 | 6.4034e-05
5 | 30 | 19 | 144 | 24 | 18 | 0.2 | 0.13 | 18.349 | 18.609 | 10.865 | 5.723 | 0.005723 | 0.005092 | 5 | 29 | 19 | 3.9256e-06 | 3.4912e-06
5 | 30 | 20 | 0 | 0 | 16 | 0.2 | 0.13 | 0 | 16 | 0 | 0 | 0 | 0 | 5 | 29 | 20 | 0 | 0
5 | 30 | 21 | 0 | 0 | 14 | 0.2 | 0.13 | 0 | 14 | 0 | 0 | 0 | 0 | 5 | 29 | 21 | 0 | 0
5 | 30 | 22 | 0 | 0 | 14 | 0.4 | 0.13 | 0 | 14 | 0 | 0 | 0 | 0 | 5 | 29 | 22 | 0 | 0
5 | 30 | 23 | 0 | 0 | 14 | 0.8 | 0.13 | 0 | 14 | 0 | 0 | 0 | 0 | 5 | 29 | 23 | 0 | 0
5 | 31 | 0 | 0 | 0 | 15 | 0.7 | 0.13 | 0 | 15 | 0 | 0 | 0 | 0 | 5 | 30 | 0 | 0 | 0
5 | 31 | 1 | 0 | 0 | 15 | 0.7 | 0.13 | 0 | 15 | 0 | 0 | 0 | 0 | 5 | 30 | 1 | 0 | 0
5 | 31 | 2 | 0 | 0 | 14 | 0.7 | 0.13 | 0 | 14 | 0 | 0 | 0 | 0 | 5 | 30 | 2 | 0 | 0
5 | 31 | 3 | 0 | 0 | 13 | 0.3 | 0.13 | 0 | 13 | 0 | 0 | 0 | 0 | 5 | 30 | 3 | 0 | 0
5 | 31 | 4 | 0 | 0 | 13 | 0.1 | 0.13 | 0 | 13 | 0 | 0 | 0 | 0 | 5 | 30 | 4 | 0 | 0
5 | 31 | 5 | 0 | 3 | 14 | 0.1 | 0.13 | 2.854 | 14.097 | 1.557 | 0 | 0 | 0.001649 | 5 | 30 | 5 | 0 | 1.1306e-06
5 | 31 | 6 | 0 | 47 | 15 | 0.1 | 0.13 | 43.636 | 16.726 | 41.091 | 34.878 | 0.034878 | 0.067182 | 5 | 30 | 6 | 2.3924e-05 | 4.6061e-05
5 | 31 | 7 | 177 | 163 | 19 | 0.1 | 0.13 | 208.763 | 27.219 | 196.777 | 185.048 | 0.18505 | 0.26036 | 5 | 30 | 7 | 0.00012693 | 0.00017851
5 | 31 | 8 | 112 | 255 | 21 | 0.1 | 0.13 | 302.61 | 32.952 | 285.325 | 270.459 | 0.27046 | 0.47493 | 5 | 30 | 8 | 0.00018552 | 0.00032562
5 | 31 | 9 | 784 | 138 | 23 | 0.2 | 0.13 | 714.256 | 50.354 | 639.519 | 612.102 | 0.6121 | 0.63479 | 5 | 30 | 9 | 0.00041986 | 0.00043523
5 | 31 | 10 | 835 | 142 | 24 | 0.3 | 0.13 | 878.662 | 56.556 | 760.895 | 729.177 | 0.72918 | 0.74432 | 5 | 30 | 10 | 0.00050017 | 0.00051032
5 | 31 | 11 | 858 | 149 | 25 | 0.4 | 0.13 | 980.846 | 60.219 | 831.815 | 797.584 | 0.79758 | 0.66057 | 5 | 30 | 11 | 0.00054709 | 0.0004529
5 | 31 | 12 | 373 | 427 | 25 | 0.4 | 0.13 | 805.962 | 53.848 | 696.023 | 666.604 | 0.6666 | 0.743 | 5 | 30 | 12 | 0.00045724 | 0.00050942
5 | 31 | 13 | 238 | 465 | 26 | 0.5 | 0.13 | 693.878 | 50.098 | 607.309 | 581.033 | 0.58103 | 0.69773 | 5 | 30 | 13 | 0.00039855 | 0.00047838
5 | 31 | 14 | 849 | 141 | 25 | 0.4 | 0.13 | 904.274 | 57.496 | 779.114 | 746.75 | 0.74675 | 0.41754 | 5 | 30 | 14 | 0.00051222 | 0.00028627
5 | 31 | 15 | 132 | 359 | 25 | 0.4 | 0.13 | 448.381 | 41.069 | 408.061 | 388.845 | 0.38885 | 0.47276 | 5 | 30 | 15 | 0.00026672 | 0.00032413
5 | 31 | 16 | 712 | 136 | 24 | 0.3 | 0.13 | 551.98 | 44.525 | 508.935 | 486.145 | 0.48614 | 0.48731 | 5 | 30 | 16 | 0.00033346 | 0.00033411
5 | 31 | 17 | 622 | 109 | 23 | 0.2 | 0.13 | 337.217 | 35.825 | 308.914 | 293.212 | 0.29321 | 0.23914 | 5 | 30 | 17 | 0.00020112 | 0.00016396
5 | 31 | 18 | 463 | 74 | 20 | 0.2 | 0.13 | 133.689 | 24.822 | 104.28 | 95.829 | 0.095829 | 0.094234 | 5 | 30 | 18 | 6.5732e-05 | 6.4609e-05
5 | 31 | 19 | 0 | 6 | 23 | 0.2 | 0.14 | 5.551 | 23.189 | 3.183 | 0 | 0 | 0.005723 | 5 | 30 | 19 | 0 | 3.9238e-06
5 | 31 | 20 | 0 | 0 | 23 | 0.2 | 0.14 | 0 | 23 | 0 | 0 | 0 | 0 | 5 | 30 | 20 | 0 | 0
5 | 31 | 21 | 0 | 0 | 23 | 0.2 | 0.14 | 0 | 23 | 0 | 0 | 0 | 0 | 5 | 30 | 21 | 0 | 0
5 | 31 | 22 | 0 | 0 | 22 | 0.2 | 0.14 | 0 | 22 | 0 | 0 | 0 | 0 | 5 | 30 | 22 | 0 | 0
5 | 31 | 23 | 0 | 0 | 22 | 0.2 | 0.14 | 0 | 22 | 0 | 0 | 0 | 0 | 5 | 30 | 23 | 0 | 0
6 | 1 | 0 | 0 | 0 | 22 | 0.2 | 0.14 | 0 | 22 | 0 | 0 | 0 | 0 | 5 | 31 | 0 | 0 | 0
6 | 1 | 1 | 0 | 0 | 22 | 0.1 | 0.14 | 0 | 22 | 0 | 0 | 0 | 0 | 5 | 31 | 1 | 0 | 0
6 | 1 | 2 | 0 | 0 | 22 | 0.1 | 0.14 | 0 | 22 | 0 | 0 | 0 | 0 | 5 | 31 | 2 | 0 | 0
6 | 1 | 3 | 0 | 0 | 22 | 0.1 | 0.14 | 0 | 22 | 0 | 0 | 0 | 0 | 5 | 31 | 3 | 0 | 0
6 | 1 | 4 | 0 | 0 | 22 | 0.1 | 0.14 | 0 | 22 | 0 | 0 | 0 | 0 | 5 | 31 | 4 | 0 | 0
6 | 1 | 5 | 33 | 12 | 22 | 0.1 | 0.14 | 11.416 | 22.39 | 6.406 | 1.423 | 0.001423 | 0 | 5 | 31 | 5 | 9.7608e-07 | 0
6 | 1 | 6 | 337 | 74 | 23 | 0.2 | 0.14 | 97.271 | 26.512 | 74.596 | 67.197 | 0.067197 | 0.034878 | 5 | 31 | 6 | 4.6093e-05 | 2.3913e-05
6 | 1 | 7 | 546 | 111 | 23 | 0.3 | 0.14 | 285.745 | 33.483 | 258.608 | 244.688 | 0.24469 | 0.18505 | 5 | 31 | 7 | 0.00016784 | 0.00012687
6 | 1 | 8 | 683 | 130 | 24 | 0.4 | 0.14 | 501.574 | 42.101 | 467.387 | 446.07 | 0.44607 | 0.27046 | 5 | 31 | 8 | 0.00030597 | 0.00018543
6 | 1 | 9 | 765 | 144 | 25 | 0.4 | 0.14 | 706.135 | 50.421 | 631.805 | 604.661 | 0.60466 | 0.6121 | 5 | 31 | 9 | 0.00041476 | 0.00041967
6 | 1 | 10 | 827 | 149 | 26 | 0.4 | 0.14 | 878.519 | 57.574 | 757.187 | 725.601 | 0.7256 | 0.72918 | 5 | 31 | 10 | 0.00049771 | 0.00049994
6 | 1 | 11 | 888 | 137 | 27 | 0.3 | 0.14 | 998.111 | 63.948 | 832.564 | 798.306 | 0.79831 | 0.79758 | 5 | 31 | 11 | 0.00054758 | 0.00054684
6 | 1 | 12 | 927 | 125 | 28 | 0.3 | 0.14 | 1057.041 | 67.119 | 867.451 | 831.958 | 0.83196 | 0.6666 | 5 | 31 | 12 | 0.00057067 | 0.00045704
6 | 1 | 13 | 935 | 116 | 28 | 0.3 | 0.14 | 1033.908 | 66.275 | 853.029 | 818.047 | 0.81805 | 0.58103 | 5 | 31 | 13 | 0.00056112 | 0.00039837
6 | 1 | 14 | 918 | 111 | 28 | 0.3 | 0.14 | 937.043 | 62.72 | 789.332 | 756.607 | 0.75661 | 0.74675 | 5 | 31 | 14 | 0.00051898 | 0.00051199
6 | 1 | 15 | 883 | 105 | 28 | 0.3 | 0.14 | 780.359 | 56.962 | 679.062 | 650.244 | 0.65024 | 0.38885 | 5 | 31 | 15 | 0.00044602 | 0.0002666
6 | 1 | 16 | 822 | 97 | 27 | 0.3 | 0.14 | 578.892 | 48.536 | 526.113 | 502.715 | 0.50272 | 0.48614 | 5 | 31 | 16 | 0.00034483 | 0.00033331
6 | 1 | 17 | 589 | 105 | 25 | 0.2 | 0.14 | 321.785 | 37.24 | 292.794 | 277.663 | 0.27766 | 0.29321 | 5 | 31 | 17 | 0.00019046 | 0.00020103
6 | 1 | 18 | 246 | 93 | 23 | 0.3 | 0.14 | 118.507 | 27.259 | 99.32 | 91.044 | 0.091044 | 0.095829 | 5 | 31 | 18 | 6.245e-05 | 6.5702e-05
6 | 1 | 19 | 188 | 24 | 20 | 0.6 | 0.14 | 18.287 | 20.561 | 11.838 | 6.662 | 0.006662 | 0 | 5 | 31 | 19 | 4.5697e-06 | 0
6 | 1 | 20 | 0 | 0 | 18 | 0.4 | 0.14 | 0 | 18 | 0 | 0 | 0 | 0 | 5 | 31 | 20 | 0 | 0
6 | 1 | 21 | 0 | 0 | 17 | 0.2 | 0.14 | 0 | 17 | 0 | 0 | 0 | 0 | 5 | 31 | 21 | 0 | 0
6 | 1 | 22 | 0 | 0 | 17 | 0.2 | 0.14 | 0 | 17 | 0 | 0 | 0 | 0 | 5 | 31 | 22 | 0 | 0
6 | 1 | 23 | 0 | 0 | 16 | 0.2 | 0.14 | 0 | 16 | 0 | 0 | 0 | 0 | 5 | 31 | 23 | 0 | 0
6 | 2 | 0 | 0 | 0 | 15 | 0.2 | 0.14 | 0 | 15 | 0 | 0 | 0 | 0 | 6 | 1 | 0 | 0 | 0
6 | 2 | 1 | 0 | 0 | 15 | 0.2 | 0.14 | 0 | 15 | 0 | 0 | 0 | 0 | 6 | 1 | 1 | 0 | 0
6 | 2 | 2 | 0 | 0 | 14 | 0.2 | 0.14 | 0 | 14 | 0 | 0 | 0 | 0 | 6 | 1 | 2 | 0 | 0
6 | 2 | 3 | 0 | 0 | 14 | 0.2 | 0.14 | 0 | 14 | 0 | 0 | 0 | 0 | 6 | 1 | 3 | 0 | 0
6 | 2 | 4 | 0 | 0 | 14 | 0.2 | 0.14 | 0 | 14 | 0 | 0 | 0 | 0 | 6 | 1 | 4 | 0 | 0
6 | 2 | 5 | 0 | 12 | 15 | 0.2 | 0.14 | 11.416 | 15.377 | 6.641 | 1.649 | 0.001649 | 0.001423 | 6 | 1 | 5 | 1.1311e-06 | 9.7564e-07
6 | 2 | 6 | 205 | 76 | 17 | 0.2 | 0.14 | 86.673 | 20.198 | 72.669 | 65.338 | 0.065338 | 0.067197 | 6 | 1 | 6 | 4.4817e-05 | 4.6072e-05
6 | 2 | 7 | 278 | 153 | 19 | 0.2 | 0.14 | 233.497 | 27.88 | 218.512 | 206.013 | 0.20601 | 0.24469 | 6 | 1 | 7 | 0.00014131 | 0.00016776
6 | 2 | 8 | 333 | 232 | 21 | 0.2 | 0.14 | 403.285 | 36.449 | 380.051 | 361.828 | 0.36183 | 0.44607 | 6 | 1 | 8 | 0.00024819 | 0.00030583
6 | 2 | 9 | 238 | 337 | 23 | 0.2 | 0.14 | 498.886 | 42.043 | 455.279 | 434.39 | 0.43439 | 0.60466 | 6 | 1 | 9 | 0.00029796 | 0.00041457
6 | 2 | 10 | 64 | 386 | 25 | 0.2 | 0.14 | 428.029 | 41.28 | 385.663 | 367.241 | 0.36724 | 0.7256 | 6 | 1 | 10 | 0.0002519 | 0.00049749
6 | 2 | 11 | 80 | 443 | 26 | 0.2 | 0.14 | 508.319 | 45.315 | 450.295 | 429.583 | 0.42958 | 0.79831 | 6 | 1 | 11 | 0.00029466 | 0.00054733
6 | 2 | 12 | 214 | 482 | 26 | 0.2 | 0.14 | 693.779 | 52.382 | 600.261 | 574.235 | 0.57424 | 0.83196 | 6 | 1 | 12 | 0.00039389 | 0.00057041
6 | 2 | 13 | 188 | 472 | 26 | 0.2 | 0.14 | 651.889 | 50.791 | 567.764 | 542.889 | 0.54289 | 0.81805 | 6 | 1 | 13 | 0.00037238 | 0.00056087
6 | 2 | 14 | 148 | 429 | 27 | 0.2 | 0.14 | 554.098 | 48.086 | 488.419 | 466.356 | 0.46636 | 0.75661 | 6 | 1 | 14 | 0.00031989 | 0.00051874
6 | 2 | 15 | 13 | 243 | 28 | 0.2 | 0.14 | 237.751 | 37.05 | 215.025 | 202.649 | 0.20265 | 0.65024 | 6 | 1 | 15 | 0.000139 | 0.00044582
6 | 2 | 16 | 78 | 266 | 28 | 0.2 | 0.14 | 296.049 | 39.309 | 270.625 | 256.279 | 0.25628 | 0.50272 | 6 | 1 | 16 | 0.00017579 | 0.00034467
6 | 2 | 17 | 0 | 94 | 25 | 0.2 | 0.14 | 87.305 | 28.343 | 80.504 | 72.895 | 0.072895 | 0.27766 | 6 | 1 | 17 | 5.0001e-05 | 0.00019037
6 | 2 | 18 | 154 | 95 | 22 | 0.3 | 0.14 | 107.638 | 25.913 | 93.9 | 85.816 | 0.085816 | 0.091044 | 6 | 1 | 18 | 5.8864e-05 | 6.2422e-05
6 | 2 | 19 | 0 | 22 | 20 | 0.2 | 0.14 | 20.251 | 20.711 | 13.667 | 8.427 | 0.008427 | 0.006662 | 6 | 1 | 19 | 5.7803e-06 | 4.5676e-06
6 | 2 | 20 | 0 | 0 | 18 | 0.2 | 0.14 | 0 | 18 | 0 | 0 | 0 | 0 | 6 | 1 | 20 | 0 | 0
6 | 2 | 21 | 0 | 0 | 17 | 0.2 | 0.14 | 0 | 17 | 0 | 0 | 0 | 0 | 6 | 1 | 21 | 0 | 0
6 | 2 | 22 | 0 | 0 | 17 | 0.2 | 0.14 | 0 | 17 | 0 | 0 | 0 | 0 | 6 | 1 | 22 | 0 | 0
6 | 2 | 23 | 0 | 0 | 16 | 0.2 | 0.14 | 0 | 16 | 0 | 0 | 0 | 0 | 6 | 1 | 23 | 0 | 0
6 | 3 | 0 | 0 | 0 | 15 | 0.2 | 0.14 | 0 | 15 | 0 | 0 | 0 | 0 | 6 | 2 | 0 | 0 | 0
6 | 3 | 1 | 0 | 0 | 14 | 0.2 | 0.14 | 0 | 14 | 0 | 0 | 0 | 0 | 6 | 2 | 1 | 0 | 0
6 | 3 | 2 | 0 | 0 | 14 | 0.2 | 0.14 | 0 | 14 | 0 | 0 | 0 | 0 | 6 | 2 | 2 | 0 | 0
6 | 3 | 3 | 0 | 0 | 13 | 0.2 | 0.14 | 0 | 13 | 0 | 0 | 0 | 0 | 6 | 2 | 3 | 0 | 0
6 | 3 | 4 | 0 | 0 | 13 | 0.2 | 0.14 | 0 | 13 | 0 | 0 | 0 | 0 | 6 | 2 | 4 | 0 | 0
6 | 3 | 5 | 0 | 4 | 13 | 0.2 | 0.14 | 3.805 | 13.126 | 2.119 | 0 | 0 | 0.001649 | 6 | 2 | 5 | 0 | 1.1306e-06
6 | 3 | 6 | 0 | 18 | 15 | 0.3 | 0.14 | 16.675 | 15.619 | 15.108 | 9.816 | 0.009816 | 0.065338 | 6 | 2 | 6 | 6.7331e-06 | 4.4797e-05
6 | 3 | 7 | 0 | 101 | 18 | 0.3 | 0.14 | 93.582 | 21.475 | 89.362 | 81.439 | 0.081439 | 0.20601 | 6 | 2 | 7 | 5.5862e-05 | 0.00014125
6 | 3 | 8 | 445 | 204 | 20 | 0.3 | 0.14 | 440.256 | 36.356 | 416.893 | 397.364 | 0.39736 | 0.36183 | 6 | 2 | 8 | 0.00027256 | 0.00024808
6 | 3 | 9 | 426 | 284 | 22 | 0.3 | 0.14 | 592.948 | 43.963 | 540.603 | 516.691 | 0.51669 | 0.43439 | 6 | 2 | 9 | 0.00035441 | 0.00029783
6 | 3 | 10 | 188 | 417 | 24 | 0.3 | 0.14 | 572.531 | 45.129 | 512.376 | 489.464 | 0.48946 | 0.36724 | 6 | 2 | 10 | 0.00033574 | 0.00025179
6 | 3 | 11 | 403 | 396 | 25 | 0.3 | 0.14 | 793.837 | 54.307 | 685.584 | 656.535 | 0.65653 | 0.42958 | 6 | 2 | 11 | 0.00045034 | 0.00029453
6 | 3 | 12 | 111 | 477 | 26 | 0.2 | 0.14 | 577.381 | 47.937 | 506.627 | 483.919 | 0.48392 | 0.57424 | 6 | 2 | 12 | 0.00033194 | 0.00039371
6 | 3 | 13 | 778 | 196 | 26 | 0.2 | 0.14 | 965.918 | 62.87 | 808.086 | 774.696 | 0.7747 | 0.54289 | 6 | 2 | 13 | 0.00053139 | 0.00037222
6 | 3 | 14 | 761 | 185 | 27 | 0.2 | 0.14 | 874.463 | 60.409 | 742.792 | 711.716 | 0.71172 | 0.46636 | 6 | 2 | 14 | 0.00048819 | 0.00031974
6 | 3 | 15 | 718 | 174 | 27 | 0.2 | 0.14 | 727.225 | 54.826 | 636.814 | 609.493 | 0.60949 | 0.20265 | 6 | 2 | 15 | 0.00041807 | 0.00013894
6 | 3 | 16 | 636 | 162 | 27 | 0.2 | 0.14 | 534.221 | 47.487 | 485.378 | 463.423 | 0.46342 | 0.25628 | 6 | 2 | 16 | 0.00031788 | 0.00017571
6 | 3 | 17 | 503 | 140 | 27 | 0.2 | 0.14 | 321.739 | 39.252 | 291.484 | 276.399 | 0.2764 | 0.072895 | 6 | 2 | 17 | 0.00018959 | 4.9978e-05
6 | 3 | 18 | 304 | 98 | 24 | 0.4 | 0.14 | 132.153 | 28.589 | 109.184 | 100.559 | 0.10056 | 0.085816 | 6 | 2 | 18 | 6.8977e-05 | 5.8837e-05
6 | 3 | 19 | 51 | 25 | 21 | 0.7 | 0.14 | 21.515 | 21.659 | 14.934 | 9.649 | 0.009649 | 0.008427 | 6 | 2 | 19 | 6.6185e-06 | 5.7777e-06
6 | 3 | 20 | 0 | 0 | 19 | 0.7 | 0.14 | 0 | 19 | 0 | 0 | 0 | 0 | 6 | 2 | 20 | 0 | 0
6 | 3 | 21 | 0 | 0 | 18 | 0.5 | 0.14 | 0 | 18 | 0 | 0 | 0 | 0 | 6 | 2 | 21 | 0 | 0
6 | 3 | 22 | 0 | 0 | 17 | 0.4 | 0.14 | 0 | 17 | 0 | 0 | 0 | 0 | 6 | 2 | 22 | 0 | 0
6 | 3 | 23 | 0 | 0 | 17 | 0.4 | 0.14 | 0 | 17 | 0 | 0 | 0 | 0 | 6 | 2 | 23 | 0 | 0
6 | 4 | 0 | 0 | 0 | 16 | 0.3 | 0.14 | 0 | 16 | 0 | 0 | 0 | 0 | 6 | 3 | 0 | 0 | 0
6 | 4 | 1 | 0 | 0 | 16 | 0.2 | 0.14 | 0 | 16 | 0 | 0 | 0 | 0 | 6 | 3 | 1 | 0 | 0
6 | 4 | 2 | 0 | 0 | 16 | 0.1 | 0.14 | 0 | 16 | 0 | 0 | 0 | 0 | 6 | 3 | 2 | 0 | 0
6 | 4 | 3 | 0 | 0 | 16 | 0.1 | 0.14 | 0 | 16 | 0 | 0 | 0 | 0 | 6 | 3 | 3 | 0 | 0
6 | 4 | 4 | 0 | 0 | 15 | 0.1 | 0.14 | 0 | 15 | 0 | 0 | 0 | 0 | 6 | 3 | 4 | 0 | 0
6 | 4 | 5 | 2 | 5 | 16 | 0.1 | 0.14 | 4.756 | 16.162 | 2.635 | 0 | 0 | 0 | 6 | 3 | 5 | 0 | 0
6 | 4 | 6 | 134 | 97 | 18 | 0.2 | 0.14 | 97.375 | 21.654 | 86.293 | 78.479 | 0.078479 | 0.009816 | 6 | 3 | 6 | 5.3831e-05 | 6.73e-06
6 | 4 | 7 | 329 | 170 | 20 | 0.2 | 0.14 | 265.396 | 30.09 | 246.808 | 233.306 | 0.23331 | 0.081439 | 6 | 3 | 7 | 0.00016003 | 5.5836e-05
6 | 4 | 8 | 488 | 207 | 23 | 0.2 | 0.14 | 466.156 | 40.872 | 434.017 | 413.882 | 0.41388 | 0.39736 | 6 | 3 | 8 | 0.00028389 | 0.00027244
6 | 4 | 9 | 152 | 345 | 26 | 0.3 | 0.14 | 443.631 | 42.399 | 402.285 | 383.275 | 0.38327 | 0.51669 | 6 | 3 | 9 | 0.0002629 | 0.00035425
6 | 4 | 10 | 628 | 256 | 28 | 0.3 | 0.14 | 811.514 | 58.033 | 695.674 | 666.267 | 0.66627 | 0.48946 | 6 | 3 | 10 | 0.00045701 | 0.00033559
6 | 4 | 11 | 663 | 264 | 29 | 0.3 | 0.14 | 916.277 | 62.878 | 765.644 | 733.758 | 0.73376 | 0.65653 | 6 | 3 | 11 | 0.00050331 | 0.00045013
6 | 4 | 12 | 671 | 270 | 30 | 0.4 | 0.14 | 956.064 | 64.279 | 792.452 | 759.616 | 0.75962 | 0.48392 | 6 | 3 | 12 | 0.00052104 | 0.00033178
6 | 4 | 13 | 689 | 249 | 30 | 0.3 | 0.14 | 936.129 | 64.613 | 776.023 | 743.77 | 0.74377 | 0.7747 | 6 | 3 | 13 | 0.00051017 | 0.00053115
6 | 4 | 14 | 675 | 233 | 29 | 0.3 | 0.14 | 848.058 | 60.385 | 719.323 | 689.078 | 0.68908 | 0.71172 | 6 | 3 | 14 | 0.00047266 | 0.00048797
6 | 4 | 15 | 641 | 212 | 28 | 0.3 | 0.14 | 705.782 | 54.161 | 618.752 | 592.071 | 0.59207 | 0.60949 | 6 | 3 | 15 | 0.00040612 | 0.00041788
6 | 4 | 16 | 570 | 188 | 28 | 0.3 | 0.14 | 518.822 | 47.275 | 470.894 | 449.452 | 0.44945 | 0.46342 | 6 | 3 | 16 | 0.00030829 | 0.00031773
6 | 4 | 17 | 156 | 185 | 27 | 0.2 | 0.14 | 230.468 | 35.803 | 212.035 | 199.765 | 0.19976 | 0.2764 | 6 | 3 | 17 | 0.00013703 | 0.0001895
6 | 4 | 18 | 256 | 89 | 26 | 0.2 | 0.14 | 117.596 | 30.354 | 96.692 | 88.509 | 0.088509 | 0.10056 | 6 | 3 | 18 | 6.0711e-05 | 6.8945e-05
6 | 4 | 19 | 51 | 23 | 24 | 0.2 | 0.14 | 20.009 | 24.716 | 13.973 | 8.721 | 0.008721 | 0.009649 | 6 | 3 | 19 | 5.982e-06 | 6.6155e-06
6 | 4 | 20 | 0 | 0 | 24 | 0.2 | 0.14 | 0 | 24 | 0 | 0 | 0 | 0 | 6 | 3 | 20 | 0 | 0
6 | 4 | 21 | 0 | 0 | 23 | 0.2 | 0.14 | 0 | 23 | 0 | 0 | 0 | 0 | 6 | 3 | 21 | 0 | 0
6 | 4 | 22 | 0 | 0 | 22 | 0.1 | 0.14 | 0 | 22 | 0 | 0 | 0 | 0 | 6 | 3 | 22 | 0 | 0
6 | 4 | 23 | 0 | 0 | 21 | 0.1 | 0.14 | 0 | 21 | 0 | 0 | 0 | 0 | 6 | 3 | 23 | 0 | 0
6 | 5 | 0 | 0 | 0 | 21 | 0.1 | 0.14 | 0 | 21 | 0 | 0 | 0 | 0 | 6 | 4 | 0 | 0 | 0
6 | 5 | 1 | 0 | 0 | 21 | 0.1 | 0.14 | 0 | 21 | 0 | 0 | 0 | 0 | 6 | 4 | 1 | 0 | 0
6 | 5 | 2 | 0 | 0 | 21 | 0.3 | 0.14 | 0 | 21 | 0 | 0 | 0 | 0 | 6 | 4 | 2 | 0 | 0
6 | 5 | 3 | 0 | 0 | 20 | 0.5 | 0.14 | 0 | 20 | 0 | 0 | 0 | 0 | 6 | 4 | 3 | 0 | 0
6 | 5 | 4 | 0 | 0 | 20 | 0.4 | 0.14 | 0 | 20 | 0 | 0 | 0 | 0 | 6 | 4 | 4 | 0 | 0
6 | 5 | 5 | 11 | 8 | 20 | 0.2 | 0.14 | 7.61 | 20.252 | 4.228 | 0 | 0 | 0 | 6 | 4 | 5 | 0 | 0
6 | 5 | 6 | 197 | 91 | 21 | 0.1 | 0.14 | 98.08 | 24.762 | 82.788 | 75.099 | 0.075099 | 0.078479 | 6 | 4 | 6 | 5.1513e-05 | 5.3807e-05
6 | 5 | 7 | 383 | 155 | 22 | 0.2 | 0.14 | 270.278 | 32.263 | 248.203 | 234.652 | 0.23465 | 0.23331 | 6 | 4 | 7 | 0.00016096 | 0.00015996
6 | 5 | 8 | 507 | 199 | 23 | 0.2 | 0.14 | 468.685 | 40.971 | 436.44 | 416.219 | 0.41622 | 0.41388 | 6 | 4 | 8 | 0.0002855 | 0.00028377
6 | 5 | 9 | 428 | 283 | 25 | 0.2 | 0.14 | 592.879 | 47.659 | 532.273 | 508.656 | 0.50866 | 0.38327 | 6 | 4 | 9 | 0.0003489 | 0.00026278
6 | 5 | 10 | 482 | 326 | 26 | 0.2 | 0.14 | 750.625 | 54.64 | 651.113 | 623.286 | 0.62329 | 0.66627 | 6 | 4 | 10 | 0.00042753 | 0.00045681
6 | 5 | 11 | 311 | 440 | 27 | 0.2 | 0.14 | 742.313 | 55.259 | 636.994 | 609.666 | 0.60967 | 0.73376 | 6 | 4 | 11 | 0.00041819 | 0.00050308
6 | 5 | 12 | 308 | 460 | 28 | 0.2 | 0.14 | 773.02 | 57.415 | 656.136 | 628.131 | 0.62813 | 0.75962 | 6 | 4 | 12 | 0.00043085 | 0.00052081
6 | 5 | 13 | 35 | 390 | 28 | 0.2 | 0.14 | 412.76 | 43.673 | 365.69 | 347.976 | 0.34798 | 0.74377 | 6 | 4 | 13 | 0.00023869 | 0.00050994
6 | 5 | 14 | 180 | 431 | 28 | 0.2 | 0.14 | 584.571 | 50.251 | 511.356 | 488.481 | 0.48848 | 0.68908 | 6 | 4 | 14 | 0.00033506 | 0.00047245
6 | 5 | 15 | 212 | 360 | 27 | 0.2 | 0.14 | 510.433 | 46.469 | 456.2 | 435.279 | 0.43528 | 0.59207 | 6 | 4 | 15 | 0.00029857 | 0.00040594
6 | 5 | 16 | 512 | 196 | 26 | 0.2 | 0.14 | 492.837 | 44.887 | 450.995 | 430.258 | 0.43026 | 0.44945 | 6 | 4 | 16 | 0.00029513 | 0.00030815
6 | 5 | 17 | 0 | 118 | 25 | 0.2 | 0.14 | 109.366 | 29.187 | 101.417 | 93.067 | 0.093067 | 0.19976 | 6 | 4 | 17 | 6.3838e-05 | 0.00013696
6 | 5 | 18 | 0 | 42 | 24 | 0.2 | 0.14 | 38.979 | 25.494 | 35.273 | 29.267 | 0.029267 | 0.088509 | 6 | 4 | 18 | 2.0075e-05 | 6.0683e-05
6 | 5 | 19 | 0 | 7 | 22 | 0.3 | 0.14 | 6.477 | 22.226 | 4.413 | 0 | 0 | 0.008721 | 6 | 4 | 19 | 0 | 5.9793e-06
6 | 5 | 20 | 0 | 0 | 21 | 0.5 | 0.14 | 0 | 21 | 0 | 0 | 0 | 0 | 6 | 4 | 20 | 0 | 0
6 | 5 | 21 | 0 | 0 | 20 | 0.5 | 0.14 | 0 | 20 | 0 | 0 | 0 | 0 | 6 | 4 | 21 | 0 | 0
6 | 5 | 22 | 0 | 0 | 20 | 0.6 | 0.14 | 0 | 20 | 0 | 0 | 0 | 0 | 6 | 4 | 22 | 0 | 0
6 | 5 | 23 | 0 | 0 | 19 | 0.5 | 0.14 | 0 | 19 | 0 | 0 | 0 | 0 | 6 | 4 | 23 | 0 | 0
6 | 6 | 0 | 0 | 0 | 18 | 0.4 | 0.14 | 0 | 18 | 0 | 0 | 0 | 0 | 6 | 5 | 0 | 0 | 0
6 | 6 | 1 | 0 | 0 | 18 | 0.4 | 0.14 | 0 | 18 | 0 | 0 | 0 | 0 | 6 | 5 | 1 | 0 | 0
6 | 6 | 2 | 0 | 0 | 17 | 0.4 | 0.14 | 0 | 17 | 0 | 0 | 0 | 0 | 6 | 5 | 2 | 0 | 0
6 | 6 | 3 | 0 | 0 | 17 | 0.4 | 0.14 | 0 | 17 | 0 | 0 | 0 | 0 | 6 | 5 | 3 | 0 | 0
6 | 6 | 4 | 0 | 0 | 16 | 0.4 | 0.14 | 0 | 16 | 0 | 0 | 0 | 0 | 6 | 5 | 4 | 0 | 0
6 | 6 | 5 | 44 | 13 | 17 | 0.2 | 0.14 | 12.367 | 17.409 | 7.149 | 2.14 | 0.00214 | 0 | 6 | 5 | 5 | 1.4679e-06 | 0
6 | 6 | 6 | 353 | 74 | 20 | 0.1 | 0.14 | 98.661 | 23.672 | 76.144 | 68.69 | 0.06869 | 0.075099 | 6 | 5 | 6 | 4.7117e-05 | 5.1489e-05
6 | 6 | 7 | 542 | 115 | 22 | 0 | 0.14 | 287.291 | 33.607 | 259.914 | 245.948 | 0.24595 | 0.23465 | 6 | 5 | 7 | 0.0001687 | 0.00016088
6 | 6 | 8 | 653 | 143 | 25 | 0 | 0.14 | 496.348 | 45.331 | 455.864 | 434.955 | 0.43495 | 0.41622 | 6 | 5 | 8 | 0.00029835 | 0.00028537
6 | 6 | 9 | 723 | 162 | 27 | 0 | 0.14 | 692.35 | 55.289 | 606.093 | 579.86 | 0.57986 | 0.50866 | 6 | 5 | 9 | 0.00039774 | 0.00034874
6 | 6 | 10 | 768 | 172 | 28 | 0.1 | 0.14 | 847.904 | 61.471 | 717.904 | 687.71 | 0.68771 | 0.62329 | 6 | 5 | 10 | 0.00047172 | 0.00042734
6 | 6 | 11 | 771 | 192 | 29 | 0.1 | 0.14 | 944.348 | 66.236 | 778.765 | 746.414 | 0.74641 | 0.60967 | 6 | 5 | 11 | 0.00051199 | 0.000418
6 | 6 | 12 | 741 | 220 | 30 | 0.1 | 0.14 | 976.119 | 68.466 | 794.768 | 761.85 | 0.76185 | 0.62813 | 6 | 5 | 12 | 0.00052258 | 0.00043066
6 | 6 | 13 | 501 | 339 | 30 | 0.1 | 0.14 | 839.693 | 63.055 | 699.052 | 669.526 | 0.66953 | 0.34798 | 6 | 5 | 13 | 0.00045925 | 0.00023858
6 | 6 | 14 | 314 | 405 | 30 | 0.2 | 0.14 | 685.292 | 56.11 | 587.472 | 561.899 | 0.5619 | 0.48848 | 6 | 5 | 14 | 0.00038542 | 0.00033491
6 | 6 | 15 | 478 | 277 | 30 | 0.2 | 0.14 | 642.659 | 54.556 | 560.214 | 535.607 | 0.53561 | 0.43528 | 6 | 5 | 15 | 0.00036739 | 0.00029844
6 | 6 | 16 | 372 | 243 | 30 | 0.2 | 0.14 | 452.392 | 47.321 | 407.662 | 388.461 | 0.38846 | 0.43026 | 6 | 5 | 16 | 0.00026646 | 0.00029499
6 | 6 | 17 | 364 | 159 | 29 | 0.2 | 0.14 | 287.972 | 39.979 | 260.365 | 246.383 | 0.24638 | 0.093067 | 6 | 5 | 17 | 0.000169 | 6.3809e-05
6 | 6 | 18 | 185 | 113 | 26 | 0.2 | 0.14 | 128.221 | 30.809 | 110.328 | 101.662 | 0.10166 | 0.029267 | 6 | 5 | 18 | 6.9733e-05 | 2.0066e-05
6 | 6 | 19 | 30 | 24 | 24 | 0.4 | 0.14 | 20.839 | 24.71 | 15.165 | 9.871 | 0.009871 | 0 | 6 | 5 | 19 | 6.7708e-06 | 0
6 | 6 | 20 | 0 | 0 | 22 | 0.5 | 0.14 | 0 | 22 | 0 | 0 | 0 | 0 | 6 | 5 | 20 | 0 | 0
6 | 6 | 21 | 0 | 0 | 22 | 0.4 | 0.14 | 0 | 22 | 0 | 0 | 0 | 0 | 6 | 5 | 21 | 0 | 0
6 | 6 | 22 | 0 | 0 | 21 | 0.2 | 0.14 | 0 | 21 | 0 | 0 | 0 | 0 | 6 | 5 | 22 | 0 | 0
6 | 6 | 23 | 0 | 0 | 21 | 0.1 | 0.14 | 0 | 21 | 0 | 0 | 0 | 0 | 6 | 5 | 23 | 0 | 0
6 | 7 | 0 | 0 | 0 | 20 | 0.1 | 0.14 | 0 | 20 | 0 | 0 | 0 | 0 | 6 | 6 | 0 | 0 | 0
6 | 7 | 1 | 0 | 0 | 20 | 0.1 | 0.14 | 0 | 20 | 0 | 0 | 0 | 0 | 6 | 6 | 1 | 0 | 0
6 | 7 | 2 | 0 | 0 | 20 | 0.2 | 0.14 | 0 | 20 | 0 | 0 | 0 | 0 | 6 | 6 | 2 | 0 | 0
6 | 7 | 3 | 0 | 0 | 20 | 0.1 | 0.14 | 0 | 20 | 0 | 0 | 0 | 0 | 6 | 6 | 3 | 0 | 0
6 | 7 | 4 | 0 | 0 | 20 | 0.1 | 0.14 | 0 | 20 | 0 | 0 | 0 | 0 | 6 | 6 | 4 | 0 | 0
6 | 7 | 5 | 24 | 11 | 20 | 0.1 | 0.14 | 10.464 | 20.357 | 5.908 | 0.942 | 0.000942 | 0.00214 | 6 | 6 | 5 | 6.4615e-07 | 1.4672e-06
6 | 7 | 6 | 246 | 88 | 21 | 0.2 | 0.14 | 100.504 | 24.703 | 82.816 | 75.125 | 0.075125 | 0.06869 | 6 | 6 | 6 | 5.1531e-05 | 4.7095e-05
6 | 7 | 7 | 417 | 147 | 23 | 0.2 | 0.14 | 273.806 | 33.389 | 249.691 | 236.087 | 0.23609 | 0.24595 | 6 | 6 | 7 | 0.00016194 | 0.00016863
6 | 7 | 8 | 529 | 189 | 24 | 0.2 | 0.14 | 470.609 | 42.048 | 436.558 | 416.333 | 0.41633 | 0.43495 | 6 | 6 | 8 | 0.00028558 | 0.00029821
6 | 7 | 9 | 612 | 212 | 26 | 0.2 | 0.14 | 659.753 | 51.242 | 586.216 | 560.687 | 0.56069 | 0.57986 | 6 | 6 | 9 | 0.00038459 | 0.00039756
6 | 7 | 10 | 660 | 230 | 27 | 0.2 | 0.14 | 813.218 | 58.061 | 697.592 | 668.117 | 0.66812 | 0.68771 | 6 | 6 | 10 | 0.00045828 | 0.00047151
6 | 7 | 11 | 675 | 250 | 28 | 0.2 | 0.14 | 913.251 | 62.845 | 763.499 | 731.689 | 0.73169 | 0.74641 | 6 | 6 | 11 | 0.00050189 | 0.00051176
6 | 7 | 12 | 664 | 269 | 29 | 0.2 | 0.14 | 947.474 | 65.133 | 782.333 | 749.856 | 0.74986 | 0.76185 | 6 | 6 | 12 | 0.00051435 | 0.00052234
6 | 7 | 13 | 615 | 296 | 29 | 0.2 | 0.14 | 909.258 | 63.674 | 755.959 | 724.416 | 0.72442 | 0.66953 | 6 | 6 | 13 | 0.0004969 | 0.00045904
6 | 7 | 14 | 587 | 286 | 29 | 0.2 | 0.14 | 820.405 | 60.311 | 694.819 | 665.442 | 0.66544 | 0.5619 | 6 | 6 | 14 | 0.00045645 | 0.00038525
6 | 7 | 15 | 548 | 260 | 29 | 0.2 | 0.14 | 680.002 | 54.992 | 592.599 | 566.845 | 0.56685 | 0.53561 | 6 | 6 | 15 | 0.00038882 | 0.00036722
6 | 7 | 16 | 254 | 270 | 28 | 0.2 | 0.14 | 408.815 | 43.639 | 372.143 | 354.201 | 0.3542 | 0.38846 | 6 | 6 | 16 | 0.00024296 | 0.00026634
6 | 7 | 17 | 395 | 171 | 27 | 0.2 | 0.14 | 311.077 | 38.86 | 283.281 | 268.487 | 0.26849 | 0.24638 | 6 | 6 | 17 | 0.00018416 | 0.00016892
6 | 7 | 18 | 251 | 106 | 25 | 0.1 | 0.14 | 132.249 | 30.084 | 111.322 | 102.621 | 0.10262 | 0.10166 | 6 | 6 | 18 | 7.0391e-05 | 6.9701e-05
6 | 7 | 19 | 58 | 24 | 23 | 0.1 | 0.14 | 19.655 | 23.74 | 14.549 | 9.277 | 0.009277 | 0.009871 | 6 | 6 | 19 | 6.3634e-06 | 6.7677e-06
6 | 7 | 20 | 0 | 0 | 22 | 0.2 | 0.14 | 0 | 22 | 0 | 0 | 0 | 0 | 6 | 6 | 20 | 0 | 0
6 | 7 | 21 | 0 | 0 | 22 | 0.2 | 0.14 | 0 | 22 | 0 | 0 | 0 | 0 | 6 | 6 | 21 | 0 | 0
6 | 7 | 22 | 0 | 0 | 21 | 0.1 | 0.14 | 0 | 21 | 0 | 0 | 0 | 0 | 6 | 6 | 22 | 0 | 0
6 | 7 | 23 | 0 | 0 | 21 | 0.1 | 0.14 | 0 | 21 | 0 | 0 | 0 | 0 | 6 | 6 | 23 | 0 | 0
6 | 8 | 0 | 0 | 0 | 20 | 0.1 | 0.14 | 0 | 20 | 0 | 0 | 0 | 0 | 6 | 7 | 0 | 0 | 0
6 | 8 | 1 | 0 | 0 | 20 | 0.1 | 0.14 | 0 | 20 | 0 | 0 | 0 | 0 | 6 | 7 | 1 | 0 | 0
6 | 8 | 2 | 0 | 0 | 19 | 0.1 | 0.14 | 0 | 19 | 0 | 0 | 0 | 0 | 6 | 7 | 2 | 0 | 0
6 | 8 | 3 | 0 | 0 | 19 | 0.1 | 0.14 | 0 | 19 | 0 | 0 | 0 | 0 | 6 | 7 | 3 | 0 | 0
6 | 8 | 4 | 0 | 0 | 19 | 0.1 | 0.14 | 0 | 19 | 0 | 0 | 0 | 0 | 6 | 7 | 4 | 0 | 0
6 | 8 | 5 | 27 | 10 | 20 | 0.1 | 0.14 | 9.513 | 20.325 | 5.345 | 0.399 | 0.000399 | 0.000942 | 6 | 7 | 5 | 2.7369e-07 | 6.4585e-07
6 | 8 | 6 | 252 | 85 | 22 | 0.2 | 0.14 | 98.57 | 25.625 | 80.325 | 72.723 | 0.072723 | 0.075125 | 6 | 7 | 6 | 4.9883e-05 | 5.1507e-05
6 | 8 | 7 | 431 | 142 | 24 | 0.2 | 0.14 | 273.632 | 34.379 | 248.163 | 234.614 | 0.23461 | 0.23609 | 6 | 7 | 7 | 0.00016093 | 0.00016187
6 | 8 | 8 | 546 | 182 | 25 | 0.2 | 0.14 | 472.887 | 43.137 | 436.909 | 416.671 | 0.41667 | 0.41633 | 6 | 7 | 8 | 0.00028581 | 0.00028545
6 | 8 | 9 | 626 | 208 | 26 | 0.2 | 0.14 | 665.726 | 51.472 | 591.108 | 565.406 | 0.56541 | 0.56069 | 6 | 7 | 9 | 0.00038783 | 0.00038442
6 | 8 | 10 | 704 | 207 | 27 | 0.2 | 0.14 | 828.628 | 58.657 | 709.5 | 679.604 | 0.6796 | 0.66812 | 6 | 7 | 10 | 0.00046616 | 0.00045807
6 | 8 | 11 | 730 | 217 | 28 | 0.2 | 0.14 | 933.305 | 63.62 | 778.196 | 745.865 | 0.74587 | 0.73169 | 6 | 7 | 11 | 0.00051161 | 0.00050166
6 | 8 | 12 | 309 | 460 | 29 | 0.2 | 0.14 | 773.516 | 58.433 | 653.609 | 625.693 | 0.62569 | 0.74986 | 6 | 7 | 12 | 0.00042918 | 0.00051412
6 | 8 | 13 | 427 | 397 | 29 | 0.2 | 0.14 | 823.808 | 60.38 | 692.665 | 663.365 | 0.66336 | 0.72442 | 6 | 7 | 13 | 0.00045502 | 0.00049667
6 | 8 | 14 | 565 | 301 | 29 | 0.2 | 0.14 | 814.658 | 60.087 | 690.272 | 661.057 | 0.66106 | 0.66544 | 6 | 7 | 14 | 0.00045344 | 0.00045624
6 | 8 | 15 | 522 | 274 | 29 | 0.2 | 0.14 | 673.838 | 54.752 | 587.41 | 561.84 | 0.56184 | 0.56685 | 6 | 7 | 15 | 0.00038538 | 0.00038864
6 | 8 | 16 | 271 | 267 | 28 | 0.2 | 0.14 | 416.151 | 43.921 | 378.679 | 360.505 | 0.36051 | 0.3542 | 6 | 7 | 16 | 0.00024728 | 0.00024285
6 | 8 | 17 | 390 | 155 | 27 | 0.2 | 0.14 | 294.911 | 38.242 | 268.705 | 254.427 | 0.25443 | 0.26849 | 6 | 7 | 17 | 0.00017452 | 0.00018408
6 | 8 | 18 | 123 | 110 | 26 | 0.2 | 0.14 | 116.572 | 30.4 | 102.354 | 93.971 | 0.093971 | 0.10262 | 6 | 7 | 18 | 6.4458e-05 | 7.0359e-05
6 | 8 | 19 | 0 | 23 | 24 | 0.2 | 0.14 | 21.282 | 24.779 | 15.947 | 10.626 | 0.010626 | 0.009277 | 6 | 7 | 19 | 7.2887e-06 | 6.3605e-06
6 | 8 | 20 | 0 | 0 | 23 | 0.2 | 0.14 | 0 | 23 | 0 | 0 | 0 | 0 | 6 | 7 | 20 | 0 | 0
6 | 8 | 21 | 0 | 0 | 23 | 0.2 | 0.14 | 0 | 23 | 0 | 0 | 0 | 0 | 6 | 7 | 21 | 0 | 0
6 | 8 | 22 | 0 | 0 | 22 | 0.2 | 0.14 | 0 | 22 | 0 | 0 | 0 | 0 | 6 | 7 | 22 | 0 | 0
6 | 8 | 23 | 0 | 0 | 22 | 0.2 | 0.14 | 0 | 22 | 0 | 0 | 0 | 0 | 6 | 7 | 23 | 0 | 0
6 | 9 | 0 | 0 | 0 | 22 | 0.2 | 0.14 | 0 | 22 | 0 | 0 | 0 | 0 | 6 | 8 | 0 | 0 | 0
6 | 9 | 1 | 0 | 0 | 21 | 0.2 | 0.14 | 0 | 21 | 0 | 0 | 0 | 0 | 6 | 8 | 1 | 0 | 0
6 | 9 | 2 | 0 | 0 | 21 | 0.2 | 0.14 | 0 | 21 | 0 | 0 | 0 | 0 | 6 | 8 | 2 | 0 | 0
6 | 9 | 3 | 0 | 0 | 21 | 0.1 | 0.14 | 0 | 21 | 0 | 0 | 0 | 0 | 6 | 8 | 3 | 0 | 0
6 | 9 | 4 | 0 | 0 | 21 | 0.2 | 0.14 | 0 | 21 | 0 | 0 | 0 | 0 | 6 | 8 | 4 | 0 | 0
6 | 9 | 5 | 0 | 8 | 21 | 0.2 | 0.14 | 7.409 | 21.245 | 4.082 | 0 | 0 | 0.000399 | 6 | 8 | 5 | 0 | 2.7356e-07
6 | 9 | 6 | 281 | 83 | 23 | 0.1 | 0.14 | 98.68 | 26.728 | 78.664 | 71.12 | 0.07112 | 0.072723 | 6 | 8 | 6 | 4.8783e-05 | 4.986e-05
6 | 9 | 7 | 480 | 131 | 24 | 0.1 | 0.14 | 279.425 | 34.936 | 252.09 | 238.401 | 0.2384 | 0.23461 | 6 | 8 | 7 | 0.00016353 | 0.00016086
6 | 9 | 8 | 607 | 160 | 26 | 0.1 | 0.14 | 486.587 | 45.283 | 446.364 | 425.791 | 0.42579 | 0.41667 | 6 | 8 | 8 | 0.00029206 | 0.00028568
6 | 9 | 9 | 685 | 179 | 27 | 0.1 | 0.14 | 680.184 | 53.89 | 598.54 | 572.575 | 0.57258 | 0.56541 | 6 | 8 | 9 | 0.00039275 | 0.00038765
6 | 9 | 10 | 668 | 230 | 28 | 0.2 | 0.14 | 819.451 | 59.3 | 699.145 | 669.616 | 0.66962 | 0.6796 | 6 | 8 | 10 | 0.00045931 | 0.00046595
6 | 9 | 11 | 685 | 246 | 28 | 0.2 | 0.14 | 918.375 | 63.041 | 767.164 | 735.225 | 0.73523 | 0.74587 | 6 | 8 | 11 | 0.00050431 | 0.00051138
6 | 9 | 12 | 687 | 256 | 29 | 0.1 | 0.14 | 957.372 | 66.715 | 785.071 | 752.497 | 0.7525 | 0.62569 | 6 | 8 | 12 | 0.00051616 | 0.00042899
6 | 9 | 13 | 651 | 274 | 29 | 0.1 | 0.14 | 923.189 | 65.37 | 762.109 | 730.348 | 0.73035 | 0.66336 | 6 | 8 | 13 | 0.00050097 | 0.00045482
6 | 9 | 14 | 619 | 267 | 29 | 0.1 | 0.14 | 831.294 | 61.775 | 699.878 | 670.323 | 0.67032 | 0.66106 | 6 | 8 | 14 | 0.0004598 | 0.00045323
6 | 9 | 15 | 569 | 249 | 30 | 0.2 | 0.14 | 685.958 | 56.222 | 594.859 | 569.024 | 0.56902 | 0.56184 | 6 | 8 | 15 | 0.00039031 | 0.00038521
6 | 9 | 16 | 514 | 211 | 30 | 0.2 | 0.14 | 509.687 | 49.529 | 457.264 | 436.305 | 0.4363 | 0.36051 | 6 | 8 | 16 | 0.00029928 | 0.00024717
6 | 9 | 17 | 401 | 171 | 28 | 0.2 | 0.14 | 314.129 | 39.977 | 284.878 | 270.027 | 0.27003 | 0.25443 | 6 | 8 | 17 | 0.00018522 | 0.00017444
6 | 9 | 18 | 244 | 109 | 26 | 0.4 | 0.14 | 134.319 | 30.707 | 113.423 | 104.648 | 0.10465 | 0.093971 | 6 | 8 | 18 | 7.1781e-05 | 6.4428e-05
6 | 9 | 19 | 53 | 25 | 25 | 0.6 | 0.14 | 21.695 | 25.707 | 16.376 | 11.039 | 0.011039 | 0.010626 | 6 | 8 | 19 | 7.572e-06 | 7.2854e-06
6 | 9 | 20 | 0 | 0 | 25 | 0.6 | 0.14 | 0 | 25 | 0 | 0 | 0 | 0 | 6 | 8 | 20 | 0 | 0
6 | 9 | 21 | 0 | 0 | 24 | 0.6 | 0.14 | 0 | 24 | 0 | 0 | 0 | 0 | 6 | 8 | 21 | 0 | 0
6 | 9 | 22 | 0 | 0 | 23 | 0.5 | 0.14 | 0 | 23 | 0 | 0 | 0 | 0 | 6 | 8 | 22 | 0 | 0
6 | 9 | 23 | 0 | 0 | 22 | 0.2 | 0.14 | 0 | 22 | 0 | 0 | 0 | 0 | 6 | 8 | 23 | 0 | 0
6 | 10 | 0 | 0 | 0 | 22 | 0.1 | 0.14 | 0 | 22 | 0 | 0 | 0 | 0 | 6 | 9 | 0 | 0 | 0
6 | 10 | 1 | 0 | 0 | 22 | 0.1 | 0.14 | 0 | 22 | 0 | 0 | 0 | 0 | 6 | 9 | 1 | 0 | 0
6 | 10 | 2 | 0 | 0 | 21 | 0.1 | 0.14 | 0 | 21 | 0 | 0 | 0 | 0 | 6 | 9 | 2 | 0 | 0
6 | 10 | 3 | 0 | 0 | 21 | 0.1 | 0.14 | 0 | 21 | 0 | 0 | 0 | 0 | 6 | 9 | 3 | 0 | 0
6 | 10 | 4 | 0 | 0 | 21 | 0.1 | 0.14 | 0 | 21 | 0 | 0 | 0 | 0 | 6 | 9 | 4 | 0 | 0
6 | 10 | 5 | 16 | 8 | 21 | 0.1 | 0.14 | 7.355 | 21.251 | 4.051 | 0 | 0 | 0 | 6 | 9 | 5 | 0 | 0
6 | 10 | 6 | 190 | 91 | 22 | 0.2 | 0.14 | 96.965 | 25.604 | 81.79 | 74.136 | 0.074136 | 0.07112 | 6 | 9 | 6 | 5.0852e-05 | 4.8761e-05
6 | 10 | 7 | 355 | 162 | 23 | 0.2 | 0.14 | 265.648 | 33.091 | 243.299 | 229.922 | 0.22992 | 0.2384 | 6 | 9 | 7 | 0.00015771 | 0.00016345
6 | 10 | 8 | 480 | 208 | 24 | 0.2 | 0.14 | 461.001 | 41.673 | 427.609 | 407.701 | 0.4077 | 0.42579 | 6 | 9 | 8 | 0.00027965 | 0.00029193
6 | 10 | 9 | 563 | 239 | 25 | 0.2 | 0.14 | 647.185 | 49.753 | 577.952 | 552.717 | 0.55272 | 0.57258 | 6 | 9 | 9 | 0.00037913 | 0.00039257
6 | 10 | 10 | 348 | 382 | 27 | 0.2 | 0.14 | 681.795 | 52.991 | 593.579 | 567.79 | 0.56779 | 0.66962 | 6 | 9 | 10 | 0.00038946 | 0.0004591
6 | 10 | 11 | 295 | 446 | 28 | 0.2 | 0.14 | 731.761 | 55.853 | 625.996 | 599.058 | 0.59906 | 0.73523 | 6 | 9 | 11 | 0.00041091 | 0.00050408
6 | 10 | 12 | 18 | 322 | 28 | 0.3 | 0.14 | 322.83 | 39.874 | 288.206 | 273.238 | 0.27324 | 0.7525 | 6 | 9 | 12 | 0.00018742 | 0.00051593
6 | 10 | 13 | 441 | 396 | 28 | 0.3 | 0.14 | 836.437 | 58.879 | 708.027 | 678.182 | 0.67818 | 0.73035 | 6 | 9 | 13 | 0.00046519 | 0.00050074
6 | 10 | 14 | 431 | 356 | 28 | 0.3 | 0.14 | 747.885 | 55.636 | 644.376 | 616.787 | 0.61679 | 0.67032 | 6 | 9 | 14 | 0.00042307 | 0.00045959
6 | 10 | 15 | 219 | 362 | 28 | 0.3 | 0.14 | 518.041 | 47.149 | 461.733 | 440.616 | 0.44062 | 0.56902 | 6 | 9 | 15 | 0.00030223 | 0.00039013
6 | 10 | 16 | 159 | 281 | 27 | 0.2 | 0.14 | 360.878 | 40.794 | 330.41 | 313.946 | 0.31395 | 0.4363 | 6 | 9 | 16 | 0.00021535 | 0.00029914
6 | 10 | 17 | 0 | 137 | 26 | 0.1 | 0.14 | 126.773 | 31.012 | 117.297 | 108.385 | 0.10839 | 0.27003 | 6 | 9 | 17 | 7.4345e-05 | 0.00018514
6 | 10 | 18 | 0 | 11 | 25 | 0.1 | 0.14 | 10.187 | 25.403 | 8.621 | 3.559 | 0.003559 | 0.10465 | 6 | 9 | 18 | 2.4412e-06 | 7.1749e-05
6 | 10 | 19 | 0 | 1 | 23 | 0.1 | 0.14 | 0.924 | 23.035 | 0 | 0 | 0 | 0.011039 | 6 | 9 | 19 | 0 | 7.5685e-06
6 | 10 | 20 | 0 | 0 | 23 | 0.2 | 0.14 | 0 | 23 | 0 | 0 | 0 | 0 | 6 | 9 | 20 | 0 | 0
6 | 10 | 21 | 0 | 0 | 23 | 0.1 | 0.14 | 0 | 23 | 0 | 0 | 0 | 0 | 6 | 9 | 21 | 0 | 0
6 | 10 | 22 | 0 | 0 | 22 | 0.1 | 0.14 | 0 | 22 | 0 | 0 | 0 | 0 | 6 | 9 | 22 | 0 | 0
6 | 10 | 23 | 0 | 0 | 22 | 0.1 | 0.14 | 0 | 22 | 0 | 0 | 0 | 0 | 6 | 9 | 23 | 0 | 0
6 | 11 | 0 | 0 | 0 | 21 | 0.1 | 0.14 | 0 | 21 | 0 | 0 | 0 | 0 | 6 | 10 | 0 | 0 | 0
6 | 11 | 1 | 0 | 0 | 21 | 0.1 | 0.14 | 0 | 21 | 0 | 0 | 0 | 0 | 6 | 10 | 1 | 0 | 0
6 | 11 | 2 | 0 | 0 | 21 | 0.1 | 0.14 | 0 | 21 | 0 | 0 | 0 | 0 | 6 | 10 | 2 | 0 | 0
6 | 11 | 3 | 0 | 0 | 21 | 0.1 | 0.14 | 0 | 21 | 0 | 0 | 0 | 0 | 6 | 10 | 3 | 0 | 0
6 | 11 | 4 | 0 | 0 | 20 | 0.1 | 0.14 | 0 | 20 | 0 | 0 | 0 | 0 | 6 | 10 | 4 | 0 | 0
6 | 11 | 5 | 0 | 2 | 20 | 0.1 | 0.14 | 1.849 | 20.063 | 0.95 | 0 | 0 | 0 | 6 | 10 | 5 | 0 | 0
6 | 11 | 6 | 0 | 9 | 21 | 0.2 | 0.14 | 8.331 | 21.319 | 7.094 | 2.086 | 0.002086 | 0.074136 | 6 | 10 | 6 | 1.4309e-06 | 5.0829e-05
6 | 11 | 7 | 197 | 163 | 22 | 0.2 | 0.14 | 214.299 | 30.162 | 199.22 | 187.404 | 0.1874 | 0.22992 | 6 | 10 | 7 | 0.00012855 | 0.00015764
6 | 11 | 8 | 600 | 163 | 23 | 0.2 | 0.14 | 484.89 | 41.603 | 451.568 | 430.811 | 0.43081 | 0.4077 | 6 | 10 | 8 | 0.00029551 | 0.00027953
6 | 11 | 9 | 57 | 318 | 23 | 0.2 | 0.14 | 343.739 | 36.098 | 316.875 | 300.891 | 0.30089 | 0.55272 | 6 | 10 | 9 | 0.00020639 | 0.00037895
6 | 11 | 10 | 734 | 189 | 24 | 0.2 | 0.14 | 835.757 | 55.935 | 724.531 | 694.102 | 0.6941 | 0.56779 | 6 | 10 | 10 | 0.00047611 | 0.00038929
6 | 11 | 11 | 741 | 208 | 25 | 0.3 | 0.14 | 934.019 | 59.55 | 793.13 | 760.27 | 0.76027 | 0.59906 | 6 | 10 | 11 | 0.00052149 | 0.00041073
6 | 11 | 12 | 726 | 228 | 26 | 0.3 | 0.14 | 968.288 | 61.799 | 812.235 | 778.698 | 0.7787 | 0.27324 | 6 | 10 | 12 | 0.00053413 | 0.00018734
6 | 11 | 13 | 774 | 187 | 26 | 0.3 | 0.14 | 953.147 | 61.259 | 803.226 | 770.008 | 0.77001 | 0.67818 | 6 | 10 | 13 | 0.00052817 | 0.00046497
6 | 11 | 14 | 746 | 185 | 26 | 0.3 | 0.14 | 862.4 | 57.928 | 740.34 | 709.351 | 0.70935 | 0.61679 | 6 | 10 | 14 | 0.00048657 | 0.00042288
6 | 11 | 15 | 327 | 328 | 26 | 0.3 | 0.14 | 572.575 | 47.182 | 512.543 | 489.625 | 0.48962 | 0.44062 | 6 | 10 | 15 | 0.00033585 | 0.00030209
6 | 11 | 16 | 646 | 155 | 26 | 0.2 | 0.14 | 537.136 | 46.597 | 489.76 | 467.65 | 0.46765 | 0.31395 | 6 | 10 | 16 | 0.00032078 | 0.00021525
6 | 11 | 17 | 547 | 128 | 25 | 0.2 | 0.14 | 332.978 | 37.683 | 304.245 | 288.708 | 0.28871 | 0.10839 | 6 | 10 | 17 | 0.00019803 | 7.4311e-05
6 | 11 | 18 | 375 | 91 | 24 | 0.1 | 0.14 | 139.747 | 29.296 | 112.946 | 104.188 | 0.10419 | 0.003559 | 6 | 10 | 18 | 7.1466e-05 | 2.4401e-06
6 | 11 | 19 | 106 | 31 | 22 | 0.2 | 0.14 | 25.049 | 22.925 | 19.655 | 14.202 | 0.014202 | 0 | 6 | 10 | 19 | 9.7416e-06 | 0
6 | 11 | 20 | 0 | 0 | 22 | 0.2 | 0.14 | 0 | 22 | 0 | 0 | 0 | 0 | 6 | 10 | 20 | 0 | 0
6 | 11 | 21 | 0 | 0 | 22 | 0.1 | 0.14 | 0 | 22 | 0 | 0 | 0 | 0 | 6 | 10 | 21 | 0 | 0
6 | 11 | 22 | 0 | 0 | 21 | 0.1 | 0.14 | 0 | 21 | 0 | 0 | 0 | 0 | 6 | 10 | 22 | 0 | 0
6 | 11 | 23 | 0 | 0 | 21 | 0.1 | 0.14 | 0 | 21 | 0 | 0 | 0 | 0 | 6 | 10 | 23 | 0 | 0
6 | 12 | 0 | 0 | 0 | 21 | 0.1 | 0.14 | 0 | 21 | 0 | 0 | 0 | 0 | 6 | 11 | 0 | 0 | 0
6 | 12 | 1 | 0 | 0 | 20 | 0.1 | 0.14 | 0 | 20 | 0 | 0 | 0 | 0 | 6 | 11 | 1 | 0 | 0
6 | 12 | 2 | 0 | 0 | 19 | 0.2 | 0.14 | 0 | 19 | 0 | 0 | 0 | 0 | 6 | 11 | 2 | 0 | 0
6 | 12 | 3 | 0 | 0 | 18 | 0.2 | 0.14 | 0 | 18 | 0 | 0 | 0 | 0 | 6 | 11 | 3 | 0 | 0
6 | 12 | 4 | 0 | 0 | 16 | 0.3 | 0.14 | 0 | 16 | 0 | 0 | 0 | 0 | 6 | 11 | 4 | 0 | 0
6 | 12 | 5 | 31 | 13 | 16 | 0.4 | 0.14 | 10.862 | 16.337 | 6.263 | 1.284 | 0.001284 | 0 | 6 | 11 | 5 | 8.8074e-07 | 0
6 | 12 | 6 | 0 | 29 | 16 | 0.3 | 0.14 | 26.89 | 16.998 | 24.764 | 19.131 | 0.019131 | 0.002086 | 6 | 11 | 6 | 1.3123e-05 | 1.4302e-06
6 | 12 | 7 | 0 | 84 | 18 | 0.3 | 0.14 | 78.007 | 20.896 | 74.105 | 66.722 | 0.066722 | 0.1874 | 6 | 11 | 7 | 4.5767e-05 | 0.00012849
6 | 12 | 8 | 0 | 145 | 19 | 0.4 | 0.14 | 134.907 | 23.843 | 127.734 | 118.451 | 0.11845 | 0.43081 | 6 | 11 | 8 | 8.1249e-05 | 0.00029537
6 | 12 | 9 | 692 | 182 | 20 | 0.4 | 0.14 | 686.914 | 44.718 | 628.287 | 601.268 | 0.60127 | 0.30089 | 6 | 11 | 9 | 0.00041243 | 0.0002063
6 | 12 | 10 | 754 | 189 | 22 | 0.4 | 0.14 | 852.743 | 52.634 | 749.773 | 718.449 | 0.71845 | 0.6941 | 6 | 11 | 10 | 0.00049281 | 0.00047589
6 | 12 | 11 | 812 | 177 | 23 | 0.4 | 0.14 | 967.405 | 57.725 | 828.569 | 794.453 | 0.79445 | 0.76027 | 6 | 11 | 11 | 0.00054494 | 0.00052126
6 | 12 | 12 | 846 | 165 | 24 | 0.4 | 0.14 | 1020.729 | 60.629 | 861.618 | 826.331 | 0.82633 | 0.7787 | 6 | 11 | 12 | 0.00056681 | 0.00053389
6 | 12 | 13 | 877 | 141 | 24 | 0.4 | 0.14 | 1001.855 | 59.968 | 849.746 | 814.88 | 0.81488 | 0.77001 | 6 | 11 | 13 | 0.00055895 | 0.00052793
6 | 12 | 14 | 874 | 129 | 24 | 0.4 | 0.14 | 917.793 | 56.98 | 792.245 | 759.416 | 0.75942 | 0.70935 | 6 | 11 | 14 | 0.00052091 | 0.00048634
6 | 12 | 15 | 398 | 313 | 23 | 0.4 | 0.14 | 612.665 | 44.996 | 554.724 | 530.311 | 0.53031 | 0.48962 | 6 | 11 | 15 | 0.00036376 | 0.0003357
6 | 12 | 16 | 445 | 225 | 22 | 0.4 | 0.14 | 483.205 | 39.399 | 451.166 | 430.423 | 0.43042 | 0.46765 | 6 | 11 | 16 | 0.00029524 | 0.00032063
6 | 12 | 17 | 546 | 122 | 21 | 0.3 | 0.14 | 327.487 | 33.089 | 304.787 | 289.231 | 0.28923 | 0.28871 | 6 | 11 | 17 | 0.00019839 | 0.00019794
6 | 12 | 18 | 539 | 70 | 19 | 0.2 | 0.14 | 148.766 | 24.354 | 116.043 | 107.175 | 0.10717 | 0.10419 | 6 | 11 | 18 | 7.3515e-05 | 7.1433e-05
6 | 12 | 19 | 211 | 30 | 17 | 0.2 | 0.14 | 22.758 | 17.842 | 18.338 | 12.932 | 0.012932 | 0.014202 | 6 | 11 | 19 | 8.8705e-06 | 9.7372e-06
6 | 12 | 20 | 0 | 0 | 16 | 0.2 | 0.14 | 0 | 16 | 0 | 0 | 0 | 0 | 6 | 11 | 20 | 0 | 0
6 | 12 | 21 | 0 | 0 | 16 | 0.2 | 0.14 | 0 | 16 | 0 | 0 | 0 | 0 | 6 | 11 | 21 | 0 | 0
6 | 12 | 22 | 0 | 0 | 15 | 0.2 | 0.14 | 0 | 15 | 0 | 0 | 0 | 0 | 6 | 11 | 22 | 0 | 0
6 | 12 | 23 | 0 | 0 | 14 | 0.1 | 0.14 | 0 | 14 | 0 | 0 | 0 | 0 | 6 | 11 | 23 | 0 | 0
6 | 13 | 0 | 0 | 0 | 14 | 0.1 | 0.14 | 0 | 14 | 0 | 0 | 0 | 0 | 6 | 12 | 0 | 0 | 0
6 | 13 | 1 | 0 | 0 | 13 | 0.1 | 0.14 | 0 | 13 | 0 | 0 | 0 | 0 | 6 | 12 | 1 | 0 | 0
6 | 13 | 2 | 0 | 0 | 13 | 0.1 | 0.14 | 0 | 13 | 0 | 0 | 0 | 0 | 6 | 12 | 2 | 0 | 0
6 | 13 | 3 | 0 | 0 | 13 | 0.1 | 0.14 | 0 | 13 | 0 | 0 | 0 | 0 | 6 | 12 | 3 | 0 | 0
6 | 13 | 4 | 0 | 0 | 13 | 0.1 | 0.14 | 0 | 13 | 0 | 0 | 0 | 0 | 6 | 12 | 4 | 0 | 0
6 | 13 | 5 | 0 | 9 | 13 | 0.1 | 0.14 | 8.337 | 13.284 | 4.82 | 0 | 0 | 0.001284 | 6 | 12 | 5 | 0 | 8.8033e-07
6 | 13 | 6 | 150 | 80 | 15 | 0.2 | 0.14 | 83.639 | 18.118 | 73.107 | 65.76 | 0.06576 | 0.019131 | 6 | 12 | 6 | 4.5107e-05 | 1.3117e-05
6 | 13 | 7 | 3 | 133 | 16 | 0.3 | 0.14 | 123.58 | 20.588 | 119.66 | 110.663 | 0.11066 | 0.066722 | 6 | 12 | 7 | 7.5907e-05 | 4.5746e-05
6 | 13 | 8 | 89 | 252 | 18 | 0.3 | 0.14 | 283.867 | 28.517 | 271.683 | 257.3 | 0.2573 | 0.11845 | 6 | 12 | 8 | 0.00017649 | 8.1212e-05
6 | 13 | 9 | 756 | 152 | 19 | 0.3 | 0.14 | 703.422 | 45.102 | 643.221 | 615.673 | 0.61567 | 0.60127 | 6 | 12 | 9 | 0.00042231 | 0.00041224
6 | 13 | 10 | 821 | 146 | 21 | 0.3 | 0.14 | 865.68 | 53.071 | 760.73 | 729.018 | 0.72902 | 0.71845 | 6 | 12 | 10 | 0.00050006 | 0.00049258
6 | 13 | 11 | 836 | 155 | 22 | 0.3 | 0.14 | 968.405 | 57.839 | 829.482 | 795.334 | 0.79533 | 0.79445 | 6 | 12 | 11 | 0.00054554 | 0.00054469
6 | 13 | 12 | 841 | 159 | 22 | 0.3 | 0.14 | 1009.608 | 59.349 | 857.281 | 822.148 | 0.82215 | 0.82633 | 6 | 12 | 12 | 0.00056394 | 0.00056655
6 | 13 | 13 | 808 | 178 | 23 | 0.3 | 0.14 | 977.678 | 59.17 | 831.454 | 797.236 | 0.79724 | 0.81488 | 6 | 12 | 13 | 0.00054685 | 0.0005587
6 | 13 | 14 | 802 | 165 | 23 | 0.3 | 0.14 | 893.69 | 56.093 | 773.633 | 741.464 | 0.74146 | 0.75942 | 6 | 12 | 14 | 0.00050859 | 0.00052067
6 | 13 | 15 | 773 | 151 | 23 | 0.3 | 0.14 | 749.15 | 50.784 | 667.761 | 639.343 | 0.63934 | 0.53031 | 6 | 12 | 15 | 0.00043855 | 0.00036359
6 | 13 | 16 | 716 | 135 | 22 | 0.2 | 0.14 | 560.283 | 43.491 | 518.371 | 495.247 | 0.49525 | 0.43042 | 6 | 12 | 16 | 0.00033971 | 0.00029511
6 | 13 | 17 | 614 | 116 | 22 | 0.1 | 0.14 | 348.603 | 35.712 | 321.265 | 305.125 | 0.30512 | 0.28923 | 6 | 12 | 17 | 0.00020929 | 0.0001983
6 | 13 | 18 | 451 | 84 | 21 | 0.3 | 0.14 | 146.803 | 26.181 | 117.675 | 108.749 | 0.10875 | 0.10717 | 6 | 12 | 18 | 7.4594e-05 | 7.3481e-05
6 | 13 | 19 | 164 | 32 | 19 | 0.6 | 0.14 | 24.335 | 19.8 | 19.616 | 14.165 | 0.014165 | 0.012932 | 6 | 12 | 19 | 9.7162e-06 | 8.8664e-06
6 | 13 | 20 | 0 | 0 | 18 | 0.8 | 0.14 | 0 | 18 | 0 | 0 | 0 | 0 | 6 | 12 | 20 | 0 | 0
6 | 13 | 21 | 0 | 0 | 17 | 0.8 | 0.14 | 0 | 17 | 0 | 0 | 0 | 0 | 6 | 12 | 21 | 0 | 0
6 | 13 | 22 | 0 | 0 | 15 | 0.7 | 0.14 | 0 | 15 | 0 | 0 | 0 | 0 | 6 | 12 | 22 | 0 | 0
6 | 13 | 23 | 0 | 0 | 15 | 0.7 | 0.14 | 0 | 15 | 0 | 0 | 0 | 0 | 6 | 12 | 23 | 0 | 0
6 | 14 | 0 | 0 | 0 | 15 | 0.8 | 0.14 | 0 | 15 | 0 | 0 | 0 | 0 | 6 | 13 | 0 | 0 | 0
6 | 14 | 1 | 0 | 0 | 15 | 0.9 | 0.14 | 0 | 15 | 0 | 0 | 0 | 0 | 6 | 13 | 1 | 0 | 0
6 | 14 | 2 | 0 | 0 | 14 | 0.9 | 0.14 | 0 | 14 | 0 | 0 | 0 | 0 | 6 | 13 | 2 | 0 | 0
6 | 14 | 3 | 0 | 0 | 13 | 0.8 | 0.14 | 0 | 13 | 0 | 0 | 0 | 0 | 6 | 13 | 3 | 0 | 0
6 | 14 | 4 | 0 | 0 | 13 | 0.7 | 0.14 | 0 | 13 | 0 | 0 | 0 | 0 | 6 | 13 | 4 | 0 | 0
6 | 14 | 5 | 85 | 15 | 14 | 0.4 | 0.14 | 11.505 | 14.357 | 6.717 | 1.723 | 0.001723 | 0 | 6 | 13 | 5 | 1.1819e-06 | 0
6 | 14 | 6 | 439 | 64 | 16 | 0.2 | 0.14 | 97.992 | 19.462 | 72.79 | 65.455 | 0.065455 | 0.06576 | 6 | 13 | 6 | 4.4898e-05 | 4.5086e-05
6 | 14 | 7 | 482 | 118 | 18 | 0.2 | 0.14 | 266.676 | 28.096 | 246.269 | 232.786 | 0.23279 | 0.11066 | 6 | 13 | 7 | 0.00015968 | 7.5873e-05
6 | 14 | 8 | 318 | 236 | 20 | 0.3 | 0.14 | 396.266 | 34.709 | 375.723 | 357.654 | 0.35765 | 0.2573 | 6 | 13 | 8 | 0.00024533 | 0.00017641
6 | 14 | 9 | 530 | 243 | 22 | 0.3 | 0.14 | 625.703 | 45.19 | 569.149 | 544.225 | 0.54423 | 0.61567 | 6 | 13 | 9 | 0.0003733 | 0.00042212
6 | 14 | 10 | 509 | 319 | 23 | 0.3 | 0.14 | 764.564 | 51.275 | 673.094 | 644.488 | 0.64449 | 0.72902 | 6 | 13 | 10 | 0.00044207 | 0.00049983
6 | 14 | 11 | 463 | 385 | 24 | 0.3 | 0.14 | 838.33 | 54.958 | 722.523 | 692.165 | 0.69216 | 0.79533 | 6 | 13 | 11 | 0.00047478 | 0.0005453
6 | 14 | 12 | 492 | 403 | 24 | 0.3 | 0.14 | 905.351 | 57.421 | 770.651 | 738.587 | 0.73859 | 0.82215 | 6 | 13 | 12 | 0.00050662 | 0.00056368
6 | 14 | 13 | 451 | 396 | 25 | 0.2 | 0.14 | 846.186 | 57.234 | 721.449 | 691.129 | 0.69113 | 0.79724 | 6 | 13 | 13 | 0.00047407 | 0.0005466
6 | 14 | 14 | 472 | 346 | 24 | 0.2 | 0.14 | 775.563 | 53.577 | 674.619 | 645.959 | 0.64596 | 0.74146 | 6 | 13 | 14 | 0.00044308 | 0.00050836
6 | 14 | 15 | 516 | 267 | 24 | 0.2 | 0.14 | 664.093 | 49.378 | 592.208 | 566.468 | 0.56647 | 0.63934 | 6 | 13 | 15 | 0.00038856 | 0.00043835
6 | 14 | 16 | 517 | 198 | 23 | 0.2 | 0.14 | 501.089 | 42.2 | 463.55 | 442.368 | 0.44237 | 0.49525 | 6 | 13 | 16 | 0.00030343 | 0.00033955
6 | 14 | 17 | 601 | 119 | 22 | 0.2 | 0.14 | 346.965 | 35.215 | 320.554 | 304.439 | 0.30444 | 0.30512 | 6 | 13 | 17 | 0.00020882 | 0.0002092
6 | 14 | 18 | 435 | 86 | 20 | 0.2 | 0.14 | 146.43 | 25.344 | 118.564 | 109.606 | 0.10961 | 0.10875 | 6 | 13 | 18 | 7.5182e-05 | 7.456e-05
6 | 14 | 19 | 146 | 32 | 17 | 0.1 | 0.14 | 24.302 | 17.932 | 19.873 | 14.413 | 0.014413 | 0.014165 | 6 | 13 | 19 | 9.8863e-06 | 9.7118e-06
6 | 14 | 20 | 0 | 0 | 16 | 0.1 | 0.14 | 0 | 16 | 0 | 0 | 0 | 0 | 6 | 13 | 20 | 0 | 0
6 | 14 | 21 | 0 | 0 | 16 | 0.2 | 0.14 | 0 | 16 | 0 | 0 | 0 | 0 | 6 | 13 | 21 | 0 | 0
6 | 14 | 22 | 0 | 0 | 15 | 0.2 | 0.14 | 0 | 15 | 0 | 0 | 0 | 0 | 6 | 13 | 22 | 0 | 0
6 | 14 | 23 | 0 | 0 | 15 | 0.2 | 0.14 | 0 | 15 | 0 | 0 | 0 | 0 | 6 | 13 | 23 | 0 | 0
6 | 15 | 0 | 0 | 0 | 15 | 0.1 | 0.14 | 0 | 15 | 0 | 0 | 0 | 0 | 6 | 14 | 0 | 0 | 0
6 | 15 | 1 | 0 | 0 | 14 | 0.1 | 0.14 | 0 | 14 | 0 | 0 | 0 | 0 | 6 | 14 | 1 | 0 | 0
6 | 15 | 2 | 0 | 0 | 13 | 0.1 | 0.14 | 0 | 13 | 0 | 0 | 0 | 0 | 6 | 14 | 2 | 0 | 0
6 | 15 | 3 | 0 | 0 | 13 | 0.1 | 0.14 | 0 | 13 | 0 | 0 | 0 | 0 | 6 | 14 | 3 | 0 | 0
6 | 15 | 4 | 0 | 0 | 14 | 0.2 | 0.14 | 0 | 14 | 0 | 0 | 0 | 0 | 6 | 14 | 4 | 0 | 0
6 | 15 | 5 | 0 | 10 | 14 | 0.2 | 0.14 | 9.267 | 14.306 | 5.357 | 0.411 | 0.000411 | 0.001723 | 6 | 14 | 5 | 2.8192e-07 | 1.1813e-06
6 | 15 | 6 | 142 | 80 | 16 | 0.3 | 0.14 | 82.608 | 18.989 | 72.224 | 64.909 | 0.064909 | 0.065455 | 6 | 14 | 6 | 4.4523e-05 | 4.4877e-05
6 | 15 | 7 | 158 | 165 | 18 | 0.3 | 0.14 | 202.814 | 25.493 | 192.398 | 180.824 | 0.18082 | 0.23279 | 6 | 14 | 7 | 0.00012403 | 0.0001596
6 | 15 | 8 | 0 | 56 | 20 | 0.4 | 0.14 | 52.059 | 21.869 | 47.77 | 41.321 | 0.041321 | 0.35765 | 6 | 14 | 8 | 2.8343e-05 | 0.00024521
6 | 15 | 9 | 0 | 66 | 21 | 0.4 | 0.14 | 61.447 | 23.199 | 55.861 | 49.125 | 0.049125 | 0.54423 | 6 | 14 | 9 | 3.3696e-05 | 0.00037313
6 | 15 | 10 | 0 | 82 | 22 | 0.5 | 0.14 | 76.471 | 24.652 | 69.237 | 62.028 | 0.062028 | 0.64449 | 6 | 14 | 10 | 4.2547e-05 | 0.00044187
6 | 15 | 11 | 0 | 120 | 22 | 0.5 | 0.14 | 112.302 | 25.891 | 102.358 | 93.975 | 0.093975 | 0.69216 | 6 | 14 | 11 | 6.446e-05 | 0.00047456
6 | 15 | 12 | 14 | 270 | 22 | 0.5 | 0.14 | 268.885 | 31.315 | 247.321 | 233.801 | 0.2338 | 0.73859 | 6 | 14 | 12 | 0.00016037 | 0.00050639
6 | 15 | 13 | 12 | 238 | 23 | 0.5 | 0.14 | 235.894 | 31.174 | 216.37 | 203.946 | 0.20395 | 0.69113 | 6 | 14 | 13 | 0.00013989 | 0.00047385
6 | 15 | 14 | 8 | 193 | 22 | 0.4 | 0.14 | 188.199 | 28.722 | 173.563 | 162.657 | 0.16266 | 0.64596 | 6 | 14 | 14 | 0.00011157 | 0.00044288
6 | 15 | 15 | 3 | 164 | 21 | 0.3 | 0.14 | 155.556 | 26.736 | 144.458 | 134.583 | 0.13458 | 0.56647 | 6 | 14 | 15 | 9.2315e-05 | 0.00038838
6 | 15 | 16 | 10 | 202 | 21 | 0.2 | 0.14 | 194.175 | 28.409 | 182.369 | 171.15 | 0.17115 | 0.44237 | 6 | 14 | 16 | 0.0001174 | 0.0003033
6 | 15 | 17 | 66 | 185 | 20 | 0.2 | 0.14 | 196.399 | 27.51 | 186.77 | 175.395 | 0.1754 | 0.30444 | 6 | 14 | 17 | 0.00012031 | 0.00020873
6 | 15 | 18 | 147 | 103 | 20 | 0.1 | 0.14 | 115.926 | 24.506 | 103.229 | 94.815 | 0.094815 | 0.10961 | 6 | 14 | 18 | 6.5037e-05 | 7.5148e-05
6 | 15 | 19 | 0 | 28 | 19 | 0.2 | 0.14 | 25.574 | 19.951 | 20.88 | 15.384 | 0.015384 | 0.014413 | 6 | 14 | 19 | 1.0552e-05 | 9.8818e-06
6 | 15 | 20 | 0 | 0 | 19 | 0.5 | 0.14 | 0 | 19 | 0 | 0 | 0 | 0 | 6 | 14 | 20 | 0 | 0
6 | 15 | 21 | 0 | 0 | 19 | 0.6 | 0.14 | 0 | 19 | 0 | 0 | 0 | 0 | 6 | 14 | 21 | 0 | 0
6 | 15 | 22 | 0 | 0 | 19 | 0.6 | 0.14 | 0 | 19 | 0 | 0 | 0 | 0 | 6 | 14 | 22 | 0 | 0
6 | 15 | 23 | 0 | 0 | 19 | 0.7 | 0.14 | 0 | 19 | 0 | 0 | 0 | 0 | 6 | 14 | 23 | 0 | 0
6 | 16 | 0 | 0 | 0 | 18 | 0.6 | 0.14 | 0 | 18 | 0 | 0 | 0 | 0 | 6 | 15 | 0 | 0 | 0
6 | 16 | 1 | 0 | 0 | 18 | 0.3 | 0.14 | 0 | 18 | 0 | 0 | 0 | 0 | 6 | 15 | 1 | 0 | 0
6 | 16 | 2 | 0 | 0 | 18 | 0.1 | 0.14 | 0 | 18 | 0 | 0 | 0 | 0 | 6 | 15 | 2 | 0 | 0
6 | 16 | 3 | 0 | 0 | 18 | 0.1 | 0.14 | 0 | 18 | 0 | 0 | 0 | 0 | 6 | 15 | 3 | 0 | 0
6 | 16 | 4 | 0 | 0 | 17 | 0.1 | 0.14 | 0 | 17 | 0 | 0 | 0 | 0 | 6 | 15 | 4 | 0 | 0
6 | 16 | 5 | 91 | 15 | 17 | 0.2 | 0.14 | 11.511 | 17.38 | 6.62 | 1.629 | 0.001629 | 0.000411 | 6 | 15 | 5 | 1.1174e-06 | 2.8179e-07
6 | 16 | 6 | 469 | 60 | 18 | 0.3 | 0.14 | 96.639 | 21.279 | 69.513 | 62.294 | 0.062294 | 0.064909 | 6 | 15 | 6 | 4.2729e-05 | 4.4503e-05
6 | 16 | 7 | 662 | 86 | 20 | 0.3 | 0.14 | 295.706 | 30.815 | 267.859 | 253.612 | 0.25361 | 0.18082 | 6 | 15 | 7 | 0.00017396 | 0.00012398
6 | 16 | 8 | 767 | 102 | 23 | 0.3 | 0.14 | 514.438 | 42.146 | 480.174 | 458.403 | 0.4584 | 0.041321 | 6 | 15 | 8 | 0.00031443 | 2.833e-05
6 | 16 | 9 | 828 | 112 | 24 | 0.3 | 0.14 | 713.926 | 50.503 | 639.303 | 611.893 | 0.61189 | 0.049125 | 6 | 15 | 9 | 0.00041972 | 3.3681e-05
6 | 16 | 10 | 877 | 110 | 25 | 0.4 | 0.14 | 873.419 | 56.4 | 757.523 | 725.925 | 0.72592 | 0.062028 | 6 | 15 | 10 | 0.00049793 | 4.2528e-05
6 | 16 | 11 | 894 | 115 | 26 | 0.4 | 0.14 | 977.959 | 61.122 | 826.605 | 792.559 | 0.79256 | 0.093975 | 6 | 15 | 11 | 0.00054364 | 6.4431e-05
6 | 16 | 12 | 899 | 120 | 26 | 0.5 | 0.14 | 1021.915 | 61.619 | 859.92 | 824.693 | 0.82469 | 0.2338 | 6 | 15 | 12 | 0.00056568 | 0.0001603
6 | 16 | 13 | 880 | 129 | 26 | 0.5 | 0.14 | 993.503 | 60.633 | 840.495 | 805.956 | 0.80596 | 0.20395 | 6 | 15 | 13 | 0.00055283 | 0.00013983
6 | 16 | 14 | 231 | 429 | 26 | 0.5 | 0.14 | 628.607 | 47.847 | 556.531 | 532.055 | 0.53205 | 0.16266 | 6 | 15 | 14 | 0.00036495 | 0.00011152
6 | 16 | 15 | 821 | 122 | 26 | 0.4 | 0.14 | 758.811 | 53.307 | 669.767 | 641.278 | 0.64128 | 0.13458 | 6 | 15 | 15 | 0.00043987 | 9.2273e-05
6 | 16 | 16 | 95 | 278 | 26 | 0.3 | 0.14 | 318.038 | 37.773 | 293.092 | 277.95 | 0.27795 | 0.17115 | 6 | 15 | 16 | 0.00019065 | 0.00011734
6 | 16 | 17 | 664 | 96 | 25 | 0.2 | 0.14 | 350.825 | 38.358 | 319.678 | 303.595 | 0.3036 | 0.1754 | 6 | 15 | 17 | 0.00020825 | 0.00012025
6 | 16 | 18 | 499 | 72 | 23 | 0.2 | 0.14 | 146.229 | 28.289 | 113.803 | 105.015 | 0.10501 | 0.094815 | 6 | 15 | 18 | 7.2033e-05 | 6.5007e-05
6 | 16 | 19 | 189 | 31 | 21 | 0.2 | 0.14 | 23.457 | 21.874 | 18.962 | 13.534 | 0.013534 | 0.015384 | 6 | 15 | 19 | 9.2834e-06 | 1.0548e-05
6 | 16 | 20 | 0 | 0 | 19 | 0.2 | 0.14 | 0 | 19 | 0 | 0 | 0 | 0 | 6 | 15 | 20 | 0 | 0
6 | 16 | 21 | 0 | 0 | 19 | 0.2 | 0.14 | 0 | 19 | 0 | 0 | 0 | 0 | 6 | 15 | 21 | 0 | 0
6 | 16 | 22 | 0 | 0 | 19 | 0.2 | 0.14 | 0 | 19 | 0 | 0 | 0 | 0 | 6 | 15 | 22 | 0 | 0
6 | 16 | 23 | 0 | 0 | 19 | 0.2 | 0.14 | 0 | 19 | 0 | 0 | 0 | 0 | 6 | 15 | 23 | 0 | 0
6 | 17 | 0 | 0 | 0 | 19 | 0.2 | 0.14 | 0 | 19 | 0 | 0 | 0 | 0 | 6 | 16 | 0 | 0 | 0
6 | 17 | 1 | 0 | 0 | 19 | 0.2 | 0.14 | 0 | 19 | 0 | 0 | 0 | 0 | 6 | 16 | 1 | 0 | 0
6 | 17 | 2 | 0 | 0 | 19 | 0.2 | 0.14 | 0 | 19 | 0 | 0 | 0 | 0 | 6 | 16 | 2 | 0 | 0
6 | 17 | 3 | 0 | 0 | 19 | 0.2 | 0.14 | 0 | 19 | 0 | 0 | 0 | 0 | 6 | 16 | 3 | 0 | 0
6 | 17 | 4 | 0 | 0 | 19 | 0.1 | 0.14 | 0 | 19 | 0 | 0 | 0 | 0 | 6 | 16 | 4 | 0 | 0
6 | 17 | 5 | 32 | 13 | 19 | 0.1 | 0.14 | 12.367 | 19.422 | 7.076 | 2.069 | 0.002069 | 0.001629 | 6 | 16 | 5 | 1.4192e-06 | 1.1169e-06
6 | 17 | 6 | 0 | 35 | 19 | 0.1 | 0.14 | 32.47 | 20.284 | 29.711 | 23.902 | 0.023902 | 0.062294 | 6 | 16 | 6 | 1.6395e-05 | 4.271e-05
6 | 17 | 7 | 81 | 163 | 20 | 0.2 | 0.14 | 175.529 | 26.705 | 166.126 | 155.483 | 0.15548 | 0.25361 | 6 | 16 | 7 | 0.00010665 | 0.00017388
6 | 17 | 8 | 606 | 159 | 21 | 0.2 | 0.14 | 481.785 | 39.485 | 452.674 | 431.878 | 0.43188 | 0.4584 | 6 | 16 | 8 | 0.00029624 | 0.00031429
6 | 17 | 9 | 398 | 296 | 23 | 0.2 | 0.14 | 576.009 | 45.01 | 522.364 | 499.099 | 0.4991 | 0.61189 | 6 | 16 | 9 | 0.00034235 | 0.00041953
6 | 17 | 10 | 162 | 418 | 25 | 0.3 | 0.14 | 548.678 | 45.243 | 490.089 | 467.967 | 0.46797 | 0.72592 | 6 | 16 | 10 | 0.00032099 | 0.00049771
6 | 17 | 11 | 725 | 219 | 27 | 0.3 | 0.14 | 928.082 | 61.327 | 781.738 | 749.282 | 0.74928 | 0.79256 | 6 | 16 | 11 | 0.00051396 | 0.00054339
6 | 17 | 12 | 746 | 213 | 28 | 0.3 | 0.14 | 972.596 | 63.962 | 808.285 | 774.888 | 0.77489 | 0.82469 | 6 | 16 | 12 | 0.00053152 | 0.00056543
6 | 17 | 13 | 797 | 171 | 29 | 0.3 | 0.14 | 960.357 | 64.529 | 797.805 | 764.779 | 0.76478 | 0.80596 | 6 | 16 | 13 | 0.00052459 | 0.00055258
6 | 17 | 14 | 779 | 163 | 28 | 0.3 | 0.14 | 872.108 | 60.292 | 741.29 | 710.267 | 0.71027 | 0.53205 | 6 | 16 | 14 | 0.00048719 | 0.00036479
6 | 17 | 15 | 744 | 152 | 28 | 0.3 | 0.14 | 729.535 | 55.054 | 638.285 | 610.912 | 0.61091 | 0.64128 | 6 | 16 | 15 | 0.00041904 | 0.00043967
6 | 17 | 16 | 553 | 186 | 27 | 0.3 | 0.14 | 512.293 | 46.027 | 466.879 | 445.579 | 0.44558 | 0.27795 | 6 | 16 | 16 | 0.00030564 | 0.00019057
6 | 17 | 17 | 241 | 185 | 26 | 0.2 | 0.14 | 266.445 | 36.173 | 245.542 | 232.086 | 0.23209 | 0.3036 | 6 | 16 | 17 | 0.00015919 | 0.00020815
6 | 17 | 18 | 127 | 105 | 24 | 0.1 | 0.14 | 114.628 | 28.467 | 101.247 | 92.903 | 0.092903 | 0.10501 | 6 | 16 | 18 | 6.3725e-05 | 7.2e-05
6 | 17 | 19 | 8 | 30 | 23 | 0.1 | 0.14 | 27.229 | 24.049 | 22.04 | 16.503 | 0.016503 | 0.013534 | 6 | 16 | 19 | 1.132e-05 | 9.2792e-06
6 | 17 | 20 | 0 | 0 | 22 | 0.1 | 0.14 | 0 | 22 | 0 | 0 | 0 | 0 | 6 | 16 | 20 | 0 | 0
6 | 17 | 21 | 0 | 0 | 22 | 0.2 | 0.14 | 0 | 22 | 0 | 0 | 0 | 0 | 6 | 16 | 21 | 0 | 0
6 | 17 | 22 | 0 | 0 | 22 | 0.1 | 0.14 | 0 | 22 | 0 | 0 | 0 | 0 | 6 | 16 | 22 | 0 | 0
6 | 17 | 23 | 0 | 0 | 21 | 0.1 | 0.14 | 0 | 21 | 0 | 0 | 0 | 0 | 6 | 16 | 23 | 0 | 0
6 | 18 | 0 | 0 | 0 | 21 | 0.1 | 0.14 | 0 | 21 | 0 | 0 | 0 | 0 | 6 | 17 | 0 | 0 | 0
6 | 18 | 1 | 0 | 0 | 21 | 0.1 | 0.14 | 0 | 21 | 0 | 0 | 0 | 0 | 6 | 17 | 1 | 0 | 0
6 | 18 | 2 | 0 | 0 | 21 | 0.2 | 0.14 | 0 | 21 | 0 | 0 | 0 | 0 | 6 | 17 | 2 | 0 | 0
6 | 18 | 3 | 0 | 0 | 21 | 0.2 | 0.14 | 0 | 21 | 0 | 0 | 0 | 0 | 6 | 17 | 3 | 0 | 0
6 | 18 | 4 | 0 | 0 | 21 | 0.1 | 0.14 | 0 | 21 | 0 | 0 | 0 | 0 | 6 | 17 | 4 | 0 | 0
6 | 18 | 5 | 0 | 2 | 21 | 0.1 | 0.14 | 1.903 | 21.065 | 0.974 | 0 | 0 | 0.002069 | 6 | 17 | 5 | 0 | 1.4185e-06
6 | 18 | 6 | 0 | 18 | 21 | 0.2 | 0.14 | 16.675 | 21.639 | 14.681 | 9.404 | 0.009404 | 0.023902 | 6 | 17 | 6 | 6.4505e-06 | 1.6388e-05
6 | 18 | 7 | 0 | 61 | 21 | 0.2 | 0.14 | 56.673 | 23.171 | 52.583 | 45.963 | 0.045963 | 0.15548 | 6 | 17 | 7 | 3.1527e-05 | 0.0001066
6 | 18 | 8 | 0 | 99 | 22 | 0.1 | 0.14 | 92.131 | 25.633 | 85.268 | 77.49 | 0.07749 | 0.43188 | 6 | 17 | 8 | 5.3153e-05 | 0.0002961
6 | 18 | 9 | 6 | 193 | 23 | 0.1 | 0.14 | 184.694 | 30.264 | 170.558 | 159.758 | 0.15976 | 0.4991 | 6 | 17 | 9 | 0.00010958 | 0.00034219
6 | 18 | 10 | 14 | 264 | 24 | 0.1 | 0.14 | 260.304 | 34.219 | 237.676 | 224.498 | 0.2245 | 0.46797 | 6 | 17 | 10 | 0.00015399 | 0.00032085
6 | 18 | 11 | 6 | 168 | 25 | 0.1 | 0.14 | 163.356 | 31.405 | 147.774 | 137.781 | 0.13778 | 0.74928 | 6 | 17 | 11 | 9.4508e-05 | 0.00051372
6 | 18 | 12 | 17 | 315 | 26 | 0.2 | 0.14 | 315.018 | 37.955 | 283.267 | 268.473 | 0.26847 | 0.77489 | 6 | 17 | 12 | 0.00018415 | 0.00053128
6 | 18 | 13 | 45 | 414 | 26 | 0.2 | 0.14 | 445.938 | 42.934 | 397.062 | 378.236 | 0.37824 | 0.76478 | 6 | 17 | 13 | 0.00025944 | 0.00052435
6 | 18 | 14 | 424 | 360 | 25 | 0.3 | 0.14 | 746.451 | 52.58 | 651.397 | 623.559 | 0.62356 | 0.71027 | 6 | 17 | 14 | 0.00042772 | 0.00048697
6 | 18 | 15 | 134 | 368 | 25 | 0.3 | 0.14 | 459.228 | 41.961 | 416.145 | 396.643 | 0.39664 | 0.61091 | 6 | 17 | 15 | 0.00027207 | 0.00041885
6 | 18 | 16 | 178 | 284 | 24 | 0.2 | 0.14 | 375.974 | 38.371 | 348.115 | 331.024 | 0.33102 | 0.44558 | 6 | 17 | 16 | 0.00022706 | 0.0003055
6 | 18 | 17 | 261 | 183 | 23 | 0.2 | 0.14 | 272.659 | 33.409 | 254.246 | 240.481 | 0.24048 | 0.23209 | 6 | 17 | 17 | 0.00016495 | 0.00015912
6 | 18 | 18 | 0 | 64 | 22 | 0.1 | 0.14 | 59.277 | 24.348 | 55.015 | 48.31 | 0.04831 | 0.092903 | 6 | 17 | 18 | 3.3137e-05 | 6.3696e-05
6 | 18 | 19 | 0 | 13 | 21 | 0.1 | 0.14 | 12.041 | 21.464 | 9.506 | 4.413 | 0.004413 | 0.016503 | 6 | 17 | 19 | 3.027e-06 | 1.1315e-05
6 | 18 | 20 | 0 | 0 | 21 | 0.1 | 0.14 | 0 | 21 | 0 | 0 | 0 | 0 | 6 | 17 | 20 | 0 | 0
6 | 18 | 21 | 0 | 0 | 21 | 0.1 | 0.14 | 0 | 21 | 0 | 0 | 0 | 0 | 6 | 17 | 21 | 0 | 0
6 | 18 | 22 | 0 | 0 | 21 | 0.1 | 0.14 | 0 | 21 | 0 | 0 | 0 | 0 | 6 | 17 | 22 | 0 | 0
6 | 18 | 23 | 0 | 0 | 21 | 0.1 | 0.14 | 0 | 21 | 0 | 0 | 0 | 0 | 6 | 17 | 23 | 0 | 0
6 | 19 | 0 | 0 | 0 | 21 | 0.2 | 0.14 | 0 | 21 | 0 | 0 | 0 | 0 | 6 | 18 | 0 | 0 | 0
6 | 19 | 1 | 0 | 0 | 20 | 0.2 | 0.14 | 0 | 20 | 0 | 0 | 0 | 0 | 6 | 18 | 1 | 0 | 0
6 | 19 | 2 | 0 | 0 | 20 | 0.1 | 0.14 | 0 | 20 | 0 | 0 | 0 | 0 | 6 | 18 | 2 | 0 | 0
6 | 19 | 3 | 0 | 0 | 20 | 0.1 | 0.14 | 0 | 20 | 0 | 0 | 0 | 0 | 6 | 18 | 3 | 0 | 0
6 | 19 | 4 | 0 | 0 | 19 | 0.1 | 0.14 | 0 | 19 | 0 | 0 | 0 | 0 | 6 | 18 | 4 | 0 | 0
6 | 19 | 5 | 0 | 7 | 19 | 0.1 | 0.14 | 6.659 | 19.227 | 3.693 | 0 | 0 | 0 | 6 | 18 | 5 | 0 | 0
6 | 19 | 6 | 0 | 38 | 20 | 0.2 | 0.14 | 35.262 | 21.35 | 32.227 | 26.329 | 0.026329 | 0.009404 | 6 | 18 | 6 | 1.806e-05 | 6.4476e-06
6 | 19 | 7 | 0 | 73 | 22 | 0.2 | 0.14 | 67.859 | 24.6 | 63.071 | 56.08 | 0.05608 | 0.045963 | 6 | 18 | 7 | 3.8467e-05 | 3.1513e-05
6 | 19 | 8 | 0 | 26 | 23 | 0.3 | 0.14 | 24.146 | 23.894 | 21.173 | 15.667 | 0.015667 | 0.07749 | 6 | 18 | 8 | 1.0746e-05 | 5.3129e-05
6 | 19 | 9 | 0 | 82 | 24 | 0.3 | 0.14 | 76.374 | 26.818 | 69.001 | 61.799 | 0.061799 | 0.15976 | 6 | 18 | 9 | 4.239e-05 | 0.00010953
6 | 19 | 10 | 28 | 331 | 24 | 0.2 | 0.14 | 341.8 | 36.994 | 311.242 | 295.457 | 0.29546 | 0.2245 | 6 | 18 | 10 | 0.00020266 | 0.00015392
6 | 19 | 11 | 172 | 468 | 24 | 0.1 | 0.14 | 627.209 | 48.636 | 551.026 | 526.745 | 0.52675 | 0.13778 | 6 | 18 | 11 | 0.00036131 | 9.4465e-05
6 | 19 | 12 | 13 | 255 | 24 | 0.1 | 0.14 | 253.53 | 33.938 | 230.25 | 217.335 | 0.21734 | 0.26847 | 6 | 18 | 12 | 0.00014908 | 0.00018407
6 | 19 | 13 | 0 | 106 | 24 | 0.2 | 0.14 | 99.179 | 27.763 | 89.14 | 81.225 | 0.081225 | 0.37824 | 6 | 18 | 13 | 5.5715e-05 | 0.00025933
6 | 19 | 14 | 14 | 270 | 24 | 0.2 | 0.14 | 266.736 | 34.134 | 243.432 | 230.05 | 0.23005 | 0.62356 | 6 | 18 | 14 | 0.0001578 | 0.00042752
6 | 19 | 15 | 55 | 337 | 24 | 0.2 | 0.14 | 363.937 | 37.858 | 332.69 | 316.145 | 0.31615 | 0.39664 | 6 | 18 | 15 | 0.00021685 | 0.00027195
6 | 19 | 16 | 16 | 219 | 24 | 0.3 | 0.14 | 213.667 | 31.901 | 198.487 | 186.698 | 0.1867 | 0.33102 | 6 | 18 | 16 | 0.00012806 | 0.00022696
6 | 19 | 17 | 460 | 146 | 23 | 0.2 | 0.14 | 318.042 | 35.127 | 294.44 | 279.25 | 0.27925 | 0.24048 | 6 | 18 | 17 | 0.00019155 | 0.00016488
6 | 19 | 18 | 70 | 105 | 22 | 0.1 | 0.14 | 106.06 | 26.162 | 96.678 | 88.496 | 0.088496 | 0.04831 | 6 | 18 | 18 | 6.0702e-05 | 3.3122e-05
6 | 19 | 19 | 111 | 35 | 21 | 0.1 | 0.14 | 28.112 | 22.084 | 23.133 | 17.557 | 0.017557 | 0.004413 | 6 | 18 | 19 | 1.2043e-05 | 3.0256e-06
6 | 19 | 20 | 0 | 0 | 20 | 0.1 | 0.14 | 0 | 20 | 0 | 0 | 0 | 0 | 6 | 18 | 20 | 0 | 0
6 | 19 | 21 | 0 | 0 | 20 | 0.1 | 0.14 | 0 | 20 | 0 | 0 | 0 | 0 | 6 | 18 | 21 | 0 | 0
6 | 19 | 22 | 0 | 0 | 20 | 0.2 | 0.14 | 0 | 20 | 0 | 0 | 0 | 0 | 6 | 18 | 22 | 0 | 0
6 | 19 | 23 | 0 | 0 | 20 | 0.5 | 0.14 | 0 | 20 | 0 | 0 | 0 | 0 | 6 | 18 | 23 | 0 | 0
6 | 20 | 0 | 0 | 0 | 20 | 0.6 | 0.14 | 0 | 20 | 0 | 0 | 0 | 0 | 6 | 19 | 0 | 0 | 0
6 | 20 | 1 | 0 | 0 | 20 | 0.6 | 0.14 | 0 | 20 | 0 | 0 | 0 | 0 | 6 | 19 | 1 | 0 | 0
6 | 20 | 2 | 0 | 0 | 19 | 0.5 | 0.14 | 0 | 19 | 0 | 0 | 0 | 0 | 6 | 19 | 2 | 0 | 0
6 | 20 | 3 | 0 | 0 | 19 | 0.2 | 0.14 | 0 | 19 | 0 | 0 | 0 | 0 | 6 | 19 | 3 | 0 | 0
6 | 20 | 4 | 0 | 0 | 19 | 0.1 | 0.14 | 0 | 19 | 0 | 0 | 0 | 0 | 6 | 19 | 4 | 0 | 0
6 | 20 | 5 | 0 | 0 | 20 | 0.1 | 0.14 | 0 | 0 | 0 | 0 | 0 | 0 | 6 | 19 | 5 | 0 | 0
6 | 20 | 6 | 0 | 23 | 21 | 0.2 | 0.14 | 21.316 | 21.816 | 18.976 | 13.547 | 0.013547 | 0.026329 | 6 | 19 | 6 | 9.2923e-06 | 1.8052e-05
6 | 20 | 7 | 0 | 21 | 23 | 0.3 | 0.14 | 19.474 | 23.723 | 17.131 | 11.768 | 0.011768 | 0.05608 | 6 | 19 | 7 | 8.072e-06 | 3.845e-05
6 | 20 | 8 | 0 | 26 | 24 | 0.3 | 0.14 | 24.146 | 24.894 | 21.073 | 15.57 | 0.01557 | 0.015667 | 6 | 19 | 8 | 1.068e-05 | 1.0742e-05
6 | 20 | 9 | 0 | 112 | 25 | 0.3 | 0.14 | 104.406 | 28.852 | 94.77 | 86.656 | 0.086656 | 0.061799 | 6 | 19 | 9 | 5.944e-05 | 4.2371e-05
6 | 20 | 10 | 0 | 63 | 26 | 0.3 | 0.14 | 58.727 | 28.163 | 51.732 | 45.143 | 0.045143 | 0.29546 | 6 | 19 | 10 | 3.0965e-05 | 0.00020257
6 | 20 | 11 | 0 | 102 | 27 | 0.2 | 0.14 | 95.37 | 30.619 | 84.575 | 76.822 | 0.076822 | 0.52675 | 6 | 19 | 11 | 5.2695e-05 | 0.00036115
6 | 20 | 12 | 40 | 413 | 27 | 0.2 | 0.14 | 441.539 | 43.762 | 391.286 | 372.665 | 0.37267 | 0.21734 | 6 | 19 | 12 | 0.00025562 | 0.00014901
6 | 20 | 13 | 113 | 470 | 27 | 0.3 | 0.14 | 575.69 | 48.201 | 504.856 | 482.211 | 0.48221 | 0.081225 | 6 | 19 | 13 | 0.00033076 | 5.5689e-05
6 | 20 | 14 | 212 | 433 | 27 | 0.3 | 0.14 | 615.757 | 49.717 | 540.42 | 516.514 | 0.51651 | 0.23005 | 6 | 19 | 14 | 0.00035429 | 0.00015773
6 | 20 | 15 | 167 | 370 | 26 | 0.3 | 0.14 | 486.796 | 43.984 | 438.347 | 418.059 | 0.41806 | 0.31615 | 6 | 19 | 15 | 0.00028676 | 0.00021676
6 | 20 | 16 | 90 | 279 | 26 | 0.3 | 0.14 | 316.305 | 37.707 | 291.412 | 276.33 | 0.27633 | 0.1867 | 6 | 19 | 16 | 0.00018954 | 0.000128
6 | 20 | 17 | 25 | 170 | 25 | 0.2 | 0.14 | 166.723 | 31.378 | 155.369 | 145.107 | 0.14511 | 0.27925 | 6 | 19 | 17 | 9.9533e-05 | 0.00019146
6 | 20 | 18 | 4 | 94 | 24 | 0.2 | 0.14 | 86.37 | 27.31 | 80.254 | 72.654 | 0.072654 | 0.088496 | 6 | 19 | 18 | 4.9836e-05 | 6.0675e-05
6 | 20 | 19 | 0 | 12 | 23 | 0.3 | 0.14 | 11.112 | 23.403 | 8.696 | 3.631 | 0.003631 | 0.017557 | 6 | 19 | 19 | 2.4906e-06 | 1.2037e-05
6 | 20 | 20 | 0 | 0 | 23 | 0.3 | 0.14 | 0 | 23 | 0 | 0 | 0 | 0 | 6 | 19 | 20 | 0 | 0
6 | 20 | 21 | 0 | 0 | 22 | 0.1 | 0.14 | 0 | 22 | 0 | 0 | 0 | 0 | 6 | 19 | 21 | 0 | 0
6 | 20 | 22 | 0 | 0 | 22 | 0.1 | 0.14 | 0 | 22 | 0 | 0 | 0 | 0 | 6 | 19 | 22 | 0 | 0
6 | 20 | 23 | 0 | 0 | 22 | 0.1 | 0.14 | 0 | 22 | 0 | 0 | 0 | 0 | 6 | 19 | 23 | 0 | 0
6 | 21 | 0 | 0 | 0 | 22 | 0.4 | 0.14 | 0 | 22 | 0 | 0 | 0 | 0 | 6 | 20 | 0 | 0 | 0
6 | 21 | 1 | 0 | 0 | 22 | 0.6 | 0.14 | 0 | 22 | 0 | 0 | 0 | 0 | 6 | 20 | 1 | 0 | 0
6 | 21 | 2 | 0 | 0 | 22 | 0.7 | 0.14 | 0 | 22 | 0 | 0 | 0 | 0 | 6 | 20 | 2 | 0 | 0
6 | 21 | 3 | 0 | 0 | 21 | 0.5 | 0.14 | 0 | 21 | 0 | 0 | 0 | 0 | 6 | 20 | 3 | 0 | 0
6 | 21 | 4 | 0 | 0 | 21 | 0.2 | 0.14 | 0 | 21 | 0 | 0 | 0 | 0 | 6 | 20 | 4 | 0 | 0
6 | 21 | 5 | 0 | 4 | 22 | 0.2 | 0.14 | 3.805 | 22.126 | 2.014 | 0 | 0 | 0 | 6 | 20 | 5 | 0 | 0
6 | 21 | 6 | 0 | 49 | 23 | 0.2 | 0.14 | 45.474 | 24.741 | 41.403 | 35.179 | 0.035179 | 0.013547 | 6 | 20 | 6 | 2.413e-05 | 9.2881e-06
6 | 21 | 7 | 459 | 131 | 23 | 0.3 | 0.14 | 268.447 | 32.851 | 243.353 | 229.974 | 0.22997 | 0.011768 | 6 | 20 | 7 | 0.00015775 | 8.0684e-06
6 | 21 | 8 | 585 | 161 | 24 | 0.3 | 0.14 | 470.622 | 41.499 | 438.299 | 418.012 | 0.41801 | 0.01557 | 6 | 20 | 8 | 0.00028673 | 1.0675e-05
6 | 21 | 9 | 659 | 184 | 25 | 0.3 | 0.14 | 661.143 | 49.523 | 592.521 | 566.769 | 0.56677 | 0.086656 | 6 | 20 | 9 | 0.00038876 | 5.9413e-05
6 | 21 | 10 | 710 | 197 | 26 | 0.3 | 0.14 | 819.281 | 56.337 | 708.901 | 679.026 | 0.67903 | 0.045143 | 6 | 20 | 10 | 0.00046577 | 3.0951e-05
6 | 21 | 11 | 749 | 196 | 27 | 0.3 | 0.14 | 923.259 | 61.156 | 778.896 | 746.54 | 0.74654 | 0.076822 | 6 | 20 | 11 | 0.00051207 | 5.2671e-05
6 | 21 | 12 | 767 | 192 | 27 | 0.3 | 0.14 | 967.737 | 62.789 | 809.049 | 775.625 | 0.77563 | 0.37267 | 6 | 20 | 12 | 0.00053203 | 0.00025551
6 | 21 | 13 | 40 | 405 | 27 | 0.3 | 0.14 | 432.154 | 42.903 | 384.482 | 366.102 | 0.3661 | 0.48221 | 6 | 20 | 13 | 0.00025112 | 0.00033061
6 | 21 | 14 | 0 | 99 | 27 | 0.3 | 0.14 | 92.442 | 30.402 | 82.155 | 74.487 | 0.074487 | 0.51651 | 6 | 20 | 14 | 5.1093e-05 | 0.00035413
6 | 21 | 15 | 0 | 78 | 27 | 0.4 | 0.14 | 72.67 | 29.599 | 64.523 | 57.481 | 0.057481 | 0.41806 | 6 | 20 | 15 | 3.9428e-05 | 0.00028663
6 | 21 | 16 | 0 | 147 | 26 | 0.4 | 0.14 | 136.925 | 30.91 | 125.444 | 116.243 | 0.11624 | 0.27633 | 6 | 20 | 16 | 7.9735e-05 | 0.00018946
6 | 21 | 17 | 0 | 119 | 25 | 0.4 | 0.14 | 110.33 | 28.97 | 102.322 | 93.94 | 0.09394 | 0.14511 | 6 | 20 | 17 | 6.4436e-05 | 9.9488e-05
6 | 21 | 18 | 41 | 103 | 23 | 0.4 | 0.14 | 99.638 | 26.572 | 91.658 | 83.654 | 0.083654 | 0.072654 | 6 | 20 | 18 | 5.7381e-05 | 4.9813e-05
6 | 21 | 19 | 0 | 25 | 23 | 0.4 | 0.14 | 23.204 | 23.816 | 18.852 | 13.428 | 0.013428 | 0.003631 | 6 | 20 | 19 | 9.2107e-06 | 2.4895e-06
6 | 21 | 20 | 0 | 0 | 22 | 0.5 | 0.14 | 0 | 22 | 0 | 0 | 0 | 0 | 6 | 20 | 20 | 0 | 0
6 | 21 | 21 | 0 | 0 | 22 | 0.5 | 0.14 | 0 | 22 | 0 | 0 | 0 | 0 | 6 | 20 | 21 | 0 | 0
6 | 21 | 22 | 0 | 0 | 22 | 0.5 | 0.14 | 0 | 22 | 0 | 0 | 0 | 0 | 6 | 20 | 22 | 0 | 0
6 | 21 | 23 | 0 | 0 | 21 | 0.4 | 0.14 | 0 | 21 | 0 | 0 | 0 | 0 | 6 | 20 | 23 | 0 | 0
6 | 22 | 0 | 0 | 0 | 21 | 0.3 | 0.14 | 0 | 21 | 0 | 0 | 0 | 0 | 6 | 21 | 0 | 0 | 0
6 | 22 | 1 | 0 | 0 | 21 | 0.3 | 0.14 | 0 | 21 | 0 | 0 | 0 | 0 | 6 | 21 | 1 | 0 | 0
6 | 22 | 2 | 0 | 0 | 21 | 0.3 | 0.14 | 0 | 21 | 0 | 0 | 0 | 0 | 6 | 21 | 2 | 0 | 0
6 | 22 | 3 | 0 | 0 | 21 | 0.3 | 0.14 | 0 | 21 | 0 | 0 | 0 | 0 | 6 | 21 | 3 | 0 | 0
6 | 22 | 4 | 0 | 0 | 21 | 0.2 | 0.14 | 0 | 21 | 0 | 0 | 0 | 0 | 6 | 21 | 4 | 0 | 0
6 | 22 | 5 | 0 | 15 | 21 | 0.2 | 0.14 | 14.269 | 21.472 | 8.14 | 3.095 | 0.003095 | 0 | 6 | 21 | 5 | 2.123e-06 | 0
6 | 22 | 6 | 0 | 9 | 21 | 0.3 | 0.14 | 8.331 | 21.309 | 7.089 | 2.082 | 0.002082 | 0.035179 | 6 | 21 | 6 | 1.4281e-06 | 2.4119e-05
6 | 22 | 7 | 0 | 73 | 22 | 0.4 | 0.14 | 67.859 | 24.444 | 63.122 | 56.129 | 0.056129 | 0.22997 | 6 | 21 | 7 | 3.8501e-05 | 0.00015767
6 | 22 | 8 | 0 | 156 | 24 | 0.4 | 0.14 | 145.09 | 29.209 | 134.743 | 125.212 | 0.12521 | 0.41801 | 6 | 21 | 8 | 8.5887e-05 | 0.0002866
6 | 22 | 9 | 18 | 256 | 25 | 0.4 | 0.14 | 252.625 | 34.046 | 232.347 | 219.358 | 0.21936 | 0.56677 | 6 | 21 | 9 | 0.00015046 | 0.00038859
6 | 22 | 10 | 51 | 374 | 26 | 0.5 | 0.14 | 403.553 | 40.009 | 364.843 | 347.159 | 0.34716 | 0.67903 | 6 | 21 | 10 | 0.00023813 | 0.00046555
6 | 22 | 11 | 43 | 403 | 27 | 0.5 | 0.14 | 431.678 | 41.966 | 385.924 | 367.493 | 0.36749 | 0.74654 | 6 | 21 | 11 | 0.00025207 | 0.00051184
6 | 22 | 12 | 30 | 385 | 27 | 0.5 | 0.14 | 403.781 | 40.99 | 361.107 | 343.556 | 0.34356 | 0.77563 | 6 | 21 | 12 | 0.00023566 | 0.00053178
6 | 22 | 13 | 39 | 402 | 26 | 0.6 | 0.14 | 428.223 | 40.423 | 384.848 | 366.455 | 0.36645 | 0.3661 | 6 | 21 | 13 | 0.00025136 | 0.00025101
6 | 22 | 14 | 223 | 432 | 25 | 0.5 | 0.14 | 624.915 | 46.717 | 555.669 | 531.223 | 0.53122 | 0.074487 | 6 | 21 | 14 | 0.00036438 | 5.107e-05
6 | 22 | 15 | 740 | 163 | 24 | 0.4 | 0.14 | 740.613 | 50.639 | 660.01 | 631.867 | 0.63187 | 0.057481 | 6 | 21 | 15 | 0.00043342 | 3.941e-05
6 | 22 | 16 | 664 | 155 | 24 | 0.4 | 0.14 | 553.239 | 43.943 | 510.079 | 487.249 | 0.48725 | 0.11624 | 6 | 21 | 16 | 0.00033422 | 7.9698e-05
6 | 22 | 17 | 234 | 188 | 24 | 0.3 | 0.14 | 267.536 | 33.902 | 249.117 | 235.534 | 0.23553 | 0.09394 | 6 | 21 | 17 | 0.00016156 | 6.4407e-05
6 | 22 | 18 | 62 | 105 | 23 | 0.3 | 0.14 | 104.954 | 26.868 | 95.716 | 87.568 | 0.087568 | 0.083654 | 6 | 21 | 18 | 6.0066e-05 | 5.7355e-05
6 | 22 | 19 | 0 | 11 | 22 | 0.2 | 0.14 | 10.184 | 22.381 | 8.006 | 2.966 | 0.002966 | 0.013428 | 6 | 21 | 19 | 2.0345e-06 | 9.2065e-06
6 | 22 | 20 | 0 | 0 | 21 | 0.2 | 0.14 | 0 | 21 | 0 | 0 | 0 | 0 | 6 | 21 | 20 | 0 | 0
6 | 22 | 21 | 0 | 0 | 21 | 0.2 | 0.14 | 0 | 21 | 0 | 0 | 0 | 0 | 6 | 21 | 21 | 0 | 0
6 | 22 | 22 | 0 | 0 | 21 | 0.2 | 0.14 | 0 | 21 | 0 | 0 | 0 | 0 | 6 | 21 | 22 | 0 | 0
6 | 22 | 23 | 0 | 0 | 20 | 0.2 | 0.14 | 0 | 20 | 0 | 0 | 0 | 0 | 6 | 21 | 23 | 0 | 0
6 | 23 | 0 | 0 | 0 | 20 | 0.2 | 0.14 | 0 | 20 | 0 | 0 | 0 | 0 | 6 | 22 | 0 | 0 | 0
6 | 23 | 1 | 0 | 0 | 20 | 0.2 | 0.14 | 0 | 20 | 0 | 0 | 0 | 0 | 6 | 22 | 1 | 0 | 0
6 | 23 | 2 | 0 | 0 | 20 | 0.2 | 0.14 | 0 | 20 | 0 | 0 | 0 | 0 | 6 | 22 | 2 | 0 | 0
6 | 23 | 3 | 0 | 0 | 20 | 0.2 | 0.14 | 0 | 20 | 0 | 0 | 0 | 0 | 6 | 22 | 3 | 0 | 0
6 | 23 | 4 | 0 | 0 | 20 | 0.2 | 0.14 | 0 | 20 | 0 | 0 | 0 | 0 | 6 | 22 | 4 | 0 | 0
6 | 23 | 5 | 120 | 13 | 20 | 0.2 | 0.14 | 12.367 | 20.409 | 7.041 | 2.035 | 0.002035 | 0.003095 | 6 | 22 | 5 | 1.3959e-06 | 2.122e-06
6 | 23 | 6 | 496 | 52 | 21 | 0.3 | 0.14 | 89.077 | 23.973 | 60.464 | 53.565 | 0.053565 | 0.002082 | 6 | 22 | 6 | 3.6742e-05 | 1.4275e-06
6 | 23 | 7 | 675 | 74 | 22 | 0.4 | 0.14 | 286.128 | 32.134 | 256.064 | 242.234 | 0.24223 | 0.056129 | 6 | 22 | 7 | 0.00016616 | 3.8483e-05
6 | 23 | 8 | 769 | 89 | 23 | 0.5 | 0.14 | 498.806 | 40.489 | 468.923 | 447.551 | 0.44755 | 0.12521 | 6 | 22 | 8 | 0.00030699 | 8.5848e-05
6 | 23 | 9 | 2 | 162 | 24 | 0.5 | 0.14 | 152.681 | 29.307 | 140.525 | 130.789 | 0.13079 | 0.21936 | 6 | 22 | 9 | 8.9712e-05 | 0.0001504
6 | 23 | 10 | 0 | 124 | 25 | 0.6 | 0.14 | 115.846 | 28.905 | 104.825 | 96.354 | 0.096354 | 0.34716 | 6 | 22 | 10 | 6.6092e-05 | 0.00023802
6 | 23 | 11 | 26 | 357 | 26 | 0.6 | 0.14 | 369.996 | 38.463 | 334.153 | 317.556 | 0.31756 | 0.36749 | 6 | 22 | 11 | 0.00021782 | 0.00025196
6 | 23 | 12 | 887 | 116 | 26 | 0.6 | 0.14 | 1005.715 | 60.065 | 852.394 | 817.434 | 0.81743 | 0.34356 | 6 | 22 | 12 | 0.0005607 | 0.00023555
6 | 23 | 13 | 153 | 478 | 26 | 0.6 | 0.14 | 622.964 | 47.006 | 550.259 | 526.005 | 0.526 | 0.36645 | 6 | 22 | 13 | 0.0003608 | 0.00025125
6 | 23 | 14 | 140 | 436 | 26 | 0.6 | 0.14 | 554.019 | 44.696 | 494.876 | 472.584 | 0.47258 | 0.53122 | 6 | 22 | 14 | 0.00032416 | 0.00036422
6 | 23 | 15 | 806 | 128 | 25 | 0.5 | 0.14 | 756.47 | 51.429 | 672.78 | 644.185 | 0.64418 | 0.63187 | 6 | 22 | 15 | 0.00044187 | 0.00043322
6 | 23 | 16 | 236 | 279 | 24 | 0.5 | 0.14 | 406.802 | 38.2 | 378.21 | 360.052 | 0.36005 | 0.48725 | 6 | 22 | 16 | 0.00024697 | 0.00033407
6 | 23 | 17 | 269 | 183 | 23 | 0.4 | 0.14 | 276.982 | 32.943 | 259.009 | 245.075 | 0.24507 | 0.23553 | 6 | 22 | 17 | 0.0001681 | 0.00016149
6 | 23 | 18 | 532 | 70 | 22 | 0.3 | 0.14 | 153.151 | 27.366 | 119.698 | 110.7 | 0.1107 | 0.087568 | 6 | 22 | 18 | 7.5933e-05 | 6.0038e-05
6 | 23 | 19 | 241 | 31 | 20 | 0.2 | 0.14 | 23.768 | 20.89 | 19.649 | 14.197 | 0.014197 | 0.002966 | 6 | 22 | 19 | 9.7382e-06 | 2.0335e-06
6 | 23 | 20 | 0 | 0 | 19 | 0.2 | 0.14 | 0 | 19 | 0 | 0 | 0 | 0 | 6 | 22 | 20 | 0 | 0
6 | 23 | 21 | 0 | 0 | 18 | 0.2 | 0.14 | 0 | 18 | 0 | 0 | 0 | 0 | 6 | 22 | 21 | 0 | 0
6 | 23 | 22 | 0 | 0 | 18 | 0.1 | 0.14 | 0 | 18 | 0 | 0 | 0 | 0 | 6 | 22 | 22 | 0 | 0
6 | 23 | 23 | 0 | 0 | 17 | 0.1 | 0.14 | 0 | 17 | 0 | 0 | 0 | 0 | 6 | 22 | 23 | 0 | 0
6 | 24 | 0 | 0 | 0 | 17 | 0.1 | 0.14 | 0 | 17 | 0 | 0 | 0 | 0 | 6 | 23 | 0 | 0 | 0
6 | 24 | 1 | 0 | 0 | 17 | 0.1 | 0.14 | 0 | 17 | 0 | 0 | 0 | 0 | 6 | 23 | 1 | 0 | 0
6 | 24 | 2 | 0 | 0 | 16 | 0.2 | 0.14 | 0 | 16 | 0 | 0 | 0 | 0 | 6 | 23 | 2 | 0 | 0
6 | 24 | 3 | 0 | 0 | 16 | 0.2 | 0.14 | 0 | 16 | 0 | 0 | 0 | 0 | 6 | 23 | 3 | 0 | 0
6 | 24 | 4 | 0 | 0 | 16 | 0.2 | 0.14 | 0 | 16 | 0 | 0 | 0 | 0 | 6 | 23 | 4 | 0 | 0
6 | 24 | 5 | 117 | 13 | 16 | 0.2 | 0.14 | 12.367 | 16.409 | 7.185 | 2.175 | 0.002175 | 0.002035 | 6 | 23 | 5 | 1.4919e-06 | 1.3952e-06
6 | 24 | 6 | 0 | 55 | 18 | 0.3 | 0.14 | 50.699 | 19.881 | 47.387 | 40.952 | 0.040952 | 0.053565 | 6 | 23 | 6 | 2.809e-05 | 3.6725e-05
6 | 24 | 7 | 20 | 144 | 19 | 0.4 | 0.14 | 138.739 | 23.993 | 132.682 | 123.224 | 0.12322 | 0.24223 | 6 | 23 | 7 | 8.4523e-05 | 0.00016608
6 | 24 | 8 | 0 | 69 | 20 | 0.5 | 0.14 | 64.169 | 22.237 | 59.357 | 52.497 | 0.052497 | 0.44755 | 6 | 23 | 8 | 3.6009e-05 | 0.00030685
6 | 24 | 9 | 0 | 119 | 21 | 0.5 | 0.14 | 110.953 | 24.856 | 102.728 | 94.332 | 0.094332 | 0.13079 | 6 | 23 | 9 | 6.4705e-05 | 8.9671e-05
6 | 24 | 10 | 0 | 50 | 21 | 0.5 | 0.14 | 46.594 | 22.616 | 41.643 | 35.411 | 0.035411 | 0.096354 | 6 | 23 | 10 | 2.429e-05 | 6.6062e-05
6 | 24 | 11 | 20 | 326 | 21 | 0.5 | 0.14 | 327.348 | 32.346 | 302.094 | 286.634 | 0.28663 | 0.31756 | 6 | 23 | 11 | 0.00019661 | 0.00021772
6 | 24 | 12 | 21 | 344 | 22 | 0.5 | 0.14 | 346.926 | 34.019 | 317.974 | 301.95 | 0.30195 | 0.81743 | 6 | 23 | 12 | 0.00020712 | 0.00056045
6 | 24 | 13 | 82 | 456 | 22 | 0.5 | 0.14 | 524.046 | 40.172 | 474.037 | 452.483 | 0.45248 | 0.526 | 6 | 23 | 13 | 0.00031037 | 0.00036064
6 | 24 | 14 | 9 | 204 | 23 | 0.4 | 0.14 | 199.555 | 30.127 | 183.331 | 172.079 | 0.17208 | 0.47258 | 6 | 23 | 14 | 0.00011803 | 0.00032401
6 | 24 | 15 | 136 | 370 | 22 | 0.4 | 0.14 | 463.31 | 38.599 | 425.732 | 405.89 | 0.40589 | 0.64418 | 6 | 23 | 15 | 0.00027841 | 0.00044167
6 | 24 | 16 | 129 | 286 | 22 | 0.4 | 0.14 | 349.339 | 34.547 | 327.356 | 311 | 0.311 | 0.36005 | 6 | 23 | 16 | 0.00021332 | 0.00024686
6 | 24 | 17 | 670 | 98 | 21 | 0.3 | 0.14 | 359.46 | 34.273 | 334.095 | 317.5 | 0.3175 | 0.24507 | 6 | 23 | 17 | 0.00021778 | 0.00016803
6 | 24 | 18 | 201 | 107 | 20 | 0.2 | 0.14 | 129.199 | 24.841 | 113.668 | 104.884 | 0.10488 | 0.1107 | 6 | 23 | 18 | 7.1943e-05 | 7.5898e-05
6 | 24 | 19 | 234 | 33 | 18 | 0.1 | 0.14 | 24.949 | 18.965 | 20.887 | 15.39 | 0.01539 | 0.014197 | 6 | 23 | 19 | 1.0556e-05 | 9.7337e-06
6 | 24 | 20 | 0 | 0 | 17 | 0.1 | 0.14 | 0 | 17 | 0 | 0 | 0 | 0 | 6 | 23 | 20 | 0 | 0
6 | 24 | 21 | 0 | 0 | 16 | 0.1 | 0.14 | 0 | 16 | 0 | 0 | 0 | 0 | 6 | 23 | 21 | 0 | 0
6 | 24 | 22 | 0 | 0 | 15 | 0.1 | 0.14 | 0 | 15 | 0 | 0 | 0 | 0 | 6 | 23 | 22 | 0 | 0
6 | 24 | 23 | 0 | 0 | 15 | 0.1 | 0.14 | 0 | 15 | 0 | 0 | 0 | 0 | 6 | 23 | 23 | 0 | 0
6 | 25 | 0 | 0 | 0 | 15 | 0.1 | 0.14 | 0 | 15 | 0 | 0 | 0 | 0 | 6 | 24 | 0 | 0 | 0
6 | 25 | 1 | 0 | 0 | 16 | 0.1 | 0.14 | 0 | 16 | 0 | 0 | 0 | 0 | 6 | 24 | 1 | 0 | 0
6 | 25 | 2 | 0 | 0 | 15 | 0.1 | 0.14 | 0 | 15 | 0 | 0 | 0 | 0 | 6 | 24 | 2 | 0 | 0
6 | 25 | 3 | 0 | 0 | 15 | 0.1 | 0.14 | 0 | 15 | 0 | 0 | 0 | 0 | 6 | 24 | 3 | 0 | 0
6 | 25 | 4 | 0 | 0 | 15 | 0.1 | 0.14 | 0 | 15 | 0 | 0 | 0 | 0 | 6 | 24 | 4 | 0 | 0
6 | 25 | 5 | 104 | 13 | 15 | 0.1 | 0.14 | 12.367 | 15.422 | 7.221 | 2.209 | 0.002209 | 0.002175 | 6 | 24 | 5 | 1.5152e-06 | 1.4912e-06
6 | 25 | 6 | 476 | 56 | 17 | 0.2 | 0.14 | 89.908 | 20.122 | 63.398 | 56.396 | 0.056396 | 0.040952 | 6 | 24 | 6 | 3.8684e-05 | 2.8077e-05
6 | 25 | 7 | 664 | 81 | 19 | 0.3 | 0.14 | 286.63 | 29.466 | 259.404 | 245.456 | 0.24546 | 0.12322 | 6 | 24 | 7 | 0.00016837 | 8.4485e-05
6 | 25 | 8 | 763 | 99 | 20 | 0.3 | 0.14 | 504.202 | 38.767 | 477.25 | 455.582 | 0.45558 | 0.052497 | 6 | 24 | 8 | 0.0003125 | 3.5993e-05
6 | 25 | 9 | 205 | 340 | 22 | 0.3 | 0.14 | 473.967 | 39.529 | 436.31 | 416.094 | 0.41609 | 0.094332 | 6 | 24 | 9 | 0.00028541 | 6.4676e-05
6 | 25 | 10 | 431 | 339 | 23 | 0.3 | 0.14 | 713.697 | 49.385 | 632.497 | 605.329 | 0.60533 | 0.035411 | 6 | 24 | 10 | 0.00041521 | 2.4278e-05
6 | 25 | 11 | 362 | 399 | 24 | 0.3 | 0.14 | 747.75 | 51.6 | 652.85 | 624.961 | 0.62496 | 0.28663 | 6 | 24 | 11 | 0.00042868 | 0.00019652
6 | 25 | 12 | 247 | 477 | 25 | 0.3 | 0.14 | 727.483 | 51.815 | 631.44 | 604.309 | 0.60431 | 0.30195 | 6 | 24 | 12 | 0.00041451 | 0.00020702
6 | 25 | 13 | 229 | 471 | 25 | 0.3 | 0.14 | 690.68 | 50.461 | 603.054 | 576.929 | 0.57693 | 0.45248 | 6 | 24 | 13 | 0.00039573 | 0.00031023
6 | 25 | 14 | 256 | 425 | 25 | 0.2 | 0.14 | 654.318 | 49.916 | 574.717 | 549.596 | 0.5496 | 0.17208 | 6 | 24 | 14 | 0.00037698 | 0.00011798
6 | 25 | 15 | 253 | 360 | 25 | 0.2 | 0.14 | 548.922 | 45.938 | 492.377 | 470.174 | 0.47017 | 0.40589 | 6 | 24 | 15 | 0.00032251 | 0.00027829
6 | 25 | 16 | 410 | 240 | 25 | 0.2 | 0.14 | 480.674 | 43.403 | 440.765 | 420.39 | 0.42039 | 0.311 | 6 | 24 | 16 | 0.00028836 | 0.00021323
6 | 25 | 17 | 360 | 168 | 25 | 0.2 | 0.14 | 299.705 | 36.438 | 276.393 | 261.843 | 0.26184 | 0.3175 | 6 | 24 | 17 | 0.00017961 | 0.00021768
6 | 25 | 18 | 500 | 69 | 24 | 0.3 | 0.14 | 147.487 | 29.178 | 114.877 | 106.05 | 0.10605 | 0.10488 | 6 | 24 | 18 | 7.2743e-05 | 7.191e-05
6 | 25 | 19 | 192 | 33 | 22 | 0.5 | 0.14 | 24.934 | 22.852 | 20.512 | 15.029 | 0.015029 | 0.01539 | 6 | 24 | 19 | 1.0309e-05 | 1.0552e-05
6 | 25 | 20 | 0 | 0 | 21 | 0.7 | 0.14 | 0 | 21 | 0 | 0 | 0 | 0 | 6 | 24 | 20 | 0 | 0
6 | 25 | 21 | 0 | 0 | 20 | 0.8 | 0.14 | 0 | 20 | 0 | 0 | 0 | 0 | 6 | 24 | 21 | 0 | 0
6 | 25 | 22 | 0 | 0 | 19 | 0.7 | 0.14 | 0 | 19 | 0 | 0 | 0 | 0 | 6 | 24 | 22 | 0 | 0
6 | 25 | 23 | 0 | 0 | 19 | 0.6 | 0.14 | 0 | 19 | 0 | 0 | 0 | 0 | 6 | 24 | 23 | 0 | 0
6 | 26 | 0 | 0 | 0 | 18 | 0.3 | 0.14 | 0 | 18 | 0 | 0 | 0 | 0 | 6 | 25 | 0 | 0 | 0
6 | 26 | 1 | 0 | 0 | 18 | 0.1 | 0.14 | 0 | 18 | 0 | 0 | 0 | 0 | 6 | 25 | 1 | 0 | 0
6 | 26 | 2 | 0 | 0 | 18 | 0.1 | 0.14 | 0 | 18 | 0 | 0 | 0 | 0 | 6 | 25 | 2 | 0 | 0
6 | 26 | 3 | 0 | 0 | 17 | 0.2 | 0.14 | 0 | 17 | 0 | 0 | 0 | 0 | 6 | 25 | 3 | 0 | 0
6 | 26 | 4 | 0 | 0 | 17 | 0.2 | 0.14 | 0 | 17 | 0 | 0 | 0 | 0 | 6 | 25 | 4 | 0 | 0
6 | 26 | 5 | 0 | 1 | 17 | 0.2 | 0.14 | 0.951 | 17.031 | 0 | 0 | 0 | 0.002209 | 6 | 25 | 5 | 0 | 1.5145e-06
6 | 26 | 6 | 0 | 9 | 17 | 0.2 | 0.14 | 8.331 | 17.319 | 7.231 | 2.218 | 0.002218 | 0.056396 | 6 | 25 | 6 | 1.5214e-06 | 3.8666e-05
6 | 26 | 7 | 0 | 66 | 17 | 0.2 | 0.14 | 61.332 | 19.35 | 58.086 | 51.271 | 0.051271 | 0.24546 | 6 | 25 | 7 | 3.5168e-05 | 0.00016829
6 | 26 | 8 | 0 | 84 | 18 | 0.3 | 0.14 | 78.157 | 20.892 | 73.341 | 65.986 | 0.065986 | 0.45558 | 6 | 25 | 8 | 4.5262e-05 | 0.00031236
6 | 26 | 9 | 17 | 251 | 18 | 0.4 | 0.14 | 247.149 | 26.85 | 233.966 | 220.92 | 0.22092 | 0.41609 | 6 | 25 | 9 | 0.00015154 | 0.00028528
6 | 26 | 10 | 25 | 318 | 19 | 0.4 | 0.14 | 326.472 | 30.669 | 304.691 | 289.139 | 0.28914 | 0.60533 | 6 | 25 | 10 | 0.00019833 | 0.00041503
6 | 26 | 11 | 47 | 390 | 20 | 0.5 | 0.14 | 422.677 | 34.655 | 389.349 | 370.796 | 0.3708 | 0.62496 | 6 | 25 | 11 | 0.00025434 | 0.00042849
6 | 26 | 12 | 47 | 427 | 21 | 0.5 | 0.14 | 462.522 | 37.029 | 421.975 | 402.266 | 0.40227 | 0.60431 | 6 | 25 | 12 | 0.00027593 | 0.00041433
6 | 26 | 13 | 35 | 392 | 22 | 0.4 | 0.14 | 414.526 | 36.797 | 377.798 | 359.655 | 0.35965 | 0.57693 | 6 | 25 | 13 | 0.0002467 | 0.00039555
6 | 26 | 14 | 452 | 352 | 22 | 0.4 | 0.14 | 765.698 | 49.448 | 677.43 | 648.67 | 0.64867 | 0.5496 | 6 | 25 | 14 | 0.00044494 | 0.00037681
6 | 26 | 15 | 279 | 355 | 22 | 0.4 | 0.14 | 564.434 | 42.245 | 514.65 | 491.658 | 0.49166 | 0.47017 | 6 | 25 | 15 | 0.00033724 | 0.00032236
6 | 26 | 16 | 276 | 273 | 21 | 0.3 | 0.14 | 428.559 | 36.887 | 401.423 | 382.443 | 0.38244 | 0.42039 | 6 | 25 | 16 | 0.00026233 | 0.00028823
6 | 26 | 17 | 255 | 185 | 21 | 0.2 | 0.14 | 273.923 | 31.461 | 257.795 | 243.904 | 0.2439 | 0.26184 | 6 | 25 | 17 | 0.0001673 | 0.00017952
6 | 26 | 18 | 259 | 98 | 20 | 0.1 | 0.14 | 131.863 | 25.069 | 113.357 | 104.584 | 0.10458 | 0.10605 | 6 | 25 | 18 | 7.1737e-05 | 7.271e-05
6 | 26 | 19 | 24 | 33 | 18 | 0.1 | 0.14 | 29.19 | 19.13 | 24.656 | 19.026 | 0.019026 | 0.015029 | 6 | 25 | 19 | 1.3051e-05 | 1.0304e-05
6 | 26 | 20 | 0 | 0 | 16 | 0.1 | 0.14 | 0 | 16 | 0 | 0 | 0 | 0 | 6 | 25 | 20 | 0 | 0
6 | 26 | 21 | 0 | 0 | 16 | 0.1 | 0.14 | 0 | 16 | 0 | 0 | 0 | 0 | 6 | 25 | 21 | 0 | 0
6 | 26 | 22 | 0 | 0 | 15 | 0.1 | 0.14 | 0 | 15 | 0 | 0 | 0 | 0 | 6 | 25 | 22 | 0 | 0
6 | 26 | 23 | 0 | 0 | 15 | 0.1 | 0.14 | 0 | 15 | 0 | 0 | 0 | 0 | 6 | 25 | 23 | 0 | 0
6 | 27 | 0 | 0 | 0 | 15 | 0.1 | 0.14 | 0 | 15 | 0 | 0 | 0 | 0 | 6 | 26 | 0 | 0 | 0
6 | 27 | 1 | 0 | 0 | 14 | 0.1 | 0.14 | 0 | 14 | 0 | 0 | 0 | 0 | 6 | 26 | 1 | 0 | 0
6 | 27 | 2 | 0 | 0 | 14 | 0.1 | 0.14 | 0 | 14 | 0 | 0 | 0 | 0 | 6 | 26 | 2 | 0 | 0
6 | 27 | 3 | 0 | 0 | 14 | 0.1 | 0.14 | 0 | 14 | 0 | 0 | 0 | 0 | 6 | 26 | 3 | 0 | 0
6 | 27 | 4 | 0 | 0 | 14 | 0.1 | 0.14 | 0 | 14 | 0 | 0 | 0 | 0 | 6 | 26 | 4 | 0 | 0
6 | 27 | 5 | 0 | 14 | 15 | 0.2 | 0.14 | 13.318 | 15.44 | 7.804 | 2.771 | 0.002771 | 0 | 6 | 26 | 5 | 1.9007e-06 | 0
6 | 27 | 6 | 183 | 75 | 17 | 0.3 | 0.14 | 80.23 | 19.878 | 67.819 | 60.66 | 0.06066 | 0.002218 | 6 | 26 | 6 | 4.1609e-05 | 1.5207e-06
6 | 27 | 7 | 111 | 162 | 19 | 0.3 | 0.14 | 183.49 | 25.785 | 173.862 | 162.946 | 0.16295 | 0.051271 | 6 | 26 | 7 | 0.00011177 | 3.5152e-05
6 | 27 | 8 | 123 | 253 | 21 | 0.4 | 0.14 | 303.649 | 31.919 | 287.725 | 272.773 | 0.27277 | 0.065986 | 6 | 26 | 8 | 0.0001871 | 4.5241e-05
6 | 27 | 9 | 0 | 108 | 23 | 0.4 | 0.14 | 100.661 | 26.603 | 92.149 | 84.128 | 0.084128 | 0.22092 | 6 | 26 | 9 | 5.7706e-05 | 0.00015147
6 | 27 | 10 | 96 | 404 | 24 | 0.4 | 0.14 | 471.636 | 40.871 | 427.1 | 407.21 | 0.40721 | 0.28914 | 6 | 26 | 10 | 0.00027932 | 0.00019824
6 | 27 | 11 | 223 | 461 | 26 | 0.4 | 0.14 | 668.939 | 49.926 | 585.732 | 560.221 | 0.56022 | 0.3708 | 6 | 26 | 11 | 0.00038427 | 0.00025422
6 | 27 | 12 | 427 | 411 | 27 | 0.4 | 0.14 | 847.93 | 57.356 | 721.613 | 691.287 | 0.69129 | 0.40227 | 6 | 26 | 12 | 0.00047418 | 0.0002758
6 | 27 | 13 | 314 | 449 | 27 | 0.4 | 0.14 | 759.57 | 54.179 | 654.335 | 626.393 | 0.62639 | 0.35965 | 6 | 26 | 13 | 0.00042966 | 0.00024659
6 | 27 | 14 | 39 | 371 | 27 | 0.4 | 0.14 | 392.853 | 41.036 | 352.61 | 335.359 | 0.33536 | 0.64867 | 6 | 26 | 14 | 0.00023003 | 0.00044474
6 | 27 | 15 | 39 | 319 | 27 | 0.4 | 0.14 | 334.566 | 38.974 | 303.477 | 287.967 | 0.28797 | 0.49166 | 6 | 26 | 15 | 0.00019753 | 0.00033709
6 | 27 | 16 | 151 | 287 | 27 | 0.4 | 0.14 | 363.896 | 40.073 | 333.899 | 317.311 | 0.31731 | 0.38244 | 6 | 26 | 16 | 0.00021765 | 0.00026221
6 | 27 | 17 | 266 | 184 | 26 | 0.3 | 0.14 | 277.573 | 36.273 | 256.162 | 242.329 | 0.24233 | 0.2439 | 6 | 26 | 17 | 0.00016622 | 0.00016723
6 | 27 | 18 | 98 | 117 | 25 | 0.2 | 0.14 | 120.904 | 29.583 | 108.358 | 99.763 | 0.099763 | 0.10458 | 6 | 26 | 18 | 6.8431e-05 | 7.1705e-05
6 | 27 | 19 | 0 | 31 | 24 | 0.2 | 0.14 | 28.157 | 25.055 | 23.098 | 17.523 | 0.017523 | 0.019026 | 6 | 26 | 19 | 1.202e-05 | 1.3045e-05
6 | 27 | 20 | 0 | 0 | 24 | 0.2 | 0.14 | 0 | 24 | 0 | 0 | 0 | 0 | 6 | 26 | 20 | 0 | 0
6 | 27 | 21 | 0 | 0 | 23 | 0.2 | 0.14 | 0 | 23 | 0 | 0 | 0 | 0 | 6 | 26 | 21 | 0 | 0
6 | 27 | 22 | 0 | 0 | 23 | 0.2 | 0.14 | 0 | 23 | 0 | 0 | 0 | 0 | 6 | 26 | 22 | 0 | 0
6 | 27 | 23 | 0 | 0 | 22 | 0.2 | 0.14 | 0 | 22 | 0 | 0 | 0 | 0 | 6 | 26 | 23 | 0 | 0
6 | 28 | 0 | 0 | 0 | 22 | 0.1 | 0.14 | 0 | 22 | 0 | 0 | 0 | 0 | 6 | 27 | 0 | 0 | 0
6 | 28 | 1 | 0 | 0 | 22 | 0.1 | 0.14 | 0 | 22 | 0 | 0 | 0 | 0 | 6 | 27 | 1 | 0 | 0
6 | 28 | 2 | 0 | 0 | 21 | 0.1 | 0.14 | 0 | 21 | 0 | 0 | 0 | 0 | 6 | 27 | 2 | 0 | 0
6 | 28 | 3 | 0 | 0 | 21 | 0.1 | 0.14 | 0 | 21 | 0 | 0 | 0 | 0 | 6 | 27 | 3 | 0 | 0
6 | 28 | 4 | 0 | 0 | 21 | 0.1 | 0.14 | 0 | 21 | 0 | 0 | 0 | 0 | 6 | 27 | 4 | 0 | 0
6 | 28 | 5 | 0 | 6 | 21 | 0.1 | 0.14 | 5.708 | 21.195 | 3.106 | 0 | 0 | 0.002771 | 6 | 27 | 5 | 0 | 1.8999e-06
6 | 28 | 6 | 22 | 74 | 22 | 0.2 | 0.14 | 67.72 | 24.581 | 61.746 | 54.802 | 0.054802 | 0.06066 | 6 | 27 | 6 | 3.759e-05 | 4.159e-05
6 | 28 | 7 | 148 | 161 | 22 | 0.2 | 0.14 | 194.082 | 29.397 | 180.767 | 169.606 | 0.16961 | 0.16295 | 6 | 27 | 7 | 0.00011634 | 0.00011172
6 | 28 | 8 | 324 | 230 | 22 | 0.2 | 0.14 | 390.211 | 36.949 | 366.805 | 349.051 | 0.34905 | 0.27277 | 6 | 27 | 8 | 0.00023942 | 0.00018702
6 | 28 | 9 | 758 | 135 | 24 | 0.3 | 0.14 | 680.479 | 49.257 | 612.08 | 585.635 | 0.58564 | 0.084128 | 6 | 27 | 9 | 0.00040171 | 5.768e-05
6 | 28 | 10 | 822 | 137 | 25 | 0.4 | 0.14 | 852.079 | 55.627 | 741.093 | 710.077 | 0.71008 | 0.40721 | 6 | 27 | 10 | 0.00048706 | 0.00027919
6 | 28 | 11 | 439 | 384 | 26 | 0.4 | 0.14 | 812.641 | 55.109 | 699.889 | 670.333 | 0.67033 | 0.56022 | 6 | 27 | 11 | 0.0004598 | 0.0003841
6 | 28 | 12 | 480 | 406 | 27 | 0.5 | 0.14 | 896.138 | 58.157 | 760.316 | 728.619 | 0.72862 | 0.69129 | 6 | 27 | 12 | 0.00049978 | 0.00047396
6 | 28 | 13 | 416 | 401 | 27 | 0.5 | 0.14 | 818.149 | 55.444 | 702.615 | 672.962 | 0.67296 | 0.62639 | 6 | 27 | 13 | 0.00046161 | 0.00042947
6 | 28 | 14 | 468 | 349 | 27 | 0.5 | 0.14 | 777.784 | 54.074 | 674.92 | 646.248 | 0.64625 | 0.33536 | 6 | 27 | 14 | 0.00044328 | 0.00022993
6 | 28 | 15 | 863 | 108 | 26 | 0.4 | 0.14 | 780.568 | 54.093 | 686.895 | 657.799 | 0.6578 | 0.28797 | 6 | 27 | 15 | 0.0004512 | 0.00019744
6 | 28 | 16 | 812 | 98 | 25 | 0.4 | 0.14 | 589.855 | 46.278 | 540.471 | 516.563 | 0.51656 | 0.31731 | 6 | 27 | 16 | 0.00035433 | 0.00021755
6 | 28 | 17 | 731 | 84 | 24 | 0.3 | 0.14 | 373.31 | 37.785 | 342.367 | 325.48 | 0.32548 | 0.24233 | 6 | 27 | 17 | 0.00022326 | 0.00016615
6 | 28 | 18 | 594 | 63 | 22 | 0.2 | 0.14 | 159.313 | 27.731 | 122.689 | 113.585 | 0.11358 | 0.099763 | 6 | 27 | 18 | 7.7911e-05 | 6.8399e-05
6 | 28 | 19 | 311 | 29 | 20 | 0.2 | 0.14 | 21.849 | 20.818 | 18.043 | 12.647 | 0.012647 | 0.017523 | 6 | 27 | 19 | 8.675e-06 | 1.2014e-05
6 | 28 | 20 | 0 | 0 | 18 | 0.2 | 0.14 | 0 | 18 | 0 | 0 | 0 | 0 | 6 | 27 | 20 | 0 | 0
6 | 28 | 21 | 0 | 0 | 18 | 0.2 | 0.14 | 0 | 18 | 0 | 0 | 0 | 0 | 6 | 27 | 21 | 0 | 0
6 | 28 | 22 | 0 | 0 | 17 | 0.2 | 0.14 | 0 | 17 | 0 | 0 | 0 | 0 | 6 | 27 | 22 | 0 | 0
6 | 28 | 23 | 0 | 0 | 16 | 0.2 | 0.14 | 0 | 16 | 0 | 0 | 0 | 0 | 6 | 27 | 23 | 0 | 0
6 | 29 | 0 | 0 | 0 | 15 | 0.2 | 0.14 | 0 | 15 | 0 | 0 | 0 | 0 | 6 | 28 | 0 | 0 | 0
6 | 29 | 1 | 0 | 0 | 14 | 0.2 | 0.14 | 0 | 14 | 0 | 0 | 0 | 0 | 6 | 28 | 1 | 0 | 0
6 | 29 | 2 | 0 | 0 | 14 | 0.2 | 0.14 | 0 | 14 | 0 | 0 | 0 | 0 | 6 | 28 | 2 | 0 | 0
6 | 29 | 3 | 0 | 0 | 13 | 0.2 | 0.14 | 0 | 13 | 0 | 0 | 0 | 0 | 6 | 28 | 3 | 0 | 0
6 | 29 | 4 | 0 | 0 | 13 | 0.2 | 0.14 | 0 | 13 | 0 | 0 | 0 | 0 | 6 | 28 | 4 | 0 | 0
6 | 29 | 5 | 160 | 12 | 14 | 0.2 | 0.14 | 11.416 | 14.377 | 6.674 | 1.681 | 0.001681 | 0 | 6 | 28 | 5 | 1.1531e-06 | 0
6 | 29 | 6 | 577 | 46 | 17 | 0.2 | 0.14 | 87.637 | 19.942 | 56.872 | 50.101 | 0.050101 | 0.054802 | 6 | 28 | 6 | 3.4366e-05 | 3.7573e-05
6 | 29 | 7 | 753 | 66 | 19 | 0.2 | 0.14 | 299.109 | 30.246 | 268.197 | 253.937 | 0.25394 | 0.16961 | 6 | 28 | 7 | 0.00017418 | 0.00011629
6 | 29 | 8 | 843 | 79 | 21 | 0.3 | 0.14 | 524.441 | 40.528 | 493.847 | 471.591 | 0.47159 | 0.34905 | 6 | 28 | 8 | 0.00032348 | 0.00023932
6 | 29 | 9 | 892 | 89 | 23 | 0.3 | 0.14 | 728.529 | 50.056 | 654.576 | 626.625 | 0.62662 | 0.58564 | 6 | 28 | 9 | 0.00042982 | 0.00040152
6 | 29 | 10 | 914 | 101 | 24 | 0.3 | 0.14 | 891.49 | 57.045 | 771.388 | 739.299 | 0.7393 | 0.71008 | 6 | 28 | 10 | 0.00050711 | 0.00048684
6 | 29 | 11 | 928 | 107 | 25 | 0.3 | 0.14 | 1000.065 | 62.028 | 841.972 | 807.381 | 0.80738 | 0.67033 | 6 | 28 | 11 | 0.00055381 | 0.00045959
6 | 29 | 12 | 931 | 110 | 26 | 0.3 | 0.14 | 1043.965 | 64.637 | 866.707 | 831.24 | 0.83124 | 0.72862 | 6 | 28 | 12 | 0.00057017 | 0.00049956
6 | 29 | 13 | 917 | 116 | 26 | 0.3 | 0.14 | 1019.366 | 63.731 | 850.533 | 815.639 | 0.81564 | 0.67296 | 6 | 28 | 13 | 0.00055947 | 0.0004614
6 | 29 | 14 | 896 | 115 | 26 | 0.2 | 0.14 | 929.621 | 61.533 | 786.627 | 753.998 | 0.754 | 0.64625 | 6 | 28 | 14 | 0.00051719 | 0.00044308
6 | 29 | 15 | 860 | 111 | 26 | 0.2 | 0.14 | 781.621 | 55.921 | 682.357 | 653.422 | 0.65342 | 0.6578 | 6 | 28 | 15 | 0.0004482 | 0.000451
6 | 29 | 16 | 802 | 104 | 26 | 0.2 | 0.14 | 590.205 | 48.645 | 535.299 | 511.575 | 0.51158 | 0.51656 | 6 | 28 | 16 | 0.00035091 | 0.00035417
6 | 29 | 17 | 710 | 91 | 26 | 0.2 | 0.14 | 370.908 | 40.134 | 337.003 | 320.305 | 0.32031 | 0.32548 | 6 | 28 | 17 | 0.00021971 | 0.00022316
6 | 29 | 18 | 553 | 69 | 24 | 0.4 | 0.14 | 157.956 | 29.369 | 122.531 | 113.433 | 0.11343 | 0.11358 | 6 | 28 | 18 | 7.7807e-05 | 7.7876e-05
6 | 29 | 19 | 251 | 32 | 22 | 0.7 | 0.14 | 24.669 | 22.797 | 20.303 | 14.827 | 0.014827 | 0.012647 | 6 | 28 | 19 | 1.017e-05 | 8.671e-06
6 | 29 | 20 | 0 | 0 | 22 | 0.9 | 0.14 | 0 | 22 | 0 | 0 | 0 | 0 | 6 | 28 | 20 | 0 | 0
6 | 29 | 21 | 0 | 0 | 22 | 0.8 | 0.14 | 0 | 22 | 0 | 0 | 0 | 0 | 6 | 28 | 21 | 0 | 0
6 | 29 | 22 | 0 | 0 | 21 | 0.6 | 0.14 | 0 | 21 | 0 | 0 | 0 | 0 | 6 | 28 | 22 | 0 | 0
6 | 29 | 23 | 0 | 0 | 21 | 0.6 | 0.14 | 0 | 21 | 0 | 0 | 0 | 0 | 6 | 28 | 23 | 0 | 0
6 | 30 | 0 | 0 | 0 | 20 | 0.6 | 0.14 | 0 | 20 | 0 | 0 | 0 | 0 | 6 | 29 | 0 | 0 | 0
6 | 30 | 1 | 0 | 0 | 19 | 0.7 | 0.14 | 0 | 19 | 0 | 0 | 0 | 0 | 6 | 29 | 1 | 0 | 0
6 | 30 | 2 | 0 | 0 | 18 | 0.8 | 0.14 | 0 | 18 | 0 | 0 | 0 | 0 | 6 | 29 | 2 | 0 | 0
6 | 30 | 3 | 0 | 0 | 17 | 0.9 | 0.14 | 0 | 17 | 0 | 0 | 0 | 0 | 6 | 29 | 3 | 0 | 0
6 | 30 | 4 | 0 | 0 | 16 | 0.9 | 0.14 | 0 | 16 | 0 | 0 | 0 | 0 | 6 | 29 | 4 | 0 | 0
6 | 30 | 5 | 85 | 11 | 17 | 0.5 | 0.14 | 10.464 | 17.316 | 6.001 | 1.033 | 0.001033 | 0.001681 | 6 | 29 | 5 | 7.0857e-07 | 1.1525e-06
6 | 30 | 6 | 469 | 56 | 19 | 0.1 | 0.14 | 86.767 | 22.112 | 60.538 | 53.636 | 0.053636 | 0.050101 | 6 | 29 | 6 | 3.6791e-05 | 3.435e-05
6 | 30 | 7 | 656 | 83 | 21 | 0.1 | 0.14 | 282.856 | 32.001 | 252.692 | 238.982 | 0.23898 | 0.25394 | 6 | 29 | 7 | 0.00016393 | 0.0001741
6 | 30 | 8 | 756 | 101 | 24 | 0.1 | 0.14 | 499.448 | 43.814 | 463.062 | 441.897 | 0.4419 | 0.47159 | 6 | 29 | 8 | 0.00030311 | 0.00032333
6 | 30 | 9 | 812 | 116 | 26 | 0.1 | 0.14 | 699.382 | 53.673 | 618.025 | 591.37 | 0.59137 | 0.62662 | 6 | 29 | 9 | 0.00040564 | 0.00042963
6 | 30 | 10 | 845 | 128 | 27 | 0.1 | 0.14 | 858.327 | 60.9 | 729.858 | 699.24 | 0.69924 | 0.7393 | 6 | 29 | 10 | 0.00047963 | 0.00050688
6 | 30 | 11 | 863 | 135 | 28 | 0.1 | 0.14 | 965.159 | 66.077 | 797.794 | 764.769 | 0.76477 | 0.80738 | 6 | 29 | 11 | 0.00052458 | 0.00055356
6 | 30 | 12 | 870 | 138 | 28 | 0 | 0.14 | 1010.498 | 69.176 | 821.697 | 787.825 | 0.78782 | 0.83124 | 6 | 29 | 12 | 0.00054039 | 0.00056991
6 | 30 | 13 | 868 | 135 | 29 | 0 | 0.14 | 990.11 | 69.353 | 805.299 | 772.008 | 0.77201 | 0.81564 | 6 | 29 | 13 | 0.00052954 | 0.00055922
6 | 30 | 14 | 836 | 140 | 29 | 0 | 0.14 | 900.038 | 65.709 | 747.155 | 715.924 | 0.71592 | 0.754 | 6 | 29 | 14 | 0.00049107 | 0.00051696
6 | 30 | 15 | 789 | 139 | 29 | 0 | 0.14 | 757.238 | 59.929 | 648.844 | 621.097 | 0.6211 | 0.65342 | 6 | 29 | 15 | 0.00042603 | 0.000448
6 | 30 | 16 | 728 | 128 | 30 | 0.1 | 0.14 | 569.202 | 52.55 | 506.857 | 484.141 | 0.48414 | 0.51158 | 6 | 29 | 16 | 0.00033209 | 0.00035075
6 | 30 | 17 | 645 | 106 | 30 | 0.2 | 0.14 | 359.656 | 43.71 | 322.012 | 305.846 | 0.30585 | 0.32031 | 6 | 29 | 17 | 0.00020979 | 0.00021961
6 | 30 | 18 | 485 | 80 | 28 | 0.1 | 0.14 | 156.468 | 33.891 | 122 | 112.921 | 0.11292 | 0.11343 | 6 | 29 | 18 | 7.7456e-05 | 7.7772e-05
6 | 30 | 19 | 94 | 36 | 22 | 0.4 | 0.14 | 28.877 | 23.017 | 23.927 | 18.322 | 0.018322 | 0.014827 | 6 | 29 | 19 | 1.2568e-05 | 1.0166e-05
6 | 30 | 20 | 0 | 0 | 20 | 0.6 | 0.14 | 0 | 20 | 0 | 0 | 0 | 0 | 6 | 29 | 20 | 0 | 0
6 | 30 | 21 | 0 | 0 | 19 | 0.5 | 0.14 | 0 | 19 | 0 | 0 | 0 | 0 | 6 | 29 | 21 | 0 | 0
6 | 30 | 22 | 0 | 0 | 19 | 0.4 | 0.14 | 0 | 19 | 0 | 0 | 0 | 0 | 6 | 29 | 22 | 0 | 0
6 | 30 | 23 | 0 | 0 | 18 | 0.2 | 0.14 | 0 | 18 | 0 | 0 | 0 | 0 | 6 | 29 | 23 | 0 | 0
7 | 1 | 0 | 0 | 0 | 18 | 0.1 | 0.14 | 0 | 18 | 0 | 0 | 0 | 0 | 6 | 30 | 0 | 0 | 0
7 | 1 | 1 | 0 | 0 | 18 | 0.1 | 0.14 | 0 | 18 | 0 | 0 | 0 | 0 | 6 | 30 | 1 | 0 | 0
7 | 1 | 2 | 0 | 0 | 18 | 0.1 | 0.14 | 0 | 18 | 0 | 0 | 0 | 0 | 6 | 30 | 2 | 0 | 0
7 | 1 | 3 | 0 | 0 | 17 | 0.1 | 0.14 | 0 | 17 | 0 | 0 | 0 | 0 | 6 | 30 | 3 | 0 | 0
7 | 1 | 4 | 0 | 0 | 17 | 0.1 | 0.14 | 0 | 17 | 0 | 0 | 0 | 0 | 6 | 30 | 4 | 0 | 0
7 | 1 | 5 | 14 | 6 | 18 | 0.1 | 0.14 | 5.708 | 18.195 | 3.158 | 0 | 0 | 0.001033 | 6 | 30 | 5 | 0 | 7.0824e-07
7 | 1 | 6 | 221 | 84 | 21 | 0.2 | 0.14 | 89.724 | 24.312 | 74.139 | 66.756 | 0.066756 | 0.053636 | 6 | 30 | 6 | 4.579e-05 | 3.6774e-05
7 | 1 | 7 | 435 | 138 | 23 | 0.2 | 0.14 | 262.981 | 32.954 | 237.815 | 224.632 | 0.22463 | 0.23898 | 6 | 30 | 7 | 0.00015408 | 0.00016385
7 | 1 | 8 | 587 | 164 | 26 | 0.3 | 0.14 | 469.872 | 43.474 | 434.221 | 414.078 | 0.41408 | 0.4419 | 6 | 30 | 8 | 0.00028403 | 0.00030297
7 | 1 | 9 | 431 | 276 | 28 | 0.3 | 0.14 | 580.95 | 49.522 | 517.717 | 494.616 | 0.49462 | 0.59137 | 6 | 30 | 9 | 0.00033927 | 0.00040545
7 | 1 | 10 | 743 | 183 | 29 | 0.3 | 0.14 | 830.994 | 59.778 | 708.858 | 678.984 | 0.67898 | 0.69924 | 6 | 30 | 10 | 0.00046574 | 0.00047941
7 | 1 | 11 | 764 | 194 | 30 | 0.3 | 0.14 | 934.45 | 64.573 | 776.556 | 744.283 | 0.74428 | 0.76477 | 6 | 30 | 11 | 0.00051053 | 0.00052434
7 | 1 | 12 | 768 | 201 | 31 | 0.4 | 0.14 | 977.945 | 66.083 | 805.401 | 772.107 | 0.77211 | 0.78782 | 6 | 30 | 12 | 0.00052961 | 0.00054015
7 | 1 | 13 | 732 | 220 | 32 | 0.4 | 0.14 | 952.151 | 66.157 | 784.131 | 751.59 | 0.75159 | 0.77201 | 6 | 30 | 13 | 0.00051554 | 0.0005293
7 | 1 | 14 | 706 | 215 | 31 | 0.4 | 0.14 | 864.948 | 62.053 | 728.234 | 697.673 | 0.69767 | 0.71592 | 6 | 30 | 14 | 0.00047856 | 0.00049085
7 | 1 | 15 | 662 | 203 | 30 | 0.4 | 0.14 | 722.992 | 55.994 | 628.629 | 601.598 | 0.6016 | 0.6211 | 6 | 30 | 15 | 0.00041265 | 0.00042584
7 | 1 | 16 | 605 | 178 | 29 | 0.4 | 0.14 | 543.467 | 48.583 | 490.626 | 468.485 | 0.46849 | 0.48414 | 6 | 30 | 16 | 0.00032135 | 0.00033194
7 | 1 | 17 | 518 | 143 | 28 | 0.3 | 0.14 | 342.453 | 40.66 | 310.933 | 295.159 | 0.29516 | 0.30585 | 6 | 30 | 17 | 0.00020246 | 0.00020969
7 | 1 | 18 | 156 | 106 | 27 | 0.2 | 0.14 | 122.168 | 31.599 | 105.874 | 97.367 | 0.097367 | 0.11292 | 6 | 30 | 18 | 6.6787e-05 | 7.7421e-05
7 | 1 | 19 | 91 | 35 | 25 | 0.2 | 0.14 | 28.127 | 26.053 | 22.923 | 17.354 | 0.017354 | 0.018322 | 6 | 30 | 19 | 1.1904e-05 | 1.2562e-05
7 | 1 | 20 | 0 | 0 | 23 | 0.2 | 0.14 | 0 | 23 | 0 | 0 | 0 | 0 | 6 | 30 | 20 | 0 | 0
7 | 1 | 21 | 0 | 0 | 23 | 0.2 | 0.14 | 0 | 23 | 0 | 0 | 0 | 0 | 6 | 30 | 21 | 0 | 0
7 | 1 | 22 | 0 | 0 | 23 | 0.2 | 0.14 | 0 | 23 | 0 | 0 | 0 | 0 | 6 | 30 | 22 | 0 | 0
7 | 1 | 23 | 0 | 0 | 22 | 0.2 | 0.14 | 0 | 22 | 0 | 0 | 0 | 0 | 6 | 30 | 23 | 0 | 0
7 | 2 | 0 | 0 | 0 | 22 | 0.2 | 0.14 | 0 | 22 | 0 | 0 | 0 | 0 | 7 | 1 | 0 | 0 | 0
7 | 2 | 1 | 0 | 0 | 21 | 0.2 | 0.14 | 0 | 21 | 0 | 0 | 0 | 0 | 7 | 1 | 1 | 0 | 0
7 | 2 | 2 | 0 | 0 | 20 | 0.2 | 0.14 | 0 | 20 | 0 | 0 | 0 | 0 | 7 | 1 | 2 | 0 | 0
7 | 2 | 3 | 0 | 0 | 20 | 0.2 | 0.14 | 0 | 20 | 0 | 0 | 0 | 0 | 7 | 1 | 3 | 0 | 0
7 | 2 | 4 | 0 | 0 | 20 | 0.1 | 0.14 | 0 | 20 | 0 | 0 | 0 | 0 | 7 | 1 | 4 | 0 | 0
7 | 2 | 5 | 0 | 7 | 20 | 0.2 | 0.14 | 6.659 | 20.22 | 3.674 | 0 | 0 | 0 | 7 | 1 | 5 | 0 | 0
7 | 2 | 6 | 75 | 75 | 22 | 0.3 | 0.14 | 71.432 | 24.612 | 62.909 | 55.924 | 0.055924 | 0.066756 | 7 | 1 | 6 | 3.836e-05 | 4.5769e-05
7 | 2 | 7 | 478 | 113 | 24 | 0.3 | 0.14 | 253.129 | 33.267 | 226.746 | 213.956 | 0.21396 | 0.22463 | 7 | 1 | 7 | 0.00014676 | 0.00015401
7 | 2 | 8 | 447 | 197 | 27 | 0.4 | 0.14 | 425.245 | 42.33 | 393.007 | 374.325 | 0.37432 | 0.41408 | 7 | 1 | 8 | 0.00025676 | 0.0002839
7 | 2 | 9 | 476 | 256 | 30 | 0.5 | 0.14 | 593.731 | 50.724 | 527.159 | 503.724 | 0.50372 | 0.49462 | 7 | 1 | 9 | 0.00034552 | 0.00033912
7 | 2 | 10 | 402 | 349 | 31 | 0.6 | 0.14 | 697.401 | 54.595 | 604.169 | 578.005 | 0.578 | 0.67898 | 7 | 1 | 10 | 0.00039647 | 0.00046552
7 | 2 | 11 | 708 | 235 | 32 | 0.5 | 0.14 | 925.629 | 64.245 | 769.466 | 737.445 | 0.73745 | 0.74428 | 7 | 1 | 11 | 0.00050584 | 0.00051029
7 | 2 | 12 | 712 | 243 | 33 | 0.5 | 0.14 | 969.031 | 66.741 | 794.779 | 761.861 | 0.76186 | 0.77211 | 7 | 1 | 12 | 0.00052258 | 0.00052937
7 | 2 | 13 | 661 | 274 | 33 | 0.5 | 0.14 | 935.917 | 65.585 | 771.715 | 739.613 | 0.73961 | 0.75159 | 7 | 1 | 13 | 0.00050732 | 0.0005153
7 | 2 | 14 | 171 | 428 | 33 | 0.5 | 0.14 | 575.347 | 52.986 | 496.948 | 474.583 | 0.47458 | 0.69767 | 7 | 1 | 14 | 0.00032553 | 0.00047834
7 | 2 | 15 | 154 | 374 | 32 | 0.4 | 0.14 | 482.229 | 49.279 | 424.285 | 404.494 | 0.40449 | 0.6016 | 7 | 1 | 15 | 0.00027745 | 0.00041247
7 | 2 | 16 | 529 | 216 | 31 | 0.4 | 0.14 | 532.042 | 50.162 | 476.038 | 454.414 | 0.45441 | 0.46849 | 7 | 1 | 16 | 0.0003117 | 0.0003212
7 | 2 | 17 | 447 | 168 | 30 | 0.3 | 0.14 | 337.42 | 42.479 | 304.39 | 288.848 | 0.28885 | 0.29516 | 7 | 1 | 17 | 0.00019813 | 0.00020237
7 | 2 | 18 | 315 | 109 | 27 | 0.2 | 0.14 | 152.019 | 32.648 | 126.542 | 117.302 | 0.1173 | 0.097367 | 7 | 1 | 18 | 8.0461e-05 | 6.6757e-05
7 | 2 | 19 | 103 | 35 | 25 | 0.2 | 0.14 | 28.127 | 26.053 | 22.9 | 17.332 | 0.017332 | 0.017354 | 7 | 1 | 19 | 1.1889e-05 | 1.1898e-05
7 | 2 | 20 | 0 | 0 | 24 | 0.2 | 0.14 | 0 | 24 | 0 | 0 | 0 | 0 | 7 | 1 | 20 | 0 | 0
7 | 2 | 21 | 0 | 0 | 23 | 0.2 | 0.14 | 0 | 23 | 0 | 0 | 0 | 0 | 7 | 1 | 21 | 0 | 0
7 | 2 | 22 | 0 | 0 | 23 | 0.2 | 0.14 | 0 | 23 | 0 | 0 | 0 | 0 | 7 | 1 | 22 | 0 | 0
7 | 2 | 23 | 0 | 0 | 22 | 0.2 | 0.14 | 0 | 22 | 0 | 0 | 0 | 0 | 7 | 1 | 23 | 0 | 0
7 | 3 | 0 | 0 | 0 | 21 | 0.1 | 0.14 | 0 | 21 | 0 | 0 | 0 | 0 | 7 | 2 | 0 | 0 | 0
7 | 3 | 1 | 0 | 0 | 21 | 0.1 | 0.14 | 0 | 21 | 0 | 0 | 0 | 0 | 7 | 2 | 1 | 0 | 0
7 | 3 | 2 | 0 | 0 | 21 | 0.1 | 0.14 | 0 | 21 | 0 | 0 | 0 | 0 | 7 | 2 | 2 | 0 | 0
7 | 3 | 3 | 0 | 0 | 21 | 0.1 | 0.14 | 0 | 21 | 0 | 0 | 0 | 0 | 7 | 2 | 3 | 0 | 0
7 | 3 | 4 | 0 | 0 | 21 | 0.1 | 0.14 | 0 | 21 | 0 | 0 | 0 | 0 | 7 | 2 | 4 | 0 | 0
7 | 3 | 5 | 6 | 4 | 21 | 0.1 | 0.14 | 3.805 | 21.13 | 2.026 | 0 | 0 | 0 | 7 | 2 | 5 | 0 | 0
7 | 3 | 6 | 0 | 54 | 22 | 0.2 | 0.14 | 49.685 | 23.901 | 45.487 | 39.119 | 0.039119 | 0.055924 | 7 | 2 | 6 | 2.6833e-05 | 3.8343e-05
7 | 3 | 7 | 10 | 134 | 24 | 0.2 | 0.14 | 126.409 | 28.841 | 118.274 | 109.327 | 0.10933 | 0.21396 | 7 | 2 | 7 | 7.4991e-05 | 0.00014669
7 | 3 | 8 | 16 | 209 | 27 | 0.3 | 0.14 | 202.658 | 34.503 | 186.727 | 175.355 | 0.17535 | 0.37432 | 7 | 2 | 8 | 0.00012028 | 0.00025664
7 | 3 | 9 | 460 | 293 | 29 | 0.3 | 0.14 | 617.225 | 51.867 | 545.015 | 520.947 | 0.52095 | 0.50372 | 7 | 2 | 9 | 0.00035733 | 0.00034536
7 | 3 | 10 | 568 | 288 | 31 | 0.4 | 0.14 | 781.109 | 59.036 | 666.153 | 637.792 | 0.63779 | 0.578 | 7 | 2 | 10 | 0.00043748 | 0.00039629
7 | 3 | 11 | 639 | 276 | 32 | 0.5 | 0.14 | 899.537 | 63.324 | 750.092 | 718.757 | 0.71876 | 0.73745 | 7 | 2 | 11 | 0.00049302 | 0.00050561
7 | 3 | 12 | 677 | 265 | 33 | 0.5 | 0.14 | 955.868 | 66.277 | 785.265 | 752.683 | 0.75268 | 0.76186 | 7 | 2 | 12 | 0.00051629 | 0.00052235
7 | 3 | 13 | 637 | 290 | 33 | 0.5 | 0.14 | 928.066 | 65.307 | 765.903 | 734.007 | 0.73401 | 0.73961 | 7 | 2 | 13 | 0.00050348 | 0.00050709
7 | 3 | 14 | 636 | 266 | 32 | 0.5 | 0.14 | 851.821 | 61.68 | 717.292 | 687.12 | 0.68712 | 0.47458 | 7 | 2 | 14 | 0.00047132 | 0.00032538
7 | 3 | 15 | 614 | 237 | 32 | 0.5 | 0.14 | 718.995 | 57.09 | 621.404 | 594.629 | 0.59463 | 0.40449 | 7 | 2 | 15 | 0.00040787 | 0.00027733
7 | 3 | 16 | 567 | 202 | 31 | 0.4 | 0.14 | 542.056 | 50.527 | 484.791 | 462.856 | 0.46286 | 0.45441 | 7 | 2 | 16 | 0.00031749 | 0.00031155
7 | 3 | 17 | 486 | 159 | 30 | 0.3 | 0.14 | 344.967 | 42.757 | 310.855 | 295.084 | 0.29508 | 0.28885 | 7 | 2 | 17 | 0.00020241 | 0.00019804
7 | 3 | 18 | 347 | 106 | 27 | 0.2 | 0.14 | 154.735 | 32.732 | 127.592 | 118.315 | 0.11832 | 0.1173 | 7 | 2 | 18 | 8.1156e-05 | 8.0424e-05
7 | 3 | 19 | 120 | 36 | 25 | 0.2 | 0.14 | 28.875 | 26.081 | 23.506 | 17.917 | 0.017917 | 0.017332 | 7 | 2 | 19 | 1.229e-05 | 1.1883e-05
7 | 3 | 20 | 0 | 0 | 24 | 0.2 | 0.14 | 0 | 24 | 0 | 0 | 0 | 0 | 7 | 2 | 20 | 0 | 0
7 | 3 | 21 | 0 | 0 | 23 | 0.2 | 0.14 | 0 | 23 | 0 | 0 | 0 | 0 | 7 | 2 | 21 | 0 | 0
7 | 3 | 22 | 0 | 0 | 23 | 0.2 | 0.14 | 0 | 23 | 0 | 0 | 0 | 0 | 7 | 2 | 22 | 0 | 0
7 | 3 | 23 | 0 | 0 | 23 | 0.2 | 0.14 | 0 | 23 | 0 | 0 | 0 | 0 | 7 | 2 | 23 | 0 | 0
7 | 4 | 0 | 0 | 0 | 23 | 0.2 | 0.14 | 0 | 23 | 0 | 0 | 0 | 0 | 7 | 3 | 0 | 0 | 0
7 | 4 | 1 | 0 | 0 | 23 | 0.2 | 0.14 | 0 | 23 | 0 | 0 | 0 | 0 | 7 | 3 | 1 | 0 | 0
7 | 4 | 2 | 0 | 0 | 23 | 0.2 | 0.14 | 0 | 23 | 0 | 0 | 0 | 0 | 7 | 3 | 2 | 0 | 0
7 | 4 | 3 | 0 | 0 | 23 | 0.2 | 0.14 | 0 | 23 | 0 | 0 | 0 | 0 | 7 | 3 | 3 | 0 | 0
7 | 4 | 4 | 0 | 0 | 22 | 0.1 | 0.14 | 0 | 22 | 0 | 0 | 0 | 0 | 7 | 3 | 4 | 0 | 0
7 | 4 | 5 | 0 | 6 | 22 | 0.1 | 0.14 | 5.708 | 22.195 | 3.089 | 0 | 0 | 0 | 7 | 3 | 5 | 0 | 0
7 | 4 | 6 | 260 | 67 | 24 | 0.2 | 0.14 | 76.636 | 26.784 | 59.178 | 52.325 | 0.052325 | 0.039119 | 7 | 3 | 6 | 3.5891e-05 | 2.6821e-05
7 | 4 | 7 | 336 | 137 | 26 | 0.3 | 0.14 | 229.796 | 34.44 | 206.552 | 194.477 | 0.19448 | 0.10933 | 7 | 3 | 7 | 0.0001334 | 7.4957e-05
7 | 4 | 8 | 97 | 245 | 28 | 0.4 | 0.14 | 279.962 | 38.066 | 257.918 | 244.023 | 0.24402 | 0.17535 | 7 | 3 | 8 | 0.00016738 | 0.00012023
7 | 4 | 9 | 0 | 94 | 29 | 0.5 | 0.14 | 87.569 | 32.044 | 77.832 | 70.318 | 0.070318 | 0.52095 | 7 | 3 | 9 | 4.8233e-05 | 0.00035717
7 | 4 | 10 | 65 | 383 | 30 | 0.5 | 0.14 | 424.455 | 44.738 | 377.041 | 358.925 | 0.35892 | 0.63779 | 7 | 3 | 10 | 0.0002462 | 0.00043728
7 | 4 | 11 | 419 | 386 | 30 | 0.5 | 0.14 | 795.483 | 57.665 | 677.475 | 648.713 | 0.64871 | 0.71876 | 7 | 3 | 11 | 0.00044497 | 0.00049279
7 | 4 | 12 | 138 | 483 | 29 | 0.5 | 0.14 | 617.85 | 50.432 | 537.277 | 513.483 | 0.51348 | 0.75268 | 7 | 3 | 12 | 0.00035221 | 0.00051605
7 | 4 | 13 | 160 | 449 | 28 | 0.4 | 0.14 | 602.197 | 49.525 | 526.44 | 503.03 | 0.50303 | 0.73401 | 7 | 3 | 13 | 0.00034504 | 0.00050325
7 | 4 | 14 | 254 | 425 | 27 | 0.4 | 0.14 | 654.248 | 50.422 | 573.422 | 548.347 | 0.54835 | 0.68712 | 7 | 3 | 14 | 0.00037613 | 0.0004711
7 | 4 | 15 | 0 | 59 | 26 | 0.3 | 0.14 | 54.944 | 28.026 | 48.497 | 42.022 | 0.042022 | 0.59463 | 7 | 3 | 15 | 2.8824e-05 | 0.00040769
7 | 4 | 16 | 0 | 102 | 25 | 0.2 | 0.14 | 94.976 | 28.622 | 86.532 | 78.709 | 0.078709 | 0.46286 | 7 | 3 | 16 | 5.3989e-05 | 0.00031734
7 | 4 | 17 | 0 | 61 | 24 | 0.2 | 0.14 | 56.683 | 26.169 | 51.676 | 45.089 | 0.045089 | 0.29508 | 7 | 3 | 17 | 3.0928e-05 | 0.00020232
7 | 4 | 18 | 68 | 106 | 24 | 0.1 | 0.14 | 107.448 | 28.218 | 97.336 | 89.131 | 0.089131 | 0.11832 | 7 | 3 | 18 | 6.1138e-05 | 8.1119e-05
7 | 4 | 19 | 0 | 28 | 23 | 0.1 | 0.14 | 25.695 | 23.993 | 20.983 | 15.483 | 0.015483 | 0.017917 | 7 | 3 | 19 | 1.062e-05 | 1.2284e-05
7 | 4 | 20 | 0 | 0 | 22 | 0.1 | 0.14 | 0 | 22 | 0 | 0 | 0 | 0 | 7 | 3 | 20 | 0 | 0
7 | 4 | 21 | 0 | 0 | 22 | 0.1 | 0.14 | 0 | 22 | 0 | 0 | 0 | 0 | 7 | 3 | 21 | 0 | 0
7 | 4 | 22 | 0 | 0 | 22 | 0.1 | 0.14 | 0 | 22 | 0 | 0 | 0 | 0 | 7 | 3 | 22 | 0 | 0
7 | 4 | 23 | 0 | 0 | 21 | 0.1 | 0.14 | 0 | 21 | 0 | 0 | 0 | 0 | 7 | 3 | 23 | 0 | 0
7 | 5 | 0 | 0 | 0 | 21 | 0.1 | 0.14 | 0 | 21 | 0 | 0 | 0 | 0 | 7 | 4 | 0 | 0 | 0
7 | 5 | 1 | 0 | 0 | 21 | 0.1 | 0.14 | 0 | 21 | 0 | 0 | 0 | 0 | 7 | 4 | 1 | 0 | 0
7 | 5 | 2 | 0 | 0 | 20 | 0.1 | 0.14 | 0 | 20 | 0 | 0 | 0 | 0 | 7 | 4 | 2 | 0 | 0
7 | 5 | 3 | 0 | 0 | 20 | 0.1 | 0.14 | 0 | 20 | 0 | 0 | 0 | 0 | 7 | 4 | 3 | 0 | 0
7 | 5 | 4 | 0 | 0 | 20 | 0.1 | 0.14 | 0 | 20 | 0 | 0 | 0 | 0 | 7 | 4 | 4 | 0 | 0
7 | 5 | 5 | 0 | 4 | 20 | 0.1 | 0.14 | 3.805 | 20.13 | 2.037 | 0 | 0 | 0 | 7 | 4 | 5 | 0 | 0
7 | 5 | 6 | 0 | 13 | 20 | 0.2 | 0.14 | 12.037 | 20.461 | 10.453 | 5.326 | 0.005326 | 0.052325 | 7 | 4 | 6 | 3.6533e-06 | 3.5875e-05
7 | 5 | 7 | 42 | 148 | 20 | 0.2 | 0.14 | 148.644 | 25.685 | 141.04 | 131.286 | 0.13129 | 0.19448 | 7 | 4 | 7 | 9.0053e-05 | 0.00013334
7 | 5 | 8 | 15 | 195 | 21 | 0.3 | 0.14 | 189.131 | 28.003 | 178.653 | 167.567 | 0.16757 | 0.24402 | 7 | 4 | 8 | 0.00011494 | 0.00016731
7 | 5 | 9 | 5 | 184 | 23 | 0.3 | 0.14 | 175.481 | 29.477 | 162.401 | 151.89 | 0.15189 | 0.070318 | 7 | 4 | 9 | 0.00010419 | 4.8211e-05
7 | 5 | 10 | 6 | 182 | 24 | 0.4 | 0.14 | 175.643 | 30.277 | 160.833 | 150.377 | 0.15038 | 0.35892 | 7 | 4 | 10 | 0.00010315 | 0.00024609
7 | 5 | 11 | 12 | 251 | 25 | 0.4 | 0.14 | 247.952 | 33.851 | 225.514 | 212.767 | 0.21277 | 0.64871 | 7 | 4 | 11 | 0.00014594 | 0.00044477
7 | 5 | 12 | 14 | 273 | 25 | 0.5 | 0.14 | 271.835 | 34.417 | 246.986 | 233.478 | 0.23348 | 0.51348 | 7 | 4 | 12 | 0.00016015 | 0.00035205
7 | 5 | 13 | 52 | 425 | 26 | 0.5 | 0.14 | 464.531 | 42.103 | 415.554 | 396.073 | 0.39607 | 0.50303 | 7 | 4 | 13 | 0.00027168 | 0.00034489
7 | 5 | 14 | 63 | 394 | 25 | 0.6 | 0.14 | 437.808 | 39.764 | 396.476 | 377.671 | 0.37767 | 0.54835 | 7 | 4 | 14 | 0.00025906 | 0.00037596
7 | 5 | 15 | 721 | 179 | 25 | 0.6 | 0.14 | 746.929 | 50.345 | 666.093 | 637.734 | 0.63773 | 0.042022 | 7 | 4 | 15 | 0.00043744 | 2.8811e-05
7 | 5 | 16 | 693 | 148 | 24 | 0.6 | 0.14 | 569.32 | 43.365 | 526.554 | 503.14 | 0.50314 | 0.078709 | 7 | 4 | 16 | 0.00034512 | 5.3964e-05
7 | 5 | 17 | 638 | 114 | 23 | 0.5 | 0.14 | 365.91 | 35.736 | 339.232 | 322.456 | 0.32246 | 0.045089 | 7 | 4 | 17 | 0.00022118 | 3.0914e-05
7 | 5 | 18 | 519 | 77 | 21 | 0.4 | 0.14 | 160.557 | 26.488 | 128.365 | 119.06 | 0.11906 | 0.089131 | 7 | 4 | 18 | 8.1667e-05 | 6.111e-05
7 | 5 | 19 | 252 | 32 | 19 | 0.2 | 0.14 | 24.813 | 19.928 | 20.564 | 15.079 | 0.015079 | 0.015483 | 7 | 4 | 19 | 1.0343e-05 | 1.0615e-05
7 | 5 | 20 | 0 | 0 | 17 | 0.2 | 0.14 | 0 | 17 | 0 | 0 | 0 | 0 | 7 | 4 | 20 | 0 | 0
7 | 5 | 21 | 0 | 0 | 16 | 0.2 | 0.14 | 0 | 16 | 0 | 0 | 0 | 0 | 7 | 4 | 21 | 0 | 0
7 | 5 | 22 | 0 | 0 | 15 | 0.2 | 0.14 | 0 | 15 | 0 | 0 | 0 | 0 | 7 | 4 | 22 | 0 | 0
7 | 5 | 23 | 0 | 0 | 15 | 0.2 | 0.14 | 0 | 15 | 0 | 0 | 0 | 0 | 7 | 4 | 23 | 0 | 0
7 | 6 | 0 | 0 | 0 | 14 | 0.2 | 0.14 | 0 | 14 | 0 | 0 | 0 | 0 | 7 | 5 | 0 | 0 | 0
7 | 6 | 1 | 0 | 0 | 13 | 0.1 | 0.14 | 0 | 13 | 0 | 0 | 0 | 0 | 7 | 5 | 1 | 0 | 0
7 | 6 | 2 | 0 | 0 | 13 | 0.1 | 0.14 | 0 | 13 | 0 | 0 | 0 | 0 | 7 | 5 | 2 | 0 | 0
7 | 6 | 3 | 0 | 0 | 12 | 0.1 | 0.14 | 0 | 12 | 0 | 0 | 0 | 0 | 7 | 5 | 3 | 0 | 0
7 | 6 | 4 | 0 | 0 | 12 | 0.1 | 0.14 | 0 | 12 | 0 | 0 | 0 | 0 | 7 | 5 | 4 | 0 | 0
7 | 6 | 5 | 65 | 9 | 13 | 0.1 | 0.14 | 8.562 | 13.292 | 4.962 | 0.03 | 3e-05 | 0 | 7 | 5 | 5 | 2.0578e-08 | 0
7 | 6 | 6 | 473 | 54 | 16 | 0.2 | 0.14 | 82.011 | 18.834 | 57.186 | 50.403 | 0.050403 | 0.005326 | 7 | 5 | 6 | 3.4573e-05 | 3.6516e-06
7 | 6 | 7 | 676 | 79 | 19 | 0.3 | 0.14 | 281.341 | 29.251 | 252.805 | 239.09 | 0.23909 | 0.13129 | 7 | 5 | 7 | 0.000164 | 9.0012e-05
7 | 6 | 8 | 785 | 95 | 21 | 0.3 | 0.14 | 505.178 | 39.809 | 476.676 | 455.03 | 0.45503 | 0.16757 | 7 | 5 | 8 | 0.00031212 | 0.00011489
7 | 6 | 9 | 846 | 108 | 22 | 0.4 | 0.14 | 711.073 | 47.615 | 645.232 | 617.613 | 0.61761 | 0.15189 | 7 | 5 | 9 | 0.00042364 | 0.00010414
7 | 6 | 10 | 860 | 129 | 23 | 0.4 | 0.14 | 870.589 | 54.299 | 761.982 | 730.226 | 0.73023 | 0.15038 | 7 | 5 | 10 | 0.00050088 | 0.0001031
7 | 6 | 11 | 876 | 138 | 24 | 0.4 | 0.14 | 980.099 | 59.196 | 835.248 | 800.896 | 0.8009 | 0.21277 | 7 | 5 | 11 | 0.00054936 | 0.00014588
7 | 6 | 12 | 222 | 479 | 25 | 0.4 | 0.14 | 698.106 | 49.959 | 610.412 | 584.027 | 0.58403 | 0.23348 | 7 | 5 | 12 | 0.0004006 | 0.00016008
7 | 6 | 13 | 342 | 428 | 26 | 0.4 | 0.14 | 767.854 | 53.483 | 664.095 | 635.807 | 0.63581 | 0.39607 | 7 | 5 | 13 | 0.00043612 | 0.00027156
7 | 6 | 14 | 20 | 312 | 25 | 0.4 | 0.14 | 312.608 | 36.167 | 284.349 | 269.517 | 0.26952 | 0.37767 | 7 | 5 | 14 | 0.00018487 | 0.00025894
7 | 6 | 15 | 746 | 172 | 25 | 0.4 | 0.14 | 759.854 | 52.33 | 672.18 | 643.606 | 0.64361 | 0.63773 | 7 | 5 | 15 | 0.00044147 | 0.00043724
7 | 6 | 16 | 220 | 289 | 24 | 0.4 | 0.14 | 408.831 | 38.695 | 379.133 | 360.943 | 0.36094 | 0.50314 | 7 | 5 | 16 | 0.00024758 | 0.00034496
7 | 6 | 17 | 575 | 133 | 23 | 0.3 | 0.14 | 358.793 | 36.264 | 332.156 | 315.631 | 0.31563 | 0.32246 | 7 | 5 | 17 | 0.0002165 | 0.00022108
7 | 6 | 18 | 427 | 92 | 21 | 0.2 | 0.14 | 156.843 | 26.76 | 129.056 | 119.727 | 0.11973 | 0.11906 | 7 | 5 | 18 | 8.2124e-05 | 8.163e-05
7 | 6 | 19 | 176 | 34 | 19 | 0.1 | 0.14 | 25.801 | 19.996 | 21.371 | 15.858 | 0.015858 | 0.015079 | 7 | 5 | 19 | 1.0877e-05 | 1.0338e-05
7 | 6 | 20 | 0 | 0 | 17 | 0.1 | 0.14 | 0 | 17 | 0 | 0 | 0 | 0 | 7 | 5 | 20 | 0 | 0
7 | 6 | 21 | 0 | 0 | 16 | 0.1 | 0.14 | 0 | 16 | 0 | 0 | 0 | 0 | 7 | 5 | 21 | 0 | 0
7 | 6 | 22 | 0 | 0 | 15 | 0.2 | 0.14 | 0 | 15 | 0 | 0 | 0 | 0 | 7 | 5 | 22 | 0 | 0
7 | 6 | 23 | 0 | 0 | 15 | 0.2 | 0.14 | 0 | 15 | 0 | 0 | 0 | 0 | 7 | 5 | 23 | 0 | 0
7 | 7 | 0 | 0 | 0 | 15 | 0.2 | 0.14 | 0 | 15 | 0 | 0 | 0 | 0 | 7 | 6 | 0 | 0 | 0
7 | 7 | 1 | 0 | 0 | 14 | 0.2 | 0.14 | 0 | 14 | 0 | 0 | 0 | 0 | 7 | 6 | 1 | 0 | 0
7 | 7 | 2 | 0 | 0 | 14 | 0.2 | 0.14 | 0 | 14 | 0 | 0 | 0 | 0 | 7 | 6 | 2 | 0 | 0
7 | 7 | 3 | 0 | 0 | 13 | 0.1 | 0.14 | 0 | 13 | 0 | 0 | 0 | 0 | 7 | 6 | 3 | 0 | 0
7 | 7 | 4 | 0 | 0 | 13 | 0.1 | 0.14 | 0 | 13 | 0 | 0 | 0 | 0 | 7 | 6 | 4 | 0 | 0
7 | 7 | 5 | 55 | 8 | 14 | 0.1 | 0.14 | 7.61 | 14.26 | 4.363 | 0 | 0 | 3e-05 | 7 | 6 | 5 | 0 | 2.0569e-08
7 | 7 | 6 | 438 | 57 | 17 | 0.2 | 0.14 | 81.502 | 19.845 | 58.105 | 51.29 | 0.05129 | 0.050403 | 7 | 6 | 6 | 3.5181e-05 | 3.4557e-05
7 | 7 | 7 | 637 | 87 | 20 | 0.2 | 0.14 | 276.301 | 30.395 | 247.595 | 234.066 | 0.23407 | 0.23909 | 7 | 6 | 7 | 0.00016055 | 0.00016392
7 | 7 | 8 | 741 | 110 | 22 | 0.3 | 0.14 | 495.639 | 40.45 | 465.969 | 444.701 | 0.4447 | 0.45503 | 7 | 6 | 8 | 0.00030503 | 0.00031198
7 | 7 | 9 | 801 | 128 | 23 | 0.3 | 0.14 | 700.368 | 49.002 | 631.317 | 604.19 | 0.60419 | 0.61761 | 7 | 6 | 9 | 0.00041443 | 0.00042345
7 | 7 | 10 | 840 | 139 | 25 | 0.3 | 0.14 | 867.217 | 57.136 | 749.55 | 718.234 | 0.71823 | 0.73023 | 7 | 6 | 10 | 0.00049266 | 0.00050066
7 | 7 | 11 | 863 | 145 | 26 | 0.3 | 0.14 | 974.405 | 62.07 | 819.902 | 786.093 | 0.78609 | 0.8009 | 7 | 6 | 11 | 0.00053921 | 0.00054911
7 | 7 | 12 | 869 | 149 | 26 | 0.3 | 0.14 | 1020.932 | 63.775 | 850.511 | 815.617 | 0.81562 | 0.58403 | 7 | 6 | 12 | 0.00055946 | 0.00040042
7 | 7 | 13 | 764 | 217 | 27 | 0.4 | 0.14 | 982.194 | 62.239 | 823.137 | 789.213 | 0.78921 | 0.63581 | 7 | 6 | 13 | 0.00054135 | 0.00043592
7 | 7 | 14 | 742 | 209 | 27 | 0.4 | 0.14 | 893.699 | 59.089 | 762.492 | 730.718 | 0.73072 | 0.26952 | 7 | 6 | 14 | 0.00050122 | 0.00018479
7 | 7 | 15 | 703 | 195 | 26 | 0.4 | 0.14 | 749.263 | 52.943 | 660.522 | 632.361 | 0.63236 | 0.64361 | 7 | 6 | 15 | 0.00043376 | 0.00044127
7 | 7 | 16 | 642 | 172 | 26 | 0.3 | 0.14 | 562.053 | 46.881 | 511.623 | 488.738 | 0.48874 | 0.36094 | 7 | 6 | 16 | 0.00033524 | 0.00024747
7 | 7 | 17 | 543 | 141 | 25 | 0.3 | 0.14 | 351.956 | 38.013 | 323.506 | 307.286 | 0.30729 | 0.31563 | 7 | 6 | 17 | 0.00021078 | 0.0002164
7 | 7 | 18 | 383 | 98 | 22 | 0.2 | 0.14 | 154.433 | 27.697 | 128.322 | 119.018 | 0.11902 | 0.11973 | 7 | 6 | 18 | 8.1638e-05 | 8.2087e-05
7 | 7 | 19 | 130 | 33 | 19 | 0.2 | 0.14 | 26.612 | 19.993 | 22.019 | 16.483 | 0.016483 | 0.015858 | 7 | 6 | 19 | 1.1306e-05 | 1.0873e-05
7 | 7 | 20 | 0 | 0 | 18 | 0.2 | 0.14 | 0 | 18 | 0 | 0 | 0 | 0 | 7 | 6 | 20 | 0 | 0
7 | 7 | 21 | 0 | 0 | 17 | 0.2 | 0.14 | 0 | 17 | 0 | 0 | 0 | 0 | 7 | 6 | 21 | 0 | 0
7 | 7 | 22 | 0 | 0 | 16 | 0.2 | 0.14 | 0 | 16 | 0 | 0 | 0 | 0 | 7 | 6 | 22 | 0 | 0
7 | 7 | 23 | 0 | 0 | 16 | 0.1 | 0.14 | 0 | 16 | 0 | 0 | 0 | 0 | 7 | 6 | 23 | 0 | 0
7 | 8 | 0 | 0 | 0 | 15 | 0.1 | 0.14 | 0 | 15 | 0 | 0 | 0 | 0 | 7 | 7 | 0 | 0 | 0
7 | 8 | 1 | 0 | 0 | 14 | 0.1 | 0.14 | 0 | 14 | 0 | 0 | 0 | 0 | 7 | 7 | 1 | 0 | 0
7 | 8 | 2 | 0 | 0 | 14 | 0.1 | 0.14 | 0 | 14 | 0 | 0 | 0 | 0 | 7 | 7 | 2 | 0 | 0
7 | 8 | 3 | 0 | 0 | 14 | 0.1 | 0.14 | 0 | 14 | 0 | 0 | 0 | 0 | 7 | 7 | 3 | 0 | 0
7 | 8 | 4 | 0 | 0 | 13 | 0.1 | 0.14 | 0 | 13 | 0 | 0 | 0 | 0 | 7 | 7 | 4 | 0 | 0
7 | 8 | 5 | 0 | 0 | 14 | 0.1 | 0.14 | 0 | 0 | 0 | 0 | 0 | 0 | 7 | 7 | 5 | 0 | 0
7 | 8 | 6 | 279 | 74 | 17 | 0.1 | 0.14 | 82.686 | 20.108 | 66.276 | 59.172 | 0.059172 | 0.05129 | 7 | 7 | 6 | 4.0588e-05 | 3.5165e-05
7 | 8 | 7 | 478 | 127 | 20 | 0.1 | 0.14 | 263.058 | 30.264 | 238.868 | 225.648 | 0.22565 | 0.23407 | 7 | 7 | 7 | 0.00015478 | 0.00016048
7 | 8 | 8 | 603 | 162 | 23 | 0.1 | 0.14 | 473.23 | 41.76 | 440.858 | 420.48 | 0.42048 | 0.4447 | 7 | 7 | 8 | 0.00028842 | 0.0003049
7 | 8 | 9 | 681 | 187 | 25 | 0.2 | 0.14 | 673.342 | 50.777 | 600.886 | 574.838 | 0.57484 | 0.60419 | 7 | 7 | 9 | 0.0003943 | 0.00041424
7 | 8 | 10 | 691 | 226 | 26 | 0.2 | 0.14 | 827.427 | 57.612 | 711.818 | 681.839 | 0.68184 | 0.71823 | 7 | 7 | 10 | 0.00046769 | 0.00049243
7 | 8 | 11 | 724 | 235 | 27 | 0.2 | 0.14 | 940.988 | 62.913 | 786.991 | 754.348 | 0.75435 | 0.78609 | 7 | 7 | 11 | 0.00051743 | 0.00053896
7 | 8 | 12 | 739 | 235 | 28 | 0.1 | 0.14 | 989.016 | 66.972 | 810.465 | 776.991 | 0.77699 | 0.81562 | 7 | 7 | 12 | 0.00053296 | 0.0005592
7 | 8 | 13 | 663 | 281 | 28 | 0.1 | 0.14 | 946.294 | 65.28 | 781.245 | 748.806 | 0.74881 | 0.78921 | 7 | 7 | 13 | 0.00051363 | 0.0005411
7 | 8 | 14 | 641 | 269 | 29 | 0.1 | 0.14 | 860.865 | 62.941 | 720.855 | 690.556 | 0.69056 | 0.73072 | 7 | 7 | 14 | 0.00047367 | 0.00050099
7 | 8 | 15 | 601 | 248 | 29 | 0.1 | 0.14 | 720.912 | 57.464 | 621.877 | 595.085 | 0.59509 | 0.63236 | 7 | 7 | 15 | 0.00040819 | 0.00043356
7 | 8 | 16 | 144 | 286 | 28 | 0.1 | 0.14 | 360.192 | 42.216 | 327.429 | 311.071 | 0.31107 | 0.48874 | 7 | 7 | 16 | 0.00021337 | 0.00033509
7 | 8 | 17 | 420 | 179 | 27 | 0.1 | 0.14 | 337.851 | 40.321 | 307.958 | 292.29 | 0.29229 | 0.30729 | 7 | 7 | 17 | 0.00020049 | 0.00021068
7 | 8 | 18 | 270 | 115 | 24 | 0.1 | 0.14 | 149.677 | 29.77 | 128.019 | 118.727 | 0.11873 | 0.11902 | 7 | 7 | 18 | 8.1439e-05 | 8.1601e-05
7 | 8 | 19 | 79 | 30 | 21 | 0.1 | 0.14 | 24.322 | 21.937 | 19.792 | 14.334 | 0.014334 | 0.016483 | 7 | 7 | 19 | 9.8321e-06 | 1.1301e-05
7 | 8 | 20 | 0 | 0 | 19 | 0.3 | 0.14 | 0 | 19 | 0 | 0 | 0 | 0 | 7 | 7 | 20 | 0 | 0
7 | 8 | 21 | 0 | 0 | 19 | 0.5 | 0.14 | 0 | 19 | 0 | 0 | 0 | 0 | 7 | 7 | 21 | 0 | 0
7 | 8 | 22 | 0 | 0 | 19 | 0.7 | 0.14 | 0 | 19 | 0 | 0 | 0 | 0 | 7 | 7 | 22 | 0 | 0
7 | 8 | 23 | 0 | 0 | 19 | 0.8 | 0.14 | 0 | 19 | 0 | 0 | 0 | 0 | 7 | 7 | 23 | 0 | 0
7 | 9 | 0 | 0 | 0 | 19 | 0.7 | 0.14 | 0 | 19 | 0 | 0 | 0 | 0 | 7 | 8 | 0 | 0 | 0
7 | 9 | 1 | 0 | 0 | 19 | 0.5 | 0.14 | 0 | 19 | 0 | 0 | 0 | 0 | 7 | 8 | 1 | 0 | 0
7 | 9 | 2 | 0 | 0 | 19 | 0.4 | 0.14 | 0 | 19 | 0 | 0 | 0 | 0 | 7 | 8 | 2 | 0 | 0
7 | 9 | 3 | 0 | 0 | 19 | 0.3 | 0.14 | 0 | 19 | 0 | 0 | 0 | 0 | 7 | 8 | 3 | 0 | 0
7 | 9 | 4 | 0 | 0 | 18 | 0.5 | 0.14 | 0 | 18 | 0 | 0 | 0 | 0 | 7 | 8 | 4 | 0 | 0
7 | 9 | 5 | 0 | 0 | 18 | 0.4 | 0.14 | 0 | 0 | 0 | 0 | 0 | 0 | 7 | 8 | 5 | 0 | 0
7 | 9 | 6 | 0 | 13 | 19 | 0.1 | 0.14 | 12.037 | 19.476 | 10.489 | 5.361 | 0.005361 | 0.059172 | 7 | 8 | 6 | 3.6773e-06 | 4.0569e-05
7 | 9 | 7 | 0 | 122 | 21 | 0.1 | 0.14 | 112.473 | 25.452 | 106.544 | 98.013 | 0.098013 | 0.22565 | 7 | 8 | 7 | 6.723e-05 | 0.00015471
7 | 9 | 8 | 126 | 245 | 24 | 0.2 | 0.14 | 296.865 | 35.358 | 277.521 | 262.931 | 0.26293 | 0.42048 | 7 | 8 | 8 | 0.00018035 | 0.00028829
7 | 9 | 9 | 144 | 334 | 26 | 0.2 | 0.14 | 423.947 | 42.174 | 384.778 | 366.387 | 0.36639 | 0.57484 | 7 | 8 | 9 | 0.00025132 | 0.00039412
7 | 9 | 10 | 36 | 343 | 27 | 0.2 | 0.14 | 360.637 | 40.715 | 324.189 | 307.945 | 0.30794 | 0.68184 | 7 | 8 | 10 | 0.00021123 | 0.00046748
7 | 9 | 11 | 699 | 249 | 28 | 0.2 | 0.14 | 930.898 | 63.524 | 776.209 | 743.948 | 0.74395 | 0.75435 | 7 | 8 | 11 | 0.0005103 | 0.0005172
7 | 9 | 12 | 718 | 248 | 29 | 0.2 | 0.14 | 981.135 | 66.427 | 805.805 | 772.496 | 0.7725 | 0.77699 | 7 | 8 | 12 | 0.00052988 | 0.00053272
7 | 9 | 13 | 739 | 227 | 29 | 0.3 | 0.14 | 968.2 | 64.805 | 802.09 | 768.912 | 0.76891 | 0.74881 | 7 | 8 | 13 | 0.00052742 | 0.0005134
7 | 9 | 14 | 220 | 423 | 29 | 0.3 | 0.14 | 616.152 | 51.735 | 536.381 | 512.618 | 0.51262 | 0.69056 | 7 | 8 | 14 | 0.00035162 | 0.00047346
7 | 9 | 15 | 688 | 199 | 29 | 0.3 | 0.14 | 742.099 | 56.507 | 644.126 | 616.545 | 0.61655 | 0.59509 | 7 | 8 | 15 | 0.00042291 | 0.000408
7 | 9 | 16 | 624 | 177 | 28 | 0.3 | 0.14 | 556.398 | 48.67 | 502.478 | 479.917 | 0.47992 | 0.31107 | 7 | 8 | 16 | 0.00032919 | 0.00021328
7 | 9 | 17 | 513 | 149 | 26 | 0.3 | 0.14 | 347.635 | 38.856 | 318.532 | 302.489 | 0.30249 | 0.29229 | 7 | 8 | 17 | 0.00020749 | 0.0002004
7 | 9 | 18 | 343 | 105 | 24 | 0.2 | 0.14 | 153.617 | 29.692 | 128.372 | 119.067 | 0.11907 | 0.11873 | 7 | 8 | 18 | 8.1672e-05 | 8.1402e-05
7 | 9 | 19 | 101 | 34 | 21 | 0.3 | 0.14 | 27.345 | 21.987 | 22.287 | 16.741 | 0.016741 | 0.014334 | 7 | 8 | 19 | 1.1483e-05 | 9.8277e-06
7 | 9 | 20 | 0 | 0 | 20 | 0.3 | 0.14 | 0 | 20 | 0 | 0 | 0 | 0 | 7 | 8 | 20 | 0 | 0
7 | 9 | 21 | 0 | 0 | 19 | 0.2 | 0.14 | 0 | 19 | 0 | 0 | 0 | 0 | 7 | 8 | 21 | 0 | 0
7 | 9 | 22 | 0 | 0 | 19 | 0.2 | 0.14 | 0 | 19 | 0 | 0 | 0 | 0 | 7 | 8 | 22 | 0 | 0
7 | 9 | 23 | 0 | 0 | 19 | 0.1 | 0.14 | 0 | 19 | 0 | 0 | 0 | 0 | 7 | 8 | 23 | 0 | 0
7 | 10 | 0 | 0 | 0 | 19 | 0.1 | 0.14 | 0 | 19 | 0 | 0 | 0 | 0 | 7 | 9 | 0 | 0 | 0
7 | 10 | 1 | 0 | 0 | 18 | 0.1 | 0.14 | 0 | 18 | 0 | 0 | 0 | 0 | 7 | 9 | 1 | 0 | 0
7 | 10 | 2 | 0 | 0 | 18 | 0.1 | 0.14 | 0 | 18 | 0 | 0 | 0 | 0 | 7 | 9 | 2 | 0 | 0
7 | 10 | 3 | 0 | 0 | 17 | 0.1 | 0.14 | 0 | 17 | 0 | 0 | 0 | 0 | 7 | 9 | 3 | 0 | 0
7 | 10 | 4 | 0 | 0 | 17 | 0.1 | 0.14 | 0 | 17 | 0 | 0 | 0 | 0 | 7 | 9 | 4 | 0 | 0
7 | 10 | 5 | 0 | 0 | 18 | 0.2 | 0.14 | 0 | 0 | 0 | 0 | 0 | 0 | 7 | 9 | 5 | 0 | 0
7 | 10 | 6 | 287 | 71 | 20 | 0.3 | 0.14 | 79.994 | 22.812 | 62.687 | 55.71 | 0.05571 | 0.005361 | 7 | 9 | 6 | 3.8213e-05 | 3.6756e-06
7 | 10 | 7 | 498 | 116 | 23 | 0.3 | 0.14 | 258.128 | 32.439 | 231.223 | 218.274 | 0.21827 | 0.098013 | 7 | 9 | 7 | 0.00014972 | 6.72e-05
7 | 10 | 8 | 631 | 143 | 26 | 0.4 | 0.14 | 468.851 | 42.922 | 435.1 | 414.926 | 0.41493 | 0.26293 | 7 | 9 | 8 | 0.00028461 | 0.00018027
7 | 10 | 9 | 716 | 160 | 28 | 0.4 | 0.14 | 671.208 | 52.165 | 596.128 | 570.248 | 0.57025 | 0.36639 | 7 | 9 | 9 | 0.00039115 | 0.0002512
7 | 10 | 10 | 774 | 167 | 30 | 0.4 | 0.14 | 837.759 | 60.109 | 714.295 | 684.229 | 0.68423 | 0.30794 | 7 | 9 | 10 | 0.00046933 | 0.00021113
7 | 10 | 11 | 797 | 176 | 31 | 0.4 | 0.14 | 948.312 | 65.044 | 786.939 | 754.298 | 0.7543 | 0.74395 | 7 | 9 | 11 | 0.0005174 | 0.00051006
7 | 10 | 12 | 806 | 180 | 32 | 0.4 | 0.14 | 996.667 | 67.764 | 815.032 | 781.396 | 0.7814 | 0.7725 | 7 | 9 | 12 | 0.00053598 | 0.00052964
7 | 10 | 13 | 475 | 392 | 32 | 0.4 | 0.14 | 870.223 | 63.17 | 723.042 | 692.666 | 0.69267 | 0.76891 | 7 | 9 | 13 | 0.00047512 | 0.00052718
7 | 10 | 14 | 303 | 411 | 32 | 0.4 | 0.14 | 686.381 | 56.582 | 586.865 | 561.313 | 0.56131 | 0.51262 | 7 | 9 | 14 | 0.00038502 | 0.00035146
7 | 10 | 15 | 437 | 297 | 32 | 0.4 | 0.14 | 639.341 | 54.958 | 555.487 | 531.048 | 0.53105 | 0.61655 | 7 | 9 | 15 | 0.00036426 | 0.00042272
7 | 10 | 16 | 305 | 265 | 31 | 0.3 | 0.14 | 441.326 | 47.365 | 396.38 | 377.578 | 0.37758 | 0.47992 | 7 | 9 | 16 | 0.00025899 | 0.00032904
7 | 10 | 17 | 57 | 185 | 29 | 0.2 | 0.14 | 194.342 | 36.434 | 178.141 | 167.072 | 0.16707 | 0.30249 | 7 | 9 | 17 | 0.0001146 | 0.00020739
7 | 10 | 18 | 0 | 68 | 26 | 0.1 | 0.14 | 62.877 | 28.49 | 57.438 | 50.646 | 0.050646 | 0.11907 | 7 | 9 | 18 | 3.474e-05 | 8.1635e-05
7 | 10 | 19 | 66 | 33 | 24 | 0.1 | 0.14 | 27.887 | 25.072 | 22.322 | 16.775 | 0.016775 | 0.016741 | 7 | 9 | 19 | 1.1506e-05 | 1.1478e-05
7 | 10 | 20 | 0 | 0 | 23 | 0.1 | 0.14 | 0 | 23 | 0 | 0 | 0 | 0 | 7 | 9 | 20 | 0 | 0
7 | 10 | 21 | 0 | 0 | 22 | 0.1 | 0.14 | 0 | 22 | 0 | 0 | 0 | 0 | 7 | 9 | 21 | 0 | 0
7 | 10 | 22 | 0 | 0 | 22 | 0.1 | 0.14 | 0 | 22 | 0 | 0 | 0 | 0 | 7 | 9 | 22 | 0 | 0
7 | 10 | 23 | 0 | 0 | 22 | 0.1 | 0.14 | 0 | 22 | 0 | 0 | 0 | 0 | 7 | 9 | 23 | 0 | 0
7 | 11 | 0 | 0 | 0 | 22 | 0.1 | 0.14 | 0 | 22 | 0 | 0 | 0 | 0 | 7 | 10 | 0 | 0 | 0
7 | 11 | 1 | 0 | 0 | 21 | 0.1 | 0.14 | 0 | 21 | 0 | 0 | 0 | 0 | 7 | 10 | 1 | 0 | 0
7 | 11 | 2 | 0 | 0 | 21 | 0.1 | 0.14 | 0 | 21 | 0 | 0 | 0 | 0 | 7 | 10 | 2 | 0 | 0
7 | 11 | 3 | 0 | 0 | 21 | 0.1 | 0.14 | 0 | 21 | 0 | 0 | 0 | 0 | 7 | 10 | 3 | 0 | 0
7 | 11 | 4 | 0 | 0 | 21 | 0.1 | 0.14 | 0 | 21 | 0 | 0 | 0 | 0 | 7 | 10 | 4 | 0 | 0
7 | 11 | 5 | 0 | 0 | 21 | 0.1 | 0.14 | 0 | 0 | 0 | 0 | 0 | 0 | 7 | 10 | 5 | 0 | 0
7 | 11 | 6 | 0 | 29 | 21 | 0.2 | 0.14 | 26.893 | 22.028 | 24.058 | 18.449 | 0.018449 | 0.05571 | 7 | 10 | 6 | 1.2655e-05 | 3.8196e-05
7 | 11 | 7 | 0 | 28 | 22 | 0.3 | 0.14 | 25.97 | 22.965 | 23.291 | 17.709 | 0.017709 | 0.21827 | 7 | 10 | 7 | 1.2147e-05 | 0.00014965
7 | 11 | 8 | 0 | 118 | 22 | 0.4 | 0.14 | 109.79 | 25.943 | 102.399 | 94.015 | 0.094015 | 0.41493 | 7 | 10 | 8 | 6.4488e-05 | 0.00028448
7 | 11 | 9 | 0 | 103 | 22 | 0.4 | 0.14 | 95.98 | 25.437 | 88.213 | 80.331 | 0.080331 | 0.57025 | 7 | 10 | 9 | 5.5102e-05 | 0.00039097
7 | 11 | 10 | 8 | 204 | 23 | 0.4 | 0.14 | 198.199 | 30.084 | 182.518 | 171.295 | 0.17129 | 0.68423 | 7 | 10 | 10 | 0.0001175 | 0.00046912
7 | 11 | 11 | 2 | 145 | 24 | 0.4 | 0.14 | 137.783 | 28.917 | 125.128 | 115.938 | 0.11594 | 0.7543 | 7 | 10 | 11 | 7.9525e-05 | 0.00051716
7 | 11 | 12 | 16 | 300 | 24 | 0.5 | 0.14 | 299.863 | 34.389 | 273.364 | 258.922 | 0.25892 | 0.7814 | 7 | 10 | 12 | 0.0001776 | 0.00053574
7 | 11 | 13 | 7 | 180 | 25 | 0.5 | 0.14 | 175.998 | 31.098 | 159.801 | 149.382 | 0.14938 | 0.69267 | 7 | 10 | 13 | 0.00010247 | 0.00047491
7 | 11 | 14 | 27 | 340 | 26 | 0.4 | 0.14 | 352.537 | 38.595 | 318.669 | 302.621 | 0.30262 | 0.56131 | 7 | 10 | 14 | 0.00020758 | 0.00038485
7 | 11 | 15 | 38 | 315 | 25 | 0.4 | 0.14 | 330.912 | 36.844 | 302.798 | 287.313 | 0.28731 | 0.53105 | 7 | 10 | 15 | 0.00019708 | 0.0003641
7 | 11 | 16 | 191 | 283 | 25 | 0.4 | 0.14 | 386.264 | 38.882 | 357.286 | 339.87 | 0.33987 | 0.37758 | 7 | 10 | 16 | 0.00023313 | 0.00025887
7 | 11 | 17 | 19 | 165 | 24 | 0.4 | 0.14 | 160.256 | 29.765 | 150.231 | 140.152 | 0.14015 | 0.16707 | 7 | 10 | 17 | 9.6135e-05 | 0.00011455
7 | 11 | 18 | 21 | 98 | 24 | 0.3 | 0.14 | 92.429 | 27.424 | 85.279 | 77.501 | 0.077501 | 0.050646 | 7 | 10 | 18 | 5.316e-05 | 3.4724e-05
7 | 11 | 19 | 0 | 24 | 23 | 0.3 | 0.14 | 22.265 | 23.802 | 17.646 | 12.265 | 0.012265 | 0.016775 | 7 | 10 | 19 | 8.4129e-06 | 1.1501e-05
7 | 11 | 20 | 0 | 0 | 23 | 0.3 | 0.14 | 0 | 23 | 0 | 0 | 0 | 0 | 7 | 10 | 20 | 0 | 0
7 | 11 | 21 | 0 | 0 | 23 | 0.2 | 0.14 | 0 | 23 | 0 | 0 | 0 | 0 | 7 | 10 | 21 | 0 | 0
7 | 11 | 22 | 0 | 0 | 23 | 0.2 | 0.14 | 0 | 23 | 0 | 0 | 0 | 0 | 7 | 10 | 22 | 0 | 0
7 | 11 | 23 | 0 | 0 | 22 | 0.2 | 0.14 | 0 | 22 | 0 | 0 | 0 | 0 | 7 | 10 | 23 | 0 | 0
7 | 12 | 0 | 0 | 0 | 22 | 0.2 | 0.14 | 0 | 22 | 0 | 0 | 0 | 0 | 7 | 11 | 0 | 0 | 0
7 | 12 | 1 | 0 | 0 | 23 | 0.2 | 0.14 | 0 | 23 | 0 | 0 | 0 | 0 | 7 | 11 | 1 | 0 | 0
7 | 12 | 2 | 0 | 0 | 23 | 0.2 | 0.14 | 0 | 23 | 0 | 0 | 0 | 0 | 7 | 11 | 2 | 0 | 0
7 | 12 | 3 | 0 | 0 | 23 | 0.2 | 0.14 | 0 | 23 | 0 | 0 | 0 | 0 | 7 | 11 | 3 | 0 | 0
7 | 12 | 4 | 0 | 0 | 23 | 0.2 | 0.14 | 0 | 23 | 0 | 0 | 0 | 0 | 7 | 11 | 4 | 0 | 0
7 | 12 | 5 | 0 | 0 | 23 | 0.3 | 0.14 | 0 | 0 | 0 | 0 | 0 | 0 | 7 | 11 | 5 | 0 | 0
7 | 12 | 6 | 0 | 38 | 23 | 0.3 | 0.14 | 35.27 | 24.307 | 31.611 | 25.735 | 0.025735 | 0.018449 | 7 | 11 | 6 | 1.7652e-05 | 1.2649e-05
7 | 12 | 7 | 0 | 11 | 23 | 0.4 | 0.14 | 10.194 | 23.367 | 8.705 | 3.64 | 0.00364 | 0.017709 | 7 | 11 | 7 | 2.4968e-06 | 1.2142e-05
7 | 12 | 8 | 40 | 219 | 24 | 0.4 | 0.14 | 225.91 | 32.119 | 211.527 | 199.275 | 0.19928 | 0.094015 | 7 | 11 | 8 | 0.00013669 | 6.4458e-05
7 | 12 | 9 | 4 | 177 | 26 | 0.4 | 0.14 | 168.221 | 32.024 | 153.846 | 143.638 | 0.14364 | 0.080331 | 7 | 11 | 9 | 9.8526e-05 | 5.5076e-05
7 | 12 | 10 | 2 | 151 | 27 | 0.4 | 0.14 | 142.975 | 32.109 | 128.859 | 119.537 | 0.11954 | 0.17129 | 7 | 11 | 10 | 8.1994e-05 | 0.00011744
7 | 12 | 11 | 7 | 182 | 27 | 0.5 | 0.14 | 177.583 | 33.155 | 160.08 | 149.651 | 0.14965 | 0.11594 | 7 | 11 | 11 | 0.00010265 | 7.9489e-05
7 | 12 | 12 | 23 | 353 | 27 | 0.5 | 0.14 | 358.018 | 39.405 | 321.368 | 305.224 | 0.30522 | 0.25892 | 7 | 11 | 12 | 0.00020936 | 0.00017752
7 | 12 | 13 | 40 | 401 | 27 | 0.5 | 0.14 | 429.553 | 41.89 | 383.861 | 365.503 | 0.3655 | 0.14938 | 7 | 11 | 13 | 0.00025071 | 0.00010242
7 | 12 | 14 | 98 | 423 | 26 | 0.5 | 0.14 | 499.116 | 43.328 | 447.154 | 426.553 | 0.42655 | 0.30262 | 7 | 11 | 14 | 0.00029259 | 0.00020748
7 | 12 | 15 | 273 | 354 | 26 | 0.4 | 0.14 | 562.296 | 46.169 | 504.465 | 481.834 | 0.48183 | 0.28731 | 7 | 11 | 15 | 0.0003305 | 0.00019699
7 | 12 | 16 | 193 | 283 | 25 | 0.4 | 0.14 | 387.602 | 38.931 | 358.521 | 341.061 | 0.34106 | 0.33987 | 7 | 11 | 16 | 0.00023394 | 0.00023302
7 | 12 | 17 | 168 | 192 | 24 | 0.3 | 0.14 | 246.483 | 33.13 | 230.359 | 217.44 | 0.21744 | 0.14015 | 7 | 11 | 17 | 0.00014915 | 9.6091e-05
7 | 12 | 18 | 0 | 71 | 24 | 0.2 | 0.14 | 65.545 | 26.513 | 60.518 | 53.617 | 0.053617 | 0.077501 | 7 | 11 | 18 | 3.6778e-05 | 5.3136e-05
7 | 12 | 19 | 0 | 14 | 23 | 0.1 | 0.14 | 12.97 | 23.497 | 9.956 | 4.847 | 0.004847 | 0.012265 | 7 | 11 | 19 | 3.3247e-06 | 8.4091e-06
7 | 12 | 20 | 0 | 0 | 23 | 0.1 | 0.14 | 0 | 23 | 0 | 0 | 0 | 0 | 7 | 11 | 20 | 0 | 0
7 | 12 | 21 | 0 | 0 | 23 | 0.1 | 0.14 | 0 | 23 | 0 | 0 | 0 | 0 | 7 | 11 | 21 | 0 | 0
7 | 12 | 22 | 0 | 0 | 23 | 0.2 | 0.14 | 0 | 23 | 0 | 0 | 0 | 0 | 7 | 11 | 22 | 0 | 0
7 | 12 | 23 | 0 | 0 | 23 | 0.1 | 0.14 | 0 | 23 | 0 | 0 | 0 | 0 | 7 | 11 | 23 | 0 | 0
7 | 13 | 0 | 0 | 0 | 22 | 0.1 | 0.14 | 0 | 22 | 0 | 0 | 0 | 0 | 7 | 12 | 0 | 0 | 0
7 | 13 | 1 | 0 | 0 | 22 | 0.1 | 0.14 | 0 | 22 | 0 | 0 | 0 | 0 | 7 | 12 | 1 | 0 | 0
7 | 13 | 2 | 0 | 0 | 22 | 0.1 | 0.14 | 0 | 22 | 0 | 0 | 0 | 0 | 7 | 12 | 2 | 0 | 0
7 | 13 | 3 | 0 | 0 | 22 | 0.1 | 0.14 | 0 | 22 | 0 | 0 | 0 | 0 | 7 | 12 | 3 | 0 | 0
7 | 13 | 4 | 0 | 0 | 22 | 0.1 | 0.14 | 0 | 22 | 0 | 0 | 0 | 0 | 7 | 12 | 4 | 0 | 0
7 | 13 | 5 | 0 | 0 | 22 | 0.1 | 0.14 | 0 | 0 | 0 | 0 | 0 | 0 | 7 | 12 | 5 | 0 | 0
7 | 13 | 6 | 60 | 67 | 22 | 0.2 | 0.14 | 62.395 | 24.357 | 54.909 | 48.207 | 0.048207 | 0.025735 | 7 | 12 | 6 | 3.3067e-05 | 1.7644e-05
7 | 13 | 7 | 0 | 50 | 23 | 0.3 | 0.14 | 46.426 | 24.725 | 42.462 | 36.201 | 0.036201 | 0.00364 | 7 | 12 | 7 | 2.4831e-05 | 2.4957e-06
7 | 13 | 8 | 2 | 162 | 24 | 0.3 | 0.14 | 151.744 | 29.618 | 141.204 | 131.445 | 0.13145 | 0.19928 | 7 | 12 | 8 | 9.0162e-05 | 0.00013663
7 | 13 | 9 | 4 | 182 | 25 | 0.3 | 0.14 | 172.932 | 31.384 | 158.762 | 148.38 | 0.14838 | 0.14364 | 7 | 12 | 9 | 0.00010178 | 9.8481e-05
7 | 13 | 10 | 10 | 223 | 27 | 0.3 | 0.14 | 217.952 | 35.03 | 197.305 | 185.557 | 0.18556 | 0.11954 | 7 | 12 | 10 | 0.00012728 | 8.1957e-05
7 | 13 | 11 | 242 | 420 | 28 | 0.2 | 0.14 | 654.727 | 52.92 | 566.761 | 541.922 | 0.54192 | 0.14965 | 7 | 12 | 11 | 0.00037172 | 0.0001026
7 | 13 | 12 | 746 | 203 | 29 | 0.1 | 0.14 | 959.789 | 66.83 | 788.114 | 755.432 | 0.75543 | 0.30522 | 7 | 12 | 12 | 0.00051817 | 0.00020927
7 | 13 | 13 | 43 | 385 | 30 | 0.1 | 0.14 | 416.7 | 46.345 | 365.288 | 347.588 | 0.34759 | 0.3655 | 7 | 12 | 13 | 0.00023842 | 0.0002506
7 | 13 | 14 | 106 | 425 | 31 | 0.1 | 0.14 | 508.524 | 50.978 | 441.337 | 420.942 | 0.42094 | 0.42655 | 7 | 12 | 14 | 0.00028874 | 0.00029245
7 | 13 | 15 | 683 | 183 | 30 | 0.1 | 0.14 | 723.631 | 58.591 | 622.687 | 595.866 | 0.59587 | 0.48183 | 7 | 12 | 15 | 0.00040872 | 0.00033035
7 | 13 | 16 | 496 | 206 | 29 | 0.2 | 0.14 | 505.094 | 48.351 | 455.168 | 434.284 | 0.43428 | 0.34106 | 7 | 12 | 16 | 0.00029789 | 0.00023384
7 | 13 | 17 | 73 | 187 | 28 | 0.1 | 0.14 | 202.701 | 36.008 | 186.371 | 175.011 | 0.17501 | 0.21744 | 7 | 12 | 17 | 0.00012005 | 0.00014908
7 | 13 | 18 | 322 | 102 | 27 | 0.2 | 0.14 | 147.207 | 32.458 | 121.63 | 112.564 | 0.11256 | 0.053617 | 7 | 12 | 18 | 7.7211e-05 | 3.6761e-05
7 | 13 | 19 | 78 | 32 | 26 | 0.5 | 0.14 | 25.805 | 26.872 | 20.024 | 14.558 | 0.014558 | 0.004847 | 7 | 12 | 19 | 9.9858e-06 | 3.3232e-06
7 | 13 | 20 | 0 | 0 | 26 | 0.6 | 0.14 | 0 | 26 | 0 | 0 | 0 | 0 | 7 | 12 | 20 | 0 | 0
7 | 13 | 21 | 0 | 0 | 25 | 0.5 | 0.14 | 0 | 25 | 0 | 0 | 0 | 0 | 7 | 12 | 21 | 0 | 0
7 | 13 | 22 | 0 | 0 | 25 | 0.5 | 0.14 | 0 | 25 | 0 | 0 | 0 | 0 | 7 | 12 | 22 | 0 | 0
7 | 13 | 23 | 0 | 0 | 24 | 0.5 | 0.14 | 0 | 24 | 0 | 0 | 0 | 0 | 7 | 12 | 23 | 0 | 0
7 | 14 | 0 | 0 | 0 | 23 | 0.6 | 0.14 | 0 | 23 | 0 | 0 | 0 | 0 | 7 | 13 | 0 | 0 | 0
7 | 14 | 1 | 0 | 0 | 22 | 0.5 | 0.14 | 0 | 22 | 0 | 0 | 0 | 0 | 7 | 13 | 1 | 0 | 0
7 | 14 | 2 | 0 | 0 | 22 | 0.3 | 0.14 | 0 | 22 | 0 | 0 | 0 | 0 | 7 | 13 | 2 | 0 | 0
7 | 14 | 3 | 0 | 0 | 22 | 0.1 | 0.14 | 0 | 22 | 0 | 0 | 0 | 0 | 7 | 13 | 3 | 0 | 0
7 | 14 | 4 | 0 | 0 | 22 | 0.1 | 0.14 | 0 | 22 | 0 | 0 | 0 | 0 | 7 | 13 | 4 | 0 | 0
7 | 14 | 5 | 0 | 0 | 22 | 0.1 | 0.14 | 0 | 0 | 0 | 0 | 0 | 0 | 7 | 13 | 5 | 0 | 0
7 | 14 | 6 | 205 | 74 | 23 | 0.2 | 0.14 | 76.433 | 25.818 | 62.089 | 55.132 | 0.055132 | 0.048207 | 7 | 13 | 6 | 3.7817e-05 | 3.3052e-05
7 | 14 | 7 | 389 | 136 | 24 | 0.2 | 0.14 | 242.002 | 33.154 | 217.551 | 205.086 | 0.20509 | 0.036201 | 7 | 13 | 7 | 0.00014067 | 2.482e-05
7 | 14 | 8 | 515 | 178 | 25 | 0.2 | 0.14 | 438.737 | 41.834 | 407.551 | 388.354 | 0.38835 | 0.13145 | 7 | 13 | 8 | 0.00026638 | 9.0121e-05
7 | 14 | 9 | 598 | 206 | 26 | 0.3 | 0.14 | 631.428 | 49.422 | 566.043 | 541.23 | 0.54123 | 0.14838 | 7 | 13 | 9 | 0.00037125 | 0.00010173
7 | 14 | 10 | 645 | 228 | 27 | 0.3 | 0.14 | 789.487 | 56.232 | 683.32 | 654.351 | 0.65435 | 0.18556 | 7 | 13 | 10 | 0.00044884 | 0.00012722
7 | 14 | 11 | 679 | 236 | 28 | 0.3 | 0.14 | 899.384 | 61.266 | 758.024 | 726.408 | 0.72641 | 0.54192 | 7 | 13 | 11 | 0.00049827 | 0.00037155
7 | 14 | 12 | 197 | 480 | 29 | 0.3 | 0.14 | 675.463 | 53.892 | 580.426 | 555.103 | 0.5551 | 0.75543 | 7 | 13 | 12 | 0.00038076 | 0.00051794
7 | 14 | 13 | 25 | 355 | 30 | 0.3 | 0.14 | 369.302 | 43.589 | 326.252 | 309.936 | 0.30994 | 0.34759 | 7 | 13 | 13 | 0.00021259 | 0.00023831
7 | 14 | 14 | 0 | 42 | 30 | 0.4 | 0.14 | 39.148 | 31.398 | 33.26 | 27.325 | 0.027325 | 0.42094 | 7 | 13 | 14 | 1.8743e-05 | 0.00028861
7 | 14 | 15 | 3 | 167 | 29 | 0.3 | 0.14 | 158.529 | 34.846 | 142.347 | 132.547 | 0.13255 | 0.59587 | 7 | 13 | 15 | 9.0918e-05 | 0.00040854
7 | 14 | 16 | 77 | 273 | 29 | 0.2 | 0.14 | 304.796 | 40.64 | 277.01 | 262.438 | 0.26244 | 0.43428 | 7 | 13 | 16 | 0.00018001 | 0.00029775
7 | 14 | 17 | 19 | 164 | 28 | 0.2 | 0.14 | 159.384 | 34.099 | 146.681 | 136.727 | 0.13673 | 0.17501 | 7 | 13 | 17 | 9.3785e-05 | 0.00011999
7 | 14 | 18 | 0 | 13 | 27 | 0.1 | 0.14 | 12.041 | 27.477 | 10.172 | 5.056 | 0.005056 | 0.11256 | 7 | 13 | 18 | 3.4681e-06 | 7.7176e-05
7 | 14 | 19 | 0 | 2 | 25 | 0.1 | 0.14 | 1.849 | 25.07 | 1.243 | 0 | 0 | 0.014558 | 7 | 13 | 19 | 0 | 9.9812e-06
7 | 14 | 20 | 0 | 0 | 25 | 0.1 | 0.14 | 0 | 25 | 0 | 0 | 0 | 0 | 7 | 13 | 20 | 0 | 0
7 | 14 | 21 | 0 | 0 | 25 | 0.1 | 0.14 | 0 | 25 | 0 | 0 | 0 | 0 | 7 | 13 | 21 | 0 | 0
7 | 14 | 22 | 0 | 0 | 24 | 0.1 | 0.14 | 0 | 24 | 0 | 0 | 0 | 0 | 7 | 13 | 22 | 0 | 0
7 | 14 | 23 | 0 | 0 | 24 | 0.1 | 0.14 | 0 | 24 | 0 | 0 | 0 | 0 | 7 | 13 | 23 | 0 | 0
7 | 15 | 0 | 0 | 0 | 23 | 0.1 | 0.14 | 0 | 23 | 0 | 0 | 0 | 0 | 7 | 14 | 0 | 0 | 0
7 | 15 | 1 | 0 | 0 | 23 | 0.1 | 0.14 | 0 | 23 | 0 | 0 | 0 | 0 | 7 | 14 | 1 | 0 | 0
7 | 15 | 2 | 0 | 0 | 22 | 0.1 | 0.14 | 0 | 22 | 0 | 0 | 0 | 0 | 7 | 14 | 2 | 0 | 0
7 | 15 | 3 | 0 | 0 | 21 | 0.1 | 0.14 | 0 | 21 | 0 | 0 | 0 | 0 | 7 | 14 | 3 | 0 | 0
7 | 15 | 4 | 0 | 0 | 21 | 0.1 | 0.14 | 0 | 21 | 0 | 0 | 0 | 0 | 7 | 14 | 4 | 0 | 0
7 | 15 | 5 | 0 | 0 | 22 | 0.1 | 0.14 | 0 | 0 | 0 | 0 | 0 | 0 | 7 | 14 | 5 | 0 | 0
7 | 15 | 6 | 395 | 52 | 23 | 0.2 | 0.14 | 69.744 | 25.437 | 48.26 | 41.794 | 0.041794 | 0.055132 | 7 | 14 | 6 | 2.8668e-05 | 3.78e-05
7 | 15 | 7 | 604 | 83 | 25 | 0.2 | 0.14 | 257.776 | 34.685 | 225.346 | 212.605 | 0.2126 | 0.20509 | 7 | 14 | 7 | 0.00014583 | 0.00014061
7 | 15 | 8 | 716 | 104 | 27 | 0.3 | 0.14 | 472.734 | 44.6 | 436.686 | 416.457 | 0.41646 | 0.38835 | 7 | 14 | 8 | 0.00028566 | 0.00026626
7 | 15 | 9 | 784 | 118 | 29 | 0.3 | 0.14 | 675.621 | 54.089 | 596.37 | 570.482 | 0.57048 | 0.54123 | 7 | 14 | 9 | 0.00039131 | 0.00037108
7 | 15 | 10 | 823 | 131 | 30 | 0.3 | 0.14 | 843.328 | 61.256 | 716.401 | 686.259 | 0.68626 | 0.65435 | 7 | 14 | 10 | 0.00047073 | 0.00044864
7 | 15 | 11 | 856 | 132 | 31 | 0.3 | 0.14 | 955.147 | 66.363 | 789.081 | 756.364 | 0.75636 | 0.72641 | 7 | 14 | 11 | 0.00051881 | 0.00049804
7 | 15 | 12 | 878 | 129 | 32 | 0.3 | 0.14 | 1011.762 | 69.443 | 822.232 | 788.34 | 0.78834 | 0.5551 | 7 | 14 | 12 | 0.00054075 | 0.00038059
7 | 15 | 13 | 873 | 130 | 32 | 0.4 | 0.14 | 993.874 | 67.686 | 814.907 | 781.276 | 0.78128 | 0.30994 | 7 | 14 | 13 | 0.0005359 | 0.0002125
7 | 15 | 14 | 862 | 123 | 32 | 0.4 | 0.14 | 911.619 | 64.76 | 760.576 | 728.87 | 0.72887 | 0.027325 | 7 | 14 | 14 | 0.00049995 | 1.8735e-05
7 | 15 | 15 | 830 | 116 | 31 | 0.4 | 0.14 | 768.17 | 58.647 | 662.807 | 634.565 | 0.63457 | 0.13255 | 7 | 14 | 15 | 0.00043527 | 9.0877e-05
7 | 15 | 16 | 775 | 105 | 30 | 0.3 | 0.14 | 579.181 | 51.538 | 518.937 | 495.793 | 0.49579 | 0.26244 | 7 | 14 | 16 | 0.00034008 | 0.00017993
7 | 15 | 17 | 301 | 175 | 29 | 0.2 | 0.14 | 285.511 | 39.905 | 259.882 | 245.917 | 0.24592 | 0.13673 | 7 | 14 | 17 | 0.00016868 | 9.3743e-05
7 | 15 | 18 | 518 | 68 | 28 | 0.3 | 0.14 | 151.757 | 33.326 | 116.145 | 107.273 | 0.10727 | 0.005056 | 7 | 14 | 18 | 7.3582e-05 | 3.4665e-06
7 | 15 | 19 | 200 | 29 | 26 | 0.6 | 0.14 | 22.021 | 26.719 | 16.651 | 11.305 | 0.011305 | 0 | 7 | 14 | 19 | 7.7545e-06 | 0
7 | 15 | 20 | 0 | 0 | 26 | 0.8 | 0.14 | 0 | 26 | 0 | 0 | 0 | 0 | 7 | 14 | 20 | 0 | 0
7 | 15 | 21 | 0 | 0 | 25 | 0.8 | 0.14 | 0 | 25 | 0 | 0 | 0 | 0 | 7 | 14 | 21 | 0 | 0
7 | 15 | 22 | 0 | 0 | 24 | 0.7 | 0.14 | 0 | 24 | 0 | 0 | 0 | 0 | 7 | 14 | 22 | 0 | 0
7 | 15 | 23 | 0 | 0 | 23 | 0.6 | 0.14 | 0 | 23 | 0 | 0 | 0 | 0 | 7 | 14 | 23 | 0 | 0
7 | 16 | 0 | 0 | 0 | 22 | 0.3 | 0.14 | 0 | 22 | 0 | 0 | 0 | 0 | 7 | 15 | 0 | 0 | 0
7 | 16 | 1 | 0 | 0 | 21 | 0.2 | 0.14 | 0 | 21 | 0 | 0 | 0 | 0 | 7 | 15 | 1 | 0 | 0
7 | 16 | 2 | 0 | 0 | 21 | 0.2 | 0.14 | 0 | 21 | 0 | 0 | 0 | 0 | 7 | 15 | 2 | 0 | 0
7 | 16 | 3 | 0 | 0 | 20 | 0.2 | 0.14 | 0 | 20 | 0 | 0 | 0 | 0 | 7 | 15 | 3 | 0 | 0
7 | 16 | 4 | 0 | 0 | 20 | 0.1 | 0.14 | 0 | 20 | 0 | 0 | 0 | 0 | 7 | 15 | 4 | 0 | 0
7 | 16 | 5 | 0 | 0 | 20 | 0.1 | 0.14 | 0 | 0 | 0 | 0 | 0 | 0 | 7 | 15 | 5 | 0 | 0
7 | 16 | 6 | 425 | 51 | 22 | 0.1 | 0.14 | 70.32 | 24.519 | 47.956 | 41.5 | 0.0415 | 0.041794 | 7 | 15 | 6 | 2.8466e-05 | 2.8655e-05
7 | 16 | 7 | 649 | 76 | 26 | 0.1 | 0.14 | 263.891 | 36.228 | 228.413 | 215.563 | 0.21556 | 0.2126 | 7 | 15 | 7 | 0.00014786 | 0.00014577
7 | 16 | 8 | 765 | 92 | 29 | 0.1 | 0.14 | 486.284 | 48.298 | 442.771 | 422.326 | 0.42233 | 0.41646 | 7 | 15 | 8 | 0.00028969 | 0.00028553
7 | 16 | 9 | 828 | 103 | 32 | 0 | 0.14 | 689.513 | 60.204 | 593.102 | 567.33 | 0.56733 | 0.57048 | 7 | 15 | 9 | 0.00038915 | 0.00039113
7 | 16 | 10 | 862 | 112 | 33 | 0 | 0.14 | 853.744 | 67.854 | 704.515 | 674.795 | 0.67479 | 0.68626 | 7 | 15 | 10 | 0.00046286 | 0.00047051
7 | 16 | 11 | 876 | 120 | 34 | 0.1 | 0.14 | 962.495 | 71.983 | 775.096 | 742.875 | 0.74287 | 0.75636 | 7 | 15 | 11 | 0.00050956 | 0.00051858
7 | 16 | 12 | 878 | 125 | 34 | 0.2 | 0.14 | 1007.99 | 72.493 | 807.829 | 774.449 | 0.77445 | 0.78834 | 7 | 15 | 12 | 0.00053122 | 0.0005405
7 | 16 | 13 | 867 | 129 | 35 | 0.2 | 0.14 | 987.212 | 72.704 | 791.021 | 758.236 | 0.75824 | 0.78128 | 7 | 15 | 13 | 0.0005201 | 0.00053566
7 | 16 | 14 | 847 | 127 | 35 | 0.2 | 0.14 | 902.125 | 69.482 | 736.63 | 705.772 | 0.70577 | 0.72887 | 7 | 15 | 14 | 0.00048411 | 0.00049973
7 | 16 | 15 | 814 | 120 | 34 | 0.2 | 0.14 | 762.682 | 63.196 | 644.777 | 617.174 | 0.61717 | 0.63457 | 7 | 15 | 15 | 0.00042334 | 0.00043507
7 | 16 | 16 | 762 | 108 | 34 | 0.2 | 0.14 | 574.285 | 56.036 | 504.494 | 481.861 | 0.48186 | 0.49579 | 7 | 15 | 16 | 0.00033052 | 0.00033993
7 | 16 | 17 | 673 | 92 | 34 | 0.2 | 0.14 | 359.775 | 47.718 | 316.885 | 300.901 | 0.3009 | 0.24592 | 7 | 15 | 17 | 0.0002064 | 0.00016861
7 | 16 | 18 | 512 | 68 | 31 | 0.3 | 0.14 | 150.511 | 36.283 | 113.715 | 104.929 | 0.10493 | 0.10727 | 7 | 15 | 18 | 7.1974e-05 | 7.3548e-05
7 | 16 | 19 | 194 | 28 | 27 | 0.5 | 0.14 | 21.25 | 27.711 | 15.776 | 10.46 | 0.01046 | 0.011305 | 7 | 15 | 19 | 7.1748e-06 | 7.7509e-06
7 | 16 | 20 | 0 | 0 | 25 | 0.5 | 0.14 | 0 | 25 | 0 | 0 | 0 | 0 | 7 | 15 | 20 | 0 | 0
7 | 16 | 21 | 0 | 0 | 24 | 0.3 | 0.14 | 0 | 24 | 0 | 0 | 0 | 0 | 7 | 15 | 21 | 0 | 0
7 | 16 | 22 | 0 | 0 | 23 | 0.2 | 0.14 | 0 | 23 | 0 | 0 | 0 | 0 | 7 | 15 | 22 | 0 | 0
7 | 16 | 23 | 0 | 0 | 22 | 0.2 | 0.14 | 0 | 22 | 0 | 0 | 0 | 0 | 7 | 15 | 23 | 0 | 0
7 | 17 | 0 | 0 | 0 | 22 | 0.2 | 0.14 | 0 | 22 | 0 | 0 | 0 | 0 | 7 | 16 | 0 | 0 | 0
7 | 17 | 1 | 0 | 0 | 21 | 0.1 | 0.14 | 0 | 21 | 0 | 0 | 0 | 0 | 7 | 16 | 1 | 0 | 0
7 | 17 | 2 | 0 | 0 | 20 | 0.1 | 0.14 | 0 | 20 | 0 | 0 | 0 | 0 | 7 | 16 | 2 | 0 | 0
7 | 17 | 3 | 0 | 0 | 20 | 0.1 | 0.14 | 0 | 20 | 0 | 0 | 0 | 0 | 7 | 16 | 3 | 0 | 0
7 | 17 | 4 | 0 | 0 | 19 | 0.1 | 0.14 | 0 | 19 | 0 | 0 | 0 | 0 | 7 | 16 | 4 | 0 | 0
7 | 17 | 5 | 0 | 0 | 20 | 0.1 | 0.14 | 0 | 0 | 0 | 0 | 0 | 0 | 7 | 16 | 5 | 0 | 0
7 | 17 | 6 | 387 | 53 | 23 | 0.2 | 0.14 | 69.204 | 25.426 | 48.332 | 41.863 | 0.041863 | 0.0415 | 7 | 16 | 6 | 2.8715e-05 | 2.8453e-05
7 | 17 | 7 | 607 | 84 | 26 | 0.2 | 0.14 | 258.457 | 35.707 | 224.749 | 212.029 | 0.21203 | 0.21556 | 7 | 16 | 7 | 0.00014544 | 0.00014779
7 | 17 | 8 | 727 | 102 | 29 | 0.2 | 0.14 | 476.088 | 47.289 | 434.891 | 414.724 | 0.41472 | 0.42233 | 7 | 16 | 8 | 0.00028447 | 0.00028955
7 | 17 | 9 | 799 | 115 | 31 | 0.3 | 0.14 | 682.587 | 56.35 | 596.876 | 570.97 | 0.57097 | 0.56733 | 7 | 16 | 9 | 0.00039165 | 0.00038897
7 | 17 | 10 | 818 | 137 | 32 | 0.3 | 0.14 | 844.879 | 63.313 | 711.129 | 681.174 | 0.68117 | 0.67479 | 7 | 16 | 10 | 0.00046724 | 0.00046265
7 | 17 | 11 | 844 | 141 | 33 | 0.3 | 0.14 | 952.568 | 68.266 | 780.073 | 747.676 | 0.74768 | 0.74287 | 7 | 16 | 11 | 0.00051285 | 0.00050933
7 | 17 | 12 | 854 | 144 | 34 | 0.3 | 0.14 | 1002.771 | 71.107 | 808.552 | 775.146 | 0.77515 | 0.77445 | 7 | 16 | 12 | 0.0005317 | 0.00053098
7 | 17 | 13 | 832 | 155 | 34 | 0.3 | 0.14 | 985.536 | 70.471 | 797.305 | 764.297 | 0.7643 | 0.75824 | 7 | 16 | 13 | 0.00052426 | 0.00051986
7 | 17 | 14 | 814 | 150 | 34 | 0.3 | 0.14 | 900.328 | 67.344 | 741.859 | 710.816 | 0.71082 | 0.70577 | 7 | 16 | 14 | 0.00048757 | 0.00048389
7 | 17 | 15 | 780 | 141 | 34 | 0.2 | 0.14 | 757.206 | 62.981 | 640.318 | 612.873 | 0.61287 | 0.61717 | 7 | 16 | 15 | 0.00042039 | 0.00042315
7 | 17 | 16 | 722 | 127 | 33 | 0.2 | 0.14 | 568.605 | 54.813 | 501.698 | 479.165 | 0.47917 | 0.48186 | 7 | 16 | 16 | 0.00032867 | 0.00033037
7 | 17 | 17 | 627 | 107 | 31 | 0.2 | 0.14 | 355.605 | 44.562 | 317.658 | 301.646 | 0.30165 | 0.3009 | 7 | 16 | 17 | 0.00020691 | 0.0002063
7 | 17 | 18 | 461 | 78 | 28 | 0.1 | 0.14 | 150.732 | 33.678 | 117.643 | 108.719 | 0.10872 | 0.10493 | 7 | 16 | 18 | 7.4574e-05 | 7.1941e-05
7 | 17 | 19 | 157 | 29 | 25 | 0.1 | 0.14 | 22.088 | 25.833 | 16.362 | 11.026 | 0.011026 | 0.01046 | 7 | 16 | 19 | 7.5631e-06 | 7.1716e-06
7 | 17 | 20 | 0 | 0 | 23 | 0.2 | 0.14 | 0 | 23 | 0 | 0 | 0 | 0 | 7 | 16 | 20 | 0 | 0
7 | 17 | 21 | 0 | 0 | 22 | 0.2 | 0.14 | 0 | 22 | 0 | 0 | 0 | 0 | 7 | 16 | 21 | 0 | 0
7 | 17 | 22 | 0 | 0 | 22 | 0.3 | 0.14 | 0 | 22 | 0 | 0 | 0 | 0 | 7 | 16 | 22 | 0 | 0
7 | 17 | 23 | 0 | 0 | 22 | 0.6 | 0.14 | 0 | 22 | 0 | 0 | 0 | 0 | 7 | 16 | 23 | 0 | 0
7 | 18 | 0 | 0 | 0 | 22 | 0.7 | 0.14 | 0 | 22 | 0 | 0 | 0 | 0 | 7 | 17 | 0 | 0 | 0
7 | 18 | 1 | 0 | 0 | 22 | 0.7 | 0.14 | 0 | 22 | 0 | 0 | 0 | 0 | 7 | 17 | 1 | 0 | 0
7 | 18 | 2 | 0 | 0 | 21 | 0.6 | 0.14 | 0 | 21 | 0 | 0 | 0 | 0 | 7 | 17 | 2 | 0 | 0
7 | 18 | 3 | 0 | 0 | 20 | 0.5 | 0.14 | 0 | 20 | 0 | 0 | 0 | 0 | 7 | 17 | 3 | 0 | 0
7 | 18 | 4 | 0 | 0 | 20 | 0.5 | 0.14 | 0 | 20 | 0 | 0 | 0 | 0 | 7 | 17 | 4 | 0 | 0
7 | 18 | 5 | 0 | 0 | 22 | 0.4 | 0.14 | 0 | 0 | 0 | 0 | 0 | 0 | 7 | 17 | 5 | 0 | 0
7 | 18 | 6 | 161 | 62 | 23 | 0.1 | 0.14 | 62.769 | 25.397 | 51.077 | 44.511 | 0.044511 | 0.041863 | 7 | 17 | 6 | 3.0531e-05 | 2.8702e-05
7 | 18 | 7 | 474 | 117 | 26 | 0.1 | 0.14 | 248.225 | 35.668 | 218.608 | 206.106 | 0.20611 | 0.21203 | 7 | 17 | 7 | 0.00014137 | 0.00014537
7 | 18 | 8 | 580 | 159 | 29 | 0.1 | 0.14 | 454.701 | 47.026 | 414.067 | 394.639 | 0.39464 | 0.41472 | 7 | 17 | 8 | 0.0002707 | 0.00028434
7 | 18 | 9 | 606 | 212 | 30 | 0.1 | 0.14 | 642.077 | 55.385 | 561.27 | 536.625 | 0.53663 | 0.57097 | 7 | 17 | 9 | 0.00036809 | 0.00039147
7 | 18 | 10 | 604 | 265 | 31 | 0.2 | 0.14 | 789.992 | 61.174 | 668.472 | 640.029 | 0.64003 | 0.68117 | 7 | 17 | 10 | 0.00043902 | 0.00046703
7 | 18 | 11 | 613 | 294 | 31 | 0.2 | 0.14 | 893.273 | 65.077 | 739.099 | 708.154 | 0.70815 | 0.74768 | 7 | 17 | 11 | 0.00048574 | 0.00051262
7 | 18 | 12 | 41 | 408 | 32 | 0.1 | 0.14 | 439.367 | 49.231 | 380.642 | 362.398 | 0.3624 | 0.77515 | 7 | 17 | 12 | 0.00024858 | 0.00053145
7 | 18 | 13 | 145 | 469 | 32 | 0.1 | 0.14 | 610.04 | 55.955 | 518.651 | 495.517 | 0.49552 | 0.7643 | 7 | 17 | 13 | 0.00033989 | 0.00052402
7 | 18 | 14 | 148 | 431 | 33 | 0.1 | 0.14 | 560.419 | 55.027 | 479.453 | 457.708 | 0.45771 | 0.71082 | 7 | 17 | 14 | 0.00031396 | 0.00048735
7 | 18 | 15 | 97 | 357 | 33 | 0.1 | 0.14 | 418.639 | 49.475 | 366.414 | 348.674 | 0.34867 | 0.61287 | 7 | 17 | 15 | 0.00023917 | 0.0004202
7 | 18 | 16 | 125 | 280 | 33 | 0.1 | 0.14 | 344.105 | 46.581 | 306.643 | 291.021 | 0.29102 | 0.47917 | 7 | 17 | 16 | 0.00019962 | 0.00032852
7 | 18 | 17 | 68 | 183 | 32 | 0.1 | 0.14 | 197.181 | 39.791 | 178.263 | 167.19 | 0.16719 | 0.30165 | 7 | 17 | 17 | 0.00011468 | 0.00020681
7 | 18 | 18 | 256 | 93 | 29 | 0.1 | 0.14 | 127.716 | 33.905 | 105.254 | 96.768 | 0.096768 | 0.10872 | 7 | 17 | 18 | 6.6376e-05 | 7.454e-05
7 | 18 | 19 | 40 | 28 | 27 | 0.4 | 0.14 | 23.894 | 27.816 | 17.316 | 11.947 | 0.011947 | 0.011026 | 7 | 17 | 19 | 8.1948e-06 | 7.5596e-06
7 | 18 | 20 | 0 | 0 | 25 | 0.6 | 0.14 | 0 | 25 | 0 | 0 | 0 | 0 | 7 | 17 | 20 | 0 | 0
7 | 18 | 21 | 0 | 0 | 23 | 0.5 | 0.14 | 0 | 23 | 0 | 0 | 0 | 0 | 7 | 17 | 21 | 0 | 0
7 | 18 | 22 | 0 | 0 | 23 | 0.2 | 0.14 | 0 | 23 | 0 | 0 | 0 | 0 | 7 | 17 | 22 | 0 | 0
7 | 18 | 23 | 0 | 0 | 22 | 0.1 | 0.14 | 0 | 22 | 0 | 0 | 0 | 0 | 7 | 17 | 23 | 0 | 0
7 | 19 | 0 | 0 | 0 | 22 | 0.1 | 0.14 | 0 | 22 | 0 | 0 | 0 | 0 | 7 | 18 | 0 | 0 | 0
7 | 19 | 1 | 0 | 0 | 22 | 0.1 | 0.14 | 0 | 22 | 0 | 0 | 0 | 0 | 7 | 18 | 1 | 0 | 0
7 | 19 | 2 | 0 | 0 | 21 | 0.1 | 0.14 | 0 | 21 | 0 | 0 | 0 | 0 | 7 | 18 | 2 | 0 | 0
7 | 19 | 3 | 0 | 0 | 21 | 0.1 | 0.14 | 0 | 21 | 0 | 0 | 0 | 0 | 7 | 18 | 3 | 0 | 0
7 | 19 | 4 | 0 | 0 | 21 | 0.1 | 0.14 | 0 | 21 | 0 | 0 | 0 | 0 | 7 | 18 | 4 | 0 | 0
7 | 19 | 5 | 0 | 0 | 21 | 0.1 | 0.14 | 0 | 0 | 0 | 0 | 0 | 0 | 7 | 18 | 5 | 0 | 0
7 | 19 | 6 | 234 | 68 | 23 | 0.2 | 0.14 | 71.862 | 25.631 | 56.917 | 50.144 | 0.050144 | 0.044511 | 7 | 18 | 6 | 3.4395e-05 | 3.0518e-05
7 | 19 | 7 | 454 | 120 | 26 | 0.2 | 0.14 | 244.699 | 35.231 | 216.103 | 203.689 | 0.20369 | 0.20611 | 7 | 18 | 7 | 0.00013972 | 0.00014131
7 | 19 | 8 | 589 | 152 | 29 | 0.2 | 0.14 | 452.337 | 46.363 | 413.163 | 393.766 | 0.39377 | 0.39464 | 7 | 18 | 8 | 0.0002701 | 0.00027057
7 | 19 | 9 | 674 | 173 | 31 | 0.2 | 0.14 | 652.119 | 55.973 | 569.655 | 544.714 | 0.54471 | 0.53663 | 7 | 18 | 9 | 0.00037364 | 0.00036792
7 | 19 | 10 | 619 | 254 | 32 | 0.1 | 0.14 | 792.339 | 63.262 | 664.524 | 636.221 | 0.63622 | 0.64003 | 7 | 18 | 10 | 0.0004364 | 0.00043882
7 | 19 | 11 | 656 | 264 | 33 | 0.1 | 0.14 | 905.585 | 68.693 | 737.704 | 706.808 | 0.70681 | 0.70815 | 7 | 18 | 11 | 0.00048482 | 0.00048552
7 | 19 | 12 | 676 | 264 | 34 | 0.1 | 0.14 | 957.222 | 71.713 | 767.392 | 735.444 | 0.73544 | 0.3624 | 7 | 18 | 12 | 0.00050446 | 0.00024847
7 | 19 | 13 | 589 | 322 | 35 | 0.1 | 0.14 | 916.189 | 71.083 | 736.064 | 705.226 | 0.70523 | 0.49552 | 7 | 18 | 13 | 0.00048374 | 0.00033974
7 | 19 | 14 | 176 | 430 | 35 | 0.1 | 0.14 | 585.128 | 58.004 | 494.854 | 472.563 | 0.47256 | 0.45771 | 7 | 18 | 14 | 0.00032415 | 0.00031381
7 | 19 | 15 | 162 | 365 | 35 | 0.1 | 0.14 | 482.541 | 54.001 | 416.374 | 396.864 | 0.39686 | 0.34867 | 7 | 18 | 15 | 0.00027222 | 0.00023906
7 | 19 | 16 | 276 | 267 | 34 | 0.1 | 0.14 | 426.755 | 50.865 | 377.224 | 359.101 | 0.3591 | 0.29102 | 7 | 18 | 16 | 0.00024632 | 0.00019953
7 | 19 | 17 | 180 | 187 | 33 | 0.2 | 0.14 | 246.877 | 42.436 | 221.808 | 209.192 | 0.20919 | 0.16719 | 7 | 18 | 17 | 0.00014349 | 0.00011463
7 | 19 | 18 | 245 | 93 | 31 | 0.3 | 0.14 | 125.672 | 35.533 | 103.056 | 94.648 | 0.094648 | 0.096768 | 7 | 18 | 18 | 6.4922e-05 | 6.6346e-05
7 | 19 | 19 | 0 | 23 | 28 | 0.3 | 0.14 | 21.189 | 28.741 | 14.891 | 9.607 | 0.009607 | 0.011947 | 7 | 18 | 19 | 6.5897e-06 | 8.1911e-06
7 | 19 | 20 | 0 | 0 | 26 | 0.2 | 0.14 | 0 | 26 | 0 | 0 | 0 | 0 | 7 | 18 | 20 | 0 | 0
7 | 19 | 21 | 0 | 0 | 25 | 0.2 | 0.14 | 0 | 25 | 0 | 0 | 0 | 0 | 7 | 18 | 21 | 0 | 0
7 | 19 | 22 | 0 | 0 | 24 | 0.2 | 0.14 | 0 | 24 | 0 | 0 | 0 | 0 | 7 | 18 | 22 | 0 | 0
7 | 19 | 23 | 0 | 0 | 24 | 0.2 | 0.14 | 0 | 24 | 0 | 0 | 0 | 0 | 7 | 18 | 23 | 0 | 0
7 | 20 | 0 | 0 | 0 | 23 | 0.2 | 0.14 | 0 | 23 | 0 | 0 | 0 | 0 | 7 | 19 | 0 | 0 | 0
7 | 20 | 1 | 0 | 0 | 23 | 0.1 | 0.14 | 0 | 23 | 0 | 0 | 0 | 0 | 7 | 19 | 1 | 0 | 0
7 | 20 | 2 | 0 | 0 | 22 | 0.1 | 0.14 | 0 | 22 | 0 | 0 | 0 | 0 | 7 | 19 | 2 | 0 | 0
7 | 20 | 3 | 0 | 0 | 22 | 0.1 | 0.14 | 0 | 22 | 0 | 0 | 0 | 0 | 7 | 19 | 3 | 0 | 0
7 | 20 | 4 | 0 | 0 | 21 | 0.1 | 0.14 | 0 | 21 | 0 | 0 | 0 | 0 | 7 | 19 | 4 | 0 | 0
7 | 20 | 5 | 0 | 0 | 22 | 0.1 | 0.14 | 0 | 0 | 0 | 0 | 0 | 0 | 7 | 19 | 5 | 0 | 0
7 | 20 | 6 | 0 | 7 | 24 | 0.2 | 0.14 | 6.477 | 24.247 | 5.3 | 0.356 | 0.000356 | 0.050144 | 7 | 19 | 6 | 2.4419e-07 | 3.438e-05
7 | 20 | 7 | 0 | 81 | 27 | 0.2 | 0.14 | 75.16 | 29.881 | 68.712 | 61.521 | 0.061521 | 0.20369 | 7 | 19 | 7 | 4.2199e-05 | 0.00013965
7 | 20 | 8 | 0 | 38 | 30 | 0.2 | 0.14 | 35.295 | 31.349 | 30.52 | 24.682 | 0.024682 | 0.39377 | 7 | 19 | 8 | 1.693e-05 | 0.00026997
7 | 20 | 9 | 98 | 319 | 32 | 0.3 | 0.14 | 373.363 | 45.803 | 332.487 | 315.95 | 0.31595 | 0.54471 | 7 | 19 | 9 | 0.00021672 | 0.00037347
7 | 20 | 10 | 158 | 401 | 33 | 0.3 | 0.14 | 529.129 | 52.53 | 458.612 | 437.605 | 0.43761 | 0.63622 | 7 | 19 | 10 | 0.00030017 | 0.00043621
7 | 20 | 11 | 58 | 413 | 33 | 0.2 | 0.14 | 457.796 | 50.396 | 396.063 | 377.273 | 0.37727 | 0.70681 | 7 | 19 | 11 | 0.00025878 | 0.0004846
7 | 20 | 12 | 9 | 197 | 33 | 0.2 | 0.14 | 194.433 | 40.38 | 170.272 | 159.482 | 0.15948 | 0.73544 | 7 | 19 | 12 | 0.00010939 | 0.00050423
7 | 20 | 13 | 20 | 328 | 33 | 0.2 | 0.14 | 330.701 | 45.556 | 288.801 | 273.811 | 0.27381 | 0.70523 | 7 | 19 | 13 | 0.00018782 | 0.00048352
7 | 20 | 14 | 30 | 344 | 33 | 0.2 | 0.14 | 360.088 | 46.686 | 314.891 | 298.977 | 0.29898 | 0.47256 | 7 | 19 | 14 | 0.00020508 | 0.000324
7 | 20 | 15 | 182 | 364 | 31 | 0.3 | 0.14 | 497.352 | 49.38 | 438.424 | 418.132 | 0.41813 | 0.39686 | 7 | 19 | 15 | 0.00028681 | 0.0002721
7 | 20 | 16 | 119 | 279 | 30 | 0.3 | 0.14 | 339.708 | 42.58 | 307.837 | 292.173 | 0.29217 | 0.3591 | 7 | 19 | 16 | 0.00020041 | 0.00024621
7 | 20 | 17 | 143 | 188 | 29 | 0.2 | 0.14 | 233.029 | 37.909 | 213.258 | 200.945 | 0.20094 | 0.20919 | 7 | 19 | 17 | 0.00013783 | 0.00014343
7 | 20 | 18 | 185 | 117 | 27 | 0.1 | 0.14 | 136.096 | 32.283 | 117.441 | 108.524 | 0.10852 | 0.094648 | 7 | 19 | 18 | 7.444e-05 | 6.4892e-05
7 | 20 | 19 | 0 | 24 | 25 | 0.2 | 0.14 | 21.962 | 25.786 | 15.322 | 10.023 | 0.010023 | 0.009607 | 7 | 19 | 19 | 6.8751e-06 | 6.5867e-06
7 | 20 | 20 | 0 | 0 | 24 | 0.4 | 0.14 | 0 | 24 | 0 | 0 | 0 | 0 | 7 | 19 | 20 | 0 | 0
7 | 20 | 21 | 0 | 0 | 24 | 0.5 | 0.14 | 0 | 24 | 0 | 0 | 0 | 0 | 7 | 19 | 21 | 0 | 0
7 | 20 | 22 | 0 | 0 | 23 | 0.6 | 0.14 | 0 | 23 | 0 | 0 | 0 | 0 | 7 | 19 | 22 | 0 | 0
7 | 20 | 23 | 0 | 0 | 23 | 0.5 | 0.14 | 0 | 23 | 0 | 0 | 0 | 0 | 7 | 19 | 23 | 0 | 0
7 | 21 | 0 | 0 | 0 | 23 | 0.2 | 0.14 | 0 | 23 | 0 | 0 | 0 | 0 | 7 | 20 | 0 | 0 | 0
7 | 21 | 1 | 0 | 0 | 23 | 0.1 | 0.14 | 0 | 23 | 0 | 0 | 0 | 0 | 7 | 20 | 1 | 0 | 0
7 | 21 | 2 | 0 | 0 | 23 | 0.1 | 0.14 | 0 | 23 | 0 | 0 | 0 | 0 | 7 | 20 | 2 | 0 | 0
7 | 21 | 3 | 0 | 0 | 23 | 0.1 | 0.14 | 0 | 23 | 0 | 0 | 0 | 0 | 7 | 20 | 3 | 0 | 0
7 | 21 | 4 | 0 | 0 | 23 | 0.1 | 0.14 | 0 | 23 | 0 | 0 | 0 | 0 | 7 | 20 | 4 | 0 | 0
7 | 21 | 5 | 0 | 0 | 23 | 0.1 | 0.14 | 0 | 0 | 0 | 0 | 0 | 0 | 7 | 20 | 5 | 0 | 0
7 | 21 | 6 | 0 | 42 | 24 | 0.2 | 0.14 | 38.868 | 25.484 | 34.62 | 28.637 | 0.028637 | 0.000356 | 7 | 20 | 6 | 1.9643e-05 | 2.4408e-07
7 | 21 | 7 | 26 | 132 | 27 | 0.2 | 0.14 | 129.096 | 31.941 | 118.982 | 110.01 | 0.11001 | 0.061521 | 7 | 20 | 7 | 7.5459e-05 | 4.218e-05
7 | 21 | 8 | 25 | 210 | 29 | 0.1 | 0.14 | 208.28 | 37.224 | 190.354 | 178.853 | 0.17885 | 0.024682 | 7 | 20 | 8 | 0.00012268 | 1.6922e-05
7 | 21 | 9 | 26 | 264 | 30 | 0.1 | 0.14 | 266.067 | 40.474 | 239.189 | 225.957 | 0.22596 | 0.31595 | 7 | 20 | 9 | 0.00015499 | 0.00021662
7 | 21 | 10 | 23 | 305 | 31 | 0.2 | 0.14 | 307.558 | 42.697 | 272.956 | 258.528 | 0.25853 | 0.43761 | 7 | 20 | 10 | 0.00017733 | 0.00030003
7 | 21 | 11 | 140 | 452 | 32 | 0.3 | 0.14 | 583.21 | 53.495 | 501.521 | 478.994 | 0.47899 | 0.37727 | 7 | 20 | 11 | 0.00032856 | 0.00025867
7 | 21 | 12 | 98 | 464 | 32 | 0.3 | 0.14 | 553.164 | 52.369 | 476.078 | 454.453 | 0.45445 | 0.15948 | 7 | 20 | 12 | 0.00031172 | 0.00010934
7 | 21 | 13 | 286 | 450 | 32 | 0.4 | 0.14 | 738.587 | 58.428 | 624.626 | 597.737 | 0.59774 | 0.27381 | 7 | 20 | 13 | 0.00041001 | 0.00018773
7 | 21 | 14 | 211 | 427 | 32 | 0.4 | 0.14 | 614.441 | 53.995 | 529.811 | 506.281 | 0.50628 | 0.29898 | 7 | 20 | 14 | 0.00034727 | 0.00020498
7 | 21 | 15 | 229 | 358 | 31 | 0.3 | 0.14 | 528.361 | 50.534 | 464.644 | 443.423 | 0.44342 | 0.41813 | 7 | 20 | 15 | 0.00030416 | 0.00028668
7 | 21 | 16 | 12 | 206 | 29 | 0.2 | 0.14 | 199.746 | 36.623 | 181.555 | 170.366 | 0.17037 | 0.29217 | 7 | 20 | 16 | 0.00011686 | 0.00020032
7 | 21 | 17 | 0 | 7 | 28 | 0.1 | 0.14 | 6.489 | 28.257 | 5.244 | 0.302 | 0.000302 | 0.20094 | 7 | 20 | 17 | 2.0715e-07 | 0.00013777
7 | 21 | 18 | 0 | 43 | 26 | 0.1 | 0.14 | 39.91 | 27.58 | 35.807 | 29.782 | 0.029782 | 0.10852 | 7 | 20 | 18 | 2.0428e-05 | 7.4406e-05
7 | 21 | 19 | 0 | 5 | 25 | 0.2 | 0.14 | 4.625 | 25.164 | 2.888 | 0 | 0 | 0.010023 | 7 | 20 | 19 | 0 | 6.872e-06
7 | 21 | 20 | 0 | 0 | 25 | 0.1 | 0.14 | 0 | 25 | 0 | 0 | 0 | 0 | 7 | 20 | 20 | 0 | 0
7 | 21 | 21 | 0 | 0 | 24 | 0.1 | 0.14 | 0 | 24 | 0 | 0 | 0 | 0 | 7 | 20 | 21 | 0 | 0
7 | 21 | 22 | 0 | 0 | 24 | 0.1 | 0.14 | 0 | 24 | 0 | 0 | 0 | 0 | 7 | 20 | 22 | 0 | 0
7 | 21 | 23 | 0 | 0 | 23 | 0.1 | 0.14 | 0 | 23 | 0 | 0 | 0 | 0 | 7 | 20 | 23 | 0 | 0
7 | 22 | 0 | 0 | 0 | 23 | 0.1 | 0.14 | 0 | 23 | 0 | 0 | 0 | 0 | 7 | 21 | 0 | 0 | 0
7 | 22 | 1 | 0 | 0 | 23 | 0.1 | 0.14 | 0 | 23 | 0 | 0 | 0 | 0 | 7 | 21 | 1 | 0 | 0
7 | 22 | 2 | 0 | 0 | 23 | 0.2 | 0.14 | 0 | 23 | 0 | 0 | 0 | 0 | 7 | 21 | 2 | 0 | 0
7 | 22 | 3 | 0 | 0 | 22 | 0.3 | 0.14 | 0 | 22 | 0 | 0 | 0 | 0 | 7 | 21 | 3 | 0 | 0
7 | 22 | 4 | 0 | 0 | 22 | 0.3 | 0.14 | 0 | 22 | 0 | 0 | 0 | 0 | 7 | 21 | 4 | 0 | 0
7 | 22 | 5 | 0 | 0 | 22 | 0.2 | 0.14 | 0 | 22 | 0 | 0 | 0 | 0 | 7 | 21 | 5 | 0 | 0
7 | 22 | 6 | 0 | 9 | 21 | 0.3 | 0.14 | 8.33 | 21.308 | 7.005 | 2 | 0.002 | 0.028637 | 7 | 21 | 6 | 1.3719e-06 | 1.9634e-05
7 | 22 | 7 | 0 | 56 | 20 | 0.5 | 0.14 | 52.012 | 21.82 | 48.485 | 42.01 | 0.04201 | 0.11001 | 7 | 21 | 7 | 2.8816e-05 | 7.5425e-05
7 | 22 | 8 | 125 | 235 | 21 | 0.6 | 0.14 | 286.734 | 30.734 | 273.213 | 258.776 | 0.25878 | 0.17885 | 7 | 21 | 8 | 0.0001775 | 0.00012263
7 | 22 | 9 | 244 | 316 | 23 | 0.7 | 0.14 | 481.712 | 38.873 | 446.227 | 425.659 | 0.42566 | 0.22596 | 7 | 21 | 9 | 0.00029197 | 0.00015492
7 | 22 | 10 | 30 | 325 | 25 | 0.6 | 0.14 | 338.88 | 36.434 | 309.779 | 294.046 | 0.29405 | 0.25853 | 7 | 21 | 10 | 0.0002017 | 0.00017725
7 | 22 | 11 | 0 | 102 | 26 | 0.6 | 0.14 | 95.345 | 29.211 | 85.181 | 77.406 | 0.077406 | 0.47899 | 7 | 21 | 11 | 5.3095e-05 | 0.00032841
7 | 22 | 12 | 271 | 462 | 26 | 0.5 | 0.14 | 741.477 | 51.754 | 644.798 | 617.194 | 0.61719 | 0.45445 | 7 | 21 | 12 | 0.00042335 | 0.00031158
7 | 22 | 13 | 290 | 448 | 27 | 0.5 | 0.14 | 740.81 | 52.739 | 642.262 | 614.748 | 0.61475 | 0.59774 | 7 | 21 | 13 | 0.00042167 | 0.00040982
7 | 22 | 14 | 260 | 417 | 27 | 0.5 | 0.14 | 656.239 | 49.817 | 577.206 | 551.997 | 0.552 | 0.50628 | 7 | 21 | 14 | 0.00037863 | 0.00034712
7 | 22 | 15 | 830 | 110 | 26 | 0.5 | 0.14 | 762.69 | 52.657 | 675.791 | 647.089 | 0.64709 | 0.44342 | 7 | 21 | 15 | 0.00044386 | 0.00030402
7 | 22 | 16 | 0 | 140 | 26 | 0.4 | 0.14 | 130.534 | 30.682 | 119.593 | 110.599 | 0.1106 | 0.17037 | 7 | 21 | 16 | 7.5863e-05 | 0.00011681
7 | 22 | 17 | 672 | 89 | 25 | 0.3 | 0.14 | 355.184 | 38.123 | 325.534 | 309.243 | 0.30924 | 0.000302 | 7 | 21 | 17 | 0.00021212 | 2.0706e-07
7 | 22 | 18 | 506 | 66 | 23 | 0.2 | 0.14 | 145.803 | 28.269 | 113.174 | 104.407 | 0.10441 | 0.029782 | 7 | 21 | 18 | 7.1616e-05 | 2.0419e-05
7 | 22 | 19 | 172 | 25 | 21 | 0.1 | 0.14 | 19.067 | 21.688 | 12.602 | 7.4 | 0.0074 | 0 | 7 | 21 | 19 | 5.0759e-06 | 0
7 | 22 | 20 | 0 | 0 | 19 | 0.1 | 0.14 | 0 | 19 | 0 | 0 | 0 | 0 | 7 | 21 | 20 | 0 | 0
7 | 22 | 21 | 0 | 0 | 19 | 0.1 | 0.14 | 0 | 19 | 0 | 0 | 0 | 0 | 7 | 21 | 21 | 0 | 0
7 | 22 | 22 | 0 | 0 | 18 | 0.1 | 0.14 | 0 | 18 | 0 | 0 | 0 | 0 | 7 | 21 | 22 | 0 | 0
7 | 22 | 23 | 0 | 0 | 18 | 0.1 | 0.14 | 0 | 18 | 0 | 0 | 0 | 0 | 7 | 21 | 23 | 0 | 0
7 | 23 | 0 | 0 | 0 | 17 | 0.1 | 0.14 | 0 | 17 | 0 | 0 | 0 | 0 | 7 | 22 | 0 | 0 | 0
7 | 23 | 1 | 0 | 0 | 16 | 0.1 | 0.14 | 0 | 16 | 0 | 0 | 0 | 0 | 7 | 22 | 1 | 0 | 0
7 | 23 | 2 | 0 | 0 | 16 | 0.2 | 0.14 | 0 | 16 | 0 | 0 | 0 | 0 | 7 | 22 | 2 | 0 | 0
7 | 23 | 3 | 0 | 0 | 15 | 0.2 | 0.14 | 0 | 15 | 0 | 0 | 0 | 0 | 7 | 22 | 3 | 0 | 0
7 | 23 | 4 | 0 | 0 | 15 | 0.1 | 0.14 | 0 | 15 | 0 | 0 | 0 | 0 | 7 | 22 | 4 | 0 | 0
7 | 23 | 5 | 0 | 0 | 16 | 0.1 | 0.14 | 0 | 16 | 0 | 0 | 0 | 0 | 7 | 22 | 5 | 0 | 0
7 | 23 | 6 | 395 | 49 | 19 | 0.2 | 0.14 | 63.22 | 21.203 | 44.081 | 37.763 | 0.037763 | 0.002 | 7 | 22 | 6 | 2.5903e-05 | 1.3712e-06
7 | 23 | 7 | 625 | 79 | 21 | 0.2 | 0.14 | 255.653 | 30.586 | 225.66 | 212.907 | 0.21291 | 0.04201 | 7 | 22 | 7 | 0.00014604 | 2.8803e-05
7 | 23 | 8 | 745 | 98 | 24 | 0.2 | 0.14 | 478.664 | 42.388 | 446.398 | 425.825 | 0.42583 | 0.25878 | 7 | 22 | 8 | 0.00029209 | 0.00017742
7 | 23 | 9 | 811 | 112 | 26 | 0.2 | 0.14 | 686.422 | 52.309 | 611.251 | 584.836 | 0.58484 | 0.42566 | 7 | 22 | 9 | 0.00040116 | 0.00029184
7 | 23 | 10 | 850 | 121 | 27 | 0.2 | 0.14 | 851.674 | 59.58 | 729.57 | 698.962 | 0.69896 | 0.29405 | 7 | 22 | 10 | 0.00047944 | 0.0002016
7 | 23 | 11 | 870 | 127 | 28 | 0.2 | 0.14 | 964.103 | 64.837 | 802.373 | 769.185 | 0.76918 | 0.077406 | 7 | 22 | 11 | 0.00052761 | 5.3071e-05
7 | 23 | 12 | 875 | 132 | 28 | 0.2 | 0.14 | 1013.058 | 66.688 | 833.953 | 799.647 | 0.79965 | 0.61719 | 7 | 22 | 12 | 0.0005485 | 0.00042316
7 | 23 | 13 | 860 | 138 | 29 | 0.2 | 0.14 | 990.532 | 66.832 | 815.511 | 781.858 | 0.78186 | 0.61475 | 7 | 22 | 13 | 0.0005363 | 0.00042148
7 | 23 | 14 | 833 | 139 | 29 | 0.2 | 0.14 | 902.188 | 63.485 | 757.068 | 725.486 | 0.72549 | 0.552 | 7 | 22 | 14 | 0.00049763 | 0.00037846
7 | 23 | 15 | 796 | 133 | 28 | 0.2 | 0.14 | 762.078 | 57.173 | 661.698 | 633.495 | 0.6335 | 0.64709 | 7 | 22 | 15 | 0.00043453 | 0.00044366
7 | 23 | 16 | 714 | 130 | 27 | 0.2 | 0.14 | 566.254 | 48.725 | 513.061 | 490.125 | 0.49012 | 0.1106 | 7 | 22 | 16 | 0.00033619 | 7.5829e-05
7 | 23 | 17 | 603 | 113 | 26 | 0.2 | 0.14 | 350.449 | 39.365 | 319.851 | 303.761 | 0.30376 | 0.30924 | 7 | 22 | 17 | 0.00020836 | 0.00021202
7 | 23 | 18 | 444 | 78 | 23 | 0.1 | 0.14 | 144.949 | 28.456 | 115.237 | 106.398 | 0.1064 | 0.10441 | 7 | 22 | 18 | 7.2982e-05 | 7.1583e-05
7 | 23 | 19 | 141 | 26 | 21 | 0.1 | 0.14 | 19.921 | 21.706 | 12.59 | 7.388 | 0.007388 | 0.0074 | 7 | 22 | 19 | 5.0677e-06 | 5.0736e-06
7 | 23 | 20 | 0 | 0 | 20 | 0.2 | 0.14 | 0 | 20 | 0 | 0 | 0 | 0 | 7 | 22 | 20 | 0 | 0
7 | 23 | 21 | 0 | 0 | 19 | 0.4 | 0.14 | 0 | 19 | 0 | 0 | 0 | 0 | 7 | 22 | 21 | 0 | 0
7 | 23 | 22 | 0 | 0 | 19 | 0.5 | 0.14 | 0 | 19 | 0 | 0 | 0 | 0 | 7 | 22 | 22 | 0 | 0
7 | 23 | 23 | 0 | 0 | 18 | 0.6 | 0.14 | 0 | 18 | 0 | 0 | 0 | 0 | 7 | 22 | 23 | 0 | 0
7 | 24 | 0 | 0 | 0 | 18 | 0.6 | 0.14 | 0 | 18 | 0 | 0 | 0 | 0 | 7 | 23 | 0 | 0 | 0
7 | 24 | 1 | 0 | 0 | 18 | 0.7 | 0.14 | 0 | 18 | 0 | 0 | 0 | 0 | 7 | 23 | 1 | 0 | 0
7 | 24 | 2 | 0 | 0 | 17 | 0.6 | 0.14 | 0 | 17 | 0 | 0 | 0 | 0 | 7 | 23 | 2 | 0 | 0
7 | 24 | 3 | 0 | 0 | 16 | 0.5 | 0.14 | 0 | 16 | 0 | 0 | 0 | 0 | 7 | 23 | 3 | 0 | 0
7 | 24 | 4 | 0 | 0 | 15 | 0.3 | 0.14 | 0 | 15 | 0 | 0 | 0 | 0 | 7 | 23 | 4 | 0 | 0
7 | 24 | 5 | 0 | 0 | 16 | 0.2 | 0.14 | 0 | 16 | 0 | 0 | 0 | 0 | 7 | 23 | 5 | 0 | 0
7 | 24 | 6 | 372 | 51 | 19 | 0.1 | 0.14 | 63.372 | 21.301 | 45.195 | 38.837 | 0.038837 | 0.037763 | 7 | 23 | 6 | 2.664e-05 | 2.5891e-05
7 | 24 | 7 | 601 | 84 | 22 | 0.1 | 0.14 | 252.95 | 31.802 | 222.507 | 209.867 | 0.20987 | 0.21291 | 7 | 23 | 7 | 0.00014395 | 0.00014597
7 | 24 | 8 | 724 | 105 | 25 | 0.2 | 0.14 | 473.913 | 43.204 | 440.223 | 419.868 | 0.41987 | 0.42583 | 7 | 23 | 8 | 0.000288 | 0.00029195
7 | 24 | 9 | 797 | 118 | 27 | 0.2 | 0.14 | 682.387 | 53.153 | 605.357 | 579.15 | 0.57915 | 0.58484 | 7 | 23 | 9 | 0.00039726 | 0.00040097
7 | 24 | 10 | 842 | 127 | 28 | 0.2 | 0.14 | 850.696 | 60.541 | 725.581 | 695.114 | 0.69511 | 0.69896 | 7 | 23 | 10 | 0.0004768 | 0.00047922
7 | 24 | 11 | 867 | 132 | 29 | 0.2 | 0.14 | 966.253 | 65.919 | 800.177 | 767.068 | 0.76707 | 0.76918 | 7 | 23 | 11 | 0.00052616 | 0.00052737
7 | 24 | 12 | 878 | 134 | 30 | 0.2 | 0.14 | 1018.19 | 68.885 | 829.774 | 795.616 | 0.79562 | 0.79965 | 7 | 23 | 12 | 0.00054574 | 0.00054825
7 | 24 | 13 | 866 | 139 | 31 | 0.2 | 0.14 | 997.579 | 69.102 | 812.802 | 779.245 | 0.77924 | 0.78186 | 7 | 23 | 13 | 0.00053451 | 0.00053606
7 | 24 | 14 | 850 | 134 | 31 | 0.2 | 0.14 | 912.83 | 65.894 | 757.84 | 726.231 | 0.72623 | 0.72549 | 7 | 23 | 14 | 0.00049814 | 0.00049741
7 | 24 | 15 | 816 | 126 | 30 | 0.2 | 0.14 | 770.623 | 59.503 | 662.563 | 634.329 | 0.63433 | 0.6335 | 7 | 23 | 15 | 0.00043511 | 0.00043434
7 | 24 | 16 | 305 | 257 | 30 | 0.2 | 0.14 | 435.018 | 46.65 | 392.295 | 373.638 | 0.37364 | 0.49012 | 7 | 23 | 16 | 0.00025629 | 0.00033604
7 | 24 | 17 | 312 | 167 | 29 | 0.2 | 0.14 | 281.953 | 39.768 | 256.589 | 242.741 | 0.24274 | 0.30376 | 7 | 23 | 17 | 0.0001665 | 0.00020826
7 | 24 | 18 | 504 | 69 | 25 | 0.3 | 0.14 | 147.384 | 30.166 | 113.776 | 104.988 | 0.10499 | 0.1064 | 7 | 23 | 18 | 7.2015e-05 | 7.2949e-05
7 | 24 | 19 | 176 | 24 | 22 | 0.4 | 0.14 | 18.351 | 22.577 | 10.817 | 5.678 | 0.005678 | 0.007388 | 7 | 23 | 19 | 3.8947e-06 | 5.0654e-06
7 | 24 | 20 | 0 | 0 | 20 | 0.3 | 0.14 | 0 | 20 | 0 | 0 | 0 | 0 | 7 | 23 | 20 | 0 | 0
7 | 24 | 21 | 0 | 0 | 20 | 0.4 | 0.14 | 0 | 20 | 0 | 0 | 0 | 0 | 7 | 23 | 21 | 0 | 0
7 | 24 | 22 | 0 | 0 | 19 | 0.5 | 0.14 | 0 | 19 | 0 | 0 | 0 | 0 | 7 | 23 | 22 | 0 | 0
7 | 24 | 23 | 0 | 0 | 19 | 0.6 | 0.14 | 0 | 19 | 0 | 0 | 0 | 0 | 7 | 23 | 23 | 0 | 0
7 | 25 | 0 | 0 | 0 | 19 | 0.8 | 0.14 | 0 | 19 | 0 | 0 | 0 | 0 | 7 | 24 | 0 | 0 | 0
7 | 25 | 1 | 0 | 0 | 19 | 0.8 | 0.14 | 0 | 19 | 0 | 0 | 0 | 0 | 7 | 24 | 1 | 0 | 0
7 | 25 | 2 | 0 | 0 | 20 | 0.5 | 0.14 | 0 | 20 | 0 | 0 | 0 | 0 | 7 | 24 | 2 | 0 | 0
7 | 25 | 3 | 0 | 0 | 20 | 0.2 | 0.14 | 0 | 20 | 0 | 0 | 0 | 0 | 7 | 24 | 3 | 0 | 0
7 | 25 | 4 | 0 | 0 | 19 | 0.1 | 0.14 | 0 | 19 | 0 | 0 | 0 | 0 | 7 | 24 | 4 | 0 | 0
7 | 25 | 5 | 0 | 0 | 19 | 0 | 0.14 | 0 | 19 | 0 | 0 | 0 | 0 | 7 | 24 | 5 | 0 | 0
7 | 25 | 6 | 373 | 51 | 20 | 0 | 0.14 | 63.018 | 22.365 | 44.758 | 38.416 | 0.038416 | 0.038837 | 7 | 24 | 6 | 2.6351e-05 | 2.6627e-05
7 | 25 | 7 | 602 | 85 | 23 | 0 | 0.14 | 253.679 | 33.156 | 221.848 | 209.231 | 0.20923 | 0.20987 | 7 | 24 | 7 | 0.00014352 | 0.00014389
7 | 25 | 8 | 731 | 104 | 26 | 0.1 | 0.14 | 476.1 | 44.889 | 439.213 | 418.894 | 0.41889 | 0.41987 | 7 | 24 | 8 | 0.00028733 | 0.00028787
7 | 25 | 9 | 802 | 119 | 29 | 0.1 | 0.14 | 686.677 | 56.184 | 601.307 | 575.244 | 0.57524 | 0.57915 | 7 | 24 | 9 | 0.00039458 | 0.00039708
7 | 25 | 10 | 843 | 129 | 30 | 0.1 | 0.14 | 853.464 | 63.721 | 717.72 | 687.532 | 0.68753 | 0.69511 | 7 | 24 | 10 | 0.0004716 | 0.00047658
7 | 25 | 11 | 865 | 136 | 31 | 0.1 | 0.14 | 968.365 | 69.216 | 789.915 | 757.169 | 0.75717 | 0.76707 | 7 | 24 | 11 | 0.00051937 | 0.00052592
7 | 25 | 12 | 873 | 140 | 32 | 0.1 | 0.14 | 1019.242 | 72.204 | 817.9 | 784.162 | 0.78416 | 0.79562 | 7 | 24 | 12 | 0.00053788 | 0.00054549
7 | 25 | 13 | 865 | 141 | 32 | 0.1 | 0.14 | 998.693 | 71.399 | 805.122 | 771.837 | 0.77184 | 0.77924 | 7 | 24 | 13 | 0.00052943 | 0.00053427
7 | 25 | 14 | 847 | 137 | 32 | 0.2 | 0.14 | 913.083 | 66.904 | 754.575 | 723.081 | 0.72308 | 0.72623 | 7 | 24 | 14 | 0.00049598 | 0.00049792
7 | 25 | 15 | 811 | 130 | 32 | 0.2 | 0.14 | 770.64 | 61.504 | 656.702 | 628.676 | 0.62868 | 0.63433 | 7 | 24 | 15 | 0.00043123 | 0.00043491
7 | 25 | 16 | 751 | 117 | 31 | 0.2 | 0.14 | 575.326 | 53.078 | 512.228 | 489.321 | 0.48932 | 0.37364 | 7 | 24 | 16 | 0.00033564 | 0.00025617
7 | 25 | 17 | 655 | 99 | 29 | 0.2 | 0.14 | 356.909 | 42.606 | 321.088 | 304.954 | 0.30495 | 0.24274 | 7 | 24 | 17 | 0.00020918 | 0.00016643
7 | 25 | 18 | 488 | 70 | 25 | 0.2 | 0.14 | 145.166 | 30.256 | 112.301 | 103.565 | 0.10357 | 0.10499 | 7 | 24 | 18 | 7.1038e-05 | 7.1982e-05
7 | 25 | 19 | 165 | 23 | 22 | 0.2 | 0.14 | 17.587 | 22.581 | 10.063 | 4.95 | 0.00495 | 0.005678 | 7 | 24 | 19 | 3.3954e-06 | 3.8929e-06
7 | 25 | 20 | 0 | 0 | 20 | 0.2 | 0.14 | 0 | 20 | 0 | 0 | 0 | 0 | 7 | 24 | 20 | 0 | 0
7 | 25 | 21 | 0 | 0 | 20 | 0.5 | 0.14 | 0 | 20 | 0 | 0 | 0 | 0 | 7 | 24 | 21 | 0 | 0
7 | 25 | 22 | 0 | 0 | 20 | 0.8 | 0.14 | 0 | 20 | 0 | 0 | 0 | 0 | 7 | 24 | 22 | 0 | 0
7 | 25 | 23 | 0 | 0 | 19 | 0.8 | 0.14 | 0 | 19 | 0 | 0 | 0 | 0 | 7 | 24 | 23 | 0 | 0
7 | 26 | 0 | 0 | 0 | 19 | 0.8 | 0.14 | 0 | 19 | 0 | 0 | 0 | 0 | 7 | 25 | 0 | 0 | 0
7 | 26 | 1 | 0 | 0 | 18 | 0.7 | 0.14 | 0 | 18 | 0 | 0 | 0 | 0 | 7 | 25 | 1 | 0 | 0
7 | 26 | 2 | 0 | 0 | 17 | 0.6 | 0.14 | 0 | 17 | 0 | 0 | 0 | 0 | 7 | 25 | 2 | 0 | 0
7 | 26 | 3 | 0 | 0 | 17 | 0.3 | 0.14 | 0 | 17 | 0 | 0 | 0 | 0 | 7 | 25 | 3 | 0 | 0
7 | 26 | 4 | 0 | 0 | 17 | 0.1 | 0.14 | 0 | 17 | 0 | 0 | 0 | 0 | 7 | 25 | 4 | 0 | 0
7 | 26 | 5 | 0 | 0 | 18 | 0.1 | 0.14 | 0 | 18 | 0 | 0 | 0 | 0 | 7 | 25 | 5 | 0 | 0
7 | 26 | 6 | 355 | 51 | 20 | 0.2 | 0.14 | 60.726 | 22.14 | 43.396 | 37.102 | 0.037102 | 0.038416 | 7 | 25 | 6 | 2.5449e-05 | 2.6339e-05
7 | 26 | 7 | 582 | 87 | 23 | 0.2 | 0.14 | 249.374 | 32.357 | 218.889 | 206.377 | 0.20638 | 0.20923 | 7 | 25 | 7 | 0.00014156 | 0.00014345
7 | 26 | 8 | 702 | 109 | 26 | 0.3 | 0.14 | 465.964 | 43.345 | 432.319 | 412.244 | 0.41224 | 0.41889 | 7 | 25 | 8 | 0.00028277 | 0.0002872
7 | 26 | 9 | 488 | 238 | 29 | 0.4 | 0.14 | 581.849 | 49.932 | 519.561 | 496.395 | 0.49639 | 0.57524 | 7 | 25 | 9 | 0.00034049 | 0.0003944
7 | 26 | 10 | 290 | 378 | 30 | 0.4 | 0.14 | 626.372 | 52.454 | 546.634 | 522.509 | 0.52251 | 0.68753 | 7 | 25 | 10 | 0.00035841 | 0.00047139
7 | 26 | 11 | 442 | 368 | 31 | 0.4 | 0.14 | 803.616 | 59.798 | 679.172 | 650.35 | 0.65035 | 0.75717 | 7 | 25 | 11 | 0.0004461 | 0.00051913
7 | 26 | 12 | 345 | 433 | 32 | 0.4 | 0.14 | 787.511 | 60.188 | 661.679 | 633.477 | 0.63348 | 0.78416 | 7 | 25 | 12 | 0.00043452 | 0.00053764
7 | 26 | 13 | 360 | 417 | 33 | 0.5 | 0.14 | 779.739 | 60.107 | 656.089 | 628.085 | 0.62809 | 0.77184 | 7 | 25 | 13 | 0.00043082 | 0.00052919
7 | 26 | 14 | 257 | 415 | 33 | 0.5 | 0.14 | 652.491 | 55.688 | 559.718 | 535.128 | 0.53513 | 0.72308 | 7 | 25 | 14 | 0.00036706 | 0.00049576
7 | 26 | 15 | 432 | 293 | 32 | 0.5 | 0.14 | 634.389 | 54.124 | 553.713 | 529.337 | 0.52934 | 0.62868 | 7 | 25 | 15 | 0.00036309 | 0.00043103
7 | 26 | 16 | 4 | 175 | 31 | 0.5 | 0.14 | 165.85 | 36.777 | 149.568 | 139.512 | 0.13951 | 0.48932 | 7 | 25 | 16 | 9.5696e-05 | 0.00033549
7 | 26 | 17 | 352 | 158 | 30 | 0.4 | 0.14 | 289.026 | 40.374 | 262.27 | 248.22 | 0.24822 | 0.30495 | 7 | 25 | 17 | 0.00017026 | 0.00020908
7 | 26 | 18 | 0 | 15 | 27 | 0.2 | 0.14 | 13.894 | 27.533 | 11.809 | 6.635 | 0.006635 | 0.10357 | 7 | 25 | 18 | 4.5512e-06 | 7.1006e-05
7 | 26 | 19 | 0 | 2 | 25 | 0.2 | 0.14 | 1.849 | 25.061 | 0.921 | 0 | 0 | 0.00495 | 7 | 25 | 19 | 0 | 3.3938e-06
7 | 26 | 20 | 0 | 0 | 24 | 0.2 | 0.14 | 0 | 24 | 0 | 0 | 0 | 0 | 7 | 25 | 20 | 0 | 0
7 | 26 | 21 | 0 | 0 | 24 | 0.2 | 0.14 | 0 | 24 | 0 | 0 | 0 | 0 | 7 | 25 | 21 | 0 | 0
7 | 26 | 22 | 0 | 0 | 24 | 0.2 | 0.14 | 0 | 24 | 0 | 0 | 0 | 0 | 7 | 25 | 22 | 0 | 0
7 | 26 | 23 | 0 | 0 | 23 | 0.2 | 0.14 | 0 | 23 | 0 | 0 | 0 | 0 | 7 | 25 | 23 | 0 | 0
7 | 27 | 0 | 0 | 0 | 23 | 0.2 | 0.14 | 0 | 23 | 0 | 0 | 0 | 0 | 7 | 26 | 0 | 0 | 0
7 | 27 | 1 | 0 | 0 | 23 | 0.2 | 0.14 | 0 | 23 | 0 | 0 | 0 | 0 | 7 | 26 | 1 | 0 | 0
7 | 27 | 2 | 0 | 0 | 23 | 0.2 | 0.14 | 0 | 23 | 0 | 0 | 0 | 0 | 7 | 26 | 2 | 0 | 0
7 | 27 | 3 | 0 | 0 | 23 | 0.2 | 0.14 | 0 | 23 | 0 | 0 | 0 | 0 | 7 | 26 | 3 | 0 | 0
7 | 27 | 4 | 0 | 0 | 23 | 0.3 | 0.14 | 0 | 23 | 0 | 0 | 0 | 0 | 7 | 26 | 4 | 0 | 0
7 | 27 | 5 | 0 | 0 | 23 | 0.3 | 0.14 | 0 | 23 | 0 | 0 | 0 | 0 | 7 | 26 | 5 | 0 | 0
7 | 27 | 6 | 8 | 53 | 23 | 0.4 | 0.14 | 48.331 | 24.73 | 43.145 | 36.86 | 0.03686 | 0.037102 | 7 | 26 | 6 | 2.5283e-05 | 2.5438e-05
7 | 27 | 7 | 118 | 139 | 25 | 0.4 | 0.14 | 162.073 | 30.805 | 148.887 | 138.855 | 0.13885 | 0.20638 | 7 | 26 | 7 | 9.5245e-05 | 0.0001415
7 | 27 | 8 | 83 | 225 | 27 | 0.5 | 0.14 | 253.77 | 35.863 | 235.653 | 222.546 | 0.22255 | 0.41224 | 7 | 26 | 8 | 0.00015265 | 0.00028264
7 | 27 | 9 | 0 | 99 | 28 | 0.5 | 0.14 | 92.229 | 31.208 | 82.648 | 74.963 | 0.074963 | 0.49639 | 7 | 26 | 9 | 5.1419e-05 | 0.00034034
7 | 27 | 10 | 0 | 140 | 29 | 0.6 | 0.14 | 130.946 | 33.416 | 117.023 | 108.12 | 0.10812 | 0.52251 | 7 | 26 | 10 | 7.4163e-05 | 0.00035824
7 | 27 | 11 | 8 | 192 | 30 | 0.6 | 0.14 | 188.165 | 36.339 | 167.862 | 157.157 | 0.15716 | 0.65035 | 7 | 26 | 11 | 0.0001078 | 0.00044589
7 | 27 | 12 | 1 | 140 | 31 | 0.6 | 0.14 | 132.334 | 35.455 | 116.5 | 107.615 | 0.10761 | 0.63348 | 7 | 26 | 12 | 7.3816e-05 | 0.00043432
7 | 27 | 13 | 59 | 423 | 32 | 0.6 | 0.14 | 472.432 | 47.921 | 413.085 | 393.691 | 0.39369 | 0.62809 | 7 | 26 | 13 | 0.00027004 | 0.00043063
7 | 27 | 14 | 288 | 406 | 32 | 0.6 | 0.14 | 671.962 | 54.711 | 579.539 | 554.247 | 0.55425 | 0.53513 | 7 | 26 | 14 | 0.00038018 | 0.00036689
7 | 27 | 15 | 303 | 338 | 31 | 0.6 | 0.14 | 572.681 | 50.392 | 505.815 | 483.136 | 0.48314 | 0.52934 | 7 | 26 | 15 | 0.0003314 | 0.00036292
7 | 27 | 16 | 161 | 274 | 30 | 0.5 | 0.14 | 360.859 | 42.595 | 328.309 | 311.919 | 0.31192 | 0.13951 | 7 | 26 | 16 | 0.00021395 | 9.5652e-05
7 | 27 | 17 | 15 | 154 | 29 | 0.4 | 0.14 | 148.715 | 34.352 | 136.541 | 126.947 | 0.12695 | 0.24822 | 7 | 26 | 17 | 8.7077e-05 | 0.00017018
7 | 27 | 18 | 163 | 92 | 27 | 0.2 | 0.14 | 109.585 | 31.107 | 93.32 | 85.257 | 0.085257 | 0.006635 | 7 | 26 | 18 | 5.848e-05 | 4.5491e-06
7 | 27 | 19 | 0 | 20 | 25 | 0.2 | 0.14 | 18.332 | 25.605 | 10.359 | 5.235 | 0.005235 | 0 | 7 | 26 | 19 | 3.5908e-06 | 0
7 | 27 | 20 | 0 | 0 | 25 | 0.2 | 0.14 | 0 | 25 | 0 | 0 | 0 | 0 | 7 | 26 | 20 | 0 | 0
7 | 27 | 21 | 0 | 0 | 24 | 0.2 | 0.14 | 0 | 24 | 0 | 0 | 0 | 0 | 7 | 26 | 21 | 0 | 0
7 | 27 | 22 | 0 | 0 | 24 | 0.2 | 0.14 | 0 | 24 | 0 | 0 | 0 | 0 | 7 | 26 | 22 | 0 | 0
7 | 27 | 23 | 0 | 0 | 24 | 0.2 | 0.14 | 0 | 24 | 0 | 0 | 0 | 0 | 7 | 26 | 23 | 0 | 0
7 | 28 | 0 | 0 | 0 | 24 | 0.3 | 0.14 | 0 | 24 | 0 | 0 | 0 | 0 | 7 | 27 | 0 | 0 | 0
7 | 28 | 1 | 0 | 0 | 23 | 0.2 | 0.14 | 0 | 23 | 0 | 0 | 0 | 0 | 7 | 27 | 1 | 0 | 0
7 | 28 | 2 | 0 | 0 | 23 | 0.2 | 0.14 | 0 | 23 | 0 | 0 | 0 | 0 | 7 | 27 | 2 | 0 | 0
7 | 28 | 3 | 0 | 0 | 23 | 0.2 | 0.14 | 0 | 23 | 0 | 0 | 0 | 0 | 7 | 27 | 3 | 0 | 0
7 | 28 | 4 | 0 | 0 | 22 | 0.2 | 0.14 | 0 | 22 | 0 | 0 | 0 | 0 | 7 | 27 | 4 | 0 | 0
7 | 28 | 5 | 0 | 0 | 22 | 0.2 | 0.14 | 0 | 22 | 0 | 0 | 0 | 0 | 7 | 27 | 5 | 0 | 0
7 | 28 | 6 | 0 | 28 | 22 | 0.3 | 0.14 | 25.97 | 22.959 | 22.815 | 17.25 | 0.01725 | 0.03686 | 7 | 27 | 6 | 1.1832e-05 | 2.5272e-05
7 | 28 | 7 | 0 | 14 | 23 | 0.3 | 0.14 | 12.973 | 23.482 | 11.227 | 6.073 | 0.006073 | 0.13885 | 7 | 27 | 7 | 4.1657e-06 | 9.5202e-05
7 | 28 | 8 | 24 | 195 | 24 | 0.3 | 0.14 | 193.895 | 31.185 | 181.49 | 170.303 | 0.1703 | 0.22255 | 7 | 27 | 8 | 0.00011682 | 0.00015258
7 | 28 | 9 | 91 | 311 | 26 | 0.3 | 0.14 | 361.396 | 39.363 | 330.639 | 314.167 | 0.31417 | 0.074963 | 7 | 27 | 9 | 0.0002155 | 5.1396e-05
7 | 28 | 10 | 103 | 387 | 27 | 0.4 | 0.14 | 463.25 | 43.582 | 415.634 | 396.15 | 0.39615 | 0.10812 | 7 | 27 | 10 | 0.00027173 | 7.4129e-05
7 | 28 | 11 | 9 | 209 | 28 | 0.5 | 0.14 | 205.337 | 35.119 | 184.763 | 173.46 | 0.17346 | 0.15716 | 7 | 27 | 11 | 0.00011898 | 0.00010775
7 | 28 | 12 | 17 | 311 | 29 | 0.5 | 0.14 | 312.085 | 39.815 | 278.74 | 264.107 | 0.26411 | 0.10761 | 7 | 27 | 12 | 0.00018116 | 7.3783e-05
7 | 28 | 13 | 355 | 418 | 30 | 0.5 | 0.14 | 776.336 | 56.989 | 662.248 | 634.026 | 0.63403 | 0.39369 | 7 | 27 | 13 | 0.0004349 | 0.00026992
7 | 28 | 14 | 736 | 181 | 30 | 0.4 | 0.14 | 861.435 | 60.946 | 730.464 | 699.824 | 0.69982 | 0.55425 | 7 | 27 | 14 | 0.00048003 | 0.00038
7 | 28 | 15 | 661 | 188 | 29 | 0.4 | 0.14 | 712.627 | 54.634 | 624.357 | 597.478 | 0.59748 | 0.48314 | 7 | 27 | 15 | 0.00040983 | 0.00033125
7 | 28 | 16 | 531 | 196 | 28 | 0.3 | 0.14 | 516.424 | 47.186 | 468.873 | 447.503 | 0.4475 | 0.31192 | 7 | 27 | 16 | 0.00030696 | 0.00021386
7 | 28 | 17 | 371 | 173 | 27 | 0.2 | 0.14 | 310.004 | 38.836 | 283.75 | 268.94 | 0.26894 | 0.12695 | 7 | 27 | 17 | 0.00018447 | 8.7037e-05
7 | 28 | 18 | 185 | 110 | 26 | 0.2 | 0.14 | 128.607 | 30.824 | 110.669 | 101.991 | 0.10199 | 0.085257 | 7 | 27 | 18 | 6.9959e-05 | 5.8454e-05
7 | 28 | 19 | 0 | 16 | 24 | 0.2 | 0.14 | 14.843 | 24.49 | 8.342 | 3.29 | 0.00329 | 0.005235 | 7 | 27 | 19 | 2.2567e-06 | 3.5892e-06
7 | 28 | 20 | 0 | 0 | 23 | 0.2 | 0.14 | 0 | 23 | 0 | 0 | 0 | 0 | 7 | 27 | 20 | 0 | 0
7 | 28 | 21 | 0 | 0 | 22 | 0.2 | 0.14 | 0 | 22 | 0 | 0 | 0 | 0 | 7 | 27 | 21 | 0 | 0
7 | 28 | 22 | 0 | 0 | 22 | 0.2 | 0.14 | 0 | 22 | 0 | 0 | 0 | 0 | 7 | 27 | 22 | 0 | 0
7 | 28 | 23 | 0 | 0 | 21 | 0.1 | 0.14 | 0 | 21 | 0 | 0 | 0 | 0 | 7 | 27 | 23 | 0 | 0
7 | 29 | 0 | 0 | 0 | 21 | 0.1 | 0.14 | 0 | 21 | 0 | 0 | 0 | 0 | 7 | 28 | 0 | 0 | 0
7 | 29 | 1 | 0 | 0 | 20 | 0.1 | 0.14 | 0 | 20 | 0 | 0 | 0 | 0 | 7 | 28 | 1 | 0 | 0
7 | 29 | 2 | 0 | 0 | 20 | 0.1 | 0.14 | 0 | 20 | 0 | 0 | 0 | 0 | 7 | 28 | 2 | 0 | 0
7 | 29 | 3 | 0 | 0 | 20 | 0.1 | 0.14 | 0 | 20 | 0 | 0 | 0 | 0 | 7 | 28 | 3 | 0 | 0
7 | 29 | 4 | 0 | 0 | 20 | 0.2 | 0.14 | 0 | 20 | 0 | 0 | 0 | 0 | 7 | 28 | 4 | 0 | 0
7 | 29 | 5 | 0 | 0 | 21 | 0.2 | 0.14 | 0 | 21 | 0 | 0 | 0 | 0 | 7 | 28 | 5 | 0 | 0
7 | 29 | 6 | 119 | 64 | 23 | 0.1 | 0.14 | 60.513 | 25.333 | 50.736 | 44.182 | 0.044182 | 0.01725 | 7 | 28 | 6 | 3.0306e-05 | 1.1827e-05
7 | 29 | 7 | 0 | 15 | 26 | 0.1 | 0.14 | 13.901 | 26.551 | 11.887 | 6.71 | 0.00671 | 0.006073 | 7 | 28 | 7 | 4.6026e-06 | 4.1638e-06
7 | 29 | 8 | 0 | 88 | 28 | 0.1 | 0.14 | 81.873 | 31.232 | 73.856 | 66.483 | 0.066483 | 0.1703 | 7 | 28 | 8 | 4.5603e-05 | 0.00011676
7 | 29 | 9 | 74 | 303 | 30 | 0.1 | 0.14 | 341.833 | 43.469 | 306.742 | 291.117 | 0.29112 | 0.31417 | 7 | 28 | 9 | 0.00019969 | 0.0002154
7 | 29 | 10 | 79 | 368 | 31 | 0.1 | 0.14 | 424.053 | 47.673 | 372.926 | 354.956 | 0.35496 | 0.39615 | 7 | 28 | 10 | 0.00024348 | 0.00027161
7 | 29 | 11 | 45 | 390 | 32 | 0.2 | 0.14 | 423.729 | 48.102 | 369.615 | 351.762 | 0.35176 | 0.17346 | 7 | 28 | 11 | 0.00024128 | 0.00011893
7 | 29 | 12 | 746 | 204 | 33 | 0.2 | 0.14 | 969.282 | 69.996 | 784.918 | 752.349 | 0.75235 | 0.26411 | 7 | 28 | 12 | 0.00051606 | 0.00018108
7 | 29 | 13 | 753 | 194 | 33 | 0.3 | 0.14 | 948.852 | 68.108 | 776.009 | 743.756 | 0.74376 | 0.63403 | 7 | 28 | 13 | 0.00051017 | 0.0004347
7 | 29 | 14 | 735 | 186 | 33 | 0.3 | 0.14 | 868.953 | 65.178 | 722.903 | 692.531 | 0.69253 | 0.69982 | 7 | 28 | 14 | 0.00047503 | 0.00047981
7 | 29 | 15 | 695 | 174 | 32 | 0.3 | 0.14 | 725.093 | 58.892 | 624.078 | 597.209 | 0.59721 | 0.59748 | 7 | 28 | 15 | 0.00040964 | 0.00040964
7 | 29 | 16 | 612 | 163 | 31 | 0.3 | 0.14 | 535.348 | 50.899 | 479.636 | 457.885 | 0.45788 | 0.4475 | 7 | 28 | 16 | 0.00031408 | 0.00030682
7 | 29 | 17 | 497 | 135 | 30 | 0.2 | 0.14 | 325.419 | 42.413 | 292.854 | 277.721 | 0.27772 | 0.26894 | 7 | 28 | 17 | 0.0001905 | 0.00018439
7 | 29 | 18 | 316 | 90 | 28 | 0.2 | 0.14 | 132.037 | 32.87 | 106.556 | 98.024 | 0.098024 | 0.10199 | 7 | 28 | 18 | 6.7238e-05 | 6.9927e-05
7 | 29 | 19 | 37 | 19 | 26 | 0.1 | 0.14 | 16.52 | 26.564 | 9.236 | 4.153 | 0.004153 | 0.00329 | 7 | 28 | 19 | 2.8487e-06 | 2.2557e-06
7 | 29 | 20 | 0 | 0 | 24 | 0.1 | 0.14 | 0 | 24 | 0 | 0 | 0 | 0 | 7 | 28 | 20 | 0 | 0
7 | 29 | 21 | 0 | 0 | 24 | 0.1 | 0.14 | 0 | 24 | 0 | 0 | 0 | 0 | 7 | 28 | 21 | 0 | 0
7 | 29 | 22 | 0 | 0 | 24 | 0.1 | 0.14 | 0 | 24 | 0 | 0 | 0 | 0 | 7 | 28 | 22 | 0 | 0
7 | 29 | 23 | 0 | 0 | 23 | 0.1 | 0.14 | 0 | 23 | 0 | 0 | 0 | 0 | 7 | 28 | 23 | 0 | 0
7 | 30 | 0 | 0 | 0 | 23 | 0.1 | 0.14 | 0 | 23 | 0 | 0 | 0 | 0 | 7 | 29 | 0 | 0 | 0
7 | 30 | 1 | 0 | 0 | 22 | 0.1 | 0.14 | 0 | 22 | 0 | 0 | 0 | 0 | 7 | 29 | 1 | 0 | 0
7 | 30 | 2 | 0 | 0 | 22 | 0.1 | 0.14 | 0 | 22 | 0 | 0 | 0 | 0 | 7 | 29 | 2 | 0 | 0
7 | 30 | 3 | 0 | 0 | 22 | 0.1 | 0.14 | 0 | 22 | 0 | 0 | 0 | 0 | 7 | 29 | 3 | 0 | 0
7 | 30 | 4 | 0 | 0 | 21 | 0.1 | 0.14 | 0 | 21 | 0 | 0 | 0 | 0 | 7 | 29 | 4 | 0 | 0
7 | 30 | 5 | 0 | 0 | 22 | 0.1 | 0.14 | 0 | 22 | 0 | 0 | 0 | 0 | 7 | 29 | 5 | 0 | 0
7 | 30 | 6 | 110 | 63 | 24 | 0.2 | 0.14 | 59.081 | 26.208 | 49.491 | 42.981 | 0.042981 | 0.044182 | 7 | 29 | 6 | 2.9482e-05 | 3.0292e-05
7 | 30 | 7 | 324 | 139 | 26 | 0.2 | 0.14 | 220.606 | 34.346 | 196.825 | 185.095 | 0.1851 | 0.00671 | 7 | 29 | 7 | 0.00012696 | 4.6005e-06
7 | 30 | 8 | 476 | 185 | 29 | 0.2 | 0.14 | 421.888 | 45.185 | 385.892 | 367.462 | 0.36746 | 0.066483 | 7 | 29 | 8 | 0.00025205 | 4.5582e-05
7 | 30 | 9 | 572 | 216 | 30 | 0.1 | 0.14 | 619.13 | 54.483 | 543.596 | 519.578 | 0.51958 | 0.29112 | 7 | 29 | 9 | 0.00035639 | 0.0001996
7 | 30 | 10 | 643 | 229 | 32 | 0.1 | 0.14 | 789.463 | 63.163 | 663.487 | 635.221 | 0.63522 | 0.35496 | 7 | 29 | 10 | 0.00043572 | 0.00024336
7 | 30 | 11 | 698 | 226 | 33 | 0.1 | 0.14 | 910.187 | 68.892 | 742.078 | 711.027 | 0.71103 | 0.35176 | 7 | 29 | 11 | 0.00048772 | 0.00024117
7 | 30 | 12 | 323 | 440 | 34 | 0.1 | 0.14 | 773.711 | 64.424 | 637.716 | 610.363 | 0.61036 | 0.75235 | 7 | 29 | 12 | 0.00041867 | 0.00051582
7 | 30 | 13 | 663 | 258 | 34 | 0.1 | 0.14 | 929.521 | 70.634 | 750.114 | 718.778 | 0.71878 | 0.74376 | 7 | 29 | 13 | 0.00049303 | 0.00050993
7 | 30 | 14 | 645 | 245 | 35 | 0.1 | 0.14 | 846.059 | 68.373 | 692.482 | 663.188 | 0.66319 | 0.69253 | 7 | 29 | 14 | 0.0004549 | 0.00047481
7 | 30 | 15 | 604 | 225 | 34 | 0.1 | 0.14 | 704.076 | 61.815 | 596.936 | 571.027 | 0.57103 | 0.59721 | 7 | 29 | 15 | 0.00039169 | 0.00040946
7 | 30 | 16 | 310 | 251 | 33 | 0.1 | 0.14 | 432.055 | 50.085 | 384.253 | 365.881 | 0.36588 | 0.45788 | 7 | 29 | 16 | 0.00025097 | 0.00031393
7 | 30 | 17 | 332 | 158 | 32 | 0.1 | 0.14 | 280.176 | 43.048 | 251.075 | 237.423 | 0.23742 | 0.27772 | 7 | 29 | 17 | 0.00016286 | 0.00019041
7 | 30 | 18 | 299 | 79 | 29 | 0.1 | 0.14 | 119.093 | 33.526 | 94.678 | 86.567 | 0.086567 | 0.098024 | 7 | 29 | 18 | 5.9379e-05 | 6.7207e-05
7 | 30 | 19 | 0 | 15 | 27 | 0.1 | 0.14 | 13.915 | 27.475 | 7.672 | 2.644 | 0.002644 | 0.004153 | 7 | 29 | 19 | 1.8136e-06 | 2.8474e-06
7 | 30 | 20 | 0 | 0 | 25 | 0.1 | 0.14 | 0 | 25 | 0 | 0 | 0 | 0 | 7 | 29 | 20 | 0 | 0
7 | 30 | 21 | 0 | 0 | 24 | 0.1 | 0.14 | 0 | 24 | 0 | 0 | 0 | 0 | 7 | 29 | 21 | 0 | 0
7 | 30 | 22 | 0 | 0 | 24 | 0.1 | 0.14 | 0 | 24 | 0 | 0 | 0 | 0 | 7 | 29 | 22 | 0 | 0
7 | 30 | 23 | 0 | 0 | 23 | 0.1 | 0.14 | 0 | 23 | 0 | 0 | 0 | 0 | 7 | 29 | 23 | 0 | 0
7 | 31 | 0 | 0 | 0 | 23 | 0.1 | 0.14 | 0 | 23 | 0 | 0 | 0 | 0 | 7 | 30 | 0 | 0 | 0
7 | 31 | 1 | 0 | 0 | 22 | 0.1 | 0.14 | 0 | 22 | 0 | 0 | 0 | 0 | 7 | 30 | 1 | 0 | 0
7 | 31 | 2 | 0 | 0 | 22 | 0.1 | 0.14 | 0 | 22 | 0 | 0 | 0 | 0 | 7 | 30 | 2 | 0 | 0
7 | 31 | 3 | 0 | 0 | 21 | 0.1 | 0.14 | 0 | 21 | 0 | 0 | 0 | 0 | 7 | 30 | 3 | 0 | 0
7 | 31 | 4 | 0 | 0 | 21 | 0.1 | 0.14 | 0 | 21 | 0 | 0 | 0 | 0 | 7 | 30 | 4 | 0 | 0
7 | 31 | 5 | 0 | 0 | 22 | 0.1 | 0.14 | 0 | 22 | 0 | 0 | 0 | 0 | 7 | 30 | 5 | 0 | 0
7 | 31 | 6 | 169 | 59 | 24 | 0.2 | 0.14 | 57.545 | 26.124 | 46.211 | 39.817 | 0.039817 | 0.042981 | 7 | 30 | 6 | 2.7312e-05 | 2.9469e-05
7 | 31 | 7 | 392 | 121 | 27 | 0.2 | 0.14 | 224 | 35.45 | 197.034 | 185.296 | 0.1853 | 0.1851 | 7 | 30 | 7 | 0.0001271 | 0.0001269
7 | 31 | 8 | 533 | 161 | 30 | 0.2 | 0.14 | 427.572 | 46.409 | 389.731 | 371.165 | 0.37117 | 0.36746 | 7 | 30 | 8 | 0.00025459 | 0.00025194
7 | 31 | 9 | 624 | 187 | 31 | 0.2 | 0.14 | 629.516 | 55.111 | 552.049 | 527.731 | 0.52773 | 0.51958 | 7 | 30 | 9 | 0.00036199 | 0.00035623
7 | 31 | 10 | 640 | 228 | 33 | 0.2 | 0.14 | 786.041 | 63.041 | 661.033 | 632.854 | 0.63285 | 0.63522 | 7 | 30 | 10 | 0.00043409 | 0.00043552
7 | 31 | 11 | 333 | 413 | 34 | 0.1 | 0.14 | 738.881 | 63.073 | 614.076 | 587.561 | 0.58756 | 0.71103 | 7 | 30 | 11 | 0.00040303 | 0.00048749
7 | 31 | 12 | 698 | 235 | 34 | 0.1 | 0.14 | 953.16 | 71.568 | 765.803 | 733.912 | 0.73391 | 0.61036 | 7 | 30 | 12 | 0.00050341 | 0.00041848
7 | 31 | 13 | 384 | 400 | 35 | 0.1 | 0.14 | 787.435 | 65.985 | 645.993 | 618.347 | 0.61835 | 0.71878 | 7 | 30 | 13 | 0.00042414 | 0.00049281
7 | 31 | 14 | 21 | 308 | 35 | 0.2 | 0.14 | 310.783 | 46.813 | 270.539 | 256.197 | 0.2562 | 0.66319 | 7 | 30 | 14 | 0.00017573 | 0.00045469
7 | 31 | 15 | 75 | 338 | 35 | 0.2 | 0.14 | 384.402 | 49.648 | 335.607 | 318.958 | 0.31896 | 0.57103 | 7 | 30 | 15 | 0.00021878 | 0.00039151
7 | 31 | 16 | 303 | 251 | 34 | 0.2 | 0.14 | 427.761 | 50.377 | 379.863 | 361.647 | 0.36165 | 0.36588 | 7 | 30 | 16 | 0.00024806 | 0.00025086
7 | 31 | 17 | 383 | 147 | 33 | 0.2 | 0.14 | 291.379 | 44.12 | 259.873 | 245.909 | 0.24591 | 0.23742 | 7 | 30 | 17 | 0.00016868 | 0.00016278
7 | 31 | 18 | 219 | 84 | 30 | 0.1 | 0.14 | 110.644 | 34.245 | 90.18 | 82.228 | 0.082228 | 0.086567 | 7 | 30 | 18 | 5.6403e-05 | 5.9352e-05
7 | 31 | 19 | 135 | 21 | 23.2 | 0.5 | 0.14 | 16.273 | 23.691 | 9.223 | 4.14 | 0.00414 | 0.002644 | 7 | 30 | 19 | 2.8398e-06 | 1.8128e-06
7 | 31 | 20 | 0 | 0 | 21.9 | 0.4 | 0.14 | 0 | 21.9 | 0 | 0 | 0 | 0 | 7 | 30 | 20 | 0 | 0
7 | 31 | 21 | 0 | 0 | 21.1 | 0.2 | 0.14 | 0 | 21.1 | 0 | 0 | 0 | 0 | 7 | 30 | 21 | 0 | 0
7 | 31 | 22 | 0 | 0 | 20.7 | 0.2 | 0.14 | 0 | 20.7 | 0 | 0 | 0 | 0 | 7 | 30 | 22 | 0 | 0
7 | 31 | 23 | 0 | 0 | 20.4 | 0.2 | 0.14 | 0 | 20.4 | 0 | 0 | 0 | 0 | 7 | 30 | 23 | 0 | 0
8 | 1 | 0 | 0 | 0 | 20.1 | 0.1 | 0.14 | 0 | 20.1 | 0 | 0 | 0 | 0 | 7 | 31 | 0 | 0 | 0
8 | 1 | 1 | 0 | 0 | 19.9 | 0.1 | 0.14 | 0 | 19.9 | 0 | 0 | 0 | 0 | 7 | 31 | 1 | 0 | 0
8 | 1 | 2 | 0 | 0 | 19.7 | 0.2 | 0.14 | 0 | 19.7 | 0 | 0 | 0 | 0 | 7 | 31 | 2 | 0 | 0
8 | 1 | 3 | 0 | 0 | 19.7 | 0.2 | 0.14 | 0 | 19.7 | 0 | 0 | 0 | 0 | 7 | 31 | 3 | 0 | 0
8 | 1 | 4 | 0 | 0 | 19.6 | 0.2 | 0.14 | 0 | 19.6 | 0 | 0 | 0 | 0 | 7 | 31 | 4 | 0 | 0
8 | 1 | 5 | 0 | 0 | 20.1 | 0.2 | 0.14 | 0 | 20.1 | 0 | 0 | 0 | 0 | 7 | 31 | 5 | 0 | 0
8 | 1 | 6 | 203 | 50 | 21.7 | 0.2 | 0.14 | 50.369 | 23.534 | 38.988 | 32.85 | 0.03285 | 0.039817 | 7 | 31 | 6 | 2.2533e-05 | 2.7299e-05
8 | 1 | 7 | 544 | 90 | 24.1 | 0.2 | 0.14 | 238.982 | 33.066 | 208.787 | 196.632 | 0.19663 | 0.1853 | 7 | 31 | 7 | 0.00013488 | 0.00012704
8 | 1 | 8 | 681 | 113 | 26.5 | 0.2 | 0.14 | 457.518 | 44.071 | 422.946 | 403.203 | 0.4032 | 0.37117 | 7 | 31 | 8 | 0.00027657 | 0.00025448
8 | 1 | 9 | 762 | 128 | 28.3 | 0.1 | 0.14 | 666.574 | 54.69 | 587.576 | 561.999 | 0.562 | 0.52773 | 7 | 31 | 9 | 0.00038549 | 0.00036182
8 | 1 | 10 | 806 | 140 | 29.4 | 0.1 | 0.14 | 837.282 | 62.482 | 708.146 | 678.298 | 0.6783 | 0.63285 | 7 | 31 | 10 | 0.00046527 | 0.0004339
8 | 1 | 11 | 169 | 397 | 30.1 | 0.2 | 0.14 | 558.176 | 51.342 | 485.354 | 463.4 | 0.4634 | 0.58756 | 7 | 31 | 11 | 0.00031786 | 0.00040284
8 | 1 | 12 | 241 | 393 | 30.5 | 0.2 | 0.14 | 644.503 | 55.03 | 552.718 | 528.377 | 0.52838 | 0.73391 | 7 | 31 | 12 | 0.00036243 | 0.00050318
8 | 1 | 13 | 366 | 397 | 30.6 | 0.3 | 0.14 | 766.883 | 58.912 | 649.242 | 621.48 | 0.62148 | 0.61835 | 7 | 31 | 13 | 0.00042629 | 0.00042395
8 | 1 | 14 | 119 | 387 | 30.3 | 0.3 | 0.14 | 492.983 | 48.483 | 433.14 | 413.036 | 0.41304 | 0.2562 | 7 | 31 | 14 | 0.00028331 | 0.00017565
8 | 1 | 15 | 444 | 221 | 29.8 | 0.3 | 0.14 | 573.202 | 51.039 | 507.743 | 484.995 | 0.485 | 0.31896 | 7 | 31 | 15 | 0.00033267 | 0.00021868
8 | 1 | 16 | 101 | 236 | 29.1 | 0.3 | 0.14 | 288.445 | 39.786 | 263.623 | 249.525 | 0.24952 | 0.36165 | 7 | 31 | 16 | 0.00017116 | 0.00024795
8 | 1 | 17 | 69 | 117 | 27.8 | 0.3 | 0.14 | 137.687 | 32.904 | 126.382 | 117.148 | 0.11715 | 0.24591 | 7 | 31 | 17 | 8.0355e-05 | 0.0001686
8 | 1 | 18 | 298 | 78 | 27 | 0.2 | 0.14 | 117.212 | 31.309 | 93.742 | 85.664 | 0.085664 | 0.082228 | 7 | 31 | 18 | 5.876e-05 | 5.6377e-05
8 | 1 | 19 | 73 | 19 | 23.5 | 0.2 | 0.14 | 15.595 | 24.015 | 8.806 | 3.738 | 0.003738 | 0.00414 | 7 | 31 | 19 | 2.564e-06 | 2.8385e-06
8 | 1 | 20 | 0 | 0 | 22.7 | 0.2 | 0.14 | 0 | 22.7 | 0 | 0 | 0 | 0 | 7 | 31 | 20 | 0 | 0
8 | 1 | 21 | 0 | 0 | 22.3 | 0.2 | 0.14 | 0 | 22.3 | 0 | 0 | 0 | 0 | 7 | 31 | 21 | 0 | 0
8 | 1 | 22 | 0 | 0 | 21.9 | 0.2 | 0.14 | 0 | 21.9 | 0 | 0 | 0 | 0 | 7 | 31 | 22 | 0 | 0
8 | 1 | 23 | 0 | 0 | 21.3 | 0.2 | 0.14 | 0 | 21.3 | 0 | 0 | 0 | 0 | 7 | 31 | 23 | 0 | 0
8 | 2 | 0 | 0 | 0 | 20.8 | 0.2 | 0.14 | 0 | 20.8 | 0 | 0 | 0 | 0 | 8 | 1 | 0 | 0 | 0
8 | 2 | 1 | 0 | 0 | 20.2 | 0.2 | 0.14 | 0 | 20.2 | 0 | 0 | 0 | 0 | 8 | 1 | 1 | 0 | 0
8 | 2 | 2 | 0 | 0 | 19.9 | 0.2 | 0.14 | 0 | 19.9 | 0 | 0 | 0 | 0 | 8 | 1 | 2 | 0 | 0
8 | 2 | 3 | 0 | 0 | 19.5 | 0.2 | 0.14 | 0 | 19.5 | 0 | 0 | 0 | 0 | 8 | 1 | 3 | 0 | 0
8 | 2 | 4 | 0 | 0 | 18.8 | 0.2 | 0.14 | 0 | 18.8 | 0 | 0 | 0 | 0 | 8 | 1 | 4 | 0 | 0
8 | 2 | 5 | 0 | 0 | 18.8 | 0.2 | 0.14 | 0 | 18.8 | 0 | 0 | 0 | 0 | 8 | 1 | 5 | 0 | 0
8 | 2 | 6 | 309 | 49 | 20 | 0.3 | 0.14 | 54.038 | 21.864 | 39.539 | 33.382 | 0.033382 | 0.03285 | 8 | 1 | 6 | 2.2898e-05 | 2.2523e-05
8 | 2 | 7 | 559 | 87 | 22.5 | 0.3 | 0.14 | 239.968 | 31.22 | 210.806 | 198.58 | 0.19858 | 0.19663 | 8 | 1 | 7 | 0.00013621 | 0.00013481
8 | 2 | 8 | 696 | 110 | 25.3 | 0.4 | 0.14 | 461.851 | 41.977 | 430.868 | 410.845 | 0.41085 | 0.4032 | 8 | 1 | 8 | 0.00028181 | 0.00027644
8 | 2 | 9 | 764 | 129 | 27.3 | 0.4 | 0.14 | 668.849 | 51.403 | 598.035 | 572.088 | 0.57209 | 0.562 | 8 | 1 | 9 | 0.00039241 | 0.00038532
8 | 2 | 10 | 796 | 150 | 28.6 | 0.4 | 0.14 | 838.843 | 58.766 | 721.06 | 690.753 | 0.69075 | 0.6783 | 8 | 1 | 10 | 0.00047381 | 0.00046505
8 | 2 | 11 | 815 | 160 | 29.5 | 0.3 | 0.14 | 951.856 | 64.743 | 792.357 | 759.524 | 0.75952 | 0.4634 | 8 | 1 | 11 | 0.00052098 | 0.00031772
8 | 2 | 12 | 298 | 412 | 30.1 | 0.3 | 0.14 | 721.135 | 56.708 | 615.077 | 588.526 | 0.58853 | 0.52838 | 8 | 1 | 12 | 0.00040369 | 0.00036227
8 | 2 | 13 | 279 | 424 | 30.3 | 0.3 | 0.14 | 708.782 | 56.452 | 605.164 | 578.964 | 0.57896 | 0.62148 | 8 | 1 | 13 | 0.00039713 | 0.0004261
8 | 2 | 14 | 150 | 395 | 30.2 | 0.3 | 0.14 | 529.344 | 49.731 | 463.721 | 442.533 | 0.44253 | 0.41304 | 8 | 1 | 14 | 0.00030355 | 0.00028319
8 | 2 | 15 | 216 | 308 | 29.7 | 0.3 | 0.14 | 470.26 | 47.094 | 419.53 | 399.908 | 0.39991 | 0.485 | 8 | 1 | 15 | 0.00027431 | 0.00033252
8 | 2 | 16 | 393 | 205 | 28.9 | 0.3 | 0.14 | 441.039 | 45.278 | 401.887 | 382.89 | 0.38289 | 0.24952 | 8 | 1 | 16 | 0.00026264 | 0.00017108
8 | 2 | 17 | 547 | 113 | 27.4 | 0.3 | 0.14 | 323.75 | 39.36 | 294.332 | 279.147 | 0.27915 | 0.11715 | 8 | 1 | 17 | 0.00019148 | 8.0319e-05
8 | 2 | 18 | 406 | 73 | 26.4 | 0.2 | 0.14 | 129.088 | 31.087 | 99.873 | 91.578 | 0.091578 | 0.085664 | 8 | 1 | 18 | 6.2816e-05 | 5.8733e-05
8 | 2 | 19 | 115 | 19 | 22.4 | 0.2 | 0.14 | 14.742 | 22.887 | 8.347 | 3.295 | 0.003295 | 0.003738 | 8 | 1 | 19 | 2.2601e-06 | 2.5628e-06
8 | 2 | 20 | 0 | 0 | 21.3 | 0.2 | 0.14 | 0 | 21.3 | 0 | 0 | 0 | 0 | 8 | 1 | 20 | 0 | 0
8 | 2 | 21 | 0 | 0 | 20.7 | 0.2 | 0.14 | 0 | 20.7 | 0 | 0 | 0 | 0 | 8 | 1 | 21 | 0 | 0
8 | 2 | 22 | 0 | 0 | 20.1 | 0.2 | 0.14 | 0 | 20.1 | 0 | 0 | 0 | 0 | 8 | 1 | 22 | 0 | 0
8 | 2 | 23 | 0 | 0 | 19.4 | 0.2 | 0.14 | 0 | 19.4 | 0 | 0 | 0 | 0 | 8 | 1 | 23 | 0 | 0
8 | 3 | 0 | 0 | 0 | 18.9 | 0.2 | 0.14 | 0 | 18.9 | 0 | 0 | 0 | 0 | 8 | 2 | 0 | 0 | 0
8 | 3 | 1 | 0 | 0 | 18.5 | 0.2 | 0.14 | 0 | 18.5 | 0 | 0 | 0 | 0 | 8 | 2 | 1 | 0 | 0
8 | 3 | 2 | 0 | 0 | 18.3 | 0.2 | 0.14 | 0 | 18.3 | 0 | 0 | 0 | 0 | 8 | 2 | 2 | 0 | 0
8 | 3 | 3 | 0 | 0 | 18.1 | 0.2 | 0.14 | 0 | 18.1 | 0 | 0 | 0 | 0 | 8 | 2 | 3 | 0 | 0
8 | 3 | 4 | 0 | 0 | 18.1 | 0.2 | 0.14 | 0 | 18.1 | 0 | 0 | 0 | 0 | 8 | 2 | 4 | 0 | 0
8 | 3 | 5 | 0 | 0 | 18.7 | 0.2 | 0.14 | 0 | 18.7 | 0 | 0 | 0 | 0 | 8 | 2 | 5 | 0 | 0
8 | 3 | 6 | 271 | 52 | 20.2 | 0.2 | 0.14 | 54.583 | 22.166 | 41.255 | 35.037 | 0.035037 | 0.033382 | 8 | 2 | 6 | 2.4033e-05 | 2.2887e-05
8 | 3 | 7 | 537 | 93 | 22.8 | 0.2 | 0.14 | 239.164 | 31.774 | 210.16 | 197.957 | 0.19796 | 0.19858 | 8 | 2 | 7 | 0.00013578 | 0.00013615
8 | 3 | 8 | 674 | 117 | 25.7 | 0.2 | 0.14 | 457.443 | 43.268 | 424.24 | 404.451 | 0.40445 | 0.41085 | 8 | 2 | 8 | 0.00027743 | 0.00028168
8 | 3 | 9 | 771 | 127 | 27.6 | 0.2 | 0.14 | 671.638 | 53.346 | 595.7 | 569.836 | 0.56984 | 0.57209 | 8 | 2 | 9 | 0.00039087 | 0.00039223
8 | 3 | 10 | 742 | 174 | 28.9 | 0.2 | 0.14 | 819.433 | 60.237 | 699.314 | 669.778 | 0.66978 | 0.69075 | 8 | 2 | 10 | 0.00045942 | 0.00047359
8 | 3 | 11 | 804 | 164 | 29.7 | 0.3 | 0.14 | 945.486 | 64.707 | 787.207 | 754.557 | 0.75456 | 0.75952 | 8 | 2 | 11 | 0.00051757 | 0.00052074
8 | 3 | 12 | 603 | 292 | 30.1 | 0.3 | 0.14 | 915.166 | 63.929 | 760.478 | 728.775 | 0.72877 | 0.58853 | 8 | 2 | 12 | 0.00049989 | 0.0004035
8 | 3 | 13 | 657 | 253 | 30.2 | 0.3 | 0.14 | 919.159 | 64.194 | 764.242 | 732.406 | 0.73241 | 0.57896 | 8 | 2 | 13 | 0.00050238 | 0.00039695
8 | 3 | 14 | 851 | 127 | 30 | 0.3 | 0.14 | 905.874 | 63.57 | 760.828 | 729.113 | 0.72911 | 0.44253 | 8 | 2 | 14 | 0.00050012 | 0.00030341
8 | 3 | 15 | 842 | 108 | 29.5 | 0.3 | 0.14 | 766.882 | 57.968 | 665.013 | 636.693 | 0.63669 | 0.39991 | 8 | 2 | 15 | 0.00043673 | 0.00027418
8 | 3 | 16 | 792 | 96 | 28.6 | 0.3 | 0.14 | 574.638 | 49.985 | 519.643 | 496.474 | 0.49647 | 0.38289 | 8 | 2 | 16 | 0.00034055 | 0.00026252
8 | 3 | 17 | 703 | 81 | 26.9 | 0.2 | 0.14 | 352.342 | 40.317 | 318.632 | 302.585 | 0.30258 | 0.27915 | 8 | 2 | 17 | 0.00020755 | 0.00019139
8 | 3 | 18 | 533 | 58 | 25.7 | 0.2 | 0.14 | 135.144 | 30.519 | 99.61 | 91.324 | 0.091324 | 0.091578 | 8 | 2 | 18 | 6.2642e-05 | 6.2788e-05
8 | 3 | 19 | 155 | 18 | 21.7 | 0.3 | 0.14 | 17.123 | 22.248 | 9.821 | 4.717 | 0.004717 | 0.003295 | 8 | 2 | 19 | 3.2355e-06 | 2.2591e-06
8 | 3 | 20 | 0 | 0 | 20.9 | 0.5 | 0.14 | 0 | 20.9 | 0 | 0 | 0 | 0 | 8 | 2 | 20 | 0 | 0
8 | 3 | 21 | 0 | 0 | 20.5 | 0.6 | 0.14 | 0 | 20.5 | 0 | 0 | 0 | 0 | 8 | 2 | 21 | 0 | 0
8 | 3 | 22 | 0 | 0 | 20 | 0.7 | 0.14 | 0 | 20 | 0 | 0 | 0 | 0 | 8 | 2 | 22 | 0 | 0
8 | 3 | 23 | 0 | 0 | 19.3 | 0.7 | 0.14 | 0 | 19.3 | 0 | 0 | 0 | 0 | 8 | 2 | 23 | 0 | 0
8 | 4 | 0 | 0 | 0 | 18.5 | 0.7 | 0.14 | 0 | 18.5 | 0 | 0 | 0 | 0 | 8 | 3 | 0 | 0 | 0
8 | 4 | 1 | 0 | 0 | 17.8 | 0.8 | 0.14 | 0 | 17.8 | 0 | 0 | 0 | 0 | 8 | 3 | 1 | 0 | 0
8 | 4 | 2 | 0 | 0 | 17.3 | 0.8 | 0.14 | 0 | 17.3 | 0 | 0 | 0 | 0 | 8 | 3 | 2 | 0 | 0
8 | 4 | 3 | 0 | 0 | 17.1 | 0.7 | 0.14 | 0 | 17.1 | 0 | 0 | 0 | 0 | 8 | 3 | 3 | 0 | 0
8 | 4 | 4 | 0 | 0 | 17.2 | 0.7 | 0.14 | 0 | 17.2 | 0 | 0 | 0 | 0 | 8 | 3 | 4 | 0 | 0
8 | 4 | 5 | 0 | 0 | 17.7 | 0.5 | 0.14 | 0 | 17.7 | 0 | 0 | 0 | 0 | 8 | 3 | 5 | 0 | 0
8 | 4 | 6 | 274 | 48 | 19.3 | 0.2 | 0.14 | 51.032 | 21.129 | 38.104 | 31.997 | 0.031997 | 0.035037 | 8 | 3 | 6 | 2.1948e-05 | 2.4022e-05
8 | 4 | 7 | 564 | 83 | 21.6 | 0.1 | 0.14 | 236.839 | 30.765 | 207.805 | 195.686 | 0.19569 | 0.19796 | 8 | 3 | 7 | 0.00013423 | 0.00013572
8 | 4 | 8 | 727 | 99 | 24.7 | 0.1 | 0.14 | 466.016 | 43.19 | 432.908 | 412.812 | 0.41281 | 0.40445 | 8 | 3 | 8 | 0.00028316 | 0.0002773
8 | 4 | 9 | 801 | 112 | 27.6 | 0.2 | 0.14 | 677.408 | 53.573 | 600.71 | 574.668 | 0.57467 | 0.56984 | 8 | 3 | 9 | 0.00039418 | 0.00039069
8 | 4 | 10 | 844 | 121 | 29.3 | 0.2 | 0.14 | 846.144 | 61.677 | 718.925 | 688.695 | 0.6887 | 0.66978 | 8 | 3 | 10 | 0.0004724 | 0.00045921
8 | 4 | 11 | 865 | 127 | 30.3 | 0.2 | 0.14 | 960.142 | 66.995 | 792.066 | 759.244 | 0.75924 | 0.75456 | 8 | 3 | 11 | 0.00052079 | 0.00051734
8 | 4 | 12 | 871 | 129 | 30.9 | 0.2 | 0.14 | 1007.244 | 69.376 | 819.878 | 786.07 | 0.78607 | 0.72877 | 8 | 3 | 12 | 0.00053919 | 0.00049966
8 | 4 | 13 | 865 | 128 | 31.3 | 0.2 | 0.14 | 986.032 | 68.973 | 804.885 | 771.609 | 0.77161 | 0.73241 | 8 | 3 | 13 | 0.00052927 | 0.00050215
8 | 4 | 14 | 770 | 164 | 31.5 | 0.2 | 0.14 | 874.84 | 64.94 | 729.544 | 698.937 | 0.69894 | 0.72911 | 8 | 3 | 14 | 0.00047942 | 0.00049989
8 | 4 | 15 | 717 | 155 | 31.2 | 0.2 | 0.14 | 721.489 | 58.821 | 622.036 | 595.239 | 0.59524 | 0.63669 | 8 | 3 | 15 | 0.00040829 | 0.00043653
8 | 4 | 16 | 740 | 109 | 30.8 | 0.2 | 0.14 | 555.863 | 52.141 | 497.532 | 475.146 | 0.47515 | 0.49647 | 8 | 3 | 16 | 0.00032592 | 0.00034039
8 | 4 | 17 | 634 | 93 | 29.9 | 0.2 | 0.14 | 336.611 | 42.721 | 301.201 | 285.772 | 0.28577 | 0.30258 | 8 | 3 | 17 | 0.00019602 | 0.00020746
8 | 4 | 18 | 450 | 65 | 29.1 | 0.2 | 0.14 | 128.198 | 33.716 | 95.59 | 87.446 | 0.087446 | 0.091324 | 8 | 3 | 18 | 5.9982e-05 | 6.2613e-05
8 | 4 | 19 | 11 | 13 | 25.8 | 0.8 | 0.14 | 12.367 | 26.143 | 6.833 | 1.834 | 0.001834 | 0.004717 | 8 | 3 | 19 | 1.258e-06 | 3.2341e-06
8 | 4 | 20 | 0 | 0 | 25.3 | 0.8 | 0.14 | 0 | 25.3 | 0 | 0 | 0 | 0 | 8 | 3 | 20 | 0 | 0
8 | 4 | 21 | 0 | 0 | 25 | 0.8 | 0.14 | 0 | 25 | 0 | 0 | 0 | 0 | 8 | 3 | 21 | 0 | 0
8 | 4 | 22 | 0 | 0 | 24.5 | 0.7 | 0.14 | 0 | 24.5 | 0 | 0 | 0 | 0 | 8 | 3 | 22 | 0 | 0
8 | 4 | 23 | 0 | 0 | 24 | 0.6 | 0.14 | 0 | 24 | 0 | 0 | 0 | 0 | 8 | 3 | 23 | 0 | 0
8 | 5 | 0 | 0 | 0 | 23.6 | 0.5 | 0.14 | 0 | 23.6 | 0 | 0 | 0 | 0 | 8 | 4 | 0 | 0 | 0
8 | 5 | 1 | 0 | 0 | 23.1 | 0.3 | 0.14 | 0 | 23.1 | 0 | 0 | 0 | 0 | 8 | 4 | 1 | 0 | 0
8 | 5 | 2 | 0 | 0 | 22.6 | 0.2 | 0.14 | 0 | 22.6 | 0 | 0 | 0 | 0 | 8 | 4 | 2 | 0 | 0
8 | 5 | 3 | 0 | 0 | 21.9 | 0.5 | 0.14 | 0 | 21.9 | 0 | 0 | 0 | 0 | 8 | 4 | 3 | 0 | 0
8 | 5 | 4 | 0 | 0 | 21.1 | 0.7 | 0.14 | 0 | 21.1 | 0 | 0 | 0 | 0 | 8 | 4 | 4 | 0 | 0
8 | 5 | 5 | 0 | 0 | 20.9 | 0.5 | 0.14 | 0 | 20.9 | 0 | 0 | 0 | 0 | 8 | 4 | 5 | 0 | 0
8 | 5 | 6 | 310 | 44 | 22.2 | 0.2 | 0.14 | 48.842 | 23.929 | 34.66 | 28.675 | 0.028675 | 0.031997 | 8 | 4 | 6 | 1.9669e-05 | 2.1938e-05
8 | 5 | 7 | 559 | 81 | 24.7 | 0.1 | 0.14 | 233.2 | 33.721 | 201.809 | 189.901 | 0.1899 | 0.19569 | 8 | 4 | 7 | 0.00013026 | 0.00013417
8 | 5 | 8 | 692 | 104 | 27.8 | 0.1 | 0.14 | 453.216 | 45.781 | 416.095 | 396.595 | 0.3966 | 0.41281 | 8 | 4 | 8 | 0.00027204 | 0.00028303
8 | 5 | 9 | 764 | 122 | 30 | 0.1 | 0.14 | 661.582 | 56.197 | 579.737 | 554.438 | 0.55444 | 0.57467 | 8 | 4 | 9 | 0.00038031 | 0.000394
8 | 5 | 10 | 803 | 135 | 31.3 | 0.1 | 0.14 | 829.762 | 64.09 | 697.132 | 667.674 | 0.66767 | 0.6887 | 8 | 4 | 10 | 0.00045798 | 0.00047218
8 | 5 | 11 | 732 | 183 | 32.1 | 0.1 | 0.14 | 895.904 | 67.446 | 736.679 | 705.819 | 0.70582 | 0.75924 | 8 | 4 | 11 | 0.00048414 | 0.00052055
8 | 5 | 12 | 235 | 401 | 32.5 | 0.2 | 0.14 | 647.699 | 57.152 | 550.382 | 526.124 | 0.52612 | 0.78607 | 8 | 4 | 12 | 0.00036088 | 0.00053894
8 | 5 | 13 | 253 | 433 | 32.8 | 0.3 | 0.14 | 693.066 | 58.369 | 586.447 | 560.911 | 0.56091 | 0.77161 | 8 | 4 | 13 | 0.00038475 | 0.00052903
8 | 5 | 14 | 581 | 252 | 32.4 | 0.3 | 0.14 | 794.67 | 61.81 | 670.054 | 641.555 | 0.64155 | 0.69894 | 8 | 4 | 14 | 0.00044006 | 0.0004792
8 | 5 | 15 | 744 | 145 | 31.8 | 0.3 | 0.14 | 730.328 | 58.901 | 629.85 | 602.776 | 0.60278 | 0.59524 | 8 | 4 | 15 | 0.00041346 | 0.00040811
8 | 5 | 16 | 681 | 130 | 31.3 | 0.2 | 0.14 | 541.053 | 52.067 | 483.763 | 461.865 | 0.46187 | 0.47515 | 8 | 4 | 16 | 0.00031681 | 0.00032577
8 | 5 | 17 | 583 | 105 | 30.1 | 0.2 | 0.14 | 327.836 | 42.59 | 293.526 | 278.369 | 0.27837 | 0.28577 | 8 | 4 | 17 | 0.00019094 | 0.00019593
8 | 5 | 18 | 422 | 68 | 29.4 | 0.2 | 0.14 | 124.953 | 33.911 | 93.718 | 85.641 | 0.085641 | 0.087446 | 8 | 4 | 18 | 5.8744e-05 | 5.9955e-05
8 | 5 | 19 | 53 | 14 | 25.7 | 0.7 | 0.14 | 13.318 | 26.08 | 7.39 | 2.372 | 0.002372 | 0.001834 | 8 | 4 | 19 | 1.627e-06 | 1.2574e-06
8 | 5 | 20 | 0 | 0 | 25 | 0.8 | 0.14 | 0 | 25 | 0 | 0 | 0 | 0 | 8 | 4 | 20 | 0 | 0
8 | 5 | 21 | 0 | 0 | 24.8 | 0.8 | 0.14 | 0 | 24.8 | 0 | 0 | 0 | 0 | 8 | 4 | 21 | 0 | 0
8 | 5 | 22 | 0 | 0 | 24.2 | 0.8 | 0.14 | 0 | 24.2 | 0 | 0 | 0 | 0 | 8 | 4 | 22 | 0 | 0
8 | 5 | 23 | 0 | 0 | 23.1 | 0.7 | 0.14 | 0 | 23.1 | 0 | 0 | 0 | 0 | 8 | 4 | 23 | 0 | 0
8 | 6 | 0 | 0 | 0 | 22 | 0.5 | 0.14 | 0 | 22 | 0 | 0 | 0 | 0 | 8 | 5 | 0 | 0 | 0
8 | 6 | 1 | 0 | 0 | 21 | 0.3 | 0.14 | 0 | 21 | 0 | 0 | 0 | 0 | 8 | 5 | 1 | 0 | 0
8 | 6 | 2 | 0 | 0 | 20.2 | 0.1 | 0.14 | 0 | 20.2 | 0 | 0 | 0 | 0 | 8 | 5 | 2 | 0 | 0
8 | 6 | 3 | 0 | 0 | 19.8 | 0.1 | 0.14 | 0 | 19.8 | 0 | 0 | 0 | 0 | 8 | 5 | 3 | 0 | 0
8 | 6 | 4 | 0 | 0 | 19.5 | 0.1 | 0.14 | 0 | 19.5 | 0 | 0 | 0 | 0 | 8 | 5 | 4 | 0 | 0
8 | 6 | 5 | 0 | 0 | 20.1 | 0.2 | 0.14 | 0 | 20.1 | 0 | 0 | 0 | 0 | 8 | 5 | 5 | 0 | 0
8 | 6 | 6 | 286 | 47 | 21.4 | 0.2 | 0.14 | 50.086 | 23.19 | 36.714 | 30.657 | 0.030657 | 0.028675 | 8 | 5 | 6 | 2.1029e-05 | 1.966e-05
8 | 6 | 7 | 528 | 87 | 23.1 | 0.2 | 0.14 | 230.024 | 31.724 | 201.317 | 189.427 | 0.18943 | 0.1899 | 8 | 5 | 7 | 0.00012993 | 0.0001302
8 | 6 | 8 | 217 | 199 | 26 | 0.3 | 0.14 | 302.073 | 37.218 | 282.021 | 267.272 | 0.26727 | 0.3966 | 8 | 5 | 8 | 0.00018333 | 0.00027191
8 | 6 | 9 | 731 | 135 | 28.6 | 0.4 | 0.14 | 652.362 | 52.11 | 581.5 | 556.139 | 0.55614 | 0.55444 | 8 | 5 | 9 | 0.00038147 | 0.00038013
8 | 6 | 10 | 100 | 260 | 30 | 0.5 | 0.14 | 342.55 | 41.913 | 308.032 | 292.361 | 0.29236 | 0.66767 | 8 | 5 | 10 | 0.00020054 | 0.00045777
8 | 6 | 11 | 21 | 298 | 31 | 0.5 | 0.14 | 302.693 | 41.499 | 268.995 | 254.707 | 0.25471 | 0.70582 | 8 | 5 | 11 | 0.00017471 | 0.00048392
8 | 6 | 12 | 337 | 420 | 31.5 | 0.5 | 0.14 | 769.374 | 58.245 | 652.568 | 624.689 | 0.62469 | 0.52612 | 8 | 5 | 12 | 0.00042849 | 0.00036072
8 | 6 | 13 | 76 | 317 | 31.6 | 0.5 | 0.14 | 384.114 | 44.931 | 339.488 | 322.702 | 0.3227 | 0.56091 | 8 | 5 | 13 | 0.00022135 | 0.00038457
8 | 6 | 14 | 92 | 254 | 31.2 | 0.5 | 0.14 | 335.977 | 42.876 | 299.934 | 284.55 | 0.28455 | 0.64155 | 8 | 5 | 14 | 0.00019518 | 0.00043986
8 | 6 | 15 | 93 | 225 | 30.3 | 0.4 | 0.14 | 293.17 | 40.812 | 264.678 | 250.543 | 0.25054 | 0.60278 | 8 | 5 | 15 | 0.00017186 | 0.00041327
8 | 6 | 16 | 83 | 199 | 29.1 | 0.3 | 0.14 | 238.466 | 37.937 | 218.473 | 205.975 | 0.20597 | 0.46187 | 8 | 5 | 16 | 0.00014128 | 0.00031666
8 | 6 | 17 | 357 | 145 | 27.7 | 0.3 | 0.14 | 277.079 | 37.945 | 253.079 | 239.355 | 0.23935 | 0.27837 | 8 | 5 | 17 | 0.00016418 | 0.00019086
8 | 6 | 18 | 229 | 80 | 26.8 | 0.2 | 0.14 | 106.403 | 30.736 | 86.718 | 78.889 | 0.078889 | 0.085641 | 8 | 5 | 18 | 5.4112e-05 | 5.8717e-05
8 | 6 | 19 | 4 | 11 | 23.9 | 0.1 | 0.14 | 10.464 | 24.257 | 5.787 | 0.826 | 0.000826 | 0.002372 | 8 | 5 | 19 | 5.6658e-07 | 1.6263e-06
8 | 6 | 20 | 0 | 0 | 23.1 | 0.1 | 0.14 | 0 | 23.1 | 0 | 0 | 0 | 0 | 8 | 5 | 20 | 0 | 0
8 | 6 | 21 | 0 | 0 | 22.7 | 0.1 | 0.14 | 0 | 22.7 | 0 | 0 | 0 | 0 | 8 | 5 | 21 | 0 | 0
8 | 6 | 22 | 0 | 0 | 22.4 | 0.1 | 0.14 | 0 | 22.4 | 0 | 0 | 0 | 0 | 8 | 5 | 22 | 0 | 0
8 | 6 | 23 | 0 | 0 | 22.2 | 0.2 | 0.14 | 0 | 22.2 | 0 | 0 | 0 | 0 | 8 | 5 | 23 | 0 | 0
8 | 7 | 0 | 0 | 0 | 22 | 0.3 | 0.14 | 0 | 22 | 0 | 0 | 0 | 0 | 8 | 6 | 0 | 0 | 0
8 | 7 | 1 | 0 | 0 | 21.9 | 0.5 | 0.14 | 0 | 21.9 | 0 | 0 | 0 | 0 | 8 | 6 | 1 | 0 | 0
8 | 7 | 2 | 0 | 0 | 21.8 | 0.6 | 0.14 | 0 | 21.8 | 0 | 0 | 0 | 0 | 8 | 6 | 2 | 0 | 0
8 | 7 | 3 | 0 | 0 | 21.7 | 0.5 | 0.14 | 0 | 21.7 | 0 | 0 | 0 | 0 | 8 | 6 | 3 | 0 | 0
8 | 7 | 4 | 0 | 0 | 21.8 | 0.4 | 0.14 | 0 | 21.8 | 0 | 0 | 0 | 0 | 8 | 6 | 4 | 0 | 0
8 | 7 | 5 | 0 | 0 | 21.9 | 0.2 | 0.14 | 0 | 21.9 | 0 | 0 | 0 | 0 | 8 | 6 | 5 | 0 | 0
8 | 7 | 6 | 103 | 53 | 22.1 | 0.2 | 0.14 | 49.465 | 23.943 | 41.126 | 34.912 | 0.034912 | 0.030657 | 8 | 6 | 6 | 2.3947e-05 | 2.1019e-05
8 | 7 | 7 | 253 | 134 | 23.4 | 0.2 | 0.14 | 195.165 | 30.793 | 176.781 | 165.761 | 0.16576 | 0.18943 | 8 | 6 | 7 | 0.0001137 | 0.00012987
8 | 7 | 8 | 409 | 186 | 25.5 | 0.2 | 0.14 | 388.674 | 40.409 | 361.871 | 344.293 | 0.34429 | 0.26727 | 8 | 6 | 8 | 0.00023616 | 0.00018325
8 | 7 | 9 | 670 | 170 | 27.3 | 0.3 | 0.14 | 644.858 | 51.247 | 576.098 | 550.929 | 0.55093 | 0.55614 | 8 | 6 | 9 | 0.0003779 | 0.0003813
8 | 7 | 10 | 786 | 153 | 28.7 | 0.3 | 0.14 | 833.512 | 59.603 | 714.147 | 684.086 | 0.68409 | 0.29236 | 8 | 6 | 10 | 0.00046924 | 0.00020045
8 | 7 | 11 | 844 | 142 | 29.7 | 0.3 | 0.14 | 955.117 | 65.075 | 794.734 | 761.817 | 0.76182 | 0.25471 | 8 | 6 | 11 | 0.00052255 | 0.00017463
8 | 7 | 12 | 870 | 134 | 30.2 | 0.4 | 0.14 | 1011.212 | 66.517 | 833.985 | 799.677 | 0.79968 | 0.62469 | 8 | 6 | 12 | 0.00054852 | 0.0004283
8 | 7 | 13 | 170 | 403 | 30.4 | 0.4 | 0.14 | 572.522 | 50.88 | 498.707 | 476.28 | 0.47628 | 0.3227 | 8 | 6 | 13 | 0.0003267 | 0.00022125
8 | 7 | 14 | 660 | 218 | 30.3 | 0.4 | 0.14 | 832.385 | 60.198 | 707.976 | 678.134 | 0.67813 | 0.28455 | 8 | 6 | 14 | 0.00046515 | 0.00019509
8 | 7 | 15 | 672 | 169 | 29.9 | 0.4 | 0.14 | 699.557 | 55.076 | 612.835 | 586.363 | 0.58636 | 0.25054 | 8 | 6 | 15 | 0.0004022 | 0.00017178
8 | 7 | 16 | 560 | 159 | 29.1 | 0.3 | 0.14 | 496.383 | 47.556 | 451.063 | 430.323 | 0.43032 | 0.20597 | 8 | 6 | 16 | 0.00029517 | 0.00014122
8 | 7 | 17 | 544 | 99 | 27.6 | 0.3 | 0.14 | 305.63 | 38.882 | 277.161 | 262.583 | 0.26258 | 0.23935 | 8 | 6 | 17 | 0.00018011 | 0.00016411
8 | 7 | 18 | 515 | 54 | 26.5 | 0.2 | 0.14 | 124.995 | 30.933 | 90.257 | 82.302 | 0.082302 | 0.078889 | 8 | 6 | 18 | 5.6453e-05 | 5.4088e-05
8 | 7 | 19 | 119 | 15 | 22.6 | 0.4 | 0.14 | 14.269 | 23.043 | 8.074 | 3.032 | 0.003032 | 0.000826 | 8 | 6 | 19 | 2.0797e-06 | 5.6632e-07
8 | 7 | 20 | 0 | 0 | 21.9 | 0.6 | 0.14 | 0 | 21.9 | 0 | 0 | 0 | 0 | 8 | 6 | 20 | 0 | 0
8 | 7 | 21 | 0 | 0 | 21.7 | 0.7 | 0.14 | 0 | 21.7 | 0 | 0 | 0 | 0 | 8 | 6 | 21 | 0 | 0
8 | 7 | 22 | 0 | 0 | 21.9 | 0.8 | 0.14 | 0 | 21.9 | 0 | 0 | 0 | 0 | 8 | 6 | 22 | 0 | 0
8 | 7 | 23 | 0 | 0 | 22 | 0.9 | 0.14 | 0 | 22 | 0 | 0 | 0 | 0 | 8 | 6 | 23 | 0 | 0
8 | 8 | 0 | 0 | 0 | 21.3 | 0.8 | 0.14 | 0 | 21.3 | 0 | 0 | 0 | 0 | 8 | 7 | 0 | 0 | 0
8 | 8 | 1 | 0 | 0 | 20.4 | 0.7 | 0.14 | 0 | 20.4 | 0 | 0 | 0 | 0 | 8 | 7 | 1 | 0 | 0
8 | 8 | 2 | 0 | 0 | 19.7 | 0.4 | 0.14 | 0 | 19.7 | 0 | 0 | 0 | 0 | 8 | 7 | 2 | 0 | 0
8 | 8 | 3 | 0 | 0 | 19.3 | 0.2 | 0.14 | 0 | 19.3 | 0 | 0 | 0 | 0 | 8 | 7 | 3 | 0 | 0
8 | 8 | 4 | 0 | 0 | 18.9 | 0.1 | 0.14 | 0 | 18.9 | 0 | 0 | 0 | 0 | 8 | 7 | 4 | 0 | 0
8 | 8 | 5 | 0 | 0 | 19.6 | 0.2 | 0.14 | 0 | 19.6 | 0 | 0 | 0 | 0 | 8 | 7 | 5 | 0 | 0
8 | 8 | 6 | 353 | 40 | 21.5 | 0.2 | 0.14 | 46.785 | 23.134 | 32.062 | 26.17 | 0.02617 | 0.034912 | 8 | 7 | 6 | 1.7951e-05 | 2.3936e-05
8 | 8 | 7 | 613 | 69 | 24.3 | 0.3 | 0.14 | 235.54 | 32.827 | 202.857 | 190.913 | 0.19091 | 0.16576 | 8 | 7 | 7 | 0.00013095 | 0.00011365
8 | 8 | 8 | 737 | 88 | 26.9 | 0.4 | 0.14 | 459.473 | 43.496 | 426.417 | 406.551 | 0.40655 | 0.34429 | 8 | 7 | 8 | 0.00027887 | 0.00023605
8 | 8 | 9 | 793 | 108 | 28.4 | 0.4 | 0.14 | 667.37 | 52.46 | 594.954 | 569.116 | 0.56912 | 0.55093 | 8 | 7 | 9 | 0.00039037 | 0.00037773
8 | 8 | 10 | 632 | 211 | 29.5 | 0.5 | 0.14 | 763.469 | 56.143 | 662.638 | 634.402 | 0.6344 | 0.68409 | 8 | 7 | 10 | 0.00043516 | 0.00046902
8 | 8 | 11 | 656 | 233 | 30.4 | 0.5 | 0.14 | 878.652 | 61.024 | 742.691 | 711.618 | 0.71162 | 0.76182 | 8 | 7 | 11 | 0.00048812 | 0.00052232
8 | 8 | 12 | 857 | 133 | 31 | 0.5 | 0.14 | 997.163 | 65.773 | 825.43 | 791.425 | 0.79142 | 0.79968 | 8 | 7 | 12 | 0.00054286 | 0.00054827
8 | 8 | 13 | 776 | 174 | 31.3 | 0.5 | 0.14 | 951.606 | 64.477 | 792.276 | 759.446 | 0.75945 | 0.47628 | 8 | 7 | 13 | 0.00052093 | 0.00032655
8 | 8 | 14 | 697 | 191 | 31.3 | 0.5 | 0.14 | 838.379 | 60.547 | 712.678 | 682.669 | 0.68267 | 0.67813 | 8 | 7 | 14 | 0.00046826 | 0.00046494
8 | 8 | 15 | 669 | 169 | 30.9 | 0.5 | 0.14 | 696.781 | 55.249 | 610.017 | 583.645 | 0.58364 | 0.58636 | 8 | 7 | 15 | 0.00040034 | 0.00040202
8 | 8 | 16 | 633 | 141 | 30.1 | 0.4 | 0.14 | 521.4 | 48.914 | 472.171 | 450.684 | 0.45068 | 0.43032 | 8 | 7 | 16 | 0.00030914 | 0.00029504
8 | 8 | 17 | 22 | 89 | 28.5 | 0.3 | 0.14 | 91.789 | 31.905 | 83.46 | 75.746 | 0.075746 | 0.26258 | 8 | 7 | 17 | 5.1957e-05 | 0.00018003
8 | 8 | 18 | 0 | 36 | 27.5 | 0.2 | 0.14 | 33.402 | 28.779 | 29.383 | 23.585 | 0.023585 | 0.082302 | 8 | 7 | 18 | 1.6178e-05 | 5.6428e-05
8 | 8 | 19 | 0 | 5 | 24.3 | 0.2 | 0.14 | 4.756 | 24.457 | 2.516 | 0 | 0 | 0.003032 | 8 | 7 | 19 | 0 | 2.0788e-06
8 | 8 | 20 | 0 | 0 | 23.6 | 0.2 | 0.14 | 0 | 23.6 | 0 | 0 | 0 | 0 | 8 | 7 | 20 | 0 | 0
8 | 8 | 21 | 0 | 0 | 22.9 | 0.2 | 0.14 | 0 | 22.9 | 0 | 0 | 0 | 0 | 8 | 7 | 21 | 0 | 0
8 | 8 | 22 | 0 | 0 | 22.2 | 0.2 | 0.14 | 0 | 22.2 | 0 | 0 | 0 | 0 | 8 | 7 | 22 | 0 | 0
8 | 8 | 23 | 0 | 0 | 21.6 | 0.2 | 0.14 | 0 | 21.6 | 0 | 0 | 0 | 0 | 8 | 7 | 23 | 0 | 0
8 | 9 | 0 | 0 | 0 | 21.2 | 0.1 | 0.14 | 0 | 21.2 | 0 | 0 | 0 | 0 | 8 | 8 | 0 | 0 | 0
8 | 9 | 1 | 0 | 0 | 21.1 | 0.1 | 0.14 | 0 | 21.1 | 0 | 0 | 0 | 0 | 8 | 8 | 1 | 0 | 0
8 | 9 | 2 | 0 | 0 | 20.9 | 0.1 | 0.14 | 0 | 20.9 | 0 | 0 | 0 | 0 | 8 | 8 | 2 | 0 | 0
8 | 9 | 3 | 0 | 0 | 20.5 | 0.1 | 0.14 | 0 | 20.5 | 0 | 0 | 0 | 0 | 8 | 8 | 3 | 0 | 0
8 | 9 | 4 | 0 | 0 | 20.2 | 0.1 | 0.14 | 0 | 20.2 | 0 | 0 | 0 | 0 | 8 | 8 | 4 | 0 | 0
8 | 9 | 5 | 0 | 0 | 20.5 | 0.2 | 0.14 | 0 | 20.5 | 0 | 0 | 0 | 0 | 8 | 8 | 5 | 0 | 0
8 | 9 | 6 | 272 | 44 | 21.7 | 0.2 | 0.14 | 46.164 | 23.35 | 33.699 | 27.748 | 0.027748 | 0.02617 | 8 | 8 | 6 | 1.9033e-05 | 1.7943e-05
8 | 9 | 7 | 525 | 83 | 23.4 | 0.2 | 0.14 | 224.525 | 31.811 | 195.745 | 184.052 | 0.18405 | 0.19091 | 8 | 8 | 7 | 0.00012625 | 0.00013089
8 | 9 | 8 | 683 | 104 | 25.3 | 0.2 | 0.14 | 447.913 | 42.505 | 416.863 | 397.335 | 0.39733 | 0.40655 | 8 | 8 | 8 | 0.00027254 | 0.00027874
8 | 9 | 9 | 760 | 121 | 27.1 | 0.2 | 0.14 | 657.469 | 52.309 | 586.185 | 560.658 | 0.56066 | 0.56912 | 8 | 8 | 9 | 0.00038457 | 0.0003902
8 | 9 | 10 | 809 | 132 | 28.5 | 0.3 | 0.14 | 831.889 | 59.35 | 714.176 | 684.113 | 0.68411 | 0.6344 | 8 | 8 | 10 | 0.00046925 | 0.00043496
8 | 9 | 11 | 850 | 132 | 29.6 | 0.3 | 0.14 | 950.908 | 64.824 | 792.528 | 759.689 | 0.75969 | 0.71162 | 8 | 8 | 11 | 0.00052109 | 0.0004879
8 | 9 | 12 | 872 | 127 | 30.3 | 0.4 | 0.14 | 1006.059 | 66.436 | 830.408 | 796.227 | 0.79623 | 0.79142 | 8 | 8 | 12 | 0.00054616 | 0.00054262
8 | 9 | 13 | 877 | 122 | 30.5 | 0.4 | 0.14 | 990.908 | 66.099 | 820.008 | 786.196 | 0.7862 | 0.75945 | 8 | 8 | 13 | 0.00053928 | 0.00052069
8 | 9 | 14 | 867 | 115 | 30.4 | 0.4 | 0.14 | 906.085 | 62.982 | 763.806 | 731.985 | 0.73198 | 0.68267 | 8 | 8 | 14 | 0.00050209 | 0.00046805
8 | 9 | 15 | 842 | 104 | 29.9 | 0.4 | 0.14 | 759.049 | 57.242 | 660.982 | 632.804 | 0.6328 | 0.58364 | 8 | 8 | 15 | 0.00043406 | 0.00040016
8 | 9 | 16 | 794 | 91 | 29 | 0.4 | 0.14 | 565.595 | 49.426 | 513.271 | 490.328 | 0.49033 | 0.45068 | 8 | 8 | 16 | 0.00033633 | 0.000309
8 | 9 | 17 | 701 | 76 | 27.3 | 0.3 | 0.14 | 341.319 | 39.884 | 307.829 | 292.165 | 0.29217 | 0.075746 | 8 | 8 | 17 | 0.00020041 | 5.1933e-05
8 | 9 | 18 | 516 | 53 | 26.1 | 0.2 | 0.14 | 122.18 | 30.419 | 87.559 | 79.7 | 0.0797 | 0.023585 | 8 | 8 | 18 | 5.4669e-05 | 1.617e-05
8 | 9 | 19 | 104 | 12 | 21.6 | 0.2 | 0.14 | 11.416 | 21.977 | 6.42 | 1.436 | 0.001436 | 0 | 8 | 8 | 19 | 9.85e-07 | 0
8 | 9 | 20 | 0 | 0 | 20.4 | 0.2 | 0.14 | 0 | 20.4 | 0 | 0 | 0 | 0 | 8 | 8 | 20 | 0 | 0
8 | 9 | 21 | 0 | 0 | 19.8 | 0.2 | 0.14 | 0 | 19.8 | 0 | 0 | 0 | 0 | 8 | 8 | 21 | 0 | 0
8 | 9 | 22 | 0 | 0 | 19.4 | 0.1 | 0.14 | 0 | 19.4 | 0 | 0 | 0 | 0 | 8 | 8 | 22 | 0 | 0
8 | 9 | 23 | 0 | 0 | 18.9 | 0.3 | 0.14 | 0 | 18.9 | 0 | 0 | 0 | 0 | 8 | 8 | 23 | 0 | 0
8 | 10 | 0 | 0 | 0 | 18.1 | 0.4 | 0.14 | 0 | 18.1 | 0 | 0 | 0 | 0 | 8 | 9 | 0 | 0 | 0
8 | 10 | 1 | 0 | 0 | 17.5 | 0.3 | 0.14 | 0 | 17.5 | 0 | 0 | 0 | 0 | 8 | 9 | 1 | 0 | 0
8 | 10 | 2 | 0 | 0 | 17.1 | 0.2 | 0.14 | 0 | 17.1 | 0 | 0 | 0 | 0 | 8 | 9 | 2 | 0 | 0
8 | 10 | 3 | 0 | 0 | 16.5 | 0.1 | 0.14 | 0 | 16.5 | 0 | 0 | 0 | 0 | 8 | 9 | 3 | 0 | 0
8 | 10 | 4 | 0 | 0 | 15.9 | 0.2 | 0.14 | 0 | 15.9 | 0 | 0 | 0 | 0 | 8 | 9 | 4 | 0 | 0
8 | 10 | 5 | 0 | 0 | 16.5 | 0.2 | 0.14 | 0 | 16.5 | 0 | 0 | 0 | 0 | 8 | 9 | 5 | 0 | 0
8 | 10 | 6 | 396 | 36 | 18.4 | 0.2 | 0.14 | 43.976 | 19.907 | 29.074 | 23.288 | 0.023288 | 0.027748 | 8 | 9 | 6 | 1.5974e-05 | 1.9025e-05
8 | 10 | 7 | 657 | 62 | 21.3 | 0.2 | 0.14 | 241.067 | 30.291 | 208.824 | 196.668 | 0.19667 | 0.18405 | 8 | 9 | 7 | 0.0001349 | 0.00012619
8 | 10 | 8 | 748 | 84 | 24.4 | 0.2 | 0.14 | 460.465 | 42.092 | 429.98 | 409.988 | 0.40999 | 0.39733 | 8 | 9 | 8 | 0.00028122 | 0.00027242
8 | 10 | 9 | 371 | 257 | 26.5 | 0.2 | 0.14 | 514.649 | 46.191 | 465.911 | 444.645 | 0.44464 | 0.56066 | 8 | 9 | 9 | 0.000305 | 0.0003844
8 | 10 | 10 | 241 | 366 | 27.5 | 0.3 | 0.14 | 576.306 | 48.799 | 510.628 | 487.778 | 0.48778 | 0.68411 | 8 | 9 | 10 | 0.00033458 | 0.00046904
8 | 10 | 11 | 124 | 419 | 28.3 | 0.3 | 0.14 | 539.708 | 48.2 | 474.918 | 453.333 | 0.45333 | 0.75969 | 8 | 9 | 11 | 0.00031096 | 0.00052086
8 | 10 | 12 | 502 | 346 | 28.9 | 0.4 | 0.14 | 868.559 | 60.033 | 733.617 | 702.866 | 0.70287 | 0.79623 | 8 | 9 | 12 | 0.00048212 | 0.00054591
8 | 10 | 13 | 911 | 103 | 29.1 | 0.4 | 0.14 | 1004.644 | 65.199 | 835.103 | 800.755 | 0.80075 | 0.7862 | 8 | 9 | 13 | 0.00054926 | 0.00053903
8 | 10 | 14 | 893 | 102 | 28.9 | 0.4 | 0.14 | 915.814 | 61.837 | 776.281 | 744.018 | 0.74402 | 0.73198 | 8 | 9 | 14 | 0.00051035 | 0.00050186
8 | 10 | 15 | 859 | 97 | 28.5 | 0.4 | 0.14 | 764.239 | 56.032 | 669.3 | 640.828 | 0.64083 | 0.6328 | 8 | 9 | 15 | 0.00043956 | 0.00043386
8 | 10 | 16 | 802 | 87 | 27.6 | 0.3 | 0.14 | 565.208 | 48.644 | 514.828 | 491.83 | 0.49183 | 0.49033 | 8 | 9 | 16 | 0.00033736 | 0.00033618
8 | 10 | 17 | 706 | 73 | 25.9 | 0.3 | 0.14 | 339.052 | 38.397 | 307.332 | 291.686 | 0.29169 | 0.29217 | 8 | 9 | 17 | 0.00020008 | 0.00020031
8 | 10 | 18 | 521 | 51 | 24.8 | 0.2 | 0.14 | 119.948 | 29.026 | 85.626 | 77.835 | 0.077835 | 0.0797 | 8 | 9 | 18 | 5.3389e-05 | 5.4644e-05
8 | 10 | 19 | 106 | 12 | 20 | 0.2 | 0.14 | 11.416 | 20.377 | 6.473 | 1.488 | 0.001488 | 0.001436 | 8 | 9 | 19 | 1.0207e-06 | 9.8455e-07
8 | 10 | 20 | 0 | 0 | 18.9 | 0.2 | 0.14 | 0 | 18.9 | 0 | 0 | 0 | 0 | 8 | 9 | 20 | 0 | 0
8 | 10 | 21 | 0 | 0 | 18.4 | 0.2 | 0.14 | 0 | 18.4 | 0 | 0 | 0 | 0 | 8 | 9 | 21 | 0 | 0
8 | 10 | 22 | 0 | 0 | 17.9 | 0.2 | 0.14 | 0 | 17.9 | 0 | 0 | 0 | 0 | 8 | 9 | 22 | 0 | 0
8 | 10 | 23 | 0 | 0 | 17.4 | 0.2 | 0.14 | 0 | 17.4 | 0 | 0 | 0 | 0 | 8 | 9 | 23 | 0 | 0
8 | 11 | 0 | 0 | 0 | 17.1 | 0.2 | 0.14 | 0 | 17.1 | 0 | 0 | 0 | 0 | 8 | 10 | 0 | 0 | 0
8 | 11 | 1 | 0 | 0 | 17.2 | 0.2 | 0.14 | 0 | 17.2 | 0 | 0 | 0 | 0 | 8 | 10 | 1 | 0 | 0
8 | 11 | 2 | 0 | 0 | 17.2 | 0.2 | 0.14 | 0 | 17.2 | 0 | 0 | 0 | 0 | 8 | 10 | 2 | 0 | 0
8 | 11 | 3 | 0 | 0 | 17.1 | 0.2 | 0.14 | 0 | 17.1 | 0 | 0 | 0 | 0 | 8 | 10 | 3 | 0 | 0
8 | 11 | 4 | 0 | 0 | 16.5 | 0.2 | 0.14 | 0 | 16.5 | 0 | 0 | 0 | 0 | 8 | 10 | 4 | 0 | 0
8 | 11 | 5 | 0 | 0 | 16.9 | 0.2 | 0.14 | 0 | 16.9 | 0 | 0 | 0 | 0 | 8 | 10 | 5 | 0 | 0
8 | 11 | 6 | 353 | 37 | 18.9 | 0.2 | 0.14 | 43.094 | 20.397 | 29.42 | 23.621 | 0.023621 | 0.023288 | 8 | 10 | 6 | 1.6202e-05 | 1.5967e-05
8 | 11 | 7 | 617 | 67 | 21.8 | 0.3 | 0.14 | 233.66 | 30.253 | 202.801 | 190.859 | 0.19086 | 0.19667 | 8 | 10 | 7 | 0.00013092 | 0.00013484
8 | 11 | 8 | 740 | 85 | 24.8 | 0.3 | 0.14 | 457.25 | 41.827 | 427.38 | 407.48 | 0.40748 | 0.40999 | 8 | 10 | 8 | 0.0002795 | 0.0002811
8 | 11 | 9 | 802 | 102 | 27 | 0.3 | 0.14 | 667.211 | 51.801 | 596.877 | 570.971 | 0.57097 | 0.44464 | 8 | 10 | 9 | 0.00039165 | 0.00030486
8 | 11 | 10 | 818 | 125 | 28.6 | 0.2 | 0.14 | 832.362 | 60.454 | 711.434 | 681.469 | 0.68147 | 0.48778 | 8 | 10 | 10 | 0.00046744 | 0.00033443
8 | 11 | 11 | 738 | 189 | 29.7 | 0.2 | 0.14 | 912.451 | 64.557 | 760.336 | 728.638 | 0.72864 | 0.45333 | 8 | 10 | 11 | 0.0004998 | 0.00031081
8 | 11 | 12 | 698 | 220 | 30.5 | 0.2 | 0.14 | 939.25 | 66.354 | 774.04 | 741.857 | 0.74186 | 0.70287 | 8 | 10 | 12 | 0.00050886 | 0.0004819
8 | 11 | 13 | 367 | 396 | 31 | 0.2 | 0.14 | 768.583 | 60.287 | 647.39 | 619.694 | 0.61969 | 0.80075 | 8 | 10 | 13 | 0.00042507 | 0.00054901
8 | 11 | 14 | 525 | 286 | 30.9 | 0.2 | 0.14 | 775.121 | 60.495 | 657.042 | 629.004 | 0.629 | 0.74402 | 8 | 10 | 14 | 0.00043145 | 0.00051011
8 | 11 | 15 | 434 | 273 | 31.2 | 0.1 | 0.14 | 615.008 | 55.486 | 534.828 | 511.121 | 0.51112 | 0.64083 | 8 | 10 | 15 | 0.00035059 | 0.00043936
8 | 11 | 16 | 307 | 219 | 31 | 0.1 | 0.14 | 396.945 | 46.709 | 358.537 | 341.076 | 0.34108 | 0.49183 | 8 | 10 | 16 | 0.00023395 | 0.00033721
8 | 11 | 17 | 362 | 127 | 28.8 | 0.2 | 0.14 | 259.401 | 38.689 | 235.005 | 221.921 | 0.22192 | 0.29169 | 8 | 10 | 17 | 0.00015222 | 0.00019999
8 | 11 | 18 | 328 | 64 | 27.2 | 0.2 | 0.14 | 103.382 | 30.943 | 78.574 | 71.033 | 0.071033 | 0.077835 | 8 | 10 | 18 | 4.8724e-05 | 5.3365e-05
8 | 11 | 19 | 51 | 10 | 24.7 | 0.6 | 0.14 | 9.513 | 24.979 | 5.214 | 0.273 | 0.000273 | 0.001488 | 8 | 10 | 19 | 1.8726e-07 | 1.0202e-06
8 | 11 | 20 | 0 | 0 | 23.5 | 0.6 | 0.14 | 0 | 23.5 | 0 | 0 | 0 | 0 | 8 | 10 | 20 | 0 | 0
8 | 11 | 21 | 0 | 0 | 22.8 | 0.5 | 0.14 | 0 | 22.8 | 0 | 0 | 0 | 0 | 8 | 10 | 21 | 0 | 0
8 | 11 | 22 | 0 | 0 | 22.2 | 0.5 | 0.14 | 0 | 22.2 | 0 | 0 | 0 | 0 | 8 | 10 | 22 | 0 | 0
8 | 11 | 23 | 0 | 0 | 21.8 | 0.5 | 0.14 | 0 | 21.8 | 0 | 0 | 0 | 0 | 8 | 10 | 23 | 0 | 0
8 | 12 | 0 | 0 | 0 | 21.4 | 0.4 | 0.14 | 0 | 21.4 | 0 | 0 | 0 | 0 | 8 | 11 | 0 | 0 | 0
8 | 12 | 1 | 0 | 0 | 21 | 0.3 | 0.14 | 0 | 21 | 0 | 0 | 0 | 0 | 8 | 11 | 1 | 0 | 0
8 | 12 | 2 | 0 | 0 | 20.6 | 0.2 | 0.14 | 0 | 20.6 | 0 | 0 | 0 | 0 | 8 | 11 | 2 | 0 | 0
8 | 12 | 3 | 0 | 0 | 20.1 | 0.1 | 0.14 | 0 | 20.1 | 0 | 0 | 0 | 0 | 8 | 11 | 3 | 0 | 0
8 | 12 | 4 | 0 | 0 | 19.6 | 0.1 | 0.14 | 0 | 19.6 | 0 | 0 | 0 | 0 | 8 | 11 | 4 | 0 | 0
8 | 12 | 5 | 0 | 0 | 19.7 | 0.2 | 0.14 | 0 | 19.7 | 0 | 0 | 0 | 0 | 8 | 11 | 5 | 0 | 0
8 | 12 | 6 | 242 | 40 | 21 | 0.2 | 0.14 | 40.99 | 22.468 | 30.025 | 24.205 | 0.024205 | 0.023621 | 8 | 11 | 6 | 1.6603e-05 | 1.6195e-05
8 | 12 | 7 | 56 | 104 | 23.2 | 0.2 | 0.14 | 111.955 | 27.473 | 103.521 | 95.097 | 0.095097 | 0.19086 | 8 | 11 | 7 | 6.523e-05 | 0.00013086
8 | 12 | 8 | 29 | 185 | 26.1 | 0.2 | 0.14 | 189.762 | 33.361 | 176.316 | 165.312 | 0.16531 | 0.40748 | 8 | 11 | 8 | 0.00011339 | 0.00027938
8 | 12 | 9 | 31 | 247 | 28.6 | 0.3 | 0.14 | 258.833 | 38.169 | 235.516 | 222.415 | 0.22242 | 0.57097 | 8 | 11 | 9 | 0.00015256 | 0.00039147
8 | 12 | 10 | 49 | 336 | 29.9 | 0.3 | 0.14 | 368.983 | 43.513 | 329.241 | 312.818 | 0.31282 | 0.68147 | 8 | 11 | 10 | 0.00021457 | 0.00046723
8 | 12 | 11 | 98 | 402 | 30.6 | 0.3 | 0.14 | 489.174 | 48.634 | 428.68 | 408.734 | 0.40873 | 0.72864 | 8 | 11 | 11 | 0.00028036 | 0.00049957
8 | 12 | 12 | 28 | 314 | 31.1 | 0.4 | 0.14 | 335.394 | 43.078 | 296.73 | 281.459 | 0.28146 | 0.74186 | 8 | 11 | 12 | 0.00019306 | 0.00050863
8 | 12 | 13 | 51 | 376 | 31.2 | 0.4 | 0.14 | 419.784 | 46.2 | 369.33 | 351.487 | 0.35149 | 0.61969 | 8 | 11 | 13 | 0.0002411 | 0.00042487
8 | 12 | 14 | 77 | 374 | 30.7 | 0.5 | 0.14 | 435.819 | 45.84 | 386.166 | 367.727 | 0.36773 | 0.629 | 8 | 11 | 14 | 0.00025224 | 0.00043126
8 | 12 | 15 | 21 | 255 | 29.7 | 0.4 | 0.14 | 256.902 | 38.902 | 231.894 | 218.92 | 0.21892 | 0.51112 | 8 | 11 | 15 | 0.00015016 | 0.00035043
8 | 12 | 16 | 0 | 88 | 28.8 | 0.4 | 0.14 | 81.887 | 31.74 | 73.457 | 66.098 | 0.066098 | 0.34108 | 8 | 11 | 16 | 4.5339e-05 | 0.00023385
8 | 12 | 17 | 56 | 133 | 27.6 | 0.3 | 0.14 | 145.57 | 32.999 | 134.117 | 124.609 | 0.12461 | 0.22192 | 8 | 11 | 17 | 8.5473e-05 | 0.00015215
8 | 12 | 18 | 344 | 65 | 26.8 | 0.2 | 0.14 | 105.735 | 30.62 | 80.072 | 72.479 | 0.072479 | 0.071033 | 8 | 11 | 18 | 4.9716e-05 | 4.8702e-05
8 | 12 | 19 | 16 | 6 | 23.8 | 0.2 | 0.14 | 5.708 | 23.989 | 3.058 | 0 | 0 | 0.000273 | 8 | 11 | 19 | 0 | 1.8717e-07
8 | 12 | 20 | 0 | 0 | 23.3 | 0.2 | 0.14 | 0 | 23.3 | 0 | 0 | 0 | 0 | 8 | 11 | 20 | 0 | 0
8 | 12 | 21 | 0 | 0 | 23.1 | 0.2 | 0.14 | 0 | 23.1 | 0 | 0 | 0 | 0 | 8 | 11 | 21 | 0 | 0
8 | 12 | 22 | 0 | 0 | 23.2 | 0.2 | 0.14 | 0 | 23.2 | 0 | 0 | 0 | 0 | 8 | 11 | 22 | 0 | 0
8 | 12 | 23 | 0 | 0 | 22.9 | 0.2 | 0.14 | 0 | 22.9 | 0 | 0 | 0 | 0 | 8 | 11 | 23 | 0 | 0
8 | 13 | 0 | 0 | 0 | 22.4 | 0.2 | 0.14 | 0 | 22.4 | 0 | 0 | 0 | 0 | 8 | 12 | 0 | 0 | 0
8 | 13 | 1 | 0 | 0 | 22.2 | 0.2 | 0.14 | 0 | 22.2 | 0 | 0 | 0 | 0 | 8 | 12 | 1 | 0 | 0
8 | 13 | 2 | 0 | 0 | 22.4 | 0.2 | 0.14 | 0 | 22.4 | 0 | 0 | 0 | 0 | 8 | 12 | 2 | 0 | 0
8 | 13 | 3 | 0 | 0 | 22.6 | 0.2 | 0.14 | 0 | 22.6 | 0 | 0 | 0 | 0 | 8 | 12 | 3 | 0 | 0
8 | 13 | 4 | 0 | 0 | 22.6 | 0.2 | 0.14 | 0 | 22.6 | 0 | 0 | 0 | 0 | 8 | 12 | 4 | 0 | 0
8 | 13 | 5 | 0 | 0 | 22.7 | 0.2 | 0.14 | 0 | 22.7 | 0 | 0 | 0 | 0 | 8 | 12 | 5 | 0 | 0
8 | 13 | 6 | 64 | 30 | 23.4 | 0.2 | 0.14 | 27.855 | 24.434 | 22.179 | 16.637 | 0.016637 | 0.024205 | 8 | 12 | 6 | 1.1412e-05 | 1.6595e-05
8 | 13 | 7 | 37 | 69 | 24.3 | 0.3 | 0.14 | 74.507 | 27.056 | 67.83 | 60.67 | 0.06067 | 0.095097 | 8 | 12 | 7 | 4.1615e-05 | 6.52e-05
8 | 13 | 8 | 0 | 47 | 25.5 | 0.3 | 0.14 | 43.655 | 27.118 | 39.06 | 32.92 | 0.03292 | 0.16531 | 8 | 12 | 8 | 2.2581e-05 | 0.00011334
8 | 13 | 9 | 1 | 135 | 26.8 | 0.3 | 0.14 | 126.836 | 31.487 | 115.364 | 106.52 | 0.10652 | 0.22242 | 8 | 12 | 9 | 7.3065e-05 | 0.00015249
8 | 13 | 10 | 38 | 293 | 28.3 | 0.4 | 0.14 | 316.797 | 39.638 | 286.064 | 271.171 | 0.27117 | 0.31282 | 8 | 12 | 10 | 0.000186 | 0.00021447
8 | 13 | 11 | 99 | 418 | 29.6 | 0.4 | 0.14 | 506.685 | 47.72 | 446.044 | 425.483 | 0.42548 | 0.40873 | 8 | 12 | 11 | 0.00029185 | 0.00028024
8 | 13 | 12 | 329 | 397 | 30.1 | 0.4 | 0.14 | 739.501 | 56.583 | 632.335 | 605.172 | 0.60517 | 0.28146 | 8 | 12 | 12 | 0.00041511 | 0.00019297
8 | 13 | 13 | 81 | 414 | 30 | 0.4 | 0.14 | 488.112 | 47.447 | 429.123 | 409.161 | 0.40916 | 0.35149 | 8 | 12 | 13 | 0.00028066 | 0.00024099
8 | 13 | 14 | 362 | 351 | 29.8 | 0.4 | 0.14 | 685.546 | 54.386 | 594.694 | 568.865 | 0.56886 | 0.36773 | 8 | 12 | 14 | 0.0003902 | 0.00025212
8 | 13 | 15 | 154 | 321 | 29.8 | 0.4 | 0.14 | 435.584 | 45.427 | 390.531 | 371.937 | 0.37194 | 0.21892 | 8 | 12 | 15 | 0.00025512 | 0.0001501
8 | 13 | 16 | 426 | 176 | 29.7 | 0.4 | 0.14 | 428.287 | 45.144 | 391.652 | 373.018 | 0.37302 | 0.066098 | 8 | 12 | 16 | 0.00025586 | 4.5318e-05
8 | 13 | 17 | 606 | 90 | 28.7 | 0.3 | 0.14 | 314.356 | 40.288 | 282.159 | 267.405 | 0.2674 | 0.12461 | 8 | 12 | 17 | 0.00018342 | 8.5434e-05
8 | 13 | 18 | 389 | 61 | 28 | 0.3 | 0.14 | 107.342 | 31.727 | 78.931 | 71.378 | 0.071378 | 0.072479 | 8 | 12 | 18 | 4.896e-05 | 4.9693e-05
8 | 13 | 19 | 27 | 8 | 25.8 | 0.2 | 0.14 | 7.61 | 26.052 | 4.096 | 0 | 0 | 0 | 8 | 12 | 19 | 0 | 0
8 | 13 | 20 | 0 | 0 | 24.8 | 0.3 | 0.14 | 0 | 24.8 | 0 | 0 | 0 | 0 | 8 | 12 | 20 | 0 | 0
8 | 13 | 21 | 0 | 0 | 23.7 | 0.2 | 0.14 | 0 | 23.7 | 0 | 0 | 0 | 0 | 8 | 12 | 21 | 0 | 0
8 | 13 | 22 | 0 | 0 | 22.7 | 0.2 | 0.14 | 0 | 22.7 | 0 | 0 | 0 | 0 | 8 | 12 | 22 | 0 | 0
8 | 13 | 23 | 0 | 0 | 22.1 | 0.2 | 0.14 | 0 | 22.1 | 0 | 0 | 0 | 0 | 8 | 12 | 23 | 0 | 0
8 | 14 | 0 | 0 | 0 | 21.6 | 0.2 | 0.14 | 0 | 21.6 | 0 | 0 | 0 | 0 | 8 | 13 | 0 | 0 | 0
8 | 14 | 1 | 0 | 0 | 21.2 | 0.2 | 0.14 | 0 | 21.2 | 0 | 0 | 0 | 0 | 8 | 13 | 1 | 0 | 0
8 | 14 | 2 | 0 | 0 | 20.8 | 0.1 | 0.14 | 0 | 20.8 | 0 | 0 | 0 | 0 | 8 | 13 | 2 | 0 | 0
8 | 14 | 3 | 0 | 0 | 20.3 | 0.1 | 0.14 | 0 | 20.3 | 0 | 0 | 0 | 0 | 8 | 13 | 3 | 0 | 0
8 | 14 | 4 | 0 | 0 | 19.7 | 0.1 | 0.14 | 0 | 19.7 | 0 | 0 | 0 | 0 | 8 | 13 | 4 | 0 | 0
8 | 14 | 5 | 0 | 0 | 20.1 | 0.1 | 0.14 | 0 | 20.1 | 0 | 0 | 0 | 0 | 8 | 13 | 5 | 0 | 0
8 | 14 | 6 | 255 | 41 | 21.8 | 0.1 | 0.14 | 41.82 | 23.344 | 30.411 | 24.577 | 0.024577 | 0.016637 | 8 | 13 | 6 | 1.6858e-05 | 1.1407e-05
8 | 14 | 7 | 506 | 86 | 24.5 | 0.1 | 0.14 | 220.977 | 33.051 | 191.567 | 180.022 | 0.18002 | 0.06067 | 8 | 13 | 7 | 0.00012348 | 4.1597e-05
8 | 14 | 8 | 45 | 170 | 27.4 | 0.1 | 0.14 | 183.479 | 34.654 | 169.554 | 158.79 | 0.15879 | 0.03292 | 8 | 13 | 8 | 0.00010892 | 2.2571e-05
8 | 14 | 9 | 165 | 290 | 29.3 | 0.2 | 0.14 | 399.693 | 44.571 | 360.577 | 343.044 | 0.34304 | 0.10652 | 8 | 13 | 9 | 0.0002353 | 7.3032e-05
8 | 14 | 10 | 476 | 267 | 30.6 | 0.2 | 0.14 | 684.898 | 56.767 | 591.307 | 565.598 | 0.5656 | 0.27117 | 8 | 13 | 10 | 0.00038796 | 0.00018592
8 | 14 | 11 | 385 | 363 | 31.5 | 0.2 | 0.14 | 741.395 | 59.768 | 627.267 | 600.284 | 0.60028 | 0.42548 | 8 | 13 | 11 | 0.00041175 | 0.00029172
8 | 14 | 12 | 351 | 406 | 32.1 | 0.2 | 0.14 | 770.9 | 61.468 | 645.439 | 617.812 | 0.61781 | 0.60517 | 8 | 13 | 12 | 0.00042378 | 0.00041492
8 | 14 | 13 | 342 | 400 | 32.2 | 0.2 | 0.14 | 748.512 | 60.72 | 629.135 | 602.086 | 0.60209 | 0.40916 | 8 | 13 | 13 | 0.00041299 | 0.00028053
8 | 14 | 14 | 471 | 311 | 32.1 | 0.2 | 0.14 | 750.924 | 60.765 | 635.256 | 607.991 | 0.60799 | 0.56886 | 8 | 13 | 14 | 0.00041704 | 0.00039002
8 | 14 | 15 | 369 | 283 | 31.8 | 0.2 | 0.14 | 568.186 | 53.519 | 497.548 | 475.161 | 0.47516 | 0.37194 | 8 | 13 | 15 | 0.00032593 | 0.00025501
8 | 14 | 16 | 603 | 156 | 30.9 | 0.2 | 0.14 | 513.712 | 50.619 | 461.933 | 440.808 | 0.44081 | 0.37302 | 8 | 13 | 16 | 0.00030236 | 0.00025575
8 | 14 | 17 | 495 | 121 | 29.4 | 0.2 | 0.14 | 300.555 | 40.843 | 269.739 | 255.424 | 0.25542 | 0.2674 | 8 | 13 | 17 | 0.0001752 | 0.00018334
8 | 14 | 18 | 73 | 53 | 28.5 | 0.2 | 0.14 | 58.398 | 30.691 | 48.556 | 42.08 | 0.04208 | 0.071378 | 8 | 13 | 18 | 2.8864e-05 | 4.8938e-05
8 | 14 | 19 | 23 | 7 | 26.4 | 0.6 | 0.14 | 6.659 | 26.595 | 3.546 | 0 | 0 | 0 | 8 | 13 | 19 | 0 | 0
8 | 14 | 20 | 0 | 0 | 26.2 | 0.6 | 0.14 | 0 | 26.2 | 0 | 0 | 0 | 0 | 8 | 13 | 20 | 0 | 0
8 | 14 | 21 | 0 | 0 | 26 | 0.5 | 0.14 | 0 | 26 | 0 | 0 | 0 | 0 | 8 | 13 | 21 | 0 | 0
8 | 14 | 22 | 0 | 0 | 25.5 | 0.5 | 0.14 | 0 | 25.5 | 0 | 0 | 0 | 0 | 8 | 13 | 22 | 0 | 0
8 | 14 | 23 | 0 | 0 | 24.6 | 0.5 | 0.14 | 0 | 24.6 | 0 | 0 | 0 | 0 | 8 | 13 | 23 | 0 | 0
8 | 15 | 0 | 0 | 0 | 23.5 | 0.7 | 0.14 | 0 | 23.5 | 0 | 0 | 0 | 0 | 8 | 14 | 0 | 0 | 0
8 | 15 | 1 | 0 | 0 | 22.5 | 0.7 | 0.14 | 0 | 22.5 | 0 | 0 | 0 | 0 | 8 | 14 | 1 | 0 | 0
8 | 15 | 2 | 0 | 0 | 21.8 | 0.6 | 0.14 | 0 | 21.8 | 0 | 0 | 0 | 0 | 8 | 14 | 2 | 0 | 0
8 | 15 | 3 | 0 | 0 | 21.2 | 0.5 | 0.14 | 0 | 21.2 | 0 | 0 | 0 | 0 | 8 | 14 | 3 | 0 | 0
8 | 15 | 4 | 0 | 0 | 20.6 | 0.3 | 0.14 | 0 | 20.6 | 0 | 0 | 0 | 0 | 8 | 14 | 4 | 0 | 0
8 | 15 | 5 | 0 | 0 | 21 | 0.2 | 0.14 | 0 | 21 | 0 | 0 | 0 | 0 | 8 | 14 | 5 | 0 | 0
8 | 15 | 6 | 270 | 38 | 22.6 | 0.2 | 0.14 | 39.514 | 24.002 | 27.938 | 22.192 | 0.022192 | 0.024577 | 8 | 14 | 6 | 1.5222e-05 | 1.685e-05
8 | 15 | 7 | 556 | 75 | 24.9 | 0.2 | 0.14 | 223.68 | 33.26 | 192.284 | 180.714 | 0.18071 | 0.18002 | 8 | 14 | 7 | 0.00012396 | 0.00012343
8 | 15 | 8 | 694 | 99 | 27 | 0.3 | 0.14 | 447.374 | 43.657 | 414.582 | 395.135 | 0.39514 | 0.15879 | 8 | 14 | 8 | 0.00027104 | 0.00010887
8 | 15 | 9 | 761 | 121 | 28.4 | 0.3 | 0.14 | 657.725 | 52.847 | 585.564 | 560.059 | 0.56006 | 0.34304 | 8 | 14 | 9 | 0.00038416 | 0.0002352
8 | 15 | 10 | 777 | 147 | 29.3 | 0.3 | 0.14 | 819.946 | 59.708 | 702.973 | 673.308 | 0.67331 | 0.5656 | 8 | 14 | 10 | 0.00046184 | 0.00038778
8 | 15 | 11 | 298 | 300 | 30 | 0.4 | 0.14 | 594.098 | 51.294 | 520.502 | 497.303 | 0.4973 | 0.60028 | 8 | 14 | 11 | 0.00034112 | 0.00041157
8 | 15 | 12 | 447 | 330 | 30.3 | 0.4 | 0.14 | 798.196 | 58.911 | 677.825 | 649.05 | 0.64905 | 0.61781 | 8 | 14 | 12 | 0.0004452 | 0.00042358
8 | 15 | 13 | 477 | 323 | 30.3 | 0.4 | 0.14 | 811.03 | 59.381 | 688.128 | 658.989 | 0.65899 | 0.60209 | 8 | 14 | 13 | 0.00045202 | 0.0004128
8 | 15 | 14 | 486 | 266 | 30.1 | 0.4 | 0.14 | 719 | 55.913 | 622.094 | 595.295 | 0.59529 | 0.60799 | 8 | 14 | 14 | 0.00040833 | 0.00041685
8 | 15 | 15 | 147 | 289 | 29.8 | 0.3 | 0.14 | 398.333 | 44.534 | 357.99 | 340.549 | 0.34055 | 0.47516 | 8 | 14 | 15 | 0.00023359 | 0.00032578
8 | 15 | 16 | 265 | 214 | 29.3 | 0.3 | 0.14 | 366.34 | 42.904 | 335.631 | 318.982 | 0.31898 | 0.44081 | 8 | 14 | 16 | 0.0002188 | 0.00030223
8 | 15 | 17 | 495 | 118 | 27.8 | 0.2 | 0.14 | 296.754 | 39.095 | 267.962 | 253.71 | 0.25371 | 0.25542 | 8 | 14 | 17 | 0.00017403 | 0.00017512
8 | 15 | 18 | 307 | 71 | 26.7 | 0.2 | 0.14 | 104.013 | 30.479 | 80.108 | 72.513 | 0.072513 | 0.04208 | 8 | 14 | 18 | 4.9739e-05 | 2.8851e-05
8 | 15 | 19 | 22 | 7 | 22.7 | 0.2 | 0.14 | 6.659 | 22.92 | 3.62 | 0 | 0 | 0 | 8 | 14 | 19 | 0 | 0
8 | 15 | 20 | 0 | 0 | 21.8 | 0.3 | 0.14 | 0 | 21.8 | 0 | 0 | 0 | 0 | 8 | 14 | 20 | 0 | 0
8 | 15 | 21 | 0 | 0 | 21.3 | 0.5 | 0.14 | 0 | 21.3 | 0 | 0 | 0 | 0 | 8 | 14 | 21 | 0 | 0
8 | 15 | 22 | 0 | 0 | 21 | 0.6 | 0.14 | 0 | 21 | 0 | 0 | 0 | 0 | 8 | 14 | 22 | 0 | 0
8 | 15 | 23 | 0 | 0 | 20.6 | 0.6 | 0.14 | 0 | 20.6 | 0 | 0 | 0 | 0 | 8 | 14 | 23 | 0 | 0
8 | 16 | 0 | 0 | 0 | 20.2 | 0.6 | 0.14 | 0 | 20.2 | 0 | 0 | 0 | 0 | 8 | 15 | 0 | 0 | 0
8 | 16 | 1 | 0 | 0 | 19.8 | 0.5 | 0.14 | 0 | 19.8 | 0 | 0 | 0 | 0 | 8 | 15 | 1 | 0 | 0
8 | 16 | 2 | 0 | 0 | 19.9 | 0.6 | 0.14 | 0 | 19.9 | 0 | 0 | 0 | 0 | 8 | 15 | 2 | 0 | 0
8 | 16 | 3 | 0 | 0 | 20 | 0.7 | 0.14 | 0 | 20 | 0 | 0 | 0 | 0 | 8 | 15 | 3 | 0 | 0
8 | 16 | 4 | 0 | 0 | 19.5 | 0.7 | 0.14 | 0 | 19.5 | 0 | 0 | 0 | 0 | 8 | 15 | 4 | 0 | 0
8 | 16 | 5 | 0 | 0 | 19.5 | 0.5 | 0.14 | 0 | 19.5 | 0 | 0 | 0 | 0 | 8 | 15 | 5 | 0 | 0
8 | 16 | 6 | 210 | 42 | 21.2 | 0.2 | 0.14 | 40.903 | 22.677 | 30.661 | 24.818 | 0.024818 | 0.022192 | 8 | 15 | 6 | 1.7023e-05 | 1.5215e-05
8 | 16 | 7 | 492 | 86 | 24.1 | 0.1 | 0.14 | 216.792 | 32.489 | 188.272 | 176.845 | 0.17685 | 0.18071 | 8 | 15 | 7 | 0.0001213 | 0.0001239
8 | 16 | 8 | 645 | 113 | 26.9 | 0.2 | 0.14 | 436.917 | 43.682 | 404.366 | 385.281 | 0.38528 | 0.39514 | 8 | 15 | 8 | 0.00026428 | 0.00027091
8 | 16 | 9 | 735 | 129 | 28.5 | 0.2 | 0.14 | 648.679 | 53.376 | 575.976 | 550.811 | 0.55081 | 0.56006 | 8 | 15 | 9 | 0.00037782 | 0.00038399
8 | 16 | 10 | 710 | 168 | 29.2 | 0.2 | 0.14 | 787.008 | 59.309 | 675.414 | 646.725 | 0.64672 | 0.67331 | 8 | 15 | 10 | 0.00044361 | 0.00046163
8 | 16 | 11 | 803 | 146 | 29.9 | 0.2 | 0.14 | 926.539 | 65.315 | 770.829 | 738.76 | 0.73876 | 0.4973 | 8 | 15 | 11 | 0.00050674 | 0.00034096
8 | 16 | 12 | 622 | 255 | 31.2 | 0.2 | 0.14 | 898.909 | 65.507 | 743.405 | 712.307 | 0.71231 | 0.64905 | 8 | 15 | 12 | 0.00048859 | 0.000445
8 | 16 | 13 | 370 | 370 | 31.8 | 0.2 | 0.14 | 745.272 | 60.207 | 628.634 | 601.603 | 0.6016 | 0.65899 | 8 | 15 | 13 | 0.00041266 | 0.00045182
8 | 16 | 14 | 763 | 155 | 31.5 | 0.2 | 0.14 | 854.5 | 64.178 | 716.395 | 686.254 | 0.68625 | 0.59529 | 8 | 15 | 14 | 0.00047072 | 0.00040815
8 | 16 | 15 | 272 | 268 | 30.7 | 0.2 | 0.14 | 478.695 | 48.992 | 425.665 | 405.826 | 0.40583 | 0.34055 | 8 | 15 | 15 | 0.00027837 | 0.00023349
8 | 16 | 16 | 408 | 189 | 29.7 | 0.2 | 0.14 | 428.861 | 46.149 | 390.5 | 371.907 | 0.37191 | 0.31898 | 8 | 15 | 16 | 0.0002551 | 0.0002187
8 | 16 | 17 | 486 | 107 | 28.6 | 0.2 | 0.14 | 281.98 | 39.329 | 253.586 | 239.844 | 0.23984 | 0.25371 | 8 | 15 | 17 | 0.00016452 | 0.00017395
8 | 16 | 18 | 346 | 57 | 28 | 0.2 | 0.14 | 95.539 | 31.42 | 69.828 | 62.598 | 0.062598 | 0.072513 | 8 | 15 | 18 | 4.2938e-05 | 4.9716e-05
8 | 16 | 19 | 29 | 5 | 25.3 | 0.7 | 0.14 | 4.756 | 25.436 | 2.502 | 0 | 0 | 0 | 8 | 15 | 19 | 0 | 0
8 | 16 | 20 | 0 | 0 | 24 | 0.7 | 0.14 | 0 | 24 | 0 | 0 | 0 | 0 | 8 | 15 | 20 | 0 | 0
8 | 16 | 21 | 0 | 0 | 22.9 | 0.5 | 0.14 | 0 | 22.9 | 0 | 0 | 0 | 0 | 8 | 15 | 21 | 0 | 0
8 | 16 | 22 | 0 | 0 | 22.2 | 0.4 | 0.14 | 0 | 22.2 | 0 | 0 | 0 | 0 | 8 | 15 | 22 | 0 | 0
8 | 16 | 23 | 0 | 0 | 21.9 | 0.4 | 0.14 | 0 | 21.9 | 0 | 0 | 0 | 0 | 8 | 15 | 23 | 0 | 0
8 | 17 | 0 | 0 | 0 | 21.6 | 0.4 | 0.14 | 0 | 21.6 | 0 | 0 | 0 | 0 | 8 | 16 | 0 | 0 | 0
8 | 17 | 1 | 0 | 0 | 21.3 | 0.4 | 0.14 | 0 | 21.3 | 0 | 0 | 0 | 0 | 8 | 16 | 1 | 0 | 0
8 | 17 | 2 | 0 | 0 | 21.1 | 0.5 | 0.14 | 0 | 21.1 | 0 | 0 | 0 | 0 | 8 | 16 | 2 | 0 | 0
8 | 17 | 3 | 0 | 0 | 21 | 0.5 | 0.14 | 0 | 21 | 0 | 0 | 0 | 0 | 8 | 16 | 3 | 0 | 0
8 | 17 | 4 | 0 | 0 | 20.8 | 0.5 | 0.14 | 0 | 20.8 | 0 | 0 | 0 | 0 | 8 | 16 | 4 | 0 | 0
8 | 17 | 5 | 0 | 0 | 21 | 0.3 | 0.14 | 0 | 21 | 0 | 0 | 0 | 0 | 8 | 16 | 5 | 0 | 0
8 | 17 | 6 | 16 | 35 | 22 | 0.1 | 0.14 | 31.886 | 23.234 | 26.583 | 20.884 | 0.020884 | 0.024818 | 8 | 16 | 6 | 1.4325e-05 | 1.7016e-05
8 | 17 | 7 | 117 | 115 | 22.8 | 0.2 | 0.14 | 139.516 | 28.107 | 128.147 | 118.85 | 0.11885 | 0.17685 | 8 | 16 | 7 | 8.1523e-05 | 0.00012125
8 | 17 | 8 | 116 | 205 | 24.2 | 0.3 | 0.14 | 255.69 | 33.692 | 240.639 | 227.356 | 0.22736 | 0.38528 | 8 | 16 | 8 | 0.00015595 | 0.00026416
8 | 17 | 9 | 295 | 273 | 26 | 0.3 | 0.14 | 478.856 | 43.752 | 437.021 | 416.78 | 0.41678 | 0.55081 | 8 | 16 | 9 | 0.00028588 | 0.00037765
8 | 17 | 10 | 758 | 146 | 27.5 | 0.4 | 0.14 | 802.757 | 56.381 | 698.495 | 668.988 | 0.66899 | 0.64672 | 8 | 16 | 10 | 0.00045888 | 0.00044341
8 | 17 | 11 | 332 | 388 | 29.1 | 0.4 | 0.14 | 717.144 | 54.799 | 619.357 | 592.654 | 0.59265 | 0.73876 | 8 | 16 | 11 | 0.00040652 | 0.00050651
8 | 17 | 12 | 82 | 366 | 30.3 | 0.3 | 0.14 | 442.617 | 46.611 | 389.84 | 371.27 | 0.37127 | 0.71231 | 8 | 16 | 12 | 0.00025467 | 0.00048837
8 | 17 | 13 | 22 | 218 | 30.9 | 0.3 | 0.14 | 233.277 | 39.492 | 207.455 | 195.348 | 0.19535 | 0.6016 | 8 | 16 | 13 | 0.000134 | 0.00041247
8 | 17 | 14 | 82 | 369 | 31 | 0.3 | 0.14 | 435.968 | 47.084 | 384.665 | 366.278 | 0.36628 | 0.68625 | 8 | 16 | 14 | 0.00025124 | 0.00047051
8 | 17 | 15 | 266 | 313 | 30.6 | 0.2 | 0.14 | 519.129 | 50.432 | 459.021 | 438 | 0.438 | 0.40583 | 8 | 16 | 15 | 0.00030044 | 0.00027824
8 | 17 | 16 | 358 | 212 | 29.5 | 0.2 | 0.14 | 417.425 | 45.505 | 380.422 | 362.186 | 0.36219 | 0.37191 | 8 | 16 | 16 | 0.00024843 | 0.00025499
8 | 17 | 17 | 239 | 137 | 27.7 | 0.2 | 0.14 | 218.543 | 36.037 | 199.533 | 187.707 | 0.18771 | 0.23984 | 8 | 16 | 17 | 0.00012875 | 0.00016444
8 | 17 | 18 | 338 | 58 | 26.7 | 0.1 | 0.14 | 94.597 | 30.201 | 69.661 | 62.436 | 0.062436 | 0.062598 | 8 | 16 | 18 | 4.2827e-05 | 4.2918e-05
8 | 17 | 19 | 14 | 4 | 24.6 | 0.2 | 0.13 | 0 | 24.6 | 0 | 0 | 0 | 0 | 8 | 16 | 19 | 0 | 0
8 | 17 | 20 | 0 | 0 | 24.1 | 0.2 | 0.13 | 0 | 24.1 | 0 | 0 | 0 | 0 | 8 | 16 | 20 | 0 | 0
8 | 17 | 21 | 0 | 0 | 23.7 | 0.2 | 0.13 | 0 | 23.7 | 0 | 0 | 0 | 0 | 8 | 16 | 21 | 0 | 0
8 | 17 | 22 | 0 | 0 | 23.5 | 0.2 | 0.13 | 0 | 23.5 | 0 | 0 | 0 | 0 | 8 | 16 | 22 | 0 | 0
8 | 17 | 23 | 0 | 0 | 23.4 | 0.2 | 0.13 | 0 | 23.4 | 0 | 0 | 0 | 0 | 8 | 16 | 23 | 0 | 0
8 | 18 | 0 | 0 | 0 | 23.2 | 0.2 | 0.13 | 0 | 23.2 | 0 | 0 | 0 | 0 | 8 | 17 | 0 | 0 | 0
8 | 18 | 1 | 0 | 0 | 22.9 | 0.2 | 0.13 | 0 | 22.9 | 0 | 0 | 0 | 0 | 8 | 17 | 1 | 0 | 0
8 | 18 | 2 | 0 | 0 | 22.7 | 0.2 | 0.13 | 0 | 22.7 | 0 | 0 | 0 | 0 | 8 | 17 | 2 | 0 | 0
8 | 18 | 3 | 0 | 0 | 22.5 | 0.1 | 0.13 | 0 | 22.5 | 0 | 0 | 0 | 0 | 8 | 17 | 3 | 0 | 0
8 | 18 | 4 | 0 | 0 | 22.4 | 0.1 | 0.13 | 0 | 22.4 | 0 | 0 | 0 | 0 | 8 | 17 | 4 | 0 | 0
8 | 18 | 5 | 0 | 0 | 22.5 | 0.1 | 0.13 | 0 | 22.5 | 0 | 0 | 0 | 0 | 8 | 17 | 5 | 0 | 0
8 | 18 | 6 | 162 | 38 | 23.5 | 0.2 | 0.13 | 35.81 | 24.798 | 26.73 | 21.027 | 0.021027 | 0.020884 | 8 | 17 | 6 | 1.4423e-05 | 1.4318e-05
8 | 18 | 7 | 254 | 106 | 25.3 | 0.2 | 0.13 | 168.78 | 31.676 | 150.006 | 139.935 | 0.13994 | 0.11885 | 8 | 17 | 7 | 9.5986e-05 | 8.1486e-05
8 | 18 | 8 | 486 | 146 | 28 | 0.3 | 0.13 | 388.061 | 42.438 | 359.326 | 341.838 | 0.34184 | 0.22736 | 8 | 17 | 8 | 0.00023448 | 0.00015588
8 | 18 | 9 | 344 | 265 | 30.2 | 0.3 | 0.13 | 504.862 | 48.923 | 451.878 | 431.109 | 0.43111 | 0.41678 | 8 | 17 | 9 | 0.00029571 | 0.00028575
8 | 18 | 10 | 518 | 263 | 31.7 | 0.3 | 0.13 | 716.994 | 58.257 | 615.862 | 589.283 | 0.58928 | 0.66899 | 8 | 17 | 10 | 0.00040421 | 0.00045867
8 | 18 | 11 | 399 | 362 | 32.8 | 0.3 | 0.13 | 762.22 | 60.971 | 641.915 | 614.413 | 0.61441 | 0.59265 | 8 | 17 | 11 | 0.00042144 | 0.00040633
8 | 18 | 12 | 264 | 433 | 33.5 | 0.3 | 0.13 | 712.646 | 59.799 | 599.961 | 573.946 | 0.57395 | 0.37127 | 8 | 17 | 12 | 0.00039369 | 0.00025455
8 | 18 | 13 | 359 | 379 | 33.8 | 0.4 | 0.13 | 743.666 | 60.449 | 626.592 | 599.633 | 0.59963 | 0.19535 | 8 | 17 | 13 | 0.00041131 | 0.00013393
8 | 18 | 14 | 396 | 329 | 33.7 | 0.4 | 0.13 | 700.597 | 58.838 | 597.137 | 571.222 | 0.57122 | 0.36628 | 8 | 17 | 14 | 0.00039182 | 0.00025113
8 | 18 | 15 | 698 | 159 | 33 | 0.4 | 0.13 | 701.914 | 58.278 | 607.885 | 581.589 | 0.58159 | 0.438 | 8 | 17 | 15 | 0.00039893 | 0.0003003
8 | 18 | 16 | 596 | 150 | 31.7 | 0.3 | 0.13 | 499.916 | 50.303 | 450.457 | 429.739 | 0.42974 | 0.36219 | 8 | 17 | 16 | 0.00029477 | 0.00024832
8 | 18 | 17 | 460 | 121 | 29.5 | 0.2 | 0.13 | 284.048 | 40.309 | 254.584 | 240.806 | 0.24081 | 0.18771 | 8 | 17 | 17 | 0.00016518 | 0.0001287
8 | 18 | 18 | 169 | 64 | 28.1 | 0.2 | 0.13 | 78.715 | 31.004 | 62.619 | 55.644 | 0.055644 | 0.062436 | 8 | 17 | 18 | 3.8168e-05 | 4.2807e-05
8 | 18 | 19 | 5 | 3 | 25.8 | 0.3 | 0.14 | 0 | 25.8 | 0 | 0 | 0 | 0 | 8 | 17 | 19 | 0 | 0
8 | 18 | 20 | 0 | 0 | 25.2 | 0.2 | 0.14 | 0 | 25.2 | 0 | 0 | 0 | 0 | 8 | 17 | 20 | 0 | 0
8 | 18 | 21 | 0 | 0 | 24.6 | 0.2 | 0.14 | 0 | 24.6 | 0 | 0 | 0 | 0 | 8 | 17 | 21 | 0 | 0
8 | 18 | 22 | 0 | 0 | 23.6 | 0.1 | 0.14 | 0 | 23.6 | 0 | 0 | 0 | 0 | 8 | 17 | 22 | 0 | 0
8 | 18 | 23 | 0 | 0 | 22.9 | 0.2 | 0.14 | 0 | 22.9 | 0 | 0 | 0 | 0 | 8 | 17 | 23 | 0 | 0
8 | 19 | 0 | 0 | 0 | 22.5 | 0.1 | 0.14 | 0 | 22.5 | 0 | 0 | 0 | 0 | 8 | 18 | 0 | 0 | 0
8 | 19 | 1 | 0 | 0 | 22.2 | 0.1 | 0.14 | 0 | 22.2 | 0 | 0 | 0 | 0 | 8 | 18 | 1 | 0 | 0
8 | 19 | 2 | 0 | 0 | 21.9 | 0.1 | 0.14 | 0 | 21.9 | 0 | 0 | 0 | 0 | 8 | 18 | 2 | 0 | 0
8 | 19 | 3 | 0 | 0 | 21.6 | 0.1 | 0.14 | 0 | 21.6 | 0 | 0 | 0 | 0 | 8 | 18 | 3 | 0 | 0
8 | 19 | 4 | 0 | 0 | 21.2 | 0.1 | 0.14 | 0 | 21.2 | 0 | 0 | 0 | 0 | 8 | 18 | 4 | 0 | 0
8 | 19 | 5 | 0 | 0 | 21.4 | 0.1 | 0.14 | 0 | 21.4 | 0 | 0 | 0 | 0 | 8 | 18 | 5 | 0 | 0
8 | 19 | 6 | 165 | 39 | 22.9 | 0.2 | 0.14 | 36.648 | 24.227 | 27.352 | 21.627 | 0.021627 | 0.021027 | 8 | 18 | 6 | 1.4835e-05 | 1.4417e-05
8 | 19 | 7 | 437 | 92 | 25.6 | 0.2 | 0.14 | 205.765 | 33.319 | 178.57 | 167.486 | 0.16749 | 0.13994 | 8 | 18 | 7 | 0.00011488 | 9.5942e-05
8 | 19 | 8 | 585 | 129 | 28.6 | 0.2 | 0.14 | 422.693 | 44.833 | 388.75 | 370.219 | 0.37022 | 0.34184 | 8 | 18 | 8 | 0.00025394 | 0.00023437
8 | 19 | 9 | 667 | 155 | 30.8 | 0.2 | 0.14 | 627.925 | 54.875 | 553.334 | 528.971 | 0.52897 | 0.43111 | 8 | 18 | 9 | 0.00036284 | 0.00029558
8 | 19 | 10 | 720 | 170 | 32.3 | 0.2 | 0.14 | 797.627 | 62.818 | 674.2 | 645.554 | 0.64555 | 0.58928 | 8 | 18 | 10 | 0.00044281 | 0.00040402
8 | 19 | 11 | 755 | 176 | 33.5 | 0.2 | 0.14 | 911.167 | 68.321 | 747.445 | 716.204 | 0.7162 | 0.61441 | 8 | 18 | 11 | 0.00049127 | 0.00042125
8 | 19 | 12 | 614 | 257 | 34.3 | 0.2 | 0.14 | 892.782 | 68.375 | 728.976 | 698.389 | 0.69839 | 0.57395 | 8 | 18 | 12 | 0.00047905 | 0.00039351
8 | 19 | 13 | 614 | 246 | 34.8 | 0.2 | 0.14 | 868.693 | 67.965 | 711.476 | 681.509 | 0.68151 | 0.59963 | 8 | 18 | 13 | 0.00046747 | 0.00041112
8 | 19 | 14 | 799 | 136 | 34.9 | 0.2 | 0.14 | 865.141 | 67.995 | 713.613 | 683.57 | 0.68357 | 0.57122 | 8 | 18 | 14 | 0.00046888 | 0.00039164
8 | 19 | 15 | 750 | 131 | 34.7 | 0.2 | 0.14 | 710.313 | 61.919 | 606.134 | 579.9 | 0.5799 | 0.58159 | 8 | 18 | 15 | 0.00039777 | 0.00039875
8 | 19 | 16 | 360 | 192 | 33.9 | 0.2 | 0.14 | 397.803 | 49.157 | 356.913 | 339.509 | 0.33951 | 0.42974 | 8 | 18 | 16 | 0.00023288 | 0.00029464
8 | 19 | 17 | 514 | 101 | 32.2 | 0.2 | 0.14 | 284.937 | 43.031 | 251.441 | 237.775 | 0.23778 | 0.24081 | 8 | 18 | 17 | 0.0001631 | 0.0001651
8 | 19 | 18 | 325 | 58 | 31 | 0.2 | 0.14 | 91.313 | 34.271 | 65.875 | 58.785 | 0.058785 | 0.055644 | 8 | 18 | 18 | 4.0322e-05 | 3.8151e-05
8 | 19 | 19 | 4 | 2 | 27.7 | 0.3 | 0.13 | 0 | 27.7 | 0 | 0 | 0 | 0 | 8 | 18 | 19 | 0 | 0
8 | 19 | 20 | 0 | 0 | 26.7 | 0.2 | 0.13 | 0 | 26.7 | 0 | 0 | 0 | 0 | 8 | 18 | 20 | 0 | 0
8 | 19 | 21 | 0 | 0 | 26 | 0.2 | 0.13 | 0 | 26 | 0 | 0 | 0 | 0 | 8 | 18 | 21 | 0 | 0
8 | 19 | 22 | 0 | 0 | 25.5 | 0.2 | 0.13 | 0 | 25.5 | 0 | 0 | 0 | 0 | 8 | 18 | 22 | 0 | 0
8 | 19 | 23 | 0 | 0 | 25.2 | 0.2 | 0.13 | 0 | 25.2 | 0 | 0 | 0 | 0 | 8 | 18 | 23 | 0 | 0
8 | 20 | 0 | 0 | 0 | 24.9 | 0.2 | 0.13 | 0 | 24.9 | 0 | 0 | 0 | 0 | 8 | 19 | 0 | 0 | 0
8 | 20 | 1 | 0 | 0 | 24.6 | 0.2 | 0.13 | 0 | 24.6 | 0 | 0 | 0 | 0 | 8 | 19 | 1 | 0 | 0
8 | 20 | 2 | 0 | 0 | 24.3 | 0.2 | 0.13 | 0 | 24.3 | 0 | 0 | 0 | 0 | 8 | 19 | 2 | 0 | 0
8 | 20 | 3 | 0 | 0 | 23.9 | 0.2 | 0.13 | 0 | 23.9 | 0 | 0 | 0 | 0 | 8 | 19 | 3 | 0 | 0
8 | 20 | 4 | 0 | 0 | 23.7 | 0.1 | 0.13 | 0 | 23.7 | 0 | 0 | 0 | 0 | 8 | 19 | 4 | 0 | 0
8 | 20 | 5 | 0 | 0 | 23.9 | 0.1 | 0.13 | 0 | 23.9 | 0 | 0 | 0 | 0 | 8 | 19 | 5 | 0 | 0
8 | 20 | 6 | 56 | 28 | 25.5 | 0.1 | 0.13 | 26.354 | 26.502 | 20.18 | 14.709 | 0.014709 | 0.021627 | 8 | 19 | 6 | 1.0089e-05 | 1.4828e-05
8 | 20 | 7 | 394 | 91 | 28.1 | 0.2 | 0.13 | 193.215 | 35.355 | 166.353 | 155.702 | 0.1557 | 0.16749 | 8 | 19 | 7 | 0.0001068 | 0.00011483
8 | 20 | 8 | 540 | 120 | 30.7 | 0.2 | 0.13 | 391.541 | 45.737 | 358.112 | 340.666 | 0.34067 | 0.37022 | 8 | 19 | 8 | 0.00023367 | 0.00025383
8 | 20 | 9 | 429 | 231 | 32.4 | 0.2 | 0.13 | 535.908 | 52.921 | 473.145 | 451.623 | 0.45162 | 0.52897 | 8 | 19 | 9 | 0.00030978 | 0.00036267
8 | 20 | 10 | 570 | 231 | 33.4 | 0.2 | 0.13 | 731.685 | 61.376 | 620.855 | 594.099 | 0.5941 | 0.64555 | 8 | 19 | 10 | 0.00040751 | 0.0004426
8 | 20 | 11 | 44 | 259 | 34 | 0.3 | 0.13 | 294.387 | 44.852 | 258.631 | 244.71 | 0.24471 | 0.7162 | 8 | 19 | 11 | 0.00016785 | 0.00049104
8 | 20 | 12 | 63 | 349 | 34.2 | 0.3 | 0.13 | 406.714 | 49.186 | 353.434 | 336.154 | 0.33615 | 0.69839 | 8 | 19 | 12 | 0.00023058 | 0.00047883
8 | 20 | 13 | 16 | 186 | 34.1 | 0.3 | 0.13 | 195.83 | 41.313 | 171.68 | 160.84 | 0.16084 | 0.68151 | 8 | 19 | 13 | 0.00011033 | 0.00046726
8 | 20 | 14 | 144 | 281 | 33.6 | 0.4 | 0.13 | 410.521 | 48.31 | 361.438 | 343.875 | 0.34387 | 0.68357 | 8 | 19 | 14 | 0.00023587 | 0.00046867
8 | 20 | 15 | 0 | 44 | 32.6 | 0.3 | 0.13 | 40.914 | 34.111 | 34.787 | 28.798 | 0.028798 | 0.5799 | 8 | 19 | 15 | 1.9753e-05 | 0.00039759
8 | 20 | 16 | 0 | 28 | 31.2 | 0.3 | 0.13 | 25.99 | 32.163 | 22.038 | 16.501 | 0.016501 | 0.33951 | 8 | 19 | 16 | 1.1319e-05 | 0.00023277
8 | 20 | 17 | 15 | 77 | 29.4 | 0.2 | 0.13 | 77.652 | 32.374 | 70.07 | 62.831 | 0.062831 | 0.23778 | 8 | 19 | 17 | 4.3098e-05 | 0.00016302
8 | 20 | 18 | 31 | 56 | 28.3 | 0.1 | 0.13 | 54.948 | 30.448 | 47.093 | 40.668 | 0.040668 | 0.058785 | 8 | 19 | 18 | 2.7895e-05 | 4.0304e-05
8 | 20 | 19 | 5 | 2 | 25.2 | 0.1 | 0.13 | 0 | 25.2 | 0 | 0 | 0 | 0 | 8 | 19 | 19 | 0 | 0
8 | 20 | 20 | 0 | 0 | 24.2 | 0.2 | 0.13 | 0 | 24.2 | 0 | 0 | 0 | 0 | 8 | 19 | 20 | 0 | 0
8 | 20 | 21 | 0 | 0 | 23.5 | 0.2 | 0.13 | 0 | 23.5 | 0 | 0 | 0 | 0 | 8 | 19 | 21 | 0 | 0
8 | 20 | 22 | 0 | 0 | 23.1 | 0.2 | 0.13 | 0 | 23.1 | 0 | 0 | 0 | 0 | 8 | 19 | 22 | 0 | 0
8 | 20 | 23 | 0 | 0 | 23 | 0.3 | 0.13 | 0 | 23 | 0 | 0 | 0 | 0 | 8 | 19 | 23 | 0 | 0
8 | 21 | 0 | 0 | 0 | 22.9 | 0.3 | 0.13 | 0 | 22.9 | 0 | 0 | 0 | 0 | 8 | 20 | 0 | 0 | 0
8 | 21 | 1 | 0 | 0 | 22.8 | 0.3 | 0.13 | 0 | 22.8 | 0 | 0 | 0 | 0 | 8 | 20 | 1 | 0 | 0
8 | 21 | 2 | 0 | 0 | 22.8 | 0.3 | 0.13 | 0 | 22.8 | 0 | 0 | 0 | 0 | 8 | 20 | 2 | 0 | 0
8 | 21 | 3 | 0 | 0 | 22.7 | 0.3 | 0.13 | 0 | 22.7 | 0 | 0 | 0 | 0 | 8 | 20 | 3 | 0 | 0
8 | 21 | 4 | 0 | 0 | 22.6 | 0.3 | 0.13 | 0 | 22.6 | 0 | 0 | 0 | 0 | 8 | 20 | 4 | 0 | 0
8 | 21 | 5 | 0 | 0 | 22.6 | 0.3 | 0.13 | 0 | 22.6 | 0 | 0 | 0 | 0 | 8 | 20 | 5 | 0 | 0
8 | 21 | 6 | 249 | 35 | 23 | 0.3 | 0.13 | 35.127 | 24.199 | 24.197 | 18.583 | 0.018583 | 0.014709 | 8 | 20 | 6 | 1.2747e-05 | 1.0085e-05
8 | 21 | 7 | 549 | 72 | 23.9 | 0.4 | 0.13 | 217.49 | 31.534 | 187.426 | 176.028 | 0.17603 | 0.1557 | 8 | 20 | 7 | 0.00012074 | 0.00010675
8 | 21 | 8 | 704 | 93 | 25.4 | 0.3 | 0.13 | 445.276 | 41.982 | 415.787 | 396.298 | 0.3963 | 0.34067 | 8 | 20 | 8 | 0.00027183 | 0.00023357
8 | 21 | 9 | 25 | 234 | 27.4 | 0.4 | 0.13 | 238.287 | 35.949 | 218.523 | 206.024 | 0.20602 | 0.45162 | 8 | 20 | 9 | 0.00014132 | 0.00030964
8 | 21 | 10 | 244 | 341 | 29.3 | 0.4 | 0.13 | 556.458 | 49.261 | 492.818 | 470.599 | 0.4706 | 0.5941 | 8 | 20 | 10 | 0.0003228 | 0.00040733
8 | 21 | 11 | 185 | 414 | 30.7 | 0.4 | 0.13 | 595.597 | 52.024 | 518.104 | 494.989 | 0.49499 | 0.24471 | 8 | 20 | 11 | 0.00033953 | 0.00016778
8 | 21 | 12 | 294 | 418 | 31.8 | 0.4 | 0.13 | 727.643 | 57.858 | 618.694 | 592.015 | 0.59201 | 0.33615 | 8 | 20 | 12 | 0.00040608 | 0.00023047
8 | 21 | 13 | 366 | 382 | 32.4 | 0.4 | 0.13 | 753.587 | 59.408 | 638.217 | 610.846 | 0.61085 | 0.16084 | 8 | 20 | 13 | 0.000419 | 0.00011027
8 | 21 | 14 | 798 | 141 | 32.5 | 0.3 | 0.13 | 867.527 | 64.665 | 726.686 | 696.18 | 0.69618 | 0.34387 | 8 | 20 | 14 | 0.00047753 | 0.00023577
8 | 21 | 15 | 765 | 127 | 32.1 | 0.3 | 0.13 | 715.203 | 58.666 | 619.642 | 592.929 | 0.59293 | 0.028798 | 8 | 20 | 15 | 0.00040671 | 1.9744e-05
8 | 21 | 16 | 656 | 123 | 31.3 | 0.3 | 0.13 | 504.131 | 50.072 | 455.822 | 434.914 | 0.43491 | 0.016501 | 8 | 20 | 16 | 0.00029832 | 1.1313e-05
8 | 21 | 17 | 530 | 98 | 29.6 | 0.2 | 0.13 | 285.262 | 40.436 | 253.911 | 240.158 | 0.24016 | 0.062831 | 8 | 20 | 17 | 0.00016473 | 4.3078e-05
8 | 21 | 18 | 299 | 59 | 28.5 | 0.2 | 0.13 | 87.531 | 31.644 | 64.301 | 57.266 | 0.057266 | 0.040668 | 8 | 20 | 18 | 3.9281e-05 | 2.7883e-05
8 | 21 | 19 | 4 | 2 | 26.6 | 0.5 | 0.13 | 0 | 26.6 | 0 | 0 | 0 | 0 | 8 | 20 | 19 | 0 | 0
8 | 21 | 20 | 0 | 0 | 26.3 | 0.5 | 0.13 | 0 | 26.3 | 0 | 0 | 0 | 0 | 8 | 20 | 20 | 0 | 0
8 | 21 | 21 | 0 | 0 | 25 | 0.5 | 0.13 | 0 | 25 | 0 | 0 | 0 | 0 | 8 | 20 | 21 | 0 | 0
8 | 21 | 22 | 0 | 0 | 24 | 0.2 | 0.13 | 0 | 24 | 0 | 0 | 0 | 0 | 8 | 20 | 22 | 0 | 0
8 | 21 | 23 | 0 | 0 | 23.8 | 0.1 | 0.13 | 0 | 23.8 | 0 | 0 | 0 | 0 | 8 | 20 | 23 | 0 | 0
8 | 22 | 0 | 0 | 0 | 23.7 | 0.1 | 0.13 | 0 | 23.7 | 0 | 0 | 0 | 0 | 8 | 21 | 0 | 0 | 0
8 | 22 | 1 | 0 | 0 | 23.6 | 0.1 | 0.13 | 0 | 23.6 | 0 | 0 | 0 | 0 | 8 | 21 | 1 | 0 | 0
8 | 22 | 2 | 0 | 0 | 23.6 | 0.2 | 0.13 | 0 | 23.6 | 0 | 0 | 0 | 0 | 8 | 21 | 2 | 0 | 0
8 | 22 | 3 | 0 | 0 | 23.4 | 0.2 | 0.13 | 0 | 23.4 | 0 | 0 | 0 | 0 | 8 | 21 | 3 | 0 | 0
8 | 22 | 4 | 0 | 0 | 23.1 | 0.2 | 0.13 | 0 | 23.1 | 0 | 0 | 0 | 0 | 8 | 21 | 4 | 0 | 0
8 | 22 | 5 | 0 | 0 | 22.9 | 0.1 | 0.13 | 0 | 22.9 | 0 | 0 | 0 | 0 | 8 | 21 | 5 | 0 | 0
8 | 22 | 6 | 9 | 31 | 23.1 | 0.2 | 0.13 | 28.079 | 24.14 | 22.246 | 16.702 | 0.016702 | 0.018583 | 8 | 21 | 6 | 1.1456e-05 | 1.2741e-05
8 | 22 | 7 | 17 | 50 | 24.3 | 0.2 | 0.13 | 51.364 | 26.264 | 46.395 | 39.995 | 0.039995 | 0.17603 | 8 | 21 | 7 | 2.7434e-05 | 0.00012069
8 | 22 | 8 | 11 | 135 | 26 | 0.3 | 0.13 | 131.58 | 30.881 | 121.938 | 112.861 | 0.11286 | 0.3963 | 8 | 21 | 8 | 7.7415e-05 | 0.00027171
8 | 22 | 9 | 35 | 221 | 27.7 | 0.2 | 0.13 | 237.146 | 36.752 | 216.924 | 204.481 | 0.20448 | 0.20602 | 8 | 21 | 9 | 0.00014026 | 0.00014125
8 | 22 | 10 | 10 | 188 | 29.2 | 0.2 | 0.13 | 185.353 | 36.255 | 166.667 | 156.005 | 0.15601 | 0.4706 | 8 | 21 | 10 | 0.00010701 | 0.00032265
8 | 22 | 11 | 10 | 217 | 30 | 0.3 | 0.13 | 214.475 | 37.901 | 191.562 | 180.018 | 0.18002 | 0.49499 | 8 | 21 | 11 | 0.00012348 | 0.00033937
8 | 22 | 12 | 83 | 406 | 30.2 | 0.4 | 0.13 | 485.456 | 47.556 | 426.835 | 406.954 | 0.40695 | 0.59201 | 8 | 21 | 12 | 0.00027914 | 0.0004059
8 | 22 | 13 | 4 | 149 | 29.7 | 0.4 | 0.13 | 143.75 | 34.835 | 127.892 | 118.604 | 0.1186 | 0.61085 | 8 | 21 | 13 | 8.1354e-05 | 0.00041881
8 | 22 | 14 | 68 | 326 | 28.5 | 0.4 | 0.13 | 380.264 | 42.112 | 341.789 | 324.922 | 0.32492 | 0.69618 | 8 | 21 | 14 | 0.00022287 | 0.00047731
8 | 22 | 15 | 146 | 309 | 27.3 | 0.4 | 0.13 | 417.475 | 42.285 | 379.623 | 361.415 | 0.36142 | 0.59293 | 8 | 21 | 15 | 0.00024791 | 0.00040652
8 | 22 | 16 | 10 | 149 | 26.4 | 0.3 | 0.13 | 145.16 | 31.778 | 133.949 | 124.446 | 0.12445 | 0.43491 | 8 | 21 | 16 | 8.5361e-05 | 0.00029819
8 | 22 | 17 | 143 | 131 | 25.5 | 0.3 | 0.13 | 175.106 | 31.98 | 161.888 | 151.395 | 0.1514 | 0.24016 | 8 | 21 | 17 | 0.00010385 | 0.00016466
8 | 22 | 18 | 55 | 46 | 25 | 0.2 | 0.13 | 48.481 | 26.817 | 40.57 | 34.377 | 0.034377 | 0.057266 | 8 | 21 | 18 | 2.358e-05 | 3.9263e-05
8 | 22 | 19 | 2 | 1 | 23.7 | 0.2 | 0.13 | 0 | 23.7 | 0 | 0 | 0 | 0 | 8 | 21 | 19 | 0 | 0
8 | 22 | 20 | 0 | 0 | 23.2 | 0.2 | 0.13 | 0 | 23.2 | 0 | 0 | 0 | 0 | 8 | 21 | 20 | 0 | 0
8 | 22 | 21 | 0 | 0 | 22.8 | 0.2 | 0.13 | 0 | 22.8 | 0 | 0 | 0 | 0 | 8 | 21 | 21 | 0 | 0
8 | 22 | 22 | 0 | 0 | 22.3 | 0.2 | 0.13 | 0 | 22.3 | 0 | 0 | 0 | 0 | 8 | 21 | 22 | 0 | 0
8 | 22 | 23 | 0 | 0 | 21.8 | 0.2 | 0.13 | 0 | 21.8 | 0 | 0 | 0 | 0 | 8 | 21 | 23 | 0 | 0
8 | 23 | 0 | 0 | 0 | 21.2 | 0.3 | 0.13 | 0 | 21.2 | 0 | 0 | 0 | 0 | 8 | 22 | 0 | 0 | 0
8 | 23 | 1 | 0 | 0 | 20.5 | 0.3 | 0.13 | 0 | 20.5 | 0 | 0 | 0 | 0 | 8 | 22 | 1 | 0 | 0
8 | 23 | 2 | 0 | 0 | 19.9 | 0.3 | 0.13 | 0 | 19.9 | 0 | 0 | 0 | 0 | 8 | 22 | 2 | 0 | 0
8 | 23 | 3 | 0 | 0 | 19.3 | 0.4 | 0.13 | 0 | 19.3 | 0 | 0 | 0 | 0 | 8 | 22 | 3 | 0 | 0
8 | 23 | 4 | 0 | 0 | 18.7 | 0.3 | 0.13 | 0 | 18.7 | 0 | 0 | 0 | 0 | 8 | 22 | 4 | 0 | 0
8 | 23 | 5 | 0 | 0 | 18.3 | 0.3 | 0.13 | 0 | 18.3 | 0 | 0 | 0 | 0 | 8 | 22 | 5 | 0 | 0
8 | 23 | 6 | 0 | 4 | 18.3 | 0.4 | 0.13 | 3.698 | 18.428 | 2.696 | 0 | 0 | 0.016702 | 8 | 22 | 6 | 0 | 1.1451e-05
8 | 23 | 7 | 0 | 40 | 19 | 0.4 | 0.13 | 37.106 | 20.338 | 34.333 | 28.36 | 0.02836 | 0.039995 | 8 | 22 | 7 | 1.9453e-05 | 2.7421e-05
8 | 23 | 8 | 92 | 185 | 20.5 | 0.4 | 0.13 | 221.837 | 28.49 | 212.435 | 200.151 | 0.20015 | 0.11286 | 8 | 22 | 8 | 0.00013729 | 7.738e-05
8 | 23 | 9 | 69 | 266 | 22.3 | 0.4 | 0.13 | 305.474 | 33.267 | 286.237 | 271.338 | 0.27134 | 0.20448 | 8 | 22 | 9 | 0.00018612 | 0.0001402
8 | 23 | 10 | 131 | 359 | 23.5 | 0.4 | 0.13 | 471.825 | 40.409 | 431.013 | 410.984 | 0.41098 | 0.15601 | 8 | 22 | 10 | 0.00028191 | 0.00010696
8 | 23 | 11 | 127 | 404 | 24.1 | 0.4 | 0.13 | 530.721 | 43.093 | 477.922 | 456.231 | 0.45623 | 0.18002 | 8 | 22 | 11 | 0.00031294 | 0.00012342
8 | 23 | 12 | 203 | 435 | 24.3 | 0.4 | 0.13 | 645.177 | 47.391 | 572.162 | 547.132 | 0.54713 | 0.40695 | 8 | 22 | 12 | 0.00037529 | 0.00027902
8 | 23 | 13 | 239 | 420 | 24.3 | 0.4 | 0.13 | 659.629 | 47.922 | 584.926 | 559.444 | 0.55944 | 0.1186 | 8 | 22 | 13 | 0.00038374 | 8.1317e-05
8 | 23 | 14 | 30 | 295 | 24.1 | 0.4 | 0.13 | 315.19 | 35.377 | 289.352 | 274.343 | 0.27434 | 0.32492 | 8 | 22 | 14 | 0.00018818 | 0.00022277
8 | 23 | 15 | 99 | 308 | 23.7 | 0.4 | 0.13 | 374.768 | 37.146 | 346.714 | 329.673 | 0.32967 | 0.36142 | 8 | 22 | 15 | 0.00022613 | 0.00024779
8 | 23 | 16 | 187 | 226 | 23 | 0.4 | 0.13 | 327.052 | 34.78 | 308.907 | 293.205 | 0.2932 | 0.12445 | 8 | 22 | 16 | 0.00020112 | 8.5323e-05
8 | 23 | 17 | 58 | 104 | 21.9 | 0.3 | 0.13 | 117.963 | 26.272 | 110.689 | 102.01 | 0.10201 | 0.1514 | 8 | 22 | 17 | 6.9972e-05 | 0.0001038
8 | 23 | 18 | 331 | 48 | 21.2 | 0.2 | 0.13 | 79.305 | 23.998 | 57.063 | 50.284 | 0.050284 | 0.034377 | 8 | 22 | 18 | 3.4491e-05 | 2.357e-05
8 | 23 | 19 | 0 | 0 | 18.1 | 0.2 | 0.14 | 0 | 18.1 | 0 | 0 | 0 | 0 | 8 | 22 | 19 | 0 | 0
8 | 23 | 20 | 0 | 0 | 17.4 | 0.2 | 0.14 | 0 | 17.4 | 0 | 0 | 0 | 0 | 8 | 22 | 20 | 0 | 0
8 | 23 | 21 | 0 | 0 | 16.9 | 0.2 | 0.14 | 0 | 16.9 | 0 | 0 | 0 | 0 | 8 | 22 | 21 | 0 | 0
8 | 23 | 22 | 0 | 0 | 16.4 | 0.2 | 0.14 | 0 | 16.4 | 0 | 0 | 0 | 0 | 8 | 22 | 22 | 0 | 0
8 | 23 | 23 | 0 | 0 | 15.9 | 0.2 | 0.14 | 0 | 15.9 | 0 | 0 | 0 | 0 | 8 | 22 | 23 | 0 | 0
8 | 24 | 0 | 0 | 0 | 15.2 | 0.2 | 0.14 | 0 | 15.2 | 0 | 0 | 0 | 0 | 8 | 23 | 0 | 0 | 0
8 | 24 | 1 | 0 | 0 | 14.6 | 0.2 | 0.14 | 0 | 14.6 | 0 | 0 | 0 | 0 | 8 | 23 | 1 | 0 | 0
8 | 24 | 2 | 0 | 0 | 14.1 | 0.2 | 0.14 | 0 | 14.1 | 0 | 0 | 0 | 0 | 8 | 23 | 2 | 0 | 0
8 | 24 | 3 | 0 | 0 | 13.7 | 0.2 | 0.14 | 0 | 13.7 | 0 | 0 | 0 | 0 | 8 | 23 | 3 | 0 | 0
8 | 24 | 4 | 0 | 0 | 13.3 | 0.2 | 0.14 | 0 | 13.3 | 0 | 0 | 0 | 0 | 8 | 23 | 4 | 0 | 0
8 | 24 | 5 | 0 | 0 | 13.3 | 0.2 | 0.14 | 0 | 13.3 | 0 | 0 | 0 | 0 | 8 | 23 | 5 | 0 | 0
8 | 24 | 6 | 298 | 31 | 14.7 | 0.3 | 0.14 | 33.235 | 15.802 | 22.008 | 16.471 | 0.016471 | 0 | 8 | 23 | 6 | 1.1298e-05 | 0
8 | 24 | 7 | 632 | 63 | 17.8 | 0.4 | 0.14 | 230.03 | 25.849 | 201.212 | 189.326 | 0.18933 | 0.02836 | 8 | 23 | 7 | 0.00012986 | 1.9444e-05
8 | 24 | 8 | 781 | 81 | 20.9 | 0.5 | 0.14 | 470.682 | 37.413 | 448.663 | 428.009 | 0.42801 | 0.20015 | 8 | 23 | 8 | 0.00029358 | 0.00013723
8 | 24 | 9 | 863 | 90 | 23 | 0.5 | 0.14 | 692.877 | 47.276 | 633.606 | 606.398 | 0.6064 | 0.27134 | 8 | 23 | 9 | 0.00041595 | 0.00018603
8 | 24 | 10 | 908 | 96 | 24.4 | 0.5 | 0.14 | 872.906 | 54.918 | 766.268 | 734.36 | 0.73436 | 0.41098 | 8 | 23 | 10 | 0.00050372 | 0.00028178
8 | 24 | 11 | 920 | 107 | 25.5 | 0.5 | 0.14 | 989.454 | 60.046 | 844.017 | 809.354 | 0.80935 | 0.45623 | 8 | 23 | 11 | 0.00055516 | 0.0003128
8 | 24 | 12 | 860 | 145 | 26.4 | 0.5 | 0.14 | 1007.989 | 61.566 | 851.441 | 816.515 | 0.81651 | 0.54713 | 8 | 23 | 12 | 0.00056007 | 0.00037512
8 | 24 | 13 | 687 | 236 | 26.9 | 0.5 | 0.14 | 927.686 | 59.243 | 790.798 | 758.021 | 0.75802 | 0.55944 | 8 | 23 | 13 | 0.00051995 | 0.00038357
8 | 24 | 14 | 569 | 257 | 27.1 | 0.5 | 0.14 | 780.306 | 54.32 | 681.654 | 652.744 | 0.65274 | 0.27434 | 8 | 23 | 14 | 0.00044774 | 0.00018809
8 | 24 | 15 | 791 | 124 | 26.7 | 0.5 | 0.14 | 728.04 | 52.177 | 649.313 | 621.549 | 0.62155 | 0.32967 | 8 | 23 | 15 | 0.00042634 | 0.00022603
8 | 24 | 16 | 805 | 85 | 25.9 | 0.4 | 0.14 | 545.204 | 45.61 | 504.572 | 481.936 | 0.48194 | 0.2932 | 8 | 23 | 16 | 0.00033057 | 0.00020103
8 | 24 | 17 | 686 | 71 | 24 | 0.3 | 0.14 | 308.434 | 35.322 | 278.262 | 263.645 | 0.26364 | 0.10201 | 8 | 23 | 17 | 0.00018084 | 6.994e-05
8 | 24 | 18 | 446 | 44 | 22.7 | 0.2 | 0.14 | 87.404 | 25.71 | 58.838 | 51.997 | 0.051997 | 0.050284 | 8 | 23 | 18 | 3.5666e-05 | 3.4476e-05
8 | 24 | 19 | 0 | 0 | 19 | 0.2 | 0.14 | 0 | 19 | 0 | 0 | 0 | 0 | 8 | 23 | 19 | 0 | 0
8 | 24 | 20 | 0 | 0 | 18.6 | 0.2 | 0.14 | 0 | 18.6 | 0 | 0 | 0 | 0 | 8 | 23 | 20 | 0 | 0
8 | 24 | 21 | 0 | 0 | 18 | 0.2 | 0.14 | 0 | 18 | 0 | 0 | 0 | 0 | 8 | 23 | 21 | 0 | 0
8 | 24 | 22 | 0 | 0 | 17.4 | 0.2 | 0.14 | 0 | 17.4 | 0 | 0 | 0 | 0 | 8 | 23 | 22 | 0 | 0
8 | 24 | 23 | 0 | 0 | 16.7 | 0.2 | 0.14 | 0 | 16.7 | 0 | 0 | 0 | 0 | 8 | 23 | 23 | 0 | 0
8 | 25 | 0 | 0 | 0 | 16.1 | 0.2 | 0.14 | 0 | 16.1 | 0 | 0 | 0 | 0 | 8 | 24 | 0 | 0 | 0
8 | 25 | 1 | 0 | 0 | 15.8 | 0.2 | 0.14 | 0 | 15.8 | 0 | 0 | 0 | 0 | 8 | 24 | 1 | 0 | 0
8 | 25 | 2 | 0 | 0 | 15.4 | 0.2 | 0.14 | 0 | 15.4 | 0 | 0 | 0 | 0 | 8 | 24 | 2 | 0 | 0
8 | 25 | 3 | 0 | 0 | 15 | 0.2 | 0.14 | 0 | 15 | 0 | 0 | 0 | 0 | 8 | 24 | 3 | 0 | 0
8 | 25 | 4 | 0 | 0 | 14.5 | 0.2 | 0.14 | 0 | 14.5 | 0 | 0 | 0 | 0 | 8 | 24 | 4 | 0 | 0
8 | 25 | 5 | 0 | 0 | 14.3 | 0.2 | 0.14 | 0 | 14.3 | 0 | 0 | 0 | 0 | 8 | 24 | 5 | 0 | 0
8 | 25 | 6 | 7 | 24 | 15.4 | 0.3 | 0.14 | 22.134 | 16.181 | 17.041 | 11.681 | 0.011681 | 0.016471 | 8 | 24 | 6 | 8.0124e-06 | 1.1293e-05
8 | 25 | 7 | 191 | 102 | 18 | 0.4 | 0.14 | 148.338 | 23.278 | 136.787 | 127.184 | 0.12718 | 0.18933 | 8 | 24 | 7 | 8.7239e-05 | 0.00012981
8 | 25 | 8 | 638 | 107 | 21.4 | 0.4 | 0.14 | 426.552 | 36.806 | 406.26 | 387.108 | 0.38711 | 0.42801 | 8 | 24 | 8 | 0.00026553 | 0.00029345
8 | 25 | 9 | 697 | 145 | 24.3 | 0.5 | 0.14 | 638.399 | 46.651 | 583.563 | 558.129 | 0.55813 | 0.6064 | 8 | 24 | 9 | 0.00038284 | 0.00041576
8 | 25 | 10 | 783 | 150 | 26.3 | 0.5 | 0.14 | 827.316 | 55.209 | 724.251 | 693.831 | 0.69383 | 0.73436 | 8 | 24 | 10 | 0.00047592 | 0.00050349
8 | 25 | 11 | 520 | 310 | 27.7 | 0.5 | 0.14 | 825.983 | 56.481 | 711.838 | 681.859 | 0.68186 | 0.80935 | 8 | 24 | 11 | 0.00046771 | 0.00055491
8 | 25 | 12 | 565 | 306 | 28.7 | 0.4 | 0.14 | 890.874 | 60.662 | 752.676 | 721.249 | 0.72125 | 0.81651 | 8 | 24 | 12 | 0.00049473 | 0.00055982
8 | 25 | 13 | 619 | 269 | 29.4 | 0.4 | 0.14 | 894.266 | 61.502 | 754.256 | 722.774 | 0.72277 | 0.75802 | 8 | 24 | 13 | 0.00049577 | 0.00051971
8 | 25 | 14 | 772 | 162 | 29.6 | 0.4 | 0.14 | 862.209 | 60.611 | 735.454 | 704.637 | 0.70464 | 0.65274 | 8 | 24 | 14 | 0.00048333 | 0.00044753
8 | 25 | 15 | 788 | 122 | 29.4 | 0.4 | 0.14 | 722.373 | 55.437 | 635.473 | 608.2 | 0.6082 | 0.62155 | 8 | 24 | 15 | 0.00041718 | 0.00042615
8 | 25 | 16 | 457 | 175 | 28.5 | 0.4 | 0.14 | 436.417 | 44.252 | 402.16 | 383.154 | 0.38315 | 0.48194 | 8 | 24 | 16 | 0.00026282 | 0.00033042
8 | 25 | 17 | 487 | 97 | 26.5 | 0.3 | 0.14 | 262.772 | 36.164 | 236.651 | 223.509 | 0.22351 | 0.26364 | 8 | 24 | 17 | 0.00015331 | 0.00018076
8 | 25 | 18 | 236 | 49 | 25 | 0.2 | 0.14 | 68.75 | 27.466 | 50.706 | 44.153 | 0.044153 | 0.051997 | 8 | 24 | 18 | 3.0286e-05 | 3.565e-05
8 | 25 | 19 | 0 | 0 | 22.5 | 0.2 | 0.14 | 0 | 22.5 | 0 | 0 | 0 | 0 | 8 | 24 | 19 | 0 | 0
8 | 25 | 20 | 0 | 0 | 22.1 | 0.2 | 0.14 | 0 | 22.1 | 0 | 0 | 0 | 0 | 8 | 24 | 20 | 0 | 0
8 | 25 | 21 | 0 | 0 | 21.1 | 0.2 | 0.14 | 0 | 21.1 | 0 | 0 | 0 | 0 | 8 | 24 | 21 | 0 | 0
8 | 25 | 22 | 0 | 0 | 20.3 | 0.2 | 0.14 | 0 | 20.3 | 0 | 0 | 0 | 0 | 8 | 24 | 22 | 0 | 0
8 | 25 | 23 | 0 | 0 | 19.8 | 0.2 | 0.14 | 0 | 19.8 | 0 | 0 | 0 | 0 | 8 | 24 | 23 | 0 | 0
8 | 26 | 0 | 0 | 0 | 19.4 | 0.2 | 0.14 | 0 | 19.4 | 0 | 0 | 0 | 0 | 8 | 25 | 0 | 0 | 0
8 | 26 | 1 | 0 | 0 | 19.2 | 0.2 | 0.14 | 0 | 19.2 | 0 | 0 | 0 | 0 | 8 | 25 | 1 | 0 | 0
8 | 26 | 2 | 0 | 0 | 19 | 0.2 | 0.14 | 0 | 19 | 0 | 0 | 0 | 0 | 8 | 25 | 2 | 0 | 0
8 | 26 | 3 | 0 | 0 | 19 | 0.2 | 0.14 | 0 | 19 | 0 | 0 | 0 | 0 | 8 | 25 | 3 | 0 | 0
8 | 26 | 4 | 0 | 0 | 18.9 | 0.3 | 0.14 | 0 | 18.9 | 0 | 0 | 0 | 0 | 8 | 25 | 4 | 0 | 0
8 | 26 | 5 | 0 | 0 | 18.9 | 0.3 | 0.14 | 0 | 18.9 | 0 | 0 | 0 | 0 | 8 | 25 | 5 | 0 | 0
8 | 26 | 6 | 0 | 11 | 19.2 | 0.4 | 0.14 | 10.187 | 19.546 | 7.266 | 2.252 | 0.002252 | 0.011681 | 8 | 25 | 6 | 1.5447e-06 | 8.0087e-06
8 | 26 | 7 | 0 | 50 | 19.5 | 0.4 | 0.14 | 46.428 | 21.174 | 43.221 | 36.933 | 0.036933 | 0.12718 | 8 | 25 | 7 | 2.5333e-05 | 8.72e-05
8 | 26 | 8 | 0 | 45 | 19.7 | 0.4 | 0.14 | 41.787 | 21.204 | 38.423 | 32.306 | 0.032306 | 0.38711 | 8 | 25 | 8 | 2.216e-05 | 0.00026541
8 | 26 | 9 | 0 | 78 | 20.2 | 0.5 | 0.14 | 72.582 | 22.727 | 67.102 | 59.968 | 0.059968 | 0.55813 | 8 | 25 | 9 | 4.1134e-05 | 0.00038266
8 | 26 | 10 | 0 | 104 | 20.9 | 0.5 | 0.14 | 97.033 | 24.271 | 89.422 | 81.497 | 0.081497 | 0.69383 | 8 | 25 | 10 | 5.5901e-05 | 0.0004757
8 | 26 | 11 | 2 | 126 | 21.7 | 0.6 | 0.14 | 119.892 | 25.742 | 110.233 | 101.571 | 0.10157 | 0.68186 | 8 | 25 | 11 | 6.9671e-05 | 0.0004675
8 | 26 | 12 | 2 | 125 | 22.3 | 0.6 | 0.14 | 119.116 | 26.314 | 109.017 | 100.398 | 0.1004 | 0.72125 | 8 | 25 | 12 | 6.8866e-05 | 0.0004945
8 | 26 | 13 | 3 | 146 | 22.7 | 0.5 | 0.14 | 139.964 | 27.555 | 128.39 | 119.085 | 0.11908 | 0.72277 | 8 | 25 | 13 | 8.1684e-05 | 0.00049555
8 | 26 | 14 | 2 | 128 | 23.1 | 0.5 | 0.14 | 121.562 | 27.321 | 111.43 | 102.725 | 0.10272 | 0.70464 | 8 | 25 | 14 | 7.0462e-05 | 0.00048311
8 | 26 | 15 | 1 | 87 | 23 | 0.5 | 0.14 | 81.747 | 25.844 | 74.721 | 67.317 | 0.067317 | 0.6082 | 8 | 25 | 15 | 4.6175e-05 | 0.00041699
8 | 26 | 16 | 0 | 47 | 22.5 | 0.5 | 0.14 | 43.661 | 24.024 | 39.553 | 33.396 | 0.033396 | 0.38315 | 8 | 25 | 16 | 2.2907e-05 | 0.0002627
8 | 26 | 17 | 0 | 26 | 22.1 | 0.5 | 0.14 | 24.108 | 22.944 | 21.585 | 16.063 | 0.016063 | 0.22351 | 8 | 25 | 17 | 1.1018e-05 | 0.00015324
8 | 26 | 18 | 0 | 6 | 21.9 | 0.5 | 0.14 | 5.551 | 22.093 | 4.49 | 0 | 0 | 0.044153 | 8 | 25 | 18 | 0 | 3.0272e-05
8 | 26 | 19 | 0 | 0 | 20.9 | 0.4 | 0.14 | 0 | 20.9 | 0 | 0 | 0 | 0 | 8 | 25 | 19 | 0 | 0
8 | 26 | 20 | 0 | 0 | 20.6 | 0.4 | 0.14 | 0 | 20.6 | 0 | 0 | 0 | 0 | 8 | 25 | 20 | 0 | 0
8 | 26 | 21 | 0 | 0 | 20.3 | 0.3 | 0.14 | 0 | 20.3 | 0 | 0 | 0 | 0 | 8 | 25 | 21 | 0 | 0
8 | 26 | 22 | 0 | 0 | 20 | 0.3 | 0.14 | 0 | 20 | 0 | 0 | 0 | 0 | 8 | 25 | 22 | 0 | 0
8 | 26 | 23 | 0 | 0 | 19.9 | 0.3 | 0.14 | 0 | 19.9 | 0 | 0 | 0 | 0 | 8 | 25 | 23 | 0 | 0
8 | 27 | 0 | 0 | 0 | 19.9 | 0.3 | 0.14 | 0 | 19.9 | 0 | 0 | 0 | 0 | 8 | 26 | 0 | 0 | 0
8 | 27 | 1 | 0 | 0 | 19.8 | 0.3 | 0.14 | 0 | 19.8 | 0 | 0 | 0 | 0 | 8 | 26 | 1 | 0 | 0
8 | 27 | 2 | 0 | 0 | 19.7 | 0.3 | 0.14 | 0 | 19.7 | 0 | 0 | 0 | 0 | 8 | 26 | 2 | 0 | 0
8 | 27 | 3 | 0 | 0 | 19.7 | 0.3 | 0.14 | 0 | 19.7 | 0 | 0 | 0 | 0 | 8 | 26 | 3 | 0 | 0
8 | 27 | 4 | 0 | 0 | 19.8 | 0.3 | 0.14 | 0 | 19.8 | 0 | 0 | 0 | 0 | 8 | 26 | 4 | 0 | 0
8 | 27 | 5 | 0 | 0 | 20 | 0.3 | 0.14 | 0 | 20 | 0 | 0 | 0 | 0 | 8 | 26 | 5 | 0 | 0
8 | 27 | 6 | 126 | 31 | 20.7 | 0.4 | 0.14 | 28.754 | 21.636 | 18.974 | 13.545 | 0.013545 | 0.002252 | 8 | 26 | 6 | 9.2909e-06 | 1.544e-06
8 | 27 | 7 | 110 | 29 | 22.2 | 0.5 | 0.14 | 58.017 | 24.19 | 49.996 | 43.468 | 0.043468 | 0.036933 | 8 | 26 | 7 | 2.9816e-05 | 2.5322e-05
8 | 27 | 8 | 3 | 88 | 24.3 | 0.5 | 0.14 | 83.37 | 27.213 | 77.029 | 69.543 | 0.069543 | 0.032306 | 8 | 26 | 8 | 4.7702e-05 | 2.215e-05
8 | 27 | 9 | 44 | 239 | 25.9 | 0.6 | 0.14 | 261.969 | 34.773 | 242.716 | 229.359 | 0.22936 | 0.059968 | 8 | 26 | 9 | 0.00015732 | 4.1115e-05
8 | 27 | 10 | 4 | 123 | 26.4 | 0.6 | 0.14 | 118.388 | 30.398 | 107.253 | 98.696 | 0.098696 | 0.081497 | 8 | 26 | 10 | 6.7699e-05 | 5.5876e-05
8 | 27 | 11 | 2 | 126 | 26.4 | 0.6 | 0.14 | 119.892 | 30.442 | 108.056 | 99.471 | 0.099471 | 0.10157 | 8 | 26 | 11 | 6.823e-05 | 6.9639e-05
8 | 27 | 12 | 7 | 185 | 26.6 | 0.5 | 0.14 | 181.38 | 32.891 | 164.24 | 153.664 | 0.15366 | 0.1004 | 8 | 26 | 12 | 0.0001054 | 6.8835e-05
8 | 27 | 13 | 55 | 363 | 26.8 | 0.5 | 0.14 | 412.887 | 41.135 | 371.916 | 353.981 | 0.35398 | 0.11908 | 8 | 26 | 13 | 0.00024281 | 8.1647e-05
8 | 27 | 14 | 133 | 317 | 27 | 0.4 | 0.14 | 437.622 | 42.682 | 395.254 | 376.492 | 0.37649 | 0.10272 | 8 | 26 | 14 | 0.00025825 | 7.043e-05
8 | 27 | 15 | 0 | 79 | 27.4 | 0.4 | 0.14 | 73.535 | 30.035 | 65.67 | 58.587 | 0.058587 | 0.067317 | 8 | 26 | 15 | 4.0187e-05 | 4.6154e-05
8 | 27 | 16 | 23 | 111 | 27.1 | 0.3 | 0.14 | 118.256 | 31.485 | 108.718 | 100.109 | 0.10011 | 0.033396 | 8 | 26 | 16 | 6.8668e-05 | 2.2897e-05
8 | 27 | 17 | 152 | 122 | 25.9 | 0.2 | 0.14 | 168.087 | 32.312 | 154.364 | 144.138 | 0.14414 | 0.016063 | 8 | 26 | 17 | 9.8869e-05 | 1.1013e-05
8 | 27 | 18 | 48 | 48 | 25.1 | 0.2 | 0.14 | 48.627 | 26.922 | 40.61 | 34.415 | 0.034415 | 0 | 8 | 26 | 18 | 2.3606e-05 | 0
8 | 27 | 19 | 0 | 0 | 22.4 | 0.1 | 0.14 | 0 | 22.4 | 0 | 0 | 0 | 0 | 8 | 26 | 19 | 0 | 0
8 | 27 | 20 | 0 | 0 | 21.6 | 0.2 | 0.14 | 0 | 21.6 | 0 | 0 | 0 | 0 | 8 | 26 | 20 | 0 | 0
8 | 27 | 21 | 0 | 0 | 20.8 | 0.2 | 0.14 | 0 | 20.8 | 0 | 0 | 0 | 0 | 8 | 26 | 21 | 0 | 0
8 | 27 | 22 | 0 | 0 | 20.1 | 0.2 | 0.14 | 0 | 20.1 | 0 | 0 | 0 | 0 | 8 | 26 | 22 | 0 | 0
8 | 27 | 23 | 0 | 0 | 19.6 | 0.2 | 0.14 | 0 | 19.6 | 0 | 0 | 0 | 0 | 8 | 26 | 23 | 0 | 0
8 | 28 | 0 | 0 | 0 | 19.3 | 0.2 | 0.14 | 0 | 19.3 | 0 | 0 | 0 | 0 | 8 | 27 | 0 | 0 | 0
8 | 28 | 1 | 0 | 0 | 19 | 0.2 | 0.14 | 0 | 19 | 0 | 0 | 0 | 0 | 8 | 27 | 1 | 0 | 0
8 | 28 | 2 | 0 | 0 | 18.5 | 0.2 | 0.14 | 0 | 18.5 | 0 | 0 | 0 | 0 | 8 | 27 | 2 | 0 | 0
8 | 28 | 3 | 0 | 0 | 18 | 0.2 | 0.14 | 0 | 18 | 0 | 0 | 0 | 0 | 8 | 27 | 3 | 0 | 0
8 | 28 | 4 | 0 | 0 | 17.4 | 0.2 | 0.14 | 0 | 17.4 | 0 | 0 | 0 | 0 | 8 | 27 | 4 | 0 | 0
8 | 28 | 5 | 0 | 0 | 17 | 0.1 | 0.14 | 0 | 17 | 0 | 0 | 0 | 0 | 8 | 27 | 5 | 0 | 0
8 | 28 | 6 | 297 | 28 | 17.8 | 0.2 | 0.14 | 29.639 | 18.759 | 16.991 | 11.632 | 0.011632 | 0.013545 | 8 | 27 | 6 | 7.9787e-06 | 9.2867e-06
8 | 28 | 7 | 642 | 57 | 19.7 | 0.2 | 0.14 | 225.791 | 28.089 | 194.457 | 182.81 | 0.18281 | 0.043468 | 8 | 27 | 7 | 0.0001254 | 2.9802e-05
8 | 28 | 8 | 791 | 74 | 22.5 | 0.3 | 0.14 | 467.556 | 39.918 | 441.337 | 420.942 | 0.42094 | 0.069543 | 8 | 27 | 8 | 0.00028874 | 4.768e-05
8 | 28 | 9 | 866 | 86 | 25 | 0.4 | 0.14 | 689.85 | 49.899 | 624.456 | 597.573 | 0.59757 | 0.22936 | 8 | 27 | 9 | 0.00040989 | 0.00015725
8 | 28 | 10 | 908 | 94 | 26.1 | 0.5 | 0.14 | 869.582 | 56.507 | 758.681 | 727.041 | 0.72704 | 0.098696 | 8 | 27 | 10 | 0.0004987 | 6.7668e-05
8 | 28 | 11 | 933 | 98 | 26.7 | 0.5 | 0.14 | 990.521 | 61.292 | 840.999 | 806.442 | 0.80644 | 0.099471 | 8 | 27 | 11 | 0.00055316 | 6.8199e-05
8 | 28 | 12 | 938 | 100 | 27 | 0.5 | 0.14 | 1036.198 | 63.169 | 870.221 | 834.629 | 0.83463 | 0.15366 | 8 | 27 | 12 | 0.0005725 | 0.00010535
8 | 28 | 13 | 930 | 101 | 27.1 | 0.6 | 0.14 | 1008.556 | 61.319 | 855.187 | 820.128 | 0.82013 | 0.35398 | 8 | 27 | 13 | 0.00056255 | 0.0002427
8 | 28 | 14 | 906 | 99 | 26.9 | 0.5 | 0.14 | 906.53 | 58.583 | 782.061 | 749.593 | 0.74959 | 0.37649 | 8 | 27 | 14 | 0.00051417 | 0.00025813
8 | 28 | 15 | 863 | 93 | 26.4 | 0.5 | 0.14 | 740.14 | 52.317 | 661.271 | 633.083 | 0.63308 | 0.058587 | 8 | 27 | 15 | 0.00043425 | 4.0168e-05
8 | 28 | 16 | 756 | 92 | 25.5 | 0.4 | 0.14 | 517.955 | 44.228 | 482.091 | 460.252 | 0.46025 | 0.10011 | 8 | 27 | 16 | 0.0003157 | 6.8637e-05
8 | 28 | 17 | 670 | 67 | 23.6 | 0.3 | 0.14 | 291.898 | 34.295 | 262.261 | 248.212 | 0.24821 | 0.14414 | 8 | 27 | 17 | 0.00017026 | 9.8824e-05
8 | 28 | 18 | 405 | 41 | 22.3 | 0.2 | 0.14 | 75.559 | 24.887 | 49.951 | 43.425 | 0.043425 | 0.034415 | 8 | 27 | 18 | 2.9787e-05 | 2.3596e-05
8 | 28 | 19 | 0 | 0 | 18.3 | 0.2 | 0.14 | 0 | 18.3 | 0 | 0 | 0 | 0 | 8 | 27 | 19 | 0 | 0
8 | 28 | 20 | 0 | 0 | 17.5 | 0.2 | 0.14 | 0 | 17.5 | 0 | 0 | 0 | 0 | 8 | 27 | 20 | 0 | 0
8 | 28 | 21 | 0 | 0 | 16.8 | 0.2 | 0.14 | 0 | 16.8 | 0 | 0 | 0 | 0 | 8 | 27 | 21 | 0 | 0
8 | 28 | 22 | 0 | 0 | 16.3 | 0.2 | 0.14 | 0 | 16.3 | 0 | 0 | 0 | 0 | 8 | 27 | 22 | 0 | 0
8 | 28 | 23 | 0 | 0 | 15.7 | 0.2 | 0.14 | 0 | 15.7 | 0 | 0 | 0 | 0 | 8 | 27 | 23 | 0 | 0
8 | 29 | 0 | 0 | 0 | 15.2 | 0.2 | 0.14 | 0 | 15.2 | 0 | 0 | 0 | 0 | 8 | 28 | 0 | 0 | 0
8 | 29 | 1 | 0 | 0 | 14.8 | 0.2 | 0.14 | 0 | 14.8 | 0 | 0 | 0 | 0 | 8 | 28 | 1 | 0 | 0
8 | 29 | 2 | 0 | 0 | 14.4 | 0.2 | 0.14 | 0 | 14.4 | 0 | 0 | 0 | 0 | 8 | 28 | 2 | 0 | 0
8 | 29 | 3 | 0 | 0 | 13.9 | 0.2 | 0.14 | 0 | 13.9 | 0 | 0 | 0 | 0 | 8 | 28 | 3 | 0 | 0
8 | 29 | 4 | 0 | 0 | 13.5 | 0.2 | 0.14 | 0 | 13.5 | 0 | 0 | 0 | 0 | 8 | 28 | 4 | 0 | 0
8 | 29 | 5 | 0 | 0 | 13.7 | 0.1 | 0.14 | 0 | 13.7 | 0 | 0 | 0 | 0 | 8 | 28 | 5 | 0 | 0
8 | 29 | 6 | 271 | 27 | 15.7 | 0.2 | 0.14 | 28.032 | 16.589 | 15.539 | 10.232 | 0.010232 | 0.011632 | 8 | 28 | 6 | 7.0184e-06 | 7.9751e-06
8 | 29 | 7 | 630 | 57 | 19.3 | 0.2 | 0.14 | 222.441 | 27.565 | 191.881 | 180.326 | 0.18033 | 0.18281 | 8 | 28 | 7 | 0.00012369 | 0.00012534
8 | 29 | 8 | 784 | 73 | 22.8 | 0.3 | 0.14 | 462.875 | 40.044 | 436.646 | 416.418 | 0.41642 | 0.42094 | 8 | 28 | 8 | 0.00028563 | 0.00028861
8 | 29 | 9 | 860 | 85 | 25.1 | 0.3 | 0.14 | 684.41 | 50.566 | 617.889 | 591.238 | 0.59124 | 0.59757 | 8 | 28 | 9 | 0.00040555 | 0.00040971
8 | 29 | 10 | 897 | 94 | 26.5 | 0.4 | 0.14 | 859.934 | 57.471 | 747.302 | 716.066 | 0.71607 | 0.72704 | 8 | 28 | 10 | 0.00049117 | 0.00049847
8 | 29 | 11 | 915 | 99 | 27.5 | 0.4 | 0.14 | 973.999 | 62.534 | 822.731 | 788.822 | 0.78882 | 0.80644 | 8 | 28 | 11 | 0.00054108 | 0.00055291
8 | 29 | 12 | 913 | 104 | 28.3 | 0.4 | 0.14 | 1014.925 | 64.787 | 846.556 | 811.803 | 0.8118 | 0.83463 | 8 | 28 | 12 | 0.00055684 | 0.00057224
8 | 29 | 13 | 699 | 205 | 28.8 | 0.4 | 0.14 | 904.396 | 61.289 | 765.454 | 733.575 | 0.73358 | 0.82013 | 8 | 28 | 13 | 0.00050318 | 0.0005623
8 | 29 | 14 | 831 | 123 | 29.1 | 0.3 | 0.14 | 869.388 | 61.353 | 740.64 | 709.64 | 0.70964 | 0.74959 | 8 | 28 | 14 | 0.00048676 | 0.00051394
8 | 29 | 15 | 818 | 101 | 28.9 | 0.3 | 0.14 | 716.741 | 55.545 | 631.357 | 604.23 | 0.60423 | 0.63308 | 8 | 28 | 15 | 0.00041446 | 0.00043405
8 | 29 | 16 | 710 | 97 | 28.2 | 0.3 | 0.14 | 496.238 | 46.696 | 456.728 | 435.788 | 0.43579 | 0.46025 | 8 | 28 | 16 | 0.00029892 | 0.00031556
8 | 29 | 17 | 617 | 70 | 26.2 | 0.2 | 0.14 | 275.654 | 36.621 | 244.831 | 231.4 | 0.2314 | 0.24821 | 8 | 28 | 17 | 0.00015872 | 0.00017018
8 | 29 | 18 | 218 | 42 | 24.8 | 0.2 | 0.14 | 57.93 | 26.861 | 41.511 | 35.284 | 0.035284 | 0.043425 | 8 | 28 | 18 | 2.4202e-05 | 2.9773e-05
8 | 29 | 19 | 0 | 0 | 22 | 0.2 | 0.14 | 0 | 22 | 0 | 0 | 0 | 0 | 8 | 28 | 19 | 0 | 0
8 | 29 | 20 | 0 | 0 | 22.1 | 0.2 | 0.14 | 0 | 22.1 | 0 | 0 | 0 | 0 | 8 | 28 | 20 | 0 | 0
8 | 29 | 21 | 0 | 0 | 21.6 | 0.2 | 0.14 | 0 | 21.6 | 0 | 0 | 0 | 0 | 8 | 28 | 21 | 0 | 0
8 | 29 | 22 | 0 | 0 | 20.9 | 0.2 | 0.14 | 0 | 20.9 | 0 | 0 | 0 | 0 | 8 | 28 | 22 | 0 | 0
8 | 29 | 23 | 0 | 0 | 20.3 | 0.2 | 0.14 | 0 | 20.3 | 0 | 0 | 0 | 0 | 8 | 28 | 23 | 0 | 0
8 | 30 | 0 | 0 | 0 | 20.2 | 0.2 | 0.14 | 0 | 20.2 | 0 | 0 | 0 | 0 | 8 | 29 | 0 | 0 | 0
8 | 30 | 1 | 0 | 0 | 20.5 | 0.2 | 0.14 | 0 | 20.5 | 0 | 0 | 0 | 0 | 8 | 29 | 1 | 0 | 0
8 | 30 | 2 | 0 | 0 | 20.7 | 0.2 | 0.14 | 0 | 20.7 | 0 | 0 | 0 | 0 | 8 | 29 | 2 | 0 | 0
8 | 30 | 3 | 0 | 0 | 20.7 | 0.2 | 0.14 | 0 | 20.7 | 0 | 0 | 0 | 0 | 8 | 29 | 3 | 0 | 0
8 | 30 | 4 | 0 | 0 | 20.4 | 0.2 | 0.14 | 0 | 20.4 | 0 | 0 | 0 | 0 | 8 | 29 | 4 | 0 | 0
8 | 30 | 5 | 0 | 0 | 20.3 | 0.2 | 0.14 | 0 | 20.3 | 0 | 0 | 0 | 0 | 8 | 29 | 5 | 0 | 0
8 | 30 | 6 | 42 | 25 | 20.9 | 0.2 | 0.14 | 22.655 | 21.646 | 13.102 | 7.881 | 0.007881 | 0.010232 | 8 | 29 | 6 | 5.4058e-06 | 7.0153e-06
8 | 30 | 7 | 166 | 99 | 22.4 | 0.3 | 0.14 | 139.183 | 27.508 | 126.096 | 116.872 | 0.11687 | 0.18033 | 8 | 29 | 7 | 8.0166e-05 | 0.00012363
8 | 30 | 8 | 511 | 134 | 24.5 | 0.3 | 0.14 | 388.331 | 38.954 | 365.402 | 347.698 | 0.3477 | 0.41642 | 8 | 29 | 8 | 0.0002385 | 0.0002855
8 | 30 | 9 | 693 | 136 | 26.8 | 0.3 | 0.14 | 626.052 | 50.079 | 564.646 | 539.882 | 0.53988 | 0.59124 | 8 | 29 | 9 | 0.00037032 | 0.00040536
8 | 30 | 10 | 752 | 148 | 28.8 | 0.3 | 0.14 | 798.141 | 58.416 | 689.617 | 660.425 | 0.66042 | 0.71607 | 8 | 29 | 10 | 0.00045301 | 0.00049095
8 | 30 | 11 | 785 | 154 | 30 | 0.3 | 0.14 | 914.519 | 63.892 | 767.07 | 735.134 | 0.73513 | 0.78882 | 8 | 29 | 11 | 0.00050425 | 0.00054083
8 | 30 | 12 | 382 | 347 | 30.5 | 0.3 | 0.14 | 751.25 | 58.265 | 640.225 | 612.783 | 0.61278 | 0.8118 | 8 | 29 | 12 | 0.00042033 | 0.00055659
8 | 30 | 13 | 374 | 339 | 30.4 | 0.3 | 0.14 | 715.777 | 56.861 | 614.336 | 587.811 | 0.58781 | 0.73358 | 8 | 29 | 13 | 0.0004032 | 0.00050295
8 | 30 | 14 | 168 | 338 | 30.3 | 0.3 | 0.14 | 490.021 | 48.409 | 433.66 | 413.537 | 0.41354 | 0.70964 | 8 | 29 | 14 | 0.00028366 | 0.00048654
8 | 30 | 15 | 4 | 90 | 30 | 0.2 | 0.14 | 86.736 | 33.308 | 77.044 | 69.557 | 0.069557 | 0.60423 | 8 | 29 | 15 | 4.7711e-05 | 0.00041427
8 | 30 | 16 | 15 | 87 | 29.5 | 0.1 | 0.14 | 90.674 | 33.084 | 81.864 | 74.207 | 0.074207 | 0.43579 | 8 | 29 | 16 | 5.0901e-05 | 0.00029878
8 | 30 | 17 | 10 | 93 | 27.6 | 0.1 | 0.14 | 89.963 | 31.161 | 82.339 | 74.665 | 0.074665 | 0.2314 | 8 | 29 | 17 | 5.1215e-05 | 0.00015865
8 | 30 | 18 | 0 | 19 | 25.9 | 0.1 | 0.14 | 17.609 | 26.589 | 14.571 | 9.299 | 0.009299 | 0.035284 | 8 | 29 | 18 | 6.3785e-06 | 2.4191e-05
8 | 30 | 19 | 0 | 0 | 23.1 | 0.2 | 0.14 | 0 | 23.1 | 0 | 0 | 0 | 0 | 8 | 29 | 19 | 0 | 0
8 | 30 | 20 | 0 | 0 | 21.9 | 0.2 | 0.14 | 0 | 21.9 | 0 | 0 | 0 | 0 | 8 | 29 | 20 | 0 | 0
8 | 30 | 21 | 0 | 0 | 20.9 | 0.2 | 0.14 | 0 | 20.9 | 0 | 0 | 0 | 0 | 8 | 29 | 21 | 0 | 0
8 | 30 | 22 | 0 | 0 | 20.1 | 0.2 | 0.14 | 0 | 20.1 | 0 | 0 | 0 | 0 | 8 | 29 | 22 | 0 | 0
8 | 30 | 23 | 0 | 0 | 19.7 | 0.2 | 0.14 | 0 | 19.7 | 0 | 0 | 0 | 0 | 8 | 29 | 23 | 0 | 0
8 | 31 | 0 | 0 | 0 | 19.3 | 0.2 | 0.14 | 0 | 19.3 | 0 | 0 | 0 | 0 | 8 | 30 | 0 | 0 | 0
8 | 31 | 1 | 0 | 0 | 19.1 | 0.2 | 0.14 | 0 | 19.1 | 0 | 0 | 0 | 0 | 8 | 30 | 1 | 0 | 0
8 | 31 | 2 | 0 | 0 | 18.9 | 0.2 | 0.14 | 0 | 18.9 | 0 | 0 | 0 | 0 | 8 | 30 | 2 | 0 | 0
8 | 31 | 3 | 0 | 0 | 18.7 | 0.2 | 0.14 | 0 | 18.7 | 0 | 0 | 0 | 0 | 8 | 30 | 3 | 0 | 0
8 | 31 | 4 | 0 | 0 | 18.4 | 0.2 | 0.14 | 0 | 18.4 | 0 | 0 | 0 | 0 | 8 | 30 | 4 | 0 | 0
8 | 31 | 5 | 0 | 0 | 18.2 | 0.2 | 0.14 | 0 | 18.2 | 0 | 0 | 0 | 0 | 8 | 30 | 5 | 0 | 0
8 | 31 | 6 | 5 | 4 | 18.5 | 0.3 | 0.14 | 3.88 | 18.623 | 2.051 | 0 | 0 | 0.007881 | 8 | 30 | 6 | 0 | 5.4034e-06
8 | 31 | 7 | 0 | 42 | 19.5 | 0.3 | 0.14 | 38.979 | 20.948 | 36.013 | 29.98 | 0.02998 | 0.11687 | 8 | 30 | 7 | 2.0564e-05 | 8.013e-05
8 | 31 | 8 | 12 | 121 | 21.4 | 0.4 | 0.14 | 119.041 | 25.685 | 112.525 | 103.782 | 0.10378 | 0.3477 | 8 | 30 | 8 | 7.1187e-05 | 0.00023839
8 | 31 | 9 | 39 | 230 | 23.7 | 0.4 | 0.14 | 250.121 | 32.68 | 233.537 | 220.506 | 0.22051 | 0.53988 | 8 | 30 | 9 | 0.00015125 | 0.00037015
8 | 31 | 10 | 82 | 333 | 25.6 | 0.4 | 0.14 | 397.821 | 39.856 | 362.787 | 345.176 | 0.34518 | 0.66042 | 8 | 30 | 10 | 0.00023677 | 0.0004528
8 | 31 | 11 | 51 | 348 | 26.9 | 0.4 | 0.14 | 393.127 | 40.962 | 354.454 | 337.138 | 0.33714 | 0.73513 | 8 | 30 | 11 | 0.00023125 | 0.00050402
8 | 31 | 12 | 319 | 392 | 27.3 | 0.4 | 0.14 | 726.578 | 53.337 | 631.489 | 604.357 | 0.60436 | 0.61278 | 8 | 30 | 12 | 0.00041455 | 0.00042014
8 | 31 | 13 | 56 | 344 | 27.1 | 0.3 | 0.14 | 394.867 | 41.659 | 354.877 | 337.546 | 0.33755 | 0.58781 | 8 | 30 | 13 | 0.00023153 | 0.00040301
8 | 31 | 14 | 28 | 265 | 26.5 | 0.3 | 0.14 | 284.041 | 36.981 | 258.671 | 244.749 | 0.24475 | 0.41354 | 8 | 30 | 14 | 0.00016788 | 0.00028353
8 | 31 | 15 | 0 | 109 | 25.7 | 0.3 | 0.14 | 101.698 | 29.458 | 92.478 | 84.444 | 0.084444 | 0.069557 | 8 | 30 | 15 | 5.7923e-05 | 4.769e-05
8 | 31 | 16 | 2 | 120 | 24.8 | 0.3 | 0.14 | 113.284 | 28.999 | 104.936 | 96.462 | 0.096462 | 0.074207 | 8 | 30 | 16 | 6.6166e-05 | 5.0878e-05
8 | 31 | 17 | 5 | 40 | 23.6 | 0.2 | 0.14 | 38.727 | 25.084 | 35.026 | 29.028 | 0.029028 | 0.074665 | 8 | 30 | 17 | 1.9911e-05 | 5.1192e-05
8 | 31 | 18 | 0 | 13 | 23 | 0.2 | 0.14 | 12.038 | 23.455 | 9.868 | 4.762 | 0.004762 | 0.009299 | 8 | 30 | 18 | 3.2664e-06 | 6.3756e-06
8 | 31 | 19 | 0 | 0 | 23.9 | 0.5 | 0.14 | 0 | 23.9 | 0 | 0 | 0 | 0 | 8 | 30 | 19 | 0 | 0
8 | 31 | 20 | 0 | 0 | 23.1 | 0.5 | 0.14 | 0 | 23.1 | 0 | 0 | 0 | 0 | 8 | 30 | 20 | 0 | 0
8 | 31 | 21 | 0 | 0 | 22.3 | 0.4 | 0.14 | 0 | 22.3 | 0 | 0 | 0 | 0 | 8 | 30 | 21 | 0 | 0
8 | 31 | 22 | 0 | 0 | 21.6 | 0.4 | 0.14 | 0 | 21.6 | 0 | 0 | 0 | 0 | 8 | 30 | 22 | 0 | 0
8 | 31 | 23 | 0 | 0 | 21.1 | 0.4 | 0.14 | 0 | 21.1 | 0 | 0 | 0 | 0 | 8 | 30 | 23 | 0 | 0
9 | 1 | 0 | 0 | 0 | 20.7 | 0.4 | 0.14 | 0 | 20.7 | 0 | 0 | 0 | 0 | 8 | 31 | 0 | 0 | 0
9 | 1 | 1 | 0 | 0 | 20.5 | 0.5 | 0.14 | 0 | 20.5 | 0 | 0 | 0 | 0 | 8 | 31 | 1 | 0 | 0
9 | 1 | 2 | 0 | 0 | 20.9 | 0.6 | 0.14 | 0 | 20.9 | 0 | 0 | 0 | 0 | 8 | 31 | 2 | 0 | 0
9 | 1 | 3 | 0 | 0 | 21.2 | 0.6 | 0.14 | 0 | 21.2 | 0 | 0 | 0 | 0 | 8 | 31 | 3 | 0 | 0
9 | 1 | 4 | 0 | 0 | 21 | 0.6 | 0.14 | 0 | 21 | 0 | 0 | 0 | 0 | 8 | 31 | 4 | 0 | 0
9 | 1 | 5 | 0 | 0 | 20.5 | 0.5 | 0.14 | 0 | 20.5 | 0 | 0 | 0 | 0 | 8 | 31 | 5 | 0 | 0
9 | 1 | 6 | 114 | 27 | 21.9 | 0.3 | 0.14 | 24.593 | 22.66 | 13.286 | 8.059 | 0.008059 | 0 | 8 | 31 | 6 | 5.5279e-06 | 0
9 | 1 | 7 | 406 | 86 | 24.6 | 0.1 | 0.14 | 190.66 | 31.977 | 165.099 | 154.493 | 0.15449 | 0.02998 | 8 | 31 | 7 | 0.00010597 | 2.0555e-05
9 | 1 | 8 | 574 | 123 | 26.6 | 0.2 | 0.14 | 410.514 | 42.369 | 381.657 | 363.377 | 0.36338 | 0.10378 | 8 | 31 | 8 | 0.00024925 | 7.1155e-05
9 | 1 | 9 | 614 | 164 | 27.9 | 0.2 | 0.14 | 600.031 | 50.914 | 538.42 | 514.586 | 0.51459 | 0.22051 | 8 | 31 | 9 | 0.00035297 | 0.00015118
9 | 1 | 10 | 265 | 317 | 28.9 | 0.2 | 0.14 | 552.237 | 49.986 | 488.789 | 466.713 | 0.46671 | 0.34518 | 8 | 31 | 10 | 0.00032013 | 0.00023666
9 | 1 | 11 | 147 | 401 | 29.5 | 0.3 | 0.14 | 549.078 | 49.768 | 481.988 | 460.153 | 0.46015 | 0.33714 | 8 | 31 | 11 | 0.00031563 | 0.00023115
9 | 1 | 12 | 226 | 417 | 29.9 | 0.3 | 0.14 | 650.682 | 53.922 | 562.498 | 537.81 | 0.53781 | 0.60436 | 8 | 31 | 12 | 0.0003689 | 0.00041436
9 | 1 | 13 | 206 | 408 | 30.5 | 0.3 | 0.14 | 615.953 | 53.243 | 534.048 | 510.368 | 0.51037 | 0.33755 | 8 | 31 | 13 | 0.00035008 | 0.00023143
9 | 1 | 14 | 93 | 347 | 30.4 | 0.3 | 0.14 | 424.944 | 46.093 | 377.71 | 359.57 | 0.35957 | 0.24475 | 8 | 31 | 14 | 0.00024664 | 0.0001678
9 | 1 | 15 | 65 | 258 | 29.4 | 0.3 | 0.14 | 299.456 | 40.48 | 271.888 | 257.498 | 0.2575 | 0.084444 | 8 | 31 | 15 | 0.00017663 | 5.7896e-05
9 | 1 | 16 | 40 | 136 | 28.5 | 0.2 | 0.14 | 151.69 | 34.308 | 139.545 | 129.844 | 0.12984 | 0.096462 | 8 | 31 | 16 | 8.9064e-05 | 6.6136e-05
9 | 1 | 17 | 0 | 63 | 27.1 | 0.2 | 0.14 | 58.541 | 29.345 | 53.115 | 46.477 | 0.046477 | 0.029028 | 8 | 31 | 17 | 3.188e-05 | 1.9902e-05
9 | 1 | 18 | 0 | 27 | 26.1 | 0.1 | 0.14 | 25.059 | 27.077 | 20.803 | 15.31 | 0.01531 | 0.004762 | 8 | 31 | 18 | 1.0502e-05 | 3.2649e-06
9 | 1 | 19 | 0 | 0 | 24.3 | 0.1 | 0.14 | 0 | 24.3 | 0 | 0 | 0 | 0 | 8 | 31 | 19 | 0 | 0
9 | 1 | 20 | 0 | 0 | 24.2 | 0.1 | 0.14 | 0 | 24.2 | 0 | 0 | 0 | 0 | 8 | 31 | 20 | 0 | 0
9 | 1 | 21 | 0 | 0 | 23.9 | 0.2 | 0.14 | 0 | 23.9 | 0 | 0 | 0 | 0 | 8 | 31 | 21 | 0 | 0
9 | 1 | 22 | 0 | 0 | 23.6 | 0.2 | 0.14 | 0 | 23.6 | 0 | 0 | 0 | 0 | 8 | 31 | 22 | 0 | 0
9 | 1 | 23 | 0 | 0 | 23.4 | 0.2 | 0.14 | 0 | 23.4 | 0 | 0 | 0 | 0 | 8 | 31 | 23 | 0 | 0
9 | 2 | 0 | 0 | 0 | 23.2 | 0.2 | 0.14 | 0 | 23.2 | 0 | 0 | 0 | 0 | 9 | 1 | 0 | 0 | 0
9 | 2 | 1 | 0 | 0 | 23.2 | 0.2 | 0.14 | 0 | 23.2 | 0 | 0 | 0 | 0 | 9 | 1 | 1 | 0 | 0
9 | 2 | 2 | 0 | 0 | 23.2 | 0.2 | 0.14 | 0 | 23.2 | 0 | 0 | 0 | 0 | 9 | 1 | 2 | 0 | 0
9 | 2 | 3 | 0 | 0 | 23.1 | 0.2 | 0.14 | 0 | 23.1 | 0 | 0 | 0 | 0 | 9 | 1 | 3 | 0 | 0
9 | 2 | 4 | 0 | 0 | 22.9 | 0.2 | 0.14 | 0 | 22.9 | 0 | 0 | 0 | 0 | 9 | 1 | 4 | 0 | 0
9 | 2 | 5 | 0 | 0 | 22.9 | 0.2 | 0.14 | 0 | 22.9 | 0 | 0 | 0 | 0 | 9 | 1 | 5 | 0 | 0
9 | 2 | 6 | 0 | 8 | 23.1 | 0.3 | 0.14 | 7.406 | 23.337 | 4.034 | 0 | 0 | 0.008059 | 9 | 1 | 6 | 0 | 5.5254e-06
9 | 2 | 7 | 84 | 76 | 23.6 | 0.4 | 0.14 | 94.632 | 26.98 | 85.526 | 77.74 | 0.07774 | 0.15449 | 9 | 1 | 7 | 5.3324e-05 | 0.00010592
9 | 2 | 8 | 10 | 145 | 24.8 | 0.5 | 0.14 | 141.1 | 29.732 | 132.011 | 122.577 | 0.12258 | 0.36338 | 9 | 1 | 8 | 8.4079e-05 | 0.00024914
9 | 2 | 9 | 7 | 170 | 27 | 0.5 | 0.14 | 164.807 | 32.742 | 151.304 | 141.186 | 0.14119 | 0.51459 | 9 | 1 | 9 | 9.6844e-05 | 0.00035281
9 | 2 | 10 | 38 | 292 | 28.9 | 0.6 | 0.14 | 319.112 | 39.684 | 289.049 | 274.05 | 0.27405 | 0.46671 | 9 | 1 | 10 | 0.00018798 | 0.00031999
9 | 2 | 11 | 39 | 300 | 29.9 | 0.6 | 0.14 | 332.777 | 41.131 | 298.51 | 283.176 | 0.28318 | 0.46015 | 9 | 1 | 11 | 0.00019424 | 0.00031549
9 | 2 | 12 | 171 | 388 | 30.1 | 0.6 | 0.14 | 566.324 | 49.231 | 498.242 | 475.831 | 0.47583 | 0.53781 | 9 | 1 | 12 | 0.00032639 | 0.00036873
9 | 2 | 13 | 175 | 398 | 29.6 | 0.5 | 0.14 | 575.812 | 49.622 | 506.352 | 483.654 | 0.48365 | 0.51037 | 9 | 1 | 13 | 0.00033175 | 0.00034992
9 | 2 | 14 | 38 | 262 | 28.8 | 0.5 | 0.14 | 289.913 | 38.879 | 262.418 | 248.363 | 0.24836 | 0.35957 | 9 | 1 | 14 | 0.00017036 | 0.00024653
9 | 2 | 15 | 1 | 109 | 28.1 | 0.4 | 0.14 | 102.434 | 31.773 | 92.309 | 84.282 | 0.084282 | 0.2575 | 9 | 1 | 15 | 5.7812e-05 | 0.00017655
9 | 2 | 16 | 21 | 142 | 27.4 | 0.3 | 0.14 | 147.286 | 32.864 | 135.979 | 126.404 | 0.1264 | 0.12984 | 9 | 1 | 16 | 8.6704e-05 | 8.9024e-05
9 | 2 | 17 | 12 | 58 | 26.2 | 0.2 | 0.14 | 58.387 | 28.436 | 52.906 | 46.275 | 0.046275 | 0.046477 | 9 | 1 | 17 | 3.1741e-05 | 3.1866e-05
9 | 2 | 18 | 34 | 25 | 25.5 | 0.2 | 0.14 | 25.913 | 26.458 | 20.122 | 14.653 | 0.014653 | 0.01531 | 9 | 1 | 18 | 1.0051e-05 | 1.0497e-05
9 | 2 | 19 | 0 | 0 | 24.4 | 0.5 | 0.14 | 0 | 24.4 | 0 | 0 | 0 | 0 | 9 | 1 | 19 | 0 | 0
9 | 2 | 20 | 0 | 0 | 24.5 | 0.5 | 0.14 | 0 | 24.5 | 0 | 0 | 0 | 0 | 9 | 1 | 20 | 0 | 0
9 | 2 | 21 | 0 | 0 | 24.4 | 0.4 | 0.14 | 0 | 24.4 | 0 | 0 | 0 | 0 | 9 | 1 | 21 | 0 | 0
9 | 2 | 22 | 0 | 0 | 24 | 0.3 | 0.14 | 0 | 24 | 0 | 0 | 0 | 0 | 9 | 1 | 22 | 0 | 0
9 | 2 | 23 | 0 | 0 | 23.5 | 0.4 | 0.14 | 0 | 23.5 | 0 | 0 | 0 | 0 | 9 | 1 | 23 | 0 | 0
9 | 3 | 0 | 0 | 0 | 22.8 | 0.3 | 0.14 | 0 | 22.8 | 0 | 0 | 0 | 0 | 9 | 2 | 0 | 0 | 0
9 | 3 | 1 | 0 | 0 | 22.3 | 0.2 | 0.14 | 0 | 22.3 | 0 | 0 | 0 | 0 | 9 | 2 | 1 | 0 | 0
9 | 3 | 2 | 0 | 0 | 22 | 0.1 | 0.14 | 0 | 22 | 0 | 0 | 0 | 0 | 9 | 2 | 2 | 0 | 0
9 | 3 | 3 | 0 | 0 | 21.8 | 0.2 | 0.14 | 0 | 21.8 | 0 | 0 | 0 | 0 | 9 | 2 | 3 | 0 | 0
9 | 3 | 4 | 0 | 0 | 21.7 | 0.2 | 0.14 | 0 | 21.7 | 0 | 0 | 0 | 0 | 9 | 2 | 4 | 0 | 0
9 | 3 | 5 | 0 | 0 | 21.7 | 0.2 | 0.14 | 0 | 21.7 | 0 | 0 | 0 | 0 | 9 | 2 | 5 | 0 | 0
9 | 3 | 6 | 0 | 6 | 21.8 | 0.3 | 0.14 | 5.551 | 21.978 | 2.999 | 0 | 0 | 0 | 9 | 2 | 6 | 0 | 0
9 | 3 | 7 | 0 | 35 | 22.1 | 0.3 | 0.14 | 32.467 | 23.306 | 29.405 | 23.607 | 0.023607 | 0.07774 | 9 | 2 | 7 | 1.6193e-05 | 5.33e-05
9 | 3 | 8 | 1 | 82 | 22.8 | 0.3 | 0.14 | 76.762 | 25.648 | 71.234 | 63.953 | 0.063953 | 0.12258 | 9 | 2 | 8 | 4.3867e-05 | 8.4041e-05
9 | 3 | 9 | 20 | 207 | 24.1 | 0.2 | 0.14 | 209.644 | 32.105 | 194.941 | 183.277 | 0.18328 | 0.14119 | 9 | 2 | 9 | 0.00012572 | 9.68e-05
9 | 3 | 10 | 89 | 319 | 25.8 | 0.2 | 0.14 | 389.917 | 40.666 | 354.584 | 337.263 | 0.33726 | 0.27405 | 9 | 2 | 10 | 0.00023134 | 0.00018789
9 | 3 | 11 | 202 | 386 | 27.4 | 0.4 | 0.14 | 585.641 | 48.384 | 518.755 | 495.617 | 0.49562 | 0.28318 | 9 | 2 | 11 | 0.00033996 | 0.00019415
9 | 3 | 12 | 177 | 415 | 28.5 | 0.5 | 0.14 | 600.714 | 49.382 | 528.538 | 505.053 | 0.50505 | 0.47583 | 9 | 2 | 12 | 0.00034643 | 0.00032624
9 | 3 | 13 | 253 | 389 | 29.2 | 0.5 | 0.14 | 651.363 | 51.864 | 569.417 | 544.484 | 0.54448 | 0.48365 | 9 | 2 | 13 | 0.00037348 | 0.0003316
9 | 3 | 14 | 205 | 314 | 29.6 | 0.5 | 0.14 | 497.191 | 46.918 | 444.044 | 423.553 | 0.42355 | 0.24836 | 9 | 2 | 14 | 0.00029053 | 0.00017028
9 | 3 | 15 | 346 | 255 | 29.4 | 0.5 | 0.14 | 513.996 | 47.359 | 463.704 | 442.517 | 0.44252 | 0.084282 | 9 | 2 | 15 | 0.00030354 | 5.7785e-05
9 | 3 | 16 | 370 | 174 | 28.6 | 0.5 | 0.14 | 374.67 | 41.735 | 348.214 | 331.119 | 0.33112 | 0.1264 | 9 | 2 | 16 | 0.00022712 | 8.6665e-05
9 | 3 | 17 | 296 | 103 | 27.1 | 0.3 | 0.14 | 194.347 | 34.245 | 174.351 | 163.417 | 0.16342 | 0.046275 | 9 | 2 | 17 | 0.00011209 | 3.1727e-05
9 | 3 | 18 | 61 | 37 | 26.1 | 0.3 | 0.14 | 38.474 | 27.469 | 29.631 | 23.825 | 0.023825 | 0.014653 | 9 | 2 | 18 | 1.6342e-05 | 1.0046e-05
9 | 3 | 19 | 0 | 0 | 23.9 | 0.2 | 0.14 | 0 | 23.9 | 0 | 0 | 0 | 0 | 9 | 2 | 19 | 0 | 0
9 | 3 | 20 | 0 | 0 | 23.2 | 0.2 | 0.14 | 0 | 23.2 | 0 | 0 | 0 | 0 | 9 | 2 | 20 | 0 | 0
9 | 3 | 21 | 0 | 0 | 22.9 | 0.2 | 0.14 | 0 | 22.9 | 0 | 0 | 0 | 0 | 9 | 2 | 21 | 0 | 0
9 | 3 | 22 | 0 | 0 | 22.6 | 0.2 | 0.14 | 0 | 22.6 | 0 | 0 | 0 | 0 | 9 | 2 | 22 | 0 | 0
9 | 3 | 23 | 0 | 0 | 22.4 | 0.2 | 0.14 | 0 | 22.4 | 0 | 0 | 0 | 0 | 9 | 2 | 23 | 0 | 0
9 | 4 | 0 | 0 | 0 | 22 | 0.2 | 0.14 | 0 | 22 | 0 | 0 | 0 | 0 | 9 | 3 | 0 | 0 | 0
9 | 4 | 1 | 0 | 0 | 21.3 | 0.2 | 0.14 | 0 | 21.3 | 0 | 0 | 0 | 0 | 9 | 3 | 1 | 0 | 0
9 | 4 | 2 | 0 | 0 | 20.2 | 0.2 | 0.14 | 0 | 20.2 | 0 | 0 | 0 | 0 | 9 | 3 | 2 | 0 | 0
9 | 4 | 3 | 0 | 0 | 19.2 | 0.2 | 0.14 | 0 | 19.2 | 0 | 0 | 0 | 0 | 9 | 3 | 3 | 0 | 0
9 | 4 | 4 | 0 | 0 | 18.2 | 0.2 | 0.14 | 0 | 18.2 | 0 | 0 | 0 | 0 | 9 | 3 | 4 | 0 | 0
9 | 4 | 5 | 0 | 0 | 17.5 | 0.2 | 0.14 | 0 | 17.5 | 0 | 0 | 0 | 0 | 9 | 3 | 5 | 0 | 0
9 | 4 | 6 | 20 | 19 | 17.8 | 0.3 | 0.14 | 17.566 | 18.358 | 10.11 | 4.996 | 0.004996 | 0 | 9 | 3 | 6 | 3.4269e-06 | 0
9 | 4 | 7 | 526 | 63 | 19.6 | 0.3 | 0.14 | 200.411 | 26.828 | 173.746 | 162.833 | 0.16283 | 0.023607 | 9 | 3 | 7 | 0.00011169 | 1.6185e-05
9 | 4 | 8 | 618 | 104 | 22 | 0.3 | 0.14 | 412.687 | 37.368 | 392.152 | 373.5 | 0.3735 | 0.063953 | 9 | 3 | 8 | 0.0002562 | 4.3847e-05
9 | 4 | 9 | 846 | 87 | 24 | 0.3 | 0.14 | 674.964 | 49.122 | 613.686 | 587.184 | 0.58718 | 0.18328 | 9 | 3 | 9 | 0.00040277 | 0.00012566
9 | 4 | 10 | 893 | 95 | 25.4 | 0.3 | 0.14 | 854.92 | 57.149 | 744.761 | 713.614 | 0.71361 | 0.33726 | 9 | 3 | 10 | 0.00048949 | 0.00023123
9 | 4 | 11 | 694 | 205 | 26.4 | 0.3 | 0.14 | 884.024 | 59.153 | 756.718 | 725.148 | 0.72515 | 0.49562 | 9 | 3 | 11 | 0.0004974 | 0.0003398
9 | 4 | 12 | 903 | 113 | 27.1 | 0.4 | 0.14 | 1009.035 | 63.383 | 847.701 | 812.907 | 0.81291 | 0.50505 | 9 | 3 | 12 | 0.0005576 | 0.00034627
9 | 4 | 13 | 818 | 151 | 27.3 | 0.4 | 0.14 | 952.091 | 61.533 | 806.974 | 773.623 | 0.77362 | 0.54448 | 9 | 3 | 13 | 0.00053065 | 0.00037331
9 | 4 | 14 | 355 | 321 | 27.2 | 0.5 | 0.14 | 643.318 | 49.629 | 571.887 | 546.866 | 0.54687 | 0.42355 | 9 | 3 | 14 | 0.00037511 | 0.0002904
9 | 4 | 15 | 865 | 83 | 26.7 | 0.5 | 0.14 | 717.84 | 51.852 | 644.077 | 616.498 | 0.6165 | 0.44252 | 9 | 3 | 15 | 0.00042288 | 0.0003034
9 | 4 | 16 | 779 | 78 | 25.6 | 0.4 | 0.14 | 502.218 | 43.773 | 469.484 | 448.092 | 0.44809 | 0.33112 | 9 | 3 | 16 | 0.00030736 | 0.00022702
9 | 4 | 17 | 663 | 59 | 23.3 | 0.3 | 0.14 | 268.364 | 33.088 | 237.86 | 224.676 | 0.22468 | 0.16342 | 9 | 3 | 17 | 0.00015411 | 0.00011204
9 | 4 | 18 | 358 | 31 | 21.6 | 0.2 | 0.14 | 53.857 | 23.374 | 32.27 | 26.37 | 0.02637 | 0.023825 | 9 | 3 | 18 | 1.8088e-05 | 1.6335e-05
9 | 4 | 19 | 0 | 0 | 17.8 | 0.2 | 0.14 | 0 | 17.8 | 0 | 0 | 0 | 0 | 9 | 3 | 19 | 0 | 0
9 | 4 | 20 | 0 | 0 | 16.7 | 0.2 | 0.14 | 0 | 16.7 | 0 | 0 | 0 | 0 | 9 | 3 | 20 | 0 | 0
9 | 4 | 21 | 0 | 0 | 15.6 | 0.2 | 0.14 | 0 | 15.6 | 0 | 0 | 0 | 0 | 9 | 3 | 21 | 0 | 0
9 | 4 | 22 | 0 | 0 | 14.7 | 0.2 | 0.14 | 0 | 14.7 | 0 | 0 | 0 | 0 | 9 | 3 | 22 | 0 | 0
9 | 4 | 23 | 0 | 0 | 13.9 | 0.2 | 0.14 | 0 | 13.9 | 0 | 0 | 0 | 0 | 9 | 3 | 23 | 0 | 0
9 | 5 | 0 | 0 | 0 | 13.2 | 0.2 | 0.14 | 0 | 13.2 | 0 | 0 | 0 | 0 | 9 | 4 | 0 | 0 | 0
9 | 5 | 1 | 0 | 0 | 12.9 | 0.3 | 0.14 | 0 | 12.9 | 0 | 0 | 0 | 0 | 9 | 4 | 1 | 0 | 0
9 | 5 | 2 | 0 | 0 | 13.3 | 0.6 | 0.14 | 0 | 13.3 | 0 | 0 | 0 | 0 | 9 | 4 | 2 | 0 | 0
9 | 5 | 3 | 0 | 0 | 14 | 0.7 | 0.14 | 0 | 14 | 0 | 0 | 0 | 0 | 9 | 4 | 3 | 0 | 0
9 | 5 | 4 | 0 | 0 | 14.5 | 0.6 | 0.14 | 0 | 14.5 | 0 | 0 | 0 | 0 | 9 | 4 | 4 | 0 | 0
9 | 5 | 5 | 0 | 0 | 14.5 | 0.5 | 0.14 | 0 | 14.5 | 0 | 0 | 0 | 0 | 9 | 4 | 5 | 0 | 0
9 | 5 | 6 | 239 | 21 | 15.2 | 0.3 | 0.14 | 21.042 | 15.82 | 10.688 | 5.553 | 0.005553 | 0.004996 | 9 | 4 | 6 | 3.809e-06 | 3.4254e-06
9 | 5 | 7 | 636 | 51 | 17.3 | 0.1 | 0.14 | 216.867 | 25.602 | 186.899 | 175.52 | 0.17552 | 0.16283 | 9 | 4 | 7 | 0.00012039 | 0.00011164
9 | 5 | 8 | 792 | 68 | 20.8 | 0.1 | 0.14 | 459.784 | 39.058 | 435.672 | 415.478 | 0.41548 | 0.3735 | 9 | 4 | 8 | 0.00028499 | 0.00025608
9 | 5 | 9 | 867 | 80 | 24.3 | 0.2 | 0.14 | 681.576 | 50.479 | 616.501 | 589.9 | 0.5899 | 0.58718 | 9 | 4 | 9 | 0.00040463 | 0.00040258
9 | 5 | 10 | 905 | 88 | 26.4 | 0.2 | 0.14 | 857.008 | 59.244 | 740.084 | 709.103 | 0.7091 | 0.71361 | 9 | 4 | 10 | 0.0004864 | 0.00048927
9 | 5 | 11 | 927 | 93 | 27.5 | 0.2 | 0.14 | 974.116 | 64.783 | 815.704 | 782.044 | 0.78204 | 0.72515 | 9 | 4 | 11 | 0.00053643 | 0.00049718
9 | 5 | 12 | 936 | 93 | 28.3 | 0.3 | 0.14 | 1019.039 | 66.081 | 846.279 | 811.536 | 0.81154 | 0.81291 | 9 | 4 | 12 | 0.00055666 | 0.00055734
9 | 5 | 13 | 932 | 90 | 28.7 | 0.3 | 0.14 | 988.346 | 65.355 | 824.885 | 790.899 | 0.7909 | 0.77362 | 9 | 4 | 13 | 0.0005425 | 0.00053041
9 | 5 | 14 | 908 | 88 | 28.6 | 0.4 | 0.14 | 883.525 | 60.422 | 757.905 | 726.293 | 0.72629 | 0.54687 | 9 | 4 | 14 | 0.00049819 | 0.00037494
9 | 5 | 15 | 864 | 83 | 27.9 | 0.4 | 0.14 | 715.033 | 53.705 | 636.679 | 609.363 | 0.60936 | 0.6165 | 9 | 4 | 15 | 0.00041798 | 0.00042268
9 | 5 | 16 | 790 | 73 | 26.6 | 0.4 | 0.14 | 500.663 | 44.72 | 466.447 | 445.162 | 0.44516 | 0.44809 | 9 | 4 | 16 | 0.00030535 | 0.00030722
9 | 5 | 17 | 651 | 58 | 23.9 | 0.3 | 0.14 | 261.62 | 33.435 | 230.799 | 217.865 | 0.21787 | 0.22468 | 9 | 4 | 17 | 0.00014944 | 0.00015404
9 | 5 | 18 | 338 | 29 | 22 | 0.2 | 0.14 | 49.471 | 23.614 | 28.895 | 23.115 | 0.023115 | 0.02637 | 9 | 4 | 18 | 1.5855e-05 | 1.808e-05
9 | 5 | 19 | 0 | 0 | 18.7 | 0.2 | 0.14 | 0 | 18.7 | 0 | 0 | 0 | 0 | 9 | 4 | 19 | 0 | 0
9 | 5 | 20 | 0 | 0 | 18.3 | 0.2 | 0.14 | 0 | 18.3 | 0 | 0 | 0 | 0 | 9 | 4 | 20 | 0 | 0
9 | 5 | 21 | 0 | 0 | 17.9 | 0.2 | 0.14 | 0 | 17.9 | 0 | 0 | 0 | 0 | 9 | 4 | 21 | 0 | 0
9 | 5 | 22 | 0 | 0 | 17.3 | 0.2 | 0.14 | 0 | 17.3 | 0 | 0 | 0 | 0 | 9 | 4 | 22 | 0 | 0
9 | 5 | 23 | 0 | 0 | 16.7 | 0.2 | 0.14 | 0 | 16.7 | 0 | 0 | 0 | 0 | 9 | 4 | 23 | 0 | 0
9 | 6 | 0 | 0 | 0 | 16.1 | 0.2 | 0.14 | 0 | 16.1 | 0 | 0 | 0 | 0 | 9 | 5 | 0 | 0 | 0
9 | 6 | 1 | 0 | 0 | 15.6 | 0.2 | 0.14 | 0 | 15.6 | 0 | 0 | 0 | 0 | 9 | 5 | 1 | 0 | 0
9 | 6 | 2 | 0 | 0 | 15.2 | 0.2 | 0.14 | 0 | 15.2 | 0 | 0 | 0 | 0 | 9 | 5 | 2 | 0 | 0
9 | 6 | 3 | 0 | 0 | 15 | 0.3 | 0.14 | 0 | 15 | 0 | 0 | 0 | 0 | 9 | 5 | 3 | 0 | 0
9 | 6 | 4 | 0 | 0 | 15.1 | 0.6 | 0.14 | 0 | 15.1 | 0 | 0 | 0 | 0 | 9 | 5 | 4 | 0 | 0
9 | 6 | 5 | 0 | 0 | 15.5 | 0.6 | 0.14 | 0 | 15.5 | 0 | 0 | 0 | 0 | 9 | 5 | 5 | 0 | 0
9 | 6 | 6 | 143 | 20 | 16.7 | 0.3 | 0.14 | 18.13 | 17.251 | 9.613 | 4.516 | 0.004516 | 0.005553 | 9 | 5 | 6 | 3.0977e-06 | 3.8072e-06
9 | 6 | 7 | 479 | 68 | 19.3 | 0.1 | 0.14 | 193.002 | 26.73 | 167.991 | 157.282 | 0.15728 | 0.17552 | 9 | 5 | 7 | 0.00010788 | 0.00012034
9 | 6 | 8 | 326 | 161 | 22.9 | 0 | 0.14 | 320.828 | 36.043 | 303.426 | 287.918 | 0.28792 | 0.41548 | 9 | 5 | 8 | 0.00019749 | 0.00028486
9 | 6 | 9 | 685 | 138 | 25.8 | 0.1 | 0.14 | 621.561 | 50.44 | 560.383 | 535.77 | 0.53577 | 0.5899 | 9 | 5 | 9 | 0.0003675 | 0.00040445
9 | 6 | 10 | 538 | 235 | 27.3 | 0.2 | 0.14 | 705.87 | 54.305 | 619.132 | 592.437 | 0.59244 | 0.7091 | 9 | 5 | 10 | 0.00040637 | 0.00048617
9 | 6 | 11 | 556 | 260 | 28 | 0.2 | 0.14 | 806.906 | 58.83 | 690.668 | 661.439 | 0.66144 | 0.78204 | 9 | 5 | 11 | 0.0004537 | 0.00053618
9 | 6 | 12 | 412 | 350 | 28.5 | 0.2 | 0.14 | 782.6 | 58.358 | 667.774 | 639.355 | 0.63936 | 0.81154 | 9 | 5 | 12 | 0.00043855 | 0.0005564
9 | 6 | 13 | 118 | 392 | 29.2 | 0.3 | 0.14 | 515.534 | 48.226 | 454.781 | 433.91 | 0.43391 | 0.7909 | 9 | 5 | 13 | 0.00029763 | 0.00054226
9 | 6 | 14 | 278 | 332 | 29.6 | 0.3 | 0.14 | 587.414 | 51.336 | 517.243 | 494.159 | 0.49416 | 0.72629 | 9 | 5 | 14 | 0.00033896 | 0.00049796
9 | 6 | 15 | 13 | 178 | 29.2 | 0.4 | 0.14 | 177.239 | 35.559 | 161.122 | 150.656 | 0.15066 | 0.60936 | 9 | 5 | 15 | 0.00010334 | 0.00041779
9 | 6 | 16 | 366 | 160 | 27.9 | 0.4 | 0.14 | 360.863 | 40.934 | 336.601 | 319.918 | 0.31992 | 0.44516 | 9 | 5 | 16 | 0.00021944 | 0.00030521
9 | 6 | 17 | 271 | 102 | 25.5 | 0.3 | 0.14 | 183.317 | 32.235 | 165.138 | 154.53 | 0.15453 | 0.21787 | 9 | 5 | 17 | 0.000106 | 0.00014937
9 | 6 | 18 | 108 | 33 | 23.8 | 0.2 | 0.14 | 37.135 | 25.11 | 25.651 | 19.986 | 0.019986 | 0.023115 | 9 | 5 | 18 | 1.3709e-05 | 1.5848e-05
9 | 6 | 19 | 0 | 0 | 21.2 | 0.2 | 0.14 | 0 | 21.2 | 0 | 0 | 0 | 0 | 9 | 5 | 19 | 0 | 0
9 | 6 | 20 | 0 | 0 | 20.5 | 0.2 | 0.14 | 0 | 20.5 | 0 | 0 | 0 | 0 | 9 | 5 | 20 | 0 | 0
9 | 6 | 21 | 0 | 0 | 19.8 | 0.2 | 0.14 | 0 | 19.8 | 0 | 0 | 0 | 0 | 9 | 5 | 21 | 0 | 0
9 | 6 | 22 | 0 | 0 | 19.1 | 0.2 | 0.14 | 0 | 19.1 | 0 | 0 | 0 | 0 | 9 | 5 | 22 | 0 | 0
9 | 6 | 23 | 0 | 0 | 18.5 | 0.2 | 0.14 | 0 | 18.5 | 0 | 0 | 0 | 0 | 9 | 5 | 23 | 0 | 0
9 | 7 | 0 | 0 | 0 | 18.1 | 0.2 | 0.14 | 0 | 18.1 | 0 | 0 | 0 | 0 | 9 | 6 | 0 | 0 | 0
9 | 7 | 1 | 0 | 0 | 17.7 | 0.2 | 0.14 | 0 | 17.7 | 0 | 0 | 0 | 0 | 9 | 6 | 1 | 0 | 0
9 | 7 | 2 | 0 | 0 | 17.5 | 0.2 | 0.14 | 0 | 17.5 | 0 | 0 | 0 | 0 | 9 | 6 | 2 | 0 | 0
9 | 7 | 3 | 0 | 0 | 17.2 | 0.2 | 0.14 | 0 | 17.2 | 0 | 0 | 0 | 0 | 9 | 6 | 3 | 0 | 0
9 | 7 | 4 | 0 | 0 | 17 | 0.2 | 0.14 | 0 | 17 | 0 | 0 | 0 | 0 | 9 | 6 | 4 | 0 | 0
9 | 7 | 5 | 0 | 0 | 16.9 | 0.2 | 0.14 | 0 | 16.9 | 0 | 0 | 0 | 0 | 9 | 6 | 5 | 0 | 0
9 | 7 | 6 | 79 | 18 | 17.8 | 0.3 | 0.14 | 16.254 | 18.306 | 8.915 | 3.843 | 0.003843 | 0.004516 | 9 | 6 | 6 | 2.636e-06 | 3.0963e-06
9 | 7 | 7 | 376 | 84 | 20.2 | 0.5 | 0.14 | 180.737 | 26.379 | 159.755 | 149.338 | 0.14934 | 0.15728 | 9 | 6 | 7 | 0.00010244 | 0.00010784
9 | 7 | 8 | 550 | 126 | 23.4 | 0.6 | 0.14 | 398.771 | 36.989 | 378.91 | 360.728 | 0.36073 | 0.28792 | 9 | 6 | 8 | 0.00024743 | 0.0001974
9 | 7 | 9 | 662 | 146 | 26.4 | 0.6 | 0.14 | 613.857 | 47.297 | 560.641 | 536.019 | 0.53602 | 0.53577 | 9 | 6 | 9 | 0.00036767 | 0.00036733
9 | 7 | 10 | 733 | 156 | 28.6 | 0.6 | 0.14 | 790.968 | 55.471 | 692.947 | 663.637 | 0.66364 | 0.59244 | 9 | 6 | 10 | 0.00045521 | 0.00040619
9 | 7 | 11 | 764 | 165 | 30 | 0.6 | 0.14 | 901.874 | 60.6 | 768.486 | 736.499 | 0.7365 | 0.66144 | 9 | 6 | 11 | 0.00050519 | 0.0004535
9 | 7 | 12 | 784 | 162 | 30.9 | 0.6 | 0.14 | 948.532 | 63.07 | 797.801 | 764.776 | 0.76478 | 0.63936 | 9 | 6 | 12 | 0.00052458 | 0.00043835
9 | 7 | 13 | 792 | 151 | 31.3 | 0.6 | 0.14 | 923.617 | 62.638 | 779.704 | 747.319 | 0.74732 | 0.43391 | 9 | 6 | 13 | 0.00051261 | 0.0002975
9 | 7 | 14 | 755 | 149 | 31.2 | 0.6 | 0.14 | 817.414 | 58.964 | 704.734 | 675.007 | 0.67501 | 0.49416 | 9 | 6 | 14 | 0.00046301 | 0.0003388
9 | 7 | 15 | 402 | 238 | 30.6 | 0.5 | 0.14 | 541.032 | 49.516 | 485.212 | 463.263 | 0.46326 | 0.15066 | 9 | 6 | 15 | 0.00031777 | 0.00010329
9 | 7 | 16 | 253 | 188 | 29.4 | 0.4 | 0.14 | 323.9 | 41.089 | 300.123 | 284.732 | 0.28473 | 0.31992 | 9 | 6 | 16 | 0.00019531 | 0.00021934
9 | 7 | 17 | 337 | 92 | 27.2 | 0.3 | 0.14 | 195.109 | 34.351 | 173.062 | 162.174 | 0.16217 | 0.15453 | 9 | 6 | 17 | 0.00011124 | 0.00010595
9 | 7 | 18 | 62 | 30 | 25.9 | 0.2 | 0.14 | 31.238 | 27.004 | 21.304 | 15.793 | 0.015793 | 0.019986 | 9 | 6 | 18 | 1.0833e-05 | 1.3703e-05
9 | 7 | 19 | 0 | 0 | 23.8 | 0.2 | 0.14 | 0 | 23.8 | 0 | 0 | 0 | 0 | 9 | 6 | 19 | 0 | 0
9 | 7 | 20 | 0 | 0 | 23 | 0.2 | 0.14 | 0 | 23 | 0 | 0 | 0 | 0 | 9 | 6 | 20 | 0 | 0
9 | 7 | 21 | 0 | 0 | 22.2 | 0.2 | 0.14 | 0 | 22.2 | 0 | 0 | 0 | 0 | 9 | 6 | 21 | 0 | 0
9 | 7 | 22 | 0 | 0 | 21.6 | 0.2 | 0.14 | 0 | 21.6 | 0 | 0 | 0 | 0 | 9 | 6 | 22 | 0 | 0
9 | 7 | 23 | 0 | 0 | 21.1 | 0.2 | 0.14 | 0 | 21.1 | 0 | 0 | 0 | 0 | 9 | 6 | 23 | 0 | 0
9 | 8 | 0 | 0 | 0 | 20.7 | 0.2 | 0.14 | 0 | 20.7 | 0 | 0 | 0 | 0 | 9 | 7 | 0 | 0 | 0
9 | 8 | 1 | 0 | 0 | 20.3 | 0.2 | 0.14 | 0 | 20.3 | 0 | 0 | 0 | 0 | 9 | 7 | 1 | 0 | 0
9 | 8 | 2 | 0 | 0 | 19.8 | 0.2 | 0.14 | 0 | 19.8 | 0 | 0 | 0 | 0 | 9 | 7 | 2 | 0 | 0
9 | 8 | 3 | 0 | 0 | 19.2 | 0.2 | 0.14 | 0 | 19.2 | 0 | 0 | 0 | 0 | 9 | 7 | 3 | 0 | 0
9 | 8 | 4 | 0 | 0 | 18.8 | 0.2 | 0.14 | 0 | 18.8 | 0 | 0 | 0 | 0 | 9 | 7 | 4 | 0 | 0
9 | 8 | 5 | 0 | 0 | 18.7 | 0.2 | 0.14 | 0 | 18.7 | 0 | 0 | 0 | 0 | 9 | 7 | 5 | 0 | 0
9 | 8 | 6 | 68 | 17 | 19.4 | 0.3 | 0.14 | 15.229 | 19.876 | 8.324 | 3.273 | 0.003273 | 0.003843 | 9 | 7 | 6 | 2.2451e-06 | 2.6348e-06
9 | 8 | 7 | 372 | 75 | 21.6 | 0.3 | 0.14 | 170.915 | 27.795 | 149.193 | 139.15 | 0.13915 | 0.14934 | 9 | 7 | 7 | 9.5447e-05 | 0.00010239
9 | 8 | 8 | 565 | 113 | 25 | 0.3 | 0.14 | 395.495 | 39.726 | 371.699 | 353.772 | 0.35377 | 0.36073 | 9 | 7 | 8 | 0.00024266 | 0.00024732
9 | 8 | 9 | 752 | 111 | 28.3 | 0.3 | 0.14 | 637.277 | 52.015 | 571.841 | 546.822 | 0.54682 | 0.53602 | 9 | 7 | 9 | 0.00037508 | 0.0003675
9 | 8 | 10 | 804 | 122 | 30.4 | 0.3 | 0.14 | 811.514 | 60.533 | 696.426 | 666.993 | 0.66699 | 0.66364 | 9 | 7 | 10 | 0.00045751 | 0.000455
9 | 8 | 11 | 833 | 128 | 31.8 | 0.2 | 0.14 | 927.01 | 67.272 | 767.484 | 735.533 | 0.73553 | 0.7365 | 9 | 7 | 11 | 0.00050452 | 0.00050496
9 | 8 | 12 | 671 | 212 | 32.6 | 0.3 | 0.14 | 894.972 | 65.747 | 742.936 | 711.855 | 0.71186 | 0.76478 | 9 | 7 | 12 | 0.00048828 | 0.00052435
9 | 8 | 13 | 835 | 130 | 33 | 0.3 | 0.14 | 940.829 | 67.885 | 776.197 | 743.937 | 0.74394 | 0.74732 | 9 | 7 | 13 | 0.00051029 | 0.00051238
9 | 8 | 14 | 813 | 123 | 33 | 0.3 | 0.14 | 838.538 | 64.128 | 707.339 | 677.519 | 0.67752 | 0.67501 | 9 | 7 | 14 | 0.00046473 | 0.0004628
9 | 8 | 15 | 767 | 113 | 32.4 | 0.2 | 0.14 | 674.215 | 58.277 | 588.024 | 562.432 | 0.56243 | 0.46326 | 9 | 7 | 15 | 0.00038579 | 0.00031762
9 | 8 | 16 | 687 | 95 | 31.4 | 0.2 | 0.14 | 463.442 | 49.238 | 422.729 | 402.994 | 0.40299 | 0.28473 | 9 | 7 | 16 | 0.00027643 | 0.00019522
9 | 8 | 17 | 536 | 70 | 28.9 | 0.4 | 0.14 | 233.135 | 37.143 | 201.687 | 189.784 | 0.18978 | 0.16217 | 9 | 7 | 17 | 0.00013018 | 0.00011119
9 | 8 | 18 | 214 | 28 | 27 | 0.5 | 0.14 | 37.285 | 28.091 | 20.276 | 14.801 | 0.014801 | 0.015793 | 9 | 7 | 18 | 1.0152e-05 | 1.0828e-05
9 | 8 | 19 | 0 | 0 | 24.6 | 0.9 | 0.14 | 0 | 24.6 | 0 | 0 | 0 | 0 | 9 | 7 | 19 | 0 | 0
9 | 8 | 20 | 0 | 0 | 23.8 | 0.9 | 0.14 | 0 | 23.8 | 0 | 0 | 0 | 0 | 9 | 7 | 20 | 0 | 0
9 | 8 | 21 | 0 | 0 | 23.1 | 0.9 | 0.14 | 0 | 23.1 | 0 | 0 | 0 | 0 | 9 | 7 | 21 | 0 | 0
9 | 8 | 22 | 0 | 0 | 22.4 | 0.9 | 0.14 | 0 | 22.4 | 0 | 0 | 0 | 0 | 9 | 7 | 22 | 0 | 0
9 | 8 | 23 | 0 | 0 | 21.4 | 0.9 | 0.14 | 0 | 21.4 | 0 | 0 | 0 | 0 | 9 | 7 | 23 | 0 | 0
9 | 9 | 0 | 0 | 0 | 20.2 | 0.7 | 0.14 | 0 | 20.2 | 0 | 0 | 0 | 0 | 9 | 8 | 0 | 0 | 0
9 | 9 | 1 | 0 | 0 | 19.1 | 0.4 | 0.14 | 0 | 19.1 | 0 | 0 | 0 | 0 | 9 | 8 | 1 | 0 | 0
9 | 9 | 2 | 0 | 0 | 18.5 | 0.2 | 0.14 | 0 | 18.5 | 0 | 0 | 0 | 0 | 9 | 8 | 2 | 0 | 0
9 | 9 | 3 | 0 | 0 | 18.1 | 0.2 | 0.14 | 0 | 18.1 | 0 | 0 | 0 | 0 | 9 | 8 | 3 | 0 | 0
9 | 9 | 4 | 0 | 0 | 17.6 | 0.1 | 0.14 | 0 | 17.6 | 0 | 0 | 0 | 0 | 9 | 8 | 4 | 0 | 0
9 | 9 | 5 | 0 | 0 | 17.4 | 0.1 | 0.14 | 0 | 17.4 | 0 | 0 | 0 | 0 | 9 | 8 | 5 | 0 | 0
9 | 9 | 6 | 117 | 17 | 18.8 | 0.2 | 0.14 | 17.551 | 19.359 | 9.48 | 4.388 | 0.004388 | 0.003273 | 9 | 8 | 6 | 3.0099e-06 | 2.244e-06
9 | 9 | 7 | 491 | 65 | 21.7 | 0.2 | 0.14 | 192.715 | 28.873 | 165.481 | 154.861 | 0.15486 | 0.13915 | 9 | 8 | 7 | 0.00010622 | 9.5404e-05
9 | 9 | 8 | 674 | 92 | 25.2 | 0.3 | 0.14 | 426.691 | 41.093 | 399.925 | 380.998 | 0.381 | 0.35377 | 9 | 8 | 8 | 0.00026134 | 0.00024255
9 | 9 | 9 | 757 | 114 | 28.2 | 0.3 | 0.14 | 643.412 | 52.145 | 577.145 | 551.938 | 0.55194 | 0.54682 | 9 | 8 | 9 | 0.00037859 | 0.00037491
9 | 9 | 10 | 796 | 132 | 29.9 | 0.4 | 0.14 | 814.783 | 59.248 | 703.108 | 673.438 | 0.67344 | 0.66699 | 9 | 8 | 10 | 0.00046193 | 0.0004573
9 | 9 | 11 | 827 | 139 | 31.1 | 0.4 | 0.14 | 932.312 | 64.639 | 780.991 | 748.561 | 0.74856 | 0.73553 | 9 | 8 | 11 | 0.00051346 | 0.0005043
9 | 9 | 12 | 828 | 146 | 32.1 | 0.4 | 0.14 | 972.566 | 67.069 | 803.908 | 770.666 | 0.77067 | 0.71186 | 9 | 8 | 12 | 0.00052862 | 0.00048806
9 | 9 | 13 | 808 | 149 | 32.7 | 0.3 | 0.14 | 934.004 | 67.329 | 772.316 | 740.194 | 0.74019 | 0.74394 | 9 | 8 | 13 | 0.00050772 | 0.00051006
9 | 9 | 14 | 777 | 145 | 32.9 | 0.2 | 0.14 | 828.975 | 64.648 | 697.324 | 667.858 | 0.66786 | 0.67752 | 9 | 8 | 14 | 0.0004581 | 0.00046452
9 | 9 | 15 | 720 | 133 | 32.5 | 0.1 | 0.14 | 661.421 | 58.716 | 575.295 | 550.154 | 0.55015 | 0.56243 | 9 | 8 | 15 | 0.00037737 | 0.00038561
9 | 9 | 16 | 622 | 115 | 32 | 0.1 | 0.14 | 448.224 | 49.814 | 407.116 | 387.934 | 0.38793 | 0.40299 | 9 | 8 | 16 | 0.0002661 | 0.0002763
9 | 9 | 17 | 454 | 82 | 30.5 | 0.2 | 0.14 | 217.522 | 38.692 | 187.383 | 175.987 | 0.17599 | 0.18978 | 9 | 8 | 17 | 0.00012071 | 0.00013012
9 | 9 | 18 | 144 | 27 | 29.2 | 0.3 | 0.14 | 31.808 | 30.175 | 16.517 | 11.176 | 0.011176 | 0.014801 | 9 | 8 | 18 | 7.666e-06 | 1.0148e-05
9 | 9 | 19 | 0 | 0 | 26.2 | 0.8 | 0.14 | 0 | 26.2 | 0 | 0 | 0 | 0 | 9 | 8 | 19 | 0 | 0
9 | 9 | 20 | 0 | 0 | 24.3 | 0.8 | 0.14 | 0 | 24.3 | 0 | 0 | 0 | 0 | 9 | 8 | 20 | 0 | 0
9 | 9 | 21 | 0 | 0 | 22.7 | 0.7 | 0.14 | 0 | 22.7 | 0 | 0 | 0 | 0 | 9 | 8 | 21 | 0 | 0
9 | 9 | 22 | 0 | 0 | 21.9 | 0.5 | 0.14 | 0 | 21.9 | 0 | 0 | 0 | 0 | 9 | 8 | 22 | 0 | 0
9 | 9 | 23 | 0 | 0 | 21.4 | 0.4 | 0.14 | 0 | 21.4 | 0 | 0 | 0 | 0 | 9 | 8 | 23 | 0 | 0
9 | 10 | 0 | 0 | 0 | 21 | 0.4 | 0.14 | 0 | 21 | 0 | 0 | 0 | 0 | 9 | 9 | 0 | 0 | 0
9 | 10 | 1 | 0 | 0 | 20.8 | 0.5 | 0.14 | 0 | 20.8 | 0 | 0 | 0 | 0 | 9 | 9 | 1 | 0 | 0
9 | 10 | 2 | 0 | 0 | 20.5 | 0.6 | 0.14 | 0 | 20.5 | 0 | 0 | 0 | 0 | 9 | 9 | 2 | 0 | 0
9 | 10 | 3 | 0 | 0 | 20.1 | 0.6 | 0.14 | 0 | 20.1 | 0 | 0 | 0 | 0 | 9 | 9 | 3 | 0 | 0
9 | 10 | 4 | 0 | 0 | 19.7 | 0.5 | 0.14 | 0 | 19.7 | 0 | 0 | 0 | 0 | 9 | 9 | 4 | 0 | 0
9 | 10 | 5 | 0 | 0 | 19.5 | 0.5 | 0.14 | 0 | 19.5 | 0 | 0 | 0 | 0 | 9 | 9 | 5 | 0 | 0
9 | 10 | 6 | 77 | 16 | 20.7 | 0.3 | 0.14 | 16.083 | 21.203 | 8.783 | 3.715 | 0.003715 | 0.004388 | 9 | 9 | 6 | 2.5482e-06 | 3.0085e-06
9 | 10 | 7 | 398 | 77 | 23.7 | 0.1 | 0.14 | 179.338 | 30.622 | 154.514 | 144.283 | 0.14428 | 0.15486 | 9 | 9 | 7 | 9.8968e-05 | 0.00010618
9 | 10 | 8 | 578 | 115 | 27.2 | 0.2 | 0.14 | 403.443 | 42.701 | 374.709 | 356.675 | 0.35668 | 0.381 | 9 | 9 | 8 | 0.00024465 | 0.00026122
9 | 10 | 9 | 670 | 142 | 29.7 | 0.2 | 0.14 | 614.483 | 53.287 | 547.545 | 523.388 | 0.52339 | 0.55194 | 9 | 9 | 9 | 0.00035901 | 0.00037842
9 | 10 | 10 | 716 | 165 | 30.8 | 0.2 | 0.14 | 784.999 | 60.866 | 671.839 | 643.276 | 0.64328 | 0.67344 | 9 | 9 | 10 | 0.00044124 | 0.00046172
9 | 10 | 11 | 228 | 325 | 31.7 | 0.2 | 0.14 | 557.032 | 52.946 | 484.956 | 463.016 | 0.46302 | 0.74856 | 9 | 9 | 11 | 0.0003176 | 0.00051323
9 | 10 | 12 | 105 | 332 | 32.4 | 0.2 | 0.14 | 443.966 | 49.306 | 388.653 | 370.125 | 0.37012 | 0.77067 | 9 | 9 | 12 | 0.00025388 | 0.00052838
9 | 10 | 13 | 440 | 293 | 32.7 | 0.2 | 0.14 | 736.468 | 60.824 | 623.7 | 596.843 | 0.59684 | 0.74019 | 9 | 9 | 13 | 0.00040939 | 0.00050749
9 | 10 | 14 | 188 | 316 | 32.5 | 0.2 | 0.14 | 483.518 | 50.956 | 424.707 | 404.901 | 0.4049 | 0.66786 | 9 | 9 | 14 | 0.00027773 | 0.0004579
9 | 10 | 15 | 201 | 227 | 31.9 | 0.3 | 0.14 | 371.077 | 45.663 | 334.625 | 318.011 | 0.31801 | 0.55015 | 9 | 9 | 15 | 0.00021813 | 0.0003772
9 | 10 | 16 | 2 | 51 | 30.6 | 0.3 | 0.14 | 48.398 | 32.396 | 42.634 | 36.367 | 0.036367 | 0.38793 | 9 | 9 | 16 | 2.4945e-05 | 0.00026597
9 | 10 | 17 | 51 | 84 | 28.4 | 0.2 | 0.14 | 94.662 | 32.013 | 85.184 | 77.41 | 0.07741 | 0.17599 | 9 | 9 | 17 | 5.3098e-05 | 0.00012066
9 | 10 | 18 | 66 | 26 | 27.1 | 0.2 | 0.14 | 26.606 | 27.94 | 13.8 | 8.555 | 0.008555 | 0.011176 | 9 | 9 | 18 | 5.8681e-06 | 7.6625e-06
9 | 10 | 19 | 0 | 0 | 25.3 | 0.2 | 0.14 | 0 | 25.3 | 0 | 0 | 0 | 0 | 9 | 9 | 19 | 0 | 0
9 | 10 | 20 | 0 | 0 | 24.6 | 0.3 | 0.14 | 0 | 24.6 | 0 | 0 | 0 | 0 | 9 | 9 | 20 | 0 | 0
9 | 10 | 21 | 0 | 0 | 23.7 | 0.3 | 0.14 | 0 | 23.7 | 0 | 0 | 0 | 0 | 9 | 9 | 21 | 0 | 0
9 | 10 | 22 | 0 | 0 | 22.8 | 0.3 | 0.14 | 0 | 22.8 | 0 | 0 | 0 | 0 | 9 | 9 | 22 | 0 | 0
9 | 10 | 23 | 0 | 0 | 22 | 0.3 | 0.14 | 0 | 22 | 0 | 0 | 0 | 0 | 9 | 9 | 23 | 0 | 0
9 | 11 | 0 | 0 | 0 | 21.3 | 0.3 | 0.14 | 0 | 21.3 | 0 | 0 | 0 | 0 | 9 | 10 | 0 | 0 | 0
9 | 11 | 1 | 0 | 0 | 20.6 | 0.3 | 0.14 | 0 | 20.6 | 0 | 0 | 0 | 0 | 9 | 10 | 1 | 0 | 0
9 | 11 | 2 | 0 | 0 | 20.1 | 0.3 | 0.14 | 0 | 20.1 | 0 | 0 | 0 | 0 | 9 | 10 | 2 | 0 | 0
9 | 11 | 3 | 0 | 0 | 19.8 | 0.3 | 0.14 | 0 | 19.8 | 0 | 0 | 0 | 0 | 9 | 10 | 3 | 0 | 0
9 | 11 | 4 | 0 | 0 | 19.4 | 0.3 | 0.14 | 0 | 19.4 | 0 | 0 | 0 | 0 | 9 | 10 | 4 | 0 | 0
9 | 11 | 5 | 0 | 0 | 19.2 | 0.3 | 0.14 | 0 | 19.2 | 0 | 0 | 0 | 0 | 9 | 10 | 5 | 0 | 0
9 | 11 | 6 | 28 | 13 | 19.5 | 0.4 | 0.14 | 12.666 | 19.89 | 7.08 | 2.073 | 0.002073 | 0.003715 | 9 | 10 | 6 | 1.4219e-06 | 2.5471e-06
9 | 11 | 7 | 123 | 65 | 20.8 | 0.4 | 0.14 | 95.81 | 24.203 | 85.98 | 78.177 | 0.078177 | 0.14428 | 9 | 10 | 7 | 5.3624e-05 | 9.8923e-05
9 | 11 | 8 | 0 | 41 | 22.9 | 0.4 | 0.14 | 38.058 | 24.271 | 34.468 | 28.49 | 0.02849 | 0.35668 | 9 | 10 | 8 | 1.9542e-05 | 0.00024454
9 | 11 | 9 | 1 | 150 | 25 | 0.4 | 0.14 | 141.766 | 30.089 | 131.025 | 121.626 | 0.12163 | 0.52339 | 9 | 10 | 9 | 8.3427e-05 | 0.00035884
9 | 11 | 10 | 1 | 158 | 26.7 | 0.4 | 0.14 | 149.474 | 32.053 | 136.047 | 126.47 | 0.12647 | 0.64328 | 9 | 10 | 10 | 8.675e-05 | 0.00044104
9 | 11 | 11 | 4 | 166 | 27.4 | 0.4 | 0.14 | 160.113 | 33.126 | 144.77 | 134.884 | 0.13488 | 0.46302 | 9 | 10 | 11 | 9.2521e-05 | 0.00031745
9 | 11 | 12 | 3 | 160 | 27.3 | 0.4 | 0.14 | 153.56 | 32.789 | 138.547 | 128.881 | 0.12888 | 0.37012 | 9 | 10 | 12 | 8.8403e-05 | 0.00025376
9 | 11 | 13 | 6 | 185 | 26.9 | 0.4 | 0.14 | 180.408 | 33.352 | 163.678 | 153.122 | 0.15312 | 0.59684 | 9 | 10 | 13 | 0.00010503 | 0.00040921
9 | 11 | 14 | 36 | 285 | 26.4 | 0.4 | 0.14 | 312.702 | 37.603 | 285.788 | 270.905 | 0.2709 | 0.4049 | 9 | 10 | 14 | 0.00018582 | 0.00027761
9 | 11 | 15 | 12 | 198 | 25.7 | 0.4 | 0.14 | 196.214 | 32.743 | 181.473 | 170.286 | 0.17029 | 0.31801 | 9 | 10 | 15 | 0.0001168 | 0.00021803
9 | 11 | 16 | 0 | 96 | 24.9 | 0.4 | 0.14 | 89.582 | 28.124 | 82.77 | 75.081 | 0.075081 | 0.036367 | 9 | 10 | 16 | 5.15e-05 | 2.4934e-05
9 | 11 | 17 | 270 | 57 | 23.5 | 0.3 | 0.14 | 136.989 | 28.5 | 121.105 | 112.057 | 0.11206 | 0.07741 | 9 | 10 | 17 | 7.6863e-05 | 5.3074e-05
9 | 11 | 18 | 157 | 24 | 22.7 | 0.2 | 0.14 | 28.291 | 23.536 | 13.397 | 8.166 | 0.008166 | 0.008555 | 9 | 10 | 18 | 5.6013e-06 | 5.8655e-06
9 | 11 | 19 | 0 | 0 | 20.1 | 0.2 | 0.14 | 0 | 20.1 | 0 | 0 | 0 | 0 | 9 | 10 | 19 | 0 | 0
9 | 11 | 20 | 0 | 0 | 19.4 | 0.2 | 0.14 | 0 | 19.4 | 0 | 0 | 0 | 0 | 9 | 10 | 20 | 0 | 0
9 | 11 | 21 | 0 | 0 | 18.7 | 0.2 | 0.14 | 0 | 18.7 | 0 | 0 | 0 | 0 | 9 | 10 | 21 | 0 | 0
9 | 11 | 22 | 0 | 0 | 18.2 | 0.2 | 0.14 | 0 | 18.2 | 0 | 0 | 0 | 0 | 9 | 10 | 22 | 0 | 0
9 | 11 | 23 | 0 | 0 | 17.8 | 0.2 | 0.14 | 0 | 17.8 | 0 | 0 | 0 | 0 | 9 | 10 | 23 | 0 | 0
9 | 12 | 0 | 0 | 0 | 17.5 | 0.2 | 0.14 | 0 | 17.5 | 0 | 0 | 0 | 0 | 9 | 11 | 0 | 0 | 0
9 | 12 | 1 | 0 | 0 | 17.3 | 0.1 | 0.14 | 0 | 17.3 | 0 | 0 | 0 | 0 | 9 | 11 | 1 | 0 | 0
9 | 12 | 2 | 0 | 0 | 17.2 | 0.1 | 0.14 | 0 | 17.2 | 0 | 0 | 0 | 0 | 9 | 11 | 2 | 0 | 0
9 | 12 | 3 | 0 | 0 | 17.2 | 0.1 | 0.14 | 0 | 17.2 | 0 | 0 | 0 | 0 | 9 | 11 | 3 | 0 | 0
9 | 12 | 4 | 0 | 0 | 17.2 | 0.1 | 0.14 | 0 | 17.2 | 0 | 0 | 0 | 0 | 9 | 11 | 4 | 0 | 0
9 | 12 | 5 | 0 | 0 | 17.2 | 0.2 | 0.14 | 0 | 17.2 | 0 | 0 | 0 | 0 | 9 | 11 | 5 | 0 | 0
9 | 12 | 6 | 64 | 15 | 18.1 | 0.2 | 0.14 | 14.92 | 18.584 | 8.305 | 3.254 | 0.003254 | 0.002073 | 9 | 11 | 6 | 2.232e-06 | 1.4213e-06
9 | 12 | 7 | 379 | 76 | 20.6 | 0.3 | 0.14 | 173.446 | 26.882 | 151.627 | 141.498 | 0.1415 | 0.078177 | 9 | 11 | 7 | 9.7058e-05 | 5.36e-05
9 | 12 | 8 | 355 | 116 | 23.9 | 0.3 | 0.14 | 294.245 | 34.852 | 279.541 | 264.88 | 0.26488 | 0.02849 | 9 | 11 | 8 | 0.00018169 | 1.9533e-05
9 | 12 | 9 | 26 | 218 | 26.9 | 0.3 | 0.14 | 225.315 | 35.243 | 207.78 | 195.662 | 0.19566 | 0.12163 | 9 | 11 | 9 | 0.00013421 | 8.3389e-05
9 | 12 | 10 | 109 | 326 | 29.3 | 0.4 | 0.14 | 415.778 | 44.214 | 374.041 | 356.031 | 0.35603 | 0.12647 | 9 | 11 | 10 | 0.00024421 | 8.671e-05
9 | 12 | 11 | 510 | 273 | 31 | 0.4 | 0.14 | 775.4 | 58.855 | 663.885 | 635.604 | 0.6356 | 0.13488 | 9 | 11 | 11 | 0.00043598 | 9.2479e-05
9 | 12 | 12 | 431 | 330 | 32.2 | 0.4 | 0.14 | 778.588 | 60.141 | 660.36 | 632.205 | 0.63221 | 0.12888 | 9 | 11 | 12 | 0.00043365 | 8.8363e-05
9 | 12 | 13 | 710 | 192 | 32.8 | 0.4 | 0.14 | 887.313 | 64.704 | 742.141 | 711.088 | 0.71109 | 0.15312 | 9 | 11 | 13 | 0.00048776 | 0.00010498
9 | 12 | 14 | 472 | 261 | 32.7 | 0.4 | 0.14 | 685.01 | 57.332 | 592.292 | 566.549 | 0.56655 | 0.2709 | 9 | 11 | 14 | 0.00038861 | 0.00018574
9 | 12 | 15 | 525 | 189 | 32 | 0.4 | 0.14 | 573.098 | 52.663 | 509.853 | 487.03 | 0.48703 | 0.17029 | 9 | 11 | 15 | 0.00033407 | 0.00011675
9 | 12 | 16 | 229 | 174 | 30.5 | 0.3 | 0.14 | 294.659 | 41.464 | 271.999 | 257.605 | 0.25761 | 0.075081 | 9 | 11 | 16 | 0.0001767 | 5.1477e-05
9 | 12 | 17 | 46 | 85 | 27.7 | 0.2 | 0.14 | 94.064 | 31.29 | 84.91 | 77.145 | 0.077145 | 0.11206 | 9 | 11 | 17 | 5.2916e-05 | 7.6828e-05
9 | 12 | 18 | 0 | 16 | 25.9 | 0.2 | 0.14 | 14.844 | 26.39 | 8.261 | 3.212 | 0.003212 | 0.008166 | 9 | 11 | 18 | 2.2032e-06 | 5.5988e-06
9 | 12 | 19 | 0 | 0 | 24.4 | 0.3 | 0.13 | 0 | 24.4 | 0 | 0 | 0 | 0 | 9 | 11 | 19 | 0 | 0
9 | 12 | 20 | 0 | 0 | 24.1 | 0.3 | 0.13 | 0 | 24.1 | 0 | 0 | 0 | 0 | 9 | 11 | 20 | 0 | 0
9 | 12 | 21 | 0 | 0 | 23.5 | 0.3 | 0.13 | 0 | 23.5 | 0 | 0 | 0 | 0 | 9 | 11 | 21 | 0 | 0
9 | 12 | 22 | 0 | 0 | 23.1 | 0.3 | 0.13 | 0 | 23.1 | 0 | 0 | 0 | 0 | 9 | 11 | 22 | 0 | 0
9 | 12 | 23 | 0 | 0 | 22.9 | 0.2 | 0.13 | 0 | 22.9 | 0 | 0 | 0 | 0 | 9 | 11 | 23 | 0 | 0
9 | 13 | 0 | 0 | 0 | 22.8 | 0.2 | 0.13 | 0 | 22.8 | 0 | 0 | 0 | 0 | 9 | 12 | 0 | 0 | 0
9 | 13 | 1 | 0 | 0 | 22.6 | 0.2 | 0.13 | 0 | 22.6 | 0 | 0 | 0 | 0 | 9 | 12 | 1 | 0 | 0
9 | 13 | 2 | 0 | 0 | 22.5 | 0.2 | 0.13 | 0 | 22.5 | 0 | 0 | 0 | 0 | 9 | 12 | 2 | 0 | 0
9 | 13 | 3 | 0 | 0 | 22.4 | 0.2 | 0.13 | 0 | 22.4 | 0 | 0 | 0 | 0 | 9 | 12 | 3 | 0 | 0
9 | 13 | 4 | 0 | 0 | 22.4 | 0.2 | 0.13 | 0 | 22.4 | 0 | 0 | 0 | 0 | 9 | 12 | 4 | 0 | 0
9 | 13 | 5 | 0 | 0 | 22.3 | 0.2 | 0.13 | 0 | 22.3 | 0 | 0 | 0 | 0 | 9 | 12 | 5 | 0 | 0
9 | 13 | 6 | 3 | 5 | 22.4 | 0.3 | 0.13 | 4.785 | 22.553 | 2.545 | 0 | 0 | 0.003254 | 9 | 12 | 6 | 0 | 2.231e-06
9 | 13 | 7 | 12 | 33 | 22.8 | 0.3 | 0.13 | 33.95 | 24.056 | 30.187 | 24.361 | 0.024361 | 0.1415 | 9 | 12 | 7 | 1.671e-05 | 9.7014e-05
9 | 13 | 8 | 14 | 129 | 23.6 | 0.3 | 0.13 | 128.147 | 28.359 | 120.432 | 111.408 | 0.11141 | 0.26488 | 9 | 12 | 8 | 7.6418e-05 | 0.00018161
9 | 13 | 9 | 68 | 241 | 25 | 0.3 | 0.13 | 283.228 | 35.495 | 263.57 | 249.474 | 0.24947 | 0.19566 | 9 | 12 | 9 | 0.00017112 | 0.00013415
9 | 13 | 10 | 300 | 308 | 26.7 | 0.3 | 0.13 | 573.472 | 47.941 | 513.979 | 491.01 | 0.49101 | 0.35603 | 9 | 12 | 10 | 0.0003368 | 0.0002441
9 | 13 | 11 | 626 | 225 | 28.1 | 0.2 | 0.13 | 836.13 | 60.071 | 713.661 | 683.617 | 0.68362 | 0.6356 | 9 | 12 | 11 | 0.00046891 | 0.00043578
9 | 13 | 12 | 365 | 355 | 28.5 | 0.2 | 0.13 | 730.682 | 56.382 | 629.284 | 602.23 | 0.60223 | 0.63221 | 9 | 12 | 12 | 0.00041309 | 0.00043345
9 | 13 | 13 | 268 | 367 | 28.3 | 0.2 | 0.13 | 641.067 | 52.756 | 559.846 | 535.252 | 0.53525 | 0.71109 | 9 | 12 | 13 | 0.00036715 | 0.00048754
9 | 13 | 14 | 216 | 332 | 27.8 | 0.2 | 0.13 | 523.442 | 47.788 | 467.387 | 446.069 | 0.44607 | 0.56655 | 9 | 12 | 14 | 0.00030597 | 0.00038844
9 | 13 | 15 | 177 | 254 | 27.3 | 0.2 | 0.13 | 381.086 | 41.883 | 349.284 | 332.151 | 0.33215 | 0.48703 | 9 | 12 | 15 | 0.00022783 | 0.00033392
9 | 13 | 16 | 206 | 167 | 26.1 | 0.2 | 0.13 | 275.316 | 36.669 | 258.698 | 244.775 | 0.24477 | 0.25761 | 9 | 12 | 16 | 0.0001679 | 0.00017662
9 | 13 | 17 | 242 | 96 | 24.1 | 0.4 | 0.13 | 163.87 | 29.925 | 147.018 | 137.053 | 0.13705 | 0.077145 | 9 | 12 | 17 | 9.4009e-05 | 5.2892e-05
9 | 13 | 18 | 45 | 16 | 23 | 0.5 | 0.13 | 15.991 | 23.462 | 8.297 | 3.247 | 0.003247 | 0.003212 | 9 | 12 | 18 | 2.2272e-06 | 2.2022e-06
9 | 13 | 19 | 0 | 0 | 20.5 | 0.4 | 0.13 | 0 | 20.5 | 0 | 0 | 0 | 0 | 9 | 12 | 19 | 0 | 0
9 | 13 | 20 | 0 | 0 | 19.6 | 0.2 | 0.13 | 0 | 19.6 | 0 | 0 | 0 | 0 | 9 | 12 | 20 | 0 | 0
9 | 13 | 21 | 0 | 0 | 19.5 | 0.2 | 0.13 | 0 | 19.5 | 0 | 0 | 0 | 0 | 9 | 12 | 21 | 0 | 0
9 | 13 | 22 | 0 | 0 | 19.5 | 0.2 | 0.13 | 0 | 19.5 | 0 | 0 | 0 | 0 | 9 | 12 | 22 | 0 | 0
9 | 13 | 23 | 0 | 0 | 19.1 | 0.2 | 0.13 | 0 | 19.1 | 0 | 0 | 0 | 0 | 9 | 12 | 23 | 0 | 0
9 | 14 | 0 | 0 | 0 | 18.3 | 0.2 | 0.13 | 0 | 18.3 | 0 | 0 | 0 | 0 | 9 | 13 | 0 | 0 | 0
9 | 14 | 1 | 0 | 0 | 17.6 | 0.2 | 0.13 | 0 | 17.6 | 0 | 0 | 0 | 0 | 9 | 13 | 1 | 0 | 0
9 | 14 | 2 | 0 | 0 | 17 | 0.2 | 0.13 | 0 | 17 | 0 | 0 | 0 | 0 | 9 | 13 | 2 | 0 | 0
9 | 14 | 3 | 0 | 0 | 16.3 | 0.2 | 0.13 | 0 | 16.3 | 0 | 0 | 0 | 0 | 9 | 13 | 3 | 0 | 0
9 | 14 | 4 | 0 | 0 | 15.5 | 0.2 | 0.13 | 0 | 15.5 | 0 | 0 | 0 | 0 | 9 | 13 | 4 | 0 | 0
9 | 14 | 5 | 0 | 0 | 14.9 | 0.2 | 0.13 | 0 | 14.9 | 0 | 0 | 0 | 0 | 9 | 13 | 5 | 0 | 0
9 | 14 | 6 | 47 | 11 | 15.3 | 0.2 | 0.13 | 10.896 | 15.654 | 6.083 | 1.111 | 0.001111 | 0 | 9 | 13 | 6 | 7.6207e-07 | 0
9 | 14 | 7 | 326 | 83 | 17.1 | 0.3 | 0.13 | 166.885 | 23.159 | 149.208 | 139.165 | 0.13916 | 0.024361 | 9 | 13 | 7 | 9.5458e-05 | 1.6702e-05
9 | 14 | 8 | 507 | 135 | 20.1 | 0.4 | 0.13 | 386.217 | 34.048 | 371.055 | 353.15 | 0.35315 | 0.11141 | 9 | 13 | 8 | 0.00024224 | 7.6383e-05
9 | 14 | 9 | 615 | 169 | 23.1 | 0.4 | 0.13 | 603.122 | 44.863 | 556.613 | 532.133 | 0.53213 | 0.24947 | 9 | 13 | 9 | 0.00036501 | 0.00017104
9 | 14 | 10 | 660 | 198 | 25.2 | 0.4 | 0.13 | 770.391 | 52.937 | 682.245 | 653.314 | 0.65331 | 0.49101 | 9 | 13 | 10 | 0.00044813 | 0.00033665
9 | 14 | 11 | 665 | 225 | 26.5 | 0.4 | 0.13 | 871.671 | 57.84 | 751.491 | 720.106 | 0.72011 | 0.68362 | 9 | 13 | 11 | 0.00049394 | 0.0004687
9 | 14 | 12 | 593 | 277 | 27.2 | 0.4 | 0.13 | 878.576 | 58.76 | 751.945 | 720.544 | 0.72054 | 0.60223 | 9 | 13 | 12 | 0.00049424 | 0.0004129
9 | 14 | 13 | 487 | 324 | 27.2 | 0.5 | 0.13 | 809.509 | 55.427 | 702.647 | 672.993 | 0.67299 | 0.53525 | 9 | 13 | 13 | 0.00046163 | 0.00036698
9 | 14 | 14 | 429 | 311 | 26.9 | 0.5 | 0.13 | 689.949 | 50.982 | 612.576 | 586.114 | 0.58611 | 0.44607 | 9 | 13 | 14 | 0.00040203 | 0.00030583
9 | 14 | 15 | 317 | 274 | 26 | 0.5 | 0.13 | 506.065 | 43.693 | 464.607 | 443.388 | 0.44339 | 0.33215 | 9 | 13 | 15 | 0.00030413 | 0.00022773
9 | 14 | 16 | 218 | 202 | 24.7 | 0.4 | 0.13 | 312.099 | 35.962 | 295.017 | 279.807 | 0.27981 | 0.24477 | 9 | 13 | 16 | 0.00019193 | 0.00016782
9 | 14 | 17 | 117 | 102 | 22.6 | 0.3 | 0.13 | 132.492 | 27.481 | 121.462 | 112.402 | 0.1124 | 0.13705 | 9 | 13 | 17 | 7.71e-05 | 9.3966e-05
9 | 14 | 18 | 12 | 8 | 21.3 | 0.2 | 0.13 | 7.895 | 21.555 | 4.171 | 0 | 0 | 0.003247 | 9 | 13 | 18 | 0 | 2.2262e-06
9 | 14 | 19 | 0 | 0 | 19.4 | 0.2 | 0.13 | 0 | 19.4 | 0 | 0 | 0 | 0 | 9 | 13 | 19 | 0 | 0
9 | 14 | 20 | 0 | 0 | 18.4 | 0.2 | 0.13 | 0 | 18.4 | 0 | 0 | 0 | 0 | 9 | 13 | 20 | 0 | 0
9 | 14 | 21 | 0 | 0 | 17.4 | 0.2 | 0.13 | 0 | 17.4 | 0 | 0 | 0 | 0 | 9 | 13 | 21 | 0 | 0
9 | 14 | 22 | 0 | 0 | 16.5 | 0.2 | 0.13 | 0 | 16.5 | 0 | 0 | 0 | 0 | 9 | 13 | 22 | 0 | 0
9 | 14 | 23 | 0 | 0 | 15.7 | 0.2 | 0.13 | 0 | 15.7 | 0 | 0 | 0 | 0 | 9 | 13 | 23 | 0 | 0
9 | 15 | 0 | 0 | 0 | 14.9 | 0.2 | 0.13 | 0 | 14.9 | 0 | 0 | 0 | 0 | 9 | 14 | 0 | 0 | 0
9 | 15 | 1 | 0 | 0 | 14.1 | 0.2 | 0.13 | 0 | 14.1 | 0 | 0 | 0 | 0 | 9 | 14 | 1 | 0 | 0
9 | 15 | 2 | 0 | 0 | 13.4 | 0.2 | 0.13 | 0 | 13.4 | 0 | 0 | 0 | 0 | 9 | 14 | 2 | 0 | 0
9 | 15 | 3 | 0 | 0 | 12.8 | 0.2 | 0.13 | 0 | 12.8 | 0 | 0 | 0 | 0 | 9 | 14 | 3 | 0 | 0
9 | 15 | 4 | 0 | 0 | 12.2 | 0.2 | 0.13 | 0 | 12.2 | 0 | 0 | 0 | 0 | 9 | 14 | 4 | 0 | 0
9 | 15 | 5 | 0 | 0 | 11.6 | 0.1 | 0.13 | 0 | 11.6 | 0 | 0 | 0 | 0 | 9 | 14 | 5 | 0 | 0
9 | 15 | 6 | 52 | 11 | 12.1 | 0.2 | 0.13 | 10.921 | 12.454 | 6.183 | 1.208 | 0.001208 | 0.001111 | 9 | 14 | 6 | 8.286e-07 | 7.6172e-07
9 | 15 | 7 | 362 | 80 | 14.4 | 0.3 | 0.13 | 172.909 | 20.666 | 155.317 | 145.057 | 0.14506 | 0.13916 | 9 | 14 | 7 | 9.9499e-05 | 9.5414e-05
9 | 15 | 8 | 562 | 127 | 17.5 | 0.3 | 0.13 | 404.288 | 32.554 | 391.365 | 372.741 | 0.37274 | 0.35315 | 9 | 14 | 8 | 0.00025567 | 0.00024213
9 | 15 | 9 | 678 | 152 | 20.3 | 0.3 | 0.13 | 628.32 | 43.68 | 583.634 | 558.197 | 0.5582 | 0.53213 | 9 | 14 | 9 | 0.00038288 | 0.00036484
9 | 15 | 10 | 747 | 167 | 22.2 | 0.3 | 0.13 | 810.027 | 52.277 | 720.405 | 690.122 | 0.69012 | 0.65331 | 9 | 14 | 10 | 0.00047338 | 0.00044792
9 | 15 | 11 | 784 | 175 | 23.7 | 0.3 | 0.13 | 928.98 | 58.151 | 800.98 | 767.842 | 0.76784 | 0.72011 | 9 | 14 | 11 | 0.00052669 | 0.00049372
9 | 15 | 12 | 751 | 203 | 24.9 | 0.2 | 0.13 | 956.062 | 61.46 | 810.213 | 776.748 | 0.77675 | 0.72054 | 9 | 14 | 12 | 0.0005328 | 0.00049402
9 | 15 | 13 | 682 | 230 | 25.5 | 0.2 | 0.13 | 896.336 | 59.778 | 766.016 | 734.117 | 0.73412 | 0.67299 | 9 | 14 | 13 | 0.00050355 | 0.00046142
9 | 15 | 14 | 650 | 216 | 25.6 | 0.2 | 0.13 | 788.064 | 55.773 | 688.826 | 659.662 | 0.65966 | 0.58611 | 9 | 14 | 14 | 0.00045248 | 0.00040185
9 | 15 | 15 | 589 | 190 | 25.1 | 0.2 | 0.13 | 614.318 | 48.67 | 557.287 | 532.784 | 0.53278 | 0.44339 | 9 | 14 | 15 | 0.00036545 | 0.000304
9 | 15 | 16 | 487 | 151 | 23.6 | 0.2 | 0.13 | 403.285 | 39.102 | 380.885 | 362.632 | 0.36263 | 0.27981 | 9 | 14 | 16 | 0.00024874 | 0.00019184
9 | 15 | 17 | 315 | 92 | 20.5 | 0.4 | 0.13 | 180.797 | 26.903 | 162.721 | 152.199 | 0.1522 | 0.1124 | 9 | 14 | 17 | 0.0001044 | 7.7065e-05
9 | 15 | 18 | 56 | 14 | 18.5 | 0.7 | 0.13 | 15.041 | 18.908 | 7.871 | 2.836 | 0.002836 | 0 | 9 | 14 | 18 | 1.9453e-06 | 0
9 | 15 | 19 | 0 | 0 | 15.3 | 0.6 | 0.13 | 0 | 15.3 | 0 | 0 | 0 | 0 | 9 | 14 | 19 | 0 | 0
9 | 15 | 20 | 0 | 0 | 14.2 | 0.3 | 0.13 | 0 | 14.2 | 0 | 0 | 0 | 0 | 9 | 14 | 20 | 0 | 0
9 | 15 | 21 | 0 | 0 | 13.4 | 0.2 | 0.13 | 0 | 13.4 | 0 | 0 | 0 | 0 | 9 | 14 | 21 | 0 | 0
9 | 15 | 22 | 0 | 0 | 12.7 | 0.2 | 0.13 | 0 | 12.7 | 0 | 0 | 0 | 0 | 9 | 14 | 22 | 0 | 0
9 | 15 | 23 | 0 | 0 | 12.1 | 0.2 | 0.13 | 0 | 12.1 | 0 | 0 | 0 | 0 | 9 | 14 | 23 | 0 | 0
9 | 16 | 0 | 0 | 0 | 11.6 | 0.1 | 0.13 | 0 | 11.6 | 0 | 0 | 0 | 0 | 9 | 15 | 0 | 0 | 0
9 | 16 | 1 | 0 | 0 | 11.1 | 0.1 | 0.13 | 0 | 11.1 | 0 | 0 | 0 | 0 | 9 | 15 | 1 | 0 | 0
9 | 16 | 2 | 0 | 0 | 10.8 | 0.3 | 0.13 | 0 | 10.8 | 0 | 0 | 0 | 0 | 9 | 15 | 2 | 0 | 0
9 | 16 | 3 | 0 | 0 | 10.5 | 0.5 | 0.13 | 0 | 10.5 | 0 | 0 | 0 | 0 | 9 | 15 | 3 | 0 | 0
9 | 16 | 4 | 0 | 0 | 10.3 | 0.5 | 0.13 | 0 | 10.3 | 0 | 0 | 0 | 0 | 9 | 15 | 4 | 0 | 0
9 | 16 | 5 | 0 | 0 | 10.1 | 0.4 | 0.13 | 0 | 10.1 | 0 | 0 | 0 | 0 | 9 | 15 | 5 | 0 | 0
9 | 16 | 6 | 28 | 8 | 11.4 | 0.3 | 0.13 | 7.843 | 11.648 | 4.438 | 0 | 0 | 0.001208 | 9 | 15 | 6 | 0 | 8.2823e-07
9 | 16 | 7 | 252 | 87 | 13.9 | 0.2 | 0.13 | 150.193 | 19.543 | 137.152 | 127.536 | 0.12754 | 0.14506 | 9 | 15 | 7 | 8.7481e-05 | 9.9454e-05
9 | 16 | 8 | 424 | 158 | 17 | 0.1 | 0.13 | 369.271 | 31.647 | 357.429 | 340.008 | 0.34001 | 0.37274 | 9 | 15 | 8 | 0.00023322 | 0.00025556
9 | 16 | 9 | 514 | 210 | 20.9 | 0.1 | 0.13 | 573.239 | 43.615 | 530.564 | 507.008 | 0.50701 | 0.5582 | 9 | 15 | 9 | 0.00034777 | 0.00038271
9 | 16 | 10 | 553 | 254 | 23.9 | 0.1 | 0.13 | 735.278 | 52.97 | 649.853 | 622.07 | 0.62207 | 0.69012 | 9 | 15 | 10 | 0.0004267 | 0.00047316
9 | 16 | 11 | 557 | 280 | 25.8 | 0.2 | 0.13 | 824.239 | 57.306 | 711.289 | 681.329 | 0.68133 | 0.76784 | 9 | 15 | 11 | 0.00046734 | 0.00052645
9 | 16 | 12 | 589 | 285 | 27.1 | 0.2 | 0.13 | 881.471 | 60.782 | 747.898 | 716.641 | 0.71664 | 0.77675 | 9 | 15 | 12 | 0.00049157 | 0.00053255
9 | 16 | 13 | 502 | 296 | 27.3 | 0.2 | 0.13 | 793.021 | 57.603 | 682.738 | 653.79 | 0.65379 | 0.73412 | 9 | 15 | 13 | 0.00044845 | 0.00050332
9 | 16 | 14 | 523 | 270 | 26.7 | 0.2 | 0.13 | 732.892 | 54.744 | 642.066 | 614.559 | 0.61456 | 0.65966 | 9 | 15 | 14 | 0.00042155 | 0.00045228
9 | 16 | 15 | 422 | 232 | 25.8 | 0.2 | 0.13 | 540.248 | 46.511 | 492.377 | 470.174 | 0.47017 | 0.53278 | 9 | 15 | 15 | 0.00032251 | 0.00036529
9 | 16 | 16 | 216 | 157 | 24 | 0.3 | 0.13 | 268.662 | 33.997 | 255.163 | 241.365 | 0.24136 | 0.36263 | 9 | 15 | 16 | 0.00016556 | 0.00024863
9 | 16 | 17 | 182 | 86 | 22 | 0.6 | 0.13 | 135.711 | 26.552 | 122.605 | 113.504 | 0.1135 | 0.1522 | 9 | 15 | 17 | 7.7856e-05 | 0.00010435
9 | 16 | 18 | 33 | 10 | 21.3 | 0.8 | 0.13 | 10.416 | 21.578 | 5.402 | 0.454 | 0.000454 | 0.002836 | 9 | 15 | 18 | 3.1141e-07 | 1.9444e-06
9 | 16 | 19 | 0 | 0 | 20.5 | 0.8 | 0.13 | 0 | 20.5 | 0 | 0 | 0 | 0 | 9 | 15 | 19 | 0 | 0
9 | 16 | 20 | 0 | 0 | 20.1 | 0.8 | 0.13 | 0 | 20.1 | 0 | 0 | 0 | 0 | 9 | 15 | 20 | 0 | 0
9 | 16 | 21 | 0 | 0 | 19.7 | 0.7 | 0.13 | 0 | 19.7 | 0 | 0 | 0 | 0 | 9 | 15 | 21 | 0 | 0
9 | 16 | 22 | 0 | 0 | 19.3 | 0.6 | 0.13 | 0 | 19.3 | 0 | 0 | 0 | 0 | 9 | 15 | 22 | 0 | 0
9 | 16 | 23 | 0 | 0 | 18.8 | 0.6 | 0.13 | 0 | 18.8 | 0 | 0 | 0 | 0 | 9 | 15 | 23 | 0 | 0
9 | 17 | 0 | 0 | 0 | 18.2 | 0.7 | 0.13 | 0 | 18.2 | 0 | 0 | 0 | 0 | 9 | 16 | 0 | 0 | 0
9 | 17 | 1 | 0 | 0 | 17.3 | 0.8 | 0.13 | 0 | 17.3 | 0 | 0 | 0 | 0 | 9 | 16 | 1 | 0 | 0
9 | 17 | 2 | 0 | 0 | 16.1 | 0.9 | 0.13 | 0 | 16.1 | 0 | 0 | 0 | 0 | 9 | 16 | 2 | 0 | 0
9 | 17 | 3 | 0 | 0 | 14.7 | 1 | 0.13 | 0 | 14.7 | 0 | 0 | 0 | 0 | 9 | 16 | 3 | 0 | 0
9 | 17 | 4 | 0 | 0 | 13.3 | 0.9 | 0.13 | 0 | 13.3 | 0 | 0 | 0 | 0 | 9 | 16 | 4 | 0 | 0
9 | 17 | 5 | 0 | 0 | 12.2 | 0.6 | 0.13 | 0 | 12.2 | 0 | 0 | 0 | 0 | 9 | 16 | 5 | 0 | 0
9 | 17 | 6 | 27 | 7 | 13.2 | 0.3 | 0.13 | 6.871 | 13.417 | 3.823 | 0 | 0 | 0 | 9 | 16 | 6 | 0 | 0
9 | 17 | 7 | 275 | 83 | 16 | 0.2 | 0.13 | 151.913 | 21.698 | 136.694 | 127.094 | 0.12709 | 0.12754 | 9 | 16 | 7 | 8.7178e-05 | 8.7441e-05
9 | 17 | 8 | 476 | 143 | 19.4 | 0.3 | 0.13 | 379.019 | 33.509 | 364.64 | 346.963 | 0.34696 | 0.34001 | 9 | 16 | 8 | 0.00023799 | 0.00023312
9 | 17 | 9 | 604 | 175 | 23 | 0.4 | 0.13 | 597.822 | 44.575 | 552.599 | 528.262 | 0.52826 | 0.50701 | 9 | 16 | 9 | 0.00036235 | 0.00034761
9 | 17 | 10 | 681 | 193 | 25.7 | 0.4 | 0.13 | 781.023 | 53.827 | 689.658 | 660.464 | 0.66046 | 0.62207 | 9 | 16 | 10 | 0.00045303 | 0.0004265
9 | 17 | 11 | 719 | 202 | 27.2 | 0.4 | 0.13 | 895.538 | 59.411 | 767.772 | 735.81 | 0.73581 | 0.68133 | 9 | 16 | 11 | 0.00050471 | 0.00046713
9 | 17 | 12 | 743 | 200 | 28.2 | 0.4 | 0.13 | 942.826 | 62.1 | 797.251 | 764.245 | 0.76424 | 0.71664 | 9 | 16 | 12 | 0.00052422 | 0.00049134
9 | 17 | 13 | 744 | 191 | 28.6 | 0.4 | 0.13 | 910.777 | 61.362 | 774.188 | 741.999 | 0.742 | 0.65379 | 9 | 16 | 13 | 0.00050896 | 0.00044825
9 | 17 | 14 | 704 | 182 | 28.5 | 0.4 | 0.13 | 795.49 | 57.148 | 692.417 | 663.126 | 0.66313 | 0.61456 | 9 | 16 | 14 | 0.00045486 | 0.00042135
9 | 17 | 15 | 629 | 166 | 27.7 | 0.4 | 0.13 | 617.063 | 49.968 | 557.671 | 533.155 | 0.53315 | 0.47017 | 9 | 16 | 15 | 0.00036571 | 0.00032236
9 | 17 | 16 | 498 | 141 | 26.2 | 0.4 | 0.13 | 395.722 | 40.5 | 371.349 | 353.435 | 0.35343 | 0.24136 | 9 | 16 | 16 | 0.00024243 | 0.00016548
9 | 17 | 17 | 260 | 85 | 23.4 | 0.3 | 0.13 | 154.896 | 29.052 | 137.152 | 127.536 | 0.12754 | 0.1135 | 9 | 16 | 17 | 8.7481e-05 | 7.7821e-05
9 | 17 | 18 | 26 | 11 | 21.8 | 0.2 | 0.13 | 11.09 | 22.158 | 5.909 | 0.943 | 0.000943 | 0.000454 | 9 | 16 | 18 | 6.4683e-07 | 3.1127e-07
9 | 17 | 19 | 0 | 0 | 19.9 | 0.3 | 0.13 | 0 | 19.9 | 0 | 0 | 0 | 0 | 9 | 16 | 19 | 0 | 0
9 | 17 | 20 | 0 | 0 | 18.9 | 0.3 | 0.13 | 0 | 18.9 | 0 | 0 | 0 | 0 | 9 | 16 | 20 | 0 | 0
9 | 17 | 21 | 0 | 0 | 17.8 | 0.3 | 0.13 | 0 | 17.8 | 0 | 0 | 0 | 0 | 9 | 16 | 21 | 0 | 0
9 | 17 | 22 | 0 | 0 | 17 | 0.3 | 0.13 | 0 | 17 | 0 | 0 | 0 | 0 | 9 | 16 | 22 | 0 | 0
9 | 17 | 23 | 0 | 0 | 16.3 | 0.2 | 0.13 | 0 | 16.3 | 0 | 0 | 0 | 0 | 9 | 16 | 23 | 0 | 0
9 | 18 | 0 | 0 | 0 | 15.7 | 0.3 | 0.13 | 0 | 15.7 | 0 | 0 | 0 | 0 | 9 | 17 | 0 | 0 | 0
9 | 18 | 1 | 0 | 0 | 15.1 | 0.3 | 0.13 | 0 | 15.1 | 0 | 0 | 0 | 0 | 9 | 17 | 1 | 0 | 0
9 | 18 | 2 | 0 | 0 | 14.6 | 0.3 | 0.13 | 0 | 14.6 | 0 | 0 | 0 | 0 | 9 | 17 | 2 | 0 | 0
9 | 18 | 3 | 0 | 0 | 14 | 0.3 | 0.13 | 0 | 14 | 0 | 0 | 0 | 0 | 9 | 17 | 3 | 0 | 0
9 | 18 | 4 | 0 | 0 | 13.1 | 0.3 | 0.13 | 0 | 13.1 | 0 | 0 | 0 | 0 | 9 | 17 | 4 | 0 | 0
9 | 18 | 5 | 0 | 0 | 12.2 | 0.3 | 0.13 | 0 | 12.2 | 0 | 0 | 0 | 0 | 9 | 17 | 5 | 0 | 0
9 | 18 | 6 | 65 | 11 | 12.2 | 0.4 | 0.13 | 10.947 | 12.534 | 6.182 | 1.207 | 0.001207 | 0 | 9 | 17 | 6 | 8.2792e-07 | 0
9 | 18 | 7 | 468 | 63 | 13.5 | 0.6 | 0.13 | 183.463 | 19.544 | 162.198 | 151.695 | 0.15169 | 0.12709 | 9 | 17 | 7 | 0.00010405 | 8.7138e-05
9 | 18 | 8 | 699 | 86 | 15.7 | 0.6 | 0.13 | 429.638 | 30.349 | 420.739 | 401.074 | 0.40107 | 0.34696 | 9 | 17 | 8 | 0.00027511 | 0.00023788
9 | 18 | 9 | 826 | 93 | 17.6 | 0.7 | 0.13 | 663.344 | 39.593 | 628.912 | 601.871 | 0.60187 | 0.52826 | 9 | 17 | 9 | 0.00041284 | 0.00036219
9 | 18 | 10 | 894 | 95 | 19 | 0.7 | 0.13 | 844.768 | 46.948 | 770.738 | 738.672 | 0.73867 | 0.66046 | 9 | 17 | 10 | 0.00050668 | 0.00045283
9 | 18 | 11 | 928 | 95 | 20.2 | 0.7 | 0.13 | 962.607 | 52.007 | 854.58 | 819.543 | 0.81954 | 0.73581 | 9 | 17 | 11 | 0.00056215 | 0.00050449
9 | 18 | 12 | 943 | 91 | 21 | 0.7 | 0.13 | 1004.425 | 54.175 | 881.623 | 845.627 | 0.84563 | 0.76424 | 9 | 17 | 12 | 0.00058004 | 0.00052398
9 | 18 | 13 | 943 | 85 | 21.4 | 0.7 | 0.13 | 969.236 | 53.427 | 855.321 | 820.257 | 0.82026 | 0.742 | 9 | 17 | 13 | 0.00056264 | 0.00050873
9 | 18 | 14 | 921 | 81 | 21.3 | 0.7 | 0.13 | 858.849 | 49.715 | 774.61 | 742.406 | 0.74241 | 0.66313 | 9 | 17 | 14 | 0.00050924 | 0.00045465
9 | 18 | 15 | 879 | 75 | 20.8 | 0.7 | 0.13 | 685.943 | 43.545 | 640.303 | 612.858 | 0.61286 | 0.53315 | 9 | 17 | 15 | 0.00042038 | 0.00036554
9 | 18 | 16 | 797 | 65 | 19.8 | 0.6 | 0.13 | 464.276 | 35.646 | 447.535 | 426.921 | 0.42692 | 0.35343 | 9 | 17 | 16 | 0.00029284 | 0.00024232
9 | 18 | 17 | 626 | 48 | 17.9 | 0.5 | 0.13 | 216.818 | 25.241 | 187.64 | 176.235 | 0.17624 | 0.12754 | 9 | 17 | 17 | 0.00012089 | 8.7441e-05
9 | 18 | 18 | 148 | 15 | 16.7 | 0.3 | 0.13 | 17.361 | 17.208 | 8.573 | 3.513 | 0.003513 | 0.000943 | 9 | 17 | 18 | 2.4097e-06 | 6.4654e-07
9 | 18 | 19 | 0 | 0 | 13.9 | 0.2 | 0.13 | 0 | 13.9 | 0 | 0 | 0 | 0 | 9 | 17 | 19 | 0 | 0
9 | 18 | 20 | 0 | 0 | 12.8 | 0.2 | 0.13 | 0 | 12.8 | 0 | 0 | 0 | 0 | 9 | 17 | 20 | 0 | 0
9 | 18 | 21 | 0 | 0 | 11.8 | 0.2 | 0.13 | 0 | 11.8 | 0 | 0 | 0 | 0 | 9 | 17 | 21 | 0 | 0
9 | 18 | 22 | 0 | 0 | 11 | 0.2 | 0.13 | 0 | 11 | 0 | 0 | 0 | 0 | 9 | 17 | 22 | 0 | 0
9 | 18 | 23 | 0 | 0 | 10.3 | 0.2 | 0.13 | 0 | 10.3 | 0 | 0 | 0 | 0 | 9 | 17 | 23 | 0 | 0
9 | 19 | 0 | 0 | 0 | 9.7 | 0.2 | 0.13 | 0 | 9.7 | 0 | 0 | 0 | 0 | 9 | 18 | 0 | 0 | 0
9 | 19 | 1 | 0 | 0 | 9.1 | 0.2 | 0.13 | 0 | 9.1 | 0 | 0 | 0 | 0 | 9 | 18 | 1 | 0 | 0
9 | 19 | 2 | 0 | 0 | 8.6 | 0.2 | 0.13 | 0 | 8.6 | 0 | 0 | 0 | 0 | 9 | 18 | 2 | 0 | 0
9 | 19 | 3 | 0 | 0 | 8.1 | 0.2 | 0.13 | 0 | 8.1 | 0 | 0 | 0 | 0 | 9 | 18 | 3 | 0 | 0
9 | 19 | 4 | 0 | 0 | 7.5 | 0.2 | 0.13 | 0 | 7.5 | 0 | 0 | 0 | 0 | 9 | 18 | 4 | 0 | 0
9 | 19 | 5 | 0 | 0 | 7.1 | 0.2 | 0.13 | 0 | 7.1 | 0 | 0 | 0 | 0 | 9 | 18 | 5 | 0 | 0
9 | 19 | 6 | 114 | 11 | 7.6 | 0.3 | 0.13 | 11.278 | 7.949 | 6.347 | 1.366 | 0.001366 | 0.001207 | 9 | 18 | 6 | 9.3698e-07 | 8.2754e-07
9 | 19 | 7 | 637 | 46 | 10.3 | 0.4 | 0.13 | 207.926 | 17.507 | 181.687 | 170.493 | 0.17049 | 0.15169 | 9 | 18 | 7 | 0.00011695 | 0.000104
9 | 19 | 8 | 820 | 64 | 13.7 | 0.5 | 0.13 | 463.102 | 29.952 | 455.206 | 434.32 | 0.43432 | 0.40107 | 9 | 18 | 8 | 0.00029791 | 0.00027498
9 | 19 | 9 | 904 | 75 | 16.4 | 0.5 | 0.13 | 692.562 | 40.704 | 654.568 | 626.618 | 0.62662 | 0.60187 | 9 | 18 | 9 | 0.00042982 | 0.00041265
9 | 19 | 10 | 946 | 83 | 18.3 | 0.4 | 0.13 | 873.56 | 49.802 | 787.931 | 755.256 | 0.75526 | 0.73867 | 9 | 18 | 10 | 0.00051805 | 0.00050645
9 | 19 | 11 | 969 | 87 | 19.9 | 0.4 | 0.13 | 990.196 | 55.561 | 865.922 | 830.483 | 0.83048 | 0.81954 | 9 | 18 | 11 | 0.00056965 | 0.00056189
9 | 19 | 12 | 971 | 89 | 21.1 | 0.4 | 0.13 | 1027.144 | 58.075 | 886.491 | 850.322 | 0.85032 | 0.84563 | 9 | 18 | 12 | 0.00058326 | 0.00057978
9 | 19 | 13 | 963 | 88 | 21.9 | 0.4 | 0.13 | 988.803 | 57.509 | 857.346 | 822.211 | 0.82221 | 0.82026 | 9 | 18 | 13 | 0.00056398 | 0.00056238
9 | 19 | 14 | 941 | 84 | 22.1 | 0.4 | 0.13 | 876.249 | 53.696 | 777.187 | 744.892 | 0.74489 | 0.74241 | 9 | 18 | 14 | 0.00051094 | 0.00050901
9 | 19 | 15 | 899 | 76 | 21.7 | 0.4 | 0.13 | 697.991 | 46.925 | 642.796 | 615.263 | 0.61526 | 0.61286 | 9 | 18 | 15 | 0.00042203 | 0.00042019
9 | 19 | 16 | 820 | 65 | 20.6 | 0.3 | 0.13 | 472.837 | 38.229 | 450.945 | 430.21 | 0.43021 | 0.42692 | 9 | 18 | 16 | 0.00029509 | 0.00029271
9 | 19 | 17 | 648 | 47 | 17.2 | 0.2 | 0.13 | 219.306 | 25.32 | 188.671 | 177.229 | 0.17723 | 0.17624 | 9 | 18 | 17 | 0.00012157 | 0.00012083
9 | 19 | 18 | 159 | 14 | 14.6 | 0.2 | 0.13 | 16.138 | 15.087 | 8.02 | 2.979 | 0.002979 | 0.003513 | 9 | 18 | 18 | 2.0434e-06 | 2.4086e-06
9 | 19 | 19 | 0 | 0 | 12.5 | 0.2 | 0.13 | 0 | 12.5 | 0 | 0 | 0 | 0 | 9 | 18 | 19 | 0 | 0
9 | 19 | 20 | 0 | 0 | 12.1 | 0.2 | 0.13 | 0 | 12.1 | 0 | 0 | 0 | 0 | 9 | 18 | 20 | 0 | 0
9 | 19 | 21 | 0 | 0 | 11 | 0.2 | 0.13 | 0 | 11 | 0 | 0 | 0 | 0 | 9 | 18 | 21 | 0 | 0
9 | 19 | 22 | 0 | 0 | 10.1 | 0.2 | 0.13 | 0 | 10.1 | 0 | 0 | 0 | 0 | 9 | 18 | 22 | 0 | 0
9 | 19 | 23 | 0 | 0 | 9.4 | 0.2 | 0.13 | 0 | 9.4 | 0 | 0 | 0 | 0 | 9 | 18 | 23 | 0 | 0
9 | 20 | 0 | 0 | 0 | 8.7 | 0.2 | 0.13 | 0 | 8.7 | 0 | 0 | 0 | 0 | 9 | 19 | 0 | 0 | 0
9 | 20 | 1 | 0 | 0 | 8.2 | 0.2 | 0.13 | 0 | 8.2 | 0 | 0 | 0 | 0 | 9 | 19 | 1 | 0 | 0
9 | 20 | 2 | 0 | 0 | 7.8 | 0.2 | 0.13 | 0 | 7.8 | 0 | 0 | 0 | 0 | 9 | 19 | 2 | 0 | 0
9 | 20 | 3 | 0 | 0 | 7.4 | 0.2 | 0.13 | 0 | 7.4 | 0 | 0 | 0 | 0 | 9 | 19 | 3 | 0 | 0
9 | 20 | 4 | 0 | 0 | 6.9 | 0.2 | 0.13 | 0 | 6.9 | 0 | 0 | 0 | 0 | 9 | 19 | 4 | 0 | 0
9 | 20 | 5 | 0 | 0 | 6.4 | 0.2 | 0.13 | 0 | 6.4 | 0 | 0 | 0 | 0 | 9 | 19 | 5 | 0 | 0
9 | 20 | 6 | 106 | 11 | 7 | 0.2 | 0.13 | 11.181 | 7.359 | 6.359 | 1.377 | 0.001377 | 0.001366 | 9 | 19 | 6 | 9.4453e-07 | 9.3656e-07
9 | 20 | 7 | 618 | 47 | 9.6 | 0.3 | 0.13 | 203.888 | 16.886 | 178.547 | 167.464 | 0.16746 | 0.17049 | 9 | 19 | 7 | 0.00011487 | 0.00011689
9 | 20 | 8 | 802 | 65 | 13.6 | 0.3 | 0.13 | 455.054 | 30.555 | 446.05 | 425.488 | 0.42549 | 0.43432 | 9 | 19 | 8 | 0.00029186 | 0.00029778
9 | 20 | 9 | 892 | 76 | 17.5 | 0.4 | 0.13 | 684.729 | 42.25 | 643.221 | 615.673 | 0.61567 | 0.62662 | 9 | 19 | 9 | 0.00042231 | 0.00042962
9 | 20 | 10 | 942 | 81 | 20 | 0.5 | 0.13 | 866.91 | 50.356 | 780.399 | 747.99 | 0.74799 | 0.75526 | 9 | 19 | 10 | 0.00051307 | 0.00051782
9 | 20 | 11 | 964 | 85 | 21.6 | 0.5 | 0.13 | 981.877 | 55.936 | 857.624 | 822.479 | 0.82248 | 0.83048 | 9 | 19 | 11 | 0.00056416 | 0.0005694
9 | 20 | 12 | 972 | 85 | 22.7 | 0.5 | 0.13 | 1021.805 | 58.418 | 880.965 | 844.993 | 0.84499 | 0.85032 | 9 | 19 | 12 | 0.00057961 | 0.000583
9 | 20 | 13 | 972 | 82 | 23.4 | 0.5 | 0.13 | 988.247 | 57.959 | 855.578 | 820.505 | 0.82051 | 0.82221 | 9 | 19 | 13 | 0.00056281 | 0.00056372
9 | 20 | 14 | 949 | 79 | 23.6 | 0.5 | 0.13 | 874.842 | 54.233 | 774.543 | 742.341 | 0.74234 | 0.74489 | 9 | 19 | 14 | 0.00050919 | 0.00051071
9 | 20 | 15 | 903 | 73 | 23.1 | 0.5 | 0.13 | 694.708 | 47.48 | 638.595 | 611.211 | 0.61121 | 0.61526 | 9 | 19 | 15 | 0.00041925 | 0.00042184
9 | 20 | 16 | 817 | 63 | 21.8 | 0.4 | 0.13 | 466.556 | 38.672 | 443.792 | 423.311 | 0.42331 | 0.43021 | 9 | 19 | 16 | 0.00029036 | 0.00029496
9 | 20 | 17 | 638 | 46 | 18.2 | 0.3 | 0.13 | 213.492 | 25.85 | 182.239 | 171.025 | 0.17103 | 0.17723 | 9 | 19 | 17 | 0.00011731 | 0.00012151
9 | 20 | 18 | 121 | 12 | 15.5 | 0.2 | 0.13 | 13.181 | 15.908 | 6.746 | 1.751 | 0.001751 | 0.002979 | 9 | 19 | 18 | 1.2011e-06 | 2.0425e-06
9 | 20 | 19 | 0 | 0 | 12.9 | 0.2 | 0.13 | 0 | 12.9 | 0 | 0 | 0 | 0 | 9 | 19 | 19 | 0 | 0
9 | 20 | 20 | 0 | 0 | 12.5 | 0.2 | 0.13 | 0 | 12.5 | 0 | 0 | 0 | 0 | 9 | 19 | 20 | 0 | 0
9 | 20 | 21 | 0 | 0 | 11.9 | 0.2 | 0.13 | 0 | 11.9 | 0 | 0 | 0 | 0 | 9 | 19 | 21 | 0 | 0
9 | 20 | 22 | 0 | 0 | 11.2 | 0.2 | 0.13 | 0 | 11.2 | 0 | 0 | 0 | 0 | 9 | 19 | 22 | 0 | 0
9 | 20 | 23 | 0 | 0 | 10.9 | 0.2 | 0.13 | 0 | 10.9 | 0 | 0 | 0 | 0 | 9 | 19 | 23 | 0 | 0
9 | 21 | 0 | 0 | 0 | 10.4 | 0.2 | 0.13 | 0 | 10.4 | 0 | 0 | 0 | 0 | 9 | 20 | 0 | 0 | 0
9 | 21 | 1 | 0 | 0 | 9.8 | 0.2 | 0.13 | 0 | 9.8 | 0 | 0 | 0 | 0 | 9 | 20 | 1 | 0 | 0
9 | 21 | 2 | 0 | 0 | 9.2 | 0.2 | 0.13 | 0 | 9.2 | 0 | 0 | 0 | 0 | 9 | 20 | 2 | 0 | 0
9 | 21 | 3 | 0 | 0 | 8.9 | 0.2 | 0.13 | 0 | 8.9 | 0 | 0 | 0 | 0 | 9 | 20 | 3 | 0 | 0
9 | 21 | 4 | 0 | 0 | 8.5 | 0.2 | 0.13 | 0 | 8.5 | 0 | 0 | 0 | 0 | 9 | 20 | 4 | 0 | 0
9 | 21 | 5 | 0 | 0 | 8.1 | 0.2 | 0.13 | 0 | 8.1 | 0 | 0 | 0 | 0 | 9 | 20 | 5 | 0 | 0
9 | 21 | 6 | 94 | 10 | 8.8 | 0.3 | 0.13 | 10.11 | 9.115 | 5.702 | 0.743 | 0.000743 | 0.001377 | 9 | 20 | 6 | 5.0965e-07 | 9.441e-07
9 | 21 | 7 | 591 | 49 | 11.4 | 0.3 | 0.13 | 199.123 | 18.519 | 173.42 | 162.519 | 0.16252 | 0.16746 | 9 | 20 | 7 | 0.00011148 | 0.00011482
9 | 21 | 8 | 782 | 68 | 15.1 | 0.4 | 0.13 | 448.178 | 31.298 | 437.821 | 417.551 | 0.41755 | 0.42549 | 9 | 20 | 8 | 0.00028641 | 0.00029172
9 | 21 | 9 | 864 | 84 | 18.5 | 0.4 | 0.13 | 676.892 | 42.965 | 633.838 | 606.623 | 0.60662 | 0.61567 | 9 | 20 | 9 | 0.0004161 | 0.00042212
9 | 21 | 10 | 902 | 97 | 20.9 | 0.4 | 0.13 | 850.222 | 51.56 | 761.383 | 729.648 | 0.72965 | 0.74799 | 9 | 20 | 10 | 0.00050049 | 0.00051284
9 | 21 | 11 | 931 | 100 | 22.5 | 0.4 | 0.13 | 966.409 | 57.305 | 839.172 | 804.681 | 0.80468 | 0.82248 | 9 | 20 | 11 | 0.00055196 | 0.00056391
9 | 21 | 12 | 925 | 110 | 23.6 | 0.3 | 0.13 | 1002.406 | 60.796 | 855.189 | 820.13 | 0.82013 | 0.84499 | 9 | 20 | 12 | 0.00056255 | 0.00057934
9 | 21 | 13 | 900 | 117 | 24.3 | 0.3 | 0.13 | 957.72 | 59.85 | 822.09 | 788.204 | 0.7882 | 0.82051 | 9 | 20 | 13 | 0.00054065 | 0.00056255
9 | 21 | 14 | 879 | 108 | 24.5 | 0.3 | 0.13 | 850.997 | 56.129 | 746.861 | 715.64 | 0.71564 | 0.74234 | 9 | 20 | 14 | 0.00049088 | 0.00050896
9 | 21 | 15 | 830 | 97 | 24.1 | 0.3 | 0.13 | 671.805 | 49.125 | 612.706 | 586.239 | 0.58624 | 0.61121 | 9 | 20 | 15 | 0.00040212 | 0.00041906
9 | 21 | 16 | 734 | 81 | 22.6 | 0.2 | 0.13 | 443.708 | 39.661 | 419.351 | 399.735 | 0.39974 | 0.42331 | 9 | 20 | 16 | 0.00027419 | 0.00029023
9 | 21 | 17 | 544 | 56 | 18.9 | 0.4 | 0.13 | 197.964 | 25.796 | 169.787 | 159.015 | 0.15901 | 0.17103 | 9 | 20 | 17 | 0.00010907 | 0.00011726
9 | 21 | 18 | 78 | 10 | 16.2 | 0.6 | 0.13 | 10.411 | 16.493 | 5.515 | 0.563 | 0.000563 | 0.001751 | 9 | 20 | 18 | 3.8618e-07 | 1.2005e-06
9 | 21 | 19 | 0 | 0 | 13.2 | 0.3 | 0.13 | 0 | 13.2 | 0 | 0 | 0 | 0 | 9 | 20 | 19 | 0 | 0
9 | 21 | 20 | 0 | 0 | 12.3 | 0.2 | 0.13 | 0 | 12.3 | 0 | 0 | 0 | 0 | 9 | 20 | 20 | 0 | 0
9 | 21 | 21 | 0 | 0 | 11.4 | 0.2 | 0.13 | 0 | 11.4 | 0 | 0 | 0 | 0 | 9 | 20 | 21 | 0 | 0
9 | 21 | 22 | 0 | 0 | 10.6 | 0.2 | 0.13 | 0 | 10.6 | 0 | 0 | 0 | 0 | 9 | 20 | 22 | 0 | 0
9 | 21 | 23 | 0 | 0 | 10 | 0.4 | 0.13 | 0 | 10 | 0 | 0 | 0 | 0 | 9 | 20 | 23 | 0 | 0
9 | 22 | 0 | 0 | 0 | 9.6 | 0.7 | 0.13 | 0 | 9.6 | 0 | 0 | 0 | 0 | 9 | 21 | 0 | 0 | 0
9 | 22 | 1 | 0 | 0 | 9.3 | 0.8 | 0.13 | 0 | 9.3 | 0 | 0 | 0 | 0 | 9 | 21 | 1 | 0 | 0
9 | 22 | 2 | 0 | 0 | 8.9 | 0.8 | 0.13 | 0 | 8.9 | 0 | 0 | 0 | 0 | 9 | 21 | 2 | 0 | 0
9 | 22 | 3 | 0 | 0 | 8.3 | 0.8 | 0.13 | 0 | 8.3 | 0 | 0 | 0 | 0 | 9 | 21 | 3 | 0 | 0
9 | 22 | 4 | 0 | 0 | 7.8 | 0.8 | 0.13 | 0 | 7.8 | 0 | 0 | 0 | 0 | 9 | 21 | 4 | 0 | 0
9 | 22 | 5 | 0 | 0 | 7.6 | 0.8 | 0.13 | 0 | 7.6 | 0 | 0 | 0 | 0 | 9 | 21 | 5 | 0 | 0
9 | 22 | 6 | 63 | 9 | 8.7 | 0.5 | 0.13 | 8.94 | 8.965 | 5.098 | 0.161 | 0.000161 | 0.000743 | 9 | 21 | 6 | 1.1043e-07 | 5.0942e-07
9 | 22 | 7 | 501 | 57 | 11.4 | 0.2 | 0.13 | 184.828 | 18.241 | 162.445 | 151.932 | 0.15193 | 0.16252 | 9 | 21 | 7 | 0.00010421 | 0.00011143
9 | 22 | 8 | 698 | 87 | 15.3 | 0.1 | 0.13 | 428.467 | 32.309 | 416.208 | 396.704 | 0.3967 | 0.41755 | 9 | 21 | 8 | 0.00027211 | 0.00028628
9 | 22 | 9 | 777 | 109 | 19.6 | 0.1 | 0.13 | 644.407 | 45.181 | 597.214 | 571.296 | 0.5713 | 0.60662 | 9 | 21 | 9 | 0.00039187 | 0.00041591
9 | 22 | 10 | 825 | 125 | 22.1 | 0.2 | 0.13 | 821.026 | 53.584 | 728.415 | 697.848 | 0.69785 | 0.72965 | 9 | 21 | 10 | 0.00047868 | 0.00050026
9 | 22 | 11 | 531 | 255 | 23.1 | 0.1 | 0.13 | 770.376 | 53.529 | 676.935 | 648.192 | 0.64819 | 0.80468 | 9 | 21 | 11 | 0.00044462 | 0.0005517
9 | 22 | 12 | 489 | 287 | 23.9 | 0.1 | 0.13 | 783.219 | 54.813 | 682.601 | 653.658 | 0.65366 | 0.82013 | 9 | 21 | 12 | 0.00044836 | 0.0005623
9 | 22 | 13 | 762 | 170 | 24.5 | 0.2 | 0.13 | 896.712 | 58.827 | 772.365 | 740.241 | 0.74024 | 0.7882 | 9 | 21 | 13 | 0.00050775 | 0.00054041
9 | 22 | 14 | 449 | 251 | 24.5 | 0.2 | 0.13 | 645.154 | 49.195 | 579.138 | 553.861 | 0.55386 | 0.71564 | 9 | 21 | 14 | 0.00037991 | 0.00049066
9 | 22 | 15 | 313 | 216 | 24 | 0.2 | 0.13 | 437.296 | 40.768 | 407.004 | 387.826 | 0.38783 | 0.58624 | 9 | 21 | 15 | 0.00026602 | 0.00040194
9 | 22 | 16 | 423 | 126 | 22.7 | 0.3 | 0.13 | 337.185 | 35.253 | 321.347 | 305.204 | 0.3052 | 0.39974 | 9 | 21 | 16 | 0.00020935 | 0.00027407
9 | 22 | 17 | 266 | 70 | 20.6 | 0.6 | 0.13 | 140.035 | 25.249 | 122.942 | 113.83 | 0.11383 | 0.15901 | 9 | 21 | 17 | 7.808e-05 | 0.00010902
9 | 22 | 18 | 7 | 6 | 19.6 | 0.8 | 0.13 | 5.767 | 19.759 | 3.135 | 0 | 0 | 0.000563 | 9 | 21 | 18 | 0 | 3.86e-07
9 | 22 | 19 | 0 | 0 | 16.5 | 0.9 | 0.13 | 0 | 16.5 | 0 | 0 | 0 | 0 | 9 | 21 | 19 | 0 | 0
9 | 22 | 20 | 0 | 0 | 14.9 | 0.6 | 0.13 | 0 | 14.9 | 0 | 0 | 0 | 0 | 9 | 21 | 20 | 0 | 0
9 | 22 | 21 | 0 | 0 | 14.2 | 0.3 | 0.13 | 0 | 14.2 | 0 | 0 | 0 | 0 | 9 | 21 | 21 | 0 | 0
9 | 22 | 22 | 0 | 0 | 13.7 | 0.2 | 0.13 | 0 | 13.7 | 0 | 0 | 0 | 0 | 9 | 21 | 22 | 0 | 0
9 | 22 | 23 | 0 | 0 | 13.1 | 0.2 | 0.13 | 0 | 13.1 | 0 | 0 | 0 | 0 | 9 | 21 | 23 | 0 | 0
9 | 23 | 0 | 0 | 0 | 12.6 | 0.2 | 0.13 | 0 | 12.6 | 0 | 0 | 0 | 0 | 9 | 22 | 0 | 0 | 0
9 | 23 | 1 | 0 | 0 | 12 | 0.2 | 0.13 | 0 | 12 | 0 | 0 | 0 | 0 | 9 | 22 | 1 | 0 | 0
9 | 23 | 2 | 0 | 0 | 11.4 | 0.2 | 0.13 | 0 | 11.4 | 0 | 0 | 0 | 0 | 9 | 22 | 2 | 0 | 0
9 | 23 | 3 | 0 | 0 | 11 | 0.2 | 0.13 | 0 | 11 | 0 | 0 | 0 | 0 | 9 | 22 | 3 | 0 | 0
9 | 23 | 4 | 0 | 0 | 10.5 | 0.2 | 0.13 | 0 | 10.5 | 0 | 0 | 0 | 0 | 9 | 22 | 4 | 0 | 0
9 | 23 | 5 | 0 | 0 | 10.1 | 0.2 | 0.13 | 0 | 10.1 | 0 | 0 | 0 | 0 | 9 | 22 | 5 | 0 | 0
9 | 23 | 6 | 0 | 5 | 11.1 | 0.2 | 0.13 | 4.756 | 11.257 | 2.706 | 0 | 0 | 0.000161 | 9 | 22 | 6 | 0 | 1.1038e-07
9 | 23 | 7 | 244 | 70 | 13.7 | 0.2 | 0.13 | 131.15 | 18.608 | 117.951 | 109.015 | 0.10902 | 0.15193 | 9 | 22 | 7 | 7.4777e-05 | 0.00010417
9 | 23 | 8 | 367 | 131 | 17.2 | 0.2 | 0.13 | 314.406 | 29.274 | 306.065 | 290.463 | 0.29046 | 0.3967 | 9 | 22 | 8 | 0.00019924 | 0.00027199
9 | 23 | 9 | 586 | 166 | 21.3 | 0.2 | 0.13 | 573.955 | 43.341 | 533.853 | 510.18 | 0.51018 | 0.5713 | 9 | 22 | 9 | 0.00034995 | 0.00039169
9 | 23 | 10 | 219 | 298 | 23.9 | 0.2 | 0.13 | 487.189 | 42.522 | 445.841 | 425.287 | 0.42529 | 0.69785 | 9 | 22 | 10 | 0.00029172 | 0.00047846
9 | 23 | 11 | 122 | 334 | 24.7 | 0.2 | 0.13 | 458.974 | 42.203 | 416.546 | 397.03 | 0.39703 | 0.64819 | 9 | 22 | 11 | 0.00027234 | 0.00044441
9 | 23 | 12 | 162 | 361 | 24.8 | 0.2 | 0.13 | 530.258 | 45.019 | 476.626 | 454.981 | 0.45498 | 0.65366 | 9 | 22 | 12 | 0.00031209 | 0.00044816
9 | 23 | 13 | 327 | 314 | 24.6 | 0.2 | 0.13 | 635.546 | 48.877 | 566.953 | 542.107 | 0.54211 | 0.74024 | 9 | 22 | 13 | 0.00037185 | 0.00050752
9 | 23 | 14 | 107 | 300 | 24.5 | 0.2 | 0.13 | 388.656 | 39.34 | 357.326 | 339.908 | 0.33991 | 0.55386 | 9 | 22 | 14 | 0.00023315 | 0.00037974
9 | 23 | 15 | 13 | 183 | 23.9 | 0.2 | 0.13 | 182.85 | 30.89 | 170.803 | 159.995 | 0.15999 | 0.38783 | 9 | 22 | 15 | 0.00010975 | 0.0002659
9 | 23 | 16 | 8 | 125 | 22.1 | 0.2 | 0.13 | 122.066 | 26.779 | 115.436 | 106.589 | 0.10659 | 0.3052 | 9 | 22 | 16 | 7.3113e-05 | 0.00020925
9 | 23 | 17 | 16 | 68 | 19.4 | 0.1 | 0.13 | 68.087 | 22.083 | 62.962 | 55.975 | 0.055975 | 0.11383 | 9 | 22 | 17 | 3.8395e-05 | 7.8044e-05
9 | 23 | 18 | 1 | 4 | 18 | 0.2 | 0.13 | 3.811 | 18.126 | 2.061 | 0 | 0 | 0 | 9 | 22 | 18 | 0 | 0
9 | 23 | 19 | 0 | 0 | 16.6 | 0.2 | 0.13 | 0 | 16.6 | 0 | 0 | 0 | 0 | 9 | 22 | 19 | 0 | 0
9 | 23 | 20 | 0 | 0 | 16.1 | 0.2 | 0.13 | 0 | 16.1 | 0 | 0 | 0 | 0 | 9 | 22 | 20 | 0 | 0
9 | 23 | 21 | 0 | 0 | 15.5 | 0.2 | 0.13 | 0 | 15.5 | 0 | 0 | 0 | 0 | 9 | 22 | 21 | 0 | 0
9 | 23 | 22 | 0 | 0 | 14.9 | 0.2 | 0.13 | 0 | 14.9 | 0 | 0 | 0 | 0 | 9 | 22 | 22 | 0 | 0
9 | 23 | 23 | 0 | 0 | 14.5 | 0.2 | 0.13 | 0 | 14.5 | 0 | 0 | 0 | 0 | 9 | 22 | 23 | 0 | 0
9 | 24 | 0 | 0 | 0 | 14.1 | 0.2 | 0.13 | 0 | 14.1 | 0 | 0 | 0 | 0 | 9 | 23 | 0 | 0 | 0
9 | 24 | 1 | 0 | 0 | 13.6 | 0.2 | 0.13 | 0 | 13.6 | 0 | 0 | 0 | 0 | 9 | 23 | 1 | 0 | 0
9 | 24 | 2 | 0 | 0 | 13.2 | 0.2 | 0.13 | 0 | 13.2 | 0 | 0 | 0 | 0 | 9 | 23 | 2 | 0 | 0
9 | 24 | 3 | 0 | 0 | 13 | 0.3 | 0.13 | 0 | 13 | 0 | 0 | 0 | 0 | 9 | 23 | 3 | 0 | 0
9 | 24 | 4 | 0 | 0 | 13 | 0.5 | 0.13 | 0 | 13 | 0 | 0 | 0 | 0 | 9 | 23 | 4 | 0 | 0
9 | 24 | 5 | 0 | 0 | 13.3 | 0.6 | 0.13 | 0 | 13.3 | 0 | 0 | 0 | 0 | 9 | 23 | 5 | 0 | 0
9 | 24 | 6 | 0 | 2 | 14.1 | 0.5 | 0.13 | 1.903 | 14.157 | 1.015 | 0 | 0 | 0 | 9 | 23 | 6 | 0 | 0
9 | 24 | 7 | 15 | 60 | 16 | 0.2 | 0.13 | 61.199 | 18.334 | 57.197 | 50.414 | 0.050414 | 0.10902 | 9 | 23 | 7 | 3.4581e-05 | 7.4743e-05
9 | 24 | 8 | 55 | 135 | 19.5 | 0.1 | 0.13 | 157.54 | 25.741 | 151.396 | 141.275 | 0.14128 | 0.29046 | 9 | 23 | 8 | 9.6905e-05 | 0.00019915
9 | 24 | 9 | 476 | 184 | 22.9 | 0.2 | 0.13 | 518.945 | 42.82 | 482.339 | 460.492 | 0.46049 | 0.51018 | 9 | 23 | 9 | 0.00031587 | 0.00034979
9 | 24 | 10 | 57 | 267 | 24.6 | 0.3 | 0.13 | 312.904 | 36.173 | 289.285 | 274.278 | 0.27428 | 0.42529 | 9 | 23 | 10 | 0.00018814 | 0.00029158
9 | 24 | 11 | 125 | 346 | 25.4 | 0.3 | 0.13 | 474.754 | 42.947 | 429.892 | 409.903 | 0.4099 | 0.39703 | 9 | 23 | 11 | 0.00028117 | 0.00027221
9 | 24 | 12 | 547 | 258 | 25.8 | 0.3 | 0.13 | 805.624 | 55.65 | 700.804 | 671.216 | 0.67122 | 0.45498 | 9 | 23 | 12 | 0.00046041 | 0.00031194
9 | 24 | 13 | 480 | 263 | 26 | 0.3 | 0.13 | 730.621 | 53.075 | 643.053 | 615.511 | 0.61551 | 0.54211 | 9 | 23 | 13 | 0.0004222 | 0.00037168
9 | 24 | 14 | 398 | 235 | 25.8 | 0.3 | 0.13 | 584.768 | 47.494 | 528.361 | 504.883 | 0.50488 | 0.33991 | 9 | 23 | 14 | 0.00034631 | 0.00023305
9 | 24 | 15 | 687 | 125 | 25.2 | 0.3 | 0.13 | 600.499 | 47.564 | 550.438 | 526.178 | 0.52618 | 0.15999 | 9 | 23 | 15 | 0.00036092 | 0.0001097
9 | 24 | 16 | 582 | 100 | 24 | 0.3 | 0.13 | 384.967 | 38.334 | 363.619 | 345.979 | 0.34598 | 0.10659 | 9 | 23 | 16 | 0.00023732 | 7.3079e-05
9 | 24 | 17 | 379 | 63 | 21 | 0.2 | 0.13 | 158.471 | 26.883 | 135.047 | 125.506 | 0.12551 | 0.055975 | 9 | 23 | 17 | 8.6088e-05 | 3.8378e-05
9 | 24 | 18 | 24 | 5 | 18.9 | 0.2 | 0.13 | 4.756 | 19.057 | 2.594 | 0 | 0 | 0 | 9 | 23 | 18 | 0 | 0
9 | 24 | 19 | 0 | 0 | 16.3 | 0.2 | 0.13 | 0 | 16.3 | 0 | 0 | 0 | 0 | 9 | 23 | 19 | 0 | 0
9 | 24 | 20 | 0 | 0 | 15.6 | 0.2 | 0.13 | 0 | 15.6 | 0 | 0 | 0 | 0 | 9 | 23 | 20 | 0 | 0
9 | 24 | 21 | 0 | 0 | 14.8 | 0.2 | 0.13 | 0 | 14.8 | 0 | 0 | 0 | 0 | 9 | 23 | 21 | 0 | 0
9 | 24 | 22 | 0 | 0 | 14.2 | 0.2 | 0.13 | 0 | 14.2 | 0 | 0 | 0 | 0 | 9 | 23 | 22 | 0 | 0
9 | 24 | 23 | 0 | 0 | 13.8 | 0.3 | 0.13 | 0 | 13.8 | 0 | 0 | 0 | 0 | 9 | 23 | 23 | 0 | 0
9 | 25 | 0 | 0 | 0 | 13.4 | 0.3 | 0.13 | 0 | 13.4 | 0 | 0 | 0 | 0 | 9 | 24 | 0 | 0 | 0
9 | 25 | 1 | 0 | 0 | 13.1 | 0.2 | 0.13 | 0 | 13.1 | 0 | 0 | 0 | 0 | 9 | 24 | 1 | 0 | 0
9 | 25 | 2 | 0 | 0 | 13.3 | 0.2 | 0.13 | 0 | 13.3 | 0 | 0 | 0 | 0 | 9 | 24 | 2 | 0 | 0
9 | 25 | 3 | 0 | 0 | 13.8 | 0.1 | 0.13 | 0 | 13.8 | 0 | 0 | 0 | 0 | 9 | 24 | 3 | 0 | 0
9 | 25 | 4 | 0 | 0 | 13.7 | 0.1 | 0.13 | 0 | 13.7 | 0 | 0 | 0 | 0 | 9 | 24 | 4 | 0 | 0
9 | 25 | 5 | 0 | 0 | 13.3 | 0.1 | 0.13 | 0 | 13.3 | 0 | 0 | 0 | 0 | 9 | 24 | 5 | 0 | 0
9 | 25 | 6 | 0 | 2 | 13.8 | 0.2 | 0.13 | 1.903 | 13.863 | 1.017 | 0 | 0 | 0 | 9 | 24 | 6 | 0 | 0
9 | 25 | 7 | 302 | 63 | 16.1 | 0.3 | 0.13 | 140.696 | 21.18 | 123.684 | 114.545 | 0.11455 | 0.050414 | 9 | 24 | 7 | 7.857e-05 | 3.4565e-05
9 | 25 | 8 | 644 | 84 | 19.6 | 0.3 | 0.13 | 398.461 | 34.44 | 383.054 | 364.725 | 0.36473 | 0.14128 | 9 | 24 | 8 | 0.00025018 | 9.6861e-05
9 | 25 | 9 | 663 | 122 | 22.7 | 0.3 | 0.13 | 581.932 | 44.373 | 540.424 | 516.518 | 0.51652 | 0.46049 | 9 | 24 | 9 | 0.0003543 | 0.00031572
9 | 25 | 10 | 311 | 272 | 24.6 | 0.4 | 0.13 | 543.767 | 44.158 | 496.668 | 474.312 | 0.47431 | 0.27428 | 9 | 24 | 10 | 0.00032535 | 0.00018805
9 | 25 | 11 | 425 | 289 | 26.1 | 0.3 | 0.13 | 707.48 | 52.31 | 623.957 | 597.092 | 0.59709 | 0.4099 | 9 | 24 | 11 | 0.00040956 | 0.00028104
9 | 25 | 12 | 858 | 113 | 27.2 | 0.3 | 0.13 | 934.916 | 61.899 | 795.169 | 762.237 | 0.76224 | 0.67122 | 9 | 24 | 12 | 0.00052284 | 0.0004602
9 | 25 | 13 | 862 | 104 | 27.9 | 0.3 | 0.13 | 900.439 | 61.336 | 769.496 | 737.473 | 0.73747 | 0.61551 | 9 | 24 | 13 | 0.00050586 | 0.00042201
9 | 25 | 14 | 833 | 99 | 28 | 0.3 | 0.13 | 793.934 | 57.519 | 693.799 | 664.458 | 0.66446 | 0.50488 | 9 | 24 | 14 | 0.00045577 | 0.00034616
9 | 25 | 15 | 772 | 92 | 27.5 | 0.3 | 0.13 | 617.802 | 50.522 | 560.597 | 535.977 | 0.53598 | 0.52618 | 9 | 24 | 15 | 0.00036764 | 0.00036076
9 | 25 | 16 | 599 | 88 | 26.4 | 0.2 | 0.13 | 378.643 | 40.946 | 353.53 | 336.247 | 0.33625 | 0.34598 | 9 | 24 | 16 | 0.00023064 | 0.00023721
9 | 25 | 17 | 436 | 54 | 23.9 | 0.3 | 0.13 | 162.926 | 29.732 | 135.073 | 125.531 | 0.12553 | 0.12551 | 9 | 24 | 17 | 8.6106e-05 | 8.6049e-05
9 | 25 | 18 | 29 | 5 | 22.1 | 0.5 | 0.13 | 0 | 22.1 | 0 | 0 | 0 | 0 | 9 | 24 | 18 | 0 | 0
9 | 25 | 19 | 0 | 0 | 20.1 | 0.2 | 0.13 | 0 | 20.1 | 0 | 0 | 0 | 0 | 9 | 24 | 19 | 0 | 0
9 | 25 | 20 | 0 | 0 | 19.8 | 0.2 | 0.13 | 0 | 19.8 | 0 | 0 | 0 | 0 | 9 | 24 | 20 | 0 | 0
9 | 25 | 21 | 0 | 0 | 19 | 0.2 | 0.13 | 0 | 19 | 0 | 0 | 0 | 0 | 9 | 24 | 21 | 0 | 0
9 | 25 | 22 | 0 | 0 | 17.9 | 0.2 | 0.13 | 0 | 17.9 | 0 | 0 | 0 | 0 | 9 | 24 | 22 | 0 | 0
9 | 25 | 23 | 0 | 0 | 16.9 | 0.1 | 0.13 | 0 | 16.9 | 0 | 0 | 0 | 0 | 9 | 24 | 23 | 0 | 0
9 | 26 | 0 | 0 | 0 | 16.1 | 0.1 | 0.13 | 0 | 16.1 | 0 | 0 | 0 | 0 | 9 | 25 | 0 | 0 | 0
9 | 26 | 1 | 0 | 0 | 15.3 | 0.1 | 0.13 | 0 | 15.3 | 0 | 0 | 0 | 0 | 9 | 25 | 1 | 0 | 0
9 | 26 | 2 | 0 | 0 | 14.8 | 0.1 | 0.13 | 0 | 14.8 | 0 | 0 | 0 | 0 | 9 | 25 | 2 | 0 | 0
9 | 26 | 3 | 0 | 0 | 14.4 | 0.1 | 0.13 | 0 | 14.4 | 0 | 0 | 0 | 0 | 9 | 25 | 3 | 0 | 0
9 | 26 | 4 | 0 | 0 | 14.2 | 0.1 | 0.13 | 0 | 14.2 | 0 | 0 | 0 | 0 | 9 | 25 | 4 | 0 | 0
9 | 26 | 5 | 0 | 0 | 14 | 0.1 | 0.13 | 0 | 14 | 0 | 0 | 0 | 0 | 9 | 25 | 5 | 0 | 0
9 | 26 | 6 | 35 | 5 | 15.1 | 0.2 | 0.13 | 4.756 | 15.257 | 2.648 | 0 | 0 | 0 | 9 | 25 | 6 | 0 | 0
9 | 26 | 7 | 453 | 55 | 18.1 | 0.2 | 0.13 | 170.184 | 24.393 | 145.066 | 135.17 | 0.13517 | 0.11455 | 9 | 25 | 7 | 9.2717e-05 | 7.8534e-05
9 | 26 | 8 | 648 | 86 | 21.7 | 0.3 | 0.13 | 401.926 | 36.669 | 382.918 | 364.593 | 0.36459 | 0.36473 | 9 | 25 | 8 | 0.00025009 | 0.00025006
9 | 26 | 9 | 468 | 164 | 24.6 | 0.3 | 0.13 | 492.076 | 42.911 | 457.307 | 436.346 | 0.43635 | 0.51652 | 9 | 25 | 9 | 0.0002993 | 0.00035413
9 | 26 | 10 | 226 | 285 | 26.3 | 0.3 | 0.13 | 478.986 | 44.05 | 435.956 | 415.752 | 0.41575 | 0.47431 | 9 | 25 | 10 | 0.00028518 | 0.0003252
9 | 26 | 11 | 183 | 347 | 27.6 | 0.4 | 0.13 | 528.709 | 46.57 | 473.603 | 452.065 | 0.45206 | 0.59709 | 9 | 25 | 11 | 0.00031009 | 0.00040938
9 | 26 | 12 | 85 | 339 | 28.5 | 0.4 | 0.13 | 422.851 | 43.651 | 379.899 | 361.682 | 0.36168 | 0.76224 | 9 | 25 | 12 | 0.00024809 | 0.0005226
9 | 26 | 13 | 43 | 290 | 28.9 | 0.4 | 0.13 | 329.778 | 40.715 | 297.995 | 282.679 | 0.28268 | 0.73747 | 9 | 25 | 13 | 0.0001939 | 0.00050563
9 | 26 | 14 | 80 | 273 | 28.9 | 0.5 | 0.13 | 338.064 | 40.684 | 307.998 | 292.328 | 0.29233 | 0.66446 | 9 | 25 | 14 | 0.00020052 | 0.00045557
9 | 26 | 15 | 83 | 200 | 28.3 | 0.5 | 0.13 | 252.283 | 37.117 | 233.544 | 220.512 | 0.22051 | 0.53598 | 9 | 25 | 15 | 0.00015126 | 0.00036748
9 | 26 | 16 | 442 | 115 | 26.9 | 0.4 | 0.13 | 329.392 | 38.791 | 308.637 | 292.944 | 0.29294 | 0.33625 | 9 | 25 | 16 | 0.00020094 | 0.00023054
9 | 26 | 17 | 371 | 58 | 23.8 | 0.3 | 0.13 | 149.109 | 29.146 | 124.163 | 115.007 | 0.11501 | 0.12553 | 9 | 25 | 17 | 7.8887e-05 | 8.6066e-05
9 | 26 | 18 | 20 | 3 | 21.7 | 0.2 | 0.13 | 0 | 21.7 | 0 | 0 | 0 | 0 | 9 | 25 | 18 | 0 | 0
9 | 26 | 19 | 0 | 0 | 19.8 | 0.2 | 0.13 | 0 | 19.8 | 0 | 0 | 0 | 0 | 9 | 25 | 19 | 0 | 0
9 | 26 | 20 | 0 | 0 | 19 | 0.2 | 0.13 | 0 | 19 | 0 | 0 | 0 | 0 | 9 | 25 | 20 | 0 | 0
9 | 26 | 21 | 0 | 0 | 18.2 | 0.2 | 0.13 | 0 | 18.2 | 0 | 0 | 0 | 0 | 9 | 25 | 21 | 0 | 0
9 | 26 | 22 | 0 | 0 | 17.6 | 0.2 | 0.13 | 0 | 17.6 | 0 | 0 | 0 | 0 | 9 | 25 | 22 | 0 | 0
9 | 26 | 23 | 0 | 0 | 17 | 0.2 | 0.13 | 0 | 17 | 0 | 0 | 0 | 0 | 9 | 25 | 23 | 0 | 0
9 | 27 | 0 | 0 | 0 | 16.5 | 0.2 | 0.13 | 0 | 16.5 | 0 | 0 | 0 | 0 | 9 | 26 | 0 | 0 | 0
9 | 27 | 1 | 0 | 0 | 16 | 0.2 | 0.13 | 0 | 16 | 0 | 0 | 0 | 0 | 9 | 26 | 1 | 0 | 0
9 | 27 | 2 | 0 | 0 | 15.6 | 0.2 | 0.13 | 0 | 15.6 | 0 | 0 | 0 | 0 | 9 | 26 | 2 | 0 | 0
9 | 27 | 3 | 0 | 0 | 15.4 | 0.2 | 0.13 | 0 | 15.4 | 0 | 0 | 0 | 0 | 9 | 26 | 3 | 0 | 0
9 | 27 | 4 | 0 | 0 | 15.1 | 0.2 | 0.13 | 0 | 15.1 | 0 | 0 | 0 | 0 | 9 | 26 | 4 | 0 | 0
9 | 27 | 5 | 0 | 0 | 14.9 | 0.2 | 0.13 | 0 | 14.9 | 0 | 0 | 0 | 0 | 9 | 26 | 5 | 0 | 0
9 | 27 | 6 | 30 | 6 | 15.6 | 0.2 | 0.13 | 0 | 15.6 | 0 | 0 | 0 | 0 | 9 | 26 | 6 | 0 | 0
9 | 27 | 7 | 441 | 54 | 17.9 | 0.4 | 0.13 | 166.061 | 23.671 | 141.688 | 131.911 | 0.13191 | 0.13517 | 9 | 26 | 7 | 9.0482e-05 | 9.2675e-05
9 | 27 | 8 | 652 | 85 | 21 | 0.5 | 0.13 | 402.224 | 35.109 | 385.6 | 367.181 | 0.36718 | 0.36459 | 9 | 26 | 8 | 0.00025186 | 0.00024997
9 | 27 | 9 | 113 | 223 | 23.5 | 0.6 | 0.13 | 303.805 | 33.82 | 286.955 | 272.031 | 0.27203 | 0.43635 | 9 | 26 | 9 | 0.00018659 | 0.00029917
9 | 27 | 10 | 206 | 280 | 25.1 | 0.6 | 0.13 | 457.367 | 40.612 | 421.81 | 402.108 | 0.40211 | 0.41575 | 9 | 26 | 10 | 0.00027582 | 0.00028505
9 | 27 | 11 | 58 | 301 | 26.4 | 0.6 | 0.13 | 355.297 | 38.414 | 325.136 | 308.859 | 0.30886 | 0.45206 | 9 | 26 | 11 | 0.00021186 | 0.00030994
9 | 27 | 12 | 207 | 343 | 27.4 | 0.6 | 0.13 | 552.877 | 46.114 | 496.346 | 474.002 | 0.474 | 0.36168 | 9 | 26 | 12 | 0.00032513 | 0.00024798
9 | 27 | 13 | 263 | 314 | 28 | 0.6 | 0.13 | 575.635 | 47.503 | 515.807 | 492.773 | 0.49277 | 0.28268 | 9 | 26 | 13 | 0.00033801 | 0.00019381
9 | 27 | 14 | 803 | 115 | 28 | 0.5 | 0.13 | 782.318 | 55.397 | 690.031 | 660.824 | 0.66082 | 0.29233 | 9 | 26 | 14 | 0.00045328 | 0.00020043
9 | 27 | 15 | 733 | 107 | 27.6 | 0.5 | 0.13 | 604.993 | 48.834 | 552.765 | 528.422 | 0.52842 | 0.22051 | 9 | 26 | 15 | 0.00036246 | 0.00015119
9 | 27 | 16 | 609 | 90 | 26.5 | 0.4 | 0.13 | 381.304 | 40.266 | 356.547 | 339.157 | 0.33916 | 0.29294 | 9 | 26 | 16 | 0.00023264 | 0.00020085
9 | 27 | 17 | 380 | 57 | 24.1 | 0.3 | 0.13 | 148.976 | 29.431 | 123.085 | 113.967 | 0.11397 | 0.11501 | 9 | 26 | 17 | 7.8174e-05 | 7.8851e-05
9 | 27 | 18 | 11 | 2 | 22.4 | 0.2 | 0.13 | 0 | 22.4 | 0 | 0 | 0 | 0 | 9 | 26 | 18 | 0 | 0
9 | 27 | 19 | 0 | 0 | 21 | 0.2 | 0.13 | 0 | 21 | 0 | 0 | 0 | 0 | 9 | 26 | 19 | 0 | 0
9 | 27 | 20 | 0 | 0 | 20 | 0.2 | 0.13 | 0 | 20 | 0 | 0 | 0 | 0 | 9 | 26 | 20 | 0 | 0
9 | 27 | 21 | 0 | 0 | 19.1 | 0.2 | 0.13 | 0 | 19.1 | 0 | 0 | 0 | 0 | 9 | 26 | 21 | 0 | 0
9 | 27 | 22 | 0 | 0 | 18.4 | 0.2 | 0.13 | 0 | 18.4 | 0 | 0 | 0 | 0 | 9 | 26 | 22 | 0 | 0
9 | 27 | 23 | 0 | 0 | 18 | 0.2 | 0.13 | 0 | 18 | 0 | 0 | 0 | 0 | 9 | 26 | 23 | 0 | 0
9 | 28 | 0 | 0 | 0 | 17.6 | 0.2 | 0.13 | 0 | 17.6 | 0 | 0 | 0 | 0 | 9 | 27 | 0 | 0 | 0
9 | 28 | 1 | 0 | 0 | 17.2 | 0.2 | 0.13 | 0 | 17.2 | 0 | 0 | 0 | 0 | 9 | 27 | 1 | 0 | 0
9 | 28 | 2 | 0 | 0 | 17.5 | 0.2 | 0.13 | 0 | 17.5 | 0 | 0 | 0 | 0 | 9 | 27 | 2 | 0 | 0
9 | 28 | 3 | 0 | 0 | 18 | 0.2 | 0.13 | 0 | 18 | 0 | 0 | 0 | 0 | 9 | 27 | 3 | 0 | 0
9 | 28 | 4 | 0 | 0 | 18.1 | 0.2 | 0.13 | 0 | 18.1 | 0 | 0 | 0 | 0 | 9 | 27 | 4 | 0 | 0
9 | 28 | 5 | 0 | 0 | 18.1 | 0.2 | 0.13 | 0 | 18.1 | 0 | 0 | 0 | 0 | 9 | 27 | 5 | 0 | 0
9 | 28 | 6 | 0 | 2 | 18.1 | 0.2 | 0.13 | 0 | 18.1 | 0 | 0 | 0 | 0 | 9 | 27 | 6 | 0 | 0
9 | 28 | 7 | 0 | 29 | 18.7 | 0.3 | 0.13 | 26.888 | 19.696 | 24.23 | 18.615 | 0.018615 | 0.13191 | 9 | 27 | 7 | 1.2769e-05 | 9.0441e-05
9 | 28 | 8 | 119 | 96 | 19.9 | 0.4 | 0.13 | 151.871 | 25.38 | 146.374 | 136.431 | 0.13643 | 0.36718 | 9 | 27 | 8 | 9.3582e-05 | 0.00025175
9 | 28 | 9 | 185 | 224 | 21.3 | 0.5 | 0.13 | 352.58 | 33.634 | 335.601 | 318.953 | 0.31895 | 0.27203 | 9 | 27 | 9 | 0.00021878 | 0.00018651
9 | 28 | 10 | 27 | 231 | 22.8 | 0.6 | 0.13 | 251.333 | 31.307 | 235.361 | 222.265 | 0.22226 | 0.40211 | 9 | 27 | 10 | 0.00015246 | 0.00027569
9 | 28 | 11 | 45 | 289 | 23.6 | 0.6 | 0.13 | 330.935 | 34.789 | 306.697 | 291.073 | 0.29107 | 0.30886 | 9 | 27 | 11 | 0.00019966 | 0.00021176
9 | 28 | 12 | 1 | 121 | 23.5 | 0.6 | 0.13 | 114.247 | 27.358 | 104.688 | 96.222 | 0.096222 | 0.474 | 9 | 27 | 12 | 6.6002e-05 | 0.00032498
9 | 28 | 13 | 0 | 81 | 22.9 | 0.6 | 0.13 | 75.411 | 25.447 | 68.566 | 61.38 | 0.06138 | 0.49277 | 9 | 27 | 13 | 4.2102e-05 | 0.00033785
9 | 28 | 14 | 0 | 97 | 21.3 | 0.6 | 0.13 | 90.356 | 24.357 | 83.647 | 75.927 | 0.075927 | 0.66082 | 9 | 27 | 14 | 5.2081e-05 | 0.00045307
9 | 28 | 15 | 0 | 83 | 18.6 | 0.6 | 0.13 | 77.183 | 21.218 | 72.621 | 65.291 | 0.065291 | 0.52842 | 9 | 27 | 15 | 4.4785e-05 | 0.0003623
9 | 28 | 16 | 0 | 14 | 15.8 | 0.6 | 0.13 | 12.97 | 16.241 | 11.629 | 6.461 | 0.006461 | 0.33916 | 9 | 27 | 16 | 4.4318e-06 | 0.00023253
9 | 28 | 17 | 199 | 44 | 14 | 0.6 | 0.13 | 93.519 | 17.079 | 81.259 | 73.624 | 0.073624 | 0.11397 | 9 | 27 | 17 | 5.0501e-05 | 7.8138e-05
9 | 28 | 18 | 7 | 1 | 13.5 | 0.5 | 0.13 | 0 | 13.5 | 0 | 0 | 0 | 0 | 9 | 27 | 18 | 0 | 0
9 | 28 | 19 | 0 | 0 | 12.7 | 0.2 | 0.13 | 0 | 12.7 | 0 | 0 | 0 | 0 | 9 | 27 | 19 | 0 | 0
9 | 28 | 20 | 0 | 0 | 11.8 | 0.1 | 0.13 | 0 | 11.8 | 0 | 0 | 0 | 0 | 9 | 27 | 20 | 0 | 0
9 | 28 | 21 | 0 | 0 | 11.2 | 0.1 | 0.13 | 0 | 11.2 | 0 | 0 | 0 | 0 | 9 | 27 | 21 | 0 | 0
9 | 28 | 22 | 0 | 0 | 11.1 | 0.1 | 0.13 | 0 | 11.1 | 0 | 0 | 0 | 0 | 9 | 27 | 22 | 0 | 0
9 | 28 | 23 | 0 | 0 | 10.9 | 0.1 | 0.13 | 0 | 10.9 | 0 | 0 | 0 | 0 | 9 | 27 | 23 | 0 | 0
9 | 29 | 0 | 0 | 0 | 10.4 | 0.1 | 0.13 | 0 | 10.4 | 0 | 0 | 0 | 0 | 9 | 28 | 0 | 0 | 0
9 | 29 | 1 | 0 | 0 | 9.9 | 0.1 | 0.13 | 0 | 9.9 | 0 | 0 | 0 | 0 | 9 | 28 | 1 | 0 | 0
9 | 29 | 2 | 0 | 0 | 9.3 | 0.1 | 0.13 | 0 | 9.3 | 0 | 0 | 0 | 0 | 9 | 28 | 2 | 0 | 0
9 | 29 | 3 | 0 | 0 | 8.7 | 0.1 | 0.13 | 0 | 8.7 | 0 | 0 | 0 | 0 | 9 | 28 | 3 | 0 | 0
9 | 29 | 4 | 0 | 0 | 8.3 | 0.1 | 0.13 | 0 | 8.3 | 0 | 0 | 0 | 0 | 9 | 28 | 4 | 0 | 0
9 | 29 | 5 | 0 | 0 | 8.1 | 0.2 | 0.13 | 0 | 8.1 | 0 | 0 | 0 | 0 | 9 | 28 | 5 | 0 | 0
9 | 29 | 6 | 23 | 4 | 8.9 | 0.2 | 0.13 | 0 | 8.9 | 0 | 0 | 0 | 0 | 9 | 28 | 6 | 0 | 0
9 | 29 | 7 | 493 | 49 | 11.2 | 0.1 | 0.13 | 172.971 | 17.78 | 149.553 | 139.498 | 0.1395 | 0.018615 | 9 | 28 | 7 | 9.5686e-05 | 1.2763e-05
9 | 29 | 8 | 450 | 108 | 14.5 | 0.1 | 0.13 | 328.255 | 27.523 | 322.34 | 306.162 | 0.30616 | 0.13643 | 9 | 28 | 8 | 0.00021001 | 9.354e-05
9 | 29 | 9 | 629 | 133 | 17.4 | 0.2 | 0.13 | 568.23 | 39.238 | 538.97 | 515.116 | 0.51512 | 0.31895 | 9 | 28 | 9 | 0.00035333 | 0.00021868
9 | 29 | 10 | 59 | 263 | 19.1 | 0.2 | 0.13 | 311.156 | 30.98 | 294.232 | 279.05 | 0.27905 | 0.22226 | 9 | 28 | 10 | 0.00019141 | 0.00015239
9 | 29 | 11 | 25 | 257 | 20.1 | 0.2 | 0.13 | 279.197 | 30.739 | 261.565 | 247.54 | 0.24754 | 0.29107 | 9 | 28 | 11 | 0.0001698 | 0.00019957
9 | 29 | 12 | 8 | 206 | 20.6 | 0.3 | 0.13 | 203.516 | 28.11 | 190.229 | 178.732 | 0.17873 | 0.096222 | 9 | 28 | 12 | 0.0001226 | 6.5972e-05
9 | 29 | 13 | 36 | 227 | 19.9 | 0.3 | 0.13 | 257.56 | 29.415 | 242.361 | 229.017 | 0.22902 | 0.06138 | 9 | 28 | 13 | 0.00015709 | 4.2083e-05
9 | 29 | 14 | 47 | 239 | 18.5 | 0.2 | 0.13 | 275.752 | 29.028 | 261.933 | 247.896 | 0.2479 | 0.075927 | 9 | 28 | 14 | 0.00017004 | 5.2057e-05
9 | 29 | 15 | 480 | 166 | 17.7 | 0.3 | 0.13 | 494.987 | 36.127 | 473.686 | 452.145 | 0.45214 | 0.065291 | 9 | 28 | 15 | 0.00031014 | 4.4765e-05
9 | 29 | 16 | 146 | 115 | 16.9 | 0.2 | 0.13 | 182.048 | 23.884 | 177.401 | 166.359 | 0.16636 | 0.006461 | 9 | 28 | 16 | 0.00011411 | 4.4298e-06
9 | 29 | 17 | 0 | 42 | 15.1 | 0.2 | 0.13 | 39.17 | 16.594 | 36.201 | 30.162 | 0.030162 | 0.073624 | 9 | 28 | 17 | 2.0689e-05 | 5.0478e-05
9 | 29 | 18 | 0 | 1 | 13.7 | 0.1 | 0.13 | 0 | 13.7 | 0 | 0 | 0 | 0 | 9 | 28 | 18 | 0 | 0
9 | 29 | 19 | 0 | 0 | 12.2 | 0.2 | 0.13 | 0 | 12.2 | 0 | 0 | 0 | 0 | 9 | 28 | 19 | 0 | 0
9 | 29 | 20 | 0 | 0 | 11.8 | 0.2 | 0.13 | 0 | 11.8 | 0 | 0 | 0 | 0 | 9 | 28 | 20 | 0 | 0
9 | 29 | 21 | 0 | 0 | 11.2 | 0.2 | 0.13 | 0 | 11.2 | 0 | 0 | 0 | 0 | 9 | 28 | 21 | 0 | 0
9 | 29 | 22 | 0 | 0 | 10.6 | 0.2 | 0.13 | 0 | 10.6 | 0 | 0 | 0 | 0 | 9 | 28 | 22 | 0 | 0
9 | 29 | 23 | 0 | 0 | 9.9 | 0.2 | 0.13 | 0 | 9.9 | 0 | 0 | 0 | 0 | 9 | 28 | 23 | 0 | 0
9 | 30 | 0 | 0 | 0 | 9.2 | 0.2 | 0.13 | 0 | 9.2 | 0 | 0 | 0 | 0 | 9 | 29 | 0 | 0 | 0
9 | 30 | 1 | 0 | 0 | 8.8 | 0.2 | 0.13 | 0 | 8.8 | 0 | 0 | 0 | 0 | 9 | 29 | 1 | 0 | 0
9 | 30 | 2 | 0 | 0 | 8.5 | 0.2 | 0.13 | 0 | 8.5 | 0 | 0 | 0 | 0 | 9 | 29 | 2 | 0 | 0
9 | 30 | 3 | 0 | 0 | 8.2 | 0.2 | 0.13 | 0 | 8.2 | 0 | 0 | 0 | 0 | 9 | 29 | 3 | 0 | 0
9 | 30 | 4 | 0 | 0 | 8 | 0.2 | 0.13 | 0 | 8 | 0 | 0 | 0 | 0 | 9 | 29 | 4 | 0 | 0
9 | 30 | 5 | 0 | 0 | 8 | 0.3 | 0.13 | 0 | 8 | 0 | 0 | 0 | 0 | 9 | 29 | 5 | 0 | 0
9 | 30 | 6 | 21 | 4 | 8.5 | 0.4 | 0.13 | 0 | 8.5 | 0 | 0 | 0 | 0 | 9 | 29 | 6 | 0 | 0
9 | 30 | 7 | 507 | 46 | 10.1 | 0.5 | 0.13 | 172.951 | 15.904 | 149.832 | 139.766 | 0.13977 | 0.1395 | 9 | 29 | 7 | 9.587e-05 | 9.5643e-05
9 | 30 | 8 | 736 | 66 | 13.4 | 0.7 | 0.13 | 418.522 | 27.274 | 414.243 | 394.809 | 0.39481 | 0.30616 | 9 | 29 | 8 | 0.00027081 | 0.00020991
9 | 30 | 9 | 838 | 75 | 17.2 | 0.8 | 0.13 | 637.742 | 37.8 | 611.251 | 584.835 | 0.58483 | 0.51512 | 9 | 29 | 9 | 0.00040116 | 0.00035317
9 | 30 | 10 | 879 | 84 | 20.1 | 0.9 | 0.13 | 805.429 | 45.382 | 742.275 | 711.217 | 0.71122 | 0.27905 | 9 | 29 | 10 | 0.00048785 | 0.00019132
9 | 30 | 11 | 894 | 92 | 21.9 | 0.9 | 0.13 | 908.963 | 50.393 | 815.501 | 781.849 | 0.78185 | 0.24754 | 9 | 29 | 11 | 0.00053629 | 0.00016972
9 | 30 | 12 | 852 | 115 | 23.1 | 0.8 | 0.13 | 921.769 | 52.749 | 816.879 | 783.177 | 0.78318 | 0.17873 | 9 | 29 | 12 | 0.00053721 | 0.00012254
9 | 30 | 13 | 603 | 210 | 24.1 | 0.7 | 0.13 | 781.484 | 49.909 | 700.045 | 670.483 | 0.67048 | 0.22902 | 9 | 29 | 13 | 0.00045991 | 0.00015702
9 | 30 | 14 | 422 | 211 | 24.3 | 0.7 | 0.13 | 572.611 | 43.225 | 528.108 | 504.639 | 0.50464 | 0.2479 | 9 | 29 | 14 | 0.00034615 | 0.00016996
9 | 30 | 15 | 237 | 209 | 23.9 | 0.6 | 0.13 | 374.867 | 36.654 | 354.076 | 336.773 | 0.33677 | 0.45214 | 9 | 29 | 15 | 0.000231 | 0.00031
9 | 30 | 16 | 554 | 89 | 23.1 | 0.5 | 0.13 | 349.588 | 35.346 | 332.018 | 315.497 | 0.3155 | 0.16636 | 9 | 29 | 16 | 0.00021641 | 0.00011406
9 | 30 | 17 | 0 | 27 | 21.4 | 0.3 | 0.13 | 25.033 | 22.325 | 22.024 | 16.488 | 0.016488 | 0.030162 | 9 | 29 | 17 | 1.131e-05 | 2.068e-05
9 | 30 | 18 | 0 | 0 | 20.2 | 0.2 | 0.13 | 0 | 20.2 | 0 | 0 | 0 | 0 | 9 | 29 | 18 | 0 | 0
9 | 30 | 19 | 0 | 0 | 10 | 0.3 | 0.12 | 0 | 10 | 0 | 0 | 0 | 0 | 9 | 29 | 19 | 0 | 0
9 | 30 | 20 | 0 | 0 | 8 | 0.3 | 0.12 | 0 | 8 | 0 | 0 | 0 | 0 | 9 | 29 | 20 | 0 | 0
9 | 30 | 21 | 0 | 0 | 8 | 0.3 | 0.12 | 0 | 8 | 0 | 0 | 0 | 0 | 9 | 29 | 21 | 0 | 0
9 | 30 | 22 | 0 | 0 | 7 | 0.3 | 0.12 | 0 | 7 | 0 | 0 | 0 | 0 | 9 | 29 | 22 | 0 | 0
9 | 30 | 23 | 0 | 0 | 7 | 0.3 | 0.12 | 0 | 7 | 0 | 0 | 0 | 0 | 9 | 29 | 23 | 0 | 0
10 | 1 | 0 | 0 | 0 | 6 | 0.3 | 0.12 | 0 | 6 | 0 | 0 | 0 | 0 | 9 | 30 | 0 | 0 | 0
10 | 1 | 1 | 0 | 0 | 6 | 0.3 | 0.12 | 0 | 6 | 0 | 0 | 0 | 0 | 9 | 30 | 1 | 0 | 0
10 | 1 | 2 | 0 | 0 | 5 | 0.4 | 0.12 | 0 | 5 | 0 | 0 | 0 | 0 | 9 | 30 | 2 | 0 | 0
10 | 1 | 3 | 0 | 0 | 5 | 0.3 | 0.12 | 0 | 5 | 0 | 0 | 0 | 0 | 9 | 30 | 3 | 0 | 0
10 | 1 | 4 | 0 | 0 | 5 | 0.3 | 0.12 | 0 | 5 | 0 | 0 | 0 | 0 | 9 | 30 | 4 | 0 | 0
10 | 1 | 5 | 0 | 0 | 4 | 0.3 | 0.12 | 0 | 4 | 0 | 0 | 0 | 0 | 9 | 30 | 5 | 0 | 0
10 | 1 | 6 | 0 | 0 | 4 | 0.3 | 0.12 | 0 | 4 | 0 | 0 | 0 | 0 | 9 | 30 | 6 | 0 | 0
10 | 1 | 7 | 0 | 35 | 5 | 0.4 | 0.12 | 32.465 | 6.165 | 31.231 | 25.368 | 0.025368 | 0.13977 | 9 | 30 | 7 | 1.7401e-05 | 9.5826e-05
10 | 1 | 8 | 0 | 35 | 7 | 0.5 | 0.12 | 32.453 | 8.136 | 31.471 | 25.6 | 0.0256 | 0.39481 | 9 | 30 | 8 | 1.756e-05 | 0.00027069
10 | 1 | 9 | 0 | 157 | 8 | 0.5 | 0.12 | 149.045 | 13.202 | 148.621 | 138.599 | 0.1386 | 0.58483 | 9 | 30 | 9 | 9.5069e-05 | 0.00040097
10 | 1 | 10 | 0 | 132 | 9 | 0.5 | 0.12 | 123.944 | 13.315 | 121.633 | 112.567 | 0.11257 | 0.71122 | 9 | 30 | 10 | 7.7213e-05 | 0.00048762
10 | 1 | 11 | 29 | 282 | 10 | 0.5 | 0.12 | 309.575 | 20.77 | 302.757 | 287.273 | 0.28727 | 0.78185 | 9 | 30 | 11 | 0.00019705 | 0.00053605
10 | 1 | 12 | 34 | 301 | 11 | 0.6 | 0.12 | 335.244 | 22.33 | 326.098 | 309.787 | 0.30979 | 0.78318 | 9 | 30 | 12 | 0.00021249 | 0.00053696
10 | 1 | 13 | 0 | 113 | 12 | 0.6 | 0.12 | 105.619 | 15.569 | 101.611 | 93.255 | 0.093255 | 0.67048 | 9 | 30 | 13 | 6.3966e-05 | 0.0004597
10 | 1 | 14 | 0 | 104 | 12 | 0.6 | 0.12 | 97.018 | 15.283 | 93.669 | 85.593 | 0.085593 | 0.50464 | 9 | 30 | 14 | 5.8711e-05 | 0.00034599
10 | 1 | 15 | 0 | 148 | 12 | 0.5 | 0.12 | 140.254 | 16.897 | 137.679 | 128.045 | 0.12804 | 0.33677 | 9 | 30 | 15 | 8.783e-05 | 0.0002309
10 | 1 | 16 | 640 | 84 | 11 | 0.4 | 0.12 | 380.647 | 24.73 | 377.541 | 359.407 | 0.35941 | 0.3155 | 9 | 30 | 16 | 0.00024653 | 0.00021631
10 | 1 | 17 | 393 | 51 | 10 | 0.3 | 0.12 | 141.629 | 15.025 | 120.638 | 111.607 | 0.11161 | 0.016488 | 9 | 30 | 17 | 7.6555e-05 | 1.1304e-05
10 | 1 | 18 | 0 | 0 | 9 | 0.2 | 0.12 | 0 | 9 | 0 | 0 | 0 | 0 | 9 | 30 | 18 | 0 | 0
10 | 1 | 19 | 0 | 0 | 8 | 0.2 | 0.12 | 0 | 8 | 0 | 0 | 0 | 0 | 9 | 30 | 19 | 0 | 0
10 | 1 | 20 | 0 | 0 | 7 | 0.2 | 0.12 | 0 | 7 | 0 | 0 | 0 | 0 | 9 | 30 | 20 | 0 | 0
10 | 1 | 21 | 0 | 0 | 6 | 0.2 | 0.12 | 0 | 6 | 0 | 0 | 0 | 0 | 9 | 30 | 21 | 0 | 0
10 | 1 | 22 | 0 | 0 | 5 | 0.2 | 0.12 | 0 | 5 | 0 | 0 | 0 | 0 | 9 | 30 | 22 | 0 | 0
10 | 1 | 23 | 0 | 0 | 4 | 0.2 | 0.12 | 0 | 4 | 0 | 0 | 0 | 0 | 9 | 30 | 23 | 0 | 0
10 | 2 | 0 | 0 | 0 | 4 | 0.2 | 0.12 | 0 | 4 | 0 | 0 | 0 | 0 | 10 | 1 | 0 | 0 | 0
10 | 2 | 1 | 0 | 0 | 3 | 0.2 | 0.12 | 0 | 3 | 0 | 0 | 0 | 0 | 10 | 1 | 1 | 0 | 0
10 | 2 | 2 | 0 | 0 | 3 | 0.2 | 0.12 | 0 | 3 | 0 | 0 | 0 | 0 | 10 | 1 | 2 | 0 | 0
10 | 2 | 3 | 0 | 0 | 2 | 0.2 | 0.12 | 0 | 2 | 0 | 0 | 0 | 0 | 10 | 1 | 3 | 0 | 0
10 | 2 | 4 | 0 | 0 | 2 | 0.2 | 0.12 | 0 | 2 | 0 | 0 | 0 | 0 | 10 | 1 | 4 | 0 | 0
10 | 2 | 5 | 0 | 0 | 2 | 0.2 | 0.12 | 0 | 2 | 0 | 0 | 0 | 0 | 10 | 1 | 5 | 0 | 0
10 | 2 | 6 | 0 | 0 | 2 | 0.2 | 0.12 | 0 | 2 | 0 | 0 | 0 | 0 | 10 | 1 | 6 | 0 | 0
10 | 2 | 7 | 498 | 46 | 4 | 0.3 | 0.12 | 170.103 | 10.055 | 150.194 | 140.116 | 0.14012 | 0.025368 | 10 | 1 | 7 | 9.611e-05 | 1.7393e-05
10 | 2 | 8 | 735 | 69 | 7 | 0.4 | 0.12 | 419.579 | 22.156 | 423.342 | 403.585 | 0.40358 | 0.0256 | 10 | 1 | 8 | 0.00027683 | 1.7552e-05
10 | 2 | 9 | 843 | 81 | 10 | 0.5 | 0.12 | 648.495 | 32.775 | 634.217 | 606.988 | 0.60699 | 0.1386 | 10 | 1 | 9 | 0.00041635 | 9.5026e-05
10 | 2 | 10 | 891 | 92 | 12 | 0.6 | 0.12 | 820.649 | 39.945 | 773.352 | 741.193 | 0.74119 | 0.11257 | 10 | 1 | 10 | 0.00050841 | 7.7178e-05
10 | 2 | 11 | 923 | 95 | 14 | 0.6 | 0.12 | 934.262 | 45.773 | 854.587 | 819.55 | 0.81955 | 0.28727 | 10 | 1 | 11 | 0.00056215 | 0.00019696
10 | 2 | 12 | 556 | 247 | 15 | 0.6 | 0.12 | 793.207 | 41.919 | 732.613 | 701.897 | 0.7019 | 0.30979 | 10 | 1 | 12 | 0.00048145 | 0.0002124
10 | 2 | 13 | 938 | 85 | 16 | 0.6 | 0.12 | 930.643 | 47.655 | 845.301 | 810.592 | 0.81059 | 0.093255 | 10 | 1 | 13 | 0.00055601 | 6.3937e-05
10 | 2 | 14 | 909 | 81 | 16 | 0.6 | 0.12 | 811.803 | 43.652 | 754.538 | 723.046 | 0.72305 | 0.085593 | 10 | 1 | 14 | 0.00049596 | 5.8684e-05
10 | 2 | 15 | 855 | 73 | 16 | 0.5 | 0.12 | 629.338 | 38.111 | 603.465 | 577.326 | 0.57733 | 0.12804 | 10 | 1 | 15 | 0.00039601 | 8.779e-05
10 | 2 | 16 | 736 | 63 | 15 | 0.4 | 0.12 | 397.732 | 29.343 | 387.438 | 368.953 | 0.36895 | 0.35941 | 10 | 1 | 16 | 0.00025308 | 0.00024642
10 | 2 | 17 | 493 | 39 | 12 | 0.2 | 0.12 | 149.706 | 17.423 | 122.531 | 113.433 | 0.11343 | 0.11161 | 10 | 1 | 17 | 7.7807e-05 | 7.652e-05
10 | 2 | 18 | 0 | 0 | 10 | 0.2 | 0.12 | 0 | 10 | 0 | 0 | 0 | 0 | 10 | 1 | 18 | 0 | 0
10 | 2 | 19 | 0 | 0 | 9 | 0.2 | 0.12 | 0 | 9 | 0 | 0 | 0 | 0 | 10 | 1 | 19 | 0 | 0
10 | 2 | 20 | 0 | 0 | 9 | 0.2 | 0.12 | 0 | 9 | 0 | 0 | 0 | 0 | 10 | 1 | 20 | 0 | 0
10 | 2 | 21 | 0 | 0 | 8 | 0.2 | 0.12 | 0 | 8 | 0 | 0 | 0 | 0 | 10 | 1 | 21 | 0 | 0
10 | 2 | 22 | 0 | 0 | 7 | 0.2 | 0.12 | 0 | 7 | 0 | 0 | 0 | 0 | 10 | 1 | 22 | 0 | 0
10 | 2 | 23 | 0 | 0 | 7 | 0.2 | 0.12 | 0 | 7 | 0 | 0 | 0 | 0 | 10 | 1 | 23 | 0 | 0
10 | 3 | 0 | 0 | 0 | 6 | 0.2 | 0.12 | 0 | 6 | 0 | 0 | 0 | 0 | 10 | 2 | 0 | 0 | 0
10 | 3 | 1 | 0 | 0 | 6 | 0.1 | 0.12 | 0 | 6 | 0 | 0 | 0 | 0 | 10 | 2 | 1 | 0 | 0
10 | 3 | 2 | 0 | 0 | 6 | 0.1 | 0.12 | 0 | 6 | 0 | 0 | 0 | 0 | 10 | 2 | 2 | 0 | 0
10 | 3 | 3 | 0 | 0 | 5 | 0.1 | 0.12 | 0 | 5 | 0 | 0 | 0 | 0 | 10 | 2 | 3 | 0 | 0
10 | 3 | 4 | 0 | 0 | 5 | 0.1 | 0.12 | 0 | 5 | 0 | 0 | 0 | 0 | 10 | 2 | 4 | 0 | 0
10 | 3 | 5 | 0 | 0 | 5 | 0.1 | 0.12 | 0 | 5 | 0 | 0 | 0 | 0 | 10 | 2 | 5 | 0 | 0
10 | 3 | 6 | 0 | 0 | 5 | 0.1 | 0.12 | 0 | 5 | 0 | 0 | 0 | 0 | 10 | 2 | 6 | 0 | 0
10 | 3 | 7 | 141 | 59 | 7 | 0.2 | 0.12 | 95.435 | 10.576 | 87.988 | 80.114 | 0.080114 | 0.14012 | 10 | 2 | 7 | 5.4953e-05 | 9.6066e-05
10 | 3 | 8 | 706 | 69 | 9 | 0.2 | 0.12 | 405.419 | 24.576 | 404.913 | 385.809 | 0.38581 | 0.40358 | 10 | 2 | 8 | 0.00026464 | 0.00027671
10 | 3 | 9 | 821 | 79 | 13 | 0.2 | 0.12 | 630.725 | 37.268 | 606.097 | 579.865 | 0.57986 | 0.60699 | 10 | 2 | 9 | 0.00039775 | 0.00041616
10 | 3 | 10 | 868 | 89 | 16 | 0.3 | 0.12 | 797.354 | 45.667 | 734.518 | 703.735 | 0.70373 | 0.74119 | 10 | 2 | 10 | 0.00048271 | 0.00050818
10 | 3 | 11 | 890 | 97 | 17 | 0.4 | 0.12 | 905.068 | 49.623 | 815.257 | 781.613 | 0.78161 | 0.81955 | 10 | 2 | 11 | 0.00053613 | 0.0005619
10 | 3 | 12 | 896 | 101 | 18 | 0.4 | 0.12 | 940.581 | 51.889 | 837.529 | 803.095 | 0.8031 | 0.7019 | 10 | 2 | 12 | 0.00055087 | 0.00048123
10 | 3 | 13 | 894 | 96 | 19 | 0.4 | 0.12 | 901.258 | 51.49 | 805.863 | 772.552 | 0.77255 | 0.81059 | 10 | 2 | 13 | 0.00052992 | 0.00055576
10 | 3 | 14 | 864 | 91 | 19 | 0.4 | 0.12 | 784.624 | 47.325 | 718.408 | 688.196 | 0.6882 | 0.72305 | 10 | 2 | 14 | 0.00047205 | 0.00049573
10 | 3 | 15 | 805 | 81 | 19 | 0.3 | 0.12 | 606.813 | 41.634 | 573.364 | 548.291 | 0.54829 | 0.57733 | 10 | 2 | 15 | 0.00037609 | 0.00039583
10 | 3 | 16 | 695 | 65 | 18 | 0.2 | 0.12 | 379.445 | 32.55 | 364.168 | 346.508 | 0.34651 | 0.36895 | 10 | 2 | 16 | 0.00023768 | 0.00025296
10 | 3 | 17 | 453 | 39 | 15 | 0.5 | 0.12 | 139.759 | 19.618 | 112.827 | 104.073 | 0.10407 | 0.11343 | 10 | 2 | 17 | 7.1387e-05 | 7.7772e-05
10 | 3 | 18 | 0 | 0 | 13 | 1 | 0.12 | 0 | 13 | 0 | 0 | 0 | 0 | 10 | 2 | 18 | 0 | 0
10 | 3 | 19 | 0 | 0 | 13 | 1.1 | 0.12 | 0 | 13 | 0 | 0 | 0 | 0 | 10 | 2 | 19 | 0 | 0
10 | 3 | 20 | 0 | 0 | 12 | 1 | 0.12 | 0 | 12 | 0 | 0 | 0 | 0 | 10 | 2 | 20 | 0 | 0
10 | 3 | 21 | 0 | 0 | 12 | 1 | 0.12 | 0 | 12 | 0 | 0 | 0 | 0 | 10 | 2 | 21 | 0 | 0
10 | 3 | 22 | 0 | 0 | 11 | 1 | 0.12 | 0 | 11 | 0 | 0 | 0 | 0 | 10 | 2 | 22 | 0 | 0
10 | 3 | 23 | 0 | 0 | 11 | 1 | 0.12 | 0 | 11 | 0 | 0 | 0 | 0 | 10 | 2 | 23 | 0 | 0
10 | 4 | 0 | 0 | 0 | 10 | 0.9 | 0.12 | 0 | 10 | 0 | 0 | 0 | 0 | 10 | 3 | 0 | 0 | 0
10 | 4 | 1 | 0 | 0 | 10 | 0.9 | 0.12 | 0 | 10 | 0 | 0 | 0 | 0 | 10 | 3 | 1 | 0 | 0
10 | 4 | 2 | 0 | 0 | 10 | 0.8 | 0.12 | 0 | 10 | 0 | 0 | 0 | 0 | 10 | 3 | 2 | 0 | 0
10 | 4 | 3 | 0 | 0 | 9 | 0.8 | 0.12 | 0 | 9 | 0 | 0 | 0 | 0 | 10 | 3 | 3 | 0 | 0
10 | 4 | 4 | 0 | 0 | 8 | 0.9 | 0.12 | 0 | 8 | 0 | 0 | 0 | 0 | 10 | 3 | 4 | 0 | 0
10 | 4 | 5 | 0 | 0 | 8 | 0.9 | 0.12 | 0 | 8 | 0 | 0 | 0 | 0 | 10 | 3 | 5 | 0 | 0
10 | 4 | 6 | 0 | 0 | 8 | 0.6 | 0.12 | 0 | 8 | 0 | 0 | 0 | 0 | 10 | 3 | 6 | 0 | 0
10 | 4 | 7 | 483 | 42 | 10 | 0.2 | 0.12 | 161.783 | 15.929 | 138.441 | 128.779 | 0.12878 | 0.080114 | 10 | 3 | 7 | 8.8334e-05 | 5.4928e-05
10 | 4 | 8 | 705 | 66 | 14 | 0.1 | 0.12 | 400.986 | 29.911 | 392.07 | 373.421 | 0.37342 | 0.38581 | 10 | 3 | 8 | 0.00025614 | 0.00026452
10 | 4 | 9 | 806 | 81 | 17 | 0.1 | 0.12 | 621.946 | 41.718 | 587.067 | 561.509 | 0.56151 | 0.57986 | 10 | 3 | 9 | 0.00038516 | 0.00039757
10 | 4 | 10 | 856 | 92 | 19 | 0.2 | 0.12 | 789.478 | 49.31 | 716.488 | 686.343 | 0.68634 | 0.70373 | 10 | 3 | 10 | 0.00047078 | 0.00048249
10 | 4 | 11 | 878 | 99 | 21 | 0.2 | 0.12 | 894.651 | 55.303 | 786.973 | 754.331 | 0.75433 | 0.78161 | 10 | 3 | 11 | 0.00051742 | 0.00053589
10 | 4 | 12 | 883 | 102 | 22 | 0.2 | 0.12 | 927.488 | 57.547 | 806.454 | 773.122 | 0.77312 | 0.8031 | 10 | 3 | 12 | 0.00053031 | 0.00055062
10 | 4 | 13 | 881 | 95 | 22 | 0.2 | 0.12 | 886.156 | 55.982 | 777.711 | 745.398 | 0.7454 | 0.77255 | 10 | 3 | 13 | 0.00051129 | 0.00052968
10 | 4 | 14 | 848 | 91 | 22 | 0.2 | 0.12 | 769.415 | 51.547 | 692.372 | 663.083 | 0.66308 | 0.6882 | 10 | 3 | 14 | 0.00045483 | 0.00047184
10 | 4 | 15 | 785 | 82 | 22 | 0.2 | 0.12 | 592.656 | 44.811 | 552.742 | 528.4 | 0.5284 | 0.54829 | 10 | 3 | 15 | 0.00036245 | 0.00037592
10 | 4 | 16 | 667 | 67 | 21 | 0.2 | 0.12 | 367.949 | 35.105 | 348.867 | 331.749 | 0.33175 | 0.34651 | 10 | 3 | 16 | 0.00022756 | 0.00023757
10 | 4 | 17 | 416 | 39 | 18 | 0.5 | 0.12 | 130.704 | 22.316 | 103.856 | 95.419 | 0.095419 | 0.10407 | 10 | 3 | 17 | 6.5451e-05 | 7.1354e-05
10 | 4 | 18 | 0 | 0 | 16 | 0.9 | 0.12 | 0 | 16 | 0 | 0 | 0 | 0 | 10 | 3 | 18 | 0 | 0
10 | 4 | 19 | 0 | 0 | 15 | 1 | 0.12 | 0 | 15 | 0 | 0 | 0 | 0 | 10 | 3 | 19 | 0 | 0
10 | 4 | 20 | 0 | 0 | 14 | 1 | 0.12 | 0 | 14 | 0 | 0 | 0 | 0 | 10 | 3 | 20 | 0 | 0
10 | 4 | 21 | 0 | 0 | 14 | 1 | 0.12 | 0 | 14 | 0 | 0 | 0 | 0 | 10 | 3 | 21 | 0 | 0
10 | 4 | 22 | 0 | 0 | 13 | 1 | 0.12 | 0 | 13 | 0 | 0 | 0 | 0 | 10 | 3 | 22 | 0 | 0
10 | 4 | 23 | 0 | 0 | 12 | 0.9 | 0.12 | 0 | 12 | 0 | 0 | 0 | 0 | 10 | 3 | 23 | 0 | 0
10 | 5 | 0 | 0 | 0 | 11 | 0.8 | 0.12 | 0 | 11 | 0 | 0 | 0 | 0 | 10 | 4 | 0 | 0 | 0
10 | 5 | 1 | 0 | 0 | 10 | 0.7 | 0.12 | 0 | 10 | 0 | 0 | 0 | 0 | 10 | 4 | 1 | 0 | 0
10 | 5 | 2 | 0 | 0 | 9 | 0.7 | 0.12 | 0 | 9 | 0 | 0 | 0 | 0 | 10 | 4 | 2 | 0 | 0
10 | 5 | 3 | 0 | 0 | 9 | 0.7 | 0.12 | 0 | 9 | 0 | 0 | 0 | 0 | 10 | 4 | 3 | 0 | 0
10 | 5 | 4 | 0 | 0 | 9 | 0.7 | 0.12 | 0 | 9 | 0 | 0 | 0 | 0 | 10 | 4 | 4 | 0 | 0
10 | 5 | 5 | 0 | 0 | 9 | 0.8 | 0.12 | 0 | 9 | 0 | 0 | 0 | 0 | 10 | 4 | 5 | 0 | 0
10 | 5 | 6 | 0 | 0 | 9 | 0.6 | 0.12 | 0 | 9 | 0 | 0 | 0 | 0 | 10 | 4 | 6 | 0 | 0
10 | 5 | 7 | 408 | 48 | 11 | 0.2 | 0.12 | 149.991 | 16.516 | 129.092 | 119.762 | 0.11976 | 0.12878 | 10 | 4 | 7 | 8.2148e-05 | 8.8293e-05
10 | 5 | 8 | 643 | 80 | 15 | 0 | 0.12 | 387.682 | 30.893 | 377.069 | 358.952 | 0.35895 | 0.37342 | 10 | 4 | 8 | 0.00024622 | 0.00025602
10 | 5 | 9 | 758 | 97 | 19 | 0 | 0.12 | 606.791 | 43.915 | 567.202 | 542.347 | 0.54235 | 0.56151 | 10 | 4 | 9 | 0.00037201 | 0.00038498
10 | 5 | 10 | 810 | 112 | 22 | 0 | 0.12 | 778.2 | 53.882 | 692.288 | 663.001 | 0.663 | 0.68634 | 10 | 4 | 10 | 0.00045477 | 0.00047057
10 | 5 | 11 | 834 | 121 | 23 | 0.1 | 0.12 | 884.195 | 58.01 | 768.327 | 736.345 | 0.73635 | 0.75433 | 10 | 4 | 11 | 0.00050508 | 0.00051718
10 | 5 | 12 | 835 | 126 | 24 | 0.1 | 0.12 | 914.477 | 60.194 | 785.606 | 753.013 | 0.75301 | 0.77312 | 10 | 4 | 12 | 0.00051651 | 0.00053007
10 | 5 | 13 | 849 | 111 | 25 | 0.1 | 0.12 | 879.322 | 59.825 | 758.672 | 727.033 | 0.72703 | 0.7454 | 10 | 4 | 13 | 0.00049869 | 0.00051106
10 | 5 | 14 | 814 | 105 | 25 | 0.1 | 0.12 | 760.478 | 55.161 | 673.605 | 644.98 | 0.64498 | 0.66308 | 10 | 4 | 14 | 0.00044241 | 0.00045462
10 | 5 | 15 | 746 | 94 | 25 | 0.1 | 0.12 | 580.108 | 48.06 | 533.431 | 509.773 | 0.50977 | 0.5284 | 10 | 4 | 15 | 0.00034967 | 0.00036228
10 | 5 | 16 | 616 | 77 | 24 | 0.2 | 0.12 | 354.494 | 37.586 | 332.061 | 315.538 | 0.31554 | 0.33175 | 10 | 4 | 16 | 0.00021644 | 0.00022745
10 | 5 | 17 | 349 | 43 | 21 | 0.7 | 0.12 | 119.734 | 24.748 | 94.715 | 86.603 | 0.086603 | 0.095419 | 10 | 4 | 17 | 5.9404e-05 | 6.5421e-05
10 | 5 | 18 | 0 | 0 | 18 | 0.9 | 0.12 | 0 | 18 | 0 | 0 | 0 | 0 | 10 | 4 | 18 | 0 | 0
10 | 5 | 19 | 0 | 0 | 16 | 0.7 | 0.12 | 0 | 16 | 0 | 0 | 0 | 0 | 10 | 4 | 19 | 0 | 0
10 | 5 | 20 | 0 | 0 | 15 | 0.3 | 0.12 | 0 | 15 | 0 | 0 | 0 | 0 | 10 | 4 | 20 | 0 | 0
10 | 5 | 21 | 0 | 0 | 14 | 0.2 | 0.12 | 0 | 14 | 0 | 0 | 0 | 0 | 10 | 4 | 21 | 0 | 0
10 | 5 | 22 | 0 | 0 | 13 | 0.2 | 0.12 | 0 | 13 | 0 | 0 | 0 | 0 | 10 | 4 | 22 | 0 | 0
10 | 5 | 23 | 0 | 0 | 13 | 0.2 | 0.12 | 0 | 13 | 0 | 0 | 0 | 0 | 10 | 4 | 23 | 0 | 0
10 | 6 | 0 | 0 | 0 | 12 | 0.2 | 0.12 | 0 | 12 | 0 | 0 | 0 | 0 | 10 | 5 | 0 | 0 | 0
10 | 6 | 1 | 0 | 0 | 12 | 0.2 | 0.12 | 0 | 12 | 0 | 0 | 0 | 0 | 10 | 5 | 1 | 0 | 0
10 | 6 | 2 | 0 | 0 | 11 | 0.2 | 0.12 | 0 | 11 | 0 | 0 | 0 | 0 | 10 | 5 | 2 | 0 | 0
10 | 6 | 3 | 0 | 0 | 11 | 0.2 | 0.12 | 0 | 11 | 0 | 0 | 0 | 0 | 10 | 5 | 3 | 0 | 0
10 | 6 | 4 | 0 | 0 | 11 | 0.2 | 0.12 | 0 | 11 | 0 | 0 | 0 | 0 | 10 | 5 | 4 | 0 | 0
10 | 6 | 5 | 0 | 0 | 10 | 0.1 | 0.12 | 0 | 10 | 0 | 0 | 0 | 0 | 10 | 5 | 5 | 0 | 0
10 | 6 | 6 | 0 | 0 | 11 | 0.1 | 0.12 | 0 | 11 | 0 | 0 | 0 | 0 | 10 | 5 | 6 | 0 | 0
10 | 6 | 7 | 195 | 53 | 13 | 0.2 | 0.12 | 101.663 | 16.781 | 89.301 | 81.38 | 0.08138 | 0.11976 | 10 | 5 | 7 | 5.5821e-05 | 8.2111e-05
10 | 6 | 8 | 681 | 71 | 17 | 0.2 | 0.12 | 394.624 | 32.157 | 381.996 | 363.704 | 0.3637 | 0.35895 | 10 | 5 | 8 | 0.00024948 | 0.0002461
10 | 6 | 9 | 795 | 86 | 20 | 0.2 | 0.12 | 617.8 | 43.774 | 578.413 | 553.161 | 0.55316 | 0.54235 | 10 | 5 | 9 | 0.00037943 | 0.00037184
10 | 6 | 10 | 863 | 90 | 23 | 0.2 | 0.12 | 789.578 | 53.32 | 704.991 | 675.254 | 0.67525 | 0.663 | 10 | 5 | 10 | 0.00046318 | 0.00045457
10 | 6 | 11 | 889 | 95 | 24 | 0.2 | 0.12 | 896.005 | 58.361 | 778.337 | 746.001 | 0.746 | 0.73635 | 10 | 5 | 11 | 0.00051171 | 0.00050485
10 | 6 | 12 | 893 | 98 | 25 | 0.2 | 0.12 | 927.628 | 60.56 | 796.593 | 763.611 | 0.76361 | 0.75301 | 10 | 5 | 12 | 0.00052378 | 0.00051628
10 | 6 | 13 | 822 | 123 | 26 | 0.3 | 0.12 | 866.396 | 58.194 | 752.878 | 721.445 | 0.72145 | 0.72703 | 10 | 5 | 13 | 0.00049486 | 0.00049847
10 | 6 | 14 | 783 | 117 | 26 | 0.3 | 0.12 | 746.76 | 53.788 | 665.272 | 636.942 | 0.63694 | 0.64498 | 10 | 5 | 14 | 0.0004369 | 0.00044221
10 | 6 | 15 | 712 | 104 | 25 | 0.3 | 0.12 | 567.428 | 46.163 | 525.687 | 502.304 | 0.5023 | 0.50977 | 10 | 5 | 15 | 0.00034455 | 0.00034951
10 | 6 | 16 | 572 | 84 | 22 | 0.2 | 0.12 | 340.959 | 35.064 | 322.065 | 305.897 | 0.3059 | 0.31554 | 10 | 5 | 16 | 0.00020982 | 0.00021634
10 | 6 | 17 | 295 | 44 | 19 | 0.2 | 0.12 | 108.366 | 22.938 | 86.444 | 78.625 | 0.078625 | 0.086603 | 10 | 5 | 17 | 5.3931e-05 | 5.9377e-05
10 | 6 | 18 | 0 | 0 | 16 | 0.2 | 0.12 | 0 | 16 | 0 | 0 | 0 | 0 | 10 | 5 | 18 | 0 | 0
10 | 6 | 19 | 0 | 0 | 15 | 0.2 | 0.12 | 0 | 15 | 0 | 0 | 0 | 0 | 10 | 5 | 19 | 0 | 0
10 | 6 | 20 | 0 | 0 | 15 | 0.2 | 0.12 | 0 | 15 | 0 | 0 | 0 | 0 | 10 | 5 | 20 | 0 | 0
10 | 6 | 21 | 0 | 0 | 14 | 0.2 | 0.12 | 0 | 14 | 0 | 0 | 0 | 0 | 10 | 5 | 21 | 0 | 0
10 | 6 | 22 | 0 | 0 | 14 | 0.2 | 0.12 | 0 | 14 | 0 | 0 | 0 | 0 | 10 | 5 | 22 | 0 | 0
10 | 6 | 23 | 0 | 0 | 13 | 0.2 | 0.12 | 0 | 13 | 0 | 0 | 0 | 0 | 10 | 5 | 23 | 0 | 0
10 | 7 | 0 | 0 | 0 | 12 | 0.2 | 0.12 | 0 | 12 | 0 | 0 | 0 | 0 | 10 | 6 | 0 | 0 | 0
10 | 7 | 1 | 0 | 0 | 12 | 0.2 | 0.12 | 0 | 12 | 0 | 0 | 0 | 0 | 10 | 6 | 1 | 0 | 0
10 | 7 | 2 | 0 | 0 | 11 | 0.1 | 0.12 | 0 | 11 | 0 | 0 | 0 | 0 | 10 | 6 | 2 | 0 | 0
10 | 7 | 3 | 0 | 0 | 11 | 0.1 | 0.12 | 0 | 11 | 0 | 0 | 0 | 0 | 10 | 6 | 3 | 0 | 0
10 | 7 | 4 | 0 | 0 | 10 | 0.1 | 0.12 | 0 | 10 | 0 | 0 | 0 | 0 | 10 | 6 | 4 | 0 | 0
10 | 7 | 5 | 0 | 0 | 10 | 0.1 | 0.12 | 0 | 10 | 0 | 0 | 0 | 0 | 10 | 6 | 5 | 0 | 0
10 | 7 | 6 | 0 | 0 | 11 | 0.1 | 0.12 | 0 | 11 | 0 | 0 | 0 | 0 | 10 | 6 | 6 | 0 | 0
10 | 7 | 7 | 346 | 52 | 13 | 0.2 | 0.12 | 138.266 | 18.095 | 118.629 | 109.669 | 0.10967 | 0.08138 | 10 | 6 | 7 | 7.5225e-05 | 5.5796e-05
10 | 7 | 8 | 609 | 87 | 17 | 0.2 | 0.12 | 378.024 | 31.517 | 366.261 | 348.526 | 0.34853 | 0.3637 | 10 | 6 | 8 | 0.00023906 | 0.00024936
10 | 7 | 9 | 737 | 105 | 20 | 0.2 | 0.12 | 601.429 | 43.139 | 563.983 | 539.243 | 0.53924 | 0.55316 | 10 | 6 | 9 | 0.00036988 | 0.00037926
10 | 7 | 10 | 815 | 111 | 23 | 0.3 | 0.12 | 777.971 | 51.947 | 698.251 | 668.753 | 0.66875 | 0.67525 | 10 | 6 | 10 | 0.00045872 | 0.00046297
10 | 7 | 11 | 849 | 116 | 25 | 0.3 | 0.12 | 888.155 | 58.004 | 772.338 | 740.215 | 0.74022 | 0.746 | 10 | 6 | 11 | 0.00050774 | 0.00051147
10 | 7 | 12 | 861 | 116 | 26 | 0.3 | 0.12 | 922.766 | 60.278 | 793.098 | 760.239 | 0.76024 | 0.76361 | 10 | 6 | 12 | 0.00052147 | 0.00052355
10 | 7 | 13 | 867 | 105 | 27 | 0.3 | 0.12 | 883.419 | 59.836 | 762.795 | 731.01 | 0.73101 | 0.72145 | 10 | 6 | 13 | 0.00050142 | 0.00049464
10 | 7 | 14 | 834 | 98 | 27 | 0.3 | 0.12 | 763.183 | 55.408 | 675.958 | 647.249 | 0.64725 | 0.63694 | 10 | 6 | 14 | 0.00044397 | 0.0004367
10 | 7 | 15 | 768 | 88 | 26 | 0.3 | 0.12 | 580.835 | 47.67 | 535.586 | 511.852 | 0.51185 | 0.5023 | 10 | 6 | 15 | 0.0003511 | 0.00034439
10 | 7 | 16 | 642 | 70 | 23 | 0.2 | 0.12 | 354.024 | 36.559 | 332.168 | 315.642 | 0.31564 | 0.3059 | 10 | 6 | 16 | 0.00021651 | 0.00020973
10 | 7 | 17 | 376 | 38 | 20 | 0.2 | 0.12 | 117.867 | 24.236 | 90.75 | 82.778 | 0.082778 | 0.078625 | 10 | 6 | 17 | 5.678e-05 | 5.3907e-05
10 | 7 | 18 | 0 | 0 | 17 | 0.2 | 0.12 | 0 | 17 | 0 | 0 | 0 | 0 | 10 | 6 | 18 | 0 | 0
10 | 7 | 19 | 0 | 0 | 16 | 0.2 | 0.12 | 0 | 16 | 0 | 0 | 0 | 0 | 10 | 6 | 19 | 0 | 0
10 | 7 | 20 | 0 | 0 | 15 | 0.2 | 0.12 | 0 | 15 | 0 | 0 | 0 | 0 | 10 | 6 | 20 | 0 | 0
10 | 7 | 21 | 0 | 0 | 14 | 0.2 | 0.12 | 0 | 14 | 0 | 0 | 0 | 0 | 10 | 6 | 21 | 0 | 0
10 | 7 | 22 | 0 | 0 | 14 | 0.2 | 0.12 | 0 | 14 | 0 | 0 | 0 | 0 | 10 | 6 | 22 | 0 | 0
10 | 7 | 23 | 0 | 0 | 13 | 0.2 | 0.12 | 0 | 13 | 0 | 0 | 0 | 0 | 10 | 6 | 23 | 0 | 0
10 | 8 | 0 | 0 | 0 | 13 | 0.2 | 0.12 | 0 | 13 | 0 | 0 | 0 | 0 | 10 | 7 | 0 | 0 | 0
10 | 8 | 1 | 0 | 0 | 12 | 0.2 | 0.12 | 0 | 12 | 0 | 0 | 0 | 0 | 10 | 7 | 1 | 0 | 0
10 | 8 | 2 | 0 | 0 | 12 | 0.2 | 0.12 | 0 | 12 | 0 | 0 | 0 | 0 | 10 | 7 | 2 | 0 | 0
10 | 8 | 3 | 0 | 0 | 12 | 0.2 | 0.12 | 0 | 12 | 0 | 0 | 0 | 0 | 10 | 7 | 3 | 0 | 0
10 | 8 | 4 | 0 | 0 | 12 | 0.2 | 0.12 | 0 | 12 | 0 | 0 | 0 | 0 | 10 | 7 | 4 | 0 | 0
10 | 8 | 5 | 0 | 0 | 12 | 0.2 | 0.12 | 0 | 12 | 0 | 0 | 0 | 0 | 10 | 7 | 5 | 0 | 0
10 | 8 | 6 | 0 | 0 | 12 | 0.2 | 0.12 | 0 | 12 | 0 | 0 | 0 | 0 | 10 | 7 | 6 | 0 | 0
10 | 8 | 7 | 432 | 42 | 14 | 0.2 | 0.12 | 148.479 | 19.433 | 124.238 | 115.079 | 0.11508 | 0.10967 | 10 | 7 | 7 | 7.8936e-05 | 7.5191e-05
10 | 8 | 8 | 670 | 70 | 17 | 0.3 | 0.12 | 386.894 | 31.399 | 375.21 | 357.159 | 0.35716 | 0.34853 | 10 | 7 | 8 | 0.00024499 | 0.00023896
10 | 8 | 9 | 782 | 87 | 20 | 0.3 | 0.12 | 607.929 | 42.675 | 571.935 | 546.913 | 0.54691 | 0.53924 | 10 | 7 | 9 | 0.00037514 | 0.00036972
10 | 8 | 10 | 843 | 96 | 23 | 0.2 | 0.12 | 782.014 | 53.031 | 699.244 | 669.711 | 0.66971 | 0.66875 | 10 | 7 | 10 | 0.00045938 | 0.00045851
10 | 8 | 11 | 870 | 102 | 25 | 0.2 | 0.12 | 882.88 | 58.861 | 765.621 | 733.736 | 0.73374 | 0.74022 | 10 | 7 | 11 | 0.00050329 | 0.00050751
10 | 8 | 12 | 875 | 105 | 26 | 0.1 | 0.12 | 914.3 | 62.205 | 779.862 | 747.472 | 0.74747 | 0.76024 | 10 | 7 | 12 | 0.00051271 | 0.00052123
10 | 8 | 13 | 818 | 123 | 27 | 0.1 | 0.12 | 858.119 | 60.99 | 737.097 | 706.222 | 0.70622 | 0.73101 | 10 | 7 | 13 | 0.00048442 | 0.00050119
10 | 8 | 14 | 783 | 115 | 27 | 0.1 | 0.12 | 739.702 | 56.342 | 652.257 | 624.389 | 0.62439 | 0.64725 | 10 | 7 | 14 | 0.00042829 | 0.00044377
10 | 8 | 15 | 714 | 101 | 27 | 0.1 | 0.12 | 560.814 | 49.296 | 513.098 | 490.161 | 0.49016 | 0.51185 | 10 | 7 | 15 | 0.00033622 | 0.00035094
10 | 8 | 16 | 588 | 78 | 25 | 0.2 | 0.12 | 337.71 | 37.93 | 314.374 | 298.478 | 0.29848 | 0.31564 | 10 | 7 | 16 | 0.00020474 | 0.00021641
10 | 8 | 17 | 312 | 39 | 22 | 0.7 | 0.12 | 105.363 | 25.273 | 80.821 | 73.201 | 0.073201 | 0.082778 | 10 | 7 | 17 | 5.0211e-05 | 5.6754e-05
10 | 8 | 18 | 0 | 0 | 18 | 0.7 | 0.12 | 0 | 18 | 0 | 0 | 0 | 0 | 10 | 7 | 18 | 0 | 0
10 | 8 | 19 | 0 | 0 | 16 | 0.3 | 0.12 | 0 | 16 | 0 | 0 | 0 | 0 | 10 | 7 | 19 | 0 | 0
10 | 8 | 20 | 0 | 0 | 15 | 0.2 | 0.12 | 0 | 15 | 0 | 0 | 0 | 0 | 10 | 7 | 20 | 0 | 0
10 | 8 | 21 | 0 | 0 | 14 | 0.2 | 0.12 | 0 | 14 | 0 | 0 | 0 | 0 | 10 | 7 | 21 | 0 | 0
10 | 8 | 22 | 0 | 0 | 13 | 0.2 | 0.12 | 0 | 13 | 0 | 0 | 0 | 0 | 10 | 7 | 22 | 0 | 0
10 | 8 | 23 | 0 | 0 | 12 | 0.2 | 0.12 | 0 | 12 | 0 | 0 | 0 | 0 | 10 | 7 | 23 | 0 | 0
10 | 9 | 0 | 0 | 0 | 11 | 0.2 | 0.12 | 0 | 11 | 0 | 0 | 0 | 0 | 10 | 8 | 0 | 0 | 0
10 | 9 | 1 | 0 | 0 | 11 | 0.2 | 0.12 | 0 | 11 | 0 | 0 | 0 | 0 | 10 | 8 | 1 | 0 | 0
10 | 9 | 2 | 0 | 0 | 10 | 0.2 | 0.12 | 0 | 10 | 0 | 0 | 0 | 0 | 10 | 8 | 2 | 0 | 0
10 | 9 | 3 | 0 | 0 | 10 | 0.2 | 0.12 | 0 | 10 | 0 | 0 | 0 | 0 | 10 | 8 | 3 | 0 | 0
10 | 9 | 4 | 0 | 0 | 9 | 0.2 | 0.12 | 0 | 9 | 0 | 0 | 0 | 0 | 10 | 8 | 4 | 0 | 0
10 | 9 | 5 | 0 | 0 | 9 | 0.2 | 0.12 | 0 | 9 | 0 | 0 | 0 | 0 | 10 | 8 | 5 | 0 | 0
10 | 9 | 6 | 0 | 0 | 10 | 0.2 | 0.12 | 0 | 10 | 0 | 0 | 0 | 0 | 10 | 8 | 6 | 0 | 0
10 | 9 | 7 | 376 | 41 | 12 | 0.2 | 0.12 | 134.379 | 16.922 | 113.511 | 104.733 | 0.10473 | 0.11508 | 10 | 8 | 7 | 7.184e-05 | 7.89e-05
10 | 9 | 8 | 459 | 97 | 14 | 0.2 | 0.12 | 316.636 | 26.156 | 311.7 | 295.899 | 0.2959 | 0.35716 | 10 | 8 | 8 | 0.00020297 | 0.00024488
10 | 9 | 9 | 309 | 195 | 17 | 0.2 | 0.12 | 408.492 | 32.684 | 394.354 | 375.624 | 0.37562 | 0.54691 | 10 | 8 | 9 | 0.00025765 | 0.00037497
10 | 9 | 10 | 325 | 257 | 20 | 0.3 | 0.12 | 534.879 | 39.855 | 499.378 | 476.926 | 0.47693 | 0.66971 | 10 | 8 | 10 | 0.00032714 | 0.00045917
10 | 9 | 11 | 239 | 316 | 22 | 0.3 | 0.12 | 543.518 | 42.134 | 499.003 | 476.565 | 0.47657 | 0.73374 | 10 | 8 | 11 | 0.00032689 | 0.00050306
10 | 9 | 12 | 371 | 300 | 23 | 0.3 | 0.12 | 663.204 | 47.579 | 597.453 | 571.527 | 0.57153 | 0.74747 | 10 | 8 | 12 | 0.00039203 | 0.00051248
10 | 9 | 13 | 357 | 286 | 24 | 0.3 | 0.12 | 621.098 | 47.031 | 561.602 | 536.946 | 0.53695 | 0.70622 | 10 | 8 | 13 | 0.00036831 | 0.0004842
10 | 9 | 14 | 235 | 264 | 23 | 0.2 | 0.12 | 457.293 | 40.511 | 424.302 | 404.511 | 0.40451 | 0.62439 | 10 | 8 | 14 | 0.00027747 | 0.00042809
10 | 9 | 15 | 338 | 178 | 22 | 0.2 | 0.12 | 398.736 | 37.321 | 378.625 | 360.452 | 0.36045 | 0.49016 | 10 | 8 | 15 | 0.00024725 | 0.00033606
10 | 9 | 16 | 0 | 47 | 19 | 0.1 | 0.12 | 43.607 | 20.727 | 40.586 | 34.392 | 0.034392 | 0.29848 | 10 | 8 | 16 | 2.3591e-05 | 0.00020464
10 | 9 | 17 | 0 | 36 | 17 | 0.1 | 0.12 | 34.191 | 18.332 | 29.928 | 24.111 | 0.024111 | 0.073201 | 10 | 8 | 17 | 1.6538e-05 | 5.0188e-05
10 | 9 | 18 | 0 | 0 | 16 | 0.2 | 0.12 | 0 | 16 | 0 | 0 | 0 | 0 | 10 | 8 | 18 | 0 | 0
10 | 9 | 19 | 0 | 0 | 15 | 0.2 | 0.12 | 0 | 15 | 0 | 0 | 0 | 0 | 10 | 8 | 19 | 0 | 0
10 | 9 | 20 | 0 | 0 | 15 | 0.2 | 0.12 | 0 | 15 | 0 | 0 | 0 | 0 | 10 | 8 | 20 | 0 | 0
10 | 9 | 21 | 0 | 0 | 14 | 0.2 | 0.12 | 0 | 14 | 0 | 0 | 0 | 0 | 10 | 8 | 21 | 0 | 0
10 | 9 | 22 | 0 | 0 | 14 | 0.2 | 0.12 | 0 | 14 | 0 | 0 | 0 | 0 | 10 | 8 | 22 | 0 | 0
10 | 9 | 23 | 0 | 0 | 14 | 0.2 | 0.12 | 0 | 14 | 0 | 0 | 0 | 0 | 10 | 8 | 23 | 0 | 0
10 | 10 | 0 | 0 | 0 | 14 | 0.2 | 0.12 | 0 | 14 | 0 | 0 | 0 | 0 | 10 | 9 | 0 | 0 | 0
10 | 10 | 1 | 0 | 0 | 13 | 0.2 | 0.12 | 0 | 13 | 0 | 0 | 0 | 0 | 10 | 9 | 1 | 0 | 0
10 | 10 | 2 | 0 | 0 | 13 | 0.2 | 0.12 | 0 | 13 | 0 | 0 | 0 | 0 | 10 | 9 | 2 | 0 | 0
10 | 10 | 3 | 0 | 0 | 13 | 0.2 | 0.12 | 0 | 13 | 0 | 0 | 0 | 0 | 10 | 9 | 3 | 0 | 0
10 | 10 | 4 | 0 | 0 | 13 | 0.2 | 0.12 | 0 | 13 | 0 | 0 | 0 | 0 | 10 | 9 | 4 | 0 | 0
10 | 10 | 5 | 0 | 0 | 12 | 0.2 | 0.12 | 0 | 12 | 0 | 0 | 0 | 0 | 10 | 9 | 5 | 0 | 0
10 | 10 | 6 | 0 | 0 | 12 | 0.2 | 0.12 | 0 | 12 | 0 | 0 | 0 | 0 | 10 | 9 | 6 | 0 | 0
10 | 10 | 7 | 32 | 49 | 14 | 0.2 | 0.12 | 55.592 | 16.1 | 50.405 | 43.862 | 0.043862 | 0.10473 | 10 | 9 | 7 | 3.0086e-05 | 7.1807e-05
10 | 10 | 8 | 293 | 119 | 16 | 0.2 | 0.12 | 259.286 | 25.951 | 253.79 | 240.041 | 0.24004 | 0.2959 | 10 | 9 | 8 | 0.00016465 | 0.00020287
10 | 10 | 9 | 32 | 188 | 19 | 0.2 | 0.12 | 208.698 | 26.991 | 200.294 | 188.441 | 0.18844 | 0.37562 | 10 | 9 | 9 | 0.00012926 | 0.00025754
10 | 10 | 10 | 398 | 238 | 22 | 0.3 | 0.12 | 571.062 | 43.211 | 527.422 | 503.977 | 0.50398 | 0.47693 | 10 | 9 | 10 | 0.00034569 | 0.00032699
10 | 10 | 11 | 886 | 99 | 24 | 0.3 | 0.12 | 889.366 | 57.064 | 777.801 | 745.485 | 0.74549 | 0.47657 | 10 | 9 | 11 | 0.00051135 | 0.00032674
10 | 10 | 12 | 897 | 100 | 25 | 0.3 | 0.12 | 923.84 | 59.333 | 798.581 | 765.528 | 0.76553 | 0.57153 | 10 | 9 | 12 | 0.0005251 | 0.00039185
10 | 10 | 13 | 895 | 95 | 26 | 0.3 | 0.12 | 882.723 | 58.823 | 766.728 | 734.804 | 0.7348 | 0.53695 | 10 | 9 | 13 | 0.00050402 | 0.00036814
10 | 10 | 14 | 864 | 89 | 26 | 0.3 | 0.12 | 768.177 | 54.605 | 683.736 | 654.752 | 0.65475 | 0.40451 | 10 | 9 | 14 | 0.00044911 | 0.00027734
10 | 10 | 15 | 799 | 80 | 25 | 0.3 | 0.12 | 583.549 | 46.78 | 540.952 | 517.028 | 0.51703 | 0.36045 | 10 | 9 | 15 | 0.00035465 | 0.00024713
10 | 10 | 16 | 679 | 62 | 22 | 0.2 | 0.12 | 354.411 | 35.557 | 332.445 | 315.909 | 0.31591 | 0.034392 | 10 | 9 | 16 | 0.00021669 | 2.358e-05
10 | 10 | 17 | 378 | 33 | 18 | 0.2 | 0.12 | 109.801 | 21.886 | 81.527 | 73.882 | 0.073882 | 0.024111 | 10 | 9 | 17 | 5.0678e-05 | 1.6531e-05
10 | 10 | 18 | 0 | 0 | 16 | 0.2 | 0.12 | 0 | 16 | 0 | 0 | 0 | 0 | 10 | 9 | 18 | 0 | 0
10 | 10 | 19 | 0 | 0 | 16 | 0.2 | 0.12 | 0 | 16 | 0 | 0 | 0 | 0 | 10 | 9 | 19 | 0 | 0
10 | 10 | 20 | 0 | 0 | 15 | 0.2 | 0.12 | 0 | 15 | 0 | 0 | 0 | 0 | 10 | 9 | 20 | 0 | 0
10 | 10 | 21 | 0 | 0 | 15 | 0.2 | 0.12 | 0 | 15 | 0 | 0 | 0 | 0 | 10 | 9 | 21 | 0 | 0
10 | 10 | 22 | 0 | 0 | 14 | 0.2 | 0.12 | 0 | 14 | 0 | 0 | 0 | 0 | 10 | 9 | 22 | 0 | 0
10 | 10 | 23 | 0 | 0 | 13 | 0.2 | 0.12 | 0 | 13 | 0 | 0 | 0 | 0 | 10 | 9 | 23 | 0 | 0
10 | 11 | 0 | 0 | 0 | 13 | 0.2 | 0.12 | 0 | 13 | 0 | 0 | 0 | 0 | 10 | 10 | 0 | 0 | 0
10 | 11 | 1 | 0 | 0 | 13 | 0.2 | 0.12 | 0 | 13 | 0 | 0 | 0 | 0 | 10 | 10 | 1 | 0 | 0
10 | 11 | 2 | 0 | 0 | 12 | 0.2 | 0.12 | 0 | 12 | 0 | 0 | 0 | 0 | 10 | 10 | 2 | 0 | 0
10 | 11 | 3 | 0 | 0 | 12 | 0.2 | 0.12 | 0 | 12 | 0 | 0 | 0 | 0 | 10 | 10 | 3 | 0 | 0
10 | 11 | 4 | 0 | 0 | 12 | 0.2 | 0.12 | 0 | 12 | 0 | 0 | 0 | 0 | 10 | 10 | 4 | 0 | 0
10 | 11 | 5 | 0 | 0 | 11 | 0.2 | 0.12 | 0 | 11 | 0 | 0 | 0 | 0 | 10 | 10 | 5 | 0 | 0
10 | 11 | 6 | 0 | 0 | 11 | 0.2 | 0.12 | 0 | 11 | 0 | 0 | 0 | 0 | 10 | 10 | 6 | 0 | 0
10 | 11 | 7 | 0 | 28 | 13 | 0.2 | 0.12 | 25.963 | 13.987 | 23.526 | 17.936 | 0.017936 | 0.043862 | 10 | 10 | 7 | 1.2303e-05 | 3.0073e-05
10 | 11 | 8 | 375 | 107 | 15 | 0.2 | 0.12 | 288.594 | 26.076 | 283.205 | 268.414 | 0.26841 | 0.24004 | 10 | 10 | 8 | 0.00018411 | 0.00016458
10 | 11 | 9 | 347 | 185 | 18 | 0.2 | 0.12 | 421.312 | 34.184 | 405.218 | 386.103 | 0.3861 | 0.18844 | 10 | 10 | 9 | 0.00026484 | 0.0001292
10 | 11 | 10 | 364 | 245 | 21 | 0.2 | 0.12 | 551.497 | 42.133 | 511.153 | 488.285 | 0.48829 | 0.50398 | 10 | 10 | 10 | 0.00033493 | 0.00034554
10 | 11 | 11 | 544 | 219 | 23 | 0.3 | 0.12 | 725.169 | 49.92 | 650.973 | 623.15 | 0.62315 | 0.74549 | 10 | 10 | 11 | 0.00042744 | 0.00051112
10 | 11 | 12 | 453 | 268 | 23 | 0.3 | 0.12 | 711.245 | 49.377 | 637.618 | 610.268 | 0.61027 | 0.76553 | 10 | 10 | 12 | 0.0004186 | 0.00052486
10 | 11 | 13 | 386 | 274 | 22 | 0.3 | 0.12 | 631.263 | 45.417 | 575.539 | 550.389 | 0.55039 | 0.7348 | 10 | 10 | 13 | 0.00037753 | 0.0005038
10 | 11 | 14 | 105 | 262 | 21 | 0.3 | 0.12 | 346.487 | 33.846 | 327.132 | 310.784 | 0.31078 | 0.65475 | 10 | 10 | 14 | 0.00021318 | 0.00044891
10 | 11 | 15 | 179 | 194 | 20 | 0.2 | 0.12 | 311.01 | 31.938 | 298.855 | 283.509 | 0.28351 | 0.51703 | 10 | 10 | 15 | 0.00019447 | 0.00035448
10 | 11 | 16 | 14 | 104 | 19 | 0.2 | 0.12 | 105.556 | 23.047 | 100.935 | 92.602 | 0.092602 | 0.31591 | 10 | 10 | 16 | 6.3519e-05 | 0.00021659
10 | 11 | 17 | 219 | 35 | 17 | 0.2 | 0.12 | 81.326 | 19.91 | 62.029 | 55.075 | 0.055075 | 0.073882 | 10 | 10 | 17 | 3.7778e-05 | 5.0655e-05
10 | 11 | 18 | 0 | 0 | 17 | 0.2 | 0.12 | 0 | 17 | 0 | 0 | 0 | 0 | 10 | 10 | 18 | 0 | 0
10 | 11 | 19 | 0 | 0 | 16 | 0.2 | 0.12 | 0 | 16 | 0 | 0 | 0 | 0 | 10 | 10 | 19 | 0 | 0
10 | 11 | 20 | 0 | 0 | 15 | 0.2 | 0.12 | 0 | 15 | 0 | 0 | 0 | 0 | 10 | 10 | 20 | 0 | 0
10 | 11 | 21 | 0 | 0 | 15 | 0.2 | 0.12 | 0 | 15 | 0 | 0 | 0 | 0 | 10 | 10 | 21 | 0 | 0
10 | 11 | 22 | 0 | 0 | 14 | 0.2 | 0.12 | 0 | 14 | 0 | 0 | 0 | 0 | 10 | 10 | 22 | 0 | 0
10 | 11 | 23 | 0 | 0 | 14 | 0.2 | 0.12 | 0 | 14 | 0 | 0 | 0 | 0 | 10 | 10 | 23 | 0 | 0
10 | 12 | 0 | 0 | 0 | 14 | 0.2 | 0.12 | 0 | 14 | 0 | 0 | 0 | 0 | 10 | 11 | 0 | 0 | 0
10 | 12 | 1 | 0 | 0 | 14 | 0.2 | 0.12 | 0 | 14 | 0 | 0 | 0 | 0 | 10 | 11 | 1 | 0 | 0
10 | 12 | 2 | 0 | 0 | 14 | 0.1 | 0.12 | 0 | 14 | 0 | 0 | 0 | 0 | 10 | 11 | 2 | 0 | 0
10 | 12 | 3 | 0 | 0 | 14 | 0.1 | 0.12 | 0 | 14 | 0 | 0 | 0 | 0 | 10 | 11 | 3 | 0 | 0
10 | 12 | 4 | 0 | 0 | 13 | 0.1 | 0.12 | 0 | 13 | 0 | 0 | 0 | 0 | 10 | 11 | 4 | 0 | 0
10 | 12 | 5 | 0 | 0 | 13 | 0.1 | 0.12 | 0 | 13 | 0 | 0 | 0 | 0 | 10 | 11 | 5 | 0 | 0
10 | 12 | 6 | 0 | 0 | 13 | 0.1 | 0.12 | 0 | 13 | 0 | 0 | 0 | 0 | 10 | 11 | 6 | 0 | 0
10 | 12 | 7 | 0 | 18 | 13 | 0.2 | 0.12 | 16.669 | 13.633 | 14.789 | 9.509 | 0.009509 | 0.017936 | 10 | 11 | 7 | 6.5225e-06 | 1.2297e-05
10 | 12 | 8 | 0 | 26 | 15 | 0.2 | 0.12 | 24.092 | 15.924 | 22.302 | 16.756 | 0.016756 | 0.26841 | 10 | 11 | 8 | 1.1493e-05 | 0.00018403
10 | 12 | 9 | 0 | 79 | 17 | 0.2 | 0.12 | 73.422 | 19.81 | 69.597 | 62.375 | 0.062375 | 0.3861 | 10 | 11 | 9 | 4.2785e-05 | 0.00026472
10 | 12 | 10 | 0 | 129 | 18 | 0.2 | 0.12 | 121.333 | 22.632 | 114.95 | 106.121 | 0.10612 | 0.48829 | 10 | 11 | 10 | 7.2792e-05 | 0.00033478
10 | 12 | 11 | 0 | 161 | 19 | 0.1 | 0.12 | 152.436 | 25.002 | 143.495 | 133.654 | 0.13365 | 0.62315 | 10 | 11 | 11 | 9.1677e-05 | 0.00042724
10 | 12 | 12 | 0 | 141 | 20 | 0.1 | 0.12 | 132.776 | 25.226 | 124.034 | 114.883 | 0.11488 | 0.61027 | 10 | 11 | 12 | 7.8802e-05 | 0.00041841
10 | 12 | 13 | 13 | 223 | 20 | 0.1 | 0.12 | 225.727 | 28.894 | 212.472 | 200.187 | 0.20019 | 0.55039 | 10 | 11 | 13 | 0.00013731 | 0.00037736
10 | 12 | 14 | 0 | 151 | 20 | 0.1 | 0.12 | 143.089 | 25.645 | 134.929 | 125.392 | 0.12539 | 0.31078 | 10 | 11 | 14 | 8.601e-05 | 0.00021308
10 | 12 | 15 | 0 | 132 | 19 | 0.1 | 0.12 | 125.412 | 23.96 | 119.626 | 110.631 | 0.11063 | 0.28351 | 10 | 11 | 15 | 7.5885e-05 | 0.00019438
10 | 12 | 16 | 0 | 66 | 18 | 0.1 | 0.12 | 61.645 | 20.442 | 58.317 | 51.494 | 0.051494 | 0.092602 | 10 | 11 | 16 | 3.5321e-05 | 6.349e-05
10 | 12 | 17 | 122 | 40 | 17 | 0.2 | 0.12 | 66.707 | 19.414 | 52.23 | 45.623 | 0.045623 | 0.055075 | 10 | 11 | 17 | 3.1294e-05 | 3.776e-05
10 | 12 | 18 | 0 | 0 | 16 | 0.3 | 0.12 | 0 | 16 | 0 | 0 | 0 | 0 | 10 | 11 | 18 | 0 | 0
10 | 12 | 19 | 0 | 0 | 15 | 0.2 | 0.12 | 0 | 15 | 0 | 0 | 0 | 0 | 10 | 11 | 19 | 0 | 0
10 | 12 | 20 | 0 | 0 | 14 | 0.1 | 0.12 | 0 | 14 | 0 | 0 | 0 | 0 | 10 | 11 | 20 | 0 | 0
10 | 12 | 21 | 0 | 0 | 13 | 0.1 | 0.12 | 0 | 13 | 0 | 0 | 0 | 0 | 10 | 11 | 21 | 0 | 0
10 | 12 | 22 | 0 | 0 | 13 | 0.1 | 0.12 | 0 | 13 | 0 | 0 | 0 | 0 | 10 | 11 | 22 | 0 | 0
10 | 12 | 23 | 0 | 0 | 12 | 0.1 | 0.12 | 0 | 12 | 0 | 0 | 0 | 0 | 10 | 11 | 23 | 0 | 0
10 | 13 | 0 | 0 | 0 | 12 | 0.1 | 0.12 | 0 | 12 | 0 | 0 | 0 | 0 | 10 | 12 | 0 | 0 | 0
10 | 13 | 1 | 0 | 0 | 12 | 0.1 | 0.12 | 0 | 12 | 0 | 0 | 0 | 0 | 10 | 12 | 1 | 0 | 0
10 | 13 | 2 | 0 | 0 | 12 | 0.1 | 0.12 | 0 | 12 | 0 | 0 | 0 | 0 | 10 | 12 | 2 | 0 | 0
10 | 13 | 3 | 0 | 0 | 12 | 0.1 | 0.12 | 0 | 12 | 0 | 0 | 0 | 0 | 10 | 12 | 3 | 0 | 0
10 | 13 | 4 | 0 | 0 | 12 | 0.1 | 0.12 | 0 | 12 | 0 | 0 | 0 | 0 | 10 | 12 | 4 | 0 | 0
10 | 13 | 5 | 0 | 0 | 12 | 0.1 | 0.12 | 0 | 12 | 0 | 0 | 0 | 0 | 10 | 12 | 5 | 0 | 0
10 | 13 | 6 | 0 | 0 | 12 | 0.1 | 0.12 | 0 | 12 | 0 | 0 | 0 | 0 | 10 | 12 | 6 | 0 | 0
10 | 13 | 7 | 0 | 37 | 13 | 0.2 | 0.12 | 34.8 | 14.321 | 31.743 | 25.862 | 0.025862 | 0.009509 | 10 | 12 | 7 | 1.774e-05 | 6.5196e-06
10 | 13 | 8 | 0 | 61 | 15 | 0.3 | 0.12 | 56.643 | 17.105 | 54.181 | 47.505 | 0.047505 | 0.016756 | 10 | 12 | 8 | 3.2585e-05 | 1.1488e-05
10 | 13 | 9 | 0 | 111 | 16 | 0.3 | 0.12 | 104.363 | 19.871 | 100.354 | 92.042 | 0.092042 | 0.062375 | 10 | 12 | 9 | 6.3134e-05 | 4.2765e-05
10 | 13 | 10 | 0 | 44 | 16 | 0.3 | 0.12 | 40.866 | 17.512 | 37.815 | 31.719 | 0.031719 | 0.10612 | 10 | 12 | 10 | 2.1757e-05 | 7.2759e-05
10 | 13 | 11 | 0 | 60 | 17 | 0.3 | 0.12 | 55.784 | 19.061 | 51.701 | 45.113 | 0.045113 | 0.13365 | 10 | 12 | 11 | 3.0944e-05 | 9.1636e-05
10 | 13 | 12 | 0 | 157 | 17 | 0.3 | 0.12 | 148.465 | 22.484 | 140.912 | 131.163 | 0.13116 | 0.11488 | 10 | 12 | 12 | 8.9969e-05 | 7.8766e-05
10 | 13 | 13 | 6 | 195 | 17 | 0.3 | 0.12 | 191.531 | 24.08 | 182.789 | 171.556 | 0.17156 | 0.20019 | 10 | 12 | 13 | 0.00011768 | 0.00013725
10 | 13 | 14 | 34 | 227 | 17 | 0.3 | 0.12 | 254.737 | 26.437 | 245.006 | 231.568 | 0.23157 | 0.12539 | 10 | 12 | 14 | 0.00015884 | 8.5971e-05
10 | 13 | 15 | 43 | 177 | 17 | 0.2 | 0.12 | 203.707 | 24.808 | 197.83 | 186.064 | 0.18606 | 0.11063 | 10 | 12 | 15 | 0.00012763 | 7.5851e-05
10 | 13 | 16 | 63 | 109 | 16 | 0.2 | 0.12 | 134.429 | 21.151 | 130.399 | 121.022 | 0.12102 | 0.051494 | 10 | 12 | 16 | 8.3013e-05 | 3.5305e-05
10 | 13 | 17 | 0 | 28 | 15 | 0.2 | 0.12 | 26.467 | 15.981 | 21.797 | 16.268 | 0.016268 | 0.045623 | 10 | 12 | 17 | 1.1159e-05 | 3.128e-05
10 | 13 | 18 | 0 | 0 | 15 | 0.2 | 0.12 | 0 | 15 | 0 | 0 | 0 | 0 | 10 | 12 | 18 | 0 | 0
10 | 13 | 19 | 0 | 0 | 15 | 0.2 | 0.12 | 0 | 15 | 0 | 0 | 0 | 0 | 10 | 12 | 19 | 0 | 0
10 | 13 | 20 | 0 | 0 | 14 | 0.2 | 0.12 | 0 | 14 | 0 | 0 | 0 | 0 | 10 | 12 | 20 | 0 | 0
10 | 13 | 21 | 0 | 0 | 14 | 0.2 | 0.12 | 0 | 14 | 0 | 0 | 0 | 0 | 10 | 12 | 21 | 0 | 0
10 | 13 | 22 | 0 | 0 | 13 | 0.2 | 0.12 | 0 | 13 | 0 | 0 | 0 | 0 | 10 | 12 | 22 | 0 | 0
10 | 13 | 23 | 0 | 0 | 13 | 0.2 | 0.12 | 0 | 13 | 0 | 0 | 0 | 0 | 10 | 12 | 23 | 0 | 0
10 | 14 | 0 | 0 | 0 | 13 | 0.2 | 0.12 | 0 | 13 | 0 | 0 | 0 | 0 | 10 | 13 | 0 | 0 | 0
10 | 14 | 1 | 0 | 0 | 12 | 0.2 | 0.12 | 0 | 12 | 0 | 0 | 0 | 0 | 10 | 13 | 1 | 0 | 0
10 | 14 | 2 | 0 | 0 | 11 | 0.2 | 0.12 | 0 | 11 | 0 | 0 | 0 | 0 | 10 | 13 | 2 | 0 | 0
10 | 14 | 3 | 0 | 0 | 10 | 0.2 | 0.12 | 0 | 10 | 0 | 0 | 0 | 0 | 10 | 13 | 3 | 0 | 0
10 | 14 | 4 | 0 | 0 | 10 | 0.2 | 0.12 | 0 | 10 | 0 | 0 | 0 | 0 | 10 | 13 | 4 | 0 | 0
10 | 14 | 5 | 0 | 0 | 9 | 0.2 | 0.12 | 0 | 9 | 0 | 0 | 0 | 0 | 10 | 13 | 5 | 0 | 0
10 | 14 | 6 | 0 | 0 | 9 | 0.2 | 0.12 | 0 | 9 | 0 | 0 | 0 | 0 | 10 | 13 | 6 | 0 | 0
10 | 14 | 7 | 424 | 37 | 10 | 0.4 | 0.12 | 139.065 | 14.744 | 115.318 | 106.476 | 0.10648 | 0.025862 | 10 | 13 | 7 | 7.3035e-05 | 1.7731e-05
10 | 14 | 8 | 700 | 63 | 12 | 0.5 | 0.12 | 385.793 | 25.513 | 381.789 | 363.504 | 0.3635 | 0.047505 | 10 | 13 | 8 | 0.00024934 | 3.257e-05
10 | 14 | 9 | 820 | 76 | 14 | 0.6 | 0.12 | 611.458 | 34.887 | 594.924 | 569.087 | 0.56909 | 0.092042 | 10 | 13 | 9 | 0.00039035 | 6.3106e-05
10 | 14 | 10 | 867 | 88 | 16 | 0.7 | 0.12 | 775.857 | 41.719 | 728.753 | 698.174 | 0.69817 | 0.031719 | 10 | 13 | 10 | 0.0004789 | 2.1747e-05
10 | 14 | 11 | 896 | 92 | 17 | 0.7 | 0.12 | 881.283 | 46.175 | 808.198 | 774.804 | 0.7748 | 0.045113 | 10 | 13 | 11 | 0.00053146 | 3.093e-05
10 | 14 | 12 | 474 | 252 | 17 | 0.8 | 0.12 | 709.501 | 39.806 | 662.609 | 634.374 | 0.63437 | 0.13116 | 10 | 13 | 12 | 0.00043514 | 8.9928e-05
10 | 14 | 13 | 80 | 294 | 17 | 0.7 | 0.12 | 369.098 | 29.161 | 353.45 | 336.17 | 0.33617 | 0.17156 | 10 | 13 | 13 | 0.00023059 | 0.00011762
10 | 14 | 14 | 74 | 251 | 17 | 0.7 | 0.12 | 311.269 | 27.272 | 300.823 | 285.407 | 0.28541 | 0.23157 | 10 | 13 | 14 | 0.00019577 | 0.00015877
10 | 14 | 15 | 18 | 162 | 17 | 0.6 | 0.12 | 166.977 | 22.675 | 162.23 | 151.726 | 0.15173 | 0.18606 | 10 | 13 | 15 | 0.00010407 | 0.00012757
10 | 14 | 16 | 134 | 108 | 16 | 0.4 | 0.12 | 165.961 | 21.973 | 161.158 | 150.692 | 0.15069 | 0.12102 | 10 | 13 | 16 | 0.00010336 | 8.2975e-05
10 | 14 | 17 | 270 | 31 | 14 | 0.2 | 0.12 | 84.719 | 16.92 | 59.289 | 52.431 | 0.052431 | 0.016268 | 10 | 13 | 17 | 3.5964e-05 | 1.1154e-05
10 | 14 | 18 | 0 | 0 | 12 | 0.2 | 0.12 | 0 | 12 | 0 | 0 | 0 | 0 | 10 | 13 | 18 | 0 | 0
10 | 14 | 19 | 0 | 0 | 12 | 0.2 | 0.12 | 0 | 12 | 0 | 0 | 0 | 0 | 10 | 13 | 19 | 0 | 0
10 | 14 | 20 | 0 | 0 | 12 | 0.2 | 0.12 | 0 | 12 | 0 | 0 | 0 | 0 | 10 | 13 | 20 | 0 | 0
10 | 14 | 21 | 0 | 0 | 12 | 0.2 | 0.12 | 0 | 12 | 0 | 0 | 0 | 0 | 10 | 13 | 21 | 0 | 0
10 | 14 | 22 | 0 | 0 | 11 | 0.2 | 0.12 | 0 | 11 | 0 | 0 | 0 | 0 | 10 | 13 | 22 | 0 | 0
10 | 14 | 23 | 0 | 0 | 11 | 0.2 | 0.12 | 0 | 11 | 0 | 0 | 0 | 0 | 10 | 13 | 23 | 0 | 0
10 | 15 | 0 | 0 | 0 | 10 | 0.2 | 0.12 | 0 | 10 | 0 | 0 | 0 | 0 | 10 | 14 | 0 | 0 | 0
10 | 15 | 1 | 0 | 0 | 10 | 0.2 | 0.12 | 0 | 10 | 0 | 0 | 0 | 0 | 10 | 14 | 1 | 0 | 0
10 | 15 | 2 | 0 | 0 | 9 | 0.2 | 0.12 | 0 | 9 | 0 | 0 | 0 | 0 | 10 | 14 | 2 | 0 | 0
10 | 15 | 3 | 0 | 0 | 8 | 0.2 | 0.12 | 0 | 8 | 0 | 0 | 0 | 0 | 10 | 14 | 3 | 0 | 0
10 | 15 | 4 | 0 | 0 | 8 | 0.2 | 0.12 | 0 | 8 | 0 | 0 | 0 | 0 | 10 | 14 | 4 | 0 | 0
10 | 15 | 5 | 0 | 0 | 8 | 0.2 | 0.12 | 0 | 8 | 0 | 0 | 0 | 0 | 10 | 14 | 5 | 0 | 0
10 | 15 | 6 | 0 | 0 | 8 | 0.2 | 0.12 | 0 | 8 | 0 | 0 | 0 | 0 | 10 | 14 | 6 | 0 | 0
10 | 15 | 7 | 464 | 34 | 9 | 0.4 | 0.12 | 144.297 | 13.901 | 118.694 | 109.732 | 0.10973 | 0.10648 | 10 | 14 | 7 | 7.5269e-05 | 7.3002e-05
10 | 15 | 8 | 737 | 58 | 11 | 0.5 | 0.12 | 395.654 | 24.857 | 392.509 | 373.845 | 0.37385 | 0.3635 | 10 | 14 | 8 | 0.00025643 | 0.00024923
10 | 15 | 9 | 854 | 70 | 13 | 0.6 | 0.12 | 624.549 | 34.338 | 609.443 | 583.091 | 0.58309 | 0.56909 | 10 | 14 | 9 | 0.00039996 | 0.00039018
10 | 15 | 10 | 919 | 74 | 14 | 0.7 | 0.12 | 798.298 | 40.469 | 754.188 | 722.708 | 0.72271 | 0.69817 | 10 | 14 | 10 | 0.00049573 | 0.00047868
10 | 15 | 11 | 944 | 78 | 15 | 0.7 | 0.12 | 904.419 | 44.948 | 834.03 | 799.721 | 0.79972 | 0.7748 | 10 | 14 | 11 | 0.00054855 | 0.00053122
10 | 15 | 12 | 949 | 80 | 16 | 0.7 | 0.12 | 934.761 | 46.941 | 853.429 | 818.433 | 0.81843 | 0.63437 | 10 | 14 | 12 | 0.00056139 | 0.00043494
10 | 15 | 13 | 920 | 86 | 17 | 0.7 | 0.12 | 880.235 | 46.151 | 808.373 | 774.973 | 0.77497 | 0.33617 | 10 | 14 | 13 | 0.00053158 | 0.00023048
10 | 15 | 14 | 879 | 83 | 17 | 0.7 | 0.12 | 754.257 | 42.016 | 709.122 | 679.239 | 0.67924 | 0.28541 | 10 | 14 | 14 | 0.00046591 | 0.00019568
10 | 15 | 15 | 807 | 74 | 17 | 0.6 | 0.12 | 568.793 | 36.441 | 550.969 | 526.69 | 0.52669 | 0.15173 | 10 | 14 | 15 | 0.00036127 | 0.00010403
10 | 15 | 16 | 668 | 58 | 16 | 0.5 | 0.12 | 333.853 | 27.632 | 320.201 | 304.098 | 0.3041 | 0.15069 | 10 | 14 | 16 | 0.00020859 | 0.00010332
10 | 15 | 17 | 324 | 27 | 13 | 0.3 | 0.12 | 88.586 | 15.872 | 58.056 | 51.243 | 0.051243 | 0.052431 | 10 | 14 | 17 | 3.5149e-05 | 3.5948e-05
10 | 15 | 18 | 0 | 0 | 11 | 0.2 | 0.12 | 0 | 11 | 0 | 0 | 0 | 0 | 10 | 14 | 18 | 0 | 0
10 | 15 | 19 | 0 | 0 | 10 | 0.2 | 0.12 | 0 | 10 | 0 | 0 | 0 | 0 | 10 | 14 | 19 | 0 | 0
10 | 15 | 20 | 0 | 0 | 9 | 0.2 | 0.12 | 0 | 9 | 0 | 0 | 0 | 0 | 10 | 14 | 20 | 0 | 0
10 | 15 | 21 | 0 | 0 | 9 | 0.2 | 0.12 | 0 | 9 | 0 | 0 | 0 | 0 | 10 | 14 | 21 | 0 | 0
10 | 15 | 22 | 0 | 0 | 8 | 0.2 | 0.12 | 0 | 8 | 0 | 0 | 0 | 0 | 10 | 14 | 22 | 0 | 0
10 | 15 | 23 | 0 | 0 | 8 | 0.2 | 0.12 | 0 | 8 | 0 | 0 | 0 | 0 | 10 | 14 | 23 | 0 | 0
10 | 16 | 0 | 0 | 0 | 7 | 0.2 | 0.12 | 0 | 7 | 0 | 0 | 0 | 0 | 10 | 15 | 0 | 0 | 0
10 | 16 | 1 | 0 | 0 | 7 | 0.2 | 0.12 | 0 | 7 | 0 | 0 | 0 | 0 | 10 | 15 | 1 | 0 | 0
10 | 16 | 2 | 0 | 0 | 7 | 0.1 | 0.12 | 0 | 7 | 0 | 0 | 0 | 0 | 10 | 15 | 2 | 0 | 0
10 | 16 | 3 | 0 | 0 | 8 | 0.1 | 0.12 | 0 | 8 | 0 | 0 | 0 | 0 | 10 | 15 | 3 | 0 | 0
10 | 16 | 4 | 0 | 0 | 7 | 0.2 | 0.12 | 0 | 7 | 0 | 0 | 0 | 0 | 10 | 15 | 4 | 0 | 0
10 | 16 | 5 | 0 | 0 | 7 | 0.2 | 0.12 | 0 | 7 | 0 | 0 | 0 | 0 | 10 | 15 | 5 | 0 | 0
10 | 16 | 6 | 0 | 0 | 7 | 0.2 | 0.12 | 0 | 7 | 0 | 0 | 0 | 0 | 10 | 15 | 6 | 0 | 0
10 | 16 | 7 | 0 | 23 | 9 | 0.3 | 0.12 | 21.318 | 9.782 | 19.226 | 13.789 | 0.013789 | 0.10973 | 10 | 15 | 7 | 9.4583e-06 | 7.5234e-05
10 | 16 | 8 | 0 | 80 | 13 | 0.4 | 0.12 | 75.351 | 15.717 | 73.364 | 66.009 | 0.066009 | 0.37385 | 10 | 15 | 8 | 4.5278e-05 | 0.00025632
10 | 16 | 9 | 37 | 183 | 16 | 0.6 | 0.12 | 207.709 | 23.059 | 202.938 | 190.991 | 0.19099 | 0.58309 | 10 | 15 | 9 | 0.00013101 | 0.00039978
10 | 16 | 10 | 782 | 112 | 19 | 0.8 | 0.12 | 737.761 | 42.798 | 689.6 | 660.408 | 0.66041 | 0.72271 | 10 | 15 | 10 | 0.00045299 | 0.0004955
10 | 16 | 11 | 809 | 121 | 22 | 0.8 | 0.12 | 840.338 | 49.071 | 761.278 | 729.547 | 0.72955 | 0.79972 | 10 | 15 | 11 | 0.00050042 | 0.0005483
10 | 16 | 12 | 807 | 126 | 23 | 0.7 | 0.12 | 864.594 | 51.606 | 773.659 | 741.489 | 0.74149 | 0.81843 | 10 | 15 | 12 | 0.00050861 | 0.00056113
10 | 16 | 13 | 787 | 125 | 24 | 0.7 | 0.12 | 814.38 | 50.959 | 732.499 | 701.788 | 0.70179 | 0.77497 | 10 | 15 | 13 | 0.00048138 | 0.00053134
10 | 16 | 14 | 749 | 115 | 24 | 0.7 | 0.12 | 697.517 | 47.125 | 641.234 | 613.756 | 0.61376 | 0.67924 | 10 | 15 | 14 | 0.00042099 | 0.0004657
10 | 16 | 15 | 659 | 102 | 23 | 0.6 | 0.12 | 511.26 | 40.466 | 485.77 | 463.801 | 0.4638 | 0.52669 | 10 | 15 | 15 | 0.00031814 | 0.00036111
10 | 16 | 16 | 70 | 103 | 22 | 0.4 | 0.12 | 130.951 | 26.714 | 123.716 | 114.576 | 0.11458 | 0.3041 | 10 | 15 | 16 | 7.8591e-05 | 0.0002085
10 | 16 | 17 | 0 | 23 | 20 | 0.3 | 0.12 | 21.576 | 20.743 | 15.085 | 9.794 | 0.009794 | 0.051243 | 10 | 15 | 17 | 6.718e-06 | 3.5133e-05
10 | 16 | 18 | 0 | 0 | 18 | 0.3 | 0.12 | 0 | 18 | 0 | 0 | 0 | 0 | 10 | 15 | 18 | 0 | 0
10 | 16 | 19 | 0 | 0 | 17 | 0.3 | 0.12 | 0 | 17 | 0 | 0 | 0 | 0 | 10 | 15 | 19 | 0 | 0
10 | 16 | 20 | 0 | 0 | 15 | 0.2 | 0.12 | 0 | 15 | 0 | 0 | 0 | 0 | 10 | 15 | 20 | 0 | 0
10 | 16 | 21 | 0 | 0 | 14 | 0.2 | 0.12 | 0 | 14 | 0 | 0 | 0 | 0 | 10 | 15 | 21 | 0 | 0
10 | 16 | 22 | 0 | 0 | 13 | 0.2 | 0.12 | 0 | 13 | 0 | 0 | 0 | 0 | 10 | 15 | 22 | 0 | 0
10 | 16 | 23 | 0 | 0 | 12 | 0.2 | 0.12 | 0 | 12 | 0 | 0 | 0 | 0 | 10 | 15 | 23 | 0 | 0
10 | 17 | 0 | 0 | 0 | 12 | 0.2 | 0.12 | 0 | 12 | 0 | 0 | 0 | 0 | 10 | 16 | 0 | 0 | 0
10 | 17 | 1 | 0 | 0 | 11 | 0.2 | 0.12 | 0 | 11 | 0 | 0 | 0 | 0 | 10 | 16 | 1 | 0 | 0
10 | 17 | 2 | 0 | 0 | 10 | 0.2 | 0.12 | 0 | 10 | 0 | 0 | 0 | 0 | 10 | 16 | 2 | 0 | 0
10 | 17 | 3 | 0 | 0 | 9 | 0.1 | 0.12 | 0 | 9 | 0 | 0 | 0 | 0 | 10 | 16 | 3 | 0 | 0
10 | 17 | 4 | 0 | 0 | 7 | 0.1 | 0.12 | 0 | 7 | 0 | 0 | 0 | 0 | 10 | 16 | 4 | 0 | 0
10 | 17 | 5 | 0 | 0 | 6 | 0.2 | 0.12 | 0 | 6 | 0 | 0 | 0 | 0 | 10 | 16 | 5 | 0 | 0
10 | 17 | 6 | 0 | 0 | 6 | 0.1 | 0.12 | 0 | 6 | 0 | 0 | 0 | 0 | 10 | 16 | 6 | 0 | 0
10 | 17 | 7 | 475 | 33 | 8 | 0.1 | 0.12 | 144.549 | 13.37 | 117.564 | 108.642 | 0.10864 | 0.013789 | 10 | 16 | 7 | 7.4521e-05 | 9.454e-06
10 | 17 | 8 | 751 | 56 | 11 | 0.2 | 0.12 | 397.131 | 26.231 | 391.383 | 372.758 | 0.37276 | 0.066009 | 10 | 16 | 8 | 0.00025569 | 4.5257e-05
10 | 17 | 9 | 864 | 67 | 14 | 0.3 | 0.12 | 620.489 | 37.166 | 599.215 | 573.226 | 0.57323 | 0.19099 | 10 | 16 | 9 | 0.00039319 | 0.00013095
10 | 17 | 10 | 909 | 77 | 16 | 0.3 | 0.12 | 789.658 | 45.418 | 731.59 | 700.911 | 0.70091 | 0.66041 | 10 | 16 | 10 | 0.00048078 | 0.00045279
10 | 17 | 11 | 925 | 85 | 17 | 0.4 | 0.12 | 891.086 | 49.159 | 808.025 | 774.637 | 0.77464 | 0.72955 | 10 | 16 | 11 | 0.00053135 | 0.00050019
10 | 17 | 12 | 639 | 187 | 18 | 0.4 | 0.12 | 785.032 | 46.287 | 716.926 | 686.767 | 0.68677 | 0.74149 | 10 | 16 | 12 | 0.00047107 | 0.00050838
10 | 17 | 13 | 424 | 249 | 19 | 0.4 | 0.12 | 640.378 | 42.062 | 593.75 | 567.954 | 0.56795 | 0.70179 | 10 | 16 | 13 | 0.00038958 | 0.00048116
10 | 17 | 14 | 591 | 155 | 18 | 0.3 | 0.12 | 621.281 | 41.126 | 583.889 | 558.443 | 0.55844 | 0.61376 | 10 | 16 | 14 | 0.00038305 | 0.0004208
10 | 17 | 15 | 646 | 95 | 16 | 0.2 | 0.12 | 494.051 | 35.03 | 479.855 | 458.096 | 0.4581 | 0.4638 | 10 | 16 | 15 | 0.00031422 | 0.00031799
10 | 17 | 16 | 111 | 101 | 15 | 0.1 | 0.12 | 148.977 | 20.888 | 144.477 | 134.601 | 0.1346 | 0.11458 | 10 | 16 | 16 | 9.2327e-05 | 7.8556e-05
10 | 17 | 17 | 10 | 25 | 13 | 0.3 | 0.12 | 26.214 | 13.866 | 17.186 | 11.821 | 0.011821 | 0.009794 | 10 | 16 | 17 | 8.1084e-06 | 6.715e-06
10 | 17 | 18 | 0 | 0 | 12 | 0.5 | 0.12 | 0 | 12 | 0 | 0 | 0 | 0 | 10 | 16 | 18 | 0 | 0
10 | 17 | 19 | 0 | 0 | 11 | 0.3 | 0.12 | 0 | 11 | 0 | 0 | 0 | 0 | 10 | 16 | 19 | 0 | 0
10 | 17 | 20 | 0 | 0 | 10 | 0.2 | 0.12 | 0 | 10 | 0 | 0 | 0 | 0 | 10 | 16 | 20 | 0 | 0
10 | 17 | 21 | 0 | 0 | 9 | 0.2 | 0.12 | 0 | 9 | 0 | 0 | 0 | 0 | 10 | 16 | 21 | 0 | 0
10 | 17 | 22 | 0 | 0 | 9 | 0.2 | 0.12 | 0 | 9 | 0 | 0 | 0 | 0 | 10 | 16 | 22 | 0 | 0
10 | 17 | 23 | 0 | 0 | 8 | 0.1 | 0.12 | 0 | 8 | 0 | 0 | 0 | 0 | 10 | 16 | 23 | 0 | 0
10 | 18 | 0 | 0 | 0 | 8 | 0.1 | 0.12 | 0 | 8 | 0 | 0 | 0 | 0 | 10 | 17 | 0 | 0 | 0
10 | 18 | 1 | 0 | 0 | 8 | 0.1 | 0.12 | 0 | 8 | 0 | 0 | 0 | 0 | 10 | 17 | 1 | 0 | 0
10 | 18 | 2 | 0 | 0 | 7 | 0.1 | 0.12 | 0 | 7 | 0 | 0 | 0 | 0 | 10 | 17 | 2 | 0 | 0
10 | 18 | 3 | 0 | 0 | 7 | 0.1 | 0.12 | 0 | 7 | 0 | 0 | 0 | 0 | 10 | 17 | 3 | 0 | 0
10 | 18 | 4 | 0 | 0 | 6 | 0.1 | 0.12 | 0 | 6 | 0 | 0 | 0 | 0 | 10 | 17 | 4 | 0 | 0
10 | 18 | 5 | 0 | 0 | 6 | 0.1 | 0.12 | 0 | 6 | 0 | 0 | 0 | 0 | 10 | 17 | 5 | 0 | 0
10 | 18 | 6 | 0 | 0 | 7 | 0.1 | 0.12 | 0 | 7 | 0 | 0 | 0 | 0 | 10 | 17 | 6 | 0 | 0
10 | 18 | 7 | 89 | 44 | 8 | 0.2 | 0.12 | 66.382 | 10.461 | 58.241 | 51.421 | 0.051421 | 0.10864 | 10 | 17 | 7 | 3.5271e-05 | 7.4487e-05
10 | 18 | 8 | 303 | 105 | 10 | 0.3 | 0.12 | 246.322 | 19.155 | 246.516 | 233.025 | 0.23303 | 0.37276 | 10 | 17 | 8 | 0.00015984 | 0.00025557
10 | 18 | 9 | 22 | 169 | 12 | 0.3 | 0.12 | 177.187 | 18.578 | 175.243 | 164.277 | 0.16428 | 0.57323 | 10 | 17 | 9 | 0.00011268 | 0.00039301
10 | 18 | 10 | 0 | 160 | 14 | 0.3 | 0.12 | 152.331 | 19.639 | 147.625 | 137.638 | 0.13764 | 0.70091 | 10 | 17 | 10 | 9.441e-05 | 0.00048056
10 | 18 | 11 | 23 | 242 | 17 | 0.3 | 0.12 | 254.51 | 26.414 | 243.382 | 230.001 | 0.23 | 0.77464 | 10 | 17 | 11 | 0.00015776 | 0.00053111
10 | 18 | 12 | 175 | 313 | 18 | 0.2 | 0.12 | 487.762 | 36.642 | 457.026 | 436.075 | 0.43607 | 0.68677 | 10 | 17 | 12 | 0.00029912 | 0.00047086
10 | 18 | 13 | 594 | 187 | 19 | 0.1 | 0.12 | 718.601 | 47.463 | 654.436 | 626.49 | 0.62649 | 0.56795 | 10 | 17 | 13 | 0.00042973 | 0.0003894
10 | 18 | 14 | 3 | 170 | 19 | 0.2 | 0.12 | 164.922 | 25.303 | 156.98 | 146.661 | 0.14666 | 0.55844 | 10 | 17 | 14 | 0.0001006 | 0.00038288
10 | 18 | 15 | 83 | 175 | 18 | 0.3 | 0.12 | 225.843 | 26.398 | 219.557 | 207.021 | 0.20702 | 0.4581 | 10 | 17 | 15 | 0.000142 | 0.00031408
10 | 18 | 16 | 0 | 65 | 16 | 0.3 | 0.12 | 61.058 | 18.268 | 58.188 | 51.37 | 0.05137 | 0.1346 | 10 | 17 | 16 | 3.5236e-05 | 9.2285e-05
10 | 18 | 17 | 0 | 9 | 13 | 0.3 | 0.12 | 8.328 | 13.267 | 4.815 | 0 | 0 | 0.011821 | 10 | 17 | 17 | 0 | 8.1047e-06
10 | 18 | 18 | 0 | 0 | 11 | 0.4 | 0.12 | 0 | 11 | 0 | 0 | 0 | 0 | 10 | 17 | 18 | 0 | 0
10 | 18 | 19 | 0 | 0 | 10 | 0.4 | 0.12 | 0 | 10 | 0 | 0 | 0 | 0 | 10 | 17 | 19 | 0 | 0
10 | 18 | 20 | 0 | 0 | 10 | 0.4 | 0.12 | 0 | 10 | 0 | 0 | 0 | 0 | 10 | 17 | 20 | 0 | 0
10 | 18 | 21 | 0 | 0 | 9 | 0.3 | 0.12 | 0 | 9 | 0 | 0 | 0 | 0 | 10 | 17 | 21 | 0 | 0
10 | 18 | 22 | 0 | 0 | 9 | 0.2 | 0.12 | 0 | 9 | 0 | 0 | 0 | 0 | 10 | 17 | 22 | 0 | 0
10 | 18 | 23 | 0 | 0 | 9 | 0.3 | 0.12 | 0 | 9 | 0 | 0 | 0 | 0 | 10 | 17 | 23 | 0 | 0
10 | 19 | 0 | 0 | 0 | 8 | 0.3 | 0.12 | 0 | 8 | 0 | 0 | 0 | 0 | 10 | 18 | 0 | 0 | 0
10 | 19 | 1 | 0 | 0 | 8 | 0.4 | 0.12 | 0 | 8 | 0 | 0 | 0 | 0 | 10 | 18 | 1 | 0 | 0
10 | 19 | 2 | 0 | 0 | 8 | 0.4 | 0.12 | 0 | 8 | 0 | 0 | 0 | 0 | 10 | 18 | 2 | 0 | 0
10 | 19 | 3 | 0 | 0 | 8 | 0.3 | 0.12 | 0 | 8 | 0 | 0 | 0 | 0 | 10 | 18 | 3 | 0 | 0
10 | 19 | 4 | 0 | 0 | 8 | 0.1 | 0.12 | 0 | 8 | 0 | 0 | 0 | 0 | 10 | 18 | 4 | 0 | 0
10 | 19 | 5 | 0 | 0 | 8 | 0.1 | 0.12 | 0 | 8 | 0 | 0 | 0 | 0 | 10 | 18 | 5 | 0 | 0
10 | 19 | 6 | 0 | 0 | 8 | 0.1 | 0.12 | 0 | 8 | 0 | 0 | 0 | 0 | 10 | 18 | 6 | 0 | 0
10 | 19 | 7 | 0 | 2 | 8 | 0.1 | 0.12 | 1.848 | 8.072 | 1.474 | 0 | 0 | 0.051421 | 10 | 18 | 7 | 0 | 3.5255e-05
10 | 19 | 8 | 0 | 8 | 10 | 0.1 | 0.12 | 7.404 | 10.293 | 6.659 | 1.667 | 0.001667 | 0.23303 | 10 | 18 | 8 | 1.1434e-06 | 0.00015977
10 | 19 | 9 | 0 | 8 | 11 | 0.1 | 0.12 | 7.412 | 11.293 | 6.593 | 1.603 | 0.001603 | 0.16428 | 10 | 18 | 9 | 1.0995e-06 | 0.00011263
10 | 19 | 10 | 0 | 14 | 12 | 0.2 | 0.12 | 12.987 | 12.496 | 11.691 | 6.52 | 0.00652 | 0.13764 | 10 | 18 | 10 | 4.4723e-06 | 9.4367e-05
10 | 19 | 11 | 0 | 48 | 13 | 0.4 | 0.12 | 44.601 | 14.6 | 41.823 | 35.584 | 0.035584 | 0.23 | 10 | 18 | 11 | 2.4408e-05 | 0.00015769
10 | 19 | 12 | 0 | 96 | 13 | 0.5 | 0.12 | 89.394 | 16.112 | 85.597 | 77.807 | 0.077807 | 0.43607 | 10 | 18 | 12 | 5.337e-05 | 0.00029898
10 | 19 | 13 | 0 | 82 | 12 | 0.5 | 0.12 | 76.266 | 14.656 | 73.178 | 65.829 | 0.065829 | 0.62649 | 10 | 18 | 13 | 4.5154e-05 | 0.00042953
10 | 19 | 14 | 0 | 83 | 12 | 0.5 | 0.12 | 77.167 | 14.692 | 74.528 | 67.131 | 0.067131 | 0.14666 | 10 | 18 | 14 | 4.6047e-05 | 0.00010055
10 | 19 | 15 | 0 | 34 | 11 | 0.5 | 0.12 | 31.531 | 12.103 | 29.933 | 24.116 | 0.024116 | 0.20702 | 10 | 18 | 15 | 1.6542e-05 | 0.00014194
10 | 19 | 16 | 0 | 34 | 9 | 0.5 | 0.12 | 31.52 | 10.103 | 30.235 | 24.407 | 0.024407 | 0.05137 | 10 | 18 | 16 | 1.6742e-05 | 3.522e-05
10 | 19 | 17 | 0 | 4 | 8 | 0.5 | 0.12 | 3.697 | 8.111 | 2.109 | 0 | 0 | 0 | 10 | 18 | 17 | 0 | 0
10 | 19 | 18 | 0 | 0 | 8 | 0.5 | 0.12 | 0 | 8 | 0 | 0 | 0 | 0 | 10 | 18 | 18 | 0 | 0
10 | 19 | 19 | 0 | 0 | 7 | 0.5 | 0.12 | 0 | 7 | 0 | 0 | 0 | 0 | 10 | 18 | 19 | 0 | 0
10 | 19 | 20 | 0 | 0 | 7 | 0.5 | 0.12 | 0 | 7 | 0 | 0 | 0 | 0 | 10 | 18 | 20 | 0 | 0
10 | 19 | 21 | 0 | 0 | 6 | 0.5 | 0.12 | 0 | 6 | 0 | 0 | 0 | 0 | 10 | 18 | 21 | 0 | 0
10 | 19 | 22 | 0 | 0 | 6 | 0.5 | 0.12 | 0 | 6 | 0 | 0 | 0 | 0 | 10 | 18 | 22 | 0 | 0
10 | 19 | 23 | 0 | 0 | 6 | 0.5 | 0.12 | 0 | 6 | 0 | 0 | 0 | 0 | 10 | 18 | 23 | 0 | 0
10 | 20 | 0 | 0 | 0 | 5 | 0.5 | 0.12 | 0 | 5 | 0 | 0 | 0 | 0 | 10 | 19 | 0 | 0 | 0
10 | 20 | 1 | 0 | 0 | 4 | 0.6 | 0.12 | 0 | 4 | 0 | 0 | 0 | 0 | 10 | 19 | 1 | 0 | 0
10 | 20 | 2 | 0 | 0 | 4 | 0.6 | 0.12 | 0 | 4 | 0 | 0 | 0 | 0 | 10 | 19 | 2 | 0 | 0
10 | 20 | 3 | 0 | 0 | 4 | 0.6 | 0.12 | 0 | 4 | 0 | 0 | 0 | 0 | 10 | 19 | 3 | 0 | 0
10 | 20 | 4 | 0 | 0 | 4 | 0.6 | 0.12 | 0 | 4 | 0 | 0 | 0 | 0 | 10 | 19 | 4 | 0 | 0
10 | 20 | 5 | 0 | 0 | 4 | 0.7 | 0.12 | 0 | 4 | 0 | 0 | 0 | 0 | 10 | 19 | 5 | 0 | 0
10 | 20 | 6 | 0 | 0 | 4 | 0.7 | 0.12 | 0 | 4 | 0 | 0 | 0 | 0 | 10 | 19 | 6 | 0 | 0
10 | 20 | 7 | 0 | 15 | 4 | 0.7 | 0.12 | 13.889 | 4.451 | 12.32 | 7.127 | 0.007127 | 0 | 10 | 19 | 7 | 4.8886e-06 | 0
10 | 20 | 8 | 0 | 42 | 5 | 0.7 | 0.12 | 38.956 | 6.289 | 38.4 | 32.283 | 0.032283 | 0.001667 | 10 | 19 | 8 | 2.2144e-05 | 1.1429e-06
10 | 20 | 9 | 0 | 69 | 6 | 0.8 | 0.12 | 64.097 | 8.061 | 63.603 | 56.593 | 0.056593 | 0.001603 | 10 | 19 | 9 | 3.8819e-05 | 1.099e-06
10 | 20 | 10 | 0 | 104 | 6 | 0.8 | 0.12 | 97.209 | 9.118 | 96.728 | 88.544 | 0.088544 | 0.00652 | 10 | 19 | 10 | 6.0735e-05 | 4.4702e-06
10 | 20 | 11 | 0 | 164 | 6 | 0.8 | 0.12 | 155.87 | 10.993 | 155.694 | 145.421 | 0.14542 | 0.035584 | 10 | 19 | 11 | 9.9749e-05 | 2.4397e-05
10 | 20 | 12 | 0 | 157 | 6 | 0.8 | 0.12 | 148.794 | 10.764 | 148.321 | 138.309 | 0.13831 | 0.077807 | 10 | 19 | 12 | 9.487e-05 | 5.3346e-05
10 | 20 | 13 | 1 | 165 | 6 | 0.7 | 0.12 | 157.801 | 11.195 | 157.736 | 147.391 | 0.14739 | 0.065829 | 10 | 19 | 13 | 0.0001011 | 4.5134e-05
10 | 20 | 14 | 0 | 62 | 7 | 0.7 | 0.12 | 57.598 | 8.899 | 56.336 | 49.584 | 0.049584 | 0.067131 | 10 | 19 | 14 | 3.4011e-05 | 4.6026e-05
10 | 20 | 15 | 0 | 104 | 7 | 0.6 | 0.12 | 98.133 | 10.335 | 98.293 | 90.053 | 0.090053 | 0.024116 | 10 | 19 | 15 | 6.177e-05 | 1.6534e-05
10 | 20 | 16 | 445 | 81 | 6 | 0.5 | 0.12 | 262.959 | 15.15 | 261.818 | 247.784 | 0.24778 | 0.024407 | 10 | 19 | 16 | 0.00016996 | 1.6734e-05
10 | 20 | 17 | 88 | 24 | 6 | 0.5 | 0.12 | 40.027 | 7.134 | 22.619 | 17.061 | 0.017061 | 0 | 10 | 19 | 17 | 1.1703e-05 | 0
10 | 20 | 18 | 0 | 0 | 6 | 0.5 | 0.12 | 0 | 6 | 0 | 0 | 0 | 0 | 10 | 19 | 18 | 0 | 0
10 | 20 | 19 | 0 | 0 | 5 | 0.4 | 0.12 | 0 | 5 | 0 | 0 | 0 | 0 | 10 | 19 | 19 | 0 | 0
10 | 20 | 20 | 0 | 0 | 5 | 0.4 | 0.12 | 0 | 5 | 0 | 0 | 0 | 0 | 10 | 19 | 20 | 0 | 0
10 | 20 | 21 | 0 | 0 | 5 | 0.3 | 0.12 | 0 | 5 | 0 | 0 | 0 | 0 | 10 | 19 | 21 | 0 | 0
10 | 20 | 22 | 0 | 0 | 5 | 0.2 | 0.12 | 0 | 5 | 0 | 0 | 0 | 0 | 10 | 19 | 22 | 0 | 0
10 | 20 | 23 | 0 | 0 | 4 | 0.2 | 0.12 | 0 | 4 | 0 | 0 | 0 | 0 | 10 | 19 | 23 | 0 | 0
10 | 21 | 0 | 0 | 0 | 4 | 0.2 | 0.12 | 0 | 4 | 0 | 0 | 0 | 0 | 10 | 20 | 0 | 0 | 0
10 | 21 | 1 | 0 | 0 | 4 | 0.2 | 0.12 | 0 | 4 | 0 | 0 | 0 | 0 | 10 | 20 | 1 | 0 | 0
10 | 21 | 2 | 0 | 0 | 4 | 0.2 | 0.12 | 0 | 4 | 0 | 0 | 0 | 0 | 10 | 20 | 2 | 0 | 0
10 | 21 | 3 | 0 | 0 | 4 | 0.1 | 0.12 | 0 | 4 | 0 | 0 | 0 | 0 | 10 | 20 | 3 | 0 | 0
10 | 21 | 4 | 0 | 0 | 4 | 0.1 | 0.12 | 0 | 4 | 0 | 0 | 0 | 0 | 10 | 20 | 4 | 0 | 0
10 | 21 | 5 | 0 | 0 | 3 | 0.1 | 0.12 | 0 | 3 | 0 | 0 | 0 | 0 | 10 | 20 | 5 | 0 | 0
10 | 21 | 6 | 0 | 0 | 3 | 0.1 | 0.12 | 0 | 3 | 0 | 0 | 0 | 0 | 10 | 20 | 6 | 0 | 0
10 | 21 | 7 | 312 | 35 | 4 | 0.2 | 0.12 | 109.736 | 7.939 | 89.784 | 81.846 | 0.081846 | 0.007127 | 10 | 20 | 7 | 5.6141e-05 | 4.8864e-06
10 | 21 | 8 | 619 | 68 | 6 | 0.3 | 0.12 | 349.418 | 18.977 | 352.102 | 334.869 | 0.33487 | 0.032283 | 10 | 20 | 8 | 0.0002297 | 2.2134e-05
10 | 21 | 9 | 758 | 84 | 9 | 0.3 | 0.12 | 570.061 | 30.282 | 565.184 | 540.401 | 0.5404 | 0.056593 | 10 | 20 | 9 | 0.00037068 | 3.8801e-05
10 | 21 | 10 | 838 | 90 | 12 | 0.4 | 0.12 | 746.56 | 38.983 | 710.384 | 680.456 | 0.68046 | 0.088544 | 10 | 20 | 10 | 0.00046675 | 6.0707e-05
10 | 21 | 11 | 867 | 96 | 13 | 0.4 | 0.12 | 850.508 | 43.7 | 789.61 | 756.875 | 0.75687 | 0.14542 | 10 | 20 | 11 | 0.00051916 | 9.9703e-05
10 | 21 | 12 | 874 | 98 | 14 | 0.4 | 0.12 | 873.394 | 45.516 | 803.725 | 770.49 | 0.77049 | 0.13831 | 10 | 20 | 12 | 0.0005285 | 9.4827e-05
10 | 21 | 13 | 862 | 96 | 14 | 0.3 | 0.12 | 832.367 | 44.979 | 769.557 | 737.532 | 0.73753 | 0.14739 | 10 | 20 | 13 | 0.0005059 | 0.00010105
10 | 21 | 14 | 822 | 90 | 14 | 0.3 | 0.12 | 708.746 | 40.418 | 671.724 | 643.166 | 0.64317 | 0.049584 | 10 | 20 | 14 | 0.00044117 | 3.3996e-05
10 | 21 | 15 | 744 | 79 | 14 | 0.3 | 0.12 | 522.937 | 33.534 | 512.607 | 489.687 | 0.48969 | 0.090053 | 10 | 20 | 15 | 0.00033589 | 6.1742e-05
10 | 21 | 16 | 592 | 59 | 12 | 0.2 | 0.12 | 295.721 | 23.256 | 284.707 | 269.862 | 0.26986 | 0.24778 | 10 | 20 | 16 | 0.00018511 | 0.00016989
10 | 21 | 17 | 214 | 20 | 9 | 0.5 | 0.12 | 56.47 | 10.507 | 28.85 | 23.072 | 0.023072 | 0.017061 | 10 | 20 | 17 | 1.5826e-05 | 1.1697e-05
10 | 21 | 18 | 0 | 0 | 7 | 0.7 | 0.12 | 0 | 7 | 0 | 0 | 0 | 0 | 10 | 20 | 18 | 0 | 0
10 | 21 | 19 | 0 | 0 | 6 | 0.7 | 0.12 | 0 | 6 | 0 | 0 | 0 | 0 | 10 | 20 | 19 | 0 | 0
10 | 21 | 20 | 0 | 0 | 5 | 0.7 | 0.12 | 0 | 5 | 0 | 0 | 0 | 0 | 10 | 20 | 20 | 0 | 0
10 | 21 | 21 | 0 | 0 | 5 | 0.8 | 0.12 | 0 | 5 | 0 | 0 | 0 | 0 | 10 | 20 | 21 | 0 | 0
10 | 21 | 22 | 0 | 0 | 4 | 0.8 | 0.12 | 0 | 4 | 0 | 0 | 0 | 0 | 10 | 20 | 22 | 0 | 0
10 | 21 | 23 | 0 | 0 | 4 | 0.8 | 0.12 | 0 | 4 | 0 | 0 | 0 | 0 | 10 | 20 | 23 | 0 | 0
10 | 22 | 0 | 0 | 0 | 4 | 0.9 | 0.12 | 0 | 4 | 0 | 0 | 0 | 0 | 10 | 21 | 0 | 0 | 0
10 | 22 | 1 | 0 | 0 | 4 | 0.9 | 0.12 | 0 | 4 | 0 | 0 | 0 | 0 | 10 | 21 | 1 | 0 | 0
10 | 22 | 2 | 0 | 0 | 4 | 0.9 | 0.12 | 0 | 4 | 0 | 0 | 0 | 0 | 10 | 21 | 2 | 0 | 0
10 | 22 | 3 | 0 | 0 | 4 | 0.9 | 0.12 | 0 | 4 | 0 | 0 | 0 | 0 | 10 | 21 | 3 | 0 | 0
10 | 22 | 4 | 0 | 0 | 4 | 0.8 | 0.12 | 0 | 4 | 0 | 0 | 0 | 0 | 10 | 21 | 4 | 0 | 0
10 | 22 | 5 | 0 | 0 | 4 | 0.6 | 0.12 | 0 | 4 | 0 | 0 | 0 | 0 | 10 | 21 | 5 | 0 | 0
10 | 22 | 6 | 0 | 0 | 4 | 0.6 | 0.12 | 0 | 4 | 0 | 0 | 0 | 0 | 10 | 21 | 6 | 0 | 0
10 | 22 | 7 | 367 | 32 | 4 | 0.4 | 0.12 | 117.894 | 7.943 | 94.278 | 86.181 | 0.086181 | 0.081846 | 10 | 21 | 7 | 5.9114e-05 | 5.6115e-05
10 | 22 | 8 | 675 | 63 | 7 | 0.1 | 0.12 | 366.781 | 21.514 | 366.068 | 348.341 | 0.34834 | 0.33487 | 10 | 21 | 8 | 0.00023894 | 0.00022959
10 | 22 | 9 | 371 | 160 | 10 | 0.1 | 0.12 | 403.379 | 26.022 | 402.034 | 383.032 | 0.38303 | 0.5404 | 10 | 21 | 9 | 0.00026273 | 0.00037051
10 | 22 | 10 | 881 | 84 | 13 | 0.2 | 0.12 | 765.181 | 42.423 | 718.615 | 688.395 | 0.68839 | 0.68046 | 10 | 21 | 10 | 0.00047219 | 0.00046653
10 | 22 | 11 | 904 | 90 | 14 | 0.2 | 0.12 | 866.406 | 47.272 | 793.136 | 760.276 | 0.76028 | 0.75687 | 10 | 21 | 11 | 0.0005215 | 0.00051893
10 | 22 | 12 | 907 | 92 | 15 | 0.3 | 0.12 | 892.546 | 48.206 | 812.569 | 779.02 | 0.77902 | 0.77049 | 10 | 21 | 12 | 0.00053435 | 0.00052826
10 | 22 | 13 | 885 | 91 | 16 | 0.3 | 0.12 | 837.221 | 47.166 | 767.621 | 735.665 | 0.73567 | 0.73753 | 10 | 21 | 13 | 0.00050462 | 0.00050567
10 | 22 | 14 | 836 | 87 | 15 | 0.2 | 0.12 | 712.983 | 42.426 | 670.61 | 642.092 | 0.64209 | 0.64317 | 10 | 21 | 14 | 0.00044043 | 0.00044097
10 | 22 | 15 | 510 | 124 | 14 | 0.2 | 0.12 | 434.492 | 30.731 | 427.923 | 408.003 | 0.408 | 0.48969 | 10 | 21 | 15 | 0.00027986 | 0.00033574
10 | 22 | 16 | 570 | 60 | 13 | 0.4 | 0.12 | 286.906 | 23.262 | 275.542 | 261.023 | 0.26102 | 0.26986 | 10 | 21 | 16 | 0.00017904 | 0.00018502
10 | 22 | 17 | 184 | 19 | 12 | 0.6 | 0.12 | 50.059 | 13.304 | 25.303 | 19.651 | 0.019651 | 0.023072 | 10 | 21 | 17 | 1.3479e-05 | 1.5819e-05
10 | 22 | 18 | 0 | 0 | 12 | 0.5 | 0.12 | 0 | 12 | 0 | 0 | 0 | 0 | 10 | 21 | 18 | 0 | 0
10 | 22 | 19 | 0 | 0 | 11 | 0.4 | 0.12 | 0 | 11 | 0 | 0 | 0 | 0 | 10 | 21 | 19 | 0 | 0
10 | 22 | 20 | 0 | 0 | 10 | 0.5 | 0.12 | 0 | 10 | 0 | 0 | 0 | 0 | 10 | 21 | 20 | 0 | 0
10 | 22 | 21 | 0 | 0 | 9 | 0.7 | 0.12 | 0 | 9 | 0 | 0 | 0 | 0 | 10 | 21 | 21 | 0 | 0
10 | 22 | 22 | 0 | 0 | 8 | 0.9 | 0.12 | 0 | 8 | 0 | 0 | 0 | 0 | 10 | 21 | 22 | 0 | 0
10 | 22 | 23 | 0 | 0 | 7 | 1 | 0.12 | 0 | 7 | 0 | 0 | 0 | 0 | 10 | 21 | 23 | 0 | 0
10 | 23 | 0 | 0 | 0 | 6 | 1.1 | 0.12 | 0 | 6 | 0 | 0 | 0 | 0 | 10 | 22 | 0 | 0 | 0
10 | 23 | 1 | 0 | 0 | 4 | 1 | 0.12 | 0 | 4 | 0 | 0 | 0 | 0 | 10 | 22 | 1 | 0 | 0
10 | 23 | 2 | 0 | 0 | 3 | 0.8 | 0.12 | 0 | 3 | 0 | 0 | 0 | 0 | 10 | 22 | 2 | 0 | 0
10 | 23 | 3 | 0 | 0 | 3 | 0.5 | 0.12 | 0 | 3 | 0 | 0 | 0 | 0 | 10 | 22 | 3 | 0 | 0
10 | 23 | 4 | 0 | 0 | 3 | 0.3 | 0.12 | 0 | 3 | 0 | 0 | 0 | 0 | 10 | 22 | 4 | 0 | 0
10 | 23 | 5 | 0 | 0 | 2 | 0.2 | 0.12 | 0 | 2 | 0 | 0 | 0 | 0 | 10 | 22 | 5 | 0 | 0
10 | 23 | 6 | 0 | 0 | 3 | 0.2 | 0.12 | 0 | 3 | 0 | 0 | 0 | 0 | 10 | 22 | 6 | 0 | 0
10 | 23 | 7 | 60 | 33 | 5 | 0.2 | 0.12 | 48.219 | 6.765 | 40.74 | 34.54 | 0.03454 | 0.086181 | 10 | 22 | 7 | 2.3692e-05 | 5.9087e-05
10 | 23 | 8 | 390 | 87 | 7 | 0.2 | 0.12 | 267.637 | 17.254 | 269.489 | 255.184 | 0.25518 | 0.34834 | 10 | 22 | 8 | 0.00017504 | 0.00023883
10 | 23 | 9 | 306 | 169 | 9 | 0.2 | 0.12 | 373.004 | 23.339 | 374.523 | 356.496 | 0.3565 | 0.38303 | 10 | 22 | 9 | 0.00024453 | 0.00026261
10 | 23 | 10 | 390 | 213 | 11 | 0.2 | 0.12 | 528.416 | 31.276 | 513.814 | 490.851 | 0.49085 | 0.68839 | 10 | 22 | 10 | 0.00033669 | 0.00047198
10 | 23 | 11 | 381 | 253 | 12 | 0.3 | 0.12 | 599.287 | 34.251 | 573.348 | 548.276 | 0.54828 | 0.76028 | 10 | 22 | 11 | 0.00037608 | 0.00052126
10 | 23 | 12 | 369 | 266 | 13 | 0.3 | 0.12 | 612.667 | 35.737 | 581.797 | 556.426 | 0.55643 | 0.77902 | 10 | 22 | 12 | 0.00038167 | 0.00053411
10 | 23 | 13 | 245 | 273 | 14 | 0.3 | 0.12 | 492.902 | 32.289 | 473.102 | 451.581 | 0.45158 | 0.73567 | 10 | 22 | 13 | 0.00030975 | 0.00050439
10 | 23 | 14 | 100 | 230 | 14 | 0.2 | 0.12 | 308.047 | 25.799 | 300.834 | 285.418 | 0.28542 | 0.64209 | 10 | 22 | 14 | 0.00019578 | 0.00044023
10 | 23 | 15 | 42 | 155 | 13 | 0.2 | 0.12 | 180.848 | 19.938 | 178.977 | 167.879 | 0.16788 | 0.408 | 10 | 22 | 15 | 0.00011515 | 0.00027973
10 | 23 | 16 | 214 | 84 | 12 | 0.2 | 0.12 | 172.404 | 18.575 | 167.481 | 156.79 | 0.15679 | 0.26102 | 10 | 22 | 16 | 0.00010755 | 0.00017896
10 | 23 | 17 | 0 | 17 | 11 | 0.2 | 0.12 | 15.975 | 11.528 | 9.614 | 4.517 | 0.004517 | 0.019651 | 10 | 22 | 17 | 3.0984e-06 | 1.3473e-05
10 | 23 | 18 | 0 | 0 | 9 | 0.2 | 0.12 | 0 | 9 | 0 | 0 | 0 | 0 | 10 | 22 | 18 | 0 | 0
10 | 23 | 19 | 0 | 0 | 8 | 0.2 | 0.12 | 0 | 8 | 0 | 0 | 0 | 0 | 10 | 22 | 19 | 0 | 0
10 | 23 | 20 | 0 | 0 | 8 | 0.2 | 0.12 | 0 | 8 | 0 | 0 | 0 | 0 | 10 | 22 | 20 | 0 | 0
10 | 23 | 21 | 0 | 0 | 8 | 0.2 | 0.12 | 0 | 8 | 0 | 0 | 0 | 0 | 10 | 22 | 21 | 0 | 0
10 | 23 | 22 | 0 | 0 | 8 | 0.2 | 0.12 | 0 | 8 | 0 | 0 | 0 | 0 | 10 | 22 | 22 | 0 | 0
10 | 23 | 23 | 0 | 0 | 9 | 0.2 | 0.12 | 0 | 9 | 0 | 0 | 0 | 0 | 10 | 22 | 23 | 0 | 0
10 | 24 | 0 | 0 | 0 | 8 | 0.2 | 0.12 | 0 | 8 | 0 | 0 | 0 | 0 | 10 | 23 | 0 | 0 | 0
10 | 24 | 1 | 0 | 0 | 8 | 0.2 | 0.12 | 0 | 8 | 0 | 0 | 0 | 0 | 10 | 23 | 1 | 0 | 0
10 | 24 | 2 | 0 | 0 | 8 | 0.2 | 0.12 | 0 | 8 | 0 | 0 | 0 | 0 | 10 | 23 | 2 | 0 | 0
10 | 24 | 3 | 0 | 0 | 9 | 0.2 | 0.12 | 0 | 9 | 0 | 0 | 0 | 0 | 10 | 23 | 3 | 0 | 0
10 | 24 | 4 | 0 | 0 | 9 | 0.2 | 0.12 | 0 | 9 | 0 | 0 | 0 | 0 | 10 | 23 | 4 | 0 | 0
10 | 24 | 5 | 0 | 0 | 9 | 0.2 | 0.12 | 0 | 9 | 0 | 0 | 0 | 0 | 10 | 23 | 5 | 0 | 0
10 | 24 | 6 | 0 | 0 | 9 | 0.2 | 0.12 | 0 | 9 | 0 | 0 | 0 | 0 | 10 | 23 | 6 | 0 | 0
10 | 24 | 7 | 0 | 6 | 9 | 0.2 | 0.12 | 5.547 | 9.206 | 4.402 | 0 | 0 | 0.03454 | 10 | 23 | 7 | 0 | 2.3681e-05
10 | 24 | 8 | 372 | 107 | 11 | 0.3 | 0.12 | 280.734 | 21.423 | 278.416 | 263.794 | 0.26379 | 0.25518 | 10 | 23 | 8 | 0.00018094 | 0.00017496
10 | 24 | 9 | 0 | 60 | 13 | 0.4 | 0.12 | 55.712 | 15.006 | 53.468 | 46.817 | 0.046817 | 0.3565 | 10 | 23 | 9 | 3.2113e-05 | 0.00024442
10 | 24 | 10 | 756 | 116 | 16 | 0.5 | 0.12 | 710.426 | 40.928 | 670.526 | 642.01 | 0.64201 | 0.49085 | 10 | 23 | 10 | 0.00044037 | 0.00033654
10 | 24 | 11 | 825 | 113 | 17 | 0.5 | 0.12 | 827.212 | 45.993 | 761.199 | 729.47 | 0.72947 | 0.54828 | 10 | 23 | 11 | 0.00050037 | 0.00037591
10 | 24 | 12 | 859 | 106 | 18 | 0.6 | 0.12 | 868.132 | 47.561 | 792.636 | 759.793 | 0.75979 | 0.55643 | 10 | 23 | 12 | 0.00052117 | 0.0003815
10 | 24 | 13 | 861 | 98 | 18 | 0.5 | 0.12 | 825.885 | 46.959 | 758.118 | 726.499 | 0.7265 | 0.45158 | 10 | 23 | 13 | 0.00049833 | 0.00030961
10 | 24 | 14 | 828 | 89 | 18 | 0.5 | 0.12 | 704.356 | 42.736 | 662.037 | 633.822 | 0.63382 | 0.28542 | 10 | 23 | 14 | 0.00043476 | 0.00019569
10 | 24 | 15 | 746 | 78 | 17 | 0.4 | 0.12 | 516.269 | 35.712 | 502.032 | 479.487 | 0.47949 | 0.16788 | 10 | 23 | 15 | 0.0003289 | 0.0001151
10 | 24 | 16 | 596 | 55 | 15 | 0.3 | 0.12 | 288.005 | 25.605 | 272.738 | 258.317 | 0.25832 | 0.15679 | 10 | 23 | 16 | 0.00017719 | 0.0001075
10 | 24 | 17 | 192 | 16 | 11 | 0.2 | 0.12 | 42.819 | 12.212 | 20.436 | 14.955 | 0.014955 | 0.004517 | 10 | 23 | 17 | 1.0258e-05 | 3.0969e-06
10 | 24 | 18 | 0 | 0 | 9 | 0.2 | 0.12 | 0 | 9 | 0 | 0 | 0 | 0 | 10 | 23 | 18 | 0 | 0
10 | 24 | 19 | 0 | 0 | 8 | 0.3 | 0.12 | 0 | 8 | 0 | 0 | 0 | 0 | 10 | 23 | 19 | 0 | 0
10 | 24 | 20 | 0 | 0 | 8 | 0.7 | 0.12 | 0 | 8 | 0 | 0 | 0 | 0 | 10 | 23 | 20 | 0 | 0
10 | 24 | 21 | 0 | 0 | 8 | 0.9 | 0.12 | 0 | 8 | 0 | 0 | 0 | 0 | 10 | 23 | 21 | 0 | 0
10 | 24 | 22 | 0 | 0 | 9 | 0.9 | 0.12 | 0 | 9 | 0 | 0 | 0 | 0 | 10 | 23 | 22 | 0 | 0
10 | 24 | 23 | 0 | 0 | 10 | 0.7 | 0.12 | 0 | 10 | 0 | 0 | 0 | 0 | 10 | 23 | 23 | 0 | 0
10 | 25 | 0 | 0 | 0 | 10 | 0.4 | 0.12 | 0 | 10 | 0 | 0 | 0 | 0 | 10 | 24 | 0 | 0 | 0
10 | 25 | 1 | 0 | 0 | 9 | 0.6 | 0.12 | 0 | 9 | 0 | 0 | 0 | 0 | 10 | 24 | 1 | 0 | 0
10 | 25 | 2 | 0 | 0 | 8 | 0.9 | 0.12 | 0 | 8 | 0 | 0 | 0 | 0 | 10 | 24 | 2 | 0 | 0
10 | 25 | 3 | 0 | 0 | 6 | 0.9 | 0.12 | 0 | 6 | 0 | 0 | 0 | 0 | 10 | 24 | 3 | 0 | 0
10 | 25 | 4 | 0 | 0 | 4 | 0.7 | 0.12 | 0 | 4 | 0 | 0 | 0 | 0 | 10 | 24 | 4 | 0 | 0
10 | 25 | 5 | 0 | 0 | 4 | 0.3 | 0.12 | 0 | 4 | 0 | 0 | 0 | 0 | 10 | 24 | 5 | 0 | 0
10 | 25 | 6 | 0 | 0 | 4 | 0.2 | 0.12 | 0 | 4 | 0 | 0 | 0 | 0 | 10 | 24 | 6 | 0 | 0
10 | 25 | 7 | 353 | 28 | 6 | 0.2 | 0.12 | 109.57 | 9.818 | 81.997 | 74.335 | 0.074335 | 0 | 10 | 24 | 7 | 5.0989e-05 | 0
10 | 25 | 8 | 668 | 57 | 10 | 0.3 | 0.12 | 351.891 | 23.055 | 347.783 | 330.704 | 0.3307 | 0.26379 | 10 | 24 | 8 | 0.00022684 | 0.00018086
10 | 25 | 9 | 802 | 71 | 13 | 0.3 | 0.12 | 575.571 | 34.498 | 562.359 | 537.676 | 0.53768 | 0.046817 | 10 | 24 | 9 | 0.00036881 | 3.2099e-05
10 | 25 | 10 | 870 | 78 | 16 | 0.4 | 0.12 | 743.329 | 42.88 | 697.629 | 668.153 | 0.66815 | 0.64201 | 10 | 24 | 10 | 0.00045831 | 0.00044017
10 | 25 | 11 | 902 | 81 | 18 | 0.4 | 0.12 | 846.854 | 48.584 | 772.128 | 740.012 | 0.74001 | 0.72947 | 10 | 24 | 11 | 0.0005076 | 0.00050014
10 | 25 | 12 | 910 | 83 | 19 | 0.5 | 0.12 | 876.761 | 49.733 | 794.271 | 761.371 | 0.76137 | 0.75979 | 10 | 24 | 12 | 0.00052225 | 0.00052093
10 | 25 | 13 | 893 | 82 | 20 | 0.5 | 0.12 | 825.412 | 48.951 | 752.258 | 720.846 | 0.72085 | 0.7265 | 10 | 24 | 13 | 0.00049445 | 0.0004981
10 | 25 | 14 | 857 | 77 | 20 | 0.4 | 0.12 | 708.997 | 45.65 | 659.062 | 630.952 | 0.63095 | 0.63382 | 10 | 24 | 14 | 0.00043279 | 0.00043456
10 | 25 | 15 | 780 | 67 | 19 | 0.3 | 0.12 | 521.178 | 38.477 | 501.716 | 479.182 | 0.47918 | 0.47949 | 10 | 24 | 15 | 0.00032869 | 0.00032875
10 | 25 | 16 | 256 | 78 | 16 | 0.2 | 0.12 | 180.258 | 22.864 | 171.432 | 160.601 | 0.1606 | 0.25832 | 10 | 24 | 16 | 0.00011016 | 0.00017711
10 | 25 | 17 | 0 | 16 | 14 | 0.2 | 0.12 | 15.221 | 14.503 | 9.019 | 3.943 | 0.003943 | 0.014955 | 10 | 24 | 17 | 2.7046e-06 | 1.0253e-05
10 | 25 | 18 | 0 | 0 | 13 | 0.2 | 0.12 | 0 | 13 | 0 | 0 | 0 | 0 | 10 | 24 | 18 | 0 | 0
10 | 25 | 19 | 0 | 0 | 13 | 0.2 | 0.12 | 0 | 13 | 0 | 0 | 0 | 0 | 10 | 24 | 19 | 0 | 0
10 | 25 | 20 | 0 | 0 | 13 | 0.2 | 0.12 | 0 | 13 | 0 | 0 | 0 | 0 | 10 | 24 | 20 | 0 | 0
10 | 25 | 21 | 0 | 0 | 12 | 0.2 | 0.12 | 0 | 12 | 0 | 0 | 0 | 0 | 10 | 24 | 21 | 0 | 0
10 | 25 | 22 | 0 | 0 | 12 | 0.2 | 0.12 | 0 | 12 | 0 | 0 | 0 | 0 | 10 | 24 | 22 | 0 | 0
10 | 25 | 23 | 0 | 0 | 12 | 0.2 | 0.12 | 0 | 12 | 0 | 0 | 0 | 0 | 10 | 24 | 23 | 0 | 0
10 | 26 | 0 | 0 | 0 | 11 | 0.2 | 0.12 | 0 | 11 | 0 | 0 | 0 | 0 | 10 | 25 | 0 | 0 | 0
10 | 26 | 1 | 0 | 0 | 11 | 0.2 | 0.12 | 0 | 11 | 0 | 0 | 0 | 0 | 10 | 25 | 1 | 0 | 0
10 | 26 | 2 | 0 | 0 | 12 | 0.2 | 0.12 | 0 | 12 | 0 | 0 | 0 | 0 | 10 | 25 | 2 | 0 | 0
10 | 26 | 3 | 0 | 0 | 12 | 0.2 | 0.12 | 0 | 12 | 0 | 0 | 0 | 0 | 10 | 25 | 3 | 0 | 0
10 | 26 | 4 | 0 | 0 | 12 | 0.2 | 0.12 | 0 | 12 | 0 | 0 | 0 | 0 | 10 | 25 | 4 | 0 | 0
10 | 26 | 5 | 0 | 0 | 12 | 0.2 | 0.12 | 0 | 12 | 0 | 0 | 0 | 0 | 10 | 25 | 5 | 0 | 0
10 | 26 | 6 | 0 | 0 | 12 | 0.2 | 0.12 | 0 | 12 | 0 | 0 | 0 | 0 | 10 | 25 | 6 | 0 | 0
10 | 26 | 7 | 0 | 24 | 12 | 0.2 | 0.12 | 22.502 | 12.824 | 17.917 | 12.526 | 0.012526 | 0.074335 | 10 | 25 | 7 | 8.592e-06 | 5.0965e-05
10 | 26 | 8 | 4 | 93 | 13 | 0.3 | 0.12 | 91.631 | 16.405 | 89.538 | 81.609 | 0.081609 | 0.3307 | 10 | 25 | 8 | 5.5978e-05 | 0.00022674
10 | 26 | 9 | 38 | 165 | 15 | 0.4 | 0.12 | 190.609 | 21.871 | 187.173 | 175.784 | 0.17578 | 0.53768 | 10 | 25 | 9 | 0.00012058 | 0.00036864
10 | 26 | 10 | 154 | 241 | 18 | 0.5 | 0.12 | 372.383 | 31.023 | 358.225 | 340.775 | 0.34077 | 0.66815 | 10 | 25 | 10 | 0.00023375 | 0.0004581
10 | 26 | 11 | 91 | 279 | 19 | 0.6 | 0.12 | 364.271 | 31.353 | 347.017 | 329.965 | 0.32996 | 0.74001 | 10 | 25 | 11 | 0.00022633 | 0.00050737
10 | 26 | 12 | 315 | 279 | 20 | 0.6 | 0.12 | 578.79 | 39.658 | 540.553 | 516.643 | 0.51664 | 0.76137 | 10 | 25 | 12 | 0.00035438 | 0.00052201
10 | 26 | 13 | 308 | 255 | 19 | 0.5 | 0.12 | 533.219 | 37.649 | 502.861 | 480.286 | 0.48029 | 0.72085 | 10 | 25 | 13 | 0.00032944 | 0.00049423
10 | 26 | 14 | 113 | 225 | 19 | 0.5 | 0.12 | 311.927 | 29.911 | 300.3 | 284.903 | 0.2849 | 0.63095 | 10 | 25 | 14 | 0.00019542 | 0.00043259
10 | 26 | 15 | 219 | 154 | 18 | 0.4 | 0.12 | 292.419 | 28.57 | 286.218 | 271.32 | 0.27132 | 0.47918 | 10 | 25 | 15 | 0.00018611 | 0.00032854
10 | 26 | 16 | 13 | 78 | 17 | 0.3 | 0.12 | 80.474 | 19.984 | 76.478 | 69.012 | 0.069012 | 0.1606 | 10 | 25 | 16 | 4.7337e-05 | 0.00011011
10 | 26 | 17 | 0 | 4 | 15 | 0.2 | 0.12 | 3.805 | 15.126 | 2.095 | 0 | 0 | 0.003943 | 10 | 25 | 17 | 0 | 2.7034e-06
10 | 26 | 18 | 0 | 0 | 15 | 0.2 | 0.12 | 0 | 15 | 0 | 0 | 0 | 0 | 10 | 25 | 18 | 0 | 0
10 | 26 | 19 | 0 | 0 | 15 | 0.2 | 0.12 | 0 | 15 | 0 | 0 | 0 | 0 | 10 | 25 | 19 | 0 | 0
10 | 26 | 20 | 0 | 0 | 14 | 0.2 | 0.12 | 0 | 14 | 0 | 0 | 0 | 0 | 10 | 25 | 20 | 0 | 0
10 | 26 | 21 | 0 | 0 | 14 | 0.1 | 0.12 | 0 | 14 | 0 | 0 | 0 | 0 | 10 | 25 | 21 | 0 | 0
10 | 26 | 22 | 0 | 0 | 13 | 0.1 | 0.12 | 0 | 13 | 0 | 0 | 0 | 0 | 10 | 25 | 22 | 0 | 0
10 | 26 | 23 | 0 | 0 | 12 | 0.2 | 0.12 | 0 | 12 | 0 | 0 | 0 | 0 | 10 | 25 | 23 | 0 | 0
10 | 27 | 0 | 0 | 0 | 11 | 0.2 | 0.12 | 0 | 11 | 0 | 0 | 0 | 0 | 10 | 26 | 0 | 0 | 0
10 | 27 | 1 | 0 | 0 | 11 | 0.2 | 0.12 | 0 | 11 | 0 | 0 | 0 | 0 | 10 | 26 | 1 | 0 | 0
10 | 27 | 2 | 0 | 0 | 10 | 0.2 | 0.12 | 0 | 10 | 0 | 0 | 0 | 0 | 10 | 26 | 2 | 0 | 0
10 | 27 | 3 | 0 | 0 | 10 | 0.2 | 0.12 | 0 | 10 | 0 | 0 | 0 | 0 | 10 | 26 | 3 | 0 | 0
10 | 27 | 4 | 0 | 0 | 9 | 0.2 | 0.12 | 0 | 9 | 0 | 0 | 0 | 0 | 10 | 26 | 4 | 0 | 0
10 | 27 | 5 | 0 | 0 | 9 | 0.2 | 0.12 | 0 | 9 | 0 | 0 | 0 | 0 | 10 | 26 | 5 | 0 | 0
10 | 27 | 6 | 0 | 0 | 8 | 0.2 | 0.12 | 0 | 8 | 0 | 0 | 0 | 0 | 10 | 26 | 6 | 0 | 0
10 | 27 | 7 | 0 | 2 | 8 | 0.3 | 0.12 | 1.848 | 8.065 | 1.293 | 0 | 0 | 0.012526 | 10 | 26 | 7 | 0 | 8.5881e-06
10 | 27 | 8 | 0 | 24 | 8 | 0.4 | 0.12 | 22.233 | 8.801 | 21.146 | 15.641 | 0.015641 | 0.081609 | 10 | 26 | 8 | 1.0729e-05 | 5.5953e-05
10 | 27 | 9 | 0 | 27 | 9 | 0.4 | 0.12 | 25.032 | 9.902 | 23.751 | 18.153 | 0.018153 | 0.17578 | 10 | 26 | 9 | 1.2452e-05 | 0.00012052
10 | 27 | 10 | 0 | 31 | 9 | 0.5 | 0.12 | 28.766 | 10.004 | 27.219 | 21.498 | 0.021498 | 0.34077 | 10 | 26 | 10 | 1.4746e-05 | 0.00023364
10 | 27 | 11 | 0 | 74 | 9 | 0.5 | 0.12 | 68.798 | 11.397 | 66.752 | 59.63 | 0.05963 | 0.32996 | 10 | 26 | 11 | 4.0902e-05 | 0.00022623
10 | 27 | 12 | 0 | 86 | 10 | 0.5 | 0.12 | 79.994 | 12.786 | 77.524 | 70.021 | 0.070021 | 0.51664 | 10 | 26 | 12 | 4.803e-05 | 0.00035422
10 | 27 | 13 | 8 | 194 | 10 | 0.5 | 0.12 | 193.595 | 16.75 | 191.267 | 179.734 | 0.17973 | 0.48029 | 10 | 26 | 13 | 0.00012329 | 0.00032929
10 | 27 | 14 | 26 | 193 | 11 | 0.5 | 0.12 | 206.421 | 18.212 | 204.775 | 192.762 | 0.19276 | 0.2849 | 10 | 26 | 14 | 0.00013222 | 0.00019533
10 | 27 | 15 | 0 | 127 | 10 | 0.4 | 0.12 | 122.404 | 14.411 | 121.831 | 112.758 | 0.11276 | 0.27132 | 10 | 26 | 15 | 7.7344e-05 | 0.00018602
10 | 27 | 16 | 30 | 78 | 9 | 0.3 | 0.12 | 89.872 | 12.33 | 88.224 | 80.342 | 0.080342 | 0.069012 | 10 | 26 | 16 | 5.5109e-05 | 4.7316e-05
10 | 27 | 17 | 0 | 8 | 7 | 0.2 | 0.12 | 7.61 | 7.252 | 4.521 | 0 | 0 | 0 | 10 | 26 | 17 | 0 | 0
10 | 27 | 18 | 0 | 0 | 6 | 0.1 | 0.12 | 0 | 6 | 0 | 0 | 0 | 0 | 10 | 26 | 18 | 0 | 0
10 | 27 | 19 | 0 | 0 | 5 | 0.1 | 0.12 | 0 | 5 | 0 | 0 | 0 | 0 | 10 | 26 | 19 | 0 | 0
10 | 27 | 20 | 0 | 0 | 4 | 0.1 | 0.12 | 0 | 4 | 0 | 0 | 0 | 0 | 10 | 26 | 20 | 0 | 0
10 | 27 | 21 | 0 | 0 | 3 | 0.1 | 0.12 | 0 | 3 | 0 | 0 | 0 | 0 | 10 | 26 | 21 | 0 | 0
10 | 27 | 22 | 0 | 0 | 2 | 0.1 | 0.12 | 0 | 2 | 0 | 0 | 0 | 0 | 10 | 26 | 22 | 0 | 0
10 | 27 | 23 | 0 | 0 | 2 | 0.1 | 0.12 | 0 | 2 | 0 | 0 | 0 | 0 | 10 | 26 | 23 | 0 | 0
10 | 28 | 0 | 0 | 0 | 2 | 0.1 | 0.12 | 0 | 2 | 0 | 0 | 0 | 0 | 10 | 27 | 0 | 0 | 0
10 | 28 | 1 | 0 | 0 | 3 | 0.1 | 0.12 | 0 | 3 | 0 | 0 | 0 | 0 | 10 | 27 | 1 | 0 | 0
10 | 28 | 2 | 0 | 0 | 2 | 0.1 | 0.12 | 0 | 2 | 0 | 0 | 0 | 0 | 10 | 27 | 2 | 0 | 0
10 | 28 | 3 | 0 | 0 | 1 | 0.1 | 0.12 | 0 | 1 | 0 | 0 | 0 | 0 | 10 | 27 | 3 | 0 | 0
10 | 28 | 4 | 0 | 0 | 1 | 0.1 | 0.12 | 0 | 1 | 0 | 0 | 0 | 0 | 10 | 27 | 4 | 0 | 0
10 | 28 | 5 | 0 | 0 | 2 | 0.1 | 0.12 | 0 | 2 | 0 | 0 | 0 | 0 | 10 | 27 | 5 | 0 | 0
10 | 28 | 6 | 0 | 0 | 2 | 0.1 | 0.12 | 0 | 2 | 0 | 0 | 0 | 0 | 10 | 27 | 6 | 0 | 0
10 | 28 | 7 | 0 | 18 | 2 | 0.2 | 0.12 | 16.685 | 2.596 | 12.753 | 7.545 | 0.007545 | 0 | 10 | 27 | 7 | 5.1753e-06 | 0
10 | 28 | 8 | 0 | 67 | 4 | 0.2 | 0.12 | 63.16 | 6.421 | 63.333 | 56.332 | 0.056332 | 0.015641 | 10 | 27 | 8 | 3.864e-05 | 1.0724e-05
10 | 28 | 9 | 0 | 105 | 5 | 0.3 | 0.12 | 99.259 | 8.686 | 100.099 | 91.795 | 0.091795 | 0.018153 | 10 | 27 | 9 | 6.2965e-05 | 1.2446e-05
10 | 28 | 10 | 0 | 118 | 6 | 0.3 | 0.12 | 111.137 | 10.118 | 110.982 | 102.293 | 0.10229 | 0.021498 | 10 | 27 | 10 | 7.0166e-05 | 1.4739e-05
10 | 28 | 11 | 4 | 182 | 7 | 0.3 | 0.12 | 178.016 | 13.588 | 177.37 | 166.329 | 0.16633 | 0.05963 | 10 | 27 | 11 | 0.00011409 | 4.0883e-05
10 | 28 | 12 | 90 | 278 | 7 | 0.3 | 0.12 | 363.956 | 20.483 | 361.494 | 343.928 | 0.34393 | 0.070021 | 10 | 27 | 12 | 0.00023591 | 4.8008e-05
10 | 28 | 13 | 381 | 233 | 8 | 0.3 | 0.12 | 565.951 | 29.03 | 553.987 | 529.601 | 0.5296 | 0.17973 | 10 | 27 | 13 | 0.00036327 | 0.00012323
10 | 28 | 14 | 120 | 220 | 9 | 0.3 | 0.12 | 320.048 | 20.888 | 319.713 | 303.628 | 0.30363 | 0.19276 | 10 | 27 | 14 | 0.00020827 | 0.00013216
10 | 28 | 15 | 9 | 132 | 8 | 0.3 | 0.12 | 132.796 | 12.935 | 133.501 | 124.014 | 0.12401 | 0.11276 | 10 | 27 | 15 | 8.5065e-05 | 7.7309e-05
10 | 28 | 16 | 0 | 43 | 6 | 0.2 | 0.12 | 39.901 | 7.527 | 38.86 | 32.727 | 0.032727 | 0.080342 | 10 | 27 | 16 | 2.2448e-05 | 5.5084e-05
10 | 28 | 17 | 130 | 12 | 4 | 0.2 | 0.12 | 28.963 | 4.82 | 14.032 | 8.778 | 0.008778 | 0 | 10 | 27 | 17 | 6.0211e-06 | 0
10 | 28 | 18 | 0 | 0 | 3 | 0.1 | 0.12 | 0 | 3 | 0 | 0 | 0 | 0 | 10 | 27 | 18 | 0 | 0
10 | 28 | 19 | 0 | 0 | 2 | 0.2 | 0.12 | 0 | 2 | 0 | 0 | 0 | 0 | 10 | 27 | 19 | 0 | 0
10 | 28 | 20 | 0 | 0 | 1 | 0.5 | 0.12 | 0 | 1 | 0 | 0 | 0 | 0 | 10 | 27 | 20 | 0 | 0
10 | 28 | 21 | 0 | 0 | 1 | 0.7 | 0.12 | 0 | 1 | 0 | 0 | 0 | 0 | 10 | 27 | 21 | 0 | 0
10 | 28 | 22 | 0 | 0 | 2 | 0.7 | 0.12 | 0 | 2 | 0 | 0 | 0 | 0 | 10 | 27 | 22 | 0 | 0
10 | 28 | 23 | 0 | 0 | 2 | 0.4 | 0.12 | 0 | 2 | 0 | 0 | 0 | 0 | 10 | 27 | 23 | 0 | 0
10 | 29 | 0 | 0 | 0 | 2 | 0.3 | 0.12 | 0 | 2 | 0 | 0 | 0 | 0 | 10 | 28 | 0 | 0 | 0
10 | 29 | 1 | 0 | 0 | 1 | 0.5 | 0.12 | 0 | 1 | 0 | 0 | 0 | 0 | 10 | 28 | 1 | 0 | 0
10 | 29 | 2 | 0 | 0 | 0 | 0.8 | 0.12 | 0 | 0 | 0 | 0 | 0 | 0 | 10 | 28 | 2 | 0 | 0
10 | 29 | 3 | 0 | 0 | 0 | 0.8 | 0.12 | 0 | 0 | 0 | 0 | 0 | 0 | 10 | 28 | 3 | 0 | 0
10 | 29 | 4 | 0 | 0 | 0 | 0.8 | 0.12 | 0 | 0 | 0 | 0 | 0 | 0 | 10 | 28 | 4 | 0 | 0
10 | 29 | 5 | 0 | 0 | 0 | 0.7 | 0.12 | 0 | 0 | 0 | 0 | 0 | 0 | 10 | 28 | 5 | 0 | 0
10 | 29 | 6 | 0 | 0 | 0 | 0.7 | 0.12 | 0 | 0 | 0 | 0 | 0 | 0 | 10 | 28 | 6 | 0 | 0
10 | 29 | 7 | 214 | 29 | 1 | 0.4 | 0.12 | 77.651 | 3.411 | 51.811 | 45.218 | 0.045218 | 0.007545 | 10 | 28 | 7 | 3.1016e-05 | 5.173e-06
10 | 29 | 8 | 567 | 71 | 3 | 0.2 | 0.12 | 321.332 | 15.289 | 325.209 | 308.929 | 0.30893 | 0.056332 | 10 | 28 | 8 | 0.0002119 | 3.8622e-05
10 | 29 | 9 | 734 | 91 | 7 | 0.2 | 0.12 | 551.561 | 28.256 | 551.803 | 527.494 | 0.52749 | 0.091795 | 10 | 28 | 9 | 0.00036182 | 6.2936e-05
10 | 29 | 10 | 407 | 196 | 10 | 0.2 | 0.12 | 526.755 | 30.224 | 515.49 | 492.468 | 0.49247 | 0.10229 | 10 | 28 | 10 | 0.0003378 | 7.0134e-05
10 | 29 | 11 | 79 | 263 | 11 | 0.2 | 0.12 | 336.692 | 23.874 | 329.928 | 313.481 | 0.31348 | 0.16633 | 10 | 28 | 11 | 0.00021503 | 0.00011404
10 | 29 | 12 | 855 | 110 | 12 | 0.3 | 0.12 | 856.411 | 43.873 | 795.109 | 762.179 | 0.76218 | 0.34393 | 10 | 28 | 12 | 0.0005228 | 0.0002358
10 | 29 | 13 | 550 | 180 | 12 | 0.4 | 0.12 | 652.822 | 35.557 | 625.92 | 598.985 | 0.59898 | 0.5296 | 10 | 28 | 13 | 0.00041086 | 0.0003631
10 | 29 | 14 | 775 | 105 | 12 | 0.4 | 0.12 | 675.324 | 36.431 | 651.468 | 623.627 | 0.62363 | 0.30363 | 10 | 28 | 14 | 0.00042777 | 0.00020817
10 | 29 | 15 | 698 | 86 | 11 | 0.3 | 0.12 | 490.297 | 29.32 | 488.74 | 466.665 | 0.46666 | 0.12401 | 10 | 28 | 15 | 0.0003201 | 8.5026e-05
10 | 29 | 16 | 508 | 61 | 9 | 0.2 | 0.12 | 255.378 | 18.68 | 245.539 | 232.082 | 0.23208 | 0.032727 | 10 | 28 | 16 | 0.00015919 | 2.2438e-05
10 | 29 | 17 | 81 | 11 | 6 | 0.1 | 0.12 | 21.233 | 6.64 | 10.54 | 5.41 | 0.00541 | 0.008778 | 10 | 28 | 17 | 3.7109e-06 | 6.0184e-06
10 | 29 | 18 | 0 | 0 | 4 | 0.2 | 0.12 | 0 | 4 | 0 | 0 | 0 | 0 | 10 | 28 | 18 | 0 | 0
10 | 29 | 19 | 0 | 0 | 3 | 0.2 | 0.12 | 0 | 3 | 0 | 0 | 0 | 0 | 10 | 28 | 19 | 0 | 0
10 | 29 | 20 | 0 | 0 | 2 | 0.2 | 0.12 | 0 | 2 | 0 | 0 | 0 | 0 | 10 | 28 | 20 | 0 | 0
10 | 29 | 21 | 0 | 0 | 2 | 0.2 | 0.12 | 0 | 2 | 0 | 0 | 0 | 0 | 10 | 28 | 21 | 0 | 0
10 | 29 | 22 | 0 | 0 | 1 | 0.3 | 0.12 | 0 | 1 | 0 | 0 | 0 | 0 | 10 | 28 | 22 | 0 | 0
10 | 29 | 23 | 0 | 0 | 1 | 0.5 | 0.12 | 0 | 1 | 0 | 0 | 0 | 0 | 10 | 28 | 23 | 0 | 0
10 | 30 | 0 | 0 | 0 | 0 | 0.6 | 0.12 | 0 | 0 | 0 | 0 | 0 | 0 | 10 | 29 | 0 | 0 | 0
10 | 30 | 1 | 0 | 0 | 0 | 0.6 | 0.12 | 0 | 0 | 0 | 0 | 0 | 0 | 10 | 29 | 1 | 0 | 0
10 | 30 | 2 | 0 | 0 | 0 | 0.7 | 0.12 | 0 | 0 | 0 | 0 | 0 | 0 | 10 | 29 | 2 | 0 | 0
10 | 30 | 3 | 0 | 0 | 0 | 0.8 | 0.12 | 0 | 0 | 0 | 0 | 0 | 0 | 10 | 29 | 3 | 0 | 0
10 | 30 | 4 | 0 | 0 | 0 | 0.9 | 0.12 | 0 | 0 | 0 | 0 | 0 | 0 | 10 | 29 | 4 | 0 | 0
10 | 30 | 5 | 0 | 0 | 0 | 0.9 | 0.12 | 0 | 0 | 0 | 0 | 0 | 0 | 10 | 29 | 5 | 0 | 0
10 | 30 | 6 | 0 | 0 | 0 | 0.9 | 0.12 | 0 | 0 | 0 | 0 | 0 | 0 | 10 | 29 | 6 | 0 | 0
10 | 30 | 7 | 17 | 25 | 1 | 0.5 | 0.12 | 28.158 | 1.862 | 18.772 | 13.35 | 0.01335 | 0.045218 | 10 | 29 | 7 | 9.1572e-06 | 3.1002e-05
10 | 30 | 8 | 158 | 96 | 4 | 0.2 | 0.12 | 167.438 | 10.409 | 170.119 | 159.335 | 0.15934 | 0.30893 | 10 | 29 | 8 | 0.00010929 | 0.00021181
10 | 30 | 9 | 490 | 123 | 6 | 0.2 | 0.12 | 436.041 | 22.79 | 442.764 | 422.319 | 0.42232 | 0.52749 | 10 | 29 | 9 | 0.00028968 | 0.00036166
10 | 30 | 10 | 689 | 144 | 8 | 0.2 | 0.12 | 679.75 | 34.133 | 659.463 | 631.339 | 0.63134 | 0.49247 | 10 | 29 | 10 | 0.00043306 | 0.00033765
10 | 30 | 11 | 743 | 149 | 10 | 0.2 | 0.12 | 789.763 | 40.327 | 744.11 | 712.987 | 0.71299 | 0.31348 | 10 | 29 | 11 | 0.00048906 | 0.00021493
10 | 30 | 12 | 785 | 137 | 12 | 0.3 | 0.12 | 829.177 | 42.853 | 772.575 | 740.444 | 0.74044 | 0.76218 | 10 | 29 | 12 | 0.00050789 | 0.00052256
10 | 30 | 13 | 802 | 119 | 13 | 0.3 | 0.12 | 790.02 | 42.418 | 739.713 | 708.746 | 0.70875 | 0.59898 | 10 | 29 | 13 | 0.00048615 | 0.00041068
10 | 30 | 14 | 755 | 109 | 13 | 0.3 | 0.12 | 663.638 | 37.749 | 636.862 | 609.54 | 0.60954 | 0.62363 | 10 | 29 | 14 | 0.0004181 | 0.00042757
10 | 30 | 15 | 665 | 91 | 12 | 0.2 | 0.12 | 475.834 | 30.344 | 472.099 | 450.614 | 0.45061 | 0.46666 | 10 | 29 | 15 | 0.00030909 | 0.00031995
10 | 30 | 16 | 473 | 62 | 10 | 0.2 | 0.12 | 242.804 | 19.2 | 232.349 | 219.36 | 0.21936 | 0.23208 | 10 | 29 | 16 | 0.00015047 | 0.00015912
10 | 30 | 17 | 0 | 0 | 7 | 0.2 | 0.12 | 0 | 0 | 0 | 0 | 0 | 0.00541 | 10 | 29 | 17 | 0 | 3.7092e-06
10 | 30 | 18 | 0 | 0 | 6 | 0.2 | 0.12 | 0 | 6 | 0 | 0 | 0 | 0 | 10 | 29 | 18 | 0 | 0
10 | 30 | 19 | 0 | 0 | 6 | 0.2 | 0.12 | 0 | 6 | 0 | 0 | 0 | 0 | 10 | 29 | 19 | 0 | 0
10 | 30 | 20 | 0 | 0 | 6 | 0.2 | 0.12 | 0 | 6 | 0 | 0 | 0 | 0 | 10 | 29 | 20 | 0 | 0
10 | 30 | 21 | 0 | 0 | 5 | 0.2 | 0.12 | 0 | 5 | 0 | 0 | 0 | 0 | 10 | 29 | 21 | 0 | 0
10 | 30 | 22 | 0 | 0 | 5 | 0.2 | 0.12 | 0 | 5 | 0 | 0 | 0 | 0 | 10 | 29 | 22 | 0 | 0
10 | 30 | 23 | 0 | 0 | 5 | 0.2 | 0.12 | 0 | 5 | 0 | 0 | 0 | 0 | 10 | 29 | 23 | 0 | 0
10 | 31 | 0 | 0 | 0 | 4 | 0.2 | 0.12 | 0 | 4 | 0 | 0 | 0 | 0 | 10 | 30 | 0 | 0 | 0
10 | 31 | 1 | 0 | 0 | 4 | 0.2 | 0.12 | 0 | 4 | 0 | 0 | 0 | 0 | 10 | 30 | 1 | 0 | 0
10 | 31 | 2 | 0 | 0 | 5 | 0.2 | 0.12 | 0 | 5 | 0 | 0 | 0 | 0 | 10 | 30 | 2 | 0 | 0
10 | 31 | 3 | 0 | 0 | 5 | 0.2 | 0.12 | 0 | 5 | 0 | 0 | 0 | 0 | 10 | 30 | 3 | 0 | 0
10 | 31 | 4 | 0 | 0 | 6 | 0.2 | 0.12 | 0 | 6 | 0 | 0 | 0 | 0 | 10 | 30 | 4 | 0 | 0
10 | 31 | 5 | 0 | 0 | 5 | 0.2 | 0.12 | 0 | 5 | 0 | 0 | 0 | 0 | 10 | 30 | 5 | 0 | 0
10 | 31 | 6 | 0 | 0 | 5 | 0.2 | 0.12 | 0 | 5 | 0 | 0 | 0 | 0 | 10 | 30 | 6 | 0 | 0
10 | 31 | 7 | 0 | 11 | 5 | 0.2 | 0.12 | 10.183 | 5.336 | 6.183 | 1.207 | 0.001207 | 0.01335 | 10 | 30 | 7 | 8.2792e-07 | 9.153e-06
10 | 31 | 8 | 0 | 63 | 6 | 0.3 | 0.12 | 59.334 | 8.204 | 58.864 | 52.022 | 0.052022 | 0.15934 | 10 | 30 | 8 | 3.5684e-05 | 0.00010924
10 | 31 | 9 | 531 | 139 | 8 | 0.4 | 0.12 | 476.612 | 25.254 | 480.066 | 458.299 | 0.4583 | 0.42232 | 10 | 30 | 9 | 0.00031436 | 0.00028955
10 | 31 | 10 | 770 | 110 | 11 | 0.5 | 0.12 | 700.028 | 35.579 | 676.583 | 647.853 | 0.64785 | 0.63134 | 10 | 30 | 10 | 0.00044438 | 0.00043286
10 | 31 | 11 | 845 | 103 | 12 | 0.5 | 0.12 | 815.847 | 40.615 | 769.366 | 737.348 | 0.73735 | 0.71299 | 10 | 30 | 11 | 0.00050577 | 0.00048884
10 | 31 | 12 | 873 | 97 | 13 | 0.4 | 0.12 | 851.757 | 43.76 | 792.038 | 759.217 | 0.75922 | 0.74044 | 10 | 30 | 12 | 0.00052077 | 0.00050766
10 | 31 | 13 | 276 | 248 | 14 | 0.4 | 0.12 | 496.714 | 31.897 | 479.316 | 457.576 | 0.45758 | 0.70875 | 10 | 30 | 13 | 0.00031387 | 0.00048593
10 | 31 | 14 | 0 | 42 | 13 | 0.3 | 0.12 | 38.978 | 14.445 | 36.781 | 30.722 | 0.030722 | 0.60954 | 10 | 30 | 14 | 2.1073e-05 | 0.00041791
10 | 31 | 15 | 0 | 91 | 12 | 0.2 | 0.12 | 85.928 | 15.295 | 84.157 | 76.419 | 0.076419 | 0.45061 | 10 | 30 | 15 | 5.2418e-05 | 0.00030895
10 | 31 | 16 | 132 | 73 | 11 | 0.3 | 0.12 | 124.69 | 15.597 | 120.137 | 111.124 | 0.11112 | 0.21936 | 10 | 30 | 16 | 7.6223e-05 | 0.0001504
10 | 31 | 17 | 0 | 0 | 10 | 0.5 | 0.12 | 0 | 0 | 0 | 0 | 0 | 0 | 10 | 30 | 17 | 0 | 0
10 | 31 | 18 | 0 | 0 | 9 | 0.7 | 0.12 | 0 | 9 | 0 | 0 | 0 | 0 | 10 | 30 | 18 | 0 | 0
10 | 31 | 19 | 0 | 0 | 18 | 0.2 | 0.11 | 0 | 18 | 0 | 0 | 0 | 0 | 10 | 30 | 19 | 0 | 0
10 | 31 | 20 | 0 | 0 | 18 | 0.2 | 0.11 | 0 | 18 | 0 | 0 | 0 | 0 | 10 | 30 | 20 | 0 | 0
10 | 31 | 21 | 0 | 0 | 18 | 0.2 | 0.11 | 0 | 18 | 0 | 0 | 0 | 0 | 10 | 30 | 21 | 0 | 0
10 | 31 | 22 | 0 | 0 | 17 | 0.2 | 0.11 | 0 | 17 | 0 | 0 | 0 | 0 | 10 | 30 | 22 | 0 | 0
10 | 31 | 23 | 0 | 0 | 16 | 0.2 | 0.11 | 0 | 16 | 0 | 0 | 0 | 0 | 10 | 30 | 23 | 0 | 0
11 | 1 | 0 | 0 | 0 | 16 | 0.2 | 0.11 | 0 | 16 | 0 | 0 | 0 | 0 | 10 | 31 | 0 | 0 | 0
11 | 1 | 1 | 0 | 0 | 16 | 0.2 | 0.11 | 0 | 16 | 0 | 0 | 0 | 0 | 10 | 31 | 1 | 0 | 0
11 | 1 | 2 | 0 | 0 | 16 | 0.2 | 0.11 | 0 | 16 | 0 | 0 | 0 | 0 | 10 | 31 | 2 | 0 | 0
11 | 1 | 3 | 0 | 0 | 16 | 0.2 | 0.11 | 0 | 16 | 0 | 0 | 0 | 0 | 10 | 31 | 3 | 0 | 0
11 | 1 | 4 | 0 | 0 | 16 | 0.1 | 0.11 | 0 | 16 | 0 | 0 | 0 | 0 | 10 | 31 | 4 | 0 | 0
11 | 1 | 5 | 0 | 0 | 15 | 0.1 | 0.11 | 0 | 15 | 0 | 0 | 0 | 0 | 10 | 31 | 5 | 0 | 0
11 | 1 | 6 | 0 | 0 | 15 | 0.1 | 0.11 | 0 | 15 | 0 | 0 | 0 | 0 | 10 | 31 | 6 | 0 | 0
11 | 1 | 7 | 0 | 2 | 15 | 0.1 | 0.11 | 1.847 | 15.063 | 0.978 | 0 | 0 | 0.001207 | 10 | 31 | 7 | 0 | 8.2754e-07
11 | 1 | 8 | 0 | 12 | 15 | 0.1 | 0.11 | 11.103 | 15.439 | 9.901 | 4.794 | 0.004794 | 0.052022 | 10 | 31 | 8 | 3.2884e-06 | 3.5667e-05
11 | 1 | 9 | 0 | 98 | 15 | 0.2 | 0.11 | 92.481 | 18.544 | 89.475 | 81.548 | 0.081548 | 0.4583 | 10 | 31 | 9 | 5.5936e-05 | 0.00031422
11 | 1 | 10 | 147 | 226 | 15 | 0.2 | 0.11 | 349.851 | 28.411 | 340.245 | 323.433 | 0.32343 | 0.64785 | 10 | 31 | 10 | 0.00022185 | 0.00044418
11 | 1 | 11 | 224 | 286 | 17 | 0.1 | 0.11 | 491.522 | 36.443 | 464.491 | 443.276 | 0.44328 | 0.73735 | 10 | 31 | 11 | 0.00030406 | 0.00050554
11 | 1 | 12 | 65 | 260 | 18 | 0.1 | 0.11 | 323.09 | 30.757 | 307.499 | 291.847 | 0.29185 | 0.75922 | 10 | 31 | 12 | 0.00020019 | 0.00052053
11 | 1 | 13 | 89 | 251 | 19 | 0.1 | 0.11 | 330.564 | 32.065 | 314.312 | 298.418 | 0.29842 | 0.45758 | 10 | 31 | 13 | 0.00020469 | 0.00031372
11 | 1 | 14 | 386 | 180 | 20 | 0 | 0.11 | 467.922 | 39.191 | 442.499 | 422.064 | 0.42206 | 0.030722 | 10 | 31 | 14 | 0.00028951 | 2.1064e-05
11 | 1 | 15 | 295 | 165 | 20 | 0 | 0.11 | 344.136 | 34.131 | 331.604 | 315.097 | 0.3151 | 0.076419 | 10 | 31 | 15 | 0.00021613 | 5.2394e-05
11 | 1 | 16 | 136 | 88 | 19 | 0.3 | 0.11 | 144.177 | 24.317 | 134.891 | 125.355 | 0.12535 | 0.11112 | 10 | 31 | 16 | 8.5985e-05 | 7.6189e-05
11 | 1 | 17 | 0 | 0 | 18 | 0.6 | 0.11 | 0 | 0 | 0 | 0 | 0 | 0 | 10 | 31 | 17 | 0 | 0
11 | 1 | 18 | 0 | 0 | 18 | 0.6 | 0.11 | 0 | 18 | 0 | 0 | 0 | 0 | 10 | 31 | 18 | 0 | 0
11 | 1 | 19 | 0 | 0 | 17 | 0.7 | 0.11 | 0 | 17 | 0 | 0 | 0 | 0 | 10 | 31 | 19 | 0 | 0
11 | 1 | 20 | 0 | 0 | 15 | 0.8 | 0.11 | 0 | 15 | 0 | 0 | 0 | 0 | 10 | 31 | 20 | 0 | 0
11 | 1 | 21 | 0 | 0 | 14 | 0.5 | 0.11 | 0 | 14 | 0 | 0 | 0 | 0 | 10 | 31 | 21 | 0 | 0
11 | 1 | 22 | 0 | 0 | 14 | 0.2 | 0.11 | 0 | 14 | 0 | 0 | 0 | 0 | 10 | 31 | 22 | 0 | 0
11 | 1 | 23 | 0 | 0 | 14 | 0.2 | 0.11 | 0 | 14 | 0 | 0 | 0 | 0 | 10 | 31 | 23 | 0 | 0
11 | 2 | 0 | 0 | 0 | 14 | 0.2 | 0.11 | 0 | 14 | 0 | 0 | 0 | 0 | 11 | 1 | 0 | 0 | 0
11 | 2 | 1 | 0 | 0 | 15 | 0.2 | 0.11 | 0 | 15 | 0 | 0 | 0 | 0 | 11 | 1 | 1 | 0 | 0
11 | 2 | 2 | 0 | 0 | 14 | 0.2 | 0.11 | 0 | 14 | 0 | 0 | 0 | 0 | 11 | 1 | 2 | 0 | 0
11 | 2 | 3 | 0 | 0 | 14 | 0.2 | 0.11 | 0 | 14 | 0 | 0 | 0 | 0 | 11 | 1 | 3 | 0 | 0
11 | 2 | 4 | 0 | 0 | 14 | 0.2 | 0.11 | 0 | 14 | 0 | 0 | 0 | 0 | 11 | 1 | 4 | 0 | 0
11 | 2 | 5 | 0 | 0 | 13 | 0.2 | 0.11 | 0 | 13 | 0 | 0 | 0 | 0 | 11 | 1 | 5 | 0 | 0
11 | 2 | 6 | 0 | 0 | 13 | 0.2 | 0.11 | 0 | 13 | 0 | 0 | 0 | 0 | 11 | 1 | 6 | 0 | 0
11 | 2 | 7 | 137 | 24 | 14 | 0.2 | 0.11 | 51.303 | 15.6 | 28.487 | 22.721 | 0.022721 | 0 | 11 | 1 | 7 | 1.5585e-05 | 0
11 | 2 | 8 | 497 | 70 | 16 | 0.2 | 0.11 | 287.002 | 26.962 | 275.608 | 261.086 | 0.26109 | 0.004794 | 11 | 1 | 8 | 0.00017909 | 3.2869e-06
11 | 2 | 9 | 674 | 92 | 19 | 0.3 | 0.11 | 510.174 | 38.056 | 490.87 | 468.721 | 0.46872 | 0.081548 | 11 | 1 | 9 | 0.00032151 | 5.5911e-05
11 | 2 | 10 | 771 | 100 | 22 | 0.3 | 0.11 | 682.185 | 47.438 | 629.062 | 602.016 | 0.60202 | 0.32343 | 11 | 1 | 10 | 0.00041294 | 0.00022175
11 | 2 | 11 | 813 | 105 | 24 | 0.4 | 0.11 | 787.215 | 52.441 | 707.465 | 677.641 | 0.67764 | 0.44328 | 11 | 1 | 11 | 0.00046481 | 0.00030392
11 | 2 | 12 | 382 | 239 | 25 | 0.4 | 0.11 | 584.486 | 46.065 | 534.116 | 510.434 | 0.51043 | 0.29185 | 11 | 1 | 12 | 0.00035012 | 0.0002001
11 | 2 | 13 | 797 | 107 | 25 | 0.3 | 0.11 | 762.11 | 53.39 | 682.793 | 653.843 | 0.65384 | 0.29842 | 11 | 1 | 13 | 0.00044849 | 0.0002046
11 | 2 | 14 | 743 | 101 | 25 | 0.2 | 0.11 | 640.052 | 49.637 | 585.553 | 560.048 | 0.56005 | 0.42206 | 11 | 1 | 14 | 0.00038415 | 0.00028938
11 | 2 | 15 | 636 | 87 | 24 | 0.2 | 0.11 | 450.763 | 41.38 | 427.61 | 407.702 | 0.4077 | 0.3151 | 11 | 1 | 15 | 0.00027966 | 0.00021604
11 | 2 | 16 | 431 | 60 | 22 | 0.5 | 0.11 | 222.959 | 29.699 | 202.864 | 190.919 | 0.19092 | 0.12535 | 11 | 1 | 16 | 0.00013096 | 8.5946e-05
11 | 2 | 17 | 0 | 0 | 20 | 0.9 | 0.11 | 0 | 0 | 0 | 0 | 0 | 0 | 11 | 1 | 17 | 0 | 0
11 | 2 | 18 | 0 | 0 | 18 | 1 | 0.11 | 0 | 18 | 0 | 0 | 0 | 0 | 11 | 1 | 18 | 0 | 0
11 | 2 | 19 | 0 | 0 | 17 | 1 | 0.11 | 0 | 17 | 0 | 0 | 0 | 0 | 11 | 1 | 19 | 0 | 0
11 | 2 | 20 | 0 | 0 | 16 | 1 | 0.11 | 0 | 16 | 0 | 0 | 0 | 0 | 11 | 1 | 20 | 0 | 0
11 | 2 | 21 | 0 | 0 | 15 | 0.9 | 0.11 | 0 | 15 | 0 | 0 | 0 | 0 | 11 | 1 | 21 | 0 | 0
11 | 2 | 22 | 0 | 0 | 14 | 0.8 | 0.11 | 0 | 14 | 0 | 0 | 0 | 0 | 11 | 1 | 22 | 0 | 0
11 | 2 | 23 | 0 | 0 | 13 | 0.5 | 0.11 | 0 | 13 | 0 | 0 | 0 | 0 | 11 | 1 | 23 | 0 | 0
11 | 3 | 0 | 0 | 0 | 12 | 0.2 | 0.11 | 0 | 12 | 0 | 0 | 0 | 0 | 11 | 2 | 0 | 0 | 0
11 | 3 | 1 | 0 | 0 | 11 | 0.2 | 0.11 | 0 | 11 | 0 | 0 | 0 | 0 | 11 | 2 | 1 | 0 | 0
11 | 3 | 2 | 0 | 0 | 11 | 0.2 | 0.11 | 0 | 11 | 0 | 0 | 0 | 0 | 11 | 2 | 2 | 0 | 0
11 | 3 | 3 | 0 | 0 | 10 | 0.2 | 0.11 | 0 | 10 | 0 | 0 | 0 | 0 | 11 | 2 | 3 | 0 | 0
11 | 3 | 4 | 0 | 0 | 10 | 0.3 | 0.11 | 0 | 10 | 0 | 0 | 0 | 0 | 11 | 2 | 4 | 0 | 0
11 | 3 | 5 | 0 | 0 | 9 | 0.5 | 0.11 | 0 | 9 | 0 | 0 | 0 | 0 | 11 | 2 | 5 | 0 | 0
11 | 3 | 6 | 0 | 0 | 9 | 0.4 | 0.11 | 0 | 9 | 0 | 0 | 0 | 0 | 11 | 2 | 6 | 0 | 0
11 | 3 | 7 | 182 | 22 | 11 | 0.2 | 0.11 | 54.097 | 12.664 | 29.731 | 23.922 | 0.023922 | 0.022721 | 11 | 2 | 7 | 1.6409e-05 | 1.5578e-05
11 | 3 | 8 | 548 | 64 | 14 | 0.2 | 0.11 | 300.132 | 25.457 | 289.701 | 274.679 | 0.27468 | 0.26109 | 11 | 2 | 8 | 0.00018841 | 0.00017901
11 | 3 | 9 | 715 | 83 | 18 | 0.2 | 0.11 | 522.386 | 38.138 | 503.046 | 480.464 | 0.48046 | 0.46872 | 11 | 2 | 9 | 0.00032957 | 0.00032136
11 | 3 | 10 | 805 | 91 | 22 | 0.2 | 0.11 | 694.694 | 48.735 | 637.654 | 610.303 | 0.6103 | 0.60202 | 11 | 2 | 10 | 0.00041863 | 0.00041275
11 | 3 | 11 | 844 | 96 | 24 | 0.3 | 0.11 | 799.7 | 53.789 | 715.028 | 684.935 | 0.68493 | 0.67764 | 11 | 2 | 11 | 0.00046982 | 0.0004646
11 | 3 | 12 | 858 | 96 | 25 | 0.3 | 0.11 | 830.391 | 55.922 | 734.663 | 703.875 | 0.70388 | 0.51043 | 11 | 2 | 12 | 0.00048281 | 0.00034996
11 | 3 | 13 | 847 | 92 | 25 | 0.4 | 0.11 | 782.414 | 53.281 | 701.956 | 672.327 | 0.67233 | 0.65384 | 11 | 2 | 13 | 0.00046117 | 0.00044829
11 | 3 | 14 | 805 | 84 | 25 | 0.3 | 0.11 | 659.006 | 49.593 | 603.899 | 577.744 | 0.57774 | 0.56005 | 11 | 2 | 14 | 0.00039629 | 0.00038398
11 | 3 | 15 | 717 | 72 | 24 | 0.2 | 0.11 | 475.962 | 42.358 | 450.759 | 430.03 | 0.43003 | 0.4077 | 11 | 2 | 15 | 0.00029497 | 0.00027953
11 | 3 | 16 | 528 | 50 | 20 | 0.3 | 0.11 | 245.121 | 28.97 | 222.913 | 210.258 | 0.21026 | 0.19092 | 11 | 2 | 16 | 0.00014422 | 0.0001309
11 | 3 | 17 | 0 | 0 | 17 | 0.6 | 0.11 | 0 | 0 | 0 | 0 | 0 | 0 | 11 | 2 | 17 | 0 | 0
11 | 3 | 18 | 0 | 0 | 16 | 0.8 | 0.11 | 0 | 16 | 0 | 0 | 0 | 0 | 11 | 2 | 18 | 0 | 0
11 | 3 | 19 | 0 | 0 | 15 | 0.8 | 0.11 | 0 | 15 | 0 | 0 | 0 | 0 | 11 | 2 | 19 | 0 | 0
11 | 3 | 20 | 0 | 0 | 14 | 0.7 | 0.11 | 0 | 14 | 0 | 0 | 0 | 0 | 11 | 2 | 20 | 0 | 0
11 | 3 | 21 | 0 | 0 | 13 | 0.5 | 0.11 | 0 | 13 | 0 | 0 | 0 | 0 | 11 | 2 | 21 | 0 | 0
11 | 3 | 22 | 0 | 0 | 13 | 0.3 | 0.11 | 0 | 13 | 0 | 0 | 0 | 0 | 11 | 2 | 22 | 0 | 0
11 | 3 | 23 | 0 | 0 | 12 | 0.2 | 0.11 | 0 | 12 | 0 | 0 | 0 | 0 | 11 | 2 | 23 | 0 | 0
11 | 4 | 0 | 0 | 0 | 12 | 0.2 | 0.11 | 0 | 12 | 0 | 0 | 0 | 0 | 11 | 3 | 0 | 0 | 0
11 | 4 | 1 | 0 | 0 | 12 | 0.2 | 0.11 | 0 | 12 | 0 | 0 | 0 | 0 | 11 | 3 | 1 | 0 | 0
11 | 4 | 2 | 0 | 0 | 11 | 0.2 | 0.11 | 0 | 11 | 0 | 0 | 0 | 0 | 11 | 3 | 2 | 0 | 0
11 | 4 | 3 | 0 | 0 | 11 | 0.2 | 0.11 | 0 | 11 | 0 | 0 | 0 | 0 | 11 | 3 | 3 | 0 | 0
11 | 4 | 4 | 0 | 0 | 10 | 0.2 | 0.11 | 0 | 10 | 0 | 0 | 0 | 0 | 11 | 3 | 4 | 0 | 0
11 | 4 | 5 | 0 | 0 | 10 | 0.2 | 0.11 | 0 | 10 | 0 | 0 | 0 | 0 | 11 | 3 | 5 | 0 | 0
11 | 4 | 6 | 0 | 0 | 10 | 0.2 | 0.11 | 0 | 10 | 0 | 0 | 0 | 0 | 11 | 3 | 6 | 0 | 0
11 | 4 | 7 | 251 | 19 | 11 | 0.2 | 0.11 | 58.873 | 12.777 | 31.429 | 25.559 | 0.025559 | 0.023922 | 11 | 3 | 7 | 1.7532e-05 | 1.6401e-05
11 | 4 | 8 | 625 | 53 | 14 | 0.3 | 0.11 | 317.672 | 25.745 | 305.949 | 290.352 | 0.29035 | 0.27468 | 11 | 3 | 8 | 0.00019916 | 0.00018833
11 | 4 | 9 | 777 | 69 | 18 | 0.3 | 0.11 | 538.831 | 38.138 | 519.721 | 496.549 | 0.49655 | 0.48046 | 11 | 3 | 9 | 0.0003406 | 0.00032942
11 | 4 | 10 | 850 | 78 | 21 | 0.4 | 0.11 | 710.074 | 46.697 | 657.976 | 629.905 | 0.6299 | 0.6103 | 11 | 3 | 10 | 0.00043207 | 0.00041844
11 | 4 | 11 | 882 | 83 | 23 | 0.5 | 0.11 | 807.052 | 51.323 | 729.907 | 699.287 | 0.69929 | 0.68493 | 11 | 3 | 11 | 0.00047966 | 0.0004696
11 | 4 | 12 | 885 | 85 | 24 | 0.5 | 0.11 | 831.461 | 53.169 | 745.002 | 713.848 | 0.71385 | 0.70388 | 11 | 3 | 12 | 0.00048965 | 0.00048259
11 | 4 | 13 | 860 | 85 | 25 | 0.4 | 0.11 | 782.185 | 53.277 | 702.17 | 672.533 | 0.67253 | 0.67233 | 11 | 3 | 13 | 0.00046131 | 0.00046096
11 | 4 | 14 | 809 | 79 | 25 | 0.4 | 0.11 | 653.988 | 48.678 | 601.885 | 575.801 | 0.5758 | 0.57774 | 11 | 3 | 14 | 0.00039496 | 0.00039611
11 | 4 | 15 | 714 | 67 | 24 | 0.3 | 0.11 | 465.167 | 41.39 | 442.315 | 421.886 | 0.42189 | 0.43003 | 11 | 3 | 15 | 0.00028938 | 0.00029484
11 | 4 | 16 | 519 | 46 | 21 | 0.2 | 0.11 | 236.761 | 29.932 | 213.588 | 201.263 | 0.20126 | 0.21026 | 11 | 3 | 16 | 0.00013805 | 0.00014416
11 | 4 | 17 | 0 | 0 | 18 | 0.2 | 0.11 | 0 | 0 | 0 | 0 | 0 | 0 | 11 | 3 | 17 | 0 | 0
11 | 4 | 18 | 0 | 0 | 18 | 0.2 | 0.11 | 0 | 18 | 0 | 0 | 0 | 0 | 11 | 3 | 18 | 0 | 0
11 | 4 | 19 | 0 | 0 | 19 | 0.2 | 0.11 | 0 | 19 | 0 | 0 | 0 | 0 | 11 | 3 | 19 | 0 | 0
11 | 4 | 20 | 0 | 0 | 19 | 0.2 | 0.11 | 0 | 19 | 0 | 0 | 0 | 0 | 11 | 3 | 20 | 0 | 0
11 | 4 | 21 | 0 | 0 | 18 | 0.2 | 0.11 | 0 | 18 | 0 | 0 | 0 | 0 | 11 | 3 | 21 | 0 | 0
11 | 4 | 22 | 0 | 0 | 18 | 0.2 | 0.11 | 0 | 18 | 0 | 0 | 0 | 0 | 11 | 3 | 22 | 0 | 0
11 | 4 | 23 | 0 | 0 | 18 | 0.2 | 0.11 | 0 | 18 | 0 | 0 | 0 | 0 | 11 | 3 | 23 | 0 | 0
11 | 5 | 0 | 0 | 0 | 17 | 0.2 | 0.11 | 0 | 17 | 0 | 0 | 0 | 0 | 11 | 4 | 0 | 0 | 0
11 | 5 | 1 | 0 | 0 | 17 | 0.2 | 0.11 | 0 | 17 | 0 | 0 | 0 | 0 | 11 | 4 | 1 | 0 | 0
11 | 5 | 2 | 0 | 0 | 17 | 0.2 | 0.11 | 0 | 17 | 0 | 0 | 0 | 0 | 11 | 4 | 2 | 0 | 0
11 | 5 | 3 | 0 | 0 | 17 | 0.2 | 0.11 | 0 | 17 | 0 | 0 | 0 | 0 | 11 | 4 | 3 | 0 | 0
11 | 5 | 4 | 0 | 0 | 18 | 0.2 | 0.11 | 0 | 18 | 0 | 0 | 0 | 0 | 11 | 4 | 4 | 0 | 0
11 | 5 | 5 | 0 | 0 | 18 | 0.2 | 0.11 | 0 | 18 | 0 | 0 | 0 | 0 | 11 | 4 | 5 | 0 | 0
11 | 5 | 6 | 0 | 0 | 18 | 0.2 | 0.11 | 0 | 18 | 0 | 0 | 0 | 0 | 11 | 4 | 6 | 0 | 0
11 | 5 | 7 | 0 | 11 | 18 | 0.2 | 0.11 | 10.185 | 18.336 | 5.797 | 0.835 | 0.000835 | 0.025559 | 11 | 4 | 7 | 5.7275e-07 | 1.7524e-05
11 | 5 | 8 | 73 | 87 | 19 | 0.2 | 0.11 | 123.112 | 23.709 | 117.051 | 108.147 | 0.10815 | 0.29035 | 11 | 4 | 8 | 7.4181e-05 | 0.00019907
11 | 5 | 9 | 393 | 131 | 19 | 0.2 | 0.11 | 381.882 | 33.703 | 370.453 | 352.57 | 0.35257 | 0.49655 | 11 | 4 | 9 | 0.00024184 | 0.00034044
11 | 5 | 10 | 240 | 215 | 20 | 0.3 | 0.11 | 403.494 | 35.008 | 385.165 | 366.761 | 0.36676 | 0.6299 | 11 | 4 | 10 | 0.00025157 | 0.00043187
11 | 5 | 11 | 58 | 240 | 20 | 0.3 | 0.11 | 294.68 | 30.924 | 280.24 | 265.554 | 0.26555 | 0.69929 | 11 | 4 | 11 | 0.00018215 | 0.00047944
11 | 5 | 12 | 6 | 186 | 21 | 0.3 | 0.11 | 184.391 | 27.826 | 174.055 | 163.131 | 0.16313 | 0.71385 | 11 | 4 | 12 | 0.0001119 | 0.00048943
11 | 5 | 13 | 219 | 244 | 20 | 0.3 | 0.11 | 434.682 | 36.147 | 411.64 | 392.298 | 0.3923 | 0.67253 | 11 | 4 | 13 | 0.00026909 | 0.0004611
11 | 5 | 14 | 56 | 192 | 19 | 0.3 | 0.11 | 235.988 | 27.765 | 227.469 | 214.653 | 0.21465 | 0.5758 | 11 | 4 | 14 | 0.00014724 | 0.00039478
11 | 5 | 15 | 0 | 107 | 18 | 0.3 | 0.11 | 102.886 | 21.824 | 98.852 | 90.593 | 0.090593 | 0.42189 | 11 | 4 | 15 | 6.2141e-05 | 0.00028925
11 | 5 | 16 | 0 | 56 | 16 | 0.2 | 0.11 | 53.959 | 18.061 | 50.485 | 43.94 | 0.04394 | 0.20126 | 11 | 4 | 16 | 3.014e-05 | 0.00013799
11 | 5 | 17 | 0 | 0 | 14 | 0.2 | 0.11 | 0 | 0 | 0 | 0 | 0 | 0 | 11 | 4 | 17 | 0 | 0
11 | 5 | 18 | 0 | 0 | 12 | 0.2 | 0.11 | 0 | 12 | 0 | 0 | 0 | 0 | 11 | 4 | 18 | 0 | 0
11 | 5 | 19 | 0 | 0 | 11 | 0.3 | 0.11 | 0 | 11 | 0 | 0 | 0 | 0 | 11 | 4 | 19 | 0 | 0
11 | 5 | 20 | 0 | 0 | 10 | 0.3 | 0.11 | 0 | 10 | 0 | 0 | 0 | 0 | 11 | 4 | 20 | 0 | 0
11 | 5 | 21 | 0 | 0 | 9 | 0.3 | 0.11 | 0 | 9 | 0 | 0 | 0 | 0 | 11 | 4 | 21 | 0 | 0
11 | 5 | 22 | 0 | 0 | 9 | 0.2 | 0.11 | 0 | 9 | 0 | 0 | 0 | 0 | 11 | 4 | 22 | 0 | 0
11 | 5 | 23 | 0 | 0 | 9 | 0.2 | 0.11 | 0 | 9 | 0 | 0 | 0 | 0 | 11 | 4 | 23 | 0 | 0
11 | 6 | 0 | 0 | 0 | 9 | 0.1 | 0.11 | 0 | 9 | 0 | 0 | 0 | 0 | 11 | 5 | 0 | 0 | 0
11 | 6 | 1 | 0 | 0 | 9 | 0.1 | 0.11 | 0 | 9 | 0 | 0 | 0 | 0 | 11 | 5 | 1 | 0 | 0
11 | 6 | 2 | 0 | 0 | 8 | 0.1 | 0.11 | 0 | 8 | 0 | 0 | 0 | 0 | 11 | 5 | 2 | 0 | 0
11 | 6 | 3 | 0 | 0 | 8 | 0.1 | 0.11 | 0 | 8 | 0 | 0 | 0 | 0 | 11 | 5 | 3 | 0 | 0
11 | 6 | 4 | 0 | 0 | 8 | 0.1 | 0.11 | 0 | 8 | 0 | 0 | 0 | 0 | 11 | 5 | 4 | 0 | 0
11 | 6 | 5 | 0 | 0 | 8 | 0.2 | 0.11 | 0 | 8 | 0 | 0 | 0 | 0 | 11 | 5 | 5 | 0 | 0
11 | 6 | 6 | 0 | 0 | 8 | 0.2 | 0.11 | 0 | 8 | 0 | 0 | 0 | 0 | 11 | 5 | 6 | 0 | 0
11 | 6 | 7 | 0 | 0 | 8 | 0.3 | 0.11 | 0 | 0 | 0 | 0 | 0 | 0.000835 | 11 | 5 | 7 | 0 | 5.7249e-07
11 | 6 | 8 | 0 | 3 | 8 | 0.4 | 0.11 | 2.773 | 8.1 | 2.392 | 0 | 0 | 0.10815 | 11 | 5 | 8 | 0 | 7.4148e-05
11 | 6 | 9 | 0 | 50 | 9 | 0.3 | 0.11 | 46.386 | 10.723 | 45.136 | 38.78 | 0.03878 | 0.35257 | 11 | 5 | 9 | 2.66e-05 | 0.00024173
11 | 6 | 10 | 0 | 31 | 10 | 0.3 | 0.11 | 28.75 | 11.066 | 27.168 | 21.449 | 0.021449 | 0.36676 | 11 | 5 | 10 | 1.4713e-05 | 0.00025146
11 | 6 | 11 | 0 | 45 | 10 | 0.3 | 0.11 | 41.773 | 11.547 | 39.823 | 33.656 | 0.033656 | 0.26555 | 11 | 5 | 11 | 2.3086e-05 | 0.00018207
11 | 6 | 12 | 0 | 70 | 10 | 0.3 | 0.11 | 65.043 | 12.408 | 62.834 | 55.851 | 0.055851 | 0.16313 | 11 | 5 | 12 | 3.831e-05 | 0.00011185
11 | 6 | 13 | 0 | 70 | 10 | 0.3 | 0.11 | 65.032 | 12.409 | 62.979 | 55.991 | 0.055991 | 0.3923 | 11 | 5 | 13 | 3.8406e-05 | 0.00026897
11 | 6 | 14 | 0 | 55 | 10 | 0.4 | 0.11 | 51.049 | 11.837 | 49.371 | 42.866 | 0.042866 | 0.21465 | 11 | 5 | 14 | 2.9403e-05 | 0.00014717
11 | 6 | 15 | 0 | 53 | 9 | 0.4 | 0.11 | 49.176 | 10.773 | 48.026 | 41.568 | 0.041568 | 0.090593 | 11 | 5 | 15 | 2.8513e-05 | 6.2112e-05
11 | 6 | 16 | 0 | 30 | 8 | 0.3 | 0.11 | 27.804 | 9.029 | 26.261 | 20.575 | 0.020575 | 0.04394 | 11 | 5 | 16 | 1.4113e-05 | 3.0126e-05
11 | 6 | 17 | 0 | 0 | 7 | 0.3 | 0.11 | 0 | 0 | 0 | 0 | 0 | 0 | 11 | 5 | 17 | 0 | 0
11 | 6 | 18 | 0 | 0 | 7 | 0.3 | 0.11 | 0 | 7 | 0 | 0 | 0 | 0 | 11 | 5 | 18 | 0 | 0
11 | 6 | 19 | 0 | 0 | 6 | 0.3 | 0.11 | 0 | 6 | 0 | 0 | 0 | 0 | 11 | 5 | 19 | 0 | 0
11 | 6 | 20 | 0 | 0 | 6 | 0.3 | 0.11 | 0 | 6 | 0 | 0 | 0 | 0 | 11 | 5 | 20 | 0 | 0
11 | 6 | 21 | 0 | 0 | 5 | 0.2 | 0.11 | 0 | 5 | 0 | 0 | 0 | 0 | 11 | 5 | 21 | 0 | 0
11 | 6 | 22 | 0 | 0 | 4 | 0.2 | 0.11 | 0 | 4 | 0 | 0 | 0 | 0 | 11 | 5 | 22 | 0 | 0
11 | 6 | 23 | 0 | 0 | 3 | 0.1 | 0.11 | 0 | 3 | 0 | 0 | 0 | 0 | 11 | 5 | 23 | 0 | 0
11 | 7 | 0 | 0 | 0 | 3 | 0.1 | 0.11 | 0 | 3 | 0 | 0 | 0 | 0 | 11 | 6 | 0 | 0 | 0
11 | 7 | 1 | 0 | 0 | 2 | 0.1 | 0.11 | 0 | 2 | 0 | 0 | 0 | 0 | 11 | 6 | 1 | 0 | 0
11 | 7 | 2 | 0 | 0 | 2 | 0.2 | 0.11 | 0 | 2 | 0 | 0 | 0 | 0 | 11 | 6 | 2 | 0 | 0
11 | 7 | 3 | 0 | 0 | 1 | 0.2 | 0.11 | 0 | 1 | 0 | 0 | 0 | 0 | 11 | 6 | 3 | 0 | 0
11 | 7 | 4 | 0 | 0 | 0 | 0.1 | 0.11 | 0 | 0 | 0 | 0 | 0 | 0 | 11 | 6 | 4 | 0 | 0
11 | 7 | 5 | 0 | 0 | 0 | 0.1 | 0.11 | 0 | 0 | 0 | 0 | 0 | 0 | 11 | 6 | 5 | 0 | 0
11 | 7 | 6 | 0 | 0 | 0 | 0.1 | 0.11 | 0 | 0 | 0 | 0 | 0 | 0 | 11 | 6 | 6 | 0 | 0
11 | 7 | 7 | 204 | 18 | 0 | 0.1 | 0.11 | 45.16 | 1.423 | 25.49 | 19.831 | 0.019831 | 0 | 11 | 6 | 7 | 1.3603e-05 | 0
11 | 7 | 8 | 621 | 54 | 2 | 0.2 | 0.11 | 312.906 | 13.921 | 313.647 | 297.777 | 0.29778 | 0 | 11 | 6 | 8 | 0.00020425 | 0
11 | 7 | 9 | 544 | 101 | 5 | 0.3 | 0.11 | 436.749 | 21.311 | 447.335 | 426.727 | 0.42673 | 0.03878 | 11 | 6 | 9 | 0.00029271 | 2.6588e-05
11 | 7 | 10 | 873 | 76 | 8 | 0.3 | 0.11 | 716.967 | 34.755 | 697.855 | 668.371 | 0.66837 | 0.021449 | 11 | 6 | 10 | 0.00045846 | 1.4706e-05
11 | 7 | 11 | 644 | 141 | 9 | 0.3 | 0.11 | 685.477 | 34.524 | 662.428 | 634.2 | 0.6342 | 0.033656 | 11 | 6 | 11 | 0.00043502 | 2.3075e-05
11 | 7 | 12 | 573 | 171 | 10 | 0.3 | 0.11 | 670.847 | 34.961 | 645.46 | 617.832 | 0.61783 | 0.055851 | 11 | 6 | 12 | 0.00042379 | 3.8293e-05
11 | 7 | 13 | 367 | 214 | 10 | 0.4 | 0.11 | 524.934 | 28.939 | 515.343 | 492.326 | 0.49233 | 0.055991 | 11 | 6 | 13 | 0.0003377 | 3.8389e-05
11 | 7 | 14 | 25 | 174 | 9 | 0.3 | 0.11 | 187.136 | 15.948 | 187.387 | 175.991 | 0.17599 | 0.042866 | 11 | 6 | 14 | 0.00012072 | 2.939e-05
11 | 7 | 15 | 58 | 131 | 8 | 0.2 | 0.11 | 165.288 | 14.348 | 167.417 | 156.728 | 0.15673 | 0.041568 | 11 | 6 | 15 | 0.0001075 | 2.85e-05
11 | 7 | 16 | 19 | 61 | 6 | 0.2 | 0.11 | 69.052 | 8.631 | 67.332 | 60.19 | 0.06019 | 0.020575 | 11 | 6 | 16 | 4.1286e-05 | 1.4107e-05
11 | 7 | 17 | 0 | 0 | 5 | 0.2 | 0.11 | 0 | 0 | 0 | 0 | 0 | 0 | 11 | 6 | 17 | 0 | 0
11 | 7 | 18 | 0 | 0 | 3 | 0.2 | 0.11 | 0 | 3 | 0 | 0 | 0 | 0 | 11 | 6 | 18 | 0 | 0
11 | 7 | 19 | 0 | 0 | 1 | 0.2 | 0.11 | 0 | 1 | 0 | 0 | 0 | 0 | 11 | 6 | 19 | 0 | 0
11 | 7 | 20 | 0 | 0 | 0 | 0.2 | 0.11 | 0 | 0 | 0 | 0 | 0 | 0 | 11 | 6 | 20 | 0 | 0
11 | 7 | 21 | 0 | 0 | 0 | 0.2 | 0.11 | 0 | 0 | 0 | 0 | 0 | 0 | 11 | 6 | 21 | 0 | 0
11 | 7 | 22 | 0 | 0 | 0 | 0.2 | 0.11 | 0 | 0 | 0 | 0 | 0 | 0 | 11 | 6 | 22 | 0 | 0
11 | 7 | 23 | 0 | 0 | 0 | 0.2 | 0.11 | 0 | 0 | 0 | 0 | 0 | 0 | 11 | 6 | 23 | 0 | 0
11 | 8 | 0 | 0 | 0 | 0 | 0.2 | 0.11 | 0 | 0 | 0 | 0 | 0 | 0 | 11 | 7 | 0 | 0 | 0
11 | 8 | 1 | 0 | 0 | 0 | 0.2 | 0.11 | 0 | 0 | 0 | 0 | 0 | 0 | 11 | 7 | 1 | 0 | 0
11 | 8 | 2 | 0 | 0 | -1 | 0.2 | 0.11 | 0 | -1 | 0 | 0 | 0 | 0 | 11 | 7 | 2 | 0 | 0
11 | 8 | 3 | 0 | 0 | -1 | 0.2 | 0.11 | 0 | -1 | 0 | 0 | 0 | 0 | 11 | 7 | 3 | 0 | 0
11 | 8 | 4 | 0 | 0 | -1 | 0.2 | 0.11 | 0 | -1 | 0 | 0 | 0 | 0 | 11 | 7 | 4 | 0 | 0
11 | 8 | 5 | 0 | 0 | -1 | 0.2 | 0.11 | 0 | -1 | 0 | 0 | 0 | 0 | 11 | 7 | 5 | 0 | 0
11 | 8 | 6 | 0 | 0 | -1 | 0.2 | 0.11 | 0 | -1 | 0 | 0 | 0 | 0 | 11 | 7 | 6 | 0 | 0
11 | 8 | 7 | 151 | 17 | -1 | 0.2 | 0.11 | 31.602 | -0.035 | 17.719 | 12.334 | 0.012334 | 0.019831 | 11 | 7 | 7 | 8.4603e-06 | 1.3597e-05
11 | 8 | 8 | 569 | 58 | 1 | 0.4 | 0.11 | 295.552 | 11.583 | 298.112 | 282.792 | 0.28279 | 0.29778 | 11 | 7 | 8 | 0.00019398 | 0.00020416
11 | 8 | 9 | 736 | 79 | 3 | 0.5 | 0.11 | 520.649 | 21.327 | 535.807 | 512.065 | 0.51207 | 0.42673 | 11 | 7 | 9 | 0.00035124 | 0.00029257
11 | 8 | 10 | 323 | 192 | 4 | 0.4 | 0.11 | 444.095 | 20.038 | 451.616 | 430.857 | 0.43086 | 0.66837 | 11 | 7 | 10 | 0.00029554 | 0.00045825
11 | 8 | 11 | 386 | 215 | 5 | 0.4 | 0.11 | 546.535 | 24.717 | 545.329 | 521.25 | 0.52125 | 0.6342 | 11 | 7 | 11 | 0.00035754 | 0.00043482
11 | 8 | 12 | 842 | 106 | 6 | 0.4 | 0.11 | 816.366 | 35.499 | 786.494 | 753.869 | 0.75387 | 0.61783 | 11 | 7 | 12 | 0.0005171 | 0.0004236
11 | 8 | 13 | 825 | 103 | 6 | 0.4 | 0.11 | 766.035 | 33.697 | 745.198 | 714.036 | 0.71404 | 0.49233 | 11 | 7 | 13 | 0.00048978 | 0.00033755
11 | 8 | 14 | 774 | 95 | 6 | 0.4 | 0.11 | 642.838 | 29.276 | 639.65 | 612.228 | 0.61223 | 0.17599 | 11 | 7 | 14 | 0.00041995 | 0.00012066
11 | 8 | 15 | 664 | 82 | 5 | 0.4 | 0.11 | 451.308 | 21.363 | 463.734 | 442.546 | 0.44255 | 0.15673 | 11 | 7 | 15 | 0.00030356 | 0.00010746
11 | 8 | 16 | 0 | 51 | 4 | 0.3 | 0.11 | 48.994 | 5.812 | 47.909 | 41.455 | 0.041455 | 0.06019 | 11 | 7 | 16 | 2.8435e-05 | 4.1267e-05
11 | 8 | 17 | 0 | 0 | 2 | 0.2 | 0.11 | 0 | 2 | 0 | 0 | 0 | 0 | 11 | 7 | 17 | 0 | 0
11 | 8 | 18 | 0 | 0 | 0 | 0.2 | 0.11 | 0 | 0 | 0 | 0 | 0 | 0 | 11 | 7 | 18 | 0 | 0
11 | 8 | 19 | 0 | 0 | 0 | 0.2 | 0.12 | 0 | 0 | 0 | 0 | 0 | 0 | 11 | 7 | 19 | 0 | 0
11 | 8 | 20 | 0 | 0 | 0 | 0.2 | 0.12 | 0 | 0 | 0 | 0 | 0 | 0 | 11 | 7 | 20 | 0 | 0
11 | 8 | 21 | 0 | 0 | 0 | 0.2 | 0.12 | 0 | 0 | 0 | 0 | 0 | 0 | 11 | 7 | 21 | 0 | 0
11 | 8 | 22 | 0 | 0 | -1 | 0.2 | 0.12 | 0 | -1 | 0 | 0 | 0 | 0 | 11 | 7 | 22 | 0 | 0
11 | 8 | 23 | 0 | 0 | -1 | 0.2 | 0.12 | 0 | -1 | 0 | 0 | 0 | 0 | 11 | 7 | 23 | 0 | 0
11 | 9 | 0 | 0 | 0 | -2 | 0.2 | 0.12 | 0 | -2 | 0 | 0 | 0 | 0 | 11 | 8 | 0 | 0 | 0
11 | 9 | 1 | 0 | 0 | -3 | 0.2 | 0.12 | 0 | -3 | 0 | 0 | 0 | 0 | 11 | 8 | 1 | 0 | 0
11 | 9 | 2 | 0 | 0 | -3 | 0.2 | 0.12 | 0 | -3 | 0 | 0 | 0 | 0 | 11 | 8 | 2 | 0 | 0
11 | 9 | 3 | 0 | 0 | -3 | 0.2 | 0.12 | 0 | -3 | 0 | 0 | 0 | 0 | 11 | 8 | 3 | 0 | 0
11 | 9 | 4 | 0 | 0 | -4 | 0.2 | 0.12 | 0 | -4 | 0 | 0 | 0 | 0 | 11 | 8 | 4 | 0 | 0
11 | 9 | 5 | 0 | 0 | -4 | 0.2 | 0.12 | 0 | -4 | 0 | 0 | 0 | 0 | 11 | 8 | 5 | 0 | 0
11 | 9 | 6 | 0 | 0 | -4 | 0.2 | 0.12 | 0 | -4 | 0 | 0 | 0 | 0 | 11 | 8 | 6 | 0 | 0
11 | 9 | 7 | 206 | 16 | -3 | 0.2 | 0.12 | 34.571 | -1.961 | 19.081 | 13.648 | 0.013648 | 0.012334 | 11 | 8 | 7 | 9.3616e-06 | 8.4564e-06
11 | 9 | 8 | 652 | 51 | -1 | 0.3 | 0.12 | 316.327 | 10.665 | 319.609 | 303.528 | 0.30353 | 0.28279 | 11 | 8 | 8 | 0.0002082 | 0.00019389
11 | 9 | 9 | 818 | 67 | 2 | 0.4 | 0.12 | 549.647 | 21.933 | 565.272 | 540.486 | 0.54049 | 0.51207 | 11 | 8 | 9 | 0.00037074 | 0.00035108
11 | 9 | 10 | 900 | 74 | 5 | 0.4 | 0.12 | 724.151 | 31.22 | 715.165 | 685.068 | 0.68507 | 0.43086 | 11 | 8 | 10 | 0.00046991 | 0.0002954
11 | 9 | 11 | 934 | 78 | 7 | 0.4 | 0.12 | 829.675 | 37.003 | 796.746 | 763.758 | 0.76376 | 0.52125 | 11 | 8 | 11 | 0.00052389 | 0.00035738
11 | 9 | 12 | 942 | 78 | 8 | 0.3 | 0.12 | 857.047 | 39.938 | 812.228 | 778.691 | 0.77869 | 0.75387 | 11 | 8 | 12 | 0.00053413 | 0.00051687
11 | 9 | 13 | 931 | 75 | 9 | 0.3 | 0.12 | 808.204 | 39.137 | 770.576 | 738.515 | 0.73852 | 0.71404 | 11 | 8 | 13 | 0.00050657 | 0.00048956
11 | 9 | 14 | 884 | 70 | 9 | 0.3 | 0.12 | 683.997 | 34.541 | 668.031 | 639.604 | 0.6396 | 0.61223 | 11 | 8 | 14 | 0.00043872 | 0.00041976
11 | 9 | 15 | 786 | 61 | 8 | 0.3 | 0.12 | 488.212 | 26.256 | 493.848 | 471.593 | 0.47159 | 0.44255 | 11 | 8 | 15 | 0.00032348 | 0.00030342
11 | 9 | 16 | 571 | 42 | 5 | 0.2 | 0.12 | 244.984 | 14.206 | 232.133 | 219.152 | 0.21915 | 0.041455 | 11 | 8 | 16 | 0.00015032 | 2.8422e-05
11 | 9 | 17 | 0 | 0 | 2 | 0.2 | 0.12 | 0 | 2 | 0 | 0 | 0 | 0 | 11 | 8 | 17 | 0 | 0
11 | 9 | 18 | 0 | 0 | 1 | 0.2 | 0.12 | 0 | 1 | 0 | 0 | 0 | 0 | 11 | 8 | 18 | 0 | 0
11 | 9 | 19 | 0 | 0 | 0 | 0.2 | 0.12 | 0 | 0 | 0 | 0 | 0 | 0 | 11 | 8 | 19 | 0 | 0
11 | 9 | 20 | 0 | 0 | 0 | 0.2 | 0.12 | 0 | 0 | 0 | 0 | 0 | 0 | 11 | 8 | 20 | 0 | 0
11 | 9 | 21 | 0 | 0 | 0 | 0.2 | 0.12 | 0 | 0 | 0 | 0 | 0 | 0 | 11 | 8 | 21 | 0 | 0
11 | 9 | 22 | 0 | 0 | 0 | 0.2 | 0.12 | 0 | 0 | 0 | 0 | 0 | 0 | 11 | 8 | 22 | 0 | 0
11 | 9 | 23 | 0 | 0 | 0 | 0.2 | 0.12 | 0 | 0 | 0 | 0 | 0 | 0 | 11 | 8 | 23 | 0 | 0
11 | 10 | 0 | 0 | 0 | 0 | 0.2 | 0.12 | 0 | 0 | 0 | 0 | 0 | 0 | 11 | 9 | 0 | 0 | 0
11 | 10 | 1 | 0 | 0 | 0 | 0.2 | 0.12 | 0 | 0 | 0 | 0 | 0 | 0 | 11 | 9 | 1 | 0 | 0
11 | 10 | 2 | 0 | 0 | -1 | 0.1 | 0.12 | 0 | -1 | 0 | 0 | 0 | 0 | 11 | 9 | 2 | 0 | 0
11 | 10 | 3 | 0 | 0 | -1 | 0.1 | 0.12 | 0 | -1 | 0 | 0 | 0 | 0 | 11 | 9 | 3 | 0 | 0
11 | 10 | 4 | 0 | 0 | -1 | 0.1 | 0.12 | 0 | -1 | 0 | 0 | 0 | 0 | 11 | 9 | 4 | 0 | 0
11 | 10 | 5 | 0 | 0 | -1 | 0.1 | 0.12 | 0 | -1 | 0 | 0 | 0 | 0 | 11 | 9 | 5 | 0 | 0
11 | 10 | 6 | 0 | 0 | -2 | 0.1 | 0.12 | 0 | -2 | 0 | 0 | 0 | 0 | 11 | 9 | 6 | 0 | 0
11 | 10 | 7 | 0 | 6 | -1 | 0.1 | 0.12 | 5.708 | -0.805 | 3.481 | 0 | 0 | 0.013648 | 11 | 9 | 7 | 0 | 9.3573e-06
11 | 10 | 8 | 0 | 52 | 1 | 0.2 | 0.12 | 48.891 | 2.871 | 48.915 | 42.425 | 0.042425 | 0.30353 | 11 | 9 | 8 | 2.9101e-05 | 0.0002081
11 | 10 | 9 | 364 | 126 | 5 | 0.2 | 0.12 | 355.505 | 18.688 | 365.232 | 347.534 | 0.34753 | 0.54049 | 11 | 9 | 9 | 0.00023838 | 0.00037057
11 | 10 | 10 | 304 | 191 | 9 | 0.2 | 0.12 | 428.39 | 25.456 | 426.569 | 406.697 | 0.4067 | 0.68507 | 11 | 9 | 10 | 0.00027897 | 0.0004697
11 | 10 | 11 | 826 | 98 | 12 | 0.2 | 0.12 | 771.044 | 41.651 | 726.562 | 696.061 | 0.69606 | 0.76376 | 11 | 9 | 11 | 0.00047745 | 0.00052365
11 | 10 | 12 | 376 | 223 | 13 | 0.2 | 0.12 | 554.666 | 34.278 | 532.818 | 509.182 | 0.50918 | 0.77869 | 11 | 9 | 12 | 0.00034926 | 0.00053389
11 | 10 | 13 | 812 | 97 | 14 | 0.3 | 0.12 | 745.241 | 41.781 | 702.605 | 672.952 | 0.67295 | 0.73852 | 11 | 9 | 13 | 0.0004616 | 0.00050634
11 | 10 | 14 | 7 | 154 | 15 | 0.3 | 0.12 | 154.24 | 20.725 | 150.427 | 140.34 | 0.14034 | 0.6396 | 11 | 9 | 14 | 9.6264e-05 | 0.00043852
11 | 10 | 15 | 0 | 28 | 14 | 0.2 | 0.12 | 25.949 | 14.995 | 24.204 | 18.59 | 0.01859 | 0.47159 | 11 | 9 | 15 | 1.2751e-05 | 0.00032333
11 | 10 | 16 | 0 | 34 | 11 | 0.2 | 0.12 | 31.539 | 12.203 | 29.39 | 23.593 | 0.023593 | 0.21915 | 11 | 9 | 16 | 1.6183e-05 | 0.00015025
11 | 10 | 17 | 0 | 0 | 9 | 0.2 | 0.12 | 0 | 9 | 0 | 0 | 0 | 0 | 11 | 9 | 17 | 0 | 0
11 | 10 | 18 | 0 | 0 | 9 | 0.2 | 0.12 | 0 | 9 | 0 | 0 | 0 | 0 | 11 | 9 | 18 | 0 | 0
11 | 10 | 19 | 0 | 0 | 9 | 0.2 | 0.12 | 0 | 9 | 0 | 0 | 0 | 0 | 11 | 9 | 19 | 0 | 0
11 | 10 | 20 | 0 | 0 | 8 | 0.2 | 0.12 | 0 | 8 | 0 | 0 | 0 | 0 | 11 | 9 | 20 | 0 | 0
11 | 10 | 21 | 0 | 0 | 8 | 0.2 | 0.12 | 0 | 8 | 0 | 0 | 0 | 0 | 11 | 9 | 21 | 0 | 0
11 | 10 | 22 | 0 | 0 | 8 | 0.2 | 0.12 | 0 | 8 | 0 | 0 | 0 | 0 | 11 | 9 | 22 | 0 | 0
11 | 10 | 23 | 0 | 0 | 9 | 0.2 | 0.12 | 0 | 9 | 0 | 0 | 0 | 0 | 11 | 9 | 23 | 0 | 0
11 | 11 | 0 | 0 | 0 | 9 | 0.2 | 0.12 | 0 | 9 | 0 | 0 | 0 | 0 | 11 | 10 | 0 | 0 | 0
11 | 11 | 1 | 0 | 0 | 9 | 0.2 | 0.12 | 0 | 9 | 0 | 0 | 0 | 0 | 11 | 10 | 1 | 0 | 0
11 | 11 | 2 | 0 | 0 | 10 | 0.2 | 0.12 | 0 | 10 | 0 | 0 | 0 | 0 | 11 | 10 | 2 | 0 | 0
11 | 11 | 3 | 0 | 0 | 10 | 0.3 | 0.12 | 0 | 10 | 0 | 0 | 0 | 0 | 11 | 10 | 3 | 0 | 0
11 | 11 | 4 | 0 | 0 | 10 | 0.3 | 0.12 | 0 | 10 | 0 | 0 | 0 | 0 | 11 | 10 | 4 | 0 | 0
11 | 11 | 5 | 0 | 0 | 10 | 0.3 | 0.12 | 0 | 10 | 0 | 0 | 0 | 0 | 11 | 10 | 5 | 0 | 0
11 | 11 | 6 | 0 | 0 | 11 | 0.4 | 0.12 | 0 | 11 | 0 | 0 | 0 | 0 | 11 | 10 | 6 | 0 | 0
11 | 11 | 7 | 19 | 10 | 11 | 0.4 | 0.12 | 10.972 | 11.334 | 6.232 | 1.255 | 0.001255 | 0 | 11 | 10 | 7 | 8.6084e-07 | 0
11 | 11 | 8 | 0 | 41 | 12 | 0.4 | 0.12 | 38.041 | 13.368 | 36.018 | 29.986 | 0.029986 | 0.042425 | 11 | 10 | 8 | 2.0568e-05 | 2.9087e-05
11 | 11 | 9 | 0 | 84 | 13 | 0.5 | 0.12 | 79.061 | 15.767 | 77.04 | 69.554 | 0.069554 | 0.34753 | 11 | 10 | 9 | 4.7709e-05 | 0.00023828
11 | 11 | 10 | 0 | 52 | 13 | 0.5 | 0.12 | 48.274 | 14.687 | 45.988 | 39.602 | 0.039602 | 0.4067 | 11 | 10 | 10 | 2.7164e-05 | 0.00027884
11 | 11 | 11 | 0 | 34 | 14 | 0.5 | 0.12 | 31.554 | 15.101 | 29.303 | 23.508 | 0.023508 | 0.69606 | 11 | 10 | 11 | 1.6125e-05 | 0.00047723
11 | 11 | 12 | 0 | 65 | 15 | 0.5 | 0.12 | 60.397 | 17.107 | 57.112 | 50.332 | 0.050332 | 0.50918 | 11 | 10 | 12 | 3.4524e-05 | 0.0003491
11 | 11 | 13 | 0 | 52 | 16 | 0.5 | 0.12 | 48.287 | 17.685 | 45.222 | 38.863 | 0.038863 | 0.67295 | 11 | 10 | 13 | 2.6657e-05 | 0.00046139
11 | 11 | 14 | 0 | 44 | 16 | 0.5 | 0.12 | 40.828 | 17.427 | 38.226 | 32.116 | 0.032116 | 0.14034 | 11 | 10 | 14 | 2.2029e-05 | 9.622e-05
11 | 11 | 15 | 0 | 26 | 15 | 0.4 | 0.12 | 24.092 | 15.869 | 22.308 | 16.761 | 0.016761 | 0.01859 | 11 | 10 | 15 | 1.1497e-05 | 1.2746e-05
11 | 11 | 16 | 0 | 45 | 14 | 0.3 | 0.12 | 42.89 | 15.584 | 39.861 | 33.692 | 0.033692 | 0.023593 | 11 | 10 | 16 | 2.311e-05 | 1.6176e-05
11 | 11 | 17 | 0 | 0 | 14 | 0.3 | 0.12 | 0 | 14 | 0 | 0 | 0 | 0 | 11 | 10 | 17 | 0 | 0
11 | 11 | 18 | 0 | 0 | 14 | 0.3 | 0.12 | 0 | 14 | 0 | 0 | 0 | 0 | 11 | 10 | 18 | 0 | 0
11 | 11 | 19 | 0 | 0 | 14 | 0.3 | 0.12 | 0 | 14 | 0 | 0 | 0 | 0 | 11 | 10 | 19 | 0 | 0
11 | 11 | 20 | 0 | 0 | 14 | 0.4 | 0.12 | 0 | 14 | 0 | 0 | 0 | 0 | 11 | 10 | 20 | 0 | 0
11 | 11 | 21 | 0 | 0 | 15 | 0.3 | 0.12 | 0 | 15 | 0 | 0 | 0 | 0 | 11 | 10 | 21 | 0 | 0
11 | 11 | 22 | 0 | 0 | 15 | 0.3 | 0.12 | 0 | 15 | 0 | 0 | 0 | 0 | 11 | 10 | 22 | 0 | 0
11 | 11 | 23 | 0 | 0 | 16 | 0.4 | 0.12 | 0 | 16 | 0 | 0 | 0 | 0 | 11 | 10 | 23 | 0 | 0
11 | 12 | 0 | 0 | 0 | 16 | 0.4 | 0.12 | 0 | 16 | 0 | 0 | 0 | 0 | 11 | 11 | 0 | 0 | 0
11 | 12 | 1 | 0 | 0 | 16 | 0.5 | 0.12 | 0 | 16 | 0 | 0 | 0 | 0 | 11 | 11 | 1 | 0 | 0
11 | 12 | 2 | 0 | 0 | 16 | 0.5 | 0.12 | 0 | 16 | 0 | 0 | 0 | 0 | 11 | 11 | 2 | 0 | 0
11 | 12 | 3 | 0 | 0 | 16 | 0.4 | 0.12 | 0 | 16 | 0 | 0 | 0 | 0 | 11 | 11 | 3 | 0 | 0
11 | 12 | 4 | 0 | 0 | 16 | 0.3 | 0.12 | 0 | 16 | 0 | 0 | 0 | 0 | 11 | 11 | 4 | 0 | 0
11 | 12 | 5 | 0 | 0 | 15 | 0.2 | 0.12 | 0 | 15 | 0 | 0 | 0 | 0 | 11 | 11 | 5 | 0 | 0
11 | 12 | 6 | 0 | 0 | 15 | 0.2 | 0.12 | 0 | 15 | 0 | 0 | 0 | 0 | 11 | 11 | 6 | 0 | 0
11 | 12 | 7 | 0 | 4 | 15 | 0.2 | 0.12 | 3.805 | 15.126 | 2.095 | 0 | 0 | 0.001255 | 11 | 11 | 7 | 0 | 8.6045e-07
11 | 12 | 8 | 27 | 73 | 16 | 0.3 | 0.12 | 85.609 | 19.171 | 81.445 | 73.803 | 0.073803 | 0.029986 | 11 | 11 | 8 | 5.0624e-05 | 2.0559e-05
11 | 12 | 9 | 27 | 133 | 17 | 0.4 | 0.12 | 151.727 | 22.474 | 147.91 | 137.912 | 0.13791 | 0.069554 | 11 | 11 | 9 | 9.4598e-05 | 4.7688e-05
11 | 12 | 10 | 116 | 202 | 18 | 0.4 | 0.12 | 300.035 | 28.819 | 290.874 | 275.811 | 0.27581 | 0.039602 | 11 | 11 | 10 | 0.00018919 | 2.7152e-05
11 | 12 | 11 | 118 | 242 | 20 | 0.5 | 0.12 | 355.423 | 32.427 | 339.285 | 322.506 | 0.32251 | 0.023508 | 11 | 11 | 11 | 0.00022122 | 1.6118e-05
11 | 12 | 12 | 457 | 203 | 21 | 0.5 | 0.12 | 606.18 | 42.239 | 565.604 | 540.806 | 0.54081 | 0.050332 | 11 | 11 | 12 | 0.00037096 | 3.4509e-05
11 | 12 | 13 | 433 | 195 | 21 | 0.6 | 0.12 | 560.289 | 40.087 | 528.046 | 504.579 | 0.50458 | 0.038863 | 11 | 11 | 13 | 0.00034611 | 2.6645e-05
11 | 12 | 14 | 376 | 163 | 21 | 0.5 | 0.12 | 433.717 | 36.226 | 415.856 | 396.364 | 0.39636 | 0.032116 | 11 | 11 | 14 | 0.00027188 | 2.2019e-05
11 | 12 | 15 | 19 | 116 | 20 | 0.4 | 0.12 | 123.534 | 24.457 | 118.541 | 109.584 | 0.10958 | 0.016761 | 11 | 11 | 15 | 7.5167e-05 | 1.1492e-05
11 | 12 | 16 | 0 | 50 | 19 | 0.4 | 0.12 | 48.565 | 20.74 | 44.308 | 37.981 | 0.037981 | 0.033692 | 11 | 11 | 16 | 2.6052e-05 | 2.31e-05
11 | 12 | 17 | 0 | 0 | 17 | 0.4 | 0.12 | 0 | 17 | 0 | 0 | 0 | 0 | 11 | 11 | 17 | 0 | 0
11 | 12 | 18 | 0 | 0 | 16 | 0.5 | 0.12 | 0 | 16 | 0 | 0 | 0 | 0 | 11 | 11 | 18 | 0 | 0
11 | 12 | 19 | 0 | 0 | 14 | 0.7 | 0.12 | 0 | 14 | 0 | 0 | 0 | 0 | 11 | 11 | 19 | 0 | 0
11 | 12 | 20 | 0 | 0 | 12 | 0.8 | 0.12 | 0 | 12 | 0 | 0 | 0 | 0 | 11 | 11 | 20 | 0 | 0
11 | 12 | 21 | 0 | 0 | 9 | 0.9 | 0.12 | 0 | 9 | 0 | 0 | 0 | 0 | 11 | 11 | 21 | 0 | 0
11 | 12 | 22 | 0 | 0 | 7 | 1 | 0.12 | 0 | 7 | 0 | 0 | 0 | 0 | 11 | 11 | 22 | 0 | 0
11 | 12 | 23 | 0 | 0 | 5 | 1 | 0.12 | 0 | 5 | 0 | 0 | 0 | 0 | 11 | 11 | 23 | 0 | 0
11 | 13 | 0 | 0 | 0 | 4 | 0.9 | 0.12 | 0 | 4 | 0 | 0 | 0 | 0 | 11 | 12 | 0 | 0 | 0
11 | 13 | 1 | 0 | 0 | 4 | 0.9 | 0.12 | 0 | 4 | 0 | 0 | 0 | 0 | 11 | 12 | 1 | 0 | 0
11 | 13 | 2 | 0 | 0 | 3 | 0.8 | 0.12 | 0 | 3 | 0 | 0 | 0 | 0 | 11 | 12 | 2 | 0 | 0
11 | 13 | 3 | 0 | 0 | 2 | 0.6 | 0.12 | 0 | 2 | 0 | 0 | 0 | 0 | 11 | 12 | 3 | 0 | 0
11 | 13 | 4 | 0 | 0 | 1 | 0.6 | 0.12 | 0 | 1 | 0 | 0 | 0 | 0 | 11 | 12 | 4 | 0 | 0
11 | 13 | 5 | 0 | 0 | 0 | 0.6 | 0.12 | 0 | 0 | 0 | 0 | 0 | 0 | 11 | 12 | 5 | 0 | 0
11 | 13 | 6 | 0 | 0 | 0 | 0.6 | 0.12 | 0 | 0 | 0 | 0 | 0 | 0 | 11 | 12 | 6 | 0 | 0
11 | 13 | 7 | 201 | 11 | 0 | 0.6 | 0.12 | 22.78 | 0.605 | 12.15 | 6.963 | 0.006963 | 0 | 11 | 12 | 7 | 4.7761e-06 | 0
11 | 13 | 8 | 667 | 44 | 1 | 0.7 | 0.12 | 308.167 | 11.091 | 307.879 | 292.213 | 0.29221 | 0.073803 | 11 | 12 | 8 | 0.00020044 | 5.0601e-05
11 | 13 | 9 | 825 | 61 | 2 | 0.8 | 0.12 | 537.971 | 19.427 | 558.802 | 534.245 | 0.53424 | 0.13791 | 11 | 12 | 9 | 0.00036646 | 9.4555e-05
11 | 13 | 10 | 895 | 71 | 3 | 0.9 | 0.12 | 707.19 | 25.279 | 715.257 | 685.157 | 0.68516 | 0.27581 | 11 | 12 | 10 | 0.00046997 | 0.0001891
11 | 13 | 11 | 928 | 77 | 4 | 1 | 0.12 | 813.433 | 28.945 | 806.962 | 773.611 | 0.77361 | 0.32251 | 11 | 12 | 11 | 0.00053064 | 0.00022112
11 | 13 | 12 | 938 | 78 | 5 | 1 | 0.12 | 843.685 | 30.864 | 829.493 | 795.344 | 0.79534 | 0.54081 | 11 | 12 | 12 | 0.00054555 | 0.00037079
11 | 13 | 13 | 928 | 75 | 6 | 1 | 0.12 | 796.575 | 30.434 | 786.662 | 754.031 | 0.75403 | 0.50458 | 11 | 12 | 13 | 0.00051721 | 0.00034595
11 | 13 | 14 | 878 | 71 | 5 | 0.9 | 0.12 | 673.237 | 26.218 | 679.5 | 650.667 | 0.65067 | 0.39636 | 11 | 12 | 14 | 0.00044631 | 0.00027175
11 | 13 | 15 | 783 | 60 | 5 | 0.8 | 0.12 | 479.514 | 20.532 | 495.301 | 472.994 | 0.47299 | 0.10958 | 11 | 12 | 15 | 0.00032444 | 7.5133e-05
11 | 13 | 16 | 578 | 39 | 4 | 0.6 | 0.12 | 238.258 | 11.916 | 225.047 | 212.316 | 0.21232 | 0.037981 | 11 | 12 | 16 | 0.00014563 | 2.6041e-05
11 | 13 | 17 | 0 | 0 | 2 | 0.4 | 0.12 | 0 | 2 | 0 | 0 | 0 | 0 | 11 | 12 | 17 | 0 | 0
11 | 13 | 18 | 0 | 0 | 1 | 0.4 | 0.12 | 0 | 1 | 0 | 0 | 0 | 0 | 11 | 12 | 18 | 0 | 0
11 | 13 | 19 | 0 | 0 | 0 | 0.3 | 0.12 | 0 | 0 | 0 | 0 | 0 | 0 | 11 | 12 | 19 | 0 | 0
11 | 13 | 20 | 0 | 0 | 0 | 0.2 | 0.12 | 0 | 0 | 0 | 0 | 0 | 0 | 11 | 12 | 20 | 0 | 0
11 | 13 | 21 | 0 | 0 | -1 | 0.2 | 0.12 | 0 | -1 | 0 | 0 | 0 | 0 | 11 | 12 | 21 | 0 | 0
11 | 13 | 22 | 0 | 0 | -2 | 0.2 | 0.12 | 0 | -2 | 0 | 0 | 0 | 0 | 11 | 12 | 22 | 0 | 0
11 | 13 | 23 | 0 | 0 | -2 | 0.2 | 0.12 | 0 | -2 | 0 | 0 | 0 | 0 | 11 | 12 | 23 | 0 | 0
11 | 14 | 0 | 0 | 0 | -2 | 0.2 | 0.12 | 0 | -2 | 0 | 0 | 0 | 0 | 11 | 13 | 0 | 0 | 0
11 | 14 | 1 | 0 | 0 | -2 | 0.2 | 0.12 | 0 | -2 | 0 | 0 | 0 | 0 | 11 | 13 | 1 | 0 | 0
11 | 14 | 2 | 0 | 0 | -3 | 0.2 | 0.12 | 0 | -3 | 0 | 0 | 0 | 0 | 11 | 13 | 2 | 0 | 0
11 | 14 | 3 | 0 | 0 | -3 | 0.2 | 0.12 | 0 | -3 | 0 | 0 | 0 | 0 | 11 | 13 | 3 | 0 | 0
11 | 14 | 4 | 0 | 0 | -3 | 0.2 | 0.12 | 0 | -3 | 0 | 0 | 0 | 0 | 11 | 13 | 4 | 0 | 0
11 | 14 | 5 | 0 | 0 | -4 | 0.2 | 0.12 | 0 | -4 | 0 | 0 | 0 | 0 | 11 | 13 | 5 | 0 | 0
11 | 14 | 6 | 0 | 0 | -4 | 0.2 | 0.12 | 0 | -4 | 0 | 0 | 0 | 0 | 11 | 13 | 6 | 0 | 0
11 | 14 | 7 | 0 | 0 | -3 | 0.2 | 0.12 | 0 | 0 | 0 | 0 | 0 | 0.006963 | 11 | 13 | 7 | 0 | 4.774e-06
11 | 14 | 8 | 226 | 68 | -1 | 0.3 | 0.12 | 163.638 | 5.033 | 165.748 | 155.118 | 0.15512 | 0.29221 | 11 | 13 | 8 | 0.0001064 | 0.00020035
11 | 14 | 9 | 264 | 132 | 2 | 0.3 | 0.12 | 296.075 | 13.043 | 308.892 | 293.191 | 0.29319 | 0.53424 | 11 | 13 | 9 | 0.00020111 | 0.00036629
11 | 14 | 10 | 414 | 163 | 5 | 0.4 | 0.12 | 479.397 | 22.33 | 485.72 | 463.753 | 0.46375 | 0.68516 | 11 | 13 | 10 | 0.0003181 | 0.00046976
11 | 14 | 11 | 499 | 177 | 7 | 0.5 | 0.12 | 596.578 | 27.92 | 590.85 | 565.158 | 0.56516 | 0.77361 | 11 | 13 | 11 | 0.00038766 | 0.0005304
11 | 14 | 12 | 417 | 206 | 8 | 0.5 | 0.12 | 575.444 | 28.161 | 567.412 | 542.55 | 0.54255 | 0.79534 | 11 | 13 | 12 | 0.00037215 | 0.0005453
11 | 14 | 13 | 325 | 209 | 8 | 0.5 | 0.12 | 482.579 | 24.91 | 481.178 | 459.371 | 0.45937 | 0.75403 | 11 | 13 | 13 | 0.0003151 | 0.00051698
11 | 14 | 14 | 190 | 183 | 8 | 0.4 | 0.12 | 324.196 | 19.707 | 328.098 | 311.716 | 0.31172 | 0.65067 | 11 | 13 | 14 | 0.00021382 | 0.00044611
11 | 14 | 15 | 8 | 110 | 7 | 0.3 | 0.12 | 111.672 | 11.152 | 112.546 | 103.802 | 0.1038 | 0.47299 | 11 | 13 | 15 | 7.1201e-05 | 0.00032429
11 | 14 | 16 | 228 | 53 | 5 | 0.2 | 0.12 | 141.786 | 10.339 | 135.061 | 125.519 | 0.12552 | 0.21232 | 11 | 13 | 16 | 8.6097e-05 | 0.00014557
11 | 14 | 17 | 0 | 0 | 3 | 0.2 | 0.12 | 0 | 3 | 0 | 0 | 0 | 0 | 11 | 13 | 17 | 0 | 0
11 | 14 | 18 | 0 | 0 | 3 | 0.2 | 0.12 | 0 | 3 | 0 | 0 | 0 | 0 | 11 | 13 | 18 | 0 | 0
11 | 14 | 19 | 0 | 0 | 3 | 0.2 | 0.12 | 0 | 3 | 0 | 0 | 0 | 0 | 11 | 13 | 19 | 0 | 0
11 | 14 | 20 | 0 | 0 | 3 | 0.2 | 0.12 | 0 | 3 | 0 | 0 | 0 | 0 | 11 | 13 | 20 | 0 | 0
11 | 14 | 21 | 0 | 0 | 3 | 0.2 | 0.12 | 0 | 3 | 0 | 0 | 0 | 0 | 11 | 13 | 21 | 0 | 0
11 | 14 | 22 | 0 | 0 | 3 | 0.2 | 0.12 | 0 | 3 | 0 | 0 | 0 | 0 | 11 | 13 | 22 | 0 | 0
11 | 14 | 23 | 0 | 0 | 3 | 0.2 | 0.12 | 0 | 3 | 0 | 0 | 0 | 0 | 11 | 13 | 23 | 0 | 0
11 | 15 | 0 | 0 | 0 | 3 | 0.2 | 0.12 | 0 | 3 | 0 | 0 | 0 | 0 | 11 | 14 | 0 | 0 | 0
11 | 15 | 1 | 0 | 0 | 3 | 0.2 | 0.12 | 0 | 3 | 0 | 0 | 0 | 0 | 11 | 14 | 1 | 0 | 0
11 | 15 | 2 | 0 | 0 | 2 | 0.2 | 0.12 | 0 | 2 | 0 | 0 | 0 | 0 | 11 | 14 | 2 | 0 | 0
11 | 15 | 3 | 0 | 0 | 2 | 0.2 | 0.12 | 0 | 2 | 0 | 0 | 0 | 0 | 11 | 14 | 3 | 0 | 0
11 | 15 | 4 | 0 | 0 | 2 | 0.2 | 0.12 | 0 | 2 | 0 | 0 | 0 | 0 | 11 | 14 | 4 | 0 | 0
11 | 15 | 5 | 0 | 0 | 2 | 0.3 | 0.12 | 0 | 2 | 0 | 0 | 0 | 0 | 11 | 14 | 5 | 0 | 0
11 | 15 | 6 | 0 | 0 | 2 | 0.2 | 0.12 | 0 | 2 | 0 | 0 | 0 | 0 | 11 | 14 | 6 | 0 | 0
11 | 15 | 7 | 0 | 0 | 2 | 0.2 | 0.12 | 0 | 0 | 0 | 0 | 0 | 0 | 11 | 14 | 7 | 0 | 0
11 | 15 | 8 | 0 | 49 | 3 | 0.3 | 0.12 | 46.246 | 4.713 | 45.62 | 39.247 | 0.039247 | 0.15512 | 11 | 14 | 8 | 2.6921e-05 | 0.00010635
11 | 15 | 9 | 0 | 55 | 4 | 0.4 | 0.12 | 51.052 | 5.841 | 50.955 | 44.393 | 0.044393 | 0.29319 | 11 | 14 | 9 | 3.0451e-05 | 0.00020102
11 | 15 | 10 | 193 | 195 | 5 | 0.4 | 0.12 | 344.697 | 17.443 | 351.801 | 334.579 | 0.33458 | 0.46375 | 11 | 14 | 10 | 0.0002295 | 0.00031796
11 | 15 | 11 | 0 | 102 | 6 | 0.5 | 0.12 | 95.557 | 9.335 | 95.25 | 87.119 | 0.087119 | 0.56516 | 11 | 14 | 11 | 5.9758e-05 | 0.00038748
11 | 15 | 12 | 0 | 107 | 6 | 0.5 | 0.12 | 100.38 | 9.502 | 100.027 | 91.726 | 0.091726 | 0.54255 | 11 | 14 | 12 | 6.2918e-05 | 0.00037198
11 | 15 | 13 | 0 | 95 | 7 | 0.5 | 0.12 | 88.745 | 10.098 | 88.034 | 80.158 | 0.080158 | 0.45937 | 11 | 14 | 13 | 5.4983e-05 | 0.00031495
11 | 15 | 14 | 602 | 128 | 8 | 0.4 | 0.12 | 553.612 | 28.04 | 552.511 | 528.177 | 0.52818 | 0.31172 | 11 | 14 | 14 | 0.00036229 | 0.00021372
11 | 15 | 15 | 0 | 35 | 7 | 0.3 | 0.12 | 32.449 | 8.206 | 31.494 | 25.622 | 0.025622 | 0.1038 | 11 | 14 | 15 | 1.7575e-05 | 7.1169e-05
11 | 15 | 16 | 206 | 63 | 7 | 0.2 | 0.12 | 142.179 | 12.358 | 134.677 | 125.148 | 0.12515 | 0.12552 | 11 | 14 | 16 | 8.5843e-05 | 8.6058e-05
11 | 15 | 17 | 0 | 0 | 6 | 0.2 | 0.12 | 0 | 6 | 0 | 0 | 0 | 0 | 11 | 14 | 17 | 0 | 0
11 | 15 | 18 | 0 | 0 | 6 | 0.2 | 0.12 | 0 | 6 | 0 | 0 | 0 | 0 | 11 | 14 | 18 | 0 | 0
11 | 15 | 19 | 0 | 0 | 6 | 0.2 | 0.12 | 0 | 6 | 0 | 0 | 0 | 0 | 11 | 14 | 19 | 0 | 0
11 | 15 | 20 | 0 | 0 | 6 | 0.2 | 0.12 | 0 | 6 | 0 | 0 | 0 | 0 | 11 | 14 | 20 | 0 | 0
11 | 15 | 21 | 0 | 0 | 6 | 0.2 | 0.12 | 0 | 6 | 0 | 0 | 0 | 0 | 11 | 14 | 21 | 0 | 0
11 | 15 | 22 | 0 | 0 | 6 | 0.2 | 0.12 | 0 | 6 | 0 | 0 | 0 | 0 | 11 | 14 | 22 | 0 | 0
11 | 15 | 23 | 0 | 0 | 6 | 0.2 | 0.12 | 0 | 6 | 0 | 0 | 0 | 0 | 11 | 14 | 23 | 0 | 0
11 | 16 | 0 | 0 | 0 | 6 | 0.2 | 0.12 | 0 | 6 | 0 | 0 | 0 | 0 | 11 | 15 | 0 | 0 | 0
11 | 16 | 1 | 0 | 0 | 6 | 0.2 | 0.12 | 0 | 6 | 0 | 0 | 0 | 0 | 11 | 15 | 1 | 0 | 0
11 | 16 | 2 | 0 | 0 | 6 | 0.2 | 0.12 | 0 | 6 | 0 | 0 | 0 | 0 | 11 | 15 | 2 | 0 | 0
11 | 16 | 3 | 0 | 0 | 6 | 0.2 | 0.12 | 0 | 6 | 0 | 0 | 0 | 0 | 11 | 15 | 3 | 0 | 0
11 | 16 | 4 | 0 | 0 | 6 | 0.2 | 0.12 | 0 | 6 | 0 | 0 | 0 | 0 | 11 | 15 | 4 | 0 | 0
11 | 16 | 5 | 0 | 0 | 7 | 0.2 | 0.12 | 0 | 7 | 0 | 0 | 0 | 0 | 11 | 15 | 5 | 0 | 0
11 | 16 | 6 | 0 | 0 | 7 | 0.2 | 0.12 | 0 | 7 | 0 | 0 | 0 | 0 | 11 | 15 | 6 | 0 | 0
11 | 16 | 7 | 0 | 0 | 7 | 0.2 | 0.12 | 0 | 0 | 0 | 0 | 0 | 0 | 11 | 15 | 7 | 0 | 0
11 | 16 | 8 | 0 | 58 | 7 | 0.2 | 0.12 | 56.114 | 9.144 | 54.719 | 48.024 | 0.048024 | 0.039247 | 11 | 15 | 8 | 3.2941e-05 | 2.6908e-05
11 | 16 | 9 | 0 | 48 | 9 | 0.3 | 0.12 | 44.537 | 10.655 | 43.335 | 37.043 | 0.037043 | 0.044393 | 11 | 15 | 9 | 2.5409e-05 | 3.0437e-05
11 | 16 | 10 | 6 | 154 | 10 | 0.3 | 0.12 | 153.843 | 15.71 | 153.011 | 142.833 | 0.14283 | 0.33458 | 11 | 15 | 10 | 9.7974e-05 | 0.00022939
11 | 16 | 11 | 0 | 79 | 12 | 0.3 | 0.12 | 73.43 | 14.721 | 70.911 | 63.642 | 0.063642 | 0.087119 | 11 | 15 | 11 | 4.3654e-05 | 5.973e-05
11 | 16 | 12 | 0 | 58 | 13 | 0.3 | 0.12 | 53.874 | 14.996 | 51.232 | 44.661 | 0.044661 | 0.091726 | 11 | 15 | 12 | 3.0634e-05 | 6.2889e-05
11 | 16 | 13 | 0 | 62 | 14 | 0.4 | 0.12 | 57.589 | 16.071 | 54.798 | 48.1 | 0.0481 | 0.080158 | 11 | 15 | 13 | 3.2993e-05 | 5.4958e-05
11 | 16 | 14 | 230 | 177 | 14 | 0.3 | 0.12 | 351.941 | 27.107 | 347.328 | 330.265 | 0.33026 | 0.52818 | 11 | 15 | 14 | 0.00022654 | 0.00036213
11 | 16 | 15 | 0 | 98 | 13 | 0.2 | 0.12 | 94.908 | 16.64 | 92.899 | 84.851 | 0.084851 | 0.025622 | 11 | 15 | 15 | 5.8202e-05 | 1.7567e-05
11 | 16 | 16 | 0 | 5 | 11 | 0.1 | 0.12 | 4.622 | 11.182 | 3.925 | 0 | 0 | 0.12515 | 11 | 15 | 16 | 0 | 8.5804e-05
11 | 16 | 17 | 0 | 0 | 10 | 0.1 | 0.12 | 0 | 10 | 0 | 0 | 0 | 0 | 11 | 15 | 17 | 0 | 0
11 | 16 | 18 | 0 | 0 | 9 | 0.1 | 0.12 | 0 | 9 | 0 | 0 | 0 | 0 | 11 | 15 | 18 | 0 | 0
11 | 16 | 19 | 0 | 0 | 9 | 0.2 | 0.11 | 0 | 9 | 0 | 0 | 0 | 0 | 11 | 15 | 19 | 0 | 0
11 | 16 | 20 | 0 | 0 | 8 | 0.2 | 0.11 | 0 | 8 | 0 | 0 | 0 | 0 | 11 | 15 | 20 | 0 | 0
11 | 16 | 21 | 0 | 0 | 8 | 0.4 | 0.11 | 0 | 8 | 0 | 0 | 0 | 0 | 11 | 15 | 21 | 0 | 0
11 | 16 | 22 | 0 | 0 | 8 | 0.6 | 0.11 | 0 | 8 | 0 | 0 | 0 | 0 | 11 | 15 | 22 | 0 | 0
11 | 16 | 23 | 0 | 0 | 7 | 0.6 | 0.11 | 0 | 7 | 0 | 0 | 0 | 0 | 11 | 15 | 23 | 0 | 0
11 | 17 | 0 | 0 | 0 | 7 | 0.4 | 0.11 | 0 | 7 | 0 | 0 | 0 | 0 | 11 | 16 | 0 | 0 | 0
11 | 17 | 1 | 0 | 0 | 6 | 0.4 | 0.11 | 0 | 6 | 0 | 0 | 0 | 0 | 11 | 16 | 1 | 0 | 0
11 | 17 | 2 | 0 | 0 | 6 | 0.2 | 0.11 | 0 | 6 | 0 | 0 | 0 | 0 | 11 | 16 | 2 | 0 | 0
11 | 17 | 3 | 0 | 0 | 6 | 0.1 | 0.11 | 0 | 6 | 0 | 0 | 0 | 0 | 11 | 16 | 3 | 0 | 0
11 | 17 | 4 | 0 | 0 | 6 | 0.1 | 0.11 | 0 | 6 | 0 | 0 | 0 | 0 | 11 | 16 | 4 | 0 | 0
11 | 17 | 5 | 0 | 0 | 6 | 0.1 | 0.11 | 0 | 6 | 0 | 0 | 0 | 0 | 11 | 16 | 5 | 0 | 0
11 | 17 | 6 | 0 | 0 | 5 | 0.2 | 0.11 | 0 | 5 | 0 | 0 | 0 | 0 | 11 | 16 | 6 | 0 | 0
11 | 17 | 7 | 0 | 0 | 5 | 0.2 | 0.11 | 0 | 0 | 0 | 0 | 0 | 0 | 11 | 16 | 7 | 0 | 0
11 | 17 | 8 | 0 | 53 | 5 | 0.2 | 0.11 | 50.782 | 6.94 | 49.724 | 43.206 | 0.043206 | 0.048024 | 11 | 16 | 8 | 2.9636e-05 | 3.2926e-05
11 | 17 | 9 | 41 | 129 | 7 | 0.2 | 0.11 | 155.837 | 12.983 | 158.198 | 147.836 | 0.14784 | 0.037043 | 11 | 16 | 9 | 0.00010141 | 2.5397e-05
11 | 17 | 10 | 83 | 189 | 10 | 0.2 | 0.11 | 253.566 | 19.726 | 253.646 | 239.902 | 0.2399 | 0.14283 | 11 | 16 | 10 | 0.00016456 | 9.7929e-05
11 | 17 | 11 | 812 | 104 | 13 | 0.3 | 0.11 | 750.867 | 40.997 | 710.702 | 680.763 | 0.68076 | 0.063642 | 11 | 16 | 11 | 0.00046696 | 4.3634e-05
11 | 17 | 12 | 282 | 228 | 14 | 0.3 | 0.11 | 481.036 | 31.883 | 465.536 | 444.284 | 0.44428 | 0.044661 | 11 | 16 | 12 | 0.00030475 | 3.062e-05
11 | 17 | 13 | 809 | 100 | 15 | 0.4 | 0.11 | 732.517 | 41.502 | 692.594 | 663.297 | 0.6633 | 0.0481 | 11 | 16 | 13 | 0.00045498 | 3.2978e-05
11 | 17 | 14 | 409 | 148 | 16 | 0.4 | 0.11 | 444.558 | 32.082 | 434.373 | 414.225 | 0.41423 | 0.33026 | 11 | 16 | 14 | 0.00028413 | 0.00022644
11 | 17 | 15 | 647 | 75 | 15 | 0.3 | 0.11 | 424.495 | 30.858 | 419.306 | 399.692 | 0.39969 | 0.084851 | 11 | 16 | 15 | 0.00027416 | 5.8175e-05
11 | 17 | 16 | 392 | 48 | 11 | 0.2 | 0.11 | 187.805 | 18.035 | 172.079 | 161.225 | 0.16123 | 0 | 11 | 16 | 16 | 0.00011059 | 0
11 | 17 | 17 | 0 | 0 | 9 | 0.2 | 0.11 | 0 | 9 | 0 | 0 | 0 | 0 | 11 | 16 | 17 | 0 | 0
11 | 17 | 18 | 0 | 0 | 9 | 0.3 | 0.11 | 0 | 9 | 0 | 0 | 0 | 0 | 11 | 16 | 18 | 0 | 0
11 | 17 | 19 | 0 | 0 | 10 | 0.3 | 0.11 | 0 | 10 | 0 | 0 | 0 | 0 | 11 | 16 | 19 | 0 | 0
11 | 17 | 20 | 0 | 0 | 10 | 0.3 | 0.11 | 0 | 10 | 0 | 0 | 0 | 0 | 11 | 16 | 20 | 0 | 0
11 | 17 | 21 | 0 | 0 | 10 | 0.4 | 0.11 | 0 | 10 | 0 | 0 | 0 | 0 | 11 | 16 | 21 | 0 | 0
11 | 17 | 22 | 0 | 0 | 10 | 0.3 | 0.11 | 0 | 10 | 0 | 0 | 0 | 0 | 11 | 16 | 22 | 0 | 0
11 | 17 | 23 | 0 | 0 | 10 | 0.3 | 0.11 | 0 | 10 | 0 | 0 | 0 | 0 | 11 | 16 | 23 | 0 | 0
11 | 18 | 0 | 0 | 0 | 10 | 0.3 | 0.11 | 0 | 10 | 0 | 0 | 0 | 0 | 11 | 17 | 0 | 0 | 0
11 | 18 | 1 | 0 | 0 | 10 | 0.3 | 0.11 | 0 | 10 | 0 | 0 | 0 | 0 | 11 | 17 | 1 | 0 | 0
11 | 18 | 2 | 0 | 0 | 11 | 0.3 | 0.11 | 0 | 11 | 0 | 0 | 0 | 0 | 11 | 17 | 2 | 0 | 0
11 | 18 | 3 | 0 | 0 | 12 | 0.3 | 0.11 | 0 | 12 | 0 | 0 | 0 | 0 | 11 | 17 | 3 | 0 | 0
11 | 18 | 4 | 0 | 0 | 12 | 0.3 | 0.11 | 0 | 12 | 0 | 0 | 0 | 0 | 11 | 17 | 4 | 0 | 0
11 | 18 | 5 | 0 | 0 | 13 | 0.4 | 0.11 | 0 | 13 | 0 | 0 | 0 | 0 | 11 | 17 | 5 | 0 | 0
11 | 18 | 6 | 0 | 0 | 13 | 0.4 | 0.11 | 0 | 13 | 0 | 0 | 0 | 0 | 11 | 17 | 6 | 0 | 0
11 | 18 | 7 | 0 | 0 | 13 | 0.4 | 0.11 | 0 | 0 | 0 | 0 | 0 | 0 | 11 | 17 | 7 | 0 | 0
11 | 18 | 8 | 0 | 14 | 13 | 0.4 | 0.11 | 12.953 | 13.465 | 11.595 | 6.428 | 0.006428 | 0.043206 | 11 | 17 | 8 | 4.4092e-06 | 2.9623e-05
11 | 18 | 9 | 0 | 60 | 14 | 0.5 | 0.11 | 55.694 | 15.95 | 53.497 | 46.845 | 0.046845 | 0.14784 | 11 | 17 | 9 | 3.2132e-05 | 0.00010136
11 | 18 | 10 | 0 | 75 | 16 | 0.7 | 0.11 | 69.668 | 18.302 | 66.507 | 59.394 | 0.059394 | 0.2399 | 11 | 17 | 10 | 4.074e-05 | 0.00016448
11 | 18 | 11 | 0 | 152 | 17 | 0.8 | 0.11 | 146.164 | 21.694 | 140.949 | 131.198 | 0.1312 | 0.68076 | 11 | 17 | 11 | 8.9993e-05 | 0.00046674
11 | 18 | 12 | 1 | 163 | 18 | 0.8 | 0.11 | 157.965 | 23.071 | 151.701 | 141.57 | 0.14157 | 0.44428 | 11 | 17 | 12 | 9.7107e-05 | 0.00030461
11 | 18 | 13 | 0 | 128 | 18 | 0.8 | 0.11 | 121.74 | 21.91 | 116.59 | 107.703 | 0.1077 | 0.6633 | 11 | 17 | 13 | 7.3877e-05 | 0.00045477
11 | 18 | 14 | 13 | 151 | 18 | 0.9 | 0.11 | 156.072 | 22.892 | 151.329 | 141.211 | 0.14121 | 0.41423 | 11 | 17 | 14 | 9.6861e-05 | 0.000284
11 | 18 | 15 | 0 | 72 | 19 | 1 | 0.11 | 67.799 | 21.073 | 64.248 | 57.215 | 0.057215 | 0.39969 | 11 | 17 | 15 | 3.9246e-05 | 0.00027404
11 | 18 | 16 | 0 | 1 | 18 | 1 | 0.11 | 0.924 | 18.028 | 0 | 0 | 0 | 0.16123 | 11 | 17 | 16 | 0 | 0.00011054
11 | 18 | 17 | 0 | 0 | 18 | 0.9 | 0.11 | 0 | 18 | 0 | 0 | 0 | 0 | 11 | 17 | 17 | 0 | 0
11 | 18 | 18 | 0 | 0 | 17 | 0.7 | 0.11 | 0 | 17 | 0 | 0 | 0 | 0 | 11 | 17 | 18 | 0 | 0
11 | 18 | 19 | 0 | 0 | 17 | 0.6 | 0.11 | 0 | 17 | 0 | 0 | 0 | 0 | 11 | 17 | 19 | 0 | 0
11 | 18 | 20 | 0 | 0 | 16 | 0.5 | 0.11 | 0 | 16 | 0 | 0 | 0 | 0 | 11 | 17 | 20 | 0 | 0
11 | 18 | 21 | 0 | 0 | 16 | 0.3 | 0.11 | 0 | 16 | 0 | 0 | 0 | 0 | 11 | 17 | 21 | 0 | 0
11 | 18 | 22 | 0 | 0 | 15 | 0.2 | 0.11 | 0 | 15 | 0 | 0 | 0 | 0 | 11 | 17 | 22 | 0 | 0
11 | 18 | 23 | 0 | 0 | 15 | 0.2 | 0.11 | 0 | 15 | 0 | 0 | 0 | 0 | 11 | 17 | 23 | 0 | 0
11 | 19 | 0 | 0 | 0 | 14 | 0.2 | 0.11 | 0 | 14 | 0 | 0 | 0 | 0 | 11 | 18 | 0 | 0 | 0
11 | 19 | 1 | 0 | 0 | 13 | 0.2 | 0.11 | 0 | 13 | 0 | 0 | 0 | 0 | 11 | 18 | 1 | 0 | 0
11 | 19 | 2 | 0 | 0 | 12 | 0.2 | 0.11 | 0 | 12 | 0 | 0 | 0 | 0 | 11 | 18 | 2 | 0 | 0
11 | 19 | 3 | 0 | 0 | 12 | 0.2 | 0.11 | 0 | 12 | 0 | 0 | 0 | 0 | 11 | 18 | 3 | 0 | 0
11 | 19 | 4 | 0 | 0 | 12 | 0.2 | 0.11 | 0 | 12 | 0 | 0 | 0 | 0 | 11 | 18 | 4 | 0 | 0
11 | 19 | 5 | 0 | 0 | 12 | 0.3 | 0.11 | 0 | 12 | 0 | 0 | 0 | 0 | 11 | 18 | 5 | 0 | 0
11 | 19 | 6 | 0 | 0 | 11 | 0.2 | 0.11 | 0 | 11 | 0 | 0 | 0 | 0 | 11 | 18 | 6 | 0 | 0
11 | 19 | 7 | 0 | 0 | 11 | 0.1 | 0.11 | 0 | 0 | 0 | 0 | 0 | 0 | 11 | 18 | 7 | 0 | 0
11 | 19 | 8 | 97 | 65 | 11 | 0.2 | 0.11 | 107.402 | 15.084 | 102.974 | 94.569 | 0.094569 | 0.006428 | 11 | 18 | 8 | 6.4868e-05 | 4.4072e-06
11 | 19 | 9 | 0 | 104 | 12 | 0.4 | 0.11 | 100.615 | 15.628 | 99.118 | 90.85 | 0.09085 | 0.046845 | 11 | 18 | 9 | 6.2317e-05 | 3.2118e-05
11 | 19 | 10 | 236 | 184 | 12 | 0.6 | 0.11 | 368.949 | 24.574 | 367.863 | 350.072 | 0.35007 | 0.059394 | 11 | 18 | 10 | 0.00024013 | 4.0722e-05
11 | 19 | 11 | 447 | 182 | 13 | 0.7 | 0.11 | 556.345 | 31.44 | 543.524 | 519.509 | 0.51951 | 0.1312 | 11 | 18 | 11 | 0.00035635 | 8.9952e-05
11 | 19 | 12 | 918 | 74 | 14 | 0.8 | 0.11 | 809.162 | 40.143 | 768.737 | 736.741 | 0.73674 | 0.14157 | 11 | 18 | 12 | 0.00050535 | 9.7063e-05
11 | 19 | 13 | 914 | 68 | 14 | 0.8 | 0.11 | 765.273 | 38.74 | 733.05 | 702.319 | 0.70232 | 0.1077 | 11 | 18 | 13 | 0.00048174 | 7.3843e-05
11 | 19 | 14 | 864 | 62 | 14 | 0.7 | 0.11 | 639.075 | 35.257 | 623.879 | 597.017 | 0.59702 | 0.14121 | 11 | 18 | 14 | 0.00040951 | 9.6817e-05
11 | 19 | 15 | 762 | 53 | 13 | 0.6 | 0.11 | 453.814 | 28.521 | 453.339 | 432.519 | 0.43252 | 0.057215 | 11 | 18 | 15 | 0.00029668 | 3.9228e-05
11 | 19 | 16 | 544 | 34 | 11 | 0.4 | 0.11 | 218.534 | 18.663 | 197.778 | 186.014 | 0.18601 | 0 | 11 | 18 | 16 | 0.00012759 | 0
11 | 19 | 17 | 0 | 0 | 9 | 0.4 | 0.11 | 0 | 9 | 0 | 0 | 0 | 0 | 11 | 18 | 17 | 0 | 0
11 | 19 | 18 | 0 | 0 | 9 | 0.4 | 0.11 | 0 | 9 | 0 | 0 | 0 | 0 | 11 | 18 | 18 | 0 | 0
11 | 19 | 19 | 0 | 0 | 8 | 0.4 | 0.11 | 0 | 8 | 0 | 0 | 0 | 0 | 11 | 18 | 19 | 0 | 0
11 | 19 | 20 | 0 | 0 | 7 | 0.3 | 0.11 | 0 | 7 | 0 | 0 | 0 | 0 | 11 | 18 | 20 | 0 | 0
11 | 19 | 21 | 0 | 0 | 6 | 0.3 | 0.11 | 0 | 6 | 0 | 0 | 0 | 0 | 11 | 18 | 21 | 0 | 0
11 | 19 | 22 | 0 | 0 | 6 | 0.3 | 0.11 | 0 | 6 | 0 | 0 | 0 | 0 | 11 | 18 | 22 | 0 | 0
11 | 19 | 23 | 0 | 0 | 5 | 0.3 | 0.11 | 0 | 5 | 0 | 0 | 0 | 0 | 11 | 18 | 23 | 0 | 0
11 | 20 | 0 | 0 | 0 | 4 | 0.2 | 0.11 | 0 | 4 | 0 | 0 | 0 | 0 | 11 | 19 | 0 | 0 | 0
11 | 20 | 1 | 0 | 0 | 3 | 0.2 | 0.11 | 0 | 3 | 0 | 0 | 0 | 0 | 11 | 19 | 1 | 0 | 0
11 | 20 | 2 | 0 | 0 | 3 | 0.3 | 0.11 | 0 | 3 | 0 | 0 | 0 | 0 | 11 | 19 | 2 | 0 | 0
11 | 20 | 3 | 0 | 0 | 3 | 0.6 | 0.11 | 0 | 3 | 0 | 0 | 0 | 0 | 11 | 19 | 3 | 0 | 0
11 | 20 | 4 | 0 | 0 | 3 | 0.8 | 0.11 | 0 | 3 | 0 | 0 | 0 | 0 | 11 | 19 | 4 | 0 | 0
11 | 20 | 5 | 0 | 0 | 3 | 0.8 | 0.11 | 0 | 3 | 0 | 0 | 0 | 0 | 11 | 19 | 5 | 0 | 0
11 | 20 | 6 | 0 | 0 | 3 | 0.8 | 0.11 | 0 | 3 | 0 | 0 | 0 | 0 | 11 | 19 | 6 | 0 | 0
11 | 20 | 7 | 0 | 0 | 3 | 0.5 | 0.11 | 0 | 0 | 0 | 0 | 0 | 0 | 11 | 19 | 7 | 0 | 0
11 | 20 | 8 | 569 | 42 | 6 | 0.3 | 0.11 | 258.889 | 15.479 | 249.131 | 235.547 | 0.23555 | 0.094569 | 11 | 19 | 8 | 0.00016157 | 6.4838e-05
11 | 20 | 9 | 762 | 59 | 9 | 0.3 | 0.11 | 486.274 | 27.184 | 490.184 | 468.058 | 0.46806 | 0.09085 | 11 | 19 | 9 | 0.00032106 | 6.2289e-05
11 | 20 | 10 | 846 | 68 | 12 | 0.4 | 0.11 | 658.211 | 35.849 | 640.163 | 612.723 | 0.61272 | 0.35007 | 11 | 19 | 10 | 0.00042029 | 0.00024002
11 | 20 | 11 | 884 | 72 | 14 | 0.4 | 0.11 | 757.041 | 41.399 | 716.981 | 686.819 | 0.68682 | 0.51951 | 11 | 19 | 11 | 0.00047111 | 0.00035619
11 | 20 | 12 | 895 | 72 | 15 | 0.4 | 0.11 | 786.751 | 43.464 | 737.803 | 706.903 | 0.7069 | 0.73674 | 11 | 19 | 12 | 0.00048489 | 0.00050512
11 | 20 | 13 | 885 | 68 | 16 | 0.5 | 0.11 | 741.899 | 42.076 | 701.368 | 671.76 | 0.67176 | 0.70232 | 11 | 19 | 13 | 0.00046078 | 0.00048152
11 | 20 | 14 | 842 | 62 | 17 | 0.4 | 0.11 | 623.398 | 39.597 | 598.114 | 572.164 | 0.57216 | 0.59702 | 11 | 19 | 14 | 0.00039247 | 0.00040933
11 | 20 | 15 | 746 | 53 | 16 | 0.3 | 0.11 | 444.83 | 32.62 | 436.923 | 416.685 | 0.41669 | 0.43252 | 11 | 19 | 15 | 0.00028582 | 0.00029654
11 | 20 | 16 | 528 | 34 | 13 | 0.3 | 0.11 | 213.015 | 20.696 | 190.761 | 179.246 | 0.17925 | 0.18601 | 11 | 19 | 16 | 0.00012295 | 0.00012753
11 | 20 | 17 | 0 | 0 | 10 | 0.3 | 0.11 | 0 | 10 | 0 | 0 | 0 | 0 | 11 | 19 | 17 | 0 | 0
11 | 20 | 18 | 0 | 0 | 9 | 0.3 | 0.11 | 0 | 9 | 0 | 0 | 0 | 0 | 11 | 19 | 18 | 0 | 0
11 | 20 | 19 | 0 | 0 | 9 | 0.3 | 0.11 | 0 | 9 | 0 | 0 | 0 | 0 | 11 | 19 | 19 | 0 | 0
11 | 20 | 20 | 0 | 0 | 9 | 0.3 | 0.11 | 0 | 9 | 0 | 0 | 0 | 0 | 11 | 19 | 20 | 0 | 0
11 | 20 | 21 | 0 | 0 | 8 | 0.3 | 0.11 | 0 | 8 | 0 | 0 | 0 | 0 | 11 | 19 | 21 | 0 | 0
11 | 20 | 22 | 0 | 0 | 8 | 0.3 | 0.11 | 0 | 8 | 0 | 0 | 0 | 0 | 11 | 19 | 22 | 0 | 0
11 | 20 | 23 | 0 | 0 | 8 | 0.3 | 0.11 | 0 | 8 | 0 | 0 | 0 | 0 | 11 | 19 | 23 | 0 | 0
11 | 21 | 0 | 0 | 0 | 8 | 0.3 | 0.11 | 0 | 8 | 0 | 0 | 0 | 0 | 11 | 20 | 0 | 0 | 0
11 | 21 | 1 | 0 | 0 | 8 | 0.3 | 0.11 | 0 | 8 | 0 | 0 | 0 | 0 | 11 | 20 | 1 | 0 | 0
11 | 21 | 2 | 0 | 0 | 8 | 0.3 | 0.11 | 0 | 8 | 0 | 0 | 0 | 0 | 11 | 20 | 2 | 0 | 0
11 | 21 | 3 | 0 | 0 | 8 | 0.3 | 0.11 | 0 | 8 | 0 | 0 | 0 | 0 | 11 | 20 | 3 | 0 | 0
11 | 21 | 4 | 0 | 0 | 8 | 0.3 | 0.11 | 0 | 8 | 0 | 0 | 0 | 0 | 11 | 20 | 4 | 0 | 0
11 | 21 | 5 | 0 | 0 | 8 | 0.3 | 0.11 | 0 | 8 | 0 | 0 | 0 | 0 | 11 | 20 | 5 | 0 | 0
11 | 21 | 6 | 0 | 0 | 7 | 0.3 | 0.11 | 0 | 7 | 0 | 0 | 0 | 0 | 11 | 20 | 6 | 0 | 0
11 | 21 | 7 | 0 | 0 | 8 | 0.3 | 0.11 | 0 | 0 | 0 | 0 | 0 | 0 | 11 | 20 | 7 | 0 | 0
11 | 21 | 8 | 557 | 43 | 10 | 0.3 | 0.11 | 256.806 | 19.397 | 242.882 | 229.52 | 0.22952 | 0.23555 | 11 | 20 | 8 | 0.00015743 | 0.0001615
11 | 21 | 9 | 758 | 60 | 12 | 0.4 | 0.11 | 483.216 | 29.529 | 482.633 | 460.775 | 0.46077 | 0.46806 | 11 | 20 | 9 | 0.00031606 | 0.00032091
11 | 21 | 10 | 383 | 160 | 15 | 0.5 | 0.11 | 447.957 | 30.728 | 439.528 | 419.197 | 0.4192 | 0.61272 | 11 | 20 | 10 | 0.00028754 | 0.00042009
11 | 21 | 11 | 511 | 163 | 17 | 0.5 | 0.11 | 581.247 | 37.395 | 555.921 | 531.466 | 0.53147 | 0.68682 | 11 | 20 | 11 | 0.00036455 | 0.0004709
11 | 21 | 12 | 656 | 127 | 18 | 0.5 | 0.11 | 671.399 | 41.565 | 632.673 | 605.498 | 0.6055 | 0.7069 | 11 | 20 | 12 | 0.00041533 | 0.00048467
11 | 21 | 13 | 887 | 71 | 19 | 0.5 | 0.11 | 745.199 | 45.193 | 695.648 | 666.242 | 0.66624 | 0.67176 | 11 | 20 | 13 | 0.000457 | 0.00046057
11 | 21 | 14 | 526 | 121 | 18 | 0.4 | 0.11 | 487.469 | 35.649 | 471.82 | 450.345 | 0.45035 | 0.57216 | 11 | 20 | 14 | 0.00030891 | 0.00039229
11 | 21 | 15 | 697 | 52 | 17 | 0.3 | 0.11 | 418.329 | 32.628 | 410.204 | 390.913 | 0.39091 | 0.41669 | 11 | 20 | 15 | 0.00026814 | 0.00028569
11 | 21 | 16 | 514 | 35 | 14 | 0.2 | 0.11 | 209.118 | 21.793 | 186.087 | 174.737 | 0.17474 | 0.17925 | 11 | 20 | 16 | 0.00011986 | 0.00012289
11 | 21 | 17 | 0 | 0 | 11 | 0.2 | 0.11 | 0 | 11 | 0 | 0 | 0 | 0 | 11 | 20 | 17 | 0 | 0
11 | 21 | 18 | 0 | 0 | 10 | 0.2 | 0.11 | 0 | 10 | 0 | 0 | 0 | 0 | 11 | 20 | 18 | 0 | 0
11 | 21 | 19 | 0 | 0 | 10 | 0.3 | 0.11 | 0 | 10 | 0 | 0 | 0 | 0 | 11 | 20 | 19 | 0 | 0
11 | 21 | 20 | 0 | 0 | 9 | 0.3 | 0.11 | 0 | 9 | 0 | 0 | 0 | 0 | 11 | 20 | 20 | 0 | 0
11 | 21 | 21 | 0 | 0 | 9 | 0.3 | 0.11 | 0 | 9 | 0 | 0 | 0 | 0 | 11 | 20 | 21 | 0 | 0
11 | 21 | 22 | 0 | 0 | 9 | 0.3 | 0.11 | 0 | 9 | 0 | 0 | 0 | 0 | 11 | 20 | 22 | 0 | 0
11 | 21 | 23 | 0 | 0 | 9 | 0.3 | 0.11 | 0 | 9 | 0 | 0 | 0 | 0 | 11 | 20 | 23 | 0 | 0
11 | 22 | 0 | 0 | 0 | 9 | 0.3 | 0.11 | 0 | 9 | 0 | 0 | 0 | 0 | 11 | 21 | 0 | 0 | 0
11 | 22 | 1 | 0 | 0 | 9 | 0.3 | 0.11 | 0 | 9 | 0 | 0 | 0 | 0 | 11 | 21 | 1 | 0 | 0
11 | 22 | 2 | 0 | 0 | 9 | 0.3 | 0.11 | 0 | 9 | 0 | 0 | 0 | 0 | 11 | 21 | 2 | 0 | 0
11 | 22 | 3 | 0 | 0 | 9 | 0.3 | 0.11 | 0 | 9 | 0 | 0 | 0 | 0 | 11 | 21 | 3 | 0 | 0
11 | 22 | 4 | 0 | 0 | 9 | 0.3 | 0.11 | 0 | 9 | 0 | 0 | 0 | 0 | 11 | 21 | 4 | 0 | 0
11 | 22 | 5 | 0 | 0 | 10 | 0.3 | 0.11 | 0 | 10 | 0 | 0 | 0 | 0 | 11 | 21 | 5 | 0 | 0
11 | 22 | 6 | 0 | 0 | 10 | 0.3 | 0.11 | 0 | 10 | 0 | 0 | 0 | 0 | 11 | 21 | 6 | 0 | 0
11 | 22 | 7 | 0 | 0 | 10 | 0.3 | 0.11 | 0 | 0 | 0 | 0 | 0 | 0 | 11 | 21 | 7 | 0 | 0
11 | 22 | 8 | 0 | 11 | 11 | 0.4 | 0.11 | 10.174 | 11.365 | 9.049 | 3.972 | 0.003972 | 0.22952 | 11 | 21 | 8 | 2.7245e-06 | 0.00015736
11 | 22 | 9 | 198 | 124 | 13 | 0.5 | 0.11 | 247.916 | 21.707 | 248.776 | 235.205 | 0.23521 | 0.46077 | 11 | 21 | 9 | 0.00016133 | 0.00031592
11 | 22 | 10 | 470 | 139 | 16 | 0.6 | 0.11 | 481.759 | 32.447 | 471.126 | 449.676 | 0.44968 | 0.4192 | 11 | 21 | 10 | 0.00030845 | 0.00028741
11 | 22 | 11 | 691 | 127 | 17 | 0.6 | 0.11 | 679.362 | 40.183 | 644.951 | 617.341 | 0.61734 | 0.53147 | 11 | 21 | 11 | 0.00042345 | 0.00036438
11 | 22 | 12 | 712 | 127 | 18 | 0.6 | 0.11 | 713.272 | 42.332 | 670.503 | 641.988 | 0.64199 | 0.6055 | 11 | 21 | 12 | 0.00044036 | 0.00041514
11 | 22 | 13 | 383 | 185 | 19 | 0.6 | 0.11 | 493.628 | 35.825 | 473.514 | 451.979 | 0.45198 | 0.66624 | 11 | 21 | 13 | 0.00031003 | 0.00045679
11 | 22 | 14 | 436 | 137 | 19 | 0.5 | 0.11 | 446.807 | 34.7 | 432.777 | 412.686 | 0.41269 | 0.45035 | 11 | 21 | 14 | 0.00028307 | 0.00030877
11 | 22 | 15 | 606 | 63 | 18 | 0.4 | 0.11 | 386.732 | 32.009 | 378.991 | 360.805 | 0.3608 | 0.39091 | 11 | 21 | 15 | 0.00024749 | 0.00026802
11 | 22 | 16 | 264 | 48 | 17 | 0.3 | 0.11 | 146.829 | 22.328 | 130.881 | 121.487 | 0.12149 | 0.17474 | 11 | 21 | 16 | 8.3332e-05 | 0.0001198
11 | 22 | 17 | 0 | 0 | 16 | 0.3 | 0.11 | 0 | 16 | 0 | 0 | 0 | 0 | 11 | 21 | 17 | 0 | 0
11 | 22 | 18 | 0 | 0 | 15 | 0.3 | 0.11 | 0 | 15 | 0 | 0 | 0 | 0 | 11 | 21 | 18 | 0 | 0
11 | 22 | 19 | 0 | 0 | 15 | 0.3 | 0.11 | 0 | 15 | 0 | 0 | 0 | 0 | 11 | 21 | 19 | 0 | 0
11 | 22 | 20 | 0 | 0 | 15 | 0.3 | 0.11 | 0 | 15 | 0 | 0 | 0 | 0 | 11 | 21 | 20 | 0 | 0
11 | 22 | 21 | 0 | 0 | 15 | 0.3 | 0.11 | 0 | 15 | 0 | 0 | 0 | 0 | 11 | 21 | 21 | 0 | 0
11 | 22 | 22 | 0 | 0 | 14 | 0.3 | 0.11 | 0 | 14 | 0 | 0 | 0 | 0 | 11 | 21 | 22 | 0 | 0
11 | 22 | 23 | 0 | 0 | 14 | 0.3 | 0.11 | 0 | 14 | 0 | 0 | 0 | 0 | 11 | 21 | 23 | 0 | 0
11 | 23 | 0 | 0 | 0 | 13 | 0.3 | 0.11 | 0 | 13 | 0 | 0 | 0 | 0 | 11 | 22 | 0 | 0 | 0
11 | 23 | 1 | 0 | 0 | 13 | 0.3 | 0.11 | 0 | 13 | 0 | 0 | 0 | 0 | 11 | 22 | 1 | 0 | 0
11 | 23 | 2 | 0 | 0 | 13 | 0.3 | 0.11 | 0 | 13 | 0 | 0 | 0 | 0 | 11 | 22 | 2 | 0 | 0
11 | 23 | 3 | 0 | 0 | 13 | 0.3 | 0.11 | 0 | 13 | 0 | 0 | 0 | 0 | 11 | 22 | 3 | 0 | 0
11 | 23 | 4 | 0 | 0 | 12 | 0.3 | 0.11 | 0 | 12 | 0 | 0 | 0 | 0 | 11 | 22 | 4 | 0 | 0
11 | 23 | 5 | 0 | 0 | 11 | 0.3 | 0.11 | 0 | 11 | 0 | 0 | 0 | 0 | 11 | 22 | 5 | 0 | 0
11 | 23 | 6 | 0 | 0 | 11 | 0.3 | 0.11 | 0 | 11 | 0 | 0 | 0 | 0 | 11 | 22 | 6 | 0 | 0
11 | 23 | 7 | 0 | 0 | 11 | 0.3 | 0.11 | 0 | 11 | 0 | 0 | 0 | 0 | 11 | 22 | 7 | 0 | 0
11 | 23 | 8 | 134 | 58 | 12 | 0.5 | 0.11 | 116.741 | 16.039 | 110.525 | 101.852 | 0.10185 | 0.003972 | 11 | 22 | 8 | 6.9863e-05 | 2.7233e-06
11 | 23 | 9 | 532 | 82 | 14 | 0.6 | 0.11 | 386.796 | 27.229 | 387.215 | 368.739 | 0.36874 | 0.23521 | 11 | 22 | 9 | 0.00025293 | 0.00016126
11 | 23 | 10 | 296 | 168 | 16 | 0.7 | 0.11 | 388.572 | 28.889 | 382.494 | 364.184 | 0.36418 | 0.44968 | 11 | 22 | 10 | 0.00024981 | 0.00030831
11 | 23 | 11 | 460 | 172 | 17 | 0.8 | 0.11 | 550.806 | 34.775 | 531.799 | 508.199 | 0.5082 | 0.61734 | 11 | 22 | 11 | 0.00034859 | 0.00042326
11 | 23 | 12 | 697 | 114 | 18 | 0.9 | 0.11 | 685.549 | 39.563 | 652.028 | 624.168 | 0.62417 | 0.64199 | 11 | 22 | 12 | 0.00042814 | 0.00044016
11 | 23 | 13 | 466 | 166 | 18 | 0.9 | 0.11 | 543.268 | 35.079 | 524.265 | 500.932 | 0.50093 | 0.45198 | 11 | 22 | 13 | 0.0003436 | 0.00030989
11 | 23 | 14 | 242 | 166 | 18 | 0.8 | 0.11 | 345.617 | 29.157 | 338.835 | 322.073 | 0.32207 | 0.41269 | 11 | 22 | 14 | 0.00022092 | 0.00028295
11 | 23 | 15 | 212 | 109 | 17 | 0.7 | 0.11 | 231.775 | 24.689 | 228.983 | 216.113 | 0.21611 | 0.3608 | 11 | 22 | 15 | 0.00014824 | 0.00024737
11 | 23 | 16 | 250 | 44 | 16 | 0.5 | 0.11 | 137.754 | 20.705 | 123.047 | 113.931 | 0.11393 | 0.12149 | 11 | 22 | 16 | 7.8149e-05 | 8.3294e-05
11 | 23 | 17 | 0 | 0 | 15 | 0.5 | 0.11 | 0 | 15 | 0 | 0 | 0 | 0 | 11 | 22 | 17 | 0 | 0
11 | 23 | 18 | 0 | 0 | 14 | 0.6 | 0.11 | 0 | 14 | 0 | 0 | 0 | 0 | 11 | 22 | 18 | 0 | 0
11 | 23 | 19 | 0 | 0 | 14 | 0.6 | 0.11 | 0 | 14 | 0 | 0 | 0 | 0 | 11 | 22 | 19 | 0 | 0
11 | 23 | 20 | 0 | 0 | 14 | 0.6 | 0.11 | 0 | 14 | 0 | 0 | 0 | 0 | 11 | 22 | 20 | 0 | 0
11 | 23 | 21 | 0 | 0 | 14 | 0.7 | 0.11 | 0 | 14 | 0 | 0 | 0 | 0 | 11 | 22 | 21 | 0 | 0
11 | 23 | 22 | 0 | 0 | 15 | 0.7 | 0.11 | 0 | 15 | 0 | 0 | 0 | 0 | 11 | 22 | 22 | 0 | 0
11 | 23 | 23 | 0 | 0 | 14 | 0.7 | 0.11 | 0 | 14 | 0 | 0 | 0 | 0 | 11 | 22 | 23 | 0 | 0
11 | 24 | 0 | 0 | 0 | 14 | 0.6 | 0.11 | 0 | 14 | 0 | 0 | 0 | 0 | 11 | 23 | 0 | 0 | 0
11 | 24 | 1 | 0 | 0 | 13 | 0.5 | 0.11 | 0 | 13 | 0 | 0 | 0 | 0 | 11 | 23 | 1 | 0 | 0
11 | 24 | 2 | 0 | 0 | 11 | 0.5 | 0.11 | 0 | 11 | 0 | 0 | 0 | 0 | 11 | 23 | 2 | 0 | 0
11 | 24 | 3 | 0 | 0 | 8 | 0.7 | 0.11 | 0 | 8 | 0 | 0 | 0 | 0 | 11 | 23 | 3 | 0 | 0
11 | 24 | 4 | 0 | 0 | 4 | 0.8 | 0.11 | 0 | 4 | 0 | 0 | 0 | 0 | 11 | 23 | 4 | 0 | 0
11 | 24 | 5 | 0 | 0 | 2 | 0.8 | 0.11 | 0 | 2 | 0 | 0 | 0 | 0 | 11 | 23 | 5 | 0 | 0
11 | 24 | 6 | 0 | 0 | 1 | 0.8 | 0.11 | 0 | 1 | 0 | 0 | 0 | 0 | 11 | 23 | 6 | 0 | 0
11 | 24 | 7 | 0 | 0 | 1 | 0.8 | 0.11 | 0 | 1 | 0 | 0 | 0 | 0 | 11 | 23 | 7 | 0 | 0
11 | 24 | 8 | 0 | 15 | 1 | 0.8 | 0.11 | 13.88 | 1.444 | 13.068 | 7.849 | 0.007849 | 0.10185 | 11 | 23 | 8 | 5.3839e-06 | 6.9832e-05
11 | 24 | 9 | 0 | 18 | 1 | 0.9 | 0.11 | 16.666 | 1.523 | 16.191 | 10.861 | 0.010861 | 0.36874 | 11 | 23 | 9 | 7.4499e-06 | 0.00025281
11 | 24 | 10 | 0 | 52 | 1 | 1 | 0.11 | 48.252 | 2.473 | 48.532 | 42.056 | 0.042056 | 0.36418 | 11 | 23 | 10 | 2.8848e-05 | 0.00024969
11 | 24 | 11 | 0 | 65 | 1 | 1 | 0.11 | 60.362 | 2.841 | 60.845 | 53.933 | 0.053933 | 0.5082 | 11 | 23 | 11 | 3.6994e-05 | 0.00034843
11 | 24 | 12 | 0 | 67 | 1 | 1 | 0.11 | 62.229 | 2.897 | 62.688 | 55.71 | 0.05571 | 0.62417 | 11 | 23 | 12 | 3.8213e-05 | 0.00042794
11 | 24 | 13 | 0 | 117 | 1 | 1 | 0.11 | 110.896 | 4.382 | 113.642 | 104.859 | 0.10486 | 0.50093 | 11 | 23 | 13 | 7.1926e-05 | 0.00034345
11 | 24 | 14 | 0 | 129 | 0 | 0.9 | 0.11 | 124.85 | 3.913 | 129.356 | 120.016 | 0.12002 | 0.32207 | 11 | 23 | 14 | 8.2323e-05 | 0.00022082
11 | 24 | 15 | 8 | 101 | 0 | 0.8 | 0.11 | 103.218 | 3.324 | 106.895 | 98.351 | 0.098351 | 0.21611 | 11 | 23 | 15 | 6.7462e-05 | 0.00014817
11 | 24 | 16 | 406 | 45 | 0 | 0.6 | 0.11 | 187.065 | 6.188 | 176.674 | 165.657 | 0.16566 | 0.11393 | 11 | 23 | 16 | 0.00011363 | 7.8113e-05
11 | 24 | 17 | 0 | 0 | -1 | 0.4 | 0.11 | 0 | -1 | 0 | 0 | 0 | 0 | 11 | 23 | 17 | 0 | 0
11 | 24 | 18 | 0 | 0 | -2 | 0.4 | 0.11 | 0 | -2 | 0 | 0 | 0 | 0 | 11 | 23 | 18 | 0 | 0
11 | 24 | 19 | 0 | 0 | -3 | 0.4 | 0.11 | 0 | -3 | 0 | 0 | 0 | 0 | 11 | 23 | 19 | 0 | 0
11 | 24 | 20 | 0 | 0 | -3 | 0.4 | 0.11 | 0 | -3 | 0 | 0 | 0 | 0 | 11 | 23 | 20 | 0 | 0
11 | 24 | 21 | 0 | 0 | -4 | 0.4 | 0.11 | 0 | -4 | 0 | 0 | 0 | 0 | 11 | 23 | 21 | 0 | 0
11 | 24 | 22 | 0 | 0 | -4 | 0.3 | 0.11 | 0 | -4 | 0 | 0 | 0 | 0 | 11 | 23 | 22 | 0 | 0
11 | 24 | 23 | 0 | 0 | -4 | 0.3 | 0.11 | 0 | -4 | 0 | 0 | 0 | 0 | 11 | 23 | 23 | 0 | 0
11 | 25 | 0 | 0 | 0 | -5 | 0.3 | 0.11 | 0 | -5 | 0 | 0 | 0 | 0 | 11 | 24 | 0 | 0 | 0
11 | 25 | 1 | 0 | 0 | -5 | 0.3 | 0.11 | 0 | -5 | 0 | 0 | 0 | 0 | 11 | 24 | 1 | 0 | 0
11 | 25 | 2 | 0 | 0 | -5 | 0.3 | 0.11 | 0 | -5 | 0 | 0 | 0 | 0 | 11 | 24 | 2 | 0 | 0
11 | 25 | 3 | 0 | 0 | -4 | 0.2 | 0.11 | 0 | -4 | 0 | 0 | 0 | 0 | 11 | 24 | 3 | 0 | 0
11 | 25 | 4 | 0 | 0 | -4 | 0.2 | 0.11 | 0 | -4 | 0 | 0 | 0 | 0 | 11 | 24 | 4 | 0 | 0
11 | 25 | 5 | 0 | 0 | -4 | 0.3 | 0.11 | 0 | -4 | 0 | 0 | 0 | 0 | 11 | 24 | 5 | 0 | 0
11 | 25 | 6 | 0 | 0 | -3 | 0.3 | 0.11 | 0 | -3 | 0 | 0 | 0 | 0 | 11 | 24 | 6 | 0 | 0
11 | 25 | 7 | 0 | 0 | -2 | 0.2 | 0.11 | 0 | -2 | 0 | 0 | 0 | 0 | 11 | 24 | 7 | 0 | 0
11 | 25 | 8 | 130 | 56 | -1 | 0.3 | 0.11 | 112.789 | 3.139 | 111.708 | 102.994 | 0.10299 | 0.007849 | 11 | 24 | 8 | 7.0647e-05 | 5.3814e-06
11 | 25 | 9 | 779 | 59 | 0 | 0.3 | 0.11 | 485.087 | 18.14 | 505.946 | 483.262 | 0.48326 | 0.010861 | 11 | 24 | 9 | 0.00033148 | 7.4465e-06
11 | 25 | 10 | 476 | 134 | 2 | 0.4 | 0.11 | 476.713 | 19.253 | 490.706 | 468.562 | 0.46856 | 0.042056 | 11 | 24 | 10 | 0.0003214 | 2.8834e-05
11 | 25 | 11 | 924 | 69 | 3 | 0.5 | 0.11 | 772.517 | 30.156 | 765.645 | 733.758 | 0.73376 | 0.053933 | 11 | 24 | 11 | 0.00050331 | 3.6977e-05
11 | 25 | 12 | 178 | 226 | 4 | 0.5 | 0.11 | 384.954 | 17.476 | 391.873 | 373.232 | 0.37323 | 0.05571 | 11 | 24 | 12 | 0.00025601 | 3.8196e-05
11 | 25 | 13 | 256 | 202 | 5 | 0.5 | 0.11 | 418.81 | 19.679 | 425.432 | 405.601 | 0.4056 | 0.10486 | 11 | 24 | 13 | 0.00027821 | 7.1893e-05
11 | 25 | 14 | 758 | 67 | 5 | 0.5 | 0.11 | 573.821 | 25.196 | 582.096 | 556.714 | 0.55671 | 0.12002 | 11 | 24 | 14 | 0.00038187 | 8.2285e-05
11 | 25 | 15 | 486 | 78 | 4 | 0.4 | 0.11 | 342.079 | 16.383 | 354.264 | 336.955 | 0.33696 | 0.098351 | 11 | 24 | 15 | 0.00023113 | 6.7431e-05
11 | 25 | 16 | 315 | 43 | 2 | 0.2 | 0.11 | 156.827 | 7.854 | 146.795 | 136.837 | 0.13684 | 0.16566 | 11 | 24 | 16 | 9.3861e-05 | 0.00011358
11 | 25 | 17 | 0 | 0 | 1 | 0.2 | 0.11 | 0 | 1 | 0 | 0 | 0 | 0 | 11 | 24 | 17 | 0 | 0
11 | 25 | 18 | 0 | 0 | 1 | 0.2 | 0.11 | 0 | 1 | 0 | 0 | 0 | 0 | 11 | 24 | 18 | 0 | 0
11 | 25 | 19 | 0 | 0 | 1 | 0.2 | 0.11 | 0 | 1 | 0 | 0 | 0 | 0 | 11 | 24 | 19 | 0 | 0
11 | 25 | 20 | 0 | 0 | 1 | 0.3 | 0.11 | 0 | 1 | 0 | 0 | 0 | 0 | 11 | 24 | 20 | 0 | 0
11 | 25 | 21 | 0 | 0 | 0 | 0.3 | 0.11 | 0 | 0 | 0 | 0 | 0 | 0 | 11 | 24 | 21 | 0 | 0
11 | 25 | 22 | 0 | 0 | 0 | 0.3 | 0.11 | 0 | 0 | 0 | 0 | 0 | 0 | 11 | 24 | 22 | 0 | 0
11 | 25 | 23 | 0 | 0 | 0 | 0.2 | 0.11 | 0 | 0 | 0 | 0 | 0 | 0 | 11 | 24 | 23 | 0 | 0
11 | 26 | 0 | 0 | 0 | 0 | 0.2 | 0.11 | 0 | 0 | 0 | 0 | 0 | 0 | 11 | 25 | 0 | 0 | 0
11 | 26 | 1 | 0 | 0 | 1 | 0.2 | 0.11 | 0 | 1 | 0 | 0 | 0 | 0 | 11 | 25 | 1 | 0 | 0
11 | 26 | 2 | 0 | 0 | 1 | 0.2 | 0.11 | 0 | 1 | 0 | 0 | 0 | 0 | 11 | 25 | 2 | 0 | 0
11 | 26 | 3 | 0 | 0 | 1 | 0.2 | 0.11 | 0 | 1 | 0 | 0 | 0 | 0 | 11 | 25 | 3 | 0 | 0
11 | 26 | 4 | 0 | 0 | 1 | 0.2 | 0.11 | 0 | 1 | 0 | 0 | 0 | 0 | 11 | 25 | 4 | 0 | 0
11 | 26 | 5 | 0 | 0 | 1 | 0.2 | 0.11 | 0 | 1 | 0 | 0 | 0 | 0 | 11 | 25 | 5 | 0 | 0
11 | 26 | 6 | 0 | 0 | 1 | 0.2 | 0.11 | 0 | 1 | 0 | 0 | 0 | 0 | 11 | 25 | 6 | 0 | 0
11 | 26 | 7 | 0 | 0 | 1 | 0.2 | 0.11 | 0 | 1 | 0 | 0 | 0 | 0 | 11 | 25 | 7 | 0 | 0
11 | 26 | 8 | 0 | 39 | 2 | 0.3 | 0.11 | 36.753 | 3.356 | 35.622 | 29.603 | 0.029603 | 0.10299 | 11 | 25 | 8 | 2.0306e-05 | 7.0615e-05
11 | 26 | 9 | 119 | 121 | 4 | 0.4 | 0.11 | 195.294 | 11.058 | 202.148 | 190.229 | 0.19023 | 0.48326 | 11 | 25 | 9 | 0.00013048 | 0.00033133
11 | 26 | 10 | 450 | 138 | 6 | 0.5 | 0.11 | 463.028 | 22.27 | 470.93 | 449.487 | 0.44949 | 0.46856 | 11 | 25 | 10 | 0.00030832 | 0.00032126
11 | 26 | 11 | 337 | 193 | 8 | 0.5 | 0.11 | 470.245 | 24.49 | 470.766 | 449.328 | 0.44933 | 0.73376 | 11 | 25 | 11 | 0.00030821 | 0.00050308
11 | 26 | 12 | 287 | 212 | 9 | 0.5 | 0.11 | 462.492 | 25.205 | 460.238 | 439.173 | 0.43917 | 0.37323 | 11 | 25 | 12 | 0.00030124 | 0.0002559
11 | 26 | 13 | 56 | 198 | 10 | 0.6 | 0.11 | 247.88 | 18.426 | 248.123 | 234.574 | 0.23457 | 0.4056 | 11 | 25 | 13 | 0.0001609 | 0.00027809
11 | 26 | 14 | 48 | 160 | 10 | 0.5 | 0.11 | 197.393 | 16.913 | 198.366 | 186.581 | 0.18658 | 0.55671 | 11 | 25 | 14 | 0.00012798 | 0.00038169
11 | 26 | 15 | 289 | 100 | 9 | 0.3 | 0.11 | 259.129 | 18.661 | 263.358 | 249.27 | 0.24927 | 0.33696 | 11 | 25 | 15 | 0.00017098 | 0.00023102
11 | 26 | 16 | 199 | 46 | 6 | 0.2 | 0.11 | 124.439 | 10.658 | 115.446 | 106.599 | 0.1066 | 0.13684 | 11 | 25 | 16 | 7.312e-05 | 9.3818e-05
11 | 26 | 17 | 0 | 0 | 4 | 0.2 | 0.11 | 0 | 4 | 0 | 0 | 0 | 0 | 11 | 25 | 17 | 0 | 0
11 | 26 | 18 | 0 | 0 | 4 | 0.3 | 0.11 | 0 | 4 | 0 | 0 | 0 | 0 | 11 | 25 | 18 | 0 | 0
11 | 26 | 19 | 0 | 0 | 4 | 0.3 | 0.11 | 0 | 4 | 0 | 0 | 0 | 0 | 11 | 25 | 19 | 0 | 0
11 | 26 | 20 | 0 | 0 | 5 | 0.3 | 0.11 | 0 | 5 | 0 | 0 | 0 | 0 | 11 | 25 | 20 | 0 | 0
11 | 26 | 21 | 0 | 0 | 5 | 0.3 | 0.11 | 0 | 5 | 0 | 0 | 0 | 0 | 11 | 25 | 21 | 0 | 0
11 | 26 | 22 | 0 | 0 | 5 | 0.3 | 0.11 | 0 | 5 | 0 | 0 | 0 | 0 | 11 | 25 | 22 | 0 | 0
11 | 26 | 23 | 0 | 0 | 5 | 0.3 | 0.11 | 0 | 5 | 0 | 0 | 0 | 0 | 11 | 25 | 23 | 0 | 0
11 | 27 | 0 | 0 | 0 | 6 | 0.4 | 0.11 | 0 | 6 | 0 | 0 | 0 | 0 | 11 | 26 | 0 | 0 | 0
11 | 27 | 1 | 0 | 0 | 7 | 0.4 | 0.11 | 0 | 7 | 0 | 0 | 0 | 0 | 11 | 26 | 1 | 0 | 0
11 | 27 | 2 | 0 | 0 | 7 | 0.5 | 0.11 | 0 | 7 | 0 | 0 | 0 | 0 | 11 | 26 | 2 | 0 | 0
11 | 27 | 3 | 0 | 0 | 7 | 0.5 | 0.11 | 0 | 7 | 0 | 0 | 0 | 0 | 11 | 26 | 3 | 0 | 0
11 | 27 | 4 | 0 | 0 | 6 | 0.4 | 0.11 | 0 | 6 | 0 | 0 | 0 | 0 | 11 | 26 | 4 | 0 | 0
11 | 27 | 5 | 0 | 0 | 6 | 0.3 | 0.11 | 0 | 6 | 0 | 0 | 0 | 0 | 11 | 26 | 5 | 0 | 0
11 | 27 | 6 | 0 | 0 | 6 | 0.2 | 0.11 | 0 | 6 | 0 | 0 | 0 | 0 | 11 | 26 | 6 | 0 | 0
11 | 27 | 7 | 0 | 0 | 6 | 0.2 | 0.11 | 0 | 6 | 0 | 0 | 0 | 0 | 11 | 26 | 7 | 0 | 0
11 | 27 | 8 | 0 | 10 | 6 | 0.2 | 0.11 | 9.248 | 6.352 | 8.323 | 3.272 | 0.003272 | 0.029603 | 11 | 26 | 8 | 2.2444e-06 | 2.0296e-05
11 | 27 | 9 | 0 | 36 | 7 | 0.3 | 0.11 | 33.368 | 8.24 | 32.42 | 26.515 | 0.026515 | 0.19023 | 11 | 26 | 9 | 1.8187e-05 | 0.00013042
11 | 27 | 10 | 0 | 57 | 7 | 0.4 | 0.11 | 52.902 | 8.906 | 52.047 | 45.447 | 0.045447 | 0.44949 | 11 | 26 | 10 | 3.1174e-05 | 0.00030818
11 | 27 | 11 | 0 | 78 | 8 | 0.4 | 0.11 | 72.47 | 10.607 | 71.346 | 64.062 | 0.064062 | 0.44933 | 11 | 26 | 11 | 4.3942e-05 | 0.00030807
11 | 27 | 12 | 0 | 117 | 9 | 0.4 | 0.11 | 110.685 | 12.981 | 109.501 | 100.865 | 0.10086 | 0.43917 | 11 | 26 | 12 | 6.9186e-05 | 0.00030111
11 | 27 | 13 | 3 | 158 | 9 | 0.3 | 0.11 | 155.805 | 14.78 | 155.287 | 145.029 | 0.14503 | 0.23457 | 11 | 26 | 13 | 9.948e-05 | 0.00016083
11 | 27 | 14 | 0 | 54 | 9 | 0.2 | 0.11 | 50.109 | 10.92 | 48.819 | 42.333 | 0.042333 | 0.18658 | 11 | 26 | 14 | 2.9038e-05 | 0.00012792
11 | 27 | 15 | 0 | 48 | 9 | 0.2 | 0.11 | 44.528 | 10.708 | 43.306 | 37.015 | 0.037015 | 0.24927 | 11 | 26 | 15 | 2.539e-05 | 0.0001709
11 | 27 | 16 | 0 | 7 | 8 | 0.2 | 0.11 | 6.471 | 8.245 | 5.579 | 0.625 | 0.000625 | 0.1066 | 11 | 26 | 16 | 4.2871e-07 | 7.3086e-05
11 | 27 | 17 | 0 | 0 | 7 | 0.1 | 0.11 | 0 | 7 | 0 | 0 | 0 | 0 | 11 | 26 | 17 | 0 | 0
11 | 27 | 18 | 0 | 0 | 7 | 0.1 | 0.11 | 0 | 7 | 0 | 0 | 0 | 0 | 11 | 26 | 18 | 0 | 0
11 | 27 | 19 | 0 | 0 | 7 | 0.1 | 0.11 | 0 | 7 | 0 | 0 | 0 | 0 | 11 | 26 | 19 | 0 | 0
11 | 27 | 20 | 0 | 0 | 6 | 0.2 | 0.11 | 0 | 6 | 0 | 0 | 0 | 0 | 11 | 26 | 20 | 0 | 0
11 | 27 | 21 | 0 | 0 | 6 | 0.2 | 0.11 | 0 | 6 | 0 | 0 | 0 | 0 | 11 | 26 | 21 | 0 | 0
11 | 27 | 22 | 0 | 0 | 6 | 0.2 | 0.11 | 0 | 6 | 0 | 0 | 0 | 0 | 11 | 26 | 22 | 0 | 0
11 | 27 | 23 | 0 | 0 | 6 | 0.2 | 0.11 | 0 | 6 | 0 | 0 | 0 | 0 | 11 | 26 | 23 | 0 | 0
11 | 28 | 0 | 0 | 0 | 6 | 0.2 | 0.11 | 0 | 6 | 0 | 0 | 0 | 0 | 11 | 27 | 0 | 0 | 0
11 | 28 | 1 | 0 | 0 | 6 | 0.2 | 0.11 | 0 | 6 | 0 | 0 | 0 | 0 | 11 | 27 | 1 | 0 | 0
11 | 28 | 2 | 0 | 0 | 6 | 0.3 | 0.11 | 0 | 6 | 0 | 0 | 0 | 0 | 11 | 27 | 2 | 0 | 0
11 | 28 | 3 | 0 | 0 | 6 | 0.4 | 0.11 | 0 | 6 | 0 | 0 | 0 | 0 | 11 | 27 | 3 | 0 | 0
11 | 28 | 4 | 0 | 0 | 5 | 0.5 | 0.11 | 0 | 5 | 0 | 0 | 0 | 0 | 11 | 27 | 4 | 0 | 0
11 | 28 | 5 | 0 | 0 | 4 | 0.7 | 0.11 | 0 | 4 | 0 | 0 | 0 | 0 | 11 | 27 | 5 | 0 | 0
11 | 28 | 6 | 0 | 0 | 3 | 0.8 | 0.11 | 0 | 3 | 0 | 0 | 0 | 0 | 11 | 27 | 6 | 0 | 0
11 | 28 | 7 | 0 | 0 | 2 | 0.8 | 0.11 | 0 | 2 | 0 | 0 | 0 | 0 | 11 | 27 | 7 | 0 | 0
11 | 28 | 8 | 0 | 11 | 2 | 0.8 | 0.11 | 10.174 | 2.325 | 9.353 | 4.265 | 0.004265 | 0.003272 | 11 | 27 | 8 | 2.9255e-06 | 2.2433e-06
11 | 28 | 9 | 0 | 25 | 2 | 0.8 | 0.11 | 23.156 | 2.746 | 22.684 | 17.124 | 0.017124 | 0.026515 | 11 | 27 | 9 | 1.1746e-05 | 1.8179e-05
11 | 28 | 10 | 0 | 110 | 3 | 0.8 | 0.11 | 104.931 | 6.376 | 107.038 | 98.489 | 0.098489 | 0.045447 | 11 | 27 | 10 | 6.7557e-05 | 3.1159e-05
11 | 28 | 11 | 0 | 62 | 3 | 0.9 | 0.11 | 57.567 | 4.802 | 57.521 | 50.727 | 0.050727 | 0.064062 | 11 | 27 | 11 | 3.4795e-05 | 4.3922e-05
11 | 28 | 12 | 0 | 89 | 3 | 1 | 0.11 | 82.911 | 5.528 | 83.609 | 75.89 | 0.07589 | 0.10086 | 11 | 27 | 12 | 5.2055e-05 | 6.9155e-05
11 | 28 | 13 | 0 | 59 | 3 | 1 | 0.11 | 54.773 | 4.671 | 54.68 | 47.986 | 0.047986 | 0.14503 | 11 | 27 | 13 | 3.2915e-05 | 9.9435e-05
11 | 28 | 14 | 0 | 43 | 2 | 1 | 0.11 | 39.88 | 3.218 | 39.754 | 33.589 | 0.033589 | 0.042333 | 11 | 27 | 14 | 2.304e-05 | 2.9024e-05
11 | 28 | 15 | 0 | 30 | 1 | 1 | 0.11 | 27.795 | 1.85 | 27.522 | 21.791 | 0.021791 | 0.037015 | 11 | 27 | 15 | 1.4947e-05 | 2.5378e-05
11 | 28 | 16 | 0 | 7 | 0 | 0.9 | 0.11 | 6.471 | 0.2 | 5.792 | 0.83 | 0.00083 | 0.000625 | 11 | 27 | 16 | 5.6932e-07 | 4.2851e-07
11 | 28 | 17 | 0 | 0 | 0 | 0.8 | 0.11 | 0 | 0 | 0 | 0 | 0 | 0 | 11 | 27 | 17 | 0 | 0
11 | 28 | 18 | 0 | 0 | 0 | 0.8 | 0.11 | 0 | 0 | 0 | 0 | 0 | 0 | 11 | 27 | 18 | 0 | 0
11 | 28 | 19 | 0 | 0 | 0 | 0.8 | 0.11 | 0 | 0 | 0 | 0 | 0 | 0 | 11 | 27 | 19 | 0 | 0
11 | 28 | 20 | 0 | 0 | -1 | 0.8 | 0.11 | 0 | -1 | 0 | 0 | 0 | 0 | 11 | 27 | 20 | 0 | 0
11 | 28 | 21 | 0 | 0 | -1 | 0.8 | 0.11 | 0 | -1 | 0 | 0 | 0 | 0 | 11 | 27 | 21 | 0 | 0
11 | 28 | 22 | 0 | 0 | -1 | 0.8 | 0.11 | 0 | -1 | 0 | 0 | 0 | 0 | 11 | 27 | 22 | 0 | 0
11 | 28 | 23 | 0 | 0 | -1 | 0.9 | 0.11 | 0 | -1 | 0 | 0 | 0 | 0 | 11 | 27 | 23 | 0 | 0
11 | 29 | 0 | 0 | 0 | -1 | 0.9 | 0.11 | 0 | -1 | 0 | 0 | 0 | 0 | 11 | 28 | 0 | 0 | 0
11 | 29 | 1 | 0 | 0 | -1 | 1 | 0.11 | 0 | -1 | 0 | 0 | 0 | 0 | 11 | 28 | 1 | 0 | 0
11 | 29 | 2 | 0 | 0 | -1 | 1 | 0.11 | 0 | -1 | 0 | 0 | 0 | 0 | 11 | 28 | 2 | 0 | 0
11 | 29 | 3 | 0 | 0 | -1 | 0.9 | 0.11 | 0 | -1 | 0 | 0 | 0 | 0 | 11 | 28 | 3 | 0 | 0
11 | 29 | 4 | 0 | 0 | -1 | 0.8 | 0.11 | 0 | -1 | 0 | 0 | 0 | 0 | 11 | 28 | 4 | 0 | 0
11 | 29 | 5 | 0 | 0 | -2 | 0.7 | 0.11 | 0 | -2 | 0 | 0 | 0 | 0 | 11 | 28 | 5 | 0 | 0
11 | 29 | 6 | 0 | 0 | -2 | 0.7 | 0.11 | 0 | -2 | 0 | 0 | 0 | 0 | 11 | 28 | 6 | 0 | 0
11 | 29 | 7 | 0 | 0 | -2 | 0.7 | 0.11 | 0 | -2 | 0 | 0 | 0 | 0 | 11 | 28 | 7 | 0 | 0
11 | 29 | 8 | 425 | 48 | -1 | 0.7 | 0.11 | 206.204 | 5.678 | 200.106 | 188.259 | 0.18826 | 0.004265 | 11 | 28 | 8 | 0.00012913 | 2.9242e-06
11 | 29 | 9 | 0 | 22 | 0 | 0.8 | 0.11 | 20.373 | 0.656 | 20.03 | 14.564 | 0.014564 | 0.017124 | 11 | 28 | 9 | 9.9899e-06 | 1.1741e-05
11 | 29 | 10 | 0 | 64 | 0 | 0.8 | 0.11 | 59.418 | 1.912 | 60.431 | 53.533 | 0.053533 | 0.098489 | 11 | 28 | 10 | 3.672e-05 | 6.7526e-05
11 | 29 | 11 | 0 | 106 | 1 | 0.8 | 0.11 | 99.919 | 4.211 | 102.14 | 93.765 | 0.093765 | 0.050727 | 11 | 28 | 11 | 6.4316e-05 | 3.4779e-05
11 | 29 | 12 | 0 | 112 | 1 | 0.8 | 0.11 | 105.725 | 4.396 | 108.035 | 99.45 | 0.09945 | 0.07589 | 11 | 28 | 12 | 6.8216e-05 | 5.2032e-05
11 | 29 | 13 | 866 | 78 | 2 | 0.7 | 0.11 | 731.691 | 26.312 | 736.429 | 705.579 | 0.70558 | 0.047986 | 11 | 28 | 13 | 0.00048398 | 3.29e-05
11 | 29 | 14 | 809 | 73 | 2 | 0.7 | 0.11 | 609.757 | 22.284 | 625.778 | 598.848 | 0.59885 | 0.033589 | 11 | 28 | 14 | 0.00041077 | 2.3029e-05
11 | 29 | 15 | 195 | 105 | 2 | 0.6 | 0.11 | 218.692 | 9.457 | 228.421 | 215.571 | 0.21557 | 0.021791 | 11 | 28 | 15 | 0.00014787 | 1.494e-05
11 | 29 | 16 | 243 | 42 | 1 | 0.4 | 0.11 | 133.59 | 5.687 | 125.375 | 116.176 | 0.11618 | 0.00083 | 11 | 28 | 16 | 7.9689e-05 | 5.6906e-07
11 | 29 | 17 | 0 | 0 | 0 | 0.4 | 0.11 | 0 | 0 | 0 | 0 | 0 | 0 | 11 | 28 | 17 | 0 | 0
11 | 29 | 18 | 0 | 0 | 0 | 0.4 | 0.11 | 0 | 0 | 0 | 0 | 0 | 0 | 11 | 28 | 18 | 0 | 0
11 | 29 | 19 | 0 | 0 | 0 | 0.4 | 0.11 | 0 | 0 | 0 | 0 | 0 | 0 | 11 | 28 | 19 | 0 | 0
11 | 29 | 20 | 0 | 0 | -1 | 0.5 | 0.11 | 0 | -1 | 0 | 0 | 0 | 0 | 11 | 28 | 20 | 0 | 0
11 | 29 | 21 | 0 | 0 | -1 | 0.5 | 0.11 | 0 | -1 | 0 | 0 | 0 | 0 | 11 | 28 | 21 | 0 | 0
11 | 29 | 22 | 0 | 0 | -1 | 0.5 | 0.11 | 0 | -1 | 0 | 0 | 0 | 0 | 11 | 28 | 22 | 0 | 0
11 | 29 | 23 | 0 | 0 | -1 | 0.5 | 0.11 | 0 | -1 | 0 | 0 | 0 | 0 | 11 | 28 | 23 | 0 | 0
11 | 30 | 0 | 0 | 0 | -1 | 0.5 | 0.11 | 0 | -1 | 0 | 0 | 0 | 0 | 11 | 29 | 0 | 0 | 0
11 | 30 | 1 | 0 | 0 | -1 | 0.5 | 0.11 | 0 | -1 | 0 | 0 | 0 | 0 | 11 | 29 | 1 | 0 | 0
11 | 30 | 2 | 0 | 0 | 0 | 0.5 | 0.11 | 0 | 0 | 0 | 0 | 0 | 0 | 11 | 29 | 2 | 0 | 0
11 | 30 | 3 | 0 | 0 | 0 | 0.6 | 0.11 | 0 | 0 | 0 | 0 | 0 | 0 | 11 | 29 | 3 | 0 | 0
11 | 30 | 4 | 0 | 0 | 0 | 0.5 | 0.11 | 0 | 0 | 0 | 0 | 0 | 0 | 11 | 29 | 4 | 0 | 0
11 | 30 | 5 | 0 | 0 | 0 | 0.5 | 0.11 | 0 | 0 | 0 | 0 | 0 | 0 | 11 | 29 | 5 | 0 | 0
11 | 30 | 6 | 0 | 0 | 0 | 0.5 | 0.11 | 0 | 0 | 0 | 0 | 0 | 0 | 11 | 29 | 6 | 0 | 0
11 | 30 | 7 | 0 | 0 | 0 | 0.5 | 0.11 | 0 | 0 | 0 | 0 | 0 | 0 | 11 | 29 | 7 | 0 | 0
11 | 30 | 8 | 110 | 49 | 1 | 0.6 | 0.11 | 97.123 | 4.251 | 94.192 | 86.098 | 0.086098 | 0.18826 | 11 | 29 | 8 | 5.9057e-05 | 0.00012907
11 | 30 | 9 | 729 | 58 | 3 | 0.7 | 0.11 | 448.612 | 17.926 | 466.949 | 445.647 | 0.44565 | 0.014564 | 11 | 29 | 9 | 0.00030568 | 9.9854e-06
11 | 30 | 10 | 842 | 65 | 5 | 0.8 | 0.11 | 631.062 | 25.432 | 640.144 | 612.705 | 0.61271 | 0.053533 | 11 | 29 | 10 | 0.00042027 | 3.6703e-05
11 | 30 | 11 | 887 | 68 | 8 | 0.8 | 0.11 | 734.27 | 31.748 | 724.137 | 693.722 | 0.69372 | 0.093765 | 11 | 29 | 11 | 0.00047585 | 6.4287e-05
11 | 30 | 12 | 895 | 70 | 10 | 0.8 | 0.11 | 766.406 | 34.777 | 745.705 | 714.525 | 0.71452 | 0.09945 | 11 | 29 | 12 | 0.00049011 | 6.8185e-05
11 | 30 | 13 | 874 | 70 | 11 | 0.7 | 0.11 | 721.721 | 34.984 | 703.049 | 673.381 | 0.67338 | 0.70558 | 11 | 29 | 13 | 0.00046189 | 0.00048376
11 | 30 | 14 | 824 | 64 | 11 | 0.7 | 0.11 | 608.226 | 31.236 | 603.638 | 577.493 | 0.57749 | 0.59885 | 11 | 29 | 14 | 0.00039612 | 0.00041058
11 | 30 | 15 | 717 | 53 | 10 | 0.6 | 0.11 | 424.526 | 24.506 | 428.725 | 408.778 | 0.40878 | 0.21557 | 11 | 29 | 15 | 0.00028039 | 0.0001478
11 | 30 | 16 | 462 | 33 | 8 | 0.5 | 0.11 | 192.411 | 14.52 | 173.544 | 162.638 | 0.16264 | 0.11618 | 11 | 29 | 16 | 0.00011156 | 7.9652e-05
11 | 30 | 17 | 0 | 0 | 7 | 0.5 | 0.11 | 0 | 7 | 0 | 0 | 0 | 0 | 11 | 29 | 17 | 0 | 0
11 | 30 | 18 | 0 | 0 | 7 | 0.5 | 0.11 | 0 | 7 | 0 | 0 | 0 | 0 | 11 | 29 | 18 | 0 | 0
11 | 30 | 19 | 0 | 0 | 0 | 0.3 | 0.11 | 0 | 0 | 0 | 0 | 0 | 0 | 11 | 29 | 19 | 0 | 0
11 | 30 | 20 | 0 | 0 | 0 | 0.3 | 0.11 | 0 | 0 | 0 | 0 | 0 | 0 | 11 | 29 | 20 | 0 | 0
11 | 30 | 21 | 0 | 0 | 0 | 0.4 | 0.11 | 0 | 0 | 0 | 0 | 0 | 0 | 11 | 29 | 21 | 0 | 0
11 | 30 | 22 | 0 | 0 | 0 | 0.3 | 0.11 | 0 | 0 | 0 | 0 | 0 | 0 | 11 | 29 | 22 | 0 | 0
11 | 30 | 23 | 0 | 0 | 0 | 0.3 | 0.11 | 0 | 0 | 0 | 0 | 0 | 0 | 11 | 29 | 23 | 0 | 0
12 | 1 | 0 | 0 | 0 | 0 | 0.3 | 0.11 | 0 | 0 | 0 | 0 | 0 | 0 | 11 | 30 | 0 | 0 | 0
12 | 1 | 1 | 0 | 0 | 0 | 0.4 | 0.11 | 0 | 0 | 0 | 0 | 0 | 0 | 11 | 30 | 1 | 0 | 0
12 | 1 | 2 | 0 | 0 | 0 | 0.4 | 0.11 | 0 | 0 | 0 | 0 | 0 | 0 | 11 | 30 | 2 | 0 | 0
12 | 1 | 3 | 0 | 0 | 0 | 0.4 | 0.11 | 0 | 0 | 0 | 0 | 0 | 0 | 11 | 30 | 3 | 0 | 0
12 | 1 | 4 | 0 | 0 | 0 | 0.4 | 0.11 | 0 | 0 | 0 | 0 | 0 | 0 | 11 | 30 | 4 | 0 | 0
12 | 1 | 5 | 0 | 0 | 0 | 0.4 | 0.11 | 0 | 0 | 0 | 0 | 0 | 0 | 11 | 30 | 5 | 0 | 0
12 | 1 | 6 | 0 | 0 | 0 | 0.3 | 0.11 | 0 | 0 | 0 | 0 | 0 | 0 | 11 | 30 | 6 | 0 | 0
12 | 1 | 7 | 0 | 0 | 0 | 0.3 | 0.11 | 0 | 0 | 0 | 0 | 0 | 0 | 11 | 30 | 7 | 0 | 0
12 | 1 | 8 | 0 | 35 | 1 | 0.4 | 0.11 | 32.941 | 2.176 | 31.648 | 25.771 | 0.025771 | 0.086098 | 11 | 30 | 8 | 1.7677e-05 | 5.903e-05
12 | 1 | 9 | 0 | 94 | 3 | 0.4 | 0.11 | 91.62 | 6.303 | 93.328 | 85.265 | 0.085265 | 0.44565 | 11 | 30 | 9 | 5.8486e-05 | 0.00030554
12 | 1 | 10 | 28 | 152 | 4 | 0.4 | 0.11 | 175.742 | 10.337 | 180.222 | 169.08 | 0.16908 | 0.61271 | 11 | 30 | 10 | 0.00011598 | 0.00042008
12 | 1 | 11 | 29 | 188 | 5 | 0.4 | 0.11 | 217.146 | 12.82 | 220.926 | 208.342 | 0.20834 | 0.69372 | 11 | 30 | 11 | 0.00014291 | 0.00047563
12 | 1 | 12 | 32 | 199 | 7 | 0.4 | 0.11 | 231.884 | 15.348 | 233.762 | 220.722 | 0.22072 | 0.71452 | 11 | 30 | 12 | 0.0001514 | 0.00048989
12 | 1 | 13 | 73 | 203 | 8 | 0.4 | 0.11 | 266.796 | 17.616 | 268.883 | 254.599 | 0.2546 | 0.67338 | 11 | 30 | 13 | 0.00017464 | 0.00046168
12 | 1 | 14 | 68 | 164 | 8 | 0.3 | 0.11 | 215.545 | 16.019 | 218.322 | 205.83 | 0.20583 | 0.57749 | 11 | 30 | 14 | 0.00014119 | 0.00039594
12 | 1 | 15 | 62 | 105 | 6 | 0.4 | 0.11 | 140.516 | 11.072 | 143.195 | 133.365 | 0.13337 | 0.40878 | 11 | 30 | 15 | 9.1479e-05 | 0.00028027
12 | 1 | 16 | 291 | 44 | 3 | 0.7 | 0.11 | 151.078 | 7.857 | 140.457 | 130.724 | 0.13072 | 0.16264 | 11 | 30 | 16 | 8.9668e-05 | 0.00011151
12 | 1 | 17 | 0 | 0 | 1 | 0.7 | 0.11 | 0 | 1 | 0 | 0 | 0 | 0 | 11 | 30 | 17 | 0 | 0
12 | 1 | 18 | 0 | 0 | 1 | 0.4 | 0.11 | 0 | 1 | 0 | 0 | 0 | 0 | 11 | 30 | 18 | 0 | 0
12 | 1 | 19 | 0 | 0 | 1 | 0.2 | 0.11 | 0 | 1 | 0 | 0 | 0 | 0 | 11 | 30 | 19 | 0 | 0
12 | 1 | 20 | 0 | 0 | 1 | 0.2 | 0.11 | 0 | 1 | 0 | 0 | 0 | 0 | 11 | 30 | 20 | 0 | 0
12 | 1 | 21 | 0 | 0 | 1 | 0.3 | 0.11 | 0 | 1 | 0 | 0 | 0 | 0 | 11 | 30 | 21 | 0 | 0
12 | 1 | 22 | 0 | 0 | 1 | 0.6 | 0.11 | 0 | 1 | 0 | 0 | 0 | 0 | 11 | 30 | 22 | 0 | 0
12 | 1 | 23 | 0 | 0 | 2 | 0.7 | 0.11 | 0 | 2 | 0 | 0 | 0 | 0 | 11 | 30 | 23 | 0 | 0
12 | 2 | 0 | 0 | 0 | 2 | 0.7 | 0.11 | 0 | 2 | 0 | 0 | 0 | 0 | 12 | 1 | 0 | 0 | 0
12 | 2 | 1 | 0 | 0 | 1 | 0.6 | 0.11 | 0 | 1 | 0 | 0 | 0 | 0 | 12 | 1 | 1 | 0 | 0
12 | 2 | 2 | 0 | 0 | 1 | 0.4 | 0.11 | 0 | 1 | 0 | 0 | 0 | 0 | 12 | 1 | 2 | 0 | 0
12 | 2 | 3 | 0 | 0 | 1 | 0.2 | 0.11 | 0 | 1 | 0 | 0 | 0 | 0 | 12 | 1 | 3 | 0 | 0
12 | 2 | 4 | 0 | 0 | 1 | 0.2 | 0.11 | 0 | 1 | 0 | 0 | 0 | 0 | 12 | 1 | 4 | 0 | 0
12 | 2 | 5 | 0 | 0 | 0 | 0.2 | 0.11 | 0 | 0 | 0 | 0 | 0 | 0 | 12 | 1 | 5 | 0 | 0
12 | 2 | 6 | 0 | 0 | 0 | 0.1 | 0.11 | 0 | 0 | 0 | 0 | 0 | 0 | 12 | 1 | 6 | 0 | 0
12 | 2 | 7 | 0 | 0 | 0 | 0.1 | 0.11 | 0 | 0 | 0 | 0 | 0 | 0 | 12 | 1 | 7 | 0 | 0
12 | 2 | 8 | 0 | 36 | 0 | 0.2 | 0.11 | 34.167 | 1.297 | 32.923 | 27 | 0.027 | 0.025771 | 12 | 1 | 8 | 1.852e-05 | 1.7669e-05
12 | 2 | 9 | 34 | 111 | 2 | 0.2 | 0.11 | 133.756 | 7.134 | 138.034 | 128.386 | 0.12839 | 0.085265 | 12 | 1 | 9 | 8.8064e-05 | 5.8459e-05
12 | 2 | 10 | 78 | 164 | 4 | 0.2 | 0.11 | 222.154 | 12.528 | 228.312 | 215.466 | 0.21547 | 0.16908 | 12 | 1 | 10 | 0.00014779 | 0.00011592
12 | 2 | 11 | 122 | 204 | 7 | 0.2 | 0.11 | 313.546 | 19.027 | 316.27 | 300.307 | 0.30031 | 0.20834 | 12 | 1 | 11 | 0.00020599 | 0.00014284
12 | 2 | 12 | 27 | 189 | 9 | 0.2 | 0.11 | 206.94 | 16.924 | 206.65 | 194.571 | 0.19457 | 0.22072 | 12 | 1 | 12 | 0.00013346 | 0.00015133
12 | 2 | 13 | 558 | 135 | 10 | 0.2 | 0.11 | 569.086 | 31.898 | 558.318 | 533.778 | 0.53378 | 0.2546 | 12 | 1 | 13 | 0.00036613 | 0.00017456
12 | 2 | 14 | 132 | 173 | 10 | 0.2 | 0.11 | 275.204 | 20.572 | 276.599 | 262.041 | 0.26204 | 0.20583 | 12 | 1 | 14 | 0.00017974 | 0.00014112
12 | 2 | 15 | 284 | 96 | 9 | 0.4 | 0.11 | 251.803 | 18.105 | 256.031 | 242.202 | 0.2422 | 0.13337 | 12 | 1 | 15 | 0.00016613 | 9.1438e-05
12 | 2 | 16 | 0 | 38 | 7 | 0.8 | 0.11 | 37.208 | 8.182 | 34.502 | 28.523 | 0.028523 | 0.13072 | 12 | 1 | 16 | 1.9565e-05 | 8.9627e-05
12 | 2 | 17 | 0 | 0 | 5 | 0.8 | 0.11 | 0 | 5 | 0 | 0 | 0 | 0 | 12 | 1 | 17 | 0 | 0
12 | 2 | 18 | 0 | 0 | 4 | 0.5 | 0.11 | 0 | 4 | 0 | 0 | 0 | 0 | 12 | 1 | 18 | 0 | 0
12 | 2 | 19 | 0 | 0 | 3 | 0.2 | 0.11 | 0 | 3 | 0 | 0 | 0 | 0 | 12 | 1 | 19 | 0 | 0
12 | 2 | 20 | 0 | 0 | 3 | 0.2 | 0.11 | 0 | 3 | 0 | 0 | 0 | 0 | 12 | 1 | 20 | 0 | 0
12 | 2 | 21 | 0 | 0 | 3 | 0.2 | 0.11 | 0 | 3 | 0 | 0 | 0 | 0 | 12 | 1 | 21 | 0 | 0
12 | 2 | 22 | 0 | 0 | 2 | 0.3 | 0.11 | 0 | 2 | 0 | 0 | 0 | 0 | 12 | 1 | 22 | 0 | 0
12 | 2 | 23 | 0 | 0 | 2 | 0.2 | 0.11 | 0 | 2 | 0 | 0 | 0 | 0 | 12 | 1 | 23 | 0 | 0
12 | 3 | 0 | 0 | 0 | 2 | 0.2 | 0.11 | 0 | 2 | 0 | 0 | 0 | 0 | 12 | 2 | 0 | 0 | 0
12 | 3 | 1 | 0 | 0 | 3 | 0.2 | 0.11 | 0 | 3 | 0 | 0 | 0 | 0 | 12 | 2 | 1 | 0 | 0
12 | 3 | 2 | 0 | 0 | 3 | 0.2 | 0.11 | 0 | 3 | 0 | 0 | 0 | 0 | 12 | 2 | 2 | 0 | 0
12 | 3 | 3 | 0 | 0 | 2 | 0.3 | 0.11 | 0 | 2 | 0 | 0 | 0 | 0 | 12 | 2 | 3 | 0 | 0
12 | 3 | 4 | 0 | 0 | 2 | 0.3 | 0.11 | 0 | 2 | 0 | 0 | 0 | 0 | 12 | 2 | 4 | 0 | 0
12 | 3 | 5 | 0 | 0 | 2 | 0.2 | 0.11 | 0 | 2 | 0 | 0 | 0 | 0 | 12 | 2 | 5 | 0 | 0
12 | 3 | 6 | 0 | 0 | 2 | 0.2 | 0.11 | 0 | 2 | 0 | 0 | 0 | 0 | 12 | 2 | 6 | 0 | 0
12 | 3 | 7 | 0 | 0 | 3 | 0.3 | 0.11 | 0 | 3 | 0 | 0 | 0 | 0 | 12 | 2 | 7 | 0 | 0
12 | 3 | 8 | 0 | 30 | 3 | 0.3 | 0.11 | 27.822 | 4.023 | 26.222 | 20.537 | 0.020537 | 0.027 | 12 | 2 | 8 | 1.4087e-05 | 1.8512e-05
12 | 3 | 9 | 0 | 77 | 4 | 0.3 | 0.11 | 73.523 | 6.733 | 74.147 | 66.764 | 0.066764 | 0.12839 | 12 | 2 | 9 | 4.5796e-05 | 8.8024e-05
12 | 3 | 10 | 0 | 117 | 5 | 0.2 | 0.11 | 112.624 | 9.317 | 113.954 | 105.16 | 0.10516 | 0.21547 | 12 | 2 | 10 | 7.2133e-05 | 0.00014773
12 | 3 | 11 | 191 | 201 | 7 | 0.2 | 0.11 | 359.955 | 20.818 | 362.787 | 345.175 | 0.34518 | 0.30031 | 12 | 2 | 11 | 0.00023677 | 0.0002059
12 | 3 | 12 | 265 | 206 | 8 | 0.3 | 0.11 | 436.545 | 24.243 | 435.964 | 415.76 | 0.41576 | 0.19457 | 12 | 2 | 12 | 0.00028518 | 0.0001334
12 | 3 | 13 | 109 | 200 | 9 | 0.4 | 0.11 | 289.391 | 19.437 | 290.901 | 275.837 | 0.27584 | 0.53378 | 12 | 2 | 13 | 0.00018921 | 0.00036597
12 | 3 | 14 | 80 | 160 | 10 | 0.3 | 0.11 | 218.569 | 18.133 | 219.897 | 207.349 | 0.20735 | 0.26204 | 12 | 2 | 14 | 0.00014223 | 0.00017966
12 | 3 | 15 | 81 | 105 | 9 | 0.2 | 0.11 | 156.316 | 15.002 | 157.539 | 147.201 | 0.1472 | 0.2422 | 12 | 2 | 15 | 0.00010097 | 0.00016606
12 | 3 | 16 | 10 | 40 | 7 | 0.2 | 0.11 | 42.779 | 8.615 | 39.543 | 33.385 | 0.033385 | 0.028523 | 12 | 2 | 16 | 2.29e-05 | 1.9556e-05
12 | 3 | 17 | 0 | 0 | 7 | 0.2 | 0.11 | 0 | 7 | 0 | 0 | 0 | 0 | 12 | 2 | 17 | 0 | 0
12 | 3 | 18 | 0 | 0 | 8 | 0.3 | 0.11 | 0 | 8 | 0 | 0 | 0 | 0 | 12 | 2 | 18 | 0 | 0
12 | 3 | 19 | 0 | 0 | 7 | 0.3 | 0.11 | 0 | 7 | 0 | 0 | 0 | 0 | 12 | 2 | 19 | 0 | 0
12 | 3 | 20 | 0 | 0 | 7 | 0.3 | 0.11 | 0 | 7 | 0 | 0 | 0 | 0 | 12 | 2 | 20 | 0 | 0
12 | 3 | 21 | 0 | 0 | 7 | 0.3 | 0.11 | 0 | 7 | 0 | 0 | 0 | 0 | 12 | 2 | 21 | 0 | 0
12 | 3 | 22 | 0 | 0 | 7 | 0.3 | 0.11 | 0 | 7 | 0 | 0 | 0 | 0 | 12 | 2 | 22 | 0 | 0
12 | 3 | 23 | 0 | 0 | 8 | 0.3 | 0.11 | 0 | 8 | 0 | 0 | 0 | 0 | 12 | 2 | 23 | 0 | 0
12 | 4 | 0 | 0 | 0 | 8 | 0.3 | 0.11 | 0 | 8 | 0 | 0 | 0 | 0 | 12 | 3 | 0 | 0 | 0
12 | 4 | 1 | 0 | 0 | 8 | 0.3 | 0.11 | 0 | 8 | 0 | 0 | 0 | 0 | 12 | 3 | 1 | 0 | 0
12 | 4 | 2 | 0 | 0 | 7 | 0.3 | 0.11 | 0 | 7 | 0 | 0 | 0 | 0 | 12 | 3 | 2 | 0 | 0
12 | 4 | 3 | 0 | 0 | 6 | 0.3 | 0.11 | 0 | 6 | 0 | 0 | 0 | 0 | 12 | 3 | 3 | 0 | 0
12 | 4 | 4 | 0 | 0 | 6 | 0.3 | 0.11 | 0 | 6 | 0 | 0 | 0 | 0 | 12 | 3 | 4 | 0 | 0
12 | 4 | 5 | 0 | 0 | 6 | 0.3 | 0.11 | 0 | 6 | 0 | 0 | 0 | 0 | 12 | 3 | 5 | 0 | 0
12 | 4 | 6 | 0 | 0 | 6 | 0.3 | 0.11 | 0 | 6 | 0 | 0 | 0 | 0 | 12 | 3 | 6 | 0 | 0
12 | 4 | 7 | 0 | 0 | 7 | 0.3 | 0.11 | 0 | 7 | 0 | 0 | 0 | 0 | 12 | 3 | 7 | 0 | 0
12 | 4 | 8 | 0 | 15 | 8 | 0.3 | 0.11 | 13.882 | 8.51 | 12.414 | 7.218 | 0.007218 | 0.020537 | 12 | 3 | 8 | 4.9511e-06 | 1.4081e-05
12 | 4 | 9 | 0 | 69 | 9 | 0.4 | 0.11 | 65.2 | 11.351 | 64.227 | 57.195 | 0.057195 | 0.066764 | 12 | 3 | 9 | 3.9232e-05 | 4.5775e-05
12 | 4 | 10 | 5 | 136 | 11 | 0.5 | 0.11 | 136.233 | 15.767 | 135.393 | 125.839 | 0.12584 | 0.10516 | 12 | 3 | 10 | 8.6317e-05 | 7.21e-05
12 | 4 | 11 | 4 | 155 | 12 | 0.6 | 0.11 | 153.837 | 17.225 | 151.932 | 141.792 | 0.14179 | 0.34518 | 12 | 3 | 11 | 9.726e-05 | 0.00023666
12 | 4 | 12 | 18 | 180 | 13 | 0.7 | 0.11 | 190.541 | 19.293 | 187.943 | 176.527 | 0.17653 | 0.41576 | 12 | 3 | 12 | 0.00012109 | 0.00028505
12 | 4 | 13 | 0 | 132 | 14 | 0.7 | 0.11 | 126.764 | 18.187 | 123.811 | 114.668 | 0.11467 | 0.27584 | 12 | 3 | 13 | 7.8654e-05 | 0.00018912
12 | 4 | 14 | 3 | 132 | 15 | 0.7 | 0.11 | 130.809 | 19.326 | 127.973 | 118.682 | 0.11868 | 0.20735 | 12 | 3 | 14 | 8.1408e-05 | 0.00014216
12 | 4 | 15 | 93 | 105 | 16 | 0.6 | 0.11 | 162.318 | 21.529 | 159.679 | 149.265 | 0.14926 | 0.1472 | 12 | 3 | 15 | 0.00010239 | 0.00010092
12 | 4 | 16 | 175 | 43 | 15 | 0.6 | 0.11 | 114.418 | 18.792 | 101.731 | 93.37 | 0.09337 | 0.033385 | 12 | 3 | 16 | 6.4045e-05 | 2.2889e-05
12 | 4 | 17 | 0 | 0 | 15 | 0.6 | 0.11 | 0 | 15 | 0 | 0 | 0 | 0 | 12 | 3 | 17 | 0 | 0
12 | 4 | 18 | 0 | 0 | 15 | 0.6 | 0.11 | 0 | 15 | 0 | 0 | 0 | 0 | 12 | 3 | 18 | 0 | 0
12 | 4 | 19 | 0 | 0 | 15 | 0.6 | 0.11 | 0 | 15 | 0 | 0 | 0 | 0 | 12 | 3 | 19 | 0 | 0
12 | 4 | 20 | 0 | 0 | 15 | 0.7 | 0.11 | 0 | 15 | 0 | 0 | 0 | 0 | 12 | 3 | 20 | 0 | 0
12 | 4 | 21 | 0 | 0 | 15 | 0.7 | 0.11 | 0 | 15 | 0 | 0 | 0 | 0 | 12 | 3 | 21 | 0 | 0
12 | 4 | 22 | 0 | 0 | 15 | 0.8 | 0.11 | 0 | 15 | 0 | 0 | 0 | 0 | 12 | 3 | 22 | 0 | 0
12 | 4 | 23 | 0 | 0 | 16 | 0.8 | 0.11 | 0 | 16 | 0 | 0 | 0 | 0 | 12 | 3 | 23 | 0 | 0
12 | 5 | 0 | 0 | 0 | 16 | 0.8 | 0.11 | 0 | 16 | 0 | 0 | 0 | 0 | 12 | 4 | 0 | 0 | 0
12 | 5 | 1 | 0 | 0 | 17 | 0.7 | 0.11 | 0 | 17 | 0 | 0 | 0 | 0 | 12 | 4 | 1 | 0 | 0
12 | 5 | 2 | 0 | 0 | 17 | 0.6 | 0.11 | 0 | 17 | 0 | 0 | 0 | 0 | 12 | 4 | 2 | 0 | 0
12 | 5 | 3 | 0 | 0 | 16 | 0.5 | 0.11 | 0 | 16 | 0 | 0 | 0 | 0 | 12 | 4 | 3 | 0 | 0
12 | 5 | 4 | 0 | 0 | 15 | 0.4 | 0.11 | 0 | 15 | 0 | 0 | 0 | 0 | 12 | 4 | 4 | 0 | 0
12 | 5 | 5 | 0 | 0 | 14 | 0.4 | 0.11 | 0 | 14 | 0 | 0 | 0 | 0 | 12 | 4 | 5 | 0 | 0
12 | 5 | 6 | 0 | 0 | 13 | 0.4 | 0.11 | 0 | 13 | 0 | 0 | 0 | 0 | 12 | 4 | 6 | 0 | 0
12 | 5 | 7 | 0 | 0 | 11 | 0.5 | 0.11 | 0 | 11 | 0 | 0 | 0 | 0 | 12 | 4 | 7 | 0 | 0
12 | 5 | 8 | 0 | 22 | 9 | 0.6 | 0.11 | 20.382 | 9.685 | 18.394 | 12.986 | 0.012986 | 0.007218 | 12 | 4 | 8 | 8.9075e-06 | 4.9488e-06
12 | 5 | 9 | 0 | 37 | 9 | 0.7 | 0.11 | 34.298 | 10.135 | 33.067 | 27.139 | 0.027139 | 0.057195 | 12 | 4 | 9 | 1.8615e-05 | 3.9214e-05
12 | 5 | 10 | 84 | 161 | 9 | 0.7 | 0.11 | 222.584 | 16.373 | 225.623 | 212.872 | 0.21287 | 0.12584 | 12 | 4 | 10 | 0.00014602 | 8.6278e-05
12 | 5 | 11 | 0 | 112 | 8 | 0.7 | 0.11 | 106.187 | 11.507 | 105.835 | 97.329 | 0.097329 | 0.14179 | 12 | 4 | 11 | 6.6761e-05 | 9.7215e-05
12 | 5 | 12 | 0 | 72 | 7 | 0.8 | 0.11 | 66.88 | 9.149 | 66.013 | 58.917 | 0.058917 | 0.17653 | 12 | 4 | 12 | 4.0413e-05 | 0.00012103
12 | 5 | 13 | 0 | 53 | 6 | 0.8 | 0.11 | 49.188 | 7.581 | 48.364 | 41.894 | 0.041894 | 0.11467 | 12 | 4 | 13 | 2.8736e-05 | 7.8619e-05
12 | 5 | 14 | 0 | 86 | 5 | 0.7 | 0.11 | 80.821 | 7.673 | 81.359 | 73.72 | 0.07372 | 0.11868 | 12 | 4 | 14 | 5.0567e-05 | 8.1371e-05
12 | 5 | 15 | 0 | 46 | 4 | 0.7 | 0.11 | 42.668 | 5.411 | 42.333 | 36.077 | 0.036077 | 0.14926 | 12 | 4 | 15 | 2.4746e-05 | 0.00010234
12 | 5 | 16 | 0 | 11 | 2 | 0.7 | 0.11 | 10.175 | 2.332 | 9.139 | 4.059 | 0.004059 | 0.09337 | 12 | 4 | 16 | 2.7842e-06 | 6.4016e-05
12 | 5 | 17 | 0 | 0 | 1 | 0.6 | 0.11 | 0 | 1 | 0 | 0 | 0 | 0 | 12 | 4 | 17 | 0 | 0
12 | 5 | 18 | 0 | 0 | 1 | 0.6 | 0.11 | 0 | 1 | 0 | 0 | 0 | 0 | 12 | 4 | 18 | 0 | 0
12 | 5 | 19 | 0 | 0 | 0 | 0.7 | 0.87 | 0 | 0 | 0 | 0 | 0 | 0 | 12 | 4 | 19 | 0 | 0
12 | 5 | 20 | 0 | 0 | 0 | 0.6 | 0.87 | 0 | 0 | 0 | 0 | 0 | 0 | 12 | 4 | 20 | 0 | 0
12 | 5 | 21 | 0 | 0 | 0 | 0.6 | 0.87 | 0 | 0 | 0 | 0 | 0 | 0 | 12 | 4 | 21 | 0 | 0
12 | 5 | 22 | 0 | 0 | 0 | 0.5 | 0.87 | 0 | 0 | 0 | 0 | 0 | 0 | 12 | 4 | 22 | 0 | 0
12 | 5 | 23 | 0 | 0 | 0 | 0.5 | 0.87 | 0 | 0 | 0 | 0 | 0 | 0 | 12 | 4 | 23 | 0 | 0
12 | 6 | 0 | 0 | 0 | 0 | 0.5 | 0.87 | 0 | 0 | 0 | 0 | 0 | 0 | 12 | 5 | 0 | 0 | 0
12 | 6 | 1 | 0 | 0 | 0 | 0.6 | 0.87 | 0 | 0 | 0 | 0 | 0 | 0 | 12 | 5 | 1 | 0 | 0
12 | 6 | 2 | 0 | 0 | 0 | 0.6 | 0.87 | 0 | 0 | 0 | 0 | 0 | 0 | 12 | 5 | 2 | 0 | 0
12 | 6 | 3 | 0 | 0 | 0 | 0.6 | 0.87 | 0 | 0 | 0 | 0 | 0 | 0 | 12 | 5 | 3 | 0 | 0
12 | 6 | 4 | 0 | 0 | -1 | 0.5 | 0.87 | 0 | -1 | 0 | 0 | 0 | 0 | 12 | 5 | 4 | 0 | 0
12 | 6 | 5 | 0 | 0 | -1 | 0.5 | 0.87 | 0 | -1 | 0 | 0 | 0 | 0 | 12 | 5 | 5 | 0 | 0
12 | 6 | 6 | 0 | 0 | -1 | 0.5 | 0.87 | 0 | -1 | 0 | 0 | 0 | 0 | 12 | 5 | 6 | 0 | 0
12 | 6 | 7 | 0 | 0 | -1 | 0.5 | 0.87 | 0 | -1 | 0 | 0 | 0 | 0 | 12 | 5 | 7 | 0 | 0
12 | 6 | 8 | 93 | 42 | -1 | 0.6 | 0.87 | 82.362 | 1.741 | 78.543 | 71.004 | 0.071004 | 0.012986 | 12 | 5 | 8 | 4.8704e-05 | 8.9035e-06
12 | 6 | 9 | 0 | 22 | 0 | 0.7 | 0.87 | 20.805 | 0.687 | 20.312 | 14.836 | 0.014836 | 0.027139 | 12 | 5 | 9 | 1.0176e-05 | 1.8607e-05
12 | 6 | 10 | 10 | 138 | 0 | 0.8 | 0.87 | 144.581 | 4.647 | 149.473 | 139.42 | 0.13942 | 0.21287 | 12 | 5 | 10 | 9.5633e-05 | 0.00014595
12 | 6 | 11 | 19 | 170 | 0 | 0.8 | 0.87 | 184.489 | 5.924 | 190.553 | 179.045 | 0.17904 | 0.097329 | 12 | 5 | 11 | 0.00012281 | 6.6731e-05
12 | 6 | 12 | 0 | 147 | 0 | 0.8 | 0.87 | 144.856 | 4.646 | 148.61 | 138.587 | 0.13859 | 0.058917 | 12 | 5 | 12 | 9.5061e-05 | 4.0395e-05
12 | 6 | 13 | 0 | 57 | 0 | 0.8 | 0.87 | 54.032 | 1.734 | 54.233 | 47.555 | 0.047555 | 0.041894 | 12 | 5 | 13 | 3.2619e-05 | 2.8723e-05
12 | 6 | 14 | 0 | 74 | 0 | 0.7 | 0.87 | 70.289 | 2.32 | 71.408 | 64.121 | 0.064121 | 0.07372 | 12 | 5 | 14 | 4.3983e-05 | 5.0544e-05
12 | 6 | 15 | 0 | 50 | 0 | 0.6 | 0.87 | 47.376 | 1.608 | 47.604 | 41.161 | 0.041161 | 0.036077 | 12 | 5 | 15 | 2.8234e-05 | 2.4735e-05
12 | 6 | 16 | 0 | 23 | -1 | 0.5 | 0.87 | 21.767 | -0.25 | 20.273 | 14.798 | 0.014798 | 0.004059 | 12 | 5 | 16 | 1.015e-05 | 2.7829e-06
12 | 6 | 17 | 0 | 0 | -1 | 0.5 | 0.87 | 0 | -1 | 0 | 0 | 0 | 0 | 12 | 5 | 17 | 0 | 0
12 | 6 | 18 | 0 | 0 | -2 | 0.4 | 0.87 | 0 | -2 | 0 | 0 | 0 | 0 | 12 | 5 | 18 | 0 | 0
12 | 6 | 19 | 0 | 0 | -2 | 0.4 | 0.87 | 0 | -2 | 0 | 0 | 0 | 0 | 12 | 5 | 19 | 0 | 0
12 | 6 | 20 | 0 | 0 | -3 | 0.4 | 0.87 | 0 | -3 | 0 | 0 | 0 | 0 | 12 | 5 | 20 | 0 | 0
12 | 6 | 21 | 0 | 0 | -3 | 0.4 | 0.87 | 0 | -3 | 0 | 0 | 0 | 0 | 12 | 5 | 21 | 0 | 0
12 | 6 | 22 | 0 | 0 | -3 | 0.4 | 0.87 | 0 | -3 | 0 | 0 | 0 | 0 | 12 | 5 | 22 | 0 | 0
12 | 6 | 23 | 0 | 0 | -3 | 0.5 | 0.87 | 0 | -3 | 0 | 0 | 0 | 0 | 12 | 5 | 23 | 0 | 0
12 | 7 | 0 | 0 | 0 | -4 | 0.4 | 0.87 | 0 | -4 | 0 | 0 | 0 | 0 | 12 | 6 | 0 | 0 | 0
12 | 7 | 1 | 0 | 0 | -4 | 0.4 | 0.87 | 0 | -4 | 0 | 0 | 0 | 0 | 12 | 6 | 1 | 0 | 0
12 | 7 | 2 | 0 | 0 | -5 | 0.4 | 0.87 | 0 | -5 | 0 | 0 | 0 | 0 | 12 | 6 | 2 | 0 | 0
12 | 7 | 3 | 0 | 0 | -6 | 0.4 | 0.87 | 0 | -6 | 0 | 0 | 0 | 0 | 12 | 6 | 3 | 0 | 0
12 | 7 | 4 | 0 | 0 | -7 | 0.4 | 0.87 | 0 | -7 | 0 | 0 | 0 | 0 | 12 | 6 | 4 | 0 | 0
12 | 7 | 5 | 0 | 0 | -8 | 0.4 | 0.87 | 0 | -8 | 0 | 0 | 0 | 0 | 12 | 6 | 5 | 0 | 0
12 | 7 | 6 | 0 | 0 | -10 | 0.4 | 0.87 | 0 | -10 | 0 | 0 | 0 | 0 | 12 | 6 | 6 | 0 | 0
12 | 7 | 7 | 0 | 0 | -11 | 0.4 | 0.87 | 0 | -11 | 0 | 0 | 0 | 0 | 12 | 6 | 7 | 0 | 0
12 | 7 | 8 | 485 | 37 | -9 | 0.4 | 0.87 | 198.657 | -2.066 | 190.845 | 179.326 | 0.17933 | 0.071004 | 12 | 6 | 8 | 0.00012301 | 4.8682e-05
12 | 7 | 9 | 733 | 65 | -5 | 0.5 | 0.87 | 453.138 | 10.918 | 479.972 | 458.208 | 0.45821 | 0.014836 | 12 | 6 | 9 | 0.0003143 | 1.0172e-05
12 | 7 | 10 | 841 | 82 | -3 | 0.6 | 0.87 | 643.64 | 18.996 | 666.505 | 638.132 | 0.63813 | 0.13942 | 12 | 6 | 10 | 0.00043771 | 9.5589e-05
12 | 7 | 11 | 888 | 92 | -2 | 0.6 | 0.87 | 764.976 | 24.113 | 773.605 | 741.436 | 0.74144 | 0.17904 | 12 | 6 | 11 | 0.00050857 | 0.00012276
12 | 7 | 12 | 900 | 97 | -2 | 0.5 | 0.87 | 806.813 | 26.328 | 807.444 | 774.077 | 0.77408 | 0.13859 | 12 | 6 | 12 | 0.00053096 | 9.5018e-05
12 | 7 | 13 | 882 | 95 | -2 | 0.5 | 0.87 | 763.418 | 24.816 | 769.945 | 737.906 | 0.73791 | 0.047555 | 12 | 6 | 13 | 0.00050615 | 3.2605e-05
12 | 7 | 14 | 831 | 86 | -2 | 0.4 | 0.87 | 640.605 | 21.202 | 657.892 | 629.824 | 0.62982 | 0.064121 | 12 | 6 | 14 | 0.00043202 | 4.3963e-05
12 | 7 | 15 | 725 | 68 | -3 | 0.3 | 0.87 | 451.367 | 13.832 | 472.763 | 451.255 | 0.45126 | 0.041161 | 12 | 6 | 15 | 0.00030953 | 2.8221e-05
12 | 7 | 16 | 0 | 38 | -5 | 0.4 | 0.87 | 38.147 | -3.647 | 36.843 | 30.781 | 0.030781 | 0.014798 | 12 | 6 | 16 | 2.1114e-05 | 1.0146e-05
12 | 7 | 17 | 0 | 0 | -7 | 0.5 | 0.87 | 0 | -7 | 0 | 0 | 0 | 0 | 12 | 6 | 17 | 0 | 0
12 | 7 | 18 | 0 | 0 | -8 | 0.4 | 0.87 | 0 | -8 | 0 | 0 | 0 | 0 | 12 | 6 | 18 | 0 | 0
12 | 7 | 19 | 0 | 0 | -8 | 0.3 | 0.87 | 0 | -8 | 0 | 0 | 0 | 0 | 12 | 6 | 19 | 0 | 0
12 | 7 | 20 | 0 | 0 | -8 | 0.4 | 0.87 | 0 | -8 | 0 | 0 | 0 | 0 | 12 | 6 | 20 | 0 | 0
12 | 7 | 21 | 0 | 0 | -8 | 0.4 | 0.87 | 0 | -8 | 0 | 0 | 0 | 0 | 12 | 6 | 21 | 0 | 0
12 | 7 | 22 | 0 | 0 | -8 | 0.4 | 0.87 | 0 | -8 | 0 | 0 | 0 | 0 | 12 | 6 | 22 | 0 | 0
12 | 7 | 23 | 0 | 0 | -7 | 0.4 | 0.87 | 0 | -7 | 0 | 0 | 0 | 0 | 12 | 6 | 23 | 0 | 0
12 | 8 | 0 | 0 | 0 | -7 | 0.4 | 0.87 | 0 | -7 | 0 | 0 | 0 | 0 | 12 | 7 | 0 | 0 | 0
12 | 8 | 1 | 0 | 0 | -7 | 0.4 | 0.87 | 0 | -7 | 0 | 0 | 0 | 0 | 12 | 7 | 1 | 0 | 0
12 | 8 | 2 | 0 | 0 | -6 | 0.4 | 0.87 | 0 | -6 | 0 | 0 | 0 | 0 | 12 | 7 | 2 | 0 | 0
12 | 8 | 3 | 0 | 0 | -6 | 0.4 | 0.87 | 0 | -6 | 0 | 0 | 0 | 0 | 12 | 7 | 3 | 0 | 0
12 | 8 | 4 | 0 | 0 | -6 | 0.4 | 0.87 | 0 | -6 | 0 | 0 | 0 | 0 | 12 | 7 | 4 | 0 | 0
12 | 8 | 5 | 0 | 0 | -6 | 0.5 | 0.87 | 0 | -6 | 0 | 0 | 0 | 0 | 12 | 7 | 5 | 0 | 0
12 | 8 | 6 | 0 | 0 | -5 | 0.5 | 0.87 | 0 | -5 | 0 | 0 | 0 | 0 | 12 | 7 | 6 | 0 | 0
12 | 8 | 7 | 0 | 0 | -5 | 0.5 | 0.87 | 0 | -5 | 0 | 0 | 0 | 0 | 12 | 7 | 7 | 0 | 0
12 | 8 | 8 | 0 | 22 | -4 | 0.6 | 0.87 | 20.818 | -3.304 | 19.581 | 14.131 | 0.014131 | 0.17933 | 12 | 7 | 8 | 9.6929e-06 | 0.00012295
12 | 8 | 9 | 84 | 104 | -3 | 0.7 | 0.87 | 159.39 | 2.273 | 167.86 | 157.156 | 0.15716 | 0.45821 | 12 | 7 | 9 | 0.0001078 | 0.00031416
12 | 8 | 10 | 0 | 102 | -2 | 0.8 | 0.87 | 99.276 | 1.19 | 102.569 | 94.179 | 0.094179 | 0.63813 | 12 | 7 | 10 | 6.46e-05 | 0.00043752
12 | 8 | 11 | 0 | 122 | -1 | 0.8 | 0.87 | 118.951 | 2.817 | 122.334 | 113.243 | 0.11324 | 0.74144 | 12 | 7 | 11 | 7.7677e-05 | 0.00050834
12 | 8 | 12 | 0 | 133 | 0 | 0.7 | 0.87 | 130.076 | 4.287 | 133.191 | 123.715 | 0.12372 | 0.77408 | 12 | 7 | 12 | 8.486e-05 | 0.00053072
12 | 8 | 13 | 553 | 193 | 0 | 0.6 | 0.87 | 635.159 | 21.647 | 644.695 | 617.095 | 0.6171 | 0.73791 | 12 | 7 | 13 | 0.00042328 | 0.00050592
12 | 8 | 14 | 448 | 183 | 0 | 0.6 | 0.87 | 501.145 | 17.092 | 517.905 | 494.797 | 0.4948 | 0.62982 | 12 | 7 | 14 | 0.0003394 | 0.00043182
12 | 8 | 15 | 343 | 131 | 0 | 0.5 | 0.87 | 327.769 | 11.493 | 342.158 | 325.278 | 0.32528 | 0.45126 | 12 | 7 | 15 | 0.00022312 | 0.00030939
12 | 8 | 16 | 130 | 56 | 0 | 0.4 | 0.87 | 114.88 | 4.043 | 109.033 | 100.414 | 0.10041 | 0.030781 | 12 | 7 | 16 | 6.8877e-05 | 2.1104e-05
12 | 8 | 17 | 0 | 0 | 0 | 0.4 | 0.87 | 0 | 0 | 0 | 0 | 0 | 0 | 12 | 7 | 17 | 0 | 0
12 | 8 | 18 | 0 | 0 | 0 | 0.5 | 0.87 | 0 | 0 | 0 | 0 | 0 | 0 | 12 | 7 | 18 | 0 | 0
12 | 8 | 19 | 0 | 0 | 0 | 0.4 | 0.87 | 0 | 0 | 0 | 0 | 0 | 0 | 12 | 7 | 19 | 0 | 0
12 | 8 | 20 | 0 | 0 | 0 | 0.3 | 0.87 | 0 | 0 | 0 | 0 | 0 | 0 | 12 | 7 | 20 | 0 | 0
12 | 8 | 21 | 0 | 0 | 0 | 0.4 | 0.87 | 0 | 0 | 0 | 0 | 0 | 0 | 12 | 7 | 21 | 0 | 0
12 | 8 | 22 | 0 | 0 | 0 | 0.5 | 0.87 | 0 | 0 | 0 | 0 | 0 | 0 | 12 | 7 | 22 | 0 | 0
12 | 8 | 23 | 0 | 0 | 0 | 0.6 | 0.87 | 0 | 0 | 0 | 0 | 0 | 0 | 12 | 7 | 23 | 0 | 0
12 | 9 | 0 | 0 | 0 | 0 | 0.6 | 0.87 | 0 | 0 | 0 | 0 | 0 | 0 | 12 | 8 | 0 | 0 | 0
12 | 9 | 1 | 0 | 0 | 0 | 0.6 | 0.87 | 0 | 0 | 0 | 0 | 0 | 0 | 12 | 8 | 1 | 0 | 0
12 | 9 | 2 | 0 | 0 | 0 | 0.5 | 0.87 | 0 | 0 | 0 | 0 | 0 | 0 | 12 | 8 | 2 | 0 | 0
12 | 9 | 3 | 0 | 0 | 0 | 0.4 | 0.87 | 0 | 0 | 0 | 0 | 0 | 0 | 12 | 8 | 3 | 0 | 0
12 | 9 | 4 | 0 | 0 | 0 | 0.5 | 0.87 | 0 | 0 | 0 | 0 | 0 | 0 | 12 | 8 | 4 | 0 | 0
12 | 9 | 5 | 0 | 0 | 0 | 0.5 | 0.87 | 0 | 0 | 0 | 0 | 0 | 0 | 12 | 8 | 5 | 0 | 0
12 | 9 | 6 | 0 | 0 | -1 | 0.4 | 0.87 | 0 | -1 | 0 | 0 | 0 | 0 | 12 | 8 | 6 | 0 | 0
12 | 9 | 7 | 0 | 0 | -2 | 0.4 | 0.87 | 0 | -2 | 0 | 0 | 0 | 0 | 12 | 8 | 7 | 0 | 0
12 | 9 | 8 | 282 | 49 | -2 | 0.4 | 0.87 | 148.797 | 3.203 | 139.847 | 130.136 | 0.13014 | 0.014131 | 12 | 8 | 8 | 8.9264e-05 | 9.6885e-06
12 | 9 | 9 | 0 | 43 | -1 | 0.6 | 0.87 | 40.724 | 0.382 | 40.875 | 34.67 | 0.03467 | 0.15716 | 12 | 8 | 9 | 2.3781e-05 | 0.00010775
12 | 9 | 10 | 0 | 84 | -1 | 0.7 | 0.87 | 80.531 | 1.658 | 82.451 | 74.773 | 0.074773 | 0.094179 | 12 | 8 | 10 | 5.1289e-05 | 6.4571e-05
12 | 9 | 11 | 0 | 96 | 0 | 0.8 | 0.87 | 92.047 | 2.954 | 93.793 | 85.713 | 0.085713 | 0.11324 | 12 | 8 | 11 | 5.8793e-05 | 7.7642e-05
12 | 9 | 12 | 0 | 143 | 0 | 0.8 | 0.87 | 140.732 | 4.514 | 144.366 | 134.495 | 0.1345 | 0.12372 | 12 | 8 | 12 | 9.2254e-05 | 8.4821e-05
12 | 9 | 13 | 2 | 150 | -1 | 0.8 | 0.87 | 150.388 | 3.827 | 155.318 | 145.058 | 0.14506 | 0.6171 | 12 | 8 | 13 | 9.95e-05 | 0.00042309
12 | 9 | 14 | 0 | 85 | -1 | 0.7 | 0.87 | 81.538 | 1.692 | 83.501 | 75.786 | 0.075786 | 0.4948 | 12 | 8 | 14 | 5.1984e-05 | 0.00033924
12 | 9 | 15 | 0 | 51 | -1 | 0.6 | 0.87 | 48.327 | 0.641 | 48.783 | 42.298 | 0.042298 | 0.32528 | 12 | 8 | 15 | 2.9014e-05 | 0.00022302
12 | 9 | 16 | 275 | 50 | -2 | 0.4 | 0.87 | 156.055 | 3.466 | 147.557 | 137.572 | 0.13757 | 0.10041 | 12 | 8 | 16 | 9.4365e-05 | 6.8846e-05
12 | 9 | 17 | 0 | 0 | -4 | 0.3 | 0.87 | 0 | -4 | 0 | 0 | 0 | 0 | 12 | 8 | 17 | 0 | 0
12 | 9 | 18 | 0 | 0 | -5 | 0.3 | 0.87 | 0 | -5 | 0 | 0 | 0 | 0 | 12 | 8 | 18 | 0 | 0
12 | 9 | 19 | 0 | 0 | -5 | 0.3 | 0.87 | 0 | -5 | 0 | 0 | 0 | 0 | 12 | 8 | 19 | 0 | 0
12 | 9 | 20 | 0 | 0 | -5 | 0.3 | 0.87 | 0 | -5 | 0 | 0 | 0 | 0 | 12 | 8 | 20 | 0 | 0
12 | 9 | 21 | 0 | 0 | -6 | 0.6 | 0.87 | 0 | -6 | 0 | 0 | 0 | 0 | 12 | 8 | 21 | 0 | 0
12 | 9 | 22 | 0 | 0 | -6 | 0.7 | 0.87 | 0 | -6 | 0 | 0 | 0 | 0 | 12 | 8 | 22 | 0 | 0
12 | 9 | 23 | 0 | 0 | -7 | 0.6 | 0.87 | 0 | -7 | 0 | 0 | 0 | 0 | 12 | 8 | 23 | 0 | 0
12 | 10 | 0 | 0 | 0 | -7 | 0.6 | 0.87 | 0 | -7 | 0 | 0 | 0 | 0 | 12 | 9 | 0 | 0 | 0
12 | 10 | 1 | 0 | 0 | -8 | 0.7 | 0.87 | 0 | -8 | 0 | 0 | 0 | 0 | 12 | 9 | 1 | 0 | 0
12 | 10 | 2 | 0 | 0 | -9 | 0.8 | 0.87 | 0 | -9 | 0 | 0 | 0 | 0 | 12 | 9 | 2 | 0 | 0
12 | 10 | 3 | 0 | 0 | -9 | 0.7 | 0.87 | 0 | -9 | 0 | 0 | 0 | 0 | 12 | 9 | 3 | 0 | 0
12 | 10 | 4 | 0 | 0 | -9 | 0.6 | 0.87 | 0 | -9 | 0 | 0 | 0 | 0 | 12 | 9 | 4 | 0 | 0
12 | 10 | 5 | 0 | 0 | -9 | 0.5 | 0.87 | 0 | -9 | 0 | 0 | 0 | 0 | 12 | 9 | 5 | 0 | 0
12 | 10 | 6 | 0 | 0 | -9 | 0.3 | 0.87 | 0 | -9 | 0 | 0 | 0 | 0 | 12 | 9 | 6 | 0 | 0
12 | 10 | 7 | 0 | 0 | -8 | 0.3 | 0.87 | 0 | -8 | 0 | 0 | 0 | 0 | 12 | 9 | 7 | 0 | 0
12 | 10 | 8 | 255 | 48 | -7 | 0.3 | 0.87 | 138.625 | -2.007 | 132.2 | 122.76 | 0.12276 | 0.13014 | 12 | 9 | 8 | 8.4205e-05 | 8.9224e-05
12 | 10 | 9 | 666 | 75 | -5 | 0.5 | 0.87 | 426.382 | 9.967 | 451.557 | 430.8 | 0.4308 | 0.03467 | 12 | 9 | 9 | 0.0002955 | 2.377e-05
12 | 10 | 10 | 839 | 83 | -4 | 0.7 | 0.87 | 638.572 | 17.225 | 665.709 | 637.364 | 0.63736 | 0.074773 | 12 | 9 | 10 | 0.00043719 | 5.1266e-05
12 | 10 | 11 | 905 | 87 | -4 | 0.8 | 0.87 | 767.489 | 20.802 | 786.164 | 753.551 | 0.75355 | 0.085713 | 12 | 9 | 11 | 0.00051688 | 5.8766e-05
12 | 10 | 12 | 919 | 89 | -3 | 0.9 | 0.87 | 809.08 | 22.454 | 821.985 | 788.103 | 0.7881 | 0.1345 | 12 | 9 | 12 | 0.00054058 | 9.2212e-05
12 | 10 | 13 | 898 | 89 | -3 | 1 | 0.87 | 766.656 | 20.517 | 785.976 | 753.369 | 0.75337 | 0.14506 | 12 | 9 | 13 | 0.00051676 | 9.9455e-05
12 | 10 | 14 | 840 | 83 | -3 | 1 | 0.87 | 642.778 | 16.738 | 671.187 | 642.648 | 0.64265 | 0.075786 | 12 | 9 | 14 | 0.00044081 | 5.196e-05
12 | 10 | 15 | 710 | 71 | -3 | 1 | 0.87 | 448.006 | 10.739 | 474.454 | 452.886 | 0.45289 | 0.042298 | 12 | 9 | 15 | 0.00031065 | 2.9e-05
12 | 10 | 16 | 415 | 43 | -3 | 0.9 | 0.87 | 190.792 | 2.795 | 180.095 | 168.958 | 0.16896 | 0.13757 | 12 | 9 | 16 | 0.00011589 | 9.4322e-05
12 | 10 | 17 | 0 | 0 | -4 | 0.8 | 0.87 | 0 | -4 | 0 | 0 | 0 | 0 | 12 | 9 | 17 | 0 | 0
12 | 10 | 18 | 0 | 0 | -4 | 0.6 | 0.87 | 0 | -4 | 0 | 0 | 0 | 0 | 12 | 9 | 18 | 0 | 0
12 | 10 | 19 | 0 | 0 | -6 | 0.4 | 0.87 | 0 | -6 | 0 | 0 | 0 | 0 | 12 | 9 | 19 | 0 | 0
12 | 10 | 20 | 0 | 0 | -9 | 0.4 | 0.87 | 0 | -9 | 0 | 0 | 0 | 0 | 12 | 9 | 20 | 0 | 0
12 | 10 | 21 | 0 | 0 | -10 | 0.6 | 0.87 | 0 | -10 | 0 | 0 | 0 | 0 | 12 | 9 | 21 | 0 | 0
12 | 10 | 22 | 0 | 0 | -11 | 0.5 | 0.87 | 0 | -11 | 0 | 0 | 0 | 0 | 12 | 9 | 22 | 0 | 0
12 | 10 | 23 | 0 | 0 | -10 | 0.4 | 0.87 | 0 | -10 | 0 | 0 | 0 | 0 | 12 | 9 | 23 | 0 | 0
12 | 11 | 0 | 0 | 0 | -10 | 0.4 | 0.87 | 0 | -10 | 0 | 0 | 0 | 0 | 12 | 10 | 0 | 0 | 0
12 | 11 | 1 | 0 | 0 | -10 | 0.7 | 0.87 | 0 | -10 | 0 | 0 | 0 | 0 | 12 | 10 | 1 | 0 | 0
12 | 11 | 2 | 0 | 0 | -10 | 0.9 | 0.87 | 0 | -10 | 0 | 0 | 0 | 0 | 12 | 10 | 2 | 0 | 0
12 | 11 | 3 | 0 | 0 | -11 | 0.9 | 0.87 | 0 | -11 | 0 | 0 | 0 | 0 | 12 | 10 | 3 | 0 | 0
12 | 11 | 4 | 0 | 0 | -12 | 1 | 0.87 | 0 | -12 | 0 | 0 | 0 | 0 | 12 | 10 | 4 | 0 | 0
12 | 11 | 5 | 0 | 0 | -13 | 1.1 | 0.87 | 0 | -13 | 0 | 0 | 0 | 0 | 12 | 10 | 5 | 0 | 0
12 | 11 | 6 | 0 | 0 | -14 | 1 | 0.87 | 0 | -14 | 0 | 0 | 0 | 0 | 12 | 10 | 6 | 0 | 0
12 | 11 | 7 | 0 | 0 | -13 | 0.7 | 0.87 | 0 | -13 | 0 | 0 | 0 | 0 | 12 | 10 | 7 | 0 | 0
12 | 11 | 8 | 398 | 38 | -10 | 0.4 | 0.87 | 164.026 | -4.302 | 155.546 | 145.278 | 0.14528 | 0.12276 | 12 | 10 | 8 | 9.9651e-05 | 8.4167e-05
12 | 11 | 9 | 667 | 71 | -6 | 0.5 | 0.87 | 421.216 | 8.784 | 447.691 | 427.071 | 0.42707 | 0.4308 | 12 | 10 | 9 | 0.00029294 | 0.00029536
12 | 11 | 10 | 778 | 92 | -3 | 0.7 | 0.87 | 612.529 | 17.356 | 637.755 | 610.4 | 0.6104 | 0.63736 | 12 | 10 | 10 | 0.00041869 | 0.00043699
12 | 11 | 11 | 826 | 105 | -1 | 0.8 | 0.87 | 733.758 | 22.706 | 745.824 | 714.64 | 0.71464 | 0.75355 | 12 | 10 | 11 | 0.00049019 | 0.00051665
12 | 11 | 12 | 842 | 109 | 0 | 0.9 | 0.87 | 777.25 | 24.446 | 783.315 | 750.803 | 0.7508 | 0.7881 | 12 | 10 | 12 | 0.000515 | 0.00054034
12 | 11 | 13 | 836 | 103 | 0 | 0.9 | 0.87 | 741.271 | 23.325 | 751.671 | 720.28 | 0.72028 | 0.75337 | 12 | 10 | 13 | 0.00049406 | 0.00051652
12 | 11 | 14 | 770 | 97 | 0 | 0.8 | 0.87 | 617.81 | 19.98 | 636.821 | 609.5 | 0.6095 | 0.64265 | 12 | 10 | 14 | 0.00041807 | 0.00044061
12 | 11 | 15 | 605 | 86 | 0 | 0.7 | 0.87 | 411.744 | 13.663 | 430.423 | 410.415 | 0.41042 | 0.45289 | 12 | 10 | 15 | 0.00028152 | 0.00031051
12 | 11 | 16 | 0 | 35 | 0 | 0.6 | 0.87 | 34.511 | 1.155 | 32.568 | 26.657 | 0.026657 | 0.16896 | 12 | 10 | 16 | 1.8285e-05 | 0.00011584
12 | 11 | 17 | 0 | 0 | -1 | 0.6 | 0.87 | 0 | -1 | 0 | 0 | 0 | 0 | 12 | 10 | 17 | 0 | 0
12 | 11 | 18 | 0 | 0 | -3 | 0.6 | 0.87 | 0 | -3 | 0 | 0 | 0 | 0 | 12 | 10 | 18 | 0 | 0
12 | 11 | 19 | 0 | 0 | -4 | 0.6 | 0.87 | 0 | -4 | 0 | 0 | 0 | 0 | 12 | 10 | 19 | 0 | 0
12 | 11 | 20 | 0 | 0 | -6 | 0.5 | 0.87 | 0 | -6 | 0 | 0 | 0 | 0 | 12 | 10 | 20 | 0 | 0
12 | 11 | 21 | 0 | 0 | -9 | 0.4 | 0.87 | 0 | -9 | 0 | 0 | 0 | 0 | 12 | 10 | 21 | 0 | 0
12 | 11 | 22 | 0 | 0 | -11 | 0.4 | 0.87 | 0 | -11 | 0 | 0 | 0 | 0 | 12 | 10 | 22 | 0 | 0
12 | 11 | 23 | 0 | 0 | -13 | 0.5 | 0.87 | 0 | -13 | 0 | 0 | 0 | 0 | 12 | 10 | 23 | 0 | 0
12 | 12 | 0 | 0 | 0 | -14 | 0.9 | 0.87 | 0 | -14 | 0 | 0 | 0 | 0 | 12 | 11 | 0 | 0 | 0
12 | 12 | 1 | 0 | 0 | -15 | 1.2 | 0.87 | 0 | -15 | 0 | 0 | 0 | 0 | 12 | 11 | 1 | 0 | 0
12 | 12 | 2 | 0 | 0 | -15 | 1.3 | 0.87 | 0 | -15 | 0 | 0 | 0 | 0 | 12 | 11 | 2 | 0 | 0
12 | 12 | 3 | 0 | 0 | -15 | 1.2 | 0.87 | 0 | -15 | 0 | 0 | 0 | 0 | 12 | 11 | 3 | 0 | 0
12 | 12 | 4 | 0 | 0 | -14 | 1.1 | 0.87 | 0 | -14 | 0 | 0 | 0 | 0 | 12 | 11 | 4 | 0 | 0
12 | 12 | 5 | 0 | 0 | -14 | 1.1 | 0.87 | 0 | -14 | 0 | 0 | 0 | 0 | 12 | 11 | 5 | 0 | 0
12 | 12 | 6 | 0 | 0 | -14 | 1.1 | 0.87 | 0 | -14 | 0 | 0 | 0 | 0 | 12 | 11 | 6 | 0 | 0
12 | 12 | 7 | 0 | 0 | -15 | 1.1 | 0.87 | 0 | -15 | 0 | 0 | 0 | 0 | 12 | 11 | 7 | 0 | 0
12 | 12 | 8 | 527 | 31 | -14 | 1 | 0.87 | 186.156 | -8.544 | 177.176 | 166.142 | 0.16614 | 0.14528 | 12 | 11 | 8 | 0.00011396 | 9.9605e-05
12 | 12 | 9 | 772 | 56 | -12 | 0.7 | 0.87 | 451.345 | 2.974 | 490.293 | 468.164 | 0.46816 | 0.42707 | 12 | 11 | 9 | 0.00032113 | 0.00029281
12 | 12 | 10 | 870 | 70 | -9 | 0.5 | 0.87 | 640.69 | 13.539 | 677.426 | 648.666 | 0.64867 | 0.6104 | 12 | 11 | 10 | 0.00044494 | 0.0004185
12 | 12 | 11 | 535 | 134 | -7 | 0.6 | 0.87 | 552.338 | 11.837 | 582.036 | 556.655 | 0.55666 | 0.71464 | 12 | 11 | 11 | 0.00038183 | 0.00048997
12 | 12 | 12 | 911 | 85 | -6 | 0.6 | 0.87 | 796.834 | 21.194 | 813.642 | 780.056 | 0.78006 | 0.7508 | 12 | 11 | 12 | 0.00053506 | 0.00051476
12 | 12 | 13 | 862 | 92 | -6 | 0.7 | 0.87 | 743.298 | 18.678 | 767.199 | 735.257 | 0.73526 | 0.72028 | 12 | 11 | 13 | 0.00050434 | 0.00049384
12 | 12 | 14 | 813 | 82 | -6 | 0.7 | 0.87 | 624.704 | 14.763 | 656.932 | 628.898 | 0.6289 | 0.6095 | 12 | 11 | 14 | 0.00043138 | 0.00041788
12 | 12 | 15 | 700 | 66 | -6 | 0.6 | 0.87 | 438.342 | 8.963 | 467.256 | 445.943 | 0.44594 | 0.41042 | 12 | 11 | 15 | 0.00030589 | 0.00028139
12 | 12 | 16 | 446 | 37 | -7 | 0.5 | 0.87 | 196.172 | -0.351 | 187.335 | 175.94 | 0.17594 | 0.026657 | 12 | 11 | 16 | 0.00012068 | 1.8277e-05
12 | 12 | 17 | 0 | 0 | -10 | 0.4 | 0.87 | 0 | -10 | 0 | 0 | 0 | 0 | 12 | 11 | 17 | 0 | 0
12 | 12 | 18 | 0 | 0 | -11 | 0.5 | 0.87 | 0 | -11 | 0 | 0 | 0 | 0 | 12 | 11 | 18 | 0 | 0
12 | 12 | 19 | 0 | 0 | -12 | 0.5 | 0.87 | 0 | -12 | 0 | 0 | 0 | 0 | 12 | 11 | 19 | 0 | 0
12 | 12 | 20 | 0 | 0 | -12 | 0.5 | 0.87 | 0 | -12 | 0 | 0 | 0 | 0 | 12 | 11 | 20 | 0 | 0
12 | 12 | 21 | 0 | 0 | -12 | 0.6 | 0.87 | 0 | -12 | 0 | 0 | 0 | 0 | 12 | 11 | 21 | 0 | 0
12 | 12 | 22 | 0 | 0 | -12 | 0.8 | 0.87 | 0 | -12 | 0 | 0 | 0 | 0 | 12 | 11 | 22 | 0 | 0
12 | 12 | 23 | 0 | 0 | -13 | 0.7 | 0.87 | 0 | -13 | 0 | 0 | 0 | 0 | 12 | 11 | 23 | 0 | 0
12 | 13 | 0 | 0 | 0 | -12 | 0.6 | 0.87 | 0 | -12 | 0 | 0 | 0 | 0 | 12 | 12 | 0 | 0 | 0
12 | 13 | 1 | 0 | 0 | -11 | 0.5 | 0.87 | 0 | -11 | 0 | 0 | 0 | 0 | 12 | 12 | 1 | 0 | 0
12 | 13 | 2 | 0 | 0 | -11 | 0.5 | 0.87 | 0 | -11 | 0 | 0 | 0 | 0 | 12 | 12 | 2 | 0 | 0
12 | 13 | 3 | 0 | 0 | -11 | 0.5 | 0.87 | 0 | -11 | 0 | 0 | 0 | 0 | 12 | 12 | 3 | 0 | 0
12 | 13 | 4 | 0 | 0 | -12 | 0.5 | 0.87 | 0 | -12 | 0 | 0 | 0 | 0 | 12 | 12 | 4 | 0 | 0
12 | 13 | 5 | 0 | 0 | -12 | 0.5 | 0.87 | 0 | -12 | 0 | 0 | 0 | 0 | 12 | 12 | 5 | 0 | 0
12 | 13 | 6 | 0 | 0 | -12 | 0.4 | 0.87 | 0 | -12 | 0 | 0 | 0 | 0 | 12 | 12 | 6 | 0 | 0
12 | 13 | 7 | 0 | 0 | -11 | 0.4 | 0.87 | 0 | -11 | 0 | 0 | 0 | 0 | 12 | 12 | 7 | 0 | 0
12 | 13 | 8 | 156 | 35 | -8 | 0.4 | 0.87 | 93.046 | -4.758 | 87.654 | 79.792 | 0.079792 | 0.16614 | 12 | 12 | 8 | 5.4732e-05 | 0.00011391
12 | 13 | 9 | 654 | 69 | -5 | 0.5 | 0.87 | 410.06 | 9.388 | 434.177 | 414.037 | 0.41404 | 0.46816 | 12 | 12 | 9 | 0.000284 | 0.00032098
12 | 13 | 10 | 781 | 86 | -3 | 0.5 | 0.87 | 604.945 | 18.275 | 627.999 | 600.99 | 0.60099 | 0.64867 | 12 | 12 | 10 | 0.00041224 | 0.00044474
12 | 13 | 11 | 833 | 98 | -1 | 0.6 | 0.87 | 728.543 | 23.87 | 737.705 | 706.809 | 0.70681 | 0.55666 | 12 | 12 | 11 | 0.00048482 | 0.00038165
12 | 13 | 12 | 853 | 102 | 0 | 0.6 | 0.87 | 771.762 | 26.333 | 772.758 | 740.62 | 0.74062 | 0.78006 | 12 | 12 | 12 | 0.00050801 | 0.00053482
12 | 13 | 13 | 861 | 95 | 1 | 0.5 | 0.87 | 745.637 | 27.194 | 745.637 | 714.459 | 0.71446 | 0.73526 | 12 | 12 | 13 | 0.00049007 | 0.00050411
12 | 13 | 14 | 483 | 116 | 1 | 0.4 | 0.87 | 453.488 | 17.407 | 469.141 | 447.761 | 0.44776 | 0.6289 | 12 | 12 | 14 | 0.00030713 | 0.00043118
12 | 13 | 15 | 77 | 103 | 0 | 0.3 | 0.87 | 148.796 | 5.53 | 154.475 | 144.245 | 0.14425 | 0.44594 | 12 | 12 | 15 | 9.8942e-05 | 0.00030575
12 | 13 | 16 | 205 | 42 | 0 | 0.3 | 0.87 | 125.411 | 4.537 | 118.011 | 109.073 | 0.10907 | 0.17594 | 12 | 12 | 16 | 7.4817e-05 | 0.00012063
12 | 13 | 17 | 0 | 0 | -1 | 0.3 | 0.87 | 0 | -1 | 0 | 0 | 0 | 0 | 12 | 12 | 17 | 0 | 0
12 | 13 | 18 | 0 | 0 | 0 | 0.3 | 0.87 | 0 | 0 | 0 | 0 | 0 | 0 | 12 | 12 | 18 | 0 | 0
12 | 13 | 19 | 0 | 0 | 0 | 0.3 | 0.11 | 0 | 0 | 0 | 0 | 0 | 0 | 12 | 12 | 19 | 0 | 0
12 | 13 | 20 | 0 | 0 | 0 | 0.3 | 0.11 | 0 | 0 | 0 | 0 | 0 | 0 | 12 | 12 | 20 | 0 | 0
12 | 13 | 21 | 0 | 0 | 0 | 0.2 | 0.11 | 0 | 0 | 0 | 0 | 0 | 0 | 12 | 12 | 21 | 0 | 0
12 | 13 | 22 | 0 | 0 | 0 | 0.2 | 0.11 | 0 | 0 | 0 | 0 | 0 | 0 | 12 | 12 | 22 | 0 | 0
12 | 13 | 23 | 0 | 0 | 0 | 0.2 | 0.11 | 0 | 0 | 0 | 0 | 0 | 0 | 12 | 12 | 23 | 0 | 0
12 | 14 | 0 | 0 | 0 | 0 | 0.3 | 0.11 | 0 | 0 | 0 | 0 | 0 | 0 | 12 | 13 | 0 | 0 | 0
12 | 14 | 1 | 0 | 0 | 0 | 0.3 | 0.11 | 0 | 0 | 0 | 0 | 0 | 0 | 12 | 13 | 1 | 0 | 0
12 | 14 | 2 | 0 | 0 | 0 | 0.3 | 0.11 | 0 | 0 | 0 | 0 | 0 | 0 | 12 | 13 | 2 | 0 | 0
12 | 14 | 3 | 0 | 0 | 0 | 0.3 | 0.11 | 0 | 0 | 0 | 0 | 0 | 0 | 12 | 13 | 3 | 0 | 0
12 | 14 | 4 | 0 | 0 | 0 | 0.4 | 0.11 | 0 | 0 | 0 | 0 | 0 | 0 | 12 | 13 | 4 | 0 | 0
12 | 14 | 5 | 0 | 0 | 0 | 0.5 | 0.11 | 0 | 0 | 0 | 0 | 0 | 0 | 12 | 13 | 5 | 0 | 0
12 | 14 | 6 | 0 | 0 | 0 | 0.5 | 0.11 | 0 | 0 | 0 | 0 | 0 | 0 | 12 | 13 | 6 | 0 | 0
12 | 14 | 7 | 0 | 0 | 0 | 0.5 | 0.11 | 0 | 0 | 0 | 0 | 0 | 0 | 12 | 13 | 7 | 0 | 0
12 | 14 | 8 | 0 | 6 | 0 | 0.6 | 0.11 | 5.546 | 0.185 | 4.764 | 0 | 0 | 0.079792 | 12 | 13 | 8 | 0 | 5.4707e-05
12 | 14 | 9 | 0 | 69 | 0 | 0.6 | 0.11 | 65.823 | 2.238 | 67.192 | 60.055 | 0.060055 | 0.41404 | 12 | 13 | 9 | 4.1194e-05 | 0.00028387
12 | 14 | 10 | 0 | 5 | 0 | 0.6 | 0.11 | 4.628 | 0.157 | 4.273 | 0 | 0 | 0.60099 | 12 | 13 | 10 | 0 | 0.00041205
12 | 14 | 11 | 0 | 7 | 0 | 0.5 | 0.11 | 6.483 | 0.227 | 6.048 | 1.077 | 0.001077 | 0.70681 | 12 | 13 | 11 | 7.3875e-07 | 0.0004846
12 | 14 | 12 | 0 | 14 | 0 | 0.5 | 0.11 | 12.973 | 0.453 | 12.432 | 7.236 | 0.007236 | 0.74062 | 12 | 13 | 12 | 4.9634e-06 | 0.00050778
12 | 14 | 13 | 0 | 16 | 0 | 0.5 | 0.11 | 14.825 | 0.518 | 14.306 | 9.043 | 0.009043 | 0.71446 | 12 | 13 | 13 | 6.2029e-06 | 0.00048985
12 | 14 | 14 | 0 | 14 | 0 | 0.4 | 0.11 | 12.965 | 0.467 | 12.497 | 7.298 | 0.007298 | 0.44776 | 12 | 13 | 14 | 5.0059e-06 | 0.00030699
12 | 14 | 15 | 383 | 104 | 0 | 0.4 | 0.11 | 318.671 | 11.526 | 334.424 | 317.818 | 0.31782 | 0.14425 | 12 | 13 | 15 | 0.000218 | 9.8897e-05
12 | 14 | 16 | 150 | 50 | 0 | 0.4 | 0.11 | 112.382 | 3.958 | 106.858 | 98.315 | 0.098315 | 0.10907 | 12 | 13 | 16 | 6.7437e-05 | 7.4783e-05
12 | 14 | 17 | 0 | 0 | 0 | 0.5 | 0.11 | 0 | 0 | 0 | 0 | 0 | 0 | 12 | 13 | 17 | 0 | 0
12 | 14 | 18 | 0 | 0 | 0 | 0.6 | 0.11 | 0 | 0 | 0 | 0 | 0 | 0 | 12 | 13 | 18 | 0 | 0
12 | 14 | 19 | 0 | 0 | 0 | 0.7 | 0.11 | 0 | 0 | 0 | 0 | 0 | 0 | 12 | 13 | 19 | 0 | 0
12 | 14 | 20 | 0 | 0 | 0 | 0.7 | 0.11 | 0 | 0 | 0 | 0 | 0 | 0 | 12 | 13 | 20 | 0 | 0
12 | 14 | 21 | 0 | 0 | 0 | 0.6 | 0.11 | 0 | 0 | 0 | 0 | 0 | 0 | 12 | 13 | 21 | 0 | 0
12 | 14 | 22 | 0 | 0 | 0 | 0.6 | 0.11 | 0 | 0 | 0 | 0 | 0 | 0 | 12 | 13 | 22 | 0 | 0
12 | 14 | 23 | 0 | 0 | 0 | 0.7 | 0.11 | 0 | 0 | 0 | 0 | 0 | 0 | 12 | 13 | 23 | 0 | 0
12 | 15 | 0 | 0 | 0 | -1 | 0.7 | 0.11 | 0 | -1 | 0 | 0 | 0 | 0 | 12 | 14 | 0 | 0 | 0
12 | 15 | 1 | 0 | 0 | -2 | 0.7 | 0.11 | 0 | -2 | 0 | 0 | 0 | 0 | 12 | 14 | 1 | 0 | 0
12 | 15 | 2 | 0 | 0 | -3 | 0.7 | 0.11 | 0 | -3 | 0 | 0 | 0 | 0 | 12 | 14 | 2 | 0 | 0
12 | 15 | 3 | 0 | 0 | -4 | 0.6 | 0.11 | 0 | -4 | 0 | 0 | 0 | 0 | 12 | 14 | 3 | 0 | 0
12 | 15 | 4 | 0 | 0 | -4 | 0.6 | 0.11 | 0 | -4 | 0 | 0 | 0 | 0 | 12 | 14 | 4 | 0 | 0
12 | 15 | 5 | 0 | 0 | -5 | 0.5 | 0.11 | 0 | -5 | 0 | 0 | 0 | 0 | 12 | 14 | 5 | 0 | 0
12 | 15 | 6 | 0 | 0 | -5 | 0.5 | 0.11 | 0 | -5 | 0 | 0 | 0 | 0 | 12 | 14 | 6 | 0 | 0
12 | 15 | 7 | 0 | 0 | -4 | 0.5 | 0.11 | 0 | -4 | 0 | 0 | 0 | 0 | 12 | 14 | 7 | 0 | 0
12 | 15 | 8 | 0 | 14 | -4 | 0.7 | 0.11 | 12.958 | -3.581 | 11.68 | 6.509 | 0.006509 | 0 | 12 | 14 | 8 | 4.4647e-06 | 0
12 | 15 | 9 | 0 | 49 | -3 | 0.9 | 0.11 | 45.464 | -1.575 | 46.462 | 40.06 | 0.04006 | 0.060055 | 12 | 14 | 9 | 2.7478e-05 | 4.1175e-05
12 | 15 | 10 | 0 | 56 | -3 | 1 | 0.11 | 51.968 | -1.412 | 53.388 | 46.74 | 0.04674 | 0 | 12 | 14 | 10 | 3.206e-05 | 0
12 | 15 | 11 | 0 | 84 | -3 | 1 | 0.11 | 78.301 | -0.61 | 81.028 | 73.401 | 0.073401 | 0.001077 | 12 | 14 | 11 | 5.0348e-05 | 7.3841e-07
12 | 15 | 12 | 25 | 182 | -3 | 1.1 | 0.11 | 198.56 | 2.912 | 209.021 | 196.859 | 0.19686 | 0.007236 | 12 | 14 | 12 | 0.00013503 | 4.9611e-06
12 | 15 | 13 | 800 | 92 | -3 | 1.1 | 0.11 | 690.351 | 17.671 | 717.898 | 687.704 | 0.6877 | 0.009043 | 12 | 14 | 13 | 0.00047172 | 6.2001e-06
12 | 15 | 14 | 755 | 81 | -3 | 1 | 0.11 | 584.605 | 14.967 | 616.157 | 589.568 | 0.58957 | 0.007298 | 12 | 14 | 14 | 0.0004044 | 5.0036e-06
12 | 15 | 15 | 69 | 103 | -3 | 0.9 | 0.11 | 142.618 | 1.478 | 150.861 | 140.759 | 0.14076 | 0.31782 | 12 | 14 | 15 | 9.6551e-05 | 0.0002179
12 | 15 | 16 | 365 | 40 | -4 | 0.7 | 0.11 | 173.453 | 1.574 | 165.639 | 155.014 | 0.15501 | 0.098315 | 12 | 14 | 16 | 0.00010633 | 6.7407e-05
12 | 15 | 17 | 0 | 0 | -4 | 0.5 | 0.11 | 0 | -4 | 0 | 0 | 0 | 0 | 12 | 14 | 17 | 0 | 0
12 | 15 | 18 | 0 | 0 | -5 | 0.5 | 0.11 | 0 | -5 | 0 | 0 | 0 | 0 | 12 | 14 | 18 | 0 | 0
12 | 15 | 19 | 0 | 0 | -5 | 0.5 | 0.87 | 0 | -5 | 0 | 0 | 0 | 0 | 12 | 14 | 19 | 0 | 0
12 | 15 | 20 | 0 | 0 | -5 | 0.5 | 0.87 | 0 | -5 | 0 | 0 | 0 | 0 | 12 | 14 | 20 | 0 | 0
12 | 15 | 21 | 0 | 0 | -5 | 0.4 | 0.87 | 0 | -5 | 0 | 0 | 0 | 0 | 12 | 14 | 21 | 0 | 0
12 | 15 | 22 | 0 | 0 | -5 | 0.4 | 0.87 | 0 | -5 | 0 | 0 | 0 | 0 | 12 | 14 | 22 | 0 | 0
12 | 15 | 23 | 0 | 0 | -6 | 0.4 | 0.87 | 0 | -6 | 0 | 0 | 0 | 0 | 12 | 14 | 23 | 0 | 0
12 | 16 | 0 | 0 | 0 | -6 | 0.4 | 0.87 | 0 | -6 | 0 | 0 | 0 | 0 | 12 | 15 | 0 | 0 | 0
12 | 16 | 1 | 0 | 0 | -6 | 0.4 | 0.87 | 0 | -6 | 0 | 0 | 0 | 0 | 12 | 15 | 1 | 0 | 0
12 | 16 | 2 | 0 | 0 | -5 | 0.4 | 0.87 | 0 | -5 | 0 | 0 | 0 | 0 | 12 | 15 | 2 | 0 | 0
12 | 16 | 3 | 0 | 0 | -5 | 0.5 | 0.87 | 0 | -5 | 0 | 0 | 0 | 0 | 12 | 15 | 3 | 0 | 0
12 | 16 | 4 | 0 | 0 | -4 | 0.6 | 0.87 | 0 | -4 | 0 | 0 | 0 | 0 | 12 | 15 | 4 | 0 | 0
12 | 16 | 5 | 0 | 0 | -4 | 0.7 | 0.87 | 0 | -4 | 0 | 0 | 0 | 0 | 12 | 15 | 5 | 0 | 0
12 | 16 | 6 | 0 | 0 | -4 | 0.7 | 0.87 | 0 | -4 | 0 | 0 | 0 | 0 | 12 | 15 | 6 | 0 | 0
12 | 16 | 7 | 0 | 0 | -4 | 0.6 | 0.87 | 0 | -4 | 0 | 0 | 0 | 0 | 12 | 15 | 7 | 0 | 0
12 | 16 | 8 | 0 | 12 | -3 | 0.4 | 0.87 | 11.339 | -2.602 | 9.991 | 4.881 | 0.004881 | 0.006509 | 12 | 15 | 8 | 3.348e-06 | 4.4627e-06
12 | 16 | 9 | 0 | 32 | -1 | 0.3 | 0.87 | 30.283 | 0.123 | 30.043 | 24.223 | 0.024223 | 0.04006 | 12 | 15 | 9 | 1.6615e-05 | 2.7466e-05
12 | 16 | 10 | 39 | 143 | 0 | 0.3 | 0.87 | 176.588 | 6.559 | 183.142 | 171.896 | 0.1719 | 0.04674 | 12 | 15 | 10 | 0.00011791 | 3.2046e-05
12 | 16 | 11 | 63 | 199 | 0 | 0.2 | 0.87 | 260.469 | 9.973 | 268.738 | 254.46 | 0.25446 | 0.073401 | 12 | 15 | 11 | 0.00017454 | 5.0325e-05
12 | 16 | 12 | 3 | 156 | 0 | 0.2 | 0.87 | 157.238 | 6.009 | 161.121 | 150.656 | 0.15066 | 0.19686 | 12 | 15 | 12 | 0.00010334 | 0.00013497
12 | 16 | 13 | 39 | 179 | 0 | 0.2 | 0.87 | 218.895 | 8.377 | 225.727 | 212.972 | 0.21297 | 0.6877 | 12 | 15 | 13 | 0.00014608 | 0.0004715
12 | 16 | 14 | 14 | 138 | 1 | 0.3 | 0.87 | 147.533 | 6.475 | 151.704 | 141.572 | 0.14157 | 0.58957 | 12 | 15 | 14 | 9.7109e-05 | 0.00040422
12 | 16 | 15 | 482 | 104 | 1 | 0.4 | 0.87 | 372.354 | 14.461 | 387.012 | 368.542 | 0.36854 | 0.14076 | 12 | 15 | 15 | 0.00025279 | 9.6507e-05
12 | 16 | 16 | 231 | 52 | 1 | 0.5 | 0.87 | 146.421 | 5.997 | 138.432 | 128.771 | 0.12877 | 0.15501 | 12 | 15 | 16 | 8.8328e-05 | 0.00010628
12 | 16 | 17 | 0 | 0 | 0 | 0.5 | 0.87 | 0 | 0 | 0 | 0 | 0 | 0 | 12 | 15 | 17 | 0 | 0
12 | 16 | 18 | 0 | 0 | 0 | 0.6 | 0.87 | 0 | 0 | 0 | 0 | 0 | 0 | 12 | 15 | 18 | 0 | 0
12 | 16 | 19 | 0 | 0 | 0 | 0.6 | 0.87 | 0 | 0 | 0 | 0 | 0 | 0 | 12 | 15 | 19 | 0 | 0
12 | 16 | 20 | 0 | 0 | -1 | 0.4 | 0.87 | 0 | -1 | 0 | 0 | 0 | 0 | 12 | 15 | 20 | 0 | 0
12 | 16 | 21 | 0 | 0 | -1 | 0.3 | 0.87 | 0 | -1 | 0 | 0 | 0 | 0 | 12 | 15 | 21 | 0 | 0
12 | 16 | 22 | 0 | 0 | -1 | 0.4 | 0.87 | 0 | -1 | 0 | 0 | 0 | 0 | 12 | 15 | 22 | 0 | 0
12 | 16 | 23 | 0 | 0 | -1 | 0.4 | 0.87 | 0 | -1 | 0 | 0 | 0 | 0 | 12 | 15 | 23 | 0 | 0
12 | 17 | 0 | 0 | 0 | -1 | 0.4 | 0.87 | 0 | -1 | 0 | 0 | 0 | 0 | 12 | 16 | 0 | 0 | 0
12 | 17 | 1 | 0 | 0 | -1 | 0.4 | 0.87 | 0 | -1 | 0 | 0 | 0 | 0 | 12 | 16 | 1 | 0 | 0
12 | 17 | 2 | 0 | 0 | -1 | 0.4 | 0.87 | 0 | -1 | 0 | 0 | 0 | 0 | 12 | 16 | 2 | 0 | 0
12 | 17 | 3 | 0 | 0 | -1 | 0.4 | 0.87 | 0 | -1 | 0 | 0 | 0 | 0 | 12 | 16 | 3 | 0 | 0
12 | 17 | 4 | 0 | 0 | -1 | 0.3 | 0.87 | 0 | -1 | 0 | 0 | 0 | 0 | 12 | 16 | 4 | 0 | 0
12 | 17 | 5 | 0 | 0 | -2 | 0.3 | 0.87 | 0 | -2 | 0 | 0 | 0 | 0 | 12 | 16 | 5 | 0 | 0
12 | 17 | 6 | 0 | 0 | -3 | 0.3 | 0.87 | 0 | -3 | 0 | 0 | 0 | 0 | 12 | 16 | 6 | 0 | 0
12 | 17 | 7 | 0 | 0 | -4 | 0.5 | 0.87 | 0 | -4 | 0 | 0 | 0 | 0 | 12 | 16 | 7 | 0 | 0
12 | 17 | 8 | 0 | 29 | -3 | 0.6 | 0.87 | 28.529 | -2.058 | 25.885 | 20.212 | 0.020212 | 0.004881 | 12 | 16 | 8 | 1.3864e-05 | 3.3465e-06
12 | 17 | 9 | 24 | 93 | -1 | 0.4 | 0.87 | 110.957 | 2.994 | 114.512 | 105.698 | 0.1057 | 0.024223 | 12 | 16 | 9 | 7.2502e-05 | 1.6608e-05
12 | 17 | 10 | 36 | 145 | 0 | 0.5 | 0.87 | 177.204 | 6.198 | 183.997 | 172.721 | 0.17272 | 0.1719 | 12 | 16 | 10 | 0.00011847 | 0.00011786
12 | 17 | 11 | 38 | 180 | 0 | 0.5 | 0.87 | 219.492 | 7.669 | 227.04 | 214.239 | 0.21424 | 0.25446 | 12 | 16 | 11 | 0.00014695 | 0.00017446
12 | 17 | 12 | 475 | 176 | 0 | 0.5 | 0.87 | 571.923 | 20.051 | 582.905 | 557.494 | 0.55749 | 0.15066 | 12 | 16 | 12 | 0.0003824 | 0.00010329
12 | 17 | 13 | 533 | 136 | 0 | 0.6 | 0.87 | 555.283 | 18.936 | 570.189 | 545.228 | 0.54523 | 0.21297 | 12 | 16 | 13 | 0.00037399 | 0.00014602
12 | 17 | 14 | 138 | 159 | 0 | 0.7 | 0.87 | 267.267 | 8.849 | 279.486 | 264.826 | 0.26483 | 0.14157 | 12 | 16 | 14 | 0.00018165 | 9.7064e-05
12 | 17 | 15 | 340 | 90 | -1 | 0.6 | 0.87 | 285.798 | 8.746 | 301.387 | 285.951 | 0.28595 | 0.36854 | 12 | 16 | 15 | 0.00019614 | 0.00025268
12 | 17 | 16 | 286 | 50 | -1 | 0.6 | 0.87 | 162.144 | 4.372 | 154.286 | 144.063 | 0.14406 | 0.12877 | 12 | 16 | 16 | 9.8817e-05 | 8.8288e-05
12 | 17 | 17 | 0 | 0 | -2 | 0.6 | 0.87 | 0 | -2 | 0 | 0 | 0 | 0 | 12 | 16 | 17 | 0 | 0
12 | 17 | 18 | 0 | 0 | -2 | 0.6 | 0.87 | 0 | -2 | 0 | 0 | 0 | 0 | 12 | 16 | 18 | 0 | 0
12 | 17 | 19 | 0 | 0 | -2 | 0.6 | 0.11 | 0 | -2 | 0 | 0 | 0 | 0 | 12 | 16 | 19 | 0 | 0
12 | 17 | 20 | 0 | 0 | -2 | 0.6 | 0.11 | 0 | -2 | 0 | 0 | 0 | 0 | 12 | 16 | 20 | 0 | 0
12 | 17 | 21 | 0 | 0 | -2 | 0.6 | 0.11 | 0 | -2 | 0 | 0 | 0 | 0 | 12 | 16 | 21 | 0 | 0
12 | 17 | 22 | 0 | 0 | -2 | 0.6 | 0.11 | 0 | -2 | 0 | 0 | 0 | 0 | 12 | 16 | 22 | 0 | 0
12 | 17 | 23 | 0 | 0 | -2 | 0.5 | 0.11 | 0 | -2 | 0 | 0 | 0 | 0 | 12 | 16 | 23 | 0 | 0
12 | 18 | 0 | 0 | 0 | -4 | 0.5 | 0.11 | 0 | -4 | 0 | 0 | 0 | 0 | 12 | 17 | 0 | 0 | 0
12 | 18 | 1 | 0 | 0 | -6 | 0.5 | 0.11 | 0 | -6 | 0 | 0 | 0 | 0 | 12 | 17 | 1 | 0 | 0
12 | 18 | 2 | 0 | 0 | -7 | 0.5 | 0.11 | 0 | -7 | 0 | 0 | 0 | 0 | 12 | 17 | 2 | 0 | 0
12 | 18 | 3 | 0 | 0 | -7 | 0.5 | 0.11 | 0 | -7 | 0 | 0 | 0 | 0 | 12 | 17 | 3 | 0 | 0
12 | 18 | 4 | 0 | 0 | -7 | 0.5 | 0.11 | 0 | -7 | 0 | 0 | 0 | 0 | 12 | 17 | 4 | 0 | 0
12 | 18 | 5 | 0 | 0 | -8 | 0.5 | 0.11 | 0 | -8 | 0 | 0 | 0 | 0 | 12 | 17 | 5 | 0 | 0
12 | 18 | 6 | 0 | 0 | -9 | 0.5 | 0.11 | 0 | -9 | 0 | 0 | 0 | 0 | 12 | 17 | 6 | 0 | 0
12 | 18 | 7 | 0 | 0 | -10 | 0.7 | 0.11 | 0 | -10 | 0 | 0 | 0 | 0 | 12 | 17 | 7 | 0 | 0
12 | 18 | 8 | 454 | 27 | -8 | 0.7 | 0.11 | 148.806 | -3.338 | 132.909 | 123.444 | 0.12344 | 0.020212 | 12 | 17 | 8 | 8.4674e-05 | 1.3858e-05
12 | 18 | 9 | 728 | 49 | -5 | 0.6 | 0.11 | 410.952 | 9.015 | 436.052 | 415.844 | 0.41584 | 0.1057 | 12 | 17 | 9 | 0.00028524 | 7.2469e-05
12 | 18 | 10 | 807 | 65 | -2 | 0.7 | 0.11 | 582.338 | 17.38 | 609.386 | 583.037 | 0.58304 | 0.17272 | 12 | 17 | 10 | 0.00039992 | 0.00011842
12 | 18 | 11 | 863 | 70 | -1 | 0.7 | 0.11 | 702.063 | 22.34 | 718.785 | 688.559 | 0.68856 | 0.21424 | 12 | 17 | 11 | 0.0004723 | 0.00014689
12 | 18 | 12 | 885 | 70 | 0 | 0.6 | 0.11 | 742.825 | 25.382 | 750.601 | 719.248 | 0.71925 | 0.55749 | 12 | 17 | 12 | 0.00049335 | 0.00038223
12 | 18 | 13 | 866 | 70 | 0 | 0.6 | 0.11 | 712.644 | 24.358 | 723.779 | 693.377 | 0.69338 | 0.54523 | 12 | 17 | 13 | 0.00047561 | 0.00037382
12 | 18 | 14 | 823 | 63 | 0 | 0.5 | 0.11 | 605.412 | 21.316 | 624.236 | 597.36 | 0.59736 | 0.26483 | 12 | 17 | 14 | 0.00040975 | 0.00018157
12 | 18 | 15 | 720 | 53 | 0 | 0.3 | 0.11 | 431.021 | 16.097 | 449.952 | 429.252 | 0.42925 | 0.28595 | 12 | 17 | 15 | 0.00029444 | 0.00019605
12 | 18 | 16 | 487 | 32 | -1 | 0.3 | 0.11 | 203.373 | 6.337 | 191.262 | 179.728 | 0.17973 | 0.14406 | 12 | 17 | 16 | 0.00012328 | 9.8772e-05
12 | 18 | 17 | 0 | 0 | -3 | 0.4 | 0.11 | 0 | -3 | 0 | 0 | 0 | 0 | 12 | 17 | 17 | 0 | 0
12 | 18 | 18 | 0 | 0 | -3 | 0.5 | 0.11 | 0 | -3 | 0 | 0 | 0 | 0 | 12 | 17 | 18 | 0 | 0
12 | 18 | 19 | 0 | 0 | -2 | 0.6 | 0.12 | 0 | -2 | 0 | 0 | 0 | 0 | 12 | 17 | 19 | 0 | 0
12 | 18 | 20 | 0 | 0 | -2 | 0.6 | 0.12 | 0 | -2 | 0 | 0 | 0 | 0 | 12 | 17 | 20 | 0 | 0
12 | 18 | 21 | 0 | 0 | -1 | 0.6 | 0.12 | 0 | -1 | 0 | 0 | 0 | 0 | 12 | 17 | 21 | 0 | 0
12 | 18 | 22 | 0 | 0 | -1 | 0.6 | 0.12 | 0 | -1 | 0 | 0 | 0 | 0 | 12 | 17 | 22 | 0 | 0
12 | 18 | 23 | 0 | 0 | -1 | 0.6 | 0.12 | 0 | -1 | 0 | 0 | 0 | 0 | 12 | 17 | 23 | 0 | 0
12 | 19 | 0 | 0 | 0 | 0 | 0.6 | 0.12 | 0 | 0 | 0 | 0 | 0 | 0 | 12 | 18 | 0 | 0 | 0
12 | 19 | 1 | 0 | 0 | 0 | 0.7 | 0.12 | 0 | 0 | 0 | 0 | 0 | 0 | 12 | 18 | 1 | 0 | 0
12 | 19 | 2 | 0 | 0 | 0 | 0.7 | 0.12 | 0 | 0 | 0 | 0 | 0 | 0 | 12 | 18 | 2 | 0 | 0
12 | 19 | 3 | 0 | 0 | 0 | 0.7 | 0.12 | 0 | 0 | 0 | 0 | 0 | 0 | 12 | 18 | 3 | 0 | 0
12 | 19 | 4 | 0 | 0 | 0 | 0.6 | 0.12 | 0 | 0 | 0 | 0 | 0 | 0 | 12 | 18 | 4 | 0 | 0
12 | 19 | 5 | 0 | 0 | 0 | 0.6 | 0.12 | 0 | 0 | 0 | 0 | 0 | 0 | 12 | 18 | 5 | 0 | 0
12 | 19 | 6 | 0 | 0 | 0 | 0.7 | 0.12 | 0 | 0 | 0 | 0 | 0 | 0 | 12 | 18 | 6 | 0 | 0
12 | 19 | 7 | 0 | 0 | 0 | 0.7 | 0.12 | 0 | 0 | 0 | 0 | 0 | 0 | 12 | 18 | 7 | 0 | 0
12 | 19 | 8 | 60 | 33 | 0 | 0.7 | 0.12 | 53.592 | 1.703 | 47.356 | 40.922 | 0.040922 | 0.12344 | 12 | 18 | 8 | 2.807e-05 | 8.4636e-05
12 | 19 | 9 | 227 | 90 | 1 | 0.7 | 0.12 | 213.529 | 8.072 | 222.988 | 210.33 | 0.21033 | 0.41584 | 12 | 18 | 9 | 0.00014427 | 0.00028511
12 | 19 | 10 | 250 | 144 | 2 | 0.7 | 0.12 | 320.541 | 12.639 | 335.142 | 318.51 | 0.31851 | 0.58304 | 12 | 18 | 10 | 0.00021848 | 0.00039974
12 | 19 | 11 | 284 | 178 | 3 | 0.7 | 0.12 | 405.873 | 16.458 | 418.664 | 399.072 | 0.39907 | 0.68856 | 12 | 18 | 11 | 0.00027374 | 0.00047209
12 | 19 | 12 | 175 | 205 | 4 | 0.6 | 0.12 | 356.307 | 16.13 | 365.082 | 347.389 | 0.34739 | 0.71925 | 12 | 18 | 12 | 0.00023828 | 0.00049313
12 | 19 | 13 | 408 | 162 | 4 | 0.6 | 0.12 | 489.081 | 20.685 | 499.04 | 476.601 | 0.4766 | 0.69338 | 12 | 18 | 13 | 0.00032692 | 0.00047539
12 | 19 | 14 | 208 | 156 | 5 | 0.5 | 0.12 | 304.179 | 15.677 | 313.458 | 297.594 | 0.29759 | 0.59736 | 12 | 18 | 14 | 0.00020413 | 0.00040956
12 | 19 | 15 | 51 | 103 | 4 | 0.5 | 0.12 | 133.76 | 8.687 | 137.304 | 127.683 | 0.12768 | 0.42925 | 12 | 18 | 15 | 8.7582e-05 | 0.0002943
12 | 19 | 16 | 1 | 40 | 3 | 0.5 | 0.12 | 39.738 | 4.374 | 37.698 | 31.606 | 0.031606 | 0.17973 | 12 | 18 | 16 | 2.168e-05 | 0.00012322
12 | 19 | 17 | 0 | 0 | 3 | 0.6 | 0.12 | 0 | 3 | 0 | 0 | 0 | 0 | 12 | 18 | 17 | 0 | 0
12 | 19 | 18 | 0 | 0 | 3 | 0.6 | 0.12 | 0 | 3 | 0 | 0 | 0 | 0 | 12 | 18 | 18 | 0 | 0
12 | 19 | 19 | 0 | 0 | 3 | 0.6 | 0.12 | 0 | 3 | 0 | 0 | 0 | 0 | 12 | 18 | 19 | 0 | 0
12 | 19 | 20 | 0 | 0 | 3 | 0.6 | 0.12 | 0 | 3 | 0 | 0 | 0 | 0 | 12 | 18 | 20 | 0 | 0
12 | 19 | 21 | 0 | 0 | 3 | 0.6 | 0.12 | 0 | 3 | 0 | 0 | 0 | 0 | 12 | 18 | 21 | 0 | 0
12 | 19 | 22 | 0 | 0 | 3 | 0.6 | 0.12 | 0 | 3 | 0 | 0 | 0 | 0 | 12 | 18 | 22 | 0 | 0
12 | 19 | 23 | 0 | 0 | 4 | 0.6 | 0.12 | 0 | 4 | 0 | 0 | 0 | 0 | 12 | 18 | 23 | 0 | 0
12 | 20 | 0 | 0 | 0 | 4 | 0.6 | 0.12 | 0 | 4 | 0 | 0 | 0 | 0 | 12 | 19 | 0 | 0 | 0
12 | 20 | 1 | 0 | 0 | 4 | 0.7 | 0.12 | 0 | 4 | 0 | 0 | 0 | 0 | 12 | 19 | 1 | 0 | 0
12 | 20 | 2 | 0 | 0 | 5 | 0.8 | 0.12 | 0 | 5 | 0 | 0 | 0 | 0 | 12 | 19 | 2 | 0 | 0
12 | 20 | 3 | 0 | 0 | 6 | 0.9 | 0.12 | 0 | 6 | 0 | 0 | 0 | 0 | 12 | 19 | 3 | 0 | 0
12 | 20 | 4 | 0 | 0 | 6 | 0.8 | 0.12 | 0 | 6 | 0 | 0 | 0 | 0 | 12 | 19 | 4 | 0 | 0
12 | 20 | 5 | 0 | 0 | 6 | 0.8 | 0.12 | 0 | 6 | 0 | 0 | 0 | 0 | 12 | 19 | 5 | 0 | 0
12 | 20 | 6 | 0 | 0 | 6 | 0.8 | 0.12 | 0 | 6 | 0 | 0 | 0 | 0 | 12 | 19 | 6 | 0 | 0
12 | 20 | 7 | 0 | 0 | 6 | 0.8 | 0.12 | 0 | 6 | 0 | 0 | 0 | 0 | 12 | 19 | 7 | 0 | 0
12 | 20 | 8 | 0 | 5 | 6 | 0.8 | 0.12 | 4.622 | 6.144 | 3.679 | 0 | 0 | 0.040922 | 12 | 19 | 8 | 0 | 2.8057e-05
12 | 20 | 9 | 0 | 78 | 7 | 0.8 | 0.12 | 76.004 | 9.446 | 75.722 | 68.283 | 0.068283 | 0.21033 | 12 | 19 | 9 | 4.6837e-05 | 0.00014421
12 | 20 | 10 | 0 | 45 | 8 | 0.9 | 0.12 | 41.747 | 9.309 | 40.708 | 34.509 | 0.034509 | 0.31851 | 12 | 19 | 10 | 2.3671e-05 | 0.00021838
12 | 20 | 11 | 0 | 46 | 10 | 1 | 0.12 | 42.687 | 11.303 | 41.132 | 34.918 | 0.034918 | 0.39907 | 12 | 19 | 11 | 2.3951e-05 | 0.00027361
12 | 20 | 12 | 0 | 24 | 11 | 1.1 | 0.12 | 22.254 | 11.662 | 20.769 | 15.277 | 0.015277 | 0.34739 | 12 | 19 | 12 | 1.0479e-05 | 0.00023818
12 | 20 | 13 | 0 | 96 | 11 | 1.1 | 0.12 | 90.223 | 13.685 | 88.658 | 80.761 | 0.080761 | 0.4766 | 12 | 19 | 13 | 5.5396e-05 | 0.00032677
12 | 20 | 14 | 0 | 82 | 12 | 1.1 | 0.12 | 76.868 | 14.29 | 75.191 | 67.77 | 0.06777 | 0.29759 | 12 | 19 | 14 | 4.6486e-05 | 0.00020404
12 | 20 | 15 | 0 | 24 | 12 | 0.9 | 0.12 | 22.233 | 12.697 | 20.789 | 15.297 | 0.015297 | 0.12768 | 12 | 19 | 15 | 1.0493e-05 | 8.7542e-05
12 | 20 | 16 | 0 | 19 | 11 | 0.8 | 0.12 | 17.6 | 11.56 | 15.651 | 10.34 | 0.01034 | 0.031606 | 12 | 19 | 16 | 7.0925e-06 | 2.167e-05
12 | 20 | 17 | 0 | 0 | 11 | 0.8 | 0.12 | 0 | 11 | 0 | 0 | 0 | 0 | 12 | 19 | 17 | 0 | 0
12 | 20 | 18 | 0 | 0 | 11 | 0.7 | 0.12 | 0 | 11 | 0 | 0 | 0 | 0 | 12 | 19 | 18 | 0 | 0
12 | 20 | 19 | 0 | 0 | 11 | 0.7 | 0.12 | 0 | 11 | 0 | 0 | 0 | 0 | 12 | 19 | 19 | 0 | 0
12 | 20 | 20 | 0 | 0 | 11 | 0.7 | 0.12 | 0 | 11 | 0 | 0 | 0 | 0 | 12 | 19 | 20 | 0 | 0
12 | 20 | 21 | 0 | 0 | 11 | 0.7 | 0.12 | 0 | 11 | 0 | 0 | 0 | 0 | 12 | 19 | 21 | 0 | 0
12 | 20 | 22 | 0 | 0 | 12 | 0.8 | 0.12 | 0 | 12 | 0 | 0 | 0 | 0 | 12 | 19 | 22 | 0 | 0
12 | 20 | 23 | 0 | 0 | 12 | 0.8 | 0.12 | 0 | 12 | 0 | 0 | 0 | 0 | 12 | 19 | 23 | 0 | 0
12 | 21 | 0 | 0 | 0 | 13 | 0.8 | 0.12 | 0 | 13 | 0 | 0 | 0 | 0 | 12 | 20 | 0 | 0 | 0
12 | 21 | 1 | 0 | 0 | 13 | 0.9 | 0.12 | 0 | 13 | 0 | 0 | 0 | 0 | 12 | 20 | 1 | 0 | 0
12 | 21 | 2 | 0 | 0 | 13 | 1 | 0.12 | 0 | 13 | 0 | 0 | 0 | 0 | 12 | 20 | 2 | 0 | 0
12 | 21 | 3 | 0 | 0 | 13 | 1 | 0.12 | 0 | 13 | 0 | 0 | 0 | 0 | 12 | 20 | 3 | 0 | 0
12 | 21 | 4 | 0 | 0 | 13 | 0.9 | 0.12 | 0 | 13 | 0 | 0 | 0 | 0 | 12 | 20 | 4 | 0 | 0
12 | 21 | 5 | 0 | 0 | 12 | 0.8 | 0.12 | 0 | 12 | 0 | 0 | 0 | 0 | 12 | 20 | 5 | 0 | 0
12 | 21 | 6 | 0 | 0 | 12 | 0.7 | 0.12 | 0 | 12 | 0 | 0 | 0 | 0 | 12 | 20 | 6 | 0 | 0
12 | 21 | 7 | 0 | 0 | 12 | 0.8 | 0.12 | 0 | 12 | 0 | 0 | 0 | 0 | 12 | 20 | 7 | 0 | 0
12 | 21 | 8 | 0 | 3 | 12 | 1.1 | 0.12 | 2.772 | 12.08 | 2.07 | 0 | 0 | 0 | 12 | 20 | 8 | 0 | 0
12 | 21 | 9 | 0 | 9 | 14 | 1.4 | 0.12 | 8.327 | 14.231 | 7.365 | 2.348 | 0.002348 | 0.068283 | 12 | 20 | 9 | 1.6106e-06 | 4.6816e-05
12 | 21 | 10 | 0 | 14 | 15 | 1.5 | 0.12 | 12.967 | 15.352 | 11.677 | 6.507 | 0.006507 | 0.034509 | 12 | 20 | 10 | 4.4634e-06 | 2.366e-05
12 | 21 | 11 | 0 | 35 | 16 | 1.4 | 0.12 | 32.464 | 16.9 | 30.163 | 24.338 | 0.024338 | 0.034918 | 12 | 20 | 11 | 1.6694e-05 | 2.394e-05
12 | 21 | 12 | 0 | 35 | 16 | 1.2 | 0.12 | 32.469 | 16.943 | 30.099 | 24.276 | 0.024276 | 0.015277 | 12 | 20 | 12 | 1.6652e-05 | 1.0474e-05
12 | 21 | 13 | 0 | 74 | 17 | 1 | 0.12 | 68.757 | 19.098 | 65.338 | 58.266 | 0.058266 | 0.080761 | 12 | 20 | 13 | 3.9966e-05 | 5.5371e-05
12 | 21 | 14 | 0 | 67 | 17 | 0.9 | 0.12 | 62.229 | 18.951 | 59.169 | 52.316 | 0.052316 | 0.06777 | 12 | 20 | 14 | 3.5885e-05 | 4.6464e-05
12 | 21 | 15 | 0 | 88 | 17 | 0.9 | 0.12 | 85.807 | 19.691 | 82.527 | 74.846 | 0.074846 | 0.015297 | 12 | 20 | 15 | 5.1339e-05 | 1.0488e-05
12 | 21 | 16 | 16 | 43 | 17 | 0.9 | 0.12 | 50.732 | 18.569 | 45.576 | 39.204 | 0.039204 | 0.01034 | 12 | 20 | 16 | 2.6891e-05 | 7.0893e-06
12 | 21 | 17 | 0 | 0 | 17 | 1.1 | 0.12 | 0 | 17 | 0 | 0 | 0 | 0 | 12 | 20 | 17 | 0 | 0
12 | 21 | 18 | 0 | 0 | 17 | 1.4 | 0.12 | 0 | 17 | 0 | 0 | 0 | 0 | 12 | 20 | 18 | 0 | 0
12 | 21 | 19 | 0 | 0 | 18 | 1.5 | 0.12 | 0 | 18 | 0 | 0 | 0 | 0 | 12 | 20 | 19 | 0 | 0
12 | 21 | 20 | 0 | 0 | 18 | 1.5 | 0.12 | 0 | 18 | 0 | 0 | 0 | 0 | 12 | 20 | 20 | 0 | 0
12 | 21 | 21 | 0 | 0 | 18 | 1.5 | 0.12 | 0 | 18 | 0 | 0 | 0 | 0 | 12 | 20 | 21 | 0 | 0
12 | 21 | 22 | 0 | 0 | 18 | 1.6 | 0.12 | 0 | 18 | 0 | 0 | 0 | 0 | 12 | 20 | 22 | 0 | 0
12 | 21 | 23 | 0 | 0 | 18 | 1.9 | 0.12 | 0 | 18 | 0 | 0 | 0 | 0 | 12 | 20 | 23 | 0 | 0
12 | 22 | 0 | 0 | 0 | 19 | 2 | 0.12 | 0 | 19 | 0 | 0 | 0 | 0 | 12 | 21 | 0 | 0 | 0
12 | 22 | 1 | 0 | 0 | 18 | 1.6 | 0.12 | 0 | 18 | 0 | 0 | 0 | 0 | 12 | 21 | 1 | 0 | 0
12 | 22 | 2 | 0 | 0 | 18 | 1.2 | 0.12 | 0 | 18 | 0 | 0 | 0 | 0 | 12 | 21 | 2 | 0 | 0
12 | 22 | 3 | 0 | 0 | 17 | 1 | 0.12 | 0 | 17 | 0 | 0 | 0 | 0 | 12 | 21 | 3 | 0 | 0
12 | 22 | 4 | 0 | 0 | 16 | 0.8 | 0.12 | 0 | 16 | 0 | 0 | 0 | 0 | 12 | 21 | 4 | 0 | 0
12 | 22 | 5 | 0 | 0 | 15 | 0.7 | 0.12 | 0 | 15 | 0 | 0 | 0 | 0 | 12 | 21 | 5 | 0 | 0
12 | 22 | 6 | 0 | 0 | 14 | 0.7 | 0.12 | 0 | 14 | 0 | 0 | 0 | 0 | 12 | 21 | 6 | 0 | 0
12 | 22 | 7 | 0 | 0 | 13 | 1 | 0.12 | 0 | 13 | 0 | 0 | 0 | 0 | 12 | 21 | 7 | 0 | 0
12 | 22 | 8 | 6 | 29 | 11 | 1.2 | 0.12 | 29.877 | 11.835 | 24.717 | 19.085 | 0.019085 | 0 | 12 | 21 | 8 | 1.3091e-05 | 0
12 | 22 | 9 | 650 | 55 | 10 | 1.4 | 0.12 | 379.572 | 20.552 | 384.45 | 366.071 | 0.36607 | 0.002348 | 12 | 21 | 9 | 0.0002511 | 1.6098e-06
12 | 22 | 10 | 127 | 150 | 10 | 1.4 | 0.12 | 243.773 | 16.779 | 248.192 | 234.641 | 0.23464 | 0.006507 | 12 | 21 | 10 | 0.00016095 | 4.4613e-06
12 | 22 | 11 | 322 | 172 | 11 | 1.3 | 0.12 | 425.032 | 23.103 | 428.444 | 408.506 | 0.40851 | 0.024338 | 12 | 21 | 11 | 0.00028021 | 1.6687e-05
12 | 22 | 12 | 161 | 206 | 11 | 1.2 | 0.12 | 347.146 | 21.105 | 348.704 | 331.592 | 0.33159 | 0.024276 | 12 | 21 | 12 | 0.00022745 | 1.6644e-05
12 | 22 | 13 | 6 | 155 | 11 | 1.2 | 0.12 | 155.885 | 15.529 | 155.222 | 144.965 | 0.14497 | 0.058266 | 12 | 21 | 13 | 9.9436e-05 | 3.9948e-05
12 | 22 | 14 | 92 | 159 | 11 | 1.1 | 0.12 | 226.166 | 17.752 | 228.311 | 215.465 | 0.21546 | 0.052316 | 12 | 21 | 14 | 0.00014779 | 3.5869e-05
12 | 22 | 15 | 370 | 89 | 10 | 0.9 | 0.12 | 298.828 | 19.408 | 304.801 | 289.244 | 0.28924 | 0.074846 | 12 | 21 | 15 | 0.0001984 | 5.1316e-05
12 | 22 | 16 | 216 | 46 | 8 | 0.5 | 0.12 | 135.106 | 12.628 | 125.773 | 116.56 | 0.11656 | 0.039204 | 12 | 21 | 16 | 7.9952e-05 | 2.6879e-05
12 | 22 | 17 | 0 | 0 | 7 | 0.4 | 0.12 | 0 | 7 | 0 | 0 | 0 | 0 | 12 | 21 | 17 | 0 | 0
12 | 22 | 18 | 0 | 0 | 6 | 0.5 | 0.12 | 0 | 6 | 0 | 0 | 0 | 0 | 12 | 21 | 18 | 0 | 0
12 | 22 | 19 | 0 | 0 | 6 | 0.4 | 0.12 | 0 | 6 | 0 | 0 | 0 | 0 | 12 | 21 | 19 | 0 | 0
12 | 22 | 20 | 0 | 0 | 5 | 0.5 | 0.12 | 0 | 5 | 0 | 0 | 0 | 0 | 12 | 21 | 20 | 0 | 0
12 | 22 | 21 | 0 | 0 | 4 | 0.6 | 0.12 | 0 | 4 | 0 | 0 | 0 | 0 | 12 | 21 | 21 | 0 | 0
12 | 22 | 22 | 0 | 0 | 3 | 0.7 | 0.12 | 0 | 3 | 0 | 0 | 0 | 0 | 12 | 21 | 22 | 0 | 0
12 | 22 | 23 | 0 | 0 | 2 | 0.8 | 0.12 | 0 | 2 | 0 | 0 | 0 | 0 | 12 | 21 | 23 | 0 | 0
12 | 23 | 0 | 0 | 0 | 2 | 0.8 | 0.12 | 0 | 2 | 0 | 0 | 0 | 0 | 12 | 22 | 0 | 0 | 0
12 | 23 | 1 | 0 | 0 | 1 | 0.8 | 0.12 | 0 | 1 | 0 | 0 | 0 | 0 | 12 | 22 | 1 | 0 | 0
12 | 23 | 2 | 0 | 0 | 1 | 0.8 | 0.12 | 0 | 1 | 0 | 0 | 0 | 0 | 12 | 22 | 2 | 0 | 0
12 | 23 | 3 | 0 | 0 | 0 | 0.9 | 0.12 | 0 | 0 | 0 | 0 | 0 | 0 | 12 | 22 | 3 | 0 | 0
12 | 23 | 4 | 0 | 0 | 0 | 0.8 | 0.12 | 0 | 0 | 0 | 0 | 0 | 0 | 12 | 22 | 4 | 0 | 0
12 | 23 | 5 | 0 | 0 | 0 | 0.7 | 0.12 | 0 | 0 | 0 | 0 | 0 | 0 | 12 | 22 | 5 | 0 | 0
12 | 23 | 6 | 0 | 0 | -1 | 0.6 | 0.12 | 0 | -1 | 0 | 0 | 0 | 0 | 12 | 22 | 6 | 0 | 0
12 | 23 | 7 | 0 | 0 | -1 | 0.6 | 0.12 | 0 | -1 | 0 | 0 | 0 | 0 | 12 | 22 | 7 | 0 | 0
12 | 23 | 8 | 0 | 26 | 0 | 0.8 | 0.12 | 24.906 | 0.77 | 21.42 | 15.905 | 0.015905 | 0.019085 | 12 | 22 | 8 | 1.091e-05 | 1.3085e-05
12 | 23 | 9 | 71 | 92 | 0 | 0.9 | 0.12 | 130.099 | 4.08 | 135.267 | 125.718 | 0.12572 | 0.36607 | 12 | 22 | 9 | 8.6234e-05 | 0.00025099
12 | 23 | 10 | 88 | 149 | 0 | 1 | 0.12 | 210.807 | 6.454 | 221.84 | 209.223 | 0.20922 | 0.23464 | 12 | 22 | 10 | 0.00014351 | 0.00016087
12 | 23 | 11 | 103 | 188 | 1 | 0.9 | 0.12 | 270.969 | 9.503 | 282.67 | 267.898 | 0.2679 | 0.40851 | 12 | 22 | 11 | 0.00018376 | 0.00028008
12 | 23 | 12 | 104 | 203 | 2 | 0.9 | 0.12 | 291.414 | 11.14 | 302.022 | 286.564 | 0.28656 | 0.33159 | 12 | 22 | 12 | 0.00019656 | 0.00022735
12 | 23 | 13 | 103 | 194 | 2 | 0.9 | 0.12 | 278.841 | 10.748 | 289.492 | 274.478 | 0.27448 | 0.14497 | 12 | 22 | 13 | 0.00018827 | 9.9391e-05
12 | 23 | 14 | 7 | 136 | 1 | 0.9 | 0.12 | 138.01 | 5.327 | 142.965 | 133.142 | 0.13314 | 0.21546 | 12 | 22 | 14 | 9.1326e-05 | 0.00014773
12 | 23 | 15 | 43 | 104 | 0 | 0.8 | 0.12 | 130.859 | 4.218 | 136.525 | 126.931 | 0.12693 | 0.28924 | 12 | 22 | 15 | 8.7066e-05 | 0.00019831
12 | 23 | 16 | 528 | 35 | -1 | 0.5 | 0.12 | 223.825 | 6.632 | 213.279 | 200.965 | 0.20097 | 0.11656 | 12 | 22 | 16 | 0.00013785 | 7.9916e-05
12 | 23 | 17 | 0 | 0 | -2 | 0.4 | 0.12 | 0 | -2 | 0 | 0 | 0 | 0 | 12 | 22 | 17 | 0 | 0
12 | 23 | 18 | 0 | 0 | -3 | 0.4 | 0.12 | 0 | -3 | 0 | 0 | 0 | 0 | 12 | 22 | 18 | 0 | 0
12 | 23 | 19 | 0 | 0 | -4 | 0.4 | 0.87 | 0 | -4 | 0 | 0 | 0 | 0 | 12 | 22 | 19 | 0 | 0
12 | 23 | 20 | 0 | 0 | -4 | 0.3 | 0.87 | 0 | -4 | 0 | 0 | 0 | 0 | 12 | 22 | 20 | 0 | 0
12 | 23 | 21 | 0 | 0 | -4 | 0.3 | 0.87 | 0 | -4 | 0 | 0 | 0 | 0 | 12 | 22 | 21 | 0 | 0
12 | 23 | 22 | 0 | 0 | -4 | 0.4 | 0.87 | 0 | -4 | 0 | 0 | 0 | 0 | 12 | 22 | 22 | 0 | 0
12 | 23 | 23 | 0 | 0 | -4 | 0.5 | 0.87 | 0 | -4 | 0 | 0 | 0 | 0 | 12 | 22 | 23 | 0 | 0
12 | 24 | 0 | 0 | 0 | -4 | 0.5 | 0.87 | 0 | -4 | 0 | 0 | 0 | 0 | 12 | 23 | 0 | 0 | 0
12 | 24 | 1 | 0 | 0 | -4 | 0.7 | 0.87 | 0 | -4 | 0 | 0 | 0 | 0 | 12 | 23 | 1 | 0 | 0
12 | 24 | 2 | 0 | 0 | -5 | 0.8 | 0.87 | 0 | -5 | 0 | 0 | 0 | 0 | 12 | 23 | 2 | 0 | 0
12 | 24 | 3 | 0 | 0 | -5 | 0.9 | 0.87 | 0 | -5 | 0 | 0 | 0 | 0 | 12 | 23 | 3 | 0 | 0
12 | 24 | 4 | 0 | 0 | -6 | 1 | 0.87 | 0 | -6 | 0 | 0 | 0 | 0 | 12 | 23 | 4 | 0 | 0
12 | 24 | 5 | 0 | 0 | -7 | 1 | 0.87 | 0 | -7 | 0 | 0 | 0 | 0 | 12 | 23 | 5 | 0 | 0
12 | 24 | 6 | 0 | 0 | -8 | 1 | 0.87 | 0 | -8 | 0 | 0 | 0 | 0 | 12 | 23 | 6 | 0 | 0
12 | 24 | 7 | 0 | 0 | -8 | 1 | 0.87 | 0 | -8 | 0 | 0 | 0 | 0 | 12 | 23 | 7 | 0 | 0
12 | 24 | 8 | 489 | 28 | -7 | 1 | 0.87 | 148.572 | -2.777 | 125.578 | 116.372 | 0.11637 | 0.015905 | 12 | 23 | 8 | 7.9823e-05 | 1.0905e-05
12 | 24 | 9 | 769 | 56 | -6 | 1 | 0.87 | 434.761 | 7.301 | 461.781 | 440.662 | 0.44066 | 0.12572 | 12 | 23 | 9 | 0.00030226 | 8.6195e-05
12 | 24 | 10 | 407 | 121 | -5 | 0.9 | 0.87 | 401.686 | 7.639 | 429.506 | 409.531 | 0.40953 | 0.20922 | 12 | 23 | 10 | 0.00028091 | 0.00014345
12 | 24 | 11 | 931 | 82 | -4 | 0.9 | 0.87 | 769.236 | 20.218 | 790.477 | 757.711 | 0.75771 | 0.2679 | 12 | 23 | 11 | 0.00051974 | 0.00018368
12 | 24 | 12 | 945 | 86 | -3 | 0.8 | 0.87 | 820.203 | 23.498 | 830.516 | 796.332 | 0.79633 | 0.28656 | 12 | 23 | 12 | 0.00054623 | 0.00019647
12 | 24 | 13 | 931 | 85 | -3 | 0.7 | 0.87 | 787.659 | 23.154 | 799.819 | 766.722 | 0.76672 | 0.27448 | 12 | 23 | 13 | 0.00052592 | 0.00018819
12 | 24 | 14 | 883 | 77 | -3 | 0.6 | 0.87 | 671.183 | 19.94 | 692.875 | 663.567 | 0.66357 | 0.13314 | 12 | 23 | 14 | 0.00045516 | 9.1285e-05
12 | 24 | 15 | 782 | 63 | -3 | 0.4 | 0.87 | 483.259 | 14.503 | 507.713 | 484.967 | 0.48497 | 0.12693 | 12 | 23 | 15 | 0.00033265 | 8.7026e-05
12 | 24 | 16 | 558 | 38 | -4 | 0.3 | 0.87 | 238.874 | 4.649 | 229.829 | 216.929 | 0.21693 | 0.20097 | 12 | 23 | 16 | 0.0001488 | 0.00013779
12 | 24 | 17 | 0 | 0 | -5 | 0.2 | 0.87 | 0 | -5 | 0 | 0 | 0 | 0 | 12 | 23 | 17 | 0 | 0
12 | 24 | 18 | 0 | 0 | -5 | 0.2 | 0.87 | 0 | -5 | 0 | 0 | 0 | 0 | 12 | 23 | 18 | 0 | 0
12 | 24 | 19 | 0 | 0 | -5 | 0.3 | 0.87 | 0 | -5 | 0 | 0 | 0 | 0 | 12 | 23 | 19 | 0 | 0
12 | 24 | 20 | 0 | 0 | -5 | 0.4 | 0.87 | 0 | -5 | 0 | 0 | 0 | 0 | 12 | 23 | 20 | 0 | 0
12 | 24 | 21 | 0 | 0 | -5 | 0.5 | 0.87 | 0 | -5 | 0 | 0 | 0 | 0 | 12 | 23 | 21 | 0 | 0
12 | 24 | 22 | 0 | 0 | -5 | 0.5 | 0.87 | 0 | -5 | 0 | 0 | 0 | 0 | 12 | 23 | 22 | 0 | 0
12 | 24 | 23 | 0 | 0 | -5 | 0.5 | 0.87 | 0 | -5 | 0 | 0 | 0 | 0 | 12 | 23 | 23 | 0 | 0
12 | 25 | 0 | 0 | 0 | -5 | 0.6 | 0.87 | 0 | -5 | 0 | 0 | 0 | 0 | 12 | 24 | 0 | 0 | 0
12 | 25 | 1 | 0 | 0 | -5 | 0.6 | 0.87 | 0 | -5 | 0 | 0 | 0 | 0 | 12 | 24 | 1 | 0 | 0
12 | 25 | 2 | 0 | 0 | -5 | 0.5 | 0.87 | 0 | -5 | 0 | 0 | 0 | 0 | 12 | 24 | 2 | 0 | 0
12 | 25 | 3 | 0 | 0 | -5 | 0.5 | 0.87 | 0 | -5 | 0 | 0 | 0 | 0 | 12 | 24 | 3 | 0 | 0
12 | 25 | 4 | 0 | 0 | -5 | 0.5 | 0.87 | 0 | -5 | 0 | 0 | 0 | 0 | 12 | 24 | 4 | 0 | 0
12 | 25 | 5 | 0 | 0 | -5 | 0.4 | 0.87 | 0 | -5 | 0 | 0 | 0 | 0 | 12 | 24 | 5 | 0 | 0
12 | 25 | 6 | 0 | 0 | -5 | 0.4 | 0.87 | 0 | -5 | 0 | 0 | 0 | 0 | 12 | 24 | 6 | 0 | 0
12 | 25 | 7 | 0 | 0 | -5 | 0.5 | 0.87 | 0 | -5 | 0 | 0 | 0 | 0 | 12 | 24 | 7 | 0 | 0
12 | 25 | 8 | 0 | 16 | -4 | 0.7 | 0.87 | 15.133 | -3.522 | 12.719 | 7.512 | 0.007512 | 0.11637 | 12 | 24 | 8 | 5.1527e-06 | 7.9787e-05
12 | 25 | 9 | 390 | 73 | -3 | 0.8 | 0.87 | 277.142 | 5.926 | 292.609 | 277.485 | 0.27749 | 0.44066 | 12 | 24 | 9 | 0.00019034 | 0.00030213
12 | 25 | 10 | 234 | 151 | -1 | 0.9 | 0.87 | 322.157 | 9.123 | 339.501 | 322.715 | 0.32271 | 0.40953 | 12 | 24 | 10 | 0.00022136 | 0.00028078
12 | 25 | 11 | 425 | 169 | 0 | 0.9 | 0.87 | 509.282 | 16.002 | 527.088 | 503.655 | 0.50365 | 0.75771 | 12 | 24 | 11 | 0.00034547 | 0.0005195
12 | 25 | 12 | 481 | 157 | 1 | 0.9 | 0.87 | 554.703 | 18.426 | 569.083 | 544.162 | 0.54416 | 0.79633 | 12 | 24 | 12 | 0.00037326 | 0.00054598
12 | 25 | 13 | 212 | 193 | 2 | 0.8 | 0.87 | 370.894 | 13.945 | 382.591 | 364.278 | 0.36428 | 0.76672 | 12 | 24 | 13 | 0.00024987 | 0.00052568
12 | 25 | 14 | 0 | 76 | 2 | 0.7 | 0.87 | 72.294 | 4.386 | 72.916 | 65.576 | 0.065576 | 0.66357 | 12 | 24 | 14 | 4.4981e-05 | 0.00045495
12 | 25 | 15 | 0 | 22 | 1 | 0.5 | 0.87 | 20.805 | 1.727 | 20.228 | 14.755 | 0.014755 | 0.48497 | 12 | 24 | 15 | 1.0121e-05 | 0.0003325
12 | 25 | 16 | 0 | 12 | 0 | 0.4 | 0.87 | 11.337 | 0.404 | 10.403 | 5.278 | 0.005278 | 0.21693 | 12 | 24 | 16 | 3.6203e-06 | 0.00014873
12 | 25 | 17 | 0 | 0 | 0 | 0.4 | 0.87 | 0 | 0 | 0 | 0 | 0 | 0 | 12 | 24 | 17 | 0 | 0
12 | 25 | 18 | 0 | 0 | 0 | 0.5 | 0.87 | 0 | 0 | 0 | 0 | 0 | 0 | 12 | 24 | 18 | 0 | 0
12 | 25 | 19 | 0 | 0 | 0 | 0.5 | 0.12 | 0 | 0 | 0 | 0 | 0 | 0 | 12 | 24 | 19 | 0 | 0
12 | 25 | 20 | 0 | 0 | 0 | 0.6 | 0.12 | 0 | 0 | 0 | 0 | 0 | 0 | 12 | 24 | 20 | 0 | 0
12 | 25 | 21 | 0 | 0 | 0 | 0.7 | 0.12 | 0 | 0 | 0 | 0 | 0 | 0 | 12 | 24 | 21 | 0 | 0
12 | 25 | 22 | 0 | 0 | 0 | 0.6 | 0.12 | 0 | 0 | 0 | 0 | 0 | 0 | 12 | 24 | 22 | 0 | 0
12 | 25 | 23 | 0 | 0 | 0 | 0.6 | 0.12 | 0 | 0 | 0 | 0 | 0 | 0 | 12 | 24 | 23 | 0 | 0
12 | 26 | 0 | 0 | 0 | 0 | 0.6 | 0.12 | 0 | 0 | 0 | 0 | 0 | 0 | 12 | 25 | 0 | 0 | 0
12 | 26 | 1 | 0 | 0 | 0 | 0.6 | 0.12 | 0 | 0 | 0 | 0 | 0 | 0 | 12 | 25 | 1 | 0 | 0
12 | 26 | 2 | 0 | 0 | 0 | 0.7 | 0.12 | 0 | 0 | 0 | 0 | 0 | 0 | 12 | 25 | 2 | 0 | 0
12 | 26 | 3 | 0 | 0 | 0 | 0.9 | 0.12 | 0 | 0 | 0 | 0 | 0 | 0 | 12 | 25 | 3 | 0 | 0
12 | 26 | 4 | 0 | 0 | 0 | 0.9 | 0.12 | 0 | 0 | 0 | 0 | 0 | 0 | 12 | 25 | 4 | 0 | 0
12 | 26 | 5 | 0 | 0 | 0 | 0.9 | 0.12 | 0 | 0 | 0 | 0 | 0 | 0 | 12 | 25 | 5 | 0 | 0
12 | 26 | 6 | 0 | 0 | 0 | 0.9 | 0.12 | 0 | 0 | 0 | 0 | 0 | 0 | 12 | 25 | 6 | 0 | 0
12 | 26 | 7 | 0 | 0 | -1 | 0.9 | 0.12 | 0 | -1 | 0 | 0 | 0 | 0 | 12 | 25 | 7 | 0 | 0
12 | 26 | 8 | 375 | 28 | -1 | 0.9 | 0.12 | 124.402 | 2.622 | 101.958 | 93.589 | 0.093589 | 0.007512 | 12 | 25 | 8 | 6.4196e-05 | 5.1504e-06
12 | 26 | 9 | 726 | 49 | 0 | 1 | 0.12 | 402.44 | 12.318 | 420.135 | 400.492 | 0.40049 | 0.27749 | 12 | 25 | 9 | 0.00027471 | 0.00019025
12 | 26 | 10 | 851 | 58 | 0 | 0.9 | 0.12 | 595.124 | 18.777 | 620.032 | 593.306 | 0.59331 | 0.32271 | 12 | 25 | 10 | 0.00040697 | 0.00022126
12 | 26 | 11 | 902 | 63 | 1 | 0.9 | 0.12 | 713.064 | 23.476 | 727.416 | 696.884 | 0.69688 | 0.50365 | 12 | 25 | 11 | 0.00047801 | 0.00034532
12 | 26 | 12 | 919 | 64 | 2 | 0.8 | 0.12 | 761.251 | 26.623 | 765.701 | 733.813 | 0.73381 | 0.54416 | 12 | 25 | 12 | 0.00050335 | 0.00037309
12 | 26 | 13 | 899 | 66 | 3 | 0.8 | 0.12 | 730.273 | 26.627 | 735.407 | 704.592 | 0.70459 | 0.36428 | 12 | 25 | 13 | 0.0004833 | 0.00024976
12 | 26 | 14 | 855 | 61 | 3 | 0.6 | 0.12 | 630.279 | 24.564 | 642.016 | 614.511 | 0.61451 | 0.065576 | 12 | 25 | 14 | 0.00042151 | 4.496e-05
12 | 26 | 15 | 760 | 52 | 2 | 0.4 | 0.12 | 458.486 | 18.625 | 476.192 | 454.562 | 0.45456 | 0.014755 | 12 | 25 | 15 | 0.0003118 | 1.0116e-05
12 | 26 | 16 | 542 | 34 | 0 | 0.6 | 0.12 | 230.781 | 7.663 | 220.852 | 208.27 | 0.20827 | 0.005278 | 12 | 25 | 16 | 0.00014286 | 3.6187e-06
12 | 26 | 17 | 0 | 0 | 0 | 0.9 | 0.12 | 0 | 0 | 0 | 0 | 0 | 0 | 12 | 25 | 17 | 0 | 0
12 | 26 | 18 | 0 | 0 | -1 | 0.8 | 0.12 | 0 | -1 | 0 | 0 | 0 | 0 | 12 | 25 | 18 | 0 | 0
12 | 26 | 19 | 0 | 0 | -1 | 0.6 | 0.12 | 0 | -1 | 0 | 0 | 0 | 0 | 12 | 25 | 19 | 0 | 0
12 | 26 | 20 | 0 | 0 | -1 | 0.3 | 0.12 | 0 | -1 | 0 | 0 | 0 | 0 | 12 | 25 | 20 | 0 | 0
12 | 26 | 21 | 0 | 0 | -1 | 0.3 | 0.12 | 0 | -1 | 0 | 0 | 0 | 0 | 12 | 25 | 21 | 0 | 0
12 | 26 | 22 | 0 | 0 | -1 | 0.4 | 0.12 | 0 | -1 | 0 | 0 | 0 | 0 | 12 | 25 | 22 | 0 | 0
12 | 26 | 23 | 0 | 0 | -1 | 0.5 | 0.12 | 0 | -1 | 0 | 0 | 0 | 0 | 12 | 25 | 23 | 0 | 0
12 | 27 | 0 | 0 | 0 | -1 | 0.5 | 0.12 | 0 | -1 | 0 | 0 | 0 | 0 | 12 | 26 | 0 | 0 | 0
12 | 27 | 1 | 0 | 0 | -2 | 0.5 | 0.12 | 0 | -2 | 0 | 0 | 0 | 0 | 12 | 26 | 1 | 0 | 0
12 | 27 | 2 | 0 | 0 | -3 | 0.4 | 0.12 | 0 | -3 | 0 | 0 | 0 | 0 | 12 | 26 | 2 | 0 | 0
12 | 27 | 3 | 0 | 0 | -3 | 0.4 | 0.12 | 0 | -3 | 0 | 0 | 0 | 0 | 12 | 26 | 3 | 0 | 0
12 | 27 | 4 | 0 | 0 | -3 | 0.4 | 0.12 | 0 | -3 | 0 | 0 | 0 | 0 | 12 | 26 | 4 | 0 | 0
12 | 27 | 5 | 0 | 0 | -4 | 0.4 | 0.12 | 0 | -4 | 0 | 0 | 0 | 0 | 12 | 26 | 5 | 0 | 0
12 | 27 | 6 | 0 | 0 | -4 | 0.4 | 0.12 | 0 | -4 | 0 | 0 | 0 | 0 | 12 | 26 | 6 | 0 | 0
12 | 27 | 7 | 0 | 0 | -3 | 0.4 | 0.12 | 0 | -3 | 0 | 0 | 0 | 0 | 12 | 26 | 7 | 0 | 0
12 | 27 | 8 | 394 | 26 | -1 | 0.5 | 0.12 | 125.511 | 3.064 | 101.681 | 93.322 | 0.093322 | 0.093589 | 12 | 26 | 8 | 6.4012e-05 | 6.4166e-05
12 | 27 | 9 | 692 | 52 | 1 | 0.6 | 0.12 | 389.281 | 14.26 | 403.103 | 384.063 | 0.38406 | 0.40049 | 12 | 26 | 9 | 0.00026344 | 0.00027458
12 | 27 | 10 | 820 | 64 | 3 | 0.7 | 0.12 | 582.88 | 22.399 | 598.907 | 572.929 | 0.57293 | 0.59331 | 12 | 26 | 10 | 0.00039299 | 0.00040678
12 | 27 | 11 | 875 | 70 | 5 | 0.8 | 0.12 | 707.512 | 27.894 | 709.508 | 679.611 | 0.67961 | 0.69688 | 12 | 26 | 11 | 0.00046617 | 0.0004778
12 | 27 | 12 | 893 | 72 | 6 | 0.8 | 0.12 | 752.055 | 30.323 | 745.637 | 714.46 | 0.71446 | 0.73381 | 12 | 26 | 12 | 0.00049007 | 0.00050312
12 | 27 | 13 | 885 | 70 | 7 | 0.7 | 0.12 | 725.831 | 31.126 | 718.334 | 688.125 | 0.68812 | 0.70459 | 12 | 26 | 13 | 0.00047201 | 0.00048308
12 | 27 | 14 | 841 | 65 | 6 | 0.6 | 0.12 | 627.177 | 27.456 | 631.716 | 604.575 | 0.60458 | 0.61451 | 12 | 26 | 14 | 0.0004147 | 0.00042132
12 | 27 | 15 | 742 | 56 | 4 | 0.4 | 0.12 | 455.067 | 20.501 | 469.383 | 447.994 | 0.44799 | 0.45456 | 12 | 26 | 15 | 0.00030729 | 0.00031166
12 | 27 | 16 | 522 | 36 | 1 | 0.4 | 0.12 | 226.986 | 8.996 | 216.79 | 204.352 | 0.20435 | 0.20827 | 12 | 26 | 16 | 0.00014017 | 0.00014279
12 | 27 | 17 | 0 | 0 | 0 | 0.4 | 0.12 | 0 | 0 | 0 | 0 | 0 | 0 | 12 | 26 | 17 | 0 | 0
12 | 27 | 18 | 0 | 0 | 0 | 0.5 | 0.12 | 0 | 0 | 0 | 0 | 0 | 0 | 12 | 26 | 18 | 0 | 0
12 | 27 | 19 | 0 | 0 | 0 | 0.5 | 0.12 | 0 | 0 | 0 | 0 | 0 | 0 | 12 | 26 | 19 | 0 | 0
12 | 27 | 20 | 0 | 0 | 0 | 0.5 | 0.12 | 0 | 0 | 0 | 0 | 0 | 0 | 12 | 26 | 20 | 0 | 0
12 | 27 | 21 | 0 | 0 | 0 | 0.6 | 0.12 | 0 | 0 | 0 | 0 | 0 | 0 | 12 | 26 | 21 | 0 | 0
12 | 27 | 22 | 0 | 0 | 0 | 0.6 | 0.12 | 0 | 0 | 0 | 0 | 0 | 0 | 12 | 26 | 22 | 0 | 0
12 | 27 | 23 | 0 | 0 | 0 | 0.6 | 0.12 | 0 | 0 | 0 | 0 | 0 | 0 | 12 | 26 | 23 | 0 | 0
12 | 28 | 0 | 0 | 0 | 0 | 0.6 | 0.12 | 0 | 0 | 0 | 0 | 0 | 0 | 12 | 27 | 0 | 0 | 0
12 | 28 | 1 | 0 | 0 | 0 | 0.6 | 0.12 | 0 | 0 | 0 | 0 | 0 | 0 | 12 | 27 | 1 | 0 | 0
12 | 28 | 2 | 0 | 0 | 0 | 0.6 | 0.12 | 0 | 0 | 0 | 0 | 0 | 0 | 12 | 27 | 2 | 0 | 0
12 | 28 | 3 | 0 | 0 | 0 | 0.6 | 0.12 | 0 | 0 | 0 | 0 | 0 | 0 | 12 | 27 | 3 | 0 | 0
12 | 28 | 4 | 0 | 0 | 0 | 0.6 | 0.12 | 0 | 0 | 0 | 0 | 0 | 0 | 12 | 27 | 4 | 0 | 0
12 | 28 | 5 | 0 | 0 | 0 | 0.6 | 0.12 | 0 | 0 | 0 | 0 | 0 | 0 | 12 | 27 | 5 | 0 | 0
12 | 28 | 6 | 0 | 0 | 0 | 0.6 | 0.12 | 0 | 0 | 0 | 0 | 0 | 0 | 12 | 27 | 6 | 0 | 0
12 | 28 | 7 | 0 | 0 | 0 | 0.6 | 0.12 | 0 | 0 | 0 | 0 | 0 | 0 | 12 | 27 | 7 | 0 | 0
12 | 28 | 8 | 420 | 25 | 0 | 0.7 | 0.12 | 125.855 | 3.834 | 100.46 | 92.144 | 0.092144 | 0.093322 | 12 | 27 | 8 | 6.3204e-05 | 6.3983e-05
12 | 28 | 9 | 398 | 72 | 2 | 0.7 | 0.12 | 275.874 | 11.135 | 286.398 | 271.493 | 0.27149 | 0.38406 | 12 | 27 | 9 | 0.00018623 | 0.00026332
12 | 28 | 10 | 845 | 61 | 5 | 0.7 | 0.12 | 594.166 | 24.776 | 605.283 | 579.079 | 0.57908 | 0.57293 | 12 | 27 | 10 | 0.00039721 | 0.00039281
12 | 28 | 11 | 902 | 67 | 7 | 0.8 | 0.12 | 717.867 | 30.231 | 713.711 | 683.665 | 0.68366 | 0.67961 | 12 | 27 | 11 | 0.00046895 | 0.00046595
12 | 28 | 12 | 527 | 147 | 8 | 0.9 | 0.12 | 571.22 | 25.968 | 572.628 | 547.582 | 0.54758 | 0.71446 | 12 | 27 | 12 | 0.0003756 | 0.00048985
12 | 28 | 13 | 693 | 97 | 8 | 0.8 | 0.12 | 628.097 | 28.308 | 626.946 | 599.974 | 0.59997 | 0.68812 | 12 | 27 | 13 | 0.00041154 | 0.00047179
12 | 28 | 14 | 311 | 149 | 7 | 0.5 | 0.12 | 372.565 | 20.086 | 380.136 | 361.91 | 0.36191 | 0.60458 | 12 | 27 | 14 | 0.00024825 | 0.00041451
12 | 28 | 15 | 126 | 111 | 4 | 0.4 | 0.12 | 188.221 | 10.803 | 194.813 | 183.153 | 0.18315 | 0.44799 | 12 | 27 | 15 | 0.00012563 | 0.00030715
12 | 28 | 16 | 0 | 19 | 2 | 0.4 | 0.12 | 17.597 | 2.629 | 16.47 | 11.13 | 0.01113 | 0.20435 | 12 | 27 | 16 | 7.6344e-06 | 0.00014011
12 | 28 | 17 | 0 | 0 | 1 | 0.4 | 0.12 | 0 | 1 | 0 | 0 | 0 | 0 | 12 | 27 | 17 | 0 | 0
12 | 28 | 18 | 0 | 0 | 1 | 0.4 | 0.12 | 0 | 1 | 0 | 0 | 0 | 0 | 12 | 27 | 18 | 0 | 0
12 | 28 | 19 | 0 | 0 | 0 | 0.4 | 0.12 | 0 | 0 | 0 | 0 | 0 | 0 | 12 | 27 | 19 | 0 | 0
12 | 28 | 20 | 0 | 0 | 0 | 0.4 | 0.12 | 0 | 0 | 0 | 0 | 0 | 0 | 12 | 27 | 20 | 0 | 0
12 | 28 | 21 | 0 | 0 | 0 | 0.4 | 0.12 | 0 | 0 | 0 | 0 | 0 | 0 | 12 | 27 | 21 | 0 | 0
12 | 28 | 22 | 0 | 0 | 1 | 0.5 | 0.12 | 0 | 1 | 0 | 0 | 0 | 0 | 12 | 27 | 22 | 0 | 0
12 | 28 | 23 | 0 | 0 | 1 | 0.5 | 0.12 | 0 | 1 | 0 | 0 | 0 | 0 | 12 | 27 | 23 | 0 | 0
12 | 29 | 0 | 0 | 0 | 1 | 0.5 | 0.12 | 0 | 1 | 0 | 0 | 0 | 0 | 12 | 28 | 0 | 0 | 0
12 | 29 | 1 | 0 | 0 | 0 | 0.4 | 0.12 | 0 | 0 | 0 | 0 | 0 | 0 | 12 | 28 | 1 | 0 | 0
12 | 29 | 2 | 0 | 0 | 0 | 0.2 | 0.12 | 0 | 0 | 0 | 0 | 0 | 0 | 12 | 28 | 2 | 0 | 0
12 | 29 | 3 | 0 | 0 | 0 | 0.2 | 0.12 | 0 | 0 | 0 | 0 | 0 | 0 | 12 | 28 | 3 | 0 | 0
12 | 29 | 4 | 0 | 0 | 0 | 0.2 | 0.12 | 0 | 0 | 0 | 0 | 0 | 0 | 12 | 28 | 4 | 0 | 0
12 | 29 | 5 | 0 | 0 | 0 | 0.2 | 0.12 | 0 | 0 | 0 | 0 | 0 | 0 | 12 | 28 | 5 | 0 | 0
12 | 29 | 6 | 0 | 0 | 0 | 0.2 | 0.12 | 0 | 0 | 0 | 0 | 0 | 0 | 12 | 28 | 6 | 0 | 0
12 | 29 | 7 | 0 | 0 | 0 | 0.2 | 0.12 | 0 | 0 | 0 | 0 | 0 | 0 | 12 | 28 | 7 | 0 | 0
12 | 29 | 8 | 0 | 3 | 0 | 0.3 | 0.12 | 2.772 | 0.098 | 2.089 | 0 | 0 | 0.092144 | 12 | 28 | 8 | 0 | 6.3176e-05
12 | 29 | 9 | 0 | 19 | 1 | 0.4 | 0.12 | 17.593 | 1.634 | 17.056 | 11.696 | 0.011696 | 0.27149 | 12 | 28 | 9 | 8.0226e-06 | 0.00018614
12 | 29 | 10 | 0 | 34 | 1 | 0.5 | 0.12 | 31.524 | 2.103 | 31.326 | 25.46 | 0.02546 | 0.57908 | 12 | 28 | 10 | 1.7464e-05 | 0.00039703
12 | 29 | 11 | 110 | 189 | 3 | 0.6 | 0.12 | 286.23 | 12.743 | 295.431 | 280.206 | 0.28021 | 0.68366 | 12 | 28 | 11 | 0.0001922 | 0.00046873
12 | 29 | 12 | 10 | 166 | 5 | 0.8 | 0.12 | 170.001 | 10.465 | 172.919 | 162.036 | 0.16204 | 0.54758 | 12 | 28 | 12 | 0.00011115 | 0.00037543
12 | 29 | 13 | 0 | 133 | 6 | 0.9 | 0.12 | 127.995 | 10.007 | 129.199 | 119.865 | 0.11986 | 0.59997 | 12 | 28 | 13 | 8.2219e-05 | 0.00041135
12 | 29 | 14 | 772 | 79 | 7 | 0.9 | 0.12 | 601.046 | 25.951 | 608.142 | 581.837 | 0.58184 | 0.36191 | 12 | 28 | 14 | 0.0003991 | 0.00024813
12 | 29 | 15 | 644 | 71 | 6 | 0.8 | 0.12 | 426.787 | 19.819 | 440.681 | 420.309 | 0.42031 | 0.18315 | 12 | 28 | 15 | 0.0002883 | 0.00012557
12 | 29 | 16 | 359 | 49 | 4 | 0.8 | 0.12 | 189.256 | 9.977 | 181.482 | 170.295 | 0.17029 | 0.01113 | 12 | 28 | 16 | 0.00011681 | 7.6309e-06
12 | 29 | 17 | 0 | 0 | 2 | 0.9 | 0.12 | 0 | 2 | 0 | 0 | 0 | 0 | 12 | 28 | 17 | 0 | 0
12 | 29 | 18 | 0 | 0 | 1 | 0.8 | 0.12 | 0 | 1 | 0 | 0 | 0 | 0 | 12 | 28 | 18 | 0 | 0
12 | 29 | 19 | 0 | 0 | 0 | 0.7 | 0.12 | 0 | 0 | 0 | 0 | 0 | 0 | 12 | 28 | 19 | 0 | 0
12 | 29 | 20 | 0 | 0 | 0 | 0.7 | 0.12 | 0 | 0 | 0 | 0 | 0 | 0 | 12 | 28 | 20 | 0 | 0
12 | 29 | 21 | 0 | 0 | 0 | 0.8 | 0.12 | 0 | 0 | 0 | 0 | 0 | 0 | 12 | 28 | 21 | 0 | 0
12 | 29 | 22 | 0 | 0 | 0 | 0.8 | 0.12 | 0 | 0 | 0 | 0 | 0 | 0 | 12 | 28 | 22 | 0 | 0
12 | 29 | 23 | 0 | 0 | -1 | 0.7 | 0.12 | 0 | -1 | 0 | 0 | 0 | 0 | 12 | 28 | 23 | 0 | 0
12 | 30 | 0 | 0 | 0 | -2 | 0.7 | 0.12 | 0 | -2 | 0 | 0 | 0 | 0 | 12 | 29 | 0 | 0 | 0
12 | 30 | 1 | 0 | 0 | -2 | 0.7 | 0.12 | 0 | -2 | 0 | 0 | 0 | 0 | 12 | 29 | 1 | 0 | 0
12 | 30 | 2 | 0 | 0 | -2 | 0.7 | 0.12 | 0 | -2 | 0 | 0 | 0 | 0 | 12 | 29 | 2 | 0 | 0
12 | 30 | 3 | 0 | 0 | -3 | 0.6 | 0.12 | 0 | -3 | 0 | 0 | 0 | 0 | 12 | 29 | 3 | 0 | 0
12 | 30 | 4 | 0 | 0 | -3 | 0.6 | 0.12 | 0 | -3 | 0 | 0 | 0 | 0 | 12 | 29 | 4 | 0 | 0
12 | 30 | 5 | 0 | 0 | -4 | 0.6 | 0.12 | 0 | -4 | 0 | 0 | 0 | 0 | 12 | 29 | 5 | 0 | 0
12 | 30 | 6 | 0 | 0 | -4 | 0.6 | 0.12 | 0 | -4 | 0 | 0 | 0 | 0 | 12 | 29 | 6 | 0 | 0
12 | 30 | 7 | 0 | 0 | -4 | 0.6 | 0.12 | 0 | -4 | 0 | 0 | 0 | 0 | 12 | 29 | 7 | 0 | 0
12 | 30 | 8 | 0 | 24 | -3 | 0.7 | 0.12 | 22.788 | -2.286 | 18.945 | 13.518 | 0.013518 | 0 | 12 | 29 | 8 | 9.2724e-06 | 0
12 | 30 | 9 | 0 | 71 | -2 | 0.8 | 0.12 | 68.549 | 0.205 | 70.516 | 63.261 | 0.063261 | 0.011696 | 12 | 29 | 9 | 4.3393e-05 | 8.019e-06
12 | 30 | 10 | 0 | 119 | -1 | 0.8 | 0.12 | 115.99 | 2.734 | 120.677 | 111.645 | 0.11164 | 0.02546 | 12 | 29 | 10 | 7.6581e-05 | 1.7456e-05
12 | 30 | 11 | 4 | 150 | 0 | 0.7 | 0.12 | 149.304 | 4.934 | 154.697 | 144.459 | 0.14446 | 0.28021 | 12 | 29 | 11 | 9.9089e-05 | 0.00019211
12 | 30 | 12 | 0 | 90 | 0 | 0.6 | 0.12 | 84.06 | 2.854 | 85.858 | 78.059 | 0.078059 | 0.16204 | 12 | 29 | 12 | 5.3543e-05 | 0.00011109
12 | 30 | 13 | 0 | 87 | 0 | 0.6 | 0.12 | 81.194 | 2.757 | 82.952 | 75.257 | 0.075257 | 0.11986 | 12 | 29 | 13 | 5.1621e-05 | 8.2182e-05
12 | 30 | 14 | 67 | 161 | 0 | 0.6 | 0.12 | 212.482 | 7.235 | 222.343 | 209.708 | 0.20971 | 0.58184 | 12 | 29 | 14 | 0.00014385 | 0.00039892
12 | 30 | 15 | 54 | 110 | -1 | 0.5 | 0.12 | 143.346 | 4.025 | 150.36 | 140.276 | 0.14028 | 0.42031 | 12 | 29 | 15 | 9.622e-05 | 0.00028817
12 | 30 | 16 | 554 | 38 | -3 | 0.4 | 0.12 | 243.308 | 5.591 | 237.597 | 224.421 | 0.22442 | 0.17029 | 12 | 29 | 16 | 0.00015394 | 0.00011676
12 | 30 | 17 | 0 | 0 | -4 | 0.4 | 0.12 | 0 | -4 | 0 | 0 | 0 | 0 | 12 | 29 | 17 | 0 | 0
12 | 30 | 18 | 0 | 0 | -4 | 0.5 | 0.12 | 0 | -4 | 0 | 0 | 0 | 0 | 12 | 29 | 18 | 0 | 0
12 | 30 | 19 | 0 | 0 | -4 | 0.5 | 0.12 | 0 | -4 | 0 | 0 | 0 | 0 | 12 | 29 | 19 | 0 | 0
12 | 30 | 20 | 0 | 0 | -4 | 0.5 | 0.12 | 0 | -4 | 0 | 0 | 0 | 0 | 12 | 29 | 20 | 0 | 0
12 | 30 | 21 | 0 | 0 | -4 | 0.6 | 0.12 | 0 | -4 | 0 | 0 | 0 | 0 | 12 | 29 | 21 | 0 | 0
12 | 30 | 22 | 0 | 0 | -4 | 0.6 | 0.12 | 0 | -4 | 0 | 0 | 0 | 0 | 12 | 29 | 22 | 0 | 0
12 | 30 | 23 | 0 | 0 | -4 | 0.6 | 0.12 | 0 | -4 | 0 | 0 | 0 | 0 | 12 | 29 | 23 | 0 | 0
12 | 31 | 0 | 0 | 0 | -4 | 0.6 | 0.12 | 0 | -4 | 0 | 0 | 0 | 0 | 12 | 30 | 0 | 0 | 0
12 | 31 | 1 | 0 | 0 | -3 | 0.8 | 0.12 | 0 | -3 | 0 | 0 | 0 | 0 | 12 | 30 | 1 | 0 | 0
12 | 31 | 2 | 0 | 0 | -3 | 0.9 | 0.12 | 0 | -3 | 0 | 0 | 0 | 0 | 12 | 30 | 2 | 0 | 0
12 | 31 | 3 | 0 | 0 | -3 | 0.9 | 0.12 | 0 | -3 | 0 | 0 | 0 | 0 | 12 | 30 | 3 | 0 | 0
12 | 31 | 4 | 0 | 0 | -3 | 0.8 | 0.12 | 0 | -3 | 0 | 0 | 0 | 0 | 12 | 30 | 4 | 0 | 0
12 | 31 | 5 | 0 | 0 | -4 | 0.8 | 0.12 | 0 | -4 | 0 | 0 | 0 | 0 | 12 | 30 | 5 | 0 | 0
12 | 31 | 6 | 0 | 0 | -4 | 0.8 | 0.12 | 0 | -4 | 0 | 0 | 0 | 0 | 12 | 30 | 6 | 0 | 0
12 | 31 | 7 | 0 | 0 | -3 | 0.9 | 0.12 | 0 | -3 | 0 | 0 | 0 | 0 | 12 | 30 | 7 | 0 | 0
12 | 31 | 8 | 312 | 30 | -3 | 1.1 | 0.12 | 109.439 | 0.004 | 88.189 | 80.308 | 0.080308 | 0.013518 | 12 | 30 | 8 | 5.5086e-05 | 9.2682e-06
12 | 31 | 9 | 632 | 62 | -2 | 1.2 | 0.12 | 373.402 | 8.872 | 393.477 | 374.778 | 0.37478 | 0.063261 | 12 | 30 | 9 | 0.00025707 | 4.3373e-05
12 | 31 | 10 | 780 | 75 | -1 | 1.3 | 0.12 | 569.848 | 15.279 | 600.561 | 574.524 | 0.57452 | 0.11164 | 12 | 30 | 10 | 0.00039408 | 7.6546e-05
12 | 31 | 11 | 867 | 74 | 0 | 1.3 | 0.12 | 707.143 | 20.182 | 729.61 | 699.001 | 0.699 | 0.14446 | 12 | 30 | 11 | 0.00047947 | 9.9044e-05
12 | 31 | 12 | 896 | 73 | 0 | 1.2 | 0.12 | 757.798 | 22.139 | 774.561 | 742.359 | 0.74236 | 0.078059 | 12 | 30 | 12 | 0.00050921 | 5.3519e-05
12 | 31 | 13 | 880 | 72 | 0 | 1 | 0.12 | 733.8 | 22.531 | 749.695 | 718.374 | 0.71837 | 0.075257 | 12 | 30 | 13 | 0.00049276 | 5.1598e-05
12 | 31 | 14 | 813 | 72 | 0 | 0.9 | 0.12 | 622.325 | 19.624 | 644.981 | 617.371 | 0.61737 | 0.20971 | 12 | 30 | 14 | 0.00042347 | 0.00014378
12 | 31 | 15 | 281 | 104 | 0 | 0.6 | 0.12 | 267.54 | 9.138 | 282.981 | 268.197 | 0.2682 | 0.14028 | 12 | 30 | 15 | 0.00018396 | 9.6176e-05
12 | 31 | 16 | 471 | 42 | 0 | 0.3 | 0.12 | 223.227 | 8.138 | 216.668 | 204.234 | 0.20423 | 0.22442 | 12 | 30 | 16 | 0.00014009 | 0.00015387
12 | 31 | 17 | 0 | 0 | -1 | 0.3 | 0.12 | 0 | -1 | 0 | 0 | 0 | 0 | 12 | 30 | 17 | 0 | 0
12 | 31 | 18 | 0 | 0 | -1 | 0.3 | 0.12 | 0 | -1 | 0 | 0 | 0 | 0 | 12 | 30 | 18 | 0 | 0
12 | 31 | 19 | 0 | 0 | 4 | 0.4 | 0.11 | 0 | 4 | 0 | 0 | 0 | 0 | 12 | 30 | 19 | 0 | 0
12 | 31 | 20 | 0 | 0 | 3 | 1 | 0.11 | 0 | 3 | 0 | 0 | 0 | 0 | 12 | 30 | 20 | 0 | 0
12 | 31 | 21 | 0 | 0 | 1 | 1.2 | 0.11 | 0 | 1 | 0 | 0 | 0 | 0 | 12 | 30 | 21 | 0 | 0
12 | 31 | 22 | 0 | 0 | 0 | 1 | 0.11 | 0 | 0 | 0 | 0 | 0 | 0 | 12 | 30 | 22 | 0 | 0
12 | 31 | 23 | 0 | 0 | 0 | 0.6 | 0.11 | 0 | 0 | 0 | 0 | 0 | 0 | 12 | 30 | 23 | 0 | 0
[13 empty] | 0 | 12 | 31 | 0 |  | 0
[13 empty] | 0 | 12 | 31 | 1 |  | 0
[13 empty] | 0 | 12 | 31 | 2 |  | 0
[13 empty] | 0 | 12 | 31 | 3 |  | 0
[13 empty] | 0 | 12 | 31 | 4 |  | 0
[13 empty] | 0 | 12 | 31 | 5 |  | 0
[13 empty] | 0 | 12 | 31 | 6 |  | 0
[13 empty] | 0 | 12 | 31 | 7 |  | 0
[13 empty] | 0.080308 | 12 | 31 | 8 |  | 5.5061e-05
[13 empty] | 0.37478 | 12 | 31 | 9 |  | 0.00025695
[13 empty] | 0.57452 | 12 | 31 | 10 |  | 0.0003939
[13 empty] | 0.699 | 12 | 31 | 11 |  | 0.00047925
[13 empty] | 0.74236 | 12 | 31 | 12 |  | 0.00050898
[13 empty] | 0.71837 | 12 | 31 | 13 |  | 0.00049253
[13 empty] | 0.61737 | 12 | 31 | 14 |  | 0.00042328
[13 empty] | 0.2682 | 12 | 31 | 15 |  | 0.00018388
[13 empty] | 0.20423 | 12 | 31 | 16 |  | 0.00014003
[13 empty] | 0 | 12 | 31 | 17 |  | 0
[13 empty] | 0 | 12 | 31 | 18 |  | 0
[13 empty] | 0 | 12 | 31 | 19 |  | 0
[13 empty] | 0 | 12 | 31 | 20 |  | 0
[13 empty] | 0 | 12 | 31 | 21 |  | 0
[13 empty] | 0 | 12 | 31 | 22 |  | 0
[13 empty] | 0 | 12 | 31 | 23 |  | 0