## SAO - DSC
SCHEDULE OF ADJUSTED OPERATIONS
Simpson Count Water District
|  |  | Test Year | Adjustments | Ref. | Pro Forma
Operating Revenues
| Total Metered Sales |  | 2611738 | -93251.348 | A | 2518486.652 | Adjustment reflects Test-Year Gallons sold, the elimination of unbilled revenues, and the P#A Rate Decrease in 2023.
| Private Fire Protection |  | 41703 | -155.74 | B | 41547.26 | Billing Abalysis
| Total Sales of Water |  | 2653441 | -93407.088 |  | 2560033.912
Other Water Revenues:
|  | Forfeited Discounts | 37943 |  |  | 37943
|  | Misc. Service Revenues | 16785 |  |  | 16785
|  | Rents from Water Property | 37014 |  |  | 37014
|  | Other Water Revenues | 2233 |  |  | 2233
|  | Total Other Water Revenues | 93975 | 0 |  | 93975
Total Operating Revenues |  |  | 2747416 | -93407.088 |  | 2654008.912
Operating Expenses
Operation and Maintenance
|  | Salaries and Wages - Employees | 228656 | 52615.5914 | C | 281271.5914 | Allocation of Current Staff Hours at the 2024 Wage Rates
|  | Salaries and Wages - Officers | 10800 |  |  | 10800
|  | Employee Pensions and Benefits | 112610 | -20530.8551 | D |  | Misclassified FICA
|  |  |  | 783 | E |  | Employee Medical & Dental Allocation
|  |  |  | 11996 | F | 104858.1449 | Employee Pension and 401(k) Allocation
|  | Purchased Water | 1216129 | -1143 | G | 1214986 | Cost Line Loss of 15% Allowable limit
|  | Purchased Power | 30953 | -29 | G | 30924 | Cost Line Loss of 15% Allowable limit
|  | Materials and Supplies | 38961 |  |  | 38961
|  | Contractual Services - Accounting | 6029 |  |  | 6029
|  | Contractual Services - Legal | 113 |  |  | 113
|  | Contractual Services - Water Testing | 6812 |  |  | 6812
|  | Contractual Services - Other | 127101 |  |  | 127101
|  | Rental of Buliding/Real Prop. | 9912 |  |  | 9912
|  | Transportation Expenses | 37509 |  |  | 37509
|  | Insurance - Vehicle | 1173 |  |  | 1173
|  | Insurance - Gen. Liability | 11946 |  |  | 11946
|  | Insurance - Workers' Compensation | 1445 |  |  | 1445 | Where did this amount come from?
|  | Insurance - Other | 804 |  |  | 804
|  | Bad Debt | 1859 |  |  | 1859
|  | Miscellaneous Expenses | 5226 |  |  | 5226
| Total Operation and Mant. Expenses |  | 1848038 | 43691.7364 |  | 1891729.7364
| Depreciation Expense |  | 700686 | -155930 | H |  | Dep 2023 Plant Additions
|  |  |  | 82024 | I |  | Revised Dep Lives AMR Meters
|  |  |  | 41654 | J | 668434 | Eliminate Adjust for Prior Periods
| Taxes Other Than Income |  | 3916 | 22343 | K | 26259 | Pro Forma FICA Tax
Total Operating Expenses |  |  | 2552640 | 33782.7364 |  | 2586422.7364
Net Utility Operating Income |  |  | 194776 | -127189.8243 |  | 67586.1757 | 123678
REVENUE REQUIREMENTS
Pro Forma Operating Expenses | [5 empty] | 2586422.7364
Plus: |  | Avg. Annual Principal and Interest Payments |  |  | L | 198881
|  | Additional Working Capital |  |  | L | 39776
Total Revenue Requirement | [5 empty] | 2825079.7364
Less: |  | Other Operating Revenue |  |  |  | -93975 | Why is this deducted?
Income from Utility Plant Leases
Gains for Disposition of Property
|  | Interest Income |  |  |  | -14635 | Why is this deducted?
|  | Nonutility Income |  |  |  | -7790 | Why is this deducted?
Revenue Required From Water Sales | [5 empty] | 2708679.7364
|  | Revenue from Sales at Present Rates |  |  |  | -2560033.912
Surplus Revenue With Required Adjustments | [5 empty] | 148645.8243
Percentage Increase | [5 empty] | 5.81% | This is a different increase that SAO - OP Ratio.

## Emp Sal & Wages
SIMPSON COUNTY WATER DISTRICT
HOURS & WAGES
YEAR 2024 (Base Year 2022)
|  |  |  | 2024-02-12 | Salary/ | EXPENSE WAGES - 601 Wage Expense Accts | [5 empty] | CAPITAL WAGES 105 Accts | [5 empty] | OTHER WAGES (Damages) | [5 empty] | TOTAL WAGES | [6 empty] | Plus 5% | Allocated Employe Hrours Expensed |  |  | Total Annual
Dept | Employee No. | 12/31/22 Job Position | Status | Wages | Hourly | Regular Hrs | Regular $s | OT Hours | OT $s | Total Hrs | Total $s | Regular Hrs | Regular $s | OT Hours | OT $s | Total Hrs | Total $s | Regular Hrs | Regular $s | OT Hours | OT $s | Total Hrs | Total $s | Regular Hrs | Regular $s | OT Hours | OT $s | Total Hrs | Total $s | Hrly Rate | Hrly Rate | Reg | Otime | Total | Hours
2J | 70 | Accountant | Active | 36.23 | H | 74.6798 | 2705.65 | 4.3754 | 237.78 | 79.0553 | 2943.43 | 51.8962 | 1880.2 | 3.0406 | 165.24 | 54.9367 | 2045.44 | 0 | 0 | 0 | 0 | 0 | 0 | 126.576 | 4585.85 | 7.416 | 403.02 | 133.992 | 4988.87 | 34.5 | 36.23 | 74.6798 | 4.3754 | 79.0553 | 2080
2J | 216 | Accounting Clerk (Replacement for 2J-85) | Active | 27.23 | H | 10.3439 | 281.66 | 0.04248 | 1.74 | 10.3864 | 283.4 | 7.1881 | 195.73 | 0.02952 | 1.21 | 7.2176 | 196.94 | 0 | 0 | 0 | 0 | 0 | 0 | 17.532 | 477.39 | 0.072 | 2.95 | 17.604 | 480.34 | 25.93 | 27.23 | 10.3439 | 0.04248 | 10.3864 | 2080
2J | 34 | Accounting Supervisor- Customer Accounts | Active | 41.8 | H | 71.7275 | 2998.21 | 4.6091 | 288.99 | 76.3366 | 3287.2 | 49.8445 | 2083.5 | 3.2029 | 200.82 | 53.0474 | 2284.32 | 0 | 0 | 0 | 0 | 0 | 0 | 121.572 | 5081.71 | 7.812 | 489.81 | 129.384 | 5571.52 | 39.81 | 41.8 | 71.7275 | 4.6091 | 76.3366 | 2080
2J | 131 | Accounting Supervisor- Financial Reporting | Active | 41.7 | H | 76.5914 | 3193.86 | 4.2905 | 268.37 | 80.8819 | 3462.23 | 53.2246 | 2219.46 | 2.9815 | 186.49 | 56.2061 | 2405.95 | 0 | 0 | 0 | 0 | 0 | 0 | 129.816 | 5413.32 | 7.272 | 454.86 | 137.088 | 5868.18 | 39.71 | 41.7 | 76.5914 | 4.2905 | 80.8819 | 2080
2J | 203 | Accouting Clerk | Active | 28.74 | H | 77.4835 | 2226.88 | 3.2497 | 140.1 | 80.7332 | 2366.98 | 53.8445 | 1547.49 | 2.2583 | 97.35 | 56.1028 | 1644.84 | 0 | 0 | 0 | 0 | 0 | 0 | 131.328 | 3774.37 | 5.508 | 237.45 | 136.836 | 4011.82 | 27.37 | 28.74 | 77.4835 | 3.2497 | 80.7332 | 2080
2J | 216 | Accouting Clerk | Active | 27.23 | H | 53.4823 | 1456.32 | 0.33984 | 13.88 | 53.8222 | 1470.2 | 37.1657 | 1012.02 | 0.23616 | 9.65 | 37.4018 | 1021.67 | 0 | 0 | 0 | 0 | 0 | 0 | 90.648 | 2468.34 | 0.576 | 23.53 | 91.224 | 2491.87 | 25.93 | 27.23 | 53.4823 | 0.33984 | 53.8222 | 2080
2H | 228 | Executive Assistant | Active | 32.52 | H | 72.6408 | 2362.28 | 0.16992 | 8.29 | 72.8107 | 2370.57 | 50.4792 | 1641.58 | 0.11808 | 5.76 | 50.5973 | 1647.34 | 0 | 0 | 0 | 0 | 0 | 0 | 123.12 | 4003.86 | 0.288 | 14.05 | 123.408 | 4017.91 | 30.97 | 32.52 | 72.6408 | 0.16992 | 72.8107 | 2080
2E | 116 | AMR/AMI Supervisor | Active | 39.8 | H | 3 | 119.4 | 32 | 1910.4 | 35 | 2029.8 | 4 | 159.2 | 0 | 0 | 4 | 159.2 | 0 | 0 | 0 | 0 | 0 | 0 | 7 | 278.6 | 32 | 1910.4 | 39 | 2189 | 37.9 | 39.8 | 3 | 32 | 35 | 2080
2E | 206 | AMR/AMI Technician | Active | 20.52 | H | 0 | 0 | 5 | 153.9 | 5 | 153.9 | 30.5 | 625.86 | 0 | 0 | 30.5 | 625.86 | 0 | 0 | 0 | 0 | 0 | 0 | 30.5 | 625.86 | 5 | 153.9 | 35.5 | 779.76 | 19.54 | 20.52 | 0 | 5 | 5 | 2080
2E | 226 | AMR/AMI Technician | Active | 19.62 | H | 17.5 | 343.35 | 13.5 | 397.31 | 31 | 740.66 | 37 | 725.94 | 0 | 0 | 37 | 725.94 | 0 | 0 | 0 | 0 | 0 | 0 | 54.5 | 1069.29 | 13.5 | 397.31 | 68 | 1466.6 | 18.69 | 19.62 | 17.5 | 13.5 | 31 | 2080
2E | 223 | AMR/AMI Technician | Active | 20.7 | H | 0 | 0 | 6 | 186.3 | 6 | 186.3 | 0 | 0 | 0 | 0 | 0 | 0 | 0 | 0 | 0 | 0 | 0 | 0 | 0 | 0 | 6 | 186.3 | 6 | 186.3 | 19.71 | 20.7 | 0 | 6 | 6 | 2080
2E | 215 | AMR/AMI Technician | Active | 22.76 | H | 0 | 0 | 3.5 | 119.49 | 3.5 | 119.49 | 0 | 0 | 0 | 0 | 0 | 0 | 0 | 0 | 0 | 0 | 0 | 0 | 0 | 0 | 3.5 | 119.49 | 3.5 | 119.49 | 21.68 | 22.76 | 0 | 3.5 | 3.5 | 2080
2H | 35 | Biling Administrator | Active | 3115.83 | S | 68.4778 | 2667.06 | 5.7773 | 225.01 | 74.255 | 2892.07 | 47.5862 | 1853.38 | 4.0147 | 156.36 | 51.601 | 2009.74 | 0 | 0 | 0 | 0 | 0 | 0 | 116.064 | 4520.44 | 9.792 | 381.37 | 125.856 | 4901.81 | 2967.46 | 3115.83 | 68.4778 | 5.7773 | 74.255 | 2080
2H | 35 | Biling Administrator (Replacement for 2H-26) | Active | 3115.83 | S | 33.1132 | 1289.69 | 3.4621 | 134.84 | 36.5753 | 1424.53 | 23.0108 | 896.22 | 2.4059 | 93.7 | 25.4167 | 989.92 | 0 | 0 | 0 | 0 | 0 | 0 | 56.124 | 2185.91 | 5.868 | 228.54 | 61.992 | 2414.45 | 2967.46 | 3115.83 | 33.1132 | 3.4621 | 36.5753 | 2080
5F | 153 | SC Customer Service Representative | Active | 23.74 | H | 1771 | 42043.54 | 116.5 | 4148.57 | 1887.5 | 46192.11 | 0 | 0 | 0 | 0 | 0 | 0 | 0 | 0 | 0 | 0 | 0 | 0 | 1771 | 42043.54 | 116.5 | 4148.57 | 1887.5 | 46192.11 | 22.61 | 23.74 | 1771 | 116.5 | 1887.5 | 2080
2E | 227 | Collector/Utilityperson | Active | 19.62 | H | 0 | 0 | 3 | 88.29 | 3 | 88.29 | 0 | 0 | 0 | 0 | 0 | 0 | 0 | 0 | 0 | 0 | 0 | 0 | 0 | 0 | 3 | 88.29 | 3 | 88.29 | 18.69 | 19.62 | 0 | 3 | 3 | 2080
2F | 68 | DPM/Inspection Supervisor | Active | 44.15 | H | 2 | 88.3 | 1.5 | 99.34 | 3.5 | 187.64 | 41.5 | 1832.23 | 4.5 | 298.01 | 46 | 2130.24 | 0 | 0 | 0 | 0 | 0 | 0 | 43.5 | 1920.53 | 6 | 397.35 | 49.5 | 2317.88 | 42.05 | 44.15 | 2 | 1.5 | 3.5 | 2080
2C | 32 | Construction Foreman | Active | 39.78 | H | 6 | 238.68 | 15.5 | 924.89 | 21.5 | 1163.57 | 11 | 437.58 | 0.5 | 29.84 | 11.5 | 467.42 | 10 | 397.8 | 6 | 358.02 | 16 | 755.82 | 27 | 1074.06 | 22 | 1312.75 | 49 | 2386.81 | 37.89 | 39.78 | 6 | 15.5 | 21.5 | 2080
2C | 149 | Construction Foreman | Active | 32.2 | H | 9 | 289.8 | 24.5 | 1183.35 | 33.5 | 1473.15 | 33 | 1062.6 | 3 | 144.9 | 36 | 1207.5 | 6 | 193.2 | 11.5 | 555.45 | 17.5 | 748.65 | 48 | 1545.6 | 39 | 1883.7 | 87 | 3429.3 | 30.67 | 32.2 | 9 | 24.5 | 33.5 | 2080
2C | 115 | Construction Foreman | Active | 39.78 | H | 62.5425 | 2487.94 | 26 | 1551.42 | 88.5425 | 4039.36 | 63.0295 | 2507.31 | 7.5 | 447.53 | 70.5295 | 2954.84 | 4 | 159.12 | 3 | 179.01 | 7 | 338.13 | 129.572 | 5154.37 | 36.5 | 2177.96 | 166.072 | 7332.33 | 37.89 | 39.78 | 62.5425 | 26 | 88.5425 | 2080
2F | 161 | Construction Inspector | Active | 30.93 | H | 0 | 0 | 0 | 0 | 0 | 0 | 12 | 371.16 | 0 | 0 | 12 | 371.16 | 0 | 0 | 0 | 0 | 0 | 0 | 12 | 371.16 | 0 | 0 | 12 | 371.16 | 29.46 | 30.93 | 0 | 0 | 0 | 2080
2C | 218 | Construction Inspector | Active | 28.22 | H | 24 | 677.28 | 3.5 | 148.16 | 27.5 | 825.44 | 48.5 | 1368.67 | 5.5 | 232.82 | 54 | 1601.49 | 0 | 0 | 0 | 0 | 0 | 0 | 72.5 | 2045.95 | 9 | 380.98 | 81.5 | 2426.93 | 26.88 | 28.22 | 24 | 3.5 | 27.5 | 2080
2F | 83 | Sr. Construction Inspector | Active | 35.18 | H | 2.5 | 87.95 |  | 0 | 2.5 | 87.95 | 45.5 | 1600.69 | 0 | 0 | 45.5 | 1600.69 | 0 | 0 | 0 | 0 | 0 | 0 | 48 | 1688.64 | 0 | 0 | 48 | 1688.64 | 33.5 | 35.18 | 2.5 | 0 | 2.5 | 2080
2F | 170 | Construction Inspector | Active | 27.1 | H | 10 | 271 |  | 0 | 10 | 271 | 18.5 | 501.35 | 0.5 | 20.33 | 19 | 521.68 | 0 | 0 | 0 | 0 | 0 | 0 | 28.5 | 772.35 | 0.5 | 20.33 | 29 | 792.68 | 25.81 | 27.1 | 10 | 0 | 10 | 2080
2C | 109 | Construction Supervisor | Active | 46.44 | H | 0 | 0 | 0 | 0 | 0 | 0 | 84.5 | 3924.18 | 0 | 0 | 84.5 | 3924.18 | 0 | 0 | 0 | 0 | 0 | 0 | 84.5 | 3924.18 | 0 | 0 | 84.5 | 3924.18 | 44.23 | 46.44 | 0 | 0 | 0 | 2080
2I | 217 | Customer Service Representative | Active | 17.69 | H | 8 | 141.52 | 0.59 | 15.66 | 8.59 | 157.18 | 0 | 0 | 0 | 0 | 0 | 0 | 0 | 0 | 0 | 0 | 0 | 0 | 8 | 141.52 | 0.59 | 15.66 | 8.59 | 157.18 | 16.85 | 17.69 | 8 | 0.59 | 8.59 | 2080
2I | 199 | Customer Service Representative | Active | 21 | H | 94 | 1974 | 16 | 504 | 110 | 2478 | 0 | 0 | 0 | 0 | 0 | 0 | 0 | 0 | 0 | 0 | 0 | 0 | 94 | 1974 | 16 | 504 | 110 | 2478 | 20 | 21 | 94 | 16 | 110 | 2080
2I | 49 | Customer Service Representative | Active | 22.14 | H | 134.5 | 2977.83 | 29.5 | 979.7 | 164 | 3957.53 | 0 | 0 | 0 | 0 | 0 | 0 | 0 | 0 | 0 | 0 | 0 | 0 | 134.5 | 2977.83 | 29.5 | 979.7 | 164 | 3957.53 | 21.09 | 22.14 | 134.5 | 29.5 | 164 | 2080
2H | 41 | Customer Service Supervisor | Active | 31.05 | H | 58.372 | 1812.45 | 18.416 | 857.73 | 76.788 | 2670.18 | 0 | 0 | 0 | 0 | 0 | 0 | 0 | 0 | 0 | 0 | 0 | 0 | 58.372 | 1812.45 | 18.416 | 857.73 | 76.788 | 2670.18 | 29.57 | 31.05 | 58.372 | 18.416 | 76.788 | 2080
2H | 56 | Operations Coordinator | Active | 34.61 | H | 73.8727 | 2556.73 | 5.5649 | 288.9 | 79.4376 | 2845.63 | 51.3353 | 1776.71 | 3.8671 | 200.76 | 55.2024 | 1977.47 | 0 | 0 | 0 | 0 | 0 | 0 | 125.208 | 4333.44 | 9.432 | 489.66 | 134.64 | 4823.1 | 32.96 | 34.61 | 73.8727 | 5.5649 | 79.4376 | 2080
5C | 95 | SC Distribution System Coordinator | Active | 39.32 | H | 1736.5 | 68279.18 | 275 | 16219.5 | 2011.5 | 84498.68 | 19.5 | 766.74 | 0 | 0 | 19.5 | 766.74 | 20 | 786.4 | 19.5 | 1150.11 | 39.5 | 1936.51 | 1776 | 69832.32 | 294.5 | 17369.61 | 2070.5 | 87201.93 | 37.45 | 39.32 | 1736.5 | 275 | 2011.5 | 2080
2F | 30 | Engineering Technician | Active | 33 | H | 0 | 0 | 0 | 0 | 0 | 0 | 1 | 33 | 0 | 0 | 1 | 33 | 0 | 0 | 0 | 0 | 0 | 0 | 1 | 33 | 0 | 0 | 1 | 33 | 31.43 | 33 | 0 | 0 | 0 | 2080
2H | 214 | General Manager | Active | 7403.26 | S | 30.024 | 2778.44 | 0 | 0 | 30.024 | 2778.44 | 70.056 | 6483.03 | 0 | 0 | 70.056 | 6483.03 | 0 | 0 | 0 | 0 | 0 | 0 | 100.08 | 9261.47 | 0 | 0 | 100.08 | 9261.47 | 7050.72 | 7403.26 | 30.024 | 0 | 30.024 | 2080
2B | 198 | GIS Analyst | Active | 2751.77 | S | 0 | 0 | 0 | 0 | 0 | 0 | 90.5 | 3112.94 | 0 | 0 | 90.5 | 3112.94 | 0 | 0 | 0 | 0 | 0 | 0 | 90.5 | 3112.94 | 0 | 0 | 90.5 | 3112.94 | 2620.73 | 2751.77 | 0 | 0 | 0 | 2080
2H | 181 | IT Support Technician | Active | 2721.99 | S | 70.7292 | 2406.55 | 0 | 0 | 70.7292 | 2406.55 | 49.1508 | 1672.35 | 0 | 0 | 49.1508 | 1672.35 | 0 | 0 | 0 | 0 | 0 | 0 | 119.88 | 4078.9 | 0 | 0 | 119.88 | 4078.9 | 2592.37 | 2721.99 | 70.7292 | 0 | 70.7292 | 2080
2E | 147 | Lead AMR/AMI Technician | Active | 33.87 | H | 4 | 135.48 | 17.5 | 889.09 | 21.5 | 1024.57 | 50 | 1693.5 | 0 | 0 | 50 | 1693.5 | 3 | 101.61 | 0.5 | 25.4 | 3.5 | 127.01 | 57 | 1930.59 | 18 | 914.49 | 75 | 2845.08 | 32.26 | 33.87 | 4 | 17.5 | 21.5 | 2080
2E | 168 | Lead AMR/AMI Technician | Active | 29.03 | H | 13.5 | 391.91 | 8 | 348.36 | 21.5 | 740.27 | 16.5 | 479 | 0.5 | 21.77 | 17 | 500.77 | 0 | 0 | 3 | 130.64 | 3 | 130.64 | 30 | 870.91 | 11.5 | 500.77 | 41.5 | 1371.68 | 27.65 | 29.03 | 13.5 | 8 | 21.5 | 2080
2E | 184 | Lead Water Accountability Technician | Active | 28.73 | H | 172.5 | 4955.93 | 19.5 | 840.35 | 192 | 5796.28 | 2.5 | 71.83 | 0 | 0 | 2.5 | 71.83 | 2 | 57.46 | 1 | 43.1 | 3 | 100.56 | 177 | 5085.22 | 20.5 | 883.45 | 197.5 | 5968.67 | 27.36 | 28.73 | 172.5 | 19.5 | 192 | 2080
2E | 171 | Water Accountaiblity Technician | Active | 24.82 | H | 169 | 4194.58 | 18 | 670.14 | 187 | 4864.72 | 1 | 24.82 | 0 | 0 | 1 | 24.82 |  | 0 | 4.5 | 167.54 | 4.5 | 167.54 | 170 | 4219.4 | 22.5 | 837.68 | 192.5 | 5057.08 | 23.64 | 24.82 | 169 | 18 | 187 | 2080
2E | 164 | Water Accountaiblity Technician | Active | 27.14 | H | 160.5 | 4355.97 | 22 | 895.62 | 182.5 | 5251.59 | 5.5 | 149.27 | 0 | 0 | 5.5 | 149.27 |  | 0 | 3 | 122.13 | 3 | 122.13 | 166 | 4505.24 | 25 | 1017.75 | 191 | 5522.99 | 25.85 | 27.14 | 160.5 | 22 | 182.5 | 2080
2H | 42 | Manager of Finance & Administration | Active | 6512.99 | S | 75.7631 | 6168.05 | 0 | 0 | 75.7631 | 6168.05 | 52.6489 | 4286.27 | 0 | 0 | 52.6489 | 4286.27 | 0 | 0 | 0 | 0 | 0 | 0 | 128.412 | 10454.32 | 0 | 0 | 128.412 | 10454.32 | 6202.85 | 6512.99 | 75.7631 | 0 | 75.7631 | 2080
2F | 193 | Manager of Engineering | Active | 6462.49 | S | 0 | 0 | 0 | 0 | 0 | 0 | 252 | 20356.84 | 0 | 0 | 252 | 20356.84 | 0 | 0 | 0 | 0 | 0 | 0 | 252 | 20356.84 | 0 | 0 | 252 | 20356.84 | 6154.75 | 6462.49 | 0 | 0 | 0 | 2080
2H | 188 | Manager of Human Resources & Comm | Active | 4261.6 | S | 70.7929 | 3771.14 | 0 | 0 | 70.7929 | 3771.14 | 49.1951 | 2620.62 | 0 | 0 | 49.1951 | 2620.62 | 0 | 0 | 0 | 0 | 0 | 0 | 119.988 | 6391.76 | 0 | 0 | 119.988 | 6391.76 | 4058.67 | 4261.6 | 70.7929 | 0 | 70.7929 | 2080
2B | 102 | Manager of IT/GIS | Active | 5434.16 | S | 0 | 0 | 0 | 0 | 0 | 0 | 178.5 | 12124.97 | 0 | 0 | 178.5 | 12124.97 | 0 | 0 | 0 | 0 | 0 | 0 | 178.5 | 12124.97 | 0 | 0 | 178.5 | 12124.97 | 5175.39 | 5434.16 | 0 | 0 | 0 | 2080
2H | 94 | Manager of Operations | Active | 5842.83 | S | 61.5748 | 4497.14 | 0 | 0 | 61.5748 | 4497.14 | 42.7892 | 3125.13 | 0 | 0 | 42.7892 | 3125.13 | 0 | 0 | 0 | 0 | 0 | 0 | 104.364 | 7622.27 | 0 | 0 | 104.364 | 7622.27 | 5564.6 | 5842.83 | 61.5748 | 0 | 61.5748 | 2080
2C | 183 | Operations Supervisor | Active | 30.48 | H | 108.5 | 3307.08 | 32 | 1463.04 | 140.5 | 4770.12 | 38.5 | 1173.48 | 0 | 0 | 38.5 | 1173.48 | 4 | 121.92 | 0 | 0 | 4 | 121.92 | 151 | 4602.48 | 32 | 1463.04 | 183 | 6065.52 | 29.03 | 30.48 | 108.5 | 32 | 140.5 | 2080
2E | 197 | BC Customer Service Representative - PT | Active | 20.65 | H | 1.5 | 30.98 | 0 | 0 | 1.5 | 30.98 | 0 | 0 | 0 | 0 | 0 | 0 | 0 | 0 | 0 | 0 | 0 | 0 | 1.5 | 30.98 | 0 | 0 | 1.5 | 30.98 | 19.67 | 20.65 | 1.5 | 0 | 1.5 | 2080
2C | 229 | Repairsperson\Operator | Active | 21.68 | H | 0 | 0 | 12 | 390.24 | 12 | 390.24 | 13.5 | 292.68 | 0.5 | 16.26 | 14 | 308.94 | 0 | 0 | 0 | 0 | 0 | 0 | 13.5 | 292.68 | 12.5 | 406.5 | 26 | 699.18 | 20.65 | 21.68 | 0 | 12 | 12 | 2080
2C | 219 | Repairsperson\Operator (Replacement for 2C-185) | Active | 22.58 | H | 68.5425 | 1547.69 | 19.5 | 660.47 | 88.0425 | 2208.16 | 70.0295 | 1581.27 | 4 | 135.48 | 74.0295 | 1716.75 |  | 0 | 13.5 | 457.25 | 13.5 | 457.25 | 138.572 | 3128.96 | 37 | 1253.2 | 175.572 | 4382.16 | 21.5 | 22.58 | 68.5425 | 19.5 | 88.0425 | 2080
2C | 189 | Repairsperson\Operator (Replacement for 2C-223) | Active | 26.47 | H | 7 | 185.29 | 20 | 794.1 | 27 | 979.39 | 20.5 | 542.64 | 0.5 | 19.85 | 21 | 562.49 | 10 | 264.7 | 2.5 | 99.26 | 12.5 | 363.96 | 37.5 | 992.63 | 23 | 913.21 | 60.5 | 1905.84 | 25.21 | 26.47 | 7 | 20 | 27 | 2080
2F | 229 | Repairsperson\Operator (Replacement for 2F-219) | Active | 22.58 | H | 9.5 | 214.51 | 6.5 | 220.16 | 16 | 434.67 | 27.5 | 620.95 | 1 | 33.87 | 28.5 | 654.82 | 0 | 0 | 0 | 0 | 0 | 0 | 37 | 835.46 | 7.5 | 254.03 | 44.5 | 1089.49 | 21.5 | 22.58 | 9.5 | 6.5 | 16 | 2080
2C | 213 | Repairperson/Operator | Active | 26.73 | H | 20.5 | 547.97 | 20.5 | 821.95 | 41 | 1369.92 | 9 | 240.57 | 0.5 | 20.05 | 9.5 | 260.62 | 2.5 | 66.83 | 18.5 | 741.76 | 21 | 808.59 | 32 | 855.37 | 39.5 | 1583.76 | 71.5 | 2439.13 | 25.46 | 26.73 | 20.5 | 20.5 | 41 | 2080
2C | 201 | Controls Technician | Active | 40.13 | H | 26 | 1043.38 | 0 | 0 | 26 | 1043.38 | 0 | 0 | 0 | 0 | 0 | 0 | 4 | 160.52 |  | 0 | 4 | 160.52 | 30 | 1203.9 | 0 | 0 | 30 | 1203.9 | 38.22 | 40.13 | 26 | 0 | 26 | 2080
2C | 121 | Serviceperson | Active | 32.73 | H | 53 | 1734.69 | 45.5 | 2233.82 | 98.5 | 3968.51 | 4 | 130.92 | 0 | 0 | 4 | 130.92 |  | 0 | 7 | 343.67 | 7 | 343.67 | 57 | 1865.61 | 52.5 | 2577.49 | 109.5 | 4443.1 | 31.17 | 32.73 | 53 | 45.5 | 98.5 | 2080
2C | 91 | Serviceperson | Active | 34.32 | H | 52 | 1784.64 | 27 | 1389.96 | 79 | 3174.6 | 3.5 | 120.12 | 0 | 0 | 3.5 | 120.12 | 0 | 0 | 0 | 0 | 0 | 0 | 55.5 | 1904.76 | 27 | 1389.96 | 82.5 | 3294.72 | 32.69 | 34.32 | 52 | 27 | 79 | 2080
2C | 204 | Serviceperson | Active | 26.02 | H | 80.5 | 2094.61 | 24.5 | 956.24 | 105 | 3050.85 | 15.5 | 403.31 | 0 | 0 | 15.5 | 403.31 | 4 | 104.08 | 0 | 0 | 4 | 104.08 | 100 | 2602 | 24.5 | 956.24 | 124.5 | 3558.24 | 24.78 | 26.02 | 80.5 | 24.5 | 105 | 2080
2H | 154 | Systems & Database Administrator | Active | 104.95 | H | 74.0851 | 7775.23 | 0 | 0 | 74.0851 | 7775.23 | 51.4829 | 5403.13 | 0 | 0 | 51.4829 | 5403.13 | 0 | 0 | 0 | 0 | 0 | 0 | 125.568 | 13178.36 | 0 | 0 | 125.568 | 13178.36 | 99.95 | 104.95 | 74.0851 | 0 | 74.0851 | 2080
2C | 80 | Wastewater System Foreman | Active | 44.5 | H | 0 | 0 | 4 | 267 | 4 | 267 | 0 | 0 | 0 | 0 | 0 | 0 |  | 0 | 6 | 400.5 | 6 | 400.5 | 0 | 0 | 10 | 667.5 | 10 | 667.5 | 42.38 | 44.5 | 0 | 4 | 4 | 2080
2C | 196 | Wastewater Technician | Active | 23.82 | H | 0 | 0 | 10.5 | 375.17 | 10.5 | 375.17 | 0 | 0 | 0 | 0 | 0 | 0 | 0 | 0 | 0 | 0 | 0 | 0 | 0 | 0 | 10.5 | 375.17 | 10.5 | 375.17 | 22.69 | 23.82 | 0 | 10.5 | 10.5 | 2080
2E | 152 | Water Accountability Supervisor | Active | 37.57 | H | 242 | 9091.94 | 13.5 | 760.79 | 255.5 | 9852.73 | 2 | 75.14 | 0 | 0 | 2 | 75.14 |  | 0 | 5.5 | 309.95 | 5.5 | 309.95 | 244 | 9167.08 | 19 | 1070.74 | 263 | 10237.82 | 35.78 | 37.57 | 242 | 13.5 | 255.5 | 2080
2E | 221 | Water Accountability Technician | Active | 20.86 | H | 50.5 | 1053.43 | 20 | 625.8 | 70.5 | 1679.23 | 34.5 | 719.67 | 0 | 0 | 34.5 | 719.67 |  | 0 | 5.5 | 172.1 | 5.5 | 172.1 | 85 | 1773.1 | 25.5 | 797.9 | 110.5 | 2571 | 19.87 | 20.86 | 50.5 | 20 | 70.5 | 2080
2E | 171 | Water Accountability Technician (Replacement for 2E-175) | Active | 24.82 | H | 225 | 5584.5 | 3 | 111.69 | 228 | 5696.19 | 0 | 0 | 0 | 0 | 0 | 0 | 0 | 0 | 0 | 0 | 0 | 0 | 225 | 5584.5 | 3 | 111.69 | 228 | 5696.19 | 23.64 | 24.82 | 225 | 3 | 228 | 2080
2E | 184 | Water Accountability Technician | Active | 22.22 | H | 236.5 | 5255.03 | 33.5 | 1116.56 | 270 | 6371.59 | 3 | 66.66 | 0 | 0 | 3 | 66.66 | 2 | 44.44 | 4 | 133.32 | 6 | 177.76 | 241.5 | 5366.13 | 37.5 | 1249.88 | 279 | 6616.01 | 21.16 | 22.22 | 236.5 | 33.5 | 270 | 2080
2C | 211 | Water Quality Technician | Active | 20.77 | H | 49 | 1017.73 | 21 | 654.26 | 70 | 1671.99 | 18 | 373.86 | 0 | 0 | 18 | 373.86 |  | 0 | 9 | 280.4 | 9 | 280.4 | 67 | 1391.59 | 30 | 934.66 | 97 | 2326.25 | 19.78 | 20.77 | 49 | 21 | 70 | 2080
2E | 205 | Water Quality Technician | Active | 20.65 | H | 57.5 | 1187.38 | 50.5 | 1564.24 | 108 | 2751.62 | 43 | 887.95 | 5.5 | 170.36 | 48.5 | 1058.31 | 3.5 | 72.28 | 3 | 92.93 | 6.5 | 165.21 | 104 | 2147.61 | 59 | 1827.53 | 163 | 3975.14 | 19.67 | 20.65 | 57.5 | 50.5 | 108 | 2080
Allocation Variance | [5 empty] | 0 | -208.69 | 0 | 0 | 0 | -208.69 |  | 215.8 |  |  | 0 | 215.8 | 0 | 0 | 0 | 0 | 0 | 0 | 0 | 7.11 | 0 | 0 | 0 | 7.11
SUBTOTAL | [5 empty] | 6741.339 | 220473.14 | 1070.3872 | 49144.96 | 7811.7262 | 269618.1 | 2089.457 | 100071.52 | 56.1548 | 2708.41 | 2145.6118 | 102779.93 | 75 | 2530.36 | 126.5 | 5762.54 | 201.5 | 8292.9 | 8905.796 | 323075.02 | 1253.042 | 57615.91 | 10158.838 | 380690.93 |  |  | 6741.339 | 1070.3872 | 7811.7262 | 135200
New Positions Added in Year 2023/2024
Dept | Employee No. | Job Description | Hire Date
2H | 225 | CMSS Administrator | 2023-03-10 | 34.4 | H | 70.4352 | 2422.97 | 0 | 0 | 70.4352 | 2422.97 | [18 empty] | 2620.73 | 2751.77 | 70.4352 | 0 | 70.4352 | 2080
2B | 210 | Locate Specialist | 2023-05-15 | 23.31 | H | 120.888 | 2817.9 | 0 | 0 | 120.888 | 2817.9 | [18 empty] | 22.2 | 23.31 | 120.888 | 0 | 120.888 | 2080
2B | 113 | Lead Dispatch Operator | 2024-02-03 | 35.7 | H | 70.1151 | 2503.11 | 0 | 0 | 70.1151 | 2503.11 | [18 empty] | 2620.73 | 2751.77 | 70.1151 | 0 | 70.1151 | 2080
2C | 196 | Lead Meter Test Technician | 2024-03-02 | 26.25 | H | 148.92 | 3909.15 | 0 | 0 | 148.92 | 3909.15 | [18 empty] | 25.2381 | 26.5 | 148.92 | 0 | 148.92 | 2080
SUBTOTAL | [5 empty] | 410.3583 | 11653.13 | 0 | 0 | 410.3583 | 11653.13
Customer Service Wages Recording to 100% Expense in Year 2024 | [31 empty] | 410.3583 | 0 | 410.3583 | 8320
5F | 153 | SC Customer Service Representative |  |  |  | 0 | 0 | 0 | 0 | 0 | 0
2I | 217 | Customer Service Representative |  |  |  | 0 | 0 | 0 | 0 | 0 | 0 | [20 empty] | 7151.6973 | 1070.3872 | 8222.0845 | 143520
2H | 41 | Customer Service Supervisor |  |  |  | 0 | 0 | 0 | 0 | 0 | 0
SUBTOTAL | [5 empty] | 0 | 0 | 0 | 0 | 0 | 0
TOTAL | [5 empty] | 7151.6973 | 232126.27 | 1070.3872 | 49144.96 | 8222.0845 | 281271.23
[9 empty] | Year 2024 Wage Expense |  | 281271.23
[9 empty] | Year 2022 Wage Expense |  | -228655.6386
[9 empty] | Total Increase |  | 52615.5914
Vacant\Retired\Terminated Positions in Year 2024 (Active Positions in Year 2022):
2E | 195 | AMR/AMI Technician | Terminated |  |  | 15 | 262.5 | 0.5 | 13.13 | 15.5 | 275.63 | 38.5 | 673.75 | 0 | 0 | 38.5 | 673.75 |  |  | 7 | 183.75 | 7 | 183.75 | 53.5 | 936.25 | 7.5 | 196.88 | 61 | #REF!
|  | AMR/AMI Technician | Vacant |  |  | 0 | 0 | 11.5 | 293.25 | 11.5 | 293.25 | 0 | 0 | 0 | 0 | 0 | 0 | 0 | 0 | 0 | 0 | 0 | 0 | 0 | 0 | 11.5 | 293.25 | 11.5 | 293.25
|  | Engineer | Vacant |  |  | 0 | 0 | 0 | 0 | 0 | 0 | 525.5 | 13514.15 | 0 | 0 | 525.5 | 13514.15 | 0 | 0 | 0 | 0 | 0 | 0 | 525.5 | 13514.15 | 0 | 0 | 525.5 | 13514.15
|  | Senior Engineer | Vacant |  |  | 0 | 0 | 0 | 0 | 0 | 0 | 85 | 4390.3 | 0 | 0 | 85 | 4390.3 | 0 | 0 | 0 | 0 | 0 | 0 | 85 | 4390.3 | 0 | 0 | 85 | 4390.3
2E | 167 | Repairsperson\Operator | Terminated |  |  | 7.5 | 165.3 | 25.5 | 843.06 | 33 | 1008.36 | 2 | 44.08 | 0 | 0 | 2 | 44.08 | 10 | 220.4 | 3.5 | 115.71 | 13.5 | 336.11 | 19.5 | 429.78 | 29 | 958.77 | 48.5 | 1388.55
2C | 64 | Serviceperson | Retired |  |  | 12 | 338.93 |  |  | 12 | 338.93 | 0 | 0 | 0 | 0 | 0 | 0 | 0 | 0 | 0 | 0 | 0 | 0 | 12 | 338.93 | 0 | 0 | 12 | 338.93
2H | 28 | General Manager | Active | 7403.26 | S | 26.5248 | 2454.62 | 0 | 0 | 26.5248 | 2454.62 | 66.8912 | 6190.16 | 0 | 0 | 66.8912 | 6190.16 | 0 | 0 | 0 | 0 | 0 | 0 | 93.416 | 8644.78 | 0 | 0 | 93.416 | 8644.78
2I | 217 | Customer Service Representative | Active | 17.69 | H | 4.72 | 83.5 | 0.59 | 15.66 | 5.31 | 99.16 | 3.28 | 58.02 | 0.41 | 10.88 | 3.69 | 68.9 | 0 | 0 | 0 | 0 | 0 | 0 | 8 | 141.52 | 1 | 26.54 | 9 | 168.06
2H | 41 | Customer Service Supervisor | Active | 31.05 | H | 35.4645 | 1101.17 | 11.4804 | 534.7 | 46.9449 | 1635.87 | 22.9075 | 711.28 | 6.9356 | 323.02 | 29.8431 | 1034.3 | 0 | 0 | 0 | 0 | 0 | 0 | 58.372 | 1812.45 | 18.416 | 857.72 | 76.788 | 2670.17
5F | 153 | SC Customer Service Representative | Active | 23.74 | H | 1049.4 | 24912.76 | 68.735 | 2447.65 | 1118.135 | 27360.41 | 721.6 | 17130.78 | 47.765 | 1700.91 | 769.365 | 18831.69 | 0 | 0 | 0 | 0 | 0 | 0 | 1771 | 42043.54 | 116.5 | 4148.56 | 1887.5 | 46192.1
29095.44
2I | 217 | Customer Service Representative | Active | 17.69 | H | 8 | 141.52 | 1 | 26.54 | 9 | 168.06 | 0 | 0 | 0 | 0 | 0 | 0 | 0 | 0 | 0 | 0 | 0 | 0 | 8 | 141.52 | 1 | 26.54 | 9 | 168.06
2H | 41 | Customer Service Supervisor | Active | 31.05 | H | 58.372 | 1812.45 | 18.416 | 857.73 | 76.788 | 2670.18 | 0 | 0 | 0 | 0 | 0 | 0 | 0 | 0 | 0 | 0 | 0 | 0 | 58.372 | 1812.45 | 18.416 | 857.73 | 76.788 | 2670.18
5F | 153 | SC Customer Service Representative | Active | 23.74 | H | 1771 | 42043.54 | 116.5 | 4148.57 | 1887.5 | 46192.11 | 0 | 0 | 0 | 0 | 0 | 0 | 0 | 0 | 0 | 0 | 0 | 0 | 1771 | 42043.54 | 116.5 | 4148.57 | 1887.5 | 46192.11
49030.35
19934.91

## Emp Pension & Benefits
SIMPSON COUNTY WATER DISTRIXCT
Pension & Benefits Allocation
MisclassifiedPayroll Taxes:
| Employees |  |  |  |  | -19704.6551
| Commissioners |  |  |  |  | -826.2
| Total |  |  |  |  | -20530.8551
| 2024 Employee Health Insurance |  |  |  |  | 458657.76
| 2024 Employee Dental Insurance |  |  |  |  | 32133.96
| Total Employee Health and Dental |  |  |  |  | 490791.72
| Multiplied by: Allocation Factor |  |  |  |  | 5.7%
| Pro Forma Emp Medical & Dental |  |  |  |  | 27975
| Less: Test-Year Emp Medical & Dental |  |  |  |  | -27191.7808
| Pro Forma Adjustment |  |  |  |  | 783
| Test-Year Medical |  |  |  |  | 25475.9019
| Test-Year Dental |  |  |  |  | 1715.8788
| Test-Year Emp Medical & Dental |  |  |  |  | 27191.7808
| Allocated Emp Hours |  |  |  |  | 8222.0845
| Total Employee Hours |  |  |  |  | 143520
| Allocation Factor |  |  |  |  | 5.7%
|  | Pro Forma | Employer
|  | Emp Sal & Wages | Cont. Rates
| 401A Contribution | 281271.23 | 7% |  |  | 19689
| Pension | 281271.23 | 12.83% |  |  | 36087
| Pro Forma Retirement |  |  |  |  | 55776 | 281271.23
| Less: Test-Year Emp. Retirement |  |  |  |  | -43779.7493 | 58%
| Retirement Adjustment |  |  |  |  | 11996 | 163137
| 401A Contribution |  |  |  |  | 12736.8276
| Pension |  |  |  |  | 31042.9218
| Test-Year Emp. Retirement |  |  |  |  | 43779.7493
Year 2022
TOTAL PAID BY WARREN COUNTY WATER DISTRICT |  |  | SIMPSON COUNTY WATER DISTRICT ALLOCATION
No. | Descripiton | Total | Expense | Capital | Other | Total
1A | Payroll Taxes - Employees | 368518.92 | 19704.6551 | 11397.7595 | 663.9163 | 31766.3309
1B | Payroll Taxes - Commissioners | 0 | 826.2 | 0 | 0 | 826.2
2 | Birthday Holiday Accrual | 15291.04 | 817.6098 | 472.9298 | 27.548 | 1318.0876
3 | United Way Day Holiday/Prizes | 16467.41 | 880.5101 | 509.3133 | 29.6674 | 1419.4907
4 | Sick Leave Accrual | 157579.48 | 8425.7527 | 4873.7064 | 283.892 | 13583.3512
5 | 401A Contribution | 238205.74 | 12736.8276 | 7367.3605 | 429.1467 | 20533.3348
6 | Insurance - Medical | 476453.5 | 25475.9019 | 14736.0207 | 858.3691 | 41070.2917
7 | Insurance - Dental | 32090.58 | 1715.8788 | 992.5154 | 57.8137 | 2766.208
8 | Insurance - Basic Life | 20227.62 | 1081.568 | 625.6112 | 36.4417 | 1743.6208
9 | Insurance - Long-Term Disability | 9468.3 | 506.2687 | 292.8409 | 17.0579 | 816.1675
10 | Pension | 580568.6 | 31042.9218 | 17956.1508 | 1045.9408 | 50045.0133
11 | Agreed Upon Procedure Engagement | 7900 | 422.4119 | 244.3356 | 14.2325 | 680.98
12 | Retirement & Security Accrual | 5710.32 | 305.33 | 176.612 | 10.2876 | 492.2296
13 | Annual Leave Accrual | 298555.41 | 15963.716 | 9233.8889 | 537.8715 | 25735.4763
14 | Wellness Awards Accrual | 11776.96 | 629.7124 | 364.2444 | 21.2171 | 1015.174
16 | Holiday Pay Accrual | 163797.54 | 8758.2315 | 5066.022 | 295.0944 | 14119.3479
| SUBTOTAL | 2402611.42 | 129293.4963 | 74309.3115 | 4328.4967 | 207931.3144
17 | Reimbursement - 2021 Deficit | 16856.027 | 885.283 | 528.8872 | 39.3794 | 1453.5495
18 | Reimbursement - 2022 Surplus | 6060.798 | 324.07 | 187.4518 | 10.919 | 522.4408
| TOTAL Pension & Benefits | 2425528.245 | 130502.8493 | 75025.6504 | 4378.7951 | 209907.3047
19 | Other Post Employment Benefits (OPEB) |  | -17892.84 | -12434.16 | 0 | -30327
| TOTAL - Pension, Benefits, and OPEB |  | 112610.0093 | 62591.4904 | 4378.7951 | 179580.3047
PSC Annual
Report

## Emp Health & Dentail Prem
Warren County Water District
2022 Health Insurance Benefits
Anthem Blue Cross and Blue Shield
Test Year
Anthem BCBS Employee Medical |  | # of Empl | 2022 ANTHEM | WCWD | 2022 Employee | Annual
Coverage Types | Coverage | Covered | Monthly Rates | 70% | 30% | WCWC | Employee
Family (F) |  | 11 | 1352.87 | 947.01 | 405.86 | 125005.32 | 53573.52
Employee/Children (EC) |  | 6 | 860.33 | 602.23 | 258.1 | 43360.56 | 18583.2
Employeel/Spouse (ES) |  | 6 | 977.55 | 684.29 | 293.27 | 49268.88 | 21115.44
Employee Only (E) |  | 30 | 537.71 | 376.4 | 161.31 | 135504 | 58071.6
|  | 53 | 3728.46 | 2609.93 | 1118.54 | 353138.76 | 151343.76
[5 empty] | 3728.47 |  | 504482.52
Anthem BCBS Employee Dental |  | # of Empl | 2022 ANTHEM | WCWD | 2022 Employee | Annual
Coverage Types | Coverage | Covered | Monthly Rates | 70% | 30% | WCWC | Employee
Family (F) |  | 19 | 109.55 | 76.69 | 32.87 | 17485.32 | 7494.36
Employee/Children (EC) |  | 5 | 77.87 | 54.51 | 23.36 | 3270.6 | 1401.6
Employeel/Spouse (ES) |  | 10 | 66.26 | 46.38 | 19.88 | 5565.6 | 2385.6
Employee Only (E) |  | 20 | 31.98 | 22.39 | 9.59 | 5373.6 | 2301.6
|  | 54 | 285.66 | 199.97 | 85.7 | 31695.12 | 13583.16
[5 empty] | 285.67 |  | 45278.28
Pro Forma
Anthem BCBS Employee Medical |  | # of Empl | 2022 ANTHEM | WCWD | 2022 Employee | Annual
Coverage Types | Coverage | Covered | Monthly Rates | 70% | 30% | WCWC | Employee
Family (F) |  | 10 | 1504.93 | 1053.45 | 451.48 | 126414 | 54177.6
Employee/Children (EC) |  | 4 | 957.03 | 669.92 | 287.11 | 32156.16 | 13781.28
Employeel/Spouse (ES) |  | 7 | 1087.43 | 761.2 | 326.23 | 63940.8 | 27403.32
Employee Only (E) |  | 47 | 598.14 | 418.7 | 179.44 | 236146.8 | 101204.16
|  | 68 | 4147.53 | 2903.27 | 1244.26 | 458657.76 | 196566.36
[5 empty] | 4147.53 |  | 655224.12
Anthem BCBS Employee Dental |  | # of Empl | 2022 ANTHEM | WCWD | 2022 Employee | Annual
Coverage Types | Coverage | Covered | Monthly Rates | 70% | 30% | WCWC | Employee
Family (F) |  | 19 | 104.07 | 72.85 | 31.22 | 16609.8 | 7118.16
Employee/Children (EC) |  | 5 | 73.98 | 51.79 | 22.19 | 3107.4 | 1331.4
Employeel/Spouse (ES) |  | 9 | 62.95 | 44.07 | 18.89 | 4759.56 | 2040.12
Employee Only (E) |  | 30 | 30.38 | 21.27 | 9.11 | 7657.2 | 3279.6
|  | 63 | 271.38 | 189.98 | 81.41 | 32133.96 | 13769.28
[5 empty] | 271.39 |  | 45903.24

## FICA
Pro Forma Employee Salaries & Wages expense | 281271.23
Add: Commissioner Fees | 10800
Salaries and Fees Subject to FICA | 292071.23
Multiplied by: FICA Rate | 7.65%
Pro Forma Payroll Tax | 22343

## WatPurch
Annual Report
Page 53
Jan | 30712000 | 25054000
Feb | 31828000 | 25029000
Mar | 30921000 | 24705000
Apr | 28937000 | 24211000
May | 31082000 | 26248000
Jun | 39434000 | 34661000
Jul | 45379000 | 40773000
Aug | 40364000 | 35090000
Sep | 38962000 | 32540000
Oct | 35207000 | 29898000
Nov | 33769000 | 28199000
Dec | 31776000 | 26208000
Totals | 418371000 | 352616000
Water Loss Adjustment:
Produced & Purchased |  | 418371000
Sold |  | 352616000
Uses:
WTP | 0
Flushing | 2605000
Fire | 0
Other | 0 | 2605000
Tank Overflows | 0
Line Brks. | 615000
Line Leaks | 62168000
Uother - Unknown | 367000
|  | 63150000 | 15.09% | water loss percentage
check | 418371000 |  | 15% | allowable in rates
|  |  | 0.094% | adjustment excess water cost
|  | Electricty | Purchased Water
Cost of Water Production |  | 30953 | 1216129
Multipled by: Excessive Water Loss |  | -0.094% | -0.094%
Cost ofExcessive Water Loss |  | -29 | -1143

## Dep Adj
Table A
DEPRECIATION EXPENSE ADJUSTMENTS
SIMPSON COUNTY WATER DISTRICT
New Projects - Depreciation Expense:
|  | Total | Depreciation | Annual | Cmpletion
| Project Description | Project | Lives | Depreciation | Date
| SCADA Replacement | 609700 | 10 | 60970 | In-Progress
| Botanical Gardens Line Extension | 270615 | 62.5 | 4330 | 2023-12-31
| Cross Creek Commons Line Extension | 212990 | 62.5 | 3408 | 2023-12-31
| Fire Service Installations (3) | 60948 | 33 | 1847 | Installed Year 2023
| Truck - Dodge Ram 4WD | 39805 | 7 | 5686 | 2022-12-31
| Fisher Contracting Line Extension | 27750 | 62.5 | 444 | 2023-12-31
| Citworks Software Implementation | 26694 | 5 | 5339 | 2023-12-31
| Totals | 1248502 |  | 82024
| Adjustment to Depreciation Expense - Adoption of NARUC Estimated Lives |  |  | -155930 | 2022-01-01
| Depreciation Expense - Change in Estimated Life for Badger 5/8" Meters |  |  | 41654 | 2023-01-01
| Depreciation Adjustment |  |  | -32252

## Dep Sch
Depreciation Schedule
Simpson County Water District
Acct. |  | UPIS | Accum. Dep | 2022 Acc Depr | 2022 | 2022 Adjmt | 2022 Total | Accum. Dep | Dep.
No. | Account Title | Balance 12/31/22 | 2022-01-01 | Asset Disposals | Dep. Exp. | to NARUC | Depr Exp | 2022-12-31 | Lives
303 | Land & Land Rights | 25549 | [7 empty] | 303 | Land $Land Rights
304 | Structures & Improvements | 8500 | 8423 | 0 | 0 | 56 | 56 | 8479 | 10 | 304 | Structures and Inprovements
304 | Structures & Improvements | 3070 | 3070 |  | 0 | 0 | 0 | 3070 | 10 | 304 | Structures and Inprovements
311 | Pumping Equipment | 1525938 | 177674 |  | 46406 | 45043 | 91449 | 269123 | 20 | 311 | Pumping Equipment
330 | Distibutions Reservoirs & Standpipes | 2751456 | 1257069 |  | 104129 | 1217 | 105346 | 1362415 | 45 | 330 | Distibutions Reservoirs & Standpipes
331 | Transmission & Distibution Mains | 16005477 | 4606497 |  | 220127 | 0 | 220127 | 4826624 | 62.5 | 331 | Transmission & Distibution Mains
331 | SCADA Equipment | 217605 | 172705 |  | 2090 | 25282 | 27372 | 200077 | 10
333 | Meter Services | 1161988 | 400576 |  | 34410 | 9356 | 43766 | 444342 | 40 | 334 | Meters & Meter Instalations
334 | Meters | 1738558 | 366845 | -8225 | 75318 | 74126 | 149444 | 508064 | 20 | 334 | Meters & Meter Instalations
334 | Meter Installations | 923870 | 380747 |  | 22414 | 850 | 23264 | 404011 | 45 | 334 | Meters & Meter Instalations
335 | Hydrants | 649589 | 135917 |  | 12981 | 0 | 12981 | 148898 | 50 | 335 | Hydrants
339 | Other Equipment - Pumping | 179 | 121 |  | 0 | 0 | 0 | 121 | 50
340 | Software | 86438 | 51526 |  | 12317 | 0 | 12317 | 63843 | 5 | 340 | Office Furniture and Equipment
340 | CIS Billing Software | 85880 | 53827 |  | 5726 | 0 | 5726 | 59553 | 15
340 | Hardware | 68924 | 56043 |  | 5340 | 0 | 5340 | 61383 | 5 | 340 | Office Furniture and Equipment
340 | Office Furniture and Equipment | 19313 | 14774 |  | 256 | 0 | 256 | 15030 | 22.5 | 340 | Office Furniture and Equipment (Software)
341 | Transportation Equipment | 42611 | 42611 |  | 0 | 0 | 0 | 42611 | 7 | 341 | Transportation Eqipment
343 | Tools & Shop Equipment | 25300 | 13123 |  | 1193 | 0 | 1193 | 14316 | 12.5 | 347 | Misc. Equipment
346 | Communications Equipment | 25792 | 15154 |  | 2048 | 0 | 2048 | 17202 | 10 | 347 | Misc. Equipment (Mower 4/2021)
|  | 25366037 | 7756702 | -8225 | 544755 | 155930 | 700685 | 8449162
Less: | Adjustment to Depreciation Expense - Adoption of NARUC Estimated Lives | [5 empty] | -155930
Add: | Depreciation Expense - New Projects:
| SCADA Replacement | [5 empty] | 60970
| Botanical Gardens Line Extension | [5 empty] | 4330
| Cross Creek Commons Line Extension | [5 empty] | 3408
| Fire Service Installations (3) | [5 empty] | 1847
| Truck - Dodge Ram 4WD | [5 empty] | 5686
| Fisher Contracting Line Extension | [5 empty] | 444
| Citworks Software Implementation | [5 empty] | 5339
Add: | Depreciation Expense - Change in Estimated Life for Badger 5/8" Meters | [5 empty] | 41654
Subtotal | Adjustments to Depreciation Expense | [5 empty] | -32252
TOTAL | Adjusted Depreciation Expense | [5 empty] | 668433
Depreciation Schedule - 2023
Simpson County Water District
Acct. |  | UPIS | Accum. Dep | 2023 Acc Depr | 2023 | 2023 Adjmt | 2023 Total | Accum. Dep | Dep.
No. | Account Title | Balance 12/31/23 | 2023-01-01 | Asset Disposals | Dep. Exp. | to NARUC | Depr Exp | 2023-12-31 | Lives
303 | Land & Land Rights | 25549
3044 | Structures & Improvements | 8500 | 8479 | 0 | 0 | 0 | 0 | 8479 | 10
3045 | Structures & Improvements | 3070 | 3070 |  | 0 | 0 | 0 | 3070 | 10
305 | Collecting & Impounding Reservoirs | 0 | 0 |  | 0 | 0 | 0 | 0
309 | Supply Mains | 0 | 0 |  | 0 | 0 | 0 | 0
3112 | Pumping Equipment | 1525938 | 269123 |  | 47387 | 0 | 47387 | 316510 | 20
3304 | Distibutions Reservoirs & Standpipes | 2751456 | 1362415 |  | 102757 | 0 | 102757 | 1465172 | 45
3314 | Transmission & Distibution Mains | 16507563 | 4826624 |  | 221160 | 0 | 221160 | 5047784 | 62.5
3324 | SCADA Equipment | 217605 | 200077 |  | 2125 | 0 | 2125 | 202202 | 10
3334 | Meter Services | 1215347 | 444342 |  | 40157 | 0 | 40157 | 484499 | 40
3344 | Meters | 1352705 | 508064 |  | 80469 | 0 | 80469 | 588533 | 20
3344 | Meters (Badger 5/8") | 416776 | 0 |  | 21.19 | 41654 | 41675.19 | 41675.19 | 10
3345 | Meter Instalations | 957908 | 404011 |  | 23552 | 0 | 23552 | 427563 | 45
3354 | Hydrants | 720329 | 148898 |  | 13319 | 0 | 13319 | 162217 | 50
3392 | Other Equipment - Pumping | 179 | 121 |  | 1 | 0 | 1 | 122 | 50
3400 | Software | 96025 | 63843 |  | 11086 | 0 | 11086 | 74929 | 5
3400 | CIS Billing Software | 85880 | 59553 |  | 5726 | 0 | 5726 | 65279 | 15
3401 | Hardware | 70118 | 61383 |  | 3783 | 0 | 3783 | 65166 | 5
3405 | Office Furniture and Equipment | 19313 | 15030 |  | 203 | 0 | 203 | 15233 | 22.5
3415 | Transportation Eqipment | 39805 | 42611 | -42611 | 4265 | 0 | 4265 | 4265 | 7
3435 | Tools & Shop Equipment | 26271 | 14316 |  | 1292 | 0 | 1292 | 15608 | 12.5
3465 | Communications Equipment | 25792 | 17202 |  | 1897 | 0 | 1897 | 19099 | 10
|  | 26066129 | 8449162 | -42611 | 559200.19 | 41654 | 600854.19 | 9007405.19

## Debt Sch
Table B
DEBT SERVICE SCHDULE
Simpson Count Water District
CY 2024 - 2028
Principal, Interest & Fee
C.Y. | USDA 2020 | KRWFC 2021B | Totals
2024 | 54442.19 | 122964.27 | 177406.46
2025 | 54440.63 | 151793.75 | 206234.38
2026 | 54429.69 | 152225 | 206654.69
2027 | 54409.38 | 147550 | 201959.38
2028 | 54379.69 | 147768.75 | 202148.44
TOTALS | 272101.58 | 722301.77 | 994403.35
5 Year Avg | 54420 | 144460 | 198881

## Debt Amort
SIMPSON COUNTY WATER DISTRICT
DEBT SERVICE SCHDEDULE
Lender: | USDA |  |  |  | KRWFC |  |  |  | TOTAL ANNUAL DEBT
Issued: | 2020 |  |  |  | 2021 |  |  |  | SERVICE REQUIREMENT
Rate: | 1.875% |  |  |  | 1.8513% TIC
TIC: | N/A |  |  |  | 1.85%
Loan ID: | Loan #91-09 |  |  |  | Series 2021A
Pymt Dates | January 1st \ July 1st |  |  |  | January 1st \ July 1st
Loan Amt: | 1529500 |  |  |  | 1495000 |  |  |  | 3024500
Year | Principal | Interest | Fees | Total | Principal | Interest | Fees | Total | Principal | Interest | Fees | Total
2022 | 26500 | 27942.19 | 0 | 54442.19 | 65000 | 57514.27 | 450 | 122964.27 | 91500 | 85456.46 | 450 | 177406.46
2023 | 27000 | 27440.63 | 0 | 54440.63 | 105000 | 46343.75 | 450 | 151793.75 | 132000 | 73784.38 | 450 | 206234.38
2024 | 27500 | 26929.69 | 0 | 54429.69 | 110000 | 41775 | 450 | 152225 | 137500 | 68704.69 | 450 | 206654.69 | 68704.69
2025 | 28000 | 26409.38 | 0 | 54409.38 | 110000 | 37100 | 450 | 147550 | 138000 | 63509.38 | 450 | 201959.38 | 63509.38
2026 | 28500 | 25879.69 | 0 | 54379.69 | 115000 | 32318.75 | 450 | 147768.75 | 143500 | 58198.44 | 450 | 202148.44 | 58198.44
2027 | 29000 | 25340.63 | 0 | 54340.63 | 120000 | 27325 | 450 | 147775 | 149000 | 52665.63 | 450 | 202115.63 | 52665.63
2028 | 29500 | 24792.19 | 0 | 54292.19 | 125000 | 22118.75 | 450 | 147568.75 | 154500 | 46910.94 | 450 | 201860.94 | 46910.94
2029 | 30000 | 24234.37 | 0 | 54234.37 | 135000 | 16593.75 | 450 | 152043.75 | 165000 | 40828.12 | 450 | 206278.12 | 289989.08
2030 | 30500 | 23667.19 | 0 | 54167.19 | 135000 | 12206.25 | 450 | 147656.25 | 165500 | 35873.44 | 450 | 201823.44
2031 | 31500 | 23085.94 | 0 | 54585.94 | 140000 | 9112.5 | 450 | 149562.5 | 171500 | 32198.44 | 450 | 204148.44 | 57997.816
2032 | 32000 | 22490.62 | 0 | 54490.62 | 145000 | 5906.25 | 450 | 151356.25 | 177000 | 28396.87 | 450 | 205846.87
2033 | 32500 | 21885.94 | 0 | 54385.94 | 145000 | 2643.75 | 450 | 148093.75 | 177500 | 24529.69 | 450 | 202479.69
2034 | 33000 | 21271.88 | 0 | 54271.88 | 45000 | 506.25 | 450 | 45956.25 | 78000 | 21778.13 | 450 | 100228.13
2035 | 33500 | 20648.44 | 0 | 54148.44 | 0 | 0 | 0 | 0 | 33500 | 20648.44 | 0 | 54148.44
2036 | 34500 | 20010.94 | 0 | 54510.94 | 0 | 0 | 0 | 0 | 34500 | 20010.94 | 0 | 54510.94
2037 | 35000 | 19359.38 | 0 | 54359.38 | 0 | 0 | 0 | 0 | 35000 | 19359.38 | 0 | 54359.38
2038 | 35500 | 18698.44 | 0 | 54198.44 | 0 | 0 | 0 | 0 | 35500 | 18698.44 | 0 | 54198.44
2039 | 36500 | 18023.44 | 0 | 54523.44 | 0 | 0 | 0 | 0 | 36500 | 18023.44 | 0 | 54523.44
2040 | 37000 | 17334.38 | 0 | 54334.38 | 0 | 0 | 0 | 0 | 37000 | 17334.38 | 0 | 54334.38
2041 | 37500 | 16635.94 | 0 | 54135.94 | 0 | 0 | 0 | 0 | 37500 | 16635.94 | 0 | 54135.94
2042 | 38500 | 15923.44 | 0 | 54423.44 | 0 | 0 | 0 | 0 | 38500 | 15923.44 | 0 | 54423.44
2043 | 39000 | 15196.88 | 0 | 54196.88 | 0 | 0 | 0 | 0 | 39000 | 15196.88 | 0 | 54196.88
2044 | 40000 | 14456.26 | 0 | 54456.26 | 0 | 0 | 0 | 0 | 40000 | 14456.26 | 0 | 54456.26
2045 | 40500 | 13701.57 | 0 | 54201.57 | 0 | 0 | 0 | 0 | 40500 | 13701.57 | 0 | 54201.57
2046 | 41500 | 12932.82 | 0 | 54432.82 | 0 | 0 | 0 | 0 | 41500 | 12932.82 | 0 | 54432.82
2047 | 42000 | 12150.01 | 0 | 54150.01 | 0 | 0 | 0 | 0 | 42000 | 12150.01 | 0 | 54150.01
2048 | 43000 | 11353.13 | 0 | 54353.13 | 0 | 0 | 0 | 0 | 43000 | 11353.13 | 0 | 54353.13
2049 | 43500 | 10542.19 | 0 | 54042.19 | 0 | 0 | 0 | 0 | 43500 | 10542.19 | 0 | 54042.19
2050 | 44500 | 9717.19 | 0 | 54217.19 | 0 | 0 | 0 | 0 | 44500 | 9717.19 | 0 | 54217.19
2051 | 45500 | 8873.44 | 0 | 54373.44 | 0 | 0 | 0 | 0 | 45500 | 8873.44 | 0 | 54373.44
2052 | 46000 | 8015.63 | 0 | 54015.63 | 0 | 0 | 0 | 0 | 46000 | 8015.63 | 0 | 54015.63
2053 | 47000 | 7143.75 | 0 | 54143.75 | 0 | 0 | 0 | 0 | 47000 | 7143.75 | 0 | 54143.75
2054 | 48000 | 6253.09 | 0 | 54253.09 | 0 | 0 | 0 | 0 | 48000 | 6253.09 | 0 | 54253.09
2055 | 49000 | 5343.75 | 0 | 54343.75 | 0 | 0 | 0 | 0 | 49000 | 5343.75 | 0 | 54343.75
2056 | 50000 | 4415.63 | 0 | 54415.63 | 0 | 0 | 0 | 0 | 50000 | 4415.63 | 0 | 54415.63
2057 | 50500 | 3473.44 | 0 | 53973.44 | 0 | 0 | 0 | 0 | 50500 | 3473.44 | 0 | 53973.44
2058 | 51500 | 2517.19 | 0 | 54017.19 | 0 | 0 | 0 | 0 | 51500 | 2517.19 | 0 | 54017.19
2059 | 52500 | 1542.19 | 0 | 54042.19 | 0 | 0 | 0 | 0 | 52500 | 1542.19 | 0 | 54042.19
2060 | 56000 | 525 | 0 | 56525 | 0 | 0 | 0 | 0 | 56000 | 525 | 0 | 56525
TOTALS | 1503500 | 616157.9 | 0 | 2119657.9 | 1495000 | 311464.27 | 5850 | 1812314.27 | 2998500 | 927622.17 | 5850 | 3931972.17
[9 empty] | 0 | -5.8208e-10 | 0 | -1.8626e-09

## CurRates
CURRENT RATES *
Simpson Count Water District
5/8-Inch Meter
First | 2000 | Gallons | 17.84 | Min. Bill
Next | 8000 | Gallons | 0.00645 | per Gallon
Next | 190000 | Gallons | 0.00578 | per Gallon
Next | 400000 | Gallons | 0.00541 | per Gallon
Over | 600000 | Gallons | 0.00401 | per Gallon
3/4-Inch Meter
First | 3000 | Gallons | 24.85 | Min. Bill
Next | 7000 | Gallons | 0.00645 | per Gallon
Next | 190000 | Gallons | 0.00578 | per Gallon
Next | 400000 | Gallons | 0.00541 | per Gallon
Over | 600000 | Gallons | 0.00401 | per Gallon
1-Inch Meter
First | 5000 | Gallons | 38.29 | Min. Bill
Next | 5000 | Gallons | 0.00645 | per Gallon
Next | 190000 | Gallons | 0.00578 | per Gallon
Next | 400000 | Gallons | 0.00541 | per Gallon
Over | 600000 | Gallons | 0.00401 | per Gallon
1 1/2-Inch Meter
First | 10000 | Gallons | 77.12 | Min. Bill
Next | 190000 | Gallons | 0.00578 | per Gallon
Next | 400000 | Gallons | 0.00541 | per Gallon
Over | 600000 | Gallons | 0.00401 | per Gallon
2-Inch Meter
First | 16000 | Gallons | 113.43 | Min. Bill
Next | 184000 | Gallons | 0.00578 | per Gallon
Next | 400000 | Gallons | 0.00541 | per Gallon
Over | 600000 | Gallons | 0.00401 | per Gallon
3-Inch Meter
First | 30000 | Gallons | 223.99 | Min. Bill
Next | 170000 | Gallons | 0.00578 | per Gallon
Next | 400000 | Gallons | 0.00541 | per Gallon
Over | 600000 | Gallons | 0.00401 | per Gallon
4-Inch Meter
First | 50000 | Gallons | 346.1 | Min. Bill
Next | 150000 | Gallons | 0.00578 | per Gallon
Next | 400000 | Gallons | 0.00541 | per Gallon
Over | 600000 | Gallons | 0.00401 | per Gallon
6-Inch Meter
First | 100000 | Gallons | 650.31 | Min. Bill
Next | 100000 | Gallons | 0.00578 | per Gallon
Next | 400000 | Gallons | 0.00541 | per Gallon
Over | 600000 | Gallons | 0.00401 | per Gallon
8-Inch Meter
First | 160000 | Gallons | 1018.89 | Min. Bill
Next | 40000 | Gallons | 0.00578 | per Gallon
Next | 400000 | Gallons | 0.00541 | per Gallon
Over | 600000 | Gallons | 0.00401 | per Gallon
10-Inch Meter
First | 550000 | Gallons | 3158.3 | Min. Bill
Next | 50000 | Gallons | 0.00541 | per Gallon
Over | 600000 | Gallons | 0.00401 | per Gallon
Private Fire Service Rates:
1-Inch |  |  | 10.37
1.5- Inch |  |  | 17.46
2-Inch |  |  | 27.03
3-Inch |  |  | 67.86
4-Inch |  |  | 142.96
6-Inch |  |  | 355.58
8-Inch |  |  | 713.09
10-Inch |  |  | 1253.36

## Ex-BA
CURRENT BILLING ANALYSIS - 2022 USAGE & EXISTING RATES
Simpson Count Water District
|  |  |  | Gallons | BA
5/8-Inch Meter |  |  |  | 187440901 | 1469982.01
1-Inch Meter |  |  |  | 24289127 | 165402.72
1 1/2-Inch Meter |  |  |  | 9350599 | 58033.2
2-Inch Meter |  |  |  | 51624213 | 298010.68
3-Inch Meter |  |  |  | 2983300 | 18454.15
4-Inch Meter |  |  |  | 27592713 | 170298.26
6-Inch Meter |  |  |  | 13814539 | 137949.94
8-Inch Meter |  |  |  | 36877196 | 215188.22
Totals |  |  |  | 353972588 | 2533319.18
Less: Negative Usage |  |  |  | -2222445 | -12067.278
less: Min. Bill. |  |  |  |  | -2765.25
Adjusted Total |  |  |  | 351750143 | 2518486.652
Less: 2022 Revenues from Water Sales |  |  |  | -351750143 | -2611738
Differences |  |  |  | 0 | -93251.348
Private Fire Protection
4-Inch |  |  |  |  | 17584.08
6-Inch |  |  |  |  | 24535.02
Totals |  |  |  |  | 42119.1
Less: Negative Usage |  |  |  |  | -571.84
less: Min. Bill. |  |  |  |  | 0
Adjusted Total |  |  |  |  | 41547.26
Less: 2022 Fire Protection Revenues |  |  |  |  | -41703
Differences |  |  |  |  | -155.74
5/8-Inch Meter
|  | Bills | Gallons | 2000 | 8000 | 190000 | 400000 | 600000 | Totals
First | 2000 | 11392 | 10345731 | 10345731 |  |  |  |  | 10345731
Next | 8000 | 26113 | 116419692 | 52226000 | 64193692 |  |  |  | 116419692
Next | 190000 | 3105 | 59741624 | 6210000 | 24840000 | 28691624 |  |  | 59741624
Next | 400000 | 4 | 933854 | 8000 | 32000 | 760000 | 133854 |  | 933854
Over | 600000 | 0 | 0 | 0 | 0 | 0 | 0 | 0 | 0
|  | 40614 | 187440901 | 68789731 | 89065692 | 29451624 | 133854 | 0 | 187440901
First | 2000 | Gallons | 40614 | 68789731 | 17.84 | Min. Bill | 724553.76
Next | 8000 | Gallons |  | 89065692 | 0.00645 | per Gallon | 574473.71
Next | 190000 | Gallons |  | 29451624 | 0.00578 | per Gallon | 170230.39
Next | 400000 | Gallons |  | 133854 | 0.00541 | per Gallon | 724.15
Over | 600000 | Gallons |  | 0 | 0.00401 | per Gallon | 0
Total Billing Analysis 5/8-Inch Meter |  |  | 40614 | 187440901 |  |  | 1469982.01
1-Inch Meter:
|  | Bills | Gallons | 5000 | 5000 | 190000 | 400000 | 600000 | Totals
First | 5000 | 594 | 979889 | 979889 |  |  |  |  | 979889
Next | 5000 | 226 | 1661878 | 1130000 | 531878 |  |  |  | 1661878
Next | 190000 | 439 | 14938510 | 2195000 | 2195000 | 10548510 |  |  | 14938510
Next | 400000 | 27 | 6708850 | 135000 | 135000 | 5130000 | 1308850 |  | 6708850
Over | 600000 | 0 | 0 | 0 | 0 | 0 | 0 | 0 | 0
|  | 1286 | 24289127 | 4439889 | 2861878 | 15678510 | 1308850 | 0 | 24289127
First | 5000 | Gallons | 1286 | 4439889 | 38.29 | Min. Bill | 49240.94
Next | 5000 | Gallons |  | 2861878 | 0.00645 | per Gallon | 18459.11
Next | 190000 | Gallons |  | 15678510 | 0.00578 | per Gallon | 90621.79
Next | 400000 | Gallons |  | 1308850 | 0.00541 | per Gallon | 7080.88
Over | 600000 | Gallons |  |  | 0.00401 | per Gallon | 0
Total Billing Analysis 5/8-Inch Meter |  |  | 1286 | 24289127 |  |  | 165402.72
1.5-Inch Meter
|  |  | Bills | Gallons | 10000 | 190000 | 400000 | 600000 | Totals
First | 10000 | Gallons | 38 | 96089 | 96089 |  |  |  | 96089
Next | 190000 | Gallons | 95 | 5370765 | 950000 | 4420765 |  |  | 5370765
Next | 400000 | Gallons | 13 | 3883745 | 130000 | 2470000 | 1283745 |  | 3883745
Over | 600000 | Gallons | 0 | 0 | 0 | 0 | 0 | 0 | 0
|  |  | 146 | 9350599 | 1176089 | 6890765 | 1283745 | 0 | 9350599
#REF!
First | 10000 | Gallons | 146 | 1176089 | 77.12 | Min. Bill | 11259.52
Next | 190000 | Gallons |  | 6890765 | 0.00578 | per Gallon | 39828.62
Next | 400000 | Gallons |  | 1283745 | 0.00541 | per Gallon | 6945.06
Over | 600000 | Gallons |  |  | 0.00401 | per Gallon | 0
Total Billing Analysis 5/8-Inch Meter |  |  | 146 | 9350599 |  |  | 58033.2
CURRENT BILLING ANALYSIS - 2022 USAGE & EXISTING RATES (Cont.)
2-Inch Meter
|  | Bills | Gallons | 16000 | 184000 | 400000 | 600000 | Totals
First | 16000 | 98 | 227752 | 227752 |  |  |  | 227752
Next | 184000 | 314 | 18818275 | 5024000 | 13794275 |  |  | 18818275
Next | 400000 | 30 | 9822057 | 480000 | 5520000 | 3822057 |  | 9822057
Over | 600000 | 26 | 22756129 | 416000 | 4784000 | 10400000 | 7156129 | 22756129
|  | 468 | 51624213 | 6147752 | 24098275 | 14222057 | 7156129 | 51624213
First | 16000 | Gallons | 468 | 6147752 | 113.43 | Min. Bill | 53085.24
Next | 184000 | Gallons |  | 24098275 | 0.00578 | per Gallon | 139288.03
Next | 400000 | Gallons |  | 14222057 | 0.00541 | per Gallon | 76941.33
Over | 600000 | Gallons |  | 7156129 | 0.00401 | per Gallon | 28696.08
Total Billing Analysis 5/8-Inch Meter |  |  | 468 | 51624213 |  |  | 298010.68
3-Inch Meter
|  | Bills | Gallons | 30000 | 170000 | 400000 | 600000 | Totals
First | 30000 | 0 | 0 | 0 |  |  |  | 0 | 0
Next | 170000 | 23 | 2773900 | 690000 | 2083900 |  |  | 2773900 | 2399900
Next | 400000 | 1 | 209400 | 30000 | 170000 | 9400 |  | 209400 | 2983300
Over | 600000 | 0 | 0 | 0 | 0 | 0 | 0 | 0 | 0
|  | 24 | 2983300 | 720000 | 2253900 | 9400 | 0 | 2983300 | 5383200
First | 30000 | Gallons | 24 | 720000 | 223.99 | Min. Bill | 5375.76
Next | 170000 | Gallons |  | 2253900 | 0.00578 | per Gallon | 13027.54
Next | 400000 | Gallons |  | 9400 | 0.00541 | per Gallon | 50.85
Over | 600000 | Gallons |  | 0 | 0.00401 | per Gallon | 0
Total Billing Analysis 5/8-Inch Meter |  |  | 24 | 2983300 |  |  | 18454.15
4-Inch Meter
|  | Bills | Gallons | 50000 | 150000 | 400000 | 600000
First | 50000 | 87 | 1309623 | 1309623
Next | 150000 | 33 | 3138767 | 1650000 | 1488767
Next | 400000 | 27 | 10766326 | 1350000 | 4050000 | 5366326
Over | 600000 | 9 | 12377997 | 450000 | 1350000 | 3600000 | 6977997
|  | 156 | 27592713 | 4759623 | 6888767 | 8966326 | 6977997
First | 50000 | Gallons | 156 | 4759623 | 346.1 | Min. Bill | 53991.6
Next | 150000 | Gallons |  | 6888767 | 0.00578 | per Gallon | 39817.07
Next | 400000 | Gallons |  | 8966326 | 0.00541 | per Gallon | 48507.82
Over | 600000 | Gallons |  | 6977997 | 0.00401 | per Gallon | 27981.77
Total Billing Analysis 5/8-Inch Meter |  |  | 156 | 27592713 |  |  | 170298.26
6-Inch Meter
|  | Bills | Gallons | 100000 | 100000 | 400000 | 600000
First | 100000 | 102 | 1419113 | 1419113
Next | 100000 | 8 | 1052026 | 800000 | 252026
Next | 400000 | 33 | 9755400 | 3300000 | 3300000 | 3155400
Over | 600000 | 1 | 1588000 | 100000 | 100000 | 400000 | 988000
|  | 144 | 13814539 | 5619113 | 3652026 | 3555400 | 988000
First | 100000 | Gallons | 144 | 5619113 | 650.31 | Min. Bill | 93644.64
Next | 100000 | Gallons |  | 3652026 | 0.00578 | per Gallon | 21108.71
Next | 400000 | Gallons |  | 3555400 | 0.00541 | per Gallon | 19234.71
Over | 600000 | Gallons |  | 988000 | 0.00401 | per Gallon | 3961.88
Total Billing Analysis 5/8-Inch Meter |  |  | 144 | 13814539 |  |  | 137949.94
8-Inch Meter
|  | Bills | Gallons | 160000 | 40000 | 400000 | 600000
First | 160000 | 41 | 2455700 | 2455700
Next | 40000 | 2 | 337600 | 320000 | 17600
Next | 400000 | 19 | 6590075 | 3040000 | 760000 | 2790075
Over | 600000 | 22 | 27493821 | 3520000 | 880000 | 8800000 | 14293821
|  | 84 | 36877196 | 9335700 | 1657600 | 11590075 | 14293821
First | 160000 | Gallons | 84 | 9335700 | 1018.89 | Min. Bill | 85586.76
Next | 40000 | Gallons |  | 1657600 | 0.00578 | per Gallon | 9580.93
Next | 400000 | Gallons |  | 11590075 | 0.00541 | per Gallon | 62702.31
Over | 600000 | Gallons |  | 14293821 | 0.00401 | per Gallon | 57318.22
Total Billing Analysis 5/8-Inch Meter |  |  | 84 | 36877196 |  |  | 215188.22
6-Inch FD
Rates Authorized on January 1, 2023 in Case No. 2022-00390 (PWA):
|  |  | 123 |  | 142.96 | Min. Bill | 17584.08
Total Billing Analysis 5/8-Inch Meter |  |  | 123 |  |  |  | 17584.08
Less: Negative Usage | [6 empty] | -571.84
less: Min. Bill.
Billing Analysis Total | [6 empty] | 17012.24
6-Inch FD
Rates Authorized on January 1, 2023 in Case No. 2022-00390 (PWA):
|  |  | 69 |  | 355.58 | Min. Bill | 24535.02
Total Billing Analysis 5/8-Inch Meter |  |  | 69 |  |  |  | 24535.02
Less: Negative Usage | [6 empty] | 0
less: Min. Bill. | [6 empty] | 0
Billing Analysis Total | [6 empty] | 24535.02

## Rates Comp
Table C
CURRENT AND PROPOSED RATES
Simpson Count Water District
CURRENT RATE SCHEDULE * |  |  |  |  | PROPOSED RATE SCHEDULES |  |  |  |  | 5.81% | Percentage Rate Increase
5/8-Inch Meter |  |  |  |  | 5/8-Inch Meter
First | 2000 | Gallons | 17.84 | Min. Bill | First | 2000 | Gallons | 18.88 | Min. Bill | 17.84 | 1.04 | 0 | 18.88
Next | 8000 | Gallons | 0.00645 | per Gallon | Next | 8000 | Gallons | 0.00682 | per Gallon | 0.00645 | 0.00037 | 0 | 0.00682
Next | 190000 | Gallons | 0.00578 | per Gallon | Next | 190000 | Gallons | 0.00612 | per Gallon | 0.00578 | 0.00034 | 0 | 0.00612
Next | 400000 | Gallons | 0.00541 | per Gallon | Next | 400000 | Gallons | 0.00572 | per Gallon | 0.00541 | 0.00031 | 0 | 0.00572
Over | 600000 | Gallons | 0.00401 | per Gallon | Over | 600000 | Gallons | 0.00424 | per Gallon | 0.00401 | 0.00023 | 0 | 0.00424
0
3/4-Inch Meter |  |  |  |  | 3/4-Inch Meter
First | 3000 | Gallons | 24.85 | Min. Bill | First | 3000 | Gallons | 26.29 | Min. Bill | 24.85 | 1.44 | 0 | 26.29
Next | 7000 | Gallons | 0.00645 | per Gallon | Next | 7000 | Gallons | 0.00682 | per Gallon | 0.00645 | 0.00037 | 0 | 0.00682
Next | 190000 | Gallons | 0.00578 | per Gallon | Next | 190000 | Gallons | 0.00612 | per Gallon | 0.00578 | 0.00034 | 0 | 0.00612
Next | 400000 | Gallons | 0.00541 | per Gallon | Next | 400000 | Gallons | 0.00572 | per Gallon | 0.00541 | 0.00031 | 0 | 0.00572
Over | 600000 | Gallons | 0.00401 | per Gallon | Over | 600000 | Gallons | 0.00424 | per Gallon | 0.00401 | 0.00023 | 0 | 0.00424
1-Inch Meter |  |  |  |  | 1-Inch Meter
First | 5000 | Gallons | 38.29 | Min. Bill | First | 5000 | Gallons | 40.51 | Min. Bill | 38.29 | 2.22 | 0 | 40.51
Next | 5000 | Gallons | 0.00645 | per Gallon | Next | 5000 | Gallons | 0.00682 | per Gallon | 0.00645 | 0.00037 | 0 | 0.00682
Next | 190000 | Gallons | 0.00578 | per Gallon | Next | 190000 | Gallons | 0.00612 | per Gallon | 0.00578 | 0.00034 | 0 | 0.00612
Next | 400000 | Gallons | 0.00541 | per Gallon | Next | 400000 | Gallons | 0.00572 | per Gallon | 0.00541 | 0.00031 | 0 | 0.00572
Over | 600000 | Gallons | 0.00401 | per Gallon | Over | 600000 | Gallons | 0.00424 | per Gallon | 0.00401 | 0.00023 | 0 | 0.00424
[10 empty] | 0 | 0 | 0 | 0
1 1/2-Inch Meter |  |  |  |  | 1 1/2-Inch Meter
First | 10000 | Gallons | 77.12 | Min. Bill | First | 10000 | Gallons | 81.6 | Min. Bill | 77.12 | 4.48 | 0 | 81.6
Next | 190000 | Gallons | 0.00578 | per Gallon | Next | 190000 | Gallons | 0.00612 | per Gallon | 0.00578 | 0.00034 | 0 | 0.00612
Next | 400000 | Gallons | 0.00541 | per Gallon | Next | 400000 | Gallons | 0.00572 | per Gallon | 0.00541 | 0.00031 | 0 | 0.00572
Over | 600000 | Gallons | 0.00401 | per Gallon | Over | 600000 | Gallons | 0.00424 | per Gallon | 0.00401 | 0.00023 | 0 | 0.00424
2-Inch Meter |  |  |  |  | 2-Inch Meter
First | 16000 | Gallons | 113.43 | Min. Bill | First | 16000 | Gallons | 120.02 | Min. Bill | 113.43 | 6.59 | 0 | 120.02
Next | 184000 | Gallons | 0.00578 | per Gallon | Next | 184000 | Gallons | 0.00612 | per Gallon | 0.00578 | 0.00034 | 0 | 0.00612
Next | 400000 | Gallons | 0.00541 | per Gallon | Next | 400000 | Gallons | 0.00572 | per Gallon | 0.00541 | 0.00031 | 0 | 0.00572
Over | 600000 | Gallons | 0.00401 | per Gallon | Over | 600000 | Gallons | 0.00424 | per Gallon | 0.00401 | 0.00023 | 0 | 0.00424
3-Inch Meter |  |  |  |  | 3-Inch Meter
First | 30000 | Gallons | 223.99 | Min. Bill | First | 30000 | Gallons | 237 | Min. Bill | 223.99 | 13.01 | 0 | 237
Next | 170000 | Gallons | 0.00578 | per Gallon | Next | 170000 | Gallons | 0.00612 | per Gallon | 0.00578 | 0.00034 | 0 | 0.00612
Next | 400000 | Gallons | 0.00541 | per Gallon | Next | 400000 | Gallons | 0.00572 | per Gallon | 0.00541 | 0.00031 | 0 | 0.00572
Over | 600000 | Gallons | 0.00401 | per Gallon | Over | 600000 | Gallons | 0.00424 | per Gallon | 0.00401 | 0.00023 | 0 | 0.00424
4-Inch Meter |  |  |  |  | 4-Inch Meter
First | 50000 | Gallons | 346.1 | Min. Bill | First | 50000 | Gallons | 366.21 | Min. Bill | 346.1 | 20.11 | 0 | 366.21
Next | 150000 | Gallons | 0.00578 | per Gallon | Next | 150000 | Gallons | 0.00612 | per Gallon | 0.00578 | 0.00034 | 0 | 0.00612
Next | 400000 | Gallons | 0.00541 | per Gallon | Next | 400000 | Gallons | 0.00572 | per Gallon | 0.00541 | 0.00031 | 0 | 0.00572
Over | 600000 | Gallons | 0.00401 | per Gallon | Over | 600000 | Gallons | 0.00424 | per Gallon | 0.00401 | 0.00023 | 0 | 0.00424
6-Inch Meter |  |  |  |  | 6-Inch Meter
First | 100000 | Gallons | 650.31 | Min. Bill | First | 100000 | Gallons | 688.09 | Min. Bill | 650.31 | 37.78 | 0 | 688.09
Next | 100000 | Gallons | 0.00578 | per Gallon | Next | 100000 | Gallons | 0.00612 | per Gallon | 0.00578 | 0.00034 | 0 | 0.00612
Next | 400000 | Gallons | 0.00541 | per Gallon | Next | 400000 | Gallons | 0.00572 | per Gallon | 0.00541 | 0.00031 | 0 | 0.00572
Over | 600000 | Gallons | 0.00401 | per Gallon | Over | 600000 | Gallons | 0.00424 | per Gallon | 0.00401 | 0.00023 | 0 | 0.00424
8-Inch Meter |  |  |  |  | 8-Inch Meter
First | 160000 | Gallons | 1018.89 | Min. Bill | First | 160000 | Gallons | 1078.09 | Min. Bill | 1018.89 | 59.2 | 0 | 1078.09
Next | 40000 | Gallons | 0.00578 | per Gallon | Next | 40000 | Gallons | 0.00612 | per Gallon | 0.00578 | 0.00034 | 0 | 0.00612
Next | 400000 | Gallons | 0.00541 | per Gallon | Next | 400000 | Gallons | 0.00572 | per Gallon | 0.00541 | 0.00031 | 0 | 0.00572
Over | 600000 | Gallons | 0.00401 | per Gallon | Over | 600000 | Gallons | 0.00424 | per Gallon | 0.00401 | 0.00023 | 0 | 0.00424
10-Inch Meter |  |  |  |  | 10-Inch Meter
First | 550000 | Gallons | 3158.3 | Min. Bill | First | 550000 | Gallons | 3341.8 | Min. Bill | 3158.3 | 183.5 | 0 | 3341.8
Next | 50000 | Gallons | 0.00541 | per Gallon | Next | 50000 | Gallons | 0.00572 | per Gallon | 0.00541 | 0.00031 | 0 | 0.00572
Over | 600000 | Gallons | 0.00401 | per Gallon | Over | 600000 | Gallons | 0.00424 | per Gallon | 0.00401 | 0.00023 | 0 | 0.00424
Private Fire Service Rates: |  |  |  |  | Private Fire Service Rates:
1-Inch |  |  | 10.37 |  | 1-Inch |  |  | 10.97 |  | 10.37 | 0.6 | 0 | 10.97
1.5- Inch |  |  | 17.46 |  | 1.5- Inch |  |  | 18.47 |  | 17.46 | 1.01 | 0 | 18.47
2-Inch |  |  | 27.03 |  | 2-Inch |  |  | 28.6 |  | 27.03 | 1.57 | 0 | 28.6
3-Inch |  |  | 67.86 |  | 3-Inch |  |  | 71.8 |  | 67.86 | 3.94 | 0 | 71.8
4-Inch |  |  | 142.96 |  | 4-Inch |  |  | 151.27 |  | 142.96 | 8.31 | 0 | 151.27
6-Inch |  |  | 355.58 |  | 6-Inch |  |  | 376.24 |  | 355.58 | 20.66 | 0 | 376.24
8-Inch |  |  | 713.09 |  | 8-Inch |  |  | 754.52 |  | 713.09 | 41.43 | 0 | 754.52
10-Inch |  |  | 1253.36 |  | 10-Inch |  |  | 1326.18 |  | 1253.36 | 72.82 | 0 | 1326.18

## Prop_BA
CURRENT BILLING ANALYSIS - 2022 USAGE & PROPOSED RATES
Simpson Count Water District
|  |  |  | Gallons | BA
5/8-Inch Meter |  |  |  | 187440901 | 1555229.92
1-Inch Meter |  |  |  | 24289127 | 175052.97
1 1/2-Inch Meter |  |  |  | 9350599 | 61428.1
2-Inch Meter |  |  |  | 51624213 | 315342.96
3-Inch Meter |  |  |  | 2983300 | 19535.64
4-Inch Meter |  |  |  | 27592713 | 180162.1
6-Inch Meter |  |  |  | 13814539 | 145961.37
8-Inch Meter |  |  |  | 36877196 | 227605.1
Totals |  |  |  | 353972588 | 2680318.16
Less: Negative Usage |  |  |  | -2222445 | -12067.278
less: Min. Bill. |  |  |  |  | -2765.25
Adjusted Total |  |  |  | 351750143 | 2665485.6321 |  |  |  |  | 2665485.6321
Less: 2022 Revenues from Water Sales |  |  |  | -351750143 | -2518486.652 |  |  |  |  | 2051.9
Differences |  |  |  | 0 | 146998.98 |  |  |  |  | 2667537.5321
-2708679.7364
Private Fire Protection | [9 empty] | -41142.2043
4-Inch |  |  |  |  | 1349.31
6-Inch |  |  |  |  | 1274.43
Totals |  |  |  |  | 2623.74
Less: Negative Usage |  |  |  |  | -571.84
less: Min. Bill. |  |  |  |  | 0
Adjusted Total |  |  |  |  | 2051.9
Less: 2022 Fire Protection Revenues |  |  |  |  | -41703
Differences |  |  |  |  | -39651.1
5/8-Inch Meter
|  | Bills | Gallons | 2000 | 8000 | 190000 | 400000 | 600000 | Totals
First | 2000 | 11392 | 10345731 | 10345731 |  |  |  |  | 10345731
Next | 8000 | 26113 | 116419692 | 52226000 | 64193692 |  |  |  | 116419692
Next | 190000 | 3105 | 59741624 | 6210000 | 24840000 | 28691624 |  |  | 59741624
Next | 400000 | 4 | 933854 | 8000 | 32000 | 760000 | 133854 |  | 933854
Over | 600000 | 0 | 0 | 0 | 0 | 0 | 0 | 0 | 0
|  | 40614 | 187440901 | 68789731 | 89065692 | 29451624 | 133854 | 0 | 187440901
First | 2000 | Gallons | 40614 | 68789731 | 18.88 | Min. Bill | 766792.32
Next | 8000 | Gallons |  | 89065692 | 0.00682 | per Gallon | 607428.02
Next | 190000 | Gallons |  | 29451624 | 0.00612 | per Gallon | 180243.94
Next | 400000 | Gallons |  | 133854 | 0.00572 | per Gallon | 765.64
Over | 600000 | Gallons |  | 0 | 0.00424 | per Gallon | 0
Total Billing Analysis 5/8-Inch Meter |  |  | 40614 | 187440901 |  |  | 1555229.92
1-Inch Meter:
|  | Bills | Gallons | 5000 | 5000 | 190000 | 400000 | 600000 | Totals
First | 5000 | 594 | 979889 | 979889 |  |  |  |  | 979889
Next | 5000 | 226 | 1661878 | 1130000 | 531878 |  |  |  | 1661878
Next | 190000 | 439 | 14938510 | 2195000 | 2195000 | 10548510 |  |  | 14938510
Next | 400000 | 27 | 6708850 | 135000 | 135000 | 5130000 | 1308850 |  | 6708850
Over | 600000 | 0 | 0 | 0 | 0 | 0 | 0 | 0 | 0
|  | 1286 | 24289127 | 4439889 | 2861878 | 15678510 | 1308850 | 0 | 24289127
First | 5000 | Gallons | 1286 | 4439889 | 40.51 | Min. Bill | 52095.86
Next | 5000 | Gallons |  | 2861878 | 0.00682 | per Gallon | 19518.01
Next | 190000 | Gallons |  | 15678510 | 0.00612 | per Gallon | 95952.48
Next | 400000 | Gallons |  | 1308850 | 0.00572 | per Gallon | 7486.62
Over | 600000 | Gallons |  |  | 0.00424 | per Gallon | 0
Total Billing Analysis 1-Inch Meter |  |  | 1286 | 24289127 |  |  | 175052.97
1.5-Inch Meter
|  |  | Bills | Gallons | 10000 | 190000 | 400000 | 600000 | Totals
First | 10000 | Gallons | 38 | 96089 | 96089 |  |  |  | 96089
Next | 190000 | Gallons | 95 | 5370765 | 950000 | 4420765 |  |  | 5370765
Next | 400000 | Gallons | 13 | 3883745 | 130000 | 2470000 | 1283745 |  | 3883745
Over | 600000 | Gallons | 0 | 0 | 0 | 0 | 0 | 0 | 0
|  |  | 146 | 9350599 | 1176089 | 6890765 | 1283745 | 0 | 9350599
First | 10000 | Gallons | 146 | 1176089 | 81.6 | Min. Bill | 11913.6
Next | 190000 | Gallons |  | 6890765 | 0.00612 | per Gallon | 42171.48
Next | 400000 | Gallons |  | 1283745 | 0.00572 | per Gallon | 7343.02
Over | 600000 | Gallons |  |  | 0.00424 | per Gallon | 0
Total Billing Analysis 5/8-Inch Meter |  |  | 146 | 9350599 |  |  | 61428.1
CURRENT BILLING ANALYSIS - 2022 USAGE & PROPOSED RATES
2-Inch Meter
|  | Bills | Gallons | 16000 | 184000 | 400000 | 600000 | Totals
First | 16000 | 98 | 227752 | 227752 |  |  |  | 227752
Next | 184000 | 314 | 18818275 | 5024000 | 13794275 |  |  | 18818275
Next | 400000 | 30 | 9822057 | 480000 | 5520000 | 3822057 |  | 9822057
Over | 600000 | 26 | 22756129 | 416000 | 4784000 | 10400000 | 7156129 | 22756129
|  | 468 | 51624213 | 6147752 | 24098275 | 14222057 | 7156129 | 51624213
First | 16000 | Gallons | 468 | 6147752 | 120.02 | Min. Bill | 56169.36
Next | 184000 | Gallons |  | 24098275 | 0.00612 | per Gallon | 147481.44
Next | 400000 | Gallons |  | 14222057 | 0.00572 | per Gallon | 81350.17
Over | 600000 | Gallons |  | 7156129 | 0.00424 | per Gallon | 30341.99
Total Billing Analysis 5/8-Inch Meter |  |  | 468 | 51624213 |  |  | 315342.96
3-Inch Meter
|  | Bills | Gallons | 30000 | 170000 | 400000 | 600000 | Totals
First | 30000 | 0 | 0 | 0 |  |  |  | 0 | 0
Next | 170000 | 23 | 2773900 | 690000 | 2083900 |  |  | 2773900 | 2399900
Next | 400000 | 1 | 209400 | 30000 | 170000 | 9400 |  | 209400 | 2983300
Over | 600000 | 0 | 0 | 0 | 0 | 0 | 0 | 0 | 0
|  | 24 | 2983300 | 720000 | 2253900 | 9400 | 0 | 2983300 | 5383200
First | 30000 | Gallons | 24 | 720000 | 237 | Min. Bill | 5688
Next | 170000 | Gallons |  | 2253900 | 0.00612 | per Gallon | 13793.87
Next | 400000 | Gallons |  | 9400 | 0.00572 | per Gallon | 53.77
Over | 600000 | Gallons |  | 0 | 0.00424 | per Gallon | 0
Total Billing Analysis 5/8-Inch Meter |  |  | 24 | 2983300 |  |  | 19535.64
4-Inch Meter
|  | Bills | Gallons | 50000 | 150000 | 400000 | 600000
First | 50000 | 87 | 1309623 | 1309623
Next | 150000 | 33 | 3138767 | 1650000 | 1488767
Next | 400000 | 27 | 10766326 | 1350000 | 4050000 | 5366326
Over | 600000 | 9 | 12377997 | 450000 | 1350000 | 3600000 | 6977997
|  | 156 | 27592713 | 4759623 | 6888767 | 8966326 | 6977997
First | 50000 | Gallons | 156 | 4759623 | 366.21 | Min. Bill | 57128.76
Next | 150000 | Gallons |  | 6888767 | 0.00612 | per Gallon | 42159.25
Next | 400000 | Gallons |  | 8966326 | 0.00572 | per Gallon | 51287.38
Over | 600000 | Gallons |  | 6977997 | 0.00424 | per Gallon | 29586.71
Total Billing Analysis 5/8-Inch Meter |  |  | 156 | 27592713 |  |  | 180162.1
6-Inch Meter
|  | Bills | Gallons | 100000 | 100000 | 400000 | 600000
First | 100000 | 102 | 1419113 | 1419113
Next | 100000 | 8 | 1052026 | 800000 | 252026
Next | 400000 | 33 | 9755400 | 3300000 | 3300000 | 3155400
Over | 600000 | 1 | 1588000 | 100000 | 100000 | 400000 | 988000
|  | 144 | 13814539 | 5619113 | 3652026 | 3555400 | 988000
First | 100000 | Gallons | 144 | 5619113 | 688.09 | Min. Bill | 99084.96
Next | 100000 | Gallons |  | 3652026 | 0.00612 | per Gallon | 22350.4
Next | 400000 | Gallons |  | 3555400 | 0.00572 | per Gallon | 20336.89
Over | 600000 | Gallons |  | 988000 | 0.00424 | per Gallon | 4189.12
Total Billing Analysis 5/8-Inch Meter |  |  | 144 | 13814539 |  |  | 145961.37
8-Inch Meter
|  | Bills | Gallons | 160000 | 40000 | 400000 | 600000
First | 160000 | 41 | 2455700 | 2455700
Next | 40000 | 2 | 337600 | 320000 | 17600
Next | 400000 | 19 | 6590075 | 3040000 | 760000 | 2790075
Over | 600000 | 22 | 27493821 | 3520000 | 880000 | 8800000 | 14293821
|  | 84 | 36877196 | 9335700 | 1657600 | 11590075 | 14293821
First | 160000 | Gallons | 84 | 9335700 | 1078.09 | Min. Bill | 90559.56
Next | 40000 | Gallons |  | 1657600 | 0.00612 | per Gallon | 10144.51
Next | 400000 | Gallons |  | 11590075 | 0.00572 | per Gallon | 66295.23
Over | 600000 | Gallons |  | 14293821 | 0.00424 | per Gallon | 60605.8
Total Billing Analysis 5/8-Inch Meter |  |  | 84 | 36877196 |  |  | 227605.1
6-Inch FD
Rates Authorized on January 1, 2023 in Case No. 2022-00390 (PWA):
|  |  | 123 |  | 10.97 | Min. Bill | 1349.31
Total Billing Analysis 5/8-Inch Meter |  |  | 123 |  |  |  | 1349.31
Less: Negative Usage | [6 empty] | -571.84
less: Min. Bill.
Billing Analysis Total | [6 empty] | 777.47
6-Inch FD
Rates Authorized on January 1, 2023 in Case No. 2022-00390 (PWA):
|  |  | 69 |  | 18.47 | Min. Bill | 1274.43
Total Billing Analysis 5/8-Inch Meter |  |  | 69 |  |  |  | 1274.43
Less: Negative Usage | [6 empty] | 0
less: Min. Bill. | [6 empty] | 0
Billing Analysis Total | [6 empty] | 1274.43

## Table A
Table A
Depreciation Schedule
Simpson County Water District
Acct. |  | UPIS | Accum. Dep | 2022 Acc Depr | 2022 | 2022 Adjmt | 2022 Total | Accum. Dep | Dep.
No. | Account Title | Balance 12/31/22 | 2022-01-01 | Asset Disposals | Dep. Exp. | to NARUC | Depr Exp | 2022-12-31 | Lives
303 | Land & Land Rights | 25549 | [7 empty] | 303 | Land $Land Rights
304 | Structures & Improvements | 8500 | 8423 | 0 | 0 | 56 | 56 | 8479 | 10 | 304 | Structures and Inprovements
304 | Structures & Improvements | 3070 | 3070 |  | 0 | 0 | 0 | 3070 | 10 | 304 | Structures and Inprovements
311 | Pumping Equipment | 1525938 | 177674 |  | 46406 | 45043 | 91449 | 269123 | 20 | 311 | Pumping Equipment
330 | Distibutions Reservoirs & Standpipes | 2751456 | 1257069 |  | 104129 | 1217 | 105346 | 1362415 | 45 | 330 | Distibutions Reservoirs & Standpipes
331 | Transmission & Distibution Mains | 16005477 | 4606497 |  | 220127 | 0 | 220127 | 4826624 | 62.5 | 331 | Transmission & Distibution Mains
331 | SCADA Equipment | 217605 | 172705 |  | 2090 | 25282 | 27372 | 200077 | 10
333 | Meter Services | 1161988 | 400576 |  | 34410 | 9356 | 43766 | 444342 | 40 | 334 | Meters & Meter Instalations
334 | Meters | 1738558 | 366845 | -8225 | 75318 | 74126 | 149444 | 508064 | 20 | 334 | Meters & Meter Instalations
334 | Meter Installations | 923870 | 380747 |  | 22414 | 850 | 23264 | 404011 | 45 | 334 | Meters & Meter Instalations
335 | Hydrants | 649589 | 135917 |  | 12981 | 0 | 12981 | 148898 | 50 | 335 | Hydrants
339 | Other Equipment - Pumping | 179 | 121 |  | 0 | 0 | 0 | 121 | 50
340 | Software | 86438 | 51526 |  | 12317 | 0 | 12317 | 63843 | 5 | 340 | Office Furniture and Equipment
340 | CIS Billing Software | 85880 | 53827 |  | 5726 | 0 | 5726 | 59553 | 15
340 | Hardware | 68924 | 56043 |  | 5340 | 0 | 5340 | 61383 | 5 | 340 | Office Furniture and Equipment
340 | Office Furniture and Equipment | 19313 | 14774 |  | 256 | 0 | 256 | 15030 | 22.5 | 340 | Office Furniture and Equipment (Software)
341 | Transportation Eqipment | 42611 | 42611 |  | 0 | 0 | 0 | 42611 | 7 | 341 | Transportation Eqipment
343 | Tools & Shop Equipment | 25300 | 13123 |  | 1193 | 0 | 1193 | 14316 | 12.5 | 347 | Misc. Equipment
346 | Communications Equipment | 25792 | 15154 |  | 2048 | 0 | 2048 | 17202 | 10 | 347 | Misc. Equipment (Mower 4/2021)
|  | 25366037 | 7756702 | -8225 | 544755 | 155930 | 700685 | 8449162
Less: | Adjustment to Depreciation Expense - Adoption of NARUC Estimated Lives | [5 empty] | -155930
Add: | Depreciation Expense - New Projects:
| SCADA Replacement | [5 empty] | 60970
| Botanical Gardens Line Extension | [5 empty] | 4330
| Cross Creek Commons Line Extension | [5 empty] | 3408
| Fire Service Installations (3) | [5 empty] | 1847
| Truck - Dodge Ram 4WD | [5 empty] | 5686
| Fisher Contracting Line Extension | [5 empty] | 444
| Citworks Software Implementation | [5 empty] | 5339
Add: | Depreciation Expense - Change in Estimated Life for Badger 5/8" Meters | [5 empty] | 41654
Subtotal | Adjustments to Depreciation Expense | [5 empty] | -32252
TOTAL | Adjusted Depreciation Expense | [5 empty] | 668433
Depreciation Schedule - 2023
Simpson County Water District
Acct. |  | UPIS | Accum. Dep | 2023 Acc Depr | 2023 | 2023 Adjmt | 2023 Total | Accum. Dep | Dep.
No. | Account Title | Balance 12/31/23 | 2023-01-01 | Asset Disposals | Dep. Exp. | to NARUC | Depr Exp | 2023-12-31 | Lives
303 | Land & Land Rights | 25549
3044 | Structures & Improvements | 8500 | 8479 | 0 | 0 | 0 | 0 | 8479 | 10
3045 | Structures & Improvements | 3070 | 3070 |  | 0 | 0 | 0 | 3070 | 10
305 | Collecting & Impounding Reservoirs | 0 | 0 |  | 0 | 0 | 0 | 0
309 | Supply Mains | 0 | 0 |  | 0 | 0 | 0 | 0
3112 | Pumping Equipment | 1525938 | 269123 |  | 47387 | 0 | 47387 | 316510 | 20
3304 | Distibutions Reservoirs & Standpipes | 2751456 | 1362415 |  | 102757 | 0 | 102757 | 1465172 | 45
3314 | Transmission & Distibution Mains | 16507563 | 4826624 |  | 221160 | 0 | 221160 | 5047784 | 62.5
3324 | SCADA Equipment | 217605 | 200077 |  | 2125 | 0 | 2125 | 202202 | 10
3334 | Meter Services | 1215347 | 444342 |  | 40157 | 0 | 40157 | 484499 | 40
3344 | Meters | 1352705 | 508064 |  | 80469 | 0 | 80469 | 588533 | 20
3344 | Meters (Badger 5/8") | 416776 | 0 |  | 21.19 | 41654 | 41675.19 | 41675.19 | 10
3345 | Meter Instalations | 957908 | 404011 |  | 23552 | 0 | 23552 | 427563 | 45
3354 | Hydrants | 720329 | 148898 |  | 13319 | 0 | 13319 | 162217 | 50
3392 | Other Equipment - Pumping | 179 | 121 |  | 1 | 0 | 1 | 122 | 50
3400 | Software | 96025 | 63843 |  | 11086 | 0 | 11086 | 74929 | 5
3400 | CIS Billing Software | 85880 | 59553 |  | 5726 | 0 | 5726 | 65279 | 15
3401 | Hardware | 70118 | 61383 |  | 3783 | 0 | 3783 | 65166 | 5
3405 | Office Furniture and Equipment | 19313 | 15030 |  | 203 | 0 | 203 | 15233 | 22.5
3415 | Transportation Eqipment | 39805 | 42611 | -42611 | 4265 | 0 | 4265 | 4265 | 7
3435 | Tools & Shop Equipment | 26271 | 14316 |  | 1292 | 0 | 1292 | 15608 | 12.5
3465 | Communications Equipment | 25792 | 17202 |  | 1897 | 0 | 1897 | 19099 | 10
|  | 26066129 | 8449162 | -42611 | 559200.19 | 41654 | 600854.19 | 9007405.19

## Tble B
Table B
DEBT SERVICE SCHDULE
Simpson Count Water District
CY 2024 - 2028
Principal, Interest & Fee
C.Y. | USDA 2020 | KRWFC 2021B | Totals
2024 | 54442.19 | 122964.27 | 177406.46
2025 | 54440.63 | 151793.75 | 206234.38
2026 | 54429.69 | 152225 | 206654.69
2027 | 54409.38 | 147550 | 201959.38
2028 | 54379.69 | 147768.75 | 202148.44
TOTALS | 272101.58 | 722301.77 | 994403.35
5 Year Avg | 54420 | 144460 | 198881

## Table C
Table C
CURRENT AND PROPOSED RATES
Simpson Count Water District
CURRENT RATE SCHEDULE |  |  |  |  | PROPOSED RATE SCHEDULES |  |  |  |  | Differences
5/8-Inch Meter |  |  |  |  | 5/8-Inch Meter
First | 2000 | Gallons | 17.84 | Min. Bill | First | 2000 | Gallons | 18.88 | Min. Bill | 1.04
Next | 8000 | Gallons | 0.00645 | per Gallon | Next | 8000 | Gallons | 0.00682 | per Gallon | 0.00037
Next | 190000 | Gallons | 0.00578 | per Gallon | Next | 190000 | Gallons | 0.00612 | per Gallon | 0.00034
Next | 400000 | Gallons | 0.00541 | per Gallon | Next | 400000 | Gallons | 0.00572 | per Gallon | 0.00031
Over | 600000 | Gallons | 0.00401 | per Gallon | Over | 600000 | Gallons | 0.00424 | per Gallon | 0.00023
3/4-Inch Meter |  |  |  |  | 3/4-Inch Meter
First | 3000 | Gallons | 24.85 | Min. Bill | First | 3000 | Gallons | 26.29 | Min. Bill | 1.44
Next | 7000 | Gallons | 0.00645 | per Gallon | Next | 7000 | Gallons | 0.00682 | per Gallon | 0.00037
Next | 190000 | Gallons | 0.00578 | per Gallon | Next | 190000 | Gallons | 0.00612 | per Gallon | 0.00034
Next | 400000 | Gallons | 0.00541 | per Gallon | Next | 400000 | Gallons | 0.00572 | per Gallon | 0.00031
Over | 600000 | Gallons | 0.00401 | per Gallon | Over | 600000 | Gallons | 0.00424 | per Gallon | 0.00023
1-Inch Meter |  |  |  |  | 1-Inch Meter
First | 5000 | Gallons | 38.29 | Min. Bill | First | 5000 | Gallons | 40.51 | Min. Bill | 2.22
Next | 5000 | Gallons | 0.00645 | per Gallon | Next | 5000 | Gallons | 0.00682 | per Gallon | 0.00037
Next | 190000 | Gallons | 0.00578 | per Gallon | Next | 190000 | Gallons | 0.00612 | per Gallon | 0.00034
Next | 400000 | Gallons | 0.00541 | per Gallon | Next | 400000 | Gallons | 0.00572 | per Gallon | 0.00031
Over | 600000 | Gallons | 0.00401 | per Gallon | Over | 600000 | Gallons | 0.00424 | per Gallon | 0.00023
1 1/2-Inch Meter |  |  |  |  | 1 1/2-Inch Meter
First | 10000 | Gallons | 77.12 | Min. Bill | First | 10000 | Gallons | 81.6 | Min. Bill | 4.48
Next | 190000 | Gallons | 0.00578 | per Gallon | Next | 190000 | Gallons | 0.00612 | per Gallon | 0.00034
Next | 400000 | Gallons | 0.00541 | per Gallon | Next | 400000 | Gallons | 0.00572 | per Gallon | 0.00031
Over | 600000 | Gallons | 0.00401 | per Gallon | Over | 600000 | Gallons | 0.00424 | per Gallon | 0.00023
2-Inch Meter |  |  |  |  | 2-Inch Meter
First | 16000 | Gallons | 113.43 | Min. Bill | First | 16000 | Gallons | 120.02 | Min. Bill | 6.59
Next | 184000 | Gallons | 0.00578 | per Gallon | Next | 184000 | Gallons | 0.00612 | per Gallon | 0.00034
Next | 400000 | Gallons | 0.00541 | per Gallon | Next | 400000 | Gallons | 0.00572 | per Gallon | 0.00031
Over | 600000 | Gallons | 0.00401 | per Gallon | Over | 600000 | Gallons | 0.00424 | per Gallon | 0.00023
3-Inch Meter |  |  |  |  | 3-Inch Meter
First | 30000 | Gallons | 223.99 | Min. Bill | First | 30000 | Gallons | 237 | Min. Bill | 13.01
Next | 170000 | Gallons | 0.00578 | per Gallon | Next | 170000 | Gallons | 0.00612 | per Gallon | 0.00034
Next | 400000 | Gallons | 0.00541 | per Gallon | Next | 400000 | Gallons | 0.00572 | per Gallon | 0.00031
Over | 600000 | Gallons | 0.00401 | per Gallon | Over | 600000 | Gallons | 0.00424 | per Gallon | 0.00023
4-Inch Meter |  |  |  |  | 4-Inch Meter
First | 50000 | Gallons | 346.1 | Min. Bill | First | 50000 | Gallons | 366.21 | Min. Bill | 20.11
Next | 150000 | Gallons | 0.00578 | per Gallon | Next | 150000 | Gallons | 0.00612 | per Gallon | 0.00034
Next | 400000 | Gallons | 0.00541 | per Gallon | Next | 400000 | Gallons | 0.00572 | per Gallon | 0.00031
Over | 600000 | Gallons | 0.00401 | per Gallon | Over | 600000 | Gallons | 0.00424 | per Gallon | 0.00023
6-Inch Meter |  |  |  |  | 6-Inch Meter
First | 100000 | Gallons | 650.31 | Min. Bill | First | 100000 | Gallons | 688.09 | Min. Bill | 37.78
Next | 100000 | Gallons | 0.00578 | per Gallon | Next | 100000 | Gallons | 0.00612 | per Gallon | 0.00034
Next | 400000 | Gallons | 0.00541 | per Gallon | Next | 400000 | Gallons | 0.00572 | per Gallon | 0.00031
Over | 600000 | Gallons | 0.00401 | per Gallon | Over | 600000 | Gallons | 0.00424 | per Gallon | 0.00023
8-Inch Meter |  |  |  |  | 8-Inch Meter
First | 160000 | Gallons | 1018.89 | Min. Bill | First | 160000 | Gallons | 1078.09 | Min. Bill | 59.2
Next | 40000 | Gallons | 0.00578 | per Gallon | Next | 40000 | Gallons | 0.00612 | per Gallon | 0.00034
Next | 400000 | Gallons | 0.00541 | per Gallon | Next | 400000 | Gallons | 0.00572 | per Gallon | 0.00031
Over | 600000 | Gallons | 0.00401 | per Gallon | Over | 600000 | Gallons | 0.00424 | per Gallon | 0.00023
10-Inch Meter |  |  |  |  | 10-Inch Meter
First | 550000 | Gallons | 3158.3 | Min. Bill | First | 550000 | Gallons | 3341.8 | Min. Bill | 183.5
Next | 50000 | Gallons | 0.00541 | per Gallon | Next | 50000 | Gallons | 0.00572 | per Gallon | 0.00031
Over | 600000 | Gallons | 0.00401 | per Gallon | Over | 600000 | Gallons | 0.00424 | per Gallon | 0.00023
Private Fire Service Rates: |  |  |  |  | Private Fire Service Rates:
1-Inch |  |  | 10.37 |  | 1-Inch |  |  | 10.97 |  | 0.6
1.5- Inch |  |  | 17.46 |  | 1.5- Inch |  |  | 18.47 |  | 1.01
2-Inch |  |  | 27.03 |  | 2-Inch |  |  | 28.6 |  | 1.57
3-Inch |  |  | 67.86 |  | 3-Inch |  |  | 71.8 |  | 3.94
4-Inch |  |  | 142.96 |  | 4-Inch |  |  | 151.27 |  | 8.31
6-Inch |  |  | 355.58 |  | 6-Inch |  |  | 376.24 |  | 20.66
8-Inch |  |  | 713.09 |  | 8-Inch |  |  | 754.52 |  | 41.43
10-Inch |  |  | 1253.36 |  | 10-Inch |  |  | 1326.18 |  | 72.82

## Table D
Table D
Existing and Proposed Bills
Simpson Count Water District
| Existing | Proposed
| Bill | Bill | Change | Percentage
5/8-Inch Meter
2000 | 17.84 | 18.88 | 1.04 | 5.83%
4000 | 30.74 | 32.52 | 1.78 | 5.79%
6000 | 43.64 | 46.16 | 2.52 | 5.77%
8000 | 56.54 | 59.8 | 3.26 | 5.77%
10000 | 69.44 | 73.44 | 4 | 5.76%
12000 | 81 | 85.68 | 4.68 | 5.78%
14000 | 92.56 | 97.92 | 5.36 | 5.79%
16000 | 104.12 | 110.16 | 6.04 | 5.8%
18000 | 115.68 | 122.4 | 6.72 | 5.81%
20000 | 127.24 | 134.64 | 7.4 | 5.82%
1-Inch Meter
2000 | 38.29 | 40.51 | 2.22 | 5.8%
4000 | 38.29 | 40.51 | 2.22 | 5.8%
6000 | 44.74 | 47.33 | 2.59 | 5.79%
8000 | 57.64 | 60.97 | 3.33 | 5.78%
10000 | 70.54 | 74.61 | 4.07 | 5.77%
12000 | 82.1 | 86.85 | 4.75 | 5.79%
14000 | 93.66 | 99.09 | 5.43 | 5.8%
16000 | 105.22 | 111.33 | 6.11 | 5.81%
18000 | 116.78 | 123.57 | 6.79 | 5.81%
20000 | 128.34 | 135.81 | 7.47 | 5.82%
1.5-Inch Meter
5000 | 77.12 | 81.6 | 4.48 | 5.81%
10000 | 106.02 | 112.2 | 6.18 | 5.83%
15000 | 133.07 | 140.8 | 7.73 | 5.81%
20000 | 160.12 | 169.4 | 9.28 | 5.8%
25000 | 187.17 | 198 | 10.83 | 5.79%
30000 | 214.22 | 226.6 | 12.38 | 5.78%
Table D (Cont.)
Existing and Proposed Bills
Simpson Count Water District
2-Inch Meter
30000 | 113.43 | 120.02 | 6.59 | 5.81%
60000 | 367.75 | 389.3 | 21.55 | 5.86%
80000 | 483.35 | 511.7 | 28.35 | 5.87%
100000 | 598.95 | 634.1 | 35.15 | 5.87%
120000 | 714.55 | 756.5 | 41.95 | 5.87%
140000 | 830.15 | 878.9 | 48.75 | 5.87%
3-Inch Meter
30000 | 223.99 | 237 | 13.01 | 5.81%
60000 | 397.39 | 420.6 | 23.21 | 5.84%
80000 | 593.91 | 628.68 | 34.77 | 5.85%
100000 | 709.51 | 751.08 | 41.57 | 5.86%
120000 | 825.11 | 873.48 | 48.37 | 5.86%
140000 | 940.71 | 995.88 | 55.17 | 5.86%
4-Inch Meter
60000 | 403.9 | 427.41 | 23.51 | 5.82%
80000 | 519.5 | 549.81 | 30.31 | 5.83%
100000 | 635.1 | 672.21 | 37.11 | 5.84%
120000 | 750.7 | 794.61 | 43.91 | 5.85%
140000 | 866.3 | 917.01 | 50.71 | 5.85%
220000 | 1321.3 | 1398.61 | 77.31 | 5.85%
6-Inch Meter
120000 | 765.91 | 810.49 | 44.58 | 5.82%
140000 | 881.51 | 932.89 | 51.38 | 5.83%
160000 | 997.11 | 1055.29 | 58.18 | 5.83%
180000 | 1112.71 | 1177.69 | 64.98 | 5.84%
200000 | 1228.31 | 1300.09 | 71.78 | 5.84%
8-Inch Meter
120000 | 1018.89 | 1078.09 | 59.2 | 5.81%
140000 | 1018.89 | 1078.09 | 59.2 | 5.81%
160000 | 1018.89 | 1078.09 | 59.2 | 5.81%
180000 | 1134.49 | 1200.49 | 66 | 5.82%
200000 | 1250.09 | 1322.89 | 72.8 | 5.82%
Private Fire Service Rates:
1-Inch | 10.37 | 10.97 | 0.6 | 5.79%
1.5- Inch | 17.46 | 18.47 | 1.01 | 5.78%
2-Inch | 27.03 | 28.6 | 1.57 | 5.81%
3-Inch | 67.86 | 71.8 | 3.94 | 5.81%
4-Inch | 142.96 | 151.27 | 8.31 | 5.81%
6-Inch | 355.58 | 376.24 | 20.66 | 5.81%
8-Inch | 713.09 | 754.52 | 41.43 | 5.81%
10-Inch | 1253.36 | 1326.18 | 72.82 | 5.81%

## 5-8-Inch
[7 empty] | Existing Rates | [6 empty] | Existing Rates
5/8-Inch Meter | [7 empty] | 2000 | 8000 | 190000 | 400000 | 600000 |  |  | 2000 | 8000 | 190000 | 400000 | 600000
First | 2000 | Gallons | 17.84 | Min. Bill | 18.88 | Min. Bill |  | 17.84 | 0.00645 | 0.00578 | 0.00541 | 0.00401 |  |  | 18.88 | 0.00682 | 0.00612 | 0.00572 | 0.00424
Next | 8000 | Gallons | 0.00645 | per Gallon | 0.00682 | per Gallon | 2000 | 2000 | 0 |  |  |  |  | 2000 | 2000 | 0 | 0 | 0 | 0
Next | 190000 | Gallons | 0.00578 | per Gallon | 0.00612 | per Gallon | 4000 | 2000 | 2000 |  |  |  | 4000 | 4000 | 2000 | 2000 | 0 | 0 | 0 | 4000
Next | 400000 | Gallons | 0.00541 | per Gallon | 0.00572 | per Gallon | 6000 | 2000 | 4000 | 0 |  |  | 6000 | 6000 | 2000 | 4000 | 0 | 0 | 0 | 6000
Over | 600000 | Gallons | 0.00401 | per Gallon | 0.00424 | per Gallon | 8000 | 2000 | 6000 | 0 |  |  | 8000 | 8000 | 2000 | 6000 | 0 | 0 | 0 | 8000
[7 empty] | 10000 | 2000 | 8000 | 0 |  |  | 10000 | 10000 | 2000 | 8000 | 0 | 0 | 0 | 10000
[7 empty] | 12000 | 2000 | 8000 | 2000 | 0 |  | 12000 | 12000 | 2000 | 8000 | 2000 | 0 | 0 | 12000
[7 empty] | 14000 | 2000 | 8000 | 4000 | 0 |  | 14000 | 14000 | 2000 | 8000 | 4000 | 0 | 0 | 14000
[7 empty] | 16000 | 2000 | 8000 | 6000 | 0 |  | 16000 | 16000 | 2000 | 8000 | 6000 | 0 | 0 | 16000
[7 empty] | 18000 | 2000 | 8000 | 8000 | 0 | 0 | 18000 | 18000 | 2000 | 8000 | 8000 | 0 | 0 | 18000
[7 empty] | 20000 | 2000 | 8000 | 10000 | 0 | 0 | 20000 | 20000 | 2000 | 8000 | 10000 | 0 | 0 | 20000
[7 empty] | 2000 | 17.84 |  |  |  |  | 17.84 | 2000 | 18.88 |  |  |  |  | 18.88
[7 empty] | 4000 | 17.84 | 12.9 |  |  |  | 30.74 | 4000 | 18.88 | 13.64 |  |  |  | 32.52
[7 empty] | 6000 | 17.84 | 25.8 | 0 |  |  | 43.64 | 6000 | 18.88 | 27.28 | 0 |  |  | 46.16
[7 empty] | 8000 | 17.84 | 38.7 | 0 |  |  | 56.54 | 8000 | 18.88 | 40.92 | 0 |  |  | 59.8
[7 empty] | 10000 | 17.84 | 51.6 | 0 |  |  | 69.44 | 10000 | 18.88 | 54.56 | 0 |  |  | 73.44
[7 empty] | 12000 | 17.84 | 51.6 | 11.56 | 0 |  | 81 | 12000 | 18.88 | 54.56 | 12.24 | 0 |  | 85.68
[7 empty] | 14000 | 17.84 | 51.6 | 23.12 | 0 |  | 92.56 | 14000 | 18.88 | 54.56 | 24.48 | 0 |  | 97.92
[7 empty] | 16000 | 17.84 | 51.6 | 34.68 | 0 |  | 104.12 | 16000 | 18.88 | 54.56 | 36.72 | 0 |  | 110.16
[7 empty] | 18000 | 17.84 | 51.6 | 46.24 | 0 | 0 | 115.68 | 18000 | 18.88 | 54.56 | 48.96 | 0 | 0 | 122.4
[7 empty] | 20000 | 17.84 | 51.6 | 57.8 | 0 | 0 | 127.24 | 20000 | 18.88 | 54.56 | 61.2 | 0 | 0 | 134.64

## 1-Inch
[7 empty] | Existing Rates | [6 empty] | Existing Rates
1-Inch Meter | [7 empty] | 5000 | 5000 | 190000 | 400000 | 600000 |  |  | 5000 | 5000 | 190000 | 400000 | 600000
First | 5000 | Gallons | 38.29 | Min. Bill | 40.51 | Min. Bill |  | 38.29 | 0.00645 | 0.00578 | 0.00541 | 0.00401 |  |  | 40.51 | 0.00682 | 0.00612 | 0.00572 | 0.00424
Next | 5000 | Gallons | 0.00645 | per Gallon | 0.00682 | per Gallon | 2000 | 2000 | [5 empty] | 2000 | 2000 | 0 | 0 | 0 | 0
Next | 190000 | Gallons | 0.00578 | per Gallon | 0.00612 | per Gallon | 4000 | 4000 | 0 |  |  |  | 4000 | 4000 | 4000 | 0 | 0 | 0 | 0 | 4000
Next | 400000 | Gallons | 0.00541 | per Gallon | 0.00572 | per Gallon | 6000 | 5000 | 1000 | 0 |  |  | 6000 | 6000 | 5000 | 1000 | 0 | 0 | 0 | 6000
Over | 600000 | Gallons | 0.00401 | per Gallon | 0.00424 | per Gallon | 8000 | 5000 | 3000 | 0 |  |  | 8000 | 8000 | 5000 | 3000 | 0 | 0 | 0 | 8000
[7 empty] | 10000 | 5000 | 5000 | 0 |  |  | 10000 | 10000 | 5000 | 5000 | 0 | 0 | 0 | 10000
[7 empty] | 12000 | 5000 | 5000 | 2000 | 0 |  | 12000 | 12000 | 5000 | 5000 | 2000 | 0 | 0 | 12000
[7 empty] | 14000 | 5000 | 5000 | 4000 | 0 |  | 14000 | 14000 | 5000 | 5000 | 4000 | 0 | 0 | 14000
[7 empty] | 16000 | 5000 | 5000 | 6000 | 0 |  | 16000 | 16000 | 5000 | 5000 | 6000 | 0 | 0 | 16000
[7 empty] | 18000 | 5000 | 5000 | 8000 | 0 | 0 | 18000 | 18000 | 5000 | 5000 | 8000 | 0 | 0 | 18000
[7 empty] | 20000 | 5000 | 5000 | 10000 | 0 | 0 | 20000 | 20000 | 5000 | 5000 | 10000 | 0 | 0 | 20000
[7 empty] | 2000 | 38.29 |  |  |  |  | 38.29 | 2000 | 40.51 |  |  |  |  | 40.51
[7 empty] | 4000 | 38.29 | 0 |  |  |  | 38.29 | 4000 | 40.51 | 0 |  |  |  | 40.51
[7 empty] | 6000 | 38.29 | 6.45 | 0 |  |  | 44.74 | 6000 | 40.51 | 6.82 | 0 |  |  | 47.33
[7 empty] | 8000 | 38.29 | 19.35 | 0 |  |  | 57.64 | 8000 | 40.51 | 20.46 | 0 |  |  | 60.97
[7 empty] | 10000 | 38.29 | 32.25 | 0 |  |  | 70.54 | 10000 | 40.51 | 34.1 | 0 |  |  | 74.61
[7 empty] | 12000 | 38.29 | 32.25 | 11.56 | 0 |  | 82.1 | 12000 | 40.51 | 34.1 | 12.24 | 0 |  | 86.85
[7 empty] | 14000 | 38.29 | 32.25 | 23.12 | 0 |  | 93.66 | 14000 | 40.51 | 34.1 | 24.48 | 0 |  | 99.09
[7 empty] | 16000 | 38.29 | 32.25 | 34.68 | 0 |  | 105.22 | 16000 | 40.51 | 34.1 | 36.72 | 0 |  | 111.33
[7 empty] | 18000 | 38.29 | 32.25 | 46.24 | 0 | 0 | 116.78 | 18000 | 40.51 | 34.1 | 48.96 | 0 | 0 | 123.57
[7 empty] | 20000 | 38.29 | 32.25 | 57.8 | 0 | 0 | 128.34 | 20000 | 40.51 | 34.1 | 61.2 | 0 | 0 | 135.81

## 1.5-Inch
[7 empty] | Existing Rates | [5 empty] | Existing Rates
1.5-Inch Meter | [7 empty] | 5000 | 5000 | 190000 | 200000 |  |  | 5000 | 5000 | 190000 | 200000
First | 10000 | Gallons | 77.12 | Min. Bill | 81.6 | Min. Bill |  | 77.12 | 0.00578 | 0.00541 | 0.00401 |  |  | 81.6 | 0.00612 | 0.00572 | 0.00424
Next | 190000 | Gallons | 0.00578 | per Gallon | 0.00612 | per Gallon | 5000 | 5000 |  |  |  |  | 5000 | 5000 | 0 | 0 | 0
Next | 400000 | Gallons | 0.00541 | per Gallon | 0.00572 | per Gallon | 10000 | 5000 | 5000 |  |  | 10000 | 10000 | 5000 | 5000 | 0 | 0 | 10000
Over | 600000 | Gallons | 0.00401 | per Gallon | 0.00424 | per Gallon | 15000 | 5000 | 5000 | 5000 |  | 15000 | 15000 | 5000 | 5000 | 5000 | 0 | 15000
[7 empty] | 20000 | 5000 | 5000 | 10000 |  | 20000 | 20000 | 5000 | 5000 | 10000 | 0 | 20000
[7 empty] | 25000 | 5000 | 5000 | 15000 |  | 25000 | 25000 | 5000 | 5000 | 15000 | 0 | 25000
[7 empty] | 30000 | 5000 | 5000 | 20000 |  | 30000 | 30000 | 5000 | 5000 | 20000 | 0 | 30000
[7 empty] | 5000 | 77.12 |  |  |  | 77.12 | 5000 | 81.6 |  |  |  | 81.6
[7 empty] | 10000 | 77.12 | 28.9 |  |  | 106.02 | 10000 | 81.6 | 30.6 |  |  | 112.2
[7 empty] | 15000 | 77.12 | 28.9 | 27.05 |  | 133.07 | 15000 | 81.6 | 30.6 | 28.6 |  | 140.8
[7 empty] | 20000 | 77.12 | 28.9 | 54.1 |  | 160.12 | 20000 | 81.6 | 30.6 | 57.2 |  | 169.4
[7 empty] | 25000 | 77.12 | 28.9 | 81.15 |  | 187.17 | 25000 | 81.6 | 30.6 | 85.8 |  | 198
[7 empty] | 30000 | 77.12 | 28.9 | 108.2 |  | 214.22 | 30000 | 81.6 | 30.6 | 114.4 |  | 226.6

## 2-Inch
[7 empty] | Existing Rates | [5 empty] | Existing Rates
2-Inch Meter | [7 empty] | 16000 | 184000 | 400000 | 600000 |  |  | 16000 | 184000 | 400000 | 600000
First | 16000 | Gallons | 113.43 | Min. Bill | 120.02 | Min. Bill |  | 113.43 | 0.00578 | 0.00541 | 0.00401 |  |  | 120.02 | 0.00612 | 0.00572 | 0.00424
Next | 184000 | Gallons | 0.00578 | per Gallon | 0.00612 | per Gallon | 30000 | 16000 | 14000 |  |  |  | 30000 | 16000 | 14000 | 0 | 0
Next | 400000 | Gallons | 0.00541 | per Gallon | 0.00572 | per Gallon | 60000 | 16000 | 44000 |  |  | 60000 | 60000 | 16000 | 44000 | 0 | 0 | 60000
Over | 600000 | Gallons | 0.00401 | per Gallon | 0.00424 | per Gallon | 80000 | 16000 | 64000 | 0 |  | 80000 | 80000 | 16000 | 64000 | 0 | 0 | 80000
[7 empty] | 100000 | 16000 | 84000 | 0 |  | 100000 | 100000 | 16000 | 84000 | 0 | 0 | 100000
[7 empty] | 120000 | 16000 | 104000 | 0 |  | 120000 | 120000 | 16000 | 104000 | 0 | 0 | 120000
[7 empty] | 140000 | 16000 | 124000 | 0 |  | 140000 | 140000 | 16000 | 124000 | 0 | 0 | 140000
[7 empty] | 30000 | 113.43 |  |  |  | 113.43 | 30000 | 120.02 |  |  |  | 120.02
[7 empty] | 60000 | 113.43 | 254.32 |  |  | 367.75 | 60000 | 120.02 | 269.28 |  |  | 389.3
[7 empty] | 80000 | 113.43 | 369.92 | 0 |  | 483.35 | 80000 | 120.02 | 391.68 | 0 |  | 511.7
[7 empty] | 100000 | 113.43 | 485.52 | 0 |  | 598.95 | 100000 | 120.02 | 514.08 | 0 |  | 634.1
[7 empty] | 120000 | 113.43 | 601.12 | 0 |  | 714.55 | 120000 | 120.02 | 636.48 | 0 |  | 756.5
[7 empty] | 140000 | 113.43 | 716.72 | 0 |  | 830.15 | 140000 | 120.02 | 758.88 | 0 |  | 878.9

## 3-Inch
[7 empty] | Existing Rates | [5 empty] | Existing Rates
3-Inch Meter | [7 empty] | 30000 | 170000 | 400000 | 600000 |  |  | 30000 | 170000 | 400000 | 600000
First | 30000 | Gallons | 223.99 | Min. Bill | 237 | Min. Bill |  | 223.99 | 0.00578 | 0.00541 | 0.00401 |  |  | 237 | 0.00612 | 0.00572 | 0.00424
Next | 170000 | Gallons | 0.00578 | per Gallon | 0.00612 | per Gallon | 30000 | 16000 | 14000 |  |  |  | 30000 | 16000 | 14000 | 0 | 0
Next | 400000 | Gallons | 0.00541 | per Gallon | 0.00572 | per Gallon | 60000 | 30000 | 30000 |  |  | 60000 | 60000 | 30000 | 30000 | 0 | 0 | 60000
Over | 600000 | Gallons | 0.00401 | per Gallon | 0.00424 | per Gallon | 80000 | 16000 | 64000 | 0 |  | 80000 | 80000 | 16000 | 64000 | 0 | 0 | 80000
[7 empty] | 100000 | 16000 | 84000 | 0 |  | 100000 | 100000 | 16000 | 84000 | 0 | 0 | 100000
[7 empty] | 120000 | 16000 | 104000 | 0 |  | 120000 | 120000 | 16000 | 104000 | 0 | 0 | 120000
[7 empty] | 140000 | 16000 | 124000 | 0 |  | 140000 | 140000 | 16000 | 124000 | 0 | 0 | 140000
[7 empty] | 30000 | 223.99 |  |  |  | 223.99 | 30000 | 237 |  |  |  | 237
[7 empty] | 60000 | 223.99 | 173.4 |  |  | 397.39 | 60000 | 237 | 183.6 |  |  | 420.6
[7 empty] | 80000 | 223.99 | 369.92 | 0 |  | 593.91 | 80000 | 237 | 391.68 | 0 |  | 628.68
[7 empty] | 100000 | 223.99 | 485.52 | 0 |  | 709.51 | 100000 | 237 | 514.08 | 0 |  | 751.08
[7 empty] | 120000 | 223.99 | 601.12 | 0 |  | 825.11 | 120000 | 237 | 636.48 | 0 |  | 873.48
[7 empty] | 140000 | 223.99 | 716.72 | 0 |  | 940.71 | 140000 | 237 | 758.88 | 0 |  | 995.88

## 4-Inch
[7 empty] | Existing Rates | [5 empty] | Existing Rates
4-Inch Meter | [7 empty] | 50000 | 150000 | 400000 | 600000 |  |  | 50000 | 150000 | 400000 | 600000
First | 50000 | Gallons | 346.1 | Min. Bill | 366.21 | Min. Bill |  | 346.1 | 0.00578 | 0.00541 | 0.00401 |  |  | 366.21 | 0.00612 | 0.00572 | 0.00424
Next | 150000 | Gallons | 0.00578 | per Gallon | 0.00612 | per Gallon | 60000 | 50000 | 10000 |  |  | 60000 | 60000 | 50000 | 10000 | 0 | 0 | 60000
Next | 400000 | Gallons | 0.00541 | per Gallon | 0.00572 | per Gallon | 80000 | 50000 | 30000 | 0 |  | 80000 | 80000 | 50000 | 30000 | 0 | 0 | 80000
Over | 600000 | Gallons | 0.00401 | per Gallon | 0.00424 | per Gallon | 100000 | 50000 | 50000 | 0 |  | 100000 | 100000 | 50000 | 50000 | 0 | 0 | 100000
[7 empty] | 120000 | 50000 | 70000 | 0 |  | 120000 | 120000 | 50000 | 70000 | 0 | 0 | 120000
[7 empty] | 140000 | 50000 | 90000 | 0 |  | 140000 | 120000 | 50000 | 90000 | 0 | 0 | 140000
[7 empty] | 220000 | 50000 | 150000 | 20000 |  | 220000 | 220000 | 50000 | 150000 | 20000 | 0 | 220000
[7 empty] | 60000 | 346.1 | 57.8 |  |  | 403.9 | 60000 | 366.21 | 61.2 |  |  | 427.41
[7 empty] | 80000 | 346.1 | 173.4 | 0 |  | 519.5 | 80000 | 366.21 | 183.6 | 0 |  | 549.81
[7 empty] | 100000 | 346.1 | 289 | 0 |  | 635.1 | 100000 | 366.21 | 306 | 0 |  | 672.21
[7 empty] | 120000 | 346.1 | 404.6 | 0 |  | 750.7 | 120000 | 366.21 | 428.4 | 0 |  | 794.61
[7 empty] | 140000 | 346.1 | 520.2 | 0 |  | 866.3 | 140000 | 366.21 | 550.8 | 0 |  | 917.01
[7 empty] | 220000 | 346.1 | 867 | 108.2 |  | 1321.3 | 220000 | 366.21 | 918 | 114.4 |  | 1398.61

## 6-Inch
[7 empty] | Existing Rates | [5 empty] | Existing Rates
6-Inch Meter | [7 empty] | 100000 | 100000 | 400000 | 600000 |  |  | 100000 | 100000 | 400000 | 600000
First | 100000 | Gallons | 650.31 | Min. Bill | 688.09 | Min. Bill |  | 650.31 | 0.00578 | 0.00541 | 0.00401 |  |  | 688.09 | 0.00612 | 0.00572 | 0.00424
Next | 100000 | Gallons | 0.00578 | per Gallon | 0.00612 | per Gallon | 120000 | 100000 | 20000 |  |  | 120000 | 120000 | 100000 | 20000 | 0 | 0 | 120000
Next | 400000 | Gallons | 0.00541 | per Gallon | 0.00572 | per Gallon | 140000 | 100000 | 40000 | 0 |  | 140000 | 140000 | 100000 | 40000 | 0 | 0 | 140000
Over | 600000 | Gallons | 0.00401 | per Gallon | 0.00424 | per Gallon | 160000 | 100000 | 60000 | 0 |  | 160000 | 160000 | 100000 | 60000 | 0 | 0 | 160000
[7 empty] | 180000 | 100000 | 80000 | 0 |  | 180000 | 180000 | 100000 | 80000 | 0 | 0 | 180000
[7 empty] | 200000 | 100000 | 100000 | 0 |  | 200000 | 200000 | 100000 | 100000 | 0 | 0 | 200000
[7 empty] | 120000 | 650.31 | 115.6 |  |  | 765.91 | 120000 | 688.09 | 122.4 |  |  | 810.49
[7 empty] | 140000 | 650.31 | 231.2 | 0 |  | 881.51 | 140000 | 688.09 | 244.8 | 0 |  | 932.89
[7 empty] | 160000 | 650.31 | 346.8 | 0 |  | 997.11 | 160000 | 688.09 | 367.2 | 0 |  | 1055.29
[7 empty] | 180000 | 650.31 | 462.4 | 0 |  | 1112.71 | 180000 | 688.09 | 489.6 | 0 |  | 1177.69
[7 empty] | 200000 | 650.31 | 578 | 0 |  | 1228.31 | 200000 | 688.09 | 612 | 0 |  | 1300.09

## 8-Inch
[7 empty] | Existing Rates | [5 empty] | Existing Rates
8-Inch Meter | [7 empty] | 160000 | 40000 | 400000 | 600000 |  |  | 160000 | 40000 | 400000 | 600000
First | 160000 | Gallons | 1018.89 | Min. Bill | 1078.09 | Min. Bill |  | 1018.89 | 0.00578 | 0.00541 | 0.00401 |  |  | 1078.09 | 0.00612 | 0.00572 | 0.00424
Next | 40000 | Gallons | 0.00578 | per Gallon | 0.00612 | per Gallon | 120000 | 120000 | 0 |  |  | 120000 | 120000 | 120000 | 0 | 0 | 0 | 120000
Next | 400000 | Gallons | 0.00541 | per Gallon | 0.00572 | per Gallon | 140000 | 140000 | 0 | 0 |  | 140000 | 140000 | 140000 | 0 | 0 | 0 | 140000
Over | 600000 | Gallons | 0.00401 | per Gallon | 0.00424 | per Gallon | 160000 | 160000 | 0 | 0 |  | 160000 | 160000 | 160000 | 0 | 0 | 0 | 160000
[7 empty] | 180000 | 160000 | 20000 | 0 |  | 180000 | 180000 | 160000 | 20000 | 0 | 0 | 180000
[7 empty] | 200000 | 160000 | 40000 | 0 |  | 200000 | 200000 | 160000 | 40000 | 0 | 0 | 200000
[7 empty] | 120000 | 1018.89 | 0 |  |  | 1018.89 | 120000 | 1078.09 | 0 |  |  | 1078.09
[7 empty] | 140000 | 1018.89 | 0 | 0 |  | 1018.89 | 140000 | 1078.09 | 0 | 0 |  | 1078.09
[7 empty] | 160000 | 1018.89 | 0 | 0 |  | 1018.89 | 160000 | 1078.09 | 0 | 0 |  | 1078.09
[7 empty] | 180000 | 1018.89 | 115.6 | 0 |  | 1134.49 | 180000 | 1078.09 | 122.4 | 0 |  | 1200.49
[7 empty] | 200000 | 1018.89 | 231.2 | 0 |  | 1250.09 | 200000 | 1078.09 | 244.8 | 0 |  | 1322.89