## Area Annual
Scenario | RunID | BA | Area | Year | Peak (MW) | Coincident Peak (MW) | Capacity (MW) | Net Capacity Imports (MW) | Reserve Margin (%) | Load Factor (%) | Firm Capacity (MW) | Energy (GWh) | Sales (GWh) | Purchases (GWh) | Net Generation (GWh) | Total Production Cost ($000) | Profitability ($000) | Average Production Cost ($/MWh) | Load Wt Price ($/MWh) | Optimized Production Cost ($000) | Energy Market Cost ($000) | Capacity Market Cost ($000) | Sales Value ($000) | Purchase Cost ($000) | RTC Price ($/MWh) | On-Peak Price ($/MWh) | Off-Peak Price ($/MWh) | Non-Spin Price ($/MWh) | Spin Price ($/MWh) | Reg Up Price ($/MWh) | Reg Down Price ($/MWh) | Supp Up Price ($/MWh) | Supp Down Price ($/MWh) | Capacity Price ($/kW-yr) | LOLH (hours) | LOLE (days) | EUE (MWh) | Curtailed (MWh) | Peak After EE (MW) | Peak After Solar (MW) | Peak After Batteries (MW) | Capital Expense ($000) | Carrying Costs ($000) | Non Spinning (GWh) | Spinning (GWh) | Reg Up (GWh) | Reg Down (GWh) | Supp Offline (GWh) | Supp Up Online (GWh) | Supp Down (GWh)
DEKY 2024 IRP EB2 DFO '30 - New Settings - PC | 0 | DEKY | KY Core | 2024 | 807.6488 | 807.6488 | 1182.9349 |  | 9.9541 | 60.4492 | 888.0431 | 4288.5033 | 596.4962 | 1947.1048 | 2937.896 | 111819.5462 | 21960.9025 | 38.0611 | 40.7045 | 111819.554 |  |  | 28969.0886 | 69750.0023 | 39.3895 | 48.4805 | 31.4466 | 0.88133 | 0.88133 | 0.88133 | 0.00099999 | 0 | 0 | 0 |  |  |  |  | 807.6488 | 803.473 | 803.473 | [5 empty] | 17.6326
DEKY 2024 IRP EB2 DFO '30 - New Settings - PC | 0 | DEKY | KY Core | 2025 | 809.5715 | 809.5715 | 1182.9988 |  | 9.6701 | 60.4073 | 887.8578 | 4283.9957 | 451.5065 | 2244.6997 | 2490.8024 | 112023.5502 | 13712.2891 | 44.9749 | 44.4249 | 112023.5513 |  |  | 23834.0065 | 88414.4063 | 43.1605 | 52.0084 | 35.4469 | 0.55168 | 0.55168 | 0.55168 | 0.00099999 | 0 | 0 | 0 |  |  |  |  | 809.5715 | 808.5655 | 808.5655 | [5 empty] | 17.5966
DEKY 2024 IRP EB2 DFO '30 - New Settings - PC | 0 | DEKY | KY Core | 2026 | 812.2 | 812.2 | 1183.0634 |  | 9.3038 | 60.305 | 887.7655 | 4290.6235 | 565.0925 | 1716.3216 | 3139.3946 | 126025.6534 | 32819.149 | 40.1433 | 46.6053 | 126025.6722 |  |  | 29068.2422 | 70189.0664 | 45.3411 | 53.7905 | 37.9208 | 0.54458 | 0.54458 | 0.54458 | 0.00099999 | 0 | 0 | 0 |  |  |  |  | 812.2 | 808.472 | 808.472 | [5 empty] | 17.5966
DEKY 2024 IRP EB2 DFO '30 - New Settings - PC | 0 | DEKY | KY Core | 2027 | 811.9461 | 811.9461 | 1183.1285 |  | 9.3266 | 60.241 | 887.6732 | 4284.7301 | 728.9273 | 1375.6866 | 3637.9707 | 117691.3575 | 59396.2282 | 32.3508 | 47.1051 | 117691.3861 |  |  | 34361.2982 | 59106.3824 | 45.9331 | 54.2996 | 38.5856 | 0.54803 | 0.54803 | 0.54803 | 0.00099999 | 0 | 0 | 0 |  |  |  |  | 811.9461 | 808.2181 | 808.2181 | [5 empty] | 17.5966
DEKY 2024 IRP EB2 DFO '30 - New Settings - PC | 0 | DEKY | KY Core | 2028 | 812.0928 | 812.0928 | 1183.1944 |  | 9.2955 | 60.1471 | 887.5807 | 4290.55 | 703.0021 | 1503.5237 | 3490.0298 | 114483.1161 | 46336.1633 | 32.8029 | 46.0029 | 114483.1377 |  |  | 30704.9809 | 67263.5148 | 44.7833 | 53.3773 | 37.3294 | 0.50157 | 0.50157 | 0.50157 | 0.00099999 | 0 | 0 | 0 |  |  |  |  | 812.0928 | 808.3647 | 808.3647 | [5 empty] | 17.6326
DEKY 2024 IRP EB2 DFO '30 - New Settings - PC | 0 | DEKY | KY Core | 2029 | 812.1709 | 812.1709 | 1183.1944 |  | 9.285 | 60.1928 | 887.5807 | 4282.4865 | 554.6747 | 1522.9873 | 3314.174 | 113166.7548 | 40592.1416 | 34.1463 | 44.8042 | 113166.7771 |  |  | 24560.0374 | 62674.7222 | 43.672 | 51.9768 | 36.4319 | 0.46764 | 0.46764 | 0.46764 | 0.00099999 | 0 | 0 | 0 |  |  |  |  | 812.1709 | 808.4429 | 808.4429 | [5 empty] | 17.5966
DEKY 2024 IRP EB2 DFO '30 - New Settings - PC | 0 | DEKY | KY Core | 2030 | 821.9234 | 821.9234 | 1183.1944 |  | 7.9769 | 60.5912 | 887.4877 | 4362.5937 | 605.4664 | 1528.9479 | 3439.1123 | 122898.8523 | 37586.3615 | 35.7356 | 45.3433 | 122898.8821 |  |  | 27493.1361 | 64822.4574 | 44.2171 | 52.2751 | 37.1922 | 0.40289 | 0.40289 | 0.40289 | 0.00099999 | 0 | 0 | 0 |  |  |  |  | 821.9234 | 820.9174 | 820.9174 | [5 empty] | 17.5966
DEKY 2024 IRP EB2 DFO '30 - New Settings - PC | 0 | DEKY | KY Core | 2031 | 827.3578 | 827.3578 | 1183.1944 |  | 7.2677 | 60.296 | 887.4877 | 4370.0472 | 583.8056 | 1574.5261 | 3379.3267 | 122163.1868 | 40705.7828 | 36.1502 | 46.0799 | 122163.1983 |  |  | 27771.7756 | 66274.1339 | 44.8874 | 52.8729 | 37.9257 | 0.3721 | 0.3721 | 0.3721 | 0.00099999 | 0 | 0 | 0 |  |  |  |  | 827.3578 | 826.3519 | 826.3519 | 219.6325 |  |  |  |  | 17.5966
DEKY 2024 IRP EB2 DFO '30 - New Settings - PC | 0 | DEKY | KY Core | 2032 | 831.2224 | 831.2224 | 1183.1944 |  | 6.7578 | 60.1225 | 887.3947 | 4389.8188 | 616.3034 | 1560.311 | 3445.8102 | 124074.5319 | 44535.1549 | 36.0074 | 46.3325 | 124074.5732 |  |  | 30211.1171 | 64992.5677 | 45.3019 | 51.9745 | 39.4291 | 0.3205 | 0.3205 | 0.3205 | 0.00099999 | 0 | 0 | 0 |  |  |  |  | 831.2224 | 827.4944 | 827.4944 | 2549.8772 |  |  |  |  | 17.6326
DEKY 2024 IRP EB2 DFO '30 - New Settings - PC | 0 | DEKY | KY Core | 2033 | 838.3185 | 838.3185 | 1183.1944 |  | 5.8541 | 59.9221 | 887.3947 | 4400.4806 | 495.9196 | 1595.4078 | 3300.9927 | 119963.3519 | 41468.7176 | 36.3416 | 47.3567 | 119963.3522 |  |  | 22661.5395 | 69621.8983 | 46.3557 | 52.7863 | 40.7496 | 0.27619 | 0.27619 | 0.27619 | 0.00099999 | 0 | 0 | 0 |  |  |  |  | 838.3185 | 834.5905 | 834.5905 | 10836.0734 |  |  |  |  | 17.5966
DEKY 2024 IRP EB2 DFO '30 - New Settings - PC | 0 | DEKY | KY Core | 2034 | 843.7328 | 843.7328 | 1183.1944 |  | 5.1748 | 59.8051 | 887.3947 | 4420.258 | 482.4139 | 1615.3459 | 3287.3256 | 124352.2739 | 36910.4331 | 37.8278 | 47.7416 | 124352.3494 |  |  | 22008.6921 | 71776.3713 | 46.7727 | 53.0182 | 41.3679 | 0.26978 | 0.26978 | 0.26978 | 0.00099999 | 0 | 0 | 0 |  |  |  |  | 843.7328 | 840.0048 | 840.0048 | 36730.6721 |  |  |  |  | 17.5856
DEKY 2024 IRP EB2 DFO '30 - New Settings - PC | 0 | DEKY | KY Core | 2035 | 861.8912 | 861.8912 | 1183.1944 |  | 2.959 | 59.9295 | 887.3947 | 4524.7767 | 402.995 | 1736.1749 | 3191.5966 | 124790.228 | 33508.4112 | 39.0996 | 48.8017 | 124790.2539 |  |  | 18635.8107 | 81154.092 | 47.8682 | 53.9208 | 42.5917 | 0.20256 | 0.20256 | 0.20256 | 0.00099999 | 0 | 0 | 0 |  |  |  |  | 861.8912 | 858.1632 | 858.1632 | 211251.4248 |  |  |  |  | 17.5966
DEKY 2024 IRP EB2 DFO '30 - New Settings - PC | 0 | DEKY | KY Core | 2036 | 872.0371 | 872.0371 | 1183.1944 |  | 1.7611 | 59.5402 | 887.3947 | 4560.7604 | 425.8978 | 1711.1259 | 3275.5326 | 132532.5254 | 36064.4765 | 40.4614 | 49.7687 | 132532.5523 |  |  | 20305.3973 | 78691.4312 | 48.7567 | 54.6838 | 43.578 | 0.20393 | 0.20393 | 0.20393 | 0.00099999 | 0 | 0 | 0 |  |  |  |  | 872.0371 | 871.0311 | 871.0311 | 522754.1074 |  |  |  |  | 17.6326
DEKY 2024 IRP EB2 DFO '30 - New Settings - PC | 0 | DEKY | KY Core | 2037 | 882.0595 | 882.0595 | 1183.1944 |  | 0.60486 | 59.2378 | 887.3947 | 4577.2133 | 378.2642 | 1822.0133 | 3133.466 | 131678.6813 | 30370.4388 | 42.0233 | 50.0967 | 131678.6762 |  |  | 18410.9996 | 85665.3745 | 49.1598 | 54.637 | 44.3497 | 0.20037 | 0.20037 | 0.20037 | 0.00099999 | 0 | 0 | 0 |  |  |  |  | 882.0595 | 878.3315 | 878.3315 | 734733.582 |  |  |  |  | 17.5659
DEKY 2024 IRP EB2 DFO '30 - New Settings - PC | 0 | DEKY | KY Core | 2038 | 891.6783 | 891.6783 | 1183.1944 |  | -0.4804 | 58.928 | 887.3947 | 4602.9294 | 389.9481 | 1796.2135 | 3196.6641 | 137466.3853 | 31319.4885 | 43.0031 | 51.2571 | 137466.4244 |  |  | 19309.3909 | 86456.1173 | 50.3648 | 55.5265 | 45.8316 | 0.18534 | 0.18534 | 0.18534 | 0.00099999 | 0 | 0 | 0 |  |  |  |  | 891.6783 | 887.9503 | 887.9503 | 736136.9961 |  |  |  |  | 17.5641
DEKY 2024 IRP EB2 DFO '30 - New Settings - PC | 0 | DEKY | KY Core | 2039 | 901.872 | 901.872 | 1317.1975 |  | -3.2974 | 58.6009 | 872.1337 | 4629.7025 | 265.4425 | 465.0873 | 4430.0575 | -40769.8853 | 271225.7954 | -8.871 | 51.9236 | -40760.5215 |  |  | 13759.17 | 23750.6173 | 51.069 | 56.0044 | 46.7663 | 0.19996 | 0.19996 | 0.19996 | 0.00099999 | 0 | 0 | 0 |  |  |  |  | 901.872 | 881.7843 | 863.08 | 38714.6108 | 209275.9043 |  | 70.1342 | 7.3499 | 2812.7066
DEKY 2024 IRP EB2 DFO '30 - New Settings - PC | 0 | DEKY | KY Core | 2040 | 909.6171 | 909.6171 | 1317.1975 |  | -4.1208 | 58.5308 | 872.1337 | 4676.6527 | 279.5013 | 472.9996 | 4483.1539 | -31667.5017 | 268598.8685 | -6.8124 | 52.6064 | -31662.0986 |  |  | 14850.6475 | 24002.5219 | 51.8013 | 56.3722 | 47.8367 | 0.21735 | 0.21735 | 0.21735 | 0.00099999 | 0 | 0 | 0 |  |  |  |  | 909.6171 | 891.9073 | 877.5394 | 45148.1797 | 211571.9902 |  | 66.7096 | 9.207 | 2844.5835
DEKY 2024 IRP EB2 DFO '30 - New Settings - PC | 0 | DEKY | KY Market | 2024 | [6 empty] | 0 |  | 1947.1043 | 596.4957 | 0 |  | 0 |  |  |  | 40780.9127 |  | 69750.0042 | 28969.0904 | 39.3895 | 48.4805 | 31.4466 | [6 empty] | 0
DEKY 2024 IRP EB2 DFO '30 - New Settings - PC | 0 | DEKY | KY Market | 2025 | [6 empty] | 0 |  | 2244.6995 | 451.5063 | 0 |  | 0 |  |  |  | 64580.3989 |  | 88414.4004 | 23834.0006 | 43.1605 | 52.0084 | 35.4469 | [6 empty] | 0
DEKY 2024 IRP EB2 DFO '30 - New Settings - PC | 0 | DEKY | KY Market | 2026 | [6 empty] | 0 |  | 1716.3217 | 565.0927 | 0 |  | 0 |  |  |  | 41120.8253 |  | 70189.067 | 29068.2429 | 45.3411 | 53.7905 | 37.9208 | [6 empty] | 0
DEKY 2024 IRP EB2 DFO '30 - New Settings - PC | 0 | DEKY | KY Market | 2027 | [6 empty] | 0 |  | 1375.6866 | 728.9273 | 0 |  | 0 |  |  |  | 24745.0855 |  | 59106.3707 | 34361.2865 | 45.9331 | 54.2996 | 38.5856 | [6 empty] | 0
DEKY 2024 IRP EB2 DFO '30 - New Settings - PC | 0 | DEKY | KY Market | 2028 | [6 empty] | 0 |  | 1503.5234 | 703.0018 | 0 |  | 0 |  |  |  | 36558.5317 |  | 67263.5209 | 30704.987 | 44.7833 | 53.3773 | 37.3294 | [6 empty] | 0
DEKY 2024 IRP EB2 DFO '30 - New Settings - PC | 0 | DEKY | KY Market | 2029 | [6 empty] | 0 |  | 1522.9871 | 554.6745 | 0 |  | 0 |  |  |  | 38114.6837 |  | 62674.7077 | 24560.023 | 43.672 | 51.9768 | 36.4319 | [6 empty] | 0
DEKY 2024 IRP EB2 DFO '30 - New Settings - PC | 0 | DEKY | KY Market | 2030 | [6 empty] | 0 |  | 1528.948 | 605.4665 | 0 |  | 0 |  |  |  | 37329.3201 |  | 64822.4695 | 27493.1482 | 44.2171 | 52.2751 | 37.1922 | [6 empty] | 0
DEKY 2024 IRP EB2 DFO '30 - New Settings - PC | 0 | DEKY | KY Market | 2031 | [6 empty] | 0 |  | 1574.5261 | 583.8056 | 0 |  | 0 |  |  |  | 38502.3583 |  | 66274.1423 | 27771.784 | 44.8874 | 52.8729 | 37.9257 | [6 empty] | 0
DEKY 2024 IRP EB2 DFO '30 - New Settings - PC | 0 | DEKY | KY Market | 2032 | [6 empty] | 0 |  | 1560.3111 | 616.3035 | 0 |  | 0 |  |  |  | 34781.4506 |  | 64992.5629 | 30211.1123 | 45.3019 | 51.9745 | 39.4291 | [6 empty] | 0
DEKY 2024 IRP EB2 DFO '30 - New Settings - PC | 0 | DEKY | KY Market | 2033 | [6 empty] | 0 |  | 1595.4077 | 495.9195 | 0 |  | 0 |  |  |  | 46960.3607 |  | 69621.9032 | 22661.5444 | 46.3557 | 52.7863 | 40.7496 | [6 empty] | 0
DEKY 2024 IRP EB2 DFO '30 - New Settings - PC | 0 | DEKY | KY Market | 2034 | [6 empty] | 0 |  | 1615.346 | 482.414 | 0 |  | 0 |  |  |  | 49767.6765 |  | 71776.3712 | 22008.692 | 46.7727 | 53.0182 | 41.3679 | [6 empty] | 0
DEKY 2024 IRP EB2 DFO '30 - New Settings - PC | 0 | DEKY | KY Market | 2035 | [6 empty] | 0 |  | 1736.1748 | 402.995 | 0 |  | 0 |  |  |  | 62518.2833 |  | 81154.1003 | 18635.819 | 47.8682 | 53.9208 | 42.5917 | [6 empty] | 0
DEKY 2024 IRP EB2 DFO '30 - New Settings - PC | 0 | DEKY | KY Market | 2036 | [6 empty] | 0 |  | 1711.1256 | 425.8976 | 0 |  | 0 |  |  |  | 58386.0347 |  | 78691.441 | 20305.4071 | 48.7567 | 54.6838 | 43.578 | [6 empty] | 0
DEKY 2024 IRP EB2 DFO '30 - New Settings - PC | 0 | DEKY | KY Market | 2037 | [6 empty] | 0 |  | 1822.0133 | 378.2642 | 0 |  | 0 |  |  |  | 67254.3769 |  | 85665.3621 | 18410.9872 | 49.1598 | 54.637 | 44.3497 | [6 empty] | 0
DEKY 2024 IRP EB2 DFO '30 - New Settings - PC | 0 | DEKY | KY Market | 2038 | [6 empty] | 0 |  | 1796.2132 | 389.9477 | 0 |  | 0 |  |  |  | 67146.7255 |  | 86456.1235 | 19309.3971 | 50.3648 | 55.5265 | 45.8316 | [6 empty] | 0
DEKY 2024 IRP EB2 DFO '30 - New Settings - PC | 0 | DEKY | KY Market | 2039 | [6 empty] | 0 |  | 465.0873 | 265.4425 | 0 |  | 0 |  |  |  | 9991.4473 |  | 23750.6161 | 13759.1688 | 51.069 | 56.0044 | 46.7663 | [6 empty] | 0
DEKY 2024 IRP EB2 DFO '30 - New Settings - PC | 0 | DEKY | KY Market | 2040 | [6 empty] | 0 |  | 472.9995 | 279.5013 | 0 |  | 0 |  |  |  | 9151.8737 |  | 24002.5248 | 14850.6504 | 51.8013 | 56.3722 | 47.8367 | [6 empty] | 0

## Resource Annual
Scenario | RunID | BA | Area | Type | Resource | Year | Units | Capacity (MW) | Firm Capacity (MW) | Availability (%) | Generation (GWh) | Capacity Factor (%) | Energy Required (GWh) | Curtailed (MWh) | Marginal Hours | Unit Hours | Unit Starts | Avg Heat Rate (Btu/kWh) | Heat Required (mmBtu) | Fuel Costs ($000) | Program Costs ($000) | Avg Fuel Cost ($/mmBtu) | Commitment Costs ($000) | Non-Fuel Variable Cost ($000) | Total Energy Cost ($000) | Average Energy Cost ($/MWh) | Fixed Cost ($000) | Total Cost ($000) | Optimized Cost ($000) | Non Spinning (GWh) | Spinning (GWh) | Reg Up (GWh) | Reg Down (GWh) | Supp Offline (GWh) | Supp Up Online (GWh) | Supp Down (GWh) | Realized Price ($/MWh) | Energy Value ($000) | Ancillary Value ($000) | Capacity Bid ($/kW-yr) | Capacity Value ($000) | Profits ($000) | Externality Costs ($000) | Payback Cost ($000) | PTC ($000)
DEKY 2024 IRP EB2 DFO '30 - New Settings - PC | 0 | DEKY | KY Core | Coal:Conventional | East Bend 2 | 2024 | 1 | 600 | 498.96 | 63.1148 | 1705.4 | 32.3581 |  |  |  | 4189 | 8 | 11138.282 | 19052106.1719 | 49161.2334 | 720.4469 | 2.6182 | 1263.2 | 23506.9 | 74651.7761 | 43.7738 |  | 74651.7761 | 74651.7628 | [7 empty] | 47.9669 | 81802.7928 |  |  | 0 | 7151.0167
DEKY 2024 IRP EB2 DFO '30 - New Settings - PC | 0 | DEKY | KY Core | Coal:Conventional | East Bend 2 | 2025 | 1 | 600 | 498.96 | 63.0137 | 2221.2 | 42.2603 |  |  |  | 5057 | 8 | 11018.9305 | 24532128.625 | 63721.8528 | 742.9649 | 2.6278 | 1294.4 | 31700.49 | 97459.7078 | 43.8771 | 32574.082 | 130033.7898 | 97459.6917 | [7 empty] | 49.1815 | 109241.8816 |  |  | 0 | -20791.9082
DEKY 2024 IRP EB2 DFO '30 - New Settings - PC | 0 | DEKY | KY Core | Coal:Conventional | East Bend 2 | 2026 | 1 | 600 | 498.96 | 67.6712 | 2976.4 | 56.6286 |  |  |  | 5864 | 9 | 10815.2463 | 32254488.875 | 69921.9969 | 1183.3698 | 2.2045 | 1492.2 | 43852.55 | 116450.1211 | 39.1245 | 76066.6875 | 192516.8086 | 116450.122 | [7 empty] | 49.5526 | 147488.3268 |  |  | 0 | -45028.4818
DEKY 2024 IRP EB2 DFO '30 - New Settings - PC | 0 | DEKY | KY Core | Coal:Conventional | East Bend 2 | 2027 | 1 | 600 | 498.96 | 67.6712 | 3491.7 | 66.4326 |  |  |  | 5822 | 10 | 10614.0529 | 37132189 | 83161.2556 | 1261.2357 | 2.2736 | 1700 | 23268.25 | 109390.7427 | 31.3288 |  | 109390.7427 | 109390.7534 | [7 empty] | 47.9466 | 167415.1128 |  |  | 0 | 58024.3701
DEKY 2024 IRP EB2 DFO '30 - New Settings - PC | 0 | DEKY | KY Core | Coal:Conventional | East Bend 2 | 2028 | 1 | 600 | 498.96 | 66.1202 | 3406.6 | 64.6365 |  |  |  | 5801 | 10 | 10637.6343 | 36309264.875 | 83277.7026 | 1731.1799 | 2.3412 | 1742 | 23401.7 | 110152.5854 | 32.3351 |  | 110152.5854 | 110152.5901 | [7 empty] | 45.6023 | 155348.8989 |  |  | 0 | 45196.3135
DEKY 2024 IRP EB2 DFO '30 - New Settings - PC | 0 | DEKY | KY Core | Coal:Conventional | East Bend 2 | 2029 | 1 | 600 | 498.96 | 66.0274 | 3233.4 | 61.5183 |  |  |  | 5669 | 9 | 10671.1189 | 34567985.625 | 83298.8442 | 1391.7769 | 2.45 | 1607.4001 | 22977.65 | 109275.6758 | 33.7959 |  | 109275.6758 | 109275.6802 | [7 empty] | 46.0223 | 148808.4121 |  |  | 0 | 39532.7363
DEKY 2024 IRP EB2 DFO '30 - New Settings - PC | 0 | DEKY | KY Core | Coal:Conventional | East Bend 2 | 2030 | 1 | 600 | 498.96 | 66.3014 | 3230 | 61.4536 |  |  |  | 5690 | 9 | 10783.4349 | 34894485 | 85124.2966 | 1446.4424 | 2.4809 | 1647.9001 | 23665.07 | 111883.7095 | 34.6389 | 113334.6914 | 225218.4009 | 111883.7209 | [7 empty] | 45.8731 | 148169.9653 |  |  | 0 | -77048.4355
DEKY 2024 IRP EB2 DFO '30 - New Settings - PC | 0 | DEKY | KY Core | Coal:Conventional | East Bend 2 | 2031 | 1 | 600 | 498.96 | 66.3014 | 3225.5 | 61.368 |  |  |  | 5615 | 8 | 10769.4794 | 34793836.375 | 86011.4526 | 1388.9879 | 2.512 | 1688.4001 | 24251.84 | 113340.6851 | 35.139 | 17227.9995 | 130568.6846 | 113340.6787 | [7 empty] | 47.3365 | 152683.7695 |  |  | 0 | 22115.085
DEKY 2024 IRP EB2 DFO '30 - New Settings - PC | 0 | DEKY | KY Core | Coal:Conventional | East Bend 2 | 2032 | 1 | 600 | 498.96 | 66.1202 | 3319.9 | 62.9914 |  |  |  | 5619 | 6 | 10737.0689 | 35688654.875 | 88602.1466 | 1286.8283 | 2.5187 | 1153.8 | 25617.09 | 116659.8694 | 35.1396 | 17227.9995 | 133887.8689 | 116659.8928 | [7 empty] | 48.2057 | 160038.0127 |  |  | 0 | 26150.1438
DEKY 2024 IRP EB2 DFO '30 - New Settings - PC | 0 | DEKY | KY Core | Coal:Conventional | East Bend 2 | 2033 | 1 | 600 | 498.96 | 66.0274 | 3266.1 | 62.1404 |  |  |  | 5571 | 6 | 10745.9157 | 35139895.6875 | 89968.377 | 1487.2886 | 2.6026 | 1182.6 | 25997.63 | 118635.8955 | 36.3234 | 17227.9995 | 135863.895 | 118635.8782 | [7 empty] | 48.7632 | 159265.6348 |  |  | 0 | 23401.7397
DEKY 2024 IRP EB2 DFO '30 - New Settings - PC | 0 | DEKY | KY Core | Coal:Conventional | East Bend 2 | 2034 | 1 | 600 | 498.96 | 66.3014 | 3265.9 | 62.1366 |  |  |  | 5654 | 9 | 10763.0417 | 35215008.1875 | 93980.944 | 1425.078 | 2.7092 | 1818.9001 | 26838.57 | 124063.491 | 37.9875 | 17227.9995 | 141291.4905 | 124063.5488 | [7 empty] | 49.0375 | 160151.5354 |  |  | 0 | 18860.0449
DEKY 2024 IRP EB2 DFO '30 - New Settings - PC | 0 | DEKY | KY Core | Coal:Conventional | East Bend 2 | 2035 | 1 | 600 | 498.96 | 66.3014 | 3174 | 60.3881 |  |  |  | 5500 | 8 | 10764.1198 | 34222196.375 | 94755.4888 | 1501.7734 | 2.8127 | 1656.8 | 26876.17 | 124790.228 | 39.3164 | 109478.0039 | 234268.2319 | 124790.2363 | [7 empty] | 49.6116 | 157467.2441 |  |  | 0 | -76800.9878
DEKY 2024 IRP EB2 DFO '30 - New Settings - PC | 0 | DEKY | KY Core | Coal:Conventional | East Bend 2 | 2036 | 1 | 600 | 498.96 | 66.1202 | 3257.9 | 61.815 |  |  |  | 5659 | 8 | 10766.9249 | 35134444.125 | 100995.9324 | 1402.4107 | 2.9145 | 1698.4 | 28435.78 | 132532.5254 | 40.6804 | 17227.9995 | 149760.5249 | 132532.5347 | [7 empty] | 51.491 | 167752.5381 |  |  | 0 | 17992.0132
DEKY 2024 IRP EB2 DFO '30 - New Settings - PC | 0 | DEKY | KY Core | Coal:Conventional | East Bend 2 | 2037 | 1 | 600 | 498.96 | 66.0274 | 3115.9 | 59.2827 |  |  |  | 5519 | 7 | 10789.8966 | 33670009.0625 | 100433.2043 | 1621.2708 | 3.031 | 1523.2 | 28101.01 | 131678.6813 | 42.2602 | 17227.9995 | 148906.6808 | 131678.6586 | [7 empty] | 51.7404 | 161218.01 |  |  | 0 | 12311.3292
DEKY 2024 IRP EB2 DFO '30 - New Settings - PC | 0 | DEKY | KY Core | Coal:Conventional | East Bend 2 | 2038 | 1 | 600 | 498.96 | 66.3014 | 3179.1 | 60.4852 |  |  |  | 5591 | 8 | 10781.4651 | 34332235.5625 | 104639.488 | 1533.6393 | 3.0925 | 1784 | 29509.26 | 137466.3853 | 43.2407 | 17227.9995 | 154694.3848 | 137466.4069 | [7 empty] | 52.8277 | 167944.6748 |  |  | 0 | 13250.29
DEKY 2024 IRP EB2 DFO '30 - New Settings - PC | 0 | DEKY | KY Core | Demand:Demand Response | DSM PM DEK | 2024 | 1 | 14.0343 | 0.10806 | 99.9996 | [17 empty] | 0 | [12 empty] | 0 | 0
DEKY 2024 IRP EB2 DFO '30 - New Settings - PC | 0 | DEKY | KY Core | Demand:Demand Response | DSM PM DEK | 2025 | 1 | 14.0629 | 0.10828 | 99.9998 | [17 empty] | 0 | [12 empty] | 0 | 0
DEKY 2024 IRP EB2 DFO '30 - New Settings - PC | 0 | DEKY | KY Core | Demand:Demand Response | DSM PM DEK | 2026 | 1 | 14.0908 | 0.1085 | 99.9999 | [17 empty] | 0 | [12 empty] | 0 | 0
DEKY 2024 IRP EB2 DFO '30 - New Settings - PC | 0 | DEKY | KY Core | Demand:Demand Response | DSM PM DEK | 2027 | 1 | 14.1181 | 0.10871 | 100.0002 | [17 empty] | 0 | [12 empty] | 0 | 0
DEKY 2024 IRP EB2 DFO '30 - New Settings - PC | 0 | DEKY | KY Core | Demand:Demand Response | DSM PM DEK | 2028 | 1 | 14.1181 | 0.10871 | 100.0002 | [17 empty] | 0 | [12 empty] | 0 | 0
DEKY 2024 IRP EB2 DFO '30 - New Settings - PC | 0 | DEKY | KY Core | Demand:Demand Response | DSM PM DEK | 2029 | 1 | 14.1181 | 0.10871 | 100.0002 | [17 empty] | 0 | [12 empty] | 0 | 0
DEKY 2024 IRP EB2 DFO '30 - New Settings - PC | 0 | DEKY | KY Core | Demand:Demand Response | DSM PM DEK | 2030 | 1 | 14.1181 | 0.10871 | 100.0002 | [17 empty] | 0 | [12 empty] | 0 | 0
DEKY 2024 IRP EB2 DFO '30 - New Settings - PC | 0 | DEKY | KY Core | Demand:Demand Response | DSM PM DEK | 2031 | 1 | 14.1181 | 0.10871 | 100.0002 | [17 empty] | 0 | [12 empty] | 0 | 0
DEKY 2024 IRP EB2 DFO '30 - New Settings - PC | 0 | DEKY | KY Core | Demand:Demand Response | DSM PM DEK | 2032 | 1 | 14.1181 | 0.10871 | 100.0002 | [17 empty] | 0 | [12 empty] | 0 | 0
DEKY 2024 IRP EB2 DFO '30 - New Settings - PC | 0 | DEKY | KY Core | Demand:Demand Response | DSM PM DEK | 2033 | 1 | 14.1181 | 0.10871 | 100.0002 | [17 empty] | 0 | [12 empty] | 0 | 0
DEKY 2024 IRP EB2 DFO '30 - New Settings - PC | 0 | DEKY | KY Core | Demand:Demand Response | DSM PM DEK | 2034 | 1 | 14.1181 | 0.10871 | 100.0002 | [17 empty] | 0 | [12 empty] | 0 | 0
DEKY 2024 IRP EB2 DFO '30 - New Settings - PC | 0 | DEKY | KY Core | Demand:Demand Response | DSM PM DEK | 2035 | 1 | 14.1181 | 0.10871 | 100.0002 | [17 empty] | 0 | [12 empty] | 0 | 0
DEKY 2024 IRP EB2 DFO '30 - New Settings - PC | 0 | DEKY | KY Core | Demand:Demand Response | DSM PM DEK | 2036 | 1 | 14.1181 | 0.10871 | 100.0002 | [17 empty] | 0 | [12 empty] | 0 | 0
DEKY 2024 IRP EB2 DFO '30 - New Settings - PC | 0 | DEKY | KY Core | Demand:Demand Response | DSM PM DEK | 2037 | 1 | 14.1181 | 0.10871 | 100.0002 | [17 empty] | 0 | [12 empty] | 0 | 0
DEKY 2024 IRP EB2 DFO '30 - New Settings - PC | 0 | DEKY | KY Core | Demand:Demand Response | DSM PM DEK | 2038 | 1 | 14.1181 | 0.10871 | 100.0002 | [17 empty] | 0 | [12 empty] | 0 | 0
DEKY 2024 IRP EB2 DFO '30 - New Settings - PC | 0 | DEKY | KY Core | Demand:Demand Response | DSM PM DEK | 2039 | 1 | 14.1181 | 0.10871 | 100.0002 | [17 empty] | 0 | [12 empty] | 0 | 0
DEKY 2024 IRP EB2 DFO '30 - New Settings - PC | 0 | DEKY | KY Core | Demand:Demand Response | DSM PM DEK | 2040 | 1 | 14.1181 | 0.10871 | 100.0002 | [17 empty] | 0 | [12 empty] | 0 | 0
DEKY 2024 IRP EB2 DFO '30 - New Settings - PC | 0 | DEKY | KY Core | Demand:Demand Response | DSM PS DEK | 2024 | 1 | 9.6349 | 0.074189 | 99.9994 | [17 empty] | 0 | [12 empty] | 0 | 0
DEKY 2024 IRP EB2 DFO '30 - New Settings - PC | 0 | DEKY | KY Core | Demand:Demand Response | DSM PS DEK | 2025 | 1 | 9.6988 | 0.074681 | 99.9996 | [17 empty] | 0 | [12 empty] | 0 | 0
DEKY 2024 IRP EB2 DFO '30 - New Settings - PC | 0 | DEKY | KY Core | Demand:Demand Response | DSM PS DEK | 2026 | 1 | 9.7634 | 0.075178 | 99.9997 | [17 empty] | 0 | [12 empty] | 0 | 0
DEKY 2024 IRP EB2 DFO '30 - New Settings - PC | 0 | DEKY | KY Core | Demand:Demand Response | DSM PS DEK | 2027 | 1 | 9.8285 | 0.07568 | 100.0003 | [17 empty] | 0 | [12 empty] | 0 | 0
DEKY 2024 IRP EB2 DFO '30 - New Settings - PC | 0 | DEKY | KY Core | Demand:Demand Response | DSM PS DEK | 2028 | 1 | 9.8944 | 0.076187 | 100.0001 | [17 empty] | 0 | [12 empty] | 0 | 0
DEKY 2024 IRP EB2 DFO '30 - New Settings - PC | 0 | DEKY | KY Core | Demand:Demand Response | DSM PS DEK | 2029 | 1 | 9.8944 | 0.076187 | 100.0001 | [17 empty] | 0 | [12 empty] | 0 | 0
DEKY 2024 IRP EB2 DFO '30 - New Settings - PC | 0 | DEKY | KY Core | Demand:Demand Response | DSM PS DEK | 2030 | 1 | 9.8944 | 0.076187 | 100.0001 | [17 empty] | 0 | [12 empty] | 0 | 0
DEKY 2024 IRP EB2 DFO '30 - New Settings - PC | 0 | DEKY | KY Core | Demand:Demand Response | DSM PS DEK | 2031 | 1 | 9.8944 | 0.076187 | 100.0001 | [17 empty] | 0 | [12 empty] | 0 | 0
DEKY 2024 IRP EB2 DFO '30 - New Settings - PC | 0 | DEKY | KY Core | Demand:Demand Response | DSM PS DEK | 2032 | 1 | 9.8944 | 0.076187 | 100.0001 | [17 empty] | 0 | [12 empty] | 0 | 0
DEKY 2024 IRP EB2 DFO '30 - New Settings - PC | 0 | DEKY | KY Core | Demand:Demand Response | DSM PS DEK | 2033 | 1 | 9.8944 | 0.076187 | 100.0001 | [17 empty] | 0 | [12 empty] | 0 | 0
DEKY 2024 IRP EB2 DFO '30 - New Settings - PC | 0 | DEKY | KY Core | Demand:Demand Response | DSM PS DEK | 2034 | 1 | 9.8944 | 0.076187 | 100.0001 | [17 empty] | 0 | [12 empty] | 0 | 0
DEKY 2024 IRP EB2 DFO '30 - New Settings - PC | 0 | DEKY | KY Core | Demand:Demand Response | DSM PS DEK | 2035 | 1 | 9.8944 | 0.076187 | 100.0001 | [17 empty] | 0 | [12 empty] | 0 | 0
DEKY 2024 IRP EB2 DFO '30 - New Settings - PC | 0 | DEKY | KY Core | Demand:Demand Response | DSM PS DEK | 2036 | 1 | 9.8944 | 0.076187 | 100.0001 | [17 empty] | 0 | [12 empty] | 0 | 0
DEKY 2024 IRP EB2 DFO '30 - New Settings - PC | 0 | DEKY | KY Core | Demand:Demand Response | DSM PS DEK | 2037 | 1 | 9.8944 | 0.076187 | 100.0001 | [17 empty] | 0 | [12 empty] | 0 | 0
DEKY 2024 IRP EB2 DFO '30 - New Settings - PC | 0 | DEKY | KY Core | Demand:Demand Response | DSM PS DEK | 2038 | 1 | 9.8944 | 0.076187 | 100.0001 | [17 empty] | 0 | [12 empty] | 0 | 0
DEKY 2024 IRP EB2 DFO '30 - New Settings - PC | 0 | DEKY | KY Core | Demand:Demand Response | DSM PS DEK | 2039 | 1 | 9.8944 | 0.076187 | 100.0001 | [17 empty] | 0 | [12 empty] | 0 | 0
DEKY 2024 IRP EB2 DFO '30 - New Settings - PC | 0 | DEKY | KY Core | Demand:Demand Response | DSM PS DEK | 2040 | 1 | 9.8944 | 0.076187 | 100.0001 | [17 empty] | 0 | [12 empty] | 0 | 0
DEKY 2024 IRP EB2 DFO '30 - New Settings - PC | 0 | DEKY | KY Core | Gas/Oil:Combined Cycle | New 1x1 CC w/ CCS DEK DF PTC | 2039 | 1 | 64.8 | 46.373 | 88.4656 | 474.4586 | 88.4658 |  |  |  | 7751.9998 | 2 | 10021.3635 | 4754722.125 | 26440.8148 | -35979.717 | -2.0062 |  | 845.2 | -8693.6985 | -18.3234 |  | -8693.6985 | -8693.2198 |  |  |  | 473.6832 |  |  |  | 51.5007 | 24434.9495 | 0.47368 |  | 0 | 33129.1217
DEKY 2024 IRP EB2 DFO '30 - New Settings - PC | 0 | DEKY | KY Core | Gas/Oil:Combined Cycle | New 1x1 CC w/ CCS DEK DF PTC | 2040 | 1 | 64.8 | 46.373 | 89.2648 | 480.1324 | 89.2649 |  |  |  | 7838.028 | 0.6831 | 10029.4543 | 4815466.0469 | 28777.2942 | -37168.7913 | -1.7426 |  | 876.69 | -7514.8035 | -15.6515 |  | -7514.8035 | -7514.325 |  |  |  | 479.3484 |  |  |  | 52.3235 | 25122.2268 | 0.47935 |  | 0 | 32637.5097
DEKY 2024 IRP EB2 DFO '30 - New Settings - PC | 0 | DEKY | KY Core | Gas/Oil:Combined Cycle | New 1x1 CC w/ CCS DEK PTC | 2039 | 1 | 525.852 | 376.826 | 88.4663 | 3853.1735 | 88.4662 |  |  |  | 7751.9998 | 2 | 7395.624 | 28500782.375 | 158107.1885 | -215664.3096 | -2.0195 |  | 31288.7 | -26268.4161 | -6.8173 | 88907.6133 | 62639.1971 | -26259.7456 |  |  |  | 2201.2441 |  |  |  | 51.4985 | 198432.5693 | 2.2012 |  | 0 | 135795.5734
DEKY 2024 IRP EB2 DFO '30 - New Settings - PC | 0 | DEKY | KY Core | Gas/Oil:Combined Cycle | New 1x1 CC w/ CCS DEK PTC | 2040 | 1 | 525.852 | 376.826 | 89.2647 | 3899.2048 | 89.2644 |  |  |  | 7838.028 | 0.6831 | 7396.5523 | 28842093.125 | 172017.7588 | -222615.6299 | -1.7543 |  | 32454.05 | -18143.8176 | -4.6532 | 91130.2969 | 72986.4793 | -18139.1069 |  |  |  | 2227.4435 |  |  |  | 52.3213 | 204011.5596 | 2.2274 |  | 0 | 131027.3077
DEKY 2024 IRP EB2 DFO '30 - New Settings - PC | 0 | DEKY | KY Core | Gas/Oil:Combustion Turbine | Woodsdale 1 | 2024 | 1 | 94 | 57.9228 | 81.0489 | 188.2277 | 24.5426 |  |  | 14 | 2406 | 38 | 15183.7045 | 2858791.4395 | 6289.847 | 154.2501 | 2.2541 | 224.2 | 0 | 6668.2973 | 35.4268 |  | 6668.2973 | 6668.2974 | [7 empty] | 46.7373 | 8797.2561 |  |  | 0 | 2128.9588
DEKY 2024 IRP EB2 DFO '30 - New Settings - PC | 0 | DEKY | KY Core | Gas/Oil:Combustion Turbine | Woodsdale 1 | 2025 | 1 | 94 | 57.9228 | 74.7662 | 48.845 | 6.3876 |  |  |  | 549 | 28 | 14756.0701 | 721348.2529 | 2639.8856 | 32.3678 | 3.7045 | 170.8 | 0 | 2843.0533 | 58.2056 |  | 2843.0533 | 2843.0535 | [7 empty] | 62.7551 | 3065.2741 |  |  | 0 | 222.2208
DEKY 2024 IRP EB2 DFO '30 - New Settings - PC | 0 | DEKY | KY Core | Gas/Oil:Combustion Turbine | Woodsdale 1 | 2026 | 1 | 94 | 57.9228 | 90.1387 | 24.635 | 3.2216 |  |  |  | 278 | 14 | 14767.5088 | 364091.5791 | 1517.2119 | 17.0478 | 4.2139 | 86.8 | 0 | 1621.0598 | 65.8031 |  | 1621.0598 | 1621.0599 | [7 empty] | 72.3393 | 1782.0792 |  |  | 0 | 161.0194
DEKY 2024 IRP EB2 DFO '30 - New Settings - PC | 0 | DEKY | KY Core | Gas/Oil:Combustion Turbine | Woodsdale 1 | 2027 | 1 | 94 | 57.9228 | 89.4922 | 22.093 | 2.8892 |  |  |  | 251 | 14 | 14793.485 | 327126.457 | 1319.569 | 12.7966 | 4.0729 | 89.6 | 0 | 1421.9656 | 64.3627 |  | 1421.9656 | 1421.9657 | [7 empty] | 68.6981 | 1517.7463 |  |  | 0 | 95.7807
DEKY 2024 IRP EB2 DFO '30 - New Settings - PC | 0 | DEKY | KY Core | Gas/Oil:Combustion Turbine | Woodsdale 1 | 2028 | 1 | 94 | 57.9228 | 89.5231 | 10.8882 | 1.4197 |  |  | 1 | 128 | 8 | 14882.558 | 162212.2705 | 653.5033 | 12.1096 | 4.1033 | 52.8 | 0 | 718.4129 | 65.9809 |  | 718.4129 | 718.4129 | [7 empty] | 70.595 | 768.652 |  |  | 0 | 50.2391
DEKY 2024 IRP EB2 DFO '30 - New Settings - PC | 0 | DEKY | KY Core | Gas/Oil:Combustion Turbine | Woodsdale 1 | 2029 | 1 | 94 | 57.9228 | 85.5125 | 9.7642 | 1.2769 |  |  | 1 | 114 | 7 | 14864.4701 | 145286.6621 | 569.4793 | 9.7877 | 3.9871 | 46.9 | 0 | 626.167 | 64.1289 |  | 626.167 | 626.1671 | [7 empty] | 68.6807 | 670.6121 |  |  | 0 | 44.4451
DEKY 2024 IRP EB2 DFO '30 - New Settings - PC | 0 | DEKY | KY Core | Gas/Oil:Combustion Turbine | Woodsdale 1 | 2030 | 1 | 94 | 57.9228 | 85.161 | 28.585 | 3.7381 |  |  |  | 325 | 16 | 14793.2353 | 423200.6338 | 1497.1335 | 18.413 | 3.5812 | 110.4 | 0 | 1625.9466 | 56.8811 |  | 1625.9466 | 1625.9467 | [7 empty] | 59.6763 | 1705.8457 |  |  | 0 | 79.8992
DEKY 2024 IRP EB2 DFO '30 - New Settings - PC | 0 | DEKY | KY Core | Gas/Oil:Combustion Turbine | Woodsdale 1 | 2031 | 1 | 94 | 57.9228 | 85.8578 | 15.472 | 2.0233 |  |  |  | 184 | 11 | 14907.9349 | 230886.5693 | 888.7114 | 22.0613 | 3.9447 | 78.1 | 0 | 988.8727 | 63.9137 |  | 988.8727 | 988.8726 | [7 empty] | 66.0738 | 1022.2934 |  |  | 0 | 33.4208
DEKY 2024 IRP EB2 DFO '30 - New Settings - PC | 0 | DEKY | KY Core | Gas/Oil:Combustion Turbine | Woodsdale 1 | 2032 | 1 | 94 | 57.9228 | 85.2547 | 17.9076 | 2.3349 |  |  | 1 | 209 | 6 | 14875.7176 | 266514.4199 | 1172.7512 | 12.3964 | 4.4468 | 43.2 | 0 | 1228.3477 | 68.5936 |  | 1228.3477 | 1228.3477 | [7 empty] | 71.7181 | 1284.2986 |  |  | 0 | 55.9509
DEKY 2024 IRP EB2 DFO '30 - New Settings - PC | 0 | DEKY | KY Core | Gas/Oil:Combustion Turbine | Woodsdale 1 | 2033 | 1 | 94 | 57.9228 | 85.2614 | 0.846 | 0.11063 |  |  |  | 9 | 1 | 14614.4607 | 12384.834 | 60.9947 | 0.0015033 | 4.9251 | 7.4 | 0 | 68.3962 | 80.8466 |  | 68.3962 | 68.3962 | [7 empty] | 83.3599 | 70.5225 |  |  | 0 | 2.1263
DEKY 2024 IRP EB2 DFO '30 - New Settings - PC | 0 | DEKY | KY Core | Gas/Oil:Combustion Turbine | Woodsdale 1 | 2034 | 1 | 94 | 57.9228 | 84.9539 | [17 empty] | 0 | [12 empty] | 0 | 0
DEKY 2024 IRP EB2 DFO '30 - New Settings - PC | 0 | DEKY | KY Core | Gas/Oil:Combustion Turbine | Woodsdale 1 | 2035 | 1 | 94 | 57.9228 | 84.9539 | [17 empty] | 0 | [12 empty] | 0 | 0
DEKY 2024 IRP EB2 DFO '30 - New Settings - PC | 0 | DEKY | KY Core | Gas/Oil:Combustion Turbine | Woodsdale 1 | 2036 | 1 | 94 | 57.9228 | 85.7992 | [17 empty] | 0 | [12 empty] | 0 | 0
DEKY 2024 IRP EB2 DFO '30 - New Settings - PC | 0 | DEKY | KY Core | Gas/Oil:Combustion Turbine | Woodsdale 1 | 2037 | 1 | 94 | 57.9228 | 85.2112 | [17 empty] | 0 | [12 empty] | 0 | 0
DEKY 2024 IRP EB2 DFO '30 - New Settings - PC | 0 | DEKY | KY Core | Gas/Oil:Combustion Turbine | Woodsdale 1 | 2038 | 1 | 94 | 57.9228 | 85.9582 | [17 empty] | 0 | [12 empty] | 0 | 0
DEKY 2024 IRP EB2 DFO '30 - New Settings - PC | 0 | DEKY | KY Core | Gas/Oil:Combustion Turbine | Woodsdale 1 | 2039 | 1 | 94 | 57.9228 | 85.0543 | [17 empty] | 0 | [12 empty] | 0 | 0
DEKY 2024 IRP EB2 DFO '30 - New Settings - PC | 0 | DEKY | KY Core | Gas/Oil:Combustion Turbine | Woodsdale 1 | 2040 | 1 | 94 | 57.9228 | 86.0558 | [17 empty] | 0 | [12 empty] | 0 | 0
DEKY 2024 IRP EB2 DFO '30 - New Settings - PC | 0 | DEKY | KY Core | Gas/Oil:Combustion Turbine | Woodsdale 2 | 2024 | 1 | 94 | 67.624 | 87.9301 | 203.8305 | 26.3249 |  |  | 18 | 2533 | 35 | 15095.6856 | 3077696.2207 | 5805.0625 | 120.1484 | 1.9252 | 206.5 | 0 | 6131.7108 | 30.0824 |  | 6131.7108 | 6131.7116 | [7 empty] | 41.3857 | 8435.6656 |  |  | 0 | 2303.9547
DEKY 2024 IRP EB2 DFO '30 - New Settings - PC | 0 | DEKY | KY Core | Gas/Oil:Combustion Turbine | Woodsdale 2 | 2025 | 1 | 94 | 67.624 | 72.6685 | 44.6654 | 5.7854 |  |  | 1 | 505 | 28 | 14772.5113 | 660408.0117 | 2397.8143 | 36.3701 | 3.6859 | 170.8 | 0 | 2604.9844 | 58.3222 |  | 2604.9844 | 2604.9844 | [7 empty] | 63.1577 | 2820.9656 |  |  | 0 | 215.9811
DEKY 2024 IRP EB2 DFO '30 - New Settings - PC | 0 | DEKY | KY Core | Gas/Oil:Combustion Turbine | Woodsdale 2 | 2026 | 1 | 94 | 67.624 | 87.4596 | 25.771 | 3.3381 |  |  |  | 290 | 15 | 14759.2586 | 380675.8516 | 1577.5003 | 19.7634 | 4.1959 | 93 | 0 | 1690.2637 | 65.5878 |  | 1690.2637 | 1690.2639 | [7 empty] | 72.0167 | 1855.9434 |  |  | 0 | 165.6797
DEKY 2024 IRP EB2 DFO '30 - New Settings - PC | 0 | DEKY | KY Core | Gas/Oil:Combustion Turbine | Woodsdale 2 | 2027 | 1 | 94 | 67.624 | 87.5901 | 23.105 | 2.9928 |  |  |  | 262 | 15 | 14787.3859 | 341977.5508 | 1370.2481 | 15.2284 | 4.0514 | 96 | 0 | 1481.4765 | 64.1193 |  | 1481.4765 | 1481.4766 | [7 empty] | 68.4331 | 1581.1472 |  |  | 0 | 99.6707
DEKY 2024 IRP EB2 DFO '30 - New Settings - PC | 0 | DEKY | KY Core | Gas/Oil:Combustion Turbine | Woodsdale 2 | 2028 | 1 | 94 | 67.624 | 87.9301 | 11.013 | 1.4223 |  |  | 1 | 128 | 8 | 14850.2387 | 163713.667 | 658.8753 | 12.3555 | 4.1 | 52.8 | 0 | 724.0308 | 65.7433 |  | 724.0308 | 724.0307 | [7 empty] | 70.5807 | 777.3048 |  |  | 0 | 53.274
DEKY 2024 IRP EB2 DFO '30 - New Settings - PC | 0 | DEKY | KY Core | Gas/Oil:Combustion Turbine | Woodsdale 2 | 2029 | 1 | 94 | 67.624 | 84.3509 | 12.203 | 1.5806 |  |  |  | 140 | 8 | 14812.3117 | 180922.6396 | 683.0264 | 12.2512 | 3.843 | 53.6 | 0 | 748.8776 | 61.3683 |  | 748.8776 | 748.8777 | [7 empty] | 65.2688 | 796.4756 |  |  | 0 | 47.598
DEKY 2024 IRP EB2 DFO '30 - New Settings - PC | 0 | DEKY | KY Core | Gas/Oil:Combustion Turbine | Woodsdale 2 | 2030 | 1 | 94 | 67.624 | 84.9478 | 32.387 | 4.195 |  |  |  | 367 | 19 | 14782.7783 | 479168.8467 | 1710.6118 | 23.528 | 3.6191 | 131.1 | 0 | 1865.2398 | 57.5922 |  | 1865.2398 | 1865.2398 | [7 empty] | 60.1999 | 1949.6931 |  |  | 0 | 84.4533
DEKY 2024 IRP EB2 DFO '30 - New Settings - PC | 0 | DEKY | KY Core | Gas/Oil:Combustion Turbine | Woodsdale 2 | 2031 | 1 | 94 | 67.624 | 84.525 | 25.106 | 3.2519 |  |  |  | 286 | 13 | 14789.8057 | 371585.8643 | 1509.4277 | 25.091 | 4.1296 | 92.3 | 0 | 1626.8187 | 64.798 |  | 1626.8187 | 1626.8187 | [7 empty] | 68.9161 | 1730.2087 |  |  | 0 | 103.39
DEKY 2024 IRP EB2 DFO '30 - New Settings - PC | 0 | DEKY | KY Core | Gas/Oil:Combustion Turbine | Woodsdale 2 | 2032 | 1 | 94 | 67.624 | 84.9482 | 18.1156 | 2.3396 |  |  | 1 | 210 | 6 | 14856.3767 | 269258.1934 | 1183.4459 | 12.8457 | 4.4429 | 43.2 | 0 | 1239.4917 | 68.4212 |  | 1239.4917 | 1239.4917 | [7 empty] | 71.6418 | 1297.835 |  |  | 0 | 58.3433
DEKY 2024 IRP EB2 DFO '30 - New Settings - PC | 0 | DEKY | KY Core | Gas/Oil:Combustion Turbine | Woodsdale 2 | 2033 | 1 | 94 | 67.624 | 84.525 | 3.29 | 0.42615 |  |  |  | 35 | 2 | 14614.4616 | 48123.5781 | 237.0062 | 0.0058412 | 4.9251 | 14.8 | 0 | 251.812 | 76.5386 |  | 251.812 | 251.812 | [7 empty] | 77.4549 | 254.8267 |  |  | 0 | 3.0147
DEKY 2024 IRP EB2 DFO '30 - New Settings - PC | 0 | DEKY | KY Core | Gas/Oil:Combustion Turbine | Woodsdale 2 | 2034 | 1 | 94 | 67.624 | 84.9478 | 0.96 | 0.12435 |  |  |  | 12 | 1 | 15047.7451 | 14466.835 | 62.1312 | 2.4646 | 4.4651 | 7.6 | 0 | 72.1957 | 75.2039 |  | 72.1957 | 72.1957 | [7 empty] | 75.7069 | 72.6786 |  |  | 0 | 0.48287
DEKY 2024 IRP EB2 DFO '30 - New Settings - PC | 0 | DEKY | KY Core | Gas/Oil:Combustion Turbine | Woodsdale 2 | 2035 | 1 | 94 | 67.624 | 84.5126 | [17 empty] | 0 | [12 empty] | 0 | 0
DEKY 2024 IRP EB2 DFO '30 - New Settings - PC | 0 | DEKY | KY Core | Gas/Oil:Combustion Turbine | Woodsdale 2 | 2036 | 1 | 94 | 67.624 | 84.6569 | [17 empty] | 0 | [12 empty] | 0 | 0
DEKY 2024 IRP EB2 DFO '30 - New Settings - PC | 0 | DEKY | KY Core | Gas/Oil:Combustion Turbine | Woodsdale 2 | 2037 | 1 | 94 | 67.624 | 84.6556 | [17 empty] | 0 | [12 empty] | 0 | 0
DEKY 2024 IRP EB2 DFO '30 - New Settings - PC | 0 | DEKY | KY Core | Gas/Oil:Combustion Turbine | Woodsdale 2 | 2038 | 1 | 94 | 67.624 | 84.612 | [17 empty] | 0 | [12 empty] | 0 | 0
DEKY 2024 IRP EB2 DFO '30 - New Settings - PC | 0 | DEKY | KY Core | Gas/Oil:Combustion Turbine | Woodsdale 2 | 2039 | 1 | 94 | 67.624 | 84.8607 | [17 empty] | 0 | [12 empty] | 0 | 0
DEKY 2024 IRP EB2 DFO '30 - New Settings - PC | 0 | DEKY | KY Core | Gas/Oil:Combustion Turbine | Woodsdale 2 | 2040 | 1 | 94 | 67.624 | 84.8738 | [17 empty] | 0 | [12 empty] | 0 | 0
DEKY 2024 IRP EB2 DFO '30 - New Settings - PC | 0 | DEKY | KY Core | Gas/Oil:Combustion Turbine | Woodsdale 3 | 2024 | 1 | 94 | 63.832 | 80.4662 | 178.9725 | 23.1145 |  |  | 15 | 2073 | 53 | 14853.6149 | 2659502.1758 | 5095.3487 | 130.1276 | 1.9648 | 312.7 | 0 | 5538.1764 | 30.9443 |  | 5538.1764 | 5538.1767 | [7 empty] | 42.0716 | 7529.6604 |  |  | 0 | 1991.4841
DEKY 2024 IRP EB2 DFO '30 - New Settings - PC | 0 | DEKY | KY Core | Gas/Oil:Combustion Turbine | Woodsdale 3 | 2025 | 1 | 94 | 63.832 | 66.7309 | 29.3043 | 3.7957 |  |  | 3 | 337 | 21 | 14828.887 | 434991.6211 | 1568.3531 | 22.1439 | 3.6564 | 128.1 | 0 | 1718.597 | 58.6465 |  | 1718.597 | 1718.5969 | [7 empty] | 61.6597 | 1806.895 |  |  | 0 | 88.2981
DEKY 2024 IRP EB2 DFO '30 - New Settings - PC | 0 | DEKY | KY Core | Gas/Oil:Combustion Turbine | Woodsdale 3 | 2026 | 1 | 94 | 63.832 | 79.7874 | 21.823 | 2.8267 |  |  |  | 248 | 14 | 14785.454 | 322956.9609 | 1317.4452 | 19.7565 | 4.1405 | 86.8 | 0 | 1424.0017 | 65.2523 |  | 1424.0017 | 1424.0017 | [7 empty] | 71.3596 | 1557.2807 |  |  | 0 | 133.2789
DEKY 2024 IRP EB2 DFO '30 - New Settings - PC | 0 | DEKY | KY Core | Gas/Oil:Combustion Turbine | Woodsdale 3 | 2027 | 1 | 94 | 63.832 | 80.3531 | 15.173 | 1.9653 |  |  |  | 164 | 9 | 14657.0757 | 222580.8086 | 952.4572 | 2.1966 | 4.289 | 57.6 | 0 | 1012.2539 | 66.7142 |  | 1012.2539 | 1012.2539 | [7 empty] | 69.5426 | 1055.1698 |  |  | 0 | 42.916
DEKY 2024 IRP EB2 DFO '30 - New Settings - PC | 0 | DEKY | KY Core | Gas/Oil:Combustion Turbine | Woodsdale 3 | 2028 | 1 | 94 | 63.832 | 79.9888 | 11.013 | 1.4223 |  |  | 1 | 128 | 8 | 14850.2387 | 163713.667 | 658.8753 | 12.3555 | 4.1 | 52.8 | 0 | 724.0308 | 65.7433 |  | 724.0308 | 724.0307 | [7 empty] | 70.5807 | 777.3048 |  |  | 0 | 53.274
DEKY 2024 IRP EB2 DFO '30 - New Settings - PC | 0 | DEKY | KY Core | Gas/Oil:Combustion Turbine | Woodsdale 3 | 2029 | 1 | 94 | 63.832 | 77.6983 | 7.04 | 0.91188 |  |  | 1 | 84 | 5 | 14926.3993 | 105186.8359 | 348.5849 | 10.0273 | 3.4093 | 33.5 | 0 | 392.1122 | 55.6978 |  | 392.1122 | 392.1122 | [7 empty] | 59.1416 | 416.3568 |  |  | 0 | 24.2446
DEKY 2024 IRP EB2 DFO '30 - New Settings - PC | 0 | DEKY | KY Core | Gas/Oil:Combustion Turbine | Woodsdale 3 | 2030 | 1 | 94 | 63.832 | 77.8289 | 33.619 | 4.3546 |  |  | 1 | 383 | 20 | 14797.497 | 497897.042 | 1772.9296 | 26.5946 | 3.6142 | 138 | 0 | 1937.5242 | 57.6318 |  | 1937.5242 | 1937.5243 | [7 empty] | 60.1501 | 2022.1852 |  |  | 0 | 84.661
DEKY 2024 IRP EB2 DFO '30 - New Settings - PC | 0 | DEKY | KY Core | Gas/Oil:Combustion Turbine | Woodsdale 3 | 2031 | 1 | 94 | 63.832 | 77.3066 | 23.106 | 2.9929 |  |  |  | 261 | 11 | 14767.4792 | 341448.376 | 1407.2274 | 20.1561 | 4.1804 | 78.1 | 0 | 1505.4835 | 65.1555 |  | 1505.4835 | 1505.4835 | [7 empty] | 69.5853 | 1607.8371 |  |  | 0 | 102.3535
DEKY 2024 IRP EB2 DFO '30 - New Settings - PC | 0 | DEKY | KY Core | Gas/Oil:Combustion Turbine | Woodsdale 3 | 2032 | 1 | 94 | 63.832 | 79.1953 | 18.1156 | 2.3396 |  |  | 1 | 210 | 6 | 14856.3767 | 269258.1934 | 1183.4459 | 12.8457 | 4.4429 | 43.2 | 0 | 1239.4917 | 68.4212 |  | 1239.4917 | 1239.4917 | [7 empty] | 71.6418 | 1297.835 |  |  | 0 | 58.3433
DEKY 2024 IRP EB2 DFO '30 - New Settings - PC | 0 | DEKY | KY Core | Gas/Oil:Combustion Turbine | Woodsdale 3 | 2033 | 1 | 94 | 63.832 | 78.5252 | 3.29 | 0.42615 |  |  |  | 35 | 2 | 14614.4616 | 48123.5781 | 237.0062 | 0.0058412 | 4.9251 | 14.8 | 0 | 251.812 | 76.5386 |  | 251.812 | 251.812 | [7 empty] | 77.4549 | 254.8267 |  |  | 0 | 3.0147
DEKY 2024 IRP EB2 DFO '30 - New Settings - PC | 0 | DEKY | KY Core | Gas/Oil:Combustion Turbine | Woodsdale 3 | 2034 | 1 | 94 | 63.832 | 79.7314 | 0.96 | 0.12435 |  |  |  | 12 | 1 | 15047.7451 | 14466.835 | 62.1312 | 2.4646 | 4.4651 | 7.6 | 0 | 72.1957 | 75.2039 |  | 72.1957 | 72.1957 | [7 empty] | 75.7069 | 72.6786 |  |  | 0 | 0.48287
DEKY 2024 IRP EB2 DFO '30 - New Settings - PC | 0 | DEKY | KY Core | Gas/Oil:Combustion Turbine | Woodsdale 3 | 2035 | 1 | 94 | 63.832 | 77.2196 | [17 empty] | 0 | [12 empty] | 0 | 0
DEKY 2024 IRP EB2 DFO '30 - New Settings - PC | 0 | DEKY | KY Core | Gas/Oil:Combustion Turbine | Woodsdale 3 | 2036 | 1 | 94 | 63.832 | 78.1973 | [17 empty] | 0 | [12 empty] | 0 | 0
DEKY 2024 IRP EB2 DFO '30 - New Settings - PC | 0 | DEKY | KY Core | Gas/Oil:Combustion Turbine | Woodsdale 3 | 2037 | 1 | 94 | 63.832 | 77.5678 | [17 empty] | 0 | [12 empty] | 0 | 0
DEKY 2024 IRP EB2 DFO '30 - New Settings - PC | 0 | DEKY | KY Core | Gas/Oil:Combustion Turbine | Woodsdale 3 | 2038 | 1 | 94 | 63.832 | 77.2196 | [17 empty] | 0 | [12 empty] | 0 | 0
DEKY 2024 IRP EB2 DFO '30 - New Settings - PC | 0 | DEKY | KY Core | Gas/Oil:Combustion Turbine | Woodsdale 3 | 2039 | 1 | 94 | 63.832 | 77.7854 | [17 empty] | 0 | [12 empty] | 0 | 0
DEKY 2024 IRP EB2 DFO '30 - New Settings - PC | 0 | DEKY | KY Core | Gas/Oil:Combustion Turbine | Woodsdale 3 | 2040 | 1 | 94 | 63.832 | 79.0528 | [17 empty] | 0 | [12 empty] | 0 | 0
DEKY 2024 IRP EB2 DFO '30 - New Settings - PC | 0 | DEKY | KY Core | Gas/Oil:Combustion Turbine | Woodsdale 4 | 2024 | 1 | 94 | 64.701 | 72.8752 | 212.2006 | 27.6683 |  |  | 15 | 2501 | 21 | 14919.5667 | 3166382.5059 | 5688.9574 | 92.4478 | 1.8259 | 123.9 | 0 | 5905.3052 | 27.8289 |  | 5905.3052 | 5905.3059 | [7 empty] | 39.7986 | 8445.2802 |  |  | 0 | 2539.9751
DEKY 2024 IRP EB2 DFO '30 - New Settings - PC | 0 | DEKY | KY Core | Gas/Oil:Combustion Turbine | Woodsdale 4 | 2025 | 1 | 94 | 64.701 | 76.279 | 39.4946 | 5.1648 |  |  | 1 | 459 | 27 | 14854.6049 | 587243.6914 | 2123.4866 | 34.4787 | 3.6747 | 164.7 | 0 | 2322.6654 | 58.8097 |  | 2322.6654 | 2322.6656 | [7 empty] | 63.7599 | 2518.1725 |  |  | 0 | 195.5071
DEKY 2024 IRP EB2 DFO '30 - New Settings - PC | 0 | DEKY | KY Core | Gas/Oil:Combustion Turbine | Woodsdale 4 | 2026 | 1 | 94 | 64.701 | 91.5008 | 24.635 | 3.2216 |  |  |  | 278 | 14 | 14767.5088 | 364091.5791 | 1517.2119 | 17.0478 | 4.2139 | 86.8 | 0 | 1621.0598 | 65.8031 |  | 1621.0598 | 1621.0599 | [7 empty] | 72.3393 | 1782.0792 |  |  | 0 | 161.0194
DEKY 2024 IRP EB2 DFO '30 - New Settings - PC | 0 | DEKY | KY Core | Gas/Oil:Combustion Turbine | Woodsdale 4 | 2027 | 1 | 94 | 64.701 | 91.7457 | 22.093 | 2.8892 |  |  |  | 251 | 14 | 14793.485 | 327126.457 | 1319.569 | 12.7966 | 4.0729 | 89.6 | 0 | 1421.9656 | 64.3627 |  | 1421.9656 | 1421.9657 | [7 empty] | 68.6981 | 1517.7463 |  |  | 0 | 95.7807
DEKY 2024 IRP EB2 DFO '30 - New Settings - PC | 0 | DEKY | KY Core | Gas/Oil:Combustion Turbine | Woodsdale 4 | 2028 | 1 | 94 | 64.701 | 91.6761 | 10.857 | 1.4156 |  |  |  | 127 | 8 | 14866.3479 | 161571.9424 | 651.1897 | 12.0048 | 4.1046 | 52.8 | 0 | 715.9945 | 65.9477 |  | 715.9945 | 715.9944 | [7 empty] | 70.5071 | 765.496 |  |  | 0 | 49.5015
DEKY 2024 IRP EB2 DFO '30 - New Settings - PC | 0 | DEKY | KY Core | Gas/Oil:Combustion Turbine | Woodsdale 4 | 2029 | 1 | 94 | 64.701 | 85.2489 | 9.7642 | 1.2769 |  |  | 1 | 114 | 7 | 14864.4701 | 145286.6621 | 569.4793 | 9.7877 | 3.9871 | 46.9 | 0 | 626.167 | 64.1289 |  | 626.167 | 626.1671 | [7 empty] | 68.6807 | 670.6121 |  |  | 0 | 44.4451
DEKY 2024 IRP EB2 DFO '30 - New Settings - PC | 0 | DEKY | KY Core | Gas/Oil:Combustion Turbine | Woodsdale 4 | 2030 | 1 | 94 | 64.701 | 85.5439 | 29.525 | 3.8611 |  |  |  | 335 | 16 | 14787.5431 | 436938.2197 | 1575.5408 | 18.4146 | 3.648 | 110.4 | 0 | 1704.3554 | 57.7258 |  | 1704.3554 | 1704.3555 | [7 empty] | 60.4316 | 1784.2426 |  |  | 0 | 79.8873
DEKY 2024 IRP EB2 DFO '30 - New Settings - PC | 0 | DEKY | KY Core | Gas/Oil:Combustion Turbine | Woodsdale 4 | 2031 | 1 | 94 | 64.701 | 85.2991 | 23.838 | 3.1173 |  |  |  | 273 | 12 | 14804.9402 | 353172.1709 | 1446.6211 | 22.0758 | 4.1586 | 85.2 | 0 | 1553.8969 | 65.1857 |  | 1553.8969 | 1553.8969 | [7 empty] | 69.3127 | 1652.2763 |  |  | 0 | 98.3794
DEKY 2024 IRP EB2 DFO '30 - New Settings - PC | 0 | DEKY | KY Core | Gas/Oil:Combustion Turbine | Woodsdale 4 | 2032 | 1 | 94 | 64.701 | 85.5864 | 17.9076 | 2.3349 |  |  | 1 | 209 | 6 | 14875.7176 | 266514.4199 | 1172.7512 | 12.3964 | 4.4468 | 43.2 | 0 | 1228.3477 | 68.5936 |  | 1228.3477 | 1228.3477 | [7 empty] | 71.7181 | 1284.2986 |  |  | 0 | 55.9509
DEKY 2024 IRP EB2 DFO '30 - New Settings - PC | 0 | DEKY | KY Core | Gas/Oil:Combustion Turbine | Woodsdale 4 | 2033 | 1 | 94 | 64.701 | 85.3493 | 3.29 | 0.43024 |  |  |  | 35 | 2 | 14614.4616 | 48123.5781 | 237.0062 | 0.0058412 | 4.9251 | 14.8 | 0 | 251.812 | 76.5386 |  | 251.812 | 251.812 | [7 empty] | 77.4549 | 254.8267 |  |  | 0 | 3.0147
DEKY 2024 IRP EB2 DFO '30 - New Settings - PC | 0 | DEKY | KY Core | Gas/Oil:Combustion Turbine | Woodsdale 4 | 2034 | 1 | 94 | 64.701 | 85.2489 | [17 empty] | 0 | [12 empty] | 0 | 0
DEKY 2024 IRP EB2 DFO '30 - New Settings - PC | 0 | DEKY | KY Core | Gas/Oil:Combustion Turbine | Woodsdale 4 | 2035 | 1 | 94 | 64.701 | 85.5941 | [17 empty] | 0 | [12 empty] | 0 | 0
DEKY 2024 IRP EB2 DFO '30 - New Settings - PC | 0 | DEKY | KY Core | Gas/Oil:Combustion Turbine | Woodsdale 4 | 2036 | 1 | 94 | 64.701 | 85.4926 | [17 empty] | 0 | [12 empty] | 0 | 0
DEKY 2024 IRP EB2 DFO '30 - New Settings - PC | 0 | DEKY | KY Core | Gas/Oil:Combustion Turbine | Woodsdale 4 | 2037 | 1 | 94 | 64.701 | 85.6946 | [17 empty] | 0 | [12 empty] | 0 | 0
DEKY 2024 IRP EB2 DFO '30 - New Settings - PC | 0 | DEKY | KY Core | Gas/Oil:Combustion Turbine | Woodsdale 4 | 2038 | 1 | 94 | 64.701 | 85.2489 | [17 empty] | 0 | [12 empty] | 0 | 0
DEKY 2024 IRP EB2 DFO '30 - New Settings - PC | 0 | DEKY | KY Core | Gas/Oil:Combustion Turbine | Woodsdale 4 | 2039 | 1 | 94 | 64.701 | 85.5439 | [17 empty] | 0 | [12 empty] | 0 | 0
DEKY 2024 IRP EB2 DFO '30 - New Settings - PC | 0 | DEKY | KY Core | Gas/Oil:Combustion Turbine | Woodsdale 4 | 2040 | 1 | 94 | 64.701 | 85.6365 | [17 empty] | 0 | [12 empty] | 0 | 0
DEKY 2024 IRP EB2 DFO '30 - New Settings - PC | 0 | DEKY | KY Core | Gas/Oil:Combustion Turbine | Woodsdale 5 | 2024 | 1 | 94 | 66.992 | 91.0917 | 218.5965 | 28.2319 |  |  | 17 | 2588 | 55 | 14926.0126 | 3263929.7109 | 6287.3765 | 156.595 | 1.9743 | 324.5 | 0 | 6768.4718 | 30.9633 |  | 6768.4718 | 6768.4722 | [7 empty] | 43.6146 | 9534.0029 |  |  | 0 | 2765.5311
DEKY 2024 IRP EB2 DFO '30 - New Settings - PC | 0 | DEKY | KY Core | Gas/Oil:Combustion Turbine | Woodsdale 5 | 2025 | 1 | 94 | 66.992 | 90.5745 | 44.8539 | 5.8098 |  |  | 3 | 516 | 29 | 14829.7661 | 665781.3926 | 2317.5346 | 34.2006 | 3.5323 | 176.9 | 0 | 2528.6352 | 56.375 |  | 2528.6352 | 2528.635 | [7 empty] | 60.712 | 2723.168 |  |  | 0 | 194.5329
DEKY 2024 IRP EB2 DFO '30 - New Settings - PC | 0 | DEKY | KY Core | Gas/Oil:Combustion Turbine | Woodsdale 5 | 2026 | 1 | 94 | 66.992 | 69.6717 | 24.267 | 3.1433 |  |  |  | 274 | 14 | 14768.2326 | 358674.6992 | 1503.0125 | 19.7608 | 4.2456 | 86.8 | 0 | 1609.5733 | 66.3277 |  | 1609.5733 | 1609.5734 | [7 empty] | 73.1489 | 1775.1052 |  |  | 0 | 165.5319
DEKY 2024 IRP EB2 DFO '30 - New Settings - PC | 0 | DEKY | KY Core | Gas/Oil:Combustion Turbine | Woodsdale 5 | 2027 | 1 | 94 | 66.992 | 90.0647 | 23.105 | 2.9928 |  |  |  | 262 | 15 | 14787.3859 | 341977.5508 | 1370.2481 | 15.2284 | 4.0514 | 96 | 0 | 1481.4765 | 64.1193 |  | 1481.4765 | 1481.4766 | [7 empty] | 68.4331 | 1581.1472 |  |  | 0 | 99.6707
DEKY 2024 IRP EB2 DFO '30 - New Settings - PC | 0 | DEKY | KY Core | Gas/Oil:Combustion Turbine | Woodsdale 5 | 2028 | 1 | 94 | 66.992 | 90.3974 | 11.013 | 1.4223 |  |  | 1 | 128 | 8 | 14850.2387 | 163713.667 | 658.8753 | 12.3555 | 4.1 | 52.8 | 0 | 724.0308 | 65.7433 |  | 724.0308 | 724.0307 | [7 empty] | 70.5807 | 777.3048 |  |  | 0 | 53.274
DEKY 2024 IRP EB2 DFO '30 - New Settings - PC | 0 | DEKY | KY Core | Gas/Oil:Combustion Turbine | Woodsdale 5 | 2029 | 1 | 94 | 66.992 | 86.7757 | 12.203 | 1.5806 |  |  |  | 140 | 8 | 14812.3117 | 180922.6396 | 683.0264 | 12.2512 | 3.843 | 53.6 | 0 | 748.8776 | 61.3683 |  | 748.8776 | 748.8777 | [7 empty] | 65.2688 | 796.4756 |  |  | 0 | 47.598
DEKY 2024 IRP EB2 DFO '30 - New Settings - PC | 0 | DEKY | KY Core | Gas/Oil:Combustion Turbine | Woodsdale 5 | 2030 | 1 | 94 | 66.992 | 87.329 | 33.587 | 4.3505 |  |  |  | 382 | 20 | 14792.245 | 497247.1436 | 1770.767 | 26.4882 | 3.6144 | 138 | 0 | 1935.2552 | 57.6192 |  | 1935.2552 | 1935.2553 | [7 empty] | 60.1486 | 2020.2113 |  |  | 0 | 84.9561
DEKY 2024 IRP EB2 DFO '30 - New Settings - PC | 0 | DEKY | KY Core | Gas/Oil:Combustion Turbine | Woodsdale 5 | 2031 | 1 | 94 | 66.992 | 86.8503 | 25.106 | 3.2519 |  |  |  | 286 | 13 | 14789.8057 | 371585.8643 | 1509.4277 | 25.091 | 4.1296 | 92.3 | 0 | 1626.8187 | 64.798 |  | 1626.8187 | 1626.8187 | [7 empty] | 68.9161 | 1730.2087 |  |  | 0 | 103.39
DEKY 2024 IRP EB2 DFO '30 - New Settings - PC | 0 | DEKY | KY Core | Gas/Oil:Combustion Turbine | Woodsdale 5 | 2032 | 1 | 94 | 66.992 | 87.0622 | 18.1156 | 2.3396 |  |  | 1 | 210 | 6 | 14856.3767 | 269258.1934 | 1183.4459 | 12.8457 | 4.4429 | 43.2 | 0 | 1239.4917 | 68.4212 |  | 1239.4917 | 1239.4917 | [7 empty] | 71.6418 | 1297.835 |  |  | 0 | 58.3433
DEKY 2024 IRP EB2 DFO '30 - New Settings - PC | 0 | DEKY | KY Core | Gas/Oil:Combustion Turbine | Woodsdale 5 | 2033 | 1 | 94 | 66.992 | 86.7757 | 3.29 | 0.42615 |  |  |  | 35 | 2 | 14614.4616 | 48123.5781 | 237.0062 | 0.0058412 | 4.9251 | 14.8 | 0 | 251.812 | 76.5386 |  | 251.812 | 251.812 | [7 empty] | 77.4549 | 254.8267 |  |  | 0 | 3.0147
DEKY 2024 IRP EB2 DFO '30 - New Settings - PC | 0 | DEKY | KY Core | Gas/Oil:Combustion Turbine | Woodsdale 5 | 2034 | 1 | 94 | 66.992 | 87.0679 | 0.96 | 0.12435 |  |  |  | 12 | 1 | 15047.7451 | 14466.835 | 62.1312 | 2.4646 | 4.4651 | 7.6 | 0 | 72.1957 | 75.2039 |  | 72.1957 | 72.1957 | [7 empty] | 75.7069 | 72.6786 |  |  | 0 | 0.48287
DEKY 2024 IRP EB2 DFO '30 - New Settings - PC | 0 | DEKY | KY Core | Gas/Oil:Combustion Turbine | Woodsdale 5 | 2035 | 1 | 94 | 66.992 | 87.2855 | [17 empty] | 0 | [12 empty] | 0 | 0
DEKY 2024 IRP EB2 DFO '30 - New Settings - PC | 0 | DEKY | KY Core | Gas/Oil:Combustion Turbine | Woodsdale 5 | 2036 | 1 | 94 | 66.992 | 86.8142 | [17 empty] | 0 | [12 empty] | 0 | 0
DEKY 2024 IRP EB2 DFO '30 - New Settings - PC | 0 | DEKY | KY Core | Gas/Oil:Combustion Turbine | Woodsdale 5 | 2037 | 1 | 94 | 66.992 | 86.5581 | [17 empty] | 0 | [12 empty] | 0 | 0
DEKY 2024 IRP EB2 DFO '30 - New Settings - PC | 0 | DEKY | KY Core | Gas/Oil:Combustion Turbine | Woodsdale 5 | 2038 | 1 | 94 | 66.992 | 87.0244 | [17 empty] | 0 | [12 empty] | 0 | 0
DEKY 2024 IRP EB2 DFO '30 - New Settings - PC | 0 | DEKY | KY Core | Gas/Oil:Combustion Turbine | Woodsdale 5 | 2039 | 1 | 94 | 66.992 | 86.5581 | [17 empty] | 0 | [12 empty] | 0 | 0
DEKY 2024 IRP EB2 DFO '30 - New Settings - PC | 0 | DEKY | KY Core | Gas/Oil:Combustion Turbine | Woodsdale 5 | 2040 | 1 | 94 | 66.992 | 86.5972 | [17 empty] | 0 | [12 empty] | 0 | 0
DEKY 2024 IRP EB2 DFO '30 - New Settings - PC | 0 | DEKY | KY Core | Gas/Oil:Combustion Turbine | Woodsdale 6 | 2024 | 1 | 94 | 66.992 | 91.9968 | 213.0354 | 27.5137 |  |  | 19 | 2587 | 29 | 15022.6172 | 3200958.4209 | 5898.8139 | 85.8955 | 1.8697 | 171.1 | 0 | 6155.8092 | 28.8957 |  | 6155.8092 | 6155.8098 | [7 empty] | 39.7744 | 8473.3522 |  |  | 0 | 2317.543
DEKY 2024 IRP EB2 DFO '30 - New Settings - PC | 0 | DEKY | KY Core | Gas/Oil:Combustion Turbine | Woodsdale 6 | 2025 | 1 | 94 | 66.992 | 91.2335 | 44.8426 | 5.8084 |  |  | 1 | 506 | 30 | 14766.3566 | 662791.8457 | 2326.5363 | 36.3704 | 3.5651 | 183 | 0 | 2545.9067 | 56.7743 |  | 2545.9067 | 2545.9066 | [7 empty] | 61.287 | 2748.2665 |  |  | 0 | 202.3598
DEKY 2024 IRP EB2 DFO '30 - New Settings - PC | 0 | DEKY | KY Core | Gas/Oil:Combustion Turbine | Woodsdale 6 | 2026 | 1 | 94 | 66.992 | 83.182 | 24.267 | 3.1433 |  |  |  | 274 | 14 | 14768.2326 | 358674.6992 | 1503.0125 | 19.7608 | 4.2456 | 86.8 | 0 | 1609.5733 | 66.3277 |  | 1609.5733 | 1609.5734 | [7 empty] | 73.1489 | 1775.1052 |  |  | 0 | 165.5319
DEKY 2024 IRP EB2 DFO '30 - New Settings - PC | 0 | DEKY | KY Core | Gas/Oil:Combustion Turbine | Woodsdale 6 | 2027 | 1 | 94 | 66.992 | 91.3206 | 23.105 | 2.9928 |  |  |  | 262 | 15 | 14787.3859 | 341977.5508 | 1370.2481 | 15.2284 | 4.0514 | 96 | 0 | 1481.4765 | 64.1193 |  | 1481.4765 | 1481.4766 | [7 empty] | 68.4331 | 1581.1472 |  |  | 0 | 99.6707
DEKY 2024 IRP EB2 DFO '30 - New Settings - PC | 0 | DEKY | KY Core | Gas/Oil:Combustion Turbine | Woodsdale 6 | 2028 | 1 | 94 | 66.992 | 91.0111 | 11.013 | 1.4223 |  |  | 1 | 128 | 8 | 14850.2387 | 163713.667 | 658.8753 | 12.3555 | 4.1 | 52.8 | 0 | 724.0308 | 65.7433 |  | 724.0308 | 724.0307 | [7 empty] | 70.5807 | 777.3048 |  |  | 0 | 53.274
DEKY 2024 IRP EB2 DFO '30 - New Settings - PC | 0 | DEKY | KY Core | Gas/Oil:Combustion Turbine | Woodsdale 6 | 2029 | 1 | 94 | 66.992 | 90.1517 | 12.203 | 1.5806 |  |  |  | 140 | 8 | 14812.3117 | 180922.6396 | 683.0264 | 12.2512 | 3.843 | 53.6 | 0 | 748.8776 | 61.3683 |  | 748.8776 | 748.8777 | [7 empty] | 65.2688 | 796.4756 |  |  | 0 | 47.598
DEKY 2024 IRP EB2 DFO '30 - New Settings - PC | 0 | DEKY | KY Core | Gas/Oil:Combustion Turbine | Woodsdale 6 | 2030 | 1 | 94 | 66.992 | 90.904 | 33.8126 | 4.3797 |  |  | 1 | 386 | 20 | 14804.3163 | 500992.4561 | 1782.3331 | 26.4886 | 3.6105 | 138 | 0 | 1946.8216 | 57.5768 |  | 1946.8216 | 1946.8218 | [7 empty] | 60.085 | 2031.6298 |  |  | 0 | 84.8082
DEKY 2024 IRP EB2 DFO '30 - New Settings - PC | 0 | DEKY | KY Core | Gas/Oil:Combustion Turbine | Woodsdale 6 | 2031 | 1 | 94 | 66.992 | 90.0647 | 23.602 | 3.0571 |  |  |  | 270 | 12 | 14800.9791 | 349584.7119 | 1410.3227 | 25.0884 | 4.106 | 85.2 | 0 | 1520.611 | 64.4272 |  | 1520.611 | 1520.611 | [7 empty] | 68.7922 | 1623.6347 |  |  | 0 | 103.0236
DEKY 2024 IRP EB2 DFO '30 - New Settings - PC | 0 | DEKY | KY Core | Gas/Oil:Combustion Turbine | Woodsdale 6 | 2032 | 1 | 94 | 66.992 | 90.0936 | 18.1156 | 2.3396 |  |  | 1 | 210 | 6 | 14856.3767 | 269258.1934 | 1183.4459 | 12.8457 | 4.4429 | 43.2 | 0 | 1239.4917 | 68.4212 |  | 1239.4917 | 1239.4917 | [7 empty] | 71.6418 | 1297.835 |  |  | 0 | 58.3433
DEKY 2024 IRP EB2 DFO '30 - New Settings - PC | 0 | DEKY | KY Core | Gas/Oil:Combustion Turbine | Woodsdale 6 | 2033 | 1 | 94 | 66.992 | 90.1517 | 3.29 | 0.42615 |  |  |  | 35 | 2 | 14614.4616 | 48123.5781 | 237.0062 | 0.0058412 | 4.9251 | 14.8 | 0 | 251.812 | 76.5386 |  | 251.812 | 251.812 | [7 empty] | 77.4549 | 254.8267 |  |  | 0 | 3.0147
DEKY 2024 IRP EB2 DFO '30 - New Settings - PC | 0 | DEKY | KY Core | Gas/Oil:Combustion Turbine | Woodsdale 6 | 2034 | 1 | 94 | 66.992 | 90.0647 | 0.96 | 0.12435 |  |  |  | 12 | 1 | 15047.7451 | 14466.835 | 62.1312 | 2.4646 | 4.4651 | 7.6 | 0 | 72.1957 | 75.2039 |  | 72.1957 | 72.1957 | [7 empty] | 75.7069 | 72.6786 |  |  | 0 | 0.48287
DEKY 2024 IRP EB2 DFO '30 - New Settings - PC | 0 | DEKY | KY Core | Gas/Oil:Combustion Turbine | Woodsdale 6 | 2035 | 1 | 94 | 66.992 | 90.0647 | [17 empty] | 0 | [12 empty] | 0 | 0
DEKY 2024 IRP EB2 DFO '30 - New Settings - PC | 0 | DEKY | KY Core | Gas/Oil:Combustion Turbine | Woodsdale 6 | 2036 | 1 | 94 | 66.992 | 89.8022 | [17 empty] | 0 | [12 empty] | 0 | 0
DEKY 2024 IRP EB2 DFO '30 - New Settings - PC | 0 | DEKY | KY Core | Gas/Oil:Combustion Turbine | Woodsdale 6 | 2037 | 1 | 94 | 66.992 | 91.4573 | [17 empty] | 0 | [12 empty] | 0 | 0
DEKY 2024 IRP EB2 DFO '30 - New Settings - PC | 0 | DEKY | KY Core | Gas/Oil:Combustion Turbine | Woodsdale 6 | 2038 | 1 | 94 | 66.992 | 91.5444 | [17 empty] | 0 | [12 empty] | 0 | 0
DEKY 2024 IRP EB2 DFO '30 - New Settings - PC | 0 | DEKY | KY Core | Gas/Oil:Combustion Turbine | Woodsdale 6 | 2039 | 1 | 94 | 66.992 | 91.1092 | [17 empty] | 0 | [12 empty] | 0 | 0
DEKY 2024 IRP EB2 DFO '30 - New Settings - PC | 0 | DEKY | KY Core | Gas/Oil:Combustion Turbine | Woodsdale 6 | 2040 | 1 | 94 | 66.992 | 89.8022 | [17 empty] | 0 | [12 empty] | 0 | 0
DEKY 2024 IRP EB2 DFO '30 - New Settings - PC | 0 | DEKY | KY Core | Renewable:Solar PV | New Solar DEK - PTC | 2039 | 1 | 50 | 2.5 | 24.2815 | 106.353 | 24.2815 |  |  |  | 4277 | 355 |  |  |  | -5807.7708 |  |  | 0 | -5807.7708 | -54.6084 | 1543.5754 | -4264.1953 | -5807.6646 |  |  |  | 106.353 |  |  |  | 48.5698 | 5165.5438 | 0.10635 |  | 0 | 9429.8455
DEKY 2024 IRP EB2 DFO '30 - New Settings - PC | 0 | DEKY | KY Core | Renewable:Solar PV | New Solar DEK - PTC | 2040 | 1 | 50 | 2.5 | 24.4426 | 107.352 | 24.4426 |  |  |  | 4313 | 357 |  |  |  | -6008.8808 |  |  | 0 | -6008.8808 | -55.9736 | 1582.1646 | -4426.7163 | -6008.7733 |  |  |  | 107.352 |  |  |  | 48.3055 | 5185.6936 | 0.10735 |  | 0 | 9612.5172
DEKY 2024 IRP EB2 DFO '30 - New Settings - PC | 0 | DEKY | KY Core | Renewable:Solar PV | Solar Exist DEKY | 2024 | 1 | 9.3 | 0.837 | 21.5845 | 17.6326 | 21.5845 |  |  |  | 4371 | 366 | [10 empty] | 0 | 0.017633 |  |  |  | 17.6326 |  |  |  | 43.2392 | 762.4214 | 0.017633 |  | 0 | 762.439
DEKY 2024 IRP EB2 DFO '30 - New Settings - PC | 0 | DEKY | KY Core | Renewable:Solar PV | Solar Exist DEKY | 2025 | 1 | 9.3 | 0.651 | 21.5995 | 17.5966 | 21.5994 |  |  |  | 4360 | 365 | [10 empty] | 0 | 0.017597 |  |  |  | 17.5966 |  |  |  | 46.0997 | 811.1987 | 0.017597 |  | 0 | 811.2163
DEKY 2024 IRP EB2 DFO '30 - New Settings - PC | 0 | DEKY | KY Core | Renewable:Solar PV | Solar Exist DEKY | 2026 | 1 | 9.3 | 0.558 | 21.5995 | 17.5966 | 21.5994 |  |  |  | 4360 | 365 | [10 empty] | 0 | 0.017597 |  |  |  | 17.5966 |  |  |  | 47.1037 | 828.8659 | 0.017597 |  | 0 | 828.8835
DEKY 2024 IRP EB2 DFO '30 - New Settings - PC | 0 | DEKY | KY Core | Renewable:Solar PV | Solar Exist DEKY | 2027 | 1 | 9.3 | 0.465 | 21.5995 | 17.5966 | 21.5994 |  |  |  | 4360 | 365 | [10 empty] | 0 | 0.017597 |  |  |  | 17.5966 |  |  |  | 47.6427 | 838.3506 | 0.017597 |  | 0 | 838.3682
DEKY 2024 IRP EB2 DFO '30 - New Settings - PC | 0 | DEKY | KY Core | Renewable:Solar PV | Solar Exist DEKY | 2028 | 1 | 9.3 | 0.372 | 21.5845 | 17.6326 | 21.5845 |  |  |  | 4371 | 366 | [10 empty] | 0 | 0.017633 |  |  |  | 17.6326 |  |  |  | 46.9015 | 826.9959 | 0.017633 |  | 0 | 827.0135
DEKY 2024 IRP EB2 DFO '30 - New Settings - PC | 0 | DEKY | KY Core | Renewable:Solar PV | Solar Exist DEKY | 2029 | 1 | 9.3 | 0.372 | 21.5995 | 17.5966 | 21.5994 |  |  |  | 4360 | 365 | [10 empty] | 0 | 0.017597 |  |  |  | 17.5966 |  |  |  | 45.6598 | 803.4587 | 0.017597 |  | 0 | 803.4763
DEKY 2024 IRP EB2 DFO '30 - New Settings - PC | 0 | DEKY | KY Core | Renewable:Solar PV | Solar Exist DEKY | 2030 | 1 | 9.3 | 0.279 | 21.5995 | 17.5966 | 21.5994 |  |  |  | 4360 | 365 | [10 empty] | 0 | 0.017597 |  |  |  | 17.5966 |  |  |  | 45.5441 | 801.4232 | 0.017597 |  | 0 | 801.4408
DEKY 2024 IRP EB2 DFO '30 - New Settings - PC | 0 | DEKY | KY Core | Renewable:Solar PV | Solar Exist DEKY | 2031 | 1 | 9.3 | 0.279 | 21.5995 | 17.5966 | 21.5994 |  |  |  | 4360 | 365 | [10 empty] | 0 | 0.017597 |  |  |  | 17.5966 |  |  |  | 46.5273 | 818.7239 | 0.017597 |  | 0 | 818.7415
DEKY 2024 IRP EB2 DFO '30 - New Settings - PC | 0 | DEKY | KY Core | Renewable:Solar PV | Solar Exist DEKY | 2032 | 1 | 9.3 | 0.186 | 21.5845 | 17.6326 | 21.5845 |  |  |  | 4371 | 366 | [10 empty] | 0 | 0.017633 |  |  |  | 17.6326 |  |  |  | 46.0351 | 811.719 | 0.017633 |  | 0 | 811.7366
DEKY 2024 IRP EB2 DFO '30 - New Settings - PC | 0 | DEKY | KY Core | Renewable:Solar PV | Solar Exist DEKY | 2033 | 1 | 9.3 | 0.186 | 21.5995 | 17.5966 | 21.5994 |  |  |  | 4360 | 365 | [10 empty] | 0 | 0.017597 |  |  |  | 17.5966 |  |  |  | 46.6999 | 821.7609 | 0.017597 |  | 0 | 821.7785
DEKY 2024 IRP EB2 DFO '30 - New Settings - PC | 0 | DEKY | KY Core | Renewable:Solar PV | Solar Exist DEKY | 2034 | 1 | 9.3 | 0.186 | 21.5995 | 17.5856 | 21.5859 |  |  |  | 4354 | 366 | [10 empty] | 0 | 0.017586 |  |  |  | 17.5856 |  |  |  | 46.654 | 820.4396 | 0.017586 |  | 0 | 820.4572
DEKY 2024 IRP EB2 DFO '30 - New Settings - PC | 0 | DEKY | KY Core | Renewable:Solar PV | Solar Exist DEKY | 2035 | 1 | 9.3 | 0.186 | 21.5995 | 17.5966 | 21.5994 |  |  |  | 4360 | 365 | [10 empty] | 0 | 0.017597 |  |  |  | 17.5966 |  |  |  | 47.2464 | 831.3775 | 0.017597 |  | 0 | 831.3951
DEKY 2024 IRP EB2 DFO '30 - New Settings - PC | 0 | DEKY | KY Core | Renewable:Solar PV | Solar Exist DEKY | 2036 | 1 | 9.3 | 0.186 | 21.5845 | 17.6326 | 21.5845 |  |  |  | 4371 | 366 | [10 empty] | 0 | 0.017633 |  |  |  | 17.6326 |  |  |  | 47.8911 | 844.4462 | 0.017633 |  | 0 | 844.4638
DEKY 2024 IRP EB2 DFO '30 - New Settings - PC | 0 | DEKY | KY Core | Renewable:Solar PV | Solar Exist DEKY | 2037 | 1 | 9.3 | 0.186 | 21.5995 | 17.5659 | 21.5618 |  |  |  | 4356 | 366 | [10 empty] | 0 | 0.017566 |  |  |  | 17.5659 |  |  |  | 47.3127 | 831.0926 | 0.017566 |  | 0 | 831.1101
DEKY 2024 IRP EB2 DFO '30 - New Settings - PC | 0 | DEKY | KY Core | Renewable:Solar PV | Solar Exist DEKY | 2038 | 1 | 9.3 | 0.186 | 21.5995 | 17.5641 | 21.5595 |  |  |  | 4355 | 366 | [10 empty] | 0 | 0.017564 |  |  |  | 17.5641 |  |  |  | 47.8921 | 841.1814 | 0.017564 |  | 0 | 841.199
DEKY 2024 IRP EB2 DFO '30 - New Settings - PC | 0 | DEKY | KY Core | Renewable:Solar PV | Solar Exist DEKY | 2039 | 1 | 9.3 | 0.186 | 21.5995 | 17.5359 | 21.5249 |  |  |  | 4352 | 368 | [10 empty] | 0 | 0.017536 |  |  |  | 17.5359 |  |  |  | 48.2585 | 846.2569 | 0.017536 |  | 0 | 846.2745
DEKY 2024 IRP EB2 DFO '30 - New Settings - PC | 0 | DEKY | KY Core | Renewable:Solar PV | Solar Exist DEKY | 2040 | 1 | 9.3 | 0.186 | 21.5845 | 17.5605 | 21.4962 |  |  |  | 4360 | 368 | [10 empty] | 0 | 0.017561 |  |  |  | 17.5605 |  |  |  | 47.9859 | 842.6592 | 0.017561 |  | 0 | 842.6767
DEKY 2024 IRP EB2 DFO '30 - New Settings - PC | 0 | DEKY | KY Core | Storage:Battery | New Battery DEK | 2039 | 2 | 100 | 58 | 97.6712 | 144.3288 | 16.4759 | 165.7924 |  | 148 | 6617 | 2948 | [9 empty] | 8499.6724 | 8499.6724 | 0.091374 |  | 70.1342 | 7.3499 | 13.8902 |  |  |  | 10.5303 | 1519.8286 | 53.9604 |  | 0 | -6925.8833 |  | 7307.1197
DEKY 2024 IRP EB2 DFO '30 - New Settings - PC | 0 | DEKY | KY Core | Storage:Battery | New Battery DEK | 2040 | 2 | 100 | 58 | 97.6776 | 144.2453 | 16.4214 | 165.3412 |  | 142 | 6603 | 2869 | [9 empty] | 8712.1626 | 8712.1626 | 0.088796 |  | 66.7096 | 9.207 | 12.8791 |  |  |  | 11.8391 | 1707.731 | 58.6712 |  | 0 | -6945.7603 |  | 7264.5342

## Resource Annual Emissions
Scenario | RunID | BA | Area | Type | Resource | Year | Emission | Released (tons) | Release Rate (lb/mmBtu) | Average Rate (lb/MWh) | Cost ($000) | Average Cost ($/MWh)
DEKY 2024 IRP EB2 DFO '30 - New Settings - PC | 0 | DEKY | KY Core | Coal:Conventional | East Bend 2 | 2024 | CO2 | 1949860.0225 | 204.6871 | 2286.6894
DEKY 2024 IRP EB2 DFO '30 - New Settings - PC | 0 | DEKY | KY Core | Coal:Conventional | East Bend 2 | 2024 | Hg | 0.0067159 | 7.05e-07 | 7.876e-06
DEKY 2024 IRP EB2 DFO '30 - New Settings - PC | 0 | DEKY | KY Core | Coal:Conventional | East Bend 2 | 2024 | NOx | 711.678 | 0.074709 | 0.83462 | 717.4716 | 0.42071
DEKY 2024 IRP EB2 DFO '30 - New Settings - PC | 0 | DEKY | KY Core | Coal:Conventional | East Bend 2 | 2024 | SO2 | 1238.387 | 0.13 | 1.4523 | 2.9721 | 0.0017428
DEKY 2024 IRP EB2 DFO '30 - New Settings - PC | 0 | DEKY | KY Core | Coal:Conventional | East Bend 2 | 2025 | CO2 | 2512384.0938 | 204.824 | 2262.1863
DEKY 2024 IRP EB2 DFO '30 - New Settings - PC | 0 | DEKY | KY Core | Coal:Conventional | East Bend 2 | 2025 | Hg | 0.0080343 | 6.55e-07 | 7.2342e-06
DEKY 2024 IRP EB2 DFO '30 - New Settings - PC | 0 | DEKY | KY Core | Coal:Conventional | East Bend 2 | 2025 | NOx | 945.1387 | 0.077053 | 0.85102 | 739.1353 | 0.33276
DEKY 2024 IRP EB2 DFO '30 - New Settings - PC | 0 | DEKY | KY Core | Coal:Conventional | East Bend 2 | 2025 | SO2 | 1594.5884 | 0.13 | 1.4358 | 3.827 | 0.001723
DEKY 2024 IRP EB2 DFO '30 - New Settings - PC | 0 | DEKY | KY Core | Coal:Conventional | East Bend 2 | 2026 | CO2 | 3304354.6992 | 204.8927 | 2220.3701
DEKY 2024 IRP EB2 DFO '30 - New Settings - PC | 0 | DEKY | KY Core | Coal:Conventional | East Bend 2 | 2026 | Hg | 0.010531 | 6.53e-07 | 7.0764e-06
DEKY 2024 IRP EB2 DFO '30 - New Settings - PC | 0 | DEKY | KY Core | Coal:Conventional | East Bend 2 | 2026 | NOx | 1249.5578 | 0.077481 | 0.83964 | 1178.3375 | 0.39589
DEKY 2024 IRP EB2 DFO '30 - New Settings - PC | 0 | DEKY | KY Core | Coal:Conventional | East Bend 2 | 2026 | SO2 | 2096.5422 | 0.13 | 1.4088 | 5.0317 | 0.0016905
DEKY 2024 IRP EB2 DFO '30 - New Settings - PC | 0 | DEKY | KY Core | Coal:Conventional | East Bend 2 | 2027 | CO2 | 3804321.1094 | 204.9069 | 2179.0652
DEKY 2024 IRP EB2 DFO '30 - New Settings - PC | 0 | DEKY | KY Core | Coal:Conventional | East Bend 2 | 2027 | Hg | 0.012235 | 6.59e-07 | 7.0081e-06
DEKY 2024 IRP EB2 DFO '30 - New Settings - PC | 0 | DEKY | KY Core | Coal:Conventional | East Bend 2 | 2027 | NOx | 1477.886 | 0.079601 | 0.84651 | 1255.4422 | 0.35955
DEKY 2024 IRP EB2 DFO '30 - New Settings - PC | 0 | DEKY | KY Core | Coal:Conventional | East Bend 2 | 2027 | SO2 | 2413.5931 | 0.13 | 1.3825 | 5.7926 | 0.001659
DEKY 2024 IRP EB2 DFO '30 - New Settings - PC | 0 | DEKY | KY Core | Coal:Conventional | East Bend 2 | 2028 | CO2 | 3719847.9609 | 204.898 | 2183.9065
DEKY 2024 IRP EB2 DFO '30 - New Settings - PC | 0 | DEKY | KY Core | Coal:Conventional | East Bend 2 | 2028 | Hg | 0.011782 | 6.49e-07 | 6.9174e-06
DEKY 2024 IRP EB2 DFO '30 - New Settings - PC | 0 | DEKY | KY Core | Coal:Conventional | East Bend 2 | 2028 | NOx | 1396.3697 | 0.076915 | 0.8198 | 1725.525 | 0.50652
DEKY 2024 IRP EB2 DFO '30 - New Settings - PC | 0 | DEKY | KY Core | Coal:Conventional | East Bend 2 | 2028 | SO2 | 2360.103 | 0.13 | 1.3856 | 5.6643 | 0.0016627
DEKY 2024 IRP EB2 DFO '30 - New Settings - PC | 0 | DEKY | KY Core | Coal:Conventional | East Bend 2 | 2029 | CO2 | 3541835.3906 | 204.92 | 2190.7809
DEKY 2024 IRP EB2 DFO '30 - New Settings - PC | 0 | DEKY | KY Core | Coal:Conventional | East Bend 2 | 2029 | Hg | 0.011338 | 6.56e-07 | 7.0132e-06
DEKY 2024 IRP EB2 DFO '30 - New Settings - PC | 0 | DEKY | KY Core | Coal:Conventional | East Bend 2 | 2029 | NOx | 1350.6441 | 0.078144 | 0.83543 | 1386.3883 | 0.42877
DEKY 2024 IRP EB2 DFO '30 - New Settings - PC | 0 | DEKY | KY Core | Coal:Conventional | East Bend 2 | 2029 | SO2 | 2246.9197 | 0.13 | 1.3898 | 5.3926 | 0.0016678
DEKY 2024 IRP EB2 DFO '30 - New Settings - PC | 0 | DEKY | KY Core | Coal:Conventional | East Bend 2 | 2030 | CO2 | 3575348.7266 | 204.9234 | 2213.8382
DEKY 2024 IRP EB2 DFO '30 - New Settings - PC | 0 | DEKY | KY Core | Coal:Conventional | East Bend 2 | 2030 | NOx | 1343.6303 | 0.077011 | 0.83197 | 1446.4461 | 0.44782
DEKY 2024 IRP EB2 DFO '30 - New Settings - PC | 0 | DEKY | KY Core | Coal:Conventional | East Bend 2 | 2031 | CO2 | 3565746.8203 | 204.9643 | 2210.973
DEKY 2024 IRP EB2 DFO '30 - New Settings - PC | 0 | DEKY | KY Core | Coal:Conventional | East Bend 2 | 2031 | NOx | 1346.7994 | 0.077416 | 0.83509 | 1388.9892 | 0.43063
DEKY 2024 IRP EB2 DFO '30 - New Settings - PC | 0 | DEKY | KY Core | Coal:Conventional | East Bend 2 | 2032 | CO2 | 3659059.1094 | 205.0545 | 2204.3189
DEKY 2024 IRP EB2 DFO '30 - New Settings - PC | 0 | DEKY | KY Core | Coal:Conventional | East Bend 2 | 2032 | NOx | 1399.2012 | 0.078412 | 0.84292 | 1286.8333 | 0.38761
DEKY 2024 IRP EB2 DFO '30 - New Settings - PC | 0 | DEKY | KY Core | Coal:Conventional | East Bend 2 | 2033 | CO2 | 3602729.2969 | 205.0507 | 2206.1353
DEKY 2024 IRP EB2 DFO '30 - New Settings - PC | 0 | DEKY | KY Core | Coal:Conventional | East Bend 2 | 2033 | NOx | 1359.055 | 0.077351 | 0.83222 | 1487.2859 | 0.45537
DEKY 2024 IRP EB2 DFO '30 - New Settings - PC | 0 | DEKY | KY Core | Coal:Conventional | East Bend 2 | 2034 | CO2 | 3608250.2383 | 204.9268 | 2209.6514
DEKY 2024 IRP EB2 DFO '30 - New Settings - PC | 0 | DEKY | KY Core | Coal:Conventional | East Bend 2 | 2034 | NOx | 1367.0002 | 0.077637 | 0.83714 | 1425.0854 | 0.43635
DEKY 2024 IRP EB2 DFO '30 - New Settings - PC | 0 | DEKY | KY Core | Coal:Conventional | East Bend 2 | 2035 | CO2 | 3507068.0469 | 204.9587 | 2209.8727
DEKY 2024 IRP EB2 DFO '30 - New Settings - PC | 0 | DEKY | KY Core | Coal:Conventional | East Bend 2 | 2035 | NOx | 1320.8999 | 0.077196 | 0.83233 | 1501.7689 | 0.47315
DEKY 2024 IRP EB2 DFO '30 - New Settings - PC | 0 | DEKY | KY Core | Coal:Conventional | East Bend 2 | 2036 | CO2 | 3600710.25 | 204.9675 | 2210.4486
DEKY 2024 IRP EB2 DFO '30 - New Settings - PC | 0 | DEKY | KY Core | Coal:Conventional | East Bend 2 | 2036 | NOx | 1370.0871 | 0.077991 | 0.84109 | 1402.4056 | 0.43046
DEKY 2024 IRP EB2 DFO '30 - New Settings - PC | 0 | DEKY | KY Core | Coal:Conventional | East Bend 2 | 2037 | CO2 | 3451115.8594 | 204.9964 | 2215.1647
DEKY 2024 IRP EB2 DFO '30 - New Settings - PC | 0 | DEKY | KY Core | Coal:Conventional | East Bend 2 | 2037 | NOx | 1289.5209 | 0.076598 | 0.8277 | 1621.267 | 0.52032
DEKY 2024 IRP EB2 DFO '30 - New Settings - PC | 0 | DEKY | KY Core | Coal:Conventional | East Bend 2 | 2038 | CO2 | 3518363.4453 | 204.9598 | 2213.4336
DEKY 2024 IRP EB2 DFO '30 - New Settings - PC | 0 | DEKY | KY Core | Coal:Conventional | East Bend 2 | 2038 | NOx | 1328.078 | 0.077366 | 0.83551 | 1533.6413 | 0.48241
DEKY 2024 IRP EB2 DFO '30 - New Settings - PC | 0 | DEKY | KY Core | Gas/Oil:Combined Cycle | New 1x1 CC w/ CCS DEK DF PTC | 2039 | CO2 | 285283.2812 | 120 | 1202.5634 | -36005.4148 | -75.8874
DEKY 2024 IRP EB2 DFO '30 - New Settings - PC | 0 | DEKY | KY Core | Gas/Oil:Combined Cycle | New 1x1 CC w/ CCS DEK DF PTC | 2039 | NOx | 19.0189 | 0.008 | 0.080171 | 25.6111 | 0.05398
DEKY 2024 IRP EB2 DFO '30 - New Settings - PC | 0 | DEKY | KY Core | Gas/Oil:Combined Cycle | New 1x1 CC w/ CCS DEK DF PTC | 2040 | CO2 | 288927.8955 | 120 | 1203.5342 | -37194.9716 | -77.4682
DEKY 2024 IRP EB2 DFO '30 - New Settings - PC | 0 | DEKY | KY Core | Gas/Oil:Combined Cycle | New 1x1 CC w/ CCS DEK DF PTC | 2040 | NOx | 19.2619 | 0.008 | 0.080236 | 26.1519 | 0.054468
DEKY 2024 IRP EB2 DFO '30 - New Settings - PC | 0 | DEKY | KY Core | Gas/Oil:Combined Cycle | New 1x1 CC w/ CCS DEK PTC | 2039 | CO2 | 1710046.8828 | 120 | 887.6044 | -215822.5498 | -56.0116
DEKY 2024 IRP EB2 DFO '30 - New Settings - PC | 0 | DEKY | KY Core | Gas/Oil:Combined Cycle | New 1x1 CC w/ CCS DEK PTC | 2039 | NOx | 114.0031 | 0.008 | 0.059174 | 159.0512 | 0.041278
DEKY 2024 IRP EB2 DFO '30 - New Settings - PC | 0 | DEKY | KY Core | Gas/Oil:Combined Cycle | New 1x1 CC w/ CCS DEK PTC | 2040 | CO2 | 1730525.4219 | 120 | 887.6299 | -222778.0908 | -57.1342
DEKY 2024 IRP EB2 DFO '30 - New Settings - PC | 0 | DEKY | KY Core | Gas/Oil:Combined Cycle | New 1x1 CC w/ CCS DEK PTC | 2040 | NOx | 115.3684 | 0.008 | 0.059175 | 162.4105 | 0.041652
DEKY 2024 IRP EB2 DFO '30 - New Settings - PC | 0 | DEKY | KY Core | Gas/Oil:Combustion Turbine | Woodsdale 1 | 2024 | CO2 | 167239.2396 | 117 | 1776.9888
DEKY 2024 IRP EB2 DFO '30 - New Settings - PC | 0 | DEKY | KY Core | Gas/Oil:Combustion Turbine | Woodsdale 1 | 2024 | NOx | 170.098 | 0.119 | 1.8074 | 154.2504 | 0.81949
DEKY 2024 IRP EB2 DFO '30 - New Settings - PC | 0 | DEKY | KY Core | Gas/Oil:Combustion Turbine | Woodsdale 1 | 2025 | CO2 | 42198.8659 | 117 | 1727.8684
DEKY 2024 IRP EB2 DFO '30 - New Settings - PC | 0 | DEKY | KY Core | Gas/Oil:Combustion Turbine | Woodsdale 1 | 2025 | NOx | 42.9202 | 0.119 | 1.7574 | 32.3679 | 0.66266
DEKY 2024 IRP EB2 DFO '30 - New Settings - PC | 0 | DEKY | KY Core | Gas/Oil:Combustion Turbine | Woodsdale 1 | 2026 | CO2 | 21299.3533 | 117 | 1729.1945
DEKY 2024 IRP EB2 DFO '30 - New Settings - PC | 0 | DEKY | KY Core | Gas/Oil:Combustion Turbine | Woodsdale 1 | 2026 | NOx | 21.6634 | 0.119 | 1.7588 | 17.0479 | 0.69202
DEKY 2024 IRP EB2 DFO '30 - New Settings - PC | 0 | DEKY | KY Core | Gas/Oil:Combustion Turbine | Woodsdale 1 | 2027 | CO2 | 19136.8928 | 117 | 1732.3943
DEKY 2024 IRP EB2 DFO '30 - New Settings - PC | 0 | DEKY | KY Core | Gas/Oil:Combustion Turbine | Woodsdale 1 | 2027 | NOx | 19.464 | 0.119 | 1.762 | 12.7966 | 0.57922
DEKY 2024 IRP EB2 DFO '30 - New Settings - PC | 0 | DEKY | KY Core | Gas/Oil:Combustion Turbine | Woodsdale 1 | 2028 | CO2 | 9489.4163 | 117 | 1743.0643
DEKY 2024 IRP EB2 DFO '30 - New Settings - PC | 0 | DEKY | KY Core | Gas/Oil:Combustion Turbine | Woodsdale 1 | 2028 | NOx | 9.6516 | 0.119 | 1.7729 | 12.1096 | 1.1122
DEKY 2024 IRP EB2 DFO '30 - New Settings - PC | 0 | DEKY | KY Core | Gas/Oil:Combustion Turbine | Woodsdale 1 | 2029 | CO2 | 8499.2679 | 117 | 1740.9041
DEKY 2024 IRP EB2 DFO '30 - New Settings - PC | 0 | DEKY | KY Core | Gas/Oil:Combustion Turbine | Woodsdale 1 | 2029 | NOx | 8.6446 | 0.119 | 1.7707 | 9.7877 | 1.0024
DEKY 2024 IRP EB2 DFO '30 - New Settings - PC | 0 | DEKY | KY Core | Gas/Oil:Combustion Turbine | Woodsdale 1 | 2030 | CO2 | 24757.2292 | 117 | 1732.1832
DEKY 2024 IRP EB2 DFO '30 - New Settings - PC | 0 | DEKY | KY Core | Gas/Oil:Combustion Turbine | Woodsdale 1 | 2030 | NOx | 25.1804 | 0.119 | 1.7618 | 18.413 | 0.64415
DEKY 2024 IRP EB2 DFO '30 - New Settings - PC | 0 | DEKY | KY Core | Gas/Oil:Combustion Turbine | Woodsdale 1 | 2031 | CO2 | 13506.8613 | 117 | 1745.9748
DEKY 2024 IRP EB2 DFO '30 - New Settings - PC | 0 | DEKY | KY Core | Gas/Oil:Combustion Turbine | Woodsdale 1 | 2031 | NOx | 13.7378 | 0.119 | 1.7758 | 22.0613 | 1.4259
DEKY 2024 IRP EB2 DFO '30 - New Settings - PC | 0 | DEKY | KY Core | Gas/Oil:Combustion Turbine | Woodsdale 1 | 2032 | CO2 | 15591.0897 | 117 | 1741.2818
DEKY 2024 IRP EB2 DFO '30 - New Settings - PC | 0 | DEKY | KY Core | Gas/Oil:Combustion Turbine | Woodsdale 1 | 2032 | NOx | 15.8576 | 0.119 | 1.771 | 12.3965 | 0.69225
DEKY 2024 IRP EB2 DFO '30 - New Settings - PC | 0 | DEKY | KY Core | Gas/Oil:Combustion Turbine | Woodsdale 1 | 2033 | CO2 | 724.5128 | 117 | 1712.7961
DEKY 2024 IRP EB2 DFO '30 - New Settings - PC | 0 | DEKY | KY Core | Gas/Oil:Combustion Turbine | Woodsdale 1 | 2033 | NOx | 0.7369 | 0.119 | 1.7421 | 0.0015033 | 0.0017769
DEKY 2024 IRP EB2 DFO '30 - New Settings - PC | 0 | DEKY | KY Core | Gas/Oil:Combustion Turbine | Woodsdale 2 | 2024 | CO2 | 180045.1566 | 117 | 1766.6164
DEKY 2024 IRP EB2 DFO '30 - New Settings - PC | 0 | DEKY | KY Core | Gas/Oil:Combustion Turbine | Woodsdale 2 | 2024 | NOx | 183.1228 | 0.119 | 1.7968 | 120.1488 | 0.58945
DEKY 2024 IRP EB2 DFO '30 - New Settings - PC | 0 | DEKY | KY Core | Gas/Oil:Combustion Turbine | Woodsdale 2 | 2025 | CO2 | 38633.8613 | 117 | 1729.9237
DEKY 2024 IRP EB2 DFO '30 - New Settings - PC | 0 | DEKY | KY Core | Gas/Oil:Combustion Turbine | Woodsdale 2 | 2025 | NOx | 39.2943 | 0.119 | 1.7595 | 36.3701 | 0.81428
DEKY 2024 IRP EB2 DFO '30 - New Settings - PC | 0 | DEKY | KY Core | Gas/Oil:Combustion Turbine | Woodsdale 2 | 2026 | CO2 | 22269.5338 | 117 | 1728.2631
DEKY 2024 IRP EB2 DFO '30 - New Settings - PC | 0 | DEKY | KY Core | Gas/Oil:Combustion Turbine | Woodsdale 2 | 2026 | NOx | 22.6502 | 0.119 | 1.7578 | 19.7634 | 0.76689
DEKY 2024 IRP EB2 DFO '30 - New Settings - PC | 0 | DEKY | KY Core | Gas/Oil:Combustion Turbine | Woodsdale 2 | 2027 | CO2 | 20005.682 | 117 | 1731.7189
DEKY 2024 IRP EB2 DFO '30 - New Settings - PC | 0 | DEKY | KY Core | Gas/Oil:Combustion Turbine | Woodsdale 2 | 2027 | NOx | 20.3477 | 0.119 | 1.7613 | 15.2284 | 0.65909
DEKY 2024 IRP EB2 DFO '30 - New Settings - PC | 0 | DEKY | KY Core | Gas/Oil:Combustion Turbine | Woodsdale 2 | 2028 | CO2 | 9577.2483 | 117 | 1739.2625
DEKY 2024 IRP EB2 DFO '30 - New Settings - PC | 0 | DEKY | KY Core | Gas/Oil:Combustion Turbine | Woodsdale 2 | 2028 | NOx | 9.741 | 0.119 | 1.769 | 12.3555 | 1.1219
DEKY 2024 IRP EB2 DFO '30 - New Settings - PC | 0 | DEKY | KY Core | Gas/Oil:Combustion Turbine | Woodsdale 2 | 2029 | CO2 | 10583.9727 | 117 | 1734.6509
DEKY 2024 IRP EB2 DFO '30 - New Settings - PC | 0 | DEKY | KY Core | Gas/Oil:Combustion Turbine | Woodsdale 2 | 2029 | NOx | 10.7649 | 0.119 | 1.7643 | 12.2512 | 1.0039
DEKY 2024 IRP EB2 DFO '30 - New Settings - PC | 0 | DEKY | KY Core | Gas/Oil:Combustion Turbine | Woodsdale 2 | 2030 | CO2 | 28031.3689 | 117 | 1731.0259
DEKY 2024 IRP EB2 DFO '30 - New Settings - PC | 0 | DEKY | KY Core | Gas/Oil:Combustion Turbine | Woodsdale 2 | 2030 | NOx | 28.5105 | 0.119 | 1.7606 | 23.528 | 0.72646
DEKY 2024 IRP EB2 DFO '30 - New Settings - PC | 0 | DEKY | KY Core | Gas/Oil:Combustion Turbine | Woodsdale 2 | 2031 | CO2 | 21737.7684 | 117 | 1731.6791
DEKY 2024 IRP EB2 DFO '30 - New Settings - PC | 0 | DEKY | KY Core | Gas/Oil:Combustion Turbine | Woodsdale 2 | 2031 | NOx | 22.1094 | 0.119 | 1.7613 | 25.091 | 0.9994
DEKY 2024 IRP EB2 DFO '30 - New Settings - PC | 0 | DEKY | KY Core | Gas/Oil:Combustion Turbine | Woodsdale 2 | 2032 | CO2 | 15751.6005 | 117 | 1739.0094
DEKY 2024 IRP EB2 DFO '30 - New Settings - PC | 0 | DEKY | KY Core | Gas/Oil:Combustion Turbine | Woodsdale 2 | 2032 | NOx | 16.0209 | 0.119 | 1.7687 | 12.8457 | 0.7091
DEKY 2024 IRP EB2 DFO '30 - New Settings - PC | 0 | DEKY | KY Core | Gas/Oil:Combustion Turbine | Woodsdale 2 | 2033 | CO2 | 2815.229 | 117 | 1711.3854
DEKY 2024 IRP EB2 DFO '30 - New Settings - PC | 0 | DEKY | KY Core | Gas/Oil:Combustion Turbine | Woodsdale 2 | 2033 | NOx | 2.8634 | 0.119 | 1.7406 | 0.0058412 | 0.0017755
DEKY 2024 IRP EB2 DFO '30 - New Settings - PC | 0 | DEKY | KY Core | Gas/Oil:Combustion Turbine | Woodsdale 2 | 2034 | CO2 | 846.3098 | 117 | 1763.1455
DEKY 2024 IRP EB2 DFO '30 - New Settings - PC | 0 | DEKY | KY Core | Gas/Oil:Combustion Turbine | Woodsdale 2 | 2034 | NOx | 0.86078 | 0.119 | 1.7933 | 2.4646 | 2.5672
DEKY 2024 IRP EB2 DFO '30 - New Settings - PC | 0 | DEKY | KY Core | Gas/Oil:Combustion Turbine | Woodsdale 3 | 2024 | CO2 | 155580.8147 | 117 | 1738.5999
DEKY 2024 IRP EB2 DFO '30 - New Settings - PC | 0 | DEKY | KY Core | Gas/Oil:Combustion Turbine | Woodsdale 3 | 2024 | NOx | 158.2403 | 0.119 | 1.7683 | 130.1276 | 0.72708
DEKY 2024 IRP EB2 DFO '30 - New Settings - PC | 0 | DEKY | KY Core | Gas/Oil:Combustion Turbine | Woodsdale 3 | 2025 | CO2 | 25447.0059 | 117 | 1736.7402
DEKY 2024 IRP EB2 DFO '30 - New Settings - PC | 0 | DEKY | KY Core | Gas/Oil:Combustion Turbine | Woodsdale 3 | 2025 | NOx | 25.882 | 0.119 | 1.7664 | 22.1439 | 0.75565
DEKY 2024 IRP EB2 DFO '30 - New Settings - PC | 0 | DEKY | KY Core | Gas/Oil:Combustion Turbine | Woodsdale 3 | 2026 | CO2 | 18892.9791 | 117 | 1731.4741
DEKY 2024 IRP EB2 DFO '30 - New Settings - PC | 0 | DEKY | KY Core | Gas/Oil:Combustion Turbine | Woodsdale 3 | 2026 | NOx | 19.2159 | 0.119 | 1.7611 | 19.7565 | 0.90531
DEKY 2024 IRP EB2 DFO '30 - New Settings - PC | 0 | DEKY | KY Core | Gas/Oil:Combustion Turbine | Woodsdale 3 | 2027 | CO2 | 13020.974 | 117 | 1716.3348
DEKY 2024 IRP EB2 DFO '30 - New Settings - PC | 0 | DEKY | KY Core | Gas/Oil:Combustion Turbine | Woodsdale 3 | 2027 | NOx | 13.2436 | 0.119 | 1.7457 | 2.1966 | 0.14477
DEKY 2024 IRP EB2 DFO '30 - New Settings - PC | 0 | DEKY | KY Core | Gas/Oil:Combustion Turbine | Woodsdale 3 | 2028 | CO2 | 9577.2483 | 117 | 1739.2625
DEKY 2024 IRP EB2 DFO '30 - New Settings - PC | 0 | DEKY | KY Core | Gas/Oil:Combustion Turbine | Woodsdale 3 | 2028 | NOx | 9.741 | 0.119 | 1.769 | 12.3555 | 1.1219
DEKY 2024 IRP EB2 DFO '30 - New Settings - PC | 0 | DEKY | KY Core | Gas/Oil:Combustion Turbine | Woodsdale 3 | 2029 | CO2 | 6153.4287 | 117 | 1748.1334
DEKY 2024 IRP EB2 DFO '30 - New Settings - PC | 0 | DEKY | KY Core | Gas/Oil:Combustion Turbine | Woodsdale 3 | 2029 | NOx | 6.2586 | 0.119 | 1.778 | 10.0273 | 1.4243
DEKY 2024 IRP EB2 DFO '30 - New Settings - PC | 0 | DEKY | KY Core | Gas/Oil:Combustion Turbine | Woodsdale 3 | 2030 | CO2 | 29126.9685 | 117 | 1732.7683
DEKY 2024 IRP EB2 DFO '30 - New Settings - PC | 0 | DEKY | KY Core | Gas/Oil:Combustion Turbine | Woodsdale 3 | 2030 | NOx | 29.6249 | 0.119 | 1.7624 | 26.5946 | 0.79106
DEKY 2024 IRP EB2 DFO '30 - New Settings - PC | 0 | DEKY | KY Core | Gas/Oil:Combustion Turbine | Woodsdale 3 | 2031 | CO2 | 19974.7255 | 117 | 1728.9644
DEKY 2024 IRP EB2 DFO '30 - New Settings - PC | 0 | DEKY | KY Core | Gas/Oil:Combustion Turbine | Woodsdale 3 | 2031 | NOx | 20.3162 | 0.119 | 1.7585 | 20.1561 | 0.87233
DEKY 2024 IRP EB2 DFO '30 - New Settings - PC | 0 | DEKY | KY Core | Gas/Oil:Combustion Turbine | Woodsdale 3 | 2032 | CO2 | 15751.6005 | 117 | 1739.0094
DEKY 2024 IRP EB2 DFO '30 - New Settings - PC | 0 | DEKY | KY Core | Gas/Oil:Combustion Turbine | Woodsdale 3 | 2032 | NOx | 16.0209 | 0.119 | 1.7687 | 12.8457 | 0.7091
DEKY 2024 IRP EB2 DFO '30 - New Settings - PC | 0 | DEKY | KY Core | Gas/Oil:Combustion Turbine | Woodsdale 3 | 2033 | CO2 | 2815.229 | 117 | 1711.3854
DEKY 2024 IRP EB2 DFO '30 - New Settings - PC | 0 | DEKY | KY Core | Gas/Oil:Combustion Turbine | Woodsdale 3 | 2033 | NOx | 2.8634 | 0.119 | 1.7406 | 0.0058412 | 0.0017755
DEKY 2024 IRP EB2 DFO '30 - New Settings - PC | 0 | DEKY | KY Core | Gas/Oil:Combustion Turbine | Woodsdale 3 | 2034 | CO2 | 846.3098 | 117 | 1763.1455
DEKY 2024 IRP EB2 DFO '30 - New Settings - PC | 0 | DEKY | KY Core | Gas/Oil:Combustion Turbine | Woodsdale 3 | 2034 | NOx | 0.86078 | 0.119 | 1.7933 | 2.4646 | 2.5672
DEKY 2024 IRP EB2 DFO '30 - New Settings - PC | 0 | DEKY | KY Core | Gas/Oil:Combustion Turbine | Woodsdale 4 | 2024 | CO2 | 185233.266 | 116.9999 | 1745.8314
DEKY 2024 IRP EB2 DFO '30 - New Settings - PC | 0 | DEKY | KY Core | Gas/Oil:Combustion Turbine | Woodsdale 4 | 2024 | NOx | 188.3997 | 0.119 | 1.7757 | 92.4479 | 0.43566
DEKY 2024 IRP EB2 DFO '30 - New Settings - PC | 0 | DEKY | KY Core | Gas/Oil:Combustion Turbine | Woodsdale 4 | 2025 | CO2 | 34353.749 | 117 | 1739.6681
DEKY 2024 IRP EB2 DFO '30 - New Settings - PC | 0 | DEKY | KY Core | Gas/Oil:Combustion Turbine | Woodsdale 4 | 2025 | NOx | 34.941 | 0.119 | 1.7694 | 34.4787 | 0.873
DEKY 2024 IRP EB2 DFO '30 - New Settings - PC | 0 | DEKY | KY Core | Gas/Oil:Combustion Turbine | Woodsdale 4 | 2026 | CO2 | 21299.3533 | 117 | 1729.1945
DEKY 2024 IRP EB2 DFO '30 - New Settings - PC | 0 | DEKY | KY Core | Gas/Oil:Combustion Turbine | Woodsdale 4 | 2026 | NOx | 21.6634 | 0.119 | 1.7588 | 17.0479 | 0.69202
DEKY 2024 IRP EB2 DFO '30 - New Settings - PC | 0 | DEKY | KY Core | Gas/Oil:Combustion Turbine | Woodsdale 4 | 2027 | CO2 | 19136.8928 | 117 | 1732.3943
DEKY 2024 IRP EB2 DFO '30 - New Settings - PC | 0 | DEKY | KY Core | Gas/Oil:Combustion Turbine | Woodsdale 4 | 2027 | NOx | 19.464 | 0.119 | 1.762 | 12.7966 | 0.57922
DEKY 2024 IRP EB2 DFO '30 - New Settings - PC | 0 | DEKY | KY Core | Gas/Oil:Combustion Turbine | Woodsdale 4 | 2028 | CO2 | 9451.9568 | 117 | 1741.1728
DEKY 2024 IRP EB2 DFO '30 - New Settings - PC | 0 | DEKY | KY Core | Gas/Oil:Combustion Turbine | Woodsdale 4 | 2028 | NOx | 9.6135 | 0.119 | 1.7709 | 12.0048 | 1.1057
DEKY 2024 IRP EB2 DFO '30 - New Settings - PC | 0 | DEKY | KY Core | Gas/Oil:Combustion Turbine | Woodsdale 4 | 2029 | CO2 | 8499.2679 | 117 | 1740.9041
DEKY 2024 IRP EB2 DFO '30 - New Settings - PC | 0 | DEKY | KY Core | Gas/Oil:Combustion Turbine | Woodsdale 4 | 2029 | NOx | 8.6446 | 0.119 | 1.7707 | 9.7877 | 1.0024
DEKY 2024 IRP EB2 DFO '30 - New Settings - PC | 0 | DEKY | KY Core | Gas/Oil:Combustion Turbine | Woodsdale 4 | 2030 | CO2 | 25560.8786 | 117 | 1731.4735
DEKY 2024 IRP EB2 DFO '30 - New Settings - PC | 0 | DEKY | KY Core | Gas/Oil:Combustion Turbine | Woodsdale 4 | 2030 | NOx | 25.9978 | 0.119 | 1.7611 | 18.4147 | 0.6237
DEKY 2024 IRP EB2 DFO '30 - New Settings - PC | 0 | DEKY | KY Core | Gas/Oil:Combustion Turbine | Woodsdale 4 | 2031 | CO2 | 20660.5668 | 117 | 1733.4144
DEKY 2024 IRP EB2 DFO '30 - New Settings - PC | 0 | DEKY | KY Core | Gas/Oil:Combustion Turbine | Woodsdale 4 | 2031 | NOx | 21.0137 | 0.119 | 1.763 | 22.0758 | 0.92608
DEKY 2024 IRP EB2 DFO '30 - New Settings - PC | 0 | DEKY | KY Core | Gas/Oil:Combustion Turbine | Woodsdale 4 | 2032 | CO2 | 15591.0897 | 117 | 1741.2818
DEKY 2024 IRP EB2 DFO '30 - New Settings - PC | 0 | DEKY | KY Core | Gas/Oil:Combustion Turbine | Woodsdale 4 | 2032 | NOx | 15.8576 | 0.119 | 1.771 | 12.3965 | 0.69225
DEKY 2024 IRP EB2 DFO '30 - New Settings - PC | 0 | DEKY | KY Core | Gas/Oil:Combustion Turbine | Woodsdale 4 | 2033 | CO2 | 2815.229 | 117 | 1711.3854
DEKY 2024 IRP EB2 DFO '30 - New Settings - PC | 0 | DEKY | KY Core | Gas/Oil:Combustion Turbine | Woodsdale 4 | 2033 | NOx | 2.8634 | 0.119 | 1.7406 | 0.0058412 | 0.0017755
DEKY 2024 IRP EB2 DFO '30 - New Settings - PC | 0 | DEKY | KY Core | Gas/Oil:Combustion Turbine | Woodsdale 5 | 2024 | CO2 | 190939.818 | 117 | 1746.961
DEKY 2024 IRP EB2 DFO '30 - New Settings - PC | 0 | DEKY | KY Core | Gas/Oil:Combustion Turbine | Woodsdale 5 | 2024 | NOx | 194.2037 | 0.119 | 1.7768 | 156.595 | 0.71637
DEKY 2024 IRP EB2 DFO '30 - New Settings - PC | 0 | DEKY | KY Core | Gas/Oil:Combustion Turbine | Woodsdale 5 | 2025 | CO2 | 38948.2029 | 117 | 1736.6708
DEKY 2024 IRP EB2 DFO '30 - New Settings - PC | 0 | DEKY | KY Core | Gas/Oil:Combustion Turbine | Woodsdale 5 | 2025 | NOx | 39.614 | 0.119 | 1.7664 | 34.2006 | 0.76249
DEKY 2024 IRP EB2 DFO '30 - New Settings - PC | 0 | DEKY | KY Core | Gas/Oil:Combustion Turbine | Woodsdale 5 | 2026 | CO2 | 20982.4667 | 117 | 1729.3004
DEKY 2024 IRP EB2 DFO '30 - New Settings - PC | 0 | DEKY | KY Core | Gas/Oil:Combustion Turbine | Woodsdale 5 | 2026 | NOx | 21.3411 | 0.119 | 1.7589 | 19.7608 | 0.81431
DEKY 2024 IRP EB2 DFO '30 - New Settings - PC | 0 | DEKY | KY Core | Gas/Oil:Combustion Turbine | Woodsdale 5 | 2027 | CO2 | 20005.682 | 117 | 1731.7189
DEKY 2024 IRP EB2 DFO '30 - New Settings - PC | 0 | DEKY | KY Core | Gas/Oil:Combustion Turbine | Woodsdale 5 | 2027 | NOx | 20.3477 | 0.119 | 1.7613 | 15.2284 | 0.65909
DEKY 2024 IRP EB2 DFO '30 - New Settings - PC | 0 | DEKY | KY Core | Gas/Oil:Combustion Turbine | Woodsdale 5 | 2028 | CO2 | 9577.2483 | 117 | 1739.2625
DEKY 2024 IRP EB2 DFO '30 - New Settings - PC | 0 | DEKY | KY Core | Gas/Oil:Combustion Turbine | Woodsdale 5 | 2028 | NOx | 9.741 | 0.119 | 1.769 | 12.3555 | 1.1219
DEKY 2024 IRP EB2 DFO '30 - New Settings - PC | 0 | DEKY | KY Core | Gas/Oil:Combustion Turbine | Woodsdale 5 | 2029 | CO2 | 10583.9727 | 117 | 1734.6509
DEKY 2024 IRP EB2 DFO '30 - New Settings - PC | 0 | DEKY | KY Core | Gas/Oil:Combustion Turbine | Woodsdale 5 | 2029 | NOx | 10.7649 | 0.119 | 1.7643 | 12.2512 | 1.0039
DEKY 2024 IRP EB2 DFO '30 - New Settings - PC | 0 | DEKY | KY Core | Gas/Oil:Combustion Turbine | Woodsdale 5 | 2030 | CO2 | 29088.949 | 117 | 1732.1552
DEKY 2024 IRP EB2 DFO '30 - New Settings - PC | 0 | DEKY | KY Core | Gas/Oil:Combustion Turbine | Woodsdale 5 | 2030 | NOx | 29.5862 | 0.119 | 1.7618 | 26.4882 | 0.78864
DEKY 2024 IRP EB2 DFO '30 - New Settings - PC | 0 | DEKY | KY Core | Gas/Oil:Combustion Turbine | Woodsdale 5 | 2031 | CO2 | 21737.7684 | 117 | 1731.6791
DEKY 2024 IRP EB2 DFO '30 - New Settings - PC | 0 | DEKY | KY Core | Gas/Oil:Combustion Turbine | Woodsdale 5 | 2031 | NOx | 22.1094 | 0.119 | 1.7613 | 25.091 | 0.9994
DEKY 2024 IRP EB2 DFO '30 - New Settings - PC | 0 | DEKY | KY Core | Gas/Oil:Combustion Turbine | Woodsdale 5 | 2032 | CO2 | 15751.6005 | 117 | 1739.0094
DEKY 2024 IRP EB2 DFO '30 - New Settings - PC | 0 | DEKY | KY Core | Gas/Oil:Combustion Turbine | Woodsdale 5 | 2032 | NOx | 16.0209 | 0.119 | 1.7687 | 12.8457 | 0.7091
DEKY 2024 IRP EB2 DFO '30 - New Settings - PC | 0 | DEKY | KY Core | Gas/Oil:Combustion Turbine | Woodsdale 5 | 2033 | CO2 | 2815.229 | 117 | 1711.3854
DEKY 2024 IRP EB2 DFO '30 - New Settings - PC | 0 | DEKY | KY Core | Gas/Oil:Combustion Turbine | Woodsdale 5 | 2033 | NOx | 2.8634 | 0.119 | 1.7406 | 0.0058412 | 0.0017755
DEKY 2024 IRP EB2 DFO '30 - New Settings - PC | 0 | DEKY | KY Core | Gas/Oil:Combustion Turbine | Woodsdale 5 | 2034 | CO2 | 846.3098 | 117 | 1763.1455
DEKY 2024 IRP EB2 DFO '30 - New Settings - PC | 0 | DEKY | KY Core | Gas/Oil:Combustion Turbine | Woodsdale 5 | 2034 | NOx | 0.86078 | 0.119 | 1.7933 | 2.4646 | 2.5672
DEKY 2024 IRP EB2 DFO '30 - New Settings - PC | 0 | DEKY | KY Core | Gas/Oil:Combustion Turbine | Woodsdale 6 | 2024 | CO2 | 187256.0033 | 117 | 1757.9801
DEKY 2024 IRP EB2 DFO '30 - New Settings - PC | 0 | DEKY | KY Core | Gas/Oil:Combustion Turbine | Woodsdale 6 | 2024 | NOx | 190.4569 | 0.119 | 1.788 | 85.8955 | 0.4032
DEKY 2024 IRP EB2 DFO '30 - New Settings - PC | 0 | DEKY | KY Core | Gas/Oil:Combustion Turbine | Woodsdale 6 | 2025 | CO2 | 38773.3148 | 117 | 1729.3071
DEKY 2024 IRP EB2 DFO '30 - New Settings - PC | 0 | DEKY | KY Core | Gas/Oil:Combustion Turbine | Woodsdale 6 | 2025 | NOx | 39.4361 | 0.119 | 1.7589 | 36.3704 | 0.81107
DEKY 2024 IRP EB2 DFO '30 - New Settings - PC | 0 | DEKY | KY Core | Gas/Oil:Combustion Turbine | Woodsdale 6 | 2026 | CO2 | 20982.4667 | 117 | 1729.3004
DEKY 2024 IRP EB2 DFO '30 - New Settings - PC | 0 | DEKY | KY Core | Gas/Oil:Combustion Turbine | Woodsdale 6 | 2026 | NOx | 21.3411 | 0.119 | 1.7589 | 19.7608 | 0.81431
DEKY 2024 IRP EB2 DFO '30 - New Settings - PC | 0 | DEKY | KY Core | Gas/Oil:Combustion Turbine | Woodsdale 6 | 2027 | CO2 | 20005.682 | 117 | 1731.7189
DEKY 2024 IRP EB2 DFO '30 - New Settings - PC | 0 | DEKY | KY Core | Gas/Oil:Combustion Turbine | Woodsdale 6 | 2027 | NOx | 20.3477 | 0.119 | 1.7613 | 15.2284 | 0.65909
DEKY 2024 IRP EB2 DFO '30 - New Settings - PC | 0 | DEKY | KY Core | Gas/Oil:Combustion Turbine | Woodsdale 6 | 2028 | CO2 | 9577.2483 | 117 | 1739.2625
DEKY 2024 IRP EB2 DFO '30 - New Settings - PC | 0 | DEKY | KY Core | Gas/Oil:Combustion Turbine | Woodsdale 6 | 2028 | NOx | 9.741 | 0.119 | 1.769 | 12.3555 | 1.1219
DEKY 2024 IRP EB2 DFO '30 - New Settings - PC | 0 | DEKY | KY Core | Gas/Oil:Combustion Turbine | Woodsdale 6 | 2029 | CO2 | 10583.9727 | 117 | 1734.6509
DEKY 2024 IRP EB2 DFO '30 - New Settings - PC | 0 | DEKY | KY Core | Gas/Oil:Combustion Turbine | Woodsdale 6 | 2029 | NOx | 10.7649 | 0.119 | 1.7643 | 12.2512 | 1.0039
DEKY 2024 IRP EB2 DFO '30 - New Settings - PC | 0 | DEKY | KY Core | Gas/Oil:Combustion Turbine | Woodsdale 6 | 2030 | CO2 | 29308.0505 | 117 | 1733.5578
DEKY 2024 IRP EB2 DFO '30 - New Settings - PC | 0 | DEKY | KY Core | Gas/Oil:Combustion Turbine | Woodsdale 6 | 2030 | NOx | 29.809 | 0.119 | 1.7632 | 26.4886 | 0.78339
DEKY 2024 IRP EB2 DFO '30 - New Settings - PC | 0 | DEKY | KY Core | Gas/Oil:Combustion Turbine | Woodsdale 6 | 2031 | CO2 | 20450.7013 | 117 | 1732.9634
DEKY 2024 IRP EB2 DFO '30 - New Settings - PC | 0 | DEKY | KY Core | Gas/Oil:Combustion Turbine | Woodsdale 6 | 2031 | NOx | 20.8003 | 0.119 | 1.7626 | 25.0883 | 1.063
DEKY 2024 IRP EB2 DFO '30 - New Settings - PC | 0 | DEKY | KY Core | Gas/Oil:Combustion Turbine | Woodsdale 6 | 2032 | CO2 | 15751.6005 | 117 | 1739.0094
DEKY 2024 IRP EB2 DFO '30 - New Settings - PC | 0 | DEKY | KY Core | Gas/Oil:Combustion Turbine | Woodsdale 6 | 2032 | NOx | 16.0209 | 0.119 | 1.7687 | 12.8457 | 0.7091
DEKY 2024 IRP EB2 DFO '30 - New Settings - PC | 0 | DEKY | KY Core | Gas/Oil:Combustion Turbine | Woodsdale 6 | 2033 | CO2 | 2815.229 | 117 | 1711.3854
DEKY 2024 IRP EB2 DFO '30 - New Settings - PC | 0 | DEKY | KY Core | Gas/Oil:Combustion Turbine | Woodsdale 6 | 2033 | NOx | 2.8634 | 0.119 | 1.7406 | 0.0058412 | 0.0017755
DEKY 2024 IRP EB2 DFO '30 - New Settings - PC | 0 | DEKY | KY Core | Gas/Oil:Combustion Turbine | Woodsdale 6 | 2034 | CO2 | 846.3098 | 117 | 1763.1455
DEKY 2024 IRP EB2 DFO '30 - New Settings - PC | 0 | DEKY | KY Core | Gas/Oil:Combustion Turbine | Woodsdale 6 | 2034 | NOx | 0.86078 | 0.119 | 1.7933 | 2.4646 | 2.5672

## Resource Capital
Scenario | RunID | Year | BA | Area | Name | Added | Active | Capacity | Carrying Costs ($/kW) | Installed Cost ($/kW) | Carrying Costs | Capital Expense | Installed Cost | Book Value | Book Depreciation | Tax Depreciation | Deferred Taxes | ADIT | Tax Credits | Deferred Credits | Property Taxes | Decommissioning | Other Costs | Debt | Debt Service | Interest | AFUDC | Capitalized Interest | Rate Base | Allowed Return
DEKY 2024 IRP EB2 DFO '30 - New Settings - PC | 0 | 2039 | DEKY | KY Core | Proj New 1x1 CC w/ CCS DEK | 1 | 1 | 525.852 | 317.8046 | 3711.6076 | 167118.1562 |  | 1951756.25 | 1798517.625 | 55764.4648 | 70862.4219 | -22205.9512 | -6732.6582 |  |  | 2927.6345 | 104206.9062 | 835.3517 | 896352.125 | 88189.375 | 55125.6562 |  |  | 1867400.25 | 181227.3906
DEKY 2024 IRP EB2 DFO '30 - New Settings - PC | 0 | 2039 | DEKY | KY Core | Proj New 1x1 CC w/ CCS DEK DF | 1 | 1 | 64.8 | 296.3269 | 3419.5186 | 19201.9863 |  | 221584.8125 | 212642.1719 | 6330.9946 | 8045.0806 | 285.1587 | 2041.8568 |  |  | 332.3772 | 569.7896 | 94.8383 | 103792.8672 | 8107.8906 | 6383.2617 |  |  | 216235.1406 | 20985.1797
DEKY 2024 IRP EB2 DFO '30 - New Settings - PC | 0 | 2039 | DEKY | KY Core | Proj New Battery DEK | 2 | 2 | 100 | 140.8469 | 2497.1914 | 14084.6914 | 6852.4897 | 249719.1406 | 236554.4844 | 8323.9717 | 48924.1602 | 9951.6201 | 11302.3896 |  |  | 374.5787 | 665.9177 | -88738.8438 | 118088.2578 | 8391.7725 | 7263.2085 | 275.1274 | 210.7141 | 238905.6406 | 23185.3047
DEKY 2024 IRP EB2 DFO '30 - New Settings - PC | 0 | 2039 | DEKY | KY Core | Proj New Solar DEK | 1 | 1 | 50 | 177.4214 | 2267.7745 | 8871.0703 | 31862.1211 | 113388.7266 | 179450.75 | 3779.6243 | 23069.0957 | 4693.9102 | 5710.2461 |  |  | 170.0831 | 453.5549 | 48.5304 | 88214.0625 | -8653.959 | 6575.9526 | 4465.4023 | 3381.9529 | 108197.8203 | 10500.3779