## Area Annual
Scenario | RunID | BA | Area | Year | Peak (MW) | Coincident Peak (MW) | Capacity (MW) | Net Capacity Imports (MW) | Reserve Margin (%) | Load Factor (%) | Firm Capacity (MW) | Energy (GWh) | Sales (GWh) | Purchases (GWh) | Net Generation (GWh) | Total Production Cost ($000) | Profitability ($000) | Average Production Cost ($/MWh) | Load Wt Price ($/MWh) | Optimized Production Cost ($000) | Energy Market Cost ($000) | Capacity Market Cost ($000) | Sales Value ($000) | Purchase Cost ($000) | RTC Price ($/MWh) | On-Peak Price ($/MWh) | Off-Peak Price ($/MWh) | Non-Spin Price ($/MWh) | Spin Price ($/MWh) | Reg Up Price ($/MWh) | Reg Down Price ($/MWh) | Supp Up Price ($/MWh) | Supp Down Price ($/MWh) | Capacity Price ($/kW-yr) | LOLH (hours) | LOLE (days) | EUE (MWh) | Curtailed (MWh) | Peak After EE (MW) | Peak After Solar (MW) | Peak After Batteries (MW) | Capital Expense ($000) | Carrying Costs ($000) | Non Spinning (GWh) | Spinning (GWh) | Reg Up (GWh) | Reg Down (GWh) | Supp Offline (GWh) | Supp Up Online (GWh) | Supp Down (GWh)
DEKY 2024 IRP Core EB2 Retire by '36 - NS CC Forced Solar from '29 - PC | 0 | DEKY | KY Core | 2024 | 807.6488 | 807.6488 | 1182.9349 |  | 9.9541 | 60.4492 | 888.0431 | 4288.5033 | 440.1663 | 1881.9799 | 2846.6905 | 107546.0227 | 23382.264 | 37.7793 | 40.7045 | 107546.0336 |  |  | 22085.8015 | 65718.8718 | 39.3895 | 48.4805 | 31.4466 | 0.88133 | 0.88133 | 0.88133 | 0.00099999 | 0 | 0 | 0 |  |  |  |  | 807.6488 | 803.473 | 803.473 | [5 empty] | 17.6326
DEKY 2024 IRP Core EB2 Retire by '36 - NS CC Forced Solar from '29 - PC | 0 | DEKY | KY Core | 2025 | 809.5715 | 809.5715 | 1182.9988 |  | 9.6701 | 60.4073 | 887.8578 | 4283.9957 | 416.1381 | 2196.7507 | 2503.3832 | 111117.9587 | 13772.7961 | 44.3871 | 44.4249 | 111117.9669 |  |  | 22977.4278 | 88402.9178 | 43.1605 | 52.0084 | 35.4469 | 0.55168 | 0.55168 | 0.55168 | 0.00099999 | 0 | 0 | 0 |  |  |  |  | 809.5715 | 808.5655 | 808.5655 | [5 empty] | 17.5966
DEKY 2024 IRP Core EB2 Retire by '36 - NS CC Forced Solar from '29 - PC | 0 | DEKY | KY Core | 2026 | 812.2 | 812.2 | 1183.0634 |  | 9.3038 | 60.305 | 887.7655 | 4290.6235 | 566.9808 | 1570.3189 | 3287.2856 | 129787.0402 | 32534.261 | 39.4815 | 46.6053 | 129787.0682 |  |  | 28528.5938 | 66172.9014 | 45.3411 | 53.7905 | 37.9208 | 0.54458 | 0.54458 | 0.54458 | 0.00099999 | 0 | 0 | 0 |  |  |  |  | 812.2 | 808.472 | 808.472 | [5 empty] | 17.5966
DEKY 2024 IRP Core EB2 Retire by '36 - NS CC Forced Solar from '29 - PC | 0 | DEKY | KY Core | 2027 | 811.9461 | 811.9461 | 1183.1285 |  | 9.3266 | 60.241 | 887.6732 | 4284.7301 | 687.9846 | 1349.2878 | 3623.4266 | 117336.4972 | 56941.6824 | 32.3827 | 47.1051 | 117336.5284 |  |  | 31710.0917 | 59264.5695 | 45.9331 | 54.2996 | 38.5856 | 0.54803 | 0.54803 | 0.54803 | 0.00099999 | 0 | 0 | 0 |  |  |  |  | 811.9461 | 808.2181 | 808.2181 | 29989.4688 |  |  |  |  | 17.5966
DEKY 2024 IRP Core EB2 Retire by '36 - NS CC Forced Solar from '29 - PC | 0 | DEKY | KY Core | 2028 | 812.0928 | 812.0928 | 1183.1944 |  | 9.2955 | 60.1471 | 887.5807 | 4290.55 | 658.3633 | 1422.0703 | 3526.844 | 115131.4205 | 49705.9977 | 32.6443 | 46.0029 | 115131.4331 |  |  | 28513.5474 | 61053.9372 | 44.7833 | 53.3773 | 37.3294 | 0.50157 | 0.50157 | 0.50157 | 0.00099999 | 0 | 0 | 0 |  |  |  |  | 812.0928 | 808.3647 | 808.3647 | 96049.196 |  |  |  |  | 17.6326
DEKY 2024 IRP Core EB2 Retire by '36 - NS CC Forced Solar from '29 - PC | 0 | DEKY | KY Core | 2029 | 812.1709 | 812.1709 | 1233.1944 |  | 9.5312 | 60.1928 | 889.5807 | 4282.4865 | 595.1572 | 1387.7104 | 3489.9328 | 110636.2587 | 50979.8042 | 31.7015 | 44.8042 | 110636.3723 |  |  | 26423.6811 | 56681.2835 | 43.672 | 51.9768 | 36.4319 | 0.46764 | 0.46764 | 0.46764 | 0.00099999 | 0 | 0 | 0 |  |  |  |  | 812.1709 | 794.7056 | 794.7056 | 48619.0344 | 10343.0703 |  |  |  | 112.2024
DEKY 2024 IRP Core EB2 Retire by '36 - NS CC Forced Solar from '29 - PC | 0 | DEKY | KY Core | 2030 | 821.9234 | 821.9234 | 1233.1944 |  | 8.1594 | 60.5912 | 888.9877 | 4362.5937 | 602.4365 | 1379.4815 | 3585.5484 | 119189.446 | 49577.4892 | 33.2416 | 45.3433 | 119189.5531 |  |  | 28177.1043 | 57224.7692 | 44.2171 | 52.2751 | 37.1922 | 0.40289 | 0.40289 | 0.40289 | 0.00099999 | 0 | 0 | 0 |  |  |  |  | 821.9234 | 815.5114 | 815.5114 | 74203.0198 | 10123.0479 |  |  |  | 112.2024
DEKY 2024 IRP Core EB2 Retire by '36 - NS CC Forced Solar from '29 - PC | 0 | DEKY | KY Core | 2031 | 827.3578 | 827.3578 | 1283.1944 |  | 7.8116 | 60.296 | 891.9877 | 4370.0472 | 689.9669 | 1497.2445 | 3562.7694 | 111212.5704 | 60980.5051 | 31.2152 | 46.0799 | 111212.7708 |  |  | 33422.6335 | 62601.0812 | 44.8874 | 52.8729 | 37.9257 | 0.3721 | 0.3721 | 0.3721 | 0.00099999 | 0 | 0 | 0 |  |  |  |  | 827.3578 | 820.9459 | 820.9459 | 127965.1641 | 20030.416 |  |  |  | 218.4574
DEKY 2024 IRP Core EB2 Retire by '36 - NS CC Forced Solar from '29 - PC | 0 | DEKY | KY Core | 2032 | 831.2224 | 831.2224 | 1283.1944 |  | 7.1789 | 60.1225 | 890.8947 | 4389.8188 | 692.5319 | 1438.02 | 3644.3299 | 113863.7292 | 59697.6189 | 31.2441 | 46.3325 | 113863.9372 |  |  | 32852.6548 | 62682.6331 | 45.3019 | 51.9745 | 39.4291 | 0.3205 | 0.3205 | 0.3205 | 0.00099999 | 0 | 0 | 0 |  |  |  |  | 831.2224 | 787.9222 | 787.9222 | 259307.959 | 18172.1494 |  |  |  | 218.9009
DEKY 2024 IRP Core EB2 Retire by '36 - NS CC Forced Solar from '29 - PC | 0 | DEKY | KY Core | 2033 | 838.3185 | 838.3185 | 1333.1944 |  | 6.5698 | 59.9221 | 893.3947 | 4400.4806 | 692.8526 | 1407.2777 | 3686.0557 | 107561.5513 | 66501.3944 | 29.1807 | 47.3567 | 107561.8876 |  |  | 31344.5494 | 65674.3425 | 46.3557 | 52.7863 | 40.7496 | 0.27619 | 0.27619 | 0.27619 | 0.00099999 | 0 | 0 | 0 |  |  |  |  | 838.3185 | 808.83 | 808.83 | 366166.5254 | 23646.4033 |  |  |  | 327.8077
DEKY 2024 IRP Core EB2 Retire by '36 - NS CC Forced Solar from '29 - PC | 0 | DEKY | KY Core | 2034 | 843.7328 | 843.7328 | 1333.1944 |  | 5.886 | 59.8051 | 893.3947 | 4420.258 | 662.641 | 1464.3847 | 3618.5136 | 108692.848 | 65775.1084 | 30.038 | 47.7416 | 108693.1537 |  |  | 30764.0933 | 67326.8144 | 46.7727 | 53.0182 | 41.3679 | 0.26978 | 0.26978 | 0.26978 | 0.00099999 | 0 | 0 | 0 |  |  |  |  | 843.7328 | 812.0431 | 812.0431 | 393979.9746 | 23974.2002 |  |  |  | 327.2736
DEKY 2024 IRP Core EB2 Retire by '36 - NS CC Forced Solar from '29 - PC | 0 | DEKY | KY Core | 2035 | 861.8912 | 861.8912 | 1383.1944 |  | 3.9452 | 59.9295 | 895.8947 | 4524.7767 | 611.4622 | 1422.191 | 3714.0469 | 106659.35 | 76580.3246 | 28.7178 | 48.8017 | 106659.776 |  |  | 28898.5543 | 66476.1841 | 47.8682 | 53.9208 | 42.5917 | 0.20256 | 0.20256 | 0.20256 | 0.00099999 | 0 | 0 | 0 |  |  |  |  | 861.8912 | 829.8719 | 829.8719 | 300070.1152 | 33043.0635 |  |  |  | 436.5469
DEKY 2024 IRP Core EB2 Retire by '36 - NS CC Forced Solar from '29 - PC | 0 | DEKY | KY Core | 2036 | 872.0371 | 872.0371 | 1440.4454 |  | 3.1168 | 59.5402 | 899.2167 | 4560.7604 | 917.7519 | 195.5429 | 5282.9696 | 152454.181 | 110683.6824 | 28.8577 | 49.7687 | 152456.5734 |  |  | 44196.2041 | 8048.271 | 48.7567 | 54.6838 | 43.578 | 0.20393 | 0.20393 | 0.20393 | 0.00099999 | 0 | 0 | 0 |  |  |  |  | 872.0371 | 851.2661 | 851.2661 | 54313.0859 | 147250.499 |  | 2.535 | 0.54167 | 2403.7428
DEKY 2024 IRP Core EB2 Retire by '36 - NS CC Forced Solar from '29 - PC | 0 | DEKY | KY Core | 2037 | 882.0595 | 882.0595 | 1490.4454 |  | 2.2286 | 59.2378 | 901.7167 | 4577.2133 | 915.2238 | 243.0369 | 5249.4014 | 149081.168 | 113183.9331 | 28.3997 | 50.0967 | 149083.569 |  |  | 44270.4575 | 11319.9441 | 49.1598 | 54.637 | 44.3497 | 0.20037 | 0.20037 | 0.20037 | 0.00099999 | 0 | 0 | 0 |  |  |  |  | 882.0595 | 825.1695 | 825.1695 | 31132.7734 | 157735.6992 |  | 4.9951 | 0.96818 | 2399.4508
DEKY 2024 IRP Core EB2 Retire by '36 - NS CC Forced Solar from '29 - PC | 0 | DEKY | KY Core | 2038 | 891.6783 | 891.6783 | 1490.4454 |  | 1.1258 | 58.928 | 901.7167 | 4602.9294 | 879.3661 | 262.2957 | 5219.9993 | 154507.9919 | 112700.0379 | 29.5992 | 51.2571 | 154510.3867 |  |  | 43655.3296 | 12392.5419 | 50.3648 | 55.5265 | 45.8316 | 0.18534 | 0.18534 | 0.18534 | 0.00099999 | 0 | 0 | 0 |  |  |  |  | 891.6783 | 832.2225 | 832.2225 | 31879.5898 | 161126.4604 |  | 5.0507 | 1.3227 | 2396.1861
DEKY 2024 IRP Core EB2 Retire by '36 - NS CC Forced Solar from '29 - PC | 0 | DEKY | KY Core | 2039 | 901.872 | 901.872 | 1540.4454 |  | 0.25998 | 58.6009 | 904.2167 | 4629.7025 | 957.7236 | 275.7336 | 5311.6925 | 156542.0646 | 119489.7208 | 29.4712 | 51.9236 | 156544.5585 |  |  | 48138.8918 | 12510.3073 | 51.069 | 56.0044 | 46.7663 | 0.19996 | 0.19996 | 0.19996 | 0.00099999 | 0 | 0 | 0 |  |  |  |  | 901.872 | 857.2333 | 857.2333 |  | 170616.4219 |  | 4.2011 | 1.3885 | 2488.3927
DEKY 2024 IRP Core EB2 Retire by '36 - NS CC Forced Solar from '29 - PC | 0 | DEKY | KY Core | 2040 | 909.6171 | 909.6171 | 1540.4454 |  | -0.5937 | 58.5308 | 904.2167 | 4676.6527 | 854.4845 | 409.9865 | 5121.1506 | 160760.4297 | 113134.267 | 31.3915 | 52.6064 | 160762.8579 |  |  | 44647.0547 | 16790.4811 | 51.8013 | 56.3722 | 47.8367 | 0.21735 | 0.21735 | 0.21735 | 0.00099999 | 0 | 0 | 0 |  |  |  |  | 909.6171 | 867.3563 | 867.3563 | 13790.377 | 174044.8745 |  | 7.2603 | 1.3886 | 2407.7926
DEKY 2024 IRP Core EB2 Retire by '36 - NS CC Forced Solar from '29 - PC | 0 | DEKY | KY Market | 2024 | [6 empty] | 0 |  | 1881.9799 | 440.1664 | 0 |  | 0 |  |  |  | 43633.0674 |  | 65718.8676 | 22085.7973 | 39.3895 | 48.4805 | 31.4466 | [6 empty] | 0
DEKY 2024 IRP Core EB2 Retire by '36 - NS CC Forced Solar from '29 - PC | 0 | DEKY | KY Market | 2025 | [6 empty] | 0 |  | 2196.7504 | 416.1378 | 0 |  | 0 |  |  |  | 65425.4878 |  | 88402.9108 | 22977.4208 | 43.1605 | 52.0084 | 35.4469 | [6 empty] | 0
DEKY 2024 IRP Core EB2 Retire by '36 - NS CC Forced Solar from '29 - PC | 0 | DEKY | KY Market | 2026 | [6 empty] | 0 |  | 1570.3188 | 566.9807 | 0 |  | 0 |  |  |  | 37644.3076 |  | 66172.9038 | 28528.5962 | 45.3411 | 53.7905 | 37.9208 | [6 empty] | 0
DEKY 2024 IRP Core EB2 Retire by '36 - NS CC Forced Solar from '29 - PC | 0 | DEKY | KY Market | 2027 | [6 empty] | 0 |  | 1349.288 | 687.9848 | 0 |  | 0 |  |  |  | 27554.4771 |  | 59264.5694 | 31710.0917 | 45.9331 | 54.2996 | 38.5856 | [6 empty] | 0
DEKY 2024 IRP Core EB2 Retire by '36 - NS CC Forced Solar from '29 - PC | 0 | DEKY | KY Market | 2028 | [6 empty] | 0 |  | 1422.0701 | 658.3631 | 0 |  | 0 |  |  |  | 32540.3905 |  | 61053.943 | 28513.5532 | 44.7833 | 53.3773 | 37.3294 | [6 empty] | 0
DEKY 2024 IRP Core EB2 Retire by '36 - NS CC Forced Solar from '29 - PC | 0 | DEKY | KY Market | 2029 | [6 empty] | 0 |  | 1387.7106 | 595.1573 | 0 |  | 0 |  |  |  | 30257.6015 |  | 56681.2802 | 26423.6779 | 43.672 | 51.9768 | 36.4319 | [6 empty] | 0
DEKY 2024 IRP Core EB2 Retire by '36 - NS CC Forced Solar from '29 - PC | 0 | DEKY | KY Market | 2030 | [6 empty] | 0 |  | 1379.4817 | 602.4367 | 0 |  | 0 |  |  |  | 29047.6622 |  | 57224.7867 | 28177.1218 | 44.2171 | 52.2751 | 37.1922 | [6 empty] | 0
DEKY 2024 IRP Core EB2 Retire by '36 - NS CC Forced Solar from '29 - PC | 0 | DEKY | KY Market | 2031 | [6 empty] | 0 |  | 1497.2444 | 689.9668 | 0 |  | 0 |  |  |  | 29178.4471 |  | 62601.0772 | 33422.6295 | 44.8874 | 52.8729 | 37.9257 | [6 empty] | 0
DEKY 2024 IRP Core EB2 Retire by '36 - NS CC Forced Solar from '29 - PC | 0 | DEKY | KY Market | 2032 | [6 empty] | 0 |  | 1438.0199 | 692.5318 | 0 |  | 0 |  |  |  | 29829.9811 |  | 62682.6338 | 32852.6554 | 45.3019 | 51.9745 | 39.4291 | [6 empty] | 0
DEKY 2024 IRP Core EB2 Retire by '36 - NS CC Forced Solar from '29 - PC | 0 | DEKY | KY Market | 2033 | [6 empty] | 0 |  | 1407.2777 | 692.8526 | 0 |  | 0 |  |  |  | 34329.7927 |  | 65674.337 | 31344.5439 | 46.3557 | 52.7863 | 40.7496 | [6 empty] | 0
DEKY 2024 IRP Core EB2 Retire by '36 - NS CC Forced Solar from '29 - PC | 0 | DEKY | KY Market | 2034 | [6 empty] | 0 |  | 1464.3852 | 662.6415 | 0 |  | 0 |  |  |  | 36562.7203 |  | 67326.8189 | 30764.0978 | 46.7727 | 53.0182 | 41.3679 | [6 empty] | 0
DEKY 2024 IRP Core EB2 Retire by '36 - NS CC Forced Solar from '29 - PC | 0 | DEKY | KY Market | 2035 | [6 empty] | 0 |  | 1422.191 | 611.4623 | 0 |  | 0 |  |  |  | 37577.6278 |  | 66476.1849 | 28898.5552 | 47.8682 | 53.9208 | 42.5917 | [6 empty] | 0
DEKY 2024 IRP Core EB2 Retire by '36 - NS CC Forced Solar from '29 - PC | 0 | DEKY | KY Market | 2036 | [6 empty] | 0 |  | 195.5429 | 917.7519 | 0 |  | 0 |  |  |  | -36147.9337 |  | 8048.2694 | 44196.2025 | 48.7567 | 54.6838 | 43.578 | [6 empty] | 0
DEKY 2024 IRP Core EB2 Retire by '36 - NS CC Forced Solar from '29 - PC | 0 | DEKY | KY Market | 2037 | [6 empty] | 0 |  | 243.037 | 915.2239 | 0 |  | 0 |  |  |  | -32950.5142 |  | 11319.941 | 44270.4545 | 49.1598 | 54.637 | 44.3497 | [6 empty] | 0
DEKY 2024 IRP Core EB2 Retire by '36 - NS CC Forced Solar from '29 - PC | 0 | DEKY | KY Market | 2038 | [6 empty] | 0 |  | 262.2957 | 879.3661 | 0 |  | 0 |  |  |  | -31262.7889 |  | 12392.5448 | 43655.3325 | 50.3648 | 55.5265 | 45.8316 | [6 empty] | 0
DEKY 2024 IRP Core EB2 Retire by '36 - NS CC Forced Solar from '29 - PC | 0 | DEKY | KY Market | 2039 | [6 empty] | 0 |  | 275.7335 | 957.7236 | 0 |  | 0 |  |  |  | -35628.5837 |  | 12510.3119 | 48138.8964 | 51.069 | 56.0044 | 46.7663 | [6 empty] | 0
DEKY 2024 IRP Core EB2 Retire by '36 - NS CC Forced Solar from '29 - PC | 0 | DEKY | KY Market | 2040 | [6 empty] | 0 |  | 409.9866 | 854.4847 | 0 |  | 0 |  |  |  | -27856.5734 |  | 16790.4746 | 44647.0481 | 51.8013 | 56.3722 | 47.8367 | [6 empty] | 0

## Resource Annual
Scenario | RunID | BA | Area | Type | Resource | Year | Units | Capacity (MW) | Firm Capacity (MW) | Availability (%) | Generation (GWh) | Capacity Factor (%) | Energy Required (GWh) | Curtailed (MWh) | Marginal Hours | Unit Hours | Unit Starts | Avg Heat Rate (Btu/kWh) | Heat Required (mmBtu) | Fuel Costs ($000) | Program Costs ($000) | Avg Fuel Cost ($/mmBtu) | Commitment Costs ($000) | Non-Fuel Variable Cost ($000) | Total Energy Cost ($000) | Average Energy Cost ($/MWh) | Fixed Cost ($000) | Total Cost ($000) | Optimized Cost ($000) | Non Spinning (GWh) | Spinning (GWh) | Reg Up (GWh) | Reg Down (GWh) | Supp Offline (GWh) | Supp Up Online (GWh) | Supp Down (GWh) | Realized Price ($/MWh) | Energy Value ($000) | Ancillary Value ($000) | Capacity Bid ($/kW-yr) | Capacity Value ($000) | Profits ($000) | Externality Costs ($000) | Payback Cost ($000) | PTC ($000)
DEKY 2024 IRP Core EB2 Retire by '36 - NS CC Forced Solar from '29 - PC | 0 | DEKY | KY Core | Coal:Conventional | East Bend 2 | 2024 | 1 | 600 | 498.96 | 63.1148 | 1620.9 | 30.7548 |  |  |  | 3181 | 6 | 10778.2612 | 17513143.5938 | 45903.7859 | 550.1926 | 2.6525 | 947.4 | 21931.54 | 69332.9191 | 42.7743 |  | 69332.9191 | 69332.9122 | [7 empty] | 48.8556 | 79189.973 |  |  | 0 | 9857.0539
DEKY 2024 IRP Core EB2 Retire by '36 - NS CC Forced Solar from '29 - PC | 0 | DEKY | KY Core | Coal:Conventional | East Bend 2 | 2025 | 1 | 600 | 498.96 | 63.0137 | 2226.3 | 42.3573 |  |  |  | 4393 | 8 | 10784.2401 | 24065833.625 | 62480.6215 | 949.1957 | 2.6357 | 1294.4 | 31418.58 | 96142.7979 | 43.185 | 37196.8301 | 133339.6279 | 96142.7876 | [7 empty] | 48.4649 | 107897.4924 |  |  | 0 | -25442.1355
DEKY 2024 IRP Core EB2 Retire by '36 - NS CC Forced Solar from '29 - PC | 0 | DEKY | KY Core | Coal:Conventional | East Bend 2 | 2026 | 1 | 600 | 498.96 | 67.9452 | 3128.7 | 59.5263 |  |  |  | 5683 | 7 | 10696.9387 | 33517282.125 | 72405.8425 | 1096.7268 | 2.193 | 1160.6 | 45837.65 | 120500.8169 | 38.5147 | 76066.6875 | 196567.5044 | 120500.8275 | [7 empty] | 48.3497 | 151271.7618 |  |  | 0 | -45295.7426
DEKY 2024 IRP Core EB2 Retire by '36 - NS CC Forced Solar from '29 - PC | 0 | DEKY | KY Core | Coal:Conventional | East Bend 2 | 2027 | 1 | 600 | 498.96 | 67.6712 | 3473.7 | 66.0902 |  |  |  | 5795 | 9 | 10614.4588 | 36935435.5 | 82613.6011 | 1570.638 | 2.2792 | 1530 | 23149.96 | 108864.2036 | 31.3396 |  | 108864.2036 | 108864.2168 | [7 empty] | 47.3265 | 164398.1455 |  |  | 0 | 55533.9419
DEKY 2024 IRP Core EB2 Retire by '36 - NS CC Forced Solar from '29 - PC | 0 | DEKY | KY Core | Coal:Conventional | East Bend 2 | 2028 | 1 | 600 | 498.96 | 66.1202 | 3447.9 | 65.4201 |  |  |  | 5787 | 10 | 10620.1165 | 36688199.75 | 84326.8052 | 1421.1242 | 2.3372 | 1742 | 23637.69 | 111127.6157 | 32.2305 |  | 111127.6157 | 111127.6111 | [7 empty] | 46.3224 | 159715.1235 |  |  | 0 | 48587.5078
DEKY 2024 IRP Core EB2 Retire by '36 - NS CC Forced Solar from '29 - PC | 0 | DEKY | KY Core | Coal:Conventional | East Bend 2 | 2029 | 1 | 600 | 498.96 | 66.0274 | 3316.5 | 63.0993 |  |  |  | 5690 | 7 | 10640.854 | 35340162.3125 | 84855.3853 | 1379.2177 | 2.4401 | 1250.2 | 23495.87 | 110980.6685 | 33.4632 |  | 110980.6685 | 110980.6696 | [7 empty] | 45.9223 | 152301.1602 |  |  | 0 | 41320.4916
DEKY 2024 IRP Core EB2 Retire by '36 - NS CC Forced Solar from '29 - PC | 0 | DEKY | KY Core | Coal:Conventional | East Bend 2 | 2030 | 1 | 600 | 498.96 | 66.3014 | 3280.8 | 62.4201 |  |  |  | 5657 | 9 | 10645.6472 | 34990229.5 | 85448.0337 | 1473.1404 | 2.4842 | 1647.9001 | 23964.5 | 112533.5771 | 34.3007 |  | 112533.5771 | 112533.5718 | [7 empty] | 46.3649 | 152114.0806 |  |  | 0 | 39580.5034
DEKY 2024 IRP Core EB2 Retire by '36 - NS CC Forced Solar from '29 - PC | 0 | DEKY | KY Core | Coal:Conventional | East Bend 2 | 2031 | 1 | 600 | 498.96 | 66.3014 | 3205.8 | 60.9932 |  |  |  | 5430 | 9 | 10628.6853 | 34137429.125 | 84472.4592 | 1363.2607 | 2.5144 | 1688.4001 | 24011.94 | 111536.0637 | 34.792 |  | 111536.0637 | 111536.0461 | [7 empty] | 47.5577 | 152460.4016 |  |  | 0 | 40924.3379
DEKY 2024 IRP Core EB2 Retire by '36 - NS CC Forced Solar from '29 - PC | 0 | DEKY | KY Core | Coal:Conventional | East Bend 2 | 2032 | 1 | 600 | 498.96 | 66.1202 | 3330.3 | 63.1888 |  |  |  | 5665 | 7 | 10632.7174 | 35459908.5938 | 88203.6741 | 1478.6826 | 2.5291 | 1538.4 | 25715.07 | 116935.8218 | 35.1127 |  | 116935.8218 | 116935.8109 | [7 empty] | 47.0359 | 156643.6233 |  |  | 0 | 39707.8015
DEKY 2024 IRP Core EB2 Retire by '36 - NS CC Forced Solar from '29 - PC | 0 | DEKY | KY Core | Coal:Conventional | East Bend 2 | 2033 | 1 | 600 | 498.96 | 66.0274 | 3340.2 | 63.5502 |  |  |  | 5733 | 9 | 10641.2435 | 35607871.625 | 91499.2605 | 1542.6924 | 2.613 | 1773.9001 | 26610.24 | 121426.0918 | 36.3529 |  | 121426.0918 | 121426.1011 | [7 empty] | 47.1094 | 157354.9241 |  |  | 0 | 35928.8323
DEKY 2024 IRP Core EB2 Retire by '36 - NS CC Forced Solar from '29 - PC | 0 | DEKY | KY Core | Coal:Conventional | East Bend 2 | 2034 | 1 | 600 | 498.96 | 66.3014 | 3287.4 | 62.5457 |  |  |  | 5581 | 10 | 10630.8502 | 35018956.875 | 93578.9045 | 1504.4153 | 2.7152 | 2021.0001 | 26942.95 | 124047.2673 | 37.7342 |  | 124047.2673 | 124047.2456 | [7 empty] | 48.3342 | 158893.7815 |  |  | 0 | 34846.5142
DEKY 2024 IRP Core EB2 Retire by '36 - NS CC Forced Solar from '29 - PC | 0 | DEKY | KY Core | Coal:Conventional | East Bend 2 | 2035 | 1 | 600 | 498.96 | 66.3014 | 3277.5 | 62.3573 |  |  |  | 5576 | 9 | 10632.8556 | 34913174.375 | 96768.0417 | 1506.6396 | 2.8148 | 1863.9001 | 27683.11 | 127821.6958 | 38.9998 |  | 127821.6958 | 127821.6865 | [7 empty] | 49.6068 | 162586.3281 |  |  | 0 | 34764.6323
DEKY 2024 IRP Core EB2 Retire by '36 - NS CC Forced Solar from '29 - PC | 0 | DEKY | KY Core | Demand:Demand Response | DSM PM DEK | 2024 | 1 | 14.0343 | 0.10806 | 99.9996 | [17 empty] | 0 | [12 empty] | 0 | 0
DEKY 2024 IRP Core EB2 Retire by '36 - NS CC Forced Solar from '29 - PC | 0 | DEKY | KY Core | Demand:Demand Response | DSM PM DEK | 2025 | 1 | 14.0629 | 0.10828 | 99.9998 | [17 empty] | 0 | [12 empty] | 0 | 0
DEKY 2024 IRP Core EB2 Retire by '36 - NS CC Forced Solar from '29 - PC | 0 | DEKY | KY Core | Demand:Demand Response | DSM PM DEK | 2026 | 1 | 14.0908 | 0.1085 | 99.9999 | [17 empty] | 0 | [12 empty] | 0 | 0
DEKY 2024 IRP Core EB2 Retire by '36 - NS CC Forced Solar from '29 - PC | 0 | DEKY | KY Core | Demand:Demand Response | DSM PM DEK | 2027 | 1 | 14.1181 | 0.10871 | 100.0002 | [17 empty] | 0 | [12 empty] | 0 | 0
DEKY 2024 IRP Core EB2 Retire by '36 - NS CC Forced Solar from '29 - PC | 0 | DEKY | KY Core | Demand:Demand Response | DSM PM DEK | 2028 | 1 | 14.1181 | 0.10871 | 100.0002 | [17 empty] | 0 | [12 empty] | 0 | 0
DEKY 2024 IRP Core EB2 Retire by '36 - NS CC Forced Solar from '29 - PC | 0 | DEKY | KY Core | Demand:Demand Response | DSM PM DEK | 2029 | 1 | 14.1181 | 0.10871 | 100.0002 | [17 empty] | 0 | [12 empty] | 0 | 0
DEKY 2024 IRP Core EB2 Retire by '36 - NS CC Forced Solar from '29 - PC | 0 | DEKY | KY Core | Demand:Demand Response | DSM PM DEK | 2030 | 1 | 14.1181 | 0.10871 | 100.0002 | [17 empty] | 0 | [12 empty] | 0 | 0
DEKY 2024 IRP Core EB2 Retire by '36 - NS CC Forced Solar from '29 - PC | 0 | DEKY | KY Core | Demand:Demand Response | DSM PM DEK | 2031 | 1 | 14.1181 | 0.10871 | 100.0002 | [17 empty] | 0 | [12 empty] | 0 | 0
DEKY 2024 IRP Core EB2 Retire by '36 - NS CC Forced Solar from '29 - PC | 0 | DEKY | KY Core | Demand:Demand Response | DSM PM DEK | 2032 | 1 | 14.1181 | 0.10871 | 100.0002 | [17 empty] | 0 | [12 empty] | 0 | 0
DEKY 2024 IRP Core EB2 Retire by '36 - NS CC Forced Solar from '29 - PC | 0 | DEKY | KY Core | Demand:Demand Response | DSM PM DEK | 2033 | 1 | 14.1181 | 0.10871 | 100.0002 | [17 empty] | 0 | [12 empty] | 0 | 0
DEKY 2024 IRP Core EB2 Retire by '36 - NS CC Forced Solar from '29 - PC | 0 | DEKY | KY Core | Demand:Demand Response | DSM PM DEK | 2034 | 1 | 14.1181 | 0.10871 | 100.0002 | [17 empty] | 0 | [12 empty] | 0 | 0
DEKY 2024 IRP Core EB2 Retire by '36 - NS CC Forced Solar from '29 - PC | 0 | DEKY | KY Core | Demand:Demand Response | DSM PM DEK | 2035 | 1 | 14.1181 | 0.10871 | 100.0002 | [17 empty] | 0 | [12 empty] | 0 | 0
DEKY 2024 IRP Core EB2 Retire by '36 - NS CC Forced Solar from '29 - PC | 0 | DEKY | KY Core | Demand:Demand Response | DSM PM DEK | 2036 | 1 | 14.1181 | 0.10871 | 100.0002 | [17 empty] | 0 | [12 empty] | 0 | 0
DEKY 2024 IRP Core EB2 Retire by '36 - NS CC Forced Solar from '29 - PC | 0 | DEKY | KY Core | Demand:Demand Response | DSM PM DEK | 2037 | 1 | 14.1181 | 0.10871 | 100.0002 | [17 empty] | 0 | [12 empty] | 0 | 0
DEKY 2024 IRP Core EB2 Retire by '36 - NS CC Forced Solar from '29 - PC | 0 | DEKY | KY Core | Demand:Demand Response | DSM PM DEK | 2038 | 1 | 14.1181 | 0.10871 | 100.0002 | [17 empty] | 0 | [12 empty] | 0 | 0
DEKY 2024 IRP Core EB2 Retire by '36 - NS CC Forced Solar from '29 - PC | 0 | DEKY | KY Core | Demand:Demand Response | DSM PM DEK | 2039 | 1 | 14.1181 | 0.10871 | 100.0002 | [17 empty] | 0 | [12 empty] | 0 | 0
DEKY 2024 IRP Core EB2 Retire by '36 - NS CC Forced Solar from '29 - PC | 0 | DEKY | KY Core | Demand:Demand Response | DSM PM DEK | 2040 | 1 | 14.1181 | 0.10871 | 100.0002 | [17 empty] | 0 | [12 empty] | 0 | 0
DEKY 2024 IRP Core EB2 Retire by '36 - NS CC Forced Solar from '29 - PC | 0 | DEKY | KY Core | Demand:Demand Response | DSM PS DEK | 2024 | 1 | 9.6349 | 0.074189 | 99.9994 | [17 empty] | 0 | [12 empty] | 0 | 0
DEKY 2024 IRP Core EB2 Retire by '36 - NS CC Forced Solar from '29 - PC | 0 | DEKY | KY Core | Demand:Demand Response | DSM PS DEK | 2025 | 1 | 9.6988 | 0.074681 | 99.9996 | [17 empty] | 0 | [12 empty] | 0 | 0
DEKY 2024 IRP Core EB2 Retire by '36 - NS CC Forced Solar from '29 - PC | 0 | DEKY | KY Core | Demand:Demand Response | DSM PS DEK | 2026 | 1 | 9.7634 | 0.075178 | 99.9997 | [17 empty] | 0 | [12 empty] | 0 | 0
DEKY 2024 IRP Core EB2 Retire by '36 - NS CC Forced Solar from '29 - PC | 0 | DEKY | KY Core | Demand:Demand Response | DSM PS DEK | 2027 | 1 | 9.8285 | 0.07568 | 100.0003 | [17 empty] | 0 | [12 empty] | 0 | 0
DEKY 2024 IRP Core EB2 Retire by '36 - NS CC Forced Solar from '29 - PC | 0 | DEKY | KY Core | Demand:Demand Response | DSM PS DEK | 2028 | 1 | 9.8944 | 0.076187 | 100.0001 | [17 empty] | 0 | [12 empty] | 0 | 0
DEKY 2024 IRP Core EB2 Retire by '36 - NS CC Forced Solar from '29 - PC | 0 | DEKY | KY Core | Demand:Demand Response | DSM PS DEK | 2029 | 1 | 9.8944 | 0.076187 | 100.0001 | [17 empty] | 0 | [12 empty] | 0 | 0
DEKY 2024 IRP Core EB2 Retire by '36 - NS CC Forced Solar from '29 - PC | 0 | DEKY | KY Core | Demand:Demand Response | DSM PS DEK | 2030 | 1 | 9.8944 | 0.076187 | 100.0001 | [17 empty] | 0 | [12 empty] | 0 | 0
DEKY 2024 IRP Core EB2 Retire by '36 - NS CC Forced Solar from '29 - PC | 0 | DEKY | KY Core | Demand:Demand Response | DSM PS DEK | 2031 | 1 | 9.8944 | 0.076187 | 100.0001 | [17 empty] | 0 | [12 empty] | 0 | 0
DEKY 2024 IRP Core EB2 Retire by '36 - NS CC Forced Solar from '29 - PC | 0 | DEKY | KY Core | Demand:Demand Response | DSM PS DEK | 2032 | 1 | 9.8944 | 0.076187 | 100.0001 | [17 empty] | 0 | [12 empty] | 0 | 0
DEKY 2024 IRP Core EB2 Retire by '36 - NS CC Forced Solar from '29 - PC | 0 | DEKY | KY Core | Demand:Demand Response | DSM PS DEK | 2033 | 1 | 9.8944 | 0.076187 | 100.0001 | [17 empty] | 0 | [12 empty] | 0 | 0
DEKY 2024 IRP Core EB2 Retire by '36 - NS CC Forced Solar from '29 - PC | 0 | DEKY | KY Core | Demand:Demand Response | DSM PS DEK | 2034 | 1 | 9.8944 | 0.076187 | 100.0001 | [17 empty] | 0 | [12 empty] | 0 | 0
DEKY 2024 IRP Core EB2 Retire by '36 - NS CC Forced Solar from '29 - PC | 0 | DEKY | KY Core | Demand:Demand Response | DSM PS DEK | 2035 | 1 | 9.8944 | 0.076187 | 100.0001 | [17 empty] | 0 | [12 empty] | 0 | 0
DEKY 2024 IRP Core EB2 Retire by '36 - NS CC Forced Solar from '29 - PC | 0 | DEKY | KY Core | Demand:Demand Response | DSM PS DEK | 2036 | 1 | 9.8944 | 0.076187 | 100.0001 | [17 empty] | 0 | [12 empty] | 0 | 0
DEKY 2024 IRP Core EB2 Retire by '36 - NS CC Forced Solar from '29 - PC | 0 | DEKY | KY Core | Demand:Demand Response | DSM PS DEK | 2037 | 1 | 9.8944 | 0.076187 | 100.0001 | [17 empty] | 0 | [12 empty] | 0 | 0
DEKY 2024 IRP Core EB2 Retire by '36 - NS CC Forced Solar from '29 - PC | 0 | DEKY | KY Core | Demand:Demand Response | DSM PS DEK | 2038 | 1 | 9.8944 | 0.076187 | 100.0001 | [17 empty] | 0 | [12 empty] | 0 | 0
DEKY 2024 IRP Core EB2 Retire by '36 - NS CC Forced Solar from '29 - PC | 0 | DEKY | KY Core | Demand:Demand Response | DSM PS DEK | 2039 | 1 | 9.8944 | 0.076187 | 100.0001 | [17 empty] | 0 | [12 empty] | 0 | 0
DEKY 2024 IRP Core EB2 Retire by '36 - NS CC Forced Solar from '29 - PC | 0 | DEKY | KY Core | Demand:Demand Response | DSM PS DEK | 2040 | 1 | 9.8944 | 0.076187 | 100.0001 | [17 empty] | 0 | [12 empty] | 0 | 0
DEKY 2024 IRP Core EB2 Retire by '36 - NS CC Forced Solar from '29 - PC | 0 | DEKY | KY Core | Gas/Oil:Combined Cycle | New 1x1 CC DEK | 2036 | 1 | 599.1 | 455.909 | 91.0428 | 4562.7203 | 88.6051 |  |  | 8 | 7779.0409 | 11.9375 | 6390.5407 | 29183079.625 | 144509.8545 | 148.173 | 4.9569 |  | 16793.67 | 161451.6934 | 35.385 | 52494.6973 | 213946.3906 | 161453.3662 |  | 0.25547 |  | 1683.9632 |  |  |  | 49.647 | 226525.4795 | 1.6842 |  | 0 | 12580.7731
DEKY 2024 IRP Core EB2 Retire by '36 - NS CC Forced Solar from '29 - PC | 0 | DEKY | KY Core | Gas/Oil:Combined Cycle | New 1x1 CC DEK | 2037 | 1 | 599.1 | 455.909 | 90.9208 | 4476.6816 | 87.1777 |  |  | 9 | 7645.0228 | 15.6695 | 6387.7158 | 28628362.375 | 149273.5371 | 158.183 | 5.2197 |  | 16888.91 | 166320.6299 | 37.1527 | 53807.0625 | 220127.6924 | 166322.2529 |  | 0.80247 |  | 1627.1177 |  |  |  | 49.9085 | 223424.373 | 1.6279 |  | 0 | 3298.3086
DEKY 2024 IRP Core EB2 Retire by '36 - NS CC Forced Solar from '29 - PC | 0 | DEKY | KY Core | Gas/Oil:Combined Cycle | New 1x1 CC DEK | 2038 | 1 | 599.1 | 455.909 | 90.9838 | 4452.6325 | 86.7094 |  |  | 17 | 7607.9456 | 19.5544 | 6390.4611 | 28495048 | 155007.0596 | 153.8072 | 5.4452 |  | 17218.13 | 172379 | 38.714 | 55152.2344 | 227531.2344 | 172380.627 |  | 0.87528 |  | 1629.1935 |  |  |  | 51.2177 | 228053.7793 | 1.6301 |  | 0 | 524.175
DEKY 2024 IRP Core EB2 Retire by '36 - NS CC Forced Solar from '29 - PC | 0 | DEKY | KY Core | Gas/Oil:Combined Cycle | New 1x1 CC DEK | 2039 | 1 | 599.1 | 455.909 | 90.9417 | 4439.6772 | 86.4571 |  |  | 23 | 7590.5238 | 19.8672 | 6389.7081 | 28409564.625 | 157434.8809 | 162.13 | 5.5473 |  | 17597.24 | 175194.248 | 39.461 | 56531.0391 | 231725.2871 | 175195.8662 |  | 0.29771 |  | 1616.743 |  |  |  | 52.1269 | 231426.5576 | 1.617 |  | 0 | -297.1125
DEKY 2024 IRP Core EB2 Retire by '36 - NS CC Forced Solar from '29 - PC | 0 | DEKY | KY Core | Gas/Oil:Combined Cycle | New 1x1 CC DEK | 2040 | 1 | 599.1 | 455.909 | 91.0338 | 4296.1559 | 83.4286 |  |  | 32 | 7349.9364 | 28.255 | 6394.2694 | 27529549 | 164489.5459 | 151.9505 | 5.9805 |  | 17454.07 | 182095.5693 | 42.3857 | 57944.3145 | 240039.8838 | 182097.165 |  | 0.67272 |  | 1583.0859 |  |  |  | 53.9037 | 231578.6045 | 1.5838 |  | 0 | -8459.6955
DEKY 2024 IRP Core EB2 Retire by '36 - NS CC Forced Solar from '29 - PC | 0 | DEKY | KY Core | Gas/Oil:Combined Cycle | New 1x1 CC DEK DF | 2036 | 1 | 64.8 | 46.373 | 91.1421 | 282.3059 | 52.4855 |  |  |  | 4695.184 | 408.399 | 8851.4607 | 2498819.5859 | 12290.8029 | 10.6533 | 4.9229 |  | 505.91 | 12807.3663 | 45.367 |  | 12807.3663 | 12807.6508 |  | 2.2795 | 0.54167 | 281.8364 |  |  |  | 55.1483 | 15568.685 | 4.7707 |  | 0 | 2766.0894
DEKY 2024 IRP Core EB2 Retire by '36 - NS CC Forced Solar from '29 - PC | 0 | DEKY | KY Core | Gas/Oil:Combined Cycle | New 1x1 CC DEK DF | 2037 | 1 | 64.8 | 46.373 | 90.8586 | 228.2794 | 42.5642 |  |  |  | 3866.6866 | 430.5225 | 8822.5088 | 2013996.8711 | 10384.3181 | 9.3818 | 5.1607 |  | 419.32 | 10813.0184 | 47.3675 |  | 10813.0184 | 10813.2507 |  | 4.1926 | 0.96818 | 227.8927 |  |  |  | 56.9741 | 13006.0201 | 8.9573 |  | 0 | 2201.9591
DEKY 2024 IRP Core EB2 Retire by '36 - NS CC Forced Solar from '29 - PC | 0 | DEKY | KY Core | Gas/Oil:Combined Cycle | New 1x1 CC DEK DF | 2038 | 1 | 64.8 | 46.373 | 91.0256 | 221.2426 | 41.2521 |  |  |  | 3741.5535 | 443.2803 | 8839.4519 | 1955663.0938 | 10567.548 | 8.7185 | 5.408 |  | 416.55 | 10992.8186 | 49.6867 |  | 10992.8186 | 10993.0464 |  | 4.1755 | 1.3227 | 220.8684 |  |  |  | 58.2846 | 12895.0397 | 10.4961 |  | 0 | 1912.7172
DEKY 2024 IRP Core EB2 Retire by '36 - NS CC Forced Solar from '29 - PC | 0 | DEKY | KY Core | Gas/Oil:Combined Cycle | New 1x1 CC DEK DF | 2039 | 1 | 64.8 | 46.373 | 90.9143 | 216.546 | 40.3764 |  |  |  | 3655.519 | 460.3847 | 8850.684 | 1916580.6016 | 10609.3781 | 8.6268 | 5.5401 |  | 417.9 | 11035.908 | 50.9633 |  | 11035.908 | 11036.1303 |  | 3.9034 | 1.3885 | 216.1803 |  |  |  | 59.5249 | 12889.8837 | 10.3456 |  | 0 | 1864.3213
DEKY 2024 IRP Core EB2 Retire by '36 - NS CC Forced Solar from '29 - PC | 0 | DEKY | KY Core | Gas/Oil:Combined Cycle | New 1x1 CC DEK DF | 2040 | 1 | 64.8 | 46.373 | 91.1179 | 167.338 | 31.111 |  |  |  | 2878.5566 | 455.1365 | 8872.0235 | 1484626.748 | 8871.2416 | 6.5379 | 5.9798 |  | 331.01 | 9208.7912 | 55.0311 |  | 9208.7912 | 9208.9664 |  | 6.5875 | 1.3886 | 167.0501 |  |  |  | 63.1856 | 10573.3494 | 14.1401 |  | 0 | 1378.6983
DEKY 2024 IRP Core EB2 Retire by '36 - NS CC Forced Solar from '29 - PC | 0 | DEKY | KY Core | Gas/Oil:Combustion Turbine | Woodsdale 1 | 2024 | 1 | 94 | 57.9228 | 81.1491 | 189.4056 | 24.6961 |  |  | 15 | 2452 | 31 | 15230.3707 | 2885368.4688 | 6290.613 | 152.7408 | 2.2331 | 182.9 | 0 | 6626.2536 | 34.9845 |  | 6626.2536 | 6626.2538 | [7 empty] | 46.0775 | 8727.3367 |  |  | 0 | 2101.0832
DEKY 2024 IRP Core EB2 Retire by '36 - NS CC Forced Solar from '29 - PC | 0 | DEKY | KY Core | Gas/Oil:Combustion Turbine | Woodsdale 1 | 2025 | 1 | 94 | 57.9228 | 74.1699 | 44.439 | 5.8114 |  |  |  | 504 | 28 | 14779.9703 | 657395.0977 | 2391.9149 | 34.4871 | 3.6909 | 170.8 | 0 | 2597.202 | 58.4442 |  | 2597.202 | 2597.2021 | [7 empty] | 62.9178 | 2796.0053 |  |  | 0 | 198.8033
DEKY 2024 IRP Core EB2 Retire by '36 - NS CC Forced Solar from '29 - PC | 0 | DEKY | KY Core | Gas/Oil:Combustion Turbine | Woodsdale 1 | 2026 | 1 | 94 | 57.9228 | 89.8437 | 23.8146 | 3.1143 |  |  | 1 | 268 | 13 | 14761.443 | 351810.8828 | 1475.6184 | 14.9195 | 4.2368 | 80.6 | 0 | 1571.1379 | 65.9737 |  | 1571.1379 | 1571.1378 | [7 empty] | 72.6625 | 1730.4273 |  |  | 0 | 159.2894
DEKY 2024 IRP Core EB2 Retire by '36 - NS CC Forced Solar from '29 - PC | 0 | DEKY | KY Core | Gas/Oil:Combustion Turbine | Woodsdale 1 | 2027 | 1 | 94 | 57.9228 | 89.4922 | 20.495 | 2.6802 |  |  |  | 234 | 13 | 14807.4435 | 303751.5449 | 1216.5952 | 12.7938 | 4.0474 | 83.2 | 0 | 1312.589 | 64.0444 |  | 1312.589 | 1312.5891 | [7 empty] | 68.4115 | 1402.093 |  |  | 0 | 89.504
DEKY 2024 IRP Core EB2 Retire by '36 - NS CC Forced Solar from '29 - PC | 0 | DEKY | KY Core | Gas/Oil:Combustion Turbine | Woodsdale 1 | 2028 | 1 | 94 | 57.9228 | 89.8172 | 6.3712 | 0.83073 |  |  | 1 | 79 | 6 | 15030.9948 | 95891.4736 | 337.5668 | 12.1017 | 3.6465 | 39.6 | 0 | 389.2685 | 61.0982 |  | 389.2685 | 389.2685 | [7 empty] | 65.5151 | 417.4099 |  |  | 0 | 28.1414
DEKY 2024 IRP Core EB2 Retire by '36 - NS CC Forced Solar from '29 - PC | 0 | DEKY | KY Core | Gas/Oil:Combustion Turbine | Woodsdale 1 | 2029 | 1 | 94 | 57.9228 | 85.7134 | 9.7642 | 1.2769 |  |  | 1 | 114 | 7 | 14864.4701 | 145286.6621 | 569.4793 | 9.7877 | 3.9871 | 46.9 | 0 | 626.167 | 64.1289 |  | 626.167 | 626.1671 | [7 empty] | 68.6807 | 670.6121 |  |  | 0 | 44.4451
DEKY 2024 IRP Core EB2 Retire by '36 - NS CC Forced Solar from '29 - PC | 0 | DEKY | KY Core | Gas/Oil:Combustion Turbine | Woodsdale 1 | 2030 | 1 | 94 | 57.9228 | 85.161 | 28.773 | 3.7627 |  |  |  | 327 | 16 | 14792.0673 | 425948.1494 | 1505.6183 | 18.4133 | 3.578 | 110.4 | 0 | 1634.4316 | 56.8044 |  | 1634.4316 | 1634.4317 | [7 empty] | 59.5883 | 1714.5332 |  |  | 0 | 80.1016
DEKY 2024 IRP Core EB2 Retire by '36 - NS CC Forced Solar from '29 - PC | 0 | DEKY | KY Core | Gas/Oil:Combustion Turbine | Woodsdale 1 | 2031 | 1 | 94 | 57.9228 | 85.8578 | 23.368 | 3.0559 |  |  |  | 268 | 13 | 14808.7708 | 346324.3584 | 1415.379 | 22.075 | 4.1506 | 92.3 | 0 | 1529.7539 | 65.4636 |  | 1529.7539 | 1529.754 | [7 empty] | 69.4636 | 1623.2258 |  |  | 0 | 93.4719
DEKY 2024 IRP Core EB2 Retire by '36 - NS CC Forced Solar from '29 - PC | 0 | DEKY | KY Core | Gas/Oil:Combustion Turbine | Woodsdale 1 | 2032 | 1 | 94 | 57.9228 | 85.5489 | 17.9076 | 2.3349 |  |  | 1 | 209 | 6 | 14875.7176 | 266514.4199 | 1172.7512 | 12.3964 | 4.4468 | 43.2 | 0 | 1228.3477 | 68.5936 |  | 1228.3477 | 1228.3477 | [7 empty] | 71.7181 | 1284.2986 |  |  | 0 | 55.9509
DEKY 2024 IRP Core EB2 Retire by '36 - NS CC Forced Solar from '29 - PC | 0 | DEKY | KY Core | Gas/Oil:Combustion Turbine | Woodsdale 1 | 2033 | 1 | 94 | 57.9228 | 85.908 | 3.29 | 0.43024 |  |  |  | 35 | 2 | 14614.4616 | 48123.5781 | 237.0062 | 0.0058412 | 4.9251 | 14.8 | 0 | 251.812 | 76.5386 |  | 251.812 | 251.812 | [7 empty] | 77.4549 | 254.8267 |  |  | 0 | 3.0147
DEKY 2024 IRP Core EB2 Retire by '36 - NS CC Forced Solar from '29 - PC | 0 | DEKY | KY Core | Gas/Oil:Combustion Turbine | Woodsdale 1 | 2034 | 1 | 94 | 57.9228 | 85.3054 | [17 empty] | 0 | [12 empty] | 0 | 0
DEKY 2024 IRP Core EB2 Retire by '36 - NS CC Forced Solar from '29 - PC | 0 | DEKY | KY Core | Gas/Oil:Combustion Turbine | Woodsdale 1 | 2035 | 1 | 94 | 57.9228 | 84.6588 | [17 empty] | 0 | [12 empty] | 0 | 0
DEKY 2024 IRP Core EB2 Retire by '36 - NS CC Forced Solar from '29 - PC | 0 | DEKY | KY Core | Gas/Oil:Combustion Turbine | Woodsdale 1 | 2036 | 1 | 94 | 57.9228 | 85.7554 | [17 empty] | 0 | [12 empty] | 0 | 0
DEKY 2024 IRP Core EB2 Retire by '36 - NS CC Forced Solar from '29 - PC | 0 | DEKY | KY Core | Gas/Oil:Combustion Turbine | Woodsdale 1 | 2037 | 1 | 94 | 57.9228 | 86.1591 | [17 empty] | 0 | [12 empty] | 0 | 0
DEKY 2024 IRP Core EB2 Retire by '36 - NS CC Forced Solar from '29 - PC | 0 | DEKY | KY Core | Gas/Oil:Combustion Turbine | Woodsdale 1 | 2038 | 1 | 94 | 57.9228 | 85.8578 | [17 empty] | 0 | [12 empty] | 0 | 0
DEKY 2024 IRP Core EB2 Retire by '36 - NS CC Forced Solar from '29 - PC | 0 | DEKY | KY Core | Gas/Oil:Combustion Turbine | Woodsdale 1 | 2039 | 1 | 94 | 57.9228 | 85.0104 | [17 empty] | 0 | [12 empty] | 0 | 0
DEKY 2024 IRP Core EB2 Retire by '36 - NS CC Forced Solar from '29 - PC | 0 | DEKY | KY Core | Gas/Oil:Combustion Turbine | Woodsdale 1 | 2040 | 1 | 94 | 57.9228 | 85.9995 | [17 empty] | 0 | [12 empty] | 0 | 0
DEKY 2024 IRP Core EB2 Retire by '36 - NS CC Forced Solar from '29 - PC | 0 | DEKY | KY Core | Gas/Oil:Combustion Turbine | Woodsdale 2 | 2024 | 1 | 94 | 67.624 | 87.7565 | 199.2971 | 25.7394 |  |  | 12 | 2461 | 37 | 15073.7323 | 3004928.2051 | 5861.2039 | 116.9997 | 1.9895 | 218.3 | 0 | 6196.5035 | 31.0918 |  | 6196.5035 | 6196.504 | [7 empty] | 41.6018 | 8291.124 |  |  | 0 | 2094.6206
DEKY 2024 IRP Core EB2 Retire by '36 - NS CC Forced Solar from '29 - PC | 0 | DEKY | KY Core | Gas/Oil:Combustion Turbine | Woodsdale 2 | 2025 | 1 | 94 | 67.624 | 72.4198 | 39.541 | 5.1217 |  |  |  | 449 | 26 | 14782.4699 | 585059.6445 | 2113.5684 | 36.3611 | 3.6747 | 158.6 | 0 | 2308.5295 | 58.3832 |  | 2308.5295 | 2308.5294 | [7 empty] | 63.3444 | 2504.7001 |  |  | 0 | 196.1706
DEKY 2024 IRP Core EB2 Retire by '36 - NS CC Forced Solar from '29 - PC | 0 | DEKY | KY Core | Gas/Oil:Combustion Turbine | Woodsdale 2 | 2026 | 1 | 94 | 67.624 | 87.7642 | 18.964 | 2.4564 |  |  |  | 215 | 11 | 14777.1387 | 280464.6562 | 1140.0115 | 17.5813 | 4.1274 | 68.2 | 0 | 1225.7928 | 64.6379 |  | 1225.7928 | 1225.7928 | [7 empty] | 71.0153 | 1346.7333 |  |  | 0 | 120.9405
DEKY 2024 IRP Core EB2 Retire by '36 - NS CC Forced Solar from '29 - PC | 0 | DEKY | KY Core | Gas/Oil:Combustion Turbine | Woodsdale 2 | 2027 | 1 | 94 | 67.624 | 87.8948 | 23.105 | 2.9928 |  |  |  | 262 | 15 | 14787.3859 | 341977.5508 | 1370.2481 | 15.2284 | 4.0514 | 96 | 0 | 1481.4765 | 64.1193 |  | 1481.4765 | 1481.4766 | [7 empty] | 68.4331 | 1581.1472 |  |  | 0 | 99.6707
DEKY 2024 IRP Core EB2 Retire by '36 - NS CC Forced Solar from '29 - PC | 0 | DEKY | KY Core | Gas/Oil:Combustion Turbine | Woodsdale 2 | 2028 | 1 | 94 | 67.624 | 87.3783 | 11.013 | 1.4223 |  |  | 1 | 128 | 8 | 14850.2387 | 163713.667 | 658.8753 | 12.3555 | 4.1 | 52.8 | 0 | 724.0308 | 65.7433 |  | 724.0308 | 724.0307 | [7 empty] | 70.5807 | 777.3048 |  |  | 0 | 53.274
DEKY 2024 IRP Core EB2 Retire by '36 - NS CC Forced Solar from '29 - PC | 0 | DEKY | KY Core | Gas/Oil:Combustion Turbine | Woodsdale 2 | 2029 | 1 | 94 | 67.624 | 84.9602 | 10.825 | 1.4021 |  |  | 1 | 126 | 8 | 14854.3339 | 160966.1533 | 620.4557 | 12.3551 | 3.9313 | 53.6 | 0 | 686.4109 | 63.4098 |  | 686.4109 | 686.411 | [7 empty] | 67.7495 | 733.3881 |  |  | 0 | 46.9772
DEKY 2024 IRP Core EB2 Retire by '36 - NS CC Forced Solar from '29 - PC | 0 | DEKY | KY Core | Gas/Oil:Combustion Turbine | Woodsdale 2 | 2030 | 1 | 94 | 67.624 | 84.2203 | 33.775 | 4.3748 |  |  |  | 384 | 20 | 14791.2554 | 499994.6592 | 1779.2518 | 26.4885 | 3.6115 | 138 | 0 | 1943.7402 | 57.5497 |  | 1943.7402 | 1943.7403 | [7 empty] | 60.0652 | 2028.7009 |  |  | 0 | 84.9607
DEKY 2024 IRP Core EB2 Retire by '36 - NS CC Forced Solar from '29 - PC | 0 | DEKY | KY Core | Gas/Oil:Combustion Turbine | Woodsdale 2 | 2031 | 1 | 94 | 67.624 | 84.2203 | 20.876 | 2.704 |  |  |  | 241 | 13 | 14825.3345 | 309766.6768 | 1227.387 | 25.0836 | 4.0433 | 92.3 | 0 | 1344.7706 | 64.4171 |  | 1344.7706 | 1344.7706 | [7 empty] | 68.5928 | 1431.9425 |  |  | 0 | 87.1719
DEKY 2024 IRP Core EB2 Retire by '36 - NS CC Forced Solar from '29 - PC | 0 | DEKY | KY Core | Gas/Oil:Combustion Turbine | Woodsdale 2 | 2032 | 1 | 94 | 67.624 | 85.1652 | 12.9156 | 1.6681 |  |  | 1 | 145 | 3 | 14779.3284 | 190946.9121 | 878.2024 | 0.022723 | 4.5993 | 21.6 | 0 | 899.8252 | 69.6696 |  | 899.8252 | 899.8253 | [7 empty] | 73.3502 | 947.3614 |  |  | 0 | 47.5362
DEKY 2024 IRP Core EB2 Retire by '36 - NS CC Forced Solar from '29 - PC | 0 | DEKY | KY Core | Gas/Oil:Combustion Turbine | Woodsdale 2 | 2033 | 1 | 94 | 67.624 | 85.1219 | 3.29 | 0.42615 |  |  |  | 35 | 2 | 14614.4616 | 48123.5781 | 237.0062 | 0.0058412 | 4.9251 | 14.8 | 0 | 251.812 | 76.5386 |  | 251.812 | 251.812 | [7 empty] | 77.4549 | 254.8267 |  |  | 0 | 3.0147
DEKY 2024 IRP Core EB2 Retire by '36 - NS CC Forced Solar from '29 - PC | 0 | DEKY | KY Core | Gas/Oil:Combustion Turbine | Woodsdale 2 | 2034 | 1 | 94 | 67.624 | 84.8732 | 0.96 | 0.12435 |  |  |  | 12 | 1 | 15047.7451 | 14466.835 | 62.1312 | 2.4646 | 4.4651 | 7.6 | 0 | 72.1957 | 75.2039 |  | 72.1957 | 72.1957 | [7 empty] | 75.7069 | 72.6786 |  |  | 0 | 0.48287
DEKY 2024 IRP Core EB2 Retire by '36 - NS CC Forced Solar from '29 - PC | 0 | DEKY | KY Core | Gas/Oil:Combustion Turbine | Woodsdale 2 | 2035 | 1 | 94 | 67.624 | 85.2089 | [17 empty] | 0 | [12 empty] | 0 | 0
DEKY 2024 IRP Core EB2 Retire by '36 - NS CC Forced Solar from '29 - PC | 0 | DEKY | KY Core | Gas/Oil:Combustion Turbine | Woodsdale 2 | 2036 | 1 | 94 | 67.624 | 84.7003 | [17 empty] | 0 | [12 empty] | 0 | 0
DEKY 2024 IRP Core EB2 Retire by '36 - NS CC Forced Solar from '29 - PC | 0 | DEKY | KY Core | Gas/Oil:Combustion Turbine | Woodsdale 2 | 2037 | 1 | 94 | 67.624 | 84.2203 | [17 empty] | 0 | [12 empty] | 0 | 0
DEKY 2024 IRP Core EB2 Retire by '36 - NS CC Forced Solar from '29 - PC | 0 | DEKY | KY Core | Gas/Oil:Combustion Turbine | Woodsdale 2 | 2038 | 1 | 94 | 67.624 | 84.9478 | [17 empty] | 0 | [12 empty] | 0 | 0
DEKY 2024 IRP Core EB2 Retire by '36 - NS CC Forced Solar from '29 - PC | 0 | DEKY | KY Core | Gas/Oil:Combustion Turbine | Woodsdale 2 | 2039 | 1 | 94 | 67.624 | 84.9043 | [17 empty] | 0 | [12 empty] | 0 | 0
DEKY 2024 IRP Core EB2 Retire by '36 - NS CC Forced Solar from '29 - PC | 0 | DEKY | KY Core | Gas/Oil:Combustion Turbine | Woodsdale 2 | 2040 | 1 | 94 | 67.624 | 84.6445 | [17 empty] | 0 | [12 empty] | 0 | 0
DEKY 2024 IRP Core EB2 Retire by '36 - NS CC Forced Solar from '29 - PC | 0 | DEKY | KY Core | Gas/Oil:Combustion Turbine | Woodsdale 3 | 2024 | 1 | 94 | 63.832 | 80.1934 | 195.0126 | 25.1861 |  |  | 21 | 2539 | 59 | 15249.9211 | 2975165.6562 | 6165.3774 | 180.4237 | 2.1329 | 348.1 | 0 | 6693.9011 | 34.3255 |  | 6693.9011 | 6693.9005 | [7 empty] | 44.9542 | 8766.6405 |  |  | 0 | 2072.7394
DEKY 2024 IRP Core EB2 Retire by '36 - NS CC Forced Solar from '29 - PC | 0 | DEKY | KY Core | Gas/Oil:Combustion Turbine | Woodsdale 3 | 2025 | 1 | 94 | 63.832 | 66.047 | 39.1421 | 5.07 |  |  | 3 | 447 | 25 | 14800.2393 | 579838.0195 | 2087.7461 | 36.3605 | 3.6633 | 152.5 | 0 | 2276.6067 | 58.1626 |  | 2276.6067 | 2276.6067 | [7 empty] | 63.2158 | 2474.4001 |  |  | 0 | 197.7935
DEKY 2024 IRP Core EB2 Retire by '36 - NS CC Forced Solar from '29 - PC | 0 | DEKY | KY Core | Gas/Oil:Combustion Turbine | Woodsdale 3 | 2026 | 1 | 94 | 63.832 | 80.1045 | 25.8086 | 3.3429 |  |  | 1 | 291 | 15 | 14765.5616 | 381393.4922 | 1580.7337 | 19.7635 | 4.1964 | 93 | 0 | 1693.4972 | 65.6176 |  | 1693.4972 | 1693.4972 | [7 empty] | 72.0191 | 1858.7131 |  |  | 0 | 165.2159
DEKY 2024 IRP Core EB2 Retire by '36 - NS CC Forced Solar from '29 - PC | 0 | DEKY | KY Core | Gas/Oil:Combustion Turbine | Woodsdale 3 | 2027 | 1 | 94 | 63.832 | 79.6257 | 20.227 | 2.62 |  |  |  | 229 | 13 | 14784.5715 | 299320.5215 | 1198.041 | 12.0683 | 4.0429 | 83.2 | 0 | 1293.3092 | 63.9397 |  | 1293.3092 | 1293.3093 | [7 empty] | 68.1458 | 1378.3845 |  |  | 0 | 85.0752
DEKY 2024 IRP Core EB2 Retire by '36 - NS CC Forced Solar from '29 - PC | 0 | DEKY | KY Core | Gas/Oil:Combustion Turbine | Woodsdale 3 | 2028 | 1 | 94 | 63.832 | 80.5096 | 11.013 | 1.4223 |  |  | 1 | 128 | 8 | 14850.2387 | 163713.667 | 658.8753 | 12.3555 | 4.1 | 52.8 | 0 | 724.0308 | 65.7433 |  | 724.0308 | 724.0307 | [7 empty] | 70.5807 | 777.3048 |  |  | 0 | 53.274
DEKY 2024 IRP Core EB2 Retire by '36 - NS CC Forced Solar from '29 - PC | 0 | DEKY | KY Core | Gas/Oil:Combustion Turbine | Woodsdale 3 | 2029 | 1 | 94 | 63.832 | 77.2196 | 9.227 | 1.1952 |  |  | 1 | 109 | 7 | 14895.8765 | 137591.2412 | 546.9458 | 12.3523 | 4.0649 | 46.9 | 0 | 606.1982 | 65.6983 |  | 606.1982 | 606.1982 | [7 empty] | 70.4737 | 650.2608 |  |  | 0 | 44.0627
DEKY 2024 IRP Core EB2 Retire by '36 - NS CC Forced Solar from '29 - PC | 0 | DEKY | KY Core | Gas/Oil:Combustion Turbine | Woodsdale 3 | 2030 | 1 | 94 | 63.832 | 77.5242 | 32.735 | 4.2401 |  |  |  | 371 | 19 | 14783.1067 | 484324.0059 | 1729.6939 | 23.9225 | 3.6208 | 131.1 | 0 | 1884.7163 | 57.575 |  | 1884.7163 | 1884.7164 | [7 empty] | 60.1309 | 1968.3854 |  |  | 0 | 83.6691
DEKY 2024 IRP Core EB2 Retire by '36 - NS CC Forced Solar from '29 - PC | 0 | DEKY | KY Core | Gas/Oil:Combustion Turbine | Woodsdale 3 | 2031 | 1 | 94 | 63.832 | 78.4693 | 24.636 | 3.1911 |  |  |  | 281 | 14 | 14793.1504 | 364738.0518 | 1478.1856 | 25.0902 | 4.1215 | 99.4 | 0 | 1602.6758 | 65.0542 |  | 1602.6758 | 1602.6758 | [7 empty] | 69.0517 | 1701.1583 |  |  | 0 | 98.4825
DEKY 2024 IRP Core EB2 Retire by '36 - NS CC Forced Solar from '29 - PC | 0 | DEKY | KY Core | Gas/Oil:Combustion Turbine | Woodsdale 3 | 2032 | 1 | 94 | 63.832 | 79.5425 | 10.167 | 1.3131 |  |  |  | 111 | 3 | 14692.7369 | 149444.0605 | 687.862 | 0.017784 | 4.6029 | 21.6 | 0 | 709.4797 | 69.7826 |  | 709.4797 | 709.4798 | [7 empty] | 72.4435 | 736.5329 |  |  | 0 | 27.0532
DEKY 2024 IRP Core EB2 Retire by '36 - NS CC Forced Solar from '29 - PC | 0 | DEKY | KY Core | Gas/Oil:Combustion Turbine | Woodsdale 3 | 2033 | 1 | 94 | 63.832 | 78.3822 | 3.29 | 0.42615 |  |  |  | 35 | 2 | 14614.4616 | 48123.5781 | 237.0062 | 0.0058412 | 4.9251 | 14.8 | 0 | 251.812 | 76.5386 |  | 251.812 | 251.812 | [7 empty] | 77.4549 | 254.8267 |  |  | 0 | 3.0147
DEKY 2024 IRP Core EB2 Retire by '36 - NS CC Forced Solar from '29 - PC | 0 | DEKY | KY Core | Gas/Oil:Combustion Turbine | Woodsdale 3 | 2034 | 1 | 94 | 63.832 | 79.4392 | 0.96 | 0.12435 |  |  |  | 12 | 1 | 15047.7451 | 14466.835 | 62.1312 | 2.4646 | 4.4651 | 7.6 | 0 | 72.1957 | 75.2039 |  | 72.1957 | 72.1957 | [7 empty] | 75.7069 | 72.6786 |  |  | 0 | 0.48287
DEKY 2024 IRP Core EB2 Retire by '36 - NS CC Forced Solar from '29 - PC | 0 | DEKY | KY Core | Gas/Oil:Combustion Turbine | Woodsdale 3 | 2035 | 1 | 94 | 63.832 | 77.8289 | [17 empty] | 0 | [12 empty] | 0 | 0
DEKY 2024 IRP Core EB2 Retire by '36 - NS CC Forced Solar from '29 - PC | 0 | DEKY | KY Core | Gas/Oil:Combustion Turbine | Woodsdale 3 | 2036 | 1 | 94 | 63.832 | 78.6746 | [17 empty] | 0 | [12 empty] | 0 | 0
DEKY 2024 IRP Core EB2 Retire by '36 - NS CC Forced Solar from '29 - PC | 0 | DEKY | KY Core | Gas/Oil:Combustion Turbine | Woodsdale 3 | 2037 | 1 | 94 | 63.832 | 77.5242 | [17 empty] | 0 | [12 empty] | 0 | 0
DEKY 2024 IRP Core EB2 Retire by '36 - NS CC Forced Solar from '29 - PC | 0 | DEKY | KY Core | Gas/Oil:Combustion Turbine | Woodsdale 3 | 2038 | 1 | 94 | 63.832 | 78.2952 | [17 empty] | 0 | [12 empty] | 0 | 0
DEKY 2024 IRP Core EB2 Retire by '36 - NS CC Forced Solar from '29 - PC | 0 | DEKY | KY Core | Gas/Oil:Combustion Turbine | Woodsdale 3 | 2039 | 1 | 94 | 63.832 | 78.003 | [17 empty] | 0 | [12 empty] | 0 | 0
DEKY 2024 IRP Core EB2 Retire by '36 - NS CC Forced Solar from '29 - PC | 0 | DEKY | KY Core | Gas/Oil:Combustion Turbine | Woodsdale 3 | 2040 | 1 | 94 | 63.832 | 78.284 | [17 empty] | 0 | [12 empty] | 0 | 0
DEKY 2024 IRP Core EB2 Retire by '36 - NS CC Forced Solar from '29 - PC | 0 | DEKY | KY Core | Gas/Oil:Combustion Turbine | Woodsdale 4 | 2024 | 1 | 94 | 64.701 | 73.1694 | 214.3284 | 27.9458 |  |  | 16 | 2518 | 21 | 14909.3875 | 3195945.5215 | 5720.0074 | 91.0901 | 1.8183 | 123.9 | 0 | 5934.9975 | 27.6911 |  | 5934.9975 | 5934.9985 | [7 empty] | 39.5716 | 8481.3156 |  |  | 0 | 2546.318
DEKY 2024 IRP Core EB2 Retire by '36 - NS CC Forced Solar from '29 - PC | 0 | DEKY | KY Core | Gas/Oil:Combustion Turbine | Woodsdale 4 | 2025 | 1 | 94 | 64.701 | 76.0844 | 39.457 | 5.1599 |  |  |  | 451 | 27 | 14800.8682 | 584564.8477 | 2113.2364 | 34.4784 | 3.674 | 164.7 | 0 | 2312.4148 | 58.6059 |  | 2312.4148 | 2312.4148 | [7 empty] | 63.5792 | 2508.6429 |  |  | 0 | 196.2281
DEKY 2024 IRP Core EB2 Retire by '36 - NS CC Forced Solar from '29 - PC | 0 | DEKY | KY Core | Gas/Oil:Combustion Turbine | Woodsdale 4 | 2026 | 1 | 94 | 64.701 | 91.5008 | 24.6726 | 3.2265 |  |  | 1 | 279 | 14 | 14774.0894 | 364809.2197 | 1520.4453 | 17.0479 | 4.2145 | 86.8 | 0 | 1624.2932 | 65.8339 |  | 1624.2932 | 1624.2932 | [7 empty] | 72.3413 | 1784.8489 |  |  | 0 | 160.5556
DEKY 2024 IRP Core EB2 Retire by '36 - NS CC Forced Solar from '29 - PC | 0 | DEKY | KY Core | Gas/Oil:Combustion Turbine | Woodsdale 4 | 2027 | 1 | 94 | 64.701 | 91.4506 | 22.093 | 2.8892 |  |  |  | 251 | 14 | 14793.485 | 327126.457 | 1319.569 | 12.7966 | 4.0729 | 89.6 | 0 | 1421.9656 | 64.3627 |  | 1421.9656 | 1421.9657 | [7 empty] | 68.6981 | 1517.7463 |  |  | 0 | 95.7807
DEKY 2024 IRP Core EB2 Retire by '36 - NS CC Forced Solar from '29 - PC | 0 | DEKY | KY Core | Gas/Oil:Combustion Turbine | Woodsdale 4 | 2028 | 1 | 94 | 64.701 | 91.5759 | 10.8882 | 1.4197 |  |  | 1 | 128 | 8 | 14882.558 | 162212.2705 | 653.5033 | 12.1096 | 4.1033 | 52.8 | 0 | 718.4129 | 65.9809 |  | 718.4129 | 718.4129 | [7 empty] | 70.595 | 768.652 |  |  | 0 | 50.2391
DEKY 2024 IRP Core EB2 Retire by '36 - NS CC Forced Solar from '29 - PC | 0 | DEKY | KY Core | Gas/Oil:Combustion Turbine | Woodsdale 4 | 2029 | 1 | 94 | 64.701 | 85.5941 | 9.7642 | 1.2769 |  |  | 1 | 114 | 7 | 14864.4701 | 145286.6621 | 569.4793 | 9.7877 | 3.9871 | 46.9 | 0 | 626.167 | 64.1289 |  | 626.167 | 626.1671 | [7 empty] | 68.6807 | 670.6121 |  |  | 0 | 44.4451
DEKY 2024 IRP Core EB2 Retire by '36 - NS CC Forced Solar from '29 - PC | 0 | DEKY | KY Core | Gas/Oil:Combustion Turbine | Woodsdale 4 | 2030 | 1 | 94 | 64.701 | 85.5941 | 30.465 | 3.984 |  |  |  | 345 | 17 | 14782.2034 | 450696.8291 | 1618.0292 | 18.4163 | 3.6309 | 117.3 | 0 | 1753.7455 | 57.5659 |  | 1753.7455 | 1753.7455 | [7 empty] | 60.2041 | 1834.1175 |  |  | 0 | 80.372
DEKY 2024 IRP Core EB2 Retire by '36 - NS CC Forced Solar from '29 - PC | 0 | DEKY | KY Core | Gas/Oil:Combustion Turbine | Woodsdale 4 | 2031 | 1 | 94 | 64.701 | 85.5941 | 23.368 | 3.0559 |  |  |  | 268 | 13 | 14808.7708 | 346324.3584 | 1415.379 | 22.075 | 4.1506 | 92.3 | 0 | 1529.7539 | 65.4636 |  | 1529.7539 | 1529.754 | [7 empty] | 69.4636 | 1623.2258 |  |  | 0 | 93.4719
DEKY 2024 IRP Core EB2 Retire by '36 - NS CC Forced Solar from '29 - PC | 0 | DEKY | KY Core | Gas/Oil:Combustion Turbine | Woodsdale 4 | 2032 | 1 | 94 | 64.701 | 85.3924 | 17.9076 | 2.3349 |  |  | 1 | 209 | 6 | 14875.7176 | 266514.4199 | 1172.7512 | 12.3964 | 4.4468 | 43.2 | 0 | 1228.3477 | 68.5936 |  | 1228.3477 | 1228.3477 | [7 empty] | 71.7181 | 1284.2986 |  |  | 0 | 55.9509
DEKY 2024 IRP Core EB2 Retire by '36 - NS CC Forced Solar from '29 - PC | 0 | DEKY | KY Core | Gas/Oil:Combustion Turbine | Woodsdale 4 | 2033 | 1 | 94 | 64.701 | 85.3493 | 3.29 | 0.43024 |  |  |  | 35 | 2 | 14614.4616 | 48123.5781 | 237.0062 | 0.0058412 | 4.9251 | 14.8 | 0 | 251.812 | 76.5386 |  | 251.812 | 251.812 | [7 empty] | 77.4549 | 254.8267 |  |  | 0 | 3.0147
DEKY 2024 IRP Core EB2 Retire by '36 - NS CC Forced Solar from '29 - PC | 0 | DEKY | KY Core | Gas/Oil:Combustion Turbine | Woodsdale 4 | 2034 | 1 | 94 | 64.701 | 85.5941 | [17 empty] | 0 | [12 empty] | 0 | 0
DEKY 2024 IRP Core EB2 Retire by '36 - NS CC Forced Solar from '29 - PC | 0 | DEKY | KY Core | Gas/Oil:Combustion Turbine | Woodsdale 4 | 2035 | 1 | 94 | 64.701 | 85.5941 | [17 empty] | 0 | [12 empty] | 0 | 0
DEKY 2024 IRP Core EB2 Retire by '36 - NS CC Forced Solar from '29 - PC | 0 | DEKY | KY Core | Gas/Oil:Combustion Turbine | Woodsdale 4 | 2036 | 1 | 94 | 64.701 | 85.3924 | [17 empty] | 0 | [12 empty] | 0 | 0
DEKY 2024 IRP Core EB2 Retire by '36 - NS CC Forced Solar from '29 - PC | 0 | DEKY | KY Core | Gas/Oil:Combustion Turbine | Woodsdale 4 | 2037 | 1 | 94 | 64.701 | 85.5941 | [17 empty] | 0 | [12 empty] | 0 | 0
DEKY 2024 IRP Core EB2 Retire by '36 - NS CC Forced Solar from '29 - PC | 0 | DEKY | KY Core | Gas/Oil:Combustion Turbine | Woodsdale 4 | 2038 | 1 | 94 | 64.701 | 85.2489 | [17 empty] | 0 | [12 empty] | 0 | 0
DEKY 2024 IRP Core EB2 Retire by '36 - NS CC Forced Solar from '29 - PC | 0 | DEKY | KY Core | Gas/Oil:Combustion Turbine | Woodsdale 4 | 2039 | 1 | 94 | 64.701 | 85.5941 | [17 empty] | 0 | [12 empty] | 0 | 0
DEKY 2024 IRP Core EB2 Retire by '36 - NS CC Forced Solar from '29 - PC | 0 | DEKY | KY Core | Gas/Oil:Combustion Turbine | Woodsdale 4 | 2040 | 1 | 94 | 64.701 | 85.2923 | [17 empty] | 0 | [12 empty] | 0 | 0
DEKY 2024 IRP Core EB2 Retire by '36 - NS CC Forced Solar from '29 - PC | 0 | DEKY | KY Core | Gas/Oil:Combustion Turbine | Woodsdale 5 | 2024 | 1 | 94 | 66.992 | 91.0917 | 203.211 | 26.2449 |  |  | 18 | 2537 | 54 | 15100.7975 | 3069781.5 | 6106.8812 | 184.9207 | 2.0496 | 318.6 | 0 | 6610.4019 | 32.5298 |  | 6610.4019 | 6610.4019 | [7 empty] | 42.0123 | 8537.3581 |  |  | 0 | 1926.9562
DEKY 2024 IRP Core EB2 Retire by '36 - NS CC Forced Solar from '29 - PC | 0 | DEKY | KY Core | Gas/Oil:Combustion Turbine | Woodsdale 5 | 2025 | 1 | 94 | 66.992 | 90.0647 | 47.2708 | 6.1229 |  |  | 1 | 543 | 30 | 14824.7483 | 701407.5332 | 2448.4589 | 36.375 | 3.5426 | 183 | 0 | 2667.8339 | 56.4373 |  | 2667.8339 | 2667.8338 | [7 empty] | 60.7717 | 2872.725 |  |  | 0 | 204.8911
DEKY 2024 IRP Core EB2 Retire by '36 - NS CC Forced Solar from '29 - PC | 0 | DEKY | KY Core | Gas/Oil:Combustion Turbine | Woodsdale 5 | 2026 | 1 | 94 | 66.992 | 69.9204 | 23.4246 | 3.0341 |  |  | 1 | 264 | 13 | 14764.6621 | 346129.3242 | 1460.5062 | 17.5891 | 4.2704 | 80.6 | 0 | 1558.6953 | 66.541 |  | 1558.6953 | 1558.6953 | [7 empty] | 73.5149 | 1722.0579 |  |  | 0 | 163.3627
DEKY 2024 IRP Core EB2 Retire by '36 - NS CC Forced Solar from '29 - PC | 0 | DEKY | KY Core | Gas/Oil:Combustion Turbine | Woodsdale 5 | 2027 | 1 | 94 | 66.992 | 90.3258 | 23.105 | 2.9928 |  |  |  | 262 | 15 | 14787.3859 | 341977.5508 | 1370.2481 | 15.2284 | 4.0514 | 96 | 0 | 1481.4765 | 64.1193 |  | 1481.4765 | 1481.4766 | [7 empty] | 68.4331 | 1581.1472 |  |  | 0 | 99.6707
DEKY 2024 IRP Core EB2 Retire by '36 - NS CC Forced Solar from '29 - PC | 0 | DEKY | KY Core | Gas/Oil:Combustion Turbine | Woodsdale 5 | 2028 | 1 | 94 | 66.992 | 90.4284 | 11.013 | 1.4223 |  |  | 1 | 128 | 8 | 14850.2387 | 163713.667 | 658.8753 | 12.3555 | 4.1 | 52.8 | 0 | 724.0308 | 65.7433 |  | 724.0308 | 724.0307 | [7 empty] | 70.5807 | 777.3048 |  |  | 0 | 53.274
DEKY 2024 IRP Core EB2 Retire by '36 - NS CC Forced Solar from '29 - PC | 0 | DEKY | KY Core | Gas/Oil:Combustion Turbine | Woodsdale 5 | 2029 | 1 | 94 | 66.992 | 87.0679 | 10.825 | 1.4021 |  |  | 1 | 126 | 8 | 14854.3339 | 160966.1533 | 620.4557 | 12.3551 | 3.9313 | 53.6 | 0 | 686.4109 | 63.4098 |  | 686.4109 | 686.411 | [7 empty] | 67.7495 | 733.3881 |  |  | 0 | 46.9772
DEKY 2024 IRP Core EB2 Retire by '36 - NS CC Forced Solar from '29 - PC | 0 | DEKY | KY Core | Gas/Oil:Combustion Turbine | Woodsdale 5 | 2030 | 1 | 94 | 66.992 | 87.1114 | 33.023 | 4.2774 |  |  |  | 376 | 19 | 14795.2816 | 488983.5811 | 1729.2384 | 26.4872 | 3.5906 | 131.1 | 0 | 1886.8255 | 57.1367 |  | 1886.8255 | 1886.8257 | [7 empty] | 59.5931 | 1967.9425 |  |  | 0 | 81.117
DEKY 2024 IRP Core EB2 Retire by '36 - NS CC Forced Solar from '29 - PC | 0 | DEKY | KY Core | Gas/Oil:Combustion Turbine | Woodsdale 5 | 2031 | 1 | 94 | 66.992 | 86.8503 | 23.132 | 2.9962 |  |  |  | 265 | 13 | 14804.7683 | 342736.8994 | 1379.0806 | 25.0875 | 4.0969 | 92.3 | 0 | 1496.4681 | 64.6926 |  | 1496.4681 | 1496.4681 | [7 empty] | 68.9341 | 1594.5843 |  |  | 0 | 98.1162
DEKY 2024 IRP Core EB2 Retire by '36 - NS CC Forced Solar from '29 - PC | 0 | DEKY | KY Core | Gas/Oil:Combustion Turbine | Woodsdale 5 | 2032 | 1 | 94 | 66.992 | 87.0622 | 18.1156 | 2.3396 |  |  | 1 | 210 | 6 | 14856.3767 | 269258.1934 | 1183.4459 | 12.8457 | 4.4429 | 43.2 | 0 | 1239.4917 | 68.4212 |  | 1239.4917 | 1239.4917 | [7 empty] | 71.6418 | 1297.835 |  |  | 0 | 58.3433
DEKY 2024 IRP Core EB2 Retire by '36 - NS CC Forced Solar from '29 - PC | 0 | DEKY | KY Core | Gas/Oil:Combustion Turbine | Woodsdale 5 | 2033 | 1 | 94 | 66.992 | 87.0679 | 1.598 | 0.20699 |  |  |  | 17 | 1 | 14614.4627 | 23374.9121 | 115.1202 | 0.0028372 | 4.9251 | 7.4 | 0 | 122.5231 | 76.6728 |  | 122.5231 | 122.5231 | [7 empty] | 77.2284 | 123.411 |  |  | 0 | 0.88795
DEKY 2024 IRP Core EB2 Retire by '36 - NS CC Forced Solar from '29 - PC | 0 | DEKY | KY Core | Gas/Oil:Combustion Turbine | Woodsdale 5 | 2034 | 1 | 94 | 66.992 | 86.8192 | 0.96 | 0.12435 |  |  |  | 12 | 1 | 15047.7451 | 14466.835 | 62.1312 | 2.4646 | 4.4651 | 7.6 | 0 | 72.1957 | 75.2039 |  | 72.1957 | 72.1957 | [7 empty] | 75.7069 | 72.6786 |  |  | 0 | 0.48287
DEKY 2024 IRP Core EB2 Retire by '36 - NS CC Forced Solar from '29 - PC | 0 | DEKY | KY Core | Gas/Oil:Combustion Turbine | Woodsdale 5 | 2035 | 1 | 94 | 66.992 | 86.7757 | [17 empty] | 0 | [12 empty] | 0 | 0
DEKY 2024 IRP Core EB2 Retire by '36 - NS CC Forced Solar from '29 - PC | 0 | DEKY | KY Core | Gas/Oil:Combustion Turbine | Woodsdale 5 | 2036 | 1 | 94 | 66.992 | 86.5972 | [17 empty] | 0 | [12 empty] | 0 | 0
DEKY 2024 IRP Core EB2 Retire by '36 - NS CC Forced Solar from '29 - PC | 0 | DEKY | KY Core | Gas/Oil:Combustion Turbine | Woodsdale 5 | 2037 | 1 | 94 | 66.992 | 87.0679 | [17 empty] | 0 | [12 empty] | 0 | 0
DEKY 2024 IRP Core EB2 Retire by '36 - NS CC Forced Solar from '29 - PC | 0 | DEKY | KY Core | Gas/Oil:Combustion Turbine | Woodsdale 5 | 2038 | 1 | 94 | 66.992 | 87.0679 | [17 empty] | 0 | [12 empty] | 0 | 0
DEKY 2024 IRP Core EB2 Retire by '36 - NS CC Forced Solar from '29 - PC | 0 | DEKY | KY Core | Gas/Oil:Combustion Turbine | Woodsdale 5 | 2039 | 1 | 94 | 66.992 | 86.5581 | [17 empty] | 0 | [12 empty] | 0 | 0
DEKY 2024 IRP Core EB2 Retire by '36 - NS CC Forced Solar from '29 - PC | 0 | DEKY | KY Core | Gas/Oil:Combustion Turbine | Woodsdale 5 | 2040 | 1 | 94 | 66.992 | 86.7708 | [17 empty] | 0 | [12 empty] | 0 | 0
DEKY 2024 IRP Core EB2 Retire by '36 - NS CC Forced Solar from '29 - PC | 0 | DEKY | KY Core | Gas/Oil:Combustion Turbine | Woodsdale 6 | 2024 | 1 | 94 | 66.992 | 91.9968 | 206.9032 | 26.7217 |  |  | 19 | 2531 | 29 | 15041.1359 | 3112668.8184 | 5854.9864 | 124.959 | 1.9212 | 171.1 | 0 | 6151.0454 | 29.7291 |  | 6151.0454 | 6151.0453 | [7 empty] | 39.4972 | 8172.0992 |  |  | 0 | 2021.0537
DEKY 2024 IRP Core EB2 Retire by '36 - NS CC Forced Solar from '29 - PC | 0 | DEKY | KY Core | Gas/Oil:Combustion Turbine | Woodsdale 6 | 2025 | 1 | 94 | 66.992 | 91.0719 | 49.6366 | 6.4293 |  |  | 1 | 564 | 32 | 14791.1979 | 734856.7988 | 2580.9955 | 36.379 | 3.5617 | 195.2 | 0 | 2812.5744 | 56.6633 |  | 2812.5744 | 2812.5744 | [7 empty] | 60.9545 | 3025.5726 |  |  | 0 | 212.9982
DEKY 2024 IRP Core EB2 Retire by '36 - NS CC Forced Solar from '29 - PC | 0 | DEKY | KY Core | Gas/Oil:Combustion Turbine | Woodsdale 6 | 2026 | 1 | 94 | 66.992 | 83.182 | 24.3046 | 3.1481 |  |  | 1 | 275 | 14 | 14774.9117 | 359392.3398 | 1506.2459 | 19.7609 | 4.2461 | 86.8 | 0 | 1612.8068 | 66.3581 |  | 1612.8068 | 1612.8068 | [7 empty] | 73.1497 | 1777.8749 |  |  | 0 | 165.0682
DEKY 2024 IRP Core EB2 Retire by '36 - NS CC Forced Solar from '29 - PC | 0 | DEKY | KY Core | Gas/Oil:Combustion Turbine | Woodsdale 6 | 2027 | 1 | 94 | 66.992 | 91.2335 | 23.105 | 2.9928 |  |  |  | 262 | 15 | 14787.3859 | 341977.5508 | 1370.2481 | 15.2284 | 4.0514 | 96 | 0 | 1481.4765 | 64.1193 |  | 1481.4765 | 1481.4766 | [7 empty] | 68.4331 | 1581.1472 |  |  | 0 | 99.6707
DEKY 2024 IRP Core EB2 Retire by '36 - NS CC Forced Solar from '29 - PC | 0 | DEKY | KY Core | Gas/Oil:Combustion Turbine | Woodsdale 6 | 2028 | 1 | 94 | 66.992 | 91.3893 | 11.013 | 1.4223 |  |  | 1 | 128 | 8 | 14850.2387 | 163713.667 | 658.8753 | 12.3555 | 4.1 | 52.8 | 0 | 724.0308 | 65.7433 |  | 724.0308 | 724.0307 | [7 empty] | 70.5807 | 777.3048 |  |  | 0 | 53.274
DEKY 2024 IRP Core EB2 Retire by '36 - NS CC Forced Solar from '29 - PC | 0 | DEKY | KY Core | Gas/Oil:Combustion Turbine | Woodsdale 6 | 2029 | 1 | 94 | 66.992 | 90.0647 | 10.825 | 1.4021 |  |  | 1 | 126 | 8 | 14854.3339 | 160966.1533 | 620.4557 | 12.3551 | 3.9313 | 53.6 | 0 | 686.4109 | 63.4098 |  | 686.4109 | 686.411 | [7 empty] | 67.7495 | 733.3881 |  |  | 0 | 46.9772
DEKY 2024 IRP Core EB2 Retire by '36 - NS CC Forced Solar from '29 - PC | 0 | DEKY | KY Core | Gas/Oil:Combustion Turbine | Woodsdale 6 | 2030 | 1 | 94 | 66.992 | 91.1962 | 33.775 | 4.3748 |  |  |  | 384 | 20 | 14791.2554 | 499994.6592 | 1779.2518 | 26.4885 | 3.6115 | 138 | 0 | 1943.7402 | 57.5497 |  | 1943.7402 | 1943.7403 | [7 empty] | 60.071 | 2028.8988 |  |  | 0 | 85.1585
DEKY 2024 IRP Core EB2 Retire by '36 - NS CC Forced Solar from '29 - PC | 0 | DEKY | KY Core | Gas/Oil:Combustion Turbine | Woodsdale 6 | 2031 | 1 | 94 | 66.992 | 90.1517 | 23.132 | 2.9962 |  |  |  | 265 | 13 | 14804.7683 | 342736.8994 | 1379.0806 | 25.0875 | 4.0969 | 92.3 | 0 | 1496.4681 | 64.6926 |  | 1496.4681 | 1496.4681 | [7 empty] | 68.9341 | 1594.5843 |  |  | 0 | 98.1162
DEKY 2024 IRP Core EB2 Retire by '36 - NS CC Forced Solar from '29 - PC | 0 | DEKY | KY Core | Gas/Oil:Combustion Turbine | Woodsdale 6 | 2032 | 1 | 94 | 66.992 | 90.1804 | 18.1156 | 2.3396 |  |  | 1 | 210 | 6 | 14856.3767 | 269258.1934 | 1183.4459 | 12.8457 | 4.4429 | 43.2 | 0 | 1239.4917 | 68.4212 |  | 1239.4917 | 1239.4917 | [7 empty] | 71.6418 | 1297.835 |  |  | 0 | 58.3433
DEKY 2024 IRP Core EB2 Retire by '36 - NS CC Forced Solar from '29 - PC | 0 | DEKY | KY Core | Gas/Oil:Combustion Turbine | Woodsdale 6 | 2033 | 1 | 94 | 66.992 | 90.0647 | 3.29 | 0.42615 |  |  |  | 35 | 2 | 14614.4616 | 48123.5781 | 237.0062 | 0.0058412 | 4.9251 | 14.8 | 0 | 251.812 | 76.5386 |  | 251.812 | 251.812 | [7 empty] | 77.4549 | 254.8267 |  |  | 0 | 3.0147
DEKY 2024 IRP Core EB2 Retire by '36 - NS CC Forced Solar from '29 - PC | 0 | DEKY | KY Core | Gas/Oil:Combustion Turbine | Woodsdale 6 | 2034 | 1 | 94 | 66.992 | 90.0647 | 0.96 | 0.12435 |  |  |  | 12 | 1 | 15047.7451 | 14466.835 | 62.1312 | 2.4646 | 4.4651 | 7.6 | 0 | 72.1957 | 75.2039 |  | 72.1957 | 72.1957 | [7 empty] | 75.7069 | 72.6786 |  |  | 0 | 0.48287
DEKY 2024 IRP Core EB2 Retire by '36 - NS CC Forced Solar from '29 - PC | 0 | DEKY | KY Core | Gas/Oil:Combustion Turbine | Woodsdale 6 | 2035 | 1 | 94 | 66.992 | 90.0647 | [17 empty] | 0 | [12 empty] | 0 | 0
DEKY 2024 IRP Core EB2 Retire by '36 - NS CC Forced Solar from '29 - PC | 0 | DEKY | KY Core | Gas/Oil:Combustion Turbine | Woodsdale 6 | 2036 | 1 | 94 | 66.992 | 90.1804 | [17 empty] | 0 | [12 empty] | 0 | 0
DEKY 2024 IRP Core EB2 Retire by '36 - NS CC Forced Solar from '29 - PC | 0 | DEKY | KY Core | Gas/Oil:Combustion Turbine | Woodsdale 6 | 2037 | 1 | 94 | 66.992 | 90.0647 | [17 empty] | 0 | [12 empty] | 0 | 0
DEKY 2024 IRP Core EB2 Retire by '36 - NS CC Forced Solar from '29 - PC | 0 | DEKY | KY Core | Gas/Oil:Combustion Turbine | Woodsdale 6 | 2038 | 1 | 94 | 66.992 | 90.1082 | [17 empty] | 0 | [12 empty] | 0 | 0
DEKY 2024 IRP Core EB2 Retire by '36 - NS CC Forced Solar from '29 - PC | 0 | DEKY | KY Core | Gas/Oil:Combustion Turbine | Woodsdale 6 | 2039 | 1 | 94 | 66.992 | 91.1092 | [17 empty] | 0 | [12 empty] | 0 | 0
DEKY 2024 IRP Core EB2 Retire by '36 - NS CC Forced Solar from '29 - PC | 0 | DEKY | KY Core | Gas/Oil:Combustion Turbine | Woodsdale 6 | 2040 | 1 | 94 | 66.992 | 90.0936 | [17 empty] | 0 | [12 empty] | 0 | 0
DEKY 2024 IRP Core EB2 Retire by '36 - NS CC Forced Solar from '29 - PC | 0 | DEKY | KY Core | Renewable:Solar PV | New Fixed Tilt Solar DEK | 2039 | 1 | 50 | 1 | 21.5995 | 94.2794 | 21.525 |  |  |  | 4352 | 368 | [9 empty] | 1111.152 | 1111.152 | 0.094279 |  |  |  | 94.2794 |  |  |  | 48.2585 | 4549.7823 | 0.094279 |  | 0 | 3438.7245
DEKY 2024 IRP Core EB2 Retire by '36 - NS CC Forced Solar from '29 - PC | 0 | DEKY | KY Core | Renewable:Solar PV | New Fixed Tilt Solar DEK | 2040 | 1 | 50 | 1 | 21.5845 | 94.4118 | 21.4963 |  |  |  | 4361 | 368 | [9 empty] | 1138.9308 | 1138.9308 | 0.094412 |  |  |  | 94.4118 |  |  |  | 47.9859 | 4530.4383 | 0.094412 |  | 0 | 3391.6019
DEKY 2024 IRP Core EB2 Retire by '36 - NS CC Forced Solar from '29 - PC | 0 | DEKY | KY Core | Renewable:Solar PV | New Fixed Tilt Solar DEK - PTC | 2029 | 1 | 50 | 2 | 21.5995 | 94.6058 | 21.5995 |  |  |  | 4360 | 365 |  |  |  | -4262.1746 |  |  | 0 | -4262.1746 | -45.0519 | 868.0304 | -3394.1441 | -4262.0799 |  |  |  | 94.6058 |  |  |  | 45.6598 | 4319.6826 | 0.094606 |  | 0 | 7713.9213
DEKY 2024 IRP Core EB2 Retire by '36 - NS CC Forced Solar from '29 - PC | 0 | DEKY | KY Core | Renewable:Solar PV | New Fixed Tilt Solar DEK - PTC | 2030 | 1 | 50 | 1.5 | 21.5995 | 94.6058 | 21.5995 |  |  |  | 4360 | 365 |  |  |  | -4391.3309 |  |  | 0 | -4391.3309 | -46.4171 | 889.7311 | -3501.5999 | -4391.2365 |  |  |  | 94.6058 |  |  |  | 45.5442 | 4308.7409 | 0.094606 |  | 0 | 7810.4353
DEKY 2024 IRP Core EB2 Retire by '36 - NS CC Forced Solar from '29 - PC | 0 | DEKY | KY Core | Renewable:Solar PV | New Fixed Tilt Solar DEK - PTC | 2031 | 1 | 50 | 1.5 | 21.5995 | 94.6058 | 21.5995 |  |  |  | 4360 | 365 |  |  |  | -4391.331 |  |  | 0 | -4391.331 | -46.4172 | 911.9744 | -3479.3566 | -4391.2364 |  |  |  | 94.6058 |  |  |  | 46.5273 | 4401.7549 | 0.094606 |  | 0 | 7881.2061
DEKY 2024 IRP Core EB2 Retire by '36 - NS CC Forced Solar from '29 - PC | 0 | DEKY | KY Core | Renewable:Solar PV | New Fixed Tilt Solar DEK - PTC | 2032 | 1 | 50 | 1 | 21.5845 | 94.7993 | 21.5845 |  |  |  | 4372 | 366 |  |  |  | -4529.7366 |  |  | 0 | -4529.7366 | -47.7824 | 934.7737 | -3594.9628 | -4529.6422 |  |  |  | 94.7993 |  |  |  | 46.0351 | 4364.093 | 0.094799 |  | 0 | 7959.1506
DEKY 2024 IRP Core EB2 Retire by '36 - NS CC Forced Solar from '29 - PC | 0 | DEKY | KY Core | Renewable:Solar PV | New Fixed Tilt Solar DEK - PTC | 2033 | 1 | 50 | 1 | 21.5995 | 94.6058 | 21.5995 |  |  |  | 4360 | 365 |  |  |  | -4649.6452 |  |  | 0 | -4649.6452 | -49.1476 | 958.1431 | -3691.5021 | -4649.5507 |  |  |  | 94.6058 |  |  |  | 46.6999 | 4418.0828 | 0.094606 |  | 0 | 8109.6795
DEKY 2024 IRP Core EB2 Retire by '36 - NS CC Forced Solar from '29 - PC | 0 | DEKY | KY Core | Renewable:Solar PV | New Fixed Tilt Solar DEK - PTC | 2034 | 1 | 50 | 1 | 21.5995 | 94.6058 | 21.5995 |  |  |  | 4360 | 365 |  |  |  | -4778.8016 |  |  | 0 | -4778.8016 | -50.5128 | 982.0966 | -3796.705 | -4778.7071 |  |  |  | 94.6058 |  |  |  | 46.6245 | 4410.9444 | 0.094606 |  | 0 | 8207.744
DEKY 2024 IRP Core EB2 Retire by '36 - NS CC Forced Solar from '29 - PC | 0 | DEKY | KY Core | Renewable:Solar PV | New Fixed Tilt Solar DEK - PTC | 2035 | 1 | 50 | 1 | 21.5995 | 94.6058 | 21.5995 |  |  |  | 4360 | 365 |  |  |  | -4778.8015 |  |  | 0 | -4778.8015 | -50.5128 | 1006.649 | -3772.1526 | -4778.707 |  |  |  | 94.6058 |  |  |  | 47.2464 | 4469.7838 | 0.094606 |  | 0 | 8242.031
DEKY 2024 IRP Core EB2 Retire by '36 - NS CC Forced Solar from '29 - PC | 0 | DEKY | KY Core | Renewable:Solar PV | New Fixed Tilt Solar DEK - PTC | 2036 | 1 | 50 | 1 | 21.5845 | 94.7993 | 21.5845 |  |  |  | 4372 | 366 |  |  |  | -4918.0001 |  |  | 0 | -4918.0001 | -51.878 | 1031.8152 | -3886.1849 | -4917.9054 |  |  |  | 94.7993 |  |  |  | 47.8911 | 4540.0454 | 0.094799 |  | 0 | 8426.3251
DEKY 2024 IRP Core EB2 Retire by '36 - NS CC Forced Solar from '29 - PC | 0 | DEKY | KY Core | Renewable:Solar PV | New Fixed Tilt Solar DEK - PTC | 2037 | 1 | 50 | 1 | 21.5995 | 94.6058 | 21.5995 |  |  |  | 4360 | 365 |  |  |  | -5037.1154 |  |  | 0 | -5037.1154 | -53.2432 | 1057.6106 | -3979.5048 | -5037.0207 |  |  |  | 94.6058 |  |  |  | 47.2294 | 4468.1715 | 0.094606 |  | 0 | 8447.7709
DEKY 2024 IRP Core EB2 Retire by '36 - NS CC Forced Solar from '29 - PC | 0 | DEKY | KY Core | Renewable:Solar PV | New Fixed Tilt Solar DEK - PTC | 2038 | 1 | 50 | 1 | 21.5995 | 94.6058 | 21.5995 |  |  |  | 4360 | 365 |  |  |  | -5166.2719 |  |  | 0 | -5166.2719 | -54.6084 | 1084.0508 | -4082.2212 | -5166.1775 |  |  |  | 94.6058 |  |  |  | 47.8025 | 4522.3969 | 0.094606 |  | 0 | 8604.7127
DEKY 2024 IRP Core EB2 Retire by '36 - NS CC Forced Solar from '29 - PC | 0 | DEKY | KY Core | Renewable:Solar PV | New Solar DEK - PTC | 2031 | 1 | 50 | 3 | 24.2591 | 106.255 | 24.2591 |  |  |  | 4286 | 355 |  |  |  | -4932.0527 |  |  | 0 | -4932.0527 | -46.4172 | 1266.8842 | -3665.1685 | -4931.9465 |  |  |  | 106.255 |  |  |  | 46.5226 | 4943.2559 | 0.10625 |  | 0 | 8608.5307
DEKY 2024 IRP Core EB2 Retire by '36 - NS CC Forced Solar from '29 - PC | 0 | DEKY | KY Core | Renewable:Solar PV | New Solar DEK - PTC | 2032 | 1 | 50 | 2.5 | 24.2416 | 106.469 | 24.2416 |  |  |  | 4287 | 356 |  |  |  | -5087.3398 |  |  | 0 | -5087.3398 | -47.7824 | 1298.5562 | -3788.7836 | -5087.2335 |  |  |  | 106.469 |  |  |  | 45.962 | 4893.5319 | 0.10647 |  | 0 | 8682.422
DEKY 2024 IRP Core EB2 Retire by '36 - NS CC Forced Solar from '29 - PC | 0 | DEKY | KY Core | Renewable:Solar PV | New Solar DEK - PTC | 2033 | 2 | 100 | 5 | 24.6125 | 215.6053 | 24.6125 |  |  |  | 8585 | 711 |  |  |  | -10596.4784 |  |  | 0 | -10596.4784 | -49.1476 | 2662.0408 | -7934.4377 | -10596.2637 |  |  |  | 215.6053 |  |  |  | 46.7071 | 10070.3052 | 0.21561 |  | 0 | 18004.9585
DEKY 2024 IRP Core EB2 Retire by '36 - NS CC Forced Solar from '29 - PC | 0 | DEKY | KY Core | Renewable:Solar PV | New Solar DEK - PTC | 2034 | 2 | 100 | 5 | 24.5528 | 215.0822 | 24.5528 |  |  |  | 8568 | 710 |  |  |  | -10864.4003 |  |  | 0 | -10864.4003 | -50.5128 | 2728.5916 | -8135.8087 | -10864.1855 |  |  |  | 215.0822 |  |  |  | 46.7345 | 10051.7491 | 0.21508 |  | 0 | 18187.7729
DEKY 2024 IRP Core EB2 Retire by '36 - NS CC Forced Solar from '29 - PC | 0 | DEKY | KY Core | Renewable:Solar PV | New Solar DEK - PTC | 2035 | 3 | 150 | 7.5 | 24.6838 | 324.3445 | 24.6838 |  |  |  | 12867 | 1066 |  |  |  | -16383.5445 |  |  | 0 | -16383.5445 | -50.5128 | 4195.2092 | -12188.3353 | -16383.2211 |  |  |  | 324.3445 |  |  |  | 47.3316 | 15351.7485 | 0.32434 |  | 0 | 27540.4081
DEKY 2024 IRP Core EB2 Retire by '36 - NS CC Forced Solar from '29 - PC | 0 | DEKY | KY Core | Renewable:Solar PV | New Solar DEK - PTC | 2036 | 3 | 150 | 7.5 | 24.7049 | 325.5113 | 24.7049 |  |  |  | 12897 | 1068 |  |  |  | -16886.8769 |  |  | 0 | -16886.8769 | -51.878 | 4300.0895 | -12586.7874 | -16886.5522 |  |  |  | 325.5113 |  |  |  | 48.0853 | 15652.3151 | 0.32551 |  | 0 | 28239.4281
DEKY 2024 IRP Core EB2 Retire by '36 - NS CC Forced Solar from '29 - PC | 0 | DEKY | KY Core | Renewable:Solar PV | New Solar DEK - PTC | 2037 | 4 | 200 | 10 | 24.6729 | 432.2687 | 24.6729 |  |  |  | 17150 | 1421 |  |  |  | -23015.3658 |  |  | 0 | -23015.3658 | -53.2432 | 5876.7883 | -17138.5775 | -23014.9352 |  |  |  | 432.2687 |  |  |  | 47.4805 | 20524.3175 | 0.43227 |  | 0 | 37663.3272
DEKY 2024 IRP Core EB2 Retire by '36 - NS CC Forced Solar from '29 - PC | 0 | DEKY | KY Core | Renewable:Solar PV | New Solar DEK - PTC | 2038 | 4 | 200 | 10 | 24.7691 | 433.9543 | 24.7691 |  |  |  | 17182 | 1420 |  |  |  | -23697.5572 |  |  | 0 | -23697.5572 | -54.6084 | 6023.7085 | -17673.8487 | -23697.1227 |  |  |  | 433.9543 |  |  |  | 48.1225 | 20882.962 | 0.43395 |  | 0 | 38557.2447
DEKY 2024 IRP Core EB2 Retire by '36 - NS CC Forced Solar from '29 - PC | 0 | DEKY | KY Core | Renewable:Solar PV | New Solar DEK - PTC | 2039 | 5 | 250 | 12.5 | 24.8244 | 543.6541 | 24.8244 |  |  |  | 21438 | 1776 |  |  |  | -29688.0897 |  |  | 0 | -29688.0897 | -54.6084 | 7717.8765 | -21970.2133 | -29687.5468 |  |  |  | 543.6541 |  |  |  | 48.3886 | 26306.6866 | 0.54365 |  | 0 | 48277.4436
DEKY 2024 IRP Core EB2 Retire by '36 - NS CC Forced Solar from '29 - PC | 0 | DEKY | KY Core | Renewable:Solar PV | New Solar DEK - PTC | 2040 | 5 | 250 | 12.5 | 24.849 | 545.6843 | 24.849 |  |  |  | 21500 | 1781 |  |  |  | -30543.9287 |  |  | 0 | -30543.9287 | -55.9736 | 7910.8228 | -22633.106 | -30543.3834 |  |  |  | 545.6843 |  |  |  | 48.294 | 26353.266 | 0.54568 |  | 0 | 48986.9176
DEKY 2024 IRP Core EB2 Retire by '36 - NS CC Forced Solar from '29 - PC | 0 | DEKY | KY Core | Renewable:Solar PV | Solar Exist DEKY | 2024 | 1 | 9.3 | 0.837 | 21.5845 | 17.6326 | 21.5845 |  |  |  | 4371 | 366 | [10 empty] | 0 | 0.017633 |  |  |  | 17.6326 |  |  |  | 43.2392 | 762.4214 | 0.017633 |  | 0 | 762.439
DEKY 2024 IRP Core EB2 Retire by '36 - NS CC Forced Solar from '29 - PC | 0 | DEKY | KY Core | Renewable:Solar PV | Solar Exist DEKY | 2025 | 1 | 9.3 | 0.651 | 21.5995 | 17.5966 | 21.5994 |  |  |  | 4360 | 365 | [10 empty] | 0 | 0.017597 |  |  |  | 17.5966 |  |  |  | 46.0997 | 811.1987 | 0.017597 |  | 0 | 811.2163
DEKY 2024 IRP Core EB2 Retire by '36 - NS CC Forced Solar from '29 - PC | 0 | DEKY | KY Core | Renewable:Solar PV | Solar Exist DEKY | 2026 | 1 | 9.3 | 0.558 | 21.5995 | 17.5966 | 21.5994 |  |  |  | 4360 | 365 | [10 empty] | 0 | 0.017597 |  |  |  | 17.5966 |  |  |  | 47.1037 | 828.8659 | 0.017597 |  | 0 | 828.8835
DEKY 2024 IRP Core EB2 Retire by '36 - NS CC Forced Solar from '29 - PC | 0 | DEKY | KY Core | Renewable:Solar PV | Solar Exist DEKY | 2027 | 1 | 9.3 | 0.465 | 21.5995 | 17.5966 | 21.5994 |  |  |  | 4360 | 365 | [10 empty] | 0 | 0.017597 |  |  |  | 17.5966 |  |  |  | 47.6427 | 838.3506 | 0.017597 |  | 0 | 838.3682
DEKY 2024 IRP Core EB2 Retire by '36 - NS CC Forced Solar from '29 - PC | 0 | DEKY | KY Core | Renewable:Solar PV | Solar Exist DEKY | 2028 | 1 | 9.3 | 0.372 | 21.5845 | 17.6326 | 21.5845 |  |  |  | 4371 | 366 | [10 empty] | 0 | 0.017633 |  |  |  | 17.6326 |  |  |  | 46.9015 | 826.9959 | 0.017633 |  | 0 | 827.0135
DEKY 2024 IRP Core EB2 Retire by '36 - NS CC Forced Solar from '29 - PC | 0 | DEKY | KY Core | Renewable:Solar PV | Solar Exist DEKY | 2029 | 1 | 9.3 | 0.372 | 21.5995 | 17.5966 | 21.5994 |  |  |  | 4360 | 365 | [10 empty] | 0 | 0.017597 |  |  |  | 17.5966 |  |  |  | 45.6598 | 803.4587 | 0.017597 |  | 0 | 803.4763
DEKY 2024 IRP Core EB2 Retire by '36 - NS CC Forced Solar from '29 - PC | 0 | DEKY | KY Core | Renewable:Solar PV | Solar Exist DEKY | 2030 | 1 | 9.3 | 0.279 | 21.5995 | 17.5966 | 21.5994 |  |  |  | 4360 | 365 | [10 empty] | 0 | 0.017597 |  |  |  | 17.5966 |  |  |  | 45.5441 | 801.4232 | 0.017597 |  | 0 | 801.4408
DEKY 2024 IRP Core EB2 Retire by '36 - NS CC Forced Solar from '29 - PC | 0 | DEKY | KY Core | Renewable:Solar PV | Solar Exist DEKY | 2031 | 1 | 9.3 | 0.279 | 21.5995 | 17.5966 | 21.5994 |  |  |  | 4360 | 365 | [10 empty] | 0 | 0.017597 |  |  |  | 17.5966 |  |  |  | 46.5273 | 818.7239 | 0.017597 |  | 0 | 818.7415
DEKY 2024 IRP Core EB2 Retire by '36 - NS CC Forced Solar from '29 - PC | 0 | DEKY | KY Core | Renewable:Solar PV | Solar Exist DEKY | 2032 | 1 | 9.3 | 0.186 | 21.5845 | 17.6326 | 21.5845 |  |  |  | 4371 | 366 | [10 empty] | 0 | 0.017633 |  |  |  | 17.6326 |  |  |  | 46.0351 | 811.719 | 0.017633 |  | 0 | 811.7366
DEKY 2024 IRP Core EB2 Retire by '36 - NS CC Forced Solar from '29 - PC | 0 | DEKY | KY Core | Renewable:Solar PV | Solar Exist DEKY | 2033 | 1 | 9.3 | 0.186 | 21.5995 | 17.5966 | 21.5994 |  |  |  | 4360 | 365 | [10 empty] | 0 | 0.017597 |  |  |  | 17.5966 |  |  |  | 46.6999 | 821.7609 | 0.017597 |  | 0 | 821.7785
DEKY 2024 IRP Core EB2 Retire by '36 - NS CC Forced Solar from '29 - PC | 0 | DEKY | KY Core | Renewable:Solar PV | Solar Exist DEKY | 2034 | 1 | 9.3 | 0.186 | 21.5995 | 17.5856 | 21.5859 |  |  |  | 4354 | 366 | [10 empty] | 0 | 0.017586 |  |  |  | 17.5856 |  |  |  | 46.654 | 820.4396 | 0.017586 |  | 0 | 820.4572
DEKY 2024 IRP Core EB2 Retire by '36 - NS CC Forced Solar from '29 - PC | 0 | DEKY | KY Core | Renewable:Solar PV | Solar Exist DEKY | 2035 | 1 | 9.3 | 0.186 | 21.5995 | 17.5966 | 21.5994 |  |  |  | 4360 | 365 | [10 empty] | 0 | 0.017597 |  |  |  | 17.5966 |  |  |  | 47.2464 | 831.3775 | 0.017597 |  | 0 | 831.3951
DEKY 2024 IRP Core EB2 Retire by '36 - NS CC Forced Solar from '29 - PC | 0 | DEKY | KY Core | Renewable:Solar PV | Solar Exist DEKY | 2036 | 1 | 9.3 | 0.186 | 21.5845 | 17.6326 | 21.5845 |  |  |  | 4371 | 366 | [10 empty] | 0 | 0.017633 |  |  |  | 17.6326 |  |  |  | 47.8911 | 844.4462 | 0.017633 |  | 0 | 844.4638
DEKY 2024 IRP Core EB2 Retire by '36 - NS CC Forced Solar from '29 - PC | 0 | DEKY | KY Core | Renewable:Solar PV | Solar Exist DEKY | 2037 | 1 | 9.3 | 0.186 | 21.5995 | 17.5659 | 21.5618 |  |  |  | 4356 | 366 | [10 empty] | 0 | 0.017566 |  |  |  | 17.5659 |  |  |  | 47.3127 | 831.0926 | 0.017566 |  | 0 | 831.1101
DEKY 2024 IRP Core EB2 Retire by '36 - NS CC Forced Solar from '29 - PC | 0 | DEKY | KY Core | Renewable:Solar PV | Solar Exist DEKY | 2038 | 1 | 9.3 | 0.186 | 21.5995 | 17.5641 | 21.5595 |  |  |  | 4355 | 366 | [10 empty] | 0 | 0.017564 |  |  |  | 17.5641 |  |  |  | 47.8921 | 841.1814 | 0.017564 |  | 0 | 841.199
DEKY 2024 IRP Core EB2 Retire by '36 - NS CC Forced Solar from '29 - PC | 0 | DEKY | KY Core | Renewable:Solar PV | Solar Exist DEKY | 2039 | 1 | 9.3 | 0.186 | 21.5995 | 17.5359 | 21.5249 |  |  |  | 4352 | 368 | [10 empty] | 0 | 0.017536 |  |  |  | 17.5359 |  |  |  | 48.2585 | 846.2569 | 0.017536 |  | 0 | 846.2745
DEKY 2024 IRP Core EB2 Retire by '36 - NS CC Forced Solar from '29 - PC | 0 | DEKY | KY Core | Renewable:Solar PV | Solar Exist DEKY | 2040 | 1 | 9.3 | 0.186 | 21.5845 | 17.5605 | 21.4962 |  |  |  | 4360 | 368 | [10 empty] | 0 | 0.017561 |  |  |  | 17.5605 |  |  |  | 47.9859 | 842.6592 | 0.017561 |  | 0 | 842.6767

## Resource Annual Emissions
Scenario | RunID | BA | Area | Type | Resource | Year | Emission | Released (tons) | Release Rate (lb/mmBtu) | Average Rate (lb/MWh) | Cost ($000) | Average Cost ($/MWh)
DEKY 2024 IRP Core EB2 Retire by '36 - NS CC Forced Solar from '29 - PC | 0 | DEKY | KY Core | Coal:Conventional | East Bend 2 | 2024 | CO2 | 1797723.9922 | 205.3 | 2218.18
DEKY 2024 IRP Core EB2 Retire by '36 - NS CC Forced Solar from '29 - PC | 0 | DEKY | KY Core | Coal:Conventional | East Bend 2 | 2024 | Hg | 0.0061734 | 7.05e-07 | 7.6172e-06
DEKY 2024 IRP Core EB2 Retire by '36 - NS CC Forced Solar from '29 - PC | 0 | DEKY | KY Core | Coal:Conventional | East Bend 2 | 2024 | NOx | 690.4911 | 0.078854 | 0.85198 | 547.4608 | 0.33775
DEKY 2024 IRP Core EB2 Retire by '36 - NS CC Forced Solar from '29 - PC | 0 | DEKY | KY Core | Coal:Conventional | East Bend 2 | 2024 | SO2 | 1138.3544 | 0.13 | 1.4046 | 2.7321 | 0.0016855
DEKY 2024 IRP Core EB2 Retire by '36 - NS CC Forced Solar from '29 - PC | 0 | DEKY | KY Core | Coal:Conventional | East Bend 2 | 2025 | CO2 | 2470357.207 | 205.2999 | 2219.2492
DEKY 2024 IRP Core EB2 Retire by '36 - NS CC Forced Solar from '29 - PC | 0 | DEKY | KY Core | Coal:Conventional | East Bend 2 | 2025 | Hg | 0.0078816 | 6.55e-07 | 7.0804e-06
DEKY 2024 IRP Core EB2 Retire by '36 - NS CC Forced Solar from '29 - PC | 0 | DEKY | KY Core | Coal:Conventional | East Bend 2 | 2025 | NOx | 928.4902 | 0.077163 | 0.83411 | 945.4436 | 0.42467
DEKY 2024 IRP Core EB2 Retire by '36 - NS CC Forced Solar from '29 - PC | 0 | DEKY | KY Core | Coal:Conventional | East Bend 2 | 2025 | SO2 | 1564.2792 | 0.13 | 1.4053 | 3.7543 | 0.0016863
DEKY 2024 IRP Core EB2 Retire by '36 - NS CC Forced Solar from '29 - PC | 0 | DEKY | KY Core | Coal:Conventional | East Bend 2 | 2026 | CO2 | 3440548.8535 | 205.3 | 2199.3472
DEKY 2024 IRP Core EB2 Retire by '36 - NS CC Forced Solar from '29 - PC | 0 | DEKY | KY Core | Coal:Conventional | East Bend 2 | 2026 | Hg | 0.010943 | 6.53e-07 | 6.9955e-06
DEKY 2024 IRP Core EB2 Retire by '36 - NS CC Forced Solar from '29 - PC | 0 | DEKY | KY Core | Coal:Conventional | East Bend 2 | 2026 | NOx | 1327.0098 | 0.079184 | 0.84828 | 1091.5 | 0.34887
DEKY 2024 IRP Core EB2 Retire by '36 - NS CC Forced Solar from '29 - PC | 0 | DEKY | KY Core | Coal:Conventional | East Bend 2 | 2026 | SO2 | 2178.6238 | 0.13 | 1.3927 | 5.2287 | 0.0016712
DEKY 2024 IRP Core EB2 Retire by '36 - NS CC Forced Solar from '29 - PC | 0 | DEKY | KY Core | Coal:Conventional | East Bend 2 | 2027 | CO2 | 3791422.75 | 205.3 | 2182.9305
DEKY 2024 IRP Core EB2 Retire by '36 - NS CC Forced Solar from '29 - PC | 0 | DEKY | KY Core | Coal:Conventional | East Bend 2 | 2027 | Hg | 0.01217 | 6.59e-07 | 7.0071e-06
DEKY 2024 IRP Core EB2 Retire by '36 - NS CC Forced Solar from '29 - PC | 0 | DEKY | KY Core | Coal:Conventional | East Bend 2 | 2027 | NOx | 1441.5296 | 0.078057 | 0.82997 | 1564.8814 | 0.45049
DEKY 2024 IRP Core EB2 Retire by '36 - NS CC Forced Solar from '29 - PC | 0 | DEKY | KY Core | Coal:Conventional | East Bend 2 | 2027 | SO2 | 2400.8041 | 0.13 | 1.3823 | 5.7619 | 0.0016587
DEKY 2024 IRP Core EB2 Retire by '36 - NS CC Forced Solar from '29 - PC | 0 | DEKY | KY Core | Coal:Conventional | East Bend 2 | 2028 | CO2 | 3766044.0078 | 205.3 | 2184.5436
DEKY 2024 IRP Core EB2 Retire by '36 - NS CC Forced Solar from '29 - PC | 0 | DEKY | KY Core | Coal:Conventional | East Bend 2 | 2028 | Hg | 0.011905 | 6.49e-07 | 6.9058e-06
DEKY 2024 IRP Core EB2 Retire by '36 - NS CC Forced Solar from '29 - PC | 0 | DEKY | KY Core | Coal:Conventional | East Bend 2 | 2028 | NOx | 1443.3927 | 0.078684 | 0.83726 | 1415.4035 | 0.41051
DEKY 2024 IRP Core EB2 Retire by '36 - NS CC Forced Solar from '29 - PC | 0 | DEKY | KY Core | Coal:Conventional | East Bend 2 | 2028 | SO2 | 2384.7337 | 0.13 | 1.3833 | 5.7234 | 0.00166
DEKY 2024 IRP Core EB2 Retire by '36 - NS CC Forced Solar from '29 - PC | 0 | DEKY | KY Core | Coal:Conventional | East Bend 2 | 2029 | CO2 | 3627667.9648 | 205.3 | 2187.6484
DEKY 2024 IRP Core EB2 Retire by '36 - NS CC Forced Solar from '29 - PC | 0 | DEKY | KY Core | Coal:Conventional | East Bend 2 | 2029 | Hg | 0.011592 | 6.56e-07 | 6.9902e-06
DEKY 2024 IRP Core EB2 Retire by '36 - NS CC Forced Solar from '29 - PC | 0 | DEKY | KY Core | Coal:Conventional | East Bend 2 | 2029 | NOx | 1389.7491 | 0.07865 | 0.83808 | 1373.7089 | 0.4142
DEKY 2024 IRP Core EB2 Retire by '36 - NS CC Forced Solar from '29 - PC | 0 | DEKY | KY Core | Coal:Conventional | East Bend 2 | 2029 | SO2 | 2297.1113 | 0.13 | 1.3853 | 5.5131 | 0.0016623
DEKY 2024 IRP Core EB2 Retire by '36 - NS CC Forced Solar from '29 - PC | 0 | DEKY | KY Core | Coal:Conventional | East Bend 2 | 2030 | CO2 | 3591747.4219 | 205.3 | 2189.5558
DEKY 2024 IRP Core EB2 Retire by '36 - NS CC Forced Solar from '29 - PC | 0 | DEKY | KY Core | Coal:Conventional | East Bend 2 | 2030 | Hg | 0.011494 | 6.57e-07 | 7.007e-06
DEKY 2024 IRP Core EB2 Retire by '36 - NS CC Forced Solar from '29 - PC | 0 | DEKY | KY Core | Coal:Conventional | East Bend 2 | 2030 | NOx | 1364.8997 | 0.078016 | 0.83205 | 1467.6854 | 0.44736
DEKY 2024 IRP Core EB2 Retire by '36 - NS CC Forced Solar from '29 - PC | 0 | DEKY | KY Core | Coal:Conventional | East Bend 2 | 2030 | SO2 | 2274.3657 | 0.13 | 1.3865 | 5.4585 | 0.0016638
DEKY 2024 IRP Core EB2 Retire by '36 - NS CC Forced Solar from '29 - PC | 0 | DEKY | KY Core | Coal:Conventional | East Bend 2 | 2031 | CO2 | 3504207.375 | 205.3 | 2186.1672
DEKY 2024 IRP Core EB2 Retire by '36 - NS CC Forced Solar from '29 - PC | 0 | DEKY | KY Core | Coal:Conventional | East Bend 2 | 2031 | Hg | 0.011265 | 6.6e-07 | 7.0281e-06
DEKY 2024 IRP Core EB2 Retire by '36 - NS CC Forced Solar from '29 - PC | 0 | DEKY | KY Core | Coal:Conventional | East Bend 2 | 2031 | NOx | 1340.6259 | 0.078543 | 0.83638 | 1357.94 | 0.42359
DEKY 2024 IRP Core EB2 Retire by '36 - NS CC Forced Solar from '29 - PC | 0 | DEKY | KY Core | Coal:Conventional | East Bend 2 | 2031 | SO2 | 2218.9336 | 0.13 | 1.3843 | 5.3254 | 0.0016612
DEKY 2024 IRP Core EB2 Retire by '36 - NS CC Forced Solar from '29 - PC | 0 | DEKY | KY Core | Coal:Conventional | East Bend 2 | 2032 | CO2 | 3639959.7578 | 205.3 | 2185.9651
DEKY 2024 IRP Core EB2 Retire by '36 - NS CC Forced Solar from '29 - PC | 0 | DEKY | KY Core | Coal:Conventional | East Bend 2 | 2032 | Hg | 0.011755 | 6.63e-07 | 7.0594e-06
DEKY 2024 IRP Core EB2 Retire by '36 - NS CC Forced Solar from '29 - PC | 0 | DEKY | KY Core | Coal:Conventional | East Bend 2 | 2032 | NOx | 1387.0092 | 0.07823 | 0.83296 | 1473.1536 | 0.44235
DEKY 2024 IRP Core EB2 Retire by '36 - NS CC Forced Solar from '29 - PC | 0 | DEKY | KY Core | Coal:Conventional | East Bend 2 | 2032 | SO2 | 2304.8947 | 0.13 | 1.3842 | 5.5318 | 0.001661
DEKY 2024 IRP Core EB2 Retire by '36 - NS CC Forced Solar from '29 - PC | 0 | DEKY | KY Core | Coal:Conventional | East Bend 2 | 2033 | CO2 | 3655148.1641 | 205.3 | 2188.5804
DEKY 2024 IRP Core EB2 Retire by '36 - NS CC Forced Solar from '29 - PC | 0 | DEKY | KY Core | Coal:Conventional | East Bend 2 | 2033 | Hg | 0.011804 | 6.63e-07 | 7.0678e-06
DEKY 2024 IRP Core EB2 Retire by '36 - NS CC Forced Solar from '29 - PC | 0 | DEKY | KY Core | Coal:Conventional | East Bend 2 | 2033 | NOx | 1388.4613 | 0.077986 | 0.83136 | 1537.0436 | 0.46017
DEKY 2024 IRP Core EB2 Retire by '36 - NS CC Forced Solar from '29 - PC | 0 | DEKY | KY Core | Coal:Conventional | East Bend 2 | 2033 | SO2 | 2314.5124 | 0.13 | 1.3859 | 5.6474 | 0.0016907
DEKY 2024 IRP Core EB2 Retire by '36 - NS CC Forced Solar from '29 - PC | 0 | DEKY | KY Core | Coal:Conventional | East Bend 2 | 2034 | CO2 | 3594696.1406 | 205.3 | 2186.9539
DEKY 2024 IRP Core EB2 Retire by '36 - NS CC Forced Solar from '29 - PC | 0 | DEKY | KY Core | Coal:Conventional | East Bend 2 | 2034 | Hg | 0.011609 | 6.63e-07 | 7.0626e-06
DEKY 2024 IRP Core EB2 Retire by '36 - NS CC Forced Solar from '29 - PC | 0 | DEKY | KY Core | Coal:Conventional | East Bend 2 | 2034 | NOx | 1370.3792 | 0.078265 | 0.83372 | 1498.7758 | 0.45592
DEKY 2024 IRP Core EB2 Retire by '36 - NS CC Forced Solar from '29 - PC | 0 | DEKY | KY Core | Coal:Conventional | East Bend 2 | 2034 | SO2 | 2276.2329 | 0.13 | 1.3848 | 5.6469 | 0.0017177
DEKY 2024 IRP Core EB2 Retire by '36 - NS CC Forced Solar from '29 - PC | 0 | DEKY | KY Core | Coal:Conventional | East Bend 2 | 2035 | CO2 | 3583837.7344 | 205.3 | 2186.9338
DEKY 2024 IRP Core EB2 Retire by '36 - NS CC Forced Solar from '29 - PC | 0 | DEKY | KY Core | Coal:Conventional | East Bend 2 | 2035 | Hg | 0.011574 | 6.63e-07 | 7.0625e-06
DEKY 2024 IRP Core EB2 Retire by '36 - NS CC Forced Solar from '29 - PC | 0 | DEKY | KY Core | Coal:Conventional | East Bend 2 | 2035 | NOx | 1368.2422 | 0.07838 | 0.83493 | 1500.9114 | 0.45794
DEKY 2024 IRP Core EB2 Retire by '36 - NS CC Forced Solar from '29 - PC | 0 | DEKY | KY Core | Coal:Conventional | East Bend 2 | 2035 | SO2 | 2269.3571 | 0.13 | 1.3848 | 5.7243 | 0.0017465
DEKY 2024 IRP Core EB2 Retire by '36 - NS CC Forced Solar from '29 - PC | 0 | DEKY | KY Core | Gas/Oil:Combined Cycle | New 1x1 CC DEK | 2036 | CO2 | 1750985.0312 | 120 | 767.518
DEKY 2024 IRP Core EB2 Retire by '36 - NS CC Forced Solar from '29 - PC | 0 | DEKY | KY Core | Gas/Oil:Combined Cycle | New 1x1 CC DEK | 2036 | NOx | 118.6307 | 0.0081301 | 0.052 | 148.1732 | 0.032475
DEKY 2024 IRP Core EB2 Retire by '36 - NS CC Forced Solar from '29 - PC | 0 | DEKY | KY Core | Gas/Oil:Combined Cycle | New 1x1 CC DEK | 2037 | CO2 | 1717702.0391 | 120 | 767.3997
DEKY 2024 IRP Core EB2 Retire by '36 - NS CC Forced Solar from '29 - PC | 0 | DEKY | KY Core | Gas/Oil:Combined Cycle | New 1x1 CC DEK | 2037 | NOx | 116.3937 | 0.0081314 | 0.052 | 158.1823 | 0.035335
DEKY 2024 IRP Core EB2 Retire by '36 - NS CC Forced Solar from '29 - PC | 0 | DEKY | KY Core | Gas/Oil:Combined Cycle | New 1x1 CC DEK | 2038 | CO2 | 1709703.0078 | 120 | 767.9515
DEKY 2024 IRP Core EB2 Retire by '36 - NS CC Forced Solar from '29 - PC | 0 | DEKY | KY Core | Gas/Oil:Combined Cycle | New 1x1 CC DEK | 2038 | NOx | 115.7685 | 0.0081255 | 0.052 | 153.8078 | 0.034543
DEKY 2024 IRP Core EB2 Retire by '36 - NS CC Forced Solar from '29 - PC | 0 | DEKY | KY Core | Gas/Oil:Combined Cycle | New 1x1 CC DEK | 2039 | CO2 | 1704574.1562 | 120 | 767.882
DEKY 2024 IRP Core EB2 Retire by '36 - NS CC Forced Solar from '29 - PC | 0 | DEKY | KY Core | Gas/Oil:Combined Cycle | New 1x1 CC DEK | 2039 | NOx | 115.4316 | 0.0081263 | 0.052 | 162.1309 | 0.036519
DEKY 2024 IRP Core EB2 Retire by '36 - NS CC Forced Solar from '29 - PC | 0 | DEKY | KY Core | Gas/Oil:Combined Cycle | New 1x1 CC DEK | 2040 | CO2 | 1651773.1016 | 120 | 768.954
DEKY 2024 IRP Core EB2 Retire by '36 - NS CC Forced Solar from '29 - PC | 0 | DEKY | KY Core | Gas/Oil:Combined Cycle | New 1x1 CC DEK | 2040 | NOx | 111.7001 | 0.0081149 | 0.052 | 151.9504 | 0.035369
DEKY 2024 IRP Core EB2 Retire by '36 - NS CC Forced Solar from '29 - PC | 0 | DEKY | KY Core | Gas/Oil:Combined Cycle | New 1x1 CC DEK DF | 2036 | CO2 | 149929.1699 | 120 | 1062.1752
DEKY 2024 IRP Core EB2 Retire by '36 - NS CC Forced Solar from '29 - PC | 0 | DEKY | KY Core | Gas/Oil:Combined Cycle | New 1x1 CC DEK DF | 2036 | NOx | 7.34 | 0.0058747 | 0.052 | 10.6533 | 0.037737
DEKY 2024 IRP Core EB2 Retire by '36 - NS CC Forced Solar from '29 - PC | 0 | DEKY | KY Core | Gas/Oil:Combined Cycle | New 1x1 CC DEK DF | 2037 | CO2 | 120839.8057 | 120 | 1058.701
DEKY 2024 IRP Core EB2 Retire by '36 - NS CC Forced Solar from '29 - PC | 0 | DEKY | KY Core | Gas/Oil:Combined Cycle | New 1x1 CC DEK DF | 2037 | NOx | 5.9353 | 0.005894 | 0.052 | 9.3818 | 0.041098
DEKY 2024 IRP Core EB2 Retire by '36 - NS CC Forced Solar from '29 - PC | 0 | DEKY | KY Core | Gas/Oil:Combined Cycle | New 1x1 CC DEK DF | 2038 | CO2 | 117339.7783 | 120 | 1060.7342
DEKY 2024 IRP Core EB2 Retire by '36 - NS CC Forced Solar from '29 - PC | 0 | DEKY | KY Core | Gas/Oil:Combined Cycle | New 1x1 CC DEK DF | 2038 | NOx | 5.7523 | 0.0058827 | 0.052 | 8.7185 | 0.039407
DEKY 2024 IRP Core EB2 Retire by '36 - NS CC Forced Solar from '29 - PC | 0 | DEKY | KY Core | Gas/Oil:Combined Cycle | New 1x1 CC DEK DF | 2039 | CO2 | 114994.8337 | 120 | 1062.0821
DEKY 2024 IRP Core EB2 Retire by '36 - NS CC Forced Solar from '29 - PC | 0 | DEKY | KY Core | Gas/Oil:Combined Cycle | New 1x1 CC DEK DF | 2039 | NOx | 5.6302 | 0.0058753 | 0.052 | 8.6268 | 0.039838
DEKY 2024 IRP Core EB2 Retire by '36 - NS CC Forced Solar from '29 - PC | 0 | DEKY | KY Core | Gas/Oil:Combined Cycle | New 1x1 CC DEK DF | 2040 | CO2 | 89077.5961 | 120 | 1064.6427
DEKY 2024 IRP Core EB2 Retire by '36 - NS CC Forced Solar from '29 - PC | 0 | DEKY | KY Core | Gas/Oil:Combined Cycle | New 1x1 CC DEK DF | 2040 | NOx | 4.3508 | 0.0058611 | 0.052 | 6.5379 | 0.03907
DEKY 2024 IRP Core EB2 Retire by '36 - NS CC Forced Solar from '29 - PC | 0 | DEKY | KY Core | Gas/Oil:Combustion Turbine | Woodsdale 1 | 2024 | CO2 | 168793.9985 | 117 | 1782.3549
DEKY 2024 IRP Core EB2 Retire by '36 - NS CC Forced Solar from '29 - PC | 0 | DEKY | KY Core | Gas/Oil:Combustion Turbine | Woodsdale 1 | 2024 | NOx | 171.6794 | 0.119 | 1.8128 | 152.7412 | 0.80642
DEKY 2024 IRP Core EB2 Retire by '36 - NS CC Forced Solar from '29 - PC | 0 | DEKY | KY Core | Gas/Oil:Combustion Turbine | Woodsdale 1 | 2025 | CO2 | 38457.6045 | 117 | 1730.8042
DEKY 2024 IRP Core EB2 Retire by '36 - NS CC Forced Solar from '29 - PC | 0 | DEKY | KY Core | Gas/Oil:Combustion Turbine | Woodsdale 1 | 2025 | NOx | 39.115 | 0.119 | 1.7604 | 34.4871 | 0.77605
DEKY 2024 IRP Core EB2 Retire by '36 - NS CC Forced Solar from '29 - PC | 0 | DEKY | KY Core | Gas/Oil:Combustion Turbine | Woodsdale 1 | 2026 | CO2 | 20580.9331 | 117 | 1728.4298
DEKY 2024 IRP Core EB2 Retire by '36 - NS CC Forced Solar from '29 - PC | 0 | DEKY | KY Core | Gas/Oil:Combustion Turbine | Woodsdale 1 | 2026 | NOx | 20.9327 | 0.119 | 1.758 | 14.9195 | 0.62649
DEKY 2024 IRP Core EB2 Retire by '36 - NS CC Forced Solar from '29 - PC | 0 | DEKY | KY Core | Gas/Oil:Combustion Turbine | Woodsdale 1 | 2027 | CO2 | 17769.4608 | 117 | 1734.0289
DEKY 2024 IRP Core EB2 Retire by '36 - NS CC Forced Solar from '29 - PC | 0 | DEKY | KY Core | Gas/Oil:Combustion Turbine | Woodsdale 1 | 2027 | NOx | 18.0732 | 0.119 | 1.7637 | 12.7938 | 0.62424
DEKY 2024 IRP Core EB2 Retire by '36 - NS CC Forced Solar from '29 - PC | 0 | DEKY | KY Core | Gas/Oil:Combustion Turbine | Woodsdale 1 | 2028 | CO2 | 5609.6504 | 117 | 1760.94
DEKY 2024 IRP Core EB2 Retire by '36 - NS CC Forced Solar from '29 - PC | 0 | DEKY | KY Core | Gas/Oil:Combustion Turbine | Woodsdale 1 | 2028 | NOx | 5.7055 | 0.119 | 1.791 | 12.1017 | 1.8994
DEKY 2024 IRP Core EB2 Retire by '36 - NS CC Forced Solar from '29 - PC | 0 | DEKY | KY Core | Gas/Oil:Combustion Turbine | Woodsdale 1 | 2029 | CO2 | 8499.2679 | 117 | 1740.9041
DEKY 2024 IRP Core EB2 Retire by '36 - NS CC Forced Solar from '29 - PC | 0 | DEKY | KY Core | Gas/Oil:Combustion Turbine | Woodsdale 1 | 2029 | NOx | 8.6446 | 0.119 | 1.7707 | 9.7877 | 1.0024
DEKY 2024 IRP Core EB2 Retire by '36 - NS CC Forced Solar from '29 - PC | 0 | DEKY | KY Core | Gas/Oil:Combustion Turbine | Woodsdale 1 | 2030 | CO2 | 24917.9587 | 117 | 1732.0376
DEKY 2024 IRP Core EB2 Retire by '36 - NS CC Forced Solar from '29 - PC | 0 | DEKY | KY Core | Gas/Oil:Combustion Turbine | Woodsdale 1 | 2030 | NOx | 25.3439 | 0.119 | 1.7616 | 18.4134 | 0.63995
DEKY 2024 IRP Core EB2 Retire by '36 - NS CC Forced Solar from '29 - PC | 0 | DEKY | KY Core | Gas/Oil:Combustion Turbine | Woodsdale 1 | 2031 | CO2 | 20259.9702 | 117 | 1733.9926
DEKY 2024 IRP Core EB2 Retire by '36 - NS CC Forced Solar from '29 - PC | 0 | DEKY | KY Core | Gas/Oil:Combustion Turbine | Woodsdale 1 | 2031 | NOx | 20.6063 | 0.119 | 1.7636 | 22.075 | 0.94467
DEKY 2024 IRP Core EB2 Retire by '36 - NS CC Forced Solar from '29 - PC | 0 | DEKY | KY Core | Gas/Oil:Combustion Turbine | Woodsdale 1 | 2032 | CO2 | 15591.0897 | 117 | 1741.2818
DEKY 2024 IRP Core EB2 Retire by '36 - NS CC Forced Solar from '29 - PC | 0 | DEKY | KY Core | Gas/Oil:Combustion Turbine | Woodsdale 1 | 2032 | NOx | 15.8576 | 0.119 | 1.771 | 12.3965 | 0.69225
DEKY 2024 IRP Core EB2 Retire by '36 - NS CC Forced Solar from '29 - PC | 0 | DEKY | KY Core | Gas/Oil:Combustion Turbine | Woodsdale 1 | 2033 | CO2 | 2815.229 | 117 | 1711.3854
DEKY 2024 IRP Core EB2 Retire by '36 - NS CC Forced Solar from '29 - PC | 0 | DEKY | KY Core | Gas/Oil:Combustion Turbine | Woodsdale 1 | 2033 | NOx | 2.8634 | 0.119 | 1.7406 | 0.0058412 | 0.0017755
DEKY 2024 IRP Core EB2 Retire by '36 - NS CC Forced Solar from '29 - PC | 0 | DEKY | KY Core | Gas/Oil:Combustion Turbine | Woodsdale 2 | 2024 | CO2 | 175788.2446 | 117 | 1764.0823
DEKY 2024 IRP Core EB2 Retire by '36 - NS CC Forced Solar from '29 - PC | 0 | DEKY | KY Core | Gas/Oil:Combustion Turbine | Woodsdale 2 | 2024 | NOx | 178.7932 | 0.119 | 1.7942 | 117.0001 | 0.58706
DEKY 2024 IRP Core EB2 Retire by '36 - NS CC Forced Solar from '29 - PC | 0 | DEKY | KY Core | Gas/Oil:Combustion Turbine | Woodsdale 2 | 2025 | CO2 | 34225.9858 | 117 | 1731.1644
DEKY 2024 IRP Core EB2 Retire by '36 - NS CC Forced Solar from '29 - PC | 0 | DEKY | KY Core | Gas/Oil:Combustion Turbine | Woodsdale 2 | 2025 | NOx | 34.811 | 0.119 | 1.7608 | 36.3611 | 0.91958
DEKY 2024 IRP Core EB2 Retire by '36 - NS CC Forced Solar from '29 - PC | 0 | DEKY | KY Core | Gas/Oil:Combustion Turbine | Woodsdale 2 | 2026 | CO2 | 16407.1797 | 117 | 1730.3501
DEKY 2024 IRP Core EB2 Retire by '36 - NS CC Forced Solar from '29 - PC | 0 | DEKY | KY Core | Gas/Oil:Combustion Turbine | Woodsdale 2 | 2026 | NOx | 16.6876 | 0.119 | 1.7599 | 17.5813 | 0.92709
DEKY 2024 IRP Core EB2 Retire by '36 - NS CC Forced Solar from '29 - PC | 0 | DEKY | KY Core | Gas/Oil:Combustion Turbine | Woodsdale 2 | 2027 | CO2 | 20005.682 | 117 | 1731.7189
DEKY 2024 IRP Core EB2 Retire by '36 - NS CC Forced Solar from '29 - PC | 0 | DEKY | KY Core | Gas/Oil:Combustion Turbine | Woodsdale 2 | 2027 | NOx | 20.3477 | 0.119 | 1.7613 | 15.2284 | 0.65909
DEKY 2024 IRP Core EB2 Retire by '36 - NS CC Forced Solar from '29 - PC | 0 | DEKY | KY Core | Gas/Oil:Combustion Turbine | Woodsdale 2 | 2028 | CO2 | 9577.2483 | 117 | 1739.2625
DEKY 2024 IRP Core EB2 Retire by '36 - NS CC Forced Solar from '29 - PC | 0 | DEKY | KY Core | Gas/Oil:Combustion Turbine | Woodsdale 2 | 2028 | NOx | 9.741 | 0.119 | 1.769 | 12.3555 | 1.1219
DEKY 2024 IRP Core EB2 Retire by '36 - NS CC Forced Solar from '29 - PC | 0 | DEKY | KY Core | Gas/Oil:Combustion Turbine | Woodsdale 2 | 2029 | CO2 | 9416.5184 | 117 | 1739.7726
DEKY 2024 IRP Core EB2 Retire by '36 - NS CC Forced Solar from '29 - PC | 0 | DEKY | KY Core | Gas/Oil:Combustion Turbine | Woodsdale 2 | 2029 | NOx | 9.5775 | 0.119 | 1.7695 | 12.3551 | 1.1414
DEKY 2024 IRP Core EB2 Retire by '36 - NS CC Forced Solar from '29 - PC | 0 | DEKY | KY Core | Gas/Oil:Combustion Turbine | Woodsdale 2 | 2030 | CO2 | 29249.6785 | 117 | 1732.0313
DEKY 2024 IRP Core EB2 Retire by '36 - NS CC Forced Solar from '29 - PC | 0 | DEKY | KY Core | Gas/Oil:Combustion Turbine | Woodsdale 2 | 2030 | NOx | 29.7497 | 0.119 | 1.7616 | 26.4885 | 0.78426
DEKY 2024 IRP Core EB2 Retire by '36 - NS CC Forced Solar from '29 - PC | 0 | DEKY | KY Core | Gas/Oil:Combustion Turbine | Woodsdale 2 | 2031 | CO2 | 18121.347 | 117 | 1736.0938
DEKY 2024 IRP Core EB2 Retire by '36 - NS CC Forced Solar from '29 - PC | 0 | DEKY | KY Core | Gas/Oil:Combustion Turbine | Woodsdale 2 | 2031 | NOx | 18.4311 | 0.119 | 1.7658 | 25.0836 | 1.2016
DEKY 2024 IRP Core EB2 Retire by '36 - NS CC Forced Solar from '29 - PC | 0 | DEKY | KY Core | Gas/Oil:Combustion Turbine | Woodsdale 2 | 2032 | CO2 | 11170.391 | 117 | 1729.7516
DEKY 2024 IRP Core EB2 Retire by '36 - NS CC Forced Solar from '29 - PC | 0 | DEKY | KY Core | Gas/Oil:Combustion Turbine | Woodsdale 2 | 2032 | NOx | 11.3613 | 0.119 | 1.7593 | 0.022723 | 0.0017593
DEKY 2024 IRP Core EB2 Retire by '36 - NS CC Forced Solar from '29 - PC | 0 | DEKY | KY Core | Gas/Oil:Combustion Turbine | Woodsdale 2 | 2033 | CO2 | 2815.229 | 117 | 1711.3854
DEKY 2024 IRP Core EB2 Retire by '36 - NS CC Forced Solar from '29 - PC | 0 | DEKY | KY Core | Gas/Oil:Combustion Turbine | Woodsdale 2 | 2033 | NOx | 2.8634 | 0.119 | 1.7406 | 0.0058412 | 0.0017755
DEKY 2024 IRP Core EB2 Retire by '36 - NS CC Forced Solar from '29 - PC | 0 | DEKY | KY Core | Gas/Oil:Combustion Turbine | Woodsdale 2 | 2034 | CO2 | 846.3098 | 117 | 1763.1455
DEKY 2024 IRP Core EB2 Retire by '36 - NS CC Forced Solar from '29 - PC | 0 | DEKY | KY Core | Gas/Oil:Combustion Turbine | Woodsdale 2 | 2034 | NOx | 0.86078 | 0.119 | 1.7933 | 2.4646 | 2.5672
DEKY 2024 IRP Core EB2 Retire by '36 - NS CC Forced Solar from '29 - PC | 0 | DEKY | KY Core | Gas/Oil:Combustion Turbine | Woodsdale 3 | 2024 | CO2 | 174047.145 | 117 | 1784.9836
DEKY 2024 IRP Core EB2 Retire by '36 - NS CC Forced Solar from '29 - PC | 0 | DEKY | KY Core | Gas/Oil:Combustion Turbine | Woodsdale 3 | 2024 | NOx | 177.0223 | 0.119 | 1.8155 | 180.4241 | 0.92519
DEKY 2024 IRP Core EB2 Retire by '36 - NS CC Forced Solar from '29 - PC | 0 | DEKY | KY Core | Gas/Oil:Combustion Turbine | Woodsdale 3 | 2025 | CO2 | 33920.5176 | 117 | 1733.1969
DEKY 2024 IRP Core EB2 Retire by '36 - NS CC Forced Solar from '29 - PC | 0 | DEKY | KY Core | Gas/Oil:Combustion Turbine | Woodsdale 3 | 2025 | NOx | 34.5004 | 0.119 | 1.7628 | 36.3605 | 0.92893
DEKY 2024 IRP Core EB2 Retire by '36 - NS CC Forced Solar from '29 - PC | 0 | DEKY | KY Core | Gas/Oil:Combustion Turbine | Woodsdale 3 | 2026 | CO2 | 22311.5162 | 117 | 1728.9985
DEKY 2024 IRP Core EB2 Retire by '36 - NS CC Forced Solar from '29 - PC | 0 | DEKY | KY Core | Gas/Oil:Combustion Turbine | Woodsdale 3 | 2026 | NOx | 22.6929 | 0.119 | 1.7586 | 19.7635 | 0.76577
DEKY 2024 IRP Core EB2 Retire by '36 - NS CC Forced Solar from '29 - PC | 0 | DEKY | KY Core | Gas/Oil:Combustion Turbine | Woodsdale 3 | 2027 | CO2 | 17510.2463 | 117 | 1731.3736
DEKY 2024 IRP Core EB2 Retire by '36 - NS CC Forced Solar from '29 - PC | 0 | DEKY | KY Core | Gas/Oil:Combustion Turbine | Woodsdale 3 | 2027 | NOx | 17.8096 | 0.119 | 1.761 | 12.0683 | 0.59664
DEKY 2024 IRP Core EB2 Retire by '36 - NS CC Forced Solar from '29 - PC | 0 | DEKY | KY Core | Gas/Oil:Combustion Turbine | Woodsdale 3 | 2028 | CO2 | 9577.2483 | 117 | 1739.2625
DEKY 2024 IRP Core EB2 Retire by '36 - NS CC Forced Solar from '29 - PC | 0 | DEKY | KY Core | Gas/Oil:Combustion Turbine | Woodsdale 3 | 2028 | NOx | 9.741 | 0.119 | 1.769 | 12.3555 | 1.1219
DEKY 2024 IRP Core EB2 Retire by '36 - NS CC Forced Solar from '29 - PC | 0 | DEKY | KY Core | Gas/Oil:Combustion Turbine | Woodsdale 3 | 2029 | CO2 | 8049.0864 | 117 | 1744.6813
DEKY 2024 IRP Core EB2 Retire by '36 - NS CC Forced Solar from '29 - PC | 0 | DEKY | KY Core | Gas/Oil:Combustion Turbine | Woodsdale 3 | 2029 | NOx | 8.1867 | 0.119 | 1.7745 | 12.3523 | 1.3387
DEKY 2024 IRP Core EB2 Retire by '36 - NS CC Forced Solar from '29 - PC | 0 | DEKY | KY Core | Gas/Oil:Combustion Turbine | Woodsdale 3 | 2030 | CO2 | 28332.9453 | 117 | 1731.049
DEKY 2024 IRP Core EB2 Retire by '36 - NS CC Forced Solar from '29 - PC | 0 | DEKY | KY Core | Gas/Oil:Combustion Turbine | Woodsdale 3 | 2030 | NOx | 28.8173 | 0.119 | 1.7606 | 23.9225 | 0.73079
DEKY 2024 IRP Core EB2 Retire by '36 - NS CC Forced Solar from '29 - PC | 0 | DEKY | KY Core | Gas/Oil:Combustion Turbine | Woodsdale 3 | 2031 | CO2 | 21337.1718 | 117 | 1732.1945
DEKY 2024 IRP Core EB2 Retire by '36 - NS CC Forced Solar from '29 - PC | 0 | DEKY | KY Core | Gas/Oil:Combustion Turbine | Woodsdale 3 | 2031 | NOx | 21.7019 | 0.119 | 1.7618 | 25.0901 | 1.0184
DEKY 2024 IRP Core EB2 Retire by '36 - NS CC Forced Solar from '29 - PC | 0 | DEKY | KY Core | Gas/Oil:Combustion Turbine | Woodsdale 3 | 2032 | CO2 | 8742.475 | 117 | 1719.7747
DEKY 2024 IRP Core EB2 Retire by '36 - NS CC Forced Solar from '29 - PC | 0 | DEKY | KY Core | Gas/Oil:Combustion Turbine | Woodsdale 3 | 2032 | NOx | 8.8919 | 0.119 | 1.7492 | 0.017784 | 0.0017492
DEKY 2024 IRP Core EB2 Retire by '36 - NS CC Forced Solar from '29 - PC | 0 | DEKY | KY Core | Gas/Oil:Combustion Turbine | Woodsdale 3 | 2033 | CO2 | 2815.229 | 117 | 1711.3854
DEKY 2024 IRP Core EB2 Retire by '36 - NS CC Forced Solar from '29 - PC | 0 | DEKY | KY Core | Gas/Oil:Combustion Turbine | Woodsdale 3 | 2033 | NOx | 2.8634 | 0.119 | 1.7406 | 0.0058412 | 0.0017755
DEKY 2024 IRP Core EB2 Retire by '36 - NS CC Forced Solar from '29 - PC | 0 | DEKY | KY Core | Gas/Oil:Combustion Turbine | Woodsdale 3 | 2034 | CO2 | 846.3098 | 117 | 1763.1455
DEKY 2024 IRP Core EB2 Retire by '36 - NS CC Forced Solar from '29 - PC | 0 | DEKY | KY Core | Gas/Oil:Combustion Turbine | Woodsdale 3 | 2034 | NOx | 0.86078 | 0.119 | 1.7933 | 2.4646 | 2.5672
DEKY 2024 IRP Core EB2 Retire by '36 - NS CC Forced Solar from '29 - PC | 0 | DEKY | KY Core | Gas/Oil:Combustion Turbine | Woodsdale 4 | 2024 | CO2 | 186962.7054 | 116.9999 | 1744.6381
DEKY 2024 IRP Core EB2 Retire by '36 - NS CC Forced Solar from '29 - PC | 0 | DEKY | KY Core | Gas/Oil:Combustion Turbine | Woodsdale 4 | 2024 | NOx | 190.1587 | 0.119 | 1.7745 | 91.0902 | 0.425
DEKY 2024 IRP Core EB2 Retire by '36 - NS CC Forced Solar from '29 - PC | 0 | DEKY | KY Core | Gas/Oil:Combustion Turbine | Woodsdale 4 | 2025 | CO2 | 34197.0361 | 117 | 1733.3825
DEKY 2024 IRP Core EB2 Retire by '36 - NS CC Forced Solar from '29 - PC | 0 | DEKY | KY Core | Gas/Oil:Combustion Turbine | Woodsdale 4 | 2025 | NOx | 34.7816 | 0.119 | 1.763 | 34.4784 | 0.87382
DEKY 2024 IRP Core EB2 Retire by '36 - NS CC Forced Solar from '29 - PC | 0 | DEKY | KY Core | Gas/Oil:Combustion Turbine | Woodsdale 4 | 2026 | CO2 | 21341.3358 | 117 | 1729.9623
DEKY 2024 IRP Core EB2 Retire by '36 - NS CC Forced Solar from '29 - PC | 0 | DEKY | KY Core | Gas/Oil:Combustion Turbine | Woodsdale 4 | 2026 | NOx | 21.7061 | 0.119 | 1.7595 | 17.0479 | 0.69097
DEKY 2024 IRP Core EB2 Retire by '36 - NS CC Forced Solar from '29 - PC | 0 | DEKY | KY Core | Gas/Oil:Combustion Turbine | Woodsdale 4 | 2027 | CO2 | 19136.8928 | 117 | 1732.3943
DEKY 2024 IRP Core EB2 Retire by '36 - NS CC Forced Solar from '29 - PC | 0 | DEKY | KY Core | Gas/Oil:Combustion Turbine | Woodsdale 4 | 2027 | NOx | 19.464 | 0.119 | 1.762 | 12.7966 | 0.57922
DEKY 2024 IRP Core EB2 Retire by '36 - NS CC Forced Solar from '29 - PC | 0 | DEKY | KY Core | Gas/Oil:Combustion Turbine | Woodsdale 4 | 2028 | CO2 | 9489.4163 | 117 | 1743.0643
DEKY 2024 IRP Core EB2 Retire by '36 - NS CC Forced Solar from '29 - PC | 0 | DEKY | KY Core | Gas/Oil:Combustion Turbine | Woodsdale 4 | 2028 | NOx | 9.6516 | 0.119 | 1.7729 | 12.1096 | 1.1122
DEKY 2024 IRP Core EB2 Retire by '36 - NS CC Forced Solar from '29 - PC | 0 | DEKY | KY Core | Gas/Oil:Combustion Turbine | Woodsdale 4 | 2029 | CO2 | 8499.2679 | 117 | 1740.9041
DEKY 2024 IRP Core EB2 Retire by '36 - NS CC Forced Solar from '29 - PC | 0 | DEKY | KY Core | Gas/Oil:Combustion Turbine | Woodsdale 4 | 2029 | NOx | 8.6446 | 0.119 | 1.7707 | 9.7877 | 1.0024
DEKY 2024 IRP Core EB2 Retire by '36 - NS CC Forced Solar from '29 - PC | 0 | DEKY | KY Core | Gas/Oil:Combustion Turbine | Woodsdale 4 | 2030 | CO2 | 26365.7556 | 117 | 1730.8883
DEKY 2024 IRP Core EB2 Retire by '36 - NS CC Forced Solar from '29 - PC | 0 | DEKY | KY Core | Gas/Oil:Combustion Turbine | Woodsdale 4 | 2030 | NOx | 26.8165 | 0.119 | 1.7605 | 18.4163 | 0.60451
DEKY 2024 IRP Core EB2 Retire by '36 - NS CC Forced Solar from '29 - PC | 0 | DEKY | KY Core | Gas/Oil:Combustion Turbine | Woodsdale 4 | 2031 | CO2 | 20259.9702 | 117 | 1733.9926
DEKY 2024 IRP Core EB2 Retire by '36 - NS CC Forced Solar from '29 - PC | 0 | DEKY | KY Core | Gas/Oil:Combustion Turbine | Woodsdale 4 | 2031 | NOx | 20.6063 | 0.119 | 1.7636 | 22.075 | 0.94467
DEKY 2024 IRP Core EB2 Retire by '36 - NS CC Forced Solar from '29 - PC | 0 | DEKY | KY Core | Gas/Oil:Combustion Turbine | Woodsdale 4 | 2032 | CO2 | 15591.0897 | 117 | 1741.2818
DEKY 2024 IRP Core EB2 Retire by '36 - NS CC Forced Solar from '29 - PC | 0 | DEKY | KY Core | Gas/Oil:Combustion Turbine | Woodsdale 4 | 2032 | NOx | 15.8576 | 0.119 | 1.771 | 12.3965 | 0.69225
DEKY 2024 IRP Core EB2 Retire by '36 - NS CC Forced Solar from '29 - PC | 0 | DEKY | KY Core | Gas/Oil:Combustion Turbine | Woodsdale 4 | 2033 | CO2 | 2815.229 | 117 | 1711.3854
DEKY 2024 IRP Core EB2 Retire by '36 - NS CC Forced Solar from '29 - PC | 0 | DEKY | KY Core | Gas/Oil:Combustion Turbine | Woodsdale 4 | 2033 | NOx | 2.8634 | 0.119 | 1.7406 | 0.0058412 | 0.0017755
DEKY 2024 IRP Core EB2 Retire by '36 - NS CC Forced Solar from '29 - PC | 0 | DEKY | KY Core | Gas/Oil:Combustion Turbine | Woodsdale 5 | 2024 | CO2 | 179582.1562 | 117 | 1767.4456
DEKY 2024 IRP Core EB2 Retire by '36 - NS CC Forced Solar from '29 - PC | 0 | DEKY | KY Core | Gas/Oil:Combustion Turbine | Woodsdale 5 | 2024 | NOx | 182.6519 | 0.119 | 1.7977 | 184.921 | 0.91
DEKY 2024 IRP Core EB2 Retire by '36 - NS CC Forced Solar from '29 - PC | 0 | DEKY | KY Core | Gas/Oil:Combustion Turbine | Woodsdale 5 | 2025 | CO2 | 41032.3314 | 117 | 1736.0545
DEKY 2024 IRP Core EB2 Retire by '36 - NS CC Forced Solar from '29 - PC | 0 | DEKY | KY Core | Gas/Oil:Combustion Turbine | Woodsdale 5 | 2025 | NOx | 41.7337 | 0.119 | 1.7657 | 36.375 | 0.7695
DEKY 2024 IRP Core EB2 Retire by '36 - NS CC Forced Solar from '29 - PC | 0 | DEKY | KY Core | Gas/Oil:Combustion Turbine | Woodsdale 5 | 2026 | CO2 | 20248.5627 | 117 | 1728.8288
DEKY 2024 IRP Core EB2 Retire by '36 - NS CC Forced Solar from '29 - PC | 0 | DEKY | KY Core | Gas/Oil:Combustion Turbine | Woodsdale 5 | 2026 | NOx | 20.5947 | 0.119 | 1.7584 | 17.5891 | 0.75088
DEKY 2024 IRP Core EB2 Retire by '36 - NS CC Forced Solar from '29 - PC | 0 | DEKY | KY Core | Gas/Oil:Combustion Turbine | Woodsdale 5 | 2027 | CO2 | 20005.682 | 117 | 1731.7189
DEKY 2024 IRP Core EB2 Retire by '36 - NS CC Forced Solar from '29 - PC | 0 | DEKY | KY Core | Gas/Oil:Combustion Turbine | Woodsdale 5 | 2027 | NOx | 20.3477 | 0.119 | 1.7613 | 15.2284 | 0.65909
DEKY 2024 IRP Core EB2 Retire by '36 - NS CC Forced Solar from '29 - PC | 0 | DEKY | KY Core | Gas/Oil:Combustion Turbine | Woodsdale 5 | 2028 | CO2 | 9577.2483 | 117 | 1739.2625
DEKY 2024 IRP Core EB2 Retire by '36 - NS CC Forced Solar from '29 - PC | 0 | DEKY | KY Core | Gas/Oil:Combustion Turbine | Woodsdale 5 | 2028 | NOx | 9.741 | 0.119 | 1.769 | 12.3555 | 1.1219
DEKY 2024 IRP Core EB2 Retire by '36 - NS CC Forced Solar from '29 - PC | 0 | DEKY | KY Core | Gas/Oil:Combustion Turbine | Woodsdale 5 | 2029 | CO2 | 9416.5184 | 117 | 1739.7726
DEKY 2024 IRP Core EB2 Retire by '36 - NS CC Forced Solar from '29 - PC | 0 | DEKY | KY Core | Gas/Oil:Combustion Turbine | Woodsdale 5 | 2029 | NOx | 9.5775 | 0.119 | 1.7695 | 12.3551 | 1.1414
DEKY 2024 IRP Core EB2 Retire by '36 - NS CC Forced Solar from '29 - PC | 0 | DEKY | KY Core | Gas/Oil:Combustion Turbine | Woodsdale 5 | 2030 | CO2 | 28605.5315 | 117 | 1732.4611
DEKY 2024 IRP Core EB2 Retire by '36 - NS CC Forced Solar from '29 - PC | 0 | DEKY | KY Core | Gas/Oil:Combustion Turbine | Woodsdale 5 | 2030 | NOx | 29.0945 | 0.119 | 1.7621 | 26.4872 | 0.80208
DEKY 2024 IRP Core EB2 Retire by '36 - NS CC Forced Solar from '29 - PC | 0 | DEKY | KY Core | Gas/Oil:Combustion Turbine | Woodsdale 5 | 2031 | CO2 | 20050.1046 | 117 | 1733.5384
DEKY 2024 IRP Core EB2 Retire by '36 - NS CC Forced Solar from '29 - PC | 0 | DEKY | KY Core | Gas/Oil:Combustion Turbine | Woodsdale 5 | 2031 | NOx | 20.3928 | 0.119 | 1.7632 | 25.0875 | 1.0845
DEKY 2024 IRP Core EB2 Retire by '36 - NS CC Forced Solar from '29 - PC | 0 | DEKY | KY Core | Gas/Oil:Combustion Turbine | Woodsdale 5 | 2032 | CO2 | 15751.6005 | 117 | 1739.0094
DEKY 2024 IRP Core EB2 Retire by '36 - NS CC Forced Solar from '29 - PC | 0 | DEKY | KY Core | Gas/Oil:Combustion Turbine | Woodsdale 5 | 2032 | NOx | 16.0209 | 0.119 | 1.7687 | 12.8457 | 0.7091
DEKY 2024 IRP Core EB2 Retire by '36 - NS CC Forced Solar from '29 - PC | 0 | DEKY | KY Core | Gas/Oil:Combustion Turbine | Woodsdale 5 | 2033 | CO2 | 1367.432 | 117 | 1711.4292
DEKY 2024 IRP Core EB2 Retire by '36 - NS CC Forced Solar from '29 - PC | 0 | DEKY | KY Core | Gas/Oil:Combustion Turbine | Woodsdale 5 | 2033 | NOx | 1.3908 | 0.119 | 1.7407 | 0.0028372 | 0.0017755
DEKY 2024 IRP Core EB2 Retire by '36 - NS CC Forced Solar from '29 - PC | 0 | DEKY | KY Core | Gas/Oil:Combustion Turbine | Woodsdale 5 | 2034 | CO2 | 846.3098 | 117 | 1763.1455
DEKY 2024 IRP Core EB2 Retire by '36 - NS CC Forced Solar from '29 - PC | 0 | DEKY | KY Core | Gas/Oil:Combustion Turbine | Woodsdale 5 | 2034 | NOx | 0.86078 | 0.119 | 1.7933 | 2.4646 | 2.5672
DEKY 2024 IRP Core EB2 Retire by '36 - NS CC Forced Solar from '29 - PC | 0 | DEKY | KY Core | Gas/Oil:Combustion Turbine | Woodsdale 6 | 2024 | CO2 | 182091.0302 | 116.9999 | 1760.1564
DEKY 2024 IRP Core EB2 Retire by '36 - NS CC Forced Solar from '29 - PC | 0 | DEKY | KY Core | Gas/Oil:Combustion Turbine | Woodsdale 6 | 2024 | NOx | 185.2037 | 0.119 | 1.7902 | 124.9592 | 0.60395
DEKY 2024 IRP Core EB2 Retire by '36 - NS CC Forced Solar from '29 - PC | 0 | DEKY | KY Core | Gas/Oil:Combustion Turbine | Woodsdale 6 | 2025 | CO2 | 42989.1141 | 117 | 1732.1538
DEKY 2024 IRP Core EB2 Retire by '36 - NS CC Forced Solar from '29 - PC | 0 | DEKY | KY Core | Gas/Oil:Combustion Turbine | Woodsdale 6 | 2025 | NOx | 43.724 | 0.119 | 1.7618 | 36.3789 | 0.73291
DEKY 2024 IRP Core EB2 Retire by '36 - NS CC Forced Solar from '29 - PC | 0 | DEKY | KY Core | Gas/Oil:Combustion Turbine | Woodsdale 6 | 2026 | CO2 | 21024.4491 | 117 | 1730.0797
DEKY 2024 IRP Core EB2 Retire by '36 - NS CC Forced Solar from '29 - PC | 0 | DEKY | KY Core | Gas/Oil:Combustion Turbine | Woodsdale 6 | 2026 | NOx | 21.3838 | 0.119 | 1.7597 | 19.7609 | 0.81305
DEKY 2024 IRP Core EB2 Retire by '36 - NS CC Forced Solar from '29 - PC | 0 | DEKY | KY Core | Gas/Oil:Combustion Turbine | Woodsdale 6 | 2027 | CO2 | 20005.682 | 117 | 1731.7189
DEKY 2024 IRP Core EB2 Retire by '36 - NS CC Forced Solar from '29 - PC | 0 | DEKY | KY Core | Gas/Oil:Combustion Turbine | Woodsdale 6 | 2027 | NOx | 20.3477 | 0.119 | 1.7613 | 15.2284 | 0.65909
DEKY 2024 IRP Core EB2 Retire by '36 - NS CC Forced Solar from '29 - PC | 0 | DEKY | KY Core | Gas/Oil:Combustion Turbine | Woodsdale 6 | 2028 | CO2 | 9577.2483 | 117 | 1739.2625
DEKY 2024 IRP Core EB2 Retire by '36 - NS CC Forced Solar from '29 - PC | 0 | DEKY | KY Core | Gas/Oil:Combustion Turbine | Woodsdale 6 | 2028 | NOx | 9.741 | 0.119 | 1.769 | 12.3555 | 1.1219
DEKY 2024 IRP Core EB2 Retire by '36 - NS CC Forced Solar from '29 - PC | 0 | DEKY | KY Core | Gas/Oil:Combustion Turbine | Woodsdale 6 | 2029 | CO2 | 9416.5184 | 117 | 1739.7726
DEKY 2024 IRP Core EB2 Retire by '36 - NS CC Forced Solar from '29 - PC | 0 | DEKY | KY Core | Gas/Oil:Combustion Turbine | Woodsdale 6 | 2029 | NOx | 9.5775 | 0.119 | 1.7695 | 12.3551 | 1.1414
DEKY 2024 IRP Core EB2 Retire by '36 - NS CC Forced Solar from '29 - PC | 0 | DEKY | KY Core | Gas/Oil:Combustion Turbine | Woodsdale 6 | 2030 | CO2 | 29249.6785 | 117 | 1732.0313
DEKY 2024 IRP Core EB2 Retire by '36 - NS CC Forced Solar from '29 - PC | 0 | DEKY | KY Core | Gas/Oil:Combustion Turbine | Woodsdale 6 | 2030 | NOx | 29.7497 | 0.119 | 1.7616 | 26.4885 | 0.78426
DEKY 2024 IRP Core EB2 Retire by '36 - NS CC Forced Solar from '29 - PC | 0 | DEKY | KY Core | Gas/Oil:Combustion Turbine | Woodsdale 6 | 2031 | CO2 | 20050.1046 | 117 | 1733.5384
DEKY 2024 IRP Core EB2 Retire by '36 - NS CC Forced Solar from '29 - PC | 0 | DEKY | KY Core | Gas/Oil:Combustion Turbine | Woodsdale 6 | 2031 | NOx | 20.3928 | 0.119 | 1.7632 | 25.0875 | 1.0845
DEKY 2024 IRP Core EB2 Retire by '36 - NS CC Forced Solar from '29 - PC | 0 | DEKY | KY Core | Gas/Oil:Combustion Turbine | Woodsdale 6 | 2032 | CO2 | 15751.6005 | 117 | 1739.0094
DEKY 2024 IRP Core EB2 Retire by '36 - NS CC Forced Solar from '29 - PC | 0 | DEKY | KY Core | Gas/Oil:Combustion Turbine | Woodsdale 6 | 2032 | NOx | 16.0209 | 0.119 | 1.7687 | 12.8457 | 0.7091
DEKY 2024 IRP Core EB2 Retire by '36 - NS CC Forced Solar from '29 - PC | 0 | DEKY | KY Core | Gas/Oil:Combustion Turbine | Woodsdale 6 | 2033 | CO2 | 2815.229 | 117 | 1711.3854
DEKY 2024 IRP Core EB2 Retire by '36 - NS CC Forced Solar from '29 - PC | 0 | DEKY | KY Core | Gas/Oil:Combustion Turbine | Woodsdale 6 | 2033 | NOx | 2.8634 | 0.119 | 1.7406 | 0.0058412 | 0.0017755
DEKY 2024 IRP Core EB2 Retire by '36 - NS CC Forced Solar from '29 - PC | 0 | DEKY | KY Core | Gas/Oil:Combustion Turbine | Woodsdale 6 | 2034 | CO2 | 846.3098 | 117 | 1763.1455
DEKY 2024 IRP Core EB2 Retire by '36 - NS CC Forced Solar from '29 - PC | 0 | DEKY | KY Core | Gas/Oil:Combustion Turbine | Woodsdale 6 | 2034 | NOx | 0.86078 | 0.119 | 1.7933 | 2.4646 | 2.5672

## Resource Capital
Scenario | RunID | Year | BA | Area | Name | Added | Active | Capacity | Installed Cost
DEKY 2024 IRP Core EB2 Retire by '36 - NS CC Forced Solar from '29 - PC | 0 | 2029 | DEKY | KY Core | Proj New Fixed Tilt Solar DEK | 1 | 1 | 50 | 95170.4922
DEKY 2024 IRP Core EB2 Retire by '36 - NS CC Forced Solar from '29 - PC | 0 | 2031 | DEKY | KY Core | Proj New Solar DEK | 1 | 1 | 50 | 106955.7344
DEKY 2024 IRP Core EB2 Retire by '36 - NS CC Forced Solar from '29 - PC | 0 | 2033 | DEKY | KY Core | Proj New Solar DEK | 1 | 2 | 100 | 105808.5156
DEKY 2024 IRP Core EB2 Retire by '36 - NS CC Forced Solar from '29 - PC | 0 | 2035 | DEKY | KY Core | Proj New Solar DEK | 1 | 3 | 150 | 108372.8438
DEKY 2024 IRP Core EB2 Retire by '36 - NS CC Forced Solar from '29 - PC | 0 | 2036 | DEKY | KY Core | Proj New 1x1 CC DEK | 1 | 1 | 599.1 | 1349302
DEKY 2024 IRP Core EB2 Retire by '36 - NS CC Forced Solar from '29 - PC | 0 | 2036 | DEKY | KY Core | Proj New 1x1 CC DEK DF | 1 | 1 | 64.8 | 137244.8906
DEKY 2024 IRP Core EB2 Retire by '36 - NS CC Forced Solar from '29 - PC | 0 | 2037 | DEKY | KY Core | Proj New Solar DEK | 1 | 4 | 200 | 110849.5938
DEKY 2024 IRP Core EB2 Retire by '36 - NS CC Forced Solar from '29 - PC | 0 | 2039 | DEKY | KY Core | Proj New Solar DEK | 1 | 5 | 250 | 113388.7266