## Area Annual
Scenario | RunID | BA | Area | Year | Peak (MW) | Coincident Peak (MW) | Capacity (MW) | Net Capacity Imports (MW) | Reserve Margin (%) | Load Factor (%) | Firm Capacity (MW) | Energy (GWh) | Sales (GWh) | Purchases (GWh) | Net Generation (GWh) | Total Production Cost ($000) | Profitability ($000) | Average Production Cost ($/MWh) | Load Wt Price ($/MWh) | Optimized Production Cost ($000) | Energy Market Cost ($000) | Capacity Market Cost ($000) | Sales Value ($000) | Purchase Cost ($000) | RTC Price ($/MWh) | On-Peak Price ($/MWh) | Off-Peak Price ($/MWh) | Non-Spin Price ($/MWh) | Spin Price ($/MWh) | Reg Up Price ($/MWh) | Reg Down Price ($/MWh) | Supp Up Price ($/MWh) | Supp Down Price ($/MWh) | Capacity Price ($/kW-yr) | LOLH (hours) | LOLE (days) | EUE (MWh) | Curtailed (MWh) | Peak After EE (MW) | Peak After Solar (MW) | Peak After Batteries (MW) | Capital Expense ($000) | Carrying Costs ($000) | Non Spinning (GWh) | Spinning (GWh) | Reg Up (GWh) | Reg Down (GWh) | Supp Offline (GWh) | Supp Up Online (GWh) | Supp Down (GWh)
DEKY 2024 IRP Core EB2 Retire by '42 - NS SMR - PC | 0 | DEKY | KY Core | 2024 | 807.6488 | 807.6488 | 1182.9349 |  | 9.9541 | 60.4492 | 888.0431 | 4288.5033 | 377.4457 | 2110.4641 | 2555.4855 | 95495.0234 | 20114.8788 | 37.3686 | 40.7045 | 95495.0348 |  |  | 19191.869 | 78143.3259 | 39.3895 | 48.4805 | 31.4466 | 0.88133 | 0.88133 | 0.88133 | 0.00099999 | 0 | 0 | 0 |  |  |  |  | 807.6488 | 803.473 | 803.473 | [5 empty] | 17.6326
DEKY 2024 IRP Core EB2 Retire by '42 - NS SMR - PC | 0 | DEKY | KY Core | 2025 | 809.5715 | 809.5715 | 1182.9988 |  | 9.6701 | 60.4073 | 887.8578 | 4283.9957 | 429.6435 | 2107.8426 | 2605.7965 | 116352.8114 | 12317.1575 | 44.6515 | 44.4249 | 116352.8235 |  |  | 23288.314 | 84934.5645 | 43.1605 | 52.0084 | 35.4469 | 0.55168 | 0.55168 | 0.55168 | 0.00099999 | 0 | 0 | 0 |  |  |  |  | 809.5715 | 808.5655 | 808.5655 | [5 empty] | 17.5966
DEKY 2024 IRP Core EB2 Retire by '42 - NS SMR - PC | 0 | DEKY | KY Core | 2026 | 812.2 | 812.2 | 1183.0634 |  | 9.3038 | 60.305 | 887.7655 | 4290.6235 | 529.8993 | 1550.7546 | 3269.7682 | 130319.7462 | 30650.4753 | 39.856 | 46.6053 | 130319.7721 |  |  | 26275.1671 | 65270.5688 | 45.3411 | 53.7905 | 37.9208 | 0.54458 | 0.54458 | 0.54458 | 0.00099999 | 0 | 0 | 0 |  |  |  |  | 812.2 | 808.472 | 808.472 | [5 empty] | 17.5966
DEKY 2024 IRP Core EB2 Retire by '42 - NS SMR - PC | 0 | DEKY | KY Core | 2027 | 811.9461 | 811.9461 | 1183.1285 |  | 9.3266 | 60.241 | 887.6732 | 4284.7301 | 738.3919 | 1335.643 | 3687.4786 | 118734.7724 | 55156.836 | 32.1994 | 47.1051 | 118734.8033 |  |  | 33525.6452 | 61466.6972 | 45.9331 | 54.2996 | 38.5856 | 0.54803 | 0.54803 | 0.54803 | 0.00099999 | 0 | 0 | 0 |  |  |  |  | 811.9461 | 808.2181 | 808.2181 | [5 empty] | 17.5966
DEKY 2024 IRP Core EB2 Retire by '42 - NS SMR - PC | 0 | DEKY | KY Core | 2028 | 812.0928 | 812.0928 | 1183.1944 |  | 9.2955 | 60.1471 | 887.5807 | 4290.55 | 696.5589 | 1499.3401 | 3487.7698 | 113548.5015 | 49078.5666 | 32.5562 | 46.0029 | 113548.5193 |  |  | 30807.824 | 65558.5729 | 44.7833 | 53.3773 | 37.3294 | 0.50157 | 0.50157 | 0.50157 | 0.00099999 | 0 | 0 | 0 |  |  |  |  | 812.0928 | 808.3647 | 808.3647 | [5 empty] | 17.6326
DEKY 2024 IRP Core EB2 Retire by '42 - NS SMR - PC | 0 | DEKY | KY Core | 2029 | 812.1709 | 812.1709 | 1183.1944 |  | 9.285 | 60.1928 | 887.5807 | 4282.4865 | 580.919 | 1493.5402 | 3369.865 | 114991.1932 | 36513.331 | 34.1234 | 44.8042 | 114991.2068 |  |  | 24879.2207 | 65248.2539 | 43.672 | 51.9768 | 36.4319 | 0.46764 | 0.46764 | 0.46764 | 0.00099999 | 0 | 0 | 0 |  |  |  |  | 812.1709 | 808.4429 | 808.4429 | [5 empty] | 17.5966
DEKY 2024 IRP Core EB2 Retire by '42 - NS SMR - PC | 0 | DEKY | KY Core | 2030 | 821.9234 | 821.9234 | 1183.1944 |  | 7.9769 | 60.5912 | 887.4877 | 4362.5937 | 583.6403 | 1479.0873 | 3467.1464 | 122476.4344 | 37965.447 | 35.3249 | 45.3433 | 122476.45 |  |  | 26668.9007 | 64041.55 | 44.2171 | 52.2751 | 37.1922 | 0.40289 | 0.40289 | 0.40289 | 0.00099999 | 0 | 0 | 0 |  |  |  |  | 821.9234 | 820.9174 | 820.9174 | [5 empty] | 17.5966
DEKY 2024 IRP Core EB2 Retire by '42 - NS SMR - PC | 0 | DEKY | KY Core | 2031 | 827.3578 | 827.3578 | 1183.1944 |  | 7.2677 | 60.296 | 887.4877 | 4370.0472 | 567.1247 | 1515.545 | 3421.6267 | 122357.6553 | 40974.6915 | 35.7601 | 46.0799 | 122357.6466 |  |  | 26667.2255 | 64706.2157 | 44.8874 | 52.8729 | 37.9257 | 0.3721 | 0.3721 | 0.3721 | 0.00099999 | 0 | 0 | 0 |  |  |  |  | 827.3578 | 826.3519 | 826.3519 | [5 empty] | 17.5966
DEKY 2024 IRP Core EB2 Retire by '42 - NS SMR - PC | 0 | DEKY | KY Core | 2032 | 831.2224 | 831.2224 | 1183.1944 |  | 6.7578 | 60.1225 | 887.3947 | 4389.8188 | 603.5609 | 1504.0742 | 3489.3043 | 125549.7007 | 40408.064 | 35.9813 | 46.3325 | 125549.7021 |  |  | 28865.2517 | 66298.6162 | 45.3019 | 51.9745 | 39.4291 | 0.3205 | 0.3205 | 0.3205 | 0.00099999 | 0 | 0 | 0 |  |  |  |  | 831.2224 | 827.4944 | 827.4944 | [5 empty] | 17.6326
DEKY 2024 IRP Core EB2 Retire by '42 - NS SMR - PC | 0 | DEKY | KY Core | 2033 | 838.3185 | 838.3185 | 1183.1944 |  | 5.8541 | 59.9221 | 887.3947 | 4400.4806 | 490.6445 | 1510.7805 | 3380.3446 | 123105.6262 | 39231.878 | 36.4181 | 47.3567 | 123105.658 |  |  | 22334.8083 | 68389.7294 | 46.3557 | 52.7863 | 40.7496 | 0.27619 | 0.27619 | 0.27619 | 0.00099999 | 0 | 0 | 0 |  |  |  |  | 838.3185 | 834.5905 | 834.5905 | [5 empty] | 17.5966
DEKY 2024 IRP Core EB2 Retire by '42 - NS SMR - PC | 0 | DEKY | KY Core | 2034 | 843.7328 | 843.7328 | 1183.1944 |  | 5.1748 | 59.8051 | 887.3947 | 4420.258 | 502.0677 | 1612.8999 | 3309.4256 | 123832.1423 | 38906.7002 | 37.418 | 47.7416 | 123832.1404 |  |  | 23013.1459 | 71304.6701 | 46.7727 | 53.0182 | 41.3679 | 0.26978 | 0.26978 | 0.26978 | 0.00099999 | 0 | 0 | 0 |  |  |  |  | 843.7328 | 840.0048 | 840.0048 | 5740.8306 |  |  |  |  | 17.5856
DEKY 2024 IRP Core EB2 Retire by '42 - NS SMR - PC | 0 | DEKY | KY Core | 2035 | 861.8912 | 861.8912 | 1183.1944 |  | 2.959 | 59.9295 | 887.3947 | 4524.7767 | 393.5989 | 1634.0787 | 3284.2966 | 126714.0519 | 38580.4975 | 38.5818 | 48.8017 | 126714.0653 |  |  | 18579.7252 | 74102.0845 | 47.8682 | 53.9208 | 42.5917 | 0.20256 | 0.20256 | 0.20256 | 0.00099999 | 0 | 0 | 0 |  |  |  |  | 861.8912 | 858.1632 | 858.1632 | 51014.7031 |  |  |  |  | 17.5966
DEKY 2024 IRP Core EB2 Retire by '42 - NS SMR - PC | 0 | DEKY | KY Core | 2036 | 872.0371 | 872.0371 | 1183.1944 |  | 1.7611 | 59.5402 | 887.3947 | 4560.7604 | 430.501 | 1728.8286 | 3262.4326 | 131216.7673 | 34497.6142 | 40.2205 | 49.7687 | 131216.8025 |  |  | 20494.7386 | 81763.3805 | 48.7567 | 54.6838 | 43.578 | 0.20393 | 0.20393 | 0.20393 | 0.00099999 | 0 | 0 | 0 |  |  |  |  | 872.0371 | 871.0311 | 871.0311 | 195641.9376 |  |  |  |  | 17.6326
DEKY 2024 IRP Core EB2 Retire by '42 - NS SMR - PC | 0 | DEKY | KY Core | 2037 | 882.0595 | 882.0595 | 1183.1944 |  | 0.60486 | 59.2378 | 887.3947 | 4577.2133 | 374.3572 | 1757.6064 | 3193.9659 | 133954.3647 | 30761.3921 | 41.9398 | 50.0967 | 133954.4243 |  |  | 18139.9531 | 82727.667 | 49.1598 | 54.637 | 44.3497 | 0.20037 | 0.20037 | 0.20037 | 0.00099999 | 0 | 0 | 0 |  |  |  |  | 882.0595 | 878.3315 | 878.3315 | 572107.2195 |  |  |  |  | 17.5659
DEKY 2024 IRP Core EB2 Retire by '42 - NS SMR - PC | 0 | DEKY | KY Core | 2038 | 891.6783 | 891.6783 | 1183.1944 |  | -0.4804 | 58.928 | 887.3947 | 4602.9294 | 380.1964 | 1673.3615 | 3309.7641 | 141290.1356 | 32001.2079 | 42.6889 | 51.2571 | 141290.1936 |  |  | 18556.0385 | 81197.2781 | 50.3648 | 55.5265 | 45.8316 | 0.18534 | 0.18534 | 0.18534 | 0.00099999 | 0 | 0 | 0 |  |  |  |  | 891.6783 | 887.9503 | 887.9503 | 970304.0483 |  |  |  |  | 17.5641
DEKY 2024 IRP Core EB2 Retire by '42 - NS SMR - PC | 0 | DEKY | KY Core | 2039 | 901.872 | 901.872 | 1183.1944 |  | -1.6053 | 58.6009 | 887.3947 | 4629.7025 | 330.6013 | 1907.9682 | 3052.3359 | 134355.8369 | 31348.6275 | 44.0174 | 51.9236 | 134355.8625 |  |  | 17137.8123 | 91823.9383 | 51.069 | 56.0044 | 46.7663 | 0.19996 | 0.19996 | 0.19996 | 0.00099999 | 0 | 0 | 0 |  |  |  |  | 901.872 | 898.144 | 898.144 | 1119022.6924 |  |  |  |  | 17.5359
DEKY 2024 IRP Core EB2 Retire by '42 - NS SMR - PC | 0 | DEKY | KY Core | 2040 | 909.6171 | 909.6171 | 1183.1944 |  | -2.4431 | 58.5308 | 887.3947 | 4676.6527 | 337.4272 | 1880.119 | 3133.9605 | 142928.7593 | 27062.8066 | 45.6064 | 52.6064 | 142928.7983 |  |  | 17570.2061 | 93600.3573 | 51.8013 | 56.3722 | 47.8367 | 0.21735 | 0.21735 | 0.21735 | 0.00099999 | 0 | 0 | 0 |  |  |  |  | 909.6171 | 905.8891 | 905.8891 | 1074781.6875 |  |  |  |  | 17.5605
DEKY 2024 IRP Core EB2 Retire by '42 - NS SMR - PC | 0 | DEKY | KY Market | 2024 | [6 empty] | 0 |  | 2110.4643 | 377.4459 | 0 |  | 0 |  |  |  | 58951.4545 |  | 78143.3354 | 19191.8785 | 39.3895 | 48.4805 | 31.4466 | [6 empty] | 0
DEKY 2024 IRP Core EB2 Retire by '42 - NS SMR - PC | 0 | DEKY | KY Market | 2025 | [6 empty] | 0 |  | 2107.8423 | 429.6431 | 0 |  | 0 |  |  |  | 61646.2484 |  | 84934.5681 | 23288.3177 | 43.1605 | 52.0084 | 35.4469 | [6 empty] | 0
DEKY 2024 IRP Core EB2 Retire by '42 - NS SMR - PC | 0 | DEKY | KY Market | 2026 | [6 empty] | 0 |  | 1550.7546 | 529.8993 | 0 |  | 0 |  |  |  | 38995.4004 |  | 65270.573 | 26275.1712 | 45.3411 | 53.7905 | 37.9208 | [6 empty] | 0
DEKY 2024 IRP Core EB2 Retire by '42 - NS SMR - PC | 0 | DEKY | KY Market | 2027 | [6 empty] | 0 |  | 1335.6428 | 738.3917 | 0 |  | 0 |  |  |  | 27941.0522 |  | 61466.6921 | 33525.64 | 45.9331 | 54.2996 | 38.5856 | [6 empty] | 0
DEKY 2024 IRP Core EB2 Retire by '42 - NS SMR - PC | 0 | DEKY | KY Market | 2028 | [6 empty] | 0 |  | 1499.34 | 696.5587 | 0 |  | 0 |  |  |  | 34750.749 |  | 65558.5815 | 30807.8326 | 44.7833 | 53.3773 | 37.3294 | [6 empty] | 0
DEKY 2024 IRP Core EB2 Retire by '42 - NS SMR - PC | 0 | DEKY | KY Market | 2029 | [6 empty] | 0 |  | 1493.5403 | 580.9191 | 0 |  | 0 |  |  |  | 40369.0324 |  | 65248.259 | 24879.2258 | 43.672 | 51.9768 | 36.4319 | [6 empty] | 0
DEKY 2024 IRP Core EB2 Retire by '42 - NS SMR - PC | 0 | DEKY | KY Market | 2030 | [6 empty] | 0 |  | 1479.0872 | 583.6402 | 0 |  | 0 |  |  |  | 37372.648 |  | 64041.5528 | 26668.9035 | 44.2171 | 52.2751 | 37.1922 | [6 empty] | 0
DEKY 2024 IRP Core EB2 Retire by '42 - NS SMR - PC | 0 | DEKY | KY Market | 2031 | [6 empty] | 0 |  | 1515.545 | 567.1247 | 0 |  | 0 |  |  |  | 38038.9897 |  | 64706.2183 | 26667.2281 | 44.8874 | 52.8729 | 37.9257 | [6 empty] | 0
DEKY 2024 IRP Core EB2 Retire by '42 - NS SMR - PC | 0 | DEKY | KY Market | 2032 | [6 empty] | 0 |  | 1504.0743 | 603.5609 | 0 |  | 0 |  |  |  | 37433.3657 |  | 66298.6133 | 28865.2488 | 45.3019 | 51.9745 | 39.4291 | [6 empty] | 0
DEKY 2024 IRP Core EB2 Retire by '42 - NS SMR - PC | 0 | DEKY | KY Market | 2033 | [6 empty] | 0 |  | 1510.7805 | 490.6446 | 0 |  | 0 |  |  |  | 46054.9216 |  | 68389.7361 | 22334.815 | 46.3557 | 52.7863 | 40.7496 | [6 empty] | 0
DEKY 2024 IRP Core EB2 Retire by '42 - NS SMR - PC | 0 | DEKY | KY Market | 2034 | [6 empty] | 0 |  | 1612.8998 | 502.0676 | 0 |  | 0 |  |  |  | 48291.5248 |  | 71304.6738 | 23013.1496 | 46.7727 | 53.0182 | 41.3679 | [6 empty] | 0
DEKY 2024 IRP Core EB2 Retire by '42 - NS SMR - PC | 0 | DEKY | KY Market | 2035 | [6 empty] | 0 |  | 1634.0787 | 393.599 | 0 |  | 0 |  |  |  | 55522.3594 |  | 74102.0856 | 18579.7263 | 47.8682 | 53.9208 | 42.5917 | [6 empty] | 0
DEKY 2024 IRP Core EB2 Retire by '42 - NS SMR - PC | 0 | DEKY | KY Market | 2036 | [6 empty] | 0 |  | 1728.8285 | 430.5009 | 0 |  | 0 |  |  |  | 61268.6439 |  | 81763.3892 | 20494.7473 | 48.7567 | 54.6838 | 43.578 | [6 empty] | 0
DEKY 2024 IRP Core EB2 Retire by '42 - NS SMR - PC | 0 | DEKY | KY Market | 2037 | [6 empty] | 0 |  | 1757.6061 | 374.3568 | 0 |  | 0 |  |  |  | 64587.7149 |  | 82727.6729 | 18139.959 | 49.1598 | 54.637 | 44.3497 | [6 empty] | 0
DEKY 2024 IRP Core EB2 Retire by '42 - NS SMR - PC | 0 | DEKY | KY Market | 2038 | [6 empty] | 0 |  | 1673.3613 | 380.1962 | 0 |  | 0 |  |  |  | 62641.2402 |  | 81197.2881 | 18556.0486 | 50.3648 | 55.5265 | 45.8316 | [6 empty] | 0
DEKY 2024 IRP Core EB2 Retire by '42 - NS SMR - PC | 0 | DEKY | KY Market | 2039 | [6 empty] | 0 |  | 1907.9681 | 330.6012 | 0 |  | 0 |  |  |  | 74686.1256 |  | 91823.9278 | 17137.8018 | 51.069 | 56.0044 | 46.7663 | [6 empty] | 0
DEKY 2024 IRP Core EB2 Retire by '42 - NS SMR - PC | 0 | DEKY | KY Market | 2040 | [6 empty] | 0 |  | 1880.1192 | 337.4274 | 0 |  | 0 |  |  |  | 76030.1544 |  | 93600.3613 | 17570.21 | 51.8013 | 56.3722 | 47.8367 | [6 empty] | 0

## Resource Annual
Scenario | RunID | BA | Area | Type | Resource | Year | Units | Capacity (MW) | Firm Capacity (MW) | Availability (%) | Generation (GWh) | Capacity Factor (%) | Energy Required (GWh) | Curtailed (MWh) | Marginal Hours | Unit Hours | Unit Starts | Avg Heat Rate (Btu/kWh) | Heat Required (mmBtu) | Fuel Costs ($000) | Program Costs ($000) | Avg Fuel Cost ($/mmBtu) | Commitment Costs ($000) | Non-Fuel Variable Cost ($000) | Total Energy Cost ($000) | Average Energy Cost ($/MWh) | Fixed Cost ($000) | Total Cost ($000) | Optimized Cost ($000) | Non Spinning (GWh) | Spinning (GWh) | Reg Up (GWh) | Reg Down (GWh) | Supp Offline (GWh) | Supp Up Online (GWh) | Supp Down (GWh) | Realized Price ($/MWh) | Energy Value ($000) | Ancillary Value ($000) | Capacity Bid ($/kW-yr) | Capacity Value ($000) | Profits ($000) | Externality Costs ($000) | Payback Cost ($000) | PTC ($000)
DEKY 2024 IRP Core EB2 Retire by '42 - NS SMR - PC | 0 | DEKY | KY Core | Coal:Conventional | East Bend 2 | 2024 | 1 | 600 | 498.96 | 63.1148 | 1349.7 | 25.6091 |  |  |  | 2701 | 6 | 10799.8032 | 14619154.5625 | 38308.8993 | 515.7463 | 2.6557 | 947.4 | 18288.87 | 58060.9159 | 43.0176 |  | 58060.9159 | 58060.9071 | [7 empty] | 47.8774 | 64620.1565 |  |  | 0 | 6559.2406
DEKY 2024 IRP Core EB2 Retire by '42 - NS SMR - PC | 0 | DEKY | KY Core | Coal:Conventional | East Bend 2 | 2025 | 1 | 600 | 498.96 | 63.0137 | 2320.8 | 44.1553 |  |  |  | 4617 | 10 | 10793.2422 | 25120056.375 | 65475.6836 | 1039.5393 | 2.6479 | 1618 | 32771.91 | 100905.1333 | 43.4786 | 37196.8301 | 138101.9634 | 100905.127 | [7 empty] | 47.9001 | 111166.5637 |  |  | 0 | -26935.3997
DEKY 2024 IRP Core EB2 Retire by '42 - NS SMR - PC | 0 | DEKY | KY Core | Coal:Conventional | East Bend 2 | 2026 | 1 | 600 | 498.96 | 67.6712 | 3109.2 | 59.1553 |  |  |  | 5675 | 10 | 10701.8483 | 33345286.875 | 72381.1447 | 1127.1177 | 2.2045 | 1823.8 | 45566.71 | 120898.7761 | 38.8842 | 76066.6875 | 196965.4636 | 120898.7844 | [7 empty] | 48.1731 | 149779.6565 |  |  | 0 | -47185.8071
DEKY 2024 IRP Core EB2 Retire by '42 - NS SMR - PC | 0 | DEKY | KY Core | Coal:Conventional | East Bend 2 | 2027 | 1 | 600 | 498.96 | 67.9452 | 3546.9 | 67.4829 |  |  |  | 5952 | 8 | 10619.9338 | 37724723.5 | 83977.8442 | 1779.6384 | 2.2732 | 1360 | 23657.05 | 110774.5352 | 31.2314 |  | 110774.5352 | 110774.5483 | [7 empty] | 46.4089 | 164607.6675 |  |  | 0 | 53833.1323
DEKY 2024 IRP Core EB2 Retire by '42 - NS SMR - PC | 0 | DEKY | KY Core | Coal:Conventional | East Bend 2 | 2028 | 1 | 600 | 498.96 | 66.1202 | 3405.3 | 64.6118 |  |  |  | 5750 | 8 | 10625.7565 | 36240768.875 | 83034.7197 | 1483.0861 | 2.3321 | 1393.6 | 23365.16 | 109276.5664 | 32.0901 |  | 109276.5664 | 109276.5671 | [7 empty] | 46.1681 | 157216.3984 |  |  | 0 | 47939.832
DEKY 2024 IRP Core EB2 Retire by '42 - NS SMR - PC | 0 | DEKY | KY Core | Coal:Conventional | East Bend 2 | 2029 | 1 | 600 | 498.96 | 66.0274 | 3283.8 | 62.4772 |  |  |  | 5677 | 9 | 10648.161 | 35030421.375 | 84338.6304 | 1498.7611 | 2.4504 | 1607.4001 | 23289.2 | 110733.9922 | 33.7213 |  | 110733.9922 | 110733.9878 | [7 empty] | 44.5114 | 146166.4482 |  |  | 0 | 35432.4561
DEKY 2024 IRP Core EB2 Retire by '42 - NS SMR - PC | 0 | DEKY | KY Core | Coal:Conventional | East Bend 2 | 2030 | 1 | 600 | 498.96 | 66.0274 | 3270 | 62.2146 |  |  |  | 5631 | 9 | 10644.3915 | 34871150.125 | 85075.9846 | 1483.6579 | 2.4823 | 1647.9001 | 23881.23 | 112088.7769 | 34.2779 |  | 112088.7769 | 112088.7739 | [7 empty] | 45.4959 | 148771.6201 |  |  | 0 | 36682.8433
DEKY 2024 IRP Core EB2 Retire by '42 - NS SMR - PC | 0 | DEKY | KY Core | Coal:Conventional | East Bend 2 | 2031 | 1 | 600 | 498.96 | 66.3014 | 3265.8 | 62.1347 |  |  |  | 5555 | 8 | 10632.6692 | 34781051.625 | 85960.1213 | 1477.3125 | 2.5139 | 1500.8 | 24475.58 | 113413.8184 | 34.7277 |  | 113413.8184 | 113413.7917 | [7 empty] | 46.8567 | 153024.7751 |  |  | 0 | 39610.9568
DEKY 2024 IRP Core EB2 Retire by '42 - NS SMR - PC | 0 | DEKY | KY Core | Coal:Conventional | East Bend 2 | 2032 | 1 | 600 | 498.96 | 66.1202 | 3370.2 | 63.9458 |  |  |  | 5771 | 8 | 10639.0155 | 35912490.3438 | 89348.572 | 1655.0581 | 2.534 | 1538.4 | 26046.95 | 118588.9792 | 35.1875 |  | 118588.9792 | 118588.9626 | [7 empty] | 46.8384 | 157854.7747 |  |  | 0 | 39265.7954
DEKY 2024 IRP Core EB2 Retire by '42 - NS SMR - PC | 0 | DEKY | KY Core | Coal:Conventional | East Bend 2 | 2033 | 1 | 600 | 498.96 | 66.0274 | 3344.7 | 63.6358 |  |  |  | 5736 | 9 | 10640.4574 | 35653127.625 | 91618.0803 | 1688.9976 | 2.6171 | 1773.9001 | 26643.07 | 121724.043 | 36.3931 |  | 121724.043 | 121724.0571 | [7 empty] | 47.8722 | 160118.1809 |  |  | 0 | 38394.1379
DEKY 2024 IRP Core EB2 Retire by '42 - NS SMR - PC | 0 | DEKY | KY Core | Coal:Conventional | East Bend 2 | 2034 | 1 | 600 | 498.96 | 66.0274 | 3288 | 62.5571 |  |  |  | 5550 | 9 | 10625.4291 | 35000401 | 93412.9385 | 1384.6609 | 2.7085 | 1818.9001 | 26926.86 | 123543.3594 | 37.574 |  | 123543.3594 | 123543.3398 | [7 empty] | 49.1568 | 161627.6709 |  |  | 0 | 38084.3115
DEKY 2024 IRP Core EB2 Retire by '42 - NS SMR - PC | 0 | DEKY | KY Core | Coal:Conventional | East Bend 2 | 2035 | 1 | 600 | 498.96 | 66.3014 | 3266.7 | 62.1518 |  |  |  | 5559 | 7 | 10633.0899 | 34784884.8125 | 96178.6791 | 1492.8586 | 2.8079 | 1449.7 | 27592.81 | 126714.0519 | 38.7896 | 92250 | 218964.0519 | 126714.0477 | [7 empty] | 50.3453 | 164463.1543 |  |  | 0 | -54500.8976
DEKY 2024 IRP Core EB2 Retire by '42 - NS SMR - PC | 0 | DEKY | KY Core | Coal:Conventional | East Bend 2 | 2036 | 1 | 600 | 498.96 | 66.1202 | 3244.7999 | 61.5665 |  |  |  | 5551 | 9 | 10638.1114 | 34582533.375 | 99547.4619 | 1495.8981 | 2.9218 | 1910.7 | 28262.71 | 131216.7673 | 40.4391 |  | 131216.7673 | 131216.7849 | [7 empty] | 50.8105 | 164869.9177 |  |  | 0 | 33653.1504
DEKY 2024 IRP Core EB2 Retire by '42 - NS SMR - PC | 0 | DEKY | KY Core | Coal:Conventional | East Bend 2 | 2037 | 1 | 600 | 498.96 | 66.0274 | 3176.4 | 60.4338 |  |  |  | 5498 | 10 | 10649.3303 | 33897632.625 | 101483.1523 | 1739.1894 | 3.0451 | 2176.0001 | 28556.02 | 133954.3647 | 42.1718 |  | 133954.3647 | 133954.4067 | [7 empty] | 51.5945 | 163884.6467 |  |  | 0 | 29930.282
DEKY 2024 IRP Core EB2 Retire by '42 - NS SMR - PC | 0 | DEKY | KY Core | Coal:Conventional | East Bend 2 | 2038 | 1 | 600 | 498.96 | 66.0274 | 3292.2 | 62.637 |  |  |  | 5658 | 9 | 10642.4923 | 35101203.5938 | 107088.7094 | 1730.8485 | 3.1002 | 2007 | 30463.58 | 141290.1356 | 42.9166 |  | 141290.1356 | 141290.176 | [7 empty] | 52.3814 | 172450.1445 |  |  | 0 | 31160.0089
DEKY 2024 IRP Core EB2 Retire by '42 - NS SMR - PC | 0 | DEKY | KY Core | Coal:Conventional | East Bend 2 | 2039 | 1 | 600 | 498.96 | 66.3014 | 3034.8 | 57.7397 |  |  |  | 5201 | 7 | 10639.8088 | 32339461.4375 | 102288.4343 | 1541.4485 | 3.2106 | 1600.2 | 28925.75 | 134355.8369 | 44.2717 |  | 134355.8369 | 134355.845 | [7 empty] | 54.3226 | 164858.1899 |  |  | 0 | 30502.353
DEKY 2024 IRP Core EB2 Retire by '42 - NS SMR - PC | 0 | DEKY | KY Core | Coal:Conventional | East Bend 2 | 2040 | 1 | 600 | 498.96 | 66.1202 | 3116.3999 | 59.1302 |  |  |  | 5402 | 7 | 10650.7333 | 33241714.75 | 109176.8252 | 1452.8303 | 3.328 | 1640.1 | 30659 | 142928.7593 | 45.8634 |  | 142928.7593 | 142928.7808 | [7 empty] | 54.277 | 169148.8892 |  |  | 0 | 26220.1299
DEKY 2024 IRP Core EB2 Retire by '42 - NS SMR - PC | 0 | DEKY | KY Core | Demand:Demand Response | DSM PM DEK | 2024 | 1 | 14.0343 | 0.10806 | 99.9996 | [17 empty] | 0 | [12 empty] | 0 | 0
DEKY 2024 IRP Core EB2 Retire by '42 - NS SMR - PC | 0 | DEKY | KY Core | Demand:Demand Response | DSM PM DEK | 2025 | 1 | 14.0629 | 0.10828 | 99.9998 | [17 empty] | 0 | [12 empty] | 0 | 0
DEKY 2024 IRP Core EB2 Retire by '42 - NS SMR - PC | 0 | DEKY | KY Core | Demand:Demand Response | DSM PM DEK | 2026 | 1 | 14.0908 | 0.1085 | 99.9999 | [17 empty] | 0 | [12 empty] | 0 | 0
DEKY 2024 IRP Core EB2 Retire by '42 - NS SMR - PC | 0 | DEKY | KY Core | Demand:Demand Response | DSM PM DEK | 2027 | 1 | 14.1181 | 0.10871 | 100.0002 | [17 empty] | 0 | [12 empty] | 0 | 0
DEKY 2024 IRP Core EB2 Retire by '42 - NS SMR - PC | 0 | DEKY | KY Core | Demand:Demand Response | DSM PM DEK | 2028 | 1 | 14.1181 | 0.10871 | 100.0002 | [17 empty] | 0 | [12 empty] | 0 | 0
DEKY 2024 IRP Core EB2 Retire by '42 - NS SMR - PC | 0 | DEKY | KY Core | Demand:Demand Response | DSM PM DEK | 2029 | 1 | 14.1181 | 0.10871 | 100.0002 | [17 empty] | 0 | [12 empty] | 0 | 0
DEKY 2024 IRP Core EB2 Retire by '42 - NS SMR - PC | 0 | DEKY | KY Core | Demand:Demand Response | DSM PM DEK | 2030 | 1 | 14.1181 | 0.10871 | 100.0002 | [17 empty] | 0 | [12 empty] | 0 | 0
DEKY 2024 IRP Core EB2 Retire by '42 - NS SMR - PC | 0 | DEKY | KY Core | Demand:Demand Response | DSM PM DEK | 2031 | 1 | 14.1181 | 0.10871 | 100.0002 | [17 empty] | 0 | [12 empty] | 0 | 0
DEKY 2024 IRP Core EB2 Retire by '42 - NS SMR - PC | 0 | DEKY | KY Core | Demand:Demand Response | DSM PM DEK | 2032 | 1 | 14.1181 | 0.10871 | 100.0002 | [17 empty] | 0 | [12 empty] | 0 | 0
DEKY 2024 IRP Core EB2 Retire by '42 - NS SMR - PC | 0 | DEKY | KY Core | Demand:Demand Response | DSM PM DEK | 2033 | 1 | 14.1181 | 0.10871 | 100.0002 | [17 empty] | 0 | [12 empty] | 0 | 0
DEKY 2024 IRP Core EB2 Retire by '42 - NS SMR - PC | 0 | DEKY | KY Core | Demand:Demand Response | DSM PM DEK | 2034 | 1 | 14.1181 | 0.10871 | 100.0002 | [17 empty] | 0 | [12 empty] | 0 | 0
DEKY 2024 IRP Core EB2 Retire by '42 - NS SMR - PC | 0 | DEKY | KY Core | Demand:Demand Response | DSM PM DEK | 2035 | 1 | 14.1181 | 0.10871 | 100.0002 | [17 empty] | 0 | [12 empty] | 0 | 0
DEKY 2024 IRP Core EB2 Retire by '42 - NS SMR - PC | 0 | DEKY | KY Core | Demand:Demand Response | DSM PM DEK | 2036 | 1 | 14.1181 | 0.10871 | 100.0002 | [17 empty] | 0 | [12 empty] | 0 | 0
DEKY 2024 IRP Core EB2 Retire by '42 - NS SMR - PC | 0 | DEKY | KY Core | Demand:Demand Response | DSM PM DEK | 2037 | 1 | 14.1181 | 0.10871 | 100.0002 | [17 empty] | 0 | [12 empty] | 0 | 0
DEKY 2024 IRP Core EB2 Retire by '42 - NS SMR - PC | 0 | DEKY | KY Core | Demand:Demand Response | DSM PM DEK | 2038 | 1 | 14.1181 | 0.10871 | 100.0002 | [17 empty] | 0 | [12 empty] | 0 | 0
DEKY 2024 IRP Core EB2 Retire by '42 - NS SMR - PC | 0 | DEKY | KY Core | Demand:Demand Response | DSM PM DEK | 2039 | 1 | 14.1181 | 0.10871 | 100.0002 | [17 empty] | 0 | [12 empty] | 0 | 0
DEKY 2024 IRP Core EB2 Retire by '42 - NS SMR - PC | 0 | DEKY | KY Core | Demand:Demand Response | DSM PM DEK | 2040 | 1 | 14.1181 | 0.10871 | 100.0002 | [17 empty] | 0 | [12 empty] | 0 | 0
DEKY 2024 IRP Core EB2 Retire by '42 - NS SMR - PC | 0 | DEKY | KY Core | Demand:Demand Response | DSM PS DEK | 2024 | 1 | 9.6349 | 0.074189 | 99.9994 | [17 empty] | 0 | [12 empty] | 0 | 0
DEKY 2024 IRP Core EB2 Retire by '42 - NS SMR - PC | 0 | DEKY | KY Core | Demand:Demand Response | DSM PS DEK | 2025 | 1 | 9.6988 | 0.074681 | 99.9996 | [17 empty] | 0 | [12 empty] | 0 | 0
DEKY 2024 IRP Core EB2 Retire by '42 - NS SMR - PC | 0 | DEKY | KY Core | Demand:Demand Response | DSM PS DEK | 2026 | 1 | 9.7634 | 0.075178 | 99.9997 | [17 empty] | 0 | [12 empty] | 0 | 0
DEKY 2024 IRP Core EB2 Retire by '42 - NS SMR - PC | 0 | DEKY | KY Core | Demand:Demand Response | DSM PS DEK | 2027 | 1 | 9.8285 | 0.07568 | 100.0003 | [17 empty] | 0 | [12 empty] | 0 | 0
DEKY 2024 IRP Core EB2 Retire by '42 - NS SMR - PC | 0 | DEKY | KY Core | Demand:Demand Response | DSM PS DEK | 2028 | 1 | 9.8944 | 0.076187 | 100.0001 | [17 empty] | 0 | [12 empty] | 0 | 0
DEKY 2024 IRP Core EB2 Retire by '42 - NS SMR - PC | 0 | DEKY | KY Core | Demand:Demand Response | DSM PS DEK | 2029 | 1 | 9.8944 | 0.076187 | 100.0001 | [17 empty] | 0 | [12 empty] | 0 | 0
DEKY 2024 IRP Core EB2 Retire by '42 - NS SMR - PC | 0 | DEKY | KY Core | Demand:Demand Response | DSM PS DEK | 2030 | 1 | 9.8944 | 0.076187 | 100.0001 | [17 empty] | 0 | [12 empty] | 0 | 0
DEKY 2024 IRP Core EB2 Retire by '42 - NS SMR - PC | 0 | DEKY | KY Core | Demand:Demand Response | DSM PS DEK | 2031 | 1 | 9.8944 | 0.076187 | 100.0001 | [17 empty] | 0 | [12 empty] | 0 | 0
DEKY 2024 IRP Core EB2 Retire by '42 - NS SMR - PC | 0 | DEKY | KY Core | Demand:Demand Response | DSM PS DEK | 2032 | 1 | 9.8944 | 0.076187 | 100.0001 | [17 empty] | 0 | [12 empty] | 0 | 0
DEKY 2024 IRP Core EB2 Retire by '42 - NS SMR - PC | 0 | DEKY | KY Core | Demand:Demand Response | DSM PS DEK | 2033 | 1 | 9.8944 | 0.076187 | 100.0001 | [17 empty] | 0 | [12 empty] | 0 | 0
DEKY 2024 IRP Core EB2 Retire by '42 - NS SMR - PC | 0 | DEKY | KY Core | Demand:Demand Response | DSM PS DEK | 2034 | 1 | 9.8944 | 0.076187 | 100.0001 | [17 empty] | 0 | [12 empty] | 0 | 0
DEKY 2024 IRP Core EB2 Retire by '42 - NS SMR - PC | 0 | DEKY | KY Core | Demand:Demand Response | DSM PS DEK | 2035 | 1 | 9.8944 | 0.076187 | 100.0001 | [17 empty] | 0 | [12 empty] | 0 | 0
DEKY 2024 IRP Core EB2 Retire by '42 - NS SMR - PC | 0 | DEKY | KY Core | Demand:Demand Response | DSM PS DEK | 2036 | 1 | 9.8944 | 0.076187 | 100.0001 | [17 empty] | 0 | [12 empty] | 0 | 0
DEKY 2024 IRP Core EB2 Retire by '42 - NS SMR - PC | 0 | DEKY | KY Core | Demand:Demand Response | DSM PS DEK | 2037 | 1 | 9.8944 | 0.076187 | 100.0001 | [17 empty] | 0 | [12 empty] | 0 | 0
DEKY 2024 IRP Core EB2 Retire by '42 - NS SMR - PC | 0 | DEKY | KY Core | Demand:Demand Response | DSM PS DEK | 2038 | 1 | 9.8944 | 0.076187 | 100.0001 | [17 empty] | 0 | [12 empty] | 0 | 0
DEKY 2024 IRP Core EB2 Retire by '42 - NS SMR - PC | 0 | DEKY | KY Core | Demand:Demand Response | DSM PS DEK | 2039 | 1 | 9.8944 | 0.076187 | 100.0001 | [17 empty] | 0 | [12 empty] | 0 | 0
DEKY 2024 IRP Core EB2 Retire by '42 - NS SMR - PC | 0 | DEKY | KY Core | Demand:Demand Response | DSM PS DEK | 2040 | 1 | 9.8944 | 0.076187 | 100.0001 | [17 empty] | 0 | [12 empty] | 0 | 0
DEKY 2024 IRP Core EB2 Retire by '42 - NS SMR - PC | 0 | DEKY | KY Core | Gas/Oil:Combustion Turbine | Woodsdale 1 | 2024 | 1 | 94 | 57.9228 | 80.6985 | 189.4275 | 24.699 |  |  | 16 | 2457 | 27 | 15237.3498 | 2886940.3906 | 6296.047 | 152.741 | 2.2338 | 159.3 | 0 | 6608.0879 | 34.8845 |  | 6608.0879 | 6608.0881 | [7 empty] | 45.9351 | 8701.3691 |  |  | 0 | 2093.2812
DEKY 2024 IRP Core EB2 Retire by '42 - NS SMR - PC | 0 | DEKY | KY Core | Gas/Oil:Combustion Turbine | Woodsdale 1 | 2025 | 1 | 94 | 57.9228 | 74.716 | 49.139 | 6.426 |  |  |  | 554 | 30 | 14764.139 | 726125.0352 | 2654.9041 | 34.4953 | 3.7038 | 183 | 0 | 2872.3993 | 58.4546 |  | 2872.3993 | 2872.3994 | [7 empty] | 62.9546 | 3093.5248 |  |  | 0 | 221.1255
DEKY 2024 IRP Core EB2 Retire by '42 - NS SMR - PC | 0 | DEKY | KY Core | Gas/Oil:Combustion Turbine | Woodsdale 1 | 2026 | 1 | 94 | 57.9228 | 90.2392 | 24.6726 | 3.2265 |  |  | 1 | 279 | 14 | 14774.0894 | 364809.2197 | 1520.4453 | 17.0479 | 4.2145 | 86.8 | 0 | 1624.2932 | 65.8339 |  | 1624.2932 | 1624.2932 | [7 empty] | 72.3413 | 1784.8489 |  |  | 0 | 160.5556
DEKY 2024 IRP Core EB2 Retire by '42 - NS SMR - PC | 0 | DEKY | KY Core | Gas/Oil:Combustion Turbine | Woodsdale 1 | 2027 | 1 | 94 | 57.9228 | 89.8437 | 22.093 | 2.8892 |  |  |  | 251 | 14 | 14793.485 | 327126.457 | 1319.569 | 12.7966 | 4.0729 | 89.6 | 0 | 1421.9656 | 64.3627 |  | 1421.9656 | 1421.9657 | [7 empty] | 68.6981 | 1517.7463 |  |  | 0 | 95.7807
DEKY 2024 IRP Core EB2 Retire by '42 - NS SMR - PC | 0 | DEKY | KY Core | Gas/Oil:Combustion Turbine | Woodsdale 1 | 2028 | 1 | 94 | 57.9228 | 89.9236 | 10.857 | 1.4156 |  |  |  | 127 | 8 | 14866.3479 | 161571.9424 | 651.1897 | 12.0048 | 4.1046 | 52.8 | 0 | 715.9945 | 65.9477 |  | 715.9945 | 715.9944 | [7 empty] | 70.5071 | 765.496 |  |  | 0 | 49.5015
DEKY 2024 IRP Core EB2 Retire by '42 - NS SMR - PC | 0 | DEKY | KY Core | Gas/Oil:Combustion Turbine | Woodsdale 1 | 2029 | 1 | 94 | 57.9228 | 85.7134 | 9.7642 | 1.2769 |  |  | 1 | 114 | 7 | 14864.4701 | 145286.6621 | 569.4793 | 9.7877 | 3.9871 | 46.9 | 0 | 626.167 | 64.1289 |  | 626.167 | 626.1671 | [7 empty] | 68.6807 | 670.6121 |  |  | 0 | 44.4451
DEKY 2024 IRP Core EB2 Retire by '42 - NS SMR - PC | 0 | DEKY | KY Core | Gas/Oil:Combustion Turbine | Woodsdale 1 | 2030 | 1 | 94 | 57.9228 | 85.0543 | 21.228 | 2.776 |  |  |  | 242 | 14 | 14792.7102 | 314313.6494 | 1160.8756 | 18.4001 | 3.7519 | 96.6 | 0 | 1275.8757 | 60.1034 |  | 1275.8757 | 1275.8758 | [7 empty] | 63.6318 | 1350.7765 |  |  | 0 | 74.9008
DEKY 2024 IRP Core EB2 Retire by '42 - NS SMR - PC | 0 | DEKY | KY Core | Gas/Oil:Combustion Turbine | Woodsdale 1 | 2031 | 1 | 94 | 57.9228 | 85.9645 | 23.838 | 3.1173 |  |  |  | 273 | 12 | 14804.9402 | 353172.1709 | 1446.6211 | 22.0758 | 4.1586 | 85.2 | 0 | 1553.8969 | 65.1857 |  | 1553.8969 | 1553.8969 | [7 empty] | 69.3127 | 1652.2763 |  |  | 0 | 98.3794
DEKY 2024 IRP Core EB2 Retire by '42 - NS SMR - PC | 0 | DEKY | KY Core | Gas/Oil:Combustion Turbine | Woodsdale 1 | 2032 | 1 | 94 | 57.9228 | 85.7554 | 17.9076 | 2.3349 |  |  | 1 | 209 | 6 | 14875.7176 | 266514.4199 | 1172.7512 | 12.3964 | 4.4468 | 43.2 | 0 | 1228.3477 | 68.5936 |  | 1228.3477 | 1228.3477 | [7 empty] | 71.7181 | 1284.2986 |  |  | 0 | 55.9509
DEKY 2024 IRP Core EB2 Retire by '42 - NS SMR - PC | 0 | DEKY | KY Core | Gas/Oil:Combustion Turbine | Woodsdale 1 | 2033 | 1 | 94 | 57.9228 | 85.4121 | 1.598 | 0.20897 |  |  |  | 17 | 1 | 14614.4627 | 23374.9121 | 115.1202 | 0.0028372 | 4.9251 | 7.4 | 0 | 122.5231 | 76.6728 |  | 122.5231 | 122.5231 | [7 empty] | 77.2284 | 123.411 |  |  | 0 | 0.88795
DEKY 2024 IRP Core EB2 Retire by '42 - NS SMR - PC | 0 | DEKY | KY Core | Gas/Oil:Combustion Turbine | Woodsdale 1 | 2034 | 1 | 94 | 57.9228 | 85.0606 | [17 empty] | 0 | [12 empty] | 0 | 0
DEKY 2024 IRP Core EB2 Retire by '42 - NS SMR - PC | 0 | DEKY | KY Core | Gas/Oil:Combustion Turbine | Woodsdale 1 | 2035 | 1 | 94 | 57.9228 | 84.9539 | [17 empty] | 0 | [12 empty] | 0 | 0
DEKY 2024 IRP Core EB2 Retire by '42 - NS SMR - PC | 0 | DEKY | KY Core | Gas/Oil:Combustion Turbine | Woodsdale 1 | 2036 | 1 | 94 | 57.9228 | 85.8994 | [17 empty] | 0 | [12 empty] | 0 | 0
DEKY 2024 IRP Core EB2 Retire by '42 - NS SMR - PC | 0 | DEKY | KY Core | Gas/Oil:Combustion Turbine | Woodsdale 1 | 2037 | 1 | 94 | 57.9228 | 85.5062 | [17 empty] | 0 | [12 empty] | 0 | 0
DEKY 2024 IRP Core EB2 Retire by '42 - NS SMR - PC | 0 | DEKY | KY Core | Gas/Oil:Combustion Turbine | Woodsdale 1 | 2038 | 1 | 94 | 57.9228 | 85.8578 | [17 empty] | 0 | [12 empty] | 0 | 0
DEKY 2024 IRP Core EB2 Retire by '42 - NS SMR - PC | 0 | DEKY | KY Core | Gas/Oil:Combustion Turbine | Woodsdale 1 | 2039 | 1 | 94 | 57.9228 | 85.5565 | [17 empty] | 0 | [12 empty] | 0 | 0
DEKY 2024 IRP Core EB2 Retire by '42 - NS SMR - PC | 0 | DEKY | KY Core | Gas/Oil:Combustion Turbine | Woodsdale 1 | 2040 | 1 | 94 | 57.9228 | 85.0983 | [17 empty] | 0 | [12 empty] | 0 | 0
DEKY 2024 IRP Core EB2 Retire by '42 - NS SMR - PC | 0 | DEKY | KY Core | Gas/Oil:Combustion Turbine | Woodsdale 2 | 2024 | 1 | 94 | 67.624 | 88.0603 | 198.8107 | 25.6766 |  |  | 13 | 2431 | 38 | 15040.6167 | 2991034.2363 | 5773.7994 | 112.6955 | 1.968 | 224.2 | 0 | 6110.6949 | 30.7362 |  | 6110.6949 | 6110.6957 | [7 empty] | 42.1029 | 8370.5128 |  |  | 0 | 2259.8179
DEKY 2024 IRP Core EB2 Retire by '42 - NS SMR - PC | 0 | DEKY | KY Core | Gas/Oil:Combustion Turbine | Woodsdale 2 | 2025 | 1 | 94 | 67.624 | 72.6809 | 44.6651 | 5.7854 |  |  | 1 | 505 | 28 | 14772.5288 | 660405.0742 | 2397.803 | 36.3701 | 3.6859 | 170.8 | 0 | 2604.9732 | 58.3223 |  | 2604.9732 | 2604.9733 | [7 empty] | 63.1578 | 2820.9538 |  |  | 0 | 215.9806
DEKY 2024 IRP Core EB2 Retire by '42 - NS SMR - PC | 0 | DEKY | KY Core | Gas/Oil:Combustion Turbine | Woodsdale 2 | 2026 | 1 | 94 | 67.624 | 87.4596 | 25.8086 | 3.3429 |  |  | 1 | 291 | 15 | 14765.5616 | 381393.4922 | 1580.7337 | 19.7635 | 4.1964 | 93 | 0 | 1693.4972 | 65.6176 |  | 1693.4972 | 1693.4972 | [7 empty] | 72.0191 | 1858.7131 |  |  | 0 | 165.2159
DEKY 2024 IRP Core EB2 Retire by '42 - NS SMR - PC | 0 | DEKY | KY Core | Gas/Oil:Combustion Turbine | Woodsdale 2 | 2027 | 1 | 94 | 67.624 | 88.1995 | 23.105 | 2.9928 |  |  |  | 262 | 15 | 14787.3859 | 341977.5508 | 1370.2481 | 15.2284 | 4.0514 | 96 | 0 | 1481.4765 | 64.1193 |  | 1481.4765 | 1481.4766 | [7 empty] | 68.4331 | 1581.1472 |  |  | 0 | 99.6707
DEKY 2024 IRP Core EB2 Retire by '42 - NS SMR - PC | 0 | DEKY | KY Core | Gas/Oil:Combustion Turbine | Woodsdale 2 | 2028 | 1 | 94 | 67.624 | 87.5829 | 11.013 | 1.4223 |  |  | 1 | 128 | 8 | 14850.2387 | 163713.667 | 658.8753 | 12.3555 | 4.1 | 52.8 | 0 | 724.0308 | 65.7433 |  | 724.0308 | 724.0307 | [7 empty] | 70.5807 | 777.3048 |  |  | 0 | 53.274
DEKY 2024 IRP Core EB2 Retire by '42 - NS SMR - PC | 0 | DEKY | KY Core | Gas/Oil:Combustion Turbine | Woodsdale 2 | 2029 | 1 | 94 | 67.624 | 84.525 | 12.235 | 1.5848 |  |  | 1 | 141 | 8 | 14826.6906 | 181572.5459 | 685.2592 | 12.3576 | 3.8421 | 53.6 | 0 | 751.2168 | 61.399 |  | 751.2168 | 751.2169 | [7 empty] | 65.2508 | 798.3438 |  |  | 0 | 47.1271
DEKY 2024 IRP Core EB2 Retire by '42 - NS SMR - PC | 0 | DEKY | KY Core | Gas/Oil:Combustion Turbine | Woodsdale 2 | 2030 | 1 | 94 | 67.624 | 84.9043 | 30.339 | 3.9298 |  |  | 1 | 343 | 15 | 14779.6927 | 448716.0928 | 1614.254 | 18.5415 | 3.6388 | 103.5 | 0 | 1736.2954 | 57.2298 |  | 1736.2954 | 1736.2955 | [7 empty] | 59.7566 | 1812.9564 |  |  | 0 | 76.661
DEKY 2024 IRP Core EB2 Retire by '42 - NS SMR - PC | 0 | DEKY | KY Core | Gas/Oil:Combustion Turbine | Woodsdale 2 | 2031 | 1 | 94 | 67.624 | 84.2203 | 25.106 | 3.2519 |  |  |  | 286 | 13 | 14789.8057 | 371585.8643 | 1509.4277 | 25.091 | 4.1296 | 92.3 | 0 | 1626.8187 | 64.798 |  | 1626.8187 | 1626.8187 | [7 empty] | 68.9161 | 1730.2087 |  |  | 0 | 103.39
DEKY 2024 IRP Core EB2 Retire by '42 - NS SMR - PC | 0 | DEKY | KY Core | Gas/Oil:Combustion Turbine | Woodsdale 2 | 2032 | 1 | 94 | 67.624 | 85.004 | 18.1156 | 2.3396 |  |  | 1 | 210 | 6 | 14856.3767 | 269258.1934 | 1183.4459 | 12.8457 | 4.4429 | 43.2 | 0 | 1239.4917 | 68.4212 |  | 1239.4917 | 1239.4917 | [7 empty] | 71.6418 | 1297.835 |  |  | 0 | 58.3433
DEKY 2024 IRP Core EB2 Retire by '42 - NS SMR - PC | 0 | DEKY | KY Core | Gas/Oil:Combustion Turbine | Woodsdale 2 | 2033 | 1 | 94 | 67.624 | 84.6556 | 3.29 | 0.42615 |  |  |  | 35 | 2 | 14614.4616 | 48123.5781 | 237.0062 | 0.0058412 | 4.9251 | 14.8 | 0 | 251.812 | 76.5386 |  | 251.812 | 251.812 | [7 empty] | 77.4549 | 254.8267 |  |  | 0 | 3.0147
DEKY 2024 IRP Core EB2 Retire by '42 - NS SMR - PC | 0 | DEKY | KY Core | Gas/Oil:Combustion Turbine | Woodsdale 2 | 2034 | 1 | 94 | 67.624 | 84.5685 | 0.96 | 0.12435 |  |  |  | 12 | 1 | 15047.7451 | 14466.835 | 62.1312 | 2.4646 | 4.4651 | 7.6 | 0 | 72.1957 | 75.2039 |  | 72.1957 | 72.1957 | [7 empty] | 75.7069 | 72.6786 |  |  | 0 | 0.48287
DEKY 2024 IRP Core EB2 Retire by '42 - NS SMR - PC | 0 | DEKY | KY Core | Gas/Oil:Combustion Turbine | Woodsdale 2 | 2035 | 1 | 94 | 67.624 | 84.3074 | [17 empty] | 0 | [12 empty] | 0 | 0
DEKY 2024 IRP Core EB2 Retire by '42 - NS SMR - PC | 0 | DEKY | KY Core | Gas/Oil:Combustion Turbine | Woodsdale 2 | 2036 | 1 | 94 | 67.624 | 84.7003 | [17 empty] | 0 | [12 empty] | 0 | 0
DEKY 2024 IRP Core EB2 Retire by '42 - NS SMR - PC | 0 | DEKY | KY Core | Gas/Oil:Combustion Turbine | Woodsdale 2 | 2037 | 1 | 94 | 67.624 | 84.9043 | [17 empty] | 0 | [12 empty] | 0 | 0
DEKY 2024 IRP Core EB2 Retire by '42 - NS SMR - PC | 0 | DEKY | KY Core | Gas/Oil:Combustion Turbine | Woodsdale 2 | 2038 | 1 | 94 | 67.624 | 84.525 | [17 empty] | 0 | [12 empty] | 0 | 0
DEKY 2024 IRP Core EB2 Retire by '42 - NS SMR - PC | 0 | DEKY | KY Core | Gas/Oil:Combustion Turbine | Woodsdale 2 | 2039 | 1 | 94 | 67.624 | 84.9602 | [17 empty] | 0 | [12 empty] | 0 | 0
DEKY 2024 IRP Core EB2 Retire by '42 - NS SMR - PC | 0 | DEKY | KY Core | Gas/Oil:Combustion Turbine | Woodsdale 2 | 2040 | 1 | 94 | 67.624 | 84.4399 | [17 empty] | 0 | [12 empty] | 0 | 0
DEKY 2024 IRP Core EB2 Retire by '42 - NS SMR - PC | 0 | DEKY | KY Core | Gas/Oil:Combustion Turbine | Woodsdale 3 | 2024 | 1 | 94 | 63.832 | 80.1934 | 181.8394 | 23.4847 |  |  | 21 | 2396 | 55 | 15291.421 | 2781737.293 | 5700.2003 | 182.3007 | 2.1147 | 324.5 | 0 | 6207.001 | 34.1345 |  | 6207.001 | 6207.0005 | [7 empty] | 45.4451 | 8263.7046 |  |  | 0 | 2056.7036
DEKY 2024 IRP Core EB2 Retire by '42 - NS SMR - PC | 0 | DEKY | KY Core | Gas/Oil:Combustion Turbine | Woodsdale 3 | 2025 | 1 | 94 | 63.832 | 66.3392 | 39.1421 | 5.07 |  |  | 3 | 450 | 25 | 14821.7131 | 580678.543 | 2091.2164 | 36.3606 | 3.6639 | 152.5 | 0 | 2280.0771 | 58.2512 |  | 2280.0771 | 2280.077 | [7 empty] | 63.295 | 2477.5011 |  |  | 0 | 197.4241
DEKY 2024 IRP Core EB2 Retire by '42 - NS SMR - PC | 0 | DEKY | KY Core | Gas/Oil:Combustion Turbine | Woodsdale 3 | 2026 | 1 | 94 | 63.832 | 80.1045 | 23.1566 | 2.9994 |  |  | 1 | 261 | 13 | 14764.9035 | 342177.9844 | 1421.5436 | 17.3917 | 4.2052 | 80.6 | 0 | 1519.5353 | 65.62 |  | 1519.5353 | 1519.5353 | [7 empty] | 72.3847 | 1676.1833 |  |  | 0 | 156.648
DEKY 2024 IRP Core EB2 Retire by '42 - NS SMR - PC | 0 | DEKY | KY Core | Gas/Oil:Combustion Turbine | Woodsdale 3 | 2027 | 1 | 94 | 63.832 | 79.7998 | 13.481 | 1.7462 |  |  |  | 146 | 8 | 14662.424 | 197832.1367 | 870.3725 | 2.1937 | 4.4106 | 51.2 | 0 | 923.7662 | 68.5236 |  | 923.7662 | 923.7663 | [7 empty] | 71.5085 | 964.0061 |  |  | 0 | 40.2399
DEKY 2024 IRP Core EB2 Retire by '42 - NS SMR - PC | 0 | DEKY | KY Core | Gas/Oil:Combustion Turbine | Woodsdale 3 | 2028 | 1 | 94 | 63.832 | 80.7266 | 10.053 | 1.2984 |  |  | 1 | 116 | 7 | 14831.378 | 149246.832 | 609.2487 | 9.9866 | 4.1491 | 46.2 | 0 | 665.4353 | 66.1927 |  | 665.4353 | 665.4352 | [7 empty] | 71.3811 | 717.5939 |  |  | 0 | 52.1586
DEKY 2024 IRP Core EB2 Retire by '42 - NS SMR - PC | 0 | DEKY | KY Core | Gas/Oil:Combustion Turbine | Woodsdale 3 | 2029 | 1 | 94 | 63.832 | 77.5678 | 12.235 | 1.5848 |  |  | 1 | 141 | 8 | 14826.6906 | 181572.5459 | 685.2592 | 12.3576 | 3.8421 | 53.6 | 0 | 751.2168 | 61.399 |  | 751.2168 | 751.2169 | [7 empty] | 65.2508 | 798.3438 |  |  | 0 | 47.1271
DEKY 2024 IRP Core EB2 Retire by '42 - NS SMR - PC | 0 | DEKY | KY Core | Gas/Oil:Combustion Turbine | Woodsdale 3 | 2030 | 1 | 94 | 63.832 | 78.09 | 33.587 | 4.3505 |  |  |  | 382 | 20 | 14792.245 | 497247.1436 | 1770.767 | 26.4882 | 3.6144 | 138 | 0 | 1935.2552 | 57.6192 |  | 1935.2552 | 1935.2553 | [7 empty] | 60.1486 | 2020.2113 |  |  | 0 | 84.9561
DEKY 2024 IRP Core EB2 Retire by '42 - NS SMR - PC | 0 | DEKY | KY Core | Gas/Oil:Combustion Turbine | Woodsdale 3 | 2031 | 1 | 94 | 63.832 | 77.6548 | 16.74 | 2.1683 |  |  |  | 197 | 12 | 14877.4353 | 249300.2627 | 951.5181 | 25.0764 | 3.9173 | 85.2 | 0 | 1061.7945 | 63.4286 |  | 1061.7945 | 1061.7944 | [7 empty] | 65.7244 | 1100.2259 |  |  | 0 | 38.4314
DEKY 2024 IRP Core EB2 Retire by '42 - NS SMR - PC | 0 | DEKY | KY Core | Gas/Oil:Combustion Turbine | Woodsdale 3 | 2032 | 1 | 94 | 63.832 | 78.935 | 14.0356 | 1.8127 |  |  | 1 | 159 | 4 | 14800.7472 | 207821.3867 | 943.9762 | 2.7858 | 4.5557 | 28.8 | 0 | 975.562 | 69.5063 |  | 975.562 | 975.5621 | [7 empty] | 72.9838 | 1024.3718 |  |  | 0 | 48.8098
DEKY 2024 IRP Core EB2 Retire by '42 - NS SMR - PC | 0 | DEKY | KY Core | Gas/Oil:Combustion Turbine | Woodsdale 3 | 2033 | 1 | 94 | 63.832 | 77.8724 | 3.29 | 0.42615 |  |  |  | 35 | 2 | 14614.4616 | 48123.5781 | 237.0062 | 0.0058412 | 4.9251 | 14.8 | 0 | 251.812 | 76.5386 |  | 251.812 | 251.812 | [7 empty] | 77.4549 | 254.8267 |  |  | 0 | 3.0147
DEKY 2024 IRP Core EB2 Retire by '42 - NS SMR - PC | 0 | DEKY | KY Core | Gas/Oil:Combustion Turbine | Woodsdale 3 | 2034 | 1 | 94 | 63.832 | 78.8299 | 0.96 | 0.12435 |  |  |  | 12 | 1 | 15047.7451 | 14466.835 | 62.1312 | 2.4646 | 4.4651 | 7.6 | 0 | 72.1957 | 75.2039 |  | 72.1957 | 72.1957 | [7 empty] | 75.7069 | 72.6786 |  |  | 0 | 0.48287
DEKY 2024 IRP Core EB2 Retire by '42 - NS SMR - PC | 0 | DEKY | KY Core | Gas/Oil:Combustion Turbine | Woodsdale 3 | 2035 | 1 | 94 | 63.832 | 77.5242 | [17 empty] | 0 | [12 empty] | 0 | 0
DEKY 2024 IRP Core EB2 Retire by '42 - NS SMR - PC | 0 | DEKY | KY Core | Gas/Oil:Combustion Turbine | Woodsdale 3 | 2036 | 1 | 94 | 63.832 | 77.7633 | [17 empty] | 0 | [12 empty] | 0 | 0
DEKY 2024 IRP Core EB2 Retire by '42 - NS SMR - PC | 0 | DEKY | KY Core | Gas/Oil:Combustion Turbine | Woodsdale 3 | 2037 | 1 | 94 | 63.832 | 77.8289 | [17 empty] | 0 | [12 empty] | 0 | 0
DEKY 2024 IRP Core EB2 Retire by '42 - NS SMR - PC | 0 | DEKY | KY Core | Gas/Oil:Combustion Turbine | Woodsdale 3 | 2038 | 1 | 94 | 63.832 | 77.9159 | [17 empty] | 0 | [12 empty] | 0 | 0
DEKY 2024 IRP Core EB2 Retire by '42 - NS SMR - PC | 0 | DEKY | KY Core | Gas/Oil:Combustion Turbine | Woodsdale 3 | 2039 | 1 | 94 | 63.832 | 78.2206 | [17 empty] | 0 | [12 empty] | 0 | 0
DEKY 2024 IRP Core EB2 Retire by '42 - NS SMR - PC | 0 | DEKY | KY Core | Gas/Oil:Combustion Turbine | Woodsdale 3 | 2040 | 1 | 94 | 63.832 | 77.9369 | [17 empty] | 0 | [12 empty] | 0 | 0
DEKY 2024 IRP Core EB2 Retire by '42 - NS SMR - PC | 0 | DEKY | KY Core | Gas/Oil:Combustion Turbine | Woodsdale 4 | 2024 | 1 | 94 | 64.701 | 72.8752 | 211.219 | 27.5403 |  |  | 15 | 2471 | 22 | 14895.2636 | 3146623.959 | 5628.4336 | 91.0842 | 1.8177 | 129.8 | 0 | 5849.3179 | 27.6931 |  | 5849.3179 | 5849.319 | [7 empty] | 39.3881 | 8319.5077 |  |  | 0 | 2470.1898
DEKY 2024 IRP Core EB2 Retire by '42 - NS SMR - PC | 0 | DEKY | KY Core | Gas/Oil:Combustion Turbine | Woodsdale 4 | 2025 | 1 | 94 | 64.701 | 76.279 | 39.5322 | 5.1697 |  |  | 2 | 453 | 27 | 14809.018 | 586000.0977 | 2118.7283 | 34.4786 | 3.6744 | 164.7 | 0 | 2317.907 | 58.6334 |  | 2317.907 | 2317.9069 | [7 empty] | 63.5765 | 2513.3197 |  |  | 0 | 195.4127
DEKY 2024 IRP Core EB2 Retire by '42 - NS SMR - PC | 0 | DEKY | KY Core | Gas/Oil:Combustion Turbine | Woodsdale 4 | 2026 | 1 | 94 | 64.701 | 91.4004 | 24.6726 | 3.2265 |  |  | 1 | 279 | 14 | 14774.0894 | 364809.2197 | 1520.4453 | 17.0479 | 4.2145 | 86.8 | 0 | 1624.2932 | 65.8339 |  | 1624.2932 | 1624.2932 | [7 empty] | 72.3413 | 1784.8489 |  |  | 0 | 160.5556
DEKY 2024 IRP Core EB2 Retire by '42 - NS SMR - PC | 0 | DEKY | KY Core | Gas/Oil:Combustion Turbine | Woodsdale 4 | 2027 | 1 | 94 | 64.701 | 91.4506 | 22.093 | 2.8892 |  |  |  | 251 | 14 | 14793.485 | 327126.457 | 1319.569 | 12.7966 | 4.0729 | 89.6 | 0 | 1421.9656 | 64.3627 |  | 1421.9656 | 1421.9657 | [7 empty] | 68.6981 | 1517.7463 |  |  | 0 | 95.7807
DEKY 2024 IRP Core EB2 Retire by '42 - NS SMR - PC | 0 | DEKY | KY Core | Gas/Oil:Combustion Turbine | Woodsdale 4 | 2028 | 1 | 94 | 64.701 | 91.6761 | 10.8882 | 1.4197 |  |  | 1 | 128 | 8 | 14882.558 | 162212.2705 | 653.5033 | 12.1096 | 4.1033 | 52.8 | 0 | 718.4129 | 65.9809 |  | 718.4129 | 718.4129 | [7 empty] | 70.595 | 768.652 |  |  | 0 | 50.2391
DEKY 2024 IRP Core EB2 Retire by '42 - NS SMR - PC | 0 | DEKY | KY Core | Gas/Oil:Combustion Turbine | Woodsdale 4 | 2029 | 1 | 94 | 64.701 | 85.5439 | 9.7642 | 1.2769 |  |  | 1 | 114 | 7 | 14864.4701 | 145286.6621 | 569.4793 | 9.7877 | 3.9871 | 46.9 | 0 | 626.167 | 64.1289 |  | 626.167 | 626.1671 | [7 empty] | 68.6807 | 670.6121 |  |  | 0 | 44.4451
DEKY 2024 IRP Core EB2 Retire by '42 - NS SMR - PC | 0 | DEKY | KY Core | Gas/Oil:Combustion Turbine | Woodsdale 4 | 2030 | 1 | 94 | 64.701 | 85.3493 | 29.5562 | 3.8651 |  |  | 1 | 336 | 16 | 14793.5977 | 437578.5479 | 1577.6715 | 18.5195 | 3.6478 | 110.4 | 0 | 1706.5909 | 57.7405 |  | 1706.5909 | 1706.591 | [7 empty] | 60.4393 | 1786.3558 |  |  | 0 | 79.7649
DEKY 2024 IRP Core EB2 Retire by '42 - NS SMR - PC | 0 | DEKY | KY Core | Gas/Oil:Combustion Turbine | Woodsdale 4 | 2031 | 1 | 94 | 64.701 | 85.5941 | 23.838 | 3.1173 |  |  |  | 273 | 12 | 14804.9402 | 353172.1709 | 1446.6211 | 22.0758 | 4.1586 | 85.2 | 0 | 1553.8969 | 65.1857 |  | 1553.8969 | 1553.8969 | [7 empty] | 69.3127 | 1652.2763 |  |  | 0 | 98.3794
DEKY 2024 IRP Core EB2 Retire by '42 - NS SMR - PC | 0 | DEKY | KY Core | Gas/Oil:Combustion Turbine | Woodsdale 4 | 2032 | 1 | 94 | 64.701 | 85.2923 | 15.1816 | 1.9795 |  |  | 1 | 180 | 5 | 14922.6278 | 226654.3887 | 989.9451 | 12.3917 | 4.4223 | 36 | 0 | 1038.3367 | 68.3944 |  | 1038.3367 | 1038.3366 | [7 empty] | 71.7367 | 1089.0777 |  |  | 0 | 50.741
DEKY 2024 IRP Core EB2 Retire by '42 - NS SMR - PC | 0 | DEKY | KY Core | Gas/Oil:Combustion Turbine | Woodsdale 4 | 2033 | 1 | 94 | 64.701 | 85.3493 | 3.29 | 0.43024 |  |  |  | 35 | 2 | 14614.4616 | 48123.5781 | 237.0062 | 0.0058412 | 4.9251 | 14.8 | 0 | 251.812 | 76.5386 |  | 251.812 | 251.812 | [7 empty] | 77.4549 | 254.8267 |  |  | 0 | 3.0147
DEKY 2024 IRP Core EB2 Retire by '42 - NS SMR - PC | 0 | DEKY | KY Core | Gas/Oil:Combustion Turbine | Woodsdale 4 | 2034 | 1 | 94 | 64.701 | 85.5439 | [17 empty] | 0 | [12 empty] | 0 | 0
DEKY 2024 IRP Core EB2 Retire by '42 - NS SMR - PC | 0 | DEKY | KY Core | Gas/Oil:Combustion Turbine | Woodsdale 4 | 2035 | 1 | 94 | 64.701 | 85.5439 | [17 empty] | 0 | [12 empty] | 0 | 0
DEKY 2024 IRP Core EB2 Retire by '42 - NS SMR - PC | 0 | DEKY | KY Core | Gas/Oil:Combustion Turbine | Woodsdale 4 | 2036 | 1 | 94 | 64.701 | 85.7366 | [17 empty] | 0 | [12 empty] | 0 | 0
DEKY 2024 IRP Core EB2 Retire by '42 - NS SMR - PC | 0 | DEKY | KY Core | Gas/Oil:Combustion Turbine | Woodsdale 4 | 2037 | 1 | 94 | 64.701 | 85.3493 | [17 empty] | 0 | [12 empty] | 0 | 0
DEKY 2024 IRP Core EB2 Retire by '42 - NS SMR - PC | 0 | DEKY | KY Core | Gas/Oil:Combustion Turbine | Woodsdale 4 | 2038 | 1 | 94 | 64.701 | 85.2489 | [17 empty] | 0 | [12 empty] | 0 | 0
DEKY 2024 IRP Core EB2 Retire by '42 - NS SMR - PC | 0 | DEKY | KY Core | Gas/Oil:Combustion Turbine | Woodsdale 4 | 2039 | 1 | 94 | 64.701 | 85.5941 | [17 empty] | 0 | [12 empty] | 0 | 0
DEKY 2024 IRP Core EB2 Retire by '42 - NS SMR - PC | 0 | DEKY | KY Core | Gas/Oil:Combustion Turbine | Woodsdale 4 | 2040 | 1 | 94 | 64.701 | 85.3924 | [17 empty] | 0 | [12 empty] | 0 | 0
DEKY 2024 IRP Core EB2 Retire by '42 - NS SMR - PC | 0 | DEKY | KY Core | Gas/Oil:Combustion Turbine | Woodsdale 5 | 2024 | 1 | 94 | 66.992 | 90.8313 | 195.0705 | 25.1935 |  |  | 17 | 2436 | 54 | 15100.5223 | 2946801.1719 | 5884.9443 | 184.1897 | 2.0596 | 318.6 | 0 | 6387.7341 | 32.7458 |  | 6387.7341 | 6387.7342 | [7 empty] | 42.0706 | 8206.7395 |  |  | 0 | 1819.0054
DEKY 2024 IRP Core EB2 Retire by '42 - NS SMR - PC | 0 | DEKY | KY Core | Gas/Oil:Combustion Turbine | Woodsdale 5 | 2025 | 1 | 94 | 66.992 | 90.3258 | 45.2848 | 5.8657 |  |  | 1 | 518 | 28 | 14814.0694 | 671439.9902 | 2357.7042 | 31.2432 | 3.5579 | 170.8 | 0 | 2559.7474 | 56.5255 |  | 2559.7474 | 2559.7473 | [7 empty] | 60.9767 | 2761.316 |  |  | 0 | 201.5686
DEKY 2024 IRP Core EB2 Retire by '42 - NS SMR - PC | 0 | DEKY | KY Core | Gas/Oil:Combustion Turbine | Woodsdale 5 | 2026 | 1 | 94 | 66.992 | 69.4541 | 20.3566 | 2.6368 |  |  | 1 | 233 | 13 | 14806.0299 | 301673.4492 | 1246.1907 | 19.754 | 4.1964 | 80.6 | 0 | 1346.5447 | 66.1478 |  | 1346.5447 | 1346.5448 | [7 empty] | 72.665 | 1479.2122 |  |  | 0 | 132.6675
DEKY 2024 IRP Core EB2 Retire by '42 - NS SMR - PC | 0 | DEKY | KY Core | Gas/Oil:Combustion Turbine | Woodsdale 5 | 2027 | 1 | 94 | 66.992 | 90.5745 | 19.105 | 2.4746 |  |  |  | 212 | 11 | 14732.8746 | 281702.5645 | 1153.828 | 5.3587 | 4.1149 | 70.4 | 0 | 1229.5867 | 64.3594 |  | 1229.5867 | 1229.5867 | [7 empty] | 67.196 | 1283.7792 |  |  | 0 | 54.1925
DEKY 2024 IRP Core EB2 Retire by '42 - NS SMR - PC | 0 | DEKY | KY Core | Gas/Oil:Combustion Turbine | Woodsdale 5 | 2028 | 1 | 94 | 66.992 | 90.4284 | 11.013 | 1.4223 |  |  | 1 | 128 | 8 | 14850.2387 | 163713.667 | 658.8753 | 12.3555 | 4.1 | 52.8 | 0 | 724.0308 | 65.7433 |  | 724.0308 | 724.0307 | [7 empty] | 70.5807 | 777.3048 |  |  | 0 | 53.274
DEKY 2024 IRP Core EB2 Retire by '42 - NS SMR - PC | 0 | DEKY | KY Core | Gas/Oil:Combustion Turbine | Woodsdale 5 | 2029 | 1 | 94 | 66.992 | 87.0368 | 12.235 | 1.5848 |  |  | 1 | 141 | 8 | 14826.6906 | 181572.5459 | 685.2592 | 12.3576 | 3.8421 | 53.6 | 0 | 751.2168 | 61.399 |  | 751.2168 | 751.2169 | [7 empty] | 65.2508 | 798.3438 |  |  | 0 | 47.1271
DEKY 2024 IRP Core EB2 Retire by '42 - NS SMR - PC | 0 | DEKY | KY Core | Gas/Oil:Combustion Turbine | Woodsdale 5 | 2030 | 1 | 94 | 66.992 | 87.0803 | 31.027 | 4.0189 |  |  |  | 350 | 18 | 14771.1639 | 458682.9092 | 1642.4452 | 20.1735 | 3.6248 | 124.2 | 0 | 1786.8187 | 57.5892 |  | 1786.8187 | 1786.8188 | [7 empty] | 60.1635 | 1866.6931 |  |  | 0 | 79.8744
DEKY 2024 IRP Core EB2 Retire by '42 - NS SMR - PC | 0 | DEKY | KY Core | Gas/Oil:Combustion Turbine | Woodsdale 5 | 2031 | 1 | 94 | 66.992 | 87.0679 | 25.106 | 3.2519 |  |  |  | 286 | 13 | 14789.8057 | 371585.8643 | 1509.4277 | 25.091 | 4.1296 | 92.3 | 0 | 1626.8187 | 64.798 |  | 1626.8187 | 1626.8187 | [7 empty] | 68.9161 | 1730.2087 |  |  | 0 | 103.39
DEKY 2024 IRP Core EB2 Retire by '42 - NS SMR - PC | 0 | DEKY | KY Core | Gas/Oil:Combustion Turbine | Woodsdale 5 | 2032 | 1 | 94 | 66.992 | 87.0622 | 18.1156 | 2.3396 |  |  | 1 | 210 | 6 | 14856.3767 | 269258.1934 | 1183.4459 | 12.8457 | 4.4429 | 43.2 | 0 | 1239.4917 | 68.4212 |  | 1239.4917 | 1239.4917 | [7 empty] | 71.6418 | 1297.835 |  |  | 0 | 58.3433
DEKY 2024 IRP Core EB2 Retire by '42 - NS SMR - PC | 0 | DEKY | KY Core | Gas/Oil:Combustion Turbine | Woodsdale 5 | 2033 | 1 | 94 | 66.992 | 87.0679 | 3.29 | 0.42615 |  |  |  | 35 | 2 | 14614.4616 | 48123.5781 | 237.0062 | 0.0058412 | 4.9251 | 14.8 | 0 | 251.812 | 76.5386 |  | 251.812 | 251.812 | [7 empty] | 77.4549 | 254.8267 |  |  | 0 | 3.0147
DEKY 2024 IRP Core EB2 Retire by '42 - NS SMR - PC | 0 | DEKY | KY Core | Gas/Oil:Combustion Turbine | Woodsdale 5 | 2034 | 1 | 94 | 66.992 | 86.8503 | 0.96 | 0.12435 |  |  |  | 12 | 1 | 15047.7451 | 14466.835 | 62.1312 | 2.4646 | 4.4651 | 7.6 | 0 | 72.1957 | 75.2039 |  | 72.1957 | 72.1957 | [7 empty] | 75.7069 | 72.6786 |  |  | 0 | 0.48287
DEKY 2024 IRP Core EB2 Retire by '42 - NS SMR - PC | 0 | DEKY | KY Core | Gas/Oil:Combustion Turbine | Woodsdale 5 | 2035 | 1 | 94 | 66.992 | 87.0368 | [17 empty] | 0 | [12 empty] | 0 | 0
DEKY 2024 IRP Core EB2 Retire by '42 - NS SMR - PC | 0 | DEKY | KY Core | Gas/Oil:Combustion Turbine | Woodsdale 5 | 2036 | 1 | 94 | 66.992 | 86.5972 | [17 empty] | 0 | [12 empty] | 0 | 0
DEKY 2024 IRP Core EB2 Retire by '42 - NS SMR - PC | 0 | DEKY | KY Core | Gas/Oil:Combustion Turbine | Woodsdale 5 | 2037 | 1 | 94 | 66.992 | 87.0679 | [17 empty] | 0 | [12 empty] | 0 | 0
DEKY 2024 IRP Core EB2 Retire by '42 - NS SMR - PC | 0 | DEKY | KY Core | Gas/Oil:Combustion Turbine | Woodsdale 5 | 2038 | 1 | 94 | 66.992 | 86.9498 | [17 empty] | 0 | [12 empty] | 0 | 0
DEKY 2024 IRP Core EB2 Retire by '42 - NS SMR - PC | 0 | DEKY | KY Core | Gas/Oil:Combustion Turbine | Woodsdale 5 | 2039 | 1 | 94 | 66.992 | 87.2855 | [17 empty] | 0 | [12 empty] | 0 | 0
DEKY 2024 IRP Core EB2 Retire by '42 - NS SMR - PC | 0 | DEKY | KY Core | Gas/Oil:Combustion Turbine | Woodsdale 5 | 2040 | 1 | 94 | 66.992 | 87.3225 | [17 empty] | 0 | [12 empty] | 0 | 0
DEKY 2024 IRP Core EB2 Retire by '42 - NS SMR - PC | 0 | DEKY | KY Core | Gas/Oil:Combustion Turbine | Woodsdale 6 | 2024 | 1 | 94 | 66.992 | 91.8356 | 211.7857 | 27.3523 |  |  | 19 | 2590 | 28 | 15040.4315 | 3185936.4775 | 5980.1127 | 125.9592 | 1.9166 | 165.2 | 0 | 6271.2718 | 29.6114 |  | 6271.2718 | 6271.272 | [7 empty] | 39.4997 | 8365.4742 |  |  | 0 | 2094.2024
DEKY 2024 IRP Core EB2 Retire by '42 - NS SMR - PC | 0 | DEKY | KY Core | Gas/Oil:Combustion Turbine | Woodsdale 6 | 2025 | 1 | 94 | 66.992 | 91.2335 | 49.6366 | 6.4293 |  |  | 1 | 564 | 32 | 14791.1979 | 734856.7988 | 2580.9955 | 36.379 | 3.5617 | 195.2 | 0 | 2812.5744 | 56.6633 |  | 2812.5744 | 2812.5744 | [7 empty] | 60.9545 | 3025.5726 |  |  | 0 | 212.9982
DEKY 2024 IRP Core EB2 Retire by '42 - NS SMR - PC | 0 | DEKY | KY Core | Gas/Oil:Combustion Turbine | Woodsdale 6 | 2026 | 1 | 94 | 66.992 | 83.095 | 24.3046 | 3.1481 |  |  | 1 | 275 | 14 | 14774.9117 | 359392.3398 | 1506.2459 | 19.7609 | 4.2461 | 86.8 | 0 | 1612.8068 | 66.3581 |  | 1612.8068 | 1612.8068 | [7 empty] | 73.1497 | 1777.8749 |  |  | 0 | 165.0682
DEKY 2024 IRP Core EB2 Retire by '42 - NS SMR - PC | 0 | DEKY | KY Core | Gas/Oil:Combustion Turbine | Woodsdale 6 | 2027 | 1 | 94 | 66.992 | 91.2335 | 23.105 | 2.9928 |  |  |  | 262 | 15 | 14787.3859 | 341977.5508 | 1370.2481 | 15.2284 | 4.0514 | 96 | 0 | 1481.4765 | 64.1193 |  | 1481.4765 | 1481.4766 | [7 empty] | 68.4331 | 1581.1472 |  |  | 0 | 99.6707
DEKY 2024 IRP Core EB2 Retire by '42 - NS SMR - PC | 0 | DEKY | KY Core | Gas/Oil:Combustion Turbine | Woodsdale 6 | 2028 | 1 | 94 | 66.992 | 91.3025 | 11.013 | 1.4223 |  |  | 1 | 128 | 8 | 14850.2387 | 163713.667 | 658.8753 | 12.3555 | 4.1 | 52.8 | 0 | 724.0308 | 65.7433 |  | 724.0308 | 724.0307 | [7 empty] | 70.5807 | 777.3048 |  |  | 0 | 53.274
DEKY 2024 IRP Core EB2 Retire by '42 - NS SMR - PC | 0 | DEKY | KY Core | Gas/Oil:Combustion Turbine | Woodsdale 6 | 2029 | 1 | 94 | 66.992 | 90.0647 | 12.235 | 1.5848 |  |  | 1 | 141 | 8 | 14826.6906 | 181572.5459 | 685.2592 | 12.3576 | 3.8421 | 53.6 | 0 | 751.2168 | 61.399 |  | 751.2168 | 751.2169 | [7 empty] | 65.2508 | 798.3438 |  |  | 0 | 47.1271
DEKY 2024 IRP Core EB2 Retire by '42 - NS SMR - PC | 0 | DEKY | KY Core | Gas/Oil:Combustion Turbine | Woodsdale 6 | 2030 | 1 | 94 | 66.992 | 91.1962 | 33.8126 | 4.3797 |  |  | 1 | 386 | 20 | 14804.3163 | 500992.4561 | 1782.3331 | 26.4886 | 3.6105 | 138 | 0 | 1946.8216 | 57.5768 |  | 1946.8216 | 1946.8218 | [7 empty] | 60.0908 | 2031.8277 |  |  | 0 | 85.006
DEKY 2024 IRP Core EB2 Retire by '42 - NS SMR - PC | 0 | DEKY | KY Core | Gas/Oil:Combustion Turbine | Woodsdale 6 | 2031 | 1 | 94 | 66.992 | 90.0647 | 23.602 | 3.0571 |  |  |  | 270 | 12 | 14800.9791 | 349584.7119 | 1410.3227 | 25.0884 | 4.106 | 85.2 | 0 | 1520.611 | 64.4272 |  | 1520.611 | 1520.611 | [7 empty] | 68.7922 | 1623.6347 |  |  | 0 | 103.0236
DEKY 2024 IRP Core EB2 Retire by '42 - NS SMR - PC | 0 | DEKY | KY Core | Gas/Oil:Combustion Turbine | Woodsdale 6 | 2032 | 1 | 94 | 66.992 | 90.1804 | 18.1156 | 2.3396 |  |  | 1 | 210 | 6 | 14856.3767 | 269258.1934 | 1183.4459 | 12.8457 | 4.4429 | 43.2 | 0 | 1239.4917 | 68.4212 |  | 1239.4917 | 1239.4917 | [7 empty] | 71.6418 | 1297.835 |  |  | 0 | 58.3433
DEKY 2024 IRP Core EB2 Retire by '42 - NS SMR - PC | 0 | DEKY | KY Core | Gas/Oil:Combustion Turbine | Woodsdale 6 | 2033 | 1 | 94 | 66.992 | 89.903 | 3.29 | 0.42615 |  |  |  | 35 | 2 | 14614.4616 | 48123.5781 | 237.0062 | 0.0058412 | 4.9251 | 14.8 | 0 | 251.812 | 76.5386 |  | 251.812 | 251.812 | [7 empty] | 77.4549 | 254.8267 |  |  | 0 | 3.0147
DEKY 2024 IRP Core EB2 Retire by '42 - NS SMR - PC | 0 | DEKY | KY Core | Gas/Oil:Combustion Turbine | Woodsdale 6 | 2034 | 1 | 94 | 66.992 | 90.0647 | 0.96 | 0.12435 |  |  |  | 12 | 1 | 15047.7451 | 14466.835 | 62.1312 | 2.4646 | 4.4651 | 7.6 | 0 | 72.1957 | 75.2039 |  | 72.1957 | 72.1957 | [7 empty] | 75.7069 | 72.6786 |  |  | 0 | 0.48287
DEKY 2024 IRP Core EB2 Retire by '42 - NS SMR - PC | 0 | DEKY | KY Core | Gas/Oil:Combustion Turbine | Woodsdale 6 | 2035 | 1 | 94 | 66.992 | 90.1517 | [17 empty] | 0 | [12 empty] | 0 | 0
DEKY 2024 IRP Core EB2 Retire by '42 - NS SMR - PC | 0 | DEKY | KY Core | Gas/Oil:Combustion Turbine | Woodsdale 6 | 2036 | 1 | 94 | 66.992 | 89.9324 | [17 empty] | 0 | [12 empty] | 0 | 0
DEKY 2024 IRP Core EB2 Retire by '42 - NS SMR - PC | 0 | DEKY | KY Core | Gas/Oil:Combustion Turbine | Woodsdale 6 | 2037 | 1 | 94 | 66.992 | 91.4573 | [17 empty] | 0 | [12 empty] | 0 | 0
DEKY 2024 IRP Core EB2 Retire by '42 - NS SMR - PC | 0 | DEKY | KY Core | Gas/Oil:Combustion Turbine | Woodsdale 6 | 2038 | 1 | 94 | 66.992 | 91.4573 | [17 empty] | 0 | [12 empty] | 0 | 0
DEKY 2024 IRP Core EB2 Retire by '42 - NS SMR - PC | 0 | DEKY | KY Core | Gas/Oil:Combustion Turbine | Woodsdale 6 | 2039 | 1 | 94 | 66.992 | 90.1517 | [17 empty] | 0 | [12 empty] | 0 | 0
DEKY 2024 IRP Core EB2 Retire by '42 - NS SMR - PC | 0 | DEKY | KY Core | Gas/Oil:Combustion Turbine | Woodsdale 6 | 2040 | 1 | 94 | 66.992 | 90.0936 | [17 empty] | 0 | [12 empty] | 0 | 0
DEKY 2024 IRP Core EB2 Retire by '42 - NS SMR - PC | 0 | DEKY | KY Core | Renewable:Solar PV | Solar Exist DEKY | 2024 | 1 | 9.3 | 0.837 | 21.5845 | 17.6326 | 21.5845 |  |  |  | 4371 | 366 | [10 empty] | 0 | 0.017633 |  |  |  | 17.6326 |  |  |  | 43.2392 | 762.4214 | 0.017633 |  | 0 | 762.439
DEKY 2024 IRP Core EB2 Retire by '42 - NS SMR - PC | 0 | DEKY | KY Core | Renewable:Solar PV | Solar Exist DEKY | 2025 | 1 | 9.3 | 0.651 | 21.5995 | 17.5966 | 21.5994 |  |  |  | 4360 | 365 | [10 empty] | 0 | 0.017597 |  |  |  | 17.5966 |  |  |  | 46.0997 | 811.1987 | 0.017597 |  | 0 | 811.2163
DEKY 2024 IRP Core EB2 Retire by '42 - NS SMR - PC | 0 | DEKY | KY Core | Renewable:Solar PV | Solar Exist DEKY | 2026 | 1 | 9.3 | 0.558 | 21.5995 | 17.5966 | 21.5994 |  |  |  | 4360 | 365 | [10 empty] | 0 | 0.017597 |  |  |  | 17.5966 |  |  |  | 47.1037 | 828.8659 | 0.017597 |  | 0 | 828.8835
DEKY 2024 IRP Core EB2 Retire by '42 - NS SMR - PC | 0 | DEKY | KY Core | Renewable:Solar PV | Solar Exist DEKY | 2027 | 1 | 9.3 | 0.465 | 21.5995 | 17.5966 | 21.5994 |  |  |  | 4360 | 365 | [10 empty] | 0 | 0.017597 |  |  |  | 17.5966 |  |  |  | 47.6427 | 838.3506 | 0.017597 |  | 0 | 838.3682
DEKY 2024 IRP Core EB2 Retire by '42 - NS SMR - PC | 0 | DEKY | KY Core | Renewable:Solar PV | Solar Exist DEKY | 2028 | 1 | 9.3 | 0.372 | 21.5845 | 17.6326 | 21.5845 |  |  |  | 4371 | 366 | [10 empty] | 0 | 0.017633 |  |  |  | 17.6326 |  |  |  | 46.9015 | 826.9959 | 0.017633 |  | 0 | 827.0135
DEKY 2024 IRP Core EB2 Retire by '42 - NS SMR - PC | 0 | DEKY | KY Core | Renewable:Solar PV | Solar Exist DEKY | 2029 | 1 | 9.3 | 0.372 | 21.5995 | 17.5966 | 21.5994 |  |  |  | 4360 | 365 | [10 empty] | 0 | 0.017597 |  |  |  | 17.5966 |  |  |  | 45.6598 | 803.4587 | 0.017597 |  | 0 | 803.4763
DEKY 2024 IRP Core EB2 Retire by '42 - NS SMR - PC | 0 | DEKY | KY Core | Renewable:Solar PV | Solar Exist DEKY | 2030 | 1 | 9.3 | 0.279 | 21.5995 | 17.5966 | 21.5994 |  |  |  | 4360 | 365 | [10 empty] | 0 | 0.017597 |  |  |  | 17.5966 |  |  |  | 45.5441 | 801.4232 | 0.017597 |  | 0 | 801.4408
DEKY 2024 IRP Core EB2 Retire by '42 - NS SMR - PC | 0 | DEKY | KY Core | Renewable:Solar PV | Solar Exist DEKY | 2031 | 1 | 9.3 | 0.279 | 21.5995 | 17.5966 | 21.5994 |  |  |  | 4360 | 365 | [10 empty] | 0 | 0.017597 |  |  |  | 17.5966 |  |  |  | 46.5273 | 818.7239 | 0.017597 |  | 0 | 818.7415
DEKY 2024 IRP Core EB2 Retire by '42 - NS SMR - PC | 0 | DEKY | KY Core | Renewable:Solar PV | Solar Exist DEKY | 2032 | 1 | 9.3 | 0.186 | 21.5845 | 17.6326 | 21.5845 |  |  |  | 4371 | 366 | [10 empty] | 0 | 0.017633 |  |  |  | 17.6326 |  |  |  | 46.0351 | 811.719 | 0.017633 |  | 0 | 811.7366
DEKY 2024 IRP Core EB2 Retire by '42 - NS SMR - PC | 0 | DEKY | KY Core | Renewable:Solar PV | Solar Exist DEKY | 2033 | 1 | 9.3 | 0.186 | 21.5995 | 17.5966 | 21.5994 |  |  |  | 4360 | 365 | [10 empty] | 0 | 0.017597 |  |  |  | 17.5966 |  |  |  | 46.6999 | 821.7609 | 0.017597 |  | 0 | 821.7785
DEKY 2024 IRP Core EB2 Retire by '42 - NS SMR - PC | 0 | DEKY | KY Core | Renewable:Solar PV | Solar Exist DEKY | 2034 | 1 | 9.3 | 0.186 | 21.5995 | 17.5856 | 21.5859 |  |  |  | 4354 | 366 | [10 empty] | 0 | 0.017586 |  |  |  | 17.5856 |  |  |  | 46.654 | 820.4396 | 0.017586 |  | 0 | 820.4572
DEKY 2024 IRP Core EB2 Retire by '42 - NS SMR - PC | 0 | DEKY | KY Core | Renewable:Solar PV | Solar Exist DEKY | 2035 | 1 | 9.3 | 0.186 | 21.5995 | 17.5966 | 21.5994 |  |  |  | 4360 | 365 | [10 empty] | 0 | 0.017597 |  |  |  | 17.5966 |  |  |  | 47.2464 | 831.3775 | 0.017597 |  | 0 | 831.3951
DEKY 2024 IRP Core EB2 Retire by '42 - NS SMR - PC | 0 | DEKY | KY Core | Renewable:Solar PV | Solar Exist DEKY | 2036 | 1 | 9.3 | 0.186 | 21.5845 | 17.6326 | 21.5845 |  |  |  | 4371 | 366 | [10 empty] | 0 | 0.017633 |  |  |  | 17.6326 |  |  |  | 47.8911 | 844.4462 | 0.017633 |  | 0 | 844.4638
DEKY 2024 IRP Core EB2 Retire by '42 - NS SMR - PC | 0 | DEKY | KY Core | Renewable:Solar PV | Solar Exist DEKY | 2037 | 1 | 9.3 | 0.186 | 21.5995 | 17.5659 | 21.5618 |  |  |  | 4356 | 366 | [10 empty] | 0 | 0.017566 |  |  |  | 17.5659 |  |  |  | 47.3127 | 831.0926 | 0.017566 |  | 0 | 831.1101
DEKY 2024 IRP Core EB2 Retire by '42 - NS SMR - PC | 0 | DEKY | KY Core | Renewable:Solar PV | Solar Exist DEKY | 2038 | 1 | 9.3 | 0.186 | 21.5995 | 17.5641 | 21.5595 |  |  |  | 4355 | 366 | [10 empty] | 0 | 0.017564 |  |  |  | 17.5641 |  |  |  | 47.8921 | 841.1814 | 0.017564 |  | 0 | 841.199
DEKY 2024 IRP Core EB2 Retire by '42 - NS SMR - PC | 0 | DEKY | KY Core | Renewable:Solar PV | Solar Exist DEKY | 2039 | 1 | 9.3 | 0.186 | 21.5995 | 17.5359 | 21.5249 |  |  |  | 4352 | 368 | [10 empty] | 0 | 0.017536 |  |  |  | 17.5359 |  |  |  | 48.2585 | 846.2569 | 0.017536 |  | 0 | 846.2745
DEKY 2024 IRP Core EB2 Retire by '42 - NS SMR - PC | 0 | DEKY | KY Core | Renewable:Solar PV | Solar Exist DEKY | 2040 | 1 | 9.3 | 0.186 | 21.5845 | 17.5605 | 21.4962 |  |  |  | 4360 | 368 | [10 empty] | 0 | 0.017561 |  |  |  | 17.5605 |  |  |  | 47.9859 | 842.6592 | 0.017561 |  | 0 | 842.6767

## Resource Annual Emissions
Scenario | RunID | BA | Area | Type | Resource | Year | Emission | Released (tons) | Release Rate (lb/mmBtu) | Average Rate (lb/MWh) | Cost ($000) | Average Cost ($/MWh)
DEKY 2024 IRP Core EB2 Retire by '42 - NS SMR - PC | 0 | DEKY | KY Core | Coal:Conventional | East Bend 2 | 2024 | CO2 | 1500655.8164 | 205.2999 | 2223.6879
DEKY 2024 IRP Core EB2 Retire by '42 - NS SMR - PC | 0 | DEKY | KY Core | Coal:Conventional | East Bend 2 | 2024 | Hg | 0.0051533 | 7.05e-07 | 7.6361e-06
DEKY 2024 IRP Core EB2 Retire by '42 - NS SMR - PC | 0 | DEKY | KY Core | Coal:Conventional | East Bend 2 | 2024 | NOx | 569.7243 | 0.077942 | 0.84422 | 513.4664 | 0.38043
DEKY 2024 IRP Core EB2 Retire by '42 - NS SMR - PC | 0 | DEKY | KY Core | Coal:Conventional | East Bend 2 | 2024 | SO2 | 950.245 | 0.13 | 1.4081 | 2.2806 | 0.0016897
DEKY 2024 IRP Core EB2 Retire by '42 - NS SMR - PC | 0 | DEKY | KY Core | Coal:Conventional | East Bend 2 | 2025 | CO2 | 2578573.2773 | 205.3 | 2222.1417
DEKY 2024 IRP Core EB2 Retire by '42 - NS SMR - PC | 0 | DEKY | KY Core | Coal:Conventional | East Bend 2 | 2025 | Hg | 0.0082268 | 6.55e-07 | 7.0896e-06
DEKY 2024 IRP Core EB2 Retire by '42 - NS SMR - PC | 0 | DEKY | KY Core | Coal:Conventional | East Bend 2 | 2025 | NOx | 963.4489 | 0.076708 | 0.83027 | 1035.6209 | 0.44623
DEKY 2024 IRP Core EB2 Retire by '42 - NS SMR - PC | 0 | DEKY | KY Core | Coal:Conventional | East Bend 2 | 2025 | SO2 | 1632.8037 | 0.13 | 1.4071 | 3.9187 | 0.0016885
DEKY 2024 IRP Core EB2 Retire by '42 - NS SMR - PC | 0 | DEKY | KY Core | Coal:Conventional | East Bend 2 | 2026 | CO2 | 3422893.4688 | 205.3 | 2201.784
DEKY 2024 IRP Core EB2 Retire by '42 - NS SMR - PC | 0 | DEKY | KY Core | Coal:Conventional | East Bend 2 | 2026 | Hg | 0.010887 | 6.53e-07 | 7.0032e-06
DEKY 2024 IRP Core EB2 Retire by '42 - NS SMR - PC | 0 | DEKY | KY Core | Coal:Conventional | East Bend 2 | 2026 | NOx | 1316.7084 | 0.078974 | 0.84698 | 1121.918 | 0.36084
DEKY 2024 IRP Core EB2 Retire by '42 - NS SMR - PC | 0 | DEKY | KY Core | Coal:Conventional | East Bend 2 | 2026 | SO2 | 2167.444 | 0.13 | 1.3942 | 5.2019 | 0.0016731
DEKY 2024 IRP Core EB2 Retire by '42 - NS SMR - PC | 0 | DEKY | KY Core | Coal:Conventional | East Bend 2 | 2027 | CO2 | 3872443.1094 | 205.3 | 2183.5648
DEKY 2024 IRP Core EB2 Retire by '42 - NS SMR - PC | 0 | DEKY | KY Core | Coal:Conventional | East Bend 2 | 2027 | Hg | 0.01243 | 6.59e-07 | 7.0091e-06
DEKY 2024 IRP Core EB2 Retire by '42 - NS SMR - PC | 0 | DEKY | KY Core | Coal:Conventional | East Bend 2 | 2027 | NOx | 1455.9677 | 0.077189 | 0.82098 | 1773.7614 | 0.50009
DEKY 2024 IRP Core EB2 Retire by '42 - NS SMR - PC | 0 | DEKY | KY Core | Coal:Conventional | East Bend 2 | 2027 | SO2 | 2452.1079 | 0.13 | 1.3827 | 5.8851 | 0.0016592
DEKY 2024 IRP Core EB2 Retire by '42 - NS SMR - PC | 0 | DEKY | KY Core | Coal:Conventional | East Bend 2 | 2028 | CO2 | 3720115.1641 | 205.3 | 2184.8972
DEKY 2024 IRP Core EB2 Retire by '42 - NS SMR - PC | 0 | DEKY | KY Core | Coal:Conventional | East Bend 2 | 2028 | Hg | 0.01176 | 6.49e-07 | 6.907e-06
DEKY 2024 IRP Core EB2 Retire by '42 - NS SMR - PC | 0 | DEKY | KY Core | Coal:Conventional | East Bend 2 | 2028 | NOx | 1418.2968 | 0.078271 | 0.83299 | 1477.4378 | 0.43386
DEKY 2024 IRP Core EB2 Retire by '42 - NS SMR - PC | 0 | DEKY | KY Core | Coal:Conventional | East Bend 2 | 2028 | SO2 | 2355.6507 | 0.13 | 1.3835 | 5.6536 | 0.0016602
DEKY 2024 IRP Core EB2 Retire by '42 - NS SMR - PC | 0 | DEKY | KY Core | Coal:Conventional | East Bend 2 | 2029 | CO2 | 3595872.8281 | 205.3 | 2190.0681
DEKY 2024 IRP Core EB2 Retire by '42 - NS SMR - PC | 0 | DEKY | KY Core | Coal:Conventional | East Bend 2 | 2029 | Hg | 0.01149 | 6.56e-07 | 6.998e-06
DEKY 2024 IRP Core EB2 Retire by '42 - NS SMR - PC | 0 | DEKY | KY Core | Coal:Conventional | East Bend 2 | 2029 | NOx | 1363.9408 | 0.077872 | 0.83071 | 1493.3004 | 0.45475
DEKY 2024 IRP Core EB2 Retire by '42 - NS SMR - PC | 0 | DEKY | KY Core | Coal:Conventional | East Bend 2 | 2029 | SO2 | 2276.9781 | 0.13 | 1.3868 | 5.4648 | 0.0016642
DEKY 2024 IRP Core EB2 Retire by '42 - NS SMR - PC | 0 | DEKY | KY Core | Coal:Conventional | East Bend 2 | 2030 | CO2 | 3579523.75 | 205.3 | 2189.3112
DEKY 2024 IRP Core EB2 Retire by '42 - NS SMR - PC | 0 | DEKY | KY Core | Coal:Conventional | East Bend 2 | 2030 | Hg | 0.011455 | 6.57e-07 | 7.0062e-06
DEKY 2024 IRP Core EB2 Retire by '42 - NS SMR - PC | 0 | DEKY | KY Core | Coal:Conventional | East Bend 2 | 2030 | NOx | 1359.0094 | 0.077945 | 0.8312 | 1478.2214 | 0.45206
DEKY 2024 IRP Core EB2 Retire by '42 - NS SMR - PC | 0 | DEKY | KY Core | Coal:Conventional | East Bend 2 | 2030 | SO2 | 2266.6254 | 0.13 | 1.3863 | 5.4399 | 0.0016636
DEKY 2024 IRP Core EB2 Retire by '42 - NS SMR - PC | 0 | DEKY | KY Core | Coal:Conventional | East Bend 2 | 2031 | CO2 | 3570275.1172 | 205.3 | 2186.4628
DEKY 2024 IRP Core EB2 Retire by '42 - NS SMR - PC | 0 | DEKY | KY Core | Coal:Conventional | East Bend 2 | 2031 | Hg | 0.011478 | 6.6e-07 | 7.0291e-06
DEKY 2024 IRP Core EB2 Retire by '42 - NS SMR - PC | 0 | DEKY | KY Core | Coal:Conventional | East Bend 2 | 2031 | NOx | 1357.6669 | 0.078069 | 0.83145 | 1471.8929 | 0.4507
DEKY 2024 IRP Core EB2 Retire by '42 - NS SMR - PC | 0 | DEKY | KY Core | Coal:Conventional | East Bend 2 | 2031 | SO2 | 2260.769 | 0.13 | 1.3845 | 5.4258 | 0.0016614
DEKY 2024 IRP Core EB2 Retire by '42 - NS SMR - PC | 0 | DEKY | KY Core | Coal:Conventional | East Bend 2 | 2032 | CO2 | 3686417.1445 | 205.3 | 2187.6548
DEKY 2024 IRP Core EB2 Retire by '42 - NS SMR - PC | 0 | DEKY | KY Core | Coal:Conventional | East Bend 2 | 2032 | Hg | 0.011905 | 6.63e-07 | 7.0649e-06
DEKY 2024 IRP Core EB2 Retire by '42 - NS SMR - PC | 0 | DEKY | KY Core | Coal:Conventional | East Bend 2 | 2032 | NOx | 1389.2009 | 0.077366 | 0.8244 | 1649.4603 | 0.48943
DEKY 2024 IRP Core EB2 Retire by '42 - NS SMR - PC | 0 | DEKY | KY Core | Coal:Conventional | East Bend 2 | 2032 | SO2 | 2334.3125 | 0.13 | 1.3853 | 5.6024 | 0.0016623
DEKY 2024 IRP Core EB2 Retire by '42 - NS SMR - PC | 0 | DEKY | KY Core | Coal:Conventional | East Bend 2 | 2033 | CO2 | 3659793.8359 | 205.3 | 2188.4138
DEKY 2024 IRP Core EB2 Retire by '42 - NS SMR - PC | 0 | DEKY | KY Core | Coal:Conventional | East Bend 2 | 2033 | Hg | 0.011819 | 6.63e-07 | 7.0673e-06
DEKY 2024 IRP Core EB2 Retire by '42 - NS SMR - PC | 0 | DEKY | KY Core | Coal:Conventional | East Bend 2 | 2033 | NOx | 1377.4749 | 0.077271 | 0.82368 | 1683.3395 | 0.50329
DEKY 2024 IRP Core EB2 Retire by '42 - NS SMR - PC | 0 | DEKY | KY Core | Coal:Conventional | East Bend 2 | 2033 | SO2 | 2317.4541 | 0.13 | 1.3857 | 5.6546 | 0.0016906
DEKY 2024 IRP Core EB2 Retire by '42 - NS SMR - PC | 0 | DEKY | KY Core | Coal:Conventional | East Bend 2 | 2034 | CO2 | 3592791.4844 | 205.3 | 2185.3963
DEKY 2024 IRP Core EB2 Retire by '42 - NS SMR - PC | 0 | DEKY | KY Core | Coal:Conventional | East Bend 2 | 2034 | Hg | 0.011603 | 6.63e-07 | 7.0576e-06
DEKY 2024 IRP Core EB2 Retire by '42 - NS SMR - PC | 0 | DEKY | KY Core | Coal:Conventional | East Bend 2 | 2034 | NOx | 1381.119 | 0.07892 | 0.8401 | 1379.0233 | 0.41941
DEKY 2024 IRP Core EB2 Retire by '42 - NS SMR - PC | 0 | DEKY | KY Core | Coal:Conventional | East Bend 2 | 2034 | SO2 | 2275.0267 | 0.13 | 1.3838 | 5.6439 | 0.0017165
DEKY 2024 IRP Core EB2 Retire by '42 - NS SMR - PC | 0 | DEKY | KY Core | Coal:Conventional | East Bend 2 | 2035 | CO2 | 3570668.6484 | 205.3 | 2186.1013
DEKY 2024 IRP Core EB2 Retire by '42 - NS SMR - PC | 0 | DEKY | KY Core | Coal:Conventional | East Bend 2 | 2035 | Hg | 0.011531 | 6.63e-07 | 7.0598e-06
DEKY 2024 IRP Core EB2 Retire by '42 - NS SMR - PC | 0 | DEKY | KY Core | Coal:Conventional | East Bend 2 | 2035 | NOx | 1364.4888 | 0.078453 | 0.83539 | 1487.1506 | 0.45525
DEKY 2024 IRP Core EB2 Retire by '42 - NS SMR - PC | 0 | DEKY | KY Core | Coal:Conventional | East Bend 2 | 2035 | SO2 | 2261.0182 | 0.13 | 1.3843 | 5.7032 | 0.0017459
DEKY 2024 IRP Core EB2 Retire by '42 - NS SMR - PC | 0 | DEKY | KY Core | Coal:Conventional | East Bend 2 | 2036 | CO2 | 3549897.2578 | 205.3 | 2188.0531
DEKY 2024 IRP Core EB2 Retire by '42 - NS SMR - PC | 0 | DEKY | KY Core | Coal:Conventional | East Bend 2 | 2036 | Hg | 0.011464 | 6.63e-07 | 7.0661e-06
DEKY 2024 IRP Core EB2 Retire by '42 - NS SMR - PC | 0 | DEKY | KY Core | Coal:Conventional | East Bend 2 | 2036 | NOx | 1356.7354 | 0.078464 | 0.83625 | 1490.1245 | 0.45923
DEKY 2024 IRP Core EB2 Retire by '42 - NS SMR - PC | 0 | DEKY | KY Core | Coal:Conventional | East Bend 2 | 2036 | SO2 | 2247.8654 | 0.13 | 1.3855 | 5.7655 | 0.0017768
DEKY 2024 IRP Core EB2 Retire by '42 - NS SMR - PC | 0 | DEKY | KY Core | Coal:Conventional | East Bend 2 | 2037 | CO2 | 3479592.0781 | 205.3 | 2190.903
DEKY 2024 IRP Core EB2 Retire by '42 - NS SMR - PC | 0 | DEKY | KY Core | Coal:Conventional | East Bend 2 | 2037 | Hg | 0.011237 | 6.63e-07 | 7.0753e-06
DEKY 2024 IRP Core EB2 Retire by '42 - NS SMR - PC | 0 | DEKY | KY Core | Coal:Conventional | East Bend 2 | 2037 | NOx | 1307.9134 | 0.077168 | 0.82352 | 1733.4408 | 0.54572
DEKY 2024 IRP Core EB2 Retire by '42 - NS SMR - PC | 0 | DEKY | KY Core | Coal:Conventional | East Bend 2 | 2037 | SO2 | 2203.3468 | 0.13 | 1.3873 | 5.7467 | 0.0018092
DEKY 2024 IRP Core EB2 Retire by '42 - NS SMR - PC | 0 | DEKY | KY Core | Coal:Conventional | East Bend 2 | 2038 | CO2 | 3603138.8359 | 205.3 | 2188.8942
DEKY 2024 IRP Core EB2 Retire by '42 - NS SMR - PC | 0 | DEKY | KY Core | Coal:Conventional | East Bend 2 | 2038 | Hg | 0.011636 | 6.63e-07 | 7.0689e-06
DEKY 2024 IRP Core EB2 Retire by '42 - NS SMR - PC | 0 | DEKY | KY Core | Coal:Conventional | East Bend 2 | 2038 | NOx | 1364.2969 | 0.077735 | 0.82881 | 1724.8001 | 0.52391
DEKY 2024 IRP Core EB2 Retire by '42 - NS SMR - PC | 0 | DEKY | KY Core | Coal:Conventional | East Bend 2 | 2038 | SO2 | 2281.579 | 0.13 | 1.3861 | 6.0515 | 0.0018381
DEKY 2024 IRP Core EB2 Retire by '42 - NS SMR - PC | 0 | DEKY | KY Core | Coal:Conventional | East Bend 2 | 2039 | CO2 | 3319645.9844 | 205.3 | 2187.7198
DEKY 2024 IRP Core EB2 Retire by '42 - NS SMR - PC | 0 | DEKY | KY Core | Coal:Conventional | East Bend 2 | 2039 | Hg | 0.010721 | 6.63e-07 | 7.0651e-06
DEKY 2024 IRP Core EB2 Retire by '42 - NS SMR - PC | 0 | DEKY | KY Core | Coal:Conventional | East Bend 2 | 2039 | NOx | 1264.4343 | 0.078198 | 0.83329 | 1535.7732 | 0.50605
DEKY 2024 IRP Core EB2 Retire by '42 - NS SMR - PC | 0 | DEKY | KY Core | Coal:Conventional | East Bend 2 | 2039 | SO2 | 2102.0657 | 0.13 | 1.3853 | 5.67 | 0.0018683
DEKY 2024 IRP Core EB2 Retire by '42 - NS SMR - PC | 0 | DEKY | KY Core | Coal:Conventional | East Bend 2 | 2040 | CO2 | 3412262.2656 | 205.3 | 2189.8744
DEKY 2024 IRP Core EB2 Retire by '42 - NS SMR - PC | 0 | DEKY | KY Core | Coal:Conventional | East Bend 2 | 2040 | Hg | 0.01102 | 6.63e-07 | 7.072e-06
DEKY 2024 IRP Core EB2 Retire by '42 - NS SMR - PC | 0 | DEKY | KY Core | Coal:Conventional | East Bend 2 | 2040 | NOx | 1310.9823 | 0.078876 | 0.84134 | 1446.8939 | 0.46428
DEKY 2024 IRP Core EB2 Retire by '42 - NS SMR - PC | 0 | DEKY | KY Core | Coal:Conventional | East Bend 2 | 2040 | SO2 | 2160.7121 | 0.13 | 1.3867 | 5.9275 | 0.001902
DEKY 2024 IRP Core EB2 Retire by '42 - NS SMR - PC | 0 | DEKY | KY Core | Gas/Oil:Combustion Turbine | Woodsdale 1 | 2024 | CO2 | 168885.9555 | 117 | 1783.1195
DEKY 2024 IRP Core EB2 Retire by '42 - NS SMR - PC | 0 | DEKY | KY Core | Gas/Oil:Combustion Turbine | Woodsdale 1 | 2024 | NOx | 171.7729 | 0.119 | 1.8136 | 152.7414 | 0.80633
DEKY 2024 IRP Core EB2 Retire by '42 - NS SMR - PC | 0 | DEKY | KY Core | Gas/Oil:Combustion Turbine | Woodsdale 1 | 2025 | CO2 | 42478.3076 | 117 | 1728.904
DEKY 2024 IRP Core EB2 Retire by '42 - NS SMR - PC | 0 | DEKY | KY Core | Gas/Oil:Combustion Turbine | Woodsdale 1 | 2025 | NOx | 43.2044 | 0.119 | 1.7585 | 34.4953 | 0.70199
DEKY 2024 IRP Core EB2 Retire by '42 - NS SMR - PC | 0 | DEKY | KY Core | Gas/Oil:Combustion Turbine | Woodsdale 1 | 2026 | CO2 | 21341.3358 | 117 | 1729.9623
DEKY 2024 IRP Core EB2 Retire by '42 - NS SMR - PC | 0 | DEKY | KY Core | Gas/Oil:Combustion Turbine | Woodsdale 1 | 2026 | NOx | 21.7061 | 0.119 | 1.7595 | 17.0479 | 0.69097
DEKY 2024 IRP Core EB2 Retire by '42 - NS SMR - PC | 0 | DEKY | KY Core | Gas/Oil:Combustion Turbine | Woodsdale 1 | 2027 | CO2 | 19136.8928 | 117 | 1732.3943
DEKY 2024 IRP Core EB2 Retire by '42 - NS SMR - PC | 0 | DEKY | KY Core | Gas/Oil:Combustion Turbine | Woodsdale 1 | 2027 | NOx | 19.464 | 0.119 | 1.762 | 12.7966 | 0.57922
DEKY 2024 IRP Core EB2 Retire by '42 - NS SMR - PC | 0 | DEKY | KY Core | Gas/Oil:Combustion Turbine | Woodsdale 1 | 2028 | CO2 | 9451.9568 | 117 | 1741.1728
DEKY 2024 IRP Core EB2 Retire by '42 - NS SMR - PC | 0 | DEKY | KY Core | Gas/Oil:Combustion Turbine | Woodsdale 1 | 2028 | NOx | 9.6135 | 0.119 | 1.7709 | 12.0048 | 1.1057
DEKY 2024 IRP Core EB2 Retire by '42 - NS SMR - PC | 0 | DEKY | KY Core | Gas/Oil:Combustion Turbine | Woodsdale 1 | 2029 | CO2 | 8499.2679 | 117 | 1740.9041
DEKY 2024 IRP Core EB2 Retire by '42 - NS SMR - PC | 0 | DEKY | KY Core | Gas/Oil:Combustion Turbine | Woodsdale 1 | 2029 | NOx | 8.6446 | 0.119 | 1.7707 | 9.7877 | 1.0024
DEKY 2024 IRP Core EB2 Retire by '42 - NS SMR - PC | 0 | DEKY | KY Core | Gas/Oil:Combustion Turbine | Woodsdale 1 | 2030 | CO2 | 18387.3439 | 117 | 1732.3671
DEKY 2024 IRP Core EB2 Retire by '42 - NS SMR - PC | 0 | DEKY | KY Core | Gas/Oil:Combustion Turbine | Woodsdale 1 | 2030 | NOx | 18.7017 | 0.119 | 1.762 | 18.4001 | 0.86678
DEKY 2024 IRP Core EB2 Retire by '42 - NS SMR - PC | 0 | DEKY | KY Core | Gas/Oil:Combustion Turbine | Woodsdale 1 | 2031 | CO2 | 20660.5668 | 117 | 1733.4144
DEKY 2024 IRP Core EB2 Retire by '42 - NS SMR - PC | 0 | DEKY | KY Core | Gas/Oil:Combustion Turbine | Woodsdale 1 | 2031 | NOx | 21.0137 | 0.119 | 1.763 | 22.0758 | 0.92608
DEKY 2024 IRP Core EB2 Retire by '42 - NS SMR - PC | 0 | DEKY | KY Core | Gas/Oil:Combustion Turbine | Woodsdale 1 | 2032 | CO2 | 15591.0897 | 117 | 1741.2818
DEKY 2024 IRP Core EB2 Retire by '42 - NS SMR - PC | 0 | DEKY | KY Core | Gas/Oil:Combustion Turbine | Woodsdale 1 | 2032 | NOx | 15.8576 | 0.119 | 1.771 | 12.3965 | 0.69225
DEKY 2024 IRP Core EB2 Retire by '42 - NS SMR - PC | 0 | DEKY | KY Core | Gas/Oil:Combustion Turbine | Woodsdale 1 | 2033 | CO2 | 1367.432 | 117 | 1711.4292
DEKY 2024 IRP Core EB2 Retire by '42 - NS SMR - PC | 0 | DEKY | KY Core | Gas/Oil:Combustion Turbine | Woodsdale 1 | 2033 | NOx | 1.3908 | 0.119 | 1.7407 | 0.0028372 | 0.0017755
DEKY 2024 IRP Core EB2 Retire by '42 - NS SMR - PC | 0 | DEKY | KY Core | Gas/Oil:Combustion Turbine | Woodsdale 2 | 2024 | CO2 | 174975.436 | 117 | 1760.2211
DEKY 2024 IRP Core EB2 Retire by '42 - NS SMR - PC | 0 | DEKY | KY Core | Gas/Oil:Combustion Turbine | Woodsdale 2 | 2024 | NOx | 177.9665 | 0.119 | 1.7903 | 112.6958 | 0.56685
DEKY 2024 IRP Core EB2 Retire by '42 - NS SMR - PC | 0 | DEKY | KY Core | Gas/Oil:Combustion Turbine | Woodsdale 2 | 2025 | CO2 | 38633.6914 | 117 | 1729.9259
DEKY 2024 IRP Core EB2 Retire by '42 - NS SMR - PC | 0 | DEKY | KY Core | Gas/Oil:Combustion Turbine | Woodsdale 2 | 2025 | NOx | 39.2941 | 0.119 | 1.7595 | 36.3701 | 0.81428
DEKY 2024 IRP Core EB2 Retire by '42 - NS SMR - PC | 0 | DEKY | KY Core | Gas/Oil:Combustion Turbine | Woodsdale 2 | 2026 | CO2 | 22311.5162 | 117 | 1728.9985
DEKY 2024 IRP Core EB2 Retire by '42 - NS SMR - PC | 0 | DEKY | KY Core | Gas/Oil:Combustion Turbine | Woodsdale 2 | 2026 | NOx | 22.6929 | 0.119 | 1.7586 | 19.7635 | 0.76577
DEKY 2024 IRP Core EB2 Retire by '42 - NS SMR - PC | 0 | DEKY | KY Core | Gas/Oil:Combustion Turbine | Woodsdale 2 | 2027 | CO2 | 20005.682 | 117 | 1731.7189
DEKY 2024 IRP Core EB2 Retire by '42 - NS SMR - PC | 0 | DEKY | KY Core | Gas/Oil:Combustion Turbine | Woodsdale 2 | 2027 | NOx | 20.3477 | 0.119 | 1.7613 | 15.2284 | 0.65909
DEKY 2024 IRP Core EB2 Retire by '42 - NS SMR - PC | 0 | DEKY | KY Core | Gas/Oil:Combustion Turbine | Woodsdale 2 | 2028 | CO2 | 9577.2483 | 117 | 1739.2625
DEKY 2024 IRP Core EB2 Retire by '42 - NS SMR - PC | 0 | DEKY | KY Core | Gas/Oil:Combustion Turbine | Woodsdale 2 | 2028 | NOx | 9.741 | 0.119 | 1.769 | 12.3555 | 1.1219
DEKY 2024 IRP Core EB2 Retire by '42 - NS SMR - PC | 0 | DEKY | KY Core | Gas/Oil:Combustion Turbine | Woodsdale 2 | 2029 | CO2 | 10621.9919 | 117 | 1736.329
DEKY 2024 IRP Core EB2 Retire by '42 - NS SMR - PC | 0 | DEKY | KY Core | Gas/Oil:Combustion Turbine | Woodsdale 2 | 2029 | NOx | 10.8036 | 0.119 | 1.766 | 12.3576 | 1.01
DEKY 2024 IRP Core EB2 Retire by '42 - NS SMR - PC | 0 | DEKY | KY Core | Gas/Oil:Combustion Turbine | Woodsdale 2 | 2030 | CO2 | 26249.8826 | 117 | 1730.4382
DEKY 2024 IRP Core EB2 Retire by '42 - NS SMR - PC | 0 | DEKY | KY Core | Gas/Oil:Combustion Turbine | Woodsdale 2 | 2030 | NOx | 26.6986 | 0.119 | 1.76 | 18.5415 | 0.61114
DEKY 2024 IRP Core EB2 Retire by '42 - NS SMR - PC | 0 | DEKY | KY Core | Gas/Oil:Combustion Turbine | Woodsdale 2 | 2031 | CO2 | 21737.7684 | 117 | 1731.6791
DEKY 2024 IRP Core EB2 Retire by '42 - NS SMR - PC | 0 | DEKY | KY Core | Gas/Oil:Combustion Turbine | Woodsdale 2 | 2031 | NOx | 22.1094 | 0.119 | 1.7613 | 25.091 | 0.9994
DEKY 2024 IRP Core EB2 Retire by '42 - NS SMR - PC | 0 | DEKY | KY Core | Gas/Oil:Combustion Turbine | Woodsdale 2 | 2032 | CO2 | 15751.6005 | 117 | 1739.0094
DEKY 2024 IRP Core EB2 Retire by '42 - NS SMR - PC | 0 | DEKY | KY Core | Gas/Oil:Combustion Turbine | Woodsdale 2 | 2032 | NOx | 16.0209 | 0.119 | 1.7687 | 12.8457 | 0.7091
DEKY 2024 IRP Core EB2 Retire by '42 - NS SMR - PC | 0 | DEKY | KY Core | Gas/Oil:Combustion Turbine | Woodsdale 2 | 2033 | CO2 | 2815.229 | 117 | 1711.3854
DEKY 2024 IRP Core EB2 Retire by '42 - NS SMR - PC | 0 | DEKY | KY Core | Gas/Oil:Combustion Turbine | Woodsdale 2 | 2033 | NOx | 2.8634 | 0.119 | 1.7406 | 0.0058412 | 0.0017755
DEKY 2024 IRP Core EB2 Retire by '42 - NS SMR - PC | 0 | DEKY | KY Core | Gas/Oil:Combustion Turbine | Woodsdale 2 | 2034 | CO2 | 846.3098 | 117 | 1763.1455
DEKY 2024 IRP Core EB2 Retire by '42 - NS SMR - PC | 0 | DEKY | KY Core | Gas/Oil:Combustion Turbine | Woodsdale 2 | 2034 | NOx | 0.86078 | 0.119 | 1.7933 | 2.4646 | 2.5672
DEKY 2024 IRP Core EB2 Retire by '42 - NS SMR - PC | 0 | DEKY | KY Core | Gas/Oil:Combustion Turbine | Woodsdale 3 | 2024 | CO2 | 162731.5955 | 117 | 1789.839
DEKY 2024 IRP Core EB2 Retire by '42 - NS SMR - PC | 0 | DEKY | KY Core | Gas/Oil:Combustion Turbine | Woodsdale 3 | 2024 | NOx | 165.5133 | 0.119 | 1.8204 | 182.301 | 1.0025
DEKY 2024 IRP Core EB2 Retire by '42 - NS SMR - PC | 0 | DEKY | KY Core | Gas/Oil:Combustion Turbine | Woodsdale 3 | 2025 | CO2 | 33969.6875 | 117 | 1735.7093
DEKY 2024 IRP Core EB2 Retire by '42 - NS SMR - PC | 0 | DEKY | KY Core | Gas/Oil:Combustion Turbine | Woodsdale 3 | 2025 | NOx | 34.5504 | 0.119 | 1.7654 | 36.3606 | 0.92894
DEKY 2024 IRP Core EB2 Retire by '42 - NS SMR - PC | 0 | DEKY | KY Core | Gas/Oil:Combustion Turbine | Woodsdale 3 | 2026 | CO2 | 20017.4093 | 117 | 1728.8728
DEKY 2024 IRP Core EB2 Retire by '42 - NS SMR - PC | 0 | DEKY | KY Core | Gas/Oil:Combustion Turbine | Woodsdale 3 | 2026 | NOx | 20.3596 | 0.119 | 1.7584 | 17.3917 | 0.75105
DEKY 2024 IRP Core EB2 Retire by '42 - NS SMR - PC | 0 | DEKY | KY Core | Gas/Oil:Combustion Turbine | Woodsdale 3 | 2027 | CO2 | 11573.1771 | 117 | 1716.9612
DEKY 2024 IRP Core EB2 Retire by '42 - NS SMR - PC | 0 | DEKY | KY Core | Gas/Oil:Combustion Turbine | Woodsdale 3 | 2027 | NOx | 11.771 | 0.119 | 1.7463 | 2.1937 | 0.16273
DEKY 2024 IRP Core EB2 Retire by '42 - NS SMR - PC | 0 | DEKY | KY Core | Gas/Oil:Combustion Turbine | Woodsdale 3 | 2028 | CO2 | 8730.9385 | 117 | 1736.9818
DEKY 2024 IRP Core EB2 Retire by '42 - NS SMR - PC | 0 | DEKY | KY Core | Gas/Oil:Combustion Turbine | Woodsdale 3 | 2028 | NOx | 8.8802 | 0.119 | 1.7667 | 9.9866 | 0.99339
DEKY 2024 IRP Core EB2 Retire by '42 - NS SMR - PC | 0 | DEKY | KY Core | Gas/Oil:Combustion Turbine | Woodsdale 3 | 2029 | CO2 | 10621.9919 | 117 | 1736.329
DEKY 2024 IRP Core EB2 Retire by '42 - NS SMR - PC | 0 | DEKY | KY Core | Gas/Oil:Combustion Turbine | Woodsdale 3 | 2029 | NOx | 10.8036 | 0.119 | 1.766 | 12.3576 | 1.01
DEKY 2024 IRP Core EB2 Retire by '42 - NS SMR - PC | 0 | DEKY | KY Core | Gas/Oil:Combustion Turbine | Woodsdale 3 | 2030 | CO2 | 29088.949 | 117 | 1732.1552
DEKY 2024 IRP Core EB2 Retire by '42 - NS SMR - PC | 0 | DEKY | KY Core | Gas/Oil:Combustion Turbine | Woodsdale 3 | 2030 | NOx | 29.5862 | 0.119 | 1.7618 | 26.4882 | 0.78864
DEKY 2024 IRP Core EB2 Retire by '42 - NS SMR - PC | 0 | DEKY | KY Core | Gas/Oil:Combustion Turbine | Woodsdale 3 | 2031 | CO2 | 14584.0629 | 117 | 1742.4209
DEKY 2024 IRP Core EB2 Retire by '42 - NS SMR - PC | 0 | DEKY | KY Core | Gas/Oil:Combustion Turbine | Woodsdale 3 | 2031 | NOx | 14.8334 | 0.119 | 1.7722 | 25.0764 | 1.498
DEKY 2024 IRP Core EB2 Retire by '42 - NS SMR - PC | 0 | DEKY | KY Core | Gas/Oil:Combustion Turbine | Woodsdale 3 | 2032 | CO2 | 12157.5477 | 117 | 1732.3872
DEKY 2024 IRP Core EB2 Retire by '42 - NS SMR - PC | 0 | DEKY | KY Core | Gas/Oil:Combustion Turbine | Woodsdale 3 | 2032 | NOx | 12.3654 | 0.119 | 1.762 | 2.7858 | 0.19848
DEKY 2024 IRP Core EB2 Retire by '42 - NS SMR - PC | 0 | DEKY | KY Core | Gas/Oil:Combustion Turbine | Woodsdale 3 | 2033 | CO2 | 2815.229 | 117 | 1711.3854
DEKY 2024 IRP Core EB2 Retire by '42 - NS SMR - PC | 0 | DEKY | KY Core | Gas/Oil:Combustion Turbine | Woodsdale 3 | 2033 | NOx | 2.8634 | 0.119 | 1.7406 | 0.0058412 | 0.0017755
DEKY 2024 IRP Core EB2 Retire by '42 - NS SMR - PC | 0 | DEKY | KY Core | Gas/Oil:Combustion Turbine | Woodsdale 3 | 2034 | CO2 | 846.3098 | 117 | 1763.1455
DEKY 2024 IRP Core EB2 Retire by '42 - NS SMR - PC | 0 | DEKY | KY Core | Gas/Oil:Combustion Turbine | Woodsdale 3 | 2034 | NOx | 0.86078 | 0.119 | 1.7933 | 2.4646 | 2.5672
DEKY 2024 IRP Core EB2 Retire by '42 - NS SMR - PC | 0 | DEKY | KY Core | Gas/Oil:Combustion Turbine | Woodsdale 4 | 2024 | CO2 | 184077.3812 | 116.9999 | 1743.0006
DEKY 2024 IRP Core EB2 Retire by '42 - NS SMR - PC | 0 | DEKY | KY Core | Gas/Oil:Combustion Turbine | Woodsdale 4 | 2024 | NOx | 187.224 | 0.119 | 1.7728 | 91.0843 | 0.43123
DEKY 2024 IRP Core EB2 Retire by '42 - NS SMR - PC | 0 | DEKY | KY Core | Gas/Oil:Combustion Turbine | Woodsdale 4 | 2025 | CO2 | 34280.999 | 117 | 1734.3329
DEKY 2024 IRP Core EB2 Retire by '42 - NS SMR - PC | 0 | DEKY | KY Core | Gas/Oil:Combustion Turbine | Woodsdale 4 | 2025 | NOx | 34.867 | 0.119 | 1.764 | 34.4786 | 0.87216
DEKY 2024 IRP Core EB2 Retire by '42 - NS SMR - PC | 0 | DEKY | KY Core | Gas/Oil:Combustion Turbine | Woodsdale 4 | 2026 | CO2 | 21341.3358 | 117 | 1729.9623
DEKY 2024 IRP Core EB2 Retire by '42 - NS SMR - PC | 0 | DEKY | KY Core | Gas/Oil:Combustion Turbine | Woodsdale 4 | 2026 | NOx | 21.7061 | 0.119 | 1.7595 | 17.0479 | 0.69097
DEKY 2024 IRP Core EB2 Retire by '42 - NS SMR - PC | 0 | DEKY | KY Core | Gas/Oil:Combustion Turbine | Woodsdale 4 | 2027 | CO2 | 19136.8928 | 117 | 1732.3943
DEKY 2024 IRP Core EB2 Retire by '42 - NS SMR - PC | 0 | DEKY | KY Core | Gas/Oil:Combustion Turbine | Woodsdale 4 | 2027 | NOx | 19.464 | 0.119 | 1.762 | 12.7966 | 0.57922
DEKY 2024 IRP Core EB2 Retire by '42 - NS SMR - PC | 0 | DEKY | KY Core | Gas/Oil:Combustion Turbine | Woodsdale 4 | 2028 | CO2 | 9489.4163 | 117 | 1743.0643
DEKY 2024 IRP Core EB2 Retire by '42 - NS SMR - PC | 0 | DEKY | KY Core | Gas/Oil:Combustion Turbine | Woodsdale 4 | 2028 | NOx | 9.6516 | 0.119 | 1.7729 | 12.1096 | 1.1122
DEKY 2024 IRP Core EB2 Retire by '42 - NS SMR - PC | 0 | DEKY | KY Core | Gas/Oil:Combustion Turbine | Woodsdale 4 | 2029 | CO2 | 8499.2679 | 117 | 1740.9041
DEKY 2024 IRP Core EB2 Retire by '42 - NS SMR - PC | 0 | DEKY | KY Core | Gas/Oil:Combustion Turbine | Woodsdale 4 | 2029 | NOx | 8.6446 | 0.119 | 1.7707 | 9.7877 | 1.0024
DEKY 2024 IRP Core EB2 Retire by '42 - NS SMR - PC | 0 | DEKY | KY Core | Gas/Oil:Combustion Turbine | Woodsdale 4 | 2030 | CO2 | 25598.3376 | 117 | 1732.1805
DEKY 2024 IRP Core EB2 Retire by '42 - NS SMR - PC | 0 | DEKY | KY Core | Gas/Oil:Combustion Turbine | Woodsdale 4 | 2030 | NOx | 26.0359 | 0.119 | 1.7618 | 18.5195 | 0.62659
DEKY 2024 IRP Core EB2 Retire by '42 - NS SMR - PC | 0 | DEKY | KY Core | Gas/Oil:Combustion Turbine | Woodsdale 4 | 2031 | CO2 | 20660.5668 | 117 | 1733.4144
DEKY 2024 IRP Core EB2 Retire by '42 - NS SMR - PC | 0 | DEKY | KY Core | Gas/Oil:Combustion Turbine | Woodsdale 4 | 2031 | NOx | 21.0137 | 0.119 | 1.763 | 22.0758 | 0.92608
DEKY 2024 IRP Core EB2 Retire by '42 - NS SMR - PC | 0 | DEKY | KY Core | Gas/Oil:Combustion Turbine | Woodsdale 4 | 2032 | CO2 | 13259.2787 | 117 | 1746.7563
DEKY 2024 IRP Core EB2 Retire by '42 - NS SMR - PC | 0 | DEKY | KY Core | Gas/Oil:Combustion Turbine | Woodsdale 4 | 2032 | NOx | 13.4859 | 0.119 | 1.7766 | 12.3917 | 0.81623
DEKY 2024 IRP Core EB2 Retire by '42 - NS SMR - PC | 0 | DEKY | KY Core | Gas/Oil:Combustion Turbine | Woodsdale 4 | 2033 | CO2 | 2815.229 | 117 | 1711.3854
DEKY 2024 IRP Core EB2 Retire by '42 - NS SMR - PC | 0 | DEKY | KY Core | Gas/Oil:Combustion Turbine | Woodsdale 4 | 2033 | NOx | 2.8634 | 0.119 | 1.7406 | 0.0058412 | 0.0017755
DEKY 2024 IRP Core EB2 Retire by '42 - NS SMR - PC | 0 | DEKY | KY Core | Gas/Oil:Combustion Turbine | Woodsdale 5 | 2024 | CO2 | 172387.8184 | 117 | 1767.4408
DEKY 2024 IRP Core EB2 Retire by '42 - NS SMR - PC | 0 | DEKY | KY Core | Gas/Oil:Combustion Turbine | Woodsdale 5 | 2024 | NOx | 175.3346 | 0.119 | 1.7977 | 184.19 | 0.94422
DEKY 2024 IRP Core EB2 Retire by '42 - NS SMR - PC | 0 | DEKY | KY Core | Gas/Oil:Combustion Turbine | Woodsdale 5 | 2025 | CO2 | 39279.2301 | 117 | 1734.7649
DEKY 2024 IRP Core EB2 Retire by '42 - NS SMR - PC | 0 | DEKY | KY Core | Gas/Oil:Combustion Turbine | Woodsdale 5 | 2025 | NOx | 39.9507 | 0.119 | 1.7644 | 31.2432 | 0.68993
DEKY 2024 IRP Core EB2 Retire by '42 - NS SMR - PC | 0 | DEKY | KY Core | Gas/Oil:Combustion Turbine | Woodsdale 5 | 2026 | CO2 | 17647.8934 | 117 | 1733.8742
DEKY 2024 IRP Core EB2 Retire by '42 - NS SMR - PC | 0 | DEKY | KY Core | Gas/Oil:Combustion Turbine | Woodsdale 5 | 2026 | NOx | 17.9496 | 0.119 | 1.7635 | 19.754 | 0.9704
DEKY 2024 IRP Core EB2 Retire by '42 - NS SMR - PC | 0 | DEKY | KY Core | Gas/Oil:Combustion Turbine | Woodsdale 5 | 2027 | CO2 | 16479.5958 | 117 | 1725.1605
DEKY 2024 IRP Core EB2 Retire by '42 - NS SMR - PC | 0 | DEKY | KY Core | Gas/Oil:Combustion Turbine | Woodsdale 5 | 2027 | NOx | 16.7613 | 0.119 | 1.7547 | 5.3587 | 0.28049
DEKY 2024 IRP Core EB2 Retire by '42 - NS SMR - PC | 0 | DEKY | KY Core | Gas/Oil:Combustion Turbine | Woodsdale 5 | 2028 | CO2 | 9577.2483 | 117 | 1739.2625
DEKY 2024 IRP Core EB2 Retire by '42 - NS SMR - PC | 0 | DEKY | KY Core | Gas/Oil:Combustion Turbine | Woodsdale 5 | 2028 | NOx | 9.741 | 0.119 | 1.769 | 12.3555 | 1.1219
DEKY 2024 IRP Core EB2 Retire by '42 - NS SMR - PC | 0 | DEKY | KY Core | Gas/Oil:Combustion Turbine | Woodsdale 5 | 2029 | CO2 | 10621.9919 | 117 | 1736.329
DEKY 2024 IRP Core EB2 Retire by '42 - NS SMR - PC | 0 | DEKY | KY Core | Gas/Oil:Combustion Turbine | Woodsdale 5 | 2029 | NOx | 10.8036 | 0.119 | 1.766 | 12.3576 | 1.01
DEKY 2024 IRP Core EB2 Retire by '42 - NS SMR - PC | 0 | DEKY | KY Core | Gas/Oil:Combustion Turbine | Woodsdale 5 | 2030 | CO2 | 26832.9421 | 117 | 1729.6511
DEKY 2024 IRP Core EB2 Retire by '42 - NS SMR - PC | 0 | DEKY | KY Core | Gas/Oil:Combustion Turbine | Woodsdale 5 | 2030 | NOx | 27.2916 | 0.119 | 1.7592 | 20.1735 | 0.65019
DEKY 2024 IRP Core EB2 Retire by '42 - NS SMR - PC | 0 | DEKY | KY Core | Gas/Oil:Combustion Turbine | Woodsdale 5 | 2031 | CO2 | 21737.7684 | 117 | 1731.6791
DEKY 2024 IRP Core EB2 Retire by '42 - NS SMR - PC | 0 | DEKY | KY Core | Gas/Oil:Combustion Turbine | Woodsdale 5 | 2031 | NOx | 22.1094 | 0.119 | 1.7613 | 25.091 | 0.9994
DEKY 2024 IRP Core EB2 Retire by '42 - NS SMR - PC | 0 | DEKY | KY Core | Gas/Oil:Combustion Turbine | Woodsdale 5 | 2032 | CO2 | 15751.6005 | 117 | 1739.0094
DEKY 2024 IRP Core EB2 Retire by '42 - NS SMR - PC | 0 | DEKY | KY Core | Gas/Oil:Combustion Turbine | Woodsdale 5 | 2032 | NOx | 16.0209 | 0.119 | 1.7687 | 12.8457 | 0.7091
DEKY 2024 IRP Core EB2 Retire by '42 - NS SMR - PC | 0 | DEKY | KY Core | Gas/Oil:Combustion Turbine | Woodsdale 5 | 2033 | CO2 | 2815.229 | 117 | 1711.3854
DEKY 2024 IRP Core EB2 Retire by '42 - NS SMR - PC | 0 | DEKY | KY Core | Gas/Oil:Combustion Turbine | Woodsdale 5 | 2033 | NOx | 2.8634 | 0.119 | 1.7406 | 0.0058412 | 0.0017755
DEKY 2024 IRP Core EB2 Retire by '42 - NS SMR - PC | 0 | DEKY | KY Core | Gas/Oil:Combustion Turbine | Woodsdale 5 | 2034 | CO2 | 846.3098 | 117 | 1763.1455
DEKY 2024 IRP Core EB2 Retire by '42 - NS SMR - PC | 0 | DEKY | KY Core | Gas/Oil:Combustion Turbine | Woodsdale 5 | 2034 | NOx | 0.86078 | 0.119 | 1.7933 | 2.4646 | 2.5672
DEKY 2024 IRP Core EB2 Retire by '42 - NS SMR - PC | 0 | DEKY | KY Core | Gas/Oil:Combustion Turbine | Woodsdale 6 | 2024 | CO2 | 186377.1809 | 116.9999 | 1760.0543
DEKY 2024 IRP Core EB2 Retire by '42 - NS SMR - PC | 0 | DEKY | KY Core | Gas/Oil:Combustion Turbine | Woodsdale 6 | 2024 | NOx | 189.5631 | 0.119 | 1.7901 | 125.9594 | 0.59475
DEKY 2024 IRP Core EB2 Retire by '42 - NS SMR - PC | 0 | DEKY | KY Core | Gas/Oil:Combustion Turbine | Woodsdale 6 | 2025 | CO2 | 42989.1141 | 117 | 1732.1538
DEKY 2024 IRP Core EB2 Retire by '42 - NS SMR - PC | 0 | DEKY | KY Core | Gas/Oil:Combustion Turbine | Woodsdale 6 | 2025 | NOx | 43.724 | 0.119 | 1.7618 | 36.3789 | 0.73291
DEKY 2024 IRP Core EB2 Retire by '42 - NS SMR - PC | 0 | DEKY | KY Core | Gas/Oil:Combustion Turbine | Woodsdale 6 | 2026 | CO2 | 21024.4491 | 117 | 1730.0797
DEKY 2024 IRP Core EB2 Retire by '42 - NS SMR - PC | 0 | DEKY | KY Core | Gas/Oil:Combustion Turbine | Woodsdale 6 | 2026 | NOx | 21.3838 | 0.119 | 1.7597 | 19.7609 | 0.81305
DEKY 2024 IRP Core EB2 Retire by '42 - NS SMR - PC | 0 | DEKY | KY Core | Gas/Oil:Combustion Turbine | Woodsdale 6 | 2027 | CO2 | 20005.682 | 117 | 1731.7189
DEKY 2024 IRP Core EB2 Retire by '42 - NS SMR - PC | 0 | DEKY | KY Core | Gas/Oil:Combustion Turbine | Woodsdale 6 | 2027 | NOx | 20.3477 | 0.119 | 1.7613 | 15.2284 | 0.65909
DEKY 2024 IRP Core EB2 Retire by '42 - NS SMR - PC | 0 | DEKY | KY Core | Gas/Oil:Combustion Turbine | Woodsdale 6 | 2028 | CO2 | 9577.2483 | 117 | 1739.2625
DEKY 2024 IRP Core EB2 Retire by '42 - NS SMR - PC | 0 | DEKY | KY Core | Gas/Oil:Combustion Turbine | Woodsdale 6 | 2028 | NOx | 9.741 | 0.119 | 1.769 | 12.3555 | 1.1219
DEKY 2024 IRP Core EB2 Retire by '42 - NS SMR - PC | 0 | DEKY | KY Core | Gas/Oil:Combustion Turbine | Woodsdale 6 | 2029 | CO2 | 10621.9919 | 117 | 1736.329
DEKY 2024 IRP Core EB2 Retire by '42 - NS SMR - PC | 0 | DEKY | KY Core | Gas/Oil:Combustion Turbine | Woodsdale 6 | 2029 | NOx | 10.8036 | 0.119 | 1.766 | 12.3576 | 1.01
DEKY 2024 IRP Core EB2 Retire by '42 - NS SMR - PC | 0 | DEKY | KY Core | Gas/Oil:Combustion Turbine | Woodsdale 6 | 2030 | CO2 | 29308.0505 | 117 | 1733.5578
DEKY 2024 IRP Core EB2 Retire by '42 - NS SMR - PC | 0 | DEKY | KY Core | Gas/Oil:Combustion Turbine | Woodsdale 6 | 2030 | NOx | 29.809 | 0.119 | 1.7632 | 26.4886 | 0.78339
DEKY 2024 IRP Core EB2 Retire by '42 - NS SMR - PC | 0 | DEKY | KY Core | Gas/Oil:Combustion Turbine | Woodsdale 6 | 2031 | CO2 | 20450.7013 | 117 | 1732.9634
DEKY 2024 IRP Core EB2 Retire by '42 - NS SMR - PC | 0 | DEKY | KY Core | Gas/Oil:Combustion Turbine | Woodsdale 6 | 2031 | NOx | 20.8003 | 0.119 | 1.7626 | 25.0883 | 1.063
DEKY 2024 IRP Core EB2 Retire by '42 - NS SMR - PC | 0 | DEKY | KY Core | Gas/Oil:Combustion Turbine | Woodsdale 6 | 2032 | CO2 | 15751.6005 | 117 | 1739.0094
DEKY 2024 IRP Core EB2 Retire by '42 - NS SMR - PC | 0 | DEKY | KY Core | Gas/Oil:Combustion Turbine | Woodsdale 6 | 2032 | NOx | 16.0209 | 0.119 | 1.7687 | 12.8457 | 0.7091
DEKY 2024 IRP Core EB2 Retire by '42 - NS SMR - PC | 0 | DEKY | KY Core | Gas/Oil:Combustion Turbine | Woodsdale 6 | 2033 | CO2 | 2815.229 | 117 | 1711.3854
DEKY 2024 IRP Core EB2 Retire by '42 - NS SMR - PC | 0 | DEKY | KY Core | Gas/Oil:Combustion Turbine | Woodsdale 6 | 2033 | NOx | 2.8634 | 0.119 | 1.7406 | 0.0058412 | 0.0017755
DEKY 2024 IRP Core EB2 Retire by '42 - NS SMR - PC | 0 | DEKY | KY Core | Gas/Oil:Combustion Turbine | Woodsdale 6 | 2034 | CO2 | 846.3098 | 117 | 1763.1455
DEKY 2024 IRP Core EB2 Retire by '42 - NS SMR - PC | 0 | DEKY | KY Core | Gas/Oil:Combustion Turbine | Woodsdale 6 | 2034 | NOx | 0.86078 | 0.119 | 1.7933 | 2.4646 | 2.5672

## Resource Capital
Scenario | RunID | Year | BA | Area | Name | Added | Active | Installed Cost