## Area Annual
Scenario | RunID | BA | Area | Year | Peak (MW) | Coincident Peak (MW) | Capacity (MW) | Net Capacity Imports (MW) | Reserve Margin (%) | Load Factor (%) | Firm Capacity (MW) | Energy (GWh) | Sales (GWh) | Purchases (GWh) | Net Generation (GWh) | Total Production Cost ($000) | Profitability ($000) | Average Production Cost ($/MWh) | Load Wt Price ($/MWh) | Optimized Production Cost ($000) | Energy Market Cost ($000) | Capacity Market Cost ($000) | Sales Value ($000) | Purchase Cost ($000) | RTC Price ($/MWh) | On-Peak Price ($/MWh) | Off-Peak Price ($/MWh) | Non-Spin Price ($/MWh) | Spin Price ($/MWh) | Reg Up Price ($/MWh) | Reg Down Price ($/MWh) | Supp Up Price ($/MWh) | Supp Down Price ($/MWh) | Capacity Price ($/kW-yr) | LOLH (hours) | LOLE (days) | EUE (MWh) | Curtailed (MWh) | Peak After EE (MW) | Peak After Solar (MW) | Peak After Batteries (MW) | Capital Expense ($000) | Carrying Costs ($000) | Non Spinning (GWh) | Spinning (GWh) | Reg Up (GWh) | Reg Down (GWh) | Supp Offline (GWh) | Supp Up Online (GWh) | Supp Down (GWh)
DEKY 2024 IRP 111 EB2 DFO '30 - NS CC Forced Solar from '29 - PC | 0 | DEKY | KY Core | 2024 | 807.6488 | 807.6488 | 1182.9349 |  | 9.9541 | 60.4492 | 888.0431 | 4288.5033 | 1209.8121 | 1576.2519 | 3922.0646 | 152928.6201 | 29223.8771 | 38.9919 | 40.7035 | 152928.6346 |  |  | 60910.9572 | 53315.7488 | 39.3883 | 48.4874 | 31.4382 | 0.8807 | 0.8807 | 0.8807 | 0.00099999 | 0 | 0 | 0 |  |  |  |  | 807.6488 | 803.473 | 803.473 | [5 empty] | 17.6326
DEKY 2024 IRP 111 EB2 DFO '30 - NS CC Forced Solar from '29 - PC | 0 | DEKY | KY Core | 2025 | 809.5715 | 809.5715 | 1182.9988 |  | 9.6701 | 60.4073 | 887.8578 | 4283.9957 | 543.1197 | 2291.5468 | 2535.5686 | 114545.2679 | 15539.6974 | 45.1754 | 44.4174 | 114545.2707 |  |  | 29807.9246 | 90007.0925 | 43.1518 | 52.0133 | 35.4264 | 0.55167 | 0.55167 | 0.55167 | 0.00099999 | 0 | 0 | 0 |  |  |  |  | 809.5715 | 808.5655 | 808.5655 | [5 empty] | 17.5966
DEKY 2024 IRP 111 EB2 DFO '30 - NS CC Forced Solar from '29 - PC | 0 | DEKY | KY Core | 2026 | 812.2 | 812.2 | 1183.0634 |  | 9.3038 | 60.305 | 887.7655 | 4290.6235 | 574.6162 | 1676.1073 | 3189.1326 | 127934.5182 | 32656.6047 | 40.1158 | 46.5886 | 127934.5458 |  |  | 29655.6926 | 68958.6176 | 45.3235 | 53.7878 | 37.89 | 0.54534 | 0.54534 | 0.54534 | 0.00099999 | 0 | 0 | 0 |  |  |  |  | 812.2 | 808.472 | 808.472 | [5 empty] | 17.5966
DEKY 2024 IRP 111 EB2 DFO '30 - NS CC Forced Solar from '29 - PC | 0 | DEKY | KY Core | 2027 | 811.9461 | 811.9461 | 1183.1285 |  | 9.3266 | 60.241 | 887.6732 | 4284.7301 | 730.2449 | 1327.6401 | 3687.3346 | 119637.712 | 54390.5277 | 32.4456 | 47.0976 | 119637.735 |  |  | 32692.0981 | 60464.4459 | 45.9253 | 54.3024 | 38.5684 | 0.54811 | 0.54811 | 0.54811 | 0.00099999 | 0 | 0 | 0 |  |  |  |  | 811.9461 | 808.2181 | 808.2181 | 29989.4688 |  |  |  |  | 17.5966
DEKY 2024 IRP 111 EB2 DFO '30 - NS CC Forced Solar from '29 - PC | 0 | DEKY | KY Core | 2028 | 812.0928 | 812.0928 | 1183.1944 |  | 9.2955 | 60.1471 | 887.5807 | 4290.55 | 650.4233 | 1476.248 | 3464.7266 | 113732.3018 | 45318.4938 | 32.8258 | 45.4188 | 113732.3228 |  |  | 28205.2349 | 64026.0217 | 44.2731 | 52.5333 | 37.1086 | 0.50413 | 0.50413 | 0.50413 | 0.00099999 | 0 | 0 | 0 |  |  |  |  | 812.0928 | 808.3647 | 808.3647 | 94257.7773 |  |  |  |  | 17.6326
DEKY 2024 IRP 111 EB2 DFO '30 - NS CC Forced Solar from '29 - PC | 0 | DEKY | KY Core | 2029 | 812.1709 | 812.1709 | 1233.1944 |  | 9.5312 | 60.1928 | 889.5807 | 4282.4865 | 617.1517 | 1456.7938 | 3442.8444 | 110329.5216 | 48298.5391 | 32.046 | 44.6653 | 110329.6399 |  |  | 27484.5403 | 60135.1172 | 43.5796 | 51.8242 | 36.392 | 0.47014 | 0.47014 | 0.47014 | 0.00099999 | 0 | 0 | 0 |  |  |  |  | 812.1709 | 794.7056 | 794.7056 | 41568.1484 | 10343.0703 |  |  |  | 112.2024
DEKY 2024 IRP 111 EB2 DFO '30 - NS CC Forced Solar from '29 - PC | 0 | DEKY | KY Core | 2030 | 821.9234 | 821.9234 | 1233.1944 |  | 8.1594 | 60.5912 | 888.9877 | 4362.5937 | 552.7536 | 1673.7282 | 3241.6194 | 124769.4373 | 35133.7042 | 38.4898 | 45.6574 | 124769.5643 |  |  | 28057.5188 | 67339.4279 | 44.5598 | 52.6684 | 37.4908 | 0.40652 | 0.40652 | 0.40652 | 0.00099999 | 0 | 0 | 0 |  |  |  |  | 821.9234 | 815.5114 | 815.5114 | 51670.875 | 10123.0479 |  |  |  | 112.2024
DEKY 2024 IRP 111 EB2 DFO '30 - NS CC Forced Solar from '29 - PC | 0 | DEKY | KY Core | 2031 | 827.3578 | 827.3578 | 1283.1944 |  | 7.8116 | 60.296 | 891.9877 | 4370.0472 | 587.0844 | 1790.3326 | 3166.7988 | 115372.0491 | 45523.3603 | 36.4318 | 46.4933 | 115372.2892 |  |  | 30658.9023 | 72941.5703 | 45.2763 | 53.4668 | 38.1359 | 0.37168 | 0.37168 | 0.37168 | 0.00099999 | 0 | 0 | 0 |  |  |  |  | 827.3578 | 816.1599 | 816.1599 | 43431.649 | 20030.416 |  |  |  | 219.5688
DEKY 2024 IRP 111 EB2 DFO '30 - NS CC Forced Solar from '29 - PC | 0 | DEKY | KY Core | 2032 | 831.2224 | 831.2224 | 1283.1944 |  | 7.1789 | 60.1225 | 890.8947 | 4389.8188 | 784.9538 | 1484.8686 | 3689.9035 | 139910.6742 | 50246.4496 | 37.9172 | 49.8093 | 139910.8878 |  |  | 41213.8925 | 69710.7648 | 48.9562 | 54.3479 | 44.2108 | 0.20781 | 0.20781 | 0.20781 | 0.00099999 | 0 | 0 | 0 |  |  |  |  | 831.2224 | 787.9222 | 787.9222 | 59282.2776 | 18172.1494 |  |  |  | 218.7435
DEKY 2024 IRP 111 EB2 DFO '30 - NS CC Forced Solar from '29 - PC | 0 | DEKY | KY Core | 2033 | 838.3185 | 838.3185 | 1333.1944 |  | 6.5698 | 59.9221 | 893.3947 | 4400.4806 | 520.1685 | 1702.7981 | 3217.8518 | 115141.8389 | 44802.5271 | 35.7822 | 48.1333 | 115142.1525 |  |  | 24767.5589 | 76633.0805 | 47.3589 | 52.5151 | 42.8637 | 0.1861 | 0.1861 | 0.1861 | 0.00099999 | 0 | 0 | 0 |  |  |  |  | 838.3185 | 808.83 | 808.83 | 66219.7656 | 23646.4033 |  |  |  | 328.1518
DEKY 2024 IRP 111 EB2 DFO '30 - NS CC Forced Solar from '29 - PC | 0 | DEKY | KY Core | 2034 | 843.7328 | 843.7328 | 1333.1944 |  | 5.886 | 59.8051 | 893.3947 | 4420.258 | 388.4364 | 2147.5362 | 2661.158 | 94356.3115 | 38392.6061 | 35.4569 | 46.8212 | 94356.6379 |  |  | 18970.5092 | 93183.5005 | 46.1013 | 50.8212 | 42.0166 | 0.17426 | 0.17426 | 0.17426 | 0.00099999 | 0 | 0 | 0 |  |  |  |  | 843.7328 | 812.0431 | 812.0431 | 143921.583 | 23974.2002 |  |  |  | 327.2581
DEKY 2024 IRP 111 EB2 DFO '30 - NS CC Forced Solar from '29 - PC | 0 | DEKY | KY Core | 2035 | 861.8912 | 861.8912 | 1383.1944 |  | 3.9452 | 59.9295 | 895.8947 | 4524.7767 | 236.403 | 2769.5783 | 1991.6012 | 58474.7309 | 45119.9582 | 29.3607 | 46.6597 | 58475.1798 |  |  | 12519.5102 | 120049.7905 | 45.9884 | 50.477 | 42.0752 | 0.11644 | 0.11644 | 0.11644 | 0.00099999 | 0 | 0 | 0 |  |  |  |  | 861.8912 | 829.8719 | 829.8719 | 261525.9805 | 33043.0635 |  |  |  | 436.7012
DEKY 2024 IRP 111 EB2 DFO '30 - NS CC Forced Solar from '29 - PC | 0 | DEKY | KY Core | 2036 | 872.0371 | 872.0371 | 1383.1944 |  | 2.7358 | 59.5402 | 895.8947 | 4560.7604 | 192.3642 | 2997.0736 | 1756.0509 | 47862.217 | 44874.8671 | 27.2556 | 47.5152 | 47862.6557 |  |  | 10262.3464 | 134231.3383 | 46.7382 | 51.2651 | 42.7829 | 0.1387 | 0.1387 | 0.1387 | 0.00099999 | 0 | 0 | 0 |  |  |  |  | 872.0371 | 851.2661 | 851.2661 | 394444.8066 | 33305.7002 |  |  |  | 439.4509
DEKY 2024 IRP 111 EB2 DFO '30 - NS CC Forced Solar from '29 - PC | 0 | DEKY | KY Core | 2037 | 882.0595 | 882.0595 | 1433.1944 |  | 1.8519 | 59.2378 | 898.3947 | 4577.2133 | 194.5463 | 2869.2987 | 1902.4625 | 46758.4822 | 56384.3262 | 24.5779 | 48.7349 | 46759.0374 |  |  | 10874.7519 | 130802.2973 | 48.0227 | 52.2128 | 44.343 | 0.13545 | 0.13545 | 0.13545 | 0.00099999 | 0 | 0 | 0 |  |  |  |  | 882.0595 | 825.1695 | 825.1695 | 416162.2227 | 42308.0146 |  |  |  | 544.6625
DEKY 2024 IRP 111 EB2 DFO '30 - NS CC Forced Solar from '29 - PC | 0 | DEKY | KY Core | 2038 | 891.6783 | 891.6783 | 1433.1944 |  | 0.75323 | 58.928 | 898.3947 | 4602.9294 | 238.8904 | 2838.3145 | 2003.505 | 53586.0413 | 57381.3793 | 26.7461 | 50.3959 | 53586.6055 |  |  | 13559.287 | 134560.9796 | 49.7044 | 53.7707 | 46.1333 | 0.1341 | 0.1341 | 0.1341 | 0.00099999 | 0 | 0 | 0 |  |  |  |  | 891.6783 | 832.2225 | 832.2225 | 362421.6055 | 43057.3433 |  |  |  | 546.505
DEKY 2024 IRP 111 EB2 DFO '30 - NS CC Forced Solar from '29 - PC | 0 | DEKY | KY Core | 2039 | 901.872 | 901.872 | 1540.4454 |  | 0.25998 | 58.6009 | 904.2167 | 4629.7025 | 306.838 | 2075.9264 | 2860.6141 | 59557.3898 | 93770.8229 | 20.8198 | 50.5207 | 59558.7731 |  |  | 17060.0048 | 97668.2317 | 49.8783 | 53.7402 | 46.5115 | 0.15642 | 0.15642 | 0.15642 | 0.00099999 | 0 | 0 | 0 |  |  |  |  | 901.872 | 857.2333 | 857.2333 | 87658.9219 | 170616.4219 |  | 24.926 | 2.2819 | 1354.4042
DEKY 2024 IRP 111 EB2 DFO '30 - NS CC Forced Solar from '29 - PC | 0 | DEKY | KY Core | 2040 | 909.6171 | 909.6171 | 1540.4454 |  | -0.5937 | 58.5308 | 904.2167 | 4676.6527 | 290.4261 | 2085.859 | 2881.2192 | 64935.3603 | 93050.416 | 22.5375 | 51.8877 | 64936.7296 |  |  | 16613.4504 | 101326.7137 | 51.2466 | 54.9055 | 48.0731 | 0.1728 | 0.1728 | 0.1728 | 0.00099999 | 0 | 0 | 0 |  |  |  |  | 909.6171 | 867.3563 | 867.3563 | 97444.5469 | 174044.8745 |  | 22.2468 | 1.0412 | 1357.3435
DEKY 2024 IRP 111 EB2 DFO '30 - NS CC Forced Solar from '29 - PC | 0 | DEKY | KY Market | 2024 | [6 empty] | 0 |  | 1576.2518 | 1209.8121 | 0 |  | 0 |  |  |  | -7595.2073 |  | 53315.7487 | 60910.9571 | 39.3883 | 48.4874 | 31.4382 | [6 empty] | 0
DEKY 2024 IRP 111 EB2 DFO '30 - NS CC Forced Solar from '29 - PC | 0 | DEKY | KY Market | 2025 | [6 empty] | 0 |  | 2291.5466 | 543.1196 | 0 |  | 0 |  |  |  | 60199.1698 |  | 90007.0754 | 29807.9075 | 43.1518 | 52.0133 | 35.4264 | [6 empty] | 0
DEKY 2024 IRP 111 EB2 DFO '30 - NS CC Forced Solar from '29 - PC | 0 | DEKY | KY Market | 2026 | [6 empty] | 0 |  | 1676.107 | 574.6158 | 0 |  | 0 |  |  |  | 39302.9249 |  | 68958.6112 | 29655.6862 | 45.3235 | 53.7878 | 37.89 | [6 empty] | 0
DEKY 2024 IRP 111 EB2 DFO '30 - NS CC Forced Solar from '29 - PC | 0 | DEKY | KY Market | 2027 | [6 empty] | 0 |  | 1327.6402 | 730.245 | 0 |  | 0 |  |  |  | 27772.346 |  | 60464.4465 | 32692.0988 | 45.9253 | 54.3024 | 38.5684 | [6 empty] | 0
DEKY 2024 IRP 111 EB2 DFO '30 - NS CC Forced Solar from '29 - PC | 0 | DEKY | KY Market | 2028 | [6 empty] | 0 |  | 1476.2481 | 650.4234 | 0 |  | 0 |  |  |  | 35820.786 |  | 64026.0282 | 28205.2413 | 44.2731 | 52.5333 | 37.1086 | [6 empty] | 0
DEKY 2024 IRP 111 EB2 DFO '30 - NS CC Forced Solar from '29 - PC | 0 | DEKY | KY Market | 2029 | [6 empty] | 0 |  | 1456.7939 | 617.1517 | 0 |  | 0 |  |  |  | 32650.5751 |  | 60135.114 | 27484.5371 | 43.5796 | 51.8242 | 36.392 | [6 empty] | 0
DEKY 2024 IRP 111 EB2 DFO '30 - NS CC Forced Solar from '29 - PC | 0 | DEKY | KY Market | 2030 | [6 empty] | 0 |  | 1673.7283 | 552.7538 | 0 |  | 0 |  |  |  | 39281.9098 |  | 67339.4239 | 28057.5148 | 44.5598 | 52.6684 | 37.4908 | [6 empty] | 0
DEKY 2024 IRP 111 EB2 DFO '30 - NS CC Forced Solar from '29 - PC | 0 | DEKY | KY Market | 2031 | [6 empty] | 0 |  | 1790.3328 | 587.0845 | 0 |  | 0 |  |  |  | 42282.6694 |  | 72941.5703 | 30658.9023 | 45.2763 | 53.4668 | 38.1359 | [6 empty] | 0
DEKY 2024 IRP 111 EB2 DFO '30 - NS CC Forced Solar from '29 - PC | 0 | DEKY | KY Market | 2032 | [6 empty] | 0 |  | 1484.8684 | 784.9537 | 0 |  | 0 |  |  |  | 28496.8733 |  | 69710.7564 | 41213.8841 | 48.9562 | 54.3479 | 44.2108 | [6 empty] | 0
DEKY 2024 IRP 111 EB2 DFO '30 - NS CC Forced Solar from '29 - PC | 0 | DEKY | KY Market | 2033 | [6 empty] | 0 |  | 1702.7978 | 520.1683 | 0 |  | 0 |  |  |  | 51865.5214 |  | 76633.0808 | 24767.5592 | 47.3589 | 52.5151 | 42.8637 | [6 empty] | 0
DEKY 2024 IRP 111 EB2 DFO '30 - NS CC Forced Solar from '29 - PC | 0 | DEKY | KY Market | 2034 | [6 empty] | 0 |  | 2147.536 | 388.4363 | 0 |  | 0 |  |  |  | 74212.9928 |  | 93183.5027 | 18970.5114 | 46.1013 | 50.8212 | 42.0166 | [6 empty] | 0
DEKY 2024 IRP 111 EB2 DFO '30 - NS CC Forced Solar from '29 - PC | 0 | DEKY | KY Market | 2035 | [6 empty] | 0 |  | 2769.5782 | 236.4029 | 0 |  | 0 |  |  |  | 107530.2808 |  | 120049.7986 | 12519.5183 | 45.9884 | 50.477 | 42.0752 | [6 empty] | 0
DEKY 2024 IRP 111 EB2 DFO '30 - NS CC Forced Solar from '29 - PC | 0 | DEKY | KY Market | 2036 | [6 empty] | 0 |  | 2997.0733 | 192.3639 | 0 |  | 0 |  |  |  | 123968.9875 |  | 134231.333 | 10262.3411 | 46.7382 | 51.2651 | 42.7829 | [6 empty] | 0
DEKY 2024 IRP 111 EB2 DFO '30 - NS CC Forced Solar from '29 - PC | 0 | DEKY | KY Market | 2037 | [6 empty] | 0 |  | 2869.2986 | 194.5462 | 0 |  | 0 |  |  |  | 119927.5474 |  | 130802.3091 | 10874.7637 | 48.0227 | 52.2128 | 44.343 | [6 empty] | 0
DEKY 2024 IRP 111 EB2 DFO '30 - NS CC Forced Solar from '29 - PC | 0 | DEKY | KY Market | 2038 | [6 empty] | 0 |  | 2838.3146 | 238.8905 | 0 |  | 0 |  |  |  | 121001.6935 |  | 134560.9749 | 13559.2822 | 49.7044 | 53.7707 | 46.1333 | [6 empty] | 0
DEKY 2024 IRP 111 EB2 DFO '30 - NS CC Forced Solar from '29 - PC | 0 | DEKY | KY Market | 2039 | [6 empty] | 0 |  | 2075.9263 | 306.8379 | 0 |  | 0 |  |  |  | 80608.2278 |  | 97668.2241 | 17059.9973 | 49.8783 | 53.7402 | 46.5115 | [6 empty] | 0
DEKY 2024 IRP 111 EB2 DFO '30 - NS CC Forced Solar from '29 - PC | 0 | DEKY | KY Market | 2040 | [6 empty] | 0 |  | 2085.8592 | 290.4263 | 0 |  | 0 |  |  |  | 84713.2631 |  | 101326.7188 | 16613.4555 | 51.2466 | 54.9055 | 48.0731 | [6 empty] | 0

## Resource Annual
Scenario | RunID | BA | Area | Type | Resource | Year | Units | Capacity (MW) | Firm Capacity (MW) | Availability (%) | Generation (GWh) | Capacity Factor (%) | Energy Required (GWh) | Curtailed (MWh) | Marginal Hours | Unit Hours | Unit Starts | Avg Heat Rate (Btu/kWh) | Heat Required (mmBtu) | Fuel Costs ($000) | Program Costs ($000) | Avg Fuel Cost ($/mmBtu) | Commitment Costs ($000) | Non-Fuel Variable Cost ($000) | Total Energy Cost ($000) | Average Energy Cost ($/MWh) | Fixed Cost ($000) | Total Cost ($000) | Optimized Cost ($000) | Non Spinning (GWh) | Spinning (GWh) | Reg Up (GWh) | Reg Down (GWh) | Supp Offline (GWh) | Supp Up Online (GWh) | Supp Down (GWh) | Realized Price ($/MWh) | Energy Value ($000) | Ancillary Value ($000) | Capacity Bid ($/kW-yr) | Capacity Value ($000) | Profits ($000) | Externality Costs ($000) | Payback Cost ($000) | PTC ($000)
DEKY 2024 IRP 111 EB2 DFO '30 - NS CC Forced Solar from '29 - PC | 0 | DEKY | KY Core | Coal:Conventional | East Bend 2 | 2024 | 1 | 600 | 498.96 | 63.1148 | 1716.1 | 32.5611 |  |  |  | 4166 | 6 | 11119.2001 | 19124319.125 | 49269.0833 | 749.8896 | 2.6155 | 1105.3 | 23629.1 | 74753.374 | 43.56 |  | 74753.374 | 74753.3579 | [7 empty] | 48.5962 | 83395.8953 |  |  | 0 | 8642.5212
DEKY 2024 IRP 111 EB2 DFO '30 - NS CC Forced Solar from '29 - PC | 0 | DEKY | KY Core | Coal:Conventional | East Bend 2 | 2025 | 1 | 600 | 498.96 | 63.0137 | 2208 | 42.0091 |  |  |  | 4995 | 8 | 11009.316 | 24365449.75 | 63164.4202 | 747.5381 | 2.6231 | 1294.4 | 31495.33 | 96701.6895 | 43.7961 | 32574.082 | 129275.7715 | 96701.6743 | [7 empty] | 49.856 | 110082.0293 |  |  | 0 | -19193.7422
DEKY 2024 IRP 111 EB2 DFO '30 - NS CC Forced Solar from '29 - PC | 0 | DEKY | KY Core | Coal:Conventional | East Bend 2 | 2026 | 1 | 600 | 498.96 | 67.6712 | 3013.7 | 57.3383 |  |  |  | 5797 | 9 | 10784.271 | 32564547.625 | 70495.2034 | 1250.3393 | 2.2032 | 1492.2 | 44326.53 | 117564.2725 | 39.0099 | 76066.6875 | 193630.96 | 117564.2812 | [7 empty] | 49.2339 | 148376.3213 |  |  | 0 | -45254.6387
DEKY 2024 IRP 111 EB2 DFO '30 - NS CC Forced Solar from '29 - PC | 0 | DEKY | KY Core | Coal:Conventional | East Bend 2 | 2027 | 1 | 600 | 498.96 | 67.6712 | 3524.3 | 67.0529 |  |  |  | 5928 | 10 | 10623.7901 | 37512523.375 | 83685.0093 | 1597.7808 | 2.2734 | 1700 | 23514 | 110496.7935 | 31.3528 |  | 110496.7935 | 110496.7988 | [7 empty] | 46.3772 | 163447.1602 |  |  | 0 | 52950.3667
DEKY 2024 IRP 111 EB2 DFO '30 - NS CC Forced Solar from '29 - PC | 0 | DEKY | KY Core | Coal:Conventional | East Bend 2 | 2028 | 1 | 600 | 498.96 | 66.1202 | 3387.2 | 64.2684 |  |  |  | 5777 | 11 | 10639.4068 | 36116008.875 | 83246.7036 | 1500.2132 | 2.3465 | 1916.2 | 23273.55 | 109936.6665 | 32.4565 |  | 109936.6665 | 109936.6702 | [7 empty] | 45.5145 | 154166.8115 |  |  | 0 | 44230.145
DEKY 2024 IRP 111 EB2 DFO '30 - NS CC Forced Solar from '29 - PC | 0 | DEKY | KY Core | Coal:Conventional | East Bend 2 | 2029 | 1 | 600 | 498.96 | 66.3014 | 3230.3 | 61.4593 |  |  |  | 5623 | 8 | 10662.7749 | 34500841.5625 | 83021.3411 | 1509.9703 | 2.4501 | 1428.8 | 22932.1 | 108892.2083 | 33.7096 |  | 108892.2083 | 108892.2141 | [7 empty] | 45.679 | 147556.8372 |  |  | 0 | 38664.6289
DEKY 2024 IRP 111 EB2 DFO '30 - NS CC Forced Solar from '29 - PC | 0 | DEKY | KY Core | Coal:Conventional | East Bend 2 | 2030 | 1 | 600 | 498.96 | 66.3014 | 2874.4 | 54.688 |  |  |  | 5534 | 7 | 10893.2703 | 31361386.5 | 90820.302 | 1230.5097 | 2.9352 | 1281.7 | 21339.15 | 114671.6626 | 39.8941 | 113334.6914 | 228006.354 | 114671.6765 | [7 empty] | 48.5691 | 139606.8877 |  |  | 0 | -88399.4663
DEKY 2024 IRP 111 EB2 DFO '30 - NS CC Forced Solar from '29 - PC | 0 | DEKY | KY Core | Coal:Conventional | East Bend 2 | 2031 | 1 | 600 | 498.96 | 66.0274 | 2779.4 | 52.8805 |  |  |  | 5359 | 8 | 10895.1783 | 30338938.625 | 90199.6934 | 1106.0006 | 3.0095 | 1500.8 | 21214.74 | 114021.2366 | 41.0237 | 17227.9995 | 131249.2361 | 114021.2583 | [7 empty] | 50.1261 | 139320.4901 |  |  | 0 | 8071.254
DEKY 2024 IRP 111 EB2 DFO '30 - NS CC Forced Solar from '29 - PC | 0 | DEKY | KY Core | Coal:Conventional | East Bend 2 | 2032 | 1 | 600 | 498.96 | 66.1202 | 3314.5 | 62.889 |  |  |  | 5715 | 8 | 10758.3569 | 35715453.9375 | 110220.5447 | 1585.5957 | 3.1305 | 1538.4 | 25641.03 | 138985.5745 | 41.9326 | 17227.9995 | 156213.574 | 138985.5685 | [7 empty] | 50.7953 | 168361.0242 |  |  | 0 | 12147.4502
DEKY 2024 IRP 111 EB2 DFO '30 - NS CC Forced Solar from '29 - PC | 0 | DEKY | KY Core | Coal:Conventional | East Bend 2 | 2033 | 1 | 600 | 498.96 | 66.3014 | 2889.7 | 54.9791 |  |  |  | 5232 | 10 | 10816.2915 | 31326937.8125 | 103857.4393 | 1383.7947 | 3.3594 | 1971.0001 | 23195.48 | 130407.7161 | 45.1285 | 17227.9995 | 147635.7156 | 130407.7019 | [7 empty] | 49.9392 | 144309.3843 |  |  | 0 | -3326.3313
DEKY 2024 IRP 111 EB2 DFO '30 - NS CC Forced Solar from '29 - PC | 0 | DEKY | KY Core | Coal:Conventional | East Bend 2 | 2034 | 1 | 600 | 498.96 | 66.3014 | 2333.8999 | 44.4045 |  |  |  | 4439 | 9 | 10877.6304 | 25451290.9375 | 87674.5231 | 1064.894 | 3.4866 | 1818.9001 | 19440.98 | 109999.2957 | 47.1311 | 17227.9995 | 127227.2952 | 109999.2947 | [7 empty] | 50.4268 | 117691.0352 |  |  | 0 | -9536.26
DEKY 2024 IRP 111 EB2 DFO '30 - NS CC Forced Solar from '29 - PC | 0 | DEKY | KY Core | Coal:Conventional | East Bend 2 | 2035 | 1 | 600 | 498.96 | 66.0274 | 1554.9 | 29.5833 |  |  |  | 3224 | 6 | 10992.7132 | 17135229.6875 | 64312.4943 | 567.5978 | 3.7864 | 1242.6 | 13522.18 | 79644.8689 | 51.2219 | 109478.0039 | 189122.8728 | 79644.8819 | [7 empty] | 53.7463 | 83570.0873 |  |  | 0 | -105552.7856
DEKY 2024 IRP 111 EB2 DFO '30 - NS CC Forced Solar from '29 - PC | 0 | DEKY | KY Core | Coal:Conventional | East Bend 2 | 2036 | 1 | 600 | 498.96 | 66.1202 | 1316.6 | 24.981 |  |  |  | 2726 | 7 | 10990.726 | 14520159.7812 | 56098.4746 | 366.6015 | 3.8887 | 1486.1 | 11794.13 | 69745.3054 | 52.9738 | 17227.9995 | 86973.3049 | 69745.3064 | [7 empty] | 54.8527 | 72219.057 |  |  | 0 | -14754.2479
DEKY 2024 IRP 111 EB2 DFO '30 - NS CC Forced Solar from '29 - PC | 0 | DEKY | KY Core | Coal:Conventional | East Bend 2 | 2037 | 1 | 600 | 498.96 | 66.3014 | 1357.8 | 25.8333 |  |  |  | 2803 | 6 | 10986.6218 | 14960295.0625 | 60464.2399 | 524.4889 | 4.0767 | 1305.6 | 12526.83 | 74821.1591 | 55.1047 | 17227.9995 | 92049.1586 | 74821.1704 | [7 empty] | 57.0255 | 77429.2806 |  |  | 0 | -14619.8779
DEKY 2024 IRP 111 EB2 DFO '30 - NS CC Forced Solar from '29 - PC | 0 | DEKY | KY Core | Coal:Conventional | East Bend 2 | 2038 | 1 | 600 | 498.96 | 66.3014 | 1457 | 27.7207 |  |  |  | 2930 | 5 | 10950.7922 | 15990854.1172 | 67321.716 | 241.7607 | 4.2251 | 1115 | 13790.41 | 82468.8914 | 56.6018 | 17227.9995 | 99696.8909 | 82468.9076 | [7 empty] | 58.0563 | 84588.0895 |  |  | 0 | -15108.8014
DEKY 2024 IRP 111 EB2 DFO '30 - NS CC Forced Solar from '29 - PC | 0 | DEKY | KY Core | Demand:Demand Response | DSM PM DEK | 2024 | 1 | 14.0343 | 0.10806 | 99.9996 | [17 empty] | 0 | [12 empty] | 0 | 0
DEKY 2024 IRP 111 EB2 DFO '30 - NS CC Forced Solar from '29 - PC | 0 | DEKY | KY Core | Demand:Demand Response | DSM PM DEK | 2025 | 1 | 14.0629 | 0.10828 | 99.9998 | [17 empty] | 0 | [12 empty] | 0 | 0
DEKY 2024 IRP 111 EB2 DFO '30 - NS CC Forced Solar from '29 - PC | 0 | DEKY | KY Core | Demand:Demand Response | DSM PM DEK | 2026 | 1 | 14.0908 | 0.1085 | 99.9999 | [17 empty] | 0 | [12 empty] | 0 | 0
DEKY 2024 IRP 111 EB2 DFO '30 - NS CC Forced Solar from '29 - PC | 0 | DEKY | KY Core | Demand:Demand Response | DSM PM DEK | 2027 | 1 | 14.1181 | 0.10871 | 100.0002 | [17 empty] | 0 | [12 empty] | 0 | 0
DEKY 2024 IRP 111 EB2 DFO '30 - NS CC Forced Solar from '29 - PC | 0 | DEKY | KY Core | Demand:Demand Response | DSM PM DEK | 2028 | 1 | 14.1181 | 0.10871 | 100.0002 | [17 empty] | 0 | [12 empty] | 0 | 0
DEKY 2024 IRP 111 EB2 DFO '30 - NS CC Forced Solar from '29 - PC | 0 | DEKY | KY Core | Demand:Demand Response | DSM PM DEK | 2029 | 1 | 14.1181 | 0.10871 | 100.0002 | [17 empty] | 0 | [12 empty] | 0 | 0
DEKY 2024 IRP 111 EB2 DFO '30 - NS CC Forced Solar from '29 - PC | 0 | DEKY | KY Core | Demand:Demand Response | DSM PM DEK | 2030 | 1 | 14.1181 | 0.10871 | 100.0002 | [17 empty] | 0 | [12 empty] | 0 | 0
DEKY 2024 IRP 111 EB2 DFO '30 - NS CC Forced Solar from '29 - PC | 0 | DEKY | KY Core | Demand:Demand Response | DSM PM DEK | 2031 | 1 | 14.1181 | 0.10871 | 100.0002 | [17 empty] | 0 | [12 empty] | 0 | 0
DEKY 2024 IRP 111 EB2 DFO '30 - NS CC Forced Solar from '29 - PC | 0 | DEKY | KY Core | Demand:Demand Response | DSM PM DEK | 2032 | 1 | 14.1181 | 0.10871 | 100.0002 | [17 empty] | 0 | [12 empty] | 0 | 0
DEKY 2024 IRP 111 EB2 DFO '30 - NS CC Forced Solar from '29 - PC | 0 | DEKY | KY Core | Demand:Demand Response | DSM PM DEK | 2033 | 1 | 14.1181 | 0.10871 | 100.0002 | [17 empty] | 0 | [12 empty] | 0 | 0
DEKY 2024 IRP 111 EB2 DFO '30 - NS CC Forced Solar from '29 - PC | 0 | DEKY | KY Core | Demand:Demand Response | DSM PM DEK | 2034 | 1 | 14.1181 | 0.10871 | 100.0002 | [17 empty] | 0 | [12 empty] | 0 | 0
DEKY 2024 IRP 111 EB2 DFO '30 - NS CC Forced Solar from '29 - PC | 0 | DEKY | KY Core | Demand:Demand Response | DSM PM DEK | 2035 | 1 | 14.1181 | 0.10871 | 100.0002 | [17 empty] | 0 | [12 empty] | 0 | 0
DEKY 2024 IRP 111 EB2 DFO '30 - NS CC Forced Solar from '29 - PC | 0 | DEKY | KY Core | Demand:Demand Response | DSM PM DEK | 2036 | 1 | 14.1181 | 0.10871 | 100.0002 | [17 empty] | 0 | [12 empty] | 0 | 0
DEKY 2024 IRP 111 EB2 DFO '30 - NS CC Forced Solar from '29 - PC | 0 | DEKY | KY Core | Demand:Demand Response | DSM PM DEK | 2037 | 1 | 14.1181 | 0.10871 | 100.0002 | [17 empty] | 0 | [12 empty] | 0 | 0
DEKY 2024 IRP 111 EB2 DFO '30 - NS CC Forced Solar from '29 - PC | 0 | DEKY | KY Core | Demand:Demand Response | DSM PM DEK | 2038 | 1 | 14.1181 | 0.10871 | 100.0002 | [17 empty] | 0 | [12 empty] | 0 | 0
DEKY 2024 IRP 111 EB2 DFO '30 - NS CC Forced Solar from '29 - PC | 0 | DEKY | KY Core | Demand:Demand Response | DSM PM DEK | 2039 | 1 | 14.1181 | 0.10871 | 100.0002 | [17 empty] | 0 | [12 empty] | 0 | 0
DEKY 2024 IRP 111 EB2 DFO '30 - NS CC Forced Solar from '29 - PC | 0 | DEKY | KY Core | Demand:Demand Response | DSM PM DEK | 2040 | 1 | 14.1181 | 0.10871 | 100.0002 | [17 empty] | 0 | [12 empty] | 0 | 0
DEKY 2024 IRP 111 EB2 DFO '30 - NS CC Forced Solar from '29 - PC | 0 | DEKY | KY Core | Demand:Demand Response | DSM PS DEK | 2024 | 1 | 9.6349 | 0.074189 | 99.9994 | [17 empty] | 0 | [12 empty] | 0 | 0
DEKY 2024 IRP 111 EB2 DFO '30 - NS CC Forced Solar from '29 - PC | 0 | DEKY | KY Core | Demand:Demand Response | DSM PS DEK | 2025 | 1 | 9.6988 | 0.074681 | 99.9996 | [17 empty] | 0 | [12 empty] | 0 | 0
DEKY 2024 IRP 111 EB2 DFO '30 - NS CC Forced Solar from '29 - PC | 0 | DEKY | KY Core | Demand:Demand Response | DSM PS DEK | 2026 | 1 | 9.7634 | 0.075178 | 99.9997 | [17 empty] | 0 | [12 empty] | 0 | 0
DEKY 2024 IRP 111 EB2 DFO '30 - NS CC Forced Solar from '29 - PC | 0 | DEKY | KY Core | Demand:Demand Response | DSM PS DEK | 2027 | 1 | 9.8285 | 0.07568 | 100.0003 | [17 empty] | 0 | [12 empty] | 0 | 0
DEKY 2024 IRP 111 EB2 DFO '30 - NS CC Forced Solar from '29 - PC | 0 | DEKY | KY Core | Demand:Demand Response | DSM PS DEK | 2028 | 1 | 9.8944 | 0.076187 | 100.0001 | [17 empty] | 0 | [12 empty] | 0 | 0
DEKY 2024 IRP 111 EB2 DFO '30 - NS CC Forced Solar from '29 - PC | 0 | DEKY | KY Core | Demand:Demand Response | DSM PS DEK | 2029 | 1 | 9.8944 | 0.076187 | 100.0001 | [17 empty] | 0 | [12 empty] | 0 | 0
DEKY 2024 IRP 111 EB2 DFO '30 - NS CC Forced Solar from '29 - PC | 0 | DEKY | KY Core | Demand:Demand Response | DSM PS DEK | 2030 | 1 | 9.8944 | 0.076187 | 100.0001 | [17 empty] | 0 | [12 empty] | 0 | 0
DEKY 2024 IRP 111 EB2 DFO '30 - NS CC Forced Solar from '29 - PC | 0 | DEKY | KY Core | Demand:Demand Response | DSM PS DEK | 2031 | 1 | 9.8944 | 0.076187 | 100.0001 | [17 empty] | 0 | [12 empty] | 0 | 0
DEKY 2024 IRP 111 EB2 DFO '30 - NS CC Forced Solar from '29 - PC | 0 | DEKY | KY Core | Demand:Demand Response | DSM PS DEK | 2032 | 1 | 9.8944 | 0.076187 | 100.0001 | [17 empty] | 0 | [12 empty] | 0 | 0
DEKY 2024 IRP 111 EB2 DFO '30 - NS CC Forced Solar from '29 - PC | 0 | DEKY | KY Core | Demand:Demand Response | DSM PS DEK | 2033 | 1 | 9.8944 | 0.076187 | 100.0001 | [17 empty] | 0 | [12 empty] | 0 | 0
DEKY 2024 IRP 111 EB2 DFO '30 - NS CC Forced Solar from '29 - PC | 0 | DEKY | KY Core | Demand:Demand Response | DSM PS DEK | 2034 | 1 | 9.8944 | 0.076187 | 100.0001 | [17 empty] | 0 | [12 empty] | 0 | 0
DEKY 2024 IRP 111 EB2 DFO '30 - NS CC Forced Solar from '29 - PC | 0 | DEKY | KY Core | Demand:Demand Response | DSM PS DEK | 2035 | 1 | 9.8944 | 0.076187 | 100.0001 | [17 empty] | 0 | [12 empty] | 0 | 0
DEKY 2024 IRP 111 EB2 DFO '30 - NS CC Forced Solar from '29 - PC | 0 | DEKY | KY Core | Demand:Demand Response | DSM PS DEK | 2036 | 1 | 9.8944 | 0.076187 | 100.0001 | [17 empty] | 0 | [12 empty] | 0 | 0
DEKY 2024 IRP 111 EB2 DFO '30 - NS CC Forced Solar from '29 - PC | 0 | DEKY | KY Core | Demand:Demand Response | DSM PS DEK | 2037 | 1 | 9.8944 | 0.076187 | 100.0001 | [17 empty] | 0 | [12 empty] | 0 | 0
DEKY 2024 IRP 111 EB2 DFO '30 - NS CC Forced Solar from '29 - PC | 0 | DEKY | KY Core | Demand:Demand Response | DSM PS DEK | 2038 | 1 | 9.8944 | 0.076187 | 100.0001 | [17 empty] | 0 | [12 empty] | 0 | 0
DEKY 2024 IRP 111 EB2 DFO '30 - NS CC Forced Solar from '29 - PC | 0 | DEKY | KY Core | Demand:Demand Response | DSM PS DEK | 2039 | 1 | 9.8944 | 0.076187 | 100.0001 | [17 empty] | 0 | [12 empty] | 0 | 0
DEKY 2024 IRP 111 EB2 DFO '30 - NS CC Forced Solar from '29 - PC | 0 | DEKY | KY Core | Demand:Demand Response | DSM PS DEK | 2040 | 1 | 9.8944 | 0.076187 | 100.0001 | [17 empty] | 0 | [12 empty] | 0 | 0
DEKY 2024 IRP 111 EB2 DFO '30 - NS CC Forced Solar from '29 - PC | 0 | DEKY | KY Core | Gas/Oil:Combined Cycle | New 1x1 CC DEK | 2039 | 1 | 599.1 | 455.909 | 91.0034 | 2154.8005 | 41.962 |  |  | 192 | 4031.7188 | 45.9246 | 6450.5669 | 13995207.875 | 77869.729 | 77.8637 | 5.5696 |  | 8540.83 | 86488.4238 | 40.1376 | 56531.0391 | 143019.4629 | 86489.0854 |  | 11.825 | 1.0552 | 648.7035 |  |  |  | 54.964 | 118436.5537 | 10.8425 |  | 0 | -24572.0667
DEKY 2024 IRP 111 EB2 DFO '30 - NS CC Forced Solar from '29 - PC | 0 | DEKY | KY Core | Gas/Oil:Combined Cycle | New 1x1 CC DEK | 2040 | 1 | 599.1 | 455.909 | 91.3811 | 2171.1401 | 42.1621 |  |  | 229 | 4032.6204 | 42.008 | 6438.2235 | 14065662.1211 | 83592.2943 | 86.7912 | 5.9492 |  | 8820.73 | 92499.8195 | 42.6043 | 57944.3145 | 150444.134 | 92500.4623 |  | 5.9527 | 0.1689 | 647.3824 |  |  |  | 56.3356 | 122312.5753 | 5.2571 |  | 0 | -28126.3016
DEKY 2024 IRP 111 EB2 DFO '30 - NS CC Forced Solar from '29 - PC | 0 | DEKY | KY Core | Gas/Oil:Combined Cycle | New 1x1 CC DEK DF | 2039 | 1 | 64.8 | 46.373 | 91.0781 | 52.1528 | 9.7242 |  |  | 81 | 1127.7144 | 277.5341 | 8816.1512 | 459786.6174 | 2537.1894 | 2.074 | 5.5227 |  | 100.65 | 2639.9107 | 50.6188 |  | 2639.9107 | 2639.9771 |  | 13.1011 | 1.2267 | 52.0399 |  |  |  | 63.1177 | 3291.7648 | 29.0395 |  | 0 | 680.8936
DEKY 2024 IRP 111 EB2 DFO '30 - NS CC Forced Solar from '29 - PC | 0 | DEKY | KY Core | Gas/Oil:Combined Cycle | New 1x1 CC DEK DF | 2040 | 1 | 64.8 | 46.373 | 91.3779 | 53.5216 | 9.9506 |  |  | 40 | 1179.4088 | 293.2393 | 8828.3641 | 472507.9199 | 2799.5543 | 2.0626 | 5.9292 |  | 105.87 | 2907.488 | 54.3237 |  | 2907.488 | 2907.5586 |  | 16.2942 | 0.87231 | 53.4036 |  |  |  | 64.9519 | 3476.3252 | 32.3014 |  | 0 | 601.1385
DEKY 2024 IRP 111 EB2 DFO '30 - NS CC Forced Solar from '29 - PC | 0 | DEKY | KY Core | Gas/Oil:Combustion Turbine | Woodsdale 1 | 2024 | 1 | 94 | 57.9228 | 81.1491 | 306.512 | 39.9654 |  |  |  | 3674 | 73 | 14959.0352 | 4586656.8438 | 11226.8607 | 256.7723 | 2.5037 | 430.7 | 0 | 11914.3329 | 38.8707 |  | 11914.3329 | 11914.3346 | [7 empty] | 47.7169 | 14625.7885 |  |  | 0 | 2711.4556
DEKY 2024 IRP 111 EB2 DFO '30 - NS CC Forced Solar from '29 - PC | 0 | DEKY | KY Core | Gas/Oil:Combustion Turbine | Woodsdale 1 | 2025 | 1 | 94 | 57.9228 | 74.716 | 47.541 | 6.217 |  |  |  | 537 | 29 | 14769.1701 | 702750.1211 | 2569.7839 | 34.4925 | 3.7058 | 176.9 | 0 | 2781.1763 | 58.5006 |  | 2781.1763 | 2781.1765 | [7 empty] | 63.1234 | 3000.9485 |  |  | 0 | 219.7722
DEKY 2024 IRP 111 EB2 DFO '30 - NS CC Forced Solar from '29 - PC | 0 | DEKY | KY Core | Gas/Oil:Combustion Turbine | Woodsdale 1 | 2026 | 1 | 94 | 57.9228 | 89.9943 | 26.05 | 3.4066 |  |  |  | 294 | 13 | 14769.3786 | 385015.3135 | 1611.4848 | 17.0503 | 4.2298 | 80.6 | 0 | 1709.1352 | 65.6098 |  | 1709.1352 | 1709.1353 | [7 empty] | 71.9934 | 1875.4277 |  |  | 0 | 166.2926
DEKY 2024 IRP 111 EB2 DFO '30 - NS CC Forced Solar from '29 - PC | 0 | DEKY | KY Core | Gas/Oil:Combustion Turbine | Woodsdale 1 | 2027 | 1 | 94 | 57.9228 | 89.8437 | 24.467 | 3.1996 |  |  |  | 279 | 12 | 14805.9378 | 362508.8867 | 1452.0507 | 13.766 | 4.0435 | 76.8 | 0 | 1542.6167 | 63.0489 |  | 1542.6167 | 1542.6168 | [7 empty] | 67.1517 | 1643.0014 |  |  | 0 | 100.3846
DEKY 2024 IRP 111 EB2 DFO '30 - NS CC Forced Solar from '29 - PC | 0 | DEKY | KY Core | Gas/Oil:Combustion Turbine | Woodsdale 1 | 2028 | 1 | 94 | 57.9228 | 90.2178 | 9.881 | 1.2884 |  |  |  | 119 | 7 | 14947.6613 | 147844.8418 | 567.0437 | 14.7576 | 3.9352 | 46.2 | 0 | 628.0014 | 63.5565 |  | 628.0014 | 628.0013 | [7 empty] | 68.0234 | 672.1394 |  |  | 0 | 44.138
DEKY 2024 IRP 111 EB2 DFO '30 - NS CC Forced Solar from '29 - PC | 0 | DEKY | KY Core | Gas/Oil:Combustion Turbine | Woodsdale 1 | 2029 | 1 | 94 | 57.9228 | 85.7134 | 17.847 | 2.3339 |  |  |  | 211 | 8 | 14918.5625 | 266419.5898 | 946.2803 | 12.2068 | 3.5977 | 53.6 | 0 | 1012.0872 | 56.7091 |  | 1012.0872 | 1012.0872 | [7 empty] | 59.4082 | 1060.259 |  |  | 0 | 48.1718
DEKY 2024 IRP 111 EB2 DFO '30 - NS CC Forced Solar from '29 - PC | 0 | DEKY | KY Core | Gas/Oil:Combustion Turbine | Woodsdale 1 | 2030 | 1 | 94 | 57.9228 | 85.3054 | 43.896 | 5.7404 |  |  |  | 502 | 14 | 14813.1055 | 650530.0947 | 2345.0759 | 26.9303 | 3.6463 | 96.6 | 0 | 2468.6063 | 56.2376 |  | 2468.6063 | 2468.6065 | [7 empty] | 58.8618 | 2583.7985 |  |  | 0 | 115.1922
DEKY 2024 IRP 111 EB2 DFO '30 - NS CC Forced Solar from '29 - PC | 0 | DEKY | KY Core | Gas/Oil:Combustion Turbine | Woodsdale 1 | 2031 | 1 | 94 | 57.9228 | 85.8138 | 28.286 | 3.699 |  |  |  | 327 | 11 | 14836.4378 | 419894.4844 | 1708.4575 | 25.4693 | 4.1294 | 78.1 | 0 | 1812.0268 | 64.0609 |  | 1812.0268 | 1812.0267 | [7 empty] | 67.5014 | 1909.3438 |  |  | 0 | 97.317
DEKY 2024 IRP 111 EB2 DFO '30 - NS CC Forced Solar from '29 - PC | 0 | DEKY | KY Core | Gas/Oil:Combustion Turbine | Woodsdale 1 | 2032 | 1 | 94 | 57.9228 | 85.2547 | 26.014 | 3.3919 |  |  |  | 289 | 5 | 14724.7032 | 383153.4199 | 1701.1987 | 13.9512 | 4.4764 | 36 | 0 | 1751.15 | 67.3157 |  | 1751.15 | 1751.1501 | [7 empty] | 70.2273 | 1826.8933 |  |  | 0 | 75.7433
DEKY 2024 IRP 111 EB2 DFO '30 - NS CC Forced Solar from '29 - PC | 0 | DEKY | KY Core | Gas/Oil:Combustion Turbine | Woodsdale 1 | 2033 | 1 | 94 | 57.9228 | 85.613 | [17 empty] | 0 | [12 empty] | 0 | 0
DEKY 2024 IRP 111 EB2 DFO '30 - NS CC Forced Solar from '29 - PC | 0 | DEKY | KY Core | Gas/Oil:Combustion Turbine | Woodsdale 1 | 2034 | 1 | 94 | 57.9228 | 84.6588 | [17 empty] | 0 | [12 empty] | 0 | 0
DEKY 2024 IRP 111 EB2 DFO '30 - NS CC Forced Solar from '29 - PC | 0 | DEKY | KY Core | Gas/Oil:Combustion Turbine | Woodsdale 1 | 2035 | 1 | 94 | 57.9228 | 84.9539 | [17 empty] | 0 | [12 empty] | 0 | 0
DEKY 2024 IRP 111 EB2 DFO '30 - NS CC Forced Solar from '29 - PC | 0 | DEKY | KY Core | Gas/Oil:Combustion Turbine | Woodsdale 1 | 2036 | 1 | 94 | 57.9228 | 85.5051 | [17 empty] | 0 | [12 empty] | 0 | 0
DEKY 2024 IRP 111 EB2 DFO '30 - NS CC Forced Solar from '29 - PC | 0 | DEKY | KY Core | Gas/Oil:Combustion Turbine | Woodsdale 1 | 2037 | 1 | 94 | 57.9228 | 85.2112 | [17 empty] | 0 | [12 empty] | 0 | 0
DEKY 2024 IRP 111 EB2 DFO '30 - NS CC Forced Solar from '29 - PC | 0 | DEKY | KY Core | Gas/Oil:Combustion Turbine | Woodsdale 1 | 2038 | 1 | 94 | 57.9228 | 85.6067 | [17 empty] | 0 | [12 empty] | 0 | 0
DEKY 2024 IRP 111 EB2 DFO '30 - NS CC Forced Solar from '29 - PC | 0 | DEKY | KY Core | Gas/Oil:Combustion Turbine | Woodsdale 1 | 2039 | 1 | 94 | 57.9228 | 85.3054 | [17 empty] | 0 | [12 empty] | 0 | 0
DEKY 2024 IRP 111 EB2 DFO '30 - NS CC Forced Solar from '29 - PC | 0 | DEKY | KY Core | Gas/Oil:Combustion Turbine | Woodsdale 1 | 2040 | 1 | 94 | 57.9228 | 86.0996 | [17 empty] | 0 | [12 empty] | 0 | 0
DEKY 2024 IRP 111 EB2 DFO '30 - NS CC Forced Solar from '29 - PC | 0 | DEKY | KY Core | Gas/Oil:Combustion Turbine | Woodsdale 2 | 2024 | 1 | 94 | 67.624 | 88.364 | 379.619 | 49.0281 |  |  |  | 4445 | 70 | 14891.9576 | 5654740.0391 | 12975.4575 | 247.5719 | 2.3384 | 413 | 0 | 13636.0293 | 35.9203 |  | 13636.0293 | 13636.0314 | [7 empty] | 44.6884 | 16964.5515 |  |  | 0 | 3328.5222
DEKY 2024 IRP 111 EB2 DFO '30 - NS CC Forced Solar from '29 - PC | 0 | DEKY | KY Core | Gas/Oil:Combustion Turbine | Woodsdale 2 | 2025 | 1 | 94 | 67.624 | 72.4198 | 48.941 | 6.3392 |  |  |  | 549 | 28 | 14750.2005 | 722477.5742 | 2637.8658 | 36.3775 | 3.7015 | 170.8 | 0 | 2845.0432 | 58.1321 |  | 2845.0432 | 2845.0434 | [7 empty] | 62.7033 | 3068.7634 |  |  | 0 | 223.7202
DEKY 2024 IRP 111 EB2 DFO '30 - NS CC Forced Solar from '29 - PC | 0 | DEKY | KY Core | Gas/Oil:Combustion Turbine | Woodsdale 2 | 2026 | 1 | 94 | 67.624 | 87.4596 | 27.186 | 3.5214 |  |  |  | 306 | 14 | 14761.4797 | 401599.5859 | 1671.7732 | 19.7659 | 4.212 | 86.8 | 0 | 1778.3391 | 65.4138 |  | 1778.3391 | 1778.3393 | [7 empty] | 71.7006 | 1949.2516 |  |  | 0 | 170.9125
DEKY 2024 IRP 111 EB2 DFO '30 - NS CC Forced Solar from '29 - PC | 0 | DEKY | KY Core | Gas/Oil:Combustion Turbine | Woodsdale 2 | 2027 | 1 | 94 | 67.624 | 88.1995 | 25.489 | 3.3015 |  |  |  | 290 | 13 | 14798.8262 | 377480.2852 | 1503.1618 | 16.2175 | 4.0251 | 83.2 | 0 | 1602.5793 | 62.8734 |  | 1602.5793 | 1602.5793 | [7 empty] | 66.9683 | 1706.9557 |  |  | 0 | 104.3764
DEKY 2024 IRP 111 EB2 DFO '30 - NS CC Forced Solar from '29 - PC | 0 | DEKY | KY Core | Gas/Oil:Combustion Turbine | Woodsdale 2 | 2028 | 1 | 94 | 67.624 | 87.6697 | 10.033 | 1.2958 |  |  |  | 119 | 7 | 14903.4723 | 149673.5371 | 573.6511 | 15.057 | 3.9333 | 46.2 | 0 | 634.9082 | 63.282 |  | 634.9082 | 634.9081 | [7 empty] | 68.0079 | 682.3234 |  |  | 0 | 47.4153
DEKY 2024 IRP 111 EB2 DFO '30 - NS CC Forced Solar from '29 - PC | 0 | DEKY | KY Core | Gas/Oil:Combustion Turbine | Woodsdale 2 | 2029 | 1 | 94 | 67.624 | 84.525 | 17.973 | 2.328 |  |  |  | 211 | 8 | 14898.3184 | 267935.4805 | 951.4882 | 12.4551 | 3.5977 | 53.6 | 0 | 1017.5432 | 56.6151 |  | 1017.5432 | 1017.5433 | [7 empty] | 59.4451 | 1068.4063 |  |  | 0 | 50.8631
DEKY 2024 IRP 111 EB2 DFO '30 - NS CC Forced Solar from '29 - PC | 0 | DEKY | KY Core | Gas/Oil:Combustion Turbine | Woodsdale 2 | 2030 | 1 | 94 | 67.624 | 84.6991 | 42.154 | 5.4601 |  |  |  | 474 | 12 | 14766.2002 | 622706.4131 | 2286.9469 | 21.3611 | 3.7069 | 82.8 | 0 | 2391.1079 | 56.7232 |  | 2391.1079 | 2391.1082 | [7 empty] | 59.5117 | 2508.6547 |  |  | 0 | 117.5468
DEKY 2024 IRP 111 EB2 DFO '30 - NS CC Forced Solar from '29 - PC | 0 | DEKY | KY Core | Gas/Oil:Combustion Turbine | Woodsdale 2 | 2031 | 1 | 94 | 67.624 | 84.9043 | 30.868 | 3.9983 |  |  |  | 356 | 13 | 14828.5068 | 457999.3516 | 1836.7338 | 31.7087 | 4.0796 | 92.3 | 0 | 1960.7425 | 63.5202 |  | 1960.7425 | 1960.7424 | [7 empty] | 66.8352 | 2063.0692 |  |  | 0 | 102.3267
DEKY 2024 IRP 111 EB2 DFO '30 - NS CC Forced Solar from '29 - PC | 0 | DEKY | KY Core | Gas/Oil:Combustion Turbine | Woodsdale 2 | 2032 | 1 | 94 | 67.624 | 84.8181 | 26.158 | 3.3783 |  |  |  | 289 | 5 | 14709.8739 | 384885.873 | 1707.9515 | 14.2349 | 4.4745 | 36 | 0 | 1758.1864 | 67.2141 |  | 1758.1864 | 1758.1865 | [7 empty] | 70.2008 | 1836.3137 |  |  | 0 | 78.1273
DEKY 2024 IRP 111 EB2 DFO '30 - NS CC Forced Solar from '29 - PC | 0 | DEKY | KY Core | Gas/Oil:Combustion Turbine | Woodsdale 2 | 2033 | 1 | 94 | 67.624 | 84.9478 | [17 empty] | 0 | [12 empty] | 0 | 0
DEKY 2024 IRP 111 EB2 DFO '30 - NS CC Forced Solar from '29 - PC | 0 | DEKY | KY Core | Gas/Oil:Combustion Turbine | Woodsdale 2 | 2034 | 1 | 94 | 67.624 | 84.9478 | [17 empty] | 0 | [12 empty] | 0 | 0
DEKY 2024 IRP 111 EB2 DFO '30 - NS CC Forced Solar from '29 - PC | 0 | DEKY | KY Core | Gas/Oil:Combustion Turbine | Woodsdale 2 | 2035 | 1 | 94 | 67.624 | 84.3074 | [17 empty] | 0 | [12 empty] | 0 | 0
DEKY 2024 IRP 111 EB2 DFO '30 - NS CC Forced Solar from '29 - PC | 0 | DEKY | KY Core | Gas/Oil:Combustion Turbine | Woodsdale 2 | 2036 | 1 | 94 | 67.624 | 85.004 | [17 empty] | 0 | [12 empty] | 0 | 0
DEKY 2024 IRP 111 EB2 DFO '30 - NS CC Forced Solar from '29 - PC | 0 | DEKY | KY Core | Gas/Oil:Combustion Turbine | Woodsdale 2 | 2037 | 1 | 94 | 67.624 | 84.9913 | [17 empty] | 0 | [12 empty] | 0 | 0
DEKY 2024 IRP 111 EB2 DFO '30 - NS CC Forced Solar from '29 - PC | 0 | DEKY | KY Core | Gas/Oil:Combustion Turbine | Woodsdale 2 | 2038 | 1 | 94 | 67.624 | 84.5996 | [17 empty] | 0 | [12 empty] | 0 | 0
DEKY 2024 IRP 111 EB2 DFO '30 - NS CC Forced Solar from '29 - PC | 0 | DEKY | KY Core | Gas/Oil:Combustion Turbine | Woodsdale 2 | 2039 | 1 | 94 | 67.624 | 84.8172 | [17 empty] | 0 | [12 empty] | 0 | 0
DEKY 2024 IRP 111 EB2 DFO '30 - NS CC Forced Solar from '29 - PC | 0 | DEKY | KY Core | Gas/Oil:Combustion Turbine | Woodsdale 2 | 2040 | 1 | 94 | 67.624 | 85.1652 | [17 empty] | 0 | [12 empty] | 0 | 0
DEKY 2024 IRP 111 EB2 DFO '30 - NS CC Forced Solar from '29 - PC | 0 | DEKY | KY Core | Gas/Oil:Combustion Turbine | Woodsdale 3 | 2024 | 1 | 94 | 63.832 | 80.584 | 343.204 | 44.3251 |  |  |  | 3981 | 64 | 14861.9922 | 5102039.1641 | 11402.7266 | 215.6802 | 2.2772 | 377.6 | 0 | 11996.0069 | 34.953 |  | 11996.0069 | 11996.0092 | [7 empty] | 44.051 | 15118.494 |  |  | 0 | 3122.4872
DEKY 2024 IRP 111 EB2 DFO '30 - NS CC Forced Solar from '29 - PC | 0 | DEKY | KY Core | Gas/Oil:Combustion Turbine | Woodsdale 3 | 2025 | 1 | 94 | 63.832 | 66.3952 | 48.619 | 6.2975 |  |  |  | 542 | 27 | 14733.9889 | 716918.8184 | 2630.0076 | 31.6425 | 3.7126 | 164.7 | 0 | 2826.35 | 58.1326 |  | 2826.35 | 2826.3503 | [7 empty] | 62.7986 | 3053.2029 |  |  | 0 | 226.8529
DEKY 2024 IRP 111 EB2 DFO '30 - NS CC Forced Solar from '29 - PC | 0 | DEKY | KY Core | Gas/Oil:Combustion Turbine | Woodsdale 3 | 2026 | 1 | 94 | 63.832 | 79.6257 | 27.186 | 3.5214 |  |  |  | 306 | 14 | 14761.4797 | 401599.5859 | 1671.7732 | 19.7659 | 4.212 | 86.8 | 0 | 1778.3391 | 65.4138 |  | 1778.3391 | 1778.3393 | [7 empty] | 71.7006 | 1949.2516 |  |  | 0 | 170.9125
DEKY 2024 IRP 111 EB2 DFO '30 - NS CC Forced Solar from '29 - PC | 0 | DEKY | KY Core | Gas/Oil:Combustion Turbine | Woodsdale 3 | 2027 | 1 | 94 | 63.832 | 79.234 | 21.729 | 2.8145 |  |  |  | 250 | 12 | 14830.729 | 322508.9102 | 1243.4237 | 16.2109 | 3.9057 | 76.8 | 0 | 1336.4346 | 61.5047 |  | 1336.4346 | 1336.4345 | [7 empty] | 65.6063 | 1425.5601 |  |  | 0 | 89.1255
DEKY 2024 IRP 111 EB2 DFO '30 - NS CC Forced Solar from '29 - PC | 0 | DEKY | KY Core | Gas/Oil:Combustion Turbine | Woodsdale 3 | 2028 | 1 | 94 | 63.832 | 80.119 | 10.033 | 1.2958 |  |  |  | 119 | 7 | 14903.4723 | 149673.5371 | 573.6511 | 15.057 | 3.9333 | 46.2 | 0 | 634.9082 | 63.282 |  | 634.9082 | 634.9081 | [7 empty] | 68.0079 | 682.3234 |  |  | 0 | 47.4153
DEKY 2024 IRP 111 EB2 DFO '30 - NS CC Forced Solar from '29 - PC | 0 | DEKY | KY Core | Gas/Oil:Combustion Turbine | Woodsdale 3 | 2029 | 1 | 94 | 63.832 | 78.09 | 14.569 | 1.8871 |  |  |  | 171 | 7 | 14891.8087 | 217105.7617 | 791.6378 | 12.449 | 3.7037 | 46.9 | 0 | 850.9868 | 58.4108 |  | 850.9868 | 850.9868 | [7 empty] | 61.7544 | 899.7 |  |  | 0 | 48.7133
DEKY 2024 IRP 111 EB2 DFO '30 - NS CC Forced Solar from '29 - PC | 0 | DEKY | KY Core | Gas/Oil:Combustion Turbine | Woodsdale 3 | 2030 | 1 | 94 | 63.832 | 77.5242 | 33.443 | 4.3318 |  |  |  | 385 | 12 | 14829.9213 | 496209.0537 | 1814.8122 | 27.4592 | 3.7127 | 82.8 | 0 | 1925.0713 | 57.5628 |  | 1925.0713 | 1925.0714 | [7 empty] | 60.8859 | 2036.2077 |  |  | 0 | 111.1363
DEKY 2024 IRP 111 EB2 DFO '30 - NS CC Forced Solar from '29 - PC | 0 | DEKY | KY Core | Gas/Oil:Combustion Turbine | Woodsdale 3 | 2031 | 1 | 94 | 63.832 | 77.6983 | 23.624 | 3.06 |  |  |  | 277 | 9 | 14875.0668 | 351597.5781 | 1413.3245 | 29.1319 | 4.1026 | 63.9 | 0 | 1506.3564 | 63.7638 |  | 1506.3564 | 1506.3564 | [7 empty] | 67.52 | 1595.0915 |  |  | 0 | 88.735
DEKY 2024 IRP 111 EB2 DFO '30 - NS CC Forced Solar from '29 - PC | 0 | DEKY | KY Core | Gas/Oil:Combustion Turbine | Woodsdale 3 | 2032 | 1 | 94 | 63.832 | 79.1085 | 26.158 | 3.3783 |  |  |  | 289 | 5 | 14709.8739 | 384885.873 | 1707.9515 | 14.2349 | 4.4745 | 36 | 0 | 1758.1864 | 67.2141 |  | 1758.1864 | 1758.1865 | [7 empty] | 70.2008 | 1836.3137 |  |  | 0 | 78.1273
DEKY 2024 IRP 111 EB2 DFO '30 - NS CC Forced Solar from '29 - PC | 0 | DEKY | KY Core | Gas/Oil:Combustion Turbine | Woodsdale 3 | 2033 | 1 | 94 | 63.832 | 78.09 | [17 empty] | 0 | [12 empty] | 0 | 0
DEKY 2024 IRP 111 EB2 DFO '30 - NS CC Forced Solar from '29 - PC | 0 | DEKY | KY Core | Gas/Oil:Combustion Turbine | Woodsdale 3 | 2034 | 1 | 94 | 63.832 | 79.3522 | [17 empty] | 0 | [12 empty] | 0 | 0
DEKY 2024 IRP 111 EB2 DFO '30 - NS CC Forced Solar from '29 - PC | 0 | DEKY | KY Core | Gas/Oil:Combustion Turbine | Woodsdale 3 | 2035 | 1 | 94 | 63.832 | 78.003 | [17 empty] | 0 | [12 empty] | 0 | 0
DEKY 2024 IRP 111 EB2 DFO '30 - NS CC Forced Solar from '29 - PC | 0 | DEKY | KY Core | Gas/Oil:Combustion Turbine | Woodsdale 3 | 2036 | 1 | 94 | 63.832 | 77.6331 | [17 empty] | 0 | [12 empty] | 0 | 0
DEKY 2024 IRP 111 EB2 DFO '30 - NS CC Forced Solar from '29 - PC | 0 | DEKY | KY Core | Gas/Oil:Combustion Turbine | Woodsdale 3 | 2037 | 1 | 94 | 63.832 | 77.2196 | [17 empty] | 0 | [12 empty] | 0 | 0
DEKY 2024 IRP 111 EB2 DFO '30 - NS CC Forced Solar from '29 - PC | 0 | DEKY | KY Core | Gas/Oil:Combustion Turbine | Woodsdale 3 | 2038 | 1 | 94 | 63.832 | 77.6113 | [17 empty] | 0 | [12 empty] | 0 | 0
DEKY 2024 IRP 111 EB2 DFO '30 - NS CC Forced Solar from '29 - PC | 0 | DEKY | KY Core | Gas/Oil:Combustion Turbine | Woodsdale 3 | 2039 | 1 | 94 | 63.832 | 78.3387 | [17 empty] | 0 | [12 empty] | 0 | 0
DEKY 2024 IRP 111 EB2 DFO '30 - NS CC Forced Solar from '29 - PC | 0 | DEKY | KY Core | Gas/Oil:Combustion Turbine | Woodsdale 3 | 2040 | 1 | 94 | 63.832 | 78.1849 | [17 empty] | 0 | [12 empty] | 0 | 0
DEKY 2024 IRP 111 EB2 DFO '30 - NS CC Forced Solar from '29 - PC | 0 | DEKY | KY Core | Gas/Oil:Combustion Turbine | Woodsdale 4 | 2024 | 1 | 94 | 64.701 | 73.1694 | 351.853 | 45.8773 |  |  |  | 4121 | 58 | 14888.7627 | 5239873.8613 | 11649.8378 | 240.1879 | 2.2691 | 342.2 | 0 | 12232.2256 | 34.7652 |  | 12232.2256 | 12232.2279 | [7 empty] | 44.3219 | 15594.7811 |  |  | 0 | 3362.5555
DEKY 2024 IRP 111 EB2 DFO '30 - NS CC Forced Solar from '29 - PC | 0 | DEKY | KY Core | Gas/Oil:Combustion Turbine | Woodsdale 4 | 2025 | 1 | 94 | 64.701 | 76.3292 | 48.533 | 6.3468 |  |  |  | 545 | 28 | 14753.6978 | 716629.2227 | 2624.1122 | 31.5951 | 3.7058 | 170.8 | 0 | 2826.5072 | 58.2389 |  | 2826.5072 | 2826.5074 | [7 empty] | 62.6062 | 3038.4661 |  |  | 0 | 211.9589
DEKY 2024 IRP 111 EB2 DFO '30 - NS CC Forced Solar from '29 - PC | 0 | DEKY | KY Core | Gas/Oil:Combustion Turbine | Woodsdale 4 | 2026 | 1 | 94 | 64.701 | 91.7457 | 26.05 | 3.4066 |  |  |  | 294 | 13 | 14769.3786 | 385015.3135 | 1611.4848 | 17.0503 | 4.2298 | 80.6 | 0 | 1709.1352 | 65.6098 |  | 1709.1352 | 1709.1353 | [7 empty] | 71.9934 | 1875.4277 |  |  | 0 | 166.2926
DEKY 2024 IRP 111 EB2 DFO '30 - NS CC Forced Solar from '29 - PC | 0 | DEKY | KY Core | Gas/Oil:Combustion Turbine | Woodsdale 4 | 2027 | 1 | 94 | 64.701 | 91.5511 | 24.467 | 3.1996 |  |  |  | 279 | 12 | 14805.9378 | 362508.8867 | 1452.0507 | 13.766 | 4.0435 | 76.8 | 0 | 1542.6167 | 63.0489 |  | 1542.6167 | 1542.6168 | [7 empty] | 67.1517 | 1643.0014 |  |  | 0 | 100.3846
DEKY 2024 IRP 111 EB2 DFO '30 - NS CC Forced Solar from '29 - PC | 0 | DEKY | KY Core | Gas/Oil:Combustion Turbine | Woodsdale 4 | 2028 | 1 | 94 | 64.701 | 91.5759 | 9.881 | 1.2884 |  |  |  | 119 | 7 | 14947.6613 | 147844.8418 | 567.0437 | 14.7576 | 3.9352 | 46.2 | 0 | 628.0014 | 63.5565 |  | 628.0014 | 628.0013 | [7 empty] | 68.0234 | 672.1394 |  |  | 0 | 44.138
DEKY 2024 IRP 111 EB2 DFO '30 - NS CC Forced Solar from '29 - PC | 0 | DEKY | KY Core | Gas/Oil:Combustion Turbine | Woodsdale 4 | 2029 | 1 | 94 | 64.701 | 85.3493 | 17.847 | 2.3339 |  |  |  | 211 | 8 | 14918.5625 | 266419.5898 | 946.2803 | 12.2068 | 3.5977 | 53.6 | 0 | 1012.0872 | 56.7091 |  | 1012.0872 | 1012.0872 | [7 empty] | 59.4082 | 1060.259 |  |  | 0 | 48.1718
DEKY 2024 IRP 111 EB2 DFO '30 - NS CC Forced Solar from '29 - PC | 0 | DEKY | KY Core | Gas/Oil:Combustion Turbine | Woodsdale 4 | 2030 | 1 | 94 | 64.701 | 85.5439 | 47.938 | 6.269 |  |  |  | 545 | 15 | 14796.3571 | 709622.7666 | 2563.5458 | 26.9373 | 3.6505 | 103.5 | 0 | 2693.983 | 56.1972 |  | 2693.983 | 2693.9834 | [7 empty] | 58.7192 | 2814.8823 |  |  | 0 | 120.8993
DEKY 2024 IRP 111 EB2 DFO '30 - NS CC Forced Solar from '29 - PC | 0 | DEKY | KY Core | Gas/Oil:Combustion Turbine | Woodsdale 4 | 2031 | 1 | 94 | 64.701 | 85.5941 | 28.286 | 3.699 |  |  |  | 327 | 11 | 14836.4378 | 419894.4844 | 1708.4575 | 25.4693 | 4.1294 | 78.1 | 0 | 1812.0268 | 64.0609 |  | 1812.0268 | 1812.0267 | [7 empty] | 67.5014 | 1909.3438 |  |  | 0 | 97.317
DEKY 2024 IRP 111 EB2 DFO '30 - NS CC Forced Solar from '29 - PC | 0 | DEKY | KY Core | Gas/Oil:Combustion Turbine | Woodsdale 4 | 2032 | 1 | 94 | 64.701 | 85.2923 | 26.014 | 3.3919 |  |  |  | 289 | 5 | 14724.7032 | 383153.4199 | 1701.1987 | 13.9512 | 4.4764 | 36 | 0 | 1751.15 | 67.3157 |  | 1751.15 | 1751.1501 | [7 empty] | 70.2273 | 1826.8933 |  |  | 0 | 75.7433
DEKY 2024 IRP 111 EB2 DFO '30 - NS CC Forced Solar from '29 - PC | 0 | DEKY | KY Core | Gas/Oil:Combustion Turbine | Woodsdale 4 | 2033 | 1 | 94 | 64.701 | 85.5439 | [17 empty] | 0 | [12 empty] | 0 | 0
DEKY 2024 IRP 111 EB2 DFO '30 - NS CC Forced Solar from '29 - PC | 0 | DEKY | KY Core | Gas/Oil:Combustion Turbine | Woodsdale 4 | 2034 | 1 | 94 | 64.701 | 85.5439 | [17 empty] | 0 | [12 empty] | 0 | 0
DEKY 2024 IRP 111 EB2 DFO '30 - NS CC Forced Solar from '29 - PC | 0 | DEKY | KY Core | Gas/Oil:Combustion Turbine | Woodsdale 4 | 2035 | 1 | 94 | 64.701 | 85.2489 | [17 empty] | 0 | [12 empty] | 0 | 0
DEKY 2024 IRP 111 EB2 DFO '30 - NS CC Forced Solar from '29 - PC | 0 | DEKY | KY Core | Gas/Oil:Combustion Turbine | Woodsdale 4 | 2036 | 1 | 94 | 64.701 | 85.7366 | [17 empty] | 0 | [12 empty] | 0 | 0
DEKY 2024 IRP 111 EB2 DFO '30 - NS CC Forced Solar from '29 - PC | 0 | DEKY | KY Core | Gas/Oil:Combustion Turbine | Woodsdale 4 | 2037 | 1 | 94 | 64.701 | 85.3493 | [17 empty] | 0 | [12 empty] | 0 | 0
DEKY 2024 IRP 111 EB2 DFO '30 - NS CC Forced Solar from '29 - PC | 0 | DEKY | KY Core | Gas/Oil:Combustion Turbine | Woodsdale 4 | 2038 | 1 | 94 | 64.701 | 85.3493 | [17 empty] | 0 | [12 empty] | 0 | 0
DEKY 2024 IRP 111 EB2 DFO '30 - NS CC Forced Solar from '29 - PC | 0 | DEKY | KY Core | Gas/Oil:Combustion Turbine | Woodsdale 4 | 2039 | 1 | 94 | 64.701 | 85.2489 | [17 empty] | 0 | [12 empty] | 0 | 0
DEKY 2024 IRP 111 EB2 DFO '30 - NS CC Forced Solar from '29 - PC | 0 | DEKY | KY Core | Gas/Oil:Combustion Turbine | Woodsdale 4 | 2040 | 1 | 94 | 64.701 | 85.3924 | [17 empty] | 0 | [12 empty] | 0 | 0
DEKY 2024 IRP 111 EB2 DFO '30 - NS CC Forced Solar from '29 - PC | 0 | DEKY | KY Core | Gas/Oil:Combustion Turbine | Woodsdale 5 | 2024 | 1 | 94 | 66.992 | 90.8313 | 403.572 | 52.1217 |  |  |  | 4690 | 71 | 14867.0431 | 6001413.3281 | 13513.5419 | 265.8833 | 2.296 | 418.9 | 0 | 14198.3255 | 35.1816 |  | 14198.3255 | 14198.327 | [7 empty] | 44.2183 | 17845.2493 |  |  | 0 | 3646.9238
DEKY 2024 IRP 111 EB2 DFO '30 - NS CC Forced Solar from '29 - PC | 0 | DEKY | KY Core | Gas/Oil:Combustion Turbine | Woodsdale 5 | 2025 | 1 | 94 | 66.992 | 90.3258 | 59.609 | 7.7211 |  |  |  | 676 | 31 | 14790.7147 | 882310.7285 | 3140.0767 | 34.2263 | 3.5977 | 189.1 | 0 | 3363.403 | 56.4244 |  | 3363.403 | 3363.4031 | [7 empty] | 60.4807 | 3605.196 |  |  | 0 | 241.793
DEKY 2024 IRP 111 EB2 DFO '30 - NS CC Forced Solar from '29 - PC | 0 | DEKY | KY Core | Gas/Oil:Combustion Turbine | Woodsdale 5 | 2026 | 1 | 94 | 66.992 | 69.9204 | 25.682 | 3.3265 |  |  |  | 290 | 13 | 14770.0894 | 379598.4336 | 1597.2854 | 19.7633 | 4.2599 | 80.6 | 0 | 1697.6487 | 66.1027 |  | 1697.6487 | 1697.6489 | [7 empty] | 72.7497 | 1868.3586 |  |  | 0 | 170.71
DEKY 2024 IRP 111 EB2 DFO '30 - NS CC Forced Solar from '29 - PC | 0 | DEKY | KY Core | Gas/Oil:Combustion Turbine | Woodsdale 5 | 2027 | 1 | 94 | 66.992 | 90.0647 | 23.797 | 3.0824 |  |  |  | 272 | 12 | 14811.9347 | 352731.6133 | 1421.0771 | 16.2145 | 4.0747 | 76.8 | 0 | 1514.0916 | 63.6253 |  | 1514.0916 | 1514.0916 | [7 empty] | 67.9606 | 1617.2592 |  |  | 0 | 103.1675
DEKY 2024 IRP 111 EB2 DFO '30 - NS CC Forced Solar from '29 - PC | 0 | DEKY | KY Core | Gas/Oil:Combustion Turbine | Woodsdale 5 | 2028 | 1 | 94 | 66.992 | 90.6453 | 10.033 | 1.2958 |  |  |  | 119 | 7 | 14903.4723 | 149673.5371 | 573.6511 | 15.057 | 3.9333 | 46.2 | 0 | 634.9082 | 63.282 |  | 634.9082 | 634.9081 | [7 empty] | 68.0079 | 682.3234 |  |  | 0 | 47.4153
DEKY 2024 IRP 111 EB2 DFO '30 - NS CC Forced Solar from '29 - PC | 0 | DEKY | KY Core | Gas/Oil:Combustion Turbine | Woodsdale 5 | 2029 | 1 | 94 | 66.992 | 87.0368 | 14.133 | 1.8306 |  |  |  | 163 | 5 | 14857.7181 | 210089.1348 | 752.7572 | 2.9831 | 3.5972 | 33.5 | 0 | 789.2403 | 55.8438 |  | 789.2403 | 789.2403 | [7 empty] | 58.0184 | 819.9741 |  |  | 0 | 30.7339
DEKY 2024 IRP 111 EB2 DFO '30 - NS CC Forced Solar from '29 - PC | 0 | DEKY | KY Core | Gas/Oil:Combustion Turbine | Woodsdale 5 | 2030 | 1 | 94 | 66.992 | 87.0803 | 48.216 | 6.2453 |  |  |  | 545 | 15 | 14780.4126 | 712967.3662 | 2574.6273 | 27.485 | 3.6497 | 103.5 | 0 | 2705.6121 | 56.1144 |  | 2705.6121 | 2705.6123 | [7 empty] | 58.7257 | 2831.5183 |  |  | 0 | 125.9062
DEKY 2024 IRP 111 EB2 DFO '30 - NS CC Forced Solar from '29 - PC | 0 | DEKY | KY Core | Gas/Oil:Combustion Turbine | Woodsdale 5 | 2031 | 1 | 94 | 66.992 | 87.0679 | 25.898 | 3.3545 |  |  |  | 292 | 12 | 14766.1144 | 382664.832 | 1569.3147 | 19.3731 | 4.1516 | 85.2 | 0 | 1673.8879 | 64.6339 |  | 1673.8879 | 1673.8879 | [7 empty] | 68.0271 | 1761.7669 |  |  | 0 | 87.879
DEKY 2024 IRP 111 EB2 DFO '30 - NS CC Forced Solar from '29 - PC | 0 | DEKY | KY Core | Gas/Oil:Combustion Turbine | Woodsdale 5 | 2032 | 1 | 94 | 66.992 | 86.7708 | 26.158 | 3.3783 |  |  |  | 289 | 5 | 14709.8739 | 384885.873 | 1707.9515 | 14.2349 | 4.4745 | 36 | 0 | 1758.1864 | 67.2141 |  | 1758.1864 | 1758.1865 | [7 empty] | 70.2008 | 1836.3137 |  |  | 0 | 78.1273
DEKY 2024 IRP 111 EB2 DFO '30 - NS CC Forced Solar from '29 - PC | 0 | DEKY | KY Core | Gas/Oil:Combustion Turbine | Woodsdale 5 | 2033 | 1 | 94 | 66.992 | 87.0679 | [17 empty] | 0 | [12 empty] | 0 | 0
DEKY 2024 IRP 111 EB2 DFO '30 - NS CC Forced Solar from '29 - PC | 0 | DEKY | KY Core | Gas/Oil:Combustion Turbine | Woodsdale 5 | 2034 | 1 | 94 | 66.992 | 86.8192 | [17 empty] | 0 | [12 empty] | 0 | 0
DEKY 2024 IRP 111 EB2 DFO '30 - NS CC Forced Solar from '29 - PC | 0 | DEKY | KY Core | Gas/Oil:Combustion Turbine | Woodsdale 5 | 2035 | 1 | 94 | 66.992 | 87.0368 | [17 empty] | 0 | [12 empty] | 0 | 0
DEKY 2024 IRP 111 EB2 DFO '30 - NS CC Forced Solar from '29 - PC | 0 | DEKY | KY Core | Gas/Oil:Combustion Turbine | Woodsdale 5 | 2036 | 1 | 94 | 66.992 | 86.5972 | [17 empty] | 0 | [12 empty] | 0 | 0
DEKY 2024 IRP 111 EB2 DFO '30 - NS CC Forced Solar from '29 - PC | 0 | DEKY | KY Core | Gas/Oil:Combustion Turbine | Woodsdale 5 | 2037 | 1 | 94 | 66.992 | 87.0679 | [17 empty] | 0 | [12 empty] | 0 | 0
DEKY 2024 IRP 111 EB2 DFO '30 - NS CC Forced Solar from '29 - PC | 0 | DEKY | KY Core | Gas/Oil:Combustion Turbine | Woodsdale 5 | 2038 | 1 | 94 | 66.992 | 87.0244 | [17 empty] | 0 | [12 empty] | 0 | 0
DEKY 2024 IRP 111 EB2 DFO '30 - NS CC Forced Solar from '29 - PC | 0 | DEKY | KY Core | Gas/Oil:Combustion Turbine | Woodsdale 5 | 2039 | 1 | 94 | 66.992 | 86.5581 | [17 empty] | 0 | [12 empty] | 0 | 0
DEKY 2024 IRP 111 EB2 DFO '30 - NS CC Forced Solar from '29 - PC | 0 | DEKY | KY Core | Gas/Oil:Combustion Turbine | Woodsdale 5 | 2040 | 1 | 94 | 66.992 | 86.8886 | [17 empty] | 0 | [12 empty] | 0 | 0
DEKY 2024 IRP 111 EB2 DFO '30 - NS CC Forced Solar from '29 - PC | 0 | DEKY | KY Core | Gas/Oil:Combustion Turbine | Woodsdale 6 | 2024 | 1 | 94 | 66.992 | 92.0836 | 403.572 | 52.1217 |  |  |  | 4690 | 71 | 14867.0431 | 6001413.3281 | 13513.5419 | 265.8833 | 2.296 | 418.9 | 0 | 14198.3255 | 35.1816 |  | 14198.3255 | 14198.327 | [7 empty] | 44.2183 | 17845.2493 |  |  | 0 | 3646.9238
DEKY 2024 IRP 111 EB2 DFO '30 - NS CC Forced Solar from '29 - PC | 0 | DEKY | KY Core | Gas/Oil:Combustion Turbine | Woodsdale 6 | 2025 | 1 | 94 | 66.992 | 91.2335 | 56.729 | 7.348 |  |  |  | 647 | 31 | 14806.3845 | 840602.4004 | 2975.6066 | 36.3915 | 3.5831 | 189.1 | 0 | 3201.0982 | 56.4279 |  | 3201.0982 | 3201.0982 | [7 empty] | 60.3769 | 3425.1225 |  |  | 0 | 224.0244
DEKY 2024 IRP 111 EB2 DFO '30 - NS CC Forced Solar from '29 - PC | 0 | DEKY | KY Core | Gas/Oil:Combustion Turbine | Woodsdale 6 | 2026 | 1 | 94 | 66.992 | 83.182 | 25.682 | 3.3265 |  |  |  | 290 | 13 | 14770.0894 | 379598.4336 | 1597.2854 | 19.7633 | 4.2599 | 80.6 | 0 | 1697.6487 | 66.1027 |  | 1697.6487 | 1697.6489 | [7 empty] | 72.7497 | 1868.3586 |  |  | 0 | 170.71
DEKY 2024 IRP 111 EB2 DFO '30 - NS CC Forced Solar from '29 - PC | 0 | DEKY | KY Core | Gas/Oil:Combustion Turbine | Woodsdale 6 | 2027 | 1 | 94 | 66.992 | 91.2335 | 25.489 | 3.3015 |  |  |  | 290 | 13 | 14798.8262 | 377480.2852 | 1503.1618 | 16.2175 | 4.0251 | 83.2 | 0 | 1602.5793 | 62.8734 |  | 1602.5793 | 1602.5793 | [7 empty] | 66.9683 | 1706.9557 |  |  | 0 | 104.3764
DEKY 2024 IRP 111 EB2 DFO '30 - NS CC Forced Solar from '29 - PC | 0 | DEKY | KY Core | Gas/Oil:Combustion Turbine | Woodsdale 6 | 2028 | 1 | 94 | 66.992 | 91.0111 | 10.033 | 1.2958 |  |  |  | 119 | 7 | 14903.4723 | 149673.5371 | 573.6511 | 15.057 | 3.9333 | 46.2 | 0 | 634.9082 | 63.282 |  | 634.9082 | 634.9081 | [7 empty] | 68.0079 | 682.3234 |  |  | 0 | 47.4153
DEKY 2024 IRP 111 EB2 DFO '30 - NS CC Forced Solar from '29 - PC | 0 | DEKY | KY Core | Gas/Oil:Combustion Turbine | Woodsdale 6 | 2029 | 1 | 94 | 66.992 | 90.1517 | 17.973 | 2.328 |  |  |  | 211 | 8 | 14898.3184 | 267935.4805 | 951.4882 | 12.4551 | 3.5977 | 53.6 | 0 | 1017.5432 | 56.6151 |  | 1017.5432 | 1017.5433 | [7 empty] | 59.4451 | 1068.4063 |  |  | 0 | 50.8631
DEKY 2024 IRP 111 EB2 DFO '30 - NS CC Forced Solar from '29 - PC | 0 | DEKY | KY Core | Gas/Oil:Combustion Turbine | Woodsdale 6 | 2030 | 1 | 94 | 66.992 | 90.904 | 39.37 | 5.0995 |  |  |  | 449 | 15 | 14804.2234 | 583157.2725 | 2173.7558 | 27.4695 | 3.7747 | 103.5 | 0 | 2304.7253 | 58.5401 |  | 2304.7253 | 2304.7254 | [7 empty] | 61.4222 | 2418.1916 |  |  | 0 | 113.4663
DEKY 2024 IRP 111 EB2 DFO '30 - NS CC Forced Solar from '29 - PC | 0 | DEKY | KY Core | Gas/Oil:Combustion Turbine | Woodsdale 6 | 2031 | 1 | 94 | 66.992 | 90.0647 | 30.868 | 3.9983 |  |  |  | 356 | 13 | 14828.5068 | 457999.3516 | 1836.7338 | 31.7087 | 4.0796 | 92.3 | 0 | 1960.7425 | 63.5202 |  | 1960.7425 | 1960.7424 | [7 empty] | 66.8352 | 2063.0692 |  |  | 0 | 102.3267
DEKY 2024 IRP 111 EB2 DFO '30 - NS CC Forced Solar from '29 - PC | 0 | DEKY | KY Core | Gas/Oil:Combustion Turbine | Woodsdale 6 | 2032 | 1 | 94 | 66.992 | 90.0936 | 26.158 | 3.3783 |  |  |  | 289 | 5 | 14709.8739 | 384885.873 | 1707.9515 | 14.2349 | 4.4745 | 36 | 0 | 1758.1864 | 67.2141 |  | 1758.1864 | 1758.1865 | [7 empty] | 70.2008 | 1836.3137 |  |  | 0 | 78.1273
DEKY 2024 IRP 111 EB2 DFO '30 - NS CC Forced Solar from '29 - PC | 0 | DEKY | KY Core | Gas/Oil:Combustion Turbine | Woodsdale 6 | 2033 | 1 | 94 | 66.992 | 90.1517 | [17 empty] | 0 | [12 empty] | 0 | 0
DEKY 2024 IRP 111 EB2 DFO '30 - NS CC Forced Solar from '29 - PC | 0 | DEKY | KY Core | Gas/Oil:Combustion Turbine | Woodsdale 6 | 2034 | 1 | 94 | 66.992 | 90.0647 | [17 empty] | 0 | [12 empty] | 0 | 0
DEKY 2024 IRP 111 EB2 DFO '30 - NS CC Forced Solar from '29 - PC | 0 | DEKY | KY Core | Gas/Oil:Combustion Turbine | Woodsdale 6 | 2035 | 1 | 94 | 66.992 | 90.0647 | [17 empty] | 0 | [12 empty] | 0 | 0
DEKY 2024 IRP 111 EB2 DFO '30 - NS CC Forced Solar from '29 - PC | 0 | DEKY | KY Core | Gas/Oil:Combustion Turbine | Woodsdale 6 | 2036 | 1 | 94 | 66.992 | 90.0936 | [17 empty] | 0 | [12 empty] | 0 | 0
DEKY 2024 IRP 111 EB2 DFO '30 - NS CC Forced Solar from '29 - PC | 0 | DEKY | KY Core | Gas/Oil:Combustion Turbine | Woodsdale 6 | 2037 | 1 | 94 | 66.992 | 91.4573 | [17 empty] | 0 | [12 empty] | 0 | 0
DEKY 2024 IRP 111 EB2 DFO '30 - NS CC Forced Solar from '29 - PC | 0 | DEKY | KY Core | Gas/Oil:Combustion Turbine | Woodsdale 6 | 2038 | 1 | 94 | 66.992 | 91.5444 | [17 empty] | 0 | [12 empty] | 0 | 0
DEKY 2024 IRP 111 EB2 DFO '30 - NS CC Forced Solar from '29 - PC | 0 | DEKY | KY Core | Gas/Oil:Combustion Turbine | Woodsdale 6 | 2039 | 1 | 94 | 66.992 | 91.0221 | [17 empty] | 0 | [12 empty] | 0 | 0
DEKY 2024 IRP 111 EB2 DFO '30 - NS CC Forced Solar from '29 - PC | 0 | DEKY | KY Core | Gas/Oil:Combustion Turbine | Woodsdale 6 | 2040 | 1 | 94 | 66.992 | 90.0936 | [17 empty] | 0 | [12 empty] | 0 | 0
DEKY 2024 IRP 111 EB2 DFO '30 - NS CC Forced Solar from '29 - PC | 0 | DEKY | KY Core | Renewable:Solar PV | New Fixed Tilt Solar DEK | 2039 | 1 | 50 | 1 | 21.5995 | 94.5632 | 21.5898 |  |  |  | 4359 | 366 | [9 empty] | 1111.152 | 1111.152 | 0.094563 |  |  |  | 94.5632 |  |  |  | 48.1157 | 4549.9721 | 0.094563 |  | 0 | 3438.9146
DEKY 2024 IRP 111 EB2 DFO '30 - NS CC Forced Solar from '29 - PC | 0 | DEKY | KY Core | Renewable:Solar PV | New Fixed Tilt Solar DEK | 2040 | 1 | 50 | 1 | 21.5845 | 94.5693 | 21.5322 |  |  |  | 4364 | 370 | [9 empty] | 1138.9308 | 1138.9308 | 0.094569 |  |  |  | 94.5693 |  |  |  | 48.7743 | 4612.5538 | 0.094569 |  | 0 | 3473.7176
DEKY 2024 IRP 111 EB2 DFO '30 - NS CC Forced Solar from '29 - PC | 0 | DEKY | KY Core | Renewable:Solar PV | New Fixed Tilt Solar DEK - PTC | 2029 | 1 | 50 | 2 | 21.5995 | 94.6058 | 21.5995 |  |  |  | 4360 | 365 |  |  |  | -4262.1746 |  |  | 0 | -4262.1746 | -45.0519 | 868.0304 | -3394.1441 | -4262.0799 |  |  |  | 94.6058 |  |  |  | 45.401 | 4295.2015 | 0.094606 |  | 0 | 7689.4402
DEKY 2024 IRP 111 EB2 DFO '30 - NS CC Forced Solar from '29 - PC | 0 | DEKY | KY Core | Renewable:Solar PV | New Fixed Tilt Solar DEK - PTC | 2030 | 1 | 50 | 1.5 | 21.5995 | 94.6058 | 21.5995 |  |  |  | 4360 | 365 |  |  |  | -4391.3309 |  |  | 0 | -4391.3309 | -46.4171 | 889.7311 | -3501.5999 | -4391.2365 |  |  |  | 94.6058 |  |  |  | 45.4793 | 4302.6073 | 0.094606 |  | 0 | 7804.3017
DEKY 2024 IRP 111 EB2 DFO '30 - NS CC Forced Solar from '29 - PC | 0 | DEKY | KY Core | Renewable:Solar PV | New Fixed Tilt Solar DEK - PTC | 2031 | 1 | 50 | 1.5 | 21.5995 | 94.6058 | 21.5995 |  |  |  | 4360 | 365 |  |  |  | -4391.331 |  |  | 0 | -4391.331 | -46.4172 | 911.9744 | -3479.3566 | -4391.2364 |  |  |  | 94.6058 |  |  |  | 46.7631 | 4424.0592 | 0.094606 |  | 0 | 7903.5105
DEKY 2024 IRP 111 EB2 DFO '30 - NS CC Forced Solar from '29 - PC | 0 | DEKY | KY Core | Renewable:Solar PV | New Fixed Tilt Solar DEK - PTC | 2032 | 1 | 50 | 1 | 21.5845 | 94.7993 | 21.5845 |  |  |  | 4372 | 366 |  |  |  | -4529.7366 |  |  | 0 | -4529.7366 | -47.7824 | 934.7737 | -3594.9628 | -4529.6422 |  |  |  | 94.7993 |  |  |  | 49.3292 | 4676.3768 | 0.094799 |  | 0 | 8271.4345
DEKY 2024 IRP 111 EB2 DFO '30 - NS CC Forced Solar from '29 - PC | 0 | DEKY | KY Core | Renewable:Solar PV | New Fixed Tilt Solar DEK - PTC | 2033 | 1 | 50 | 1 | 21.5995 | 94.6058 | 21.5995 |  |  |  | 4360 | 365 |  |  |  | -4649.6452 |  |  | 0 | -4649.6452 | -49.1476 | 958.1431 | -3691.5021 | -4649.5507 |  |  |  | 94.6058 |  |  |  | 47.6157 | 4504.717 | 0.094606 |  | 0 | 8196.3138
DEKY 2024 IRP 111 EB2 DFO '30 - NS CC Forced Solar from '29 - PC | 0 | DEKY | KY Core | Renewable:Solar PV | New Fixed Tilt Solar DEK - PTC | 2034 | 1 | 50 | 1 | 21.5995 | 94.6058 | 21.5995 |  |  |  | 4360 | 365 |  |  |  | -4778.8016 |  |  | 0 | -4778.8016 | -50.5128 | 982.0966 | -3796.705 | -4778.7071 |  |  |  | 94.6058 |  |  |  | 46.0028 | 4352.1326 | 0.094606 |  | 0 | 8148.9322
DEKY 2024 IRP 111 EB2 DFO '30 - NS CC Forced Solar from '29 - PC | 0 | DEKY | KY Core | Renewable:Solar PV | New Fixed Tilt Solar DEK - PTC | 2035 | 1 | 50 | 1 | 21.5995 | 94.6058 | 21.5995 |  |  |  | 4360 | 365 |  |  |  | -4778.8015 |  |  | 0 | -4778.8015 | -50.5128 | 1006.649 | -3772.1526 | -4778.707 |  |  |  | 94.6058 |  |  |  | 45.7336 | 4326.6611 | 0.094606 |  | 0 | 8098.9083
DEKY 2024 IRP 111 EB2 DFO '30 - NS CC Forced Solar from '29 - PC | 0 | DEKY | KY Core | Renewable:Solar PV | New Fixed Tilt Solar DEK - PTC | 2036 | 1 | 50 | 1 | 21.5845 | 94.7993 | 21.5845 |  |  |  | 4372 | 366 |  |  |  | -4918.0001 |  |  | 0 | -4918.0001 | -51.878 | 1031.8152 | -3886.1849 | -4917.9054 |  |  |  | 94.7993 |  |  |  | 46.6349 | 4420.9553 | 0.094799 |  | 0 | 8307.235
DEKY 2024 IRP 111 EB2 DFO '30 - NS CC Forced Solar from '29 - PC | 0 | DEKY | KY Core | Renewable:Solar PV | New Fixed Tilt Solar DEK - PTC | 2037 | 1 | 50 | 1 | 21.5995 | 94.6058 | 21.5995 |  |  |  | 4360 | 365 |  |  |  | -5037.1154 |  |  | 0 | -5037.1154 | -53.2432 | 1057.6106 | -3979.5048 | -5037.0207 |  |  |  | 94.6058 |  |  |  | 47.0534 | 4451.5235 | 0.094606 |  | 0 | 8431.1229
DEKY 2024 IRP 111 EB2 DFO '30 - NS CC Forced Solar from '29 - PC | 0 | DEKY | KY Core | Renewable:Solar PV | New Fixed Tilt Solar DEK - PTC | 2038 | 1 | 50 | 1 | 21.5995 | 94.6058 | 21.5995 |  |  |  | 4360 | 365 |  |  |  | -5166.2719 |  |  | 0 | -5166.2719 | -54.6084 | 1084.0508 | -4082.2212 | -5166.1775 |  |  |  | 94.6058 |  |  |  | 48.1072 | 4551.2176 | 0.094606 |  | 0 | 8633.5334
DEKY 2024 IRP 111 EB2 DFO '30 - NS CC Forced Solar from '29 - PC | 0 | DEKY | KY Core | Renewable:Solar PV | New Solar DEK - PTC | 2031 | 1 | 50 | 3 | 24.5129 | 107.3663 | 24.5129 |  |  |  | 4295 | 355 |  |  |  | -4983.6399 |  |  | 0 | -4983.6399 | -46.4172 | 1266.8842 | -3716.7557 | -4983.5325 |  |  |  | 107.3663 |  |  |  | 46.8125 | 5026.083 | 0.10737 |  | 0 | 8742.9461
DEKY 2024 IRP 111 EB2 DFO '30 - NS CC Forced Solar from '29 - PC | 0 | DEKY | KY Core | Renewable:Solar PV | New Solar DEK - PTC | 2032 | 1 | 50 | 2.5 | 24.2076 | 106.3198 | 24.2076 |  |  |  | 4286 | 356 |  |  |  | -5080.2095 |  |  | 0 | -5080.2095 | -47.7824 | 1298.5562 | -3781.6533 | -5080.1031 |  |  |  | 106.3198 |  |  |  | 49.3855 | 5250.6562 | 0.10632 |  | 0 | 9032.4158
DEKY 2024 IRP 111 EB2 DFO '30 - NS CC Forced Solar from '29 - PC | 0 | DEKY | KY Core | Renewable:Solar PV | New Solar DEK - PTC | 2033 | 2 | 100 | 5 | 24.6584 | 216.0072 | 24.6584 |  |  |  | 8595 | 711 |  |  |  | -10616.2319 |  |  | 0 | -10616.2319 | -49.1476 | 2662.0408 | -7954.1911 | -10616.0165 |  |  |  | 216.0072 |  |  |  | 47.6451 | 10291.6923 | 0.21601 |  | 0 | 18246.0994
DEKY 2024 IRP 111 EB2 DFO '30 - NS CC Forced Solar from '29 - PC | 0 | DEKY | KY Core | Renewable:Solar PV | New Solar DEK - PTC | 2034 | 2 | 100 | 5 | 24.5523 | 215.0779 | 24.5523 |  |  |  | 8576 | 710 |  |  |  | -10864.1822 |  |  | 0 | -10864.1822 | -50.5128 | 2728.5916 | -8135.5906 | -10863.967 |  |  |  | 215.0779 |  |  |  | 46.0095 | 9895.6292 | 0.21508 |  | 0 | 18031.435
DEKY 2024 IRP 111 EB2 DFO '30 - NS CC Forced Solar from '29 - PC | 0 | DEKY | KY Core | Renewable:Solar PV | New Solar DEK - PTC | 2035 | 3 | 150 | 7.5 | 24.6955 | 324.4988 | 24.6955 |  |  |  | 12881 | 1066 |  |  |  | -16391.3365 |  |  | 0 | -16391.3365 | -50.5128 | 4195.2092 | -12196.1273 | -16391.0127 |  |  |  | 324.4988 |  |  |  | 45.8946 | 14892.7468 | 0.3245 |  | 0 | 27089.1985
DEKY 2024 IRP 111 EB2 DFO '30 - NS CC Forced Solar from '29 - PC | 0 | DEKY | KY Core | Renewable:Solar PV | New Solar DEK - PTC | 2036 | 3 | 150 | 7.5 | 24.8193 | 327.019 | 24.8193 |  |  |  | 12895 | 1068 |  |  |  | -16965.0885 |  |  | 0 | -16965.0885 | -51.878 | 4300.0895 | -12664.999 | -16964.7628 |  |  |  | 327.019 |  |  |  | 46.7078 | 15274.3372 | 0.32702 |  | 0 | 27939.6632
DEKY 2024 IRP 111 EB2 DFO '30 - NS CC Forced Solar from '29 - PC | 0 | DEKY | KY Core | Renewable:Solar PV | New Solar DEK - PTC | 2037 | 4 | 200 | 10 | 24.6838 | 432.4601 | 24.6838 |  |  |  | 17140 | 1420 |  |  |  | -23025.561 |  |  | 0 | -23025.561 | -53.2432 | 5876.7883 | -17148.7727 | -23025.1307 |  |  |  | 432.4601 |  |  |  | 47.2494 | 20433.4785 | 0.43246 |  | 0 | 37582.6837
DEKY 2024 IRP 111 EB2 DFO '30 - NS CC Forced Solar from '29 - PC | 0 | DEKY | KY Core | Renewable:Solar PV | New Solar DEK - PTC | 2038 | 4 | 200 | 10 | 24.789 | 434.3026 | 24.789 |  |  |  | 17145 | 1420 |  |  |  | -23716.5786 |  |  | 0 | -23716.5786 | -54.6084 | 6023.7085 | -17692.8701 | -23716.1423 |  |  |  | 434.3026 |  |  |  | 48.3097 | 20981.0429 | 0.4343 |  | 0 | 38674.3473
DEKY 2024 IRP 111 EB2 DFO '30 - NS CC Forced Solar from '29 - PC | 0 | DEKY | KY Core | Renewable:Solar PV | New Solar DEK - PTC | 2039 | 5 | 250 | 12.5 | 24.7264 | 541.5089 | 24.7264 |  |  |  | 21429 | 1776 |  |  |  | -29570.9423 |  |  | 0 | -29570.9423 | -54.6084 | 7717.8765 | -21853.0658 | -29570.4014 |  |  |  | 541.5089 |  |  |  | 48.3152 | 26163.0938 | 0.54151 |  | 0 | 48016.7011
DEKY 2024 IRP 111 EB2 DFO '30 - NS CC Forced Solar from '29 - PC | 0 | DEKY | KY Core | Renewable:Solar PV | New Solar DEK - PTC | 2040 | 5 | 250 | 12.5 | 24.7904 | 544.3983 | 24.7905 |  |  |  | 21494 | 1781 |  |  |  | -30471.9486 |  |  | 0 | -30471.9486 | -55.9736 | 7910.8228 | -22561.1259 | -30471.4045 |  |  |  | 544.3983 |  |  |  | 49.0233 | 26688.1747 | 0.5444 |  | 0 | 49249.8449
DEKY 2024 IRP 111 EB2 DFO '30 - NS CC Forced Solar from '29 - PC | 0 | DEKY | KY Core | Renewable:Solar PV | Solar Exist DEKY | 2024 | 1 | 9.3 | 0.837 | 21.5845 | 17.6326 | 21.5845 |  |  |  | 4371 | 366 | [10 empty] | 0 | 0.017633 |  |  |  | 17.6326 |  |  |  | 43.242 | 762.4696 | 0.017633 |  | 0 | 762.4872
DEKY 2024 IRP 111 EB2 DFO '30 - NS CC Forced Solar from '29 - PC | 0 | DEKY | KY Core | Renewable:Solar PV | Solar Exist DEKY | 2025 | 1 | 9.3 | 0.651 | 21.5995 | 17.5966 | 21.5994 |  |  |  | 4360 | 365 | [10 empty] | 0 | 0.017597 |  |  |  | 17.5966 |  |  |  | 46.1008 | 811.2182 | 0.017597 |  | 0 | 811.2358
DEKY 2024 IRP 111 EB2 DFO '30 - NS CC Forced Solar from '29 - PC | 0 | DEKY | KY Core | Renewable:Solar PV | Solar Exist DEKY | 2026 | 1 | 9.3 | 0.558 | 21.5995 | 17.5966 | 21.5994 |  |  |  | 4360 | 365 | [10 empty] | 0 | 0.017597 |  |  |  | 17.5966 |  |  |  | 47.0947 | 828.7071 | 0.017597 |  | 0 | 828.7247
DEKY 2024 IRP 111 EB2 DFO '30 - NS CC Forced Solar from '29 - PC | 0 | DEKY | KY Core | Renewable:Solar PV | Solar Exist DEKY | 2027 | 1 | 9.3 | 0.465 | 21.5995 | 17.5966 | 21.5994 |  |  |  | 4360 | 365 | [10 empty] | 0 | 0.017597 |  |  |  | 17.5966 |  |  |  | 47.6415 | 838.3288 | 0.017597 |  | 0 | 838.3464
DEKY 2024 IRP 111 EB2 DFO '30 - NS CC Forced Solar from '29 - PC | 0 | DEKY | KY Core | Renewable:Solar PV | Solar Exist DEKY | 2028 | 1 | 9.3 | 0.372 | 21.5845 | 17.6326 | 21.5845 |  |  |  | 4371 | 366 | [10 empty] | 0 | 0.017633 |  |  |  | 17.6326 |  |  |  | 45.9599 | 810.394 | 0.017633 |  | 0 | 810.4116
DEKY 2024 IRP 111 EB2 DFO '30 - NS CC Forced Solar from '29 - PC | 0 | DEKY | KY Core | Renewable:Solar PV | Solar Exist DEKY | 2029 | 1 | 9.3 | 0.372 | 21.5995 | 17.5966 | 21.5994 |  |  |  | 4360 | 365 | [10 empty] | 0 | 0.017597 |  |  |  | 17.5966 |  |  |  | 45.401 | 798.9052 | 0.017597 |  | 0 | 798.9228
DEKY 2024 IRP 111 EB2 DFO '30 - NS CC Forced Solar from '29 - PC | 0 | DEKY | KY Core | Renewable:Solar PV | Solar Exist DEKY | 2030 | 1 | 9.3 | 0.279 | 21.5995 | 17.5966 | 21.5994 |  |  |  | 4360 | 365 | [10 empty] | 0 | 0.017597 |  |  |  | 17.5966 |  |  |  | 45.4793 | 800.2823 | 0.017597 |  | 0 | 800.2999
DEKY 2024 IRP 111 EB2 DFO '30 - NS CC Forced Solar from '29 - PC | 0 | DEKY | KY Core | Renewable:Solar PV | Solar Exist DEKY | 2031 | 1 | 9.3 | 0.279 | 21.5995 | 17.5966 | 21.5994 |  |  |  | 4360 | 365 | [10 empty] | 0 | 0.017597 |  |  |  | 17.5966 |  |  |  | 46.7631 | 822.8726 | 0.017597 |  | 0 | 822.8902
DEKY 2024 IRP 111 EB2 DFO '30 - NS CC Forced Solar from '29 - PC | 0 | DEKY | KY Core | Renewable:Solar PV | Solar Exist DEKY | 2032 | 1 | 9.3 | 0.186 | 21.5845 | 17.6244 | 21.5744 |  |  |  | 4370 | 367 | [10 empty] | 0 | 0.017624 |  |  |  | 17.6244 |  |  |  | 49.3525 | 869.8063 | 0.017624 |  | 0 | 869.8239
DEKY 2024 IRP 111 EB2 DFO '30 - NS CC Forced Solar from '29 - PC | 0 | DEKY | KY Core | Renewable:Solar PV | Solar Exist DEKY | 2033 | 1 | 9.3 | 0.186 | 21.5995 | 17.5388 | 21.5284 |  |  |  | 4353 | 367 | [10 empty] | 0 | 0.017539 |  |  |  | 17.5388 |  |  |  | 47.7938 | 838.2441 | 0.017539 |  | 0 | 838.2617
DEKY 2024 IRP 111 EB2 DFO '30 - NS CC Forced Solar from '29 - PC | 0 | DEKY | KY Core | Renewable:Solar PV | Solar Exist DEKY | 2034 | 1 | 9.3 | 0.186 | 21.5995 | 17.5744 | 21.5722 |  |  |  | 4351 | 367 | [10 empty] | 0 | 0.017574 |  |  |  | 17.5744 |  |  |  | 46.0779 | 809.7935 | 0.017574 |  | 0 | 809.811
DEKY 2024 IRP 111 EB2 DFO '30 - NS CC Forced Solar from '29 - PC | 0 | DEKY | KY Core | Renewable:Solar PV | Solar Exist DEKY | 2035 | 1 | 9.3 | 0.186 | 21.5995 | 17.5966 | 21.5994 |  |  |  | 4360 | 365 | [10 empty] | 0 | 0.017597 |  |  |  | 17.5966 |  |  |  | 45.7336 | 804.7567 | 0.017597 |  | 0 | 804.7743
DEKY 2024 IRP 111 EB2 DFO '30 - NS CC Forced Solar from '29 - PC | 0 | DEKY | KY Core | Renewable:Solar PV | Solar Exist DEKY | 2036 | 1 | 9.3 | 0.186 | 21.5845 | 17.6326 | 21.5845 |  |  |  | 4371 | 366 | [10 empty] | 0 | 0.017633 |  |  |  | 17.6326 |  |  |  | 46.6349 | 822.2955 | 0.017633 |  | 0 | 822.3132
DEKY 2024 IRP 111 EB2 DFO '30 - NS CC Forced Solar from '29 - PC | 0 | DEKY | KY Core | Renewable:Solar PV | Solar Exist DEKY | 2037 | 1 | 9.3 | 0.186 | 21.5995 | 17.5966 | 21.5994 |  |  |  | 4360 | 365 | [10 empty] | 0 | 0.017597 |  |  |  | 17.5966 |  |  |  | 47.0534 | 827.9809 | 0.017597 |  | 0 | 827.9985
DEKY 2024 IRP 111 EB2 DFO '30 - NS CC Forced Solar from '29 - PC | 0 | DEKY | KY Core | Renewable:Solar PV | Solar Exist DEKY | 2038 | 1 | 9.3 | 0.186 | 21.5995 | 17.5966 | 21.5994 |  |  |  | 4360 | 365 | [10 empty] | 0 | 0.017597 |  |  |  | 17.5966 |  |  |  | 48.1072 | 846.5239 | 0.017597 |  | 0 | 846.5414
DEKY 2024 IRP 111 EB2 DFO '30 - NS CC Forced Solar from '29 - PC | 0 | DEKY | KY Core | Renewable:Solar PV | Solar Exist DEKY | 2039 | 1 | 9.3 | 0.186 | 21.5995 | 17.5887 | 21.5897 |  |  |  | 4359 | 366 | [10 empty] | 0 | 0.017589 |  |  |  | 17.5887 |  |  |  | 48.1157 | 846.2923 | 0.017589 |  | 0 | 846.3099
DEKY 2024 IRP 111 EB2 DFO '30 - NS CC Forced Solar from '29 - PC | 0 | DEKY | KY Core | Renewable:Solar PV | Solar Exist DEKY | 2040 | 1 | 9.3 | 0.186 | 21.5845 | 17.5898 | 21.5321 |  |  |  | 4363 | 370 | [10 empty] | 0 | 0.01759 |  |  |  | 17.5898 |  |  |  | 48.7743 | 857.9326 | 0.01759 |  | 0 | 857.9502

## Resource Annual Emissions
Scenario | RunID | BA | Area | Type | Resource | Year | Emission | Released (tons) | Release Rate (lb/mmBtu) | Average Rate (lb/MWh) | Cost ($000) | Average Cost ($/MWh)
DEKY 2024 IRP 111 EB2 DFO '30 - NS CC Forced Solar from '29 - PC | 0 | DEKY | KY Core | Coal:Conventional | East Bend 2 | 2024 | CO2 | 1958732.2578 | 204.842 | 2282.7717
DEKY 2024 IRP 111 EB2 DFO '30 - NS CC Forced Solar from '29 - PC | 0 | DEKY | KY Core | Coal:Conventional | East Bend 2 | 2024 | Hg | 0.0067413 | 7.05e-07 | 7.8566e-06
DEKY 2024 IRP 111 EB2 DFO '30 - NS CC Forced Solar from '29 - PC | 0 | DEKY | KY Core | Coal:Conventional | East Bend 2 | 2024 | NOx | 713.8881 | 0.074658 | 0.83199 | 746.9095 | 0.43524
DEKY 2024 IRP 111 EB2 DFO '30 - NS CC Forced Solar from '29 - PC | 0 | DEKY | KY Core | Coal:Conventional | East Bend 2 | 2024 | SO2 | 1240.3079 | 0.12971 | 1.4455 | 2.9767 | 0.0017346
DEKY 2024 IRP 111 EB2 DFO '30 - NS CC Forced Solar from '29 - PC | 0 | DEKY | KY Core | Coal:Conventional | East Bend 2 | 2025 | CO2 | 2495274.5938 | 204.8207 | 2260.2125
DEKY 2024 IRP 111 EB2 DFO '30 - NS CC Forced Solar from '29 - PC | 0 | DEKY | KY Core | Coal:Conventional | East Bend 2 | 2025 | Hg | 0.0079797 | 6.55e-07 | 7.228e-06
DEKY 2024 IRP 111 EB2 DFO '30 - NS CC Forced Solar from '29 - PC | 0 | DEKY | KY Core | Coal:Conventional | East Bend 2 | 2025 | NOx | 938.6913 | 0.077051 | 0.85026 | 743.744 | 0.33684
DEKY 2024 IRP 111 EB2 DFO '30 - NS CC Forced Solar from '29 - PC | 0 | DEKY | KY Core | Coal:Conventional | East Bend 2 | 2025 | SO2 | 1580.057 | 0.1297 | 1.4312 | 3.7921 | 0.0017175
DEKY 2024 IRP 111 EB2 DFO '30 - NS CC Forced Solar from '29 - PC | 0 | DEKY | KY Core | Coal:Conventional | East Bend 2 | 2026 | CO2 | 3336182.125 | 204.8966 | 2214.0108
DEKY 2024 IRP 111 EB2 DFO '30 - NS CC Forced Solar from '29 - PC | 0 | DEKY | KY Core | Coal:Conventional | East Bend 2 | 2026 | Hg | 0.010632 | 6.53e-07 | 7.056e-06
DEKY 2024 IRP 111 EB2 DFO '30 - NS CC Forced Solar from '29 - PC | 0 | DEKY | KY Core | Coal:Conventional | East Bend 2 | 2026 | NOx | 1263.1376 | 0.077577 | 0.83826 | 1245.2716 | 0.4132
DEKY 2024 IRP 111 EB2 DFO '30 - NS CC Forced Solar from '29 - PC | 0 | DEKY | KY Core | Coal:Conventional | East Bend 2 | 2026 | SO2 | 2112.5366 | 0.12974 | 1.402 | 5.0701 | 0.0016824
DEKY 2024 IRP 111 EB2 DFO '30 - NS CC Forced Solar from '29 - PC | 0 | DEKY | KY Core | Coal:Conventional | East Bend 2 | 2027 | CO2 | 3843362.3594 | 204.9109 | 2181.0642
DEKY 2024 IRP 111 EB2 DFO '30 - NS CC Forced Solar from '29 - PC | 0 | DEKY | KY Core | Coal:Conventional | East Bend 2 | 2027 | Hg | 0.01236 | 6.59e-07 | 7.0144e-06
DEKY 2024 IRP 111 EB2 DFO '30 - NS CC Forced Solar from '29 - PC | 0 | DEKY | KY Core | Coal:Conventional | East Bend 2 | 2027 | NOx | 1462.1779 | 0.077957 | 0.82977 | 1591.9433 | 0.4517
DEKY 2024 IRP 111 EB2 DFO '30 - NS CC Forced Solar from '29 - PC | 0 | DEKY | KY Core | Coal:Conventional | East Bend 2 | 2027 | SO2 | 2433.6933 | 0.12975 | 1.3811 | 5.8409 | 0.0016573
DEKY 2024 IRP 111 EB2 DFO '30 - NS CC Forced Solar from '29 - PC | 0 | DEKY | KY Core | Coal:Conventional | East Bend 2 | 2028 | CO2 | 3699280.4141 | 204.8554 | 2184.2704
DEKY 2024 IRP 111 EB2 DFO '30 - NS CC Forced Solar from '29 - PC | 0 | DEKY | KY Core | Coal:Conventional | East Bend 2 | 2028 | Hg | 0.01172 | 6.49e-07 | 6.92e-06
DEKY 2024 IRP 111 EB2 DFO '30 - NS CC Forced Solar from '29 - PC | 0 | DEKY | KY Core | Coal:Conventional | East Bend 2 | 2028 | NOx | 1408.5982 | 0.078004 | 0.83172 | 1494.5947 | 0.44125
DEKY 2024 IRP 111 EB2 DFO '30 - NS CC Forced Solar from '29 - PC | 0 | DEKY | KY Core | Coal:Conventional | East Bend 2 | 2028 | SO2 | 2342.4576 | 0.12972 | 1.3831 | 5.6219 | 0.0016598
DEKY 2024 IRP 111 EB2 DFO '30 - NS CC Forced Solar from '29 - PC | 0 | DEKY | KY Core | Coal:Conventional | East Bend 2 | 2029 | CO2 | 3535672.7656 | 204.9615 | 2189.0678
DEKY 2024 IRP 111 EB2 DFO '30 - NS CC Forced Solar from '29 - PC | 0 | DEKY | KY Core | Coal:Conventional | East Bend 2 | 2029 | Hg | 0.011316 | 6.56e-07 | 7.0063e-06
DEKY 2024 IRP 111 EB2 DFO '30 - NS CC Forced Solar from '29 - PC | 0 | DEKY | KY Core | Coal:Conventional | East Bend 2 | 2029 | NOx | 1338.4796 | 0.077591 | 0.8287 | 1504.6015 | 0.46578
DEKY 2024 IRP 111 EB2 DFO '30 - NS CC Forced Solar from '29 - PC | 0 | DEKY | KY Core | Coal:Conventional | East Bend 2 | 2029 | SO2 | 2238.8581 | 0.12979 | 1.3862 | 5.3733 | 0.0016634
DEKY 2024 IRP 111 EB2 DFO '30 - NS CC Forced Solar from '29 - PC | 0 | DEKY | KY Core | Coal:Conventional | East Bend 2 | 2030 | CO2 | 2549402.4531 | 162.5823 | 1773.8675
DEKY 2024 IRP 111 EB2 DFO '30 - NS CC Forced Solar from '29 - PC | 0 | DEKY | KY Core | Coal:Conventional | East Bend 2 | 2030 | NOx | 1201.0829 | 0.076596 | 0.83571 | 1228.0707 | 0.42724
DEKY 2024 IRP 111 EB2 DFO '30 - NS CC Forced Solar from '29 - PC | 0 | DEKY | KY Core | Coal:Conventional | East Bend 2 | 2030 | SO2 | 1017.6277 | 0.064897 | 0.70806 | 2.4423 | 0.00084967
DEKY 2024 IRP 111 EB2 DFO '30 - NS CC Forced Solar from '29 - PC | 0 | DEKY | KY Core | Coal:Conventional | East Bend 2 | 2031 | CO2 | 2466100.1992 | 162.57 | 1774.5558
DEKY 2024 IRP 111 EB2 DFO '30 - NS CC Forced Solar from '29 - PC | 0 | DEKY | KY Core | Coal:Conventional | East Bend 2 | 2031 | NOx | 1169.0101 | 0.077063 | 0.8412 | 1103.6383 | 0.39708
DEKY 2024 IRP 111 EB2 DFO '30 - NS CC Forced Solar from '29 - PC | 0 | DEKY | KY Core | Coal:Conventional | East Bend 2 | 2031 | SO2 | 984.167 | 0.064878 | 0.70819 | 2.362 | 0.00084982
DEKY 2024 IRP 111 EB2 DFO '30 - NS CC Forced Solar from '29 - PC | 0 | DEKY | KY Core | Coal:Conventional | East Bend 2 | 2032 | CO2 | 2903344.2031 | 162.582 | 1751.9048
DEKY 2024 IRP 111 EB2 DFO '30 - NS CC Forced Solar from '29 - PC | 0 | DEKY | KY Core | Coal:Conventional | East Bend 2 | 2032 | NOx | 1369.822 | 0.076708 | 0.82656 | 1582.8185 | 0.47754
DEKY 2024 IRP 111 EB2 DFO '30 - NS CC Forced Solar from '29 - PC | 0 | DEKY | KY Core | Coal:Conventional | East Bend 2 | 2032 | SO2 | 1158.9037 | 0.064896 | 0.69929 | 2.7814 | 0.00083915
DEKY 2024 IRP 111 EB2 DFO '30 - NS CC Forced Solar from '29 - PC | 0 | DEKY | KY Core | Coal:Conventional | East Bend 2 | 2033 | CO2 | 2546145.6484 | 162.5531 | 1762.2214
DEKY 2024 IRP 111 EB2 DFO '30 - NS CC Forced Solar from '29 - PC | 0 | DEKY | KY Core | Coal:Conventional | East Bend 2 | 2033 | NOx | 1196.5988 | 0.076394 | 0.82818 | 1381.3152 | 0.47801
DEKY 2024 IRP 111 EB2 DFO '30 - NS CC Forced Solar from '29 - PC | 0 | DEKY | KY Core | Coal:Conventional | East Bend 2 | 2033 | SO2 | 1015.8148 | 0.064852 | 0.70306 | 2.4786 | 0.00085773
DEKY 2024 IRP 111 EB2 DFO '30 - NS CC Forced Solar from '29 - PC | 0 | DEKY | KY Core | Coal:Conventional | East Bend 2 | 2034 | CO2 | 2068460.9023 | 162.5427 | 1772.5361
DEKY 2024 IRP 111 EB2 DFO '30 - NS CC Forced Solar from '29 - PC | 0 | DEKY | KY Core | Coal:Conventional | East Bend 2 | 2034 | NOx | 973.0106 | 0.076461 | 0.83381 | 1062.8515 | 0.4554
DEKY 2024 IRP 111 EB2 DFO '30 - NS CC Forced Solar from '29 - PC | 0 | DEKY | KY Core | Coal:Conventional | East Bend 2 | 2034 | SO2 | 825.0874 | 0.064837 | 0.70705 | 2.0469 | 0.00087702
DEKY 2024 IRP 111 EB2 DFO '30 - NS CC Forced Solar from '29 - PC | 0 | DEKY | KY Core | Coal:Conventional | East Bend 2 | 2035 | CO2 | 1392612.3555 | 162.5438 | 1791.2565
DEKY 2024 IRP 111 EB2 DFO '30 - NS CC Forced Solar from '29 - PC | 0 | DEKY | KY Core | Coal:Conventional | East Bend 2 | 2035 | NOx | 661.6145 | 0.077223 | 0.85101 | 566.1973 | 0.36414
DEKY 2024 IRP 111 EB2 DFO '30 - NS CC Forced Solar from '29 - PC | 0 | DEKY | KY Core | Coal:Conventional | East Bend 2 | 2035 | SO2 | 555.5085 | 0.064838 | 0.71453 | 1.4012 | 0.00090117
DEKY 2024 IRP 111 EB2 DFO '30 - NS CC Forced Solar from '29 - PC | 0 | DEKY | KY Core | Coal:Conventional | East Bend 2 | 2036 | CO2 | 1179790.375 | 162.5038 | 1792.1774
DEKY 2024 IRP 111 EB2 DFO '30 - NS CC Forced Solar from '29 - PC | 0 | DEKY | KY Core | Coal:Conventional | East Bend 2 | 2036 | NOx | 570.6012 | 0.078594 | 0.86678 | 365.3953 | 0.27753
DEKY 2024 IRP 111 EB2 DFO '30 - NS CC Forced Solar from '29 - PC | 0 | DEKY | KY Core | Coal:Conventional | East Bend 2 | 2036 | SO2 | 470.2877 | 0.064777 | 0.7144 | 1.2062 | 0.00091617
DEKY 2024 IRP 111 EB2 DFO '30 - NS CC Forced Solar from '29 - PC | 0 | DEKY | KY Core | Coal:Conventional | East Bend 2 | 2037 | CO2 | 1215735.8633 | 162.5283 | 1790.7436
DEKY 2024 IRP 111 EB2 DFO '30 - NS CC Forced Solar from '29 - PC | 0 | DEKY | KY Core | Coal:Conventional | East Bend 2 | 2037 | NOx | 577.0211 | 0.07714 | 0.84994 | 523.2237 | 0.38535
DEKY 2024 IRP 111 EB2 DFO '30 - NS CC Forced Solar from '29 - PC | 0 | DEKY | KY Core | Coal:Conventional | East Bend 2 | 2037 | SO2 | 484.8232 | 0.064815 | 0.71413 | 1.2645 | 0.00093129
DEKY 2024 IRP 111 EB2 DFO '30 - NS CC Forced Solar from '29 - PC | 0 | DEKY | KY Core | Coal:Conventional | East Bend 2 | 2038 | CO2 | 1299697.6836 | 162.5551 | 1784.0737
DEKY 2024 IRP 111 EB2 DFO '30 - NS CC Forced Solar from '29 - PC | 0 | DEKY | KY Core | Coal:Conventional | East Bend 2 | 2038 | NOx | 646.0075 | 0.080797 | 0.88676 | 240.3858 | 0.16499
DEKY 2024 IRP 111 EB2 DFO '30 - NS CC Forced Solar from '29 - PC | 0 | DEKY | KY Core | Coal:Conventional | East Bend 2 | 2038 | SO2 | 518.5474 | 0.064856 | 0.7118 | 1.3754 | 0.00094396
DEKY 2024 IRP 111 EB2 DFO '30 - NS CC Forced Solar from '29 - PC | 0 | DEKY | KY Core | Gas/Oil:Combined Cycle | New 1x1 CC DEK | 2039 | CO2 | 839712.5781 | 120 | 779.3878
DEKY 2024 IRP 111 EB2 DFO '30 - NS CC Forced Solar from '29 - PC | 0 | DEKY | KY Core | Gas/Oil:Combined Cycle | New 1x1 CC DEK | 2039 | NOx | 56.0248 | 0.0080063 | 0.052 | 77.8637 | 0.036135
DEKY 2024 IRP 111 EB2 DFO '30 - NS CC Forced Solar from '29 - PC | 0 | DEKY | KY Core | Gas/Oil:Combined Cycle | New 1x1 CC DEK | 2040 | CO2 | 843939.8762 | 120 | 777.4163
DEKY 2024 IRP 111 EB2 DFO '30 - NS CC Forced Solar from '29 - PC | 0 | DEKY | KY Core | Gas/Oil:Combined Cycle | New 1x1 CC DEK | 2040 | NOx | 56.4497 | 0.0080266 | 0.052 | 86.7911 | 0.039975
DEKY 2024 IRP 111 EB2 DFO '30 - NS CC Forced Solar from '29 - PC | 0 | DEKY | KY Core | Gas/Oil:Combined Cycle | New 1x1 CC DEK DF | 2039 | CO2 | 27587.1993 | 120 | 1057.9382
DEKY 2024 IRP 111 EB2 DFO '30 - NS CC Forced Solar from '29 - PC | 0 | DEKY | KY Core | Gas/Oil:Combined Cycle | New 1x1 CC DEK DF | 2039 | NOx | 1.356 | 0.0058983 | 0.052 | 2.074 | 0.039767
DEKY 2024 IRP 111 EB2 DFO '30 - NS CC Forced Solar from '29 - PC | 0 | DEKY | KY Core | Gas/Oil:Combined Cycle | New 1x1 CC DEK DF | 2040 | CO2 | 28350.4768 | 120 | 1059.4038
DEKY 2024 IRP 111 EB2 DFO '30 - NS CC Forced Solar from '29 - PC | 0 | DEKY | KY Core | Gas/Oil:Combined Cycle | New 1x1 CC DEK DF | 2040 | NOx | 1.3916 | 0.0058901 | 0.052 | 2.0626 | 0.038538
DEKY 2024 IRP 111 EB2 DFO '30 - NS CC Forced Solar from '29 - PC | 0 | DEKY | KY Core | Gas/Oil:Combustion Turbine | Woodsdale 1 | 2024 | CO2 | 268319.335 | 117 | 1750.7917
DEKY 2024 IRP 111 EB2 DFO '30 - NS CC Forced Solar from '29 - PC | 0 | DEKY | KY Core | Gas/Oil:Combustion Turbine | Woodsdale 1 | 2024 | NOx | 272.906 | 0.119 | 1.7807 | 256.7727 | 0.83772
DEKY 2024 IRP 111 EB2 DFO '30 - NS CC Forced Solar from '29 - PC | 0 | DEKY | KY Core | Gas/Oil:Combustion Turbine | Woodsdale 1 | 2025 | CO2 | 41110.8755 | 117 | 1729.4914
DEKY 2024 IRP 111 EB2 DFO '30 - NS CC Forced Solar from '29 - PC | 0 | DEKY | KY Core | Gas/Oil:Combustion Turbine | Woodsdale 1 | 2025 | NOx | 41.8136 | 0.119 | 1.7591 | 34.4925 | 0.72553
DEKY 2024 IRP 111 EB2 DFO '30 - NS CC Forced Solar from '29 - PC | 0 | DEKY | KY Core | Gas/Oil:Combustion Turbine | Woodsdale 1 | 2026 | CO2 | 22523.3914 | 117 | 1729.2431
DEKY 2024 IRP 111 EB2 DFO '30 - NS CC Forced Solar from '29 - PC | 0 | DEKY | KY Core | Gas/Oil:Combustion Turbine | Woodsdale 1 | 2026 | NOx | 22.9084 | 0.119 | 1.7588 | 17.0503 | 0.65452
DEKY 2024 IRP 111 EB2 DFO '30 - NS CC Forced Solar from '29 - PC | 0 | DEKY | KY Core | Gas/Oil:Combustion Turbine | Woodsdale 1 | 2027 | CO2 | 21206.7634 | 117 | 1733.4992
DEKY 2024 IRP 111 EB2 DFO '30 - NS CC Forced Solar from '29 - PC | 0 | DEKY | KY Core | Gas/Oil:Combustion Turbine | Woodsdale 1 | 2027 | NOx | 21.5693 | 0.119 | 1.7631 | 13.766 | 0.56264
DEKY 2024 IRP 111 EB2 DFO '30 - NS CC Forced Solar from '29 - PC | 0 | DEKY | KY Core | Gas/Oil:Combustion Turbine | Woodsdale 1 | 2028 | CO2 | 8648.9219 | 117 | 1750.6167
DEKY 2024 IRP 111 EB2 DFO '30 - NS CC Forced Solar from '29 - PC | 0 | DEKY | KY Core | Gas/Oil:Combustion Turbine | Woodsdale 1 | 2028 | NOx | 8.7968 | 0.119 | 1.7805 | 14.7576 | 1.4935
DEKY 2024 IRP 111 EB2 DFO '30 - NS CC Forced Solar from '29 - PC | 0 | DEKY | KY Core | Gas/Oil:Combustion Turbine | Woodsdale 1 | 2029 | CO2 | 15585.5425 | 117 | 1746.5728
DEKY 2024 IRP 111 EB2 DFO '30 - NS CC Forced Solar from '29 - PC | 0 | DEKY | KY Core | Gas/Oil:Combustion Turbine | Woodsdale 1 | 2029 | NOx | 15.852 | 0.119 | 1.7764 | 12.2068 | 0.68397
DEKY 2024 IRP 111 EB2 DFO '30 - NS CC Forced Solar from '29 - PC | 0 | DEKY | KY Core | Gas/Oil:Combustion Turbine | Woodsdale 1 | 2030 | CO2 | 38055.9995 | 117 | 1733.9165
DEKY 2024 IRP 111 EB2 DFO '30 - NS CC Forced Solar from '29 - PC | 0 | DEKY | KY Core | Gas/Oil:Combustion Turbine | Woodsdale 1 | 2030 | NOx | 38.7065 | 0.119 | 1.7636 | 26.9303 | 0.6135
DEKY 2024 IRP 111 EB2 DFO '30 - NS CC Forced Solar from '29 - PC | 0 | DEKY | KY Core | Gas/Oil:Combustion Turbine | Woodsdale 1 | 2031 | CO2 | 24563.8215 | 117 | 1736.8183
DEKY 2024 IRP 111 EB2 DFO '30 - NS CC Forced Solar from '29 - PC | 0 | DEKY | KY Core | Gas/Oil:Combustion Turbine | Woodsdale 1 | 2031 | NOx | 24.9837 | 0.119 | 1.7665 | 25.4693 | 0.90042
DEKY 2024 IRP 111 EB2 DFO '30 - NS CC Forced Solar from '29 - PC | 0 | DEKY | KY Core | Gas/Oil:Combustion Turbine | Woodsdale 1 | 2032 | CO2 | 22414.4691 | 117 | 1723.2621
DEKY 2024 IRP 111 EB2 DFO '30 - NS CC Forced Solar from '29 - PC | 0 | DEKY | KY Core | Gas/Oil:Combustion Turbine | Woodsdale 1 | 2032 | NOx | 22.7976 | 0.119 | 1.7527 | 13.9512 | 0.5363
DEKY 2024 IRP 111 EB2 DFO '30 - NS CC Forced Solar from '29 - PC | 0 | DEKY | KY Core | Gas/Oil:Combustion Turbine | Woodsdale 2 | 2024 | CO2 | 330802.1411 | 116.9999 | 1742.8113
DEKY 2024 IRP 111 EB2 DFO '30 - NS CC Forced Solar from '29 - PC | 0 | DEKY | KY Core | Gas/Oil:Combustion Turbine | Woodsdale 2 | 2024 | NOx | 336.4569 | 0.119 | 1.7726 | 247.5725 | 0.65216
DEKY 2024 IRP 111 EB2 DFO '30 - NS CC Forced Solar from '29 - PC | 0 | DEKY | KY Core | Gas/Oil:Combustion Turbine | Woodsdale 2 | 2025 | CO2 | 42264.9326 | 117 | 1727.1789
DEKY 2024 IRP 111 EB2 DFO '30 - NS CC Forced Solar from '29 - PC | 0 | DEKY | KY Core | Gas/Oil:Combustion Turbine | Woodsdale 2 | 2025 | NOx | 42.9874 | 0.119 | 1.7567 | 36.3775 | 0.74329
DEKY 2024 IRP 111 EB2 DFO '30 - NS CC Forced Solar from '29 - PC | 0 | DEKY | KY Core | Gas/Oil:Combustion Turbine | Woodsdale 2 | 2026 | CO2 | 23493.5719 | 117 | 1728.3581
DEKY 2024 IRP 111 EB2 DFO '30 - NS CC Forced Solar from '29 - PC | 0 | DEKY | KY Core | Gas/Oil:Combustion Turbine | Woodsdale 2 | 2026 | NOx | 23.8952 | 0.119 | 1.7579 | 19.7659 | 0.72706
DEKY 2024 IRP 111 EB2 DFO '30 - NS CC Forced Solar from '29 - PC | 0 | DEKY | KY Core | Gas/Oil:Combustion Turbine | Woodsdale 2 | 2027 | CO2 | 22082.5902 | 117 | 1732.7153
DEKY 2024 IRP 111 EB2 DFO '30 - NS CC Forced Solar from '29 - PC | 0 | DEKY | KY Core | Gas/Oil:Combustion Turbine | Woodsdale 2 | 2027 | NOx | 22.4601 | 0.119 | 1.7623 | 16.2175 | 0.63625
DEKY 2024 IRP 111 EB2 DFO '30 - NS CC Forced Solar from '29 - PC | 0 | DEKY | KY Core | Gas/Oil:Combustion Turbine | Woodsdale 2 | 2028 | CO2 | 8755.9009 | 117 | 1745.4203
DEKY 2024 IRP 111 EB2 DFO '30 - NS CC Forced Solar from '29 - PC | 0 | DEKY | KY Core | Gas/Oil:Combustion Turbine | Woodsdale 2 | 2028 | NOx | 8.9056 | 0.119 | 1.7753 | 15.057 | 1.5007
DEKY 2024 IRP 111 EB2 DFO '30 - NS CC Forced Solar from '29 - PC | 0 | DEKY | KY Core | Gas/Oil:Combustion Turbine | Woodsdale 2 | 2029 | CO2 | 15674.2222 | 117 | 1744.1965
DEKY 2024 IRP 111 EB2 DFO '30 - NS CC Forced Solar from '29 - PC | 0 | DEKY | KY Core | Gas/Oil:Combustion Turbine | Woodsdale 2 | 2029 | NOx | 15.9422 | 0.119 | 1.774 | 12.455 | 0.69299
DEKY 2024 IRP 111 EB2 DFO '30 - NS CC Forced Solar from '29 - PC | 0 | DEKY | KY Core | Gas/Oil:Combustion Turbine | Woodsdale 2 | 2030 | CO2 | 36428.3127 | 117 | 1728.3443
DEKY 2024 IRP 111 EB2 DFO '30 - NS CC Forced Solar from '29 - PC | 0 | DEKY | KY Core | Gas/Oil:Combustion Turbine | Woodsdale 2 | 2030 | NOx | 37.051 | 0.119 | 1.7579 | 21.3611 | 0.50674
DEKY 2024 IRP 111 EB2 DFO '30 - NS CC Forced Solar from '29 - PC | 0 | DEKY | KY Core | Gas/Oil:Combustion Turbine | Woodsdale 2 | 2031 | CO2 | 26792.9566 | 117 | 1735.9697
DEKY 2024 IRP 111 EB2 DFO '30 - NS CC Forced Solar from '29 - PC | 0 | DEKY | KY Core | Gas/Oil:Combustion Turbine | Woodsdale 2 | 2031 | NOx | 27.251 | 0.119 | 1.7656 | 31.7087 | 1.0272
DEKY 2024 IRP 111 EB2 DFO '30 - NS CC Forced Solar from '29 - PC | 0 | DEKY | KY Core | Gas/Oil:Combustion Turbine | Woodsdale 2 | 2032 | CO2 | 22515.8168 | 117 | 1721.5244
DEKY 2024 IRP 111 EB2 DFO '30 - NS CC Forced Solar from '29 - PC | 0 | DEKY | KY Core | Gas/Oil:Combustion Turbine | Woodsdale 2 | 2032 | NOx | 22.9007 | 0.119 | 1.751 | 14.2349 | 0.54419
DEKY 2024 IRP 111 EB2 DFO '30 - NS CC Forced Solar from '29 - PC | 0 | DEKY | KY Core | Gas/Oil:Combustion Turbine | Woodsdale 3 | 2024 | CO2 | 298469.1509 | 116.9999 | 1739.3104
DEKY 2024 IRP 111 EB2 DFO '30 - NS CC Forced Solar from '29 - PC | 0 | DEKY | KY Core | Gas/Oil:Combustion Turbine | Woodsdale 3 | 2024 | NOx | 303.5712 | 0.119 | 1.769 | 215.6806 | 0.62843
DEKY 2024 IRP 111 EB2 DFO '30 - NS CC Forced Solar from '29 - PC | 0 | DEKY | KY Core | Gas/Oil:Combustion Turbine | Woodsdale 3 | 2025 | CO2 | 41939.7456 | 117 | 1725.241
DEKY 2024 IRP 111 EB2 DFO '30 - NS CC Forced Solar from '29 - PC | 0 | DEKY | KY Core | Gas/Oil:Combustion Turbine | Woodsdale 3 | 2025 | NOx | 42.6567 | 0.119 | 1.7547 | 31.6425 | 0.65083
DEKY 2024 IRP 111 EB2 DFO '30 - NS CC Forced Solar from '29 - PC | 0 | DEKY | KY Core | Gas/Oil:Combustion Turbine | Woodsdale 3 | 2026 | CO2 | 23493.5719 | 117 | 1728.3581
DEKY 2024 IRP 111 EB2 DFO '30 - NS CC Forced Solar from '29 - PC | 0 | DEKY | KY Core | Gas/Oil:Combustion Turbine | Woodsdale 3 | 2026 | NOx | 23.8952 | 0.119 | 1.7579 | 19.7659 | 0.72706
DEKY 2024 IRP 111 EB2 DFO '30 - NS CC Forced Solar from '29 - PC | 0 | DEKY | KY Core | Gas/Oil:Combustion Turbine | Woodsdale 3 | 2027 | CO2 | 18866.766 | 117 | 1736.5517
DEKY 2024 IRP 111 EB2 DFO '30 - NS CC Forced Solar from '29 - PC | 0 | DEKY | KY Core | Gas/Oil:Combustion Turbine | Woodsdale 3 | 2027 | NOx | 19.1893 | 0.119 | 1.7662 | 16.2109 | 0.74605
DEKY 2024 IRP 111 EB2 DFO '30 - NS CC Forced Solar from '29 - PC | 0 | DEKY | KY Core | Gas/Oil:Combustion Turbine | Woodsdale 3 | 2028 | CO2 | 8755.9009 | 117 | 1745.4203
DEKY 2024 IRP 111 EB2 DFO '30 - NS CC Forced Solar from '29 - PC | 0 | DEKY | KY Core | Gas/Oil:Combustion Turbine | Woodsdale 3 | 2028 | NOx | 8.9056 | 0.119 | 1.7753 | 15.057 | 1.5007
DEKY 2024 IRP 111 EB2 DFO '30 - NS CC Forced Solar from '29 - PC | 0 | DEKY | KY Core | Gas/Oil:Combustion Turbine | Woodsdale 3 | 2029 | CO2 | 12700.6836 | 117 | 1743.5217
DEKY 2024 IRP 111 EB2 DFO '30 - NS CC Forced Solar from '29 - PC | 0 | DEKY | KY Core | Gas/Oil:Combustion Turbine | Woodsdale 3 | 2029 | NOx | 12.9178 | 0.119 | 1.7733 | 12.449 | 0.85449
DEKY 2024 IRP 111 EB2 DFO '30 - NS CC Forced Solar from '29 - PC | 0 | DEKY | KY Core | Gas/Oil:Combustion Turbine | Woodsdale 3 | 2030 | CO2 | 29028.2229 | 117 | 1735.982
DEKY 2024 IRP 111 EB2 DFO '30 - NS CC Forced Solar from '29 - PC | 0 | DEKY | KY Core | Gas/Oil:Combustion Turbine | Woodsdale 3 | 2030 | NOx | 29.5244 | 0.119 | 1.7657 | 27.4592 | 0.82107
DEKY 2024 IRP 111 EB2 DFO '30 - NS CC Forced Solar from '29 - PC | 0 | DEKY | KY Core | Gas/Oil:Combustion Turbine | Woodsdale 3 | 2031 | CO2 | 20568.4544 | 117 | 1741.3185
DEKY 2024 IRP 111 EB2 DFO '30 - NS CC Forced Solar from '29 - PC | 0 | DEKY | KY Core | Gas/Oil:Combustion Turbine | Woodsdale 3 | 2031 | NOx | 20.9201 | 0.119 | 1.7711 | 29.1319 | 1.2331
DEKY 2024 IRP 111 EB2 DFO '30 - NS CC Forced Solar from '29 - PC | 0 | DEKY | KY Core | Gas/Oil:Combustion Turbine | Woodsdale 3 | 2032 | CO2 | 22515.8168 | 117 | 1721.5244
DEKY 2024 IRP 111 EB2 DFO '30 - NS CC Forced Solar from '29 - PC | 0 | DEKY | KY Core | Gas/Oil:Combustion Turbine | Woodsdale 3 | 2032 | NOx | 22.9007 | 0.119 | 1.751 | 14.2349 | 0.54419
DEKY 2024 IRP 111 EB2 DFO '30 - NS CC Forced Solar from '29 - PC | 0 | DEKY | KY Core | Gas/Oil:Combustion Turbine | Woodsdale 4 | 2024 | CO2 | 306532.4596 | 116.9999 | 1742.3893
DEKY 2024 IRP 111 EB2 DFO '30 - NS CC Forced Solar from '29 - PC | 0 | DEKY | KY Core | Gas/Oil:Combustion Turbine | Woodsdale 4 | 2024 | NOx | 311.7723 | 0.119 | 1.7722 | 240.1883 | 0.68264
DEKY 2024 IRP 111 EB2 DFO '30 - NS CC Forced Solar from '29 - PC | 0 | DEKY | KY Core | Gas/Oil:Combustion Turbine | Woodsdale 4 | 2025 | CO2 | 41922.8032 | 117 | 1727.5999
DEKY 2024 IRP 111 EB2 DFO '30 - NS CC Forced Solar from '29 - PC | 0 | DEKY | KY Core | Gas/Oil:Combustion Turbine | Woodsdale 4 | 2025 | NOx | 42.6394 | 0.119 | 1.7571 | 31.5951 | 0.651
DEKY 2024 IRP 111 EB2 DFO '30 - NS CC Forced Solar from '29 - PC | 0 | DEKY | KY Core | Gas/Oil:Combustion Turbine | Woodsdale 4 | 2026 | CO2 | 22523.3914 | 117 | 1729.2431
DEKY 2024 IRP 111 EB2 DFO '30 - NS CC Forced Solar from '29 - PC | 0 | DEKY | KY Core | Gas/Oil:Combustion Turbine | Woodsdale 4 | 2026 | NOx | 22.9084 | 0.119 | 1.7588 | 17.0503 | 0.65452
DEKY 2024 IRP 111 EB2 DFO '30 - NS CC Forced Solar from '29 - PC | 0 | DEKY | KY Core | Gas/Oil:Combustion Turbine | Woodsdale 4 | 2027 | CO2 | 21206.7634 | 117 | 1733.4992
DEKY 2024 IRP 111 EB2 DFO '30 - NS CC Forced Solar from '29 - PC | 0 | DEKY | KY Core | Gas/Oil:Combustion Turbine | Woodsdale 4 | 2027 | NOx | 21.5693 | 0.119 | 1.7631 | 13.766 | 0.56264
DEKY 2024 IRP 111 EB2 DFO '30 - NS CC Forced Solar from '29 - PC | 0 | DEKY | KY Core | Gas/Oil:Combustion Turbine | Woodsdale 4 | 2028 | CO2 | 8648.9219 | 117 | 1750.6167
DEKY 2024 IRP 111 EB2 DFO '30 - NS CC Forced Solar from '29 - PC | 0 | DEKY | KY Core | Gas/Oil:Combustion Turbine | Woodsdale 4 | 2028 | NOx | 8.7968 | 0.119 | 1.7805 | 14.7576 | 1.4935
DEKY 2024 IRP 111 EB2 DFO '30 - NS CC Forced Solar from '29 - PC | 0 | DEKY | KY Core | Gas/Oil:Combustion Turbine | Woodsdale 4 | 2029 | CO2 | 15585.5425 | 117 | 1746.5728
DEKY 2024 IRP 111 EB2 DFO '30 - NS CC Forced Solar from '29 - PC | 0 | DEKY | KY Core | Gas/Oil:Combustion Turbine | Woodsdale 4 | 2029 | NOx | 15.852 | 0.119 | 1.7764 | 12.2068 | 0.68397
DEKY 2024 IRP 111 EB2 DFO '30 - NS CC Forced Solar from '29 - PC | 0 | DEKY | KY Core | Gas/Oil:Combustion Turbine | Woodsdale 4 | 2030 | CO2 | 41512.9194 | 117 | 1731.9421
DEKY 2024 IRP 111 EB2 DFO '30 - NS CC Forced Solar from '29 - PC | 0 | DEKY | KY Core | Gas/Oil:Combustion Turbine | Woodsdale 4 | 2030 | NOx | 42.2225 | 0.119 | 1.7615 | 26.9373 | 0.56192
DEKY 2024 IRP 111 EB2 DFO '30 - NS CC Forced Solar from '29 - PC | 0 | DEKY | KY Core | Gas/Oil:Combustion Turbine | Woodsdale 4 | 2031 | CO2 | 24563.8215 | 117 | 1736.8183
DEKY 2024 IRP 111 EB2 DFO '30 - NS CC Forced Solar from '29 - PC | 0 | DEKY | KY Core | Gas/Oil:Combustion Turbine | Woodsdale 4 | 2031 | NOx | 24.9837 | 0.119 | 1.7665 | 25.4693 | 0.90042
DEKY 2024 IRP 111 EB2 DFO '30 - NS CC Forced Solar from '29 - PC | 0 | DEKY | KY Core | Gas/Oil:Combustion Turbine | Woodsdale 4 | 2032 | CO2 | 22414.4691 | 117 | 1723.2621
DEKY 2024 IRP 111 EB2 DFO '30 - NS CC Forced Solar from '29 - PC | 0 | DEKY | KY Core | Gas/Oil:Combustion Turbine | Woodsdale 4 | 2032 | NOx | 22.7976 | 0.119 | 1.7527 | 13.9512 | 0.5363
DEKY 2024 IRP 111 EB2 DFO '30 - NS CC Forced Solar from '29 - PC | 0 | DEKY | KY Core | Gas/Oil:Combustion Turbine | Woodsdale 5 | 2024 | CO2 | 351082.4922 | 116.9999 | 1739.8754
DEKY 2024 IRP 111 EB2 DFO '30 - NS CC Forced Solar from '29 - PC | 0 | DEKY | KY Core | Gas/Oil:Combustion Turbine | Woodsdale 5 | 2024 | NOx | 357.0839 | 0.119 | 1.7696 | 265.884 | 0.65883
DEKY 2024 IRP 111 EB2 DFO '30 - NS CC Forced Solar from '29 - PC | 0 | DEKY | KY Core | Gas/Oil:Combustion Turbine | Woodsdale 5 | 2025 | CO2 | 51615.1697 | 117 | 1731.7911
DEKY 2024 IRP 111 EB2 DFO '30 - NS CC Forced Solar from '29 - PC | 0 | DEKY | KY Core | Gas/Oil:Combustion Turbine | Woodsdale 5 | 2025 | NOx | 52.4975 | 0.119 | 1.7614 | 34.2263 | 0.57418
DEKY 2024 IRP 111 EB2 DFO '30 - NS CC Forced Solar from '29 - PC | 0 | DEKY | KY Core | Gas/Oil:Combustion Turbine | Woodsdale 5 | 2026 | CO2 | 22206.5048 | 117 | 1729.3439
DEKY 2024 IRP 111 EB2 DFO '30 - NS CC Forced Solar from '29 - PC | 0 | DEKY | KY Core | Gas/Oil:Combustion Turbine | Woodsdale 5 | 2026 | NOx | 22.5861 | 0.119 | 1.7589 | 19.7633 | 0.76954
DEKY 2024 IRP 111 EB2 DFO '30 - NS CC Forced Solar from '29 - PC | 0 | DEKY | KY Core | Gas/Oil:Combustion Turbine | Woodsdale 5 | 2027 | CO2 | 20634.7938 | 117 | 1734.2349
DEKY 2024 IRP 111 EB2 DFO '30 - NS CC Forced Solar from '29 - PC | 0 | DEKY | KY Core | Gas/Oil:Combustion Turbine | Woodsdale 5 | 2027 | NOx | 20.9875 | 0.119 | 1.7639 | 16.2145 | 0.68137
DEKY 2024 IRP 111 EB2 DFO '30 - NS CC Forced Solar from '29 - PC | 0 | DEKY | KY Core | Gas/Oil:Combustion Turbine | Woodsdale 5 | 2028 | CO2 | 8755.9009 | 117 | 1745.4203
DEKY 2024 IRP 111 EB2 DFO '30 - NS CC Forced Solar from '29 - PC | 0 | DEKY | KY Core | Gas/Oil:Combustion Turbine | Woodsdale 5 | 2028 | NOx | 8.9056 | 0.119 | 1.7753 | 15.057 | 1.5007
DEKY 2024 IRP 111 EB2 DFO '30 - NS CC Forced Solar from '29 - PC | 0 | DEKY | KY Core | Gas/Oil:Combustion Turbine | Woodsdale 5 | 2029 | CO2 | 12290.2114 | 117 | 1739.2218
DEKY 2024 IRP 111 EB2 DFO '30 - NS CC Forced Solar from '29 - PC | 0 | DEKY | KY Core | Gas/Oil:Combustion Turbine | Woodsdale 5 | 2029 | NOx | 12.5003 | 0.119 | 1.769 | 2.9831 | 0.21107
DEKY 2024 IRP 111 EB2 DFO '30 - NS CC Forced Solar from '29 - PC | 0 | DEKY | KY Core | Gas/Oil:Combustion Turbine | Woodsdale 5 | 2030 | CO2 | 41708.5784 | 117 | 1730.0721
DEKY 2024 IRP 111 EB2 DFO '30 - NS CC Forced Solar from '29 - PC | 0 | DEKY | KY Core | Gas/Oil:Combustion Turbine | Woodsdale 5 | 2030 | NOx | 42.4215 | 0.119 | 1.7596 | 27.485 | 0.57004
DEKY 2024 IRP 111 EB2 DFO '30 - NS CC Forced Solar from '29 - PC | 0 | DEKY | KY Core | Gas/Oil:Combustion Turbine | Woodsdale 5 | 2031 | CO2 | 22385.8873 | 117 | 1728.7734
DEKY 2024 IRP 111 EB2 DFO '30 - NS CC Forced Solar from '29 - PC | 0 | DEKY | KY Core | Gas/Oil:Combustion Turbine | Woodsdale 5 | 2031 | NOx | 22.7686 | 0.119 | 1.7583 | 19.3731 | 0.74806
DEKY 2024 IRP 111 EB2 DFO '30 - NS CC Forced Solar from '29 - PC | 0 | DEKY | KY Core | Gas/Oil:Combustion Turbine | Woodsdale 5 | 2032 | CO2 | 22515.8168 | 117 | 1721.5244
DEKY 2024 IRP 111 EB2 DFO '30 - NS CC Forced Solar from '29 - PC | 0 | DEKY | KY Core | Gas/Oil:Combustion Turbine | Woodsdale 5 | 2032 | NOx | 22.9007 | 0.119 | 1.751 | 14.2349 | 0.54419
DEKY 2024 IRP 111 EB2 DFO '30 - NS CC Forced Solar from '29 - PC | 0 | DEKY | KY Core | Gas/Oil:Combustion Turbine | Woodsdale 6 | 2024 | CO2 | 351082.4922 | 116.9999 | 1739.8754
DEKY 2024 IRP 111 EB2 DFO '30 - NS CC Forced Solar from '29 - PC | 0 | DEKY | KY Core | Gas/Oil:Combustion Turbine | Woodsdale 6 | 2024 | NOx | 357.0839 | 0.119 | 1.7696 | 265.884 | 0.65883
DEKY 2024 IRP 111 EB2 DFO '30 - NS CC Forced Solar from '29 - PC | 0 | DEKY | KY Core | Gas/Oil:Combustion Turbine | Woodsdale 6 | 2025 | CO2 | 49175.2318 | 117 | 1733.6893
DEKY 2024 IRP 111 EB2 DFO '30 - NS CC Forced Solar from '29 - PC | 0 | DEKY | KY Core | Gas/Oil:Combustion Turbine | Woodsdale 6 | 2025 | NOx | 50.0158 | 0.119 | 1.7633 | 36.3915 | 0.6415
DEKY 2024 IRP 111 EB2 DFO '30 - NS CC Forced Solar from '29 - PC | 0 | DEKY | KY Core | Gas/Oil:Combustion Turbine | Woodsdale 6 | 2026 | CO2 | 22206.5048 | 117 | 1729.3439
DEKY 2024 IRP 111 EB2 DFO '30 - NS CC Forced Solar from '29 - PC | 0 | DEKY | KY Core | Gas/Oil:Combustion Turbine | Woodsdale 6 | 2026 | NOx | 22.5861 | 0.119 | 1.7589 | 19.7633 | 0.76954
DEKY 2024 IRP 111 EB2 DFO '30 - NS CC Forced Solar from '29 - PC | 0 | DEKY | KY Core | Gas/Oil:Combustion Turbine | Woodsdale 6 | 2027 | CO2 | 22082.5902 | 117 | 1732.7153
DEKY 2024 IRP 111 EB2 DFO '30 - NS CC Forced Solar from '29 - PC | 0 | DEKY | KY Core | Gas/Oil:Combustion Turbine | Woodsdale 6 | 2027 | NOx | 22.4601 | 0.119 | 1.7623 | 16.2175 | 0.63625
DEKY 2024 IRP 111 EB2 DFO '30 - NS CC Forced Solar from '29 - PC | 0 | DEKY | KY Core | Gas/Oil:Combustion Turbine | Woodsdale 6 | 2028 | CO2 | 8755.9009 | 117 | 1745.4203
DEKY 2024 IRP 111 EB2 DFO '30 - NS CC Forced Solar from '29 - PC | 0 | DEKY | KY Core | Gas/Oil:Combustion Turbine | Woodsdale 6 | 2028 | NOx | 8.9056 | 0.119 | 1.7753 | 15.057 | 1.5007
DEKY 2024 IRP 111 EB2 DFO '30 - NS CC Forced Solar from '29 - PC | 0 | DEKY | KY Core | Gas/Oil:Combustion Turbine | Woodsdale 6 | 2029 | CO2 | 15674.2222 | 117 | 1744.1965
DEKY 2024 IRP 111 EB2 DFO '30 - NS CC Forced Solar from '29 - PC | 0 | DEKY | KY Core | Gas/Oil:Combustion Turbine | Woodsdale 6 | 2029 | NOx | 15.9422 | 0.119 | 1.774 | 12.455 | 0.69299
DEKY 2024 IRP 111 EB2 DFO '30 - NS CC Forced Solar from '29 - PC | 0 | DEKY | KY Core | Gas/Oil:Combustion Turbine | Woodsdale 6 | 2030 | CO2 | 34114.6907 | 117 | 1733.0298
DEKY 2024 IRP 111 EB2 DFO '30 - NS CC Forced Solar from '29 - PC | 0 | DEKY | KY Core | Gas/Oil:Combustion Turbine | Woodsdale 6 | 2030 | NOx | 34.6978 | 0.119 | 1.7627 | 27.4695 | 0.69773
DEKY 2024 IRP 111 EB2 DFO '30 - NS CC Forced Solar from '29 - PC | 0 | DEKY | KY Core | Gas/Oil:Combustion Turbine | Woodsdale 6 | 2031 | CO2 | 26792.9566 | 117 | 1735.9697
DEKY 2024 IRP 111 EB2 DFO '30 - NS CC Forced Solar from '29 - PC | 0 | DEKY | KY Core | Gas/Oil:Combustion Turbine | Woodsdale 6 | 2031 | NOx | 27.251 | 0.119 | 1.7656 | 31.7087 | 1.0272
DEKY 2024 IRP 111 EB2 DFO '30 - NS CC Forced Solar from '29 - PC | 0 | DEKY | KY Core | Gas/Oil:Combustion Turbine | Woodsdale 6 | 2032 | CO2 | 22515.8168 | 117 | 1721.5244
DEKY 2024 IRP 111 EB2 DFO '30 - NS CC Forced Solar from '29 - PC | 0 | DEKY | KY Core | Gas/Oil:Combustion Turbine | Woodsdale 6 | 2032 | NOx | 22.9007 | 0.119 | 1.751 | 14.2349 | 0.54419

## Resrouce Capital 2
Scenario | RunID | Year | BA | Area | Name | Added | Active | Capacity | Installed Cost
DEKY 2024 IRP 111 EB2 DFO '30 - NS CC Forced Solar from '29 - PC | 0 | 2029 | DEKY | KY Core | Proj New Fixed Tilt Solar DEK | 1 | 1 | 50 | 95170.4922
DEKY 2024 IRP 111 EB2 DFO '30 - NS CC Forced Solar from '29 - PC | 0 | 2031 | DEKY | KY Core | Proj New Solar DEK | 1 | 1 | 50 | 106955.7344
DEKY 2024 IRP 111 EB2 DFO '30 - NS CC Forced Solar from '29 - PC | 0 | 2033 | DEKY | KY Core | Proj New Solar DEK | 1 | 2 | 100 | 105808.5156
DEKY 2024 IRP 111 EB2 DFO '30 - NS CC Forced Solar from '29 - PC | 0 | 2035 | DEKY | KY Core | Proj New Solar DEK | 1 | 3 | 150 | 108372.8438
DEKY 2024 IRP 111 EB2 DFO '30 - NS CC Forced Solar from '29 - PC | 0 | 2037 | DEKY | KY Core | Proj New Solar DEK | 1 | 4 | 200 | 110849.5938
DEKY 2024 IRP 111 EB2 DFO '30 - NS CC Forced Solar from '29 - PC | 0 | 2039 | DEKY | KY Core | Proj New 1x1 CC DEK | 1 | 1 | 599.1 | 1418111.25
DEKY 2024 IRP 111 EB2 DFO '30 - NS CC Forced Solar from '29 - PC | 0 | 2039 | DEKY | KY Core | Proj New 1x1 CC DEK DF | 1 | 1 | 64.8 | 144243.8438
DEKY 2024 IRP 111 EB2 DFO '30 - NS CC Forced Solar from '29 - PC | 0 | 2039 | DEKY | KY Core | Proj New Solar DEK | 1 | 5 | 250 | 113388.7266