## Area Annual
Scenario | RunID | BA | Area | Year | Peak (MW) | Coincident Peak (MW) | Capacity (MW) | Net Capacity Imports (MW) | Reserve Margin (%) | Load Factor (%) | Firm Capacity (MW) | Energy (GWh) | Sales (GWh) | Purchases (GWh) | Net Generation (GWh) | Total Production Cost ($000) | Profitability ($000) | Average Production Cost ($/MWh) | Load Wt Price ($/MWh) | Optimized Production Cost ($000) | Energy Market Cost ($000) | Capacity Market Cost ($000) | Sales Value ($000) | Purchase Cost ($000) | RTC Price ($/MWh) | On-Peak Price ($/MWh) | Off-Peak Price ($/MWh) | Non-Spin Price ($/MWh) | Spin Price ($/MWh) | Reg Up Price ($/MWh) | Reg Down Price ($/MWh) | Supp Up Price ($/MWh) | Supp Down Price ($/MWh) | Capacity Price ($/kW-yr) | LOLH (hours) | LOLE (days) | EUE (MWh) | Curtailed (MWh) | Peak After EE (MW) | Peak After Solar (MW) | Peak After Batteries (MW) | Capital Expense ($000) | Carrying Costs ($000) | Non Spinning (GWh) | Spinning (GWh) | Reg Up (GWh) | Reg Down (GWh) | Supp Offline (GWh) | Supp Up Online (GWh) | Supp Down (GWh)
DEKY 2024 IRP Core EB2 DFO '30 - NS CC - PC | 0 | DEKY | KY Core | 2024 | 807.6488 | 807.6488 | 1182.9349 |  | 9.9541 | 60.4492 | 888.0431 | 4288.5033 | 547.8685 | 2098.9305 | 2737.4423 | 102090.8114 | 25215.4994 | 37.2942 | 40.7045 | 102090.8244 |  |  | 26720.5704 | 73975.6269 | 39.3895 | 48.4805 | 31.4466 | 0.88133 | 0.88133 | 0.88133 | 0.00099999 | 0 | 0 | 0 |  |  |  |  | 807.6488 | 803.473 | 803.473 | [5 empty] | 17.6326
DEKY 2024 IRP Core EB2 DFO '30 - NS CC - PC | 0 | DEKY | KY Core | 2025 | 809.5715 | 809.5715 | 1182.9988 |  | 9.6701 | 60.4073 | 887.8578 | 4283.9957 | 413.291 | 2380.3098 | 2316.9768 | 105319.2136 | 13430.5979 | 45.4554 | 44.4249 | 105319.2145 |  |  | 22630.4397 | 94196.8533 | 43.1605 | 52.0084 | 35.4469 | 0.55168 | 0.55168 | 0.55168 | 0.00099999 | 0 | 0 | 0 |  |  |  |  | 809.5715 | 808.5655 | 808.5655 | [5 empty] | 17.5966
DEKY 2024 IRP Core EB2 DFO '30 - NS CC - PC | 0 | DEKY | KY Core | 2026 | 812.2 | 812.2 | 1183.0634 |  | 9.3038 | 60.305 | 887.7655 | 4290.6235 | 548.8004 | 1737.2224 | 3102.2016 | 124296.7676 | 31732.1076 | 40.0673 | 46.6053 | 124296.7948 |  |  | 27899.7656 | 71836.5225 | 45.3411 | 53.7905 | 37.9208 | 0.54458 | 0.54458 | 0.54458 | 0.00099999 | 0 | 0 | 0 |  |  |  |  | 812.2 | 808.472 | 808.472 | [5 empty] | 17.5966
DEKY 2024 IRP Core EB2 DFO '30 - NS CC - PC | 0 | DEKY | KY Core | 2027 | 811.9461 | 811.9461 | 1183.1285 |  | 9.3266 | 60.241 | 887.6732 | 4284.7301 | 717.0866 | 1340.5577 | 3661.2587 | 118874.4273 | 57115.9377 | 32.4682 | 47.1051 | 118874.4548 |  |  | 33393.5342 | 59235.8443 | 45.9331 | 54.2996 | 38.5856 | 0.54803 | 0.54803 | 0.54803 | 0.00099999 | 0 | 0 | 0 |  |  |  |  | 811.9461 | 808.2181 | 808.2181 | [5 empty] | 17.5966
DEKY 2024 IRP Core EB2 DFO '30 - NS CC - PC | 0 | DEKY | KY Core | 2028 | 812.0928 | 812.0928 | 1183.1944 |  | 9.2955 | 60.1471 | 887.5807 | 4290.55 | 666.5479 | 1438.698 | 3518.401 | 115168.064 | 48169.9389 | 32.7331 | 46.0029 | 115168.0868 |  |  | 29120.8639 | 63160.6817 | 44.7833 | 53.3773 | 37.3294 | 0.50157 | 0.50157 | 0.50157 | 0.00099999 | 0 | 0 | 0 |  |  |  |  | 812.0928 | 808.3647 | 808.3647 | [5 empty] | 17.6326
DEKY 2024 IRP Core EB2 DFO '30 - NS CC - PC | 0 | DEKY | KY Core | 2029 | 812.1709 | 812.1709 | 1183.1944 |  | 9.285 | 60.1928 | 887.5807 | 4282.4865 | 584.5801 | 1562.4295 | 3304.637 | 112620.6589 | 38476.6615 | 34.0796 | 44.8042 | 112620.6709 |  |  | 25425.3974 | 66201.6377 | 43.672 | 51.9768 | 36.4319 | 0.46764 | 0.46764 | 0.46764 | 0.00099999 | 0 | 0 | 0 |  |  |  |  | 812.1709 | 808.4429 | 808.4429 | [5 empty] | 17.5966
DEKY 2024 IRP Core EB2 DFO '30 - NS CC - PC | 0 | DEKY | KY Core | 2030 | 821.9234 | 821.9234 | 1183.1944 |  | 7.9769 | 60.5912 | 887.4877 | 4362.5937 | 630.6045 | 1582.8138 | 3410.3842 | 121022.4265 | 41660.9384 | 35.4864 | 45.3433 | 121022.443 |  |  | 29577.785 | 64708.9527 | 44.2171 | 52.2751 | 37.1922 | 0.40289 | 0.40289 | 0.40289 | 0.00099999 | 0 | 0 | 0 |  |  |  |  | 821.9234 | 820.9174 | 820.9174 | [5 empty] | 17.5966
DEKY 2024 IRP Core EB2 DFO '30 - NS CC - PC | 0 | DEKY | KY Core | 2031 | 827.3578 | 827.3578 | 1183.1944 |  | 7.2677 | 60.296 | 887.4877 | 4370.0472 | 580.5469 | 1541.8655 | 3408.7286 | 123636.9136 | 38264.9823 | 36.2707 | 46.0799 | 123636.9339 |  |  | 26263.3245 | 65732.7538 | 44.8874 | 52.8729 | 37.9257 | 0.3721 | 0.3721 | 0.3721 | 0.00099999 | 0 | 0 | 0 |  |  |  |  | 827.3578 | 826.3519 | 826.3519 | 1882.774 |  |  |  |  | 17.5966
DEKY 2024 IRP Core EB2 DFO '30 - NS CC - PC | 0 | DEKY | KY Core | 2032 | 831.2224 | 831.2224 | 1183.1944 |  | 6.7578 | 60.1225 | 887.3947 | 4389.8188 | 599.2605 | 1542.2029 | 3446.8756 | 125018.7436 | 39056.4035 | 36.2702 | 46.3325 | 125018.7764 |  |  | 27937.2535 | 67253.2439 | 45.3019 | 51.9745 | 39.4291 | 0.3205 | 0.3205 | 0.3205 | 0.00099999 | 0 | 0 | 0 |  |  |  |  | 831.2224 | 827.4944 | 827.4944 | 7410.4534 |  |  |  |  | 17.6326
DEKY 2024 IRP Core EB2 DFO '30 - NS CC - PC | 0 | DEKY | KY Core | 2033 | 838.3185 | 838.3185 | 1183.1944 |  | 5.8541 | 59.9221 | 887.3947 | 4400.4806 | 530.1419 | 1598.386 | 3332.2366 | 121624.2257 | 37648.7761 | 36.4993 | 47.3567 | 121624.2238 |  |  | 24161.0576 | 73280.485 | 46.3557 | 52.7863 | 40.7496 | 0.27619 | 0.27619 | 0.27619 | 0.00099999 | 0 | 0 | 0 |  |  |  |  | 838.3185 | 834.5905 | 834.5905 | 23681.1953 |  |  |  |  | 17.5966
DEKY 2024 IRP Core EB2 DFO '30 - NS CC - PC | 0 | DEKY | KY Core | 2034 | 843.7328 | 843.7328 | 1183.1944 |  | 5.1748 | 59.8051 | 887.3947 | 4420.258 | 508.681 | 1608.6133 | 3320.3256 | 126055.6732 | 33428.632 | 37.9649 | 47.7416 | 126055.7449 |  |  | 22812.7103 | 74358.7963 | 46.7727 | 53.0182 | 41.3679 | 0.26978 | 0.26978 | 0.26978 | 0.00099999 | 0 | 0 | 0 |  |  |  |  | 843.7328 | 840.0048 | 840.0048 | 90823.1846 |  |  |  |  | 17.5856
DEKY 2024 IRP Core EB2 DFO '30 - NS CC - PC | 0 | DEKY | KY Core | 2035 | 861.8912 | 861.8912 | 1183.1944 |  | 2.959 | 59.9295 | 887.3947 | 4524.7767 | 436.3821 | 1706.7618 | 3254.3966 | 127262.7876 | 37300.335 | 39.1049 | 48.8017 | 127262.8047 |  |  | 20499.1845 | 76752.9747 | 47.8682 | 53.9208 | 42.5917 | 0.20256 | 0.20256 | 0.20256 | 0.00099999 | 0 | 0 | 0 |  |  |  |  | 861.8912 | 858.1632 | 858.1632 | 218014.5664 |  |  |  |  | 17.5966
DEKY 2024 IRP Core EB2 DFO '30 - NS CC - PC | 0 | DEKY | KY Core | 2036 | 872.0371 | 872.0371 | 1183.1944 |  | 1.7611 | 59.5402 | 887.3947 | 4560.7604 | 436.9239 | 1701.4516 | 3296.2326 | 133666.4944 | 34886.1735 | 40.5513 | 49.7687 | 133666.5157 |  |  | 20778.9589 | 79209.3463 | 48.7567 | 54.6838 | 43.578 | 0.20393 | 0.20393 | 0.20393 | 0.00099999 | 0 | 0 | 0 |  |  |  |  | 872.0371 | 871.0311 | 871.0311 | 340131.7207 |  |  |  |  | 17.6326
DEKY 2024 IRP Core EB2 DFO '30 - NS CC - PC | 0 | DEKY | KY Core | 2037 | 882.0595 | 882.0595 | 1183.1944 |  | 0.60486 | 59.2378 | 887.3947 | 4577.2133 | 397.4685 | 1804.9177 | 3169.766 | 134035.1218 | 32585.6995 | 42.2855 | 50.0967 | 134035.1174 |  |  | 19535.2252 | 82217.8965 | 49.1598 | 54.637 | 44.3497 | 0.20037 | 0.20037 | 0.20037 | 0.00099999 | 0 | 0 | 0 |  |  |  |  | 882.0595 | 878.3315 | 878.3315 | 438557.9414 |  |  |  |  | 17.5659
DEKY 2024 IRP Core EB2 DFO '30 - NS CC - PC | 0 | DEKY | KY Core | 2038 | 891.6783 | 891.6783 | 1183.1944 |  | -0.4804 | 58.928 | 887.3947 | 4602.9294 | 404.9167 | 1758.8824 | 3248.9641 | 139525.5913 | 35052.5764 | 42.9446 | 51.2571 | 139525.6393 |  |  | 20443.3498 | 81797.7809 | 50.3648 | 55.5265 | 45.8316 | 0.18534 | 0.18534 | 0.18534 | 0.00099999 | 0 | 0 | 0 |  |  |  |  | 891.6783 | 887.9503 | 887.9503 | 411780.082 |  |  |  |  | 17.5641
DEKY 2024 IRP Core EB2 DFO '30 - NS CC - PC | 0 | DEKY | KY Core | 2039 | 901.872 | 901.872 | 1240.4454 |  | -1.2369 | 58.6009 | 890.7167 | 4629.7025 | 480.8584 | 425.6169 | 4684.9441 | 187294.6729 | 59966.9631 | 39.978 | 51.9236 | 187296.5517 |  |  | 24826.4411 | 17967.3868 | 51.069 | 56.0044 | 46.7663 | 0.19996 | 0.19996 | 0.19996 | 0.00099999 | 0 | 0 | 0 |  |  |  |  | 901.872 | 898.144 | 898.144 | 204833.3281 | 118623.002 |  | 5.1291 | 1.3576 | 1871.4611
DEKY 2024 IRP Core EB2 DFO '30 - NS CC - PC | 0 | DEKY | KY Core | 2040 | 909.6171 | 909.6171 | 1240.4454 |  | -2.0778 | 58.5308 | 890.7167 | 4676.6527 | 420.4228 | 594.191 | 4502.8845 | 192017.3145 | 52100.2389 | 42.6432 | 52.6064 | 192019.1055 |  |  | 22510.9283 | 24430.4178 | 51.8013 | 56.3722 | 47.8367 | 0.21735 | 0.21735 | 0.21735 | 0.00099999 | 0 | 0 | 0 |  |  |  |  | 909.6171 | 905.8891 | 905.8891 | 219941.25 | 121190.7256 |  | 7.4639 | 1.5405 | 1765.8005
DEKY 2024 IRP Core EB2 DFO '30 - NS CC - PC | 0 | DEKY | KY Market | 2024 | [6 empty] | 0 |  | 2098.9303 | 547.8683 | 0 |  | 0 |  |  |  | 47255.0533 |  | 73975.6276 | 26720.571 | 39.3895 | 48.4805 | 31.4466 | [6 empty] | 0
DEKY 2024 IRP Core EB2 DFO '30 - NS CC - PC | 0 | DEKY | KY Market | 2025 | [6 empty] | 0 |  | 2380.3095 | 413.2906 | 0 |  | 0 |  |  |  | 71566.4128 |  | 94196.8623 | 22630.4487 | 43.1605 | 52.0084 | 35.4469 | [6 empty] | 0
DEKY 2024 IRP Core EB2 DFO '30 - NS CC - PC | 0 | DEKY | KY Market | 2026 | [6 empty] | 0 |  | 1737.2224 | 548.8003 | 0 |  | 0 |  |  |  | 43936.7571 |  | 71836.5156 | 27899.7587 | 45.3411 | 53.7905 | 37.9208 | [6 empty] | 0
DEKY 2024 IRP Core EB2 DFO '30 - NS CC - PC | 0 | DEKY | KY Market | 2027 | [6 empty] | 0 |  | 1340.5579 | 717.0867 | 0 |  | 0 |  |  |  | 25842.3116 |  | 59235.839 | 33393.5288 | 45.9331 | 54.2996 | 38.5856 | [6 empty] | 0
DEKY 2024 IRP Core EB2 DFO '30 - NS CC - PC | 0 | DEKY | KY Market | 2028 | [6 empty] | 0 |  | 1438.6981 | 666.5479 | 0 |  | 0 |  |  |  | 34039.8168 |  | 63160.6838 | 29120.866 | 44.7833 | 53.3773 | 37.3294 | [6 empty] | 0
DEKY 2024 IRP Core EB2 DFO '30 - NS CC - PC | 0 | DEKY | KY Market | 2029 | [6 empty] | 0 |  | 1562.4295 | 584.5801 | 0 |  | 0 |  |  |  | 40776.241 |  | 66201.6368 | 25425.3965 | 43.672 | 51.9768 | 36.4319 | [6 empty] | 0
DEKY 2024 IRP Core EB2 DFO '30 - NS CC - PC | 0 | DEKY | KY Market | 2030 | [6 empty] | 0 |  | 1582.8138 | 630.6044 | 0 |  | 0 |  |  |  | 35131.1651 |  | 64708.9708 | 29577.8031 | 44.2171 | 52.2751 | 37.1922 | [6 empty] | 0
DEKY 2024 IRP Core EB2 DFO '30 - NS CC - PC | 0 | DEKY | KY Market | 2031 | [6 empty] | 0 |  | 1541.8655 | 580.547 | 0 |  | 0 |  |  |  | 39469.4297 |  | 65732.7554 | 26263.326 | 44.8874 | 52.8729 | 37.9257 | [6 empty] | 0
DEKY 2024 IRP Core EB2 DFO '30 - NS CC - PC | 0 | DEKY | KY Market | 2032 | [6 empty] | 0 |  | 1542.2027 | 599.2603 | 0 |  | 0 |  |  |  | 39315.9914 |  | 67253.2456 | 27937.2552 | 45.3019 | 51.9745 | 39.4291 | [6 empty] | 0
DEKY 2024 IRP Core EB2 DFO '30 - NS CC - PC | 0 | DEKY | KY Market | 2033 | [6 empty] | 0 |  | 1598.3862 | 530.1422 | 0 |  | 0 |  |  |  | 49119.4308 |  | 73280.4893 | 24161.0619 | 46.3557 | 52.7863 | 40.7496 | [6 empty] | 0
DEKY 2024 IRP Core EB2 DFO '30 - NS CC - PC | 0 | DEKY | KY Market | 2034 | [6 empty] | 0 |  | 1608.6132 | 508.6808 | 0 |  | 0 |  |  |  | 51546.0826 |  | 74358.7895 | 22812.7034 | 46.7727 | 53.0182 | 41.3679 | [6 empty] | 0
DEKY 2024 IRP Core EB2 DFO '30 - NS CC - PC | 0 | DEKY | KY Market | 2035 | [6 empty] | 0 |  | 1706.7619 | 436.3822 | 0 |  | 0 |  |  |  | 56253.792 |  | 76752.986 | 20499.1958 | 47.8682 | 53.9208 | 42.5917 | [6 empty] | 0
DEKY 2024 IRP Core EB2 DFO '30 - NS CC - PC | 0 | DEKY | KY Market | 2036 | [6 empty] | 0 |  | 1701.4516 | 436.9239 | 0 |  | 0 |  |  |  | 58430.389 |  | 79209.3398 | 20778.9523 | 48.7567 | 54.6838 | 43.578 | [6 empty] | 0
DEKY 2024 IRP Core EB2 DFO '30 - NS CC - PC | 0 | DEKY | KY Market | 2037 | [6 empty] | 0 |  | 1804.9177 | 397.4685 | 0 |  | 0 |  |  |  | 62682.6709 |  | 82217.8901 | 19535.2188 | 49.1598 | 54.637 | 44.3497 | [6 empty] | 0
DEKY 2024 IRP Core EB2 DFO '30 - NS CC - PC | 0 | DEKY | KY Market | 2038 | [6 empty] | 0 |  | 1758.8821 | 404.9164 | 0 |  | 0 |  |  |  | 61354.4316 |  | 81797.7854 | 20443.3542 | 50.3648 | 55.5265 | 45.8316 | [6 empty] | 0
DEKY 2024 IRP Core EB2 DFO '30 - NS CC - PC | 0 | DEKY | KY Market | 2039 | [6 empty] | 0 |  | 425.6169 | 480.8584 | 0 |  | 0 |  |  |  | -6859.0529 |  | 17967.3925 | 24826.4468 | 51.069 | 56.0044 | 46.7663 | [6 empty] | 0
DEKY 2024 IRP Core EB2 DFO '30 - NS CC - PC | 0 | DEKY | KY Market | 2040 | [6 empty] | 0 |  | 594.191 | 420.4227 | 0 |  | 0 |  |  |  | 1919.4893 |  | 24430.42 | 22510.9305 | 51.8013 | 56.3722 | 47.8367 | [6 empty] | 0

## Resource Annual
Scenario | RunID | BA | Area | Type | Resource | Year | Units | Capacity (MW) | Firm Capacity (MW) | Availability (%) | Generation (GWh) | Capacity Factor (%) | Energy Required (GWh) | Curtailed (MWh) | Marginal Hours | Unit Hours | Unit Starts | Avg Heat Rate (Btu/kWh) | Heat Required (mmBtu) | Fuel Costs ($000) | Program Costs ($000) | Avg Fuel Cost ($/mmBtu) | Commitment Costs ($000) | Non-Fuel Variable Cost ($000) | Total Energy Cost ($000) | Average Energy Cost ($/MWh) | Fixed Cost ($000) | Total Cost ($000) | Optimized Cost ($000) | Non Spinning (GWh) | Spinning (GWh) | Reg Up (GWh) | Reg Down (GWh) | Supp Offline (GWh) | Supp Up Online (GWh) | Supp Down (GWh) | Realized Price ($/MWh) | Energy Value ($000) | Ancillary Value ($000) | Capacity Bid ($/kW-yr) | Capacity Value ($000) | Profits ($000) | Externality Costs ($000) | Payback Cost ($000) | PTC ($000)
DEKY 2024 IRP Core EB2 DFO '30 - NS CC - PC | 0 | DEKY | KY Core | Coal:Conventional | East Bend 2 | 2024 | 1 | 600 | 498.96 | 63.1148 | 1489.9 | 28.2692 |  |  |  | 3304 | 5 | 10979.6607 | 16394146.2031 | 42908.6138 | 303.6208 | 2.6358 | 789.5 | 20354.03 | 64355.7672 | 43.1947 |  | 64355.7672 | 64355.7585 | [7 empty] | 49.9873 | 74476.092 |  |  | 0 | 10120.3248
DEKY 2024 IRP Core EB2 DFO '30 - NS CC - PC | 0 | DEKY | KY Core | Coal:Conventional | East Bend 2 | 2025 | 1 | 600 | 498.96 | 63.0137 | 2043.8 | 38.8851 |  |  |  | 4653 | 10 | 11018.8934 | 22591514.375 | 58975.2272 | 797.2388 | 2.6458 | 1618 | 29168.62 | 90559.0813 | 44.3092 | 32574.082 | 123133.1633 | 90559.0647 | [7 empty] | 49.9009 | 101987.415 |  |  | 0 | -21145.7483
DEKY 2024 IRP Core EB2 DFO '30 - NS CC - PC | 0 | DEKY | KY Core | Coal:Conventional | East Bend 2 | 2026 | 1 | 600 | 498.96 | 67.6712 | 2938.8 | 55.9132 |  |  |  | 5643 | 9 | 10782.0263 | 31750208.9375 | 68988.0457 | 985.796 | 2.2039 | 1492.2 | 43219.53 | 114685.5715 | 39.0246 | 76066.6875 | 190752.259 | 114685.5803 | [7 empty] | 49.2086 | 144614.3713 |  |  | 0 | -46137.8877
DEKY 2024 IRP Core EB2 DFO '30 - NS CC - PC | 0 | DEKY | KY Core | Coal:Conventional | East Bend 2 | 2027 | 1 | 600 | 498.96 | 67.6712 | 3511.4 | 66.8075 |  |  |  | 5904 | 9 | 10623.3543 | 37366836.625 | 83504.9534 | 1700.0033 | 2.2802 | 1700 | 23426.66 | 110331.6196 | 31.421 |  | 110331.6196 | 110331.6294 | [7 empty] | 47.2816 | 166024.5781 |  |  | 0 | 55692.9585
DEKY 2024 IRP Core EB2 DFO '30 - NS CC - PC | 0 | DEKY | KY Core | Coal:Conventional | East Bend 2 | 2028 | 1 | 600 | 498.96 | 66.1202 | 3435.9 | 65.1924 |  |  |  | 5774 | 10 | 10622.7636 | 36569853.5 | 84159.7056 | 1432.5448 | 2.3405 | 1742 | 23559.46 | 110893.7104 | 32.275 |  | 110893.7104 | 110893.7161 | [7 empty] | 45.963 | 157924.1772 |  |  | 0 | 47030.4668
DEKY 2024 IRP Core EB2 DFO '30 - NS CC - PC | 0 | DEKY | KY Core | Coal:Conventional | East Bend 2 | 2029 | 1 | 600 | 498.96 | 66.0274 | 3218.7 | 61.2386 |  |  |  | 5612 | 8 | 10664.6724 | 34383261 | 82651.6011 | 1437.3335 | 2.4456 | 1428.8 | 22855.08 | 108372.8145 | 33.6697 |  | 108372.8145 | 108372.8086 | [7 empty] | 45.2875 | 145766.7173 |  |  | 0 | 37393.9028
DEKY 2024 IRP Core EB2 DFO '30 - NS CC - PC | 0 | DEKY | KY Core | Coal:Conventional | East Bend 2 | 2030 | 1 | 600 | 498.96 | 66.0274 | 3204.1 | 60.9608 |  |  |  | 5541 | 8 | 10761.7831 | 34538709.25 | 84244.168 | 1062.4449 | 2.4699 | 1464.8 | 23413.9 | 110185.3143 | 34.3888 | 113334.6914 | 223520.0057 | 110185.3123 | [7 empty] | 46.9896 | 150559.2571 |  |  | 0 | -72960.7487
DEKY 2024 IRP Core EB2 DFO '30 - NS CC - PC | 0 | DEKY | KY Core | Coal:Conventional | East Bend 2 | 2031 | 1 | 600 | 498.96 | 66.3014 | 3249.8 | 61.8303 |  |  |  | 5668 | 9 | 10771.6886 | 35069824 | 86733.4524 | 1601.7373 | 2.5188 | 1688.4001 | 24441.06 | 114464.6543 | 35.2221 | 17227.9995 | 131692.6538 | 114464.6567 | [7 empty] | 46.5714 | 151347.6533 |  |  | 0 | 19654.9995
DEKY 2024 IRP Core EB2 DFO '30 - NS CC - PC | 0 | DEKY | KY Core | Coal:Conventional | East Bend 2 | 2032 | 1 | 600 | 498.96 | 66.1202 | 3330.2 | 63.1869 |  |  |  | 5787 | 8 | 10767.4117 | 35914514.0312 | 89379.2776 | 1538.0327 | 2.5315 | 1538.4 | 25790.53 | 118246.2355 | 35.5072 | 17227.9995 | 135474.235 | 118246.25 | [7 empty] | 46.8992 | 156183.5634 |  |  | 0 | 20709.3284
DEKY 2024 IRP Core EB2 DFO '30 - NS CC - PC | 0 | DEKY | KY Core | Coal:Conventional | East Bend 2 | 2033 | 1 | 600 | 498.96 | 66.0274 | 3294.9 | 62.6884 |  |  |  | 5709 | 7 | 10764.0183 | 35516133.6875 | 91038.1929 | 1411.7099 | 2.603 | 1379.7 | 26283.75 | 120113.3535 | 36.4543 | 17227.9995 | 137341.353 | 120113.334 | [7 empty] | 47.6258 | 156922.2629 |  |  | 0 | 19580.9099
DEKY 2024 IRP Core EB2 DFO '30 - NS CC - PC | 0 | DEKY | KY Core | Coal:Conventional | East Bend 2 | 2034 | 1 | 600 | 498.96 | 66.3014 | 3298.9 | 62.7645 |  |  |  | 5739 | 9 | 10768.7113 | 35588892.0312 | 94966.5067 | 1651.3421 | 2.7148 | 2021.0001 | 27128.04 | 125766.8903 | 38.1239 | 17227.9995 | 142994.8898 | 125766.9443 | [7 empty] | 48.0079 | 158373.1335 |  |  | 0 | 15378.2438
DEKY 2024 IRP Core EB2 DFO '30 - NS CC - PC | 0 | DEKY | KY Core | Coal:Conventional | East Bend 2 | 2035 | 1 | 600 | 498.96 | 66.3014 | 3236.8 | 61.583 |  |  |  | 5583 | 9 | 10758.7661 | 34887963.75 | 96698.9656 | 1309.3411 | 2.8092 | 1863.9001 | 27390.58 | 127262.7876 | 39.3175 | 109478.0039 | 236740.7915 | 127262.7871 | [7 empty] | 50.5844 | 163731.7275 |  |  | 0 | -73009.064
DEKY 2024 IRP Core EB2 DFO '30 - NS CC - PC | 0 | DEKY | KY Core | Coal:Conventional | East Bend 2 | 2036 | 1 | 600 | 498.96 | 66.1202 | 3278.6 | 62.2078 |  |  |  | 5631 | 9 | 10753.8335 | 35321508.1875 | 101650.9424 | 1532.4568 | 2.9213 | 1910.7 | 28572.4 | 133666.4944 | 40.7694 | 17227.9995 | 150894.4939 | 133666.498 | [7 empty] | 51.1524 | 167708.2041 |  |  | 0 | 16813.7102
DEKY 2024 IRP Core EB2 DFO '30 - NS CC - PC | 0 | DEKY | KY Core | Coal:Conventional | East Bend 2 | 2037 | 1 | 600 | 498.96 | 66.0274 | 3152.2 | 59.9734 |  |  |  | 5577 | 10 | 10788.556 | 34078786.4375 | 102018.0405 | 1417.1559 | 3.0352 | 2176.0001 | 28423.93 | 134035.1218 | 42.5211 | 17227.9995 | 151263.1213 | 134035.0999 | [7 empty] | 52.5949 | 165789.7112 |  |  | 0 | 14526.5898
DEKY 2024 IRP Core EB2 DFO '30 - NS CC - PC | 0 | DEKY | KY Core | Coal:Conventional | East Bend 2 | 2038 | 1 | 600 | 498.96 | 66.3014 | 3231.4 | 61.4802 |  |  |  | 5624 | 8 | 10769.2157 | 34856523.8125 | 106222.2874 | 1567.2865 | 3.0924 | 1784 | 29952.02 | 139525.5913 | 43.1781 | 17227.9995 | 156753.5908 | 139525.6217 | [7 empty] | 53.7652 | 173736.9688 |  |  | 0 | 16983.3779
DEKY 2024 IRP Core EB2 DFO '30 - NS CC - PC | 0 | DEKY | KY Core | Demand:Demand Response | DSM PM DEK | 2024 | 1 | 14.0343 | 0.10806 | 99.9996 | [17 empty] | 0 | [12 empty] | 0 | 0
DEKY 2024 IRP Core EB2 DFO '30 - NS CC - PC | 0 | DEKY | KY Core | Demand:Demand Response | DSM PM DEK | 2025 | 1 | 14.0629 | 0.10828 | 99.9998 | [17 empty] | 0 | [12 empty] | 0 | 0
DEKY 2024 IRP Core EB2 DFO '30 - NS CC - PC | 0 | DEKY | KY Core | Demand:Demand Response | DSM PM DEK | 2026 | 1 | 14.0908 | 0.1085 | 99.9999 | [17 empty] | 0 | [12 empty] | 0 | 0
DEKY 2024 IRP Core EB2 DFO '30 - NS CC - PC | 0 | DEKY | KY Core | Demand:Demand Response | DSM PM DEK | 2027 | 1 | 14.1181 | 0.10871 | 100.0002 | [17 empty] | 0 | [12 empty] | 0 | 0
DEKY 2024 IRP Core EB2 DFO '30 - NS CC - PC | 0 | DEKY | KY Core | Demand:Demand Response | DSM PM DEK | 2028 | 1 | 14.1181 | 0.10871 | 100.0002 | [17 empty] | 0 | [12 empty] | 0 | 0
DEKY 2024 IRP Core EB2 DFO '30 - NS CC - PC | 0 | DEKY | KY Core | Demand:Demand Response | DSM PM DEK | 2029 | 1 | 14.1181 | 0.10871 | 100.0002 | [17 empty] | 0 | [12 empty] | 0 | 0
DEKY 2024 IRP Core EB2 DFO '30 - NS CC - PC | 0 | DEKY | KY Core | Demand:Demand Response | DSM PM DEK | 2030 | 1 | 14.1181 | 0.10871 | 100.0002 | [17 empty] | 0 | [12 empty] | 0 | 0
DEKY 2024 IRP Core EB2 DFO '30 - NS CC - PC | 0 | DEKY | KY Core | Demand:Demand Response | DSM PM DEK | 2031 | 1 | 14.1181 | 0.10871 | 100.0002 | [17 empty] | 0 | [12 empty] | 0 | 0
DEKY 2024 IRP Core EB2 DFO '30 - NS CC - PC | 0 | DEKY | KY Core | Demand:Demand Response | DSM PM DEK | 2032 | 1 | 14.1181 | 0.10871 | 100.0002 | [17 empty] | 0 | [12 empty] | 0 | 0
DEKY 2024 IRP Core EB2 DFO '30 - NS CC - PC | 0 | DEKY | KY Core | Demand:Demand Response | DSM PM DEK | 2033 | 1 | 14.1181 | 0.10871 | 100.0002 | [17 empty] | 0 | [12 empty] | 0 | 0
DEKY 2024 IRP Core EB2 DFO '30 - NS CC - PC | 0 | DEKY | KY Core | Demand:Demand Response | DSM PM DEK | 2034 | 1 | 14.1181 | 0.10871 | 100.0002 | [17 empty] | 0 | [12 empty] | 0 | 0
DEKY 2024 IRP Core EB2 DFO '30 - NS CC - PC | 0 | DEKY | KY Core | Demand:Demand Response | DSM PM DEK | 2035 | 1 | 14.1181 | 0.10871 | 100.0002 | [17 empty] | 0 | [12 empty] | 0 | 0
DEKY 2024 IRP Core EB2 DFO '30 - NS CC - PC | 0 | DEKY | KY Core | Demand:Demand Response | DSM PM DEK | 2036 | 1 | 14.1181 | 0.10871 | 100.0002 | [17 empty] | 0 | [12 empty] | 0 | 0
DEKY 2024 IRP Core EB2 DFO '30 - NS CC - PC | 0 | DEKY | KY Core | Demand:Demand Response | DSM PM DEK | 2037 | 1 | 14.1181 | 0.10871 | 100.0002 | [17 empty] | 0 | [12 empty] | 0 | 0
DEKY 2024 IRP Core EB2 DFO '30 - NS CC - PC | 0 | DEKY | KY Core | Demand:Demand Response | DSM PM DEK | 2038 | 1 | 14.1181 | 0.10871 | 100.0002 | [17 empty] | 0 | [12 empty] | 0 | 0
DEKY 2024 IRP Core EB2 DFO '30 - NS CC - PC | 0 | DEKY | KY Core | Demand:Demand Response | DSM PM DEK | 2039 | 1 | 14.1181 | 0.10871 | 100.0002 | [17 empty] | 0 | [12 empty] | 0 | 0
DEKY 2024 IRP Core EB2 DFO '30 - NS CC - PC | 0 | DEKY | KY Core | Demand:Demand Response | DSM PM DEK | 2040 | 1 | 14.1181 | 0.10871 | 100.0002 | [17 empty] | 0 | [12 empty] | 0 | 0
DEKY 2024 IRP Core EB2 DFO '30 - NS CC - PC | 0 | DEKY | KY Core | Demand:Demand Response | DSM PS DEK | 2024 | 1 | 9.6349 | 0.074189 | 99.9994 | [17 empty] | 0 | [12 empty] | 0 | 0
DEKY 2024 IRP Core EB2 DFO '30 - NS CC - PC | 0 | DEKY | KY Core | Demand:Demand Response | DSM PS DEK | 2025 | 1 | 9.6988 | 0.074681 | 99.9996 | [17 empty] | 0 | [12 empty] | 0 | 0
DEKY 2024 IRP Core EB2 DFO '30 - NS CC - PC | 0 | DEKY | KY Core | Demand:Demand Response | DSM PS DEK | 2026 | 1 | 9.7634 | 0.075178 | 99.9997 | [17 empty] | 0 | [12 empty] | 0 | 0
DEKY 2024 IRP Core EB2 DFO '30 - NS CC - PC | 0 | DEKY | KY Core | Demand:Demand Response | DSM PS DEK | 2027 | 1 | 9.8285 | 0.07568 | 100.0003 | [17 empty] | 0 | [12 empty] | 0 | 0
DEKY 2024 IRP Core EB2 DFO '30 - NS CC - PC | 0 | DEKY | KY Core | Demand:Demand Response | DSM PS DEK | 2028 | 1 | 9.8944 | 0.076187 | 100.0001 | [17 empty] | 0 | [12 empty] | 0 | 0
DEKY 2024 IRP Core EB2 DFO '30 - NS CC - PC | 0 | DEKY | KY Core | Demand:Demand Response | DSM PS DEK | 2029 | 1 | 9.8944 | 0.076187 | 100.0001 | [17 empty] | 0 | [12 empty] | 0 | 0
DEKY 2024 IRP Core EB2 DFO '30 - NS CC - PC | 0 | DEKY | KY Core | Demand:Demand Response | DSM PS DEK | 2030 | 1 | 9.8944 | 0.076187 | 100.0001 | [17 empty] | 0 | [12 empty] | 0 | 0
DEKY 2024 IRP Core EB2 DFO '30 - NS CC - PC | 0 | DEKY | KY Core | Demand:Demand Response | DSM PS DEK | 2031 | 1 | 9.8944 | 0.076187 | 100.0001 | [17 empty] | 0 | [12 empty] | 0 | 0
DEKY 2024 IRP Core EB2 DFO '30 - NS CC - PC | 0 | DEKY | KY Core | Demand:Demand Response | DSM PS DEK | 2032 | 1 | 9.8944 | 0.076187 | 100.0001 | [17 empty] | 0 | [12 empty] | 0 | 0
DEKY 2024 IRP Core EB2 DFO '30 - NS CC - PC | 0 | DEKY | KY Core | Demand:Demand Response | DSM PS DEK | 2033 | 1 | 9.8944 | 0.076187 | 100.0001 | [17 empty] | 0 | [12 empty] | 0 | 0
DEKY 2024 IRP Core EB2 DFO '30 - NS CC - PC | 0 | DEKY | KY Core | Demand:Demand Response | DSM PS DEK | 2034 | 1 | 9.8944 | 0.076187 | 100.0001 | [17 empty] | 0 | [12 empty] | 0 | 0
DEKY 2024 IRP Core EB2 DFO '30 - NS CC - PC | 0 | DEKY | KY Core | Demand:Demand Response | DSM PS DEK | 2035 | 1 | 9.8944 | 0.076187 | 100.0001 | [17 empty] | 0 | [12 empty] | 0 | 0
DEKY 2024 IRP Core EB2 DFO '30 - NS CC - PC | 0 | DEKY | KY Core | Demand:Demand Response | DSM PS DEK | 2036 | 1 | 9.8944 | 0.076187 | 100.0001 | [17 empty] | 0 | [12 empty] | 0 | 0
DEKY 2024 IRP Core EB2 DFO '30 - NS CC - PC | 0 | DEKY | KY Core | Demand:Demand Response | DSM PS DEK | 2037 | 1 | 9.8944 | 0.076187 | 100.0001 | [17 empty] | 0 | [12 empty] | 0 | 0
DEKY 2024 IRP Core EB2 DFO '30 - NS CC - PC | 0 | DEKY | KY Core | Demand:Demand Response | DSM PS DEK | 2038 | 1 | 9.8944 | 0.076187 | 100.0001 | [17 empty] | 0 | [12 empty] | 0 | 0
DEKY 2024 IRP Core EB2 DFO '30 - NS CC - PC | 0 | DEKY | KY Core | Demand:Demand Response | DSM PS DEK | 2039 | 1 | 9.8944 | 0.076187 | 100.0001 | [17 empty] | 0 | [12 empty] | 0 | 0
DEKY 2024 IRP Core EB2 DFO '30 - NS CC - PC | 0 | DEKY | KY Core | Demand:Demand Response | DSM PS DEK | 2040 | 1 | 9.8944 | 0.076187 | 100.0001 | [17 empty] | 0 | [12 empty] | 0 | 0
DEKY 2024 IRP Core EB2 DFO '30 - NS CC - PC | 0 | DEKY | KY Core | Gas/Oil:Combined Cycle | New 1x1 CC DEK | 2039 | 1 | 599.1 | 455.909 | 91.0763 | 4446.9261 | 86.5982 |  |  | 26 | 7597.01 | 20.7771 | 6391.5661 | 28466039 | 158216.4365 | 155.6403 | 5.5635 |  | 17625.97 | 175998.0439 | 39.5775 | 56531.0391 | 232529.083 | 175999.6836 |  | 1.1948 |  | 1633.8147 |  |  |  | 52.4437 | 233213.1338 | 1.635 |  | 0 | 685.6858
DEKY 2024 IRP Core EB2 DFO '30 - NS CC - PC | 0 | DEKY | KY Core | Gas/Oil:Combined Cycle | New 1x1 CC DEK | 2040 | 1 | 599.1 | 455.909 | 91.3704 | 4315.6411 | 83.807 |  |  | 38 | 7384.9234 | 28.0173 | 6392.2485 | 27644926.375 | 164999.667 | 158.9134 | 5.9743 |  | 17533.23 | 182691.8145 | 42.3325 | 57944.3145 | 240636.1289 | 182693.4102 |  | 1.3057 |  | 1578.8488 |  |  |  | 53.8861 | 232552.958 | 1.5802 |  | 0 | -8081.5907
DEKY 2024 IRP Core EB2 DFO '30 - NS CC - PC | 0 | DEKY | KY Core | Gas/Oil:Combined Cycle | New 1x1 CC DEK DF | 2039 | 1 | 64.8 | 46.373 | 91.1491 | 220.482 | 41.1103 |  |  |  | 3712.762 | 462.745 | 8865.4368 | 1954669.3828 | 10862.7325 | 8.3968 | 5.5616 |  | 425.5 | 11296.6281 | 51.2361 |  | 11296.6281 | 11296.8543 |  | 3.9343 | 1.3576 | 220.1105 |  |  |  | 59.8246 | 13190.2437 | 10.3495 |  | 0 | 1903.965
DEKY 2024 IRP Core EB2 DFO '30 - NS CC - PC | 0 | DEKY | KY Core | Gas/Oil:Combined Cycle | New 1x1 CC DEK DF | 2040 | 1 | 64.8 | 46.373 | 91.3669 | 169.6828 | 31.547 |  |  |  | 2915.884 | 457.0379 | 8867.5969 | 1504678.6895 | 8983.0905 | 6.7593 | 5.9746 |  | 335.65 | 9325.5 | 54.9584 |  | 9325.5 | 9325.6771 |  | 6.1582 | 1.5405 | 169.3912 |  |  |  | 63.098 | 10706.6443 | 13.6988 |  | 0 | 1394.8431
DEKY 2024 IRP Core EB2 DFO '30 - NS CC - PC | 0 | DEKY | KY Core | Gas/Oil:Combustion Turbine | Woodsdale 1 | 2024 | 1 | 94 | 57.9228 | 80.6985 | 196.3665 | 25.6038 |  |  | 17 | 2538 | 37 | 15221.3818 | 2989746.4629 | 6553.4977 | 173.1061 | 2.2499 | 218.3 | 0 | 6944.9038 | 35.367 |  | 6944.9038 | 6944.904 | [7 empty] | 46.1936 | 9070.8843 |  |  | 0 | 2125.9805
DEKY 2024 IRP Core EB2 DFO '30 - NS CC - PC | 0 | DEKY | KY Core | Gas/Oil:Combustion Turbine | Woodsdale 1 | 2025 | 1 | 94 | 57.9228 | 74.3644 | 49.703 | 6.4998 |  |  |  | 560 | 29 | 14762.4405 | 734346.5898 | 2684.843 | 34.4962 | 3.7031 | 176.9 | 0 | 2896.2392 | 58.2709 |  | 2896.2392 | 2896.2394 | [7 empty] | 62.7829 | 3120.4966 |  |  | 0 | 224.2574
DEKY 2024 IRP Core EB2 DFO '30 - NS CC - PC | 0 | DEKY | KY Core | Gas/Oil:Combustion Turbine | Woodsdale 1 | 2026 | 1 | 94 | 57.9228 | 89.9441 | 24.635 | 3.2216 |  |  |  | 278 | 14 | 14767.5088 | 364091.5791 | 1517.2119 | 17.0478 | 4.2139 | 86.8 | 0 | 1621.0598 | 65.8031 |  | 1621.0598 | 1621.0599 | [7 empty] | 72.3393 | 1782.0792 |  |  | 0 | 161.0194
DEKY 2024 IRP Core EB2 DFO '30 - NS CC - PC | 0 | DEKY | KY Core | Gas/Oil:Combustion Turbine | Woodsdale 1 | 2027 | 1 | 94 | 57.9228 | 89.9943 | 22.093 | 2.8892 |  |  |  | 251 | 14 | 14793.485 | 327126.457 | 1319.569 | 12.7966 | 4.0729 | 89.6 | 0 | 1421.9656 | 64.3627 |  | 1421.9656 | 1421.9657 | [7 empty] | 68.6981 | 1517.7463 |  |  | 0 | 95.7807
DEKY 2024 IRP Core EB2 DFO '30 - NS CC - PC | 0 | DEKY | KY Core | Gas/Oil:Combustion Turbine | Woodsdale 1 | 2028 | 1 | 94 | 57.9228 | 90.0238 | 10.8882 | 1.4197 |  |  | 1 | 128 | 8 | 14882.558 | 162212.2705 | 653.5033 | 12.1096 | 4.1033 | 52.8 | 0 | 718.4129 | 65.9809 |  | 718.4129 | 718.4129 | [7 empty] | 70.595 | 768.652 |  |  | 0 | 50.2391
DEKY 2024 IRP Core EB2 DFO '30 - NS CC - PC | 0 | DEKY | KY Core | Gas/Oil:Combustion Turbine | Woodsdale 1 | 2029 | 1 | 94 | 57.9228 | 86.0084 | 9.7642 | 1.2769 |  |  | 1 | 114 | 7 | 14864.4701 | 145286.6621 | 569.4793 | 9.7877 | 3.9871 | 46.9 | 0 | 626.167 | 64.1289 |  | 626.167 | 626.1671 | [7 empty] | 68.6807 | 670.6121 |  |  | 0 | 44.4451
DEKY 2024 IRP Core EB2 DFO '30 - NS CC - PC | 0 | DEKY | KY Core | Gas/Oil:Combustion Turbine | Woodsdale 1 | 2030 | 1 | 94 | 57.9228 | 85.161 | 26.557 | 3.4729 |  |  |  | 299 | 12 | 14767.8927 | 392442.9307 | 1394.7877 | 13.3766 | 3.5882 | 82.8 | 0 | 1490.9644 | 56.142 |  | 1490.9644 | 1490.9645 | [7 empty] | 58.7182 | 1559.3787 |  |  | 0 | 68.4143
DEKY 2024 IRP Core EB2 DFO '30 - NS CC - PC | 0 | DEKY | KY Core | Gas/Oil:Combustion Turbine | Woodsdale 1 | 2031 | 1 | 94 | 57.9228 | 86.2093 | 23.838 | 3.1173 |  |  |  | 273 | 12 | 14804.9402 | 353172.1709 | 1446.6211 | 22.0758 | 4.1586 | 85.2 | 0 | 1553.8969 | 65.1857 |  | 1553.8969 | 1553.8969 | [7 empty] | 69.3127 | 1652.2763 |  |  | 0 | 98.3794
DEKY 2024 IRP Core EB2 DFO '30 - NS CC - PC | 0 | DEKY | KY Core | Gas/Oil:Combustion Turbine | Woodsdale 1 | 2032 | 1 | 94 | 57.9228 | 85.9995 | 17.9076 | 2.3349 |  |  | 1 | 209 | 6 | 14875.7176 | 266514.4199 | 1172.7512 | 12.3964 | 4.4468 | 43.2 | 0 | 1228.3477 | 68.5936 |  | 1228.3477 | 1228.3477 | [7 empty] | 71.7181 | 1284.2986 |  |  | 0 | 55.9509
DEKY 2024 IRP Core EB2 DFO '30 - NS CC - PC | 0 | DEKY | KY Core | Gas/Oil:Combustion Turbine | Woodsdale 1 | 2033 | 1 | 94 | 57.9228 | 85.7134 | 3.29 | 0.43024 |  |  |  | 35 | 2 | 14614.4616 | 48123.5781 | 237.0062 | 0.0058412 | 4.9251 | 14.8 | 0 | 251.812 | 76.5386 |  | 251.812 | 251.812 | [7 empty] | 77.4549 | 254.8267 |  |  | 0 | 3.0147
DEKY 2024 IRP Core EB2 DFO '30 - NS CC - PC | 0 | DEKY | KY Core | Gas/Oil:Combustion Turbine | Woodsdale 1 | 2034 | 1 | 94 | 57.9228 | 84.8095 | [17 empty] | 0 | [12 empty] | 0 | 0
DEKY 2024 IRP Core EB2 DFO '30 - NS CC - PC | 0 | DEKY | KY Core | Gas/Oil:Combustion Turbine | Woodsdale 1 | 2035 | 1 | 94 | 57.9228 | 85.3054 | [17 empty] | 0 | [12 empty] | 0 | 0
DEKY 2024 IRP Core EB2 DFO '30 - NS CC - PC | 0 | DEKY | KY Core | Gas/Oil:Combustion Turbine | Woodsdale 1 | 2036 | 1 | 94 | 57.9228 | 85.8994 | [17 empty] | 0 | [12 empty] | 0 | 0
DEKY 2024 IRP Core EB2 DFO '30 - NS CC - PC | 0 | DEKY | KY Core | Gas/Oil:Combustion Turbine | Woodsdale 1 | 2037 | 1 | 94 | 57.9228 | 85.7134 | [17 empty] | 0 | [12 empty] | 0 | 0
DEKY 2024 IRP Core EB2 DFO '30 - NS CC - PC | 0 | DEKY | KY Core | Gas/Oil:Combustion Turbine | Woodsdale 1 | 2038 | 1 | 94 | 57.9228 | 85.7134 | [17 empty] | 0 | [12 empty] | 0 | 0
DEKY 2024 IRP Core EB2 DFO '30 - NS CC - PC | 0 | DEKY | KY Core | Gas/Oil:Combustion Turbine | Woodsdale 1 | 2039 | 1 | 94 | 57.9228 | 85.3054 | [17 empty] | 0 | [12 empty] | 0 | 0
DEKY 2024 IRP Core EB2 DFO '30 - NS CC - PC | 0 | DEKY | KY Core | Gas/Oil:Combustion Turbine | Woodsdale 1 | 2040 | 1 | 94 | 57.9228 | 85.7053 | [17 empty] | 0 | [12 empty] | 0 | 0
DEKY 2024 IRP Core EB2 DFO '30 - NS CC - PC | 0 | DEKY | KY Core | Gas/Oil:Combustion Turbine | Woodsdale 2 | 2024 | 1 | 94 | 67.624 | 87.7565 | 204.0284 | 26.3505 |  |  | 19 | 2528 | 38 | 15085.2056 | 3078608.7988 | 5911.8946 | 121.6956 | 1.9598 | 224.2 | 0 | 6257.7902 | 30.6712 |  | 6257.7902 | 6257.7907 | [7 empty] | 41.4184 | 8450.5211 |  |  | 0 | 2192.731
DEKY 2024 IRP Core EB2 DFO '30 - NS CC - PC | 0 | DEKY | KY Core | Gas/Oil:Combustion Turbine | Woodsdale 2 | 2025 | 1 | 94 | 67.624 | 72.5068 | 39.541 | 5.1217 |  |  |  | 449 | 26 | 14782.4699 | 585059.6445 | 2113.5684 | 36.3611 | 3.6747 | 158.6 | 0 | 2308.5295 | 58.3832 |  | 2308.5295 | 2308.5294 | [7 empty] | 63.3444 | 2504.7001 |  |  | 0 | 196.1706
DEKY 2024 IRP Core EB2 DFO '30 - NS CC - PC | 0 | DEKY | KY Core | Gas/Oil:Combustion Turbine | Woodsdale 2 | 2026 | 1 | 94 | 67.624 | 87.8948 | 24.891 | 3.2241 |  |  |  | 279 | 14 | 14749.0594 | 367412.8359 | 1531.7606 | 17.5917 | 4.2169 | 86.8 | 0 | 1636.1523 | 65.7327 |  | 1636.1523 | 1636.1524 | [7 empty] | 72.3204 | 1800.1264 |  |  | 0 | 163.9742
DEKY 2024 IRP Core EB2 DFO '30 - NS CC - PC | 0 | DEKY | KY Core | Gas/Oil:Combustion Turbine | Woodsdale 2 | 2027 | 1 | 94 | 67.624 | 87.5902 | 23.105 | 2.9928 |  |  |  | 262 | 15 | 14787.3859 | 341977.5508 | 1370.2481 | 15.2284 | 4.0514 | 96 | 0 | 1481.4765 | 64.1193 |  | 1481.4765 | 1481.4766 | [7 empty] | 68.4331 | 1581.1472 |  |  | 0 | 99.6707
DEKY 2024 IRP Core EB2 DFO '30 - NS CC - PC | 0 | DEKY | KY Core | Gas/Oil:Combustion Turbine | Woodsdale 2 | 2028 | 1 | 94 | 67.624 | 87.4961 | 11.013 | 1.4223 |  |  | 1 | 128 | 8 | 14850.2387 | 163713.667 | 658.8753 | 12.3555 | 4.1 | 52.8 | 0 | 724.0308 | 65.7433 |  | 724.0308 | 724.0307 | [7 empty] | 70.5807 | 777.3048 |  |  | 0 | 53.274
DEKY 2024 IRP Core EB2 DFO '30 - NS CC - PC | 0 | DEKY | KY Core | Gas/Oil:Combustion Turbine | Woodsdale 2 | 2029 | 1 | 94 | 67.624 | 84.8296 | 12.203 | 1.5806 |  |  |  | 140 | 8 | 14812.3117 | 180922.6396 | 683.0264 | 12.2512 | 3.843 | 53.6 | 0 | 748.8776 | 61.3683 |  | 748.8776 | 748.8777 | [7 empty] | 65.2688 | 796.4756 |  |  | 0 | 47.598
DEKY 2024 IRP Core EB2 DFO '30 - NS CC - PC | 0 | DEKY | KY Core | Gas/Oil:Combustion Turbine | Woodsdale 2 | 2030 | 1 | 94 | 67.624 | 84.6556 | 33.619 | 4.3546 |  |  | 1 | 384 | 20 | 14805.8449 | 498177.6904 | 1773.8634 | 26.6406 | 3.6142 | 138 | 0 | 1938.504 | 57.661 |  | 1938.504 | 1938.5041 | [7 empty] | 60.1513 | 2022.2265 |  |  | 0 | 83.7225
DEKY 2024 IRP Core EB2 DFO '30 - NS CC - PC | 0 | DEKY | KY Core | Gas/Oil:Combustion Turbine | Woodsdale 2 | 2031 | 1 | 94 | 67.624 | 84.8172 | 24.636 | 3.1911 |  |  |  | 281 | 14 | 14793.1504 | 364738.0518 | 1478.1856 | 25.0902 | 4.1215 | 99.4 | 0 | 1602.6758 | 65.0542 |  | 1602.6758 | 1602.6758 | [7 empty] | 69.0517 | 1701.1583 |  |  | 0 | 98.4825
DEKY 2024 IRP Core EB2 DFO '30 - NS CC - PC | 0 | DEKY | KY Core | Gas/Oil:Combustion Turbine | Woodsdale 2 | 2032 | 1 | 94 | 67.624 | 84.7003 | 18.1156 | 2.3396 |  |  | 1 | 210 | 6 | 14856.3767 | 269258.1934 | 1183.4459 | 12.8457 | 4.4429 | 43.2 | 0 | 1239.4917 | 68.4212 |  | 1239.4917 | 1239.4917 | [7 empty] | 71.6418 | 1297.835 |  |  | 0 | 58.3433
DEKY 2024 IRP Core EB2 DFO '30 - NS CC - PC | 0 | DEKY | KY Core | Gas/Oil:Combustion Turbine | Woodsdale 2 | 2033 | 1 | 94 | 67.624 | 84.9602 | 3.29 | 0.42615 |  |  |  | 35 | 2 | 14614.4616 | 48123.5781 | 237.0062 | 0.0058412 | 4.9251 | 14.8 | 0 | 251.812 | 76.5386 |  | 251.812 | 251.812 | [7 empty] | 77.4549 | 254.8267 |  |  | 0 | 3.0147
DEKY 2024 IRP Core EB2 DFO '30 - NS CC - PC | 0 | DEKY | KY Core | Gas/Oil:Combustion Turbine | Woodsdale 2 | 2034 | 1 | 94 | 67.624 | 85.2524 | 0.96 | 0.12435 |  |  |  | 12 | 1 | 15047.7451 | 14466.835 | 62.1312 | 2.4646 | 4.4651 | 7.6 | 0 | 72.1957 | 75.2039 |  | 72.1957 | 72.1957 | [7 empty] | 75.7069 | 72.6786 |  |  | 0 | 0.48287
DEKY 2024 IRP Core EB2 DFO '30 - NS CC - PC | 0 | DEKY | KY Core | Gas/Oil:Combustion Turbine | Woodsdale 2 | 2035 | 1 | 94 | 67.624 | 84.8607 | [17 empty] | 0 | [12 empty] | 0 | 0
DEKY 2024 IRP Core EB2 DFO '30 - NS CC - PC | 0 | DEKY | KY Core | Gas/Oil:Combustion Turbine | Woodsdale 2 | 2036 | 1 | 94 | 67.624 | 84.5577 | [17 empty] | 0 | [12 empty] | 0 | 0
DEKY 2024 IRP Core EB2 DFO '30 - NS CC - PC | 0 | DEKY | KY Core | Gas/Oil:Combustion Turbine | Woodsdale 2 | 2037 | 1 | 94 | 67.624 | 84.525 | [17 empty] | 0 | [12 empty] | 0 | 0
DEKY 2024 IRP Core EB2 DFO '30 - NS CC - PC | 0 | DEKY | KY Core | Gas/Oil:Combustion Turbine | Woodsdale 2 | 2038 | 1 | 94 | 67.624 | 84.2203 | [17 empty] | 0 | [12 empty] | 0 | 0
DEKY 2024 IRP Core EB2 DFO '30 - NS CC - PC | 0 | DEKY | KY Core | Gas/Oil:Combustion Turbine | Woodsdale 2 | 2039 | 1 | 94 | 67.624 | 85.1219 | [17 empty] | 0 | [12 empty] | 0 | 0
DEKY 2024 IRP Core EB2 DFO '30 - NS CC - PC | 0 | DEKY | KY Core | Gas/Oil:Combustion Turbine | Woodsdale 2 | 2040 | 1 | 94 | 67.624 | 84.5701 | [17 empty] | 0 | [12 empty] | 0 | 0
DEKY 2024 IRP Core EB2 DFO '30 - NS CC - PC | 0 | DEKY | KY Core | Gas/Oil:Combustion Turbine | Woodsdale 3 | 2024 | 1 | 94 | 63.832 | 80.9435 | 190.0922 | 24.5506 |  |  | 11 | 2206 | 46 | 14860.5545 | 2825841.2734 | 5410.8376 | 134.8474 | 1.9625 | 271.4 | 0 | 5817.0851 | 30.6014 |  | 5817.0851 | 5817.0857 | [7 empty] | 42.9152 | 8157.847 |  |  | 0 | 2340.7619
DEKY 2024 IRP Core EB2 DFO '30 - NS CC - PC | 0 | DEKY | KY Core | Gas/Oil:Combustion Turbine | Woodsdale 3 | 2025 | 1 | 94 | 63.832 | 67.0356 | 34.2123 | 4.4315 |  |  | 3 | 390 | 21 | 14802.0957 | 506855.1982 | 1837.7037 | 24.5196 | 3.6741 | 128.1 | 0 | 1990.3232 | 58.1756 |  | 1990.3232 | 1990.3232 | [7 empty] | 63.0297 | 2156.3927 |  |  | 0 | 166.0695
DEKY 2024 IRP Core EB2 DFO '30 - NS CC - PC | 0 | DEKY | KY Core | Gas/Oil:Combustion Turbine | Woodsdale 3 | 2026 | 1 | 94 | 63.832 | 79.8744 | 23.99 | 3.1074 |  |  |  | 272 | 14 | 14781.0661 | 354891.7734 | 1461.329 | 19.7603 | 4.1734 | 86.8 | 0 | 1567.8893 | 65.356 |  | 1567.8893 | 1567.8894 | [7 empty] | 71.9859 | 1726.9425 |  |  | 0 | 159.0532
DEKY 2024 IRP Core EB2 DFO '30 - NS CC - PC | 0 | DEKY | KY Core | Gas/Oil:Combustion Turbine | Woodsdale 3 | 2027 | 1 | 94 | 63.832 | 79.8868 | 18.761 | 2.4301 |  |  |  | 212 | 13 | 14770.867 | 277389.2383 | 1156.026 | 15.2207 | 4.2224 | 83.2 | 0 | 1254.4467 | 66.8646 |  | 1254.4467 | 1254.4468 | [7 empty] | 71.877 | 1348.4837 |  |  | 0 | 94.037
DEKY 2024 IRP Core EB2 DFO '30 - NS CC - PC | 0 | DEKY | KY Core | Gas/Oil:Combustion Turbine | Woodsdale 3 | 2028 | 1 | 94 | 63.832 | 80.119 | 10.053 | 1.2984 |  |  | 1 | 116 | 7 | 14831.378 | 149246.832 | 609.2487 | 9.9866 | 4.1491 | 46.2 | 0 | 665.4353 | 66.1927 |  | 665.4353 | 665.4352 | [7 empty] | 71.3811 | 717.5939 |  |  | 0 | 52.1586
DEKY 2024 IRP Core EB2 DFO '30 - NS CC - PC | 0 | DEKY | KY Core | Gas/Oil:Combustion Turbine | Woodsdale 3 | 2029 | 1 | 94 | 63.832 | 78.1646 | 12.203 | 1.5806 |  |  |  | 140 | 8 | 14812.3117 | 180922.6396 | 683.0264 | 12.2512 | 3.843 | 53.6 | 0 | 748.8776 | 61.3683 |  | 748.8776 | 748.8777 | [7 empty] | 65.2688 | 796.4756 |  |  | 0 | 47.598
DEKY 2024 IRP Core EB2 DFO '30 - NS CC - PC | 0 | DEKY | KY Core | Gas/Oil:Combustion Turbine | Woodsdale 3 | 2030 | 1 | 94 | 63.832 | 77.8289 | 31.587 | 4.0914 |  |  |  | 357 | 18 | 14776.0675 | 467109.6553 | 1675.4582 | 21.5533 | 3.633 | 124.2 | 0 | 1821.2115 | 57.657 |  | 1821.2115 | 1821.2117 | [7 empty] | 60.3027 | 1904.7803 |  |  | 0 | 83.5687
DEKY 2024 IRP Core EB2 DFO '30 - NS CC - PC | 0 | DEKY | KY Core | Gas/Oil:Combustion Turbine | Woodsdale 3 | 2031 | 1 | 94 | 63.832 | 78.0341 | 20.782 | 2.6919 |  |  |  | 240 | 13 | 14826.2886 | 308392.9268 | 1221.1194 | 25.0834 | 4.041 | 92.3 | 0 | 1338.5029 | 64.4068 |  | 1338.5029 | 1338.5029 | [7 empty] | 67.6065 | 1404.9975 |  |  | 0 | 66.4945
DEKY 2024 IRP Core EB2 DFO '30 - NS CC - PC | 0 | DEKY | KY Core | Gas/Oil:Combustion Turbine | Woodsdale 3 | 2032 | 1 | 94 | 63.832 | 78.501 | 10.479 | 1.3534 |  |  |  | 124 | 5 | 14905.4158 | 156298.8496 | 665.3914 | 12.8323 | 4.3393 | 36 | 0 | 714.2237 | 68.1576 |  | 714.2237 | 714.2236 | [7 empty] | 70.2669 | 736.3266 |  |  | 0 | 22.1029
DEKY 2024 IRP Core EB2 DFO '30 - NS CC - PC | 0 | DEKY | KY Core | Gas/Oil:Combustion Turbine | Woodsdale 3 | 2033 | 1 | 94 | 63.832 | 77.9159 | 3.29 | 0.42615 |  |  |  | 35 | 2 | 14614.4616 | 48123.5781 | 237.0062 | 0.0058412 | 4.9251 | 14.8 | 0 | 251.812 | 76.5386 |  | 251.812 | 251.812 | [7 empty] | 77.4549 | 254.8267 |  |  | 0 | 3.0147
DEKY 2024 IRP Core EB2 DFO '30 - NS CC - PC | 0 | DEKY | KY Core | Gas/Oil:Combustion Turbine | Woodsdale 3 | 2034 | 1 | 94 | 63.832 | 79.6444 | 0.96 | 0.12435 |  |  |  | 12 | 1 | 15047.7451 | 14466.835 | 62.1312 | 2.4646 | 4.4651 | 7.6 | 0 | 72.1957 | 75.2039 |  | 72.1957 | 72.1957 | [7 empty] | 75.7069 | 72.6786 |  |  | 0 | 0.48287
DEKY 2024 IRP Core EB2 DFO '30 - NS CC - PC | 0 | DEKY | KY Core | Gas/Oil:Combustion Turbine | Woodsdale 3 | 2035 | 1 | 94 | 63.832 | 78.1646 | [17 empty] | 0 | [12 empty] | 0 | 0
DEKY 2024 IRP Core EB2 DFO '30 - NS CC - PC | 0 | DEKY | KY Core | Gas/Oil:Combustion Turbine | Woodsdale 3 | 2036 | 1 | 94 | 63.832 | 77.8935 | [17 empty] | 0 | [12 empty] | 0 | 0
DEKY 2024 IRP Core EB2 DFO '30 - NS CC - PC | 0 | DEKY | KY Core | Gas/Oil:Combustion Turbine | Woodsdale 3 | 2037 | 1 | 94 | 63.832 | 77.8289 | [17 empty] | 0 | [12 empty] | 0 | 0
DEKY 2024 IRP Core EB2 DFO '30 - NS CC - PC | 0 | DEKY | KY Core | Gas/Oil:Combustion Turbine | Woodsdale 3 | 2038 | 1 | 94 | 63.832 | 77.8289 | [17 empty] | 0 | [12 empty] | 0 | 0
DEKY 2024 IRP Core EB2 DFO '30 - NS CC - PC | 0 | DEKY | KY Core | Gas/Oil:Combustion Turbine | Woodsdale 3 | 2039 | 1 | 94 | 63.832 | 78.09 | [17 empty] | 0 | [12 empty] | 0 | 0
DEKY 2024 IRP Core EB2 DFO '30 - NS CC - PC | 0 | DEKY | KY Core | Gas/Oil:Combustion Turbine | Woodsdale 3 | 2040 | 1 | 94 | 63.832 | 77.5897 | [17 empty] | 0 | [12 empty] | 0 | 0
DEKY 2024 IRP Core EB2 DFO '30 - NS CC - PC | 0 | DEKY | KY Core | Gas/Oil:Combustion Turbine | Woodsdale 4 | 2024 | 1 | 94 | 64.701 | 73.2194 | 215.9299 | 28.1546 |  |  | 15 | 2547 | 21 | 14922.525 | 3222659.7871 | 5767.1484 | 91.9499 | 1.8181 | 123.9 | 0 | 5982.9984 | 27.7081 |  | 5982.9984 | 5982.9993 | [7 empty] | 39.4349 | 8515.1748 |  |  | 0 | 2532.1764
DEKY 2024 IRP Core EB2 DFO '30 - NS CC - PC | 0 | DEKY | KY Core | Gas/Oil:Combustion Turbine | Woodsdale 4 | 2025 | 1 | 94 | 64.701 | 76.279 | 39.457 | 5.1599 |  |  |  | 451 | 27 | 14800.8682 | 584564.8477 | 2113.2364 | 34.4784 | 3.674 | 164.7 | 0 | 2312.4148 | 58.6059 |  | 2312.4148 | 2312.4148 | [7 empty] | 63.5821 | 2508.7574 |  |  | 0 | 196.3426
DEKY 2024 IRP Core EB2 DFO '30 - NS CC - PC | 0 | DEKY | KY Core | Gas/Oil:Combustion Turbine | Woodsdale 4 | 2026 | 1 | 94 | 64.701 | 91.4004 | 24.635 | 3.2216 |  |  |  | 278 | 14 | 14767.5088 | 364091.5791 | 1517.2119 | 17.0478 | 4.2139 | 86.8 | 0 | 1621.0598 | 65.8031 |  | 1621.0598 | 1621.0599 | [7 empty] | 72.3393 | 1782.0792 |  |  | 0 | 161.0194
DEKY 2024 IRP Core EB2 DFO '30 - NS CC - PC | 0 | DEKY | KY Core | Gas/Oil:Combustion Turbine | Woodsdale 4 | 2027 | 1 | 94 | 64.701 | 91.5511 | 22.093 | 2.8892 |  |  |  | 251 | 14 | 14793.485 | 327126.457 | 1319.569 | 12.7966 | 4.0729 | 89.6 | 0 | 1421.9656 | 64.3627 |  | 1421.9656 | 1421.9657 | [7 empty] | 68.6981 | 1517.7463 |  |  | 0 | 95.7807
DEKY 2024 IRP Core EB2 DFO '30 - NS CC - PC | 0 | DEKY | KY Core | Gas/Oil:Combustion Turbine | Woodsdale 4 | 2028 | 1 | 94 | 64.701 | 91.9201 | 10.8882 | 1.4197 |  |  | 1 | 128 | 8 | 14882.558 | 162212.2705 | 653.5033 | 12.1096 | 4.1033 | 52.8 | 0 | 718.4129 | 65.9809 |  | 718.4129 | 718.4129 | [7 empty] | 70.595 | 768.652 |  |  | 0 | 50.2391
DEKY 2024 IRP Core EB2 DFO '30 - NS CC - PC | 0 | DEKY | KY Core | Gas/Oil:Combustion Turbine | Woodsdale 4 | 2029 | 1 | 94 | 64.701 | 85.2489 | 9.7642 | 1.2769 |  |  | 1 | 114 | 7 | 14864.4701 | 145286.6621 | 569.4793 | 9.7877 | 3.9871 | 46.9 | 0 | 626.167 | 64.1289 |  | 626.167 | 626.1671 | [7 empty] | 68.6807 | 670.6121 |  |  | 0 | 44.4451
DEKY 2024 IRP Core EB2 DFO '30 - NS CC - PC | 0 | DEKY | KY Core | Gas/Oil:Combustion Turbine | Woodsdale 4 | 2030 | 1 | 94 | 64.701 | 85.5439 | 29.525 | 3.8611 |  |  |  | 335 | 16 | 14787.5431 | 436938.2197 | 1575.5408 | 18.4146 | 3.648 | 110.4 | 0 | 1704.3554 | 57.7258 |  | 1704.3554 | 1704.3555 | [7 empty] | 60.4316 | 1784.2426 |  |  | 0 | 79.8873
DEKY 2024 IRP Core EB2 DFO '30 - NS CC - PC | 0 | DEKY | KY Core | Gas/Oil:Combustion Turbine | Woodsdale 4 | 2031 | 1 | 94 | 64.701 | 85.6443 | 23.368 | 3.0559 |  |  |  | 268 | 13 | 14808.7708 | 346324.3584 | 1415.379 | 22.075 | 4.1506 | 92.3 | 0 | 1529.7539 | 65.4636 |  | 1529.7539 | 1529.754 | [7 empty] | 69.4636 | 1623.2258 |  |  | 0 | 93.4719
DEKY 2024 IRP Core EB2 DFO '30 - NS CC - PC | 0 | DEKY | KY Core | Gas/Oil:Combustion Turbine | Woodsdale 4 | 2032 | 1 | 94 | 64.701 | 85.3924 | 17.9076 | 2.3349 |  |  | 1 | 209 | 6 | 14875.7176 | 266514.4199 | 1172.7512 | 12.3964 | 4.4468 | 43.2 | 0 | 1228.3477 | 68.5936 |  | 1228.3477 | 1228.3477 | [7 empty] | 71.7181 | 1284.2986 |  |  | 0 | 55.9509
DEKY 2024 IRP Core EB2 DFO '30 - NS CC - PC | 0 | DEKY | KY Core | Gas/Oil:Combustion Turbine | Woodsdale 4 | 2033 | 1 | 94 | 64.701 | 85.5439 | 3.29 | 0.43024 |  |  |  | 35 | 2 | 14614.4616 | 48123.5781 | 237.0062 | 0.0058412 | 4.9251 | 14.8 | 0 | 251.812 | 76.5386 |  | 251.812 | 251.812 | [7 empty] | 77.4549 | 254.8267 |  |  | 0 | 3.0147
DEKY 2024 IRP Core EB2 DFO '30 - NS CC - PC | 0 | DEKY | KY Core | Gas/Oil:Combustion Turbine | Woodsdale 4 | 2034 | 1 | 94 | 64.701 | 85.3493 | [17 empty] | 0 | [12 empty] | 0 | 0
DEKY 2024 IRP Core EB2 DFO '30 - NS CC - PC | 0 | DEKY | KY Core | Gas/Oil:Combustion Turbine | Woodsdale 4 | 2035 | 1 | 94 | 64.701 | 85.5941 | [17 empty] | 0 | [12 empty] | 0 | 0
DEKY 2024 IRP Core EB2 DFO '30 - NS CC - PC | 0 | DEKY | KY Core | Gas/Oil:Combustion Turbine | Woodsdale 4 | 2036 | 1 | 94 | 64.701 | 85.6866 | [17 empty] | 0 | [12 empty] | 0 | 0
DEKY 2024 IRP Core EB2 DFO '30 - NS CC - PC | 0 | DEKY | KY Core | Gas/Oil:Combustion Turbine | Woodsdale 4 | 2037 | 1 | 94 | 64.701 | 85.3493 | [17 empty] | 0 | [12 empty] | 0 | 0
DEKY 2024 IRP Core EB2 DFO '30 - NS CC - PC | 0 | DEKY | KY Core | Gas/Oil:Combustion Turbine | Woodsdale 4 | 2038 | 1 | 94 | 64.701 | 85.2489 | [17 empty] | 0 | [12 empty] | 0 | 0
DEKY 2024 IRP Core EB2 DFO '30 - NS CC - PC | 0 | DEKY | KY Core | Gas/Oil:Combustion Turbine | Woodsdale 4 | 2039 | 1 | 94 | 64.701 | 85.5941 | [17 empty] | 0 | [12 empty] | 0 | 0
DEKY 2024 IRP Core EB2 DFO '30 - NS CC - PC | 0 | DEKY | KY Core | Gas/Oil:Combustion Turbine | Woodsdale 4 | 2040 | 1 | 94 | 64.701 | 85.2923 | [17 empty] | 0 | [12 empty] | 0 | 0
DEKY 2024 IRP Core EB2 DFO '30 - NS CC - PC | 0 | DEKY | KY Core | Gas/Oil:Combustion Turbine | Woodsdale 5 | 2024 | 1 | 94 | 66.992 | 91.3397 | 218.5086 | 28.2206 |  |  | 17 | 2547 | 57 | 14874.7885 | 3251465.4746 | 6253.0402 | 156.4997 | 1.9713 | 336.3 | 0 | 6745.8398 | 30.8722 |  | 6745.8398 | 6745.8406 | [7 empty] | 43.2916 | 9459.5816 |  |  | 0 | 2713.7417
DEKY 2024 IRP Core EB2 DFO '30 - NS CC - PC | 0 | DEKY | KY Core | Gas/Oil:Combustion Turbine | Woodsdale 5 | 2025 | 1 | 94 | 66.992 | 90.3258 | 45.7339 | 5.9238 |  |  | 3 | 527 | 30 | 14833.9604 | 679044.4082 | 2362.6344 | 36.3723 | 3.5329 | 183 | 0 | 2582.0067 | 56.4572 |  | 2582.0067 | 2582.0066 | [7 empty] | 60.7964 | 2780.4539 |  |  | 0 | 198.4472
DEKY 2024 IRP Core EB2 DFO '30 - NS CC - PC | 0 | DEKY | KY Core | Gas/Oil:Combustion Turbine | Woodsdale 5 | 2026 | 1 | 94 | 66.992 | 69.7463 | 24.267 | 3.1433 |  |  |  | 274 | 14 | 14768.2326 | 358674.6992 | 1503.0125 | 19.7608 | 4.2456 | 86.8 | 0 | 1609.5733 | 66.3277 |  | 1609.5733 | 1609.5734 | [7 empty] | 73.1489 | 1775.1052 |  |  | 0 | 165.5319
DEKY 2024 IRP Core EB2 DFO '30 - NS CC - PC | 0 | DEKY | KY Core | Gas/Oil:Combustion Turbine | Woodsdale 5 | 2027 | 1 | 94 | 66.992 | 90.0647 | 23.105 | 2.9928 |  |  |  | 262 | 15 | 14787.3859 | 341977.5508 | 1370.2481 | 15.2284 | 4.0514 | 96 | 0 | 1481.4765 | 64.1193 |  | 1481.4765 | 1481.4766 | [7 empty] | 68.4331 | 1581.1472 |  |  | 0 | 99.6707
DEKY 2024 IRP Core EB2 DFO '30 - NS CC - PC | 0 | DEKY | KY Core | Gas/Oil:Combustion Turbine | Woodsdale 5 | 2028 | 1 | 94 | 66.992 | 90.137 | 11.013 | 1.4223 |  |  | 1 | 128 | 8 | 14850.2387 | 163713.667 | 658.8753 | 12.3555 | 4.1 | 52.8 | 0 | 724.0308 | 65.7433 |  | 724.0308 | 724.0307 | [7 empty] | 70.5807 | 777.3048 |  |  | 0 | 53.274
DEKY 2024 IRP Core EB2 DFO '30 - NS CC - PC | 0 | DEKY | KY Core | Gas/Oil:Combustion Turbine | Woodsdale 5 | 2029 | 1 | 94 | 66.992 | 87.0368 | 12.203 | 1.5806 |  |  |  | 140 | 8 | 14812.3117 | 180922.6396 | 683.0264 | 12.2512 | 3.843 | 53.6 | 0 | 748.8776 | 61.3683 |  | 748.8776 | 748.8777 | [7 empty] | 65.2688 | 796.4756 |  |  | 0 | 47.598
DEKY 2024 IRP Core EB2 DFO '30 - NS CC - PC | 0 | DEKY | KY Core | Gas/Oil:Combustion Turbine | Woodsdale 5 | 2030 | 1 | 94 | 66.992 | 86.8192 | 33.587 | 4.3505 |  |  |  | 382 | 20 | 14792.245 | 497247.1436 | 1770.767 | 26.4882 | 3.6144 | 138 | 0 | 1935.2552 | 57.6192 |  | 1935.2552 | 1935.2553 | [7 empty] | 60.1486 | 2020.2113 |  |  | 0 | 84.9561
DEKY 2024 IRP Core EB2 DFO '30 - NS CC - PC | 0 | DEKY | KY Core | Gas/Oil:Combustion Turbine | Woodsdale 5 | 2031 | 1 | 94 | 66.992 | 86.5581 | 25.106 | 3.2519 |  |  |  | 286 | 13 | 14789.8057 | 371585.8643 | 1509.4277 | 25.091 | 4.1296 | 92.3 | 0 | 1626.8187 | 64.798 |  | 1626.8187 | 1626.8187 | [7 empty] | 68.9161 | 1730.2087 |  |  | 0 | 103.39
DEKY 2024 IRP Core EB2 DFO '30 - NS CC - PC | 0 | DEKY | KY Core | Gas/Oil:Combustion Turbine | Woodsdale 5 | 2032 | 1 | 94 | 66.992 | 87.0622 | 16.5176 | 2.1333 |  |  | 1 | 193 | 5 | 14879.7807 | 245883.2812 | 1073.7628 | 12.8429 | 4.4192 | 36 | 0 | 1122.6058 | 67.9642 |  | 1122.6058 | 1122.6058 | [7 empty] | 71.3937 | 1179.253 |  |  | 0 | 56.6471
DEKY 2024 IRP Core EB2 DFO '30 - NS CC - PC | 0 | DEKY | KY Core | Gas/Oil:Combustion Turbine | Woodsdale 5 | 2033 | 1 | 94 | 66.992 | 87.0368 | 3.29 | 0.42615 |  |  |  | 35 | 2 | 14614.4616 | 48123.5781 | 237.0062 | 0.0058412 | 4.9251 | 14.8 | 0 | 251.812 | 76.5386 |  | 251.812 | 251.812 | [7 empty] | 77.4549 | 254.8267 |  |  | 0 | 3.0147
DEKY 2024 IRP Core EB2 DFO '30 - NS CC - PC | 0 | DEKY | KY Core | Gas/Oil:Combustion Turbine | Woodsdale 5 | 2034 | 1 | 94 | 66.992 | 86.5581 | 0.96 | 0.12435 |  |  |  | 12 | 1 | 15047.7451 | 14466.835 | 62.1312 | 2.4646 | 4.4651 | 7.6 | 0 | 72.1957 | 75.2039 |  | 72.1957 | 72.1957 | [7 empty] | 75.7069 | 72.6786 |  |  | 0 | 0.48287
DEKY 2024 IRP Core EB2 DFO '30 - NS CC - PC | 0 | DEKY | KY Core | Gas/Oil:Combustion Turbine | Woodsdale 5 | 2035 | 1 | 94 | 66.992 | 87.0368 | [17 empty] | 0 | [12 empty] | 0 | 0
DEKY 2024 IRP Core EB2 DFO '30 - NS CC - PC | 0 | DEKY | KY Core | Gas/Oil:Combustion Turbine | Woodsdale 5 | 2036 | 1 | 94 | 66.992 | 86.6406 | [17 empty] | 0 | [12 empty] | 0 | 0
DEKY 2024 IRP Core EB2 DFO '30 - NS CC - PC | 0 | DEKY | KY Core | Gas/Oil:Combustion Turbine | Woodsdale 5 | 2037 | 1 | 94 | 66.992 | 86.5581 | [17 empty] | 0 | [12 empty] | 0 | 0
DEKY 2024 IRP Core EB2 DFO '30 - NS CC - PC | 0 | DEKY | KY Core | Gas/Oil:Combustion Turbine | Woodsdale 5 | 2038 | 1 | 94 | 66.992 | 87.0244 | [17 empty] | 0 | [12 empty] | 0 | 0
DEKY 2024 IRP Core EB2 DFO '30 - NS CC - PC | 0 | DEKY | KY Core | Gas/Oil:Combustion Turbine | Woodsdale 5 | 2039 | 1 | 94 | 66.992 | 86.5581 | [17 empty] | 0 | [12 empty] | 0 | 0
DEKY 2024 IRP Core EB2 DFO '30 - NS CC - PC | 0 | DEKY | KY Core | Gas/Oil:Combustion Turbine | Woodsdale 5 | 2040 | 1 | 94 | 66.992 | 86.8886 | [17 empty] | 0 | [12 empty] | 0 | 0
DEKY 2024 IRP Core EB2 DFO '30 - NS CC - PC | 0 | DEKY | KY Core | Gas/Oil:Combustion Turbine | Woodsdale 6 | 2024 | 1 | 94 | 66.992 | 91.9968 | 204.9842 | 26.4739 |  |  | 15 | 2435 | 33 | 14948.0329 | 3064802.8926 | 5706.6322 | 85.0949 | 1.8898 | 194.7 | 0 | 5986.4271 | 29.2043 |  | 5986.4271 | 5986.4279 | [7 empty] | 41.046 | 8413.7705 |  |  | 0 | 2427.3434
DEKY 2024 IRP Core EB2 DFO '30 - NS CC - PC | 0 | DEKY | KY Core | Gas/Oil:Combustion Turbine | Woodsdale 6 | 2025 | 1 | 94 | 66.992 | 91.0719 | 46.933 | 6.0792 |  |  |  | 526 | 31 | 14747.8852 | 692813.4863 | 2447.3154 | 34.2038 | 3.5818 | 189.1 | 0 | 2670.6192 | 56.9028 |  | 2670.6192 | 2670.6192 | [7 empty] | 61.3721 | 2880.379 |  |  | 0 | 209.7598
DEKY 2024 IRP Core EB2 DFO '30 - NS CC - PC | 0 | DEKY | KY Core | Gas/Oil:Combustion Turbine | Woodsdale 6 | 2026 | 1 | 94 | 66.992 | 83.182 | 23.387 | 3.0293 |  |  |  | 263 | 13 | 14757.7151 | 345411.6836 | 1457.2728 | 17.5891 | 4.2699 | 80.6 | 0 | 1555.4618 | 66.5097 |  | 1555.4618 | 1555.4619 | [7 empty] | 73.5147 | 1719.2882 |  |  | 0 | 163.8264
DEKY 2024 IRP Core EB2 DFO '30 - NS CC - PC | 0 | DEKY | KY Core | Gas/Oil:Combustion Turbine | Woodsdale 6 | 2027 | 1 | 94 | 66.992 | 91.3206 | 23.105 | 2.9928 |  |  |  | 262 | 15 | 14787.3859 | 341977.5508 | 1370.2481 | 15.2284 | 4.0514 | 96 | 0 | 1481.4765 | 64.1193 |  | 1481.4765 | 1481.4766 | [7 empty] | 68.4331 | 1581.1472 |  |  | 0 | 99.6707
DEKY 2024 IRP Core EB2 DFO '30 - NS CC - PC | 0 | DEKY | KY Core | Gas/Oil:Combustion Turbine | Woodsdale 6 | 2028 | 1 | 94 | 66.992 | 91.0111 | 11.013 | 1.4223 |  |  | 1 | 128 | 8 | 14850.2387 | 163713.667 | 658.8753 | 12.3555 | 4.1 | 52.8 | 0 | 724.0308 | 65.7433 |  | 724.0308 | 724.0307 | [7 empty] | 70.5807 | 777.3048 |  |  | 0 | 53.274
DEKY 2024 IRP Core EB2 DFO '30 - NS CC - PC | 0 | DEKY | KY Core | Gas/Oil:Combustion Turbine | Woodsdale 6 | 2029 | 1 | 94 | 66.992 | 89.903 | 12.203 | 1.5806 |  |  |  | 140 | 8 | 14812.3117 | 180922.6396 | 683.0264 | 12.2512 | 3.843 | 53.6 | 0 | 748.8776 | 61.3683 |  | 748.8776 | 748.8777 | [7 empty] | 65.2688 | 796.4756 |  |  | 0 | 47.598
DEKY 2024 IRP Core EB2 DFO '30 - NS CC - PC | 0 | DEKY | KY Core | Gas/Oil:Combustion Turbine | Woodsdale 6 | 2030 | 1 | 94 | 66.992 | 91.1962 | 33.8126 | 4.3797 |  |  | 1 | 386 | 20 | 14804.3163 | 500992.4561 | 1782.3331 | 26.4886 | 3.6105 | 138 | 0 | 1946.8216 | 57.5768 |  | 1946.8216 | 1946.8218 | [7 empty] | 60.0908 | 2031.8277 |  |  | 0 | 85.006
DEKY 2024 IRP Core EB2 DFO '30 - NS CC - PC | 0 | DEKY | KY Core | Gas/Oil:Combustion Turbine | Woodsdale 6 | 2031 | 1 | 94 | 66.992 | 90.0647 | 23.602 | 3.0571 |  |  |  | 270 | 12 | 14800.9791 | 349584.7119 | 1410.3227 | 25.0884 | 4.106 | 85.2 | 0 | 1520.611 | 64.4272 |  | 1520.611 | 1520.611 | [7 empty] | 68.7922 | 1623.6347 |  |  | 0 | 103.0236
DEKY 2024 IRP Core EB2 DFO '30 - NS CC - PC | 0 | DEKY | KY Core | Gas/Oil:Combustion Turbine | Woodsdale 6 | 2032 | 1 | 94 | 66.992 | 90.1804 | 18.1156 | 2.3396 |  |  | 1 | 210 | 6 | 14856.3767 | 269258.1934 | 1183.4459 | 12.8457 | 4.4429 | 43.2 | 0 | 1239.4917 | 68.4212 |  | 1239.4917 | 1239.4917 | [7 empty] | 71.6418 | 1297.835 |  |  | 0 | 58.3433
DEKY 2024 IRP Core EB2 DFO '30 - NS CC - PC | 0 | DEKY | KY Core | Gas/Oil:Combustion Turbine | Woodsdale 6 | 2033 | 1 | 94 | 66.992 | 90.1517 | 3.29 | 0.42615 |  |  |  | 35 | 2 | 14614.4616 | 48123.5781 | 237.0062 | 0.0058412 | 4.9251 | 14.8 | 0 | 251.812 | 76.5386 |  | 251.812 | 251.812 | [7 empty] | 77.4549 | 254.8267 |  |  | 0 | 3.0147
DEKY 2024 IRP Core EB2 DFO '30 - NS CC - PC | 0 | DEKY | KY Core | Gas/Oil:Combustion Turbine | Woodsdale 6 | 2034 | 1 | 94 | 66.992 | 90.1517 | 0.96 | 0.12435 |  |  |  | 12 | 1 | 15047.7451 | 14466.835 | 62.1312 | 2.4646 | 4.4651 | 7.6 | 0 | 72.1957 | 75.2039 |  | 72.1957 | 72.1957 | [7 empty] | 75.7069 | 72.6786 |  |  | 0 | 0.48287
DEKY 2024 IRP Core EB2 DFO '30 - NS CC - PC | 0 | DEKY | KY Core | Gas/Oil:Combustion Turbine | Woodsdale 6 | 2035 | 1 | 94 | 66.992 | 89.7724 | [17 empty] | 0 | [12 empty] | 0 | 0
DEKY 2024 IRP Core EB2 DFO '30 - NS CC - PC | 0 | DEKY | KY Core | Gas/Oil:Combustion Turbine | Woodsdale 6 | 2036 | 1 | 94 | 66.992 | 90.0936 | [17 empty] | 0 | [12 empty] | 0 | 0
DEKY 2024 IRP Core EB2 DFO '30 - NS CC - PC | 0 | DEKY | KY Core | Gas/Oil:Combustion Turbine | Woodsdale 6 | 2037 | 1 | 94 | 66.992 | 91.4573 | [17 empty] | 0 | [12 empty] | 0 | 0
DEKY 2024 IRP Core EB2 DFO '30 - NS CC - PC | 0 | DEKY | KY Core | Gas/Oil:Combustion Turbine | Woodsdale 6 | 2038 | 1 | 94 | 66.992 | 91.5444 | [17 empty] | 0 | [12 empty] | 0 | 0
DEKY 2024 IRP Core EB2 DFO '30 - NS CC - PC | 0 | DEKY | KY Core | Gas/Oil:Combustion Turbine | Woodsdale 6 | 2039 | 1 | 94 | 66.992 | 91.1092 | [17 empty] | 0 | [12 empty] | 0 | 0
DEKY 2024 IRP Core EB2 DFO '30 - NS CC - PC | 0 | DEKY | KY Core | Gas/Oil:Combustion Turbine | Woodsdale 6 | 2040 | 1 | 94 | 66.992 | 90.0936 | [17 empty] | 0 | [12 empty] | 0 | 0
DEKY 2024 IRP Core EB2 DFO '30 - NS CC - PC | 0 | DEKY | KY Core | Renewable:Solar PV | Solar Exist DEKY | 2024 | 1 | 9.3 | 0.837 | 21.5845 | 17.6326 | 21.5845 |  |  |  | 4371 | 366 | [10 empty] | 0 | 0.017633 |  |  |  | 17.6326 |  |  |  | 43.2392 | 762.4214 | 0.017633 |  | 0 | 762.439
DEKY 2024 IRP Core EB2 DFO '30 - NS CC - PC | 0 | DEKY | KY Core | Renewable:Solar PV | Solar Exist DEKY | 2025 | 1 | 9.3 | 0.651 | 21.5995 | 17.5966 | 21.5994 |  |  |  | 4360 | 365 | [10 empty] | 0 | 0.017597 |  |  |  | 17.5966 |  |  |  | 46.0997 | 811.1987 | 0.017597 |  | 0 | 811.2163
DEKY 2024 IRP Core EB2 DFO '30 - NS CC - PC | 0 | DEKY | KY Core | Renewable:Solar PV | Solar Exist DEKY | 2026 | 1 | 9.3 | 0.558 | 21.5995 | 17.5966 | 21.5994 |  |  |  | 4360 | 365 | [10 empty] | 0 | 0.017597 |  |  |  | 17.5966 |  |  |  | 47.1037 | 828.8659 | 0.017597 |  | 0 | 828.8835
DEKY 2024 IRP Core EB2 DFO '30 - NS CC - PC | 0 | DEKY | KY Core | Renewable:Solar PV | Solar Exist DEKY | 2027 | 1 | 9.3 | 0.465 | 21.5995 | 17.5966 | 21.5994 |  |  |  | 4360 | 365 | [10 empty] | 0 | 0.017597 |  |  |  | 17.5966 |  |  |  | 47.6427 | 838.3506 | 0.017597 |  | 0 | 838.3682
DEKY 2024 IRP Core EB2 DFO '30 - NS CC - PC | 0 | DEKY | KY Core | Renewable:Solar PV | Solar Exist DEKY | 2028 | 1 | 9.3 | 0.372 | 21.5845 | 17.6326 | 21.5845 |  |  |  | 4371 | 366 | [10 empty] | 0 | 0.017633 |  |  |  | 17.6326 |  |  |  | 46.9015 | 826.9959 | 0.017633 |  | 0 | 827.0135
DEKY 2024 IRP Core EB2 DFO '30 - NS CC - PC | 0 | DEKY | KY Core | Renewable:Solar PV | Solar Exist DEKY | 2029 | 1 | 9.3 | 0.372 | 21.5995 | 17.5966 | 21.5994 |  |  |  | 4360 | 365 | [10 empty] | 0 | 0.017597 |  |  |  | 17.5966 |  |  |  | 45.6598 | 803.4587 | 0.017597 |  | 0 | 803.4763
DEKY 2024 IRP Core EB2 DFO '30 - NS CC - PC | 0 | DEKY | KY Core | Renewable:Solar PV | Solar Exist DEKY | 2030 | 1 | 9.3 | 0.279 | 21.5995 | 17.5966 | 21.5994 |  |  |  | 4360 | 365 | [10 empty] | 0 | 0.017597 |  |  |  | 17.5966 |  |  |  | 45.5441 | 801.4232 | 0.017597 |  | 0 | 801.4408
DEKY 2024 IRP Core EB2 DFO '30 - NS CC - PC | 0 | DEKY | KY Core | Renewable:Solar PV | Solar Exist DEKY | 2031 | 1 | 9.3 | 0.279 | 21.5995 | 17.5966 | 21.5994 |  |  |  | 4360 | 365 | [10 empty] | 0 | 0.017597 |  |  |  | 17.5966 |  |  |  | 46.5273 | 818.7239 | 0.017597 |  | 0 | 818.7415
DEKY 2024 IRP Core EB2 DFO '30 - NS CC - PC | 0 | DEKY | KY Core | Renewable:Solar PV | Solar Exist DEKY | 2032 | 1 | 9.3 | 0.186 | 21.5845 | 17.6326 | 21.5845 |  |  |  | 4371 | 366 | [10 empty] | 0 | 0.017633 |  |  |  | 17.6326 |  |  |  | 46.0351 | 811.719 | 0.017633 |  | 0 | 811.7366
DEKY 2024 IRP Core EB2 DFO '30 - NS CC - PC | 0 | DEKY | KY Core | Renewable:Solar PV | Solar Exist DEKY | 2033 | 1 | 9.3 | 0.186 | 21.5995 | 17.5966 | 21.5994 |  |  |  | 4360 | 365 | [10 empty] | 0 | 0.017597 |  |  |  | 17.5966 |  |  |  | 46.6999 | 821.7609 | 0.017597 |  | 0 | 821.7785
DEKY 2024 IRP Core EB2 DFO '30 - NS CC - PC | 0 | DEKY | KY Core | Renewable:Solar PV | Solar Exist DEKY | 2034 | 1 | 9.3 | 0.186 | 21.5995 | 17.5856 | 21.5859 |  |  |  | 4354 | 366 | [10 empty] | 0 | 0.017586 |  |  |  | 17.5856 |  |  |  | 46.654 | 820.4396 | 0.017586 |  | 0 | 820.4572
DEKY 2024 IRP Core EB2 DFO '30 - NS CC - PC | 0 | DEKY | KY Core | Renewable:Solar PV | Solar Exist DEKY | 2035 | 1 | 9.3 | 0.186 | 21.5995 | 17.5966 | 21.5994 |  |  |  | 4360 | 365 | [10 empty] | 0 | 0.017597 |  |  |  | 17.5966 |  |  |  | 47.2464 | 831.3775 | 0.017597 |  | 0 | 831.3951
DEKY 2024 IRP Core EB2 DFO '30 - NS CC - PC | 0 | DEKY | KY Core | Renewable:Solar PV | Solar Exist DEKY | 2036 | 1 | 9.3 | 0.186 | 21.5845 | 17.6326 | 21.5845 |  |  |  | 4371 | 366 | [10 empty] | 0 | 0.017633 |  |  |  | 17.6326 |  |  |  | 47.8911 | 844.4462 | 0.017633 |  | 0 | 844.4638
DEKY 2024 IRP Core EB2 DFO '30 - NS CC - PC | 0 | DEKY | KY Core | Renewable:Solar PV | Solar Exist DEKY | 2037 | 1 | 9.3 | 0.186 | 21.5995 | 17.5659 | 21.5618 |  |  |  | 4356 | 366 | [10 empty] | 0 | 0.017566 |  |  |  | 17.5659 |  |  |  | 47.3127 | 831.0926 | 0.017566 |  | 0 | 831.1101
DEKY 2024 IRP Core EB2 DFO '30 - NS CC - PC | 0 | DEKY | KY Core | Renewable:Solar PV | Solar Exist DEKY | 2038 | 1 | 9.3 | 0.186 | 21.5995 | 17.5641 | 21.5595 |  |  |  | 4355 | 366 | [10 empty] | 0 | 0.017564 |  |  |  | 17.5641 |  |  |  | 47.8921 | 841.1814 | 0.017564 |  | 0 | 841.199
DEKY 2024 IRP Core EB2 DFO '30 - NS CC - PC | 0 | DEKY | KY Core | Renewable:Solar PV | Solar Exist DEKY | 2039 | 1 | 9.3 | 0.186 | 21.5995 | 17.5359 | 21.5249 |  |  |  | 4352 | 368 | [10 empty] | 0 | 0.017536 |  |  |  | 17.5359 |  |  |  | 48.2585 | 846.2569 | 0.017536 |  | 0 | 846.2745
DEKY 2024 IRP Core EB2 DFO '30 - NS CC - PC | 0 | DEKY | KY Core | Renewable:Solar PV | Solar Exist DEKY | 2040 | 1 | 9.3 | 0.186 | 21.5845 | 17.5605 | 21.4962 |  |  |  | 4360 | 368 | [10 empty] | 0 | 0.017561 |  |  |  | 17.5605 |  |  |  | 47.9859 | 842.6592 | 0.017561 |  | 0 | 842.6767

## Resource Annual Emissions
Scenario | RunID | BA | Area | Type | Resource | Year | Emission | Released (tons) | Release Rate (lb/mmBtu) | Average Rate (lb/MWh) | Cost ($000) | Average Cost ($/MWh)
DEKY 2024 IRP Core EB2 DFO '30 - NS CC - PC | 0 | DEKY | KY Core | Coal:Conventional | East Bend 2 | 2024 | CO2 | 1679209.8701 | 204.8548 | 2254.1243
DEKY 2024 IRP Core EB2 DFO '30 - NS CC - PC | 0 | DEKY | KY Core | Coal:Conventional | East Bend 2 | 2024 | Hg | 0.0057789 | 7.05e-07 | 7.7575e-06
DEKY 2024 IRP Core EB2 DFO '30 - NS CC - PC | 0 | DEKY | KY Core | Coal:Conventional | East Bend 2 | 2024 | NOx | 651.1215 | 0.079433 | 0.87405 | 301.0626 | 0.20207
DEKY 2024 IRP Core EB2 DFO '30 - NS CC - PC | 0 | DEKY | KY Core | Coal:Conventional | East Bend 2 | 2024 | SO2 | 1065.6197 | 0.13 | 1.4305 | 2.5575 | 0.0017166
DEKY 2024 IRP Core EB2 DFO '30 - NS CC - PC | 0 | DEKY | KY Core | Coal:Conventional | East Bend 2 | 2025 | CO2 | 2311720.3945 | 204.6539 | 2262.1787
DEKY 2024 IRP Core EB2 DFO '30 - NS CC - PC | 0 | DEKY | KY Core | Coal:Conventional | East Bend 2 | 2025 | Hg | 0.0073987 | 6.55e-07 | 7.2402e-06
DEKY 2024 IRP Core EB2 DFO '30 - NS CC - PC | 0 | DEKY | KY Core | Coal:Conventional | East Bend 2 | 2025 | NOx | 859.1571 | 0.07606 | 0.84074 | 793.7123 | 0.38835
DEKY 2024 IRP Core EB2 DFO '30 - NS CC - PC | 0 | DEKY | KY Core | Coal:Conventional | East Bend 2 | 2025 | SO2 | 1468.4484 | 0.13 | 1.437 | 3.5243 | 0.0017244
DEKY 2024 IRP Core EB2 DFO '30 - NS CC - PC | 0 | DEKY | KY Core | Coal:Conventional | East Bend 2 | 2026 | CO2 | 3252590.3672 | 204.8862 | 2213.55
DEKY 2024 IRP Core EB2 DFO '30 - NS CC - PC | 0 | DEKY | KY Core | Coal:Conventional | East Bend 2 | 2026 | Hg | 0.010366 | 6.53e-07 | 7.0549e-06
DEKY 2024 IRP Core EB2 DFO '30 - NS CC - PC | 0 | DEKY | KY Core | Coal:Conventional | East Bend 2 | 2026 | NOx | 1250.3433 | 0.078761 | 0.85092 | 980.843 | 0.33376
DEKY 2024 IRP Core EB2 DFO '30 - NS CC - PC | 0 | DEKY | KY Core | Coal:Conventional | East Bend 2 | 2026 | SO2 | 2063.764 | 0.13 | 1.4045 | 4.953 | 0.0016854
DEKY 2024 IRP Core EB2 DFO '30 - NS CC - PC | 0 | DEKY | KY Core | Coal:Conventional | East Bend 2 | 2027 | CO2 | 3829137.5781 | 204.9484 | 2180.9749
DEKY 2024 IRP Core EB2 DFO '30 - NS CC - PC | 0 | DEKY | KY Core | Coal:Conventional | East Bend 2 | 2027 | Hg | 0.012312 | 6.59e-07 | 7.0128e-06
DEKY 2024 IRP Core EB2 DFO '30 - NS CC - PC | 0 | DEKY | KY Core | Coal:Conventional | East Bend 2 | 2027 | NOx | 1446.9906 | 0.077448 | 0.82417 | 1694.1787 | 0.48248
DEKY 2024 IRP Core EB2 DFO '30 - NS CC - PC | 0 | DEKY | KY Core | Coal:Conventional | East Bend 2 | 2027 | SO2 | 2428.8452 | 0.13 | 1.3834 | 5.8292 | 0.0016601
DEKY 2024 IRP Core EB2 DFO '30 - NS CC - PC | 0 | DEKY | KY Core | Coal:Conventional | East Bend 2 | 2028 | CO2 | 3746597.2891 | 204.9009 | 2180.8535
DEKY 2024 IRP Core EB2 DFO '30 - NS CC - PC | 0 | DEKY | KY Core | Coal:Conventional | East Bend 2 | 2028 | Hg | 0.011867 | 6.49e-07 | 6.9076e-06
DEKY 2024 IRP Core EB2 DFO '30 - NS CC - PC | 0 | DEKY | KY Core | Coal:Conventional | East Bend 2 | 2028 | NOx | 1436.9087 | 0.078584 | 0.83641 | 1426.8436 | 0.41528
DEKY 2024 IRP Core EB2 DFO '30 - NS CC - PC | 0 | DEKY | KY Core | Coal:Conventional | East Bend 2 | 2028 | SO2 | 2377.0413 | 0.13 | 1.3836 | 5.7049 | 0.0016604
DEKY 2024 IRP Core EB2 DFO '30 - NS CC - PC | 0 | DEKY | KY Core | Coal:Conventional | East Bend 2 | 2029 | CO2 | 3523603.1094 | 204.9604 | 2189.4573
DEKY 2024 IRP Core EB2 DFO '30 - NS CC - PC | 0 | DEKY | KY Core | Coal:Conventional | East Bend 2 | 2029 | Hg | 0.011278 | 6.56e-07 | 7.0076e-06
DEKY 2024 IRP Core EB2 DFO '30 - NS CC - PC | 0 | DEKY | KY Core | Coal:Conventional | East Bend 2 | 2029 | NOx | 1339.7856 | 0.077932 | 0.8325 | 1431.9719 | 0.44489
DEKY 2024 IRP Core EB2 DFO '30 - NS CC - PC | 0 | DEKY | KY Core | Coal:Conventional | East Bend 2 | 2029 | SO2 | 2234.9126 | 0.13 | 1.3887 | 5.3638 | 0.0016664
DEKY 2024 IRP Core EB2 DFO '30 - NS CC - PC | 0 | DEKY | KY Core | Coal:Conventional | East Bend 2 | 2030 | CO2 | 3539557.8477 | 204.9618 | 2209.3929
DEKY 2024 IRP Core EB2 DFO '30 - NS CC - PC | 0 | DEKY | KY Core | Coal:Conventional | East Bend 2 | 2030 | NOx | 1366.7175 | 0.079141 | 0.85311 | 1062.4451 | 0.33159
DEKY 2024 IRP Core EB2 DFO '30 - NS CC - PC | 0 | DEKY | KY Core | Coal:Conventional | East Bend 2 | 2031 | CO2 | 3593347.2109 | 204.9253 | 2211.4267
DEKY 2024 IRP Core EB2 DFO '30 - NS CC - PC | 0 | DEKY | KY Core | Coal:Conventional | East Bend 2 | 2031 | NOx | 1338.5526 | 0.076336 | 0.82378 | 1601.7437 | 0.49287
DEKY 2024 IRP Core EB2 DFO '30 - NS CC - PC | 0 | DEKY | KY Core | Coal:Conventional | East Bend 2 | 2032 | CO2 | 3680784.1504 | 204.9747 | 2210.5484
DEKY 2024 IRP Core EB2 DFO '30 - NS CC - PC | 0 | DEKY | KY Core | Coal:Conventional | East Bend 2 | 2032 | NOx | 1381.064 | 0.076908 | 0.82942 | 1538.0376 | 0.46185
DEKY 2024 IRP Core EB2 DFO '30 - NS CC - PC | 0 | DEKY | KY Core | Coal:Conventional | East Bend 2 | 2033 | CO2 | 3640620.5234 | 205.0122 | 2209.8519
DEKY 2024 IRP Core EB2 DFO '30 - NS CC - PC | 0 | DEKY | KY Core | Coal:Conventional | East Bend 2 | 2033 | NOx | 1378.9454 | 0.077652 | 0.83702 | 1411.7104 | 0.42845
DEKY 2024 IRP Core EB2 DFO '30 - NS CC - PC | 0 | DEKY | KY Core | Coal:Conventional | East Bend 2 | 2034 | CO2 | 3646629.4473 | 204.9308 | 2210.8154
DEKY 2024 IRP Core EB2 DFO '30 - NS CC - PC | 0 | DEKY | KY Core | Coal:Conventional | East Bend 2 | 2034 | NOx | 1362.2969 | 0.076557 | 0.82591 | 1651.352 | 0.50058
DEKY 2024 IRP Core EB2 DFO '30 - NS CC - PC | 0 | DEKY | KY Core | Coal:Conventional | East Bend 2 | 2035 | CO2 | 3574679.2031 | 204.9233 | 2208.7736
DEKY 2024 IRP Core EB2 DFO '30 - NS CC - PC | 0 | DEKY | KY Core | Coal:Conventional | East Bend 2 | 2035 | NOx | 1366.0689 | 0.078312 | 0.84409 | 1309.3392 | 0.40452
DEKY 2024 IRP Core EB2 DFO '30 - NS CC - PC | 0 | DEKY | KY Core | Coal:Conventional | East Bend 2 | 2036 | CO2 | 3619182.2734 | 204.928 | 2207.7608
DEKY 2024 IRP Core EB2 DFO '30 - NS CC - PC | 0 | DEKY | KY Core | Coal:Conventional | East Bend 2 | 2036 | NOx | 1368.6166 | 0.077495 | 0.83488 | 1532.4465 | 0.46741
DEKY 2024 IRP Core EB2 DFO '30 - NS CC - PC | 0 | DEKY | KY Core | Coal:Conventional | East Bend 2 | 2037 | CO2 | 3490887.457 | 204.8716 | 2214.8896
DEKY 2024 IRP Core EB2 DFO '30 - NS CC - PC | 0 | DEKY | KY Core | Coal:Conventional | East Bend 2 | 2037 | NOx | 1322.9091 | 0.077638 | 0.83936 | 1417.1532 | 0.44958
DEKY 2024 IRP Core EB2 DFO '30 - NS CC - PC | 0 | DEKY | KY Core | Coal:Conventional | East Bend 2 | 2038 | CO2 | 3572181.6953 | 204.9649 | 2210.9189
DEKY 2024 IRP Core EB2 DFO '30 - NS CC - PC | 0 | DEKY | KY Core | Coal:Conventional | East Bend 2 | 2038 | NOx | 1349.2468 | 0.077417 | 0.83509 | 1567.289 | 0.48502
DEKY 2024 IRP Core EB2 DFO '30 - NS CC - PC | 0 | DEKY | KY Core | Gas/Oil:Combined Cycle | New 1x1 CC DEK | 2039 | CO2 | 1707962.5547 | 120 | 768.1542
DEKY 2024 IRP Core EB2 DFO '30 - NS CC - PC | 0 | DEKY | KY Core | Gas/Oil:Combined Cycle | New 1x1 CC DEK | 2039 | NOx | 115.6201 | 0.0081234 | 0.052 | 155.6411 | 0.035
DEKY 2024 IRP Core EB2 DFO '30 - NS CC - PC | 0 | DEKY | KY Core | Gas/Oil:Combined Cycle | New 1x1 CC DEK | 2040 | CO2 | 1658695.7969 | 120 | 768.6903
DEKY 2024 IRP Core EB2 DFO '30 - NS CC - PC | 0 | DEKY | KY Core | Gas/Oil:Combined Cycle | New 1x1 CC DEK | 2040 | NOx | 112.2067 | 0.0081177 | 0.052 | 158.9134 | 0.036823
DEKY 2024 IRP Core EB2 DFO '30 - NS CC - PC | 0 | DEKY | KY Core | Gas/Oil:Combined Cycle | New 1x1 CC DEK DF | 2039 | CO2 | 117280.1589 | 120 | 1063.8524
DEKY 2024 IRP Core EB2 DFO '30 - NS CC - PC | 0 | DEKY | KY Core | Gas/Oil:Combined Cycle | New 1x1 CC DEK DF | 2039 | NOx | 5.7325 | 0.0058655 | 0.052 | 8.3968 | 0.038084
DEKY 2024 IRP Core EB2 DFO '30 - NS CC - PC | 0 | DEKY | KY Core | Gas/Oil:Combined Cycle | New 1x1 CC DEK DF | 2040 | CO2 | 90280.7125 | 120 | 1064.1115
DEKY 2024 IRP Core EB2 DFO '30 - NS CC - PC | 0 | DEKY | KY Core | Gas/Oil:Combined Cycle | New 1x1 CC DEK DF | 2040 | NOx | 4.4118 | 0.005864 | 0.052 | 6.7593 | 0.039835
DEKY 2024 IRP Core EB2 DFO '30 - NS CC - PC | 0 | DEKY | KY Core | Gas/Oil:Combustion Turbine | Woodsdale 1 | 2024 | CO2 | 174900.108 | 117 | 1781.364
DEKY 2024 IRP Core EB2 DFO '30 - NS CC - PC | 0 | DEKY | KY Core | Gas/Oil:Combustion Turbine | Woodsdale 1 | 2024 | NOx | 177.8898 | 0.119 | 1.8118 | 173.1066 | 0.88155
DEKY 2024 IRP Core EB2 DFO '30 - NS CC - PC | 0 | DEKY | KY Core | Gas/Oil:Combustion Turbine | Woodsdale 1 | 2025 | CO2 | 42959.2686 | 117 | 1728.6388
DEKY 2024 IRP Core EB2 DFO '30 - NS CC - PC | 0 | DEKY | KY Core | Gas/Oil:Combustion Turbine | Woodsdale 1 | 2025 | NOx | 43.6936 | 0.119 | 1.7582 | 34.4963 | 0.69405
DEKY 2024 IRP Core EB2 DFO '30 - NS CC - PC | 0 | DEKY | KY Core | Gas/Oil:Combustion Turbine | Woodsdale 1 | 2026 | CO2 | 21299.3533 | 117 | 1729.1945
DEKY 2024 IRP Core EB2 DFO '30 - NS CC - PC | 0 | DEKY | KY Core | Gas/Oil:Combustion Turbine | Woodsdale 1 | 2026 | NOx | 21.6634 | 0.119 | 1.7588 | 17.0479 | 0.69202
DEKY 2024 IRP Core EB2 DFO '30 - NS CC - PC | 0 | DEKY | KY Core | Gas/Oil:Combustion Turbine | Woodsdale 1 | 2027 | CO2 | 19136.8928 | 117 | 1732.3943
DEKY 2024 IRP Core EB2 DFO '30 - NS CC - PC | 0 | DEKY | KY Core | Gas/Oil:Combustion Turbine | Woodsdale 1 | 2027 | NOx | 19.464 | 0.119 | 1.762 | 12.7966 | 0.57922
DEKY 2024 IRP Core EB2 DFO '30 - NS CC - PC | 0 | DEKY | KY Core | Gas/Oil:Combustion Turbine | Woodsdale 1 | 2028 | CO2 | 9489.4163 | 117 | 1743.0643
DEKY 2024 IRP Core EB2 DFO '30 - NS CC - PC | 0 | DEKY | KY Core | Gas/Oil:Combustion Turbine | Woodsdale 1 | 2028 | NOx | 9.6516 | 0.119 | 1.7729 | 12.1096 | 1.1122
DEKY 2024 IRP Core EB2 DFO '30 - NS CC - PC | 0 | DEKY | KY Core | Gas/Oil:Combustion Turbine | Woodsdale 1 | 2029 | CO2 | 8499.2679 | 117 | 1740.9041
DEKY 2024 IRP Core EB2 DFO '30 - NS CC - PC | 0 | DEKY | KY Core | Gas/Oil:Combustion Turbine | Woodsdale 1 | 2029 | NOx | 8.6446 | 0.119 | 1.7707 | 9.7877 | 1.0024
DEKY 2024 IRP Core EB2 DFO '30 - NS CC - PC | 0 | DEKY | KY Core | Gas/Oil:Combustion Turbine | Woodsdale 1 | 2030 | CO2 | 22957.9042 | 117 | 1728.9531
DEKY 2024 IRP Core EB2 DFO '30 - NS CC - PC | 0 | DEKY | KY Core | Gas/Oil:Combustion Turbine | Woodsdale 1 | 2030 | NOx | 23.3503 | 0.119 | 1.7585 | 13.3766 | 0.5037
DEKY 2024 IRP Core EB2 DFO '30 - NS CC - PC | 0 | DEKY | KY Core | Gas/Oil:Combustion Turbine | Woodsdale 1 | 2031 | CO2 | 20660.5668 | 117 | 1733.4144
DEKY 2024 IRP Core EB2 DFO '30 - NS CC - PC | 0 | DEKY | KY Core | Gas/Oil:Combustion Turbine | Woodsdale 1 | 2031 | NOx | 21.0137 | 0.119 | 1.763 | 22.0758 | 0.92608
DEKY 2024 IRP Core EB2 DFO '30 - NS CC - PC | 0 | DEKY | KY Core | Gas/Oil:Combustion Turbine | Woodsdale 1 | 2032 | CO2 | 15591.0897 | 117 | 1741.2818
DEKY 2024 IRP Core EB2 DFO '30 - NS CC - PC | 0 | DEKY | KY Core | Gas/Oil:Combustion Turbine | Woodsdale 1 | 2032 | NOx | 15.8576 | 0.119 | 1.771 | 12.3965 | 0.69225
DEKY 2024 IRP Core EB2 DFO '30 - NS CC - PC | 0 | DEKY | KY Core | Gas/Oil:Combustion Turbine | Woodsdale 1 | 2033 | CO2 | 2815.229 | 117 | 1711.3854
DEKY 2024 IRP Core EB2 DFO '30 - NS CC - PC | 0 | DEKY | KY Core | Gas/Oil:Combustion Turbine | Woodsdale 1 | 2033 | NOx | 2.8634 | 0.119 | 1.7406 | 0.0058412 | 0.0017755
DEKY 2024 IRP Core EB2 DFO '30 - NS CC - PC | 0 | DEKY | KY Core | Gas/Oil:Combustion Turbine | Woodsdale 2 | 2024 | CO2 | 180098.5407 | 117 | 1765.4259
DEKY 2024 IRP Core EB2 DFO '30 - NS CC - PC | 0 | DEKY | KY Core | Gas/Oil:Combustion Turbine | Woodsdale 2 | 2024 | NOx | 183.1771 | 0.119 | 1.7956 | 121.6959 | 0.59647
DEKY 2024 IRP Core EB2 DFO '30 - NS CC - PC | 0 | DEKY | KY Core | Gas/Oil:Combustion Turbine | Woodsdale 2 | 2025 | CO2 | 34225.9858 | 117 | 1731.1644
DEKY 2024 IRP Core EB2 DFO '30 - NS CC - PC | 0 | DEKY | KY Core | Gas/Oil:Combustion Turbine | Woodsdale 2 | 2025 | NOx | 34.811 | 0.119 | 1.7608 | 36.3611 | 0.91958
DEKY 2024 IRP Core EB2 DFO '30 - NS CC - PC | 0 | DEKY | KY Core | Gas/Oil:Combustion Turbine | Woodsdale 2 | 2026 | CO2 | 21493.6475 | 117 | 1727.0216
DEKY 2024 IRP Core EB2 DFO '30 - NS CC - PC | 0 | DEKY | KY Core | Gas/Oil:Combustion Turbine | Woodsdale 2 | 2026 | NOx | 21.8611 | 0.119 | 1.7565 | 17.5917 | 0.70675
DEKY 2024 IRP Core EB2 DFO '30 - NS CC - PC | 0 | DEKY | KY Core | Gas/Oil:Combustion Turbine | Woodsdale 2 | 2027 | CO2 | 20005.682 | 117 | 1731.7189
DEKY 2024 IRP Core EB2 DFO '30 - NS CC - PC | 0 | DEKY | KY Core | Gas/Oil:Combustion Turbine | Woodsdale 2 | 2027 | NOx | 20.3477 | 0.119 | 1.7613 | 15.2284 | 0.65909
DEKY 2024 IRP Core EB2 DFO '30 - NS CC - PC | 0 | DEKY | KY Core | Gas/Oil:Combustion Turbine | Woodsdale 2 | 2028 | CO2 | 9577.2483 | 117 | 1739.2625
DEKY 2024 IRP Core EB2 DFO '30 - NS CC - PC | 0 | DEKY | KY Core | Gas/Oil:Combustion Turbine | Woodsdale 2 | 2028 | NOx | 9.741 | 0.119 | 1.769 | 12.3555 | 1.1219
DEKY 2024 IRP Core EB2 DFO '30 - NS CC - PC | 0 | DEKY | KY Core | Gas/Oil:Combustion Turbine | Woodsdale 2 | 2029 | CO2 | 10583.9727 | 117 | 1734.6509
DEKY 2024 IRP Core EB2 DFO '30 - NS CC - PC | 0 | DEKY | KY Core | Gas/Oil:Combustion Turbine | Woodsdale 2 | 2029 | NOx | 10.7649 | 0.119 | 1.7643 | 12.2512 | 1.0039
DEKY 2024 IRP Core EB2 DFO '30 - NS CC - PC | 0 | DEKY | KY Core | Gas/Oil:Combustion Turbine | Woodsdale 2 | 2030 | CO2 | 29143.3865 | 117 | 1733.745
DEKY 2024 IRP Core EB2 DFO '30 - NS CC - PC | 0 | DEKY | KY Core | Gas/Oil:Combustion Turbine | Woodsdale 2 | 2030 | NOx | 29.6416 | 0.119 | 1.7634 | 26.6405 | 0.79243
DEKY 2024 IRP Core EB2 DFO '30 - NS CC - PC | 0 | DEKY | KY Core | Gas/Oil:Combustion Turbine | Woodsdale 2 | 2031 | CO2 | 21337.1718 | 117 | 1732.1945
DEKY 2024 IRP Core EB2 DFO '30 - NS CC - PC | 0 | DEKY | KY Core | Gas/Oil:Combustion Turbine | Woodsdale 2 | 2031 | NOx | 21.7019 | 0.119 | 1.7618 | 25.0901 | 1.0184
DEKY 2024 IRP Core EB2 DFO '30 - NS CC - PC | 0 | DEKY | KY Core | Gas/Oil:Combustion Turbine | Woodsdale 2 | 2032 | CO2 | 15751.6005 | 117 | 1739.0094
DEKY 2024 IRP Core EB2 DFO '30 - NS CC - PC | 0 | DEKY | KY Core | Gas/Oil:Combustion Turbine | Woodsdale 2 | 2032 | NOx | 16.0209 | 0.119 | 1.7687 | 12.8457 | 0.7091
DEKY 2024 IRP Core EB2 DFO '30 - NS CC - PC | 0 | DEKY | KY Core | Gas/Oil:Combustion Turbine | Woodsdale 2 | 2033 | CO2 | 2815.229 | 117 | 1711.3854
DEKY 2024 IRP Core EB2 DFO '30 - NS CC - PC | 0 | DEKY | KY Core | Gas/Oil:Combustion Turbine | Woodsdale 2 | 2033 | NOx | 2.8634 | 0.119 | 1.7406 | 0.0058412 | 0.0017755
DEKY 2024 IRP Core EB2 DFO '30 - NS CC - PC | 0 | DEKY | KY Core | Gas/Oil:Combustion Turbine | Woodsdale 2 | 2034 | CO2 | 846.3098 | 117 | 1763.1455
DEKY 2024 IRP Core EB2 DFO '30 - NS CC - PC | 0 | DEKY | KY Core | Gas/Oil:Combustion Turbine | Woodsdale 2 | 2034 | NOx | 0.86078 | 0.119 | 1.7933 | 2.4646 | 2.5672
DEKY 2024 IRP Core EB2 DFO '30 - NS CC - PC | 0 | DEKY | KY Core | Gas/Oil:Combustion Turbine | Woodsdale 3 | 2024 | CO2 | 165311.6582 | 117 | 1739.2788
DEKY 2024 IRP Core EB2 DFO '30 - NS CC - PC | 0 | DEKY | KY Core | Gas/Oil:Combustion Turbine | Woodsdale 3 | 2024 | NOx | 168.1375 | 0.119 | 1.769 | 134.8473 | 0.70938
DEKY 2024 IRP Core EB2 DFO '30 - NS CC - PC | 0 | DEKY | KY Core | Gas/Oil:Combustion Turbine | Woodsdale 3 | 2025 | CO2 | 29651.0227 | 117 | 1733.353
DEKY 2024 IRP Core EB2 DFO '30 - NS CC - PC | 0 | DEKY | KY Core | Gas/Oil:Combustion Turbine | Woodsdale 3 | 2025 | NOx | 30.1579 | 0.119 | 1.763 | 24.5196 | 0.71669
DEKY 2024 IRP Core EB2 DFO '30 - NS CC - PC | 0 | DEKY | KY Core | Gas/Oil:Combustion Turbine | Woodsdale 3 | 2026 | CO2 | 20761.1647 | 117 | 1730.8182
DEKY 2024 IRP Core EB2 DFO '30 - NS CC - PC | 0 | DEKY | KY Core | Gas/Oil:Combustion Turbine | Woodsdale 3 | 2026 | NOx | 21.1161 | 0.119 | 1.7604 | 19.7603 | 0.82369
DEKY 2024 IRP Core EB2 DFO '30 - NS CC - PC | 0 | DEKY | KY Core | Gas/Oil:Combustion Turbine | Woodsdale 3 | 2027 | CO2 | 16227.267 | 117 | 1729.8936
DEKY 2024 IRP Core EB2 DFO '30 - NS CC - PC | 0 | DEKY | KY Core | Gas/Oil:Combustion Turbine | Woodsdale 3 | 2027 | NOx | 16.5047 | 0.119 | 1.7595 | 15.2207 | 0.81129
DEKY 2024 IRP Core EB2 DFO '30 - NS CC - PC | 0 | DEKY | KY Core | Gas/Oil:Combustion Turbine | Woodsdale 3 | 2028 | CO2 | 8730.9385 | 117 | 1736.9818
DEKY 2024 IRP Core EB2 DFO '30 - NS CC - PC | 0 | DEKY | KY Core | Gas/Oil:Combustion Turbine | Woodsdale 3 | 2028 | NOx | 8.8802 | 0.119 | 1.7667 | 9.9866 | 0.99339
DEKY 2024 IRP Core EB2 DFO '30 - NS CC - PC | 0 | DEKY | KY Core | Gas/Oil:Combustion Turbine | Woodsdale 3 | 2029 | CO2 | 10583.9727 | 117 | 1734.6509
DEKY 2024 IRP Core EB2 DFO '30 - NS CC - PC | 0 | DEKY | KY Core | Gas/Oil:Combustion Turbine | Woodsdale 3 | 2029 | NOx | 10.7649 | 0.119 | 1.7643 | 12.2512 | 1.0039
DEKY 2024 IRP Core EB2 DFO '30 - NS CC - PC | 0 | DEKY | KY Core | Gas/Oil:Combustion Turbine | Woodsdale 3 | 2030 | CO2 | 27325.906 | 117 | 1730.1995
DEKY 2024 IRP Core EB2 DFO '30 - NS CC - PC | 0 | DEKY | KY Core | Gas/Oil:Combustion Turbine | Woodsdale 3 | 2030 | NOx | 27.793 | 0.119 | 1.7598 | 21.5533 | 0.68235
DEKY 2024 IRP Core EB2 DFO '30 - NS CC - PC | 0 | DEKY | KY Core | Gas/Oil:Combustion Turbine | Woodsdale 3 | 2031 | CO2 | 18040.9823 | 117 | 1736.2123
DEKY 2024 IRP Core EB2 DFO '30 - NS CC - PC | 0 | DEKY | KY Core | Gas/Oil:Combustion Turbine | Woodsdale 3 | 2031 | NOx | 18.3494 | 0.119 | 1.7659 | 25.0834 | 1.207
DEKY 2024 IRP Core EB2 DFO '30 - NS CC - PC | 0 | DEKY | KY Core | Gas/Oil:Combustion Turbine | Woodsdale 3 | 2032 | CO2 | 9143.4808 | 117 | 1745.1056
DEKY 2024 IRP Core EB2 DFO '30 - NS CC - PC | 0 | DEKY | KY Core | Gas/Oil:Combustion Turbine | Woodsdale 3 | 2032 | NOx | 9.2998 | 0.119 | 1.7749 | 12.8323 | 1.2246
DEKY 2024 IRP Core EB2 DFO '30 - NS CC - PC | 0 | DEKY | KY Core | Gas/Oil:Combustion Turbine | Woodsdale 3 | 2033 | CO2 | 2815.229 | 117 | 1711.3854
DEKY 2024 IRP Core EB2 DFO '30 - NS CC - PC | 0 | DEKY | KY Core | Gas/Oil:Combustion Turbine | Woodsdale 3 | 2033 | NOx | 2.8634 | 0.119 | 1.7406 | 0.0058412 | 0.0017755
DEKY 2024 IRP Core EB2 DFO '30 - NS CC - PC | 0 | DEKY | KY Core | Gas/Oil:Combustion Turbine | Woodsdale 3 | 2034 | CO2 | 846.3098 | 117 | 1763.1455
DEKY 2024 IRP Core EB2 DFO '30 - NS CC - PC | 0 | DEKY | KY Core | Gas/Oil:Combustion Turbine | Woodsdale 3 | 2034 | NOx | 0.86078 | 0.119 | 1.7933 | 2.4646 | 2.5672
DEKY 2024 IRP Core EB2 DFO '30 - NS CC - PC | 0 | DEKY | KY Core | Gas/Oil:Combustion Turbine | Woodsdale 4 | 2024 | CO2 | 188525.4691 | 116.9999 | 1746.1732
DEKY 2024 IRP Core EB2 DFO '30 - NS CC - PC | 0 | DEKY | KY Core | Gas/Oil:Combustion Turbine | Woodsdale 4 | 2024 | NOx | 191.7481 | 0.119 | 1.776 | 91.95 | 0.42583
DEKY 2024 IRP Core EB2 DFO '30 - NS CC - PC | 0 | DEKY | KY Core | Gas/Oil:Combustion Turbine | Woodsdale 4 | 2025 | CO2 | 34197.0361 | 117 | 1733.3825
DEKY 2024 IRP Core EB2 DFO '30 - NS CC - PC | 0 | DEKY | KY Core | Gas/Oil:Combustion Turbine | Woodsdale 4 | 2025 | NOx | 34.7816 | 0.119 | 1.763 | 34.4784 | 0.87382
DEKY 2024 IRP Core EB2 DFO '30 - NS CC - PC | 0 | DEKY | KY Core | Gas/Oil:Combustion Turbine | Woodsdale 4 | 2026 | CO2 | 21299.3533 | 117 | 1729.1945
DEKY 2024 IRP Core EB2 DFO '30 - NS CC - PC | 0 | DEKY | KY Core | Gas/Oil:Combustion Turbine | Woodsdale 4 | 2026 | NOx | 21.6634 | 0.119 | 1.7588 | 17.0479 | 0.69202
DEKY 2024 IRP Core EB2 DFO '30 - NS CC - PC | 0 | DEKY | KY Core | Gas/Oil:Combustion Turbine | Woodsdale 4 | 2027 | CO2 | 19136.8928 | 117 | 1732.3943
DEKY 2024 IRP Core EB2 DFO '30 - NS CC - PC | 0 | DEKY | KY Core | Gas/Oil:Combustion Turbine | Woodsdale 4 | 2027 | NOx | 19.464 | 0.119 | 1.762 | 12.7966 | 0.57922
DEKY 2024 IRP Core EB2 DFO '30 - NS CC - PC | 0 | DEKY | KY Core | Gas/Oil:Combustion Turbine | Woodsdale 4 | 2028 | CO2 | 9489.4163 | 117 | 1743.0643
DEKY 2024 IRP Core EB2 DFO '30 - NS CC - PC | 0 | DEKY | KY Core | Gas/Oil:Combustion Turbine | Woodsdale 4 | 2028 | NOx | 9.6516 | 0.119 | 1.7729 | 12.1096 | 1.1122
DEKY 2024 IRP Core EB2 DFO '30 - NS CC - PC | 0 | DEKY | KY Core | Gas/Oil:Combustion Turbine | Woodsdale 4 | 2029 | CO2 | 8499.2679 | 117 | 1740.9041
DEKY 2024 IRP Core EB2 DFO '30 - NS CC - PC | 0 | DEKY | KY Core | Gas/Oil:Combustion Turbine | Woodsdale 4 | 2029 | NOx | 8.6446 | 0.119 | 1.7707 | 9.7877 | 1.0024
DEKY 2024 IRP Core EB2 DFO '30 - NS CC - PC | 0 | DEKY | KY Core | Gas/Oil:Combustion Turbine | Woodsdale 4 | 2030 | CO2 | 25560.8786 | 117 | 1731.4735
DEKY 2024 IRP Core EB2 DFO '30 - NS CC - PC | 0 | DEKY | KY Core | Gas/Oil:Combustion Turbine | Woodsdale 4 | 2030 | NOx | 25.9978 | 0.119 | 1.7611 | 18.4147 | 0.6237
DEKY 2024 IRP Core EB2 DFO '30 - NS CC - PC | 0 | DEKY | KY Core | Gas/Oil:Combustion Turbine | Woodsdale 4 | 2031 | CO2 | 20259.9702 | 117 | 1733.9926
DEKY 2024 IRP Core EB2 DFO '30 - NS CC - PC | 0 | DEKY | KY Core | Gas/Oil:Combustion Turbine | Woodsdale 4 | 2031 | NOx | 20.6063 | 0.119 | 1.7636 | 22.075 | 0.94467
DEKY 2024 IRP Core EB2 DFO '30 - NS CC - PC | 0 | DEKY | KY Core | Gas/Oil:Combustion Turbine | Woodsdale 4 | 2032 | CO2 | 15591.0897 | 117 | 1741.2818
DEKY 2024 IRP Core EB2 DFO '30 - NS CC - PC | 0 | DEKY | KY Core | Gas/Oil:Combustion Turbine | Woodsdale 4 | 2032 | NOx | 15.8576 | 0.119 | 1.771 | 12.3965 | 0.69225
DEKY 2024 IRP Core EB2 DFO '30 - NS CC - PC | 0 | DEKY | KY Core | Gas/Oil:Combustion Turbine | Woodsdale 4 | 2033 | CO2 | 2815.229 | 117 | 1711.3854
DEKY 2024 IRP Core EB2 DFO '30 - NS CC - PC | 0 | DEKY | KY Core | Gas/Oil:Combustion Turbine | Woodsdale 4 | 2033 | NOx | 2.8634 | 0.119 | 1.7406 | 0.0058412 | 0.0017755
DEKY 2024 IRP Core EB2 DFO '30 - NS CC - PC | 0 | DEKY | KY Core | Gas/Oil:Combustion Turbine | Woodsdale 5 | 2024 | CO2 | 190210.6438 | 116.9999 | 1740.9904
DEKY 2024 IRP Core EB2 DFO '30 - NS CC - PC | 0 | DEKY | KY Core | Gas/Oil:Combustion Turbine | Woodsdale 5 | 2024 | NOx | 193.4621 | 0.119 | 1.7708 | 156.4998 | 0.71622
DEKY 2024 IRP Core EB2 DFO '30 - NS CC - PC | 0 | DEKY | KY Core | Gas/Oil:Combustion Turbine | Woodsdale 5 | 2025 | CO2 | 39724.0892 | 117 | 1737.1847
DEKY 2024 IRP Core EB2 DFO '30 - NS CC - PC | 0 | DEKY | KY Core | Gas/Oil:Combustion Turbine | Woodsdale 5 | 2025 | NOx | 40.4031 | 0.119 | 1.7669 | 36.3723 | 0.7953
DEKY 2024 IRP Core EB2 DFO '30 - NS CC - PC | 0 | DEKY | KY Core | Gas/Oil:Combustion Turbine | Woodsdale 5 | 2026 | CO2 | 20982.4667 | 117 | 1729.3004
DEKY 2024 IRP Core EB2 DFO '30 - NS CC - PC | 0 | DEKY | KY Core | Gas/Oil:Combustion Turbine | Woodsdale 5 | 2026 | NOx | 21.3411 | 0.119 | 1.7589 | 19.7608 | 0.81431
DEKY 2024 IRP Core EB2 DFO '30 - NS CC - PC | 0 | DEKY | KY Core | Gas/Oil:Combustion Turbine | Woodsdale 5 | 2027 | CO2 | 20005.682 | 117 | 1731.7189
DEKY 2024 IRP Core EB2 DFO '30 - NS CC - PC | 0 | DEKY | KY Core | Gas/Oil:Combustion Turbine | Woodsdale 5 | 2027 | NOx | 20.3477 | 0.119 | 1.7613 | 15.2284 | 0.65909
DEKY 2024 IRP Core EB2 DFO '30 - NS CC - PC | 0 | DEKY | KY Core | Gas/Oil:Combustion Turbine | Woodsdale 5 | 2028 | CO2 | 9577.2483 | 117 | 1739.2625
DEKY 2024 IRP Core EB2 DFO '30 - NS CC - PC | 0 | DEKY | KY Core | Gas/Oil:Combustion Turbine | Woodsdale 5 | 2028 | NOx | 9.741 | 0.119 | 1.769 | 12.3555 | 1.1219
DEKY 2024 IRP Core EB2 DFO '30 - NS CC - PC | 0 | DEKY | KY Core | Gas/Oil:Combustion Turbine | Woodsdale 5 | 2029 | CO2 | 10583.9727 | 117 | 1734.6509
DEKY 2024 IRP Core EB2 DFO '30 - NS CC - PC | 0 | DEKY | KY Core | Gas/Oil:Combustion Turbine | Woodsdale 5 | 2029 | NOx | 10.7649 | 0.119 | 1.7643 | 12.2512 | 1.0039
DEKY 2024 IRP Core EB2 DFO '30 - NS CC - PC | 0 | DEKY | KY Core | Gas/Oil:Combustion Turbine | Woodsdale 5 | 2030 | CO2 | 29088.949 | 117 | 1732.1552
DEKY 2024 IRP Core EB2 DFO '30 - NS CC - PC | 0 | DEKY | KY Core | Gas/Oil:Combustion Turbine | Woodsdale 5 | 2030 | NOx | 29.5862 | 0.119 | 1.7618 | 26.4882 | 0.78864
DEKY 2024 IRP Core EB2 DFO '30 - NS CC - PC | 0 | DEKY | KY Core | Gas/Oil:Combustion Turbine | Woodsdale 5 | 2031 | CO2 | 21737.7684 | 117 | 1731.6791
DEKY 2024 IRP Core EB2 DFO '30 - NS CC - PC | 0 | DEKY | KY Core | Gas/Oil:Combustion Turbine | Woodsdale 5 | 2031 | NOx | 22.1094 | 0.119 | 1.7613 | 25.091 | 0.9994
DEKY 2024 IRP Core EB2 DFO '30 - NS CC - PC | 0 | DEKY | KY Core | Gas/Oil:Combustion Turbine | Woodsdale 5 | 2032 | CO2 | 14384.1685 | 117 | 1741.6777
DEKY 2024 IRP Core EB2 DFO '30 - NS CC - PC | 0 | DEKY | KY Core | Gas/Oil:Combustion Turbine | Woodsdale 5 | 2032 | NOx | 14.6301 | 0.119 | 1.7714 | 12.8429 | 0.77753
DEKY 2024 IRP Core EB2 DFO '30 - NS CC - PC | 0 | DEKY | KY Core | Gas/Oil:Combustion Turbine | Woodsdale 5 | 2033 | CO2 | 2815.229 | 117 | 1711.3854
DEKY 2024 IRP Core EB2 DFO '30 - NS CC - PC | 0 | DEKY | KY Core | Gas/Oil:Combustion Turbine | Woodsdale 5 | 2033 | NOx | 2.8634 | 0.119 | 1.7406 | 0.0058412 | 0.0017755
DEKY 2024 IRP Core EB2 DFO '30 - NS CC - PC | 0 | DEKY | KY Core | Gas/Oil:Combustion Turbine | Woodsdale 5 | 2034 | CO2 | 846.3098 | 117 | 1763.1455
DEKY 2024 IRP Core EB2 DFO '30 - NS CC - PC | 0 | DEKY | KY Core | Gas/Oil:Combustion Turbine | Woodsdale 5 | 2034 | NOx | 0.86078 | 0.119 | 1.7933 | 2.4646 | 2.5672
DEKY 2024 IRP Core EB2 DFO '30 - NS CC - PC | 0 | DEKY | KY Core | Gas/Oil:Combustion Turbine | Woodsdale 6 | 2024 | CO2 | 179290.8995 | 117 | 1749.3147
DEKY 2024 IRP Core EB2 DFO '30 - NS CC - PC | 0 | DEKY | KY Core | Gas/Oil:Combustion Turbine | Woodsdale 6 | 2024 | NOx | 182.3557 | 0.119 | 1.7792 | 85.095 | 0.41513
DEKY 2024 IRP Core EB2 DFO '30 - NS CC - PC | 0 | DEKY | KY Core | Gas/Oil:Combustion Turbine | Woodsdale 6 | 2025 | CO2 | 40529.5818 | 117 | 1727.1251
DEKY 2024 IRP Core EB2 DFO '30 - NS CC - PC | 0 | DEKY | KY Core | Gas/Oil:Combustion Turbine | Woodsdale 6 | 2025 | NOx | 41.2224 | 0.119 | 1.7566 | 34.2038 | 0.72878
DEKY 2024 IRP Core EB2 DFO '30 - NS CC - PC | 0 | DEKY | KY Core | Gas/Oil:Combustion Turbine | Woodsdale 6 | 2026 | CO2 | 20206.5803 | 117 | 1728.0182
DEKY 2024 IRP Core EB2 DFO '30 - NS CC - PC | 0 | DEKY | KY Core | Gas/Oil:Combustion Turbine | Woodsdale 6 | 2026 | NOx | 20.552 | 0.119 | 1.7576 | 17.589 | 0.75209
DEKY 2024 IRP Core EB2 DFO '30 - NS CC - PC | 0 | DEKY | KY Core | Gas/Oil:Combustion Turbine | Woodsdale 6 | 2027 | CO2 | 20005.682 | 117 | 1731.7189
DEKY 2024 IRP Core EB2 DFO '30 - NS CC - PC | 0 | DEKY | KY Core | Gas/Oil:Combustion Turbine | Woodsdale 6 | 2027 | NOx | 20.3477 | 0.119 | 1.7613 | 15.2284 | 0.65909
DEKY 2024 IRP Core EB2 DFO '30 - NS CC - PC | 0 | DEKY | KY Core | Gas/Oil:Combustion Turbine | Woodsdale 6 | 2028 | CO2 | 9577.2483 | 117 | 1739.2625
DEKY 2024 IRP Core EB2 DFO '30 - NS CC - PC | 0 | DEKY | KY Core | Gas/Oil:Combustion Turbine | Woodsdale 6 | 2028 | NOx | 9.741 | 0.119 | 1.769 | 12.3555 | 1.1219
DEKY 2024 IRP Core EB2 DFO '30 - NS CC - PC | 0 | DEKY | KY Core | Gas/Oil:Combustion Turbine | Woodsdale 6 | 2029 | CO2 | 10583.9727 | 117 | 1734.6509
DEKY 2024 IRP Core EB2 DFO '30 - NS CC - PC | 0 | DEKY | KY Core | Gas/Oil:Combustion Turbine | Woodsdale 6 | 2029 | NOx | 10.7649 | 0.119 | 1.7643 | 12.2512 | 1.0039
DEKY 2024 IRP Core EB2 DFO '30 - NS CC - PC | 0 | DEKY | KY Core | Gas/Oil:Combustion Turbine | Woodsdale 6 | 2030 | CO2 | 29308.0505 | 117 | 1733.5578
DEKY 2024 IRP Core EB2 DFO '30 - NS CC - PC | 0 | DEKY | KY Core | Gas/Oil:Combustion Turbine | Woodsdale 6 | 2030 | NOx | 29.809 | 0.119 | 1.7632 | 26.4886 | 0.78339
DEKY 2024 IRP Core EB2 DFO '30 - NS CC - PC | 0 | DEKY | KY Core | Gas/Oil:Combustion Turbine | Woodsdale 6 | 2031 | CO2 | 20450.7013 | 117 | 1732.9634
DEKY 2024 IRP Core EB2 DFO '30 - NS CC - PC | 0 | DEKY | KY Core | Gas/Oil:Combustion Turbine | Woodsdale 6 | 2031 | NOx | 20.8003 | 0.119 | 1.7626 | 25.0883 | 1.063
DEKY 2024 IRP Core EB2 DFO '30 - NS CC - PC | 0 | DEKY | KY Core | Gas/Oil:Combustion Turbine | Woodsdale 6 | 2032 | CO2 | 15751.6005 | 117 | 1739.0094
DEKY 2024 IRP Core EB2 DFO '30 - NS CC - PC | 0 | DEKY | KY Core | Gas/Oil:Combustion Turbine | Woodsdale 6 | 2032 | NOx | 16.0209 | 0.119 | 1.7687 | 12.8457 | 0.7091
DEKY 2024 IRP Core EB2 DFO '30 - NS CC - PC | 0 | DEKY | KY Core | Gas/Oil:Combustion Turbine | Woodsdale 6 | 2033 | CO2 | 2815.229 | 117 | 1711.3854
DEKY 2024 IRP Core EB2 DFO '30 - NS CC - PC | 0 | DEKY | KY Core | Gas/Oil:Combustion Turbine | Woodsdale 6 | 2033 | NOx | 2.8634 | 0.119 | 1.7406 | 0.0058412 | 0.0017755
DEKY 2024 IRP Core EB2 DFO '30 - NS CC - PC | 0 | DEKY | KY Core | Gas/Oil:Combustion Turbine | Woodsdale 6 | 2034 | CO2 | 846.3098 | 117 | 1763.1455
DEKY 2024 IRP Core EB2 DFO '30 - NS CC - PC | 0 | DEKY | KY Core | Gas/Oil:Combustion Turbine | Woodsdale 6 | 2034 | NOx | 0.86078 | 0.119 | 1.7933 | 2.4646 | 2.5672

## Resource Capital
Scenario | RunID | Year | BA | Area | Name | Added | Active | Capacity | Installed Cost
DEKY 2024 IRP Core EB2 DFO '30 - NS CC - PC | 0 | 2039 | DEKY | KY Core | Proj New 1x1 CC DEK | 1 | 1 | 599.1 | 1418111.25
DEKY 2024 IRP Core EB2 DFO '30 - NS CC - PC | 0 | 2039 | DEKY | KY Core | Proj New 1x1 CC DEK DF | 1 | 1 | 64.8 | 144243.8438