## Program Summary
Company Summary (LG&E and KU)
Total Plan Summary 2024-2030
| Program Name | Participation | Administation Costs ($) | Incentives ($) | Electric kWh Benefits | Electric kW Peak Demand Benefits | Natural Gas Therms Benefits | Participation 2024 | Participation 2025 | Participation 2026 | Participation 2027 | Participation 2028 | Participation 2029 | Participation 2030 | Administration 2024 | Administration 2025 | Administration 2026 | Administration 2027 | Administration 2028 | Administration 2029 | Administration 2030 | Incentives 2024 | Incentives 2025 | Incentives 2026 | Incentives 2027 | Incentives 2028 | Incentives 2029 | Incentives 2030 | Electric kWh 2024 | Electric kWh 2025 | Electric kWh 2026 | Electric kWh 2027 | Electric kWh 2028 | Electric kWh 2029 | Electric kWh 2030 | Electric kW 2024 | Electric kW 2025 | Electric kW 2026 | Electric kW 2027 | Electric kW 2028 | Electric kW 2029 | Electric kW 2030 | Gas Therms 2024 | Gas Therms 2025 | Gas Therms 2026 | Gas Therms 2027 | Gas Therms 2028 | Gas Therms 2029 | Gas Therms 2030
WeCare V2Total | WeCare V2 | 35784 | 62900195.0055 | 0 | 26621962.9127 | 311.2697 | 916486.2504 | 5112 | 5112 | 5112 | 5112 | 5112 | 5112 | 5112 | 8969142.4806 | 8960616.615 | 8971334.9735 | 8982374.8827 | 8993745.9892 | 9005458.2288 | 9017521.8357 | 0 | 0 | 0 | 0 | 0 | 0 | 0 | 3803137.559 | 3803137.559 | 3803137.559 | 3803137.559 | 3803137.559 | 3803137.559 | 3803137.559 | 311.2697 | 311.2697 | 311.2697 | 311.2697 | 311.2697 | 311.2697 | 311.2697 | 130926.6072 | 130926.6072 | 130926.6072 | 130926.6072 | 130926.6072 | 130926.6072 | 130926.6072
LI Multifamily - Whole BuildingTotal | LI Multifamily - Whole Building | 268100 | 8001404.3084 | 0 | 4211132.346 | 58.4661 | 44886.8497 | 38300 | 38300 | 38300 | 38300 | 38300 | 38300 | 38300 | 1091252.4678 | 1111487.9766 | 1267330.5506 | 1123348.4019 | 1129546.7887 | 1135931.1271 | 1142506.9957 | 0 | 0 | 0 | 0 | 0 | 0 | 0 | 601590.3351 | 601590.3351 | 601590.3351 | 601590.3351 | 601590.3351 | 601590.3351 | 601590.3351 | 58.4661 | 58.4661 | 58.4661 | 58.4661 | 58.4661 | 58.4661 | 58.4661 | 6412.4071 | 6412.4071 | 6412.4071 | 6412.4071 | 6412.4071 | 6412.4071 | 6412.4071
Appliance RecyclingTotal | Appliance Recycling | 37555 | 7029758.6053 | 1850000 | 28013028.4694 | 709.2702 | 0 | 0 | 0 | 6090 | 7105 | 8120 | 8120 | 8120 | 0 | 0 | 1371179.9065 | 1373495.3037 | 1525880.1628 | 1378336.5677 | 1380866.6647 | 0 | 0 | 300000 | 350000 | 400000 | 400000 | 400000 | 0 | 0 | 4542653.2653 | 5299762.1429 | 6056871.0204 | 6056871.0204 | 6056871.0204 | 0 | 0 | 531.9527 | 620.6114 | 709.2702 | 709.2702 | 709.2702 | 0 | 0 | 0 | 0 | 0 | 0 | 0
Online MarketplaceTotal | Online Marketplace | 52009.2832 | 1442000 | 3884172.832 | 16061362.5327 | 0 | 709890.48 | 1070 | 2116.2 | 4217.46 | 8403.783 | 12052.6722 | 12065.3808 | 12083.7873 | 156000 | 156000 | 196000 | 346000 | 196000 | 196000 | 196000 | 78615 | 157002 | 314264.6 | 628027.83 | 901416.7215 | 901993.8076 | 902852.873 | 326074.6927 | 650701.5855 | 1299882.9809 | 2598169.7624 | 3728750.3385 | 3728842.9601 | 3728940.2127 | 0 | 0 | 0 | 0 | 0 | 0 | 0 | 14355.792 | 28711.584 | 57423.168 | 114846.336 | 164851.2 | 164851.2 | 164851.2
Residential Audit OnlineTotal | Residential Audit Online | 31761.4375 | 3449914.2345 | 5454400 | 23270194.1624 | 383.5877 | 65500.0012 | 0 | 4033.5 | 4653.5 | 5282.25 | 6064.0625 | 5864.0625 | 5864.0625 | 0 | 534926.3219 | 541128.1116 | 697557.6549 | 554223.8696 | 558722.3968 | 563355.8798 | 0 | 550400 | 724300 | 899000 | 1126900 | 1076900 | 1076900 | 0 | 2407866.2326 | 3085558.0836 | 3767318.7801 | 4669817.0221 | 4669817.0221 | 4669817.0221 | 0 | 197.0634 | 252.9681 | 309.1591 | 383.5877 | 383.5877 | 383.5877 | 0 | 7967.5808 | 11944.4911 | 15931.9032 | 19930.3421 | 4862.8421 | 4862.8421
BYOT & BYODTotal | BYOT & BYOD | 70138.85 | 9896099.1026 | 30986555.625 | 0 | 36433.0386 | 0 | 3500 | 7200 | 14320 | 24988.4 | 40029.8 | 55078.7 | 70138.85 | 993586.4492 | 607190.0426 | 818881.7439 | 1144938.5962 | 1752393.7941 | 2060302.6879 | 2518805.7886 | 588000 | 1072000 | 2156750 | 3721053 | 5858503.5 | 7815485.25 | 9774763.875 | 0 | 0 | 0 | 0 | 0 | 0 | 0 | 1763.0597 | 3622.0682 | 7539.2388 | 13203.6748 | 20942.4211 | 28684.9174 | 36433.0386 | 0 | 0 | 0 | 0 | 0 | 0 | 0
Business RebatesTotal | Business Rebates | 149374360.56 | 10969642.0184 | 18406890.6 | 339118542.3307 | 19359.2798 | 23645.64 | 10691212 | 16691213 | 24457445.56 | 24383621 | 24383624 | 24383623 | 24383622 | 1498484.8552 | 1504383.216 | 1560458.5276 | 1566716.0986 | 1673161.3967 | 1579800.0538 | 1586637.8705 | 3169130.2155 | 3673062.4233 | 2733351.1402 | 2201067.0702 | 2209756.3402 | 2214656.3402 | 2205867.0702 | 87497146.1977 | 93511245.4308 | 45867765.9842 | 27930617.6713 | 28145278.2879 | 28135590.3957 | 28030898.363 | 17748.0779 | 19359.2798 | 10711.0212 | 7240.97 | 7266.9604 | 7251.2779 | 7267.736 | 2781.84 | 3179.2457 | 4768.8686 | 2185.7314 | 3775.3543 | 4172.76 | 2781.84
Small Business - Audit & DITotal | Small Business - Audit & DI | 38096.5 | 4462972.5974 | 0 | 2837435.8171 | 116.4813 | 2162.2071 | 2930.5 | 5861 | 5861 | 5861 | 5861 | 5861 | 5861 | 622098.1241 | 617629.268 | 619877.2265 | 622192.6237 | 724577.4828 | 627033.8877 | 629563.9847 | 0 | 0 | 0 | 0 | 0 | 0 | 0 | 218264.2936 | 436528.5872 | 436528.5872 | 436528.5872 | 436528.5872 | 436528.5872 | 436528.5872 | 58.2407 | 116.4813 | 116.4813 | 116.4813 | 116.4813 | 116.4813 | 116.4813 | 166.3236 | 332.6472 | 332.6472 | 332.6472 | 332.6472 | 332.6472 | 332.6472
Residential Demand ConservationTotal | Residential Demand Conservation | 177060 | 8212865.5357 | 39428004.2472 | 0 | 124135 | 0 | 177060 | 159228 | 143000 | 128400 | 115300 | 103600 | 93100 | 1139229.4387 | 1293226.3219 | 1147343.1116 | 1151583.4049 | 1155950.9071 | 1160449.4343 | 1165082.9173 | 2335485.0902 | 2098048.7016 | 1876212.3129 | 3431675.9243 | 10968218.3319 | 9856860.7394 | 8861503.147 | 0 | 0 | 0 | 0 | 0 | 0 | 0 | 124135 | 111635.2 | 100257 | 90010 | 80872 | 72654 | 65276 | 0 | 0 | 0 | 0 | 0 | 0 | 0
Large Nonres Demand Con.Total | Large Nonres Demand Con. | 578.3393 | 9251514.8565 | 29268963.1353 | 3878919.4413 | 78687.763 | 0 | 212.8652 | 267.1437 | 328.6018 | 409.6062 | 493.3846 | 578.3393 | 578.3393 | 1296632.2696 | 1407488.2944 | 1297289.1631 | 1399040.5835 | 1417051.0266 | 1427196.9832 | 1006816.536 | 2172152.813 | 2726030.449 | 3353171.3085 | 4179769.5861 | 5034674.5316 | 5901582.2236 | 5901582.2236 | 287868.2698 | 361271.8516 | 444384.7675 | 553931.1192 | 667228.8605 | 782117.2863 | 782117.2863 | 28962.0375 | 36347.0727 | 44708.9508 | 55730.2611 | 67128.9938 | 78687.763 | 78687.763 | 0 | 0 | 0 | 0 | 0 | 0 | 0
Peak Time RebateTotal | Peak Time Rebate | 185000 | 5965767.1001 | 35596025.5387 | 0 | 30801.1515 | 0 | 0 | 26000 | 52000 | 104000 | 185000 | 185000 | 185000 | 250000 | 1489458.0946 | 446981.8374 | 658611.2926 | 986349.6313 | 1140200.1203 | 994166.1239 | 0 | 1255762.095 | 2511524.19 | 5023048.38 | 8935230.2913 | 8935230.2913 | 8935230.2913 | 0 | 0 | 0 | 0 | 0 | 0 | 0 | 0 | 4328.8105 | 8657.6209 | 17315.2419 | 30801.1515 | 30801.1515 | 30801.1515 | 0 | 0 | 0 | 0 | 0 | 0 | 0
Residential Managed ChargingTotal | Residential Managed Charging | 7500 | 4984440.0174 | 1905000 | 0 | 3000 | 0 | 750 | 1500 | 2250 | 3000 | 4500 | 6000 | 7500 | 443749.4641 | 410931.948 | 503179.9065 | 595495.3037 | 777880.1628 | 960336.5677 | 1292866.6647 | 82500 | 127500 | 172500 | 217500 | 345000 | 435000 | 525000 | 0 | 0 | 0 | 0 | 0 | 0 | 0 | 300 | 600 | 900 | 1200 | 1800 | 2400 | 3000 | 0 | 0 | 0 | 0 | 0 | 0 | 0
NonRes Midstream LightingTotal | NonRes Midstream Lighting | 1818964.0589 | 3396758.6361 | 12662376.0768 | 434449984.2743 | 20597.8692 | 0 | 0 | 0 | 295286.4 | 442929.552 | 442929.552 | 354343.6416 | 283474.9133 | 0 | 0 | 850422.4943 | 604755.1691 | 709217.8242 | 613814.3589 | 618548.7897 | 0 | 0 | 2055580.8 | 3083370.72 | 3083370.72 | 2466696.576 | 1973357.2608 | 0 | 0 | 70527597.9213 | 105791391.3817 | 105791391.3817 | 84633113.1053 | 67706490.4843 | 0 | 0 | 13731.9137 | 20597.8692 | 20597.8692 | 16478.2954 | 13182.6363 | 0 | 0 | 0 | 0 | 0 | 0 | 0
PDATotal | PDA | 0 | 21339013.6044 | 0 | 0 | 0 | 0 | 0 | 0 | 0 | 0 | 0 | 0 | 0 | 3628653.375 | 3556433.375 | 2710046.775 | 2889518.577 | 2769874.5331 | 2801141.1678 | 2983345.8016 | 0 | 0 | 0 | 0 | 0 | 0 | 0 | 0 | 0 | 0 | 0 | 0 | 0 | 0 | 0 | 0 | 0 | 0 | 0 | 0 | 0 | 0 | 0 | 0 | 0 | 0 | 0 | 0
| Portfolio Plan | 152096908.0288 | 161302345.6224 | 179442388.055 | 878462562.2865 | 314593.1771 | 1762571.4284 | 10920147.3652 | 16940830.8437 | 25028864.5218 | 25157412.5912 | 25247386.4713 | 25163546.1241 | 25098754.9523 | 20088828.9242 | 21649771.4741 | 22301454.328 | 23155627.8924 | 24365853.5688 | 24644723.5819 | 25096085.8528 | 8425883.1187 | 11659805.6688 | 16197654.3517 | 23734512.5106 | 38863070.4364 | 40004405.2281 | 40557056.7408 | 92734081.3479 | 101772341.5818 | 130609099.4842 | 150782447.3388 | 153900593.3923 | 132847608.2712 | 115816390.8702 | 173336.1515 | 176575.7117 | 187776.8832 | 206714.0047 | 230988.4709 | 238536.4801 | 236227.4003 | 154642.9699 | 177530.0721 | 211808.1892 | 270635.6321 | 326228.5579 | 311558.4636 | 310167.5436
[29 empty] | 92734.0813 | 101772.3416 | 130609.0995 | 150782.4473 | 153900.5934 | 132847.6083 | 115816.3909
KU Summary | [29 empty] | 194506.4229 | 325115.5224 | 475897.9698 | 629798.5631 | 762646.1714 | 878462.5623
Total Plan Summary 2024-2030
| Program Name | Participation | Administation Costs ($) | Incentives ($) | Electric kWh Benefits | Electric kW Peak Demand Benefits | Natural Gas Therms Benefits | Participation 2024 | Participation 2025 | Participation 2026 | Participation 2027 | Participation 2028 | Participation 2029 | Participation 2030 | Administration 2024 | Administration 2025 | Administration 2026 | Administration 2027 | Administration 2028 | Administration 2029 | Administration 2030 | Incentives 2024 | Incentives 2025 | Incentives 2026 | Incentives 2027 | Incentives 2028 | Incentives 2029 | Incentives 2030 | Electric kWh 2024 | Electric kWh 2025 | Electric kWh 2026 | Electric kWh 2027 | Electric kWh 2028 | Electric kWh 2029 | Electric kWh 2030 | Electric kW 2024 | Electric kW 2025 | Electric kW 2026 | Electric kW 2027 | Electric kW 2028 | Electric kW 2029 | Electric kW 2030 | Gas Therms 2024 | Gas Therms 2025 | Gas Therms 2026 | Gas Therms 2027 | Gas Therms 2028 | Gas Therms 2029 | Gas Therms 2030
WeCare V2KU | WeCare V2 | 17892 | 31450097.5028 | 0 | 14784945.2063 | 173.6361 | 0 | 2556 | 2556 | 2556 | 2556 | 2556 | 2556 | 2556 | 4484571.2403 | 4480308.3075 | 4485667.4867 | 4491187.4413 | 4496872.9946 | 4502729.1144 | 4508760.9179 | 0 | 0 | 0 | 0 | 0 | 0 | 0 | 2112135.0295 | 2112135.0295 | 2112135.0295 | 2112135.0295 | 2112135.0295 | 2112135.0295 | 2112135.0295 | 173.6361 | 173.6361 | 173.6361 | 173.6361 | 173.6361 | 173.6361 | 173.6361 | 0 | 0 | 0 | 0 | 0 | 0 | 0
LI Multifamily - Whole BuildingKU | LI Multifamily - Whole Building | 134050 | 4000702.1542 | 0 | 1835322.8985 | 25.7194 | 0 | 19150 | 19150 | 19150 | 19150 | 19150 | 19150 | 19150 | 545626.2339 | 555743.9883 | 633665.2753 | 561674.2009 | 564773.3944 | 567965.5636 | 571253.4978 | 0 | 0 | 0 | 0 | 0 | 0 | 0 | 262188.9855 | 262188.9855 | 262188.9855 | 262188.9855 | 262188.9855 | 262188.9855 | 262188.9855 | 25.7194 | 25.7194 | 25.7194 | 25.7194 | 25.7194 | 25.7194 | 25.7194 | 0 | 0 | 0 | 0 | 0 | 0 | 0
Appliance RecyclingKU | Appliance Recycling | 18777.5 | 3514879.3026 | 925000 | 14006514.2347 | 354.6351 | 0 | 0 | 0 | 3045 | 3552.5 | 4060 | 4060 | 4060 | 0 | 0 | 685589.9532 | 686747.6518 | 762940.0814 | 689168.2838 | 690433.3323 | 0 | 0 | 150000 | 175000 | 200000 | 200000 | 200000 | 0 | 0 | 2271326.6327 | 2649881.0714 | 3028435.5102 | 3028435.5102 | 3028435.5102 | 0 | 0 | 265.9763 | 310.3057 | 354.6351 | 354.6351 | 354.6351 | 0 | 0 | 0 | 0 | 0 | 0 | 0
Online MarketplaceKU | Online Marketplace | 26004.6416 | 721000 | 1942086.416 | 8030681.2664 | 0 | 0 | 535 | 1058.1 | 2108.73 | 4201.8915 | 6026.3361 | 6032.6904 | 6041.8936 | 78000 | 78000 | 98000 | 173000 | 98000 | 98000 | 98000 | 39307.5 | 78501 | 157132.3 | 314013.915 | 450708.3607 | 450996.9038 | 451426.4365 | 163037.3464 | 325350.7927 | 649941.4905 | 1299084.8812 | 1864375.1692 | 1864421.48 | 1864470.1064 | 0 | 0 | 0 | 0 | 0 | 0 | 0 | 0 | 0 | 0 | 0 | 0 | 0 | 0
Residential Audit OnlineKU | Residential Audit Online | 15630.7188 | 1724957.1172 | 2727200 | 11635097.0812 | 191.7939 | 0 | 0 | 1991.75 | 2276.75 | 2566.125 | 2932.0312 | 2932.0312 | 2932.0312 | 0 | 267463.161 | 270564.0558 | 348778.8275 | 277111.9348 | 279361.1984 | 281677.9399 | 0 | 275200 | 362150 | 449500 | 563450 | 538450 | 538450 | 0 | 1203933.1163 | 1542779.0418 | 1883659.39 | 2334908.511 | 2334908.511 | 2334908.511 | 0 | 98.5317 | 126.484 | 154.5795 | 191.7939 | 191.7939 | 191.7939 | 0 | 0 | 0 | 0 | 0 | 0 | 0
BYOT & BYODKU | BYOT & BYOD | 35069.425 | 4948049.5513 | 15493277.8125 | 0 | 18216.5193 | 0 | 1750 | 3600 | 7160 | 12494.2 | 20014.9 | 27539.35 | 35069.425 | 496793.2246 | 303595.0213 | 409440.872 | 572469.2981 | 876196.8971 | 1030151.344 | 1259402.8943 | 294000 | 536000 | 1078375 | 1860526.5 | 2929251.75 | 3907742.625 | 4887381.9375 | 0 | 0 | 0 | 0 | 0 | 0 | 0 | 881.5299 | 1811.0341 | 3769.6194 | 6601.8374 | 10471.2106 | 14342.4587 | 18216.5193 | 0 | 0 | 0 | 0 | 0 | 0 | 0
Business RebatesKU | Business Rebates | 74687180.28 | 5484821.0092 | 9203445.3 | 169559271.1653 | 9679.6399 | 0 | 5345606 | 8345606.5 | 12228722.78 | 12191810.5 | 12191812 | 12191811.5 | 12191811 | 749242.4276 | 752191.608 | 780229.2638 | 783358.0493 | 836580.6984 | 789900.0269 | 793318.9353 | 1584565.1078 | 1836531.2116 | 1366675.5701 | 1100533.5351 | 1104878.1701 | 1107328.1701 | 1102933.5351 | 43748573.0989 | 46755622.7154 | 22933882.9921 | 13965308.8357 | 14072639.1439 | 14067795.1979 | 14015449.1815 | 8874.0389 | 9679.6399 | 5355.5106 | 3620.485 | 3633.4802 | 3625.639 | 3633.868 | 0 | 0 | 0 | 0 | 0 | 0 | 0
Small Business - Audit & DIKU | Small Business - Audit & DI | 19048.25 | 2231486.2987 | 0 | 1418717.9085 | 58.2407 | 0 | 1465.25 | 2930.5 | 2930.5 | 2930.5 | 2930.5 | 2930.5 | 2930.5 | 311049.0621 | 308814.634 | 309938.6132 | 311096.3118 | 362288.7414 | 313516.9438 | 314781.9923 | 0 | 0 | 0 | 0 | 0 | 0 | 0 | 109132.1468 | 218264.2936 | 218264.2936 | 218264.2936 | 218264.2936 | 218264.2936 | 218264.2936 | 29.1203 | 58.2407 | 58.2407 | 58.2407 | 58.2407 | 58.2407 | 58.2407 | 0 | 0 | 0 | 0 | 0 | 0 | 0
Residential Demand ConservationKU | Residential Demand Conservation | 88530 | 4106432.7679 | 19714002.1236 | 0 | 62067.5 | 0 | 88530 | 79614 | 71500 | 64200 | 57650 | 51800 | 46550 | 569614.7194 | 646613.161 | 573671.5558 | 575791.7025 | 577975.4535 | 580224.7171 | 582541.4586 | 1167742.5451 | 1049024.3508 | 938106.1565 | 1715837.9621 | 5484109.1659 | 4928430.3697 | 4430751.5735 | 0 | 0 | 0 | 0 | 0 | 0 | 0 | 62067.5 | 55817.6 | 50128.5 | 45005 | 40436 | 36327 | 32638 | 0 | 0 | 0 | 0 | 0 | 0 | 0
Large Nonres Demand Con.KU | Large Nonres Demand Con. | 289.1696 | 4625757.4283 | 14634481.5676 | 1939459.7206 | 39343.8815 | 0 | 106.4326 | 133.5718 | 164.3009 | 204.8031 | 246.6923 | 289.1696 | 289.1696 | 648316.1348 | 703744.1472 | 648644.5816 | 699520.2918 | 708525.5133 | 713598.4916 | 503408.268 | 1086076.4065 | 1363015.2245 | 1676585.6543 | 2089884.7931 | 2517337.2658 | 2950791.1118 | 2950791.1118 | 143934.1349 | 180635.9258 | 222192.3838 | 276965.5596 | 333614.4303 | 391058.6432 | 391058.6432 | 14481.0188 | 18173.5363 | 22354.4754 | 27865.1306 | 33564.4969 | 39343.8815 | 39343.8815 | 0 | 0 | 0 | 0 | 0 | 0 | 0
Peak Time RebateKU | Peak Time Rebate | 92500 | 2982883.55 | 17798012.7694 | 0 | 15400.5757 | 0 | 0 | 13000 | 26000 | 52000 | 92500 | 92500 | 92500 | 125000 | 744729.0473 | 223490.9187 | 329305.6463 | 493174.8157 | 570100.0601 | 497083.0619 | 0 | 627881.0475 | 1255762.095 | 2511524.19 | 4467615.1456 | 4467615.1456 | 4467615.1456 | 0 | 0 | 0 | 0 | 0 | 0 | 0 | 0 | 2164.4052 | 4328.8105 | 8657.6209 | 15400.5757 | 15400.5757 | 15400.5757 | 0 | 0 | 0 | 0 | 0 | 0 | 0
Residential Managed ChargingKU | Residential Managed Charging | 3750 | 2492220.0087 | 952500 | 0 | 1500 | 0 | 375 | 750 | 1125 | 1500 | 2250 | 3000 | 3750 | 221874.7321 | 205465.974 | 251589.9532 | 297747.6518 | 388940.0814 | 480168.2838 | 646433.3323 | 41250 | 63750 | 86250 | 108750 | 172500 | 217500 | 262500 | 0 | 0 | 0 | 0 | 0 | 0 | 0 | 150 | 300 | 450 | 600 | 900 | 1200 | 1500 | 0 | 0 | 0 | 0 | 0 | 0 | 0
NonRes Midstream LightingKU | NonRes Midstream Lighting | 909482.0294 | 1698379.318 | 6331188.0384 | 217224992.1371 | 10298.9346 | 0 | 0 | 0 | 147643.2 | 221464.776 | 221464.776 | 177171.8208 | 141737.4566 | 0 | 0 | 425211.2471 | 302377.5845 | 354608.9121 | 306907.1794 | 309274.3948 | 0 | 0 | 1027790.4 | 1541685.36 | 1541685.36 | 1233348.288 | 986678.6304 | 0 | 0 | 35263798.9607 | 52895695.6908 | 52895695.6908 | 42316556.5527 | 33853245.2421 | 0 | 0 | 6865.9568 | 10298.9346 | 10298.9346 | 8239.1477 | 6591.3181 | 0 | 0 | 0 | 0 | 0 | 0 | 0
PDAKU | PDA | 0 | 10669506.8022 | 0 | 0 | 0 | 0 | 0 | 0 | 0 | 0 | 0 | 0 | 0 | 1814326.6875 | 1778216.6875 | 1355023.3875 | 1444759.2885 | 1384937.2665 | 1400570.5839 | 1491672.9008 | 0 | 0 | 0 | 0 | 0 | 0 | 0 | 0 | 0 | 0 | 0 | 0 | 0 | 0 | 0 | 0 | 0 | 0 | 0 | 0 | 0 | 0 | 0 | 0 | 0 | 0 | 0 | 0
| KU Plan | 76048204.0144 | 80651172.8112 | 89721194.0275 | 440435001.6187 | 157311.0762 | 0 | 5460073.6826 | 8470390.4218 | 12514382.2609 | 12578631.2956 | 12623593.2356 | 12581773.0621 | 12549377.4762 | 10044414.4621 | 10824885.7371 | 11150727.164 | 11577813.9462 | 12182926.7844 | 12322361.791 | 12548042.9264 | 4212941.5593 | 5829902.8344 | 8098827.1758 | 11867256.2553 | 19431535.2182 | 20002202.614 | 20278528.3704 | 46539000.7419 | 51058130.8588 | 65476509.81 | 75563183.7373 | 77122256.7641 | 66595764.2035 | 58080155.503 | 86682.5634 | 88302.3435 | 93902.9293 | 103371.49 | 115508.7231 | 119282.7277 | 118128.1878 | 0 | 0 | 0 | 0 | 0 | 0 | 0
LG&E Summary
Total Plan Summary 2024-2030
| Program Name | Participation | Administation Costs ($) | Incentives ($) | Electric kWh Benefits | Electric kW Peak Demand Benefits | Natural Gas Therms Benefits | Participation 2024 | Participation 2025 | Participation 2026 | Participation 2027 | Participation 2028 | Participation 2029 | Participation 2030 | Administration 2024 | Administration 2025 | Administration 2026 | Administration 2027 | Administration 2028 | Administration 2029 | Administration 2030 | Incentives 2024 | Incentives 2025 | Incentives 2026 | Incentives 2027 | Incentives 2028 | Incentives 2029 | Incentives 2030 | Electric kWh 2024 | Electric kWh 2025 | Electric kWh 2026 | Electric kWh 2027 | Electric kWh 2028 | Electric kWh 2029 | Electric kWh 2030 | Electric kW 2024 | Electric kW 2025 | Electric kW 2026 | Electric kW 2027 | Electric kW 2028 | Electric kW 2029 | Electric kW 2030 | Gas Therms 2024 | Gas Therms 2025 | Gas Therms 2026 | Gas Therms 2027 | Gas Therms 2028 | Gas Therms 2029 | Gas Therms 2030
WeCare V2LG&E | WeCare V2 | 17892 | 31450097.5028 | 0 | 11837017.7063 | 137.6336 | 916486.2504 | 2556 | 2556 | 2556 | 2556 | 2556 | 2556 | 2556 | 4484571.2403 | 4480308.3075 | 4485667.4867 | 4491187.4413 | 4496872.9946 | 4502729.1144 | 4508760.9179 | 0 | 0 | 0 | 0 | 0 | 0 | 0 | 1691002.5295 | 1691002.5295 | 1691002.5295 | 1691002.5295 | 1691002.5295 | 1691002.5295 | 1691002.5295 | 137.6336 | 137.6336 | 137.6336 | 137.6336 | 137.6336 | 137.6336 | 137.6336 | 130926.6072 | 130926.6072 | 130926.6072 | 130926.6072 | 130926.6072 | 130926.6072 | 130926.6072
LI Multifamily - Whole BuildingLG&E | LI Multifamily - Whole Building | 134050 | 4000702.1542 | 0 | 2375809.4475 | 32.7467 | 44886.8497 | 19150 | 19150 | 19150 | 19150 | 19150 | 19150 | 19150 | 545626.2339 | 555743.9883 | 633665.2753 | 561674.2009 | 564773.3944 | 567965.5636 | 571253.4978 | 0 | 0 | 0 | 0 | 0 | 0 | 0 | 339401.3496 | 339401.3496 | 339401.3496 | 339401.3496 | 339401.3496 | 339401.3496 | 339401.3496 | 32.7467 | 32.7467 | 32.7467 | 32.7467 | 32.7467 | 32.7467 | 32.7467 | 6412.4071 | 6412.4071 | 6412.4071 | 6412.4071 | 6412.4071 | 6412.4071 | 6412.4071
Appliance RecyclingLG&E | Appliance Recycling | 18777.5 | 3514879.3026 | 925000 | 14006514.2347 | 354.6351 | 0 | 0 | 0 | 3045 | 3552.5 | 4060 | 4060 | 4060 | 0 | 0 | 685589.9532 | 686747.6518 | 762940.0814 | 689168.2838 | 690433.3323 | 0 | 0 | 150000 | 175000 | 200000 | 200000 | 200000 | 0 | 0 | 2271326.6327 | 2649881.0714 | 3028435.5102 | 3028435.5102 | 3028435.5102 | 0 | 0 | 265.9763 | 310.3057 | 354.6351 | 354.6351 | 354.6351 | 0 | 0 | 0 | 0 | 0 | 0 | 0
Online MarketplaceLG&E | Online Marketplace | 26004.6416 | 721000 | 1942086.416 | 8030681.2664 | 0 | 709890.48 | 535 | 1058.1 | 2108.73 | 4201.8915 | 6026.3361 | 6032.6904 | 6041.8936 | 78000 | 78000 | 98000 | 173000 | 98000 | 98000 | 98000 | 39307.5 | 78501 | 157132.3 | 314013.915 | 450708.3607 | 450996.9038 | 451426.4365 | 163037.3464 | 325350.7927 | 649941.4905 | 1299084.8812 | 1864375.1692 | 1864421.48 | 1864470.1064 | 0 | 0 | 0 | 0 | 0 | 0 | 0 | 14355.792 | 28711.584 | 57423.168 | 114846.336 | 164851.2 | 164851.2 | 164851.2
Residential Audit OnlineLG&E | Residential Audit Online | 16130.7188 | 1724957.1172 | 2727200 | 11635097.0812 | 191.7939 | 65500.0012 | 0 | 2041.75 | 2376.75 | 2716.125 | 3132.0312 | 2932.0312 | 2932.0312 | 0 | 267463.161 | 270564.0558 | 348778.8275 | 277111.9348 | 279361.1984 | 281677.9399 | 0 | 275200 | 362150 | 449500 | 563450 | 538450 | 538450 | 0 | 1203933.1163 | 1542779.0418 | 1883659.39 | 2334908.511 | 2334908.511 | 2334908.511 | 0 | 98.5317 | 126.484 | 154.5795 | 191.7939 | 191.7939 | 191.7939 | 0 | 7967.5808 | 11944.4911 | 15931.9032 | 19930.3421 | 4862.8421 | 4862.8421
BYOT & BYODLG&E | BYOT & BYOD | 35069.425 | 4948049.5513 | 15493277.8125 | 0 | 18216.5193 | 0 | 1750 | 3600 | 7160 | 12494.2 | 20014.9 | 27539.35 | 35069.425 | 496793.2246 | 303595.0213 | 409440.872 | 572469.2981 | 876196.8971 | 1030151.344 | 1259402.8943 | 294000 | 536000 | 1078375 | 1860526.5 | 2929251.75 | 3907742.625 | 4887381.9375 | 0 | 0 | 0 | 0 | 0 | 0 | 0 | 881.5299 | 1811.0341 | 3769.6194 | 6601.8374 | 10471.2106 | 14342.4587 | 18216.5193 | 0 | 0 | 0 | 0 | 0 | 0 | 0
Business RebatesLG&E | Business Rebates | 74687180.28 | 5484821.0092 | 9203445.3 | 169559271.1653 | 9679.6399 | 23645.64 | 5345606 | 8345606.5 | 12228722.78 | 12191810.5 | 12191812 | 12191811.5 | 12191811 | 749242.4276 | 752191.608 | 780229.2638 | 783358.0493 | 836580.6984 | 789900.0269 | 793318.9353 | 1584565.1078 | 1836531.2116 | 1366675.5701 | 1100533.5351 | 1104878.1701 | 1107328.1701 | 1102933.5351 | 43748573.0989 | 46755622.7154 | 22933882.9921 | 13965308.8357 | 14072639.1439 | 14067795.1979 | 14015449.1815 | 8874.0389 | 9679.6399 | 5355.5106 | 3620.485 | 3633.4802 | 3625.639 | 3633.868 | 2781.84 | 3179.245 | 4768.87 | 2185.73 | 3775.355 | 4172.76 | 2781.84
Small Business - Audit & DILG&E | Small Business - Audit & DI | 19048.25 | 2231486.2987 | 0 | 1418717.9085 | 58.2407 | 2162.2071 | 1465.25 | 2930.5 | 2930.5 | 2930.5 | 2930.5 | 2930.5 | 2930.5 | 311049.0621 | 308814.634 | 309938.6132 | 311096.3118 | 362288.7414 | 313516.9438 | 314781.9923 | 0 | 0 | 0 | 0 | 0 | 0 | 0 | 109132.1468 | 218264.2936 | 218264.2936 | 218264.2936 | 218264.2936 | 218264.2936 | 218264.2936 | 29.1203 | 58.2407 | 58.2407 | 58.2407 | 58.2407 | 58.2407 | 58.2407 | 166.3236 | 332.6472 | 332.6472 | 332.6472 | 332.6472 | 332.6472 | 332.6472
Residential Demand ConservationLG&E | Residential Demand Conservation | 88530 | 4106432.7679 | 19714002.1236 | 0 | 62067.5 | 0 | 88530 | 79614 | 71500 | 64200 | 57650 | 51800 | 46550 | 569614.7194 | 646613.161 | 573671.5558 | 575791.7025 | 577975.4535 | 580224.7171 | 582541.4586 | 1167742.5451 | 1049024.3508 | 938106.1565 | 1715837.9621 | 5484109.1659 | 4928430.3697 | 4430751.5735 | 0 | 0 | 0 | 0 | 0 | 0 | 0 | 62067.5 | 55817.6 | 50128.5 | 45005 | 40436 | 36327 | 32638 | 0 | 0 | 0 | 0 | 0 | 0 | 0
Large Nonres Demand Con.LG&E | Large Nonres Demand Con. | 289.1696 | 4625757.4283 | 14634481.5676 | 1939459.7206 | 39343.8815 | 0 | 106.4326 | 133.5718 | 164.3009 | 204.8031 | 246.6923 | 289.1696 | 289.1696 | 648316.1348 | 703744.1472 | 648644.5816 | 699520.2918 | 708525.5133 | 713598.4916 | 503408.268 | 1086076.4065 | 1363015.2245 | 1676585.6543 | 2089884.7931 | 2517337.2658 | 2950791.1118 | 2950791.1118 | 143934.1349 | 180635.9258 | 222192.3838 | 276965.5596 | 333614.4303 | 391058.6432 | 391058.6432 | 14481.0188 | 18173.5363 | 22354.4754 | 27865.1306 | 33564.4969 | 39343.8815 | 39343.8815 | 0 | 0 | 0 | 0 | 0 | 0 | 0
Peak Time RebateLG&E | Peak Time Rebate | 92500 | 2982883.55 | 17798012.7694 | 0 | 15400.5757 | 0 | 0 | 13000 | 26000 | 52000 | 92500 | 92500 | 92500 | 125000 | 744729.0473 | 223490.9187 | 329305.6463 | 493174.8157 | 570100.0601 | 497083.0619 | 0 | 627881.0475 | 1255762.095 | 2511524.19 | 4467615.1456 | 4467615.1456 | 4467615.1456 | 0 | 0 | 0 | 0 | 0 | 0 | 0 | 0 | 2164.4052 | 4328.8105 | 8657.6209 | 15400.5757 | 15400.5757 | 15400.5757 | 0 | 0 | 0 | 0 | 0 | 0 | 0
Residential Managed ChargingLG&E | Residential Managed Charging | 3750 | 2492220.0087 | 952500 | 0 | 1500 | 0 | 375 | 750 | 1125 | 1500 | 2250 | 3000 | 3750 | 221874.7321 | 205465.974 | 251589.9532 | 297747.6518 | 388940.0814 | 480168.2838 | 646433.3323 | 41250 | 63750 | 86250 | 108750 | 172500 | 217500 | 262500 | 0 | 0 | 0 | 0 | 0 | 0 | 0 | 150 | 300 | 450 | 600 | 900 | 1200 | 1500 | 0 | 0 | 0 | 0 | 0 | 0 | 0
NonRes Midstream LightingLG&E | NonRes Midstream Lighting | 909482.0294 | 1698379.318 | 6331188.0384 | 217224992.1371 | 10298.9346 | 0 | 0 | 0 | 147643.2 | 221464.776 | 221464.776 | 177171.8208 | 141737.4566 | 0 | 0 | 425211.2471 | 302377.5845 | 354608.9121 | 306907.1794 | 309274.3948 | 0 | 0 | 1027790.4 | 1541685.36 | 1541685.36 | 1233348.288 | 986678.6304 | 0 | 0 | 35263798.9607 | 52895695.6908 | 52895695.6908 | 42316556.5527 | 33853245.2421 | 0 | 0 | 6865.9568 | 10298.9346 | 10298.9346 | 8239.1477 | 6591.3181 | 0 | 0 | 0 | 0 | 0 | 0 | 0
PDALG&E | PDA | 0 | 10669506.8022 | 0 | 0 | 0 | 0 | 0 | 0 | 0 | 0 | 0 | 0 | 0 | 1814326.6875 | 1778216.6875 | 1355023.3875 | 1444759.2885 | 1384937.2665 | 1400570.5839 | 1491672.9008 | 0 | 0 | 0 | 0 | 0 | 0 | 0 | 0 | 0 | 0 | 0 | 0 | 0 | 0 | 0 | 0 | 0 | 0 | 0 | 0 | 0 | 0 | 0 | 0 | 0 | 0 | 0 | 0
| LG&E Plan | 76048704.0144 | 80651172.8112 | 89721194.0275 | 438027560.6678 | 157282.1009 | 1762571.4284 | 5460073.6826 | 8470440.4218 | 12514482.2609 | 12578781.2956 | 12623793.2356 | 12581773.0621 | 12549377.4762 | 10044414.4621 | 10824885.7371 | 11150727.164 | 11577813.9462 | 12182926.7844 | 12322361.791 | 12548042.9264 | 4212941.5593 | 5829902.8344 | 8098827.1758 | 11867256.2553 | 19431535.2182 | 20002202.614 | 20278528.3704 | 46195080.606 | 50714210.723 | 65132589.6742 | 75219263.6015 | 76778336.6282 | 66251844.0677 | 57736235.3672 | 86653.5881 | 88273.3682 | 93873.954 | 103342.5147 | 115479.7478 | 119253.7524 | 118099.2125 | 154642.9699 | 177530.0714 | 211808.1906 | 270635.6307 | 326228.5586 | 311558.4636 | 310167.5436

## AE charts
Figure 6. Comparison of Residential and Business Sector’s Contributions to Technical and Achievable EE Savings Potential by 2043 | Figure 7. Final 2024-2030 DSM-EE Plan Savings Targets by Sector

## Company Portfolio Summary
|  | Program | Measure |  | Unit | Qty_2024 | Qty_2025 | Qty_2026 | Qty_2027 | Qty_2028 | Qty_2029 | Qty_2030 | Cost_2024 | Cost_2025 | Cost_2026 | Cost_2027 | Cost_2028 | Cost_2029 | Cost_2030 | O&M_2024 | O&M_2025 | O&M_2026 | O&M_2027 | O&M_2028 | O&M_2029 | O&M_2030 | Incentive$_2024 | Incentive$_2025 | Incentive$_2026 | Incentive$_2027 | Incentive$_2028 | Incentive$_2029 | Incentive$_2030 | kWh_2024 | kWh_2025 | kWh_2026 | kWh_2027 | kWh_2028 | kWh_2029 | kWh_2030 | kW_2024 | kW_2025 | kW_2026 | kW_2027 | kW_2028 | kW_2029 | kW_2030 | Therms_2024 | Therms_2025 | Therms_2026 | Therms_2027 | Therms_2028 | Therms_2029 | Therms_2030
Company Portfolio Summary | bar: Cost_2024 to O&M_2030
[13 empty] | Program | Program | Program | Program | Program | Program | Program | Program | Program | Program | Program | Program | Program | Program | Program | Program | Program | Program | Program | Program | Program | Program | Program | Program | Program | Program | Program | Program | Program | Program | Program | Program | Program | Program | Program | Program | Program | Program | Program | Program | Program | Program
| Measure Details | [11 empty] | Incremental Costs | Incremental Costs | Incremental Costs | Incremental Costs | Incremental Costs | Incremental Costs | Incremental Costs | Incremental Annual O&M | Incremental Annual O&M | Incremental Annual O&M | Incremental Annual O&M | Incremental Annual O&M | Incremental Annual O&M | Incremental Annual O&M | Customer & Dealer Incentives | Customer & Dealer Incentives | Customer & Dealer Incentives | Customer & Dealer Incentives | Customer & Dealer Incentives | Customer & Dealer Incentives | Customer & Dealer Incentives | kWh | kWh | kWh | kWh | kWh | kWh | kWh | kW | kW | kW | kW | kW | kW | kW | Therms | Therms | Therms | Therms | Therms | Therms | Therms | Total Plan Summary 2024-2030
| Measure ID | Program Name | Measure Name | Measure Description/Qualification | Per Unit Assumption | Participation 2024 | Participation 2025 | Participation 2026 | Participation 2027 | Participation 2028 | Participation 2029 | Participation 2030 | 2024 | 2025 | 2026 | 2027 | 2028 | 2029 | 2030 | 2024 | 2025 | 2026 | 2027 | 2028 | 2029 | 2030 | 2024 | 2025 | 2026 | 2027 | 2028 | 2029 | 2030 | 2024 | 2025 | 2026 | 2027 | 2028 | 2029 | 2030 | 2024 | 2025 | 2026 | 2027 | 2028 | 2029 | 2030 | 2024 | 2025 | 2026 | 2027 | 2028 | 2029 | 2030 | Participation | Incremental Costs ($) | Incremental Annual O&M ($) | Customer & Dealer Incentives ($) | Implementation Costs ($) | Electric kWh Benefits | Electric kW Peak Demand Benefits | Natural Gas Therms Benefits
| 1 | PDA | Program Development & Administration (PDA) | PDA | Per Program | 1 | 1 | 1 | 1 | 1 | 1 | 1 | 0 | 0 | 0 | 0 | 0 | 0 | 0 | 0 | 0 | 0 | 0 | 0 | 0 | 0 | 0 | 0 | 0 | 0 | 0 | 0 | 0 | 0 | 0 | 0 | 0 | 0 | 0 | 0 | 0 | 0 | 0 | 0 | 0 | 0 | 0 | 0 | 0 | 0 | 0 | 0 | 0 | 0 | 7 | 0 | 0 | 0 | 0 | 0 | 0 | 0
| 1 | WeCare V2 | WeCare V2 Weatherization Project - Single Family - Complete Package | Low Income Heating Assistance Program (LIHEAP) at 300% FPL | Per Home | 4590 | 4590 | 4590 | 4590 | 4590 | 4590 | 4590 | 0 | 0 | 0 | 0 | 0 | 0 | 0 | 0 | 0 | 0 | 0 | 0 | 0 | 0 | 0 | 0 | 0 | 0 | 0 | 0 | 0 | 3641017.5 | 3641017.5 | 3641017.5 | 3641017.5 | 3641017.5 | 3641017.5 | 3641017.5 | 311.2697 | 311.2697 | 311.2697 | 311.2697 | 311.2697 | 311.2697 | 311.2697 | 123755.58 | 123755.58 | 123755.58 | 123755.58 | 123755.58 | 123755.58 | 123755.58 | 32130 | 0 | 0 | 0 | 58315950 | 25487122.5 | 2178.8877 | 866289.06
| 2 | WeCare V2 | WeCare V2 Smart Thermostat - Single Family (with direct enrollment to DR) | Smart thermostat rebate with direct enrollment to DR | Per smart thermostat | 522 | 522 | 522 | 522 | 522 | 522 | 522 | 0 | 0 | 0 | 0 | 0 | 0 | 0 | 0 | 0 | 0 | 0 | 0 | 0 | 0 | 0 | 0 | 0 | 0 | 0 | 0 | 0 | 162120.059 | 162120.059 | 162120.059 | 162120.059 | 162120.059 | 162120.059 | 162120.059 | 0 | 0 | 0 | 0 | 0 | 0 | 0 | 7171.0272 | 7171.0272 | 7171.0272 | 7171.0272 | 7171.0272 | 7171.0272 | 7171.0272 | 3654 | 0 | 0 | 0 | 745416 | 1134840.4127 | 0 | 50197.1904
| 1 | LI Multifamily - Whole Building | WeCare Weatherization Project - Multi Family - Complete Package (MF-GS Com) | Low Income Heating Assistance Program (LIHEAP) at 200% poverty | Per Home | 360 | 360 | 360 | 360 | 360 | 360 | 360 | 0 | 0 | 0 | 0 | 0 | 0 | 0 | 0 | 0 | 0 | 0 | 0 | 0 | 0 | 0 | 0 | 0 | 0 | 0 | 0 | 0 | 249980.0326 | 249980.0326 | 249980.0326 | 249980.0326 | 249980.0326 | 249980.0326 | 249980.0326 | 21.3494 | 21.3494 | 21.3494 | 21.3494 | 21.3494 | 21.3494 | 21.3494 | 2542.0742 | 2542.0742 | 2542.0742 | 2542.0742 | 2542.0742 | 2542.0742 | 2542.0742 | 2520 | 0 | 0 | 0 | 2079000 | 1749860.2282 | 149.4459 | 17794.5191
| 2 | LI Multifamily - Whole Building | WeCare Weatherization Project - Multi Family - Complete Package (MF-NonRes Com) | Low Income Heating Assistance Program (LIHEAP) at 200% poverty | Per Home | 440 | 440 | 440 | 440 | 440 | 440 | 440 | 0 | 0 | 0 | 0 | 0 | 0 | 0 | 0 | 0 | 0 | 0 | 0 | 0 | 0 | 0 | 0 | 0 | 0 | 0 | 0 | 0 | 314110.3025 | 314110.3025 | 314110.3025 | 314110.3025 | 314110.3025 | 314110.3025 | 314110.3025 | 26.8745 | 26.8745 | 26.8745 | 26.8745 | 26.8745 | 26.8745 | 26.8745 | 3813.1112 | 3813.1112 | 3813.1112 | 3813.1112 | 3813.1112 | 3813.1112 | 3813.1112 | 3080 | 0 | 0 | 0 | 2541000 | 2198772.1177 | 188.1217 | 26691.7786
| 3 | LI Multifamily - Whole Building | Direct Install - Water Conservation Bathroom Aerators | Aerators 0.5 GPM | Per Unit | 0 | 0 | 0 | 0 | 0 | 0 | 0 | 0 | 0 | 0 | 0 | 0 | 0 | 0 | 0 | 0 | 0 | 0 | 0 | 0 | 0 | 0 | 0 | 0 | 0 | 0 | 0 | 0 | 0 | 0 | 0 | 0 | 0 | 0 | 0 | 0 | 0 | 0 | 0 | 0 | 0 | 0 | 0 | 0 | 0 | 0 | 0 | 0 | 0 | 0 | 0 | 0 | 0 | 0 | 0 | 0 | 0
| 4 | LI Multifamily - Whole Building | Direct Install - Water Conservation Kitchen Aerators | Aerators 1.5 GPM | Per Unit | 0 | 0 | 0 | 0 | 0 | 0 | 0 | 0 | 0 | 0 | 0 | 0 | 0 | 0 | 0 | 0 | 0 | 0 | 0 | 0 | 0 | 0 | 0 | 0 | 0 | 0 | 0 | 0 | 0 | 0 | 0 | 0 | 0 | 0 | 0 | 0 | 0 | 0 | 0 | 0 | 0 | 0 | 0 | 0 | 0 | 0 | 0 | 0 | 0 | 0 | 0 | 0 | 0 | 0 | 0 | 0 | 0
| 5 | LI Multifamily - Whole Building | Direct Install - Water Conservation Showerheads | Showerhead 1.5 GPM | Per Unit | 0 | 0 | 0 | 0 | 0 | 0 | 0 | 0 | 0 | 0 | 0 | 0 | 0 | 0 | 0 | 0 | 0 | 0 | 0 | 0 | 0 | 0 | 0 | 0 | 0 | 0 | 0 | 0 | 0 | 0 | 0 | 0 | 0 | 0 | 0 | 0 | 0 | 0 | 0 | 0 | 0 | 0 | 0 | 0 | 0 | 0 | 0 | 0 | 0 | 0 | 0 | 0 | 0 | 0 | 0 | 0 | 0
| 6 | LI Multifamily - Whole Building | Custom MF Retrofit Common Area | Custom Projects - for common areas | Per Saved kWh (first year savings only) | 37500 | 37500 | 37500 | 37500 | 37500 | 37500 | 37500 | 0 | 0 | 0 | 0 | 0 | 0 | 0 | 0 | 0 | 0 | 0 | 0 | 0 | 0 | 0 | 0 | 0 | 0 | 0 | 0 | 0 | 37500 | 37500 | 37500 | 37500 | 37500 | 37500 | 37500 | 10.2421 | 10.2421 | 10.2421 | 10.2421 | 10.2421 | 10.2421 | 10.2421 | 57.2217 | 57.2217 | 57.2217 | 57.2217 | 57.2217 | 57.2217 | 57.2217 | 262500 | 0 | 0 | 0 | 145148.5566 | 262500 | 71.695 | 400.552
| 1 | Appliance Recycling | Refrigerator - Removal of Secondary | Proper Disposal of Refrigerator | Per Unit | 0 | 0 | 4885.9694 | 5700.2976 | 6514.6258 | 6514.6258 | 6514.6258 | 0 | 0 | 0 | 0 | 0 | 0 | 0 | 0 | 0 | 0 | 0 | 0 | 0 | 0 | 0 | 0 | 244298.468 | 285014.8793 | 325731.2906 | 325731.2906 | 325731.2906 | 0 | 0 | 3664477.0197 | 4275223.1897 | 4885969.3596 | 4885969.3596 | 4885969.3596 | 0 | 0 | 415.3074 | 484.5253 | 553.7432 | 553.7432 | 553.7432 | 0 | 0 | 0 | 0 | 0 | 0 | 0 | 30130.1444 | 0 | 0 | 1506507.2192 | 0 | 22597608.2883 | 2561.0623 | 0
| 2 | Appliance Recycling | Freezer - Removal of Stand-Alone | Proper Disposal of Freezer | Per Unit | 0 | 0 | 1114.0306 | 1299.7024 | 1485.3742 | 1485.3742 | 1485.3742 | 0 | 0 | 0 | 0 | 0 | 0 | 0 | 0 | 0 | 0 | 0 | 0 | 0 | 0 | 0 | 0 | 55701.532 | 64985.1207 | 74268.7094 | 74268.7094 | 74268.7094 | 0 | 0 | 835522.9803 | 974776.8103 | 1114030.6404 | 1114030.6404 | 1114030.6404 | 0 | 0 | 94.6926 | 110.4747 | 126.2568 | 126.2568 | 126.2568 | 0 | 0 | 0 | 0 | 0 | 0 | 0 | 6869.8556 | 0 | 0 | 343492.7808 | 0 | 5152391.7117 | 583.9377 | 0
| 3 | Appliance Recycling | Room AC - Removal of inefficient unit | Proper Disposal of Room AC - Available only if there is a refrigrator and/or freezer to remove | Per Unit | 0 | 0 | 60 | 70 | 80 | 80 | 80 | 0 | 0 | 0 | 0 | 0 | 0 | 0 | 0 | 0 | 0 | 0 | 0 | 0 | 0 | 0 | 0 | 0 | 0 | 0 | 0 | 0 | 0 | 0 | 16913.2653 | 19732.1429 | 22551.0204 | 22551.0204 | 22551.0204 | 0 | 0 | 16.1327 | 18.8214 | 21.5102 | 21.5102 | 21.5102 | 0 | 0 | 0 | 0 | 0 | 0 | 0 | 370 | 0 | 0 | 0 | 0 | 104298.4694 | 99.4847 | 0
| 4 | Appliance Recycling | Dehumidifier - Removal of inefficient unit | Proper Disposal of Dehumidifier - Available only if there is a refrigrator and/or freezer to remove | Per Unit | 0 | 0 | 30 | 35 | 40 | 40 | 40 | 0 | 0 | 0 | 0 | 0 | 0 | 0 | 0 | 0 | 0 | 0 | 0 | 0 | 0 | 0 | 0 | 0 | 0 | 0 | 0 | 0 | 0 | 0 | 25740 | 30030 | 34320 | 34320 | 34320 | 0 | 0 | 5.82 | 6.79 | 7.76 | 7.76 | 7.76 | 0 | 0 | 0 | 0 | 0 | 0 | 0 | 185 | 0 | 0 | 0 | 0 | 158730 | 35.89 | 0
| 1 | Online Marketplace | Marketplace | Online Marketplace | Per Program | 1 | 1 | 1 | 1 | 1 | 1 | 1 | 0 | 0 | 0 | 0 | 0 | 0 | 0 | 0 | 0 | 0 | 0 | 0 | 0 | 0 | 0 | 0 | 0 | 0 | 0 | 0 | 0 | 0 | 0 | 0 | 0 | 0 | 0 | 0 | 0 | 0 | 0 | 0 | 0 | 0 | 0 | 0 | 0 | 0 | 0 | 0 | 0 | 0 | 7 | 0 | 0 | 0 | 0 | 0 | 0 | 0
| 2 | Online Marketplace | Smart Thermostat (with direct enrollment to DR) | Smart thermostat sold on online marketplace (with direct enrollment to DR) | Per smart thermostat | 1045 | 2090 | 4180 | 8360 | 12000 | 12000 | 12000 | 160930 | 321860 | 643720 | 1287440 | 1848000 | 1848000 | 1848000 | 0 | 0 | 0 | 0 | 0 | 0 | 0 | 78375 | 156750 | 313500 | 627000 | 900000 | 900000 | 900000 | 324550.6927 | 649101.3855 | 1298202.7709 | 2596405.5419 | 3726897.907 | 3726897.907 | 3726897.907 | 0 | 0 | 0 | 0 | 0 | 0 | 0 | 14355.792 | 28711.584 | 57423.168 | 114846.336 | 164851.2 | 164851.2 | 164851.2 | 51675 | 7957950 | 0 | 3875625 | 0 | 16048954.1119 | 0 | 709890.48
| 3 | Online Marketplace | Smart plug | Smart plug sold on online marketplace | Per smart plug | 24 | 25.2 | 26.46 | 27.783 | 29.1722 | 30.6308 | 32.1623 | 461.76 | 484.848 | 509.0904 | 534.5449 | 561.2722 | 589.3358 | 618.8026 | 0 | 0 | 0 | 0 | 0 | 0 | 0 | 240 | 252 | 264.6 | 277.83 | 291.7215 | 306.3076 | 321.623 | 1524 | 1600.2 | 1680.21 | 1764.2205 | 1852.4315 | 1945.0531 | 2042.3058 | 0 | 0 | 0 | 0 | 0 | 0 | 0 | 0 | 0 | 0 | 0 | 0 | 0 | 0 | 195.4082 | 3759.6538 | 0 | 1954.082 | 0 | 12408.4209 | 0 | 0
| 4 | Online Marketplace | BYOD enablement devices | Attachments for water heaters | Per device | 0 | 0 | 10 | 15 | 22.5 | 33.75 | 50.625 | 0 | 0 | 500 | 750 | 1125 | 1687.5 | 2531.25 | 0 | 0 | 0 | 0 | 0 | 0 | 0 | 0 | 0 | 500 | 750 | 1125 | 1687.5 | 2531.25 | 0 | 0 | 0 | 0 | 0 | 0 | 0 | 0 | 0 | 0 | 0 | 0 | 0 | 0 | 0 | 0 | 0 | 0 | 0 | 0 | 0 | 131.875 | 6593.75 | 0 | 6593.75 | 0 | 0 | 0 | 0
| 1 | Residential Audit Online | Residential Audit - Virtual | Virtual audit with no cost to customer | Per Home | 0 | 1250 | 1312.5 | 1378.125 | 1447.0312 | 1447.0312 | 1447.0312 | 0 | 0 | 0 | 0 | 0 | 0 | 0 | 0 | 0 | 0 | 0 | 0 | 0 | 0 | 0 | 0 | 0 | 0 | 0 | 0 | 0 | 0 | 0 | 0 | 0 | 0 | 0 | 0 | 0 | 0 | 0 | 0 | 0 | 0 | 0 | 0 | 0 | 0 | 0 | 0 | 0 | 0 | 8281.7188 | 0 | 0 | 0 | 0 | 0 | 0 | 0
| 2 | Residential Audit Online | Virtual Energy Kit | Kits will be mailed to customer | Per Home | 0 | 1250 | 1312.5 | 1378.125 | 1447.0312 | 1447.0312 | 1447.0312 | 0 | 0 | 0 | 0 | 0 | 0 | 0 | 0 | 0 | 0 | 0 | 0 | 0 | 0 | 0 | 0 | 0 | 0 | 0 | 0 | 0 | 0 | 178584.7288 | 187513.9653 | 196889.6635 | 206734.1467 | 206734.1467 | 206734.1467 | 0 | 12.9655 | 13.6137 | 14.2944 | 15.0092 | 15.0092 | 15.0092 | 0 | 4200.7058 | 4410.7411 | 4631.2782 | 4862.8421 | 4862.8421 | 4862.8421 | 8281.7188 | 0 | 0 | 0 | 276278.1375 | 1183190.7978 | 85.9011 | 27831.2512
| 3 | Residential Audit Online | Weatherization-Ceiling Insulation (KY) - Code | R-49 | Per Unit | 0 | 0 | 0 | 0 | 0 | 0 | 0 | 0 | 0 | 0 | 0 | 0 | 0 | 0 | 0 | 0 | 0 | 0 | 0 | 0 | 0 | 0 | 0 | 0 | 0 | 0 | 0 | 0 | 0 | 0 | 0 | 0 | 0 | 0 | 0 | 0 | 0 | 0 | 0 | 0 | 0 | 0 | 0 | 0 | 0 | 0 | 0 | 0 | 0 | 0 | 0 | 0 | 0 | 0 | 0 | 0 | 0
| 4 | Residential Audit Online | Weatherization-Duct Sealing and Insulation - Code | Code Duct Sealing and Insulation - R-8 | Per Unit | 0 | 0 | 0 | 0 | 0 | 0 | 0 | 0 | 0 | 0 | 0 | 0 | 0 | 0 | 0 | 0 | 0 | 0 | 0 | 0 | 0 | 0 | 0 | 0 | 0 | 0 | 0 | 0 | 0 | 0 | 0 | 0 | 0 | 0 | 0 | 0 | 0 | 0 | 0 | 0 | 0 | 0 | 0 | 0 | 0 | 0 | 0 | 0 | 0 | 0 | 0 | 0 | 0 | 0 | 0 | 0 | 0
| 5 | Residential Audit Online | Weatherization-Infiltration Control - Reduction of Existing Conditions | Infiltration Control - 0.1 ACH Reduction | Per Unit | 0 | 0 | 0 | 0 | 0 | 0 | 0 | 0 | 0 | 0 | 0 | 0 | 0 | 0 | 0 | 0 | 0 | 0 | 0 | 0 | 0 | 0 | 0 | 0 | 0 | 0 | 0 | 0 | 0 | 0 | 0 | 0 | 0 | 0 | 0 | 0 | 0 | 0 | 0 | 0 | 0 | 0 | 0 | 0 | 0 | 0 | 0 | 0 | 0 | 0 | 0 | 0 | 0 | 0 | 0 | 0 | 0
| 6 | Residential Audit Online | Weatherization-Wall Insulation (KY) - Maximum Feasible | R-13 (Maximum Insulation Feasible) | Per Unit | 0 | 0 | 0 | 0 | 0 | 0 | 0 | 0 | 0 | 0 | 0 | 0 | 0 | 0 | 0 | 0 | 0 | 0 | 0 | 0 | 0 | 0 | 0 | 0 | 0 | 0 | 0 | 0 | 0 | 0 | 0 | 0 | 0 | 0 | 0 | 0 | 0 | 0 | 0 | 0 | 0 | 0 | 0 | 0 | 0 | 0 | 0 | 0 | 0 | 0 | 0 | 0 | 0 | 0 | 0 | 0 | 0
| 7 | Residential Audit Online | Weatherization-Floor Insulation (KY) - Above Code | R-30 | Per Unit | 0 | 0 | 0 | 0 | 0 | 0 | 0 | 0 | 0 | 0 | 0 | 0 | 0 | 0 | 0 | 0 | 0 | 0 | 0 | 0 | 0 | 0 | 0 | 0 | 0 | 0 | 0 | 0 | 0 | 0 | 0 | 0 | 0 | 0 | 0 | 0 | 0 | 0 | 0 | 0 | 0 | 0 | 0 | 0 | 0 | 0 | 0 | 0 | 0 | 0 | 0 | 0 | 0 | 0 | 0 | 0 | 0
| 8 | Residential Audit Online | Weatherization-Insulation - Basement Wall - Code | R-10 (IECC 2012 - Future KY Code) | Per Unit | 0 | 0 | 0 | 0 | 0 | 0 | 0 | 0 | 0 | 0 | 0 | 0 | 0 | 0 | 0 | 0 | 0 | 0 | 0 | 0 | 0 | 0 | 0 | 0 | 0 | 0 | 0 | 0 | 0 | 0 | 0 | 0 | 0 | 0 | 0 | 0 | 0 | 0 | 0 | 0 | 0 | 0 | 0 | 0 | 0 | 0 | 0 | 0 | 0 | 0 | 0 | 0 | 0 | 0 | 0 | 0 | 0
| 9 | Residential Audit Online | HVAC-DWH-Central Air Conditioner - ENERGY STAR | ENERGY STAR Central Air Conditioner - SEER2 15.2 (Split System) | Per Unit | 0 | 480 | 624 | 769 | 961 | 961 | 961 | 0 | 162720 | 211536 | 260691 | 325779 | 325779 | 325779 | 0 | 0 | 0 | 0 | 0 | 0 | 0 | 0 | 144000 | 187200 | 230700 | 288300 | 288300 | 288300 | 0 | 38779.8307 | 50413.7799 | 62128.5204 | 77640.4527 | 77640.4527 | 77640.4527 | 0 | 94.0032 | 122.2042 | 150.601 | 188.2022 | 188.2022 | 188.2022 | 0 | 0 | 0 | 0 | 0 | 0 | 0 | 4756 | 1612284 | 0 | 1426800 | 0 | 384243.4891 | 931.415 | 0
| 10 | Residential Audit Online | HVAC-DWH-Heat Pump - Air Source ENERGY STAR | ENERGY STAR Air Source Heat Pump - SEER2 15.2 and HSPF2 7.8 (Split System) (CEE Tier 1) | Per Unit | 0 | 459 | 597 | 735 | 919 | 919 | 919 | 0 | 185895 | 241785 | 297675 | 372195 | 372195 | 372195 | 0 | 0 | 0 | 0 | 0 | 0 | 0 | 0 | 183600 | 238800 | 294000 | 367600 | 367600 | 367600 | 0 | 122419.8917 | 159225.8722 | 196031.8527 | 245106.4934 | 245106.4934 | 245106.4934 | 0 | 85.7399 | 111.5179 | 137.2959 | 171.6666 | 171.6666 | 171.6666 | 0 | 0 | 0 | 0 | 0 | 0 | 0 | 4548 | 1841940 | 0 | 1819200 | 0 | 1212997.0967 | 849.5537 | 0
| 11 | Residential Audit Online | HVAC-DWH-Ductless Heat Pump (DHP) | Ductless Heat Pump - SEER/EER 18/12.5, HSPF 10.0 | Per Unit | 0 | 469.5 | 610.5 | 752 | 940 | 940 | 940 | 0 | 470439 | 611721 | 753504 | 941880 | 941880 | 941880 | 0 | 0 | 0 | 0 | 0 | 0 | 0 | 0 | 187800 | 244200 | 300800 | 376000 | 376000 | 376000 | 0 | 1958926.1104 | 2547229.7986 | 3137619.67 | 3922024.5875 | 3922024.5875 | 3922024.5875 | 0 | 0 | 0 | 0 | 0 | 0 | 0 | 0 | 0 | 0 | 0 | 0 | 0 | 0 | 4652 | 4661304 | 0 | 1860800 | 0 | 19409849.3414 | 0 | 0
| 12 | Residential Audit Online | HVAC-DWH-Boiler - ENERGY STAR | ENERGY STAR Boiler - 90% AFUE | Per Unit | 0 | 0 | 0 | 0 | 0 | 0 | 0 | 0 | 0 | 0 | 0 | 0 | 0 | 0 | 0 | 0 | 0 | 0 | 0 | 0 | 0 | 0 | 0 | 0 | 0 | 0 | 0 | 0 | 0 | 0 | 0 | 0 | 0 | 0 | 0 | 0 | 0 | 0 | 0 | 0 | 0 | 0 | 0 | 0 | 0 | 0 | 0 | 0 | 0 | 0 | 0 | 0 | 0 | 0 | 0 | 0 | 0
| 13 | Residential Audit Online | HVAC-DWH-Furnace - ENERGY STAR | ENERGY STAR Furnace - 95% AFUE | Per Unit | 0 | 50 | 100 | 150 | 200 | 0 | 0 | 0 | 48843 | 97686 | 146529 | 195372 | 0 | 0 | 0 | 0 | 0 | 0 | 0 | 0 | 0 | 0 | 12500 | 25000 | 37500 | 50000 | 0 | 0 | 0 | 0 | 0 | 0 | 0 | 0 | 0 | 0 | 0 | 0 | 0 | 0 | 0 | 0 | 0 | 3766.875 | 7533.75 | 11300.625 | 15067.5 | 0 | 0 | 500 | 488430 | 0 | 125000 | 0 | 0 | 0 | 37668.75
| 14 | Residential Audit Online | HVAC-DWH-Heat Pump Water Heater - ENERGY STAR | ENERGY STAR Heat Pump Water Heater ≤ 55 GAL - UEF 2.2 | Per Unit | 0 | 75 | 97 | 120 | 150 | 150 | 150 | 0 | 77250 | 99910 | 123600 | 154500 | 154500 | 154500 | 0 | 0 | 0 | 0 | 0 | 0 | 0 | 0 | 22500 | 29100 | 36000 | 45000 | 45000 | 45000 | 0 | 109155.6709 | 141174.6677 | 174649.0734 | 218311.3418 | 218311.3418 | 218311.3418 | 0 | 4.3548 | 5.6323 | 6.9677 | 8.7097 | 8.7097 | 8.7097 | 0 | 0 | 0 | 0 | 0 | 0 | 0 | 742 | 764260 | 0 | 222600 | 0 | 1079913.4373 | 43.0839 | 0
| 1 | BYOT & BYOD | Residential - BYOT - Cooling - Summer | This product targets customers with smart thermostats and pays participants an incentive to curtail load during events | Per Customer | 1233 | 1621 | 2619 | 2619 | 2619 | 2619 | 2619 | 0 | 0 | 0 | 0 | 0 | 0 | 0 | 0 | 0 | 0 | 0 | 0 | 0 | 0 | 221940 | 230130 | 390370 | 340470 | 340470 | 340470 | 340470 | 0 | 0 | 0 | 0 | 0 | 0 | 0 | 591.5245 | 777.6652 | 1256.4499 | 1256.4499 | 1256.4499 | 1256.4499 | 1256.4499 | 0 | 0 | 0 | 0 | 0 | 0 | 0 | 15949 | 0 | 0 | 2204320 | 574164 | 0 | 1256.4499 | 0
| 2 | BYOT & BYOD | Residential - BYOT - Heating - Winter | This product targets customers with smart thermostats and pays participants an incentive to curtail load during events | Per Customer | 386.6 | 564.2 | 1023.8 | 1023.8 | 1023.8 | 1023.8 | 1023.8 | 0 | 0 | 0 | 0 | 0 | 0 | 0 | 0 | 0 | 0 | 0 | 0 | 0 | 0 | 46392 | 67704 | 122856 | 122856 | 122856 | 122856 | 122856 | 0 | 0 | 0 | 0 | 0 | 0 | 0 | 231.8364 | 338.3396 | 613.9526 | 613.9526 | 613.9526 | 613.9526 | 613.9526 | 0 | 0 | 0 | 0 | 0 | 0 | 0 | 6069.8 | 0 | 0 | 728376 | 0 | 0 | 613.9526 | 0
| 3 | BYOT & BYOD | LI - Cooling | This product targets LI customers who have smart thermostats through We Care direct installs and pays participants an incentive to curtail load during events | Per Customer | 522 | 1044 | 1566 | 2088 | 2610 | 3132 | 3654 | 0 | 0 | 0 | 0 | 0 | 0 | 0 | 0 | 0 | 0 | 0 | 0 | 0 | 0 | 93960 | 161820 | 229680 | 297540 | 365400 | 433260 | 501120 | 0 | 0 | 0 | 0 | 0 | 0 | 0 | 250.4264 | 500.8529 | 751.2793 | 1001.7058 | 1252.1322 | 1502.5586 | 1752.9851 | 0 | 0 | 0 | 0 | 0 | 0 | 0 | 14616 | 0 | 0 | 2082780 | 526176 | 0 | 1752.9851 | 0
| 4 | BYOT & BYOD | LI - Heating | This product targets LI customers who have smart thermostats through We Care direct installs and pays participants an incentive to curtail load during events | Per Customer | 104.4 | 208.8 | 313.2 | 417.6 | 522 | 626.4 | 730.8 | 0 | 0 | 0 | 0 | 0 | 0 | 0 | 0 | 0 | 0 | 0 | 0 | 0 | 0 | 12528 | 25056 | 37584 | 50112 | 62640 | 75168 | 87696 | 0 | 0 | 0 | 0 | 0 | 0 | 0 | 62.6066 | 125.2132 | 187.8198 | 250.4264 | 313.033 | 375.6397 | 438.2463 | 0 | 0 | 0 | 0 | 0 | 0 | 0 | 2923.2 | 0 | 0 | 350784 | 0 | 0 | 438.2463 | 0
| 5 | BYOT & BYOD | Marketplace - Cooling | This product targets customers who had their smart thermostats from online marketplace and pays participants an incentive to curtail load during events | Per Customer | 1045 | 3135 | 7015 | 15075 | 26875 | 38675 | 50475 | 0 | 0 | 0 | 0 | 0 | 0 | 0 | 0 | 0 | 0 | 0 | 0 | 0 | 0 | 188100 | 512050 | 1105950 | 2362750 | 4083750 | 5617750 | 7151750 | 0 | 0 | 0 | 0 | 0 | 0 | 0 | 501.3326 | 1503.9979 | 3365.4051 | 7232.1429 | 12893.1237 | 18554.1045 | 24215.0853 | 0 | 0 | 0 | 0 | 0 | 0 | 0 | 142295 | 0 | 0 | 21022100 | 5122620 | 0 | 24215.0853 | 0
| 6 | BYOT & BYOD | Marketplace - Heating | This product targets customers who had their smart thermostats from online marketplace and pays participants an incentive to curtail load during events | Per Customer | 209 | 627 | 1463 | 3135 | 5535 | 7935 | 10335 | 0 | 0 | 0 | 0 | 0 | 0 | 0 | 0 | 0 | 0 | 0 | 0 | 0 | 0 | 25080 | 75240 | 175560 | 376200 | 664200 | 952200 | 1240200 | 0 | 0 | 0 | 0 | 0 | 0 | 0 | 125.3332 | 375.9995 | 877.3321 | 1879.9973 | 3319.2297 | 4758.4622 | 6197.6946 | 0 | 0 | 0 | 0 | 0 | 0 | 0 | 29239 | 0 | 0 | 3508680 | 0 | 0 | 6197.6946 | 0
| 7 | BYOT & BYOD | Small NonRes - Cooling | This product targets small non-residential customers with smart thermostats and pays participants an incentive to curtail load during events | Per Customer | 0 | 0 | 300 | 600 | 800 | 1000 | 1200 | 0 | 0 | 0 | 0 | 0 | 0 | 0 | 0 | 0 | 0 | 0 | 0 | 0 | 0 | 0 | 0 | 90000 | 165000 | 210000 | 260000 | 310000 | 0 | 0 | 0 | 0 | 0 | 0 | 0 | 0 | 0 | 477 | 954 | 1272 | 1590 | 1908 | 0 | 0 | 0 | 0 | 0 | 0 | 0 | 3900 | 0 | 0 | 1035000 | 140400 | 0 | 1908 | 0
| 8 | BYOT & BYOD | Residential - BYOD - Room A/C - Summer | This product targets customers with grid connected room A/Cs and pays participants an incentive to curtail load during events | Per Customer | 0 | 0 | 10 | 15 | 22.5 | 33.75 | 50.625 | 0 | 0 | 0 | 0 | 0 | 0 | 0 | 0 | 0 | 0 | 0 | 0 | 0 | 0 | 0 | 0 | 3000 | 4000 | 6000 | 9000 | 13500 | 0 | 0 | 0 | 0 | 0 | 0 | 0 | 0 | 0 | 5 | 7.5 | 11.25 | 16.875 | 25.3125 | 0 | 0 | 0 | 0 | 0 | 0 | 0 | 131.875 | 0 | 0 | 35500 | 4747.5 | 0 | 25.3125 | 0
| 9 | BYOT & BYOD | Residential - BYOD - Water Heating | This product targets customers with grid connected water heaters and pays participants an incentive to curtail load during events | Per Customer | 0 | 0 | 10 | 15 | 22.5 | 33.75 | 50.625 | 0 | 0 | 0 | 0 | 0 | 0 | 0 | 0 | 0 | 0 | 0 | 0 | 0 | 0 | 0 | 0 | 1750 | 2125 | 3187.5 | 4781.25 | 7171.875 | 0 | 0 | 0 | 0 | 0 | 0 | 0 | 0 | 0 | 5 | 7.5 | 11.25 | 16.875 | 25.3125 | 0 | 0 | 0 | 0 | 0 | 0 | 0 | 131.875 | 0 | 0 | 19015.625 | 4747.5 | 0 | 25.3125 | 0
| 1 | Business Rebates | Commercial Energy Audit | Audit | Per Audit | 10 | 10 | 10 | 10 | 10 | 10 | 10 | 120000 | 120000 | 120000 | 120000 | 120000 | 120000 | 120000 | 0 | 0 | 0 | 0 | 0 | 0 | 0 | 30000 | 30000 | 30000 | 30000 | 30000 | 30000 | 30000 | 0 | 0 | 0 | 0 | 0 | 0 | 0 | 0 | 0 | 0 | 0 | 0 | 0 | 0 | 0 | 0 | 0 | 0 | 0 | 0 | 0 | 70 | 840000 | 0 | 210000 | 0 | 0 | 0 | 0
| 2 | Business Rebates | Air Cooled Chiller | 1.18 kW/ton full load (10.1 EER) | Per Ton | 283 | 283 | 283 | 283 | 283 | 283 | 283 | 30847 | 30847 | 30847 | 30847 | 30847 | 30847 | 30847 | 0 | 0 | 0 | 0 | 0 | 0 | 0 | 1415 | 1415 | 1415 | 1415 | 1415 | 1415 | 1415 | 25971.3105 | 25971.3105 | 25971.3105 | 25971.3105 | 25971.3105 | 25971.3105 | 25971.3105 | 15.2859 | 15.2859 | 15.2859 | 15.2859 | 15.2859 | 15.2859 | 15.2859 | 0 | 0 | 0 | 0 | 0 | 0 | 0 | 1981 | 215929 | 0 | 9905 | 0 | 181799.1736 | 107.0013 | 0
| 3 | Business Rebates | Water Cooled Chiller < 150 Tons | 0.66 kW/ton (full load); 0.54 kW/ton (IPLV) | Per Ton | 0 | 0 | 1 | 0 | 0 | 1 | 0 | 0 | 0 | 10400 | 0 | 0 | 10400 | 0 | 0 | 0 | 0 | 0 | 0 | 0 | 0 | 0 | 0 | 300 | 0 | 0 | 300 | 0 | 0 | 0 | 2182.7576 | 0 | 0 | 2182.7576 | 0 | 0 | 0 | 4.848 | 0 | 0 | 4.848 | 0 | 0 | 0 | 0 | 0 | 0 | 0 | 0 | 2 | 20800 | 0 | 600 | 0 | 4365.5152 | 9.696 | 0
| 4 | Business Rebates | Water Cooled Chiller ≥ 150 Tons & ≤ 300 Tons | 0.58 kW/ton (full load); 0.49 kW/ton (IPLV) | Per Ton | 1 | 0 | 0 | 1 | 0 | 0 | 1 | 15600 | 0 | 0 | 15600 | 0 | 0 | 15600 | 0 | 0 | 0 | 0 | 0 | 0 | 0 | 600 | 0 | 0 | 600 | 0 | 0 | 600 | 10913.7881 | 0 | 0 | 10913.7881 | 0 | 0 | 10913.7881 | 12.928 | 0 | 0 | 12.928 | 0 | 0 | 12.928 | 0 | 0 | 0 | 0 | 0 | 0 | 0 | 3 | 46800 | 0 | 1800 | 0 | 32741.3643 | 38.784 | 0
| 5 | Business Rebates | Water Cooled Chiller > 300 Tons | 0.53 kW/ton (full load); 0.46 kW/ton (IPLV) | Per Ton | 0 | 1 | 0 | 0 | 1 | 0 | 0 | 0 | 5732 | 0 | 0 | 5732 | 0 | 0 | 0 | 0 | 0 | 0 | 0 | 0 | 0 | 0 | 1200 | 0 | 0 | 1200 | 0 | 0 | 0 | 51321.5369 | 0 | 0 | 51321.5369 | 0 | 0 | 0 | 21.5349 | 0 | 0 | 21.5349 | 0 | 0 | 0 | 0 | 0 | 0 | 0 | 0 | 0 | 2 | 11464 | 0 | 2400 | 0 | 102643.0738 | 43.0698 | 0
| 6 | Business Rebates | Air Cooled Chilled Water Reset, 0-100 tons | Air Cooled Chilled Water Reset | Per Unit | 0 | 1 | 0 | 0 | 1 | 0 | 0 | 0 | 400 | 0 | 0 | 400 | 0 | 0 | 0 | 0 | 0 | 0 | 0 | 0 | 0 | 0 | 100 | 0 | 0 | 100 | 0 | 0 | 0 | 2825.8201 | 0 | 0 | 2825.8201 | 0 | 0 | 0 | 1.7957 | 0 | 0 | 1.7957 | 0 | 0 | 0 | 0 | 0 | 0 | 0 | 0 | 0 | 2 | 800 | 0 | 200 | 0 | 5651.6403 | 3.5914 | 0
| 7 | Business Rebates | Air Cooled Chilled Water Reset, 100-200 tons | Air Cooled Chilled Water Reset | Per Unit | 0 | 0 | 1 | 0 | 0 | 1 | 0 | 0 | 0 | 800 | 0 | 0 | 800 | 0 | 0 | 0 | 0 | 0 | 0 | 0 | 0 | 0 | 0 | 200 | 0 | 0 | 200 | 0 | 0 | 0 | 6704.3426 | 0 | 0 | 6704.3426 | 0 | 0 | 0 | 4.2604 | 0 | 0 | 4.2604 | 0 | 0 | 0 | 0 | 0 | 0 | 0 | 0 | 2 | 1600 | 0 | 400 | 0 | 13408.6852 | 8.5208 | 0
| 8 | Business Rebates | Air Cooled Chilled Water Reset, 200-300 tons | Air Cooled Chilled Water Reset | Per Unit | 1 | 0 | 0 | 1 | 0 | 0 | 1 | 1200 | 0 | 0 | 1200 | 0 | 0 | 1200 | 0 | 0 | 0 | 0 | 0 | 0 | 0 | 300 | 0 | 0 | 300 | 0 | 0 | 300 | 10141.4419 | 0 | 0 | 10141.4419 | 0 | 0 | 10141.4419 | 6.4445 | 0 | 0 | 6.4445 | 0 | 0 | 6.4445 | 0 | 0 | 0 | 0 | 0 | 0 | 0 | 3 | 3600 | 0 | 900 | 0 | 30424.3257 | 19.3336 | 0
| 9 | Business Rebates | Air Cooled Chilled Water Reset, 300-400 tons | Air Cooled Chilled Water Reset | Per Unit | 0 | 1 | 0 | 0 | 1 | 0 | 0 | 0 | 2000 | 0 | 0 | 2000 | 0 | 0 | 0 | 0 | 0 | 0 | 0 | 0 | 0 | 0 | 500 | 0 | 0 | 500 | 0 | 0 | 0 | 15974.3684 | 0 | 0 | 15974.3684 | 0 | 0 | 0 | 10.1512 | 0 | 0 | 10.1512 | 0 | 0 | 0 | 0 | 0 | 0 | 0 | 0 | 0 | 2 | 4000 | 0 | 1000 | 0 | 31948.7368 | 20.3023 | 0
| 10 | Business Rebates | Air Cooled Chilled Water Reset, 400-500 tons | Air Cooled Chilled Water Reset | Per Unit | 0 | 0 | 1 | 0 | 0 | 1 | 0 | 0 | 0 | 3200 | 0 | 0 | 3200 | 0 | 0 | 0 | 0 | 0 | 0 | 0 | 0 | 0 | 0 | 800 | 0 | 0 | 800 | 0 | 0 | 0 | 25335.3483 | 0 | 0 | 25335.3483 | 0 | 0 | 0 | 16.0997 | 0 | 0 | 16.0997 | 0 | 0 | 0 | 0 | 0 | 0 | 0 | 0 | 2 | 6400 | 0 | 1600 | 0 | 50670.6966 | 32.1995 | 0
| 11 | Business Rebates | Water Cooled Chilled Water Reset, 0-1000 tons | Water Cooled Chilled Water Reset | Per Unit | 1 | 2 | 1 | 2 | 1 | 2 | 1 | 1200 | 2400 | 1200 | 2400 | 1200 | 2400 | 1200 | 0 | 0 | 0 | 0 | 0 | 0 | 0 | 300 | 600 | 300 | 600 | 300 | 600 | 300 | 13465.1392 | 26930.2784 | 13465.1392 | 26930.2784 | 13465.1392 | 26930.2784 | 13465.1392 | 7.9032 | 15.8065 | 7.9032 | 15.8065 | 7.9032 | 15.8065 | 7.9032 | 0 | 0 | 0 | 0 | 0 | 0 | 0 | 10 | 12000 | 0 | 3000 | 0 | 134651.3919 | 79.0323 | 0
| 12 | Business Rebates | Water Cooled Chilled Water Reset, 1000-2000 tons | Water Cooled Chilled Water Reset | Per Unit | 2 | 1 | 2 | 1 | 2 | 1 | 2 | 6400 | 3200 | 6400 | 3200 | 6400 | 3200 | 6400 | 0 | 0 | 0 | 0 | 0 | 0 | 0 | 1600 | 800 | 1600 | 800 | 1600 | 800 | 1600 | 78559.6618 | 39279.8309 | 78559.6618 | 39279.8309 | 78559.6618 | 39279.8309 | 78559.6618 | 46.1098 | 23.0549 | 46.1098 | 23.0549 | 46.1098 | 23.0549 | 46.1098 | 0 | 0 | 0 | 0 | 0 | 0 | 0 | 11 | 35200 | 0 | 8800 | 0 | 432078.1401 | 253.6039 | 0
| 13 | Business Rebates | Water Cooled Chilled Water Reset, 2000-3000 tons | Water Cooled Chilled Water Reset | Per Unit | 1 | 0 | 0 | 1 | 0 | 0 | 1 | 8000 | 0 | 0 | 8000 | 0 | 0 | 8000 | 0 | 0 | 0 | 0 | 0 | 0 | 0 | 2000 | 0 | 0 | 2000 | 0 | 0 | 2000 | 65466.3849 | 0 | 0 | 65466.3849 | 0 | 0 | 65466.3849 | 38.4248 | 0 | 0 | 38.4248 | 0 | 0 | 38.4248 | 0 | 0 | 0 | 0 | 0 | 0 | 0 | 3 | 24000 | 0 | 6000 | 0 | 196399.1546 | 115.2745 | 0
| 14 | Business Rebates | Motor - High Efficiency (1 HP - 250 HP) | High Efficiency Motors - 1 HP to 250 HP (Open Drip Roof and Totally Enclosed Fan-Cooled) | Per HP | 807 | 807 | 807 | 807 | 807 | 807 | 807 | 69696.315 | 69696.315 | 69696.315 | 69696.315 | 69696.315 | 69696.315 | 69696.315 | 0 | 0 | 0 | 0 | 0 | 0 | 0 | 1614 | 1614 | 1614 | 1614 | 1614 | 1614 | 1614 | 24390.5663 | 24390.5663 | 24390.5663 | 24390.5663 | 24390.5663 | 24390.5663 | 24390.5663 | 5.087 | 5.087 | 5.087 | 5.087 | 5.087 | 5.087 | 5.087 | 0 | 0 | 0 | 0 | 0 | 0 | 0 | 5649 | 487874.205 | 0 | 11298 | 0 | 170733.9638 | 35.6091 | 0
| 15 | Business Rebates | Pump - High Efficiency (7.5 HP) | Efficiency of 73% or more for system | Per Pump | 3.0714 | 3.0714 | 3.0714 | 3.0714 | 3.0714 | 3.0714 | 3.0714 | 2689.8271 | 2689.8271 | 2689.8271 | 2689.8271 | 2689.8271 | 2689.8271 | 2689.8271 | 0 | 0 | 0 | 0 | 0 | 0 | 0 | 153.5714 | 153.5714 | 153.5714 | 153.5714 | 153.5714 | 153.5714 | 153.5714 | 5170.942 | 5170.942 | 5170.942 | 5170.942 | 5170.942 | 5170.942 | 5170.942 | 1.7334 | 1.7334 | 1.7334 | 1.7334 | 1.7334 | 1.7334 | 1.7334 | 0 | 0 | 0 | 0 | 0 | 0 | 0 | 21.5 | 18828.7898 | 0 | 1075 | 0 | 36196.5938 | 12.1341 | 0
| 16 | Business Rebates | Pump - High Efficiency (10 HP) | Efficiency of 75% or more for system | Per Pump | 5.1429 | 5.1429 | 5.1429 | 5.1429 | 5.1429 | 5.1429 | 5.1429 | 4865.8582 | 4865.8582 | 4865.8582 | 4865.8582 | 4865.8582 | 4865.8582 | 4865.8582 | 0 | 0 | 0 | 0 | 0 | 0 | 0 | 308.5714 | 308.5714 | 308.5714 | 308.5714 | 308.5714 | 308.5714 | 308.5714 | 11544.4286 | 11544.4286 | 11544.4286 | 11544.4286 | 11544.4286 | 11544.4286 | 11544.4286 | 3.87 | 3.87 | 3.87 | 3.87 | 3.87 | 3.87 | 3.87 | 0 | 0 | 0 | 0 | 0 | 0 | 0 | 36 | 34061.0072 | 0 | 2160 | 0 | 80811 | 27.09 | 0
| 17 | Business Rebates | Pump - High Efficiency (15 HP) | Efficiency of 77% or more for system | Per Pump | 0.5 | 0.5 | 0.5 | 0.5 | 0.5 | 0.5 | 0.5 | 527.5222 | 527.5222 | 527.5222 | 527.5222 | 527.5222 | 527.5222 | 527.5222 | 0 | 0 | 0 | 0 | 0 | 0 | 0 | 50 | 50 | 50 | 50 | 50 | 50 | 50 | 1683.5625 | 1683.5625 | 1683.5625 | 1683.5625 | 1683.5625 | 1683.5625 | 1683.5625 | 0.56437 | 0.56437 | 0.56437 | 0.56437 | 0.56437 | 0.56437 | 0.56437 | 0 | 0 | 0 | 0 | 0 | 0 | 0 | 3.5 | 3692.6551 | 0 | 350 | 0 | 11784.9375 | 3.9506 | 0
| 18 | Business Rebates | Pump - High Efficiency (20 HP) | Efficiency of 77% or more for system | Per Pump | 6.0714 | 6.0714 | 6.0714 | 6.0714 | 6.0714 | 6.0714 | 6.0714 | 6920.4229 | 6920.4229 | 6920.4229 | 6920.4229 | 6920.4229 | 6920.4229 | 6920.4229 | 0 | 0 | 0 | 0 | 0 | 0 | 0 | 910.7143 | 910.7143 | 910.7143 | 910.7143 | 910.7143 | 910.7143 | 910.7143 | 27257.6786 | 27257.6786 | 27257.6786 | 27257.6786 | 27257.6786 | 27257.6786 | 27257.6786 | 9.1375 | 9.1375 | 9.1375 | 9.1375 | 9.1375 | 9.1375 | 9.1375 | 0 | 0 | 0 | 0 | 0 | 0 | 0 | 42.5 | 48442.9604 | 0 | 6375 | 0 | 190803.75 | 63.9625 | 0
| 19 | Business Rebates | Pump - High Efficiency (30 HP) | Efficiency of 77% or more for system | Per Pump | 1.5 | 1.5 | 1.5 | 1.5 | 1.5 | 1.5 | 1.5 | 1906.5523 | 1906.5523 | 1906.5523 | 1906.5523 | 1906.5523 | 1906.5523 | 1906.5523 | 0 | 0 | 0 | 0 | 0 | 0 | 0 | 300 | 300 | 300 | 300 | 300 | 300 | 300 | 10101.375 | 10101.375 | 10101.375 | 10101.375 | 10101.375 | 10101.375 | 10101.375 | 3.3862 | 3.3862 | 3.3862 | 3.3862 | 3.3862 | 3.3862 | 3.3862 | 0 | 0 | 0 | 0 | 0 | 0 | 0 | 10.5 | 13345.8662 | 0 | 2100 | 0 | 70709.625 | 23.7037 | 0
| 20 | Business Rebates | Pump - High Efficiency (40 HP) | Efficiency of 77% or more for system | Per Pump | 2.5714 | 2.5714 | 2.5714 | 2.5714 | 2.5714 | 2.5714 | 2.5714 | 3531.0427 | 3531.0427 | 3531.0427 | 3531.0427 | 3531.0427 | 3531.0427 | 3531.0427 | 0 | 0 | 0 | 0 | 0 | 0 | 0 | 642.8571 | 642.8571 | 642.8571 | 642.8571 | 642.8571 | 642.8571 | 642.8571 | 23088.8571 | 23088.8571 | 23088.8571 | 23088.8571 | 23088.8571 | 23088.8571 | 23088.8571 | 7.74 | 7.74 | 7.74 | 7.74 | 7.74 | 7.74 | 7.74 | 0 | 0 | 0 | 0 | 0 | 0 | 0 | 18 | 24717.2989 | 0 | 4500 | 0 | 161622 | 54.18 | 0
| 21 | Business Rebates | Pump - High Efficiency (50 HP) | Efficiency of 77% or more for system | Per Pump | 2 | 2 | 2 | 2 | 2 | 2 | 2 | 2916.0719 | 2916.0719 | 2916.0719 | 2916.0719 | 2916.0719 | 2916.0719 | 2916.0719 | 0 | 0 | 0 | 0 | 0 | 0 | 0 | 600 | 600 | 600 | 600 | 600 | 600 | 600 | 22447.5 | 22447.5 | 22447.5 | 22447.5 | 22447.5 | 22447.5 | 22447.5 | 7.525 | 7.525 | 7.525 | 7.525 | 7.525 | 7.525 | 7.525 | 0 | 0 | 0 | 0 | 0 | 0 | 0 | 14 | 20412.503 | 0 | 4200 | 0 | 157132.5 | 52.675 | 0
| 22 | Business Rebates | Variable Frequency Drives | Variable Frequency Drives (VFDs) - All Sizes | Per HP | 3095.2143 | 3095.2143 | 3095.2143 | 3095.2143 | 3095.2143 | 3095.2143 | 3095.2143 | 515353.1786 | 515353.1786 | 515353.1786 | 515353.1786 | 515353.1786 | 515353.1786 | 515353.1786 | 0 | 0 | 0 | 0 | 0 | 0 | 0 | 49523.4286 | 49523.4286 | 49523.4286 | 49523.4286 | 49523.4286 | 49523.4286 | 49523.4286 | 1566249.3301 | 1566249.3301 | 1566249.3301 | 1566249.3301 | 1566249.3301 | 1566249.3301 | 1566249.3301 | 344.6828 | 344.6828 | 344.6828 | 344.6828 | 344.6828 | 344.6828 | 344.6828 | 0 | 0 | 0 | 0 | 0 | 0 | 0 | 21666.5 | 3607472.25 | 0 | 346664 | 0 | 10963745.311 | 2412.7798 | 0
| 23 | Business Rebates | LED Refrigerated Display Light | LED Refrigerated Display Light | Per Unit | 635.3571 | 635.3571 | 635.3571 | 635.3571 | 635.3571 | 635.3571 | 635.3571 | 73066.0714 | 73066.0714 | 73066.0714 | 73066.0714 | 73066.0714 | 73066.0714 | 73066.0714 | -459.575 | -459.575 | -459.575 | -459.575 | -459.575 | -459.575 | -459.575 | 5718.2143 | 5718.2143 | 5718.2143 | 5718.2143 | 5718.2143 | 5718.2143 | 5718.2143 | 219472.9109 | 219472.9109 | 219472.9109 | 219472.9109 | 219472.9109 | 219472.9109 | 219472.9109 | 33.7237 | 33.7237 | 33.7237 | 33.7237 | 33.7237 | 33.7237 | 33.7237 | 0 | 0 | 0 | 0 | 0 | 0 | 0 | 4447.5 | 511462.5 | -3217.025 | 40027.5 | 0 | 1536310.3766 | 236.0662 | 0
| 24 | Business Rebates | LED Exit Signs (replacement) | LED Exit Signs (replacement) | Per Unit | 1375.5 | 1375.5 | 1375.5 | 1375.5 | 1375.5 | 1375.5 | 1375.5 | 48142.5 | 48142.5 | 48142.5 | 48142.5 | 48142.5 | 48142.5 | 48142.5 | 0 | 0 | 0 | 0 | 0 | 0 | 0 | 13755 | 13755 | 13755 | 13755 | 13755 | 13755 | 13755 | 418625.5794 | 418625.5794 | 418625.5794 | 418625.5794 | 418625.5794 | 418625.5794 | 418625.5794 | 64.7647 | 64.7647 | 64.7647 | 64.7647 | 64.7647 | 64.7647 | 64.7647 | 0 | 0 | 0 | 0 | 0 | 0 | 0 | 9628.5 | 336997.5 | 0 | 96285 | 0 | 2930379.0558 | 453.3532 | 0
| 25 | Business Rebates | Efficient Lighting Controls - Occupancy Sensor | Occupancy Sensor ($0.03 per Controlled Watt) | Per Controlled Watt | 376632.0714 | 376632.0714 | 376632.0714 | 376632.0714 | 376632.0714 | 376632.0714 | 376632.0714 | 278364.9278 | 278364.9278 | 278364.9278 | 278364.9278 | 278364.9278 | 278364.9278 | 278364.9278 | 0 | 0 | 0 | 0 | 0 | 0 | 0 | 11298.9621 | 11298.9621 | 11298.9621 | 11298.9621 | 11298.9621 | 11298.9621 | 11298.9621 | 433137.6571 | 433137.6571 | 433137.6571 | 433137.6571 | 433137.6571 | 433137.6571 | 433137.6571 | 49.2508 | 49.2508 | 49.2508 | 49.2508 | 49.2508 | 49.2508 | 49.2508 | 0 | 0 | 0 | 0 | 0 | 0 | 0 | 2636424.5 | 1948554.4948 | 0 | 79092.735 | 0 | 3031963.6 | 344.7554 | 0
| 26 | Business Rebates | Efficient Lighting Controls - Daylight Dimming-Continuous Fixtures | Daylight Dimming-Continuous Fixtures ($0.03 per Controlled Watt) | Per Controlled Watt | 0 | 1 | 0 | 0 | 1 | 0 | 0 | 0 | 2518.1816 | 0 | 0 | 2518.1816 | 0 | 0 | 0 | 0 | 0 | 0 | 0 | 0 | 0 | 0 | 189.27 | 0 | 0 | 189.27 | 0 | 0 | 0 | 6669.8142 | 0 | 0 | 6669.8142 | 0 | 0 | 0 | 4.1829 | 0 | 0 | 4.1829 | 0 | 0 | 0 | 0 | 0 | 0 | 0 | 0 | 0 | 2 | 5036.3631 | 0 | 378.54 | 0 | 13339.6285 | 8.3657 | 0
| 27 | Business Rebates | Efficient Lighting Controls - Occupancy/Daylight Dual Control | Occupancy/Daylight Dual Control ($0.03 per Controlled Watt) | Per Controlled Watt | 0 | 0 | 1 | 0 | 0 | 1 | 0 | 0 | 0 | 9636.8337 | 0 | 0 | 9636.8337 | 0 | 0 | 0 | 0 | 0 | 0 | 0 | 0 | 0 | 0 | 189.27 | 0 | 0 | 189.27 | 0 | 0 | 0 | 9051.8907 | 0 | 0 | 9051.8907 | 0 | 0 | 0 | 4.1829 | 0 | 0 | 4.1829 | 0 | 0 | 0 | 0 | 0 | 0 | 0 | 0 | 2 | 19273.6673 | 0 | 378.54 | 0 | 18103.7815 | 8.3657 | 0
| 28 | Business Rebates | Custom Projects | Custom Projects - Saves 1 kW of Demand or More | Per Saved kWh (first year savings only) | 10000000 | 16000000 | 24000000 | 24000000 | 24000000 | 24000000 | 24000000 | 2211787.5298 | 3538860.0476 | 5308290.0714 | 5308290.0714 | 5308290.0714 | 5308290.0714 | 5308290.0714 | 0 | 0 | 0 | 0 | 0 | 0 | 0 | 841404.8962 | 1346247.834 | 2019371.751 | 2019371.751 | 2019371.751 | 2019371.751 | 2019371.751 | 10000000 | 16000000 | 24000000 | 24000000 | 24000000 | 24000000 | 24000000 | 2731.2392 | 4369.9827 | 6554.974 | 6554.974 | 6554.974 | 6554.974 | 6554.974 | 0 | 0 | 0 | 0 | 0 | 0 | 0 | 146000000 | 32292097.9346 | 0 | 12284511.485 | 0 | 146000000 | 39876.0919 | 0
| 29 | Business Rebates | Commercial New Construction Tier 1 <25,000 sqft | Commercial New Construction Tier 1 - 10% Over Code | Per Project | 0 | 1 | 0 | 0 | 1 | 0 | 0 | 0 | 10980.198 | 0 | 0 | 10980.198 | 0 | 0 | 0 | 0 | 0 | 0 | 0 | 0 | 0 | 0 | 1500 | 0 | 0 | 1500 | 0 | 0 | 0 | 49644 | 0 | 0 | 49644 | 0 | 0 | 0 | 7.7429 | 0 | 0 | 7.7429 | 0 | 0 | 0 | 397.4057 | 0 | 0 | 397.4057 | 0 | 0 | 2 | 21960.396 | 0 | 3000 | 0 | 99288 | 15.4857 | 794.8114
| 30 | Business Rebates | Commercial New Construction Tier 2 <25,000 sqft | Commercial New Construction Tier 2 - 15% Over Code | Per Project | 1 | 0 | 1 | 0 | 1 | 0 | 1 | 16470.297 | 0 | 16470.297 | 0 | 16470.297 | 0 | 16470.297 | 0 | 0 | 0 | 0 | 0 | 0 | 0 | 2300 | 0 | 2300 | 0 | 2300 | 0 | 2300 | 74466 | 0 | 74466 | 0 | 74466 | 0 | 74466 | 11.6143 | 0 | 11.6143 | 0 | 11.6143 | 0 | 11.6143 | 596.1086 | 0 | 596.1086 | 0 | 596.1086 | 0 | 596.1086 | 4 | 65881.1881 | 0 | 9200 | 0 | 297864 | 46.4571 | 2384.4343
| 31 | Business Rebates | Commercial New Construction Tier 3 <25,000 sqft | Commercial New Construction Tier 3 - 20% Over Code | Per Project | 0 | 0 | 1 | 0 | 0 | 1 | 0 | 0 | 0 | 21960.396 | 0 | 0 | 21960.396 | 0 | 0 | 0 | 0 | 0 | 0 | 0 | 0 | 0 | 0 | 3000 | 0 | 0 | 3000 | 0 | 0 | 0 | 99288 | 0 | 0 | 99288 | 0 | 0 | 0 | 15.4857 | 0 | 0 | 15.4857 | 0 | 0 | 0 | 794.8114 | 0 | 0 | 794.8114 | 0 | 2 | 43920.7921 | 0 | 6000 | 0 | 198576 | 30.9714 | 1589.6229
| 32 | Business Rebates | Commercial New Construction Tier 4 <25,000 sqft | Commercial New Construction Tier 4 - 25% Over Code | Per Project | 1 | 1 | 1 | 1 | 1 | 1 | 1 | 27450.495 | 27450.495 | 27450.495 | 27450.495 | 27450.495 | 27450.495 | 27450.495 | 0 | 0 | 0 | 0 | 0 | 0 | 0 | 3800 | 3800 | 3800 | 3800 | 3800 | 3800 | 3800 | 124110 | 124110 | 124110 | 124110 | 124110 | 124110 | 124110 | 19.3571 | 19.3571 | 19.3571 | 19.3571 | 19.3571 | 19.3571 | 19.3571 | 993.5143 | 993.5143 | 993.5143 | 993.5143 | 993.5143 | 993.5143 | 993.5143 | 7 | 192153.4652 | 0 | 26600 | 0 | 868770 | 135.5 | 6954.6
| 33 | Business Rebates | Commercial New Construction Tier 1 ≥25,000 sqft | Commercial New Construction Tier 1 - 10% Over Code | Per Project | 1 | 0 | 0 | 1 | 0 | 0 | 1 | 32940.594 | 0 | 0 | 32940.594 | 0 | 0 | 32940.594 | 0 | 0 | 0 | 0 | 0 | 0 | 0 | 4500 | 0 | 0 | 4500 | 0 | 0 | 4500 | 148932 | 0 | 0 | 148932 | 0 | 0 | 148932 | 23.2286 | 0 | 0 | 23.2286 | 0 | 0 | 23.2286 | 1192.2171 | 0 | 0 | 1192.2171 | 0 | 0 | 1192.2171 | 3 | 98821.7821 | 0 | 13500 | 0 | 446796 | 69.6857 | 3576.6514
| 34 | Business Rebates | Commercial New Construction Tier 2 ≥25,000 sqft | Commercial New Construction Tier 2 - 15% Over Code | Per Project | 0 | 1 | 0 | 0 | 1 | 0 | 0 | 0 | 49410.8911 | 0 | 0 | 49410.8911 | 0 | 0 | 0 | 0 | 0 | 0 | 0 | 0 | 0 | 0 | 6800 | 0 | 0 | 6800 | 0 | 0 | 0 | 223398 | 0 | 0 | 223398 | 0 | 0 | 0 | 34.8429 | 0 | 0 | 34.8429 | 0 | 0 | 0 | 1788.3257 | 0 | 0 | 1788.3257 | 0 | 0 | 2 | 98821.7821 | 0 | 13600 | 0 | 446796 | 69.6857 | 3576.6514
| 35 | Business Rebates | Commercial New Construction Tier 3 ≥25,000 sqft | Commercial New Construction Tier 3 - 20% Over Code | Per Project | 0 | 0 | 1 | 0 | 0 | 1 | 0 | 0 | 0 | 65881.1881 | 0 | 0 | 65881.1881 | 0 | 0 | 0 | 0 | 0 | 0 | 0 | 0 | 0 | 0 | 9000 | 0 | 0 | 9000 | 0 | 0 | 0 | 297864 | 0 | 0 | 297864 | 0 | 0 | 0 | 46.4571 | 0 | 0 | 46.4571 | 0 | 0 | 0 | 2384.4343 | 0 | 0 | 2384.4343 | 0 | 2 | 131762.3762 | 0 | 18000 | 0 | 595728 | 92.9143 | 4768.8686
| 36 | Business Rebates | Commercial New Construction Tier 4 ≥25,000 sqft | Commercial New Construction Tier 4 - 25% Over Code | Per Project | 0 | 0 | 0 | 0 | 0 | 0 | 0 | 0 | 0 | 0 | 0 | 0 | 0 | 0 | 0 | 0 | 0 | 0 | 0 | 0 | 0 | 0 | 0 | 0 | 0 | 0 | 0 | 0 | 0 | 0 | 0 | 0 | 0 | 0 | 0 | 0 | 0 | 0 | 0 | 0 | 0 | 0 | 0 | 0 | 0 | 0 | 0 | 0 | 0 | 0 | 0 | 0 | 0 | 0 | 0 | 0 | 0
| 37 | Business Rebates | Commercial New Construction LEED 1 to 5 Points <25,000 sqft | Commercial New Construction LEED 1 to 5 Points - LEED Energy & Atmosphere, Credit 1 Category Optimize Energy Efficiency Performance | Per Project | 1 | 0 | 0 | 1 | 0 | 0 | 1 | 37200 | 0 | 0 | 37200 | 0 | 0 | 37200 | 0 | 0 | 0 | 0 | 0 | 0 | 0 | 2000 | 0 | 0 | 2000 | 0 | 0 | 2000 | 0 | 0 | 0 | 0 | 0 | 0 | 0 | 0 | 0 | 0 | 0 | 0 | 0 | 0 | 0 | 0 | 0 | 0 | 0 | 0 | 0 | 3 | 111600 | 0 | 6000 | 0 | 0 | 0 | 0
| 38 | Business Rebates | Commercial New Construction LEED 6 to 10 Points <25,000 sqft | Commercial New Construction LEED 6 to 10 Points - LEED Energy & Atmosphere, Credit 1 Category Optimize Energy Efficiency Performance | Per Project | 0 | 1 | 0 | 0 | 1 | 0 | 0 | 0 | 37200 | 0 | 0 | 37200 | 0 | 0 | 0 | 0 | 0 | 0 | 0 | 0 | 0 | 0 | 2500 | 0 | 0 | 2500 | 0 | 0 | 0 | 0 | 0 | 0 | 0 | 0 | 0 | 0 | 0 | 0 | 0 | 0 | 0 | 0 | 0 | 0 | 0 | 0 | 0 | 0 | 0 | 2 | 74400 | 0 | 5000 | 0 | 0 | 0 | 0
| 39 | Business Rebates | Commercial New Construction LEED 11 to 15 Points <25,000 sqft | Commercial New Construction LEED 11 to 15 Points - LEED Energy & Atmosphere, Credit 1 Category Optimize Energy Efficiency Performance | Per Project | 0 | 0 | 1 | 0 | 0 | 1 | 0 | 0 | 0 | 37200 | 0 | 0 | 37200 | 0 | 0 | 0 | 0 | 0 | 0 | 0 | 0 | 0 | 0 | 3000 | 0 | 0 | 3000 | 0 | 0 | 0 | 0 | 0 | 0 | 0 | 0 | 0 | 0 | 0 | 0 | 0 | 0 | 0 | 0 | 0 | 0 | 0 | 0 | 0 | 0 | 2 | 74400 | 0 | 6000 | 0 | 0 | 0 | 0
| 40 | Business Rebates | Commercial New Construction LEED 16+ Points <25,000 sqft | Commercial New Construction LEED 16+ Points - LEED Energy & Atmosphere, Credit 1 Category Optimize Energy Efficiency Performance | Per Project | 1 | 0 | 0 | 1 | 0 | 0 | 1 | 37200 | 0 | 0 | 37200 | 0 | 0 | 37200 | 0 | 0 | 0 | 0 | 0 | 0 | 0 | 3500 | 0 | 0 | 3500 | 0 | 0 | 3500 | 0 | 0 | 0 | 0 | 0 | 0 | 0 | 0 | 0 | 0 | 0 | 0 | 0 | 0 | 0 | 0 | 0 | 0 | 0 | 0 | 0 | 3 | 111600 | 0 | 10500 | 0 | 0 | 0 | 0
| 41 | Business Rebates | Commercial New Construction LEED 1 to 5 Points ≥25,000 sqft | Commercial New Construction LEED 1 to 5 Points - LEED Energy & Atmosphere, Credit 1 Category Optimize Energy Efficiency Performance | Per Project | 0 | 1 | 0 | 0 | 1 | 0 | 0 | 0 | 37200 | 0 | 0 | 37200 | 0 | 0 | 0 | 0 | 0 | 0 | 0 | 0 | 0 | 0 | 4000 | 0 | 0 | 4000 | 0 | 0 | 0 | 0 | 0 | 0 | 0 | 0 | 0 | 0 | 0 | 0 | 0 | 0 | 0 | 0 | 0 | 0 | 0 | 0 | 0 | 0 | 0 | 2 | 74400 | 0 | 8000 | 0 | 0 | 0 | 0
| 42 | Business Rebates | Commercial New Construction LEED 6 to 10 Points ≥25,000 sqft | Commercial New Construction LEED 6 to 10 Points - LEED Energy & Atmosphere, Credit 1 Category Optimize Energy Efficiency Performance | Per Project | 0 | 1 | 0 | 1 | 0 | 1 | 0 | 0 | 37200 | 0 | 37200 | 0 | 37200 | 0 | 0 | 0 | 0 | 0 | 0 | 0 | 0 | 0 | 6000 | 0 | 6000 | 0 | 6000 | 0 | 0 | 0 | 0 | 0 | 0 | 0 | 0 | 0 | 0 | 0 | 0 | 0 | 0 | 0 | 0 | 0 | 0 | 0 | 0 | 0 | 0 | 3 | 111600 | 0 | 18000 | 0 | 0 | 0 | 0
| 43 | Business Rebates | Commercial New Construction LEED 11 to 15 Points ≥25,000 sqft | Commercial New Construction LEED 11 to 15 Points - LEED Energy & Atmosphere, Credit 1 Category Optimize Energy Efficiency Performance | Per Project | 1 | 0 | 1 | 0 | 1 | 0 | 1 | 37200 | 0 | 37200 | 0 | 37200 | 0 | 37200 | 0 | 0 | 0 | 0 | 0 | 0 | 0 | 8000 | 0 | 8000 | 0 | 8000 | 0 | 8000 | 0 | 0 | 0 | 0 | 0 | 0 | 0 | 0 | 0 | 0 | 0 | 0 | 0 | 0 | 0 | 0 | 0 | 0 | 0 | 0 | 0 | 4 | 148800 | 0 | 32000 | 0 | 0 | 0 | 0
| 44 | Business Rebates | Commercial New Construction LEED 16+ Points ≥25,000 sqft | Commercial New Construction LEED 16+ Points - LEED Energy & Atmosphere, Credit 1 Category Optimize Energy Efficiency Performance | Per Project | 0 | 0 | 1 | 0 | 0 | 1 | 0 | 0 | 0 | 37200 | 0 | 0 | 37200 | 0 | 0 | 0 | 0 | 0 | 0 | 0 | 0 | 0 | 0 | 10000 | 0 | 0 | 10000 | 0 | 0 | 0 | 0 | 0 | 0 | 0 | 0 | 0 | 0 | 0 | 0 | 0 | 0 | 0 | 0 | 0 | 0 | 0 | 0 | 0 | 0 | 2 | 74400 | 0 | 20000 | 0 | 0 | 0 | 0
| 45 | Business Rebates | LED Troffer | Any LED lamps or ballasts must also be ENERGY STAR® certified or listed on the Design Lights Consortium (DLC) qualified list. | Per Unit | 1 | 1 | 0.2 | 0 | 0 | 0 | 0 | 67.125 | 67.125 | 13.425 | 0 | 0 | 0 | 0 | 0 | 0 | 0 | 0 | 0 | 0 | 0 | 10 | 10 | 2 | 0 | 0 | 0 | 0 | 114.5894 | 114.5894 | 22.9179 | 0 | 0 | 0 | 0 | 0.02735 | 0.02735 | 0.0054699 | 0 | 0 | 0 | 0 | 0 | 0 | 0 | 0 | 0 | 0 | 0 | 2.2 | 147.675 | 0 | 22 | 0 | 252.0966 | 0.060169 | 0
| 46 | Business Rebates | LED High Bay | Any LED lamps or ballasts must also be ENERGY STAR® certified or listed on the Design Lights Consortium (DLC) qualified list. | Per Unit | 0 | 0 | 0 | 0 | 0 | 0 | 0 | 0 | 0 | 0 | 0 | 0 | 0 | 0 | 0 | 0 | 0 | 0 | 0 | 0 | 0 | 0 | 0 | 0 | 0 | 0 | 0 | 0 | 0 | 0 | 0 | 0 | 0 | 0 | 0 | 0 | 0 | 0 | 0 | 0 | 0 | 0 | 0 | 0 | 0 | 0 | 0 | 0 | 0 | 0 | 0 | 0 | 0 | 0 | 0 | 0 | 0
| 47 | Business Rebates | LED Tube | Any LED lamps or ballasts must also be ENERGY STAR® certified or listed on the Design Lights Consortium (DLC) qualified list. | Per Unit | 6071 | 6071 | 1457.04 | 0 | 0 | 0 | 0 | 183374.555 | 183374.555 | 44009.8932 | 0 | 0 | 0 | 0 | 0 | 0 | 0 | 0 | 0 | 0 | 0 | 18213 | 18213 | 4371.12 | 0 | 0 | 0 | 0 | 239728.6125 | 239728.6125 | 57534.867 | 0 | 0 | 0 | 0 | 36.9952 | 36.9952 | 8.8788 | 0 | 0 | 0 | 0 | 0 | 0 | 0 | 0 | 0 | 0 | 0 | 13599.04 | 410759.0032 | 0 | 40797.12 | 0 | 536992.092 | 82.8692 | 0
| 48 | Business Rebates | Interior ≤ 10W | Any LED lamps or ballasts must also be ENERGY STAR® certified or listed on the Design Lights Consortium (DLC) qualified list. | Per Unit | 14731 | 14731 | 3535.44 | 0 | 0 | 0 | 0 | 530316 | 530316 | 127275.84 | 0 | 0 | 0 | 0 | 0 | 0 | 0 | 0 | 0 | 0 | 0 | 73655 | 73655 | 17677.2 | 0 | 0 | 0 | 0 | 2461953.9398 | 2461953.9398 | 590868.9455 | 0 | 0 | 0 | 0 | 567.8437 | 567.8437 | 136.2825 | 0 | 0 | 0 | 0 | 0 | 0 | 0 | 0 | 0 | 0 | 0 | 32997.44 | 1187907.84 | 0 | 164987.2 | 0 | 5514776.8251 | 1271.9698 | 0
| 49 | Business Rebates | Interior > 10W and < 50W | Any LED lamps or ballasts must also be ENERGY STAR® certified or listed on the Design Lights Consortium (DLC) qualified list. | Per Unit | 196464 | 196464 | 47151.36 | 0 | 0 | 0 | 0 | 7128836.5714 | 7128836.5714 | 1710920.7771 | 0 | 0 | 0 | 0 | 0 | 0 | 0 | 0 | 0 | 0 | 0 | 982320 | 982320 | 235756.8 | 0 | 0 | 0 | 0 | 25367448.5575 | 25367448.5575 | 6088187.6538 | 0 | 0 | 0 | 0 | 12268.6455 | 12268.6455 | 2944.4749 | 0 | 0 | 0 | 0 | 0 | 0 | 0 | 0 | 0 | 0 | 0 | 440079.36 | 15968593.92 | 0 | 2200396.8 | 0 | 56823084.7689 | 27481.766 | 0
| 50 | Business Rebates | Interior ≥ 50W | Any LED lamps or ballasts must also be ENERGY STAR® certified or listed on the Design Lights Consortium (DLC) qualified list. | Per Unit | 24370 | 24370 | 5848.8 | 0 | 0 | 0 | 0 | 3704240 | 3704240 | 889017.6 | 0 | 0 | 0 | 0 | 0 | 0 | 0 | 0 | 0 | 0 | 0 | 146220 | 146220 | 35092.8 | 0 | 0 | 0 | 0 | 5077520.0902 | 5077520.0902 | 1218604.8216 | 0 | 0 | 0 | 0 | 1081.7495 | 1081.7495 | 259.6199 | 0 | 0 | 0 | 0 | 0 | 0 | 0 | 0 | 0 | 0 | 0 | 54588.8 | 8297497.6 | 0 | 327532.8 | 0 | 11373645.002 | 2423.119 | 0
| 51 | Business Rebates | Exterior: LED Other | Any LED lamps or ballasts must also be ENERGY STAR® certified or listed on the Design Lights Consortium (DLC) qualified list. | Per Unit | 56894 | 56894 | 13654.56 | 0 | 0 | 0 | 0 | 1052539 | 1052539 | 252609.36 | 0 | 0 | 0 | 0 | 0 | 0 | 0 | 0 | 0 | 0 | 0 | 739622 | 739622 | 177509.28 | 0 | 0 | 0 | 0 | 36099512.1264 | 36099512.1264 | 8663882.9103 | 0 | 0 | 0 | 0 | 0 | 0 | 0 | 0 | 0 | 0 | 0 | 0 | 0 | 0 | 0 | 0 | 0 | 0 | 127442.56 | 2357687.36 | 0 | 1656753.28 | 0 | 80862907.1631 | 0 | 0
| 52 | Business Rebates | Wall Pack & Canopy Fixtures ≤ 150W | Any LED lamps or ballasts must also be ENERGY STAR® certified or listed on the Design Lights Consortium (DLC) qualified list. | Per Unit | 9058 | 9058 | 2173.92 | 0 | 0 | 0 | 0 | 5715598 | 5715598 | 1371743.52 | 0 | 0 | 0 | 0 | -25954.1893 | -25954.1893 | -6229.0054 | 0 | 0 | 0 | 0 | 181160 | 181160 | 43478.4 | 0 | 0 | 0 | 0 | 4218971.834 | 4218971.834 | 1012553.2402 | 0 | 0 | 0 | 0 | 348.733 | 348.733 | 83.6959 | 0 | 0 | 0 | 0 | 0 | 0 | 0 | 0 | 0 | 0 | 0 | 20289.92 | 12802939.52 | -58137.3841 | 405798.4 | 0 | 9450496.9082 | 781.1619 | 0
| 53 | Business Rebates | Wall Pack & Canopy Fixtures > 150W | Any LED lamps or ballasts must also be ENERGY STAR® certified or listed on the Design Lights Consortium (DLC) qualified list. | Per Unit | 1 | 1 | 0.24 | 0 | 0 | 0 | 0 | 1846 | 1846 | 443.04 | 0 | 0 | 0 | 0 | -2.8653 | -2.8653 | -0.68768 | 0 | 0 | 0 | 0 | 30 | 30 | 7.2 | 0 | 0 | 0 | 0 | 998.085 | 998.085 | 239.5404 | 0 | 0 | 0 | 0 | 0.0825 | 0.0825 | 0.0198 | 0 | 0 | 0 | 0 | 0 | 0 | 0 | 0 | 0 | 0 | 0 | 2.24 | 4135.04 | -6.4183 | 67.2 | 0 | 2235.7104 | 0.1848 | 0
| 54 | Business Rebates | Small Business Kits | Small Business Kits | Per Unit | 0 | 0 | 0 | 0 | 0 | 0 | 0 | 0 | 0 | 0 | 0 | 0 | 0 | 0 | 0 | 0 | 0 | 0 | 0 | 0 | 0 | 0 | 0 | 0 | 0 | 0 | 0 | 0 | 0 | 0 | 0 | 0 | 0 | 0 | 0 | 0 | 0 | 0 | 0 | 0 | 0 | 0 | 0 | 0 | 0 | 0 | 0 | 0 | 0 | 0 | 0 | 0 | 0 | 0 | 0 | 0 | 0
| 55 | Business Rebates | LED Pole Light ≤ 250W | Any LED lamps or ballasts must also be ENERGY STAR® certified or listed on the Design Lights Consortium (DLC) qualified list. | Per Unit | 0 | 0 | 0 | 0 | 0 | 0 | 0 | 0 | 0 | 0 | 0 | 0 | 0 | 0 | 0 | 0 | 0 | 0 | 0 | 0 | 0 | 0 | 0 | 0 | 0 | 0 | 0 | 0 | 0 | 0 | 0 | 0 | 0 | 0 | 0 | 0 | 0 | 0 | 0 | 0 | 0 | 0 | 0 | 0 | 0 | 0 | 0 | 0 | 0 | 0 | 0 | 0 | 0 | 0 | 0 | 0 | 0
| 56 | Business Rebates | LED Pole Light > 250W | Any LED lamps or ballasts must also be ENERGY STAR® certified or listed on the Design Lights Consortium (DLC) qualified list. | Per Unit | 751 | 751 | 751 | 751 | 751 | 751 | 751 | 563250 | 563250 | 563250 | 563250 | 563250 | 563250 | 563250 | -1524.53 | -1524.53 | -1524.53 | -1524.53 | -1524.53 | -1524.53 | -1524.53 | 41305 | 41305 | 41305 | 41305 | 41305 | 41305 | 41305 | 715702.249 | 715702.249 | 715702.249 | 715702.249 | 715702.249 | 715702.249 | 715702.249 | 0 | 0 | 0 | 0 | 0 | 0 | 0 | 0 | 0 | 0 | 0 | 0 | 0 | 0 | 5257 | 3942750 | -10671.71 | 289135 | 0 | 5009915.743 | 0 | 0
| 1 | Small Business - Audit & DI | Small Business Audit - On Site | In person audit with no cost to customer | Per Audit | 100 | 200 | 200 | 200 | 200 | 200 | 200 | 0 | 0 | 0 | 0 | 0 | 0 | 0 | 0 | 0 | 0 | 0 | 0 | 0 | 0 | 0 | 0 | 0 | 0 | 0 | 0 | 0 | 0 | 0 | 0 | 0 | 0 | 0 | 0 | 0 | 0 | 0 | 0 | 0 | 0 | 0 | 0 | 0 | 0 | 0 | 0 | 0 | 0 | 1300 | 0 | 0 | 0 | 975000 | 0 | 0 | 0
| 2 | Small Business - Audit & DI | Small Business Direct Install - LED Lighting Bulbs | Linear LED Direct Install Bulbs | Per Unit | 1875 | 3750 | 3750 | 3750 | 3750 | 3750 | 3750 | 0 | 0 | 0 | 0 | 0 | 0 | 0 | 0 | 0 | 0 | 0 | 0 | 0 | 0 | 0 | 0 | 0 | 0 | 0 | 0 | 0 | 74058.6755 | 148117.351 | 148117.351 | 148117.351 | 148117.351 | 148117.351 | 148117.351 | 20.153 | 40.3059 | 40.3059 | 40.3059 | 40.3059 | 40.3059 | 40.3059 | 0 | 0 | 0 | 0 | 0 | 0 | 0 | 24375 | 0 | 0 | 0 | 154375 | 962762.7815 | 261.9886 | 0
| 3 | Small Business - Audit & DI | Small Business Direct Install - LED Lighting Retrofit Fixtures | Linear LED Direct Install Retrofits | Per Unit | 937.5 | 1875 | 1875 | 1875 | 1875 | 1875 | 1875 | 0 | 0 | 0 | 0 | 0 | 0 | 0 | 0 | 0 | 0 | 0 | 0 | 0 | 0 | 0 | 0 | 0 | 0 | 0 | 0 | 0 | 139769.9928 | 279539.9857 | 279539.9857 | 279539.9857 | 279539.9857 | 279539.9857 | 279539.9857 | 38.0344 | 76.0689 | 76.0689 | 76.0689 | 76.0689 | 76.0689 | 76.0689 | 0 | 0 | 0 | 0 | 0 | 0 | 0 | 12187.5 | 0 | 0 | 0 | 731250 | 1817009.9069 | 494.4477 | 0
| 4 | Small Business - Audit & DI | Small Business Direct Install - Water Conservation Aerators | Aerators 0.5 GPM | Per Unit | 10 | 20 | 20 | 20 | 20 | 20 | 20 | 0 | 0 | 0 | 0 | 0 | 0 | 0 | 0 | 0 | 0 | 0 | 0 | 0 | 0 | 0 | 0 | 0 | 0 | 0 | 0 | 0 | 316.6224 | 633.2447 | 633.2447 | 633.2447 | 633.2447 | 633.2447 | 633.2447 | 0.015728 | 0.031456 | 0.031456 | 0.031456 | 0.031456 | 0.031456 | 0.031456 | 11.3433 | 22.6866 | 22.6866 | 22.6866 | 22.6866 | 22.6866 | 22.6866 | 130 | 0 | 0 | 0 | 224.0333 | 4116.0907 | 0.20446 | 147.4631
| 5 | Small Business - Audit & DI | Small Business Direct Install - Water Conservation Showerheads | Showerhead 1.5 GPM | Per Unit | 4 | 8 | 8 | 8 | 8 | 8 | 8 | 0 | 0 | 0 | 0 | 0 | 0 | 0 | 0 | 0 | 0 | 0 | 0 | 0 | 0 | 0 | 0 | 0 | 0 | 0 | 0 | 0 | 430.149 | 860.298 | 860.298 | 860.298 | 860.298 | 860.298 | 860.298 | 0.037526 | 0.075051 | 0.075051 | 0.075051 | 0.075051 | 0.075051 | 0.075051 | 15.4105 | 30.821 | 30.821 | 30.821 | 30.821 | 30.821 | 30.821 | 52 | 0 | 0 | 0 | 422.0667 | 5591.9373 | 0.48783 | 200.3367
| 6 | Small Business - Audit & DI | Small Business Direct Install - Water Conservation Sprayers | Pre-rinse Spray Valves 1.15GPM | Per Unit | 4 | 8 | 8 | 8 | 8 | 8 | 8 | 0 | 0 | 0 | 0 | 0 | 0 | 0 | 0 | 0 | 0 | 0 | 0 | 0 | 0 | 0 | 0 | 0 | 0 | 0 | 0 | 0 | 3688.8539 | 7377.7078 | 7377.7078 | 7377.7078 | 7377.7078 | 7377.7078 | 7377.7078 | 0 | 0 | 0 | 0 | 0 | 0 | 0 | 139.5698 | 279.1396 | 279.1396 | 279.1396 | 279.1396 | 279.1396 | 279.1396 | 52 | 0 | 0 | 0 | 2261.48 | 47955.1007 | 0 | 1814.4073
| 1 | Residential Demand Conservation | Single Family - AC and ASHP Demand Conservation | Summer for each central air conditioning unit and all year round for each heat pump on single-family homes | Per Customer | 139200 | 125200 | 112600 | 101300 | 91100 | 81900 | 73700 | 0 | 0 | 0 | 0 | 0 | 0 | 0 | 0 | 0 | 0 | 0 | 0 | 0 | 0 | 1392000 | 1252000 | 1126000 | 2532500 | 9110000 | 8190000 | 7370000 | 0 | 0 | 0 | 0 | 0 | 0 | 0 | 97440 | 87640 | 78820 | 70910 | 63770 | 57330 | 51590 | 0 | 0 | 0 | 0 | 0 | 0 | 0 | 725000 | 0 | 0 | 30972500 | 0 | 0 | 97440 | 0
| 2 | Residential Demand Conservation | Single Family - Water Heater Demand Conservation | All year round for each electric water heater on single-family homes | Per Customer | 7600 | 6800 | 6100 | 5400 | 4800 | 4300 | 3800 | 0 | 0 | 0 | 0 | 0 | 0 | 0 | 0 | 0 | 0 | 0 | 0 | 0 | 0 | 608000 | 544000 | 488000 | 432000 | 384000 | 344000 | 304000 | 0 | 0 | 0 | 0 | 0 | 0 | 0 | 3040 | 2720 | 2440 | 2160 | 1920 | 1720 | 1520 | 0 | 0 | 0 | 0 | 0 | 0 | 0 | 38800 | 0 | 0 | 3104000 | 0 | 0 | 3040 | 0
| 3 | Residential Demand Conservation | Single Family - Pool Pump Demand Conservation | Summer for each electric in-ground swimming pool pump on single-family homes | Per Customer | 20 | 20 | 0 | 0 | 0 | 0 | 0 | 0 | 0 | 0 | 0 | 0 | 0 | 0 | 0 | 0 | 0 | 0 | 0 | 0 | 0 | 1600 | 1600 | 0 | 0 | 0 | 0 | 0 | 0 | 0 | 0 | 0 | 0 | 0 | 0 | 8 | 8 | 0 | 0 | 0 | 0 | 0 | 0 | 0 | 0 | 0 | 0 | 0 | 0 | 40 | 0 | 0 | 3200 | 0 | 0 | 8 | 0
| 4 | Residential Demand Conservation | Multi-Family - AC and ASHP Demand Conservation | Summer for each central air conditioning unit and all year round for each heat pump on on multifamily homes | Per Customer | 27000 | 24300 | 21800 | 19600 | 17600 | 15800 | 14200 | 0 | 0 | 0 | 0 | 0 | 0 | 0 | 0 | 0 | 0 | 0 | 0 | 0 | 0 | 216000 | 194400 | 174400 | 392000 | 1408000 | 1264000 | 1136000 | 0 | 0 | 0 | 0 | 0 | 0 | 0 | 18900 | 17010 | 15260 | 13720 | 12320 | 11060 | 9940 | 0 | 0 | 0 | 0 | 0 | 0 | 0 | 140300 | 0 | 0 | 4784800 | 0 | 0 | 18900 | 0
| 5 | Residential Demand Conservation | Multi-Family - Water Heater Demand Conservation | All year round for each electric water heater on multifamily homes | Per Customer | 40 | 38 | 0 | 0 | 0 | 0 | 0 | 0 | 0 | 0 | 0 | 0 | 0 | 0 | 0 | 0 | 0 | 0 | 0 | 0 | 0 | 6400 | 6080 | 0 | 0 | 0 | 0 | 0 | 0 | 0 | 0 | 0 | 0 | 0 | 0 | 16 | 15.2 | 0 | 0 | 0 | 0 | 0 | 0 | 0 | 0 | 0 | 0 | 0 | 0 | 78 | 0 | 0 | 12480 | 0 | 0 | 16 | 0
| 6 | Residential Demand Conservation | Multi-Family - Pool Pump Demand Conservation | Summer for each electric in-ground swimming pool pump on multifamily homes | Per Customer | 0 | 0 | 0 | 0 | 0 | 0 | 0 | 0 | 0 | 0 | 0 | 0 | 0 | 0 | 0 | 0 | 0 | 0 | 0 | 0 | 0 | 0 | 0 | 0 | 0 | 0 | 0 | 0 | 0 | 0 | 0 | 0 | 0 | 0 | 0 | 0 | 0 | 0 | 0 | 0 | 0 | 0 | 0 | 0 | 0 | 0 | 0 | 0 | 0 | 0 | 0 | 0 | 0 | 0 | 0 | 0 | 0
| 7 | Residential Demand Conservation | Small Commercial - AC Demand Conservation | Summer for each air conditioning unit | Per Customer | 2900 | 2600 | 2300 | 2000 | 1800 | 1600 | 1400 | 0 | 0 | 0 | 0 | 0 | 0 | 0 | 0 | 0 | 0 | 0 | 0 | 0 | 0 | 106685.0902 | 95648.7016 | 84612.3129 | 73575.9243 | 66218.3319 | 58860.7394 | 51503.147 | 0 | 0 | 0 | 0 | 0 | 0 | 0 | 4611 | 4134 | 3657 | 3180 | 2862 | 2544 | 2226 | 0 | 0 | 0 | 0 | 0 | 0 | 0 | 14600 | 0 | 0 | 537104.2472 | 0 | 0 | 4611 | 0
| 8 | Residential Demand Conservation | Small Commercial - Water Heater Demand Conservation | All year round for each water heater unit | Per Customer | 300 | 270 | 200 | 100 | 0 | 0 | 0 | 0 | 0 | 0 | 0 | 0 | 0 | 0 | 0 | 0 | 0 | 0 | 0 | 0 | 0 | 4800 | 4320 | 3200 | 1600 | 0 | 0 | 0 | 0 | 0 | 0 | 0 | 0 | 0 | 0 | 120 | 108 | 80 | 40 | 0 | 0 | 0 | 0 | 0 | 0 | 0 | 0 | 0 | 0 | 870 | 0 | 0 | 13920 | 0 | 0 | 120 | 0
| 1 | Large Nonres Demand Con. | Large Nonresidential - Smart Demand Conservation | all year round for nonresidential customers | Per Customer | 208.6395 | 250.3627 | 295.0478 | 342.6515 | 393.1465 | 445.4419 | 445.4419 | 1596774.7724 | 1916093.4619 | 2258080.8128 | 2622404.6173 | 3008856.2896 | 3409087.5 | 3409087.5 | 0 | 0 | 0 | 0 | 0 | 0 | 0 | 2129033.0298 | 2554791.2825 | 3010774.417 | 3496539.4897 | 4011808.3861 | 4545450 | 4545450 | 282153.7467 | 338578.0879 | 399008.0334 | 463384.8811 | 531671.7737 | 602393.542 | 602393.542 | 28387.1071 | 34063.8838 | 40143.6589 | 46620.5265 | 53490.7785 | 60606 | 60606 | 0 | 0 | 0 | 0 | 0 | 0 | 0 | 2380.7319 | 18220384.9539 | 0 | 24293846.6052 | 0 | 602393.542 | 60606 | 0
| 2 | Large Nonres Demand Con. | Large Industrial - Smart Demand Conservation | all year round for large industiral customers | Per Customer | 4.2256 | 16.781 | 33.554 | 66.9547 | 100.2381 | 132.8973 | 132.8973 | 32339.8374 | 128429.3748 | 256797.6686 | 512422.5724 | 767149.6091 | 1017099.1677 | 1017099.1677 | 0 | 0 | 0 | 0 | 0 | 0 | 0 | 43119.7832 | 171239.1665 | 342396.8915 | 683230.0965 | 1022866.1454 | 1356132.2236 | 1356132.2236 | 5714.5231 | 22693.7637 | 45376.7342 | 90546.2381 | 135557.0868 | 179723.7443 | 179723.7443 | 574.9304 | 2283.1889 | 4565.2919 | 9109.7346 | 13638.2153 | 18081.763 | 18081.763 | 0 | 0 | 0 | 0 | 0 | 0 | 0 | 487.5481 | 3731337.3976 | 0 | 4975116.5301 | 0 | 179723.7443 | 18081.763 | 0
| 1 | Peak Time Rebate | Residential - Peak Time Rebate | Relies on customers to curtail their load during called events | Per Customer | 0 | 26000 | 52000 | 104000 | 185000 | 185000 | 185000 | 0 | 0 | 0 | 0 | 0 | 0 | 0 | 0 | 0 | 0 | 0 | 0 | 0 | 0 | 0 | 1255762.095 | 2511524.19 | 5023048.38 | 8935230.2913 | 8935230.2913 | 8935230.2913 | 0 | 0 | 0 | 0 | 0 | 0 | 0 | 0 | 4328.8105 | 8657.6209 | 17315.2419 | 30801.1515 | 30801.1515 | 30801.1515 | 0 | 0 | 0 | 0 | 0 | 0 | 0 | 737000 | 0 | 0 | 35596025.5387 | 2948000 | 0 | 30801.1515 | 0
| 1 | Residential Managed Charging | Residential - EV Charger Demand Conservation | This product targets customers with EV chargers and pays participants an incentive to curtail load all year round | Per Customer | 750 | 1500 | 2250 | 3000 | 4500 | 6000 | 7500 | 0 | 0 | 0 | 0 | 0 | 0 | 0 | 0 | 0 | 0 | 0 | 0 | 0 | 0 | 82500 | 127500 | 172500 | 217500 | 345000 | 435000 | 525000 | 0 | 0 | 0 | 0 | 0 | 0 | 0 | 300 | 600 | 900 | 1200 | 1800 | 2400 | 3000 | 0 | 0 | 0 | 0 | 0 | 0 | 0 | 25500 | 0 | 0 | 1905000 | 3060000 | 0 | 3000 | 0
| 1 | NonRes Midstream Lighting | LED Troffer | Any LED lamps or ballasts must also be ENERGY STAR® certified or listed on the Design Lights Consortium (DLC) qualified list. | Per Unit | 0 | 0 | 0.96 | 1.392 | 1.392 | 1.1136 | 0.89088 | 0 | 0 | 64.44 | 93.438 | 93.438 | 74.7504 | 59.8003 | 0 | 0 | 0 | 0 | 0 | 0 | 0 | 0 | 0 | 9.6 | 13.92 | 13.92 | 11.136 | 8.9088 | 0 | 0 | 110.0058 | 159.5084 | 159.5084 | 127.6067 | 102.0854 | 0 | 0 | 0.026256 | 0.038071 | 0.038071 | 0.030456 | 0.024365 | 0 | 0 | 0 | 0 | 0 | 0 | 0 | 5.7485 | 385.8667 | 0 | 57.4848 | 0 | 658.7147 | 0.15722 | 0
| 2 | NonRes Midstream Lighting | LED High Bay | Any LED lamps or ballasts must also be ENERGY STAR® certified or listed on the Design Lights Consortium (DLC) qualified list. | Per Unit | 0 | 0 | 0 | 0 | 0 | 0 | 0 | 0 | 0 | 0 | 0 | 0 | 0 | 0 | 0 | 0 | 0 | 0 | 0 | 0 | 0 | 0 | 0 | 0 | 0 | 0 | 0 | 0 | 0 | 0 | 0 | 0 | 0 | 0 | 0 | 0 | 0 | 0 | 0 | 0 | 0 | 0 | 0 | 0 | 0 | 0 | 0 | 0 | 0 | 0 | 0 | 0 | 0 | 0 | 0 | 0 | 0
| 3 | NonRes Midstream Lighting | LED Tube | Any LED lamps or ballasts must also be ENERGY STAR® certified or listed on the Design Lights Consortium (DLC) qualified list. | Per Unit | 0 | 0 | 5828.16 | 8742.24 | 8742.24 | 6993.792 | 5595.0336 | 0 | 0 | 176039.5728 | 264059.3592 | 264059.3592 | 211247.4874 | 168997.9899 | 0 | 0 | 0 | 0 | 0 | 0 | 0 | 0 | 0 | 17484.48 | 26226.72 | 26226.72 | 20981.376 | 16785.1008 | 0 | 0 | 230139.468 | 345209.202 | 345209.202 | 276167.3616 | 220933.8893 | 0 | 0 | 35.5153 | 53.273 | 53.273 | 42.6184 | 34.0947 | 0 | 0 | 0 | 0 | 0 | 0 | 0 | 35901.4656 | 1084403.7684 | 0 | 107704.3968 | 0 | 1417659.1229 | 218.7746 | 0
| 4 | NonRes Midstream Lighting | Interior ≤ 10W | Any LED lamps or ballasts must also be ENERGY STAR® certified or listed on the Design Lights Consortium (DLC) qualified list. | Per Unit | 0 | 0 | 14141.76 | 21212.64 | 21212.64 | 16970.112 | 13576.0896 | 0 | 0 | 509103.36 | 763655.04 | 763655.04 | 610924.032 | 488739.2256 | 0 | 0 | 0 | 0 | 0 | 0 | 0 | 0 | 0 | 70708.8 | 106063.2 | 106063.2 | 84850.56 | 67880.448 | 0 | 0 | 2363475.7822 | 3545213.6733 | 3545213.6733 | 2836170.9386 | 2268936.7509 | 0 | 0 | 545.1299 | 817.6949 | 817.6949 | 654.1559 | 523.3247 | 0 | 0 | 0 | 0 | 0 | 0 | 0 | 87113.2416 | 3136076.6976 | 0 | 435566.208 | 0 | 14559010.8181 | 3358.0004 | 0
| 5 | NonRes Midstream Lighting | Interior > 10W and < 50W | Any LED lamps or ballasts must also be ENERGY STAR® certified or listed on the Design Lights Consortium (DLC) qualified list. | Per Unit | 0 | 0 | 188605.44 | 282908.16 | 282908.16 | 226326.528 | 181061.2224 | 0 | 0 | 6843683.1086 | 10265524.6629 | 10265524.6629 | 8212419.7303 | 6569935.7842 | 0 | 0 | 0 | 0 | 0 | 0 | 0 | 0 | 0 | 943027.2 | 1414540.8 | 1414540.8 | 1131632.64 | 905306.112 | 0 | 0 | 24352750.6152 | 36529125.9228 | 36529125.9228 | 29223300.7383 | 23378640.5906 | 0 | 0 | 11777.8997 | 17666.8496 | 17666.8496 | 14133.4796 | 11306.7837 | 0 | 0 | 0 | 0 | 0 | 0 | 0 | 1161809.5104 | 42157087.9488 | 0 | 5809047.552 | 0 | 150012943.7898 | 72551.8622 | 0
| 6 | NonRes Midstream Lighting | Interior ≥ 50W | Any LED lamps or ballasts must also be ENERGY STAR® certified or listed on the Design Lights Consortium (DLC) qualified list. | Per Unit | 0 | 0 | 23395.2 | 35092.8 | 35092.8 | 28074.24 | 22459.392 | 0 | 0 | 3556070.4 | 5334105.6 | 5334105.6 | 4267284.48 | 3413827.584 | 0 | 0 | 0 | 0 | 0 | 0 | 0 | 0 | 0 | 140371.2 | 210556.8 | 210556.8 | 168445.44 | 134756.352 | 0 | 0 | 4874419.2866 | 7311628.9298 | 7311628.9298 | 5849303.1439 | 4679442.5151 | 0 | 0 | 1038.4796 | 1557.7193 | 1557.7193 | 1246.1755 | 996.9404 | 0 | 0 | 0 | 0 | 0 | 0 | 0 | 144114.432 | 21905393.664 | 0 | 864686.592 | 0 | 30026422.8052 | 6397.0341 | 0
| 7 | NonRes Midstream Lighting | Exterior: LED Other | Any LED lamps or ballasts must also be ENERGY STAR® certified or listed on the Design Lights Consortium (DLC) qualified list. | Per Unit | 0 | 0 | 54618.24 | 81927.36 | 81927.36 | 65541.888 | 52433.5104 | 0 | 0 | 1010437.44 | 1515656.16 | 1515656.16 | 1212524.928 | 970019.9424 | 0 | 0 | 0 | 0 | 0 | 0 | 0 | 0 | 0 | 710037.12 | 1065055.68 | 1065055.68 | 852044.544 | 681635.6352 | 0 | 0 | 34655531.6413 | 51983297.462 | 51983297.462 | 41586637.9696 | 33269310.3757 | 0 | 0 | 0 | 0 | 0 | 0 | 0 | 0 | 0 | 0 | 0 | 0 | 0 | 0 | 336448.3584 | 6224294.6304 | 0 | 4373828.6592 | 0 | 213478074.9105 | 0 | 0
| 8 | NonRes Midstream Lighting | Wall Pack & Canopy Fixtures ≤ 150W | Any LED lamps or ballasts must also be ENERGY STAR® certified or listed on the Design Lights Consortium (DLC) qualified list. | Per Unit | 0 | 0 | 8695.68 | 13043.52 | 13043.52 | 10434.816 | 8347.8528 | 0 | 0 | 5486974.08 | 8230461.12 | 8230461.12 | 6584368.896 | 5267495.1168 | 0 | 0 | -24916.0218 | -37374.0326 | -37374.0326 | -29899.2261 | -23919.3809 | 0 | 0 | 173913.6 | 260870.4 | 260870.4 | 208696.32 | 166957.056 | 0 | 0 | 4050212.9606 | 6075319.441 | 6075319.441 | 4860255.5528 | 3888204.4422 | 0 | 0 | 334.7837 | 502.1755 | 502.1755 | 401.7404 | 321.3923 | 0 | 0 | 0 | 0 | 0 | 0 | 0 | 53565.3888 | 33799760.3328 | -153482.694 | 1071307.776 | 0 | 24949311.8375 | 2062.2675 | 0
| 9 | NonRes Midstream Lighting | Wall Pack & Canopy Fixtures > 150W | Any LED lamps or ballasts must also be ENERGY STAR® certified or listed on the Design Lights Consortium (DLC) qualified list. | Per Unit | 0 | 0 | 0.96 | 1.44 | 1.44 | 1.152 | 0.9216 | 0 | 0 | 1772.16 | 2658.24 | 2658.24 | 2126.592 | 1701.2736 | 0 | 0 | -2.7507 | -4.1261 | -4.1261 | -3.3009 | -2.6407 | 0 | 0 | 28.8 | 43.2 | 43.2 | 34.56 | 27.648 | 0 | 0 | 958.1616 | 1437.2424 | 1437.2424 | 1149.7939 | 919.8351 | 0 | 0 | 0.0792 | 0.1188 | 0.1188 | 0.09504 | 0.076032 | 0 | 0 | 0 | 0 | 0 | 0 | 0 | 5.9136 | 10916.5056 | -16.9444 | 177.408 | 0 | 5902.2755 | 0.48787 | 0
[6 empty] | 2337.58 | 107.0013 | 4.577%
[34 empty] | 2024 | 2025 | 2026 | 2027 | 2028 | 2029 | 2030
[6 empty] | Participation 2024 | Participation 2025 | Participation 2026 | Participation 2027 | Participation 2028 | Participation 2029 | Participation 2030 | Incremental Costs 2024 | 2025 | 2026 | 2027 | 2028 | 2029 | 2030 | Incremental Annual O&M 2024 | 2025 | 2026 | 2027 | 2028 | 2029 | 2030 | Incentives 2024 | 2025 | 2026 | 2027 | 2028 | 2029 | 2030 | Electric kWh 2024 | Electric kWh 2025 | Electric kWh 2026 | Electric kWh 2027 | Electric kWh 2028 | Electric kWh 2029 | Electric kWh 2030 | Electric kW 2024 | Electric kW 2025 | Electric kW 2026 | Electric kW 2027 | Electric kW 2028 | Electric kW 2029 | Electric kW 2030 | Gas Therms 2024 | Gas Therms 2025 | Gas Therms 2026 | Gas Therms 2027 | Gas Therms 2028 | Gas Therms 2029 | Gas Therms 2030 | Participation | Incremental Costs ($) | Incremental Annual O&M ($) | Incentives ($) | Implementation Costs ($) | Electric kWh Benefits | Electric kW Peak Demand Benefits | Natural Gas Therms Benefits
|  |  | Total Program Summary | WeCare V2 | Per Widget (Total) | 5112 | 5112 | 5112 | 5112 | 5112 | 5112 | 5112 | 0 | 0 | 0 | 0 | 0 | 0 | 0 | 0 | 0 | 0 | 0 | 0 | 0 | 0 | 0 | 0 | 0 | 0 | 0 | 0 | 0 | 3803137.559 | 3803137.559 | 3803137.559 | 3803137.559 | 3803137.559 | 3803137.559 | 3803137.559 | 311.2697 | 311.2697 | 311.2697 | 311.2697 | 311.2697 | 311.2697 | 311.2697 | 130926.6072 | 130926.6072 | 130926.6072 | 130926.6072 | 130926.6072 | 130926.6072 | 130926.6072 | 35784 | 0 | 0 | 0 | 59061366 | 26621962.9127 | 2178.8877 | 916486.2504 | 8.1845e-05 | 8.1845e-05 | 8.1845e-05 | 8.1845e-05 | 8.1845e-05 | 8.1845e-05 | 8.1845e-05 | 420.6212 | 420.6212
|  |  | Total Program Summary | LI Multifamily - Whole Building | Per Widget (Total) | 38300 | 38300 | 38300 | 38300 | 38300 | 38300 | 38300 | 0 | 0 | 0 | 0 | 0 | 0 | 0 | 0 | 0 | 0 | 0 | 0 | 0 | 0 | 0 | 0 | 0 | 0 | 0 | 0 | 0 | 601590.3351 | 601590.3351 | 601590.3351 | 601590.3351 | 601590.3351 | 601590.3351 | 601590.3351 | 58.4661 | 58.4661 | 58.4661 | 58.4661 | 58.4661 | 58.4661 | 58.4661 | 6412.4071 | 6412.4071 | 6412.4071 | 6412.4071 | 6412.4071 | 6412.4071 | 6412.4071 | 268100 | 0 | 0 | 0 | 4765148.5566 | 4211132.346 | 409.2626 | 44886.8497 | 9.7186e-05 | 9.7186e-05 | 9.7186e-05 | 9.7186e-05 | 9.7186e-05 | 9.7186e-05 | 9.7186e-05 | 109.6774 | 109.6774
|  |  | Total Program Summary | Appliance Recycling | Per Widget (Total) | 0 | 0 | 6090 | 7105 | 8120 | 8120 | 8120 | 0 | 0 | 0 | 0 | 0 | 0 | 0 | 0 | 0 | 0 | 0 | 0 | 0 | 0 | 0 | 0 | 300000 | 350000 | 400000 | 400000 | 400000 | 0 | 0 | 4542653.2653 | 5299762.1429 | 6056871.0204 | 6056871.0204 | 6056871.0204 | 0 | 0 | 531.9527 | 620.6114 | 709.2702 | 709.2702 | 709.2702 | 0 | 0 | 0 | 0 | 0 | 0 | 0 | 37555 | 0 | 0 | 1850000 | 0 | 28013028.4694 | 3280.3747 | 0 | #DIV/0! | #DIV/0! | 0.0001171 | 0.0001171 | 0.0001171 | 0.0001171 | 0.0001171 | #DIV/0! | #DIV/0!
|  |  | Total Program Summary | Online Marketplace | Per Widget (Total) | 1070 | 2116.2 | 4217.46 | 8403.783 | 12052.6722 | 12065.3808 | 12083.7873 | 161391.76 | 322344.848 | 644729.0904 | 1288724.5449 | 1849686.2722 | 1850276.8358 | 1851150.0526 | 0 | 0 | 0 | 0 | 0 | 0 | 0 | 78615 | 157002 | 314264.6 | 628027.83 | 901416.7215 | 901993.8076 | 902852.873 | 326074.6927 | 650701.5855 | 1299882.9809 | 2598169.7624 | 3728750.3385 | 3728842.9601 | 3728940.2127 | 0 | 0 | 0 | 0 | 0 | 0 | 0 | 14355.792 | 28711.584 | 57423.168 | 114846.336 | 164851.2 | 164851.2 | 164851.2 | 52009.2832 | 7968303.4038 | 0 | 3884172.832 | 0 | 16061362.5327 | 0 | 709890.48 | 0 | 0 | 0 | 0 | 0 | 0 | 0 | #DIV/0! | #DIV/0!
|  |  | Total Program Summary | Residential Audit Online | Per Widget (Total) | 0 | 4033.5 | 4653.5 | 5282.25 | 6064.0625 | 5864.0625 | 5864.0625 | 0 | 945147 | 1262638 | 1581999 | 1989726 | 1794354 | 1794354 | 0 | 0 | 0 | 0 | 0 | 0 | 0 | 0 | 550400 | 724300 | 899000 | 1126900 | 1076900 | 1076900 | 0 | 2407866.2326 | 3085558.0836 | 3767318.7801 | 4669817.0221 | 4669817.0221 | 4669817.0221 | 0 | 197.0634 | 252.9681 | 309.1591 | 383.5877 | 383.5877 | 383.5877 | 0 | 7967.5808 | 11944.4911 | 15931.9032 | 19930.3421 | 4862.8421 | 4862.8421 | 31761.4375 | 9368218 | 0 | 5454400 | 276278.1375 | 23270194.1624 | 1909.9537 | 65500.0012 | #DIV/0! | 8.1842e-05 | 8.1985e-05 | 8.2063e-05 | 8.2142e-05 | 8.2142e-05 | 8.2142e-05 | #DIV/0! | 40.4316
|  |  | Total Program Summary | BYOT & BYOD | Per Widget (Total) | 3500 | 7200 | 14320 | 24988.4 | 40029.8 | 55078.7 | 70138.85 | 0 | 0 | 0 | 0 | 0 | 0 | 0 | 0 | 0 | 0 | 0 | 0 | 0 | 0 | 588000 | 1072000 | 2156750 | 3721053 | 5858503.5 | 7815485.25 | 9774763.875 | 0 | 0 | 0 | 0 | 0 | 0 | 0 | 1763.0597 | 3622.0682 | 7539.2388 | 13203.6748 | 20942.4211 | 28684.9174 | 36433.0386 | 0 | 0 | 0 | 0 | 0 | 0 | 0 | 215255.75 | 0 | 0 | 30986555.625 | 6372855 | 0 | 36433.0386 | 0 | #DIV/0! | #DIV/0! | #DIV/0! | #DIV/0! | #DIV/0! | #DIV/0! | #DIV/0! | 0 | 0
|  |  | Total Program Summary | Business Rebates | Per Widget (Total) | 10691212 | 16691213 | 24457445.56 | 24383621 | 24383624 | 24383623 | 24383622 | 22471543.4573 | 23793446.3548 | 11701400.0267 | 7232758.4506 | 7264529.4242 | 7286896.2743 | 7251228.7476 | -27941.1597 | -27941.1597 | -8213.7981 | -1984.105 | -1984.105 | -1984.105 | -1984.105 | 3169130.2155 | 3673062.4233 | 2733351.1402 | 2201067.0702 | 2209756.3402 | 2214656.3402 | 2205867.0702 | 87497146.1977 | 93511245.4308 | 45867765.9842 | 27930617.6713 | 28145278.2879 | 28135590.3957 | 28030898.363 | 17748.0779 | 19359.2798 | 10711.0212 | 7240.97 | 7266.9604 | 7251.2779 | 7267.736 | 2781.84 | 3179.2457 | 4768.8686 | 2185.7314 | 3775.3543 | 4172.76 | 2781.84 | 149374360.56 | 87001802.7354 | -72032.5375 | 18406890.6 | 0 | 339118542.3307 | 76845.3232 | 23645.64 | 0.00020284 | 0.00020703 | 0.00023352 | 0.00025925 | 0.00025819 | 0.00025773 | 0.00025928 | 0.15674 | 0.16422
|  |  | Total Program Summary | Small Business - Audit & DI | Per Widget (Total) | 2930.5 | 5861 | 5861 | 5861 | 5861 | 5861 | 5861 | 0 | 0 | 0 | 0 | 0 | 0 | 0 | 0 | 0 | 0 | 0 | 0 | 0 | 0 | 0 | 0 | 0 | 0 | 0 | 0 | 0 | 218264.2936 | 436528.5872 | 436528.5872 | 436528.5872 | 436528.5872 | 436528.5872 | 436528.5872 | 58.2407 | 116.4813 | 116.4813 | 116.4813 | 116.4813 | 116.4813 | 116.4813 | 166.3236 | 332.6472 | 332.6472 | 332.6472 | 332.6472 | 332.6472 | 332.6472 | 38096.5 | 0 | 0 | 0 | 1863532.58 | 2837435.8171 | 757.1286 | 2162.2071 | 0.00026684 | 0.00026684 | 0.00026684 | 0.00026684 | 0.00026684 | 0.00026684 | 0.00026684 | 2.8558 | 2.8558
|  |  | Total Program Summary | Residential Demand Conservation | Per Widget (Total) | 177060 | 159228 | 143000 | 128400 | 115300 | 103600 | 93100 | 0 | 0 | 0 | 0 | 0 | 0 | 0 | 0 | 0 | 0 | 0 | 0 | 0 | 0 | 2335485.0902 | 2098048.7016 | 1876212.3129 | 3431675.9243 | 10968218.3319 | 9856860.7394 | 8861503.147 | 0 | 0 | 0 | 0 | 0 | 0 | 0 | 124135 | 111635.2 | 100257 | 90010 | 80872 | 72654 | 65276 | 0 | 0 | 0 | 0 | 0 | 0 | 0 | 919688 | 0 | 0 | 39428004.2472 | 0 | 0 | 124135 | 0 | #DIV/0! | #DIV/0! | #DIV/0! | #DIV/0! | #DIV/0! | #DIV/0! | #DIV/0! | 0 | 0
|  |  | Total Program Summary | Large Nonres Demand Con. | Per Widget (Total) | 212.8652 | 267.1437 | 328.6018 | 409.6062 | 493.3846 | 578.3393 | 578.3393 | 1629114.6097 | 2044522.8367 | 2514878.4814 | 3134827.1896 | 3776005.8987 | 4426186.6677 | 4426186.6677 | 0 | 0 | 0 | 0 | 0 | 0 | 0 | 2172152.813 | 2726030.449 | 3353171.3085 | 4179769.5861 | 5034674.5316 | 5901582.2236 | 5901582.2236 | 287868.2698 | 361271.8516 | 444384.7675 | 553931.1192 | 667228.8605 | 782117.2863 | 782117.2863 | 28962.0375 | 36347.0727 | 44708.9508 | 55730.2611 | 67128.9938 | 78687.763 | 78687.763 | 0 | 0 | 0 | 0 | 0 | 0 | 0 | 2868.28 | 21951722.3515 | 0 | 29268963.1353 | 0 | 782117.2863 | 78687.763 | 0 | 0.10061 | 0.10061 | 0.10061 | 0.10061 | 0.10061 | 0.10061 | 0.10061 | 0 | 0
|  |  | Total Program Summary | Peak Time Rebate | Per Widget (Total) | 0 | 26000 | 52000 | 104000 | 185000 | 185000 | 185000 | 0 | 0 | 0 | 0 | 0 | 0 | 0 | 0 | 0 | 0 | 0 | 0 | 0 | 0 | 0 | 1255762.095 | 2511524.19 | 5023048.38 | 8935230.2913 | 8935230.2913 | 8935230.2913 | 0 | 0 | 0 | 0 | 0 | 0 | 0 | 0 | 4328.8105 | 8657.6209 | 17315.2419 | 30801.1515 | 30801.1515 | 30801.1515 | 0 | 0 | 0 | 0 | 0 | 0 | 0 | 737000 | 0 | 0 | 35596025.5387 | 2948000 | 0 | 30801.1515 | 0 | #DIV/0! | #DIV/0! | #DIV/0! | #DIV/0! | #DIV/0! | #DIV/0! | #DIV/0! | #DIV/0! | 0
|  |  | Total Program Summary | Residential Managed Charging | Per Widget (Total) | 750 | 1500 | 2250 | 3000 | 4500 | 6000 | 7500 | 0 | 0 | 0 | 0 | 0 | 0 | 0 | 0 | 0 | 0 | 0 | 0 | 0 | 0 | 82500 | 127500 | 172500 | 217500 | 345000 | 435000 | 525000 | 0 | 0 | 0 | 0 | 0 | 0 | 0 | 300 | 600 | 900 | 1200 | 1800 | 2400 | 3000 | 0 | 0 | 0 | 0 | 0 | 0 | 0 | 25500 | 0 | 0 | 1905000 | 3060000 | 0 | 3000 | 0 | #DIV/0! | #DIV/0! | #DIV/0! | #DIV/0! | #DIV/0! | #DIV/0! | #DIV/0! | 0 | 0
|  |  | Total Program Summary | NonRes Midstream Lighting | Per Widget (Total) | 0 | 0 | 295286.4 | 442929.552 | 442929.552 | 354343.6416 | 283474.9133 | 0 | 0 | 17584144.5614 | 26376213.6201 | 26376213.6201 | 21100970.896 | 16880776.7168 | 0 | 0 | -24918.7725 | -37378.1587 | -37378.1587 | -29902.527 | -23922.0216 | 0 | 0 | 2055580.8 | 3083370.72 | 3083370.72 | 2466696.576 | 1973357.2608 | 0 | 0 | 70527597.9213 | 105791391.3817 | 105791391.3817 | 84633113.1053 | 67706490.4843 | 0 | 0 | 13731.9137 | 20597.8692 | 20597.8692 | 16478.2954 | 13182.6363 | 0 | 0 | 0 | 0 | 0 | 0 | 0 | 1818964.0589 | 108318319.4144 | -153499.6385 | 12662376.0768 | 0 | 434449984.2743 | 84588.5837 | 0 | #DIV/0! | #DIV/0! | 0.0001947 | 0.0001947 | 0.0001947 | 0.0001947 | 0.0001947 | #DIV/0! | #DIV/0!
|  |  | Total Porfolio | Total Porfolio | Total | 10920147.3652 | 16940830.8437 | 25028864.5218 | 25157412.5912 | 25247386.4713 | 25163546.1241 | 25098754.9523 | 24262049.8271 | 27105461.0395 | 33707790.1598 | 39614522.8052 | 41256161.2151 | 36458684.6738 | 32203696.1847 | -27941.1597 | -27941.1597 | -33132.5706 | -39362.2637 | -39362.2637 | -31886.632 | -25906.1266 | 8425883.1187 | 11659805.6688 | 16197654.3517 | 23734512.5106 | 38863070.4364 | 40004405.2281 | 40557056.7408 | 92734081.3479 | 101772341.5818 | 130609099.4842 | 150782447.3388 | 153900593.3923 | 132847608.2712 | 115816390.8702 | 173336.1515 | 176575.7117 | 187776.8832 | 206714.0047 | 230988.4709 | 238536.4801 | 236227.4003 | 154642.9699 | 177530.0721 | 211808.1892 | 270635.6321 | 326228.5579 | 311558.4636 | 310167.5436 | 153556942.8696 | 234608365.9051 | -225532.1759 | 179442388.055 | 78347180.2741 | 875365760.1315 | 443026.4673 | 1762571.4284
[34 empty] | #DIV/0! | 38.8357 | 14.8653 | 7.4139 | 6.0271 | 6.025 | 6.0026 | [5 empty] | 311.2697 | 434.1481
[6 empty] | Electric kWh 2024 | Electric kWh 2025 | Electric kWh 2026 | Electric kWh 2027 | Electric kWh 2028 | Electric kWh 2029 | Electric kWh 2030 | [33 empty] | 58.4661 | 68.6747
[5 empty] | WeCare V2 | 3803137.559 | 3803137.559 | 3803137.559 | 3803137.559 | 3803137.559 | 3803137.559 | 3803137.559 | [20 empty] | Nonres | 88003.2788 | 94309.0459 | 46748.6793 | 28921.0774 | 29249.0357 | 29354.2363 | 29249.5442 | [5 empty] | 709.2702 | 691.4236
[5 empty] | LI Multifamily - Whole Building | 601590.3351 | 601590.3351 | 601590.3351 | 601590.3351 | 601590.3351 | 601590.3351 | 601590.3351 | [20 empty] | Res | 4730.8026 | 7463.2957 | 13332.8222 | 16069.9786 | 18860.1663 | 18860.2589 | 18860.3561 | [5 empty] | 0 | 425.6781
[5 empty] | Appliance Recycling | 0 | 0 | 4542653.2653 | 5299762.1429 | 6056871.0204 | 6056871.0204 | 6056871.0204 | [21 empty] | 18.6022 | 12.6364 | 3.5063 | 1.7997 | 1.5508 | 1.5564 | 1.5508 | [5 empty] | 383.5877 | 533.0841
[5 empty] | Online Marketplace | 326074.6927 | 650701.5855 | 1299882.9809 | 2598169.7624 | 3728750.3385 | 3728842.9601 | 3728940.2127 | [21 empty] | 3.5225 | [11 empty] | 7267.736 | 3199.8742
[5 empty] | Residential Audit Online | 0 | 2407866.2326 | 3085558.0836 | 3767318.7801 | 4669817.0221 | 4669817.0221 | 4669817.0221 | [21 empty] | #DIV/0! | 38.8357 | 14.8653 | 7.4139 | 6.0271 | 6.025 | 6.0026 | [5 empty] | 116.4813 | 49.832
[5 empty] | Business Rebates | 87497146.1977 | 93511245.4308 | 45867765.9842 | 27930617.6713 | 28145278.2879 | 28135590.3957 | 28030898.363 | [20 empty] | #NAME? | 14.5731 | [11 empty] | 78687.763 | 89.2828
[5 empty] | Small Business - Audit & DI | 218264.2936 | 436528.5872 | 436528.5872 | 436528.5872 | 436528.5872 | 436528.5872 | 436528.5872
[5 empty] | Large Nonres Demand Con. | 287868.2698 | 361271.8516 | 444384.7675 | 553931.1192 | 667228.8605 | 782117.2863 | 782117.2863 | [20 empty] | From Pg 10 of 2022 Cadmus Study
[5 empty] | NonRes Midstream Lighting | 0 | 0 | 70527597.9213 | 105791391.3817 | 105791391.3817 | 84633113.1053 | 67706490.4843 | [21 empty] | TP | Economic | Achievable | TP | Economic | Achievable
[33 empty] | Res | 3699 | 649 | 337 | 49.16% | 24.85% | 22.91%
[33 empty] | Com | 2503 | 779 | 542 | 33.27% | 29.82% | 36.85%
[33 empty] | Ind | 1322 | 1184 | 592 | 17.57% | 45.33% | 40.24%
[33 empty] | Total | 7524 | 2612 | 1471 | 100% | 100% | 100%
[37 empty] | 50.84% | 75.15% | 77.09%
[38 empty] | Cadmus Study | 2024-2030 DSM-EE Plan
[37 empty] | Res | 22.91% | 22.11%
[37 empty] | Business | 77.09% | 77.89%
23270
[34 empty] | 776406 | 33.3651
Note on AU153: [Threaded comment] Your version of Excel allows you to read this threaded comment; however, any edits to it will get removed if the file is opened in a newer version of Excel. Learn more: https://go.microsoft.com/fwlink/?linkid=870924 Comment: Why does online marketplace have no kW?

## Utility Portfolio Summary
[14 empty] | UnitMeasureGrossCost2024Q1 | UnitMeasureGrossCost2025Q1 | UnitMeasureGrossCost2026Q1 | UnitMeasureGrossCost2027Q1 | UnitMeasureGrossCost2028Q1 | UnitMeasureGrossCost2029Q1 | UnitMeasureGrossCost2030Q1 | Ben_kWh2024Q1 | Ben_kWh2025Q1 | Ben_kWh2026Q1 | Ben_kWh2027Q1 | Ben_kWh2028Q1 | Ben_kWh2029Q1 | Ben_kWh2030Q1 | EndUserRebate2024Q1 | EndUserRebate2025Q1 | EndUserRebate2026Q1 | EndUserRebate2027Q1 | EndUserRebate2028Q1 | EndUserRebate2029Q1 | EndUserRebate2030Q1 | UESkWh2024Q1 | UESkWh2025Q1 | UESkWh2026Q1 | UESkWh2027Q1 | UESkWh2028Q1 | UESkWh2029Q1 | UESkWh2030Q1 | UESkW2024Q1 | UESkW2025Q1 | UESkW2026Q1 | UESkW2027Q1 | UESkW2028Q1 | UESkW2029Q1 | UESkW2030Q1 | UESThm2024Q1 | UESThm2025Q1 | UESThm2026Q1 | UESThm2027Q1 | UESThm2028Q1 | UESThm2029Q1 | UESThm2030Q1 | ElecTargetSector | ElecEndUseShape | GasSavingsProfile | ElecRateSchedule | GasRateSchedule | EUL | Already in the Program Costs Summary - DO NOT DOUBLE COUNT | Already in the Program Costs Summary - DO NOT DOUBLE COUNT | Already in the Program Costs Summary - DO NOT DOUBLE COUNT | Already in the Program Costs Summary - DO NOT DOUBLE COUNT | Already in the Program Costs Summary - DO NOT DOUBLE COUNT | Already in the Program Costs Summary - DO NOT DOUBLE COUNT | Already in the Program Costs Summary - DO NOT DOUBLE COUNT |  | EUL
|  |  | Program | Measure |  | Unit | __Participation 2024 | __Participation 2025 | __Participation 2026 | __Participation 2027 | __Participation 2028 | __Participation 2029 | __Participation 2030 | Cost_2024 | Cost_2025 | Cost_2026 | Cost_2027 | Cost_2028 | Cost_2029 | Cost_2030 | O&M_2024 | O&M_2025 | O&M_2026 | O&M_2027 | O&M_2028 | O&M_2029 | O&M_2030 | Incentive$_2024 | Incentive$_2025 | Incentive$_2026 | Incentive$_2027 | Incentive$_2028 | Incentive$_2029 | Incentive$_2030 | kWh_2024 | kWh_2025 | kWh_2026 | kWh_2027 | kWh_2028 | kWh_2029 | kWh_2030 | kW_2024 | kW_2025 | kW_2026 | kW_2027 | kW_2028 | kW_2029 | kW_2030 | Therms_2024 | Therms_2025 | Therms_2026 | Therms_2027 | Therms_2028 | Therms_2029 | Therms_2030
Lookup | Utility Portfolio Summary
[14 empty] | Program | Program | Program | Program | Program | Program | Program | Program | Program | Program | Program | Program | Program | Program | Program | Program | Program | Program | Program | Program | Program | Program | Program | Program | Program | Program | Program | Program | Program | Program | Program | Program | Program | Program | Program | Program | Program | Program | Program | Program | Program | Program | [6 empty] | Program | Program | Program | Program | Program | Program | Program
|  | Measure Details | [11 empty] | Incremental Costs | Incremental Costs | Incremental Costs | Incremental Costs | Incremental Costs | Incremental Costs | Incremental Costs | Incremental Annual O&M | Incremental Annual O&M | Incremental Annual O&M | Incremental Annual O&M | Incremental Annual O&M | Incremental Annual O&M | Incremental Annual O&M | Customer & Dealer Incentives | Customer & Dealer Incentives | Customer & Dealer Incentives | Customer & Dealer Incentives | Customer & Dealer Incentives | Customer & Dealer Incentives | Customer & Dealer Incentives | kWh | kWh | kWh | kWh | kWh | kWh | kWh | kW | kW | kW | kW | kW | kW | kW | Therms | Therms | Therms | Therms | Therms | Therms | Therms | [6 empty] | Implementation Costs | Implementation Costs | Implementation Costs | Implementation Costs | Implementation Costs | Implementation Costs | Implementation Costs | Total Plan Summary 2024-2030
|  | Measure ID | Program Name | Measure Name | Measure Description/Qualification | Per Unit Assumption | Participation 2024 | Participation 2025 | Participation 2026 | Participation 2027 | Participation 2028 | Participation 2029 | Participation 2030 | 2024 | 2025 | 2026 | 2027 | 2028 | 2029 | 2030 | 2024 | 2025 | 2026 | 2027 | 2028 | 2029 | 2030 | 2024 | 2025 | 2026 | 2027 | 2028 | 2029 | 2030 | 2024 | 2025 | 2026 | 2027 | 2028 | 2029 | 2030 | 2024 | 2025 | 2026 | 2027 | 2028 | 2029 | 2030 | 2024 | 2025 | 2026 | 2027 | 2028 | 2029 | 2030 | Sector | Electric Load Shape | Natural Gas Load Shape | Customer Rate Class | Customer Rate Class | Measure Life | 2024 | 2025 | 2026 | 2027 | 2028 | 2029 | 2030 | Participation | Incremental Costs ($) | Incremental Annual O&M ($) | Customer & Dealer Incentives ($) | Implementation Costs ($) | Electric kWh Benefits | Electric kW Peak Demand Benefits | Natural Gas Therms Benefits
PDAKU-Program Development & Administration (PDA) | KUPDA | 1-KU | PDA | KU-Program Development & Administration (PDA) | PDA | Per Program | 0.5 | 0.5 | 0.5 | 0.5 | 0.5 | 0.5 | 0.5 | 0 | 0 | 0 | 0 | 0 | 0 | 0 | 0 | 0 | 0 | 0 | 0 | 0 | 0 | 0 | 0 | 0 | 0 | 0 | 0 | 0 | 0 | 0 | 0 | 0 | 0 | 0 | 0 | 0 | 0 | 0 | 0 | 0 | 0 | 0 | 0 | 0 | 0 | 0 | 0 | 0 | 0 | Residential | ResEleTotal - SF Wtd | ResSFGasTotal | KU Res | KU Res | 1 | 0 | 0 | 0 | 0 | 0 | 0 | 0 | 3.5 | 0 | 0 | 0 | 0 | 0 | 0 | 0
PDALG&E-Program Development & Administration (PDA) | LG&EPDA | 1-LGE | PDA | LG&E-Program Development & Administration (PDA) | PDA | Per Program | 0.5 | 0.5 | 0.5 | 0.5 | 0.5 | 0.5 | 0.5 | 0 | 0 | 0 | 0 | 0 | 0 | 0 | 0 | 0 | 0 | 0 | 0 | 0 | 0 | 0 | 0 | 0 | 0 | 0 | 0 | 0 | 0 | 0 | 0 | 0 | 0 | 0 | 0 | 0 | 0 | 0 | 0 | 0 | 0 | 0 | 0 | 0 | 0 | 0 | 0 | 0 | 0 | Residential | ResEleTotal - SF Wtd | ResSFGasTotal | LGE Res | LGE Res | 1 | 0 | 0 | 0 | 0 | 0 | 0 | 0 | 3.5 | 0 | 0 | 0 | 0 | 0 | 0 | 0
WeCare V2KU-WeCare Weatherization Project - Single Family - Complete Package | KUWeCare V2 | 1-KU | WeCare V2 | KU-WeCare Weatherization Project - Single Family - Complete Package | Low Income Heating Assistance Program (LIHEAP) at 300% FPL | Per Home | 2295 | 2295 | 2295 | 2295 | 2295 | 2295 | 2295 | 0 | 0 | 0 | 0 | 0 | 0 | 0 | 0 | 0 | 0 | 0 | 0 | 0 | 0 | 0 | 0 | 0 | 0 | 0 | 0 | 0 | 2031075 | 2031075 | 2031075 | 2031075 | 2031075 | 2031075 | 2031075 | 173.6361 | 173.6361 | 173.6361 | 173.6361 | 173.6361 | 173.6361 | 173.6361 | 0 | 0 | 0 | 0 | 0 | 0 | 0 | Residential | ResEleTotal - SF Wtd | ResSFGasTotal | KU Res | KU Res | 20 | 4165425 | 4165425 | 4165425 | 4165425 | 4165425 | 4165425 | 4165425 | 16065 | 0 | 0 | 0 | 29157975 | 14217525 | 1215.4526 | 0
WeCare V2KU-WeCare V2 Smart Thermostat - Single Family (with direct enrollment to DR) | KUWeCare V2 | 2-KU | WeCare V2 | KU-WeCare V2 Smart Thermostat - Single Family (with direct enrollment to DR) | Smart thermostat rebate with direct enrollment to DR | Per smart thermostat | 261 | 261 | 261 | 261 | 261 | 261 | 261 | 0 | 0 | 0 | 0 | 0 | 0 | 0 | 0 | 0 | 0 | 0 | 0 | 0 | 0 | 0 | 0 | 0 | 0 | 0 | 0 | 0 | 81060.0295 | 81060.0295 | 81060.0295 | 81060.0295 | 81060.0295 | 81060.0295 | 81060.0295 | 0 | 0 | 0 | 0 | 0 | 0 | 0 | 0 | 0 | 0 | 0 | 0 | 0 | 0 | Residential | ResCooling - SF Wtd | ResSFGasHeat | KU Res | KU Res | 7.5 | 53244 | 53244 | 53244 | 53244 | 53244 | 53244 | 53244 | 1827 | 0 | 0 | 0 | 372708 | 567420.2063 | 0 | 0
WeCare V2LG&E-WeCare Weatherization Project - Single Family - Complete Package | LG&EWeCare V2 | 1-LGE | WeCare V2 | LG&E-WeCare Weatherization Project - Single Family - Complete Package | Low Income Heating Assistance Program (LIHEAP) at 300% FPL | Per Home | 2295 | 2295 | 2295 | 2295 | 2295 | 2295 | 2295 | 0 | 0 | 0 | 0 | 0 | 0 | 0 | 0 | 0 | 0 | 0 | 0 | 0 | 0 | 0 | 0 | 0 | 0 | 0 | 0 | 0 | 1609942.5 | 1609942.5 | 1609942.5 | 1609942.5 | 1609942.5 | 1609942.5 | 1609942.5 | 137.6336 | 137.6336 | 137.6336 | 137.6336 | 137.6336 | 137.6336 | 137.6336 | 123755.58 | 123755.58 | 123755.58 | 123755.58 | 123755.58 | 123755.58 | 123755.58 | Residential | ResEleTotal - SF Wtd | ResSFGasTotal | LGE Res | LGE Res | 20 | 4165425 | 4165425 | 4165425 | 4165425 | 4165425 | 4165425 | 4165425 | 16065 | 0 | 0 | 0 | 29157975 | 11269597.5 | 963.435 | 866289.06
WeCare V2LG&E-WeCare V2 Smart Thermostat - Single Family (with direct enrollment to DR) | LG&EWeCare V2 | 2-LGE | WeCare V2 | LG&E-WeCare V2 Smart Thermostat - Single Family (with direct enrollment to DR) | Smart thermostat rebate with direct enrollment to DR | Per smart thermostat | 261 | 261 | 261 | 261 | 261 | 261 | 261 | 0 | 0 | 0 | 0 | 0 | 0 | 0 | 0 | 0 | 0 | 0 | 0 | 0 | 0 | 0 | 0 | 0 | 0 | 0 | 0 | 0 | 81060.0295 | 81060.0295 | 81060.0295 | 81060.0295 | 81060.0295 | 81060.0295 | 81060.0295 | 0 | 0 | 0 | 0 | 0 | 0 | 0 | 7171.0272 | 7171.0272 | 7171.0272 | 7171.0272 | 7171.0272 | 7171.0272 | 7171.0272 | Residential | ResCooling - SF Wtd | ResSFGasHeat | LGE Res | LGE Res | 7.5 | 53244 | 53244 | 53244 | 53244 | 53244 | 53244 | 53244 | 1827 | 0 | 0 | 0 | 372708 | 567420.2063 | 0 | 50197.1904
LI Multifamily - Whole BuildingKU-WeCare Weatherization Project - Multi Family - Complete Package (MF-GS Com) | KULI Multifamily - Whole Building | 1-KU | LI Multifamily - Whole Building | KU-WeCare Weatherization Project - Multi Family - Complete Package (MF-GS Com) | Low Income Heating Assistance Program (LIHEAP) at 200% poverty | Per Home | 200 | 200 | 200 | 200 | 200 | 200 | 200 | 0 | 0 | 0 | 0 | 0 | 0 | 0 | 0 | 0 | 0 | 0 | 0 | 0 | 0 | 0 | 0 | 0 | 0 | 0 | 0 | 0 | 121719.4927 | 121719.4927 | 121719.4927 | 121719.4927 | 121719.4927 | 121719.4927 | 121719.4927 | 10.2992 | 10.2992 | 10.2992 | 10.2992 | 10.2992 | 10.2992 | 10.2992 | 0 | 0 | 0 | 0 | 0 | 0 | 0 | Commercial | OFFLGElecTotl | OFFSMGasHeat | KU NonRes | KU NonRes | 20 | 165000 | 165000 | 165000 | 165000 | 165000 | 165000 | 165000 | 1400 | 0 | 0 | 0 | 1155000 | 852036.4492 | 72.0942 | 0
LI Multifamily - Whole BuildingKU-WeCare Weatherization Project - Multi Family - Complete Package (MF-NonRes Com) | KULI Multifamily - Whole Building | 2-KU | LI Multifamily - Whole Building | KU-WeCare Weatherization Project - Multi Family - Complete Package (MF-NonRes Com) | Low Income Heating Assistance Program (LIHEAP) at 200% poverty | Per Home | 200 | 200 | 200 | 200 | 200 | 200 | 200 | 0 | 0 | 0 | 0 | 0 | 0 | 0 | 0 | 0 | 0 | 0 | 0 | 0 | 0 | 0 | 0 | 0 | 0 | 0 | 0 | 0 | 121719.4927 | 121719.4927 | 121719.4927 | 121719.4927 | 121719.4927 | 121719.4927 | 121719.4927 | 10.2992 | 10.2992 | 10.2992 | 10.2992 | 10.2992 | 10.2992 | 10.2992 | 0 | 0 | 0 | 0 | 0 | 0 | 0 | Commercial | OFFLGElecTotl | OFFSMGasHeat | KU NonRes | KU NonRes | 20 | 165000 | 165000 | 165000 | 165000 | 165000 | 165000 | 165000 | 1400 | 0 | 0 | 0 | 1155000 | 852036.4492 | 72.0942 | 0
LI Multifamily - Whole BuildingKU-Direct Install - Water Conservation Bathroom Aerators | KULI Multifamily - Whole Building | 3-KU | LI Multifamily - Whole Building | KU-Direct Install - Water Conservation Bathroom Aerators | Aerators 0.5 GPM | Per Unit | 0 | 0 | 0 | 0 | 0 | 0 | 0 | 0 | 0 | 0 | 0 | 0 | 0 | 0 | 0 | 0 | 0 | 0 | 0 | 0 | 0 | 0 | 0 | 0 | 0 | 0 | 0 | 0 | 0 | 0 | 0 | 0 | 0 | 0 | 0 | 0 | 0 | 0 | 0 | 0 | 0 | 0 | 0 | 0 | 0 | 0 | 0 | 0 | 0 | Residential | ResHotWater - MF Wtd | ResMFGasDHW | KU NonRes | KU NonRes | 10 | 0 | 0 | 0 | 0 | 0 | 0 | 0 | 0 | 0 | 0 | 0 | 0 | 0 | 0 | 0
LI Multifamily - Whole BuildingKU-Direct Install - Water Conservation Kitchen Aerators | KULI Multifamily - Whole Building | 4-KU | LI Multifamily - Whole Building | KU-Direct Install - Water Conservation Kitchen Aerators | Aerators 1.5 GPM | Per Unit | 0 | 0 | 0 | 0 | 0 | 0 | 0 | 0 | 0 | 0 | 0 | 0 | 0 | 0 | 0 | 0 | 0 | 0 | 0 | 0 | 0 | 0 | 0 | 0 | 0 | 0 | 0 | 0 | 0 | 0 | 0 | 0 | 0 | 0 | 0 | 0 | 0 | 0 | 0 | 0 | 0 | 0 | 0 | 0 | 0 | 0 | 0 | 0 | 0 | Residential | ResHotWater - MF Wtd | ResMFGasDHW | KU NonRes | KU NonRes | 10 | 0 | 0 | 0 | 0 | 0 | 0 | 0 | 0 | 0 | 0 | 0 | 0 | 0 | 0 | 0
LI Multifamily - Whole BuildingKU-Direct Install - Water Conservation Showerheads | KULI Multifamily - Whole Building | 5-KU | LI Multifamily - Whole Building | KU-Direct Install - Water Conservation Showerheads | Showerhead 1.5 GPM | Per Unit | 0 | 0 | 0 | 0 | 0 | 0 | 0 | 0 | 0 | 0 | 0 | 0 | 0 | 0 | 0 | 0 | 0 | 0 | 0 | 0 | 0 | 0 | 0 | 0 | 0 | 0 | 0 | 0 | 0 | 0 | 0 | 0 | 0 | 0 | 0 | 0 | 0 | 0 | 0 | 0 | 0 | 0 | 0 | 0 | 0 | 0 | 0 | 0 | 0 | Residential | ResHotWater - MF Wtd | ResMFGasDHW | KU NonRes | KU NonRes | 10 | 0 | 0 | 0 | 0 | 0 | 0 | 0 | 0 | 0 | 0 | 0 | 0 | 0 | 0 | 0
LI Multifamily - Whole BuildingKU-Custom MF Retrofit Common Area | KULI Multifamily - Whole Building | 6-KU | LI Multifamily - Whole Building | KU-Custom MF Retrofit Common Area | Custom Projects - for common areas | Per Saved kWh (first year savings only) | 18750 | 18750 | 18750 | 18750 | 18750 | 18750 | 18750 | 0 | 0 | 0 | 0 | 0 | 0 | 0 | 0 | 0 | 0 | 0 | 0 | 0 | 0 | 0 | 0 | 0 | 0 | 0 | 0 | 0 | 18750 | 18750 | 18750 | 18750 | 18750 | 18750 | 18750 | 5.1211 | 5.1211 | 5.1211 | 5.1211 | 5.1211 | 5.1211 | 5.1211 | 0 | 0 | 0 | 0 | 0 | 0 | 0 | Commercial | OFFLGElecTotl | OFFSMGasHeat | KU NonRes | KU NonRes | 15 | 10367.754 | 10367.754 | 10367.754 | 10367.754 | 10367.754 | 10367.754 | 10367.754 | 131250 | 0 | 0 | 0 | 72574.2783 | 131250 | 35.8475 | 0
LI Multifamily - Whole BuildingLG&E-WeCare Weatherization Project - Multi Family - Complete Package (MF-GS Com) | LG&ELI Multifamily - Whole Building | 1-LGE | LI Multifamily - Whole Building | LG&E-WeCare Weatherization Project - Multi Family - Complete Package (MF-GS Com) | Low Income Heating Assistance Program (LIHEAP) at 200% poverty | Per Home | 160 | 160 | 160 | 160 | 160 | 160 | 160 | 0 | 0 | 0 | 0 | 0 | 0 | 0 | 0 | 0 | 0 | 0 | 0 | 0 | 0 | 0 | 0 | 0 | 0 | 0 | 0 | 0 | 128260.5399 | 128260.5399 | 128260.5399 | 128260.5399 | 128260.5399 | 128260.5399 | 128260.5399 | 11.0502 | 11.0502 | 11.0502 | 11.0502 | 11.0502 | 11.0502 | 11.0502 | 2542.0742 | 2542.0742 | 2542.0742 | 2542.0742 | 2542.0742 | 2542.0742 | 2542.0742 | Commercial | OFFLGElecTotl | OFFSMGasHeat | LGE NonRes | LGE NonRes | 20 | 132000 | 132000 | 132000 | 132000 | 132000 | 132000 | 132000 | 1120 | 0 | 0 | 0 | 924000 | 897823.779 | 77.3517 | 17794.5191
LI Multifamily - Whole BuildingLG&E-WeCare Weatherization Project - Multi Family - Complete Package (MF-NonRes Com) | LG&ELI Multifamily - Whole Building | 2-LGE | LI Multifamily - Whole Building | LG&E-WeCare Weatherization Project - Multi Family - Complete Package (MF-NonRes Com) | Low Income Heating Assistance Program (LIHEAP) at 200% poverty | Per Home | 240 | 240 | 240 | 240 | 240 | 240 | 240 | 0 | 0 | 0 | 0 | 0 | 0 | 0 | 0 | 0 | 0 | 0 | 0 | 0 | 0 | 0 | 0 | 0 | 0 | 0 | 0 | 0 | 192390.8098 | 192390.8098 | 192390.8098 | 192390.8098 | 192390.8098 | 192390.8098 | 192390.8098 | 16.5754 | 16.5754 | 16.5754 | 16.5754 | 16.5754 | 16.5754 | 16.5754 | 3813.1112 | 3813.1112 | 3813.1112 | 3813.1112 | 3813.1112 | 3813.1112 | 3813.1112 | Commercial | OFFLGElecTotl | OFFSMGasHeat | LGE NonRes | LGE NonRes | 20 | 198000 | 198000 | 198000 | 198000 | 198000 | 198000 | 198000 | 1680 | 0 | 0 | 0 | 1386000 | 1346735.6685 | 116.0275 | 26691.7786
LI Multifamily - Whole BuildingLG&E-Direct Install - Water Conservation Bathroom Aerators | LG&ELI Multifamily - Whole Building | 3-LGE | LI Multifamily - Whole Building | LG&E-Direct Install - Water Conservation Bathroom Aerators | Aerators 0.5 GPM | Per Unit | 0 | 0 | 0 | 0 | 0 | 0 | 0 | 0 | 0 | 0 | 0 | 0 | 0 | 0 | 0 | 0 | 0 | 0 | 0 | 0 | 0 | 0 | 0 | 0 | 0 | 0 | 0 | 0 | 0 | 0 | 0 | 0 | 0 | 0 | 0 | 0 | 0 | 0 | 0 | 0 | 0 | 0 | 0 | 0 | 0 | 0 | 0 | 0 | 0 | Residential | ResHotWater - MF Wtd | ResMFGasDHW | LGE NonRes | LGE NonRes | 10 | 0 | 0 | 0 | 0 | 0 | 0 | 0 | 0 | 0 | 0 | 0 | 0 | 0 | 0 | 0
LI Multifamily - Whole BuildingLG&E-Direct Install - Water Conservation Kitchen Aerators | LG&ELI Multifamily - Whole Building | 4-LGE | LI Multifamily - Whole Building | LG&E-Direct Install - Water Conservation Kitchen Aerators | Aerators 1.5 GPM | Per Unit | 0 | 0 | 0 | 0 | 0 | 0 | 0 | 0 | 0 | 0 | 0 | 0 | 0 | 0 | 0 | 0 | 0 | 0 | 0 | 0 | 0 | 0 | 0 | 0 | 0 | 0 | 0 | 0 | 0 | 0 | 0 | 0 | 0 | 0 | 0 | 0 | 0 | 0 | 0 | 0 | 0 | 0 | 0 | 0 | 0 | 0 | 0 | 0 | 0 | Residential | ResHotWater - MF Wtd | ResMFGasDHW | LGE NonRes | LGE NonRes | 10 | 0 | 0 | 0 | 0 | 0 | 0 | 0 | 0 | 0 | 0 | 0 | 0 | 0 | 0 | 0
LI Multifamily - Whole BuildingLG&E-Direct Install - Water Conservation Showerheads | LG&ELI Multifamily - Whole Building | 5-LGE | LI Multifamily - Whole Building | LG&E-Direct Install - Water Conservation Showerheads | Showerhead 1.5 GPM | Per Unit | 0 | 0 | 0 | 0 | 0 | 0 | 0 | 0 | 0 | 0 | 0 | 0 | 0 | 0 | 0 | 0 | 0 | 0 | 0 | 0 | 0 | 0 | 0 | 0 | 0 | 0 | 0 | 0 | 0 | 0 | 0 | 0 | 0 | 0 | 0 | 0 | 0 | 0 | 0 | 0 | 0 | 0 | 0 | 0 | 0 | 0 | 0 | 0 | 0 | Residential | ResHotWater - MF Wtd | ResMFGasDHW | LGE NonRes | LGE NonRes | 10 | 0 | 0 | 0 | 0 | 0 | 0 | 0 | 0 | 0 | 0 | 0 | 0 | 0 | 0 | 0
LI Multifamily - Whole BuildingLG&E-Custom MF Retrofit Common Area | LG&ELI Multifamily - Whole Building | 6-LGE | LI Multifamily - Whole Building | LG&E-Custom MF Retrofit Common Area | Custom Projects - for common areas | Per Saved kWh (first year savings only) | 18750 | 18750 | 18750 | 18750 | 18750 | 18750 | 18750 | 0 | 0 | 0 | 0 | 0 | 0 | 0 | 0 | 0 | 0 | 0 | 0 | 0 | 0 | 0 | 0 | 0 | 0 | 0 | 0 | 0 | 18750 | 18750 | 18750 | 18750 | 18750 | 18750 | 18750 | 5.1211 | 5.1211 | 5.1211 | 5.1211 | 5.1211 | 5.1211 | 5.1211 | 57.2217 | 57.2217 | 57.2217 | 57.2217 | 57.2217 | 57.2217 | 57.2217 | Commercial | OFFLGElecTotl | OFFSMGasHeat | LGE NonRes | LGE NonRes | 15 | 10367.754 | 10367.754 | 10367.754 | 10367.754 | 10367.754 | 10367.754 | 10367.754 | 131250 | 0 | 0 | 0 | 72574.2783 | 131250 | 35.8475 | 400.552
Appliance RecyclingKU-Refrigerator - Removal of Secondary | KUAppliance Recycling | 1-KU | Appliance Recycling | KU-Refrigerator - Removal of Secondary | Proper Disposal of Refrigerator | Per Unit | 0 | 0 | 2442.9847 | 2850.1488 | 3257.3129 | 3257.3129 | 3257.3129 | 0 | 0 | 0 | 0 | 0 | 0 | 0 | 0 | 0 | 0 | 0 | 0 | 0 | 0 | 0 | 0 | 122149.234 | 142507.4397 | 162865.6453 | 162865.6453 | 162865.6453 | 0 | 0 | 1832238.5099 | 2137611.5948 | 2442984.6798 | 2442984.6798 | 2442984.6798 | 0 | 0 | 207.6537 | 242.2626 | 276.8716 | 276.8716 | 276.8716 | 0 | 0 | 0 | 0 | 0 | 0 | 0 | Residential | ResRefrig - SF Wtd | ResSFGasTotal | KU Res | KU Res | 8 | 0 | 0 | 0 | 0 | 0 | 0 | 0 | 15065.0722 | 0 | 0 | 753253.6096 | 0 | 11298804.1442 | 1280.5311 | 0
Appliance RecyclingKU-Freezer - Removal of Stand-Alone | KUAppliance Recycling | 2-KU | Appliance Recycling | KU-Freezer - Removal of Stand-Alone | Proper Disposal of Freezer | Per Unit | 0 | 0 | 557.0153 | 649.8512 | 742.6871 | 742.6871 | 742.6871 | 0 | 0 | 0 | 0 | 0 | 0 | 0 | 0 | 0 | 0 | 0 | 0 | 0 | 0 | 0 | 0 | 27850.766 | 32492.5603 | 37134.3547 | 37134.3547 | 37134.3547 | 0 | 0 | 417761.4901 | 487388.4052 | 557015.3202 | 557015.3202 | 557015.3202 | 0 | 0 | 47.3463 | 55.2374 | 63.1284 | 63.1284 | 63.1284 | 0 | 0 | 0 | 0 | 0 | 0 | 0 | Residential | ResFreezer - SF Wtd | ResSFGasTotal | KU Res | KU Res | 8 | 0 | 0 | 0 | 0 | 0 | 0 | 0 | 3434.9278 | 0 | 0 | 171746.3904 | 0 | 2576195.8558 | 291.9689 | 0
Appliance RecyclingKU-Room AC - Removal of inefficient unit | KUAppliance Recycling | 3-KU | Appliance Recycling | KU-Room AC - Removal of inefficient unit | Proper Disposal of Room AC - Available only if there is a refrigrator and/or freezer to remove | Per Unit | 0 | 0 | 30 | 35 | 40 | 40 | 40 | 0 | 0 | 0 | 0 | 0 | 0 | 0 | 0 | 0 | 0 | 0 | 0 | 0 | 0 | 0 | 0 | 0 | 0 | 0 | 0 | 0 | 0 | 0 | 8456.6327 | 9866.0714 | 11275.5102 | 11275.5102 | 11275.5102 | 0 | 0 | 8.0663 | 9.4107 | 10.7551 | 10.7551 | 10.7551 | 0 | 0 | 0 | 0 | 0 | 0 | 0 | Residential | ResElecMisc - SF Wtd | ResSFGasTotal | KU Res | KU Res | 3 | 0 | 0 | 0 | 0 | 0 | 0 | 0 | 185 | 0 | 0 | 0 | 0 | 52149.2347 | 49.7423 | 0
Appliance RecyclingKU-Dehumidifier - Removal of inefficient unit | KUAppliance Recycling | 4-KU | Appliance Recycling | KU-Dehumidifier - Removal of inefficient unit | Proper Disposal of Dehumidifier - Available only if there is a refrigrator and/or freezer to remove | Per Unit | 0 | 0 | 15 | 17.5 | 20 | 20 | 20 | 0 | 0 | 0 | 0 | 0 | 0 | 0 | 0 | 0 | 0 | 0 | 0 | 0 | 0 | 0 | 0 | 0 | 0 | 0 | 0 | 0 | 0 | 0 | 12870 | 15015 | 17160 | 17160 | 17160 | 0 | 0 | 2.91 | 3.395 | 3.88 | 3.88 | 3.88 | 0 | 0 | 0 | 0 | 0 | 0 | 0 | Residential | ResElecMisc - SF Wtd | ResSFGasTotal | KU Res | KU Res | 3 | 0 | 0 | 0 | 0 | 0 | 0 | 0 | 92.5 | 0 | 0 | 0 | 0 | 79365 | 17.945 | 0
Appliance RecyclingLG&E-Refrigerator - Removal of Secondary | LG&EAppliance Recycling | 1-LGE | Appliance Recycling | LG&E-Refrigerator - Removal of Secondary | Proper Disposal of Refrigerator | Per Unit | 0 | 0 | 2442.9847 | 2850.1488 | 3257.3129 | 3257.3129 | 3257.3129 | 0 | 0 | 0 | 0 | 0 | 0 | 0 | 0 | 0 | 0 | 0 | 0 | 0 | 0 | 0 | 0 | 122149.234 | 142507.4397 | 162865.6453 | 162865.6453 | 162865.6453 | 0 | 0 | 1832238.5099 | 2137611.5948 | 2442984.6798 | 2442984.6798 | 2442984.6798 | 0 | 0 | 207.6537 | 242.2626 | 276.8716 | 276.8716 | 276.8716 | 0 | 0 | 0 | 0 | 0 | 0 | 0 | Residential | ResRefrig - SF Wtd | ResSFGasTotal | LGE Res | LGE Res | 8 | 0 | 0 | 0 | 0 | 0 | 0 | 0 | 15065.0722 | 0 | 0 | 753253.6096 | 0 | 11298804.1442 | 1280.5311 | 0
Appliance RecyclingLG&E-Freezer - Removal of Stand-Alone | LG&EAppliance Recycling | 2-LGE | Appliance Recycling | LG&E-Freezer - Removal of Stand-Alone | Proper Disposal of Freezer | Per Unit | 0 | 0 | 557.0153 | 649.8512 | 742.6871 | 742.6871 | 742.6871 | 0 | 0 | 0 | 0 | 0 | 0 | 0 | 0 | 0 | 0 | 0 | 0 | 0 | 0 | 0 | 0 | 27850.766 | 32492.5603 | 37134.3547 | 37134.3547 | 37134.3547 | 0 | 0 | 417761.4901 | 487388.4052 | 557015.3202 | 557015.3202 | 557015.3202 | 0 | 0 | 47.3463 | 55.2374 | 63.1284 | 63.1284 | 63.1284 | 0 | 0 | 0 | 0 | 0 | 0 | 0 | Residential | ResFreezer - SF Wtd | ResSFGasTotal | LGE Res | LGE Res | 8 | 0 | 0 | 0 | 0 | 0 | 0 | 0 | 3434.9278 | 0 | 0 | 171746.3904 | 0 | 2576195.8558 | 291.9689 | 0
Appliance RecyclingLG&E-Room AC - Removal of inefficient unit | LG&EAppliance Recycling | 3-LGE | Appliance Recycling | LG&E-Room AC - Removal of inefficient unit | Proper Disposal of Room AC - Available only if there is a refrigrator and/or freezer to remove | Per Unit | 0 | 0 | 30 | 35 | 40 | 40 | 40 | 0 | 0 | 0 | 0 | 0 | 0 | 0 | 0 | 0 | 0 | 0 | 0 | 0 | 0 | 0 | 0 | 0 | 0 | 0 | 0 | 0 | 0 | 0 | 8456.6327 | 9866.0714 | 11275.5102 | 11275.5102 | 11275.5102 | 0 | 0 | 8.0663 | 9.4107 | 10.7551 | 10.7551 | 10.7551 | 0 | 0 | 0 | 0 | 0 | 0 | 0 | Residential | ResElecMisc - SF Wtd | ResSFGasTotal | LGE Res | LGE Res | 3 | 0 | 0 | 0 | 0 | 0 | 0 | 0 | 185 | 0 | 0 | 0 | 0 | 52149.2347 | 49.7423 | 0
Appliance RecyclingLG&E-Dehumidifier - Removal of inefficient unit | LG&EAppliance Recycling | 4-LGE | Appliance Recycling | LG&E-Dehumidifier - Removal of inefficient unit | Proper Disposal of Dehumidifier - Available only if there is a refrigrator and/or freezer to remove | Per Unit | 0 | 0 | 15 | 17.5 | 20 | 20 | 20 | 0 | 0 | 0 | 0 | 0 | 0 | 0 | 0 | 0 | 0 | 0 | 0 | 0 | 0 | 0 | 0 | 0 | 0 | 0 | 0 | 0 | 0 | 0 | 12870 | 15015 | 17160 | 17160 | 17160 | 0 | 0 | 2.91 | 3.395 | 3.88 | 3.88 | 3.88 | 0 | 0 | 0 | 0 | 0 | 0 | 0 | Residential | ResElecMisc - SF Wtd | ResSFGasTotal | LGE Res | LGE Res | 3 | 0 | 0 | 0 | 0 | 0 | 0 | 0 | 92.5 | 0 | 0 | 0 | 0 | 79365 | 17.945 | 0
Online MarketplaceKU-Marketplace | KUOnline Marketplace | 1-KU | Online Marketplace | KU-Marketplace | Online Marketplace | Per Program | 0.5 | 0.5 | 0.5 | 0.5 | 0.5 | 0.5 | 0.5 | 0 | 0 | 0 | 0 | 0 | 0 | 0 | 0 | 0 | 0 | 0 | 0 | 0 | 0 | 0 | 0 | 0 | 0 | 0 | 0 | 0 | 0 | 0 | 0 | 0 | 0 | 0 | 0 | 0 | 0 | 0 | 0 | 0 | 0 | 0 | 0 | 0 | 0 | 0 | 0 | 0 | 0 | Residential | ResEleTotal - SF Wtd | ResSFGasTotal | KU Res | KU Res | 1 | 0 | 0 | 0 | 0 | 0 | 0 | 0 | 3.5 | 0 | 0 | 0 | 0 | 0 | 0 | 0
Online MarketplaceKU-Smart Thermostat (with direct enrollment to DR) | KUOnline Marketplace | 2-KU | Online Marketplace | KU-Smart Thermostat (with direct enrollment to DR) | Smart thermostat sold on online marketplace | Per smart thermostat | 522.5 | 1045 | 2090 | 4180 | 6000 | 6000 | 6000 | 80465 | 160930 | 321860 | 643720 | 924000 | 924000 | 924000 | 0 | 0 | 0 | 0 | 0 | 0 | 0 | 39187.5 | 78375 | 156750 | 313500 | 450000 | 450000 | 450000 | 162275.3464 | 324550.6927 | 649101.3855 | 1298202.7709 | 1863448.9535 | 1863448.9535 | 1863448.9535 | 0 | 0 | 0 | 0 | 0 | 0 | 0 | 0 | 0 | 0 | 0 | 0 | 0 | 0 | Residential | ResCooling - SF Wtd | ResSFGasHeat | KU Res | KU Res | 7.5 | 0 | 0 | 0 | 0 | 0 | 0 | 0 | 25837.5 | 3978975 | 0 | 1937812.5 | 0 | 8024477.0559 | 0 | 0
Online MarketplaceKU-Smart plug | KUOnline Marketplace | 3-KU | Online Marketplace | KU-Smart plug | Smart plug sold on online marketplace | Per smart plug | 12 | 12.6 | 13.23 | 13.8915 | 14.5861 | 15.3154 | 16.0811 | 230.88 | 242.424 | 254.5452 | 267.2725 | 280.6361 | 294.6679 | 309.4013 | 0 | 0 | 0 | 0 | 0 | 0 | 0 | 120 | 126 | 132.3 | 138.915 | 145.8607 | 153.1538 | 160.8115 | 762 | 800.1 | 840.105 | 882.1103 | 926.2158 | 972.5266 | 1021.1529 | 0 | 0 | 0 | 0 | 0 | 0 | 0 | 0 | 0 | 0 | 0 | 0 | 0 | 0 | Residential | ResElecMisc - SF Wtd | ResSFGasHeat | KU Res | KU Res | 5 | 0 | 0 | 0 | 0 | 0 | 0 | 0 | 97.7041 | 1879.8269 | 0 | 977.041 | 0 | 6204.2104 | 0 | 0
Online MarketplaceKU-BYOD enablement devices | KUOnline Marketplace | 4-KU | Online Marketplace | KU-BYOD enablement devices | Attachments for water heaters | Per device | 0 | 0 | 5 | 7.5 | 11.25 | 16.875 | 25.3125 | 0 | 0 | 250 | 375 | 562.5 | 843.75 | 1265.625 | 0 | 0 | 0 | 0 | 0 | 0 | 0 | 0 | 0 | 250 | 375 | 562.5 | 843.75 | 1265.625 | 0 | 0 | 0 | 0 | 0 | 0 | 0 | 0 | 0 | 0 | 0 | 0 | 0 | 0 | 0 | 0 | 0 | 0 | 0 | 0 | 0 | Residential | ResHotWater - SF Wtd | ResSFGasTotal | KU Res | KU Res | 1 | 0 | 0 | 0 | 0 | 0 | 0 | 0 | 65.9375 | 3296.875 | 0 | 3296.875 | 0 | 0 | 0 | 0
Online MarketplaceLG&E-Marketplace | LG&EOnline Marketplace | 1-LGE | Online Marketplace | LG&E-Marketplace | Online Marketplace | Per Program | 0.5 | 0.5 | 0.5 | 0.5 | 0.5 | 0.5 | 0.5 | 0 | 0 | 0 | 0 | 0 | 0 | 0 | 0 | 0 | 0 | 0 | 0 | 0 | 0 | 0 | 0 | 0 | 0 | 0 | 0 | 0 | 0 | 0 | 0 | 0 | 0 | 0 | 0 | 0 | 0 | 0 | 0 | 0 | 0 | 0 | 0 | 0 | 0 | 0 | 0 | 0 | 0 | Residential | ResEleTotal - SF Wtd | ResSFGasTotal | LGE Res | LGE Res | 1 | 0 | 0 | 0 | 0 | 0 | 0 | 0 | 3.5 | 0 | 0 | 0 | 0 | 0 | 0 | 0
Online MarketplaceLG&E-Smart Thermostat (with direct enrollment to DR) | LG&EOnline Marketplace | 2-LGE | Online Marketplace | LG&E-Smart Thermostat (with direct enrollment to DR) | Smart thermostat sold on online marketplace | Per smart thermostat | 522.5 | 1045 | 2090 | 4180 | 6000 | 6000 | 6000 | 80465 | 160930 | 321860 | 643720 | 924000 | 924000 | 924000 | 0 | 0 | 0 | 0 | 0 | 0 | 0 | 39187.5 | 78375 | 156750 | 313500 | 450000 | 450000 | 450000 | 162275.3464 | 324550.6927 | 649101.3855 | 1298202.7709 | 1863448.9535 | 1863448.9535 | 1863448.9535 | 0 | 0 | 0 | 0 | 0 | 0 | 0 | 14355.792 | 28711.584 | 57423.168 | 114846.336 | 164851.2 | 164851.2 | 164851.2 | Residential | ResCooling - SF Wtd | ResSFGasHeat | LGE Res | LGE Res | 7.5 | 0 | 0 | 0 | 0 | 0 | 0 | 0 | 25837.5 | 3978975 | 0 | 1937812.5 | 0 | 8024477.0559 | 0 | 709890.48
Online MarketplaceLG&E-Smart plug | LG&EOnline Marketplace | 3-LGE | Online Marketplace | LG&E-Smart plug | Smart plug sold on online marketplace | Per smart plug | 12 | 12.6 | 13.23 | 13.8915 | 14.5861 | 15.3154 | 16.0811 | 230.88 | 242.424 | 254.5452 | 267.2725 | 280.6361 | 294.6679 | 309.4013 | 0 | 0 | 0 | 0 | 0 | 0 | 0 | 120 | 126 | 132.3 | 138.915 | 145.8607 | 153.1538 | 160.8115 | 762 | 800.1 | 840.105 | 882.1103 | 926.2158 | 972.5266 | 1021.1529 | 0 | 0 | 0 | 0 | 0 | 0 | 0 | 0 | 0 | 0 | 0 | 0 | 0 | 0 | Residential | ResElecMisc - SF Wtd | ResSFGasHeat | LGE Res | LGE Res | 5 | 0 | 0 | 0 | 0 | 0 | 0 | 0 | 97.7041 | 1879.8269 | 0 | 977.041 | 0 | 6204.2104 | 0 | 0
Online MarketplaceLG&E-BYOD enablement devices | LG&EOnline Marketplace | 4-LGE | Online Marketplace | LG&E-BYOD enablement devices | Attachments for water heaters | Per device | 0 | 0 | 5 | 7.5 | 11.25 | 16.875 | 25.3125 | 0 | 0 | 250 | 375 | 562.5 | 843.75 | 1265.625 | 0 | 0 | 0 | 0 | 0 | 0 | 0 | 0 | 0 | 250 | 375 | 562.5 | 843.75 | 1265.625 | 0 | 0 | 0 | 0 | 0 | 0 | 0 | 0 | 0 | 0 | 0 | 0 | 0 | 0 | 0 | 0 | 0 | 0 | 0 | 0 | 0 | Residential | ResHotWater - SF Wtd | ResSFGasTotal | LGE Res | LGE Res | 1 | 0 | 0 | 0 | 0 | 0 | 0 | 0 | 65.9375 | 3296.875 | 0 | 3296.875 | 0 | 0 | 0 | 0
Residential Audit OnlineKU-Residential Audit - Virtual | KUResidential Audit Online | 1-KU | Residential Audit Online | KU-Residential Audit - Virtual | Virtual audit with no cost to customer | Per Home | 0 | 625 | 656.25 | 689.0625 | 723.5156 | 723.5156 | 723.5156 | 0 | 0 | 0 | 0 | 0 | 0 | 0 | 0 | 0 | 0 | 0 | 0 | 0 | 0 | 0 | 0 | 0 | 0 | 0 | 0 | 0 | 0 | 0 | 0 | 0 | 0 | 0 | 0 | 0 | 0 | 0 | 0 | 0 | 0 | 0 | 0 | 0 | 0 | 0 | 0 | 0 | 0 | Residential | ResEleTotal - SF Wtd | ResSFGasHeat | KU Res | KU Res | 1 | 0 | 0 | 0 | 0 | 0 | 0 | 0 | 4140.8594 | 0 | 0 | 0 | 0 | 0 | 0 | 0
Residential Audit OnlineKU-Virtual Energy Kit | KUResidential Audit Online | 2-KU | Residential Audit Online | KU-Virtual Energy Kit | Kits will be mailed to customer | Per Home | 0 | 625 | 656.25 | 689.0625 | 723.5156 | 723.5156 | 723.5156 | 0 | 0 | 0 | 0 | 0 | 0 | 0 | 0 | 0 | 0 | 0 | 0 | 0 | 0 | 0 | 0 | 0 | 0 | 0 | 0 | 0 | 0 | 89292.3644 | 93756.9826 | 98444.8318 | 103367.0734 | 103367.0734 | 103367.0734 | 0 | 6.4827 | 6.8069 | 7.1472 | 7.5046 | 7.5046 | 7.5046 | 0 | 0 | 0 | 0 | 0 | 0 | 0 | Residential | ResEleTotal - SF Wtd | ResSFGasHeat | KU Res | KU Res | 9 | 0 | 20850 | 21892.5 | 22987.125 | 24136.4813 | 24136.4813 | 24136.4813 | 4140.8594 | 0 | 0 | 0 | 138139.0688 | 591595.3989 | 42.9506 | 0
Residential Audit OnlineKU-Weatherization-Ceiling Insulation (KY) - Code | KUResidential Audit Online | 3-KU | Residential Audit Online | KU-Weatherization-Ceiling Insulation (KY) - Code | R-49 | Per Unit | 0 | 0 | 0 | 0 | 0 | 0 | 0 | 0 | 0 | 0 | 0 | 0 | 0 | 0 | 0 | 0 | 0 | 0 | 0 | 0 | 0 | 0 | 0 | 0 | 0 | 0 | 0 | 0 | 0 | 0 | 0 | 0 | 0 | 0 | 0 | 0 | 0 | 0 | 0 | 0 | 0 | 0 | 0 | 0 | 0 | 0 | 0 | 0 | 0 | Residential | ResEleTotal - SF Wtd | ResSFGasHeat | KU Res | KU Res | 20 | 0 | 0 | 0 | 0 | 0 | 0 | 0 | 0 | 0 | 0 | 0 | 0 | 0 | 0 | 0
Residential Audit OnlineKU-Weatherization-Duct Sealing and Insulation - Code | KUResidential Audit Online | 4-KU | Residential Audit Online | KU-Weatherization-Duct Sealing and Insulation - Code | Code Duct Sealing and Insulation - R-8 | Per Unit | 0 | 0 | 0 | 0 | 0 | 0 | 0 | 0 | 0 | 0 | 0 | 0 | 0 | 0 | 0 | 0 | 0 | 0 | 0 | 0 | 0 | 0 | 0 | 0 | 0 | 0 | 0 | 0 | 0 | 0 | 0 | 0 | 0 | 0 | 0 | 0 | 0 | 0 | 0 | 0 | 0 | 0 | 0 | 0 | 0 | 0 | 0 | 0 | 0 | Residential | ResEleTotal - SF Wtd | ResSFGasHeat | KU Res | KU Res | 20 | 0 | 0 | 0 | 0 | 0 | 0 | 0 | 0 | 0 | 0 | 0 | 0 | 0 | 0 | 0
Residential Audit OnlineKU-Weatherization-Infiltration Control - Reduction of Existing Conditions | KUResidential Audit Online | 5-KU | Residential Audit Online | KU-Weatherization-Infiltration Control - Reduction of Existing Conditions | Infiltration Control - 0.1 ACH Reduction | Per Unit | 0 | 0 | 0 | 0 | 0 | 0 | 0 | 0 | 0 | 0 | 0 | 0 | 0 | 0 | 0 | 0 | 0 | 0 | 0 | 0 | 0 | 0 | 0 | 0 | 0 | 0 | 0 | 0 | 0 | 0 | 0 | 0 | 0 | 0 | 0 | 0 | 0 | 0 | 0 | 0 | 0 | 0 | 0 | 0 | 0 | 0 | 0 | 0 | 0 | Residential | ResEleTotal - SF Wtd | ResSFGasHeat | KU Res | KU Res | 20 | 0 | 0 | 0 | 0 | 0 | 0 | 0 | 0 | 0 | 0 | 0 | 0 | 0 | 0 | 0
Residential Audit OnlineKU-Weatherization-Wall Insulation (KY) - Maximum Feasible | KUResidential Audit Online | 6-KU | Residential Audit Online | KU-Weatherization-Wall Insulation (KY) - Maximum Feasible | R-13 (Maximum Insulation Feasible) | Per Unit | 0 | 0 | 0 | 0 | 0 | 0 | 0 | 0 | 0 | 0 | 0 | 0 | 0 | 0 | 0 | 0 | 0 | 0 | 0 | 0 | 0 | 0 | 0 | 0 | 0 | 0 | 0 | 0 | 0 | 0 | 0 | 0 | 0 | 0 | 0 | 0 | 0 | 0 | 0 | 0 | 0 | 0 | 0 | 0 | 0 | 0 | 0 | 0 | 0 | Residential | ResEleTotal - SF Wtd | ResSFGasHeat | KU Res | KU Res | 20 | 0 | 0 | 0 | 0 | 0 | 0 | 0 | 0 | 0 | 0 | 0 | 0 | 0 | 0 | 0
Residential Audit OnlineKU-Weatherization-Floor Insulation (KY) - Above Code | KUResidential Audit Online | 7-KU | Residential Audit Online | KU-Weatherization-Floor Insulation (KY) - Above Code | R-30 | Per Unit | 0 | 0 | 0 | 0 | 0 | 0 | 0 | 0 | 0 | 0 | 0 | 0 | 0 | 0 | 0 | 0 | 0 | 0 | 0 | 0 | 0 | 0 | 0 | 0 | 0 | 0 | 0 | 0 | 0 | 0 | 0 | 0 | 0 | 0 | 0 | 0 | 0 | 0 | 0 | 0 | 0 | 0 | 0 | 0 | 0 | 0 | 0 | 0 | 0 | Residential | ResEleTotal - SF Wtd | ResSFGasHeat | KU Res | KU Res | 20 | 0 | 0 | 0 | 0 | 0 | 0 | 0 | 0 | 0 | 0 | 0 | 0 | 0 | 0 | 0
Residential Audit OnlineKU-Weatherization-Insulation - Basement Wall - Code | KUResidential Audit Online | 8-KU | Residential Audit Online | KU-Weatherization-Insulation - Basement Wall - Code | R-10 (IECC 2012 - Future KY Code) | Per Unit | 0 | 0 | 0 | 0 | 0 | 0 | 0 | 0 | 0 | 0 | 0 | 0 | 0 | 0 | 0 | 0 | 0 | 0 | 0 | 0 | 0 | 0 | 0 | 0 | 0 | 0 | 0 | 0 | 0 | 0 | 0 | 0 | 0 | 0 | 0 | 0 | 0 | 0 | 0 | 0 | 0 | 0 | 0 | 0 | 0 | 0 | 0 | 0 | 0 | Residential | ResEleTotal - SF Wtd | ResSFGasHeat | KU Res | KU Res | 20 | 0 | 0 | 0 | 0 | 0 | 0 | 0 | 0 | 0 | 0 | 0 | 0 | 0 | 0 | 0
Residential Audit OnlineKU-HVAC-DWH-Central Air Conditioner - ENERGY STAR | KUResidential Audit Online | 9-KU | Residential Audit Online | KU-HVAC-DWH-Central Air Conditioner - ENERGY STAR | ENERGY STAR Central Air Conditioner - SEER2 15.2 (Split System) | Per Unit | 0 | 240 | 312 | 384.5 | 480.5 | 480.5 | 480.5 | 0 | 81360 | 105768 | 130345.5 | 162889.5 | 162889.5 | 162889.5 | 0 | 0 | 0 | 0 | 0 | 0 | 0 | 0 | 72000 | 93600 | 115350 | 144150 | 144150 | 144150 | 0 | 19389.9153 | 25206.89 | 31064.2602 | 38820.2264 | 38820.2264 | 38820.2264 | 0 | 47.0016 | 61.1021 | 75.3005 | 94.1011 | 94.1011 | 94.1011 | 0 | 0 | 0 | 0 | 0 | 0 | 0 | Residential | ResCooling - SF Wtd | ResSFGasHeat | KU Res | KU Res | 18 | 0 | 0 | 0 | 0 | 0 | 0 | 0 | 2378 | 806142 | 0 | 713400 | 0 | 192121.7446 | 465.7075 | 0
Residential Audit OnlineKU-HVAC-DWH-Heat Pump - Air Source ENERGY STAR | KUResidential Audit Online | 10-KU | Residential Audit Online | KU-HVAC-DWH-Heat Pump - Air Source ENERGY STAR | ENERGY STAR Air Source Heat Pump - SEER2 15.2 and HSPF2 7.8 (Split System) (CEE Tier 1) | Per Unit | 0 | 229.5 | 298.5 | 367.5 | 459.5 | 459.5 | 459.5 | 0 | 92947.5 | 120892.5 | 148837.5 | 186097.5 | 186097.5 | 186097.5 | 0 | 0 | 0 | 0 | 0 | 0 | 0 | 0 | 91800 | 119400 | 147000 | 183800 | 183800 | 183800 | 0 | 61209.9458 | 79612.9361 | 98015.9264 | 122553.2467 | 122553.2467 | 122553.2467 | 0 | 42.87 | 55.759 | 68.648 | 85.8333 | 85.8333 | 85.8333 | 0 | 0 | 0 | 0 | 0 | 0 | 0 | Residential | ResEleTotal - SF Wtd | ResSFGasHeat | KU Res | KU Res | 18 | 0 | 0 | 0 | 0 | 0 | 0 | 0 | 2274 | 920970 | 0 | 909600 | 0 | 606498.5484 | 424.7768 | 0
Residential Audit OnlineKU-HVAC-DWH-Ductless Heat Pump (DHP) | KUResidential Audit Online | 11-KU | Residential Audit Online | KU-HVAC-DWH-Ductless Heat Pump (DHP) | Ductless Heat Pump - SEER/EER 18/12.5, HSPF 10.0 | Per Unit | 0 | 234.75 | 305.25 | 376 | 470 | 470 | 470 | 0 | 235219.5 | 305860.5 | 376752 | 470940 | 470940 | 470940 | 0 | 0 | 0 | 0 | 0 | 0 | 0 | 0 | 93900 | 122100 | 150400 | 188000 | 188000 | 188000 | 0 | 979463.0552 | 1273614.8993 | 1568809.835 | 1961012.2937 | 1961012.2937 | 1961012.2937 | 0 | 0 | 0 | 0 | 0 | 0 | 0 | 0 | 0 | 0 | 0 | 0 | 0 | 0 | Residential | ResEleTotal - SF Wtd | ResSFGasHeat | KU Res | KU Res | 18 | 0 | 0 | 0 | 0 | 0 | 0 | 0 | 2326 | 2330652 | 0 | 930400 | 0 | 9704924.6707 | 0 | 0
Residential Audit OnlineKU-HVAC-DWH-Boiler - ENERGY STAR | KUResidential Audit Online | 12-KU | Residential Audit Online | KU-HVAC-DWH-Boiler - ENERGY STAR | ENERGY STAR Boiler - 90% AFUE | Per Unit | 0 | 0 | 0 | 0 | 0 | 0 | 0 | 0 | 0 | 0 | 0 | 0 | 0 | 0 | 0 | 0 | 0 | 0 | 0 | 0 | 0 | 0 | 0 | 0 | 0 | 0 | 0 | 0 | 0 | 0 | 0 | 0 | 0 | 0 | 0 | 0 | 0 | 0 | 0 | 0 | 0 | 0 | 0 | 0 | 0 | 0 | 0 | 0 | 0 | Residential | ResEleTotal - SF Wtd | ResSFGasHeat | KU Res | KU Res | 18 | 0 | 0 | 0 | 0 | 0 | 0 | 0 | 0 | 0 | 0 | 0 | 0 | 0 | 0 | 0
Residential Audit OnlineKU-HVAC-DWH-Furnace - ENERGY STAR | KUResidential Audit Online | 13-KU | Residential Audit Online | KU-HVAC-DWH-Furnace - ENERGY STAR | ENERGY STAR Furnace - 95% AFUE | Per Unit | 0 | 0 | 0 | 0 | 0 | 0 | 0 | 0 | 0 | 0 | 0 | 0 | 0 | 0 | 0 | 0 | 0 | 0 | 0 | 0 | 0 | 0 | 0 | 0 | 0 | 0 | 0 | 0 | 0 | 0 | 0 | 0 | 0 | 0 | 0 | 0 | 0 | 0 | 0 | 0 | 0 | 0 | 0 | 0 | 0 | 0 | 0 | 0 | 0 | Residential | ResEleTotal - SF Wtd | ResSFGasHeat | KU Res | KU Res | 18 | 0 | 0 | 0 | 0 | 0 | 0 | 0 | 0 | 0 | 0 | 0 | 0 | 0 | 0 | 0
Residential Audit OnlineKU-HVAC-DWH-Heat Pump Water Heater - ENERGY STAR | KUResidential Audit Online | 14-KU | Residential Audit Online | KU-HVAC-DWH-Heat Pump Water Heater - ENERGY STAR | ENERGY STAR Heat Pump Water Heater ≤ 55 GAL - UEF 2.2 | Per Unit | 0 | 37.5 | 48.5 | 60 | 75 | 75 | 75 | 0 | 38625 | 49955 | 61800 | 77250 | 77250 | 77250 | 0 | 0 | 0 | 0 | 0 | 0 | 0 | 0 | 11250 | 14550 | 18000 | 22500 | 22500 | 22500 | 0 | 54577.8354 | 70587.3338 | 87324.5367 | 109155.6709 | 109155.6709 | 109155.6709 | 0 | 2.1774 | 2.8161 | 3.4839 | 4.3548 | 4.3548 | 4.3548 | 0 | 0 | 0 | 0 | 0 | 0 | 0 | Residential | ResHotWater - SF Wtd | ResSFGasHeat | KU Res | KU Res | 13 | 0 | 0 | 0 | 0 | 0 | 0 | 0 | 371 | 382130 | 0 | 111300 | 0 | 539956.7186 | 21.5419 | 0
Residential Audit OnlineLG&E-Residential Audit - Virtual | LG&EResidential Audit Online | 1-LGE | Residential Audit Online | LG&E-Residential Audit - Virtual | Virtual audit with no cost to customer | Per Home | 0 | 625 | 656.25 | 689.0625 | 723.5156 | 723.5156 | 723.5156 | 0 | 0 | 0 | 0 | 0 | 0 | 0 | 0 | 0 | 0 | 0 | 0 | 0 | 0 | 0 | 0 | 0 | 0 | 0 | 0 | 0 | 0 | 0 | 0 | 0 | 0 | 0 | 0 | 0 | 0 | 0 | 0 | 0 | 0 | 0 | 0 | 0 | 0 | 0 | 0 | 0 | 0 | Residential | ResEleTotal - SF Wtd | ResSFGasTotal | LGE Res | LGE Res | 1 | 0 | 0 | 0 | 0 | 0 | 0 | 0 | 4140.8594 | 0 | 0 | 0 | 0 | 0 | 0 | 0
Residential Audit OnlineLG&E-Virtual Energy Kit | LG&EResidential Audit Online | 2-LGE | Residential Audit Online | LG&E-Virtual Energy Kit | Kits will be mailed to customer | Per Home | 0 | 625 | 656.25 | 689.0625 | 723.5156 | 723.5156 | 723.5156 | 0 | 0 | 0 | 0 | 0 | 0 | 0 | 0 | 0 | 0 | 0 | 0 | 0 | 0 | 0 | 0 | 0 | 0 | 0 | 0 | 0 | 0 | 89292.3644 | 93756.9826 | 98444.8318 | 103367.0734 | 103367.0734 | 103367.0734 | 0 | 6.4827 | 6.8069 | 7.1472 | 7.5046 | 7.5046 | 7.5046 | 0 | 4200.7058 | 4410.7411 | 4631.2782 | 4862.8421 | 4862.8421 | 4862.8421 | Residential | ResEleTotal - SF Wtd | ResSFGasHeat | LGE Res | LGE Res | 9 | 0 | 20850 | 21892.5 | 22987.125 | 24136.4813 | 24136.4813 | 24136.4813 | 4140.8594 | 0 | 0 | 0 | 138139.0688 | 591595.3989 | 42.9506 | 27831.2512
Residential Audit OnlineLG&E-Weatherization-Ceiling Insulation (KY) - Code | LG&EResidential Audit Online | 3-LGE | Residential Audit Online | LG&E-Weatherization-Ceiling Insulation (KY) - Code | R-49 | Per Unit | 0 | 0 | 0 | 0 | 0 | 0 | 0 | 0 | 0 | 0 | 0 | 0 | 0 | 0 | 0 | 0 | 0 | 0 | 0 | 0 | 0 | 0 | 0 | 0 | 0 | 0 | 0 | 0 | 0 | 0 | 0 | 0 | 0 | 0 | 0 | 0 | 0 | 0 | 0 | 0 | 0 | 0 | 0 | 0 | 0 | 0 | 0 | 0 | 0 | Residential | ResEleTotal - SF Wtd | ResSFGasHeat | LGE Res | LGE Res | 20 | 0 | 0 | 0 | 0 | 0 | 0 | 0 | 0 | 0 | 0 | 0 | 0 | 0 | 0 | 0
Residential Audit OnlineLG&E-Weatherization-Duct Sealing and Insulation - Code | LG&EResidential Audit Online | 4-LGE | Residential Audit Online | LG&E-Weatherization-Duct Sealing and Insulation - Code | Code Duct Sealing and Insulation - R-8 | Per Unit | 0 | 0 | 0 | 0 | 0 | 0 | 0 | 0 | 0 | 0 | 0 | 0 | 0 | 0 | 0 | 0 | 0 | 0 | 0 | 0 | 0 | 0 | 0 | 0 | 0 | 0 | 0 | 0 | 0 | 0 | 0 | 0 | 0 | 0 | 0 | 0 | 0 | 0 | 0 | 0 | 0 | 0 | 0 | 0 | 0 | 0 | 0 | 0 | 0 | Residential | ResEleTotal - SF Wtd | ResSFGasHeat | LGE Res | LGE Res | 20 | 0 | 0 | 0 | 0 | 0 | 0 | 0 | 0 | 0 | 0 | 0 | 0 | 0 | 0 | 0
Residential Audit OnlineLG&E-Weatherization-Infiltration Control - Reduction of Existing Conditions | LG&EResidential Audit Online | 5-LGE | Residential Audit Online | LG&E-Weatherization-Infiltration Control - Reduction of Existing Conditions | Infiltration Control - 0.1 ACH Reduction | Per Unit | 0 | 0 | 0 | 0 | 0 | 0 | 0 | 0 | 0 | 0 | 0 | 0 | 0 | 0 | 0 | 0 | 0 | 0 | 0 | 0 | 0 | 0 | 0 | 0 | 0 | 0 | 0 | 0 | 0 | 0 | 0 | 0 | 0 | 0 | 0 | 0 | 0 | 0 | 0 | 0 | 0 | 0 | 0 | 0 | 0 | 0 | 0 | 0 | 0 | Residential | ResEleTotal - SF Wtd | ResSFGasHeat | LGE Res | LGE Res | 20 | 0 | 0 | 0 | 0 | 0 | 0 | 0 | 0 | 0 | 0 | 0 | 0 | 0 | 0 | 0
Residential Audit OnlineLG&E-Weatherization-Wall Insulation (KY) - Maximum Feasible | LG&EResidential Audit Online | 6-LGE | Residential Audit Online | LG&E-Weatherization-Wall Insulation (KY) - Maximum Feasible | R-13 (Maximum Insulation Feasible) | Per Unit | 0 | 0 | 0 | 0 | 0 | 0 | 0 | 0 | 0 | 0 | 0 | 0 | 0 | 0 | 0 | 0 | 0 | 0 | 0 | 0 | 0 | 0 | 0 | 0 | 0 | 0 | 0 | 0 | 0 | 0 | 0 | 0 | 0 | 0 | 0 | 0 | 0 | 0 | 0 | 0 | 0 | 0 | 0 | 0 | 0 | 0 | 0 | 0 | 0 | Residential | ResEleTotal - SF Wtd | ResSFGasHeat | LGE Res | LGE Res | 20 | 0 | 0 | 0 | 0 | 0 | 0 | 0 | 0 | 0 | 0 | 0 | 0 | 0 | 0 | 0
Residential Audit OnlineLG&E-Weatherization-Floor Insulation (KY) - Above Code | LG&EResidential Audit Online | 7-LGE | Residential Audit Online | LG&E-Weatherization-Floor Insulation (KY) - Above Code | R-30 | Per Unit | 0 | 0 | 0 | 0 | 0 | 0 | 0 | 0 | 0 | 0 | 0 | 0 | 0 | 0 | 0 | 0 | 0 | 0 | 0 | 0 | 0 | 0 | 0 | 0 | 0 | 0 | 0 | 0 | 0 | 0 | 0 | 0 | 0 | 0 | 0 | 0 | 0 | 0 | 0 | 0 | 0 | 0 | 0 | 0 | 0 | 0 | 0 | 0 | 0 | Residential | ResEleTotal - SF Wtd | ResSFGasHeat | LGE Res | LGE Res | 20 | 0 | 0 | 0 | 0 | 0 | 0 | 0 | 0 | 0 | 0 | 0 | 0 | 0 | 0 | 0
Residential Audit OnlineLG&E-Weatherization-Insulation - Basement Wall - Code | LG&EResidential Audit Online | 8-LGE | Residential Audit Online | LG&E-Weatherization-Insulation - Basement Wall - Code | R-10 (IECC 2012 - Future KY Code) | Per Unit | 0 | 0 | 0 | 0 | 0 | 0 | 0 | 0 | 0 | 0 | 0 | 0 | 0 | 0 | 0 | 0 | 0 | 0 | 0 | 0 | 0 | 0 | 0 | 0 | 0 | 0 | 0 | 0 | 0 | 0 | 0 | 0 | 0 | 0 | 0 | 0 | 0 | 0 | 0 | 0 | 0 | 0 | 0 | 0 | 0 | 0 | 0 | 0 | 0 | Residential | ResEleTotal - SF Wtd | ResSFGasHeat | LGE Res | LGE Res | 20 | 0 | 0 | 0 | 0 | 0 | 0 | 0 | 0 | 0 | 0 | 0 | 0 | 0 | 0 | 0
Residential Audit OnlineLG&E-HVAC-DWH-Central Air Conditioner - ENERGY STAR | LG&EResidential Audit Online | 9-LGE | Residential Audit Online | LG&E-HVAC-DWH-Central Air Conditioner - ENERGY STAR | ENERGY STAR Central Air Conditioner - SEER2 15.2 (Split System) | Per Unit | 0 | 240 | 312 | 384.5 | 480.5 | 480.5 | 480.5 | 0 | 81360 | 105768 | 130345.5 | 162889.5 | 162889.5 | 162889.5 | 0 | 0 | 0 | 0 | 0 | 0 | 0 | 0 | 72000 | 93600 | 115350 | 144150 | 144150 | 144150 | 0 | 19389.9153 | 25206.89 | 31064.2602 | 38820.2264 | 38820.2264 | 38820.2264 | 0 | 47.0016 | 61.1021 | 75.3005 | 94.1011 | 94.1011 | 94.1011 | 0 | 0 | 0 | 0 | 0 | 0 | 0 | Residential | ResCooling - SF Wtd | ResSFGasHeat | LGE Res | LGE Res | 18 | 0 | 0 | 0 | 0 | 0 | 0 | 0 | 2378 | 806142 | 0 | 713400 | 0 | 192121.7446 | 465.7075 | 0
Residential Audit OnlineLG&E-HVAC-DWH-Heat Pump - Air Source ENERGY STAR | LG&EResidential Audit Online | 10-LGE | Residential Audit Online | LG&E-HVAC-DWH-Heat Pump - Air Source ENERGY STAR | ENERGY STAR Air Source Heat Pump - SEER2 15.2 and HSPF2 7.8 (Split System) (CEE Tier 1) | Per Unit | 0 | 229.5 | 298.5 | 367.5 | 459.5 | 459.5 | 459.5 | 0 | 92947.5 | 120892.5 | 148837.5 | 186097.5 | 186097.5 | 186097.5 | 0 | 0 | 0 | 0 | 0 | 0 | 0 | 0 | 91800 | 119400 | 147000 | 183800 | 183800 | 183800 | 0 | 61209.9458 | 79612.9361 | 98015.9264 | 122553.2467 | 122553.2467 | 122553.2467 | 0 | 42.87 | 55.759 | 68.648 | 85.8333 | 85.8333 | 85.8333 | 0 | 0 | 0 | 0 | 0 | 0 | 0 | Residential | ResEleTotal - SF Wtd | ResSFGasHeat | LGE Res | LGE Res | 18 | 0 | 0 | 0 | 0 | 0 | 0 | 0 | 2274 | 920970 | 0 | 909600 | 0 | 606498.5484 | 424.7768 | 0
Residential Audit OnlineLG&E-HVAC-DWH-Ductless Heat Pump (DHP) | LG&EResidential Audit Online | 11-LGE | Residential Audit Online | LG&E-HVAC-DWH-Ductless Heat Pump (DHP) | Ductless Heat Pump - SEER/EER 18/12.5, HSPF 10.0 | Per Unit | 0 | 234.75 | 305.25 | 376 | 470 | 470 | 470 | 0 | 235219.5 | 305860.5 | 376752 | 470940 | 470940 | 470940 | 0 | 0 | 0 | 0 | 0 | 0 | 0 | 0 | 93900 | 122100 | 150400 | 188000 | 188000 | 188000 | 0 | 979463.0552 | 1273614.8993 | 1568809.835 | 1961012.2937 | 1961012.2937 | 1961012.2937 | 0 | 0 | 0 | 0 | 0 | 0 | 0 | 0 | 0 | 0 | 0 | 0 | 0 | 0 | Residential | ResEleTotal - SF Wtd | ResSFGasHeat | LGE Res | LGE Res | 18 | 0 | 0 | 0 | 0 | 0 | 0 | 0 | 2326 | 2330652 | 0 | 930400 | 0 | 9704924.6707 | 0 | 0
Residential Audit OnlineLG&E-HVAC-DWH-Boiler - ENERGY STAR | LG&EResidential Audit Online | 12-LGE | Residential Audit Online | LG&E-HVAC-DWH-Boiler - ENERGY STAR | ENERGY STAR Boiler - 90% AFUE | Per Unit | 0 | 0 | 0 | 0 | 0 | 0 | 0 | 0 | 0 | 0 | 0 | 0 | 0 | 0 | 0 | 0 | 0 | 0 | 0 | 0 | 0 | 0 | 0 | 0 | 0 | 0 | 0 | 0 | 0 | 0 | 0 | 0 | 0 | 0 | 0 | 0 | 0 | 0 | 0 | 0 | 0 | 0 | 0 | 0 | 0 | 0 | 0 | 0 | 0 | Residential | ResEleTotal - SF Wtd | ResSFGasHeat | LGE Res | LGE Res | 18 | 0 | 0 | 0 | 0 | 0 | 0 | 0 | 0 | 0 | 0 | 0 | 0 | 0 | 0 | 0
Residential Audit OnlineLG&E-HVAC-DWH-Furnace - ENERGY STAR | LG&EResidential Audit Online | 13-LGE | Residential Audit Online | LG&E-HVAC-DWH-Furnace - ENERGY STAR | ENERGY STAR Furnace - 95% AFUE | Per Unit | 0 | 50 | 100 | 150 | 200 | 0 | 0 | 0 | 48843 | 97686 | 146529 | 195372 | 0 | 0 | 0 | 0 | 0 | 0 | 0 | 0 | 0 | 0 | 12500 | 25000 | 37500 | 50000 | 0 | 0 | 0 | 0 | 0 | 0 | 0 | 0 | 0 | 0 | 0 | 0 | 0 | 0 | 0 | 0 | 0 | 3766.875 | 7533.75 | 11300.625 | 15067.5 | 0 | 0 | Residential | ResEleTotal - SF Wtd | ResSFGasHeat | LGE Res | LGE Res | 18 | 0 | 0 | 0 | 0 | 0 | 0 | 0 | 500 | 488430 | 0 | 125000 | 0 | 0 | 0 | 37668.75
Residential Audit OnlineLG&E-HVAC-DWH-Heat Pump Water Heater - ENERGY STAR | LG&EResidential Audit Online | 14-LGE | Residential Audit Online | LG&E-HVAC-DWH-Heat Pump Water Heater - ENERGY STAR | ENERGY STAR Heat Pump Water Heater ≤ 55 GAL - UEF 2.2 | Per Unit | 0 | 37.5 | 48.5 | 60 | 75 | 75 | 75 | 0 | 38625 | 49955 | 61800 | 77250 | 77250 | 77250 | 0 | 0 | 0 | 0 | 0 | 0 | 0 | 0 | 11250 | 14550 | 18000 | 22500 | 22500 | 22500 | 0 | 54577.8354 | 70587.3338 | 87324.5367 | 109155.6709 | 109155.6709 | 109155.6709 | 0 | 2.1774 | 2.8161 | 3.4839 | 4.3548 | 4.3548 | 4.3548 | 0 | 0 | 0 | 0 | 0 | 0 | 0 | Residential | ResHotWater - SF Wtd | ResSFGasHeat | LGE Res | LGE Res | 13 | 0 | 0 | 0 | 0 | 0 | 0 | 0 | 371 | 382130 | 0 | 111300 | 0 | 539956.7186 | 21.5419 | 0
BYOT & BYODKU-Residential - BYOT - Cooling - Summer | KUBYOT & BYOD | 1-KU | BYOT & BYOD | KU-Residential - BYOT - Cooling - Summer | This product targets customers with smart thermostats and pays participants an incentive to curtail load during events | Per Customer | 616.5 | 810.5 | 1309.5 | 1309.5 | 1309.5 | 1309.5 | 1309.5 | 0 | 0 | 0 | 0 | 0 | 0 | 0 | 0 | 0 | 0 | 0 | 0 | 0 | 0 | 110970 | 115065 | 195185 | 170235 | 170235 | 170235 | 170235 | 0 | 0 | 0 | 0 | 0 | 0 | 0 | 295.7623 | 388.8326 | 628.2249 | 628.2249 | 628.2249 | 628.2249 | 628.2249 | 0 | 0 | 0 | 0 | 0 | 0 | 0 | Residential | ResCooling - SF Wtd | ResSFGasTotal | KU Res | KU Res | 1 | 22194 | 29178 | 47142 | 47142 | 47142 | 47142 | 47142 | 7974.5 | 0 | 0 | 1102160 | 287082 | 0 | 628.2249 | 0
BYOT & BYODKU-Residential - BYOT - Heating - Winter | KUBYOT & BYOD | 2-KU | BYOT & BYOD | KU-Residential - BYOT - Heating - Winter | This product targets customers with smart thermostats and pays participants an incentive to curtail load during events | Per Customer | 193.3 | 282.1 | 511.9 | 511.9 | 511.9 | 511.9 | 511.9 | 0 | 0 | 0 | 0 | 0 | 0 | 0 | 0 | 0 | 0 | 0 | 0 | 0 | 0 | 23196 | 33852 | 61428 | 61428 | 61428 | 61428 | 61428 | 0 | 0 | 0 | 0 | 0 | 0 | 0 | 115.9182 | 169.1698 | 306.9763 | 306.9763 | 306.9763 | 306.9763 | 306.9763 | 0 | 0 | 0 | 0 | 0 | 0 | 0 | Residential | ResHotWater - SF Wtd | ResSFGasTotal | KU Res | KU Res | 1 | 0 | 0 | 0 | 0 | 0 | 0 | 0 | 3034.9 | 0 | 0 | 364188 | 0 | 0 | 306.9763 | 0
BYOT & BYODKU-LI - Cooling | KUBYOT & BYOD | 3-KU | BYOT & BYOD | KU-LI - Cooling | This product targets customers with smart thermostats and pays participants an incentive to curtail load during events | Per Customer | 261 | 522 | 783 | 1044 | 1305 | 1566 | 1827 | 0 | 0 | 0 | 0 | 0 | 0 | 0 | 0 | 0 | 0 | 0 | 0 | 0 | 0 | 46980 | 80910 | 114840 | 148770 | 182700 | 216630 | 250560 | 0 | 0 | 0 | 0 | 0 | 0 | 0 | 125.2132 | 250.4264 | 375.6397 | 500.8529 | 626.0661 | 751.2793 | 876.4925 | 0 | 0 | 0 | 0 | 0 | 0 | 0 | Residential | ResCooling - SF Wtd | ResSFGasTotal | KU Res | KU Res | 1 | 9396 | 18792 | 28188 | 37584 | 46980 | 56376 | 65772 | 7308 | 0 | 0 | 1041390 | 263088 | 0 | 876.4925 | 0
BYOT & BYODKU-LI - Heating | KUBYOT & BYOD | 4-KU | BYOT & BYOD | KU-LI - Heating | This product targets customers with smart thermostats and pays participants an incentive to curtail load during events | Per Customer | 52.2 | 104.4 | 156.6 | 208.8 | 261 | 313.2 | 365.4 | 0 | 0 | 0 | 0 | 0 | 0 | 0 | 0 | 0 | 0 | 0 | 0 | 0 | 0 | 6264 | 12528 | 18792 | 25056 | 31320 | 37584 | 43848 | 0 | 0 | 0 | 0 | 0 | 0 | 0 | 31.3033 | 62.6066 | 93.9099 | 125.2132 | 156.5165 | 187.8198 | 219.1231 | 0 | 0 | 0 | 0 | 0 | 0 | 0 | Residential | ResHotWater - SF Wtd | ResSFGasTotal | KU Res | KU Res | 1 | 0 | 0 | 0 | 0 | 0 | 0 | 0 | 1461.6 | 0 | 0 | 175392 | 0 | 0 | 219.1231 | 0
BYOT & BYODKU-Marketplace - Cooling | KUBYOT & BYOD | 5-KU | BYOT & BYOD | KU-Marketplace - Cooling | This product targets customers with smart thermostats and pays participants an incentive to curtail load during events | Per Customer | 522.5 | 1567.5 | 3507.5 | 7537.5 | 13437.5 | 19337.5 | 25237.5 | 0 | 0 | 0 | 0 | 0 | 0 | 0 | 0 | 0 | 0 | 0 | 0 | 0 | 0 | 94050 | 256025 | 552975 | 1181375 | 2041875 | 2808875 | 3575875 | 0 | 0 | 0 | 0 | 0 | 0 | 0 | 250.6663 | 751.9989 | 1682.7026 | 3616.0714 | 6446.5618 | 9277.0522 | 12107.5426 | 0 | 0 | 0 | 0 | 0 | 0 | 0 | Residential | ResCooling - SF Wtd | ResSFGasTotal | KU Res | KU Res | 1 | 18810 | 56430 | 126270 | 271350 | 483750 | 696150 | 908550 | 71147.5 | 0 | 0 | 10511050 | 2561310 | 0 | 12107.5426 | 0
BYOT & BYODKU-Marketplace - Heating | KUBYOT & BYOD | 6-KU | BYOT & BYOD | KU-Marketplace - Heating | This product targets customers with smart thermostats and pays participants an incentive to curtail load during events | Per Customer | 104.5 | 313.5 | 731.5 | 1567.5 | 2767.5 | 3967.5 | 5167.5 | 0 | 0 | 0 | 0 | 0 | 0 | 0 | 0 | 0 | 0 | 0 | 0 | 0 | 0 | 12540 | 37620 | 87780 | 188100 | 332100 | 476100 | 620100 | 0 | 0 | 0 | 0 | 0 | 0 | 0 | 62.6666 | 187.9997 | 438.666 | 939.9987 | 1659.6149 | 2379.2311 | 3098.8473 | 0 | 0 | 0 | 0 | 0 | 0 | 0 | Residential | ResHotWater - SF Wtd | ResSFGasTotal | KU Res | KU Res | 1 | 0 | 0 | 0 | 0 | 0 | 0 | 0 | 14619.5 | 0 | 0 | 1754340 | 0 | 0 | 3098.8473 | 0
BYOT & BYODKU-Small NonRes - Cooling | KUBYOT & BYOD | 7-KU | BYOT & BYOD | KU-Small NonRes - Cooling | This product targets small non-residential customers with smart thermostats and pays participants an incentive to curtail load during events | Per Customer | 0 | 0 | 150 | 300 | 400 | 500 | 600 | 0 | 0 | 0 | 0 | 0 | 0 | 0 | 0 | 0 | 0 | 0 | 0 | 0 | 0 | 0 | 0 | 45000 | 82500 | 105000 | 130000 | 155000 | 0 | 0 | 0 | 0 | 0 | 0 | 0 | 0 | 0 | 238.5 | 477 | 636 | 795 | 954 | 0 | 0 | 0 | 0 | 0 | 0 | 0 | Commercial | OFFSMCool | ResSFGasTotal | KU NonRes | KU NonRes | 1 | 0 | 0 | 5400 | 10800 | 14400 | 18000 | 21600 | 1950 | 0 | 0 | 517500 | 70200 | 0 | 954 | 0
BYOT & BYODKU-Residential - BYOD - Room A/C - Summer | KUBYOT & BYOD | 8-KU | BYOT & BYOD | KU-Residential - BYOD - Room A/C - Summer | This product targets customers with grid connected room A/Cs and pays participants an incentive to curtail load during events | Per Customer | 0 | 0 | 5 | 7.5 | 11.25 | 16.875 | 25.3125 | 0 | 0 | 0 | 0 | 0 | 0 | 0 | 0 | 0 | 0 | 0 | 0 | 0 | 0 | 0 | 0 | 1500 | 2000 | 3000 | 4500 | 6750 | 0 | 0 | 0 | 0 | 0 | 0 | 0 | 0 | 0 | 2.5 | 3.75 | 5.625 | 8.4375 | 12.6562 | 0 | 0 | 0 | 0 | 0 | 0 | 0 | Residential | ResCooling - SF Wtd | ResSFGasTotal | KU Res | KU Res | 1 | 0 | 0 | 180 | 270 | 405 | 607.5 | 911.25 | 65.9375 | 0 | 0 | 17750 | 2373.75 | 0 | 12.6562 | 0
BYOT & BYODKU-Residential - BYOD - Water Heating | KUBYOT & BYOD | 9-KU | BYOT & BYOD | KU-Residential - BYOD - Water Heating | This product targets customers with grid connected water heaters and pays participants an incentive to curtail load during events | Per Customer | 0 | 0 | 5 | 7.5 | 11.25 | 16.875 | 25.3125 | 0 | 0 | 0 | 0 | 0 | 0 | 0 | 0 | 0 | 0 | 0 | 0 | 0 | 0 | 0 | 0 | 875 | 1062.5 | 1593.75 | 2390.625 | 3585.9375 | 0 | 0 | 0 | 0 | 0 | 0 | 0 | 0 | 0 | 2.5 | 3.75 | 5.625 | 8.4375 | 12.6562 | 0 | 0 | 0 | 0 | 0 | 0 | 0 | Residential | ResHotWater - SF Wtd | ResSFGasTotal | KU Res | KU Res | 1 | 0 | 0 | 180 | 270 | 405 | 607.5 | 911.25 | 65.9375 | 0 | 0 | 9507.8125 | 2373.75 | 0 | 12.6562 | 0
BYOT & BYODLG&E-Residential - BYOT - Cooling - Summer | LG&EBYOT & BYOD | 1-LGE | BYOT & BYOD | LG&E-Residential - BYOT - Cooling - Summer | This product targets customers with smart thermostats and pays participants an incentive to curtail load during events | Per Customer | 616.5 | 810.5 | 1309.5 | 1309.5 | 1309.5 | 1309.5 | 1309.5 | 0 | 0 | 0 | 0 | 0 | 0 | 0 | 0 | 0 | 0 | 0 | 0 | 0 | 0 | 110970 | 115065 | 195185 | 170235 | 170235 | 170235 | 170235 | 0 | 0 | 0 | 0 | 0 | 0 | 0 | 295.7623 | 388.8326 | 628.2249 | 628.2249 | 628.2249 | 628.2249 | 628.2249 | 0 | 0 | 0 | 0 | 0 | 0 | 0 | Residential | ResCooling - SF Wtd | ResSFGasTotal | LGE Res | LGE Res | 1 | 22194 | 29178 | 47142 | 47142 | 47142 | 47142 | 47142 | 7974.5 | 0 | 0 | 1102160 | 287082 | 0 | 628.2249 | 0
BYOT & BYODLG&E-Residential - BYOT - Heating - Winter | LG&EBYOT & BYOD | 2-LGE | BYOT & BYOD | LG&E-Residential - BYOT - Heating - Winter | This product targets customers with smart thermostats and pays participants an incentive to curtail load during events | Per Customer | 193.3 | 282.1 | 511.9 | 511.9 | 511.9 | 511.9 | 511.9 | 0 | 0 | 0 | 0 | 0 | 0 | 0 | 0 | 0 | 0 | 0 | 0 | 0 | 0 | 23196 | 33852 | 61428 | 61428 | 61428 | 61428 | 61428 | 0 | 0 | 0 | 0 | 0 | 0 | 0 | 115.9182 | 169.1698 | 306.9763 | 306.9763 | 306.9763 | 306.9763 | 306.9763 | 0 | 0 | 0 | 0 | 0 | 0 | 0 | Residential | ResHotWater - SF Wtd | ResSFGasTotal | LGE Res | LGE Res | 1 | 0 | 0 | 0 | 0 | 0 | 0 | 0 | 3034.9 | 0 | 0 | 364188 | 0 | 0 | 306.9763 | 0
BYOT & BYODLG&E-LI - Cooling | LG&EBYOT & BYOD | 3-LGE | BYOT & BYOD | LG&E-LI - Cooling | This product targets customers with smart thermostats and pays participants an incentive to curtail load during events | Per Customer | 261 | 522 | 783 | 1044 | 1305 | 1566 | 1827 | 0 | 0 | 0 | 0 | 0 | 0 | 0 | 0 | 0 | 0 | 0 | 0 | 0 | 0 | 46980 | 80910 | 114840 | 148770 | 182700 | 216630 | 250560 | 0 | 0 | 0 | 0 | 0 | 0 | 0 | 125.2132 | 250.4264 | 375.6397 | 500.8529 | 626.0661 | 751.2793 | 876.4925 | 0 | 0 | 0 | 0 | 0 | 0 | 0 | Residential | ResCooling - SF Wtd | ResSFGasTotal | LGE Res | LGE Res | 1 | 9396 | 18792 | 28188 | 37584 | 46980 | 56376 | 65772 | 7308 | 0 | 0 | 1041390 | 263088 | 0 | 876.4925 | 0
BYOT & BYODLG&E-LI - Heating | LG&EBYOT & BYOD | 4-LGE | BYOT & BYOD | LG&E-LI - Heating | This product targets customers with smart thermostats and pays participants an incentive to curtail load during events | Per Customer | 52.2 | 104.4 | 156.6 | 208.8 | 261 | 313.2 | 365.4 | 0 | 0 | 0 | 0 | 0 | 0 | 0 | 0 | 0 | 0 | 0 | 0 | 0 | 0 | 6264 | 12528 | 18792 | 25056 | 31320 | 37584 | 43848 | 0 | 0 | 0 | 0 | 0 | 0 | 0 | 31.3033 | 62.6066 | 93.9099 | 125.2132 | 156.5165 | 187.8198 | 219.1231 | 0 | 0 | 0 | 0 | 0 | 0 | 0 | Residential | ResHotWater - SF Wtd | ResSFGasTotal | LGE Res | LGE Res | 1 | 0 | 0 | 0 | 0 | 0 | 0 | 0 | 1461.6 | 0 | 0 | 175392 | 0 | 0 | 219.1231 | 0
BYOT & BYODLG&E-Marketplace - Cooling | LG&EBYOT & BYOD | 5-LGE | BYOT & BYOD | LG&E-Marketplace - Cooling | This product targets customers with smart thermostats and pays participants an incentive to curtail load during events | Per Customer | 522.5 | 1567.5 | 3507.5 | 7537.5 | 13437.5 | 19337.5 | 25237.5 | 0 | 0 | 0 | 0 | 0 | 0 | 0 | 0 | 0 | 0 | 0 | 0 | 0 | 0 | 94050 | 256025 | 552975 | 1181375 | 2041875 | 2808875 | 3575875 | 0 | 0 | 0 | 0 | 0 | 0 | 0 | 250.6663 | 751.9989 | 1682.7026 | 3616.0714 | 6446.5618 | 9277.0522 | 12107.5426 | 0 | 0 | 0 | 0 | 0 | 0 | 0 | Residential | ResCooling - SF Wtd | ResSFGasTotal | LGE Res | LGE Res | 1 | 18810 | 56430 | 126270 | 271350 | 483750 | 696150 | 908550 | 71147.5 | 0 | 0 | 10511050 | 2561310 | 0 | 12107.5426 | 0
BYOT & BYODLG&E-Marketplace - Heating | LG&EBYOT & BYOD | 6-LGE | BYOT & BYOD | LG&E-Marketplace - Heating | This product targets customers with smart thermostats and pays participants an incentive to curtail load during events | Per Customer | 104.5 | 313.5 | 731.5 | 1567.5 | 2767.5 | 3967.5 | 5167.5 | 0 | 0 | 0 | 0 | 0 | 0 | 0 | 0 | 0 | 0 | 0 | 0 | 0 | 0 | 12540 | 37620 | 87780 | 188100 | 332100 | 476100 | 620100 | 0 | 0 | 0 | 0 | 0 | 0 | 0 | 62.6666 | 187.9997 | 438.666 | 939.9987 | 1659.6149 | 2379.2311 | 3098.8473 | 0 | 0 | 0 | 0 | 0 | 0 | 0 | Residential | ResHotWater - SF Wtd | ResSFGasTotal | LGE Res | LGE Res | 1 | 0 | 0 | 0 | 0 | 0 | 0 | 0 | 14619.5 | 0 | 0 | 1754340 | 0 | 0 | 3098.8473 | 0
BYOT & BYODLG&E-Small NonRes - Cooling | LG&EBYOT & BYOD | 7-LGE | BYOT & BYOD | LG&E-Small NonRes - Cooling | This product targets small non-residential customers with smart thermostats and pays participants an incentive to curtail load during events | Per Customer | 0 | 0 | 150 | 300 | 400 | 500 | 600 | 0 | 0 | 0 | 0 | 0 | 0 | 0 | 0 | 0 | 0 | 0 | 0 | 0 | 0 | 0 | 0 | 45000 | 82500 | 105000 | 130000 | 155000 | 0 | 0 | 0 | 0 | 0 | 0 | 0 | 0 | 0 | 238.5 | 477 | 636 | 795 | 954 | 0 | 0 | 0 | 0 | 0 | 0 | 0 | Commercial | OFFSMCool | ResSFGasTotal | LGE NonRes | LGE NonRes | 1 | 0 | 0 | 5400 | 10800 | 14400 | 18000 | 21600 | 1950 | 0 | 0 | 517500 | 70200 | 0 | 954 | 0
BYOT & BYODLG&E-Residential - BYOD - Room A/C - Summer | LG&EBYOT & BYOD | 8-LGE | BYOT & BYOD | LG&E-Residential - BYOD - Room A/C - Summer | This product targets customers with grid connected room A/Cs and pays participants an incentive to curtail load during events | Per Customer | 0 | 0 | 5 | 7.5 | 11.25 | 16.875 | 25.3125 | 0 | 0 | 0 | 0 | 0 | 0 | 0 | 0 | 0 | 0 | 0 | 0 | 0 | 0 | 0 | 0 | 1500 | 2000 | 3000 | 4500 | 6750 | 0 | 0 | 0 | 0 | 0 | 0 | 0 | 0 | 0 | 2.5 | 3.75 | 5.625 | 8.4375 | 12.6562 | 0 | 0 | 0 | 0 | 0 | 0 | 0 | Residential | ResCooling - SF Wtd | ResSFGasTotal | LGE Res | LGE Res | 1 | 0 | 0 | 180 | 270 | 405 | 607.5 | 911.25 | 65.9375 | 0 | 0 | 17750 | 2373.75 | 0 | 12.6562 | 0
BYOT & BYODLG&E-Residential - BYOD - Water Heating | LG&EBYOT & BYOD | 9-LGE | BYOT & BYOD | LG&E-Residential - BYOD - Water Heating | This product targets customers with grid connected water heaters and pays participants an incentive to curtail load during events | Per Customer | 0 | 0 | 5 | 7.5 | 11.25 | 16.875 | 25.3125 | 0 | 0 | 0 | 0 | 0 | 0 | 0 | 0 | 0 | 0 | 0 | 0 | 0 | 0 | 0 | 0 | 875 | 1062.5 | 1593.75 | 2390.625 | 3585.9375 | 0 | 0 | 0 | 0 | 0 | 0 | 0 | 0 | 0 | 2.5 | 3.75 | 5.625 | 8.4375 | 12.6562 | 0 | 0 | 0 | 0 | 0 | 0 | 0 | Residential | ResHotWater - SF Wtd | ResSFGasTotal | LGE Res | LGE Res | 1 | 0 | 0 | 180 | 270 | 405 | 607.5 | 911.25 | 65.9375 | 0 | 0 | 9507.8125 | 2373.75 | 0 | 12.6562 | 0
Business RebatesKU-Commercial Energy Audit | KUBusiness Rebates | 1-KU | Business Rebates | KU-Commercial Energy Audit | Audit | Per Audit | 5 | 5 | 5 | 5 | 5 | 5 | 5 | 60000 | 60000 | 60000 | 60000 | 60000 | 60000 | 60000 | 0 | 0 | 0 | 0 | 0 | 0 | 0 | 15000 | 15000 | 15000 | 15000 | 15000 | 15000 | 15000 | 0 | 0 | 0 | 0 | 0 | 0 | 0 | 0 | 0 | 0 | 0 | 0 | 0 | 0 | 0 | 0 | 0 | 0 | 0 | 0 | 0 | Commercial | OFFSMCool | OFFSMGasHeat | KU NonRes | KU NonRes | 1 | 0 | 0 | 0 | 0 | 0 | 0 | 0 | 35 | 420000 | 0 | 105000 | 0 | 0 | 0 | 0
Business RebatesKU-Air Cooled Chiller | KUBusiness Rebates | 2-KU | Business Rebates | KU-Air Cooled Chiller | 1.18 kW/ton full load (10.1 EER) | Per Ton | 141.5 | 141.5 | 141.5 | 141.5 | 141.5 | 141.5 | 141.5 | 15423.5 | 15423.5 | 15423.5 | 15423.5 | 15423.5 | 15423.5 | 15423.5 | 0 | 0 | 0 | 0 | 0 | 0 | 0 | 707.5 | 707.5 | 707.5 | 707.5 | 707.5 | 707.5 | 707.5 | 12985.6553 | 12985.6553 | 12985.6553 | 12985.6553 | 12985.6553 | 12985.6553 | 12985.6553 | 7.643 | 7.643 | 7.643 | 7.643 | 7.643 | 7.643 | 7.643 | 0 | 0 | 0 | 0 | 0 | 0 | 0 | Commercial | OFFSMCool | OFFSMGasHeat | KU NonRes | KU NonRes | 20 | 0 | 0 | 0 | 0 | 0 | 0 | 0 | 990.5 | 107964.5 | 0 | 4952.5 | 0 | 90899.5868 | 53.5007 | 0
Business RebatesKU-Water Cooled Chiller < 150 Tons | KUBusiness Rebates | 3-KU | Business Rebates | KU-Water Cooled Chiller < 150 Tons | 0.66 kW/ton (full load); 0.54 kW/ton (IPLV) | Per Ton | 0 | 0 | 0.5 | 0 | 0 | 0.5 | 0 | 0 | 0 | 5200 | 0 | 0 | 5200 | 0 | 0 | 0 | 0 | 0 | 0 | 0 | 0 | 0 | 0 | 150 | 0 | 0 | 150 | 0 | 0 | 0 | 1091.3788 | 0 | 0 | 1091.3788 | 0 | 0 | 0 | 2.424 | 0 | 0 | 2.424 | 0 | 0 | 0 | 0 | 0 | 0 | 0 | 0 | Commercial | OFFSMCool | OFFSMGasHeat | KU NonRes | KU NonRes | 20 | 0 | 0 | 0 | 0 | 0 | 0 | 0 | 1 | 10400 | 0 | 300 | 0 | 2182.7576 | 4.848 | 0
Business RebatesKU-Water Cooled Chiller ≥ 150 Tons & ≤ 300 Tons | KUBusiness Rebates | 4-KU | Business Rebates | KU-Water Cooled Chiller ≥ 150 Tons & ≤ 300 Tons | 0.58 kW/ton (full load); 0.49 kW/ton (IPLV) | Per Ton | 0.5 | 0 | 0 | 0.5 | 0 | 0 | 0.5 | 7800 | 0 | 0 | 7800 | 0 | 0 | 7800 | 0 | 0 | 0 | 0 | 0 | 0 | 0 | 300 | 0 | 0 | 300 | 0 | 0 | 300 | 5456.894 | 0 | 0 | 5456.894 | 0 | 0 | 5456.894 | 6.464 | 0 | 0 | 6.464 | 0 | 0 | 6.464 | 0 | 0 | 0 | 0 | 0 | 0 | 0 | Commercial | OFFLGCool | OFFSMGasHeat | KU NonRes | KU NonRes | 20 | 0 | 0 | 0 | 0 | 0 | 0 | 0 | 1.5 | 23400 | 0 | 900 | 0 | 16370.6821 | 19.392 | 0
Business RebatesKU-Water Cooled Chiller > 300 Tons | KUBusiness Rebates | 5-KU | Business Rebates | KU-Water Cooled Chiller > 300 Tons | 0.53 kW/ton (full load); 0.46 kW/ton (IPLV) | Per Ton | 0 | 0.5 | 0 | 0 | 0.5 | 0 | 0 | 0 | 2866 | 0 | 0 | 2866 | 0 | 0 | 0 | 0 | 0 | 0 | 0 | 0 | 0 | 0 | 600 | 0 | 0 | 600 | 0 | 0 | 0 | 25660.7685 | 0 | 0 | 25660.7685 | 0 | 0 | 0 | 10.7674 | 0 | 0 | 10.7674 | 0 | 0 | 0 | 0 | 0 | 0 | 0 | 0 | 0 | Commercial | OFFLGCool | OFFSMGasHeat | KU NonRes | KU NonRes | 20 | 0 | 0 | 0 | 0 | 0 | 0 | 0 | 1 | 5732 | 0 | 1200 | 0 | 51321.5369 | 21.5349 | 0
Business RebatesKU-Air Cooled Chilled Water Reset, 0-100 tons | KUBusiness Rebates | 6-KU | Business Rebates | KU-Air Cooled Chilled Water Reset, 0-100 tons | Air Cooled Chilled Water Reset | Per Unit | 0 | 0.5 | 0 | 0 | 0.5 | 0 | 0 | 0 | 200 | 0 | 0 | 200 | 0 | 0 | 0 | 0 | 0 | 0 | 0 | 0 | 0 | 0 | 50 | 0 | 0 | 50 | 0 | 0 | 0 | 1412.9101 | 0 | 0 | 1412.9101 | 0 | 0 | 0 | 0.89786 | 0 | 0 | 0.89786 | 0 | 0 | 0 | 0 | 0 | 0 | 0 | 0 | 0 | Commercial | OFFSMCool | OFFSMGasHeat | KU NonRes | KU NonRes | 10 | 0 | 0 | 0 | 0 | 0 | 0 | 0 | 1 | 400 | 0 | 100 | 0 | 2825.8201 | 1.7957 | 0
Business RebatesKU-Air Cooled Chilled Water Reset, 100-200 tons | KUBusiness Rebates | 7-KU | Business Rebates | KU-Air Cooled Chilled Water Reset, 100-200 tons | Air Cooled Chilled Water Reset | Per Unit | 0 | 0 | 0.5 | 0 | 0 | 0.5 | 0 | 0 | 0 | 400 | 0 | 0 | 400 | 0 | 0 | 0 | 0 | 0 | 0 | 0 | 0 | 0 | 0 | 100 | 0 | 0 | 100 | 0 | 0 | 0 | 3352.1713 | 0 | 0 | 3352.1713 | 0 | 0 | 0 | 2.1302 | 0 | 0 | 2.1302 | 0 | 0 | 0 | 0 | 0 | 0 | 0 | 0 | Commercial | OFFLGCool | OFFSMGasHeat | KU NonRes | KU NonRes | 10 | 0 | 0 | 0 | 0 | 0 | 0 | 0 | 1 | 800 | 0 | 200 | 0 | 6704.3426 | 4.2604 | 0
Business RebatesKU-Air Cooled Chilled Water Reset, 200-300 tons | KUBusiness Rebates | 8-KU | Business Rebates | KU-Air Cooled Chilled Water Reset, 200-300 tons | Air Cooled Chilled Water Reset | Per Unit | 0.5 | 0 | 0 | 0.5 | 0 | 0 | 0.5 | 600 | 0 | 0 | 600 | 0 | 0 | 600 | 0 | 0 | 0 | 0 | 0 | 0 | 0 | 150 | 0 | 0 | 150 | 0 | 0 | 150 | 5070.7209 | 0 | 0 | 5070.7209 | 0 | 0 | 5070.7209 | 3.2223 | 0 | 0 | 3.2223 | 0 | 0 | 3.2223 | 0 | 0 | 0 | 0 | 0 | 0 | 0 | Commercial | OFFLGCool | OFFSMGasHeat | KU NonRes | KU NonRes | 10 | 0 | 0 | 0 | 0 | 0 | 0 | 0 | 1.5 | 1800 | 0 | 450 | 0 | 15212.1628 | 9.6668 | 0
Business RebatesKU-Air Cooled Chilled Water Reset, 300-400 tons | KUBusiness Rebates | 9-KU | Business Rebates | KU-Air Cooled Chilled Water Reset, 300-400 tons | Air Cooled Chilled Water Reset | Per Unit | 0 | 0.5 | 0 | 0 | 0.5 | 0 | 0 | 0 | 1000 | 0 | 0 | 1000 | 0 | 0 | 0 | 0 | 0 | 0 | 0 | 0 | 0 | 0 | 250 | 0 | 0 | 250 | 0 | 0 | 0 | 7987.1842 | 0 | 0 | 7987.1842 | 0 | 0 | 0 | 5.0756 | 0 | 0 | 5.0756 | 0 | 0 | 0 | 0 | 0 | 0 | 0 | 0 | 0 | Commercial | OFFLGCool | OFFSMGasHeat | KU NonRes | KU NonRes | 10 | 0 | 0 | 0 | 0 | 0 | 0 | 0 | 1 | 2000 | 0 | 500 | 0 | 15974.3684 | 10.1512 | 0
Business RebatesKU-Air Cooled Chilled Water Reset, 400-500 tons | KUBusiness Rebates | 10-KU | Business Rebates | KU-Air Cooled Chilled Water Reset, 400-500 tons | Air Cooled Chilled Water Reset | Per Unit | 0 | 0 | 0.5 | 0 | 0 | 0.5 | 0 | 0 | 0 | 1600 | 0 | 0 | 1600 | 0 | 0 | 0 | 0 | 0 | 0 | 0 | 0 | 0 | 0 | 400 | 0 | 0 | 400 | 0 | 0 | 0 | 12667.6742 | 0 | 0 | 12667.6742 | 0 | 0 | 0 | 8.0499 | 0 | 0 | 8.0499 | 0 | 0 | 0 | 0 | 0 | 0 | 0 | 0 | Commercial | OFFLGCool | OFFSMGasHeat | KU NonRes | KU NonRes | 10 | 0 | 0 | 0 | 0 | 0 | 0 | 0 | 1 | 3200 | 0 | 800 | 0 | 25335.3483 | 16.0997 | 0
Business RebatesKU-Water Cooled Chilled Water Reset, 0-1000 tons | KUBusiness Rebates | 11-KU | Business Rebates | KU-Water Cooled Chilled Water Reset, 0-1000 tons | Water Cooled Chilled Water Reset | Per Unit | 0.5 | 1 | 0.5 | 1 | 0.5 | 1 | 0.5 | 600 | 1200 | 600 | 1200 | 600 | 1200 | 600 | 0 | 0 | 0 | 0 | 0 | 0 | 0 | 150 | 300 | 150 | 300 | 150 | 300 | 150 | 6732.5696 | 13465.1392 | 6732.5696 | 13465.1392 | 6732.5696 | 13465.1392 | 6732.5696 | 3.9516 | 7.9032 | 3.9516 | 7.9032 | 3.9516 | 7.9032 | 3.9516 | 0 | 0 | 0 | 0 | 0 | 0 | 0 | Commercial | OFFLGCool | OFFSMGasHeat | KU NonRes | KU NonRes | 10 | 0 | 0 | 0 | 0 | 0 | 0 | 0 | 5 | 6000 | 0 | 1500 | 0 | 67325.696 | 39.5161 | 0
Business RebatesKU-Water Cooled Chilled Water Reset, 1000-2000 tons | KUBusiness Rebates | 12-KU | Business Rebates | KU-Water Cooled Chilled Water Reset, 1000-2000 tons | Water Cooled Chilled Water Reset | Per Unit | 1 | 0.5 | 1 | 0.5 | 1 | 0.5 | 1 | 3200 | 1600 | 3200 | 1600 | 3200 | 1600 | 3200 | 0 | 0 | 0 | 0 | 0 | 0 | 0 | 800 | 400 | 800 | 400 | 800 | 400 | 800 | 39279.8309 | 19639.9155 | 39279.8309 | 19639.9155 | 39279.8309 | 19639.9155 | 39279.8309 | 23.0549 | 11.5275 | 23.0549 | 11.5275 | 23.0549 | 11.5275 | 23.0549 | 0 | 0 | 0 | 0 | 0 | 0 | 0 | Commercial | OFFLGCool | OFFSMGasHeat | KU NonRes | KU NonRes | 10 | 0 | 0 | 0 | 0 | 0 | 0 | 0 | 5.5 | 17600 | 0 | 4400 | 0 | 216039.0701 | 126.802 | 0
Business RebatesKU-Water Cooled Chilled Water Reset, 2000-3000 tons | KUBusiness Rebates | 13-KU | Business Rebates | KU-Water Cooled Chilled Water Reset, 2000-3000 tons | Water Cooled Chilled Water Reset | Per Unit | 0.5 | 0 | 0 | 0.5 | 0 | 0 | 0.5 | 4000 | 0 | 0 | 4000 | 0 | 0 | 4000 | 0 | 0 | 0 | 0 | 0 | 0 | 0 | 1000 | 0 | 0 | 1000 | 0 | 0 | 1000 | 32733.1924 | 0 | 0 | 32733.1924 | 0 | 0 | 32733.1924 | 19.2124 | 0 | 0 | 19.2124 | 0 | 0 | 19.2124 | 0 | 0 | 0 | 0 | 0 | 0 | 0 | Commercial | OFFLGCool | OFFSMGasHeat | KU NonRes | KU NonRes | 10 | 0 | 0 | 0 | 0 | 0 | 0 | 0 | 1.5 | 12000 | 0 | 3000 | 0 | 98199.5773 | 57.6373 | 0
Business RebatesKU-Motor - High Efficiency (1 HP - 250 HP) | KUBusiness Rebates | 14-KU | Business Rebates | KU-Motor - High Efficiency (1 HP - 250 HP) | High Efficiency Motors - 1 HP to 250 HP (Open Drip Roof and Totally Enclosed Fan-Cooled) | Per HP | 403.5 | 403.5 | 403.5 | 403.5 | 403.5 | 403.5 | 403.5 | 34848.1575 | 34848.1575 | 34848.1575 | 34848.1575 | 34848.1575 | 34848.1575 | 34848.1575 | 0 | 0 | 0 | 0 | 0 | 0 | 0 | 807 | 807 | 807 | 807 | 807 | 807 | 807 | 12195.2831 | 12195.2831 | 12195.2831 | 12195.2831 | 12195.2831 | 12195.2831 | 12195.2831 | 2.5435 | 2.5435 | 2.5435 | 2.5435 | 2.5435 | 2.5435 | 2.5435 | 0 | 0 | 0 | 0 | 0 | 0 | 0 | Commercial | OFFLGCool | OFFSMGasHeat | KU NonRes | KU NonRes | 20 | 0 | 0 | 0 | 0 | 0 | 0 | 0 | 2824.5 | 243937.1025 | 0 | 5649 | 0 | 85366.9819 | 17.8045 | 0
Business RebatesKU-Pump - High Efficiency (7.5 HP) | KUBusiness Rebates | 15-KU | Business Rebates | KU-Pump - High Efficiency (7.5 HP) | Efficiency of 73% or more for system | Per Pump | 1.5357 | 1.5357 | 1.5357 | 1.5357 | 1.5357 | 1.5357 | 1.5357 | 1344.9136 | 1344.9136 | 1344.9136 | 1344.9136 | 1344.9136 | 1344.9136 | 1344.9136 | 0 | 0 | 0 | 0 | 0 | 0 | 0 | 76.7857 | 76.7857 | 76.7857 | 76.7857 | 76.7857 | 76.7857 | 76.7857 | 2585.471 | 2585.471 | 2585.471 | 2585.471 | 2585.471 | 2585.471 | 2585.471 | 0.86672 | 0.86672 | 0.86672 | 0.86672 | 0.86672 | 0.86672 | 0.86672 | 0 | 0 | 0 | 0 | 0 | 0 | 0 | Commercial | OFFLGCool | OFFSMGasHeat | KU NonRes | KU NonRes | 20 | 0 | 0 | 0 | 0 | 0 | 0 | 0 | 10.75 | 9414.3949 | 0 | 537.5 | 0 | 18098.2969 | 6.067 | 0
Business RebatesKU-Pump - High Efficiency (10 HP) | KUBusiness Rebates | 16-KU | Business Rebates | KU-Pump - High Efficiency (10 HP) | Efficiency of 75% or more for system | Per Pump | 2.5714 | 2.5714 | 2.5714 | 2.5714 | 2.5714 | 2.5714 | 2.5714 | 2432.9291 | 2432.9291 | 2432.9291 | 2432.9291 | 2432.9291 | 2432.9291 | 2432.9291 | 0 | 0 | 0 | 0 | 0 | 0 | 0 | 154.2857 | 154.2857 | 154.2857 | 154.2857 | 154.2857 | 154.2857 | 154.2857 | 5772.2143 | 5772.2143 | 5772.2143 | 5772.2143 | 5772.2143 | 5772.2143 | 5772.2143 | 1.935 | 1.935 | 1.935 | 1.935 | 1.935 | 1.935 | 1.935 | 0 | 0 | 0 | 0 | 0 | 0 | 0 | Commercial | OFFLGCool | OFFSMGasHeat | KU NonRes | KU NonRes | 20 | 0 | 0 | 0 | 0 | 0 | 0 | 0 | 18 | 17030.5036 | 0 | 1080 | 0 | 40405.5 | 13.545 | 0
Business RebatesKU-Pump - High Efficiency (15 HP) | KUBusiness Rebates | 17-KU | Business Rebates | KU-Pump - High Efficiency (15 HP) | Efficiency of 77% or more for system | Per Pump | 0.25 | 0.25 | 0.25 | 0.25 | 0.25 | 0.25 | 0.25 | 263.7611 | 263.7611 | 263.7611 | 263.7611 | 263.7611 | 263.7611 | 263.7611 | 0 | 0 | 0 | 0 | 0 | 0 | 0 | 25 | 25 | 25 | 25 | 25 | 25 | 25 | 841.7812 | 841.7812 | 841.7812 | 841.7812 | 841.7812 | 841.7812 | 841.7812 | 0.28219 | 0.28219 | 0.28219 | 0.28219 | 0.28219 | 0.28219 | 0.28219 | 0 | 0 | 0 | 0 | 0 | 0 | 0 | Commercial | OFFLGCool | OFFSMGasHeat | KU NonRes | KU NonRes | 20 | 0 | 0 | 0 | 0 | 0 | 0 | 0 | 1.75 | 1846.3276 | 0 | 175 | 0 | 5892.4688 | 1.9753 | 0
Business RebatesKU-Pump - High Efficiency (20 HP) | KUBusiness Rebates | 18-KU | Business Rebates | KU-Pump - High Efficiency (20 HP) | Efficiency of 77% or more for system | Per Pump | 3.0357 | 3.0357 | 3.0357 | 3.0357 | 3.0357 | 3.0357 | 3.0357 | 3460.2115 | 3460.2115 | 3460.2115 | 3460.2115 | 3460.2115 | 3460.2115 | 3460.2115 | 0 | 0 | 0 | 0 | 0 | 0 | 0 | 455.3571 | 455.3571 | 455.3571 | 455.3571 | 455.3571 | 455.3571 | 455.3571 | 13628.8393 | 13628.8393 | 13628.8393 | 13628.8393 | 13628.8393 | 13628.8393 | 13628.8393 | 4.5687 | 4.5687 | 4.5687 | 4.5687 | 4.5687 | 4.5687 | 4.5687 | 0 | 0 | 0 | 0 | 0 | 0 | 0 | Commercial | OFFLGCool | OFFSMGasHeat | KU NonRes | KU NonRes | 20 | 0 | 0 | 0 | 0 | 0 | 0 | 0 | 21.25 | 24221.4802 | 0 | 3187.5 | 0 | 95401.875 | 31.9813 | 0
Business RebatesKU-Pump - High Efficiency (30 HP) | KUBusiness Rebates | 19-KU | Business Rebates | KU-Pump - High Efficiency (30 HP) | Efficiency of 77% or more for system | Per Pump | 0.75 | 0.75 | 0.75 | 0.75 | 0.75 | 0.75 | 0.75 | 953.2762 | 953.2762 | 953.2762 | 953.2762 | 953.2762 | 953.2762 | 953.2762 | 0 | 0 | 0 | 0 | 0 | 0 | 0 | 150 | 150 | 150 | 150 | 150 | 150 | 150 | 5050.6875 | 5050.6875 | 5050.6875 | 5050.6875 | 5050.6875 | 5050.6875 | 5050.6875 | 1.6931 | 1.6931 | 1.6931 | 1.6931 | 1.6931 | 1.6931 | 1.6931 | 0 | 0 | 0 | 0 | 0 | 0 | 0 | Commercial | OFFLGCool | OFFSMGasHeat | KU NonRes | KU NonRes | 20 | 0 | 0 | 0 | 0 | 0 | 0 | 0 | 5.25 | 6672.9331 | 0 | 1050 | 0 | 35354.8125 | 11.8519 | 0
Business RebatesKU-Pump - High Efficiency (40 HP) | KUBusiness Rebates | 20-KU | Business Rebates | KU-Pump - High Efficiency (40 HP) | Efficiency of 77% or more for system | Per Pump | 1.2857 | 1.2857 | 1.2857 | 1.2857 | 1.2857 | 1.2857 | 1.2857 | 1765.5214 | 1765.5214 | 1765.5214 | 1765.5214 | 1765.5214 | 1765.5214 | 1765.5214 | 0 | 0 | 0 | 0 | 0 | 0 | 0 | 321.4286 | 321.4286 | 321.4286 | 321.4286 | 321.4286 | 321.4286 | 321.4286 | 11544.4286 | 11544.4286 | 11544.4286 | 11544.4286 | 11544.4286 | 11544.4286 | 11544.4286 | 3.87 | 3.87 | 3.87 | 3.87 | 3.87 | 3.87 | 3.87 | 0 | 0 | 0 | 0 | 0 | 0 | 0 | Commercial | OFFLGCool | OFFSMGasHeat | KU NonRes | KU NonRes | 20 | 0 | 0 | 0 | 0 | 0 | 0 | 0 | 9 | 12358.6495 | 0 | 2250 | 0 | 80811 | 27.09 | 0
Business RebatesKU-Pump - High Efficiency (50 HP) | KUBusiness Rebates | 21-KU | Business Rebates | KU-Pump - High Efficiency (50 HP) | Efficiency of 77% or more for system | Per Pump | 1 | 1 | 1 | 1 | 1 | 1 | 1 | 1458.0359 | 1458.0359 | 1458.0359 | 1458.0359 | 1458.0359 | 1458.0359 | 1458.0359 | 0 | 0 | 0 | 0 | 0 | 0 | 0 | 300 | 300 | 300 | 300 | 300 | 300 | 300 | 11223.75 | 11223.75 | 11223.75 | 11223.75 | 11223.75 | 11223.75 | 11223.75 | 3.7625 | 3.7625 | 3.7625 | 3.7625 | 3.7625 | 3.7625 | 3.7625 | 0 | 0 | 0 | 0 | 0 | 0 | 0 | Commercial | OFFLGCool | OFFSMGasHeat | KU NonRes | KU NonRes | 20 | 0 | 0 | 0 | 0 | 0 | 0 | 0 | 7 | 10206.2515 | 0 | 2100 | 0 | 78566.25 | 26.3375 | 0
Business RebatesKU-Variable Frequency Drives | KUBusiness Rebates | 22-KU | Business Rebates | KU-Variable Frequency Drives | Variable Frequency Drives (VFDs) - All Sizes | Per HP | 1547.6071 | 1547.6071 | 1547.6071 | 1547.6071 | 1547.6071 | 1547.6071 | 1547.6071 | 257676.5893 | 257676.5893 | 257676.5893 | 257676.5893 | 257676.5893 | 257676.5893 | 257676.5893 | 0 | 0 | 0 | 0 | 0 | 0 | 0 | 24761.7143 | 24761.7143 | 24761.7143 | 24761.7143 | 24761.7143 | 24761.7143 | 24761.7143 | 783124.6651 | 783124.6651 | 783124.6651 | 783124.6651 | 783124.6651 | 783124.6651 | 783124.6651 | 172.3414 | 172.3414 | 172.3414 | 172.3414 | 172.3414 | 172.3414 | 172.3414 | 0 | 0 | 0 | 0 | 0 | 0 | 0 | Commercial | OFFLGCool | OFFSMGasHeat | KU NonRes | KU NonRes | 15 | 0 | 0 | 0 | 0 | 0 | 0 | 0 | 10833.25 | 1803736.125 | 0 | 173332 | 0 | 5481872.6555 | 1206.3899 | 0
Business RebatesKU-LED Refrigerated Display Light | KUBusiness Rebates | 23-KU | Business Rebates | KU-LED Refrigerated Display Light | LED Refrigerated Display Light | Per Unit | 317.6786 | 317.6786 | 317.6786 | 317.6786 | 317.6786 | 317.6786 | 317.6786 | 36533.0357 | 36533.0357 | 36533.0357 | 36533.0357 | 36533.0357 | 36533.0357 | 36533.0357 | -229.7875 | -229.7875 | -229.7875 | -229.7875 | -229.7875 | -229.7875 | -229.7875 | 2859.1071 | 2859.1071 | 2859.1071 | 2859.1071 | 2859.1071 | 2859.1071 | 2859.1071 | 109736.4555 | 109736.4555 | 109736.4555 | 109736.4555 | 109736.4555 | 109736.4555 | 109736.4555 | 16.8619 | 16.8619 | 16.8619 | 16.8619 | 16.8619 | 16.8619 | 16.8619 | 0 | 0 | 0 | 0 | 0 | 0 | 0 | Commercial | Grocery InLight | OFFSMGasHeat | KU NonRes | KU NonRes | 8 | 0 | 0 | 0 | 0 | 0 | 0 | 0 | 2223.75 | 255731.25 | -1608.5125 | 20013.75 | 0 | 768155.1883 | 118.0331 | 0
Business RebatesKU-LED Exit Signs (replacement) | KUBusiness Rebates | 24-KU | Business Rebates | KU-LED Exit Signs (replacement) | LED Exit Signs (replacement) | Per Unit | 687.75 | 687.75 | 687.75 | 687.75 | 687.75 | 687.75 | 687.75 | 24071.25 | 24071.25 | 24071.25 | 24071.25 | 24071.25 | 24071.25 | 24071.25 | 0 | 0 | 0 | 0 | 0 | 0 | 0 | 6877.5 | 6877.5 | 6877.5 | 6877.5 | 6877.5 | 6877.5 | 6877.5 | 209312.7897 | 209312.7897 | 209312.7897 | 209312.7897 | 209312.7897 | 209312.7897 | 209312.7897 | 32.3824 | 32.3824 | 32.3824 | 32.3824 | 32.3824 | 32.3824 | 32.3824 | 0 | 0 | 0 | 0 | 0 | 0 | 0 | Commercial | OFFLGInLight | OFFSMGasHeat | KU NonRes | KU NonRes | 16 | 0 | 0 | 0 | 0 | 0 | 0 | 0 | 4814.25 | 168498.75 | 0 | 48142.5 | 0 | 1465189.5279 | 226.6766 | 0
Business RebatesKU-Efficient Lighting Controls - Occupancy Sensor | KUBusiness Rebates | 25-KU | Business Rebates | KU-Efficient Lighting Controls - Occupancy Sensor | Occupancy Sensor ($0.03 per Controlled Watt) | Per Controlled Watt | 188316.0357 | 188316.0357 | 188316.0357 | 188316.0357 | 188316.0357 | 188316.0357 | 188316.0357 | 139182.4639 | 139182.4639 | 139182.4639 | 139182.4639 | 139182.4639 | 139182.4639 | 139182.4639 | 0 | 0 | 0 | 0 | 0 | 0 | 0 | 5649.4811 | 5649.4811 | 5649.4811 | 5649.4811 | 5649.4811 | 5649.4811 | 5649.4811 | 216568.8286 | 216568.8286 | 216568.8286 | 216568.8286 | 216568.8286 | 216568.8286 | 216568.8286 | 24.6254 | 24.6254 | 24.6254 | 24.6254 | 24.6254 | 24.6254 | 24.6254 | 0 | 0 | 0 | 0 | 0 | 0 | 0 | Commercial | OFFLGInLight | OFFSMGasHeat | KU NonRes | KU NonRes | 8 | 0 | 0 | 0 | 0 | 0 | 0 | 0 | 1318212.25 | 974277.2474 | 0 | 39546.3675 | 0 | 1515981.8 | 172.3777 | 0
Business RebatesKU-Efficient Lighting Controls - Daylight Dimming-Continuous Fixtures | KUBusiness Rebates | 26-KU | Business Rebates | KU-Efficient Lighting Controls - Daylight Dimming-Continuous Fixtures | Daylight Dimming-Continuous Fixtures ($0.03 per Controlled Watt) | Per Controlled Watt | 0 | 0.5 | 0 | 0 | 0.5 | 0 | 0 | 0 | 1259.0908 | 0 | 0 | 1259.0908 | 0 | 0 | 0 | 0 | 0 | 0 | 0 | 0 | 0 | 0 | 94.635 | 0 | 0 | 94.635 | 0 | 0 | 0 | 3334.9071 | 0 | 0 | 3334.9071 | 0 | 0 | 0 | 2.0914 | 0 | 0 | 2.0914 | 0 | 0 | 0 | 0 | 0 | 0 | 0 | 0 | 0 | Commercial | OFFLGInLight | OFFSMGasHeat | KU NonRes | KU NonRes | 8 | 0 | 0 | 0 | 0 | 0 | 0 | 0 | 1 | 2518.1816 | 0 | 189.27 | 0 | 6669.8142 | 4.1829 | 0
Business RebatesKU-Efficient Lighting Controls - Occupancy/Daylight Dual Control | KUBusiness Rebates | 27-KU | Business Rebates | KU-Efficient Lighting Controls - Occupancy/Daylight Dual Control | Occupancy/Daylight Dual Control ($0.03 per Controlled Watt) | Per Controlled Watt | 0 | 0 | 0.5 | 0 | 0 | 0.5 | 0 | 0 | 0 | 4818.4168 | 0 | 0 | 4818.4168 | 0 | 0 | 0 | 0 | 0 | 0 | 0 | 0 | 0 | 0 | 94.635 | 0 | 0 | 94.635 | 0 | 0 | 0 | 4525.9454 | 0 | 0 | 4525.9454 | 0 | 0 | 0 | 2.0914 | 0 | 0 | 2.0914 | 0 | 0 | 0 | 0 | 0 | 0 | 0 | 0 | Commercial | OFFLGInLight | OFFSMGasHeat | KU NonRes | KU NonRes | 8 | 0 | 0 | 0 | 0 | 0 | 0 | 0 | 1 | 9636.8337 | 0 | 189.27 | 0 | 9051.8907 | 4.1829 | 0
Business RebatesKU-Custom Projects | KUBusiness Rebates | 28-KU | Business Rebates | KU-Custom Projects | Custom Projects - Saves 1 kW of Demand or More | Per Saved kWh (first year savings only) | 5000000 | 8000000 | 12000000 | 12000000 | 12000000 | 12000000 | 12000000 | 1105893.7649 | 1769430.0238 | 2654145.0357 | 2654145.0357 | 2654145.0357 | 2654145.0357 | 2654145.0357 | 0 | 0 | 0 | 0 | 0 | 0 | 0 | 420702.4481 | 673123.917 | 1009685.8755 | 1009685.8755 | 1009685.8755 | 1009685.8755 | 1009685.8755 | 5000000 | 8000000 | 12000000 | 12000000 | 12000000 | 12000000 | 12000000 | 1365.6196 | 2184.9913 | 3277.487 | 3277.487 | 3277.487 | 3277.487 | 3277.487 | 0 | 0 | 0 | 0 | 0 | 0 | 0 | Commercial | OFFLGElecTotl | OFFSMGasHeat | KU NonRes | KU NonRes | 15 | 0 | 0 | 0 | 0 | 0 | 0 | 0 | 73000000 | 16146048.9673 | 0 | 6142255.7425 | 0 | 73000000 | 19938.0459 | 0
Business RebatesKU-Commercial New Construction Tier 1 <25,000 sqft | KUBusiness Rebates | 29-KU | Business Rebates | KU-Commercial New Construction Tier 1 <25,000 sqft | Commercial New Construction Tier 1 - 10% Over Code | Per Project | 0 | 0.5 | 0 | 0 | 0.5 | 0 | 0 | 0 | 5490.099 | 0 | 0 | 5490.099 | 0 | 0 | 0 | 0 | 0 | 0 | 0 | 0 | 0 | 0 | 750 | 0 | 0 | 750 | 0 | 0 | 0 | 24822 | 0 | 0 | 24822 | 0 | 0 | 0 | 3.8714 | 0 | 0 | 3.8714 | 0 | 0 | 0 | 0 | 0 | 0 | 0 | 0 | 0 | Commercial | OFFLGElecTotl | OFFSMGasHeat | KU NonRes | KU NonRes | 15 | 0 | 0 | 0 | 0 | 0 | 0 | 0 | 1 | 10980.198 | 0 | 1500 | 0 | 49644 | 7.7429 | 0
Business RebatesKU-Commercial New Construction Tier 2 <25,000 sqft | KUBusiness Rebates | 30-KU | Business Rebates | KU-Commercial New Construction Tier 2 <25,000 sqft | Commercial New Construction Tier 2 - 15% Over Code | Per Project | 0.5 | 0 | 0.5 | 0 | 0.5 | 0 | 0.5 | 8235.1485 | 0 | 8235.1485 | 0 | 8235.1485 | 0 | 8235.1485 | 0 | 0 | 0 | 0 | 0 | 0 | 0 | 1150 | 0 | 1150 | 0 | 1150 | 0 | 1150 | 37233 | 0 | 37233 | 0 | 37233 | 0 | 37233 | 5.8071 | 0 | 5.8071 | 0 | 5.8071 | 0 | 5.8071 | 0 | 0 | 0 | 0 | 0 | 0 | 0 | Commercial | OFFLGElecTotl | OFFSMGasHeat | KU NonRes | KU NonRes | 15 | 0 | 0 | 0 | 0 | 0 | 0 | 0 | 2 | 32940.594 | 0 | 4600 | 0 | 148932 | 23.2286 | 0
Business RebatesKU-Commercial New Construction Tier 3 <25,000 sqft | KUBusiness Rebates | 31-KU | Business Rebates | KU-Commercial New Construction Tier 3 <25,000 sqft | Commercial New Construction Tier 3 - 20% Over Code | Per Project | 0 | 0 | 0.5 | 0 | 0 | 0.5 | 0 | 0 | 0 | 10980.198 | 0 | 0 | 10980.198 | 0 | 0 | 0 | 0 | 0 | 0 | 0 | 0 | 0 | 0 | 1500 | 0 | 0 | 1500 | 0 | 0 | 0 | 49644 | 0 | 0 | 49644 | 0 | 0 | 0 | 7.7429 | 0 | 0 | 7.7429 | 0 | 0 | 0 | 0 | 0 | 0 | 0 | 0 | Commercial | OFFLGElecTotl | OFFSMGasHeat | KU NonRes | KU NonRes | 15 | 0 | 0 | 0 | 0 | 0 | 0 | 0 | 1 | 21960.396 | 0 | 3000 | 0 | 99288 | 15.4857 | 0
Business RebatesKU-Commercial New Construction Tier 4 <25,000 sqft | KUBusiness Rebates | 32-KU | Business Rebates | KU-Commercial New Construction Tier 4 <25,000 sqft | Commercial New Construction Tier 4 - 25% Over Code | Per Project | 0.5 | 0.5 | 0.5 | 0.5 | 0.5 | 0.5 | 0.5 | 13725.2475 | 13725.2475 | 13725.2475 | 13725.2475 | 13725.2475 | 13725.2475 | 13725.2475 | 0 | 0 | 0 | 0 | 0 | 0 | 0 | 1900 | 1900 | 1900 | 1900 | 1900 | 1900 | 1900 | 62055 | 62055 | 62055 | 62055 | 62055 | 62055 | 62055 | 9.6786 | 9.6786 | 9.6786 | 9.6786 | 9.6786 | 9.6786 | 9.6786 | 0 | 0 | 0 | 0 | 0 | 0 | 0 | Commercial | OFFLGElecTotl | OFFSMGasHeat | KU NonRes | KU NonRes | 15 | 0 | 0 | 0 | 0 | 0 | 0 | 0 | 3.5 | 96076.7326 | 0 | 13300 | 0 | 434385 | 67.75 | 0
Business RebatesKU-Commercial New Construction Tier 1 ≥25,000 sqft | KUBusiness Rebates | 33-KU | Business Rebates | KU-Commercial New Construction Tier 1 ≥25,000 sqft | Commercial New Construction Tier 1 - 10% Over Code | Per Project | 0.5 | 0 | 0 | 0.5 | 0 | 0 | 0.5 | 16470.297 | 0 | 0 | 16470.297 | 0 | 0 | 16470.297 | 0 | 0 | 0 | 0 | 0 | 0 | 0 | 2250 | 0 | 0 | 2250 | 0 | 0 | 2250 | 74466 | 0 | 0 | 74466 | 0 | 0 | 74466 | 11.6143 | 0 | 0 | 11.6143 | 0 | 0 | 11.6143 | 0 | 0 | 0 | 0 | 0 | 0 | 0 | Commercial | OFFLGElecTotl | OFFSMGasHeat | KU NonRes | KU NonRes | 15 | 0 | 0 | 0 | 0 | 0 | 0 | 0 | 1.5 | 49410.8911 | 0 | 6750 | 0 | 223398 | 34.8429 | 0
Business RebatesKU-Commercial New Construction Tier 2 ≥25,000 sqft | KUBusiness Rebates | 34-KU | Business Rebates | KU-Commercial New Construction Tier 2 ≥25,000 sqft | Commercial New Construction Tier 2 - 15% Over Code | Per Project | 0 | 0.5 | 0 | 0 | 0.5 | 0 | 0 | 0 | 24705.4455 | 0 | 0 | 24705.4455 | 0 | 0 | 0 | 0 | 0 | 0 | 0 | 0 | 0 | 0 | 3400 | 0 | 0 | 3400 | 0 | 0 | 0 | 111699 | 0 | 0 | 111699 | 0 | 0 | 0 | 17.4214 | 0 | 0 | 17.4214 | 0 | 0 | 0 | 0 | 0 | 0 | 0 | 0 | 0 | Commercial | OFFLGElecTotl | OFFSMGasHeat | KU NonRes | KU NonRes | 15 | 0 | 0 | 0 | 0 | 0 | 0 | 0 | 1 | 49410.8911 | 0 | 6800 | 0 | 223398 | 34.8429 | 0
Business RebatesKU-Commercial New Construction Tier 3 ≥25,000 sqft | KUBusiness Rebates | 35-KU | Business Rebates | KU-Commercial New Construction Tier 3 ≥25,000 sqft | Commercial New Construction Tier 3 - 20% Over Code | Per Project | 0 | 0 | 0.5 | 0 | 0 | 0.5 | 0 | 0 | 0 | 32940.594 | 0 | 0 | 32940.594 | 0 | 0 | 0 | 0 | 0 | 0 | 0 | 0 | 0 | 0 | 4500 | 0 | 0 | 4500 | 0 | 0 | 0 | 148932 | 0 | 0 | 148932 | 0 | 0 | 0 | 23.2286 | 0 | 0 | 23.2286 | 0 | 0 | 0 | 0 | 0 | 0 | 0 | 0 | Commercial | OFFLGElecTotl | OFFSMGasHeat | KU NonRes | KU NonRes | 15 | 0 | 0 | 0 | 0 | 0 | 0 | 0 | 1 | 65881.1881 | 0 | 9000 | 0 | 297864 | 46.4571 | 0
Business RebatesKU-Commercial New Construction Tier 4 ≥25,000 sqft | KUBusiness Rebates | 36-KU | Business Rebates | KU-Commercial New Construction Tier 4 ≥25,000 sqft | Commercial New Construction Tier 4 - 25% Over Code | Per Project | 0 | 0 | 0 | 0 | 0 | 0 | 0 | 0 | 0 | 0 | 0 | 0 | 0 | 0 | 0 | 0 | 0 | 0 | 0 | 0 | 0 | 0 | 0 | 0 | 0 | 0 | 0 | 0 | 0 | 0 | 0 | 0 | 0 | 0 | 0 | 0 | 0 | 0 | 0 | 0 | 0 | 0 | 0 | 0 | 0 | 0 | 0 | 0 | 0 | Commercial | OFFLGElecTotl | OFFSMGasHeat | KU NonRes | KU NonRes | 15 | 0 | 0 | 0 | 0 | 0 | 0 | 0 | 0 | 0 | 0 | 0 | 0 | 0 | 0 | 0
Business RebatesKU-Commercial New Construction LEED 1 to 5 Points <25,000 sqft | KUBusiness Rebates | 37-KU | Business Rebates | KU-Commercial New Construction LEED 1 to 5 Points <25,000 sqft | Commercial New Construction LEED 1 to 5 Points - LEED Energy & Atmosphere, Credit 1 Category Optimize Energy Efficiency Performance | Per Project | 0.5 | 0 | 0 | 0.5 | 0 | 0 | 0.5 | 18600 | 0 | 0 | 18600 | 0 | 0 | 18600 | 0 | 0 | 0 | 0 | 0 | 0 | 0 | 1000 | 0 | 0 | 1000 | 0 | 0 | 1000 | 0 | 0 | 0 | 0 | 0 | 0 | 0 | 0 | 0 | 0 | 0 | 0 | 0 | 0 | 0 | 0 | 0 | 0 | 0 | 0 | 0 | Commercial | OFFLGElecTotl | OFFSMGasHeat | KU NonRes | KU NonRes | 15 | 0 | 0 | 0 | 0 | 0 | 0 | 0 | 1.5 | 55800 | 0 | 3000 | 0 | 0 | 0 | 0
Business RebatesKU-Commercial New Construction LEED 6 to 10 Points <25,000 sqft | KUBusiness Rebates | 38-KU | Business Rebates | KU-Commercial New Construction LEED 6 to 10 Points <25,000 sqft | Commercial New Construction LEED 6 to 10 Points - LEED Energy & Atmosphere, Credit 1 Category Optimize Energy Efficiency Performance | Per Project | 0 | 0.5 | 0 | 0 | 0.5 | 0 | 0 | 0 | 18600 | 0 | 0 | 18600 | 0 | 0 | 0 | 0 | 0 | 0 | 0 | 0 | 0 | 0 | 1250 | 0 | 0 | 1250 | 0 | 0 | 0 | 0 | 0 | 0 | 0 | 0 | 0 | 0 | 0 | 0 | 0 | 0 | 0 | 0 | 0 | 0 | 0 | 0 | 0 | 0 | 0 | Commercial | OFFLGElecTotl | OFFSMGasHeat | KU NonRes | KU NonRes | 15 | 0 | 0 | 0 | 0 | 0 | 0 | 0 | 1 | 37200 | 0 | 2500 | 0 | 0 | 0 | 0
Business RebatesKU-Commercial New Construction LEED 11 to 15 Points <25,000 sqft | KUBusiness Rebates | 39-KU | Business Rebates | KU-Commercial New Construction LEED 11 to 15 Points <25,000 sqft | Commercial New Construction LEED 11 to 15 Points - LEED Energy & Atmosphere, Credit 1 Category Optimize Energy Efficiency Performance | Per Project | 0 | 0 | 0.5 | 0 | 0 | 0.5 | 0 | 0 | 0 | 18600 | 0 | 0 | 18600 | 0 | 0 | 0 | 0 | 0 | 0 | 0 | 0 | 0 | 0 | 1500 | 0 | 0 | 1500 | 0 | 0 | 0 | 0 | 0 | 0 | 0 | 0 | 0 | 0 | 0 | 0 | 0 | 0 | 0 | 0 | 0 | 0 | 0 | 0 | 0 | 0 | Commercial | OFFLGElecTotl | OFFSMGasHeat | KU NonRes | KU NonRes | 15 | 0 | 0 | 0 | 0 | 0 | 0 | 0 | 1 | 37200 | 0 | 3000 | 0 | 0 | 0 | 0
Business RebatesKU-Commercial New Construction LEED 16+ Points <25,000 sqft | KUBusiness Rebates | 40-KU | Business Rebates | KU-Commercial New Construction LEED 16+ Points <25,000 sqft | Commercial New Construction LEED 16+ Points - LEED Energy & Atmosphere, Credit 1 Category Optimize Energy Efficiency Performance | Per Project | 0.5 | 0 | 0 | 0.5 | 0 | 0 | 0.5 | 18600 | 0 | 0 | 18600 | 0 | 0 | 18600 | 0 | 0 | 0 | 0 | 0 | 0 | 0 | 1750 | 0 | 0 | 1750 | 0 | 0 | 1750 | 0 | 0 | 0 | 0 | 0 | 0 | 0 | 0 | 0 | 0 | 0 | 0 | 0 | 0 | 0 | 0 | 0 | 0 | 0 | 0 | 0 | Commercial | OFFLGElecTotl | OFFSMGasHeat | KU NonRes | KU NonRes | 15 | 0 | 0 | 0 | 0 | 0 | 0 | 0 | 1.5 | 55800 | 0 | 5250 | 0 | 0 | 0 | 0
Business RebatesKU-Commercial New Construction LEED 1 to 5 Points ≥25,000 sqft | KUBusiness Rebates | 41-KU | Business Rebates | KU-Commercial New Construction LEED 1 to 5 Points ≥25,000 sqft | Commercial New Construction LEED 1 to 5 Points - LEED Energy & Atmosphere, Credit 1 Category Optimize Energy Efficiency Performance | Per Project | 0 | 0.5 | 0 | 0 | 0.5 | 0 | 0 | 0 | 18600 | 0 | 0 | 18600 | 0 | 0 | 0 | 0 | 0 | 0 | 0 | 0 | 0 | 0 | 2000 | 0 | 0 | 2000 | 0 | 0 | 0 | 0 | 0 | 0 | 0 | 0 | 0 | 0 | 0 | 0 | 0 | 0 | 0 | 0 | 0 | 0 | 0 | 0 | 0 | 0 | 0 | Commercial | OFFLGElecTotl | OFFSMGasHeat | KU NonRes | KU NonRes | 15 | 0 | 0 | 0 | 0 | 0 | 0 | 0 | 1 | 37200 | 0 | 4000 | 0 | 0 | 0 | 0
Business RebatesKU-Commercial New Construction LEED 6 to 10 Points ≥25,000 sqft | KUBusiness Rebates | 42-KU | Business Rebates | KU-Commercial New Construction LEED 6 to 10 Points ≥25,000 sqft | Commercial New Construction LEED 6 to 10 Points - LEED Energy & Atmosphere, Credit 1 Category Optimize Energy Efficiency Performance | Per Project | 0 | 0.5 | 0 | 0.5 | 0 | 0.5 | 0 | 0 | 18600 | 0 | 18600 | 0 | 18600 | 0 | 0 | 0 | 0 | 0 | 0 | 0 | 0 | 0 | 3000 | 0 | 3000 | 0 | 3000 | 0 | 0 | 0 | 0 | 0 | 0 | 0 | 0 | 0 | 0 | 0 | 0 | 0 | 0 | 0 | 0 | 0 | 0 | 0 | 0 | 0 | 0 | Commercial | OFFLGElecTotl | OFFSMGasHeat | KU NonRes | KU NonRes | 15 | 0 | 0 | 0 | 0 | 0 | 0 | 0 | 1.5 | 55800 | 0 | 9000 | 0 | 0 | 0 | 0
Business RebatesKU-Commercial New Construction LEED 11 to 15 Points ≥25,000 sqft | KUBusiness Rebates | 43-KU | Business Rebates | KU-Commercial New Construction LEED 11 to 15 Points ≥25,000 sqft | Commercial New Construction LEED 11 to 15 Points - LEED Energy & Atmosphere, Credit 1 Category Optimize Energy Efficiency Performance | Per Project | 0.5 | 0 | 0.5 | 0 | 0.5 | 0 | 0.5 | 18600 | 0 | 18600 | 0 | 18600 | 0 | 18600 | 0 | 0 | 0 | 0 | 0 | 0 | 0 | 4000 | 0 | 4000 | 0 | 4000 | 0 | 4000 | 0 | 0 | 0 | 0 | 0 | 0 | 0 | 0 | 0 | 0 | 0 | 0 | 0 | 0 | 0 | 0 | 0 | 0 | 0 | 0 | 0 | Commercial | OFFLGElecTotl | OFFSMGasHeat | KU NonRes | KU NonRes | 15 | 0 | 0 | 0 | 0 | 0 | 0 | 0 | 2 | 74400 | 0 | 16000 | 0 | 0 | 0 | 0
Business RebatesKU-Commercial New Construction LEED 16+ Points ≥25,000 sqft | KUBusiness Rebates | 44-KU | Business Rebates | KU-Commercial New Construction LEED 16+ Points ≥25,000 sqft | Commercial New Construction LEED 16+ Points - LEED Energy & Atmosphere, Credit 1 Category Optimize Energy Efficiency Performance | Per Project | 0 | 0 | 0.5 | 0 | 0 | 0.5 | 0 | 0 | 0 | 18600 | 0 | 0 | 18600 | 0 | 0 | 0 | 0 | 0 | 0 | 0 | 0 | 0 | 0 | 5000 | 0 | 0 | 5000 | 0 | 0 | 0 | 0 | 0 | 0 | 0 | 0 | 0 | 0 | 0 | 0 | 0 | 0 | 0 | 0 | 0 | 0 | 0 | 0 | 0 | 0 | Commercial | OFFLGElecTotl | OFFSMGasHeat | KU NonRes | KU NonRes | 15 | 0 | 0 | 0 | 0 | 0 | 0 | 0 | 1 | 37200 | 0 | 10000 | 0 | 0 | 0 | 0
Business RebatesKU-LED Troffer | KUBusiness Rebates | 45-KU | Business Rebates | KU-LED Troffer | Any LED lamps or ballasts must also be ENERGY STAR® certified or listed on the Design Lights Consortium (DLC) qualified list. | Per Unit | 0.5 | 0.5 | 0.1 | 0 | 0 | 0 | 0 | 33.5625 | 33.5625 | 6.7125 | 0 | 0 | 0 | 0 | 0 | 0 | 0 | 0 | 0 | 0 | 0 | 5 | 5 | 1 | 0 | 0 | 0 | 0 | 57.2947 | 57.2947 | 11.4589 | 0 | 0 | 0 | 0 | 0.013675 | 0.013675 | 0.002735 | 0 | 0 | 0 | 0 | 0 | 0 | 0 | 0 | 0 | 0 | 0 | Commercial | OFFLGInLight | OFFSMGasHeat | KU NonRes | KU NonRes | 20 | 0 | 0 | 0 | 0 | 0 | 0 | 0 | 1.1 | 73.8375 | 0 | 11 | 0 | 126.0483 | 0.030085 | 0
Business RebatesKU-LED High Bay | KUBusiness Rebates | 46-KU | Business Rebates | KU-LED High Bay | Any LED lamps or ballasts must also be ENERGY STAR® certified or listed on the Design Lights Consortium (DLC) qualified list. | Per Unit | 0 | 0 | 0 | 0 | 0 | 0 | 0 | 0 | 0 | 0 | 0 | 0 | 0 | 0 | 0 | 0 | 0 | 0 | 0 | 0 | 0 | 0 | 0 | 0 | 0 | 0 | 0 | 0 | 0 | 0 | 0 | 0 | 0 | 0 | 0 | 0 | 0 | 0 | 0 | 0 | 0 | 0 | 0 | 0 | 0 | 0 | 0 | 0 | 0 | Commercial | OFFLGInLight | OFFSMGasHeat | KU NonRes | KU NonRes | 20 | 0 | 0 | 0 | 0 | 0 | 0 | 0 | 0 | 0 | 0 | 0 | 0 | 0 | 0 | 0
Business RebatesKU-LED Tube | KUBusiness Rebates | 47-KU | Business Rebates | KU-LED Tube | Any LED lamps or ballasts must also be ENERGY STAR® certified or listed on the Design Lights Consortium (DLC) qualified list. | Per Unit | 3035.5 | 3035.5 | 728.52 | 0 | 0 | 0 | 0 | 91687.2775 | 91687.2775 | 22004.9466 | 0 | 0 | 0 | 0 | 0 | 0 | 0 | 0 | 0 | 0 | 0 | 9106.5 | 9106.5 | 2185.56 | 0 | 0 | 0 | 0 | 119864.3062 | 119864.3062 | 28767.4335 | 0 | 0 | 0 | 0 | 18.4976 | 18.4976 | 4.4394 | 0 | 0 | 0 | 0 | 0 | 0 | 0 | 0 | 0 | 0 | 0 | Commercial | OFFLGInLight | OFFSMGasHeat | KU NonRes | KU NonRes | 20 | 0 | 0 | 0 | 0 | 0 | 0 | 0 | 6799.52 | 205379.5016 | 0 | 20398.56 | 0 | 268496.046 | 41.4346 | 0
Business RebatesKU-Interior ≤ 10W | KUBusiness Rebates | 48-KU | Business Rebates | KU-Interior ≤ 10W | Any LED lamps or ballasts must also be ENERGY STAR® certified or listed on the Design Lights Consortium (DLC) qualified list. | Per Unit | 7365.5 | 7365.5 | 1767.72 | 0 | 0 | 0 | 0 | 265158 | 265158 | 63637.92 | 0 | 0 | 0 | 0 | 0 | 0 | 0 | 0 | 0 | 0 | 0 | 36827.5 | 36827.5 | 8838.6 | 0 | 0 | 0 | 0 | 1230976.9699 | 1230976.9699 | 295434.4728 | 0 | 0 | 0 | 0 | 283.9218 | 283.9218 | 68.1412 | 0 | 0 | 0 | 0 | 0 | 0 | 0 | 0 | 0 | 0 | 0 | Commercial | OFFLGInLight | OFFSMGasHeat | KU NonRes | KU NonRes | 12 | 0 | 0 | 0 | 0 | 0 | 0 | 0 | 16498.72 | 593953.92 | 0 | 82493.6 | 0 | 2757388.4125 | 635.9849 | 0
Business RebatesKU-Interior > 10W and < 50W | KUBusiness Rebates | 49-KU | Business Rebates | KU-Interior > 10W and < 50W | Any LED lamps or ballasts must also be ENERGY STAR® certified or listed on the Design Lights Consortium (DLC) qualified list. | Per Unit | 98232 | 98232 | 23575.68 | 0 | 0 | 0 | 0 | 3564418.2857 | 3564418.2857 | 855460.3886 | 0 | 0 | 0 | 0 | 0 | 0 | 0 | 0 | 0 | 0 | 0 | 491160 | 491160 | 117878.4 | 0 | 0 | 0 | 0 | 12683724.2788 | 12683724.2788 | 3044093.8269 | 0 | 0 | 0 | 0 | 6134.3228 | 6134.3228 | 1472.2375 | 0 | 0 | 0 | 0 | 0 | 0 | 0 | 0 | 0 | 0 | 0 | Commercial | OFFLGInLight | OFFSMGasHeat | KU NonRes | KU NonRes | 12 | 0 | 0 | 0 | 0 | 0 | 0 | 0 | 220039.68 | 7984296.96 | 0 | 1100198.4 | 0 | 28411542.3844 | 13740.883 | 0
Business RebatesKU-Interior ≥ 50W | KUBusiness Rebates | 50-KU | Business Rebates | KU-Interior ≥ 50W | Any LED lamps or ballasts must also be ENERGY STAR® certified or listed on the Design Lights Consortium (DLC) qualified list. | Per Unit | 12185 | 12185 | 2924.4 | 0 | 0 | 0 | 0 | 1852120 | 1852120 | 444508.8 | 0 | 0 | 0 | 0 | 0 | 0 | 0 | 0 | 0 | 0 | 0 | 73110 | 73110 | 17546.4 | 0 | 0 | 0 | 0 | 2538760.0451 | 2538760.0451 | 609302.4108 | 0 | 0 | 0 | 0 | 540.8748 | 540.8748 | 129.8099 | 0 | 0 | 0 | 0 | 0 | 0 | 0 | 0 | 0 | 0 | 0 | Commercial | OFFLGInLight | OFFSMGasHeat | KU NonRes | KU NonRes | 12 | 0 | 0 | 0 | 0 | 0 | 0 | 0 | 27294.4 | 4148748.8 | 0 | 163766.4 | 0 | 5686822.501 | 1211.5595 | 0
Business RebatesKU-Exterior: LED Other | KUBusiness Rebates | 51-KU | Business Rebates | KU-Exterior: LED Other | Any LED lamps or ballasts must also be ENERGY STAR® certified or listed on the Design Lights Consortium (DLC) qualified list. | Per Unit | 28447 | 28447 | 6827.28 | 0 | 0 | 0 | 0 | 526269.5 | 526269.5 | 126304.68 | 0 | 0 | 0 | 0 | 0 | 0 | 0 | 0 | 0 | 0 | 0 | 369811 | 369811 | 88754.64 | 0 | 0 | 0 | 0 | 18049756.0632 | 18049756.0632 | 4331941.4552 | 0 | 0 | 0 | 0 | 0 | 0 | 0 | 0 | 0 | 0 | 0 | 0 | 0 | 0 | 0 | 0 | 0 | 0 | Commercial | OFFLGInLight | OFFSMGasHeat | KU NonRes | KU NonRes | 20 | 0 | 0 | 0 | 0 | 0 | 0 | 0 | 63721.28 | 1178843.68 | 0 | 828376.64 | 0 | 40431453.5815 | 0 | 0
Business RebatesKU-Wall Pack & Canopy Fixtures ≤ 150W | KUBusiness Rebates | 52-KU | Business Rebates | KU-Wall Pack & Canopy Fixtures ≤ 150W | Any LED lamps or ballasts must also be ENERGY STAR® certified or listed on the Design Lights Consortium (DLC) qualified list. | Per Unit | 4529 | 4529 | 1086.96 | 0 | 0 | 0 | 0 | 2857799 | 2857799 | 685871.76 | 0 | 0 | 0 | 0 | -12977.0947 | -12977.0947 | -3114.5027 | 0 | 0 | 0 | 0 | 90580 | 90580 | 21739.2 | 0 | 0 | 0 | 0 | 2109485.917 | 2109485.917 | 506276.6201 | 0 | 0 | 0 | 0 | 174.3665 | 174.3665 | 41.848 | 0 | 0 | 0 | 0 | 0 | 0 | 0 | 0 | 0 | 0 | 0 | Commercial | OFFLGInLight | OFFSMGasHeat | KU NonRes | KU NonRes | 8 | 0 | 0 | 0 | 0 | 0 | 0 | 0 | 10144.96 | 6401469.76 | -29068.6921 | 202899.2 | 0 | 4725248.4541 | 390.581 | 0
Business RebatesKU-Wall Pack & Canopy Fixtures > 150W | KUBusiness Rebates | 53-KU | Business Rebates | KU-Wall Pack & Canopy Fixtures > 150W | Any LED lamps or ballasts must also be ENERGY STAR® certified or listed on the Design Lights Consortium (DLC) qualified list. | Per Unit | 0.5 | 0.5 | 0.12 | 0 | 0 | 0 | 0 | 923 | 923 | 221.52 | 0 | 0 | 0 | 0 | -1.4327 | -1.4327 | -0.34384 | 0 | 0 | 0 | 0 | 15 | 15 | 3.6 | 0 | 0 | 0 | 0 | 499.0425 | 499.0425 | 119.7702 | 0 | 0 | 0 | 0 | 0.04125 | 0.04125 | 0.0099 | 0 | 0 | 0 | 0 | 0 | 0 | 0 | 0 | 0 | 0 | 0 | Commercial | OFFLGInLight | OFFSMGasHeat | KU NonRes | KU NonRes | 8 | 0 | 0 | 0 | 0 | 0 | 0 | 0 | 1.12 | 2067.52 | -3.2092 | 33.6 | 0 | 1117.8552 | 0.0924 | 0
Business RebatesKU-Small Business Kits | KUBusiness Rebates | 54-KU | Business Rebates | KU-Small Business Kits | Small Business Kits | Per Unit | 0 | 0 | 0 | 0 | 0 | 0 | 0 | 0 | 0 | 0 | 0 | 0 | 0 | 0 | 0 | 0 | 0 | 0 | 0 | 0 | 0 | 0 | 0 | 0 | 0 | 0 | 0 | 0 | 0 | 0 | 0 | 0 | 0 | 0 | 0 | 0 | 0 | 0 | 0 | 0 | 0 | 0 | 0 | 0 | 0 | 0 | 0 | 0 | 0 | Commercial | OFFLGInLight | OFFSMGasHeat | KU NonRes | KU NonRes | 8 | 0 | 0 | 0 | 0 | 0 | 0 | 0 | 0 | 0 | 0 | 0 | 0 | 0 | 0 | 0
Business RebatesKU-LED Pole Light ≤ 250W | KUBusiness Rebates | 55-KU | Business Rebates | KU-LED Pole Light ≤ 250W | Any LED lamps or ballasts must also be ENERGY STAR® certified or listed on the Design Lights Consortium (DLC) qualified list. | Per Unit | 0 | 0 | 0 | 0 | 0 | 0 | 0 | 0 | 0 | 0 | 0 | 0 | 0 | 0 | 0 | 0 | 0 | 0 | 0 | 0 | 0 | 0 | 0 | 0 | 0 | 0 | 0 | 0 | 0 | 0 | 0 | 0 | 0 | 0 | 0 | 0 | 0 | 0 | 0 | 0 | 0 | 0 | 0 | 0 | 0 | 0 | 0 | 0 | 0 | Commercial | OFFLGInLight | OFFSMGasHeat | KU NonRes | KU NonRes | 19 | 0 | 0 | 0 | 0 | 0 | 0 | 0 | 0 | 0 | 0 | 0 | 0 | 0 | 0 | 0
Business RebatesKU-LED Pole Light > 250W | KUBusiness Rebates | 56-KU | Business Rebates | KU-LED Pole Light > 250W | Any LED lamps or ballasts must also be ENERGY STAR® certified or listed on the Design Lights Consortium (DLC) qualified list. | Per Unit | 375.5 | 375.5 | 375.5 | 375.5 | 375.5 | 375.5 | 375.5 | 281625 | 281625 | 281625 | 281625 | 281625 | 281625 | 281625 | -762.265 | -762.265 | -762.265 | -762.265 | -762.265 | -762.265 | -762.265 | 20652.5 | 20652.5 | 20652.5 | 20652.5 | 20652.5 | 20652.5 | 20652.5 | 357851.1245 | 357851.1245 | 357851.1245 | 357851.1245 | 357851.1245 | 357851.1245 | 357851.1245 | 0 | 0 | 0 | 0 | 0 | 0 | 0 | 0 | 0 | 0 | 0 | 0 | 0 | 0 | Commercial | OFFLGInLight | OFFSMGasHeat | KU NonRes | KU NonRes | 19 | 0 | 0 | 0 | 0 | 0 | 0 | 0 | 2628.5 | 1971375 | -5335.855 | 144567.5 | 0 | 2504957.8715 | 0 | 0
Business RebatesLG&E-Commercial Energy Audit | LG&EBusiness Rebates | 1-LGE | Business Rebates | LG&E-Commercial Energy Audit | Audit | Per Audit | 5 | 5 | 5 | 5 | 5 | 5 | 5 | 60000 | 60000 | 60000 | 60000 | 60000 | 60000 | 60000 | 0 | 0 | 0 | 0 | 0 | 0 | 0 | 15000 | 15000 | 15000 | 15000 | 15000 | 15000 | 15000 | 0 | 0 | 0 | 0 | 0 | 0 | 0 | 0 | 0 | 0 | 0 | 0 | 0 | 0 | 0 | 0 | 0 | 0 | 0 | 0 | 0 | Commercial | OFFSMCool | OFFSMGasHeat | LGE NonRes | LGE NonRes | 1 | 0 | 0 | 0 | 0 | 0 | 0 | 0 | 35 | 420000 | 0 | 105000 | 0 | 0 | 0 | 0
Business RebatesLG&E-Air Cooled Chiller | LG&EBusiness Rebates | 2-LGE | Business Rebates | LG&E-Air Cooled Chiller | 1.18 kW/ton full load (10.1 EER) | Per Ton | 141.5 | 141.5 | 141.5 | 141.5 | 141.5 | 141.5 | 141.5 | 15423.5 | 15423.5 | 15423.5 | 15423.5 | 15423.5 | 15423.5 | 15423.5 | 0 | 0 | 0 | 0 | 0 | 0 | 0 | 707.5 | 707.5 | 707.5 | 707.5 | 707.5 | 707.5 | 707.5 | 12985.6553 | 12985.6553 | 12985.6553 | 12985.6553 | 12985.6553 | 12985.6553 | 12985.6553 | 7.643 | 7.643 | 7.643 | 7.643 | 7.643 | 7.643 | 7.643 | 0 | 0 | 0 | 0 | 0 | 0 | 0 | Commercial | OFFSMCool | OFFSMGasHeat | LGE NonRes | LGE NonRes | 20 | 0 | 0 | 0 | 0 | 0 | 0 | 0 | 990.5 | 107964.5 | 0 | 4952.5 | 0 | 90899.5868 | 53.5007 | 0
Business RebatesLG&E-Water Cooled Chiller < 150 Tons | LG&EBusiness Rebates | 3-LGE | Business Rebates | LG&E-Water Cooled Chiller < 150 Tons | 0.66 kW/ton (full load); 0.54 kW/ton (IPLV) | Per Ton | 0 | 0 | 0.5 | 0 | 0 | 0.5 | 0 | 0 | 0 | 5200 | 0 | 0 | 5200 | 0 | 0 | 0 | 0 | 0 | 0 | 0 | 0 | 0 | 0 | 150 | 0 | 0 | 150 | 0 | 0 | 0 | 1091.3788 | 0 | 0 | 1091.3788 | 0 | 0 | 0 | 2.424 | 0 | 0 | 2.424 | 0 | 0 | 0 | 0 | 0 | 0 | 0 | 0 | Commercial | OFFSMCool | OFFSMGasHeat | LGE NonRes | LGE NonRes | 20 | 0 | 0 | 0 | 0 | 0 | 0 | 0 | 1 | 10400 | 0 | 300 | 0 | 2182.7576 | 4.848 | 0
Business RebatesLG&E-Water Cooled Chiller ≥ 150 Tons & ≤ 300 Tons | LG&EBusiness Rebates | 4-LGE | Business Rebates | LG&E-Water Cooled Chiller ≥ 150 Tons & ≤ 300 Tons | 0.58 kW/ton (full load); 0.49 kW/ton (IPLV) | Per Ton | 0.5 | 0 | 0 | 0.5 | 0 | 0 | 0.5 | 7800 | 0 | 0 | 7800 | 0 | 0 | 7800 | 0 | 0 | 0 | 0 | 0 | 0 | 0 | 300 | 0 | 0 | 300 | 0 | 0 | 300 | 5456.894 | 0 | 0 | 5456.894 | 0 | 0 | 5456.894 | 6.464 | 0 | 0 | 6.464 | 0 | 0 | 6.464 | 0 | 0 | 0 | 0 | 0 | 0 | 0 | Commercial | OFFLGCool | OFFSMGasHeat | LGE NonRes | LGE NonRes | 20 | 0 | 0 | 0 | 0 | 0 | 0 | 0 | 1.5 | 23400 | 0 | 900 | 0 | 16370.6821 | 19.392 | 0
Business RebatesLG&E-Water Cooled Chiller > 300 Tons | LG&EBusiness Rebates | 5-LGE | Business Rebates | LG&E-Water Cooled Chiller > 300 Tons | 0.53 kW/ton (full load); 0.46 kW/ton (IPLV) | Per Ton | 0 | 0.5 | 0 | 0 | 0.5 | 0 | 0 | 0 | 2866 | 0 | 0 | 2866 | 0 | 0 | 0 | 0 | 0 | 0 | 0 | 0 | 0 | 0 | 600 | 0 | 0 | 600 | 0 | 0 | 0 | 25660.7685 | 0 | 0 | 25660.7685 | 0 | 0 | 0 | 10.7674 | 0 | 0 | 10.7674 | 0 | 0 | 0 | 0 | 0 | 0 | 0 | 0 | 0 | Commercial | OFFLGCool | OFFSMGasHeat | LGE NonRes | LGE NonRes | 20 | 0 | 0 | 0 | 0 | 0 | 0 | 0 | 1 | 5732 | 0 | 1200 | 0 | 51321.5369 | 21.5349 | 0
Business RebatesLG&E-Air Cooled Chilled Water Reset, 0-100 tons | LG&EBusiness Rebates | 6-LGE | Business Rebates | LG&E-Air Cooled Chilled Water Reset, 0-100 tons | Air Cooled Chilled Water Reset | Per Unit | 0 | 0.5 | 0 | 0 | 0.5 | 0 | 0 | 0 | 200 | 0 | 0 | 200 | 0 | 0 | 0 | 0 | 0 | 0 | 0 | 0 | 0 | 0 | 50 | 0 | 0 | 50 | 0 | 0 | 0 | 1412.9101 | 0 | 0 | 1412.9101 | 0 | 0 | 0 | 0.89786 | 0 | 0 | 0.89786 | 0 | 0 | 0 | 0 | 0 | 0 | 0 | 0 | 0 | Commercial | OFFSMCool | OFFSMGasHeat | LGE NonRes | LGE NonRes | 10 | 0 | 0 | 0 | 0 | 0 | 0 | 0 | 1 | 400 | 0 | 100 | 0 | 2825.8201 | 1.7957 | 0
Business RebatesLG&E-Air Cooled Chilled Water Reset, 100-200 tons | LG&EBusiness Rebates | 7-LGE | Business Rebates | LG&E-Air Cooled Chilled Water Reset, 100-200 tons | Air Cooled Chilled Water Reset | Per Unit | 0 | 0 | 0.5 | 0 | 0 | 0.5 | 0 | 0 | 0 | 400 | 0 | 0 | 400 | 0 | 0 | 0 | 0 | 0 | 0 | 0 | 0 | 0 | 0 | 100 | 0 | 0 | 100 | 0 | 0 | 0 | 3352.1713 | 0 | 0 | 3352.1713 | 0 | 0 | 0 | 2.1302 | 0 | 0 | 2.1302 | 0 | 0 | 0 | 0 | 0 | 0 | 0 | 0 | Commercial | OFFLGCool | OFFSMGasHeat | LGE NonRes | LGE NonRes | 10 | 0 | 0 | 0 | 0 | 0 | 0 | 0 | 1 | 800 | 0 | 200 | 0 | 6704.3426 | 4.2604 | 0
Business RebatesLG&E-Air Cooled Chilled Water Reset, 200-300 tons | LG&EBusiness Rebates | 8-LGE | Business Rebates | LG&E-Air Cooled Chilled Water Reset, 200-300 tons | Air Cooled Chilled Water Reset | Per Unit | 0.5 | 0 | 0 | 0.5 | 0 | 0 | 0.5 | 600 | 0 | 0 | 600 | 0 | 0 | 600 | 0 | 0 | 0 | 0 | 0 | 0 | 0 | 150 | 0 | 0 | 150 | 0 | 0 | 150 | 5070.7209 | 0 | 0 | 5070.7209 | 0 | 0 | 5070.7209 | 3.2223 | 0 | 0 | 3.2223 | 0 | 0 | 3.2223 | 0 | 0 | 0 | 0 | 0 | 0 | 0 | Commercial | OFFLGCool | OFFSMGasHeat | LGE NonRes | LGE NonRes | 10 | 0 | 0 | 0 | 0 | 0 | 0 | 0 | 1.5 | 1800 | 0 | 450 | 0 | 15212.1628 | 9.6668 | 0
Business RebatesLG&E-Air Cooled Chilled Water Reset, 300-400 tons | LG&EBusiness Rebates | 9-LGE | Business Rebates | LG&E-Air Cooled Chilled Water Reset, 300-400 tons | Air Cooled Chilled Water Reset | Per Unit | 0 | 0.5 | 0 | 0 | 0.5 | 0 | 0 | 0 | 1000 | 0 | 0 | 1000 | 0 | 0 | 0 | 0 | 0 | 0 | 0 | 0 | 0 | 0 | 250 | 0 | 0 | 250 | 0 | 0 | 0 | 7987.1842 | 0 | 0 | 7987.1842 | 0 | 0 | 0 | 5.0756 | 0 | 0 | 5.0756 | 0 | 0 | 0 | 0 | 0 | 0 | 0 | 0 | 0 | Commercial | OFFLGCool | OFFSMGasHeat | LGE NonRes | LGE NonRes | 10 | 0 | 0 | 0 | 0 | 0 | 0 | 0 | 1 | 2000 | 0 | 500 | 0 | 15974.3684 | 10.1512 | 0
Business RebatesLG&E-Air Cooled Chilled Water Reset, 400-500 tons | LG&EBusiness Rebates | 10-LGE | Business Rebates | LG&E-Air Cooled Chilled Water Reset, 400-500 tons | Air Cooled Chilled Water Reset | Per Unit | 0 | 0 | 0.5 | 0 | 0 | 0.5 | 0 | 0 | 0 | 1600 | 0 | 0 | 1600 | 0 | 0 | 0 | 0 | 0 | 0 | 0 | 0 | 0 | 0 | 400 | 0 | 0 | 400 | 0 | 0 | 0 | 12667.6742 | 0 | 0 | 12667.6742 | 0 | 0 | 0 | 8.0499 | 0 | 0 | 8.0499 | 0 | 0 | 0 | 0 | 0 | 0 | 0 | 0 | Commercial | OFFLGCool | OFFSMGasHeat | LGE NonRes | LGE NonRes | 10 | 0 | 0 | 0 | 0 | 0 | 0 | 0 | 1 | 3200 | 0 | 800 | 0 | 25335.3483 | 16.0997 | 0
Business RebatesLG&E-Water Cooled Chilled Water Reset, 0-1000 tons | LG&EBusiness Rebates | 11-LGE | Business Rebates | LG&E-Water Cooled Chilled Water Reset, 0-1000 tons | Water Cooled Chilled Water Reset | Per Unit | 0.5 | 1 | 0.5 | 1 | 0.5 | 1 | 0.5 | 600 | 1200 | 600 | 1200 | 600 | 1200 | 600 | 0 | 0 | 0 | 0 | 0 | 0 | 0 | 150 | 300 | 150 | 300 | 150 | 300 | 150 | 6732.5696 | 13465.1392 | 6732.5696 | 13465.1392 | 6732.5696 | 13465.1392 | 6732.5696 | 3.9516 | 7.9032 | 3.9516 | 7.9032 | 3.9516 | 7.9032 | 3.9516 | 0 | 0 | 0 | 0 | 0 | 0 | 0 | Commercial | OFFLGCool | OFFSMGasHeat | LGE NonRes | LGE NonRes | 10 | 0 | 0 | 0 | 0 | 0 | 0 | 0 | 5 | 6000 | 0 | 1500 | 0 | 67325.696 | 39.5161 | 0
Business RebatesLG&E-Water Cooled Chilled Water Reset, 1000-2000 tons | LG&EBusiness Rebates | 12-LGE | Business Rebates | LG&E-Water Cooled Chilled Water Reset, 1000-2000 tons | Water Cooled Chilled Water Reset | Per Unit | 1 | 0.5 | 1 | 0.5 | 1 | 0.5 | 1 | 3200 | 1600 | 3200 | 1600 | 3200 | 1600 | 3200 | 0 | 0 | 0 | 0 | 0 | 0 | 0 | 800 | 400 | 800 | 400 | 800 | 400 | 800 | 39279.8309 | 19639.9155 | 39279.8309 | 19639.9155 | 39279.8309 | 19639.9155 | 39279.8309 | 23.0549 | 11.5275 | 23.0549 | 11.5275 | 23.0549 | 11.5275 | 23.0549 | 0 | 0 | 0 | 0 | 0 | 0 | 0 | Commercial | OFFLGCool | OFFSMGasHeat | LGE NonRes | LGE NonRes | 10 | 0 | 0 | 0 | 0 | 0 | 0 | 0 | 5.5 | 17600 | 0 | 4400 | 0 | 216039.0701 | 126.802 | 0
Business RebatesLG&E-Water Cooled Chilled Water Reset, 2000-3000 tons | LG&EBusiness Rebates | 13-LGE | Business Rebates | LG&E-Water Cooled Chilled Water Reset, 2000-3000 tons | Water Cooled Chilled Water Reset | Per Unit | 0.5 | 0 | 0 | 0.5 | 0 | 0 | 0.5 | 4000 | 0 | 0 | 4000 | 0 | 0 | 4000 | 0 | 0 | 0 | 0 | 0 | 0 | 0 | 1000 | 0 | 0 | 1000 | 0 | 0 | 1000 | 32733.1924 | 0 | 0 | 32733.1924 | 0 | 0 | 32733.1924 | 19.2124 | 0 | 0 | 19.2124 | 0 | 0 | 19.2124 | 0 | 0 | 0 | 0 | 0 | 0 | 0 | Commercial | OFFLGCool | OFFSMGasHeat | LGE NonRes | LGE NonRes | 10 | 0 | 0 | 0 | 0 | 0 | 0 | 0 | 1.5 | 12000 | 0 | 3000 | 0 | 98199.5773 | 57.6373 | 0
Business RebatesLG&E-Motor - High Efficiency (1 HP - 250 HP) | LG&EBusiness Rebates | 14-LGE | Business Rebates | LG&E-Motor - High Efficiency (1 HP - 250 HP) | High Efficiency Motors - 1 HP to 250 HP (Open Drip Roof and Totally Enclosed Fan-Cooled) | Per HP | 403.5 | 403.5 | 403.5 | 403.5 | 403.5 | 403.5 | 403.5 | 34848.1575 | 34848.1575 | 34848.1575 | 34848.1575 | 34848.1575 | 34848.1575 | 34848.1575 | 0 | 0 | 0 | 0 | 0 | 0 | 0 | 807 | 807 | 807 | 807 | 807 | 807 | 807 | 12195.2831 | 12195.2831 | 12195.2831 | 12195.2831 | 12195.2831 | 12195.2831 | 12195.2831 | 2.5435 | 2.5435 | 2.5435 | 2.5435 | 2.5435 | 2.5435 | 2.5435 | 0 | 0 | 0 | 0 | 0 | 0 | 0 | Commercial | OFFLGCool | OFFSMGasHeat | LGE NonRes | LGE NonRes | 20 | 0 | 0 | 0 | 0 | 0 | 0 | 0 | 2824.5 | 243937.1025 | 0 | 5649 | 0 | 85366.9819 | 17.8045 | 0
Business RebatesLG&E-Pump - High Efficiency (7.5 HP) | LG&EBusiness Rebates | 15-LGE | Business Rebates | LG&E-Pump - High Efficiency (7.5 HP) | Efficiency of 73% or more for system | Per Pump | 1.5357 | 1.5357 | 1.5357 | 1.5357 | 1.5357 | 1.5357 | 1.5357 | 1344.9136 | 1344.9136 | 1344.9136 | 1344.9136 | 1344.9136 | 1344.9136 | 1344.9136 | 0 | 0 | 0 | 0 | 0 | 0 | 0 | 76.7857 | 76.7857 | 76.7857 | 76.7857 | 76.7857 | 76.7857 | 76.7857 | 2585.471 | 2585.471 | 2585.471 | 2585.471 | 2585.471 | 2585.471 | 2585.471 | 0.86672 | 0.86672 | 0.86672 | 0.86672 | 0.86672 | 0.86672 | 0.86672 | 0 | 0 | 0 | 0 | 0 | 0 | 0 | Commercial | OFFLGCool | OFFSMGasHeat | LGE NonRes | LGE NonRes | 20 | 0 | 0 | 0 | 0 | 0 | 0 | 0 | 10.75 | 9414.3949 | 0 | 537.5 | 0 | 18098.2969 | 6.067 | 0
Business RebatesLG&E-Pump - High Efficiency (10 HP) | LG&EBusiness Rebates | 16-LGE | Business Rebates | LG&E-Pump - High Efficiency (10 HP) | Efficiency of 75% or more for system | Per Pump | 2.5714 | 2.5714 | 2.5714 | 2.5714 | 2.5714 | 2.5714 | 2.5714 | 2432.9291 | 2432.9291 | 2432.9291 | 2432.9291 | 2432.9291 | 2432.9291 | 2432.9291 | 0 | 0 | 0 | 0 | 0 | 0 | 0 | 154.2857 | 154.2857 | 154.2857 | 154.2857 | 154.2857 | 154.2857 | 154.2857 | 5772.2143 | 5772.2143 | 5772.2143 | 5772.2143 | 5772.2143 | 5772.2143 | 5772.2143 | 1.935 | 1.935 | 1.935 | 1.935 | 1.935 | 1.935 | 1.935 | 0 | 0 | 0 | 0 | 0 | 0 | 0 | Commercial | OFFLGCool | OFFSMGasHeat | LGE NonRes | LGE NonRes | 20 | 0 | 0 | 0 | 0 | 0 | 0 | 0 | 18 | 17030.5036 | 0 | 1080 | 0 | 40405.5 | 13.545 | 0
Business RebatesLG&E-Pump - High Efficiency (15 HP) | LG&EBusiness Rebates | 17-LGE | Business Rebates | LG&E-Pump - High Efficiency (15 HP) | Efficiency of 77% or more for system | Per Pump | 0.25 | 0.25 | 0.25 | 0.25 | 0.25 | 0.25 | 0.25 | 263.7611 | 263.7611 | 263.7611 | 263.7611 | 263.7611 | 263.7611 | 263.7611 | 0 | 0 | 0 | 0 | 0 | 0 | 0 | 25 | 25 | 25 | 25 | 25 | 25 | 25 | 841.7812 | 841.7812 | 841.7812 | 841.7812 | 841.7812 | 841.7812 | 841.7812 | 0.28219 | 0.28219 | 0.28219 | 0.28219 | 0.28219 | 0.28219 | 0.28219 | 0 | 0 | 0 | 0 | 0 | 0 | 0 | Commercial | OFFLGCool | OFFSMGasHeat | LGE NonRes | LGE NonRes | 20 | 0 | 0 | 0 | 0 | 0 | 0 | 0 | 1.75 | 1846.3276 | 0 | 175 | 0 | 5892.4688 | 1.9753 | 0
Business RebatesLG&E-Pump - High Efficiency (20 HP) | LG&EBusiness Rebates | 18-LGE | Business Rebates | LG&E-Pump - High Efficiency (20 HP) | Efficiency of 77% or more for system | Per Pump | 3.0357 | 3.0357 | 3.0357 | 3.0357 | 3.0357 | 3.0357 | 3.0357 | 3460.2115 | 3460.2115 | 3460.2115 | 3460.2115 | 3460.2115 | 3460.2115 | 3460.2115 | 0 | 0 | 0 | 0 | 0 | 0 | 0 | 455.3571 | 455.3571 | 455.3571 | 455.3571 | 455.3571 | 455.3571 | 455.3571 | 13628.8393 | 13628.8393 | 13628.8393 | 13628.8393 | 13628.8393 | 13628.8393 | 13628.8393 | 4.5687 | 4.5687 | 4.5687 | 4.5687 | 4.5687 | 4.5687 | 4.5687 | 0 | 0 | 0 | 0 | 0 | 0 | 0 | Commercial | OFFLGCool | OFFSMGasHeat | LGE NonRes | LGE NonRes | 20 | 0 | 0 | 0 | 0 | 0 | 0 | 0 | 21.25 | 24221.4802 | 0 | 3187.5 | 0 | 95401.875 | 31.9813 | 0
Business RebatesLG&E-Pump - High Efficiency (30 HP) | LG&EBusiness Rebates | 19-LGE | Business Rebates | LG&E-Pump - High Efficiency (30 HP) | Efficiency of 77% or more for system | Per Pump | 0.75 | 0.75 | 0.75 | 0.75 | 0.75 | 0.75 | 0.75 | 953.2762 | 953.2762 | 953.2762 | 953.2762 | 953.2762 | 953.2762 | 953.2762 | 0 | 0 | 0 | 0 | 0 | 0 | 0 | 150 | 150 | 150 | 150 | 150 | 150 | 150 | 5050.6875 | 5050.6875 | 5050.6875 | 5050.6875 | 5050.6875 | 5050.6875 | 5050.6875 | 1.6931 | 1.6931 | 1.6931 | 1.6931 | 1.6931 | 1.6931 | 1.6931 | 0 | 0 | 0 | 0 | 0 | 0 | 0 | Commercial | OFFLGCool | OFFSMGasHeat | LGE NonRes | LGE NonRes | 20 | 0 | 0 | 0 | 0 | 0 | 0 | 0 | 5.25 | 6672.9331 | 0 | 1050 | 0 | 35354.8125 | 11.8519 | 0
Business RebatesLG&E-Pump - High Efficiency (40 HP) | LG&EBusiness Rebates | 20-LGE | Business Rebates | LG&E-Pump - High Efficiency (40 HP) | Efficiency of 77% or more for system | Per Pump | 1.2857 | 1.2857 | 1.2857 | 1.2857 | 1.2857 | 1.2857 | 1.2857 | 1765.5214 | 1765.5214 | 1765.5214 | 1765.5214 | 1765.5214 | 1765.5214 | 1765.5214 | 0 | 0 | 0 | 0 | 0 | 0 | 0 | 321.4286 | 321.4286 | 321.4286 | 321.4286 | 321.4286 | 321.4286 | 321.4286 | 11544.4286 | 11544.4286 | 11544.4286 | 11544.4286 | 11544.4286 | 11544.4286 | 11544.4286 | 3.87 | 3.87 | 3.87 | 3.87 | 3.87 | 3.87 | 3.87 | 0 | 0 | 0 | 0 | 0 | 0 | 0 | Commercial | OFFLGCool | OFFSMGasHeat | LGE NonRes | LGE NonRes | 20 | 0 | 0 | 0 | 0 | 0 | 0 | 0 | 9 | 12358.6495 | 0 | 2250 | 0 | 80811 | 27.09 | 0
Business RebatesLG&E-Pump - High Efficiency (50 HP) | LG&EBusiness Rebates | 21-LGE | Business Rebates | LG&E-Pump - High Efficiency (50 HP) | Efficiency of 77% or more for system | Per Pump | 1 | 1 | 1 | 1 | 1 | 1 | 1 | 1458.0359 | 1458.0359 | 1458.0359 | 1458.0359 | 1458.0359 | 1458.0359 | 1458.0359 | 0 | 0 | 0 | 0 | 0 | 0 | 0 | 300 | 300 | 300 | 300 | 300 | 300 | 300 | 11223.75 | 11223.75 | 11223.75 | 11223.75 | 11223.75 | 11223.75 | 11223.75 | 3.7625 | 3.7625 | 3.7625 | 3.7625 | 3.7625 | 3.7625 | 3.7625 | 0 | 0 | 0 | 0 | 0 | 0 | 0 | Commercial | OFFLGCool | OFFSMGasHeat | LGE NonRes | LGE NonRes | 20 | 0 | 0 | 0 | 0 | 0 | 0 | 0 | 7 | 10206.2515 | 0 | 2100 | 0 | 78566.25 | 26.3375 | 0
Business RebatesLG&E-Variable Frequency Drives | LG&EBusiness Rebates | 22-LGE | Business Rebates | LG&E-Variable Frequency Drives | Variable Frequency Drives (VFDs) - All Sizes | Per HP | 1547.6071 | 1547.6071 | 1547.6071 | 1547.6071 | 1547.6071 | 1547.6071 | 1547.6071 | 257676.5893 | 257676.5893 | 257676.5893 | 257676.5893 | 257676.5893 | 257676.5893 | 257676.5893 | 0 | 0 | 0 | 0 | 0 | 0 | 0 | 24761.7143 | 24761.7143 | 24761.7143 | 24761.7143 | 24761.7143 | 24761.7143 | 24761.7143 | 783124.6651 | 783124.6651 | 783124.6651 | 783124.6651 | 783124.6651 | 783124.6651 | 783124.6651 | 172.3414 | 172.3414 | 172.3414 | 172.3414 | 172.3414 | 172.3414 | 172.3414 | 0 | 0 | 0 | 0 | 0 | 0 | 0 | Commercial | OFFLGCool | OFFSMGasHeat | LGE NonRes | LGE NonRes | 15 | 0 | 0 | 0 | 0 | 0 | 0 | 0 | 10833.25 | 1803736.125 | 0 | 173332 | 0 | 5481872.6555 | 1206.3899 | 0
Business RebatesLG&E-LED Refrigerated Display Light | LG&EBusiness Rebates | 23-LGE | Business Rebates | LG&E-LED Refrigerated Display Light | LED Refrigerated Display Light | Per Unit | 317.6786 | 317.6786 | 317.6786 | 317.6786 | 317.6786 | 317.6786 | 317.6786 | 36533.0357 | 36533.0357 | 36533.0357 | 36533.0357 | 36533.0357 | 36533.0357 | 36533.0357 | -229.7875 | -229.7875 | -229.7875 | -229.7875 | -229.7875 | -229.7875 | -229.7875 | 2859.1071 | 2859.1071 | 2859.1071 | 2859.1071 | 2859.1071 | 2859.1071 | 2859.1071 | 109736.4555 | 109736.4555 | 109736.4555 | 109736.4555 | 109736.4555 | 109736.4555 | 109736.4555 | 16.8619 | 16.8619 | 16.8619 | 16.8619 | 16.8619 | 16.8619 | 16.8619 | 0 | 0 | 0 | 0 | 0 | 0 | 0 | Commercial | Grocery InLight | OFFSMGasHeat | LGE NonRes | LGE NonRes | 8 | 0 | 0 | 0 | 0 | 0 | 0 | 0 | 2223.75 | 255731.25 | -1608.5125 | 20013.75 | 0 | 768155.1883 | 118.0331 | 0
Business RebatesLG&E-LED Exit Signs (replacement) | LG&EBusiness Rebates | 24-LGE | Business Rebates | LG&E-LED Exit Signs (replacement) | LED Exit Signs (replacement) | Per Unit | 687.75 | 687.75 | 687.75 | 687.75 | 687.75 | 687.75 | 687.75 | 24071.25 | 24071.25 | 24071.25 | 24071.25 | 24071.25 | 24071.25 | 24071.25 | 0 | 0 | 0 | 0 | 0 | 0 | 0 | 6877.5 | 6877.5 | 6877.5 | 6877.5 | 6877.5 | 6877.5 | 6877.5 | 209312.7897 | 209312.7897 | 209312.7897 | 209312.7897 | 209312.7897 | 209312.7897 | 209312.7897 | 32.3824 | 32.3824 | 32.3824 | 32.3824 | 32.3824 | 32.3824 | 32.3824 | 0 | 0 | 0 | 0 | 0 | 0 | 0 | Commercial | OFFLGInLight | OFFSMGasHeat | LGE NonRes | LGE NonRes | 16 | 0 | 0 | 0 | 0 | 0 | 0 | 0 | 4814.25 | 168498.75 | 0 | 48142.5 | 0 | 1465189.5279 | 226.6766 | 0
Business RebatesLG&E-Efficient Lighting Controls - Occupancy Sensor | LG&EBusiness Rebates | 25-LGE | Business Rebates | LG&E-Efficient Lighting Controls - Occupancy Sensor | Occupancy Sensor ($0.03 per Controlled Watt) | Per Controlled Watt | 188316.0357 | 188316.0357 | 188316.0357 | 188316.0357 | 188316.0357 | 188316.0357 | 188316.0357 | 139182.4639 | 139182.4639 | 139182.4639 | 139182.4639 | 139182.4639 | 139182.4639 | 139182.4639 | 0 | 0 | 0 | 0 | 0 | 0 | 0 | 5649.4811 | 5649.4811 | 5649.4811 | 5649.4811 | 5649.4811 | 5649.4811 | 5649.4811 | 216568.8286 | 216568.8286 | 216568.8286 | 216568.8286 | 216568.8286 | 216568.8286 | 216568.8286 | 24.6254 | 24.6254 | 24.6254 | 24.6254 | 24.6254 | 24.6254 | 24.6254 | 0 | 0 | 0 | 0 | 0 | 0 | 0 | Commercial | OFFLGInLight | OFFSMGasHeat | LGE NonRes | LGE NonRes | 8 | 0 | 0 | 0 | 0 | 0 | 0 | 0 | 1318212.25 | 974277.2474 | 0 | 39546.3675 | 0 | 1515981.8 | 172.3777 | 0
Business RebatesLG&E-Efficient Lighting Controls - Daylight Dimming-Continuous Fixtures | LG&EBusiness Rebates | 26-LGE | Business Rebates | LG&E-Efficient Lighting Controls - Daylight Dimming-Continuous Fixtures | Daylight Dimming-Continuous Fixtures ($0.03 per Controlled Watt) | Per Controlled Watt | 0 | 0.5 | 0 | 0 | 0.5 | 0 | 0 | 0 | 1259.0908 | 0 | 0 | 1259.0908 | 0 | 0 | 0 | 0 | 0 | 0 | 0 | 0 | 0 | 0 | 94.635 | 0 | 0 | 94.635 | 0 | 0 | 0 | 3334.9071 | 0 | 0 | 3334.9071 | 0 | 0 | 0 | 2.0914 | 0 | 0 | 2.0914 | 0 | 0 | 0 | 0 | 0 | 0 | 0 | 0 | 0 | Commercial | OFFLGInLight | OFFSMGasHeat | LGE NonRes | LGE NonRes | 8 | 0 | 0 | 0 | 0 | 0 | 0 | 0 | 1 | 2518.1816 | 0 | 189.27 | 0 | 6669.8142 | 4.1829 | 0
Business RebatesLG&E-Efficient Lighting Controls - Occupancy/Daylight Dual Control | LG&EBusiness Rebates | 27-LGE | Business Rebates | LG&E-Efficient Lighting Controls - Occupancy/Daylight Dual Control | Occupancy/Daylight Dual Control ($0.03 per Controlled Watt) | Per Controlled Watt | 0 | 0 | 0.5 | 0 | 0 | 0.5 | 0 | 0 | 0 | 4818.4168 | 0 | 0 | 4818.4168 | 0 | 0 | 0 | 0 | 0 | 0 | 0 | 0 | 0 | 0 | 94.635 | 0 | 0 | 94.635 | 0 | 0 | 0 | 4525.9454 | 0 | 0 | 4525.9454 | 0 | 0 | 0 | 2.0914 | 0 | 0 | 2.0914 | 0 | 0 | 0 | 0 | 0 | 0 | 0 | 0 | Commercial | OFFLGInLight | OFFSMGasHeat | LGE NonRes | LGE NonRes | 8 | 0 | 0 | 0 | 0 | 0 | 0 | 0 | 1 | 9636.8337 | 0 | 189.27 | 0 | 9051.8907 | 4.1829 | 0
Business RebatesLG&E-Custom Projects | LG&EBusiness Rebates | 28-LGE | Business Rebates | LG&E-Custom Projects | Custom Projects - Saves 1 kW of Demand or More | Per Saved kWh (first year savings only) | 5000000 | 8000000 | 12000000 | 12000000 | 12000000 | 12000000 | 12000000 | 1105893.7649 | 1769430.0238 | 2654145.0357 | 2654145.0357 | 2654145.0357 | 2654145.0357 | 2654145.0357 | 0 | 0 | 0 | 0 | 0 | 0 | 0 | 420702.4481 | 673123.917 | 1009685.8755 | 1009685.8755 | 1009685.8755 | 1009685.8755 | 1009685.8755 | 5000000 | 8000000 | 12000000 | 12000000 | 12000000 | 12000000 | 12000000 | 1365.6196 | 2184.9913 | 3277.487 | 3277.487 | 3277.487 | 3277.487 | 3277.487 | 0 | 0 | 0 | 0 | 0 | 0 | 0 | Commercial | OFFLGElecTotl | OFFSMGasHeat | LGE NonRes | LGE NonRes | 15 | 0 | 0 | 0 | 0 | 0 | 0 | 0 | 73000000 | 16146048.9673 | 0 | 6142255.7425 | 0 | 73000000 | 19938.0459 | 0
Business RebatesLG&E-Commercial New Construction Tier 1 <25,000 sqft | LG&EBusiness Rebates | 29-LGE | Business Rebates | LG&E-Commercial New Construction Tier 1 <25,000 sqft | Commercial New Construction Tier 1 - 10% Over Code | Per Project | 0 | 0.5 | 0 | 0 | 0.5 | 0 | 0 | 0 | 5490.099 | 0 | 0 | 5490.099 | 0 | 0 | 0 | 0 | 0 | 0 | 0 | 0 | 0 | 0 | 750 | 0 | 0 | 750 | 0 | 0 | 0 | 24822 | 0 | 0 | 24822 | 0 | 0 | 0 | 3.8714 | 0 | 0 | 3.8714 | 0 | 0 | 0 | 397.405 | 0 | 0 | 397.405 | 0 | 0 | Commercial | OFFLGElecTotl | OFFSMGasHeat | LGE NonRes | LGE NonRes | 15 | 0 | 0 | 0 | 0 | 0 | 0 | 0 | 1 | 10980.198 | 0 | 1500 | 0 | 49644 | 7.7429 | 794.81
Business RebatesLG&E-Commercial New Construction Tier 2 <25,000 sqft | LG&EBusiness Rebates | 30-LGE | Business Rebates | LG&E-Commercial New Construction Tier 2 <25,000 sqft | Commercial New Construction Tier 2 - 15% Over Code | Per Project | 0.5 | 0 | 0.5 | 0 | 0.5 | 0 | 0.5 | 8235.1485 | 0 | 8235.1485 | 0 | 8235.1485 | 0 | 8235.1485 | 0 | 0 | 0 | 0 | 0 | 0 | 0 | 1150 | 0 | 1150 | 0 | 1150 | 0 | 1150 | 37233 | 0 | 37233 | 0 | 37233 | 0 | 37233 | 5.8071 | 0 | 5.8071 | 0 | 5.8071 | 0 | 5.8071 | 596.11 | 0 | 596.11 | 0 | 596.11 | 0 | 596.11 | Commercial | OFFLGElecTotl | OFFSMGasHeat | LGE NonRes | LGE NonRes | 15 | 0 | 0 | 0 | 0 | 0 | 0 | 0 | 2 | 32940.594 | 0 | 4600 | 0 | 148932 | 23.2286 | 2384.44
Business RebatesLG&E-Commercial New Construction Tier 3 <25,000 sqft | LG&EBusiness Rebates | 31-LGE | Business Rebates | LG&E-Commercial New Construction Tier 3 <25,000 sqft | Commercial New Construction Tier 3 - 20% Over Code | Per Project | 0 | 0 | 0.5 | 0 | 0 | 0.5 | 0 | 0 | 0 | 10980.198 | 0 | 0 | 10980.198 | 0 | 0 | 0 | 0 | 0 | 0 | 0 | 0 | 0 | 0 | 1500 | 0 | 0 | 1500 | 0 | 0 | 0 | 49644 | 0 | 0 | 49644 | 0 | 0 | 0 | 7.7429 | 0 | 0 | 7.7429 | 0 | 0 | 0 | 794.81 | 0 | 0 | 794.81 | 0 | Commercial | OFFLGElecTotl | OFFSMGasHeat | LGE NonRes | LGE NonRes | 15 | 0 | 0 | 0 | 0 | 0 | 0 | 0 | 1 | 21960.396 | 0 | 3000 | 0 | 99288 | 15.4857 | 1589.62
Business RebatesLG&E-Commercial New Construction Tier 4 <25,000 sqft | LG&EBusiness Rebates | 32-LGE | Business Rebates | LG&E-Commercial New Construction Tier 4 <25,000 sqft | Commercial New Construction Tier 4 - 25% Over Code | Per Project | 0.5 | 0.5 | 0.5 | 0.5 | 0.5 | 0.5 | 0.5 | 13725.2475 | 13725.2475 | 13725.2475 | 13725.2475 | 13725.2475 | 13725.2475 | 13725.2475 | 0 | 0 | 0 | 0 | 0 | 0 | 0 | 1900 | 1900 | 1900 | 1900 | 1900 | 1900 | 1900 | 62055 | 62055 | 62055 | 62055 | 62055 | 62055 | 62055 | 9.6786 | 9.6786 | 9.6786 | 9.6786 | 9.6786 | 9.6786 | 9.6786 | 993.515 | 993.515 | 993.515 | 993.515 | 993.515 | 993.515 | 993.515 | Commercial | OFFLGElecTotl | OFFSMGasHeat | LGE NonRes | LGE NonRes | 15 | 0 | 0 | 0 | 0 | 0 | 0 | 0 | 3.5 | 96076.7326 | 0 | 13300 | 0 | 434385 | 67.75 | 6954.605
Business RebatesLG&E-Commercial New Construction Tier 1 ≥25,000 sqft | LG&EBusiness Rebates | 33-LGE | Business Rebates | LG&E-Commercial New Construction Tier 1 ≥25,000 sqft | Commercial New Construction Tier 1 - 10% Over Code | Per Project | 0.5 | 0 | 0 | 0.5 | 0 | 0 | 0.5 | 16470.297 | 0 | 0 | 16470.297 | 0 | 0 | 16470.297 | 0 | 0 | 0 | 0 | 0 | 0 | 0 | 2250 | 0 | 0 | 2250 | 0 | 0 | 2250 | 74466 | 0 | 0 | 74466 | 0 | 0 | 74466 | 11.6143 | 0 | 0 | 11.6143 | 0 | 0 | 11.6143 | 1192.215 | 0 | 0 | 1192.215 | 0 | 0 | 1192.215 | Commercial | OFFLGElecTotl | OFFSMGasHeat | LGE NonRes | LGE NonRes | 15 | 0 | 0 | 0 | 0 | 0 | 0 | 0 | 1.5 | 49410.8911 | 0 | 6750 | 0 | 223398 | 34.8429 | 3576.645
Business RebatesLG&E-Commercial New Construction Tier 2 ≥25,000 sqft | LG&EBusiness Rebates | 34-LGE | Business Rebates | LG&E-Commercial New Construction Tier 2 ≥25,000 sqft | Commercial New Construction Tier 2 - 15% Over Code | Per Project | 0 | 0.5 | 0 | 0 | 0.5 | 0 | 0 | 0 | 24705.4455 | 0 | 0 | 24705.4455 | 0 | 0 | 0 | 0 | 0 | 0 | 0 | 0 | 0 | 0 | 3400 | 0 | 0 | 3400 | 0 | 0 | 0 | 111699 | 0 | 0 | 111699 | 0 | 0 | 0 | 17.4214 | 0 | 0 | 17.4214 | 0 | 0 | 0 | 1788.325 | 0 | 0 | 1788.325 | 0 | 0 | Commercial | OFFLGElecTotl | OFFSMGasHeat | LGE NonRes | LGE NonRes | 15 | 0 | 0 | 0 | 0 | 0 | 0 | 0 | 1 | 49410.8911 | 0 | 6800 | 0 | 223398 | 34.8429 | 3576.65
Business RebatesLG&E-Commercial New Construction Tier 3 ≥25,000 sqft | LG&EBusiness Rebates | 35-LGE | Business Rebates | LG&E-Commercial New Construction Tier 3 ≥25,000 sqft | Commercial New Construction Tier 3 - 20% Over Code | Per Project | 0 | 0 | 0.5 | 0 | 0 | 0.5 | 0 | 0 | 0 | 32940.594 | 0 | 0 | 32940.594 | 0 | 0 | 0 | 0 | 0 | 0 | 0 | 0 | 0 | 0 | 4500 | 0 | 0 | 4500 | 0 | 0 | 0 | 148932 | 0 | 0 | 148932 | 0 | 0 | 0 | 23.2286 | 0 | 0 | 23.2286 | 0 | 0 | 0 | 2384.435 | 0 | 0 | 2384.435 | 0 | Commercial | OFFLGElecTotl | OFFSMGasHeat | LGE NonRes | LGE NonRes | 15 | 0 | 0 | 0 | 0 | 0 | 0 | 0 | 1 | 65881.1881 | 0 | 9000 | 0 | 297864 | 46.4571 | 4768.87
Business RebatesLG&E-Commercial New Construction Tier 4 ≥25,000 sqft | LG&EBusiness Rebates | 36-LGE | Business Rebates | LG&E-Commercial New Construction Tier 4 ≥25,000 sqft | Commercial New Construction Tier 4 - 25% Over Code | Per Project | 0 | 0 | 0 | 0 | 0 | 0 | 0 | 0 | 0 | 0 | 0 | 0 | 0 | 0 | 0 | 0 | 0 | 0 | 0 | 0 | 0 | 0 | 0 | 0 | 0 | 0 | 0 | 0 | 0 | 0 | 0 | 0 | 0 | 0 | 0 | 0 | 0 | 0 | 0 | 0 | 0 | 0 | 0 | 0 | 0 | 0 | 0 | 0 | 0 | Commercial | OFFLGElecTotl | OFFSMGasHeat | LGE NonRes | LGE NonRes | 15 | 0 | 0 | 0 | 0 | 0 | 0 | 0 | 0 | 0 | 0 | 0 | 0 | 0 | 0 | 0
Business RebatesLG&E-Commercial New Construction LEED 1 to 5 Points <25,000 sqft | LG&EBusiness Rebates | 37-LGE | Business Rebates | LG&E-Commercial New Construction LEED 1 to 5 Points <25,000 sqft | Commercial New Construction LEED 1 to 5 Points - LEED Energy & Atmosphere, Credit 1 Category Optimize Energy Efficiency Performance | Per Project | 0.5 | 0 | 0 | 0.5 | 0 | 0 | 0.5 | 18600 | 0 | 0 | 18600 | 0 | 0 | 18600 | 0 | 0 | 0 | 0 | 0 | 0 | 0 | 1000 | 0 | 0 | 1000 | 0 | 0 | 1000 | 0 | 0 | 0 | 0 | 0 | 0 | 0 | 0 | 0 | 0 | 0 | 0 | 0 | 0 | 0 | 0 | 0 | 0 | 0 | 0 | 0 | Commercial | OFFLGElecTotl | OFFSMGasHeat | LGE NonRes | LGE NonRes | 15 | 0 | 0 | 0 | 0 | 0 | 0 | 0 | 1.5 | 55800 | 0 | 3000 | 0 | 0 | 0 | 0
Business RebatesLG&E-Commercial New Construction LEED 6 to 10 Points <25,000 sqft | LG&EBusiness Rebates | 38-LGE | Business Rebates | LG&E-Commercial New Construction LEED 6 to 10 Points <25,000 sqft | Commercial New Construction LEED 6 to 10 Points - LEED Energy & Atmosphere, Credit 1 Category Optimize Energy Efficiency Performance | Per Project | 0 | 0.5 | 0 | 0 | 0.5 | 0 | 0 | 0 | 18600 | 0 | 0 | 18600 | 0 | 0 | 0 | 0 | 0 | 0 | 0 | 0 | 0 | 0 | 1250 | 0 | 0 | 1250 | 0 | 0 | 0 | 0 | 0 | 0 | 0 | 0 | 0 | 0 | 0 | 0 | 0 | 0 | 0 | 0 | 0 | 0 | 0 | 0 | 0 | 0 | 0 | Commercial | OFFLGElecTotl | OFFSMGasHeat | LGE NonRes | LGE NonRes | 15 | 0 | 0 | 0 | 0 | 0 | 0 | 0 | 1 | 37200 | 0 | 2500 | 0 | 0 | 0 | 0
Business RebatesLG&E-Commercial New Construction LEED 11 to 15 Points <25,000 sqft | LG&EBusiness Rebates | 39-LGE | Business Rebates | LG&E-Commercial New Construction LEED 11 to 15 Points <25,000 sqft | Commercial New Construction LEED 11 to 15 Points - LEED Energy & Atmosphere, Credit 1 Category Optimize Energy Efficiency Performance | Per Project | 0 | 0 | 0.5 | 0 | 0 | 0.5 | 0 | 0 | 0 | 18600 | 0 | 0 | 18600 | 0 | 0 | 0 | 0 | 0 | 0 | 0 | 0 | 0 | 0 | 1500 | 0 | 0 | 1500 | 0 | 0 | 0 | 0 | 0 | 0 | 0 | 0 | 0 | 0 | 0 | 0 | 0 | 0 | 0 | 0 | 0 | 0 | 0 | 0 | 0 | 0 | Commercial | OFFLGElecTotl | OFFSMGasHeat | LGE NonRes | LGE NonRes | 15 | 0 | 0 | 0 | 0 | 0 | 0 | 0 | 1 | 37200 | 0 | 3000 | 0 | 0 | 0 | 0
Business RebatesLG&E-Commercial New Construction LEED 16+ Points <25,000 sqft | LG&EBusiness Rebates | 40-LGE | Business Rebates | LG&E-Commercial New Construction LEED 16+ Points <25,000 sqft | Commercial New Construction LEED 16+ Points - LEED Energy & Atmosphere, Credit 1 Category Optimize Energy Efficiency Performance | Per Project | 0.5 | 0 | 0 | 0.5 | 0 | 0 | 0.5 | 18600 | 0 | 0 | 18600 | 0 | 0 | 18600 | 0 | 0 | 0 | 0 | 0 | 0 | 0 | 1750 | 0 | 0 | 1750 | 0 | 0 | 1750 | 0 | 0 | 0 | 0 | 0 | 0 | 0 | 0 | 0 | 0 | 0 | 0 | 0 | 0 | 0 | 0 | 0 | 0 | 0 | 0 | 0 | Commercial | OFFLGElecTotl | OFFSMGasHeat | LGE NonRes | LGE NonRes | 15 | 0 | 0 | 0 | 0 | 0 | 0 | 0 | 1.5 | 55800 | 0 | 5250 | 0 | 0 | 0 | 0
Business RebatesLG&E-Commercial New Construction LEED 1 to 5 Points ≥25,000 sqft | LG&EBusiness Rebates | 41-LGE | Business Rebates | LG&E-Commercial New Construction LEED 1 to 5 Points ≥25,000 sqft | Commercial New Construction LEED 1 to 5 Points - LEED Energy & Atmosphere, Credit 1 Category Optimize Energy Efficiency Performance | Per Project | 0 | 0.5 | 0 | 0 | 0.5 | 0 | 0 | 0 | 18600 | 0 | 0 | 18600 | 0 | 0 | 0 | 0 | 0 | 0 | 0 | 0 | 0 | 0 | 2000 | 0 | 0 | 2000 | 0 | 0 | 0 | 0 | 0 | 0 | 0 | 0 | 0 | 0 | 0 | 0 | 0 | 0 | 0 | 0 | 0 | 0 | 0 | 0 | 0 | 0 | 0 | Commercial | OFFLGElecTotl | OFFSMGasHeat | LGE NonRes | LGE NonRes | 15 | 0 | 0 | 0 | 0 | 0 | 0 | 0 | 1 | 37200 | 0 | 4000 | 0 | 0 | 0 | 0
Business RebatesLG&E-Commercial New Construction LEED 6 to 10 Points ≥25,000 sqft | LG&EBusiness Rebates | 42-LGE | Business Rebates | LG&E-Commercial New Construction LEED 6 to 10 Points ≥25,000 sqft | Commercial New Construction LEED 6 to 10 Points - LEED Energy & Atmosphere, Credit 1 Category Optimize Energy Efficiency Performance | Per Project | 0 | 0.5 | 0 | 0.5 | 0 | 0.5 | 0 | 0 | 18600 | 0 | 18600 | 0 | 18600 | 0 | 0 | 0 | 0 | 0 | 0 | 0 | 0 | 0 | 3000 | 0 | 3000 | 0 | 3000 | 0 | 0 | 0 | 0 | 0 | 0 | 0 | 0 | 0 | 0 | 0 | 0 | 0 | 0 | 0 | 0 | 0 | 0 | 0 | 0 | 0 | 0 | Commercial | OFFLGElecTotl | OFFSMGasHeat | LGE NonRes | LGE NonRes | 15 | 0 | 0 | 0 | 0 | 0 | 0 | 0 | 1.5 | 55800 | 0 | 9000 | 0 | 0 | 0 | 0
Business RebatesLG&E-Commercial New Construction LEED 11 to 15 Points ≥25,000 sqft | LG&EBusiness Rebates | 43-LGE | Business Rebates | LG&E-Commercial New Construction LEED 11 to 15 Points ≥25,000 sqft | Commercial New Construction LEED 11 to 15 Points - LEED Energy & Atmosphere, Credit 1 Category Optimize Energy Efficiency Performance | Per Project | 0.5 | 0 | 0.5 | 0 | 0.5 | 0 | 0.5 | 18600 | 0 | 18600 | 0 | 18600 | 0 | 18600 | 0 | 0 | 0 | 0 | 0 | 0 | 0 | 4000 | 0 | 4000 | 0 | 4000 | 0 | 4000 | 0 | 0 | 0 | 0 | 0 | 0 | 0 | 0 | 0 | 0 | 0 | 0 | 0 | 0 | 0 | 0 | 0 | 0 | 0 | 0 | 0 | Commercial | OFFLGElecTotl | OFFSMGasHeat | LGE NonRes | LGE NonRes | 15 | 0 | 0 | 0 | 0 | 0 | 0 | 0 | 2 | 74400 | 0 | 16000 | 0 | 0 | 0 | 0
Business RebatesLG&E-Commercial New Construction LEED 16+ Points ≥25,000 sqft | LG&EBusiness Rebates | 44-LGE | Business Rebates | LG&E-Commercial New Construction LEED 16+ Points ≥25,000 sqft | Commercial New Construction LEED 16+ Points - LEED Energy & Atmosphere, Credit 1 Category Optimize Energy Efficiency Performance | Per Project | 0 | 0 | 0.5 | 0 | 0 | 0.5 | 0 | 0 | 0 | 18600 | 0 | 0 | 18600 | 0 | 0 | 0 | 0 | 0 | 0 | 0 | 0 | 0 | 0 | 5000 | 0 | 0 | 5000 | 0 | 0 | 0 | 0 | 0 | 0 | 0 | 0 | 0 | 0 | 0 | 0 | 0 | 0 | 0 | 0 | 0 | 0 | 0 | 0 | 0 | 0 | Commercial | OFFLGElecTotl | OFFSMGasHeat | LGE NonRes | LGE NonRes | 15 | 0 | 0 | 0 | 0 | 0 | 0 | 0 | 1 | 37200 | 0 | 10000 | 0 | 0 | 0 | 0
Business RebatesLG&E-LED Troffer | LG&EBusiness Rebates | 45-LGE | Business Rebates | LG&E-LED Troffer | Any LED lamps or ballasts must also be ENERGY STAR® certified or listed on the Design Lights Consortium (DLC) qualified list. | Per Unit | 0.5 | 0.5 | 0.1 | 0 | 0 | 0 | 0 | 33.5625 | 33.5625 | 6.7125 | 0 | 0 | 0 | 0 | 0 | 0 | 0 | 0 | 0 | 0 | 0 | 5 | 5 | 1 | 0 | 0 | 0 | 0 | 57.2947 | 57.2947 | 11.4589 | 0 | 0 | 0 | 0 | 0.013675 | 0.013675 | 0.002735 | 0 | 0 | 0 | 0 | 0 | 0 | 0 | 0 | 0 | 0 | 0 | Commercial | OFFLGInLight | OFFSMGasHeat | LGE NonRes | LGE NonRes | 20 | 0 | 0 | 0 | 0 | 0 | 0 | 0 | 1.1 | 73.8375 | 0 | 11 | 0 | 126.0483 | 0.030085 | 0
Business RebatesLG&E-LED High Bay | LG&EBusiness Rebates | 46-LGE | Business Rebates | LG&E-LED High Bay | Any LED lamps or ballasts must also be ENERGY STAR® certified or listed on the Design Lights Consortium (DLC) qualified list. | Per Unit | 0 | 0 | 0 | 0 | 0 | 0 | 0 | 0 | 0 | 0 | 0 | 0 | 0 | 0 | 0 | 0 | 0 | 0 | 0 | 0 | 0 | 0 | 0 | 0 | 0 | 0 | 0 | 0 | 0 | 0 | 0 | 0 | 0 | 0 | 0 | 0 | 0 | 0 | 0 | 0 | 0 | 0 | 0 | 0 | 0 | 0 | 0 | 0 | 0 | Commercial | OFFLGInLight | OFFSMGasHeat | LGE NonRes | LGE NonRes | 20 | 0 | 0 | 0 | 0 | 0 | 0 | 0 | 0 | 0 | 0 | 0 | 0 | 0 | 0 | 0
Business RebatesLG&E-LED Tube | LG&EBusiness Rebates | 47-LGE | Business Rebates | LG&E-LED Tube | Any LED lamps or ballasts must also be ENERGY STAR® certified or listed on the Design Lights Consortium (DLC) qualified list. | Per Unit | 3035.5 | 3035.5 | 728.52 | 0 | 0 | 0 | 0 | 91687.2775 | 91687.2775 | 22004.9466 | 0 | 0 | 0 | 0 | 0 | 0 | 0 | 0 | 0 | 0 | 0 | 9106.5 | 9106.5 | 2185.56 | 0 | 0 | 0 | 0 | 119864.3062 | 119864.3062 | 28767.4335 | 0 | 0 | 0 | 0 | 18.4976 | 18.4976 | 4.4394 | 0 | 0 | 0 | 0 | 0 | 0 | 0 | 0 | 0 | 0 | 0 | Commercial | OFFLGInLight | OFFSMGasHeat | LGE NonRes | LGE NonRes | 20 | 0 | 0 | 0 | 0 | 0 | 0 | 0 | 6799.52 | 205379.5016 | 0 | 20398.56 | 0 | 268496.046 | 41.4346 | 0
Business RebatesLG&E-Interior ≤ 10W | LG&EBusiness Rebates | 48-LGE | Business Rebates | LG&E-Interior ≤ 10W | Any LED lamps or ballasts must also be ENERGY STAR® certified or listed on the Design Lights Consortium (DLC) qualified list. | Per Unit | 7365.5 | 7365.5 | 1767.72 | 0 | 0 | 0 | 0 | 265158 | 265158 | 63637.92 | 0 | 0 | 0 | 0 | 0 | 0 | 0 | 0 | 0 | 0 | 0 | 36827.5 | 36827.5 | 8838.6 | 0 | 0 | 0 | 0 | 1230976.9699 | 1230976.9699 | 295434.4728 | 0 | 0 | 0 | 0 | 283.9218 | 283.9218 | 68.1412 | 0 | 0 | 0 | 0 | 0 | 0 | 0 | 0 | 0 | 0 | 0 | Commercial | OFFLGInLight | OFFSMGasHeat | LGE NonRes | LGE NonRes | 12 | 0 | 0 | 0 | 0 | 0 | 0 | 0 | 16498.72 | 593953.92 | 0 | 82493.6 | 0 | 2757388.4125 | 635.9849 | 0
Business RebatesLG&E-Interior > 10W and < 50W | LG&EBusiness Rebates | 49-LGE | Business Rebates | LG&E-Interior > 10W and < 50W | Any LED lamps or ballasts must also be ENERGY STAR® certified or listed on the Design Lights Consortium (DLC) qualified list. | Per Unit | 98232 | 98232 | 23575.68 | 0 | 0 | 0 | 0 | 3564418.2857 | 3564418.2857 | 855460.3886 | 0 | 0 | 0 | 0 | 0 | 0 | 0 | 0 | 0 | 0 | 0 | 491160 | 491160 | 117878.4 | 0 | 0 | 0 | 0 | 12683724.2788 | 12683724.2788 | 3044093.8269 | 0 | 0 | 0 | 0 | 6134.3228 | 6134.3228 | 1472.2375 | 0 | 0 | 0 | 0 | 0 | 0 | 0 | 0 | 0 | 0 | 0 | Commercial | OFFLGInLight | OFFSMGasHeat | LGE NonRes | LGE NonRes | 12 | 0 | 0 | 0 | 0 | 0 | 0 | 0 | 220039.68 | 7984296.96 | 0 | 1100198.4 | 0 | 28411542.3844 | 13740.883 | 0
Business RebatesLG&E-Interior ≥ 50W | LG&EBusiness Rebates | 50-LGE | Business Rebates | LG&E-Interior ≥ 50W | Any LED lamps or ballasts must also be ENERGY STAR® certified or listed on the Design Lights Consortium (DLC) qualified list. | Per Unit | 12185 | 12185 | 2924.4 | 0 | 0 | 0 | 0 | 1852120 | 1852120 | 444508.8 | 0 | 0 | 0 | 0 | 0 | 0 | 0 | 0 | 0 | 0 | 0 | 73110 | 73110 | 17546.4 | 0 | 0 | 0 | 0 | 2538760.0451 | 2538760.0451 | 609302.4108 | 0 | 0 | 0 | 0 | 540.8748 | 540.8748 | 129.8099 | 0 | 0 | 0 | 0 | 0 | 0 | 0 | 0 | 0 | 0 | 0 | Commercial | OFFLGInLight | OFFSMGasHeat | LGE NonRes | LGE NonRes | 12 | 0 | 0 | 0 | 0 | 0 | 0 | 0 | 27294.4 | 4148748.8 | 0 | 163766.4 | 0 | 5686822.501 | 1211.5595 | 0
Business RebatesLG&E-Exterior: LED Other | LG&EBusiness Rebates | 51-LGE | Business Rebates | LG&E-Exterior: LED Other | Any LED lamps or ballasts must also be ENERGY STAR® certified or listed on the Design Lights Consortium (DLC) qualified list. | Per Unit | 28447 | 28447 | 6827.28 | 0 | 0 | 0 | 0 | 526269.5 | 526269.5 | 126304.68 | 0 | 0 | 0 | 0 | 0 | 0 | 0 | 0 | 0 | 0 | 0 | 369811 | 369811 | 88754.64 | 0 | 0 | 0 | 0 | 18049756.0632 | 18049756.0632 | 4331941.4552 | 0 | 0 | 0 | 0 | 0 | 0 | 0 | 0 | 0 | 0 | 0 | 0 | 0 | 0 | 0 | 0 | 0 | 0 | Commercial | OFFLGInLight | OFFSMGasHeat | LGE NonRes | LGE NonRes | 20 | 0 | 0 | 0 | 0 | 0 | 0 | 0 | 63721.28 | 1178843.68 | 0 | 828376.64 | 0 | 40431453.5815 | 0 | 0
Business RebatesLG&E-Wall Pack & Canopy Fixtures ≤ 150W | LG&EBusiness Rebates | 52-LGE | Business Rebates | LG&E-Wall Pack & Canopy Fixtures ≤ 150W | Any LED lamps or ballasts must also be ENERGY STAR® certified or listed on the Design Lights Consortium (DLC) qualified list. | Per Unit | 4529 | 4529 | 1086.96 | 0 | 0 | 0 | 0 | 2857799 | 2857799 | 685871.76 | 0 | 0 | 0 | 0 | -12977.0947 | -12977.0947 | -3114.5027 | 0 | 0 | 0 | 0 | 90580 | 90580 | 21739.2 | 0 | 0 | 0 | 0 | 2109485.917 | 2109485.917 | 506276.6201 | 0 | 0 | 0 | 0 | 174.3665 | 174.3665 | 41.848 | 0 | 0 | 0 | 0 | 0 | 0 | 0 | 0 | 0 | 0 | 0 | Commercial | OFFLGInLight | OFFSMGasHeat | LGE NonRes | LGE NonRes | 8 | 0 | 0 | 0 | 0 | 0 | 0 | 0 | 10144.96 | 6401469.76 | -29068.6921 | 202899.2 | 0 | 4725248.4541 | 390.581 | 0
Business RebatesLG&E-Wall Pack & Canopy Fixtures > 150W | LG&EBusiness Rebates | 53-LGE | Business Rebates | LG&E-Wall Pack & Canopy Fixtures > 150W | Any LED lamps or ballasts must also be ENERGY STAR® certified or listed on the Design Lights Consortium (DLC) qualified list. | Per Unit | 0.5 | 0.5 | 0.12 | 0 | 0 | 0 | 0 | 923 | 923 | 221.52 | 0 | 0 | 0 | 0 | -1.4327 | -1.4327 | -0.34384 | 0 | 0 | 0 | 0 | 15 | 15 | 3.6 | 0 | 0 | 0 | 0 | 499.0425 | 499.0425 | 119.7702 | 0 | 0 | 0 | 0 | 0.04125 | 0.04125 | 0.0099 | 0 | 0 | 0 | 0 | 0 | 0 | 0 | 0 | 0 | 0 | 0 | Commercial | OFFLGInLight | OFFSMGasHeat | LGE NonRes | LGE NonRes | 8 | 0 | 0 | 0 | 0 | 0 | 0 | 0 | 1.12 | 2067.52 | -3.2092 | 33.6 | 0 | 1117.8552 | 0.0924 | 0
Business RebatesLG&E-Small Business Kits | LG&EBusiness Rebates | 54-LGE | Business Rebates | LG&E-Small Business Kits | Small Business Kits | Per Unit | 0 | 0 | 0 | 0 | 0 | 0 | 0 | 0 | 0 | 0 | 0 | 0 | 0 | 0 | 0 | 0 | 0 | 0 | 0 | 0 | 0 | 0 | 0 | 0 | 0 | 0 | 0 | 0 | 0 | 0 | 0 | 0 | 0 | 0 | 0 | 0 | 0 | 0 | 0 | 0 | 0 | 0 | 0 | 0 | 0 | 0 | 0 | 0 | 0 | Commercial | OFFLGInLight | OFFSMGasHeat | LGE NonRes | LGE NonRes | 8 | 0 | 0 | 0 | 0 | 0 | 0 | 0 | 0 | 0 | 0 | 0 | 0 | 0 | 0 | 0
Business RebatesLG&E-LED Pole Light ≤ 250W | LG&EBusiness Rebates | 55-LGE | Business Rebates | LG&E-LED Pole Light ≤ 250W | Any LED lamps or ballasts must also be ENERGY STAR® certified or listed on the Design Lights Consortium (DLC) qualified list. | Per Unit | 0 | 0 | 0 | 0 | 0 | 0 | 0 | 0 | 0 | 0 | 0 | 0 | 0 | 0 | 0 | 0 | 0 | 0 | 0 | 0 | 0 | 0 | 0 | 0 | 0 | 0 | 0 | 0 | 0 | 0 | 0 | 0 | 0 | 0 | 0 | 0 | 0 | 0 | 0 | 0 | 0 | 0 | 0 | 0 | 0 | 0 | 0 | 0 | 0 | Commercial | OFFLGInLight | OFFSMGasHeat | LGE NonRes | LGE NonRes | 19 | 0 | 0 | 0 | 0 | 0 | 0 | 0 | 0 | 0 | 0 | 0 | 0 | 0 | 0 | 0
Business RebatesLG&E-LED Pole Light > 250W | LG&EBusiness Rebates | 56-LGE | Business Rebates | LG&E-LED Pole Light > 250W | Any LED lamps or ballasts must also be ENERGY STAR® certified or listed on the Design Lights Consortium (DLC) qualified list. | Per Unit | 375.5 | 375.5 | 375.5 | 375.5 | 375.5 | 375.5 | 375.5 | 281625 | 281625 | 281625 | 281625 | 281625 | 281625 | 281625 | -762.265 | -762.265 | -762.265 | -762.265 | -762.265 | -762.265 | -762.265 | 20652.5 | 20652.5 | 20652.5 | 20652.5 | 20652.5 | 20652.5 | 20652.5 | 357851.1245 | 357851.1245 | 357851.1245 | 357851.1245 | 357851.1245 | 357851.1245 | 357851.1245 | 0 | 0 | 0 | 0 | 0 | 0 | 0 | 0 | 0 | 0 | 0 | 0 | 0 | 0 | Commercial | OFFLGInLight | OFFSMGasHeat | LGE NonRes | LGE NonRes | 19 | 0 | 0 | 0 | 0 | 0 | 0 | 0 | 2628.5 | 1971375 | -5335.855 | 144567.5 | 0 | 2504957.8715 | 0 | 0
Small Business - Audit & DIKU-Small Business Audit - On Site | KUSmall Business - Audit & DI | 1-KU | Small Business - Audit & DI | KU-Small Business Audit - On Site | In person audit with no cost to customer | Per Audit | 50 | 100 | 100 | 100 | 100 | 100 | 100 | 0 | 0 | 0 | 0 | 0 | 0 | 0 | 0 | 0 | 0 | 0 | 0 | 0 | 0 | 0 | 0 | 0 | 0 | 0 | 0 | 0 | 0 | 0 | 0 | 0 | 0 | 0 | 0 | 0 | 0 | 0 | 0 | 0 | 0 | 0 | 0 | 0 | 0 | 0 | 0 | 0 | 0 | Commercial | OFFLGElecTotl | OFFSMGasDHW | KU NonRes | KU NonRes | 1 | 37500 | 75000 | 75000 | 75000 | 75000 | 75000 | 75000 | 650 | 0 | 0 | 0 | 487500 | 0 | 0 | 0
Small Business - Audit & DIKU-Small Business Direct Install - LED Lighting Bulbs | KUSmall Business - Audit & DI | 2-KU | Small Business - Audit & DI | KU-Small Business Direct Install - LED Lighting Bulbs | Linear LED Direct Install Bulbs | Per Unit | 937.5 | 1875 | 1875 | 1875 | 1875 | 1875 | 1875 | 0 | 0 | 0 | 0 | 0 | 0 | 0 | 0 | 0 | 0 | 0 | 0 | 0 | 0 | 0 | 0 | 0 | 0 | 0 | 0 | 0 | 37029.3377 | 74058.6755 | 74058.6755 | 74058.6755 | 74058.6755 | 74058.6755 | 74058.6755 | 10.0765 | 20.153 | 20.153 | 20.153 | 20.153 | 20.153 | 20.153 | 0 | 0 | 0 | 0 | 0 | 0 | 0 | Commercial | OFFLGInLight | OFFSMGasDHW | KU NonRes | KU NonRes | 15 | 5937.5 | 11875 | 11875 | 11875 | 11875 | 11875 | 11875 | 12187.5 | 0 | 0 | 0 | 77187.5 | 481381.3908 | 130.9943 | 0
Small Business - Audit & DIKU-Small Business Direct Install - LED Lighting Retrofit Fixtures | KUSmall Business - Audit & DI | 3-KU | Small Business - Audit & DI | KU-Small Business Direct Install - LED Lighting Retrofit Fixtures | Linear LED Direct Install Retrofits | Per Unit | 468.75 | 937.5 | 937.5 | 937.5 | 937.5 | 937.5 | 937.5 | 0 | 0 | 0 | 0 | 0 | 0 | 0 | 0 | 0 | 0 | 0 | 0 | 0 | 0 | 0 | 0 | 0 | 0 | 0 | 0 | 0 | 69884.9964 | 139769.9928 | 139769.9928 | 139769.9928 | 139769.9928 | 139769.9928 | 139769.9928 | 19.0172 | 38.0344 | 38.0344 | 38.0344 | 38.0344 | 38.0344 | 38.0344 | 0 | 0 | 0 | 0 | 0 | 0 | 0 | Commercial | OFFLGInLight | OFFSMGasDHW | KU NonRes | KU NonRes | 15 | 28125 | 56250 | 56250 | 56250 | 56250 | 56250 | 56250 | 6093.75 | 0 | 0 | 0 | 365625 | 908504.9535 | 247.2239 | 0
Small Business - Audit & DIKU-Small Business Direct Install - Water Conservation Aerators | KUSmall Business - Audit & DI | 4-KU | Small Business - Audit & DI | KU-Small Business Direct Install - Water Conservation Aerators | Aerators 0.5 GPM | Per Unit | 5 | 10 | 10 | 10 | 10 | 10 | 10 | 0 | 0 | 0 | 0 | 0 | 0 | 0 | 0 | 0 | 0 | 0 | 0 | 0 | 0 | 0 | 0 | 0 | 0 | 0 | 0 | 0 | 158.3112 | 316.6224 | 316.6224 | 316.6224 | 316.6224 | 316.6224 | 316.6224 | 0.007864 | 0.015728 | 0.015728 | 0.015728 | 0.015728 | 0.015728 | 0.015728 | 0 | 0 | 0 | 0 | 0 | 0 | 0 | Commercial | OFFSMElecDHW | OFFSMGasDHW | KU NonRes | KU NonRes | 10 | 8.6167 | 17.2333 | 17.2333 | 17.2333 | 17.2333 | 17.2333 | 17.2333 | 65 | 0 | 0 | 0 | 112.0167 | 2058.0453 | 0.10223 | 0
Small Business - Audit & DIKU-Small Business Direct Install - Water Conservation Showerheads | KUSmall Business - Audit & DI | 5-KU | Small Business - Audit & DI | KU-Small Business Direct Install - Water Conservation Showerheads | Showerhead 1.5 GPM | Per Unit | 2 | 4 | 4 | 4 | 4 | 4 | 4 | 0 | 0 | 0 | 0 | 0 | 0 | 0 | 0 | 0 | 0 | 0 | 0 | 0 | 0 | 0 | 0 | 0 | 0 | 0 | 0 | 0 | 215.0745 | 430.149 | 430.149 | 430.149 | 430.149 | 430.149 | 430.149 | 0.018763 | 0.037526 | 0.037526 | 0.037526 | 0.037526 | 0.037526 | 0.037526 | 0 | 0 | 0 | 0 | 0 | 0 | 0 | Commercial | OFFSMElecDHW | OFFSMGasDHW | KU NonRes | KU NonRes | 10 | 16.2333 | 32.4667 | 32.4667 | 32.4667 | 32.4667 | 32.4667 | 32.4667 | 26 | 0 | 0 | 0 | 211.0333 | 2795.9686 | 0.24392 | 0
Small Business - Audit & DIKU-Small Business Direct Install - Water Conservation Sprayers | KUSmall Business - Audit & DI | 6-KU | Small Business - Audit & DI | KU-Small Business Direct Install - Water Conservation Sprayers | Pre-rinse Spray Valves 1.15GPM | Per Unit | 2 | 4 | 4 | 4 | 4 | 4 | 4 | 0 | 0 | 0 | 0 | 0 | 0 | 0 | 0 | 0 | 0 | 0 | 0 | 0 | 0 | 0 | 0 | 0 | 0 | 0 | 0 | 0 | 1844.4269 | 3688.8539 | 3688.8539 | 3688.8539 | 3688.8539 | 3688.8539 | 3688.8539 | 0 | 0 | 0 | 0 | 0 | 0 | 0 | 0 | 0 | 0 | 0 | 0 | 0 | 0 | Commercial | OFFSMElecDHW | OFFSMGasDHW | KU NonRes | KU NonRes | 5 | 86.98 | 173.96 | 173.96 | 173.96 | 173.96 | 173.96 | 173.96 | 26 | 0 | 0 | 0 | 1130.74 | 23977.5503 | 0 | 0
Small Business - Audit & DILG&E-Small Business Audit - On Site | LG&ESmall Business - Audit & DI | 1-LGE | Small Business - Audit & DI | LG&E-Small Business Audit - On Site | In person audit with no cost to customer | Per Audit | 50 | 100 | 100 | 100 | 100 | 100 | 100 | 0 | 0 | 0 | 0 | 0 | 0 | 0 | 0 | 0 | 0 | 0 | 0 | 0 | 0 | 0 | 0 | 0 | 0 | 0 | 0 | 0 | 0 | 0 | 0 | 0 | 0 | 0 | 0 | 0 | 0 | 0 | 0 | 0 | 0 | 0 | 0 | 0 | 0 | 0 | 0 | 0 | 0 | Commercial | OFFLGElecTotl | OFFSMGasDHW | LGE NonRes | LGE NonRes | 1 | 37500 | 75000 | 75000 | 75000 | 75000 | 75000 | 75000 | 650 | 0 | 0 | 0 | 487500 | 0 | 0 | 0
Small Business - Audit & DILG&E-Small Business Direct Install - LED Lighting Bulbs | LG&ESmall Business - Audit & DI | 2-LGE | Small Business - Audit & DI | LG&E-Small Business Direct Install - LED Lighting Bulbs | Linear LED Direct Install Bulbs | Per Unit | 937.5 | 1875 | 1875 | 1875 | 1875 | 1875 | 1875 | 0 | 0 | 0 | 0 | 0 | 0 | 0 | 0 | 0 | 0 | 0 | 0 | 0 | 0 | 0 | 0 | 0 | 0 | 0 | 0 | 0 | 37029.3377 | 74058.6755 | 74058.6755 | 74058.6755 | 74058.6755 | 74058.6755 | 74058.6755 | 10.0765 | 20.153 | 20.153 | 20.153 | 20.153 | 20.153 | 20.153 | 0 | 0 | 0 | 0 | 0 | 0 | 0 | Commercial | OFFLGInLight | OFFSMGasDHW | LGE NonRes | LGE NonRes | 15 | 5937.5 | 11875 | 11875 | 11875 | 11875 | 11875 | 11875 | 12187.5 | 0 | 0 | 0 | 77187.5 | 481381.3908 | 130.9943 | 0
Small Business - Audit & DILG&E-Small Business Direct Install - LED Lighting Retrofit Fixtures | LG&ESmall Business - Audit & DI | 3-LGE | Small Business - Audit & DI | LG&E-Small Business Direct Install - LED Lighting Retrofit Fixtures | Linear LED Direct Install Retrofits | Per Unit | 468.75 | 937.5 | 937.5 | 937.5 | 937.5 | 937.5 | 937.5 | 0 | 0 | 0 | 0 | 0 | 0 | 0 | 0 | 0 | 0 | 0 | 0 | 0 | 0 | 0 | 0 | 0 | 0 | 0 | 0 | 0 | 69884.9964 | 139769.9928 | 139769.9928 | 139769.9928 | 139769.9928 | 139769.9928 | 139769.9928 | 19.0172 | 38.0344 | 38.0344 | 38.0344 | 38.0344 | 38.0344 | 38.0344 | 0 | 0 | 0 | 0 | 0 | 0 | 0 | Commercial | OFFLGInLight | OFFSMGasDHW | LGE NonRes | LGE NonRes | 15 | 28125 | 56250 | 56250 | 56250 | 56250 | 56250 | 56250 | 6093.75 | 0 | 0 | 0 | 365625 | 908504.9535 | 247.2239 | 0
Small Business - Audit & DILG&E-Small Business Direct Install - Water Conservation Aerators | LG&ESmall Business - Audit & DI | 4-LGE | Small Business - Audit & DI | LG&E-Small Business Direct Install - Water Conservation Aerators | Aerators 0.5 GPM | Per Unit | 5 | 10 | 10 | 10 | 10 | 10 | 10 | 0 | 0 | 0 | 0 | 0 | 0 | 0 | 0 | 0 | 0 | 0 | 0 | 0 | 0 | 0 | 0 | 0 | 0 | 0 | 0 | 0 | 158.3112 | 316.6224 | 316.6224 | 316.6224 | 316.6224 | 316.6224 | 316.6224 | 0.007864 | 0.015728 | 0.015728 | 0.015728 | 0.015728 | 0.015728 | 0.015728 | 11.3433 | 22.6866 | 22.6866 | 22.6866 | 22.6866 | 22.6866 | 22.6866 | Commercial | OFFSMElecDHW | OFFSMGasDHW | LGE NonRes | LGE NonRes | 10 | 8.6167 | 17.2333 | 17.2333 | 17.2333 | 17.2333 | 17.2333 | 17.2333 | 65 | 0 | 0 | 0 | 112.0167 | 2058.0453 | 0.10223 | 147.4631
Small Business - Audit & DILG&E-Small Business Direct Install - Water Conservation Showerheads | LG&ESmall Business - Audit & DI | 5-LGE | Small Business - Audit & DI | LG&E-Small Business Direct Install - Water Conservation Showerheads | Showerhead 1.5 GPM | Per Unit | 2 | 4 | 4 | 4 | 4 | 4 | 4 | 0 | 0 | 0 | 0 | 0 | 0 | 0 | 0 | 0 | 0 | 0 | 0 | 0 | 0 | 0 | 0 | 0 | 0 | 0 | 0 | 0 | 215.0745 | 430.149 | 430.149 | 430.149 | 430.149 | 430.149 | 430.149 | 0.018763 | 0.037526 | 0.037526 | 0.037526 | 0.037526 | 0.037526 | 0.037526 | 15.4105 | 30.821 | 30.821 | 30.821 | 30.821 | 30.821 | 30.821 | Commercial | OFFSMElecDHW | OFFSMGasDHW | LGE NonRes | LGE NonRes | 10 | 16.2333 | 32.4667 | 32.4667 | 32.4667 | 32.4667 | 32.4667 | 32.4667 | 26 | 0 | 0 | 0 | 211.0333 | 2795.9686 | 0.24392 | 200.3367
Small Business - Audit & DILG&E-Small Business Direct Install - Water Conservation Sprayers | LG&ESmall Business - Audit & DI | 6-LGE | Small Business - Audit & DI | LG&E-Small Business Direct Install - Water Conservation Sprayers | Pre-rinse Spray Valves 1.15GPM | Per Unit | 2 | 4 | 4 | 4 | 4 | 4 | 4 | 0 | 0 | 0 | 0 | 0 | 0 | 0 | 0 | 0 | 0 | 0 | 0 | 0 | 0 | 0 | 0 | 0 | 0 | 0 | 0 | 0 | 1844.4269 | 3688.8539 | 3688.8539 | 3688.8539 | 3688.8539 | 3688.8539 | 3688.8539 | 0 | 0 | 0 | 0 | 0 | 0 | 0 | 139.5698 | 279.1396 | 279.1396 | 279.1396 | 279.1396 | 279.1396 | 279.1396 | Commercial | OFFSMElecDHW | OFFSMGasDHW | LGE NonRes | LGE NonRes | 5 | 86.98 | 173.96 | 173.96 | 173.96 | 173.96 | 173.96 | 173.96 | 26 | 0 | 0 | 0 | 1130.74 | 23977.5503 | 0 | 1814.4073
Residential Demand ConservationKU-Single Family - AC and ASHP Demand Conservation | KUResidential Demand Conservation | 1-KU | Residential Demand Conservation | KU-Single Family - AC and ASHP Demand Conservation | Summer for each central air conditioning unit and all year round for each heat pump on single-family homes | Per Customer | 69600 | 62600 | 56300 | 50650 | 45550 | 40950 | 36850 | 0 | 0 | 0 | 0 | 0 | 0 | 0 | 0 | 0 | 0 | 0 | 0 | 0 | 0 | 696000 | 626000 | 563000 | 1266250 | 4555000 | 4095000 | 3685000 | 0 | 0 | 0 | 0 | 0 | 0 | 0 | 48720 | 43820 | 39410 | 35455 | 31885 | 28665 | 25795 | 0 | 0 | 0 | 0 | 0 | 0 | 0 | Residential | ResCooling - SF Wtd | ResSFGasTotal | KU Res | KU Res | 1 | 0 | 0 | 0 | 0 | 0 | 0 | 0 | 362500 | 0 | 0 | 15486250 | 0 | 0 | 48720 | 0
Residential Demand ConservationKU-Single Family - Water Heater Demand Conservation | KUResidential Demand Conservation | 2-KU | Residential Demand Conservation | KU-Single Family - Water Heater Demand Conservation | All year round for each electric water heater on single-family homes | Per Customer | 3800 | 3400 | 3050 | 2700 | 2400 | 2150 | 1900 | 0 | 0 | 0 | 0 | 0 | 0 | 0 | 0 | 0 | 0 | 0 | 0 | 0 | 0 | 304000 | 272000 | 244000 | 216000 | 192000 | 172000 | 152000 | 0 | 0 | 0 | 0 | 0 | 0 | 0 | 1520 | 1360 | 1220 | 1080 | 960 | 860 | 760 | 0 | 0 | 0 | 0 | 0 | 0 | 0 | Residential | ResHotWater - SF Wtd | ResSFGasTotal | KU Res | KU Res | 1 | 0 | 0 | 0 | 0 | 0 | 0 | 0 | 19400 | 0 | 0 | 1552000 | 0 | 0 | 1520 | 0
Residential Demand ConservationKU-Single Family - Pool Pump Demand Conservation | KUResidential Demand Conservation | 3-KU | Residential Demand Conservation | KU-Single Family - Pool Pump Demand Conservation | Summer for each electric in-ground swimming pool pump on single-family homes | Per Customer | 10 | 10 | 0 | 0 | 0 | 0 | 0 | 0 | 0 | 0 | 0 | 0 | 0 | 0 | 0 | 0 | 0 | 0 | 0 | 0 | 0 | 800 | 800 | 0 | 0 | 0 | 0 | 0 | 0 | 0 | 0 | 0 | 0 | 0 | 0 | 4 | 4 | 0 | 0 | 0 | 0 | 0 | 0 | 0 | 0 | 0 | 0 | 0 | 0 | Residential | ResPoolSpa - SF Wtd | ResSFGasTotal | KU Res | KU Res | 1 | 0 | 0 | 0 | 0 | 0 | 0 | 0 | 20 | 0 | 0 | 1600 | 0 | 0 | 4 | 0
Residential Demand ConservationKU-Multi-Family - AC and ASHP Demand Conservation | KUResidential Demand Conservation | 4-KU | Residential Demand Conservation | KU-Multi-Family - AC and ASHP Demand Conservation | Summer for each central air conditioning unit and all year round for each heat pump on on multifamily homes | Per Customer | 13500 | 12150 | 10900 | 9800 | 8800 | 7900 | 7100 | 0 | 0 | 0 | 0 | 0 | 0 | 0 | 0 | 0 | 0 | 0 | 0 | 0 | 0 | 108000 | 97200 | 87200 | 196000 | 704000 | 632000 | 568000 | 0 | 0 | 0 | 0 | 0 | 0 | 0 | 9450 | 8505 | 7630 | 6860 | 6160 | 5530 | 4970 | 0 | 0 | 0 | 0 | 0 | 0 | 0 | Residential | ResCooling - MF Wtd | ResSFGasTotal | KU Res | KU Res | 1 | 0 | 0 | 0 | 0 | 0 | 0 | 0 | 70150 | 0 | 0 | 2392400 | 0 | 0 | 9450 | 0
Residential Demand ConservationKU-Multi-Family - Water Heater Demand Conservation | KUResidential Demand Conservation | 5-KU | Residential Demand Conservation | KU-Multi-Family - Water Heater Demand Conservation | All year round for each electric water heater on multifamily homes | Per Customer | 20 | 19 | 0 | 0 | 0 | 0 | 0 | 0 | 0 | 0 | 0 | 0 | 0 | 0 | 0 | 0 | 0 | 0 | 0 | 0 | 0 | 3200 | 3040 | 0 | 0 | 0 | 0 | 0 | 0 | 0 | 0 | 0 | 0 | 0 | 0 | 8 | 7.6 | 0 | 0 | 0 | 0 | 0 | 0 | 0 | 0 | 0 | 0 | 0 | 0 | Residential | ResHotWater - MF Wtd | ResSFGasTotal | KU Res | KU Res | 1 | 0 | 0 | 0 | 0 | 0 | 0 | 0 | 39 | 0 | 0 | 6240 | 0 | 0 | 8 | 0
Residential Demand ConservationKU-Multi-Family - Pool Pump Demand Conservation | KUResidential Demand Conservation | 6-KU | Residential Demand Conservation | KU-Multi-Family - Pool Pump Demand Conservation | Summer for each electric in-ground swimming pool pump on multifamily homes | Per Customer | 0 | 0 | 0 | 0 | 0 | 0 | 0 | 0 | 0 | 0 | 0 | 0 | 0 | 0 | 0 | 0 | 0 | 0 | 0 | 0 | 0 | 0 | 0 | 0 | 0 | 0 | 0 | 0 | 0 | 0 | 0 | 0 | 0 | 0 | 0 | 0 | 0 | 0 | 0 | 0 | 0 | 0 | 0 | 0 | 0 | 0 | 0 | 0 | 0 | Residential | ResPoolSpa - MF Wtd | ResSFGasTotal | KU Res | KU Res | 1 | 0 | 0 | 0 | 0 | 0 | 0 | 0 | 0 | 0 | 0 | 0 | 0 | 0 | 0 | 0
Residential Demand ConservationKU-Small Commercial - AC Demand Conservation | KUResidential Demand Conservation | 7-KU | Residential Demand Conservation | KU-Small Commercial - AC Demand Conservation | Summer for each air conditioning unit | Per Customer | 1450 | 1300 | 1150 | 1000 | 900 | 800 | 700 | 0 | 0 | 0 | 0 | 0 | 0 | 0 | 0 | 0 | 0 | 0 | 0 | 0 | 0 | 53342.5451 | 47824.3508 | 42306.1565 | 36787.9621 | 33109.1659 | 29430.3697 | 25751.5735 | 0 | 0 | 0 | 0 | 0 | 0 | 0 | 2305.5 | 2067 | 1828.5 | 1590 | 1431 | 1272 | 1113 | 0 | 0 | 0 | 0 | 0 | 0 | 0 | Commercial | OFFSMCool | ResSFGasTotal | KU NonRes | KU NonRes | 1 | 0 | 0 | 0 | 0 | 0 | 0 | 0 | 7300 | 0 | 0 | 268552.1236 | 0 | 0 | 2305.5 | 0
Residential Demand ConservationKU-Small Commercial - Water Heater Demand Conservation | KUResidential Demand Conservation | 8-KU | Residential Demand Conservation | KU-Small Commercial - Water Heater Demand Conservation | All year round for each water heater unit | Per Customer | 150 | 135 | 100 | 50 | 0 | 0 | 0 | 0 | 0 | 0 | 0 | 0 | 0 | 0 | 0 | 0 | 0 | 0 | 0 | 0 | 0 | 2400 | 2160 | 1600 | 800 | 0 | 0 | 0 | 0 | 0 | 0 | 0 | 0 | 0 | 0 | 60 | 54 | 40 | 20 | 0 | 0 | 0 | 0 | 0 | 0 | 0 | 0 | 0 | 0 | Commercial | OFFSMElecDHW | ResSFGasTotal | KU NonRes | KU NonRes | 1 | 0 | 0 | 0 | 0 | 0 | 0 | 0 | 435 | 0 | 0 | 6960 | 0 | 0 | 60 | 0
Residential Demand ConservationLG&E-Single Family - AC and ASHP Demand Conservation | LG&EResidential Demand Conservation | 1-LGE | Residential Demand Conservation | LG&E-Single Family - AC and ASHP Demand Conservation | Summer for each central air conditioning unit and all year round for each heat pump on single-family homes | Per Customer | 69600 | 62600 | 56300 | 50650 | 45550 | 40950 | 36850 | 0 | 0 | 0 | 0 | 0 | 0 | 0 | 0 | 0 | 0 | 0 | 0 | 0 | 0 | 696000 | 626000 | 563000 | 1266250 | 4555000 | 4095000 | 3685000 | 0 | 0 | 0 | 0 | 0 | 0 | 0 | 48720 | 43820 | 39410 | 35455 | 31885 | 28665 | 25795 | 0 | 0 | 0 | 0 | 0 | 0 | 0 | Residential | ResCooling - SF Wtd | ResSFGasTotal | LGE Res | LGE Res | 1 | 0 | 0 | 0 | 0 | 0 | 0 | 0 | 362500 | 0 | 0 | 15486250 | 0 | 0 | 48720 | 0
Residential Demand ConservationLG&E-Single Family - Water Heater Demand Conservation | LG&EResidential Demand Conservation | 2-LGE | Residential Demand Conservation | LG&E-Single Family - Water Heater Demand Conservation | All year round for each electric water heater on single-family homes | Per Customer | 3800 | 3400 | 3050 | 2700 | 2400 | 2150 | 1900 | 0 | 0 | 0 | 0 | 0 | 0 | 0 | 0 | 0 | 0 | 0 | 0 | 0 | 0 | 304000 | 272000 | 244000 | 216000 | 192000 | 172000 | 152000 | 0 | 0 | 0 | 0 | 0 | 0 | 0 | 1520 | 1360 | 1220 | 1080 | 960 | 860 | 760 | 0 | 0 | 0 | 0 | 0 | 0 | 0 | Residential | ResHotWater - SF Wtd | ResSFGasTotal | LGE Res | LGE Res | 1 | 0 | 0 | 0 | 0 | 0 | 0 | 0 | 19400 | 0 | 0 | 1552000 | 0 | 0 | 1520 | 0
Residential Demand ConservationLG&E-Single Family - Pool Pump Demand Conservation | LG&EResidential Demand Conservation | 3-LGE | Residential Demand Conservation | LG&E-Single Family - Pool Pump Demand Conservation | Summer for each electric in-ground swimming pool pump on single-family homes | Per Customer | 10 | 10 | 0 | 0 | 0 | 0 | 0 | 0 | 0 | 0 | 0 | 0 | 0 | 0 | 0 | 0 | 0 | 0 | 0 | 0 | 0 | 800 | 800 | 0 | 0 | 0 | 0 | 0 | 0 | 0 | 0 | 0 | 0 | 0 | 0 | 4 | 4 | 0 | 0 | 0 | 0 | 0 | 0 | 0 | 0 | 0 | 0 | 0 | 0 | Residential | ResPoolSpa - SF Wtd | ResSFGasTotal | LGE Res | LGE Res | 1 | 0 | 0 | 0 | 0 | 0 | 0 | 0 | 20 | 0 | 0 | 1600 | 0 | 0 | 4 | 0
Residential Demand ConservationLG&E-Multi-Family - AC and ASHP Demand Conservation | LG&EResidential Demand Conservation | 4-LGE | Residential Demand Conservation | LG&E-Multi-Family - AC and ASHP Demand Conservation | Summer for each central air conditioning unit and all year round for each heat pump on on multifamily homes | Per Customer | 13500 | 12150 | 10900 | 9800 | 8800 | 7900 | 7100 | 0 | 0 | 0 | 0 | 0 | 0 | 0 | 0 | 0 | 0 | 0 | 0 | 0 | 0 | 108000 | 97200 | 87200 | 196000 | 704000 | 632000 | 568000 | 0 | 0 | 0 | 0 | 0 | 0 | 0 | 9450 | 8505 | 7630 | 6860 | 6160 | 5530 | 4970 | 0 | 0 | 0 | 0 | 0 | 0 | 0 | Residential | ResCooling - MF Wtd | ResSFGasTotal | LGE Res | LGE Res | 1 | 0 | 0 | 0 | 0 | 0 | 0 | 0 | 70150 | 0 | 0 | 2392400 | 0 | 0 | 9450 | 0
Residential Demand ConservationLG&E-Multi-Family - Water Heater Demand Conservation | LG&EResidential Demand Conservation | 5-LGE | Residential Demand Conservation | LG&E-Multi-Family - Water Heater Demand Conservation | All year round for each electric water heater on multifamily homes | Per Customer | 20 | 19 | 0 | 0 | 0 | 0 | 0 | 0 | 0 | 0 | 0 | 0 | 0 | 0 | 0 | 0 | 0 | 0 | 0 | 0 | 0 | 3200 | 3040 | 0 | 0 | 0 | 0 | 0 | 0 | 0 | 0 | 0 | 0 | 0 | 0 | 8 | 7.6 | 0 | 0 | 0 | 0 | 0 | 0 | 0 | 0 | 0 | 0 | 0 | 0 | Residential | ResHotWater - MF Wtd | ResSFGasTotal | LGE Res | LGE Res | 1 | 0 | 0 | 0 | 0 | 0 | 0 | 0 | 39 | 0 | 0 | 6240 | 0 | 0 | 8 | 0
Residential Demand ConservationLG&E-Multi-Family - Pool Pump Demand Conservation | LG&EResidential Demand Conservation | 6-LGE | Residential Demand Conservation | LG&E-Multi-Family - Pool Pump Demand Conservation | Summer for each electric in-ground swimming pool pump on multifamily homes | Per Customer | 0 | 0 | 0 | 0 | 0 | 0 | 0 | 0 | 0 | 0 | 0 | 0 | 0 | 0 | 0 | 0 | 0 | 0 | 0 | 0 | 0 | 0 | 0 | 0 | 0 | 0 | 0 | 0 | 0 | 0 | 0 | 0 | 0 | 0 | 0 | 0 | 0 | 0 | 0 | 0 | 0 | 0 | 0 | 0 | 0 | 0 | 0 | 0 | 0 | Residential | ResPoolSpa - MF Wtd | ResSFGasTotal | LGE Res | LGE Res | 1 | 0 | 0 | 0 | 0 | 0 | 0 | 0 | 0 | 0 | 0 | 0 | 0 | 0 | 0 | 0
Residential Demand ConservationLG&E-Small Commercial - AC Demand Conservation | LG&EResidential Demand Conservation | 7-LGE | Residential Demand Conservation | LG&E-Small Commercial - AC Demand Conservation | Summer for each air conditioning unit | Per Customer | 1450 | 1300 | 1150 | 1000 | 900 | 800 | 700 | 0 | 0 | 0 | 0 | 0 | 0 | 0 | 0 | 0 | 0 | 0 | 0 | 0 | 0 | 53342.5451 | 47824.3508 | 42306.1565 | 36787.9621 | 33109.1659 | 29430.3697 | 25751.5735 | 0 | 0 | 0 | 0 | 0 | 0 | 0 | 2305.5 | 2067 | 1828.5 | 1590 | 1431 | 1272 | 1113 | 0 | 0 | 0 | 0 | 0 | 0 | 0 | Commercial | OFFSMCool | ResSFGasTotal | LGE NonRes | LGE NonRes | 1 | 0 | 0 | 0 | 0 | 0 | 0 | 0 | 7300 | 0 | 0 | 268552.1236 | 0 | 0 | 2305.5 | 0
Residential Demand ConservationLG&E-Small Commercial - Water Heater Demand Conservation | LG&EResidential Demand Conservation | 8-LGE | Residential Demand Conservation | LG&E-Small Commercial - Water Heater Demand Conservation | All year round for each water heater unit | Per Customer | 150 | 135 | 100 | 50 | 0 | 0 | 0 | 0 | 0 | 0 | 0 | 0 | 0 | 0 | 0 | 0 | 0 | 0 | 0 | 0 | 0 | 2400 | 2160 | 1600 | 800 | 0 | 0 | 0 | 0 | 0 | 0 | 0 | 0 | 0 | 0 | 60 | 54 | 40 | 20 | 0 | 0 | 0 | 0 | 0 | 0 | 0 | 0 | 0 | 0 | Commercial | OFFSMElecDHW | ResSFGasTotal | LGE NonRes | LGE NonRes | 1 | 0 | 0 | 0 | 0 | 0 | 0 | 0 | 435 | 0 | 0 | 6960 | 0 | 0 | 60 | 0
Large Nonres Demand Con.KU-Large Nonresidential - Smart Demand Conservation | KULarge Nonres Demand Con. | 1-KU | Large Nonres Demand Con. | KU-Large Nonresidential - Smart Demand Conservation | all year round for nonresidential customers | Per Customer | 104.3198 | 125.1814 | 147.5239 | 171.3258 | 196.5732 | 222.721 | 222.721 | 798387.3862 | 958046.7309 | 1129040.4064 | 1311202.3086 | 1504428.1448 | 1704543.75 | 1704543.75 | 0 | 0 | 0 | 0 | 0 | 0 | 0 | 1064516.5149 | 1277395.6413 | 1505387.2085 | 1748269.7448 | 2005904.1931 | 2272725 | 2272725 | 141076.8733 | 169289.044 | 199504.0167 | 231692.4406 | 265835.8868 | 301196.771 | 301196.771 | 14193.5535 | 17031.9419 | 20071.8294 | 23310.2633 | 26745.3892 | 30303 | 30303 | 0 | 0 | 0 | 0 | 0 | 0 | 0 | Commercial | OFFLGCool | ResSFGasTotal | KU Large Com | KU Large Com | 1 | 0 | 0 | 0 | 0 | 0 | 0 | 0 | 1190.366 | 9110192.4769 | 0 | 12146923.3026 | 0 | 301196.771 | 30303 | 0
Large Nonres Demand Con.KU-Large Industrial - Smart Demand Conservation | KULarge Nonres Demand Con. | 2-KU | Large Nonres Demand Con. | KU-Large Industrial - Smart Demand Conservation | all year round for large industiral customers | Per Customer | 2.1128 | 8.3905 | 16.777 | 33.4774 | 50.1191 | 66.4487 | 66.4487 | 16169.9187 | 64214.6874 | 128398.8343 | 256211.2862 | 383574.8045 | 508549.5838 | 508549.5838 | 0 | 0 | 0 | 0 | 0 | 0 | 0 | 21559.8916 | 85619.5832 | 171198.4458 | 341615.0482 | 511433.0727 | 678066.1118 | 678066.1118 | 2857.2615 | 11346.8818 | 22688.3671 | 45273.119 | 67778.5434 | 89861.8722 | 89861.8722 | 287.4652 | 1141.5944 | 2282.6459 | 4554.8673 | 6819.1076 | 9040.8815 | 9040.8815 | 0 | 0 | 0 | 0 | 0 | 0 | 0 | Commercial | OFFLGElecTotl | ResSFGasTotal | KU Large Com | KU Large Com | 1 | 0 | 0 | 0 | 0 | 0 | 0 | 0 | 243.774 | 1865668.6988 | 0 | 2487558.2651 | 0 | 89861.8722 | 9040.8815 | 0
Large Nonres Demand Con.LG&E-Large Nonresidential - Smart Demand Conservation | LG&ELarge Nonres Demand Con. | 1-LGE | Large Nonres Demand Con. | LG&E-Large Nonresidential - Smart Demand Conservation | all year round for nonresidential customers | Per Customer | 104.3198 | 125.1814 | 147.5239 | 171.3258 | 196.5732 | 222.721 | 222.721 | 798387.3862 | 958046.7309 | 1129040.4064 | 1311202.3086 | 1504428.1448 | 1704543.75 | 1704543.75 | 0 | 0 | 0 | 0 | 0 | 0 | 0 | 1064516.5149 | 1277395.6413 | 1505387.2085 | 1748269.7448 | 2005904.1931 | 2272725 | 2272725 | 141076.8733 | 169289.044 | 199504.0167 | 231692.4406 | 265835.8868 | 301196.771 | 301196.771 | 14193.5535 | 17031.9419 | 20071.8294 | 23310.2633 | 26745.3892 | 30303 | 30303 | 0 | 0 | 0 | 0 | 0 | 0 | 0 | Commercial | OFFLGCool | ResSFGasTotal | LGE Large Com | LGE Large Com | 1 | 0 | 0 | 0 | 0 | 0 | 0 | 0 | 1190.366 | 9110192.4769 | 0 | 12146923.3026 | 0 | 301196.771 | 30303 | 0
Large Nonres Demand Con.LG&E-Large Industrial- Smart Demand Conservation | LG&ELarge Nonres Demand Con. | 2-LGE | Large Nonres Demand Con. | LG&E-Large Industrial- Smart Demand Conservation | all year round for large industiral customers | Per Customer | 2.1128 | 8.3905 | 16.777 | 33.4774 | 50.1191 | 66.4487 | 66.4487 | 16169.9187 | 64214.6874 | 128398.8343 | 256211.2862 | 383574.8045 | 508549.5838 | 508549.5838 | 0 | 0 | 0 | 0 | 0 | 0 | 0 | 21559.8916 | 85619.5832 | 171198.4458 | 341615.0482 | 511433.0727 | 678066.1118 | 678066.1118 | 2857.2615 | 11346.8818 | 22688.3671 | 45273.119 | 67778.5434 | 89861.8722 | 89861.8722 | 287.4652 | 1141.5944 | 2282.6459 | 4554.8673 | 6819.1076 | 9040.8815 | 9040.8815 | 0 | 0 | 0 | 0 | 0 | 0 | 0 | Commercial | OFFLGElecTotl | ResSFGasTotal | LGE Large Com | LGE Large Com | 1 | 0 | 0 | 0 | 0 | 0 | 0 | 0 | 243.774 | 1865668.6988 | 0 | 2487558.2651 | 0 | 89861.8722 | 9040.8815 | 0
Peak Time RebateKU-Residential - Peak Time Rebate | KUPeak Time Rebate | 1-KU | Peak Time Rebate | KU-Residential - Peak Time Rebate | Relies on customers to curtail their load during called events | Per Customer | 0 | 13000 | 26000 | 52000 | 92500 | 92500 | 92500 | 0 | 0 | 0 | 0 | 0 | 0 | 0 | 0 | 0 | 0 | 0 | 0 | 0 | 0 | 0 | 627881.0475 | 1255762.095 | 2511524.19 | 4467615.1456 | 4467615.1456 | 4467615.1456 | 0 | 0 | 0 | 0 | 0 | 0 | 0 | 0 | 2164.4052 | 4328.8105 | 8657.6209 | 15400.5757 | 15400.5757 | 15400.5757 | 0 | 0 | 0 | 0 | 0 | 0 | 0 | Residential | ResEleTotal - SF Wtd | ResSFGasTotal | KU Res | KU Res | 1 | 0 | 52000 | 104000 | 208000 | 370000 | 370000 | 370000 | 368500 | 0 | 0 | 17798012.7694 | 1474000 | 0 | 15400.5757 | 0
Peak Time RebateLG&E-Residential - Peak Time Rebate | LG&EPeak Time Rebate | 1-LGE | Peak Time Rebate | LG&E-Residential - Peak Time Rebate | Relies on customers to curtail their load during called events | Per Customer | 0 | 13000 | 26000 | 52000 | 92500 | 92500 | 92500 | 0 | 0 | 0 | 0 | 0 | 0 | 0 | 0 | 0 | 0 | 0 | 0 | 0 | 0 | 0 | 627881.0475 | 1255762.095 | 2511524.19 | 4467615.1456 | 4467615.1456 | 4467615.1456 | 0 | 0 | 0 | 0 | 0 | 0 | 0 | 0 | 2164.4052 | 4328.8105 | 8657.6209 | 15400.5757 | 15400.5757 | 15400.5757 | 0 | 0 | 0 | 0 | 0 | 0 | 0 | Residential | ResEleTotal - SF Wtd | ResSFGasTotal | LGE Res | LGE Res | 1 | 0 | 52000 | 104000 | 208000 | 370000 | 370000 | 370000 | 368500 | 0 | 0 | 17798012.7694 | 1474000 | 0 | 15400.5757 | 0
Residential Managed ChargingKU-Residential - EV Charger Demand Conservation | KUResidential Managed Charging | 1-KU | Residential Managed Charging | KU-Residential - EV Charger Demand Conservation | This product targets customers with EV chargers and pays participants an incentive to curtail load all year round | Per Customer | 375 | 750 | 1125 | 1500 | 2250 | 3000 | 3750 | 0 | 0 | 0 | 0 | 0 | 0 | 0 | 0 | 0 | 0 | 0 | 0 | 0 | 0 | 41250 | 63750 | 86250 | 108750 | 172500 | 217500 | 262500 | 0 | 0 | 0 | 0 | 0 | 0 | 0 | 150 | 300 | 450 | 600 | 900 | 1200 | 1500 | 0 | 0 | 0 | 0 | 0 | 0 | 0 | Residential | ResElecMisc - SF Wtd | ResSFGasTotal | KU Res | KU Res | 1 | 45000 | 90000 | 135000 | 180000 | 270000 | 360000 | 450000 | 12750 | 0 | 0 | 952500 | 1530000 | 0 | 1500 | 0
Residential Managed ChargingLG&E-Residential - EV Charger Demand Conservation | LG&EResidential Managed Charging | 1-LGE | Residential Managed Charging | LG&E-Residential - EV Charger Demand Conservation | This product targets customers with EV chargers and pays participants an incentive to curtail load all year round | Per Customer | 375 | 750 | 1125 | 1500 | 2250 | 3000 | 3750 | 0 | 0 | 0 | 0 | 0 | 0 | 0 | 0 | 0 | 0 | 0 | 0 | 0 | 0 | 41250 | 63750 | 86250 | 108750 | 172500 | 217500 | 262500 | 0 | 0 | 0 | 0 | 0 | 0 | 0 | 150 | 300 | 450 | 600 | 900 | 1200 | 1500 | 0 | 0 | 0 | 0 | 0 | 0 | 0 | Residential | ResElecMisc - SF Wtd | ResSFGasTotal | LGE Res | LGE Res | 1 | 45000 | 90000 | 135000 | 180000 | 270000 | 360000 | 450000 | 12750 | 0 | 0 | 952500 | 1530000 | 0 | 1500 | 0
NonRes Midstream LightingKU - LED Troffer | KUNonRes Midstream Lighting | 1-KU | NonRes Midstream Lighting | KU - LED Troffer | Any LED lamps or ballasts must also be ENERGY STAR® certified or listed on the Design Lights Consortium (DLC) qualified list. | Per Unit | 0 | 0 | 0.48 | 0.696 | 0.696 | 0.5568 | 0.44544 | 0 | 0 | 32.22 | 46.719 | 46.719 | 37.3752 | 29.9002 | 0 | 0 | 0 | 0 | 0 | 0 | 0 | 0 | 0 | 4.8 | 6.96 | 6.96 | 5.568 | 4.4544 | 0 | 0 | 55.0029 | 79.7542 | 79.7542 | 63.8034 | 51.0427 | 0 | 0 | 0.013128 | 0.019035 | 0.019035 | 0.015228 | 0.012183 | 0 | 0 | 0 | 0 | 0 | 0 | 0 | Commercial | OFFLGInLight | OFFSMGasDHW | KU NonRes | KU NonRes | 20 | 0 | 0 | 0 | 0 | 0 | 0 | 0 | 2.8742 | 192.9334 | 0 | 28.7424 | 0 | 329.3574 | 0.078609 | 0
NonRes Midstream LightingKU - LED High Bay | KUNonRes Midstream Lighting | 2-KU | NonRes Midstream Lighting | KU - LED High Bay | Any LED lamps or ballasts must also be ENERGY STAR® certified or listed on the Design Lights Consortium (DLC) qualified list. | Per Unit | 0 | 0 | 0 | 0 | 0 | 0 | 0 | 0 | 0 | 0 | 0 | 0 | 0 | 0 | 0 | 0 | 0 | 0 | 0 | 0 | 0 | 0 | 0 | 0 | 0 | 0 | 0 | 0 | 0 | 0 | 0 | 0 | 0 | 0 | 0 | 0 | 0 | 0 | 0 | 0 | 0 | 0 | 0 | 0 | 0 | 0 | 0 | 0 | 0 | Commercial | OFFLGInLight | OFFSMGasDHW | KU NonRes | KU NonRes | 20 | 0 | 0 | 0 | 0 | 0 | 0 | 0 | 0 | 0 | 0 | 0 | 0 | 0 | 0 | 0
NonRes Midstream LightingKU - LED Tube | KUNonRes Midstream Lighting | 3-KU | NonRes Midstream Lighting | KU - LED Tube | Any LED lamps or ballasts must also be ENERGY STAR® certified or listed on the Design Lights Consortium (DLC) qualified list. | Per Unit | 0 | 0 | 2914.08 | 4371.12 | 4371.12 | 3496.896 | 2797.5168 | 0 | 0 | 88019.7864 | 132029.6796 | 132029.6796 | 105623.7437 | 84498.9949 | 0 | 0 | 0 | 0 | 0 | 0 | 0 | 0 | 0 | 8742.24 | 13113.36 | 13113.36 | 10490.688 | 8392.5504 | 0 | 0 | 115069.734 | 172604.601 | 172604.601 | 138083.6808 | 110466.9446 | 0 | 0 | 17.7577 | 26.6365 | 26.6365 | 21.3092 | 17.0474 | 0 | 0 | 0 | 0 | 0 | 0 | 0 | Commercial | OFFLGInLight | OFFSMGasDHW | KU NonRes | KU NonRes | 20 | 0 | 0 | 0 | 0 | 0 | 0 | 0 | 17950.7328 | 542201.8842 | 0 | 53852.1984 | 0 | 708829.5614 | 109.3873 | 0
NonRes Midstream LightingKU - Interior ≤ 10W | KUNonRes Midstream Lighting | 4-KU | NonRes Midstream Lighting | KU - Interior ≤ 10W | Any LED lamps or ballasts must also be ENERGY STAR® certified or listed on the Design Lights Consortium (DLC) qualified list. | Per Unit | 0 | 0 | 7070.88 | 10606.32 | 10606.32 | 8485.056 | 6788.0448 | 0 | 0 | 254551.68 | 381827.52 | 381827.52 | 305462.016 | 244369.6128 | 0 | 0 | 0 | 0 | 0 | 0 | 0 | 0 | 0 | 35354.4 | 53031.6 | 53031.6 | 42425.28 | 33940.224 | 0 | 0 | 1181737.8911 | 1772606.8366 | 1772606.8366 | 1418085.4693 | 1134468.3754 | 0 | 0 | 272.565 | 408.8474 | 408.8474 | 327.078 | 261.6624 | 0 | 0 | 0 | 0 | 0 | 0 | 0 | Commercial | OFFLGInLight | OFFSMGasDHW | KU NonRes | KU NonRes | 12 | 0 | 0 | 0 | 0 | 0 | 0 | 0 | 43556.6208 | 1568038.3488 | 0 | 217783.104 | 0 | 7279505.4091 | 1679.0002 | 0
NonRes Midstream LightingKU - Interior > 10W and < 50W | KUNonRes Midstream Lighting | 5-KU | NonRes Midstream Lighting | KU - Interior > 10W and < 50W | Any LED lamps or ballasts must also be ENERGY STAR® certified or listed on the Design Lights Consortium (DLC) qualified list. | Per Unit | 0 | 0 | 94302.72 | 141454.08 | 141454.08 | 113163.264 | 90530.6112 | 0 | 0 | 3421841.5543 | 5132762.3314 | 5132762.3314 | 4106209.8651 | 3284967.8921 | 0 | 0 | 0 | 0 | 0 | 0 | 0 | 0 | 0 | 471513.6 | 707270.4 | 707270.4 | 565816.32 | 452653.056 | 0 | 0 | 12176375.3076 | 18264562.9614 | 18264562.9614 | 14611650.3691 | 11689320.2953 | 0 | 0 | 5888.9499 | 8833.4248 | 8833.4248 | 7066.7398 | 5653.3919 | 0 | 0 | 0 | 0 | 0 | 0 | 0 | Commercial | OFFLGInLight | OFFSMGasDHW | KU NonRes | KU NonRes | 12 | 0 | 0 | 0 | 0 | 0 | 0 | 0 | 580904.7552 | 21078543.9744 | 0 | 2904523.776 | 0 | 75006471.8949 | 36275.9311 | 0
NonRes Midstream LightingKU - Interior ≥ 50W | KUNonRes Midstream Lighting | 6-KU | NonRes Midstream Lighting | KU - Interior ≥ 50W | Any LED lamps or ballasts must also be ENERGY STAR® certified or listed on the Design Lights Consortium (DLC) qualified list. | Per Unit | 0 | 0 | 11697.6 | 17546.4 | 17546.4 | 14037.12 | 11229.696 | 0 | 0 | 1778035.2 | 2667052.8 | 2667052.8 | 2133642.24 | 1706913.792 | 0 | 0 | 0 | 0 | 0 | 0 | 0 | 0 | 0 | 70185.6 | 105278.4 | 105278.4 | 84222.72 | 67378.176 | 0 | 0 | 2437209.6433 | 3655814.4649 | 3655814.4649 | 2924651.5719 | 2339721.2576 | 0 | 0 | 519.2398 | 778.8597 | 778.8597 | 623.0877 | 498.4702 | 0 | 0 | 0 | 0 | 0 | 0 | 0 | Commercial | OFFLGInLight | OFFSMGasDHW | KU NonRes | KU NonRes | 12 | 0 | 0 | 0 | 0 | 0 | 0 | 0 | 72057.216 | 10952696.832 | 0 | 432343.296 | 0 | 15013211.4026 | 3198.517 | 0
NonRes Midstream LightingKU - Exterior: LED Other | KUNonRes Midstream Lighting | 7-KU | NonRes Midstream Lighting | KU - Exterior: LED Other | Any LED lamps or ballasts must also be ENERGY STAR® certified or listed on the Design Lights Consortium (DLC) qualified list. | Per Unit | 0 | 0 | 27309.12 | 40963.68 | 40963.68 | 32770.944 | 26216.7552 | 0 | 0 | 505218.72 | 757828.08 | 757828.08 | 606262.464 | 485009.9712 | 0 | 0 | 0 | 0 | 0 | 0 | 0 | 0 | 0 | 355018.56 | 532527.84 | 532527.84 | 426022.272 | 340817.8176 | 0 | 0 | 17327765.8207 | 25991648.731 | 25991648.731 | 20793318.9848 | 16634655.1878 | 0 | 0 | 0 | 0 | 0 | 0 | 0 | 0 | 0 | 0 | 0 | 0 | 0 | 0 | Commercial | OFFLGInLight | OFFSMGasDHW | KU NonRes | KU NonRes | 20 | 0 | 0 | 0 | 0 | 0 | 0 | 0 | 168224.1792 | 3112147.3152 | 0 | 2186914.3296 | 0 | 106739037.4552 | 0 | 0
NonRes Midstream LightingKU - Wall Pack & Canopy Fixtures ≤ 150W | KUNonRes Midstream Lighting | 8-KU | NonRes Midstream Lighting | KU - Wall Pack & Canopy Fixtures ≤ 150W | Any LED lamps or ballasts must also be ENERGY STAR® certified or listed on the Design Lights Consortium (DLC) qualified list. | Per Unit | 0 | 0 | 4347.84 | 6521.76 | 6521.76 | 5217.408 | 4173.9264 | 0 | 0 | 2743487.04 | 4115230.56 | 4115230.56 | 3292184.448 | 2633747.5584 | 0 | 0 | -12458.0109 | -18687.0163 | -18687.0163 | -14949.6131 | -11959.6904 | 0 | 0 | 86956.8 | 130435.2 | 130435.2 | 104348.16 | 83478.528 | 0 | 0 | 2025106.4803 | 3037659.7205 | 3037659.7205 | 2430127.7764 | 1944102.2211 | 0 | 0 | 167.3918 | 251.0878 | 251.0878 | 200.8702 | 160.6962 | 0 | 0 | 0 | 0 | 0 | 0 | 0 | Commercial | OFFLGInLight | OFFSMGasDHW | KU NonRes | KU NonRes | 8 | 0 | 0 | 0 | 0 | 0 | 0 | 0 | 26782.6944 | 16899880.1664 | -76741.347 | 535653.888 | 0 | 12474655.9188 | 1031.1337 | 0
NonRes Midstream LightingKU - Wall Pack & Canopy Fixtures > 150W | KUNonRes Midstream Lighting | 9-KU | NonRes Midstream Lighting | KU - Wall Pack & Canopy Fixtures > 150W | Any LED lamps or ballasts must also be ENERGY STAR® certified or listed on the Design Lights Consortium (DLC) qualified list. | Per Unit | 0 | 0 | 0.48 | 0.72 | 0.72 | 0.576 | 0.4608 | 0 | 0 | 886.08 | 1329.12 | 1329.12 | 1063.296 | 850.6368 | 0 | 0 | -1.3754 | -2.063 | -2.063 | -1.6504 | -1.3203 | 0 | 0 | 14.4 | 21.6 | 21.6 | 17.28 | 13.824 | 0 | 0 | 479.0808 | 718.6212 | 718.6212 | 574.897 | 459.9176 | 0 | 0 | 0.0396 | 0.0594 | 0.0594 | 0.04752 | 0.038016 | 0 | 0 | 0 | 0 | 0 | 0 | 0 | Commercial | OFFLGInLight | OFFSMGasDHW | KU NonRes | KU NonRes | 8 | 0 | 0 | 0 | 0 | 0 | 0 | 0 | 2.9568 | 5458.2528 | -8.4722 | 88.704 | 0 | 2951.1377 | 0.24394 | 0
NonRes Midstream LightingLGE - LED Troffer | LG&ENonRes Midstream Lighting | 1-LGE | NonRes Midstream Lighting | LGE - LED Troffer | Any LED lamps or ballasts must also be ENERGY STAR® certified or listed on the Design Lights Consortium (DLC) qualified list. | Per Unit | 0 | 0 | 0.48 | 0.696 | 0.696 | 0.5568 | 0.44544 | 0 | 0 | 32.22 | 46.719 | 46.719 | 37.3752 | 29.9002 | 0 | 0 | 0 | 0 | 0 | 0 | 0 | 0 | 0 | 4.8 | 6.96 | 6.96 | 5.568 | 4.4544 | 0 | 0 | 55.0029 | 79.7542 | 79.7542 | 63.8034 | 51.0427 | 0 | 0 | 0.013128 | 0.019035 | 0.019035 | 0.015228 | 0.012183 | 0 | 0 | 0 | 0 | 0 | 0 | 0 | Commercial | OFFLGInLight | OFFSMGasDHW | LGE NonRes | LGE NonRes | 20 | 0 | 0 | 0 | 0 | 0 | 0 | 0 | 2.8742 | 192.9334 | 0 | 28.7424 | 0 | 329.3574 | 0.078609 | 0
NonRes Midstream LightingLGE - LED High Bay | LG&ENonRes Midstream Lighting | 2-LGE | NonRes Midstream Lighting | LGE - LED High Bay | Any LED lamps or ballasts must also be ENERGY STAR® certified or listed on the Design Lights Consortium (DLC) qualified list. | Per Unit | 0 | 0 | 0 | 0 | 0 | 0 | 0 | 0 | 0 | 0 | 0 | 0 | 0 | 0 | 0 | 0 | 0 | 0 | 0 | 0 | 0 | 0 | 0 | 0 | 0 | 0 | 0 | 0 | 0 | 0 | 0 | 0 | 0 | 0 | 0 | 0 | 0 | 0 | 0 | 0 | 0 | 0 | 0 | 0 | 0 | 0 | 0 | 0 | 0 | Commercial | OFFLGInLight | OFFSMGasDHW | LGE NonRes | LGE NonRes | 20 | 0 | 0 | 0 | 0 | 0 | 0 | 0 | 0 | 0 | 0 | 0 | 0 | 0 | 0 | 0
NonRes Midstream LightingLGE - LED Tube | LG&ENonRes Midstream Lighting | 3-LGE | NonRes Midstream Lighting | LGE - LED Tube | Any LED lamps or ballasts must also be ENERGY STAR® certified or listed on the Design Lights Consortium (DLC) qualified list. | Per Unit | 0 | 0 | 2914.08 | 4371.12 | 4371.12 | 3496.896 | 2797.5168 | 0 | 0 | 88019.7864 | 132029.6796 | 132029.6796 | 105623.7437 | 84498.9949 | 0 | 0 | 0 | 0 | 0 | 0 | 0 | 0 | 0 | 8742.24 | 13113.36 | 13113.36 | 10490.688 | 8392.5504 | 0 | 0 | 115069.734 | 172604.601 | 172604.601 | 138083.6808 | 110466.9446 | 0 | 0 | 17.7577 | 26.6365 | 26.6365 | 21.3092 | 17.0474 | 0 | 0 | 0 | 0 | 0 | 0 | 0 | Commercial | OFFLGInLight | OFFSMGasDHW | LGE NonRes | LGE NonRes | 20 | 0 | 0 | 0 | 0 | 0 | 0 | 0 | 17950.7328 | 542201.8842 | 0 | 53852.1984 | 0 | 708829.5614 | 109.3873 | 0
NonRes Midstream LightingLGE - Interior ≤ 10W | LG&ENonRes Midstream Lighting | 4-LGE | NonRes Midstream Lighting | LGE - Interior ≤ 10W | Any LED lamps or ballasts must also be ENERGY STAR® certified or listed on the Design Lights Consortium (DLC) qualified list. | Per Unit | 0 | 0 | 7070.88 | 10606.32 | 10606.32 | 8485.056 | 6788.0448 | 0 | 0 | 254551.68 | 381827.52 | 381827.52 | 305462.016 | 244369.6128 | 0 | 0 | 0 | 0 | 0 | 0 | 0 | 0 | 0 | 35354.4 | 53031.6 | 53031.6 | 42425.28 | 33940.224 | 0 | 0 | 1181737.8911 | 1772606.8366 | 1772606.8366 | 1418085.4693 | 1134468.3754 | 0 | 0 | 272.565 | 408.8474 | 408.8474 | 327.078 | 261.6624 | 0 | 0 | 0 | 0 | 0 | 0 | 0 | Commercial | OFFLGInLight | OFFSMGasDHW | LGE NonRes | LGE NonRes | 12 | 0 | 0 | 0 | 0 | 0 | 0 | 0 | 43556.6208 | 1568038.3488 | 0 | 217783.104 | 0 | 7279505.4091 | 1679.0002 | 0
NonRes Midstream LightingLGE - Interior > 10W and < 50W | LG&ENonRes Midstream Lighting | 5-LGE | NonRes Midstream Lighting | LGE - Interior > 10W and < 50W | Any LED lamps or ballasts must also be ENERGY STAR® certified or listed on the Design Lights Consortium (DLC) qualified list. | Per Unit | 0 | 0 | 94302.72 | 141454.08 | 141454.08 | 113163.264 | 90530.6112 | 0 | 0 | 3421841.5543 | 5132762.3314 | 5132762.3314 | 4106209.8651 | 3284967.8921 | 0 | 0 | 0 | 0 | 0 | 0 | 0 | 0 | 0 | 471513.6 | 707270.4 | 707270.4 | 565816.32 | 452653.056 | 0 | 0 | 12176375.3076 | 18264562.9614 | 18264562.9614 | 14611650.3691 | 11689320.2953 | 0 | 0 | 5888.9499 | 8833.4248 | 8833.4248 | 7066.7398 | 5653.3919 | 0 | 0 | 0 | 0 | 0 | 0 | 0 | Commercial | OFFLGInLight | OFFSMGasDHW | LGE NonRes | LGE NonRes | 12 | 0 | 0 | 0 | 0 | 0 | 0 | 0 | 580904.7552 | 21078543.9744 | 0 | 2904523.776 | 0 | 75006471.8949 | 36275.9311 | 0
NonRes Midstream LightingLGE - Interior ≥ 50W | LG&ENonRes Midstream Lighting | 6-LGE | NonRes Midstream Lighting | LGE - Interior ≥ 50W | Any LED lamps or ballasts must also be ENERGY STAR® certified or listed on the Design Lights Consortium (DLC) qualified list. | Per Unit | 0 | 0 | 11697.6 | 17546.4 | 17546.4 | 14037.12 | 11229.696 | 0 | 0 | 1778035.2 | 2667052.8 | 2667052.8 | 2133642.24 | 1706913.792 | 0 | 0 | 0 | 0 | 0 | 0 | 0 | 0 | 0 | 70185.6 | 105278.4 | 105278.4 | 84222.72 | 67378.176 | 0 | 0 | 2437209.6433 | 3655814.4649 | 3655814.4649 | 2924651.5719 | 2339721.2576 | 0 | 0 | 519.2398 | 778.8597 | 778.8597 | 623.0877 | 498.4702 | 0 | 0 | 0 | 0 | 0 | 0 | 0 | Commercial | OFFLGInLight | OFFSMGasDHW | LGE NonRes | LGE NonRes | 12 | 0 | 0 | 0 | 0 | 0 | 0 | 0 | 72057.216 | 10952696.832 | 0 | 432343.296 | 0 | 15013211.4026 | 3198.517 | 0
NonRes Midstream LightingLGE - Exterior: LED Other | LG&ENonRes Midstream Lighting | 7-LGE | NonRes Midstream Lighting | LGE - Exterior: LED Other | Any LED lamps or ballasts must also be ENERGY STAR® certified or listed on the Design Lights Consortium (DLC) qualified list. | Per Unit | 0 | 0 | 27309.12 | 40963.68 | 40963.68 | 32770.944 | 26216.7552 | 0 | 0 | 505218.72 | 757828.08 | 757828.08 | 606262.464 | 485009.9712 | 0 | 0 | 0 | 0 | 0 | 0 | 0 | 0 | 0 | 355018.56 | 532527.84 | 532527.84 | 426022.272 | 340817.8176 | 0 | 0 | 17327765.8207 | 25991648.731 | 25991648.731 | 20793318.9848 | 16634655.1878 | 0 | 0 | 0 | 0 | 0 | 0 | 0 | 0 | 0 | 0 | 0 | 0 | 0 | 0 | Commercial | OFFLGInLight | OFFSMGasDHW | LGE NonRes | LGE NonRes | 20 | 0 | 0 | 0 | 0 | 0 | 0 | 0 | 168224.1792 | 3112147.3152 | 0 | 2186914.3296 | 0 | 106739037.4552 | 0 | 0
NonRes Midstream LightingLGE - Wall Pack & Canopy Fixtures ≤ 150W | LG&ENonRes Midstream Lighting | 8-LGE | NonRes Midstream Lighting | LGE - Wall Pack & Canopy Fixtures ≤ 150W | Any LED lamps or ballasts must also be ENERGY STAR® certified or listed on the Design Lights Consortium (DLC) qualified list. | Per Unit | 0 | 0 | 4347.84 | 6521.76 | 6521.76 | 5217.408 | 4173.9264 | 0 | 0 | 2743487.04 | 4115230.56 | 4115230.56 | 3292184.448 | 2633747.5584 | 0 | 0 | -12458.0109 | -18687.0163 | -18687.0163 | -14949.6131 | -11959.6904 | 0 | 0 | 86956.8 | 130435.2 | 130435.2 | 104348.16 | 83478.528 | 0 | 0 | 2025106.4803 | 3037659.7205 | 3037659.7205 | 2430127.7764 | 1944102.2211 | 0 | 0 | 167.3918 | 251.0878 | 251.0878 | 200.8702 | 160.6962 | 0 | 0 | 0 | 0 | 0 | 0 | 0 | Commercial | OFFLGInLight | OFFSMGasDHW | LGE NonRes | LGE NonRes | 8 | 0 | 0 | 0 | 0 | 0 | 0 | 0 | 26782.6944 | 16899880.1664 | -76741.347 | 535653.888 | 0 | 12474655.9188 | 1031.1337 | 0
NonRes Midstream LightingLGE - Wall Pack & Canopy Fixtures > 150W | LG&ENonRes Midstream Lighting | 9-LGE | NonRes Midstream Lighting | LGE - Wall Pack & Canopy Fixtures > 150W | Any LED lamps or ballasts must also be ENERGY STAR® certified or listed on the Design Lights Consortium (DLC) qualified list. | Per Unit | 0 | 0 | 0.48 | 0.72 | 0.72 | 0.576 | 0.4608 | 0 | 0 | 886.08 | 1329.12 | 1329.12 | 1063.296 | 850.6368 | 0 | 0 | -1.3754 | -2.063 | -2.063 | -1.6504 | -1.3203 | 0 | 0 | 14.4 | 21.6 | 21.6 | 17.28 | 13.824 | 0 | 0 | 479.0808 | 718.6212 | 718.6212 | 574.897 | 459.9176 | 0 | 0 | 0.0396 | 0.0594 | 0.0594 | 0.04752 | 0.038016 | 0 | 0 | 0 | 0 | 0 | 0 | 0 | Commercial | OFFLGInLight | OFFSMGasDHW | LGE NonRes | LGE NonRes | 8 | 0 | 0 | 0 | 0 | 0 | 0 | 0 | 2.9568 | 5458.2528 | -8.4722 | 88.704 | 0 | 2951.1377 | 0.24394 | 0
Total Program Summary
Utility Portfolio Summary
[14 empty] | Program | Program | Program | Program | Program | Program | Program | Program | Program | Program | Program | Program | Program | Program | Program | Program | Program | Program | Program | Program | Program | Program | Program | Program | Program | Program | Program | Program | Program | Program | Program | Program | Program | Program | Program | Program | Program | Program | Program | Program | Program | Program
[14 empty] | Incremental Costs | Incremental Costs | Incremental Costs | Incremental Costs | Incremental Costs | Incremental Costs | Incremental Costs | Incremental Annual O&M | Incremental Annual O&M | Incremental Annual O&M | Incremental Annual O&M | Incremental Annual O&M | Incremental Annual O&M | Incremental Annual O&M | Customer & Dealer Incentives | Customer & Dealer Incentives | Customer & Dealer Incentives | Customer & Dealer Incentives | Customer & Dealer Incentives | Customer & Dealer Incentives | Customer & Dealer Incentives | kWh | kWh | kWh | kWh | kWh | kWh | kWh | kW | kW | kW | kW | kW | kW | kW | Therms | Therms | Therms | Therms | Therms | Therms | Therms | [13 empty] | Total Plan Summary 2024-2030
[6 empty] | KU | Participation 2024 | Participation 2025 | Participation 2026 | Participation 2027 | Participation 2028 | Participation 2029 | Participation 2030 | 2024 | 2025 | 2026 | 2027 | 2028 | 2029 | 2030 | 2024 | 2025 | 2026 | 2027 | 2028 | 2029 | 2030 | 2024 | 2025 | 2026 | 2027 | 2028 | 2029 | 2030 | Electric kWh 2024 | Electric kWh 2025 | Electric kWh 2026 | Electric kWh 2027 | Electric kWh 2028 | Electric kWh 2029 | Electric kWh 2030 | Electric kW 2024 | Electric kW 2025 | Electric kW 2026 | Electric kW 2027 | Electric kW 2028 | Electric kW 2029 | Electric kW 2030 | Gas Therms 2024 | Gas Therms 2025 | Gas Therms 2026 | Gas Therms 2027 | Gas Therms 2028 | Gas Therms 2029 | Gas Therms 2030 | [13 empty] | Participation | Incremental Costs ($) | Incremental Annual O&M ($) | Incentives ($) | Implementation Costs ($) | Electric kWh Benefits | Electric kW Peak Demand Benefits | Natural Gas Therms Benefits
|  |  |  | KUWeCare V2 | WeCare V2 | Per Widget (Total) | 2556 | 2556 | 2556 | 2556 | 2556 | 2556 | 2556 | 0 | 0 | 0 | 0 | 0 | 0 | 0 | 0 | 0 | 0 | 0 | 0 | 0 | 0 | 0 | 0 | 0 | 0 | 0 | 0 | 0 | 2112135.0295 | 2112135.0295 | 2112135.0295 | 2112135.0295 | 2112135.0295 | 2112135.0295 | 2112135.0295 | 173.6361 | 173.6361 | 173.6361 | 173.6361 | 173.6361 | 173.6361 | 173.6361 | 0 | 0 | 0 | 0 | 0 | 0 | 0 | [13 empty] | 17892 | 0 | 0 | 0 | 29530683 | 14784945.2063 | 1215.4526 | 0
|  |  |  | KULI Multifamily - Whole Building | LI Multifamily - Whole Building | Per Widget (Total) | 19150 | 19150 | 19150 | 19150 | 19150 | 19150 | 19150 | 0 | 0 | 0 | 0 | 0 | 0 | 0 | 0 | 0 | 0 | 0 | 0 | 0 | 0 | 0 | 0 | 0 | 0 | 0 | 0 | 0 | 262188.9855 | 262188.9855 | 262188.9855 | 262188.9855 | 262188.9855 | 262188.9855 | 262188.9855 | 25.7194 | 25.7194 | 25.7194 | 25.7194 | 25.7194 | 25.7194 | 25.7194 | 0 | 0 | 0 | 0 | 0 | 0 | 0 | [13 empty] | 134050 | 0 | 0 | 0 | 2382574.2783 | 1835322.8985 | 180.036 | 0
|  |  |  | KUAppliance Recycling | Appliance Recycling | Per Widget (Total) | 0 | 0 | 3045 | 3552.5 | 4060 | 4060 | 4060 | 0 | 0 | 0 | 0 | 0 | 0 | 0 | 0 | 0 | 0 | 0 | 0 | 0 | 0 | 0 | 0 | 150000 | 175000 | 200000 | 200000 | 200000 | 0 | 0 | 2271326.6327 | 2649881.0714 | 3028435.5102 | 3028435.5102 | 3028435.5102 | 0 | 0 | 265.9763 | 310.3057 | 354.6351 | 354.6351 | 354.6351 | 0 | 0 | 0 | 0 | 0 | 0 | 0 | [13 empty] | 18777.5 | 0 | 0 | 925000 | 0 | 14006514.2347 | 1640.1873 | 0
|  |  |  | KUOnline Marketplace | Online Marketplace | Per Widget (Total) | 535 | 1058.1 | 2108.73 | 4201.8915 | 6026.3361 | 6032.6904 | 6041.8936 | 80695.88 | 161172.424 | 322364.5452 | 644362.2725 | 924843.1361 | 925138.4179 | 925575.0263 | 0 | 0 | 0 | 0 | 0 | 0 | 0 | 39307.5 | 78501 | 157132.3 | 314013.915 | 450708.3607 | 450996.9038 | 451426.4365 | 163037.3464 | 325350.7927 | 649941.4905 | 1299084.8812 | 1864375.1692 | 1864421.48 | 1864470.1064 | 0 | 0 | 0 | 0 | 0 | 0 | 0 | 0 | 0 | 0 | 0 | 0 | 0 | 0 | [13 empty] | 26004.6416 | 3984151.7019 | 0 | 1942086.416 | 0 | 8030681.2664 | 0 | 0
|  |  |  | KUResidential Audit Online | Residential Audit Online | Per Widget (Total) | 0 | 1991.75 | 2276.75 | 2566.125 | 2932.0312 | 2932.0312 | 2932.0312 | 0 | 448152 | 582476 | 717735 | 897177 | 897177 | 897177 | 0 | 0 | 0 | 0 | 0 | 0 | 0 | 0 | 268950 | 349650 | 430750 | 538450 | 538450 | 538450 | 0 | 1203933.1163 | 1542779.0418 | 1883659.39 | 2334908.511 | 2334908.511 | 2334908.511 | 0 | 98.5317 | 126.484 | 154.5795 | 191.7939 | 191.7939 | 191.7939 | 0 | 0 | 0 | 0 | 0 | 0 | 0 | [13 empty] | 15630.7188 | 4439894 | 0 | 2664700 | 138139.0688 | 11635097.0812 | 954.9769 | 0
|  |  |  | KUBYOT & BYOD | BYOT & BYOD | Per Widget (Total) | 1750 | 3600 | 7160 | 12494.2 | 20014.9 | 27539.35 | 35069.425 | 0 | 0 | 0 | 0 | 0 | 0 | 0 | 0 | 0 | 0 | 0 | 0 | 0 | 0 | 294000 | 536000 | 1078375 | 1860526.5 | 2929251.75 | 3907742.625 | 4887381.9375 | 0 | 0 | 0 | 0 | 0 | 0 | 0 | 881.5299 | 1811.0341 | 3769.6194 | 6601.8374 | 10471.2106 | 14342.4587 | 18216.5193 | 0 | 0 | 0 | 0 | 0 | 0 | 0 | [13 empty] | 107627.875 | 0 | 0 | 15493277.8125 | 3186427.5 | 0 | 18216.5193 | 0
|  |  |  | KUBusiness Rebates | Business Rebates | Per Widget (Total) | 5345606 | 8345606.5 | 12228722.78 | 12191810.5 | 12191812 | 12191811.5 | 12191811 | 11235771.7287 | 11896723.1774 | 5850700.0133 | 3616379.2253 | 3632264.7121 | 3643448.1371 | 3625614.3738 | -13970.5798 | -13970.5798 | -4106.8991 | -992.0525 | -992.0525 | -992.0525 | -992.0525 | 1584565.1078 | 1836531.2116 | 1366675.5701 | 1100533.5351 | 1104878.1701 | 1107328.1701 | 1102933.5351 | 43748573.0989 | 46755622.7154 | 22933882.9921 | 13965308.8357 | 14072639.1439 | 14067795.1979 | 14015449.1815 | 8874.0389 | 9679.6399 | 5355.5106 | 3620.485 | 3633.4802 | 3625.639 | 3633.868 | 0 | 0 | 0 | 0 | 0 | 0 | 0 | [13 empty] | 74687180.28 | 43500901.3677 | -36016.2687 | 9203445.3 | 0 | 169559271.1653 | 38422.6616 | 0
|  |  |  | KUSmall Business - Audit & DI | Small Business - Audit & DI | Per Widget (Total) | 1465.25 | 2930.5 | 2930.5 | 2930.5 | 2930.5 | 2930.5 | 2930.5 | 0 | 0 | 0 | 0 | 0 | 0 | 0 | 0 | 0 | 0 | 0 | 0 | 0 | 0 | 0 | 0 | 0 | 0 | 0 | 0 | 0 | 109132.1468 | 218264.2936 | 218264.2936 | 218264.2936 | 218264.2936 | 218264.2936 | 218264.2936 | 29.1203 | 58.2407 | 58.2407 | 58.2407 | 58.2407 | 58.2407 | 58.2407 | 0 | 0 | 0 | 0 | 0 | 0 | 0 | [13 empty] | 19048.25 | 0 | 0 | 0 | 931766.29 | 1418717.9085 | 378.5643 | 0
|  |  |  | KUResidential Demand Conservation | Residential Demand Conservation | Per Widget (Total) | 88530 | 79614 | 71500 | 64200 | 57650 | 51800 | 46550 | 0 | 0 | 0 | 0 | 0 | 0 | 0 | 0 | 0 | 0 | 0 | 0 | 0 | 0 | 1167742.5451 | 1049024.3508 | 938106.1565 | 1715837.9621 | 5484109.1659 | 4928430.3697 | 4430751.5735 | 0 | 0 | 0 | 0 | 0 | 0 | 0 | 62067.5 | 55817.6 | 50128.5 | 45005 | 40436 | 36327 | 32638 | 0 | 0 | 0 | 0 | 0 | 0 | 0 | [13 empty] | 459844 | 0 | 0 | 19714002.1236 | 0 | 0 | 62067.5 | 0
|  |  |  | KULarge Nonres Demand Con. | Large Nonres Demand Con. | Per Widget (Total) | 106.4326 | 133.5718 | 164.3009 | 204.8031 | 246.6923 | 289.1696 | 289.1696 | 814557.3049 | 1022261.4184 | 1257439.2407 | 1567413.5948 | 1888002.9493 | 2213093.3338 | 2213093.3338 | 0 | 0 | 0 | 0 | 0 | 0 | 0 | 1086076.4065 | 1363015.2245 | 1676585.6543 | 2089884.7931 | 2517337.2658 | 2950791.1118 | 2950791.1118 | 143934.1349 | 180635.9258 | 222192.3838 | 276965.5596 | 333614.4303 | 391058.6432 | 391058.6432 | 14481.0188 | 18173.5363 | 22354.4754 | 27865.1306 | 33564.4969 | 39343.8815 | 39343.8815 | 0 | 0 | 0 | 0 | 0 | 0 | 0 | [13 empty] | 1434.14 | 10975861.1757 | 0 | 14634481.5676 | 0 | 391058.6432 | 39343.8815 | 0
|  |  |  | KUPeak Time Rebate | Peak Time Rebate | Per Widget (Total) | 0 | 13000 | 26000 | 52000 | 92500 | 92500 | 92500 | 0 | 0 | 0 | 0 | 0 | 0 | 0 | 0 | 0 | 0 | 0 | 0 | 0 | 0 | 0 | 627881.0475 | 1255762.095 | 2511524.19 | 4467615.1456 | 4467615.1456 | 4467615.1456 | 0 | 0 | 0 | 0 | 0 | 0 | 0 | 0 | 2164.4052 | 4328.8105 | 8657.6209 | 15400.5757 | 15400.5757 | 15400.5757 | 0 | 0 | 0 | 0 | 0 | 0 | 0 | [13 empty] | 368500 | 0 | 0 | 17798012.7694 | 1474000 | 0 | 15400.5757 | 0
|  |  |  | KUResidential Managed Charging | Residential Managed Charging | Per Widget (Total) | 375 | 750 | 1125 | 1500 | 2250 | 3000 | 3750 | 0 | 0 | 0 | 0 | 0 | 0 | 0 | 0 | 0 | 0 | 0 | 0 | 0 | 0 | 41250 | 63750 | 86250 | 108750 | 172500 | 217500 | 262500 | 0 | 0 | 0 | 0 | 0 | 0 | 0 | 150 | 300 | 450 | 600 | 900 | 1200 | 1500 | 0 | 0 | 0 | 0 | 0 | 0 | 0 | [13 empty] | 12750 | 0 | 0 | 952500 | 1530000 | 0 | 1500 | 0
|  |  |  | KUNonRes Midstream Lighting | NonRes Midstream Lighting | Per Widget (Total) | 0 | 0 | 147643.2 | 221464.776 | 221464.776 | 177171.8208 | 141737.4566 | 0 | 0 | 8792072.2807 | 13188106.81 | 13188106.81 | 10550485.448 | 8440388.3584 | 0 | 0 | -12459.3862 | -18689.0794 | -18689.0794 | -14951.2635 | -11961.0108 | 0 | 0 | 1027790.4 | 1541685.36 | 1541685.36 | 1233348.288 | 986678.6304 | 0 | 0 | 35263798.9607 | 52895695.6908 | 52895695.6908 | 42316556.5527 | 33853245.2421 | 0 | 0 | 6865.9568 | 10298.9346 | 10298.9346 | 8239.1477 | 6591.3181 | 0 | 0 | 0 | 0 | 0 | 0 | 0 | [13 empty] | 909482.0294 | 54159159.7072 | -76749.8192 | 6331188.0384 | 0 | 217224992.1371 | 42294.2919 | 0
|  |  |  | KU Porfolio | KU Porfolio | Total | 5460073.6826 | 8470390.4218 | 12514382.2609 | 12578631.2956 | 12623593.2356 | 12581773.0621 | 12549377.4762 | 12131024.9135 | 13528309.0198 | 16805052.0799 | 19733996.9026 | 20530394.6075 | 18229342.3369 | 16101848.0923 | -13970.5798 | -13970.5798 | -16566.2853 | -19681.1319 | -19681.1319 | -15943.316 | -12953.0633 | 4212941.5593 | 5823652.8344 | 8086327.1758 | 11848506.2553 | 19406535.2182 | 20002202.614 | 20278528.3704 | 46539000.7419 | 51058130.8588 | 65476509.81 | 75563183.7373 | 77122256.7641 | 66595764.2035 | 58080155.503 | 86682.5634 | 88302.3435 | 93902.9293 | 103371.49 | 115508.7231 | 119282.7277 | 118128.1878 | 0 | 0 | 0 | 0 | 0 | 0 | 0 | [13 empty] | 76778221.4348 | 117059967.9525 | -112766.088 | 89658694.0275 | 39173590.1371 | 438886600.5412 | 221614.6471 | 0
[6 empty] | LGE | Participation 2024 | Participation 2025 | Participation 2026 | Participation 2027 | Participation 2028 | Participation 2029 | Participation 2030 | 2024 | 2025 | 2026 | 2027 | 2028 | 2029 | 2030 | 2024 | 2025 | 2026 | 2027 | 2028 | 2029 | 2030 | 2024 | 2025 | 2026 | 2027 | 2028 | 2029 | 2030 | Electric kWh 2024 | Electric kWh 2025 | Electric kWh 2026 | Electric kWh 2027 | Electric kWh 2028 | Electric kWh 2029 | Electric kWh 2030 | Electric kW 2024 | Electric kW 2025 | Electric kW 2026 | Electric kW 2027 | Electric kW 2028 | Electric kW 2029 | Electric kW 2030 | Gas Therms 2024 | Gas Therms 2025 | Gas Therms 2026 | Gas Therms 2027 | Gas Therms 2028 | Gas Therms 2029 | Gas Therms 2030 | [13 empty] | Participation | Incremental Costs ($) | Incremental Annual O&M ($) | Incentives ($) | Implementation Costs ($) | Electric kWh Benefits | Electric kW Peak Demand Benefits | Natural Gas Therms Benefits
|  |  |  | LG&EWeCare V2 | WeCare V2 | Per Widget (Total) | 2556 | 2556 | 2556 | 2556 | 2556 | 2556 | 2556 | 0 | 0 | 0 | 0 | 0 | 0 | 0 | 0 | 0 | 0 | 0 | 0 | 0 | 0 | 0 | 0 | 0 | 0 | 0 | 0 | 0 | 1691002.5295 | 1691002.5295 | 1691002.5295 | 1691002.5295 | 1691002.5295 | 1691002.5295 | 1691002.5295 | 137.6336 | 137.6336 | 137.6336 | 137.6336 | 137.6336 | 137.6336 | 137.6336 | 130926.6072 | 130926.6072 | 130926.6072 | 130926.6072 | 130926.6072 | 130926.6072 | 130926.6072 | [13 empty] | 17892 | 0 | 0 | 0 |  | 11837017.7063 | 963.435 | 916486.2504
|  |  |  | LG&ELI Multifamily - Whole Building | LI Multifamily - Whole Building | Per Widget (Total) | 19150 | 19150 | 19150 | 19150 | 19150 | 19150 | 19150 | 0 | 0 | 0 | 0 | 0 | 0 | 0 | 0 | 0 | 0 | 0 | 0 | 0 | 0 | 0 | 0 | 0 | 0 | 0 | 0 | 0 | 339401.3496 | 339401.3496 | 339401.3496 | 339401.3496 | 339401.3496 | 339401.3496 | 339401.3496 | 32.7467 | 32.7467 | 32.7467 | 32.7467 | 32.7467 | 32.7467 | 32.7467 | 6412.4071 | 6412.4071 | 6412.4071 | 6412.4071 | 6412.4071 | 6412.4071 | 6412.4071 | [13 empty] | 134050 | 0 | 0 | 0 |  | 2375809.4475 | 229.2266 | 44886.8497
|  |  |  | LG&EAppliance Recycling | Appliance Recycling | Per Widget (Total) | 0 | 0 | 3045 | 3552.5 | 4060 | 4060 | 4060 | 0 | 0 | 0 | 0 | 0 | 0 | 0 | 0 | 0 | 0 | 0 | 0 | 0 | 0 | 0 | 0 | 150000 | 175000 | 200000 | 200000 | 200000 | 0 | 0 | 2271326.6327 | 2649881.0714 | 3028435.5102 | 3028435.5102 | 3028435.5102 | 0 | 0 | 265.9763 | 310.3057 | 354.6351 | 354.6351 | 354.6351 | 0 | 0 | 0 | 0 | 0 | 0 | 0 | [13 empty] | 18777.5 | 0 | 0 | 925000 |  | 14006514.2347 | 1640.1873 | 0
|  |  |  | LG&EOnline Marketplace | Online Marketplace | Per Widget (Total) | 535 | 1058.1 | 2108.73 | 4201.8915 | 6026.3361 | 6032.6904 | 6041.8936 | 80695.88 | 161172.424 | 322364.5452 | 644362.2725 | 924843.1361 | 925138.4179 | 925575.0263 | 0 | 0 | 0 | 0 | 0 | 0 | 0 | 39307.5 | 78501 | 157132.3 | 314013.915 | 450708.3607 | 450996.9038 | 451426.4365 | 163037.3464 | 325350.7927 | 649941.4905 | 1299084.8812 | 1864375.1692 | 1864421.48 | 1864470.1064 | 0 | 0 | 0 | 0 | 0 | 0 | 0 | 14355.792 | 28711.584 | 57423.168 | 114846.336 | 164851.2 | 164851.2 | 164851.2 | [13 empty] | 26004.6416 | 3984151.7019 | 0 | 1942086.416 |  | 8030681.2664 | 0 | 709890.48
|  |  |  | LG&EResidential Audit Online | Residential Audit Online | Per Widget (Total) | 0 | 2041.75 | 2376.75 | 2716.125 | 3132.0312 | 2932.0312 | 2932.0312 | 0 | 496995 | 680162 | 864264 | 1092549 | 897177 | 897177 | 0 | 0 | 0 | 0 | 0 | 0 | 0 | 0 | 281450 | 374650 | 468250 | 588450 | 538450 | 538450 | 0 | 1203933.1163 | 1542779.0418 | 1883659.39 | 2334908.511 | 2334908.511 | 2334908.511 | 0 | 98.5317 | 126.484 | 154.5795 | 191.7939 | 191.7939 | 191.7939 | 0 | 7967.5808 | 11944.4911 | 15931.9032 | 19930.3421 | 4862.8421 | 4862.8421 | [13 empty] | 16130.7188 | 4928324 | 0 | 2789700 |  | 11635097.0812 | 954.9769 | 65500.0012
|  |  |  | LG&EBYOT & BYOD | BYOT & BYOD | Per Widget (Total) | 1750 | 3600 | 7160 | 12494.2 | 20014.9 | 27539.35 | 35069.425 | 0 | 0 | 0 | 0 | 0 | 0 | 0 | 0 | 0 | 0 | 0 | 0 | 0 | 0 | 294000 | 536000 | 1078375 | 1860526.5 | 2929251.75 | 3907742.625 | 4887381.9375 | 0 | 0 | 0 | 0 | 0 | 0 | 0 | 881.5299 | 1811.0341 | 3769.6194 | 6601.8374 | 10471.2106 | 14342.4587 | 18216.5193 | 0 | 0 | 0 | 0 | 0 | 0 | 0 | [13 empty] | 107627.875 | 0 | 0 | 15493277.8125 |  | 0 | 18216.5193 | 0
|  |  |  | LG&EBusiness Rebates | Business Rebates | Per Widget (Total) | 5345606 | 8345606.5 | 12228722.78 | 12191810.5 | 12191812 | 12191811.5 | 12191811 | 11235771.7287 | 11896723.1774 | 5850700.0133 | 3616379.2253 | 3632264.7121 | 3643448.1371 | 3625614.3738 | -13970.5798 | -13970.5798 | -4106.8991 | -992.0525 | -992.0525 | -992.0525 | -992.0525 | 1584565.1078 | 1836531.2116 | 1366675.5701 | 1100533.5351 | 1104878.1701 | 1107328.1701 | 1102933.5351 | 43748573.0989 | 46755622.7154 | 22933882.9921 | 13965308.8357 | 14072639.1439 | 14067795.1979 | 14015449.1815 | 8874.0389 | 9679.6399 | 5355.5106 | 3620.485 | 3633.4802 | 3625.639 | 3633.868 | 2781.84 | 3179.245 | 4768.87 | 2185.73 | 3775.355 | 4172.76 | 2781.84 | [13 empty] | 74687180.28 | 43500901.3677 | -36016.2687 | 9203445.3 |  | 169559271.1653 | 38422.6616 | 23645.64
|  |  |  | LG&ESmall Business - Audit & DI | Small Business - Audit & DI | Per Widget (Total) | 1465.25 | 2930.5 | 2930.5 | 2930.5 | 2930.5 | 2930.5 | 2930.5 | 0 | 0 | 0 | 0 | 0 | 0 | 0 | 0 | 0 | 0 | 0 | 0 | 0 | 0 | 0 | 0 | 0 | 0 | 0 | 0 | 0 | 109132.1468 | 218264.2936 | 218264.2936 | 218264.2936 | 218264.2936 | 218264.2936 | 218264.2936 | 29.1203 | 58.2407 | 58.2407 | 58.2407 | 58.2407 | 58.2407 | 58.2407 | 166.3236 | 332.6472 | 332.6472 | 332.6472 | 332.6472 | 332.6472 | 332.6472 | [13 empty] | 19048.25 | 0 | 0 | 0 |  | 1418717.9085 | 378.5643 | 2162.2071
|  |  |  | LG&EResidential Demand Conservation | Residential Demand Conservation | Per Widget (Total) | 88530 | 79614 | 71500 | 64200 | 57650 | 51800 | 46550 | 0 | 0 | 0 | 0 | 0 | 0 | 0 | 0 | 0 | 0 | 0 | 0 | 0 | 0 | 1167742.5451 | 1049024.3508 | 938106.1565 | 1715837.9621 | 5484109.1659 | 4928430.3697 | 4430751.5735 | 0 | 0 | 0 | 0 | 0 | 0 | 0 | 62067.5 | 55817.6 | 50128.5 | 45005 | 40436 | 36327 | 32638 | 0 | 0 | 0 | 0 | 0 | 0 | 0 | [13 empty] | 459844 | 0 | 0 | 19714002.1236 |  | 0 | 62067.5 | 0
|  |  |  | LG&ELarge Nonres Demand Con. | Large Nonres Demand Con. | Per Widget (Total) | 106.4326 | 133.5718 | 164.3009 | 204.8031 | 246.6923 | 289.1696 | 289.1696 | 814557.3049 | 1022261.4184 | 1257439.2407 | 1567413.5948 | 1888002.9493 | 2213093.3338 | 2213093.3338 | 0 | 0 | 0 | 0 | 0 | 0 | 0 | 1086076.4065 | 1363015.2245 | 1676585.6543 | 2089884.7931 | 2517337.2658 | 2950791.1118 | 2950791.1118 | 143934.1349 | 180635.9258 | 222192.3838 | 276965.5596 | 333614.4303 | 391058.6432 | 391058.6432 | 14481.0188 | 18173.5363 | 22354.4754 | 27865.1306 | 33564.4969 | 39343.8815 | 39343.8815 | 0 | 0 | 0 | 0 | 0 | 0 | 0 | [13 empty] | 1434.14 | 10975861.1757 | 0 | 14634481.5676 |  | 391058.6432 | 39343.8815 | 0
|  |  |  | LG&EPeak Time Rebate | Peak Time Rebate | Per Widget (Total) | 0 | 13000 | 26000 | 52000 | 92500 | 92500 | 92500 | 0 | 0 | 0 | 0 | 0 | 0 | 0 | 0 | 0 | 0 | 0 | 0 | 0 | 0 | 0 | 627881.0475 | 1255762.095 | 2511524.19 | 4467615.1456 | 4467615.1456 | 4467615.1456 | 0 | 0 | 0 | 0 | 0 | 0 | 0 | 0 | 2164.4052 | 4328.8105 | 8657.6209 | 15400.5757 | 15400.5757 | 15400.5757 | 0 | 0 | 0 | 0 | 0 | 0 | 0 | [13 empty] | 368500 | 0 | 0 | 17798012.7694 |  | 0 | 15400.5757 | 0
|  |  |  | LG&EResidential Managed Charging | Residential Managed Charging | Per Widget (Total) | 375 | 750 | 1125 | 1500 | 2250 | 3000 | 3750 | 0 | 0 | 0 | 0 | 0 | 0 | 0 | 0 | 0 | 0 | 0 | 0 | 0 | 0 | 41250 | 63750 | 86250 | 108750 | 172500 | 217500 | 262500 | 0 | 0 | 0 | 0 | 0 | 0 | 0 | 150 | 300 | 450 | 600 | 900 | 1200 | 1500 | 0 | 0 | 0 | 0 | 0 | 0 | 0 | [13 empty] | 12750 | 0 | 0 | 952500 |  | 0 | 1500 | 0
|  |  |  | LG&ENonRes Midstream Lighting | NonRes Midstream Lighting | Per Widget (Total) | 0 | 0 | 147643.2 | 221464.776 | 221464.776 | 177171.8208 | 141737.4566 | 0 | 0 | 8792072.2807 | 13188106.81 | 13188106.81 | 10550485.448 | 8440388.3584 | 0 | 0 | -12459.3862 | -18689.0794 | -18689.0794 | -14951.2635 | -11961.0108 | 0 | 0 | 1027790.4 | 1541685.36 | 1541685.36 | 1233348.288 | 986678.6304 | 0 | 0 | 35263798.9607 | 52895695.6908 | 52895695.6908 | 42316556.5527 | 33853245.2421 | 0 | 0 | 6865.9568 | 10298.9346 | 10298.9346 | 8239.1477 | 6591.3181 | 0 | 0 | 0 | 0 | 0 | 0 | 0 | [13 empty] | 909482.0294 | 54159159.7072 | -76749.8192 | 6331188.0384 |  | 217224992.1371 | 42294.2919 | 0
|  |  |  | LG&E Porfolio | LG&E Porfolio | Total | 5460073.6826 | 8470440.4218 | 12514482.2609 | 12578781.2956 | 12623793.2356 | 12581773.0621 | 12549377.4762 | 12131024.9135 | 13577152.0198 | 16902738.0799 | 19880525.9026 | 20725766.6075 | 18229342.3369 | 16101848.0923 | -13970.5798 | -13970.5798 | -16566.2853 | -19681.1319 | -19681.1319 | -15943.316 | -12953.0633 | 4212941.5593 | 5836152.8344 | 8111327.1758 | 11886006.2553 | 19456535.2182 | 20002202.614 | 20278528.3704 | 46195080.606 | 50714210.723 | 65132589.6742 | 75219263.6015 | 76778336.6282 | 66251844.0677 | 57736235.3672 | 86653.5881 | 88273.3682 | 93873.954 | 103342.5147 | 115479.7478 | 119253.7524 | 118099.2125 | 154642.9699 | 177530.0714 | 211808.1906 | 270635.6307 | 326228.5586 | 311558.4636 | 310167.5436 | [13 empty] | 76778721.4348 | 117548397.9525 | -112766.088 | 89783694.0275 | 0 | 436479159.5903 | 221411.8202 | 1762571.4284

## LGE-KU Budgets
[11 empty] | AdminCostsOverheadAndGA2024Q1 | AdminCostsOverheadAndGA2025Q1 | AdminCostsOverheadAndGA2026Q1 | AdminCostsOverheadAndGA2027Q1 | AdminCostsOverheadAndGA2028Q1 | AdminCostsOverheadAndGA2029Q1 | AdminCostsOverheadAndGA2030Q1
LGE-KU Budgets |  | 3 | 4 | 5 | 6 | 7 | 8 | 9 | 10 | 11 | 12 | 13 | 14 | 15 | 16 | 17 | 18 | 19 | 20 | 21 | 22 | 23 | 24 | 25
| LGE/KU (in $000s)-Planning Total | AdminCostsOverheadAndGA2024Q1 12: Model Input: Administration Program Costs; AdminCostsOverheadAndGA2030Q1 19: Model Input: Incentives
|  |  |  | 2024 | 2025 | 2026 | 2027 | 2028 | 2029 | 2030 | 2024 | 2025 | 2026 | 2027 | 2028 | 2029 | 2030 | 2024 | 2025 | 2026 | 2027 | 2028 | 2029 | 2030
| Programs | Utility |  | Utility Costs_2024 | Utility Costs_2025 | Utility Costs_2026 | Utility Costs_2027 | Utility Costs_2028 | Utility Costs_2029 | Utility Costs_2030 | Admin Costs_2024 | Admin Costs_2025 | Admin Costs_2026 | Admin Costs_2027 | Admin Costs_2028 | Admin Costs_2029 | Admin Costs_2030 | Incentives_2024 | Incentives_2025 | Incentives_2026 | Incentives_2027 | Incentives_2028 | Incentives_2029 | Incentives_2030
WeCare V2Total | WeCare V2 | Total |  | 8969.1425 | 8960.6166 | 8971.335 | 8982.3749 | 8993.746 | 9005.4582 | 9017.5218 | 8969.1425 | 8960.6166 | 8971.335 | 8982.3749 | 8993.746 | 9005.4582 | 9017.5218 | 0 | 0 | 0 | 0 | 0 | 0 | 0
LI Multifamily - Whole BuildingTotal | LI Multifamily - Whole Building | Total |  | 1091.2525 | 1111.488 | 1267.3306 | 1123.3484 | 1129.5468 | 1135.9311 | 1142.507 | 1091.2525 | 1111.488 | 1267.3306 | 1123.3484 | 1129.5468 | 1135.9311 | 1142.507 | 0 | 0 | 0 | 0 | 0 | 0 | 0
Appliance RecyclingTotal | Appliance Recycling | Total |  | 0 | 0 | 1671.1799 | 1723.4953 | 1925.8802 | 1778.3366 | 1780.8667 | 0 | 0 | 1371.1799 | 1373.4953 | 1525.8802 | 1378.3366 | 1380.8667 | 0 | 0 | 300 | 350 | 400 | 400 | 400
Online MarketplaceTotal | Online Marketplace | Total |  | 234.615 | 313.002 | 510.2646 | 974.0278 | 1097.4167 | 1097.9938 | 1098.8529 | 156 | 156 | 196 | 346 | 196 | 196 | 196 | 78.615 | 157.002 | 314.2646 | 628.0278 | 901.4167 | 901.9938 | 902.8529
Residential Audit OnlineTotal | Residential Audit Online | Total |  | 0 | 1085.3263 | 1265.4281 | 1596.5577 | 1681.1239 | 1635.6224 | 1640.2559 | 0 | 534.9263 | 541.1281 | 697.5577 | 554.2239 | 558.7224 | 563.3559 | 0 | 550.4 | 724.3 | 899 | 1126.9 | 1076.9 | 1076.9
BYOT & BYODTotal | BYOT & BYOD | Total |  | 1581.5864 | 1679.19 | 2975.6317 | 4865.9916 | 7610.8973 | 9875.7879 | 12293.5697 | 993.5864 | 607.19 | 818.8817 | 1144.9386 | 1752.3938 | 2060.3027 | 2518.8058 | 588 | 1072 | 2156.75 | 3721.053 | 5858.5035 | 7815.4852 | 9774.7639
Business RebatesTotal | Business Rebates | Total |  | 4667.6151 | 5177.4456 | 4293.8097 | 3767.7832 | 3882.9177 | 3794.4564 | 3792.5049 | 1498.4849 | 1504.3832 | 1560.4585 | 1566.7161 | 1673.1614 | 1579.8001 | 1586.6379 | 3169.1302 | 3673.0624 | 2733.3511 | 2201.0671 | 2209.7563 | 2214.6563 | 2205.8671
Small Business - Audit & DITotal | Small Business - Audit & DI | Total |  | 622.0981 | 617.6293 | 619.8772 | 622.1926 | 724.5775 | 627.0339 | 629.564 | 622.0981 | 617.6293 | 619.8772 | 622.1926 | 724.5775 | 627.0339 | 629.564 | 0 | 0 | 0 | 0 | 0 | 0 | 0
Residential Demand ConservationTotal | Residential Demand Conservation | Total |  | 3474.7145 | 3391.275 | 3023.5554 | 4583.2593 | 12124.1692 | 11017.3102 | 10026.5861 | 1139.2294 | 1293.2263 | 1147.3431 | 1151.5834 | 1155.9509 | 1160.4494 | 1165.0829 | 2335.4851 | 2098.0487 | 1876.2123 | 3431.6759 | 10968.2183 | 9856.8607 | 8861.5031
Large Nonres Demand Con.Total | Large Nonres Demand Con. | Total |  | 3468.7851 | 4133.5187 | 4650.4605 | 5578.8102 | 6451.7256 | 7328.7792 | 6908.3988 | 1296.6323 | 1407.4883 | 1297.2892 | 1399.0406 | 1417.051 | 1427.197 | 1006.8165 | 2172.1528 | 2726.0304 | 3353.1713 | 4179.7696 | 5034.6745 | 5901.5822 | 5901.5822
Peak Time RebateTotal | Peak Time Rebate | Total |  | 250 | 2745.2202 | 2958.506 | 5681.6597 | 9921.5799 | 10075.4304 | 9929.3964 | 250 | 1489.4581 | 446.9818 | 658.6113 | 986.3496 | 1140.2001 | 994.1661 | 0 | 1255.7621 | 2511.5242 | 5023.0484 | 8935.2303 | 8935.2303 | 8935.2303
Residential Managed ChargingTotal | Residential Managed Charging | Total |  | 526.2495 | 538.4319 | 675.6799 | 812.9953 | 1122.8802 | 1395.3366 | 1817.8667 | 443.7495 | 410.9319 | 503.1799 | 595.4953 | 777.8802 | 960.3366 | 1292.8667 | 82.5 | 127.5 | 172.5 | 217.5 | 345 | 435 | 525
NonRes Midstream LightingTotal | NonRes Midstream Lighting | Total |  | 0 | 0 | 2906.0033 | 3688.1259 | 3792.5885 | 3080.5109 | 2591.9061 | 0 | 0 | 850.4225 | 604.7552 | 709.2178 | 613.8144 | 618.5488 | 0 | 0 | 2055.5808 | 3083.3707 | 3083.3707 | 2466.6966 | 1973.3573
PDATotal | PDA | Total |  | 3628.6534 | 3556.4334 | 2710.0468 | 2889.5186 | 2769.8745 | 2801.1412 | 2983.3458 | 3628.6534 | 3556.4334 | 2710.0468 | 2889.5186 | 2769.8745 | 2801.1412 | 2983.3458 | 0 | 0 | 0 | 0 | 0 | 0 | 0
TotalTotal | Total | Total |  | 28514.712 | 33309.5771 | 38499.1087 | 46890.1404 | 63228.924 | 64649.1288 | 65653.1426 | 20088.8289 | 21649.7715 | 22301.4543 | 23155.6279 | 24365.8536 | 24644.7236 | 25096.0859 | 8425.8831 | 11659.8057 | 16197.6544 | 23734.5125 | 38863.0704 | 40004.4052 | 40557.0567
WeCare V2KU | WeCare V2 | KU |  | 4484.5712 | 4480.3083 | 4485.6675 | 4491.1874 | 4496.873 | 4502.7291 | 4508.7609 | 4484.5712 | 4480.3083 | 4485.6675 | 4491.1874 | 4496.873 | 4502.7291 | 4508.7609 | 0 | 0 | 0 | 0 | 0 | 0 | 0
LI Multifamily - Whole BuildingKU | LI Multifamily - Whole Building | KU |  | 545.6262 | 555.744 | 633.6653 | 561.6742 | 564.7734 | 567.9656 | 571.2535 | 545.6262 | 555.744 | 633.6653 | 561.6742 | 564.7734 | 567.9656 | 571.2535 | 0 | 0 | 0 | 0 | 0 | 0 | 0
Appliance RecyclingKU | Appliance Recycling | KU |  | 0 | 0 | 835.59 | 861.7477 | 962.9401 | 889.1683 | 890.4333 | 0 | 0 | 685.59 | 686.7477 | 762.9401 | 689.1683 | 690.4333 | 0 | 0 | 150 | 175 | 200 | 200 | 200
Online MarketplaceKU | Online Marketplace | KU |  | 117.3075 | 156.501 | 255.1323 | 487.0139 | 548.7084 | 548.9969 | 549.4264 | 78 | 78 | 98 | 173 | 98 | 98 | 98 | 39.3075 | 78.501 | 157.1323 | 314.0139 | 450.7084 | 450.9969 | 451.4264
Residential Audit OnlineKU | Residential Audit Online | KU |  | 0 | 542.6632 | 632.7141 | 798.2788 | 840.5619 | 817.8112 | 820.1279 | 0 | 267.4632 | 270.5641 | 348.7788 | 277.1119 | 279.3612 | 281.6779 | 0 | 275.2 | 362.15 | 449.5 | 563.45 | 538.45 | 538.45
BYOT & BYODKU | BYOT & BYOD | KU |  | 790.7932 | 839.595 | 1487.8159 | 2432.9958 | 3805.4486 | 4937.894 | 6146.7848 | 496.7932 | 303.595 | 409.4409 | 572.4693 | 876.1969 | 1030.1513 | 1259.4029 | 294 | 536 | 1078.375 | 1860.5265 | 2929.2517 | 3907.7426 | 4887.3819
Business RebatesKU | Business Rebates | KU |  | 2333.8075 | 2588.7228 | 2146.9048 | 1883.8916 | 1941.4589 | 1897.2282 | 1896.2525 | 749.2424 | 752.1916 | 780.2293 | 783.358 | 836.5807 | 789.9 | 793.3189 | 1584.5651 | 1836.5312 | 1366.6756 | 1100.5335 | 1104.8782 | 1107.3282 | 1102.9335
Small Business - Audit & DIKU | Small Business - Audit & DI | KU |  | 311.0491 | 308.8146 | 309.9386 | 311.0963 | 362.2887 | 313.5169 | 314.782 | 311.0491 | 308.8146 | 309.9386 | 311.0963 | 362.2887 | 313.5169 | 314.782 | 0 | 0 | 0 | 0 | 0 | 0 | 0
Residential Demand ConservationKU | Residential Demand Conservation | KU |  | 1737.3573 | 1695.6375 | 1511.7777 | 2291.6297 | 6062.0846 | 5508.6551 | 5013.293 | 569.6147 | 646.6132 | 573.6716 | 575.7917 | 577.9755 | 580.2247 | 582.5415 | 1167.7425 | 1049.0244 | 938.1062 | 1715.838 | 5484.1092 | 4928.4304 | 4430.7516
Large Nonres Demand Con.KU | Large Nonres Demand Con. | KU |  | 1734.3925 | 2066.7594 | 2325.2302 | 2789.4051 | 3225.8628 | 3664.3896 | 3454.1994 | 648.3161 | 703.7441 | 648.6446 | 699.5203 | 708.5255 | 713.5985 | 503.4083 | 1086.0764 | 1363.0152 | 1676.5857 | 2089.8848 | 2517.3373 | 2950.7911 | 2950.7911
Peak Time RebateKU | Peak Time Rebate | KU |  | 125 | 1372.6101 | 1479.253 | 2840.8298 | 4960.79 | 5037.7152 | 4964.6982 | 125 | 744.729 | 223.4909 | 329.3056 | 493.1748 | 570.1001 | 497.0831 | 0 | 627.881 | 1255.7621 | 2511.5242 | 4467.6151 | 4467.6151 | 4467.6151
Residential Managed ChargingKU | Residential Managed Charging | KU |  | 263.1247 | 269.216 | 337.84 | 406.4977 | 561.4401 | 697.6683 | 908.9333 | 221.8747 | 205.466 | 251.59 | 297.7477 | 388.9401 | 480.1683 | 646.4333 | 41.25 | 63.75 | 86.25 | 108.75 | 172.5 | 217.5 | 262.5
NonRes Midstream LightingKU | NonRes Midstream Lighting | KU |  | 0 | 0 | 1453.0016 | 1844.0629 | 1896.2943 | 1540.2555 | 1295.953 | 0 | 0 | 425.2112 | 302.3776 | 354.6089 | 306.9072 | 309.2744 | 0 | 0 | 1027.7904 | 1541.6854 | 1541.6854 | 1233.3483 | 986.6786
PDAKU | PDA | KU |  | 1814.3267 | 1778.2167 | 1355.0234 | 1444.7593 | 1384.9373 | 1400.5706 | 1491.6729 | 1814.3267 | 1778.2167 | 1355.0234 | 1444.7593 | 1384.9373 | 1400.5706 | 1491.6729 | 0 | 0 | 0 | 0 | 0 | 0 | 0
TotalKU | Total | KU |  | 14257.356 | 16654.7886 | 19249.5543 | 23445.0702 | 31614.462 | 32324.5644 | 32826.5713 | 10044.4145 | 10824.8857 | 11150.7272 | 11577.8139 | 12182.9268 | 12322.3618 | 12548.0429 | 4212.9416 | 5829.9028 | 8098.8272 | 11867.2563 | 19431.5352 | 20002.2026 | 20278.5284
WeCare V2LG&E | WeCare V2 | LG&E |  | 4484.5712 | 4480.3083 | 4485.6675 | 4491.1874 | 4496.873 | 4502.7291 | 4508.7609 | 4484.5712 | 4480.3083 | 4485.6675 | 4491.1874 | 4496.873 | 4502.7291 | 4508.7609 | 0 | 0 | 0 | 0 | 0 | 0 | 0
LI Multifamily - Whole BuildingLG&E | LI Multifamily - Whole Building | LG&E |  | 545.6262 | 555.744 | 633.6653 | 561.6742 | 564.7734 | 567.9656 | 571.2535 | 545.6262 | 555.744 | 633.6653 | 561.6742 | 564.7734 | 567.9656 | 571.2535 | 0 | 0 | 0 | 0 | 0 | 0 | 0
Appliance RecyclingLG&E | Appliance Recycling | LG&E |  | 0 | 0 | 835.59 | 861.7477 | 962.9401 | 889.1683 | 890.4333 | 0 | 0 | 685.59 | 686.7477 | 762.9401 | 689.1683 | 690.4333 | 0 | 0 | 150 | 175 | 200 | 200 | 200
Online MarketplaceLG&E | Online Marketplace | LG&E |  | 117.3075 | 156.501 | 255.1323 | 487.0139 | 548.7084 | 548.9969 | 549.4264 | 78 | 78 | 98 | 173 | 98 | 98 | 98 | 39.3075 | 78.501 | 157.1323 | 314.0139 | 450.7084 | 450.9969 | 451.4264
Residential Audit OnlineLG&E | Residential Audit Online | LG&E |  | 0 | 542.6632 | 632.7141 | 798.2788 | 840.5619 | 817.8112 | 820.1279 | 0 | 267.4632 | 270.5641 | 348.7788 | 277.1119 | 279.3612 | 281.6779 | 0 | 275.2 | 362.15 | 449.5 | 563.45 | 538.45 | 538.45
BYOT & BYODLG&E | BYOT & BYOD | LG&E |  | 790.7932 | 839.595 | 1487.8159 | 2432.9958 | 3805.4486 | 4937.894 | 6146.7848 | 496.7932 | 303.595 | 409.4409 | 572.4693 | 876.1969 | 1030.1513 | 1259.4029 | 294 | 536 | 1078.375 | 1860.5265 | 2929.2517 | 3907.7426 | 4887.3819
Business RebatesLG&E | Business Rebates | LG&E |  | 2333.8075 | 2588.7228 | 2146.9048 | 1883.8916 | 1941.4589 | 1897.2282 | 1896.2525 | 749.2424 | 752.1916 | 780.2293 | 783.358 | 836.5807 | 789.9 | 793.3189 | 1584.5651 | 1836.5312 | 1366.6756 | 1100.5335 | 1104.8782 | 1107.3282 | 1102.9335
Small Business - Audit & DILG&E | Small Business - Audit & DI | LG&E |  | 311.0491 | 308.8146 | 309.9386 | 311.0963 | 362.2887 | 313.5169 | 314.782 | 311.0491 | 308.8146 | 309.9386 | 311.0963 | 362.2887 | 313.5169 | 314.782 | 0 | 0 | 0 | 0 | 0 | 0 | 0
Residential Demand ConservationLG&E | Residential Demand Conservation | LG&E |  | 1737.3573 | 1695.6375 | 1511.7777 | 2291.6297 | 6062.0846 | 5508.6551 | 5013.293 | 569.6147 | 646.6132 | 573.6716 | 575.7917 | 577.9755 | 580.2247 | 582.5415 | 1167.7425 | 1049.0244 | 938.1062 | 1715.838 | 5484.1092 | 4928.4304 | 4430.7516
Large Nonres Demand Con.LG&E | Large Nonres Demand Con. | LG&E |  | 1734.3925 | 2066.7594 | 2325.2302 | 2789.4051 | 3225.8628 | 3664.3896 | 3454.1994 | 648.3161 | 703.7441 | 648.6446 | 699.5203 | 708.5255 | 713.5985 | 503.4083 | 1086.0764 | 1363.0152 | 1676.5857 | 2089.8848 | 2517.3373 | 2950.7911 | 2950.7911
Peak Time RebateLG&E | Peak Time Rebate | LG&E |  | 125 | 1372.6101 | 1479.253 | 2840.8298 | 4960.79 | 5037.7152 | 4964.6982 | 125 | 744.729 | 223.4909 | 329.3056 | 493.1748 | 570.1001 | 497.0831 | 0 | 627.881 | 1255.7621 | 2511.5242 | 4467.6151 | 4467.6151 | 4467.6151
Residential Managed ChargingLG&E | Residential Managed Charging | LG&E |  | 263.1247 | 269.216 | 337.84 | 406.4977 | 561.4401 | 697.6683 | 908.9333 | 221.8747 | 205.466 | 251.59 | 297.7477 | 388.9401 | 480.1683 | 646.4333 | 41.25 | 63.75 | 86.25 | 108.75 | 172.5 | 217.5 | 262.5
NonRes Midstream LightingLG&E | NonRes Midstream Lighting | LG&E |  | 0 | 0 | 1453.0016 | 1844.0629 | 1896.2943 | 1540.2555 | 1295.953 | 0 | 0 | 425.2112 | 302.3776 | 354.6089 | 306.9072 | 309.2744 | 0 | 0 | 1027.7904 | 1541.6854 | 1541.6854 | 1233.3483 | 986.6786
PDALG&E | PDA | LG&E |  | 1814.3267 | 1778.2167 | 1355.0234 | 1444.7593 | 1384.9373 | 1400.5706 | 1491.6729 | 1814.3267 | 1778.2167 | 1355.0234 | 1444.7593 | 1384.9373 | 1400.5706 | 1491.6729 | 0 | 0 | 0 | 0 | 0 | 0 | 0
TotalLG&E | Total | LG&E |  | 14257.356 | 16654.7886 | 19249.5543 | 23445.0702 | 31614.462 | 32324.5644 | 32826.5713 | 10044.4145 | 10824.8857 | 11150.7272 | 11577.8139 | 12182.9268 | 12322.3618 | 12548.0429 | 4212.9416 | 5829.9028 | 8098.8272 | 11867.2563 | 19431.5352 | 20002.2026 | 20278.5284
Admin Annual Increase
3%
|  |  |  | 5 | 6 | 7 | 8 | 9 | 10 | 11
Assumptions | bar: 6 to 11
| Lookup | Program | General Budget Category | 2024 | 2025 | 2026 | 2027 | 2028 | 2029 | 2030
| WeCare V2Administration | WeCare V2 | Administration | 221.8045 | 228.2786 | 234.947 | 241.8154 | 248.8898 | 256.1765 | 263.6818
| WeCare V2Implementation | WeCare V2 | Implementation | 8437.338 | 8572.338 | 8576.388 | 8580.5595 | 8584.8561 | 8589.2817 | 8593.84
| WeCare V2Incentives | WeCare V2 | Incentives | 0 | 0 | 0 | 0 | 0 | 0 | 0
| WeCare V2Miscellaneous | WeCare V2 | Miscellaneous | 310 | 160 | 160 | 160 | 160 | 160 | 160
| WeCare V2Total | WeCare V2 | Total | 8969.1425 | 8960.6166 | 8971.335 | 8982.3749 | 8993.746 | 9005.4582 | 9017.5218 | 62900.195
| LI Multifamily - Whole BuildingAdministration | LI Multifamily - Whole Building | Administration | 180.517 | 185.7525 | 191.145 | 196.6994 | 202.4204 | 208.313 | 214.3824
| LI Multifamily - Whole BuildingImplementation | LI Multifamily - Whole Building | Implementation | 830.7355 | 845.7355 | 846.1855 | 846.649 | 847.1264 | 847.6181 | 848.1246
| LI Multifamily - Whole BuildingIncentives | LI Multifamily - Whole Building | Incentives | 0 | 0 | 0 | 0 | 0 | 0 | 0
| LI Multifamily - Whole BuildingMiscellaneous | LI Multifamily - Whole Building | Miscellaneous | 80 | 80 | 230 | 80 | 80 | 80 | 80
| LI Multifamily - Whole BuildingTotal | LI Multifamily - Whole Building | Total | 1091.2525 | 1111.488 | 1267.3306 | 1123.3484 | 1129.5468 | 1135.9311 | 1142.507 | 8001.4043
| Appliance RecyclingAdministration | Appliance Recycling | Administration | 0 | 0 | 83.1799 | 85.4953 | 87.8802 | 90.3366 | 92.8667
| Appliance RecyclingImplementation | Appliance Recycling | Implementation | 0 | 0 | 988 | 988 | 988 | 988 | 988
| Appliance RecyclingIncentives | Appliance Recycling | Incentives | 0 | 0 | 300 | 350 | 400 | 400 | 400
| Appliance RecyclingMiscellaneous | Appliance Recycling | Miscellaneous | 0 | 0 | 300 | 300 | 450 | 300 | 300
| Appliance RecyclingTotal | Appliance Recycling | Total | 0 | 0 | 1671.1799 | 1723.4953 | 1925.8802 | 1778.3366 | 1780.8667 | 8879.7586
| Online MarketplaceAdministration | Online Marketplace | Administration | 6 | 6 | 6 | 6 | 6 | 6 | 6
| Online MarketplaceImplementation | Online Marketplace | Implementation | 100 | 100 | 100 | 100 | 100 | 100 | 100
| Online MarketplaceIncentives | Online Marketplace | Incentives | 78.615 | 157.002 | 314.2646 | 628.0278 | 901.4167 | 901.9938 | 902.8529
| Online MarketplaceMiscellaneous | Online Marketplace | Miscellaneous | 50 | 50 | 90 | 240 | 90 | 90 | 90
| Online MarketplaceTotal | Online Marketplace | Total | 234.615 | 313.002 | 510.2646 | 974.0278 | 1097.4167 | 1097.9938 | 1098.8529 | 5326.1728
| Residential Audit OnlineAdministration | Residential Audit Online | Administration | 0 | 143.2263 | 147.3431 | 151.5834 | 155.9509 | 160.4494 | 165.0829
| Residential Audit OnlineImplementation | Residential Audit Online | Implementation | 0 | 291.7 | 293.785 | 295.9742 | 298.273 | 298.273 | 298.273
| Residential Audit OnlineIncentives | Residential Audit Online | Incentives | 0 | 550.4 | 724.3 | 899 | 1126.9 | 1076.9 | 1076.9
| Residential Audit OnlineMiscellaneous | Residential Audit Online | Miscellaneous | 0 | 100 | 100 | 250 | 100 | 100 | 100
| Residential Audit OnlineTotal | Residential Audit Online | Total | 0 | 1085.3263 | 1265.4281 | 1596.5577 | 1681.1239 | 1635.6224 | 1640.2559 | 8904.3142
| BYOT & BYODAdministration | BYOT & BYOD | Administration | 692.7864 | 198.39 | 204.1617 | 210.1066 | 216.2298 | 222.5367 | 229.0328
| BYOT & BYODImplementation | BYOT & BYOD | Implementation | 250.8 | 358.8 | 564.72 | 884.832 | 1336.164 | 1787.766 | 2239.773
| BYOT & BYODIncentives | BYOT & BYOD | Incentives | 588 | 1072 | 2156.75 | 3721.053 | 5858.5035 | 7815.4852 | 9774.7639
| BYOT & BYODMiscellaneous | BYOT & BYOD | Miscellaneous | 50 | 50 | 50 | 50 | 200 | 50 | 50
| BYOT & BYODTotal | BYOT & BYOD | Total | 1581.5864 | 1679.19 | 2975.6317 | 4865.9916 | 7610.8973 | 9875.7879 | 12293.5697 | 40882.6547
| Business RebatesAdministration | Business Rebates | Administration | 202.612 | 208.5104 | 214.5857 | 220.8433 | 227.2886 | 233.9272 | 240.765
| Business RebatesImplementation | Business Rebates | Implementation | 1195.8728 | 1195.8728 | 1195.8728 | 1195.8728 | 1195.8728 | 1195.8728 | 1195.8728
| Business RebatesIncentives | Business Rebates | Incentives | 3169.1302 | 3673.0624 | 2733.3511 | 2201.0671 | 2209.7563 | 2214.6563 | 2205.8671
| Business RebatesMiscellaneous | Business Rebates | Miscellaneous | 100 | 100 | 150 | 150 | 250 | 150 | 150
| Business RebatesTotal | Business Rebates | Total | 4667.6151 | 5177.4456 | 4293.8097 | 3767.7832 | 3882.9177 | 3794.4564 | 3792.5049 | 29376.5326
| Small Business - Audit & DIAdministration | Small Business - Audit & DI | Administration | 228.7495 | 80.9319 | 83.1799 | 85.4953 | 87.8802 | 90.3366 | 92.8667
| Small Business - Audit & DIImplementation | Small Business - Audit & DI | Implementation | 293.3487 | 436.6973 | 436.6973 | 436.6973 | 436.6973 | 436.6973 | 436.6973
| Small Business - Audit & DIIncentives | Small Business - Audit & DI | Incentives | 0 | 0 | 0 | 0 | 0 | 0 | 0
| Small Business - Audit & DIMiscellaneous | Small Business - Audit & DI | Miscellaneous | 100 | 100 | 100 | 100 | 200 | 100 | 100
| Small Business - Audit & DITotal | Small Business - Audit & DI | Total | 622.0981 | 617.6293 | 619.8772 | 622.1926 | 724.5775 | 627.0339 | 629.564 | 4462.9726
| Residential Demand ConservationAdministration | Residential Demand Conservation | Administration | 139.2294 | 143.2263 | 147.3431 | 151.5834 | 155.9509 | 160.4494 | 165.0829
| Residential Demand ConservationImplementation | Residential Demand Conservation | Implementation | 1000 | 1000 | 1000 | 1000 | 1000 | 1000 | 1000
| Residential Demand ConservationIncentives | Residential Demand Conservation | Incentives | 2335.4851 | 2098.0487 | 1876.2123 | 3431.6759 | 10968.2183 | 9856.8607 | 8861.5031
| Residential Demand ConservationMiscellaneous | Residential Demand Conservation | Miscellaneous | 0 | 150 | 0 | 0 | 0 | 0 | 0
| Residential Demand ConservationTotal | Residential Demand Conservation | Total | 3474.7145 | 3391.275 | 3023.5554 | 4583.2593 | 12124.1692 | 11017.3102 | 10026.5861 | 47640.8698
| Large Nonres Demand Con.Administration | Large Nonres Demand Con. | Administration | 132.3065 | 136.0957 | 139.9985 | 144.0185 | 148.159 | 152.4238 | 156.8165
| Large Nonres Demand Con.Implementation | Large Nonres Demand Con. | Implementation | 1064.3258 | 1021.3926 | 1057.2906 | 1155.0221 | 1168.892 | 1174.7732 | 750
| Large Nonres Demand Con.Incentives | Large Nonres Demand Con. | Incentives | 2172.1528 | 2726.0304 | 3353.1713 | 4179.7696 | 5034.6745 | 5901.5822 | 5901.5822
| Large Nonres Demand Con.Miscellaneous | Large Nonres Demand Con. | Miscellaneous | 100 | 250 | 100 | 100 | 100 | 100 | 100
| Large Nonres Demand Con.Total | Large Nonres Demand Con. | Total | 3468.7851 | 4133.5187 | 4650.4605 | 5578.8102 | 6451.7256 | 7328.7792 | 6908.3988 | 38520.478
| Peak Time RebateAdministration | Peak Time Rebate | Administration | 250 | 873.4581 | 126.9818 | 130.6113 | 134.3496 | 138.2001 | 142.1661
| Peak Time RebateImplementation | Peak Time Rebate | Implementation | 0 | 504 | 208 | 416 | 740 | 740 | 740
| Peak Time RebateIncentives | Peak Time Rebate | Incentives | 0 | 1255.7621 | 2511.5242 | 5023.0484 | 8935.2303 | 8935.2303 | 8935.2303
| Peak Time RebateMiscellaneous | Peak Time Rebate | Miscellaneous | 0 | 112 | 112 | 112 | 112 | 262 | 112
| Peak Time RebateTotal | Peak Time Rebate | Total | 250 | 2745.2202 | 2958.506 | 5681.6597 | 9921.5799 | 10075.4304 | 9929.3964 | 41561.7926
| Residential Managed ChargingAdministration | Residential Managed Charging | Administration | 203.7495 | 80.9319 | 83.1799 | 85.4953 | 87.8802 | 90.3366 | 92.8667
| Residential Managed ChargingImplementation | Residential Managed Charging | Implementation | 90 | 180 | 270 | 360 | 540 | 720 | 900
| Residential Managed ChargingIncentives | Residential Managed Charging | Incentives | 82.5 | 127.5 | 172.5 | 217.5 | 345 | 435 | 525
| Residential Managed ChargingMiscellaneous | Residential Managed Charging | Miscellaneous | 150 | 150 | 150 | 150 | 150 | 150 | 300
| Residential Managed ChargingTotal | Residential Managed Charging | Total | 526.2495 | 538.4319 | 675.6799 | 812.9953 | 1122.8802 | 1395.3366 | 1817.8667 | 6889.44
| NonRes Midstream LightingAdministration | NonRes Midstream Lighting | Administration | 0 | 0 | 400.4225 | 154.7552 | 159.2178 | 163.8144 | 168.5488
| NonRes Midstream LightingImplementation | NonRes Midstream Lighting | Implementation | 0 | 0 | 300 | 300 | 300 | 300 | 300
| NonRes Midstream LightingIncentives | NonRes Midstream Lighting | Incentives | 0 | 0 | 2055.5808 | 3083.3707 | 3083.3707 | 2466.6966 | 1973.3573
| NonRes Midstream LightingMiscellaneous | NonRes Midstream Lighting | Miscellaneous | 0 | 0 | 150 | 150 | 250 | 150 | 150
| NonRes Midstream LightingTotal | NonRes Midstream Lighting | Total | 0 | 0 | 2906.0033 | 3688.1259 | 3792.5885 | 3080.5109 | 2591.9061 | 16059.1347
| PDAAdministration | PDA | Administration | 953.6534 | 981.4334 | 1010.0468 | 1039.5186 | 1069.8745 | 1101.1412 | 1133.3458
| PDAImplementation | PDA | Implementation | 525 | 775 | 400 | 400 | 400 | 400 | 400
| PDAIncentives | PDA | Incentives | 0 | 0 | 0 | 0 | 0 | 0 | 0
| PDAMiscellaneous | PDA | Miscellaneous | 2150 | 1800 | 1300 | 1450 | 1300 | 1300 | 1450
| PDATotal | PDA | Total | 3628.6534 | 3556.4334 | 2710.0468 | 2889.5186 | 2769.8745 | 2801.1412 | 2983.3458 | 21339.0136

## LI Multifamily - Whole Building
_Measure Details_Measure ID | __Measure Name | __Measure Description/Qualification | __Base Equipment | __Per Unit Assumption | _First Year Costs_Full or Incremental Cost | __Full/Incremental Equipment Cost (Per Unit) | __Full/Incremental Labor Cost (Per Unit) | __Full/Incremental Cost (Per Unit) | __Incremental Annual O&M (Per Unit) | __50% of Incremental Cost | __Cost Sources | __Current Incentive | __Proposed Incentive Level | __Dealer Incentive | __Implementation Cost | _First Year Energy Savings_Electric kWh Savings Per Unit | __Electric kW Savings Per Unit | __Natural Gas Therms Savings Per Unit | __Energy Savings Source | _Participation Assumptions_Escalation Rate | __Number of Unit Per Participant | 1__2017 | 2__2018 | 3__2019 | 4__2020 | __Projected 2021 | __Projected 2022 | __Projected 2023 | __Participation 2024 | __Participation 2025 | __Participation 2026 | __Participation 2027 | __Participation 2028 | __Participation 2029 | __Participation 2030 | _Modeling Measure-level Inputs_Fuel Type | __Sector | __Segment | __Enduse | __Construction Type | __Potential Study Measure Name | __Potential Study Measure Description | __Potential Study Baseline Description | __Electric Load Shape | __Natural Gas Load Shape | __Customer Rate Class | __Measure Life | __Baseline Life | __Life Source | _Measure Tier Share_Tier Share | _Measure Fuel Weights_Electric Share | __Natural Gas Share | Per Unit_Incremental Costs_2024 | Per Unit_Incremental Costs_2025 | Per Unit_Incremental Costs_2026 | Per Unit_Incremental Costs_2027 | Per Unit_Incremental Costs_2028 | Per Unit_Incremental Costs_2029 | Per Unit_Incremental Costs_2030 | Per Unit_Incremental Annual O&M_2024 | Per Unit_Incremental Annual O&M_2025 | Per Unit_Incremental Annual O&M_2026 | Per Unit_Incremental Annual O&M_2027 | Per Unit_Incremental Annual O&M_2028 | Per Unit_Incremental Annual O&M_2029 | Per Unit_Incremental Annual O&M_2030 | Per Unit_Customer & Dealer Incentives_2024 | Per Unit_Customer & Dealer Incentives_2025 | Per Unit_Customer & Dealer Incentives_2026 | Per Unit_Customer & Dealer Incentives_2027 | Per Unit_Customer & Dealer Incentives_2028 | Per Unit_Customer & Dealer Incentives_2029 | Per Unit_Customer & Dealer Incentives_2030 | Per Unit_Implementation Cost_2024 | Per Unit_Implementation Cost_2025 | Per Unit_Implementation Cost_2026 | Per Unit_Implementation Cost_2027 | Per Unit_Implementation Cost_2028 | Per Unit_Implementation Cost_2029 | Per Unit_Implementation Cost_2030 | Per Unit_kWh _2024 | Per Unit_kWh _2025 | Per Unit_kWh _2026 | Per Unit_kWh _2027 | Per Unit_kWh _2028 | Per Unit_kWh _2029 | Per Unit_kWh _2030 | Per Unit_kW_2024 | Per Unit_kW_2025 | Per Unit_kW_2026 | Per Unit_kW_2027 | Per Unit_kW_2028 | Per Unit_kW_2029 | Per Unit_kW_2030 | Per Unit_Therms_2024 | Per Unit_Therms_2025 | Per Unit_Therms_2026 | Per Unit_Therms_2027 | Per Unit_Therms_2028 | Per Unit_Therms_2029 | Per Unit_Therms_2030 | Program_Incremental Costs_2024 | Program_Incremental Costs_2025 | Program_Incremental Costs_2026 | Program_Incremental Costs_2027 | Program_Incremental Costs_2028 | Program_Incremental Costs_2029 | Program_Incremental Costs_2030 | Program_Incremental Annual O&M_2024 | Program_Incremental Annual O&M_2025 | Program_Incremental Annual O&M_2026 | Program_Incremental Annual O&M_2027 | Program_Incremental Annual O&M_2028 | Program_Incremental Annual O&M_2029 | Program_Incremental Annual O&M_2030 | Program_Customer & Dealer Incentives_2024 | Program_Customer & Dealer Incentives_2025 | Program_Customer & Dealer Incentives_2026 | Program_Customer & Dealer Incentives_2027 | Program_Customer & Dealer Incentives_2028 | Program_Customer & Dealer Incentives_2029 | Program_Customer & Dealer Incentives_2030 | Program_Implementation Costs_2024 | Program_Implementation Costs_2025 | Program_Implementation Costs_2026 | Program_Implementation Costs_2027 | Program_Implementation Costs_2028 | Program_Implementation Costs_2029 | Program_Implementation Costs_2030 | Program_kWh _2024 | Program_kWh _2025 | Program_kWh _2026 | Program_kWh _2027 | Program_kWh _2028 | Program_kWh _2029 | Program_kWh _2030 | Program_kW_2024 | Program_kW_2025 | Program_kW_2026 | Program_kW_2027 | Program_kW_2028 | Program_kW_2029 | Program_kW_2030 | Program_Therms_2024 | Program_Therms_2025 | Program_Therms_2026 | Program_Therms_2027 | Program_Therms_2028 | Program_Therms_2029 | Program_Therms_2030 | _Total Plan Summary 2024 - 2030_Participation | __Incremental Costs ($) | __Incremental Annual O&M ($) | __Customer & Dealer Incentives ($) | __Implementation Costs ($) | __Electric kWh Benefits | __Electric kW Peak Demand Benefits | __Natural Gas Therms Benefits
Low Income Multifamily - Whole Building | [52 empty] | Costs | [27 empty] | Electric Benefits | [6 empty] | Electric Peak Demand Benefits | [6 empty] | Natural Gas Benefits | [6 empty] | Costs | [27 empty] | Electric Benefits | [6 empty] | Electric Peak Demand Benefits | [6 empty] | Natural Gas Benefits
[22 empty] | 1 | 2 | 3 | 4 | [27 empty] | Per Unit | Per Unit | Per Unit | Per Unit | Per Unit | Per Unit | Per Unit | Per Unit | Per Unit | Per Unit | Per Unit | Per Unit | Per Unit | Per Unit | Per Unit | Per Unit | Per Unit | Per Unit | Per Unit | Per Unit | Per Unit | Per Unit | Per Unit | Per Unit | Per Unit | Per Unit | Per Unit | Per Unit | Per Unit | Per Unit | Per Unit | Per Unit | Per Unit | Per Unit | Per Unit | Per Unit | Per Unit | Per Unit | Per Unit | Per Unit | Per Unit | Per Unit | Per Unit | Per Unit | Per Unit | Per Unit | Per Unit | Per Unit | Per Unit | Program | Program | Program | Program | Program | Program | Program | Program | Program | Program | Program | Program | Program | Program | Program | Program | Program | Program | Program | Program | Program | Program | Program | Program | Program | Program | Program | Program | Program | Program | Program | Program | Program | Program | Program | Program | Program | Program | Program | Program | Program | Program | Program | Program | Program | Program | Program | Program | Program
Measure Details |  |  |  |  | First Year Costs | [10 empty] | First Year Energy Savings |  |  |  | Participation Assumptions | [15 empty] | Modeling Measure-level Inputs | [13 empty] | Measure Tier Share | Measure Fuel Weights |  | Incremental Costs | Incremental Costs | Incremental Costs | Incremental Costs | Incremental Costs | Incremental Costs | Incremental Costs | Incremental Annual O&M | Incremental Annual O&M | Incremental Annual O&M | Incremental Annual O&M | Incremental Annual O&M | Incremental Annual O&M | Incremental Annual O&M | Customer & Dealer Incentives | Customer & Dealer Incentives | Customer & Dealer Incentives | Customer & Dealer Incentives | Customer & Dealer Incentives | Customer & Dealer Incentives | Customer & Dealer Incentives | Implementation Cost | Implementation Cost | Implementation Cost | Implementation Cost | Implementation Cost | Implementation Cost | Implementation Cost | kWh | kWh | kWh | kWh | kWh | kWh | kWh | kW | kW | kW | kW | kW | kW | kW | Therms | Therms | Therms | Therms | Therms | Therms | Therms | Incremental Costs | Incremental Costs | Incremental Costs | Incremental Costs | Incremental Costs | Incremental Costs | Incremental Costs | Incremental Annual O&M | Incremental Annual O&M | Incremental Annual O&M | Incremental Annual O&M | Incremental Annual O&M | Incremental Annual O&M | Incremental Annual O&M | Customer & Dealer Incentives | Customer & Dealer Incentives | Customer & Dealer Incentives | Customer & Dealer Incentives | Customer & Dealer Incentives | Customer & Dealer Incentives | Customer & Dealer Incentives | Implementation Costs | Implementation Costs | Implementation Costs | Implementation Costs | Implementation Costs | Implementation Costs | Implementation Costs | kWh | kWh | kWh | kWh | kWh | kWh | kWh | kW | kW | kW | kW | kW | kW | kW | Therms | Therms | Therms | Therms | Therms | Therms | Therms | Total Plan Summary 2024 - 2030
Measure ID | Measure Name | Measure Description/Qualification | Base Equipment | Per Unit Assumption | Full or Incremental Cost | Full/Incremental Equipment Cost (Per Unit) | Full/Incremental Labor Cost (Per Unit) | Full/Incremental Cost (Per Unit) | Incremental Annual O&M (Per Unit) | 50% of Incremental Cost | Cost Sources | Current Incentive | Proposed Incentive Level | Dealer Incentive | Implementation Cost | Electric kWh Savings Per Unit | Electric kW Savings Per Unit | Natural Gas Therms Savings Per Unit | Energy Savings Source | Escalation Rate | Number of Unit Per Participant | 2017 | 2018 | 2019 | 2020 | Projected 2021 | Projected 2022 | Projected 2023 | Participation 2024 | Participation 2025 | Participation 2026 | Participation 2027 | Participation 2028 | Participation 2029 | Participation 2030 | Fuel Type | Sector | Segment | Enduse | Construction Type | Potential Study Measure Name | Potential Study Measure Description | Potential Study Baseline Description | Electric Load Shape | Natural Gas Load Shape | Customer Rate Class | Measure Life | Baseline Life | Life Source | Tier Share | Electric Share | Natural Gas Share | 2024 | 2025 | 2026 | 2027 | 2028 | 2029 | 2030 | 2024 | 2025 | 2026 | 2027 | 2028 | 2029 | 2030 | 2024 | 2025 | 2026 | 2027 | 2028 | 2029 | 2030 | 2024 | 2025 | 2026 | 2027 | 2028 | 2029 | 2030 | 2024 | 2025 | 2026 | 2027 | 2028 | 2029 | 2030 | 2024 | 2025 | 2026 | 2027 | 2028 | 2029 | 2030 | 2024 | 2025 | 2026 | 2027 | 2028 | 2029 | 2030 | 2024 | 2025 | 2026 | 2027 | 2028 | 2029 | 2030 | 2024 | 2025 | 2026 | 2027 | 2028 | 2029 | 2030 | 2024 | 2025 | 2026 | 2027 | 2028 | 2029 | 2030 | 2024 | 2025 | 2026 | 2027 | 2028 | 2029 | 2030 | 2024 | 2025 | 2026 | 2027 | 2028 | 2029 | 2030 | 2024 | 2025 | 2026 | 2027 | 2028 | 2029 | 2030 | 2024 | 2025 | 2026 | 2027 | 2028 | 2029 | 2030 | Participation | Incremental Costs ($) | Incremental Annual O&M ($) | Customer & Dealer Incentives ($) | Implementation Costs ($) | Electric kWh Benefits | Electric kW Peak Demand Benefits | Natural Gas Therms Benefits
1 | WeCare Weatherization Project - Multi Family - Complete Package (MF-GS Com) | Low Income Heating Assistance Program (LIHEAP) at 200% poverty | Existing conditions | Per Home | Full Cost | 0 | 0 | 0 | 0 | NA | LG&E - KU actual 2015 - 2016 savings, number of projects, and average costs: WeCare_Savings_Summary | 0 | 0 | 0 | 825 | 694.389 | 0.059304 | 7.0613 | All three savings (kWh, kW and natural gas) are from LG&E - KU actual savings from 2017 - 2020. EE-Energy Actuals 2021.xls | 0% | 1 | 1773 | 2070 | 853 | 806 | 806 | 360 | 360 | 360 | 360 | 360 | 360 | 360 | 360 | 360 | Both | Commercial | Lodging | All | Existing | NA | NA | NA | OFFLGElecTotl | OFFSMGasHeat | LGE NonRes | 20 | 20 | Most installations are insulations and other weatherization measures. Assume 20 years from Database for Energy Efficient Resources (DEER), Summary of EUL Analysis, 2014 for "Roof/Ceiling Insulation - Residential" measure (consistent with Cadmus potential study 2016). | 100% | 100% | 100% | 0 | 0 | 0 | 0 | 0 | 0 | 0 | 0 | 0 | 0 | 0 | 0 | 0 | 0 | 0 | 0 | 0 | 0 | 0 | 0 | 0 | 825 | 825 | 825 | 825 | 825 | 825 | 825 | 694.389 | 694.389 | 694.389 | 694.389 | 694.389 | 694.389 | 694.389 | 0.059304 | 0.059304 | 0.059304 | 0.059304 | 0.059304 | 0.059304 | 0.059304 | 7.0613 | 7.0613 | 7.0613 | 7.0613 | 7.0613 | 7.0613 | 7.0613 | 0 | 0 | 0 | 0 | 0 | 0 | 0 | 0 | 0 | 0 | 0 | 0 | 0 | 0 | 0 | 0 | 0 | 0 | 0 | 0 | 0 | 297000 | 297000 | 297000 | 297000 | 297000 | 297000 | 297000 | 249980.0326 | 249980.0326 | 249980.0326 | 249980.0326 | 249980.0326 | 249980.0326 | 249980.0326 | 21.3494 | 21.3494 | 21.3494 | 21.3494 | 21.3494 | 21.3494 | 21.3494 | 2542.0742 | 2542.0742 | 2542.0742 | 2542.0742 | 2542.0742 | 2542.0742 | 2542.0742 | 2880 | 0 | 0 | 0 | 2079000 | 1749860.2282 | 149.4459 | 17794.5191 | TRUE | TRUE | TRUE | TRUE | TRUE | TRUE | TRUE | TRUE
2 | WeCare Weatherization Project - Multi Family - Complete Package (MF-NonRes Com) | Low Income Heating Assistance Program (LIHEAP) at 200% poverty | Existing conditions | Per Home | Full Cost | 0 | 0 | 0 | 0 | NA | LG&E - KU actual 2015 - 2016 savings, number of projects, and average costs: WeCare_Savings_Summary | 0 | 0 | 0 | 825 | 713.8871 | 0.061078 | 8.6662 | All three savings (kWh, kW and natural gas) are from LG&E - KU actual savings from 2017 - 2020. EE-Energy Actuals 2021.xls | 0% | 1 | 1017 | 1073 | 3247 | 3194 | 3194 | 440 | 440 | 440 | 440 | 440 | 440 | 440 | 440 | 440 | Both | Commercial | Lodging | All | Existing | NA | NA | NA | OFFLGElecTotl | OFFSMGasHeat | LGE NonRes | 20 | 20 | Most installations are insulations and other weatherization measures. Assume 20 years from Database for Energy Efficient Resources (DEER), Summary of EUL Analysis, 2014 for "Roof/Ceiling Insulation - Residential" measure (consistent with Cadmus potential study 2016). | 100% | 100% | 100% | 0 | 0 | 0 | 0 | 0 | 0 | 0 | 0 | 0 | 0 | 0 | 0 | 0 | 0 | 0 | 0 | 0 | 0 | 0 | 0 | 0 | 825 | 825 | 825 | 825 | 825 | 825 | 825 | 713.8871 | 713.8871 | 713.8871 | 713.8871 | 713.8871 | 713.8871 | 713.8871 | 0.061078 | 0.061078 | 0.061078 | 0.061078 | 0.061078 | 0.061078 | 0.061078 | 8.6662 | 8.6662 | 8.6662 | 8.6662 | 8.6662 | 8.6662 | 8.6662 | 0 | 0 | 0 | 0 | 0 | 0 | 0 | 0 | 0 | 0 | 0 | 0 | 0 | 0 | 0 | 0 | 0 | 0 | 0 | 0 | 0 | 363000 | 363000 | 363000 | 363000 | 363000 | 363000 | 363000 | 314110.3025 | 314110.3025 | 314110.3025 | 314110.3025 | 314110.3025 | 314110.3025 | 314110.3025 | 26.8745 | 26.8745 | 26.8745 | 26.8745 | 26.8745 | 26.8745 | 26.8745 | 3813.1112 | 3813.1112 | 3813.1112 | 3813.1112 | 3813.1112 | 3813.1112 | 3813.1112 | 3520 | 0 | 0 | 0 | 2541000 | 2198772.1177 | 188.1217 | 26691.7786 | TRUE | TRUE | TRUE | TRUE | TRUE | TRUE | TRUE | TRUE
3 | Direct Install - Water Conservation Bathroom Aerators | Aerators 0.5 GPM | Existing 2.2 GPM | Per Unit | Full Cost | 0 | 0 | 0 | 0 | 0 | Average cost based on web search | 0 | 0 | 0 | 0 | 0 | 0.0015728 | 0 | Based on the Mid Atlantic TRM v10 (p 133) for the residential measure "Faucet Aerators" for the bathroom. Engineering Calculation. | [9 empty] | 0 | 0 | 0 | 0 | 0 | 0 | 0 | Both | Residential | Lodging | Water Heat | Existing | NA | NA | NA | ResHotWater - MF Wtd | ResMFGasDHW | LGE NonRes | 10 | 10 | Mid Atlantic TRM v10 | 100% | 100% | 100% | 0 | 0 | 0 | 0 | 0 | 0 | 0 | 0 | 0 | 0 | 0 | 0 | 0 | 0 | 0 | 0 | 0 | 0 | 0 | 0 | 0 | 0 | 0 | 0 | 0 | 0 | 0 | 0 | 0 | 0 | 0 | 0 | 0 | 0 | 0 | 0.0015728 | 0.0015728 | 0.0015728 | 0.0015728 | 0.0015728 | 0.0015728 | 0.0015728 | 0 | 0 | 0 | 0 | 0 | 0 | 0 | 0 | 0 | 0 | 0 | 0 | 0 | 0 | 0 | 0 | 0 | 0 | 0 | 0 | 0 | 0 | 0 | 0 | 0 | 0 | 0 | 0 | 0 | 0 | 0 | 0 | 0 | 0 | 0 | 0 | 0 | 0 | 0 | 0 | 0 | 0 | 0 | 0 | 0 | 0 | 0 | 0 | 0 | 0 | 0 | 0 | 0 | 0 | 0 | 0 | 0 | 0 | 0 | 0 | 0 | 0 | 0 | 0 | [7 empty] | TRUE
4 | Direct Install - Water Conservation Kitchen Aerators | Aerators 1.5 GPM | Existing 2.2 GPM | Per Unit | Full Cost | 0 | 0 | 0 | 0 | 0 | Average cost based on web search | 0 | 0 | 0 | 0 | 0 | 0.0011994 | 0 | Based on the Mid Atlantic TRM v10 (p 133) for the residential measure "Faucet Aerators" for the bathroom. Engineering Calculation. | [9 empty] | 0 | 0 | 0 | 0 | 0 | 0 | 0 | Both | Residential | Lodging | Water Heat | Existing | NA | NA | NA | ResHotWater - MF Wtd | ResMFGasDHW | LGE NonRes | 10 | 10 | Mid Atlantic TRM v10 | 100% | 100% | 100% | 0 | 0 | 0 | 0 | 0 | 0 | 0 | 0 | 0 | 0 | 0 | 0 | 0 | 0 | 0 | 0 | 0 | 0 | 0 | 0 | 0 | 0 | 0 | 0 | 0 | 0 | 0 | 0 | 0 | 0 | 0 | 0 | 0 | 0 | 0 | 0.0011994 | 0.0011994 | 0.0011994 | 0.0011994 | 0.0011994 | 0.0011994 | 0.0011994 | 0 | 0 | 0 | 0 | 0 | 0 | 0 | 0 | 0 | 0 | 0 | 0 | 0 | 0 | 0 | 0 | 0 | 0 | 0 | 0 | 0 | 0 | 0 | 0 | 0 | 0 | 0 | 0 | 0 | 0 | 0 | 0 | 0 | 0 | 0 | 0 | 0 | 0 | 0 | 0 | 0 | 0 | 0 | 0 | 0 | 0 | 0 | 0 | 0 | 0 | 0 | 0 | 0 | 0 | 0 | 0 | 0 | 0 | 0 | 0 | 0 | 0 | 0 | 0 | [7 empty] | TRUE
5 | Direct Install - Water Conservation Showerheads | Showerhead 1.5 GPM | Existing 2.5 GPM | Per Unit | Full Cost | 0 | 0 | 0 | 0 | 0 | Average cost based on web search | 0 | 0 | 0 | 0 | 0 | 0.0093814 | 0 | Based on the Mid Atlantic TRM v10 (p 137) for the residential measure "Low Flow Showerhead". Engineering Calculation | [9 empty] | 0 | 0 | 0 | 0 | 0 | 0 | 0 | Both | Residential | Lodging | Water Heat | Existing | NA | NA | NA | ResHotWater - MF Wtd | ResMFGasDHW | LGE NonRes | 10 | 10 | Mid Atlantic TRM v10 | 100% | 100% | 100% | 0 | 0 | 0 | 0 | 0 | 0 | 0 | 0 | 0 | 0 | 0 | 0 | 0 | 0 | 0 | 0 | 0 | 0 | 0 | 0 | 0 | 0 | 0 | 0 | 0 | 0 | 0 | 0 | 0 | 0 | 0 | 0 | 0 | 0 | 0 | 0.0093814 | 0.0093814 | 0.0093814 | 0.0093814 | 0.0093814 | 0.0093814 | 0.0093814 | 0 | 0 | 0 | 0 | 0 | 0 | 0 | 0 | 0 | 0 | 0 | 0 | 0 | 0 | 0 | 0 | 0 | 0 | 0 | 0 | 0 | 0 | 0 | 0 | 0 | 0 | 0 | 0 | 0 | 0 | 0 | 0 | 0 | 0 | 0 | 0 | 0 | 0 | 0 | 0 | 0 | 0 | 0 | 0 | 0 | 0 | 0 | 0 | 0 | 0 | 0 | 0 | 0 | 0 | 0 | 0 | 0 | 0 | 0 | 0 | 0 | 0 | 0 | 0 | [7 empty] | TRUE
6 | Custom MF Retrofit Common Area | Custom Projects - for common areas | Existing Equipment | Per Saved kWh (first year savings only) | Full Cost | 0 | 0 | 0 | 0 | 0 | Benchmarking custom projects from other utilties to estimate incremental cost. Roughly $0.22 per kWh saved as incermental costs. MF are more expensive than large commercial by x 5. | 0 | 0 | 0 | 0.55295 | 1 | 0.00027312 | 0.0015259 | No incentive; free to customers | [9 empty] | 37500 | 37500 | 37500 | 37500 | 37500 | 37500 | 37500 | Both | Commercial | Lodging | All | Existing |  |  |  | OFFLGElecTotl | OFFSMGasHeat | LGE NonRes | 15 | 15 | Custom measure EULs ranges from 10 to 25 years depending on end use (NEEP EUL study by GDS 2007) | 100% | 100% | 100% | 0 | 0 | 0 | 0 | 0 | 0 | 0 | 0 | 0 | 0 | 0 | 0 | 0 | 0 | 0 | 0 | 0 | 0 | 0 | 0 | 0 | 0.55295 | 0.55295 | 0.55295 | 0.55295 | 0.55295 | 0.55295 | 0.55295 | 1 | 1 | 1 | 1 | 1 | 1 | 1 | 0.00027312 | 0.00027312 | 0.00027312 | 0.00027312 | 0.00027312 | 0.00027312 | 0.00027312 | 0.0015259 | 0.0015259 | 0.0015259 | 0.0015259 | 0.0015259 | 0.0015259 | 0.0015259 | 0 | 0 | 0 | 0 | 0 | 0 | 0 | 0 | 0 | 0 | 0 | 0 | 0 | 0 | 0 | 0 | 0 | 0 | 0 | 0 | 0 | 20735.5081 | 20735.5081 | 20735.5081 | 20735.5081 | 20735.5081 | 20735.5081 | 20735.5081 | 37500 | 37500 | 37500 | 37500 | 37500 | 37500 | 37500 | 10.2421 | 10.2421 | 10.2421 | 10.2421 | 10.2421 | 10.2421 | 10.2421 | 57.2217 | 57.2217 | 57.2217 | 57.2217 | 57.2217 | 57.2217 | 57.2217 | 262500 | 0 | 0 | 0 | 145148.5566 | 262500 | 71.695 | 400.552 | TRUE | TRUE | TRUE | TRUE | TRUE | TRUE | TRUE | TRUE
1-KU | KU-WeCare Weatherization Project - Multi Family - Complete Package (MF-GS Com) | Low Income Heating Assistance Program (LIHEAP) at 200% poverty | Existing conditions | Per Home | Full Cost | 0 | 0 | 0 | 0 | NA | LG&E - KU actual 2015 - 2016 savings, number of projects, and average costs: WeCare_Savings_Summary | 0 | 0 | 0 | 825 | 608.5975 | 0.051496 | 0 | All three savings (kWh, kW and natural gas) are from LG&E - KU actual savings from 2017 - 2020. EE-Energy Actuals 2021.xls | 0% | 1 | 635 | 564 | 745 | 390 | 403 | 200 | 200 | 200 | 200 | 200 | 200 | 200 | 200 | 200 | Electric | Commercial | Lodging | All | Existing | NA | NA | NA | OFFLGElecTotl | OFFSMGasHeat | KU NonRes | 20 | 20 | Most installations are insulations and other weatherization measures. Assume 20 years from Database for Energy Efficient Resources (DEER), Summary of EUL Analysis, 2014 for "Roof/Ceiling Insulation - Residential" measure (consistent with Cadmus potential study 2016). | 100% | 100% | 0% | 0 | 0 | 0 | 0 | 0 | 0 | 0 | 0 | 0 | 0 | 0 | 0 | 0 | 0 | 0 | 0 | 0 | 0 | 0 | 0 | 0 | 825 | 825 | 825 | 825 | 825 | 825 | 825 | 608.5975 | 608.5975 | 608.5975 | 608.5975 | 608.5975 | 608.5975 | 608.5975 | 0.051496 | 0.051496 | 0.051496 | 0.051496 | 0.051496 | 0.051496 | 0.051496 | 0 | 0 | 0 | 0 | 0 | 0 | 0 | 0 | 0 | 0 | 0 | 0 | 0 | 0 | 0 | 0 | 0 | 0 | 0 | 0 | 0 | 0 | 0 | 0 | 0 | 0 | 0 | 0 | 165000 | 165000 | 165000 | 165000 | 165000 | 165000 | 165000 | 121719.4927 | 121719.4927 | 121719.4927 | 121719.4927 | 121719.4927 | 121719.4927 | 121719.4927 | 10.2992 | 10.2992 | 10.2992 | 10.2992 | 10.2992 | 10.2992 | 10.2992 | 0 | 0 | 0 | 0 | 0 | 0 | 0 | 1600 | 0 | 0 | 0 | 1155000 | 852036.4492 | 72.0942 | 0
2-KU | KU-WeCare Weatherization Project - Multi Family - Complete Package (MF-NonRes Com) | Low Income Heating Assistance Program (LIHEAP) at 200% poverty | Existing conditions | Per Home | Full Cost | 0 | 0 | 0 | 0 | NA | LG&E - KU actual 2015 - 2016 savings, number of projects, and average costs: WeCare_Savings_Summary | 0 | 0 | 0 | 825 | 608.5975 | 0.051496 | 0 | All three savings (kWh, kW and natural gas) are from LG&E - KU actual savings from 2017 - 2020. EE-Energy Actuals 2021.xls | 0% | 1 | 446 | 331 | 1014 | 960 | 1597 | 200 | 200 | 200 | 200 | 200 | 200 | 200 | 200 | 200 | Electric | Commercial | Lodging | All | Existing | NA | NA | NA | OFFLGElecTotl | OFFSMGasHeat | KU NonRes | 20 | 20 | Most installations are insulations and other weatherization measures. Assume 20 years from Database for Energy Efficient Resources (DEER), Summary of EUL Analysis, 2014 for "Roof/Ceiling Insulation - Residential" measure (consistent with Cadmus potential study 2016). | 100% | 100% | 0% | 0 | 0 | 0 | 0 | 0 | 0 | 0 | 0 | 0 | 0 | 0 | 0 | 0 | 0 | 0 | 0 | 0 | 0 | 0 | 0 | 0 | 825 | 825 | 825 | 825 | 825 | 825 | 825 | 608.5975 | 608.5975 | 608.5975 | 608.5975 | 608.5975 | 608.5975 | 608.5975 | 0.051496 | 0.051496 | 0.051496 | 0.051496 | 0.051496 | 0.051496 | 0.051496 | 0 | 0 | 0 | 0 | 0 | 0 | 0 | 0 | 0 | 0 | 0 | 0 | 0 | 0 | 0 | 0 | 0 | 0 | 0 | 0 | 0 | 0 | 0 | 0 | 0 | 0 | 0 | 0 | 165000 | 165000 | 165000 | 165000 | 165000 | 165000 | 165000 | 121719.4927 | 121719.4927 | 121719.4927 | 121719.4927 | 121719.4927 | 121719.4927 | 121719.4927 | 10.2992 | 10.2992 | 10.2992 | 10.2992 | 10.2992 | 10.2992 | 10.2992 | 0 | 0 | 0 | 0 | 0 | 0 | 0 | 1600 | 0 | 0 | 0 | 1155000 | 852036.4492 | 72.0942 | 0
3-KU | KU-Direct Install - Water Conservation Bathroom Aerators | Aerators 0.5 GPM | Existing 2.2 GPM | Per Unit | Full Cost | 0 | 0 | 0 | 0 | 0 | Average cost based on web search | 0 | 0 | 0 | 0 | 0 | 0.0015728 | 0 | Based on the Mid Atlantic TRM v10 (p 133) for the residential measure "Faucet Aerators" for the bathroom. Engineering Calculation. | [9 empty] | 0 | 0 | 0 | 0 | 0 | 0 | 0 | Electric | Residential | Lodging | Water Heat | Existing | NA | NA | NA | ResHotWater - MF Wtd | ResMFGasDHW | KU NonRes | 10 | 10 | Mid Atlantic TRM v10 | 100% | 100% | 0% | 0 | 0 | 0 | 0 | 0 | 0 | 0 | 0 | 0 | 0 | 0 | 0 | 0 | 0 | 0 | 0 | 0 | 0 | 0 | 0 | 0 | 0 | 0 | 0 | 0 | 0 | 0 | 0 | 0 | 0 | 0 | 0 | 0 | 0 | 0 | 0.0015728 | 0.0015728 | 0.0015728 | 0.0015728 | 0.0015728 | 0.0015728 | 0.0015728 | 0 | 0 | 0 | 0 | 0 | 0 | 0 | 0 | 0 | 0 | 0 | 0 | 0 | 0 | 0 | 0 | 0 | 0 | 0 | 0 | 0 | 0 | 0 | 0 | 0 | 0 | 0 | 0 | 0 | 0 | 0 | 0 | 0 | 0 | 0 | 0 | 0 | 0 | 0 | 0 | 0 | 0 | 0 | 0 | 0 | 0 | 0 | 0 | 0 | 0 | 0 | 0 | 0 | 0 | 0 | 0 | 0 | 0 | 0 | 0 | 0 | 0 | 0 | 0
4-KU | KU-Direct Install - Water Conservation Kitchen Aerators | Aerators 1.5 GPM | Existing 2.2 GPM | Per Unit | Full Cost | 0 | 0 | 0 | 0 | 0 | Average cost based on web search | 0 | 0 | 0 | 0 | 0 | 0.0011994 | 0 | Based on the Mid Atlantic TRM v10 (p 133) for the residential measure "Faucet Aerators" for the bathroom. Engineering Calculation. | [9 empty] | 0 | 0 | 0 | 0 | 0 | 0 | 0 | Electric | Residential | Lodging | Water Heat | Existing | NA | NA | NA | ResHotWater - MF Wtd | ResMFGasDHW | KU NonRes | 10 | 10 | Mid Atlantic TRM v10 | 100% | 100% | 0% | 0 | 0 | 0 | 0 | 0 | 0 | 0 | 0 | 0 | 0 | 0 | 0 | 0 | 0 | 0 | 0 | 0 | 0 | 0 | 0 | 0 | 0 | 0 | 0 | 0 | 0 | 0 | 0 | 0 | 0 | 0 | 0 | 0 | 0 | 0 | 0.0011994 | 0.0011994 | 0.0011994 | 0.0011994 | 0.0011994 | 0.0011994 | 0.0011994 | 0 | 0 | 0 | 0 | 0 | 0 | 0 | 0 | 0 | 0 | 0 | 0 | 0 | 0 | 0 | 0 | 0 | 0 | 0 | 0 | 0 | 0 | 0 | 0 | 0 | 0 | 0 | 0 | 0 | 0 | 0 | 0 | 0 | 0 | 0 | 0 | 0 | 0 | 0 | 0 | 0 | 0 | 0 | 0 | 0 | 0 | 0 | 0 | 0 | 0 | 0 | 0 | 0 | 0 | 0 | 0 | 0 | 0 | 0 | 0 | 0 | 0 | 0 | 0
5-KU | KU-Direct Install - Water Conservation Showerheads | Showerhead 1.5 GPM | Existing 2.5 GPM | Per Unit | Full Cost | 0 | 0 | 0 | 0 | 0 | Average cost based on web search | 0 | 0 | 0 | 0 | 0 | 0.0093814 | 0 | Based on the Mid Atlantic TRM v10 (p 137) for the residential measure "Low Flow Showerhead". Engineering Calculation | [9 empty] | 0 | 0 | 0 | 0 | 0 | 0 | 0 | Electric | Residential | Lodging | Water Heat | Existing | NA | NA | NA | ResHotWater - MF Wtd | ResMFGasDHW | KU NonRes | 10 | 10 | Mid Atlantic TRM v10 | 100% | 100% | 0% | 0 | 0 | 0 | 0 | 0 | 0 | 0 | 0 | 0 | 0 | 0 | 0 | 0 | 0 | 0 | 0 | 0 | 0 | 0 | 0 | 0 | 0 | 0 | 0 | 0 | 0 | 0 | 0 | 0 | 0 | 0 | 0 | 0 | 0 | 0 | 0.0093814 | 0.0093814 | 0.0093814 | 0.0093814 | 0.0093814 | 0.0093814 | 0.0093814 | 0 | 0 | 0 | 0 | 0 | 0 | 0 | 0 | 0 | 0 | 0 | 0 | 0 | 0 | 0 | 0 | 0 | 0 | 0 | 0 | 0 | 0 | 0 | 0 | 0 | 0 | 0 | 0 | 0 | 0 | 0 | 0 | 0 | 0 | 0 | 0 | 0 | 0 | 0 | 0 | 0 | 0 | 0 | 0 | 0 | 0 | 0 | 0 | 0 | 0 | 0 | 0 | 0 | 0 | 0 | 0 | 0 | 0 | 0 | 0 | 0 | 0 | 0 | 0
6-KU | KU-Custom MF Retrofit Common Area | Custom Projects - for common areas | Existing Equipment | Per Saved kWh (first year savings only) | Full Cost | 0 | 0 | 0 | 0 | 0 | Benchmarking custom projects from other utilties to estimate incremental cost. Roughly $0.22 per kWh saved as incermental costs. MF are more expensive than large commercial by x 5. | 0 | 0 | 0 | 0.55295 | 1 | 0.00027312 | 0.0030518 | No incentive; free to customers | [9 empty] | 18750 | 18750 | 18750 | 18750 | 18750 | 18750 | 18750 | Both | Commercial | Lodging | All | Existing |  |  |  | OFFLGElecTotl | OFFSMGasHeat | KU NonRes | 15 | 15 | Custom measure EULs ranges from 10 to 25 years depending on end use (NEEP EUL study by GDS 2007) | 100% | 100% | 0% | 0 | 0 | 0 | 0 | 0 | 0 | 0 | 0 | 0 | 0 | 0 | 0 | 0 | 0 | 0 | 0 | 0 | 0 | 0 | 0 | 0 | 0.55295 | 0.55295 | 0.55295 | 0.55295 | 0.55295 | 0.55295 | 0.55295 | 1 | 1 | 1 | 1 | 1 | 1 | 1 | 0.00027312 | 0.00027312 | 0.00027312 | 0.00027312 | 0.00027312 | 0.00027312 | 0.00027312 | 0 | 0 | 0 | 0 | 0 | 0 | 0 | 0 | 0 | 0 | 0 | 0 | 0 | 0 | 0 | 0 | 0 | 0 | 0 | 0 | 0 | 0 | 0 | 0 | 0 | 0 | 0 | 0 | 10367.754 | 10367.754 | 10367.754 | 10367.754 | 10367.754 | 10367.754 | 10367.754 | 18750 | 18750 | 18750 | 18750 | 18750 | 18750 | 18750 | 5.1211 | 5.1211 | 5.1211 | 5.1211 | 5.1211 | 5.1211 | 5.1211 | 0 | 0 | 0 | 0 | 0 | 0 | 0 | 131250 | 0 | 0 | 0 | 72574.2783 | 131250 | 35.8475 | 0
1-LGE | LG&E-WeCare Weatherization Project - Multi Family - Complete Package (MF-GS Com) | Low Income Heating Assistance Program (LIHEAP) at 200% poverty | Existing conditions | Per Home | Full Cost | 0 | 0 | 0 | 0 | NA | LG&E - KU actual 2015 - 2016 savings, number of projects, and average costs: WeCare_Savings_Summary | 0 | 0 | 0 | 825 | 801.6284 | 0.069064 | 15.888 | All three savings (kWh, kW and natural gas) are from LG&E - KU actual savings from 2017 - 2020. EE-Energy Actuals 2021.xls | 0% | 1 | 1138 | 1506 | 108 | 416 | 403 | 160 | 160 | 160 | 160 | 160 | 160 | 160 | 160 | 160 | Both | Commercial | Lodging | All | Existing | NA | NA | NA | OFFLGElecTotl | OFFSMGasHeat | LGE NonRes | 20 | 20 | Most installations are insulations and other weatherization measures. Assume 20 years from Database for Energy Efficient Resources (DEER), Summary of EUL Analysis, 2014 for "Roof/Ceiling Insulation - Residential" measure (consistent with Cadmus potential study 2016). | 100% | 100% | 100% | 0 | 0 | 0 | 0 | 0 | 0 | 0 | 0 | 0 | 0 | 0 | 0 | 0 | 0 | 0 | 0 | 0 | 0 | 0 | 0 | 0 | 825 | 825 | 825 | 825 | 825 | 825 | 825 | 801.6284 | 801.6284 | 801.6284 | 801.6284 | 801.6284 | 801.6284 | 801.6284 | 0.069064 | 0.069064 | 0.069064 | 0.069064 | 0.069064 | 0.069064 | 0.069064 | 15.888 | 15.888 | 15.888 | 15.888 | 15.888 | 15.888 | 15.888 | 0 | 0 | 0 | 0 | 0 | 0 | 0 | 0 | 0 | 0 | 0 | 0 | 0 | 0 | 0 | 0 | 0 | 0 | 0 | 0 | 0 | 132000 | 132000 | 132000 | 132000 | 132000 | 132000 | 132000 | 128260.5399 | 128260.5399 | 128260.5399 | 128260.5399 | 128260.5399 | 128260.5399 | 128260.5399 | 11.0502 | 11.0502 | 11.0502 | 11.0502 | 11.0502 | 11.0502 | 11.0502 | 2542.0742 | 2542.0742 | 2542.0742 | 2542.0742 | 2542.0742 | 2542.0742 | 2542.0742 | 1280 | 0 | 0 | 0 | 924000 | 897823.779 | 77.3517 | 17794.5191
2-LGE | LG&E-WeCare Weatherization Project - Multi Family - Complete Package (MF-NonRes Com) | Low Income Heating Assistance Program (LIHEAP) at 200% poverty | Existing conditions | Per Home | Full Cost | 0 | 0 | 0 | 0 | NA | LG&E - KU actual 2015 - 2016 savings, number of projects, and average costs: WeCare_Savings_Summary | 0 | 0 | 0 | 825 | 801.6284 | 0.069064 | 15.888 | All three savings (kWh, kW and natural gas) are from LG&E - KU actual savings from 2017 - 2020. EE-Energy Actuals 2021.xls | 0% | 1 | 571 | 742 | 2233 | 2234 | 1597 | 240 | 240 | 240 | 240 | 240 | 240 | 240 | 240 | 240 | Both | Commercial | Lodging | All | Existing | NA | NA | NA | OFFLGElecTotl | OFFSMGasHeat | LGE NonRes | 20 | 20 | Most installations are insulations and other weatherization measures. Assume 20 years from Database for Energy Efficient Resources (DEER), Summary of EUL Analysis, 2014 for "Roof/Ceiling Insulation - Residential" measure (consistent with Cadmus potential study 2016). | 100% | 100% | 100% | 0 | 0 | 0 | 0 | 0 | 0 | 0 | 0 | 0 | 0 | 0 | 0 | 0 | 0 | 0 | 0 | 0 | 0 | 0 | 0 | 0 | 825 | 825 | 825 | 825 | 825 | 825 | 825 | 801.6284 | 801.6284 | 801.6284 | 801.6284 | 801.6284 | 801.6284 | 801.6284 | 0.069064 | 0.069064 | 0.069064 | 0.069064 | 0.069064 | 0.069064 | 0.069064 | 15.888 | 15.888 | 15.888 | 15.888 | 15.888 | 15.888 | 15.888 | 0 | 0 | 0 | 0 | 0 | 0 | 0 | 0 | 0 | 0 | 0 | 0 | 0 | 0 | 0 | 0 | 0 | 0 | 0 | 0 | 0 | 198000 | 198000 | 198000 | 198000 | 198000 | 198000 | 198000 | 192390.8098 | 192390.8098 | 192390.8098 | 192390.8098 | 192390.8098 | 192390.8098 | 192390.8098 | 16.5754 | 16.5754 | 16.5754 | 16.5754 | 16.5754 | 16.5754 | 16.5754 | 3813.1112 | 3813.1112 | 3813.1112 | 3813.1112 | 3813.1112 | 3813.1112 | 3813.1112 | 1920 | 0 | 0 | 0 | 1386000 | 1346735.6685 | 116.0275 | 26691.7786
3-LGE | LG&E-Direct Install - Water Conservation Bathroom Aerators | Aerators 0.5 GPM | Existing 2.2 GPM | Per Unit | Full Cost | 0 | 0 | 0 | 0 | 0 | Average cost based on web search | 0 | 0 | 0 | 0 | 0 | 0.0015728 | 0 | Based on the Mid Atlantic TRM v10 (p 133) for the residential measure "Faucet Aerators" for the bathroom. Engineering Calculation. | [9 empty] | 0 | 0 | 0 | 0 | 0 | 0 | 0 | Both | Residential | Lodging | Water Heat | Existing | NA | NA | NA | ResHotWater - MF Wtd | ResMFGasDHW | LGE NonRes | 10 | 10 | Mid Atlantic TRM v10 | 100% | 100% | 100% | 0 | 0 | 0 | 0 | 0 | 0 | 0 | 0 | 0 | 0 | 0 | 0 | 0 | 0 | 0 | 0 | 0 | 0 | 0 | 0 | 0 | 0 | 0 | 0 | 0 | 0 | 0 | 0 | 0 | 0 | 0 | 0 | 0 | 0 | 0 | 0.0015728 | 0.0015728 | 0.0015728 | 0.0015728 | 0.0015728 | 0.0015728 | 0.0015728 | 0 | 0 | 0 | 0 | 0 | 0 | 0 | 0 | 0 | 0 | 0 | 0 | 0 | 0 | 0 | 0 | 0 | 0 | 0 | 0 | 0 | 0 | 0 | 0 | 0 | 0 | 0 | 0 | 0 | 0 | 0 | 0 | 0 | 0 | 0 | 0 | 0 | 0 | 0 | 0 | 0 | 0 | 0 | 0 | 0 | 0 | 0 | 0 | 0 | 0 | 0 | 0 | 0 | 0 | 0 | 0 | 0 | 0 | 0 | 0 | 0 | 0 | 0 | 0
4-LGE | LG&E-Direct Install - Water Conservation Kitchen Aerators | Aerators 1.5 GPM | Existing 2.2 GPM | Per Unit | Full Cost | 0 | 0 | 0 | 0 | 0 | Average cost based on web search | 0 | 0 | 0 | 0 | 0 | 0.0011994 | 0 | Based on the Mid Atlantic TRM v10 (p 133) for the residential measure "Faucet Aerators" for the bathroom. Engineering Calculation. | [9 empty] | 0 | 0 | 0 | 0 | 0 | 0 | 0 | Both | Residential | Lodging | Water Heat | Existing | NA | NA | NA | ResHotWater - MF Wtd | ResMFGasDHW | LGE NonRes | 10 | 10 | Mid Atlantic TRM v10 | 100% | 100% | 100% | 0 | 0 | 0 | 0 | 0 | 0 | 0 | 0 | 0 | 0 | 0 | 0 | 0 | 0 | 0 | 0 | 0 | 0 | 0 | 0 | 0 | 0 | 0 | 0 | 0 | 0 | 0 | 0 | 0 | 0 | 0 | 0 | 0 | 0 | 0 | 0.0011994 | 0.0011994 | 0.0011994 | 0.0011994 | 0.0011994 | 0.0011994 | 0.0011994 | 0 | 0 | 0 | 0 | 0 | 0 | 0 | 0 | 0 | 0 | 0 | 0 | 0 | 0 | 0 | 0 | 0 | 0 | 0 | 0 | 0 | 0 | 0 | 0 | 0 | 0 | 0 | 0 | 0 | 0 | 0 | 0 | 0 | 0 | 0 | 0 | 0 | 0 | 0 | 0 | 0 | 0 | 0 | 0 | 0 | 0 | 0 | 0 | 0 | 0 | 0 | 0 | 0 | 0 | 0 | 0 | 0 | 0 | 0 | 0 | 0 | 0 | 0 | 0
5-LGE | LG&E-Direct Install - Water Conservation Showerheads | Showerhead 1.5 GPM | Existing 2.5 GPM | Per Unit | Full Cost | 0 | 0 | 0 | 0 | 0 | Average cost based on web search | 0 | 0 | 0 | 0 | 0 | 0.0093814 | 0 | Based on the Mid Atlantic TRM v10 (p 137) for the residential measure "Low Flow Showerhead". Engineering Calculation | [9 empty] | 0 | 0 | 0 | 0 | 0 | 0 | 0 | Both | Residential | Lodging | Water Heat | Existing | NA | NA | NA | ResHotWater - MF Wtd | ResMFGasDHW | LGE NonRes | 10 | 10 | Mid Atlantic TRM v10 | 100% | 100% | 100% | 0 | 0 | 0 | 0 | 0 | 0 | 0 | 0 | 0 | 0 | 0 | 0 | 0 | 0 | 0 | 0 | 0 | 0 | 0 | 0 | 0 | 0 | 0 | 0 | 0 | 0 | 0 | 0 | 0 | 0 | 0 | 0 | 0 | 0 | 0 | 0.0093814 | 0.0093814 | 0.0093814 | 0.0093814 | 0.0093814 | 0.0093814 | 0.0093814 | 0 | 0 | 0 | 0 | 0 | 0 | 0 | 0 | 0 | 0 | 0 | 0 | 0 | 0 | 0 | 0 | 0 | 0 | 0 | 0 | 0 | 0 | 0 | 0 | 0 | 0 | 0 | 0 | 0 | 0 | 0 | 0 | 0 | 0 | 0 | 0 | 0 | 0 | 0 | 0 | 0 | 0 | 0 | 0 | 0 | 0 | 0 | 0 | 0 | 0 | 0 | 0 | 0 | 0 | 0 | 0 | 0 | 0 | 0 | 0 | 0 | 0 | 0 | 0
6-LGE | LG&E-Custom MF Retrofit Common Area | Custom Projects - for common areas | Existing Equipment | Per Saved kWh (first year savings only) | Full Cost | 0 | 0 | 0 | 0 | 0 | Benchmarking custom projects from other utilties to estimate incremental cost. Roughly $0.22 per kWh saved as incermental costs. MF are more expensive than large commercial by x 5. | 0 | 0 | 0 | 0.55295 | 1 | 0.00027312 | 0.0030518 | No incentive; free to customers | [9 empty] | 18750 | 18750 | 18750 | 18750 | 18750 | 18750 | 18750 | Both | Commercial | Lodging | All | Existing |  |  |  | OFFLGElecTotl | OFFSMGasHeat | LGE NonRes | 15 | 15 | Custom measure EULs ranges from 10 to 25 years depending on end use (NEEP EUL study by GDS 2007) | 100% | 100% | 100% | 0 | 0 | 0 | 0 | 0 | 0 | 0 | 0 | 0 | 0 | 0 | 0 | 0 | 0 | 0 | 0 | 0 | 0 | 0 | 0 | 0 | 0.55295 | 0.55295 | 0.55295 | 0.55295 | 0.55295 | 0.55295 | 0.55295 | 1 | 1 | 1 | 1 | 1 | 1 | 1 | 0.00027312 | 0.00027312 | 0.00027312 | 0.00027312 | 0.00027312 | 0.00027312 | 0.00027312 | 0.0030518 | 0.0030518 | 0.0030518 | 0.0030518 | 0.0030518 | 0.0030518 | 0.0030518 | 0 | 0 | 0 | 0 | 0 | 0 | 0 | 0 | 0 | 0 | 0 | 0 | 0 | 0 | 0 | 0 | 0 | 0 | 0 | 0 | 0 | 10367.754 | 10367.754 | 10367.754 | 10367.754 | 10367.754 | 10367.754 | 10367.754 | 18750 | 18750 | 18750 | 18750 | 18750 | 18750 | 18750 | 5.1211 | 5.1211 | 5.1211 | 5.1211 | 5.1211 | 5.1211 | 5.1211 | 57.2217 | 57.2217 | 57.2217 | 57.2217 | 57.2217 | 57.2217 | 57.2217 | 131250 | 0 | 0 | 0 | 72574.2783 | 131250 | 35.8475 | 400.552
https://cadmus.sharepoint.com/sites/CP6923/Shared%20Documents/2021%20EE%20Plan%20Update/Projections/LGE%20KU%20Program%20Measure%20Inputs_27OCT2017.xlsx?web=1
Sept 9/27/2021 |  |  | Original Budget | [21 empty] | Reference summary |  |  |  | Weighted DI Participation Assumptions:
1 | keep as is for now (SF and MF) |  | 2659800 | [21 empty] | KU - MF 2020 | LGE - MF 2020 | SUM MF |  | Direct Install - Water Conservation Bathroom Aerators | 60%
2 | safe - assume 50/50 |  | 15810300 | [21 empty] | 390 | 416 | 806 |  | Direct Install - Water Conservation Kitchen Aerators | 20%
|  |  | 0 | [21 empty] | KU - SF 2020 | LGE - SF 2020 | SUM MF |  | Direct Install - Water Conservation Showerheads | 40%
Nov. 11/22/2021 |  |  | 18470100 | [21 empty] | 960 | 2234 | 3194
1 | LG&E and KU meeting
2 | MF plus to add custom
3 | 75% of project cost; benchmark % of low income apt. per building criteria (50% to 60%); check if there are caps; 10 projects a year
4 | 15k-20k per project; 150k total; confirm with benchmarking
5 | add management budgets
6 | move admin 15% back 10%
7 | Move share to 30% and 70% instead of 80/20 for the SF and MF
8 | keep total at 4000 parts
MF Custom Project Benchmarching
| Average Savings Per Project kWh | Average Savings Per Project Therms | Project Savings Range (kWh) | MF Custom Project Savings Assumption | Project Amount Assumption
Mid-utility 1 | 44289.1223 | 135.1626 | 4,500 to 167,000 Savings | 7500 | 5
Mid-utility 2 | 26166.8576 | 2266.6837 | Estimated the number of projects based on 2020 annual reports
| Cost per unit Savings ($/kWh) | Cost per unit Savings ($/therms)
Mid-utility 1 | 0.23557 | 77.1885 | IMC estimate costs to savings
Mid-utility 2 | 0.58163 | 6.7144 | actual project costs to savings (used this)
IMC Custom projects | 0.22118 | 2.4078 | comparison
THE ASSUMPTIONS BELOW ARE FROM PREVIOUS PLANNING. NOTES OF 2021 PLANNING ARE ADDED AS COMMENTS.
Program Assumptions: | [154 empty] | TRUE | TRUE | TRUE | TRUE
1 | Change to one tier - average per home $1500 per SF home for energy savings; adding MF LI participants where 50% of costs are assumed per home ($750). It is assumed from Franklin Energy (Census data) that 22% of MF customers are LI. The Plan assumes 20% of parts will be MF LI. Assume 10% adder for Admin cost for implementer. | [13 empty] | 10% | Adder for Admin cost for implementer | [138 empty] | TRUE | TRUE | TRUE | TRUE
2 | redesign this program
3 | Used Tetra Tech kWh evaluated results of participant savings using a billing analysis and initial review of LG&E and KU’s own savings estimates that we conducted during the evaluation of Program Years 2013 (PY2013) & 2014 (PY2014). This update incorporates additional data more recently provided by LG&E and KU for PY2015 and PY2016.
4 | Estimate kW impacts (ratio of kWh Tetra Tech savings to LG&E's tracking data). No adjustment made to LG&E therm savings from the original tracking data. Assume MF savings is 50% of SF savings based on 50% of costs.
5 | Add lighting O&M savings to align with other programs. Assume 7.4 LED bulbs per home to determine O&M costs. Assume average O&M per year.
6 | 2011-2018 plan assumes cap of 4,200 (50/50 split per utility) per year (in 2018). Meeting in May 2017 updated 2019-2023 to assume 4,000 to account for new MF customers and focus efforts on deeper retrofits for SF. Meeting agreed for flat parts across 2019 - 2023.
[5 empty] | KU Savings |  |  | LG&E Savings |  |  | Overall Savings - (MF-NonRes Com) |  |  | Overall Savings - (MF-NonRes Com)
| Building | Weight | Parts | Costs | kWh | kW | Therms | kWh | kW | Therms | kWh | kW | Therms | kWh | kW | Therms
| SF | 80% | 3200 | 1500 | 1217.1949 | 0.10299 | 0 | 1603.2567 | 0.13813 | 31.7759
| MF | 20% | 800 | 750 | 608.5975 | 0.051496 | 0 | 801.6284 | 0.069064 | 15.888 | 694.389 | 0.059304 | 7.0613 | 713.8871 | 0.061078 | 8.6662
| Total | 100% | 4000 | 1350 | 1095.4754 | 0.092693 | 0 | 1442.9311 | 0.12432 | 28.5983
[11 empty] | https://cadmus.sharepoint.com/sites/CP6923/Shared%20Documents/2021%20EE%20Plan%20Update/Projections/LGE%20KU%20Program%20Measure%20Inputs_27OCT2017.xlsx?web=1 |  |  | https://cadmus.sharepoint.com/sites/CP6923/Shared%20Documents/2021%20EE%20Plan%20Update/Projections/LGE%20KU%20Program%20Measure%20Inputs_27OCT2017.xlsx?web=1
WeCare Measures Summary Include (2015-2016):
| Measure Name | Measure Description/Qualification | Base Equipment
| APPLIANCE REPLACEMENT | Refrigerator replacement and removal | Existing equipment
| ATTIC/WALLS/DUCTS INSULATION | Air sealing, insulation, duct repair, duct sealing and venting | Existing equipment
| DOOR REPAIR/IMPROVE-WEATHER STRIP | Weather stripping kit | Existing equipment
| DOOR REPLACEMENT | Exterior door replacement and storm door | Existing equipment
| GENERAL MEASURES | Building repairs, baseboard heater replacement, health and safety, mobile home measures | Existing equipment
| HVAC CURSORY REVIEW | HVAC measures | Existing equipment
| LIGHTING RETROFIT/REPLACE | CFLs and nightlights | Existing equipment
| POWER FACTOR CORRECTION | Smart Strips | Existing equipment
| PROGRAMMABLE THERMOSTATS/EMS INSTALLATION | Programmable thermostats | Existing equipment
1 bathroom, 1 kitchen, 1 showerhead | WATER CONSERVATION-LOW FLOW AERATORS | Bathroom, kitchen, and shower low-flow | Existing equipment
| WATER HEATER/DHW | Pipe insulation, repair, tank wrap, temp reduction | Existing equipment
| WINDOW REPAIR/IMPROVE-CAULK | Weather stripping kit and storm window install | Existing equipment
| WINDOW REPLACEMENT | Window replacement | Existing equipment
From Jan 1, 2015 through May 1, 2016
|  | 2015 |  | 2016 |  | Total Sum of VRM Qty | Total Count of Enrollment ID
| ECM | Sum of VRM Qty | Count of Enrollment ID | Sum of VRM Qty | Count of Enrollment ID
| LIGHTING RETROFIT/REPLACE | 45194 | 5948 | 19430 | 2750 | 64624 | 8698
| Grand Total | 45194 | 5948 | 19430 | 2750 | 64624 | 8698
[7 empty] | 7.4298 | Average Lighting Installation per Home
[7 empty] | -0.37239 | Overall O&M per lamp
| Measure Name | Measure Description/Qualification | Incremental Annual O&M (Per Unit) | Weight by Type | Weight by Year | Overall Weight
| DI-Lighting General Service Lamp - Premium Efficiency LED | DI-Lighting General Service Lamp - Premium Efficiency LED | -0.8329 | 98.79% | 40% | 39.52%
| DI-Lighting General Service Lamp - Premium Efficiency LED | DI-Lighting General Service Lamp - Premium Efficiency LED | -0.069408 | 98.79% | 60% | 59.27%
| DI-Lighting Specialty Lamp - Premium Efficiency LED | DI-Lighting Specialty Lamp - Premium Efficiency LED | -0.3883 | 1.209% | 40% | 0.4837%
| DI-Lighting Specialty Lamp - Premium Efficiency LED | DI-Lighting Specialty Lamp - Premium Efficiency LED | -0.032358 | 1.209% | 60% | 0.7255%
[5 empty] | https://cadmus.sharepoint.com/sites/CP6923/Shared%20Documents/2021%20EE%20Plan%20Update/Projections/LGE%20KU%20Program%20Measure%20Inputs_27OCT2017.xlsx?web=1 | https://cadmus.sharepoint.com/sites/CP6923/Shared%20Documents/2021%20EE%20Plan%20Update/Projections/LGE%20KU%20Program%20Measure%20Inputs_27OCT2017.xlsx?web=1
From Jan 1, 2015 through May 1, 2016
| Full list included: |  |  |  |  | All CFLs will now be LEDs. Assume same distribution for LEDs.
| Row Labels |  | ECM | VRM | QTY | LED Map Type
| APPLIANCE REPLACEMENT |  | LIGHTING RETROFIT/REPLACE | CFL - SCREW IN BULB 3-WAY SPIRAL | 114 | DI-Lighting Specialty Lamp - Premium Efficiency LED
| FRIDGE - COIL CLEANING KIT - LEAVE BEHIN |  |  | CFL - SCREW IN BULB DIMMABLE | 8 | DI-Lighting Specialty Lamp - Premium Efficiency LED
| FRIDGE - REFRIGERATOR THERMOMETER - LEAV |  |  | CFL - SCREW IN BULB ONLY REPLACE 100W WITH (25-30W) | 511 | DI-Lighting General Service Lamp - Premium Efficiency LED
| FRIDGE - SECONDARY REMOVAL |  |  | CFL - SCREW IN BULB ONLY REPLACE 100W WITH 23W | 34 | DI-Lighting General Service Lamp - Premium Efficiency LED
| FRIDGE REPLACEMENT - (ENERGY STAR) 15 CU |  |  | CFL - SCREW IN BULB ONLY REPLACE 100W WITH 25-30W EXT FLOOD | 598 | DI-Lighting Specialty Lamp - Premium Efficiency LED
| FRIDGE REPLACEMENT - (ENERGY STAR) 17 CU |  |  | CFL - SCREW IN BULB ONLY REPLACE 100W WITH 25W | 3351 | DI-Lighting General Service Lamp - Premium Efficiency LED
| FRIDGE REPLACEMENT - (ENERGY STAR) 18 CU |  |  | CFL - SCREW IN BULB ONLY REPLACE 100W WITH 28W | 2207 | DI-Lighting General Service Lamp - Premium Efficiency LED
| FRIDGE REPLACEMENT - (ENERGY STAR) 21 CU |  |  | CFL - SCREW IN BULB ONLY REPLACE 100W WITH 30W | 286 | DI-Lighting General Service Lamp - Premium Efficiency LED
| Result |  |  | CFL - SCREW IN BULB ONLY REPLACE 60W WITH (13-15W) | 4465 | DI-Lighting General Service Lamp - Premium Efficiency LED
| ATTIC/WALLS/DUCTS INSULATION |  |  | CFL - SCREW IN BULB ONLY REPLACE 60W WITH 13W | 27289 | DI-Lighting General Service Lamp - Premium Efficiency LED
| 5.5 INCH (DENSE PACK) |  |  | CFL - SCREW IN BULB ONLY REPLACE 60W WITH 13W (PORCH - COMP) | 2151 | DI-Lighting General Service Lamp - Premium Efficiency LED
| AIR SEALING - BLOWER DOOR GUIDED |  |  | CFL - SCREW IN BULB ONLY REPLACE 60W WITH 14W | 24 | DI-Lighting General Service Lamp - Premium Efficiency LED
| AIR SEALING - FOAM (PER 10 LB CANISTER) |  |  | CFL - SCREW IN BULB ONLY REPLACE 60W WITH 14W (COMP) | 4376 | DI-Lighting General Service Lamp - Premium Efficiency LED
| AIR SEALING - FOAM (PER 12 OZ CAN - NO L |  |  | CFL - SCREW IN BULB ONLY REPLACE 75W WITH (18-23W) | 1149 | DI-Lighting General Service Lamp - Premium Efficiency LED
| AIR SEALING - FOAM (PER LINEAR FT) |  |  | CFL - SCREW IN BULB ONLY REPLACE 75W WITH 18W | 12881 | DI-Lighting General Service Lamp - Premium Efficiency LED
| ATTIC - BOXING AND DAMMING ATTIC ACCESS |  |  | CFL - SCREW IN BULB ONLY REPLACE 75W WITH 23W | 101 | DI-Lighting General Service Lamp - Premium Efficiency LED
ATTIC - BOXING AND DAMMING HEAT PRODUCIN
ATTIC - CELLULOSE - OPEN ATTIC - ADD R30
ATTIC - CELLULOSE - OPEN ATTIC - ADD R35
ATTIC - CREATE ATTIC HATCH COVER - INSUL
| ATTIC - CREATE ATTIC HATCH INTERIOR GREA | [7 empty] | Equipment saturations LGE |  | Equipment Saturations KU
| ATTIC - CREATE ATTIC HATCH INTERIOR LESS | [7 empty] | Electric water heater | 34% | Electric water heater | 43%
| ATTIC - GENERAL INSULATION (ATTIC PREP) | [7 empty] | NG water heater | 66% | NG water heater | 57%
| ATTIC - INTERIOR ATTIC STAIR COVER | [7 empty] | Electric furnace | 16.4% | Electric furnace | 16.4%
| ATTIC - PULL DOWN STAIR COVER - BUILT ON | [7 empty] | Natural gas furnace | 54% | Natural gas furnace | 54%
| ATTIC - PULL DOWN STAIR COVER - PRE-FAB | [7 empty] | Central AC | 71.2% | Central AC | 71.2%
| BARRIER - VAPOR BARRIER | [7 empty] | ASHP | 23.4% | ASHP | 23.4%
CRAWL SPACE - AIR SEAL AND INSULATE WALL
CRAWL SPACE - FLOOR COVERING
CRAWL SPACE - INSTALL 6 MILL VAPOR BARRI
CRAWL SPACE - INSTALL CEILING/FLOOR INSU
| CRAWL SPACE - PERIMETER INSULATION (RIM |  | KU
| DOOR - INSTALL DOOR SWEEP |  | Kit item | Unit | Total Cost | Unit kWh Savings | Unit kW savings | Unit therms savings | Affected eq. | Electric eq. saturation | NG eq. saturation | % installation rate (100% as this is direct install) | Total kWh savings | Total kW savings | Total therms savings | Savings source | Savings assumptions | Measure life
| DUCT - REPLACE DAMAGED FLEX DUCT |  | Low flow aeretor (2.2. to 0.5 gpm), bathroom | 1 |  | 82.2396 | 0.0040852 | 0 | Water heater | 0.43 | 0.57 | 1 | 35.363 | 0.0017566 | 0 | Mid-At TRM, v10, p.133 & PA TRM (2021), v2, p.79 | Electric domestic water heater. The baseline is a standard faucet aerator using 2.2 GPM. Average minutes of use per person per fixture per day is 1.6 minutes for bathrooms. For kW savings, assume 13% faucet use takes place during peak hours and the peak period is 180 minutes. | 10
| DUCT - SEAL/INSTALL INSULATION TO R6 EQU |  | Low flow aeretor (1.5 gpm), kitchen | 1 |  | 62.7142 | 0.0031153 | 0 | Water heater | 0.43 | 0.57 | 1 | 26.9671 | 0.0013396 | 0 | Mid-At TRM, v10, p.133 | Electric domestic water heater. The baseline is a standard faucet aerator using 2.2 GPM. Average minutes of use per person per fixture per day is 4.5 minutes for kitchens. Claiming kWh savings from the reduction in water consumption arising from this measure. The kWh savings would be in relation to the pumping and wastewater treatment. For kW savings, assume 13% faucet use takes place during peak hours and the peak period is 180 minutes. | 10 | https://www.amazon.com/Sink-Faucet-Aerators-1-5-packs/dp/B083R4X8SY/ref=asc_df_B083R4X8SY/?tag=hyprod-20&linkCode=df0&hvadid=459693563969&hvpos=&hvnetw=g&hvrand=13053134597248756696&hvpone=&hvptwo=&hvqmt=&hvdev=c&hvdvcmdl=&hvlocint=&hvlocphy=9030049&hvtargid=pla-946525136297&th=1
| DUCT - SEALING (DUCT BLASTER GUIDED OR E |  | Low flow (2.5 to 1.5 gpm) Showerhead | 1 |  | 279.3175 | 0.024367 | 0 | Water heater | 0.43 | 0.57 | 1 | 120.1065 | 0.010478 | 0 | Mid-At TRM, v10, p.137 | The baseline is a standard showerhead using 2.5 GPM. | 10
DUCT - WRAP
FLUE - REPAIR
| GABLE VENT INSTALLED |  | LGE
| INSULATE - ATTIC FLOOR R15 |  | Kit item | Unit | Total Cost | Unit kWh Savings | Unit kW savings | Unit therms savings | Affected eq. | Electric eq. saturation | NG eq. saturation | % installation rate (100% as this is direct install) | Total kWh savings | Total kW savings | Total therms savings | Savings source | Savings assumptions | Measure life
| INSULATE - INSTALL 1 INCH INSULATION BOA |  | Low flow aeretor (2.2. to 0.5 gpm), bathroom | 1 |  | 82.2396 | 0.0040852 | 3.4374 | Water heater | 0.34 | 0.66 | 1 | 27.9615 | 0.001389 | 2.2687 | Mid-At TRM, v10, p.133 | Electric domestic water heater. The baseline is a standard faucet aerator using 2.2 GPM. Average minutes of use per person per fixture per day is 1.6 minutes for bathrooms. For kW savings, assume 13% faucet use takes place during peak hours and the peak period is 180 minutes. | 10
| INSULATE - INSTALL 1/2 INCH INSULATION B |  | Low flow aeretor (1.5 gpm), kitchen | 1 |  | 62.7142 | 0.0031153 | 2.6213 | Water heater | 0.34 | 0.66 | 1 | 21.3228 | 0.0010592 | 1.73 | Mid-At TRM, v10, p.133 | Electric domestic water heater. The baseline is a standard faucet aerator using 2.2 GPM. Average minutes of use per person per fixture per day is 4.5 minutes for kitchens. Claiming kWh savings from the reduction in water consumption arising from this measure. The kWh savings would be in relation to the pumping and wastewater treatment. For kW savings, assume 13% faucet use takes place during peak hours and the peak period is 180 minutes. | 10 | https://www.amazon.com/Sink-Faucet-Aerators-1-5-packs/dp/B083R4X8SY/ref=asc_df_B083R4X8SY/?tag=hyprod-20&linkCode=df0&hvadid=459693563969&hvpos=&hvnetw=g&hvrand=13053134597248756696&hvpone=&hvptwo=&hvqmt=&hvdev=c&hvdvcmdl=&hvlocint=&hvlocphy=9030049&hvtargid=pla-946525136297&th=1
| INSULATE - INSTALL 2 INCH INSULATION BOA |  | Low flow (2.5 to 1.5 gpm) Showerhead | 1 |  | 279.3175 | 0.024367 | 11.6746 | Water heater | 0.34 | 0.66 | 1 | 94.968 | 0.0082849 | 7.7053 | Mid-At TRM, v10, p.137 | The baseline is a standard showerhead using 2.5 GPM. | 10
INSULATE - INSTALL SWITCH OUTLET GASKETS
INSULATE - RIM JOIST
INSULATE - UNINSULATED FLOORED ATTICS TO
INSULATE - UNINSULATED KNEEWALLS TO R11
INSULATE - UNINSULATED KNEEWALLS TO R13
| INSULATE - UNINSULATED KNEEWALLS TO R19 |  | LOW FLOW SHOWER HEAD (1.5 GPM)
| INSULATE - UNINSULATED SLOPE CEILINGS TO |  | Cost | Source (09/19/2022)
| INSULATE - UNINSULATED WALLS 3.5 INCH (F |  | 5.95 | https://www.conservationmart.com/p-7177-bits-15-gpm-showerhead-b150-ch-chrome.aspx?gclid=EAIaIQobChMIq_n6hpKi-gIVrxNMCh3C9gSbEAQYCiABEgLEl_D_BwE
| INSULATE - UNRESTRICTED ATTICS FROM R11 |  | 8.95 | https://www.conservationmart.com/p-2138-sava-spa-15-gpm-chrome-showerhead-n2515ch.aspx?gclid=EAIaIQobChMIq_n6hpKi-gIVrxNMCh3C9gSbEAQYBCABEgIA9_D_BwE
| INSULATE - UNRESTRICTED ATTICS FROM R8 T |  | 9.45 | https://www.conservationwarehouse.com/earth-massage-showerhead-chrome.html?utm_source=Earth-Massage-Chrome-Showerhead&utm_medium=google-shopping%2Bengine&utm_campaign=PLA-Showerheads&gclid=EAIaIQobChMIq_n6hpKi-gIVrxNMCh3C9gSbEAQYAiABEgKGl_D_BwE
| Result |  | 8.1167 | Average
ROOF VENT INSTALLED
| VENTING - INSTALL BATHROOM VENTILATION F |  | FAUCET AERATOR (0.5 GPM) - bathroom
| VENTING - INSTALL DRYER VENT |  | Cost | Source (09/19/2022)
| VENTING - INSTALL DRYER VENTILATION FAN |  | 1.86 | http://www.supplyhouse.com/Wal-rich-4309500-Lo-Flo-Chrome-Plated-Male-x-Female-Faucet-Aerator-5-GPM-Lead-Free
| DOOR REPAIR/IMPROVE-WEATHER STRIP |  | 1.05 | https://www.conservationmart.com/p-8231-bits-05-gpm-faucet-aerator-needle-spray-ban050.aspx
| DOOR - WEATHER STRIPPING KIT - GENERAL |  | 2.26 | https://www.grainger.com/product/10N182?gucid=N:N:FPL:Free:MS:CSM-1946:tew63h4:20501231
| DOOR REPLACEMENT |  | 1.7233 | Average
CONTRACTOR - SERVICE VISIT OR PROCESS FE
DOOR - INSTALL STORM DOORS
| DOOR - LOCKSET REPLACEMENT |  | Low flow aeretor (1.5 gpm), kitchen | Source (09/19/2022)
| DOOR - PRIMARY SOLID CORE WOOD DOOR REPL |  | 5.28 | https://www.homedepot.com/p/NEOPERL-1-5-GPM-Dual-Thread-Water-Saving-Faucet-Aerator-37-0086-98/100666002
| DOOR - REPLACE EXTERIOR DOORS W METAL/FI |  | 3.5 | https://www.amazon.com/Sink-Faucet-Aerators-1-5-packs/dp/B083R4X8SY/ref=asc_df_B083R4X8SY/?tag=hyprod-20&linkCode=df0&hvadid=459693563969&hvpos=&hvnetw=g&hvrand=13053134597248756696&hvpone=&hvptwo=&hvqmt=&hvdev=c&hvdvcmdl=&hvlocint=&hvlocphy=9030049&hvtargid=pla-946525136297&th=1
| Result |  | 3.99 | https://www.conservationwarehouse.com/1-5-gpm-faucet-aerator-bathroom-sink-n3215n-pc.html
| WINDOW - DOUBLE PANE WOOD SASH REPLACEME |  | 4.2567 | Average
GENERAL INSULATION MEASURES
INSULATION TRUCK SET-UP CHARGE (601 - 9
INSULATION TRUCK SET-UP CHARGE (901 - 1
INSULATION TRUCK SET-UP CHARGE (GRTR TH
INSULATION TRUCK SET-UP CHARGE (LESS TH
GENERAL REPAIR MEASURES
BLDG REPAIRS - DRYWALL REPLACEMENT (FINI
BLDG REPAIRS - EXTERIOR SIDING REPLACEME
BLDG REPAIRS - FLOORING REPLACEMENT (FIN
BLDG REPAIRS - FLOORING REPLACEMENT (PLY
BLDG REPAIRS - MISCELLANEOUS
ELECTRIC BASEBOARD HEATER - REPLACEMENT
ELECTRONIC BASEBOARD THERMOSTATS - REPAI
Result
GENERAL SERVICES/PRODUCTS FOR EE MEASURES
CONTRACTOR - GAS LEAK REPAIR FEE
CONTRACTOR - MISC PARTS OR MATERIALS
CONTRACTOR - MISCELLANEOUS
CONTRACTOR - QUOTE FEE
CONTRACTOR - SERVICE VISIT OR PROCESS FE
CONTRACTOR - SPECIALTY OR MAJOR ISSUES (
MOBILE HOME - BELLY BLOW FIBERGLASS LABO
MOBILE HOME - FIBERGLASS BLOW BELLY R-19
MOBILE HOME - INSTALL 6 MIL VISQUEEN
MOBILE HOME - INSTALL DOOR SWEEP
MOBILE HOME - INSTALL PLEXIGLASS
MOBILE HOME - REPAIR BELLY RUPTURES HOLE
MOBILE HOME - REPAIR SUBFLOOR
MOBILE HOME - REPL MISSING WALL FLOOR CE
MOBILE HOME - SEAL AROUND A/C UNIT
MOBILE HOME - SILICONE AROUND BOOTS
MOBILE HOME - TIGHTEN & STRAIGHEN FLEX R
Result
HEALTH/SAFETY
CO DETECTOR - INSTALLATION
HVAC CURSORY REVIEW
FILTER - CLEAN/REPLACE HVAC FILTER
FILTER - CLEAN/REPLACE WINDOW AC FILTER
HP - ENERGY EFFICIENT UNITARY HEAT PUMP
HVAC - COOLING - REPAIR SYSTEM (HRLY LAB
HVAC - COOLING - TUNE-UP (LABOR)
HVAC - HEATING - REPAIR SYSTEM (HRLY LAB
HVAC - HEATING - REPLACE W EE FURNACE UN
HVAC - HEATING - TUNE-UP (LABOR)
Result
WINDOW AC - REMOVAL OF SECONDARY UNIT
WINDOW AC 10000 BTUH; 10.8 EER - INSTALL
WINDOW AC 12000 BTUH; 10.8 EER - INSTALL
WINDOW AC 15000 BTUH; 10.7 EER - INSTALL
WINDOW AC 18000 BTUH; 10.7 EER - INSTALL
WINDOW AC 5000 BTUH; 10.8 EER - INSTALLA
WINDOW AC 6000 BTUH; 11.2 EER - INSTALLA
WINDOW AC 8000 BTUH; 10.8 EER - INSTALLA
LIGHTING RETROFIT/REPLACE
CFL - SCREW IN BULB 3-WAY SPIRAL
CFL - SCREW IN BULB DIMMABLE
CFL - SCREW IN BULB ONLY REPLACE 100W WI
CFL - SCREW IN BULB ONLY REPLACE 60W WIT
CFL - SCREW IN BULB ONLY REPLACE 75W WIT
LED NIGHT LIGHTS
Result
POWER FACTOR CORRECTION
SMART STRIP SURGE PROTECTOR - INSTALLATI
PROGRAMMABLE THERMOSTATS/EMS INSTALLATION
THERMOSTAT - PROGRAMMABLE (HONEYWELL)
THERMOSTAT - PROGRAMMABLE (HUNTER)
THERMOSTAT - PROGRAMMABLE (LIGHTSTAT)
THERMOSTAT (EASY TO READ)
THERMOSTAT (SETBACK)
Result
(blank)
WATER CONSERVATION-LOW FLOW AERATORS
AERATOR - INSTALL LOW FLOW BATHROOM SINK
AERATOR - INSTALL LOW FLOW KITCHEN SINK
FAUCET - REPLACEMENT (KITCHEN)
Result
SHOWERHEAD - INSTALL LOW FLOW SHOWERHEAD
WATER HEATER/DHW
HOT WATER FAUCET - LEAK REPAIR BATHROOM
HOT WATER FAUCET - LEAK REPAIR KITCHEN F
HOT WATER HEATER - LEAK REPAIR
HOT WATER HEATER - ON/OFF SWITCH & BOX 2
HOT WATER HEATER - PIPE INSULATION (PER
HOT WATER HEATER - PIPE INSULATION 8 FT
HOT WATER HEATER - PRESSURE RELIEF DISCH
HOT WATER HEATER - TANK WRAP INSULATION
HOT WATER HEATER - TEMP REDUCTION TO 120
Result
WINDOW REPAIR/IMPROVE-CAULK
Result
WINDOW - INSTALL INTERIOR WINDOW KIT
WINDOW - INSTALL STORM WINDOW
WINDOW REPLACEMENT
Result
WINDOW - DOUBLE PANE GLAZING REPLACEMENT
WINDOW - DOUBLE PANE WOOD SASH REPLACEME
WINDOW - DOUBLE PANE WOOD WINDOW REPLACE
WINDOW - SINGLE PANE GLAZING REPLACEMENT
WINDOW - SINGLE PANE WOOD SASH REPLACEME
WINDOW - SINGLE PANE WOOD WINDOW REPLACE
WeCare Measures Report 2020 and 2021 (on Sharepoint Data>>WeCare>>WeCare Measures Report 2020 and 2021)
Jan 2020 to December 2020
| LIGHTING RETROFIT/REPLACE | Quantity
| LED - REPLACE INCANDESCENT WITH 11W BR30 | 13569 | specialty - BR is specialty lamp
| LED - REPLACE INCANDESCENT WITH 8.5W A19 | 20417 | general - A line is general service
| LED NIGHT LIGHTS | 4014
Jan 2021 to August 2021
LIGHTING RETROFIT/REPLACE
| LED - REPLACE INCANDESCENT WITH 11W BR30 | 5822
| LED - REPLACE INCANDESCENT WITH 8.5W A19 | 13252
| LED NIGHT LIGHTS | 2426
From Jan 2020 through August 2021
| LIGHTING RETROFIT/REPLACE | Quantity
| LED - REPLACE INCANDESCENT WITH 11W BR30 | 19391 | DI-Lighting Specialty Lamp - Premium Efficiency LED
| LED - REPLACE INCANDESCENT WITH 8.5W A19 | 33669 | DI-Lighting General Service Lamp - Premium Efficiency LED
| LED NIGHT LIGHTS | 6440
|  | 2020 |  | 2021 |  | Total Sum of VRM Qty | Total Count of Enrollment ID
| ECM | Sum of VRM Qty | Count of Enrollment ID | Sum of VRM Qty | Count of Enrollment ID
| LIGHTING RETROFIT/REPLACE | 33986 | 3595 | 19074 | 2047 | 53060 | 5642
| Grand Total | 33986 | 3595 | 19074 | 2047 | 59500 | 5642
[7 empty] | 10.5459 | Average Lighting Installation per Home
[7 empty] | -0.67042 | Overall O&M per lamp
| Measure Name | Measure Description/Qualification | Incremental Annual O&M (Per Unit) | Weight by Type
| DI-Lighting General Service Lamp - Premium Efficiency LED | DI-Lighting General Service Lamp - Premium Efficiency LED | -0.8329 | 63.45%
| DI-Lighting General Service Lamp - Premium Efficiency LED - eisa 2020 | DI-Lighting General Service Lamp - Premium Efficiency LED | -0.069408 | 0%
| DI-Lighting Specialty Lamp - Premium Efficiency LED | DI-Lighting Specialty Lamp - Premium Efficiency LED | -0.3883 | 36.55%
| DI-Lighting Specialty Lamp - Premium Efficiency LED - eisa 2020 | DI-Lighting Specialty Lamp - Premium Efficiency LED | -0.032358 | 0%

## PDA
_Measure Details_Measure ID | __Measure Name | __Measure Description/Qualification | __Base Equipment | __Per Unit Assumption | _First Year Costs_Full or Incremental Cost | __Full/Incremental Equipment Cost (Per Unit) | __Full/Incremental Labor Cost (Per Unit) | __Full/Incremental Cost (Per Unit) | __Incremental Annual O&M (Per Unit) | __50% of Incremental Cost | __Cost Sources | __Current Incentive | __Proposed Incentive Level | __Dealer Incentive | __Implementation Cost | _First Year Energy Savings_Electric kWh Savings Per Unit | __Electric kW Savings Per Unit | __Natural Gas Therms Savings Per Unit | __Energy Savings Source | _Participation Assumptions_Escalation Rate | __Number of Unit Per Participant | 1__2017 | 2__2018 | 3__2019 | 4__2020 | __Projected 2021 | __Projected 2022 | __Participation 2023 | __Participation 2024 | __Participation 2025 | __Participation 2026 | __Participation 2027 | __Participation 2028 | __Participation 2029 | __Participation 2030 | _Modeling Measure-level Inputs_Fuel Type | __Sector | __Segment | __Enduse | __Construction Type | __Potential Study Measure Name | __Potential Study Measure Description | __Potential Study Baseline Description | __Electric Load Shape | __Natural Gas Load Shape | __Customer Rate Class | __Measure Life | __Baseline Life | __Life Source | _Measure Tier Share_Tier Share | _Measure Fuel Weights_Electric Share | __Natural Gas Share | Per Unit_Incremental Costs_2024 | Per Unit_Incremental Costs_2025 | Per Unit_Incremental Costs_2026 | Per Unit_Incremental Costs_2027 | Per Unit_Incremental Costs_2028 | Per Unit_Incremental Costs_2029 | Per Unit_Incremental Costs_2030 | Per Unit_Incremental Annual O&M_2024 | Per Unit_Incremental Annual O&M_2025 | Per Unit_Incremental Annual O&M_2026 | Per Unit_Incremental Annual O&M_2027 | Per Unit_Incremental Annual O&M_2028 | Per Unit_Incremental Annual O&M_2029 | Per Unit_Incremental Annual O&M_2030 | Per Unit_Customer & Dealer Incentives_2024 | Per Unit_Customer & Dealer Incentives_2025 | Per Unit_Customer & Dealer Incentives_2026 | Per Unit_Customer & Dealer Incentives_2027 | Per Unit_Customer & Dealer Incentives_2028 | Per Unit_Customer & Dealer Incentives_2029 | Per Unit_Customer & Dealer Incentives_2030 | Per Unit_Implementation Cost_2024 | Per Unit_Implementation Cost_2025 | Per Unit_Implementation Cost_2026 | Per Unit_Implementation Cost_2027 | Per Unit_Implementation Cost_2028 | Per Unit_Implementation Cost_2029 | Per Unit_Implementation Cost_2030 | Per Unit_kWh _2024 | Per Unit_kWh _2025 | Per Unit_kWh _2026 | Per Unit_kWh _2027 | Per Unit_kWh _2028 | Per Unit_kWh _2029 | Per Unit_kWh _2030 | Per Unit_kW_2024 | Per Unit_kW_2025 | Per Unit_kW_2026 | Per Unit_kW_2027 | Per Unit_kW_2028 | Per Unit_kW_2029 | Per Unit_kW_2030 | Per Unit_Therms_2024 | Per Unit_Therms_2025 | Per Unit_Therms_2026 | Per Unit_Therms_2027 | Per Unit_Therms_2028 | Per Unit_Therms_2029 | Per Unit_Therms_2030 | Program_Incremental Costs_2024 | Program_Incremental Costs_2025 | Program_Incremental Costs_2026 | Program_Incremental Costs_2027 | Program_Incremental Costs_2028 | Program_Incremental Costs_2029 | Program_Incremental Costs_2030 | Program_Incremental Annual O&M_2024 | Program_Incremental Annual O&M_2025 | Program_Incremental Annual O&M_2026 | Program_Incremental Annual O&M_2027 | Program_Incremental Annual O&M_2028 | Program_Incremental Annual O&M_2029 | Program_Incremental Annual O&M_2030 | Program_Customer & Dealer Incentives_2024 | Program_Customer & Dealer Incentives_2025 | Program_Customer & Dealer Incentives_2026 | Program_Customer & Dealer Incentives_2027 | Program_Customer & Dealer Incentives_2028 | Program_Customer & Dealer Incentives_2029 | Program_Customer & Dealer Incentives_2030 | Program_Implementation Costs_2024 | Program_Implementation Costs_2025 | Program_Implementation Costs_2026 | Program_Implementation Costs_2027 | Program_Implementation Costs_2028 | Program_Implementation Costs_2029 | Program_Implementation Costs_2030 | Program_kWh _2024 | Program_kWh _2025 | Program_kWh _2026 | Program_kWh _2027 | Program_kWh _2028 | Program_kWh _2029 | Program_kWh _2030 | Program_kW_2024 | Program_kW_2025 | Program_kW_2026 | Program_kW_2027 | Program_kW_2028 | Program_kW_2029 | Program_kW_2030 | Program_Therms_2024 | Program_Therms_2025 | Program_Therms_2026 | Program_Therms_2027 | Program_Therms_2028 | Program_Therms_2029 | Program_Therms_2030 | _Total Plan Summary 2024-2030_Participation | __Incremental Costs ($) | __Incremental Annual O&M ($) | __Customer & Dealer Incentives ($) | __Implementation Costs ($) | __Electric kWh Benefits | __Electric kW Peak Demand Benefits | __Natural Gas Therms Benefits
Program Development & Administration (PDA) | [52 empty] | Costs | [27 empty] | Electric Benefits | [6 empty] | Electric Peak Demand Benefits | [6 empty] | Natural Gas Benefits | [6 empty] | Costs | [27 empty] | Electric Benefits | [6 empty] | Electric Peak Demand Benefits | [6 empty] | Natural Gas Benefits
[22 empty] | 1 | 2 | 3 | 4 | [27 empty] | Per Unit | Per Unit | Per Unit | Per Unit | Per Unit | Per Unit | Per Unit | Per Unit | Per Unit | Per Unit | Per Unit | Per Unit | Per Unit | Per Unit | Per Unit | Per Unit | Per Unit | Per Unit | Per Unit | Per Unit | Per Unit | Per Unit | Per Unit | Per Unit | Per Unit | Per Unit | Per Unit | Per Unit | Per Unit | Per Unit | Per Unit | Per Unit | Per Unit | Per Unit | Per Unit | Per Unit | Per Unit | Per Unit | Per Unit | Per Unit | Per Unit | Per Unit | Per Unit | Per Unit | Per Unit | Per Unit | Per Unit | Per Unit | Per Unit | Program | Program | Program | Program | Program | Program | Program | Program | Program | Program | Program | Program | Program | Program | Program | Program | Program | Program | Program | Program | Program | Program | Program | Program | Program | Program | Program | Program | Program | Program | Program | Program | Program | Program | Program | Program | Program | Program | Program | Program | Program | Program | Program | Program | Program | Program | Program | Program | Program
Measure Details |  |  |  |  | First Year Costs | [10 empty] | First Year Energy Savings |  |  |  | Participation Assumptions | [15 empty] | Modeling Measure-level Inputs | [13 empty] | Measure Tier Share | Measure Fuel Weights |  | Incremental Costs | Incremental Costs | Incremental Costs | Incremental Costs | Incremental Costs | Incremental Costs | Incremental Costs | Incremental Annual O&M | Incremental Annual O&M | Incremental Annual O&M | Incremental Annual O&M | Incremental Annual O&M | Incremental Annual O&M | Incremental Annual O&M | Customer & Dealer Incentives | Customer & Dealer Incentives | Customer & Dealer Incentives | Customer & Dealer Incentives | Customer & Dealer Incentives | Customer & Dealer Incentives | Customer & Dealer Incentives | Implementation Cost | Implementation Cost | Implementation Cost | Implementation Cost | Implementation Cost | Implementation Cost | Implementation Cost | kWh | kWh | kWh | kWh | kWh | kWh | kWh | kW | kW | kW | kW | kW | kW | kW | Therms | Therms | Therms | Therms | Therms | Therms | Therms | Incremental Costs | Incremental Costs | Incremental Costs | Incremental Costs | Incremental Costs | Incremental Costs | Incremental Costs | Incremental Annual O&M | Incremental Annual O&M | Incremental Annual O&M | Incremental Annual O&M | Incremental Annual O&M | Incremental Annual O&M | Incremental Annual O&M | Customer & Dealer Incentives | Customer & Dealer Incentives | Customer & Dealer Incentives | Customer & Dealer Incentives | Customer & Dealer Incentives | Customer & Dealer Incentives | Customer & Dealer Incentives | Implementation Costs | Implementation Costs | Implementation Costs | Implementation Costs | Implementation Costs | Implementation Costs | Implementation Costs | kWh | kWh | kWh | kWh | kWh | kWh | kWh | kW | kW | kW | kW | kW | kW | kW | Therms | Therms | Therms | Therms | Therms | Therms | Therms | Total Plan Summary 2024-2030
Measure ID | Measure Name | Measure Description/Qualification | Base Equipment | Per Unit Assumption | Full or Incremental Cost | Full/Incremental Equipment Cost (Per Unit) | Full/Incremental Labor Cost (Per Unit) | Full/Incremental Cost (Per Unit) | Incremental Annual O&M (Per Unit) | 50% of Incremental Cost | Cost Sources | Current Incentive | Proposed Incentive Level | Dealer Incentive | Implementation Cost | Electric kWh Savings Per Unit | Electric kW Savings Per Unit | Natural Gas Therms Savings Per Unit | Energy Savings Source | Escalation Rate | Number of Unit Per Participant | 2017 | 2018 | 2019 | 2020 | Projected 2021 | Projected 2022 | Participation 2023 | Participation 2024 | Participation 2025 | Participation 2026 | Participation 2027 | Participation 2028 | Participation 2029 | Participation 2030 | Fuel Type | Sector | Segment | Enduse | Construction Type | Potential Study Measure Name | Potential Study Measure Description | Potential Study Baseline Description | Electric Load Shape | Natural Gas Load Shape | Customer Rate Class | Measure Life | Baseline Life | Life Source | Tier Share | Electric Share | Natural Gas Share | 2024 | 2025 | 2026 | 2027 | 2028 | 2029 | 2030 | 2024 | 2025 | 2026 | 2027 | 2028 | 2029 | 2030 | 2024 | 2025 | 2026 | 2027 | 2028 | 2029 | 2030 | 2024 | 2025 | 2026 | 2027 | 2028 | 2029 | 2030 | 2024 | 2025 | 2026 | 2027 | 2028 | 2029 | 2030 | 2024 | 2025 | 2026 | 2027 | 2028 | 2029 | 2030 | 2024 | 2025 | 2026 | 2027 | 2028 | 2029 | 2030 | 2024 | 2025 | 2026 | 2027 | 2028 | 2029 | 2030 | 2024 | 2025 | 2026 | 2027 | 2028 | 2029 | 2030 | 2024 | 2025 | 2026 | 2027 | 2028 | 2029 | 2030 | 2024 | 2025 | 2026 | 2027 | 2028 | 2029 | 2030 | 2024 | 2025 | 2026 | 2027 | 2028 | 2029 | 2030 | 2024 | 2025 | 2026 | 2027 | 2028 | 2029 | 2030 | 2024 | 2025 | 2026 | 2027 | 2028 | 2029 | 2030 | Participation | Incremental Costs ($) | Incremental Annual O&M ($) | Customer & Dealer Incentives ($) | Implementation Costs ($) | Electric kWh Benefits | Electric kW Peak Demand Benefits | Natural Gas Therms Benefits
1 | Program Development & Administration (PDA) | PDA | None | Per Program | Full Cost | 0 | 0 | 0 | 0 | 0 |  | 0 | 0 | 0 | 0 | 0 | 0 | 0 | Modeled as funding only program - no savings | 0% | 1 | 0 | 0 | 0 | 0 | 0 | 0 | 1 | 1 | 1 | 1 | 1 | 1 | 1 | 1 | Both | Residential | Single Family | All | Existing | NA | NA | NA | ResEleTotal - SF Wtd | ResSFGasTotal | LGE Res | 1 | 1 | Annual program life | 100% | 100% | 100% | 0 | 0 | 0 | 0 | 0 | 0 | 0 | 0 | 0 | 0 | 0 | 0 | 0 | 0 | 0 | 0 | 0 | 0 | 0 | 0 | 0 | 0 | 0 | 0 | 0 | 0 | 0 | 0 | 0 | 0 | 0 | 0 | 0 | 0 | 0 | 0 | 0 | 0 | 0 | 0 | 0 | 0 | 0 | 0 | 0 | 0 | 0 | 0 | 0 | 0 | 0 | 0 | 0 | 0 | 0 | 0 | 0 | 0 | 0 | 0 | 0 | 0 | 0 | 0 | 0 | 0 | 0 | 0 | 0 | 0 | 0 | 0 | 0 | 0 | 0 | 0 | 0 | 0 | 0 | 0 | 0 | 0 | 0 | 0 | 0 | 0 | 0 | 0 | 0 | 0 | 0 | 0 | 0 | 0 | 0 | 0 | 0 | 0 | 7 | 0 | 0 | 0 | 0 | 0 | 0 | 0 | TRUE | TRUE | TRUE | TRUE | TRUE | TRUE | TRUE | TRUE
1-KU | KU-Program Development & Administration (PDA) | PDA | None | Per Program | Full Cost | 0 | 0 | 0 | 0 | 0 |  | 0 | 0 | 0 | 0 | 0 | 0 | 0 | Modeled as funding only program - no savings | 0% | 1 | 0 | 0 | 0 | 0 | 0 | 0 | 0.5 | 0.5 | 0.5 | 0.5 | 0.5 | 0.5 | 0.5 | 0.5 | Electric | Residential | Single Family | All | Existing | NA | NA | NA | ResEleTotal - SF Wtd | ResSFGasTotal | KU Res | 1 | 1 | Annual program life | 100% | 100% | 0% | 0 | 0 | 0 | 0 | 0 | 0 | 0 | 0 | 0 | 0 | 0 | 0 | 0 | 0 | 0 | 0 | 0 | 0 | 0 | 0 | 0 | 0 | 0 | 0 | 0 | 0 | 0 | 0 | 0 | 0 | 0 | 0 | 0 | 0 | 0 | 0 | 0 | 0 | 0 | 0 | 0 | 0 | 0 | 0 | 0 | 0 | 0 | 0 | 0 | 0 | 0 | 0 | 0 | 0 | 0 | 0 | 0 | 0 | 0 | 0 | 0 | 0 | 0 | 0 | 0 | 0 | 0 | 0 | 0 | 0 | 0 | 0 | 0 | 0 | 0 | 0 | 0 | 0 | 0 | 0 | 0 | 0 | 0 | 0 | 0 | 0 | 0 | 0 | 0 | 0 | 0 | 0 | 0 | 0 | 0 | 0 | 0 | 0 | 3.5 | 0 | 0 | 0 | 0 | 0 | 0 | 0
1-LGE | LG&E-Program Development & Administration (PDA) | PDA | None | Per Program | Full Cost | 0 | 0 | 0 | 0 | 0 |  | 0 | 0 | 0 | 0 | 0 | 0 | 0 | Modeled as funding only program - no savings | 0% | 1 | 0 | 0 | 0 | 0 | 0 | 0 | 0.5 | 0.5 | 0.5 | 0.5 | 0.5 | 0.5 | 0.5 | 0.5 | Both | Residential | Single Family | All | Existing | NA | NA | NA | ResEleTotal - SF Wtd | ResSFGasTotal | LGE Res | 1 | 1 | Annual program life | 100% | 100% | 100% | 0 | 0 | 0 | 0 | 0 | 0 | 0 | 0 | 0 | 0 | 0 | 0 | 0 | 0 | 0 | 0 | 0 | 0 | 0 | 0 | 0 | 0 | 0 | 0 | 0 | 0 | 0 | 0 | 0 | 0 | 0 | 0 | 0 | 0 | 0 | 0 | 0 | 0 | 0 | 0 | 0 | 0 | 0 | 0 | 0 | 0 | 0 | 0 | 0 | 0 | 0 | 0 | 0 | 0 | 0 | 0 | 0 | 0 | 0 | 0 | 0 | 0 | 0 | 0 | 0 | 0 | 0 | 0 | 0 | 0 | 0 | 0 | 0 | 0 | 0 | 0 | 0 | 0 | 0 | 0 | 0 | 0 | 0 | 0 | 0 | 0 | 0 | 0 | 0 | 0 | 0 | 0 | 0 | 0 | 0 | 0 | 0 | 0 | 3.5 | 0 | 0 | 0 | 0 | 0 | 0 | 0
Modeled as Funding Only
See "LGE-KU Budgets" tab

## WeCare V2
_Measure Details_Measure ID | __Measure Name | __Measure Description/Qualification | __Base Equipment | __Per Unit Assumption | _First Year Costs_Full or Incremental Cost | __Full/Incremental Equipment Cost (Per Unit) | __Full/Incremental Labor Cost (Per Unit) | __Full/Incremental Cost (Per Unit) | __Incremental Annual O&M (Per Unit) | __50% of Incremental Cost | __Cost Sources | __Current Incentive | __Proposed Incentive Level | __Dealer Incentive | __Implementation Cost | _First Year Energy Savings_Electric kWh Savings Per Unit | __Electric kW Savings Per Unit | __Natural Gas Therms Savings Per Unit | __Energy Savings Source | _Participation Assumptions_Escalation Rate | __Number of Unit Per Participant | 1__2017 | 2__2018 | 3__2019 | 4__2020 | __2021 | __2022 | __Projected 2023 | __Participation 2024 | __Participation 2025 | __Participation 2026 | __Participation 2027 | __Participation 2028 | __Participation 2029 | __Participation 2030 | _Modeling Measure-level Inputs_Fuel Type | __Sector | __Segment | __Enduse | __Construction Type | __Potential Study Measure Name | __Potential Study Measure Description | __Potential Study Baseline Description | __Electric Load Shape | __Natural Gas Load Shape | __Customer Rate Class | __Measure Life | __Baseline Life | __Life Source | _Measure Tier Share_Tier Share | _Measure Fuel Weights_Electric Share | __Natural Gas Share | Per Unit_Incremental Costs_2024 | Per Unit_Incremental Costs_2025 | Per Unit_Incremental Costs_2026 | Per Unit_Incremental Costs_2027 | Per Unit_Incremental Costs_2028 | Per Unit_Incremental Costs_2029 | Per Unit_Incremental Costs_2030 | Per Unit_Incremental Annual O&M_2024 | Per Unit_Incremental Annual O&M_2025 | Per Unit_Incremental Annual O&M_2026 | Per Unit_Incremental Annual O&M_2027 | Per Unit_Incremental Annual O&M_2028 | Per Unit_Incremental Annual O&M_2029 | Per Unit_Incremental Annual O&M_2030 | Per Unit_Customer & Dealer Incentives_2024 | Per Unit_Customer & Dealer Incentives_2025 | Per Unit_Customer & Dealer Incentives_2026 | Per Unit_Customer & Dealer Incentives_2027 | Per Unit_Customer & Dealer Incentives_2028 | Per Unit_Customer & Dealer Incentives_2029 | Per Unit_Customer & Dealer Incentives_2030 | Per Unit_Implementation Cost_2024 | Per Unit_Implementation Cost_2025 | Per Unit_Implementation Cost_2026 | Per Unit_Implementation Cost_2027 | Per Unit_Implementation Cost_2028 | Per Unit_Implementation Cost_2029 | Per Unit_Implementation Cost_2030 | Per Unit_kWh _2024 | Per Unit_kWh _2025 | Per Unit_kWh _2026 | Per Unit_kWh _2027 | Per Unit_kWh _2028 | Per Unit_kWh _2029 | Per Unit_kWh _2030 | Per Unit_kW_2024 | Per Unit_kW_2025 | Per Unit_kW_2026 | Per Unit_kW_2027 | Per Unit_kW_2028 | Per Unit_kW_2029 | Per Unit_kW_2030 | Per Unit_Therms_2024 | Per Unit_Therms_2025 | Per Unit_Therms_2026 | Per Unit_Therms_2027 | Per Unit_Therms_2028 | Per Unit_Therms_2029 | Per Unit_Therms_2030 | Program_Incremental Costs_2024 | Program_Incremental Costs_2025 | Program_Incremental Costs_2026 | Program_Incremental Costs_2027 | Program_Incremental Costs_2028 | Program_Incremental Costs_2029 | Program_Incremental Costs_2030 | Program_Incremental Annual O&M_2024 | Program_Incremental Annual O&M_2025 | Program_Incremental Annual O&M_2026 | Program_Incremental Annual O&M_2027 | Program_Incremental Annual O&M_2028 | Program_Incremental Annual O&M_2029 | Program_Incremental Annual O&M_2030 | Program_Customer & Dealer Incentives_2024 | Program_Customer & Dealer Incentives_2025 | Program_Customer & Dealer Incentives_2026 | Program_Customer & Dealer Incentives_2027 | Program_Customer & Dealer Incentives_2028 | Program_Customer & Dealer Incentives_2029 | Program_Customer & Dealer Incentives_2030 | Program_Implementation Costs_2024 | Program_Implementation Costs_2025 | Program_Implementation Costs_2026 | Program_Implementation Costs_2027 | Program_Implementation Costs_2028 | Program_Implementation Costs_2029 | Program_Implementation Costs_2030 | Program_kWh _2024 | Program_kWh _2025 | Program_kWh _2026 | Program_kWh _2027 | Program_kWh _2028 | Program_kWh _2029 | Program_kWh _2030 | Program_kW_2024 | Program_kW_2025 | Program_kW_2026 | Program_kW_2027 | Program_kW_2028 | Program_kW_2029 | Program_kW_2030 | Program_Therms_2024 | Program_Therms_2025 | Program_Therms_2026 | Program_Therms_2027 | Program_Therms_2028 | Program_Therms_2029 | Program_Therms_2030 | _Total Plan Summary 2024-2030_Participation | __Incremental Costs ($) | __Incremental Annual O&M ($) | __Customer & Dealer Incentives ($) | __Implementation Costs ($) | __Electric kWh Benefits | __Electric kW Peak Demand Benefits | __Natural Gas Therms Benefits
WeCare V2 - Low - Moderate Income with DR Direct Enrollment | [52 empty] | Costs | [27 empty] | Electric Benefits | [6 empty] | Electric Peak Demand Benefits | [6 empty] | Natural Gas Benefits | [6 empty] | Costs | [27 empty] | Electric Benefits | [6 empty] | Electric Peak Demand Benefits | [6 empty] | Natural Gas Benefits
[22 empty] | 1 | 2 | 3 | 4 | [27 empty] | Per Unit | Per Unit | Per Unit | Per Unit | Per Unit | Per Unit | Per Unit | Per Unit | Per Unit | Per Unit | Per Unit | Per Unit | Per Unit | Per Unit | Per Unit | Per Unit | Per Unit | Per Unit | Per Unit | Per Unit | Per Unit | Per Unit | Per Unit | Per Unit | Per Unit | Per Unit | Per Unit | Per Unit | Per Unit | Per Unit | Per Unit | Per Unit | Per Unit | Per Unit | Per Unit | Per Unit | Per Unit | Per Unit | Per Unit | Per Unit | Per Unit | Per Unit | Per Unit | Per Unit | Per Unit | Per Unit | Per Unit | Per Unit | Per Unit | Program | Program | Program | Program | Program | Program | Program | Program | Program | Program | Program | Program | Program | Program | Program | Program | Program | Program | Program | Program | Program | Program | Program | Program | Program | Program | Program | Program | Program | Program | Program | Program | Program | Program | Program | Program | Program | Program | Program | Program | Program | Program | Program | Program | Program | Program | Program | Program | Program
Measure Details |  |  |  |  | First Year Costs | [10 empty] | First Year Energy Savings |  |  |  | Participation Assumptions | [15 empty] | Modeling Measure-level Inputs | [13 empty] | Measure Tier Share | Measure Fuel Weights |  | Incremental Costs | Incremental Costs | Incremental Costs | Incremental Costs | Incremental Costs | Incremental Costs | Incremental Costs | Incremental Annual O&M | Incremental Annual O&M | Incremental Annual O&M | Incremental Annual O&M | Incremental Annual O&M | Incremental Annual O&M | Incremental Annual O&M | Customer & Dealer Incentives | Customer & Dealer Incentives | Customer & Dealer Incentives | Customer & Dealer Incentives | Customer & Dealer Incentives | Customer & Dealer Incentives | Customer & Dealer Incentives | Implementation Cost | Implementation Cost | Implementation Cost | Implementation Cost | Implementation Cost | Implementation Cost | Implementation Cost | kWh | kWh | kWh | kWh | kWh | kWh | kWh | kW | kW | kW | kW | kW | kW | kW | Therms | Therms | Therms | Therms | Therms | Therms | Therms | Incremental Costs | Incremental Costs | Incremental Costs | Incremental Costs | Incremental Costs | Incremental Costs | Incremental Costs | Incremental Annual O&M | Incremental Annual O&M | Incremental Annual O&M | Incremental Annual O&M | Incremental Annual O&M | Incremental Annual O&M | Incremental Annual O&M | Customer & Dealer Incentives | Customer & Dealer Incentives | Customer & Dealer Incentives | Customer & Dealer Incentives | Customer & Dealer Incentives | Customer & Dealer Incentives | Customer & Dealer Incentives | Implementation Costs | Implementation Costs | Implementation Costs | Implementation Costs | Implementation Costs | Implementation Costs | Implementation Costs | kWh | kWh | kWh | kWh | kWh | kWh | kWh | kW | kW | kW | kW | kW | kW | kW | Therms | Therms | Therms | Therms | Therms | Therms | Therms | Total Plan Summary 2024-2030
Measure ID | Measure Name | Measure Description/Qualification | Base Equipment | Per Unit Assumption | Full or Incremental Cost | Full/Incremental Equipment Cost (Per Unit) | Full/Incremental Labor Cost (Per Unit) | Full/Incremental Cost (Per Unit) | Incremental Annual O&M (Per Unit) | 50% of Incremental Cost | Cost Sources | Current Incentive | Proposed Incentive Level | Dealer Incentive | Implementation Cost | Electric kWh Savings Per Unit | Electric kW Savings Per Unit | Natural Gas Therms Savings Per Unit | Energy Savings Source | Escalation Rate | Number of Unit Per Participant | 2017 | 2018 | 2019 | 2020 | 2021 | 2022 | Projected 2023 | Participation 2024 | Participation 2025 | Participation 2026 | Participation 2027 | Participation 2028 | Participation 2029 | Participation 2030 | Fuel Type | Sector | Segment | Enduse | Construction Type | Potential Study Measure Name | Potential Study Measure Description | Potential Study Baseline Description | Electric Load Shape | Natural Gas Load Shape | Customer Rate Class | Measure Life | Baseline Life | Life Source | Tier Share | Electric Share | Natural Gas Share | 2024 | 2025 | 2026 | 2027 | 2028 | 2029 | 2030 | 2024 | 2025 | 2026 | 2027 | 2028 | 2029 | 2030 | 2024 | 2025 | 2026 | 2027 | 2028 | 2029 | 2030 | 2024 | 2025 | 2026 | 2027 | 2028 | 2029 | 2030 | 2024 | 2025 | 2026 | 2027 | 2028 | 2029 | 2030 | 2024 | 2025 | 2026 | 2027 | 2028 | 2029 | 2030 | 2024 | 2025 | 2026 | 2027 | 2028 | 2029 | 2030 | 2024 | 2025 | 2026 | 2027 | 2028 | 2029 | 2030 | 2024 | 2025 | 2026 | 2027 | 2028 | 2029 | 2030 | 2024 | 2025 | 2026 | 2027 | 2028 | 2029 | 2030 | 2024 | 2025 | 2026 | 2027 | 2028 | 2029 | 2030 | 2024 | 2025 | 2026 | 2027 | 2028 | 2029 | 2030 | 2024 | 2025 | 2026 | 2027 | 2028 | 2029 | 2030 | 2024 | 2025 | 2026 | 2027 | 2028 | 2029 | 2030 | Participation | Incremental Costs ($) | Incremental Annual O&M ($) | Customer & Dealer Incentives ($) | Implementation Costs ($) | Electric kWh Benefits | Electric kW Peak Demand Benefits | Natural Gas Therms Benefits
1 | WeCare V2 Weatherization Project - Single Family - Complete Package | Low Income Heating Assistance Program (LIHEAP) at 300% FPL | Existing conditions | Per Home | Full Cost | 0 | 0 | 0 | 0 | NA | LG&E - KU actual 2015 - 2016 savings, number of projects, and average costs: WeCare_Savings_Summary | 0 | 0 | 0 | 1815 | 793.25 | 0.067815 | 26.962 | 2022 Evaluation of B&C Tiers - https://cadmus.sharepoint.com/sites/CP6923/Shared%20Documents/LGE%20KU%202023%20DSM%20Plan/Data/LGE%20KU%20Data/LGE%20KU_2022%20Deemed%20Savings%20Recommendations_2022-09-30%20V1.xlsx?web=1 | 0% | 1 | 1017 | 1073 | 3247 | 3194 | 3200 | 3200 | 4590 | 4590 | 4590 | 4590 | 4590 | 4590 | 4590 | 4590 | Both | Residential | Single Family | All | Existing | NA | NA | NA | ResEleTotal - SF Wtd | ResSFGasTotal | LGE Res | 20 | 20 | Most installations are insulations and other weatherization measures. Assume 20 years from Database for Energy Efficient Resources (DEER), Summary of EUL Analysis, 2014 for "Roof/Ceiling Insulation - Residential" measure (consistent with Cadmus potential study 2016). | 100% | 100% | 100% | 0 | 0 | 0 | 0 | 0 | 0 | 0 | 0 | 0 | 0 | 0 | 0 | 0 | 0 | 0 | 0 | 0 | 0 | 0 | 0 | 0 | 1815 | 1815 | 1815 | 1815 | 1815 | 1815 | 1815 | 793.25 | 793.25 | 793.25 | 793.25 | 793.25 | 793.25 | 793.25 | 0.067815 | 0.067815 | 0.067815 | 0.067815 | 0.067815 | 0.067815 | 0.067815 | 26.962 | 26.962 | 26.962 | 26.962 | 26.962 | 26.962 | 26.962 | 0 | 0 | 0 | 0 | 0 | 0 | 0 | 0 | 0 | 0 | 0 | 0 | 0 | 0 | 0 | 0 | 0 | 0 | 0 | 0 | 0 | 8330850 | 8330850 | 8330850 | 8330850 | 8330850 | 8330850 | 8330850 | 3641017.5 | 3641017.5 | 3641017.5 | 3641017.5 | 3641017.5 | 3641017.5 | 3641017.5 | 311.2697 | 311.2697 | 311.2697 | 311.2697 | 311.2697 | 311.2697 | 311.2697 | 123755.58 | 123755.58 | 123755.58 | 123755.58 | 123755.58 | 123755.58 | 123755.58 | 32130 | 0 | 0 | 0 | 58315950 | 25487122.5 | 2178.8877 | 866289.06 | TRUE | TRUE | TRUE | TRUE | TRUE | TRUE | TRUE | TRUE
2 | WeCare V2 Smart Thermostat - Single Family (with direct enrollment to DR) | Smart thermostat rebate with direct enrollment to DR | Mix of manual and programmable thermostats | Per smart thermostat | Incremental Cost | 0 | 0 | 0 | 0 | 0 | Mid Atlantic TRM v9 | 0 | 0 | 0 | 204 | 310.5748 | 0 | 13.7376 | Mid Atlantic TRM v.9 (p.139-140) | 0% | 1 | 0 | 0 | 0 | 0 | 364 | 364 | 522 | 522 | 522 | 522 | 522 | 522 | 522 | 522 | Both | Residential | Single Family | HVAC | Existing | NA | NA | NA | ResCooling - SF Wtd | ResSFGasHeat | LGE Res | 7.5 | 7.5 | Mid-Atlantic TRM, Version 10 (May 2020), page 106 | 100% | 100% | 100% | 0 | 0 | 0 | 0 | 0 | 0 | 0 | 0 | 0 | 0 | 0 | 0 | 0 | 0 | 0 | 0 | 0 | 0 | 0 | 0 | 0 | 204 | 204 | 204 | 204 | 204 | 204 | 204 | 310.5748 | 310.5748 | 310.5748 | 310.5748 | 310.5748 | 310.5748 | 310.5748 | 0 | 0 | 0 | 0 | 0 | 0 | 0 | 13.7376 | 13.7376 | 13.7376 | 13.7376 | 13.7376 | 13.7376 | 13.7376 | 0 | 0 | 0 | 0 | 0 | 0 | 0 | 0 | 0 | 0 | 0 | 0 | 0 | 0 | 0 | 0 | 0 | 0 | 0 | 0 | 0 | 106488 | 106488 | 106488 | 106488 | 106488 | 106488 | 106488 | 162120.059 | 162120.059 | 162120.059 | 162120.059 | 162120.059 | 162120.059 | 162120.059 | 0 | 0 | 0 | 0 | 0 | 0 | 0 | 7171.0272 | 7171.0272 | 7171.0272 | 7171.0272 | 7171.0272 | 7171.0272 | 7171.0272 | 3654 | 0 | 0 | 0 | 745416 | 1134840.4127 | 0 | 50197.1904 | TRUE | TRUE | TRUE | TRUE | TRUE | TRUE | TRUE | TRUE
1-KU | KU-WeCare Weatherization Project - Single Family - Complete Package | Low Income Heating Assistance Program (LIHEAP) at 300% FPL | Existing conditions | Per Home | Full Cost | 0 | 0 | 0 | 0 | NA | LG&E - KU actual 2015 - 2016 savings, number of projects, and average costs: WeCare_Savings_Summary | 0 | 0 | 0 | 1815 | 885 | 0.075658 | 0 | 2022 Evaluation of B&C Tiers - https://cadmus.sharepoint.com/sites/CP6923/Shared%20Documents/LGE%20KU%202023%20DSM%20Plan/Data/LGE%20KU%20Data/LGE%20KU_2022%20Deemed%20Savings%20Recommendations_2022-09-30%20V1.xlsx?web=1 | 0% | 1 | 446 | 331 | 1014 | 960 | 996 | 996 | 2295 | 2295 | 2295 | 2295 | 2295 | 2295 | 2295 | 2295 | Electric | Residential | Single Family | All | Existing | NA | NA | NA | ResEleTotal - SF Wtd | ResSFGasTotal | KU Res | 20 | 20 | Most installations are insulations and other weatherization measures. Assume 20 years from Database for Energy Efficient Resources (DEER), Summary of EUL Analysis, 2014 for "Roof/Ceiling Insulation - Residential" measure (consistent with Cadmus potential study 2016). | 100% | 100% | 0% | 0 | 0 | 0 | 0 | 0 | 0 | 0 | 0 | 0 | 0 | 0 | 0 | 0 | 0 | 0 | 0 | 0 | 0 | 0 | 0 | 0 | 1815 | 1815 | 1815 | 1815 | 1815 | 1815 | 1815 | 885 | 885 | 885 | 885 | 885 | 885 | 885 | 0.075658 | 0.075658 | 0.075658 | 0.075658 | 0.075658 | 0.075658 | 0.075658 | 0 | 0 | 0 | 0 | 0 | 0 | 0 | 0 | 0 | 0 | 0 | 0 | 0 | 0 | 0 | 0 | 0 | 0 | 0 | 0 | 0 | 0 | 0 | 0 | 0 | 0 | 0 | 0 | 4165425 | 4165425 | 4165425 | 4165425 | 4165425 | 4165425 | 4165425 | 2031075 | 2031075 | 2031075 | 2031075 | 2031075 | 2031075 | 2031075 | 173.6361 | 173.6361 | 173.6361 | 173.6361 | 173.6361 | 173.6361 | 173.6361 | 0 | 0 | 0 | 0 | 0 | 0 | 0 | 16065 | 0 | 0 | 0 | 29157975 | 14217525 | 1215.4526 | 0
2-KU | KU-WeCare V2 Smart Thermostat - Single Family (with direct enrollment to DR) | Smart thermostat rebate with direct enrollment to DR | Mix of manual and programmable thermostats | Per smart thermostat | Incremental Cost | 0 | 0 | 0 | 0 | 0 | Mid Atlantic TRM v10 and v9 (see Mid Atlantic TRM V10 Res Tables tab) | 0 | 0 | 0 | 204 | 310.5748 | 0 | 0 | Mid Atlantic TRM v.10 (p.105-106) | 0% | 1 | 0 | 0 | 0 | 0 | 182 | 182 | 261 | 261 | 261 | 261 | 261 | 261 | 261 | 261 | Electric | Residential | Single Family | HVAC | Existing | NA | NA | NA | ResCooling - SF Wtd | ResSFGasHeat | KU Res | 7.5 | 7.5 | Mid-Atlantic TRM, Version 10 (May 2020), page 106 | 100% | 100% | 0% | 0 | 0 | 0 | 0 | 0 | 0 | 0 | 0 | 0 | 0 | 0 | 0 | 0 | 0 | 0 | 0 | 0 | 0 | 0 | 0 | 0 | 204 | 204 | 204 | 204 | 204 | 204 | 204 | 310.5748 | 310.5748 | 310.5748 | 310.5748 | 310.5748 | 310.5748 | 310.5748 | 0 | 0 | 0 | 0 | 0 | 0 | 0 | 0 | 0 | 0 | 0 | 0 | 0 | 0 | 0 | 0 | 0 | 0 | 0 | 0 | 0 | 0 | 0 | 0 | 0 | 0 | 0 | 0 | 0 | 0 | 0 | 0 | 0 | 0 | 0 | 53244 | 53244 | 53244 | 53244 | 53244 | 53244 | 53244 | 81060.0295 | 81060.0295 | 81060.0295 | 81060.0295 | 81060.0295 | 81060.0295 | 81060.0295 | 0 | 0 | 0 | 0 | 0 | 0 | 0 | 0 | 0 | 0 | 0 | 0 | 0 | 0 | 1827 | 0 | 0 | 0 | 372708 | 567420.2063 | 0 | 0
1-LGE | LG&E-WeCare Weatherization Project - Single Family - Complete Package | Low Income Heating Assistance Program (LIHEAP) at 300% FPL | Existing conditions | Per Home | Full Cost | 0 | 0 | 0 | 0 | NA | LG&E - KU actual 2015 - 2016 savings, number of projects, and average costs: WeCare_Savings_Summary | 0 | 0 | 0 | 1815 | 701.5 | 0.059971 | 53.924 | 2022 Evaluation of B&C Tiers - https://cadmus.sharepoint.com/sites/CP6923/Shared%20Documents/LGE%20KU%202023%20DSM%20Plan/Data/LGE%20KU%20Data/LGE%20KU_2022%20Deemed%20Savings%20Recommendations_2022-09-30%20V1.xlsx?web=1 | 0% | 1 | 571 | 742 | 2233 | 2234 | 2204 | 2204 | 2295 | 2295 | 2295 | 2295 | 2295 | 2295 | 2295 | 2295 | Both | Residential | Single Family | All | Existing | NA | NA | NA | ResEleTotal - SF Wtd | ResSFGasTotal | LGE Res | 20 | 20 | Most installations are insulations and other weatherization measures. Assume 20 years from Database for Energy Efficient Resources (DEER), Summary of EUL Analysis, 2014 for "Roof/Ceiling Insulation - Residential" measure (consistent with Cadmus potential study 2016). | 100% | 100% | 100% | 0 | 0 | 0 | 0 | 0 | 0 | 0 | 0 | 0 | 0 | 0 | 0 | 0 | 0 | 0 | 0 | 0 | 0 | 0 | 0 | 0 | 1815 | 1815 | 1815 | 1815 | 1815 | 1815 | 1815 | 701.5 | 701.5 | 701.5 | 701.5 | 701.5 | 701.5 | 701.5 | 0.059971 | 0.059971 | 0.059971 | 0.059971 | 0.059971 | 0.059971 | 0.059971 | 53.924 | 53.924 | 53.924 | 53.924 | 53.924 | 53.924 | 53.924 | 0 | 0 | 0 | 0 | 0 | 0 | 0 | 0 | 0 | 0 | 0 | 0 | 0 | 0 | 0 | 0 | 0 | 0 | 0 | 0 | 0 | 4165425 | 4165425 | 4165425 | 4165425 | 4165425 | 4165425 | 4165425 | 1609942.5 | 1609942.5 | 1609942.5 | 1609942.5 | 1609942.5 | 1609942.5 | 1609942.5 | 137.6336 | 137.6336 | 137.6336 | 137.6336 | 137.6336 | 137.6336 | 137.6336 | 123755.58 | 123755.58 | 123755.58 | 123755.58 | 123755.58 | 123755.58 | 123755.58 | 16065 | 0 | 0 | 0 | 29157975 | 11269597.5 | 963.435 | 866289.06
2-LGE | LG&E-WeCare V2 Smart Thermostat - Single Family (with direct enrollment to DR) | Smart thermostat rebate with direct enrollment to DR | Mix of manual and programmable thermostats | Per smart thermostat | Incremental Cost | 0 | 0 | 0 | 0 | 0 | Mid Atlantic TRM v10 and v9 (see Mid Atlantic TRM V10 Res Tables tab) | 0 | 0 | 0 | 204 | 310.5748 | 0 | 27.4752 | Mid Atlantic TRM v.10 (p.105-106) | 0% | 1 | 0 | 0 | 0 | 0 | 182 | 182 | 261 | 261 | 261 | 261 | 261 | 261 | 261 | 261 | Both | Residential | Single Family | HVAC | Existing | NA | NA | NA | ResCooling - SF Wtd | ResSFGasHeat | LGE Res | 7.5 | 7.5 | Mid-Atlantic TRM, Version 10 (May 2020), page 106 | 100% | 100% | 100% | 0 | 0 | 0 | 0 | 0 | 0 | 0 | 0 | 0 | 0 | 0 | 0 | 0 | 0 | 0 | 0 | 0 | 0 | 0 | 0 | 0 | 204 | 204 | 204 | 204 | 204 | 204 | 204 | 310.5748 | 310.5748 | 310.5748 | 310.5748 | 310.5748 | 310.5748 | 310.5748 | 0 | 0 | 0 | 0 | 0 | 0 | 0 | 27.4752 | 27.4752 | 27.4752 | 27.4752 | 27.4752 | 27.4752 | 27.4752 | 0 | 0 | 0 | 0 | 0 | 0 | 0 | 0 | 0 | 0 | 0 | 0 | 0 | 0 | 0 | 0 | 0 | 0 | 0 | 0 | 0 | 53244 | 53244 | 53244 | 53244 | 53244 | 53244 | 53244 | 81060.0295 | 81060.0295 | 81060.0295 | 81060.0295 | 81060.0295 | 81060.0295 | 81060.0295 | 0 | 0 | 0 | 0 | 0 | 0 | 0 | 7171.0272 | 7171.0272 | 7171.0272 | 7171.0272 | 7171.0272 | 7171.0272 | 7171.0272 | 1827 | 0 | 0 | 0 | 372708 | 567420.2063 | 0 | 50197.1904
[16 empty] | Updated with 2022 evaluation data | [11 empty] | https://cadmus.sharepoint.com/sites/CP6923/Shared%20Documents/2021%20EE%20Plan%20Update/Projections/LGE%20KU%20Program%20Measure%20Inputs_27OCT2017.xlsx?web=1
10-6-22: Increased incentive + Admin from 1650 (1500 +150 Admin) to 2000 (1650 incentive + 204 t-stat + 165 Admin)
1.037
In 2020, the U.S. annual average heat content of natural gas delivered to consumers was about 1,037 Btu per cubic foot. Therefore, 100 cubic feet (Ccf) of natural gas equals 103,700 Btu, or 1.037 therms.
https://www.eia.gov/tools/faqs/faq.php?id=45&t=7
Distribution of Total Population by Federal Poverty Level (2020 data)
https://www.kff.org/other/state-indicator/distribution-of-total-population-by-federal-poverty-level-cps/?currentTimeframe=0&sortModel=%7B%22colId%22:%22Location%22,%22sort%22:%22asc%22%7D
| Location | Under 100% | 100-199% | 200-399% | 400%+
| Kentucky | 14.1% | 20.9% | 30.4% | 34.5%
| <200 FPL | 35%
| <300 FPL | 50.2%
| Ratio | 1.4343
SMART THERMOSTAT | [21 empty] | Use the DR potential to inform participation. Considering T-stat rebate included in the program starting in 2023:
Assume faster ramp than the potential study
Rounded down to the nearest 1000 or 100
Assume some customers will participation through the rebate offering and others will be existing BYOT.
| SMART THERMOSTAT ENERGY SAVINGS: |  |  | SMART THERMOSTAT kW SAVINGS: | [17 empty] | \\cadmusgroup.org\projects\6235-LGE\Reporting\Market Analyzer
| Mid-Atlantic TRM, Version 10 (May 2020), page 105-106, https://neep.org/sites/default/files/media-files/trmv10.pdf |  |  | Mid-Atlantic TRM, Version 10 (May 2020), page 106, https://neep.org/sites/default/files/media-files/trmv10.pdf | [17 empty] | \\cadmusgroup.org\projects\6235-LGE\Measure Characterization\Residential\Measure Database
Participation Assumptions
1 | 2016 participation data from Jan to Oct, projected annual data
2 | Small commercial assume 0% as placeholder.Large Commercial 207 participants in 2016 assume escalation of 5%.
3 | Assume average across pervious years.
4 | Assume historical incentive costs per customer
5 | Assume even split bettern LGE and KU
MEASURE LIFE
Mid-Atlantic TRM, Version 10 (May 2020), page 106, https://neep.org/sites/default/files/media-files/trmv10.pdf
Estimated Percent of Program Adoption (Awareness of the program; participation)
[7 empty] | Estimated customers with Smart Thermostats | Remaining Customers | 2023 | 2024 | 2025 | 2026 | 2027 | 2028 | 2029
[5 empty] | LGE total Customer | 338558 | 10% | 304702.2 | 33855.8 | 34973.0414 | 36127.1518 | 37319.3478 | 38550.8863 | 39823.0655 | 41137.2267
[5 empty] | Central AC | 241053.296 | 10% | 216947.9664 | 24105.3296 | 24900.8055 | 25722.5321 | 26571.3756 | 27448.231 | 28354.0226 | 29289.7054
[5 empty] | ASHP | 79222.572 | 10% | 71300.3148 | 7922.2572 | 8183.6917 | 8453.7535 | 8732.7274 | 9020.9074 | 9318.5973 | 9626.111
[5 empty] | KU total customers | 427093 | 10% | 384383.7 | 42709.3 | 44118.7069 | 45574.6242 | 47078.5868 | 48632.1802 | 50237.0421 | 51894.8645
| HEATING CONS. for DE |  |  |  | Central AC | 304090.216 | 10% | 273681.1944 | 30409.0216 | 31412.5193 | 32449.1325 | 33519.9538 | 34626.1123 | 35768.774 | 36949.1435
| Natural Gas Heat. Cons. (MMBTU) | 84.8 |  |  | ASHP | 99939.762 | 10% | 89945.7858 | 9993.9762 | 10323.7774 | 10664.4621 | 11016.3893 | 11379.9302 | 11755.4679 | 12143.3983
| Natural Gas Heat. Cons. (therms) | 848 |  |  | DR potential study, page B-10: Cadmus conservatively estimated 10% smart thermostat saturation in 2023 and 3.3% annual growth in saturation.
| ASHP Heating (kWh) - assume 8.2 HSPF | 4950 | [5 empty] | Base Saturation (naturally occuring) | 76565.1 | 79091.7483 | 81701.776 | 84397.9346 | 87183.0664 | 90060.1076 | 93032.0912
| Electric Furnace heating (kWh) - COP 1 | 11896.2485 | [5 empty] | Program Adoption (assumes double naturaly occuring in year one and 50% increase thereafter, capping at 15,000 units a year) | 5053.2966 | 7579.9449 | 11369.9174 | 15000 | 15000 | 15000 | 15000
| COOLING CONS. for DE |  |  | LGE customer numbers are below |  | \\cadmusgroup.org\projects\6936-LGEKU_2023_DR_Potential\Demand Response\LGE\Summer Model\Inputs\Inputs_Global_LGE_Summer.xlsx
| AC cooling (kWh) | 1715
| ASHP Cooling (kWh) | 2353
| Cooling % savings | 7%
| Heating % savings | 6%
Heating Savings for DE
| Natural gas savings (Therms) | 50.88 |  | KU customer numbers are below |  | \\cadmusgroup.org\projects\6936-LGEKU_2023_DR_Potential\Demand Response\KU\Summer Model\Inputs\Inputs_Global_KU_Summer.xlsx
| ASHP Heating savings (kWh) | 297
| Electric Furnace heating savings (kWh) | 713.7749
Cooling Savings for DE
| AC cooling savings (kWh) | 120.05
| ASHP cooling savings (kWh) | 164.71
| Equipment saturations LGE |  | Equipment Saturations KU
| Electric furnace | 16.4% | Electric furnace | 16.4%
| Natural gas furnace | 54% | Natural gas furnace | 54%
| Central AC | 71.2% | Central AC | 71.2%
| ASHP | 23.4% | ASHP | 23.4%
| LGE Heating & Cooling Savings (kWh) | 310.5748 | KU Heating & Cooling Savings (kWh) | 310.5748
| LGE Natural Gas Heating Savings (therms) | 27.4752 | KU Natural Gas Heating Savings (therms) | 0
| * Saturation numbers are from the potential study | \\cadmusgroup.org\projects\6936-LGEKU_2023_DR_Potential\Demand Response\LGE\Sources\Saturations.xlsx
* AC saturation is 94.6%
Sept 9/27/2021 | [24 empty] | Reference summary
1 | keep as is for now (SF and MF) | [23 empty] | KU - SF 2020 | LGE - SF 2020 | SUM MF
2 | safe - assume 50/50 | [23 empty] | 960 | 2234 | 3194
Nov. 11/22/2021
1 | move admin 15% back 10%
THE ASSUMPTIONS BELOW ARE FROM PREVIOUS PLANNING. NOTES OF 2021 PLANNING ARE ADDED AS COMMENTS.
Program Assumptions:
1 | Change to one tier - average per home $1500 per SF home for energy savings; adding MF LI participants where 50% of costs are assumed per home ($750). It is assumed from Franklin Energy (Census data) that 22% of MF customers are LI. The Plan assumes 20% of parts will be MF LI. Assume 10% adder for Admin cost for implementer. | [7 empty] | Estimated Percent of Program Adoption (Awareness of the program; participation) 2029: 10% | Adder for Admin cost for implementer
2 | redesign this program
3 | Used Tetra Tech kWh evaluated results of participant savings using a billing analysis and initial review of LG&E and KU’s own savings estimates that we conducted during the evaluation of Program Years 2013 (PY2013) & 2014 (PY2014). This update incorporates additional data more recently provided by LG&E and KU for PY2015 and PY2016.
4 | Estimate kW impacts (ratio of kWh Tetra Tech savings to LG&E's tracking data). No adjustment made to LG&E therm savings from the original tracking data. Assume MF savings is 50% of SF savings based on 50% of costs.
5 | Add lighting O&M savings to align with other programs. Assume 7.4 LED bulbs per home to determine O&M costs. Assume average O&M per year.
6 | 2011-2018 plan assumes cap of 4,200 (50/50 split per utility) per year (in 2018). Meeting in May 2017 updated 2019-2023 to assume 4,000 to account for new MF customers and focus efforts on deeper retrofits for SF. Meeting agreed for flat parts across 2019 - 2023.
[5 empty] | KU Savings |  |  | LG&E Savings | Estimated Percent of Program Adoption (Awareness of the program; participation) 2025: Overall Savings
| Building | Weight | Parts | Costs | kWh | kW | Therms | kWh | kW | Therms | kWh | kW | Therms
| SF | 80% | 3200 | 1500 | 1217.1949 | 0.10299 | 0 | 1603.2567 | 0.13813 | 31.7759 | 1410.2258 | 0.12056 | 15.888
| MF | 20% | 800 | 750 | 608.5975 | 0.051496 | 0 | 801.6284 | 0.069064 | 15.888 | 705.1129 | 0.06028 | 7.944
| Total | 100% | 4000 | 1350 | 1095.4754 | 0.092693 | 0 | 1442.9311 | 0.12432 | 28.5983 | 1269.2033 | 0.1085 | 14.2992
WeCare Measures Summary Include (2015-2016):
| Measure Name | Measure Description/Qualification | Base Equipment | [5 empty] | Estimated Percent of Program Adoption (Awareness of the program; participation) 2026: 8.549e-05
| APPLIANCE REPLACEMENT | Refrigerator replacement and removal | Existing equipment | [5 empty] | Estimated Percent of Program Adoption (Awareness of the program; participation) 2026: 8.549e-05
| ATTIC/WALLS/DUCTS INSULATION | Air sealing, insulation, duct repair, duct sealing and venting | Existing equipment
| DOOR REPAIR/IMPROVE-WEATHER STRIP | Weather stripping kit | Existing equipment | [5 empty] | Estimated Percent of Program Adoption (Awareness of the program; participation) 2026: 0.00011416
| DOOR REPLACEMENT | Exterior door replacement and storm door | Existing equipment | [5 empty] | Estimated Percent of Program Adoption (Awareness of the program; participation) 2026: 1.3353
| GENERAL MEASURES | Building repairs, baseboard heater replacement, health and safety, mobile home measures | Existing equipment
| HVAC CURSORY REVIEW | HVAC measures | Existing equipment
| LIGHTING RETROFIT/REPLACE | CFLs and nightlights | Existing equipment
| POWER FACTOR CORRECTION | Smart Strips | Existing equipment
| PROGRAMMABLE THERMOSTATS/EMS INSTALLATION | Programmable thermostats | Existing equipment
| WATER CONSERVATION-LOW FLOW AERATORS | Bathroom, kitchen, and shower low-flow | Existing equipment
| WATER HEATER/DHW | Pipe insulation, repair, tank wrap, temp reduction | Existing equipment
| WINDOW REPAIR/IMPROVE-CAULK | Weather stripping kit and storm window install | Existing equipment
| WINDOW REPLACEMENT | Window replacement | Existing equipment
From Jan 1, 2015 through May 1, 2016
|  | 2015 |  | 2016 |  | Total Sum of VRM Qty | Total Count of Enrollment ID
| ECM | Sum of VRM Qty | Count of Enrollment ID | Sum of VRM Qty | Count of Enrollment ID
| LIGHTING RETROFIT/REPLACE | 45194 | 5948 | 19430 | 2750 | 64624 | 8698
| Grand Total | 45194 | 5948 | 19430 | 2750 | 64624 | 8698
[7 empty] | 7.4298 | Average Lighting Installation per Home
[7 empty] | -0.37239 | Overall O&M per lamp
| Measure Name | Measure Description/Qualification | Incremental Annual O&M (Per Unit) | Weight by Type | Weight by Year | Overall Weight
| DI-Lighting General Service Lamp - Premium Efficiency LED | DI-Lighting General Service Lamp - Premium Efficiency LED | -0.8329 | 98.79% | 40% | 39.52%
| DI-Lighting General Service Lamp - Premium Efficiency LED | DI-Lighting General Service Lamp - Premium Efficiency LED | -0.069408 | 98.79% | 60% | 59.27%
| DI-Lighting Specialty Lamp - Premium Efficiency LED | DI-Lighting Specialty Lamp - Premium Efficiency LED | -0.3883 | 1.209% | 40% | 0.4837%
| DI-Lighting Specialty Lamp - Premium Efficiency LED | DI-Lighting Specialty Lamp - Premium Efficiency LED | -0.032358 | 1.209% | 60% | 0.7255%
[5 empty] | https://cadmus.sharepoint.com/sites/CP6923/Shared%20Documents/2021%20EE%20Plan%20Update/Projections/LGE%20KU%20Program%20Measure%20Inputs_27OCT2017.xlsx?web=1 | https://cadmus.sharepoint.com/sites/CP6923/Shared%20Documents/2021%20EE%20Plan%20Update/Projections/LGE%20KU%20Program%20Measure%20Inputs_27OCT2017.xlsx?web=1
From Jan 1, 2015 through May 1, 2016
| Full list included: |  |  |  |  | All CFLs will now be LEDs. Assume same distribution for LEDs.
| Row Labels |  | ECM | VRM | QTY | LED Map Type
| APPLIANCE REPLACEMENT |  | LIGHTING RETROFIT/REPLACE | CFL - SCREW IN BULB 3-WAY SPIRAL | 114 | DI-Lighting Specialty Lamp - Premium Efficiency LED
| FRIDGE - COIL CLEANING KIT - LEAVE BEHIN |  |  | CFL - SCREW IN BULB DIMMABLE | 8 | DI-Lighting Specialty Lamp - Premium Efficiency LED
| FRIDGE - REFRIGERATOR THERMOMETER - LEAV |  |  | CFL - SCREW IN BULB ONLY REPLACE 100W WITH (25-30W) | 511 | DI-Lighting General Service Lamp - Premium Efficiency LED
| FRIDGE - SECONDARY REMOVAL |  |  | CFL - SCREW IN BULB ONLY REPLACE 100W WITH 23W | 34 | DI-Lighting General Service Lamp - Premium Efficiency LED
| FRIDGE REPLACEMENT - (ENERGY STAR) 15 CU |  |  | CFL - SCREW IN BULB ONLY REPLACE 100W WITH 25-30W EXT FLOOD | 598 | DI-Lighting Specialty Lamp - Premium Efficiency LED
| FRIDGE REPLACEMENT - (ENERGY STAR) 17 CU |  |  | CFL - SCREW IN BULB ONLY REPLACE 100W WITH 25W | 3351 | DI-Lighting General Service Lamp - Premium Efficiency LED
| FRIDGE REPLACEMENT - (ENERGY STAR) 18 CU |  |  | CFL - SCREW IN BULB ONLY REPLACE 100W WITH 28W | 2207 | DI-Lighting General Service Lamp - Premium Efficiency LED
| FRIDGE REPLACEMENT - (ENERGY STAR) 21 CU |  |  | CFL - SCREW IN BULB ONLY REPLACE 100W WITH 30W | 286 | DI-Lighting General Service Lamp - Premium Efficiency LED
| Result |  |  | CFL - SCREW IN BULB ONLY REPLACE 60W WITH (13-15W) | 4465 | DI-Lighting General Service Lamp - Premium Efficiency LED
| ATTIC/WALLS/DUCTS INSULATION |  |  | CFL - SCREW IN BULB ONLY REPLACE 60W WITH 13W | 27289 | DI-Lighting General Service Lamp - Premium Efficiency LED
| 5.5 INCH (DENSE PACK) |  |  | CFL - SCREW IN BULB ONLY REPLACE 60W WITH 13W (PORCH - COMP) | 2151 | DI-Lighting General Service Lamp - Premium Efficiency LED
| AIR SEALING - BLOWER DOOR GUIDED |  |  | CFL - SCREW IN BULB ONLY REPLACE 60W WITH 14W | 24 | DI-Lighting General Service Lamp - Premium Efficiency LED
| AIR SEALING - FOAM (PER 10 LB CANISTER) |  |  | CFL - SCREW IN BULB ONLY REPLACE 60W WITH 14W (COMP) | 4376 | DI-Lighting General Service Lamp - Premium Efficiency LED
| AIR SEALING - FOAM (PER 12 OZ CAN - NO L |  |  | CFL - SCREW IN BULB ONLY REPLACE 75W WITH (18-23W) | 1149 | DI-Lighting General Service Lamp - Premium Efficiency LED
| AIR SEALING - FOAM (PER LINEAR FT) |  |  | CFL - SCREW IN BULB ONLY REPLACE 75W WITH 18W | 12881 | DI-Lighting General Service Lamp - Premium Efficiency LED
| ATTIC - BOXING AND DAMMING ATTIC ACCESS |  |  | CFL - SCREW IN BULB ONLY REPLACE 75W WITH 23W | 101 | DI-Lighting General Service Lamp - Premium Efficiency LED
ATTIC - BOXING AND DAMMING HEAT PRODUCIN
ATTIC - CELLULOSE - OPEN ATTIC - ADD R30
ATTIC - CELLULOSE - OPEN ATTIC - ADD R35
ATTIC - CREATE ATTIC HATCH COVER - INSUL
ATTIC - CREATE ATTIC HATCH INTERIOR GREA
ATTIC - CREATE ATTIC HATCH INTERIOR LESS
ATTIC - GENERAL INSULATION (ATTIC PREP)
ATTIC - INTERIOR ATTIC STAIR COVER
ATTIC - PULL DOWN STAIR COVER - BUILT ON
ATTIC - PULL DOWN STAIR COVER - PRE-FAB
BARRIER - VAPOR BARRIER
CRAWL SPACE - AIR SEAL AND INSULATE WALL
CRAWL SPACE - FLOOR COVERING
CRAWL SPACE - INSTALL 6 MILL VAPOR BARRI
CRAWL SPACE - INSTALL CEILING/FLOOR INSU
CRAWL SPACE - PERIMETER INSULATION (RIM
DOOR - INSTALL DOOR SWEEP
DUCT - REPLACE DAMAGED FLEX DUCT
DUCT - SEAL/INSTALL INSULATION TO R6 EQU
DUCT - SEALING (DUCT BLASTER GUIDED OR E
DUCT - WRAP
FLUE - REPAIR
GABLE VENT INSTALLED
INSULATE - ATTIC FLOOR R15
INSULATE - INSTALL 1 INCH INSULATION BOA
INSULATE - INSTALL 1/2 INCH INSULATION B
INSULATE - INSTALL 2 INCH INSULATION BOA
INSULATE - INSTALL SWITCH OUTLET GASKETS
INSULATE - RIM JOIST
INSULATE - UNINSULATED FLOORED ATTICS TO
INSULATE - UNINSULATED KNEEWALLS TO R11
INSULATE - UNINSULATED KNEEWALLS TO R13
INSULATE - UNINSULATED KNEEWALLS TO R19
INSULATE - UNINSULATED SLOPE CEILINGS TO
INSULATE - UNINSULATED WALLS 3.5 INCH (F
INSULATE - UNRESTRICTED ATTICS FROM R11
INSULATE - UNRESTRICTED ATTICS FROM R8 T
Result
ROOF VENT INSTALLED
VENTING - INSTALL BATHROOM VENTILATION F
VENTING - INSTALL DRYER VENT
VENTING - INSTALL DRYER VENTILATION FAN
DOOR REPAIR/IMPROVE-WEATHER STRIP
DOOR - WEATHER STRIPPING KIT - GENERAL
DOOR REPLACEMENT
CONTRACTOR - SERVICE VISIT OR PROCESS FE
DOOR - INSTALL STORM DOORS
DOOR - LOCKSET REPLACEMENT
DOOR - PRIMARY SOLID CORE WOOD DOOR REPL
DOOR - REPLACE EXTERIOR DOORS W METAL/FI
Result
WINDOW - DOUBLE PANE WOOD SASH REPLACEME
GENERAL INSULATION MEASURES
INSULATION TRUCK SET-UP CHARGE (601 - 9
INSULATION TRUCK SET-UP CHARGE (901 - 1
INSULATION TRUCK SET-UP CHARGE (GRTR TH
INSULATION TRUCK SET-UP CHARGE (LESS TH
GENERAL REPAIR MEASURES
BLDG REPAIRS - DRYWALL REPLACEMENT (FINI
BLDG REPAIRS - EXTERIOR SIDING REPLACEME
BLDG REPAIRS - FLOORING REPLACEMENT (FIN
BLDG REPAIRS - FLOORING REPLACEMENT (PLY
BLDG REPAIRS - MISCELLANEOUS
ELECTRIC BASEBOARD HEATER - REPLACEMENT
ELECTRONIC BASEBOARD THERMOSTATS - REPAI
Result
GENERAL SERVICES/PRODUCTS FOR EE MEASURES
CONTRACTOR - GAS LEAK REPAIR FEE
CONTRACTOR - MISC PARTS OR MATERIALS
CONTRACTOR - MISCELLANEOUS
CONTRACTOR - QUOTE FEE
CONTRACTOR - SERVICE VISIT OR PROCESS FE
CONTRACTOR - SPECIALTY OR MAJOR ISSUES (
MOBILE HOME - BELLY BLOW FIBERGLASS LABO
MOBILE HOME - FIBERGLASS BLOW BELLY R-19
MOBILE HOME - INSTALL 6 MIL VISQUEEN
MOBILE HOME - INSTALL DOOR SWEEP
MOBILE HOME - INSTALL PLEXIGLASS
MOBILE HOME - REPAIR BELLY RUPTURES HOLE
MOBILE HOME - REPAIR SUBFLOOR
MOBILE HOME - REPL MISSING WALL FLOOR CE
MOBILE HOME - SEAL AROUND A/C UNIT
MOBILE HOME - SILICONE AROUND BOOTS
MOBILE HOME - TIGHTEN & STRAIGHEN FLEX R
Result
HEALTH/SAFETY
CO DETECTOR - INSTALLATION
HVAC CURSORY REVIEW
FILTER - CLEAN/REPLACE HVAC FILTER
FILTER - CLEAN/REPLACE WINDOW AC FILTER
HP - ENERGY EFFICIENT UNITARY HEAT PUMP
HVAC - COOLING - REPAIR SYSTEM (HRLY LAB
HVAC - COOLING - TUNE-UP (LABOR)
HVAC - HEATING - REPAIR SYSTEM (HRLY LAB
HVAC - HEATING - REPLACE W EE FURNACE UN
HVAC - HEATING - TUNE-UP (LABOR)
Result
WINDOW AC - REMOVAL OF SECONDARY UNIT
WINDOW AC 10000 BTUH; 10.8 EER - INSTALL
WINDOW AC 12000 BTUH; 10.8 EER - INSTALL
WINDOW AC 15000 BTUH; 10.7 EER - INSTALL
WINDOW AC 18000 BTUH; 10.7 EER - INSTALL
WINDOW AC 5000 BTUH; 10.8 EER - INSTALLA
WINDOW AC 6000 BTUH; 11.2 EER - INSTALLA
WINDOW AC 8000 BTUH; 10.8 EER - INSTALLA
LIGHTING RETROFIT/REPLACE
CFL - SCREW IN BULB 3-WAY SPIRAL
CFL - SCREW IN BULB DIMMABLE
CFL - SCREW IN BULB ONLY REPLACE 100W WI
CFL - SCREW IN BULB ONLY REPLACE 60W WIT
CFL - SCREW IN BULB ONLY REPLACE 75W WIT
LED NIGHT LIGHTS
Result
POWER FACTOR CORRECTION
SMART STRIP SURGE PROTECTOR - INSTALLATI
PROGRAMMABLE THERMOSTATS/EMS INSTALLATION
THERMOSTAT - PROGRAMMABLE (HONEYWELL)
THERMOSTAT - PROGRAMMABLE (HUNTER)
THERMOSTAT - PROGRAMMABLE (LIGHTSTAT)
THERMOSTAT (EASY TO READ)
THERMOSTAT (SETBACK)
Result
(blank)
WATER CONSERVATION-LOW FLOW AERATORS
AERATOR - INSTALL LOW FLOW BATHROOM SINK
AERATOR - INSTALL LOW FLOW KITCHEN SINK
FAUCET - REPLACEMENT (KITCHEN)
Result
SHOWERHEAD - INSTALL LOW FLOW SHOWERHEAD
WATER HEATER/DHW
HOT WATER FAUCET - LEAK REPAIR BATHROOM
HOT WATER FAUCET - LEAK REPAIR KITCHEN F
HOT WATER HEATER - LEAK REPAIR
HOT WATER HEATER - ON/OFF SWITCH & BOX 2
HOT WATER HEATER - PIPE INSULATION (PER
HOT WATER HEATER - PIPE INSULATION 8 FT
HOT WATER HEATER - PRESSURE RELIEF DISCH
HOT WATER HEATER - TANK WRAP INSULATION
HOT WATER HEATER - TEMP REDUCTION TO 120
Result
WINDOW REPAIR/IMPROVE-CAULK
Result
WINDOW - INSTALL INTERIOR WINDOW KIT
WINDOW - INSTALL STORM WINDOW
WINDOW REPLACEMENT
Result
WINDOW - DOUBLE PANE GLAZING REPLACEMENT
WINDOW - DOUBLE PANE WOOD SASH REPLACEME
WINDOW - DOUBLE PANE WOOD WINDOW REPLACE
WINDOW - SINGLE PANE GLAZING REPLACEMENT
WINDOW - SINGLE PANE WOOD SASH REPLACEME
WINDOW - SINGLE PANE WOOD WINDOW REPLACE
WeCare Measures Report 2020 and 2021 (on Sharepoint Data>>WeCare>>WeCare Measures Report 2020 and 2021)
Jan 2020 to December 2020
| LIGHTING RETROFIT/REPLACE | Quantity
| LED - REPLACE INCANDESCENT WITH 11W BR30 | 13569 | specialty - BR is specialty lamp
| LED - REPLACE INCANDESCENT WITH 8.5W A19 | 20417 | general - A line is general service
| LED NIGHT LIGHTS | 4014
Jan 2021 to August 2021
LIGHTING RETROFIT/REPLACE
| LED - REPLACE INCANDESCENT WITH 11W BR30 | 5822
| LED - REPLACE INCANDESCENT WITH 8.5W A19 | 13252
| LED NIGHT LIGHTS | 2426
From Jan 2020 through August 2021
| LIGHTING RETROFIT/REPLACE | Quantity
| LED - REPLACE INCANDESCENT WITH 11W BR30 | 19391 | DI-Lighting Specialty Lamp - Premium Efficiency LED
| LED - REPLACE INCANDESCENT WITH 8.5W A19 | 33669 | DI-Lighting General Service Lamp - Premium Efficiency LED
| LED NIGHT LIGHTS | 6440
|  | 2020 |  | 2021 |  | Total Sum of VRM Qty | Total Count of Enrollment ID
| ECM | Sum of VRM Qty | Count of Enrollment ID | Sum of VRM Qty | Count of Enrollment ID
| LIGHTING RETROFIT/REPLACE | 33986 | 3595 | 19074 | 2047 | 53060 | 5642
| Grand Total | 33986 | 3595 | 19074 | 2047 | 59500 | 5642
[7 empty] | 10.5459 | Average Lighting Installation per Home
[7 empty] | -0.67042 | Overall O&M per lamp
| Measure Name | Measure Description/Qualification | Incremental Annual O&M (Per Unit) | Weight by Type
| DI-Lighting General Service Lamp - Premium Efficiency LED | DI-Lighting General Service Lamp - Premium Efficiency LED | -0.8329 | 63.45%
| DI-Lighting General Service Lamp - Premium Efficiency LED - eisa 2020 | DI-Lighting General Service Lamp - Premium Efficiency LED | -0.069408 | 0%
| DI-Lighting Specialty Lamp - Premium Efficiency LED | DI-Lighting Specialty Lamp - Premium Efficiency LED | -0.3883 | 36.55%
| DI-Lighting Specialty Lamp - Premium Efficiency LED - eisa 2020 | DI-Lighting Specialty Lamp - Premium Efficiency LED | -0.032358 | 0%
Note on B43: Aquila Velonis: Energy bill credits of $5 per month (up to $20 annually) per device in June, July, August and September for each central air conditioning unit or heat pump system weighing up to five tons, plus an additional $1 per month for every additional ton.
Note on B44: Aquila Velonis: Energy bill credits of $2 per month (up to $8 annually) per device in June, July, August and September for each electric water heater or in-ground swimming pool pump.

## Appliance Recycling
_Measure Details_Measure ID | __Measure Name | __Measure Description/Qualification | __Base Equipment | __Per Unit Assumption | _First Year Costs_Full or Incremental Cost | __Full/Incremental Equipment Cost (Per Unit) | __Full/Incremental Labor Cost (Per Unit) | __Full/Incremental Cost (Per Unit) | __Incremental Annual O&M (Per Unit) | __50% of Incremental Cost | __Cost Sources | __Current Incentive | __Proposed Incentive Level | __Dealer Incentive | __Implementation Cost | _First Year Energy Savings_Electric kWh Savings Per Unit | __Electric kW Savings Per Unit | __Natural Gas Therms Savings Per Unit | __Energy Savings Source | _Participation Assumptions_Escalation Rate | __Number of Unit Per Participant | 1__2017 | 2__2018 | 3__2019 | 4__2020 | __2021 | __2022 | __Projected 2023 | __Participation 2024 | __Participation 2025 | __Participation 2026 | __Participation 2027 | __Participation 2028 | __Participation 2029 | __Participation 2030 | _Modeling Measure-level Inputs_Fuel Type | __Sector | __Segment | __Enduse | __Construction Type | __Potential Study Measure Name | __Potential Study Measure Description | __Potential Study Baseline Description | __Electric Load Shape | __Natural Gas Load Shape | __Customer Rate Class | __Measure Life | __Baseline Life | __Life Source | _Measure Tier Share_Tier Share | _Measure Fuel Weights_Electric Share | __Natural Gas Share | Per Unit_Incremental Costs_2024 | Per Unit_Incremental Costs_2025 | Per Unit_Incremental Costs_2026 | Per Unit_Incremental Costs_2027 | Per Unit_Incremental Costs_2028 | Per Unit_Incremental Costs_2029 | Per Unit_Incremental Costs_2030 | Per Unit_Incremental Annual O&M_2024 | Per Unit_Incremental Annual O&M_2025 | Per Unit_Incremental Annual O&M_2026 | Per Unit_Incremental Annual O&M_2027 | Per Unit_Incremental Annual O&M_2028 | Per Unit_Incremental Annual O&M_2029 | Per Unit_Incremental Annual O&M_2030 | Per Unit_Customer & Dealer Incentives_2024 | Per Unit_Customer & Dealer Incentives_2025 | Per Unit_Customer & Dealer Incentives_2026 | Per Unit_Customer & Dealer Incentives_2027 | Per Unit_Customer & Dealer Incentives_2028 | Per Unit_Customer & Dealer Incentives_2029 | Per Unit_Customer & Dealer Incentives_2030 | Per Unit_Implementation Cost_2024 | Per Unit_Implementation Cost_2025 | Per Unit_Implementation Cost_2026 | Per Unit_Implementation Cost_2027 | Per Unit_Implementation Cost_2028 | Per Unit_Implementation Cost_2029 | Per Unit_Implementation Cost_2030 | Per Unit_kWh _2024 | Per Unit_kWh _2025 | Per Unit_kWh _2026 | Per Unit_kWh _2027 | Per Unit_kWh _2028 | Per Unit_kWh _2029 | Per Unit_kWh _2030 | Per Unit_kW_2024 | Per Unit_kW_2025 | Per Unit_kW_2026 | Per Unit_kW_2027 | Per Unit_kW_2028 | Per Unit_kW_2029 | Per Unit_kW_2030 | Per Unit_Therms_2024 | Per Unit_Therms_2025 | Per Unit_Therms_2026 | Per Unit_Therms_2027 | Per Unit_Therms_2028 | Per Unit_Therms_2029 | Per Unit_Therms_2030 | Program_Incremental Costs_2024 | Program_Incremental Costs_2025 | Program_Incremental Costs_2026 | Program_Incremental Costs_2027 | Program_Incremental Costs_2028 | Program_Incremental Costs_2029 | Program_Incremental Costs_2030 | Program_Incremental Annual O&M_2024 | Program_Incremental Annual O&M_2025 | Program_Incremental Annual O&M_2026 | Program_Incremental Annual O&M_2027 | Program_Incremental Annual O&M_2028 | Program_Incremental Annual O&M_2029 | Program_Incremental Annual O&M_2030 | Program_Customer & Dealer Incentives_2024 | Program_Customer & Dealer Incentives_2025 | Program_Customer & Dealer Incentives_2026 | Program_Customer & Dealer Incentives_2027 | Program_Customer & Dealer Incentives_2028 | Program_Customer & Dealer Incentives_2029 | Program_Customer & Dealer Incentives_2030 | Program_Implementation Costs_2024 | Program_Implementation Costs_2025 | Program_Implementation Costs_2026 | Program_Implementation Costs_2027 | Program_Implementation Costs_2028 | Program_Implementation Costs_2029 | Program_Implementation Costs_2030 | Program_kWh _2024 | Program_kWh _2025 | Program_kWh _2026 | Program_kWh _2027 | Program_kWh _2028 | Program_kWh _2029 | Program_kWh _2030 | Program_kW_2024 | Program_kW_2025 | Program_kW_2026 | Program_kW_2027 | Program_kW_2028 | Program_kW_2029 | Program_kW_2030 | Program_Therms_2024 | Program_Therms_2025 | Program_Therms_2026 | Program_Therms_2027 | Program_Therms_2028 | Program_Therms_2029 | Program_Therms_2030 | _Total Plan Summary 2024-2030_Participation | __Incremental Costs ($) | __Incremental Annual O&M ($) | __Customer & Dealer Incentives ($) | __Implementation Costs ($) | __Electric kWh Benefits | __Electric kW Peak Demand Benefits | __Natural Gas Therms Benefits
Appliance Recycling | [52 empty] | Costs | [27 empty] | Electric Benefits | [6 empty] | Electric Peak Demand Benefits | [6 empty] | Natural Gas Benefits | [6 empty] | Costs | [27 empty] | Electric Benefits | [6 empty] | Electric Peak Demand Benefits | [6 empty] | Natural Gas Benefits
[22 empty] | 1 | 2 | 3 | 4 | [27 empty] | Per Unit | Per Unit | Per Unit | Per Unit | Per Unit | Per Unit | Per Unit | Per Unit | Per Unit | Per Unit | Per Unit | Per Unit | Per Unit | Per Unit | Per Unit | Per Unit | Per Unit | Per Unit | Per Unit | Per Unit | Per Unit | Per Unit | Per Unit | Per Unit | Per Unit | Per Unit | Per Unit | Per Unit | Per Unit | Per Unit | Per Unit | Per Unit | Per Unit | Per Unit | Per Unit | Per Unit | Per Unit | Per Unit | Per Unit | Per Unit | Per Unit | Per Unit | Per Unit | Per Unit | Per Unit | Per Unit | Per Unit | Per Unit | Per Unit | Program | Program | Program | Program | Program | Program | Program | Program | Program | Program | Program | Program | Program | Program | Program | Program | Program | Program | Program | Program | Program | Program | Program | Program | Program | Program | Program | Program | Program | Program | Program | Program | Program | Program | Program | Program | Program | Program | Program | Program | Program | Program | Program | Program | Program | Program | Program | Program | Program
Measure Details |  |  |  |  | First Year Costs | [10 empty] | First Year Energy Savings |  |  |  | Participation Assumptions | [15 empty] | Modeling Measure-level Inputs | [13 empty] | Measure Tier Share | Measure Fuel Weights |  | Incremental Costs | Incremental Costs | Incremental Costs | Incremental Costs | Incremental Costs | Incremental Costs | Incremental Costs | Incremental Annual O&M | Incremental Annual O&M | Incremental Annual O&M | Incremental Annual O&M | Incremental Annual O&M | Incremental Annual O&M | Incremental Annual O&M | Customer & Dealer Incentives | Customer & Dealer Incentives | Customer & Dealer Incentives | Customer & Dealer Incentives | Customer & Dealer Incentives | Customer & Dealer Incentives | Customer & Dealer Incentives | Implementation Cost | Implementation Cost | Implementation Cost | Implementation Cost | Implementation Cost | Implementation Cost | Implementation Cost | kWh | kWh | kWh | kWh | kWh | kWh | kWh | kW | kW | kW | kW | kW | kW | kW | Therms | Therms | Therms | Therms | Therms | Therms | Therms | Incremental Costs | Incremental Costs | Incremental Costs | Incremental Costs | Incremental Costs | Incremental Costs | Incremental Costs | Incremental Annual O&M | Incremental Annual O&M | Incremental Annual O&M | Incremental Annual O&M | Incremental Annual O&M | Incremental Annual O&M | Incremental Annual O&M | Customer & Dealer Incentives | Customer & Dealer Incentives | Customer & Dealer Incentives | Customer & Dealer Incentives | Customer & Dealer Incentives | Customer & Dealer Incentives | Customer & Dealer Incentives | Implementation Costs | Implementation Costs | Implementation Costs | Implementation Costs | Implementation Costs | Implementation Costs | Implementation Costs | kWh | kWh | kWh | kWh | kWh | kWh | kWh | kW | kW | kW | kW | kW | kW | kW | Therms | Therms | Therms | Therms | Therms | Therms | Therms | Total Plan Summary 2024-2030
Measure ID | Measure Name | Measure Description/Qualification | Base Equipment | Per Unit Assumption | Full or Incremental Cost | Full/Incremental Equipment Cost (Per Unit) | Full/Incremental Labor Cost (Per Unit) | Full/Incremental Cost (Per Unit) | Incremental Annual O&M (Per Unit) | 50% of Incremental Cost | Cost Sources | Current Incentive | Proposed Incentive Level | Dealer Incentive | Implementation Cost | Electric kWh Savings Per Unit | Electric kW Savings Per Unit | Natural Gas Therms Savings Per Unit | Energy Savings Source | Escalation Rate | Number of Unit Per Participant | 2017 | 2018 | 2019 | 2020 | 2021 | 2022 | Projected 2023 | Participation 2024 | Participation 2025 | Participation 2026 | Participation 2027 | Participation 2028 | Participation 2029 | Participation 2030 | Fuel Type | Sector | Segment | Enduse | Construction Type | Potential Study Measure Name | Potential Study Measure Description | Potential Study Baseline Description | Electric Load Shape | Natural Gas Load Shape | Customer Rate Class | Measure Life | Baseline Life | Life Source | Tier Share | Electric Share | Natural Gas Share | 2024 | 2025 | 2026 | 2027 | 2028 | 2029 | 2030 | 2024 | 2025 | 2026 | 2027 | 2028 | 2029 | 2030 | 2024 | 2025 | 2026 | 2027 | 2028 | 2029 | 2030 | 2024 | 2025 | 2026 | 2027 | 2028 | 2029 | 2030 | 2024 | 2025 | 2026 | 2027 | 2028 | 2029 | 2030 | 2024 | 2025 | 2026 | 2027 | 2028 | 2029 | 2030 | 2024 | 2025 | 2026 | 2027 | 2028 | 2029 | 2030 | 2024 | 2025 | 2026 | 2027 | 2028 | 2029 | 2030 | 2024 | 2025 | 2026 | 2027 | 2028 | 2029 | 2030 | 2024 | 2025 | 2026 | 2027 | 2028 | 2029 | 2030 | 2024 | 2025 | 2026 | 2027 | 2028 | 2029 | 2030 | 2024 | 2025 | 2026 | 2027 | 2028 | 2029 | 2030 | 2024 | 2025 | 2026 | 2027 | 2028 | 2029 | 2030 | 2024 | 2025 | 2026 | 2027 | 2028 | 2029 | 2030 | Participation | Incremental Costs ($) | Incremental Annual O&M ($) | Customer & Dealer Incentives ($) | Implementation Costs ($) | Electric kWh Benefits | Electric kW Peak Demand Benefits | Natural Gas Therms Benefits
1 | Refrigerator - Removal of Secondary | Proper Disposal of Refrigerator | Existing Non-Efficient Refrigerator | Per Unit | Incremental Cost | 0 | 0 | 0 | 0 | 0 | No equipment cost | 0 | 50 | 0 | 0 | 750 | 0.085 | 0 | Our past kWh savings assumption was 852.35 kWh based on the Evaluated Savings in the Tetra Tech Program Impact Evaluation of the LG&E and KU's Fridge and Freezer Recycling Program (dated: April 11, 2016) (see the red tab called "ARP-Fridge-Freeze Recycle" in this workbook ). For planning purposes, we assume 750 kWh based on LG&E - KU actual savings for 2017 and 2018 (see EE-Energy Actuals 2021.xls). Program stopped in 2019. kW savings are also based on 2017 and 2018 actuals (EE-Energy Actuals 2021.xls; https://cadmus.sharepoint.com/:x:/r/sites/CP6923/_layouts/15/Doc.aspx?sourcedoc=%7BE8F5586F-AB97-4DD1-B86B-84B09E7165B8%7D&file=EE%20-%20Energy%20Actuals%202021.xlsx&action=default&mobileredirect=true ) |  | 1 | 9270.3125 | 6727.9798 | 0 | 0 | 0 | 0 | 0 | 0 | 0 | 4885.9694 | 5700.2976 | 6514.6258 | 6514.6258 | 6514.6258 | Electric | Residential | All | Refrigerator | Existing | NA | NA | NA | ResRefrig - SF Wtd | ResSFGasTotal | LGE Res | 8 |  | Mid Atlantic TRM v.10 (p.69) | 100% | 100% | 0% | 0 | 0 | 0 | 0 | 0 | 0 | 0 | 0 | 0 | 0 | 0 | 0 | 0 | 0 | 50 | 50 | 50 | 50 | 50 | 50 | 50 | 0 | 0 | 0 | 0 | 0 | 0 | 0 | 750 | 750 | 750 | 750 | 750 | 750 | 750 | 0.085 | 0.085 | 0.085 | 0.085 | 0.085 | 0.085 | 0.085 | 0 | 0 | 0 | 0 | 0 | 0 | 0 | 0 | 0 | 0 | 0 | 0 | 0 | 0 | 0 | 0 | 0 | 0 | 0 | 0 | 0 | 0 | 0 | 244298.468 | 285014.8793 | 325731.2906 | 325731.2906 | 325731.2906 | 0 | 0 | 0 | 0 | 0 | 0 | 0 | 0 | 0 | 3664477.0197 | 4275223.1897 | 4885969.3596 | 4885969.3596 | 4885969.3596 | 0 | 0 | 415.3074 | 484.5253 | 553.7432 | 553.7432 | 553.7432 | 0 | 0 | 0 | 0 | 0 | 0 | 0 | 30130.1444 | 0 | 0 | 1506507.2192 | 0 | 22597608.2883 | 2561.0623 | 0 | TRUE | TRUE | TRUE | TRUE | TRUE | TRUE | TRUE | TRUE
2 | Freezer - Removal of Stand-Alone | Proper Disposal of Freezer | Existing Non-Efficient Freezer | Per Unit | Incremental Cost | 0 | 0 | 0 | 0 | 0 | No equipment cost | 0 | 50 | 0 | 0 | 750 | 0.085 | 0 | Our past kWh savings assumption was 852.35 kWh based on the Evaluated Savings in the Tetra Tech Program Impact Evaluation of the LG&E and KU's Fridge and Freezer Recycling Program (dated: April 11, 2016) (see the red tab called "ARP-Fridge-Freeze Recycle" in this workbook ). For planning purposes, we assume 750 kWh based on LG&E - KU actual savings for 2017 and 2018 (see EE-Energy Actuals 2021.xls). Program stopped in 2019. kW savings are also based on 2017 and 2018 actuals (EE-Energy Actuals 2021.xls; https://cadmus.sharepoint.com/:x:/r/sites/CP6923/_layouts/15/Doc.aspx?sourcedoc=%7BE8F5586F-AB97-4DD1-B86B-84B09E7165B8%7D&file=EE%20-%20Energy%20Actuals%202021.xlsx&action=default&mobileredirect=true ) |  | 1 | 2113.6875 | 1534.0202 | 0 | 0 | 0 | 0 | 0 | 0 | 0 | 1114.0306 | 1299.7024 | 1485.3742 | 1485.3742 | 1485.3742 | Electric | Residential | All | Freezer | Existing | NA | NA | NA | ResFreezer - SF Wtd | ResSFGasTotal | LGE Res | 8 |  | Mid Atlantic TRM v.10(p.69) | 100% | 100% | 0% | 0 | 0 | 0 | 0 | 0 | 0 | 0 | 0 | 0 | 0 | 0 | 0 | 0 | 0 | 50 | 50 | 50 | 50 | 50 | 50 | 50 | 0 | 0 | 0 | 0 | 0 | 0 | 0 | 750 | 750 | 750 | 750 | 750 | 750 | 750 | 0.085 | 0.085 | 0.085 | 0.085 | 0.085 | 0.085 | 0.085 | 0 | 0 | 0 | 0 | 0 | 0 | 0 | 0 | 0 | 0 | 0 | 0 | 0 | 0 | 0 | 0 | 0 | 0 | 0 | 0 | 0 | 0 | 0 | 55701.532 | 64985.1207 | 74268.7094 | 74268.7094 | 74268.7094 | 0 | 0 | 0 | 0 | 0 | 0 | 0 | 0 | 0 | 835522.9803 | 974776.8103 | 1114030.6404 | 1114030.6404 | 1114030.6404 | 0 | 0 | 94.6926 | 110.4747 | 126.2568 | 126.2568 | 126.2568 | 0 | 0 | 0 | 0 | 0 | 0 | 0 | 6869.8556 | 0 | 0 | 343492.7808 | 0 | 5152391.7117 | 583.9377 | 0 | TRUE | TRUE | TRUE | TRUE | TRUE | TRUE | TRUE | TRUE
3 | Room AC - Removal of inefficient unit | Proper Disposal of Room AC - Available only if there is a refrigrator and/or freezer to remove | Existing Non-Efficient Room AC | Per Unit | Incremental Cost | 0 | 0 | 0 | 0 | 0 | No equipment cost | 0 | 0 | 0 | 0 | 281.8878 | 0.26888 | 0 | Mid-Atlantic TRM, v.10, May 2020 (see below for the details) |  | 1 | 0 | 0 | 0 | 0 | 0 | 0 | 0 | 0 | 0 | 60 | 70 | 80 | 80 | 80 | Electric | Residential | All | Room AC | Existing | NA | NA | NA | ResElecMisc - SF Wtd | ResSFGasTotal | LGE Res | 3 |  | Mid Atlantic TRM v.10 (p.111) | 100% | 100% | 0% | 0 | 0 | 0 | 0 | 0 | 0 | 0 | 0 | 0 | 0 | 0 | 0 | 0 | 0 | 0 | 0 | 0 | 0 | 0 | 0 | 0 | 0 | 0 | 0 | 0 | 0 | 0 | 0 | 281.8878 | 281.8878 | 281.8878 | 281.8878 | 281.8878 | 281.8878 | 281.8878 | 0.26888 | 0.26888 | 0.26888 | 0.26888 | 0.26888 | 0.26888 | 0.26888 | 0 | 0 | 0 | 0 | 0 | 0 | 0 | 0 | 0 | 0 | 0 | 0 | 0 | 0 | 0 | 0 | 0 | 0 | 0 | 0 | 0 | 0 | 0 | 0 | 0 | 0 | 0 | 0 | 0 | 0 | 0 | 0 | 0 | 0 | 0 | 0 | 0 | 16913.2653 | 19732.1429 | 22551.0204 | 22551.0204 | 22551.0204 | 0 | 0 | 16.1327 | 18.8214 | 21.5102 | 21.5102 | 21.5102 | 0 | 0 | 0 | 0 | 0 | 0 | 0 | 370 | 0 | 0 | 0 | 0 | 104298.4694 | 99.4847 | 0 | TRUE | TRUE | TRUE | TRUE | TRUE | TRUE | TRUE | TRUE
4 | Dehumidifier - Removal of inefficient unit | Proper Disposal of Dehumidifier - Available only if there is a refrigrator and/or freezer to remove | Existing Non-Efficient Dehumidifier | Per Unit | Incremental Cost | 0 | 0 | 0 | 0 | 0 | No equipment cost | 0 | 0 | 0 | 0 | 858 | 0.194 | 0 | Mid-Atlantic TRM, v.10, May 2020 (see below for the details) |  | 1 | 0 | 0 | 0 | 0 | 0 | 0 | 0 | 0 | 0 | 30 | 35 | 40 | 40 | 40 | Electric | Residential | All | Dehumidifier | Existing | NA | NA | NA | ResElecMisc - SF Wtd | ResSFGasTotal | LGE Res | 3 |  | Mid Atlantic TRM v.10 (1/4 of dehumidifier measure life (p.183)) | 100% | 100% | 0% | 0 | 0 | 0 | 0 | 0 | 0 | 0 | 0 | 0 | 0 | 0 | 0 | 0 | 0 | 0 | 0 | 0 | 0 | 0 | 0 | 0 | 0 | 0 | 0 | 0 | 0 | 0 | 0 | 858 | 858 | 858 | 858 | 858 | 858 | 858 | 0.194 | 0.194 | 0.194 | 0.194 | 0.194 | 0.194 | 0.194 | 0 | 0 | 0 | 0 | 0 | 0 | 0 | 0 | 0 | 0 | 0 | 0 | 0 | 0 | 0 | 0 | 0 | 0 | 0 | 0 | 0 | 0 | 0 | 0 | 0 | 0 | 0 | 0 | 0 | 0 | 0 | 0 | 0 | 0 | 0 | 0 | 0 | 25740 | 30030 | 34320 | 34320 | 34320 | 0 | 0 | 5.82 | 6.79 | 7.76 | 7.76 | 7.76 | 0 | 0 | 0 | 0 | 0 | 0 | 0 | 185 | 0 | 0 | 0 | 0 | 158730 | 35.89 | 0 | TRUE | TRUE | TRUE | TRUE | TRUE | TRUE | TRUE | TRUE
1-KU | KU-Refrigerator - Removal of Secondary | Proper Disposal of Refrigerator | Existing Non-Efficient Refrigerator | Per Unit | Incremental Cost | 0 | 0 | 0 | 0 | 0 | No equipment cost | 0 | 50 | 0 | 0 | 750 | 0.085 | 0 | Our past kWh savings assumption was 852.35 kWh based on the Evaluated Savings in the Tetra Tech Program Impact Evaluation of the LG&E and KU's Fridge and Freezer Recycling Program (dated: April 11, 2016) (see the red tab called "ARP-Fridge-Freeze Recycle" in this workbook ). For planning purposes, we assume 750 kWh based on LG&E - KU actual savings for 2017 and 2018 (see EE-Energy Actuals 2021.xls). Program stopped in 2019. kW savings are also based on 2017 and 2018 actuals (EE-Energy Actuals 2021.xls; https://cadmus.sharepoint.com/:x:/r/sites/CP6923/_layouts/15/Doc.aspx?sourcedoc=%7BE8F5586F-AB97-4DD1-B86B-84B09E7165B8%7D&file=EE%20-%20Energy%20Actuals%202021.xlsx&action=default&mobileredirect=true ) |  | 1 | 3862.3588 | 2807.8037 | 0 | 0 | 0 | 0 | 0 | 0 | 0 | 2442.9847 | 2850.1488 | 3257.3129 | 3257.3129 | 3257.3129 | Electric | Residential | All | Refrigerator | Existing | NA | NA | NA | ResRefrig - SF Wtd | ResSFGasTotal | KU Res | 8 |  | Mid Atlantic TRM v.10 (p.69) | 100% | 100% | 0% | 0 | 0 | 0 | 0 | 0 | 0 | 0 | 0 | 0 | 0 | 0 | 0 | 0 | 0 | 50 | 50 | 50 | 50 | 50 | 50 | 50 | 0 | 0 | 0 | 0 | 0 | 0 | 0 | 750 | 750 | 750 | 750 | 750 | 750 | 750 | 0.085 | 0.085 | 0.085 | 0.085 | 0.085 | 0.085 | 0.085 | 0 | 0 | 0 | 0 | 0 | 0 | 0 | 0 | 0 | 0 | 0 | 0 | 0 | 0 | 0 | 0 | 0 | 0 | 0 | 0 | 0 | 0 | 0 | 122149.234 | 142507.4397 | 162865.6453 | 162865.6453 | 162865.6453 | 0 | 0 | 0 | 0 | 0 | 0 | 0 | 0 | 0 | 1832238.5099 | 2137611.5948 | 2442984.6798 | 2442984.6798 | 2442984.6798 | 0 | 0 | 207.6537 | 242.2626 | 276.8716 | 276.8716 | 276.8716 | 0 | 0 | 0 | 0 | 0 | 0 | 0 | 15065.0722 | 0 | 0 | 753253.6096 | 0 | 11298804.1442 | 1280.5311 | 0
2-KU | KU-Freezer - Removal of Stand-Alone | Proper Disposal of Freezer | Existing Non-Efficient Freezer | Per Unit | Incremental Cost | 0 | 0 | 0 | 0 | 0 | No equipment cost | 0 | 50 | 0 | 0 | 750 | 0.085 | 0 | Our past kWh savings assumption was 852.35 kWh based on the Evaluated Savings in the Tetra Tech Program Impact Evaluation of the LG&E and KU's Fridge and Freezer Recycling Program (dated: April 11, 2016) (see the red tab called "ARP-Fridge-Freeze Recycle" in this workbook ). For planning purposes, we assume 750 kWh based on LG&E - KU actual savings for 2017 and 2018 (see EE-Energy Actuals 2021.xls). Program stopped in 2019. kW savings are also based on 2017 and 2018 actuals (EE-Energy Actuals 2021.xls; https://cadmus.sharepoint.com/:x:/r/sites/CP6923/_layouts/15/Doc.aspx?sourcedoc=%7BE8F5586F-AB97-4DD1-B86B-84B09E7165B8%7D&file=EE%20-%20Energy%20Actuals%202021.xlsx&action=default&mobileredirect=true ) |  | 1 | 880.6412 | 640.1963 | 0 | 0 | 0 | 0 | 0 | 0 | 0 | 557.0153 | 649.8512 | 742.6871 | 742.6871 | 742.6871 | Electric | Residential | All | Freezer | Existing | NA | NA | NA | ResFreezer - SF Wtd | ResSFGasTotal | KU Res | 8 |  | Mid Atlantic TRM v.10(p.69) | 100% | 100% | 0% | 0 | 0 | 0 | 0 | 0 | 0 | 0 | 0 | 0 | 0 | 0 | 0 | 0 | 0 | 50 | 50 | 50 | 50 | 50 | 50 | 50 | 0 | 0 | 0 | 0 | 0 | 0 | 0 | 750 | 750 | 750 | 750 | 750 | 750 | 750 | 0.085 | 0.085 | 0.085 | 0.085 | 0.085 | 0.085 | 0.085 | 0 | 0 | 0 | 0 | 0 | 0 | 0 | 0 | 0 | 0 | 0 | 0 | 0 | 0 | 0 | 0 | 0 | 0 | 0 | 0 | 0 | 0 | 0 | 27850.766 | 32492.5603 | 37134.3547 | 37134.3547 | 37134.3547 | 0 | 0 | 0 | 0 | 0 | 0 | 0 | 0 | 0 | 417761.4901 | 487388.4052 | 557015.3202 | 557015.3202 | 557015.3202 | 0 | 0 | 47.3463 | 55.2374 | 63.1284 | 63.1284 | 63.1284 | 0 | 0 | 0 | 0 | 0 | 0 | 0 | 3434.9278 | 0 | 0 | 171746.3904 | 0 | 2576195.8558 | 291.9689 | 0
3-KU | KU-Room AC - Removal of inefficient unit | Proper Disposal of Room AC - Available only if there is a refrigrator and/or freezer to remove | Existing Non-Efficient Room AC | Per Unit | Incremental Cost | 0 | 0 | 0 | 0 | 0 | No equipment cost | 0 | 0 | 0 | 0 | 281.8878 | 0.26888 | 0 | Mid-Atlantic TRM, v.10, May 2020 (see below for the details) |  | 1 | 0 | 0 | 0 | 0 | 0 | 0 | 0 | 0 | 0 | 30 | 35 | 40 | 40 | 40 | Electric | Residential | All | Room AC | Existing | NA | NA | NA | ResElecMisc - SF Wtd | ResSFGasTotal | KU Res | 3 |  | Mid Atlantic TRM v.10 (p.111) | 100% | 100% | 0% | 0 | 0 | 0 | 0 | 0 | 0 | 0 | 0 | 0 | 0 | 0 | 0 | 0 | 0 | 0 | 0 | 0 | 0 | 0 | 0 | 0 | 0 | 0 | 0 | 0 | 0 | 0 | 0 | 281.8878 | 281.8878 | 281.8878 | 281.8878 | 281.8878 | 281.8878 | 281.8878 | 0.26888 | 0.26888 | 0.26888 | 0.26888 | 0.26888 | 0.26888 | 0.26888 | 0 | 0 | 0 | 0 | 0 | 0 | 0 | 0 | 0 | 0 | 0 | 0 | 0 | 0 | 0 | 0 | 0 | 0 | 0 | 0 | 0 | 0 | 0 | 0 | 0 | 0 | 0 | 0 | 0 | 0 | 0 | 0 | 0 | 0 | 0 | 0 | 0 | 8456.6327 | 9866.0714 | 11275.5102 | 11275.5102 | 11275.5102 | 0 | 0 | 8.0663 | 9.4107 | 10.7551 | 10.7551 | 10.7551 | 0 | 0 | 0 | 0 | 0 | 0 | 0 | 185 | 0 | 0 | 0 | 0 | 52149.2347 | 49.7423 | 0
4-KU | KU-Dehumidifier - Removal of inefficient unit | Proper Disposal of Dehumidifier - Available only if there is a refrigrator and/or freezer to remove | Existing Non-Efficient Dehumidifier | Per Unit | Incremental Cost | 0 | 0 | 0 | 0 | 0 | No equipment cost | 0 | 0 | 0 | 0 | 858 | 0.194 | 0 | Mid-Atlantic TRM, v.10, May 2020 (see below for the details) |  | 1 | 0 | 0 | 0 | 0 | 0 | 0 | 0 | 0 | 0 | 15 | 17.5 | 20 | 20 | 20 | Electric | Residential | All | Dehumidifier | Existing | NA | NA | NA | ResElecMisc - SF Wtd | ResSFGasTotal | KU Res | 3 |  | Mid Atlantic TRM v.10 (1/4 of dehumidifier measure life (p.183)) | 100% | 100% | 0% | 0 | 0 | 0 | 0 | 0 | 0 | 0 | 0 | 0 | 0 | 0 | 0 | 0 | 0 | 0 | 0 | 0 | 0 | 0 | 0 | 0 | 0 | 0 | 0 | 0 | 0 | 0 | 0 | 858 | 858 | 858 | 858 | 858 | 858 | 858 | 0.194 | 0.194 | 0.194 | 0.194 | 0.194 | 0.194 | 0.194 | 0 | 0 | 0 | 0 | 0 | 0 | 0 | 0 | 0 | 0 | 0 | 0 | 0 | 0 | 0 | 0 | 0 | 0 | 0 | 0 | 0 | 0 | 0 | 0 | 0 | 0 | 0 | 0 | 0 | 0 | 0 | 0 | 0 | 0 | 0 | 0 | 0 | 12870 | 15015 | 17160 | 17160 | 17160 | 0 | 0 | 2.91 | 3.395 | 3.88 | 3.88 | 3.88 | 0 | 0 | 0 | 0 | 0 | 0 | 0 | 92.5 | 0 | 0 | 0 | 0 | 79365 | 17.945 | 0
1-LGE | LG&E-Refrigerator - Removal of Secondary | Proper Disposal of Refrigerator | Existing Non-Efficient Refrigerator | Per Unit | Incremental Cost | 0 | 0 | 0 | 0 | 0 | No equipment cost | 0 | 50 | 0 | 0 | 750 | 0.085 | 0 | Our past kWh savings assumption was 852.35 kWh based on the Evaluated Savings in the Tetra Tech Program Impact Evaluation of the LG&E and KU's Fridge and Freezer Recycling Program (dated: April 11, 2016) (see the red tab called "ARP-Fridge-Freeze Recycle" in this workbook ). For planning purposes, we assume 750 kWh based on LG&E - KU actual savings for 2017 and 2018 (see EE-Energy Actuals 2021.xls). Program stopped in 2019. kW savings are also based on 2017 and 2018 actuals (EE-Energy Actuals 2021.xls; https://cadmus.sharepoint.com/:x:/r/sites/CP6923/_layouts/15/Doc.aspx?sourcedoc=%7BE8F5586F-AB97-4DD1-B86B-84B09E7165B8%7D&file=EE%20-%20Energy%20Actuals%202021.xlsx&action=default&mobileredirect=true ) |  | 1 | 5407.9538 | 3920.1761 | 0 | 0 | 0 | 0 | 0 | 0 | 0 | 2442.9847 | 2850.1488 | 3257.3129 | 3257.3129 | 3257.3129 | Electric | Residential | All | Refrigerator | Existing | NA | NA | NA | ResRefrig - SF Wtd | ResSFGasTotal | LGE Res | 8 |  | Mid Atlantic TRM v.10 (p.69) | 100% | 100% | 0% | 0 | 0 | 0 | 0 | 0 | 0 | 0 | 0 | 0 | 0 | 0 | 0 | 0 | 0 | 50 | 50 | 50 | 50 | 50 | 50 | 50 | 0 | 0 | 0 | 0 | 0 | 0 | 0 | 750 | 750 | 750 | 750 | 750 | 750 | 750 | 0.085 | 0.085 | 0.085 | 0.085 | 0.085 | 0.085 | 0.085 | 0 | 0 | 0 | 0 | 0 | 0 | 0 | 0 | 0 | 0 | 0 | 0 | 0 | 0 | 0 | 0 | 0 | 0 | 0 | 0 | 0 | 0 | 0 | 122149.234 | 142507.4397 | 162865.6453 | 162865.6453 | 162865.6453 | 0 | 0 | 0 | 0 | 0 | 0 | 0 | 0 | 0 | 1832238.5099 | 2137611.5948 | 2442984.6798 | 2442984.6798 | 2442984.6798 | 0 | 0 | 207.6537 | 242.2626 | 276.8716 | 276.8716 | 276.8716 | 0 | 0 | 0 | 0 | 0 | 0 | 0 | 15065.0722 | 0 | 0 | 753253.6096 | 0 | 11298804.1442 | 1280.5311 | 0
2-LGE | LG&E-Freezer - Removal of Stand-Alone | Proper Disposal of Freezer | Existing Non-Efficient Freezer | Per Unit | Incremental Cost | 0 | 0 | 0 | 0 | 0 | No equipment cost | 0 | 50 | 0 | 0 | 750 | 0.085 | 0 | Our past kWh savings assumption was 852.35 kWh based on the Evaluated Savings in the Tetra Tech Program Impact Evaluation of the LG&E and KU's Fridge and Freezer Recycling Program (dated: April 11, 2016) (see the red tab called "ARP-Fridge-Freeze Recycle" in this workbook ). For planning purposes, we assume 750 kWh based on LG&E - KU actual savings for 2017 and 2018 (see EE-Energy Actuals 2021.xls). Program stopped in 2019. kW savings are also based on 2017 and 2018 actuals (EE-Energy Actuals 2021.xls; https://cadmus.sharepoint.com/:x:/r/sites/CP6923/_layouts/15/Doc.aspx?sourcedoc=%7BE8F5586F-AB97-4DD1-B86B-84B09E7165B8%7D&file=EE%20-%20Energy%20Actuals%202021.xlsx&action=default&mobileredirect=true ) |  | 1 | 1233.0462 | 893.8239 | 0 | 0 | 0 | 0 | 0 | 0 | 0 | 557.0153 | 649.8512 | 742.6871 | 742.6871 | 742.6871 | Electric | Residential | All | Freezer | Existing | NA | NA | NA | ResFreezer - SF Wtd | ResSFGasTotal | LGE Res | 8 |  | Mid Atlantic TRM v.10(p.69) | 100% | 100% | 0% | 0 | 0 | 0 | 0 | 0 | 0 | 0 | 0 | 0 | 0 | 0 | 0 | 0 | 0 | 50 | 50 | 50 | 50 | 50 | 50 | 50 | 0 | 0 | 0 | 0 | 0 | 0 | 0 | 750 | 750 | 750 | 750 | 750 | 750 | 750 | 0.085 | 0.085 | 0.085 | 0.085 | 0.085 | 0.085 | 0.085 | 0 | 0 | 0 | 0 | 0 | 0 | 0 | 0 | 0 | 0 | 0 | 0 | 0 | 0 | 0 | 0 | 0 | 0 | 0 | 0 | 0 | 0 | 0 | 27850.766 | 32492.5603 | 37134.3547 | 37134.3547 | 37134.3547 | 0 | 0 | 0 | 0 | 0 | 0 | 0 | 0 | 0 | 417761.4901 | 487388.4052 | 557015.3202 | 557015.3202 | 557015.3202 | 0 | 0 | 47.3463 | 55.2374 | 63.1284 | 63.1284 | 63.1284 | 0 | 0 | 0 | 0 | 0 | 0 | 0 | 3434.9278 | 0 | 0 | 171746.3904 | 0 | 2576195.8558 | 291.9689 | 0
3-LGE | LG&E-Room AC - Removal of inefficient unit | Proper Disposal of Room AC - Available only if there is a refrigrator and/or freezer to remove | Existing Non-Efficient Room AC | Per Unit | Incremental Cost | 0 | 0 | 0 | 0 | 0 | No equipment cost | 0 | 0 | 0 | 0 | 281.8878 | 0.26888 | 0 | Mid-Atlantic TRM, v.10, May 2020 (see below for the details) |  | 1 | 0 | 0 | 0 | 0 | 0 | 0 | 0 | 0 | 0 | 30 | 35 | 40 | 40 | 40 | Electric | Residential | All | Room AC | Existing | NA | NA | NA | ResElecMisc - SF Wtd | ResSFGasTotal | LGE Res | 3 |  | Mid Atlantic TRM v.10 (p.111) | 100% | 100% | 0% | 0 | 0 | 0 | 0 | 0 | 0 | 0 | 0 | 0 | 0 | 0 | 0 | 0 | 0 | 0 | 0 | 0 | 0 | 0 | 0 | 0 | 0 | 0 | 0 | 0 | 0 | 0 | 0 | 281.8878 | 281.8878 | 281.8878 | 281.8878 | 281.8878 | 281.8878 | 281.8878 | 0.26888 | 0.26888 | 0.26888 | 0.26888 | 0.26888 | 0.26888 | 0.26888 | 0 | 0 | 0 | 0 | 0 | 0 | 0 | 0 | 0 | 0 | 0 | 0 | 0 | 0 | 0 | 0 | 0 | 0 | 0 | 0 | 0 | 0 | 0 | 0 | 0 | 0 | 0 | 0 | 0 | 0 | 0 | 0 | 0 | 0 | 0 | 0 | 0 | 8456.6327 | 9866.0714 | 11275.5102 | 11275.5102 | 11275.5102 | 0 | 0 | 8.0663 | 9.4107 | 10.7551 | 10.7551 | 10.7551 | 0 | 0 | 0 | 0 | 0 | 0 | 0 | 185 | 0 | 0 | 0 | 0 | 52149.2347 | 49.7423 | 0
4-LGE | LG&E-Dehumidifier - Removal of inefficient unit | Proper Disposal of Dehumidifier - Available only if there is a refrigrator and/or freezer to remove | Existing Non-Efficient Dehumidifier | Per Unit | Incremental Cost | 0 | 0 | 0 | 0 | 0 | No equipment cost | 0 | 0 | 0 | 0 | 858 | 0.194 | 0 | Mid-Atlantic TRM, v.10, May 2020 (see below for the details) |  | 1 | 0 | 0 | 0 | 0 | 0 | 0 | 0 | 0 | 0 | 15 | 17.5 | 20 | 20 | 20 | Electric | Residential | All | Dehumidifier | Existing | NA | NA | NA | ResElecMisc - SF Wtd | ResSFGasTotal | LGE Res | 3 |  | Mid Atlantic TRM v.10 (1/4 of dehumidifier measure life (p.183)) | 100% | 100% | 0% | 0 | 0 | 0 | 0 | 0 | 0 | 0 | 0 | 0 | 0 | 0 | 0 | 0 | 0 | 0 | 0 | 0 | 0 | 0 | 0 | 0 | 0 | 0 | 0 | 0 | 0 | 0 | 0 | 858 | 858 | 858 | 858 | 858 | 858 | 858 | 0.194 | 0.194 | 0.194 | 0.194 | 0.194 | 0.194 | 0.194 | 0 | 0 | 0 | 0 | 0 | 0 | 0 | 0 | 0 | 0 | 0 | 0 | 0 | 0 | 0 | 0 | 0 | 0 | 0 | 0 | 0 | 0 | 0 | 0 | 0 | 0 | 0 | 0 | 0 | 0 | 0 | 0 | 0 | 0 | 0 | 0 | 0 | 12870 | 15015 | 17160 | 17160 | 17160 | 0 | 0 | 2.91 | 3.395 | 3.88 | 3.88 | 3.88 | 0 | 0 | 0 | 0 | 0 | 0 | 0 | 92.5 | 0 | 0 | 0 | 0 | 79365 | 17.945 | 0
2022-10-06
[20 empty] | Appliance Recycling: not passing the C-E test. We can ramp it later (2026) and the costs in earlier years decrease. John: doesn’t start in 2024, DR value is low. Start in 2026. We can drop totally but for now start in 2026 and see the C-E results. Lana: 2026 salary will stay as 2026 salary. All the rest will move from 2024 to 2026. | [7 empty] | 0 | 0 | 0 | 6000 | 7000 | 8000 | 8000 | 8000
| ROOM AC kWh SAVINGS: |  |  |  | ROOM AC kW SAVINGS:
| Mid-Atlantic TRM, Version 10 (May 2020), page 110, https://neep.org/sites/default/files/media-files/trmv10.pdf |  |  |  | Mid-Atlantic TRM, Version 10 (May 2020), page 111, https://neep.org/sites/default/files/media-files/trmv10.pdf | [14 empty] | Below percentages is from the previous program planning calculations - see the red "ARP- Fridge-Freeze Recycle" tab.
2016 Program to date (~11/21/16)
[20 empty] | Freezer | 18.57%
[20 empty] | Frig | 81.43%
Below participation numbers estimated based historicals and estimated ramp back to annual participation in 2018 (10/15/2021)
Total (fridge+freezer) participation assumptions for 2023-2029
[20 empty] | 2023 | 2024 | 2025 | 2026 | 2027 | 2028 | 2029 | 2030
[20 empty] | 0 | 0 | 0 | 6000 | 7000 | 8000 | 8000 | 8000
Room AC participation assumption
[20 empty] | 1% | of fridge+freezer
Dehumidifier participation assumption
[20 empty] | 0.5% | of fridge+freezer
| Run hours | 325 |  |  | CF | 0.31
| Btuh | 8500 |  |  | Btuh | 8500
| EER | 9.8 |  |  | EER | 9.8
| kWh savings of Room AC | 281.8878 |  |  | kW savings of Room AC | 0.26888
| DEHUMIDIFIER kWh SAVINGS: |  |  |  | DEHUMIDIFIER kW SAVINGS:
| Mid-Atlantic TRM, Version 10 (May 2020), page 185, https://neep.org/sites/default/files/media-files/trmv10.pdf |  |  |  | Mid-Atlantic TRM, Version 10 (May 2020), page 185-186, https://neep.org/sites/default/files/media-files/trmv10.pdf
| kWh savings for a mid capacity dehumidifier ( >35 to <45) | 858 |  |  | kW savings for a mid capacity dehumidifier ( >35 to <45) | 0.194

## AE analysis - Res Online Audit
Updated SEER2/EER2 for CAC and HP
https://cee1.my.site.com/s/resources?id=a0V2R00000sUQby
| Initial LGEKU est |  | Updated
| kWh | kW | kWh | kW | Population (2025-2030) | Delta kWh (2025-2030) | Notes
CAC | 80.7913 | 0.19584 | 216.7108 |  | 4756 | 646433.1641 | 216.71 kWh savings derived by Changing source Cell AC77 from 15.2 to 17 SEER2, per CEE Tier 1 for Jan 1, 2026 start date
Heat Pump | 266.71 | 0.1868 | 354.839 |  | 4548 | 400810.4526 | 354.84 kWh savings derived by Changing source Cell AU72 from 15.2 to 16 SEER2, per CEE Tier 1 for Jan 1, 2026 start date
DHP |  | 0 |  |  | 4652
Total | [5 empty] | 1047243.6167
4.5%
Note on B10: Andy Eiden: Note DHP savings did not have the same detail provided. Only evaluating kW demand impacts since those were 0.

## Residential Audit Online
_Measure Details_Measure ID | __Measure Name | __Measure Description/Qualification | __Base Equipment | __Per Unit Assumption | _First Year Costs_Full or Incremental Cost | __Full/Incremental Equipment Cost (Per Unit) | __Full/Incremental Labor Cost (Per Unit) | __Full/Incremental Cost (Per Unit) | __Incremental Annual O&M (Per Unit) | __50% of Incremental Cost | __Cost Sources | __Current Incentive | __Proposed Incentive Level | __Dealer Incentive | __Implementation Cost | _First Year Energy Savings_Electric kWh Savings Per Unit | __Electric kW Savings Per Unit | __Natural Gas Therms Savings Per Unit | __Energy Savings Source | _Participation Assumptions_Escalation Rate | __Number of Unit Per Participant | 1__2017 | 2__2018 | 3__2019 | 4__2020 | __Projected 2021 | __Projected 2022 | __Projected 2023 | __Participation 2024 | __Participation 2025 | __Participation 2026 | __Participation 2027 | __Participation 2028 | __Participation 2029 | __Participation 2030 | _Modeling Measure-level Inputs_Fuel Type | __Sector | __Segment | __Enduse | __Construction Type | __Potential Study Measure Name | __Potential Study Measure Description | __Potential Study Baseline Description | __Electric Load Shape | __Natural Gas Load Shape | __Customer Rate Class | __Measure Life | __Baseline Life | __Life Source | _Measure Tier Share_Tier Share | _Measure Fuel Weights_Electric Share | __Natural Gas Share | Per Unit_Incremental Costs_2024 | Per Unit_Incremental Costs_2025 | Per Unit_Incremental Costs_2026 | Per Unit_Incremental Costs_2027 | Per Unit_Incremental Costs_2028 | Per Unit_Incremental Costs_2029 | Per Unit_Incremental Costs_2030 | Per Unit_Incremental Annual O&M_2024 | Per Unit_Incremental Annual O&M_2025 | Per Unit_Incremental Annual O&M_2026 | Per Unit_Incremental Annual O&M_2027 | Per Unit_Incremental Annual O&M_2028 | Per Unit_Incremental Annual O&M_2029 | Per Unit_Incremental Annual O&M_2030 | Per Unit_Customer & Dealer Incentives_2024 | Per Unit_Customer & Dealer Incentives_2025 | Per Unit_Customer & Dealer Incentives_2026 | Per Unit_Customer & Dealer Incentives_2027 | Per Unit_Customer & Dealer Incentives_2028 | Per Unit_Customer & Dealer Incentives_2029 | Per Unit_Customer & Dealer Incentives_2030 | Per Unit_Implementation Cost_2024 | Per Unit_Implementation Cost_2025 | Per Unit_Implementation Cost_2026 | Per Unit_Implementation Cost_2027 | Per Unit_Implementation Cost_2028 | Per Unit_Implementation Cost_2029 | Per Unit_Implementation Cost_2030 | Per Unit_kWh _2024 | Per Unit_kWh _2025 | Per Unit_kWh _2026 | Per Unit_kWh _2027 | Per Unit_kWh _2028 | Per Unit_kWh _2029 | Per Unit_kWh _2030 | Per Unit_kW_2024 | Per Unit_kW_2025 | Per Unit_kW_2026 | Per Unit_kW_2027 | Per Unit_kW_2028 | Per Unit_kW_2029 | Per Unit_kW_2030 | Per Unit_Therms_2024 | Per Unit_Therms_2025 | Per Unit_Therms_2026 | Per Unit_Therms_2027 | Per Unit_Therms_2028 | Per Unit_Therms_2029 | Per Unit_Therms_2030 | Program_Incremental Costs_2024 | Program_Incremental Costs_2025 | Program_Incremental Costs_2026 | Program_Incremental Costs_2027 | Program_Incremental Costs_2028 | Program_Incremental Costs_2029 | Program_Incremental Costs_2030 | Program_Incremental Annual O&M_2024 | Program_Incremental Annual O&M_2025 | Program_Incremental Annual O&M_2026 | Program_Incremental Annual O&M_2027 | Program_Incremental Annual O&M_2028 | Program_Incremental Annual O&M_2029 | Program_Incremental Annual O&M_2030 | Program_Customer & Dealer Incentives_2024 | Program_Customer & Dealer Incentives_2025 | Program_Customer & Dealer Incentives_2026 | Program_Customer & Dealer Incentives_2027 | Program_Customer & Dealer Incentives_2028 | Program_Customer & Dealer Incentives_2029 | Program_Customer & Dealer Incentives_2030 | Program_Implementation Costs_2024 | Program_Implementation Costs_2025 | Program_Implementation Costs_2026 | Program_Implementation Costs_2027 | Program_Implementation Costs_2028 | Program_Implementation Costs_2029 | Program_Implementation Costs_2030 | Program_kWh _2024 | Program_kWh _2025 | Program_kWh _2026 | Program_kWh _2027 | Program_kWh _2028 | Program_kWh _2029 | Program_kWh _2030 | Program_kW_2024 | Program_kW_2025 | Program_kW_2026 | Program_kW_2027 | Program_kW_2028 | Program_kW_2029 | Program_kW_2030 | Program_Therms_2024 | Program_Therms_2025 | Program_Therms_2026 | Program_Therms_2027 | Program_Therms_2028 | Program_Therms_2029 | Program_Therms_2030 | _Total Plan Summary 2024-2030_Participation | __Incremental Costs ($) | __Incremental Annual O&M ($) | __Customer & Dealer Incentives ($) | __Implementation Costs ($) | __Electric kWh Benefits | __Electric kW Peak Demand Benefits | __Natural Gas Therms Benefits
Residential Audit Online
[22 empty] | 1 | 2 | 3 | 4 | [27 empty] | Per Unit | Per Unit | Per Unit | Per Unit | Per Unit | Per Unit | Per Unit | Per Unit | Per Unit | Per Unit | Per Unit | Per Unit | Per Unit | Per Unit | Per Unit | Per Unit | Per Unit | Per Unit | Per Unit | Per Unit | Per Unit | Per Unit | Per Unit | Per Unit | Per Unit | Per Unit | Per Unit | Per Unit | Per Unit | Per Unit | Per Unit | Per Unit | Per Unit | Per Unit | Per Unit | Per Unit | Per Unit | Per Unit | Per Unit | Per Unit | Per Unit | Per Unit | Per Unit | Per Unit | Per Unit | Per Unit | Per Unit | Per Unit | Per Unit | Program | Program | Program | Program | Program | Program | Program | Program | Program | Program | Program | Program | Program | Program | Program | Program | Program | Program | Program | Program | Program | Program | Program | Program | Program | Program | Program | Program | Program | Program | Program | Program | Program | Program | Program | Program | Program | Program | Program | Program | Program | Program | Program | Program | Program | Program | Program | Program | Program
Measure Details |  |  |  |  | First Year Costs | [10 empty] | First Year Energy Savings |  |  |  | Participation Assumptions | [15 empty] | Modeling Measure-level Inputs | [13 empty] | Measure Tier Share | Measure Fuel Weights |  | Incremental Costs | Incremental Costs | Incremental Costs | Incremental Costs | Incremental Costs | Incremental Costs | Incremental Costs | Incremental Annual O&M | Incremental Annual O&M | Incremental Annual O&M | Incremental Annual O&M | Incremental Annual O&M | Incremental Annual O&M | Incremental Annual O&M | Customer & Dealer Incentives | Customer & Dealer Incentives | Customer & Dealer Incentives | Customer & Dealer Incentives | Customer & Dealer Incentives | Customer & Dealer Incentives | Customer & Dealer Incentives | Implementation Cost | Implementation Cost | Implementation Cost | Implementation Cost | Implementation Cost | Implementation Cost | Implementation Cost | kWh | kWh | kWh | kWh | kWh | kWh | kWh | kW | kW | kW | kW | kW | kW | kW | Therms | Therms | Therms | Therms | Therms | Therms | Therms | Incremental Costs | Incremental Costs | Incremental Costs | Incremental Costs | Incremental Costs | Incremental Costs | Incremental Costs | Incremental Annual O&M | Incremental Annual O&M | Incremental Annual O&M | Incremental Annual O&M | Incremental Annual O&M | Incremental Annual O&M | Incremental Annual O&M | Customer & Dealer Incentives | Customer & Dealer Incentives | Customer & Dealer Incentives | Customer & Dealer Incentives | Customer & Dealer Incentives | Customer & Dealer Incentives | Customer & Dealer Incentives | Implementation Costs | Implementation Costs | Implementation Costs | Implementation Costs | Implementation Costs | Implementation Costs | Implementation Costs | kWh | kWh | kWh | kWh | kWh | kWh | kWh | kW | kW | kW | kW | kW | kW | kW | Therms | Therms | Therms | Therms | Therms | Therms | Therms | Total Plan Summary 2024-2030
Measure ID | Measure Name | Measure Description/Qualification | Base Equipment | Per Unit Assumption | Full or Incremental Cost | Full/Incremental Equipment Cost (Per Unit) | Full/Incremental Labor Cost (Per Unit) | Full/Incremental Cost (Per Unit) | Incremental Annual O&M (Per Unit) | 50% of Incremental Cost | Cost Sources | Current Incentive | Proposed Incentive Level | Dealer Incentive | Implementation Cost | Electric kWh Savings Per Unit | Electric kW Savings Per Unit | Natural Gas Therms Savings Per Unit | Energy Savings Source | Escalation Rate | Number of Unit Per Participant | 2017 | 2018 | 2019 | 2020 | Projected 2021 | Projected 2022 | Projected 2023 | Participation 2024 | Participation 2025 | Participation 2026 | Participation 2027 | Participation 2028 | Participation 2029 | Participation 2030 | Fuel Type | Sector | Segment | Enduse | Construction Type | Potential Study Measure Name | Potential Study Measure Description | Potential Study Baseline Description | Electric Load Shape | Natural Gas Load Shape | Customer Rate Class | Measure Life | Baseline Life | Life Source | Tier Share | Electric Share | Natural Gas Share | 2024 | 2025 | 2026 | 2027 | 2028 | 2029 | 2030 | 2024 | 2025 | 2026 | 2027 | 2028 | 2029 | 2030 | 2024 | 2025 | 2026 | 2027 | 2028 | 2029 | 2030 | 2024 | 2025 | 2026 | 2027 | 2028 | 2029 | 2030 | 2024 | 2025 | 2026 | 2027 | 2028 | 2029 | 2030 | 2024 | 2025 | 2026 | 2027 | 2028 | 2029 | 2030 | 2024 | 2025 | 2026 | 2027 | 2028 | 2029 | 2030 | 2024 | 2025 | 2026 | 2027 | 2028 | 2029 | 2030 | 2024 | 2025 | 2026 | 2027 | 2028 | 2029 | 2030 | 2024 | 2025 | 2026 | 2027 | 2028 | 2029 | 2030 | 2024 | 2025 | 2026 | 2027 | 2028 | 2029 | 2030 | 2024 | 2025 | 2026 | 2027 | 2028 | 2029 | 2030 | 2024 | 2025 | 2026 | 2027 | 2028 | 2029 | 2030 | 2024 | 2025 | 2026 | 2027 | 2028 | 2029 | 2030 | Participation | Incremental Costs ($) | Incremental Annual O&M ($) | Customer & Dealer Incentives ($) | Implementation Costs ($) | Electric kWh Benefits | Electric kW Peak Demand Benefits | Natural Gas Therms Benefits
1 | Residential Audit - Virtual | Virtual audit with no cost to customer | Existing conditions | Per Home | Incremental | 0 | 0 | 0 | 0 | NA | no cost audit | 0 | 0 | 0 | 0 | 0 | 0 | 0 | - | 5% | 1 | 1487 | 577 | 0 | 0 | 0 | 0 | 0 | 0 | 1250 | 1312.5 | 1378.125 | 1447.0312 | 1447.0312 | 1447.0312 | Both | Residential | All | All | Existing | NA | NA | NA | ResEleTotal - SF Wtd | ResSFGasTotal | LGE Res | 1 | 1 | Assume audit equals 1 yr | 100% | 100% | 100% | 0 | 0 | 0 | 0 | 0 | 0 | 0 | 0 | 0 | 0 | 0 | 0 | 0 | 0 | 0 | 0 | 0 | 0 | 0 | 0 | 0 | 0 | 0 | 0 | 0 | 0 | 0 | 0 | 0 | 0 | 0 | 0 | 0 | 0 | 0 | 0 | 0 | 0 | 0 | 0 | 0 | 0 | 0 | 0 | 0 | 0 | 0 | 0 | 0 | 0 | 0 | 0 | 0 | 0 | 0 | 0 | 0 | 0 | 0 | 0 | 0 | 0 | 0 | 0 | 0 | 0 | 0 | 0 | 0 | 0 | 0 | 0 | 0 | 0 | 0 | 0 | 0 | 0 | 0 | 0 | 0 | 0 | 0 | 0 | 0 | 0 | 0 | 0 | 0 | 0 | 0 | 0 | 0 | 0 | 0 | 0 | 0 | 0 | 8281.7188 | 0 | 0 | 0 | 0 | 0 | 0 | 0 | TRUE | TRUE | TRUE | TRUE | TRUE | TRUE | TRUE | TRUE
2 | Virtual Energy Kit | Kits will be mailed to customer | Existing conditions | Per Home | Incremental | 0 | 0 | 0 | 0 | NA | Kit costs | 0 | 0 | 0 | 33.36 | 142.8678 | 0.010372 | 3.3606 | Mid Atlantic TRM and Pennsylvania TRM | 5% | 1 | [7 empty] | 0 | 1250 | 1312.5 | 1378.125 | 1447.0312 | 1447.0312 | 1447.0312 | Both | Residential | All | All | Existing | NA | NA | NA | ResEleTotal - SF Wtd | ResSFGasHeat | LGE Res | 9 | 9 | Weighted average EUL by savings across the kit based on Mid-Altantic TRM, PA TRM | 100% | 100% | 100% | 0 | 0 | 0 | 0 | 0 | 0 | 0 | 0 | 0 | 0 | 0 | 0 | 0 | 0 | 0 | 0 | 0 | 0 | 0 | 0 | 0 | 33.36 | 33.36 | 33.36 | 33.36 | 33.36 | 33.36 | 33.36 | 142.8678 | 142.8678 | 142.8678 | 142.8678 | 142.8678 | 142.8678 | 142.8678 | 0.010372 | 0.010372 | 0.010372 | 0.010372 | 0.010372 | 0.010372 | 0.010372 | 3.3606 | 3.3606 | 3.3606 | 3.3606 | 3.3606 | 3.3606 | 3.3606 | 0 | 0 | 0 | 0 | 0 | 0 | 0 | 0 | 0 | 0 | 0 | 0 | 0 | 0 | 0 | 0 | 0 | 0 | 0 | 0 | 0 | 0 | 41700 | 43785 | 45974.25 | 48272.9625 | 48272.9625 | 48272.9625 | 0 | 178584.7288 | 187513.9653 | 196889.6635 | 206734.1467 | 206734.1467 | 206734.1467 | 0 | 12.9655 | 13.6137 | 14.2944 | 15.0092 | 15.0092 | 15.0092 | 0 | 4200.7058 | 4410.7411 | 4631.2782 | 4862.8421 | 4862.8421 | 4862.8421 | 8281.7188 | 0 | 0 | 0 | 276278.1375 | 1183190.7978 | 85.9011 | 27831.2512 | TRUE | TRUE | TRUE | TRUE | TRUE | TRUE | TRUE | TRUE
3 | Weatherization-Ceiling Insulation (KY) - Code | R-49 | Average Existing Insulation | Per Unit | Incremental Cost | 1778.5342 | 0 | 1778.5342 | 0 | 889.2671 | RSMeans scaled up by 25% to account for 2022 dollars | NA | 300 | 0 | 0 | 289.9551 | 0.11607 | 20.2933 | Potential Study Results: Engineering Calculation | 5% | 1 | [7 empty] | 0 | 0 | 0 | 0 | 0 | 0 | 0 | Both | Residential | All | All | Existing | NA | NA | NA | ResEleTotal - SF Wtd | ResSFGasHeat | LGE Res | 20 | 20 |  | 100% | 100% | 100% | 1778.5342 | 1778.5342 | 1778.5342 | 1778.5342 | 1778.5342 | 1778.5342 | 1778.5342 | 0 | 0 | 0 | 0 | 0 | 0 | 0 | 300 | 300 | 300 | 300 | 300 | 300 | 300 | 0 | 0 | 0 | 0 | 0 | 0 | 0 | 289.9551 | 289.9551 | 289.9551 | 289.9551 | 289.9551 | 289.9551 | 289.9551 | 0.11607 | 0.11607 | 0.11607 | 0.11607 | 0.11607 | 0.11607 | 0.11607 | 20.2933 | 20.2933 | 20.2933 | 20.2933 | 20.2933 | 20.2933 | 20.2933 | 0 | 0 | 0 | 0 | 0 | 0 | 0 | 0 | 0 | 0 | 0 | 0 | 0 | 0 | 0 | 0 | 0 | 0 | 0 | 0 | 0 | 0 | 0 | 0 | 0 | 0 | 0 | 0 | 0 | 0 | 0 | 0 | 0 | 0 | 0 | 0 | 0 | 0 | 0 | 0 | 0 | 0 | 0 | 0 | 0 | 0 | 0 | 0 | 0 | 0 | 0 | 0 | 0 | 0 | 0 | 0 | 0 | TRUE | TRUE | TRUE | TRUE | TRUE | TRUE | TRUE | TRUE
4 | Weatherization-Duct Sealing and Insulation - Code | Code Duct Sealing and Insulation - R-8 | Existing Duct Sealing and Insulation - R-4 | Per Unit | Incremental Cost | 1452.5 | 0 | 1452.5 | 0 | 726.25 | 2010 - ETO - Residential Duct Insulation scaled up to account for 2022 dollars | NA | 300 | 0 | 0 | 734.1925 | 0.58505 | 35.4067 | Potential Study Results: NAIMA Duct Insulation 2001 & 2013 - EnergyStar - QI Fact Sheet | 5% | 1 | [7 empty] | 0 | 0 | 0 | 0 | 0 | 0 | 0 | Both | Residential | All | All | Existing | NA | NA | NA | ResEleTotal - SF Wtd | ResSFGasHeat | LGE Res | 20 | 20 |  | 100% | 100% | 100% | 1452.5 | 1452.5 | 1452.5 | 1452.5 | 1452.5 | 1452.5 | 1452.5 | 0 | 0 | 0 | 0 | 0 | 0 | 0 | 300 | 300 | 300 | 300 | 300 | 300 | 300 | 0 | 0 | 0 | 0 | 0 | 0 | 0 | 734.1925 | 734.1925 | 734.1925 | 734.1925 | 734.1925 | 734.1925 | 734.1925 | 0.58505 | 0.58505 | 0.58505 | 0.58505 | 0.58505 | 0.58505 | 0.58505 | 35.4067 | 35.4067 | 35.4067 | 35.4067 | 35.4067 | 35.4067 | 35.4067 | 0 | 0 | 0 | 0 | 0 | 0 | 0 | 0 | 0 | 0 | 0 | 0 | 0 | 0 | 0 | 0 | 0 | 0 | 0 | 0 | 0 | 0 | 0 | 0 | 0 | 0 | 0 | 0 | 0 | 0 | 0 | 0 | 0 | 0 | 0 | 0 | 0 | 0 | 0 | 0 | 0 | 0 | 0 | 0 | 0 | 0 | 0 | 0 | 0 | 0 | 0 | 0 | 0 | 0 | 0 | 0 | 0 | TRUE | TRUE | TRUE | TRUE | TRUE | TRUE | TRUE | TRUE
5 | Weatherization-Infiltration Control - Reduction of Existing Conditions | Infiltration Control - 0.1 ACH Reduction | Existing Infiltration Conditions | Per Unit | Incremental Cost | 400.593 | 0 | 400.593 | 0 | 200.2965 | RSMeans scaled up by 25% to account for 2022 dollars | NA | 160 | 0 | 0 | 67.9011 | 0.040429 | 4.9651 | Potential Study Results: Cadmus analysis using building modeling to calculate measure percent savings | 5% | 1 | [7 empty] | 0 | 0 | 0 | 0 | 0 | 0 | 0 | Both | Residential | All | All | Existing | NA | NA | NA | ResEleTotal - SF Wtd | ResSFGasHeat | LGE Res | 20 | 20 |  | 100% | 100% | 100% | 400.593 | 400.593 | 400.593 | 400.593 | 400.593 | 400.593 | 400.593 | 0 | 0 | 0 | 0 | 0 | 0 | 0 | 160 | 160 | 160 | 160 | 160 | 160 | 160 | 0 | 0 | 0 | 0 | 0 | 0 | 0 | 67.9011 | 67.9011 | 67.9011 | 67.9011 | 67.9011 | 67.9011 | 67.9011 | 0.040429 | 0.040429 | 0.040429 | 0.040429 | 0.040429 | 0.040429 | 0.040429 | 4.9651 | 4.9651 | 4.9651 | 4.9651 | 4.9651 | 4.9651 | 4.9651 | 0 | 0 | 0 | 0 | 0 | 0 | 0 | 0 | 0 | 0 | 0 | 0 | 0 | 0 | 0 | 0 | 0 | 0 | 0 | 0 | 0 | 0 | 0 | 0 | 0 | 0 | 0 | 0 | 0 | 0 | 0 | 0 | 0 | 0 | 0 | 0 | 0 | 0 | 0 | 0 | 0 | 0 | 0 | 0 | 0 | 0 | 0 | 0 | 0 | 0 | 0 | 0 | 0 | 0 | 0 | 0 | 0 | TRUE | TRUE | TRUE | TRUE | TRUE | TRUE | TRUE | TRUE
6 | Weatherization-Wall Insulation (KY) - Maximum Feasible | R-13 (Maximum Insulation Feasible) | Average Existing Insulation | Per Unit | Incremental Cost | 2352.256 | 0 | 2352.256 | 0 | 1176.128 | RSMeans scaled up by 25% to account for 2022 dollars | NA | 300 | 0 | 0 | 871.6081 | 0.38292 | 66.9484 | Potential Study Results: Engineering Calculation | 5% | 1 | [7 empty] | 0 | 0 | 0 | 0 | 0 | 0 | 0 | Both | Residential | All | All | Existing | NA | NA | NA | ResEleTotal - SF Wtd | ResSFGasHeat | LGE Res | 20 | 20 |  | 100% | 100% | 100% | 2352.256 | 2352.256 | 2352.256 | 2352.256 | 2352.256 | 2352.256 | 2352.256 | 0 | 0 | 0 | 0 | 0 | 0 | 0 | 300 | 300 | 300 | 300 | 300 | 300 | 300 | 0 | 0 | 0 | 0 | 0 | 0 | 0 | 871.6081 | 871.6081 | 871.6081 | 871.6081 | 871.6081 | 871.6081 | 871.6081 | 0.38292 | 0.38292 | 0.38292 | 0.38292 | 0.38292 | 0.38292 | 0.38292 | 66.9484 | 66.9484 | 66.9484 | 66.9484 | 66.9484 | 66.9484 | 66.9484 | 0 | 0 | 0 | 0 | 0 | 0 | 0 | 0 | 0 | 0 | 0 | 0 | 0 | 0 | 0 | 0 | 0 | 0 | 0 | 0 | 0 | 0 | 0 | 0 | 0 | 0 | 0 | 0 | 0 | 0 | 0 | 0 | 0 | 0 | 0 | 0 | 0 | 0 | 0 | 0 | 0 | 0 | 0 | 0 | 0 | 0 | 0 | 0 | 0 | 0 | 0 | 0 | 0 | 0 | 0 | 0 | 0 | TRUE | TRUE | TRUE | TRUE | TRUE | TRUE | TRUE | TRUE
7 | Weatherization-Floor Insulation (KY) - Above Code | R-30 | Average Existing Insulation | Per Unit | Incremental Cost | 1268.0689 | 0 | 1268.0689 | 0 | 634.0344 | RSMeans scaled up by 25% to account for 2022 dollars | NA | 300 | 0 | 0 | 139.0284 | 0 | 44.5651 | Potential Study Results: Engineering Calculation | 5% | 1 | [7 empty] | 0 | 0 | 0 | 0 | 0 | 0 | 0 | Both | Residential | All | All | Existing | NA | NA | NA | ResEleTotal - SF Wtd | ResSFGasHeat | LGE Res | 20 | 20 |  | 100% | 100% | 100% | 1268.0689 | 1268.0689 | 1268.0689 | 1268.0689 | 1268.0689 | 1268.0689 | 1268.0689 | 0 | 0 | 0 | 0 | 0 | 0 | 0 | 300 | 300 | 300 | 300 | 300 | 300 | 300 | 0 | 0 | 0 | 0 | 0 | 0 | 0 | 139.0284 | 139.0284 | 139.0284 | 139.0284 | 139.0284 | 139.0284 | 139.0284 | 0 | 0 | 0 | 0 | 0 | 0 | 0 | 44.5651 | 44.5651 | 44.5651 | 44.5651 | 44.5651 | 44.5651 | 44.5651 | 0 | 0 | 0 | 0 | 0 | 0 | 0 | 0 | 0 | 0 | 0 | 0 | 0 | 0 | 0 | 0 | 0 | 0 | 0 | 0 | 0 | 0 | 0 | 0 | 0 | 0 | 0 | 0 | 0 | 0 | 0 | 0 | 0 | 0 | 0 | 0 | 0 | 0 | 0 | 0 | 0 | 0 | 0 | 0 | 0 | 0 | 0 | 0 | 0 | 0 | 0 | 0 | 0 | 0 | 0 | 0 | 0 | TRUE | TRUE | TRUE | TRUE | TRUE | TRUE | TRUE | TRUE
8 | Weatherization-Insulation - Basement Wall - Code | R-10 (IECC 2012 - Future KY Code) | Average Existing Insulation | Per Unit | Incremental Cost | 660.311 | 0 | 660.311 | 0 | 330.1555 | RSMeans scaled up by 25% to account for 2022 dollars | NA | 260 | 0 | 0 | 161.3421 | 0 | 36.0159 | Potential Study Results: Engineering Calculation | 5% | 1 | [7 empty] | 0 | 0 | 0 | 0 | 0 | 0 | 0 | Both | Residential | All | All | Existing | NA | NA | NA | ResEleTotal - SF Wtd | ResSFGasHeat | LGE Res | 20 | 20 |  | 100% | 100% | 100% | 660.311 | 660.311 | 660.311 | 660.311 | 660.311 | 660.311 | 660.311 | 0 | 0 | 0 | 0 | 0 | 0 | 0 | 260 | 260 | 260 | 260 | 260 | 260 | 260 | 0 | 0 | 0 | 0 | 0 | 0 | 0 | 161.3421 | 161.3421 | 161.3421 | 161.3421 | 161.3421 | 161.3421 | 161.3421 | 0 | 0 | 0 | 0 | 0 | 0 | 0 | 36.0159 | 36.0159 | 36.0159 | 36.0159 | 36.0159 | 36.0159 | 36.0159 | 0 | 0 | 0 | 0 | 0 | 0 | 0 | 0 | 0 | 0 | 0 | 0 | 0 | 0 | 0 | 0 | 0 | 0 | 0 | 0 | 0 | 0 | 0 | 0 | 0 | 0 | 0 | 0 | 0 | 0 | 0 | 0 | 0 | 0 | 0 | 0 | 0 | 0 | 0 | 0 | 0 | 0 | 0 | 0 | 0 | 0 | 0 | 0 | 0 | 0 | 0 | 0 | 0 | 0 | 0 | 0 | 0 | TRUE | TRUE | TRUE | TRUE | TRUE | TRUE | TRUE | TRUE
9 | HVAC-DWH-Central Air Conditioner - ENERGY STAR | ENERGY STAR Central Air Conditioner - SEER2 15.2 (Split System) | Federal Standard 2023 Central Air Conditioner - SEER2 14.3 | Per Unit | Incremental Cost | 339 |  | 339 | 0 | 169.5 | IL TRM (assume similar as increment cost from SEER 15 to SEER 16) |  | 300 |  |  | 80.7913 | 0.19584 | 0 | Mid Atlantic TRM | 5% | 1 | [7 empty] | 0 | 480 | 624 | 769 | 961 | 961 | 961 | Both | Residential | All | All | Existing | NA | NA | NA | ResCooling - SF Wtd | ResSFGasHeat | LGE Res | 18 | 18 |  | 100% | 100% | 100% | 339 | 339 | 339 | 339 | 339 | 339 | 339 | 0 | 0 | 0 | 0 | 0 | 0 | 0 | 300 | 300 | 300 | 300 | 300 | 300 | 300 | 0 | 0 | 0 | 0 | 0 | 0 | 0 | 80.7913 | 80.7913 | 80.7913 | 80.7913 | 80.7913 | 80.7913 | 80.7913 | 0.19584 | 0.19584 | 0.19584 | 0.19584 | 0.19584 | 0.19584 | 0.19584 | 0 | 0 | 0 | 0 | 0 | 0 | 0 | 0 | 162720 | 211536 | 260691 | 325779 | 325779 | 325779 | 0 | 0 | 0 | 0 | 0 | 0 | 0 | 0 | 144000 | 187200 | 230700 | 288300 | 288300 | 288300 | 0 | 0 | 0 | 0 | 0 | 0 | 0 | 0 | 38779.8307 | 50413.7799 | 62128.5204 | 77640.4527 | 77640.4527 | 77640.4527 | 0 | 94.0032 | 122.2042 | 150.601 | 188.2022 | 188.2022 | 188.2022 | 0 | 0 | 0 | 0 | 0 | 0 | 0 | 4756 | 1612284 | 0 | 1426800 | 0 | 384243.4891 | 931.415 | 0 | TRUE | TRUE | TRUE | TRUE | TRUE | TRUE | TRUE | TRUE
10 | HVAC-DWH-Heat Pump - Air Source ENERGY STAR | ENERGY STAR Air Source Heat Pump - SEER2 15.2 and HSPF2 7.8 (Split System) (CEE Tier 1) | Federal Standard 2023 Air Source Heat Pump - SEER2 14.3 and HSPF2 7.5 (Split System) | Per Unit | Incremental Cost | 405 |  | 405 | 0 | 202.5 | IL TRM (assume similar as increment cost from SEER 15 to SEER 16) |  | 400 |  |  | 266.71 | 0.1868 | 0 | Mid Atlantic TRM | 5% | 1 | [7 empty] | 0 | 459 | 597 | 735 | 919 | 919 | 919 | Both | Residential | All | All | Existing | NA | NA | NA | ResEleTotal - SF Wtd | ResSFGasHeat | LGE Res | 18 | 18 |  | 100% | 100% | 100% | 405 | 405 | 405 | 405 | 405 | 405 | 405 | 0 | 0 | 0 | 0 | 0 | 0 | 0 | 400 | 400 | 400 | 400 | 400 | 400 | 400 | 0 | 0 | 0 | 0 | 0 | 0 | 0 | 266.71 | 266.71 | 266.71 | 266.71 | 266.71 | 266.71 | 266.71 | 0.1868 | 0.1868 | 0.1868 | 0.1868 | 0.1868 | 0.1868 | 0.1868 | 0 | 0 | 0 | 0 | 0 | 0 | 0 | 0 | 185895 | 241785 | 297675 | 372195 | 372195 | 372195 | 0 | 0 | 0 | 0 | 0 | 0 | 0 | 0 | 183600 | 238800 | 294000 | 367600 | 367600 | 367600 | 0 | 0 | 0 | 0 | 0 | 0 | 0 | 0 | 122419.8917 | 159225.8722 | 196031.8527 | 245106.4934 | 245106.4934 | 245106.4934 | 0 | 85.7399 | 111.5179 | 137.2959 | 171.6666 | 171.6666 | 171.6666 | 0 | 0 | 0 | 0 | 0 | 0 | 0 | 4548 | 1841940 | 0 | 1819200 | 0 | 1212997.0967 | 849.5537 | 0 | TRUE | TRUE | TRUE | TRUE | TRUE | TRUE | TRUE | TRUE
11 | HVAC-DWH-Ductless Heat Pump (DHP) | Ductless Heat Pump - SEER/EER 18/12.5, HSPF 10.0 | Standard Baseboard Heating - HSPF 3.41 | Per Unit | Incremental Cost | 1002 |  | 1002 | 0 | 501 | IL TRM (334/ton), if Full install cost (1715/ton) |  | 400 |  |  | 4172.3666 | 0 | 0 | Potential Study Results: Calculations based on ENERGY STAR Appliances Calculator. Accessed 06.07.2016 | 5% | 1 | [7 empty] | 0 | 469.5 | 610.5 | 752 | 940 | 940 | 940 | Both | Residential | All | All | Existing | NA | NA | NA | ResEleTotal - SF Wtd | ResSFGasHeat | LGE Res | 18 | 18 |  | 100% | 100% | 100% | 1002 | 1002 | 1002 | 1002 | 1002 | 1002 | 1002 | 0 | 0 | 0 | 0 | 0 | 0 | 0 | 400 | 400 | 400 | 400 | 400 | 400 | 400 | 0 | 0 | 0 | 0 | 0 | 0 | 0 | 4172.3666 | 4172.3666 | 4172.3666 | 4172.3666 | 4172.3666 | 4172.3666 | 4172.3666 | 0 | 0 | 0 | 0 | 0 | 0 | 0 | 0 | 0 | 0 | 0 | 0 | 0 | 0 | 0 | 470439 | 611721 | 753504 | 941880 | 941880 | 941880 | 0 | 0 | 0 | 0 | 0 | 0 | 0 | 0 | 187800 | 244200 | 300800 | 376000 | 376000 | 376000 | 0 | 0 | 0 | 0 | 0 | 0 | 0 | 0 | 1958926.1104 | 2547229.7986 | 3137619.67 | 3922024.5875 | 3922024.5875 | 3922024.5875 | 0 | 0 | 0 | 0 | 0 | 0 | 0 | 0 | 0 | 0 | 0 | 0 | 0 | 0 | 4652 | 4661304 | 0 | 1860800 | 0 | 19409849.3414 | 0 | 0 | TRUE | TRUE | TRUE | TRUE | TRUE | TRUE | TRUE | TRUE
12 | HVAC-DWH-Boiler - ENERGY STAR | ENERGY STAR Boiler - 90% AFUE | Federal Standard 2012 Boiler - 82% AFUE | Per Unit | Incremental Cost | 1466 |  | 1466 | 0 | 733 | IL TRM (Installation Cost is 5519) |  | 250 |  |  | 0 | 0 | 56 | Mid Atlantic TRM | 5% | 1 | [7 empty] | 0 | 0 | 0 | 0 | 0 | 0 | 0 | Both | Residential | All | All | Existing | NA | NA | NA | ResEleTotal - SF Wtd | ResSFGasHeat | LGE Res | 18 | 18 |  | 100% | 100% | 100% | 1466 | 1466 | 1466 | 1466 | 1466 | 1466 | 1466 | 0 | 0 | 0 | 0 | 0 | 0 | 0 | 250 | 250 | 250 | 250 | 250 | 250 | 250 | 0 | 0 | 0 | 0 | 0 | 0 | 0 | 0 | 0 | 0 | 0 | 0 | 0 | 0 | 0 | 0 | 0 | 0 | 0 | 0 | 0 | 56 | 56 | 56 | 56 | 56 | 56 | 56 | 0 | 0 | 0 | 0 | 0 | 0 | 0 | 0 | 0 | 0 | 0 | 0 | 0 | 0 | 0 | 0 | 0 | 0 | 0 | 0 | 0 | 0 | 0 | 0 | 0 | 0 | 0 | 0 | 0 | 0 | 0 | 0 | 0 | 0 | 0 | 0 | 0 | 0 | 0 | 0 | 0 | 0 | 0 | 0 | 0 | 0 | 0 | 0 | 0 | 0 | 0 | 0 | 0 | 0 | 0 | 0 | 0 | TRUE | TRUE | TRUE | TRUE | TRUE | TRUE | TRUE | TRUE
13 | HVAC-DWH-Furnace - ENERGY STAR | ENERGY STAR Furnace - 95% AFUE | Federal Standard 2016 Furnace - 80% AFUE | Per Unit | Incremental Cost | 976.86 |  | 976.86 | 0 | 488.43 | WI TRM average NG Furnace, Multi-stage+, 95% AFUE and Tier 2. |  | 250 |  |  | 0 | 0 | 75.3375 | Mid Atlantic TRM | 5% | 1 | [7 empty] | 0 | 50 | 100 | 150 | 200 | 0 | 0 | Both | Residential | All | All | Existing | NA | NA | NA | ResEleTotal - SF Wtd | ResSFGasHeat | LGE Res | 18 | 18 |  | 100% | 100% | 100% | 976.86 | 976.86 | 976.86 | 976.86 | 976.86 | 976.86 | 976.86 | 0 | 0 | 0 | 0 | 0 | 0 | 0 | 250 | 250 | 250 | 250 | 250 | 250 | 250 | 0 | 0 | 0 | 0 | 0 | 0 | 0 | 0 | 0 | 0 | 0 | 0 | 0 | 0 | 0 | 0 | 0 | 0 | 0 | 0 | 0 | 75.3375 | 75.3375 | 75.3375 | 75.3375 | 75.3375 | 75.3375 | 75.3375 | 0 | 48843 | 97686 | 146529 | 195372 | 0 | 0 | 0 | 0 | 0 | 0 | 0 | 0 | 0 | 0 | 12500 | 25000 | 37500 | 50000 | 0 | 0 | 0 | 0 | 0 | 0 | 0 | 0 | 0 | 0 | 0 | 0 | 0 | 0 | 0 | 0 | 0 | 0 | 0 | 0 | 0 | 0 | 0 | 0 | 3766.875 | 7533.75 | 11300.625 | 15067.5 | 0 | 0 | 500 | 488430 | 0 | 125000 | 0 | 0 | 0 | 37668.75 | TRUE | TRUE | TRUE | TRUE | TRUE | TRUE | TRUE | TRUE
14 | HVAC-DWH-Heat Pump Water Heater - ENERGY STAR | ENERGY STAR Heat Pump Water Heater ≤ 55 GAL - UEF 2.2 | Federal Standard 2015 Storage Water Heater ≤ 55 GAL - UEF 0.95 | Per Unit | Incremental Cost | 1030 |  | 1030 | 0 | 515 | IL TRM (Installed Cost is 2062) |  | 300 |  |  | 1455.4089 | 0.058065 | 0 | Mid Atlantic TRM | 5% | 1 | [7 empty] | 0 | 75 | 97 | 120 | 150 | 150 | 150 | Both | Residential | All | All | Existing | NA | NA | NA | ResHotWater - SF Wtd | ResSFGasHeat | LGE Res | 13 | 13 |  | 100% | 100% | 100% | 1030 | 1030 | 1030 | 1030 | 1030 | 1030 | 1030 | 0 | 0 | 0 | 0 | 0 | 0 | 0 | 300 | 300 | 300 | 300 | 300 | 300 | 300 | 0 | 0 | 0 | 0 | 0 | 0 | 0 | 1455.4089 | 1455.4089 | 1455.4089 | 1455.4089 | 1455.4089 | 1455.4089 | 1455.4089 | 0.058065 | 0.058065 | 0.058065 | 0.058065 | 0.058065 | 0.058065 | 0.058065 | 0 | 0 | 0 | 0 | 0 | 0 | 0 | 0 | 77250 | 99910 | 123600 | 154500 | 154500 | 154500 | 0 | 0 | 0 | 0 | 0 | 0 | 0 | 0 | 22500 | 29100 | 36000 | 45000 | 45000 | 45000 | 0 | 0 | 0 | 0 | 0 | 0 | 0 | 0 | 109155.6709 | 141174.6677 | 174649.0734 | 218311.3418 | 218311.3418 | 218311.3418 | 0 | 4.3548 | 5.6323 | 6.9677 | 8.7097 | 8.7097 | 8.7097 | 0 | 0 | 0 | 0 | 0 | 0 | 0 | 742 | 764260 | 0 | 222600 | 0 | 1079913.4373 | 43.0839 | 0 | TRUE | TRUE | TRUE | TRUE | TRUE | TRUE | TRUE | TRUE
1-KU | KU-Residential Audit - Virtual | Virtual audit with no cost to customer | Existing conditions | Per Home | Incremental | 0 | 0 | 0 | 0 | NA | no cost audit | 0 | 0 | 0 | 0 | 0 | 0 | 0 | - | 5% | 1 | 767 | 294 | 0 | 0 | 0 | 0 | 0 | 0 | 625 | 656.25 | 689.0625 | 723.5156 | 723.5156 | 723.5156 | Electric | Residential | All | All | Existing | NA | NA | NA | ResEleTotal - SF Wtd | ResSFGasHeat | KU Res | 1 | 1 | Assume audit equals 1 yr | 100% | 100% | 0% | 0 | 0 | 0 | 0 | 0 | 0 | 0 | 0 | 0 | 0 | 0 | 0 | 0 | 0 | 0 | 0 | 0 | 0 | 0 | 0 | 0 | 0 | 0 | 0 | 0 | 0 | 0 | 0 | 0 | 0 | 0 | 0 | 0 | 0 | 0 | 0 | 0 | 0 | 0 | 0 | 0 | 0 | 0 | 0 | 0 | 0 | 0 | 0 | 0 | 0 | 0 | 0 | 0 | 0 | 0 | 0 | 0 | 0 | 0 | 0 | 0 | 0 | 0 | 0 | 0 | 0 | 0 | 0 | 0 | 0 | 0 | 0 | 0 | 0 | 0 | 0 | 0 | 0 | 0 | 0 | 0 | 0 | 0 | 0 | 0 | 0 | 0 | 0 | 0 | 0 | 0 | 0 | 0 | 0 | 0 | 0 | 0 | 0 | 4140.8594 | 0 | 0 | 0 | 0 | 0 | 0 | 0
2-KU | KU-Virtual Energy Kit | Kits will be mailed to customer | Existing conditions | Per Home | Incremental | 0 | 0 | 0 | 0 | NA | Kit costs | 0 | 0 | 0 | 33.36 | 142.8678 | 0.010372 | 0 | Mid Atlantic TRM and Pennsylvania TRM | 5% | 1 | [7 empty] | 0 | 625 | 656.25 | 689.0625 | 723.5156 | 723.5156 | 723.5156 | Electric | Residential | All | All | Existing | NA | NA | NA | ResEleTotal - SF Wtd | ResSFGasHeat | KU Res | 9 | 9 | Weighted average EUL by savings across the kit based on Mid-Altantic TRM, PA TRM | 100% | 100% | 0% | 0 | 0 | 0 | 0 | 0 | 0 | 0 | 0 | 0 | 0 | 0 | 0 | 0 | 0 | 0 | 0 | 0 | 0 | 0 | 0 | 0 | 33.36 | 33.36 | 33.36 | 33.36 | 33.36 | 33.36 | 33.36 | 142.8678 | 142.8678 | 142.8678 | 142.8678 | 142.8678 | 142.8678 | 142.8678 | 0.010372 | 0.010372 | 0.010372 | 0.010372 | 0.010372 | 0.010372 | 0.010372 | 0 | 0 | 0 | 0 | 0 | 0 | 0 | 0 | 0 | 0 | 0 | 0 | 0 | 0 | 0 | 0 | 0 | 0 | 0 | 0 | 0 | 0 | 0 | 0 | 0 | 0 | 0 | 0 | 0 | 20850 | 21892.5 | 22987.125 | 24136.4813 | 24136.4813 | 24136.4813 | 0 | 89292.3644 | 93756.9826 | 98444.8318 | 103367.0734 | 103367.0734 | 103367.0734 | 0 | 6.4827 | 6.8069 | 7.1472 | 7.5046 | 7.5046 | 7.5046 | 0 | 0 | 0 | 0 | 0 | 0 | 0 | 4140.8594 | 0 | 0 | 0 | 138139.0688 | 591595.3989 | 42.9506 | 0
3-KU | KU-Weatherization-Ceiling Insulation (KY) - Code | R-49 | Average Existing Insulation | Per Unit | Incremental Cost | 1778.5342 | 0 | 1778.5342 | 0 | 889.2671 | RSMeans scaled up by 25% to account for 2022 dollars | NA | 300 | 0 | 0 | 289.9551 | 0.11607 | 0 | Potential Study Results: Engineering Calculation | 5% | 1 | [7 empty] | 0 | 0 | 0 | 0 | 0 | 0 | 0 | Both | Residential | All | All | Existing | NA | NA | NA | ResEleTotal - SF Wtd | ResSFGasHeat | KU Res | 20 | 20 |  | 100% | 100% | 0% | 1778.5342 | 1778.5342 | 1778.5342 | 1778.5342 | 1778.5342 | 1778.5342 | 1778.5342 | 0 | 0 | 0 | 0 | 0 | 0 | 0 | 300 | 300 | 300 | 300 | 300 | 300 | 300 | 0 | 0 | 0 | 0 | 0 | 0 | 0 | 289.9551 | 289.9551 | 289.9551 | 289.9551 | 289.9551 | 289.9551 | 289.9551 | 0.11607 | 0.11607 | 0.11607 | 0.11607 | 0.11607 | 0.11607 | 0.11607 | 0 | 0 | 0 | 0 | 0 | 0 | 0 | 0 | 0 | 0 | 0 | 0 | 0 | 0 | 0 | 0 | 0 | 0 | 0 | 0 | 0 | 0 | 0 | 0 | 0 | 0 | 0 | 0 | 0 | 0 | 0 | 0 | 0 | 0 | 0 | 0 | 0 | 0 | 0 | 0 | 0 | 0 | 0 | 0 | 0 | 0 | 0 | 0 | 0 | 0 | 0 | 0 | 0 | 0 | 0 | 0 | 0 | 0 | 0 | 0 | 0 | 0 | 0 | 0
4-KU | KU-Weatherization-Duct Sealing and Insulation - Code | Code Duct Sealing and Insulation - R-8 | Existing Duct Sealing and Insulation - R-4 | Per Unit | Incremental Cost | 1452.5 | 0 | 1452.5 | 0 | 726.25 | 2010 - ETO - Residential Duct Insulation scaled up to account for 2022 dollars | NA | 300 | 0 | 0 | 734.1925 | 0.58505 | 0 | Potential Study Results: NAIMA Duct Insulation 2001 & 2013 - EnergyStar - QI Fact Sheet | 5% | 1 | [7 empty] | 0 | 0 | 0 | 0 | 0 | 0 | 0 | Both | Residential | All | All | Existing | NA | NA | NA | ResEleTotal - SF Wtd | ResSFGasHeat | KU Res | 20 | 20 |  | 100% | 100% | 0% | 1452.5 | 1452.5 | 1452.5 | 1452.5 | 1452.5 | 1452.5 | 1452.5 | 0 | 0 | 0 | 0 | 0 | 0 | 0 | 300 | 300 | 300 | 300 | 300 | 300 | 300 | 0 | 0 | 0 | 0 | 0 | 0 | 0 | 734.1925 | 734.1925 | 734.1925 | 734.1925 | 734.1925 | 734.1925 | 734.1925 | 0.58505 | 0.58505 | 0.58505 | 0.58505 | 0.58505 | 0.58505 | 0.58505 | 0 | 0 | 0 | 0 | 0 | 0 | 0 | 0 | 0 | 0 | 0 | 0 | 0 | 0 | 0 | 0 | 0 | 0 | 0 | 0 | 0 | 0 | 0 | 0 | 0 | 0 | 0 | 0 | 0 | 0 | 0 | 0 | 0 | 0 | 0 | 0 | 0 | 0 | 0 | 0 | 0 | 0 | 0 | 0 | 0 | 0 | 0 | 0 | 0 | 0 | 0 | 0 | 0 | 0 | 0 | 0 | 0 | 0 | 0 | 0 | 0 | 0 | 0 | 0
5-KU | KU-Weatherization-Infiltration Control - Reduction of Existing Conditions | Infiltration Control - 0.1 ACH Reduction | Existing Infiltration Conditions | Per Unit | Incremental Cost | 400.593 | 0 | 400.593 | 0 | 200.2965 | RSMeans scaled up by 25% to account for 2022 dollars | NA | 160 | 0 | 0 | 67.9011 | 0.040429 | 0 | Potential Study Results: Cadmus analysis using building modeling to calculate measure percent savings | 5% | 1 | [7 empty] | 0 | 0 | 0 | 0 | 0 | 0 | 0 | Both | Residential | All | All | Existing | NA | NA | NA | ResEleTotal - SF Wtd | ResSFGasHeat | KU Res | 20 | 20 |  | 100% | 100% | 0% | 400.593 | 400.593 | 400.593 | 400.593 | 400.593 | 400.593 | 400.593 | 0 | 0 | 0 | 0 | 0 | 0 | 0 | 160 | 160 | 160 | 160 | 160 | 160 | 160 | 0 | 0 | 0 | 0 | 0 | 0 | 0 | 67.9011 | 67.9011 | 67.9011 | 67.9011 | 67.9011 | 67.9011 | 67.9011 | 0.040429 | 0.040429 | 0.040429 | 0.040429 | 0.040429 | 0.040429 | 0.040429 | 0 | 0 | 0 | 0 | 0 | 0 | 0 | 0 | 0 | 0 | 0 | 0 | 0 | 0 | 0 | 0 | 0 | 0 | 0 | 0 | 0 | 0 | 0 | 0 | 0 | 0 | 0 | 0 | 0 | 0 | 0 | 0 | 0 | 0 | 0 | 0 | 0 | 0 | 0 | 0 | 0 | 0 | 0 | 0 | 0 | 0 | 0 | 0 | 0 | 0 | 0 | 0 | 0 | 0 | 0 | 0 | 0 | 0 | 0 | 0 | 0 | 0 | 0 | 0
6-KU | KU-Weatherization-Wall Insulation (KY) - Maximum Feasible | R-13 (Maximum Insulation Feasible) | Average Existing Insulation | Per Unit | Incremental Cost | 2352.256 | 0 | 2352.256 | 0 | 1176.128 | RSMeans scaled up by 25% to account for 2022 dollars | NA | 300 | 0 | 0 | 871.6081 | 0.38292 | 0 | Potential Study Results: Engineering Calculation | 5% | 1 | [7 empty] | 0 | 0 | 0 | 0 | 0 | 0 | 0 | Both | Residential | All | All | Existing | NA | NA | NA | ResEleTotal - SF Wtd | ResSFGasHeat | KU Res | 20 | 20 |  | 100% | 100% | 0% | 2352.256 | 2352.256 | 2352.256 | 2352.256 | 2352.256 | 2352.256 | 2352.256 | 0 | 0 | 0 | 0 | 0 | 0 | 0 | 300 | 300 | 300 | 300 | 300 | 300 | 300 | 0 | 0 | 0 | 0 | 0 | 0 | 0 | 871.6081 | 871.6081 | 871.6081 | 871.6081 | 871.6081 | 871.6081 | 871.6081 | 0.38292 | 0.38292 | 0.38292 | 0.38292 | 0.38292 | 0.38292 | 0.38292 | 0 | 0 | 0 | 0 | 0 | 0 | 0 | 0 | 0 | 0 | 0 | 0 | 0 | 0 | 0 | 0 | 0 | 0 | 0 | 0 | 0 | 0 | 0 | 0 | 0 | 0 | 0 | 0 | 0 | 0 | 0 | 0 | 0 | 0 | 0 | 0 | 0 | 0 | 0 | 0 | 0 | 0 | 0 | 0 | 0 | 0 | 0 | 0 | 0 | 0 | 0 | 0 | 0 | 0 | 0 | 0 | 0 | 0 | 0 | 0 | 0 | 0 | 0 | 0
7-KU | KU-Weatherization-Floor Insulation (KY) - Above Code | R-30 | Average Existing Insulation | Per Unit | Incremental Cost | 1268.0689 | 0 | 1268.0689 | 0 | 634.0344 | RSMeans scaled up by 25% to account for 2022 dollars | NA | 300 | 0 | 0 | 139.0284 | 0 | 0 | Potential Study Results: Engineering Calculation | 5% | 1 | [7 empty] | 0 | 0 | 0 | 0 | 0 | 0 | 0 | Both | Residential | All | All | Existing | NA | NA | NA | ResEleTotal - SF Wtd | ResSFGasHeat | KU Res | 20 | 20 |  | 100% | 100% | 0% | 1268.0689 | 1268.0689 | 1268.0689 | 1268.0689 | 1268.0689 | 1268.0689 | 1268.0689 | 0 | 0 | 0 | 0 | 0 | 0 | 0 | 300 | 300 | 300 | 300 | 300 | 300 | 300 | 0 | 0 | 0 | 0 | 0 | 0 | 0 | 139.0284 | 139.0284 | 139.0284 | 139.0284 | 139.0284 | 139.0284 | 139.0284 | 0 | 0 | 0 | 0 | 0 | 0 | 0 | 0 | 0 | 0 | 0 | 0 | 0 | 0 | 0 | 0 | 0 | 0 | 0 | 0 | 0 | 0 | 0 | 0 | 0 | 0 | 0 | 0 | 0 | 0 | 0 | 0 | 0 | 0 | 0 | 0 | 0 | 0 | 0 | 0 | 0 | 0 | 0 | 0 | 0 | 0 | 0 | 0 | 0 | 0 | 0 | 0 | 0 | 0 | 0 | 0 | 0 | 0 | 0 | 0 | 0 | 0 | 0 | 0 | 0 | 0 | 0 | 0 | 0 | 0 | 0
8-KU | KU-Weatherization-Insulation - Basement Wall - Code | R-10 (IECC 2012 - Future KY Code) | Average Existing Insulation | Per Unit | Incremental Cost | 660.311 | 0 | 660.311 | 0 | 330.1555 | RSMeans scaled up by 25% to account for 2022 dollars | NA | 260 | 0 | 0 | 161.3421 | 0 | 0 | Potential Study Results: Engineering Calculation | 5% | 1 | [7 empty] | 0 | 0 | 0 | 0 | 0 | 0 | 0 | Both | Residential | All | All | Existing | NA | NA | NA | ResEleTotal - SF Wtd | ResSFGasHeat | KU Res | 20 | 20 |  | 100% | 100% | 0% | 660.311 | 660.311 | 660.311 | 660.311 | 660.311 | 660.311 | 660.311 | 0 | 0 | 0 | 0 | 0 | 0 | 0 | 260 | 260 | 260 | 260 | 260 | 260 | 260 | 0 | 0 | 0 | 0 | 0 | 0 | 0 | 161.3421 | 161.3421 | 161.3421 | 161.3421 | 161.3421 | 161.3421 | 161.3421 | 0 | 0 | 0 | 0 | 0 | 0 | 0 | 0 | 0 | 0 | 0 | 0 | 0 | 0 | 0 | 0 | 0 | 0 | 0 | 0 | 0 | 0 | 0 | 0 | 0 | 0 | 0 | 0 | 0 | 0 | 0 | 0 | 0 | 0 | 0 | 0 | 0 | 0 | 0 | 0 | 0 | 0 | 0 | 0 | 0 | 0 | 0 | 0 | 0 | 0 | 0 | 0 | 0 | 0 | 0 | 0 | 0 | 0 | 0 | 0 | 0 | 0 | 0 | 0 | 0 | 0 | 0 | 0 | 0 | 0 | 0
9-KU | KU-HVAC-DWH-Central Air Conditioner - ENERGY STAR | ENERGY STAR Central Air Conditioner - SEER2 15.2 (Split System) | Federal Standard 2023 Central Air Conditioner - SEER2 14.3 | Per Unit | Incremental Cost | 339 | 0 | 339 | 0 | 169.5 | IL TRM (assume similar as increment cost from SEER 15 to SEER 16) | 0 | 300 | 0 | 0 | 80.7913 | 0.19584 | 0 | Mid Atlantic TRM | 5% | 1 | [7 empty] | 0 | 240 | 312 | 384.5 | 480.5 | 480.5 | 480.5 | Both | Residential | All | All | Existing | NA | NA | NA | ResCooling - SF Wtd | ResSFGasHeat | KU Res | 18 | 18 |  | 100% | 100% | 0% | 339 | 339 | 339 | 339 | 339 | 339 | 339 | 0 | 0 | 0 | 0 | 0 | 0 | 0 | 300 | 300 | 300 | 300 | 300 | 300 | 300 | 0 | 0 | 0 | 0 | 0 | 0 | 0 | 80.7913 | 80.7913 | 80.7913 | 80.7913 | 80.7913 | 80.7913 | 80.7913 | 0.19584 | 0.19584 | 0.19584 | 0.19584 | 0.19584 | 0.19584 | 0.19584 | 0 | 0 | 0 | 0 | 0 | 0 | 0 | 0 | 81360 | 105768 | 130345.5 | 162889.5 | 162889.5 | 162889.5 | 0 | 0 | 0 | 0 | 0 | 0 | 0 | 0 | 72000 | 93600 | 115350 | 144150 | 144150 | 144150 | 0 | 0 | 0 | 0 | 0 | 0 | 0 | 0 | 19389.9153 | 25206.89 | 31064.2602 | 38820.2264 | 38820.2264 | 38820.2264 | 0 | 47.0016 | 61.1021 | 75.3005 | 94.1011 | 94.1011 | 94.1011 | 0 | 0 | 0 | 0 | 0 | 0 | 0 | 2378 | 806142 | 0 | 713400 | 0 | 192121.7446 | 465.7075 | 0
10-KU | KU-HVAC-DWH-Heat Pump - Air Source ENERGY STAR | ENERGY STAR Air Source Heat Pump - SEER2 15.2 and HSPF2 7.8 (Split System) (CEE Tier 1) | Federal Standard 2023 Air Source Heat Pump - SEER2 14.3 and HSPF2 7.5 (Split System) | Per Unit | Incremental Cost | 405 | 0 | 405 | 0 | 202.5 | IL TRM (assume similar as increment cost from SEER 15 to SEER 16) | 0 | 400 | 0 | 0 | 266.71 | 0.1868 | 0 | Mid Atlantic TRM | 5% | 1 | [7 empty] | 0 | 229.5 | 298.5 | 367.5 | 459.5 | 459.5 | 459.5 | Both | Residential | All | All | Existing | NA | NA | NA | ResEleTotal - SF Wtd | ResSFGasHeat | KU Res | 18 | 18 |  | 100% | 100% | 0% | 405 | 405 | 405 | 405 | 405 | 405 | 405 | 0 | 0 | 0 | 0 | 0 | 0 | 0 | 400 | 400 | 400 | 400 | 400 | 400 | 400 | 0 | 0 | 0 | 0 | 0 | 0 | 0 | 266.71 | 266.71 | 266.71 | 266.71 | 266.71 | 266.71 | 266.71 | 0.1868 | 0.1868 | 0.1868 | 0.1868 | 0.1868 | 0.1868 | 0.1868 | 0 | 0 | 0 | 0 | 0 | 0 | 0 | 0 | 92947.5 | 120892.5 | 148837.5 | 186097.5 | 186097.5 | 186097.5 | 0 | 0 | 0 | 0 | 0 | 0 | 0 | 0 | 91800 | 119400 | 147000 | 183800 | 183800 | 183800 | 0 | 0 | 0 | 0 | 0 | 0 | 0 | 0 | 61209.9458 | 79612.9361 | 98015.9264 | 122553.2467 | 122553.2467 | 122553.2467 | 0 | 42.87 | 55.759 | 68.648 | 85.8333 | 85.8333 | 85.8333 | 0 | 0 | 0 | 0 | 0 | 0 | 0 | 2274 | 920970 | 0 | 909600 | 0 | 606498.5484 | 424.7768 | 0
11-KU | KU-HVAC-DWH-Ductless Heat Pump (DHP) | Ductless Heat Pump - SEER/EER 18/12.5, HSPF 10.0 | Standard Baseboard Heating - HSPF 3.41 | Per Unit | Incremental Cost | 1002 | 0 | 1002 | 0 | 501 | IL TRM (334/ton), if Full install cost (1715/ton) | 0 | 400 | 0 | 0 | 4172.3666 | 0 | 0 | Potential Study Results: Calculations based on ENERGY STAR Appliances Calculator. Accessed 06.07.2016 | 5% | 1 | [7 empty] | 0 | 234.75 | 305.25 | 376 | 470 | 470 | 470 | Both | Residential | All | All | Existing | NA | NA | NA | ResEleTotal - SF Wtd | ResSFGasHeat | KU Res | 18 | 18 |  | 100% | 100% | 0% | 1002 | 1002 | 1002 | 1002 | 1002 | 1002 | 1002 | 0 | 0 | 0 | 0 | 0 | 0 | 0 | 400 | 400 | 400 | 400 | 400 | 400 | 400 | 0 | 0 | 0 | 0 | 0 | 0 | 0 | 4172.3666 | 4172.3666 | 4172.3666 | 4172.3666 | 4172.3666 | 4172.3666 | 4172.3666 | 0 | 0 | 0 | 0 | 0 | 0 | 0 | 0 | 0 | 0 | 0 | 0 | 0 | 0 | 0 | 235219.5 | 305860.5 | 376752 | 470940 | 470940 | 470940 | 0 | 0 | 0 | 0 | 0 | 0 | 0 | 0 | 93900 | 122100 | 150400 | 188000 | 188000 | 188000 | 0 | 0 | 0 | 0 | 0 | 0 | 0 | 0 | 979463.0552 | 1273614.8993 | 1568809.835 | 1961012.2937 | 1961012.2937 | 1961012.2937 | 0 | 0 | 0 | 0 | 0 | 0 | 0 | 0 | 0 | 0 | 0 | 0 | 0 | 0 | 2326 | 2330652 | 0 | 930400 | 0 | 9704924.6707 | 0 | 0
12-KU | KU-HVAC-DWH-Boiler - ENERGY STAR | ENERGY STAR Boiler - 90% AFUE | Federal Standard 2012 Boiler - 82% AFUE | Per Unit | Incremental Cost | 1466 | 0 | 1466 | 0 | 733 | IL TRM (Installation Cost is 5519) | 0 | 250 | 0 | 0 | 0 | 0 | 0 | Mid Atlantic TRM | 5% | 1 | [7 empty] | 0 | 0 | 0 | 0 | 0 | 0 | 0 | Both | Residential | All | All | Existing | NA | NA | NA | ResEleTotal - SF Wtd | ResSFGasHeat | KU Res | 18 | 18 |  | 100% | 100% | 0% | 1466 | 1466 | 1466 | 1466 | 1466 | 1466 | 1466 | 0 | 0 | 0 | 0 | 0 | 0 | 0 | 250 | 250 | 250 | 250 | 250 | 250 | 250 | 0 | 0 | 0 | 0 | 0 | 0 | 0 | 0 | 0 | 0 | 0 | 0 | 0 | 0 | 0 | 0 | 0 | 0 | 0 | 0 | 0 | 0 | 0 | 0 | 0 | 0 | 0 | 0 | 0 | 0 | 0 | 0 | 0 | 0 | 0 | 0 | 0 | 0 | 0 | 0 | 0 | 0 | 0 | 0 | 0 | 0 | 0 | 0 | 0 | 0 | 0 | 0 | 0 | 0 | 0 | 0 | 0 | 0 | 0 | 0 | 0 | 0 | 0 | 0 | 0 | 0 | 0 | 0 | 0 | 0 | 0 | 0 | 0 | 0 | 0 | 0 | 0 | 0 | 0 | 0 | 0 | 0 | 0 | 0 | 0
13-KU | KU-HVAC-DWH-Furnace - ENERGY STAR | ENERGY STAR Furnace - 95% AFUE | Federal Standard 2016 Furnace - 80% AFUE | Per Unit | Incremental Cost | 976.86 | 0 | 976.86 | 0 | 488.43 | WI TRM average NG Furnace, Multi-stage+, 95% AFUE and Tier 2. | 0 | 250 | 0 | 0 | 0 | 0 | 0 | Mid Atlantic TRM | 5% | 1 | [7 empty] | 0 | 0 | 0 | 0 | 0 | 0 | 0 | Both | Residential | All | All | Existing | NA | NA | NA | ResEleTotal - SF Wtd | ResSFGasHeat | KU Res | 18 | 18 |  | 100% | 100% | 0% | 976.86 | 976.86 | 976.86 | 976.86 | 976.86 | 976.86 | 976.86 | 0 | 0 | 0 | 0 | 0 | 0 | 0 | 250 | 250 | 250 | 250 | 250 | 250 | 250 | 0 | 0 | 0 | 0 | 0 | 0 | 0 | 0 | 0 | 0 | 0 | 0 | 0 | 0 | 0 | 0 | 0 | 0 | 0 | 0 | 0 | 0 | 0 | 0 | 0 | 0 | 0 | 0 | 0 | 0 | 0 | 0 | 0 | 0 | 0 | 0 | 0 | 0 | 0 | 0 | 0 | 0 | 0 | 0 | 0 | 0 | 0 | 0 | 0 | 0 | 0 | 0 | 0 | 0 | 0 | 0 | 0 | 0 | 0 | 0 | 0 | 0 | 0 | 0 | 0 | 0 | 0 | 0 | 0 | 0 | 0 | 0 | 0 | 0 | 0 | 0 | 0 | 0 | 0 | 0 | 0 | 0 | 0 | 0 | 0
14-KU | KU-HVAC-DWH-Heat Pump Water Heater - ENERGY STAR | ENERGY STAR Heat Pump Water Heater ≤ 55 GAL - UEF 2.2 | Federal Standard 2015 Storage Water Heater ≤ 55 GAL - UEF 0.95 | Per Unit | Incremental Cost | 1030 | 0 | 1030 | 0 | 515 | IL TRM (Installed Cost is 2062) | 0 | 300 | 0 | 0 | 1455.4089 | 0.058065 | 0 | Mid Atlantic TRM | 5% | 1 | [7 empty] | 0 | 37.5 | 48.5 | 60 | 75 | 75 | 75 | Both | Residential | All | All | Existing | NA | NA | NA | ResHotWater - SF Wtd | ResSFGasHeat | KU Res | 13 | 13 |  | 100% | 100% | 0% | 1030 | 1030 | 1030 | 1030 | 1030 | 1030 | 1030 | 0 | 0 | 0 | 0 | 0 | 0 | 0 | 300 | 300 | 300 | 300 | 300 | 300 | 300 | 0 | 0 | 0 | 0 | 0 | 0 | 0 | 1455.4089 | 1455.4089 | 1455.4089 | 1455.4089 | 1455.4089 | 1455.4089 | 1455.4089 | 0.058065 | 0.058065 | 0.058065 | 0.058065 | 0.058065 | 0.058065 | 0.058065 | 0 | 0 | 0 | 0 | 0 | 0 | 0 | 0 | 38625 | 49955 | 61800 | 77250 | 77250 | 77250 | 0 | 0 | 0 | 0 | 0 | 0 | 0 | 0 | 11250 | 14550 | 18000 | 22500 | 22500 | 22500 | 0 | 0 | 0 | 0 | 0 | 0 | 0 | 0 | 54577.8354 | 70587.3338 | 87324.5367 | 109155.6709 | 109155.6709 | 109155.6709 | 0 | 2.1774 | 2.8161 | 3.4839 | 4.3548 | 4.3548 | 4.3548 | 0 | 0 | 0 | 0 | 0 | 0 | 0 | 371 | 382130 | 0 | 111300 | 0 | 539956.7186 | 21.5419 | 0
1-LGE | LG&E-Residential Audit - Virtual | Virtual audit with no cost to customer | Existing conditions | Per Home | Incremental | 0 | 0 | 0 | 0 | NA | no cost audit | 0 | 0 | 0 | 0 | 0 | 0 | 0 | - | 5% | 1 | 720 | 283 | 0 | 0 | 0 | 0 | 0 | 0 | 625 | 656.25 | 689.0625 | 723.5156 | 723.5156 | 723.5156 | Both | Residential | All | All | Existing | NA | NA | NA | ResEleTotal - SF Wtd | ResSFGasTotal | LGE Res | 1 | 1 | Assume audit equals 1 yr | 100% | 100% | 100% | 0 | 0 | 0 | 0 | 0 | 0 | 0 | 0 | 0 | 0 | 0 | 0 | 0 | 0 | 0 | 0 | 0 | 0 | 0 | 0 | 0 | 0 | 0 | 0 | 0 | 0 | 0 | 0 | 0 | 0 | 0 | 0 | 0 | 0 | 0 | 0 | 0 | 0 | 0 | 0 | 0 | 0 | 0 | 0 | 0 | 0 | 0 | 0 | 0 | 0 | 0 | 0 | 0 | 0 | 0 | 0 | 0 | 0 | 0 | 0 | 0 | 0 | 0 | 0 | 0 | 0 | 0 | 0 | 0 | 0 | 0 | 0 | 0 | 0 | 0 | 0 | 0 | 0 | 0 | 0 | 0 | 0 | 0 | 0 | 0 | 0 | 0 | 0 | 0 | 0 | 0 | 0 | 0 | 0 | 0 | 0 | 0 | 0 | 4140.8594 | 0 | 0 | 0 | 0 | 0 | 0 | 0
2-LGE | LG&E-Virtual Energy Kit | Kits will be mailed to customer | Existing conditions | Per Home | Incremental | 0 | 0 | 0 | 0 | NA | Kit costs | 0 | 0 | 0 | 33.36 | 142.8678 | 0.010372 | 6.7211 | Mid Atlantic TRM and Pennsylvania TRM | 5% | 1 | [7 empty] | 0 | 625 | 656.25 | 689.0625 | 723.5156 | 723.5156 | 723.5156 | Both | Residential | All | All | Existing | NA | NA | NA | ResEleTotal - SF Wtd | ResSFGasHeat | LGE Res | 9 | 9 | Weighted average EUL by savings across the kit based on Mid-Altantic TRM, PA TRM | 100% | 100% | 100% | 0 | 0 | 0 | 0 | 0 | 0 | 0 | 0 | 0 | 0 | 0 | 0 | 0 | 0 | 0 | 0 | 0 | 0 | 0 | 0 | 0 | 33.36 | 33.36 | 33.36 | 33.36 | 33.36 | 33.36 | 33.36 | 142.8678 | 142.8678 | 142.8678 | 142.8678 | 142.8678 | 142.8678 | 142.8678 | 0.010372 | 0.010372 | 0.010372 | 0.010372 | 0.010372 | 0.010372 | 0.010372 | 6.7211 | 6.7211 | 6.7211 | 6.7211 | 6.7211 | 6.7211 | 6.7211 | 0 | 0 | 0 | 0 | 0 | 0 | 0 | 0 | 0 | 0 | 0 | 0 | 0 | 0 | 0 | 0 | 0 | 0 | 0 | 0 | 0 | 0 | 20850 | 21892.5 | 22987.125 | 24136.4813 | 24136.4813 | 24136.4813 | 0 | 89292.3644 | 93756.9826 | 98444.8318 | 103367.0734 | 103367.0734 | 103367.0734 | 0 | 6.4827 | 6.8069 | 7.1472 | 7.5046 | 7.5046 | 7.5046 | 0 | 4200.7058 | 4410.7411 | 4631.2782 | 4862.8421 | 4862.8421 | 4862.8421 | 4140.8594 | 0 | 0 | 0 | 138139.0688 | 591595.3989 | 42.9506 | 27831.2512
3-LGE | LG&E-Weatherization-Ceiling Insulation (KY) - Code | R-49 | Average Existing Insulation | Per Unit | Incremental Cost | 1778.5342 | 0 | 1778.5342 | 0 | 889.2671 | RSMeans scaled up by 25% to account for 2022 dollars | NA | 300 | 0 | 0 | 289.9551 | 0.11607 | 40.5867 | Potential Study Results: Engineering Calculation | 5% | 1 | [7 empty] | 0 | 0 | 0 | 0 | 0 | 0 | 0 | Both | Residential | All | All | Existing | NA | NA | NA | ResEleTotal - SF Wtd | ResSFGasHeat | LGE Res | 20 | 20 |  | 100% | 100% | 100% | 1778.5342 | 1778.5342 | 1778.5342 | 1778.5342 | 1778.5342 | 1778.5342 | 1778.5342 | 0 | 0 | 0 | 0 | 0 | 0 | 0 | 300 | 300 | 300 | 300 | 300 | 300 | 300 | 0 | 0 | 0 | 0 | 0 | 0 | 0 | 289.9551 | 289.9551 | 289.9551 | 289.9551 | 289.9551 | 289.9551 | 289.9551 | 0.11607 | 0.11607 | 0.11607 | 0.11607 | 0.11607 | 0.11607 | 0.11607 | 40.5867 | 40.5867 | 40.5867 | 40.5867 | 40.5867 | 40.5867 | 40.5867 | 0 | 0 | 0 | 0 | 0 | 0 | 0 | 0 | 0 | 0 | 0 | 0 | 0 | 0 | 0 | 0 | 0 | 0 | 0 | 0 | 0 | 0 | 0 | 0 | 0 | 0 | 0 | 0 | 0 | 0 | 0 | 0 | 0 | 0 | 0 | 0 | 0 | 0 | 0 | 0 | 0 | 0 | 0 | 0 | 0 | 0 | 0 | 0 | 0 | 0 | 0 | 0 | 0 | 0 | 0 | 0 | 0
4-LGE | LG&E-Weatherization-Duct Sealing and Insulation - Code | Code Duct Sealing and Insulation - R-8 | Existing Duct Sealing and Insulation - R-4 | Per Unit | Incremental Cost | 1452.5 | 0 | 1452.5 | 0 | 726.25 | 2010 - ETO - Residential Duct Insulation scaled up to account for 2022 dollars | NA | 300 | 0 | 0 | 734.1925 | 0.58505 | 70.8135 | Potential Study Results: NAIMA Duct Insulation 2001 & 2013 - EnergyStar - QI Fact Sheet | 5% | 1 | [7 empty] | 0 | 0 | 0 | 0 | 0 | 0 | 0 | Both | Residential | All | All | Existing | NA | NA | NA | ResEleTotal - SF Wtd | ResSFGasHeat | LGE Res | 20 | 20 |  | 100% | 100% | 100% | 1452.5 | 1452.5 | 1452.5 | 1452.5 | 1452.5 | 1452.5 | 1452.5 | 0 | 0 | 0 | 0 | 0 | 0 | 0 | 300 | 300 | 300 | 300 | 300 | 300 | 300 | 0 | 0 | 0 | 0 | 0 | 0 | 0 | 734.1925 | 734.1925 | 734.1925 | 734.1925 | 734.1925 | 734.1925 | 734.1925 | 0.58505 | 0.58505 | 0.58505 | 0.58505 | 0.58505 | 0.58505 | 0.58505 | 70.8135 | 70.8135 | 70.8135 | 70.8135 | 70.8135 | 70.8135 | 70.8135 | 0 | 0 | 0 | 0 | 0 | 0 | 0 | 0 | 0 | 0 | 0 | 0 | 0 | 0 | 0 | 0 | 0 | 0 | 0 | 0 | 0 | 0 | 0 | 0 | 0 | 0 | 0 | 0 | 0 | 0 | 0 | 0 | 0 | 0 | 0 | 0 | 0 | 0 | 0 | 0 | 0 | 0 | 0 | 0 | 0 | 0 | 0 | 0 | 0 | 0 | 0 | 0 | 0 | 0 | 0 | 0 | 0
5-LGE | LG&E-Weatherization-Infiltration Control - Reduction of Existing Conditions | Infiltration Control - 0.1 ACH Reduction | Existing Infiltration Conditions | Per Unit | Incremental Cost | 400.593 | 0 | 400.593 | 0 | 200.2965 | RSMeans scaled up by 25% to account for 2022 dollars | NA | 160 | 0 | 0 | 67.9011 | 0.040429 | 9.9302 | Potential Study Results: Cadmus analysis using building modeling to calculate measure percent savings | 5% | 1 | [7 empty] | 0 | 0 | 0 | 0 | 0 | 0 | 0 | Both | Residential | All | All | Existing | NA | NA | NA | ResEleTotal - SF Wtd | ResSFGasHeat | LGE Res | 20 | 20 |  | 100% | 100% | 100% | 400.593 | 400.593 | 400.593 | 400.593 | 400.593 | 400.593 | 400.593 | 0 | 0 | 0 | 0 | 0 | 0 | 0 | 160 | 160 | 160 | 160 | 160 | 160 | 160 | 0 | 0 | 0 | 0 | 0 | 0 | 0 | 67.9011 | 67.9011 | 67.9011 | 67.9011 | 67.9011 | 67.9011 | 67.9011 | 0.040429 | 0.040429 | 0.040429 | 0.040429 | 0.040429 | 0.040429 | 0.040429 | 9.9302 | 9.9302 | 9.9302 | 9.9302 | 9.9302 | 9.9302 | 9.9302 | 0 | 0 | 0 | 0 | 0 | 0 | 0 | 0 | 0 | 0 | 0 | 0 | 0 | 0 | 0 | 0 | 0 | 0 | 0 | 0 | 0 | 0 | 0 | 0 | 0 | 0 | 0 | 0 | 0 | 0 | 0 | 0 | 0 | 0 | 0 | 0 | 0 | 0 | 0 | 0 | 0 | 0 | 0 | 0 | 0 | 0 | 0 | 0 | 0 | 0 | 0 | 0 | 0 | 0 | 0 | 0 | 0
6-LGE | LG&E-Weatherization-Wall Insulation (KY) - Maximum Feasible | R-13 (Maximum Insulation Feasible) | Average Existing Insulation | Per Unit | Incremental Cost | 2352.256 | 0 | 2352.256 | 0 | 1176.128 | RSMeans scaled up by 25% to account for 2022 dollars | NA | 300 | 0 | 0 | 871.6081 | 0.38292 | 133.8969 | Potential Study Results: Engineering Calculation | 5% | 1 | [7 empty] | 0 | 0 | 0 | 0 | 0 | 0 | 0 | Both | Residential | All | All | Existing | NA | NA | NA | ResEleTotal - SF Wtd | ResSFGasHeat | LGE Res | 20 | 20 |  | 100% | 100% | 100% | 2352.256 | 2352.256 | 2352.256 | 2352.256 | 2352.256 | 2352.256 | 2352.256 | 0 | 0 | 0 | 0 | 0 | 0 | 0 | 300 | 300 | 300 | 300 | 300 | 300 | 300 | 0 | 0 | 0 | 0 | 0 | 0 | 0 | 871.6081 | 871.6081 | 871.6081 | 871.6081 | 871.6081 | 871.6081 | 871.6081 | 0.38292 | 0.38292 | 0.38292 | 0.38292 | 0.38292 | 0.38292 | 0.38292 | 133.8969 | 133.8969 | 133.8969 | 133.8969 | 133.8969 | 133.8969 | 133.8969 | 0 | 0 | 0 | 0 | 0 | 0 | 0 | 0 | 0 | 0 | 0 | 0 | 0 | 0 | 0 | 0 | 0 | 0 | 0 | 0 | 0 | 0 | 0 | 0 | 0 | 0 | 0 | 0 | 0 | 0 | 0 | 0 | 0 | 0 | 0 | 0 | 0 | 0 | 0 | 0 | 0 | 0 | 0 | 0 | 0 | 0 | 0 | 0 | 0 | 0 | 0 | 0 | 0 | 0 | 0 | 0 | 0
7-LGE | LG&E-Weatherization-Floor Insulation (KY) - Above Code | R-30 | Average Existing Insulation | Per Unit | Incremental Cost | 1268.0689 | 0 | 1268.0689 | 0 | 634.0344 | RSMeans scaled up by 25% to account for 2022 dollars | NA | 300 | 0 | 0 | 139.0284 | 0 | 89.1303 | Potential Study Results: Engineering Calculation | 5% | 1 | [7 empty] | 0 | 0 | 0 | 0 | 0 | 0 | 0 | Both | Residential | All | All | Existing | NA | NA | NA | ResEleTotal - SF Wtd | ResSFGasHeat | LGE Res | 20 | 20 |  | 100% | 100% | 100% | 1268.0689 | 1268.0689 | 1268.0689 | 1268.0689 | 1268.0689 | 1268.0689 | 1268.0689 | 0 | 0 | 0 | 0 | 0 | 0 | 0 | 300 | 300 | 300 | 300 | 300 | 300 | 300 | 0 | 0 | 0 | 0 | 0 | 0 | 0 | 139.0284 | 139.0284 | 139.0284 | 139.0284 | 139.0284 | 139.0284 | 139.0284 | 0 | 0 | 0 | 0 | 0 | 0 | 0 | 89.1303 | 89.1303 | 89.1303 | 89.1303 | 89.1303 | 89.1303 | 89.1303 | 0 | 0 | 0 | 0 | 0 | 0 | 0 | 0 | 0 | 0 | 0 | 0 | 0 | 0 | 0 | 0 | 0 | 0 | 0 | 0 | 0 | 0 | 0 | 0 | 0 | 0 | 0 | 0 | 0 | 0 | 0 | 0 | 0 | 0 | 0 | 0 | 0 | 0 | 0 | 0 | 0 | 0 | 0 | 0 | 0 | 0 | 0 | 0 | 0 | 0 | 0 | 0 | 0 | 0 | 0 | 0 | 0
8-LGE | LG&E-Weatherization-Insulation - Basement Wall - Code | R-10 (IECC 2012 - Future KY Code) | Average Existing Insulation | Per Unit | Incremental Cost | 660.311 | 0 | 660.311 | 0 | 330.1555 | RSMeans scaled up by 25% to account for 2022 dollars | NA | 260 | 0 | 0 | 161.3421 | 0 | 72.0317 | Potential Study Results: Engineering Calculation | 5% | 1 | [7 empty] | 0 | 0 | 0 | 0 | 0 | 0 | 0 | Both | Residential | All | All | Existing | NA | NA | NA | ResEleTotal - SF Wtd | ResSFGasHeat | LGE Res | 20 | 20 |  | 100% | 100% | 100% | 660.311 | 660.311 | 660.311 | 660.311 | 660.311 | 660.311 | 660.311 | 0 | 0 | 0 | 0 | 0 | 0 | 0 | 260 | 260 | 260 | 260 | 260 | 260 | 260 | 0 | 0 | 0 | 0 | 0 | 0 | 0 | 161.3421 | 161.3421 | 161.3421 | 161.3421 | 161.3421 | 161.3421 | 161.3421 | 0 | 0 | 0 | 0 | 0 | 0 | 0 | 72.0317 | 72.0317 | 72.0317 | 72.0317 | 72.0317 | 72.0317 | 72.0317 | 0 | 0 | 0 | 0 | 0 | 0 | 0 | 0 | 0 | 0 | 0 | 0 | 0 | 0 | 0 | 0 | 0 | 0 | 0 | 0 | 0 | 0 | 0 | 0 | 0 | 0 | 0 | 0 | 0 | 0 | 0 | 0 | 0 | 0 | 0 | 0 | 0 | 0 | 0 | 0 | 0 | 0 | 0 | 0 | 0 | 0 | 0 | 0 | 0 | 0 | 0 | 0 | 0 | 0 | 0 | 0 | 0
9-LGE | LG&E-HVAC-DWH-Central Air Conditioner - ENERGY STAR | ENERGY STAR Central Air Conditioner - SEER2 15.2 (Split System) | Federal Standard 2023 Central Air Conditioner - SEER2 14.3 | Per Unit | Incremental Cost | 339 | 0 | 339 | 0 | 169.5 | IL TRM (assume similar as increment cost from SEER 15 to SEER 16) | 0 | 300 | 0 | 0 | 80.7913 | 0.19584 | 0 | Mid Atlantic TRM | 5% | 1 | [7 empty] | 0 | 240 | 312 | 384.5 | 480.5 | 480.5 | 480.5 | Both | Residential | All | All | Existing | NA | NA | NA | ResCooling - SF Wtd | ResSFGasHeat | LGE Res | 18 | 18 |  | 100% | 100% | 100% | 339 | 339 | 339 | 339 | 339 | 339 | 339 | 0 | 0 | 0 | 0 | 0 | 0 | 0 | 300 | 300 | 300 | 300 | 300 | 300 | 300 | 0 | 0 | 0 | 0 | 0 | 0 | 0 | 80.7913 | 80.7913 | 80.7913 | 80.7913 | 80.7913 | 80.7913 | 80.7913 | 0.19584 | 0.19584 | 0.19584 | 0.19584 | 0.19584 | 0.19584 | 0.19584 | 0 | 0 | 0 | 0 | 0 | 0 | 0 | 0 | 81360 | 105768 | 130345.5 | 162889.5 | 162889.5 | 162889.5 | 0 | 0 | 0 | 0 | 0 | 0 | 0 | 0 | 72000 | 93600 | 115350 | 144150 | 144150 | 144150 | 0 | 0 | 0 | 0 | 0 | 0 | 0 | 0 | 19389.9153 | 25206.89 | 31064.2602 | 38820.2264 | 38820.2264 | 38820.2264 | 0 | 47.0016 | 61.1021 | 75.3005 | 94.1011 | 94.1011 | 94.1011 | 0 | 0 | 0 | 0 | 0 | 0 | 0 | 2378 | 806142 | 0 | 713400 | 0 | 192121.7446 | 465.7075 | 0
10-LGE | LG&E-HVAC-DWH-Heat Pump - Air Source ENERGY STAR | ENERGY STAR Air Source Heat Pump - SEER2 15.2 and HSPF2 7.8 (Split System) (CEE Tier 1) | Federal Standard 2023 Air Source Heat Pump - SEER2 14.3 and HSPF2 7.5 (Split System) | Per Unit | Incremental Cost | 405 | 0 | 405 | 0 | 202.5 | IL TRM (assume similar as increment cost from SEER 15 to SEER 16) | 0 | 400 | 0 | 0 | 266.71 | 0.1868 | 0 | Mid Atlantic TRM | 5% | 1 | [7 empty] | 0 | 229.5 | 298.5 | 367.5 | 459.5 | 459.5 | 459.5 | Both | Residential | All | All | Existing | NA | NA | NA | ResEleTotal - SF Wtd | ResSFGasHeat | LGE Res | 18 | 18 |  | 100% | 100% | 100% | 405 | 405 | 405 | 405 | 405 | 405 | 405 | 0 | 0 | 0 | 0 | 0 | 0 | 0 | 400 | 400 | 400 | 400 | 400 | 400 | 400 | 0 | 0 | 0 | 0 | 0 | 0 | 0 | 266.71 | 266.71 | 266.71 | 266.71 | 266.71 | 266.71 | 266.71 | 0.1868 | 0.1868 | 0.1868 | 0.1868 | 0.1868 | 0.1868 | 0.1868 | 0 | 0 | 0 | 0 | 0 | 0 | 0 | 0 | 92947.5 | 120892.5 | 148837.5 | 186097.5 | 186097.5 | 186097.5 | 0 | 0 | 0 | 0 | 0 | 0 | 0 | 0 | 91800 | 119400 | 147000 | 183800 | 183800 | 183800 | 0 | 0 | 0 | 0 | 0 | 0 | 0 | 0 | 61209.9458 | 79612.9361 | 98015.9264 | 122553.2467 | 122553.2467 | 122553.2467 | 0 | 42.87 | 55.759 | 68.648 | 85.8333 | 85.8333 | 85.8333 | 0 | 0 | 0 | 0 | 0 | 0 | 0 | 2274 | 920970 | 0 | 909600 | 0 | 606498.5484 | 424.7768 | 0
11-LGE | LG&E-HVAC-DWH-Ductless Heat Pump (DHP) | Ductless Heat Pump - SEER/EER 18/12.5, HSPF 10.0 | Standard Baseboard Heating - HSPF 3.41 | Per Unit | Incremental Cost | 1002 | 0 | 1002 | 0 | 501 | IL TRM (334/ton), if Full install cost (1715/ton) | 0 | 400 | 0 | 0 | 4172.3666 | 0 | 0 | Potential Study Results: Calculations based on ENERGY STAR Appliances Calculator. Accessed 06.07.2016 | 5% | 1 | [7 empty] | 0 | 234.75 | 305.25 | 376 | 470 | 470 | 470 | Both | Residential | All | All | Existing | NA | NA | NA | ResEleTotal - SF Wtd | ResSFGasHeat | LGE Res | 18 | 18 |  | 100% | 100% | 100% | 1002 | 1002 | 1002 | 1002 | 1002 | 1002 | 1002 | 0 | 0 | 0 | 0 | 0 | 0 | 0 | 400 | 400 | 400 | 400 | 400 | 400 | 400 | 0 | 0 | 0 | 0 | 0 | 0 | 0 | 4172.3666 | 4172.3666 | 4172.3666 | 4172.3666 | 4172.3666 | 4172.3666 | 4172.3666 | 0 | 0 | 0 | 0 | 0 | 0 | 0 | 0 | 0 | 0 | 0 | 0 | 0 | 0 | 0 | 235219.5 | 305860.5 | 376752 | 470940 | 470940 | 470940 | 0 | 0 | 0 | 0 | 0 | 0 | 0 | 0 | 93900 | 122100 | 150400 | 188000 | 188000 | 188000 | 0 | 0 | 0 | 0 | 0 | 0 | 0 | 0 | 979463.0552 | 1273614.8993 | 1568809.835 | 1961012.2937 | 1961012.2937 | 1961012.2937 | 0 | 0 | 0 | 0 | 0 | 0 | 0 | 0 | 0 | 0 | 0 | 0 | 0 | 0 | 2326 | 2330652 | 0 | 930400 | 0 | 9704924.6707 | 0 | 0
12-LGE | LG&E-HVAC-DWH-Boiler - ENERGY STAR | ENERGY STAR Boiler - 90% AFUE | Federal Standard 2012 Boiler - 82% AFUE | Per Unit | Incremental Cost | 1466 | 0 | 1466 | 0 | 733 | IL TRM (Installation Cost is 5519) | 0 | 250 | 0 | 0 | 0 | 0 | 56 | Mid Atlantic TRM | 5% | 1 | [7 empty] | 0 | 0 | 0 | 0 | 0 | 0 | 0 | Both | Residential | All | All | Existing | NA | NA | NA | ResEleTotal - SF Wtd | ResSFGasHeat | LGE Res | 18 | 18 |  | 100% | 100% | 100% | 1466 | 1466 | 1466 | 1466 | 1466 | 1466 | 1466 | 0 | 0 | 0 | 0 | 0 | 0 | 0 | 250 | 250 | 250 | 250 | 250 | 250 | 250 | 0 | 0 | 0 | 0 | 0 | 0 | 0 | 0 | 0 | 0 | 0 | 0 | 0 | 0 | 0 | 0 | 0 | 0 | 0 | 0 | 0 | 56 | 56 | 56 | 56 | 56 | 56 | 56 | 0 | 0 | 0 | 0 | 0 | 0 | 0 | 0 | 0 | 0 | 0 | 0 | 0 | 0 | 0 | 0 | 0 | 0 | 0 | 0 | 0 | 0 | 0 | 0 | 0 | 0 | 0 | 0 | 0 | 0 | 0 | 0 | 0 | 0 | 0 | 0 | 0 | 0 | 0 | 0 | 0 | 0 | 0 | 0 | 0 | 0 | 0 | 0 | 0 | 0 | 0 | 0 | 0 | 0 | 0 | 0 | 0
13-LGE | LG&E-HVAC-DWH-Furnace - ENERGY STAR | ENERGY STAR Furnace - 95% AFUE | Federal Standard 2016 Furnace - 80% AFUE | Per Unit | Incremental Cost | 976.86 | 0 | 976.86 | 0 | 488.43 | WI TRM average NG Furnace, Multi-stage+, 95% AFUE and Tier 2. | 0 | 250 | 0 | 0 | 0 | 0 | 75.3375 | Mid Atlantic TRM | 5% | 1 | [7 empty] | 0 | 50 | 100 | 150 | 200 | 0 | 0 | Both | Residential | All | All | Existing | NA | NA | NA | ResEleTotal - SF Wtd | ResSFGasHeat | LGE Res | 18 | 18 |  | 100% | 100% | 100% | 976.86 | 976.86 | 976.86 | 976.86 | 976.86 | 976.86 | 976.86 | 0 | 0 | 0 | 0 | 0 | 0 | 0 | 250 | 250 | 250 | 250 | 250 | 250 | 250 | 0 | 0 | 0 | 0 | 0 | 0 | 0 | 0 | 0 | 0 | 0 | 0 | 0 | 0 | 0 | 0 | 0 | 0 | 0 | 0 | 0 | 75.3375 | 75.3375 | 75.3375 | 75.3375 | 75.3375 | 75.3375 | 75.3375 | 0 | 48843 | 97686 | 146529 | 195372 | 0 | 0 | 0 | 0 | 0 | 0 | 0 | 0 | 0 | 0 | 12500 | 25000 | 37500 | 50000 | 0 | 0 | 0 | 0 | 0 | 0 | 0 | 0 | 0 | 0 | 0 | 0 | 0 | 0 | 0 | 0 | 0 | 0 | 0 | 0 | 0 | 0 | 0 | 0 | 3766.875 | 7533.75 | 11300.625 | 15067.5 | 0 | 0 | 500 | 488430 | 0 | 125000 | 0 | 0 | 0 | 37668.75
14-LGE | LG&E-HVAC-DWH-Heat Pump Water Heater - ENERGY STAR | ENERGY STAR Heat Pump Water Heater ≤ 55 GAL - UEF 2.2 | Federal Standard 2015 Storage Water Heater ≤ 55 GAL - UEF 0.95 | Per Unit | Incremental Cost | 1030 | 0 | 1030 | 0 | 515 | IL TRM (Installed Cost is 2062) | 0 | 300 | 0 | 0 | 1455.4089 | 0.058065 | 0 | Mid Atlantic TRM | 5% | 1 | [7 empty] | 0 | 37.5 | 48.5 | 60 | 75 | 75 | 75 | Both | Residential | All | All | Existing | NA | NA | NA | ResHotWater - SF Wtd | ResSFGasHeat | LGE Res | 13 | 13 |  | 100% | 100% | 100% | 1030 | 1030 | 1030 | 1030 | 1030 | 1030 | 1030 | 0 | 0 | 0 | 0 | 0 | 0 | 0 | 300 | 300 | 300 | 300 | 300 | 300 | 300 | 0 | 0 | 0 | 0 | 0 | 0 | 0 | 1455.4089 | 1455.4089 | 1455.4089 | 1455.4089 | 1455.4089 | 1455.4089 | 1455.4089 | 0.058065 | 0.058065 | 0.058065 | 0.058065 | 0.058065 | 0.058065 | 0.058065 | 0 | 0 | 0 | 0 | 0 | 0 | 0 | 0 | 38625 | 49955 | 61800 | 77250 | 77250 | 77250 | 0 | 0 | 0 | 0 | 0 | 0 | 0 | 0 | 11250 | 14550 | 18000 | 22500 | 22500 | 22500 | 0 | 0 | 0 | 0 | 0 | 0 | 0 | 0 | 54577.8354 | 70587.3338 | 87324.5367 | 109155.6709 | 109155.6709 | 109155.6709 | 0 | 2.1774 | 2.8161 | 3.4839 | 4.3548 | 4.3548 | 4.3548 | 0 | 0 | 0 | 0 | 0 | 0 | 0 | 371 | 382130 | 0 | 111300 | 0 | 539956.7186 | 21.5419 | 0
[30 empty] | 928.5 | 1207.5 | 1487 | 1859 | 1859 | 1859
[28 empty] | Percentage of Exisiting Participants | 50%
[129 empty] | Heat pump+DHP | 0 | 2081346.0021 | 2706455.6708 | 3333651.5227 | 4167131.0809 | 4167131.0809 | 4167131.0809
[24 empty] | Total Weatherization | 326 | [27 empty] | 2030: Extra HP savings; 2024: 0; 2025: 40451.1868; 2026: 52612.9816; 2027: 64774.7763; 2028: 80990.5026; 2029: 80990.5026; 2030: 80990.5026
[28 empty] | Assume require some time to reach the similar audits as prior HEA | [24 empty] | 2030: Total; 2024: 0; 2025: 2121797.189; 2026: 2759068.6523; 2027: 3398426.299; 2028: 4248121.5835; 2029: 4248121.5835; 2030: 4248121.5835
[25 empty] | Distribution of Participants from HEP | [27 empty] | 2030: Flat; 2025: 242.2143; 2026: 314.9622; 2027: 387.9482; 2028: 484.9454; 2029: 484.9454; 2030: 484.9454
[25 empty] | Participants | % |  | 0 | 0 | 625 | 656.25 | 689.0625 | 723.5156 | 723.5156 | 723.5156 | [17 empty] | 2030: DSM-EE
[25 empty] | 20 | 6.135% | Weatherization-Ceiling Insulation (KY) - Code | 0 | 0 | 38 | 40 | 42 | 44 | 44 | 44 | [16 empty] | Delta kW | 2030: Peak
[25 empty] | 10 | 3.067% | Weatherization-Duct Sealing and Insulation - Code | 0 | 0 | 19 | 20 | 21 | 22 | 22 | 22
| The kit contains: |  | We did a similar analysis for previous plan (HEA onsite and online offering.xls) | [21 empty] | 285 | 87.42% | Weatherization-Infiltration Control - Reduction of Existing Conditions | 0 | 0 | 546 | 573 | 602 | 632 | 632 | 632
| bathroom faucet aerator (1) |  | Measure Mix | [10 empty] | LGE | \\cadmusgroup.org\projects\6936-LGEKU_2023_DR_Potential\Demand Response\LGE\Summer Model\Inputs\Inputs_Global_LGE_Summer.xlsx | [9 empty] | 5 | 1.534% | Weatherization-Wall Insulation (KY) - Maximum Feasible | 0 | 0 | 9 | 10 | 10 | 11 | 11 | 11
| kitchen faucet aerator (1) |  | Measure | Number installed per home | Estimate Direct Install Total Cost | WI TRM Pack/Kit Costs |  |  | Equipment saturations LGE |  | Equipment Saturations KU | [13 empty] | 5 | 1.534% | Weatherization-Floor Insulation (KY) - Above Code | 0 | 0 | 9 | 10 | 10 | 11 | 11 | 11
| low flow showerhead (1) |  | DI-Lighting General Service Lamp - Premium Efficiency LED | 0 | 12 | 0 |  |  | Electric water heater | 34% | Electric water heater | 43% | [12 empty] | 1 | 0.3067% | Weatherization-Insulation - Basement Wall - Code | 0 | 0 | 1 | 2 | 2 | 2 | 2 | 2
| advanced power strip (1) |  | DI-Lighting Specialty Lamp - Premium Efficiency LED | 0 | 2.75 | 0 |  |  | NG water heater | 66% | NG water heater | 57%
| 3 LEDs (2 general service, 1 specialty) - REMOVED |  | DI-Faucet Aerator Low Flow - Bathroom | 1 | 2.5 | 0.48 |  |  | Electric furnace | 16.4% | Electric furnace | 16.4% | [12 empty] | HVAC Participants | Average from LGE-KU Parts - Actuals |  | Ramp Rate | 50% | 65% | 80% | 100% | [6 empty] | ASHP
| Water heater pipe insulation (installed on hot and cold pipes for up to six feet from water heater tank, when accessible) |  | DI-Faucet Aerator Low Flow - Kitchen | 1 | 2.5 | 1.26 |  |  | Natural gas furnace | 54% | Natural gas furnace | 54% |  | KU | \\cadmusgroup.org\projects\6936-LGEKU_2023_DR_Potential\Demand Response\KU\Summer Model\Inputs\Inputs_Global_KU_Summer.xlsx | [10 empty] | Heat Pump Water Heater | 150.5 |  | 75 | 97 | 120 | 150 | HVAC-DWH-Central Air Conditioner - ENERGY STAR | 480 | 624 | 769 | 961
| Weatherization-Weatherstripping, Caulking, and Spray Foam |  | DI-Low-Flow Showerhead | 1 | 23 | 10.69 |  |  | Central AC | 71.2% | Central AC | 71.2% | [13 empty] | Clothes Washer | 8916.75 |  | 4458 | 5795 | 7133 | 8916 | HVAC-DWH-Heat Pump - Air Source ENERGY STAR | 459 | 597 | 735 | 919 | [7 empty] | Delta_kWh | 266.71
|  |  | DI-Pipe Insulation - Water Heater | 1 | 2.5 | 2.43 |  |  | ASHP | 23.4% | ASHP | 23.4% | [13 empty] | Refrigerator | 11369.25 |  | 5684 | 7390 | 9095 | 11369 | HVAC-DWH-Ductless Heat Pump (DHP) | 469.5 | 610.5 | 752 | 940 | <- Averaged | [6 empty] | BTUHCexist | 36000
|  |  | DI-Weatherization-Weatherstripping, Caulking, and Spray Foam | 1 | 24 | 5 | [19 empty] | Freezer | 660.75 |  | 330 | 429 | 528 | 660 | HVAC-DWH-Boiler - ENERGY STAR | [11 empty] | SEERbase | 14.3
|  |  | DI-Advanced Power Strip | 1 | 30 | 13.5 | [19 empty] | Dishwasher | 8277.75 |  | 4138 | 5380 | 6622 | 8277 | HVAC-DWH-Furnace - ENERGY STAR | [11 empty] | BTUHCee | 36000 | [6 empty] | 2030: Water heater
|  |  | TOTAL COST OF THE KIT |  | 99.25 | 33.36 | [19 empty] | Window Film | 1240.75 |  | 620 | 806 | 992 | 1240 | HVAC-DWH-Heat Pump Water Heater - ENERGY STAR | 75 | 97 | 120 | 150 | [7 empty] | SEERee | 15.2 | Changing from 15.2 to 16 per CEE Tier 1 for Jan 1, 2026 start date
[26 empty] | Central Air Conditioner | 961.25 |  | 480 | 624 | 769 | 961 | [12 empty] | BTUHHexist | 36000
|  |  | KU | [22 empty] | Central Heat Pump | 919.5 |  | 459 | 597 | 735 | 919 | [12 empty] | HSPFbase | 7.5 |  |  |  | Energy Star Requirements |  |  | 2025: Boiler; 2028: Furnace; 2024: kWhwater; 2025: 1455.4089; 2027: kW; 2028: 0.058065
|  |  | Kit item | Unit | Total Cost | Unit kWh Savings | Unit kW savings | Unit therms savings | Affected eq. | Electric eq. saturation | NG eq. saturation | % installation rate | Total kWh savings | Total kW savings | Total therms savings | Savings source | Savings assumptions | Measure life | Cost source | [25 empty] | BTUFFee | 36000 |  |  |  | SEER2 | 15.2 |  | 2025: Therms; 2026: 56; 2029: 75.3375; 2024: UEFbase; 2025: 0.95; 2027: Conversion; 2028: 0.09
|  |  | Low flow aeretor (1.5 gpm), bathroom | 1 | 2.5 | 24.4101 | 0.0012126 | 0 | Water heater | 0.43 | 0.57 | 0.5 | 5.2482 | 0.0002607 | 0 | Mid-At TRM, v10, p.133 | Electric domestic water heater. The baseline is a standard faucet aerator using 2.2 GPM. Average minutes of use per person per fixture per day is 1.6 minutes for bathrooms. Claiming kWh savings from the reduction in water consumption arising from this measure. The kWh savings would be in relation to the pumping and wastewater treatment. For kW savings, assume 13% faucet use takes place during peak hours and the peak period is 180 minutes. | 10 | https://www.amazon.com/Sink-Faucet-Aerators-1-5-packs/dp/B083R4X8SY/ref=asc_df_B083R4X8SY/?tag=hyprod-20&linkCode=df0&hvadid=459693563969&hvpos=&hvnetw=g&hvrand=13053134597248756696&hvpone=&hvptwo=&hvqmt=&hvdev=c&hvdvcmdl=&hvlocint=&hvlocphy=9030049&hvtargid=pla-946525136297&th=1 | [14 empty] | https://www.energystar.gov/products/water_heaters/residential_water_heaters_key_product_criteria |  |  | Measure Code | [7 empty] | HSPFee | 7.8 |  |  |  | HSPF2 | 7.8 |  | 2025: MMBTU; 2026: 5.6; 2029: 7.5337; 2024: UEFef; 2025: 2.2; 2027: Conversion; 2028: 3.41
|  |  | Low flow aeretor (1.5 gpm), kitchen | 1 | 2.5 | 62.7142 | 0.0031153 | 0 | Water heater | 0.43 | 0.57 | 0.5 | 13.4835 | 0.00066979 | 0 | Mid-At TRM, v10, p.133 | Electric domestic water heater. The baseline is a standard faucet aerator using 2.2 GPM. Average minutes of use per person per fixture per day is 4.5 minutes for kitchens. Claiming kWh savings from the reduction in water consumption arising from this measure. The kWh savings would be in relation to the pumping and wastewater treatment. For kW savings, assume 13% faucet use takes place during peak hours and the peak period is 180 minutes. | 10 | https://www.amazon.com/Sink-Faucet-Aerators-1-5-packs/dp/B083R4X8SY/ref=asc_df_B083R4X8SY/?tag=hyprod-20&linkCode=df0&hvadid=459693563969&hvpos=&hvnetw=g&hvrand=13053134597248756696&hvpone=&hvptwo=&hvqmt=&hvdev=c&hvdvcmdl=&hvlocint=&hvlocphy=9030049&hvtargid=pla-946525136297&th=1 | [6 empty] | CAC | delta kWh | 80.7913 |  | CAC Cooling EFLH | 568 | BGE | Avg | https://www.energystar.gov/products/heating_cooling/furnaces/key_product_criteria |  |  | RS_HV_TOS_CENA | [7 empty] | EFLHcool | 744.2 | [6 empty] | 2025: Conversion; 2026: 1000000; 2028: AFUEbase; 2029: 80%; 2024: Conversion; 2025: 293.1
|  |  | LEDs - general service - REPLACE INCANDESCENT WITH 8.5W A19 | 0 | 12 | 21.427 | 0.0024581 | 0 | - | - | - | 0 | 0 | 0 | - | Mid-At TRM, v10, p.26 | 8.5 W A19 LED - 800 lumen - 43 W equiavalent | 0 | https://www.1000bulbs.com/product/203518/SATCO-S8915.html?gclid=EAIaIQobChMIy-6KxJvs8wIVxHxvBB0UKALQEAQYAiABEgKQNPD_BwE | [7 empty] | Hours | 542 |  |  | 523 | Pepco |  | https://www.energystar.gov/products/boilers |  |  | RS_HV_TOS_ASHP_0420 | [7 empty] | EFLHheat | 843.8 | [6 empty] | 2025: EFLHheat; 2026: 574; 2027: 620; 2024: MMBTU/yr; 2025: 8.3024
|  |  | LEDs - specialty - REPLACE INCANDESCENT WITH 11W BR30 | 0 | 2.75 | 33.5379 | 0.0038474 | 0 | - | - | - | 0 | 0 | 0 | - | Mid-At TRM, v10, p.26 | 11 W BR30 LED - 850 lumen - 65 W equivalent | 0 | https://www.1000bulbs.com/product/203079/PLT-11050.html?gclid=EAIaIQobChMIk-vT4pvs8wIVgG1vBB3ArAPtEAQYASABEgKKwPD_BwE | [7 empty] | BTU_exist | 36000 | Baseline |  | 539 | DPL |  | chrome-extension://efaidnbmnnnibpcajpcglclefindmkaj/https://www.energystar.gov/sites/default/files/asset/document/ENERGY%20STAR%20Central%20Air%20Conditioner%20and%20Heat%20Pump%20Version%206.1%20Final%20Specification.pdf |  |  | RS_HV_TOS_MSHP_0518 | [7 empty] | 1000 |  | cooling EFLH | 778 |  |  |  |  | 2025: BTUh; 2026: 100000; 2027: 528; 2029: 70000; 2024: GPD; 2025: 42.6
|  |  | Low flow (1.5 gpm) Showerhead | 1 | 23 | 279.3175 | 0.024367 | 0 | Water heater | 0.43 | 0.57 | 0.5 | 60.0533 | 0.005239 | 0 | Mid-At TRM, v10, p.137 | The baseline is a standard showerhead using 2.5 GPM. | 10 | https://www.build.com/product/summary/971573?uid=2408083&jmtest=gg-gbav2_2408083&inv2=1&&source=gg-gba-pla_2408083!c1707632144!a68158363098!dc!ng&gclid=EAIaIQobChMIzfn6k5vs8wIVv21vBB2njAafEAQYASABEgLRWfD_BwE&gclsrc=aw.ds | [7 empty] | SEER_base | 14.3 | Baseline |  | 515 | Pepco |  | CAC - >= 15.2 SEER2, >=11.5 EER2 , Split System - 15.2 SEER and 12.0 EER |  |  | RS_HV_TOS_GASBLR_0415 | [10 empty] | 717 |  | Assumed Capcity | 3 | tons | 2025: AFUEee; 2026: 90%; 2027: 574; 2029: 0.95; 2024: Days in year; 2025: 365
|  |  | caulk (10.1 oz tube) | 2 | 6 | 7.9474 | 0.00013511 | 0 | Heating/Cooling | Equipment saturations are taken into account in the unit kWh and kW savings calculations. |  | 0.3 | 4.7685 | 8.1064e-05 | 0 | Pennysylvania TRM, 2021, vol 2, page 153 | - | 15 | https://www.lowes.com/pd/DAP-Alex-Plus-10-1-oz-Clear-Paintable-Latex-Caulk/3025039#preview-reviews | [7 empty] | BTUH_ee | 36000 | Actual Capacity |  | 565 | SMECO |  | ASHP - SEER2 >= 15.2, EER2>11.7, HSPF2>7.8 (Split System) |  |  | RS_HV_TOS_GASFUR_0415 | [10 empty] | 739 |  |  | 36000 | BTU | 2025: AFUEbase; 2026: 82%; 2024: Specific weight of water; 2025: 8.33
|  |  | weatherstripping (17 ft, medium gap) | 2 | 10 | 8.98 | 0.00015266 | 0 | Heating/Cooling | Equipment saturations are taken into account in the unit kWh and kW savings calculations. |  | 0.3 | 5.388 | 9.1596e-05 | 0 | Pennysylvania TRM, 2021, vol 2, page 153 | - | 15 | https://www.walmart.com/ip/Duck-Brand-17-ft-Heavy-Duty-Rubber-Weatherstrip-Seal-Medium-Gap/17133813?wl13=1512&selectedSellerId=0 | [7 empty] | SEER_ee | 15.2 | SEER of unit actually installed | [7 empty] | RS_WT_TOS_HPRSHW_0420 | [10 empty] | 712 |  |  |  |  | 2024: Tout; 2025: 125
|  |  | spray-foam (12 oz can) | 1 | 8 | 18.4134 | 0.00031303 | 0 | Heating/Cooling | Equipment saturations are taken into account in the unit kWh and kW savings calculations. |  | 0.3 | 5.524 | 9.3908e-05 | 0 | Pennysylvania TRM, 2021, vol 2, page 153 | - | 15 | https://www.homedepot.com/p/Loctite-TITE-FOAM-Big-Gaps-12-oz-Insulating-Foam-Sealant-2378565/305120190?source=shoppingads&locale=en-US&&mtc=Shopping-VF-F_DYNM-G-D22-022_004_INSULATION-LOCTITE-NA-NA-PLA_LIA-NA-NA-MK472953324_9016497484_FY21_3408_Henkel&cm_mmc=Shopping-VF-F_DYNM-G-D22-022_004_INSULATION-LOCTITE-NA-NA-PLA_LIA-NA-NA-MK472953324_9016497484_FY21_3408_Henkel-71700000087792962-58700007461816806-92700067085547422&gclid=EAIaIQobChMI99j9iJXs8wIVlAaICR0V2Q7_EAQYASABEgINQPD_BwE&gclsrc=aw.ds#product-overview | [7 empty] | Conversion | 1000 |  |  |  | Energy Star SEER 2 CAC Requirement | 15.2 | [14 empty] | 775 |  |  |  |  | 2024: Tin; 2025: 60.9
|  |  | pipe-wrap (for 6 ft piece) | 1 | 2.5 | 52.92 | 0.00071 | 0 | Water heater | 0.43 | 0.43 | 0.3 | 6.8267 | 9.159e-05 | 0 | Pennysylvania TRM, 2021, vol 2, page 77 | The annual energy savings are assumed to be 3% of the annual energy use of an electric water heater (2,939 kWh), or 88.2 kWh based on 10 feet of ¾” thick insulation (equal to R-3 on a ½” pipe). | 13 | https://www.lowes.com/pd/Frost-King-1-2-in-Wall-Thickness-x-1-in-Id-x-6-ft-Foam-Pipe-Insulation/1001089478?cm_mmc=shp-_-c-_-prd-_-plb-_-ggl-_-LIA_PLB_171_Air-Circulation-_-1001089478-_-0-_-0-_-0&ds_rl=1286981&gclid=EAIaIQobChMI0aX80Jfs8wIVhG1vBB08yAMXEAQYAiABEgJTB_D_BwE&gclsrc=aw.ds | [12 empty] | New Requirement (SEER2) | 14.3 | [13 empty] | Avg | 744.2 |  |  |  |  | 2024: heat capacity; 2025: 1
|  |  | advanced power strip | 1 | 30 | 112.3 | 0.01 | 0 | - | 1 | 0 | 0.45 | 50.535 | 0.0045 | 0 | Mid-At TRM, v10, p.199 | The assumed baseline is a standard power strip that does not control any of the connected loads. | 5 | https://www.amazon.com/TrickleStar-Outlet-Advanced-PowerStrip-Joules/dp/B00JPDYYSM/ref=asc_df_B00JPDYYSM/?tag=hyprod-20&linkCode=df0&hvadid=198076677096&hvpos=&hvnetw=g&hvrand=11677588706551963321&hvpone=&hvptwo=&hvqmt=&hvdev=c&hvdvcmdl=&hvlocint=&hvlocphy=9030049&hvtargid=pla-350856871876&th=1 | [33 empty] | 2024: Conversion; 2025: 1000000
|  |  | TOTAL | [9 empty] | 151.8271 | 0.011028 | 0 |  |  | 9 | [8 empty] | kW | 0.19584 |  |  |  | Assume 3 ton unit and no change in size | 36000 | [13 empty] | Heating EFLH | 852 |  |  |  |  | 2024: LFc; 2025: 0.65
|  |  | LGE | [23 empty] | CF | 0.782 | [19 empty] | 883 |  |  |  |  | 2024: WMFc; 2025: 0.82
|  |  | Kit item | Unit | Total Cost | Unit kWh Savings | Unit kW savings | Unit therms savings | Affected eq. | Electric eq. saturation | NG eq. saturation | % installation rate | Total kWh savings | Total kW savings | Total therms savings | Savings source | Savings assumptions | Measure life | Cost source | [7 empty] | EER_Baseline | 11.5 | estimated range from 11.3 to 11.7 | [18 empty] | 784 |  |  |  |  | 2024: COPcool; 2025: 3.08
|  |  | Low flow aeretor (1.5 gpm), bathroom | 1 | 2.5 | 24.4101 | 0.0012126 | 1.0203 | Water heater | 0.34 | 0.66 | 0.5 | 4.1497 | 0.00020613 | 0.33669 | Mid-At TRM, v10, p.133 | Electric domestic water heater. The baseline is a standard faucet aerator using 2.2 GPM. Average minutes of use per person per fixture per day is 1.6 minutes for bathrooms. Claiming kWh savings from the reduction in water consumption arising from this measure. The kWh savings would be in relation to the pumping and wastewater treatment. For kW savings, assume 13% faucet use takes place during peak hours and the peak period is 180 minutes. | 10 | https://www.amazon.com/Sink-Faucet-Aerators-1-5-packs/dp/B083R4X8SY/ref=asc_df_B083R4X8SY/?tag=hyprod-20&linkCode=df0&hvadid=459693563969&hvpos=&hvnetw=g&hvrand=13053134597248756696&hvpone=&hvptwo=&hvqmt=&hvdev=c&hvdvcmdl=&hvlocint=&hvlocphy=9030049&hvtargid=pla-946525136297&th=1 | [7 empty] | EER_ee | 12.5 | Energy Star Require for split system | [18 empty] | 885 |  |  |  |  | 2024: LFh; 2025: 0.8
|  |  | Low flow aeretor (1.5 gpm), kitchen | 1 | 2.5 | 62.7142 | 0.0031153 | 2.6213 | Water heater | 0.34 | 0.66 | 0.5 | 10.6614 | 0.0005296 | 0.86502 | Mid-At TRM, v10, p.133 | Electric domestic water heater. The baseline is a standard faucet aerator using 2.2 GPM. Average minutes of use per person per fixture per day is 4.5 minutes for kitchens. Claiming kWh savings from the reduction in water consumption arising from this measure. The kWh savings would be in relation to the pumping and wastewater treatment. For kW savings, assume 13% faucet use takes place during peak hours and the peak period is 180 minutes. | 10 | https://www.amazon.com/Sink-Faucet-Aerators-1-5-packs/dp/B083R4X8SY/ref=asc_df_B083R4X8SY/?tag=hyprod-20&linkCode=df0&hvadid=459693563969&hvpos=&hvnetw=g&hvrand=13053134597248756696&hvpone=&hvptwo=&hvqmt=&hvdev=c&hvdvcmdl=&hvlocint=&hvlocphy=9030049&hvtargid=pla-946525136297&th=1 | [28 empty] | 815 |  |  |  |  | 2024: AHP; 2025: 47%
|  |  | LEDs - general service - REPLACE INCANDESCENT WITH 8.5W A19 | 0 | 12 | 21.427 | 0.0024581 | - | - | - | - | 0.7 | 0 | 0 | - | Mid-At TRM, v10, p.26 | 8.5 W A19 LED - 800 lumen - 43 W equiavalent | 16.3 | https://www.1000bulbs.com/product/203518/SATCO-S8915.html?gclid=EAIaIQobChMIy-6KxJvs8wIVxHxvBB0UKALQEAQYAiABEgKQNPD_BwE | [7 empty] | CAC SEER 16 CF | 0.84 | Avg | 0.782 | [16 empty] | avg | 843.8 |  |  |  |  | 2024: WMFh; 2025: 1.14
|  |  | LEDs - specialty - REPLACE INCANDESCENT WITH 11W BR30 | 0 | 2.75 | 33.5379 | 0.0038474 | - | - | - | - | 0.7 | 0 | 0 | - | Mid-At TRM, v10, p.26 | 11 W BR30 LED - 850 lumen - 65 W equivalent | 16.3 | https://www.1000bulbs.com/product/203079/PLT-11050.html?gclid=EAIaIQobChMIk-vT4pvs8wIVgG1vBB3ArAPtEAQYASABEgKKwPD_BwE | [8 empty] | 0.68 | [16 empty] | Delta kW | 0.1868 | [6 empty] | 2024: COPheat; 2025: 1.95
|  |  | Low flow (1.5 gpm) Showerhead | 1 | 23 | 279.3175 | 0.024367 | 11.6746 | Water heater | 0.34 | 0.66 | 0.5 | 47.484 | 0.0041424 | 3.8526 | Mid-At TRM, v10, p.137 | The baseline is a standard showerhead using 2.5 GPM. | 10 | https://www.build.com/product/summary/971573?uid=2408083&jmtest=gg-gbav2_2408083&inv2=1&&source=gg-gba-pla_2408083!c1707632144!a68158363098!dc!ng&gclid=EAIaIQobChMIzfn6k5vs8wIVv21vBB2njAafEAQYASABEgLRWfD_BwE&gclsrc=aw.ds | [8 empty] | 0.94 | [16 empty] | Summer | 0.1868
|  |  | caulk (10.1 oz tube) | 2 | 6 | 7.9474 | 0.00013511 | 0.398 | Heating/Cooling | Equipment saturations are taken into account in the unit kWh and kW savings calculations. |  | 0.3 | 4.7685 | 8.1064e-05 | 0.2388 | Pennysylvania TRM, 2021, vol 2, page 156 | - | 15 | https://www.lowes.com/pd/DAP-Alex-Plus-10-1-oz-Clear-Paintable-Latex-Caulk/3025039#preview-reviews | [8 empty] | 0.81 | [16 empty] | Winter | 0.14622
|  |  | weatherstripping (17 ft, medium gap) | 2 | 10 | 8.98 | 0.00015266 | 0.6151 | Heating/Cooling | Equipment saturations are taken into account in the unit kWh and kW savings calculations. |  | 0.3 | 5.388 | 9.1596e-05 | 0.36906 | Pennysylvania TRM, 2021, vol 2, page 156 | - | 15 | https://www.walmart.com/ip/Duck-Brand-17-ft-Heavy-Duty-Rubber-Weatherstrip-Seal-Medium-Gap/17133813?wl13=1512&selectedSellerId=0 | [8 empty] | 0.64 | [16 empty] | BTUc | 36000
|  |  | spray-foam (12 oz can) | 1 | 8 | 18.4134 | 0.00031303 | 1.7819 | Heating/Cooling | Equipment saturations are taken into account in the unit kWh and kW savings calculations. |  | 0.3 | 5.524 | 9.3908e-05 | 0.53458 | Pennysylvania TRM, 2021, vol 2, page 156 | - | 15 | https://www.homedepot.com/p/Loctite-TITE-FOAM-Big-Gaps-12-oz-Insulating-Foam-Sealant-2378565/305120190?source=shoppingads&locale=en-US&&mtc=Shopping-VF-F_DYNM-G-D22-022_004_INSULATION-LOCTITE-NA-NA-PLA_LIA-NA-NA-MK472953324_9016497484_FY21_3408_Henkel&cm_mmc=Shopping-VF-F_DYNM-G-D22-022_004_INSULATION-LOCTITE-NA-NA-PLA_LIA-NA-NA-MK472953324_9016497484_FY21_3408_Henkel-71700000087792962-58700007461816806-92700067085547422&gclid=EAIaIQobChMI99j9iJXs8wIVlAaICR0V2Q7_EAQYASABEgINQPD_BwE&gclsrc=aw.ds#product-overview | [25 empty] | BTUh | 36000 |  |  |  |  | ASHP winter | 0.73
|  |  | pipe-wrap (for 6 ft piece) | 1 | 2.5 | 52.92 | 0.00071 | 2.6483 | Water heater | 0.34 | 0.66 | 0.3 | 5.3978 | 7.242e-05 | 0.52436 | Pennysylvania TRM, 2021, vol 2, page 77 | The annual energy savings are assumed to be 3% of the annual energy use of an electric water heater (2,939 kWh), or 88.2 kWh based on 10 feet of ¾” thick insulation (equal to R-3 on a ½” pipe). | 13 | https://www.lowes.com/pd/Frost-King-1-2-in-Wall-Thickness-x-1-in-Id-x-6-ft-Foam-Pipe-Insulation/1001089478?cm_mmc=shp-_-c-_-prd-_-plb-_-ggl-_-LIA_PLB_171_Air-Circulation-_-1001089478-_-0-_-0-_-0&ds_rl=1286981&gclid=EAIaIQobChMI0aX80Jfs8wIVhG1vBB08yAMXEAQYAiABEgJTB_D_BwE&gclsrc=aw.ds | [7 empty] | https://thefurnaceoutlet.com/blogs/hvac-tips/seer2-eer2-and-hspf2-2023-hvac-efficiency-standards | [17 empty] | EERbase | 11 | estimated |  |  |  |  | 0.53
|  |  | advanced power strip | 1 | 30 | 112.3 | 0.01 | 0 | - | 1 | 0 | 0.45 | 50.535 | 0.0045 | 0 | Mid-At TRM, v10, p.199 | The assumed baseline is a standard power strip that does not control any of the connected loads. | 5 | https://www.amazon.com/TrickleStar-Outlet-Advanced-PowerStrip-Joules/dp/B00JPDYYSM/ref=asc_df_B00JPDYYSM/?tag=hyprod-20&linkCode=df0&hvadid=198076677096&hvpos=&hvnetw=g&hvrand=11677588706551963321&hvpone=&hvptwo=&hvqmt=&hvdev=c&hvdvcmdl=&hvlocint=&hvlocphy=9030049&hvtargid=pla-350856871876&th=1 | [25 empty] | EERee | 11.7 | Energy Star Require for split system |  |  |  |  | 0.94
|  |  | TOTAL | [9 empty] | 133.9084 | 0.0097172 | 6.7211 |  |  | 9 | [26 empty] | HSPFbase | 7.5 | [5 empty] | 0.89
[45 empty] | HSPFee | 7.8 | [5 empty] | 0.87
[6 empty] | LED measure | HOU | WHFe | WHFd | CF | [34 empty] | CFw | 0.792 |  |  |  |  | avg | 0.792
[6 empty] | BGE | 1.86 | 0.959 | 1.241 | 0.059 | [34 empty] | CFs | 0.954
[6 empty] | Pepco | 1.86 | 0.947 | 1.264 | 0.059 | [34 empty] | Conversion | 1000 |  |  |  |  | ASHP summer | 1.09
[6 empty] | Delmarva Power | 1.86 | 0.915 | 1.245 | 0.059 | [41 empty] | 0.69
[6 empty] | PE | 1.86 | 0.956 | 1.266 | 0.059 | [41 empty] | 0.98
[6 empty] | SMECO | 1.86 | 0.963 | 1.241 | 0.059 | [41 empty] | 1.15
[6 empty] | AVERAGE |  | 0.948 | 1.2514 | [42 empty] | 0.86
[51 empty] | avg | 0.954
[6 empty] | Measure Name | Measure Description/Qualification | Incremental Annual O&M (Per Unit)
[6 empty] | DI-Lighting General Service Lamp - Premium Efficiency LED | DI-Lighting General Service Lamp - Premium Efficiency LED | -0.8329
[6 empty] | DI-Lighting Specialty Lamp - Premium Efficiency LED | DI-Lighting Specialty Lamp - Premium Efficiency LED | -0.3883
|  |  | SAVINGS TABLE | 12.1 SEER AC Cool. savings (kWh) | El. Res. Heat. savings (COP=1) (kWh) | Nat. Gas heat. savings (COP = 0.9) (therms) | 14 SEER ASHP cooling savings (kWh) | 8.2 HSPF ASHP heating savings (kWh)
|  |  | caulk (10.1 oz tube) | 3.452 | 17.674 | 0.67004 | 2.9835 | 7.3541
|  |  | weatherstripping (17 ft, medium gap) | 3.452 | 17.674 | 0.67004 | 2.9835 | 7.3541
|  |  | spray-foam (12 oz can) | 5.666 | 29.014 | 1.1 | 4.897 | 12.0727
|  |  | CONVERSION HELPER | Cooling BTU savings | ASHP cooling kWh savings | Heating BTU savings
|  |  | caulk (10.1 oz tube) | 41769.2 | 2.9835 | 60303.688
|  |  | weatherstripping (17 ft, medium gap) | 41769.2 | 2.9835 | 60303.688
|  |  | spray-foam (12 oz can) | 68558.6 | 4.897 | 98995.768
|  |  | SEER of Air Source Heat Pump (Mid At TRM v.10, p. 80) | 14
|  |  | COP to HSPF conversion | 3.412
|  |  | HSPF of Air Source Heat Pump (Mid At TRM v.10, p. 80) | 8.2
|  |  | Efficiency of NG furnace (an estimate of the market average efficiency level for furnaces) | 0.9
|  |  | Peak demand savings conversion factor (PA TRM, p.155) | 1.7e-05
Below tables are use as a savings resource (Pennsylvania TRM, p. 156)

## Small Business - Audit & DI
Merged together in Business Rebates. (Small business audit and midstream lighting). Modeled separately for flexibility. _Measure Details_Measure ID | __Measure Name | __Measure Description/Qualification | __Base Equipment | __Per Unit Assumption | _First Year Costs_Full or Incremental Cost | __Full/Incremental Equipment Cost (Per Unit) | __Full/Incremental Labor Cost (Per Unit) | __Full/Incremental Cost (Per Unit) | __Incremental Annual O&M (Per Unit) | __50% of Incremental Cost | __Cost Sources | __Current Incentive | __Proposed Incentive Level | __Dealer Incentive | __Implementation Cost | _First Year Energy Savings_Electric kWh Savings Per Unit | __Electric kW Savings Per Unit | __Natural Gas Therms Savings Per Unit | __Energy Savings Source | _Participation Assumptions_Escalation Rate | __Number of Unit Per Participant | __Projected 2023 | __Participation 2024 | __Participation 2025 | __Participation 2026 | __Participation 2027 | __Participation 2028 | __Participation 2029 | __Participation 2030 | _Modeling Measure-level Inputs_Fuel Type | __Sector | __Segment | __Enduse | __Construction Type | __Potential Study Measure Name | __Potential Study Measure Description | __Potential Study Baseline Description | __Electric Load Shape | __Natural Gas Load Shape | __Customer Rate Class | __Measure Life | __Baseline Life | __Life Source | _Measure Tier Share_Tier Share | _Measure Fuel Weights_Electric Share | __Natural Gas Share | Per Unit_Incremental Costs_2024 | Per Unit_Incremental Costs_2025 | Per Unit_Incremental Costs_2026 | Per Unit_Incremental Costs_2027 | Per Unit_Incremental Costs_2028 | Per Unit_Incremental Costs_2029 | Per Unit_Incremental Costs_2030 | Per Unit_Incremental Annual O&M_2024 | Per Unit_Incremental Annual O&M_2025 | Per Unit_Incremental Annual O&M_2026 | Per Unit_Incremental Annual O&M_2027 | Per Unit_Incremental Annual O&M_2028 | Per Unit_Incremental Annual O&M_2029 | Per Unit_Incremental Annual O&M_2030 | Per Unit_Customer & Dealer Incentives_2024 | Per Unit_Customer & Dealer Incentives_2025 | Per Unit_Customer & Dealer Incentives_2026 | Per Unit_Customer & Dealer Incentives_2027 | Per Unit_Customer & Dealer Incentives_2028 | Per Unit_Customer & Dealer Incentives_2029 | Per Unit_Customer & Dealer Incentives_2030 | Per Unit_Implementation Cost_2024 | Per Unit_Implementation Cost_2025 | Per Unit_Implementation Cost_2026 | Per Unit_Implementation Cost_2027 | Per Unit_Implementation Cost_2028 | Per Unit_Implementation Cost_2029 | Per Unit_Implementation Cost_2030 | Per Unit_kWh _2024 | Per Unit_kWh _2025 | Per Unit_kWh _2026 | Per Unit_kWh _2027 | Per Unit_kWh _2028 | Per Unit_kWh _2029 | Per Unit_kWh _2030 | Per Unit_kW_2024 | Per Unit_kW_2025 | Per Unit_kW_2026 | Per Unit_kW_2027 | Per Unit_kW_2028 | Per Unit_kW_2029 | Per Unit_kW_2030 | Per Unit_Therms_2024 | Per Unit_Therms_2025 | Per Unit_Therms_2026 | Per Unit_Therms_2027 | Per Unit_Therms_2028 | Per Unit_Therms_2029 | Per Unit_Therms_2030 | Program_Incremental Costs_2024 | Program_Incremental Costs_2025 | Program_Incremental Costs_2026 | Program_Incremental Costs_2027 | Program_Incremental Costs_2028 | Program_Incremental Costs_2029 | Program_Incremental Costs_2030 | Program_Incremental Annual O&M_2024 | Program_Incremental Annual O&M_2025 | Program_Incremental Annual O&M_2026 | Program_Incremental Annual O&M_2027 | Program_Incremental Annual O&M_2028 | Program_Incremental Annual O&M_2029 | Program_Incremental Annual O&M_2030 | Program_Customer & Dealer Incentives_2024 | Program_Customer & Dealer Incentives_2025 | Program_Customer & Dealer Incentives_2026 | Program_Customer & Dealer Incentives_2027 | Program_Customer & Dealer Incentives_2028 | Program_Customer & Dealer Incentives_2029 | Program_Customer & Dealer Incentives_2030 | Program_Implementation Costs_2024 | Program_Implementation Costs_2025 | Program_Implementation Costs_2026 | Program_Implementation Costs_2027 | Program_Implementation Costs_2028 | Program_Implementation Costs_2029 | Program_Implementation Costs_2030 | Program_kWh _2024 | Program_kWh _2025 | Program_kWh _2026 | Program_kWh _2027 | Program_kWh _2028 | Program_kWh _2029 | Program_kWh _2030 | Program_kW_2024 | Program_kW_2025 | Program_kW_2026 | Program_kW_2027 | Program_kW_2028 | Program_kW_2029 | Program_kW_2030 | Program_Therms_2024 | Program_Therms_2025 | Program_Therms_2026 | Program_Therms_2027 | Program_Therms_2028 | Program_Therms_2029 | Program_Therms_2030 | _Total Plan Summary 2024-2030_Participation | __Incremental Costs ($) | __Incremental Annual O&M ($) | __Customer & Dealer Incentives ($) | __Implementation Costs ($) | __Electric kWh Benefits | __Electric kW Peak Demand Benefits | __Natural Gas Therms Benefits
Small Business - Audit & DI | [46 empty] | Costs | [27 empty] | Electric Benefits | [6 empty] | Electric Peak Demand Benefits | [6 empty] | Natural Gas Benefits | [6 empty] | Costs | [27 empty] | Electric Benefits | [6 empty] | Electric Peak Demand Benefits | [6 empty] | Natural Gas Benefits
Merged together in Business Rebates. (Small business audit and midstream lighting). Modeled separately for flexibility. | [46 empty] | Per Unit | Per Unit | Per Unit | Per Unit | Per Unit | Per Unit | Per Unit | Per Unit | Per Unit | Per Unit | Per Unit | Per Unit | Per Unit | Per Unit | Per Unit | Per Unit | Per Unit | Per Unit | Per Unit | Per Unit | Per Unit | Per Unit | Per Unit | Per Unit | Per Unit | Per Unit | Per Unit | Per Unit | Per Unit | Per Unit | Per Unit | Per Unit | Per Unit | Per Unit | Per Unit | Per Unit | Per Unit | Per Unit | Per Unit | Per Unit | Per Unit | Per Unit | Per Unit | Per Unit | Per Unit | Per Unit | Per Unit | Per Unit | Per Unit | Program | Program | Program | Program | Program | Program | Program | Program | Program | Program | Program | Program | Program | Program | Program | Program | Program | Program | Program | Program | Program | Program | Program | Program | Program | Program | Program | Program | Program | Program | Program | Program | Program | Program | Program | Program | Program | Program | Program | Program | Program | Program | Program | Program | Program | Program | Program | Program | Program
Measure Details |  |  |  |  | First Year Costs | [10 empty] | First Year Energy Savings |  |  |  | Participation Assumptions | [9 empty] | Modeling Measure-level Inputs | [13 empty] | Measure Tier Share | Measure Fuel Weights |  | Incremental Costs | Incremental Costs | Incremental Costs | Incremental Costs | Incremental Costs | Incremental Costs | Incremental Costs | Incremental Annual O&M | Incremental Annual O&M | Incremental Annual O&M | Incremental Annual O&M | Incremental Annual O&M | Incremental Annual O&M | Incremental Annual O&M | Customer & Dealer Incentives | Customer & Dealer Incentives | Customer & Dealer Incentives | Customer & Dealer Incentives | Customer & Dealer Incentives | Customer & Dealer Incentives | Customer & Dealer Incentives | Implementation Cost | Implementation Cost | Implementation Cost | Implementation Cost | Implementation Cost | Implementation Cost | Implementation Cost | kWh | kWh | kWh | kWh | kWh | kWh | kWh | kW | kW | kW | kW | kW | kW | kW | Therms | Therms | Therms | Therms | Therms | Therms | Therms | Incremental Costs | Incremental Costs | Incremental Costs | Incremental Costs | Incremental Costs | Incremental Costs | Incremental Costs | Incremental Annual O&M | Incremental Annual O&M | Incremental Annual O&M | Incremental Annual O&M | Incremental Annual O&M | Incremental Annual O&M | Incremental Annual O&M | Customer & Dealer Incentives | Customer & Dealer Incentives | Customer & Dealer Incentives | Customer & Dealer Incentives | Customer & Dealer Incentives | Customer & Dealer Incentives | Customer & Dealer Incentives | Implementation Costs | Implementation Costs | Implementation Costs | Implementation Costs | Implementation Costs | Implementation Costs | Implementation Costs | kWh | kWh | kWh | kWh | kWh | kWh | kWh | kW | kW | kW | kW | kW | kW | kW | Therms | Therms | Therms | Therms | Therms | Therms | Therms | Total Plan Summary 2024-2030
Measure ID | Measure Name | Measure Description/Qualification | Base Equipment | Per Unit Assumption | Full or Incremental Cost | Full/Incremental Equipment Cost (Per Unit) | Full/Incremental Labor Cost (Per Unit) | Full/Incremental Cost (Per Unit) | Incremental Annual O&M (Per Unit) | 50% of Incremental Cost | Cost Sources | Current Incentive | Proposed Incentive Level | Dealer Incentive | Implementation Cost | Electric kWh Savings Per Unit | Electric kW Savings Per Unit | Natural Gas Therms Savings Per Unit | Energy Savings Source | Escalation Rate | Number of Unit Per Participant | Projected 2023 | Participation 2024 | Participation 2025 | Participation 2026 | Participation 2027 | Participation 2028 | Participation 2029 | Participation 2030 | Fuel Type | Sector | Segment | Enduse | Construction Type | Potential Study Measure Name | Potential Study Measure Description | Potential Study Baseline Description | Electric Load Shape | Natural Gas Load Shape | Customer Rate Class | Measure Life | Baseline Life | Life Source | Tier Share | Electric Share | Natural Gas Share | 2024 | 2025 | 2026 | 2027 | 2028 | 2029 | 2030 | 2024 | 2025 | 2026 | 2027 | 2028 | 2029 | 2030 | 2024 | 2025 | 2026 | 2027 | 2028 | 2029 | 2030 | 2024 | 2025 | 2026 | 2027 | 2028 | 2029 | 2030 | 2024 | 2025 | 2026 | 2027 | 2028 | 2029 | 2030 | 2024 | 2025 | 2026 | 2027 | 2028 | 2029 | 2030 | 2024 | 2025 | 2026 | 2027 | 2028 | 2029 | 2030 | 2024 | 2025 | 2026 | 2027 | 2028 | 2029 | 2030 | 2024 | 2025 | 2026 | 2027 | 2028 | 2029 | 2030 | 2024 | 2025 | 2026 | 2027 | 2028 | 2029 | 2030 | 2024 | 2025 | 2026 | 2027 | 2028 | 2029 | 2030 | 2024 | 2025 | 2026 | 2027 | 2028 | 2029 | 2030 | 2024 | 2025 | 2026 | 2027 | 2028 | 2029 | 2030 | 2024 | 2025 | 2026 | 2027 | 2028 | 2029 | 2030 | Participation | Incremental Costs ($) | Incremental Annual O&M ($) | Customer & Dealer Incentives ($) | Implementation Costs ($) | Electric kWh Benefits | Electric kW Peak Demand Benefits | Natural Gas Therms Benefits
1 | Small Business Audit - On Site | In person audit with no cost to customer | Existing conditions | Per Audit | Full Cost | 0 | 0 | 0 | 0 | NA | No cost audit | 0 | 0 | 0 | 750 | 0 | 0 | 0 | No savings for the audit | 0% | 1 | 100 | 100 | 200 | 200 | 200 | 200 | 200 | 200 | Both | Commercial | Small Office | All | Existing | NA | NA | NA | OFFLGElecTotl | OFFSMGasDHW | LGE NonRes | 1 | 1 | Annual program life | 100% | 100% | 100% | 0 | 0 | 0 | 0 | 0 | 0 | 0 | 0 | 0 | 0 | 0 | 0 | 0 | 0 | 0 | 0 | 0 | 0 | 0 | 0 | 0 | 750 | 750 | 750 | 750 | 750 | 750 | 750 | 0 | 0 | 0 | 0 | 0 | 0 | 0 | 0 | 0 | 0 | 0 | 0 | 0 | 0 | 0 | 0 | 0 | 0 | 0 | 0 | 0 | 0 | 0 | 0 | 0 | 0 | 0 | 0 | 0 | 0 | 0 | 0 | 0 | 0 | 0 | 0 | 0 | 0 | 0 | 0 | 0 | 0 | 75000 | 150000 | 150000 | 150000 | 150000 | 150000 | 150000 | 0 | 0 | 0 | 0 | 0 | 0 | 0 | 0 | 0 | 0 | 0 | 0 | 0 | 0 | 0 | 0 | 0 | 0 | 0 | 0 | 0 | 1300 | 0 | 0 | 0 | 975000 | 0 | 0 | 0 | TRUE | TRUE | TRUE | TRUE | TRUE | TRUE | TRUE | TRUE
2 | Small Business Direct Install - LED Lighting Bulbs | Linear LED Direct Install Bulbs | Existing Lighting | Per Unit | Full Cost | 0 | 0 | 0 | 0 | 0 |  | 0 | 0 | 0 | 6.3333 | 39.498 | 0.010748 | 0 | Benchmark from another jurisdiction | 0% | 1 | 1875 | 1875 | 3750 | 3750 | 3750 | 3750 | 3750 | 3750 | Both | Commercial | Small Office | Lighting | Existing | NA | NA | NA | OFFLGInLight | OFFSMGasDHW | LGE NonRes | 15 | 15 | Measure life is not to exceed 15 years based on Mid Atlantic TRM v10, p.279 (Even though the rated hours may last longer than 15 years, due to remodeling effects a maximum of 15 years is assumed) & PA TRM Vol 3 p.1. New Linear Fluorescent Fixture: 15 years (PA TRM v3, p.1) | 100% | 100% | 0% | 0 | 0 | 0 | 0 | 0 | 0 | 0 | 0 | 0 | 0 | 0 | 0 | 0 | 0 | 0 | 0 | 0 | 0 | 0 | 0 | 0 | 6.3333 | 6.3333 | 6.3333 | 6.3333 | 6.3333 | 6.3333 | 6.3333 | 39.498 | 39.498 | 39.498 | 39.498 | 39.498 | 39.498 | 39.498 | 0.010748 | 0.010748 | 0.010748 | 0.010748 | 0.010748 | 0.010748 | 0.010748 | 0 | 0 | 0 | 0 | 0 | 0 | 0 | 0 | 0 | 0 | 0 | 0 | 0 | 0 | 0 | 0 | 0 | 0 | 0 | 0 | 0 | 0 | 0 | 0 | 0 | 0 | 0 | 0 | 11875 | 23750 | 23750 | 23750 | 23750 | 23750 | 23750 | 74058.6755 | 148117.351 | 148117.351 | 148117.351 | 148117.351 | 148117.351 | 148117.351 | 20.153 | 40.3059 | 40.3059 | 40.3059 | 40.3059 | 40.3059 | 40.3059 | 0 | 0 | 0 | 0 | 0 | 0 | 0 | 24375 | 0 | 0 | 0 | 154375 | 962762.7815 | 261.9886 | 0 | TRUE | TRUE | TRUE | TRUE | TRUE | TRUE | TRUE | TRUE
3 | Small Business Direct Install - LED Lighting Retrofit Fixtures | Linear LED Direct Install Retrofits | Existing Lighting | Per Unit | Full Cost | 0 | 0 | 0 | 0 | 0 |  | 0 | 0 | 0 | 60 | 149.088 | 0.04057 | 0 | Benchmark from another jurisdiction | 0% | 1 | 937.5 | 937.5 | 1875 | 1875 | 1875 | 1875 | 1875 | 1875 | Both | Commercial | Small Office | Lighting | Existing | NA | NA | NA | OFFLGInLight | OFFSMGasDHW | LGE NonRes | 15 | 15 | Measure life is not to exceed 15 years based on Mid Atlantic TRM v10, p.279 (Even though the rated hours may last longer than 15 years, due to remodeling effects a maximum of 15 years is assumed) & PA TRM Vol 3 p.1. New Linear Fluorescent Fixture: 15 years (PA TRM v3, p.1) | 100% | 100% | 0% | 0 | 0 | 0 | 0 | 0 | 0 | 0 | 0 | 0 | 0 | 0 | 0 | 0 | 0 | 0 | 0 | 0 | 0 | 0 | 0 | 0 | 60 | 60 | 60 | 60 | 60 | 60 | 60 | 149.088 | 149.088 | 149.088 | 149.088 | 149.088 | 149.088 | 149.088 | 0.04057 | 0.04057 | 0.04057 | 0.04057 | 0.04057 | 0.04057 | 0.04057 | 0 | 0 | 0 | 0 | 0 | 0 | 0 | 0 | 0 | 0 | 0 | 0 | 0 | 0 | 0 | 0 | 0 | 0 | 0 | 0 | 0 | 0 | 0 | 0 | 0 | 0 | 0 | 0 | 56250 | 112500 | 112500 | 112500 | 112500 | 112500 | 112500 | 139769.9928 | 279539.9857 | 279539.9857 | 279539.9857 | 279539.9857 | 279539.9857 | 279539.9857 | 38.0344 | 76.0689 | 76.0689 | 76.0689 | 76.0689 | 76.0689 | 76.0689 | 0 | 0 | 0 | 0 | 0 | 0 | 0 | 12187.5 | 0 | 0 | 0 | 731250 | 1817009.9069 | 494.4477 | 0 | TRUE | TRUE | TRUE | TRUE | TRUE | TRUE | TRUE | TRUE
4 | Small Business Direct Install - Water Conservation Aerators | Aerators 0.5 GPM | Existing 2.2 GPM | Per Unit | Full Cost | 0 | 0 | 0 | 0 | 0 |  | 0 | 0 | 0 | 1.7233 | 31.6622 | 0.0015728 | 1.1343 | Based on the Mid Atlantic TRM v10 (p 133) for the residential measure "Faucet Aerators" for the bathroom. Engineering Calculation. | 0% | 1 | 10 | 10 | 20 | 20 | 20 | 20 | 20 | 20 | Both | Commercial | Small Office | Water Heat | Existing | NA | NA | NA | OFFSMElecDHW | OFFSMGasDHW | LGE NonRes | 10 | 10 | Mid Atlantic TRM v10 | 100% | 100% | 100% | 0 | 0 | 0 | 0 | 0 | 0 | 0 | 0 | 0 | 0 | 0 | 0 | 0 | 0 | 0 | 0 | 0 | 0 | 0 | 0 | 0 | 1.7233 | 1.7233 | 1.7233 | 1.7233 | 1.7233 | 1.7233 | 1.7233 | 31.6622 | 31.6622 | 31.6622 | 31.6622 | 31.6622 | 31.6622 | 31.6622 | 0.0015728 | 0.0015728 | 0.0015728 | 0.0015728 | 0.0015728 | 0.0015728 | 0.0015728 | 1.1343 | 1.1343 | 1.1343 | 1.1343 | 1.1343 | 1.1343 | 1.1343 | 0 | 0 | 0 | 0 | 0 | 0 | 0 | 0 | 0 | 0 | 0 | 0 | 0 | 0 | 0 | 0 | 0 | 0 | 0 | 0 | 0 | 17.2333 | 34.4667 | 34.4667 | 34.4667 | 34.4667 | 34.4667 | 34.4667 | 316.6224 | 633.2447 | 633.2447 | 633.2447 | 633.2447 | 633.2447 | 633.2447 | 0.015728 | 0.031456 | 0.031456 | 0.031456 | 0.031456 | 0.031456 | 0.031456 | 11.3433 | 22.6866 | 22.6866 | 22.6866 | 22.6866 | 22.6866 | 22.6866 | 130 | 0 | 0 | 0 | 224.0333 | 4116.0907 | 0.20446 | 147.4631 | TRUE | TRUE | TRUE | TRUE | TRUE | TRUE | TRUE | TRUE
5 | Small Business Direct Install - Water Conservation Showerheads | Showerhead 1.5 GPM | Existing 2.5 GPM | Per Unit | Full Cost | 0 | 0 | 0 | 0 | 0 |  | 0 | 0 | 0 | 8.1167 | 107.5373 | 0.0093814 | 3.8526 | Based on the Mid Atlantic TRM v10 (p 137) for the residential measure "Low Flow Showerhead". Engineering Calculation | 0% | 1 | 4 | 4 | 8 | 8 | 8 | 8 | 8 | 8 | Both | Commercial | Small Office | Water Heat | Existing | NA | NA | NA | OFFSMElecDHW | OFFSMGasDHW | LGE NonRes | 10 | 10 | Mid Atlantic TRM v10 | 100% | 100% | 100% | 0 | 0 | 0 | 0 | 0 | 0 | 0 | 0 | 0 | 0 | 0 | 0 | 0 | 0 | 0 | 0 | 0 | 0 | 0 | 0 | 0 | 8.1167 | 8.1167 | 8.1167 | 8.1167 | 8.1167 | 8.1167 | 8.1167 | 107.5373 | 107.5373 | 107.5373 | 107.5373 | 107.5373 | 107.5373 | 107.5373 | 0.0093814 | 0.0093814 | 0.0093814 | 0.0093814 | 0.0093814 | 0.0093814 | 0.0093814 | 3.8526 | 3.8526 | 3.8526 | 3.8526 | 3.8526 | 3.8526 | 3.8526 | 0 | 0 | 0 | 0 | 0 | 0 | 0 | 0 | 0 | 0 | 0 | 0 | 0 | 0 | 0 | 0 | 0 | 0 | 0 | 0 | 0 | 32.4667 | 64.9333 | 64.9333 | 64.9333 | 64.9333 | 64.9333 | 64.9333 | 430.149 | 860.298 | 860.298 | 860.298 | 860.298 | 860.298 | 860.298 | 0.037526 | 0.075051 | 0.075051 | 0.075051 | 0.075051 | 0.075051 | 0.075051 | 15.4105 | 30.821 | 30.821 | 30.821 | 30.821 | 30.821 | 30.821 | 52 | 0 | 0 | 0 | 422.0667 | 5591.9373 | 0.48783 | 200.3367 | TRUE | TRUE | TRUE | TRUE | TRUE | TRUE | TRUE | TRUE
6 | Small Business Direct Install - Water Conservation Sprayers | Pre-rinse Spray Valves 1.15GPM | Existing 1.6 GPM | Per Unit | Full Cost | 0 | 0 | 0 | 0 | 0 |  | 0 | 0 | 0 | 43.49 | 922.2135 | 0 | 34.8924 | Based on the Mid Atlantic TRM v10 (p 355) "Pre Rinse Spray Valve". Engineering Calculation | 0% | 1 | 4 | 4 | 8 | 8 | 8 | 8 | 8 | 8 | Both | Commercial | Small Office | Water Heat | Existing | NA | NA | NA | OFFSMElecDHW | OFFSMGasDHW | LGE NonRes | 5 | 5 | Mid Atlantic TRM v10 | 100% | 100% | 100% | 0 | 0 | 0 | 0 | 0 | 0 | 0 | 0 | 0 | 0 | 0 | 0 | 0 | 0 | 0 | 0 | 0 | 0 | 0 | 0 | 0 | 43.49 | 43.49 | 43.49 | 43.49 | 43.49 | 43.49 | 43.49 | 922.2135 | 922.2135 | 922.2135 | 922.2135 | 922.2135 | 922.2135 | 922.2135 | 0 | 0 | 0 | 0 | 0 | 0 | 0 | 34.8924 | 34.8924 | 34.8924 | 34.8924 | 34.8924 | 34.8924 | 34.8924 | 0 | 0 | 0 | 0 | 0 | 0 | 0 | 0 | 0 | 0 | 0 | 0 | 0 | 0 | 0 | 0 | 0 | 0 | 0 | 0 | 0 | 173.96 | 347.92 | 347.92 | 347.92 | 347.92 | 347.92 | 347.92 | 3688.8539 | 7377.7078 | 7377.7078 | 7377.7078 | 7377.7078 | 7377.7078 | 7377.7078 | 0 | 0 | 0 | 0 | 0 | 0 | 0 | 139.5698 | 279.1396 | 279.1396 | 279.1396 | 279.1396 | 279.1396 | 279.1396 | 52 | 0 | 0 | 0 | 2261.48 | 47955.1007 | 0 | 1814.4073 | TRUE | TRUE | TRUE | TRUE | TRUE | TRUE | TRUE | TRUE
1-KU | KU-Small Business Audit - On Site | In person audit with no cost to customer | Existing conditions | Per Audit | Full Cost | 0 | 0 | 0 | 0 | 0 | No cost audit | 0 | 0 | 0 | 750 | 0 | 0 | 0 | No savings for the audit | 0% | 1 | 50 | 50 | 100 | 100 | 100 | 100 | 100 | 100 | Electric | Commercial | Small Office | All | Existing | NA | NA | NA | OFFLGElecTotl | OFFSMGasDHW | KU NonRes | 1 | 1 | Annual program life | 100% | 100% | 0% | 0 | 0 | 0 | 0 | 0 | 0 | 0 | 0 | 0 | 0 | 0 | 0 | 0 | 0 | 0 | 0 | 0 | 0 | 0 | 0 | 0 | 750 | 750 | 750 | 750 | 750 | 750 | 750 | 0 | 0 | 0 | 0 | 0 | 0 | 0 | 0 | 0 | 0 | 0 | 0 | 0 | 0 | 0 | 0 | 0 | 0 | 0 | 0 | 0 | 0 | 0 | 0 | 0 | 0 | 0 | 0 | 0 | 0 | 0 | 0 | 0 | 0 | 0 | 0 | 0 | 0 | 0 | 0 | 0 | 0 | 37500 | 75000 | 75000 | 75000 | 75000 | 75000 | 75000 | 0 | 0 | 0 | 0 | 0 | 0 | 0 | 0 | 0 | 0 | 0 | 0 | 0 | 0 | 0 | 0 | 0 | 0 | 0 | 0 | 0 | 650 | 0 | 0 | 0 | 487500 | 0 | 0 | 0
2-KU | KU-Small Business Direct Install - LED Lighting Bulbs | Linear LED Direct Install Bulbs | Existing Lighting | Per Unit | Full Cost | 0 | 0 | 0 | 0 | 0 |  | 0 | 0 | 0 | 6.3333 | 39.498 | 0.010748 | 0 | Benchmark from another jurisdiction | 0% | 1 | 937.5 | 937.5 | 1875 | 1875 | 1875 | 1875 | 1875 | 1875 | Electric | Commercial | Small Office | Lighting | Existing | NA | NA | NA | OFFLGInLight | OFFSMGasDHW | KU NonRes | 15 | 15 | Measure life is not to exceed 15 years based on Mid Atlantic TRM v10, p.279 (Even though the rated hours may last longer than 15 years, due to remodeling effects a maximum of 15 years is assumed) & PA TRM Vol 3 p.1. New Linear Fluorescent Fixture: 15 years (PA TRM v3, p.1) | 100% | 100% | 0% | 0 | 0 | 0 | 0 | 0 | 0 | 0 | 0 | 0 | 0 | 0 | 0 | 0 | 0 | 0 | 0 | 0 | 0 | 0 | 0 | 0 | 6.3333 | 6.3333 | 6.3333 | 6.3333 | 6.3333 | 6.3333 | 6.3333 | 39.498 | 39.498 | 39.498 | 39.498 | 39.498 | 39.498 | 39.498 | 0.010748 | 0.010748 | 0.010748 | 0.010748 | 0.010748 | 0.010748 | 0.010748 | 0 | 0 | 0 | 0 | 0 | 0 | 0 | 0 | 0 | 0 | 0 | 0 | 0 | 0 | 0 | 0 | 0 | 0 | 0 | 0 | 0 | 0 | 0 | 0 | 0 | 0 | 0 | 0 | 5937.5 | 11875 | 11875 | 11875 | 11875 | 11875 | 11875 | 37029.3377 | 74058.6755 | 74058.6755 | 74058.6755 | 74058.6755 | 74058.6755 | 74058.6755 | 10.0765 | 20.153 | 20.153 | 20.153 | 20.153 | 20.153 | 20.153 | 0 | 0 | 0 | 0 | 0 | 0 | 0 | 12187.5 | 0 | 0 | 0 | 77187.5 | 481381.3908 | 130.9943 | 0
3-KU | KU-Small Business Direct Install - LED Lighting Retrofit Fixtures | Linear LED Direct Install Retrofits | Existing Lighting | Per Unit | Full Cost | 0 | 0 | 0 | 0 | 0 |  | 0 | 0 | 0 | 60 | 149.088 | 0.04057 | 0 | Benchmark from another jurisdiction | 0% | 1 | 468.75 | 468.75 | 937.5 | 937.5 | 937.5 | 937.5 | 937.5 | 937.5 | Electric | Commercial | Small Office | Lighting | Existing | NA | NA | NA | OFFLGInLight | OFFSMGasDHW | KU NonRes | 15 | 15 | Measure life is not to exceed 15 years based on Mid Atlantic TRM v10, p.279 (Even though the rated hours may last longer than 15 years, due to remodeling effects a maximum of 15 years is assumed) & PA TRM Vol 3 p.1. New Linear Fluorescent Fixture: 15 years (PA TRM v3, p.1) | 100% | 100% | 0% | 0 | 0 | 0 | 0 | 0 | 0 | 0 | 0 | 0 | 0 | 0 | 0 | 0 | 0 | 0 | 0 | 0 | 0 | 0 | 0 | 0 | 60 | 60 | 60 | 60 | 60 | 60 | 60 | 149.088 | 149.088 | 149.088 | 149.088 | 149.088 | 149.088 | 149.088 | 0.04057 | 0.04057 | 0.04057 | 0.04057 | 0.04057 | 0.04057 | 0.04057 | 0 | 0 | 0 | 0 | 0 | 0 | 0 | 0 | 0 | 0 | 0 | 0 | 0 | 0 | 0 | 0 | 0 | 0 | 0 | 0 | 0 | 0 | 0 | 0 | 0 | 0 | 0 | 0 | 28125 | 56250 | 56250 | 56250 | 56250 | 56250 | 56250 | 69884.9964 | 139769.9928 | 139769.9928 | 139769.9928 | 139769.9928 | 139769.9928 | 139769.9928 | 19.0172 | 38.0344 | 38.0344 | 38.0344 | 38.0344 | 38.0344 | 38.0344 | 0 | 0 | 0 | 0 | 0 | 0 | 0 | 6093.75 | 0 | 0 | 0 | 365625 | 908504.9535 | 247.2239 | 0
4-KU | KU-Small Business Direct Install - Water Conservation Aerators | Aerators 0.5 GPM | Existing 2.2 GPM | Per Unit | Full Cost | 0 | 0 | 0 | 0 | 0 |  | 0 | 0 | 0 | 1.7233 | 31.6622 | 0.0015728 | 0 | Based on the Mid Atlantic TRM v10 (p 133) for the residential measure "Faucet Aerators" for the bathroom. Engineering Calculation. | 0% | 1 | 5 | 5 | 10 | 10 | 10 | 10 | 10 | 10 | Electric | Commercial | Small Office | Water Heat | Existing | NA | NA | NA | OFFSMElecDHW | OFFSMGasDHW | KU NonRes | 10 | 10 | Mid Atlantic TRM v10 | 100% | 100% | 0% | 0 | 0 | 0 | 0 | 0 | 0 | 0 | 0 | 0 | 0 | 0 | 0 | 0 | 0 | 0 | 0 | 0 | 0 | 0 | 0 | 0 | 1.7233 | 1.7233 | 1.7233 | 1.7233 | 1.7233 | 1.7233 | 1.7233 | 31.6622 | 31.6622 | 31.6622 | 31.6622 | 31.6622 | 31.6622 | 31.6622 | 0.0015728 | 0.0015728 | 0.0015728 | 0.0015728 | 0.0015728 | 0.0015728 | 0.0015728 | 0 | 0 | 0 | 0 | 0 | 0 | 0 | 0 | 0 | 0 | 0 | 0 | 0 | 0 | 0 | 0 | 0 | 0 | 0 | 0 | 0 | 0 | 0 | 0 | 0 | 0 | 0 | 0 | 8.6167 | 17.2333 | 17.2333 | 17.2333 | 17.2333 | 17.2333 | 17.2333 | 158.3112 | 316.6224 | 316.6224 | 316.6224 | 316.6224 | 316.6224 | 316.6224 | 0.007864 | 0.015728 | 0.015728 | 0.015728 | 0.015728 | 0.015728 | 0.015728 | 0 | 0 | 0 | 0 | 0 | 0 | 0 | 65 | 0 | 0 | 0 | 112.0167 | 2058.0453 | 0.10223 | 0
5-KU | KU-Small Business Direct Install - Water Conservation Showerheads | Showerhead 1.5 GPM | Existing 2.5 GPM | Per Unit | Full Cost | 0 | 0 | 0 | 0 | 0 |  | 0 | 0 | 0 | 8.1167 | 107.5373 | 0.0093814 | 0 | Based on the Mid Atlantic TRM v10 (p 137) for the residential measure "Low Flow Showerhead". Engineering Calculation | 0% | 1 | 2 | 2 | 4 | 4 | 4 | 4 | 4 | 4 | Electric | Commercial | Small Office | Water Heat | Existing | NA | NA | NA | OFFSMElecDHW | OFFSMGasDHW | KU NonRes | 10 | 10 | Mid Atlantic TRM v10 | 100% | 100% | 0% | 0 | 0 | 0 | 0 | 0 | 0 | 0 | 0 | 0 | 0 | 0 | 0 | 0 | 0 | 0 | 0 | 0 | 0 | 0 | 0 | 0 | 8.1167 | 8.1167 | 8.1167 | 8.1167 | 8.1167 | 8.1167 | 8.1167 | 107.5373 | 107.5373 | 107.5373 | 107.5373 | 107.5373 | 107.5373 | 107.5373 | 0.0093814 | 0.0093814 | 0.0093814 | 0.0093814 | 0.0093814 | 0.0093814 | 0.0093814 | 0 | 0 | 0 | 0 | 0 | 0 | 0 | 0 | 0 | 0 | 0 | 0 | 0 | 0 | 0 | 0 | 0 | 0 | 0 | 0 | 0 | 0 | 0 | 0 | 0 | 0 | 0 | 0 | 16.2333 | 32.4667 | 32.4667 | 32.4667 | 32.4667 | 32.4667 | 32.4667 | 215.0745 | 430.149 | 430.149 | 430.149 | 430.149 | 430.149 | 430.149 | 0.018763 | 0.037526 | 0.037526 | 0.037526 | 0.037526 | 0.037526 | 0.037526 | 0 | 0 | 0 | 0 | 0 | 0 | 0 | 26 | 0 | 0 | 0 | 211.0333 | 2795.9686 | 0.24392 | 0
6-KU | KU-Small Business Direct Install - Water Conservation Sprayers | Pre-rinse Spray Valves 1.15GPM | Existing 1.6 GPM | Per Unit | Full Cost | 0 | 0 | 0 | 0 | 0 |  | 0 | 0 | 0 | 43.49 | 922.2135 | 0 | 0 | Based on the Mid Atlantic TRM v10 (p 355) "Pre Rinse Spray Valve". Engineering Calculation | 0% | 1 | 2 | 2 | 4 | 4 | 4 | 4 | 4 | 4 | Electric | Commercial | Small Office | Water Heat | Existing | NA | NA | NA | OFFSMElecDHW | OFFSMGasDHW | KU NonRes | 5 | 5 | Mid Atlantic TRM v10 | 100% | 100% | 0% | 0 | 0 | 0 | 0 | 0 | 0 | 0 | 0 | 0 | 0 | 0 | 0 | 0 | 0 | 0 | 0 | 0 | 0 | 0 | 0 | 0 | 43.49 | 43.49 | 43.49 | 43.49 | 43.49 | 43.49 | 43.49 | 922.2135 | 922.2135 | 922.2135 | 922.2135 | 922.2135 | 922.2135 | 922.2135 | 0 | 0 | 0 | 0 | 0 | 0 | 0 | 0 | 0 | 0 | 0 | 0 | 0 | 0 | 0 | 0 | 0 | 0 | 0 | 0 | 0 | 0 | 0 | 0 | 0 | 0 | 0 | 0 | 0 | 0 | 0 | 0 | 0 | 0 | 0 | 86.98 | 173.96 | 173.96 | 173.96 | 173.96 | 173.96 | 173.96 | 1844.4269 | 3688.8539 | 3688.8539 | 3688.8539 | 3688.8539 | 3688.8539 | 3688.8539 | 0 | 0 | 0 | 0 | 0 | 0 | 0 | 0 | 0 | 0 | 0 | 0 | 0 | 0 | 26 | 0 | 0 | 0 | 1130.74 | 23977.5503 | 0 | 0
1-LGE | LG&E-Small Business Audit - On Site | In person audit with no cost to customer | Existing conditions | Per Audit | Full Cost | 0 | 0 | 0 | 0 | 0 | No cost audit | 0 | 0 | 0 | 750 | 0 | 0 | 0 | No savings for the audit | 0% | 1 | 50 | 50 | 100 | 100 | 100 | 100 | 100 | 100 | Both | Commercial | Small Office | All | Existing | NA | NA | NA | OFFLGElecTotl | OFFSMGasDHW | LGE NonRes | 1 | 1 | Annual program life | 100% | 100% | 100% | 0 | 0 | 0 | 0 | 0 | 0 | 0 | 0 | 0 | 0 | 0 | 0 | 0 | 0 | 0 | 0 | 0 | 0 | 0 | 0 | 0 | 750 | 750 | 750 | 750 | 750 | 750 | 750 | 0 | 0 | 0 | 0 | 0 | 0 | 0 | 0 | 0 | 0 | 0 | 0 | 0 | 0 | 0 | 0 | 0 | 0 | 0 | 0 | 0 | 0 | 0 | 0 | 0 | 0 | 0 | 0 | 0 | 0 | 0 | 0 | 0 | 0 | 0 | 0 | 0 | 0 | 0 | 0 | 0 | 0 | 37500 | 75000 | 75000 | 75000 | 75000 | 75000 | 75000 | 0 | 0 | 0 | 0 | 0 | 0 | 0 | 0 | 0 | 0 | 0 | 0 | 0 | 0 | 0 | 0 | 0 | 0 | 0 | 0 | 0 | 650 | 0 | 0 | 0 | 487500 | 0 | 0 | 0
2-LGE | LG&E-Small Business Direct Install - LED Lighting Bulbs | Linear LED Direct Install Bulbs | Existing Lighting | Per Unit | Full Cost | 0 | 0 | 0 | 0 | 0 |  | 0 | 0 | 0 | 6.3333 | 39.498 | 0.010748 | 0 | Benchmark from another jurisdiction | 0% | 1 | 937.5 | 937.5 | 1875 | 1875 | 1875 | 1875 | 1875 | 1875 | Both | Commercial | Small Office | Lighting | Existing | NA | NA | NA | OFFLGInLight | OFFSMGasDHW | LGE NonRes | 15 | 15 | Measure life is not to exceed 15 years based on Mid Atlantic TRM v10, p.279 (Even though the rated hours may last longer than 15 years, due to remodeling effects a maximum of 15 years is assumed) & PA TRM Vol 3 p.1. New Linear Fluorescent Fixture: 15 years (PA TRM v3, p.1) | 100% | 100% | 0% | 0 | 0 | 0 | 0 | 0 | 0 | 0 | 0 | 0 | 0 | 0 | 0 | 0 | 0 | 0 | 0 | 0 | 0 | 0 | 0 | 0 | 6.3333 | 6.3333 | 6.3333 | 6.3333 | 6.3333 | 6.3333 | 6.3333 | 39.498 | 39.498 | 39.498 | 39.498 | 39.498 | 39.498 | 39.498 | 0.010748 | 0.010748 | 0.010748 | 0.010748 | 0.010748 | 0.010748 | 0.010748 | 0 | 0 | 0 | 0 | 0 | 0 | 0 | 0 | 0 | 0 | 0 | 0 | 0 | 0 | 0 | 0 | 0 | 0 | 0 | 0 | 0 | 0 | 0 | 0 | 0 | 0 | 0 | 0 | 5937.5 | 11875 | 11875 | 11875 | 11875 | 11875 | 11875 | 37029.3377 | 74058.6755 | 74058.6755 | 74058.6755 | 74058.6755 | 74058.6755 | 74058.6755 | 10.0765 | 20.153 | 20.153 | 20.153 | 20.153 | 20.153 | 20.153 | 0 | 0 | 0 | 0 | 0 | 0 | 0 | 12187.5 | 0 | 0 | 0 | 77187.5 | 481381.3908 | 130.9943 | 0
3-LGE | LG&E-Small Business Direct Install - LED Lighting Retrofit Fixtures | Linear LED Direct Install Retrofits | Existing Lighting | Per Unit | Full Cost | 0 | 0 | 0 | 0 | 0 |  | 0 | 0 | 0 | 60 | 149.088 | 0.04057 | 0 | Benchmark from another jurisdiction | 0% | 1 | 468.75 | 468.75 | 937.5 | 937.5 | 937.5 | 937.5 | 937.5 | 937.5 | Both | Commercial | Small Office | Lighting | Existing | NA | NA | NA | OFFLGInLight | OFFSMGasDHW | LGE NonRes | 15 | 15 | Measure life is not to exceed 15 years based on Mid Atlantic TRM v10, p.279 (Even though the rated hours may last longer than 15 years, due to remodeling effects a maximum of 15 years is assumed) & PA TRM Vol 3 p.1. New Linear Fluorescent Fixture: 15 years (PA TRM v3, p.1) | 100% | 100% | 0% | 0 | 0 | 0 | 0 | 0 | 0 | 0 | 0 | 0 | 0 | 0 | 0 | 0 | 0 | 0 | 0 | 0 | 0 | 0 | 0 | 0 | 60 | 60 | 60 | 60 | 60 | 60 | 60 | 149.088 | 149.088 | 149.088 | 149.088 | 149.088 | 149.088 | 149.088 | 0.04057 | 0.04057 | 0.04057 | 0.04057 | 0.04057 | 0.04057 | 0.04057 | 0 | 0 | 0 | 0 | 0 | 0 | 0 | 0 | 0 | 0 | 0 | 0 | 0 | 0 | 0 | 0 | 0 | 0 | 0 | 0 | 0 | 0 | 0 | 0 | 0 | 0 | 0 | 0 | 28125 | 56250 | 56250 | 56250 | 56250 | 56250 | 56250 | 69884.9964 | 139769.9928 | 139769.9928 | 139769.9928 | 139769.9928 | 139769.9928 | 139769.9928 | 19.0172 | 38.0344 | 38.0344 | 38.0344 | 38.0344 | 38.0344 | 38.0344 | 0 | 0 | 0 | 0 | 0 | 0 | 0 | 6093.75 | 0 | 0 | 0 | 365625 | 908504.9535 | 247.2239 | 0
4-LGE | LG&E-Small Business Direct Install - Water Conservation Aerators | Aerators 0.5 GPM | Existing 2.2 GPM | Per Unit | Full Cost | 0 | 0 | 0 | 0 | 0 |  | 0 | 0 | 0 | 1.7233 | 31.6622 | 0.0015728 | 2.2687 | Based on the Mid Atlantic TRM v10 (p 133) for the residential measure "Faucet Aerators" for the bathroom. Engineering Calculation. | 0% | 1 | 5 | 5 | 10 | 10 | 10 | 10 | 10 | 10 | Both | Commercial | Small Office | Water Heat | Existing | NA | NA | NA | OFFSMElecDHW | OFFSMGasDHW | LGE NonRes | 10 | 10 | Mid Atlantic TRM v10 | 100% | 100% | 100% | 0 | 0 | 0 | 0 | 0 | 0 | 0 | 0 | 0 | 0 | 0 | 0 | 0 | 0 | 0 | 0 | 0 | 0 | 0 | 0 | 0 | 1.7233 | 1.7233 | 1.7233 | 1.7233 | 1.7233 | 1.7233 | 1.7233 | 31.6622 | 31.6622 | 31.6622 | 31.6622 | 31.6622 | 31.6622 | 31.6622 | 0.0015728 | 0.0015728 | 0.0015728 | 0.0015728 | 0.0015728 | 0.0015728 | 0.0015728 | 2.2687 | 2.2687 | 2.2687 | 2.2687 | 2.2687 | 2.2687 | 2.2687 | 0 | 0 | 0 | 0 | 0 | 0 | 0 | 0 | 0 | 0 | 0 | 0 | 0 | 0 | 0 | 0 | 0 | 0 | 0 | 0 | 0 | 8.6167 | 17.2333 | 17.2333 | 17.2333 | 17.2333 | 17.2333 | 17.2333 | 158.3112 | 316.6224 | 316.6224 | 316.6224 | 316.6224 | 316.6224 | 316.6224 | 0.007864 | 0.015728 | 0.015728 | 0.015728 | 0.015728 | 0.015728 | 0.015728 | 11.3433 | 22.6866 | 22.6866 | 22.6866 | 22.6866 | 22.6866 | 22.6866 | 65 | 0 | 0 | 0 | 112.0167 | 2058.0453 | 0.10223 | 147.4631
5-LGE | LG&E-Small Business Direct Install - Water Conservation Showerheads | Showerhead 1.5 GPM | Existing 2.5 GPM | Per Unit | Full Cost | 0 | 0 | 0 | 0 | 0 |  | 0 | 0 | 0 | 8.1167 | 107.5373 | 0.0093814 | 7.7053 | Based on the Mid Atlantic TRM v10 (p 137) for the residential measure "Low Flow Showerhead". Engineering Calculation | 0% | 1 | 2 | 2 | 4 | 4 | 4 | 4 | 4 | 4 | Both | Commercial | Small Office | Water Heat | Existing | NA | NA | NA | OFFSMElecDHW | OFFSMGasDHW | LGE NonRes | 10 | 10 | Mid Atlantic TRM v10 | 100% | 100% | 100% | 0 | 0 | 0 | 0 | 0 | 0 | 0 | 0 | 0 | 0 | 0 | 0 | 0 | 0 | 0 | 0 | 0 | 0 | 0 | 0 | 0 | 8.1167 | 8.1167 | 8.1167 | 8.1167 | 8.1167 | 8.1167 | 8.1167 | 107.5373 | 107.5373 | 107.5373 | 107.5373 | 107.5373 | 107.5373 | 107.5373 | 0.0093814 | 0.0093814 | 0.0093814 | 0.0093814 | 0.0093814 | 0.0093814 | 0.0093814 | 7.7053 | 7.7053 | 7.7053 | 7.7053 | 7.7053 | 7.7053 | 7.7053 | 0 | 0 | 0 | 0 | 0 | 0 | 0 | 0 | 0 | 0 | 0 | 0 | 0 | 0 | 0 | 0 | 0 | 0 | 0 | 0 | 0 | 16.2333 | 32.4667 | 32.4667 | 32.4667 | 32.4667 | 32.4667 | 32.4667 | 215.0745 | 430.149 | 430.149 | 430.149 | 430.149 | 430.149 | 430.149 | 0.018763 | 0.037526 | 0.037526 | 0.037526 | 0.037526 | 0.037526 | 0.037526 | 15.4105 | 30.821 | 30.821 | 30.821 | 30.821 | 30.821 | 30.821 | 26 | 0 | 0 | 0 | 211.0333 | 2795.9686 | 0.24392 | 200.3367
6-LGE | LG&E-Small Business Direct Install - Water Conservation Sprayers | Pre-rinse Spray Valves 1.15GPM | Existing 1.6 GPM | Per Unit | Full Cost | 0 | 0 | 0 | 0 | 0 |  | 0 | 0 | 0 | 43.49 | 922.2135 | 0 | 69.7849 | Based on the Mid Atlantic TRM v10 (p 355) "Pre Rinse Spray Valve". Engineering Calculation | 0% | 1 | 2 | 2 | 4 | 4 | 4 | 4 | 4 | 4 | Both | Commercial | Small Office | Water Heat | Existing | NA | NA | NA | OFFSMElecDHW | OFFSMGasDHW | LGE NonRes | 5 | 5 | Mid Atlantic TRM v10 | 100% | 100% | 100% | 0 | 0 | 0 | 0 | 0 | 0 | 0 | 0 | 0 | 0 | 0 | 0 | 0 | 0 | 0 | 0 | 0 | 0 | 0 | 0 | 0 | 43.49 | 43.49 | 43.49 | 43.49 | 43.49 | 43.49 | 43.49 | 922.2135 | 922.2135 | 922.2135 | 922.2135 | 922.2135 | 922.2135 | 922.2135 | 0 | 0 | 0 | 0 | 0 | 0 | 0 | 69.7849 | 69.7849 | 69.7849 | 69.7849 | 69.7849 | 69.7849 | 69.7849 | 0 | 0 | 0 | 0 | 0 | 0 | 0 | 0 | 0 | 0 | 0 | 0 | 0 | 0 | 0 | 0 | 0 | 0 | 0 | 0 | 0 | 86.98 | 173.96 | 173.96 | 173.96 | 173.96 | 173.96 | 173.96 | 1844.4269 | 3688.8539 | 3688.8539 | 3688.8539 | 3688.8539 | 3688.8539 | 3688.8539 | 0 | 0 | 0 | 0 | 0 | 0 | 0 | 139.5698 | 279.1396 | 279.1396 | 279.1396 | 279.1396 | 279.1396 | 279.1396 | 26 | 0 | 0 | 0 | 1130.74 | 23977.5503 | 0 | 1814.4073
2022 planning notes
Assuming the audit implementation cost is the same as residential audit.
Using the residential showerhead/aerator inputs as these are residential measures. I am also using the equipment/fuel shares same as residential
LOW FLOW SHOWER HEAD (1.5 GPM)
| Cost | Source (09/19/2022)
| 5.95 | https://www.conservationmart.com/p-7177-bits-15-gpm-showerhead-b150-ch-chrome.aspx?gclid=EAIaIQobChMIq_n6hpKi-gIVrxNMCh3C9gSbEAQYCiABEgLEl_D_BwE
| 8.95 | https://www.conservationmart.com/p-2138-sava-spa-15-gpm-chrome-showerhead-n2515ch.aspx?gclid=EAIaIQobChMIq_n6hpKi-gIVrxNMCh3C9gSbEAQYBCABEgIA9_D_BwE
| 9.45 | https://www.conservationwarehouse.com/earth-massage-showerhead-chrome.html?utm_source=Earth-Massage-Chrome-Showerhead&utm_medium=google-shopping%2Bengine&utm_campaign=PLA-Showerheads&gclid=EAIaIQobChMIq_n6hpKi-gIVrxNMCh3C9gSbEAQYAiABEgKGl_D_BwE
| 8.1167 | Average
FAUCET AERATOR (0.5 GPM)
| Cost | Source (09/19/2022)
| 1.86 | http://www.supplyhouse.com/Wal-rich-4309500-Lo-Flo-Chrome-Plated-Male-x-Female-Faucet-Aerator-5-GPM-Lead-Free
| 1.05 | https://www.conservationmart.com/p-8231-bits-05-gpm-faucet-aerator-needle-spray-ban050.aspx
| 2.26 | https://www.grainger.com/product/10N182?gucid=N:N:FPL:Free:MS:CSM-1946:tew63h4:20501231
| 1.7233 | Average | [6 empty] | ASSUMING SAME STAURATIONS AS RESIDENTIAL
[14 empty] | LGE | \\cadmusgroup.org\projects\6936-LGEKU_2023_DR_Potential\Demand Response\LGE\Summer Model\Inputs\Inputs_Global_LGE_Summer.xlsx
| PRE RINSE SPRAY VALVE (1.15 GPM) | [7 empty] | Equipment saturations LGE |  | Equipment Saturations KU
| Cost | Source (09/20/2022) | [6 empty] | Electric water heater | 34% | Electric water heater | 43%
| 42.99 | https://www.webstaurantstore.com/fisher-2949-ultra-pre-rinse-spray-valve-for-pre-rinse-units/3402949.html?utm_source=google&utm_medium=cpc&utm_campaign=GoogleShopping&gclid=EAIaIQobChMIop7zisCh-gIVXRXUAR2NyQGIEAQYASABEgI6IvD_BwE | [6 empty] | NG water heater | 66% | NG water heater | 57%
| 27.99 | https://www.webstaurantstore.com/assure-parts-1-15-gpm-pre-rinse-spray-valve/190FPRSVHF.html?utm_source=google&utm_medium=cpc&utm_campaign=GoogleShopping&gclid=EAIaIQobChMIlae59O-j-gIVrhXUAR20Hgz-EAQYAiABEgL23vD_BwE | [6 empty] | Electric furnace | 16.4% | Electric furnace | 16.4%
| 59.49 | https://www.webstaurantstore.com/waterloo-prsv-1-15-gpm-pre-rinse-spray-valve/750PRSV.html?utm_source=google&utm_medium=freeclicks&utm_campaign=GoogleShopping | [6 empty] | Natural gas furnace | 54% | Natural gas furnace | 54% |  | KU | \\cadmusgroup.org\projects\6936-LGEKU_2023_DR_Potential\Demand Response\KU\Summer Model\Inputs\Inputs_Global_KU_Summer.xlsx
| 43.49 | Average | [6 empty] | Central AC | 71.2% | Central AC | 71.2%
[9 empty] | ASHP | 23.4% | ASHP | 23.4%
KU
|  |  | Kit item | Unit | Total Cost | Unit kWh Savings | Unit kW savings | Unit therms savings | Affected eq. | Electric eq. saturation | NG eq. saturation | % installation rate (100% as this is direct install) | Total kWh savings | Total kW savings | Total therms savings | Savings source | Savings assumptions | Measure life
|  |  | Low flow aeretor (2.2. to 0.5 gpm), bathroom | 1 |  | 82.2396 | 0.0040852 | 0 | Water heater | 0.43 | 0.57 | 1 | 35.363 | 0.0017566 | 0 | Mid-At TRM, v10, p.133 & PA TRM (2021), v2, p.79 | Electric domestic water heater. The baseline is a standard faucet aerator using 2.2 GPM. Average minutes of use per person per fixture per day is 1.6 minutes for bathrooms. For kW savings, assume 13% faucet use takes place during peak hours and the peak period is 180 minutes. | 10
|  |  | Low flow aeretor (2.2. to 0.5 gpm), kitchen | 1 |  | 211.2889 | 0.010496 | 0 | Water heater | 0.43 | 0.57 | 1 | 90.8542 | 0.0045131 | 0 | Mid-At TRM, v10, p.133 | Electric domestic water heater. The baseline is a standard faucet aerator using 2.2 GPM. Average minutes of use per person per fixture per day is 1.6 minutes for bathrooms. For kW savings, assume 13% faucet use takes place during peak hours and the peak period is 180 minutes. | 10
|  |  | Low flow (2.5 to 1.5 gpm) Showerhead | 1 |  | 279.3175 | 0.024367 | 0 | Water heater | 0.43 | 0.57 | 1 | 120.1065 | 0.010478 | 0 | Mid-At TRM, v10, p.137 | The baseline is a standard showerhead using 2.5 GPM. | 10
|  |  | Pre rinse spray valve (1.6 to 1.15 gpm) | 1 |  | 2395.3597 | 0 | 0 | Water heater | 0.43 | 0.57 | 1 | 1030.0047 | 0 | 0 | Mid-At TRM, v10, p.355 | Typical supply water temperature of 70°F and a hot water storage tank temperature of 140°F. | 5
LGE
|  |  | Kit item | Unit | Total Cost | Unit kWh Savings | Unit kW savings | Unit therms savings | Affected eq. | Electric eq. saturation | NG eq. saturation | % installation rate (100% as this is direct install) | Total kWh savings | Total kW savings | Total therms savings | Savings source | Savings assumptions | Measure life
|  |  | Low flow aeretor (2.2. to 0.5 gpm), bathroom | 1 |  | 82.2396 | 0.0040852 | 3.4374 | Water heater | 0.34 | 0.66 | 1 | 27.9615 | 0.001389 | 2.2687 | Mid-At TRM, v10, p.133 | Electric domestic water heater. The baseline is a standard faucet aerator using 2.2 GPM. Average minutes of use per person per fixture per day is 1.6 minutes for bathrooms. For kW savings, assume 13% faucet use takes place during peak hours and the peak period is 180 minutes. | 10
|  |  | Low flow aeretor (2.2. to 0.5 gpm), kitchen | 1 |  | 211.2889 | 0.010496 | 8.8312 | Water heater | 0.34 | 0.66 | 1 | 71.8382 | 0.0035685 | 5.8286 | Mid-At TRM, v10, p.133 | Electric domestic water heater. The baseline is a standard faucet aerator using 2.2 GPM. Average minutes of use per person per fixture per day is 1.6 minutes for bathrooms. For kW savings, assume 13% faucet use takes place during peak hours and the peak period is 180 minutes. | 10
|  |  | Low flow (2.5 to 1.5 gpm) Showerhead | 1 |  | 279.3175 | 0.024367 | 11.6746 | Water heater | 0.34 | 0.66 | 1 | 94.968 | 0.0082849 | 7.7053 | Mid-At TRM, v10, p.137 | The baseline is a standard showerhead using 2.5 GPM. | 10
|  |  | Pre rinse spray valve (1.6 to 1.15 gpm) | 1 |  | 2395.3597 | 0 | 105.7347 | Water heater | 0.34 | 0.66 | 1 | 814.4223 | 0 | 69.7849 | Mid-At TRM, v10, p.355 | Typical supply water temperature of 70°F and a hot water storage tank temperature of 140°F. | 5
Good reading about faucet aerators:
https://www.cleanenergyresourceteams.org/faucet-aerators-are-great-water-and-energy-savings-when-should-you-use-them

## AE analysis - Biz rebate
[7 empty] | 283 | current assumption per year (tons)
[7 empty] | 2.6077 | x higher than current for mid-tier efficiency
[7 empty] | 6.9539 | x higher than current
[7 empty] | 1.2858 | 3.4287
| IPLV |  | kWh |  |  |  |  | New savings estimates
Type | Eff | Baseline | Hospital - Medical | Lodging - Hotel | Office* |  |  | 2025 | 2026 | 2027 | 2028 | 2029 | 2030
Trane Ascend ACS, scroll | 16 | 14 | 208.6199 | 239.3149 | 117.9965 | 59039.4301 | Office | 61220.5046 | 61220.5046 | 61220.5046 | 61220.5046 | 61220.5046 | 61220.5046
Carrier 30XV, VFD compressors and fans | 21 | 14 | 556.3197 | 638.1731 | 314.6573 | 157438.4802 | Large hospital/lodging | 216477.9103 | 216477.9103 | 216477.9103 | 216477.9103 | 216477.9103 | 216477.9103
[7 empty] | Total | 277698.4148 | 277698.4148 | 277698.4148 | 277698.4148 | 277698.4148 | 277698.4148
Full load hours - Maryland scaled up | [7 empty] | 25971.3105 | 25971.3105 | 25971.3105 | 25971.3105 | 25971.3105 | 25971.3105
Building type | FLH | Scaled up for KY | Notes | Source
Hospital - Medical | 1570 | 1947.119
Lodging - Hotel | 1801 | 2233.606 | at page 441 | https://neep.org/sites/default/files/resources/Mid_Atlantic_TRM_V9_Final_clean_wUpdateSummary%20-%20CT%20FORMAT.pdf
Office | 888 | 1101.3004 | Everything else

## Business Rebates
Merged together in Business Rebates. (Small business audit and midstream lighting). Modeled separately for flexibility. _Measure Details_Measure ID | __Measure Name | __Measure Description/Qualification | __Base Equipment | __Old Per Unit Assumption | __Per Unit Assumption | _First Year Costs_Full or Incremental Cost | __Full/Incremental Equipment Cost (Per Unit) | __Full/Incremental Labor Cost (Per Unit) | __Full/Incremental Cost (Per Unit) | __Incremental Annual O&M (Per Unit) | __50% of Incremental Cost | __Cost Sources | __Current Incentive | __Proposed Incentive Level | __Dealer Incentive | __Implementation Cost | _First Year Energy Savings_Electric kWh Savings Per Unit | __Electric kW Savings Per Unit | __Natural Gas Therms Savings Per Unit | __Energy Savings Source | _Participation Assumptions_Escalation Rate | __Number of Unit Per Participant | __2018 | __2019 | __2020 | __2021 | __Projected 2022 | __Projected 2023 | __Participation 2024 | __Participation 2025 | __Participation 2026 | __Participation 2027 | __Participation 2028 | __Participation 2029 | __Participation 2030 | _Modeling Measure-level Inputs_Fuel Type | __Sector | __Segment | __Enduse | __Construction Type | __Potential Study Measure Name | __Potential Study Measure Description | __Potential Study Baseline Description | __Electric Load Shape | __Natural Gas Load Shape | __Customer Rate Class | __Measure Life | __Baseline Life | __Life Source | _Measure Tier Share_Tier Share | _Measure Fuel Weights_Electric Share | __Natural Gas Share | Per Unit_Incremental Costs_2024 | Per Unit_Incremental Costs_2025 | Per Unit_Incremental Costs_2026 | Per Unit_Incremental Costs_2027 | Per Unit_Incremental Costs_2028 | Per Unit_Incremental Costs_2029 | Per Unit_Incremental Costs_2030 | Per Unit_Incremental Annual O&M_2024 | Per Unit_Incremental Annual O&M_2025 | Per Unit_Incremental Annual O&M_2026 | Per Unit_Incremental Annual O&M_2027 | Per Unit_Incremental Annual O&M_2028 | Per Unit_Incremental Annual O&M_2029 | Per Unit_Incremental Annual O&M_2030 | Per Unit_Customer & Dealer Incentives_2024 | Per Unit_Customer & Dealer Incentives_2025 | Per Unit_Customer & Dealer Incentives_2026 | Per Unit_Customer & Dealer Incentives_2027 | Per Unit_Customer & Dealer Incentives_2028 | Per Unit_Customer & Dealer Incentives_2029 | Per Unit_Customer & Dealer Incentives_2030 | Per Unit_Implementation Cost_2024 | Per Unit_Implementation Cost_2025 | Per Unit_Implementation Cost_2026 | Per Unit_Implementation Cost_2027 | Per Unit_Implementation Cost_2028 | Per Unit_Implementation Cost_2029 | Per Unit_Implementation Cost_2030 | Per Unit_kWh _2024 | Per Unit_kWh _2025 | Per Unit_kWh _2026 | Per Unit_kWh _2027 | Per Unit_kWh _2028 | Per Unit_kWh _2029 | Per Unit_kWh _2030 | Per Unit_kW_2024 | Per Unit_kW_2025 | Per Unit_kW_2026 | Per Unit_kW_2027 | Per Unit_kW_2028 | Per Unit_kW_2029 | Per Unit_kW_2030 | Per Unit_Therms_2024 | Per Unit_Therms_2025 | Per Unit_Therms_2026 | Per Unit_Therms_2027 | Per Unit_Therms_2028 | Per Unit_Therms_2029 | Per Unit_Therms_2030 | Program_Incremental Costs_2024 | Program_Incremental Costs_2025 | Program_Incremental Costs_2026 | Program_Incremental Costs_2027 | Program_Incremental Costs_2028 | Program_Incremental Costs_2029 | Program_Incremental Costs_2030 | Program_Incremental Annual O&M_2024 | Program_Incremental Annual O&M_2025 | Program_Incremental Annual O&M_2026 | Program_Incremental Annual O&M_2027 | Program_Incremental Annual O&M_2028 | Program_Incremental Annual O&M_2029 | Program_Incremental Annual O&M_2030 | Program_Customer & Dealer Incentives_2024 | Program_Customer & Dealer Incentives_2025 | Program_Customer & Dealer Incentives_2026 | Program_Customer & Dealer Incentives_2027 | Program_Customer & Dealer Incentives_2028 | Program_Customer & Dealer Incentives_2029 | Program_Customer & Dealer Incentives_2030 | Program_Implementation Costs_2024 | Program_Implementation Costs_2025 | Program_Implementation Costs_2026 | Program_Implementation Costs_2027 | Program_Implementation Costs_2028 | Program_Implementation Costs_2029 | Program_Implementation Costs_2030 | Program_kWh _2024 | Program_kWh _2025 | Program_kWh _2026 | Program_kWh _2027 | Program_kWh _2028 | Program_kWh _2029 | Program_kWh _2030 | Program_kW_2024 | Program_kW_2025 | Program_kW_2026 | Program_kW_2027 | Program_kW_2028 | Program_kW_2029 | Program_kW_2030 | Program_Therms_2024 | Program_Therms_2025 | Program_Therms_2026 | Program_Therms_2027 | Program_Therms_2028 | Program_Therms_2029 | Program_Therms_2030 | _Total Plan Summary 2024 - 2030_Participation | __Incremental Costs ($) | __Incremental Annual O&M ($) | __Customer & Dealer Incentives ($) | __Implementation Costs ($) | __Electric kWh Benefits | __Electric kW Peak Demand Benefits | __Natural Gas Therms Benefits
Commercial Energy Rebates | [52 empty] | Costs | [27 empty] | Electric Benefits | [6 empty] | Electric Peak Demand Benefits | [6 empty] | Natural Gas Benefits | [6 empty] | Costs | [27 empty] | Electric Benefits | [6 empty] | Electric Peak Demand Benefits | [6 empty] | Natural Gas Benefits
Merged together in Business Rebates. (Small business audit and midstream lighting). Modeled separately for flexibility. | [52 empty] | Per Unit | Per Unit | Per Unit | Per Unit | Per Unit | Per Unit | Per Unit | Per Unit | Per Unit | Per Unit | Per Unit | Per Unit | Per Unit | Per Unit | Per Unit | Per Unit | Per Unit | Per Unit | Per Unit | Per Unit | Per Unit | Per Unit | Per Unit | Per Unit | Per Unit | Per Unit | Per Unit | Per Unit | Per Unit | Per Unit | Per Unit | Per Unit | Per Unit | Per Unit | Per Unit | Per Unit | Per Unit | Per Unit | Per Unit | Per Unit | Per Unit | Per Unit | Per Unit | Per Unit | Per Unit | Per Unit | Per Unit | Per Unit | Per Unit | Program | Program | Program | Program | Program | Program | Program | Program | Program | Program | Program | Program | Program | Program | Program | Program | Program | Program | Program | Program | Program | Program | Program | Program | Program | Program | Program | Program | Program | Program | Program | Program | Program | Program | Program | Program | Program | Program | Program | Program | Program | Program | Program | Program | Program | Program | Program | Program | Program
Measure Details | [5 empty] | First Year Costs | [10 empty] | First Year Energy Savings |  |  |  | Participation Assumptions | [14 empty] | Modeling Measure-level Inputs | [13 empty] | Measure Tier Share | Measure Fuel Weights |  | Incremental Costs | Incremental Costs | Incremental Costs | Incremental Costs | Incremental Costs | Incremental Costs | Incremental Costs | Incremental Annual O&M | Incremental Annual O&M | Incremental Annual O&M | Incremental Annual O&M | Incremental Annual O&M | Incremental Annual O&M | Incremental Annual O&M | Customer & Dealer Incentives | Customer & Dealer Incentives | Customer & Dealer Incentives | Customer & Dealer Incentives | Customer & Dealer Incentives | Customer & Dealer Incentives | Customer & Dealer Incentives | Implementation Cost | Implementation Cost | Implementation Cost | Implementation Cost | Implementation Cost | Implementation Cost | Implementation Cost | kWh | kWh | kWh | kWh | kWh | kWh | kWh | kW | kW | kW | kW | kW | kW | kW | Therms | Therms | Therms | Therms | Therms | Therms | Therms | Incremental Costs | Incremental Costs | Incremental Costs | Incremental Costs | Incremental Costs | Incremental Costs | Incremental Costs | Incremental Annual O&M | Incremental Annual O&M | Incremental Annual O&M | Incremental Annual O&M | Incremental Annual O&M | Incremental Annual O&M | Incremental Annual O&M | Customer & Dealer Incentives | Customer & Dealer Incentives | Customer & Dealer Incentives | Customer & Dealer Incentives | Customer & Dealer Incentives | Customer & Dealer Incentives | Customer & Dealer Incentives | Implementation Costs | Implementation Costs | Implementation Costs | Implementation Costs | Implementation Costs | Implementation Costs | Implementation Costs | kWh | kWh | kWh | kWh | kWh | kWh | kWh | kW | kW | kW | kW | kW | kW | kW | Therms | Therms | Therms | Therms | Therms | Therms | Therms | Total Plan Summary 2024 - 2030
Measure ID | Measure Name | Measure Description/Qualification | Base Equipment | Old Per Unit Assumption | Per Unit Assumption | Full or Incremental Cost | Full/Incremental Equipment Cost (Per Unit) | Full/Incremental Labor Cost (Per Unit) | Full/Incremental Cost (Per Unit) | Incremental Annual O&M (Per Unit) | 50% of Incremental Cost | Cost Sources | Current Incentive | Proposed Incentive Level | Dealer Incentive | Implementation Cost | Electric kWh Savings Per Unit | Electric kW Savings Per Unit | Natural Gas Therms Savings Per Unit | Energy Savings Source | Escalation Rate | Number of Unit Per Participant | 2018 | 2019 | 2020 | 2021 | Projected 2022 | Projected 2023 | Participation 2024 | Participation 2025 | Participation 2026 | Participation 2027 | Participation 2028 | Participation 2029 | Participation 2030 | Fuel Type | Sector | Segment | Enduse | Construction Type | Potential Study Measure Name | Potential Study Measure Description | Potential Study Baseline Description | Electric Load Shape | Natural Gas Load Shape | Customer Rate Class | Measure Life | Baseline Life | Life Source | Tier Share | Electric Share | Natural Gas Share | 2024 | 2025 | 2026 | 2027 | 2028 | 2029 | 2030 | 2024 | 2025 | 2026 | 2027 | 2028 | 2029 | 2030 | 2024 | 2025 | 2026 | 2027 | 2028 | 2029 | 2030 | 2024 | 2025 | 2026 | 2027 | 2028 | 2029 | 2030 | 2024 | 2025 | 2026 | 2027 | 2028 | 2029 | 2030 | 2024 | 2025 | 2026 | 2027 | 2028 | 2029 | 2030 | 2024 | 2025 | 2026 | 2027 | 2028 | 2029 | 2030 | 2024 | 2025 | 2026 | 2027 | 2028 | 2029 | 2030 | 2024 | 2025 | 2026 | 2027 | 2028 | 2029 | 2030 | 2024 | 2025 | 2026 | 2027 | 2028 | 2029 | 2030 | 2024 | 2025 | 2026 | 2027 | 2028 | 2029 | 2030 | 2024 | 2025 | 2026 | 2027 | 2028 | 2029 | 2030 | 2024 | 2025 | 2026 | 2027 | 2028 | 2029 | 2030 | 2024 | 2025 | 2026 | 2027 | 2028 | 2029 | 2030 | Participation | Incremental Costs ($) | Incremental Annual O&M ($) | Customer & Dealer Incentives ($) | Implementation Costs ($) | Electric kWh Benefits | Electric kW Peak Demand Benefits | Natural Gas Therms Benefits
1 | Commercial Energy Audit | Audit | n/a | Per Audit | Per Audit | Full Cost | 0 | 12000 | 12000 | 0 | 0 | LG&E and KU previous plan max program requirements | 3000 | 3000 | 0 | 0 | 0 | 0 | 0 | No savings for audit | 0% | 1 | 161717 | 76844 | 124722 | 10285.7143 | 67503.8571 | 10 | 10 | 10 | 10 | 10 | 10 | 10 | 10 | Both | Commercial | Large Office | All | Existing |  |  |  | OFFSMCool | OFFSMGasHeat | LGE NonRes | 1 | 1 | Assume audit EUL is one year | 100% | 100% | 100% | 12000 | 12000 | 12000 | 12000 | 12000 | 12000 | 12000 | 0 | 0 | 0 | 0 | 0 | 0 | 0 | 3000 | 3000 | 3000 | 3000 | 3000 | 3000 | 3000 | 0 | 0 | 0 | 0 | 0 | 0 | 0 | 0 | 0 | 0 | 0 | 0 | 0 | 0 | 0 | 0 | 0 | 0 | 0 | 0 | 0 | 0 | 0 | 0 | 0 | 0 | 0 | 0 | 120000 | 120000 | 120000 | 120000 | 120000 | 120000 | 120000 | 0 | 0 | 0 | 0 | 0 | 0 | 0 | 30000 | 30000 | 30000 | 30000 | 30000 | 30000 | 30000 | 0 | 0 | 0 | 0 | 0 | 0 | 0 | 0 | 0 | 0 | 0 | 0 | 0 | 0 | 0 | 0 | 0 | 0 | 0 | 0 | 0 | 0 | 0 | 0 | 0 | 0 | 0 | 0 | 30 | 840000 | 0 | 210000 | 0 | 0 | 0 | 0 | TRUE | TRUE | TRUE | TRUE | TRUE | TRUE | TRUE | TRUE
2 | Air Cooled Chiller | 1.18 kW/ton full load (10.1 EER) | IECC 2012 Code 9.562 EER (1.25 kW/ton) | Per Unit | Per Ton | Incremental Cost | 109 | 0 | 109 | 0 | 54.5 | Mid-Atlantic TRM V9 Electric Chillers (p.435) - Assuming 100 tons from 'Assumptions' tab | 5 | 5 | 0 | 0 | 91.7714 | 0.054014 | 0 | Per unit savings estimate from Mid-Atlantic TRM v9 "Electric Chillers" | 0% | 1 | 582 | 0 | 566 | 0 | 283 | 283 | 283 | 283 | 283 | 283 | 283 | 283 | 283 | Electric | Commercial | Miscellaneous | Cooling Chillers | Existing |  |  |  | OFFSMCool | OFFSMGasHeat | LGE NonRes | 20 | 20 | 2008 Database for Energy-Efficiency Resources (DEER), Version 2008.2.05, “Effective/Remaining Useful Life Values”, California Public Utilities Commission, December 16, 2008 | 100% | 100% | 0% | 109 | 109 | 109 | 109 | 109 | 109 | 109 | 0 | 0 | 0 | 0 | 0 | 0 | 0 | 5 | 5 | 5 | 5 | 5 | 5 | 5 | 0 | 0 | 0 | 0 | 0 | 0 | 0 | 91.7714 | 91.7714 | 91.7714 | 91.7714 | 91.7714 | 91.7714 | 91.7714 | 0.054014 | 0.054014 | 0.054014 | 0.054014 | 0.054014 | 0.054014 | 0.054014 | 0 | 0 | 0 | 0 | 0 | 0 | 0 | 30847 | 30847 | 30847 | 30847 | 30847 | 30847 | 30847 | 0 | 0 | 0 | 0 | 0 | 0 | 0 | 1415 | 1415 | 1415 | 1415 | 1415 | 1415 | 1415 | 0 | 0 | 0 | 0 | 0 | 0 | 0 | 25971.3105 | 25971.3105 | 25971.3105 | 25971.3105 | 25971.3105 | 25971.3105 | 25971.3105 | 15.2859 | 15.2859 | 15.2859 | 15.2859 | 15.2859 | 15.2859 | 15.2859 | 0 | 0 | 0 | 0 | 0 | 0 | 0 | 849 | 215929 | 0 | 9905 | 0 | 181799.1736 | 107.0013 | 0 | TRUE | TRUE | TRUE | TRUE | TRUE | TRUE | TRUE | TRUE
3 | Water Cooled Chiller < 150 Tons | 0.66 kW/ton (full load); 0.54 kW/ton (IPLV) | IECC 2015 - 0.72 kW/ton (full load); 0.56 kW/ton (IPLV) | Per Unit | Per Ton | Incremental Cost | 104 | 0 | 104 | 0 | 52 | Mid-Atlantic TRM V9 Electric Chillers (p.435) - Assuming 100 tons from 'Assumptions' tab, 0.68 kW/ton for efficient equipment to match TRM table, and Water-Cooled Scroll/Screw Chiller Incremental Costs ($/Ton) for Maryland to match baseline kW/ton | 3 | 3 | 0 | 0 | 21.8276 | 0.04848 | 0 | Per unit savings estimate from Mid-Atlantic TRM v9 "Electric Chillers" | 0% | 100 | 0 | 0 | 0 | 0 | 0 | 1 | 0 | 0 | 1 | 0 | 0 | 1 | 0 | Electric | Commercial | Miscellaneous | Cooling Chillers | Existing |  |  |  | OFFSMCool | OFFSMGasHeat | LGE NonRes | 20 | 20 | Based on the DEER 2014 EUL database for the measure "High Efficiency Chillers" | 100% | 100% | 0% | 104 | 104 | 104 | 104 | 104 | 104 | 104 | 0 | 0 | 0 | 0 | 0 | 0 | 0 | 3 | 3 | 3 | 3 | 3 | 3 | 3 | 0 | 0 | 0 | 0 | 0 | 0 | 0 | 21.8276 | 21.8276 | 21.8276 | 21.8276 | 21.8276 | 21.8276 | 21.8276 | 0.04848 | 0.04848 | 0.04848 | 0.04848 | 0.04848 | 0.04848 | 0.04848 | 0 | 0 | 0 | 0 | 0 | 0 | 0 | 0 | 0 | 10400 | 0 | 0 | 10400 | 0 | 0 | 0 | 0 | 0 | 0 | 0 | 0 | 0 | 0 | 300 | 0 | 0 | 300 | 0 | 0 | 0 | 0 | 0 | 0 | 0 | 0 | 0 | 0 | 2182.7576 | 0 | 0 | 2182.7576 | 0 | 0 | 0 | 4.848 | 0 | 0 | 4.848 | 0 | 0 | 0 | 0 | 0 | 0 | 0 | 0 | 1 | 20800 | 0 | 600 | 0 | 4365.5152 | 9.696 | 0 | TRUE | TRUE | TRUE | TRUE | TRUE | TRUE | TRUE | TRUE
4 | Water Cooled Chiller ≥ 150 Tons & ≤ 300 Tons | 0.58 kW/ton (full load); 0.49 kW/ton (IPLV) | IECC 2015 - 0.66 kW/ton (full load); 0.54 kW/ton (IPLV) | Per Unit | Per Ton | Incremental Cost | 78 | 0 | 78 | 0 | 39 | Mid-Atlantic TRM V9 Electric Chillers (p.435) - Assuming 200 tons from 'Assumptions' tab, 0.60 kW/ton for efficient equipment to match TRM table, and Water-Cooled Scroll/Screw Chiller Incremental Costs ($/Ton) for Maryland to match baseline kW/ton | 3 | 3 | 0 | 0 | 54.5689 | 0.06464 | 0 | Per unit savings estimate from Mid-Atlantic TRM v9 "Electric Chillers" | 0% | 200 | 300 | 0 | 0 | 0 | 0 | 0 | 1 | 0 | 0 | 1 | 0 | 0 | 1 | Electric | Commercial | Health | Cooling Chillers | Existing |  |  |  | OFFLGCool | OFFSMGasHeat | LGE NonRes | 20 | 20 | Based on the DEER 2014 EUL database for the measure "High Efficiency Chillers" | 100% | 100% | 0% | 78 | 78 | 78 | 78 | 78 | 78 | 78 | 0 | 0 | 0 | 0 | 0 | 0 | 0 | 3 | 3 | 3 | 3 | 3 | 3 | 3 | 0 | 0 | 0 | 0 | 0 | 0 | 0 | 54.5689 | 54.5689 | 54.5689 | 54.5689 | 54.5689 | 54.5689 | 54.5689 | 0.06464 | 0.06464 | 0.06464 | 0.06464 | 0.06464 | 0.06464 | 0.06464 | 0 | 0 | 0 | 0 | 0 | 0 | 0 | 15600 | 0 | 0 | 15600 | 0 | 0 | 15600 | 0 | 0 | 0 | 0 | 0 | 0 | 0 | 600 | 0 | 0 | 600 | 0 | 0 | 600 | 0 | 0 | 0 | 0 | 0 | 0 | 0 | 10913.7881 | 0 | 0 | 10913.7881 | 0 | 0 | 10913.7881 | 12.928 | 0 | 0 | 12.928 | 0 | 0 | 12.928 | 0 | 0 | 0 | 0 | 0 | 0 | 0 | 1 | 46800 | 0 | 1800 | 0 | 32741.3643 | 38.784 | 0 | TRUE | TRUE | TRUE | TRUE | TRUE | TRUE | TRUE | TRUE
5 | Water Cooled Chiller > 300 Tons | 0.53 kW/ton (full load); 0.46 kW/ton (IPLV) | IECC 2015 - 0.56 kW/ton (full load); 0.52 kW/ton (IPLV) | Per Unit | Per Ton | Incremental Cost | 14.33 | 0 | 14.33 | 0 | 7.165 | Mid-Atlantic TRM V9 Electric Chillers (p.435) - Assuming 400 tons from 'Assumptions' tab - See BizRebates_Cost_Savings tab for calculations (assumed Water-Cooled Centrifugal Chiller Incremental Costs ($/Ton) for Maryland for 300 and 600 tons as baseline kW/ton was more accurate) | 3 | 3 | 0 | 0 | 128.3038 | 0.053837 | 0 | LG&E/KU Commercial Rebates Report - Appendix A | 0% | 400 | 2428 | 0 | 0 | 0 | 0 | 0 | 0 | 1 | 0 | 0 | 1 | 0 | 0 | Electric | Commercial | Large Office | Cooling Chillers | Existing |  |  |  | OFFLGCool | OFFSMGasHeat | LGE NonRes | 20 | 20 | Based on the DEER 2014 EUL database for the measure "High Efficiency Chillers" | 100% | 100% | 0% | 14.33 | 14.33 | 14.33 | 14.33 | 14.33 | 14.33 | 14.33 | 0 | 0 | 0 | 0 | 0 | 0 | 0 | 3 | 3 | 3 | 3 | 3 | 3 | 3 | 0 | 0 | 0 | 0 | 0 | 0 | 0 | 128.3038 | 128.3038 | 128.3038 | 128.3038 | 128.3038 | 128.3038 | 128.3038 | 0.053837 | 0.053837 | 0.053837 | 0.053837 | 0.053837 | 0.053837 | 0.053837 | 0 | 0 | 0 | 0 | 0 | 0 | 0 | 0 | 5732 | 0 | 0 | 5732 | 0 | 0 | 0 | 0 | 0 | 0 | 0 | 0 | 0 | 0 | 1200 | 0 | 0 | 1200 | 0 | 0 | 0 | 0 | 0 | 0 | 0 | 0 | 0 | 0 | 51321.5369 | 0 | 0 | 51321.5369 | 0 | 0 | 0 | 21.5349 | 0 | 0 | 21.5349 | 0 | 0 | 0 | 0 | 0 | 0 | 0 | 0 | 0 | 1 | 11464 | 0 | 2400 | 0 | 102643.0738 | 43.0698 | 0 | TRUE | TRUE | TRUE | TRUE | TRUE | TRUE | TRUE | TRUE
6 | Air Cooled Chilled Water Reset, 0-100 tons | Air Cooled Chilled Water Reset | No Reset | Per Unit | Per Unit | Incremental Cost | 400 | 0 | 400 | 0 | 200 | Estimated incentive equals 25% of incremental cost. Reference: Assume 2 point for air cooled. CWST Reset Costs CA 2013 Standard Doc: http://www.energy.ca.gov/title24/2013standards/prerulemaking/documents/2011-08-17_workshop/presentations/05%20Condenser%20Water%20Reset%20Control.pdf | 100 | 100 | 0 | 0 | 2825.8201 | 1.7957 | 0 | LG&E and KU Commercial Rebates Program Impact Evaluation for Chillers - FINAL October 24, 2016 by The Tetra Tech Evaluation Team | 0% | 1 | 0 | 0 | 0 | 0 | 0 | 0 | 0 | 1 | 0 | 0 | 1 | 0 | 0 | Electric | Commercial | Miscellaneous | Cooling Chillers | Existing |  |  |  | OFFSMCool | OFFSMGasHeat | LGE NonRes | 10 | 10 | DEER 2005 and Engineering Judgement. Assuming 10 years. | 100% | 100% | 0% | 400 | 400 | 400 | 400 | 400 | 400 | 400 | 0 | 0 | 0 | 0 | 0 | 0 | 0 | 100 | 100 | 100 | 100 | 100 | 100 | 100 | 0 | 0 | 0 | 0 | 0 | 0 | 0 | 2825.8201 | 2825.8201 | 2825.8201 | 2825.8201 | 2825.8201 | 2825.8201 | 2825.8201 | 1.7957 | 1.7957 | 1.7957 | 1.7957 | 1.7957 | 1.7957 | 1.7957 | 0 | 0 | 0 | 0 | 0 | 0 | 0 | 0 | 400 | 0 | 0 | 400 | 0 | 0 | 0 | 0 | 0 | 0 | 0 | 0 | 0 | 0 | 100 | 0 | 0 | 100 | 0 | 0 | 0 | 0 | 0 | 0 | 0 | 0 | 0 | 0 | 2825.8201 | 0 | 0 | 2825.8201 | 0 | 0 | 0 | 1.7957 | 0 | 0 | 1.7957 | 0 | 0 | 0 | 0 | 0 | 0 | 0 | 0 | 0 | 1 | 800 | 0 | 200 | 0 | 5651.6403 | 3.5914 | 0 | TRUE | TRUE | TRUE | TRUE | TRUE | TRUE | TRUE | TRUE
7 | Air Cooled Chilled Water Reset, 100-200 tons | Air Cooled Chilled Water Reset | No Reset | Per Unit | Per Unit | Incremental Cost | 800 | 0 | 800 | 0 | 400 | Estimated incentive equals 25% of incremental cost. Reference: Assume 2 point for air cooled. CWST Reset Costs CA 2013 Standard Doc: http://www.energy.ca.gov/title24/2013standards/prerulemaking/documents/2011-08-17_workshop/presentations/05%20Condenser%20Water%20Reset%20Control.pdf | 200 | 200 | 0 | 0 | 6704.3426 | 4.2604 | 0 | LG&E and KU Commercial Rebates Program Impact Evaluation for Chillers - FINAL October 24, 2016 by The Tetra Tech Evaluation Team | 0% | 1 | 0 | 0 | 0 | 0 | 0 | 1 | 0 | 0 | 1 | 0 | 0 | 1 | 0 | Electric | Commercial | Miscellaneous | Cooling Chillers | Existing |  |  |  | OFFLGCool | OFFSMGasHeat | LGE NonRes | 10 | 10 | DEER 2005 and Engineering Judgement. Assuming 10 years. | 100% | 100% | 0% | 800 | 800 | 800 | 800 | 800 | 800 | 800 | 0 | 0 | 0 | 0 | 0 | 0 | 0 | 200 | 200 | 200 | 200 | 200 | 200 | 200 | 0 | 0 | 0 | 0 | 0 | 0 | 0 | 6704.3426 | 6704.3426 | 6704.3426 | 6704.3426 | 6704.3426 | 6704.3426 | 6704.3426 | 4.2604 | 4.2604 | 4.2604 | 4.2604 | 4.2604 | 4.2604 | 4.2604 | 0 | 0 | 0 | 0 | 0 | 0 | 0 | 0 | 0 | 800 | 0 | 0 | 800 | 0 | 0 | 0 | 0 | 0 | 0 | 0 | 0 | 0 | 0 | 200 | 0 | 0 | 200 | 0 | 0 | 0 | 0 | 0 | 0 | 0 | 0 | 0 | 0 | 6704.3426 | 0 | 0 | 6704.3426 | 0 | 0 | 0 | 4.2604 | 0 | 0 | 4.2604 | 0 | 0 | 0 | 0 | 0 | 0 | 0 | 0 | 1 | 1600 | 0 | 400 | 0 | 13408.6852 | 8.5208 | 0 | TRUE | TRUE | TRUE | TRUE | TRUE | TRUE | TRUE | TRUE
8 | Air Cooled Chilled Water Reset, 200-300 tons | Air Cooled Chilled Water Reset | No Reset | Per Unit | Per Unit | Incremental Cost | 1200 | 0 | 1200 | 0 | 600 | Estimated incentive equals 25% of incremental cost. Reference: Assume 2 point for air cooled. CWST Reset Costs CA 2013 Standard Doc: http://www.energy.ca.gov/title24/2013standards/prerulemaking/documents/2011-08-17_workshop/presentations/05%20Condenser%20Water%20Reset%20Control.pdf | 300 | 300 | 0 | 0 | 10141.4419 | 6.4445 | 0 | LG&E and KU Commercial Rebates Program Impact Evaluation for Chillers - FINAL October 24, 2016 by The Tetra Tech Evaluation Team | 0% | 1 | 0 | 0 | 0 | 0 | 0 | 0 | 1 | 0 | 0 | 1 | 0 | 0 | 1 | Electric | Commercial | Miscellaneous | Cooling Chillers | Existing |  |  |  | OFFLGCool | OFFSMGasHeat | LGE NonRes | 10 | 10 | DEER 2005 and Engineering Judgement. Assuming 10 years. | 100% | 100% | 0% | 1200 | 1200 | 1200 | 1200 | 1200 | 1200 | 1200 | 0 | 0 | 0 | 0 | 0 | 0 | 0 | 300 | 300 | 300 | 300 | 300 | 300 | 300 | 0 | 0 | 0 | 0 | 0 | 0 | 0 | 10141.4419 | 10141.4419 | 10141.4419 | 10141.4419 | 10141.4419 | 10141.4419 | 10141.4419 | 6.4445 | 6.4445 | 6.4445 | 6.4445 | 6.4445 | 6.4445 | 6.4445 | 0 | 0 | 0 | 0 | 0 | 0 | 0 | 1200 | 0 | 0 | 1200 | 0 | 0 | 1200 | 0 | 0 | 0 | 0 | 0 | 0 | 0 | 300 | 0 | 0 | 300 | 0 | 0 | 300 | 0 | 0 | 0 | 0 | 0 | 0 | 0 | 10141.4419 | 0 | 0 | 10141.4419 | 0 | 0 | 10141.4419 | 6.4445 | 0 | 0 | 6.4445 | 0 | 0 | 6.4445 | 0 | 0 | 0 | 0 | 0 | 0 | 0 | 1 | 3600 | 0 | 900 | 0 | 30424.3257 | 19.3336 | 0 | TRUE | TRUE | TRUE | TRUE | TRUE | TRUE | TRUE | TRUE
9 | Air Cooled Chilled Water Reset, 300-400 tons | Air Cooled Chilled Water Reset | No Reset | Per Unit | Per Unit | Incremental Cost | 2000 | 0 | 2000 | 0 | 1000 | Estimated incentive equals 25% of incremental cost. Reference: Assume 2 point for air cooled. CWST Reset Costs CA 2013 Standard Doc: http://www.energy.ca.gov/title24/2013standards/prerulemaking/documents/2011-08-17_workshop/presentations/05%20Condenser%20Water%20Reset%20Control.pdf | 500 | 500 | 0 | 0 | 15974.3684 | 10.1512 | 0 | LG&E and KU Commercial Rebates Program Impact Evaluation for Chillers - FINAL October 24, 2016 by The Tetra Tech Evaluation Team | 0% | 1 | 0 | 0 | 0 | 0 | 0 | 0 | 0 | 1 | 0 | 0 | 1 | 0 | 0 | Electric | Commercial | Miscellaneous | Cooling Chillers | Existing |  |  |  | OFFLGCool | OFFSMGasHeat | LGE NonRes | 10 | 10 | DEER 2005 and Engineering Judgement. Assuming 10 years. | 100% | 100% | 0% | 2000 | 2000 | 2000 | 2000 | 2000 | 2000 | 2000 | 0 | 0 | 0 | 0 | 0 | 0 | 0 | 500 | 500 | 500 | 500 | 500 | 500 | 500 | 0 | 0 | 0 | 0 | 0 | 0 | 0 | 15974.3684 | 15974.3684 | 15974.3684 | 15974.3684 | 15974.3684 | 15974.3684 | 15974.3684 | 10.1512 | 10.1512 | 10.1512 | 10.1512 | 10.1512 | 10.1512 | 10.1512 | 0 | 0 | 0 | 0 | 0 | 0 | 0 | 0 | 2000 | 0 | 0 | 2000 | 0 | 0 | 0 | 0 | 0 | 0 | 0 | 0 | 0 | 0 | 500 | 0 | 0 | 500 | 0 | 0 | 0 | 0 | 0 | 0 | 0 | 0 | 0 | 0 | 15974.3684 | 0 | 0 | 15974.3684 | 0 | 0 | 0 | 10.1512 | 0 | 0 | 10.1512 | 0 | 0 | 0 | 0 | 0 | 0 | 0 | 0 | 0 | 1 | 4000 | 0 | 1000 | 0 | 31948.7368 | 20.3023 | 0 | TRUE | TRUE | TRUE | TRUE | TRUE | TRUE | TRUE | TRUE
10 | Air Cooled Chilled Water Reset, 400-500 tons | Air Cooled Chilled Water Reset | No Reset | Per Unit | Per Unit | Incremental Cost | 3200 | 0 | 3200 | 0 | 1600 | Estimated incentive equals 25% of incremental cost. Reference: Assume 2 point for air cooled. CWST Reset Costs CA 2013 Standard Doc: http://www.energy.ca.gov/title24/2013standards/prerulemaking/documents/2011-08-17_workshop/presentations/05%20Condenser%20Water%20Reset%20Control.pdf | 800 | 800 | 0 | 0 | 25335.3483 | 16.0997 | 0 | LG&E and KU Commercial Rebates Program Impact Evaluation for Chillers - FINAL October 24, 2016 by The Tetra Tech Evaluation Team | 0% | 1 | 0 | 0 | 0 | 0 | 0 | 1 | 0 | 0 | 1 | 0 | 0 | 1 | 0 | Electric | Commercial | Miscellaneous | Cooling Chillers | Existing |  |  |  | OFFLGCool | OFFSMGasHeat | LGE NonRes | 10 | 10 | DEER 2005 and Engineering Judgement. Assuming 10 years. | 100% | 100% | 0% | 3200 | 3200 | 3200 | 3200 | 3200 | 3200 | 3200 | 0 | 0 | 0 | 0 | 0 | 0 | 0 | 800 | 800 | 800 | 800 | 800 | 800 | 800 | 0 | 0 | 0 | 0 | 0 | 0 | 0 | 25335.3483 | 25335.3483 | 25335.3483 | 25335.3483 | 25335.3483 | 25335.3483 | 25335.3483 | 16.0997 | 16.0997 | 16.0997 | 16.0997 | 16.0997 | 16.0997 | 16.0997 | 0 | 0 | 0 | 0 | 0 | 0 | 0 | 0 | 0 | 3200 | 0 | 0 | 3200 | 0 | 0 | 0 | 0 | 0 | 0 | 0 | 0 | 0 | 0 | 800 | 0 | 0 | 800 | 0 | 0 | 0 | 0 | 0 | 0 | 0 | 0 | 0 | 0 | 25335.3483 | 0 | 0 | 25335.3483 | 0 | 0 | 0 | 16.0997 | 0 | 0 | 16.0997 | 0 | 0 | 0 | 0 | 0 | 0 | 0 | 0 | 1 | 6400 | 0 | 1600 | 0 | 50670.6966 | 32.1995 | 0 | TRUE | TRUE | TRUE | TRUE | TRUE | TRUE | TRUE | TRUE
11 | Water Cooled Chilled Water Reset, 0-1000 tons | Water Cooled Chilled Water Reset | No Reset | Per Unit | Per Unit | Incremental Cost | 1200 | 0 | 1200 | 0 | 600 | Estimated incentive equals 25% of incremental cost. Reference: Assume 2 point for air cooled. CWST Reset Costs CA 2013 Standard Doc: http://www.energy.ca.gov/title24/2013standards/prerulemaking/documents/2011-08-17_workshop/presentations/05%20Condenser%20Water%20Reset%20Control.pdf | 300 | 300 | 0 | 0 | 13465.1392 | 7.9032 | 0 | LG&E and KU Commercial Rebates Program Impact Evaluation for Chillers - FINAL October 24, 2016 by The Tetra Tech Evaluation Team | 0% | 1 | 0 | 0 | 3 | 0 | 1.5 | 2 | 1 | 2 | 1 | 2 | 1 | 2 | 1 | Electric | Commercial | Large Office | Cooling Chillers | Existing |  |  |  | OFFLGCool | OFFSMGasHeat | LGE NonRes | 10 | 10 | DEER 2005 and Engineering Judgement. Assuming 10 years. | 100% | 100% | 0% | 1200 | 1200 | 1200 | 1200 | 1200 | 1200 | 1200 | 0 | 0 | 0 | 0 | 0 | 0 | 0 | 300 | 300 | 300 | 300 | 300 | 300 | 300 | 0 | 0 | 0 | 0 | 0 | 0 | 0 | 13465.1392 | 13465.1392 | 13465.1392 | 13465.1392 | 13465.1392 | 13465.1392 | 13465.1392 | 7.9032 | 7.9032 | 7.9032 | 7.9032 | 7.9032 | 7.9032 | 7.9032 | 0 | 0 | 0 | 0 | 0 | 0 | 0 | 1200 | 2400 | 1200 | 2400 | 1200 | 2400 | 1200 | 0 | 0 | 0 | 0 | 0 | 0 | 0 | 300 | 600 | 300 | 600 | 300 | 600 | 300 | 0 | 0 | 0 | 0 | 0 | 0 | 0 | 13465.1392 | 26930.2784 | 13465.1392 | 26930.2784 | 13465.1392 | 26930.2784 | 13465.1392 | 7.9032 | 15.8065 | 7.9032 | 15.8065 | 7.9032 | 15.8065 | 7.9032 | 0 | 0 | 0 | 0 | 0 | 0 | 0 | 4 | 12000 | 0 | 3000 | 0 | 134651.3919 | 79.0323 | 0 | TRUE | TRUE | TRUE | TRUE | TRUE | TRUE | TRUE | TRUE
12 | Water Cooled Chilled Water Reset, 1000-2000 tons | Water Cooled Chilled Water Reset | No Reset | Per Unit | Per Unit | Incremental Cost | 3200 | 0 | 3200 | 0 | 1600 | Estimated incentive equals 25% of incremental cost. Reference: Assume 2 point for air cooled. CWST Reset Costs CA 2013 Standard Doc: http://www.energy.ca.gov/title24/2013standards/prerulemaking/documents/2011-08-17_workshop/presentations/05%20Condenser%20Water%20Reset%20Control.pdf | 800 | 800 | 0 | 0 | 39279.8309 | 23.0549 | 0 | LG&E and KU Commercial Rebates Program Impact Evaluation for Chillers - FINAL October 24, 2016 by The Tetra Tech Evaluation Team | 0% | 1 | 0 | 0 | 3 | 0 | 1.5 | 1 | 2 | 1 | 2 | 1 | 2 | 1 | 2 | Electric | Commercial | Large Office | Cooling Chillers | Existing |  |  |  | OFFLGCool | OFFSMGasHeat | LGE NonRes | 10 | 10 | DEER 2005 and Engineering Judgement. Assuming 10 years. | 100% | 100% | 0% | 3200 | 3200 | 3200 | 3200 | 3200 | 3200 | 3200 | 0 | 0 | 0 | 0 | 0 | 0 | 0 | 800 | 800 | 800 | 800 | 800 | 800 | 800 | 0 | 0 | 0 | 0 | 0 | 0 | 0 | 39279.8309 | 39279.8309 | 39279.8309 | 39279.8309 | 39279.8309 | 39279.8309 | 39279.8309 | 23.0549 | 23.0549 | 23.0549 | 23.0549 | 23.0549 | 23.0549 | 23.0549 | 0 | 0 | 0 | 0 | 0 | 0 | 0 | 6400 | 3200 | 6400 | 3200 | 6400 | 3200 | 6400 | 0 | 0 | 0 | 0 | 0 | 0 | 0 | 1600 | 800 | 1600 | 800 | 1600 | 800 | 1600 | 0 | 0 | 0 | 0 | 0 | 0 | 0 | 78559.6618 | 39279.8309 | 78559.6618 | 39279.8309 | 78559.6618 | 39279.8309 | 78559.6618 | 46.1098 | 23.0549 | 46.1098 | 23.0549 | 46.1098 | 23.0549 | 46.1098 | 0 | 0 | 0 | 0 | 0 | 0 | 0 | 5 | 35200 | 0 | 8800 | 0 | 432078.1401 | 253.6039 | 0 | TRUE | TRUE | TRUE | TRUE | TRUE | TRUE | TRUE | TRUE
13 | Water Cooled Chilled Water Reset, 2000-3000 tons | Water Cooled Chilled Water Reset | No Reset | Per Unit | Per Unit | Incremental Cost | 8000 | 0 | 8000 | 0 | 4000 | Estimated incentive equals 25% of incremental cost. Reference: Assume 2 point for air cooled. CWST Reset Costs CA 2013 Standard Doc: http://www.energy.ca.gov/title24/2013standards/prerulemaking/documents/2011-08-17_workshop/presentations/05%20Condenser%20Water%20Reset%20Control.pdf | 2000 | 2000 | 0 | 0 | 65466.3849 | 38.4248 | 0 | LG&E and KU Commercial Rebates Program Impact Evaluation for Chillers - FINAL October 24, 2016 by The Tetra Tech Evaluation Team | 0% | 1 | 0 | 0 | 0 | 0 | 0 | 0 | 1 | 0 | 0 | 1 | 0 | 0 | 1 | Electric | Commercial | Large Office | Cooling Chillers | Existing |  |  |  | OFFLGCool | OFFSMGasHeat | LGE NonRes | 10 | 10 | DEER 2005 and Engineering Judgement. Assuming 10 years. | 100% | 100% | 0% | 8000 | 8000 | 8000 | 8000 | 8000 | 8000 | 8000 | 0 | 0 | 0 | 0 | 0 | 0 | 0 | 2000 | 2000 | 2000 | 2000 | 2000 | 2000 | 2000 | 0 | 0 | 0 | 0 | 0 | 0 | 0 | 65466.3849 | 65466.3849 | 65466.3849 | 65466.3849 | 65466.3849 | 65466.3849 | 65466.3849 | 38.4248 | 38.4248 | 38.4248 | 38.4248 | 38.4248 | 38.4248 | 38.4248 | 0 | 0 | 0 | 0 | 0 | 0 | 0 | 8000 | 0 | 0 | 8000 | 0 | 0 | 8000 | 0 | 0 | 0 | 0 | 0 | 0 | 0 | 2000 | 0 | 0 | 2000 | 0 | 0 | 2000 | 0 | 0 | 0 | 0 | 0 | 0 | 0 | 65466.3849 | 0 | 0 | 65466.3849 | 0 | 0 | 65466.3849 | 38.4248 | 0 | 0 | 38.4248 | 0 | 0 | 38.4248 | 0 | 0 | 0 | 0 | 0 | 0 | 0 | 1 | 24000 | 0 | 6000 | 0 | 196399.1546 | 115.2745 | 0 | TRUE | TRUE | TRUE | TRUE | TRUE | TRUE | TRUE | TRUE
14 | Motor - High Efficiency (1 HP - 250 HP) | High Efficiency Motors - 1 HP to 250 HP (Open Drip Roof and Totally Enclosed Fan-Cooled) | Standard Motor Efficiency | Per Motor | Per HP | Incremental Cost | 86.3647 | 0 | 86.3647 | 0 | 43.1824 | This is the average ($/HP) cost of all possible motors (HP, RPM, and open drip proof/Totally Enclosed Fan-Cooled) See BizRebates_Costs_Savings for full table adapted from MN TRM | 2 | 2 | 0 | 0 | 30.2238 | 0.0063036 | 0 | LG&E/KU Commercial Rebates Report - Appendix A | 0% | 1 | 3630 | 398 | 522 | 1092 | 807 | 807 | 807 | 807 | 807 | 807 | 807 | 807 | 807 | Electric | Commercial | Large Office | Ventilation And Circulation | Existing |  |  |  | OFFLGCool | OFFSMGasHeat | LGE NonRes | 20 | 20 | Based on the Xcel 2015/2016 DSM plan for the product "Motor Efficiency". Pg 440 | 100% | 100% | 0% | 86.3647 | 86.3647 | 86.3647 | 86.3647 | 86.3647 | 86.3647 | 86.3647 | 0 | 0 | 0 | 0 | 0 | 0 | 0 | 2 | 2 | 2 | 2 | 2 | 2 | 2 | 0 | 0 | 0 | 0 | 0 | 0 | 0 | 30.2238 | 30.2238 | 30.2238 | 30.2238 | 30.2238 | 30.2238 | 30.2238 | 0.0063036 | 0.0063036 | 0.0063036 | 0.0063036 | 0.0063036 | 0.0063036 | 0.0063036 | 0 | 0 | 0 | 0 | 0 | 0 | 0 | 69696.315 | 69696.315 | 69696.315 | 69696.315 | 69696.315 | 69696.315 | 69696.315 | 0 | 0 | 0 | 0 | 0 | 0 | 0 | 1614 | 1614 | 1614 | 1614 | 1614 | 1614 | 1614 | 0 | 0 | 0 | 0 | 0 | 0 | 0 | 24390.5663 | 24390.5663 | 24390.5663 | 24390.5663 | 24390.5663 | 24390.5663 | 24390.5663 | 5.087 | 5.087 | 5.087 | 5.087 | 5.087 | 5.087 | 5.087 | 0 | 0 | 0 | 0 | 0 | 0 | 0 | 2421 | 487874.205 | 0 | 11298 | 0 | 170733.9638 | 35.6091 | 0 | TRUE | TRUE | TRUE | TRUE | TRUE | TRUE | TRUE | TRUE
15 | Pump - High Efficiency (7.5 HP) | Efficiency of 73% or more for system | Standard Pump Efficiency | Per Pump | Per Pump | Incremental Cost | 875.7577 | 0 | 875.7577 | 0 | 437.8788 | Adapted from data in https://nwcouncil.app.box.com/v/ComAgIndPumpsv2-2 (See 'BizRebates_Costs' tab for full methodology) | 50 | 50 | 0 | 0 | 1683.5625 | 0.56437 | 0 | Based on savings from LG&E/KU Commercial Rebates report for 20 HP pump - assumes savings increase linearly per HP increases | 0% | 1 | 15 | 0 | 1 | 5.1429 | 3.0714 | 3.0714 | 3.0714 | 3.0714 | 3.0714 | 3.0714 | 3.0714 | 3.0714 | 3.0714 | Electric | Commercial | Large Office | Ventilation And Circulation | Existing |  |  |  | OFFLGCool | OFFSMGasHeat | LGE NonRes | 20 | 20 | Based on the Xcel 2015/2016 DSM plan for the product "Motor Efficiency". Pg 440 | 100% | 100% | 0% | 875.7577 | 875.7577 | 875.7577 | 875.7577 | 875.7577 | 875.7577 | 875.7577 | 0 | 0 | 0 | 0 | 0 | 0 | 0 | 50 | 50 | 50 | 50 | 50 | 50 | 50 | 0 | 0 | 0 | 0 | 0 | 0 | 0 | 1683.5625 | 1683.5625 | 1683.5625 | 1683.5625 | 1683.5625 | 1683.5625 | 1683.5625 | 0.56437 | 0.56437 | 0.56437 | 0.56437 | 0.56437 | 0.56437 | 0.56437 | 0 | 0 | 0 | 0 | 0 | 0 | 0 | 2689.8271 | 2689.8271 | 2689.8271 | 2689.8271 | 2689.8271 | 2689.8271 | 2689.8271 | 0 | 0 | 0 | 0 | 0 | 0 | 0 | 153.5714 | 153.5714 | 153.5714 | 153.5714 | 153.5714 | 153.5714 | 153.5714 | 0 | 0 | 0 | 0 | 0 | 0 | 0 | 5170.942 | 5170.942 | 5170.942 | 5170.942 | 5170.942 | 5170.942 | 5170.942 | 1.7334 | 1.7334 | 1.7334 | 1.7334 | 1.7334 | 1.7334 | 1.7334 | 0 | 0 | 0 | 0 | 0 | 0 | 0 | 9.2143 | 18828.7898 | 0 | 1075 | 0 | 36196.5938 | 12.1341 | 0 | TRUE | TRUE | TRUE | TRUE | TRUE | TRUE | TRUE | TRUE
16 | Pump - High Efficiency (10 HP) | Efficiency of 75% or more for system | Standard Pump Efficiency | Per Pump | Per Pump | Incremental Cost | 946.1391 | 0 | 946.1391 | 0 | 473.0695 | Adapted from data in https://nwcouncil.app.box.com/v/ComAgIndPumpsv2-2 | 60 | 60 | 0 | 0 | 2244.75 | 0.7525 | 0 | Based on savings from LG&E/KU Commercial Rebates report for 20 HP pump - assumes savings increase linearly per HP increases | 0% | 1 | 2 | 0 | 0 | 10.2857 | 5.1429 | 5.1429 | 5.1429 | 5.1429 | 5.1429 | 5.1429 | 5.1429 | 5.1429 | 5.1429 | Electric | Commercial | Large Office | Ventilation And Circulation | Existing |  |  |  | OFFLGCool | OFFSMGasHeat | LGE NonRes | 20 | 20 | Based on the Xcel 2015/2016 DSM plan for the product "Motor Efficiency". Pg 440 | 100% | 100% | 0% | 946.1391 | 946.1391 | 946.1391 | 946.1391 | 946.1391 | 946.1391 | 946.1391 | 0 | 0 | 0 | 0 | 0 | 0 | 0 | 60 | 60 | 60 | 60 | 60 | 60 | 60 | 0 | 0 | 0 | 0 | 0 | 0 | 0 | 2244.75 | 2244.75 | 2244.75 | 2244.75 | 2244.75 | 2244.75 | 2244.75 | 0.7525 | 0.7525 | 0.7525 | 0.7525 | 0.7525 | 0.7525 | 0.7525 | 0 | 0 | 0 | 0 | 0 | 0 | 0 | 4865.8582 | 4865.8582 | 4865.8582 | 4865.8582 | 4865.8582 | 4865.8582 | 4865.8582 | 0 | 0 | 0 | 0 | 0 | 0 | 0 | 308.5714 | 308.5714 | 308.5714 | 308.5714 | 308.5714 | 308.5714 | 308.5714 | 0 | 0 | 0 | 0 | 0 | 0 | 0 | 11544.4286 | 11544.4286 | 11544.4286 | 11544.4286 | 11544.4286 | 11544.4286 | 11544.4286 | 3.87 | 3.87 | 3.87 | 3.87 | 3.87 | 3.87 | 3.87 | 0 | 0 | 0 | 0 | 0 | 0 | 0 | 15.4286 | 34061.0072 | 0 | 2160 | 0 | 80811 | 27.09 | 0 | TRUE | TRUE | TRUE | TRUE | TRUE | TRUE | TRUE | TRUE
17 | Pump - High Efficiency (15 HP) | Efficiency of 77% or more for system | Standard Pump Efficiency | Per Pump | Per Pump | Incremental Cost | 1055.0443 | 0 | 1055.0443 | 0 | 527.5222 | Adapted from data in https://nwcouncil.app.box.com/v/ComAgIndPumpsv2-2 | 100 | 100 | 0 | 0 | 3367.125 | 1.1287 | 0 | Based on savings from LG&E/KU Commercial Rebates report for 20 HP pump - assumes savings increase linearly per HP increases | 0% | 1 | 2 | 0 | 1 | 0 | 0.5 | 0.5 | 0.5 | 0.5 | 0.5 | 0.5 | 0.5 | 0.5 | 0.5 | Electric | Commercial | Large Office | Ventilation And Circulation | Existing |  |  |  | OFFLGCool | OFFSMGasHeat | LGE NonRes | 20 | 20 | Based on the Xcel 2015/2016 DSM plan for the product "Motor Efficiency". Pg 440 | 100% | 100% | 0% | 1055.0443 | 1055.0443 | 1055.0443 | 1055.0443 | 1055.0443 | 1055.0443 | 1055.0443 | 0 | 0 | 0 | 0 | 0 | 0 | 0 | 100 | 100 | 100 | 100 | 100 | 100 | 100 | 0 | 0 | 0 | 0 | 0 | 0 | 0 | 3367.125 | 3367.125 | 3367.125 | 3367.125 | 3367.125 | 3367.125 | 3367.125 | 1.1287 | 1.1287 | 1.1287 | 1.1287 | 1.1287 | 1.1287 | 1.1287 | 0 | 0 | 0 | 0 | 0 | 0 | 0 | 527.5222 | 527.5222 | 527.5222 | 527.5222 | 527.5222 | 527.5222 | 527.5222 | 0 | 0 | 0 | 0 | 0 | 0 | 0 | 50 | 50 | 50 | 50 | 50 | 50 | 50 | 0 | 0 | 0 | 0 | 0 | 0 | 0 | 1683.5625 | 1683.5625 | 1683.5625 | 1683.5625 | 1683.5625 | 1683.5625 | 1683.5625 | 0.56437 | 0.56437 | 0.56437 | 0.56437 | 0.56437 | 0.56437 | 0.56437 | 0 | 0 | 0 | 0 | 0 | 0 | 0 | 1.5 | 3692.6551 | 0 | 350 | 0 | 11784.9375 | 3.9506 | 0 | TRUE | TRUE | TRUE | TRUE | TRUE | TRUE | TRUE | TRUE
18 | Pump - High Efficiency (20 HP) | Efficiency of 77% or more for system | Standard Pump Efficiency | Per Pump | Per Pump | Incremental Cost | 1139.8344 | 0 | 1139.8344 | 0 | 569.9172 | Adapted from data in https://nwcouncil.app.box.com/v/ComAgIndPumpsv2-2 | 150 | 150 | 0 | 0 | 4489.5 | 1.505 | 0 | LG&E/KU Commercial Rebates Report - Appendix A | 0% | 1 | 2 | 2 | 7 | 5.1429 | 6.0714 | 6.0714 | 6.0714 | 6.0714 | 6.0714 | 6.0714 | 6.0714 | 6.0714 | 6.0714 | Electric | Commercial | Large Office | Ventilation And Circulation | Existing |  |  |  | OFFLGCool | OFFSMGasHeat | LGE NonRes | 20 | 20 | Based on the Xcel 2015/2016 DSM plan for the product "Motor Efficiency". Pg 440 | 100% | 100% | 0% | 1139.8344 | 1139.8344 | 1139.8344 | 1139.8344 | 1139.8344 | 1139.8344 | 1139.8344 | 0 | 0 | 0 | 0 | 0 | 0 | 0 | 150 | 150 | 150 | 150 | 150 | 150 | 150 | 0 | 0 | 0 | 0 | 0 | 0 | 0 | 4489.5 | 4489.5 | 4489.5 | 4489.5 | 4489.5 | 4489.5 | 4489.5 | 1.505 | 1.505 | 1.505 | 1.505 | 1.505 | 1.505 | 1.505 | 0 | 0 | 0 | 0 | 0 | 0 | 0 | 6920.4229 | 6920.4229 | 6920.4229 | 6920.4229 | 6920.4229 | 6920.4229 | 6920.4229 | 0 | 0 | 0 | 0 | 0 | 0 | 0 | 910.7143 | 910.7143 | 910.7143 | 910.7143 | 910.7143 | 910.7143 | 910.7143 | 0 | 0 | 0 | 0 | 0 | 0 | 0 | 27257.6786 | 27257.6786 | 27257.6786 | 27257.6786 | 27257.6786 | 27257.6786 | 27257.6786 | 9.1375 | 9.1375 | 9.1375 | 9.1375 | 9.1375 | 9.1375 | 9.1375 | 0 | 0 | 0 | 0 | 0 | 0 | 0 | 18.2143 | 48442.9604 | 0 | 6375 | 0 | 190803.75 | 63.9625 | 0 | TRUE | TRUE | TRUE | TRUE | TRUE | TRUE | TRUE | TRUE
19 | Pump - High Efficiency (30 HP) | Efficiency of 77% or more for system | Standard Pump Efficiency | Per Pump | Per Pump | Incremental Cost | 1271.0349 | 0 | 1271.0349 | 0 | 635.5174 | Adapted from data in https://nwcouncil.app.box.com/v/ComAgIndPumpsv2-2 | 200 | 200 | 0 | 0 | 6734.25 | 2.2575 | 0 | Based on savings from LG&E/KU Commercial Rebates report for 20 HP pump - assumes savings increase linearly per HP increases | 0% | 1 | 2 | 5 | 3 | 0 | 1.5 | 1.5 | 1.5 | 1.5 | 1.5 | 1.5 | 1.5 | 1.5 | 1.5 | Electric | Commercial | Large Office | Ventilation And Circulation | Existing |  |  |  | OFFLGCool | OFFSMGasHeat | LGE NonRes | 20 | 20 | Based on the Xcel 2015/2016 DSM plan for the product "Motor Efficiency". Pg 440 | 100% | 100% | 0% | 1271.0349 | 1271.0349 | 1271.0349 | 1271.0349 | 1271.0349 | 1271.0349 | 1271.0349 | 0 | 0 | 0 | 0 | 0 | 0 | 0 | 200 | 200 | 200 | 200 | 200 | 200 | 200 | 0 | 0 | 0 | 0 | 0 | 0 | 0 | 6734.25 | 6734.25 | 6734.25 | 6734.25 | 6734.25 | 6734.25 | 6734.25 | 2.2575 | 2.2575 | 2.2575 | 2.2575 | 2.2575 | 2.2575 | 2.2575 | 0 | 0 | 0 | 0 | 0 | 0 | 0 | 1906.5523 | 1906.5523 | 1906.5523 | 1906.5523 | 1906.5523 | 1906.5523 | 1906.5523 | 0 | 0 | 0 | 0 | 0 | 0 | 0 | 300 | 300 | 300 | 300 | 300 | 300 | 300 | 0 | 0 | 0 | 0 | 0 | 0 | 0 | 10101.375 | 10101.375 | 10101.375 | 10101.375 | 10101.375 | 10101.375 | 10101.375 | 3.3862 | 3.3862 | 3.3862 | 3.3862 | 3.3862 | 3.3862 | 3.3862 | 0 | 0 | 0 | 0 | 0 | 0 | 0 | 4.5 | 13345.8662 | 0 | 2100 | 0 | 70709.625 | 23.7037 | 0 | TRUE | TRUE | TRUE | TRUE | TRUE | TRUE | TRUE | TRUE
20 | Pump - High Efficiency (40 HP) | Efficiency of 77% or more for system | Standard Pump Efficiency | Per Pump | Per Pump | Incremental Cost | 1373.1833 | 0 | 1373.1833 | 0 | 686.5916 | Adapted from data in https://nwcouncil.app.box.com/v/ComAgIndPumpsv2-2 | 250 | 250 | 0 | 0 | 8979 | 3.01 | 0 | Based on savings from LG&E/KU Commercial Rebates report for 20 HP pump - assumes savings increase linearly per HP increases | 0% | 1 | 0 | 0 | 0 | 5.1429 | 2.5714 | 2.5714 | 2.5714 | 2.5714 | 2.5714 | 2.5714 | 2.5714 | 2.5714 | 2.5714 | Electric | Commercial | Large Office | Ventilation And Circulation | Existing |  |  |  | OFFLGCool | OFFSMGasHeat | LGE NonRes | 20 | 20 | Based on the Xcel 2015/2016 DSM plan for the product "Motor Efficiency". Pg 440 | 100% | 100% | 0% | 1373.1833 | 1373.1833 | 1373.1833 | 1373.1833 | 1373.1833 | 1373.1833 | 1373.1833 | 0 | 0 | 0 | 0 | 0 | 0 | 0 | 250 | 250 | 250 | 250 | 250 | 250 | 250 | 0 | 0 | 0 | 0 | 0 | 0 | 0 | 8979 | 8979 | 8979 | 8979 | 8979 | 8979 | 8979 | 3.01 | 3.01 | 3.01 | 3.01 | 3.01 | 3.01 | 3.01 | 0 | 0 | 0 | 0 | 0 | 0 | 0 | 3531.0427 | 3531.0427 | 3531.0427 | 3531.0427 | 3531.0427 | 3531.0427 | 3531.0427 | 0 | 0 | 0 | 0 | 0 | 0 | 0 | 642.8571 | 642.8571 | 642.8571 | 642.8571 | 642.8571 | 642.8571 | 642.8571 | 0 | 0 | 0 | 0 | 0 | 0 | 0 | 23088.8571 | 23088.8571 | 23088.8571 | 23088.8571 | 23088.8571 | 23088.8571 | 23088.8571 | 7.74 | 7.74 | 7.74 | 7.74 | 7.74 | 7.74 | 7.74 | 0 | 0 | 0 | 0 | 0 | 0 | 0 | 7.7143 | 24717.2989 | 0 | 4500 | 0 | 161622 | 54.18 | 0 | TRUE | TRUE | TRUE | TRUE | TRUE | TRUE | TRUE | TRUE
21 | Pump - High Efficiency (50 HP) | Efficiency of 77% or more for system | Standard Pump Efficiency | Per Pump | Per Pump | Incremental Cost | 1458.0359 | 0 | 1458.0359 | 0 | 729.018 | Adapted from data in https://nwcouncil.app.box.com/v/ComAgIndPumpsv2-2 | 300 | 300 | 0 | 0 | 11223.75 | 3.7625 | 0 | Based on savings from LG&E/KU Commercial Rebates report for 20 HP pump - assumes savings increase linearly per HP increases | 0% | 1 | 0 | 0 | 4 | 0 | 2 | 2 | 2 | 2 | 2 | 2 | 2 | 2 | 2 | Electric | Commercial | Large Office | Ventilation And Circulation | Existing |  |  |  | OFFLGCool | OFFSMGasHeat | LGE NonRes | 20 | 20 | Based on the Xcel 2015/2016 DSM plan for the product "Motor Efficiency". Pg 440 | 100% | 100% | 0% | 1458.0359 | 1458.0359 | 1458.0359 | 1458.0359 | 1458.0359 | 1458.0359 | 1458.0359 | 0 | 0 | 0 | 0 | 0 | 0 | 0 | 300 | 300 | 300 | 300 | 300 | 300 | 300 | 0 | 0 | 0 | 0 | 0 | 0 | 0 | 11223.75 | 11223.75 | 11223.75 | 11223.75 | 11223.75 | 11223.75 | 11223.75 | 3.7625 | 3.7625 | 3.7625 | 3.7625 | 3.7625 | 3.7625 | 3.7625 | 0 | 0 | 0 | 0 | 0 | 0 | 0 | 2916.0719 | 2916.0719 | 2916.0719 | 2916.0719 | 2916.0719 | 2916.0719 | 2916.0719 | 0 | 0 | 0 | 0 | 0 | 0 | 0 | 600 | 600 | 600 | 600 | 600 | 600 | 600 | 0 | 0 | 0 | 0 | 0 | 0 | 0 | 22447.5 | 22447.5 | 22447.5 | 22447.5 | 22447.5 | 22447.5 | 22447.5 | 7.525 | 7.525 | 7.525 | 7.525 | 7.525 | 7.525 | 7.525 | 0 | 0 | 0 | 0 | 0 | 0 | 0 | 6 | 20412.503 | 0 | 4200 | 0 | 157132.5 | 52.675 | 0 | TRUE | TRUE | TRUE | TRUE | TRUE | TRUE | TRUE | TRUE
22 | Variable Frequency Drives | Variable Frequency Drives (VFDs) - All Sizes | No Drive | Per VFD | Per HP | Incremental Cost | 166.5 | 0 | 166.5 | 0 | 83.25 | $210.52/HP for variable torque measures; $122.48/HP for constant torque measures per FOE TRM (p. 721). This cost represents an everage of the two values. | 16 | 16 | 0 | 0 | 506.0229 | 0.11136 | 0 | LG&E/KU Commercial Rebates Report - Appendix A | 0% | 1 | 7731 | 1154 | 2599 | 3591.4286 | 3095.2143 | 3095.2143 | 3095.2143 | 3095.2143 | 3095.2143 | 3095.2143 | 3095.2143 | 3095.2143 | 3095.2143 | Electric | Commercial | Large Office | Ventilation And Circulation | Existing |  |  |  | OFFLGCool | OFFSMGasHeat | LGE NonRes | 15 | 15 | Based on the Xcel 2015/2016 DSM plan for the product "Motor Efficiency - VFD". Pg 440 | 100% | 100% | 0% | 166.5 | 166.5 | 166.5 | 166.5 | 166.5 | 166.5 | 166.5 | 0 | 0 | 0 | 0 | 0 | 0 | 0 | 16 | 16 | 16 | 16 | 16 | 16 | 16 | 0 | 0 | 0 | 0 | 0 | 0 | 0 | 506.0229 | 506.0229 | 506.0229 | 506.0229 | 506.0229 | 506.0229 | 506.0229 | 0.11136 | 0.11136 | 0.11136 | 0.11136 | 0.11136 | 0.11136 | 0.11136 | 0 | 0 | 0 | 0 | 0 | 0 | 0 | 515353.1786 | 515353.1786 | 515353.1786 | 515353.1786 | 515353.1786 | 515353.1786 | 515353.1786 | 0 | 0 | 0 | 0 | 0 | 0 | 0 | 49523.4286 | 49523.4286 | 49523.4286 | 49523.4286 | 49523.4286 | 49523.4286 | 49523.4286 | 0 | 0 | 0 | 0 | 0 | 0 | 0 | 1566249.3301 | 1566249.3301 | 1566249.3301 | 1566249.3301 | 1566249.3301 | 1566249.3301 | 1566249.3301 | 344.6828 | 344.6828 | 344.6828 | 344.6828 | 344.6828 | 344.6828 | 344.6828 | 0 | 0 | 0 | 0 | 0 | 0 | 0 | 9285.6429 | 3607472.25 | 0 | 346664 | 0 | 10963745.311 | 2412.7798 | 0 | TRUE | TRUE | TRUE | TRUE | TRUE | TRUE | TRUE | TRUE
23 | LED Refrigerated Display Light | LED Refrigerated Display Light | T8 Refrigerated Display Light | Per 5' Lamp | Per Unit | Incremental Cost | 115 | 0 | 115 | -0.72333 | 57.5 | Assuming 5' lamp, incremental cost is $23/linear foot; PV lifetime O&M impacts per linear foot are $2.17 - assumed 5' lamp with maximum 15 year measure life | 9 | 9 | 0 | 0 | 345.4323 | 0.053078 | 0 | Based on savings algorithms and assumptions from Mid-Atlanatic TRM v10 (LED Refrigerated Case Lighting) - Assuming unit size is 5' as with costs | 0% | 1 | 2449 | 1195 | 621 | 649.7143 | 635.3571 | 635.3571 | 635.3571 | 635.3571 | 635.3571 | 635.3571 | 635.3571 | 635.3571 | 635.3571 | Electric | Commercial | Grocery | Lighting | Existing | Display Case LEDs (Closed Cases) | Display Case LEDs (Closed Cases) | Standard Case Lighting | Grocery InLight | OFFSMGasHeat | LGE NonRes | 8 | 8 | Based on the RTF workbook: ComGroceryDisplayCaseLEDs_v3_2 | 100% | 100% | 0% | 115 | 115 | 115 | 115 | 115 | 115 | 115 | -0.72333 | -0.72333 | -0.72333 | -0.72333 | -0.72333 | -0.72333 | -0.72333 | 9 | 9 | 9 | 9 | 9 | 9 | 9 | 0 | 0 | 0 | 0 | 0 | 0 | 0 | 345.4323 | 345.4323 | 345.4323 | 345.4323 | 345.4323 | 345.4323 | 345.4323 | 0.053078 | 0.053078 | 0.053078 | 0.053078 | 0.053078 | 0.053078 | 0.053078 | 0 | 0 | 0 | 0 | 0 | 0 | 0 | 73066.0714 | 73066.0714 | 73066.0714 | 73066.0714 | 73066.0714 | 73066.0714 | 73066.0714 | -459.575 | -459.575 | -459.575 | -459.575 | -459.575 | -459.575 | -459.575 | 5718.2143 | 5718.2143 | 5718.2143 | 5718.2143 | 5718.2143 | 5718.2143 | 5718.2143 | 0 | 0 | 0 | 0 | 0 | 0 | 0 | 219472.9109 | 219472.9109 | 219472.9109 | 219472.9109 | 219472.9109 | 219472.9109 | 219472.9109 | 33.7237 | 33.7237 | 33.7237 | 33.7237 | 33.7237 | 33.7237 | 33.7237 | 0 | 0 | 0 | 0 | 0 | 0 | 0 | 1906.0714 | 511462.5 | -3217.025 | 40027.5 | 0 | 1536310.3766 | 236.0662 | 0 | TRUE | TRUE | TRUE | TRUE | TRUE | TRUE | TRUE | TRUE
24 | LED Exit Signs (replacement) | LED Exit Signs (replacement) | CFL Exit Signs | Per Fixture | Per Unit | Incremental Cost | 35 | 0 | 35 | 0 | 17.5 | LED Exit Sign from Mid-Atl TRM v9 | 10 | 10 | 0 | 0 | 304.3443 | 0.047085 | 0 | LG&E/KU Commercial Rebates Report - Appendix A | 0% | 1 | 1305 | 2218 | 1755 | 996 | 1375.5 | 1375.5 | 1375.5 | 1375.5 | 1375.5 | 1375.5 | 1375.5 | 1375.5 | 1375.5 | Electric | Commercial | Large Office | Lighting | Existing | Exit Sign - LED | LED Exit Sign | CFL Exit Sign | OFFLGInLight | OFFSMGasHeat | LGE NonRes | 16 | 16 | Based on the DEER 2014 EUL database for the measure "Exit Lighting" | 100% | 100% | 0% | 35 | 35 | 35 | 35 | 35 | 35 | 35 | 0 | 0 | 0 | 0 | 0 | 0 | 0 | 10 | 10 | 10 | 10 | 10 | 10 | 10 | 0 | 0 | 0 | 0 | 0 | 0 | 0 | 304.3443 | 304.3443 | 304.3443 | 304.3443 | 304.3443 | 304.3443 | 304.3443 | 0.047085 | 0.047085 | 0.047085 | 0.047085 | 0.047085 | 0.047085 | 0.047085 | 0 | 0 | 0 | 0 | 0 | 0 | 0 | 48142.5 | 48142.5 | 48142.5 | 48142.5 | 48142.5 | 48142.5 | 48142.5 | 0 | 0 | 0 | 0 | 0 | 0 | 0 | 13755 | 13755 | 13755 | 13755 | 13755 | 13755 | 13755 | 0 | 0 | 0 | 0 | 0 | 0 | 0 | 418625.5794 | 418625.5794 | 418625.5794 | 418625.5794 | 418625.5794 | 418625.5794 | 418625.5794 | 64.7647 | 64.7647 | 64.7647 | 64.7647 | 64.7647 | 64.7647 | 64.7647 | 0 | 0 | 0 | 0 | 0 | 0 | 0 | 4126.5 | 336997.5 | 0 | 96285 | 0 | 2930379.0558 | 453.3532 | 0 | TRUE | TRUE | TRUE | TRUE | TRUE | TRUE | TRUE | TRUE
25 | Efficient Lighting Controls - Occupancy Sensor | Occupancy Sensor ($0.03 per Controlled Watt) | No Occupancy Sensor Controls | Per Watt Controlled | Per Controlled Watt | Full Cost | 0.73909 | 0 | 0.73909 | 0 | 0.36954 | Costs estimated from IL TRM v9: 4.5.10 Lighting Controls | 0.03 | 0.03 | 0 | 0 | 1.15 | 0.00013077 | 0 | LG&E/KU Commercial Rebates Report - Appendix A | 0% | 1 | 234641 | 312247 | 358399 | 394865.1429 | 376632.0714 | 376632.0714 | 376632.0714 | 376632.0714 | 376632.0714 | 376632.0714 | 376632.0714 | 376632.0714 | 376632.0714 | Electric | Commercial | Large Office | Lighting | Existing |  |  |  | OFFLGInLight | OFFSMGasHeat | LGE NonRes | 8 | 8 | Based on the DEER 2014 EUL database for the measure "Occupancy sensors" | 100% | 100% | 0% | 0.73909 | 0.73909 | 0.73909 | 0.73909 | 0.73909 | 0.73909 | 0.73909 | 0 | 0 | 0 | 0 | 0 | 0 | 0 | 0.03 | 0.03 | 0.03 | 0.03 | 0.03 | 0.03 | 0.03 | 0 | 0 | 0 | 0 | 0 | 0 | 0 | 1.15 | 1.15 | 1.15 | 1.15 | 1.15 | 1.15 | 1.15 | 0.00013077 | 0.00013077 | 0.00013077 | 0.00013077 | 0.00013077 | 0.00013077 | 0.00013077 | 0 | 0 | 0 | 0 | 0 | 0 | 0 | 278364.9278 | 278364.9278 | 278364.9278 | 278364.9278 | 278364.9278 | 278364.9278 | 278364.9278 | 0 | 0 | 0 | 0 | 0 | 0 | 0 | 11298.9621 | 11298.9621 | 11298.9621 | 11298.9621 | 11298.9621 | 11298.9621 | 11298.9621 | 0 | 0 | 0 | 0 | 0 | 0 | 0 | 433137.6571 | 433137.6571 | 433137.6571 | 433137.6571 | 433137.6571 | 433137.6571 | 433137.6571 | 49.2508 | 49.2508 | 49.2508 | 49.2508 | 49.2508 | 49.2508 | 49.2508 | 0 | 0 | 0 | 0 | 0 | 0 | 0 | 1129896.2143 | 1948554.4948 | 0 | 79092.735 | 0 | 3031963.6 | 344.7554 | 0 | TRUE | TRUE | TRUE | TRUE | TRUE | TRUE | TRUE | TRUE
26 | Efficient Lighting Controls - Daylight Dimming-Continuous Fixtures | Daylight Dimming-Continuous Fixtures ($0.03 per Controlled Watt) | No Daylight Controls | Per Watt Controlled | Per Controlled Watt | Full Cost | 0.39914 | 0 | 0.39914 | 0 | 0.19957 | Costs estimated from IL TRM v9: 4.5.10 Lighting Controls | 0.03 | 0.03 | 0 | 0 | 1.0572 | 0.000663 | -0.014683 | Per Watt savings estimate from IL TRM v10.0 "4.5.10 Lighting Controls" - use-specific input assumptions are for "unknown" building type | 0% | 6309 | 0 | 0 | 0 | 0 | 0 | 0 | 0 | 1 | 0 | 0 | 1 | 0 | 0 | Electric | Commercial | Large Office | Lighting | Existing |  |  |  | OFFLGInLight | OFFSMGasHeat | LGE NonRes | 8 | 8 | Based on the 2010 OH TRM for the measure "C&I Lighting Controls (Time of Sale, Retrofit)". Pg 149. Based on the lighting controls "Remote-Mounted Daylight Dimming Sensors" and "Fixture Mounted Daylight Dimming Sensors". | 100% | 100% | 0% | 0.39914 | 0.39914 | 0.39914 | 0.39914 | 0.39914 | 0.39914 | 0.39914 | 0 | 0 | 0 | 0 | 0 | 0 | 0 | 0.03 | 0.03 | 0.03 | 0.03 | 0.03 | 0.03 | 0.03 | 0 | 0 | 0 | 0 | 0 | 0 | 0 | 1.0572 | 1.0572 | 1.0572 | 1.0572 | 1.0572 | 1.0572 | 1.0572 | 0.000663 | 0.000663 | 0.000663 | 0.000663 | 0.000663 | 0.000663 | 0.000663 | 0 | 0 | 0 | 0 | 0 | 0 | 0 | 0 | 2518.1816 | 0 | 0 | 2518.1816 | 0 | 0 | 0 | 0 | 0 | 0 | 0 | 0 | 0 | 0 | 189.27 | 0 | 0 | 189.27 | 0 | 0 | 0 | 0 | 0 | 0 | 0 | 0 | 0 | 0 | 6669.8142 | 0 | 0 | 6669.8142 | 0 | 0 | 0 | 4.1829 | 0 | 0 | 4.1829 | 0 | 0 | 0 | 0 | 0 | 0 | 0 | 0 | 0 | 1 | 5036.3631 | 0 | 378.54 | 0 | 13339.6285 | 8.3657 | 0 | TRUE | TRUE | TRUE | TRUE | TRUE | TRUE | TRUE | TRUE
27 | Efficient Lighting Controls - Occupancy/Daylight Dual Control | Occupancy/Daylight Dual Control ($0.03 per Controlled Watt) | No Lighting Controls | n/a | Per Controlled Watt | Full Cost | 1.5275 | 0 | 1.5275 | 0 | 0.76374 | Costs estimated from IL TRM v9: 4.5.10 Lighting Controls | 0.03 | 0.03 | 0 | 0 | 1.4348 | 0.000663 | -0.019927 | Per Watt savings estimate from IL TRM v10.0 "4.5.10 Lighting Controls" - use-specific input assumptions are for "unknown" building type | 0% | 6309 | 0 | 0 | 0 | 0 | 0 | 1 | 0 | 0 | 1 | 0 | 0 | 1 | 0 | Electric | Commercial | Large Office | Lighting | Existing |  |  |  | OFFLGInLight | OFFSMGasHeat | LGE NonRes | 8 | 8 | Based on the 2010 OH TRM for the measure "C&I Lighting Controls (Time of Sale, Retrofit)". Pg 149. Based on the lighting controls "Remote-Mounted Daylight Dimming Sensors" and "Fixture Mounted Daylight Dimming Sensors". | 100% | 100% | 0% | 1.5275 | 1.5275 | 1.5275 | 1.5275 | 1.5275 | 1.5275 | 1.5275 | 0 | 0 | 0 | 0 | 0 | 0 | 0 | 0.03 | 0.03 | 0.03 | 0.03 | 0.03 | 0.03 | 0.03 | 0 | 0 | 0 | 0 | 0 | 0 | 0 | 1.4348 | 1.4348 | 1.4348 | 1.4348 | 1.4348 | 1.4348 | 1.4348 | 0.000663 | 0.000663 | 0.000663 | 0.000663 | 0.000663 | 0.000663 | 0.000663 | 0 | 0 | 0 | 0 | 0 | 0 | 0 | 0 | 0 | 9636.8337 | 0 | 0 | 9636.8337 | 0 | 0 | 0 | 0 | 0 | 0 | 0 | 0 | 0 | 0 | 189.27 | 0 | 0 | 189.27 | 0 | 0 | 0 | 0 | 0 | 0 | 0 | 0 | 0 | 0 | 9051.8907 | 0 | 0 | 9051.8907 | 0 | 0 | 0 | 4.1829 | 0 | 0 | 4.1829 | 0 | 0 | 0 | 0 | 0 | 0 | 0 | 0 | 1 | 19273.6673 | 0 | 378.54 | 0 | 18103.7815 | 8.3657 | 0 | TRUE | TRUE | TRUE | TRUE | TRUE | TRUE | TRUE | TRUE
28 | Custom Projects | Custom Projects - Saves 1 kW of Demand or More | Existing Equipment | Per Saved kW | Per Saved kWh (first year savings only) | Incremental Cost | 0.22118 | 0 | 0.22118 | 0 | 0.11059 | Benchmarking custom projects from other utilties to estimate incremental cost. Roughly $0.22 per kWh saved as incermental costs. | 0.03 | 0.08414 | 0 | 0 | 1 | 0.00027312 | 0 | LG&E and KUCommercial Rebates Program Impact Evaluation for Custom Projects – FINAL November 3, 2016 by The Tetra Tech Evaluation Team | 5% | 1 | 2040237 | 28071819 | 21138789 | 12630425 | 16884607 | 16884607 | 10000000 | 16000000 | 24000000 | 24000000 | 24000000 | 24000000 | 24000000 | Both | Commercial | Large Office | All | Existing |  |  |  | OFFLGElecTotl | OFFSMGasHeat | LGE NonRes | 15 | 15 | Custom measure EULs ranges from 10 to 25 years depending on end use (NEEP EUL study by GDS 2007) | 100% | 100% | 0% | 0.22118 | 0.22118 | 0.22118 | 0.22118 | 0.22118 | 0.22118 | 0.22118 | 0 | 0 | 0 | 0 | 0 | 0 | 0 | 0.08414 | 0.08414 | 0.08414 | 0.08414 | 0.08414 | 0.08414 | 0.08414 | 0 | 0 | 0 | 0 | 0 | 0 | 0 | 1 | 1 | 1 | 1 | 1 | 1 | 1 | 0.00027312 | 0.00027312 | 0.00027312 | 0.00027312 | 0.00027312 | 0.00027312 | 0.00027312 | 0 | 0 | 0 | 0 | 0 | 0 | 0 | 2211787.5298 | 3538860.0476 | 5308290.0714 | 5308290.0714 | 5308290.0714 | 5308290.0714 | 5308290.0714 | 0 | 0 | 0 | 0 | 0 | 0 | 0 | 841404.8962 | 1346247.834 | 2019371.751 | 2019371.751 | 2019371.751 | 2019371.751 | 2019371.751 | 0 | 0 | 0 | 0 | 0 | 0 | 0 | 10000000 | 16000000 | 24000000 | 24000000 | 24000000 | 24000000 | 24000000 | 2731.2392 | 4369.9827 | 6554.974 | 6554.974 | 6554.974 | 6554.974 | 6554.974 | 0 | 0 | 0 | 0 | 0 | 0 | 0 | 50000000 | 32292097.9346 | 0 | 12284511.485 | 0 | 146000000 | 39876.0919 | 0 | TRUE | TRUE | TRUE | TRUE | TRUE | TRUE | TRUE | TRUE
29 | Commercial New Construction Tier 1 <25,000 sqft | Commercial New Construction Tier 1 - 10% Over Code | State and Federal Energy Code | Per Project | Per Project | Incremental Cost | 10980.198 | 0 | 10980.198 | 0 | 5490.099 | Benchmarking custom projects from other utilties to estimate incremental cost. Roughly $0.22 per kWh saved as incermental costs. | 1500 | 1500 | 0 | 0 | 49644 | 7.7429 | 397.4057 | Estimated savings from LG&E and KU projections and 2016 program data. | 0% | 1 | 0 | 0 | 0 | 0 | 0 | 0 | 0 | 1 | 0 | 0 | 1 | 0 | 0 | Both | Commercial | Large Office | All | New |  |  |  | OFFLGElecTotl | OFFSMGasHeat | LGE NonRes | 15 | 15 | Custom measure EULs ranges from 10 to 25 years depending on end use (NEEP EUL study by GDS 2007) | 100% | 100% | 100% | 10980.198 | 10980.198 | 10980.198 | 10980.198 | 10980.198 | 10980.198 | 10980.198 | 0 | 0 | 0 | 0 | 0 | 0 | 0 | 1500 | 1500 | 1500 | 1500 | 1500 | 1500 | 1500 | 0 | 0 | 0 | 0 | 0 | 0 | 0 | 49644 | 49644 | 49644 | 49644 | 49644 | 49644 | 49644 | 7.7429 | 7.7429 | 7.7429 | 7.7429 | 7.7429 | 7.7429 | 7.7429 | 397.4057 | 397.4057 | 397.4057 | 397.4057 | 397.4057 | 397.4057 | 397.4057 | 0 | 10980.198 | 0 | 0 | 10980.198 | 0 | 0 | 0 | 0 | 0 | 0 | 0 | 0 | 0 | 0 | 1500 | 0 | 0 | 1500 | 0 | 0 | 0 | 0 | 0 | 0 | 0 | 0 | 0 | 0 | 49644 | 0 | 0 | 49644 | 0 | 0 | 0 | 7.7429 | 0 | 0 | 7.7429 | 0 | 0 | 0 | 397.4057 | 0 | 0 | 397.4057 | 0 | 0 | 1 | 21960.396 | 0 | 3000 | 0 | 99288 | 15.4857 | 794.8114 | TRUE | TRUE | TRUE | TRUE | TRUE | TRUE | TRUE | FALSE
30 | Commercial New Construction Tier 2 <25,000 sqft | Commercial New Construction Tier 2 - 15% Over Code | State and Federal Energy Code | Per Project | Per Project | Incremental Cost | 16470.297 | 0 | 16470.297 | 0 | 8235.1485 | Benchmarking custom projects from other utilties to estimate incremental cost. Roughly $0.22 per kWh saved as incermental costs. | 2300 | 2300 | 0 | 0 | 74466 | 11.6143 | 596.1086 | Estimated savings from LG&E and KU projections and 2016 program data. | 0% | 1 | 0 | 0 | 0 | 0 | 0 | 0 | 1 | 0 | 1 | 0 | 1 | 0 | 1 | Both | Commercial | Large Office | All | New |  |  |  | OFFLGElecTotl | OFFSMGasHeat | LGE NonRes | 15 | 15 | Custom measure EULs ranges from 10 to 25 years depending on end use (NEEP EUL study by GDS 2007) | 100% | 100% | 100% | 16470.297 | 16470.297 | 16470.297 | 16470.297 | 16470.297 | 16470.297 | 16470.297 | 0 | 0 | 0 | 0 | 0 | 0 | 0 | 2300 | 2300 | 2300 | 2300 | 2300 | 2300 | 2300 | 0 | 0 | 0 | 0 | 0 | 0 | 0 | 74466 | 74466 | 74466 | 74466 | 74466 | 74466 | 74466 | 11.6143 | 11.6143 | 11.6143 | 11.6143 | 11.6143 | 11.6143 | 11.6143 | 596.1086 | 596.1086 | 596.1086 | 596.1086 | 596.1086 | 596.1086 | 596.1086 | 16470.297 | 0 | 16470.297 | 0 | 16470.297 | 0 | 16470.297 | 0 | 0 | 0 | 0 | 0 | 0 | 0 | 2300 | 0 | 2300 | 0 | 2300 | 0 | 2300 | 0 | 0 | 0 | 0 | 0 | 0 | 0 | 74466 | 0 | 74466 | 0 | 74466 | 0 | 74466 | 11.6143 | 0 | 11.6143 | 0 | 11.6143 | 0 | 11.6143 | 596.1086 | 0 | 596.1086 | 0 | 596.1086 | 0 | 596.1086 | 2 | 65881.1881 | 0 | 9200 | 0 | 297864 | 46.4571 | 2384.4343 | TRUE | TRUE | TRUE | TRUE | TRUE | TRUE | TRUE | FALSE
31 | Commercial New Construction Tier 3 <25,000 sqft | Commercial New Construction Tier 3 - 20% Over Code | State and Federal Energy Code | Per Project | Per Project | Incremental Cost | 21960.396 | 0 | 21960.396 | 0 | 10980.198 | Benchmarking custom projects from other utilties to estimate incremental cost. Roughly $0.22 per kWh saved as incermental costs. | 3000 | 3000 | 0 | 0 | 99288 | 15.4857 | 794.8114 | Estimated savings from LG&E and KU projections and 2016 program data. | 0% | 1 | 0 | 1 | 0 | 0 | 0 | 1 | 0 | 0 | 1 | 0 | 0 | 1 | 0 | Both | Commercial | Large Office | All | New |  |  |  | OFFLGElecTotl | OFFSMGasHeat | LGE NonRes | 15 | 15 | Custom measure EULs ranges from 10 to 25 years depending on end use (NEEP EUL study by GDS 2007) | 100% | 100% | 100% | 21960.396 | 21960.396 | 21960.396 | 21960.396 | 21960.396 | 21960.396 | 21960.396 | 0 | 0 | 0 | 0 | 0 | 0 | 0 | 3000 | 3000 | 3000 | 3000 | 3000 | 3000 | 3000 | 0 | 0 | 0 | 0 | 0 | 0 | 0 | 99288 | 99288 | 99288 | 99288 | 99288 | 99288 | 99288 | 15.4857 | 15.4857 | 15.4857 | 15.4857 | 15.4857 | 15.4857 | 15.4857 | 794.8114 | 794.8114 | 794.8114 | 794.8114 | 794.8114 | 794.8114 | 794.8114 | 0 | 0 | 21960.396 | 0 | 0 | 21960.396 | 0 | 0 | 0 | 0 | 0 | 0 | 0 | 0 | 0 | 0 | 3000 | 0 | 0 | 3000 | 0 | 0 | 0 | 0 | 0 | 0 | 0 | 0 | 0 | 0 | 99288 | 0 | 0 | 99288 | 0 | 0 | 0 | 15.4857 | 0 | 0 | 15.4857 | 0 | 0 | 0 | 794.8114 | 0 | 0 | 794.8114 | 0 | 1 | 43920.7921 | 0 | 6000 | 0 | 198576 | 30.9714 | 1589.6229 | TRUE | TRUE | TRUE | TRUE | TRUE | TRUE | TRUE | FALSE
32 | Commercial New Construction Tier 4 <25,000 sqft | Commercial New Construction Tier 4 - 25% Over Code | State and Federal Energy Code | Per Project | Per Project | Incremental Cost | 27450.495 | 0 | 27450.495 | 0 | 13725.2475 | Benchmarking custom projects from other utilties to estimate incremental cost. Roughly $0.22 per kWh saved as incermental costs. | 3800 | 3800 | 0 | 0 | 124110 | 19.3571 | 993.5143 | Estimated savings from LG&E and KU projections and 2016 program data. | 0% | 1 | 0 | 1 | 0 | 1.7143 | 0.85714 | 1 | 1 | 1 | 1 | 1 | 1 | 1 | 1 | Both | Commercial | Large Office | All | New |  |  |  | OFFLGElecTotl | OFFSMGasHeat | LGE NonRes | 15 | 15 | Custom measure EULs ranges from 10 to 25 years depending on end use (NEEP EUL study by GDS 2007) | 100% | 100% | 100% | 27450.495 | 27450.495 | 27450.495 | 27450.495 | 27450.495 | 27450.495 | 27450.495 | 0 | 0 | 0 | 0 | 0 | 0 | 0 | 3800 | 3800 | 3800 | 3800 | 3800 | 3800 | 3800 | 0 | 0 | 0 | 0 | 0 | 0 | 0 | 124110 | 124110 | 124110 | 124110 | 124110 | 124110 | 124110 | 19.3571 | 19.3571 | 19.3571 | 19.3571 | 19.3571 | 19.3571 | 19.3571 | 993.5143 | 993.5143 | 993.5143 | 993.5143 | 993.5143 | 993.5143 | 993.5143 | 27450.495 | 27450.495 | 27450.495 | 27450.495 | 27450.495 | 27450.495 | 27450.495 | 0 | 0 | 0 | 0 | 0 | 0 | 0 | 3800 | 3800 | 3800 | 3800 | 3800 | 3800 | 3800 | 0 | 0 | 0 | 0 | 0 | 0 | 0 | 124110 | 124110 | 124110 | 124110 | 124110 | 124110 | 124110 | 19.3571 | 19.3571 | 19.3571 | 19.3571 | 19.3571 | 19.3571 | 19.3571 | 993.5143 | 993.5143 | 993.5143 | 993.5143 | 993.5143 | 993.5143 | 993.5143 | 3 | 192153.4652 | 0 | 26600 | 0 | 868770 | 135.5 | 6954.6 | TRUE | TRUE | TRUE | TRUE | TRUE | TRUE | TRUE | FALSE
33 | Commercial New Construction Tier 1 ≥25,000 sqft | Commercial New Construction Tier 1 - 10% Over Code | State and Federal Energy Code | Per Project | Per Project | Incremental Cost | 32940.594 | 0 | 32940.594 | 0 | 16470.297 | Benchmarking custom projects from other utilties to estimate incremental cost. Roughly $0.22 per kWh saved as incermental costs. | 4500 | 4500 | 0 | 0 | 148932 | 23.2286 | 1192.2171 | Estimated savings from LG&E and KU projections and 2016 program data. | 0% | 1 | 1 | 0 | 0 | 0 | 0 | 0 | 1 | 0 | 0 | 1 | 0 | 0 | 1 | Both | Commercial | Large Office | All | New |  |  |  | OFFLGElecTotl | OFFSMGasHeat | LGE NonRes | 15 | 15 | Custom measure EULs ranges from 10 to 25 years depending on end use (NEEP EUL study by GDS 2007) | 100% | 100% | 100% | 32940.594 | 32940.594 | 32940.594 | 32940.594 | 32940.594 | 32940.594 | 32940.594 | 0 | 0 | 0 | 0 | 0 | 0 | 0 | 4500 | 4500 | 4500 | 4500 | 4500 | 4500 | 4500 | 0 | 0 | 0 | 0 | 0 | 0 | 0 | 148932 | 148932 | 148932 | 148932 | 148932 | 148932 | 148932 | 23.2286 | 23.2286 | 23.2286 | 23.2286 | 23.2286 | 23.2286 | 23.2286 | 1192.2171 | 1192.2171 | 1192.2171 | 1192.2171 | 1192.2171 | 1192.2171 | 1192.2171 | 32940.594 | 0 | 0 | 32940.594 | 0 | 0 | 32940.594 | 0 | 0 | 0 | 0 | 0 | 0 | 0 | 4500 | 0 | 0 | 4500 | 0 | 0 | 4500 | 0 | 0 | 0 | 0 | 0 | 0 | 0 | 148932 | 0 | 0 | 148932 | 0 | 0 | 148932 | 23.2286 | 0 | 0 | 23.2286 | 0 | 0 | 23.2286 | 1192.2171 | 0 | 0 | 1192.2171 | 0 | 0 | 1192.2171 | 1 | 98821.7821 | 0 | 13500 | 0 | 446796 | 69.6857 | 3576.6514 | TRUE | TRUE | TRUE | TRUE | TRUE | TRUE | TRUE | FALSE
34 | Commercial New Construction Tier 2 ≥25,000 sqft | Commercial New Construction Tier 2 - 15% Over Code | State and Federal Energy Code | Per Project | Per Project | Incremental Cost | 49410.8911 | 0 | 49410.8911 | 0 | 24705.4455 | Benchmarking custom projects from other utilties to estimate incremental cost. Roughly $0.22 per kWh saved as incermental costs. | 6800 | 6800 | 0 | 0 | 223398 | 34.8429 | 1788.3257 | Estimated savings from LG&E and KU projections and 2016 program data. | 0% | 1 | 16 | 19 | 13 | 17.1429 | 15.0714 | 0 | 0 | 1 | 0 | 0 | 1 | 0 | 0 | Both | Commercial | Large Office | All | New |  |  |  | OFFLGElecTotl | OFFSMGasHeat | LGE NonRes | 15 | 15 | Custom measure EULs ranges from 10 to 25 years depending on end use (NEEP EUL study by GDS 2007) | 100% | 100% | 100% | 49410.8911 | 49410.8911 | 49410.8911 | 49410.8911 | 49410.8911 | 49410.8911 | 49410.8911 | 0 | 0 | 0 | 0 | 0 | 0 | 0 | 6800 | 6800 | 6800 | 6800 | 6800 | 6800 | 6800 | 0 | 0 | 0 | 0 | 0 | 0 | 0 | 223398 | 223398 | 223398 | 223398 | 223398 | 223398 | 223398 | 34.8429 | 34.8429 | 34.8429 | 34.8429 | 34.8429 | 34.8429 | 34.8429 | 1788.3257 | 1788.3257 | 1788.3257 | 1788.3257 | 1788.3257 | 1788.3257 | 1788.3257 | 0 | 49410.8911 | 0 | 0 | 49410.8911 | 0 | 0 | 0 | 0 | 0 | 0 | 0 | 0 | 0 | 0 | 6800 | 0 | 0 | 6800 | 0 | 0 | 0 | 0 | 0 | 0 | 0 | 0 | 0 | 0 | 223398 | 0 | 0 | 223398 | 0 | 0 | 0 | 34.8429 | 0 | 0 | 34.8429 | 0 | 0 | 0 | 1788.3257 | 0 | 0 | 1788.3257 | 0 | 0 | 1 | 98821.7821 | 0 | 13600 | 0 | 446796 | 69.6857 | 3576.6514 | TRUE | TRUE | TRUE | TRUE | TRUE | TRUE | TRUE | FALSE
35 | Commercial New Construction Tier 3 ≥25,000 sqft | Commercial New Construction Tier 3 - 20% Over Code | State and Federal Energy Code | Per Project | Per Project | Incremental Cost | 65881.1881 | 0 | 65881.1881 | 0 | 32940.594 | Benchmarking custom projects from other utilties to estimate incremental cost. Roughly $0.22 per kWh saved as incermental costs. | 9000 | 9000 | 0 | 0 | 297864 | 46.4571 | 2384.4343 | Estimated savings from LG&E and KU projections and 2016 program data. | 0% | 1 | 0 | 0 | 0 | 0 | 0 | 1 | 0 | 0 | 1 | 0 | 0 | 1 | 0 | Both | Commercial | Large Office | All | New |  |  |  | OFFLGElecTotl | OFFSMGasHeat | LGE NonRes | 15 | 15 | Custom measure EULs ranges from 10 to 25 years depending on end use (NEEP EUL study by GDS 2007) | 100% | 100% | 100% | 65881.1881 | 65881.1881 | 65881.1881 | 65881.1881 | 65881.1881 | 65881.1881 | 65881.1881 | 0 | 0 | 0 | 0 | 0 | 0 | 0 | 9000 | 9000 | 9000 | 9000 | 9000 | 9000 | 9000 | 0 | 0 | 0 | 0 | 0 | 0 | 0 | 297864 | 297864 | 297864 | 297864 | 297864 | 297864 | 297864 | 46.4571 | 46.4571 | 46.4571 | 46.4571 | 46.4571 | 46.4571 | 46.4571 | 2384.4343 | 2384.4343 | 2384.4343 | 2384.4343 | 2384.4343 | 2384.4343 | 2384.4343 | 0 | 0 | 65881.1881 | 0 | 0 | 65881.1881 | 0 | 0 | 0 | 0 | 0 | 0 | 0 | 0 | 0 | 0 | 9000 | 0 | 0 | 9000 | 0 | 0 | 0 | 0 | 0 | 0 | 0 | 0 | 0 | 0 | 297864 | 0 | 0 | 297864 | 0 | 0 | 0 | 46.4571 | 0 | 0 | 46.4571 | 0 | 0 | 0 | 2384.4343 | 0 | 0 | 2384.4343 | 0 | 1 | 131762.3762 | 0 | 18000 | 0 | 595728 | 92.9143 | 4768.8686 | TRUE | TRUE | TRUE | TRUE | TRUE | TRUE | TRUE | FALSE
36 | Commercial New Construction Tier 4 ≥25,000 sqft | Commercial New Construction Tier 4 - 25% Over Code | State and Federal Energy Code | Per Project | Per Project | Incremental Cost | 82351.4851 | 0 | 82351.4851 | 0 | 41175.7425 | Benchmarking custom projects from other utilties to estimate incremental cost. Roughly $0.22 per kWh saved as incermental costs. | 11200 | 11200 | 0 | 0 | 372330 | 58.0714 | 2980.5429 | Estimated savings from LG&E and KU projections and 2016 program data. | 0% | 1 | 1 | 0 | 0 | 0 | 0 | 0 | 0 | 0 | 0 | 0 | 0 | 0 | 0 | Both | Commercial | Large Office | All | New |  |  |  | OFFLGElecTotl | OFFSMGasHeat | LGE NonRes | 15 | 15 | Custom measure EULs ranges from 10 to 25 years depending on end use (NEEP EUL study by GDS 2007) | 100% | 100% | 100% | 82351.4851 | 82351.4851 | 82351.4851 | 82351.4851 | 82351.4851 | 82351.4851 | 82351.4851 | 0 | 0 | 0 | 0 | 0 | 0 | 0 | 11200 | 11200 | 11200 | 11200 | 11200 | 11200 | 11200 | 0 | 0 | 0 | 0 | 0 | 0 | 0 | 372330 | 372330 | 372330 | 372330 | 372330 | 372330 | 372330 | 58.0714 | 58.0714 | 58.0714 | 58.0714 | 58.0714 | 58.0714 | 58.0714 | 2980.5429 | 2980.5429 | 2980.5429 | 2980.5429 | 2980.5429 | 2980.5429 | 2980.5429 | 0 | 0 | 0 | 0 | 0 | 0 | 0 | 0 | 0 | 0 | 0 | 0 | 0 | 0 | 0 | 0 | 0 | 0 | 0 | 0 | 0 | 0 | 0 | 0 | 0 | 0 | 0 | 0 | 0 | 0 | 0 | 0 | 0 | 0 | 0 | 0 | 0 | 0 | 0 | 0 | 0 | 0 | 0 | 0 | 0 | 0 | 0 | 0 | 0 | 0 | 0 | 0 | 0 | 0 | 0 | 0 | 0 | TRUE | TRUE | TRUE | TRUE | TRUE | TRUE | TRUE | TRUE
37 | Commercial New Construction LEED 1 to 5 Points <25,000 sqft | Commercial New Construction LEED 1 to 5 Points - LEED Energy & Atmosphere, Credit 1 Category Optimize Energy Efficiency Performance | Non-LEED Building | Per Project | Per Project | Incremental Cost | 37200 | 0 | 37200 | 0 | 18600 | Assume Direct Costs of LEED Certification ONLY: http://www.josre.org/wp-content/uploads/2012/09/Cost_of_LEED_Analysis_of_Construction_Costs-JOSRE_v3-13.pdf | 2000 | 2000 | 0 | 0 | 0 | 0 | 0 | Assume no additional savings for LEED. Bonus incentive. Estimated savings from LG&E and KU projections and 2016 program data. | 0% | 1 | 1 | 1 | 0 | 0 | 0 | 0 | 1 | 0 | 0 | 1 | 0 | 0 | 1 | Both | Commercial | Large Office | All | New |  |  |  | OFFLGElecTotl | OFFSMGasHeat | LGE NonRes | 15 | 15 | Custom measure EULs ranges from 10 to 25 years depending on end use (NEEP EUL study by GDS 2007) | 100% | 100% | 0% | 37200 | 37200 | 37200 | 37200 | 37200 | 37200 | 37200 | 0 | 0 | 0 | 0 | 0 | 0 | 0 | 2000 | 2000 | 2000 | 2000 | 2000 | 2000 | 2000 | 0 | 0 | 0 | 0 | 0 | 0 | 0 | 0 | 0 | 0 | 0 | 0 | 0 | 0 | 0 | 0 | 0 | 0 | 0 | 0 | 0 | 0 | 0 | 0 | 0 | 0 | 0 | 0 | 37200 | 0 | 0 | 37200 | 0 | 0 | 37200 | 0 | 0 | 0 | 0 | 0 | 0 | 0 | 2000 | 0 | 0 | 2000 | 0 | 0 | 2000 | 0 | 0 | 0 | 0 | 0 | 0 | 0 | 0 | 0 | 0 | 0 | 0 | 0 | 0 | 0 | 0 | 0 | 0 | 0 | 0 | 0 | 0 | 0 | 0 | 0 | 0 | 0 | 0 | 1 | 111600 | 0 | 6000 | 0 | 0 | 0 | 0 | TRUE | TRUE | TRUE | TRUE | TRUE | TRUE | TRUE | TRUE
38 | Commercial New Construction LEED 6 to 10 Points <25,000 sqft | Commercial New Construction LEED 6 to 10 Points - LEED Energy & Atmosphere, Credit 1 Category Optimize Energy Efficiency Performance | Non-LEED Building | Per Project | Per Project | Incremental Cost | 37200 | 0 | 37200 | 0 | 18600 | Assume Direct Costs of LEED Certification ONLY: http://www.josre.org/wp-content/uploads/2012/09/Cost_of_LEED_Analysis_of_Construction_Costs-JOSRE_v3-13.pdf | 2500 | 2500 | 0 | 0 | 0 | 0 | 0 | Assume no additional savings for LEED. Bonus incentive. Estimated savings from LG&E and KU projections and 2016 program data. | 0% | 1 | 8 | 9 | 12 | 3.4286 | 7.7143 | 0 | 0 | 1 | 0 | 0 | 1 | 0 | 0 | Both | Commercial | Large Office | All | New |  |  |  | OFFLGElecTotl | OFFSMGasHeat | LGE NonRes | 15 | 15 | Custom measure EULs ranges from 10 to 25 years depending on end use (NEEP EUL study by GDS 2007) | 100% | 100% | 0% | 37200 | 37200 | 37200 | 37200 | 37200 | 37200 | 37200 | 0 | 0 | 0 | 0 | 0 | 0 | 0 | 2500 | 2500 | 2500 | 2500 | 2500 | 2500 | 2500 | 0 | 0 | 0 | 0 | 0 | 0 | 0 | 0 | 0 | 0 | 0 | 0 | 0 | 0 | 0 | 0 | 0 | 0 | 0 | 0 | 0 | 0 | 0 | 0 | 0 | 0 | 0 | 0 | 0 | 37200 | 0 | 0 | 37200 | 0 | 0 | 0 | 0 | 0 | 0 | 0 | 0 | 0 | 0 | 2500 | 0 | 0 | 2500 | 0 | 0 | 0 | 0 | 0 | 0 | 0 | 0 | 0 | 0 | 0 | 0 | 0 | 0 | 0 | 0 | 0 | 0 | 0 | 0 | 0 | 0 | 0 | 0 | 0 | 0 | 0 | 0 | 0 | 0 | 1 | 74400 | 0 | 5000 | 0 | 0 | 0 | 0 | TRUE | TRUE | TRUE | TRUE | TRUE | TRUE | TRUE | TRUE
39 | Commercial New Construction LEED 11 to 15 Points <25,000 sqft | Commercial New Construction LEED 11 to 15 Points - LEED Energy & Atmosphere, Credit 1 Category Optimize Energy Efficiency Performance | Non-LEED Building | Per Project | Per Project | Incremental Cost | 37200 | 0 | 37200 | 0 | 18600 | Assume Direct Costs of LEED Certification ONLY: http://www.josre.org/wp-content/uploads/2012/09/Cost_of_LEED_Analysis_of_Construction_Costs-JOSRE_v3-13.pdf | 3000 | 3000 | 0 | 0 | 0 | 0 | 0 | Assume no additional savings for LEED. Bonus incentive. Estimated savings from LG&E and KU projections and 2016 program data. | 0% | 1 | 0 | 0 | 0 | 0 | 0 | 1 | 0 | 0 | 1 | 0 | 0 | 1 | 0 | Both | Commercial | Large Office | All | New |  |  |  | OFFLGElecTotl | OFFSMGasHeat | LGE NonRes | 15 | 15 | Custom measure EULs ranges from 10 to 25 years depending on end use (NEEP EUL study by GDS 2007) | 100% | 100% | 0% | 37200 | 37200 | 37200 | 37200 | 37200 | 37200 | 37200 | 0 | 0 | 0 | 0 | 0 | 0 | 0 | 3000 | 3000 | 3000 | 3000 | 3000 | 3000 | 3000 | 0 | 0 | 0 | 0 | 0 | 0 | 0 | 0 | 0 | 0 | 0 | 0 | 0 | 0 | 0 | 0 | 0 | 0 | 0 | 0 | 0 | 0 | 0 | 0 | 0 | 0 | 0 | 0 | 0 | 0 | 37200 | 0 | 0 | 37200 | 0 | 0 | 0 | 0 | 0 | 0 | 0 | 0 | 0 | 0 | 3000 | 0 | 0 | 3000 | 0 | 0 | 0 | 0 | 0 | 0 | 0 | 0 | 0 | 0 | 0 | 0 | 0 | 0 | 0 | 0 | 0 | 0 | 0 | 0 | 0 | 0 | 0 | 0 | 0 | 0 | 0 | 0 | 0 | 1 | 74400 | 0 | 6000 | 0 | 0 | 0 | 0 | TRUE | TRUE | TRUE | TRUE | TRUE | TRUE | TRUE | TRUE
40 | Commercial New Construction LEED 16+ Points <25,000 sqft | Commercial New Construction LEED 16+ Points - LEED Energy & Atmosphere, Credit 1 Category Optimize Energy Efficiency Performance | Non-LEED Building | Per Project | Per Project | Incremental Cost | 37200 | 0 | 37200 | 0 | 18600 | Assume Direct Costs of LEED Certification ONLY: http://www.josre.org/wp-content/uploads/2012/09/Cost_of_LEED_Analysis_of_Construction_Costs-JOSRE_v3-13.pdf | 3500 | 3500 | 0 | 0 | 0 | 0 | 0 | Assume no additional savings for LEED. Bonus incentive. Estimated savings from LG&E and KU projections and 2016 program data. | 0% | 1 | 1 | 0 | 0 | 0 | 0 | 0 | 1 | 0 | 0 | 1 | 0 | 0 | 1 | Both | Commercial | Large Office | All | New |  |  |  | OFFLGElecTotl | OFFSMGasHeat | LGE NonRes | 15 | 15 | Custom measure EULs ranges from 10 to 25 years depending on end use (NEEP EUL study by GDS 2007) | 100% | 100% | 0% | 37200 | 37200 | 37200 | 37200 | 37200 | 37200 | 37200 | 0 | 0 | 0 | 0 | 0 | 0 | 0 | 3500 | 3500 | 3500 | 3500 | 3500 | 3500 | 3500 | 0 | 0 | 0 | 0 | 0 | 0 | 0 | 0 | 0 | 0 | 0 | 0 | 0 | 0 | 0 | 0 | 0 | 0 | 0 | 0 | 0 | 0 | 0 | 0 | 0 | 0 | 0 | 0 | 37200 | 0 | 0 | 37200 | 0 | 0 | 37200 | 0 | 0 | 0 | 0 | 0 | 0 | 0 | 3500 | 0 | 0 | 3500 | 0 | 0 | 3500 | 0 | 0 | 0 | 0 | 0 | 0 | 0 | 0 | 0 | 0 | 0 | 0 | 0 | 0 | 0 | 0 | 0 | 0 | 0 | 0 | 0 | 0 | 0 | 0 | 0 | 0 | 0 | 0 | 1 | 111600 | 0 | 10500 | 0 | 0 | 0 | 0 | TRUE | TRUE | TRUE | TRUE | TRUE | TRUE | TRUE | TRUE
41 | Commercial New Construction LEED 1 to 5 Points ≥25,000 sqft | Commercial New Construction LEED 1 to 5 Points - LEED Energy & Atmosphere, Credit 1 Category Optimize Energy Efficiency Performance | Non-LEED Building | Per Project | Per Project | Incremental Cost | 37200 | 0 | 37200 | 0 | 18600 | Assume Direct Costs of LEED Certification ONLY: http://www.josre.org/wp-content/uploads/2012/09/Cost_of_LEED_Analysis_of_Construction_Costs-JOSRE_v3-13.pdf | 4000 | 4000 | 0 | 0 | 0 | 0 | 0 | Assume no additional savings for LEED. Bonus incentive. Estimated savings from LG&E and KU projections and 2016 program data. | 0% | 1 | 0 | 0 | 0 | 0 | 0 | 0 | 0 | 1 | 0 | 0 | 1 | 0 | 0 | Both | Commercial | Large Office | All | New |  |  |  | OFFLGElecTotl | OFFSMGasHeat | LGE NonRes | 15 | 15 | Custom measure EULs ranges from 10 to 25 years depending on end use (NEEP EUL study by GDS 2007) | 100% | 100% | 0% | 37200 | 37200 | 37200 | 37200 | 37200 | 37200 | 37200 | 0 | 0 | 0 | 0 | 0 | 0 | 0 | 4000 | 4000 | 4000 | 4000 | 4000 | 4000 | 4000 | 0 | 0 | 0 | 0 | 0 | 0 | 0 | 0 | 0 | 0 | 0 | 0 | 0 | 0 | 0 | 0 | 0 | 0 | 0 | 0 | 0 | 0 | 0 | 0 | 0 | 0 | 0 | 0 | 0 | 37200 | 0 | 0 | 37200 | 0 | 0 | 0 | 0 | 0 | 0 | 0 | 0 | 0 | 0 | 4000 | 0 | 0 | 4000 | 0 | 0 | 0 | 0 | 0 | 0 | 0 | 0 | 0 | 0 | 0 | 0 | 0 | 0 | 0 | 0 | 0 | 0 | 0 | 0 | 0 | 0 | 0 | 0 | 0 | 0 | 0 | 0 | 0 | 0 | 1 | 74400 | 0 | 8000 | 0 | 0 | 0 | 0 | TRUE | TRUE | TRUE | TRUE | TRUE | TRUE | TRUE | TRUE
42 | Commercial New Construction LEED 6 to 10 Points ≥25,000 sqft | Commercial New Construction LEED 6 to 10 Points - LEED Energy & Atmosphere, Credit 1 Category Optimize Energy Efficiency Performance | Non-LEED Building | Per Project | Per Project | Incremental Cost | 37200 | 0 | 37200 | 0 | 18600 | Assume Direct Costs of LEED Certification ONLY: http://www.josre.org/wp-content/uploads/2012/09/Cost_of_LEED_Analysis_of_Construction_Costs-JOSRE_v3-13.pdf | 6000 | 6000 | 0 | 0 | 0 | 0 | 0 | Assume no additional savings for LEED. Bonus incentive. Estimated savings from LG&E and KU projections and 2016 program data. | 0% | 1 | 0 | 0 | 0 | 0 | 0 | 1 | 0 | 1 | 0 | 1 | 0 | 1 | 0 | Both | Commercial | Large Office | All | New |  |  |  | OFFLGElecTotl | OFFSMGasHeat | LGE NonRes | 15 | 15 | Custom measure EULs ranges from 10 to 25 years depending on end use (NEEP EUL study by GDS 2007) | 100% | 100% | 0% | 37200 | 37200 | 37200 | 37200 | 37200 | 37200 | 37200 | 0 | 0 | 0 | 0 | 0 | 0 | 0 | 6000 | 6000 | 6000 | 6000 | 6000 | 6000 | 6000 | 0 | 0 | 0 | 0 | 0 | 0 | 0 | 0 | 0 | 0 | 0 | 0 | 0 | 0 | 0 | 0 | 0 | 0 | 0 | 0 | 0 | 0 | 0 | 0 | 0 | 0 | 0 | 0 | 0 | 37200 | 0 | 37200 | 0 | 37200 | 0 | 0 | 0 | 0 | 0 | 0 | 0 | 0 | 0 | 6000 | 0 | 6000 | 0 | 6000 | 0 | 0 | 0 | 0 | 0 | 0 | 0 | 0 | 0 | 0 | 0 | 0 | 0 | 0 | 0 | 0 | 0 | 0 | 0 | 0 | 0 | 0 | 0 | 0 | 0 | 0 | 0 | 0 | 0 | 1 | 111600 | 0 | 18000 | 0 | 0 | 0 | 0 | TRUE | TRUE | TRUE | TRUE | TRUE | TRUE | TRUE | TRUE
43 | Commercial New Construction LEED 11 to 15 Points ≥25,000 sqft | Commercial New Construction LEED 11 to 15 Points - LEED Energy & Atmosphere, Credit 1 Category Optimize Energy Efficiency Performance | Non-LEED Building | Per Project | Per Project | Incremental Cost | 37200 | 0 | 37200 | 0 | 18600 | Assume Direct Costs of LEED Certification ONLY: http://www.josre.org/wp-content/uploads/2012/09/Cost_of_LEED_Analysis_of_Construction_Costs-JOSRE_v3-13.pdf | 8000 | 8000 | 0 | 0 | 0 | 0 | 0 | Assume no additional savings for LEED. Bonus incentive. Estimated savings from LG&E and KU projections and 2016 program data. | 0% | 1 | 0 | 0 | 0 | 0 | 0 | 0 | 1 | 0 | 1 | 0 | 1 | 0 | 1 | Both | Commercial | Large Office | All | New |  |  |  | OFFLGElecTotl | OFFSMGasHeat | LGE NonRes | 15 | 15 | Custom measure EULs ranges from 10 to 25 years depending on end use (NEEP EUL study by GDS 2007) | 100% | 100% | 0% | 37200 | 37200 | 37200 | 37200 | 37200 | 37200 | 37200 | 0 | 0 | 0 | 0 | 0 | 0 | 0 | 8000 | 8000 | 8000 | 8000 | 8000 | 8000 | 8000 | 0 | 0 | 0 | 0 | 0 | 0 | 0 | 0 | 0 | 0 | 0 | 0 | 0 | 0 | 0 | 0 | 0 | 0 | 0 | 0 | 0 | 0 | 0 | 0 | 0 | 0 | 0 | 0 | 37200 | 0 | 37200 | 0 | 37200 | 0 | 37200 | 0 | 0 | 0 | 0 | 0 | 0 | 0 | 8000 | 0 | 8000 | 0 | 8000 | 0 | 8000 | 0 | 0 | 0 | 0 | 0 | 0 | 0 | 0 | 0 | 0 | 0 | 0 | 0 | 0 | 0 | 0 | 0 | 0 | 0 | 0 | 0 | 0 | 0 | 0 | 0 | 0 | 0 | 0 | 2 | 148800 | 0 | 32000 | 0 | 0 | 0 | 0 | TRUE | TRUE | TRUE | TRUE | TRUE | TRUE | TRUE | TRUE
44 | Commercial New Construction LEED 16+ Points ≥25,000 sqft | Commercial New Construction LEED 16+ Points - LEED Energy & Atmosphere, Credit 1 Category Optimize Energy Efficiency Performance | Non-LEED Building | Per Project | Per Project | Incremental Cost | 37200 | 0 | 37200 | 0 | 18600 | Assume Direct Costs of LEED Certification ONLY: http://www.josre.org/wp-content/uploads/2012/09/Cost_of_LEED_Analysis_of_Construction_Costs-JOSRE_v3-13.pdf | 10000 | 10000 | 0 | 0 | 0 | 0 | 0 | Assume no additional savings for LEED. Bonus incentive. Estimated savings from LG&E and KU projections and 2016 program data. | 0% | 1 | 3 | 0 | 1 | 0 | 0.5 | 1 | 0 | 0 | 1 | 0 | 0 | 1 | 0 | Both | Commercial | Large Office | Lighting | New |  |  |  | OFFLGElecTotl | OFFSMGasHeat | LGE NonRes | 15 | 15 | Custom measure EULs ranges from 10 to 25 years depending on end use (NEEP EUL study by GDS 2007) | 100% | 100% | 0% | 37200 | 37200 | 37200 | 37200 | 37200 | 37200 | 37200 | 0 | 0 | 0 | 0 | 0 | 0 | 0 | 10000 | 10000 | 10000 | 10000 | 10000 | 10000 | 10000 | 0 | 0 | 0 | 0 | 0 | 0 | 0 | 0 | 0 | 0 | 0 | 0 | 0 | 0 | 0 | 0 | 0 | 0 | 0 | 0 | 0 | 0 | 0 | 0 | 0 | 0 | 0 | 0 | 0 | 0 | 37200 | 0 | 0 | 37200 | 0 | 0 | 0 | 0 | 0 | 0 | 0 | 0 | 0 | 0 | 10000 | 0 | 0 | 10000 | 0 | 0 | 0 | 0 | 0 | 0 | 0 | 0 | 0 | 0 | 0 | 0 | 0 | 0 | 0 | 0 | 0 | 0 | 0 | 0 | 0 | 0 | 0 | 0 | 0 | 0 | 0 | 0 | 0 | 1 | 74400 | 0 | 20000 | 0 | 0 | 0 | 0 | TRUE | TRUE | TRUE | TRUE | TRUE | TRUE | TRUE | TRUE
45 | LED Troffer | Any LED lamps or ballasts must also be ENERGY STAR® certified or listed on the Design Lights Consortium (DLC) qualified list. | 1-, 2-, 3-, or 4-Lamp 32w T8 | n/a | Per Unit | Incremental Cost | 67.125 | 0 | 67.125 | 0 | 33.5625 | Costs estimated from IL TRM v9: 4.5.4 LED Bulbs and Fixtures: LED Troffers | 10 | 10 | 0 | 0 | 114.5894 | 0.02735 | -1.5915 | Per unit savings estimate from IL TRM v10.0 "4.5.4 LED Bulbs and Fixtures" - use-specific input assumptions are for "Unknown" building/space type and Energy Star Fixtures | 0% | 1 | 1 | 0 | 1 | 0 | 0.5 | 1 | 1 | 1 | 0.2 | 0 | 0 | 0 | 0 | Electric | Commercial | Large Office | Lighting | Existing |  |  |  | OFFLGInLight | OFFSMGasHeat | LGE NonRes | 20 | 15 | Based on the DEER 2014 EUL database for the measure "Linear Fluorescent with Electronic Ballast" | 100% | 100% | 0% | 67.125 | 67.125 | 67.125 | 67.125 | 67.125 | 67.125 | 67.125 | 0 | 0 | 0 | 0 | 0 | 0 | 0 | 10 | 10 | 10 | 10 | 10 | 10 | 10 | 0 | 0 | 0 | 0 | 0 | 0 | 0 | 114.5894 | 114.5894 | 114.5894 | 114.5894 | 114.5894 | 114.5894 | 114.5894 | 0.02735 | 0.02735 | 0.02735 | 0.02735 | 0.02735 | 0.02735 | 0.02735 | 0 | 0 | 0 | 0 | 0 | 0 | 0 | 67.125 | 67.125 | 13.425 | 0 | 0 | 0 | 0 | 0 | 0 | 0 | 0 | 0 | 0 | 0 | 10 | 10 | 2 | 0 | 0 | 0 | 0 | 0 | 0 | 0 | 0 | 0 | 0 | 0 | 114.5894 | 114.5894 | 22.9179 | 0 | 0 | 0 | 0 | 0.02735 | 0.02735 | 0.0054699 | 0 | 0 | 0 | 0 | 0 | 0 | 0 | 0 | 0 | 0 | 0 | 2.2 | 147.675 | 0 | 22 | 0 | 252.0966 | 0.060169 | 0 | TRUE | TRUE | TRUE | TRUE | TRUE | TRUE | TRUE | TRUE
46 | LED High Bay | Any LED lamps or ballasts must also be ENERGY STAR® certified or listed on the Design Lights Consortium (DLC) qualified list. | High-bay luminaire with a high intensity discharge or fluorescent light-source | n/a | Per Unit | Incremental Cost | 326.082 | 0 | 326.082 | -2.17 | 163.041 | Costs estimated from Mid-Atlantic TRM v9: LED High-Bay Luminaires and Retrofit Kits; O&M impact - $32.50/lamp over 15 year max measure life | 25 | 25 | 0 | 0 | 2111.8968 | 0.32591 | -15.4168 | Per unit savings estimate from Mid-Atlantic TRM v9 "LED LED High-Bay Luminaires and Retrofit Kits" - use-specific input assumptions are average of all building types from Table D-3; Base and EE Wattage assumptions are average from IL TRM 4.5.4 LED Bulbs and Fixtures "LED Fixture Wattage, TOS Baseline and Incremental Cost Assumptions" Table | 0% | 1 | 0 | 0 | 0 | 0 | 0 | 0 | 0 | 0 | 0 | 0 | 0 | 0 | 0 | Electric | Commercial | Large Office | Lighting | Existing |  |  |  | OFFLGInLight | OFFSMGasHeat | LGE NonRes | 20 | 15 | Based on the DEER 2014 EUL database for the measure "HID Lighting (T-5)" | 100% | 100% | 0% | 326.082 | 326.082 | 326.082 | 326.082 | 326.082 | 326.082 | 326.082 | -2.17 | -2.17 | -2.17 | -2.17 | -2.17 | -2.17 | -2.17 | 25 | 25 | 25 | 25 | 25 | 25 | 25 | 0 | 0 | 0 | 0 | 0 | 0 | 0 | 2111.8968 | 2111.8968 | 2111.8968 | 2111.8968 | 2111.8968 | 2111.8968 | 2111.8968 | 0.32591 | 0.32591 | 0.32591 | 0.32591 | 0.32591 | 0.32591 | 0.32591 | 0 | 0 | 0 | 0 | 0 | 0 | 0 | 0 | 0 | 0 | 0 | 0 | 0 | 0 | 0 | 0 | 0 | 0 | 0 | 0 | 0 | 0 | 0 | 0 | 0 | 0 | 0 | 0 | 0 | 0 | 0 | 0 | 0 | 0 | 0 | 0 | 0 | 0 | 0 | 0 | 0 | 0 | 0 | 0 | 0 | 0 | 0 | 0 | 0 | 0 | 0 | 0 | 0 | 0 | 0 | 0 | 0 | 0 | 0 | 0 | 0 | 0 | 0 | 0 | TRUE | TRUE | TRUE | TRUE | TRUE | TRUE | TRUE | TRUE
47 | LED Tube | Any LED lamps or ballasts must also be ENERGY STAR® certified or listed on the Design Lights Consortium (DLC) qualified list. | Existing four-foot linear fluorescent fixture | n/a | Per Unit | Incremental Cost | 30.205 | 0 | 30.205 | 0 | 15.1025 | Costs estimated from Mid-Atlantic TRM v9: LED Four-Foot Linear Replacement Lamps; | 3 | 3 | 0 | 0 | 39.4875 | 0.0060938 | -0.28826 | Per unit savings estimate from Mid-Atlantic TRM v9 "LED LED High-Bay Luminaires and Retrofit Kits" - use-specific input assumptions are average of all building types from Table D-3 | 0% | 1 | 0 | 0 | 0 | 12142.2857 | 6071.1429 | 6071 | 6071 | 6071 | 1457.04 | 0 | 0 | 0 | 0 | Electric | Commercial | Large Office | Lighting | Existing |  |  |  | OFFLGInLight | OFFSMGasHeat | LGE NonRes | 20 | 15 | Based on the DEER 2014 EUL database for the measure "Linear Fluorescent with Electronic Ballast" | 100% | 100% | 0% | 30.205 | 30.205 | 30.205 | 30.205 | 30.205 | 30.205 | 30.205 | 0 | 0 | 0 | 0 | 0 | 0 | 0 | 3 | 3 | 3 | 3 | 3 | 3 | 3 | 0 | 0 | 0 | 0 | 0 | 0 | 0 | 39.4875 | 39.4875 | 39.4875 | 39.4875 | 39.4875 | 39.4875 | 39.4875 | 0.0060938 | 0.0060938 | 0.0060938 | 0.0060938 | 0.0060938 | 0.0060938 | 0.0060938 | 0 | 0 | 0 | 0 | 0 | 0 | 0 | 183374.555 | 183374.555 | 44009.8932 | 0 | 0 | 0 | 0 | 0 | 0 | 0 | 0 | 0 | 0 | 0 | 18213 | 18213 | 4371.12 | 0 | 0 | 0 | 0 | 0 | 0 | 0 | 0 | 0 | 0 | 0 | 239728.6125 | 239728.6125 | 57534.867 | 0 | 0 | 0 | 0 | 36.9952 | 36.9952 | 8.8788 | 0 | 0 | 0 | 0 | 0 | 0 | 0 | 0 | 0 | 0 | 0 | 13599.04 | 410759.0032 | 0 | 40797.12 | 0 | 536992.092 | 82.8692 | 0 | TRUE | TRUE | TRUE | TRUE | TRUE | TRUE | TRUE | TRUE
48 | Interior ≤ 10W | Any LED lamps or ballasts must also be ENERGY STAR® certified or listed on the Design Lights Consortium (DLC) qualified list. | Baseline Wall-Wash Fixtures or 2 ft F17T8 Standard Lamp | n/a | Per Unit | Incremental Cost | 36 | 0 | 36 | 0 | 18 | Costs estimated from IL TRM v10: "4.5.4 LED Bulbs and Fixtures;" LED Downlight Fixtures, LED Interior Directional, LED Linear Replacement Lamps, and LED Linear Ambient Fixtures | 5 | 5 | 0 | 0 | 167.1274 | 0.038548 | 0 | LG&E/KU Commercial Rebates Report - Appendix A | 0% | 1 | 0 | 0 | 0 | 14730.8571 | 14730.8571 | 14731 | 14731 | 14731 | 3535.44 | 0 | 0 | 0 | 0 | Electric | Commercial | Large Office | Lighting | Existing |  |  |  | OFFLGInLight | OFFSMGasHeat | LGE NonRes | 12 | 3 | Engineering calculation. Assuming a 10,000 hour lifetime and an average screw base hours of use for commercial buildings of 3856 hours per year. | 100% | 100% | 0% | 36 | 36 | 36 | 36 | 36 | 36 | 36 | 0 | 0 | 0 | 0 | 0 | 0 | 0 | 5 | 5 | 5 | 5 | 5 | 5 | 5 | 0 | 0 | 0 | 0 | 0 | 0 | 0 | 167.1274 | 167.1274 | 167.1274 | 167.1274 | 167.1274 | 167.1274 | 167.1274 | 0.038548 | 0.038548 | 0.038548 | 0.038548 | 0.038548 | 0.038548 | 0.038548 | 0 | 0 | 0 | 0 | 0 | 0 | 0 | 530316 | 530316 | 127275.84 | 0 | 0 | 0 | 0 | 0 | 0 | 0 | 0 | 0 | 0 | 0 | 73655 | 73655 | 17677.2 | 0 | 0 | 0 | 0 | 0 | 0 | 0 | 0 | 0 | 0 | 0 | 2461953.9398 | 2461953.9398 | 590868.9455 | 0 | 0 | 0 | 0 | 567.8437 | 567.8437 | 136.2825 | 0 | 0 | 0 | 0 | 0 | 0 | 0 | 0 | 0 | 0 | 0 | 32997.44 | 1187907.84 | 0 | 164987.2 | 0 | 5514776.8251 | 1271.9698 | 0 | TRUE | TRUE | TRUE | TRUE | TRUE | TRUE | TRUE | TRUE
49 | Interior > 10W and < 50W | Any LED lamps or ballasts must also be ENERGY STAR® certified or listed on the Design Lights Consortium (DLC) qualified list. | Baseline Recessed, Surface, Pendant Downlights; Baseline Track Lighting; 4 ft F32T8 Standard Lamp; 4 ft F32T8/HO Standard Lamp; 1-, 2-, or 3-lamp 32w T8 | n/a | Per Unit | Incremental Cost | 36.2857 | 0 | 36.2857 | 0 | 18.1429 | Costs estimated from IL TRM v10: "4.5.4 LED Bulbs and Fixtures;" LED Downlight Fixtures, LED Interior Directional, LED Linear Replacement Lamps, and LED Linear Ambient Fixtures | 5 | 5 | 0 | 0 | 129.1201 | 0.062447 | 0 | LG&E/KU Commercial Rebates Report - Appendix A | 0% | 1 | 0 | 258963 | 232658 | 196464 | 196464 | 196464 | 196464 | 196464 | 47151.36 | 0 | 0 | 0 | 0 | Electric | Commercial | Large Office | Lighting | Existing |  |  |  | OFFLGInLight | OFFSMGasHeat | LGE NonRes | 12 | 3 | Engineering calculation. Assuming a 10,000 hour lifetime and an average screw base hours of use for commercial buildings of 3856 hours per year. | 100% | 100% | 0% | 36.2857 | 36.2857 | 36.2857 | 36.2857 | 36.2857 | 36.2857 | 36.2857 | 0 | 0 | 0 | 0 | 0 | 0 | 0 | 5 | 5 | 5 | 5 | 5 | 5 | 5 | 0 | 0 | 0 | 0 | 0 | 0 | 0 | 129.1201 | 129.1201 | 129.1201 | 129.1201 | 129.1201 | 129.1201 | 129.1201 | 0.062447 | 0.062447 | 0.062447 | 0.062447 | 0.062447 | 0.062447 | 0.062447 | 0 | 0 | 0 | 0 | 0 | 0 | 0 | 7128836.5714 | 7128836.5714 | 1710920.7771 | 0 | 0 | 0 | 0 | 0 | 0 | 0 | 0 | 0 | 0 | 0 | 982320 | 982320 | 235756.8 | 0 | 0 | 0 | 0 | 0 | 0 | 0 | 0 | 0 | 0 | 0 | 25367448.5575 | 25367448.5575 | 6088187.6538 | 0 | 0 | 0 | 0 | 12268.6455 | 12268.6455 | 2944.4749 | 0 | 0 | 0 | 0 | 0 | 0 | 0 | 0 | 0 | 0 | 0 | 440079.36 | 15968593.92 | 0 | 2200396.8 | 0 | 56823084.7689 | 27481.766 | 0 | TRUE | TRUE | TRUE | TRUE | TRUE | TRUE | TRUE | TRUE
50 | Interior ≥ 50W | Any LED lamps or ballasts must also be ENERGY STAR® certified or listed on the Design Lights Consortium (DLC) qualified list. | 4 ft T5HO 2L-F54T5HO or T5HO 3L-F54T5HO | n/a | Per Unit | Incremental Cost | 152 | 0 | 152 | 0 | 76 | Costs estimated from IL TRM v10: "4.5.4 LED Bulbs and Fixtures;" LED Downlight Fixtures, LED Interior Directional, LED Linear Replacement Lamps, and LED Linear Ambient Fixtures | 6 | 6 | 0 | 0 | 208.3513 | 0.044389 | 0 | LG&E/KU Commercial Rebates Report - Appendix A | 0% | 1 | 29621 | 32218 | 25222 | 24370.2857 | 24370.2857 | 24370 | 24370 | 24370 | 5848.8 | 0 | 0 | 0 | 0 | Electric | Commercial | Large Office | Lighting | Existing |  |  |  | OFFLGInLight | OFFSMGasHeat | LGE NonRes | 12 | 3 | Engineering calculation. Assuming a 10,000 hour lifetime and an average screw base hours of use for commercial buildings of 3856 hours per year. | 100% | 100% | 0% | 152 | 152 | 152 | 152 | 152 | 152 | 152 | 0 | 0 | 0 | 0 | 0 | 0 | 0 | 6 | 6 | 6 | 6 | 6 | 6 | 6 | 0 | 0 | 0 | 0 | 0 | 0 | 0 | 208.3513 | 208.3513 | 208.3513 | 208.3513 | 208.3513 | 208.3513 | 208.3513 | 0.044389 | 0.044389 | 0.044389 | 0.044389 | 0.044389 | 0.044389 | 0.044389 | 0 | 0 | 0 | 0 | 0 | 0 | 0 | 3704240 | 3704240 | 889017.6 | 0 | 0 | 0 | 0 | 0 | 0 | 0 | 0 | 0 | 0 | 0 | 146220 | 146220 | 35092.8 | 0 | 0 | 0 | 0 | 0 | 0 | 0 | 0 | 0 | 0 | 0 | 5077520.0902 | 5077520.0902 | 1218604.8216 | 0 | 0 | 0 | 0 | 1081.7495 | 1081.7495 | 259.6199 | 0 | 0 | 0 | 0 | 0 | 0 | 0 | 0 | 0 | 0 | 0 | 54588.8 | 8297497.6 | 0 | 327532.8 | 0 | 11373645.002 | 2423.119 | 0 | TRUE | TRUE | TRUE | TRUE | TRUE | TRUE | TRUE | TRUE
51 | Exterior: LED Other | Any LED lamps or ballasts must also be ENERGY STAR® certified or listed on the Design Lights Consortium (DLC) qualified list. | Exterior flood or spot fixture with a high intensity discharge or PAR light-source | n/a | Per Unit | Incremental Cost | 18.5 | 0 | 18.5 | 0 | 9.25 | Average of all "Exterior LED Flood and Spot Luminaires" costs from Mid-Atlantic TRM | 13 | 13 | 0 | 0 | 634.5047 | 0 | 0 | LG&E/KU Commercial Rebates Report - Appendix A | 0% | 1 | 356066 | 121644 | 61801 | 56893.7143 | 56893.7143 | 56894 | 56894 | 56894 | 13654.56 | 0 | 0 | 0 | 0 | Electric | Commercial | Large Office | Lighting | Existing |  |  |  | OFFLGInLight | OFFSMGasHeat | LGE NonRes | 20 | 15 | 2015/2016 Xcel Demand-Side Management Plan, Electric and Natural Gas. pg. 516; Commercial Prescriptive Retrofit Lighting; LED Exterior Wall Pack 26W - 60W measure | 100% | 100% | 0% | 18.5 | 18.5 | 18.5 | 18.5 | 18.5 | 18.5 | 18.5 | 0 | 0 | 0 | 0 | 0 | 0 | 0 | 13 | 13 | 13 | 13 | 13 | 13 | 13 | 0 | 0 | 0 | 0 | 0 | 0 | 0 | 634.5047 | 634.5047 | 634.5047 | 634.5047 | 634.5047 | 634.5047 | 634.5047 | 0 | 0 | 0 | 0 | 0 | 0 | 0 | 0 | 0 | 0 | 0 | 0 | 0 | 0 | 1052539 | 1052539 | 252609.36 | 0 | 0 | 0 | 0 | 0 | 0 | 0 | 0 | 0 | 0 | 0 | 739622 | 739622 | 177509.28 | 0 | 0 | 0 | 0 | 0 | 0 | 0 | 0 | 0 | 0 | 0 | 36099512.1264 | 36099512.1264 | 8663882.9103 | 0 | 0 | 0 | 0 | 0 | 0 | 0 | 0 | 0 | 0 | 0 | 0 | 0 | 0 | 0 | 0 | 0 | 0 | 127442.56 | 2357687.36 | 0 | 1656753.28 | 0 | 80862907.1631 | 0 | 0 | TRUE | TRUE | TRUE | TRUE | TRUE | TRUE | TRUE | TRUE
52 | Wall Pack & Canopy Fixtures ≤ 150W | Any LED lamps or ballasts must also be ENERGY STAR® certified or listed on the Design Lights Consortium (DLC) qualified list. | A parking garage or canopy luminaire with a high intensity discharge light-source | n/a | Per Unit | Incremental Cost | 631 | 0 | 631 | -2.8653 | 315.5 | Equipment and O&M costs pulled directly from Mid Atlantic TRM V9: LED Parking Garage/Canopy Luminaires and Retrofit Kit | 20 | 20 | 0 | 0 | 465.773 | 0.0385 | 0 | Per unit savings estimate from Mid-Atlantic TRM v9 "LED Parking Garage/Canopy Luminaires and Retrofit Kits" | 0% | 1 | 11230 | 17168 | 15376 | 9058.2857 | 9058.2857 | 9058 | 9058 | 9058 | 2173.92 | 0 | 0 | 0 | 0 | Electric | Commercial | Large Office | Lighting | Existing |  |  |  | OFFLGInLight | OFFSMGasHeat | LGE NonRes | 8 | 15 | Based on the DEER 2014 EUL database for the measure "Occupancy sensors" | 100% | 100% | 0% | 631 | 631 | 631 | 631 | 631 | 631 | 631 | -2.8653 | -2.8653 | -2.8653 | -2.8653 | -2.8653 | -2.8653 | -2.8653 | 20 | 20 | 20 | 20 | 20 | 20 | 20 | 0 | 0 | 0 | 0 | 0 | 0 | 0 | 465.773 | 465.773 | 465.773 | 465.773 | 465.773 | 465.773 | 465.773 | 0.0385 | 0.0385 | 0.0385 | 0.0385 | 0.0385 | 0.0385 | 0.0385 | 0 | 0 | 0 | 0 | 0 | 0 | 0 | 5715598 | 5715598 | 1371743.52 | 0 | 0 | 0 | 0 | -25954.1893 | -25954.1893 | -6229.0054 | 0 | 0 | 0 | 0 | 181160 | 181160 | 43478.4 | 0 | 0 | 0 | 0 | 0 | 0 | 0 | 0 | 0 | 0 | 0 | 4218971.834 | 4218971.834 | 1012553.2402 | 0 | 0 | 0 | 0 | 348.733 | 348.733 | 83.6959 | 0 | 0 | 0 | 0 | 0 | 0 | 0 | 0 | 0 | 0 | 0 | 20289.92 | 12802939.52 | -58137.3841 | 405798.4 | 0 | 9450496.9082 | 781.1619 | 0 | TRUE | TRUE | TRUE | TRUE | TRUE | TRUE | TRUE | TRUE
53 | Wall Pack & Canopy Fixtures > 150W | Any LED lamps or ballasts must also be ENERGY STAR® certified or listed on the Design Lights Consortium (DLC) qualified list. | A parking garage or canopy luminaire with a high intensity discharge light-source | n/a | Per Unit | Incremental Cost | 1846 | 0 | 1846 | -2.8653 | 923 | Mid Atlantic TRM V9 (see BizRebates_Costs_Savings tab) - "LED Parking Garage/Canopy Luminaires and Retrofit Kits" | 30 | 30 | 0 | 0 | 998.085 | 0.0825 | 0 | Per unit savings estimate from Mid-Atlantic TRM v9 "LED Parking Garage/Canopy Luminaires and Retrofit Kits" | 0% | 1 | 0 | 0 | 0 | 1311.4286 | 655.7143 | 0 | 1 | 1 | 0.24 | 0 | 0 | 0 | 0 | Electric | Commercial | Large Office | Lighting | Existing |  |  |  | OFFLGInLight | OFFSMGasHeat | LGE NonRes | 8 | 15 | Based on the DEER 2014 EUL database for the measure "Occupancy sensors" | 100% | 100% | 0% | 1846 | 1846 | 1846 | 1846 | 1846 | 1846 | 1846 | -2.8653 | -2.8653 | -2.8653 | -2.8653 | -2.8653 | -2.8653 | -2.8653 | 30 | 30 | 30 | 30 | 30 | 30 | 30 | 0 | 0 | 0 | 0 | 0 | 0 | 0 | 998.085 | 998.085 | 998.085 | 998.085 | 998.085 | 998.085 | 998.085 | 0.0825 | 0.0825 | 0.0825 | 0.0825 | 0.0825 | 0.0825 | 0.0825 | 0 | 0 | 0 | 0 | 0 | 0 | 0 | 1846 | 1846 | 443.04 | 0 | 0 | 0 | 0 | -2.8653 | -2.8653 | -0.68768 | 0 | 0 | 0 | 0 | 30 | 30 | 7.2 | 0 | 0 | 0 | 0 | 0 | 0 | 0 | 0 | 0 | 0 | 0 | 998.085 | 998.085 | 239.5404 | 0 | 0 | 0 | 0 | 0.0825 | 0.0825 | 0.0198 | 0 | 0 | 0 | 0 | 0 | 0 | 0 | 0 | 0 | 0 | 0 | 2.24 | 4135.04 | -6.4183 | 67.2 | 0 | 2235.7104 | 0.1848 | 0 | TRUE | TRUE | TRUE | TRUE | TRUE | TRUE | TRUE | TRUE
54 | Small Business Kits | Small Business Kits | No kit |  | Per Unit | Incremental Cost | 0 | 0 | 0 | 0 | 0 | Email from John 11/4/21; ~$100/kit with savings of ~339 kWh/kit. | 0 | 0 | 0 | 0 | 339 | 0 | 0 | Email from John 11/4/21; ~$100/kit with savings of ~339 kWh/kit. | 0% | 1 | 0 | 0 | 0 | 0 | 0 | 2500 | 0 | 0 | 0 | 0 | 0 | 0 | 0 | Electric | Commercial | Large Office | Lighting | Existing |  |  |  | OFFLGInLight | OFFSMGasHeat | LGE NonRes | 8 | 15 | Based on the DEER 2014 EUL database for the measure "Occupancy sensors" | 100% | 100% | 0% | 0 | 0 | 0 | 0 | 0 | 0 | 0 | 0 | 0 | 0 | 0 | 0 | 0 | 0 | 0 | 0 | 0 | 0 | 0 | 0 | 0 | 0 | 0 | 0 | 0 | 0 | 0 | 0 | 339 | 339 | 339 | 339 | 339 | 339 | 339 | 0 | 0 | 0 | 0 | 0 | 0 | 0 | 0 | 0 | 0 | 0 | 0 | 0 | 0 | 0 | 0 | 0 | 0 | 0 | 0 | 0 | 0 | 0 | 0 | 0 | 0 | 0 | 0 | 0 | 0 | 0 | 0 | 0 | 0 | 0 | 0 | 0 | 0 | 0 | 0 | 0 | 0 | 0 | 0 | 0 | 0 | 0 | 0 | 0 | 0 | 0 | 0 | 0 | 0 | 0 | 0 | 0 | 0 | 0 | 0 | 0 | 0 | 0 | 0 | 0 | 0 | 0 | 0 | 0 | 0 | 0 | TRUE | TRUE | TRUE | TRUE | TRUE | TRUE | TRUE | TRUE
55 | LED Pole Light ≤ 250W | Any LED lamps or ballasts must also be ENERGY STAR® certified or listed on the Design Lights Consortium (DLC) qualified list. | Outdoor pole/arm- or wall-mounted luminaire with a high intensity discharge light-source | n/a | Per Unit | Incremental Cost | 489 | 0 | 489 | -2.03 | 244.5 | Costs estimated from Mid-Atlantic TRM v9: LED Outdoor Pole/Arm- or Wall-Mounted Area and Roadway Lighting Luminaires and Retrofit Kits; Cost is average of "LED Fixtures up to 150 W" and "LED Fixtures between 150W to 265W" | 35 | 35 | 0 | 0 | 313.772 | 0 | 0 | Per unit savings estimate from Mid-Atlantic TRM v9 "LED Outdoor Pole/Arm- or Wall-Mounted Area and Roadway Lighting Luminaires and Retrofit Kits" | 0% | 1 | 0 | 0 | 0 | 0 | 0 | 0 | 0 | 0 | 0 | 0 | 0 | 0 | 0 | Electric | Commercial | Large Office | Lighting | Existing |  |  |  | OFFLGInLight | OFFSMGasHeat | LGE NonRes | 19 | 15 | NWPPC 6th Plan | 100% | 100% | 0% | 489 | 489 | 489 | 489 | 489 | 489 | 489 | -2.03 | -2.03 | -2.03 | -2.03 | -2.03 | -2.03 | -2.03 | 35 | 35 | 35 | 35 | 35 | 35 | 35 | 0 | 0 | 0 | 0 | 0 | 0 | 0 | 313.772 | 313.772 | 313.772 | 313.772 | 313.772 | 313.772 | 313.772 | 0 | 0 | 0 | 0 | 0 | 0 | 0 | 0 | 0 | 0 | 0 | 0 | 0 | 0 | 0 | 0 | 0 | 0 | 0 | 0 | 0 | 0 | 0 | 0 | 0 | 0 | 0 | 0 | 0 | 0 | 0 | 0 | 0 | 0 | 0 | 0 | 0 | 0 | 0 | 0 | 0 | 0 | 0 | 0 | 0 | 0 | 0 | 0 | 0 | 0 | 0 | 0 | 0 | 0 | 0 | 0 | 0 | 0 | 0 | 0 | 0 | 0 | 0 | 0 | 0 | 0 | 0 | 0 | 0 | 0 | 0 | TRUE | TRUE | TRUE | TRUE | TRUE | TRUE | TRUE | TRUE
56 | LED Pole Light > 250W | Any LED lamps or ballasts must also be ENERGY STAR® certified or listed on the Design Lights Consortium (DLC) qualified list. | Outdoor pole/arm- or wall-mounted luminaire with a high intensity discharge light-source | n/a | Per Unit | Incremental Cost | 750 | 0 | 750 | -2.03 | 375 | Costs estimated from Mid-Atlantic TRM v9: LED LED Outdoor Pole/Arm- or Wall-Mounted Area and Roadway Lighting Luminaires and Retrofit Kits; Cost is for "LED Fixtures between 150W to 265W" | 55 | 55 | 0 | 0 | 952.999 | 0 | 0 | Per unit savings estimate from Mid-Atlantic TRM v9 "LED Outdoor Pole/Arm- or Wall-Mounted Area and Roadway Lighting Luminaires and Retrofit Kits" | 0% | 1 | 0 | 0 | 0 | 1501.7143 | 750.8571 | 751 | 751 | 751 | 751 | 751 | 751 | 751 | 751 | Electric | Commercial | Large Office | Lighting | Existing |  |  |  | OFFLGInLight | OFFSMGasHeat | LGE NonRes | 19 | 15 | NWPPC 6th Plan | 100% | 100% | 0% | 750 | 750 | 750 | 750 | 750 | 750 | 750 | -2.03 | -2.03 | -2.03 | -2.03 | -2.03 | -2.03 | -2.03 | 55 | 55 | 55 | 55 | 55 | 55 | 55 | 0 | 0 | 0 | 0 | 0 | 0 | 0 | 952.999 | 952.999 | 952.999 | 952.999 | 952.999 | 952.999 | 952.999 | 0 | 0 | 0 | 0 | 0 | 0 | 0 | 0 | 0 | 0 | 0 | 0 | 0 | 0 | 563250 | 563250 | 563250 | 563250 | 563250 | 563250 | 563250 | -1524.53 | -1524.53 | -1524.53 | -1524.53 | -1524.53 | -1524.53 | -1524.53 | 41305 | 41305 | 41305 | 41305 | 41305 | 41305 | 41305 | 0 | 0 | 0 | 0 | 0 | 0 | 0 | 715702.249 | 715702.249 | 715702.249 | 715702.249 | 715702.249 | 715702.249 | 715702.249 | 0 | 0 | 0 | 0 | 0 | 0 | 0 | 0 | 0 | 0 | 0 | 0 | 0 | 0 | 2253 | 3942750 | -10671.71 | 289135 | 0 | 5009915.743 | 0 | 0 | TRUE | TRUE | TRUE | TRUE | TRUE | TRUE | TRUE | TRUE
[53 empty] | 2024: 0; 2025: 0; 2026: 0; 2027: 0; 2028: 0; 2029: 0; 2030: 0; 2024: 0; 2025: 0; 2026: 0; 2027: 0; 2028: 0; 2029: 0; 2030: 0; 2024: 0; 2025: 0; 2026: 0; 2027: 0; 2028: 0; 2029: 0; 2030: 0; 2024: 0; 2025: 0; 2026: 0; 2027: 0; 2028: 0; 2029: 0; 2030: 0; 2024: 0; 2025: 0; 2026: 0; 2027: 0; 2028: 0; 2029: 0; 2030: 0; 2024: 0; 2025: 0; 2026: 0; 2027: 0; 2028: 0; 2029: 0; 2030: 0; 2024: 0; 2025: 0; 2026: 0; 2027: 0; 2028: 0; 2029: 0; 2030: 0 | 0 | 0 | 0 | 0 | 0 | 0 | 0 | 0
1-KU | KU-Commercial Energy Audit | Audit | n/a | Per Audit | Per Audit | Full Cost | 0 | 12000 | 12000 | 0 | 0 | LG&E and KU previous plan max program requirements | 3000 | 3000 | 0 | 0 | 0 | 0 | 0 | No savings for audit | 0% | 1 | 80858.5 | 38422 | 62361 | 5142.8571 | 33751.9286 | 5 | 5 | 5 | 5 | 5 | 5 | 5 | 5 | Both | Commercial | Large Office | All | Existing | 0 | 0 | 0 | OFFSMCool | OFFSMGasHeat | KU NonRes | 1 | 1 | Assume audit EUL is one year | 1 | 1 | 1 | 12000 | 12000 | 12000 | 12000 | 12000 | 12000 | 12000 | 0 | 0 | 0 | 0 | 0 | 0 | 0 | 3000 | 3000 | 3000 | 3000 | 3000 | 3000 | 3000 | 0 | 0 | 0 | 0 | 0 | 0 | 0 | 0 | 0 | 0 | 0 | 0 | 0 | 0 | 0 | 0 | 0 | 0 | 0 | 0 | 0 | 0 | 0 | 0 | 0 | 0 | 0 | 0 | 60000 | 60000 | 60000 | 60000 | 60000 | 60000 | 60000 | 0 | 0 | 0 | 0 | 0 | 0 | 0 | 15000 | 15000 | 15000 | 15000 | 15000 | 15000 | 15000 | 0 | 0 | 0 | 0 | 0 | 0 | 0 | 0 | 0 | 0 | 0 | 0 | 0 | 0 | 0 | 0 | 0 | 0 | 0 | 0 | 0 | 0 | 0 | 0 | 0 | 0 | 0 | 0 | 15 | 420000 | 0 | 105000 | 0 | 0 | 0 | 0
2-KU | KU-Air Cooled Chiller | 1.18 kW/ton full load (10.1 EER) | IECC 2012 Code 9.562 EER (1.25 kW/ton) | Per Unit | Per Ton | Incremental Cost | 109 | 0 | 109 | 0 | 54.5 | Mid-Atlantic TRM V9 Electric Chillers (p.435) - Assuming 100 tons from 'Assumptions' tab | 5 | 5 | 0 | 0 | 91.7714 | 0.054014 | 0 | Per unit savings estimate from Mid-Atlantic TRM v9 "Electric Chillers" | 0% | 1 | 291 | 0 | 283 | 0 | 141.5 | 141.5 | 141.5 | 141.5 | 141.5 | 141.5 | 141.5 | 141.5 | 141.5 | Electric | Commercial | Miscellaneous | Cooling Chillers | Existing | 0 | 0 | 0 | OFFSMCool | OFFSMGasHeat | KU NonRes | 20 | 20 | 2008 Database for Energy-Efficiency Resources (DEER), Version 2008.2.05, “Effective/Remaining Useful Life Values”, California Public Utilities Commission, December 16, 2008 | 1 | 1 | 0 | 109 | 109 | 109 | 109 | 109 | 109 | 109 | 0 | 0 | 0 | 0 | 0 | 0 | 0 | 5 | 5 | 5 | 5 | 5 | 5 | 5 | 0 | 0 | 0 | 0 | 0 | 0 | 0 | 91.7714 | 91.7714 | 91.7714 | 91.7714 | 91.7714 | 91.7714 | 91.7714 | 0.054014 | 0.054014 | 0.054014 | 0.054014 | 0.054014 | 0.054014 | 0.054014 | 0 | 0 | 0 | 0 | 0 | 0 | 0 | 15423.5 | 15423.5 | 15423.5 | 15423.5 | 15423.5 | 15423.5 | 15423.5 | 0 | 0 | 0 | 0 | 0 | 0 | 0 | 707.5 | 707.5 | 707.5 | 707.5 | 707.5 | 707.5 | 707.5 | 0 | 0 | 0 | 0 | 0 | 0 | 0 | 12985.6553 | 12985.6553 | 12985.6553 | 12985.6553 | 12985.6553 | 12985.6553 | 12985.6553 | 7.643 | 7.643 | 7.643 | 7.643 | 7.643 | 7.643 | 7.643 | 0 | 0 | 0 | 0 | 0 | 0 | 0 | 424.5 | 107964.5 | 0 | 4952.5 | 0 | 90899.5868 | 53.5007 | 0
3-KU | KU-Water Cooled Chiller < 150 Tons | 0.66 kW/ton (full load); 0.54 kW/ton (IPLV) | IECC 2015 - 0.72 kW/ton (full load); 0.56 kW/ton (IPLV) | Per Unit | Per Ton | Incremental Cost | 104 | 0 | 104 | 0 | 52 | Mid-Atlantic TRM V9 Electric Chillers (p.435) - Assuming 100 tons from 'Assumptions' tab, 0.68 kW/ton for efficient equipment to match TRM table, and Water-Cooled Scroll/Screw Chiller Incremental Costs ($/Ton) for Maryland to match baseline kW/ton | 3 | 3 | 0 | 0 | 21.8276 | 0.04848 | 0 | Per unit savings estimate from Mid-Atlantic TRM v9 "Electric Chillers" | 0% | 100 | 0 | 0 | 0 | 0 | 0 | 0.5 | 0 | 0 | 0.5 | 0 | 0 | 0.5 | 0 | Electric | Commercial | Miscellaneous | Cooling Chillers | Existing | 0 | 0 | 0 | OFFSMCool | OFFSMGasHeat | KU NonRes | 20 | 20 | Based on the DEER 2014 EUL database for the measure "High Efficiency Chillers" | 1 | 1 | 0 | 104 | 104 | 104 | 104 | 104 | 104 | 104 | 0 | 0 | 0 | 0 | 0 | 0 | 0 | 3 | 3 | 3 | 3 | 3 | 3 | 3 | 0 | 0 | 0 | 0 | 0 | 0 | 0 | 21.8276 | 21.8276 | 21.8276 | 21.8276 | 21.8276 | 21.8276 | 21.8276 | 0.04848 | 0.04848 | 0.04848 | 0.04848 | 0.04848 | 0.04848 | 0.04848 | 0 | 0 | 0 | 0 | 0 | 0 | 0 | 0 | 0 | 5200 | 0 | 0 | 5200 | 0 | 0 | 0 | 0 | 0 | 0 | 0 | 0 | 0 | 0 | 150 | 0 | 0 | 150 | 0 | 0 | 0 | 0 | 0 | 0 | 0 | 0 | 0 | 0 | 1091.3788 | 0 | 0 | 1091.3788 | 0 | 0 | 0 | 2.424 | 0 | 0 | 2.424 | 0 | 0 | 0 | 0 | 0 | 0 | 0 | 0 | 0.5 | 10400 | 0 | 300 | 0 | 2182.7576 | 4.848 | 0
4-KU | KU-Water Cooled Chiller ≥ 150 Tons & ≤ 300 Tons | 0.58 kW/ton (full load); 0.49 kW/ton (IPLV) | IECC 2015 - 0.66 kW/ton (full load); 0.54 kW/ton (IPLV) | Per Unit | Per Ton | Incremental Cost | 78 | 0 | 78 | 0 | 39 | Mid-Atlantic TRM V9 Electric Chillers (p.435) - Assuming 200 tons from 'Assumptions' tab, 0.60 kW/ton for efficient equipment to match TRM table, and Water-Cooled Scroll/Screw Chiller Incremental Costs ($/Ton) for Maryland to match baseline kW/ton | 3 | 3 | 0 | 0 | 54.5689 | 0.06464 | 0 | Per unit savings estimate from Mid-Atlantic TRM v9 "Electric Chillers" | 0% | 200 | 150 | 0 | 0 | 0 | 0 | 0 | 0.5 | 0 | 0 | 0.5 | 0 | 0 | 0.5 | Electric | Commercial | Health | Cooling Chillers | Existing | 0 | 0 | 0 | OFFLGCool | OFFSMGasHeat | KU NonRes | 20 | 20 | Based on the DEER 2014 EUL database for the measure "High Efficiency Chillers" | 1 | 1 | 0 | 78 | 78 | 78 | 78 | 78 | 78 | 78 | 0 | 0 | 0 | 0 | 0 | 0 | 0 | 3 | 3 | 3 | 3 | 3 | 3 | 3 | 0 | 0 | 0 | 0 | 0 | 0 | 0 | 54.5689 | 54.5689 | 54.5689 | 54.5689 | 54.5689 | 54.5689 | 54.5689 | 0.06464 | 0.06464 | 0.06464 | 0.06464 | 0.06464 | 0.06464 | 0.06464 | 0 | 0 | 0 | 0 | 0 | 0 | 0 | 7800 | 0 | 0 | 7800 | 0 | 0 | 7800 | 0 | 0 | 0 | 0 | 0 | 0 | 0 | 300 | 0 | 0 | 300 | 0 | 0 | 300 | 0 | 0 | 0 | 0 | 0 | 0 | 0 | 5456.894 | 0 | 0 | 5456.894 | 0 | 0 | 5456.894 | 6.464 | 0 | 0 | 6.464 | 0 | 0 | 6.464 | 0 | 0 | 0 | 0 | 0 | 0 | 0 | 0.5 | 23400 | 0 | 900 | 0 | 16370.6821 | 19.392 | 0
5-KU | KU-Water Cooled Chiller > 300 Tons | 0.53 kW/ton (full load); 0.46 kW/ton (IPLV) | IECC 2015 - 0.56 kW/ton (full load); 0.52 kW/ton (IPLV) | Per Unit | Per Ton | Incremental Cost | 14.33 | 0 | 14.33 | 0 | 7.165 | Mid-Atlantic TRM V9 Electric Chillers (p.435) - Assuming 400 tons from 'Assumptions' tab - See BizRebates_Cost_Savings tab for calculations (assumed Water-Cooled Centrifugal Chiller Incremental Costs ($/Ton) for Maryland for 300 and 600 tons as baseline kW/ton was more accurate) | 3 | 3 | 0 | 0 | 128.3038 | 0.053837 | 0 | LG&E/KU Commercial Rebates Report - Appendix A | 0% | 400 | 1214 | 0 | 0 | 0 | 0 | 0 | 0 | 0.5 | 0 | 0 | 0.5 | 0 | 0 | Electric | Commercial | Large Office | Cooling Chillers | Existing | 0 | 0 | 0 | OFFLGCool | OFFSMGasHeat | KU NonRes | 20 | 20 | Based on the DEER 2014 EUL database for the measure "High Efficiency Chillers" | 1 | 1 | 0 | 14.33 | 14.33 | 14.33 | 14.33 | 14.33 | 14.33 | 14.33 | 0 | 0 | 0 | 0 | 0 | 0 | 0 | 3 | 3 | 3 | 3 | 3 | 3 | 3 | 0 | 0 | 0 | 0 | 0 | 0 | 0 | 128.3038 | 128.3038 | 128.3038 | 128.3038 | 128.3038 | 128.3038 | 128.3038 | 0.053837 | 0.053837 | 0.053837 | 0.053837 | 0.053837 | 0.053837 | 0.053837 | 0 | 0 | 0 | 0 | 0 | 0 | 0 | 0 | 2866 | 0 | 0 | 2866 | 0 | 0 | 0 | 0 | 0 | 0 | 0 | 0 | 0 | 0 | 600 | 0 | 0 | 600 | 0 | 0 | 0 | 0 | 0 | 0 | 0 | 0 | 0 | 0 | 25660.7685 | 0 | 0 | 25660.7685 | 0 | 0 | 0 | 10.7674 | 0 | 0 | 10.7674 | 0 | 0 | 0 | 0 | 0 | 0 | 0 | 0 | 0 | 0.5 | 5732 | 0 | 1200 | 0 | 51321.5369 | 21.5349 | 0
6-KU | KU-Air Cooled Chilled Water Reset, 0-100 tons | Air Cooled Chilled Water Reset | No Reset | Per Unit | Per Unit | Incremental Cost | 400 | 0 | 400 | 0 | 200 | Estimated incentive equals 25% of incremental cost. Reference: Assume 2 point for air cooled. CWST Reset Costs CA 2013 Standard Doc: http://www.energy.ca.gov/title24/2013standards/prerulemaking/documents/2011-08-17_workshop/presentations/05%20Condenser%20Water%20Reset%20Control.pdf | 100 | 100 | 0 | 0 | 2825.8201 | 1.7957 | 0 | LG&E and KU Commercial Rebates Program Impact Evaluation for Chillers - FINAL October 24, 2016 by The Tetra Tech Evaluation Team | 0% | 1 | 0 | 0 | 0 | 0 | 0 | 0 | 0 | 0.5 | 0 | 0 | 0.5 | 0 | 0 | Electric | Commercial | Miscellaneous | Cooling Chillers | Existing | 0 | 0 | 0 | OFFSMCool | OFFSMGasHeat | KU NonRes | 10 | 10 | DEER 2005 and Engineering Judgement. Assuming 10 years. | 1 | 1 | 0 | 400 | 400 | 400 | 400 | 400 | 400 | 400 | 0 | 0 | 0 | 0 | 0 | 0 | 0 | 100 | 100 | 100 | 100 | 100 | 100 | 100 | 0 | 0 | 0 | 0 | 0 | 0 | 0 | 2825.8201 | 2825.8201 | 2825.8201 | 2825.8201 | 2825.8201 | 2825.8201 | 2825.8201 | 1.7957 | 1.7957 | 1.7957 | 1.7957 | 1.7957 | 1.7957 | 1.7957 | 0 | 0 | 0 | 0 | 0 | 0 | 0 | 0 | 200 | 0 | 0 | 200 | 0 | 0 | 0 | 0 | 0 | 0 | 0 | 0 | 0 | 0 | 50 | 0 | 0 | 50 | 0 | 0 | 0 | 0 | 0 | 0 | 0 | 0 | 0 | 0 | 1412.9101 | 0 | 0 | 1412.9101 | 0 | 0 | 0 | 0.89786 | 0 | 0 | 0.89786 | 0 | 0 | 0 | 0 | 0 | 0 | 0 | 0 | 0 | 0.5 | 400 | 0 | 100 | 0 | 2825.8201 | 1.7957 | 0
7-KU | KU-Air Cooled Chilled Water Reset, 100-200 tons | Air Cooled Chilled Water Reset | No Reset | Per Unit | Per Unit | Incremental Cost | 800 | 0 | 800 | 0 | 400 | Estimated incentive equals 25% of incremental cost. Reference: Assume 2 point for air cooled. CWST Reset Costs CA 2013 Standard Doc: http://www.energy.ca.gov/title24/2013standards/prerulemaking/documents/2011-08-17_workshop/presentations/05%20Condenser%20Water%20Reset%20Control.pdf | 200 | 200 | 0 | 0 | 6704.3426 | 4.2604 | 0 | LG&E and KU Commercial Rebates Program Impact Evaluation for Chillers - FINAL October 24, 2016 by The Tetra Tech Evaluation Team | 0% | 1 | 0 | 0 | 0 | 0 | 0 | 0.5 | 0 | 0 | 0.5 | 0 | 0 | 0.5 | 0 | Electric | Commercial | Miscellaneous | Cooling Chillers | Existing | 0 | 0 | 0 | OFFLGCool | OFFSMGasHeat | KU NonRes | 10 | 10 | DEER 2005 and Engineering Judgement. Assuming 10 years. | 1 | 1 | 0 | 800 | 800 | 800 | 800 | 800 | 800 | 800 | 0 | 0 | 0 | 0 | 0 | 0 | 0 | 200 | 200 | 200 | 200 | 200 | 200 | 200 | 0 | 0 | 0 | 0 | 0 | 0 | 0 | 6704.3426 | 6704.3426 | 6704.3426 | 6704.3426 | 6704.3426 | 6704.3426 | 6704.3426 | 4.2604 | 4.2604 | 4.2604 | 4.2604 | 4.2604 | 4.2604 | 4.2604 | 0 | 0 | 0 | 0 | 0 | 0 | 0 | 0 | 0 | 400 | 0 | 0 | 400 | 0 | 0 | 0 | 0 | 0 | 0 | 0 | 0 | 0 | 0 | 100 | 0 | 0 | 100 | 0 | 0 | 0 | 0 | 0 | 0 | 0 | 0 | 0 | 0 | 3352.1713 | 0 | 0 | 3352.1713 | 0 | 0 | 0 | 2.1302 | 0 | 0 | 2.1302 | 0 | 0 | 0 | 0 | 0 | 0 | 0 | 0 | 0.5 | 800 | 0 | 200 | 0 | 6704.3426 | 4.2604 | 0
8-KU | KU-Air Cooled Chilled Water Reset, 200-300 tons | Air Cooled Chilled Water Reset | No Reset | Per Unit | Per Unit | Incremental Cost | 1200 | 0 | 1200 | 0 | 600 | Estimated incentive equals 25% of incremental cost. Reference: Assume 2 point for air cooled. CWST Reset Costs CA 2013 Standard Doc: http://www.energy.ca.gov/title24/2013standards/prerulemaking/documents/2011-08-17_workshop/presentations/05%20Condenser%20Water%20Reset%20Control.pdf | 300 | 300 | 0 | 0 | 10141.4419 | 6.4445 | 0 | LG&E and KU Commercial Rebates Program Impact Evaluation for Chillers - FINAL October 24, 2016 by The Tetra Tech Evaluation Team | 0% | 1 | 0 | 0 | 0 | 0 | 0 | 0 | 0.5 | 0 | 0 | 0.5 | 0 | 0 | 0.5 | Electric | Commercial | Miscellaneous | Cooling Chillers | Existing | 0 | 0 | 0 | OFFLGCool | OFFSMGasHeat | KU NonRes | 10 | 10 | DEER 2005 and Engineering Judgement. Assuming 10 years. | 1 | 1 | 0 | 1200 | 1200 | 1200 | 1200 | 1200 | 1200 | 1200 | 0 | 0 | 0 | 0 | 0 | 0 | 0 | 300 | 300 | 300 | 300 | 300 | 300 | 300 | 0 | 0 | 0 | 0 | 0 | 0 | 0 | 10141.4419 | 10141.4419 | 10141.4419 | 10141.4419 | 10141.4419 | 10141.4419 | 10141.4419 | 6.4445 | 6.4445 | 6.4445 | 6.4445 | 6.4445 | 6.4445 | 6.4445 | 0 | 0 | 0 | 0 | 0 | 0 | 0 | 600 | 0 | 0 | 600 | 0 | 0 | 600 | 0 | 0 | 0 | 0 | 0 | 0 | 0 | 150 | 0 | 0 | 150 | 0 | 0 | 150 | 0 | 0 | 0 | 0 | 0 | 0 | 0 | 5070.7209 | 0 | 0 | 5070.7209 | 0 | 0 | 5070.7209 | 3.2223 | 0 | 0 | 3.2223 | 0 | 0 | 3.2223 | 0 | 0 | 0 | 0 | 0 | 0 | 0 | 0.5 | 1800 | 0 | 450 | 0 | 15212.1628 | 9.6668 | 0
9-KU | KU-Air Cooled Chilled Water Reset, 300-400 tons | Air Cooled Chilled Water Reset | No Reset | Per Unit | Per Unit | Incremental Cost | 2000 | 0 | 2000 | 0 | 1000 | Estimated incentive equals 25% of incremental cost. Reference: Assume 2 point for air cooled. CWST Reset Costs CA 2013 Standard Doc: http://www.energy.ca.gov/title24/2013standards/prerulemaking/documents/2011-08-17_workshop/presentations/05%20Condenser%20Water%20Reset%20Control.pdf | 500 | 500 | 0 | 0 | 15974.3684 | 10.1512 | 0 | LG&E and KU Commercial Rebates Program Impact Evaluation for Chillers - FINAL October 24, 2016 by The Tetra Tech Evaluation Team | 0% | 1 | 0 | 0 | 0 | 0 | 0 | 0 | 0 | 0.5 | 0 | 0 | 0.5 | 0 | 0 | Electric | Commercial | Miscellaneous | Cooling Chillers | Existing | 0 | 0 | 0 | OFFLGCool | OFFSMGasHeat | KU NonRes | 10 | 10 | DEER 2005 and Engineering Judgement. Assuming 10 years. | 1 | 1 | 0 | 2000 | 2000 | 2000 | 2000 | 2000 | 2000 | 2000 | 0 | 0 | 0 | 0 | 0 | 0 | 0 | 500 | 500 | 500 | 500 | 500 | 500 | 500 | 0 | 0 | 0 | 0 | 0 | 0 | 0 | 15974.3684 | 15974.3684 | 15974.3684 | 15974.3684 | 15974.3684 | 15974.3684 | 15974.3684 | 10.1512 | 10.1512 | 10.1512 | 10.1512 | 10.1512 | 10.1512 | 10.1512 | 0 | 0 | 0 | 0 | 0 | 0 | 0 | 0 | 1000 | 0 | 0 | 1000 | 0 | 0 | 0 | 0 | 0 | 0 | 0 | 0 | 0 | 0 | 250 | 0 | 0 | 250 | 0 | 0 | 0 | 0 | 0 | 0 | 0 | 0 | 0 | 0 | 7987.1842 | 0 | 0 | 7987.1842 | 0 | 0 | 0 | 5.0756 | 0 | 0 | 5.0756 | 0 | 0 | 0 | 0 | 0 | 0 | 0 | 0 | 0 | 0.5 | 2000 | 0 | 500 | 0 | 15974.3684 | 10.1512 | 0
10-KU | KU-Air Cooled Chilled Water Reset, 400-500 tons | Air Cooled Chilled Water Reset | No Reset | Per Unit | Per Unit | Incremental Cost | 3200 | 0 | 3200 | 0 | 1600 | Estimated incentive equals 25% of incremental cost. Reference: Assume 2 point for air cooled. CWST Reset Costs CA 2013 Standard Doc: http://www.energy.ca.gov/title24/2013standards/prerulemaking/documents/2011-08-17_workshop/presentations/05%20Condenser%20Water%20Reset%20Control.pdf | 800 | 800 | 0 | 0 | 25335.3483 | 16.0997 | 0 | LG&E and KU Commercial Rebates Program Impact Evaluation for Chillers - FINAL October 24, 2016 by The Tetra Tech Evaluation Team | 0% | 1 | 0 | 0 | 0 | 0 | 0 | 0.5 | 0 | 0 | 0.5 | 0 | 0 | 0.5 | 0 | Electric | Commercial | Miscellaneous | Cooling Chillers | Existing | 0 | 0 | 0 | OFFLGCool | OFFSMGasHeat | KU NonRes | 10 | 10 | DEER 2005 and Engineering Judgement. Assuming 10 years. | 1 | 1 | 0 | 3200 | 3200 | 3200 | 3200 | 3200 | 3200 | 3200 | 0 | 0 | 0 | 0 | 0 | 0 | 0 | 800 | 800 | 800 | 800 | 800 | 800 | 800 | 0 | 0 | 0 | 0 | 0 | 0 | 0 | 25335.3483 | 25335.3483 | 25335.3483 | 25335.3483 | 25335.3483 | 25335.3483 | 25335.3483 | 16.0997 | 16.0997 | 16.0997 | 16.0997 | 16.0997 | 16.0997 | 16.0997 | 0 | 0 | 0 | 0 | 0 | 0 | 0 | 0 | 0 | 1600 | 0 | 0 | 1600 | 0 | 0 | 0 | 0 | 0 | 0 | 0 | 0 | 0 | 0 | 400 | 0 | 0 | 400 | 0 | 0 | 0 | 0 | 0 | 0 | 0 | 0 | 0 | 0 | 12667.6742 | 0 | 0 | 12667.6742 | 0 | 0 | 0 | 8.0499 | 0 | 0 | 8.0499 | 0 | 0 | 0 | 0 | 0 | 0 | 0 | 0 | 0.5 | 3200 | 0 | 800 | 0 | 25335.3483 | 16.0997 | 0
11-KU | KU-Water Cooled Chilled Water Reset, 0-1000 tons | Water Cooled Chilled Water Reset | No Reset | Per Unit | Per Unit | Incremental Cost | 1200 | 0 | 1200 | 0 | 600 | Estimated incentive equals 25% of incremental cost. Reference: Assume 2 point for air cooled. CWST Reset Costs CA 2013 Standard Doc: http://www.energy.ca.gov/title24/2013standards/prerulemaking/documents/2011-08-17_workshop/presentations/05%20Condenser%20Water%20Reset%20Control.pdf | 300 | 300 | 0 | 0 | 13465.1392 | 7.9032 | 0 | LG&E and KU Commercial Rebates Program Impact Evaluation for Chillers - FINAL October 24, 2016 by The Tetra Tech Evaluation Team | 0% | 1 | 0 | 0 | 1.5 | 0 | 0.75 | 1 | 0.5 | 1 | 0.5 | 1 | 0.5 | 1 | 0.5 | Electric | Commercial | Large Office | Cooling Chillers | Existing | 0 | 0 | 0 | OFFLGCool | OFFSMGasHeat | KU NonRes | 10 | 10 | DEER 2005 and Engineering Judgement. Assuming 10 years. | 1 | 1 | 0 | 1200 | 1200 | 1200 | 1200 | 1200 | 1200 | 1200 | 0 | 0 | 0 | 0 | 0 | 0 | 0 | 300 | 300 | 300 | 300 | 300 | 300 | 300 | 0 | 0 | 0 | 0 | 0 | 0 | 0 | 13465.1392 | 13465.1392 | 13465.1392 | 13465.1392 | 13465.1392 | 13465.1392 | 13465.1392 | 7.9032 | 7.9032 | 7.9032 | 7.9032 | 7.9032 | 7.9032 | 7.9032 | 0 | 0 | 0 | 0 | 0 | 0 | 0 | 600 | 1200 | 600 | 1200 | 600 | 1200 | 600 | 0 | 0 | 0 | 0 | 0 | 0 | 0 | 150 | 300 | 150 | 300 | 150 | 300 | 150 | 0 | 0 | 0 | 0 | 0 | 0 | 0 | 6732.5696 | 13465.1392 | 6732.5696 | 13465.1392 | 6732.5696 | 13465.1392 | 6732.5696 | 3.9516 | 7.9032 | 3.9516 | 7.9032 | 3.9516 | 7.9032 | 3.9516 | 0 | 0 | 0 | 0 | 0 | 0 | 0 | 2 | 6000 | 0 | 1500 | 0 | 67325.696 | 39.5161 | 0
12-KU | KU-Water Cooled Chilled Water Reset, 1000-2000 tons | Water Cooled Chilled Water Reset | No Reset | Per Unit | Per Unit | Incremental Cost | 3200 | 0 | 3200 | 0 | 1600 | Estimated incentive equals 25% of incremental cost. Reference: Assume 2 point for air cooled. CWST Reset Costs CA 2013 Standard Doc: http://www.energy.ca.gov/title24/2013standards/prerulemaking/documents/2011-08-17_workshop/presentations/05%20Condenser%20Water%20Reset%20Control.pdf | 800 | 800 | 0 | 0 | 39279.8309 | 23.0549 | 0 | LG&E and KU Commercial Rebates Program Impact Evaluation for Chillers - FINAL October 24, 2016 by The Tetra Tech Evaluation Team | 0% | 1 | 0 | 0 | 1.5 | 0 | 0.75 | 0.5 | 1 | 0.5 | 1 | 0.5 | 1 | 0.5 | 1 | Electric | Commercial | Large Office | Cooling Chillers | Existing | 0 | 0 | 0 | OFFLGCool | OFFSMGasHeat | KU NonRes | 10 | 10 | DEER 2005 and Engineering Judgement. Assuming 10 years. | 1 | 1 | 0 | 3200 | 3200 | 3200 | 3200 | 3200 | 3200 | 3200 | 0 | 0 | 0 | 0 | 0 | 0 | 0 | 800 | 800 | 800 | 800 | 800 | 800 | 800 | 0 | 0 | 0 | 0 | 0 | 0 | 0 | 39279.8309 | 39279.8309 | 39279.8309 | 39279.8309 | 39279.8309 | 39279.8309 | 39279.8309 | 23.0549 | 23.0549 | 23.0549 | 23.0549 | 23.0549 | 23.0549 | 23.0549 | 0 | 0 | 0 | 0 | 0 | 0 | 0 | 3200 | 1600 | 3200 | 1600 | 3200 | 1600 | 3200 | 0 | 0 | 0 | 0 | 0 | 0 | 0 | 800 | 400 | 800 | 400 | 800 | 400 | 800 | 0 | 0 | 0 | 0 | 0 | 0 | 0 | 39279.8309 | 19639.9155 | 39279.8309 | 19639.9155 | 39279.8309 | 19639.9155 | 39279.8309 | 23.0549 | 11.5275 | 23.0549 | 11.5275 | 23.0549 | 11.5275 | 23.0549 | 0 | 0 | 0 | 0 | 0 | 0 | 0 | 2.5 | 17600 | 0 | 4400 | 0 | 216039.0701 | 126.802 | 0
13-KU | KU-Water Cooled Chilled Water Reset, 2000-3000 tons | Water Cooled Chilled Water Reset | No Reset | Per Unit | Per Unit | Incremental Cost | 8000 | 0 | 8000 | 0 | 4000 | Estimated incentive equals 25% of incremental cost. Reference: Assume 2 point for air cooled. CWST Reset Costs CA 2013 Standard Doc: http://www.energy.ca.gov/title24/2013standards/prerulemaking/documents/2011-08-17_workshop/presentations/05%20Condenser%20Water%20Reset%20Control.pdf | 2000 | 2000 | 0 | 0 | 65466.3849 | 38.4248 | 0 | LG&E and KU Commercial Rebates Program Impact Evaluation for Chillers - FINAL October 24, 2016 by The Tetra Tech Evaluation Team | 0% | 1 | 0 | 0 | 0 | 0 | 0 | 0 | 0.5 | 0 | 0 | 0.5 | 0 | 0 | 0.5 | Electric | Commercial | Large Office | Cooling Chillers | Existing | 0 | 0 | 0 | OFFLGCool | OFFSMGasHeat | KU NonRes | 10 | 10 | DEER 2005 and Engineering Judgement. Assuming 10 years. | 1 | 1 | 0 | 8000 | 8000 | 8000 | 8000 | 8000 | 8000 | 8000 | 0 | 0 | 0 | 0 | 0 | 0 | 0 | 2000 | 2000 | 2000 | 2000 | 2000 | 2000 | 2000 | 0 | 0 | 0 | 0 | 0 | 0 | 0 | 65466.3849 | 65466.3849 | 65466.3849 | 65466.3849 | 65466.3849 | 65466.3849 | 65466.3849 | 38.4248 | 38.4248 | 38.4248 | 38.4248 | 38.4248 | 38.4248 | 38.4248 | 0 | 0 | 0 | 0 | 0 | 0 | 0 | 4000 | 0 | 0 | 4000 | 0 | 0 | 4000 | 0 | 0 | 0 | 0 | 0 | 0 | 0 | 1000 | 0 | 0 | 1000 | 0 | 0 | 1000 | 0 | 0 | 0 | 0 | 0 | 0 | 0 | 32733.1924 | 0 | 0 | 32733.1924 | 0 | 0 | 32733.1924 | 19.2124 | 0 | 0 | 19.2124 | 0 | 0 | 19.2124 | 0 | 0 | 0 | 0 | 0 | 0 | 0 | 0.5 | 12000 | 0 | 3000 | 0 | 98199.5773 | 57.6373 | 0
14-KU | KU-Motor - High Efficiency (1 HP - 250 HP) | High Efficiency Motors - 1 HP to 250 HP (Open Drip Roof and Totally Enclosed Fan-Cooled) | Standard Motor Efficiency | Per Motor | Per HP | Incremental Cost | 86.3647 | 0 | 86.3647 | 0 | 43.1824 | This is the average ($/HP) cost of all possible motors (HP, RPM, and open drip proof/Totally Enclosed Fan-Cooled) See BizRebates_Costs_Savings for full table adapted from MN TRM | 2 | 2 | 0 | 0 | 30.2238 | 0.0063036 | 0 | LG&E/KU Commercial Rebates Report - Appendix A | 0% | 1 | 1815 | 199 | 261 | 546 | 403.5 | 403.5 | 403.5 | 403.5 | 403.5 | 403.5 | 403.5 | 403.5 | 403.5 | Electric | Commercial | Large Office | Ventilation And Circulation | Existing | 0 | 0 | 0 | OFFLGCool | OFFSMGasHeat | KU NonRes | 20 | 20 | Based on the Xcel 2015/2016 DSM plan for the product "Motor Efficiency". Pg 440 | 1 | 1 | 0 | 86.3647 | 86.3647 | 86.3647 | 86.3647 | 86.3647 | 86.3647 | 86.3647 | 0 | 0 | 0 | 0 | 0 | 0 | 0 | 2 | 2 | 2 | 2 | 2 | 2 | 2 | 0 | 0 | 0 | 0 | 0 | 0 | 0 | 30.2238 | 30.2238 | 30.2238 | 30.2238 | 30.2238 | 30.2238 | 30.2238 | 0.0063036 | 0.0063036 | 0.0063036 | 0.0063036 | 0.0063036 | 0.0063036 | 0.0063036 | 0 | 0 | 0 | 0 | 0 | 0 | 0 | 34848.1575 | 34848.1575 | 34848.1575 | 34848.1575 | 34848.1575 | 34848.1575 | 34848.1575 | 0 | 0 | 0 | 0 | 0 | 0 | 0 | 807 | 807 | 807 | 807 | 807 | 807 | 807 | 0 | 0 | 0 | 0 | 0 | 0 | 0 | 12195.2831 | 12195.2831 | 12195.2831 | 12195.2831 | 12195.2831 | 12195.2831 | 12195.2831 | 2.5435 | 2.5435 | 2.5435 | 2.5435 | 2.5435 | 2.5435 | 2.5435 | 0 | 0 | 0 | 0 | 0 | 0 | 0 | 1210.5 | 243937.1025 | 0 | 5649 | 0 | 85366.9819 | 17.8045 | 0
15-KU | KU-Pump - High Efficiency (7.5 HP) | Efficiency of 73% or more for system | Standard Pump Efficiency | Per Pump | Per Pump | Incremental Cost | 875.7577 | 0 | 875.7577 | 0 | 437.8788 | Adapted from data in https://nwcouncil.app.box.com/v/ComAgIndPumpsv2-2 (See 'BizRebates_Costs' tab for full methodology) | 50 | 50 | 0 | 0 | 1683.5625 | 0.56437 | 0 | Based on savings from LG&E/KU Commercial Rebates report for 20 HP pump - assumes savings increase linearly per HP increases | 0% | 1 | 7.5 | 0 | 0.5 | 2.5714 | 1.5357 | 1.5357 | 1.5357 | 1.5357 | 1.5357 | 1.5357 | 1.5357 | 1.5357 | 1.5357 | Electric | Commercial | Large Office | Ventilation And Circulation | Existing | 0 | 0 | 0 | OFFLGCool | OFFSMGasHeat | KU NonRes | 20 | 20 | Based on the Xcel 2015/2016 DSM plan for the product "Motor Efficiency". Pg 440 | 1 | 1 | 0 | 875.7577 | 875.7577 | 875.7577 | 875.7577 | 875.7577 | 875.7577 | 875.7577 | 0 | 0 | 0 | 0 | 0 | 0 | 0 | 50 | 50 | 50 | 50 | 50 | 50 | 50 | 0 | 0 | 0 | 0 | 0 | 0 | 0 | 1683.5625 | 1683.5625 | 1683.5625 | 1683.5625 | 1683.5625 | 1683.5625 | 1683.5625 | 0.56437 | 0.56437 | 0.56437 | 0.56437 | 0.56437 | 0.56437 | 0.56437 | 0 | 0 | 0 | 0 | 0 | 0 | 0 | 1344.9136 | 1344.9136 | 1344.9136 | 1344.9136 | 1344.9136 | 1344.9136 | 1344.9136 | 0 | 0 | 0 | 0 | 0 | 0 | 0 | 76.7857 | 76.7857 | 76.7857 | 76.7857 | 76.7857 | 76.7857 | 76.7857 | 0 | 0 | 0 | 0 | 0 | 0 | 0 | 2585.471 | 2585.471 | 2585.471 | 2585.471 | 2585.471 | 2585.471 | 2585.471 | 0.86672 | 0.86672 | 0.86672 | 0.86672 | 0.86672 | 0.86672 | 0.86672 | 0 | 0 | 0 | 0 | 0 | 0 | 0 | 4.6071 | 9414.3949 | 0 | 537.5 | 0 | 18098.2969 | 6.067 | 0
16-KU | KU-Pump - High Efficiency (10 HP) | Efficiency of 75% or more for system | Standard Pump Efficiency | Per Pump | Per Pump | Incremental Cost | 946.1391 | 0 | 946.1391 | 0 | 473.0695 | Adapted from data in https://nwcouncil.app.box.com/v/ComAgIndPumpsv2-2 | 60 | 60 | 0 | 0 | 2244.75 | 0.7525 | 0 | Based on savings from LG&E/KU Commercial Rebates report for 20 HP pump - assumes savings increase linearly per HP increases | 0% | 1 | 1 | 0 | 0 | 5.1429 | 2.5714 | 2.5714 | 2.5714 | 2.5714 | 2.5714 | 2.5714 | 2.5714 | 2.5714 | 2.5714 | Electric | Commercial | Large Office | Ventilation And Circulation | Existing | 0 | 0 | 0 | OFFLGCool | OFFSMGasHeat | KU NonRes | 20 | 20 | Based on the Xcel 2015/2016 DSM plan for the product "Motor Efficiency". Pg 440 | 1 | 1 | 0 | 946.1391 | 946.1391 | 946.1391 | 946.1391 | 946.1391 | 946.1391 | 946.1391 | 0 | 0 | 0 | 0 | 0 | 0 | 0 | 60 | 60 | 60 | 60 | 60 | 60 | 60 | 0 | 0 | 0 | 0 | 0 | 0 | 0 | 2244.75 | 2244.75 | 2244.75 | 2244.75 | 2244.75 | 2244.75 | 2244.75 | 0.7525 | 0.7525 | 0.7525 | 0.7525 | 0.7525 | 0.7525 | 0.7525 | 0 | 0 | 0 | 0 | 0 | 0 | 0 | 2432.9291 | 2432.9291 | 2432.9291 | 2432.9291 | 2432.9291 | 2432.9291 | 2432.9291 | 0 | 0 | 0 | 0 | 0 | 0 | 0 | 154.2857 | 154.2857 | 154.2857 | 154.2857 | 154.2857 | 154.2857 | 154.2857 | 0 | 0 | 0 | 0 | 0 | 0 | 0 | 5772.2143 | 5772.2143 | 5772.2143 | 5772.2143 | 5772.2143 | 5772.2143 | 5772.2143 | 1.935 | 1.935 | 1.935 | 1.935 | 1.935 | 1.935 | 1.935 | 0 | 0 | 0 | 0 | 0 | 0 | 0 | 7.7143 | 17030.5036 | 0 | 1080 | 0 | 40405.5 | 13.545 | 0
17-KU | KU-Pump - High Efficiency (15 HP) | Efficiency of 77% or more for system | Standard Pump Efficiency | Per Pump | Per Pump | Incremental Cost | 1055.0443 | 0 | 1055.0443 | 0 | 527.5222 | Adapted from data in https://nwcouncil.app.box.com/v/ComAgIndPumpsv2-2 | 100 | 100 | 0 | 0 | 3367.125 | 1.1287 | 0 | Based on savings from LG&E/KU Commercial Rebates report for 20 HP pump - assumes savings increase linearly per HP increases | 0% | 1 | 1 | 0 | 0.5 | 0 | 0.25 | 0.25 | 0.25 | 0.25 | 0.25 | 0.25 | 0.25 | 0.25 | 0.25 | Electric | Commercial | Large Office | Ventilation And Circulation | Existing | 0 | 0 | 0 | OFFLGCool | OFFSMGasHeat | KU NonRes | 20 | 20 | Based on the Xcel 2015/2016 DSM plan for the product "Motor Efficiency". Pg 440 | 1 | 1 | 0 | 1055.0443 | 1055.0443 | 1055.0443 | 1055.0443 | 1055.0443 | 1055.0443 | 1055.0443 | 0 | 0 | 0 | 0 | 0 | 0 | 0 | 100 | 100 | 100 | 100 | 100 | 100 | 100 | 0 | 0 | 0 | 0 | 0 | 0 | 0 | 3367.125 | 3367.125 | 3367.125 | 3367.125 | 3367.125 | 3367.125 | 3367.125 | 1.1287 | 1.1287 | 1.1287 | 1.1287 | 1.1287 | 1.1287 | 1.1287 | 0 | 0 | 0 | 0 | 0 | 0 | 0 | 263.7611 | 263.7611 | 263.7611 | 263.7611 | 263.7611 | 263.7611 | 263.7611 | 0 | 0 | 0 | 0 | 0 | 0 | 0 | 25 | 25 | 25 | 25 | 25 | 25 | 25 | 0 | 0 | 0 | 0 | 0 | 0 | 0 | 841.7812 | 841.7812 | 841.7812 | 841.7812 | 841.7812 | 841.7812 | 841.7812 | 0.28219 | 0.28219 | 0.28219 | 0.28219 | 0.28219 | 0.28219 | 0.28219 | 0 | 0 | 0 | 0 | 0 | 0 | 0 | 0.75 | 1846.3276 | 0 | 175 | 0 | 5892.4688 | 1.9753 | 0
18-KU | KU-Pump - High Efficiency (20 HP) | Efficiency of 77% or more for system | Standard Pump Efficiency | Per Pump | Per Pump | Incremental Cost | 1139.8344 | 0 | 1139.8344 | 0 | 569.9172 | Adapted from data in https://nwcouncil.app.box.com/v/ComAgIndPumpsv2-2 | 150 | 150 | 0 | 0 | 4489.5 | 1.505 | 0 | LG&E/KU Commercial Rebates Report - Appendix A | 0% | 1 | 1 | 1 | 3.5 | 2.5714 | 3.0357 | 3.0357 | 3.0357 | 3.0357 | 3.0357 | 3.0357 | 3.0357 | 3.0357 | 3.0357 | Electric | Commercial | Large Office | Ventilation And Circulation | Existing | 0 | 0 | 0 | OFFLGCool | OFFSMGasHeat | KU NonRes | 20 | 20 | Based on the Xcel 2015/2016 DSM plan for the product "Motor Efficiency". Pg 440 | 1 | 1 | 0 | 1139.8344 | 1139.8344 | 1139.8344 | 1139.8344 | 1139.8344 | 1139.8344 | 1139.8344 | 0 | 0 | 0 | 0 | 0 | 0 | 0 | 150 | 150 | 150 | 150 | 150 | 150 | 150 | 0 | 0 | 0 | 0 | 0 | 0 | 0 | 4489.5 | 4489.5 | 4489.5 | 4489.5 | 4489.5 | 4489.5 | 4489.5 | 1.505 | 1.505 | 1.505 | 1.505 | 1.505 | 1.505 | 1.505 | 0 | 0 | 0 | 0 | 0 | 0 | 0 | 3460.2115 | 3460.2115 | 3460.2115 | 3460.2115 | 3460.2115 | 3460.2115 | 3460.2115 | 0 | 0 | 0 | 0 | 0 | 0 | 0 | 455.3571 | 455.3571 | 455.3571 | 455.3571 | 455.3571 | 455.3571 | 455.3571 | 0 | 0 | 0 | 0 | 0 | 0 | 0 | 13628.8393 | 13628.8393 | 13628.8393 | 13628.8393 | 13628.8393 | 13628.8393 | 13628.8393 | 4.5687 | 4.5687 | 4.5687 | 4.5687 | 4.5687 | 4.5687 | 4.5687 | 0 | 0 | 0 | 0 | 0 | 0 | 0 | 9.1071 | 24221.4802 | 0 | 3187.5 | 0 | 95401.875 | 31.9813 | 0
19-KU | KU-Pump - High Efficiency (30 HP) | Efficiency of 77% or more for system | Standard Pump Efficiency | Per Pump | Per Pump | Incremental Cost | 1271.0349 | 0 | 1271.0349 | 0 | 635.5174 | Adapted from data in https://nwcouncil.app.box.com/v/ComAgIndPumpsv2-2 | 200 | 200 | 0 | 0 | 6734.25 | 2.2575 | 0 | Based on savings from LG&E/KU Commercial Rebates report for 20 HP pump - assumes savings increase linearly per HP increases | 0% | 1 | 1 | 2.5 | 1.5 | 0 | 0.75 | 0.75 | 0.75 | 0.75 | 0.75 | 0.75 | 0.75 | 0.75 | 0.75 | Electric | Commercial | Large Office | Ventilation And Circulation | Existing | 0 | 0 | 0 | OFFLGCool | OFFSMGasHeat | KU NonRes | 20 | 20 | Based on the Xcel 2015/2016 DSM plan for the product "Motor Efficiency". Pg 440 | 1 | 1 | 0 | 1271.0349 | 1271.0349 | 1271.0349 | 1271.0349 | 1271.0349 | 1271.0349 | 1271.0349 | 0 | 0 | 0 | 0 | 0 | 0 | 0 | 200 | 200 | 200 | 200 | 200 | 200 | 200 | 0 | 0 | 0 | 0 | 0 | 0 | 0 | 6734.25 | 6734.25 | 6734.25 | 6734.25 | 6734.25 | 6734.25 | 6734.25 | 2.2575 | 2.2575 | 2.2575 | 2.2575 | 2.2575 | 2.2575 | 2.2575 | 0 | 0 | 0 | 0 | 0 | 0 | 0 | 953.2762 | 953.2762 | 953.2762 | 953.2762 | 953.2762 | 953.2762 | 953.2762 | 0 | 0 | 0 | 0 | 0 | 0 | 0 | 150 | 150 | 150 | 150 | 150 | 150 | 150 | 0 | 0 | 0 | 0 | 0 | 0 | 0 | 5050.6875 | 5050.6875 | 5050.6875 | 5050.6875 | 5050.6875 | 5050.6875 | 5050.6875 | 1.6931 | 1.6931 | 1.6931 | 1.6931 | 1.6931 | 1.6931 | 1.6931 | 0 | 0 | 0 | 0 | 0 | 0 | 0 | 2.25 | 6672.9331 | 0 | 1050 | 0 | 35354.8125 | 11.8519 | 0
20-KU | KU-Pump - High Efficiency (40 HP) | Efficiency of 77% or more for system | Standard Pump Efficiency | Per Pump | Per Pump | Incremental Cost | 1373.1833 | 0 | 1373.1833 | 0 | 686.5916 | Adapted from data in https://nwcouncil.app.box.com/v/ComAgIndPumpsv2-2 | 250 | 250 | 0 | 0 | 8979 | 3.01 | 0 | Based on savings from LG&E/KU Commercial Rebates report for 20 HP pump - assumes savings increase linearly per HP increases | 0% | 1 | 0 | 0 | 0 | 2.5714 | 1.2857 | 1.2857 | 1.2857 | 1.2857 | 1.2857 | 1.2857 | 1.2857 | 1.2857 | 1.2857 | Electric | Commercial | Large Office | Ventilation And Circulation | Existing | 0 | 0 | 0 | OFFLGCool | OFFSMGasHeat | KU NonRes | 20 | 20 | Based on the Xcel 2015/2016 DSM plan for the product "Motor Efficiency". Pg 440 | 1 | 1 | 0 | 1373.1833 | 1373.1833 | 1373.1833 | 1373.1833 | 1373.1833 | 1373.1833 | 1373.1833 | 0 | 0 | 0 | 0 | 0 | 0 | 0 | 250 | 250 | 250 | 250 | 250 | 250 | 250 | 0 | 0 | 0 | 0 | 0 | 0 | 0 | 8979 | 8979 | 8979 | 8979 | 8979 | 8979 | 8979 | 3.01 | 3.01 | 3.01 | 3.01 | 3.01 | 3.01 | 3.01 | 0 | 0 | 0 | 0 | 0 | 0 | 0 | 1765.5214 | 1765.5214 | 1765.5214 | 1765.5214 | 1765.5214 | 1765.5214 | 1765.5214 | 0 | 0 | 0 | 0 | 0 | 0 | 0 | 321.4286 | 321.4286 | 321.4286 | 321.4286 | 321.4286 | 321.4286 | 321.4286 | 0 | 0 | 0 | 0 | 0 | 0 | 0 | 11544.4286 | 11544.4286 | 11544.4286 | 11544.4286 | 11544.4286 | 11544.4286 | 11544.4286 | 3.87 | 3.87 | 3.87 | 3.87 | 3.87 | 3.87 | 3.87 | 0 | 0 | 0 | 0 | 0 | 0 | 0 | 3.8571 | 12358.6495 | 0 | 2250 | 0 | 80811 | 27.09 | 0
21-KU | KU-Pump - High Efficiency (50 HP) | Efficiency of 77% or more for system | Standard Pump Efficiency | Per Pump | Per Pump | Incremental Cost | 1458.0359 | 0 | 1458.0359 | 0 | 729.018 | Adapted from data in https://nwcouncil.app.box.com/v/ComAgIndPumpsv2-2 | 300 | 300 | 0 | 0 | 11223.75 | 3.7625 | 0 | Based on savings from LG&E/KU Commercial Rebates report for 20 HP pump - assumes savings increase linearly per HP increases | 0% | 1 | 0 | 0 | 2 | 0 | 1 | 1 | 1 | 1 | 1 | 1 | 1 | 1 | 1 | Electric | Commercial | Large Office | Ventilation And Circulation | Existing | 0 | 0 | 0 | OFFLGCool | OFFSMGasHeat | KU NonRes | 20 | 20 | Based on the Xcel 2015/2016 DSM plan for the product "Motor Efficiency". Pg 440 | 1 | 1 | 0 | 1458.0359 | 1458.0359 | 1458.0359 | 1458.0359 | 1458.0359 | 1458.0359 | 1458.0359 | 0 | 0 | 0 | 0 | 0 | 0 | 0 | 300 | 300 | 300 | 300 | 300 | 300 | 300 | 0 | 0 | 0 | 0 | 0 | 0 | 0 | 11223.75 | 11223.75 | 11223.75 | 11223.75 | 11223.75 | 11223.75 | 11223.75 | 3.7625 | 3.7625 | 3.7625 | 3.7625 | 3.7625 | 3.7625 | 3.7625 | 0 | 0 | 0 | 0 | 0 | 0 | 0 | 1458.0359 | 1458.0359 | 1458.0359 | 1458.0359 | 1458.0359 | 1458.0359 | 1458.0359 | 0 | 0 | 0 | 0 | 0 | 0 | 0 | 300 | 300 | 300 | 300 | 300 | 300 | 300 | 0 | 0 | 0 | 0 | 0 | 0 | 0 | 11223.75 | 11223.75 | 11223.75 | 11223.75 | 11223.75 | 11223.75 | 11223.75 | 3.7625 | 3.7625 | 3.7625 | 3.7625 | 3.7625 | 3.7625 | 3.7625 | 0 | 0 | 0 | 0 | 0 | 0 | 0 | 3 | 10206.2515 | 0 | 2100 | 0 | 78566.25 | 26.3375 | 0
22-KU | KU-Variable Frequency Drives | Variable Frequency Drives (VFDs) - All Sizes | No Drive | Per VFD | Per HP | Incremental Cost | 166.5 | 0 | 166.5 | 0 | 83.25 | $210.52/HP for variable torque measures; $122.48/HP for constant torque measures per FOE TRM (p. 721). This cost represents an everage of the two values. | 16 | 16 | 0 | 0 | 506.0229 | 0.11136 | 0 | LG&E/KU Commercial Rebates Report - Appendix A | 0% | 1 | 3865.5 | 577 | 1299.5 | 1795.7143 | 1547.6071 | 1547.6071 | 1547.6071 | 1547.6071 | 1547.6071 | 1547.6071 | 1547.6071 | 1547.6071 | 1547.6071 | Electric | Commercial | Large Office | Ventilation And Circulation | Existing | 0 | 0 | 0 | OFFLGCool | OFFSMGasHeat | KU NonRes | 15 | 15 | Based on the Xcel 2015/2016 DSM plan for the product "Motor Efficiency - VFD". Pg 440 | 1 | 1 | 0 | 166.5 | 166.5 | 166.5 | 166.5 | 166.5 | 166.5 | 166.5 | 0 | 0 | 0 | 0 | 0 | 0 | 0 | 16 | 16 | 16 | 16 | 16 | 16 | 16 | 0 | 0 | 0 | 0 | 0 | 0 | 0 | 506.0229 | 506.0229 | 506.0229 | 506.0229 | 506.0229 | 506.0229 | 506.0229 | 0.11136 | 0.11136 | 0.11136 | 0.11136 | 0.11136 | 0.11136 | 0.11136 | 0 | 0 | 0 | 0 | 0 | 0 | 0 | 257676.5893 | 257676.5893 | 257676.5893 | 257676.5893 | 257676.5893 | 257676.5893 | 257676.5893 | 0 | 0 | 0 | 0 | 0 | 0 | 0 | 24761.7143 | 24761.7143 | 24761.7143 | 24761.7143 | 24761.7143 | 24761.7143 | 24761.7143 | 0 | 0 | 0 | 0 | 0 | 0 | 0 | 783124.6651 | 783124.6651 | 783124.6651 | 783124.6651 | 783124.6651 | 783124.6651 | 783124.6651 | 172.3414 | 172.3414 | 172.3414 | 172.3414 | 172.3414 | 172.3414 | 172.3414 | 0 | 0 | 0 | 0 | 0 | 0 | 0 | 4642.8214 | 1803736.125 | 0 | 173332 | 0 | 5481872.6555 | 1206.3899 | 0
23-KU | KU-LED Refrigerated Display Light | LED Refrigerated Display Light | T8 Refrigerated Display Light | Per 5' Lamp | Per Unit | Incremental Cost | 115 | 0 | 115 | -0.72333 | 57.5 | Assuming 5' lamp, incremental cost is $23/linear foot; PV lifetime O&M impacts per linear foot are $2.17 - assumed 5' lamp with maximum 15 year measure life | 9 | 9 | 0 | 0 | 345.4323 | 0.053078 | 0 | Based on savings algorithms and assumptions from Mid-Atlanatic TRM v10 (LED Refrigerated Case Lighting) - Assuming unit size is 5' as with costs | 0% | 1 | 1224.5 | 597.5 | 310.5 | 324.8571 | 317.6786 | 317.6786 | 317.6786 | 317.6786 | 317.6786 | 317.6786 | 317.6786 | 317.6786 | 317.6786 | Electric | Commercial | Grocery | Lighting | Existing | Display Case LEDs (Closed Cases) | Display Case LEDs (Closed Cases) | Standard Case Lighting | Grocery InLight | OFFSMGasHeat | KU NonRes | 8 | 8 | Based on the RTF workbook: ComGroceryDisplayCaseLEDs_v3_2 | 1 | 1 | 0 | 115 | 115 | 115 | 115 | 115 | 115 | 115 | -0.72333 | -0.72333 | -0.72333 | -0.72333 | -0.72333 | -0.72333 | -0.72333 | 9 | 9 | 9 | 9 | 9 | 9 | 9 | 0 | 0 | 0 | 0 | 0 | 0 | 0 | 345.4323 | 345.4323 | 345.4323 | 345.4323 | 345.4323 | 345.4323 | 345.4323 | 0.053078 | 0.053078 | 0.053078 | 0.053078 | 0.053078 | 0.053078 | 0.053078 | 0 | 0 | 0 | 0 | 0 | 0 | 0 | 36533.0357 | 36533.0357 | 36533.0357 | 36533.0357 | 36533.0357 | 36533.0357 | 36533.0357 | -229.7875 | -229.7875 | -229.7875 | -229.7875 | -229.7875 | -229.7875 | -229.7875 | 2859.1071 | 2859.1071 | 2859.1071 | 2859.1071 | 2859.1071 | 2859.1071 | 2859.1071 | 0 | 0 | 0 | 0 | 0 | 0 | 0 | 109736.4555 | 109736.4555 | 109736.4555 | 109736.4555 | 109736.4555 | 109736.4555 | 109736.4555 | 16.8619 | 16.8619 | 16.8619 | 16.8619 | 16.8619 | 16.8619 | 16.8619 | 0 | 0 | 0 | 0 | 0 | 0 | 0 | 953.0357 | 255731.25 | -1608.5125 | 20013.75 | 0 | 768155.1883 | 118.0331 | 0
24-KU | KU-LED Exit Signs (replacement) | LED Exit Signs (replacement) | CFL Exit Signs | Per Fixture | Per Unit | Incremental Cost | 35 | 0 | 35 | 0 | 17.5 | LED Exit Sign from Mid-Atl TRM v9 | 10 | 10 | 0 | 0 | 304.3443 | 0.047085 | 0 | LG&E/KU Commercial Rebates Report - Appendix A | 0% | 1 | 652.5 | 1109 | 877.5 | 498 | 687.75 | 687.75 | 687.75 | 687.75 | 687.75 | 687.75 | 687.75 | 687.75 | 687.75 | Electric | Commercial | Large Office | Lighting | Existing | Exit Sign - LED | LED Exit Sign | CFL Exit Sign | OFFLGInLight | OFFSMGasHeat | KU NonRes | 16 | 16 | Based on the DEER 2014 EUL database for the measure "Exit Lighting" | 1 | 1 | 0 | 35 | 35 | 35 | 35 | 35 | 35 | 35 | 0 | 0 | 0 | 0 | 0 | 0 | 0 | 10 | 10 | 10 | 10 | 10 | 10 | 10 | 0 | 0 | 0 | 0 | 0 | 0 | 0 | 304.3443 | 304.3443 | 304.3443 | 304.3443 | 304.3443 | 304.3443 | 304.3443 | 0.047085 | 0.047085 | 0.047085 | 0.047085 | 0.047085 | 0.047085 | 0.047085 | 0 | 0 | 0 | 0 | 0 | 0 | 0 | 24071.25 | 24071.25 | 24071.25 | 24071.25 | 24071.25 | 24071.25 | 24071.25 | 0 | 0 | 0 | 0 | 0 | 0 | 0 | 6877.5 | 6877.5 | 6877.5 | 6877.5 | 6877.5 | 6877.5 | 6877.5 | 0 | 0 | 0 | 0 | 0 | 0 | 0 | 209312.7897 | 209312.7897 | 209312.7897 | 209312.7897 | 209312.7897 | 209312.7897 | 209312.7897 | 32.3824 | 32.3824 | 32.3824 | 32.3824 | 32.3824 | 32.3824 | 32.3824 | 0 | 0 | 0 | 0 | 0 | 0 | 0 | 2063.25 | 168498.75 | 0 | 48142.5 | 0 | 1465189.5279 | 226.6766 | 0
25-KU | KU-Efficient Lighting Controls - Occupancy Sensor | Occupancy Sensor ($0.03 per Controlled Watt) | No Occupancy Sensor Controls | Per Watt Controlled | Per Controlled Watt | Full Cost | 0.73909 | 0 | 0.73909 | 0 | 0.36954 | Costs estimated from IL TRM v9: 4.5.10 Lighting Controls | 0.03 | 0.03 | 0 | 0 | 1.15 | 0.00013077 | 0 | LG&E/KU Commercial Rebates Report - Appendix A | 0% | 1 | 117320.5 | 156123.5 | 179199.5 | 197432.5714 | 188316.0357 | 188316.0357 | 188316.0357 | 188316.0357 | 188316.0357 | 188316.0357 | 188316.0357 | 188316.0357 | 188316.0357 | Electric | Commercial | Large Office | Lighting | Existing | 0 | 0 | 0 | OFFLGInLight | OFFSMGasHeat | KU NonRes | 8 | 8 | Based on the DEER 2014 EUL database for the measure "Occupancy sensors" | 1 | 1 | 0 | 0.73909 | 0.73909 | 0.73909 | 0.73909 | 0.73909 | 0.73909 | 0.73909 | 0 | 0 | 0 | 0 | 0 | 0 | 0 | 0.03 | 0.03 | 0.03 | 0.03 | 0.03 | 0.03 | 0.03 | 0 | 0 | 0 | 0 | 0 | 0 | 0 | 1.15 | 1.15 | 1.15 | 1.15 | 1.15 | 1.15 | 1.15 | 0.00013077 | 0.00013077 | 0.00013077 | 0.00013077 | 0.00013077 | 0.00013077 | 0.00013077 | 0 | 0 | 0 | 0 | 0 | 0 | 0 | 139182.4639 | 139182.4639 | 139182.4639 | 139182.4639 | 139182.4639 | 139182.4639 | 139182.4639 | 0 | 0 | 0 | 0 | 0 | 0 | 0 | 5649.4811 | 5649.4811 | 5649.4811 | 5649.4811 | 5649.4811 | 5649.4811 | 5649.4811 | 0 | 0 | 0 | 0 | 0 | 0 | 0 | 216568.8286 | 216568.8286 | 216568.8286 | 216568.8286 | 216568.8286 | 216568.8286 | 216568.8286 | 24.6254 | 24.6254 | 24.6254 | 24.6254 | 24.6254 | 24.6254 | 24.6254 | 0 | 0 | 0 | 0 | 0 | 0 | 0 | 564948.1071 | 974277.2474 | 0 | 39546.3675 | 0 | 1515981.8 | 172.3777 | 0
26-KU | KU-Efficient Lighting Controls - Daylight Dimming-Continuous Fixtures | Daylight Dimming-Continuous Fixtures ($0.03 per Controlled Watt) | No Daylight Controls | Per Watt Controlled | Per Controlled Watt | Full Cost | 0.39914 | 0 | 0.39914 | 0 | 0.19957 | Costs estimated from IL TRM v9: 4.5.10 Lighting Controls | 0.03 | 0.03 | 0 | 0 | 1.0572 | 0.000663 | -0.014683 | Per Watt savings estimate from IL TRM v10.0 "4.5.10 Lighting Controls" - use-specific input assumptions are for "unknown" building type | 0% | 6309 | 0 | 0 | 0 | 0 | 0 | 0 | 0 | 0.5 | 0 | 0 | 0.5 | 0 | 0 | Electric | Commercial | Large Office | Lighting | Existing | 0 | 0 | 0 | OFFLGInLight | OFFSMGasHeat | KU NonRes | 8 | 8 | Based on the 2010 OH TRM for the measure "C&I Lighting Controls (Time of Sale, Retrofit)". Pg 149. Based on the lighting controls "Remote-Mounted Daylight Dimming Sensors" and "Fixture Mounted Daylight Dimming Sensors". | 1 | 1 | 0 | 0.39914 | 0.39914 | 0.39914 | 0.39914 | 0.39914 | 0.39914 | 0.39914 | 0 | 0 | 0 | 0 | 0 | 0 | 0 | 0.03 | 0.03 | 0.03 | 0.03 | 0.03 | 0.03 | 0.03 | 0 | 0 | 0 | 0 | 0 | 0 | 0 | 1.0572 | 1.0572 | 1.0572 | 1.0572 | 1.0572 | 1.0572 | 1.0572 | 0.000663 | 0.000663 | 0.000663 | 0.000663 | 0.000663 | 0.000663 | 0.000663 | 0 | 0 | 0 | 0 | 0 | 0 | 0 | 0 | 1259.0908 | 0 | 0 | 1259.0908 | 0 | 0 | 0 | 0 | 0 | 0 | 0 | 0 | 0 | 0 | 94.635 | 0 | 0 | 94.635 | 0 | 0 | 0 | 0 | 0 | 0 | 0 | 0 | 0 | 0 | 3334.9071 | 0 | 0 | 3334.9071 | 0 | 0 | 0 | 2.0914 | 0 | 0 | 2.0914 | 0 | 0 | 0 | 0 | 0 | 0 | 0 | 0 | 0 | 0.5 | 2518.1816 | 0 | 189.27 | 0 | 6669.8142 | 4.1829 | 0
27-KU | KU-Efficient Lighting Controls - Occupancy/Daylight Dual Control | Occupancy/Daylight Dual Control ($0.03 per Controlled Watt) | No Lighting Controls | n/a | Per Controlled Watt | Full Cost | 1.5275 | 0 | 1.5275 | 0 | 0.76374 | Costs estimated from IL TRM v9: 4.5.10 Lighting Controls | 0.03 | 0.03 | 0 | 0 | 1.4348 | 0.000663 | -0.019927 | Per Watt savings estimate from IL TRM v10.0 "4.5.10 Lighting Controls" - use-specific input assumptions are for "unknown" building type | 0% | 6309 | 0 | 0 | 0 | 0 | 0 | 0.5 | 0 | 0 | 0.5 | 0 | 0 | 0.5 | 0 | Electric | Commercial | Large Office | Lighting | Existing | 0 | 0 | 0 | OFFLGInLight | OFFSMGasHeat | KU NonRes | 8 | 8 | Based on the 2010 OH TRM for the measure "C&I Lighting Controls (Time of Sale, Retrofit)". Pg 149. Based on the lighting controls "Remote-Mounted Daylight Dimming Sensors" and "Fixture Mounted Daylight Dimming Sensors". | 1 | 1 | 0 | 1.5275 | 1.5275 | 1.5275 | 1.5275 | 1.5275 | 1.5275 | 1.5275 | 0 | 0 | 0 | 0 | 0 | 0 | 0 | 0.03 | 0.03 | 0.03 | 0.03 | 0.03 | 0.03 | 0.03 | 0 | 0 | 0 | 0 | 0 | 0 | 0 | 1.4348 | 1.4348 | 1.4348 | 1.4348 | 1.4348 | 1.4348 | 1.4348 | 0.000663 | 0.000663 | 0.000663 | 0.000663 | 0.000663 | 0.000663 | 0.000663 | 0 | 0 | 0 | 0 | 0 | 0 | 0 | 0 | 0 | 4818.4168 | 0 | 0 | 4818.4168 | 0 | 0 | 0 | 0 | 0 | 0 | 0 | 0 | 0 | 0 | 94.635 | 0 | 0 | 94.635 | 0 | 0 | 0 | 0 | 0 | 0 | 0 | 0 | 0 | 0 | 4525.9454 | 0 | 0 | 4525.9454 | 0 | 0 | 0 | 2.0914 | 0 | 0 | 2.0914 | 0 | 0 | 0 | 0 | 0 | 0 | 0 | 0 | 0.5 | 9636.8337 | 0 | 189.27 | 0 | 9051.8907 | 4.1829 | 0
28-KU | KU-Custom Projects | Custom Projects - Saves 1 kW of Demand or More | Existing Equipment | Per Saved kW | Per Saved kWh (first year savings only) | Incremental Cost | 0.22118 | 0 | 0.22118 | 0 | 0.11059 | Benchmarking custom projects from other utilties to estimate incremental cost. Roughly $0.22 per kWh saved as incermental costs. | 0.03 | 0.08414 | 0 | 0 | 1 | 0.00027312 | 0 | LG&E and KUCommercial Rebates Program Impact Evaluation for Custom Projects – FINAL November 3, 2016 by The Tetra Tech Evaluation Team | 5% | 1 | 1020118.5 | 14035909.5 | 10569394.5 | 6315212.5 | 8442303.5 | 8442303.5 | 5000000 | 8000000 | 12000000 | 12000000 | 12000000 | 12000000 | 12000000 | Both | Commercial | Large Office | All | Existing | 0 | 0 | 0 | OFFLGElecTotl | OFFSMGasHeat | KU NonRes | 15 | 15 | Custom measure EULs ranges from 10 to 25 years depending on end use (NEEP EUL study by GDS 2007) | 1 | 1 | 0 | 0.22118 | 0.22118 | 0.22118 | 0.22118 | 0.22118 | 0.22118 | 0.22118 | 0 | 0 | 0 | 0 | 0 | 0 | 0 | 0.08414 | 0.08414 | 0.08414 | 0.08414 | 0.08414 | 0.08414 | 0.08414 | 0 | 0 | 0 | 0 | 0 | 0 | 0 | 1 | 1 | 1 | 1 | 1 | 1 | 1 | 0.00027312 | 0.00027312 | 0.00027312 | 0.00027312 | 0.00027312 | 0.00027312 | 0.00027312 | 0 | 0 | 0 | 0 | 0 | 0 | 0 | 1105893.7649 | 1769430.0238 | 2654145.0357 | 2654145.0357 | 2654145.0357 | 2654145.0357 | 2654145.0357 | 0 | 0 | 0 | 0 | 0 | 0 | 0 | 420702.4481 | 673123.917 | 1009685.8755 | 1009685.8755 | 1009685.8755 | 1009685.8755 | 1009685.8755 | 0 | 0 | 0 | 0 | 0 | 0 | 0 | 5000000 | 8000000 | 12000000 | 12000000 | 12000000 | 12000000 | 12000000 | 1365.6196 | 2184.9913 | 3277.487 | 3277.487 | 3277.487 | 3277.487 | 3277.487 | 0 | 0 | 0 | 0 | 0 | 0 | 0 | 25000000 | 16146048.9673 | 0 | 6142255.7425 | 0 | 73000000 | 19938.0459 | 0
29-KU | KU-Commercial New Construction Tier 1 <25,000 sqft | Commercial New Construction Tier 1 - 10% Over Code | State and Federal Energy Code | Per Project | Per Project | Incremental Cost | 10980.198 | 0 | 10980.198 | 0 | 5490.099 | Benchmarking custom projects from other utilties to estimate incremental cost. Roughly $0.22 per kWh saved as incermental costs. | 1500 | 1500 | 0 | 0 | 49644 | 7.7429 | 397.4057 | Estimated savings from LG&E and KU projections and 2016 program data. | 0% | 1 | 0 | 0 | 0 | 0 | 0 | 0 | 0 | 0.5 | 0 | 0 | 0.5 | 0 | 0 | Both | Commercial | Large Office | All | New | 0 | 0 | 0 | OFFLGElecTotl | OFFSMGasHeat | KU NonRes | 15 | 15 | Custom measure EULs ranges from 10 to 25 years depending on end use (NEEP EUL study by GDS 2007) | 1 | 1 | 0 | 10980.198 | 10980.198 | 10980.198 | 10980.198 | 10980.198 | 10980.198 | 10980.198 | 0 | 0 | 0 | 0 | 0 | 0 | 0 | 1500 | 1500 | 1500 | 1500 | 1500 | 1500 | 1500 | 0 | 0 | 0 | 0 | 0 | 0 | 0 | 49644 | 49644 | 49644 | 49644 | 49644 | 49644 | 49644 | 7.7429 | 7.7429 | 7.7429 | 7.7429 | 7.7429 | 7.7429 | 7.7429 | 0 | 0 | 0 | 0 | 0 | 0 | 0 | 0 | 5490.099 | 0 | 0 | 5490.099 | 0 | 0 | 0 | 0 | 0 | 0 | 0 | 0 | 0 | 0 | 750 | 0 | 0 | 750 | 0 | 0 | 0 | 0 | 0 | 0 | 0 | 0 | 0 | 0 | 24822 | 0 | 0 | 24822 | 0 | 0 | 0 | 3.8714 | 0 | 0 | 3.8714 | 0 | 0 | 0 | 0 | 0 | 0 | 0 | 0 | 0 | 0.5 | 10980.198 | 0 | 1500 | 0 | 49644 | 7.7429 | 0
30-KU | KU-Commercial New Construction Tier 2 <25,000 sqft | Commercial New Construction Tier 2 - 15% Over Code | State and Federal Energy Code | Per Project | Per Project | Incremental Cost | 16470.297 | 0 | 16470.297 | 0 | 8235.1485 | Benchmarking custom projects from other utilties to estimate incremental cost. Roughly $0.22 per kWh saved as incermental costs. | 2300 | 2300 | 0 | 0 | 74466 | 11.6143 | 596.1086 | Estimated savings from LG&E and KU projections and 2016 program data. | 0% | 1 | 0 | 0 | 0 | 0 | 0 | 0 | 0.5 | 0 | 0.5 | 0 | 0.5 | 0 | 0.5 | Both | Commercial | Large Office | All | New | 0 | 0 | 0 | OFFLGElecTotl | OFFSMGasHeat | KU NonRes | 15 | 15 | Custom measure EULs ranges from 10 to 25 years depending on end use (NEEP EUL study by GDS 2007) | 1 | 1 | 0 | 16470.297 | 16470.297 | 16470.297 | 16470.297 | 16470.297 | 16470.297 | 16470.297 | 0 | 0 | 0 | 0 | 0 | 0 | 0 | 2300 | 2300 | 2300 | 2300 | 2300 | 2300 | 2300 | 0 | 0 | 0 | 0 | 0 | 0 | 0 | 74466 | 74466 | 74466 | 74466 | 74466 | 74466 | 74466 | 11.6143 | 11.6143 | 11.6143 | 11.6143 | 11.6143 | 11.6143 | 11.6143 | 0 | 0 | 0 | 0 | 0 | 0 | 0 | 8235.1485 | 0 | 8235.1485 | 0 | 8235.1485 | 0 | 8235.1485 | 0 | 0 | 0 | 0 | 0 | 0 | 0 | 1150 | 0 | 1150 | 0 | 1150 | 0 | 1150 | 0 | 0 | 0 | 0 | 0 | 0 | 0 | 37233 | 0 | 37233 | 0 | 37233 | 0 | 37233 | 5.8071 | 0 | 5.8071 | 0 | 5.8071 | 0 | 5.8071 | 0 | 0 | 0 | 0 | 0 | 0 | 0 | 1 | 32940.594 | 0 | 4600 | 0 | 148932 | 23.2286 | 0
31-KU | KU-Commercial New Construction Tier 3 <25,000 sqft | Commercial New Construction Tier 3 - 20% Over Code | State and Federal Energy Code | Per Project | Per Project | Incremental Cost | 21960.396 | 0 | 21960.396 | 0 | 10980.198 | Benchmarking custom projects from other utilties to estimate incremental cost. Roughly $0.22 per kWh saved as incermental costs. | 3000 | 3000 | 0 | 0 | 99288 | 15.4857 | 794.8114 | Estimated savings from LG&E and KU projections and 2016 program data. | 0% | 1 | 0 | 0.5 | 0 | 0 | 0 | 0.5 | 0 | 0 | 0.5 | 0 | 0 | 0.5 | 0 | Both | Commercial | Large Office | All | New | 0 | 0 | 0 | OFFLGElecTotl | OFFSMGasHeat | KU NonRes | 15 | 15 | Custom measure EULs ranges from 10 to 25 years depending on end use (NEEP EUL study by GDS 2007) | 1 | 1 | 0 | 21960.396 | 21960.396 | 21960.396 | 21960.396 | 21960.396 | 21960.396 | 21960.396 | 0 | 0 | 0 | 0 | 0 | 0 | 0 | 3000 | 3000 | 3000 | 3000 | 3000 | 3000 | 3000 | 0 | 0 | 0 | 0 | 0 | 0 | 0 | 99288 | 99288 | 99288 | 99288 | 99288 | 99288 | 99288 | 15.4857 | 15.4857 | 15.4857 | 15.4857 | 15.4857 | 15.4857 | 15.4857 | 0 | 0 | 0 | 0 | 0 | 0 | 0 | 0 | 0 | 10980.198 | 0 | 0 | 10980.198 | 0 | 0 | 0 | 0 | 0 | 0 | 0 | 0 | 0 | 0 | 1500 | 0 | 0 | 1500 | 0 | 0 | 0 | 0 | 0 | 0 | 0 | 0 | 0 | 0 | 49644 | 0 | 0 | 49644 | 0 | 0 | 0 | 7.7429 | 0 | 0 | 7.7429 | 0 | 0 | 0 | 0 | 0 | 0 | 0 | 0 | 0.5 | 21960.396 | 0 | 3000 | 0 | 99288 | 15.4857 | 0
32-KU | KU-Commercial New Construction Tier 4 <25,000 sqft | Commercial New Construction Tier 4 - 25% Over Code | State and Federal Energy Code | Per Project | Per Project | Incremental Cost | 27450.495 | 0 | 27450.495 | 0 | 13725.2475 | Benchmarking custom projects from other utilties to estimate incremental cost. Roughly $0.22 per kWh saved as incermental costs. | 3800 | 3800 | 0 | 0 | 124110 | 19.3571 | 993.5143 | Estimated savings from LG&E and KU projections and 2016 program data. | 0% | 1 | 0 | 0.5 | 0 | 0.85714 | 0.42857 | 0.5 | 0.5 | 0.5 | 0.5 | 0.5 | 0.5 | 0.5 | 0.5 | Both | Commercial | Large Office | All | New | 0 | 0 | 0 | OFFLGElecTotl | OFFSMGasHeat | KU NonRes | 15 | 15 | Custom measure EULs ranges from 10 to 25 years depending on end use (NEEP EUL study by GDS 2007) | 1 | 1 | 0 | 27450.495 | 27450.495 | 27450.495 | 27450.495 | 27450.495 | 27450.495 | 27450.495 | 0 | 0 | 0 | 0 | 0 | 0 | 0 | 3800 | 3800 | 3800 | 3800 | 3800 | 3800 | 3800 | 0 | 0 | 0 | 0 | 0 | 0 | 0 | 124110 | 124110 | 124110 | 124110 | 124110 | 124110 | 124110 | 19.3571 | 19.3571 | 19.3571 | 19.3571 | 19.3571 | 19.3571 | 19.3571 | 0 | 0 | 0 | 0 | 0 | 0 | 0 | 13725.2475 | 13725.2475 | 13725.2475 | 13725.2475 | 13725.2475 | 13725.2475 | 13725.2475 | 0 | 0 | 0 | 0 | 0 | 0 | 0 | 1900 | 1900 | 1900 | 1900 | 1900 | 1900 | 1900 | 0 | 0 | 0 | 0 | 0 | 0 | 0 | 62055 | 62055 | 62055 | 62055 | 62055 | 62055 | 62055 | 9.6786 | 9.6786 | 9.6786 | 9.6786 | 9.6786 | 9.6786 | 9.6786 | 0 | 0 | 0 | 0 | 0 | 0 | 0 | 1.5 | 96076.7326 | 0 | 13300 | 0 | 434385 | 67.75 | 0
33-KU | KU-Commercial New Construction Tier 1 ≥25,000 sqft | Commercial New Construction Tier 1 - 10% Over Code | State and Federal Energy Code | Per Project | Per Project | Incremental Cost | 32940.594 | 0 | 32940.594 | 0 | 16470.297 | Benchmarking custom projects from other utilties to estimate incremental cost. Roughly $0.22 per kWh saved as incermental costs. | 4500 | 4500 | 0 | 0 | 148932 | 23.2286 | 1192.2171 | Estimated savings from LG&E and KU projections and 2016 program data. | 0% | 1 | 0.5 | 0 | 0 | 0 | 0 | 0 | 0.5 | 0 | 0 | 0.5 | 0 | 0 | 0.5 | Both | Commercial | Large Office | All | New | 0 | 0 | 0 | OFFLGElecTotl | OFFSMGasHeat | KU NonRes | 15 | 15 | Custom measure EULs ranges from 10 to 25 years depending on end use (NEEP EUL study by GDS 2007) | 1 | 1 | 0 | 32940.594 | 32940.594 | 32940.594 | 32940.594 | 32940.594 | 32940.594 | 32940.594 | 0 | 0 | 0 | 0 | 0 | 0 | 0 | 4500 | 4500 | 4500 | 4500 | 4500 | 4500 | 4500 | 0 | 0 | 0 | 0 | 0 | 0 | 0 | 148932 | 148932 | 148932 | 148932 | 148932 | 148932 | 148932 | 23.2286 | 23.2286 | 23.2286 | 23.2286 | 23.2286 | 23.2286 | 23.2286 | 0 | 0 | 0 | 0 | 0 | 0 | 0 | 16470.297 | 0 | 0 | 16470.297 | 0 | 0 | 16470.297 | 0 | 0 | 0 | 0 | 0 | 0 | 0 | 2250 | 0 | 0 | 2250 | 0 | 0 | 2250 | 0 | 0 | 0 | 0 | 0 | 0 | 0 | 74466 | 0 | 0 | 74466 | 0 | 0 | 74466 | 11.6143 | 0 | 0 | 11.6143 | 0 | 0 | 11.6143 | 0 | 0 | 0 | 0 | 0 | 0 | 0 | 0.5 | 49410.8911 | 0 | 6750 | 0 | 223398 | 34.8429 | 0
34-KU | KU-Commercial New Construction Tier 2 ≥25,000 sqft | Commercial New Construction Tier 2 - 15% Over Code | State and Federal Energy Code | Per Project | Per Project | Incremental Cost | 49410.8911 | 0 | 49410.8911 | 0 | 24705.4455 | Benchmarking custom projects from other utilties to estimate incremental cost. Roughly $0.22 per kWh saved as incermental costs. | 6800 | 6800 | 0 | 0 | 223398 | 34.8429 | 1788.3257 | Estimated savings from LG&E and KU projections and 2016 program data. | 0% | 1 | 8 | 9.5 | 6.5 | 8.5714 | 7.5357 | 0 | 0 | 0.5 | 0 | 0 | 0.5 | 0 | 0 | Both | Commercial | Large Office | All | New | 0 | 0 | 0 | OFFLGElecTotl | OFFSMGasHeat | KU NonRes | 15 | 15 | Custom measure EULs ranges from 10 to 25 years depending on end use (NEEP EUL study by GDS 2007) | 1 | 1 | 0 | 49410.8911 | 49410.8911 | 49410.8911 | 49410.8911 | 49410.8911 | 49410.8911 | 49410.8911 | 0 | 0 | 0 | 0 | 0 | 0 | 0 | 6800 | 6800 | 6800 | 6800 | 6800 | 6800 | 6800 | 0 | 0 | 0 | 0 | 0 | 0 | 0 | 223398 | 223398 | 223398 | 223398 | 223398 | 223398 | 223398 | 34.8429 | 34.8429 | 34.8429 | 34.8429 | 34.8429 | 34.8429 | 34.8429 | 0 | 0 | 0 | 0 | 0 | 0 | 0 | 0 | 24705.4455 | 0 | 0 | 24705.4455 | 0 | 0 | 0 | 0 | 0 | 0 | 0 | 0 | 0 | 0 | 3400 | 0 | 0 | 3400 | 0 | 0 | 0 | 0 | 0 | 0 | 0 | 0 | 0 | 0 | 111699 | 0 | 0 | 111699 | 0 | 0 | 0 | 17.4214 | 0 | 0 | 17.4214 | 0 | 0 | 0 | 0 | 0 | 0 | 0 | 0 | 0 | 0.5 | 49410.8911 | 0 | 6800 | 0 | 223398 | 34.8429 | 0
35-KU | KU-Commercial New Construction Tier 3 ≥25,000 sqft | Commercial New Construction Tier 3 - 20% Over Code | State and Federal Energy Code | Per Project | Per Project | Incremental Cost | 65881.1881 | 0 | 65881.1881 | 0 | 32940.594 | Benchmarking custom projects from other utilties to estimate incremental cost. Roughly $0.22 per kWh saved as incermental costs. | 9000 | 9000 | 0 | 0 | 297864 | 46.4571 | 2384.4343 | Estimated savings from LG&E and KU projections and 2016 program data. | 0% | 1 | 0 | 0 | 0 | 0 | 0 | 0.5 | 0 | 0 | 0.5 | 0 | 0 | 0.5 | 0 | Both | Commercial | Large Office | All | New | 0 | 0 | 0 | OFFLGElecTotl | OFFSMGasHeat | KU NonRes | 15 | 15 | Custom measure EULs ranges from 10 to 25 years depending on end use (NEEP EUL study by GDS 2007) | 1 | 1 | 0 | 65881.1881 | 65881.1881 | 65881.1881 | 65881.1881 | 65881.1881 | 65881.1881 | 65881.1881 | 0 | 0 | 0 | 0 | 0 | 0 | 0 | 9000 | 9000 | 9000 | 9000 | 9000 | 9000 | 9000 | 0 | 0 | 0 | 0 | 0 | 0 | 0 | 297864 | 297864 | 297864 | 297864 | 297864 | 297864 | 297864 | 46.4571 | 46.4571 | 46.4571 | 46.4571 | 46.4571 | 46.4571 | 46.4571 | 0 | 0 | 0 | 0 | 0 | 0 | 0 | 0 | 0 | 32940.594 | 0 | 0 | 32940.594 | 0 | 0 | 0 | 0 | 0 | 0 | 0 | 0 | 0 | 0 | 4500 | 0 | 0 | 4500 | 0 | 0 | 0 | 0 | 0 | 0 | 0 | 0 | 0 | 0 | 148932 | 0 | 0 | 148932 | 0 | 0 | 0 | 23.2286 | 0 | 0 | 23.2286 | 0 | 0 | 0 | 0 | 0 | 0 | 0 | 0 | 0.5 | 65881.1881 | 0 | 9000 | 0 | 297864 | 46.4571 | 0
36-KU | KU-Commercial New Construction Tier 4 ≥25,000 sqft | Commercial New Construction Tier 4 - 25% Over Code | State and Federal Energy Code | Per Project | Per Project | Incremental Cost | 82351.4851 | 0 | 82351.4851 | 0 | 41175.7425 | Benchmarking custom projects from other utilties to estimate incremental cost. Roughly $0.22 per kWh saved as incermental costs. | 11200 | 11200 | 0 | 0 | 372330 | 58.0714 | 2980.5429 | Estimated savings from LG&E and KU projections and 2016 program data. | 0% | 1 | 0.5 | 0 | 0 | 0 | 0 | 0 | 0 | 0 | 0 | 0 | 0 | 0 | 0 | Both | Commercial | Large Office | All | New | 0 | 0 | 0 | OFFLGElecTotl | OFFSMGasHeat | KU NonRes | 15 | 15 | Custom measure EULs ranges from 10 to 25 years depending on end use (NEEP EUL study by GDS 2007) | 1 | 1 | 0 | 82351.4851 | 82351.4851 | 82351.4851 | 82351.4851 | 82351.4851 | 82351.4851 | 82351.4851 | 0 | 0 | 0 | 0 | 0 | 0 | 0 | 11200 | 11200 | 11200 | 11200 | 11200 | 11200 | 11200 | 0 | 0 | 0 | 0 | 0 | 0 | 0 | 372330 | 372330 | 372330 | 372330 | 372330 | 372330 | 372330 | 58.0714 | 58.0714 | 58.0714 | 58.0714 | 58.0714 | 58.0714 | 58.0714 | 0 | 0 | 0 | 0 | 0 | 0 | 0 | 0 | 0 | 0 | 0 | 0 | 0 | 0 | 0 | 0 | 0 | 0 | 0 | 0 | 0 | 0 | 0 | 0 | 0 | 0 | 0 | 0 | 0 | 0 | 0 | 0 | 0 | 0 | 0 | 0 | 0 | 0 | 0 | 0 | 0 | 0 | 0 | 0 | 0 | 0 | 0 | 0 | 0 | 0 | 0 | 0 | 0 | 0 | 0 | 0 | 0 | 0 | 0 | 0 | 0 | 0 | 0 | 0
37-KU | KU-Commercial New Construction LEED 1 to 5 Points <25,000 sqft | Commercial New Construction LEED 1 to 5 Points - LEED Energy & Atmosphere, Credit 1 Category Optimize Energy Efficiency Performance | Non-LEED Building | Per Project | Per Project | Incremental Cost | 37200 | 0 | 37200 | 0 | 18600 | Assume Direct Costs of LEED Certification ONLY: http://www.josre.org/wp-content/uploads/2012/09/Cost_of_LEED_Analysis_of_Construction_Costs-JOSRE_v3-13.pdf | 2000 | 2000 | 0 | 0 | 0 | 0 | 0 | Assume no additional savings for LEED. Bonus incentive. Estimated savings from LG&E and KU projections and 2016 program data. | 0% | 1 | 0.5 | 0.5 | 0 | 0 | 0 | 0 | 0.5 | 0 | 0 | 0.5 | 0 | 0 | 0.5 | Both | Commercial | Large Office | All | New | 0 | 0 | 0 | OFFLGElecTotl | OFFSMGasHeat | KU NonRes | 15 | 15 | Custom measure EULs ranges from 10 to 25 years depending on end use (NEEP EUL study by GDS 2007) | 1 | 1 | 0 | 37200 | 37200 | 37200 | 37200 | 37200 | 37200 | 37200 | 0 | 0 | 0 | 0 | 0 | 0 | 0 | 2000 | 2000 | 2000 | 2000 | 2000 | 2000 | 2000 | 0 | 0 | 0 | 0 | 0 | 0 | 0 | 0 | 0 | 0 | 0 | 0 | 0 | 0 | 0 | 0 | 0 | 0 | 0 | 0 | 0 | 0 | 0 | 0 | 0 | 0 | 0 | 0 | 18600 | 0 | 0 | 18600 | 0 | 0 | 18600 | 0 | 0 | 0 | 0 | 0 | 0 | 0 | 1000 | 0 | 0 | 1000 | 0 | 0 | 1000 | 0 | 0 | 0 | 0 | 0 | 0 | 0 | 0 | 0 | 0 | 0 | 0 | 0 | 0 | 0 | 0 | 0 | 0 | 0 | 0 | 0 | 0 | 0 | 0 | 0 | 0 | 0 | 0 | 0.5 | 55800 | 0 | 3000 | 0 | 0 | 0 | 0
38-KU | KU-Commercial New Construction LEED 6 to 10 Points <25,000 sqft | Commercial New Construction LEED 6 to 10 Points - LEED Energy & Atmosphere, Credit 1 Category Optimize Energy Efficiency Performance | Non-LEED Building | Per Project | Per Project | Incremental Cost | 37200 | 0 | 37200 | 0 | 18600 | Assume Direct Costs of LEED Certification ONLY: http://www.josre.org/wp-content/uploads/2012/09/Cost_of_LEED_Analysis_of_Construction_Costs-JOSRE_v3-13.pdf | 2500 | 2500 | 0 | 0 | 0 | 0 | 0 | Assume no additional savings for LEED. Bonus incentive. Estimated savings from LG&E and KU projections and 2016 program data. | 0% | 1 | 4 | 4.5 | 6 | 1.7143 | 3.8571 | 0 | 0 | 0.5 | 0 | 0 | 0.5 | 0 | 0 | Both | Commercial | Large Office | All | New | 0 | 0 | 0 | OFFLGElecTotl | OFFSMGasHeat | KU NonRes | 15 | 15 | Custom measure EULs ranges from 10 to 25 years depending on end use (NEEP EUL study by GDS 2007) | 1 | 1 | 0 | 37200 | 37200 | 37200 | 37200 | 37200 | 37200 | 37200 | 0 | 0 | 0 | 0 | 0 | 0 | 0 | 2500 | 2500 | 2500 | 2500 | 2500 | 2500 | 2500 | 0 | 0 | 0 | 0 | 0 | 0 | 0 | 0 | 0 | 0 | 0 | 0 | 0 | 0 | 0 | 0 | 0 | 0 | 0 | 0 | 0 | 0 | 0 | 0 | 0 | 0 | 0 | 0 | 0 | 18600 | 0 | 0 | 18600 | 0 | 0 | 0 | 0 | 0 | 0 | 0 | 0 | 0 | 0 | 1250 | 0 | 0 | 1250 | 0 | 0 | 0 | 0 | 0 | 0 | 0 | 0 | 0 | 0 | 0 | 0 | 0 | 0 | 0 | 0 | 0 | 0 | 0 | 0 | 0 | 0 | 0 | 0 | 0 | 0 | 0 | 0 | 0 | 0 | 0.5 | 37200 | 0 | 2500 | 0 | 0 | 0 | 0
39-KU | KU-Commercial New Construction LEED 11 to 15 Points <25,000 sqft | Commercial New Construction LEED 11 to 15 Points - LEED Energy & Atmosphere, Credit 1 Category Optimize Energy Efficiency Performance | Non-LEED Building | Per Project | Per Project | Incremental Cost | 37200 | 0 | 37200 | 0 | 18600 | Assume Direct Costs of LEED Certification ONLY: http://www.josre.org/wp-content/uploads/2012/09/Cost_of_LEED_Analysis_of_Construction_Costs-JOSRE_v3-13.pdf | 3000 | 3000 | 0 | 0 | 0 | 0 | 0 | Assume no additional savings for LEED. Bonus incentive. Estimated savings from LG&E and KU projections and 2016 program data. | 0% | 1 | 0 | 0 | 0 | 0 | 0 | 0.5 | 0 | 0 | 0.5 | 0 | 0 | 0.5 | 0 | Both | Commercial | Large Office | All | New | 0 | 0 | 0 | OFFLGElecTotl | OFFSMGasHeat | KU NonRes | 15 | 15 | Custom measure EULs ranges from 10 to 25 years depending on end use (NEEP EUL study by GDS 2007) | 1 | 1 | 0 | 37200 | 37200 | 37200 | 37200 | 37200 | 37200 | 37200 | 0 | 0 | 0 | 0 | 0 | 0 | 0 | 3000 | 3000 | 3000 | 3000 | 3000 | 3000 | 3000 | 0 | 0 | 0 | 0 | 0 | 0 | 0 | 0 | 0 | 0 | 0 | 0 | 0 | 0 | 0 | 0 | 0 | 0 | 0 | 0 | 0 | 0 | 0 | 0 | 0 | 0 | 0 | 0 | 0 | 0 | 18600 | 0 | 0 | 18600 | 0 | 0 | 0 | 0 | 0 | 0 | 0 | 0 | 0 | 0 | 1500 | 0 | 0 | 1500 | 0 | 0 | 0 | 0 | 0 | 0 | 0 | 0 | 0 | 0 | 0 | 0 | 0 | 0 | 0 | 0 | 0 | 0 | 0 | 0 | 0 | 0 | 0 | 0 | 0 | 0 | 0 | 0 | 0 | 0.5 | 37200 | 0 | 3000 | 0 | 0 | 0 | 0
40-KU | KU-Commercial New Construction LEED 16+ Points <25,000 sqft | Commercial New Construction LEED 16+ Points - LEED Energy & Atmosphere, Credit 1 Category Optimize Energy Efficiency Performance | Non-LEED Building | Per Project | Per Project | Incremental Cost | 37200 | 0 | 37200 | 0 | 18600 | Assume Direct Costs of LEED Certification ONLY: http://www.josre.org/wp-content/uploads/2012/09/Cost_of_LEED_Analysis_of_Construction_Costs-JOSRE_v3-13.pdf | 3500 | 3500 | 0 | 0 | 0 | 0 | 0 | Assume no additional savings for LEED. Bonus incentive. Estimated savings from LG&E and KU projections and 2016 program data. | 0% | 1 | 0.5 | 0 | 0 | 0 | 0 | 0 | 0.5 | 0 | 0 | 0.5 | 0 | 0 | 0.5 | Both | Commercial | Large Office | All | New | 0 | 0 | 0 | OFFLGElecTotl | OFFSMGasHeat | KU NonRes | 15 | 15 | Custom measure EULs ranges from 10 to 25 years depending on end use (NEEP EUL study by GDS 2007) | 1 | 1 | 0 | 37200 | 37200 | 37200 | 37200 | 37200 | 37200 | 37200 | 0 | 0 | 0 | 0 | 0 | 0 | 0 | 3500 | 3500 | 3500 | 3500 | 3500 | 3500 | 3500 | 0 | 0 | 0 | 0 | 0 | 0 | 0 | 0 | 0 | 0 | 0 | 0 | 0 | 0 | 0 | 0 | 0 | 0 | 0 | 0 | 0 | 0 | 0 | 0 | 0 | 0 | 0 | 0 | 18600 | 0 | 0 | 18600 | 0 | 0 | 18600 | 0 | 0 | 0 | 0 | 0 | 0 | 0 | 1750 | 0 | 0 | 1750 | 0 | 0 | 1750 | 0 | 0 | 0 | 0 | 0 | 0 | 0 | 0 | 0 | 0 | 0 | 0 | 0 | 0 | 0 | 0 | 0 | 0 | 0 | 0 | 0 | 0 | 0 | 0 | 0 | 0 | 0 | 0 | 0.5 | 55800 | 0 | 5250 | 0 | 0 | 0 | 0
41-KU | KU-Commercial New Construction LEED 1 to 5 Points ≥25,000 sqft | Commercial New Construction LEED 1 to 5 Points - LEED Energy & Atmosphere, Credit 1 Category Optimize Energy Efficiency Performance | Non-LEED Building | Per Project | Per Project | Incremental Cost | 37200 | 0 | 37200 | 0 | 18600 | Assume Direct Costs of LEED Certification ONLY: http://www.josre.org/wp-content/uploads/2012/09/Cost_of_LEED_Analysis_of_Construction_Costs-JOSRE_v3-13.pdf | 4000 | 4000 | 0 | 0 | 0 | 0 | 0 | Assume no additional savings for LEED. Bonus incentive. Estimated savings from LG&E and KU projections and 2016 program data. | 0% | 1 | 0 | 0 | 0 | 0 | 0 | 0 | 0 | 0.5 | 0 | 0 | 0.5 | 0 | 0 | Both | Commercial | Large Office | All | New | 0 | 0 | 0 | OFFLGElecTotl | OFFSMGasHeat | KU NonRes | 15 | 15 | Custom measure EULs ranges from 10 to 25 years depending on end use (NEEP EUL study by GDS 2007) | 1 | 1 | 0 | 37200 | 37200 | 37200 | 37200 | 37200 | 37200 | 37200 | 0 | 0 | 0 | 0 | 0 | 0 | 0 | 4000 | 4000 | 4000 | 4000 | 4000 | 4000 | 4000 | 0 | 0 | 0 | 0 | 0 | 0 | 0 | 0 | 0 | 0 | 0 | 0 | 0 | 0 | 0 | 0 | 0 | 0 | 0 | 0 | 0 | 0 | 0 | 0 | 0 | 0 | 0 | 0 | 0 | 18600 | 0 | 0 | 18600 | 0 | 0 | 0 | 0 | 0 | 0 | 0 | 0 | 0 | 0 | 2000 | 0 | 0 | 2000 | 0 | 0 | 0 | 0 | 0 | 0 | 0 | 0 | 0 | 0 | 0 | 0 | 0 | 0 | 0 | 0 | 0 | 0 | 0 | 0 | 0 | 0 | 0 | 0 | 0 | 0 | 0 | 0 | 0 | 0 | 0.5 | 37200 | 0 | 4000 | 0 | 0 | 0 | 0
42-KU | KU-Commercial New Construction LEED 6 to 10 Points ≥25,000 sqft | Commercial New Construction LEED 6 to 10 Points - LEED Energy & Atmosphere, Credit 1 Category Optimize Energy Efficiency Performance | Non-LEED Building | Per Project | Per Project | Incremental Cost | 37200 | 0 | 37200 | 0 | 18600 | Assume Direct Costs of LEED Certification ONLY: http://www.josre.org/wp-content/uploads/2012/09/Cost_of_LEED_Analysis_of_Construction_Costs-JOSRE_v3-13.pdf | 6000 | 6000 | 0 | 0 | 0 | 0 | 0 | Assume no additional savings for LEED. Bonus incentive. Estimated savings from LG&E and KU projections and 2016 program data. | 0% | 1 | 0 | 0 | 0 | 0 | 0 | 0.5 | 0 | 0.5 | 0 | 0.5 | 0 | 0.5 | 0 | Both | Commercial | Large Office | All | New | 0 | 0 | 0 | OFFLGElecTotl | OFFSMGasHeat | KU NonRes | 15 | 15 | Custom measure EULs ranges from 10 to 25 years depending on end use (NEEP EUL study by GDS 2007) | 1 | 1 | 0 | 37200 | 37200 | 37200 | 37200 | 37200 | 37200 | 37200 | 0 | 0 | 0 | 0 | 0 | 0 | 0 | 6000 | 6000 | 6000 | 6000 | 6000 | 6000 | 6000 | 0 | 0 | 0 | 0 | 0 | 0 | 0 | 0 | 0 | 0 | 0 | 0 | 0 | 0 | 0 | 0 | 0 | 0 | 0 | 0 | 0 | 0 | 0 | 0 | 0 | 0 | 0 | 0 | 0 | 18600 | 0 | 18600 | 0 | 18600 | 0 | 0 | 0 | 0 | 0 | 0 | 0 | 0 | 0 | 3000 | 0 | 3000 | 0 | 3000 | 0 | 0 | 0 | 0 | 0 | 0 | 0 | 0 | 0 | 0 | 0 | 0 | 0 | 0 | 0 | 0 | 0 | 0 | 0 | 0 | 0 | 0 | 0 | 0 | 0 | 0 | 0 | 0 | 0 | 0.5 | 55800 | 0 | 9000 | 0 | 0 | 0 | 0
43-KU | KU-Commercial New Construction LEED 11 to 15 Points ≥25,000 sqft | Commercial New Construction LEED 11 to 15 Points - LEED Energy & Atmosphere, Credit 1 Category Optimize Energy Efficiency Performance | Non-LEED Building | Per Project | Per Project | Incremental Cost | 37200 | 0 | 37200 | 0 | 18600 | Assume Direct Costs of LEED Certification ONLY: http://www.josre.org/wp-content/uploads/2012/09/Cost_of_LEED_Analysis_of_Construction_Costs-JOSRE_v3-13.pdf | 8000 | 8000 | 0 | 0 | 0 | 0 | 0 | Assume no additional savings for LEED. Bonus incentive. Estimated savings from LG&E and KU projections and 2016 program data. | 0% | 1 | 0 | 0 | 0 | 0 | 0 | 0 | 0.5 | 0 | 0.5 | 0 | 0.5 | 0 | 0.5 | Both | Commercial | Large Office | All | New | 0 | 0 | 0 | OFFLGElecTotl | OFFSMGasHeat | KU NonRes | 15 | 15 | Custom measure EULs ranges from 10 to 25 years depending on end use (NEEP EUL study by GDS 2007) | 1 | 1 | 0 | 37200 | 37200 | 37200 | 37200 | 37200 | 37200 | 37200 | 0 | 0 | 0 | 0 | 0 | 0 | 0 | 8000 | 8000 | 8000 | 8000 | 8000 | 8000 | 8000 | 0 | 0 | 0 | 0 | 0 | 0 | 0 | 0 | 0 | 0 | 0 | 0 | 0 | 0 | 0 | 0 | 0 | 0 | 0 | 0 | 0 | 0 | 0 | 0 | 0 | 0 | 0 | 0 | 18600 | 0 | 18600 | 0 | 18600 | 0 | 18600 | 0 | 0 | 0 | 0 | 0 | 0 | 0 | 4000 | 0 | 4000 | 0 | 4000 | 0 | 4000 | 0 | 0 | 0 | 0 | 0 | 0 | 0 | 0 | 0 | 0 | 0 | 0 | 0 | 0 | 0 | 0 | 0 | 0 | 0 | 0 | 0 | 0 | 0 | 0 | 0 | 0 | 0 | 0 | 1 | 74400 | 0 | 16000 | 0 | 0 | 0 | 0
44-KU | KU-Commercial New Construction LEED 16+ Points ≥25,000 sqft | Commercial New Construction LEED 16+ Points - LEED Energy & Atmosphere, Credit 1 Category Optimize Energy Efficiency Performance | Non-LEED Building | Per Project | Per Project | Incremental Cost | 37200 | 0 | 37200 | 0 | 18600 | Assume Direct Costs of LEED Certification ONLY: http://www.josre.org/wp-content/uploads/2012/09/Cost_of_LEED_Analysis_of_Construction_Costs-JOSRE_v3-13.pdf | 10000 | 10000 | 0 | 0 | 0 | 0 | 0 | Assume no additional savings for LEED. Bonus incentive. Estimated savings from LG&E and KU projections and 2016 program data. | 0% | 1 | 1.5 | 0 | 0.5 | 0 | 0.25 | 0.5 | 0 | 0 | 0.5 | 0 | 0 | 0.5 | 0 | Both | Commercial | Large Office | Lighting | New | 0 | 0 | 0 | OFFLGElecTotl | OFFSMGasHeat | KU NonRes | 15 | 15 | Custom measure EULs ranges from 10 to 25 years depending on end use (NEEP EUL study by GDS 2007) | 1 | 1 | 0 | 37200 | 37200 | 37200 | 37200 | 37200 | 37200 | 37200 | 0 | 0 | 0 | 0 | 0 | 0 | 0 | 10000 | 10000 | 10000 | 10000 | 10000 | 10000 | 10000 | 0 | 0 | 0 | 0 | 0 | 0 | 0 | 0 | 0 | 0 | 0 | 0 | 0 | 0 | 0 | 0 | 0 | 0 | 0 | 0 | 0 | 0 | 0 | 0 | 0 | 0 | 0 | 0 | 0 | 0 | 18600 | 0 | 0 | 18600 | 0 | 0 | 0 | 0 | 0 | 0 | 0 | 0 | 0 | 0 | 5000 | 0 | 0 | 5000 | 0 | 0 | 0 | 0 | 0 | 0 | 0 | 0 | 0 | 0 | 0 | 0 | 0 | 0 | 0 | 0 | 0 | 0 | 0 | 0 | 0 | 0 | 0 | 0 | 0 | 0 | 0 | 0 | 0 | 0.5 | 37200 | 0 | 10000 | 0 | 0 | 0 | 0
45-KU | KU-LED Troffer | Any LED lamps or ballasts must also be ENERGY STAR® certified or listed on the Design Lights Consortium (DLC) qualified list. | 1-, 2-, 3-, or 4-Lamp 32w T8 | n/a | Per Unit | Incremental Cost | 67.125 | 0 | 67.125 | 0 | 33.5625 | Costs estimated from IL TRM v9: 4.5.4 LED Bulbs and Fixtures: LED Troffers | 10 | 10 | 0 | 0 | 114.5894 | 0.02735 | -1.5915 | Per unit savings estimate from IL TRM v10.0 "4.5.4 LED Bulbs and Fixtures" - use-specific input assumptions are for "Unknown" building/space type and Energy Star Fixtures | 0% | 1 | 0.5 | 0 | 0.5 | 0 | 0.25 | 0.5 | 0.5 | 0.5 | 0.1 | 0 | 0 | 0 | 0 | Electric | Commercial | Large Office | Lighting | Existing | 0 | 0 | 0 | OFFLGInLight | OFFSMGasHeat | KU NonRes | 20 | 15 | Based on the DEER 2014 EUL database for the measure "Linear Fluorescent with Electronic Ballast" | 1 | 1 | 0 | 67.125 | 67.125 | 67.125 | 67.125 | 67.125 | 67.125 | 67.125 | 0 | 0 | 0 | 0 | 0 | 0 | 0 | 10 | 10 | 10 | 10 | 10 | 10 | 10 | 0 | 0 | 0 | 0 | 0 | 0 | 0 | 114.5894 | 114.5894 | 114.5894 | 114.5894 | 114.5894 | 114.5894 | 114.5894 | 0.02735 | 0.02735 | 0.02735 | 0.02735 | 0.02735 | 0.02735 | 0.02735 | 0 | 0 | 0 | 0 | 0 | 0 | 0 | 33.5625 | 33.5625 | 6.7125 | 0 | 0 | 0 | 0 | 0 | 0 | 0 | 0 | 0 | 0 | 0 | 5 | 5 | 1 | 0 | 0 | 0 | 0 | 0 | 0 | 0 | 0 | 0 | 0 | 0 | 57.2947 | 57.2947 | 11.4589 | 0 | 0 | 0 | 0 | 0.013675 | 0.013675 | 0.002735 | 0 | 0 | 0 | 0 | 0 | 0 | 0 | 0 | 0 | 0 | 0 | 1.1 | 73.8375 | 0 | 11 | 0 | 126.0483 | 0.030085 | 0
46-KU | KU-LED High Bay | Any LED lamps or ballasts must also be ENERGY STAR® certified or listed on the Design Lights Consortium (DLC) qualified list. | High-bay luminaire with a high intensity discharge or fluorescent light-source | n/a | Per Unit | Incremental Cost | 326.082 | 0 | 326.082 | -2.17 | 163.041 | Costs estimated from Mid-Atlantic TRM v9: LED High-Bay Luminaires and Retrofit Kits; O&M impact - $32.50/lamp over 15 year max measure life | 25 | 25 | 0 | 0 | 2111.8968 | 0.32591 | -15.4168 | Per unit savings estimate from Mid-Atlantic TRM v9 "LED LED High-Bay Luminaires and Retrofit Kits" - use-specific input assumptions are average of all building types from Table D-3; Base and EE Wattage assumptions are average from IL TRM 4.5.4 LED Bulbs and Fixtures "LED Fixture Wattage, TOS Baseline and Incremental Cost Assumptions" Table | 0% | 1 | 0 | 0 | 0 | 0 | 0 | 0 | 0 | 0 | 0 | 0 | 0 | 0 | 0 | Electric | Commercial | Large Office | Lighting | Existing | 0 | 0 | 0 | OFFLGInLight | OFFSMGasHeat | KU NonRes | 20 | 15 | Based on the DEER 2014 EUL database for the measure "HID Lighting (T-5)" | 1 | 1 | 0 | 326.082 | 326.082 | 326.082 | 326.082 | 326.082 | 326.082 | 326.082 | -2.17 | -2.17 | -2.17 | -2.17 | -2.17 | -2.17 | -2.17 | 25 | 25 | 25 | 25 | 25 | 25 | 25 | 0 | 0 | 0 | 0 | 0 | 0 | 0 | 2111.8968 | 2111.8968 | 2111.8968 | 2111.8968 | 2111.8968 | 2111.8968 | 2111.8968 | 0.32591 | 0.32591 | 0.32591 | 0.32591 | 0.32591 | 0.32591 | 0.32591 | 0 | 0 | 0 | 0 | 0 | 0 | 0 | 0 | 0 | 0 | 0 | 0 | 0 | 0 | 0 | 0 | 0 | 0 | 0 | 0 | 0 | 0 | 0 | 0 | 0 | 0 | 0 | 0 | 0 | 0 | 0 | 0 | 0 | 0 | 0 | 0 | 0 | 0 | 0 | 0 | 0 | 0 | 0 | 0 | 0 | 0 | 0 | 0 | 0 | 0 | 0 | 0 | 0 | 0 | 0 | 0 | 0 | 0 | 0 | 0 | 0 | 0 | 0 | 0
47-KU | KU-LED Tube | Any LED lamps or ballasts must also be ENERGY STAR® certified or listed on the Design Lights Consortium (DLC) qualified list. | Existing four-foot linear fluorescent fixture | n/a | Per Unit | Incremental Cost | 30.205 | 0 | 30.205 | 0 | 15.1025 | Costs estimated from Mid-Atlantic TRM v9: LED Four-Foot Linear Replacement Lamps; | 3 | 3 | 0 | 0 | 39.4875 | 0.0060938 | -0.28826 | Per unit savings estimate from Mid-Atlantic TRM v9 "LED LED High-Bay Luminaires and Retrofit Kits" - use-specific input assumptions are average of all building types from Table D-3 | 0% | 1 | 0 | 0 | 0 | 6071.1429 | 3035.5714 | 3035.5 | 3035.5 | 3035.5 | 728.52 | 0 | 0 | 0 | 0 | Electric | Commercial | Large Office | Lighting | Existing | 0 | 0 | 0 | OFFLGInLight | OFFSMGasHeat | KU NonRes | 20 | 15 | Based on the DEER 2014 EUL database for the measure "Linear Fluorescent with Electronic Ballast" | 1 | 1 | 0 | 30.205 | 30.205 | 30.205 | 30.205 | 30.205 | 30.205 | 30.205 | 0 | 0 | 0 | 0 | 0 | 0 | 0 | 3 | 3 | 3 | 3 | 3 | 3 | 3 | 0 | 0 | 0 | 0 | 0 | 0 | 0 | 39.4875 | 39.4875 | 39.4875 | 39.4875 | 39.4875 | 39.4875 | 39.4875 | 0.0060938 | 0.0060938 | 0.0060938 | 0.0060938 | 0.0060938 | 0.0060938 | 0.0060938 | 0 | 0 | 0 | 0 | 0 | 0 | 0 | 91687.2775 | 91687.2775 | 22004.9466 | 0 | 0 | 0 | 0 | 0 | 0 | 0 | 0 | 0 | 0 | 0 | 9106.5 | 9106.5 | 2185.56 | 0 | 0 | 0 | 0 | 0 | 0 | 0 | 0 | 0 | 0 | 0 | 119864.3062 | 119864.3062 | 28767.4335 | 0 | 0 | 0 | 0 | 18.4976 | 18.4976 | 4.4394 | 0 | 0 | 0 | 0 | 0 | 0 | 0 | 0 | 0 | 0 | 0 | 6799.52 | 205379.5016 | 0 | 20398.56 | 0 | 268496.046 | 41.4346 | 0
48-KU | KU-Interior ≤ 10W | Any LED lamps or ballasts must also be ENERGY STAR® certified or listed on the Design Lights Consortium (DLC) qualified list. | Baseline Wall-Wash Fixtures or 2 ft F17T8 Standard Lamp | n/a | Per Unit | Incremental Cost | 36 | 0 | 36 | 0 | 18 | Costs estimated from IL TRM v10: "4.5.4 LED Bulbs and Fixtures;" LED Downlight Fixtures, LED Interior Directional, LED Linear Replacement Lamps, and LED Linear Ambient Fixtures | 5 | 5 | 0 | 0 | 167.1274 | 0.038548 | 0 | LG&E/KU Commercial Rebates Report - Appendix A | 0% | 1 | 0 | 0 | 0 | 7365.4286 | 7365.4286 | 7365.5 | 7365.5 | 7365.5 | 1767.72 | 0 | 0 | 0 | 0 | Electric | Commercial | Large Office | Lighting | Existing | 0 | 0 | 0 | OFFLGInLight | OFFSMGasHeat | KU NonRes | 12 | 3 | Engineering calculation. Assuming a 10,000 hour lifetime and an average screw base hours of use for commercial buildings of 3856 hours per year. | 1 | 1 | 0 | 36 | 36 | 36 | 36 | 36 | 36 | 36 | 0 | 0 | 0 | 0 | 0 | 0 | 0 | 5 | 5 | 5 | 5 | 5 | 5 | 5 | 0 | 0 | 0 | 0 | 0 | 0 | 0 | 167.1274 | 167.1274 | 167.1274 | 167.1274 | 167.1274 | 167.1274 | 167.1274 | 0.038548 | 0.038548 | 0.038548 | 0.038548 | 0.038548 | 0.038548 | 0.038548 | 0 | 0 | 0 | 0 | 0 | 0 | 0 | 265158 | 265158 | 63637.92 | 0 | 0 | 0 | 0 | 0 | 0 | 0 | 0 | 0 | 0 | 0 | 36827.5 | 36827.5 | 8838.6 | 0 | 0 | 0 | 0 | 0 | 0 | 0 | 0 | 0 | 0 | 0 | 1230976.9699 | 1230976.9699 | 295434.4728 | 0 | 0 | 0 | 0 | 283.9218 | 283.9218 | 68.1412 | 0 | 0 | 0 | 0 | 0 | 0 | 0 | 0 | 0 | 0 | 0 | 16498.72 | 593953.92 | 0 | 82493.6 | 0 | 2757388.4125 | 635.9849 | 0
49-KU | KU-Interior > 10W and < 50W | Any LED lamps or ballasts must also be ENERGY STAR® certified or listed on the Design Lights Consortium (DLC) qualified list. | Baseline Recessed, Surface, Pendant Downlights; Baseline Track Lighting; 4 ft F32T8 Standard Lamp; 4 ft F32T8/HO Standard Lamp; 1-, 2-, or 3-lamp 32w T8 | n/a | Per Unit | Incremental Cost | 36.2857 | 0 | 36.2857 | 0 | 18.1429 | Costs estimated from IL TRM v10: "4.5.4 LED Bulbs and Fixtures;" LED Downlight Fixtures, LED Interior Directional, LED Linear Replacement Lamps, and LED Linear Ambient Fixtures | 5 | 5 | 0 | 0 | 129.1201 | 0.062447 | 0 | LG&E/KU Commercial Rebates Report - Appendix A | 0% | 1 | 0 | 129481.5 | 116329 | 98232 | 98232 | 98232 | 98232 | 98232 | 23575.68 | 0 | 0 | 0 | 0 | Electric | Commercial | Large Office | Lighting | Existing | 0 | 0 | 0 | OFFLGInLight | OFFSMGasHeat | KU NonRes | 12 | 3 | Engineering calculation. Assuming a 10,000 hour lifetime and an average screw base hours of use for commercial buildings of 3856 hours per year. | 1 | 1 | 0 | 36.2857 | 36.2857 | 36.2857 | 36.2857 | 36.2857 | 36.2857 | 36.2857 | 0 | 0 | 0 | 0 | 0 | 0 | 0 | 5 | 5 | 5 | 5 | 5 | 5 | 5 | 0 | 0 | 0 | 0 | 0 | 0 | 0 | 129.1201 | 129.1201 | 129.1201 | 129.1201 | 129.1201 | 129.1201 | 129.1201 | 0.062447 | 0.062447 | 0.062447 | 0.062447 | 0.062447 | 0.062447 | 0.062447 | 0 | 0 | 0 | 0 | 0 | 0 | 0 | 3564418.2857 | 3564418.2857 | 855460.3886 | 0 | 0 | 0 | 0 | 0 | 0 | 0 | 0 | 0 | 0 | 0 | 491160 | 491160 | 117878.4 | 0 | 0 | 0 | 0 | 0 | 0 | 0 | 0 | 0 | 0 | 0 | 12683724.2788 | 12683724.2788 | 3044093.8269 | 0 | 0 | 0 | 0 | 6134.3228 | 6134.3228 | 1472.2375 | 0 | 0 | 0 | 0 | 0 | 0 | 0 | 0 | 0 | 0 | 0 | 220039.68 | 7984296.96 | 0 | 1100198.4 | 0 | 28411542.3844 | 13740.883 | 0
50-KU | KU-Interior ≥ 50W | Any LED lamps or ballasts must also be ENERGY STAR® certified or listed on the Design Lights Consortium (DLC) qualified list. | 4 ft T5HO 2L-F54T5HO or T5HO 3L-F54T5HO | n/a | Per Unit | Incremental Cost | 152 | 0 | 152 | 0 | 76 | Costs estimated from IL TRM v10: "4.5.4 LED Bulbs and Fixtures;" LED Downlight Fixtures, LED Interior Directional, LED Linear Replacement Lamps, and LED Linear Ambient Fixtures | 6 | 6 | 0 | 0 | 208.3513 | 0.044389 | 0 | LG&E/KU Commercial Rebates Report - Appendix A | 0% | 1 | 14810.5 | 16109 | 12611 | 12185.1429 | 12185.1429 | 12185 | 12185 | 12185 | 2924.4 | 0 | 0 | 0 | 0 | Electric | Commercial | Large Office | Lighting | Existing | 0 | 0 | 0 | OFFLGInLight | OFFSMGasHeat | KU NonRes | 12 | 3 | Engineering calculation. Assuming a 10,000 hour lifetime and an average screw base hours of use for commercial buildings of 3856 hours per year. | 1 | 1 | 0 | 152 | 152 | 152 | 152 | 152 | 152 | 152 | 0 | 0 | 0 | 0 | 0 | 0 | 0 | 6 | 6 | 6 | 6 | 6 | 6 | 6 | 0 | 0 | 0 | 0 | 0 | 0 | 0 | 208.3513 | 208.3513 | 208.3513 | 208.3513 | 208.3513 | 208.3513 | 208.3513 | 0.044389 | 0.044389 | 0.044389 | 0.044389 | 0.044389 | 0.044389 | 0.044389 | 0 | 0 | 0 | 0 | 0 | 0 | 0 | 1852120 | 1852120 | 444508.8 | 0 | 0 | 0 | 0 | 0 | 0 | 0 | 0 | 0 | 0 | 0 | 73110 | 73110 | 17546.4 | 0 | 0 | 0 | 0 | 0 | 0 | 0 | 0 | 0 | 0 | 0 | 2538760.0451 | 2538760.0451 | 609302.4108 | 0 | 0 | 0 | 0 | 540.8748 | 540.8748 | 129.8099 | 0 | 0 | 0 | 0 | 0 | 0 | 0 | 0 | 0 | 0 | 0 | 27294.4 | 4148748.8 | 0 | 163766.4 | 0 | 5686822.501 | 1211.5595 | 0
51-KU | KU-Exterior: LED Other | Any LED lamps or ballasts must also be ENERGY STAR® certified or listed on the Design Lights Consortium (DLC) qualified list. | Exterior flood or spot fixture with a high intensity discharge or PAR light-source | n/a | Per Unit | Incremental Cost | 18.5 | 0 | 18.5 | 0 | 9.25 | Average of all "Exterior LED Flood and Spot Luminaires" costs from Mid-Atlantic TRM | 13 | 13 | 0 | 0 | 634.5047 | 0 | 0 | LG&E/KU Commercial Rebates Report - Appendix A | 0% | 1 | 178033 | 60822 | 30900.5 | 28446.8571 | 28446.8571 | 28447 | 28447 | 28447 | 6827.28 | 0 | 0 | 0 | 0 | Electric | Commercial | Large Office | Lighting | Existing | 0 | 0 | 0 | OFFLGInLight | OFFSMGasHeat | KU NonRes | 20 | 15 | 2015/2016 Xcel Demand-Side Management Plan, Electric and Natural Gas. pg. 516; Commercial Prescriptive Retrofit Lighting; LED Exterior Wall Pack 26W - 60W measure | 1 | 1 | 0 | 18.5 | 18.5 | 18.5 | 18.5 | 18.5 | 18.5 | 18.5 | 0 | 0 | 0 | 0 | 0 | 0 | 0 | 13 | 13 | 13 | 13 | 13 | 13 | 13 | 0 | 0 | 0 | 0 | 0 | 0 | 0 | 634.5047 | 634.5047 | 634.5047 | 634.5047 | 634.5047 | 634.5047 | 634.5047 | 0 | 0 | 0 | 0 | 0 | 0 | 0 | 0 | 0 | 0 | 0 | 0 | 0 | 0 | 526269.5 | 526269.5 | 126304.68 | 0 | 0 | 0 | 0 | 0 | 0 | 0 | 0 | 0 | 0 | 0 | 369811 | 369811 | 88754.64 | 0 | 0 | 0 | 0 | 0 | 0 | 0 | 0 | 0 | 0 | 0 | 18049756.0632 | 18049756.0632 | 4331941.4552 | 0 | 0 | 0 | 0 | 0 | 0 | 0 | 0 | 0 | 0 | 0 | 0 | 0 | 0 | 0 | 0 | 0 | 0 | 63721.28 | 1178843.68 | 0 | 828376.64 | 0 | 40431453.5815 | 0 | 0
52-KU | KU-Wall Pack & Canopy Fixtures ≤ 150W | Any LED lamps or ballasts must also be ENERGY STAR® certified or listed on the Design Lights Consortium (DLC) qualified list. | A parking garage or canopy luminaire with a high intensity discharge light-source | n/a | Per Unit | Incremental Cost | 631 | 0 | 631 | -2.8653 | 315.5 | Equipment and O&M costs pulled directly from Mid Atlantic TRM V9: LED Parking Garage/Canopy Luminaires and Retrofit Kit | 20 | 20 | 0 | 0 | 465.773 | 0.0385 | 0 | Per unit savings estimate from Mid-Atlantic TRM v9 "LED Parking Garage/Canopy Luminaires and Retrofit Kits" | 0% | 1 | 5615 | 8584 | 7688 | 4529.1429 | 4529.1429 | 4529 | 4529 | 4529 | 1086.96 | 0 | 0 | 0 | 0 | Electric | Commercial | Large Office | Lighting | Existing | 0 | 0 | 0 | OFFLGInLight | OFFSMGasHeat | KU NonRes | 8 | 15 | Based on the DEER 2014 EUL database for the measure "Occupancy sensors" | 1 | 1 | 0 | 631 | 631 | 631 | 631 | 631 | 631 | 631 | -2.8653 | -2.8653 | -2.8653 | -2.8653 | -2.8653 | -2.8653 | -2.8653 | 20 | 20 | 20 | 20 | 20 | 20 | 20 | 0 | 0 | 0 | 0 | 0 | 0 | 0 | 465.773 | 465.773 | 465.773 | 465.773 | 465.773 | 465.773 | 465.773 | 0.0385 | 0.0385 | 0.0385 | 0.0385 | 0.0385 | 0.0385 | 0.0385 | 0 | 0 | 0 | 0 | 0 | 0 | 0 | 2857799 | 2857799 | 685871.76 | 0 | 0 | 0 | 0 | -12977.0947 | -12977.0947 | -3114.5027 | 0 | 0 | 0 | 0 | 90580 | 90580 | 21739.2 | 0 | 0 | 0 | 0 | 0 | 0 | 0 | 0 | 0 | 0 | 0 | 2109485.917 | 2109485.917 | 506276.6201 | 0 | 0 | 0 | 0 | 174.3665 | 174.3665 | 41.848 | 0 | 0 | 0 | 0 | 0 | 0 | 0 | 0 | 0 | 0 | 0 | 10144.96 | 6401469.76 | -29068.6921 | 202899.2 | 0 | 4725248.4541 | 390.581 | 0
53-KU | KU-Wall Pack & Canopy Fixtures > 150W | Any LED lamps or ballasts must also be ENERGY STAR® certified or listed on the Design Lights Consortium (DLC) qualified list. | A parking garage or canopy luminaire with a high intensity discharge light-source | n/a | Per Unit | Incremental Cost | 1846 | 0 | 1846 | -2.8653 | 923 | Mid Atlantic TRM V9 (see BizRebates_Costs_Savings tab) - "LED Parking Garage/Canopy Luminaires and Retrofit Kits" | 30 | 30 | 0 | 0 | 998.085 | 0.0825 | 0 | Per unit savings estimate from Mid-Atlantic TRM v9 "LED Parking Garage/Canopy Luminaires and Retrofit Kits" | 0% | 1 | 0 | 0 | 0 | 655.7143 | 327.8571 | 0 | 0.5 | 0.5 | 0.12 | 0 | 0 | 0 | 0 | Electric | Commercial | Large Office | Lighting | Existing | 0 | 0 | 0 | OFFLGInLight | OFFSMGasHeat | KU NonRes | 8 | 15 | Based on the DEER 2014 EUL database for the measure "Occupancy sensors" | 1 | 1 | 0 | 1846 | 1846 | 1846 | 1846 | 1846 | 1846 | 1846 | -2.8653 | -2.8653 | -2.8653 | -2.8653 | -2.8653 | -2.8653 | -2.8653 | 30 | 30 | 30 | 30 | 30 | 30 | 30 | 0 | 0 | 0 | 0 | 0 | 0 | 0 | 998.085 | 998.085 | 998.085 | 998.085 | 998.085 | 998.085 | 998.085 | 0.0825 | 0.0825 | 0.0825 | 0.0825 | 0.0825 | 0.0825 | 0.0825 | 0 | 0 | 0 | 0 | 0 | 0 | 0 | 923 | 923 | 221.52 | 0 | 0 | 0 | 0 | -1.4327 | -1.4327 | -0.34384 | 0 | 0 | 0 | 0 | 15 | 15 | 3.6 | 0 | 0 | 0 | 0 | 0 | 0 | 0 | 0 | 0 | 0 | 0 | 499.0425 | 499.0425 | 119.7702 | 0 | 0 | 0 | 0 | 0.04125 | 0.04125 | 0.0099 | 0 | 0 | 0 | 0 | 0 | 0 | 0 | 0 | 0 | 0 | 0 | 1.12 | 2067.52 | -3.2092 | 33.6 | 0 | 1117.8552 | 0.0924 | 0
54-KU | KU-Small Business Kits | Small Business Kits | No kit | 0 | Per Unit | Incremental Cost | 0 | 0 | 0 | 0 | 0 | Email from John 11/4/21; ~$100/kit with savings of ~339 kWh/kit. | 0 | 0 | 0 | 0 | 339 | 0 | 0 | Email from John 11/4/21; ~$100/kit with savings of ~339 kWh/kit. | 0% | 1 | 0 | 0 | 0 | 0 | 0 | 1250 | 0 | 0 | 0 | 0 | 0 | 0 | 0 | Electric | Commercial | Large Office | Lighting | Existing | 0 | 0 | 0 | OFFLGInLight | OFFSMGasHeat | KU NonRes | 8 | 15 | Based on the DEER 2014 EUL database for the measure "Occupancy sensors" | 1 | 1 | 0 | 0 | 0 | 0 | 0 | 0 | 0 | 0 | 0 | 0 | 0 | 0 | 0 | 0 | 0 | 0 | 0 | 0 | 0 | 0 | 0 | 0 | 0 | 0 | 0 | 0 | 0 | 0 | 0 | 339 | 339 | 339 | 339 | 339 | 339 | 339 | 0 | 0 | 0 | 0 | 0 | 0 | 0 | 0 | 0 | 0 | 0 | 0 | 0 | 0 | 0 | 0 | 0 | 0 | 0 | 0 | 0 | 0 | 0 | 0 | 0 | 0 | 0 | 0 | 0 | 0 | 0 | 0 | 0 | 0 | 0 | 0 | 0 | 0 | 0 | 0 | 0 | 0 | 0 | 0 | 0 | 0 | 0 | 0 | 0 | 0 | 0 | 0 | 0 | 0 | 0 | 0 | 0 | 0 | 0 | 0 | 0 | 0 | 0 | 0 | 0 | 0 | 0 | 0 | 0 | 0 | 0
55-KU | KU-LED Pole Light ≤ 250W | Any LED lamps or ballasts must also be ENERGY STAR® certified or listed on the Design Lights Consortium (DLC) qualified list. | Outdoor pole/arm- or wall-mounted luminaire with a high intensity discharge light-source | n/a | Per Unit | Incremental Cost | 489 | 0 | 489 | -2.03 | 244.5 | Costs estimated from Mid-Atlantic TRM v9: LED Outdoor Pole/Arm- or Wall-Mounted Area and Roadway Lighting Luminaires and Retrofit Kits; Cost is average of "LED Fixtures up to 150 W" and "LED Fixtures between 150W to 265W" | 35 | 35 | 0 | 0 | 313.772 | 0 | 0 | Per unit savings estimate from Mid-Atlantic TRM v9 "LED Outdoor Pole/Arm- or Wall-Mounted Area and Roadway Lighting Luminaires and Retrofit Kits" | 0% | 1 | 0 | 0 | 0 | 0 | 0 | 0 | 0 | 0 | 0 | 0 | 0 | 0 | 0 | Electric | Commercial | Large Office | Lighting | Existing | 0 | 0 | 0 | OFFLGInLight | OFFSMGasHeat | KU NonRes | 19 | 15 | NWPPC 6th Plan | 1 | 1 | 0 | 489 | 489 | 489 | 489 | 489 | 489 | 489 | -2.03 | -2.03 | -2.03 | -2.03 | -2.03 | -2.03 | -2.03 | 35 | 35 | 35 | 35 | 35 | 35 | 35 | 0 | 0 | 0 | 0 | 0 | 0 | 0 | 313.772 | 313.772 | 313.772 | 313.772 | 313.772 | 313.772 | 313.772 | 0 | 0 | 0 | 0 | 0 | 0 | 0 | 0 | 0 | 0 | 0 | 0 | 0 | 0 | 0 | 0 | 0 | 0 | 0 | 0 | 0 | 0 | 0 | 0 | 0 | 0 | 0 | 0 | 0 | 0 | 0 | 0 | 0 | 0 | 0 | 0 | 0 | 0 | 0 | 0 | 0 | 0 | 0 | 0 | 0 | 0 | 0 | 0 | 0 | 0 | 0 | 0 | 0 | 0 | 0 | 0 | 0 | 0 | 0 | 0 | 0 | 0 | 0 | 0 | 0 | 0 | 0 | 0 | 0 | 0 | 0
56-KU | KU-LED Pole Light > 250W | Any LED lamps or ballasts must also be ENERGY STAR® certified or listed on the Design Lights Consortium (DLC) qualified list. | Outdoor pole/arm- or wall-mounted luminaire with a high intensity discharge light-source | n/a | Per Unit | Incremental Cost | 750 | 0 | 750 | -2.03 | 375 | Costs estimated from Mid-Atlantic TRM v9: LED LED Outdoor Pole/Arm- or Wall-Mounted Area and Roadway Lighting Luminaires and Retrofit Kits; Cost is for "LED Fixtures between 150W to 265W" | 55 | 55 | 0 | 0 | 952.999 | 0 | 0 | Per unit savings estimate from Mid-Atlantic TRM v9 "LED Outdoor Pole/Arm- or Wall-Mounted Area and Roadway Lighting Luminaires and Retrofit Kits" | 0% | 1 | 0 | 0 | 0 | 750.8571 | 375.4286 | 375.5 | 375.5 | 375.5 | 375.5 | 375.5 | 375.5 | 375.5 | 375.5 | Electric | Commercial | Large Office | Lighting | Existing | 0 | 0 | 0 | OFFLGInLight | OFFSMGasHeat | KU NonRes | 19 | 15 | NWPPC 6th Plan | 1 | 1 | 0 | 750 | 750 | 750 | 750 | 750 | 750 | 750 | -2.03 | -2.03 | -2.03 | -2.03 | -2.03 | -2.03 | -2.03 | 55 | 55 | 55 | 55 | 55 | 55 | 55 | 0 | 0 | 0 | 0 | 0 | 0 | 0 | 952.999 | 952.999 | 952.999 | 952.999 | 952.999 | 952.999 | 952.999 | 0 | 0 | 0 | 0 | 0 | 0 | 0 | 0 | 0 | 0 | 0 | 0 | 0 | 0 | 281625 | 281625 | 281625 | 281625 | 281625 | 281625 | 281625 | -762.265 | -762.265 | -762.265 | -762.265 | -762.265 | -762.265 | -762.265 | 20652.5 | 20652.5 | 20652.5 | 20652.5 | 20652.5 | 20652.5 | 20652.5 | 0 | 0 | 0 | 0 | 0 | 0 | 0 | 357851.1245 | 357851.1245 | 357851.1245 | 357851.1245 | 357851.1245 | 357851.1245 | 357851.1245 | 0 | 0 | 0 | 0 | 0 | 0 | 0 | 0 | 0 | 0 | 0 | 0 | 0 | 0 | 1126.5 | 1971375 | -5335.855 | 144567.5 | 0 | 2504957.8715 | 0 | 0
[53 empty] | 2024: 0; 2025: 0; 2026: 0; 2027: 0; 2028: 0; 2029: 0; 2030: 0; 2024: 0; 2025: 0; 2026: 0; 2027: 0; 2028: 0; 2029: 0; 2030: 0; 2024: 0; 2025: 0; 2026: 0; 2027: 0; 2028: 0; 2029: 0; 2030: 0; 2024: 0; 2025: 0; 2026: 0; 2027: 0; 2028: 0; 2029: 0; 2030: 0; 2024: 0; 2025: 0; 2026: 0; 2027: 0; 2028: 0; 2029: 0; 2030: 0; 2024: 0; 2025: 0; 2026: 0; 2027: 0; 2028: 0; 2029: 0; 2030: 0; 2024: 0; 2025: 0; 2026: 0; 2027: 0; 2028: 0; 2029: 0; 2030: 0 | 0 | 0 | 0 | 0 | 0 | 0 | 0 | 0
1-LGE | LG&E-Commercial Energy Audit | Audit | n/a | Per Audit | Per Audit | Full Cost | 0 | 12000 | 12000 | 0 | 0 | LG&E and KU previous plan max program requirements | 3000 | 3000 | 0 | 0 | 0 | 0 | 0 | No savings for audit | 0% | 1 | 80858.5 | 38422 | 62361 | 5142.8571 | 33751.9286 | 5 | 5 | 5 | 5 | 5 | 5 | 5 | 5 | Both | Commercial | Large Office | All | Existing | 0 | 0 | 0 | OFFSMCool | OFFSMGasHeat | LGE NonRes | 1 | 1 | Assume audit EUL is one year | 1 | 1 | 1 | 12000 | 12000 | 12000 | 12000 | 12000 | 12000 | 12000 | 0 | 0 | 0 | 0 | 0 | 0 | 0 | 3000 | 3000 | 3000 | 3000 | 3000 | 3000 | 3000 | 0 | 0 | 0 | 0 | 0 | 0 | 0 | 0 | 0 | 0 | 0 | 0 | 0 | 0 | 0 | 0 | 0 | 0 | 0 | 0 | 0 | 0 | 0 | 0 | 0 | 0 | 0 | 0 | 60000 | 60000 | 60000 | 60000 | 60000 | 60000 | 60000 | 0 | 0 | 0 | 0 | 0 | 0 | 0 | 15000 | 15000 | 15000 | 15000 | 15000 | 15000 | 15000 | 0 | 0 | 0 | 0 | 0 | 0 | 0 | 0 | 0 | 0 | 0 | 0 | 0 | 0 | 0 | 0 | 0 | 0 | 0 | 0 | 0 | 0 | 0 | 0 | 0 | 0 | 0 | 0 | 15 | 420000 | 0 | 105000 | 0 | 0 | 0 | 0
2-LGE | LG&E-Air Cooled Chiller | 1.18 kW/ton full load (10.1 EER) | IECC 2012 Code 9.562 EER (1.25 kW/ton) | Per Unit | Per Ton | Incremental Cost | 109 | 0 | 109 | 0 | 54.5 | Mid-Atlantic TRM V9 Electric Chillers (p.435) - Assuming 100 tons from 'Assumptions' tab | 5 | 5 | 0 | 0 | 91.7714 | 0.054014 | 0 | Per unit savings estimate from Mid-Atlantic TRM v9 "Electric Chillers" | 0% | 1 | 291 | 0 | 283 | 0 | 141.5 | 141.5 | 141.5 | 141.5 | 141.5 | 141.5 | 141.5 | 141.5 | 141.5 | Electric | Commercial | Miscellaneous | Cooling Chillers | Existing | 0 | 0 | 0 | OFFSMCool | OFFSMGasHeat | LGE NonRes | 20 | 20 | 2008 Database for Energy-Efficiency Resources (DEER), Version 2008.2.05, “Effective/Remaining Useful Life Values”, California Public Utilities Commission, December 16, 2008 | 1 | 1 | 0 | 109 | 109 | 109 | 109 | 109 | 109 | 109 | 0 | 0 | 0 | 0 | 0 | 0 | 0 | 5 | 5 | 5 | 5 | 5 | 5 | 5 | 0 | 0 | 0 | 0 | 0 | 0 | 0 | 91.7714 | 91.7714 | 91.7714 | 91.7714 | 91.7714 | 91.7714 | 91.7714 | 0.054014 | 0.054014 | 0.054014 | 0.054014 | 0.054014 | 0.054014 | 0.054014 | 0 | 0 | 0 | 0 | 0 | 0 | 0 | 15423.5 | 15423.5 | 15423.5 | 15423.5 | 15423.5 | 15423.5 | 15423.5 | 0 | 0 | 0 | 0 | 0 | 0 | 0 | 707.5 | 707.5 | 707.5 | 707.5 | 707.5 | 707.5 | 707.5 | 0 | 0 | 0 | 0 | 0 | 0 | 0 | 12985.6553 | 12985.6553 | 12985.6553 | 12985.6553 | 12985.6553 | 12985.6553 | 12985.6553 | 7.643 | 7.643 | 7.643 | 7.643 | 7.643 | 7.643 | 7.643 | 0 | 0 | 0 | 0 | 0 | 0 | 0 | 424.5 | 107964.5 | 0 | 4952.5 | 0 | 90899.5868 | 53.5007 | 0
3-LGE | LG&E-Water Cooled Chiller < 150 Tons | 0.66 kW/ton (full load); 0.54 kW/ton (IPLV) | IECC 2015 - 0.72 kW/ton (full load); 0.56 kW/ton (IPLV) | Per Unit | Per Ton | Incremental Cost | 104 | 0 | 104 | 0 | 52 | Mid-Atlantic TRM V9 Electric Chillers (p.435) - Assuming 100 tons from 'Assumptions' tab, 0.68 kW/ton for efficient equipment to match TRM table, and Water-Cooled Scroll/Screw Chiller Incremental Costs ($/Ton) for Maryland to match baseline kW/ton | 3 | 3 | 0 | 0 | 21.8276 | 0.04848 | 0 | Per unit savings estimate from Mid-Atlantic TRM v9 "Electric Chillers" | 0% | 100 | 0 | 0 | 0 | 0 | 0 | 0.5 | 0 | 0 | 0.5 | 0 | 0 | 0.5 | 0 | Electric | Commercial | Miscellaneous | Cooling Chillers | Existing | 0 | 0 | 0 | OFFSMCool | OFFSMGasHeat | LGE NonRes | 20 | 20 | Based on the DEER 2014 EUL database for the measure "High Efficiency Chillers" | 1 | 1 | 0 | 104 | 104 | 104 | 104 | 104 | 104 | 104 | 0 | 0 | 0 | 0 | 0 | 0 | 0 | 3 | 3 | 3 | 3 | 3 | 3 | 3 | 0 | 0 | 0 | 0 | 0 | 0 | 0 | 21.8276 | 21.8276 | 21.8276 | 21.8276 | 21.8276 | 21.8276 | 21.8276 | 0.04848 | 0.04848 | 0.04848 | 0.04848 | 0.04848 | 0.04848 | 0.04848 | 0 | 0 | 0 | 0 | 0 | 0 | 0 | 0 | 0 | 5200 | 0 | 0 | 5200 | 0 | 0 | 0 | 0 | 0 | 0 | 0 | 0 | 0 | 0 | 150 | 0 | 0 | 150 | 0 | 0 | 0 | 0 | 0 | 0 | 0 | 0 | 0 | 0 | 1091.3788 | 0 | 0 | 1091.3788 | 0 | 0 | 0 | 2.424 | 0 | 0 | 2.424 | 0 | 0 | 0 | 0 | 0 | 0 | 0 | 0 | 0.5 | 10400 | 0 | 300 | 0 | 2182.7576 | 4.848 | 0
4-LGE | LG&E-Water Cooled Chiller ≥ 150 Tons & ≤ 300 Tons | 0.58 kW/ton (full load); 0.49 kW/ton (IPLV) | IECC 2015 - 0.66 kW/ton (full load); 0.54 kW/ton (IPLV) | Per Unit | Per Ton | Incremental Cost | 78 | 0 | 78 | 0 | 39 | Mid-Atlantic TRM V9 Electric Chillers (p.435) - Assuming 200 tons from 'Assumptions' tab, 0.60 kW/ton for efficient equipment to match TRM table, and Water-Cooled Scroll/Screw Chiller Incremental Costs ($/Ton) for Maryland to match baseline kW/ton | 3 | 3 | 0 | 0 | 54.5689 | 0.06464 | 0 | Per unit savings estimate from Mid-Atlantic TRM v9 "Electric Chillers" | 0% | 200 | 150 | 0 | 0 | 0 | 0 | 0 | 0.5 | 0 | 0 | 0.5 | 0 | 0 | 0.5 | Electric | Commercial | Health | Cooling Chillers | Existing | 0 | 0 | 0 | OFFLGCool | OFFSMGasHeat | LGE NonRes | 20 | 20 | Based on the DEER 2014 EUL database for the measure "High Efficiency Chillers" | 1 | 1 | 0 | 78 | 78 | 78 | 78 | 78 | 78 | 78 | 0 | 0 | 0 | 0 | 0 | 0 | 0 | 3 | 3 | 3 | 3 | 3 | 3 | 3 | 0 | 0 | 0 | 0 | 0 | 0 | 0 | 54.5689 | 54.5689 | 54.5689 | 54.5689 | 54.5689 | 54.5689 | 54.5689 | 0.06464 | 0.06464 | 0.06464 | 0.06464 | 0.06464 | 0.06464 | 0.06464 | 0 | 0 | 0 | 0 | 0 | 0 | 0 | 7800 | 0 | 0 | 7800 | 0 | 0 | 7800 | 0 | 0 | 0 | 0 | 0 | 0 | 0 | 300 | 0 | 0 | 300 | 0 | 0 | 300 | 0 | 0 | 0 | 0 | 0 | 0 | 0 | 5456.894 | 0 | 0 | 5456.894 | 0 | 0 | 5456.894 | 6.464 | 0 | 0 | 6.464 | 0 | 0 | 6.464 | 0 | 0 | 0 | 0 | 0 | 0 | 0 | 0.5 | 23400 | 0 | 900 | 0 | 16370.6821 | 19.392 | 0
5-LGE | LG&E-Water Cooled Chiller > 300 Tons | 0.53 kW/ton (full load); 0.46 kW/ton (IPLV) | IECC 2015 - 0.56 kW/ton (full load); 0.52 kW/ton (IPLV) | Per Unit | Per Ton | Incremental Cost | 14.33 | 0 | 14.33 | 0 | 7.165 | Mid-Atlantic TRM V9 Electric Chillers (p.435) - Assuming 400 tons from 'Assumptions' tab - See BizRebates_Cost_Savings tab for calculations (assumed Water-Cooled Centrifugal Chiller Incremental Costs ($/Ton) for Maryland for 300 and 600 tons as baseline kW/ton was more accurate) | 3 | 3 | 0 | 0 | 128.3038 | 0.053837 | 0 | LG&E/KU Commercial Rebates Report - Appendix A | 0% | 400 | 1214 | 0 | 0 | 0 | 0 | 0 | 0 | 0.5 | 0 | 0 | 0.5 | 0 | 0 | Electric | Commercial | Large Office | Cooling Chillers | Existing | 0 | 0 | 0 | OFFLGCool | OFFSMGasHeat | LGE NonRes | 20 | 20 | Based on the DEER 2014 EUL database for the measure "High Efficiency Chillers" | 1 | 1 | 0 | 14.33 | 14.33 | 14.33 | 14.33 | 14.33 | 14.33 | 14.33 | 0 | 0 | 0 | 0 | 0 | 0 | 0 | 3 | 3 | 3 | 3 | 3 | 3 | 3 | 0 | 0 | 0 | 0 | 0 | 0 | 0 | 128.3038 | 128.3038 | 128.3038 | 128.3038 | 128.3038 | 128.3038 | 128.3038 | 0.053837 | 0.053837 | 0.053837 | 0.053837 | 0.053837 | 0.053837 | 0.053837 | 0 | 0 | 0 | 0 | 0 | 0 | 0 | 0 | 2866 | 0 | 0 | 2866 | 0 | 0 | 0 | 0 | 0 | 0 | 0 | 0 | 0 | 0 | 600 | 0 | 0 | 600 | 0 | 0 | 0 | 0 | 0 | 0 | 0 | 0 | 0 | 0 | 25660.7685 | 0 | 0 | 25660.7685 | 0 | 0 | 0 | 10.7674 | 0 | 0 | 10.7674 | 0 | 0 | 0 | 0 | 0 | 0 | 0 | 0 | 0 | 0.5 | 5732 | 0 | 1200 | 0 | 51321.5369 | 21.5349 | 0
6-LGE | LG&E-Air Cooled Chilled Water Reset, 0-100 tons | Air Cooled Chilled Water Reset | No Reset | Per Unit | Per Unit | Incremental Cost | 400 | 0 | 400 | 0 | 200 | Estimated incentive equals 25% of incremental cost. Reference: Assume 2 point for air cooled. CWST Reset Costs CA 2013 Standard Doc: http://www.energy.ca.gov/title24/2013standards/prerulemaking/documents/2011-08-17_workshop/presentations/05%20Condenser%20Water%20Reset%20Control.pdf | 100 | 100 | 0 | 0 | 2825.8201 | 1.7957 | 0 | LG&E and KU Commercial Rebates Program Impact Evaluation for Chillers - FINAL October 24, 2016 by The Tetra Tech Evaluation Team | 0% | 1 | 0 | 0 | 0 | 0 | 0 | 0 | 0 | 0.5 | 0 | 0 | 0.5 | 0 | 0 | Electric | Commercial | Miscellaneous | Cooling Chillers | Existing | 0 | 0 | 0 | OFFSMCool | OFFSMGasHeat | LGE NonRes | 10 | 10 | DEER 2005 and Engineering Judgement. Assuming 10 years. | 1 | 1 | 0 | 400 | 400 | 400 | 400 | 400 | 400 | 400 | 0 | 0 | 0 | 0 | 0 | 0 | 0 | 100 | 100 | 100 | 100 | 100 | 100 | 100 | 0 | 0 | 0 | 0 | 0 | 0 | 0 | 2825.8201 | 2825.8201 | 2825.8201 | 2825.8201 | 2825.8201 | 2825.8201 | 2825.8201 | 1.7957 | 1.7957 | 1.7957 | 1.7957 | 1.7957 | 1.7957 | 1.7957 | 0 | 0 | 0 | 0 | 0 | 0 | 0 | 0 | 200 | 0 | 0 | 200 | 0 | 0 | 0 | 0 | 0 | 0 | 0 | 0 | 0 | 0 | 50 | 0 | 0 | 50 | 0 | 0 | 0 | 0 | 0 | 0 | 0 | 0 | 0 | 0 | 1412.9101 | 0 | 0 | 1412.9101 | 0 | 0 | 0 | 0.89786 | 0 | 0 | 0.89786 | 0 | 0 | 0 | 0 | 0 | 0 | 0 | 0 | 0 | 0.5 | 400 | 0 | 100 | 0 | 2825.8201 | 1.7957 | 0
7-LGE | LG&E-Air Cooled Chilled Water Reset, 100-200 tons | Air Cooled Chilled Water Reset | No Reset | Per Unit | Per Unit | Incremental Cost | 800 | 0 | 800 | 0 | 400 | Estimated incentive equals 25% of incremental cost. Reference: Assume 2 point for air cooled. CWST Reset Costs CA 2013 Standard Doc: http://www.energy.ca.gov/title24/2013standards/prerulemaking/documents/2011-08-17_workshop/presentations/05%20Condenser%20Water%20Reset%20Control.pdf | 200 | 200 | 0 | 0 | 6704.3426 | 4.2604 | 0 | LG&E and KU Commercial Rebates Program Impact Evaluation for Chillers - FINAL October 24, 2016 by The Tetra Tech Evaluation Team | 0% | 1 | 0 | 0 | 0 | 0 | 0 | 0.5 | 0 | 0 | 0.5 | 0 | 0 | 0.5 | 0 | Electric | Commercial | Miscellaneous | Cooling Chillers | Existing | 0 | 0 | 0 | OFFLGCool | OFFSMGasHeat | LGE NonRes | 10 | 10 | DEER 2005 and Engineering Judgement. Assuming 10 years. | 1 | 1 | 0 | 800 | 800 | 800 | 800 | 800 | 800 | 800 | 0 | 0 | 0 | 0 | 0 | 0 | 0 | 200 | 200 | 200 | 200 | 200 | 200 | 200 | 0 | 0 | 0 | 0 | 0 | 0 | 0 | 6704.3426 | 6704.3426 | 6704.3426 | 6704.3426 | 6704.3426 | 6704.3426 | 6704.3426 | 4.2604 | 4.2604 | 4.2604 | 4.2604 | 4.2604 | 4.2604 | 4.2604 | 0 | 0 | 0 | 0 | 0 | 0 | 0 | 0 | 0 | 400 | 0 | 0 | 400 | 0 | 0 | 0 | 0 | 0 | 0 | 0 | 0 | 0 | 0 | 100 | 0 | 0 | 100 | 0 | 0 | 0 | 0 | 0 | 0 | 0 | 0 | 0 | 0 | 3352.1713 | 0 | 0 | 3352.1713 | 0 | 0 | 0 | 2.1302 | 0 | 0 | 2.1302 | 0 | 0 | 0 | 0 | 0 | 0 | 0 | 0 | 0.5 | 800 | 0 | 200 | 0 | 6704.3426 | 4.2604 | 0
8-LGE | LG&E-Air Cooled Chilled Water Reset, 200-300 tons | Air Cooled Chilled Water Reset | No Reset | Per Unit | Per Unit | Incremental Cost | 1200 | 0 | 1200 | 0 | 600 | Estimated incentive equals 25% of incremental cost. Reference: Assume 2 point for air cooled. CWST Reset Costs CA 2013 Standard Doc: http://www.energy.ca.gov/title24/2013standards/prerulemaking/documents/2011-08-17_workshop/presentations/05%20Condenser%20Water%20Reset%20Control.pdf | 300 | 300 | 0 | 0 | 10141.4419 | 6.4445 | 0 | LG&E and KU Commercial Rebates Program Impact Evaluation for Chillers - FINAL October 24, 2016 by The Tetra Tech Evaluation Team | 0% | 1 | 0 | 0 | 0 | 0 | 0 | 0 | 0.5 | 0 | 0 | 0.5 | 0 | 0 | 0.5 | Electric | Commercial | Miscellaneous | Cooling Chillers | Existing | 0 | 0 | 0 | OFFLGCool | OFFSMGasHeat | LGE NonRes | 10 | 10 | DEER 2005 and Engineering Judgement. Assuming 10 years. | 1 | 1 | 0 | 1200 | 1200 | 1200 | 1200 | 1200 | 1200 | 1200 | 0 | 0 | 0 | 0 | 0 | 0 | 0 | 300 | 300 | 300 | 300 | 300 | 300 | 300 | 0 | 0 | 0 | 0 | 0 | 0 | 0 | 10141.4419 | 10141.4419 | 10141.4419 | 10141.4419 | 10141.4419 | 10141.4419 | 10141.4419 | 6.4445 | 6.4445 | 6.4445 | 6.4445 | 6.4445 | 6.4445 | 6.4445 | 0 | 0 | 0 | 0 | 0 | 0 | 0 | 600 | 0 | 0 | 600 | 0 | 0 | 600 | 0 | 0 | 0 | 0 | 0 | 0 | 0 | 150 | 0 | 0 | 150 | 0 | 0 | 150 | 0 | 0 | 0 | 0 | 0 | 0 | 0 | 5070.7209 | 0 | 0 | 5070.7209 | 0 | 0 | 5070.7209 | 3.2223 | 0 | 0 | 3.2223 | 0 | 0 | 3.2223 | 0 | 0 | 0 | 0 | 0 | 0 | 0 | 0.5 | 1800 | 0 | 450 | 0 | 15212.1628 | 9.6668 | 0
9-LGE | LG&E-Air Cooled Chilled Water Reset, 300-400 tons | Air Cooled Chilled Water Reset | No Reset | Per Unit | Per Unit | Incremental Cost | 2000 | 0 | 2000 | 0 | 1000 | Estimated incentive equals 25% of incremental cost. Reference: Assume 2 point for air cooled. CWST Reset Costs CA 2013 Standard Doc: http://www.energy.ca.gov/title24/2013standards/prerulemaking/documents/2011-08-17_workshop/presentations/05%20Condenser%20Water%20Reset%20Control.pdf | 500 | 500 | 0 | 0 | 15974.3684 | 10.1512 | 0 | LG&E and KU Commercial Rebates Program Impact Evaluation for Chillers - FINAL October 24, 2016 by The Tetra Tech Evaluation Team | 0% | 1 | 0 | 0 | 0 | 0 | 0 | 0 | 0 | 0.5 | 0 | 0 | 0.5 | 0 | 0 | Electric | Commercial | Miscellaneous | Cooling Chillers | Existing | 0 | 0 | 0 | OFFLGCool | OFFSMGasHeat | LGE NonRes | 10 | 10 | DEER 2005 and Engineering Judgement. Assuming 10 years. | 1 | 1 | 0 | 2000 | 2000 | 2000 | 2000 | 2000 | 2000 | 2000 | 0 | 0 | 0 | 0 | 0 | 0 | 0 | 500 | 500 | 500 | 500 | 500 | 500 | 500 | 0 | 0 | 0 | 0 | 0 | 0 | 0 | 15974.3684 | 15974.3684 | 15974.3684 | 15974.3684 | 15974.3684 | 15974.3684 | 15974.3684 | 10.1512 | 10.1512 | 10.1512 | 10.1512 | 10.1512 | 10.1512 | 10.1512 | 0 | 0 | 0 | 0 | 0 | 0 | 0 | 0 | 1000 | 0 | 0 | 1000 | 0 | 0 | 0 | 0 | 0 | 0 | 0 | 0 | 0 | 0 | 250 | 0 | 0 | 250 | 0 | 0 | 0 | 0 | 0 | 0 | 0 | 0 | 0 | 0 | 7987.1842 | 0 | 0 | 7987.1842 | 0 | 0 | 0 | 5.0756 | 0 | 0 | 5.0756 | 0 | 0 | 0 | 0 | 0 | 0 | 0 | 0 | 0 | 0.5 | 2000 | 0 | 500 | 0 | 15974.3684 | 10.1512 | 0
10-LGE | LG&E-Air Cooled Chilled Water Reset, 400-500 tons | Air Cooled Chilled Water Reset | No Reset | Per Unit | Per Unit | Incremental Cost | 3200 | 0 | 3200 | 0 | 1600 | Estimated incentive equals 25% of incremental cost. Reference: Assume 2 point for air cooled. CWST Reset Costs CA 2013 Standard Doc: http://www.energy.ca.gov/title24/2013standards/prerulemaking/documents/2011-08-17_workshop/presentations/05%20Condenser%20Water%20Reset%20Control.pdf | 800 | 800 | 0 | 0 | 25335.3483 | 16.0997 | 0 | LG&E and KU Commercial Rebates Program Impact Evaluation for Chillers - FINAL October 24, 2016 by The Tetra Tech Evaluation Team | 0% | 1 | 0 | 0 | 0 | 0 | 0 | 0.5 | 0 | 0 | 0.5 | 0 | 0 | 0.5 | 0 | Electric | Commercial | Miscellaneous | Cooling Chillers | Existing | 0 | 0 | 0 | OFFLGCool | OFFSMGasHeat | LGE NonRes | 10 | 10 | DEER 2005 and Engineering Judgement. Assuming 10 years. | 1 | 1 | 0 | 3200 | 3200 | 3200 | 3200 | 3200 | 3200 | 3200 | 0 | 0 | 0 | 0 | 0 | 0 | 0 | 800 | 800 | 800 | 800 | 800 | 800 | 800 | 0 | 0 | 0 | 0 | 0 | 0 | 0 | 25335.3483 | 25335.3483 | 25335.3483 | 25335.3483 | 25335.3483 | 25335.3483 | 25335.3483 | 16.0997 | 16.0997 | 16.0997 | 16.0997 | 16.0997 | 16.0997 | 16.0997 | 0 | 0 | 0 | 0 | 0 | 0 | 0 | 0 | 0 | 1600 | 0 | 0 | 1600 | 0 | 0 | 0 | 0 | 0 | 0 | 0 | 0 | 0 | 0 | 400 | 0 | 0 | 400 | 0 | 0 | 0 | 0 | 0 | 0 | 0 | 0 | 0 | 0 | 12667.6742 | 0 | 0 | 12667.6742 | 0 | 0 | 0 | 8.0499 | 0 | 0 | 8.0499 | 0 | 0 | 0 | 0 | 0 | 0 | 0 | 0 | 0.5 | 3200 | 0 | 800 | 0 | 25335.3483 | 16.0997 | 0
11-LGE | LG&E-Water Cooled Chilled Water Reset, 0-1000 tons | Water Cooled Chilled Water Reset | No Reset | Per Unit | Per Unit | Incremental Cost | 1200 | 0 | 1200 | 0 | 600 | Estimated incentive equals 25% of incremental cost. Reference: Assume 2 point for air cooled. CWST Reset Costs CA 2013 Standard Doc: http://www.energy.ca.gov/title24/2013standards/prerulemaking/documents/2011-08-17_workshop/presentations/05%20Condenser%20Water%20Reset%20Control.pdf | 300 | 300 | 0 | 0 | 13465.1392 | 7.9032 | 0 | LG&E and KU Commercial Rebates Program Impact Evaluation for Chillers - FINAL October 24, 2016 by The Tetra Tech Evaluation Team | 0% | 1 | 0 | 0 | 1.5 | 0 | 0.75 | 1 | 0.5 | 1 | 0.5 | 1 | 0.5 | 1 | 0.5 | Electric | Commercial | Large Office | Cooling Chillers | Existing | 0 | 0 | 0 | OFFLGCool | OFFSMGasHeat | LGE NonRes | 10 | 10 | DEER 2005 and Engineering Judgement. Assuming 10 years. | 1 | 1 | 0 | 1200 | 1200 | 1200 | 1200 | 1200 | 1200 | 1200 | 0 | 0 | 0 | 0 | 0 | 0 | 0 | 300 | 300 | 300 | 300 | 300 | 300 | 300 | 0 | 0 | 0 | 0 | 0 | 0 | 0 | 13465.1392 | 13465.1392 | 13465.1392 | 13465.1392 | 13465.1392 | 13465.1392 | 13465.1392 | 7.9032 | 7.9032 | 7.9032 | 7.9032 | 7.9032 | 7.9032 | 7.9032 | 0 | 0 | 0 | 0 | 0 | 0 | 0 | 600 | 1200 | 600 | 1200 | 600 | 1200 | 600 | 0 | 0 | 0 | 0 | 0 | 0 | 0 | 150 | 300 | 150 | 300 | 150 | 300 | 150 | 0 | 0 | 0 | 0 | 0 | 0 | 0 | 6732.5696 | 13465.1392 | 6732.5696 | 13465.1392 | 6732.5696 | 13465.1392 | 6732.5696 | 3.9516 | 7.9032 | 3.9516 | 7.9032 | 3.9516 | 7.9032 | 3.9516 | 0 | 0 | 0 | 0 | 0 | 0 | 0 | 2 | 6000 | 0 | 1500 | 0 | 67325.696 | 39.5161 | 0
12-LGE | LG&E-Water Cooled Chilled Water Reset, 1000-2000 tons | Water Cooled Chilled Water Reset | No Reset | Per Unit | Per Unit | Incremental Cost | 3200 | 0 | 3200 | 0 | 1600 | Estimated incentive equals 25% of incremental cost. Reference: Assume 2 point for air cooled. CWST Reset Costs CA 2013 Standard Doc: http://www.energy.ca.gov/title24/2013standards/prerulemaking/documents/2011-08-17_workshop/presentations/05%20Condenser%20Water%20Reset%20Control.pdf | 800 | 800 | 0 | 0 | 39279.8309 | 23.0549 | 0 | LG&E and KU Commercial Rebates Program Impact Evaluation for Chillers - FINAL October 24, 2016 by The Tetra Tech Evaluation Team | 0% | 1 | 0 | 0 | 1.5 | 0 | 0.75 | 0.5 | 1 | 0.5 | 1 | 0.5 | 1 | 0.5 | 1 | Electric | Commercial | Large Office | Cooling Chillers | Existing | 0 | 0 | 0 | OFFLGCool | OFFSMGasHeat | LGE NonRes | 10 | 10 | DEER 2005 and Engineering Judgement. Assuming 10 years. | 1 | 1 | 0 | 3200 | 3200 | 3200 | 3200 | 3200 | 3200 | 3200 | 0 | 0 | 0 | 0 | 0 | 0 | 0 | 800 | 800 | 800 | 800 | 800 | 800 | 800 | 0 | 0 | 0 | 0 | 0 | 0 | 0 | 39279.8309 | 39279.8309 | 39279.8309 | 39279.8309 | 39279.8309 | 39279.8309 | 39279.8309 | 23.0549 | 23.0549 | 23.0549 | 23.0549 | 23.0549 | 23.0549 | 23.0549 | 0 | 0 | 0 | 0 | 0 | 0 | 0 | 3200 | 1600 | 3200 | 1600 | 3200 | 1600 | 3200 | 0 | 0 | 0 | 0 | 0 | 0 | 0 | 800 | 400 | 800 | 400 | 800 | 400 | 800 | 0 | 0 | 0 | 0 | 0 | 0 | 0 | 39279.8309 | 19639.9155 | 39279.8309 | 19639.9155 | 39279.8309 | 19639.9155 | 39279.8309 | 23.0549 | 11.5275 | 23.0549 | 11.5275 | 23.0549 | 11.5275 | 23.0549 | 0 | 0 | 0 | 0 | 0 | 0 | 0 | 2.5 | 17600 | 0 | 4400 | 0 | 216039.0701 | 126.802 | 0
13-LGE | LG&E-Water Cooled Chilled Water Reset, 2000-3000 tons | Water Cooled Chilled Water Reset | No Reset | Per Unit | Per Unit | Incremental Cost | 8000 | 0 | 8000 | 0 | 4000 | Estimated incentive equals 25% of incremental cost. Reference: Assume 2 point for air cooled. CWST Reset Costs CA 2013 Standard Doc: http://www.energy.ca.gov/title24/2013standards/prerulemaking/documents/2011-08-17_workshop/presentations/05%20Condenser%20Water%20Reset%20Control.pdf | 2000 | 2000 | 0 | 0 | 65466.3849 | 38.4248 | 0 | LG&E and KU Commercial Rebates Program Impact Evaluation for Chillers - FINAL October 24, 2016 by The Tetra Tech Evaluation Team | 0% | 1 | 0 | 0 | 0 | 0 | 0 | 0 | 0.5 | 0 | 0 | 0.5 | 0 | 0 | 0.5 | Electric | Commercial | Large Office | Cooling Chillers | Existing | 0 | 0 | 0 | OFFLGCool | OFFSMGasHeat | LGE NonRes | 10 | 10 | DEER 2005 and Engineering Judgement. Assuming 10 years. | 1 | 1 | 0 | 8000 | 8000 | 8000 | 8000 | 8000 | 8000 | 8000 | 0 | 0 | 0 | 0 | 0 | 0 | 0 | 2000 | 2000 | 2000 | 2000 | 2000 | 2000 | 2000 | 0 | 0 | 0 | 0 | 0 | 0 | 0 | 65466.3849 | 65466.3849 | 65466.3849 | 65466.3849 | 65466.3849 | 65466.3849 | 65466.3849 | 38.4248 | 38.4248 | 38.4248 | 38.4248 | 38.4248 | 38.4248 | 38.4248 | 0 | 0 | 0 | 0 | 0 | 0 | 0 | 4000 | 0 | 0 | 4000 | 0 | 0 | 4000 | 0 | 0 | 0 | 0 | 0 | 0 | 0 | 1000 | 0 | 0 | 1000 | 0 | 0 | 1000 | 0 | 0 | 0 | 0 | 0 | 0 | 0 | 32733.1924 | 0 | 0 | 32733.1924 | 0 | 0 | 32733.1924 | 19.2124 | 0 | 0 | 19.2124 | 0 | 0 | 19.2124 | 0 | 0 | 0 | 0 | 0 | 0 | 0 | 0.5 | 12000 | 0 | 3000 | 0 | 98199.5773 | 57.6373 | 0
14-LGE | LG&E-Motor - High Efficiency (1 HP - 250 HP) | High Efficiency Motors - 1 HP to 250 HP (Open Drip Roof and Totally Enclosed Fan-Cooled) | Standard Motor Efficiency | Per Motor | Per HP | Incremental Cost | 86.3647 | 0 | 86.3647 | 0 | 43.1824 | This is the average ($/HP) cost of all possible motors (HP, RPM, and open drip proof/Totally Enclosed Fan-Cooled) See BizRebates_Costs_Savings for full table adapted from MN TRM | 2 | 2 | 0 | 0 | 30.2238 | 0.0063036 | 0 | LG&E/KU Commercial Rebates Report - Appendix A | 0% | 1 | 1815 | 199 | 261 | 546 | 403.5 | 403.5 | 403.5 | 403.5 | 403.5 | 403.5 | 403.5 | 403.5 | 403.5 | Electric | Commercial | Large Office | Ventilation And Circulation | Existing | 0 | 0 | 0 | OFFLGCool | OFFSMGasHeat | LGE NonRes | 20 | 20 | Based on the Xcel 2015/2016 DSM plan for the product "Motor Efficiency". Pg 440 | 1 | 1 | 0 | 86.3647 | 86.3647 | 86.3647 | 86.3647 | 86.3647 | 86.3647 | 86.3647 | 0 | 0 | 0 | 0 | 0 | 0 | 0 | 2 | 2 | 2 | 2 | 2 | 2 | 2 | 0 | 0 | 0 | 0 | 0 | 0 | 0 | 30.2238 | 30.2238 | 30.2238 | 30.2238 | 30.2238 | 30.2238 | 30.2238 | 0.0063036 | 0.0063036 | 0.0063036 | 0.0063036 | 0.0063036 | 0.0063036 | 0.0063036 | 0 | 0 | 0 | 0 | 0 | 0 | 0 | 34848.1575 | 34848.1575 | 34848.1575 | 34848.1575 | 34848.1575 | 34848.1575 | 34848.1575 | 0 | 0 | 0 | 0 | 0 | 0 | 0 | 807 | 807 | 807 | 807 | 807 | 807 | 807 | 0 | 0 | 0 | 0 | 0 | 0 | 0 | 12195.2831 | 12195.2831 | 12195.2831 | 12195.2831 | 12195.2831 | 12195.2831 | 12195.2831 | 2.5435 | 2.5435 | 2.5435 | 2.5435 | 2.5435 | 2.5435 | 2.5435 | 0 | 0 | 0 | 0 | 0 | 0 | 0 | 1210.5 | 243937.1025 | 0 | 5649 | 0 | 85366.9819 | 17.8045 | 0
15-LGE | LG&E-Pump - High Efficiency (7.5 HP) | Efficiency of 73% or more for system | Standard Pump Efficiency | Per Pump | Per Pump | Incremental Cost | 875.7577 | 0 | 875.7577 | 0 | 437.8788 | Adapted from data in https://nwcouncil.app.box.com/v/ComAgIndPumpsv2-2 (See 'BizRebates_Costs' tab for full methodology) | 50 | 50 | 0 | 0 | 1683.5625 | 0.56437 | 0 | Based on savings from LG&E/KU Commercial Rebates report for 20 HP pump - assumes savings increase linearly per HP increases | 0% | 1 | 7.5 | 0 | 0.5 | 2.5714 | 1.5357 | 1.5357 | 1.5357 | 1.5357 | 1.5357 | 1.5357 | 1.5357 | 1.5357 | 1.5357 | Electric | Commercial | Large Office | Ventilation And Circulation | Existing | 0 | 0 | 0 | OFFLGCool | OFFSMGasHeat | LGE NonRes | 20 | 20 | Based on the Xcel 2015/2016 DSM plan for the product "Motor Efficiency". Pg 440 | 1 | 1 | 0 | 875.7577 | 875.7577 | 875.7577 | 875.7577 | 875.7577 | 875.7577 | 875.7577 | 0 | 0 | 0 | 0 | 0 | 0 | 0 | 50 | 50 | 50 | 50 | 50 | 50 | 50 | 0 | 0 | 0 | 0 | 0 | 0 | 0 | 1683.5625 | 1683.5625 | 1683.5625 | 1683.5625 | 1683.5625 | 1683.5625 | 1683.5625 | 0.56437 | 0.56437 | 0.56437 | 0.56437 | 0.56437 | 0.56437 | 0.56437 | 0 | 0 | 0 | 0 | 0 | 0 | 0 | 1344.9136 | 1344.9136 | 1344.9136 | 1344.9136 | 1344.9136 | 1344.9136 | 1344.9136 | 0 | 0 | 0 | 0 | 0 | 0 | 0 | 76.7857 | 76.7857 | 76.7857 | 76.7857 | 76.7857 | 76.7857 | 76.7857 | 0 | 0 | 0 | 0 | 0 | 0 | 0 | 2585.471 | 2585.471 | 2585.471 | 2585.471 | 2585.471 | 2585.471 | 2585.471 | 0.86672 | 0.86672 | 0.86672 | 0.86672 | 0.86672 | 0.86672 | 0.86672 | 0 | 0 | 0 | 0 | 0 | 0 | 0 | 4.6071 | 9414.3949 | 0 | 537.5 | 0 | 18098.2969 | 6.067 | 0
16-LGE | LG&E-Pump - High Efficiency (10 HP) | Efficiency of 75% or more for system | Standard Pump Efficiency | Per Pump | Per Pump | Incremental Cost | 946.1391 | 0 | 946.1391 | 0 | 473.0695 | Adapted from data in https://nwcouncil.app.box.com/v/ComAgIndPumpsv2-2 | 60 | 60 | 0 | 0 | 2244.75 | 0.7525 | 0 | Based on savings from LG&E/KU Commercial Rebates report for 20 HP pump - assumes savings increase linearly per HP increases | 0% | 1 | 1 | 0 | 0 | 5.1429 | 2.5714 | 2.5714 | 2.5714 | 2.5714 | 2.5714 | 2.5714 | 2.5714 | 2.5714 | 2.5714 | Electric | Commercial | Large Office | Ventilation And Circulation | Existing | 0 | 0 | 0 | OFFLGCool | OFFSMGasHeat | LGE NonRes | 20 | 20 | Based on the Xcel 2015/2016 DSM plan for the product "Motor Efficiency". Pg 440 | 1 | 1 | 0 | 946.1391 | 946.1391 | 946.1391 | 946.1391 | 946.1391 | 946.1391 | 946.1391 | 0 | 0 | 0 | 0 | 0 | 0 | 0 | 60 | 60 | 60 | 60 | 60 | 60 | 60 | 0 | 0 | 0 | 0 | 0 | 0 | 0 | 2244.75 | 2244.75 | 2244.75 | 2244.75 | 2244.75 | 2244.75 | 2244.75 | 0.7525 | 0.7525 | 0.7525 | 0.7525 | 0.7525 | 0.7525 | 0.7525 | 0 | 0 | 0 | 0 | 0 | 0 | 0 | 2432.9291 | 2432.9291 | 2432.9291 | 2432.9291 | 2432.9291 | 2432.9291 | 2432.9291 | 0 | 0 | 0 | 0 | 0 | 0 | 0 | 154.2857 | 154.2857 | 154.2857 | 154.2857 | 154.2857 | 154.2857 | 154.2857 | 0 | 0 | 0 | 0 | 0 | 0 | 0 | 5772.2143 | 5772.2143 | 5772.2143 | 5772.2143 | 5772.2143 | 5772.2143 | 5772.2143 | 1.935 | 1.935 | 1.935 | 1.935 | 1.935 | 1.935 | 1.935 | 0 | 0 | 0 | 0 | 0 | 0 | 0 | 7.7143 | 17030.5036 | 0 | 1080 | 0 | 40405.5 | 13.545 | 0
17-LGE | LG&E-Pump - High Efficiency (15 HP) | Efficiency of 77% or more for system | Standard Pump Efficiency | Per Pump | Per Pump | Incremental Cost | 1055.0443 | 0 | 1055.0443 | 0 | 527.5222 | Adapted from data in https://nwcouncil.app.box.com/v/ComAgIndPumpsv2-2 | 100 | 100 | 0 | 0 | 3367.125 | 1.1287 | 0 | Based on savings from LG&E/KU Commercial Rebates report for 20 HP pump - assumes savings increase linearly per HP increases | 0% | 1 | 1 | 0 | 0.5 | 0 | 0.25 | 0.25 | 0.25 | 0.25 | 0.25 | 0.25 | 0.25 | 0.25 | 0.25 | Electric | Commercial | Large Office | Ventilation And Circulation | Existing | 0 | 0 | 0 | OFFLGCool | OFFSMGasHeat | LGE NonRes | 20 | 20 | Based on the Xcel 2015/2016 DSM plan for the product "Motor Efficiency". Pg 440 | 1 | 1 | 0 | 1055.0443 | 1055.0443 | 1055.0443 | 1055.0443 | 1055.0443 | 1055.0443 | 1055.0443 | 0 | 0 | 0 | 0 | 0 | 0 | 0 | 100 | 100 | 100 | 100 | 100 | 100 | 100 | 0 | 0 | 0 | 0 | 0 | 0 | 0 | 3367.125 | 3367.125 | 3367.125 | 3367.125 | 3367.125 | 3367.125 | 3367.125 | 1.1287 | 1.1287 | 1.1287 | 1.1287 | 1.1287 | 1.1287 | 1.1287 | 0 | 0 | 0 | 0 | 0 | 0 | 0 | 263.7611 | 263.7611 | 263.7611 | 263.7611 | 263.7611 | 263.7611 | 263.7611 | 0 | 0 | 0 | 0 | 0 | 0 | 0 | 25 | 25 | 25 | 25 | 25 | 25 | 25 | 0 | 0 | 0 | 0 | 0 | 0 | 0 | 841.7812 | 841.7812 | 841.7812 | 841.7812 | 841.7812 | 841.7812 | 841.7812 | 0.28219 | 0.28219 | 0.28219 | 0.28219 | 0.28219 | 0.28219 | 0.28219 | 0 | 0 | 0 | 0 | 0 | 0 | 0 | 0.75 | 1846.3276 | 0 | 175 | 0 | 5892.4688 | 1.9753 | 0
18-LGE | LG&E-Pump - High Efficiency (20 HP) | Efficiency of 77% or more for system | Standard Pump Efficiency | Per Pump | Per Pump | Incremental Cost | 1139.8344 | 0 | 1139.8344 | 0 | 569.9172 | Adapted from data in https://nwcouncil.app.box.com/v/ComAgIndPumpsv2-2 | 150 | 150 | 0 | 0 | 4489.5 | 1.505 | 0 | LG&E/KU Commercial Rebates Report - Appendix A | 0% | 1 | 1 | 1 | 3.5 | 2.5714 | 3.0357 | 3.0357 | 3.0357 | 3.0357 | 3.0357 | 3.0357 | 3.0357 | 3.0357 | 3.0357 | Electric | Commercial | Large Office | Ventilation And Circulation | Existing | 0 | 0 | 0 | OFFLGCool | OFFSMGasHeat | LGE NonRes | 20 | 20 | Based on the Xcel 2015/2016 DSM plan for the product "Motor Efficiency". Pg 440 | 1 | 1 | 0 | 1139.8344 | 1139.8344 | 1139.8344 | 1139.8344 | 1139.8344 | 1139.8344 | 1139.8344 | 0 | 0 | 0 | 0 | 0 | 0 | 0 | 150 | 150 | 150 | 150 | 150 | 150 | 150 | 0 | 0 | 0 | 0 | 0 | 0 | 0 | 4489.5 | 4489.5 | 4489.5 | 4489.5 | 4489.5 | 4489.5 | 4489.5 | 1.505 | 1.505 | 1.505 | 1.505 | 1.505 | 1.505 | 1.505 | 0 | 0 | 0 | 0 | 0 | 0 | 0 | 3460.2115 | 3460.2115 | 3460.2115 | 3460.2115 | 3460.2115 | 3460.2115 | 3460.2115 | 0 | 0 | 0 | 0 | 0 | 0 | 0 | 455.3571 | 455.3571 | 455.3571 | 455.3571 | 455.3571 | 455.3571 | 455.3571 | 0 | 0 | 0 | 0 | 0 | 0 | 0 | 13628.8393 | 13628.8393 | 13628.8393 | 13628.8393 | 13628.8393 | 13628.8393 | 13628.8393 | 4.5687 | 4.5687 | 4.5687 | 4.5687 | 4.5687 | 4.5687 | 4.5687 | 0 | 0 | 0 | 0 | 0 | 0 | 0 | 9.1071 | 24221.4802 | 0 | 3187.5 | 0 | 95401.875 | 31.9813 | 0
19-LGE | LG&E-Pump - High Efficiency (30 HP) | Efficiency of 77% or more for system | Standard Pump Efficiency | Per Pump | Per Pump | Incremental Cost | 1271.0349 | 0 | 1271.0349 | 0 | 635.5174 | Adapted from data in https://nwcouncil.app.box.com/v/ComAgIndPumpsv2-2 | 200 | 200 | 0 | 0 | 6734.25 | 2.2575 | 0 | Based on savings from LG&E/KU Commercial Rebates report for 20 HP pump - assumes savings increase linearly per HP increases | 0% | 1 | 1 | 2.5 | 1.5 | 0 | 0.75 | 0.75 | 0.75 | 0.75 | 0.75 | 0.75 | 0.75 | 0.75 | 0.75 | Electric | Commercial | Large Office | Ventilation And Circulation | Existing | 0 | 0 | 0 | OFFLGCool | OFFSMGasHeat | LGE NonRes | 20 | 20 | Based on the Xcel 2015/2016 DSM plan for the product "Motor Efficiency". Pg 440 | 1 | 1 | 0 | 1271.0349 | 1271.0349 | 1271.0349 | 1271.0349 | 1271.0349 | 1271.0349 | 1271.0349 | 0 | 0 | 0 | 0 | 0 | 0 | 0 | 200 | 200 | 200 | 200 | 200 | 200 | 200 | 0 | 0 | 0 | 0 | 0 | 0 | 0 | 6734.25 | 6734.25 | 6734.25 | 6734.25 | 6734.25 | 6734.25 | 6734.25 | 2.2575 | 2.2575 | 2.2575 | 2.2575 | 2.2575 | 2.2575 | 2.2575 | 0 | 0 | 0 | 0 | 0 | 0 | 0 | 953.2762 | 953.2762 | 953.2762 | 953.2762 | 953.2762 | 953.2762 | 953.2762 | 0 | 0 | 0 | 0 | 0 | 0 | 0 | 150 | 150 | 150 | 150 | 150 | 150 | 150 | 0 | 0 | 0 | 0 | 0 | 0 | 0 | 5050.6875 | 5050.6875 | 5050.6875 | 5050.6875 | 5050.6875 | 5050.6875 | 5050.6875 | 1.6931 | 1.6931 | 1.6931 | 1.6931 | 1.6931 | 1.6931 | 1.6931 | 0 | 0 | 0 | 0 | 0 | 0 | 0 | 2.25 | 6672.9331 | 0 | 1050 | 0 | 35354.8125 | 11.8519 | 0
20-LGE | LG&E-Pump - High Efficiency (40 HP) | Efficiency of 77% or more for system | Standard Pump Efficiency | Per Pump | Per Pump | Incremental Cost | 1373.1833 | 0 | 1373.1833 | 0 | 686.5916 | Adapted from data in https://nwcouncil.app.box.com/v/ComAgIndPumpsv2-2 | 250 | 250 | 0 | 0 | 8979 | 3.01 | 0 | Based on savings from LG&E/KU Commercial Rebates report for 20 HP pump - assumes savings increase linearly per HP increases | 0% | 1 | 0 | 0 | 0 | 2.5714 | 1.2857 | 1.2857 | 1.2857 | 1.2857 | 1.2857 | 1.2857 | 1.2857 | 1.2857 | 1.2857 | Electric | Commercial | Large Office | Ventilation And Circulation | Existing | 0 | 0 | 0 | OFFLGCool | OFFSMGasHeat | LGE NonRes | 20 | 20 | Based on the Xcel 2015/2016 DSM plan for the product "Motor Efficiency". Pg 440 | 1 | 1 | 0 | 1373.1833 | 1373.1833 | 1373.1833 | 1373.1833 | 1373.1833 | 1373.1833 | 1373.1833 | 0 | 0 | 0 | 0 | 0 | 0 | 0 | 250 | 250 | 250 | 250 | 250 | 250 | 250 | 0 | 0 | 0 | 0 | 0 | 0 | 0 | 8979 | 8979 | 8979 | 8979 | 8979 | 8979 | 8979 | 3.01 | 3.01 | 3.01 | 3.01 | 3.01 | 3.01 | 3.01 | 0 | 0 | 0 | 0 | 0 | 0 | 0 | 1765.5214 | 1765.5214 | 1765.5214 | 1765.5214 | 1765.5214 | 1765.5214 | 1765.5214 | 0 | 0 | 0 | 0 | 0 | 0 | 0 | 321.4286 | 321.4286 | 321.4286 | 321.4286 | 321.4286 | 321.4286 | 321.4286 | 0 | 0 | 0 | 0 | 0 | 0 | 0 | 11544.4286 | 11544.4286 | 11544.4286 | 11544.4286 | 11544.4286 | 11544.4286 | 11544.4286 | 3.87 | 3.87 | 3.87 | 3.87 | 3.87 | 3.87 | 3.87 | 0 | 0 | 0 | 0 | 0 | 0 | 0 | 3.8571 | 12358.6495 | 0 | 2250 | 0 | 80811 | 27.09 | 0
21-LGE | LG&E-Pump - High Efficiency (50 HP) | Efficiency of 77% or more for system | Standard Pump Efficiency | Per Pump | Per Pump | Incremental Cost | 1458.0359 | 0 | 1458.0359 | 0 | 729.018 | Adapted from data in https://nwcouncil.app.box.com/v/ComAgIndPumpsv2-2 | 300 | 300 | 0 | 0 | 11223.75 | 3.7625 | 0 | Based on savings from LG&E/KU Commercial Rebates report for 20 HP pump - assumes savings increase linearly per HP increases | 0% | 1 | 0 | 0 | 2 | 0 | 1 | 1 | 1 | 1 | 1 | 1 | 1 | 1 | 1 | Electric | Commercial | Large Office | Ventilation And Circulation | Existing | 0 | 0 | 0 | OFFLGCool | OFFSMGasHeat | LGE NonRes | 20 | 20 | Based on the Xcel 2015/2016 DSM plan for the product "Motor Efficiency". Pg 440 | 1 | 1 | 0 | 1458.0359 | 1458.0359 | 1458.0359 | 1458.0359 | 1458.0359 | 1458.0359 | 1458.0359 | 0 | 0 | 0 | 0 | 0 | 0 | 0 | 300 | 300 | 300 | 300 | 300 | 300 | 300 | 0 | 0 | 0 | 0 | 0 | 0 | 0 | 11223.75 | 11223.75 | 11223.75 | 11223.75 | 11223.75 | 11223.75 | 11223.75 | 3.7625 | 3.7625 | 3.7625 | 3.7625 | 3.7625 | 3.7625 | 3.7625 | 0 | 0 | 0 | 0 | 0 | 0 | 0 | 1458.0359 | 1458.0359 | 1458.0359 | 1458.0359 | 1458.0359 | 1458.0359 | 1458.0359 | 0 | 0 | 0 | 0 | 0 | 0 | 0 | 300 | 300 | 300 | 300 | 300 | 300 | 300 | 0 | 0 | 0 | 0 | 0 | 0 | 0 | 11223.75 | 11223.75 | 11223.75 | 11223.75 | 11223.75 | 11223.75 | 11223.75 | 3.7625 | 3.7625 | 3.7625 | 3.7625 | 3.7625 | 3.7625 | 3.7625 | 0 | 0 | 0 | 0 | 0 | 0 | 0 | 3 | 10206.2515 | 0 | 2100 | 0 | 78566.25 | 26.3375 | 0
22-LGE | LG&E-Variable Frequency Drives | Variable Frequency Drives (VFDs) - All Sizes | No Drive | Per VFD | Per HP | Incremental Cost | 166.5 | 0 | 166.5 | 0 | 83.25 | $210.52/HP for variable torque measures; $122.48/HP for constant torque measures per FOE TRM (p. 721). This cost represents an everage of the two values. | 16 | 16 | 0 | 0 | 506.0229 | 0.11136 | 0 | LG&E/KU Commercial Rebates Report - Appendix A | 0% | 1 | 3865.5 | 577 | 1299.5 | 1795.7143 | 1547.6071 | 1547.6071 | 1547.6071 | 1547.6071 | 1547.6071 | 1547.6071 | 1547.6071 | 1547.6071 | 1547.6071 | Electric | Commercial | Large Office | Ventilation And Circulation | Existing | 0 | 0 | 0 | OFFLGCool | OFFSMGasHeat | LGE NonRes | 15 | 15 | Based on the Xcel 2015/2016 DSM plan for the product "Motor Efficiency - VFD". Pg 440 | 1 | 1 | 0 | 166.5 | 166.5 | 166.5 | 166.5 | 166.5 | 166.5 | 166.5 | 0 | 0 | 0 | 0 | 0 | 0 | 0 | 16 | 16 | 16 | 16 | 16 | 16 | 16 | 0 | 0 | 0 | 0 | 0 | 0 | 0 | 506.0229 | 506.0229 | 506.0229 | 506.0229 | 506.0229 | 506.0229 | 506.0229 | 0.11136 | 0.11136 | 0.11136 | 0.11136 | 0.11136 | 0.11136 | 0.11136 | 0 | 0 | 0 | 0 | 0 | 0 | 0 | 257676.5893 | 257676.5893 | 257676.5893 | 257676.5893 | 257676.5893 | 257676.5893 | 257676.5893 | 0 | 0 | 0 | 0 | 0 | 0 | 0 | 24761.7143 | 24761.7143 | 24761.7143 | 24761.7143 | 24761.7143 | 24761.7143 | 24761.7143 | 0 | 0 | 0 | 0 | 0 | 0 | 0 | 783124.6651 | 783124.6651 | 783124.6651 | 783124.6651 | 783124.6651 | 783124.6651 | 783124.6651 | 172.3414 | 172.3414 | 172.3414 | 172.3414 | 172.3414 | 172.3414 | 172.3414 | 0 | 0 | 0 | 0 | 0 | 0 | 0 | 4642.8214 | 1803736.125 | 0 | 173332 | 0 | 5481872.6555 | 1206.3899 | 0
23-LGE | LG&E-LED Refrigerated Display Light | LED Refrigerated Display Light | T8 Refrigerated Display Light | Per 5' Lamp | Per Unit | Incremental Cost | 115 | 0 | 115 | -0.72333 | 57.5 | Assuming 5' lamp, incremental cost is $23/linear foot; PV lifetime O&M impacts per linear foot are $2.17 - assumed 5' lamp with maximum 15 year measure life | 9 | 9 | 0 | 0 | 345.4323 | 0.053078 | 0 | Based on savings algorithms and assumptions from Mid-Atlanatic TRM v10 (LED Refrigerated Case Lighting) - Assuming unit size is 5' as with costs | 0% | 1 | 1224.5 | 597.5 | 310.5 | 324.8571 | 317.6786 | 317.6786 | 317.6786 | 317.6786 | 317.6786 | 317.6786 | 317.6786 | 317.6786 | 317.6786 | Electric | Commercial | Grocery | Lighting | Existing | Display Case LEDs (Closed Cases) | Display Case LEDs (Closed Cases) | Standard Case Lighting | Grocery InLight | OFFSMGasHeat | LGE NonRes | 8 | 8 | Based on the RTF workbook: ComGroceryDisplayCaseLEDs_v3_2 | 1 | 1 | 0 | 115 | 115 | 115 | 115 | 115 | 115 | 115 | -0.72333 | -0.72333 | -0.72333 | -0.72333 | -0.72333 | -0.72333 | -0.72333 | 9 | 9 | 9 | 9 | 9 | 9 | 9 | 0 | 0 | 0 | 0 | 0 | 0 | 0 | 345.4323 | 345.4323 | 345.4323 | 345.4323 | 345.4323 | 345.4323 | 345.4323 | 0.053078 | 0.053078 | 0.053078 | 0.053078 | 0.053078 | 0.053078 | 0.053078 | 0 | 0 | 0 | 0 | 0 | 0 | 0 | 36533.0357 | 36533.0357 | 36533.0357 | 36533.0357 | 36533.0357 | 36533.0357 | 36533.0357 | -229.7875 | -229.7875 | -229.7875 | -229.7875 | -229.7875 | -229.7875 | -229.7875 | 2859.1071 | 2859.1071 | 2859.1071 | 2859.1071 | 2859.1071 | 2859.1071 | 2859.1071 | 0 | 0 | 0 | 0 | 0 | 0 | 0 | 109736.4555 | 109736.4555 | 109736.4555 | 109736.4555 | 109736.4555 | 109736.4555 | 109736.4555 | 16.8619 | 16.8619 | 16.8619 | 16.8619 | 16.8619 | 16.8619 | 16.8619 | 0 | 0 | 0 | 0 | 0 | 0 | 0 | 953.0357 | 255731.25 | -1608.5125 | 20013.75 | 0 | 768155.1883 | 118.0331 | 0
24-LGE | LG&E-LED Exit Signs (replacement) | LED Exit Signs (replacement) | CFL Exit Signs | Per Fixture | Per Unit | Incremental Cost | 35 | 0 | 35 | 0 | 17.5 | LED Exit Sign from Mid-Atl TRM v9 | 10 | 10 | 0 | 0 | 304.3443 | 0.047085 | 0 | LG&E/KU Commercial Rebates Report - Appendix A | 0% | 1 | 652.5 | 1109 | 877.5 | 498 | 687.75 | 687.75 | 687.75 | 687.75 | 687.75 | 687.75 | 687.75 | 687.75 | 687.75 | Electric | Commercial | Large Office | Lighting | Existing | Exit Sign - LED | LED Exit Sign | CFL Exit Sign | OFFLGInLight | OFFSMGasHeat | LGE NonRes | 16 | 16 | Based on the DEER 2014 EUL database for the measure "Exit Lighting" | 1 | 1 | 0 | 35 | 35 | 35 | 35 | 35 | 35 | 35 | 0 | 0 | 0 | 0 | 0 | 0 | 0 | 10 | 10 | 10 | 10 | 10 | 10 | 10 | 0 | 0 | 0 | 0 | 0 | 0 | 0 | 304.3443 | 304.3443 | 304.3443 | 304.3443 | 304.3443 | 304.3443 | 304.3443 | 0.047085 | 0.047085 | 0.047085 | 0.047085 | 0.047085 | 0.047085 | 0.047085 | 0 | 0 | 0 | 0 | 0 | 0 | 0 | 24071.25 | 24071.25 | 24071.25 | 24071.25 | 24071.25 | 24071.25 | 24071.25 | 0 | 0 | 0 | 0 | 0 | 0 | 0 | 6877.5 | 6877.5 | 6877.5 | 6877.5 | 6877.5 | 6877.5 | 6877.5 | 0 | 0 | 0 | 0 | 0 | 0 | 0 | 209312.7897 | 209312.7897 | 209312.7897 | 209312.7897 | 209312.7897 | 209312.7897 | 209312.7897 | 32.3824 | 32.3824 | 32.3824 | 32.3824 | 32.3824 | 32.3824 | 32.3824 | 0 | 0 | 0 | 0 | 0 | 0 | 0 | 2063.25 | 168498.75 | 0 | 48142.5 | 0 | 1465189.5279 | 226.6766 | 0
25-LGE | LG&E-Efficient Lighting Controls - Occupancy Sensor | Occupancy Sensor ($0.03 per Controlled Watt) | No Occupancy Sensor Controls | Per Watt Controlled | Per Controlled Watt | Full Cost | 0.73909 | 0 | 0.73909 | 0 | 0.36954 | Costs estimated from IL TRM v9: 4.5.10 Lighting Controls | 0.03 | 0.03 | 0 | 0 | 1.15 | 0.00013077 | 0 | LG&E/KU Commercial Rebates Report - Appendix A | 0% | 1 | 117320.5 | 156123.5 | 179199.5 | 197432.5714 | 188316.0357 | 188316.0357 | 188316.0357 | 188316.0357 | 188316.0357 | 188316.0357 | 188316.0357 | 188316.0357 | 188316.0357 | Electric | Commercial | Large Office | Lighting | Existing | 0 | 0 | 0 | OFFLGInLight | OFFSMGasHeat | LGE NonRes | 8 | 8 | Based on the DEER 2014 EUL database for the measure "Occupancy sensors" | 1 | 1 | 0 | 0.73909 | 0.73909 | 0.73909 | 0.73909 | 0.73909 | 0.73909 | 0.73909 | 0 | 0 | 0 | 0 | 0 | 0 | 0 | 0.03 | 0.03 | 0.03 | 0.03 | 0.03 | 0.03 | 0.03 | 0 | 0 | 0 | 0 | 0 | 0 | 0 | 1.15 | 1.15 | 1.15 | 1.15 | 1.15 | 1.15 | 1.15 | 0.00013077 | 0.00013077 | 0.00013077 | 0.00013077 | 0.00013077 | 0.00013077 | 0.00013077 | 0 | 0 | 0 | 0 | 0 | 0 | 0 | 139182.4639 | 139182.4639 | 139182.4639 | 139182.4639 | 139182.4639 | 139182.4639 | 139182.4639 | 0 | 0 | 0 | 0 | 0 | 0 | 0 | 5649.4811 | 5649.4811 | 5649.4811 | 5649.4811 | 5649.4811 | 5649.4811 | 5649.4811 | 0 | 0 | 0 | 0 | 0 | 0 | 0 | 216568.8286 | 216568.8286 | 216568.8286 | 216568.8286 | 216568.8286 | 216568.8286 | 216568.8286 | 24.6254 | 24.6254 | 24.6254 | 24.6254 | 24.6254 | 24.6254 | 24.6254 | 0 | 0 | 0 | 0 | 0 | 0 | 0 | 564948.1071 | 974277.2474 | 0 | 39546.3675 | 0 | 1515981.8 | 172.3777 | 0
26-LGE | LG&E-Efficient Lighting Controls - Daylight Dimming-Continuous Fixtures | Daylight Dimming-Continuous Fixtures ($0.03 per Controlled Watt) | No Daylight Controls | Per Watt Controlled | Per Controlled Watt | Full Cost | 0.39914 | 0 | 0.39914 | 0 | 0.19957 | Costs estimated from IL TRM v9: 4.5.10 Lighting Controls | 0.03 | 0.03 | 0 | 0 | 1.0572 | 0.000663 | -0.014683 | Per Watt savings estimate from IL TRM v10.0 "4.5.10 Lighting Controls" - use-specific input assumptions are for "unknown" building type | 0% | 6309 | 0 | 0 | 0 | 0 | 0 | 0 | 0 | 0.5 | 0 | 0 | 0.5 | 0 | 0 | Electric | Commercial | Large Office | Lighting | Existing | 0 | 0 | 0 | OFFLGInLight | OFFSMGasHeat | LGE NonRes | 8 | 8 | Based on the 2010 OH TRM for the measure "C&I Lighting Controls (Time of Sale, Retrofit)". Pg 149. Based on the lighting controls "Remote-Mounted Daylight Dimming Sensors" and "Fixture Mounted Daylight Dimming Sensors". | 1 | 1 | 0 | 0.39914 | 0.39914 | 0.39914 | 0.39914 | 0.39914 | 0.39914 | 0.39914 | 0 | 0 | 0 | 0 | 0 | 0 | 0 | 0.03 | 0.03 | 0.03 | 0.03 | 0.03 | 0.03 | 0.03 | 0 | 0 | 0 | 0 | 0 | 0 | 0 | 1.0572 | 1.0572 | 1.0572 | 1.0572 | 1.0572 | 1.0572 | 1.0572 | 0.000663 | 0.000663 | 0.000663 | 0.000663 | 0.000663 | 0.000663 | 0.000663 | 0 | 0 | 0 | 0 | 0 | 0 | 0 | 0 | 1259.0908 | 0 | 0 | 1259.0908 | 0 | 0 | 0 | 0 | 0 | 0 | 0 | 0 | 0 | 0 | 94.635 | 0 | 0 | 94.635 | 0 | 0 | 0 | 0 | 0 | 0 | 0 | 0 | 0 | 0 | 3334.9071 | 0 | 0 | 3334.9071 | 0 | 0 | 0 | 2.0914 | 0 | 0 | 2.0914 | 0 | 0 | 0 | 0 | 0 | 0 | 0 | 0 | 0 | 0.5 | 2518.1816 | 0 | 189.27 | 0 | 6669.8142 | 4.1829 | 0
27-LGE | LG&E-Efficient Lighting Controls - Occupancy/Daylight Dual Control | Occupancy/Daylight Dual Control ($0.03 per Controlled Watt) | No Lighting Controls | n/a | Per Controlled Watt | Full Cost | 1.5275 | 0 | 1.5275 | 0 | 0.76374 | Costs estimated from IL TRM v9: 4.5.10 Lighting Controls | 0.03 | 0.03 | 0 | 0 | 1.4348 | 0.000663 | -0.019927 | Per Watt savings estimate from IL TRM v10.0 "4.5.10 Lighting Controls" - use-specific input assumptions are for "unknown" building type | 0% | 6309 | 0 | 0 | 0 | 0 | 0 | 0.5 | 0 | 0 | 0.5 | 0 | 0 | 0.5 | 0 | Electric | Commercial | Large Office | Lighting | Existing | 0 | 0 | 0 | OFFLGInLight | OFFSMGasHeat | LGE NonRes | 8 | 8 | Based on the 2010 OH TRM for the measure "C&I Lighting Controls (Time of Sale, Retrofit)". Pg 149. Based on the lighting controls "Remote-Mounted Daylight Dimming Sensors" and "Fixture Mounted Daylight Dimming Sensors". | 1 | 1 | 0 | 1.5275 | 1.5275 | 1.5275 | 1.5275 | 1.5275 | 1.5275 | 1.5275 | 0 | 0 | 0 | 0 | 0 | 0 | 0 | 0.03 | 0.03 | 0.03 | 0.03 | 0.03 | 0.03 | 0.03 | 0 | 0 | 0 | 0 | 0 | 0 | 0 | 1.4348 | 1.4348 | 1.4348 | 1.4348 | 1.4348 | 1.4348 | 1.4348 | 0.000663 | 0.000663 | 0.000663 | 0.000663 | 0.000663 | 0.000663 | 0.000663 | 0 | 0 | 0 | 0 | 0 | 0 | 0 | 0 | 0 | 4818.4168 | 0 | 0 | 4818.4168 | 0 | 0 | 0 | 0 | 0 | 0 | 0 | 0 | 0 | 0 | 94.635 | 0 | 0 | 94.635 | 0 | 0 | 0 | 0 | 0 | 0 | 0 | 0 | 0 | 0 | 4525.9454 | 0 | 0 | 4525.9454 | 0 | 0 | 0 | 2.0914 | 0 | 0 | 2.0914 | 0 | 0 | 0 | 0 | 0 | 0 | 0 | 0 | 0.5 | 9636.8337 | 0 | 189.27 | 0 | 9051.8907 | 4.1829 | 0
28-LGE | LG&E-Custom Projects | Custom Projects - Saves 1 kW of Demand or More | Existing Equipment | Per Saved kW | Per Saved kWh (first year savings only) | Incremental Cost | 0.22118 | 0 | 0.22118 | 0 | 0.11059 | Benchmarking custom projects from other utilties to estimate incremental cost. Roughly $0.22 per kWh saved as incermental costs. | 0.03 | 0.08414 | 0 | 0 | 1 | 0.00027312 | 0 | LG&E and KUCommercial Rebates Program Impact Evaluation for Custom Projects – FINAL November 3, 2016 by The Tetra Tech Evaluation Team | 5% | 1 | 1020118.5 | 14035909.5 | 10569394.5 | 6315212.5 | 8442303.5 | 8442303.5 | 5000000 | 8000000 | 12000000 | 12000000 | 12000000 | 12000000 | 12000000 | Both | Commercial | Large Office | All | Existing | 0 | 0 | 0 | OFFLGElecTotl | OFFSMGasHeat | LGE NonRes | 15 | 15 | Custom measure EULs ranges from 10 to 25 years depending on end use (NEEP EUL study by GDS 2007) | 1 | 1 | 0 | 0.22118 | 0.22118 | 0.22118 | 0.22118 | 0.22118 | 0.22118 | 0.22118 | 0 | 0 | 0 | 0 | 0 | 0 | 0 | 0.08414 | 0.08414 | 0.08414 | 0.08414 | 0.08414 | 0.08414 | 0.08414 | 0 | 0 | 0 | 0 | 0 | 0 | 0 | 1 | 1 | 1 | 1 | 1 | 1 | 1 | 0.00027312 | 0.00027312 | 0.00027312 | 0.00027312 | 0.00027312 | 0.00027312 | 0.00027312 | 0 | 0 | 0 | 0 | 0 | 0 | 0 | 1105893.7649 | 1769430.0238 | 2654145.0357 | 2654145.0357 | 2654145.0357 | 2654145.0357 | 2654145.0357 | 0 | 0 | 0 | 0 | 0 | 0 | 0 | 420702.4481 | 673123.917 | 1009685.8755 | 1009685.8755 | 1009685.8755 | 1009685.8755 | 1009685.8755 | 0 | 0 | 0 | 0 | 0 | 0 | 0 | 5000000 | 8000000 | 12000000 | 12000000 | 12000000 | 12000000 | 12000000 | 1365.6196 | 2184.9913 | 3277.487 | 3277.487 | 3277.487 | 3277.487 | 3277.487 | 0 | 0 | 0 | 0 | 0 | 0 | 0 | 25000000 | 16146048.9673 | 0 | 6142255.7425 | 0 | 73000000 | 19938.0459 | 0
29-LGE | LG&E-Commercial New Construction Tier 1 <25,000 sqft | Commercial New Construction Tier 1 - 10% Over Code | State and Federal Energy Code | Per Project | Per Project | Incremental Cost | 10980.198 | 0 | 10980.198 | 0 | 5490.099 | Benchmarking custom projects from other utilties to estimate incremental cost. Roughly $0.22 per kWh saved as incermental costs. | 1500 | 1500 | 0 | 0 | 49644 | 7.7429 | 794.81 | Estimated savings from LG&E and KU projections and 2016 program data. | 0% | 1 | 0 | 0 | 0 | 0 | 0 | 0 | 0 | 0.5 | 0 | 0 | 0.5 | 0 | 0 | Both | Commercial | Large Office | All | New | 0 | 0 | 0 | OFFLGElecTotl | OFFSMGasHeat | LGE NonRes | 15 | 15 | Custom measure EULs ranges from 10 to 25 years depending on end use (NEEP EUL study by GDS 2007) | 1 | 1 | 1 | 10980.198 | 10980.198 | 10980.198 | 10980.198 | 10980.198 | 10980.198 | 10980.198 | 0 | 0 | 0 | 0 | 0 | 0 | 0 | 1500 | 1500 | 1500 | 1500 | 1500 | 1500 | 1500 | 0 | 0 | 0 | 0 | 0 | 0 | 0 | 49644 | 49644 | 49644 | 49644 | 49644 | 49644 | 49644 | 7.7429 | 7.7429 | 7.7429 | 7.7429 | 7.7429 | 7.7429 | 7.7429 | 794.81 | 794.81 | 794.81 | 794.81 | 794.81 | 794.81 | 794.81 | 0 | 5490.099 | 0 | 0 | 5490.099 | 0 | 0 | 0 | 0 | 0 | 0 | 0 | 0 | 0 | 0 | 750 | 0 | 0 | 750 | 0 | 0 | 0 | 0 | 0 | 0 | 0 | 0 | 0 | 0 | 24822 | 0 | 0 | 24822 | 0 | 0 | 0 | 3.8714 | 0 | 0 | 3.8714 | 0 | 0 | 0 | 397.405 | 0 | 0 | 397.405 | 0 | 0 | 0.5 | 10980.198 | 0 | 1500 | 0 | 49644 | 7.7429 | 794.81
30-LGE | LG&E-Commercial New Construction Tier 2 <25,000 sqft | Commercial New Construction Tier 2 - 15% Over Code | State and Federal Energy Code | Per Project | Per Project | Incremental Cost | 16470.297 | 0 | 16470.297 | 0 | 8235.1485 | Benchmarking custom projects from other utilties to estimate incremental cost. Roughly $0.22 per kWh saved as incermental costs. | 2300 | 2300 | 0 | 0 | 74466 | 11.6143 | 1192.22 | Estimated savings from LG&E and KU projections and 2016 program data. | 0% | 1 | 0 | 0 | 0 | 0 | 0 | 0 | 0.5 | 0 | 0.5 | 0 | 0.5 | 0 | 0.5 | Both | Commercial | Large Office | All | New | 0 | 0 | 0 | OFFLGElecTotl | OFFSMGasHeat | LGE NonRes | 15 | 15 | Custom measure EULs ranges from 10 to 25 years depending on end use (NEEP EUL study by GDS 2007) | 1 | 1 | 1 | 16470.297 | 16470.297 | 16470.297 | 16470.297 | 16470.297 | 16470.297 | 16470.297 | 0 | 0 | 0 | 0 | 0 | 0 | 0 | 2300 | 2300 | 2300 | 2300 | 2300 | 2300 | 2300 | 0 | 0 | 0 | 0 | 0 | 0 | 0 | 74466 | 74466 | 74466 | 74466 | 74466 | 74466 | 74466 | 11.6143 | 11.6143 | 11.6143 | 11.6143 | 11.6143 | 11.6143 | 11.6143 | 1192.22 | 1192.22 | 1192.22 | 1192.22 | 1192.22 | 1192.22 | 1192.22 | 8235.1485 | 0 | 8235.1485 | 0 | 8235.1485 | 0 | 8235.1485 | 0 | 0 | 0 | 0 | 0 | 0 | 0 | 1150 | 0 | 1150 | 0 | 1150 | 0 | 1150 | 0 | 0 | 0 | 0 | 0 | 0 | 0 | 37233 | 0 | 37233 | 0 | 37233 | 0 | 37233 | 5.8071 | 0 | 5.8071 | 0 | 5.8071 | 0 | 5.8071 | 596.11 | 0 | 596.11 | 0 | 596.11 | 0 | 596.11 | 1 | 32940.594 | 0 | 4600 | 0 | 148932 | 23.2286 | 2384.44
31-LGE | LG&E-Commercial New Construction Tier 3 <25,000 sqft | Commercial New Construction Tier 3 - 20% Over Code | State and Federal Energy Code | Per Project | Per Project | Incremental Cost | 21960.396 | 0 | 21960.396 | 0 | 10980.198 | Benchmarking custom projects from other utilties to estimate incremental cost. Roughly $0.22 per kWh saved as incermental costs. | 3000 | 3000 | 0 | 0 | 99288 | 15.4857 | 1589.62 | Estimated savings from LG&E and KU projections and 2016 program data. | 0% | 1 | 0 | 0.5 | 0 | 0 | 0 | 0.5 | 0 | 0 | 0.5 | 0 | 0 | 0.5 | 0 | Both | Commercial | Large Office | All | New | 0 | 0 | 0 | OFFLGElecTotl | OFFSMGasHeat | LGE NonRes | 15 | 15 | Custom measure EULs ranges from 10 to 25 years depending on end use (NEEP EUL study by GDS 2007) | 1 | 1 | 1 | 21960.396 | 21960.396 | 21960.396 | 21960.396 | 21960.396 | 21960.396 | 21960.396 | 0 | 0 | 0 | 0 | 0 | 0 | 0 | 3000 | 3000 | 3000 | 3000 | 3000 | 3000 | 3000 | 0 | 0 | 0 | 0 | 0 | 0 | 0 | 99288 | 99288 | 99288 | 99288 | 99288 | 99288 | 99288 | 15.4857 | 15.4857 | 15.4857 | 15.4857 | 15.4857 | 15.4857 | 15.4857 | 1589.62 | 1589.62 | 1589.62 | 1589.62 | 1589.62 | 1589.62 | 1589.62 | 0 | 0 | 10980.198 | 0 | 0 | 10980.198 | 0 | 0 | 0 | 0 | 0 | 0 | 0 | 0 | 0 | 0 | 1500 | 0 | 0 | 1500 | 0 | 0 | 0 | 0 | 0 | 0 | 0 | 0 | 0 | 0 | 49644 | 0 | 0 | 49644 | 0 | 0 | 0 | 7.7429 | 0 | 0 | 7.7429 | 0 | 0 | 0 | 794.81 | 0 | 0 | 794.81 | 0 | 0.5 | 21960.396 | 0 | 3000 | 0 | 99288 | 15.4857 | 1589.62
32-LGE | LG&E-Commercial New Construction Tier 4 <25,000 sqft | Commercial New Construction Tier 4 - 25% Over Code | State and Federal Energy Code | Per Project | Per Project | Incremental Cost | 27450.495 | 0 | 27450.495 | 0 | 13725.2475 | Benchmarking custom projects from other utilties to estimate incremental cost. Roughly $0.22 per kWh saved as incermental costs. | 3800 | 3800 | 0 | 0 | 124110 | 19.3571 | 1987.03 | Estimated savings from LG&E and KU projections and 2016 program data. | 0% | 1 | 0 | 0.5 | 0 | 0.85714 | 0.42857 | 0.5 | 0.5 | 0.5 | 0.5 | 0.5 | 0.5 | 0.5 | 0.5 | Both | Commercial | Large Office | All | New | 0 | 0 | 0 | OFFLGElecTotl | OFFSMGasHeat | LGE NonRes | 15 | 15 | Custom measure EULs ranges from 10 to 25 years depending on end use (NEEP EUL study by GDS 2007) | 1 | 1 | 1 | 27450.495 | 27450.495 | 27450.495 | 27450.495 | 27450.495 | 27450.495 | 27450.495 | 0 | 0 | 0 | 0 | 0 | 0 | 0 | 3800 | 3800 | 3800 | 3800 | 3800 | 3800 | 3800 | 0 | 0 | 0 | 0 | 0 | 0 | 0 | 124110 | 124110 | 124110 | 124110 | 124110 | 124110 | 124110 | 19.3571 | 19.3571 | 19.3571 | 19.3571 | 19.3571 | 19.3571 | 19.3571 | 1987.03 | 1987.03 | 1987.03 | 1987.03 | 1987.03 | 1987.03 | 1987.03 | 13725.2475 | 13725.2475 | 13725.2475 | 13725.2475 | 13725.2475 | 13725.2475 | 13725.2475 | 0 | 0 | 0 | 0 | 0 | 0 | 0 | 1900 | 1900 | 1900 | 1900 | 1900 | 1900 | 1900 | 0 | 0 | 0 | 0 | 0 | 0 | 0 | 62055 | 62055 | 62055 | 62055 | 62055 | 62055 | 62055 | 9.6786 | 9.6786 | 9.6786 | 9.6786 | 9.6786 | 9.6786 | 9.6786 | 993.515 | 993.515 | 993.515 | 993.515 | 993.515 | 993.515 | 993.515 | 1.5 | 96076.7326 | 0 | 13300 | 0 | 434385 | 67.75 | 6954.605
33-LGE | LG&E-Commercial New Construction Tier 1 ≥25,000 sqft | Commercial New Construction Tier 1 - 10% Over Code | State and Federal Energy Code | Per Project | Per Project | Incremental Cost | 32940.594 | 0 | 32940.594 | 0 | 16470.297 | Benchmarking custom projects from other utilties to estimate incremental cost. Roughly $0.22 per kWh saved as incermental costs. | 4500 | 4500 | 0 | 0 | 148932 | 23.2286 | 2384.43 | Estimated savings from LG&E and KU projections and 2016 program data. | 0% | 1 | 0.5 | 0 | 0 | 0 | 0 | 0 | 0.5 | 0 | 0 | 0.5 | 0 | 0 | 0.5 | Both | Commercial | Large Office | All | New | 0 | 0 | 0 | OFFLGElecTotl | OFFSMGasHeat | LGE NonRes | 15 | 15 | Custom measure EULs ranges from 10 to 25 years depending on end use (NEEP EUL study by GDS 2007) | 1 | 1 | 1 | 32940.594 | 32940.594 | 32940.594 | 32940.594 | 32940.594 | 32940.594 | 32940.594 | 0 | 0 | 0 | 0 | 0 | 0 | 0 | 4500 | 4500 | 4500 | 4500 | 4500 | 4500 | 4500 | 0 | 0 | 0 | 0 | 0 | 0 | 0 | 148932 | 148932 | 148932 | 148932 | 148932 | 148932 | 148932 | 23.2286 | 23.2286 | 23.2286 | 23.2286 | 23.2286 | 23.2286 | 23.2286 | 2384.43 | 2384.43 | 2384.43 | 2384.43 | 2384.43 | 2384.43 | 2384.43 | 16470.297 | 0 | 0 | 16470.297 | 0 | 0 | 16470.297 | 0 | 0 | 0 | 0 | 0 | 0 | 0 | 2250 | 0 | 0 | 2250 | 0 | 0 | 2250 | 0 | 0 | 0 | 0 | 0 | 0 | 0 | 74466 | 0 | 0 | 74466 | 0 | 0 | 74466 | 11.6143 | 0 | 0 | 11.6143 | 0 | 0 | 11.6143 | 1192.215 | 0 | 0 | 1192.215 | 0 | 0 | 1192.215 | 0.5 | 49410.8911 | 0 | 6750 | 0 | 223398 | 34.8429 | 3576.645
34-LGE | LG&E-Commercial New Construction Tier 2 ≥25,000 sqft | Commercial New Construction Tier 2 - 15% Over Code | State and Federal Energy Code | Per Project | Per Project | Incremental Cost | 49410.8911 | 0 | 49410.8911 | 0 | 24705.4455 | Benchmarking custom projects from other utilties to estimate incremental cost. Roughly $0.22 per kWh saved as incermental costs. | 6800 | 6800 | 0 | 0 | 223398 | 34.8429 | 3576.65 | Estimated savings from LG&E and KU projections and 2016 program data. | 0% | 1 | 8 | 9.5 | 6.5 | 8.5714 | 7.5357 | 0 | 0 | 0.5 | 0 | 0 | 0.5 | 0 | 0 | Both | Commercial | Large Office | All | New | 0 | 0 | 0 | OFFLGElecTotl | OFFSMGasHeat | LGE NonRes | 15 | 15 | Custom measure EULs ranges from 10 to 25 years depending on end use (NEEP EUL study by GDS 2007) | 1 | 1 | 1 | 49410.8911 | 49410.8911 | 49410.8911 | 49410.8911 | 49410.8911 | 49410.8911 | 49410.8911 | 0 | 0 | 0 | 0 | 0 | 0 | 0 | 6800 | 6800 | 6800 | 6800 | 6800 | 6800 | 6800 | 0 | 0 | 0 | 0 | 0 | 0 | 0 | 223398 | 223398 | 223398 | 223398 | 223398 | 223398 | 223398 | 34.8429 | 34.8429 | 34.8429 | 34.8429 | 34.8429 | 34.8429 | 34.8429 | 3576.65 | 3576.65 | 3576.65 | 3576.65 | 3576.65 | 3576.65 | 3576.65 | 0 | 24705.4455 | 0 | 0 | 24705.4455 | 0 | 0 | 0 | 0 | 0 | 0 | 0 | 0 | 0 | 0 | 3400 | 0 | 0 | 3400 | 0 | 0 | 0 | 0 | 0 | 0 | 0 | 0 | 0 | 0 | 111699 | 0 | 0 | 111699 | 0 | 0 | 0 | 17.4214 | 0 | 0 | 17.4214 | 0 | 0 | 0 | 1788.325 | 0 | 0 | 1788.325 | 0 | 0 | 0.5 | 49410.8911 | 0 | 6800 | 0 | 223398 | 34.8429 | 3576.65
35-LGE | LG&E-Commercial New Construction Tier 3 ≥25,000 sqft | Commercial New Construction Tier 3 - 20% Over Code | State and Federal Energy Code | Per Project | Per Project | Incremental Cost | 65881.1881 | 0 | 65881.1881 | 0 | 32940.594 | Benchmarking custom projects from other utilties to estimate incremental cost. Roughly $0.22 per kWh saved as incermental costs. | 9000 | 9000 | 0 | 0 | 297864 | 46.4571 | 4768.87 | Estimated savings from LG&E and KU projections and 2016 program data. | 0% | 1 | 0 | 0 | 0 | 0 | 0 | 0.5 | 0 | 0 | 0.5 | 0 | 0 | 0.5 | 0 | Both | Commercial | Large Office | All | New | 0 | 0 | 0 | OFFLGElecTotl | OFFSMGasHeat | LGE NonRes | 15 | 15 | Custom measure EULs ranges from 10 to 25 years depending on end use (NEEP EUL study by GDS 2007) | 1 | 1 | 1 | 65881.1881 | 65881.1881 | 65881.1881 | 65881.1881 | 65881.1881 | 65881.1881 | 65881.1881 | 0 | 0 | 0 | 0 | 0 | 0 | 0 | 9000 | 9000 | 9000 | 9000 | 9000 | 9000 | 9000 | 0 | 0 | 0 | 0 | 0 | 0 | 0 | 297864 | 297864 | 297864 | 297864 | 297864 | 297864 | 297864 | 46.4571 | 46.4571 | 46.4571 | 46.4571 | 46.4571 | 46.4571 | 46.4571 | 4768.87 | 4768.87 | 4768.87 | 4768.87 | 4768.87 | 4768.87 | 4768.87 | 0 | 0 | 32940.594 | 0 | 0 | 32940.594 | 0 | 0 | 0 | 0 | 0 | 0 | 0 | 0 | 0 | 0 | 4500 | 0 | 0 | 4500 | 0 | 0 | 0 | 0 | 0 | 0 | 0 | 0 | 0 | 0 | 148932 | 0 | 0 | 148932 | 0 | 0 | 0 | 23.2286 | 0 | 0 | 23.2286 | 0 | 0 | 0 | 2384.435 | 0 | 0 | 2384.435 | 0 | 0.5 | 65881.1881 | 0 | 9000 | 0 | 297864 | 46.4571 | 4768.87
36-LGE | LG&E-Commercial New Construction Tier 4 ≥25,000 sqft | Commercial New Construction Tier 4 - 25% Over Code | State and Federal Energy Code | Per Project | Per Project | Incremental Cost | 82351.4851 | 0 | 82351.4851 | 0 | 41175.7425 | Benchmarking custom projects from other utilties to estimate incremental cost. Roughly $0.22 per kWh saved as incermental costs. | 11200 | 11200 | 0 | 0 | 372330 | 58.0714 | 5961.08 | Estimated savings from LG&E and KU projections and 2016 program data. | 0% | 1 | 0.5 | 0 | 0 | 0 | 0 | 0 | 0 | 0 | 0 | 0 | 0 | 0 | 0 | Both | Commercial | Large Office | All | New | 0 | 0 | 0 | OFFLGElecTotl | OFFSMGasHeat | LGE NonRes | 15 | 15 | Custom measure EULs ranges from 10 to 25 years depending on end use (NEEP EUL study by GDS 2007) | 1 | 1 | 1 | 82351.4851 | 82351.4851 | 82351.4851 | 82351.4851 | 82351.4851 | 82351.4851 | 82351.4851 | 0 | 0 | 0 | 0 | 0 | 0 | 0 | 11200 | 11200 | 11200 | 11200 | 11200 | 11200 | 11200 | 0 | 0 | 0 | 0 | 0 | 0 | 0 | 372330 | 372330 | 372330 | 372330 | 372330 | 372330 | 372330 | 58.0714 | 58.0714 | 58.0714 | 58.0714 | 58.0714 | 58.0714 | 58.0714 | 5961.08 | 5961.08 | 5961.08 | 5961.08 | 5961.08 | 5961.08 | 5961.08 | 0 | 0 | 0 | 0 | 0 | 0 | 0 | 0 | 0 | 0 | 0 | 0 | 0 | 0 | 0 | 0 | 0 | 0 | 0 | 0 | 0 | 0 | 0 | 0 | 0 | 0 | 0 | 0 | 0 | 0 | 0 | 0 | 0 | 0 | 0 | 0 | 0 | 0 | 0 | 0 | 0 | 0 | 0 | 0 | 0 | 0 | 0 | 0 | 0 | 0 | 0 | 0 | 0 | 0 | 0 | 0 | 0
37-LGE | LG&E-Commercial New Construction LEED 1 to 5 Points <25,000 sqft | Commercial New Construction LEED 1 to 5 Points - LEED Energy & Atmosphere, Credit 1 Category Optimize Energy Efficiency Performance | Non-LEED Building | Per Project | Per Project | Incremental Cost | 37200 | 0 | 37200 | 0 | 18600 | Assume Direct Costs of LEED Certification ONLY: http://www.josre.org/wp-content/uploads/2012/09/Cost_of_LEED_Analysis_of_Construction_Costs-JOSRE_v3-13.pdf | 2000 | 2000 | 0 | 0 | 0 | 0 | 0 | Assume no additional savings for LEED. Bonus incentive. Estimated savings from LG&E and KU projections and 2016 program data. | 0% | 1 | 0.5 | 0.5 | 0 | 0 | 0 | 0 | 0.5 | 0 | 0 | 0.5 | 0 | 0 | 0.5 | Both | Commercial | Large Office | All | New | 0 | 0 | 0 | OFFLGElecTotl | OFFSMGasHeat | LGE NonRes | 15 | 15 | Custom measure EULs ranges from 10 to 25 years depending on end use (NEEP EUL study by GDS 2007) | 1 | 1 | 0 | 37200 | 37200 | 37200 | 37200 | 37200 | 37200 | 37200 | 0 | 0 | 0 | 0 | 0 | 0 | 0 | 2000 | 2000 | 2000 | 2000 | 2000 | 2000 | 2000 | 0 | 0 | 0 | 0 | 0 | 0 | 0 | 0 | 0 | 0 | 0 | 0 | 0 | 0 | 0 | 0 | 0 | 0 | 0 | 0 | 0 | 0 | 0 | 0 | 0 | 0 | 0 | 0 | 18600 | 0 | 0 | 18600 | 0 | 0 | 18600 | 0 | 0 | 0 | 0 | 0 | 0 | 0 | 1000 | 0 | 0 | 1000 | 0 | 0 | 1000 | 0 | 0 | 0 | 0 | 0 | 0 | 0 | 0 | 0 | 0 | 0 | 0 | 0 | 0 | 0 | 0 | 0 | 0 | 0 | 0 | 0 | 0 | 0 | 0 | 0 | 0 | 0 | 0 | 0.5 | 55800 | 0 | 3000 | 0 | 0 | 0 | 0
38-LGE | LG&E-Commercial New Construction LEED 6 to 10 Points <25,000 sqft | Commercial New Construction LEED 6 to 10 Points - LEED Energy & Atmosphere, Credit 1 Category Optimize Energy Efficiency Performance | Non-LEED Building | Per Project | Per Project | Incremental Cost | 37200 | 0 | 37200 | 0 | 18600 | Assume Direct Costs of LEED Certification ONLY: http://www.josre.org/wp-content/uploads/2012/09/Cost_of_LEED_Analysis_of_Construction_Costs-JOSRE_v3-13.pdf | 2500 | 2500 | 0 | 0 | 0 | 0 | 0 | Assume no additional savings for LEED. Bonus incentive. Estimated savings from LG&E and KU projections and 2016 program data. | 0% | 1 | 4 | 4.5 | 6 | 1.7143 | 3.8571 | 0 | 0 | 0.5 | 0 | 0 | 0.5 | 0 | 0 | Both | Commercial | Large Office | All | New | 0 | 0 | 0 | OFFLGElecTotl | OFFSMGasHeat | LGE NonRes | 15 | 15 | Custom measure EULs ranges from 10 to 25 years depending on end use (NEEP EUL study by GDS 2007) | 1 | 1 | 0 | 37200 | 37200 | 37200 | 37200 | 37200 | 37200 | 37200 | 0 | 0 | 0 | 0 | 0 | 0 | 0 | 2500 | 2500 | 2500 | 2500 | 2500 | 2500 | 2500 | 0 | 0 | 0 | 0 | 0 | 0 | 0 | 0 | 0 | 0 | 0 | 0 | 0 | 0 | 0 | 0 | 0 | 0 | 0 | 0 | 0 | 0 | 0 | 0 | 0 | 0 | 0 | 0 | 0 | 18600 | 0 | 0 | 18600 | 0 | 0 | 0 | 0 | 0 | 0 | 0 | 0 | 0 | 0 | 1250 | 0 | 0 | 1250 | 0 | 0 | 0 | 0 | 0 | 0 | 0 | 0 | 0 | 0 | 0 | 0 | 0 | 0 | 0 | 0 | 0 | 0 | 0 | 0 | 0 | 0 | 0 | 0 | 0 | 0 | 0 | 0 | 0 | 0 | 0.5 | 37200 | 0 | 2500 | 0 | 0 | 0 | 0
39-LGE | LG&E-Commercial New Construction LEED 11 to 15 Points <25,000 sqft | Commercial New Construction LEED 11 to 15 Points - LEED Energy & Atmosphere, Credit 1 Category Optimize Energy Efficiency Performance | Non-LEED Building | Per Project | Per Project | Incremental Cost | 37200 | 0 | 37200 | 0 | 18600 | Assume Direct Costs of LEED Certification ONLY: http://www.josre.org/wp-content/uploads/2012/09/Cost_of_LEED_Analysis_of_Construction_Costs-JOSRE_v3-13.pdf | 3000 | 3000 | 0 | 0 | 0 | 0 | 0 | Assume no additional savings for LEED. Bonus incentive. Estimated savings from LG&E and KU projections and 2016 program data. | 0% | 1 | 0 | 0 | 0 | 0 | 0 | 0.5 | 0 | 0 | 0.5 | 0 | 0 | 0.5 | 0 | Both | Commercial | Large Office | All | New | 0 | 0 | 0 | OFFLGElecTotl | OFFSMGasHeat | LGE NonRes | 15 | 15 | Custom measure EULs ranges from 10 to 25 years depending on end use (NEEP EUL study by GDS 2007) | 1 | 1 | 0 | 37200 | 37200 | 37200 | 37200 | 37200 | 37200 | 37200 | 0 | 0 | 0 | 0 | 0 | 0 | 0 | 3000 | 3000 | 3000 | 3000 | 3000 | 3000 | 3000 | 0 | 0 | 0 | 0 | 0 | 0 | 0 | 0 | 0 | 0 | 0 | 0 | 0 | 0 | 0 | 0 | 0 | 0 | 0 | 0 | 0 | 0 | 0 | 0 | 0 | 0 | 0 | 0 | 0 | 0 | 18600 | 0 | 0 | 18600 | 0 | 0 | 0 | 0 | 0 | 0 | 0 | 0 | 0 | 0 | 1500 | 0 | 0 | 1500 | 0 | 0 | 0 | 0 | 0 | 0 | 0 | 0 | 0 | 0 | 0 | 0 | 0 | 0 | 0 | 0 | 0 | 0 | 0 | 0 | 0 | 0 | 0 | 0 | 0 | 0 | 0 | 0 | 0 | 0.5 | 37200 | 0 | 3000 | 0 | 0 | 0 | 0
40-LGE | LG&E-Commercial New Construction LEED 16+ Points <25,000 sqft | Commercial New Construction LEED 16+ Points - LEED Energy & Atmosphere, Credit 1 Category Optimize Energy Efficiency Performance | Non-LEED Building | Per Project | Per Project | Incremental Cost | 37200 | 0 | 37200 | 0 | 18600 | Assume Direct Costs of LEED Certification ONLY: http://www.josre.org/wp-content/uploads/2012/09/Cost_of_LEED_Analysis_of_Construction_Costs-JOSRE_v3-13.pdf | 3500 | 3500 | 0 | 0 | 0 | 0 | 0 | Assume no additional savings for LEED. Bonus incentive. Estimated savings from LG&E and KU projections and 2016 program data. | 0% | 1 | 0.5 | 0 | 0 | 0 | 0 | 0 | 0.5 | 0 | 0 | 0.5 | 0 | 0 | 0.5 | Both | Commercial | Large Office | All | New | 0 | 0 | 0 | OFFLGElecTotl | OFFSMGasHeat | LGE NonRes | 15 | 15 | Custom measure EULs ranges from 10 to 25 years depending on end use (NEEP EUL study by GDS 2007) | 1 | 1 | 0 | 37200 | 37200 | 37200 | 37200 | 37200 | 37200 | 37200 | 0 | 0 | 0 | 0 | 0 | 0 | 0 | 3500 | 3500 | 3500 | 3500 | 3500 | 3500 | 3500 | 0 | 0 | 0 | 0 | 0 | 0 | 0 | 0 | 0 | 0 | 0 | 0 | 0 | 0 | 0 | 0 | 0 | 0 | 0 | 0 | 0 | 0 | 0 | 0 | 0 | 0 | 0 | 0 | 18600 | 0 | 0 | 18600 | 0 | 0 | 18600 | 0 | 0 | 0 | 0 | 0 | 0 | 0 | 1750 | 0 | 0 | 1750 | 0 | 0 | 1750 | 0 | 0 | 0 | 0 | 0 | 0 | 0 | 0 | 0 | 0 | 0 | 0 | 0 | 0 | 0 | 0 | 0 | 0 | 0 | 0 | 0 | 0 | 0 | 0 | 0 | 0 | 0 | 0 | 0.5 | 55800 | 0 | 5250 | 0 | 0 | 0 | 0
41-LGE | LG&E-Commercial New Construction LEED 1 to 5 Points ≥25,000 sqft | Commercial New Construction LEED 1 to 5 Points - LEED Energy & Atmosphere, Credit 1 Category Optimize Energy Efficiency Performance | Non-LEED Building | Per Project | Per Project | Incremental Cost | 37200 | 0 | 37200 | 0 | 18600 | Assume Direct Costs of LEED Certification ONLY: http://www.josre.org/wp-content/uploads/2012/09/Cost_of_LEED_Analysis_of_Construction_Costs-JOSRE_v3-13.pdf | 4000 | 4000 | 0 | 0 | 0 | 0 | 0 | Assume no additional savings for LEED. Bonus incentive. Estimated savings from LG&E and KU projections and 2016 program data. | 0% | 1 | 0 | 0 | 0 | 0 | 0 | 0 | 0 | 0.5 | 0 | 0 | 0.5 | 0 | 0 | Both | Commercial | Large Office | All | New | 0 | 0 | 0 | OFFLGElecTotl | OFFSMGasHeat | LGE NonRes | 15 | 15 | Custom measure EULs ranges from 10 to 25 years depending on end use (NEEP EUL study by GDS 2007) | 1 | 1 | 0 | 37200 | 37200 | 37200 | 37200 | 37200 | 37200 | 37200 | 0 | 0 | 0 | 0 | 0 | 0 | 0 | 4000 | 4000 | 4000 | 4000 | 4000 | 4000 | 4000 | 0 | 0 | 0 | 0 | 0 | 0 | 0 | 0 | 0 | 0 | 0 | 0 | 0 | 0 | 0 | 0 | 0 | 0 | 0 | 0 | 0 | 0 | 0 | 0 | 0 | 0 | 0 | 0 | 0 | 18600 | 0 | 0 | 18600 | 0 | 0 | 0 | 0 | 0 | 0 | 0 | 0 | 0 | 0 | 2000 | 0 | 0 | 2000 | 0 | 0 | 0 | 0 | 0 | 0 | 0 | 0 | 0 | 0 | 0 | 0 | 0 | 0 | 0 | 0 | 0 | 0 | 0 | 0 | 0 | 0 | 0 | 0 | 0 | 0 | 0 | 0 | 0 | 0 | 0.5 | 37200 | 0 | 4000 | 0 | 0 | 0 | 0
42-LGE | LG&E-Commercial New Construction LEED 6 to 10 Points ≥25,000 sqft | Commercial New Construction LEED 6 to 10 Points - LEED Energy & Atmosphere, Credit 1 Category Optimize Energy Efficiency Performance | Non-LEED Building | Per Project | Per Project | Incremental Cost | 37200 | 0 | 37200 | 0 | 18600 | Assume Direct Costs of LEED Certification ONLY: http://www.josre.org/wp-content/uploads/2012/09/Cost_of_LEED_Analysis_of_Construction_Costs-JOSRE_v3-13.pdf | 6000 | 6000 | 0 | 0 | 0 | 0 | 0 | Assume no additional savings for LEED. Bonus incentive. Estimated savings from LG&E and KU projections and 2016 program data. | 0% | 1 | 0 | 0 | 0 | 0 | 0 | 0.5 | 0 | 0.5 | 0 | 0.5 | 0 | 0.5 | 0 | Both | Commercial | Large Office | All | New | 0 | 0 | 0 | OFFLGElecTotl | OFFSMGasHeat | LGE NonRes | 15 | 15 | Custom measure EULs ranges from 10 to 25 years depending on end use (NEEP EUL study by GDS 2007) | 1 | 1 | 0 | 37200 | 37200 | 37200 | 37200 | 37200 | 37200 | 37200 | 0 | 0 | 0 | 0 | 0 | 0 | 0 | 6000 | 6000 | 6000 | 6000 | 6000 | 6000 | 6000 | 0 | 0 | 0 | 0 | 0 | 0 | 0 | 0 | 0 | 0 | 0 | 0 | 0 | 0 | 0 | 0 | 0 | 0 | 0 | 0 | 0 | 0 | 0 | 0 | 0 | 0 | 0 | 0 | 0 | 18600 | 0 | 18600 | 0 | 18600 | 0 | 0 | 0 | 0 | 0 | 0 | 0 | 0 | 0 | 3000 | 0 | 3000 | 0 | 3000 | 0 | 0 | 0 | 0 | 0 | 0 | 0 | 0 | 0 | 0 | 0 | 0 | 0 | 0 | 0 | 0 | 0 | 0 | 0 | 0 | 0 | 0 | 0 | 0 | 0 | 0 | 0 | 0 | 0 | 0.5 | 55800 | 0 | 9000 | 0 | 0 | 0 | 0
43-LGE | LG&E-Commercial New Construction LEED 11 to 15 Points ≥25,000 sqft | Commercial New Construction LEED 11 to 15 Points - LEED Energy & Atmosphere, Credit 1 Category Optimize Energy Efficiency Performance | Non-LEED Building | Per Project | Per Project | Incremental Cost | 37200 | 0 | 37200 | 0 | 18600 | Assume Direct Costs of LEED Certification ONLY: http://www.josre.org/wp-content/uploads/2012/09/Cost_of_LEED_Analysis_of_Construction_Costs-JOSRE_v3-13.pdf | 8000 | 8000 | 0 | 0 | 0 | 0 | 0 | Assume no additional savings for LEED. Bonus incentive. Estimated savings from LG&E and KU projections and 2016 program data. | 0% | 1 | 0 | 0 | 0 | 0 | 0 | 0 | 0.5 | 0 | 0.5 | 0 | 0.5 | 0 | 0.5 | Both | Commercial | Large Office | All | New | 0 | 0 | 0 | OFFLGElecTotl | OFFSMGasHeat | LGE NonRes | 15 | 15 | Custom measure EULs ranges from 10 to 25 years depending on end use (NEEP EUL study by GDS 2007) | 1 | 1 | 0 | 37200 | 37200 | 37200 | 37200 | 37200 | 37200 | 37200 | 0 | 0 | 0 | 0 | 0 | 0 | 0 | 8000 | 8000 | 8000 | 8000 | 8000 | 8000 | 8000 | 0 | 0 | 0 | 0 | 0 | 0 | 0 | 0 | 0 | 0 | 0 | 0 | 0 | 0 | 0 | 0 | 0 | 0 | 0 | 0 | 0 | 0 | 0 | 0 | 0 | 0 | 0 | 0 | 18600 | 0 | 18600 | 0 | 18600 | 0 | 18600 | 0 | 0 | 0 | 0 | 0 | 0 | 0 | 4000 | 0 | 4000 | 0 | 4000 | 0 | 4000 | 0 | 0 | 0 | 0 | 0 | 0 | 0 | 0 | 0 | 0 | 0 | 0 | 0 | 0 | 0 | 0 | 0 | 0 | 0 | 0 | 0 | 0 | 0 | 0 | 0 | 0 | 0 | 0 | 1 | 74400 | 0 | 16000 | 0 | 0 | 0 | 0
44-LGE | LG&E-Commercial New Construction LEED 16+ Points ≥25,000 sqft | Commercial New Construction LEED 16+ Points - LEED Energy & Atmosphere, Credit 1 Category Optimize Energy Efficiency Performance | Non-LEED Building | Per Project | Per Project | Incremental Cost | 37200 | 0 | 37200 | 0 | 18600 | Assume Direct Costs of LEED Certification ONLY: http://www.josre.org/wp-content/uploads/2012/09/Cost_of_LEED_Analysis_of_Construction_Costs-JOSRE_v3-13.pdf | 10000 | 10000 | 0 | 0 | 0 | 0 | 0 | Assume no additional savings for LEED. Bonus incentive. Estimated savings from LG&E and KU projections and 2016 program data. | 0% | 1 | 1.5 | 0 | 0.5 | 0 | 0.25 | 0.5 | 0 | 0 | 0.5 | 0 | 0 | 0.5 | 0 | Both | Commercial | Large Office | Lighting | New | 0 | 0 | 0 | OFFLGElecTotl | OFFSMGasHeat | LGE NonRes | 15 | 15 | Custom measure EULs ranges from 10 to 25 years depending on end use (NEEP EUL study by GDS 2007) | 1 | 1 | 0 | 37200 | 37200 | 37200 | 37200 | 37200 | 37200 | 37200 | 0 | 0 | 0 | 0 | 0 | 0 | 0 | 10000 | 10000 | 10000 | 10000 | 10000 | 10000 | 10000 | 0 | 0 | 0 | 0 | 0 | 0 | 0 | 0 | 0 | 0 | 0 | 0 | 0 | 0 | 0 | 0 | 0 | 0 | 0 | 0 | 0 | 0 | 0 | 0 | 0 | 0 | 0 | 0 | 0 | 0 | 18600 | 0 | 0 | 18600 | 0 | 0 | 0 | 0 | 0 | 0 | 0 | 0 | 0 | 0 | 5000 | 0 | 0 | 5000 | 0 | 0 | 0 | 0 | 0 | 0 | 0 | 0 | 0 | 0 | 0 | 0 | 0 | 0 | 0 | 0 | 0 | 0 | 0 | 0 | 0 | 0 | 0 | 0 | 0 | 0 | 0 | 0 | 0 | 0.5 | 37200 | 0 | 10000 | 0 | 0 | 0 | 0
45-LGE | LG&E-LED Troffer | Any LED lamps or ballasts must also be ENERGY STAR® certified or listed on the Design Lights Consortium (DLC) qualified list. | 1-, 2-, 3-, or 4-Lamp 32w T8 | n/a | Per Unit | Incremental Cost | 67.125 | 0 | 67.125 | 0 | 33.5625 | Costs estimated from IL TRM v9: 4.5.4 LED Bulbs and Fixtures: LED Troffers | 10 | 10 | 0 | 0 | 114.5894 | 0.02735 | -1.5915 | Per unit savings estimate from IL TRM v10.0 "4.5.4 LED Bulbs and Fixtures" - use-specific input assumptions are for "Unknown" building/space type and Energy Star Fixtures | 0% | 1 | 0.5 | 0 | 0.5 | 0 | 0.25 | 0.5 | 0.5 | 0.5 | 0.1 | 0 | 0 | 0 | 0 | Electric | Commercial | Large Office | Lighting | Existing | 0 | 0 | 0 | OFFLGInLight | OFFSMGasHeat | LGE NonRes | 20 | 15 | Based on the DEER 2014 EUL database for the measure "Linear Fluorescent with Electronic Ballast" | 1 | 1 | 0 | 67.125 | 67.125 | 67.125 | 67.125 | 67.125 | 67.125 | 67.125 | 0 | 0 | 0 | 0 | 0 | 0 | 0 | 10 | 10 | 10 | 10 | 10 | 10 | 10 | 0 | 0 | 0 | 0 | 0 | 0 | 0 | 114.5894 | 114.5894 | 114.5894 | 114.5894 | 114.5894 | 114.5894 | 114.5894 | 0.02735 | 0.02735 | 0.02735 | 0.02735 | 0.02735 | 0.02735 | 0.02735 | 0 | 0 | 0 | 0 | 0 | 0 | 0 | 33.5625 | 33.5625 | 6.7125 | 0 | 0 | 0 | 0 | 0 | 0 | 0 | 0 | 0 | 0 | 0 | 5 | 5 | 1 | 0 | 0 | 0 | 0 | 0 | 0 | 0 | 0 | 0 | 0 | 0 | 57.2947 | 57.2947 | 11.4589 | 0 | 0 | 0 | 0 | 0.013675 | 0.013675 | 0.002735 | 0 | 0 | 0 | 0 | 0 | 0 | 0 | 0 | 0 | 0 | 0 | 1.1 | 73.8375 | 0 | 11 | 0 | 126.0483 | 0.030085 | 0
46-LGE | LG&E-LED High Bay | Any LED lamps or ballasts must also be ENERGY STAR® certified or listed on the Design Lights Consortium (DLC) qualified list. | High-bay luminaire with a high intensity discharge or fluorescent light-source | n/a | Per Unit | Incremental Cost | 326.082 | 0 | 326.082 | -2.17 | 163.041 | Costs estimated from Mid-Atlantic TRM v9: LED High-Bay Luminaires and Retrofit Kits; O&M impact - $32.50/lamp over 15 year max measure life | 25 | 25 | 0 | 0 | 2111.8968 | 0.32591 | -15.4168 | Per unit savings estimate from Mid-Atlantic TRM v9 "LED LED High-Bay Luminaires and Retrofit Kits" - use-specific input assumptions are average of all building types from Table D-3; Base and EE Wattage assumptions are average from IL TRM 4.5.4 LED Bulbs and Fixtures "LED Fixture Wattage, TOS Baseline and Incremental Cost Assumptions" Table | 0% | 1 | 0 | 0 | 0 | 0 | 0 | 0 | 0 | 0 | 0 | 0 | 0 | 0 | 0 | Electric | Commercial | Large Office | Lighting | Existing | 0 | 0 | 0 | OFFLGInLight | OFFSMGasHeat | LGE NonRes | 20 | 15 | Based on the DEER 2014 EUL database for the measure "HID Lighting (T-5)" | 1 | 1 | 0 | 326.082 | 326.082 | 326.082 | 326.082 | 326.082 | 326.082 | 326.082 | -2.17 | -2.17 | -2.17 | -2.17 | -2.17 | -2.17 | -2.17 | 25 | 25 | 25 | 25 | 25 | 25 | 25 | 0 | 0 | 0 | 0 | 0 | 0 | 0 | 2111.8968 | 2111.8968 | 2111.8968 | 2111.8968 | 2111.8968 | 2111.8968 | 2111.8968 | 0.32591 | 0.32591 | 0.32591 | 0.32591 | 0.32591 | 0.32591 | 0.32591 | 0 | 0 | 0 | 0 | 0 | 0 | 0 | 0 | 0 | 0 | 0 | 0 | 0 | 0 | 0 | 0 | 0 | 0 | 0 | 0 | 0 | 0 | 0 | 0 | 0 | 0 | 0 | 0 | 0 | 0 | 0 | 0 | 0 | 0 | 0 | 0 | 0 | 0 | 0 | 0 | 0 | 0 | 0 | 0 | 0 | 0 | 0 | 0 | 0 | 0 | 0 | 0 | 0 | 0 | 0 | 0 | 0 | 0 | 0 | 0 | 0 | 0 | 0 | 0
47-LGE | LG&E-LED Tube | Any LED lamps or ballasts must also be ENERGY STAR® certified or listed on the Design Lights Consortium (DLC) qualified list. | Existing four-foot linear fluorescent fixture | n/a | Per Unit | Incremental Cost | 30.205 | 0 | 30.205 | 0 | 15.1025 | Costs estimated from Mid-Atlantic TRM v9: LED Four-Foot Linear Replacement Lamps; | 3 | 3 | 0 | 0 | 39.4875 | 0.0060938 | -0.28826 | Per unit savings estimate from Mid-Atlantic TRM v9 "LED LED High-Bay Luminaires and Retrofit Kits" - use-specific input assumptions are average of all building types from Table D-3 | 0% | 1 | 0 | 0 | 0 | 6071.1429 | 3035.5714 | 3035.5 | 3035.5 | 3035.5 | 728.52 | 0 | 0 | 0 | 0 | Electric | Commercial | Large Office | Lighting | Existing | 0 | 0 | 0 | OFFLGInLight | OFFSMGasHeat | LGE NonRes | 20 | 15 | Based on the DEER 2014 EUL database for the measure "Linear Fluorescent with Electronic Ballast" | 1 | 1 | 0 | 30.205 | 30.205 | 30.205 | 30.205 | 30.205 | 30.205 | 30.205 | 0 | 0 | 0 | 0 | 0 | 0 | 0 | 3 | 3 | 3 | 3 | 3 | 3 | 3 | 0 | 0 | 0 | 0 | 0 | 0 | 0 | 39.4875 | 39.4875 | 39.4875 | 39.4875 | 39.4875 | 39.4875 | 39.4875 | 0.0060938 | 0.0060938 | 0.0060938 | 0.0060938 | 0.0060938 | 0.0060938 | 0.0060938 | 0 | 0 | 0 | 0 | 0 | 0 | 0 | 91687.2775 | 91687.2775 | 22004.9466 | 0 | 0 | 0 | 0 | 0 | 0 | 0 | 0 | 0 | 0 | 0 | 9106.5 | 9106.5 | 2185.56 | 0 | 0 | 0 | 0 | 0 | 0 | 0 | 0 | 0 | 0 | 0 | 119864.3062 | 119864.3062 | 28767.4335 | 0 | 0 | 0 | 0 | 18.4976 | 18.4976 | 4.4394 | 0 | 0 | 0 | 0 | 0 | 0 | 0 | 0 | 0 | 0 | 0 | 6799.52 | 205379.5016 | 0 | 20398.56 | 0 | 268496.046 | 41.4346 | 0
48-LGE | LG&E-Interior ≤ 10W | Any LED lamps or ballasts must also be ENERGY STAR® certified or listed on the Design Lights Consortium (DLC) qualified list. | Baseline Wall-Wash Fixtures or 2 ft F17T8 Standard Lamp | n/a | Per Unit | Incremental Cost | 36 | 0 | 36 | 0 | 18 | Costs estimated from IL TRM v10: "4.5.4 LED Bulbs and Fixtures;" LED Downlight Fixtures, LED Interior Directional, LED Linear Replacement Lamps, and LED Linear Ambient Fixtures | 5 | 5 | 0 | 0 | 167.1274 | 0.038548 | 0 | LG&E/KU Commercial Rebates Report - Appendix A | 0% | 1 | 0 | 0 | 0 | 7365.4286 | 7365.4286 | 7365.5 | 7365.5 | 7365.5 | 1767.72 | 0 | 0 | 0 | 0 | Electric | Commercial | Large Office | Lighting | Existing | 0 | 0 | 0 | OFFLGInLight | OFFSMGasHeat | LGE NonRes | 12 | 3 | Engineering calculation. Assuming a 10,000 hour lifetime and an average screw base hours of use for commercial buildings of 3856 hours per year. | 1 | 1 | 0 | 36 | 36 | 36 | 36 | 36 | 36 | 36 | 0 | 0 | 0 | 0 | 0 | 0 | 0 | 5 | 5 | 5 | 5 | 5 | 5 | 5 | 0 | 0 | 0 | 0 | 0 | 0 | 0 | 167.1274 | 167.1274 | 167.1274 | 167.1274 | 167.1274 | 167.1274 | 167.1274 | 0.038548 | 0.038548 | 0.038548 | 0.038548 | 0.038548 | 0.038548 | 0.038548 | 0 | 0 | 0 | 0 | 0 | 0 | 0 | 265158 | 265158 | 63637.92 | 0 | 0 | 0 | 0 | 0 | 0 | 0 | 0 | 0 | 0 | 0 | 36827.5 | 36827.5 | 8838.6 | 0 | 0 | 0 | 0 | 0 | 0 | 0 | 0 | 0 | 0 | 0 | 1230976.9699 | 1230976.9699 | 295434.4728 | 0 | 0 | 0 | 0 | 283.9218 | 283.9218 | 68.1412 | 0 | 0 | 0 | 0 | 0 | 0 | 0 | 0 | 0 | 0 | 0 | 16498.72 | 593953.92 | 0 | 82493.6 | 0 | 2757388.4125 | 635.9849 | 0
49-LGE | LG&E-Interior > 10W and < 50W | Any LED lamps or ballasts must also be ENERGY STAR® certified or listed on the Design Lights Consortium (DLC) qualified list. | Baseline Recessed, Surface, Pendant Downlights; Baseline Track Lighting; 4 ft F32T8 Standard Lamp; 4 ft F32T8/HO Standard Lamp; 1-, 2-, or 3-lamp 32w T8 | n/a | Per Unit | Incremental Cost | 36.2857 | 0 | 36.2857 | 0 | 18.1429 | Costs estimated from IL TRM v10: "4.5.4 LED Bulbs and Fixtures;" LED Downlight Fixtures, LED Interior Directional, LED Linear Replacement Lamps, and LED Linear Ambient Fixtures | 5 | 5 | 0 | 0 | 129.1201 | 0.062447 | 0 | LG&E/KU Commercial Rebates Report - Appendix A | 0% | 1 | 0 | 129481.5 | 116329 | 98232 | 98232 | 98232 | 98232 | 98232 | 23575.68 | 0 | 0 | 0 | 0 | Electric | Commercial | Large Office | Lighting | Existing | 0 | 0 | 0 | OFFLGInLight | OFFSMGasHeat | LGE NonRes | 12 | 3 | Engineering calculation. Assuming a 10,000 hour lifetime and an average screw base hours of use for commercial buildings of 3856 hours per year. | 1 | 1 | 0 | 36.2857 | 36.2857 | 36.2857 | 36.2857 | 36.2857 | 36.2857 | 36.2857 | 0 | 0 | 0 | 0 | 0 | 0 | 0 | 5 | 5 | 5 | 5 | 5 | 5 | 5 | 0 | 0 | 0 | 0 | 0 | 0 | 0 | 129.1201 | 129.1201 | 129.1201 | 129.1201 | 129.1201 | 129.1201 | 129.1201 | 0.062447 | 0.062447 | 0.062447 | 0.062447 | 0.062447 | 0.062447 | 0.062447 | 0 | 0 | 0 | 0 | 0 | 0 | 0 | 3564418.2857 | 3564418.2857 | 855460.3886 | 0 | 0 | 0 | 0 | 0 | 0 | 0 | 0 | 0 | 0 | 0 | 491160 | 491160 | 117878.4 | 0 | 0 | 0 | 0 | 0 | 0 | 0 | 0 | 0 | 0 | 0 | 12683724.2788 | 12683724.2788 | 3044093.8269 | 0 | 0 | 0 | 0 | 6134.3228 | 6134.3228 | 1472.2375 | 0 | 0 | 0 | 0 | 0 | 0 | 0 | 0 | 0 | 0 | 0 | 220039.68 | 7984296.96 | 0 | 1100198.4 | 0 | 28411542.3844 | 13740.883 | 0
50-LGE | LG&E-Interior ≥ 50W | Any LED lamps or ballasts must also be ENERGY STAR® certified or listed on the Design Lights Consortium (DLC) qualified list. | 4 ft T5HO 2L-F54T5HO or T5HO 3L-F54T5HO | n/a | Per Unit | Incremental Cost | 152 | 0 | 152 | 0 | 76 | Costs estimated from IL TRM v10: "4.5.4 LED Bulbs and Fixtures;" LED Downlight Fixtures, LED Interior Directional, LED Linear Replacement Lamps, and LED Linear Ambient Fixtures | 6 | 6 | 0 | 0 | 208.3513 | 0.044389 | 0 | LG&E/KU Commercial Rebates Report - Appendix A | 0% | 1 | 14810.5 | 16109 | 12611 | 12185.1429 | 12185.1429 | 12185 | 12185 | 12185 | 2924.4 | 0 | 0 | 0 | 0 | Electric | Commercial | Large Office | Lighting | Existing | 0 | 0 | 0 | OFFLGInLight | OFFSMGasHeat | LGE NonRes | 12 | 3 | Engineering calculation. Assuming a 10,000 hour lifetime and an average screw base hours of use for commercial buildings of 3856 hours per year. | 1 | 1 | 0 | 152 | 152 | 152 | 152 | 152 | 152 | 152 | 0 | 0 | 0 | 0 | 0 | 0 | 0 | 6 | 6 | 6 | 6 | 6 | 6 | 6 | 0 | 0 | 0 | 0 | 0 | 0 | 0 | 208.3513 | 208.3513 | 208.3513 | 208.3513 | 208.3513 | 208.3513 | 208.3513 | 0.044389 | 0.044389 | 0.044389 | 0.044389 | 0.044389 | 0.044389 | 0.044389 | 0 | 0 | 0 | 0 | 0 | 0 | 0 | 1852120 | 1852120 | 444508.8 | 0 | 0 | 0 | 0 | 0 | 0 | 0 | 0 | 0 | 0 | 0 | 73110 | 73110 | 17546.4 | 0 | 0 | 0 | 0 | 0 | 0 | 0 | 0 | 0 | 0 | 0 | 2538760.0451 | 2538760.0451 | 609302.4108 | 0 | 0 | 0 | 0 | 540.8748 | 540.8748 | 129.8099 | 0 | 0 | 0 | 0 | 0 | 0 | 0 | 0 | 0 | 0 | 0 | 27294.4 | 4148748.8 | 0 | 163766.4 | 0 | 5686822.501 | 1211.5595 | 0
51-LGE | LG&E-Exterior: LED Other | Any LED lamps or ballasts must also be ENERGY STAR® certified or listed on the Design Lights Consortium (DLC) qualified list. | Exterior flood or spot fixture with a high intensity discharge or PAR light-source | n/a | Per Unit | Incremental Cost | 18.5 | 0 | 18.5 | 0 | 9.25 | Average of all "Exterior LED Flood and Spot Luminaires" costs from Mid-Atlantic TRM | 13 | 13 | 0 | 0 | 634.5047 | 0 | 0 | LG&E/KU Commercial Rebates Report - Appendix A | 0% | 1 | 178033 | 60822 | 30900.5 | 28446.8571 | 28446.8571 | 28447 | 28447 | 28447 | 6827.28 | 0 | 0 | 0 | 0 | Electric | Commercial | Large Office | Lighting | Existing | 0 | 0 | 0 | OFFLGInLight | OFFSMGasHeat | LGE NonRes | 20 | 15 | 2015/2016 Xcel Demand-Side Management Plan, Electric and Natural Gas. pg. 516; Commercial Prescriptive Retrofit Lighting; LED Exterior Wall Pack 26W - 60W measure | 1 | 1 | 0 | 18.5 | 18.5 | 18.5 | 18.5 | 18.5 | 18.5 | 18.5 | 0 | 0 | 0 | 0 | 0 | 0 | 0 | 13 | 13 | 13 | 13 | 13 | 13 | 13 | 0 | 0 | 0 | 0 | 0 | 0 | 0 | 634.5047 | 634.5047 | 634.5047 | 634.5047 | 634.5047 | 634.5047 | 634.5047 | 0 | 0 | 0 | 0 | 0 | 0 | 0 | 0 | 0 | 0 | 0 | 0 | 0 | 0 | 526269.5 | 526269.5 | 126304.68 | 0 | 0 | 0 | 0 | 0 | 0 | 0 | 0 | 0 | 0 | 0 | 369811 | 369811 | 88754.64 | 0 | 0 | 0 | 0 | 0 | 0 | 0 | 0 | 0 | 0 | 0 | 18049756.0632 | 18049756.0632 | 4331941.4552 | 0 | 0 | 0 | 0 | 0 | 0 | 0 | 0 | 0 | 0 | 0 | 0 | 0 | 0 | 0 | 0 | 0 | 0 | 63721.28 | 1178843.68 | 0 | 828376.64 | 0 | 40431453.5815 | 0 | 0
52-LGE | LG&E-Wall Pack & Canopy Fixtures ≤ 150W | Any LED lamps or ballasts must also be ENERGY STAR® certified or listed on the Design Lights Consortium (DLC) qualified list. | A parking garage or canopy luminaire with a high intensity discharge light-source | n/a | Per Unit | Incremental Cost | 631 | 0 | 631 | -2.8653 | 315.5 | Equipment and O&M costs pulled directly from Mid Atlantic TRM V9: LED Parking Garage/Canopy Luminaires and Retrofit Kit | 20 | 20 | 0 | 0 | 465.773 | 0.0385 | 0 | Per unit savings estimate from Mid-Atlantic TRM v9 "LED Parking Garage/Canopy Luminaires and Retrofit Kits" | 0% | 1 | 5615 | 8584 | 7688 | 4529.1429 | 4529.1429 | 4529 | 4529 | 4529 | 1086.96 | 0 | 0 | 0 | 0 | Electric | Commercial | Large Office | Lighting | Existing | 0 | 0 | 0 | OFFLGInLight | OFFSMGasHeat | LGE NonRes | 8 | 15 | Based on the DEER 2014 EUL database for the measure "Occupancy sensors" | 1 | 1 | 0 | 631 | 631 | 631 | 631 | 631 | 631 | 631 | -2.8653 | -2.8653 | -2.8653 | -2.8653 | -2.8653 | -2.8653 | -2.8653 | 20 | 20 | 20 | 20 | 20 | 20 | 20 | 0 | 0 | 0 | 0 | 0 | 0 | 0 | 465.773 | 465.773 | 465.773 | 465.773 | 465.773 | 465.773 | 465.773 | 0.0385 | 0.0385 | 0.0385 | 0.0385 | 0.0385 | 0.0385 | 0.0385 | 0 | 0 | 0 | 0 | 0 | 0 | 0 | 2857799 | 2857799 | 685871.76 | 0 | 0 | 0 | 0 | -12977.0947 | -12977.0947 | -3114.5027 | 0 | 0 | 0 | 0 | 90580 | 90580 | 21739.2 | 0 | 0 | 0 | 0 | 0 | 0 | 0 | 0 | 0 | 0 | 0 | 2109485.917 | 2109485.917 | 506276.6201 | 0 | 0 | 0 | 0 | 174.3665 | 174.3665 | 41.848 | 0 | 0 | 0 | 0 | 0 | 0 | 0 | 0 | 0 | 0 | 0 | 10144.96 | 6401469.76 | -29068.6921 | 202899.2 | 0 | 4725248.4541 | 390.581 | 0
53-LGE | LG&E-Wall Pack & Canopy Fixtures > 150W | Any LED lamps or ballasts must also be ENERGY STAR® certified or listed on the Design Lights Consortium (DLC) qualified list. | A parking garage or canopy luminaire with a high intensity discharge light-source | n/a | Per Unit | Incremental Cost | 1846 | 0 | 1846 | -2.8653 | 923 | Mid Atlantic TRM V9 (see BizRebates_Costs_Savings tab) - "LED Parking Garage/Canopy Luminaires and Retrofit Kits" | 30 | 30 | 0 | 0 | 998.085 | 0.0825 | 0 | Per unit savings estimate from Mid-Atlantic TRM v9 "LED Parking Garage/Canopy Luminaires and Retrofit Kits" | 0% | 1 | 0 | 0 | 0 | 655.7143 | 327.8571 | 0 | 0.5 | 0.5 | 0.12 | 0 | 0 | 0 | 0 | Electric | Commercial | Large Office | Lighting | Existing | 0 | 0 | 0 | OFFLGInLight | OFFSMGasHeat | LGE NonRes | 8 | 15 | Based on the DEER 2014 EUL database for the measure "Occupancy sensors" | 1 | 1 | 0 | 1846 | 1846 | 1846 | 1846 | 1846 | 1846 | 1846 | -2.8653 | -2.8653 | -2.8653 | -2.8653 | -2.8653 | -2.8653 | -2.8653 | 30 | 30 | 30 | 30 | 30 | 30 | 30 | 0 | 0 | 0 | 0 | 0 | 0 | 0 | 998.085 | 998.085 | 998.085 | 998.085 | 998.085 | 998.085 | 998.085 | 0.0825 | 0.0825 | 0.0825 | 0.0825 | 0.0825 | 0.0825 | 0.0825 | 0 | 0 | 0 | 0 | 0 | 0 | 0 | 923 | 923 | 221.52 | 0 | 0 | 0 | 0 | -1.4327 | -1.4327 | -0.34384 | 0 | 0 | 0 | 0 | 15 | 15 | 3.6 | 0 | 0 | 0 | 0 | 0 | 0 | 0 | 0 | 0 | 0 | 0 | 499.0425 | 499.0425 | 119.7702 | 0 | 0 | 0 | 0 | 0.04125 | 0.04125 | 0.0099 | 0 | 0 | 0 | 0 | 0 | 0 | 0 | 0 | 0 | 0 | 0 | 1.12 | 2067.52 | -3.2092 | 33.6 | 0 | 1117.8552 | 0.0924 | 0
54-LGE | LG&E-Small Business Kits | Small Business Kits | No kit | 0 | Per Unit | Incremental Cost | 0 | 0 | 0 | 0 | 0 | Email from John 11/4/21; ~$100/kit with savings of ~339 kWh/kit. | 0 | 0 | 0 | 0 | 339 | 0 | 0 | Email from John 11/4/21; ~$100/kit with savings of ~339 kWh/kit. | 0% | 1 | 0 | 0 | 0 | 0 | 0 | 1250 | 0 | 0 | 0 | 0 | 0 | 0 | 0 | Electric | Commercial | Large Office | Lighting | Existing | 0 | 0 | 0 | OFFLGInLight | OFFSMGasHeat | LGE NonRes | 8 | 15 | Based on the DEER 2014 EUL database for the measure "Occupancy sensors" | 1 | 1 | 0 | 0 | 0 | 0 | 0 | 0 | 0 | 0 | 0 | 0 | 0 | 0 | 0 | 0 | 0 | 0 | 0 | 0 | 0 | 0 | 0 | 0 | 0 | 0 | 0 | 0 | 0 | 0 | 0 | 339 | 339 | 339 | 339 | 339 | 339 | 339 | 0 | 0 | 0 | 0 | 0 | 0 | 0 | 0 | 0 | 0 | 0 | 0 | 0 | 0 | 0 | 0 | 0 | 0 | 0 | 0 | 0 | 0 | 0 | 0 | 0 | 0 | 0 | 0 | 0 | 0 | 0 | 0 | 0 | 0 | 0 | 0 | 0 | 0 | 0 | 0 | 0 | 0 | 0 | 0 | 0 | 0 | 0 | 0 | 0 | 0 | 0 | 0 | 0 | 0 | 0 | 0 | 0 | 0 | 0 | 0 | 0 | 0 | 0 | 0 | 0 | 0 | 0 | 0 | 0 | 0 | 0
55-LGE | LG&E-LED Pole Light ≤ 250W | Any LED lamps or ballasts must also be ENERGY STAR® certified or listed on the Design Lights Consortium (DLC) qualified list. | Outdoor pole/arm- or wall-mounted luminaire with a high intensity discharge light-source | n/a | Per Unit | Incremental Cost | 489 | 0 | 489 | -2.03 | 244.5 | Costs estimated from Mid-Atlantic TRM v9: LED Outdoor Pole/Arm- or Wall-Mounted Area and Roadway Lighting Luminaires and Retrofit Kits; Cost is average of "LED Fixtures up to 150 W" and "LED Fixtures between 150W to 265W" | 35 | 35 | 0 | 0 | 313.772 | 0 | 0 | Per unit savings estimate from Mid-Atlantic TRM v9 "LED Outdoor Pole/Arm- or Wall-Mounted Area and Roadway Lighting Luminaires and Retrofit Kits" | 0% | 1 | 0 | 0 | 0 | 0 | 0 | 0 | 0 | 0 | 0 | 0 | 0 | 0 | 0 | Electric | Commercial | Large Office | Lighting | Existing | 0 | 0 | 0 | OFFLGInLight | OFFSMGasHeat | LGE NonRes | 19 | 15 | NWPPC 6th Plan | 1 | 1 | 0 | 489 | 489 | 489 | 489 | 489 | 489 | 489 | -2.03 | -2.03 | -2.03 | -2.03 | -2.03 | -2.03 | -2.03 | 35 | 35 | 35 | 35 | 35 | 35 | 35 | 0 | 0 | 0 | 0 | 0 | 0 | 0 | 313.772 | 313.772 | 313.772 | 313.772 | 313.772 | 313.772 | 313.772 | 0 | 0 | 0 | 0 | 0 | 0 | 0 | 0 | 0 | 0 | 0 | 0 | 0 | 0 | 0 | 0 | 0 | 0 | 0 | 0 | 0 | 0 | 0 | 0 | 0 | 0 | 0 | 0 | 0 | 0 | 0 | 0 | 0 | 0 | 0 | 0 | 0 | 0 | 0 | 0 | 0 | 0 | 0 | 0 | 0 | 0 | 0 | 0 | 0 | 0 | 0 | 0 | 0 | 0 | 0 | 0 | 0 | 0 | 0 | 0 | 0 | 0 | 0 | 0 | 0 | 0 | 0 | 0 | 0 | 0 | 0
56-LGE | LG&E-LED Pole Light > 250W | Any LED lamps or ballasts must also be ENERGY STAR® certified or listed on the Design Lights Consortium (DLC) qualified list. | Outdoor pole/arm- or wall-mounted luminaire with a high intensity discharge light-source | n/a | Per Unit | Incremental Cost | 750 | 0 | 750 | -2.03 | 375 | Costs estimated from Mid-Atlantic TRM v9: LED LED Outdoor Pole/Arm- or Wall-Mounted Area and Roadway Lighting Luminaires and Retrofit Kits; Cost is for "LED Fixtures between 150W to 265W" | 55 | 55 | 0 | 0 | 952.999 | 0 | 0 | Per unit savings estimate from Mid-Atlantic TRM v9 "LED Outdoor Pole/Arm- or Wall-Mounted Area and Roadway Lighting Luminaires and Retrofit Kits" | 0% | 1 | 0 | 0 | 0 | 750.8571 | 375.4286 | 375.5 | 375.5 | 375.5 | 375.5 | 375.5 | 375.5 | 375.5 | 375.5 | Electric | Commercial | Large Office | Lighting | Existing | 0 | 0 | 0 | OFFLGInLight | OFFSMGasHeat | LGE NonRes | 19 | 15 | NWPPC 6th Plan | 1 | 1 | 0 | 750 | 750 | 750 | 750 | 750 | 750 | 750 | -2.03 | -2.03 | -2.03 | -2.03 | -2.03 | -2.03 | -2.03 | 55 | 55 | 55 | 55 | 55 | 55 | 55 | 0 | 0 | 0 | 0 | 0 | 0 | 0 | 952.999 | 952.999 | 952.999 | 952.999 | 952.999 | 952.999 | 952.999 | 0 | 0 | 0 | 0 | 0 | 0 | 0 | 0 | 0 | 0 | 0 | 0 | 0 | 0 | 281625 | 281625 | 281625 | 281625 | 281625 | 281625 | 281625 | -762.265 | -762.265 | -762.265 | -762.265 | -762.265 | -762.265 | -762.265 | 20652.5 | 20652.5 | 20652.5 | 20652.5 | 20652.5 | 20652.5 | 20652.5 | 0 | 0 | 0 | 0 | 0 | 0 | 0 | 357851.1245 | 357851.1245 | 357851.1245 | 357851.1245 | 357851.1245 | 357851.1245 | 357851.1245 | 0 | 0 | 0 | 0 | 0 | 0 | 0 | 0 | 0 | 0 | 0 | 0 | 0 | 0 | 1126.5 | 1971375 | -5335.855 | 144567.5 | 0 | 2504957.8715 | 0 | 0
|  | 0.54 | 0.72 | [13 empty] | 54.5689
|  | 0.49 | 0.66
|  | 0.46 | 0.56 | kW Savings
|  | 6.48 | 8.64 | Source: Custom Incentive Example from Aquila
|  | 5.88 | 7.92 | Program | Breakdown | Option 1 | Option 2 | Option 3
|  | 5.52 | 6.72 |  | Per kWh | 0.05 | 0.08 | 0.1
[5 empty] | Per kW | 200 | 300 | 400
[5 empty] | Per Therms | 1 | 1.25 | 1.5
|  |  |  | Managed Custom - Large (Industrial) | kWh | 14369.9882 | 22991.9811 | 28739.9764
[5 empty] | kW | 6115.091 | 9172.6365 | 12230.182
[5 empty] | Therms | 758.2753 | 947.8441 | 1137.4129
|  |  |  | Managed Custom - Small (Commercial) | kWh | 3698.4961 | 5917.5938 | 7396.9922
[5 empty] | kW | 2476.1463 | 3714.2195 | 4952.2926
[5 empty] | Therms | 838.607 | 1048.2588 | 1257.9105
|  |  |  | Managed Custom - Agriculture | kWh | 4276.4026 | 6842.2441 | 8552.8052
[5 empty] | kW | 1773.8828 | 2660.8241 | 3547.7655
[5 empty] | Therms | 833.7759 | 1042.2198 | 1250.6638
[6 empty] | kWh | kW
[6 empty] | 1 | 0.00027312
[6 empty] | 0.05 | 200
Industrial (non-opt out participation) assume 1% increase to current levels.
| 101% | For audit, prescriptive and custom measures only.
Note on AA34: Aquila Velonis: Program projection data from LG&E and KU

## NonRes Midstream Lighting
Merged together in Business Rebates. (Small business audit and midstream lighting). Modeled separately for flexibility. _Measure Details_Measure ID | __Measure Name | __Measure Description/Qualification | __Base Equipment | __Per Unit Assumption | _First Year Costs_Full or Incremental Cost | __Full/Incremental Equipment Cost (Per Unit) | __Full/Incremental Labor Cost (Per Unit) | __Full/Incremental Cost (Per Unit) | __Incremental Annual O&M (Per Unit) | __50% of Incremental Cost | __Cost Sources | __Current Incentive | __Proposed Incentive Level | __Dealer Incentive | __Implementation Cost | _First Year Energy Savings_Electric kWh Savings Per Unit | __Electric kW Savings Per Unit | __Natural Gas Therms Savings Per Unit | __Energy Savings Source | _Participation Assumptions_Escalation Rate | __Number of Unit Per Participant | 1__2017 | 2__2018 | 3__2019 | 4__2020 | __Projected 2021 | __Projected 2022 | __Projected 2023 | __Participation 2024 | __Participation 2025 | __Participation 2026 | __Participation 2027 | __Participation 2028 | __Participation 2029 | __Participation 2030 | _Modeling Measure-level Inputs_Fuel Type | __Sector | __Segment | __Enduse | __Construction Type | __Potential Study Measure Name | __Potential Study Measure Description | __Potential Study Baseline Description | __Electric Load Shape | __Natural Gas Load Shape | __Customer Rate Class | __Measure Life | __Baseline Life | __Life Source | _Measure Tier Share_Tier Share | _Measure Fuel Weights_Electric Share | __Natural Gas Share | Per Unit_Incremental Costs_2024 | Per Unit_Incremental Costs_2025 | Per Unit_Incremental Costs_2026 | Per Unit_Incremental Costs_2027 | Per Unit_Incremental Costs_2028 | Per Unit_Incremental Costs_2029 | Per Unit_Incremental Costs_2030 | Per Unit_Incremental Annual O&M_2024 | Per Unit_Incremental Annual O&M_2025 | Per Unit_Incremental Annual O&M_2026 | Per Unit_Incremental Annual O&M_2027 | Per Unit_Incremental Annual O&M_2028 | Per Unit_Incremental Annual O&M_2029 | Per Unit_Incremental Annual O&M_2030 | Per Unit_Customer & Dealer Incentives_2024 | Per Unit_Customer & Dealer Incentives_2025 | Per Unit_Customer & Dealer Incentives_2026 | Per Unit_Customer & Dealer Incentives_2027 | Per Unit_Customer & Dealer Incentives_2028 | Per Unit_Customer & Dealer Incentives_2029 | Per Unit_Customer & Dealer Incentives_2030 | Per Unit_Implementation Cost_2024 | Per Unit_Implementation Cost_2025 | Per Unit_Implementation Cost_2026 | Per Unit_Implementation Cost_2027 | Per Unit_Implementation Cost_2028 | Per Unit_Implementation Cost_2029 | Per Unit_Implementation Cost_2030 | Per Unit_kWh _2024 | Per Unit_kWh _2025 | Per Unit_kWh _2026 | Per Unit_kWh _2027 | Per Unit_kWh _2028 | Per Unit_kWh _2029 | Per Unit_kWh _2030 | Per Unit_kW_2024 | Per Unit_kW_2025 | Per Unit_kW_2026 | Per Unit_kW_2027 | Per Unit_kW_2028 | Per Unit_kW_2029 | Per Unit_kW_2030 | Per Unit_Therms_2024 | Per Unit_Therms_2025 | Per Unit_Therms_2026 | Per Unit_Therms_2027 | Per Unit_Therms_2028 | Per Unit_Therms_2029 | Per Unit_Therms_2030 | Program_Incremental Costs_2024 | Program_Incremental Costs_2025 | Program_Incremental Costs_2026 | Program_Incremental Costs_2027 | Program_Incremental Costs_2028 | Program_Incremental Costs_2029 | Program_Incremental Costs_2030 | Program_Incremental Annual O&M_2024 | Program_Incremental Annual O&M_2025 | Program_Incremental Annual O&M_2026 | Program_Incremental Annual O&M_2027 | Program_Incremental Annual O&M_2028 | Program_Incremental Annual O&M_2029 | Program_Incremental Annual O&M_2030 | Program_Customer & Dealer Incentives_2024 | Program_Customer & Dealer Incentives_2025 | Program_Customer & Dealer Incentives_2026 | Program_Customer & Dealer Incentives_2027 | Program_Customer & Dealer Incentives_2028 | Program_Customer & Dealer Incentives_2029 | Program_Customer & Dealer Incentives_2030 | Program_Implementation Costs_2024 | Program_Implementation Costs_2025 | Program_Implementation Costs_2026 | Program_Implementation Costs_2027 | Program_Implementation Costs_2028 | Program_Implementation Costs_2029 | Program_Implementation Costs_2030 | Program_kWh _2024 | Program_kWh _2025 | Program_kWh _2026 | Program_kWh _2027 | Program_kWh _2028 | Program_kWh _2029 | Program_kWh _2030 | Program_kW_2024 | Program_kW_2025 | Program_kW_2026 | Program_kW_2027 | Program_kW_2028 | Program_kW_2029 | Program_kW_2030 | Program_Therms_2024 | Program_Therms_2025 | Program_Therms_2026 | Program_Therms_2027 | Program_Therms_2028 | Program_Therms_2029 | Program_Therms_2030 | _Total Plan Summary 2024-2030_Participation | __Incremental Costs ($) | __Incremental Annual O&M ($) | __Customer & Dealer Incentives ($) | __Implementation Costs ($) | __Electric kWh Benefits | __Electric kW Peak Demand Benefits | __Natural Gas Therms Benefits
Nonresidential Midstream Lighting | [52 empty] | Costs | [27 empty] | Electric Benefits | [6 empty] | Electric Peak Demand Benefits | [6 empty] | Natural Gas Benefits | [6 empty] | Costs | [27 empty] | Electric Benefits | [6 empty] | Electric Peak Demand Benefits | [6 empty] | Natural Gas Benefits
Merged together in Business Rebates. (Small business audit and midstream lighting). Modeled separately for flexibility. | [21 empty] | 1 | 2 | 3 | 4 | [27 empty] | Per Unit | Per Unit | Per Unit | Per Unit | Per Unit | Per Unit | Per Unit | Per Unit | Per Unit | Per Unit | Per Unit | Per Unit | Per Unit | Per Unit | Per Unit | Per Unit | Per Unit | Per Unit | Per Unit | Per Unit | Per Unit | Per Unit | Per Unit | Per Unit | Per Unit | Per Unit | Per Unit | Per Unit | Per Unit | Per Unit | Per Unit | Per Unit | Per Unit | Per Unit | Per Unit | Per Unit | Per Unit | Per Unit | Per Unit | Per Unit | Per Unit | Per Unit | Per Unit | Per Unit | Per Unit | Per Unit | Per Unit | Per Unit | Per Unit | Program | Program | Program | Program | Program | Program | Program | Program | Program | Program | Program | Program | Program | Program | Program | Program | Program | Program | Program | Program | Program | Program | Program | Program | Program | Program | Program | Program | Program | Program | Program | Program | Program | Program | Program | Program | Program | Program | Program | Program | Program | Program | Program | Program | Program | Program | Program | Program | Program
Measure Details |  |  |  |  | First Year Costs | [10 empty] | First Year Energy Savings |  |  |  | Participation Assumptions | [15 empty] | Modeling Measure-level Inputs | [13 empty] | Measure Tier Share | Measure Fuel Weights |  | Incremental Costs | Incremental Costs | Incremental Costs | Incremental Costs | Incremental Costs | Incremental Costs | Incremental Costs | Incremental Annual O&M | Incremental Annual O&M | Incremental Annual O&M | Incremental Annual O&M | Incremental Annual O&M | Incremental Annual O&M | Incremental Annual O&M | Customer & Dealer Incentives | Customer & Dealer Incentives | Customer & Dealer Incentives | Customer & Dealer Incentives | Customer & Dealer Incentives | Customer & Dealer Incentives | Customer & Dealer Incentives | Implementation Cost | Implementation Cost | Implementation Cost | Implementation Cost | Implementation Cost | Implementation Cost | Implementation Cost | kWh | kWh | kWh | kWh | kWh | kWh | kWh | kW | kW | kW | kW | kW | kW | kW | Therms | Therms | Therms | Therms | Therms | Therms | Therms | Incremental Costs | Incremental Costs | Incremental Costs | Incremental Costs | Incremental Costs | Incremental Costs | Incremental Costs | Incremental Annual O&M | Incremental Annual O&M | Incremental Annual O&M | Incremental Annual O&M | Incremental Annual O&M | Incremental Annual O&M | Incremental Annual O&M | Customer & Dealer Incentives | Customer & Dealer Incentives | Customer & Dealer Incentives | Customer & Dealer Incentives | Customer & Dealer Incentives | Customer & Dealer Incentives | Customer & Dealer Incentives | Implementation Costs | Implementation Costs | Implementation Costs | Implementation Costs | Implementation Costs | Implementation Costs | Implementation Costs | kWh | kWh | kWh | kWh | kWh | kWh | kWh | kW | kW | kW | kW | kW | kW | kW | Therms | Therms | Therms | Therms | Therms | Therms | Therms | Total Plan Summary 2024-2030
Measure ID | Measure Name | Measure Description/Qualification | Base Equipment | Per Unit Assumption | Full or Incremental Cost | Full/Incremental Equipment Cost (Per Unit) | Full/Incremental Labor Cost (Per Unit) | Full/Incremental Cost (Per Unit) | Incremental Annual O&M (Per Unit) | 50% of Incremental Cost | Cost Sources | Current Incentive | Proposed Incentive Level | Dealer Incentive | Implementation Cost | Electric kWh Savings Per Unit | Electric kW Savings Per Unit | Natural Gas Therms Savings Per Unit | Energy Savings Source | Escalation Rate | Number of Unit Per Participant | 2017 | 2018 | 2019 | 2020 | Projected 2021 | Projected 2022 | Projected 2023 | Participation 2024 | Participation 2025 | Participation 2026 | Participation 2027 | Participation 2028 | Participation 2029 | Participation 2030 | Fuel Type | Sector | Segment | Enduse | Construction Type | Potential Study Measure Name | Potential Study Measure Description | Potential Study Baseline Description | Electric Load Shape | Natural Gas Load Shape | Customer Rate Class | Measure Life | Baseline Life | Life Source | Tier Share | Electric Share | Natural Gas Share | 2024 | 2025 | 2026 | 2027 | 2028 | 2029 | 2030 | 2024 | 2025 | 2026 | 2027 | 2028 | 2029 | 2030 | 2024 | 2025 | 2026 | 2027 | 2028 | 2029 | 2030 | 2024 | 2025 | 2026 | 2027 | 2028 | 2029 | 2030 | 2024 | 2025 | 2026 | 2027 | 2028 | 2029 | 2030 | 2024 | 2025 | 2026 | 2027 | 2028 | 2029 | 2030 | 2024 | 2025 | 2026 | 2027 | 2028 | 2029 | 2030 | 2024 | 2025 | 2026 | 2027 | 2028 | 2029 | 2030 | 2024 | 2025 | 2026 | 2027 | 2028 | 2029 | 2030 | 2024 | 2025 | 2026 | 2027 | 2028 | 2029 | 2030 | 2024 | 2025 | 2026 | 2027 | 2028 | 2029 | 2030 | 2024 | 2025 | 2026 | 2027 | 2028 | 2029 | 2030 | 2024 | 2025 | 2026 | 2027 | 2028 | 2029 | 2030 | 2024 | 2025 | 2026 | 2027 | 2028 | 2029 | 2030 | Participation | Incremental Costs ($) | Incremental Annual O&M ($) | Customer & Dealer Incentives ($) | Implementation Costs ($) | Electric kWh Benefits | Electric kW Peak Demand Benefits | Natural Gas Therms Benefits
1 | LED Troffer | Any LED lamps or ballasts must also be ENERGY STAR® certified or listed on the Design Lights Consortium (DLC) qualified list. | 1-, 2-, 3-, or 4-Lamp 32w T8 | Per Unit | Incremental Cost | 67.125 | 0 | 67.125 | 0 | 33.5625 | Costs estimated from IL TRM v9: 4.5.4 LED Bulbs and Fixtures: LED Troffers | 10 | 10 | 0 | 0 | 114.5894 | 0.02735 | -1.5915 | Per unit savings estimate from IL TRM v10.0 "4.5.4 LED Bulbs and Fixtures" - use-specific input assumptions are for "Unknown" building/space type and Energy Star Fixtures | 20% | 1 | [7 empty] | 0 | 0 | 0.96 | 1.392 | 1.392 | 1.1136 | 0.89088 | Electric | Commercial | Large Office | Lighting | Existing |  |  |  | OFFLGInLight | OFFSMGasDHW | LGE NonRes | 20 | 15 | Based on the DEER 2014 EUL database for the measure "Linear Fluorescent with Electronic Ballast" | 100% | 100% | 0% | 67.125 | 67.125 | 67.125 | 67.125 | 67.125 | 67.125 | 67.125 | 0 | 0 | 0 | 0 | 0 | 0 | 0 | 10 | 10 | 10 | 10 | 10 | 10 | 10 | 0 | 0 | 0 | 0 | 0 | 0 | 0 | 114.5894 | 114.5894 | 114.5894 | 114.5894 | 114.5894 | 114.5894 | 114.5894 | 0.02735 | 0.02735 | 0.02735 | 0.02735 | 0.02735 | 0.02735 | 0.02735 | 0 | 0 | 0 | 0 | 0 | 0 | 0 | 0 | 0 | 64.44 | 93.438 | 93.438 | 74.7504 | 59.8003 | 0 | 0 | 0 | 0 | 0 | 0 | 0 | 0 | 0 | 9.6 | 13.92 | 13.92 | 11.136 | 8.9088 | 0 | 0 | 0 | 0 | 0 | 0 | 0 | 0 | 0 | 110.0058 | 159.5084 | 159.5084 | 127.6067 | 102.0854 | 0 | 0 | 0.026256 | 0.038071 | 0.038071 | 0.030456 | 0.024365 | 0 | 0 | 0 | 0 | 0 | 0 | 0 | 5.7485 | 385.8667 | 0 | 57.4848 | 0 | 658.7147 | 0.15722 | 0 | TRUE | TRUE | TRUE | TRUE | TRUE | TRUE | TRUE | TRUE
2 | LED High Bay | Any LED lamps or ballasts must also be ENERGY STAR® certified or listed on the Design Lights Consortium (DLC) qualified list. | High-bay luminaire with a high intensity discharge or fluorescent light-source | Per Unit | Incremental Cost | 326.082 | 0 | 326.082 | -2.17 | 163.041 | Costs estimated from Mid-Atlantic TRM v9: LED High-Bay Luminaires and Retrofit Kits; O&M impact - $32.50/lamp over 15 year max measure life | 25 | 25 | 0 | 0 | 2111.8968 | 0.32591 | -15.4168 | Per unit savings estimate from Mid-Atlantic TRM v9 "LED LED High-Bay Luminaires and Retrofit Kits" - use-specific input assumptions are average of all building types from Table D-3; Base and EE Wattage assumptions are average from IL TRM 4.5.4 LED Bulbs and Fixtures "LED Fixture Wattage, TOS Baseline and Incremental Cost Assumptions" Table | 20% | 1 | [7 empty] | 0 | 0 | 0 | 0 | 0 | 0 | 0 | Electric | Commercial | Large Office | Lighting | Existing |  |  |  | OFFLGInLight | OFFSMGasDHW | LGE NonRes | 20 | 15 | Based on the DEER 2014 EUL database for the measure "HID Lighting (T-5)" | 100% | 100% | 0% | 326.082 | 326.082 | 326.082 | 326.082 | 326.082 | 326.082 | 326.082 | -2.17 | -2.17 | -2.17 | -2.17 | -2.17 | -2.17 | -2.17 | 25 | 25 | 25 | 25 | 25 | 25 | 25 | [7 empty] | 2111.8968 | 2111.8968 | 2111.8968 | 2111.8968 | 2111.8968 | 2111.8968 | 2111.8968 | 0.32591 | 0.32591 | 0.32591 | 0.32591 | 0.32591 | 0.32591 | 0.32591 | 0 | 0 | 0 | 0 | 0 | 0 | 0 | 0 | 0 | 0 | 0 | 0 | 0 | 0 | 0 | 0 | 0 | 0 | 0 | 0 | 0 | 0 | 0 | 0 | 0 | 0 | 0 | 0 | 0 | 0 | 0 | 0 | 0 | 0 | 0 | 0 | 0 | 0 | 0 | 0 | 0 | 0 | 0 | 0 | 0 | 0 | 0 | 0 | 0 | 0 | 0 | 0 | 0 | 0 | 0 | 0 | 0 | 0 | 0 | 0 | 0 | 0 | 0 | 0 | TRUE | TRUE | TRUE | TRUE | TRUE | TRUE | TRUE | TRUE
3 | LED Tube | Any LED lamps or ballasts must also be ENERGY STAR® certified or listed on the Design Lights Consortium (DLC) qualified list. | Existing four-foot linear fluorescent fixture | Per Unit | Incremental Cost | 30.205 | 0 | 30.205 | 0 | 15.1025 | Costs estimated from Mid-Atlantic TRM v9: LED Four-Foot Linear Replacement Lamps; | 3 | 3 | 0 | 0 | 39.4875 | 0.0060938 | -0.28826 | Per unit savings estimate from Mid-Atlantic TRM v9 "LED LED High-Bay Luminaires and Retrofit Kits" - use-specific input assumptions are average of all building types from Table D-3 | 20% | 1 | [7 empty] | 0 | 0 | 5828.16 | 8742.24 | 8742.24 | 6993.792 | 5595.0336 | Electric | Commercial | Large Office | Lighting | Existing |  |  |  | OFFLGInLight | OFFSMGasDHW | LGE NonRes | 20 | 15 | Based on the DEER 2014 EUL database for the measure "Linear Fluorescent with Electronic Ballast" | 100% | 100% | 0% | 30.205 | 30.205 | 30.205 | 30.205 | 30.205 | 30.205 | 30.205 | 0 | 0 | 0 | 0 | 0 | 0 | 0 | 3 | 3 | 3 | 3 | 3 | 3 | 3 | [7 empty] | 39.4875 | 39.4875 | 39.4875 | 39.4875 | 39.4875 | 39.4875 | 39.4875 | 0.0060938 | 0.0060938 | 0.0060938 | 0.0060938 | 0.0060938 | 0.0060938 | 0.0060938 | 0 | 0 | 0 | 0 | 0 | 0 | 0 | 0 | 0 | 176039.5728 | 264059.3592 | 264059.3592 | 211247.4874 | 168997.9899 | 0 | 0 | 0 | 0 | 0 | 0 | 0 | 0 | 0 | 17484.48 | 26226.72 | 26226.72 | 20981.376 | 16785.1008 | 0 | 0 | 0 | 0 | 0 | 0 | 0 | 0 | 0 | 230139.468 | 345209.202 | 345209.202 | 276167.3616 | 220933.8893 | 0 | 0 | 35.5153 | 53.273 | 53.273 | 42.6184 | 34.0947 | 0 | 0 | 0 | 0 | 0 | 0 | 0 | 35901.4656 | 1084403.7684 | 0 | 107704.3968 | 0 | 1417659.1229 | 218.7746 | 0 | TRUE | TRUE | TRUE | TRUE | TRUE | TRUE | TRUE | TRUE
4 | Interior ≤ 10W | Any LED lamps or ballasts must also be ENERGY STAR® certified or listed on the Design Lights Consortium (DLC) qualified list. | Baseline Wall-Wash Fixtures or 2 ft F17T8 Standard Lamp | Per Unit | Incremental Cost | 36 | 0 | 36 | 0 | 18 | Costs estimated from IL TRM v10: "4.5.4 LED Bulbs and Fixtures;" LED Downlight Fixtures, LED Interior Directional, LED Linear Replacement Lamps, and LED Linear Ambient Fixtures | 5 | 5 | 0 | 0 | 167.1274 | 0.038548 | 0 | LG&E/KU Commercial Rebates Report - Appendix A | 20% | 1 | [7 empty] | 0 | 0 | 14141.76 | 21212.64 | 21212.64 | 16970.112 | 13576.0896 | Electric | Commercial | Large Office | Lighting | Existing |  |  |  | OFFLGInLight | OFFSMGasDHW | LGE NonRes | 12 | 3 | Engineering calculation. Assuming a 10,000 hour lifetime and an average screw base hours of use for commercial buildings of 3856 hours per year. | 100% | 100% | 0% | 36 | 36 | 36 | 36 | 36 | 36 | 36 | 0 | 0 | 0 | 0 | 0 | 0 | 0 | 5 | 5 | 5 | 5 | 5 | 5 | 5 | [7 empty] | 167.1274 | 167.1274 | 167.1274 | 167.1274 | 167.1274 | 167.1274 | 167.1274 | 0.038548 | 0.038548 | 0.038548 | 0.038548 | 0.038548 | 0.038548 | 0.038548 | 0 | 0 | 0 | 0 | 0 | 0 | 0 | 0 | 0 | 509103.36 | 763655.04 | 763655.04 | 610924.032 | 488739.2256 | 0 | 0 | 0 | 0 | 0 | 0 | 0 | 0 | 0 | 70708.8 | 106063.2 | 106063.2 | 84850.56 | 67880.448 | 0 | 0 | 0 | 0 | 0 | 0 | 0 | 0 | 0 | 2363475.7822 | 3545213.6733 | 3545213.6733 | 2836170.9386 | 2268936.7509 | 0 | 0 | 545.1299 | 817.6949 | 817.6949 | 654.1559 | 523.3247 | 0 | 0 | 0 | 0 | 0 | 0 | 0 | 87113.2416 | 3136076.6976 | 0 | 435566.208 | 0 | 14559010.8181 | 3358.0004 | 0 | TRUE | TRUE | TRUE | TRUE | TRUE | TRUE | TRUE | TRUE
5 | Interior > 10W and < 50W | Any LED lamps or ballasts must also be ENERGY STAR® certified or listed on the Design Lights Consortium (DLC) qualified list. | Baseline Recessed, Surface, Pendant Downlights; Baseline Track Lighting; 4 ft F32T8 Standard Lamp; 4 ft F32T8/HO Standard Lamp; 1-, 2-, or 3-lamp 32w T8 | Per Unit | Incremental Cost | 36.2857 | 0 | 36.2857 | 0 | 18.1429 | Costs estimated from IL TRM v10: "4.5.4 LED Bulbs and Fixtures;" LED Downlight Fixtures, LED Interior Directional, LED Linear Replacement Lamps, and LED Linear Ambient Fixtures | 5 | 5 | 0 | 0 | 129.1201 | 0.062447 | 0 | LG&E/KU Commercial Rebates Report - Appendix A | 20% | 1 | [7 empty] | 0 | 0 | 188605.44 | 282908.16 | 282908.16 | 226326.528 | 181061.2224 | Electric | Commercial | Large Office | Lighting | Existing |  |  |  | OFFLGInLight | OFFSMGasDHW | LGE NonRes | 12 | 3 | Engineering calculation. Assuming a 10,000 hour lifetime and an average screw base hours of use for commercial buildings of 3856 hours per year. | 100% | 100% | 0% | 36.2857 | 36.2857 | 36.2857 | 36.2857 | 36.2857 | 36.2857 | 36.2857 | 0 | 0 | 0 | 0 | 0 | 0 | 0 | 5 | 5 | 5 | 5 | 5 | 5 | 5 | [7 empty] | 129.1201 | 129.1201 | 129.1201 | 129.1201 | 129.1201 | 129.1201 | 129.1201 | 0.062447 | 0.062447 | 0.062447 | 0.062447 | 0.062447 | 0.062447 | 0.062447 | 0 | 0 | 0 | 0 | 0 | 0 | 0 | 0 | 0 | 6843683.1086 | 10265524.6629 | 10265524.6629 | 8212419.7303 | 6569935.7842 | 0 | 0 | 0 | 0 | 0 | 0 | 0 | 0 | 0 | 943027.2 | 1414540.8 | 1414540.8 | 1131632.64 | 905306.112 | 0 | 0 | 0 | 0 | 0 | 0 | 0 | 0 | 0 | 24352750.6152 | 36529125.9228 | 36529125.9228 | 29223300.7383 | 23378640.5906 | 0 | 0 | 11777.8997 | 17666.8496 | 17666.8496 | 14133.4796 | 11306.7837 | 0 | 0 | 0 | 0 | 0 | 0 | 0 | 1161809.5104 | 42157087.9488 | 0 | 5809047.552 | 0 | 150012943.7898 | 72551.8622 | 0 | TRUE | TRUE | TRUE | TRUE | TRUE | TRUE | TRUE | TRUE
6 | Interior ≥ 50W | Any LED lamps or ballasts must also be ENERGY STAR® certified or listed on the Design Lights Consortium (DLC) qualified list. | 4 ft T5HO 2L-F54T5HO or T5HO 3L-F54T5HO | Per Unit | Incremental Cost | 152 | 0 | 152 | 0 | 76 | Costs estimated from IL TRM v10: "4.5.4 LED Bulbs and Fixtures;" LED Downlight Fixtures, LED Interior Directional, LED Linear Replacement Lamps, and LED Linear Ambient Fixtures | 6 | 6 | 0 | 0 | 208.3513 | 0.044389 | 0 | LG&E/KU Commercial Rebates Report - Appendix A | 20% | 1 | [7 empty] | 0 | 0 | 23395.2 | 35092.8 | 35092.8 | 28074.24 | 22459.392 | Electric | Commercial | Large Office | Lighting | Existing |  |  |  | OFFLGInLight | OFFSMGasDHW | LGE NonRes | 12 | 3 | Engineering calculation. Assuming a 10,000 hour lifetime and an average screw base hours of use for commercial buildings of 3856 hours per year. | 100% | 100% | 0% | 152 | 152 | 152 | 152 | 152 | 152 | 152 | 0 | 0 | 0 | 0 | 0 | 0 | 0 | 6 | 6 | 6 | 6 | 6 | 6 | 6 | [7 empty] | 208.3513 | 208.3513 | 208.3513 | 208.3513 | 208.3513 | 208.3513 | 208.3513 | 0.044389 | 0.044389 | 0.044389 | 0.044389 | 0.044389 | 0.044389 | 0.044389 | 0 | 0 | 0 | 0 | 0 | 0 | 0 | 0 | 0 | 3556070.4 | 5334105.6 | 5334105.6 | 4267284.48 | 3413827.584 | 0 | 0 | 0 | 0 | 0 | 0 | 0 | 0 | 0 | 140371.2 | 210556.8 | 210556.8 | 168445.44 | 134756.352 | 0 | 0 | 0 | 0 | 0 | 0 | 0 | 0 | 0 | 4874419.2866 | 7311628.9298 | 7311628.9298 | 5849303.1439 | 4679442.5151 | 0 | 0 | 1038.4796 | 1557.7193 | 1557.7193 | 1246.1755 | 996.9404 | 0 | 0 | 0 | 0 | 0 | 0 | 0 | 144114.432 | 21905393.664 | 0 | 864686.592 | 0 | 30026422.8052 | 6397.0341 | 0 | TRUE | TRUE | TRUE | TRUE | TRUE | TRUE | TRUE | TRUE
7 | Exterior: LED Other | Any LED lamps or ballasts must also be ENERGY STAR® certified or listed on the Design Lights Consortium (DLC) qualified list. | Exterior flood or spot fixture with a high intensity discharge or PAR light-source | Per Unit | Incremental Cost | 18.5 | 0 | 18.5 | 0 | 9.25 | Average of all "Exterior LED Flood and Spot Luminaires" costs from Mid-Atlantic TRM | 13 | 13 | 0 | 0 | 634.5047 | 0 | 0 | LG&E/KU Commercial Rebates Report - Appendix A | 20% | 1 | [7 empty] | 0 | 0 | 54618.24 | 81927.36 | 81927.36 | 65541.888 | 52433.5104 | Electric | Commercial | Large Office | Lighting | Existing |  |  |  | OFFLGInLight | OFFSMGasDHW | LGE NonRes | 20 | 15 | 2015/2016 Xcel Demand-Side Management Plan, Electric and Natural Gas. pg. 516; Commercial Prescriptive Retrofit Lighting; LED Exterior Wall Pack 26W - 60W measure | 100% | 100% | 0% | 18.5 | 18.5 | 18.5 | 18.5 | 18.5 | 18.5 | 18.5 | 0 | 0 | 0 | 0 | 0 | 0 | 0 | 13 | 13 | 13 | 13 | 13 | 13 | 13 | [7 empty] | 634.5047 | 634.5047 | 634.5047 | 634.5047 | 634.5047 | 634.5047 | 634.5047 | 0 | 0 | 0 | 0 | 0 | 0 | 0 | 0 | 0 | 0 | 0 | 0 | 0 | 0 | 0 | 0 | 1010437.44 | 1515656.16 | 1515656.16 | 1212524.928 | 970019.9424 | 0 | 0 | 0 | 0 | 0 | 0 | 0 | 0 | 0 | 710037.12 | 1065055.68 | 1065055.68 | 852044.544 | 681635.6352 | 0 | 0 | 0 | 0 | 0 | 0 | 0 | 0 | 0 | 34655531.6413 | 51983297.462 | 51983297.462 | 41586637.9696 | 33269310.3757 | 0 | 0 | 0 | 0 | 0 | 0 | 0 | 0 | 0 | 0 | 0 | 0 | 0 | 0 | 336448.3584 | 6224294.6304 | 0 | 4373828.6592 | 0 | 213478074.9105 | 0 | 0 | TRUE | TRUE | TRUE | TRUE | TRUE | TRUE | TRUE | TRUE
8 | Wall Pack & Canopy Fixtures ≤ 150W | Any LED lamps or ballasts must also be ENERGY STAR® certified or listed on the Design Lights Consortium (DLC) qualified list. | A parking garage or canopy luminaire with a high intensity discharge light-source | Per Unit | Incremental Cost | 631 | 0 | 631 | -2.8653 | 315.5 | Equipment and O&M costs pulled directly from Mid Atlantic TRM V9: LED Parking Garage/Canopy Luminaires and Retrofit Kit | 20 | 20 | 0 | 0 | 465.773 | 0.0385 | 0 | Per unit savings estimate from Mid-Atlantic TRM v9 "LED Parking Garage/Canopy Luminaires and Retrofit Kits" | 20% | 1 | [7 empty] | 0 | 0 | 8695.68 | 13043.52 | 13043.52 | 10434.816 | 8347.8528 | Electric | Commercial | Large Office | Lighting | Existing |  |  |  | OFFLGInLight | OFFSMGasDHW | LGE NonRes | 8 | 15 | Based on the DEER 2014 EUL database for the measure "Occupancy sensors" | 100% | 100% | 0% | 631 | 631 | 631 | 631 | 631 | 631 | 631 | -2.8653 | -2.8653 | -2.8653 | -2.8653 | -2.8653 | -2.8653 | -2.8653 | 20 | 20 | 20 | 20 | 20 | 20 | 20 | [7 empty] | 465.773 | 465.773 | 465.773 | 465.773 | 465.773 | 465.773 | 465.773 | 0.0385 | 0.0385 | 0.0385 | 0.0385 | 0.0385 | 0.0385 | 0.0385 | 0 | 0 | 0 | 0 | 0 | 0 | 0 | 0 | 0 | 5486974.08 | 8230461.12 | 8230461.12 | 6584368.896 | 5267495.1168 | 0 | 0 | -24916.0218 | -37374.0326 | -37374.0326 | -29899.2261 | -23919.3809 | 0 | 0 | 173913.6 | 260870.4 | 260870.4 | 208696.32 | 166957.056 | 0 | 0 | 0 | 0 | 0 | 0 | 0 | 0 | 0 | 4050212.9606 | 6075319.441 | 6075319.441 | 4860255.5528 | 3888204.4422 | 0 | 0 | 334.7837 | 502.1755 | 502.1755 | 401.7404 | 321.3923 | 0 | 0 | 0 | 0 | 0 | 0 | 0 | 53565.3888 | 33799760.3328 | -153482.694 | 1071307.776 | 0 | 24949311.8375 | 2062.2675 | 0 | TRUE | TRUE | TRUE | TRUE | TRUE | TRUE | TRUE | TRUE
9 | Wall Pack & Canopy Fixtures > 150W | Any LED lamps or ballasts must also be ENERGY STAR® certified or listed on the Design Lights Consortium (DLC) qualified list. | A parking garage or canopy luminaire with a high intensity discharge light-source | Per Unit | Incremental Cost | 1846 | 0 | 1846 | -2.8653 | 923 | Mid Atlantic TRM V9 (see BizRebates_Costs_Savings tab) - "LED Parking Garage/Canopy Luminaires and Retrofit Kits" | 30 | 30 | 0 | 0 | 998.085 | 0.0825 | 0 | Per unit savings estimate from Mid-Atlantic TRM v9 "LED Parking Garage/Canopy Luminaires and Retrofit Kits" | 20% | 1 | [7 empty] | 0 | 0 | 0.96 | 1.44 | 1.44 | 1.152 | 0.9216 | Electric | Commercial | Large Office | Lighting | Existing |  |  |  | OFFLGInLight | OFFSMGasDHW | LGE NonRes | 8 | 15 | Based on the DEER 2014 EUL database for the measure "Occupancy sensors" | 100% | 100% | 0% | 1846 | 1846 | 1846 | 1846 | 1846 | 1846 | 1846 | -2.8653 | -2.8653 | -2.8653 | -2.8653 | -2.8653 | -2.8653 | -2.8653 | 30 | 30 | 30 | 30 | 30 | 30 | 30 | [7 empty] | 998.085 | 998.085 | 998.085 | 998.085 | 998.085 | 998.085 | 998.085 | 0.0825 | 0.0825 | 0.0825 | 0.0825 | 0.0825 | 0.0825 | 0.0825 | 0 | 0 | 0 | 0 | 0 | 0 | 0 | 0 | 0 | 1772.16 | 2658.24 | 2658.24 | 2126.592 | 1701.2736 | 0 | 0 | -2.7507 | -4.1261 | -4.1261 | -3.3009 | -2.6407 | 0 | 0 | 28.8 | 43.2 | 43.2 | 34.56 | 27.648 | 0 | 0 | 0 | 0 | 0 | 0 | 0 | 0 | 0 | 958.1616 | 1437.2424 | 1437.2424 | 1149.7939 | 919.8351 | 0 | 0 | 0.0792 | 0.1188 | 0.1188 | 0.09504 | 0.076032 | 0 | 0 | 0 | 0 | 0 | 0 | 0 | 5.9136 | 10916.5056 | -16.9444 | 177.408 | 0 | 5902.2755 | 0.48787 | 0 | TRUE | TRUE | TRUE | TRUE | TRUE | TRUE | TRUE | TRUE
1-KU | KU - LED Troffer | Any LED lamps or ballasts must also be ENERGY STAR® certified or listed on the Design Lights Consortium (DLC) qualified list. | 1-, 2-, 3-, or 4-Lamp 32w T8 | Per Unit | Incremental Cost | 67.125 | 0 | 67.125 | 0 | 33.5625 | Costs estimated from IL TRM v9: 4.5.4 LED Bulbs and Fixtures: LED Troffers | 10 | 10 | 0 | 0 | 114.5894 | 0.02735 | -1.5915 | Per unit savings estimate from IL TRM v10.0 "4.5.4 LED Bulbs and Fixtures" - use-specific input assumptions are for "Unknown" building/space type and Energy Star Fixtures | 20% | 1 | [7 empty] | 0 | 0 | 0.48 | 0.696 | 0.696 | 0.5568 | 0.44544 | Electric | Commercial | Large Office | Lighting | Existing |  |  |  | OFFLGInLight | OFFSMGasDHW | KU NonRes | 20 | 15 | Based on the DEER 2014 EUL database for the measure "Linear Fluorescent with Electronic Ballast" | 100% | 100% | 0% | 67.125 | 67.125 | 67.125 | 67.125 | 67.125 | 67.125 | 67.125 | 0 | 0 | 0 | 0 | 0 | 0 | 0 | 10 | 10 | 10 | 10 | 10 | 10 | 10 | 0 | 0 | 0 | 0 | 0 | 0 | 0 | 114.5894 | 114.5894 | 114.5894 | 114.5894 | 114.5894 | 114.5894 | 114.5894 | 0.02735 | 0.02735 | 0.02735 | 0.02735 | 0.02735 | 0.02735 | 0.02735 | 0 | 0 | 0 | 0 | 0 | 0 | 0 | 0 | 0 | 32.22 | 46.719 | 46.719 | 37.3752 | 29.9002 | 0 | 0 | 0 | 0 | 0 | 0 | 0 | 0 | 0 | 4.8 | 6.96 | 6.96 | 5.568 | 4.4544 | 0 | 0 | 0 | 0 | 0 | 0 | 0 | 0 | 0 | 55.0029 | 79.7542 | 79.7542 | 63.8034 | 51.0427 | 0 | 0 | 0.013128 | 0.019035 | 0.019035 | 0.015228 | 0.012183 | 0 | 0 | 0 | 0 | 0 | 0 | 0 | 2.8742 | 192.9334 | 0 | 28.7424 | 0 | 329.3574 | 0.078609 | 0
2-KU | KU - LED High Bay | Any LED lamps or ballasts must also be ENERGY STAR® certified or listed on the Design Lights Consortium (DLC) qualified list. | High-bay luminaire with a high intensity discharge or fluorescent light-source | Per Unit | Incremental Cost | 326.082 | 0 | 326.082 | -2.17 | 163.041 | Costs estimated from Mid-Atlantic TRM v9: LED High-Bay Luminaires and Retrofit Kits; O&M impact - $32.50/lamp over 15 year max measure life | 25 | 25 | 0 | 0 | 2111.8968 | 0.32591 | -15.4168 | Per unit savings estimate from Mid-Atlantic TRM v9 "LED LED High-Bay Luminaires and Retrofit Kits" - use-specific input assumptions are average of all building types from Table D-3; Base and EE Wattage assumptions are average from IL TRM 4.5.4 LED Bulbs and Fixtures "LED Fixture Wattage, TOS Baseline and Incremental Cost Assumptions" Table | 20% | 1 | [7 empty] | 0 | 0 | 0 | 0 | 0 | 0 | 0 | Electric | Commercial | Large Office | Lighting | Existing |  |  |  | OFFLGInLight | OFFSMGasDHW | KU NonRes | 20 | 15 | Based on the DEER 2014 EUL database for the measure "HID Lighting (T-5)" | 100% | 100% | 0% | 326.082 | 326.082 | 326.082 | 326.082 | 326.082 | 326.082 | 326.082 | -2.17 | -2.17 | -2.17 | -2.17 | -2.17 | -2.17 | -2.17 | 25 | 25 | 25 | 25 | 25 | 25 | 25 | [7 empty] | 2111.8968 | 2111.8968 | 2111.8968 | 2111.8968 | 2111.8968 | 2111.8968 | 2111.8968 | 0.32591 | 0.32591 | 0.32591 | 0.32591 | 0.32591 | 0.32591 | 0.32591 | 0 | 0 | 0 | 0 | 0 | 0 | 0 | 0 | 0 | 0 | 0 | 0 | 0 | 0 | 0 | 0 | 0 | 0 | 0 | 0 | 0 | 0 | 0 | 0 | 0 | 0 | 0 | 0 | 0 | 0 | 0 | 0 | 0 | 0 | 0 | 0 | 0 | 0 | 0 | 0 | 0 | 0 | 0 | 0 | 0 | 0 | 0 | 0 | 0 | 0 | 0 | 0 | 0 | 0 | 0 | 0 | 0 | 0 | 0 | 0 | 0 | 0 | 0 | 0
3-KU | KU - LED Tube | Any LED lamps or ballasts must also be ENERGY STAR® certified or listed on the Design Lights Consortium (DLC) qualified list. | Existing four-foot linear fluorescent fixture | Per Unit | Incremental Cost | 30.205 | 0 | 30.205 | 0 | 15.1025 | Costs estimated from Mid-Atlantic TRM v9: LED Four-Foot Linear Replacement Lamps; | 3 | 3 | 0 | 0 | 39.4875 | 0.0060938 | -0.28826 | Per unit savings estimate from Mid-Atlantic TRM v9 "LED LED High-Bay Luminaires and Retrofit Kits" - use-specific input assumptions are average of all building types from Table D-3 | 20% | 1 | [7 empty] | 0 | 0 | 2914.08 | 4371.12 | 4371.12 | 3496.896 | 2797.5168 | Electric | Commercial | Large Office | Lighting | Existing |  |  |  | OFFLGInLight | OFFSMGasDHW | KU NonRes | 20 | 15 | Based on the DEER 2014 EUL database for the measure "Linear Fluorescent with Electronic Ballast" | 100% | 100% | 0% | 30.205 | 30.205 | 30.205 | 30.205 | 30.205 | 30.205 | 30.205 | 0 | 0 | 0 | 0 | 0 | 0 | 0 | 3 | 3 | 3 | 3 | 3 | 3 | 3 | [7 empty] | 39.4875 | 39.4875 | 39.4875 | 39.4875 | 39.4875 | 39.4875 | 39.4875 | 0.0060938 | 0.0060938 | 0.0060938 | 0.0060938 | 0.0060938 | 0.0060938 | 0.0060938 | 0 | 0 | 0 | 0 | 0 | 0 | 0 | 0 | 0 | 88019.7864 | 132029.6796 | 132029.6796 | 105623.7437 | 84498.9949 | 0 | 0 | 0 | 0 | 0 | 0 | 0 | 0 | 0 | 8742.24 | 13113.36 | 13113.36 | 10490.688 | 8392.5504 | 0 | 0 | 0 | 0 | 0 | 0 | 0 | 0 | 0 | 115069.734 | 172604.601 | 172604.601 | 138083.6808 | 110466.9446 | 0 | 0 | 17.7577 | 26.6365 | 26.6365 | 21.3092 | 17.0474 | 0 | 0 | 0 | 0 | 0 | 0 | 0 | 17950.7328 | 542201.8842 | 0 | 53852.1984 | 0 | 708829.5614 | 109.3873 | 0
4-KU | KU - Interior ≤ 10W | Any LED lamps or ballasts must also be ENERGY STAR® certified or listed on the Design Lights Consortium (DLC) qualified list. | Baseline Wall-Wash Fixtures or 2 ft F17T8 Standard Lamp | Per Unit | Incremental Cost | 36 | 0 | 36 | 0 | 18 | Costs estimated from IL TRM v10: "4.5.4 LED Bulbs and Fixtures;" LED Downlight Fixtures, LED Interior Directional, LED Linear Replacement Lamps, and LED Linear Ambient Fixtures | 5 | 5 | 0 | 0 | 167.1274 | 0.038548 | 0 | LG&E/KU Commercial Rebates Report - Appendix A | 20% | 1 | [7 empty] | 0 | 0 | 7070.88 | 10606.32 | 10606.32 | 8485.056 | 6788.0448 | Electric | Commercial | Large Office | Lighting | Existing |  |  |  | OFFLGInLight | OFFSMGasDHW | KU NonRes | 12 | 3 | Engineering calculation. Assuming a 10,000 hour lifetime and an average screw base hours of use for commercial buildings of 3856 hours per year. | 100% | 100% | 0% | 36 | 36 | 36 | 36 | 36 | 36 | 36 | 0 | 0 | 0 | 0 | 0 | 0 | 0 | 5 | 5 | 5 | 5 | 5 | 5 | 5 | [7 empty] | 167.1274 | 167.1274 | 167.1274 | 167.1274 | 167.1274 | 167.1274 | 167.1274 | 0.038548 | 0.038548 | 0.038548 | 0.038548 | 0.038548 | 0.038548 | 0.038548 | 0 | 0 | 0 | 0 | 0 | 0 | 0 | 0 | 0 | 254551.68 | 381827.52 | 381827.52 | 305462.016 | 244369.6128 | 0 | 0 | 0 | 0 | 0 | 0 | 0 | 0 | 0 | 35354.4 | 53031.6 | 53031.6 | 42425.28 | 33940.224 | 0 | 0 | 0 | 0 | 0 | 0 | 0 | 0 | 0 | 1181737.8911 | 1772606.8366 | 1772606.8366 | 1418085.4693 | 1134468.3754 | 0 | 0 | 272.565 | 408.8474 | 408.8474 | 327.078 | 261.6624 | 0 | 0 | 0 | 0 | 0 | 0 | 0 | 43556.6208 | 1568038.3488 | 0 | 217783.104 | 0 | 7279505.4091 | 1679.0002 | 0
5-KU | KU - Interior > 10W and < 50W | Any LED lamps or ballasts must also be ENERGY STAR® certified or listed on the Design Lights Consortium (DLC) qualified list. | Baseline Recessed, Surface, Pendant Downlights; Baseline Track Lighting; 4 ft F32T8 Standard Lamp; 4 ft F32T8/HO Standard Lamp; 1-, 2-, or 3-lamp 32w T8 | Per Unit | Incremental Cost | 36.2857 | 0 | 36.2857 | 0 | 18.1429 | Costs estimated from IL TRM v10: "4.5.4 LED Bulbs and Fixtures;" LED Downlight Fixtures, LED Interior Directional, LED Linear Replacement Lamps, and LED Linear Ambient Fixtures | 5 | 5 | 0 | 0 | 129.1201 | 0.062447 | 0 | LG&E/KU Commercial Rebates Report - Appendix A | 20% | 1 | [7 empty] | 0 | 0 | 94302.72 | 141454.08 | 141454.08 | 113163.264 | 90530.6112 | Electric | Commercial | Large Office | Lighting | Existing |  |  |  | OFFLGInLight | OFFSMGasDHW | KU NonRes | 12 | 3 | Engineering calculation. Assuming a 10,000 hour lifetime and an average screw base hours of use for commercial buildings of 3856 hours per year. | 100% | 100% | 0% | 36.2857 | 36.2857 | 36.2857 | 36.2857 | 36.2857 | 36.2857 | 36.2857 | 0 | 0 | 0 | 0 | 0 | 0 | 0 | 5 | 5 | 5 | 5 | 5 | 5 | 5 | [7 empty] | 129.1201 | 129.1201 | 129.1201 | 129.1201 | 129.1201 | 129.1201 | 129.1201 | 0.062447 | 0.062447 | 0.062447 | 0.062447 | 0.062447 | 0.062447 | 0.062447 | 0 | 0 | 0 | 0 | 0 | 0 | 0 | 0 | 0 | 3421841.5543 | 5132762.3314 | 5132762.3314 | 4106209.8651 | 3284967.8921 | 0 | 0 | 0 | 0 | 0 | 0 | 0 | 0 | 0 | 471513.6 | 707270.4 | 707270.4 | 565816.32 | 452653.056 | 0 | 0 | 0 | 0 | 0 | 0 | 0 | 0 | 0 | 12176375.3076 | 18264562.9614 | 18264562.9614 | 14611650.3691 | 11689320.2953 | 0 | 0 | 5888.9499 | 8833.4248 | 8833.4248 | 7066.7398 | 5653.3919 | 0 | 0 | 0 | 0 | 0 | 0 | 0 | 580904.7552 | 21078543.9744 | 0 | 2904523.776 | 0 | 75006471.8949 | 36275.9311 | 0
6-KU | KU - Interior ≥ 50W | Any LED lamps or ballasts must also be ENERGY STAR® certified or listed on the Design Lights Consortium (DLC) qualified list. | 4 ft T5HO 2L-F54T5HO or T5HO 3L-F54T5HO | Per Unit | Incremental Cost | 152 | 0 | 152 | 0 | 76 | Costs estimated from IL TRM v10: "4.5.4 LED Bulbs and Fixtures;" LED Downlight Fixtures, LED Interior Directional, LED Linear Replacement Lamps, and LED Linear Ambient Fixtures | 6 | 6 | 0 | 0 | 208.3513 | 0.044389 | 0 | LG&E/KU Commercial Rebates Report - Appendix A | 20% | 1 | [7 empty] | 0 | 0 | 11697.6 | 17546.4 | 17546.4 | 14037.12 | 11229.696 | Electric | Commercial | Large Office | Lighting | Existing |  |  |  | OFFLGInLight | OFFSMGasDHW | KU NonRes | 12 | 3 | Engineering calculation. Assuming a 10,000 hour lifetime and an average screw base hours of use for commercial buildings of 3856 hours per year. | 100% | 100% | 0% | 152 | 152 | 152 | 152 | 152 | 152 | 152 | 0 | 0 | 0 | 0 | 0 | 0 | 0 | 6 | 6 | 6 | 6 | 6 | 6 | 6 | [7 empty] | 208.3513 | 208.3513 | 208.3513 | 208.3513 | 208.3513 | 208.3513 | 208.3513 | 0.044389 | 0.044389 | 0.044389 | 0.044389 | 0.044389 | 0.044389 | 0.044389 | 0 | 0 | 0 | 0 | 0 | 0 | 0 | 0 | 0 | 1778035.2 | 2667052.8 | 2667052.8 | 2133642.24 | 1706913.792 | 0 | 0 | 0 | 0 | 0 | 0 | 0 | 0 | 0 | 70185.6 | 105278.4 | 105278.4 | 84222.72 | 67378.176 | 0 | 0 | 0 | 0 | 0 | 0 | 0 | 0 | 0 | 2437209.6433 | 3655814.4649 | 3655814.4649 | 2924651.5719 | 2339721.2576 | 0 | 0 | 519.2398 | 778.8597 | 778.8597 | 623.0877 | 498.4702 | 0 | 0 | 0 | 0 | 0 | 0 | 0 | 72057.216 | 10952696.832 | 0 | 432343.296 | 0 | 15013211.4026 | 3198.517 | 0
7-KU | KU - Exterior: LED Other | Any LED lamps or ballasts must also be ENERGY STAR® certified or listed on the Design Lights Consortium (DLC) qualified list. | Exterior flood or spot fixture with a high intensity discharge or PAR light-source | Per Unit | Incremental Cost | 18.5 | 0 | 18.5 | 0 | 9.25 | Average of all "Exterior LED Flood and Spot Luminaires" costs from Mid-Atlantic TRM | 13 | 13 | 0 | 0 | 634.5047 | 0 | 0 | LG&E/KU Commercial Rebates Report - Appendix A | 20% | 1 | [7 empty] | 0 | 0 | 27309.12 | 40963.68 | 40963.68 | 32770.944 | 26216.7552 | Electric | Commercial | Large Office | Lighting | Existing |  |  |  | OFFLGInLight | OFFSMGasDHW | KU NonRes | 20 | 15 | 2015/2016 Xcel Demand-Side Management Plan, Electric and Natural Gas. pg. 516; Commercial Prescriptive Retrofit Lighting; LED Exterior Wall Pack 26W - 60W measure | 100% | 100% | 0% | 18.5 | 18.5 | 18.5 | 18.5 | 18.5 | 18.5 | 18.5 | 0 | 0 | 0 | 0 | 0 | 0 | 0 | 13 | 13 | 13 | 13 | 13 | 13 | 13 | [7 empty] | 634.5047 | 634.5047 | 634.5047 | 634.5047 | 634.5047 | 634.5047 | 634.5047 | 0 | 0 | 0 | 0 | 0 | 0 | 0 | 0 | 0 | 0 | 0 | 0 | 0 | 0 | 0 | 0 | 505218.72 | 757828.08 | 757828.08 | 606262.464 | 485009.9712 | 0 | 0 | 0 | 0 | 0 | 0 | 0 | 0 | 0 | 355018.56 | 532527.84 | 532527.84 | 426022.272 | 340817.8176 | 0 | 0 | 0 | 0 | 0 | 0 | 0 | 0 | 0 | 17327765.8207 | 25991648.731 | 25991648.731 | 20793318.9848 | 16634655.1878 | 0 | 0 | 0 | 0 | 0 | 0 | 0 | 0 | 0 | 0 | 0 | 0 | 0 | 0 | 168224.1792 | 3112147.3152 | 0 | 2186914.3296 | 0 | 106739037.4552 | 0 | 0
8-KU | KU - Wall Pack & Canopy Fixtures ≤ 150W | Any LED lamps or ballasts must also be ENERGY STAR® certified or listed on the Design Lights Consortium (DLC) qualified list. | A parking garage or canopy luminaire with a high intensity discharge light-source | Per Unit | Incremental Cost | 631 | 0 | 631 | -2.8653 | 315.5 | Equipment and O&M costs pulled directly from Mid Atlantic TRM V9: LED Parking Garage/Canopy Luminaires and Retrofit Kit | 20 | 20 | 0 | 0 | 465.773 | 0.0385 | 0 | Per unit savings estimate from Mid-Atlantic TRM v9 "LED Parking Garage/Canopy Luminaires and Retrofit Kits" | 20% | 1 | [7 empty] | 0 | 0 | 4347.84 | 6521.76 | 6521.76 | 5217.408 | 4173.9264 | Electric | Commercial | Large Office | Lighting | Existing |  |  |  | OFFLGInLight | OFFSMGasDHW | KU NonRes | 8 | 15 | Based on the DEER 2014 EUL database for the measure "Occupancy sensors" | 100% | 100% | 0% | 631 | 631 | 631 | 631 | 631 | 631 | 631 | -2.8653 | -2.8653 | -2.8653 | -2.8653 | -2.8653 | -2.8653 | -2.8653 | 20 | 20 | 20 | 20 | 20 | 20 | 20 | [7 empty] | 465.773 | 465.773 | 465.773 | 465.773 | 465.773 | 465.773 | 465.773 | 0.0385 | 0.0385 | 0.0385 | 0.0385 | 0.0385 | 0.0385 | 0.0385 | 0 | 0 | 0 | 0 | 0 | 0 | 0 | 0 | 0 | 2743487.04 | 4115230.56 | 4115230.56 | 3292184.448 | 2633747.5584 | 0 | 0 | -12458.0109 | -18687.0163 | -18687.0163 | -14949.6131 | -11959.6904 | 0 | 0 | 86956.8 | 130435.2 | 130435.2 | 104348.16 | 83478.528 | 0 | 0 | 0 | 0 | 0 | 0 | 0 | 0 | 0 | 2025106.4803 | 3037659.7205 | 3037659.7205 | 2430127.7764 | 1944102.2211 | 0 | 0 | 167.3918 | 251.0878 | 251.0878 | 200.8702 | 160.6962 | 0 | 0 | 0 | 0 | 0 | 0 | 0 | 26782.6944 | 16899880.1664 | -76741.347 | 535653.888 | 0 | 12474655.9188 | 1031.1337 | 0
9-KU | KU - Wall Pack & Canopy Fixtures > 150W | Any LED lamps or ballasts must also be ENERGY STAR® certified or listed on the Design Lights Consortium (DLC) qualified list. | A parking garage or canopy luminaire with a high intensity discharge light-source | Per Unit | Incremental Cost | 1846 | 0 | 1846 | -2.8653 | 923 | Mid Atlantic TRM V9 (see BizRebates_Costs_Savings tab) - "LED Parking Garage/Canopy Luminaires and Retrofit Kits" | 30 | 30 | 0 | 0 | 998.085 | 0.0825 | 0 | Per unit savings estimate from Mid-Atlantic TRM v9 "LED Parking Garage/Canopy Luminaires and Retrofit Kits" | 20% | 1 | [7 empty] | 0 | 0 | 0.48 | 0.72 | 0.72 | 0.576 | 0.4608 | Electric | Commercial | Large Office | Lighting | Existing |  |  |  | OFFLGInLight | OFFSMGasDHW | KU NonRes | 8 | 15 | Based on the DEER 2014 EUL database for the measure "Occupancy sensors" | 100% | 100% | 0% | 1846 | 1846 | 1846 | 1846 | 1846 | 1846 | 1846 | -2.8653 | -2.8653 | -2.8653 | -2.8653 | -2.8653 | -2.8653 | -2.8653 | 30 | 30 | 30 | 30 | 30 | 30 | 30 | [7 empty] | 998.085 | 998.085 | 998.085 | 998.085 | 998.085 | 998.085 | 998.085 | 0.0825 | 0.0825 | 0.0825 | 0.0825 | 0.0825 | 0.0825 | 0.0825 | 0 | 0 | 0 | 0 | 0 | 0 | 0 | 0 | 0 | 886.08 | 1329.12 | 1329.12 | 1063.296 | 850.6368 | 0 | 0 | -1.3754 | -2.063 | -2.063 | -1.6504 | -1.3203 | 0 | 0 | 14.4 | 21.6 | 21.6 | 17.28 | 13.824 | 0 | 0 | 0 | 0 | 0 | 0 | 0 | 0 | 0 | 479.0808 | 718.6212 | 718.6212 | 574.897 | 459.9176 | 0 | 0 | 0.0396 | 0.0594 | 0.0594 | 0.04752 | 0.038016 | 0 | 0 | 0 | 0 | 0 | 0 | 0 | 2.9568 | 5458.2528 | -8.4722 | 88.704 | 0 | 2951.1377 | 0.24394 | 0
1-LGE | LGE - LED Troffer | Any LED lamps or ballasts must also be ENERGY STAR® certified or listed on the Design Lights Consortium (DLC) qualified list. | 1-, 2-, 3-, or 4-Lamp 32w T8 | Per Unit | Incremental Cost | 67.125 | 0 | 67.125 | 0 | 33.5625 | Costs estimated from IL TRM v9: 4.5.4 LED Bulbs and Fixtures: LED Troffers | 10 | 10 | 0 | 0 | 114.5894 | 0.02735 | -1.5915 | Per unit savings estimate from IL TRM v10.0 "4.5.4 LED Bulbs and Fixtures" - use-specific input assumptions are for "Unknown" building/space type and Energy Star Fixtures | 20% | 1 | [7 empty] | 0 | 0 | 0.48 | 0.696 | 0.696 | 0.5568 | 0.44544 | Electric | Commercial | Large Office | Lighting | Existing |  |  |  | OFFLGInLight | OFFSMGasDHW | LGE NonRes | 20 | 15 | Based on the DEER 2014 EUL database for the measure "Linear Fluorescent with Electronic Ballast" | 100% | 100% | 0% | 67.125 | 67.125 | 67.125 | 67.125 | 67.125 | 67.125 | 67.125 | 0 | 0 | 0 | 0 | 0 | 0 | 0 | 10 | 10 | 10 | 10 | 10 | 10 | 10 | 0 | 0 | 0 | 0 | 0 | 0 | 0 | 114.5894 | 114.5894 | 114.5894 | 114.5894 | 114.5894 | 114.5894 | 114.5894 | 0.02735 | 0.02735 | 0.02735 | 0.02735 | 0.02735 | 0.02735 | 0.02735 | 0 | 0 | 0 | 0 | 0 | 0 | 0 | 0 | 0 | 32.22 | 46.719 | 46.719 | 37.3752 | 29.9002 | 0 | 0 | 0 | 0 | 0 | 0 | 0 | 0 | 0 | 4.8 | 6.96 | 6.96 | 5.568 | 4.4544 | 0 | 0 | 0 | 0 | 0 | 0 | 0 | 0 | 0 | 55.0029 | 79.7542 | 79.7542 | 63.8034 | 51.0427 | 0 | 0 | 0.013128 | 0.019035 | 0.019035 | 0.015228 | 0.012183 | 0 | 0 | 0 | 0 | 0 | 0 | 0 | 2.8742 | 192.9334 | 0 | 28.7424 | 0 | 329.3574 | 0.078609 | 0
2-LGE | LGE - LED High Bay | Any LED lamps or ballasts must also be ENERGY STAR® certified or listed on the Design Lights Consortium (DLC) qualified list. | High-bay luminaire with a high intensity discharge or fluorescent light-source | Per Unit | Incremental Cost | 326.082 | 0 | 326.082 | -2.17 | 163.041 | Costs estimated from Mid-Atlantic TRM v9: LED High-Bay Luminaires and Retrofit Kits; O&M impact - $32.50/lamp over 15 year max measure life | 25 | 25 | 0 | 0 | 2111.8968 | 0.32591 | -15.4168 | Per unit savings estimate from Mid-Atlantic TRM v9 "LED LED High-Bay Luminaires and Retrofit Kits" - use-specific input assumptions are average of all building types from Table D-3; Base and EE Wattage assumptions are average from IL TRM 4.5.4 LED Bulbs and Fixtures "LED Fixture Wattage, TOS Baseline and Incremental Cost Assumptions" Table | 20% | 1 | [7 empty] | 0 | 0 | 0 | 0 | 0 | 0 | 0 | Electric | Commercial | Large Office | Lighting | Existing |  |  |  | OFFLGInLight | OFFSMGasDHW | LGE NonRes | 20 | 15 | Based on the DEER 2014 EUL database for the measure "HID Lighting (T-5)" | 100% | 100% | 0% | 326.082 | 326.082 | 326.082 | 326.082 | 326.082 | 326.082 | 326.082 | -2.17 | -2.17 | -2.17 | -2.17 | -2.17 | -2.17 | -2.17 | 25 | 25 | 25 | 25 | 25 | 25 | 25 | [7 empty] | 2111.8968 | 2111.8968 | 2111.8968 | 2111.8968 | 2111.8968 | 2111.8968 | 2111.8968 | 0.32591 | 0.32591 | 0.32591 | 0.32591 | 0.32591 | 0.32591 | 0.32591 | 0 | 0 | 0 | 0 | 0 | 0 | 0 | 0 | 0 | 0 | 0 | 0 | 0 | 0 | 0 | 0 | 0 | 0 | 0 | 0 | 0 | 0 | 0 | 0 | 0 | 0 | 0 | 0 | 0 | 0 | 0 | 0 | 0 | 0 | 0 | 0 | 0 | 0 | 0 | 0 | 0 | 0 | 0 | 0 | 0 | 0 | 0 | 0 | 0 | 0 | 0 | 0 | 0 | 0 | 0 | 0 | 0 | 0 | 0 | 0 | 0 | 0 | 0 | 0
3-LGE | LGE - LED Tube | Any LED lamps or ballasts must also be ENERGY STAR® certified or listed on the Design Lights Consortium (DLC) qualified list. | Existing four-foot linear fluorescent fixture | Per Unit | Incremental Cost | 30.205 | 0 | 30.205 | 0 | 15.1025 | Costs estimated from Mid-Atlantic TRM v9: LED Four-Foot Linear Replacement Lamps; | 3 | 3 | 0 | 0 | 39.4875 | 0.0060938 | -0.28826 | Per unit savings estimate from Mid-Atlantic TRM v9 "LED LED High-Bay Luminaires and Retrofit Kits" - use-specific input assumptions are average of all building types from Table D-3 | 20% | 1 | [7 empty] | 0 | 0 | 2914.08 | 4371.12 | 4371.12 | 3496.896 | 2797.5168 | Electric | Commercial | Large Office | Lighting | Existing |  |  |  | OFFLGInLight | OFFSMGasDHW | LGE NonRes | 20 | 15 | Based on the DEER 2014 EUL database for the measure "Linear Fluorescent with Electronic Ballast" | 100% | 100% | 0% | 30.205 | 30.205 | 30.205 | 30.205 | 30.205 | 30.205 | 30.205 | 0 | 0 | 0 | 0 | 0 | 0 | 0 | 3 | 3 | 3 | 3 | 3 | 3 | 3 | [7 empty] | 39.4875 | 39.4875 | 39.4875 | 39.4875 | 39.4875 | 39.4875 | 39.4875 | 0.0060938 | 0.0060938 | 0.0060938 | 0.0060938 | 0.0060938 | 0.0060938 | 0.0060938 | 0 | 0 | 0 | 0 | 0 | 0 | 0 | 0 | 0 | 88019.7864 | 132029.6796 | 132029.6796 | 105623.7437 | 84498.9949 | 0 | 0 | 0 | 0 | 0 | 0 | 0 | 0 | 0 | 8742.24 | 13113.36 | 13113.36 | 10490.688 | 8392.5504 | 0 | 0 | 0 | 0 | 0 | 0 | 0 | 0 | 0 | 115069.734 | 172604.601 | 172604.601 | 138083.6808 | 110466.9446 | 0 | 0 | 17.7577 | 26.6365 | 26.6365 | 21.3092 | 17.0474 | 0 | 0 | 0 | 0 | 0 | 0 | 0 | 17950.7328 | 542201.8842 | 0 | 53852.1984 | 0 | 708829.5614 | 109.3873 | 0
4-LGE | LGE - Interior ≤ 10W | Any LED lamps or ballasts must also be ENERGY STAR® certified or listed on the Design Lights Consortium (DLC) qualified list. | Baseline Wall-Wash Fixtures or 2 ft F17T8 Standard Lamp | Per Unit | Incremental Cost | 36 | 0 | 36 | 0 | 18 | Costs estimated from IL TRM v10: "4.5.4 LED Bulbs and Fixtures;" LED Downlight Fixtures, LED Interior Directional, LED Linear Replacement Lamps, and LED Linear Ambient Fixtures | 5 | 5 | 0 | 0 | 167.1274 | 0.038548 | 0 | LG&E/KU Commercial Rebates Report - Appendix A | 20% | 1 | [7 empty] | 0 | 0 | 7070.88 | 10606.32 | 10606.32 | 8485.056 | 6788.0448 | Electric | Commercial | Large Office | Lighting | Existing |  |  |  | OFFLGInLight | OFFSMGasDHW | LGE NonRes | 12 | 3 | Engineering calculation. Assuming a 10,000 hour lifetime and an average screw base hours of use for commercial buildings of 3856 hours per year. | 100% | 100% | 0% | 36 | 36 | 36 | 36 | 36 | 36 | 36 | 0 | 0 | 0 | 0 | 0 | 0 | 0 | 5 | 5 | 5 | 5 | 5 | 5 | 5 | [7 empty] | 167.1274 | 167.1274 | 167.1274 | 167.1274 | 167.1274 | 167.1274 | 167.1274 | 0.038548 | 0.038548 | 0.038548 | 0.038548 | 0.038548 | 0.038548 | 0.038548 | 0 | 0 | 0 | 0 | 0 | 0 | 0 | 0 | 0 | 254551.68 | 381827.52 | 381827.52 | 305462.016 | 244369.6128 | 0 | 0 | 0 | 0 | 0 | 0 | 0 | 0 | 0 | 35354.4 | 53031.6 | 53031.6 | 42425.28 | 33940.224 | 0 | 0 | 0 | 0 | 0 | 0 | 0 | 0 | 0 | 1181737.8911 | 1772606.8366 | 1772606.8366 | 1418085.4693 | 1134468.3754 | 0 | 0 | 272.565 | 408.8474 | 408.8474 | 327.078 | 261.6624 | 0 | 0 | 0 | 0 | 0 | 0 | 0 | 43556.6208 | 1568038.3488 | 0 | 217783.104 | 0 | 7279505.4091 | 1679.0002 | 0
5-LGE | LGE - Interior > 10W and < 50W | Any LED lamps or ballasts must also be ENERGY STAR® certified or listed on the Design Lights Consortium (DLC) qualified list. | Baseline Recessed, Surface, Pendant Downlights; Baseline Track Lighting; 4 ft F32T8 Standard Lamp; 4 ft F32T8/HO Standard Lamp; 1-, 2-, or 3-lamp 32w T8 | Per Unit | Incremental Cost | 36.2857 | 0 | 36.2857 | 0 | 18.1429 | Costs estimated from IL TRM v10: "4.5.4 LED Bulbs and Fixtures;" LED Downlight Fixtures, LED Interior Directional, LED Linear Replacement Lamps, and LED Linear Ambient Fixtures | 5 | 5 | 0 | 0 | 129.1201 | 0.062447 | 0 | LG&E/KU Commercial Rebates Report - Appendix A | 20% | 1 | [7 empty] | 0 | 0 | 94302.72 | 141454.08 | 141454.08 | 113163.264 | 90530.6112 | Electric | Commercial | Large Office | Lighting | Existing |  |  |  | OFFLGInLight | OFFSMGasDHW | LGE NonRes | 12 | 3 | Engineering calculation. Assuming a 10,000 hour lifetime and an average screw base hours of use for commercial buildings of 3856 hours per year. | 100% | 100% | 0% | 36.2857 | 36.2857 | 36.2857 | 36.2857 | 36.2857 | 36.2857 | 36.2857 | 0 | 0 | 0 | 0 | 0 | 0 | 0 | 5 | 5 | 5 | 5 | 5 | 5 | 5 | [7 empty] | 129.1201 | 129.1201 | 129.1201 | 129.1201 | 129.1201 | 129.1201 | 129.1201 | 0.062447 | 0.062447 | 0.062447 | 0.062447 | 0.062447 | 0.062447 | 0.062447 | 0 | 0 | 0 | 0 | 0 | 0 | 0 | 0 | 0 | 3421841.5543 | 5132762.3314 | 5132762.3314 | 4106209.8651 | 3284967.8921 | 0 | 0 | 0 | 0 | 0 | 0 | 0 | 0 | 0 | 471513.6 | 707270.4 | 707270.4 | 565816.32 | 452653.056 | 0 | 0 | 0 | 0 | 0 | 0 | 0 | 0 | 0 | 12176375.3076 | 18264562.9614 | 18264562.9614 | 14611650.3691 | 11689320.2953 | 0 | 0 | 5888.9499 | 8833.4248 | 8833.4248 | 7066.7398 | 5653.3919 | 0 | 0 | 0 | 0 | 0 | 0 | 0 | 580904.7552 | 21078543.9744 | 0 | 2904523.776 | 0 | 75006471.8949 | 36275.9311 | 0
6-LGE | LGE - Interior ≥ 50W | Any LED lamps or ballasts must also be ENERGY STAR® certified or listed on the Design Lights Consortium (DLC) qualified list. | 4 ft T5HO 2L-F54T5HO or T5HO 3L-F54T5HO | Per Unit | Incremental Cost | 152 | 0 | 152 | 0 | 76 | Costs estimated from IL TRM v10: "4.5.4 LED Bulbs and Fixtures;" LED Downlight Fixtures, LED Interior Directional, LED Linear Replacement Lamps, and LED Linear Ambient Fixtures | 6 | 6 | 0 | 0 | 208.3513 | 0.044389 | 0 | LG&E/KU Commercial Rebates Report - Appendix A | 20% | 1 | [7 empty] | 0 | 0 | 11697.6 | 17546.4 | 17546.4 | 14037.12 | 11229.696 | Electric | Commercial | Large Office | Lighting | Existing |  |  |  | OFFLGInLight | OFFSMGasDHW | LGE NonRes | 12 | 3 | Engineering calculation. Assuming a 10,000 hour lifetime and an average screw base hours of use for commercial buildings of 3856 hours per year. | 100% | 100% | 0% | 152 | 152 | 152 | 152 | 152 | 152 | 152 | 0 | 0 | 0 | 0 | 0 | 0 | 0 | 6 | 6 | 6 | 6 | 6 | 6 | 6 | [7 empty] | 208.3513 | 208.3513 | 208.3513 | 208.3513 | 208.3513 | 208.3513 | 208.3513 | 0.044389 | 0.044389 | 0.044389 | 0.044389 | 0.044389 | 0.044389 | 0.044389 | 0 | 0 | 0 | 0 | 0 | 0 | 0 | 0 | 0 | 1778035.2 | 2667052.8 | 2667052.8 | 2133642.24 | 1706913.792 | 0 | 0 | 0 | 0 | 0 | 0 | 0 | 0 | 0 | 70185.6 | 105278.4 | 105278.4 | 84222.72 | 67378.176 | 0 | 0 | 0 | 0 | 0 | 0 | 0 | 0 | 0 | 2437209.6433 | 3655814.4649 | 3655814.4649 | 2924651.5719 | 2339721.2576 | 0 | 0 | 519.2398 | 778.8597 | 778.8597 | 623.0877 | 498.4702 | 0 | 0 | 0 | 0 | 0 | 0 | 0 | 72057.216 | 10952696.832 | 0 | 432343.296 | 0 | 15013211.4026 | 3198.517 | 0
7-LGE | LGE - Exterior: LED Other | Any LED lamps or ballasts must also be ENERGY STAR® certified or listed on the Design Lights Consortium (DLC) qualified list. | Exterior flood or spot fixture with a high intensity discharge or PAR light-source | Per Unit | Incremental Cost | 18.5 | 0 | 18.5 | 0 | 9.25 | Average of all "Exterior LED Flood and Spot Luminaires" costs from Mid-Atlantic TRM | 13 | 13 | 0 | 0 | 634.5047 | 0 | 0 | LG&E/KU Commercial Rebates Report - Appendix A | 20% | 1 | [7 empty] | 0 | 0 | 27309.12 | 40963.68 | 40963.68 | 32770.944 | 26216.7552 | Electric | Commercial | Large Office | Lighting | Existing |  |  |  | OFFLGInLight | OFFSMGasDHW | LGE NonRes | 20 | 15 | 2015/2016 Xcel Demand-Side Management Plan, Electric and Natural Gas. pg. 516; Commercial Prescriptive Retrofit Lighting; LED Exterior Wall Pack 26W - 60W measure | 100% | 100% | 0% | 18.5 | 18.5 | 18.5 | 18.5 | 18.5 | 18.5 | 18.5 | 0 | 0 | 0 | 0 | 0 | 0 | 0 | 13 | 13 | 13 | 13 | 13 | 13 | 13 | [7 empty] | 634.5047 | 634.5047 | 634.5047 | 634.5047 | 634.5047 | 634.5047 | 634.5047 | 0 | 0 | 0 | 0 | 0 | 0 | 0 | 0 | 0 | 0 | 0 | 0 | 0 | 0 | 0 | 0 | 505218.72 | 757828.08 | 757828.08 | 606262.464 | 485009.9712 | 0 | 0 | 0 | 0 | 0 | 0 | 0 | 0 | 0 | 355018.56 | 532527.84 | 532527.84 | 426022.272 | 340817.8176 | 0 | 0 | 0 | 0 | 0 | 0 | 0 | 0 | 0 | 17327765.8207 | 25991648.731 | 25991648.731 | 20793318.9848 | 16634655.1878 | 0 | 0 | 0 | 0 | 0 | 0 | 0 | 0 | 0 | 0 | 0 | 0 | 0 | 0 | 168224.1792 | 3112147.3152 | 0 | 2186914.3296 | 0 | 106739037.4552 | 0 | 0
8-LGE | LGE - Wall Pack & Canopy Fixtures ≤ 150W | Any LED lamps or ballasts must also be ENERGY STAR® certified or listed on the Design Lights Consortium (DLC) qualified list. | A parking garage or canopy luminaire with a high intensity discharge light-source | Per Unit | Incremental Cost | 631 | 0 | 631 | -2.8653 | 315.5 | Equipment and O&M costs pulled directly from Mid Atlantic TRM V9: LED Parking Garage/Canopy Luminaires and Retrofit Kit | 20 | 20 | 0 | 0 | 465.773 | 0.0385 | 0 | Per unit savings estimate from Mid-Atlantic TRM v9 "LED Parking Garage/Canopy Luminaires and Retrofit Kits" | 20% | 1 | [7 empty] | 0 | 0 | 4347.84 | 6521.76 | 6521.76 | 5217.408 | 4173.9264 | Electric | Commercial | Large Office | Lighting | Existing |  |  |  | OFFLGInLight | OFFSMGasDHW | LGE NonRes | 8 | 15 | Based on the DEER 2014 EUL database for the measure "Occupancy sensors" | 100% | 100% | 0% | 631 | 631 | 631 | 631 | 631 | 631 | 631 | -2.8653 | -2.8653 | -2.8653 | -2.8653 | -2.8653 | -2.8653 | -2.8653 | 20 | 20 | 20 | 20 | 20 | 20 | 20 | [7 empty] | 465.773 | 465.773 | 465.773 | 465.773 | 465.773 | 465.773 | 465.773 | 0.0385 | 0.0385 | 0.0385 | 0.0385 | 0.0385 | 0.0385 | 0.0385 | 0 | 0 | 0 | 0 | 0 | 0 | 0 | 0 | 0 | 2743487.04 | 4115230.56 | 4115230.56 | 3292184.448 | 2633747.5584 | 0 | 0 | -12458.0109 | -18687.0163 | -18687.0163 | -14949.6131 | -11959.6904 | 0 | 0 | 86956.8 | 130435.2 | 130435.2 | 104348.16 | 83478.528 | 0 | 0 | 0 | 0 | 0 | 0 | 0 | 0 | 0 | 2025106.4803 | 3037659.7205 | 3037659.7205 | 2430127.7764 | 1944102.2211 | 0 | 0 | 167.3918 | 251.0878 | 251.0878 | 200.8702 | 160.6962 | 0 | 0 | 0 | 0 | 0 | 0 | 0 | 26782.6944 | 16899880.1664 | -76741.347 | 535653.888 | 0 | 12474655.9188 | 1031.1337 | 0
9-LGE | LGE - Wall Pack & Canopy Fixtures > 150W | Any LED lamps or ballasts must also be ENERGY STAR® certified or listed on the Design Lights Consortium (DLC) qualified list. | A parking garage or canopy luminaire with a high intensity discharge light-source | Per Unit | Incremental Cost | 1846 | 0 | 1846 | -2.8653 | 923 | Mid Atlantic TRM V9 (see BizRebates_Costs_Savings tab) - "LED Parking Garage/Canopy Luminaires and Retrofit Kits" | 30 | 30 | 0 | 0 | 998.085 | 0.0825 | 0 | Per unit savings estimate from Mid-Atlantic TRM v9 "LED Parking Garage/Canopy Luminaires and Retrofit Kits" | 20% | 1 | [7 empty] | 0 | 0 | 0.48 | 0.72 | 0.72 | 0.576 | 0.4608 | Electric | Commercial | Large Office | Lighting | Existing |  |  |  | OFFLGInLight | OFFSMGasDHW | LGE NonRes | 8 | 15 | Based on the DEER 2014 EUL database for the measure "Occupancy sensors" | 100% | 100% | 0% | 1846 | 1846 | 1846 | 1846 | 1846 | 1846 | 1846 | -2.8653 | -2.8653 | -2.8653 | -2.8653 | -2.8653 | -2.8653 | -2.8653 | 30 | 30 | 30 | 30 | 30 | 30 | 30 | [7 empty] | 998.085 | 998.085 | 998.085 | 998.085 | 998.085 | 998.085 | 998.085 | 0.0825 | 0.0825 | 0.0825 | 0.0825 | 0.0825 | 0.0825 | 0.0825 | 0 | 0 | 0 | 0 | 0 | 0 | 0 | 0 | 0 | 886.08 | 1329.12 | 1329.12 | 1063.296 | 850.6368 | 0 | 0 | -1.3754 | -2.063 | -2.063 | -1.6504 | -1.3203 | 0 | 0 | 14.4 | 21.6 | 21.6 | 17.28 | 13.824 | 0 | 0 | 0 | 0 | 0 | 0 | 0 | 0 | 0 | 479.0808 | 718.6212 | 718.6212 | 574.897 | 459.9176 | 0 | 0 | 0.0396 | 0.0594 | 0.0594 | 0.04752 | 0.038016 | 0 | 0 | 0 | 0 | 0 | 0 | 0 | 2.9568 | 5458.2528 | -8.4722 | 88.704 | 0 | 2951.1377 | 0.24394 | 0
[29 empty] | ZERO IN 2024 | ZERO IN 2025 | 2026 - A bit in Business Rebates, most is here | 2027 - 2030 all here
Assuming same nonres lighitng measures and specs as Business Rebates. Particpation the same in 2021 plan, but changed to have a 20% a year escalation rate

## Residential Demand Conservation
_Measure Details_Measure ID | __Measure Name | __Measure Description/Qualification | __Base Equipment | __Per Unit Assumption | _First Year Costs_Full or Incremental Cost | __Full/Incremental Equipment Cost (Per Unit) | __Full/Incremental Labor Cost (Per Unit) | __Full/Incremental Cost (Per Unit) | __Incremental Annual O&M (Per Unit) | __50% of Incremental Cost | __Cost Sources | __Current Incentive | __Proposed Incentive Level | __Dealer Incentive | __Implementation Cost | _First Year Energy Savings_Electric kWh Savings Per Unit | __Electric kW Savings Per Unit | __Natural Gas Therms Savings Per Unit | __Energy Savings Source | _Participation Assumptions_Escalation Rate | __Number of Unit Per Participant | __Participation 2024 | __Participation 2025 | __Participation 2026 | __Participation 2027 | __Participation 2028 | __Participation 2029 | __Participation 2030 | _Modeling Measure-level Inputs_Fuel Type | __Sector | __Segment | __Enduse | __Construction Type | __Potential Study Measure Name | __Potential Study Measure Description | __Potential Study Baseline Description | __Electric Load Shape | __Natural Gas Load Shape | __Customer Rate Class | __Measure Life | __Baseline Life | __Life Source | _Measure Tier Share_Tier Share | _Measure Fuel Weights_Electric Share | __Natural Gas Share | Per Unit_Incremental Costs_2024 | Per Unit_Incremental Costs_2025 | Per Unit_Incremental Costs_2026 | Per Unit_Incremental Costs_2027 | Per Unit_Incremental Costs_2028 | Per Unit_Incremental Costs_2029 | Per Unit_Incremental Costs_2030 | Per Unit_Incremental Annual O&M_2024 | Per Unit_Incremental Annual O&M_2025 | Per Unit_Incremental Annual O&M_2026 | Per Unit_Incremental Annual O&M_2027 | Per Unit_Incremental Annual O&M_2028 | Per Unit_Incremental Annual O&M_2029 | Per Unit_Incremental Annual O&M_2030 | Per Unit_Customer & Dealer Incentives_2024 | Per Unit_Customer & Dealer Incentives_2025 | Per Unit_Customer & Dealer Incentives_2026 | Per Unit_Customer & Dealer Incentives_2027 | Per Unit_Customer & Dealer Incentives_2028 | Per Unit_Customer & Dealer Incentives_2029 | Per Unit_Customer & Dealer Incentives_2030 | Per Unit_Implementation Cost_2024 | Per Unit_Implementation Cost_2025 | Per Unit_Implementation Cost_2026 | Per Unit_Implementation Cost_2027 | Per Unit_Implementation Cost_2028 | Per Unit_Implementation Cost_2029 | Per Unit_Implementation Cost_2030 | Per Unit_kWh _2024 | Per Unit_kWh _2025 | Per Unit_kWh _2026 | Per Unit_kWh _2027 | Per Unit_kWh _2028 | Per Unit_kWh _2029 | Per Unit_kWh _2030 | Per Unit_kW_2024 | Per Unit_kW_2025 | Per Unit_kW_2026 | Per Unit_kW_2027 | Per Unit_kW_2028 | Per Unit_kW_2029 | Per Unit_kW_2030 | Per Unit_Therms_2024 | Per Unit_Therms_2025 | Per Unit_Therms_2026 | Per Unit_Therms_2027 | Per Unit_Therms_2028 | Per Unit_Therms_2029 | Per Unit_Therms_2030 | Program_Incremental Costs_2024 | Program_Incremental Costs_2025 | Program_Incremental Costs_2026 | Program_Incremental Costs_2027 | Program_Incremental Costs_2028 | Program_Incremental Costs_2029 | Program_Incremental Costs_2030 | Program_Incremental Annual O&M_2024 | Program_Incremental Annual O&M_2025 | Program_Incremental Annual O&M_2026 | Program_Incremental Annual O&M_2027 | Program_Incremental Annual O&M_2028 | Program_Incremental Annual O&M_2029 | Program_Incremental Annual O&M_2030 | Program_Customer & Dealer Incentives_2024 | Program_Customer & Dealer Incentives_2025 | Program_Customer & Dealer Incentives_2026 | Program_Customer & Dealer Incentives_2027 | Program_Customer & Dealer Incentives_2028 | Program_Customer & Dealer Incentives_2029 | Program_Customer & Dealer Incentives_2030 | Program_Implementation Costs_2024 | Program_Implementation Costs_2025 | Program_Implementation Costs_2026 | Program_Implementation Costs_2027 | Program_Implementation Costs_2028 | Program_Implementation Costs_2029 | Program_Implementation Costs_2030 | Program_kWh _2024 | Program_kWh _2025 | Program_kWh _2026 | Program_kWh _2027 | Program_kWh _2028 | Program_kWh _2029 | Program_kWh _2030 | Program_kW_2024 | Program_kW_2025 | Program_kW_2026 | Program_kW_2027 | Program_kW_2028 | Program_kW_2029 | Program_kW_2030 | Program_Therms_2024 | Program_Therms_2025 | Program_Therms_2026 | Program_Therms_2027 | Program_Therms_2028 | Program_Therms_2029 | Program_Therms_2030 | _Total Plan Summary 2024-2030_Participation | __Incremental Costs ($) | __Incremental Annual O&M ($) | __Customer & Dealer Incentives ($) | __Implementation Costs ($) | __Electric kWh Benefits | __Electric kW Peak Demand Benefits | __Natural Gas Therms Benefits
Residential and Small Business Demand Conservation | [45 empty] | Costs | [27 empty] | Electric Benefits | [6 empty] | Electric Peak Demand Benefits | [6 empty] | Natural Gas Benefits | [6 empty] | Costs | [27 empty] | Electric Benefits | [6 empty] | Electric Peak Demand Benefits | [6 empty] | Natural Gas Benefits
[46 empty] | Per Unit | Per Unit | Per Unit | Per Unit | Per Unit | Per Unit | Per Unit | Per Unit | Per Unit | Per Unit | Per Unit | Per Unit | Per Unit | Per Unit | Per Unit | Per Unit | Per Unit | Per Unit | Per Unit | Per Unit | Per Unit | Per Unit | Per Unit | Per Unit | Per Unit | Per Unit | Per Unit | Per Unit | Per Unit | Per Unit | Per Unit | Per Unit | Per Unit | Per Unit | Per Unit | Per Unit | Per Unit | Per Unit | Per Unit | Per Unit | Per Unit | Per Unit | Per Unit | Per Unit | Per Unit | Per Unit | Per Unit | Per Unit | Per Unit | Program | Program | Program | Program | Program | Program | Program | Program | Program | Program | Program | Program | Program | Program | Program | Program | Program | Program | Program | Program | Program | Program | Program | Program | Program | Program | Program | Program | Program | Program | Program | Program | Program | Program | Program | Program | Program | Program | Program | Program | Program | Program | Program | Program | Program | Program | Program | Program | Program
Measure Details |  |  |  |  | First Year Costs | [10 empty] | First Year Energy Savings |  |  |  | Participation Assumptions | [8 empty] | Modeling Measure-level Inputs | [13 empty] | Measure Tier Share | Measure Fuel Weights |  | Incremental Costs | Incremental Costs | Incremental Costs | Incremental Costs | Incremental Costs | Incremental Costs | Incremental Costs | Incremental Annual O&M | Incremental Annual O&M | Incremental Annual O&M | Incremental Annual O&M | Incremental Annual O&M | Incremental Annual O&M | Incremental Annual O&M | Customer & Dealer Incentives | Customer & Dealer Incentives | Customer & Dealer Incentives | Customer & Dealer Incentives | Customer & Dealer Incentives | Customer & Dealer Incentives | Customer & Dealer Incentives | Implementation Cost | Implementation Cost | Implementation Cost | Implementation Cost | Implementation Cost | Implementation Cost | Implementation Cost | kWh | kWh | kWh | kWh | kWh | kWh | kWh | kW | kW | kW | kW | kW | kW | kW | Therms | Therms | Therms | Therms | Therms | Therms | Therms | Incremental Costs | Incremental Costs | Incremental Costs | Incremental Costs | Incremental Costs | Incremental Costs | Incremental Costs | Incremental Annual O&M | Incremental Annual O&M | Incremental Annual O&M | Incremental Annual O&M | Incremental Annual O&M | Incremental Annual O&M | Incremental Annual O&M | Customer & Dealer Incentives | Customer & Dealer Incentives | Customer & Dealer Incentives | Customer & Dealer Incentives | Customer & Dealer Incentives | Customer & Dealer Incentives | Customer & Dealer Incentives | Implementation Costs | Implementation Costs | Implementation Costs | Implementation Costs | Implementation Costs | Implementation Costs | Implementation Costs | kWh | kWh | kWh | kWh | kWh | kWh | kWh | kW | kW | kW | kW | kW | kW | kW | Therms | Therms | Therms | Therms | Therms | Therms | Therms | Total Plan Summary 2024-2030
Measure ID | Measure Name | Measure Description/Qualification | Base Equipment | Per Unit Assumption | Full or Incremental Cost | Full/Incremental Equipment Cost (Per Unit) | Full/Incremental Labor Cost (Per Unit) | Full/Incremental Cost (Per Unit) | Incremental Annual O&M (Per Unit) | 50% of Incremental Cost | Cost Sources | Current Incentive | Proposed Incentive Level | Dealer Incentive | Implementation Cost | Electric kWh Savings Per Unit | Electric kW Savings Per Unit | Natural Gas Therms Savings Per Unit | Energy Savings Source | Escalation Rate | Number of Unit Per Participant | Participation 2024 | Participation 2025 | Participation 2026 | Participation 2027 | Participation 2028 | Participation 2029 | Participation 2030 | Fuel Type | Sector | Segment | Enduse | Construction Type | Potential Study Measure Name | Potential Study Measure Description | Potential Study Baseline Description | Electric Load Shape | Natural Gas Load Shape | Customer Rate Class | Measure Life | Baseline Life | Life Source | Tier Share | Electric Share | Natural Gas Share | 2024 | 2025 | 2026 | 2027 | 2028 | 2029 | 2030 | 2024 | 2025 | 2026 | 2027 | 2028 | 2029 | 2030 | 2024 | 2025 | 2026 | 2027 | 2028 | 2029 | 2030 | 2024 | 2025 | 2026 | 2027 | 2028 | 2029 | 2030 | 2024 | 2025 | 2026 | 2027 | 2028 | 2029 | 2030 | 2024 | 2025 | 2026 | 2027 | 2028 | 2029 | 2030 | 2024 | 2025 | 2026 | 2027 | 2028 | 2029 | 2030 | 2024 | 2025 | 2026 | 2027 | 2028 | 2029 | 2030 | 2024 | 2025 | 2026 | 2027 | 2028 | 2029 | 2030 | 2024 | 2025 | 2026 | 2027 | 2028 | 2029 | 2030 | 2024 | 2025 | 2026 | 2027 | 2028 | 2029 | 2030 | 2024 | 2025 | 2026 | 2027 | 2028 | 2029 | 2030 | 2024 | 2025 | 2026 | 2027 | 2028 | 2029 | 2030 | 2024 | 2025 | 2026 | 2027 | 2028 | 2029 | 2030 | Participation | Incremental Costs ($) | Incremental Annual O&M ($) | Customer & Dealer Incentives ($) | Implementation Costs ($) | Electric kWh Benefits | Electric kW Peak Demand Benefits | Natural Gas Therms Benefits
1 | Single Family - AC and ASHP Demand Conservation | Summer for each central air conditioning unit and all year round for each heat pump on single-family homes | No demand conservation | Per Customer | Incremental Cost | 0 | 0 | 0 | 0 | NA | NA | 20 |  | 0 | 0 | 0 | 0.7 | 0 | LG&E and KU program data kW savings by appliance type | -10% | 1 | 139200 | 125200 | 112600 | 101300 | 91100 | 81900 | 73700 | Electric | Residential | Single Family | Central AC | Existing | NA | NA | NA | ResCooling - SF Wtd | ResSFGasTotal | LGE Res | 1 | 1 | Assume 1 year DLC program | 100% | 100% | 0% | 0 | 0 | 0 | 0 | 0 | 0 | 0 | 0 | 0 | 0 | 0 | 0 | 0 | 0 | 10 | 10 | 10 | 25 | 100 | 100 | 100 | 0 | 0 | 0 | 0 | 0 | 0 | 0 | 0 | 0 | 0 | 0 | 0 | 0 | 0 | 0.7 | 0.7 | 0.7 | 0.7 | 0.7 | 0.7 | 0.7 | 0 | 0 | 0 | 0 | 0 | 0 | 0 | 0 | 0 | 0 | 0 | 0 | 0 | 0 | 0 | 0 | 0 | 0 | 0 | 0 | 0 | 1392000 | 1252000 | 1126000 | 2532500 | 9110000 | 8190000 | 7370000 | 0 | 0 | 0 | 0 | 0 | 0 | 0 | 0 | 0 | 0 | 0 | 0 | 0 | 0 | 97440 | 87640 | 78820 | 70910 | 63770 | 57330 | 51590 | 0 | 0 | 0 | 0 | 0 | 0 | 0 | 103571.4286 | 0 | 0 | 30972500 | 0 | 0 | 97440 | 0 | TRUE | TRUE | TRUE | TRUE | TRUE | TRUE | TRUE
2 | Single Family - Water Heater Demand Conservation | All year round for each electric water heater on single-family homes | No demand conservation | Per Customer | Incremental Cost | 0 | 0 | 0 | 0 | NA | NA | 8 | 80 | 0 | 0 | 0 | 0.4 | 0 | LG&E and KU program data kW savings by appliance type | -10% | 1 | 7600 | 6800 | 6100 | 5400 | 4800 | 4300 | 3800 | Electric | Residential | Single Family | Water Heat | Existing | NA | NA | NA | ResHotWater - SF Wtd | ResSFGasTotal | LGE Res | 1 | 1 | Assume 1 year DLC program | 100% | 100% | 0% | 0 | 0 | 0 | 0 | 0 | 0 | 0 | 0 | 0 | 0 | 0 | 0 | 0 | 0 | 80 | 80 | 80 | 80 | 80 | 80 | 80 | 0 | 0 | 0 | 0 | 0 | 0 | 0 | 0 | 0 | 0 | 0 | 0 | 0 | 0 | 0.4 | 0.4 | 0.4 | 0.4 | 0.4 | 0.4 | 0.4 | 0 | 0 | 0 | 0 | 0 | 0 | 0 | 0 | 0 | 0 | 0 | 0 | 0 | 0 | 0 | 0 | 0 | 0 | 0 | 0 | 0 | 608000 | 544000 | 488000 | 432000 | 384000 | 344000 | 304000 | 0 | 0 | 0 | 0 | 0 | 0 | 0 | 0 | 0 | 0 | 0 | 0 | 0 | 0 | 3040 | 2720 | 2440 | 2160 | 1920 | 1720 | 1520 | 0 | 0 | 0 | 0 | 0 | 0 | 0 | 5542.8571 | 0 | 0 | 3104000 | 0 | 0 | 3040 | 0 | TRUE | TRUE | TRUE | TRUE | TRUE | TRUE | TRUE
3 | Single Family - Pool Pump Demand Conservation | Summer for each electric in-ground swimming pool pump on single-family homes | No demand conservation | Per Customer | Incremental Cost | 0 | 0 | 0 | 0 | NA | NA | 8 | 80 | 0 | 0 | 0 | 0.4 | 0 | LG&E and KU program data kW savings by appliance type | -10% | 1 | 20 | 20 | 0 | 0 | 0 | 0 | 0 | Electric | Residential | Single Family | Pool Pump | Existing | NA | NA | NA | ResPoolSpa - SF Wtd | ResSFGasTotal | LGE Res | 1 | 1 | Assume 1 year DLC program | 100% | 100% | 0% | 0 | 0 | 0 | 0 | 0 | 0 | 0 | 0 | 0 | 0 | 0 | 0 | 0 | 0 | 80 | 80 | 80 | 80 | 80 | 80 | 80 | 0 | 0 | 0 | 0 | 0 | 0 | 0 | 0 | 0 | 0 | 0 | 0 | 0 | 0 | 0.4 | 0.4 | 0.4 | 0.4 | 0.4 | 0.4 | 0.4 | 0 | 0 | 0 | 0 | 0 | 0 | 0 | 0 | 0 | 0 | 0 | 0 | 0 | 0 | 0 | 0 | 0 | 0 | 0 | 0 | 0 | 1600 | 1600 | 0 | 0 | 0 | 0 | 0 | 0 | 0 | 0 | 0 | 0 | 0 | 0 | 0 | 0 | 0 | 0 | 0 | 0 | 0 | 8 | 8 | 0 | 0 | 0 | 0 | 0 | 0 | 0 | 0 | 0 | 0 | 0 | 0 | 5.7143 | 0 | 0 | 3200 | 0 | 0 | 8 | 0 | TRUE | TRUE | TRUE | TRUE | TRUE | TRUE | TRUE
4 | Multi-Family - AC and ASHP Demand Conservation | Summer for each central air conditioning unit and all year round for each heat pump on on multifamily homes | No demand conservation | Per Customer | Incremental Cost | 0 | 0 | 0 | 0 | NA | NA | 16 |  | 0 | 0 | 0 | 0.7 | 0 | LG&E and KU program data kW savings by appliance type | -10% | 1 | 27000 | 24300 | 21800 | 19600 | 17600 | 15800 | 14200 | Electric | Residential | Multifamily | Central AC | Existing | NA | NA | NA | ResCooling - MF Wtd | ResSFGasTotal | LGE Res | 1 | 1 | Assume 1 year DLC program | 100% | 100% | 0% | 0 | 0 | 0 | 0 | 0 | 0 | 0 | 0 | 0 | 0 | 0 | 0 | 0 | 0 | 8 | 8 | 8 | 20 | 80 | 80 | 80 | 0 | 0 | 0 | 0 | 0 | 0 | 0 | 0 | 0 | 0 | 0 | 0 | 0 | 0 | 0.7 | 0.7 | 0.7 | 0.7 | 0.7 | 0.7 | 0.7 | 0 | 0 | 0 | 0 | 0 | 0 | 0 | 0 | 0 | 0 | 0 | 0 | 0 | 0 | 0 | 0 | 0 | 0 | 0 | 0 | 0 | 216000 | 194400 | 174400 | 392000 | 1408000 | 1264000 | 1136000 | 0 | 0 | 0 | 0 | 0 | 0 | 0 | 0 | 0 | 0 | 0 | 0 | 0 | 0 | 18900 | 17010 | 15260 | 13720 | 12320 | 11060 | 9940 | 0 | 0 | 0 | 0 | 0 | 0 | 0 | 20042.8571 | 0 | 0 | 4784800 | 0 | 0 | 18900 | 0 | TRUE | TRUE | TRUE | TRUE | TRUE | TRUE | TRUE
5 | Multi-Family - Water Heater Demand Conservation | All year round for each electric water heater on multifamily homes | No demand conservation | Per Customer | Incremental Cost | 0 | 0 | 0 | 0 | NA | NA | 16 | 160 | 0 | 0 | 0 | 0.4 | 0 | LG&E and KU program data kW savings by appliance type | -10% | 1 | 40 | 38 | 0 | 0 | 0 | 0 | 0 | Electric | Residential | Multifamily | Water Heat | Existing | NA | NA | NA | ResHotWater - MF Wtd | ResSFGasTotal | LGE Res | 1 | 1 | Assume 1 year DLC program | 100% | 100% | 0% | 0 | 0 | 0 | 0 | 0 | 0 | 0 | 0 | 0 | 0 | 0 | 0 | 0 | 0 | 160 | 160 | 160 | 160 | 160 | 160 | 160 | 0 | 0 | 0 | 0 | 0 | 0 | 0 | 0 | 0 | 0 | 0 | 0 | 0 | 0 | 0.4 | 0.4 | 0.4 | 0.4 | 0.4 | 0.4 | 0.4 | 0 | 0 | 0 | 0 | 0 | 0 | 0 | 0 | 0 | 0 | 0 | 0 | 0 | 0 | 0 | 0 | 0 | 0 | 0 | 0 | 0 | 6400 | 6080 | 0 | 0 | 0 | 0 | 0 | 0 | 0 | 0 | 0 | 0 | 0 | 0 | 0 | 0 | 0 | 0 | 0 | 0 | 0 | 16 | 15.2 | 0 | 0 | 0 | 0 | 0 | 0 | 0 | 0 | 0 | 0 | 0 | 0 | 11.1429 | 0 | 0 | 12480 | 0 | 0 | 16 | 0 | TRUE | TRUE | TRUE | TRUE | TRUE | TRUE | TRUE
6 | Multi-Family - Pool Pump Demand Conservation | Summer for each electric in-ground swimming pool pump on multifamily homes | No demand conservation | Per Customer | Incremental Cost | 0 | 0 | 0 | 0 | NA | NA | 16 | 160 | 0 | 0 | 0 | 0.4 | 0 | LG&E and KU program data kW savings by appliance type | -10% | 1 | 0 | 0 | 0 | 0 | 0 | 0 | 0 | Electric | Residential | Multifamily | Pool Pump | Existing | NA | NA | NA | ResPoolSpa - MF Wtd | ResSFGasTotal | LGE Res | 1 | 1 | Assume 1 year DLC program | 100% | 100% | 0% | 0 | 0 | 0 | 0 | 0 | 0 | 0 | 0 | 0 | 0 | 0 | 0 | 0 | 0 | 160 | 160 | 160 | 160 | 160 | 160 | 160 | 0 | 0 | 0 | 0 | 0 | 0 | 0 | 0 | 0 | 0 | 0 | 0 | 0 | 0 | 0.4 | 0.4 | 0.4 | 0.4 | 0.4 | 0.4 | 0.4 | 0 | 0 | 0 | 0 | 0 | 0 | 0 | 0 | 0 | 0 | 0 | 0 | 0 | 0 | 0 | 0 | 0 | 0 | 0 | 0 | 0 | 0 | 0 | 0 | 0 | 0 | 0 | 0 | 0 | 0 | 0 | 0 | 0 | 0 | 0 | 0 | 0 | 0 | 0 | 0 | 0 | 0 | 0 | 0 | 0 | 0 | 0 | 0 | 0 | 0 | 0 | 0 | 0 | 0 | 0 | 0 | 0 | 0 | 0 | 0 | 0 | 0 | 0 | 0 | TRUE | TRUE | TRUE | TRUE | TRUE | TRUE | TRUE
7 | Small Commercial - AC Demand Conservation | Summer for each air conditioning unit | No demand conservation | Per Customer | Incremental Cost | 0 | 0 | 0 | 0 | NA | NA | 36.788 | 36.788 | 0 | 0 | 0 | 1.59 | 0 | LG&E and KU program data kW savings by appliance type | -10% | 1 | 2900 | 2600 | 2300 | 2000 | 1800 | 1600 | 1400 | Electric | Commercial | Small Office | Cooling DX | Existing | NA | NA | NA | OFFSMCool | ResSFGasTotal | LGE NonRes | 1 | 1 | Assume 1 year demand response programs | 100% | 100% | 0% | 0 | 0 | 0 | 0 | 0 | 0 | 0 | 0 | 0 | 0 | 0 | 0 | 0 | 0 | 36.788 | 36.788 | 36.788 | 36.788 | 36.788 | 36.788 | 36.788 | 0 | 0 | 0 | 0 | 0 | 0 | 0 | 0 | 0 | 0 | 0 | 0 | 0 | 0 | 1.59 | 1.59 | 1.59 | 1.59 | 1.59 | 1.59 | 1.59 | 0 | 0 | 0 | 0 | 0 | 0 | 0 | 0 | 0 | 0 | 0 | 0 | 0 | 0 | 0 | 0 | 0 | 0 | 0 | 0 | 0 | 106685.0902 | 95648.7016 | 84612.3129 | 73575.9243 | 66218.3319 | 58860.7394 | 51503.147 | 0 | 0 | 0 | 0 | 0 | 0 | 0 | 0 | 0 | 0 | 0 | 0 | 0 | 0 | 4611 | 4134 | 3657 | 3180 | 2862 | 2544 | 2226 | 0 | 0 | 0 | 0 | 0 | 0 | 0 | 2085.7143 | 0 | 0 | 537104.2472 | 0 | 0 | 4611 | 0 | TRUE | TRUE | TRUE | TRUE | TRUE | TRUE | TRUE
8 | Small Commercial - Water Heater Demand Conservation | All year round for each water heater unit | No demand conservation | Per Customer | Incremental Cost | 0 | 0 | 0 | 0 | NA | NA | 8 | 16 | 0 | 0 | 0 | 0.4 | 0 | LG&E and KU program data kW savings by appliance type | -10% | 1 | 300 | 270 | 200 | 100 | 0 | 0 | 0 | Electric | Commercial | Small Office | Water Heat | Existing | NA | NA | NA | OFFSMElecDHW | ResSFGasTotal | LGE NonRes | 1 | 1 | Assume 1 year demand response programs | 100% | 100% | 0% | 0 | 0 | 0 | 0 | 0 | 0 | 0 | 0 | 0 | 0 | 0 | 0 | 0 | 0 | 16 | 16 | 16 | 16 | 16 | 16 | 16 | 0 | 0 | 0 | 0 | 0 | 0 | 0 | 0 | 0 | 0 | 0 | 0 | 0 | 0 | 0.4 | 0.4 | 0.4 | 0.4 | 0.4 | 0.4 | 0.4 | 0 | 0 | 0 | 0 | 0 | 0 | 0 | 0 | 0 | 0 | 0 | 0 | 0 | 0 | 0 | 0 | 0 | 0 | 0 | 0 | 0 | 4800 | 4320 | 3200 | 1600 | 0 | 0 | 0 | 0 | 0 | 0 | 0 | 0 | 0 | 0 | 0 | 0 | 0 | 0 | 0 | 0 | 0 | 120 | 108 | 80 | 40 | 0 | 0 | 0 | 0 | 0 | 0 | 0 | 0 | 0 | 0 | 124.2857 | 0 | 0 | 13920 | 0 | 0 | 120 | 0 | TRUE | TRUE | TRUE | TRUE | TRUE | TRUE | TRUE
1-KU | KU-Single Family - AC and ASHP Demand Conservation | Summer for each central air conditioning unit and all year round for each heat pump on single-family homes | No demand conservation | Per Customer | Incremental Cost | 0 | 0 | 0 | 0 | NA | NA | 20 | 0 | 0 | 0 | 0 | 0.7 | 0 | LG&E and KU program data kW savings by appliance type | -10% | 1 | 69600 | 62600 | 56300 | 50650 | 45550 | 40950 | 36850 | Electric | Residential | Single Family | Central AC | Existing | NA | NA | NA | ResCooling - SF Wtd | ResSFGasTotal | KU Res | 1 | 1 | Assume 1 year DLC program | 100% | 100% | 0% | 0 | 0 | 0 | 0 | 0 | 0 | 0 | 0 | 0 | 0 | 0 | 0 | 0 | 0 | 10 | 10 | 10 | 25 | 100 | 100 | 100 | 0 | 0 | 0 | 0 | 0 | 0 | 0 | 0 | 0 | 0 | 0 | 0 | 0 | 0 | 0.7 | 0.7 | 0.7 | 0.7 | 0.7 | 0.7 | 0.7 | 0 | 0 | 0 | 0 | 0 | 0 | 0 | 0 | 0 | 0 | 0 | 0 | 0 | 0 | 0 | 0 | 0 | 0 | 0 | 0 | 0 | 696000 | 626000 | 563000 | 1266250 | 4555000 | 4095000 | 3685000 | 0 | 0 | 0 | 0 | 0 | 0 | 0 | 0 | 0 | 0 | 0 | 0 | 0 | 0 | 48720 | 43820 | 39410 | 35455 | 31885 | 28665 | 25795 | 0 | 0 | 0 | 0 | 0 | 0 | 0 | 51785.7143 | 0 | 0 | 15486250 | 0 | 0 | 48720 | 0
2-KU | KU-Single Family - Water Heater Demand Conservation | All year round for each electric water heater on single-family homes | No demand conservation | Per Customer | Incremental Cost | 0 | 0 | 0 | 0 | NA | NA | 8 | 80 | 0 | 0 | 0 | 0.4 | 0 | LG&E and KU program data kW savings by appliance type | -10% | 1 | 3800 | 3400 | 3050 | 2700 | 2400 | 2150 | 1900 | Electric | Residential | Single Family | Water Heat | Existing | NA | NA | NA | ResHotWater - SF Wtd | ResSFGasTotal | KU Res | 1 | 1 | Assume 1 year DLC program | 100% | 100% | 0% | 0 | 0 | 0 | 0 | 0 | 0 | 0 | 0 | 0 | 0 | 0 | 0 | 0 | 0 | 80 | 80 | 80 | 80 | 80 | 80 | 80 | 0 | 0 | 0 | 0 | 0 | 0 | 0 | 0 | 0 | 0 | 0 | 0 | 0 | 0 | 0.4 | 0.4 | 0.4 | 0.4 | 0.4 | 0.4 | 0.4 | 0 | 0 | 0 | 0 | 0 | 0 | 0 | 0 | 0 | 0 | 0 | 0 | 0 | 0 | 0 | 0 | 0 | 0 | 0 | 0 | 0 | 304000 | 272000 | 244000 | 216000 | 192000 | 172000 | 152000 | 0 | 0 | 0 | 0 | 0 | 0 | 0 | 0 | 0 | 0 | 0 | 0 | 0 | 0 | 1520 | 1360 | 1220 | 1080 | 960 | 860 | 760 | 0 | 0 | 0 | 0 | 0 | 0 | 0 | 2771.4286 | 0 | 0 | 1552000 | 0 | 0 | 1520 | 0
3-KU | KU-Single Family - Pool Pump Demand Conservation | Summer for each electric in-ground swimming pool pump on single-family homes | No demand conservation | Per Customer | Incremental Cost | 0 | 0 | 0 | 0 | NA | NA | 8 | 80 | 0 | 0 | 0 | 0.4 | 0 | LG&E and KU program data kW savings by appliance type | -10% | 1 | 10 | 10 | 0 | 0 | 0 | 0 | 0 | Electric | Residential | Single Family | Pool Pump | Existing | NA | NA | NA | ResPoolSpa - SF Wtd | ResSFGasTotal | KU Res | 1 | 1 | Assume 1 year DLC program | 100% | 100% | 0% | 0 | 0 | 0 | 0 | 0 | 0 | 0 | 0 | 0 | 0 | 0 | 0 | 0 | 0 | 80 | 80 | 80 | 80 | 80 | 80 | 80 | 0 | 0 | 0 | 0 | 0 | 0 | 0 | 0 | 0 | 0 | 0 | 0 | 0 | 0 | 0.4 | 0.4 | 0.4 | 0.4 | 0.4 | 0.4 | 0.4 | 0 | 0 | 0 | 0 | 0 | 0 | 0 | 0 | 0 | 0 | 0 | 0 | 0 | 0 | 0 | 0 | 0 | 0 | 0 | 0 | 0 | 800 | 800 | 0 | 0 | 0 | 0 | 0 | 0 | 0 | 0 | 0 | 0 | 0 | 0 | 0 | 0 | 0 | 0 | 0 | 0 | 0 | 4 | 4 | 0 | 0 | 0 | 0 | 0 | 0 | 0 | 0 | 0 | 0 | 0 | 0 | 2.8571 | 0 | 0 | 1600 | 0 | 0 | 4 | 0
4-KU | KU-Multi-Family - AC and ASHP Demand Conservation | Summer for each central air conditioning unit and all year round for each heat pump on on multifamily homes | No demand conservation | Per Customer | Incremental Cost | 0 | 0 | 0 | 0 | NA | NA | 16 | 0 | 0 | 0 | 0 | 0.7 | 0 | LG&E and KU program data kW savings by appliance type | -10% | 1 | 13500 | 12150 | 10900 | 9800 | 8800 | 7900 | 7100 | Electric | Residential | Multifamily | Central AC | Existing | NA | NA | NA | ResCooling - MF Wtd | ResSFGasTotal | KU Res | 1 | 1 | Assume 1 year DLC program | 100% | 100% | 0% | 0 | 0 | 0 | 0 | 0 | 0 | 0 | 0 | 0 | 0 | 0 | 0 | 0 | 0 | 8 | 8 | 8 | 20 | 80 | 80 | 80 | 0 | 0 | 0 | 0 | 0 | 0 | 0 | 0 | 0 | 0 | 0 | 0 | 0 | 0 | 0.7 | 0.7 | 0.7 | 0.7 | 0.7 | 0.7 | 0.7 | 0 | 0 | 0 | 0 | 0 | 0 | 0 | 0 | 0 | 0 | 0 | 0 | 0 | 0 | 0 | 0 | 0 | 0 | 0 | 0 | 0 | 108000 | 97200 | 87200 | 196000 | 704000 | 632000 | 568000 | 0 | 0 | 0 | 0 | 0 | 0 | 0 | 0 | 0 | 0 | 0 | 0 | 0 | 0 | 9450 | 8505 | 7630 | 6860 | 6160 | 5530 | 4970 | 0 | 0 | 0 | 0 | 0 | 0 | 0 | 10021.4286 | 0 | 0 | 2392400 | 0 | 0 | 9450 | 0
5-KU | KU-Multi-Family - Water Heater Demand Conservation | All year round for each electric water heater on multifamily homes | No demand conservation | Per Customer | Incremental Cost | 0 | 0 | 0 | 0 | NA | NA | 16 | 160 | 0 | 0 | 0 | 0.4 | 0 | LG&E and KU program data kW savings by appliance type | -10% | 1 | 20 | 19 | 0 | 0 | 0 | 0 | 0 | Electric | Residential | Multifamily | Water Heat | Existing | NA | NA | NA | ResHotWater - MF Wtd | ResSFGasTotal | KU Res | 1 | 1 | Assume 1 year DLC program | 100% | 100% | 0% | 0 | 0 | 0 | 0 | 0 | 0 | 0 | 0 | 0 | 0 | 0 | 0 | 0 | 0 | 160 | 160 | 160 | 160 | 160 | 160 | 160 | 0 | 0 | 0 | 0 | 0 | 0 | 0 | 0 | 0 | 0 | 0 | 0 | 0 | 0 | 0.4 | 0.4 | 0.4 | 0.4 | 0.4 | 0.4 | 0.4 | 0 | 0 | 0 | 0 | 0 | 0 | 0 | 0 | 0 | 0 | 0 | 0 | 0 | 0 | 0 | 0 | 0 | 0 | 0 | 0 | 0 | 3200 | 3040 | 0 | 0 | 0 | 0 | 0 | 0 | 0 | 0 | 0 | 0 | 0 | 0 | 0 | 0 | 0 | 0 | 0 | 0 | 0 | 8 | 7.6 | 0 | 0 | 0 | 0 | 0 | 0 | 0 | 0 | 0 | 0 | 0 | 0 | 5.5714 | 0 | 0 | 6240 | 0 | 0 | 8 | 0
6-KU | KU-Multi-Family - Pool Pump Demand Conservation | Summer for each electric in-ground swimming pool pump on multifamily homes | No demand conservation | Per Customer | Incremental Cost | 0 | 0 | 0 | 0 | NA | NA | 16 | 160 | 0 | 0 | 0 | 0.4 | 0 | LG&E and KU program data kW savings by appliance type | -10% | 1 | 0 | 0 | 0 | 0 | 0 | 0 | 0 | Electric | Residential | Multifamily | Pool Pump | Existing | NA | NA | NA | ResPoolSpa - MF Wtd | ResSFGasTotal | KU Res | 1 | 1 | Assume 1 year DLC program | 100% | 100% | 0% | 0 | 0 | 0 | 0 | 0 | 0 | 0 | 0 | 0 | 0 | 0 | 0 | 0 | 0 | 160 | 160 | 160 | 160 | 160 | 160 | 160 | 0 | 0 | 0 | 0 | 0 | 0 | 0 | 0 | 0 | 0 | 0 | 0 | 0 | 0 | 0.4 | 0.4 | 0.4 | 0.4 | 0.4 | 0.4 | 0.4 | 0 | 0 | 0 | 0 | 0 | 0 | 0 | 0 | 0 | 0 | 0 | 0 | 0 | 0 | 0 | 0 | 0 | 0 | 0 | 0 | 0 | 0 | 0 | 0 | 0 | 0 | 0 | 0 | 0 | 0 | 0 | 0 | 0 | 0 | 0 | 0 | 0 | 0 | 0 | 0 | 0 | 0 | 0 | 0 | 0 | 0 | 0 | 0 | 0 | 0 | 0 | 0 | 0 | 0 | 0 | 0 | 0 | 0 | 0 | 0 | 0 | 0 | 0 | 0
7-KU | KU-Small Commercial - AC Demand Conservation | Summer for each air conditioning unit | No demand conservation | Per Customer | Incremental Cost | 0 | 0 | 0 | 0 | NA | NA | 36.788 | 36.788 | 0 | 0 | 0 | 1.59 | 0 | LG&E and KU program data kW savings by appliance type | -10% | 1 | 1450 | 1300 | 1150 | 1000 | 900 | 800 | 700 | Electric | Commercial | Small Office | Cooling DX | Existing | NA | NA | NA | OFFSMCool | ResSFGasTotal | KU NonRes | 1 | 1 | Assume 1 year demand response programs | 100% | 100% | 0% | 0 | 0 | 0 | 0 | 0 | 0 | 0 | 0 | 0 | 0 | 0 | 0 | 0 | 0 | 36.788 | 36.788 | 36.788 | 36.788 | 36.788 | 36.788 | 36.788 | 0 | 0 | 0 | 0 | 0 | 0 | 0 | 0 | 0 | 0 | 0 | 0 | 0 | 0 | 1.59 | 1.59 | 1.59 | 1.59 | 1.59 | 1.59 | 1.59 | 0 | 0 | 0 | 0 | 0 | 0 | 0 | 0 | 0 | 0 | 0 | 0 | 0 | 0 | 0 | 0 | 0 | 0 | 0 | 0 | 0 | 53342.5451 | 47824.3508 | 42306.1565 | 36787.9621 | 33109.1659 | 29430.3697 | 25751.5735 | 0 | 0 | 0 | 0 | 0 | 0 | 0 | 0 | 0 | 0 | 0 | 0 | 0 | 0 | 2305.5 | 2067 | 1828.5 | 1590 | 1431 | 1272 | 1113 | 0 | 0 | 0 | 0 | 0 | 0 | 0 | 1042.8571 | 0 | 0 | 268552.1236 | 0 | 0 | 2305.5 | 0
8-KU | KU-Small Commercial - Water Heater Demand Conservation | All year round for each water heater unit | No demand conservation | Per Customer | Incremental Cost | 0 | 0 | 0 | 0 | NA | NA | 8 | 16 | 0 | 0 | 0 | 0.4 | 0 | LG&E and KU program data kW savings by appliance type | -10% | 1 | 150 | 135 | 100 | 50 | 0 | 0 | 0 | Electric | Commercial | Small Office | Water Heat | Existing | NA | NA | NA | OFFSMElecDHW | ResSFGasTotal | KU NonRes | 1 | 1 | Assume 1 year demand response programs | 100% | 100% | 0% | 0 | 0 | 0 | 0 | 0 | 0 | 0 | 0 | 0 | 0 | 0 | 0 | 0 | 0 | 16 | 16 | 16 | 16 | 16 | 16 | 16 | 0 | 0 | 0 | 0 | 0 | 0 | 0 | 0 | 0 | 0 | 0 | 0 | 0 | 0 | 0.4 | 0.4 | 0.4 | 0.4 | 0.4 | 0.4 | 0.4 | 0 | 0 | 0 | 0 | 0 | 0 | 0 | 0 | 0 | 0 | 0 | 0 | 0 | 0 | 0 | 0 | 0 | 0 | 0 | 0 | 0 | 2400 | 2160 | 1600 | 800 | 0 | 0 | 0 | 0 | 0 | 0 | 0 | 0 | 0 | 0 | 0 | 0 | 0 | 0 | 0 | 0 | 0 | 60 | 54 | 40 | 20 | 0 | 0 | 0 | 0 | 0 | 0 | 0 | 0 | 0 | 0 | 62.1429 | 0 | 0 | 6960 | 0 | 0 | 60 | 0
1-LGE | LG&E-Single Family - AC and ASHP Demand Conservation | Summer for each central air conditioning unit and all year round for each heat pump on single-family homes | No demand conservation | Per Customer | Incremental Cost | 0 | 0 | 0 | 0 | NA | NA | 20 | 0 | 0 | 0 | 0 | 0.7 | 0 | LG&E and KU program data kW savings by appliance type | -10% | 1 | 69600 | 62600 | 56300 | 50650 | 45550 | 40950 | 36850 | Electric | Residential | Single Family | Central AC | Existing | NA | NA | NA | ResCooling - SF Wtd | ResSFGasTotal | LGE Res | 1 | 1 | Assume 1 year DLC program | 100% | 100% | 0% | 0 | 0 | 0 | 0 | 0 | 0 | 0 | 0 | 0 | 0 | 0 | 0 | 0 | 0 | 10 | 10 | 10 | 25 | 100 | 100 | 100 | 0 | 0 | 0 | 0 | 0 | 0 | 0 | 0 | 0 | 0 | 0 | 0 | 0 | 0 | 0.7 | 0.7 | 0.7 | 0.7 | 0.7 | 0.7 | 0.7 | 0 | 0 | 0 | 0 | 0 | 0 | 0 | 0 | 0 | 0 | 0 | 0 | 0 | 0 | 0 | 0 | 0 | 0 | 0 | 0 | 0 | 696000 | 626000 | 563000 | 1266250 | 4555000 | 4095000 | 3685000 | 0 | 0 | 0 | 0 | 0 | 0 | 0 | 0 | 0 | 0 | 0 | 0 | 0 | 0 | 48720 | 43820 | 39410 | 35455 | 31885 | 28665 | 25795 | 0 | 0 | 0 | 0 | 0 | 0 | 0 | 51785.7143 | 0 | 0 | 15486250 | 0 | 0 | 48720 | 0
2-LGE | LG&E-Single Family - Water Heater Demand Conservation | All year round for each electric water heater on single-family homes | No demand conservation | Per Customer | Incremental Cost | 0 | 0 | 0 | 0 | NA | NA | 8 | 80 | 0 | 0 | 0 | 0.4 | 0 | LG&E and KU program data kW savings by appliance type | -10% | 1 | 3800 | 3400 | 3050 | 2700 | 2400 | 2150 | 1900 | Electric | Residential | Single Family | Water Heat | Existing | NA | NA | NA | ResHotWater - SF Wtd | ResSFGasTotal | LGE Res | 1 | 1 | Assume 1 year DLC program | 100% | 100% | 0% | 0 | 0 | 0 | 0 | 0 | 0 | 0 | 0 | 0 | 0 | 0 | 0 | 0 | 0 | 80 | 80 | 80 | 80 | 80 | 80 | 80 | 0 | 0 | 0 | 0 | 0 | 0 | 0 | 0 | 0 | 0 | 0 | 0 | 0 | 0 | 0.4 | 0.4 | 0.4 | 0.4 | 0.4 | 0.4 | 0.4 | 0 | 0 | 0 | 0 | 0 | 0 | 0 | 0 | 0 | 0 | 0 | 0 | 0 | 0 | 0 | 0 | 0 | 0 | 0 | 0 | 0 | 304000 | 272000 | 244000 | 216000 | 192000 | 172000 | 152000 | 0 | 0 | 0 | 0 | 0 | 0 | 0 | 0 | 0 | 0 | 0 | 0 | 0 | 0 | 1520 | 1360 | 1220 | 1080 | 960 | 860 | 760 | 0 | 0 | 0 | 0 | 0 | 0 | 0 | 2771.4286 | 0 | 0 | 1552000 | 0 | 0 | 1520 | 0
3-LGE | LG&E-Single Family - Pool Pump Demand Conservation | Summer for each electric in-ground swimming pool pump on single-family homes | No demand conservation | Per Customer | Incremental Cost | 0 | 0 | 0 | 0 | NA | NA | 8 | 80 | 0 | 0 | 0 | 0.4 | 0 | LG&E and KU program data kW savings by appliance type | -10% | 1 | 10 | 10 | 0 | 0 | 0 | 0 | 0 | Electric | Residential | Single Family | Pool Pump | Existing | NA | NA | NA | ResPoolSpa - SF Wtd | ResSFGasTotal | LGE Res | 1 | 1 | Assume 1 year DLC program | 100% | 100% | 0% | 0 | 0 | 0 | 0 | 0 | 0 | 0 | 0 | 0 | 0 | 0 | 0 | 0 | 0 | 80 | 80 | 80 | 80 | 80 | 80 | 80 | 0 | 0 | 0 | 0 | 0 | 0 | 0 | 0 | 0 | 0 | 0 | 0 | 0 | 0 | 0.4 | 0.4 | 0.4 | 0.4 | 0.4 | 0.4 | 0.4 | 0 | 0 | 0 | 0 | 0 | 0 | 0 | 0 | 0 | 0 | 0 | 0 | 0 | 0 | 0 | 0 | 0 | 0 | 0 | 0 | 0 | 800 | 800 | 0 | 0 | 0 | 0 | 0 | 0 | 0 | 0 | 0 | 0 | 0 | 0 | 0 | 0 | 0 | 0 | 0 | 0 | 0 | 4 | 4 | 0 | 0 | 0 | 0 | 0 | 0 | 0 | 0 | 0 | 0 | 0 | 0 | 2.8571 | 0 | 0 | 1600 | 0 | 0 | 4 | 0
4-LGE | LG&E-Multi-Family - AC and ASHP Demand Conservation | Summer for each central air conditioning unit and all year round for each heat pump on on multifamily homes | No demand conservation | Per Customer | Incremental Cost | 0 | 0 | 0 | 0 | NA | NA | 16 | 0 | 0 | 0 | 0 | 0.7 | 0 | LG&E and KU program data kW savings by appliance type | -10% | 1 | 13500 | 12150 | 10900 | 9800 | 8800 | 7900 | 7100 | Electric | Residential | Multifamily | Central AC | Existing | NA | NA | NA | ResCooling - MF Wtd | ResSFGasTotal | LGE Res | 1 | 1 | Assume 1 year DLC program | 100% | 100% | 0% | 0 | 0 | 0 | 0 | 0 | 0 | 0 | 0 | 0 | 0 | 0 | 0 | 0 | 0 | 8 | 8 | 8 | 20 | 80 | 80 | 80 | 0 | 0 | 0 | 0 | 0 | 0 | 0 | 0 | 0 | 0 | 0 | 0 | 0 | 0 | 0.7 | 0.7 | 0.7 | 0.7 | 0.7 | 0.7 | 0.7 | 0 | 0 | 0 | 0 | 0 | 0 | 0 | 0 | 0 | 0 | 0 | 0 | 0 | 0 | 0 | 0 | 0 | 0 | 0 | 0 | 0 | 108000 | 97200 | 87200 | 196000 | 704000 | 632000 | 568000 | 0 | 0 | 0 | 0 | 0 | 0 | 0 | 0 | 0 | 0 | 0 | 0 | 0 | 0 | 9450 | 8505 | 7630 | 6860 | 6160 | 5530 | 4970 | 0 | 0 | 0 | 0 | 0 | 0 | 0 | 10021.4286 | 0 | 0 | 2392400 | 0 | 0 | 9450 | 0
5-LGE | LG&E-Multi-Family - Water Heater Demand Conservation | All year round for each electric water heater on multifamily homes | No demand conservation | Per Customer | Incremental Cost | 0 | 0 | 0 | 0 | NA | NA | 16 | 160 | 0 | 0 | 0 | 0.4 | 0 | LG&E and KU program data kW savings by appliance type | -10% | 1 | 20 | 19 | 0 | 0 | 0 | 0 | 0 | Electric | Residential | Multifamily | Water Heat | Existing | NA | NA | NA | ResHotWater - MF Wtd | ResSFGasTotal | LGE Res | 1 | 1 | Assume 1 year DLC program | 100% | 100% | 0% | 0 | 0 | 0 | 0 | 0 | 0 | 0 | 0 | 0 | 0 | 0 | 0 | 0 | 0 | 160 | 160 | 160 | 160 | 160 | 160 | 160 | 0 | 0 | 0 | 0 | 0 | 0 | 0 | 0 | 0 | 0 | 0 | 0 | 0 | 0 | 0.4 | 0.4 | 0.4 | 0.4 | 0.4 | 0.4 | 0.4 | 0 | 0 | 0 | 0 | 0 | 0 | 0 | 0 | 0 | 0 | 0 | 0 | 0 | 0 | 0 | 0 | 0 | 0 | 0 | 0 | 0 | 3200 | 3040 | 0 | 0 | 0 | 0 | 0 | 0 | 0 | 0 | 0 | 0 | 0 | 0 | 0 | 0 | 0 | 0 | 0 | 0 | 0 | 8 | 7.6 | 0 | 0 | 0 | 0 | 0 | 0 | 0 | 0 | 0 | 0 | 0 | 0 | 5.5714 | 0 | 0 | 6240 | 0 | 0 | 8 | 0
6-LGE | LG&E-Multi-Family - Pool Pump Demand Conservation | Summer for each electric in-ground swimming pool pump on multifamily homes | No demand conservation | Per Customer | Incremental Cost | 0 | 0 | 0 | 0 | NA | NA | 16 | 160 | 0 | 0 | 0 | 0.4 | 0 | LG&E and KU program data kW savings by appliance type | -10% | 1 | 0 | 0 | 0 | 0 | 0 | 0 | 0 | Electric | Residential | Multifamily | Pool Pump | Existing | NA | NA | NA | ResPoolSpa - MF Wtd | ResSFGasTotal | LGE Res | 1 | 1 | Assume 1 year DLC program | 100% | 100% | 0% | 0 | 0 | 0 | 0 | 0 | 0 | 0 | 0 | 0 | 0 | 0 | 0 | 0 | 0 | 160 | 160 | 160 | 160 | 160 | 160 | 160 | 0 | 0 | 0 | 0 | 0 | 0 | 0 | 0 | 0 | 0 | 0 | 0 | 0 | 0 | 0.4 | 0.4 | 0.4 | 0.4 | 0.4 | 0.4 | 0.4 | 0 | 0 | 0 | 0 | 0 | 0 | 0 | 0 | 0 | 0 | 0 | 0 | 0 | 0 | 0 | 0 | 0 | 0 | 0 | 0 | 0 | 0 | 0 | 0 | 0 | 0 | 0 | 0 | 0 | 0 | 0 | 0 | 0 | 0 | 0 | 0 | 0 | 0 | 0 | 0 | 0 | 0 | 0 | 0 | 0 | 0 | 0 | 0 | 0 | 0 | 0 | 0 | 0 | 0 | 0 | 0 | 0 | 0 | 0 | 0 | 0 | 0 | 0 | 0
7-LGE | LG&E-Small Commercial - AC Demand Conservation | Summer for each air conditioning unit | No demand conservation | Per Customer | Incremental Cost | 0 | 0 | 0 | 0 | NA | NA | 36.788 | 36.788 | 0 | 0 | 0 | 1.59 | 0 | LG&E and KU program data kW savings by appliance type | -10% | 1 | 1450 | 1300 | 1150 | 1000 | 900 | 800 | 700 | Electric | Commercial | Small Office | Cooling DX | Existing | NA | NA | NA | OFFSMCool | ResSFGasTotal | LGE NonRes | 1 | 1 | Assume 1 year demand response programs | 100% | 100% | 0% | 0 | 0 | 0 | 0 | 0 | 0 | 0 | 0 | 0 | 0 | 0 | 0 | 0 | 0 | 36.788 | 36.788 | 36.788 | 36.788 | 36.788 | 36.788 | 36.788 | 0 | 0 | 0 | 0 | 0 | 0 | 0 | 0 | 0 | 0 | 0 | 0 | 0 | 0 | 1.59 | 1.59 | 1.59 | 1.59 | 1.59 | 1.59 | 1.59 | 0 | 0 | 0 | 0 | 0 | 0 | 0 | 0 | 0 | 0 | 0 | 0 | 0 | 0 | 0 | 0 | 0 | 0 | 0 | 0 | 0 | 53342.5451 | 47824.3508 | 42306.1565 | 36787.9621 | 33109.1659 | 29430.3697 | 25751.5735 | 0 | 0 | 0 | 0 | 0 | 0 | 0 | 0 | 0 | 0 | 0 | 0 | 0 | 0 | 2305.5 | 2067 | 1828.5 | 1590 | 1431 | 1272 | 1113 | 0 | 0 | 0 | 0 | 0 | 0 | 0 | 1042.8571 | 0 | 0 | 268552.1236 | 0 | 0 | 2305.5 | 0
8-LGE | LG&E-Small Commercial - Water Heater Demand Conservation | All year round for each water heater unit | No demand conservation | Per Customer | Incremental Cost | 0 | 0 | 0 | 0 | NA | NA | 8 | 16 | 0 | 0 | 0 | 0.4 | 0 | LG&E and KU program data kW savings by appliance type | -10% | 1 | 150 | 135 | 100 | 50 | 0 | 0 | 0 | Electric | Commercial | Small Office | Water Heat | Existing | NA | NA | NA | OFFSMElecDHW | ResSFGasTotal | LGE NonRes | 1 | 1 | Assume 1 year demand response programs | 100% | 100% | 0% | 0 | 0 | 0 | 0 | 0 | 0 | 0 | 0 | 0 | 0 | 0 | 0 | 0 | 0 | 16 | 16 | 16 | 16 | 16 | 16 | 16 | 0 | 0 | 0 | 0 | 0 | 0 | 0 | 0 | 0 | 0 | 0 | 0 | 0 | 0 | 0.4 | 0.4 | 0.4 | 0.4 | 0.4 | 0.4 | 0.4 | 0 | 0 | 0 | 0 | 0 | 0 | 0 | 0 | 0 | 0 | 0 | 0 | 0 | 0 | 0 | 0 | 0 | 0 | 0 | 0 | 0 | 2400 | 2160 | 1600 | 800 | 0 | 0 | 0 | 0 | 0 | 0 | 0 | 0 | 0 | 0 | 0 | 0 | 0 | 0 | 0 | 0 | 0 | 60 | 54 | 40 | 20 | 0 | 0 | 0 | 0 | 0 | 0 | 0 | 0 | 0 | 0 | 62.1429 | 0 | 0 | 6960 | 0 | 0 | 60 | 0
MF Bonus Assumptions:
[11 empty] | MF Bonus of per new install | 10
[11 empty] | Total DLC new installs per year | 13650.25
[11 empty] | MF DLC new installs per year | 2226
[11 empty] | Rounded MF annual new installs | 2000
[11 empty] | Rounded MF annual existing installs | 25040
[11 empty] | Percent new vs existing | 7.987% | Dollars of new install | Dollars of new install per customer
[11 empty] | Multi-Family - AC and ASHP Demand Conservation | 99.85% | 1994.0872 | 0.073746
[11 empty] | Multi-Family - Water Heater Demand Conservation | 0.1479% | 29.5858 | 0.0010941
[11 empty] | Multi-Family - Pool Pump Demand Conservation | 0% | 0 | 0

## Online Marketplace
_Measure Details_Measure ID | __Measure Name | __Measure Description/Qualification | __Base Equipment | __Per Unit Assumption | _First Year Costs_Full or Incremental Cost | __Full/Incremental Equipment Cost (Per Unit) | __Full/Incremental Labor Cost (Per Unit) | __Full/Incremental Cost (Per Unit) | __Incremental Annual O&M (Per Unit) | __50% of Incremental Cost | __Cost Sources | __Current Incentive | __Proposed Incentive Level | __Dealer Incentive | __Implementation Cost | _First Year Energy Savings_Electric kWh Savings Per Unit | __Electric kW Savings Per Unit | __Natural Gas Therms Savings Per Unit | __Energy Savings Source | _Participation Assumptions_Escalation Rate | __Number of Unit Per Participant | __Participation 2024 | __Participation 2025 | __Participation 2026 | __Participation 2027 | __Participation 2028 | __Participation 2029 | __Participation 2030 | _Modeling Measure-level Inputs_Fuel Type | __Sector | __Segment | __Enduse | __Construction Type | __Potential Study Measure Name | __Potential Study Measure Description | __Potential Study Baseline Description | __Electric Load Shape | __Natural Gas Load Shape | __Customer Rate Class | __Measure Life | __Baseline Life | __Life Source | _Measure Tier Share_Tier Share | _Measure Fuel Weights_Electric Share | __Natural Gas Share | Per Unit_Incremental Costs_2024 | Per Unit_Incremental Costs_2025 | Per Unit_Incremental Costs_2026 | Per Unit_Incremental Costs_2027 | Per Unit_Incremental Costs_2028 | Per Unit_Incremental Costs_2029 | Per Unit_Incremental Costs_2030 | Per Unit_Incremental Annual O&M_2024 | Per Unit_Incremental Annual O&M_2025 | Per Unit_Incremental Annual O&M_2026 | Per Unit_Incremental Annual O&M_2027 | Per Unit_Incremental Annual O&M_2028 | Per Unit_Incremental Annual O&M_2029 | Per Unit_Incremental Annual O&M_2030 | Per Unit_Customer & Dealer Incentives_2024 | Per Unit_Customer & Dealer Incentives_2025 | Per Unit_Customer & Dealer Incentives_2026 | Per Unit_Customer & Dealer Incentives_2027 | Per Unit_Customer & Dealer Incentives_2028 | Per Unit_Customer & Dealer Incentives_2029 | Per Unit_Customer & Dealer Incentives_2030 | Per Unit_Implementation Cost_2024 | Per Unit_Implementation Cost_2025 | Per Unit_Implementation Cost_2026 | Per Unit_Implementation Cost_2027 | Per Unit_Implementation Cost_2028 | Per Unit_Implementation Cost_2029 | Per Unit_Implementation Cost_2030 | Per Unit_kWh _2024 | Per Unit_kWh _2025 | Per Unit_kWh _2026 | Per Unit_kWh _2027 | Per Unit_kWh _2028 | Per Unit_kWh _2029 | Per Unit_kWh _2030 | Per Unit_kW_2024 | Per Unit_kW_2025 | Per Unit_kW_2026 | Per Unit_kW_2027 | Per Unit_kW_2028 | Per Unit_kW_2029 | Per Unit_kW_2030 | Per Unit_Therms_2024 | Per Unit_Therms_2025 | Per Unit_Therms_2026 | Per Unit_Therms_2027 | Per Unit_Therms_2028 | Per Unit_Therms_2029 | Per Unit_Therms_2030 | Program_Incremental Costs_2024 | Program_Incremental Costs_2025 | Program_Incremental Costs_2026 | Program_Incremental Costs_2027 | Program_Incremental Costs_2028 | Program_Incremental Costs_2029 | Program_Incremental Costs_2030 | Program_Incremental Annual O&M_2024 | Program_Incremental Annual O&M_2025 | Program_Incremental Annual O&M_2026 | Program_Incremental Annual O&M_2027 | Program_Incremental Annual O&M_2028 | Program_Incremental Annual O&M_2029 | Program_Incremental Annual O&M_2030 | Program_Customer & Dealer Incentives_2024 | Program_Customer & Dealer Incentives_2025 | Program_Customer & Dealer Incentives_2026 | Program_Customer & Dealer Incentives_2027 | Program_Customer & Dealer Incentives_2028 | Program_Customer & Dealer Incentives_2029 | Program_Customer & Dealer Incentives_2030 | Program_Implementation Costs_2024 | Program_Implementation Costs_2025 | Program_Implementation Costs_2026 | Program_Implementation Costs_2027 | Program_Implementation Costs_2028 | Program_Implementation Costs_2029 | Program_Implementation Costs_2030 | Program_kWh _2024 | Program_kWh _2025 | Program_kWh _2026 | Program_kWh _2027 | Program_kWh _2028 | Program_kWh _2029 | Program_kWh _2030 | Program_kW_2024 | Program_kW_2025 | Program_kW_2026 | Program_kW_2027 | Program_kW_2028 | Program_kW_2029 | Program_kW_2030 | Program_Therms_2024 | Program_Therms_2025 | Program_Therms_2026 | Program_Therms_2027 | Program_Therms_2028 | Program_Therms_2029 | Program_Therms_2030 | _Total Plan Summary 2024-2030_Participation | __Incremental Costs ($) | __Incremental Annual O&M ($) | __Customer & Dealer Incentives ($) | __Implementation Costs ($) | __Electric kWh Benefits | __Electric kW Peak Demand Benefits | __Natural Gas Therms Benefits
Online Marketplace | [45 empty] | Costs | [27 empty] | Electric Benefits | [6 empty] | Electric Peak Demand Benefits | [6 empty] | Natural Gas Benefits | [6 empty] | Costs | [27 empty] | Electric Benefits | [6 empty] | Electric Peak Demand Benefits
[46 empty] | Per Unit | Per Unit | Per Unit | Per Unit | Per Unit | Per Unit | Per Unit | Per Unit | Per Unit | Per Unit | Per Unit | Per Unit | Per Unit | Per Unit | Per Unit | Per Unit | Per Unit | Per Unit | Per Unit | Per Unit | Per Unit | Per Unit | Per Unit | Per Unit | Per Unit | Per Unit | Per Unit | Per Unit | Per Unit | Per Unit | Per Unit | Per Unit | Per Unit | Per Unit | Per Unit | Per Unit | Per Unit | Per Unit | Per Unit | Per Unit | Per Unit | Per Unit | Per Unit | Per Unit | Per Unit | Per Unit | Per Unit | Per Unit | Per Unit | Program | Program | Program | Program | Program | Program | Program | Program | Program | Program | Program | Program | Program | Program | Program | Program | Program | Program | Program | Program | Program | Program | Program | Program | Program | Program | Program | Program | Program | Program | Program | Program | Program | Program | Program | Program | Program | Program | Program | Program | Program | Program | Program | Program | Program | Program | Program | Program | Program
Measure Details |  |  |  |  | First Year Costs | [10 empty] | First Year Energy Savings |  |  |  | Participation Assumptions | [8 empty] | Modeling Measure-level Inputs | [13 empty] | Measure Tier Share | Measure Fuel Weights |  | Incremental Costs | Incremental Costs | Incremental Costs | Incremental Costs | Incremental Costs | Incremental Costs | Incremental Costs | Incremental Annual O&M | Incremental Annual O&M | Incremental Annual O&M | Incremental Annual O&M | Incremental Annual O&M | Incremental Annual O&M | Incremental Annual O&M | Customer & Dealer Incentives | Customer & Dealer Incentives | Customer & Dealer Incentives | Customer & Dealer Incentives | Customer & Dealer Incentives | Customer & Dealer Incentives | Customer & Dealer Incentives | Implementation Cost | Implementation Cost | Implementation Cost | Implementation Cost | Implementation Cost | Implementation Cost | Implementation Cost | kWh | kWh | kWh | kWh | kWh | kWh | kWh | kW | kW | kW | kW | kW | kW | kW | Therms | Therms | Therms | Therms | Therms | Therms | Therms | Incremental Costs | Incremental Costs | Incremental Costs | Incremental Costs | Incremental Costs | Incremental Costs | Incremental Costs | Incremental Annual O&M | Incremental Annual O&M | Incremental Annual O&M | Incremental Annual O&M | Incremental Annual O&M | Incremental Annual O&M | Incremental Annual O&M | Customer & Dealer Incentives | Customer & Dealer Incentives | Customer & Dealer Incentives | Customer & Dealer Incentives | Customer & Dealer Incentives | Customer & Dealer Incentives | Customer & Dealer Incentives | Implementation Costs | Implementation Costs | Implementation Costs | Implementation Costs | Implementation Costs | Implementation Costs | Implementation Costs | kWh | kWh | kWh | kWh | kWh | kWh | kWh | kW | kW | kW | kW | kW | kW | kW | Therms | Therms | Therms | Therms | Therms | Therms | Therms | Total Plan Summary 2024-2030
Measure ID | Measure Name | Measure Description/Qualification | Base Equipment | Per Unit Assumption | Full or Incremental Cost | Full/Incremental Equipment Cost (Per Unit) | Full/Incremental Labor Cost (Per Unit) | Full/Incremental Cost (Per Unit) | Incremental Annual O&M (Per Unit) | 50% of Incremental Cost | Cost Sources | Current Incentive | Proposed Incentive Level | Dealer Incentive | Implementation Cost | Electric kWh Savings Per Unit | Electric kW Savings Per Unit | Natural Gas Therms Savings Per Unit | Energy Savings Source | Escalation Rate | Number of Unit Per Participant | Participation 2024 | Participation 2025 | Participation 2026 | Participation 2027 | Participation 2028 | Participation 2029 | Participation 2030 | Fuel Type | Sector | Segment | Enduse | Construction Type | Potential Study Measure Name | Potential Study Measure Description | Potential Study Baseline Description | Electric Load Shape | Natural Gas Load Shape | Customer Rate Class | Measure Life | Baseline Life | Life Source | Tier Share | Electric Share | Natural Gas Share | 2024 | 2025 | 2026 | 2027 | 2028 | 2029 | 2030 | 2024 | 2025 | 2026 | 2027 | 2028 | 2029 | 2030 | 2024 | 2025 | 2026 | 2027 | 2028 | 2029 | 2030 | 2024 | 2025 | 2026 | 2027 | 2028 | 2029 | 2030 | 2024 | 2025 | 2026 | 2027 | 2028 | 2029 | 2030 | 2024 | 2025 | 2026 | 2027 | 2028 | 2029 | 2030 | 2024 | 2025 | 2026 | 2027 | 2028 | 2029 | 2030 | 2024 | 2025 | 2026 | 2027 | 2028 | 2029 | 2030 | 2024 | 2025 | 2026 | 2027 | 2028 | 2029 | 2030 | 2024 | 2025 | 2026 | 2027 | 2028 | 2029 | 2030 | 2024 | 2025 | 2026 | 2027 | 2028 | 2029 | 2030 | 2024 | 2025 | 2026 | 2027 | 2028 | 2029 | 2030 | 2024 | 2025 | 2026 | 2027 | 2028 | 2029 | 2030 | 2024 | 2025 | 2026 | 2027 | 2028 | 2029 | 2030 | Participation | Incremental Costs ($) | Incremental Annual O&M ($) | Customer & Dealer Incentives ($) | Implementation Costs ($) | Electric kWh Benefits | Electric kW Peak Demand Benefits | Natural Gas Therms Benefits
1 | Marketplace | Online Marketplace | No Marketplace | Per Program | Full Cost | 0 | 0 | 0 | 0 | 0 |  | 0 | 0 | 0 | 0 | 0 | 0 | 0 | Modeled as funding only program - no savings | 0% | 1 | 1 | 1 | 1 | 1 | 1 | 1 | 1 | Both | Residential | Single Family | All | Existing | NA | NA | NA | ResEleTotal - SF Wtd | ResSFGasTotal | LGE Res | 1 | 1 | Annual program life | 100% | 100% | 100% | 0 | 0 | 0 | 0 | 0 | 0 | 0 | 0 | 0 | 0 | 0 | 0 | 0 | 0 | 0 | 0 | 0 | 0 | 0 | 0 | 0 | 0 | 0 | 0 | 0 | 0 | 0 | 0 | 0 | 0 | 0 | 0 | 0 | 0 | 0 | 0 | 0 | 0 | 0 | 0 | 0 | 0 | 0 | 0 | 0 | 0 | 0 | 0 | 0 | 0 | 0 | 0 | 0 | 0 | 0 | 0 | 0 | 0 | 0 | 0 | 0 | 0 | 0 | 0 | 0 | 0 | 0 | 0 | 0 | 0 | 0 | 0 | 0 | 0 | 0 | 0 | 0 | 0 | 0 | 0 | 0 | 0 | 0 | 0 | 0 | 0 | 0 | 0 | 0 | 0 | 0 | 0 | 0 | 0 | 0 | 0 | 0 | 0 | 7 | 0 | 0 | 0 | 0 | 0 | 0 | 0 | TRUE | TRUE | TRUE | TRUE | TRUE | TRUE | TRUE | TRUE
2 | Smart Thermostat (with direct enrollment to DR) | Smart thermostat sold on online marketplace (with direct enrollment to DR) | Mix of manual and programmable thermostats | Per smart thermostat | Incremental Cost | 154 | 0 | 154 | 0 | 77 | Mid Atlantic TRM v.9 | 0 | 75 | 0 | 0 | 310.5748 | 0 | 13.7376 | Mid Atlantic TRM v.9 (p.139-140) | 100% | 1 | 1045 | 2090 | 4180 | 8360 | 12000 | 12000 | 12000 | Both | Residential | All | HVAC | Existing | NA | NA | NA | ResCooling - SF Wtd | ResSFGasHeat | LGE Res | 7.5 | 7.5 | Mid-Atlantic TRM, Version 10 (May 2020), page 106 | 100% | 100% | 100% | 154 | 154 | 154 | 154 | 154 | 154 | 154 | 0 | 0 | 0 | 0 | 0 | 0 | 0 | 75 | 75 | 75 | 75 | 75 | 75 | 75 | 0 | 0 | 0 | 0 | 0 | 0 | 0 | 310.5748 | 310.5748 | 310.5748 | 310.5748 | 310.5748 | 310.5748 | 310.5748 | 0 | 0 | 0 | 0 | 0 | 0 | 0 | 13.7376 | 13.7376 | 13.7376 | 13.7376 | 13.7376 | 13.7376 | 13.7376 | 160930 | 321860 | 643720 | 1287440 | 1848000 | 1848000 | 1848000 | 0 | 0 | 0 | 0 | 0 | 0 | 0 | 78375 | 156750 | 313500 | 627000 | 900000 | 900000 | 900000 | 0 | 0 | 0 | 0 | 0 | 0 | 0 | 324550.6927 | 649101.3855 | 1298202.7709 | 2596405.5419 | 3726897.907 | 3726897.907 | 3726897.907 | 0 | 0 | 0 | 0 | 0 | 0 | 0 | 14355.792 | 28711.584 | 57423.168 | 114846.336 | 164851.2 | 164851.2 | 164851.2 | 51675 | 7957950 | 0 | 3875625 | 0 | 16048954.1119 | 0 | 709890.48 | TRUE | TRUE | TRUE | TRUE | TRUE | TRUE | TRUE | TRUE
3 | Smart plug | Smart plug sold on online marketplace | Standard plug | Per smart plug | Full cost | 19.24 | 0 | 19.24 | 0 | 9.62 | Web search | 0 | 10 | 0 | 0 | 63.5 | 0 | 0 | Consumers Energy 2020 Smart Home Proof of Concept Evaluation Report 2020 PROGRAM YEAR | 5% | 1 | 24 | 25.2 | 26.46 | 27.783 | 29.1722 | 30.6308 | 32.1623 | Electric | Residential | All | Plug | Existing | NA | NA | NA | ResElecMisc - SF Wtd | ResSFGasHeat | LGE Res | 5 | 5 | Mid-Atlantic TRM, Version 10 (May 2020), page 201 (Assumed the same measure life with advanced power strip) | 100% | 100% | 0% | 19.24 | 19.24 | 19.24 | 19.24 | 19.24 | 19.24 | 19.24 | 0 | 0 | 0 | 0 | 0 | 0 | 0 | 10 | 10 | 10 | 10 | 10 | 10 | 10 | 0 | 0 | 0 | 0 | 0 | 0 | 0 | 63.5 | 63.5 | 63.5 | 63.5 | 63.5 | 63.5 | 63.5 | 0 | 0 | 0 | 0 | 0 | 0 | 0 | 0 | 0 | 0 | 0 | 0 | 0 | 0 | 461.76 | 484.848 | 509.0904 | 534.5449 | 561.2722 | 589.3358 | 618.8026 | 0 | 0 | 0 | 0 | 0 | 0 | 0 | 240 | 252 | 264.6 | 277.83 | 291.7215 | 306.3076 | 321.623 | 0 | 0 | 0 | 0 | 0 | 0 | 0 | 1524 | 1600.2 | 1680.21 | 1764.2205 | 1852.4315 | 1945.0531 | 2042.3058 | 0 | 0 | 0 | 0 | 0 | 0 | 0 | 0 | 0 | 0 | 0 | 0 | 0 | 0 | 195.4082 | 3759.6538 | 0 | 1954.082 | 0 | 12408.4209 | 0 | 0 | TRUE | TRUE | TRUE | TRUE | TRUE | TRUE | TRUE | TRUE
4 | BYOD enablement devices | Attachments for water heaters | No device | Per device | Incremental Cost | 50 | 0 | 50 | 0 | 25 | Web search | 0 | 50 | 0 | 0 | 0 | 0 | 0 | No savings | 50% | 1 | 0 | 0 | 10 | 15 | 22.5 | 33.75 | 50.625 | Electric | Residential | All | Water Heat | Existing | NA | NA | NA | ResHotWater - SF Wtd | ResSFGasTotal | LGE Res | 1 | 1 |  | 100% | 100% | 0% | 50 | 50 | 50 | 50 | 50 | 50 | 50 | 0 | 0 | 0 | 0 | 0 | 0 | 0 | 50 | 50 | 50 | 50 | 50 | 50 | 50 | 0 | 0 | 0 | 0 | 0 | 0 | 0 | 0 | 0 | 0 | 0 | 0 | 0 | 0 | 0 | 0 | 0 | 0 | 0 | 0 | 0 | 0 | 0 | 0 | 0 | 0 | 0 | 0 | 0 | 0 | 500 | 750 | 1125 | 1687.5 | 2531.25 | 0 | 0 | 0 | 0 | 0 | 0 | 0 | 0 | 0 | 500 | 750 | 1125 | 1687.5 | 2531.25 | 0 | 0 | 0 | 0 | 0 | 0 | 0 | 0 | 0 | 0 | 0 | 0 | 0 | 0 | 0 | 0 | 0 | 0 | 0 | 0 | 0 | 0 | 0 | 0 | 0 | 0 | 0 | 0 | 131.875 | 6593.75 | 0 | 6593.75 | 0 | 0 | 0 | 0 | TRUE | TRUE | TRUE | TRUE | TRUE | TRUE | TRUE | TRUE
1-KU | KU-Marketplace | Online Marketplace | No Marketplace | Per Program | Full Cost | 0 | 0 | 0 | 0 | 0 |  | 0 | 0 | 0 | 0 | 0 | 0 | 0 | Modeled as funding only program - no savings | 0% | 1 | 0.5 | 0.5 | 0.5 | 0.5 | 0.5 | 0.5 | 0.5 | Electric | Residential | Single Family | All | Existing | NA | NA | NA | ResEleTotal - SF Wtd | ResSFGasTotal | KU Res | 1 | 1 | Annual program life | 100% | 100% | 0% | 0 | 0 | 0 | 0 | 0 | 0 | 0 | 0 | 0 | 0 | 0 | 0 | 0 | 0 | 0 | 0 | 0 | 0 | 0 | 0 | 0 | 0 | 0 | 0 | 0 | 0 | 0 | 0 | 0 | 0 | 0 | 0 | 0 | 0 | 0 | 0 | 0 | 0 | 0 | 0 | 0 | 0 | 0 | 0 | 0 | 0 | 0 | 0 | 0 | 0 | 0 | 0 | 0 | 0 | 0 | 0 | 0 | 0 | 0 | 0 | 0 | 0 | 0 | 0 | 0 | 0 | 0 | 0 | 0 | 0 | 0 | 0 | 0 | 0 | 0 | 0 | 0 | 0 | 0 | 0 | 0 | 0 | 0 | 0 | 0 | 0 | 0 | 0 | 0 | 0 | 0 | 0 | 0 | 0 | 0 | 0 | 0 | 0 | 3.5 | 0 | 0 | 0 | 0 | 0 | 0 | 0
2-KU | KU-Smart Thermostat (with direct enrollment to DR) | Smart thermostat sold on online marketplace | Mix of manual and programmable thermostats | Per smart thermostat | Incremental Cost | 154 | 0 | 154 | 0 | 77 | Mid Atlantic TRM v.9 | 0 | 75 | 0 | 0 | 310.5748 | 0 | 0 | Mid Atlantic TRM v.9 (p.139-140) | 100% | 1 | 522.5 | 1045 | 2090 | 4180 | 6000 | 6000 | 6000 | Electric | Residential | All | HVAC | Existing | NA | NA | NA | ResCooling - SF Wtd | ResSFGasHeat | KU Res | 7.5 | 7.5 | Mid-Atlantic TRM, Version 10 (May 2020), page 106 | 100% | 100% | 0% | 154 | 154 | 154 | 154 | 154 | 154 | 154 | 0 | 0 | 0 | 0 | 0 | 0 | 0 | 75 | 75 | 75 | 75 | 75 | 75 | 75 | 0 | 0 | 0 | 0 | 0 | 0 | 0 | 310.5748 | 310.5748 | 310.5748 | 310.5748 | 310.5748 | 310.5748 | 310.5748 | 0 | 0 | 0 | 0 | 0 | 0 | 0 | 0 | 0 | 0 | 0 | 0 | 0 | 0 | 80465 | 160930 | 321860 | 643720 | 924000 | 924000 | 924000 | 0 | 0 | 0 | 0 | 0 | 0 | 0 | 39187.5 | 78375 | 156750 | 313500 | 450000 | 450000 | 450000 | 0 | 0 | 0 | 0 | 0 | 0 | 0 | 162275.3464 | 324550.6927 | 649101.3855 | 1298202.7709 | 1863448.9535 | 1863448.9535 | 1863448.9535 | 0 | 0 | 0 | 0 | 0 | 0 | 0 | 0 | 0 | 0 | 0 | 0 | 0 | 0 | 25837.5 | 3978975 | 0 | 1937812.5 | 0 | 8024477.0559 | 0 | 0
3-KU | KU-Smart plug | Smart plug sold on online marketplace | Standard plug | Per smart plug | Full cost | 19.24 | 0 | 19.24 | 0 | 9.62 | Web search | 0 | 10 | 0 | 0 | 63.5 | 0 | 0 | Consumers Energy 2020 Smart Home Proof of Concept Evaluation Report 2020 PROGRAM YEAR | 5% | 1 | 12 | 12.6 | 13.23 | 13.8915 | 14.5861 | 15.3154 | 16.0811 | Electric | Residential | All | Plug | Existing | NA | NA | NA | ResElecMisc - SF Wtd | ResSFGasHeat | KU Res | 5 | 5 | Mid-Atlantic TRM, Version 10 (May 2020), page 201 (Assumed the same measure life with advanced power strip) | 100% | 100% | 0% | 19.24 | 19.24 | 19.24 | 19.24 | 19.24 | 19.24 | 19.24 | 0 | 0 | 0 | 0 | 0 | 0 | 0 | 10 | 10 | 10 | 10 | 10 | 10 | 10 | 0 | 0 | 0 | 0 | 0 | 0 | 0 | 63.5 | 63.5 | 63.5 | 63.5 | 63.5 | 63.5 | 63.5 | 0 | 0 | 0 | 0 | 0 | 0 | 0 | 0 | 0 | 0 | 0 | 0 | 0 | 0 | 230.88 | 242.424 | 254.5452 | 267.2725 | 280.6361 | 294.6679 | 309.4013 | 0 | 0 | 0 | 0 | 0 | 0 | 0 | 120 | 126 | 132.3 | 138.915 | 145.8607 | 153.1538 | 160.8115 | 0 | 0 | 0 | 0 | 0 | 0 | 0 | 762 | 800.1 | 840.105 | 882.1103 | 926.2158 | 972.5266 | 1021.1529 | 0 | 0 | 0 | 0 | 0 | 0 | 0 | 0 | 0 | 0 | 0 | 0 | 0 | 0 | 97.7041 | 1879.8269 | 0 | 977.041 | 0 | 6204.2104 | 0 | 0
4-KU | KU-BYOD enablement devices | Attachments for water heaters | No device | Per device | Incremental Cost | 50 | 0 | 50 | 0 | 25 | Web search | 0 | 50 | 0 | 0 | 0 | 0 | 0 | No savings | 50% | 1 | 0 | 0 | 5 | 7.5 | 11.25 | 16.875 | 25.3125 | Electric | Residential | All | Water Heat | Existing | NA | NA | NA | ResHotWater - SF Wtd | ResSFGasTotal | KU Res | 1 | 1 |  | 100% | 100% | 0% | 50 | 50 | 50 | 50 | 50 | 50 | 50 | 0 | 0 | 0 | 0 | 0 | 0 | 0 | 50 | 50 | 50 | 50 | 50 | 50 | 50 | 0 | 0 | 0 | 0 | 0 | 0 | 0 | 0 | 0 | 0 | 0 | 0 | 0 | 0 | 0 | 0 | 0 | 0 | 0 | 0 | 0 | 0 | 0 | 0 | 0 | 0 | 0 | 0 | 0 | 0 | 250 | 375 | 562.5 | 843.75 | 1265.625 | 0 | 0 | 0 | 0 | 0 | 0 | 0 | 0 | 0 | 250 | 375 | 562.5 | 843.75 | 1265.625 | 0 | 0 | 0 | 0 | 0 | 0 | 0 | 0 | 0 | 0 | 0 | 0 | 0 | 0 | 0 | 0 | 0 | 0 | 0 | 0 | 0 | 0 | 0 | 0 | 0 | 0 | 0 | 0 | 65.9375 | 3296.875 | 0 | 3296.875 | 0 | 0 | 0 | 0
1-LGE | LG&E-Marketplace | Online Marketplace | No Marketplace | Per Program | Full Cost | 0 | 0 | 0 | 0 | 0 |  | 0 | 0 | 0 | 0 | 0 | 0 | 0 | Modeled as funding only program - no savings | 0% | 1 | 0.5 | 0.5 | 0.5 | 0.5 | 0.5 | 0.5 | 0.5 | Both | Residential | Single Family | All | Existing | NA | NA | NA | ResEleTotal - SF Wtd | ResSFGasTotal | LGE Res | 1 | 1 | Annual program life | 100% | 100% | 100% | 0 | 0 | 0 | 0 | 0 | 0 | 0 | 0 | 0 | 0 | 0 | 0 | 0 | 0 | 0 | 0 | 0 | 0 | 0 | 0 | 0 | 0 | 0 | 0 | 0 | 0 | 0 | 0 | 0 | 0 | 0 | 0 | 0 | 0 | 0 | 0 | 0 | 0 | 0 | 0 | 0 | 0 | 0 | 0 | 0 | 0 | 0 | 0 | 0 | 0 | 0 | 0 | 0 | 0 | 0 | 0 | 0 | 0 | 0 | 0 | 0 | 0 | 0 | 0 | 0 | 0 | 0 | 0 | 0 | 0 | 0 | 0 | 0 | 0 | 0 | 0 | 0 | 0 | 0 | 0 | 0 | 0 | 0 | 0 | 0 | 0 | 0 | 0 | 0 | 0 | 0 | 0 | 0 | 0 | 0 | 0 | 0 | 0 | 3.5 | 0 | 0 | 0 | 0 | 0 | 0 | 0
2-LGE | LG&E-Smart Thermostat (with direct enrollment to DR) | Smart thermostat sold on online marketplace | Mix of manual and programmable thermostats | Per smart thermostat | Incremental Cost | 154 | 0 | 154 | 0 | 77 | Mid Atlantic TRM v.9 | 0 | 75 | 0 | 0 | 310.5748 | 0 | 27.4752 | Mid Atlantic TRM v.9 (p.139-140) | 100% | 1 | 522.5 | 1045 | 2090 | 4180 | 6000 | 6000 | 6000 | Both | Residential | All | HVAC | Existing | NA | NA | NA | ResCooling - SF Wtd | ResSFGasHeat | LGE Res | 7.5 | 7.5 | Mid-Atlantic TRM, Version 10 (May 2020), page 106 | 100% | 100% | 100% | 154 | 154 | 154 | 154 | 154 | 154 | 154 | 0 | 0 | 0 | 0 | 0 | 0 | 0 | 75 | 75 | 75 | 75 | 75 | 75 | 75 | 0 | 0 | 0 | 0 | 0 | 0 | 0 | 310.5748 | 310.5748 | 310.5748 | 310.5748 | 310.5748 | 310.5748 | 310.5748 | 0 | 0 | 0 | 0 | 0 | 0 | 0 | 27.4752 | 27.4752 | 27.4752 | 27.4752 | 27.4752 | 27.4752 | 27.4752 | 80465 | 160930 | 321860 | 643720 | 924000 | 924000 | 924000 | 0 | 0 | 0 | 0 | 0 | 0 | 0 | 39187.5 | 78375 | 156750 | 313500 | 450000 | 450000 | 450000 | 0 | 0 | 0 | 0 | 0 | 0 | 0 | 162275.3464 | 324550.6927 | 649101.3855 | 1298202.7709 | 1863448.9535 | 1863448.9535 | 1863448.9535 | 0 | 0 | 0 | 0 | 0 | 0 | 0 | 14355.792 | 28711.584 | 57423.168 | 114846.336 | 164851.2 | 164851.2 | 164851.2 | 25837.5 | 3978975 | 0 | 1937812.5 | 0 | 8024477.0559 | 0 | 709890.48
3-LGE | LG&E-Smart plug | Smart plug sold on online marketplace | Standard plug | Per smart plug | Full cost | 19.24 | 0 | 19.24 | 0 | 9.62 | Web search | 0 | 10 | 0 | 0 | 63.5 | 0 | 0 | Consumers Energy 2020 Smart Home Proof of Concept Evaluation Report 2020 PROGRAM YEAR | 5% | 1 | 12 | 12.6 | 13.23 | 13.8915 | 14.5861 | 15.3154 | 16.0811 | Electric | Residential | All | Plug | Existing | NA | NA | NA | ResElecMisc - SF Wtd | ResSFGasHeat | LGE Res | 5 | 5 | Mid-Atlantic TRM, Version 10 (May 2020), page 201 (Assumed the same measure life with advanced power strip) | 100% | 100% | 0% | 19.24 | 19.24 | 19.24 | 19.24 | 19.24 | 19.24 | 19.24 | 0 | 0 | 0 | 0 | 0 | 0 | 0 | 10 | 10 | 10 | 10 | 10 | 10 | 10 | 0 | 0 | 0 | 0 | 0 | 0 | 0 | 63.5 | 63.5 | 63.5 | 63.5 | 63.5 | 63.5 | 63.5 | 0 | 0 | 0 | 0 | 0 | 0 | 0 | 0 | 0 | 0 | 0 | 0 | 0 | 0 | 230.88 | 242.424 | 254.5452 | 267.2725 | 280.6361 | 294.6679 | 309.4013 | 0 | 0 | 0 | 0 | 0 | 0 | 0 | 120 | 126 | 132.3 | 138.915 | 145.8607 | 153.1538 | 160.8115 | 0 | 0 | 0 | 0 | 0 | 0 | 0 | 762 | 800.1 | 840.105 | 882.1103 | 926.2158 | 972.5266 | 1021.1529 | 0 | 0 | 0 | 0 | 0 | 0 | 0 | 0 | 0 | 0 | 0 | 0 | 0 | 0 | 97.7041 | 1879.8269 | 0 | 977.041 | 0 | 6204.2104 | 0 | 0
4-LGE | LG&E-BYOD enablement devices | Attachments for water heaters | No device | Per device | Incremental Cost | 50 | 0 | 50 | 0 | 25 | Web search | 0 | 50 | 0 | 0 | 0 | 0 | 0 | No savings | 50% | 1 | 0 | 0 | 5 | 7.5 | 11.25 | 16.875 | 25.3125 | Electric | Residential | All | Water Heat | Existing | NA | NA | NA | ResHotWater - SF Wtd | ResSFGasTotal | LGE Res | 1 | 1 |  | 100% | 100% | 0% | 50 | 50 | 50 | 50 | 50 | 50 | 50 | 0 | 0 | 0 | 0 | 0 | 0 | 0 | 50 | 50 | 50 | 50 | 50 | 50 | 50 | 0 | 0 | 0 | 0 | 0 | 0 | 0 | 0 | 0 | 0 | 0 | 0 | 0 | 0 | 0 | 0 | 0 | 0 | 0 | 0 | 0 | 0 | 0 | 0 | 0 | 0 | 0 | 0 | 0 | 0 | 250 | 375 | 562.5 | 843.75 | 1265.625 | 0 | 0 | 0 | 0 | 0 | 0 | 0 | 0 | 0 | 250 | 375 | 562.5 | 843.75 | 1265.625 | 0 | 0 | 0 | 0 | 0 | 0 | 0 | 0 | 0 | 0 | 0 | 0 | 0 | 0 | 0 | 0 | 0 | 0 | 0 | 0 | 0 | 0 | 0 | 0 | 0 | 0 | 0 | 0 | 65.9375 | 3296.875 | 0 | 3296.875 | 0 | 0 | 0 | 0
[20 empty] | thermostat |  | 209
[20 empty] | plug |  | 0
BYOD enablement device cost
| 50 | prices range in $30-$200, assume $50
SMART PLUG
Consumers Energy 2020 Smart Home Proof of Concept Evaluation Report 2020 PROGRAM YEAR
| Potential energy savings per smart plug | 63.5 | kWh
No demand savings information int the evaluation report
MEASURE COST
| Brand/Model | Cost | Source (accessed 09/16/2022)
| Leviton D215P-2RW Decora Smart Wi-Fi Mini Plug-In Switch (2nd Gen) | 27.24 | https://www.amazon.com/Leviton-D215P-2RW-Anywhere-Companions-Required/dp/B08RRVKL3S?tag=cnet-buy-button-20&ascsubtag=62feb660f40e48d5abc690840e828d80%7C80becdea-bfbd-4fe3-9a9b-575c96f8c0bc%7Cdtp
| TP-Link - Kasa Smart Wi-Fi Plug Mini with Homekit - White | 17.99 | https://www.bestbuy.com/site/tp-link-kasa-smart-wi-fi-plug-mini-with-homekit-white/6472520.p?acampID=0&cmp=RMX&irclickid=wYKSjNzirxyNUYt3YzTy7VPIUkDWO43Z3TkBUY0&irgwc=1&loc=Narrativ&mpid=376373&ref=198&skuId=6472520
| EMPORIA SMART PLUG ¦ SINGLE ENERGY MONITORING OUTLET | 11.99 | https://shop.emporiaenergy.com/collections/smart-plugs
| GE CYNC Indoor Smart Plug, Bluetooth and Wi-Fi Outlet Socket, Works with Alexa and Google Home (1 Pack) | 13.99 | https://www.amazon.com/GE-Lighting-Built-Bluetooth-Compatible/dp/B0948L7Z5W?tag=cnet-buy-button-20&ascsubtag=35c39b51de8143609fe4aca8a1ab113e%7C80becdea-bfbd-4fe3-9a9b-575c96f8c0bc%7Cdtp
| Linksys WSO080 Wemo Wi-Fi Smart Plug | 24.99 | https://www.walmart.com/ip/Linksys-WSO080-Wemo-Wi-Fi-Smart-Plug/470431655?irgwc=1&sourceid=imp_V27WgOzirxyNRRTSC-SiVU1mUkDWO9wt3TkBUY0&veh=aff&wmlspartner=imp_1943169&clickid=V27WgOzirxyNRRTSC-SiVU1mUkDWO9wt3TkBUY0&sharedid=tomsguide-us&affiliates_ad_id=568844&campaign_id=9383
| AVERAGE | 19.24
PARTICIPATION
| LGE KU_Appliance Choice Evaluation Report_FINAL_2022-01-12 | [10 empty] | Evaluation of Illinois Energy Now K-12 Energy Efficiency Program: June 2014 through May 2015
| With a residential customer base of more than 800,000 customers , the Marketplace recognized almost 325,000 visitors. From November of 2019 through November of 2021, Tetra Tech estimated that LG&E and KU’s Marketplace could have impacted a range of purchased energy-efficient products—approximately 23,000 on the lower end and 97,000 on the higher end. | [18 empty] | total lights bulbs | 2677
| Table 5. Summary of Range of Potential Impacts* | [18 empty] | holiday lights | 20
| All Product Categories | Estimated Gross Units Purchased | First-Year Gross Estimated Savings |  | Lifetime Gross Estimated Savings | [14 empty] | ratio of holiday lights to total bulbs | 0.007471
|  |  | kWh | kW | kWh | kW
| Overall Totals – Lower Bound | 23850 | 1013706 | 164.21 | 17169164 | 2857.56
| Overall Totals – Upper Bound | 97314 | 3906424 | 664.8 | 67059115 | 11524.05
LG&E and KU are implementing the Marketplace pilot without offering rebates or incentives. The approach used for estimating purchased products and the potential energy savings for non-rebated product purchases differs somewhat from recent approaches used for estimating savings resulting from rebated or other tracked product purchases.
Table 7. Estimated Gross Units Purchased – Lower Bound
| Product Category | Total Number of Visitors* | Population Weighted Percent of Purchases | Total Estimated Number of Purchases | Percent of Purchases Verified as Efficient | Total Estimated Number of Efficient Purchases (Gross Units) |  | Study year | 2
|  | F | G | H = F x G | D | I = H x D |  | Visitor per year | 162450
| Air conditioner (window AC) | 324900 | 1.16% | 2929 | 11.11% | 418 |  | power strip | 1981.89 | all purchases (sum of efficient and standard products) without rebate.
| Air purifier |  | 0.9% | 2929 | 21.43% | 628 |  | light bulb | 7212.78 | all purchases (sum of efficient and standard products) without rebate.
| Clothes dryer (electric) |  | 2.51% | 8159 | 10.26% | 837 |  | thermostat | 942.21 | all purchases (sum of efficient and standard products) without rebate.
| Clothes dryer (gas) |  | 0.06% | 209 | 100% | 209
| Clothes washer |  | 2.83% | 9205 | 27.27% | 2510
| Dehumidifier |  | 0.84% | 2720 | 7.692% | 209
| Dishwasher |  | 2.06% | 6695 | 28.12% | 1883
| Electronics |  | 4.57% | 14854 | 0% | 0
| Freezer |  | 0.97% | 3138 | 13.33% | 418
| Light bulbs** |  | 4.44% | 14435 | 26.09% | 15063
| Power strips |  | 1.22% | 3975 | 0% | 0
| Refrigerator |  | 3.09% | 10042 | 12.5% | 1255
| Thermostat |  | 0.58% | 1883 | 22.22% | 418
| Water heater (electric) |  | 0.58% | 1883 | 0% | 0
| Water heater (gas) |  | 0.39% | 1255 | 0% | 0
| Overall Totals | 324900 | 26.21% | 85148 | 14.74% | 23850
SMART THERMOSTAT
| SMART THERMOSTAT ENERGY SAVINGS: |  |  | SMART THERMOSTAT kW SAVINGS:
| Mid-Atlantic TRM, Version 10 (May 2020), page 105-106, https://neep.org/sites/default/files/media-files/trmv10.pdf |  |  | Mid-Atlantic TRM, Version 10 (May 2020), page 106, https://neep.org/sites/default/files/media-files/trmv10.pdf
Participation Assumptions
1 | 2016 participation data from Jan to Oct, projected annual data
2 | Small commercial assume 0% as placeholder.Large Commercial 207 participants in 2016 assume escalation of 5%.
3 | Assume average across pervious years.
4 | Assume historical incentive costs per customer
5 | Assume even split bettern LGE and KU
MEASURE LIFE
Mid-Atlantic TRM, Version 10 (May 2020), page 106, https://neep.org/sites/default/files/media-files/trmv10.pdf
Estimated Percent of Program Adoption (Awareness of the program; participation)
[7 empty] | Estimated customers with Smart Thermostats | Remaining Customers | 2023 | 2024 | 2025 | 2026 | 2027 | 2028 | 2029
[5 empty] | LGE total Customer | 338558 | 10% | 304702.2 | 33855.8 | 34973.0414 | 36127.1518 | 37319.3478 | 38550.8863 | 39823.0655 | 41137.2267
[5 empty] | Central AC | 241053.296 | 10% | 216947.9664 | 24105.3296 | 24900.8055 | 25722.5321 | 26571.3756 | 27448.231 | 28354.0226 | 29289.7054
[5 empty] | ASHP | 79222.572 | 10% | 71300.3148 | 7922.2572 | 8183.6917 | 8453.7535 | 8732.7274 | 9020.9074 | 9318.5973 | 9626.111
[5 empty] | KU total customers | 427093 | 10% | 384383.7 | 42709.3 | 44118.7069 | 45574.6242 | 47078.5868 | 48632.1802 | 50237.0421 | 51894.8645
| HEATING CONS. for DE |  |  |  | Central AC | 304090.216 | 10% | 273681.1944 | 30409.0216 | 31412.5193 | 32449.1325 | 33519.9538 | 34626.1123 | 35768.774 | 36949.1435
| Natural Gas Heat. Cons. (MMBTU) | 84.8 |  |  | ASHP | 99939.762 | 10% | 89945.7858 | 9993.9762 | 10323.7774 | 10664.4621 | 11016.3893 | 11379.9302 | 11755.4679 | 12143.3983
| Natural Gas Heat. Cons. (therms) | 848 |  |  | DR potential study, page B-10: Cadmus conservatively estimated 10% smart thermostat saturation in 2023 and 3.3% annual growth in saturation.
| ASHP Heating (kWh) - assume 8.2 HSPF | 4950 | [5 empty] | Base Saturation (naturally occuring) | 76565.1 | 79091.7483 | 81701.776 | 84397.9346 | 87183.0664 | 90060.1076 | 93032.0912
| Electric Furnace heating (kWh) - COP 1 | 11896.2485 | [5 empty] | Program Adoption (assumes double naturaly occuring in year one and 50% increase thereafter, capping at 15,000 units a year) | 5053.2966 | 7579.9449 | 11369.9174 | 15000 | 15000 | 15000 | 15000
| COOLING CONS. for DE |  |  | LGE customer numbers are below |  | \\cadmusgroup.org\projects\6936-LGEKU_2023_DR_Potential\Demand Response\LGE\Summer Model\Inputs\Inputs_Global_LGE_Summer.xlsx
| AC cooling (kWh) | 1715
| ASHP Cooling (kWh) | 2353
| Cooling % savings | 7%
| Heating % savings | 6%
Heating Savings for DE
| Natural gas savings (Therms) | 50.88 |  | KU customer numbers are below |  | \\cadmusgroup.org\projects\6936-LGEKU_2023_DR_Potential\Demand Response\KU\Summer Model\Inputs\Inputs_Global_KU_Summer.xlsx
| ASHP Heating savings (kWh) | 297
| Electric Furnace heating savings (kWh) | 713.7749
Cooling Savings for DE
| AC cooling savings (kWh) | 120.05
| ASHP cooling savings (kWh) | 164.71
| Equipment saturations LGE |  | Equipment Saturations KU
| Electric furnace | 16.4% | Electric furnace | 16.4%
| Natural gas furnace | 54% | Natural gas furnace | 54%
| Central AC | 71.2% | Central AC | 71.2%
| ASHP | 23.4% | ASHP | 23.4%
| LGE Heating & Cooling Savings (kWh) | 310.5748 | KU Heating & Cooling Savings (kWh) | 310.5748
| LGE Natural Gas Heating Savings (therms) | 27.4752 | KU Natural Gas Heating Savings (therms) | 0
| * Saturation numbers are from the potential study | \\cadmusgroup.org\projects\6936-LGEKU_2023_DR_Potential\Demand Response\LGE\Sources\Saturations.xlsx
* AC saturation is 94.6%
Note on B99: Aquila Velonis: Energy bill credits of $5 per month (up to $20 annually) per device in June, July, August and September for each central air conditioning unit or heat pump system weighing up to five tons, plus an additional $1 per month for every additional ton.
Note on B100: Aquila Velonis: Energy bill credits of $2 per month (up to $8 annually) per device in June, July, August and September for each electric water heater or in-ground swimming pool pump.

## BYOT & BYOD
_Measure Details_Measure ID | __Measure Name | __Measure Description/Qualification | __Base Equipment | __Per Unit Assumption | _First Year Costs_Full or Incremental Cost | __Full/Incremental Equipment Cost (Per Unit) | __Full/Incremental Labor Cost (Per Unit) | __Full/Incremental Cost (Per Unit) | __Incremental Annual O&M (Per Unit) | __50% of Incremental Cost | __Cost Sources | __Current Incentive | __Proposed Incentive Level | __Dealer Incentive | __Implementation Cost | _First Year Energy Savings_Electric kWh Savings Per Unit | __Electric kW Savings Per Unit | __Natural Gas Therms Savings Per Unit | __Energy Savings Source | _Participation Assumptions_Escalation Rate | __Number of Unit Per Participant | __Participation 2024 | __Participation 2025 | __Participation 2026 | __Participation 2027 | __Participation 2028 | __Participation 2029 | __Participation 2030 | _Modeling Measure-level Inputs_Fuel Type | __Sector | __Segment | __Enduse | __Construction Type | __Potential Study Measure Name | __Potential Study Measure Description | __Potential Study Baseline Description | __Electric Load Shape | __Natural Gas Load Shape | __Customer Rate Class | __Measure Life | __Baseline Life | __Life Source | _Measure Tier Share_Tier Share | _Measure Fuel Weights_Electric Share | __Natural Gas Share | Per Unit_Incremental Costs_2024 | Per Unit_Incremental Costs_2025 | Per Unit_Incremental Costs_2026 | Per Unit_Incremental Costs_2027 | Per Unit_Incremental Costs_2028 | Per Unit_Incremental Costs_2029 | Per Unit_Incremental Costs_2030 | Per Unit_Incremental Annual O&M_2024 | Per Unit_Incremental Annual O&M_2025 | Per Unit_Incremental Annual O&M_2026 | Per Unit_Incremental Annual O&M_2027 | Per Unit_Incremental Annual O&M_2028 | Per Unit_Incremental Annual O&M_2029 | Per Unit_Incremental Annual O&M_2030 | Per Unit_Customer & Dealer Incentives_2024 | Per Unit_Customer & Dealer Incentives_2025 | Per Unit_Customer & Dealer Incentives_2026 | Per Unit_Customer & Dealer Incentives_2027 | Per Unit_Customer & Dealer Incentives_2028 | Per Unit_Customer & Dealer Incentives_2029 | Per Unit_Customer & Dealer Incentives_2030 | Per Unit_Implementation Cost_2024 | Per Unit_Implementation Cost_2025 | Per Unit_Implementation Cost_2026 | Per Unit_Implementation Cost_2027 | Per Unit_Implementation Cost_2028 | Per Unit_Implementation Cost_2029 | Per Unit_Implementation Cost_2030 | Per Unit_kWh _2024 | Per Unit_kWh _2025 | Per Unit_kWh _2026 | Per Unit_kWh _2027 | Per Unit_kWh _2028 | Per Unit_kWh _2029 | Per Unit_kWh _2030 | Per Unit_kW_2024 | Per Unit_kW_2025 | Per Unit_kW_2026 | Per Unit_kW_2027 | Per Unit_kW_2028 | Per Unit_kW_2029 | Per Unit_kW_2030 | Per Unit_Therms_2024 | Per Unit_Therms_2025 | Per Unit_Therms_2026 | Per Unit_Therms_2027 | Per Unit_Therms_2028 | Per Unit_Therms_2029 | Per Unit_Therms_2030 | Program_Incremental Costs_2024 | Program_Incremental Costs_2025 | Program_Incremental Costs_2026 | Program_Incremental Costs_2027 | Program_Incremental Costs_2028 | Program_Incremental Costs_2029 | Program_Incremental Costs_2030 | Program_Incremental Annual O&M_2024 | Program_Incremental Annual O&M_2025 | Program_Incremental Annual O&M_2026 | Program_Incremental Annual O&M_2027 | Program_Incremental Annual O&M_2028 | Program_Incremental Annual O&M_2029 | Program_Incremental Annual O&M_2030 | Program_Customer & Dealer Incentives_2024 | Program_Customer & Dealer Incentives_2025 | Program_Customer & Dealer Incentives_2026 | Program_Customer & Dealer Incentives_2027 | Program_Customer & Dealer Incentives_2028 | Program_Customer & Dealer Incentives_2029 | Program_Customer & Dealer Incentives_2030 | Program_Implementation Costs_2024 | Program_Implementation Costs_2025 | Program_Implementation Costs_2026 | Program_Implementation Costs_2027 | Program_Implementation Costs_2028 | Program_Implementation Costs_2029 | Program_Implementation Costs_2030 | Program_kWh _2024 | Program_kWh _2025 | Program_kWh _2026 | Program_kWh _2027 | Program_kWh _2028 | Program_kWh _2029 | Program_kWh _2030 | Program_kW_2024 | Program_kW_2025 | Program_kW_2026 | Program_kW_2027 | Program_kW_2028 | Program_kW_2029 | Program_kW_2030 | Program_Therms_2024 | Program_Therms_2025 | Program_Therms_2026 | Program_Therms_2027 | Program_Therms_2028 | Program_Therms_2029 | Program_Therms_2030 | _Total Plan Summary 2024-2030_Participation | __Incremental Costs ($) | __Incremental Annual O&M ($) | __Customer & Dealer Incentives ($) | __Implementation Costs ($) | __Electric kWh Benefits | __Electric kW Peak Demand Benefits | __Natural Gas Therms Benefits
BYOT & BYOD
[46 empty] | Per Unit | Per Unit | Per Unit | Per Unit | Per Unit | Per Unit | Per Unit | Per Unit | Per Unit | Per Unit | Per Unit | Per Unit | Per Unit | Per Unit | Per Unit | Per Unit | Per Unit | Per Unit | Per Unit | Per Unit | Per Unit | Per Unit | Per Unit | Per Unit | Per Unit | Per Unit | Per Unit | Per Unit | Per Unit | Per Unit | Per Unit | Per Unit | Per Unit | Per Unit | Per Unit | Per Unit | Per Unit | Per Unit | Per Unit | Per Unit | Per Unit | Per Unit | Per Unit | Per Unit | Per Unit | Per Unit | Per Unit | Per Unit | Per Unit | Program | Program | Program | Program | Program | Program | Program | Program | Program | Program | Program | Program | Program | Program | Program | Program | Program | Program | Program | Program | Program | Program | Program | Program | Program | Program | Program | Program | Program | Program | Program | Program | Program | Program | Program | Program | Program | Program | Program | Program | Program | Program | Program | Program | Program | Program | Program | Program | Program
Measure Details |  |  |  |  | First Year Costs | [10 empty] | First Year Energy Savings |  |  |  | Participation Assumptions | [8 empty] | Modeling Measure-level Inputs | [13 empty] | Measure Tier Share | Measure Fuel Weights |  | Incremental Costs | Incremental Costs | Incremental Costs | Incremental Costs | Incremental Costs | Incremental Costs | Incremental Costs | Incremental Annual O&M | Incremental Annual O&M | Incremental Annual O&M | Incremental Annual O&M | Incremental Annual O&M | Incremental Annual O&M | Incremental Annual O&M | Customer & Dealer Incentives | Customer & Dealer Incentives | Customer & Dealer Incentives | Customer & Dealer Incentives | Customer & Dealer Incentives | Customer & Dealer Incentives | Customer & Dealer Incentives | Implementation Cost | Implementation Cost | Implementation Cost | Implementation Cost | Implementation Cost | Implementation Cost | Implementation Cost | kWh | kWh | kWh | kWh | kWh | kWh | kWh | kW | kW | kW | kW | kW | kW | kW | Therms | Therms | Therms | Therms | Therms | Therms | Therms | Incremental Costs | Incremental Costs | Incremental Costs | Incremental Costs | Incremental Costs | Incremental Costs | Incremental Costs | Incremental Annual O&M | Incremental Annual O&M | Incremental Annual O&M | Incremental Annual O&M | Incremental Annual O&M | Incremental Annual O&M | Incremental Annual O&M | Customer & Dealer Incentives | Customer & Dealer Incentives | Customer & Dealer Incentives | Customer & Dealer Incentives | Customer & Dealer Incentives | Customer & Dealer Incentives | Customer & Dealer Incentives | Implementation Costs | Implementation Costs | Implementation Costs | Implementation Costs | Implementation Costs | Implementation Costs | Implementation Costs | kWh | kWh | kWh | kWh | kWh | kWh | kWh | kW | kW | kW | kW | kW | kW | kW | Therms | Therms | Therms | Therms | Therms | Therms | Therms | Total Plan Summary 2024-2030
Measure ID | Measure Name | Measure Description/Qualification | Base Equipment | Per Unit Assumption | Full or Incremental Cost | Full/Incremental Equipment Cost (Per Unit) | Full/Incremental Labor Cost (Per Unit) | Full/Incremental Cost (Per Unit) | Incremental Annual O&M (Per Unit) | 50% of Incremental Cost | Cost Sources | Current Incentive | Proposed Incentive Level | Dealer Incentive | Implementation Cost | Electric kWh Savings Per Unit | Electric kW Savings Per Unit | Natural Gas Therms Savings Per Unit | Energy Savings Source | Escalation Rate | Number of Unit Per Participant | Participation 2024 | Participation 2025 | Participation 2026 | Participation 2027 | Participation 2028 | Participation 2029 | Participation 2030 | Fuel Type | Sector | Segment | Enduse | Construction Type | Potential Study Measure Name | Potential Study Measure Description | Potential Study Baseline Description | Electric Load Shape | Natural Gas Load Shape | Customer Rate Class | Measure Life | Baseline Life | Life Source | Tier Share | Electric Share | Natural Gas Share | 2024 | 2025 | 2026 | 2027 | 2028 | 2029 | 2030 | 2024 | 2025 | 2026 | 2027 | 2028 | 2029 | 2030 | 2024 | 2025 | 2026 | 2027 | 2028 | 2029 | 2030 | 2024 | 2025 | 2026 | 2027 | 2028 | 2029 | 2030 | 2024 | 2025 | 2026 | 2027 | 2028 | 2029 | 2030 | 2024 | 2025 | 2026 | 2027 | 2028 | 2029 | 2030 | 2024 | 2025 | 2026 | 2027 | 2028 | 2029 | 2030 | 2024 | 2025 | 2026 | 2027 | 2028 | 2029 | 2030 | 2024 | 2025 | 2026 | 2027 | 2028 | 2029 | 2030 | 2024 | 2025 | 2026 | 2027 | 2028 | 2029 | 2030 | 2024 | 2025 | 2026 | 2027 | 2028 | 2029 | 2030 | 2024 | 2025 | 2026 | 2027 | 2028 | 2029 | 2030 | 2024 | 2025 | 2026 | 2027 | 2028 | 2029 | 2030 | 2024 | 2025 | 2026 | 2027 | 2028 | 2029 | 2030 | Participation | Incremental Costs ($) | Incremental Annual O&M ($) | Customer & Dealer Incentives ($) | Implementation Costs ($) | Electric kWh Benefits | Electric kW Peak Demand Benefits | Natural Gas Therms Benefits
1 | Residential - BYOT - Cooling - Summer | This product targets customers with smart thermostats and pays participants an incentive to curtail load during events | No demand conservation | Per Customer | Incremental Cost | 0 | 0 | 0 | 0 | NA | NA | 0 | 130 | 0 | 36 | 0 | 0.47974 | 0 | 2023 Potential Study |  | 1 | 1233 | 1621 | 2619 | 2619 | 2619 | 2619 | 2619 | Electric | Residential | All | Central AC | Existing | NA | NA | NA | ResCooling - SF Wtd | ResSFGasTotal | LGE Res | 1 | 1 | Assume 1 year demand response programs | 100% | 100% | 0% | 0 | 0 | 0 | 0 | 0 | 0 | 0 | 0 | 0 | 0 | 0 | 0 | 0 | 0 | 180 | 141.9679 | 149.0531 | 130 | 130 | 130 | 130 | 36 | 36 | 36 | 36 | 36 | 36 | 36 | 0 | 0 | 0 | 0 | 0 | 0 | 0 | 0.47974 | 0.47974 | 0.47974 | 0.47974 | 0.47974 | 0.47974 | 0.47974 | 0 | 0 | 0 | 0 | 0 | 0 | 0 | 0 | 0 | 0 | 0 | 0 | 0 | 0 | 0 | 0 | 0 | 0 | 0 | 0 | 0 | 221940 | 230130 | 390370 | 340470 | 340470 | 340470 | 340470 | 44388 | 58356 | 94284 | 94284 | 94284 | 94284 | 94284 | 0 | 0 | 0 | 0 | 0 | 0 | 0 | 591.5245 | 777.6652 | 1256.4499 | 1256.4499 | 1256.4499 | 1256.4499 | 1256.4499 | 0 | 0 | 0 | 0 | 0 | 0 | 0 | 2278.4286 | 0 | 0 | 2204320 | 574164 | 0 | 1256.4499 | 0 | TRUE | TRUE | TRUE | TRUE | TRUE | TRUE | TRUE | TRUE
2 | Residential - BYOT - Heating - Winter | This product targets customers with smart thermostats and pays participants an incentive to curtail load during events | No demand conservation | Per Customer | Incremental Cost | 0 | 0 | 0 | 0 | NA | NA | 0 | 120 | 0 | 0 | 0 | 0.59968 | 0 | 2023 Potential Study |  | 1 | 386.6 | 564.2 | 1023.8 | 1023.8 | 1023.8 | 1023.8 | 1023.8 | Electric | Residential | All | Heating | Existing | NA | NA | NA | ResHotWater - SF Wtd | ResSFGasTotal | LGE Res | 1 | 1 | Assume 1 year demand response programs | 100% | 100% | 0% | 0 | 0 | 0 | 0 | 0 | 0 | 0 | 0 | 0 | 0 | 0 | 0 | 0 | 0 | 120 | 120 | 120 | 120 | 120 | 120 | 120 | 0 | 0 | 0 | 0 | 0 | 0 | 0 | 0 | 0 | 0 | 0 | 0 | 0 | 0 | 0.59968 | 0.59968 | 0.59968 | 0.59968 | 0.59968 | 0.59968 | 0.59968 | 0 | 0 | 0 | 0 | 0 | 0 | 0 | 0 | 0 | 0 | 0 | 0 | 0 | 0 | 0 | 0 | 0 | 0 | 0 | 0 | 0 | 46392 | 67704 | 122856 | 122856 | 122856 | 122856 | 122856 | 0 | 0 | 0 | 0 | 0 | 0 | 0 | 0 | 0 | 0 | 0 | 0 | 0 | 0 | 231.8364 | 338.3396 | 613.9526 | 613.9526 | 613.9526 | 613.9526 | 613.9526 | 0 | 0 | 0 | 0 | 0 | 0 | 0 | 867.1143 | 0 | 0 | 728376 | 0 | 0 | 613.9526 | 0 | TRUE | TRUE | TRUE | TRUE | TRUE | TRUE | TRUE | TRUE
3 | LI - Cooling | This product targets LI customers who have smart thermostats through We Care direct installs and pays participants an incentive to curtail load during events | No demand conservation | Per Customer | Incremental Cost | 0 | 0 | 0 | 0 | NA | NA | 0 | 130 | 0 | 36 | 0 | 0.47974 | 0 | 2023 Potential Study |  | 1 | 522 | 1044 | 1566 | 2088 | 2610 | 3132 | 3654 | Electric | Residential | All | Central AC | Existing | NA | NA | NA | ResCooling - SF Wtd | ResSFGasTotal | LGE Res | 1 | 1 | Assume 1 year demand response programs | 100% | 100% | 0% | 0 | 0 | 0 | 0 | 0 | 0 | 0 | 0 | 0 | 0 | 0 | 0 | 0 | 0 | 180 | 155 | 146.6667 | 142.5 | 140 | 138.3333 | 137.1429 | 36 | 36 | 36 | 36 | 36 | 36 | 36 | 0 | [6 empty] | 0.47974 | 0.47974 | 0.47974 | 0.47974 | 0.47974 | 0.47974 | 0.47974 | 0 | 0 | 0 | 0 | 0 | 0 | 0 | 0 | 0 | 0 | 0 | 0 | 0 | 0 | 0 | 0 | 0 | 0 | 0 | 0 | 0 | 93960 | 161820 | 229680 | 297540 | 365400 | 433260 | 501120 | 18792 | 37584 | 56376 | 75168 | 93960 | 112752 | 131544 | 0 | 0 | 0 | 0 | 0 | 0 | 0 | 250.4264 | 500.8529 | 751.2793 | 1001.7058 | 1252.1322 | 1502.5586 | 1752.9851 | 0 | 0 | 0 | 0 | 0 | 0 | 0 | 2088 | 0 | 0 | 2082780 | 526176 | 0 | 1752.9851 | 0 | TRUE | TRUE | TRUE | TRUE | TRUE | TRUE | TRUE | TRUE
4 | LI - Heating | This product targets LI customers who have smart thermostats through We Care direct installs and pays participants an incentive to curtail load during events | No demand conservation | Per Customer | Incremental Cost | 0 | 0 | 0 | 0 | NA | NA | 0 | 120 | 0 | 0 | 0 | 0.59968 | 0 | 2023 Potential Study |  | 1 | 104.4 | 208.8 | 313.2 | 417.6 | 522 | 626.4 | 730.8 | Electric | Residential | All | Heating | Existing | NA | NA | NA | ResHotWater - SF Wtd | ResSFGasTotal | LGE Res | 1 | 1 | Assume 1 year demand response programs | 100% | 100% | 0% | 0 | 0 | 0 | 0 | 0 | 0 | 0 | 0 | 0 | 0 | 0 | 0 | 0 | 0 | 120 | 120 | 120 | 120 | 120 | 120 | 120 | 0 | 0 | 0 | 0 | 0 | 0 | 0 | 0 | [6 empty] | 0.59968 | 0.59968 | 0.59968 | 0.59968 | 0.59968 | 0.59968 | 0.59968 | 0 | 0 | 0 | 0 | 0 | 0 | 0 | 0 | 0 | 0 | 0 | 0 | 0 | 0 | 0 | 0 | 0 | 0 | 0 | 0 | 0 | 12528 | 25056 | 37584 | 50112 | 62640 | 75168 | 87696 | 0 | 0 | 0 | 0 | 0 | 0 | 0 | 0 | 0 | 0 | 0 | 0 | 0 | 0 | 62.6066 | 125.2132 | 187.8198 | 250.4264 | 313.033 | 375.6397 | 438.2463 | 0 | 0 | 0 | 0 | 0 | 0 | 0 | 417.6 | 0 | 0 | 350784 | 0 | 0 | 438.2463 | 0 | TRUE | TRUE | TRUE | TRUE | TRUE | TRUE | TRUE | TRUE
5 | Marketplace - Cooling | This product targets customers who had their smart thermostats from online marketplace and pays participants an incentive to curtail load during events | No demand conservation | Per Customer | Incremental Cost | 0 | 0 | 0 | 0 | NA | NA | 0 | 130 | 0 | 36 | 0 | 0.47974 | 0 | 2023 Potential Study |  | 1 | 1045 | 3135 | 7015 | 15075 | 26875 | 38675 | 50475 | Electric | Residential | All | Central AC | Existing | NA | NA | NA | ResCooling - SF Wtd | ResSFGasTotal | LGE Res | 1 | 1 | Assume 1 year demand response programs | 100% | 100% | 0% | 0 | 0 | 0 | 0 | 0 | 0 | 0 | 0 | 0 | 0 | 0 | 0 | 0 | 0 | 180 | 163.3333 | 157.655 | 156.733 | 151.9535 | 145.2553 | 141.689 | 36 | 36 | 36 | 36 | 36 | 36 | 36 | 0 | [6 empty] | 0.47974 | 0.47974 | 0.47974 | 0.47974 | 0.47974 | 0.47974 | 0.47974 | 0 | 0 | 0 | 0 | 0 | 0 | 0 | 0 | 0 | 0 | 0 | 0 | 0 | 0 | 0 | 0 | 0 | 0 | 0 | 0 | 0 | 188100 | 512050 | 1105950 | 2362750 | 4083750 | 5617750 | 7151750 | 37620 | 112860 | 252540 | 542700 | 967500 | 1392300 | 1817100 | 0 | 0 | 0 | 0 | 0 | 0 | 0 | 501.3326 | 1503.9979 | 3365.4051 | 7232.1429 | 12893.1237 | 18554.1045 | 24215.0853 | 0 | 0 | 0 | 0 | 0 | 0 | 0 | 20327.8571 | 0 | 0 | 21022100 | 5122620 | 0 | 24215.0853 | 0 | TRUE | TRUE | TRUE | TRUE | TRUE | TRUE | TRUE | TRUE
6 | Marketplace - Heating | This product targets customers who had their smart thermostats from online marketplace and pays participants an incentive to curtail load during events | No demand conservation | Per Customer | Incremental Cost | 0 | 0 | 0 | 0 | NA | NA | 0 | 120 | 0 | 0 | 0 | 0.59968 | 0 | 2023 Potential Study |  | 1 | 209 | 627 | 1463 | 3135 | 5535 | 7935 | 10335 | Electric | Residential | All | Heating | Existing | NA | NA | NA | ResHotWater - SF Wtd | ResSFGasTotal | LGE Res | 1 | 1 | Assume 1 year demand response programs | 100% | 100% | 0% | 0 | 0 | 0 | 0 | 0 | 0 | 0 | 0 | 0 | 0 | 0 | 0 | 0 | 0 | 120 | 120 | 120 | 120 | 120 | 120 | 120 | 0 | 0 | 0 | 0 | 0 | 0 | 0 | 0 | [6 empty] | 0.59968 | 0.59968 | 0.59968 | 0.59968 | 0.59968 | 0.59968 | 0.59968 | 0 | 0 | 0 | 0 | 0 | 0 | 0 | 0 | 0 | 0 | 0 | 0 | 0 | 0 | 0 | 0 | 0 | 0 | 0 | 0 | 0 | 25080 | 75240 | 175560 | 376200 | 664200 | 952200 | 1240200 | 0 | 0 | 0 | 0 | 0 | 0 | 0 | 0 | 0 | 0 | 0 | 0 | 0 | 0 | 125.3332 | 375.9995 | 877.3321 | 1879.9973 | 3319.2297 | 4758.4622 | 6197.6946 | 0 | 0 | 0 | 0 | 0 | 0 | 0 | 4177 | 0 | 0 | 3508680 | 0 | 0 | 6197.6946 | 0 | TRUE | TRUE | TRUE | TRUE | TRUE | TRUE | TRUE | TRUE
7 | Small NonRes - Cooling | This product targets small non-residential customers with smart thermostats and pays participants an incentive to curtail load during events | No demand conservation | Per Customer | Incremental Cost | 0 | 0 | 0 | 0 | NA | NA | 0 | 250 | 0 | 36 | 0 | 1.59 | 0 | 2023 Potential Study |  | 1 | 0 | 0 | 300 | 600 | 800 | 1000 | 1200 | Electric | Commercial | Small Office | Cooling DX | Existing | NA | NA | NA | OFFSMCool | ResSFGasTotal | LGE NonRes | 1 | 1 | Assume 1 year demand response programs | 100% | 100% | 0% | 0 | 0 | 0 | 0 | 0 | 0 | 0 | 0 | 0 | 0 | 0 | 0 | 0 | 0 | 0 | 0 | 300 | 275 | 262.5 | 260 | 258.3333 | 36 | 36 | 36 | 36 | 36 | 36 | 36 | 0 | [6 empty] | 1.59 | 1.59 | 1.59 | 1.59 | 1.59 | 1.59 | 1.59 | 0 | 0 | 0 | 0 | 0 | 0 | 0 | 0 | 0 | 0 | 0 | 0 | 0 | 0 | 0 | 0 | 0 | 0 | 0 | 0 | 0 | 0 | 0 | 90000 | 165000 | 210000 | 260000 | 310000 | 0 | 0 | 10800 | 21600 | 28800 | 36000 | 43200 | 0 | 0 | 0 | 0 | 0 | 0 | 0 | 0 | 0 | 477 | 954 | 1272 | 1590 | 1908 | 0 | 0 | 0 | 0 | 0 | 0 | 0 | 557.1429 | 0 | 0 | 1035000 | 140400 | 0 | 1908 | 0 | TRUE | TRUE | TRUE | TRUE | TRUE | TRUE | TRUE | TRUE
8 | Residential - BYOD - Room A/C - Summer | This product targets customers with grid connected room A/Cs and pays participants an incentive to curtail load during events | No demand conservation | Per Customer | Incremental Cost | 0 | 0 | 0 | 0 | NA | NA | 0 | 250 | 0 | 36 | 0 | 0.5 | 0 | 2024 - 2028 IPL Plan | 50% | 1 | 0 | 0 | 10 | 15 | 22.5 | 33.75 | 50.625 | Electric | Residential | All | Central AC | Existing | NA | NA | NA | ResCooling - SF Wtd | ResSFGasTotal | LGE Res | 1 | 1 | Assume 1 year demand response programs | 100% | 100% | 0% | 0 | 0 | 0 | 0 | 0 | 0 | 0 | 0 | 0 | 0 | 0 | 0 | 0 | 0 | 0 | 0 | 300 | 266.6667 | 266.6667 | 266.6667 | 266.6667 | 36 | 36 | 36 | 36 | 36 | 36 | 36 | 0 | [6 empty] | 0.5 | 0.5 | 0.5 | 0.5 | 0.5 | 0.5 | 0.5 | 0 | 0 | 0 | 0 | 0 | 0 | 0 | 0 | 0 | 0 | 0 | 0 | 0 | 0 | 0 | 0 | 0 | 0 | 0 | 0 | 0 | 0 | 0 | 3000 | 4000 | 6000 | 9000 | 13500 | 0 | 0 | 360 | 540 | 810 | 1215 | 1822.5 | 0 | 0 | 0 | 0 | 0 | 0 | 0 | 0 | 0 | 5 | 7.5 | 11.25 | 16.875 | 25.3125 | 0 | 0 | 0 | 0 | 0 | 0 | 0 | 18.8393 | 0 | 0 | 35500 | 4747.5 | 0 | 25.3125 | 0 | TRUE | TRUE | TRUE | TRUE | TRUE | TRUE | TRUE | TRUE
9 | Residential - BYOD - Water Heating | This product targets customers with grid connected water heaters and pays participants an incentive to curtail load during events | No demand conservation | Per Customer | Incremental Cost | 0 | 0 | 0 | 0 | NA | NA | 0 | 125 | 0 | 36 | 0 | 0.5 | 0 | 2024 - 2028 IPL Plan | 50% | 1 | 0 | 0 | 10 | 15 | 22.5 | 33.75 | 50.625 | Electric | Residential | All | Water Heat | Existing | NA | NA | NA | ResHotWater - SF Wtd | ResSFGasTotal | LGE Res | 1 | 1 | Assume 1 year demand response programs | 100% | 100% | 0% | 0 | 0 | 0 | 0 | 0 | 0 | 0 | 0 | 0 | 0 | 0 | 0 | 0 | 0 | 0 | 0 | 175 | 141.6667 | 141.6667 | 141.6667 | 141.6667 | 36 | 36 | 36 | 36 | 36 | 36 | 36 | [7 empty] | 0.5 | 0.5 | 0.5 | 0.5 | 0.5 | 0.5 | 0.5 | 0 | 0 | 0 | 0 | 0 | 0 | 0 | 0 | 0 | 0 | 0 | 0 | 0 | 0 | 0 | 0 | 0 | 0 | 0 | 0 | 0 | 0 | 0 | 1750 | 2125 | 3187.5 | 4781.25 | 7171.875 | 0 | 0 | 360 | 540 | 810 | 1215 | 1822.5 | 0 | 0 | 0 | 0 | 0 | 0 | 0 | 0 | 0 | 5 | 7.5 | 11.25 | 16.875 | 25.3125 | 0 | 0 | 0 | 0 | 0 | 0 | 0 | 18.8393 | 0 | 0 | 19015.625 | 4747.5 | 0 | 25.3125 | 0 | TRUE | TRUE | TRUE | TRUE | TRUE | TRUE | TRUE | TRUE
1-KU | KU-Residential - BYOT - Cooling - Summer | This product targets customers with smart thermostats and pays participants an incentive to curtail load during events | No demand conservation | Per Customer | Incremental Cost | 0 | 0 | 0 | 0 | NA | NA | 0 | 130 | 0 | 36 | 0 | 0.47974 | 0 | 2023 Potential Study |  | 1 | 616.5 | 810.5 | 1309.5 | 1309.5 | 1309.5 | 1309.5 | 1309.5 | Electric | Residential | All | Central AC | Existing | NA | NA | NA | ResCooling - SF Wtd | ResSFGasTotal | KU Res | 1 | 1 | Assume 1 year demand response programs | 100% | 100% | 0% | 0 | 0 | 0 | 0 | 0 | 0 | 0 | 0 | 0 | 0 | 0 | 0 | 0 | 0 | 180 | 141.9679 | 149.0531 | 130 | 130 | 130 | 130 | 36 | 36 | 36 | 36 | 36 | 36 | 36 | 0 | 0 | 0 | 0 | 0 | 0 | 0 | 0.47974 | 0.47974 | 0.47974 | 0.47974 | 0.47974 | 0.47974 | 0.47974 | 0 | 0 | 0 | 0 | 0 | 0 | 0 | 0 | 0 | 0 | 0 | 0 | 0 | 0 | 0 | 0 | 0 | 0 | 0 | 0 | 0 | 110970 | 115065 | 195185 | 170235 | 170235 | 170235 | 170235 | 22194 | 29178 | 47142 | 47142 | 47142 | 47142 | 47142 | 0 | 0 | 0 | 0 | 0 | 0 | 0 | 295.7623 | 388.8326 | 628.2249 | 628.2249 | 628.2249 | 628.2249 | 628.2249 | 0 | 0 | 0 | 0 | 0 | 0 | 0 | 1139.2143 | 0 | 0 | 1102160 | 287082 | 0 | 628.2249 | 0
2-KU | KU-Residential - BYOT - Heating - Winter | This product targets customers with smart thermostats and pays participants an incentive to curtail load during events | No demand conservation | Per Customer | Incremental Cost | 0 | 0 | 0 | 0 | NA | NA | 0 | 120 | 0 | 0 | 0 | 0.59968 | 0 | 2023 Potential Study |  | 1 | 193.3 | 282.1 | 511.9 | 511.9 | 511.9 | 511.9 | 511.9 | Electric | Residential | All | Heating | Existing | NA | NA | NA | ResHotWater - SF Wtd | ResSFGasTotal | KU Res | 1 | 1 | Assume 1 year demand response programs | 100% | 100% | 0% | 0 | 0 | 0 | 0 | 0 | 0 | 0 | 0 | 0 | 0 | 0 | 0 | 0 | 0 | 120 | 120 | 120 | 120 | 120 | 120 | 120 | 0 | 0 | 0 | 0 | 0 | 0 | 0 | 0 | 0 | 0 | 0 | 0 | 0 | 0 | 0.59968 | 0.59968 | 0.59968 | 0.59968 | 0.59968 | 0.59968 | 0.59968 | 0 | 0 | 0 | 0 | 0 | 0 | 0 | 0 | 0 | 0 | 0 | 0 | 0 | 0 | 0 | 0 | 0 | 0 | 0 | 0 | 0 | 23196 | 33852 | 61428 | 61428 | 61428 | 61428 | 61428 | 0 | 0 | 0 | 0 | 0 | 0 | 0 | 0 | 0 | 0 | 0 | 0 | 0 | 0 | 115.9182 | 169.1698 | 306.9763 | 306.9763 | 306.9763 | 306.9763 | 306.9763 | 0 | 0 | 0 | 0 | 0 | 0 | 0 | 433.5571 | 0 | 0 | 364188 | 0 | 0 | 306.9763 | 0
3-KU | KU-LI - Cooling | This product targets customers with smart thermostats and pays participants an incentive to curtail load during events | No demand conservation | Per Customer | Incremental Cost | 0 | 0 | 0 | 0 | NA | NA | 0 | 130 | 0 | 36 | 0 | 0.47974 | 0 | 2023 Potential Study |  | 1 | 261 | 522 | 783 | 1044 | 1305 | 1566 | 1827 | Electric | Residential | All | Central AC | Existing | NA | NA | NA | ResCooling - SF Wtd | ResSFGasTotal | KU Res | 1 | 1 | Assume 1 year demand response programs | 100% | 100% | 0% | 0 | 0 | 0 | 0 | 0 | 0 | 0 | 0 | 0 | 0 | 0 | 0 | 0 | 0 | 180 | 155 | 146.6667 | 142.5 | 140 | 138.3333 | 137.1429 | 36 | 36 | 36 | 36 | 36 | 36 | 36 | 0 | [6 empty] | 0.47974 | 0.47974 | 0.47974 | 0.47974 | 0.47974 | 0.47974 | 0.47974 | 0 | 0 | 0 | 0 | 0 | 0 | 0 | 0 | 0 | 0 | 0 | 0 | 0 | 0 | 0 | 0 | 0 | 0 | 0 | 0 | 0 | 46980 | 80910 | 114840 | 148770 | 182700 | 216630 | 250560 | 9396 | 18792 | 28188 | 37584 | 46980 | 56376 | 65772 | 0 | 0 | 0 | 0 | 0 | 0 | 0 | 125.2132 | 250.4264 | 375.6397 | 500.8529 | 626.0661 | 751.2793 | 876.4925 | 0 | 0 | 0 | 0 | 0 | 0 | 0 | 1044 | 0 | 0 | 1041390 | 263088 | 0 | 876.4925 | 0
4-KU | KU-LI - Heating | This product targets customers with smart thermostats and pays participants an incentive to curtail load during events | No demand conservation | Per Customer | Incremental Cost | 0 | 0 | 0 | 0 | NA | NA | 0 | 120 | 0 | 0 | 0 | 0.59968 | 0 | 2023 Potential Study |  | 1 | 52.2 | 104.4 | 156.6 | 208.8 | 261 | 313.2 | 365.4 | Electric | Residential | All | Heating | Existing | NA | NA | NA | ResHotWater - SF Wtd | ResSFGasTotal | KU Res | 1 | 1 | Assume 1 year demand response programs | 100% | 100% | 0% | 0 | 0 | 0 | 0 | 0 | 0 | 0 | 0 | 0 | 0 | 0 | 0 | 0 | 0 | 120 | 120 | 120 | 120 | 120 | 120 | 120 | 0 | 0 | 0 | 0 | 0 | 0 | 0 | 0 | [6 empty] | 0.59968 | 0.59968 | 0.59968 | 0.59968 | 0.59968 | 0.59968 | 0.59968 | 0 | 0 | 0 | 0 | 0 | 0 | 0 | 0 | 0 | 0 | 0 | 0 | 0 | 0 | 0 | 0 | 0 | 0 | 0 | 0 | 0 | 6264 | 12528 | 18792 | 25056 | 31320 | 37584 | 43848 | 0 | 0 | 0 | 0 | 0 | 0 | 0 | 0 | 0 | 0 | 0 | 0 | 0 | 0 | 31.3033 | 62.6066 | 93.9099 | 125.2132 | 156.5165 | 187.8198 | 219.1231 | 0 | 0 | 0 | 0 | 0 | 0 | 0 | 208.8 | 0 | 0 | 175392 | 0 | 0 | 219.1231 | 0
5-KU | KU-Marketplace - Cooling | This product targets customers with smart thermostats and pays participants an incentive to curtail load during events | No demand conservation | Per Customer | Incremental Cost | 0 | 0 | 0 | 0 | NA | NA | 0 | 130 | 0 | 36 | 0 | 0.47974 | 0 | 2023 Potential Study |  | 1 | 522.5 | 1567.5 | 3507.5 | 7537.5 | 13437.5 | 19337.5 | 25237.5 | Electric | Residential | All | Central AC | Existing | NA | NA | NA | ResCooling - SF Wtd | ResSFGasTotal | KU Res | 1 | 1 | Assume 1 year demand response programs | 100% | 100% | 0% | 0 | 0 | 0 | 0 | 0 | 0 | 0 | 0 | 0 | 0 | 0 | 0 | 0 | 0 | 180 | 163.3333 | 157.655 | 156.733 | 151.9535 | 145.2553 | 141.689 | 36 | 36 | 36 | 36 | 36 | 36 | 36 | 0 | [6 empty] | 0.47974 | 0.47974 | 0.47974 | 0.47974 | 0.47974 | 0.47974 | 0.47974 | 0 | 0 | 0 | 0 | 0 | 0 | 0 | 0 | 0 | 0 | 0 | 0 | 0 | 0 | 0 | 0 | 0 | 0 | 0 | 0 | 0 | 94050 | 256025 | 552975 | 1181375 | 2041875 | 2808875 | 3575875 | 18810 | 56430 | 126270 | 271350 | 483750 | 696150 | 908550 | 0 | 0 | 0 | 0 | 0 | 0 | 0 | 250.6663 | 751.9989 | 1682.7026 | 3616.0714 | 6446.5618 | 9277.0522 | 12107.5426 | 0 | 0 | 0 | 0 | 0 | 0 | 0 | 10163.9286 | 0 | 0 | 10511050 | 2561310 | 0 | 12107.5426 | 0
6-KU | KU-Marketplace - Heating | This product targets customers with smart thermostats and pays participants an incentive to curtail load during events | No demand conservation | Per Customer | Incremental Cost | 0 | 0 | 0 | 0 | NA | NA | 0 | 120 | 0 | 0 | 0 | 0.59968 | 0 | 2023 Potential Study |  | 1 | 104.5 | 313.5 | 731.5 | 1567.5 | 2767.5 | 3967.5 | 5167.5 | Electric | Residential | All | Heating | Existing | NA | NA | NA | ResHotWater - SF Wtd | ResSFGasTotal | KU Res | 1 | 1 | Assume 1 year demand response programs | 100% | 100% | 0% | 0 | 0 | 0 | 0 | 0 | 0 | 0 | 0 | 0 | 0 | 0 | 0 | 0 | 0 | 120 | 120 | 120 | 120 | 120 | 120 | 120 | 0 | 0 | 0 | 0 | 0 | 0 | 0 | 0 | [6 empty] | 0.59968 | 0.59968 | 0.59968 | 0.59968 | 0.59968 | 0.59968 | 0.59968 | 0 | 0 | 0 | 0 | 0 | 0 | 0 | 0 | 0 | 0 | 0 | 0 | 0 | 0 | 0 | 0 | 0 | 0 | 0 | 0 | 0 | 12540 | 37620 | 87780 | 188100 | 332100 | 476100 | 620100 | 0 | 0 | 0 | 0 | 0 | 0 | 0 | 0 | 0 | 0 | 0 | 0 | 0 | 0 | 62.6666 | 187.9997 | 438.666 | 939.9987 | 1659.6149 | 2379.2311 | 3098.8473 | 0 | 0 | 0 | 0 | 0 | 0 | 0 | 2088.5 | 0 | 0 | 1754340 | 0 | 0 | 3098.8473 | 0
7-KU | KU-Small NonRes - Cooling | This product targets small non-residential customers with smart thermostats and pays participants an incentive to curtail load during events | No demand conservation | Per Customer | Incremental Cost | 0 | 0 | 0 | 0 | NA | NA | 0 | 250 | 0 | 36 | 0 | 1.59 | 0 | 2023 Potential Study |  | 1 | 0 | 0 | 150 | 300 | 400 | 500 | 600 | Electric | Commercial | Small Office | Cooling DX | Existing | NA | NA | NA | OFFSMCool | ResSFGasTotal | KU NonRes | 1 | 1 | Assume 1 year demand response programs | 100% | 100% | 0% | 0 | 0 | 0 | 0 | 0 | 0 | 0 | 0 | 0 | 0 | 0 | 0 | 0 | 0 | 0 | 0 | 300 | 275 | 262.5 | 260 | 258.3333 | 36 | 36 | 36 | 36 | 36 | 36 | 36 | 0 | [6 empty] | 1.59 | 1.59 | 1.59 | 1.59 | 1.59 | 1.59 | 1.59 | 0 | 0 | 0 | 0 | 0 | 0 | 0 | 0 | 0 | 0 | 0 | 0 | 0 | 0 | 0 | 0 | 0 | 0 | 0 | 0 | 0 | 0 | 0 | 45000 | 82500 | 105000 | 130000 | 155000 | 0 | 0 | 5400 | 10800 | 14400 | 18000 | 21600 | 0 | 0 | 0 | 0 | 0 | 0 | 0 | 0 | 0 | 238.5 | 477 | 636 | 795 | 954 | 0 | 0 | 0 | 0 | 0 | 0 | 0 | 278.5714 | 0 | 0 | 517500 | 70200 | 0 | 954 | 0
8-KU | KU-Residential - BYOD - Room A/C - Summer | This product targets customers with grid connected room A/Cs and pays participants an incentive to curtail load during events | No demand conservation | Per Customer | Incremental Cost | 0 | 0 | 0 | 0 | NA | NA | 0 | 250 | 0 | 36 | 0 | 0.5 | 0 | 2024 - 2028 IPL Plan | 50% | 1 | 0 | 0 | 5 | 7.5 | 11.25 | 16.875 | 25.3125 | Electric | Residential | All | Central AC | Existing | NA | NA | NA | ResCooling - SF Wtd | ResSFGasTotal | KU Res | 1 | 1 | Assume 1 year demand response programs | 100% | 100% | 0% | 0 | 0 | 0 | 0 | 0 | 0 | 0 | 0 | 0 | 0 | 0 | 0 | 0 | 0 | 0 | 0 | 300 | 266.6667 | 266.6667 | 266.6667 | 266.6667 | 36 | 36 | 36 | 36 | 36 | 36 | 36 | 0 | [6 empty] | 0.5 | 0.5 | 0.5 | 0.5 | 0.5 | 0.5 | 0.5 | 0 | 0 | 0 | 0 | 0 | 0 | 0 | 0 | 0 | 0 | 0 | 0 | 0 | 0 | 0 | 0 | 0 | 0 | 0 | 0 | 0 | 0 | 0 | 1500 | 2000 | 3000 | 4500 | 6750 | 0 | 0 | 180 | 270 | 405 | 607.5 | 911.25 | 0 | 0 | 0 | 0 | 0 | 0 | 0 | 0 | 0 | 2.5 | 3.75 | 5.625 | 8.4375 | 12.6562 | 0 | 0 | 0 | 0 | 0 | 0 | 0 | 9.4196 | 0 | 0 | 17750 | 2373.75 | 0 | 12.6562 | 0
9-KU | KU-Residential - BYOD - Water Heating | This product targets customers with grid connected water heaters and pays participants an incentive to curtail load during events | No demand conservation | Per Customer | Incremental Cost | 0 | 0 | 0 | 0 | NA | NA | 0 | 125 | 0 | 36 | 0 | 0.5 | 0 | 2025 - 2028 IPL Plan | 50% | 1 | 0 | 0 | 5 | 7.5 | 11.25 | 16.875 | 25.3125 | Electric | Residential | All | Water Heat | Existing | NA | NA | NA | ResHotWater - SF Wtd | ResSFGasTotal | KU Res | 1 | 1 | Assume 1 year demand response programs | 100% | 100% | 0% | 0 | 0 | 0 | 0 | 0 | 0 | 0 | 0 | 0 | 0 | 0 | 0 | 0 | 0 | 0 | 0 | 175 | 141.6667 | 141.6667 | 141.6667 | 141.6667 | 36 | 36 | 36 | 36 | 36 | 36 | 36 | 0 | [6 empty] | 0.5 | 0.5 | 0.5 | 0.5 | 0.5 | 0.5 | 0.5 | 0 | 0 | 0 | 0 | 0 | 0 | 0 | 0 | 0 | 0 | 0 | 0 | 0 | 0 | 0 | 0 | 0 | 0 | 0 | 0 | 0 | 0 | 0 | 875 | 1062.5 | 1593.75 | 2390.625 | 3585.9375 | 0 | 0 | 180 | 270 | 405 | 607.5 | 911.25 | 0 | 0 | 0 | 0 | 0 | 0 | 0 | 0 | 0 | 2.5 | 3.75 | 5.625 | 8.4375 | 12.6562 | 0 | 0 | 0 | 0 | 0 | 0 | 0 | 9.4196 | 0 | 0 | 9507.8125 | 2373.75 | 0 | 12.6562 | 0
1-LGE | LG&E-Residential - BYOT - Cooling - Summer | This product targets customers with smart thermostats and pays participants an incentive to curtail load during events | No demand conservation | Per Customer | Incremental Cost | 0 | 0 | 0 | 0 | NA | NA | 0 | 130 | 0 | 36 | 0 | 0.47974 | 0 | 2023 Potential Study |  | 1 | 616.5 | 810.5 | 1309.5 | 1309.5 | 1309.5 | 1309.5 | 1309.5 | Electric | Residential | All | Central AC | Existing | NA | NA | NA | ResCooling - SF Wtd | ResSFGasTotal | LGE Res | 1 | 1 | Assume 1 year demand response programs | 100% | 100% | 0% | 0 | 0 | 0 | 0 | 0 | 0 | 0 | 0 | 0 | 0 | 0 | 0 | 0 | 0 | 180 | 141.9679 | 149.0531 | 130 | 130 | 130 | 130 | 36 | 36 | 36 | 36 | 36 | 36 | 36 | 0 | 0 | 0 | 0 | 0 | 0 | 0 | 0.47974 | 0.47974 | 0.47974 | 0.47974 | 0.47974 | 0.47974 | 0.47974 | 0 | 0 | 0 | 0 | 0 | 0 | 0 | 0 | 0 | 0 | 0 | 0 | 0 | 0 | 0 | 0 | 0 | 0 | 0 | 0 | 0 | 110970 | 115065 | 195185 | 170235 | 170235 | 170235 | 170235 | 22194 | 29178 | 47142 | 47142 | 47142 | 47142 | 47142 | 0 | 0 | 0 | 0 | 0 | 0 | 0 | 295.7623 | 388.8326 | 628.2249 | 628.2249 | 628.2249 | 628.2249 | 628.2249 | 0 | 0 | 0 | 0 | 0 | 0 | 0 | 1139.2143 | 0 | 0 | 1102160 | 287082 | 0 | 628.2249 | 0
2-LGE | LG&E-Residential - BYOT - Heating - Winter | This product targets customers with smart thermostats and pays participants an incentive to curtail load during events | No demand conservation | Per Customer | Incremental Cost | 0 | 0 | 0 | 0 | NA | NA | 0 | 120 | 0 | 0 | 0 | 0.59968 | 0 | 2023 Potential Study |  | 1 | 193.3 | 282.1 | 511.9 | 511.9 | 511.9 | 511.9 | 511.9 | Electric | Residential | All | Heating | Existing | NA | NA | NA | ResHotWater - SF Wtd | ResSFGasTotal | LGE Res | 1 | 1 | Assume 1 year demand response programs | 100% | 100% | 0% | 0 | 0 | 0 | 0 | 0 | 0 | 0 | 0 | 0 | 0 | 0 | 0 | 0 | 0 | 120 | 120 | 120 | 120 | 120 | 120 | 120 | 0 | 0 | 0 | 0 | 0 | 0 | 0 | 0 | 0 | 0 | 0 | 0 | 0 | 0 | 0.59968 | 0.59968 | 0.59968 | 0.59968 | 0.59968 | 0.59968 | 0.59968 | 0 | 0 | 0 | 0 | 0 | 0 | 0 | 0 | 0 | 0 | 0 | 0 | 0 | 0 | 0 | 0 | 0 | 0 | 0 | 0 | 0 | 23196 | 33852 | 61428 | 61428 | 61428 | 61428 | 61428 | 0 | 0 | 0 | 0 | 0 | 0 | 0 | 0 | 0 | 0 | 0 | 0 | 0 | 0 | 115.9182 | 169.1698 | 306.9763 | 306.9763 | 306.9763 | 306.9763 | 306.9763 | 0 | 0 | 0 | 0 | 0 | 0 | 0 | 433.5571 | 0 | 0 | 364188 | 0 | 0 | 306.9763 | 0
3-LGE | LG&E-LI - Cooling | This product targets customers with smart thermostats and pays participants an incentive to curtail load during events | No demand conservation | Per Customer | Incremental Cost | 0 | 0 | 0 | 0 | NA | NA | 0 | 130 | 0 | 36 | 0 | 0.47974 | 0 | 2023 Potential Study |  |  | 261 | 522 | 783 | 1044 | 1305 | 1566 | 1827 | Electric | Residential | All | Central AC | Existing | NA | NA | NA | ResCooling - SF Wtd | ResSFGasTotal | LGE Res | 1 | 1 | Assume 1 year demand response programs | 100% | 100% | 0% | 0 | 0 | 0 | 0 | 0 | 0 | 0 | 0 | 0 | 0 | 0 | 0 | 0 | 0 | 180 | 155 | 146.6667 | 142.5 | 140 | 138.3333 | 137.1429 | 36 | 36 | 36 | 36 | 36 | 36 | 36 | 0 | [6 empty] | 0.47974 | 0.47974 | 0.47974 | 0.47974 | 0.47974 | 0.47974 | 0.47974 | 0 | 0 | 0 | 0 | 0 | 0 | 0 | 0 | 0 | 0 | 0 | 0 | 0 | 0 | 0 | 0 | 0 | 0 | 0 | 0 | 0 | 46980 | 80910 | 114840 | 148770 | 182700 | 216630 | 250560 | 9396 | 18792 | 28188 | 37584 | 46980 | 56376 | 65772 | 0 | 0 | 0 | 0 | 0 | 0 | 0 | 125.2132 | 250.4264 | 375.6397 | 500.8529 | 626.0661 | 751.2793 | 876.4925 | 0 | 0 | 0 | 0 | 0 | 0 | 0 | 1044 | 0 | 0 | 1041390 | 263088 | 0 | 876.4925 | 0
4-LGE | LG&E-LI - Heating | This product targets customers with smart thermostats and pays participants an incentive to curtail load during events | No demand conservation | Per Customer | Incremental Cost | 0 | 0 | 0 | 0 | NA | NA | 0 | 120 | 0 | 0 | 0 | 0.59968 | 0 | 2023 Potential Study |  |  | 52.2 | 104.4 | 156.6 | 208.8 | 261 | 313.2 | 365.4 | Electric | Residential | All | Heating | Existing | NA | NA | NA | ResHotWater - SF Wtd | ResSFGasTotal | LGE Res | 1 | 1 | Assume 1 year demand response programs | 100% | 100% | 0% | 0 | 0 | 0 | 0 | 0 | 0 | 0 | 0 | 0 | 0 | 0 | 0 | 0 | 0 | 120 | 120 | 120 | 120 | 120 | 120 | 120 | 0 | 0 | 0 | 0 | 0 | 0 | 0 | 0 | [6 empty] | 0.59968 | 0.59968 | 0.59968 | 0.59968 | 0.59968 | 0.59968 | 0.59968 | 0 | 0 | 0 | 0 | 0 | 0 | 0 | 0 | 0 | 0 | 0 | 0 | 0 | 0 | 0 | 0 | 0 | 0 | 0 | 0 | 0 | 6264 | 12528 | 18792 | 25056 | 31320 | 37584 | 43848 | 0 | 0 | 0 | 0 | 0 | 0 | 0 | 0 | 0 | 0 | 0 | 0 | 0 | 0 | 31.3033 | 62.6066 | 93.9099 | 125.2132 | 156.5165 | 187.8198 | 219.1231 | 0 | 0 | 0 | 0 | 0 | 0 | 0 | 208.8 | 0 | 0 | 175392 | 0 | 0 | 219.1231 | 0
5-LGE | LG&E-Marketplace - Cooling | This product targets customers with smart thermostats and pays participants an incentive to curtail load during events | No demand conservation | Per Customer | Incremental Cost | 0 | 0 | 0 | 0 | NA | NA | 0 | 130 | 0 | 36 | 0 | 0.47974 | 0 | 2023 Potential Study |  |  | 522.5 | 1567.5 | 3507.5 | 7537.5 | 13437.5 | 19337.5 | 25237.5 | Electric | Residential | All | Central AC | Existing | NA | NA | NA | ResCooling - SF Wtd | ResSFGasTotal | LGE Res | 1 | 1 | Assume 1 year demand response programs | 100% | 100% | 0% | 0 | 0 | 0 | 0 | 0 | 0 | 0 | 0 | 0 | 0 | 0 | 0 | 0 | 0 | 180 | 163.3333 | 157.655 | 156.733 | 151.9535 | 145.2553 | 141.689 | 36 | 36 | 36 | 36 | 36 | 36 | 36 | 0 | [6 empty] | 0.47974 | 0.47974 | 0.47974 | 0.47974 | 0.47974 | 0.47974 | 0.47974 | 0 | 0 | 0 | 0 | 0 | 0 | 0 | 0 | 0 | 0 | 0 | 0 | 0 | 0 | 0 | 0 | 0 | 0 | 0 | 0 | 0 | 94050 | 256025 | 552975 | 1181375 | 2041875 | 2808875 | 3575875 | 18810 | 56430 | 126270 | 271350 | 483750 | 696150 | 908550 | 0 | 0 | 0 | 0 | 0 | 0 | 0 | 250.6663 | 751.9989 | 1682.7026 | 3616.0714 | 6446.5618 | 9277.0522 | 12107.5426 | 0 | 0 | 0 | 0 | 0 | 0 | 0 | 10163.9286 | 0 | 0 | 10511050 | 2561310 | 0 | 12107.5426 | 0
6-LGE | LG&E-Marketplace - Heating | This product targets customers with smart thermostats and pays participants an incentive to curtail load during events | No demand conservation | Per Customer | Incremental Cost | 0 | 0 | 0 | 0 | NA | NA | 0 | 120 | 0 | 0 | 0 | 0.59968 | 0 | 2023 Potential Study |  |  | 104.5 | 313.5 | 731.5 | 1567.5 | 2767.5 | 3967.5 | 5167.5 | Electric | Residential | All | Heating | Existing | NA | NA | NA | ResHotWater - SF Wtd | ResSFGasTotal | LGE Res | 1 | 1 | Assume 1 year demand response programs | 100% | 100% | 0% | 0 | 0 | 0 | 0 | 0 | 0 | 0 | 0 | 0 | 0 | 0 | 0 | 0 | 0 | 120 | 120 | 120 | 120 | 120 | 120 | 120 | 0 | 0 | 0 | 0 | 0 | 0 | 0 | 0 | [6 empty] | 0.59968 | 0.59968 | 0.59968 | 0.59968 | 0.59968 | 0.59968 | 0.59968 | 0 | 0 | 0 | 0 | 0 | 0 | 0 | 0 | 0 | 0 | 0 | 0 | 0 | 0 | 0 | 0 | 0 | 0 | 0 | 0 | 0 | 12540 | 37620 | 87780 | 188100 | 332100 | 476100 | 620100 | 0 | 0 | 0 | 0 | 0 | 0 | 0 | 0 | 0 | 0 | 0 | 0 | 0 | 0 | 62.6666 | 187.9997 | 438.666 | 939.9987 | 1659.6149 | 2379.2311 | 3098.8473 | 0 | 0 | 0 | 0 | 0 | 0 | 0 | 2088.5 | 0 | 0 | 1754340 | 0 | 0 | 3098.8473 | 0
7-LGE | LG&E-Small NonRes - Cooling | This product targets small non-residential customers with smart thermostats and pays participants an incentive to curtail load during events | No demand conservation | Per Customer | Incremental Cost | 0 | 0 | 0 | 0 | NA | NA | 0 | 250 | 0 | 36 | 0 | 1.59 | 0 | 2023 Potential Study |  |  | 0 | 0 | 150 | 300 | 400 | 500 | 600 | Electric | Commercial | Small Office | Cooling DX | Existing | NA | NA | NA | OFFSMCool | ResSFGasTotal | LGE NonRes | 1 | 1 | Assume 1 year demand response programs | 100% | 100% | 0% | 0 | 0 | 0 | 0 | 0 | 0 | 0 | 0 | 0 | 0 | 0 | 0 | 0 | 0 | 0 | 0 | 300 | 275 | 262.5 | 260 | 258.3333 | 36 | 36 | 36 | 36 | 36 | 36 | 36 | 0 | [6 empty] | 1.59 | 1.59 | 1.59 | 1.59 | 1.59 | 1.59 | 1.59 | 0 | 0 | 0 | 0 | 0 | 0 | 0 | 0 | 0 | 0 | 0 | 0 | 0 | 0 | 0 | 0 | 0 | 0 | 0 | 0 | 0 | 0 | 0 | 45000 | 82500 | 105000 | 130000 | 155000 | 0 | 0 | 5400 | 10800 | 14400 | 18000 | 21600 | 0 | 0 | 0 | 0 | 0 | 0 | 0 | 0 | 0 | 238.5 | 477 | 636 | 795 | 954 | 0 | 0 | 0 | 0 | 0 | 0 | 0 | 278.5714 | 0 | 0 | 517500 | 70200 | 0 | 954 | 0
8-LGE | LG&E-Residential - BYOD - Room A/C - Summer | This product targets customers with grid connected room A/Cs and pays participants an incentive to curtail load during events | No demand conservation | Per Customer | Incremental Cost | 0 | 0 | 0 | 0 | NA | NA | 0 | 250 | 0 | 36 | 0 | 0.5 | 0 | 2024 - 2028 IPL Plan | 50% | 1 | 0 | 0 | 5 | 7.5 | 11.25 | 16.875 | 25.3125 | Electric | Residential | All | Central AC | Existing | NA | NA | NA | ResCooling - SF Wtd | ResSFGasTotal | LGE Res | 1 | 1 | Assume 1 year demand response programs | 100% | 100% | 0% | 0 | 0 | 0 | 0 | 0 | 0 | 0 | 0 | 0 | 0 | 0 | 0 | 0 | 0 | 0 | 0 | 300 | 266.6667 | 266.6667 | 266.6667 | 266.6667 | 36 | 36 | 36 | 36 | 36 | 36 | 36 | 0 | [6 empty] | 0.5 | 0.5 | 0.5 | 0.5 | 0.5 | 0.5 | 0.5 | 0 | 0 | 0 | 0 | 0 | 0 | 0 | 0 | 0 | 0 | 0 | 0 | 0 | 0 | 0 | 0 | 0 | 0 | 0 | 0 | 0 | 0 | 0 | 1500 | 2000 | 3000 | 4500 | 6750 | 0 | 0 | 180 | 270 | 405 | 607.5 | 911.25 | 0 | 0 | 0 | 0 | 0 | 0 | 0 | 0 | 0 | 2.5 | 3.75 | 5.625 | 8.4375 | 12.6562 | 0 | 0 | 0 | 0 | 0 | 0 | 0 | 9.4196 | 0 | 0 | 17750 | 2373.75 | 0 | 12.6562 | 0
9-LGE | LG&E-Residential - BYOD - Water Heating | This product targets customers with grid connected water heaters and pays participants an incentive to curtail load during events | No demand conservation | Per Customer | Incremental Cost | 0 | 0 | 0 | 0 | NA | NA | 0 | 125 | 0 | 36 | 0 | 0.5 | 0 | 2025 - 2028 IPL Plan | 50% | 1 | 0 | 0 | 5 | 7.5 | 11.25 | 16.875 | 25.3125 | Electric | Residential | All | Water Heat | Existing | NA | NA | NA | ResHotWater - SF Wtd | ResSFGasTotal | LGE Res | 1 | 1 | Assume 1 year demand response programs | 100% | 100% | 0% | 0 | 0 | 0 | 0 | 0 | 0 | 0 | 0 | 0 | 0 | 0 | 0 | 0 | 0 | 0 | 0 | 175 | 141.6667 | 141.6667 | 141.6667 | 141.6667 | 36 | 36 | 36 | 36 | 36 | 36 | 36 | 0 | [6 empty] | 0.5 | 0.5 | 0.5 | 0.5 | 0.5 | 0.5 | 0.5 | 0 | 0 | 0 | 0 | 0 | 0 | 0 | 0 | 0 | 0 | 0 | 0 | 0 | 0 | 0 | 0 | 0 | 0 | 0 | 0 | 0 | 0 | 0 | 875 | 1062.5 | 1593.75 | 2390.625 | 3585.9375 | 0 | 0 | 180 | 270 | 405 | 607.5 | 911.25 | 0 | 0 | 0 | 0 | 0 | 0 | 0 | 0 | 0 | 2.5 | 3.75 | 5.625 | 8.4375 | 12.6562 | 0 | 0 | 0 | 0 | 0 | 0 | 0 | 9.4196 | 0 | 0 | 9507.8125 | 2373.75 | 0 | 12.6562 | 0
[22 empty] | 1619.6 | 2185.2 | 3642.8 | 3642.8 | 3642.8 | 3642.8 | 3642.8
[21 empty] | Summer participation ratio | 100% | 100% | 100% | 100% | 100% | 100% | 100%
[21 empty] | Winter participation ratio | 20% | 20% | 20% | 20% | 20% | 20% | 20%
Use the DR potential to inform participation. Considering T-stat rebate included in the program starting in 2023:
Assume faster ramp than the potential study
Rounded down to the nearest 1000 or 100
| SMART THERMOSTAT ENERGY SAVINGS: |  |  | SMART THERMOSTAT kW SAVINGS: | [17 empty] | Assume some customers will participation through the rebate offering and others will be existing BYOT.
| Mid-Atlantic TRM, Version 10 (May 2020), page 105-106, https://neep.org/sites/default/files/media-files/trmv10.pdf |  |  | Mid-Atlantic TRM, Version 10 (May 2020), page 106, https://neep.org/sites/default/files/media-files/trmv10.pdf | [17 empty] | \\cadmusgroup.org\projects\6235-LGE\Reporting\Market Analyzer
\\cadmusgroup.org\projects\6235-LGE\Measure Characterization\Residential\Measure Database
Participation Assumptions
1 | 2016 participation data from Jan to Oct, projected annual data
2 | Small commercial assume 0% as placeholder.Large Commercial 207 participants in 2016 assume escalation of 5%.
3 | Assume average across pervious years.
4 | Assume historical incentive costs per customer
5 | Assume even split bettern LGE and KU
MEASURE LIFE
Mid-Atlantic TRM, Version 10 (May 2020), page 106, https://neep.org/sites/default/files/media-files/trmv10.pdf
Estimated Percent of Program Adoption (Awareness of the program; participation)
[7 empty] | Estimated customers with Smart Thermostats | Remaining Customers | 2023 | 2024 | 2025 | 2026 | 2027 | 2028 | 2029
[5 empty] | LGE total Customer | 338558 | 10% | 304702.2 | 33855.8 | 34973.0414 | 36127.1518 | 37319.3478 | 38550.8863 | 39823.0655 | 41137.2267
[5 empty] | Central AC | 241053.296 | 10% | 216947.9664 | 24105.3296 | 24900.8055 | 25722.5321 | 26571.3756 | 27448.231 | 28354.0226 | 29289.7054
[5 empty] | ASHP | 79222.572 | 10% | 71300.3148 | 7922.2572 | 8183.6917 | 8453.7535 | 8732.7274 | 9020.9074 | 9318.5973 | 9626.111
[5 empty] | KU total customers | 427093 | 10% | 384383.7 | 42709.3 | 44118.7069 | 45574.6242 | 47078.5868 | 48632.1802 | 50237.0421 | 51894.8645
| HEATING CONS. for DE |  |  |  | Central AC | 304090.216 | 10% | 273681.1944 | 30409.0216 | 31412.5193 | 32449.1325 | 33519.9538 | 34626.1123 | 35768.774 | 36949.1435
| Natural Gas Heat. Cons. (MMBTU) | 84.8 |  |  | ASHP | 99939.762 | 10% | 89945.7858 | 9993.9762 | 10323.7774 | 10664.4621 | 11016.3893 | 11379.9302 | 11755.4679 | 12143.3983
| Natural Gas Heat. Cons. (therms) | 848 |  |  | DR potential study, page B-10: Cadmus conservatively estimated 10% smart thermostat saturation in 2023 and 3.3% annual growth in saturation.
| ASHP Heating (kWh) - assume 8.2 HSPF | 4950 | [5 empty] | Base Saturation (naturally occuring) | 76565.1 | 79091.7483 | 81701.776 | 84397.9346 | 87183.0664 | 90060.1076 | 93032.0912
| Electric Furnace heating (kWh) - COP 1 | 11896.2485 | [5 empty] | Program Adoption (assumes double naturaly occuring in year one and 50% increase thereafter, capping at 15,000 units a year) | 5053.2966 | 7579.9449 | 11369.9174 | 15000 | 15000 | 15000 | 15000
| COOLING CONS. for DE |  |  | LGE customer numbers are below |  | \\cadmusgroup.org\projects\6936-LGEKU_2023_DR_Potential\Demand Response\LGE\Summer Model\Inputs\Inputs_Global_LGE_Summer.xlsx
| AC cooling (kWh) | 1715
| ASHP Cooling (kWh) | 2353
| Cooling % savings | 7%
| Heating % savings | 6%
Heating Savings for DE
| Natural gas savings (Therms) | 50.88 |  | KU customer numbers are below |  | \\cadmusgroup.org\projects\6936-LGEKU_2023_DR_Potential\Demand Response\KU\Summer Model\Inputs\Inputs_Global_KU_Summer.xlsx
| ASHP Heating savings (kWh) | 297
| Electric Furnace heating savings (kWh) | 713.7749
Cooling Savings for DE
| AC cooling savings (kWh) | 120.05
| ASHP cooling savings (kWh) | 164.71
| Equipment saturations LGE |  | Equipment Saturations KU
| Electric furnace | 16.4% | Electric furnace | 16.4%
| Natural gas furnace | 54% | Natural gas furnace | 54%
| Central AC | 71.2% | Central AC | 71.2%
| ASHP | 23.4% | ASHP | 23.4%
| LGE Heating & Cooling Savings (kWh) | 310.5748 | KU Heating & Cooling Savings (kWh) | 310.5748
| LGE Natural Gas Heating Savings (therms) | 27.4752 | KU Natural Gas Heating Savings (therms) | 0
| * Saturation numbers are from the potential study | \\cadmusgroup.org\projects\6936-LGEKU_2023_DR_Potential\Demand Response\LGE\Sources\Saturations.xlsx
* AC saturation is 94.6%
COSTS
| Google - Nest Learning Smart Thermostat - 3rd Generation - White | 249 | https://www.lowes.com/pd/Google-Nest-Learning-3rd-Gen-White-Smart-Thermostat-with-Wi-Fi-Compatibility/1001080182
| Google Nest Learning Third Generation Thermostat in Stainless Steel | 214.99 | https://www.bedbathandbeyond.com/store/product/google-nest-learning-third-generation-thermostat/5003888?skuId=47370289&mcid=PS_googlepla_nonbrand_electronicstoys_local&product_id=47370289&adtype=pla&product_channel=local&enginename=google&creative=399038037572&device=c&matchtype=&network=g&utm_campaignid=71700000037211688&utm_adgroupid=58700005460329784&targetid=92700049767583861&gclid=EAIaIQobChMIndHumK_X8wIVEI_ICh0S-QlnEAQYBSABEgK4z_D_BwE&gclsrc=aw.ds
| Google - Nest Smart Programmable Wifi Thermostat (with motion sensing) | 129.99 | https://www.bestbuy.com/site/google-nest-smart-programmable-wifi-thermostat-snow/6427015.p?skuId=6427015&ref=212&loc=1&ref=212&loc=1&extStoreId=869&ref=212&loc=1&ds_rl=1268652&gclid=EAIaIQobChMIndHumK_X8wIVEI_ICh0S-QlnEAQYAiABEgIipvD_BwE&gclsrc=aw.ds
| ecobee - Smart Thermostat with Voice Control - Black | 249.99 | https://www.bestbuy.com/site/ecobee-smart-thermostat-with-voice-control-black/6339170.p?skuId=6339170&ref=212&loc=1
| T9 WiFi 7-Day Programmable Smart Thermostat with Touchscreen Display and Smart Room Sensor | 199 | https://www.homedepot.com/p/Honeywell-Home-T9-WiFi-7-Day-Programmable-Smart-Thermostat-with-Touchscreen-Display-and-Smart-Room-Sensor-RCHT9610WFSW2003/312604036?source=shoppingads&locale=en-US
| AVERAGE | 208.594
| Honeywell Home T6 Pro 7-Day Digital Programmable Thermostat | 74.8 | https://www.homedepot.com/p/Honeywell-Home-T6-Pro-7-Day-Digital-Programmable-Thermostat-TH6210U2001/309647457?source=shoppingads&locale=en-US
| Honeywell T5 Selectable-Flexible Programmable Thermostat | 79.98 | https://www.lowes.com/pd/Honeywell-T5-Selectable-Flexible-Programmable-Thermostat/1000150903
| Honeywell 5-2 Day Programmable Thermostat with Digital Backlit Display | 25.85 | https://www.homedepot.com/p/5-2-Day-Programmable-Thermostat-with-Digital-Backlit-Display-RTH2300B/203539496?MERCH=REC-_-pipsem-_-204356294-_-203539496-_-N
| Honeywell 1-Week Programmable Thermostat with Digital Display | 20.65 | https://www.homedepot.com/p/1-Week-Programmable-Thermostat-with-Digital-Display-RTH221B/203539508?MERCH=REC-_-pipsem-_-204356294-_-203539508-_-N&
| Lux 7-Day Touchscreen Universal Application Programmable Thermostat | 47.22 | https://www.homedepot.com/p/Lux-7-Day-Touchscreen-Universal-Application-Programmable-Thermostat-LTX9600TS-A04/204356294?source=shoppingads&locale=en-US
| AVERAGE | 49.7
| Median hourly rate of an electrician in Kentucky | 24.53 | https://www.bls.gov/oes/current/oes_ky.htm#49-0000
| Hour of installation | 2 | https://www.homeserve.com/en-us/blog/cost-guide/thermostat-replacement/
| LABOR COST | 49.06
Measure Demand Savings
Source: IPL Plan Draft - https://cadmus.sharepoint.com/:x:/r/sites/CP6385/_layouts/15/Doc.aspx?sourcedoc=%7BC06FE10B-6BEC-4D33-9838-88DF03EBA3F7%7D&file=2024-2028%20IPL%20Plan%20Draft_v5.xlsx&wdLOR=c0D5ACD27-E474-446C-A3C6-8564A033CBC9&action=default&mobileredirect=true
| Measure Name | Measure Description | EUL | Per Unit Electric Savings Summer kW | Per Unit Gas Savings Peak Therm-Day | Per Unit |  | For BYOD:
| Central Air Conditioner | ENERGY STAR SEER/EER 16.0/12.5, SEER2/EER2 15.2/12.0 | 18 | 0.71658 | 0 | Unit |  | Measure | Estimated Percent of Program Adoption (Awareness of the program; participation) 2023: Per Unit Summer kW Savings
| Air Source Heat Pumps | ENERGY STAR SEER/EER/HSPF 16.0/12.2/9.0, SEER2/EER2/HSPF2 15.2/11.7/7.8 (split system) | 18 | 0.096602 | 0 | Unit |  | Room Air Conditioner DLC - BYOD | Estimated Percent of Program Adoption (Awareness of the program; participation) 2023: 0.5
| Geothermal Heat Pumps | ENERGY STAR Tier 1 | 25 | 0.96716 | 0 | Unit |  | DLC Water End Uses - Water Heating | Estimated Percent of Program Adoption (Awareness of the program; participation) 2023: 0.5
| Geothermal Heat Pumps | ENERGY STAR Tier 2 (variable speed) | 25 | 1.2164 | 0 | Unit
| Mini-Split Heat Pump | ENERGY STAR Cold Climate Ductless Heat Pump SEER/HSPF 16.0/10, SEER2/HSPF2 15.2/8.5 | 18 | 0.73954 | 0 | Unit
| Advanced Thermostat- Electric Customers Only | ENERGY STAR Smart Thermostat | 10 | 0.17707 | 0 | Unit
| Advanced Thermostat- Gas Customers Only | ENERGY STAR Smart Thermostat | 10 | 0.17707 | 0.6178 | Unit
| Advanced Thermostat- Combination Customers Only | ENERGY STAR Smart Thermostat | 10 | 0.17707 | 0.58074 | Unit
| Heat Pump Water Heater | ENERGY STAR EF/UEF 3.39/3.3 (Integrated), EF/UEF 2.06/2.2 (Split-System) | 13 | 0.12117 | 0 | Unit
| Appliance Recycling | Refrigerator Recycling | 7 | 0.1233 | -0.03318 | Unit
| Appliance Recycling | Freezer Recycling | 7 | 0.1408 | -0.014747 | Unit
| Refrigerator Replacement | Retrofit upgrades - SF | 17 | 0.1 | 0 | Unit
| Freezer Replacement | Retrofit upgrades - SF | 12 | 0.056 | 0 | Unit
| Infiltration Reduction | Retrofit upgrades - SF | 20 | 0.0072126 | 0.061608 | Home
| Attic/Ceiling Insulation | Retrofit upgrades - SF | 20 | 0.098163 | 0.49587 | Home
| Wall Insulation | Retrofit upgrades - SF | 20 | 0.10479 | 0.57755 | Home
| Foundation/Basement Wall Insulation | Retrofit upgrades - SF | 20 | 0.022296 | 0.11038 | Home
| Lighting Controls (Daylighting Controls) | Fixture-mounted | 8 | 0.065749 | -0.0025496 | Unit
| Lighting Controls (Occupancy Sensor) | Fixture-mounted | 8 | 0.18271 | -0.0062638 | Unit
| Lighting Controls (Dual Occupancy and Daylighting Controls) | Fixture-mounted | 8 | 0.051561 | -0.0021733 | Unit
| Glass Door Freezers | ENERGY STAR Vertical or Horizontal Closed Door | 12 | 0.08194 | 0 | Unit
| Advanced Power Strips | Tier 2 advanced power strips | 7 | 0.0207 | 0 | Unit
| Room Air Purifiers | ENERGY STAR Room Air Purifier | 9 | 0.028 | 0 | Unit
| Room Air Conditioner | ENERGY STAR Room AC | 12 | 0.010159 | 0 | Unit
| Room Air Conditioner | ENERGY STAR Room AC | 9 | 0.073323 | 0 | Unit
| ENERGY STAR Dehumidifier | ENERGY STAR Dehumidifier | 12 | 0.03 | 0 | Unit
| LED Interior Fixtures | ENERGY STAR ≤ 2,000 lumens | 13 | 0.024955 | -0.0043917 | Unit
| LED Interior Fixtures | ENERGY STAR 2,001 to 4,000 lumens | 13 | 0.043994 | -0.007742 | Unit
| LED Interior Fixtures | ENERGY STAR 4,001 to 6,000 lumens | 13 | 0.06509 | -0.011455 | Unit
| LED Interior Fixtures | ENERGY STAR 6,001 to 8,000 lumens | 13 | 0.085157 | -0.014986 | Unit
| LED Interior Fixtures | ENERGY STAR 8,001 to 12,000 lumens | 13 | 0.12212 | -0.02149 | Unit
| LED Interior Fixtures | ENERGY STAR 12,001 to 16,000 lumens | 13 | 0.21414 | -0.037684 | Unit
| LED Interior Fixtures | ENERGY STAR 16,001 to 20,000 lumens | 13 | 0.21782 | -0.038333 | Unit
| LED Interior Fixtures | ENERGY STAR 20,001 to 30,000 lumens | 13 | 0.45752 | -0.080514 | Unit
| LED Exterior Fixtures | ENERGY STAR ≤ 5,000 lumens | 13 | 0.068177 | -0.011998 | Unit
| LED Exterior Fixtures | ENERGY STAR 5,001 to 10,000 lumens | 13 | 0.11294 | -0.019876 | Unit
| LED Exterior Fixtures | ENERGY STAR 10,001 to 15,000 lumens | 13 | 0.15033 | -0.026456 | Unit
| LED Exterior Fixtures | ENERGY STAR ≥15,000 lumens | 13 | 0.23206 | -0.040838 | Unit
| Horticulture Lighting Fixtures | > 650 Watt Fixture | 10 | 0.30525 | -0.036643 | Unit
| Horticulture Lighting Fixtures | > 400 Watt Fixture | 10 | 0.3663 | -0.043972 | Unit
| Horticulture Lighting Fixtures | > 200 Watt Fixture | 10 | 0.45787 | -0.054965 | Unit
| Horticulture Lighting Fixtures | ≤ 200 Watt Fixture | 10 | 0.57498 | -0.069023 | Unit
| Dairy Automatic Milker Takeoff | Automatic Milker Takeoff shuts off the milking vacuum pump suction once a minimum flowrate has been achieved | 10 | 4.1073 | 0 | Unit
| Dairy Milk Precooler | Dairy plate cooler | 15 | 1.881 | 0 | Unit
| Dairy Variable Speed Drive Vacuum Pumps | Variable Speed Frequency Drive for Dairy Vacuum Pump | 15 | 8.2982 | 0 | Unit
| Ventilation Fan | 14-23 inch; 10.1 cfm/watt | 7 | 0.078 | 0 | Unit
| Ventilation Fan | 24-35 inch; 13.5 cfm/watt | 7 | 0.167 | 0 | Unit
| Ventilation Fan | 36-47 inch; 17.4 cfm/watt | 7 | 0.314 | 0 | Unit
| Ventilation Fan | ≥ 48 inch; 20.3 cfm/watt | 7 | 0.312 | 0 | Unit
| Circulating Fan | 12-23 inch; 10.7 cfm/watt | 10 | 0.068 | 0 | Unit
| Circulating Fan | 24-35 inch; 11.5 cfm/watt | 10 | 0.175 | 0 | Unit
| Circulating Fan | 36-47 inch; 19.0 cfm/watt | 10 | 0.281 | 0 | Unit
| Circulating Fan | ≥ 48 inch; 21.5 cfm/watt | 10 | 0.365 | 0 | Unit
| Solid Door Freezers | ENERGY STAR Vertical or Horizontal Closed Door | 12 | 0.023297 | 0 | Unit
| Air-Source Heat Pumps | SEER/EER 15/12.5 and HSPF 8.5 | 15 | 0.21976 | 0 | Unit
| Air-Source Heat Pumps | Minimum 14.5 IEER and minimum 3.5 COP, ≥ 65 and < 135 MBTUH | 15 | 0.24729 | 0 | Unit
| Air-Source Heat Pumps | Minimum 14 IEER and minimum 3.5 COP, ≥ 135 and < 240 MBTUH | 15 | 0.65929 | 0 | Unit
| Air-Source Heat Pumps | Minimum 13.0 IEER and minimum 3.5 COP, ≥ 240 and < 760 MBTUH | 15 | 2.0203 | 0 | Unit
| Geothermal Heat Pumps | ENERGY STAR Tier 1, < 240 MBTUH | 25 | 3.8044 | 0 | Unit
| Geothermal Heat Pumps | ENERGY STAR Tier 2 variable speed, < 240 MBTUH | 25 | 3.8044 | 0 | Unit
| Package Terminal Heat Pumps | < 8,000 BTUH = 12.6 EER, COP 3.5 | 8 | 0.025854 | 0 | Unit
| Package Terminal Heat Pumps | 8,000-9,999 BTUH = 12.1 EER, COP 3.5 | 8 | 0.048604 | 0 | Unit
| Package Terminal Heat Pumps | 10,000-11,999 BTUH = 11.4 EER, COP 3.3 | 8 | 0.058264 | 0 | Unit
| Package Terminal Heat Pumps | 12,000-13,999 BTUH = 10.7 EER, COP 3.1 | 8 | 0.066618 | 0 | Unit
| Package Terminal Heat Pumps | ≥ 14,000 BTUH = 10.4 EER, COP 3.1 | 8 | 0.076071 | 0 | Unit
| Package Terminal Air Conditioners | < 8,000 BTUH = 12.6 EER | 8 | 0.025854 | 0 | Unit
| Package Terminal Air Conditioners | 8,000-9,999 BTUH = 12.1 EER | 8 | 0.048604 | 0 | Unit
| Package Terminal Air Conditioners | 10,000-11,999 BTUH = 11.4 EER | 8 | 0.058264 | 0 | Unit
| Package Terminal Air Conditioners | 12,000-13,999 BTUH = 10.7 EER | 8 | 0.066618 | 0 | Unit
| Package Terminal Air Conditioners | ≥ 14,000 BTUH = 10.4 EER | 8 | 0.076071 | 0 | Unit
| Air Conditioning | SEER/EER 15/12.5 | 15 | 0.568 | 0 | Unit
| Air Conditioning | Minimum 14.6 IEER, ≥ 65 and < 135 MBTUH | 15 | 0.7998 | 0 | Unit
| Air Conditioning | Minimum 14.0 IEER, ≥ 135 and < 240 MBTUH | 15 | 1.4241 | 0 | Unit
| Air Conditioning | Minimum 13.1 IEER, ≥ 240 and < 760 MBTUH | 15 | 4.3733 | 0 | Unit
| Ductless Heat Pumps | Ductless heat pump (SEER/EER 15/12 and HSPF 8.5) | 15 | 0.26371 | 0 | Unit
| Heat Pump Water Heaters | ENERGY STAR UEF >= 3.3 for Integrated HPWH; UEF >= 2.2 for Integrated HPWH, 120V/15A Circuit; UEF >= 2.2 for Split-System HPWH | 15 | 0.29523 | 0 | Unit
| LED Downlight Fixtures | ENERGY STAR LED recessed, surface and pendant fixtures | 13 | 0.031473 | -0.0055386 | Unit
| LED Interior Directional | ENERGY STAR Track lighting | 13 | 0.041335 | -0.0072742 | Unit
| LED Interior Directional | ENERGY STAR Wall-wash fixtures | 13 | 0.0080612 | -0.0014186 | Unit
| LED Display Cases | ENERGY STAR LED display case light fixture | 13 | 0.069035 | -0.012149 | Unit
| LED Display Cases | ENERGY STAR LED under-cabinet shelf-mounted task light fixtures | 13 | 0.069035 | -0.012149 | Unit
| LED Display Cases | ENERGY STAR LED refrigerated case light, horizontal or vertical | 13 | 0.024012 | -0.0042257 | Unit
| LED Display Cases | ENERGY STAR LED freezer case light, horizontal or vertical | 13 | 0.031516 | -0.0055462 | Unit
| LED Display Cases | Refrigeration case lighting motion sensor controls | 13 | 0.044228 | 0 | Unit
| T8 LED Linear Replacement Lamps | ENERGY STAR < 1,200 lumens | 13 | 0.0052312 | -0.00092059 | Unit
| T8 LED Linear Replacement Lamps | ENERGY STAR 1,200-2,400 lumens | 13 | 0.010634 | -0.0018714 | Unit
| T8 LED Linear Replacement Lamps | ENERGY STAR 2,401-4,000 lumens | 13 | 0.01638 | -0.0028825 | Unit
| LED Troffers: Recessed Light Fixtures | ENERGY STAR 2x2 2,000-3,500 lumens | 13 | 0.027176 | -0.0047825 | Unit
| LED Troffers: Recessed Light Fixtures | ENERGY STAR 2x2 3501-5000 lumens | 13 | 0.040992 | -0.0072138 | Unit
| LED Troffers: Recessed Light Fixtures | ENERGY STAR 2x4 3000-4500 lumens | 13 | 0.020402 | -0.0035903 | Unit
| LED Troffers: Recessed Light Fixtures | ENERGY STAR 2x4 4,501-6,000 lumens | 13 | 0.034046 | -0.0059914 | Unit
| LED Troffers: Recessed Light Fixtures | ENERGY STAR 2x4 6,001-7,500 lumens | 13 | 0.04751 | -0.0083608 | Unit
| LED Troffers: Recessed Light Fixtures | ENERGY STAR 1x4 1,500-3,000 lumens | 13 | 0.0063032 | -0.0011092 | Unit
| LED Troffers: Recessed Light Fixtures | ENERGY STAR 1x4 3,001-4,500 lumens | 13 | 0.020059 | -0.0035299 | Unit
| LED Troffers: Recessed Light Fixtures | ENERGY STAR 1x4 4,501-6,000 lumens | 13 | 0.035332 | -0.0062177 | Unit
| LED Surface and Suspended Linear Fixtures | ENERGY STAR ≤ 3,000 lumens | 13 | 0.0082756 | -0.0014563 | Unit
| LED Surface and Suspended Linear Fixtures | ENERGY STAR 3,001-4,500 lumens | 13 | 0.021431 | -0.0037714 | Unit
| LED Surface and Suspended Linear Fixtures | ENERGY STAR 4,501-6,000 lumens | 13 | 0.03516 | -0.0061876 | Unit
| LED Surface and Suspended Linear Fixtures | ENERGY STAR 6,001-7,500 lumens | 13 | 0.054627 | -0.0096134 | Unit
| LED Surface and Suspended Linear Fixtures | ENERGY STAR 7,501-15,000 lumens | 13 | 0.083356 | -0.014669 | Unit
| LED Low Bay Fixtures | ENERGY STAR ≤ 10,000 lumens | 13 | 0.081812 | -0.014397 | Unit
| LED High Bay Fixtures | ENERGY STAR 10,001-15,000 lumens | 13 | 0.082756 | -0.014563 | Unit
| LED High Bay Fixtures | ENERGY STAR 15,001-20,000 lumens | 13 | 0.13189 | -0.023211 | Unit
| LED High Bay Fixtures | ENERGY STAR ≥20,000 lumens | 13 | 0.16997 | -0.029912 | Unit
| LED Exterior Fixtures | ENERGY STAR ≤ 5,000 lumens | 13 | 0.068177 | -0.011998 | Unit
| LED Exterior Fixtures | ENERGY STAR 5,001-10,000 lumens | 13 | 0.11294 | -0.019876 | Unit
| LED Exterior Fixtures | ENERGY STAR 10,001-15,000 lumens | 13 | 0.15033 | -0.026456 | Unit
| LED Exterior Fixtures | ENERGY STAR ≥15,000 lumens | 13 | 0.23206 | -0.040838 | Unit
| Ice Maker | ENERGY STAR Ice Maker | 8 | 0.16841 | 0 | Unit
| Advanced Thermostat | ENERGY STAR Smart Thermostat - SF | 10 | 0.19675 | 0.64526 | Unit
| Advanced Thermostat | ENERGY STAR Smart Thermostat - MF | 10 | 0.19675 | 0.41942 | Unit
| Advanced Power Strips | Tier 1 Advanced Power Strips - SF | 7 | 0.0063985 | 0 | Unit
| Electric HVAC System Tune-Up | Unitary air conditioning tune-up | 3 | 0.15841 | 0 | Unit
| Electric HVAC System Tune-Up | Air source heat pump tune-up | 3 | 0.10781 | 0 | Unit
| Electric HVAC System Tune-Up | Geothermal heat pump tune-up | 3 | 0.1685 | 0 | Unit
| Electric HVAC System Tune-Up | Chiller tune-up | 3 | 7.1693 | 0 | Unit
| Refrigeration System - Remote Condensing Unit Tune-Ups | Non-self-contained refrigeration equipment including split systems, rack systems or similar | 3 | 0.12535 | 0 | Unit
| Refrigeration System - Self Contained Unit Tune-Ups | Self-contained refrigeration equipment including plug-in coolers, ice machines or similar | 3 | 0.1107 | 0 | Unit
| Lighting Retrofits | Various LED lighting applications | 10 | 6.8368 | 0 | Participant
| Refrigeration Retrofits | Various refrigeration applications | 10 | 8.9496 | 0 | Participant
| Retrocommissioning | Retrocommissioning | 7 | 105.0583 | 0 | Participant
| Custom Rebates | Individual measures not offered through IPL’s Nonresidential Prescriptive Rebates or Agriculture Solutions programs | 15 | 35.2959 | 0 | Participant
| Industrial | Industrial | 15 | 152.39 | 0 | Participant
| Streamlined | Streamlined | 15 | 16.7749 | 0 | Participant
| Standard | Standard | 15 | 108.9839 | 0 | Participant
| Enhanced | Enhanced | 15 | 83.0966 | 0 | Participant
| Advanced Power Strips | Tier 1 Advanced Power Strips - SF | 7 | 0.0063985 | 0 | Unit
| Refrigerator Replacement | Retrofit upgrades - SF | 17 | 0.1 | 0 | Unit
| Freezer Replacement | Retrofit upgrades - SF | 12 | 0.056 | 0 | Unit
| Infiltration Reduction | Retrofit upgrades - SF | 20 | 0.0072126 | 0.061608 | Home
| Attic/Ceiling Insulation | Retrofit upgrades - SF | 20 | 0.098163 | 0.49587 | Home
| Wall Insulation | Retrofit upgrades - SF | 20 | 0.10479 | 0.57755 | Home
| Foundation/Basement Wall Insulation | Retrofit upgrades - SF | 20 | 0.022296 | 0.11038 | Home
| Duct Insulation | Duct Insulation - SF | 20 | 0.044832 | 0 | Home
| Duct Insulation | Duct Insulation - SF | 20 | 0.044832 | 0 | Home
| Residential HVAC DLC - Switch | Residential HVAC DLC - Switch | 10 | 0.8 | 0 | Participant
| Residential HVAC DLC - BYOT | Residential HVAC DLC - BYOT | 10 | 0.96209 | 0 | Participant
| Large C&I Interruptible | Large C&I Interruptible | 20 | 1510.0671 | 0 | Participant
| Peak Time Rebate - Peak Time Rebate | Peak Time Rebate - Peak Time Rebate | 10 | 10.0982 | 0 | Participant
X | DLC Water End Uses - Water Heating | DLC Water End Uses - Water Heating | 10 | 0.5 | 0 | Participant
X | DLC - EV Charger | DLC - EV Charger | 10 | 2 | 0 | Participant
| DLC - EV Charger | DLC - EV Charger | 10 | 2 | 0 | Participant
| Commercial HVAC DLC - BYOT | Commercial HVAC DLC - BYOT | 8 | 1.1258 | 0 | Participant
| Room Air Conditioner DLC - BYOD | Room Air Conditioner DLC - BYOD | 9 | 0.5 | 0 | Participant
| Room Air Conditioner Recycling | Room Air Conditioner Recycling (when another pickup is scheduled) | 4 | 0.1055 | 0 | Unit
| Advanced Thermostat | ENERGY STAR Smart Thermostat - SF | 10 | 0.19675 | 0.64526 | Unit
| Faucet Aerators | Bathroom Aerator 1.0 GPM - MF | 10 | 0.01768 | 0.0037293 | Unit
| Faucet Aerators | Kitchen Aerator 1.5 GPM - MF | 10 | 0.015007 | 0.0045729 | Unit
| Low-Flow Showerheads | Standard and handheld low-flow showerhead, 1.5 GPM - MF | 10 | 0.0094397 | 0.010207 | Unit
| Advanced Power Strips | Tier 1 Advanced Power Strips - MF | 7 | 0.0075 | 0 | Unit
| Retrofit Project | Low-Income Multifamily Retrofit Project - MF | 15 | 0.15655 | 0 | Participant
| Efficient lighting | LED Linear T8 Replacement Lamps - MF | 13 | 0.0062665 | 0 | Unit
Note on B52: Aquila Velonis: Energy bill credits of $5 per month (up to $20 annually) per device in June, July, August and September for each central air conditioning unit or heat pump system weighing up to five tons, plus an additional $1 per month for every additional ton.
Note on B53: Aquila Velonis: Energy bill credits of $2 per month (up to $8 annually) per device in June, July, August and September for each electric water heater or in-ground swimming pool pump.

## Residential Managed Charging
_Measure Details_Measure ID | __Measure Name | __Measure Description/Qualification | __Base Equipment | __Per Unit Assumption | _First Year Costs_Full or Incremental Cost | __Full/Incremental Equipment Cost (Per Unit) | __Full/Incremental Labor Cost (Per Unit) | __Full/Incremental Cost (Per Unit) | __Incremental Annual O&M (Per Unit) | __50% of Incremental Cost | __Cost Sources | __Current Incentive | __Proposed Incentive Level | __Dealer Incentive | __Implementation Cost | _First Year Energy Savings_Electric kWh Savings Per Unit | __Electric kW Savings Per Unit | __Natural Gas Therms Savings Per Unit | __Energy Savings Source | _Participation Assumptions_Escalation Rate | __Number of Unit Per Participant | __Participation 2024 | __Participation 2025 | __Participation 2026 | __Participation 2027 | __Participation 2028 | __Participation 2029 | __Participation 2030 | _Modeling Measure-level Inputs_Fuel Type | __Sector | __Segment | __Enduse | __Construction Type | __Potential Study Measure Name | __Potential Study Measure Description | __Potential Study Baseline Description | __Electric Load Shape | __Natural Gas Load Shape | __Customer Rate Class | __Measure Life | __Baseline Life | __Life Source | _Measure Tier Share_Tier Share | _Measure Fuel Weights_Electric Share | __Natural Gas Share | Per Unit_Incremental Costs_2024 | Per Unit_Incremental Costs_2025 | Per Unit_Incremental Costs_2026 | Per Unit_Incremental Costs_2027 | Per Unit_Incremental Costs_2028 | Per Unit_Incremental Costs_2029 | Per Unit_Incremental Costs_2030 | Per Unit_Incremental Annual O&M_2024 | Per Unit_Incremental Annual O&M_2025 | Per Unit_Incremental Annual O&M_2026 | Per Unit_Incremental Annual O&M_2027 | Per Unit_Incremental Annual O&M_2028 | Per Unit_Incremental Annual O&M_2029 | Per Unit_Incremental Annual O&M_2030 | Per Unit_Customer & Dealer Incentives_2024 | Per Unit_Customer & Dealer Incentives_2025 | Per Unit_Customer & Dealer Incentives_2026 | Per Unit_Customer & Dealer Incentives_2027 | Per Unit_Customer & Dealer Incentives_2028 | Per Unit_Customer & Dealer Incentives_2029 | Per Unit_Customer & Dealer Incentives_2030 | Per Unit_Implementation Cost_2024 | Per Unit_Implementation Cost_2025 | Per Unit_Implementation Cost_2026 | Per Unit_Implementation Cost_2027 | Per Unit_Implementation Cost_2028 | Per Unit_Implementation Cost_2029 | Per Unit_Implementation Cost_2030 | Per Unit_kWh _2024 | Per Unit_kWh _2025 | Per Unit_kWh _2026 | Per Unit_kWh _2027 | Per Unit_kWh _2028 | Per Unit_kWh _2029 | Per Unit_kWh _2030 | Per Unit_kW_2024 | Per Unit_kW_2025 | Per Unit_kW_2026 | Per Unit_kW_2027 | Per Unit_kW_2028 | Per Unit_kW_2029 | Per Unit_kW_2030 | Per Unit_Therms_2024 | Per Unit_Therms_2025 | Per Unit_Therms_2026 | Per Unit_Therms_2027 | Per Unit_Therms_2028 | Per Unit_Therms_2029 | Per Unit_Therms_2030 | Program_Incremental Costs_2024 | Program_Incremental Costs_2025 | Program_Incremental Costs_2026 | Program_Incremental Costs_2027 | Program_Incremental Costs_2028 | Program_Incremental Costs_2029 | Program_Incremental Costs_2030 | Program_Incremental Annual O&M_2024 | Program_Incremental Annual O&M_2025 | Program_Incremental Annual O&M_2026 | Program_Incremental Annual O&M_2027 | Program_Incremental Annual O&M_2028 | Program_Incremental Annual O&M_2029 | Program_Incremental Annual O&M_2030 | Program_Customer & Dealer Incentives_2024 | Program_Customer & Dealer Incentives_2025 | Program_Customer & Dealer Incentives_2026 | Program_Customer & Dealer Incentives_2027 | Program_Customer & Dealer Incentives_2028 | Program_Customer & Dealer Incentives_2029 | Program_Customer & Dealer Incentives_2030 | Program_Implementation Costs_2024 | Program_Implementation Costs_2025 | Program_Implementation Costs_2026 | Program_Implementation Costs_2027 | Program_Implementation Costs_2028 | Program_Implementation Costs_2029 | Program_Implementation Costs_2030 | Program_kWh _2024 | Program_kWh _2025 | Program_kWh _2026 | Program_kWh _2027 | Program_kWh _2028 | Program_kWh _2029 | Program_kWh _2030 | Program_kW_2024 | Program_kW_2025 | Program_kW_2026 | Program_kW_2027 | Program_kW_2028 | Program_kW_2029 | Program_kW_2030 | Program_Therms_2024 | Program_Therms_2025 | Program_Therms_2026 | Program_Therms_2027 | Program_Therms_2028 | Program_Therms_2029 | Program_Therms_2030 | _Total Plan Summary 2024-2030_Participation | __Incremental Costs ($) | __Incremental Annual O&M ($) | __Customer & Dealer Incentives ($) | __Implementation Costs ($) | __Electric kWh Benefits | __Electric kW Peak Demand Benefits | __Natural Gas Therms Benefits
Residential and Small Business Managed Charging | [45 empty] | Costs | [27 empty] | Electric Benefits | [6 empty] | Electric Peak Demand Benefits | [6 empty] | Natural Gas Benefits | [6 empty] | Costs | [27 empty] | Electric Benefits | [6 empty] | Electric Peak Demand Benefits | [6 empty] | Natural Gas Benefits
[46 empty] | Per Unit | Per Unit | Per Unit | Per Unit | Per Unit | Per Unit | Per Unit | Per Unit | Per Unit | Per Unit | Per Unit | Per Unit | Per Unit | Per Unit | Per Unit | Per Unit | Per Unit | Per Unit | Per Unit | Per Unit | Per Unit | Per Unit | Per Unit | Per Unit | Per Unit | Per Unit | Per Unit | Per Unit | Per Unit | Per Unit | Per Unit | Per Unit | Per Unit | Per Unit | Per Unit | Per Unit | Per Unit | Per Unit | Per Unit | Per Unit | Per Unit | Per Unit | Per Unit | Per Unit | Per Unit | Per Unit | Per Unit | Per Unit | Per Unit | Program | Program | Program | Program | Program | Program | Program | Program | Program | Program | Program | Program | Program | Program | Program | Program | Program | Program | Program | Program | Program | Program | Program | Program | Program | Program | Program | Program | Program | Program | Program | Program | Program | Program | Program | Program | Program | Program | Program | Program | Program | Program | Program | Program | Program | Program | Program | Program | Program
Measure Details |  |  |  |  | First Year Costs | [10 empty] | First Year Energy Savings |  |  |  | Participation Assumptions | [8 empty] | Modeling Measure-level Inputs | [13 empty] | Measure Tier Share | Measure Fuel Weights |  | Incremental Costs | Incremental Costs | Incremental Costs | Incremental Costs | Incremental Costs | Incremental Costs | Incremental Costs | Incremental Annual O&M | Incremental Annual O&M | Incremental Annual O&M | Incremental Annual O&M | Incremental Annual O&M | Incremental Annual O&M | Incremental Annual O&M | Customer & Dealer Incentives | Customer & Dealer Incentives | Customer & Dealer Incentives | Customer & Dealer Incentives | Customer & Dealer Incentives | Customer & Dealer Incentives | Customer & Dealer Incentives | Implementation Cost | Implementation Cost | Implementation Cost | Implementation Cost | Implementation Cost | Implementation Cost | Implementation Cost | kWh | kWh | kWh | kWh | kWh | kWh | kWh | kW | kW | kW | kW | kW | kW | kW | Therms | Therms | Therms | Therms | Therms | Therms | Therms | Incremental Costs | Incremental Costs | Incremental Costs | Incremental Costs | Incremental Costs | Incremental Costs | Incremental Costs | Incremental Annual O&M | Incremental Annual O&M | Incremental Annual O&M | Incremental Annual O&M | Incremental Annual O&M | Incremental Annual O&M | Incremental Annual O&M | Customer & Dealer Incentives | Customer & Dealer Incentives | Customer & Dealer Incentives | Customer & Dealer Incentives | Customer & Dealer Incentives | Customer & Dealer Incentives | Customer & Dealer Incentives | Implementation Costs | Implementation Costs | Implementation Costs | Implementation Costs | Implementation Costs | Implementation Costs | Implementation Costs | kWh | kWh | kWh | kWh | kWh | kWh | kWh | kW | kW | kW | kW | kW | kW | kW | Therms | Therms | Therms | Therms | Therms | Therms | Therms | Total Plan Summary 2024-2030
Measure ID | Measure Name | Measure Description/Qualification | Base Equipment | Per Unit Assumption | Full or Incremental Cost | Full/Incremental Equipment Cost (Per Unit) | Full/Incremental Labor Cost (Per Unit) | Full/Incremental Cost (Per Unit) | Incremental Annual O&M (Per Unit) | 50% of Incremental Cost | Cost Sources | Current Incentive | Proposed Incentive Level | Dealer Incentive | Implementation Cost | Electric kWh Savings Per Unit | Electric kW Savings Per Unit | Natural Gas Therms Savings Per Unit | Energy Savings Source | Escalation Rate | Number of Unit Per Participant | Participation 2024 | Participation 2025 | Participation 2026 | Participation 2027 | Participation 2028 | Participation 2029 | Participation 2030 | Fuel Type | Sector | Segment | Enduse | Construction Type | Potential Study Measure Name | Potential Study Measure Description | Potential Study Baseline Description | Electric Load Shape | Natural Gas Load Shape | Customer Rate Class | Measure Life | Baseline Life | Life Source | Tier Share | Electric Share | Natural Gas Share | 2024 | 2025 | 2026 | 2027 | 2028 | 2029 | 2030 | 2024 | 2025 | 2026 | 2027 | 2028 | 2029 | 2030 | 2024 | 2025 | 2026 | 2027 | 2028 | 2029 | 2030 | 2024 | 2025 | 2026 | 2027 | 2028 | 2029 | 2030 | 2024 | 2025 | 2026 | 2027 | 2028 | 2029 | 2030 | 2024 | 2025 | 2026 | 2027 | 2028 | 2029 | 2030 | 2024 | 2025 | 2026 | 2027 | 2028 | 2029 | 2030 | 2024 | 2025 | 2026 | 2027 | 2028 | 2029 | 2030 | 2024 | 2025 | 2026 | 2027 | 2028 | 2029 | 2030 | 2024 | 2025 | 2026 | 2027 | 2028 | 2029 | 2030 | 2024 | 2025 | 2026 | 2027 | 2028 | 2029 | 2030 | 2024 | 2025 | 2026 | 2027 | 2028 | 2029 | 2030 | 2024 | 2025 | 2026 | 2027 | 2028 | 2029 | 2030 | 2024 | 2025 | 2026 | 2027 | 2028 | 2029 | 2030 | Participation | Incremental Costs ($) | Incremental Annual O&M ($) | Customer & Dealer Incentives ($) | Implementation Costs ($) | Electric kWh Benefits | Electric kW Peak Demand Benefits | Natural Gas Therms Benefits
1 | Residential - EV Charger Demand Conservation | This product targets customers with EV chargers and pays participants an incentive to curtail load all year round | No demand conservation | Per Customer | Incremental Cost | 0 | 0 | 0 | 0 | NA | NA | 0 | 60 | 0 | 120 | 0 | 0.4 | 0 |  | 5% | 1 | 750 | 1500 | 2250 | 3000 | 4500 | 6000 | 7500 | Electric | Residential | All | Plug Load | Existing | NA | NA | NA | ResElecMisc - SF Wtd | ResSFGasTotal | LGE Res | 1 | 1 | Annual program life | 100% | 100% | 0% | 0 | 0 | 0 | 0 | 0 | 0 | 0 | 0 | 0 | 0 | 0 | 0 | 0 | 0 | 110 | 85 | 76.6667 | 72.5 | 76.6667 | 72.5 | 70 | 120 | 120 | 120 | 120 | 120 | 120 | 120 | 0 | 0 | 0 | 0 | 0 | 0 | 0 | 0.4 | 0.4 | 0.4 | 0.4 | 0.4 | 0.4 | 0.4 | 0 | 0 | 0 | 0 | 0 | 0 | 0 | 0 | 0 | 0 | 0 | 0 | 0 | 0 | 0 | 0 | 0 | 0 | 0 | 0 | 0 | 82500 | 127500 | 172500 | 217500 | 345000 | 435000 | 525000 | 90000 | 180000 | 270000 | 360000 | 540000 | 720000 | 900000 | 0 | 0 | 0 | 0 | 0 | 0 | 0 | 300 | 600 | 900 | 1200 | 1800 | 2400 | 3000 | 0 | 0 | 0 | 0 | 0 | 0 | 0 | 25500 | 0 | 0 | 1905000 | 3060000 | 0 | 3000 | 0 | TRUE | TRUE | TRUE | TRUE | TRUE | TRUE | TRUE | TRUE
1-KU | KU-Residential - EV Charger Demand Conservation | This product targets customers with EV chargers and pays participants an incentive to curtail load all year round | No demand conservation | Per Customer | Incremental Cost | 0 | 0 | 0 | 0 | NA | NA | 0 | 60 | 0 | 120 | 0 | 0.4 | 0 |  | 0.05 | 1 | 375 | 750 | 1125 | 1500 | 2250 | 3000 | 3750 | Electric | Residential | All | Plug Load | Existing | NA | NA | NA | ResElecMisc - SF Wtd | ResSFGasTotal | KU Res | 1 | 1 | Annual program life | 100% | 100% | 0% | 0 | 0 | 0 | 0 | 0 | 0 | 0 | 0 | 0 | 0 | 0 | 0 | 0 | 0 | 110 | 85 | 76.6667 | 72.5 | 76.6667 | 72.5 | 70 | 120 | 120 | 120 | 120 | 120 | 120 | 120 | 0 | 0 | 0 | 0 | 0 | 0 | 0 | 0.4 | 0.4 | 0.4 | 0.4 | 0.4 | 0.4 | 0.4 | 0 | 0 | 0 | 0 | 0 | 0 | 0 | 0 | 0 | 0 | 0 | 0 | 0 | 0 | 0 | 0 | 0 | 0 | 0 | 0 | 0 | 41250 | 63750 | 86250 | 108750 | 172500 | 217500 | 262500 | 45000 | 90000 | 135000 | 180000 | 270000 | 360000 | 450000 | 0 | 0 | 0 | 0 | 0 | 0 | 0 | 150 | 300 | 450 | 600 | 900 | 1200 | 1500 | 0 | 0 | 0 | 0 | 0 | 0 | 0 | 12750 | 0 | 0 | 952500 | 1530000 | 0 | 1500 | 0
1-LGE | LG&E-Residential - EV Charger Demand Conservation | This product targets customers with EV chargers and pays participants an incentive to curtail load all year round | No demand conservation | Per Customer | Incremental Cost | 0 | 0 | 0 | 0 | NA | NA | 0 | 60 | 0 | 120 | 0 | 0.4 | 0 |  | 0.05 | 1 | 375 | 750 | 1125 | 1500 | 2250 | 3000 | 3750 | Electric | Residential | All | Plug Load | Existing | NA | NA | NA | ResElecMisc - SF Wtd | ResSFGasTotal | LGE Res | 1 | 1 | Annual program life | 100% | 100% | 0% | 0 | 0 | 0 | 0 | 0 | 0 | 0 | 0 | 0 | 0 | 0 | 0 | 0 | 0 | 110 | 85 | 76.6667 | 72.5 | 76.6667 | 72.5 | 70 | 120 | 120 | 120 | 120 | 120 | 120 | 120 | 0 | 0 | 0 | 0 | 0 | 0 | 0 | 0.4 | 0.4 | 0.4 | 0.4 | 0.4 | 0.4 | 0.4 | 0 | 0 | 0 | 0 | 0 | 0 | 0 | 0 | 0 | 0 | 0 | 0 | 0 | 0 | 0 | 0 | 0 | 0 | 0 | 0 | 0 | 41250 | 63750 | 86250 | 108750 | 172500 | 217500 | 262500 | 45000 | 90000 | 135000 | 180000 | 270000 | 360000 | 450000 | 0 | 0 | 0 | 0 | 0 | 0 | 0 | 150 | 300 | 450 | 600 | 900 | 1200 | 1500 | 0 | 0 | 0 | 0 | 0 | 0 | 0 | 12750 | 0 | 0 | 952500 | 1530000 | 0 | 1500 | 0
[22 empty] | 10% | 20% | 30% | 40% | 60% | 80% | 100%
LGE&KU data (Sept 27 meeting)
[23 empty] | # of EVs | Year
[23 empty] | 8000 | 2022
[23 empty] | 30000 | 2030
[23 empty] | program participation |  |  |  | 0.25
[23 empty] | # of participants in |  | 2022 |  | 2000
[23 empty] | # of participants in |  | 2030 |  | 7500

## Peak Time Rebate
_Measure Details_Measure ID | __Measure Name | __Measure Description/Qualification | __Base Equipment | __Per Unit Assumption | _First Year Costs_Full or Incremental Cost | __Full/Incremental Equipment Cost (Per Unit) | __Full/Incremental Labor Cost (Per Unit) | __Full/Incremental Cost (Per Unit) | __Incremental Annual O&M (Per Unit) | __50% of Incremental Cost | __Cost Sources | __Current Incentive | __Proposed Incentive Level | __Dealer Incentive | __Implementation Cost | _First Year Energy Savings_Electric kWh Savings Per Unit | __Electric kW Savings Per Unit | __Natural Gas Therms Savings Per Unit | __Energy Savings Source | _Participation Assumptions_Escalation Rate | __Number of Unit Per Participant | __Participation 2023 | __Participation 2024 | __Participation 2025 | __Participation 2026 | __Participation 2027 | __Participation 2028 | __Participation 2029 | __Participation 2030 | _Modeling Measure-level Inputs_Fuel Type | __Sector | __Segment | __Enduse | __Construction Type | __Potential Study Measure Name | __Potential Study Measure Description | __Potential Study Baseline Description | __Electric Load Shape | __Natural Gas Load Shape | __Customer Rate Class | __Measure Life | __Baseline Life | __Life Source | _Measure Tier Share_Tier Share | _Measure Fuel Weights_Electric Share | __Natural Gas Share | Per Unit_Incremental Costs_2024 | Per Unit_Incremental Costs_2025 | Per Unit_Incremental Costs_2026 | Per Unit_Incremental Costs_2027 | Per Unit_Incremental Costs_2028 | Per Unit_Incremental Costs_2029 | Per Unit_Incremental Costs_2030 | Per Unit_Incremental Annual O&M_2024 | Per Unit_Incremental Annual O&M_2025 | Per Unit_Incremental Annual O&M_2026 | Per Unit_Incremental Annual O&M_2027 | Per Unit_Incremental Annual O&M_2028 | Per Unit_Incremental Annual O&M_2029 | Per Unit_Incremental Annual O&M_2030 | Per Unit_Customer & Dealer Incentives_2024 | Per Unit_Customer & Dealer Incentives_2025 | Per Unit_Customer & Dealer Incentives_2026 | Per Unit_Customer & Dealer Incentives_2027 | Per Unit_Customer & Dealer Incentives_2028 | Per Unit_Customer & Dealer Incentives_2029 | Per Unit_Customer & Dealer Incentives_2030 | Per Unit_Implementation Cost_2024 | Per Unit_Implementation Cost_2025 | Per Unit_Implementation Cost_2026 | Per Unit_Implementation Cost_2027 | Per Unit_Implementation Cost_2028 | Per Unit_Implementation Cost_2029 | Per Unit_Implementation Cost_2030 | Per Unit_kWh _2024 | Per Unit_kWh _2025 | Per Unit_kWh _2026 | Per Unit_kWh _2027 | Per Unit_kWh _2028 | Per Unit_kWh _2029 | Per Unit_kWh _2030 | Per Unit_kW_2024 | Per Unit_kW_2025 | Per Unit_kW_2026 | Per Unit_kW_2027 | Per Unit_kW_2028 | Per Unit_kW_2029 | Per Unit_kW_2030 | Per Unit_Therms_2024 | Per Unit_Therms_2025 | Per Unit_Therms_2026 | Per Unit_Therms_2027 | Per Unit_Therms_2028 | Per Unit_Therms_2029 | Per Unit_Therms_2030 | Program_Incremental Costs_2024 | Program_Incremental Costs_2025 | Program_Incremental Costs_2026 | Program_Incremental Costs_2027 | Program_Incremental Costs_2028 | Program_Incremental Costs_2029 | Program_Incremental Costs_2030 | Program_Incremental Annual O&M_2024 | Program_Incremental Annual O&M_2025 | Program_Incremental Annual O&M_2026 | Program_Incremental Annual O&M_2027 | Program_Incremental Annual O&M_2028 | Program_Incremental Annual O&M_2029 | Program_Incremental Annual O&M_2030 | Program_Customer & Dealer Incentives_2024 | Program_Customer & Dealer Incentives_2025 | Program_Customer & Dealer Incentives_2026 | Program_Customer & Dealer Incentives_2027 | Program_Customer & Dealer Incentives_2028 | Program_Customer & Dealer Incentives_2029 | Program_Customer & Dealer Incentives_2030 | Program_Implementation Costs_2024 | Program_Implementation Costs_2025 | Program_Implementation Costs_2026 | Program_Implementation Costs_2027 | Program_Implementation Costs_2028 | Program_Implementation Costs_2029 | Program_Implementation Costs_2030 | Program_kWh _2024 | Program_kWh _2025 | Program_kWh _2026 | Program_kWh _2027 | Program_kWh _2028 | Program_kWh _2029 | Program_kWh _2030 | Program_kW_2024 | Program_kW_2025 | Program_kW_2026 | Program_kW_2027 | Program_kW_2028 | Program_kW_2029 | Program_kW_2030 | Program_Therms_2024 | Program_Therms_2025 | Program_Therms_2026 | Program_Therms_2027 | Program_Therms_2028 | Program_Therms_2029 | Program_Therms_2030 | _Total Plan Summary 2024-2030_Participation | __Incremental Costs ($) | __Incremental Annual O&M ($) | __Customer & Dealer Incentives ($) | __Implementation Costs ($) | __Electric kWh Benefits | __Electric kW Peak Demand Benefits | __Natural Gas Therms Benefits
Peak Time Rebate | [46 empty] | Costs | [27 empty] | Electric Benefits | [6 empty] | Electric Peak Demand Benefits | [6 empty] | Natural Gas Benefits
[47 empty] | Per Unit | Per Unit | Per Unit | Per Unit | Per Unit | Per Unit | Per Unit | Per Unit | Per Unit | Per Unit | Per Unit | Per Unit | Per Unit | Per Unit | Per Unit | Per Unit | Per Unit | Per Unit | Per Unit | Per Unit | Per Unit | Per Unit | Per Unit | Per Unit | Per Unit | Per Unit | Per Unit | Per Unit | Per Unit | Per Unit | Per Unit | Per Unit | Per Unit | Per Unit | Per Unit | Per Unit | Per Unit | Per Unit | Per Unit | Per Unit | Per Unit | Per Unit | Per Unit | Per Unit | Per Unit | Per Unit | Per Unit | Per Unit | Per Unit | Program | Program | Program | Program | Program | Program | Program | Program | Program | Program | Program | Program | Program | Program | Program | Program | Program | Program | Program | Program | Program | Program | Program | Program | Program | Program | Program | Program | Program | Program | Program | Program | Program | Program | Program | Program | Program | Program | Program | Program | Program | Program | Program | Program | Program | Program | Program | Program | Program
Measure Details |  |  |  |  | First Year Costs | [10 empty] | First Year Energy Savings |  |  |  | Participation Assumptions | [9 empty] | Modeling Measure-level Inputs | [13 empty] | Measure Tier Share | Measure Fuel Weights |  | Incremental Costs | Incremental Costs | Incremental Costs | Incremental Costs | Incremental Costs | Incremental Costs | Incremental Costs | Incremental Annual O&M | Incremental Annual O&M | Incremental Annual O&M | Incremental Annual O&M | Incremental Annual O&M | Incremental Annual O&M | Incremental Annual O&M | Customer & Dealer Incentives | Customer & Dealer Incentives | Customer & Dealer Incentives | Customer & Dealer Incentives | Customer & Dealer Incentives | Customer & Dealer Incentives | Customer & Dealer Incentives | Implementation Cost | Implementation Cost | Implementation Cost | Implementation Cost | Implementation Cost | Implementation Cost | Implementation Cost | kWh | kWh | kWh | kWh | kWh | kWh | kWh | kW | kW | kW | kW | kW | kW | kW | Therms | Therms | Therms | Therms | Therms | Therms | Therms | Incremental Costs | Incremental Costs | Incremental Costs | Incremental Costs | Incremental Costs | Incremental Costs | Incremental Costs | Incremental Annual O&M | Incremental Annual O&M | Incremental Annual O&M | Incremental Annual O&M | Incremental Annual O&M | Incremental Annual O&M | Incremental Annual O&M | Customer & Dealer Incentives | Customer & Dealer Incentives | Customer & Dealer Incentives | Customer & Dealer Incentives | Customer & Dealer Incentives | Customer & Dealer Incentives | Customer & Dealer Incentives | Implementation Costs | Implementation Costs | Implementation Costs | Implementation Costs | Implementation Costs | Implementation Costs | Implementation Costs | kWh | kWh | kWh | kWh | kWh | kWh | kWh | kW | kW | kW | kW | kW | kW | kW | Therms | Therms | Therms | Therms | Therms | Therms | Therms | Total Plan Summary 2024-2030
Measure ID | Measure Name | Measure Description/Qualification | Base Equipment | Per Unit Assumption | Full or Incremental Cost | Full/Incremental Equipment Cost (Per Unit) | Full/Incremental Labor Cost (Per Unit) | Full/Incremental Cost (Per Unit) | Incremental Annual O&M (Per Unit) | 50% of Incremental Cost | Cost Sources | Current Incentive | Proposed Incentive Level | Dealer Incentive | Implementation Cost | Electric kWh Savings Per Unit | Electric kW Savings Per Unit | Natural Gas Therms Savings Per Unit | Energy Savings Source | Escalation Rate | Number of Unit Per Participant | Participation 2023 | Participation 2024 | Participation 2025 | Participation 2026 | Participation 2027 | Participation 2028 | Participation 2029 | Participation 2030 | Fuel Type | Sector | Segment | Enduse | Construction Type | Potential Study Measure Name | Potential Study Measure Description | Potential Study Baseline Description | Electric Load Shape | Natural Gas Load Shape | Customer Rate Class | Measure Life | Baseline Life | Life Source | Tier Share | Electric Share | Natural Gas Share | 2024 | 2025 | 2026 | 2027 | 2028 | 2029 | 2030 | 2024 | 2025 | 2026 | 2027 | 2028 | 2029 | 2030 | 2024 | 2025 | 2026 | 2027 | 2028 | 2029 | 2030 | 2024 | 2025 | 2026 | 2027 | 2028 | 2029 | 2030 | 2024 | 2025 | 2026 | 2027 | 2028 | 2029 | 2030 | 2024 | 2025 | 2026 | 2027 | 2028 | 2029 | 2030 | 2024 | 2025 | 2026 | 2027 | 2028 | 2029 | 2030 | 2024 | 2025 | 2026 | 2027 | 2028 | 2029 | 2030 | 2024 | 2025 | 2026 | 2027 | 2028 | 2029 | 2030 | 2024 | 2025 | 2026 | 2027 | 2028 | 2029 | 2030 | 2024 | 2025 | 2026 | 2027 | 2028 | 2029 | 2030 | 2024 | 2025 | 2026 | 2027 | 2028 | 2029 | 2030 | 2024 | 2025 | 2026 | 2027 | 2028 | 2029 | 2030 | 2024 | 2025 | 2026 | 2027 | 2028 | 2029 | 2030 | Participation | Incremental Costs ($) | Incremental Annual O&M ($) | Customer & Dealer Incentives ($) | Implementation Costs ($) | Electric kWh Benefits | Electric kW Peak Demand Benefits | Natural Gas Therms Benefits
1 | Residential - Peak Time Rebate | Relies on customers to curtail their load during called events | No demand conservation | Per Customer | Incremental Cost | 0 | 0 | 0 | 0 | NA |  | 0 | 48.2985 | 0 | 4 | 0 | 0.16649 | 0 |  |  | 1 | 0 | 0 | 26000 | 52000 | 104000 | 185000 | 185000 | 185000 | Electric | Residential | All | All | Existing | NA | NA | NA | ResEleTotal - SF Wtd | ResSFGasTotal | LGE Res | 1 | 1 | Assume 1 year demand response programs | 100% | 100% | 0% | 0 | 0 | 0 | 0 | 0 | 0 | 0 | 0 | 0 | 0 | 0 | 0 | 0 | 0 | 48.2985 | 48.2985 | 48.2985 | 48.2985 | 48.2985 | 48.2985 | 48.2985 | 4 | 4 | 4 | 4 | 4 | 4 | 4 | 0 | 0 | 0 | 0 | 0 | 0 | 0 | 0.16649 | 0.16649 | 0.16649 | 0.16649 | 0.16649 | 0.16649 | 0.16649 | 0 | 0 | 0 | 0 | 0 | 0 | 0 | 0 | 0 | 0 | 0 | 0 | 0 | 0 | 0 | 0 | 0 | 0 | 0 | 0 | 0 | 0 | 1255762.095 | 2511524.19 | 5023048.38 | 8935230.2913 | 8935230.2913 | 8935230.2913 | 0 | 104000 | 208000 | 416000 | 740000 | 740000 | 740000 | 0 | 0 | 0 | 0 | 0 | 0 | 0 | 0 | 4328.8105 | 8657.6209 | 17315.2419 | 30801.1515 | 30801.1515 | 30801.1515 | 0 | 0 | 0 | 0 | 0 | 0 | 0 | 92125 | 0 | 0 | 35596025.5387 | 2948000 | 0 | 30801.1515 | 0 | TRUE | TRUE | TRUE | TRUE | TRUE | TRUE | TRUE | TRUE
1-KU | KU-Residential - Peak Time Rebate | Relies on customers to curtail their load during called events | No demand conservation | Per Customer | Incremental Cost | 0 | 0 | 0 | 0 | NA |  | 0 | 48.2985 | 0 | 4 | 0 | 0.16649 | 0 |  |  | 1 | 0 | 0 | 13000 | 26000 | 52000 | 92500 | 92500 | 92500 | Electric | Residential | All | All | Existing | NA | NA | NA | ResEleTotal - SF Wtd | ResSFGasTotal | KU Res | 1 | 1 | Assume 1 year demand response programs | 100% | 100% | 0% | 0 | 0 | 0 | 0 | 0 | 0 | 0 | 0 | 0 | 0 | 0 | 0 | 0 | 0 | 48.2985 | 48.2985 | 48.2985 | 48.2985 | 48.2985 | 48.2985 | 48.2985 | 4 | 4 | 4 | 4 | 4 | 4 | 4 | 0 | 0 | 0 | 0 | 0 | 0 | 0 | 0.16649 | 0.16649 | 0.16649 | 0.16649 | 0.16649 | 0.16649 | 0.16649 | 0 | 0 | 0 | 0 | 0 | 0 | 0 | 0 | 0 | 0 | 0 | 0 | 0 | 0 | 0 | 0 | 0 | 0 | 0 | 0 | 0 | 0 | 627881.0475 | 1255762.095 | 2511524.19 | 4467615.1456 | 4467615.1456 | 4467615.1456 | 0 | 52000 | 104000 | 208000 | 370000 | 370000 | 370000 | 0 | 0 | 0 | 0 | 0 | 0 | 0 | 0 | 2164.4052 | 4328.8105 | 8657.6209 | 15400.5757 | 15400.5757 | 15400.5757 | 0 | 0 | 0 | 0 | 0 | 0 | 0 | 46062.5 | 0 | 0 | 17798012.7694 | 1474000 | 0 | 15400.5757 | 0
1-LGE | LG&E-Residential - Peak Time Rebate | Relies on customers to curtail their load during called events | No demand conservation | Per Customer | Incremental Cost | 0 | 0 | 0 | 0 | NA |  | 0 | 48.2985 | 0 | 4 | 0 | 0.16649 | 0 |  |  | 1 | 0 | 0 | 13000 | 26000 | 52000 | 92500 | 92500 | 92500 | Electric | Residential | All | All | Existing | NA | NA | NA | ResEleTotal - SF Wtd | ResSFGasTotal | LGE Res | 1 | 1 | Assume 1 year demand response programs | 100% | 100% | 0% | 0 | 0 | 0 | 0 | 0 | 0 | 0 | 0 | 0 | 0 | 0 | 0 | 0 | 0 | 48.2985 | 48.2985 | 48.2985 | 48.2985 | 48.2985 | 48.2985 | 48.2985 | 4 | 4 | 4 | 4 | 4 | 4 | 4 | 0 | 0 | 0 | 0 | 0 | 0 | 0 | 0.16649 | 0.16649 | 0.16649 | 0.16649 | 0.16649 | 0.16649 | 0.16649 | 0 | 0 | 0 | 0 | 0 | 0 | 0 | 0 | 0 | 0 | 0 | 0 | 0 | 0 | 0 | 0 | 0 | 0 | 0 | 0 | 0 | 0 | 627881.0475 | 1255762.095 | 2511524.19 | 4467615.1456 | 4467615.1456 | 4467615.1456 | 0 | 52000 | 104000 | 208000 | 370000 | 370000 | 370000 | 0 | 0 | 0 | 0 | 0 | 0 | 0 | 0 | 2164.4052 | 4328.8105 | 8657.6209 | 15400.5757 | 15400.5757 | 15400.5757 | 0 | 0 | 0 | 0 | 0 | 0 | 0 | 46062.5 | 0 | 0 | 17798012.7694 | 1474000 | 0 | 15400.5757 | 0
Used potential 2026 data and moved to start year of 2023 (initial launch); use 2028 potential data from year 2
Participation Assumptions
1 | 2016 participation data from Jan to Oct, projected annual data
2 | Small commercial assume 0% as placeholder.Large Commercial 207 participants in 2016 assume escalation of 5%.
3 | Assume average across pervious years.
4 | Assume historical incentive costs per customer
5 | Assume even split bettern LGE and KU
Rounded down for planning to the nearest 1000 or 100
20% reduction in kW (and kWh).
[17 empty] | 0.20812 | kW | from the DR potential study, average of LGE and KU
[17 empty] | 0.8 |  | 80% of savings due to increasing the number of events
[17 empty] | 0.16649 | kW
[17 empty] | 25 | events
[17 empty] | 4 | hour
[17 empty] | 16.6493 | kWh

## Large Nonres Demand Con.
_Measure Details_Measure ID | __Measure Name | __Measure Description/Qualification | __Base Equipment | __Per Unit Assumption | _First Year Costs_Full or Incremental Cost | __Full/Incremental Equipment Cost (Per Unit) | __Full/Incremental Labor Cost (Per Unit) | __Full/Incremental Cost (Per Unit) | __Incremental Annual O&M (Per Unit) | __50% of Incremental Cost | __Cost Sources | __Current Incentive | __Proposed Incentive Level | __Dealer Incentive | __Implementation Cost | _First Year Energy Savings_Electric kWh Savings Per Unit | __Electric kW Savings Per Unit | __Natural Gas Therms Savings Per Unit | __Energy Savings Source | _Participation Assumptions_Escalation Rate | __Number of Unit Per Participant | __Participation 2023 | __Participation 2024 | __Participation 2025 | __Participation 2026 | __Participation 2027 | __Participation 2028 | __Participation 2029 | __Participation 2030 | _Modeling Measure-level Inputs_Fuel Type | __Sector | __Segment | __Enduse | __Construction Type | __Potential Study Measure Name | __Potential Study Measure Description | __Potential Study Baseline Description | __Electric Load Shape | __Natural Gas Load Shape | __Customer Rate Class | __Measure Life | __Baseline Life | __Life Source | _Measure Tier Share_Tier Share | _Measure Fuel Weights_Electric Share | __Natural Gas Share | Per Unit_Incremental Costs_2024 | Per Unit_Incremental Costs_2025 | Per Unit_Incremental Costs_2026 | Per Unit_Incremental Costs_2027 | Per Unit_Incremental Costs_2028 | Per Unit_Incremental Costs_2029 | Per Unit_Incremental Costs_2030 | Per Unit_Incremental Annual O&M_2024 | Per Unit_Incremental Annual O&M_2025 | Per Unit_Incremental Annual O&M_2026 | Per Unit_Incremental Annual O&M_2027 | Per Unit_Incremental Annual O&M_2028 | Per Unit_Incremental Annual O&M_2029 | Per Unit_Incremental Annual O&M_2030 | Per Unit_Customer & Dealer Incentives_2024 | Per Unit_Customer & Dealer Incentives_2025 | Per Unit_Customer & Dealer Incentives_2026 | Per Unit_Customer & Dealer Incentives_2027 | Per Unit_Customer & Dealer Incentives_2028 | Per Unit_Customer & Dealer Incentives_2029 | Per Unit_Customer & Dealer Incentives_2030 | Per Unit_Implementation Cost_2024 | Per Unit_Implementation Cost_2025 | Per Unit_Implementation Cost_2026 | Per Unit_Implementation Cost_2027 | Per Unit_Implementation Cost_2028 | Per Unit_Implementation Cost_2029 | Per Unit_Implementation Cost_2030 | Per Unit_kWh _2024 | Per Unit_kWh _2025 | Per Unit_kWh _2026 | Per Unit_kWh _2027 | Per Unit_kWh _2028 | Per Unit_kWh _2029 | Per Unit_kWh _2030 | Per Unit_kW_2024 | Per Unit_kW_2025 | Per Unit_kW_2026 | Per Unit_kW_2027 | Per Unit_kW_2028 | Per Unit_kW_2029 | Per Unit_kW_2030 | Per Unit_Therms_2024 | Per Unit_Therms_2025 | Per Unit_Therms_2026 | Per Unit_Therms_2027 | Per Unit_Therms_2028 | Per Unit_Therms_2029 | Per Unit_Therms_2030 | Program_Incremental Costs_2024 | Program_Incremental Costs_2025 | Program_Incremental Costs_2026 | Program_Incremental Costs_2027 | Program_Incremental Costs_2028 | Program_Incremental Costs_2029 | Program_Incremental Costs_2030 | Program_Incremental Annual O&M_2024 | Program_Incremental Annual O&M_2025 | Program_Incremental Annual O&M_2026 | Program_Incremental Annual O&M_2027 | Program_Incremental Annual O&M_2028 | Program_Incremental Annual O&M_2029 | Program_Incremental Annual O&M_2030 | Program_Customer & Dealer Incentives_2024 | Program_Customer & Dealer Incentives_2025 | Program_Customer & Dealer Incentives_2026 | Program_Customer & Dealer Incentives_2027 | Program_Customer & Dealer Incentives_2028 | Program_Customer & Dealer Incentives_2029 | Program_Customer & Dealer Incentives_2030 | Program_Implementation Costs_2024 | Program_Implementation Costs_2025 | Program_Implementation Costs_2026 | Program_Implementation Costs_2027 | Program_Implementation Costs_2028 | Program_Implementation Costs_2029 | Program_Implementation Costs_2030 | Program_kWh _2024 | Program_kWh _2025 | Program_kWh _2026 | Program_kWh _2027 | Program_kWh _2028 | Program_kWh _2029 | Program_kWh _2030 | Program_kW_2024 | Program_kW_2025 | Program_kW_2026 | Program_kW_2027 | Program_kW_2028 | Program_kW_2029 | Program_kW_2030 | Program_Therms_2024 | Program_Therms_2025 | Program_Therms_2026 | Program_Therms_2027 | Program_Therms_2028 | Program_Therms_2029 | Program_Therms_2030 | _Total Plan Summary 2024-2030_Participation | __Incremental Costs ($) | __Incremental Annual O&M ($) | __Customer & Dealer Incentives ($) | __Implementation Costs ($) | __Electric kWh Benefits | __Electric kW Peak Demand Benefits | __Natural Gas Therms Benefits
Large Nonresidential Demand Conservation
[47 empty] | Per Unit | Per Unit | Per Unit | Per Unit | Per Unit | Per Unit | Per Unit | Per Unit | Per Unit | Per Unit | Per Unit | Per Unit | Per Unit | Per Unit | Per Unit | Per Unit | Per Unit | Per Unit | Per Unit | Per Unit | Per Unit | Per Unit | Per Unit | Per Unit | Per Unit | Per Unit | Per Unit | Per Unit | Per Unit | Per Unit | Per Unit | Per Unit | Per Unit | Per Unit | Per Unit | Per Unit | Per Unit | Per Unit | Per Unit | Per Unit | Per Unit | Per Unit | Per Unit | Per Unit | Per Unit | Per Unit | Per Unit | Per Unit | Per Unit | Program | Program | Program | Program | Program | Program | Program | Program | Program | Program | Program | Program | Program | Program | Program | Program | Program | Program | Program | Program | Program | Program | Program | Program | Program | Program | Program | Program | Program | Program | Program | Program | Program | Program | Program | Program | Program | Program | Program | Program | Program | Program | Program | Program | Program | Program | Program | Program | Program
Measure Details |  |  |  |  | First Year Costs | [10 empty] | First Year Energy Savings |  |  |  | Participation Assumptions | [9 empty] | Modeling Measure-level Inputs | [13 empty] | Measure Tier Share | Measure Fuel Weights |  | Incremental Costs | Incremental Costs | Incremental Costs | Incremental Costs | Incremental Costs | Incremental Costs | Incremental Costs | Incremental Annual O&M | Incremental Annual O&M | Incremental Annual O&M | Incremental Annual O&M | Incremental Annual O&M | Incremental Annual O&M | Incremental Annual O&M | Customer & Dealer Incentives | Customer & Dealer Incentives | Customer & Dealer Incentives | Customer & Dealer Incentives | Customer & Dealer Incentives | Customer & Dealer Incentives | Customer & Dealer Incentives | Implementation Cost | Implementation Cost | Implementation Cost | Implementation Cost | Implementation Cost | Implementation Cost | Implementation Cost | kWh | kWh | kWh | kWh | kWh | kWh | kWh | kW | kW | kW | kW | kW | kW | kW | Therms | Therms | Therms | Therms | Therms | Therms | Therms | Incremental Costs | Incremental Costs | Incremental Costs | Incremental Costs | Incremental Costs | Incremental Costs | Incremental Costs | Incremental Annual O&M | Incremental Annual O&M | Incremental Annual O&M | Incremental Annual O&M | Incremental Annual O&M | Incremental Annual O&M | Incremental Annual O&M | Customer & Dealer Incentives | Customer & Dealer Incentives | Customer & Dealer Incentives | Customer & Dealer Incentives | Customer & Dealer Incentives | Customer & Dealer Incentives | Customer & Dealer Incentives | Implementation Costs | Implementation Costs | Implementation Costs | Implementation Costs | Implementation Costs | Implementation Costs | Implementation Costs | kWh | kWh | kWh | kWh | kWh | kWh | kWh | kW | kW | kW | kW | kW | kW | kW | Therms | Therms | Therms | Therms | Therms | Therms | Therms | Total Plan Summary 2024-2030
Measure ID | Measure Name | Measure Description/Qualification | Base Equipment | Per Unit Assumption | Full or Incremental Cost | Full/Incremental Equipment Cost (Per Unit) | Full/Incremental Labor Cost (Per Unit) | Full/Incremental Cost (Per Unit) | Incremental Annual O&M (Per Unit) | 50% of Incremental Cost | Cost Sources | Current Incentive | Proposed Incentive Level | Dealer Incentive | Implementation Cost | Electric kWh Savings Per Unit | Electric kW Savings Per Unit | Natural Gas Therms Savings Per Unit | Energy Savings Source | Escalation Rate | Number of Unit Per Participant | Participation 2023 | Participation 2024 | Participation 2025 | Participation 2026 | Participation 2027 | Participation 2028 | Participation 2029 | Participation 2030 | Fuel Type | Sector | Segment | Enduse | Construction Type | Potential Study Measure Name | Potential Study Measure Description | Potential Study Baseline Description | Electric Load Shape | Natural Gas Load Shape | Customer Rate Class | Measure Life | Baseline Life | Life Source | Tier Share | Electric Share | Natural Gas Share | 2024 | 2025 | 2026 | 2027 | 2028 | 2029 | 2030 | 2024 | 2025 | 2026 | 2027 | 2028 | 2029 | 2030 | 2024 | 2025 | 2026 | 2027 | 2028 | 2029 | 2030 | 2024 | 2025 | 2026 | 2027 | 2028 | 2029 | 2030 | 2024 | 2025 | 2026 | 2027 | 2028 | 2029 | 2030 | 2024 | 2025 | 2026 | 2027 | 2028 | 2029 | 2030 | 2024 | 2025 | 2026 | 2027 | 2028 | 2029 | 2030 | 2024 | 2025 | 2026 | 2027 | 2028 | 2029 | 2030 | 2024 | 2025 | 2026 | 2027 | 2028 | 2029 | 2030 | 2024 | 2025 | 2026 | 2027 | 2028 | 2029 | 2030 | 2024 | 2025 | 2026 | 2027 | 2028 | 2029 | 2030 | 2024 | 2025 | 2026 | 2027 | 2028 | 2029 | 2030 | 2024 | 2025 | 2026 | 2027 | 2028 | 2029 | 2030 | 2024 | 2025 | 2026 | 2027 | 2028 | 2029 | 2030 | Participation | Incremental Costs ($) | Incremental Annual O&M ($) | Customer & Dealer Incentives ($) | Implementation Costs ($) | Electric kWh Benefits | Electric kW Peak Demand Benefits | Natural Gas Therms Benefits
1 | Large Nonresidential - Smart Demand Conservation | all year round for nonresidential customers | No demand conservation | Per Customer | Incremental Cost | 7653.2703 | 0 | 7653.2703 | 0 | NA | Standard practice of 75% of incentive costs are considered to be incremental customer costs for curtailment programs. | 2040.8721 | 10204.3605 | 0 | 0 | 1352.3503 | 136.0581 | 0 | Energy savings kWh based on 2016 program data | 5% | 1 | 170 | 208.6395 | 250.3627 | 295.0478 | 342.6515 | 393.1465 | 445.4419 | 445.4419 | Electric | Commercial | Large Office | Cooling DX | Existing | NA | NA | NA | OFFLGCool | ResSFGasTotal | LGE Large Com | 1 | 1 | Assume 1 year demand response programs | 100% | 100% | 0% | 7653.2703 | 7653.2703 | 7653.2703 | 7653.2703 | 7653.2703 | 7653.2703 | 7653.2703 | 0 | 0 | 0 | 0 | 0 | 0 | 0 | 10204.3605 | 10204.3605 | 10204.3605 | 10204.3605 | 10204.3605 | 10204.3605 | 10204.3605 | 0 | 0 | 0 | 0 | 0 | 0 | 0 | 1352.3503 | 1352.3503 | 1352.3503 | 1352.3503 | 1352.3503 | 1352.3503 | 1352.3503 | 136.0581 | 136.0581 | 136.0581 | 136.0581 | 136.0581 | 136.0581 | 136.0581 | 0 | 0 | 0 | 0 | 0 | 0 | 0 | 1596774.7724 | 1916093.4619 | 2258080.8128 | 2622404.6173 | 3008856.2896 | 3409087.5 | 3409087.5 | 0 | 0 | 0 | 0 | 0 | 0 | 0 | 2129033.0298 | 2554791.2825 | 3010774.417 | 3496539.4897 | 4011808.3861 | 4545450 | 4545450 | 0 | 0 | 0 | 0 | 0 | 0 | 0 | 282153.7467 | 338578.0879 | 399008.0334 | 463384.8811 | 531671.7737 | 602393.542 | 602393.542 | 28387.1071 | 34063.8838 | 40143.6589 | 46620.5265 | 53490.7785 | 60606 | 60606 | 0 | 0 | 0 | 0 | 0 | 0 | 0 | 340.1046 | 18220384.9539 | 0 | 24293846.6052 | 0 | 602393.542 | 60606 | 0 | TRUE | TRUE | TRUE | TRUE | TRUE | TRUE | TRUE | TRUE
2 | Large Industrial - Smart Demand Conservation | all year round for large industiral customers | No demand conservation | Per Customer | Incremental Cost | 7653.2703 |  | 7653.2703 |  | NA | Standard practice of 75% of incentive costs are considered to be incremental customer costs for curtailment programs. | 2040.8721 | 10204.3605 | 0 | 0 | 1352.3503 | 136.0581 | 0 | Energy savings kWh based on 2016 program data | 5% | 1 | 0 | 4.2256 | 16.781 | 33.554 | 66.9547 | 100.2381 | 132.8973 | 132.8973 | Electric | Commercial | Industrial | All | Existing | NA | NA | NA | OFFLGElecTotl | ResSFGasTotal | LGE Large Com | 1 | 1 | Assume 1 year demand response programs | 100% | 100% | 0% | 7653.2703 | 7653.2703 | 7653.2703 | 7653.2703 | 7653.2703 | 7653.2703 | 7653.2703 | 0 | 0 | 0 | 0 | 0 | 0 | 0 | 10204.3605 | 10204.3605 | 10204.3605 | 10204.3605 | 10204.3605 | 10204.3605 | 10204.3605 | 0 | 0 | 0 | 0 | 0 | 0 | 0 | 1352.3503 | 1352.3503 | 1352.3503 | 1352.3503 | 1352.3503 | 1352.3503 | 1352.3503 | 136.0581 | 136.0581 | 136.0581 | 136.0581 | 136.0581 | 136.0581 | 136.0581 | 0 | 0 | 0 | 0 | 0 | 0 | 0 | 32339.8374 | 128429.3748 | 256797.6686 | 512422.5724 | 767149.6091 | 1017099.1677 | 1017099.1677 | 0 | 0 | 0 | 0 | 0 | 0 | 0 | 43119.7832 | 171239.1665 | 342396.8915 | 683230.0965 | 1022866.1454 | 1356132.2236 | 1356132.2236 | 0 | 0 | 0 | 0 | 0 | 0 | 0 | 5714.5231 | 22693.7637 | 45376.7342 | 90546.2381 | 135557.0868 | 179723.7443 | 179723.7443 | 574.9304 | 2283.1889 | 4565.2919 | 9109.7346 | 13638.2153 | 18081.763 | 18081.763 | 0 | 0 | 0 | 0 | 0 | 0 | 0 | 69.6497 | 3731337.3976 | 0 | 4975116.5301 | 0 | 179723.7443 | 18081.763 | 0 | TRUE | TRUE | TRUE | TRUE | TRUE | TRUE | TRUE | TRUE
1-KU | KU-Large Nonresidential - Smart Demand Conservation | all year round for nonresidential customers | No demand conservation | Per Customer | Incremental Cost | 7653.2703 | 0 | 7653.2703 | 0 | NA | Standard practice of 75% of incentive costs are considered to be incremental customer costs for curtailment programs. | 2040.8721 | 10204.3605 | 0 | 0 | 1352.3503 | 136.0581 | 0 | Energy savings kWh based on 2016 program data | 5% | 1 | 85 | 104.3198 | 125.1814 | 147.5239 | 171.3258 | 196.5732 | 222.721 | 222.721 | Electric | Commercial | Large Office | Cooling DX | Existing | NA | NA | NA | OFFLGCool | ResSFGasTotal | KU Large Com | 1 | 1 | Assume 1 year demand response programs | 100% | 100% | 0% | 7653.2703 | 7653.2703 | 7653.2703 | 7653.2703 | 7653.2703 | 7653.2703 | 7653.2703 | 0 | 0 | 0 | 0 | 0 | 0 | 0 | 10204.3605 | 10204.3605 | 10204.3605 | 10204.3605 | 10204.3605 | 10204.3605 | 10204.3605 | 0 | 0 | 0 | 0 | 0 | 0 | 0 | 1352.3503 | 1352.3503 | 1352.3503 | 1352.3503 | 1352.3503 | 1352.3503 | 1352.3503 | 136.0581 | 136.0581 | 136.0581 | 136.0581 | 136.0581 | 136.0581 | 136.0581 | 0 | 0 | 0 | 0 | 0 | 0 | 0 | 798387.3862 | 958046.7309 | 1129040.4064 | 1311202.3086 | 1504428.1448 | 1704543.75 | 1704543.75 | 0 | 0 | 0 | 0 | 0 | 0 | 0 | 1064516.5149 | 1277395.6413 | 1505387.2085 | 1748269.7448 | 2005904.1931 | 2272725 | 2272725 | 0 | 0 | 0 | 0 | 0 | 0 | 0 | 141076.8733 | 169289.044 | 199504.0167 | 231692.4406 | 265835.8868 | 301196.771 | 301196.771 | 14193.5535 | 17031.9419 | 20071.8294 | 23310.2633 | 26745.3892 | 30303 | 30303 | 0 | 0 | 0 | 0 | 0 | 0 | 0 | 170.0523 | 9110192.4769 | 0 | 12146923.3026 | 0 | 301196.771 | 30303 | 0
2-KU | KU-Large Industrial - Smart Demand Conservation | all year round for large industiral customers | No demand conservation | Per Customer | Incremental Cost | 7653.2703 |  | 7653.2703 |  | NA | Standard practice of 75% of incentive costs are considered to be incremental customer costs for curtailment programs. | 2040.8721 | 10204.3605 | 0 | 0 | 1352.3503 | 136.0581 | 0 | Energy savings kWh based on 2016 program data | 5% | 1 | 0 | 2.1128 | 8.3905 | 16.777 | 33.4774 | 50.1191 | 66.4487 | 66.4487 | Electric | Commercial | Industrial | All | Existing | NA | NA | NA | OFFLGElecTotl | ResSFGasTotal | KU Large Com | 1 | 1 | Assume 1 year demand response programs | 100% | 100% | 0% | 7653.2703 | 7653.2703 | 7653.2703 | 7653.2703 | 7653.2703 | 7653.2703 | 7653.2703 | 0 | 0 | 0 | 0 | 0 | 0 | 0 | 10204.3605 | 10204.3605 | 10204.3605 | 10204.3605 | 10204.3605 | 10204.3605 | 10204.3605 | 0 | 0 | 0 | 0 | 0 | 0 | 0 | 1352.3503 | 1352.3503 | 1352.3503 | 1352.3503 | 1352.3503 | 1352.3503 | 1352.3503 | 136.0581 | 136.0581 | 136.0581 | 136.0581 | 136.0581 | 136.0581 | 136.0581 | 0 | 0 | 0 | 0 | 0 | 0 | 0 | 16169.9187 | 64214.6874 | 128398.8343 | 256211.2862 | 383574.8045 | 508549.5838 | 508549.5838 | 0 | 0 | 0 | 0 | 0 | 0 | 0 | 21559.8916 | 85619.5832 | 171198.4458 | 341615.0482 | 511433.0727 | 678066.1118 | 678066.1118 | 0 | 0 | 0 | 0 | 0 | 0 | 0 | 2857.2615 | 11346.8818 | 22688.3671 | 45273.119 | 67778.5434 | 89861.8722 | 89861.8722 | 287.4652 | 1141.5944 | 2282.6459 | 4554.8673 | 6819.1076 | 9040.8815 | 9040.8815 | 0 | 0 | 0 | 0 | 0 | 0 | 0 | 34.8249 | 1865668.6988 | 0 | 2487558.2651 | 0 | 89861.8722 | 9040.8815 | 0
1-LGE | LG&E-Large Nonresidential - Smart Demand Conservation | all year round for nonresidential customers | No demand conservation | Per Customer | Incremental Cost | 7653.2703 | 0 | 7653.2703 | 0 | NA | Standard practice of 75% of incentive costs are considered to be incremental customer costs for curtailment programs. | 2040.8721 | 10204.3605 | 0 | 0 | 1352.3503 | 136.0581 | 0 | Energy savings kWh based on 2016 program data | 5% | 1 | 85 | 104.3198 | 125.1814 | 147.5239 | 171.3258 | 196.5732 | 222.721 | 222.721 | Electric | Commercial | Large Office | Cooling DX | Existing | NA | NA | NA | OFFLGCool | ResSFGasTotal | LGE Large Com | 1 | 1 | Assume 1 year demand response programs | 100% | 100% | 0% | 7653.2703 | 7653.2703 | 7653.2703 | 7653.2703 | 7653.2703 | 7653.2703 | 7653.2703 | 0 | 0 | 0 | 0 | 0 | 0 | 0 | 10204.3605 | 10204.3605 | 10204.3605 | 10204.3605 | 10204.3605 | 10204.3605 | 10204.3605 | 0 | 0 | 0 | 0 | 0 | 0 | 0 | 1352.3503 | 1352.3503 | 1352.3503 | 1352.3503 | 1352.3503 | 1352.3503 | 1352.3503 | 136.0581 | 136.0581 | 136.0581 | 136.0581 | 136.0581 | 136.0581 | 136.0581 | 0 | 0 | 0 | 0 | 0 | 0 | 0 | 798387.3862 | 958046.7309 | 1129040.4064 | 1311202.3086 | 1504428.1448 | 1704543.75 | 1704543.75 | 0 | 0 | 0 | 0 | 0 | 0 | 0 | 1064516.5149 | 1277395.6413 | 1505387.2085 | 1748269.7448 | 2005904.1931 | 2272725 | 2272725 | 0 | 0 | 0 | 0 | 0 | 0 | 0 | 141076.8733 | 169289.044 | 199504.0167 | 231692.4406 | 265835.8868 | 301196.771 | 301196.771 | 14193.5535 | 17031.9419 | 20071.8294 | 23310.2633 | 26745.3892 | 30303 | 30303 | 0 | 0 | 0 | 0 | 0 | 0 | 0 | 170.0523 | 9110192.4769 | 0 | 12146923.3026 | 0 | 301196.771 | 30303 | 0
2-LGE | LG&E-Large Industrial- Smart Demand Conservation | all year round for large industiral customers | No demand conservation | Per Customer | Incremental Cost | 7653.2703 |  | 7653.2703 |  | NA | Standard practice of 75% of incentive costs are considered to be incremental customer costs for curtailment programs. | 2040.8721 | 10204.3605 | 0 | 0 | 1352.3503 | 136.0581 | 0 | Energy savings kWh based on 2016 program data | 5% | 1 | 0 | 2.1128 | 8.3905 | 16.777 | 33.4774 | 50.1191 | 66.4487 | 66.4487 | Electric | Commercial | Industrial | All | Existing | NA | NA | NA | OFFLGElecTotl | ResSFGasTotal | LGE Large Com | 1 | 1 | Assume 1 year demand response programs | 100% | 100% | 0% | 7653.2703 | 7653.2703 | 7653.2703 | 7653.2703 | 7653.2703 | 7653.2703 | 7653.2703 | 0 | 0 | 0 | 0 | 0 | 0 | 0 | 10204.3605 | 10204.3605 | 10204.3605 | 10204.3605 | 10204.3605 | 10204.3605 | 10204.3605 | 0 | 0 | 0 | 0 | 0 | 0 | 0 | 1352.3503 | 1352.3503 | 1352.3503 | 1352.3503 | 1352.3503 | 1352.3503 | 1352.3503 | 136.0581 | 136.0581 | 136.0581 | 136.0581 | 136.0581 | 136.0581 | 136.0581 | 0 | 0 | 0 | 0 | 0 | 0 | 0 | 16169.9187 | 64214.6874 | 128398.8343 | 256211.2862 | 383574.8045 | 508549.5838 | 508549.5838 | 0 | 0 | 0 | 0 | 0 | 0 | 0 | 21559.8916 | 85619.5832 | 171198.4458 | 341615.0482 | 511433.0727 | 678066.1118 | 678066.1118 | 0 | 0 | 0 | 0 | 0 | 0 | 0 | 2857.2615 | 11346.8818 | 22688.3671 | 45273.119 | 67778.5434 | 89861.8722 | 89861.8722 | 287.4652 | 1141.5944 | 2282.6459 | 4554.8673 | 6819.1076 | 9040.8815 | 9040.8815 | 0 | 0 | 0 | 0 | 0 | 0 | 0 | 34.8249 | 1865668.6988 | 0 | 2487558.2651 | 0 | 89861.8722 | 9040.8815 | 0
Flat in 2030
[13 empty] | Preserved what was previously in this column | [8 empty] | 2021 DR potential study
[12 empty] | increase to around $30/kw | 320.8333 | [8 empty] | For Commercial C only. As the incentive increases from $15 to $30 per kilowatt, there could be an increase of potential by roughly 48%. Increasing the incentives $15 to $45 per kilowatt could see an increase by about 82% in the potential demand reduction.
At $15 incentive = 33.3 MW (in final year)
At $45 incentive = 60.6 MW (in final year)
[22 empty] | 60.606 | MW
[22 empty] | Participation 2023 | Participation 2024 | Participation 2025 | Participation 2026 | Participation 2027 | Participation 2028 | Participation 2029
[21 empty] | Parts @ 15$ and at 97/kW | 211.8488 | 230.8635 | 249.2875 | 266.9846 | 284.4224 | 301.6973 | 312.4548
[21 empty] | Ramp | 67.8% | 73.89% | 79.78% | 85.45% | 91.03% | 96.56% | 100%
[21 empty] | Normalized |  | 14.03% | 15.15% | 16.22% | 17.28% | 18.33% | 18.99%

## REFERENCE-HomeEnergyPerformance
_Measure Details_Measure ID | __Measure Name | __Measure Description/Qualification | __Base Equipment | __Per Unit Assumption | _First Year Costs_Full or Incremental Cost | __Full/Incremental Equipment Cost (Per Unit) | __Full/Incremental Labor Cost (Per Unit) | __Full/Incremental Cost (Per Unit) | __Incremental Annual O&M (Per Unit) | __50% of Incremental Cost | __Cost Sources | __Current Incentive | __Proposed Incentive Level | __Dealer Incentive | __Implementation Cost | _First Year Energy Savings_Electric kWh Savings Per Unit | __Electric kW Savings Per Unit | __Natural Gas Therms Savings Per Unit | __Energy Savings Source | _Participation Assumptions_Escalation Rate | __Number of Unit Per Participant | 1__2013 | 2__2014 | 3__2015 | 4__2016 | __Projected 2017 | __Projected 2018 | __Participation 2019 | __Participation 2020 | __Participation 2021 | __Participation 2022 | __Participation 2023 | __Participation 2024 | __Participation 2025 | _Modeling Measure-level Inputs_Fuel Type | __Sector | __Segment | __Enduse | __Construction Type | __Potential Study Measure Name | __Potential Study Measure Description | __Potential Study Baseline Description | __Electric Load Shape | __Natural Gas Load Shape | __Customer Rate Class | __Measure Life | __Baseline Life | __Life Source | _Measure Tier Share_Tier Share | _Measure Fuel Weights_Electric Share | __Natural Gas Share | Per Unit_Incremental Costs_2019 | Per Unit_Incremental Costs_2020 | Per Unit_Incremental Costs_2021 | Per Unit_Incremental Costs_2022 | Per Unit_Incremental Costs_2023 | Per Unit_Incremental Costs_2024 | Per Unit_Incremental Costs_2025 | Per Unit_Incremental Annual O&M_2019 | Per Unit_Incremental Annual O&M_2020 | Per Unit_Incremental Annual O&M_2021 | Per Unit_Incremental Annual O&M_2022 | Per Unit_Incremental Annual O&M_2023 | Per Unit_Incremental Annual O&M_2024 | Per Unit_Incremental Annual O&M_2025 | Per Unit_Customer & Dealer Incentives_2019 | Per Unit_Customer & Dealer Incentives_2020 | Per Unit_Customer & Dealer Incentives_2021 | Per Unit_Customer & Dealer Incentives_2022 | Per Unit_Customer & Dealer Incentives_2023 | Per Unit_Customer & Dealer Incentives_2024 | Per Unit_Customer & Dealer Incentives_2025 | Per Unit_Implementation Cost_2019 | Per Unit_Implementation Cost_2020 | Per Unit_Implementation Cost_2021 | Per Unit_Implementation Cost_2022 | Per Unit_Implementation Cost_2023 | Per Unit_Implementation Cost_2024 | Per Unit_Implementation Cost_2025 | Per Unit_kWh _2019 | Per Unit_kWh _2020 | Per Unit_kWh _2021 | Per Unit_kWh _2022 | Per Unit_kWh _2023 | Per Unit_kWh _2024 | Per Unit_kWh _2025 | Per Unit_kW_2019 | Per Unit_kW_2020 | Per Unit_kW_2021 | Per Unit_kW_2022 | Per Unit_kW_2023 | Per Unit_kW_2024 | Per Unit_kW_2025 | Per Unit_Therms_2019 | Per Unit_Therms_2020 | Per Unit_Therms_2021 | Per Unit_Therms_2022 | Per Unit_Therms_2023 | Per Unit_Therms_2024 | Per Unit_Therms_2025 | Program_Incremental Costs_2019 | Program_Incremental Costs_2020 | Program_Incremental Costs_2021 | Program_Incremental Costs_2022 | Program_Incremental Costs_2023 | Program_Incremental Costs_2024 | Program_Incremental Costs_2025 | Program_Incremental Annual O&M_2019 | Program_Incremental Annual O&M_2020 | Program_Incremental Annual O&M_2021 | Program_Incremental Annual O&M_2022 | Program_Incremental Annual O&M_2023 | Program_Incremental Annual O&M_2024 | Program_Incremental Annual O&M_2025 | Program_Customer & Dealer Incentives_2019 | Program_Customer & Dealer Incentives_2020 | Program_Customer & Dealer Incentives_2021 | Program_Customer & Dealer Incentives_2022 | Program_Customer & Dealer Incentives_2023 | Program_Customer & Dealer Incentives_2024 | Program_Customer & Dealer Incentives_2025 | Program_Implementation Costs_2019 | Program_Implementation Costs_2020 | Program_Implementation Costs_2021 | Program_Implementation Costs_2022 | Program_Implementation Costs_2023 | Program_Implementation Costs_2024 | Program_Implementation Costs_2025 | Program_kWh _2019 | Program_kWh _2020 | Program_kWh _2021 | Program_kWh _2022 | Program_kWh _2023 | Program_kWh _2024 | Program_kWh _2025 | Program_kW_2019 | Program_kW_2020 | Program_kW_2021 | Program_kW_2022 | Program_kW_2023 | Program_kW_2024 | Program_kW_2025 | Program_Therms_2019 | Program_Therms_2020 | Program_Therms_2021 | Program_Therms_2022 | Program_Therms_2023 | Program_Therms_2024 | Program_Therms_2025 | _Total Plan Summary _Participation | __Incremental Costs ($) | __Incremental Annual O&M ($) | __Customer & Dealer Incentives ($) | __Implementation Costs ($) | __Electric kWh Benefits | __Electric kW Peak Demand Benefits | __Natural Gas Therms Benefits
Home Energy Performance Program | [51 empty] | Costs | [27 empty] | Electric Benefits | [6 empty] | Electric Peak Demand Benefits | [6 empty] | Natural Gas Benefits | [6 empty] | Costs | [27 empty] | Electric Benefits | [6 empty] | Electric Peak Demand Benefits | [6 empty] | Natural Gas Benefits
[22 empty] | 1 | 2 | 3 | 4 | [26 empty] | Per Unit | Per Unit | Per Unit | Per Unit | Per Unit | Per Unit | Per Unit | Per Unit | Per Unit | Per Unit | Per Unit | Per Unit | Per Unit | Per Unit | Per Unit | Per Unit | Per Unit | Per Unit | Per Unit | Per Unit | Per Unit | Per Unit | Per Unit | Per Unit | Per Unit | Per Unit | Per Unit | Per Unit | Per Unit | Per Unit | Per Unit | Per Unit | Per Unit | Per Unit | Per Unit | Per Unit | Per Unit | Per Unit | Per Unit | Per Unit | Per Unit | Per Unit | Per Unit | Per Unit | Per Unit | Per Unit | Per Unit | Per Unit | Per Unit | Program | Program | Program | Program | Program | Program | Program | Program | Program | Program | Program | Program | Program | Program | Program | Program | Program | Program | Program | Program | Program | Program | Program | Program | Program | Program | Program | Program | Program | Program | Program | Program | Program | Program | Program | Program | Program | Program | Program | Program | Program | Program | Program | Program | Program | Program | Program | Program | Program
Measure Details |  |  |  |  | First Year Costs | [10 empty] | First Year Energy Savings |  |  |  | Participation Assumptions | [14 empty] | Modeling Measure-level Inputs | [13 empty] | Measure Tier Share | Measure Fuel Weights |  | Incremental Costs | Incremental Costs | Incremental Costs | Incremental Costs | Incremental Costs | Incremental Costs | Incremental Costs | Incremental Annual O&M | Incremental Annual O&M | Incremental Annual O&M | Incremental Annual O&M | Incremental Annual O&M | Incremental Annual O&M | Incremental Annual O&M | Customer & Dealer Incentives | Customer & Dealer Incentives | Customer & Dealer Incentives | Customer & Dealer Incentives | Customer & Dealer Incentives | Customer & Dealer Incentives | Customer & Dealer Incentives | Implementation Cost | Implementation Cost | Implementation Cost | Implementation Cost | Implementation Cost | Implementation Cost | Implementation Cost | kWh | kWh | kWh | kWh | kWh | kWh | kWh | kW | kW | kW | kW | kW | kW | kW | Therms | Therms | Therms | Therms | Therms | Therms | Therms | Incremental Costs | Incremental Costs | Incremental Costs | Incremental Costs | Incremental Costs | Incremental Costs | Incremental Costs | Incremental Annual O&M | Incremental Annual O&M | Incremental Annual O&M | Incremental Annual O&M | Incremental Annual O&M | Incremental Annual O&M | Incremental Annual O&M | Customer & Dealer Incentives | Customer & Dealer Incentives | Customer & Dealer Incentives | Customer & Dealer Incentives | Customer & Dealer Incentives | Customer & Dealer Incentives | Customer & Dealer Incentives | Implementation Costs | Implementation Costs | Implementation Costs | Implementation Costs | Implementation Costs | Implementation Costs | Implementation Costs | kWh | kWh | kWh | kWh | kWh | kWh | kWh | kW | kW | kW | kW | kW | kW | kW | Therms | Therms | Therms | Therms | Therms | Therms | Therms | Total Plan Summary
Measure ID | Measure Name | Measure Description/Qualification | Base Equipment | Per Unit Assumption | Full or Incremental Cost | Full/Incremental Equipment Cost (Per Unit) | Full/Incremental Labor Cost (Per Unit) | Full/Incremental Cost (Per Unit) | Incremental Annual O&M (Per Unit) | 50% of Incremental Cost | Cost Sources | Current Incentive | Proposed Incentive Level | Dealer Incentive | Implementation Cost | Electric kWh Savings Per Unit | Electric kW Savings Per Unit | Natural Gas Therms Savings Per Unit | Energy Savings Source | Escalation Rate | Number of Unit Per Participant | 2013 | 2014 | 2015 | 2016 | Projected 2017 | Projected 2018 | Participation 2019 | Participation 2020 | Participation 2021 | Participation 2022 | Participation 2023 | Participation 2024 | Participation 2025 | Fuel Type | Sector | Segment | Enduse | Construction Type | Potential Study Measure Name | Potential Study Measure Description | Potential Study Baseline Description | Electric Load Shape | Natural Gas Load Shape | Customer Rate Class | Measure Life | Baseline Life | Life Source | Tier Share | Electric Share | Natural Gas Share | 2019 | 2020 | 2021 | 2022 | 2023 | 2024 | 2025 | 2019 | 2020 | 2021 | 2022 | 2023 | 2024 | 2025 | 2019 | 2020 | 2021 | 2022 | 2023 | 2024 | 2025 | 2019 | 2020 | 2021 | 2022 | 2023 | 2024 | 2025 | 2019 | 2020 | 2021 | 2022 | 2023 | 2024 | 2025 | 2019 | 2020 | 2021 | 2022 | 2023 | 2024 | 2025 | 2019 | 2020 | 2021 | 2022 | 2023 | 2024 | 2025 | 2019 | 2020 | 2021 | 2022 | 2023 | 2024 | 2025 | 2019 | 2020 | 2021 | 2022 | 2023 | 2024 | 2025 | 2019 | 2020 | 2021 | 2022 | 2023 | 2024 | 2025 | 2019 | 2020 | 2021 | 2022 | 2023 | 2024 | 2025 | 2019 | 2020 | 2021 | 2022 | 2023 | 2024 | 2025 | 2019 | 2020 | 2021 | 2022 | 2023 | 2024 | 2025 | 2019 | 2020 | 2021 | 2022 | 2023 | 2024 | 2025 | Participation | Incremental Costs ($) | Incremental Annual O&M ($) | Customer & Dealer Incentives ($) | Implementation Costs ($) | Electric kWh Benefits | Electric kW Peak Demand Benefits | Natural Gas Therms Benefits
1 | Audit - Basic | Audit - Includes direct install measures and retrofit measure recommendations |  | Per Audit | Full Cost | 25 |  | 25 | 0 | 0 | Audit Fee to Customer | 0 | 0 | 0 | 0 | 0 | 0 | 0 | No saving for audit | 0% | 100% | 1830 | 2122 | 2241 | 2506.6667 | 2506.6667 | 2506.6667 | 2260 | 2260 | 2260 | 2260 | 2260 | 2260 | 2260 | Electric | Residential | Single Family | Lighting Standard | Existing | NA | NA | NA | ResLighting - SF Wtd |  | LGE Res | 1 | 1 | Assume 1 EUL for audits | 100% | 100% | 100% | 25 | 25 | 25 | 25 | 25 | 25 | 25 | 0 | 0 | 0 | 0 | 0 | 0 | 0 | 0 | 0 | 0 | 0 | 0 | 0 | 0 | 0 | 0 | 0 | 0 | 0 | 0 | 0 | 0 | 0 | 0 | 0 | 0 | 0 | 0 | 0 | 0 | 0 | 0 | 0 | 0 | 0 | 0 | 0 | 0 | 0 | 0 | 0 | 0 | 56500 | 56500 | 56500 | 56500 | 56500 | 56500 | 56500 | 0 | 0 | 0 | 0 | 0 | 0 | 0 | 0 | 0 | 0 | 0 | 0 | 0 | 0 | 0 | 0 | 0 | 0 | 0 | 0 | 0 | 0 | 0 | 0 | 0 | 0 | 0 | 0 | 0 | 0 | 0 | 0 | 0 | 0 | 0 | 0 | 0 | 0 | 0 | 0 | 0 | 0 | 15820 | 395500 | 0 | 0 | 0 | 0 | 0 | 0 | TRUE | TRUE | TRUE | TRUE | TRUE | TRUE | TRUE
1.1 | Audit - Comprehensive | Audit - Includes Blower door test (test-in only), Duct air tightness testing and gas combustion appliance safety tests |  | Per Audit | Full Cost | 100 |  | 100 | 0 | 0 | Audit Fee to Customer | 0 | 0 | 0 | 0 | 0 | 0 | 0 | No saving for audit | 0% | 100% | 1830 | 2122 | 2241 | 2506.6667 | 2506.6667 | 2506.6667 | 250 | 250 | 250 | 250 | 250 | 250 | 250 | Electric | Residential | Single Family | Lighting Standard | Existing | NA | NA | NA | ResLighting - SF Wtd |  | LGE Res | 1 | 1 | Assume 1 EUL for audits | 100% | 100% | 100% | 100 | 100 | 100 | 100 | 100 | 100 | 100 | 0 | 0 | 0 | 0 | 0 | 0 | 0 | 0 | 0 | 0 | 0 | 0 | 0 | 0 | 0 | 0 | 0 | 0 | 0 | 0 | 0 | 0 | 0 | 0 | 0 | 0 | 0 | 0 | 0 | 0 | 0 | 0 | 0 | 0 | 0 | 0 | 0 | 0 | 0 | 0 | 0 | 0 | 25000 | 25000 | 25000 | 25000 | 25000 | 25000 | 25000 | 0 | 0 | 0 | 0 | 0 | 0 | 0 | 0 | 0 | 0 | 0 | 0 | 0 | 0 | 0 | 0 | 0 | 0 | 0 | 0 | 0 | 0 | 0 | 0 | 0 | 0 | 0 | 0 | 0 | 0 | 0 | 0 | 0 | 0 | 0 | 0 | 0 | 0 | 0 | 0 | 0 | 0 | 1750 | 175000 | 0 | 0 | 0 | 0 | 0 | 0 | TRUE | TRUE | TRUE | TRUE | TRUE | TRUE | TRUE
2 | Audit On-Line | Audit Free |  | Per Audit | Full Cost | 0 |  | 0 | 0 | 0 | Free to customer | 0 | 0 | 0 | 0 | 0 | 0 | 0 | No saving for audit | 0% | 100% | 5141 | 5455 | 4255 | 2640 | 2640 | 2640 | 2640 | 2640 | 2640 | 2640 | 2640 | 2640 | 2640 | Electric | Residential | Single Family | Lighting Standard | Existing | NA | NA | NA | ResLighting - SF Wtd |  | LGE Res | 1 | 1 | Assume 1 EUL for audits | 100% | 100% | 100% | 0 | 0 | 0 | 0 | 0 | 0 | 0 | 0 | 0 | 0 | 0 | 0 | 0 | 0 | 0 | 0 | 0 | 0 | 0 | 0 | 0 | 0 | 0 | 0 | 0 | 0 | 0 | 0 | 0 | 0 | 0 | 0 | 0 | 0 | 0 | 0 | 0 | 0 | 0 | 0 | 0 | 0 | 0 | 0 | 0 | 0 | 0 | 0 | 0 | 0 | 0 | 0 | 0 | 0 | 0 | 0 | 0 | 0 | 0 | 0 | 0 | 0 | 0 | 0 | 0 | 0 | 0 | 0 | 0 | 0 | 0 | 0 | 0 | 0 | 0 | 0 | 0 | 0 | 0 | 0 | 0 | 0 | 0 | 0 | 0 | 0 | 0 | 0 | 0 | 0 | 0 | 0 | 0 | 0 | 0 | 0 | 0 | 0 | 18480 | 0 | 0 | 0 | 0 | 0 | 0 | 0 | TRUE | TRUE | TRUE | TRUE | TRUE | TRUE | TRUE
3 | On-Line Audit Promo-Lighting General Service Lamp - Premium Efficiency LED | On-Line Audit Promo-Lighting General Service Lamp - Premium Efficiency LED | Lighting General Service Lamp - EISA Standard 2014 | Per Unit | Full Cost | 0 |  | 0 | -0.8329 | 0 | Calculated based based on the RTF LED/CFL workbook "ResLightingCFLand LEDLamps_v4_2.xlsm"; accessed 6/6/2016: http://rtf.nwcouncil.org//measures/measure.asp?id=141 | Free | 0 | 0 | 6.9532 | 34.2648 | 0.0013712 | 0 | Potential Study Results: Calculated based on assumptions from the RTF LED/CFL workbook "ResLightingCFLand LEDLamps_v4_2.xlsm"; accessed 6/6/2016: http://rtf.nwcouncil.org//measures/measure.asp?id=141 |  | 400% | [6 empty] | 5300 | 5300 | 0 | 0 | 0 | 0 | 0 | Electric | Residential | Single Family | Lighting Standard | Existing | Lighting General Service Lamp - Premium Efficiency LED | Measure Description | Base Equipment | ResLighting - SF Wtd |  | LGE Res | 12 | 1 | Calculated based on assumptions from the RTF LED/CFL workbook "ResLightingCFLand LEDLamps_v4_2.xlsm"; accessed 6/6/2016: http://rtf.nwcouncil.org//measures/measure.asp?id=141 | 100% | 100% | 0% | 0 | 0 | 0 | 0 | 0 | 0 | 0 | -0.8329 | -0.8329 | -0.8329 | -0.8329 | -0.8329 | -0.8329 | -0.8329 | 0 | 0 | 0 | 0 | 0 | 0 | 0 | 6.9532 | 6.9532 | 6.9532 | 6.9532 | 6.9532 | 6.9532 | 6.9532 | 34.2648 | 34.2648 | 34.2648 | 34.2648 | 34.2648 | 34.2648 | 34.2648 | 0.0013712 | 0.0013712 | 0.0013712 | 0.0013712 | 0.0013712 | 0.0013712 | 0.0013712 | 0 | 0 | 0 | 0 | 0 | 0 | 0 | 0 | 0 | 0 | 0 | 0 | 0 | 0 | -4414.37 | -4414.37 | 0 | 0 | 0 | 0 | 0 | 0 | 0 | 0 | 0 | 0 | 0 | 0 | 36851.96 | 36851.96 | 0 | 0 | 0 | 0 | 0 | 181603.5698 | 181603.5698 | 0 | 0 | 0 | 0 | 0 | 7.2674 | 7.2674 | 0 | 0 | 0 | 0 | 0 | 0 | 0 | 0 | 0 | 0 | 0 | 0 | 10600 | 0 | -8828.74 | 0 | 73703.92 | 363207.1396 | 14.5347 | 0 | TRUE | TRUE | TRUE | TRUE | TRUE | TRUE | TRUE
4 | On-Line Audit Promo-Lighting General Service Lamp - Premium Efficiency LED | On-Line Audit Promo-Lighting General Service Lamp - Premium Efficiency LED | Lighting General Service Lamp - EISA Standard 2020 | Per Unit | Full Cost | 0 |  | 0 | -0.069408 | 0 | Calculated based based on the RTF LED/CFL workbook "ResLightingCFLand LEDLamps_v4_2.xlsm"; accessed 6/6/2016: http://rtf.nwcouncil.org//measures/measure.asp?id=141 | Free | 0 | 0 | 6.9532 | 8.5478 | 0.0010291 | 0 | Potential Study Results: Calculated based on assumptions from the RTF LED/CFL workbook "ResLightingCFLand LEDLamps_v4_2.xlsm"; accessed 6/6/2016: http://rtf.nwcouncil.org//measures/measure.asp?id=141 |  | 100% | [6 empty] | 0 | 0 | 1300 | 1300 | 1300 | 1300 | 1300 | Electric | Residential | Single Family | Lighting Standard | Existing | Lighting General Service Lamp - EISA Standard 2020 | Measure Description | Base Equipment | ResLighting - SF Wtd |  | LGE Res | 12 | 5 | Calculated based on assumptions from the RTF LED/CFL workbook "ResLightingCFLand LEDLamps_v4_2.xlsm"; accessed 6/6/2016: http://rtf.nwcouncil.org//measures/measure.asp?id=142 | 100% | 100% | 0% | 0 | 0 | 0 | 0 | 0 | 0 | 0 | -0.069408 | -0.069408 | -0.069408 | -0.069408 | -0.069408 | -0.069408 | -0.069408 | 0 | 0 | 0 | 0 | 0 | 0 | 0 | 6.9532 | 6.9532 | 6.9532 | 6.9532 | 6.9532 | 6.9532 | 6.9532 | 8.5478 | 8.5478 | 8.5478 | 8.5478 | 8.5478 | 8.5478 | 8.5478 | 0.0010291 | 0.0010291 | 0.0010291 | 0.0010291 | 0.0010291 | 0.0010291 | 0.0010291 | 0 | 0 | 0 | 0 | 0 | 0 | 0 | 0 | 0 | 0 | 0 | 0 | 0 | 0 | 0 | 0 | -90.2308 | -90.2308 | -90.2308 | -90.2308 | -90.2308 | 0 | 0 | 0 | 0 | 0 | 0 | 0 | 0 | 0 | 9039.16 | 9039.16 | 9039.16 | 9039.16 | 9039.16 | 0 | 0 | 11112.1732 | 11112.1732 | 11112.1732 | 11112.1732 | 11112.1732 | 0 | 0 | 1.3379 | 1.3379 | 1.3379 | 1.3379 | 1.3379 | 0 | 0 | 0 | 0 | 0 | 0 | 0 | 6500 | 0 | -451.1542 | 0 | 45195.8 | 55560.8661 | 6.6894 | 0 | TRUE | TRUE | TRUE | TRUE | TRUE | TRUE | TRUE
5 | DI-Lighting General Service Lamp - Premium Efficiency LED | DI-Lighting General Service Lamp - Premium Efficiency LED | Lighting General Service Lamp - EISA Standard 2014 | Per Unit | Full Cost | 0 |  | 0 | -0.8329 | 0 | Calculated based based on the RTF LED/CFL workbook "ResLightingCFLand LEDLamps_v4_2.xlsm"; accessed 6/6/2016: http://rtf.nwcouncil.org//measures/measure.asp?id=141 | Free | 0 | 0 | 6.9532 | 34.2648 | 0.0013712 | 0 | Potential Study Results: Calculated based on assumptions from the RTF LED/CFL workbook "ResLightingCFLand LEDLamps_v4_2.xlsm"; accessed 6/6/2016: http://rtf.nwcouncil.org//measures/measure.asp?id=141 |  | 700% | [6 empty] | 17570 | 17570 | 0 | 0 | 0 | 0 | 0 | Electric | Residential | Single Family | Lighting Standard | Existing | Lighting General Service Lamp - Premium Efficiency LED | Measure Description | Base Equipment | ResLighting - SF Wtd |  | LGE Res | 12 | 1 | Calculated based on assumptions from the RTF LED/CFL workbook "ResLightingCFLand LEDLamps_v4_2.xlsm"; accessed 6/6/2016: http://rtf.nwcouncil.org//measures/measure.asp?id=141 | 100% | 100% | 0% | 0 | 0 | 0 | 0 | 0 | 0 | 0 | -0.8329 | -0.8329 | -0.8329 | -0.8329 | -0.8329 | -0.8329 | -0.8329 | 0 | 0 | 0 | 0 | 0 | 0 | 0 | 6.9532 | 6.9532 | 6.9532 | 6.9532 | 6.9532 | 6.9532 | 6.9532 | 34.2648 | 34.2648 | 34.2648 | 34.2648 | 34.2648 | 34.2648 | 34.2648 | 0.0013712 | 0.0013712 | 0.0013712 | 0.0013712 | 0.0013712 | 0.0013712 | 0.0013712 | 0 | 0 | 0 | 0 | 0 | 0 | 0 | 0 | 0 | 0 | 0 | 0 | 0 | 0 | -14634.053 | -14634.053 | 0 | 0 | 0 | 0 | 0 | 0 | 0 | 0 | 0 | 0 | 0 | 0 | 122167.724 | 122167.724 | 0 | 0 | 0 | 0 | 0 | 602032.9663 | 602032.9663 | 0 | 0 | 0 | 0 | 0 | 24.092 | 24.092 | 0 | 0 | 0 | 0 | 0 | 0 | 0 | 0 | 0 | 0 | 0 | 0 | 35140 | 0 | -29268.106 | 0 | 244335.448 | 1204065.9326 | 48.184 | 0 | TRUE | TRUE | TRUE | TRUE | TRUE | TRUE | TRUE
6 | DI-Lighting General Service Lamp - Premium Efficiency LED | DI-Lighting General Service Lamp - Premium Efficiency LED | Lighting General Service Lamp - EISA Standard 2020 | Per Unit | Full Cost | 0 |  | 0 | -0.069408 | 0 | Calculated based based on the RTF LED/CFL workbook "ResLightingCFLand LEDLamps_v4_2.xlsm"; accessed 6/6/2016: http://rtf.nwcouncil.org//measures/measure.asp?id=141 | Free | 0 | 0 | 6.9532 | 8.5478 | 0.0010291 | 0 | Potential Study Results: Calculated based on assumptions from the RTF LED/CFL workbook "ResLightingCFLand LEDLamps_v4_2.xlsm"; accessed 6/6/2016: http://rtf.nwcouncil.org//measures/measure.asp?id=141 |  | 175% | [6 empty] | 0 | 0 | 4390 | 4390 | 4390 | 4390 | 4390 | Electric | Residential | Single Family | Lighting Standard | Existing | Lighting General Service Lamp - EISA Standard 2020 | Measure Description | Base Equipment | ResLighting - SF Wtd |  | LGE Res | 12 | 5 | Calculated based on assumptions from the RTF LED/CFL workbook "ResLightingCFLand LEDLamps_v4_2.xlsm"; accessed 6/6/2016: http://rtf.nwcouncil.org//measures/measure.asp?id=142 | 100% | 100% | 0% | 0 | 0 | 0 | 0 | 0 | 0 | 0 | -0.069408 | -0.069408 | -0.069408 | -0.069408 | -0.069408 | -0.069408 | -0.069408 | 0 | 0 | 0 | 0 | 0 | 0 | 0 | 6.9532 | 6.9532 | 6.9532 | 6.9532 | 6.9532 | 6.9532 | 6.9532 | 8.5478 | 8.5478 | 8.5478 | 8.5478 | 8.5478 | 8.5478 | 8.5478 | 0.0010291 | 0.0010291 | 0.0010291 | 0.0010291 | 0.0010291 | 0.0010291 | 0.0010291 | 0 | 0 | 0 | 0 | 0 | 0 | 0 | 0 | 0 | 0 | 0 | 0 | 0 | 0 | 0 | 0 | -304.7026 | -304.7026 | -304.7026 | -304.7026 | -304.7026 | 0 | 0 | 0 | 0 | 0 | 0 | 0 | 0 | 0 | 30524.548 | 30524.548 | 30524.548 | 30524.548 | 30524.548 | 0 | 0 | 37524.9542 | 37524.9542 | 37524.9542 | 37524.9542 | 37524.9542 | 0 | 0 | 4.5179 | 4.5179 | 4.5179 | 4.5179 | 4.5179 | 0 | 0 | 0 | 0 | 0 | 0 | 0 | 21950 | 0 | -1523.5129 | 0 | 152622.74 | 187624.7708 | 22.5895 | 0 | TRUE | TRUE | TRUE | TRUE | TRUE | TRUE | TRUE
7 | DI-Lighting Specialty Lamp - Premium Efficiency LED | DI-Lighting Specialty Lamp - Premium Efficiency LED | Lighting General Service Lamp - EISA Standard 2014 | Per Unit | Full Cost | 0 |  | 0 | -0.3883 | 0 | Calculated based based on the RTF LED/CFL workbook "ResLightingCFLand LEDLamps_v4_2.xlsm"; accessed 6/6/2016: http://rtf.nwcouncil.org//measures/measure.asp?id=141 | Free | 0 | 0 | 9.4653 | 28.406 | 0.0011367 | 0 | Potential Study Results: Calculated based on assumptions from the RTF LED/CFL workbook "ResLightingCFLand LEDLamps_v4_2.xlsm"; accessed 6/6/2016: http://rtf.nwcouncil.org//measures/measure.asp?id=141 |  | 300% | [6 empty] | 7530 | 7530 | 0 | 0 | 0 | 0 | 0 | Electric | Residential | Single Family | Lighting Interior Specialty | Existing | Lighting Specialty Lamp - Premium Efficiency LED | Measure Description | Base Equipment | ResLighting - SF Wtd |  | LGE Res | 12 | 1 | Based on the RTF LED/CFL workbook "ResLightingCFLand LEDLamps_v4_2.xlsm"; accessed 6/6/2016: http://rtf.nwcouncil.org//measures/measure.asp?id=141 | 100% | 100% | 0% | 0 | 0 | 0 | 0 | 0 | 0 | 0 | -0.3883 | -0.3883 | -0.3883 | -0.3883 | -0.3883 | -0.3883 | -0.3883 | 0 | 0 | 0 | 0 | 0 | 0 | 0 | 9.4653 | 9.4653 | 9.4653 | 9.4653 | 9.4653 | 9.4653 | 9.4653 | 28.406 | 28.406 | 28.406 | 28.406 | 28.406 | 28.406 | 28.406 | 0.0011367 | 0.0011367 | 0.0011367 | 0.0011367 | 0.0011367 | 0.0011367 | 0.0011367 | 0 | 0 | 0 | 0 | 0 | 0 | 0 | 0 | 0 | 0 | 0 | 0 | 0 | 0 | -2923.899 | -2923.899 | 0 | 0 | 0 | 0 | 0 | 0 | 0 | 0 | 0 | 0 | 0 | 0 | 71273.8851 | 71273.8851 | 0 | 0 | 0 | 0 | 0 | 213896.8167 | 213896.8167 | 0 | 0 | 0 | 0 | 0 | 8.5597 | 8.5597 | 0 | 0 | 0 | 0 | 0 | 0 | 0 | 0 | 0 | 0 | 0 | 0 | 15060 | 0 | -5847.798 | 0 | 142547.7703 | 427793.6334 | 17.1193 | 0 | TRUE | TRUE | TRUE | TRUE | TRUE | TRUE | TRUE
8 | DI-Lighting Specialty Lamp - Premium Efficiency LED | DI-Lighting Specialty Lamp - Premium Efficiency LED | Lighting General Service Lamp - EISA Standard 2020 | Per Unit | Full Cost | 0 |  | 0 | -0.032358 | 0 | Calculated based based on the RTF LED/CFL workbook "ResLightingCFLand LEDLamps_v4_2.xlsm"; accessed 6/6/2016: http://rtf.nwcouncil.org//measures/measure.asp?id=141 | Free | 0 | 0 | 9.4653 | 16.0447 | 0.00064207 | 0 | Potential Study Results: Calculated based on assumptions from the RTF LED/CFL workbook "ResLightingCFLand LEDLamps_v4_2.xlsm"; accessed 6/6/2016: http://rtf.nwcouncil.org//measures/measure.asp?id=141 |  | 75% | [6 empty] | 0 | 0 | 1880 | 1880 | 1880 | 1880 | 1880 | Electric | Residential | Single Family | Lighting Interior Specialty | Existing | Lighting Specialty Lamp - Premium Efficiency LED | Measure Description | Base Equipment | ResLighting - SF Wtd |  | LGE Res | 12 | 1 | Based on the RTF LED/CFL workbook "ResLightingCFLand LEDLamps_v4_2.xlsm"; accessed 6/6/2016: http://rtf.nwcouncil.org//measures/measure.asp?id=141 | 100% | 100% | 0% | 0 | 0 | 0 | 0 | 0 | 0 | 0 | -0.032358 | -0.032358 | -0.032358 | -0.032358 | -0.032358 | -0.032358 | -0.032358 | 0 | 0 | 0 | 0 | 0 | 0 | 0 | 9.4653 | 9.4653 | 9.4653 | 9.4653 | 9.4653 | 9.4653 | 9.4653 | 16.0447 | 16.0447 | 16.0447 | 16.0447 | 16.0447 | 16.0447 | 16.0447 | 0.00064207 | 0.00064207 | 0.00064207 | 0.00064207 | 0.00064207 | 0.00064207 | 0.00064207 | 0 | 0 | 0 | 0 | 0 | 0 | 0 | 0 | 0 | 0 | 0 | 0 | 0 | 0 | 0 | 0 | -60.8337 | -60.8337 | -60.8337 | -60.8337 | -60.8337 | 0 | 0 | 0 | 0 | 0 | 0 | 0 | 0 | 0 | 17794.808 | 17794.808 | 17794.808 | 17794.808 | 17794.808 | 0 | 0 | 30163.9992 | 30163.9992 | 30163.9992 | 30163.9992 | 30163.9992 | 0 | 0 | 1.2071 | 1.2071 | 1.2071 | 1.2071 | 1.2071 | 0 | 0 | 0 | 0 | 0 | 0 | 0 | 9400 | 0 | -304.1683 | 0 | 88974.0399 | 150819.9961 | 6.0355 | 0 | TRUE | TRUE | TRUE | TRUE | TRUE | TRUE | TRUE
9 | DI-Faucet Aerator Low Flow - Bathroom | 1.0 GPM | Federal Standard 1994 Aerator - 2.2 GPM | Per Unit | Full Cost | 0 |  | 0 | 0 | 0 | Applied Multifamily cost estimates based on program development by Franklin Energy, Feb 2017 | Free | 0 | 0 | 3.99 | 73.1588 | 0.0048682 | 1.2162 | Potential Study Results: Engineering Calculation |  | 45.72% | [6 empty] | 1150 | 1150 | 1150 | 1150 | 1150 | 1150 | 1150 | Both | Residential | Single Family | Water Heat LE 55 Gal | Existing | Faucet Aerator Low Flow - Bathroom | 1.0 GPM | Federal Standard 1994 Aerator - 2.2 GPM | ResHotWater - SF Wtd | ResSFGasDHW | LGE Res | 10 | 10 | Database for Energy Efficient Resources (DEER), Summary of EUL Analysis, 2014 for "Faucet Aerators" measure | 100% | 79.29% | 41.43% | 0 | 0 | 0 | 0 | 0 | 0 | 0 | 0 | 0 | 0 | 0 | 0 | 0 | 0 | 0 | 0 | 0 | 0 | 0 | 0 | 0 | 3.99 | 3.99 | 3.99 | 3.99 | 3.99 | 3.99 | 3.99 | 58.0047 | 58.0047 | 58.0047 | 58.0047 | 58.0047 | 58.0047 | 58.0047 | 0.0038598 | 0.0038598 | 0.0038598 | 0.0038598 | 0.0038598 | 0.0038598 | 0.0038598 | 0.50387 | 0.50387 | 0.50387 | 0.50387 | 0.50387 | 0.50387 | 0.50387 | 0 | 0 | 0 | 0 | 0 | 0 | 0 | 0 | 0 | 0 | 0 | 0 | 0 | 0 | 0 | 0 | 0 | 0 | 0 | 0 | 0 | 4588.5 | 4588.5 | 4588.5 | 4588.5 | 4588.5 | 4588.5 | 4588.5 | 66705.3751 | 66705.3751 | 66705.3751 | 66705.3751 | 66705.3751 | 66705.3751 | 66705.3751 | 4.4387 | 4.4387 | 4.4387 | 4.4387 | 4.4387 | 4.4387 | 4.4387 | 579.4468 | 579.4468 | 579.4468 | 579.4468 | 579.4468 | 579.4468 | 579.4468 | 8050 | 0 | 0 | 0 | 32119.5 | 466937.6259 | 31.0712 | 4056.1276 | TRUE | TRUE | TRUE | TRUE | FALSE | TRUE | TRUE | 466937.6259 | okay
10 | DI-Faucet Aerator Low Flow - Kitchen | 1.0 GPM | Federal Standard 1994 Aerator - 2.2 GPM | Per Unit | Full Cost | 0 |  | 0 | 0 | 0 | Applied Multifamily cost estimates based on program development by Franklin Energy, Feb 2017 | Free | 0 | 0 | 5.24 | 205.7592 | 0.013692 | 3.0509 | Potential Study Results: Engineering Calculation |  | 14.81% | [6 empty] | 370 | 370 | 370 | 370 | 370 | 370 | 370 | Both | Residential | Single Family | Water Heat LE 55 Gal | Existing | Faucet Aerator Low Flow - Kitchen | 1.0 GPM | Federal Standard 1994 Aerator - 2.2 GPM | ResHotWater - SF Wtd | ResSFGasDHW | LGE Res | 10 | 10 | Database for Energy Efficient Resources (DEER), Summary of EUL Analysis, 2014 for "Faucet Aerators" measure | 100% | 79.29% | 41.43% | 0 | 0 | 0 | 0 | 0 | 0 | 0 | 0 | 0 | 0 | 0 | 0 | 0 | 0 | 0 | 0 | 0 | 0 | 0 | 0 | 0 | 5.24 | 5.24 | 5.24 | 5.24 | 5.24 | 5.24 | 5.24 | 163.1381 | 163.1381 | 163.1381 | 163.1381 | 163.1381 | 163.1381 | 163.1381 | 0.010856 | 0.010856 | 0.010856 | 0.010856 | 0.010856 | 0.010856 | 0.010856 | 1.2639 | 1.2639 | 1.2639 | 1.2639 | 1.2639 | 1.2639 | 1.2639 | 0 | 0 | 0 | 0 | 0 | 0 | 0 | 0 | 0 | 0 | 0 | 0 | 0 | 0 | 0 | 0 | 0 | 0 | 0 | 0 | 0 | 1938.8 | 1938.8 | 1938.8 | 1938.8 | 1938.8 | 1938.8 | 1938.8 | 60361.1139 | 60361.1139 | 60361.1139 | 60361.1139 | 60361.1139 | 60361.1139 | 60361.1139 | 4.0166 | 4.0166 | 4.0166 | 4.0166 | 4.0166 | 4.0166 | 4.0166 | 467.6514 | 467.6514 | 467.6514 | 467.6514 | 467.6514 | 467.6514 | 467.6514 | 2590 | 0 | 0 | 0 | 13571.6 | 422527.7974 | 28.1161 | 3273.5595 | TRUE | TRUE | TRUE | TRUE | TRUE | TRUE | TRUE
11 | DI-Low-Flow Showerhead | Low-Flow Showerhead - 1.5 GPM | Federal Standard 1994 Showerhead - 2.5 GPM | Per Unit | Full Cost | 0 |  | 0 | 0 | 0 | LG&E and KU Data: CAC (nonprofit): The cost for their standard 1.5 GPM is $13.72. SEEL: The cost for their standard 1.5 GPM is $18.00. Nexant: The cost for their standard 1.5 GPM is $6.87. | Free | 0 | 0 | 12.8633 | 448.1901 | 0.029824 | 10.2367 | Potential Study Results: Engineering Calculation |  | 61.24% | [6 empty] | 1540 | 1540 | 1540 | 1540 | 1540 | 1540 | 1540 | Both | Residential | Single Family | Water Heat LE 55 Gal | Existing | Low-Flow Showerhead | Low-Flow Showerhead - 1.5 GPM | Federal Standard 1994 Showerhead - 2.5 GPM | ResHotWater - SF Wtd | ResSFGasDHW | LGE Res | 10 | 10 | Database for Energy Efficient Resources (DEER), Summary of EUL Analysis, 2014 for "Low-Flow Showerhead" measure | 100% | 79.29% | 41.43% | 0 | 0 | 0 | 0 | 0 | 0 | 0 | 0 | 0 | 0 | 0 | 0 | 0 | 0 | 0 | 0 | 0 | 0 | 0 | 0 | 0 | 12.8633 | 12.8633 | 12.8633 | 12.8633 | 12.8633 | 12.8633 | 12.8633 | 355.3518 | 355.3518 | 355.3518 | 355.3518 | 355.3518 | 355.3518 | 355.3518 | 0.023646 | 0.023646 | 0.023646 | 0.023646 | 0.023646 | 0.023646 | 0.023646 | 4.2409 | 4.2409 | 4.2409 | 4.2409 | 4.2409 | 4.2409 | 4.2409 | 0 | 0 | 0 | 0 | 0 | 0 | 0 | 0 | 0 | 0 | 0 | 0 | 0 | 0 | 0 | 0 | 0 | 0 | 0 | 0 | 0 | 19809.5333 | 19809.5333 | 19809.5333 | 19809.5333 | 19809.5333 | 19809.5333 | 19809.5333 | 547241.8272 | 547241.8272 | 547241.8272 | 547241.8272 | 547241.8272 | 547241.8272 | 547241.8272 | 36.4149 | 36.4149 | 36.4149 | 36.4149 | 36.4149 | 36.4149 | 36.4149 | 6530.9096 | 6530.9096 | 6530.9096 | 6530.9096 | 6530.9096 | 6530.9096 | 6530.9096 | 10780 | 0 | 0 | 0 | 138666.7333 | 3830692.7907 | 254.9042 | 45716.3671 | TRUE | TRUE | TRUE | TRUE | TRUE | TRUE | TRUE
12 | DI-Pipe Insulation - Water Heater | R-4 Pipe Wrap | No Pipe Insulation | Per Unit | Full Cost | 0 |  | 0 | 0 | 0 | RSMeans Online; Louisville ,KY; Polyethylene closed cell foam tubing for a 3/4" iron pipe size assumed - Accessed 06/08/2016 | Free | 0 | 0 | 9.9 | 53.3333 | 0.0035489 | 1.2132 | Potential Study Results: Engineering Calculation and 5th Power Plan |  | 17.77% | [6 empty] | 450 | 450 | 450 | 450 | 450 | 450 | 450 | Both | Residential | Single Family | Water Heat LE 55 Gal | Existing | Pipe Insulation - Water Heater | R-4 Pipe Wrap | No Pipe Insulation | ResHotWater - SF Wtd | ResSFGasDHW | LGE Res | 13 | 13 | Database for Energy Efficient Resources (DEER), Summary of EUL Analysis, 2014 for "Pipe Insulation - Electric Water Heater" measure | 100% | 79.29% | 41.43% | 0 | 0 | 0 | 0 | 0 | 0 | 0 | 0 | 0 | 0 | 0 | 0 | 0 | 0 | 0 | 0 | 0 | 0 | 0 | 0 | 0 | 9.9 | 9.9 | 9.9 | 9.9 | 9.9 | 9.9 | 9.9 | 42.2858 | 42.2858 | 42.2858 | 42.2858 | 42.2858 | 42.2858 | 42.2858 | 0.0028138 | 0.0028138 | 0.0028138 | 0.0028138 | 0.0028138 | 0.0028138 | 0.0028138 | 0.50261 | 0.50261 | 0.50261 | 0.50261 | 0.50261 | 0.50261 | 0.50261 | 0 | 0 | 0 | 0 | 0 | 0 | 0 | 0 | 0 | 0 | 0 | 0 | 0 | 0 | 0 | 0 | 0 | 0 | 0 | 0 | 0 | 4455 | 4455 | 4455 | 4455 | 4455 | 4455 | 4455 | 19028.6325 | 19028.6325 | 19028.6325 | 19028.6325 | 19028.6325 | 19028.6325 | 19028.6325 | 1.2662 | 1.2662 | 1.2662 | 1.2662 | 1.2662 | 1.2662 | 1.2662 | 226.1734 | 226.1734 | 226.1734 | 226.1734 | 226.1734 | 226.1734 | 226.1734 | 3150 | 0 | 0 | 0 | 31185 | 133200.4274 | 8.8635 | 1583.2141 | TRUE | TRUE | TRUE | TRUE | TRUE | TRUE | TRUE
13 | DI-Programmable Thermostat | Programmable Thermostat | Manual Thermostat | Per Unit | Full Cost | 0 |  | 0 | 0 | 0 | Company cost estimates based on program estimates | Free | 0 | 0 | 30 | 102.008 | 0 | 8.642 | Potential Study Results: Pennsylvania 2017 TRM Protocol for Smart Thermostats; based on numerous recent evaluations and studies. Assuming installation of thermostat by consumer. |  | 0.9879% | [6 empty] | 20 | 20 | 20 | 20 | 20 | 20 | 20 | Both | Residential | Single Family | Cool Central | Existing | Programmable Thermostat | Programmable Thermostat | Manual Thermostat | ResCooling - SF Wtd | ResSFGasHeat | LGE Res | 11 | 11 | Database for Energy Efficient Resources (DEER), Summary of EUL Analysis, 2014 for "Programmable Thermostat" measure | 100% | 100% | 100% | 0 | 0 | 0 | 0 | 0 | 0 | 0 | 0 | 0 | 0 | 0 | 0 | 0 | 0 | 0 | 0 | 0 | 0 | 0 | 0 | 0 | 30 | 30 | 30 | 30 | 30 | 30 | 30 | 102.008 | 102.008 | 102.008 | 102.008 | 102.008 | 102.008 | 102.008 | 0 | 0 | 0 | 0 | 0 | 0 | 0 | 8.642 | 8.642 | 8.642 | 8.642 | 8.642 | 8.642 | 8.642 | 0 | 0 | 0 | 0 | 0 | 0 | 0 | 0 | 0 | 0 | 0 | 0 | 0 | 0 | 0 | 0 | 0 | 0 | 0 | 0 | 0 | 600 | 600 | 600 | 600 | 600 | 600 | 600 | 2040.1603 | 2040.1603 | 2040.1603 | 2040.1603 | 2040.1603 | 2040.1603 | 2040.1603 | 0 | 0 | 0 | 0 | 0 | 0 | 0 | 172.8409 | 172.8409 | 172.8409 | 172.8409 | 172.8409 | 172.8409 | 172.8409 | 140 | 0 | 0 | 0 | 4200 | 14281.1222 | 0 | 1209.8865 | TRUE | TRUE | TRUE | TRUE | TRUE | TRUE | TRUE
14 | Appliance-Dryer - ENERGY STAR | ENERGY STAR Dryer - CEF 3.93 (Electric Dryer) | Federal Standard 2016 Dryer - EF 3.73 (Electric Dryer) | Per Unit | Incremental Cost | 40 |  | 40 | 0 | 20 | ENERGY STAR Appliances Calculator - Accessed 05/19/2016 | NA | 20 | 0 | 0 | 160.2341 | 0.020139 | 0 | Potential Study Results: ENERGY STAR Appliances Calculator - Accessed 05/19/2016; Calculations using ENERGY STAR appliances calculator |  | 0% | [6 empty] | 0 | 0 | 0 | 0 | 0 | 0 | 0 | Electric | Residential | Single Family | Dryer | Existing | Dryer - ENERGY STAR | Measure Description | Base Equipment | ResElecDryer - SF Wtd | ResSFGasDryer | LGE Res | 11 | 11 | ENERGY STAR Appliances Calculator - Accessed 05/19/2016 | 100% | 100% | 0% | 40 | 40 | 40 | 40 | 40 | 40 | 40 | 0 | 0 | 0 | 0 | 0 | 0 | 0 | 20 | 20 | 20 | 20 | 20 | 20 | 20 | 0 | 0 | 0 | 0 | 0 | 0 | 0 | 160.2341 | 160.2341 | 160.2341 | 160.2341 | 160.2341 | 160.2341 | 160.2341 | 0.020139 | 0.020139 | 0.020139 | 0.020139 | 0.020139 | 0.020139 | 0.020139 | 0 | 0 | 0 | 0 | 0 | 0 | 0 | 0 | 0 | 0 | 0 | 0 | 0 | 0 | 0 | 0 | 0 | 0 | 0 | 0 | 0 | 0 | 0 | 0 | 0 | 0 | 0 | 0 | 0 | 0 | 0 | 0 | 0 | 0 | 0 | 0 | 0 | 0 | 0 | 0 | 0 | 0 | 0 | 0 | 0 | 0 | 0 | 0 | 0 | 0 | 0 | 0 | 0 | 0 | 0 | 0 | 0 | 0 | 0 | 0 | 0 | 0 | 0 | 0 | TRUE | TRUE | TRUE | TRUE | TRUE | TRUE | TRUE
15 | Appliance-Dryer - ENERGY STAR | ENERGY STAR Dryer - CEF 3.48 (Gas Dryer) | Federal Standard 2016 Dryer - EF 3.30 (Gas Dryer) | Per Unit | Incremental Cost | 40 |  | 40 | 0 | 20 | ENERGY STAR Appliances Calculator - Accessed 05/19/2016 | NA | 20 | 0 | 0 | 0 | 0 | 5.3041 | Potential Study Results: ENERGY STAR Appliances Calculator - Accessed 05/19/2016; Calculations using ENERGY STAR appliances calculator |  | 0% | [6 empty] | 0 | 0 | 0 | 0 | 0 | 0 | 0 | Gas | Residential | Single Family | Dryer | Existing | Dryer - ENERGY STAR | ENERGY STAR Dryer - CEF 3.48 (Gas Dryer) | Federal Standard 2016 Dryer - EF 3.30 (Gas Dryer) | ResElecDryer - SF Wtd | ResSFGasDryer | LGE Res | 11 | 11 | ENERGY STAR Appliances Calculator - Accessed 05/19/2016 | 100% | 0% | 100% | 40 | 40 | 40 | 40 | 40 | 40 | 40 | 0 | 0 | 0 | 0 | 0 | 0 | 0 | 20 | 20 | 20 | 20 | 20 | 20 | 20 | 0 | 0 | 0 | 0 | 0 | 0 | 0 | 0 | 0 | 0 | 0 | 0 | 0 | 0 | 0 | 0 | 0 | 0 | 0 | 0 | 0 | 5.3041 | 5.3041 | 5.3041 | 5.3041 | 5.3041 | 5.3041 | 5.3041 | 0 | 0 | 0 | 0 | 0 | 0 | 0 | 0 | 0 | 0 | 0 | 0 | 0 | 0 | 0 | 0 | 0 | 0 | 0 | 0 | 0 | 0 | 0 | 0 | 0 | 0 | 0 | 0 | 0 | 0 | 0 | 0 | 0 | 0 | 0 | 0 | 0 | 0 | 0 | 0 | 0 | 0 | 0 | 0 | 0 | 0 | 0 | 0 | 0 | 0 | 0 | 0 | 0 | 0 | 0 | 0 | 0 | TRUE | TRUE | TRUE | TRUE | TRUE | TRUE | TRUE
16 | Appliance-Freezer - ENERGY STAR | ENERGY STAR Freezer | Federal Standard 2015 Freezer | Per Unit | Incremental Cost | 6.61 |  | 6.61 | 0 | 3.305 | As referenced in SWE 2014 potential study, Regional Technical Forum Freezers v2.2 (Regional Technical Forum (RTF): Accessed from <http://www.nwcouncil.org/energy/rtf/measures/Default.asp>) | NA | 15 | 0 | 0 | 35.0506 | 0.0049027 | 0 | Potential Study Results: Below Standard Freezer: Calculated based on maximum allowed kWh/yr abiding by the outdated 1997 Federal Standards and using the average volume found in the ENERGY STAR Appliance Calculator, accessed 9/8/2015: http://www.energystar.gov/sites/default/files/a |  | 0.08331% | [6 empty] | 0 | 0 | 0 | 0 | 0 | 0 | 0 | Electric | Residential | Single Family | Freezer | Existing | Freezer - ENERGY STAR | Measure Description | Base Equipment | ResFreezer - SF Wtd |  | LGE Res | 12 | 12 | ENERGY STAR Appliances Calculator - Accessed 06/08/2016; https://www.energystar.gov/sites/default/files/asset/document/appliance_calculator.xlsx | 100% | 100% | 0% | 6.61 | 6.61 | 6.61 | 6.61 | 6.61 | 6.61 | 6.61 | 0 | 0 | 0 | 0 | 0 | 0 | 0 | 15 | 15 | 15 | 15 | 15 | 15 | 15 | 0 | 0 | 0 | 0 | 0 | 0 | 0 | 35.0506 | 35.0506 | 35.0506 | 35.0506 | 35.0506 | 35.0506 | 35.0506 | 0.0049027 | 0.0049027 | 0.0049027 | 0.0049027 | 0.0049027 | 0.0049027 | 0.0049027 | 0 | 0 | 0 | 0 | 0 | 0 | 0 | 0 | 0 | 0 | 0 | 0 | 0 | 0 | 0 | 0 | 0 | 0 | 0 | 0 | 0 | 0 | 0 | 0 | 0 | 0 | 0 | 0 | 0 | 0 | 0 | 0 | 0 | 0 | 0 | 0 | 0 | 0 | 0 | 0 | 0 | 0 | 0 | 0 | 0 | 0 | 0 | 0 | 0 | 0 | 0 | 0 | 0 | 0 | 0 | 0 | 0 | 0 | 0 | 0 | 0 | 0 | 0 | 0 | TRUE | TRUE | TRUE | TRUE | TRUE | TRUE | TRUE
17 | Appliance-Refrigerator - ENERGY STAR | ENERGY STAR Refrigerator | Federal Standard 2015 Refrigerator | Per Unit | Incremental Cost | 56.8379 |  | 56.8379 | 0 | 28.4189 | Ratio-adjusted based on magnitude of kWh/yr savings; Incremental Cost of CEE Tier 2 = Incremental Cost of ENERGY STAR x {(?kWh/yr of CEE Tier 2) / (?kWh/yr of Federal Standard)} | NA | 30 | 0 | 0 | 47.7087 | 0.0058131 | 0 | Potential Study Results: Engineering calculation based on ENERGY STAR Appliance Calculator and CEE Efficiency Specfications |  | 1.595% | [6 empty] | 40 | 40 | 40 | 40 | 40 | 40 | 40 | Electric | Residential | Single Family | Refrigerator | Existing | Refrigerator - ENERGY STAR | Measure Description | Base Equipment | ResRefrig - SF Wtd |  | LGE Res | 12 | 12 | ENERGY STAR Appliances Calculator - Accessed 06/08/2016; https://www.energystar.gov/sites/default/files/asset/document/appliance_calculator.xlsx | 100% | 100% | 0% | 56.8379 | 56.8379 | 56.8379 | 56.8379 | 56.8379 | 56.8379 | 56.8379 | 0 | 0 | 0 | 0 | 0 | 0 | 0 | 30 | 30 | 30 | 30 | 30 | 30 | 30 | 0 | 0 | 0 | 0 | 0 | 0 | 0 | 47.7087 | 47.7087 | 47.7087 | 47.7087 | 47.7087 | 47.7087 | 47.7087 | 0.0058131 | 0.0058131 | 0.0058131 | 0.0058131 | 0.0058131 | 0.0058131 | 0.0058131 | 0 | 0 | 0 | 0 | 0 | 0 | 0 | 2273.516 | 2273.516 | 2273.516 | 2273.516 | 2273.516 | 2273.516 | 2273.516 | 0 | 0 | 0 | 0 | 0 | 0 | 0 | 1200 | 1200 | 1200 | 1200 | 1200 | 1200 | 1200 | 0 | 0 | 0 | 0 | 0 | 0 | 0 | 1908.3491 | 1908.3491 | 1908.3491 | 1908.3491 | 1908.3491 | 1908.3491 | 1908.3491 | 0.23253 | 0.23253 | 0.23253 | 0.23253 | 0.23253 | 0.23253 | 0.23253 | 0 | 0 | 0 | 0 | 0 | 0 | 0 | 280 | 15914.612 | 0 | 8400 | 0 | 13358.4435 | 1.6277 | 0 | TRUE | TRUE | TRUE | TRUE | TRUE | TRUE | TRUE
18 | Appliance-Clothes Washer (Front Loading) - ENERGY STAR | ENERGY STAR Clothes Washer (Front Loading) - IMEF 2.38 and IWF 3.7 (Electric DHW & Dryer) | Federal Standard 2018 Clothes Washer (Front Loading) - IMEF 1.84 and IWF 4.7 (Electric DHW & Dryer) | Per Unit | Incremental Cost | 28.0116 |  | 28.0116 | 0 | 14.0058 | Based on online research from various retailers: Best Buy, Lowes, Home Depot and Sears. Reviewed all possible models found on these retailers websites. Mapped model numbers to ENERGY STAR qualified product list. Engineering calculation to interpolate costs | NA | 15 | 0 | 0 | 150.5126 | 0 | 0 | Potential Study Results: Calculations based on ENERGY STAR Appliances Calculator. Accessed 06.07.2016 |  | 1.083% | [6 empty] | 30 | 30 | 30 | 30 | 30 | 30 | 30 | Electric | Residential | Single Family | Water Heat LE 55 Gal | Existing | Clothes Washer (Front Loading) - ENERGY STAR | ENERGY STAR Clothes Washer (Front Loading) - IMEF 2.38 and IWF 3.7 (Electric DHW & Dryer) | Federal Standard 2018 Clothes Washer (Front Loading) - IMEF 1.84 and IWF 4.7 (Electric DHW & Dryer) | ResHotWater - SF Wtd | ResSFGasDHW | LGE Res | 11 | 11 | ENERGY STAR Appliances Calculator - Accessed 06/07/2016 | 100% | 100% | 0% | 28.0116 | 28.0116 | 28.0116 | 28.0116 | 28.0116 | 28.0116 | 28.0116 | 0 | 0 | 0 | 0 | 0 | 0 | 0 | 15 | 15 | 15 | 15 | 15 | 15 | 15 | 0 | 0 | 0 | 0 | 0 | 0 | 0 | 150.5126 | 150.5126 | 150.5126 | 150.5126 | 150.5126 | 150.5126 | 150.5126 | 0 | 0 | 0 | 0 | 0 | 0 | 0 | 0 | 0 | 0 | 0 | 0 | 0 | 0 | 840.3487 | 840.3487 | 840.3487 | 840.3487 | 840.3487 | 840.3487 | 840.3487 | 0 | 0 | 0 | 0 | 0 | 0 | 0 | 450 | 450 | 450 | 450 | 450 | 450 | 450 | 0 | 0 | 0 | 0 | 0 | 0 | 0 | 4515.3772 | 4515.3772 | 4515.3772 | 4515.3772 | 4515.3772 | 4515.3772 | 4515.3772 | 0 | 0 | 0 | 0 | 0 | 0 | 0 | 0 | 0 | 0 | 0 | 0 | 0 | 0 | 210 | 5882.4407 | 0 | 3150 | 0 | 31607.6403 | 0 | 0 | TRUE | TRUE | TRUE | TRUE | TRUE | TRUE | TRUE
19 | Appliance-Clothes Washer (Top Loading) - ENERGY STAR | ENERGY STAR Clothes Washer (Top Loading) - IMEF 2.06 and IWF 4.3 (Electric DHW & Dryer) | Federal Standard 2018 Clothes Washer (Top Loading) - IMEF 1.57 and IWF 6.5 (Electric DHW & Dryer) | Per Unit | Incremental Cost | 95.8103 |  | 95.8103 | 0 | 47.9051 | Based on online research from various retailers: Best Buy, Lowes, Home Depot and Sears. Reviewed all possible models found on these retailers websites. Mapped model numbers to ENERGY STAR qualified product list. Engineering calculation to interpolate costs | NA | 50 | 0 | 0 | 396.5651 | 0 | 0 | Potential Study Results: Calculations based on ENERGY STAR Appliances Calculator. Accessed 06.07.2016 |  | 0% | [6 empty] | 0 | 0 | 0 | 0 | 0 | 0 | 0 | Electric | Residential | Single Family | Water Heat LE 55 Gal | Existing | Clothes Washer (Top Loading) - ENERGY STAR | ENERGY STAR Clothes Washer (Top Loading) - IMEF 2.06 and IWF 4.3 (Electric DHW & Dryer) | Federal Standard 2018 Clothes Washer (Top Loading) - IMEF 1.57 and IWF 6.5 (Electric DHW & Dryer) | ResHotWater - SF Wtd | ResSFGasDHW | LGE Res | 11 | 11 | ENERGY STAR Appliances Calculator - Accessed 06/07/2016 | 100% | 100% | 0% | 95.8103 | 95.8103 | 95.8103 | 95.8103 | 95.8103 | 95.8103 | 95.8103 | 0 | 0 | 0 | 0 | 0 | 0 | 0 | 50 | 50 | 50 | 50 | 50 | 50 | 50 | 0 | 0 | 0 | 0 | 0 | 0 | 0 | 396.5651 | 396.5651 | 396.5651 | 396.5651 | 396.5651 | 396.5651 | 396.5651 | 0 | 0 | 0 | 0 | 0 | 0 | 0 | 0 | 0 | 0 | 0 | 0 | 0 | 0 | 0 | 0 | 0 | 0 | 0 | 0 | 0 | 0 | 0 | 0 | 0 | 0 | 0 | 0 | 0 | 0 | 0 | 0 | 0 | 0 | 0 | 0 | 0 | 0 | 0 | 0 | 0 | 0 | 0 | 0 | 0 | 0 | 0 | 0 | 0 | 0 | 0 | 0 | 0 | 0 | 0 | 0 | 0 | 0 | 0 | 0 | 0 | 0 | 0 | 0 | 0 | 0 | 0 | 0 | 0 | 0 | 0 | TRUE | TRUE | TRUE | TRUE | TRUE | TRUE | TRUE
20 | Appliance-Clothes Washer (Front Loading) - ENERGY STAR | ENERGY STAR Clothes Washer (Front Loading) - IMEF 2.38 and IWF 3.7 (Gas DHW & Dryer) | Federal Standard 2018 Clothes Washer (Front Loading) - IMEF 1.84 and IWF 4.7 (Gas DHW & Dryer) | Per Unit | Incremental Cost | 28.0116 |  | 28.0116 | 0 | 14.0058 | Based on online research from various retailers: Best Buy, Lowes, Home Depot and Sears. Reviewed all possible models found on these retailers websites. Mapped model numbers to ENERGY STAR qualified product list. Engineering calculation to interpolate costs | NA | 15 | 0 | 0 | 0 | 0 | 5.9196 | Potential Study Results: Engineering calculations based on ENERGY STAR Appliances Calculator. Accessed 06.07.2016 |  | 1.083% | [6 empty] | 30 | 30 | 30 | 30 | 30 | 30 | 30 | Gas | Residential | Single Family | Water Heat LE 55 Gal | Existing | Clothes Washer (Front Loading) - ENERGY STAR | ENERGY STAR Clothes Washer (Front Loading) - IMEF 2.38 and IWF 3.7 (Gas DHW & Dryer) | Federal Standard 2018 Clothes Washer (Front Loading) - IMEF 1.84 and IWF 4.7 (Gas DHW & Dryer) | ResHotWater - SF Wtd | ResSFGasDHW | LGE Res | 11 | 11 | ENERGY STAR Appliances Calculator - Accessed 06/07/2016 | 100% | 0% | 100% | 28.0116 | 28.0116 | 28.0116 | 28.0116 | 28.0116 | 28.0116 | 28.0116 | 0 | 0 | 0 | 0 | 0 | 0 | 0 | 15 | 15 | 15 | 15 | 15 | 15 | 15 | 0 | 0 | 0 | 0 | 0 | 0 | 0 | 0 | 0 | 0 | 0 | 0 | 0 | 0 | 0 | 0 | 0 | 0 | 0 | 0 | 0 | 5.9196 | 5.9196 | 5.9196 | 5.9196 | 5.9196 | 5.9196 | 5.9196 | 840.3487 | 840.3487 | 840.3487 | 840.3487 | 840.3487 | 840.3487 | 840.3487 | 0 | 0 | 0 | 0 | 0 | 0 | 0 | 450 | 450 | 450 | 450 | 450 | 450 | 450 | 0 | 0 | 0 | 0 | 0 | 0 | 0 | 0 | 0 | 0 | 0 | 0 | 0 | 0 | 0 | 0 | 0 | 0 | 0 | 0 | 0 | 177.5882 | 177.5882 | 177.5882 | 177.5882 | 177.5882 | 177.5882 | 177.5882 | 210 | 5882.4407 | 0 | 3150 | 0 | 0 | 0 | 1243.1173 | TRUE | TRUE | TRUE | TRUE | TRUE | TRUE | TRUE
21 | Appliance-Clothes Washer (Top Loading) - ENERGY STAR | ENERGY STAR Clothes Washer (Top Loading) - IMEF 2.06 and IWF 4.3 (Gas DHW & Dryer) | Federal Standard 2018 Clothes Washer (Top Loading) - IMEF 1.57 and IWF 6.5 (Gas DHW & Dryer) | Per Unit | Incremental Cost | 95.8103 |  | 95.8103 | 0 | 47.9051 | Based on online research from various retailers: Best Buy, Lowes, Home Depot and Sears. Reviewed all possible models found on these retailers websites. Mapped model numbers to ENERGY STAR qualified product list. Engineering calculation to interpolate costs | NA | 50 | 0 | 0 | 0 | 0 | 15.7234 | Potential Study Results: Engineering calculations based on ENERGY STAR Appliances Calculator. Accessed 06.07.2016 |  | 0% | [6 empty] | 0 | 0 | 0 | 0 | 0 | 0 | 0 | Gas | Residential | Single Family | Water Heat LE 55 Gal | Existing | Clothes Washer (Top Loading) - ENERGY STAR | ENERGY STAR Clothes Washer (Top Loading) - IMEF 2.06 and IWF 4.3 (Gas DHW & Dryer) | Federal Standard 2018 Clothes Washer (Top Loading) - IMEF 1.57 and IWF 6.5 (Gas DHW & Dryer) | ResHotWater - SF Wtd | ResSFGasDHW | LGE Res | 11 | 11 | ENERGY STAR Appliances Calculator - Accessed 06/07/2016 | 100% | 0% | 100% | 95.8103 | 95.8103 | 95.8103 | 95.8103 | 95.8103 | 95.8103 | 95.8103 | 0 | 0 | 0 | 0 | 0 | 0 | 0 | 50 | 50 | 50 | 50 | 50 | 50 | 50 | 0 | 0 | 0 | 0 | 0 | 0 | 0 | 0 | 0 | 0 | 0 | 0 | 0 | 0 | 0 | 0 | 0 | 0 | 0 | 0 | 0 | 15.7234 | 15.7234 | 15.7234 | 15.7234 | 15.7234 | 15.7234 | 15.7234 | 0 | 0 | 0 | 0 | 0 | 0 | 0 | 0 | 0 | 0 | 0 | 0 | 0 | 0 | 0 | 0 | 0 | 0 | 0 | 0 | 0 | 0 | 0 | 0 | 0 | 0 | 0 | 0 | 0 | 0 | 0 | 0 | 0 | 0 | 0 | 0 | 0 | 0 | 0 | 0 | 0 | 0 | 0 | 0 | 0 | 0 | 0 | 0 | 0 | 0 | 0 | 0 | 0 | 0 | 0 | 0 | 0 | TRUE | TRUE | TRUE | TRUE | TRUE | TRUE | TRUE
22 | Appliance-Dishwasher - ENERGY STAR | ENERGY STAR Dishwasher - 270 kWh/yr and 3.55 gal/cycle | Federal Standard 2014 Dishwasher - 307 kWh/yr and 5.0 gal/cycle | Per Unit | Incremental Cost | 9.3725 |  | 9.3725 | 0 | 4.6863 | ENERGY STAR Appliance Calculator, accessed 6/13/2016: http://www.energystar.gov/sites/default/files/asset/document/appliance_calculator.xlsx | NA | 15 | 0 | 0 | 36.5803 | 0.0024341 | 0.95421 | Potential Study Results: ENERGY STAR Appliance Calculator, accessed 6/13/2016: http://www.energystar.gov/sites/default/files/asset/document/appliance_calculator.xlsx. Also provided in Measure Description |  | 1.083% | [6 empty] | 30 | 30 | 30 | 30 | 30 | 30 | 30 | Both | Residential | Single Family | Water Heat LE 55 Gal | Existing | Dishwasher - ENERGY STAR | ENERGY STAR Dishwasher - 270 kWh/yr and 3.55 gal/cycle | Federal Standard 2014 Dishwasher - 307 kWh/yr and 5.0 gal/cycle | ResHotWater - SF Wtd | ResSFGasDHW | LGE Res | 10 | 10 | ENERGY STAR Appliance Calculator, accessed 6/13/2016: http://www.energystar.gov/sites/default/files/asset/document/appliance_calculator.xlsx | 100% | 79.29% | 41.43% | 9.3725 | 9.3725 | 9.3725 | 9.3725 | 9.3725 | 9.3725 | 9.3725 | 0 | 0 | 0 | 0 | 0 | 0 | 0 | 15 | 15 | 15 | 15 | 15 | 15 | 15 | 0 | 0 | 0 | 0 | 0 | 0 | 0 | 29.0031 | 29.0031 | 29.0031 | 29.0031 | 29.0031 | 29.0031 | 29.0031 | 0.0019299 | 0.0019299 | 0.0019299 | 0.0019299 | 0.0019299 | 0.0019299 | 0.0019299 | 0.39531 | 0.39531 | 0.39531 | 0.39531 | 0.39531 | 0.39531 | 0.39531 | 281.175 | 281.175 | 281.175 | 281.175 | 281.175 | 281.175 | 281.175 | 0 | 0 | 0 | 0 | 0 | 0 | 0 | 450 | 450 | 450 | 450 | 450 | 450 | 450 | 0 | 0 | 0 | 0 | 0 | 0 | 0 | 870.0917 | 870.0917 | 870.0917 | 870.0917 | 870.0917 | 870.0917 | 870.0917 | 0.057898 | 0.057898 | 0.057898 | 0.057898 | 0.057898 | 0.057898 | 0.057898 | 11.8593 | 11.8593 | 11.8593 | 11.8593 | 11.8593 | 11.8593 | 11.8593 | 210 | 1968.225 | 0 | 3150 | 0 | 6090.6418 | 0.40529 | 83.0151 | TRUE | TRUE | TRUE | TRUE | TRUE | TRUE | TRUE
23 | HVAC-DWH-Central Air Conditioner - ENERGY STAR | ENERGY STAR Central Air Conditioner - SEER/EER 15/12.5 (Split System) | Federal Standard 2015 Central Air Conditioner - SEER/EER 14/12 (Split System) | Per Unit | Incremental Cost | 417.933 |  | 417.933 | 0 | 208.9665 | 2012 - Cadmus Analysis of Installed Cost Data from Rebate Applications | NA | 210 | 0 | 0 | 202.0022 | 0.16284 | 0 | Potential Study Results: End use usage based on prototypical building simulations adjusted by CDD to the region. |  | 0% | [6 empty] | 0 | 0 | 0 | 0 | 0 | 0 | 0 | Electric | Residential | Single Family | Cool Central | Existing | Central Air Conditioner - ENERGY STAR | Measure Description | Base Equipment | ResCooling - SF Wtd |  | LGE Res | 15 | 15 | DEER 2014 EUL Database for the measure "High Efficiency Air Conditioner (package and split systems)", accessed 6/7/2016: http://www.deeresources.com/files/DEER2013codeUpdate/download/DEER2014-EUL-table-update_2014-02-05.xlsx | 100% | 100% | 0% | 417.933 | 417.933 | 417.933 | 417.933 | 417.933 | 417.933 | 417.933 | 0 | 0 | 0 | 0 | 0 | 0 | 0 | 210 | 210 | 210 | 210 | 210 | 210 | 210 | 0 | 0 | 0 | 0 | 0 | 0 | 0 | 202.0022 | 202.0022 | 202.0022 | 202.0022 | 202.0022 | 202.0022 | 202.0022 | 0.16284 | 0.16284 | 0.16284 | 0.16284 | 0.16284 | 0.16284 | 0.16284 | 0 | 0 | 0 | 0 | 0 | 0 | 0 | 0 | 0 | 0 | 0 | 0 | 0 | 0 | 0 | 0 | 0 | 0 | 0 | 0 | 0 | 0 | 0 | 0 | 0 | 0 | 0 | 0 | 0 | 0 | 0 | 0 | 0 | 0 | 0 | 0 | 0 | 0 | 0 | 0 | 0 | 0 | 0 | 0 | 0 | 0 | 0 | 0 | 0 | 0 | 0 | 0 | 0 | 0 | 0 | 0 | 0 | 0 | 0 | 0 | 0 | 0 | 0 | 0 | TRUE | TRUE | TRUE | TRUE | TRUE | TRUE | TRUE
24 | HVAC-DWH-Central Cooling - Evaporative Cooler | Evaporative Cooler | Federal Standard 2015 Central Air Conditioner - SEER/EER 14/12 (Split System) | Per Unit | Incremental Cost | -1872.0323 |  | -1872.0323 | 0 | -936.0162 | Xcel TRM 2015/2016 Demand-Side Management Plan pg. 472; PSCC Proceding No. 14A-1057EG, High Efficiency Air Conditioning, Accessed 6/7/2016 - https://www.xcelenergy.com/staticfiles/xe/Regulatory/Regulatory%20PDFs/EvaporativeCoolingEvaluationFile.pdf. A two- | NA | 15 | 0 | 0 | 2643.4073 | 2.1309 | 0 | Potential Study Results: End use usage based on prototypical building simulations adjusted by CDD to the region. |  | 0% | [6 empty] | 0 | 0 | 0 | 0 | 0 | 0 | 0 | Electric | Residential | Single Family | Cool Central | Existing | Central Cooling - Evaporative Cooler | Measure Description | Base Equipment | ResCooling - SF Wtd |  | LGE Res | 15 | 15 | Assuming same as CAC - DEER 2014 EUL Database for the measure "High Efficiency Air Conditioner (package and split systems)", accessed 6/7/2016: http://www.deeresources.com/files/DEER2013codeUpdate/download/DEER2014-EUL-table-update_2014-02-05.xlsx | 100% | 100% | 0% | -1872.0323 | -1872.0323 | -1872.0323 | -1872.0323 | -1872.0323 | -1872.0323 | -1872.0323 | 0 | 0 | 0 | 0 | 0 | 0 | 0 | 15 | 15 | 15 | 15 | 15 | 15 | 15 | 0 | 0 | 0 | 0 | 0 | 0 | 0 | 2643.4073 | 2643.4073 | 2643.4073 | 2643.4073 | 2643.4073 | 2643.4073 | 2643.4073 | 2.1309 | 2.1309 | 2.1309 | 2.1309 | 2.1309 | 2.1309 | 2.1309 | 0 | 0 | 0 | 0 | 0 | 0 | 0 | 0 | 0 | 0 | 0 | 0 | 0 | 0 | 0 | 0 | 0 | 0 | 0 | 0 | 0 | 0 | 0 | 0 | 0 | 0 | 0 | 0 | 0 | 0 | 0 | 0 | 0 | 0 | 0 | 0 | 0 | 0 | 0 | 0 | 0 | 0 | 0 | 0 | 0 | 0 | 0 | 0 | 0 | 0 | 0 | 0 | 0 | 0 | 0 | 0 | 0 | 0 | 0 | 0 | 0 | 0 | 0 | 0 | TRUE | TRUE | TRUE | TRUE | TRUE | TRUE | TRUE
25 | HVAC-DWH-Heat Pump - Air Source ENERGY STAR | Air Source Heat Pump - SEER/EER 15/12.5 and HSPF 8.5 (Split System) (CEE Tier 1) | Federal Standard 2015 Air Source Heat Pump - SEER/EER 14/12 and HSPF 8.2 (Split System) | Per Unit | Incremental Cost | 340.28 |  | 340.28 | 0 | 170.14 | 2012 - Cadmus Evaluation of a Mid-Atlantic Utility Program | NA | 170 | 0 | 0 | 420.5428 | 0.33901 | 0 | Potential Study Results: End use usage based on prototypical building simulations adjusted by HDD to the region. |  | 0% | [6 empty] | 0 | 0 | 0 | 0 | 0 | 0 | 0 | Electric | Residential | Single Family | Heat Pump | Existing | Heat Pump - Air Source CEE Tier 1 | Measure Description | Base Equipment | ResCooling - SF Wtd |  | LGE Res | 15 | 15 | DEER 2014 EUL Database for the measure "Heat Pumps", accessed 6/1/2016: http://www.deeresources.com/files/DEER2013codeUpdate/download/DEER2014-EUL-table-update_2014-02-05.xlsx | 100% | 100% | 0% | 340.28 | 340.28 | 340.28 | 340.28 | 340.28 | 340.28 | 340.28 | 0 | 0 | 0 | 0 | 0 | 0 | 0 | 170 | 170 | 170 | 170 | 170 | 170 | 170 | 0 | 0 | 0 | 0 | 0 | 0 | 0 | 420.5428 | 420.5428 | 420.5428 | 420.5428 | 420.5428 | 420.5428 | 420.5428 | 0.33901 | 0.33901 | 0.33901 | 0.33901 | 0.33901 | 0.33901 | 0.33901 | 0 | 0 | 0 | 0 | 0 | 0 | 0 | 0 | 0 | 0 | 0 | 0 | 0 | 0 | 0 | 0 | 0 | 0 | 0 | 0 | 0 | 0 | 0 | 0 | 0 | 0 | 0 | 0 | 0 | 0 | 0 | 0 | 0 | 0 | 0 | 0 | 0 | 0 | 0 | 0 | 0 | 0 | 0 | 0 | 0 | 0 | 0 | 0 | 0 | 0 | 0 | 0 | 0 | 0 | 0 | 0 | 0 | 0 | 0 | 0 | 0 | 0 | 0 | 0 | TRUE | TRUE | TRUE | TRUE | TRUE | TRUE | TRUE
26 | HVAC-DWH-Heat Pump - Ground Source ENERGY STAR | ENERGY STAR Ground Source Heat Pump - EER 17.1 and 3.6 COP (Split System) | Federal Standard 2015 Air Source Heat Pump - SEER/EER 14/12 and HSPF 8.2 (Split System) | Per Unit | Incremental Cost | 6893.316 |  | 6893.316 | 0 | 3446.658 | 2008 - Indiana - GHP Program Report | NA | 300 | 0 | 0 | 2962.0422 | 2.3878 | 0 | Potential Study Results: End use usage based on prototypical building simulations adjusted by HDD to the region. |  | 0% | [6 empty] | 0 | 0 | 0 | 0 | 0 | 0 | 0 | Electric | Residential | Single Family | Heat Pump | Existing | Heat Pump - Ground Source ENERGY STAR | Measure Description | Base Equipment | ResCooling - SF Wtd |  | LGE Res | 20 | 20 | Regional Technical Forum, "Ground Source Heta Pump Upgrades" measure workbook v2.3, accessed 6/1/2016: http://rtf.nwcouncil.org/measures/res/ResGSHP_v2_3.xlsm | 100% | 100% | 0% | 6893.316 | 6893.316 | 6893.316 | 6893.316 | 6893.316 | 6893.316 | 6893.316 | 0 | 0 | 0 | 0 | 0 | 0 | 0 | 300 | 300 | 300 | 300 | 300 | 300 | 300 | 0 | 0 | 0 | 0 | 0 | 0 | 0 | 2962.0422 | 2962.0422 | 2962.0422 | 2962.0422 | 2962.0422 | 2962.0422 | 2962.0422 | 2.3878 | 2.3878 | 2.3878 | 2.3878 | 2.3878 | 2.3878 | 2.3878 | 0 | 0 | 0 | 0 | 0 | 0 | 0 | 0 | 0 | 0 | 0 | 0 | 0 | 0 | 0 | 0 | 0 | 0 | 0 | 0 | 0 | 0 | 0 | 0 | 0 | 0 | 0 | 0 | 0 | 0 | 0 | 0 | 0 | 0 | 0 | 0 | 0 | 0 | 0 | 0 | 0 | 0 | 0 | 0 | 0 | 0 | 0 | 0 | 0 | 0 | 0 | 0 | 0 | 0 | 0 | 0 | 0 | 0 | 0 | 0 | 0 | 0 | 0 | 0 | TRUE | TRUE | TRUE | TRUE | TRUE | TRUE | TRUE
27 | HVAC-DWH-Ductless Heat Pump (DHP) | Ductless Heat Pump - SEER/EER 18/12.5, HSPF 10.0 | Standard Baseboard Heating - HSPF 3.41 | Per Unit | Incremental Cost | 4088.0156 |  | 4088.0156 | 0 | 2044.0078 | NEEP Incremental Cost Study - Phase 2; Accessed 6/3/2016, http://www.neep.org/file/1002/download?token=hYnSw9sW | NA | 300 | 0 | 0 | 4172.3666 | 0 | 0 | Potential Study Results: Calculations based on ENERGY STAR Appliances Calculator. Accessed 06.07.2016 |  | 0% | [6 empty] | 0 | 0 | 0 | 0 | 0 | 0 | 0 | Electric | Residential | Single Family | Heat Room | Existing | Ductless Heat Pump (DHP) | Measure Description | Base Equipment | ResCooling - SF Wtd |  | LGE Res | 15 | 15 | 2014 - DEER (Assumed same as air-source heat pump and central AC) | 100% | 100% | 0% | 4088.0156 | 4088.0156 | 4088.0156 | 4088.0156 | 4088.0156 | 4088.0156 | 4088.0156 | 0 | 0 | 0 | 0 | 0 | 0 | 0 | 300 | 300 | 300 | 300 | 300 | 300 | 300 | 0 | 0 | 0 | 0 | 0 | 0 | 0 | 4172.3666 | 4172.3666 | 4172.3666 | 4172.3666 | 4172.3666 | 4172.3666 | 4172.3666 | 0 | 0 | 0 | 0 | 0 | 0 | 0 | 0 | 0 | 0 | 0 | 0 | 0 | 0 | 0 | 0 | 0 | 0 | 0 | 0 | 0 | 0 | 0 | 0 | 0 | 0 | 0 | 0 | 0 | 0 | 0 | 0 | 0 | 0 | 0 | 0 | 0 | 0 | 0 | 0 | 0 | 0 | 0 | 0 | 0 | 0 | 0 | 0 | 0 | 0 | 0 | 0 | 0 | 0 | 0 | 0 | 0 | 0 | 0 | 0 | 0 | 0 | 0 | 0 | 0 | 0 | 0 | 0 | 0 | 0 | 0 | TRUE | TRUE | TRUE | TRUE | TRUE | TRUE | TRUE
28 | HVAC-DWH-Boiler - ENERGY STAR | ENERGY STAR Boiler - 90% AFUE | Federal Standard 2012 Boiler - 82% AFUE | Per Unit | Incremental Cost | 2547.62 |  | 2547.62 | 0 | 1273.81 | Various contractor estimates and retailers. | NA | 300 | 0 | 0 | 0 | 0 | 63.5641 | Potential Study Results: Calculations based on ENERGY STAR Appliances Calculator. Accessed 06.07.2016 |  | 0% | [6 empty] | 0 | 0 | 0 | 0 | 0 | 0 | 0 | Gas | Residential | Single Family | Heat Central Boiler | Existing | Boiler - ENERGY STAR | ENERGY STAR Boiler - 90% AFUE | Federal Standard 2012 Boiler - 82% AFUE | ResElecHeat - SF Wtd | ResSFGasHeat | LGE Res | 20 | 20 | DEER 2014 EUL Database for the measure "High Efficiency Boiler", accessed 6/21/2016: http://www.deeresources.com/files/DEER2013codeUpdate/download/DEER2014-EUL-table-update_2014-02-05.xlsx | 100% | 0% | 100% | 2547.62 | 2547.62 | 2547.62 | 2547.62 | 2547.62 | 2547.62 | 2547.62 | 0 | 0 | 0 | 0 | 0 | 0 | 0 | 300 | 300 | 300 | 300 | 300 | 300 | 300 | 0 | 0 | 0 | 0 | 0 | 0 | 0 | 0 | 0 | 0 | 0 | 0 | 0 | 0 | 0 | 0 | 0 | 0 | 0 | 0 | 0 | 63.5641 | 63.5641 | 63.5641 | 63.5641 | 63.5641 | 63.5641 | 63.5641 | 0 | 0 | 0 | 0 | 0 | 0 | 0 | 0 | 0 | 0 | 0 | 0 | 0 | 0 | 0 | 0 | 0 | 0 | 0 | 0 | 0 | 0 | 0 | 0 | 0 | 0 | 0 | 0 | 0 | 0 | 0 | 0 | 0 | 0 | 0 | 0 | 0 | 0 | 0 | 0 | 0 | 0 | 0 | 0 | 0 | 0 | 0 | 0 | 0 | 0 | 0 | 0 | 0 | 0 | 0 | 0 | 0 | TRUE | TRUE | TRUE | TRUE | TRUE | TRUE | TRUE
29 | HVAC-DWH-Furnace - ENERGY STAR | ENERGY STAR Furnace - 90% AFUE | Federal Standard 2016 Furnace - 80% AFUE | Per Unit | Incremental Cost | 344.29 |  | 344.29 | 0 | 172.145 | DEER 2008 | NA | 170 | 0 | 0 | 0 | 0 | 60.284 | Potential Study Results: Engineering calculations based on ENERGY STAR Appliances Calculator. Accessed 06.07.2016 |  | 0.0238% | [6 empty] | 0 | 0 | 0 | 0 | 0 | 0 | 0 | Gas | Residential | Single Family | Heat Central Furnace | Existing | Furnace - ENERGY STAR | ENERGY STAR Furnace - 90% AFUE | Federal Standard 2016 Furnace - 80% AFUE | ResElecHeat - SF Wtd | ResSFGasHeat | LGE Res | 20 | 20 | DEER 2014 EUL Database for the measure "High Efficiency Furnace", accessed 6/3/2016: http://www.deeresources.com/files/DEER2013codeUpdate/download/DEER2014-EUL-table-update_2014-02-05.xlsx | 100% | 0% | 100% | 344.29 | 344.29 | 344.29 | 344.29 | 344.29 | 344.29 | 344.29 | 0 | 0 | 0 | 0 | 0 | 0 | 0 | 170 | 170 | 170 | 170 | 170 | 170 | 170 | 0 | 0 | 0 | 0 | 0 | 0 | 0 | 0 | 0 | 0 | 0 | 0 | 0 | 0 | 0 | 0 | 0 | 0 | 0 | 0 | 0 | 60.284 | 60.284 | 60.284 | 60.284 | 60.284 | 60.284 | 60.284 | 0 | 0 | 0 | 0 | 0 | 0 | 0 | 0 | 0 | 0 | 0 | 0 | 0 | 0 | 0 | 0 | 0 | 0 | 0 | 0 | 0 | 0 | 0 | 0 | 0 | 0 | 0 | 0 | 0 | 0 | 0 | 0 | 0 | 0 | 0 | 0 | 0 | 0 | 0 | 0 | 0 | 0 | 0 | 0 | 0 | 0 | 0 | 0 | 0 | 0 | 0 | 0 | 0 | 0 | 0 | 0 | 0 | TRUE | TRUE | TRUE | TRUE | TRUE | TRUE | TRUE
30 | HVAC-DWH-Tune-up - Central Air Conditioner | Central Air Conditioner with Tune-up | Central Air Conditioner with no Tune-up | Per Unit | Incremental Cost | 100 |  | 100 | 0 | 50 | Assuming equipment cost included in labor cost | NA | 50 | 0 | 0 | 432.3131 | 0.3485 | 0 | Potential Study Results: Engineering calculations based on ENERGY STAR Appliances Calculator. Accessed 06.07.2016 |  | 2.047% | [6 empty] | 50 | 50 | 50 | 50 | 50 | 50 | 50 | Electric | Residential | Single Family | Cool Central | Existing | Tune-up - Central Air Conditioner | Central Air Conditioner with Tune-up | Central Air Conditioner with no Tune-up | ResCooling - SF Wtd |  | LGE Res | 5 | 5 | GDS Associates, Inc. (2007). Measure Life Report: Residential and Commercial/Industrial Lighting and HVAC Measures. Prepared for The New England State Program Working Group. | 100% | 100% | 0% | 100 | 100 | 100 | 100 | 100 | 100 | 100 | 0 | 0 | 0 | 0 | 0 | 0 | 0 | 50 | 50 | 50 | 50 | 50 | 50 | 50 | 0 | 0 | 0 | 0 | 0 | 0 | 0 | 432.3131 | 432.3131 | 432.3131 | 432.3131 | 432.3131 | 432.3131 | 432.3131 | 0.3485 | 0.3485 | 0.3485 | 0.3485 | 0.3485 | 0.3485 | 0.3485 | 0 | 0 | 0 | 0 | 0 | 0 | 0 | 5000 | 5000 | 5000 | 5000 | 5000 | 5000 | 5000 | 0 | 0 | 0 | 0 | 0 | 0 | 0 | 2500 | 2500 | 2500 | 2500 | 2500 | 2500 | 2500 | 0 | 0 | 0 | 0 | 0 | 0 | 0 | 21615.6549 | 21615.6549 | 21615.6549 | 21615.6549 | 21615.6549 | 21615.6549 | 21615.6549 | 17.425 | 17.425 | 17.425 | 17.425 | 17.425 | 17.425 | 17.425 | 0 | 0 | 0 | 0 | 0 | 0 | 0 | 350 | 35000 | 0 | 17500 | 0 | 151309.584 | 121.9748 | 0 | TRUE | TRUE | TRUE | TRUE | TRUE | TRUE | TRUE
31 | HVAC-DWH-Tune-up - Heat Pump | Heat Pump with Tune-up | Heat Pump with no Tune-up | Per Unit | Incremental Cost | 100 |  | 100 | 0 | 50 | Assuming equipment cost included in labor cost | NA | 50 | 0 | 0 | 789.1483 | 0.63615 | 0 | Potential Study Results: Engineering calculations based on ENERGY STAR Appliances Calculator. Accessed 06.07.2016 |  | 0% | [6 empty] | 0 | 0 | 0 | 0 | 0 | 0 | 0 | Electric | Residential | Single Family | Heat Pump | Existing | Tune-up - Heat Pump | Heat Pump with Tune-up | Heat Pump with no Tune-up | ResCooling - SF Wtd |  | LGE Res | 5 | 5 | GDS Associates, Inc. (2007). Measure Life Report: Residential and Commercial/Industrial Lighting and HVAC Measures. Prepared for The New England State Program Working Group. | 100% | 100% | 0% | 100 | 100 | 100 | 100 | 100 | 100 | 100 | 0 | 0 | 0 | 0 | 0 | 0 | 0 | 50 | 50 | 50 | 50 | 50 | 50 | 50 | 0 | 0 | 0 | 0 | 0 | 0 | 0 | 789.1483 | 789.1483 | 789.1483 | 789.1483 | 789.1483 | 789.1483 | 789.1483 | 0.63615 | 0.63615 | 0.63615 | 0.63615 | 0.63615 | 0.63615 | 0.63615 | 0 | 0 | 0 | 0 | 0 | 0 | 0 | 0 | 0 | 0 | 0 | 0 | 0 | 0 | 0 | 0 | 0 | 0 | 0 | 0 | 0 | 0 | 0 | 0 | 0 | 0 | 0 | 0 | 0 | 0 | 0 | 0 | 0 | 0 | 0 | 0 | 0 | 0 | 0 | 0 | 0 | 0 | 0 | 0 | 0 | 0 | 0 | 0 | 0 | 0 | 0 | 0 | 0 | 0 | 0 | 0 | 0 | 0 | 0 | 0 | 0 | 0 | 0 | 0 | TRUE | TRUE | TRUE | TRUE | TRUE | TRUE | TRUE
32 | HVAC-DWH-Tune-up - Furnace/Boiler | Furnace/Boiler with Tune-up | No Tune-up | Per Unit | Incremental Cost | 100 |  | 100 | 0 | 50 | Assuming equipment cost included in labor cost | NA | 50 | 0 | 0 | 0 | 0 | 8.4 | Potential Study Results: Engineering calculations based on ENERGY STAR Appliances Calculator. Accessed 06.07.2016 |  | 2% | [6 empty] | 50 | 50 | 50 | 50 | 50 | 50 | 50 | Gas | Residential | Single Family | Heat Central Furnace | Existing | Tune-up - Furnace/Boiler | Furnace/Boiler with Tune-up | No Tune-up | ResCooling - SF Wtd | ResSFGasHeat | LGE Res | 5 | 5 | GDS Associates, Inc. (2007). Measure Life Report: Residential and Commercial/Industrial Lighting and HVAC Measures. Prepared for The New England State Program Working Group. | 100% | 0% | 100% | 100 | 100 | 100 | 100 | 100 | 100 | 100 | 0 | 0 | 0 | 0 | 0 | 0 | 0 | 50 | 50 | 50 | 50 | 50 | 50 | 50 | 0 | 0 | 0 | 0 | 0 | 0 | 0 | 0 | 0 | 0 | 0 | 0 | 0 | 0 | 0 | 0 | 0 | 0 | 0 | 0 | 0 | 8.4 | 8.4 | 8.4 | 8.4 | 8.4 | 8.4 | 8.4 | 5000 | 5000 | 5000 | 5000 | 5000 | 5000 | 5000 | 0 | 0 | 0 | 0 | 0 | 0 | 0 | 2500 | 2500 | 2500 | 2500 | 2500 | 2500 | 2500 | 0 | 0 | 0 | 0 | 0 | 0 | 0 | 0 | 0 | 0 | 0 | 0 | 0 | 0 | 0 | 0 | 0 | 0 | 0 | 0 | 0 | 420.0005 | 420.0005 | 420.0005 | 420.0005 | 420.0005 | 420.0005 | 420.0005 | 350 | 35000 | 0 | 17500 | 0 | 0 | 0 | 2940.0034 | TRUE | TRUE | TRUE | TRUE | TRUE | TRUE | TRUE
33 | HVAC-DWH-Motor - ECM | Electronically Commutated Motor (ECM) | Federal Standard 2019 Furnace Fan | Per Unit | Incremental Cost | 78 |  | 78 | 0 | 39 | Based on the EERE TSD TECHNICAL SUPPORT DOCUMENT: ENERGY EFFICIENCY PROGRAM FOR CONSUMER PRODUCTS AND COMMERCIAL AND INDUSTRIAL EQUIPMENT: RESIDENTIAL FURNACE FANS from June 2014. Based on cost tables 8.2.5 and 8.2.6; Assuming the motor product class of no | NA | 40 | 0 | 0 | 72.5621 | 0 | 0 | Potential Study Results: Engineering calculations based on ENERGY STAR Appliances Calculator. Accessed 06.07.2016 |  | 0% | [6 empty] | 0 | 0 | 0 | 0 | 0 | 0 | 0 | Electric | Residential | Single Family | Ventilation And Circulation | Existing | Motor - ECM | Measure Description | Base Equipment | ResElecHeat - SF Wtd |  | LGE Res | 15 | 15 | DEER 2014 EUL Database for the measure "HVAC Fan Motor", accessed 6/8/2016: http://www.deeresources.com/files/DEER2013codeUpdate/download/DEER2014-EUL-table-update_2014-02-05.xlsx | 100% | 100% | 0% | 78 | 78 | 78 | 78 | 78 | 78 | 78 | 0 | 0 | 0 | 0 | 0 | 0 | 0 | 40 | 40 | 40 | 40 | 40 | 40 | 40 | 0 | 0 | 0 | 0 | 0 | 0 | 0 | 72.5621 | 72.5621 | 72.5621 | 72.5621 | 72.5621 | 72.5621 | 72.5621 | 0 | 0 | 0 | 0 | 0 | 0 | 0 | 0 | 0 | 0 | 0 | 0 | 0 | 0 | 0 | 0 | 0 | 0 | 0 | 0 | 0 | 0 | 0 | 0 | 0 | 0 | 0 | 0 | 0 | 0 | 0 | 0 | 0 | 0 | 0 | 0 | 0 | 0 | 0 | 0 | 0 | 0 | 0 | 0 | 0 | 0 | 0 | 0 | 0 | 0 | 0 | 0 | 0 | 0 | 0 | 0 | 0 | 0 | 0 | 0 | 0 | 0 | 0 | 0 | 0 | 0 | 0 | 0 | 0 | 0 | 0 | TRUE | TRUE | TRUE | TRUE | TRUE | TRUE | TRUE
34 | HVAC-DWH-Heat Pump Water Heater - ENERGY STAR | ENERGY STAR Heat Pump Water Heater ≤ 55 GAL - EF 2.0 | Federal Standard 2015 Storage Water Heater ≤ 55 GAL - EF 0.95 | Per Unit | Incremental Cost | 829 |  | 829 | 0 | 414.5 | As referenced in SWE 2014 Potential Study, Regional Technical Forum Heat Pump Water Heaters v1.3 | NA | 300 | 0 | 0 | 1663.4995 | 0.11069 | 0 | Potential Study Results: Engineering calculations based on ENERGY STAR Appliances Calculator. Accessed 06.07.2016 |  | 0% | [6 empty] | 0 | 0 | 0 | 0 | 0 | 0 | 0 | Electric | Residential | Single Family | Water Heat LE 55 Gal | Existing | Heat Pump Water Heater - ENERGY STAR | Measure Description | Base Equipment | ResHotWater - SF Wtd |  | LGE Res | 10 | 10 | DEER 2014 EUL Database for the measure "Heat Pump Water Heater", accessed 6/8/2016: http://www.deeresources.com/files/DEER2013codeUpdate/download/DEER2014-EUL-table-update_2014-02-05.xlsx | 100% | 100% | 0% | 829 | 829 | 829 | 829 | 829 | 829 | 829 | 0 | 0 | 0 | 0 | 0 | 0 | 0 | 300 | 300 | 300 | 300 | 300 | 300 | 300 | 0 | 0 | 0 | 0 | 0 | 0 | 0 | 1663.4995 | 1663.4995 | 1663.4995 | 1663.4995 | 1663.4995 | 1663.4995 | 1663.4995 | 0.11069 | 0.11069 | 0.11069 | 0.11069 | 0.11069 | 0.11069 | 0.11069 | 0 | 0 | 0 | 0 | 0 | 0 | 0 | 0 | 0 | 0 | 0 | 0 | 0 | 0 | 0 | 0 | 0 | 0 | 0 | 0 | 0 | 0 | 0 | 0 | 0 | 0 | 0 | 0 | 0 | 0 | 0 | 0 | 0 | 0 | 0 | 0 | 0 | 0 | 0 | 0 | 0 | 0 | 0 | 0 | 0 | 0 | 0 | 0 | 0 | 0 | 0 | 0 | 0 | 0 | 0 | 0 | 0 | 0 | 0 | 0 | 0 | 0 | 0 | 0 | TRUE | TRUE | TRUE | TRUE | TRUE | TRUE | TRUE
35 | HVAC-DWH-Water Heater - Condensing | Condensing Water Heater = 55 GAL - EF 0.90 | Federal Standard 2015 Storage Water Heater = 55 GAL - EF 0.62 | Per Unit | Incremental Cost | 1295.1303 |  | 1295.1303 | 0 | 647.5652 | DEER 2008 and ACEEE 2011 | NA | 300 | 0 | 0 | 0 | 0 | 51.5371 | Potential Study Results: Engineering calculations based on ENERGY STAR Appliances Calculator. Accessed 06.07.2016 |  | 0% | [6 empty] | 0 | 0 | 0 | 0 | 0 | 0 | 0 | Gas | Residential | Single Family | Water Heat LE 55 Gal | Existing | Water Heater - Condensing | Condensing Water Heater = 55 GAL - EF 0.90 | Federal Standard 2015 Storage Water Heater = 55 GAL - EF 0.62 | ResHotWater - SF Wtd | ResSFGasDHW | LGE Res | 11 | 11 | DEER 2014 EUL Database for the measure "Residential Gas Water Heater", accessed 6/21/2016: http://www.deeresources.com/files/DEER2013codeUpdate/download/DEER2014-EUL-table-update_2014-02-05.xlsx | 100% | 0% | 100% | 1295.1303 | 1295.1303 | 1295.1303 | 1295.1303 | 1295.1303 | 1295.1303 | 1295.1303 | 0 | 0 | 0 | 0 | 0 | 0 | 0 | 300 | 300 | 300 | 300 | 300 | 300 | 300 | 0 | 0 | 0 | 0 | 0 | 0 | 0 | 0 | 0 | 0 | 0 | 0 | 0 | 0 | 0 | 0 | 0 | 0 | 0 | 0 | 0 | 51.5371 | 51.5371 | 51.5371 | 51.5371 | 51.5371 | 51.5371 | 51.5371 | 0 | 0 | 0 | 0 | 0 | 0 | 0 | 0 | 0 | 0 | 0 | 0 | 0 | 0 | 0 | 0 | 0 | 0 | 0 | 0 | 0 | 0 | 0 | 0 | 0 | 0 | 0 | 0 | 0 | 0 | 0 | 0 | 0 | 0 | 0 | 0 | 0 | 0 | 0 | 0 | 0 | 0 | 0 | 0 | 0 | 0 | 0 | 0 | 0 | 0 | 0 | 0 | 0 | 0 | 0 | 0 | 0 | TRUE | TRUE | TRUE | TRUE | TRUE | TRUE | TRUE
36 | HVAC-DWH-Water Heater - ENERGY STAR Storage | ENERGY STAR Storage Water Heater = 55 GAL - EF 0.67 | Federal Standard 2015 Storage Water Heater = 55 GAL - EF 0.62 | Per Unit | Incremental Cost | 125.1973 |  | 125.1973 | 0 | 62.5986 | DEER 2008 and ACEEE 2011 | NA | 60 | 0 | 0 | 0 | 0 | 12.3623 | Potential Study Results: Engineering calculations based on ENERGY STAR Appliances Calculator. Accessed 06.07.2016 |  | 1.059% | [6 empty] | 30 | 30 | 30 | 30 | 30 | 30 | 30 | Gas | Residential | Single Family | Water Heat LE 55 Gal | Existing | Water Heater - ENERGY STAR Storage | ENERGY STAR Storage Water Heater = 55 GAL - EF 0.67 | Federal Standard 2015 Storage Water Heater = 55 GAL - EF 0.62 | ResHotWater - SF Wtd | ResSFGasDHW | LGE Res | 11 | 11 | DEER 2014 EUL Database for the measure "Residential Gas Water Heater", accessed 6/21/2016: http://www.deeresources.com/files/DEER2013codeUpdate/download/DEER2014-EUL-table-update_2014-02-05.xlsx | 100% | 0% | 100% | 125.1973 | 125.1973 | 125.1973 | 125.1973 | 125.1973 | 125.1973 | 125.1973 | 0 | 0 | 0 | 0 | 0 | 0 | 0 | 60 | 60 | 60 | 60 | 60 | 60 | 60 | 0 | 0 | 0 | 0 | 0 | 0 | 0 | 0 | 0 | 0 | 0 | 0 | 0 | 0 | 0 | 0 | 0 | 0 | 0 | 0 | 0 | 12.3623 | 12.3623 | 12.3623 | 12.3623 | 12.3623 | 12.3623 | 12.3623 | 3755.919 | 3755.919 | 3755.919 | 3755.919 | 3755.919 | 3755.919 | 3755.919 | 0 | 0 | 0 | 0 | 0 | 0 | 0 | 1800 | 1800 | 1800 | 1800 | 1800 | 1800 | 1800 | 0 | 0 | 0 | 0 | 0 | 0 | 0 | 0 | 0 | 0 | 0 | 0 | 0 | 0 | 0 | 0 | 0 | 0 | 0 | 0 | 0 | 370.8692 | 370.8692 | 370.8692 | 370.8692 | 370.8692 | 370.8692 | 370.8692 | 210 | 26291.433 | 0 | 12600 | 0 | 0 | 0 | 2596.0844 | TRUE | TRUE | TRUE | TRUE | TRUE | TRUE | TRUE
37 | HVAC-DWH-Water Heater - ENERGY STAR Tankless | ENERGY STAR Tankless Water Heater = 55 GAL - EF 0.90 | Federal Standard 2015 Storage Water Heater = 55 GAL - EF 0.62 | Per Unit | Incremental Cost | 664.8539 |  | 664.8539 | 0 | 332.4269 | Various Retailers | NA | 300 | 0 | 0 | 0 | 0 | 51.5271 | Potential Study Results: Engineering calculations based on ENERGY STAR Appliances Calculator. Accessed 06.07.2016 |  | 0% | [6 empty] | 0 | 0 | 0 | 0 | 0 | 0 | 0 | Gas | Residential | Single Family | Water Heat LE 55 Gal | Existing | Water Heater - ENERGY STAR Tankless | ENERGY STAR Tankless Water Heater = 55 GAL - EF 0.90 | Federal Standard 2015 Storage Water Heater = 55 GAL - EF 0.62 | ResHotWater - SF Wtd | ResSFGasDHW | LGE Res | 11 | 11 | DEER 2014 EUL Database for the measure "Residential Gas Water Heater", accessed 6/21/2016: http://www.deeresources.com/files/DEER2013codeUpdate/download/DEER2014-EUL-table-update_2014-02-05.xlsx | 100% | 0% | 100% | 664.8539 | 664.8539 | 664.8539 | 664.8539 | 664.8539 | 664.8539 | 664.8539 | 0 | 0 | 0 | 0 | 0 | 0 | 0 | 300 | 300 | 300 | 300 | 300 | 300 | 300 | 0 | 0 | 0 | 0 | 0 | 0 | 0 | 0 | 0 | 0 | 0 | 0 | 0 | 0 | 0 | 0 | 0 | 0 | 0 | 0 | 0 | 51.5271 | 51.5271 | 51.5271 | 51.5271 | 51.5271 | 51.5271 | 51.5271 | 0 | 0 | 0 | 0 | 0 | 0 | 0 | 0 | 0 | 0 | 0 | 0 | 0 | 0 | 0 | 0 | 0 | 0 | 0 | 0 | 0 | 0 | 0 | 0 | 0 | 0 | 0 | 0 | 0 | 0 | 0 | 0 | 0 | 0 | 0 | 0 | 0 | 0 | 0 | 0 | 0 | 0 | 0 | 0 | 0 | 0 | 0 | 0 | 0 | 0 | 0 | 0 | 0 | 0 | 0 | 0 | 0 | TRUE | TRUE | TRUE | TRUE | TRUE | TRUE | TRUE
38 | Weatherization-Ceiling Insulation (KY) - Code | R-49 | Average Existing Insulation | Per Unit | Incremental Cost | 1422.8274 |  | 1422.8274 | 0 | 711.4137 | RS Means 2009 | NA | 300 | 0 | 0 | 289.9551 | 0.11607 | 20.2933 | Potential Study Results: Engineering Calculation |  | 0.7617% | [6 empty] | 20 | 20 | 20 | 20 | 20 | 20 | 20 | Both | Residential | Single Family | Cool Central | Existing | Ceiling Insulation (KY) - Code | R-49 | Average Existing Insulation | ResCooling - SF Wtd | ResSFGasHeat | LGE Res | 20 | 20 | Database for Energy Efficient Resources (DEER), Summary of EUL Analysis, 2014 for "Roof/Ceiling Insulation - Residential" measure | 100% | 100% | 100% | 1422.8274 | 1422.8274 | 1422.8274 | 1422.8274 | 1422.8274 | 1422.8274 | 1422.8274 | 0 | 0 | 0 | 0 | 0 | 0 | 0 | 300 | 300 | 300 | 300 | 300 | 300 | 300 | 0 | 0 | 0 | 0 | 0 | 0 | 0 | 289.9551 | 289.9551 | 289.9551 | 289.9551 | 289.9551 | 289.9551 | 289.9551 | 0.11607 | 0.11607 | 0.11607 | 0.11607 | 0.11607 | 0.11607 | 0.11607 | 20.2933 | 20.2933 | 20.2933 | 20.2933 | 20.2933 | 20.2933 | 20.2933 | 28456.548 | 28456.548 | 28456.548 | 28456.548 | 28456.548 | 28456.548 | 28456.548 | 0 | 0 | 0 | 0 | 0 | 0 | 0 | 6000 | 6000 | 6000 | 6000 | 6000 | 6000 | 6000 | 0 | 0 | 0 | 0 | 0 | 0 | 0 | 5799.1022 | 5799.1022 | 5799.1022 | 5799.1022 | 5799.1022 | 5799.1022 | 5799.1022 | 2.3214 | 2.3214 | 2.3214 | 2.3214 | 2.3214 | 2.3214 | 2.3214 | 405.8667 | 405.8667 | 405.8667 | 405.8667 | 405.8667 | 405.8667 | 405.8667 | 140 | 199195.836 | 0 | 42000 | 0 | 40593.7154 | 16.2499 | 2841.0671 | TRUE | TRUE | TRUE | TRUE | TRUE | TRUE | TRUE
39 | Weatherization-Duct Sealing and Insulation - Code | Code Duct Sealing and Insulation - R-8 | Existing Duct Sealing and Insulation - R-4 | Per Unit | Incremental Cost | 1162 |  | 1162 | 0 | 581 | 2010 - ETO - Residential Duct Insulation | NA | 300 | 0 | 0 | 734.1925 | 0.58505 | 35.4067 | Potential Study Results: NAIMA Duct Insulation 2001 & 2013 - EnergyStar - QI Fact Sheet |  | 0.369% | [6 empty] | 10 | 10 | 10 | 10 | 10 | 10 | 10 | Both | Residential | Single Family | Cool Central | Existing | Duct Sealing and Insulation - Code | Code Duct Sealing and Insulation - R-8 | Existing Duct Sealing and Insulation - R-4 | ResCooling - SF Wtd | ResSFGasHeat | LGE Res | 18 | 18 | 2010 - ETO - Residential Duct Insulation | 100% | 100% | 100% | 1162 | 1162 | 1162 | 1162 | 1162 | 1162 | 1162 | 0 | 0 | 0 | 0 | 0 | 0 | 0 | 300 | 300 | 300 | 300 | 300 | 300 | 300 | 0 | 0 | 0 | 0 | 0 | 0 | 0 | 734.1925 | 734.1925 | 734.1925 | 734.1925 | 734.1925 | 734.1925 | 734.1925 | 0.58505 | 0.58505 | 0.58505 | 0.58505 | 0.58505 | 0.58505 | 0.58505 | 35.4067 | 35.4067 | 35.4067 | 35.4067 | 35.4067 | 35.4067 | 35.4067 | 11620 | 11620 | 11620 | 11620 | 11620 | 11620 | 11620 | 0 | 0 | 0 | 0 | 0 | 0 | 0 | 3000 | 3000 | 3000 | 3000 | 3000 | 3000 | 3000 | 0 | 0 | 0 | 0 | 0 | 0 | 0 | 7341.9255 | 7341.9255 | 7341.9255 | 7341.9255 | 7341.9255 | 7341.9255 | 7341.9255 | 5.8505 | 5.8505 | 5.8505 | 5.8505 | 5.8505 | 5.8505 | 5.8505 | 354.0673 | 354.0673 | 354.0673 | 354.0673 | 354.0673 | 354.0673 | 354.0673 | 70 | 81340 | 0 | 21000 | 0 | 51393.4784 | 40.9538 | 2478.4709 | TRUE | TRUE | TRUE | TRUE | TRUE | TRUE | TRUE
40 | Weatherization-Infiltration Control - Reduction of Existing Conditions | Infiltration Control - 0.1 ACH Reduction | Existing Infiltration Conditions | Per Unit | Incremental Cost | 320.4744 |  | 320.4744 | 0 | 160.2372 | RSMeans | NA | 160 | 0 | 0 | 67.9011 | 0.040429 | 4.9651 | Potential Study Results: Cadmus analysis using building modeling to calculate measure percent savings |  | 11.32% | [6 empty] | 285 | 285 | 285 | 285 | 285 | 285 | 285 | Both | Residential | Single Family | Cool Central | Existing | Infiltration Control - Reduction of Existing Conditions | Infiltration Control - 0.1 ACH Reduction | Existing Infiltration Conditions | ResCooling - SF Wtd | ResSFGasHeat | LGE Res | 11 | 11 | Database for Energy Efficient Resources (DEER), Summary of EUL Analysis, 2014 for "Low-Income Weatherization" measure | 100% | 100% | 100% | 320.4744 | 320.4744 | 320.4744 | 320.4744 | 320.4744 | 320.4744 | 320.4744 | 0 | 0 | 0 | 0 | 0 | 0 | 0 | 160 | 160 | 160 | 160 | 160 | 160 | 160 | 0 | 0 | 0 | 0 | 0 | 0 | 0 | 67.9011 | 67.9011 | 67.9011 | 67.9011 | 67.9011 | 67.9011 | 67.9011 | 0.040429 | 0.040429 | 0.040429 | 0.040429 | 0.040429 | 0.040429 | 0.040429 | 4.9651 | 4.9651 | 4.9651 | 4.9651 | 4.9651 | 4.9651 | 4.9651 | 91335.204 | 91335.204 | 91335.204 | 91335.204 | 91335.204 | 91335.204 | 91335.204 | 0 | 0 | 0 | 0 | 0 | 0 | 0 | 45600 | 45600 | 45600 | 45600 | 45600 | 45600 | 45600 | 0 | 0 | 0 | 0 | 0 | 0 | 0 | 19351.8075 | 19351.8075 | 19351.8075 | 19351.8075 | 19351.8075 | 19351.8075 | 19351.8075 | 11.5224 | 11.5224 | 11.5224 | 11.5224 | 11.5224 | 11.5224 | 11.5224 | 1415.0506 | 1415.0506 | 1415.0506 | 1415.0506 | 1415.0506 | 1415.0506 | 1415.0506 | 1995 | 639346.428 | 0 | 319200 | 0 | 135462.6528 | 80.6567 | 9905.3544 | TRUE | TRUE | TRUE | TRUE | TRUE | TRUE | TRUE
41 | Weatherization-Wall Insulation (KY) - Maximum Feasible | R-13 (Maximum Insulation Feasible) | Average Existing Insulation | Per Unit | Incremental Cost | 1881.8048 |  | 1881.8048 | 0 | 940.9024 | RS Means 2009 | NA | 300 | 0 | 0 | 871.6081 | 0.38292 | 66.9484 | Potential Study Results: Engineering Calculation |  | 0.1428% | [6 empty] | 5 | 5 | 5 | 5 | 5 | 5 | 5 | Both | Residential | Single Family | Cool Central | Existing | Wall Insulation (KY) - Maximum Feasible | R-13 (Maximum Insulation Feasible) | Average Existing Insulation | ResCooling - SF Wtd | ResSFGasHeat | LGE Res | 20 | 20 | Database for Energy Efficient Resources (DEER), Summary of EUL Analysis, 2014 for "Wall Insulation" measure | 100% | 100% | 100% | 1881.8048 | 1881.8048 | 1881.8048 | 1881.8048 | 1881.8048 | 1881.8048 | 1881.8048 | 0 | 0 | 0 | 0 | 0 | 0 | 0 | 300 | 300 | 300 | 300 | 300 | 300 | 300 | 0 | 0 | 0 | 0 | 0 | 0 | 0 | 871.6081 | 871.6081 | 871.6081 | 871.6081 | 871.6081 | 871.6081 | 871.6081 | 0.38292 | 0.38292 | 0.38292 | 0.38292 | 0.38292 | 0.38292 | 0.38292 | 66.9484 | 66.9484 | 66.9484 | 66.9484 | 66.9484 | 66.9484 | 66.9484 | 9409.024 | 9409.024 | 9409.024 | 9409.024 | 9409.024 | 9409.024 | 9409.024 | 0 | 0 | 0 | 0 | 0 | 0 | 0 | 1500 | 1500 | 1500 | 1500 | 1500 | 1500 | 1500 | 0 | 0 | 0 | 0 | 0 | 0 | 0 | 4358.0406 | 4358.0406 | 4358.0406 | 4358.0406 | 4358.0406 | 4358.0406 | 4358.0406 | 1.9146 | 1.9146 | 1.9146 | 1.9146 | 1.9146 | 1.9146 | 1.9146 | 334.7422 | 334.7422 | 334.7422 | 334.7422 | 334.7422 | 334.7422 | 334.7422 | 35 | 65863.168 | 0 | 10500 | 0 | 30506.2841 | 13.4023 | 2343.1957 | TRUE | TRUE | TRUE | TRUE | TRUE | TRUE | TRUE
42 | Weatherization-Floor Insulation (KY) - Above Code | R-30 | Average Existing Insulation | Per Unit | Incremental Cost | 1014.4551 |  | 1014.4551 | 0 | 507.2276 | RS Means 2009 | NA | 300 | 0 | 0 | 139.0284 | 0 | 44.5651 | Potential Study Results: Engineering Calculation |  | 0.2856% | [6 empty] | 5 | 5 | 5 | 5 | 5 | 5 | 5 | Gas | Residential | Single Family | Heat Central Furnace | Existing | Floor Insulation (KY) - Above Code | R-30 | Average Existing Insulation | ResElecHeat - SF Wtd | ResSFGasHeat | LGE Res | 20 | 20 | Database for Energy Efficient Resources (DEER), Summary of EUL Analysis, 2014 for "Floor Insulation - Residential" measure | 100% | 100% | 100% | 1014.4551 | 1014.4551 | 1014.4551 | 1014.4551 | 1014.4551 | 1014.4551 | 1014.4551 | 0 | 0 | 0 | 0 | 0 | 0 | 0 | 300 | 300 | 300 | 300 | 300 | 300 | 300 | 0 | 0 | 0 | 0 | 0 | 0 | 0 | 139.0284 | 139.0284 | 139.0284 | 139.0284 | 139.0284 | 139.0284 | 139.0284 | 0 | 0 | 0 | 0 | 0 | 0 | 0 | 44.5651 | 44.5651 | 44.5651 | 44.5651 | 44.5651 | 44.5651 | 44.5651 | 5072.2755 | 5072.2755 | 5072.2755 | 5072.2755 | 5072.2755 | 5072.2755 | 5072.2755 | 0 | 0 | 0 | 0 | 0 | 0 | 0 | 1500 | 1500 | 1500 | 1500 | 1500 | 1500 | 1500 | 0 | 0 | 0 | 0 | 0 | 0 | 0 | 695.1422 | 695.1422 | 695.1422 | 695.1422 | 695.1422 | 695.1422 | 695.1422 | 0 | 0 | 0 | 0 | 0 | 0 | 0 | 222.8257 | 222.8257 | 222.8257 | 222.8257 | 222.8257 | 222.8257 | 222.8257 | 35 | 35505.9285 | 0 | 10500 | 0 | 4865.9954 | 0 | 1559.7796 | TRUE | TRUE | TRUE | TRUE | TRUE | TRUE | TRUE
43 | Weatherization-Insulation - Basement Wall - Code | R-10 (IECC 2012 - Future KY Code) | Average Existing Insulation | Per Unit | Incremental Cost | 528.2488 |  | 528.2488 | 0 | 264.1244 | RS Means 2012 | NA | 260 | 0 | 0 | 161.3421 | 0 | 36.0159 | Potential Study Results: Engineering Calculation |  | 0.03571% | [6 empty] | 1 | 1 | 1 | 1 | 1 | 1 | 1 | Gas | Residential | Single Family | Heat Central Furnace | Existing | Insulation - Basement Wall - Code | R-10 (IECC 2012 - Future KY Code) | Average Existing Insulation | ResElecHeat - SF Wtd | ResSFGasHeat | LGE Res | 20 | 20 | Database for Energy Efficient Resources (DEER), Summary of EUL Analysis, 2014 assumed same as "Wall Insulation" measure | 100% | 100% | 100% | 528.2488 | 528.2488 | 528.2488 | 528.2488 | 528.2488 | 528.2488 | 528.2488 | 0 | 0 | 0 | 0 | 0 | 0 | 0 | 260 | 260 | 260 | 260 | 260 | 260 | 260 | 0 | 0 | 0 | 0 | 0 | 0 | 0 | 161.3421 | 161.3421 | 161.3421 | 161.3421 | 161.3421 | 161.3421 | 161.3421 | 0 | 0 | 0 | 0 | 0 | 0 | 0 | 36.0159 | 36.0159 | 36.0159 | 36.0159 | 36.0159 | 36.0159 | 36.0159 | 528.2488 | 528.2488 | 528.2488 | 528.2488 | 528.2488 | 528.2488 | 528.2488 | 0 | 0 | 0 | 0 | 0 | 0 | 0 | 260 | 260 | 260 | 260 | 260 | 260 | 260 | 0 | 0 | 0 | 0 | 0 | 0 | 0 | 161.3421 | 161.3421 | 161.3421 | 161.3421 | 161.3421 | 161.3421 | 161.3421 | 0 | 0 | 0 | 0 | 0 | 0 | 0 | 36.0159 | 36.0159 | 36.0159 | 36.0159 | 36.0159 | 36.0159 | 36.0159 | 7 | 3697.7416 | 0 | 1820 | 0 | 1129.3948 | 0 | 252.111 | TRUE | TRUE | TRUE | TRUE | TRUE | TRUE | TRUE
1-KU | KU-Audit - Basic | Audit - Includes direct install measures and retrofit measure recommendations |  | Per Audit | Full Cost | 25 | 0 | 25 | 0 | 0 | Audit Fee to Customer | 0 | 0 | 0 | 0 | 0 | 0 | 0 | No saving for audit |  | 100% | [6 empty] | 1130 | 1130 | 1130 | 1130 | 1130 | 1130 | 1130 | Electric | Residential | Single Family | Lighting Standard | Existing | NA | NA | NA | ResLighting - SF Wtd |  | KU Res | 1 | 1 | Assume 1 EUL for audits | 100% | 100% | 100% | 25 | 25 | 25 | 25 | 25 | 25 | 25 | 0 | 0 | 0 | 0 | 0 | 0 | 0 | 0 | 0 | 0 | 0 | 0 | 0 | 0 | 0 | 0 | 0 | 0 | 0 | 0 | 0 | 0 | 0 | 0 | 0 | 0 | 0 | 0 | 0 | 0 | 0 | 0 | 0 | 0 | 0 | 0 | 0 | 0 | 0 | 0 | 0 | 0 | 28250 | 28250 | 28250 | 28250 | 28250 | 28250 | 28250 | 0 | 0 | 0 | 0 | 0 | 0 | 0 | 0 | 0 | 0 | 0 | 0 | 0 | 0 | 0 | 0 | 0 | 0 | 0 | 0 | 0 | 0 | 0 | 0 | 0 | 0 | 0 | 0 | 0 | 0 | 0 | 0 | 0 | 0 | 0 | 0 | 0 | 0 | 0 | 0 | 0 | 0 | 7910 | 197750 | 0 | 0 | 0 | 0 | 0 | 0
1.1-KU | KU-Audit - Comprehensive | Audit - Includes Blower door test (test-in only), Duct air tightness testing and gas combustion appliance safety tests |  | Per Audit | Full Cost | 100 | 0 | 100 | 0 | 0 | Audit Fee to Customer | 0 | 0 | 0 | 0 | 0 | 0 | 0 | No saving for audit |  | 100% | [6 empty] | 125 | 125 | 125 | 125 | 125 | 125 | 125 | Electric | Residential | Single Family | Lighting Standard | Existing | NA | NA | NA | ResLighting - SF Wtd |  | KU Res | 1 | 1 | Assume 1 EUL for audits | 100% | 100% | 100% | 100 | 100 | 100 | 100 | 100 | 100 | 100 | 0 | 0 | 0 | 0 | 0 | 0 | 0 | 0 | 0 | 0 | 0 | 0 | 0 | 0 | 0 | 0 | 0 | 0 | 0 | 0 | 0 | 0 | 0 | 0 | 0 | 0 | 0 | 0 | 0 | 0 | 0 | 0 | 0 | 0 | 0 | 0 | 0 | 0 | 0 | 0 | 0 | 0 | 12500 | 12500 | 12500 | 12500 | 12500 | 12500 | 12500 | 0 | 0 | 0 | 0 | 0 | 0 | 0 | 0 | 0 | 0 | 0 | 0 | 0 | 0 | 0 | 0 | 0 | 0 | 0 | 0 | 0 | 0 | 0 | 0 | 0 | 0 | 0 | 0 | 0 | 0 | 0 | 0 | 0 | 0 | 0 | 0 | 0 | 0 | 0 | 0 | 0 | 0 | 875 | 87500 | 0 | 0 | 0 | 0 | 0 | 0
2-KU | KU-Audit On-Line | Audit Free |  | Per Audit | Full Cost | 0 | 0 | 0 | 0 | 0 | Free to customer | 0 | 0 | 0 | 0 | 0 | 0 | 0 | No saving for audit |  | 100% | [6 empty] | 1320 | 1320 | 1320 | 1320 | 1320 | 1320 | 1320 | Electric | Residential | Single Family | Lighting Standard | Existing | NA | NA | NA | ResLighting - SF Wtd |  | KU Res | 1 | 1 | Assume 1 EUL for audits | 100% | 100% | 100% | 0 | 0 | 0 | 0 | 0 | 0 | 0 | 0 | 0 | 0 | 0 | 0 | 0 | 0 | 0 | 0 | 0 | 0 | 0 | 0 | 0 | 0 | 0 | 0 | 0 | 0 | 0 | 0 | 0 | 0 | 0 | 0 | 0 | 0 | 0 | 0 | 0 | 0 | 0 | 0 | 0 | 0 | 0 | 0 | 0 | 0 | 0 | 0 | 0 | 0 | 0 | 0 | 0 | 0 | 0 | 0 | 0 | 0 | 0 | 0 | 0 | 0 | 0 | 0 | 0 | 0 | 0 | 0 | 0 | 0 | 0 | 0 | 0 | 0 | 0 | 0 | 0 | 0 | 0 | 0 | 0 | 0 | 0 | 0 | 0 | 0 | 0 | 0 | 0 | 0 | 0 | 0 | 0 | 0 | 0 | 0 | 0 | 0 | 9240 | 0 | 0 | 0 | 0 | 0 | 0 | 0
3-KU | KU-On-Line Audit Promo-Lighting General Service Lamp - Premium Efficiency LED | On-Line Audit Promo-Lighting General Service Lamp - Premium Efficiency LED | Lighting General Service Lamp - EISA Standard 2014 | Per Unit | Full Cost | 0 | 0 | 0 | -0.8329 | 0 | Calculated based based on the RTF LED/CFL workbook "ResLightingCFLand LEDLamps_v4_2.xlsm"; accessed 6/6/2016: http://rtf.nwcouncil.org//measures/measure.asp?id=141 | Free | 0 | 0 | 6.9532 | 34.2648 | 0.0013712 | 0 | Potential Study Results: Calculated based on assumptions from the RTF LED/CFL workbook "ResLightingCFLand LEDLamps_v4_2.xlsm"; accessed 6/6/2016: http://rtf.nwcouncil.org//measures/measure.asp?id=141 |  | 400% | [6 empty] | 2650 | 2650 | 0 | 0 | 0 | 0 | 0 | Electric | Residential | Single Family | Lighting Standard | Existing | Lighting General Service Lamp - Premium Efficiency LED | Measure Description | Base Equipment | ResLighting - SF Wtd |  | KU Res | 12 | 1 | Calculated based on assumptions from the RTF LED/CFL workbook "ResLightingCFLand LEDLamps_v4_2.xlsm"; accessed 6/6/2016: http://rtf.nwcouncil.org//measures/measure.asp?id=141 | 100% | 100% | 0% | 0 | 0 | 0 | 0 | 0 | 0 | 0 | -0.8329 | -0.8329 | -0.8329 | -0.8329 | -0.8329 | -0.8329 | -0.8329 | 0 | 0 | 0 | 0 | 0 | 0 | 0 | 6.9532 | 6.9532 | 6.9532 | 6.9532 | 6.9532 | 6.9532 | 6.9532 | 34.2648 | 34.2648 | 34.2648 | 34.2648 | 34.2648 | 34.2648 | 34.2648 | 0.0013712 | 0.0013712 | 0.0013712 | 0.0013712 | 0.0013712 | 0.0013712 | 0.0013712 | 0 | 0 | 0 | 0 | 0 | 0 | 0 | 0 | 0 | 0 | 0 | 0 | 0 | 0 | -2207.185 | -2207.185 | 0 | 0 | 0 | 0 | 0 | 0 | 0 | 0 | 0 | 0 | 0 | 0 | 18425.98 | 18425.98 | 0 | 0 | 0 | 0 | 0 | 90801.7849 | 90801.7849 | 0 | 0 | 0 | 0 | 0 | 3.6337 | 3.6337 | 0 | 0 | 0 | 0 | 0 | 0 | 0 | 0 | 0 | 0 | 0 | 0 | 5300 | 0 | -4414.37 | 0 | 36851.96 | 181603.5698 | 7.2674 | 0
4-KU | KU-On-Line Audit Promo-Lighting General Service Lamp - Premium Efficiency LED | On-Line Audit Promo-Lighting General Service Lamp - Premium Efficiency LED | Lighting General Service Lamp - EISA Standard 2020 | Per Unit | Full Cost | 0 | 0 | 0 | -0.069408 | 0 | Calculated based based on the RTF LED/CFL workbook "ResLightingCFLand LEDLamps_v4_2.xlsm"; accessed 6/6/2016: http://rtf.nwcouncil.org//measures/measure.asp?id=141 | Free | 0 | 0 | 6.9532 | 8.5478 | 0.0010291 | 0 | Potential Study Results: Calculated based on assumptions from the RTF LED/CFL workbook "ResLightingCFLand LEDLamps_v4_2.xlsm"; accessed 6/6/2016: http://rtf.nwcouncil.org//measures/measure.asp?id=141 |  | 100% | [6 empty] | 0 | 0 | 650 | 650 | 650 | 650 | 650 | Electric | Residential | Single Family | Lighting Standard | Existing | Lighting General Service Lamp - EISA Standard 2020 | Measure Description | Base Equipment | ResLighting - SF Wtd |  | KU Res | 12 | 5 | Calculated based on assumptions from the RTF LED/CFL workbook "ResLightingCFLand LEDLamps_v4_2.xlsm"; accessed 6/6/2016: http://rtf.nwcouncil.org//measures/measure.asp?id=142 | 100% | 100% | 0% | 0 | 0 | 0 | 0 | 0 | 0 | 0 | -0.069408 | -0.069408 | -0.069408 | -0.069408 | -0.069408 | -0.069408 | -0.069408 | 0 | 0 | 0 | 0 | 0 | 0 | 0 | 6.9532 | 6.9532 | 6.9532 | 6.9532 | 6.9532 | 6.9532 | 6.9532 | 8.5478 | 8.5478 | 8.5478 | 8.5478 | 8.5478 | 8.5478 | 8.5478 | 0.0010291 | 0.0010291 | 0.0010291 | 0.0010291 | 0.0010291 | 0.0010291 | 0.0010291 | 0 | 0 | 0 | 0 | 0 | 0 | 0 | 0 | 0 | 0 | 0 | 0 | 0 | 0 | 0 | 0 | -45.1154 | -45.1154 | -45.1154 | -45.1154 | -45.1154 | 0 | 0 | 0 | 0 | 0 | 0 | 0 | 0 | 0 | 4519.58 | 4519.58 | 4519.58 | 4519.58 | 4519.58 | 0 | 0 | 5556.0866 | 5556.0866 | 5556.0866 | 5556.0866 | 5556.0866 | 0 | 0 | 0.66894 | 0.66894 | 0.66894 | 0.66894 | 0.66894 | 0 | 0 | 0 | 0 | 0 | 0 | 0 | 3250 | 0 | -225.5771 | 0 | 22597.9 | 27780.433 | 3.3447 | 0
5-KU | KU-DI-Lighting General Service Lamp - Premium Efficiency LED | DI-Lighting General Service Lamp - Premium Efficiency LED | Lighting General Service Lamp - EISA Standard 2014 | Per Unit | Full Cost | 0 | 0 | 0 | -0.8329 | 0 | Calculated based based on the RTF LED/CFL workbook "ResLightingCFLand LEDLamps_v4_2.xlsm"; accessed 6/6/2016: http://rtf.nwcouncil.org//measures/measure.asp?id=141 | Free | 0 | 0 | 6.9532 | 34.2648 | 0.0013712 | 0 | Potential Study Results: Calculated based on assumptions from the RTF LED/CFL workbook "ResLightingCFLand LEDLamps_v4_2.xlsm"; accessed 6/6/2016: http://rtf.nwcouncil.org//measures/measure.asp?id=141 |  | 700% | [6 empty] | 8785 | 8785 | 0 | 0 | 0 | 0 | 0 | Electric | Residential | Single Family | Lighting Standard | Existing | Lighting General Service Lamp - Premium Efficiency LED | Measure Description | Base Equipment | ResLighting - SF Wtd |  | KU Res | 12 | 1 | Calculated based on assumptions from the RTF LED/CFL workbook "ResLightingCFLand LEDLamps_v4_2.xlsm"; accessed 6/6/2016: http://rtf.nwcouncil.org//measures/measure.asp?id=141 | 100% | 100% | 0% | 0 | 0 | 0 | 0 | 0 | 0 | 0 | -0.8329 | -0.8329 | -0.8329 | -0.8329 | -0.8329 | -0.8329 | -0.8329 | 0 | 0 | 0 | 0 | 0 | 0 | 0 | 6.9532 | 6.9532 | 6.9532 | 6.9532 | 6.9532 | 6.9532 | 6.9532 | 34.2648 | 34.2648 | 34.2648 | 34.2648 | 34.2648 | 34.2648 | 34.2648 | 0.0013712 | 0.0013712 | 0.0013712 | 0.0013712 | 0.0013712 | 0.0013712 | 0.0013712 | 0 | 0 | 0 | 0 | 0 | 0 | 0 | 0 | 0 | 0 | 0 | 0 | 0 | 0 | -7317.0265 | -7317.0265 | 0 | 0 | 0 | 0 | 0 | 0 | 0 | 0 | 0 | 0 | 0 | 0 | 61083.862 | 61083.862 | 0 | 0 | 0 | 0 | 0 | 301016.4832 | 301016.4832 | 0 | 0 | 0 | 0 | 0 | 12.046 | 12.046 | 0 | 0 | 0 | 0 | 0 | 0 | 0 | 0 | 0 | 0 | 0 | 0 | 17570 | 0 | -14634.053 | 0 | 122167.724 | 602032.9663 | 24.092 | 0
6-KU | KU-DI-Lighting General Service Lamp - Premium Efficiency LED | DI-Lighting General Service Lamp - Premium Efficiency LED | Lighting General Service Lamp - EISA Standard 2020 | Per Unit | Full Cost | 0 | 0 | 0 | -0.069408 | 0 | Calculated based based on the RTF LED/CFL workbook "ResLightingCFLand LEDLamps_v4_2.xlsm"; accessed 6/6/2016: http://rtf.nwcouncil.org//measures/measure.asp?id=141 | Free | 0 | 0 | 6.9532 | 8.5478 | 0.0010291 | 0 | Potential Study Results: Calculated based on assumptions from the RTF LED/CFL workbook "ResLightingCFLand LEDLamps_v4_2.xlsm"; accessed 6/6/2016: http://rtf.nwcouncil.org//measures/measure.asp?id=141 |  | 175% | [6 empty] | 0 | 0 | 2195 | 2195 | 2195 | 2195 | 2195 | Electric | Residential | Single Family | Lighting Standard | Existing | Lighting General Service Lamp - EISA Standard 2020 | Measure Description | Base Equipment | ResLighting - SF Wtd |  | KU Res | 12 | 5 | Calculated based on assumptions from the RTF LED/CFL workbook "ResLightingCFLand LEDLamps_v4_2.xlsm"; accessed 6/6/2016: http://rtf.nwcouncil.org//measures/measure.asp?id=142 | 100% | 100% | 0% | 0 | 0 | 0 | 0 | 0 | 0 | 0 | -0.069408 | -0.069408 | -0.069408 | -0.069408 | -0.069408 | -0.069408 | -0.069408 | 0 | 0 | 0 | 0 | 0 | 0 | 0 | 6.9532 | 6.9532 | 6.9532 | 6.9532 | 6.9532 | 6.9532 | 6.9532 | 8.5478 | 8.5478 | 8.5478 | 8.5478 | 8.5478 | 8.5478 | 8.5478 | 0.0010291 | 0.0010291 | 0.0010291 | 0.0010291 | 0.0010291 | 0.0010291 | 0.0010291 | 0 | 0 | 0 | 0 | 0 | 0 | 0 | 0 | 0 | 0 | 0 | 0 | 0 | 0 | 0 | 0 | -152.3513 | -152.3513 | -152.3513 | -152.3513 | -152.3513 | 0 | 0 | 0 | 0 | 0 | 0 | 0 | 0 | 0 | 15262.274 | 15262.274 | 15262.274 | 15262.274 | 15262.274 | 0 | 0 | 18762.4771 | 18762.4771 | 18762.4771 | 18762.4771 | 18762.4771 | 0 | 0 | 2.259 | 2.259 | 2.259 | 2.259 | 2.259 | 0 | 0 | 0 | 0 | 0 | 0 | 0 | 10975 | 0 | -761.7565 | 0 | 76311.37 | 93812.3854 | 11.2948 | 0
7-KU | KU-DI-Lighting Specialty Lamp - Premium Efficiency LED | DI-Lighting Specialty Lamp - Premium Efficiency LED | Lighting General Service Lamp - EISA Standard 2014 | Per Unit | Full Cost | 0 | 0 | 0 | -0.3883 | 0 | Calculated based based on the RTF LED/CFL workbook "ResLightingCFLand LEDLamps_v4_2.xlsm"; accessed 6/6/2016: http://rtf.nwcouncil.org//measures/measure.asp?id=141 | Free | 0 | 0 | 9.4653 | 28.406 | 0.0011367 | 0 | Potential Study Results: Calculated based on assumptions from the RTF LED/CFL workbook "ResLightingCFLand LEDLamps_v4_2.xlsm"; accessed 6/6/2016: http://rtf.nwcouncil.org//measures/measure.asp?id=141 |  | 300% | [6 empty] | 3765 | 3765 | 0 | 0 | 0 | 0 | 0 | Electric | Residential | Single Family | Lighting Interior Specialty | Existing | Lighting Specialty Lamp - Premium Efficiency LED | Measure Description | Base Equipment | ResLighting - SF Wtd |  | KU Res | 12 | 1 | Based on the RTF LED/CFL workbook "ResLightingCFLand LEDLamps_v4_2.xlsm"; accessed 6/6/2016: http://rtf.nwcouncil.org//measures/measure.asp?id=141 | 100% | 100% | 0% | 0 | 0 | 0 | 0 | 0 | 0 | 0 | -0.3883 | -0.3883 | -0.3883 | -0.3883 | -0.3883 | -0.3883 | -0.3883 | 0 | 0 | 0 | 0 | 0 | 0 | 0 | 9.4653 | 9.4653 | 9.4653 | 9.4653 | 9.4653 | 9.4653 | 9.4653 | 28.406 | 28.406 | 28.406 | 28.406 | 28.406 | 28.406 | 28.406 | 0.0011367 | 0.0011367 | 0.0011367 | 0.0011367 | 0.0011367 | 0.0011367 | 0.0011367 | 0 | 0 | 0 | 0 | 0 | 0 | 0 | 0 | 0 | 0 | 0 | 0 | 0 | 0 | -1461.9495 | -1461.9495 | 0 | 0 | 0 | 0 | 0 | 0 | 0 | 0 | 0 | 0 | 0 | 0 | 35636.9426 | 35636.9426 | 0 | 0 | 0 | 0 | 0 | 106948.4083 | 106948.4083 | 0 | 0 | 0 | 0 | 0 | 4.2798 | 4.2798 | 0 | 0 | 0 | 0 | 0 | 0 | 0 | 0 | 0 | 0 | 0 | 0 | 7530 | 0 | -2923.899 | 0 | 71273.8851 | 213896.8167 | 8.5597 | 0
8-KU | KU-DI-Lighting Specialty Lamp - Premium Efficiency LED | DI-Lighting Specialty Lamp - Premium Efficiency LED | Lighting General Service Lamp - EISA Standard 2020 | Per Unit | Full Cost | 0 | 0 | 0 | -0.032358 | 0 | Calculated based based on the RTF LED/CFL workbook "ResLightingCFLand LEDLamps_v4_2.xlsm"; accessed 6/6/2016: http://rtf.nwcouncil.org//measures/measure.asp?id=141 | Free | 0 | 0 | 9.4653 | 16.0447 | 0.00064207 | 0 | Potential Study Results: Calculated based on assumptions from the RTF LED/CFL workbook "ResLightingCFLand LEDLamps_v4_2.xlsm"; accessed 6/6/2016: http://rtf.nwcouncil.org//measures/measure.asp?id=141 |  | 75% | [6 empty] | 0 | 0 | 940 | 940 | 940 | 940 | 940 | Electric | Residential | Single Family | Lighting Interior Specialty | Existing | Lighting Specialty Lamp - Premium Efficiency LED | Measure Description | Base Equipment | ResLighting - SF Wtd |  | KU Res | 12 | 1 | Based on the RTF LED/CFL workbook "ResLightingCFLand LEDLamps_v4_2.xlsm"; accessed 6/6/2016: http://rtf.nwcouncil.org//measures/measure.asp?id=141 | 100% | 100% | 0% | 0 | 0 | 0 | 0 | 0 | 0 | 0 | -0.032358 | -0.032358 | -0.032358 | -0.032358 | -0.032358 | -0.032358 | -0.032358 | 0 | 0 | 0 | 0 | 0 | 0 | 0 | 9.4653 | 9.4653 | 9.4653 | 9.4653 | 9.4653 | 9.4653 | 9.4653 | 16.0447 | 16.0447 | 16.0447 | 16.0447 | 16.0447 | 16.0447 | 16.0447 | 0.00064207 | 0.00064207 | 0.00064207 | 0.00064207 | 0.00064207 | 0.00064207 | 0.00064207 | 0 | 0 | 0 | 0 | 0 | 0 | 0 | 0 | 0 | 0 | 0 | 0 | 0 | 0 | 0 | 0 | -30.4168 | -30.4168 | -30.4168 | -30.4168 | -30.4168 | 0 | 0 | 0 | 0 | 0 | 0 | 0 | 0 | 0 | 8897.404 | 8897.404 | 8897.404 | 8897.404 | 8897.404 | 0 | 0 | 15081.9996 | 15081.9996 | 15081.9996 | 15081.9996 | 15081.9996 | 0 | 0 | 0.60355 | 0.60355 | 0.60355 | 0.60355 | 0.60355 | 0 | 0 | 0 | 0 | 0 | 0 | 0 | 4700 | 0 | -152.0842 | 0 | 44487.0199 | 75409.9981 | 3.0177 | 0
9-KU | KU-DI-Faucet Aerator Low Flow - Bathroom | 1.0 GPM | Federal Standard 1994 Aerator - 2.2 GPM | Per Unit | Full Cost | 0 | 0 | 0 | 0 | 0 | Applied Multifamily cost estimates based on program development by Franklin Energy, Feb 2017 | Free | 0 | 0 | 3.99 | 73.1588 | 0.0048682 | 0 | Potential Study Results: Engineering Calculation |  | 45.72% | [6 empty] | 575 | 575 | 575 | 575 | 575 | 575 | 575 | Both | Residential | Single Family | Water Heat LE 55 Gal | Existing | Faucet Aerator Low Flow - Bathroom | 1.0 GPM | Federal Standard 1994 Aerator - 2.2 GPM | ResHotWater - SF Wtd | ResSFGasDHW | KU Res | 10 | 10 | Database for Energy Efficient Resources (DEER), Summary of EUL Analysis, 2014 for "Faucet Aerators" measure | 100% | 100% | 0% | 0 | 0 | 0 | 0 | 0 | 0 | 0 | 0 | 0 | 0 | 0 | 0 | 0 | 0 | 0 | 0 | 0 | 0 | 0 | 0 | 0 | 3.99 | 3.99 | 3.99 | 3.99 | 3.99 | 3.99 | 3.99 | 73.1588 | 73.1588 | 73.1588 | 73.1588 | 73.1588 | 73.1588 | 73.1588 | 0.0048682 | 0.0048682 | 0.0048682 | 0.0048682 | 0.0048682 | 0.0048682 | 0.0048682 | 0 | 0 | 0 | 0 | 0 | 0 | 0 | 0 | 0 | 0 | 0 | 0 | 0 | 0 | 0 | 0 | 0 | 0 | 0 | 0 | 0 | 0 | 0 | 0 | 0 | 0 | 0 | 0 | 2294.25 | 2294.25 | 2294.25 | 2294.25 | 2294.25 | 2294.25 | 2294.25 | 42066.3178 | 42066.3178 | 42066.3178 | 42066.3178 | 42066.3178 | 42066.3178 | 42066.3178 | 2.7992 | 2.7992 | 2.7992 | 2.7992 | 2.7992 | 2.7992 | 2.7992 | 0 | 0 | 0 | 0 | 0 | 0 | 0 | 4025 | 0 | 0 | 0 | 16059.75 | 294464.2247 | 19.5944 | 0
10-KU | KU-DI-Faucet Aerator Low Flow - Kitchen | 1.0 GPM | Federal Standard 1994 Aerator - 2.2 GPM | Per Unit | Full Cost | 0 | 0 | 0 | 0 | 0 | Applied Multifamily cost estimates based on program development by Franklin Energy, Feb 2017 | Free | 0 | 0 | 5.24 | 205.7592 | 0.013692 | 0 | Potential Study Results: Engineering Calculation |  | 14.81% | [6 empty] | 185 | 185 | 185 | 185 | 185 | 185 | 185 | Both | Residential | Single Family | Water Heat LE 55 Gal | Existing | Faucet Aerator Low Flow - Kitchen | 1.0 GPM | Federal Standard 1994 Aerator - 2.2 GPM | ResHotWater - SF Wtd | ResSFGasDHW | KU Res | 10 | 10 | Database for Energy Efficient Resources (DEER), Summary of EUL Analysis, 2014 for "Faucet Aerators" measure | 100% | 100% | 0% | 0 | 0 | 0 | 0 | 0 | 0 | 0 | 0 | 0 | 0 | 0 | 0 | 0 | 0 | 0 | 0 | 0 | 0 | 0 | 0 | 0 | 5.24 | 5.24 | 5.24 | 5.24 | 5.24 | 5.24 | 5.24 | 205.7592 | 205.7592 | 205.7592 | 205.7592 | 205.7592 | 205.7592 | 205.7592 | 0.013692 | 0.013692 | 0.013692 | 0.013692 | 0.013692 | 0.013692 | 0.013692 | 0 | 0 | 0 | 0 | 0 | 0 | 0 | 0 | 0 | 0 | 0 | 0 | 0 | 0 | 0 | 0 | 0 | 0 | 0 | 0 | 0 | 0 | 0 | 0 | 0 | 0 | 0 | 0 | 969.4 | 969.4 | 969.4 | 969.4 | 969.4 | 969.4 | 969.4 | 38065.4452 | 38065.4452 | 38065.4452 | 38065.4452 | 38065.4452 | 38065.4452 | 38065.4452 | 2.533 | 2.533 | 2.533 | 2.533 | 2.533 | 2.533 | 2.533 | 0 | 0 | 0 | 0 | 0 | 0 | 0 | 1295 | 0 | 0 | 0 | 6785.8 | 266458.1164 | 17.7308 | 0
11-KU | KU-DI-Low-Flow Showerhead | Low-Flow Showerhead - 1.5 GPM | Federal Standard 1994 Showerhead - 2.5 GPM | Per Unit | Full Cost | 0 | 0 | 0 | 0 | 0 | LG&E and KU Data: CAC (nonprofit): The cost for their standard 1.5 GPM is $13.72. SEEL: The cost for their standard 1.5 GPM is $18.00. Nexant: The cost for their standard 1.5 GPM is $6.87. | Free | 0 | 0 | 12.8633 | 448.1901 | 0.029824 | 0 | Potential Study Results: Engineering Calculation |  | 61.24% | [6 empty] | 770 | 770 | 770 | 770 | 770 | 770 | 770 | Both | Residential | Single Family | Water Heat LE 55 Gal | Existing | Low-Flow Showerhead | Low-Flow Showerhead - 1.5 GPM | Federal Standard 1994 Showerhead - 2.5 GPM | ResHotWater - SF Wtd | ResSFGasDHW | KU Res | 10 | 10 | Database for Energy Efficient Resources (DEER), Summary of EUL Analysis, 2014 for "Low-Flow Showerhead" measure | 100% | 100% | 0% | 0 | 0 | 0 | 0 | 0 | 0 | 0 | 0 | 0 | 0 | 0 | 0 | 0 | 0 | 0 | 0 | 0 | 0 | 0 | 0 | 0 | 12.8633 | 12.8633 | 12.8633 | 12.8633 | 12.8633 | 12.8633 | 12.8633 | 448.1901 | 448.1901 | 448.1901 | 448.1901 | 448.1901 | 448.1901 | 448.1901 | 0.029824 | 0.029824 | 0.029824 | 0.029824 | 0.029824 | 0.029824 | 0.029824 | 0 | 0 | 0 | 0 | 0 | 0 | 0 | 0 | 0 | 0 | 0 | 0 | 0 | 0 | 0 | 0 | 0 | 0 | 0 | 0 | 0 | 0 | 0 | 0 | 0 | 0 | 0 | 0 | 9904.7667 | 9904.7667 | 9904.7667 | 9904.7667 | 9904.7667 | 9904.7667 | 9904.7667 | 345106.3513 | 345106.3513 | 345106.3513 | 345106.3513 | 345106.3513 | 345106.3513 | 345106.3513 | 22.9643 | 22.9643 | 22.9643 | 22.9643 | 22.9643 | 22.9643 | 22.9643 | 0 | 0 | 0 | 0 | 0 | 0 | 0 | 5390 | 0 | 0 | 0 | 69333.3667 | 2415744.4593 | 160.7499 | 0
12-KU | KU-DI-Pipe Insulation - Water Heater | R-4 Pipe Wrap | No Pipe Insulation | Per Unit | Full Cost | 0 | 0 | 0 | 0 | 0 | RSMeans Online; Louisville ,KY; Polyethylene closed cell foam tubing for a 3/4" iron pipe size assumed - Accessed 06/08/2016 | Free | 0 | 0 | 9.9 | 53.3333 | 0.0035489 | 0 | Potential Study Results: Engineering Calculation and 5th Power Plan |  | 17.77% | [6 empty] | 225 | 225 | 225 | 225 | 225 | 225 | 225 | Both | Residential | Single Family | Water Heat LE 55 Gal | Existing | Pipe Insulation - Water Heater | R-4 Pipe Wrap | No Pipe Insulation | ResHotWater - SF Wtd | ResSFGasDHW | KU Res | 13 | 13 | Database for Energy Efficient Resources (DEER), Summary of EUL Analysis, 2014 for "Pipe Insulation - Electric Water Heater" measure | 100% | 100% | 0% | 0 | 0 | 0 | 0 | 0 | 0 | 0 | 0 | 0 | 0 | 0 | 0 | 0 | 0 | 0 | 0 | 0 | 0 | 0 | 0 | 0 | 9.9 | 9.9 | 9.9 | 9.9 | 9.9 | 9.9 | 9.9 | 53.3333 | 53.3333 | 53.3333 | 53.3333 | 53.3333 | 53.3333 | 53.3333 | 0.0035489 | 0.0035489 | 0.0035489 | 0.0035489 | 0.0035489 | 0.0035489 | 0.0035489 | 0 | 0 | 0 | 0 | 0 | 0 | 0 | 0 | 0 | 0 | 0 | 0 | 0 | 0 | 0 | 0 | 0 | 0 | 0 | 0 | 0 | 0 | 0 | 0 | 0 | 0 | 0 | 0 | 2227.5 | 2227.5 | 2227.5 | 2227.5 | 2227.5 | 2227.5 | 2227.5 | 12000 | 12000 | 12000 | 12000 | 12000 | 12000 | 12000 | 0.79851 | 0.79851 | 0.79851 | 0.79851 | 0.79851 | 0.79851 | 0.79851 | 0 | 0 | 0 | 0 | 0 | 0 | 0 | 1575 | 0 | 0 | 0 | 15592.5 | 84000 | 5.5896 | 0
13-KU | KU-DI-Programmable Thermostat | Programmable Thermostat | Manual Thermostat | Per Unit | Full Cost | 0 | 0 | 0 | 0 | 0 | Company cost estimates based on program estimates | Free | 0 | 0 | 30 | 106.3059 | 0 | 0 | Potential Study Results: Pennsylvania 2017 TRM Protocol for Smart Thermostats; based on numerous recent evaluations and studies. Assuming installation of thermostat by consumer. |  | 0.9879% | [6 empty] | 10 | 10 | 10 | 10 | 10 | 10 | 10 | Both | Residential | Single Family | Cool Central | Existing | Programmable Thermostat | Programmable Thermostat | Manual Thermostat | ResCooling - SF Wtd | ResSFGasHeat | KU Res | 11 | 11 | Database for Energy Efficient Resources (DEER), Summary of EUL Analysis, 2014 for "Programmable Thermostat" measure | 100% | 100% | 0% | 0 | 0 | 0 | 0 | 0 | 0 | 0 | 0 | 0 | 0 | 0 | 0 | 0 | 0 | 0 | 0 | 0 | 0 | 0 | 0 | 0 | 30 | 30 | 30 | 30 | 30 | 30 | 30 | 106.3059 | 106.3059 | 106.3059 | 106.3059 | 106.3059 | 106.3059 | 106.3059 | 0 | 0 | 0 | 0 | 0 | 0 | 0 | 0 | 0 | 0 | 0 | 0 | 0 | 0 | 0 | 0 | 0 | 0 | 0 | 0 | 0 | 0 | 0 | 0 | 0 | 0 | 0 | 0 | 0 | 0 | 0 | 0 | 0 | 0 | 0 | 300 | 300 | 300 | 300 | 300 | 300 | 300 | 1063.0593 | 1063.0593 | 1063.0593 | 1063.0593 | 1063.0593 | 1063.0593 | 1063.0593 | 0 | 0 | 0 | 0 | 0 | 0 | 0 | 0 | 0 | 0 | 0 | 0 | 0 | 0 | 70 | 0 | 0 | 0 | 2100 | 7441.4151 | 0 | 0
14-KU | KU-Appliance-Dryer - ENERGY STAR | ENERGY STAR Dryer - CEF 3.93 (Electric Dryer) | Federal Standard 2016 Dryer - EF 3.73 (Electric Dryer) | Per Unit | Incremental Cost | 40 | 0 | 40 | 0 | 20 | ENERGY STAR Appliances Calculator - Accessed 05/19/2016 | NA | 20 | 0 | 0 | 160.2341 | 0.020139 | 0 | Potential Study Results: ENERGY STAR Appliances Calculator - Accessed 05/19/2016; Calculations using ENERGY STAR appliances calculator |  | 0% | [6 empty] | 0 | 0 | 0 | 0 | 0 | 0 | 0 | Electric | Residential | Single Family | Dryer | Existing | Dryer - ENERGY STAR | Measure Description | Base Equipment | ResElecDryer - SF Wtd | ResSFGasDryer | KU Res | 11 | 11 | ENERGY STAR Appliances Calculator - Accessed 05/19/2016 | 100% | 100% | 0% | 40 | 40 | 40 | 40 | 40 | 40 | 40 | 0 | 0 | 0 | 0 | 0 | 0 | 0 | 20 | 20 | 20 | 20 | 20 | 20 | 20 | 0 | 0 | 0 | 0 | 0 | 0 | 0 | 160.2341 | 160.2341 | 160.2341 | 160.2341 | 160.2341 | 160.2341 | 160.2341 | 0.020139 | 0.020139 | 0.020139 | 0.020139 | 0.020139 | 0.020139 | 0.020139 | 0 | 0 | 0 | 0 | 0 | 0 | 0 | 0 | 0 | 0 | 0 | 0 | 0 | 0 | 0 | 0 | 0 | 0 | 0 | 0 | 0 | 0 | 0 | 0 | 0 | 0 | 0 | 0 | 0 | 0 | 0 | 0 | 0 | 0 | 0 | 0 | 0 | 0 | 0 | 0 | 0 | 0 | 0 | 0 | 0 | 0 | 0 | 0 | 0 | 0 | 0 | 0 | 0 | 0 | 0 | 0 | 0 | 0 | 0 | 0 | 0 | 0 | 0 | 0
[6 empty] | 40 | 0 | 40 | 0 | 20 | ENERGY STAR Appliances Calculator - Accessed 05/19/2016 | NA | 20 | 0 | 0 |  |  |  | Potential Study Results: ENERGY STAR Appliances Calculator - Accessed 05/19/2016; Calculations using ENERGY STAR appliances calculator |  | 0% | [11 empty] | 0 | 0 | [17 empty] | 2019: 0; 2020: 0; 2021: 0; 2022: 0; 2023: 0; 2024: 0; 2025: 0; 2019: 0; 2020: 0; 2021: 0; 2022: 0; 2023: 0; 2024: 0; 2025: 0 | 0 | 0 | 0 | 0 | 0 | 0 | 0 | 0
15-KU | KU-Appliance-Freezer - ENERGY STAR | ENERGY STAR Freezer | Federal Standard 2015 Freezer | Per Unit | Incremental Cost | 6.61 | 0 | 6.61 | 0 | 3.305 | As referenced in SWE 2014 potential study, Regional Technical Forum Freezers v2.2 (Regional Technical Forum (RTF): Accessed from <http://www.nwcouncil.org/energy/rtf/measures/Default.asp>) | NA | 15 | 0 | 0 | 35.0506 | 0.0049027 | 0 | Potential Study Results: Below Standard Freezer: Calculated based on maximum allowed kWh/yr abiding by the outdated 1997 Federal Standards and using the average volume found in the ENERGY STAR Appliance Calculator, accessed 9/8/2015: http://www.energystar.gov/sites/default/files/a |  | 0.08331% | [6 empty] | 0 | 0 | 0 | 0 | 0 | 0 | 0 | Electric | Residential | Single Family | Freezer | Existing | Freezer - ENERGY STAR | Measure Description | Base Equipment | ResFreezer - SF Wtd |  | KU Res | 12 | 12 | ENERGY STAR Appliances Calculator - Accessed 06/08/2016; https://www.energystar.gov/sites/default/files/asset/document/appliance_calculator.xlsx | 100% | 100% | 0% | 6.61 | 6.61 | 6.61 | 6.61 | 6.61 | 6.61 | 6.61 | 0 | 0 | 0 | 0 | 0 | 0 | 0 | 15 | 15 | 15 | 15 | 15 | 15 | 15 | 0 | 0 | 0 | 0 | 0 | 0 | 0 | 35.0506 | 35.0506 | 35.0506 | 35.0506 | 35.0506 | 35.0506 | 35.0506 | 0.0049027 | 0.0049027 | 0.0049027 | 0.0049027 | 0.0049027 | 0.0049027 | 0.0049027 | 0 | 0 | 0 | 0 | 0 | 0 | 0 | 0 | 0 | 0 | 0 | 0 | 0 | 0 | 0 | 0 | 0 | 0 | 0 | 0 | 0 | 0 | 0 | 0 | 0 | 0 | 0 | 0 | 0 | 0 | 0 | 0 | 0 | 0 | 0 | 0 | 0 | 0 | 0 | 0 | 0 | 0 | 0 | 0 | 0 | 0 | 0 | 0 | 0 | 0 | 0 | 0 | 0 | 0 | 0 | 0 | 0 | 0 | 0 | 0 | 0 | 0 | 0 | 0
16-KU | KU-Appliance-Refrigerator - ENERGY STAR | ENERGY STAR Refrigerator | Federal Standard 2015 Refrigerator | Per Unit | Incremental Cost | 56.8379 | 0 | 56.8379 | 0 | 28.4189 | Ratio-adjusted based on magnitude of kWh/yr savings; Incremental Cost of CEE Tier 2 = Incremental Cost of ENERGY STAR x {(?kWh/yr of CEE Tier 2) / (?kWh/yr of Federal Standard)} | NA | 30 | 0 | 0 | 47.7087 | 0.0058131 | 0 | Potential Study Results: Engineering calculation based on ENERGY STAR Appliance Calculator and CEE Efficiency Specfications |  | 1.595% | [6 empty] | 20 | 20 | 20 | 20 | 20 | 20 | 20 | Electric | Residential | Single Family | Refrigerator | Existing | Refrigerator - ENERGY STAR | Measure Description | Base Equipment | ResRefrig - SF Wtd |  | KU Res | 12 | 12 | ENERGY STAR Appliances Calculator - Accessed 06/08/2016; https://www.energystar.gov/sites/default/files/asset/document/appliance_calculator.xlsx | 100% | 100% | 0% | 56.8379 | 56.8379 | 56.8379 | 56.8379 | 56.8379 | 56.8379 | 56.8379 | 0 | 0 | 0 | 0 | 0 | 0 | 0 | 30 | 30 | 30 | 30 | 30 | 30 | 30 | 0 | 0 | 0 | 0 | 0 | 0 | 0 | 47.7087 | 47.7087 | 47.7087 | 47.7087 | 47.7087 | 47.7087 | 47.7087 | 0.0058131 | 0.0058131 | 0.0058131 | 0.0058131 | 0.0058131 | 0.0058131 | 0.0058131 | 0 | 0 | 0 | 0 | 0 | 0 | 0 | 1136.758 | 1136.758 | 1136.758 | 1136.758 | 1136.758 | 1136.758 | 1136.758 | 0 | 0 | 0 | 0 | 0 | 0 | 0 | 600 | 600 | 600 | 600 | 600 | 600 | 600 | 0 | 0 | 0 | 0 | 0 | 0 | 0 | 954.1745 | 954.1745 | 954.1745 | 954.1745 | 954.1745 | 954.1745 | 954.1745 | 0.11626 | 0.11626 | 0.11626 | 0.11626 | 0.11626 | 0.11626 | 0.11626 | 0 | 0 | 0 | 0 | 0 | 0 | 0 | 140 | 7957.306 | 0 | 4200 | 0 | 6679.2218 | 0.81384 | 0
17-KU | KU-Appliance-Clothes Washer (Front Loading) - ENERGY STAR | ENERGY STAR Clothes Washer (Front Loading) - IMEF 2.38 and IWF 3.7 (Electric DHW & Dryer) | Federal Standard 2018 Clothes Washer (Front Loading) - IMEF 1.84 and IWF 4.7 (Electric DHW & Dryer) | Per Unit | Incremental Cost | 28.0116 | 0 | 28.0116 | 0 | 14.0058 | Based on online research from various retailers: Best Buy, Lowes, Home Depot and Sears. Reviewed all possible models found on these retailers websites. Mapped model numbers to ENERGY STAR qualified product list. Engineering calculation to interpolate costs | NA | 15 | 0 | 0 | 150.5126 | 0 | 0 | Potential Study Results: Calculations based on ENERGY STAR Appliances Calculator. Accessed 06.07.2016 |  | 1.083% | [6 empty] | 15 | 15 | 15 | 15 | 15 | 15 | 15 | Electric | Residential | Single Family | Water Heat LE 55 Gal | Existing | Clothes Washer (Front Loading) - ENERGY STAR | ENERGY STAR Clothes Washer (Front Loading) - IMEF 2.38 and IWF 3.7 (Electric DHW & Dryer) | Federal Standard 2018 Clothes Washer (Front Loading) - IMEF 1.84 and IWF 4.7 (Electric DHW & Dryer) | ResHotWater - SF Wtd | ResSFGasDHW | KU Res | 11 | 11 | ENERGY STAR Appliances Calculator - Accessed 06/07/2016 | 100% | 100% | 0% | 28.0116 | 28.0116 | 28.0116 | 28.0116 | 28.0116 | 28.0116 | 28.0116 | 0 | 0 | 0 | 0 | 0 | 0 | 0 | 15 | 15 | 15 | 15 | 15 | 15 | 15 | 0 | 0 | 0 | 0 | 0 | 0 | 0 | 150.5126 | 150.5126 | 150.5126 | 150.5126 | 150.5126 | 150.5126 | 150.5126 | 0 | 0 | 0 | 0 | 0 | 0 | 0 | 0 | 0 | 0 | 0 | 0 | 0 | 0 | 420.1743 | 420.1743 | 420.1743 | 420.1743 | 420.1743 | 420.1743 | 420.1743 | 0 | 0 | 0 | 0 | 0 | 0 | 0 | 225 | 225 | 225 | 225 | 225 | 225 | 225 | 0 | 0 | 0 | 0 | 0 | 0 | 0 | 2257.6886 | 2257.6886 | 2257.6886 | 2257.6886 | 2257.6886 | 2257.6886 | 2257.6886 | 0 | 0 | 0 | 0 | 0 | 0 | 0 | 0 | 0 | 0 | 0 | 0 | 0 | 0 | 105 | 2941.2204 | 0 | 1575 | 0 | 15803.8202 | 0 | 0
18-KU | KU-Appliance-Clothes Washer (Top Loading) - ENERGY STAR | ENERGY STAR Clothes Washer (Top Loading) - IMEF 2.06 and IWF 4.3 (Electric DHW & Dryer) | Federal Standard 2018 Clothes Washer (Top Loading) - IMEF 1.57 and IWF 6.5 (Electric DHW & Dryer) | Per Unit | Incremental Cost | 95.8103 | 0 | 95.8103 | 0 | 47.9051 | Based on online research from various retailers: Best Buy, Lowes, Home Depot and Sears. Reviewed all possible models found on these retailers websites. Mapped model numbers to ENERGY STAR qualified product list. Engineering calculation to interpolate costs | NA | 50 | 0 | 0 | 396.5651 | 0 | 0 | Potential Study Results: Calculations based on ENERGY STAR Appliances Calculator. Accessed 06.07.2016 |  | 0% | [6 empty] | 0 | 0 | 0 | 0 | 0 | 0 | 0 | Electric | Residential | Single Family | Water Heat LE 55 Gal | Existing | Clothes Washer (Top Loading) - ENERGY STAR | ENERGY STAR Clothes Washer (Top Loading) - IMEF 2.06 and IWF 4.3 (Electric DHW & Dryer) | Federal Standard 2018 Clothes Washer (Top Loading) - IMEF 1.57 and IWF 6.5 (Electric DHW & Dryer) | ResHotWater - SF Wtd | ResSFGasDHW | KU Res | 11 | 11 | ENERGY STAR Appliances Calculator - Accessed 06/07/2016 | 100% | 100% | 0% | 95.8103 | 95.8103 | 95.8103 | 95.8103 | 95.8103 | 95.8103 | 95.8103 | 0 | 0 | 0 | 0 | 0 | 0 | 0 | 50 | 50 | 50 | 50 | 50 | 50 | 50 | 0 | 0 | 0 | 0 | 0 | 0 | 0 | 396.5651 | 396.5651 | 396.5651 | 396.5651 | 396.5651 | 396.5651 | 396.5651 | 0 | 0 | 0 | 0 | 0 | 0 | 0 | 0 | 0 | 0 | 0 | 0 | 0 | 0 | 0 | 0 | 0 | 0 | 0 | 0 | 0 | 0 | 0 | 0 | 0 | 0 | 0 | 0 | 0 | 0 | 0 | 0 | 0 | 0 | 0 | 0 | 0 | 0 | 0 | 0 | 0 | 0 | 0 | 0 | 0 | 0 | 0 | 0 | 0 | 0 | 0 | 0 | 0 | 0 | 0 | 0 | 0 | 0 | 0 | 0 | 0 | 0 | 0 | 0 | 0 | 0 | 0 | 0 | 0 | 0 | 0
[6 empty] | 28.0116 | 0 | 28.0116 | 0 | 14.0058 | Based on online research from various retailers: Best Buy, Lowes, Home Depot and Sears. Reviewed all possible models found on these retailers websites. Mapped model numbers to ENERGY STAR qualified product list. Engineering calculation to interpolate costs | NA | 15 | 0 | 0 |  |  |  | Potential Study Results: Engineering calculations based on ENERGY STAR Appliances Calculator. Accessed 06.07.2016 |  | 1.083% | [11 empty] | 0 | 0 | [17 empty] | 2019: 0; 2020: 0; 2021: 0; 2022: 0; 2023: 0; 2024: 0; 2025: 0; 2019: 0; 2020: 0; 2021: 0; 2022: 0; 2023: 0; 2024: 0; 2025: 0 | 0 | 0 | 0 | 0 | 0 | 0 | 0 | 0
[6 empty] | 95.8103 | 0 | 95.8103 | 0 | 47.9051 | Based on online research from various retailers: Best Buy, Lowes, Home Depot and Sears. Reviewed all possible models found on these retailers websites. Mapped model numbers to ENERGY STAR qualified product list. Engineering calculation to interpolate costs | NA | 50 | 0 | 0 |  |  |  | Potential Study Results: Engineering calculations based on ENERGY STAR Appliances Calculator. Accessed 06.07.2016 |  | 0% | [11 empty] | 0 | 0 | [17 empty] | 2019: 0; 2020: 0; 2021: 0; 2022: 0; 2023: 0; 2024: 0; 2025: 0; 2019: 0; 2020: 0; 2021: 0; 2022: 0; 2023: 0; 2024: 0; 2025: 0 | 0 | 0 | 0 | 0 | 0 | 0 | 0 | 0
19-KU | KU-Appliance-Dishwasher - ENERGY STAR | ENERGY STAR Dishwasher - 270 kWh/yr and 3.55 gal/cycle | Federal Standard 2014 Dishwasher - 307 kWh/yr and 5.0 gal/cycle | Per Unit | Incremental Cost | 9.3725 | 0 | 9.3725 | 0 | 4.6863 | ENERGY STAR Appliance Calculator, accessed 6/13/2016: http://www.energystar.gov/sites/default/files/asset/document/appliance_calculator.xlsx | NA | 15 | 0 | 0 | 36.5803 | 0.0024341 | 0 | Potential Study Results: ENERGY STAR Appliance Calculator, accessed 6/13/2016: http://www.energystar.gov/sites/default/files/asset/document/appliance_calculator.xlsx. Also provided in Measure Description |  | 1.083% | [6 empty] | 15 | 15 | 15 | 15 | 15 | 15 | 15 | Both | Residential | Single Family | Water Heat LE 55 Gal | Existing | Dishwasher - ENERGY STAR | ENERGY STAR Dishwasher - 270 kWh/yr and 3.55 gal/cycle | Federal Standard 2014 Dishwasher - 307 kWh/yr and 5.0 gal/cycle | ResHotWater - SF Wtd | ResSFGasDHW | KU Res | 10 | 10 | ENERGY STAR Appliance Calculator, accessed 6/13/2016: http://www.energystar.gov/sites/default/files/asset/document/appliance_calculator.xlsx | 100% | 100% | 0% | 9.3725 | 9.3725 | 9.3725 | 9.3725 | 9.3725 | 9.3725 | 9.3725 | 0 | 0 | 0 | 0 | 0 | 0 | 0 | 15 | 15 | 15 | 15 | 15 | 15 | 15 | 0 | 0 | 0 | 0 | 0 | 0 | 0 | 36.5803 | 36.5803 | 36.5803 | 36.5803 | 36.5803 | 36.5803 | 36.5803 | 0.0024341 | 0.0024341 | 0.0024341 | 0.0024341 | 0.0024341 | 0.0024341 | 0.0024341 | 0 | 0 | 0 | 0 | 0 | 0 | 0 | 140.5875 | 140.5875 | 140.5875 | 140.5875 | 140.5875 | 140.5875 | 140.5875 | 0 | 0 | 0 | 0 | 0 | 0 | 0 | 225 | 225 | 225 | 225 | 225 | 225 | 225 | 0 | 0 | 0 | 0 | 0 | 0 | 0 | 548.7047 | 548.7047 | 548.7047 | 548.7047 | 548.7047 | 548.7047 | 548.7047 | 0.036512 | 0.036512 | 0.036512 | 0.036512 | 0.036512 | 0.036512 | 0.036512 | 0 | 0 | 0 | 0 | 0 | 0 | 0 | 105 | 984.1125 | 0 | 1575 | 0 | 3840.933 | 0.25559 | 0
20-KU | KU-HVAC-DWH-Central Air Conditioner - ENERGY STAR | ENERGY STAR Central Air Conditioner - SEER/EER 15/12.5 (Split System) | Federal Standard 2015 Central Air Conditioner - SEER/EER 14/12 (Split System) | Per Unit | Incremental Cost | 417.933 | 0 | 417.933 | 0 | 208.9665 | 2012 - Cadmus Analysis of Installed Cost Data from Rebate Applications | NA | 210 | 0 | 0 | 202.0022 | 0.16284 | 0 | Potential Study Results: End use usage based on prototypical building simulations adjusted by CDD to the region. |  | 0% | [6 empty] | 0 | 0 | 0 | 0 | 0 | 0 | 0 | Electric | Residential | Single Family | Cool Central | Existing | Central Air Conditioner - ENERGY STAR | Measure Description | Base Equipment | ResCooling - SF Wtd |  | KU Res | 15 | 15 | DEER 2014 EUL Database for the measure "High Efficiency Air Conditioner (package and split systems)", accessed 6/7/2016: http://www.deeresources.com/files/DEER2013codeUpdate/download/DEER2014-EUL-table-update_2014-02-05.xlsx | 100% | 100% | 0% | 417.933 | 417.933 | 417.933 | 417.933 | 417.933 | 417.933 | 417.933 | 0 | 0 | 0 | 0 | 0 | 0 | 0 | 210 | 210 | 210 | 210 | 210 | 210 | 210 | 0 | 0 | 0 | 0 | 0 | 0 | 0 | 202.0022 | 202.0022 | 202.0022 | 202.0022 | 202.0022 | 202.0022 | 202.0022 | 0.16284 | 0.16284 | 0.16284 | 0.16284 | 0.16284 | 0.16284 | 0.16284 | 0 | 0 | 0 | 0 | 0 | 0 | 0 | 0 | 0 | 0 | 0 | 0 | 0 | 0 | 0 | 0 | 0 | 0 | 0 | 0 | 0 | 0 | 0 | 0 | 0 | 0 | 0 | 0 | 0 | 0 | 0 | 0 | 0 | 0 | 0 | 0 | 0 | 0 | 0 | 0 | 0 | 0 | 0 | 0 | 0 | 0 | 0 | 0 | 0 | 0 | 0 | 0 | 0 | 0 | 0 | 0 | 0 | 0 | 0 | 0 | 0 | 0 | 0 | 0
21-KU | KU-HVAC-DWH-Central Cooling - Evaporative Cooler | Evaporative Cooler | Federal Standard 2015 Central Air Conditioner - SEER/EER 14/12 (Split System) | Per Unit | Incremental Cost | -1872.0323 | 0 | -1872.0323 | 0 | -936.0162 | Xcel TRM 2015/2016 Demand-Side Management Plan pg. 472; PSCC Proceding No. 14A-1057EG, High Efficiency Air Conditioning, Accessed 6/7/2016 - https://www.xcelenergy.com/staticfiles/xe/Regulatory/Regulatory%20PDFs/EvaporativeCoolingEvaluationFile.pdf. A two- | NA | 15 | 0 | 0 | 2643.4073 | 2.1309 | 0 | Potential Study Results: End use usage based on prototypical building simulations adjusted by CDD to the region. |  | 0% | [6 empty] | 0 | 0 | 0 | 0 | 0 | 0 | 0 | Electric | Residential | Single Family | Cool Central | Existing | Central Cooling - Evaporative Cooler | Measure Description | Base Equipment | ResCooling - SF Wtd |  | KU Res | 15 | 15 | Assuming same as CAC - DEER 2014 EUL Database for the measure "High Efficiency Air Conditioner (package and split systems)", accessed 6/7/2016: http://www.deeresources.com/files/DEER2013codeUpdate/download/DEER2014-EUL-table-update_2014-02-05.xlsx | 100% | 100% | 0% | -1872.0323 | -1872.0323 | -1872.0323 | -1872.0323 | -1872.0323 | -1872.0323 | -1872.0323 | 0 | 0 | 0 | 0 | 0 | 0 | 0 | 15 | 15 | 15 | 15 | 15 | 15 | 15 | 0 | 0 | 0 | 0 | 0 | 0 | 0 | 2643.4073 | 2643.4073 | 2643.4073 | 2643.4073 | 2643.4073 | 2643.4073 | 2643.4073 | 2.1309 | 2.1309 | 2.1309 | 2.1309 | 2.1309 | 2.1309 | 2.1309 | 0 | 0 | 0 | 0 | 0 | 0 | 0 | 0 | 0 | 0 | 0 | 0 | 0 | 0 | 0 | 0 | 0 | 0 | 0 | 0 | 0 | 0 | 0 | 0 | 0 | 0 | 0 | 0 | 0 | 0 | 0 | 0 | 0 | 0 | 0 | 0 | 0 | 0 | 0 | 0 | 0 | 0 | 0 | 0 | 0 | 0 | 0 | 0 | 0 | 0 | 0 | 0 | 0 | 0 | 0 | 0 | 0 | 0 | 0 | 0 | 0 | 0 | 0 | 0
22-KU | KU-HVAC-DWH-Heat Pump - Air Source ENERGY STAR | Air Source Heat Pump - SEER/EER 15/12.5 and HSPF 8.5 (Split System) (CEE Tier 1) | Federal Standard 2015 Air Source Heat Pump - SEER/EER 14/12 and HSPF 8.2 (Split System) | Per Unit | Incremental Cost | 340.28 | 0 | 340.28 | 0 | 170.14 | 2012 - Cadmus Evaluation of a Mid-Atlantic Utility Program | NA | 170 | 0 | 0 | 420.5428 | 0.33901 | 0 | Potential Study Results: End use usage based on prototypical building simulations adjusted by HDD to the region. |  | 0% | [6 empty] | 0 | 0 | 0 | 0 | 0 | 0 | 0 | Electric | Residential | Single Family | Heat Pump | Existing | Heat Pump - Air Source CEE Tier 1 | Measure Description | Base Equipment | ResCooling - SF Wtd |  | KU Res | 15 | 15 | DEER 2014 EUL Database for the measure "Heat Pumps", accessed 6/1/2016: http://www.deeresources.com/files/DEER2013codeUpdate/download/DEER2014-EUL-table-update_2014-02-05.xlsx | 100% | 100% | 0% | 340.28 | 340.28 | 340.28 | 340.28 | 340.28 | 340.28 | 340.28 | 0 | 0 | 0 | 0 | 0 | 0 | 0 | 170 | 170 | 170 | 170 | 170 | 170 | 170 | 0 | 0 | 0 | 0 | 0 | 0 | 0 | 420.5428 | 420.5428 | 420.5428 | 420.5428 | 420.5428 | 420.5428 | 420.5428 | 0.33901 | 0.33901 | 0.33901 | 0.33901 | 0.33901 | 0.33901 | 0.33901 | 0 | 0 | 0 | 0 | 0 | 0 | 0 | 0 | 0 | 0 | 0 | 0 | 0 | 0 | 0 | 0 | 0 | 0 | 0 | 0 | 0 | 0 | 0 | 0 | 0 | 0 | 0 | 0 | 0 | 0 | 0 | 0 | 0 | 0 | 0 | 0 | 0 | 0 | 0 | 0 | 0 | 0 | 0 | 0 | 0 | 0 | 0 | 0 | 0 | 0 | 0 | 0 | 0 | 0 | 0 | 0 | 0 | 0 | 0 | 0 | 0 | 0 | 0 | 0
23-KU | KU-HVAC-DWH-Heat Pump - Ground Source ENERGY STAR | ENERGY STAR Ground Source Heat Pump - EER 17.1 and 3.6 COP (Split System) | Federal Standard 2015 Air Source Heat Pump - SEER/EER 14/12 and HSPF 8.2 (Split System) | Per Unit | Incremental Cost | 6893.316 | 0 | 6893.316 | 0 | 3446.658 | 2008 - Indiana - GHP Program Report | NA | 300 | 0 | 0 | 2962.0422 | 2.3878 | 0 | Potential Study Results: End use usage based on prototypical building simulations adjusted by HDD to the region. |  | 0% | [6 empty] | 0 | 0 | 0 | 0 | 0 | 0 | 0 | Electric | Residential | Single Family | Heat Pump | Existing | Heat Pump - Ground Source ENERGY STAR | Measure Description | Base Equipment | ResCooling - SF Wtd |  | KU Res | 20 | 20 | Regional Technical Forum, "Ground Source Heta Pump Upgrades" measure workbook v2.3, accessed 6/1/2016: http://rtf.nwcouncil.org/measures/res/ResGSHP_v2_3.xlsm | 100% | 100% | 0% | 6893.316 | 6893.316 | 6893.316 | 6893.316 | 6893.316 | 6893.316 | 6893.316 | 0 | 0 | 0 | 0 | 0 | 0 | 0 | 300 | 300 | 300 | 300 | 300 | 300 | 300 | 0 | 0 | 0 | 0 | 0 | 0 | 0 | 2962.0422 | 2962.0422 | 2962.0422 | 2962.0422 | 2962.0422 | 2962.0422 | 2962.0422 | 2.3878 | 2.3878 | 2.3878 | 2.3878 | 2.3878 | 2.3878 | 2.3878 | 0 | 0 | 0 | 0 | 0 | 0 | 0 | 0 | 0 | 0 | 0 | 0 | 0 | 0 | 0 | 0 | 0 | 0 | 0 | 0 | 0 | 0 | 0 | 0 | 0 | 0 | 0 | 0 | 0 | 0 | 0 | 0 | 0 | 0 | 0 | 0 | 0 | 0 | 0 | 0 | 0 | 0 | 0 | 0 | 0 | 0 | 0 | 0 | 0 | 0 | 0 | 0 | 0 | 0 | 0 | 0 | 0 | 0 | 0 | 0 | 0 | 0 | 0 | 0
24-KU | KU-HVAC-DWH-Ductless Heat Pump (DHP) | Ductless Heat Pump - SEER/EER 18/12.5, HSPF 10.0 | Standard Baseboard Heating - HSPF 3.41 | Per Unit | Incremental Cost | 4088.0156 | 0 | 4088.0156 | 0 | 2044.0078 | NEEP Incremental Cost Study - Phase 2; Accessed 6/3/2016, http://www.neep.org/file/1002/download?token=hYnSw9sW | NA | 300 | 0 | 0 | 4172.3666 | 0 | 0 | Potential Study Results: Calculations based on ENERGY STAR Appliances Calculator. Accessed 06.07.2016 |  | 0% | [6 empty] | 0 | 0 | 0 | 0 | 0 | 0 | 0 | Electric | Residential | Single Family | Heat Room | Existing | Ductless Heat Pump (DHP) | Measure Description | Base Equipment | ResCooling - SF Wtd |  | KU Res | 15 | 15 | 2014 - DEER (Assumed same as air-source heat pump and central AC) | 100% | 100% | 0% | 4088.0156 | 4088.0156 | 4088.0156 | 4088.0156 | 4088.0156 | 4088.0156 | 4088.0156 | 0 | 0 | 0 | 0 | 0 | 0 | 0 | 300 | 300 | 300 | 300 | 300 | 300 | 300 | 0 | 0 | 0 | 0 | 0 | 0 | 0 | 4172.3666 | 4172.3666 | 4172.3666 | 4172.3666 | 4172.3666 | 4172.3666 | 4172.3666 | 0 | 0 | 0 | 0 | 0 | 0 | 0 | 0 | 0 | 0 | 0 | 0 | 0 | 0 | 0 | 0 | 0 | 0 | 0 | 0 | 0 | 0 | 0 | 0 | 0 | 0 | 0 | 0 | 0 | 0 | 0 | 0 | 0 | 0 | 0 | 0 | 0 | 0 | 0 | 0 | 0 | 0 | 0 | 0 | 0 | 0 | 0 | 0 | 0 | 0 | 0 | 0 | 0 | 0 | 0 | 0 | 0 | 0 | 0 | 0 | 0 | 0 | 0 | 0 | 0 | 0 | 0 | 0 | 0 | 0 | 0
25-KU | KU-HVAC-DWH-Boiler - ENERGY STAR | ENERGY STAR Boiler - 90% AFUE | Federal Standard 2012 Boiler - 82% AFUE | Per Unit | Incremental Cost | 2547.62 | 0 | 2547.62 | 0 | 1273.81 | Various contractor estimates and retailers. | NA | 300 | 0 | 0 | 0 | 0 | 63.5641 | Potential Study Results: Calculations based on ENERGY STAR Appliances Calculator. Accessed 06.07.2016 |  | 0% | [6 empty] | 0 | 0 | 0 | 0 | 0 | 0 | 0 | Gas | Residential | Single Family | Heat Central Boiler | Existing | Boiler - ENERGY STAR | ENERGY STAR Boiler - 90% AFUE | Federal Standard 2012 Boiler - 82% AFUE | ResElecHeat - SF Wtd | ResSFGasHeat | KU Res | 20 | 20 | DEER 2014 EUL Database for the measure "High Efficiency Boiler", accessed 6/21/2016: http://www.deeresources.com/files/DEER2013codeUpdate/download/DEER2014-EUL-table-update_2014-02-05.xlsx | 100% | 0% | 100% | 2547.62 | 2547.62 | 2547.62 | 2547.62 | 2547.62 | 2547.62 | 2547.62 | 0 | 0 | 0 | 0 | 0 | 0 | 0 | 300 | 300 | 300 | 300 | 300 | 300 | 300 | 0 | 0 | 0 | 0 | 0 | 0 | 0 | 0 | 0 | 0 | 0 | 0 | 0 | 0 | 0 | 0 | 0 | 0 | 0 | 0 | 0 | 63.5641 | 63.5641 | 63.5641 | 63.5641 | 63.5641 | 63.5641 | 63.5641 | 0 | 0 | 0 | 0 | 0 | 0 | 0 | 0 | 0 | 0 | 0 | 0 | 0 | 0 | 0 | 0 | 0 | 0 | 0 | 0 | 0 | 0 | 0 | 0 | 0 | 0 | 0 | 0 | 0 | 0 | 0 | 0 | 0 | 0 | 0 | 0 | 0 | 0 | 0 | 0 | 0 | 0 | 0 | 0 | 0 | 0 | 0 | 0 | 0 | 0 | 0 | 0 | 0 | 0 | 0 | 0 | 0
26-KU | KU-HVAC-DWH-Furnace - ENERGY STAR | ENERGY STAR Furnace - 90% AFUE | Federal Standard 2016 Furnace - 80% AFUE | Per Unit | Incremental Cost | 344.29 | 0 | 344.29 | 0 | 172.145 | DEER 2008 | NA | 170 | 0 | 0 | 0 | 0 | 60.284 | Potential Study Results: Engineering calculations based on ENERGY STAR Appliances Calculator. Accessed 06.07.2016 |  | 0.0238% | [6 empty] | 0 | 0 | 0 | 0 | 0 | 0 | 0 | Gas | Residential | Single Family | Heat Central Furnace | Existing | Furnace - ENERGY STAR | ENERGY STAR Furnace - 90% AFUE | Federal Standard 2016 Furnace - 80% AFUE | ResElecHeat - SF Wtd | ResSFGasHeat | KU Res | 20 | 20 | DEER 2014 EUL Database for the measure "High Efficiency Furnace", accessed 6/3/2016: http://www.deeresources.com/files/DEER2013codeUpdate/download/DEER2014-EUL-table-update_2014-02-05.xlsx | 100% | 0% | 100% | 344.29 | 344.29 | 344.29 | 344.29 | 344.29 | 344.29 | 344.29 | 0 | 0 | 0 | 0 | 0 | 0 | 0 | 170 | 170 | 170 | 170 | 170 | 170 | 170 | 0 | 0 | 0 | 0 | 0 | 0 | 0 | 0 | 0 | 0 | 0 | 0 | 0 | 0 | 0 | 0 | 0 | 0 | 0 | 0 | 0 | 60.284 | 60.284 | 60.284 | 60.284 | 60.284 | 60.284 | 60.284 | 0 | 0 | 0 | 0 | 0 | 0 | 0 | 0 | 0 | 0 | 0 | 0 | 0 | 0 | 0 | 0 | 0 | 0 | 0 | 0 | 0 | 0 | 0 | 0 | 0 | 0 | 0 | 0 | 0 | 0 | 0 | 0 | 0 | 0 | 0 | 0 | 0 | 0 | 0 | 0 | 0 | 0 | 0 | 0 | 0 | 0 | 0 | 0 | 0 | 0 | 0 | 0 | 0 | 0 | 0 | 0 | 0
27-KU | KU-HVAC-DWH-Tune-up - Central Air Conditioner | Central Air Conditioner with Tune-up | Central Air Conditioner with no Tune-up | Per Unit | Incremental Cost | 100 | 0 | 100 | 0 | 50 | Assuming equipment cost included in labor cost | NA | 50 | 0 | 0 | 432.3131 | 0.3485 | 0 | Potential Study Results: Engineering calculations based on ENERGY STAR Appliances Calculator. Accessed 06.07.2016 |  | 2.047% | [6 empty] | 25 | 25 | 25 | 25 | 25 | 25 | 25 | Electric | Residential | Single Family | Cool Central | Existing | Tune-up - Central Air Conditioner | Central Air Conditioner with Tune-up | Central Air Conditioner with no Tune-up | ResCooling - SF Wtd |  | KU Res | 5 | 5 | GDS Associates, Inc. (2007). Measure Life Report: Residential and Commercial/Industrial Lighting and HVAC Measures. Prepared for The New England State Program Working Group. | 100% | 100% | 0% | 100 | 100 | 100 | 100 | 100 | 100 | 100 | 0 | 0 | 0 | 0 | 0 | 0 | 0 | 50 | 50 | 50 | 50 | 50 | 50 | 50 | 0 | 0 | 0 | 0 | 0 | 0 | 0 | 432.3131 | 432.3131 | 432.3131 | 432.3131 | 432.3131 | 432.3131 | 432.3131 | 0.3485 | 0.3485 | 0.3485 | 0.3485 | 0.3485 | 0.3485 | 0.3485 | 0 | 0 | 0 | 0 | 0 | 0 | 0 | 2500 | 2500 | 2500 | 2500 | 2500 | 2500 | 2500 | 0 | 0 | 0 | 0 | 0 | 0 | 0 | 1250 | 1250 | 1250 | 1250 | 1250 | 1250 | 1250 | 0 | 0 | 0 | 0 | 0 | 0 | 0 | 10807.8274 | 10807.8274 | 10807.8274 | 10807.8274 | 10807.8274 | 10807.8274 | 10807.8274 | 8.7125 | 8.7125 | 8.7125 | 8.7125 | 8.7125 | 8.7125 | 8.7125 | 0 | 0 | 0 | 0 | 0 | 0 | 0 | 175 | 17500 | 0 | 8750 | 0 | 75654.792 | 60.9874 | 0
28-KU | KU-HVAC-DWH-Tune-up - Heat Pump | Heat Pump with Tune-up | Heat Pump with no Tune-up | Per Unit | Incremental Cost | 100 | 0 | 100 | 0 | 50 | Assuming equipment cost included in labor cost | NA | 50 | 0 | 0 | 789.1483 | 0.63615 | 0 | Potential Study Results: Engineering calculations based on ENERGY STAR Appliances Calculator. Accessed 06.07.2016 |  | 0% | [6 empty] | 0 | 0 | 0 | 0 | 0 | 0 | 0 | Electric | Residential | Single Family | Heat Pump | Existing | Tune-up - Heat Pump | Heat Pump with Tune-up | Heat Pump with no Tune-up | ResCooling - SF Wtd |  | KU Res | 5 | 5 | GDS Associates, Inc. (2007). Measure Life Report: Residential and Commercial/Industrial Lighting and HVAC Measures. Prepared for The New England State Program Working Group. | 100% | 100% | 0% | 100 | 100 | 100 | 100 | 100 | 100 | 100 | 0 | 0 | 0 | 0 | 0 | 0 | 0 | 50 | 50 | 50 | 50 | 50 | 50 | 50 | 0 | 0 | 0 | 0 | 0 | 0 | 0 | 789.1483 | 789.1483 | 789.1483 | 789.1483 | 789.1483 | 789.1483 | 789.1483 | 0.63615 | 0.63615 | 0.63615 | 0.63615 | 0.63615 | 0.63615 | 0.63615 | 0 | 0 | 0 | 0 | 0 | 0 | 0 | 0 | 0 | 0 | 0 | 0 | 0 | 0 | 0 | 0 | 0 | 0 | 0 | 0 | 0 | 0 | 0 | 0 | 0 | 0 | 0 | 0 | 0 | 0 | 0 | 0 | 0 | 0 | 0 | 0 | 0 | 0 | 0 | 0 | 0 | 0 | 0 | 0 | 0 | 0 | 0 | 0 | 0 | 0 | 0 | 0 | 0 | 0 | 0 | 0 | 0 | 0 | 0 | 0 | 0 | 0 | 0 | 0
29-KU | KU-HVAC-DWH-Tune-up - Furnace/Boiler | Furnace/Boiler with Tune-up | No Tune-up | Per Unit | Incremental Cost | 100 | 0 | 100 | 0 | 50 | Assuming equipment cost included in labor cost | NA | 50 | 0 | 0 | 0 | 0 | 8.4 | Potential Study Results: Engineering calculations based on ENERGY STAR Appliances Calculator. Accessed 06.07.2016 |  | 2% | [6 empty] | 25 | 25 | 25 | 25 | 25 | 25 | 25 | Gas | Residential | Single Family | Heat Central Furnace | Existing | Tune-up - Furnace/Boiler | Furnace/Boiler with Tune-up | No Tune-up | ResCooling - SF Wtd | ResSFGasHeat | KU Res | 5 | 5 | GDS Associates, Inc. (2007). Measure Life Report: Residential and Commercial/Industrial Lighting and HVAC Measures. Prepared for The New England State Program Working Group. | 100% | 0% | 100% | 100 | 100 | 100 | 100 | 100 | 100 | 100 | 0 | 0 | 0 | 0 | 0 | 0 | 0 | 50 | 50 | 50 | 50 | 50 | 50 | 50 | 0 | 0 | 0 | 0 | 0 | 0 | 0 | 0 | 0 | 0 | 0 | 0 | 0 | 0 | 0 | 0 | 0 | 0 | 0 | 0 | 0 | 8.4 | 8.4 | 8.4 | 8.4 | 8.4 | 8.4 | 8.4 | 2500 | 2500 | 2500 | 2500 | 2500 | 2500 | 2500 | 0 | 0 | 0 | 0 | 0 | 0 | 0 | 1250 | 1250 | 1250 | 1250 | 1250 | 1250 | 1250 | 0 | 0 | 0 | 0 | 0 | 0 | 0 | 0 | 0 | 0 | 0 | 0 | 0 | 0 | 0 | 0 | 0 | 0 | 0 | 0 | 0 | 210.0002 | 210.0002 | 210.0002 | 210.0002 | 210.0002 | 210.0002 | 210.0002 | 175 | 17500 | 0 | 8750 | 0 | 0 | 0 | 1470.0017
30-KU | KU-HVAC-DWH-Motor - ECM | Electronically Commutated Motor (ECM) | Federal Standard 2019 Furnace Fan | Per Unit | Incremental Cost | 78 | 0 | 78 | 0 | 39 | Based on the EERE TSD TECHNICAL SUPPORT DOCUMENT: ENERGY EFFICIENCY PROGRAM FOR CONSUMER PRODUCTS AND COMMERCIAL AND INDUSTRIAL EQUIPMENT: RESIDENTIAL FURNACE FANS from June 2014. Based on cost tables 8.2.5 and 8.2.6; Assuming the motor product class of no | NA | 40 | 0 | 0 | 72.5621 | 0 | 0 | Potential Study Results: Engineering calculations based on ENERGY STAR Appliances Calculator. Accessed 06.07.2016 |  | 0% | [6 empty] | 0 | 0 | 0 | 0 | 0 | 0 | 0 | Electric | Residential | Single Family | Ventilation And Circulation | Existing | Motor - ECM | Measure Description | Base Equipment | ResElecHeat - SF Wtd |  | KU Res | 15 | 15 | DEER 2014 EUL Database for the measure "HVAC Fan Motor", accessed 6/8/2016: http://www.deeresources.com/files/DEER2013codeUpdate/download/DEER2014-EUL-table-update_2014-02-05.xlsx | 100% | 100% | 0% | 78 | 78 | 78 | 78 | 78 | 78 | 78 | 0 | 0 | 0 | 0 | 0 | 0 | 0 | 40 | 40 | 40 | 40 | 40 | 40 | 40 | 0 | 0 | 0 | 0 | 0 | 0 | 0 | 72.5621 | 72.5621 | 72.5621 | 72.5621 | 72.5621 | 72.5621 | 72.5621 | 0 | 0 | 0 | 0 | 0 | 0 | 0 | 0 | 0 | 0 | 0 | 0 | 0 | 0 | 0 | 0 | 0 | 0 | 0 | 0 | 0 | 0 | 0 | 0 | 0 | 0 | 0 | 0 | 0 | 0 | 0 | 0 | 0 | 0 | 0 | 0 | 0 | 0 | 0 | 0 | 0 | 0 | 0 | 0 | 0 | 0 | 0 | 0 | 0 | 0 | 0 | 0 | 0 | 0 | 0 | 0 | 0 | 0 | 0 | 0 | 0 | 0 | 0 | 0 | 0 | 0 | 0 | 0 | 0 | 0 | 0
31-KU | KU-HVAC-DWH-Heat Pump Water Heater - ENERGY STAR | ENERGY STAR Heat Pump Water Heater ≤ 55 GAL - EF 2.0 | Federal Standard 2015 Storage Water Heater ≤ 55 GAL - EF 0.95 | Per Unit | Incremental Cost | 829 | 0 | 829 | 0 | 414.5 | As referenced in SWE 2014 Potential Study, Regional Technical Forum Heat Pump Water Heaters v1.3 | NA | 300 | 0 | 0 | 1663.4995 | 0.11069 | 0 | Potential Study Results: Engineering calculations based on ENERGY STAR Appliances Calculator. Accessed 06.07.2016 |  | 0% | [6 empty] | 0 | 0 | 0 | 0 | 0 | 0 | 0 | Electric | Residential | Single Family | Water Heat LE 55 Gal | Existing | Heat Pump Water Heater - ENERGY STAR | Measure Description | Base Equipment | ResHotWater - SF Wtd |  | KU Res | 10 | 10 | DEER 2014 EUL Database for the measure "Heat Pump Water Heater", accessed 6/8/2016: http://www.deeresources.com/files/DEER2013codeUpdate/download/DEER2014-EUL-table-update_2014-02-05.xlsx | 100% | 100% | 0% | 829 | 829 | 829 | 829 | 829 | 829 | 829 | 0 | 0 | 0 | 0 | 0 | 0 | 0 | 300 | 300 | 300 | 300 | 300 | 300 | 300 | 0 | 0 | 0 | 0 | 0 | 0 | 0 | 1663.4995 | 1663.4995 | 1663.4995 | 1663.4995 | 1663.4995 | 1663.4995 | 1663.4995 | 0.11069 | 0.11069 | 0.11069 | 0.11069 | 0.11069 | 0.11069 | 0.11069 | 0 | 0 | 0 | 0 | 0 | 0 | 0 | 0 | 0 | 0 | 0 | 0 | 0 | 0 | 0 | 0 | 0 | 0 | 0 | 0 | 0 | 0 | 0 | 0 | 0 | 0 | 0 | 0 | 0 | 0 | 0 | 0 | 0 | 0 | 0 | 0 | 0 | 0 | 0 | 0 | 0 | 0 | 0 | 0 | 0 | 0 | 0 | 0 | 0 | 0 | 0 | 0 | 0 | 0 | 0 | 0 | 0 | 0 | 0 | 0 | 0 | 0 | 0 | 0
32-KU | KU-HVAC-DWH-Water Heater - Condensing | Condensing Water Heater = 55 GAL - EF 0.90 | Federal Standard 2015 Storage Water Heater = 55 GAL - EF 0.62 | Per Unit | Incremental Cost | 1295.1303 | 0 | 1295.1303 | 0 | 647.5652 | DEER 2008 and ACEEE 2011 | NA | 300 | 0 | 0 | 0 | 0 | 51.5371 | Potential Study Results: Engineering calculations based on ENERGY STAR Appliances Calculator. Accessed 06.07.2016 |  | 0% | [6 empty] | 0 | 0 | 0 | 0 | 0 | 0 | 0 | Gas | Residential | Single Family | Water Heat LE 55 Gal | Existing | Water Heater - Condensing | Condensing Water Heater = 55 GAL - EF 0.90 | Federal Standard 2015 Storage Water Heater = 55 GAL - EF 0.62 | ResHotWater - SF Wtd | ResSFGasDHW | KU Res | 11 | 11 | DEER 2014 EUL Database for the measure "Residential Gas Water Heater", accessed 6/21/2016: http://www.deeresources.com/files/DEER2013codeUpdate/download/DEER2014-EUL-table-update_2014-02-05.xlsx | 100% | 0% | 100% | 1295.1303 | 1295.1303 | 1295.1303 | 1295.1303 | 1295.1303 | 1295.1303 | 1295.1303 | 0 | 0 | 0 | 0 | 0 | 0 | 0 | 300 | 300 | 300 | 300 | 300 | 300 | 300 | 0 | 0 | 0 | 0 | 0 | 0 | 0 | 0 | 0 | 0 | 0 | 0 | 0 | 0 | 0 | 0 | 0 | 0 | 0 | 0 | 0 | 51.5371 | 51.5371 | 51.5371 | 51.5371 | 51.5371 | 51.5371 | 51.5371 | 0 | 0 | 0 | 0 | 0 | 0 | 0 | 0 | 0 | 0 | 0 | 0 | 0 | 0 | 0 | 0 | 0 | 0 | 0 | 0 | 0 | 0 | 0 | 0 | 0 | 0 | 0 | 0 | 0 | 0 | 0 | 0 | 0 | 0 | 0 | 0 | 0 | 0 | 0 | 0 | 0 | 0 | 0 | 0 | 0 | 0 | 0 | 0 | 0 | 0 | 0 | 0 | 0 | 0 | 0 | 0 | 0
33-KU | KU-HVAC-DWH-Water Heater - ENERGY STAR Storage | ENERGY STAR Storage Water Heater = 55 GAL - EF 0.67 | Federal Standard 2015 Storage Water Heater = 55 GAL - EF 0.62 | Per Unit | Incremental Cost | 125.1973 | 0 | 125.1973 | 0 | 62.5986 | DEER 2008 and ACEEE 2011 | NA | 60 | 0 | 0 | 0 | 0 | 12.3623 | Potential Study Results: Engineering calculations based on ENERGY STAR Appliances Calculator. Accessed 06.07.2016 |  | 1.059% | [6 empty] | 15 | 15 | 15 | 15 | 15 | 15 | 15 | Gas | Residential | Single Family | Water Heat LE 55 Gal | Existing | Water Heater - ENERGY STAR Storage | ENERGY STAR Storage Water Heater = 55 GAL - EF 0.67 | Federal Standard 2015 Storage Water Heater = 55 GAL - EF 0.62 | ResHotWater - SF Wtd | ResSFGasDHW | KU Res | 11 | 11 | DEER 2014 EUL Database for the measure "Residential Gas Water Heater", accessed 6/21/2016: http://www.deeresources.com/files/DEER2013codeUpdate/download/DEER2014-EUL-table-update_2014-02-05.xlsx | 100% | 0% | 100% | 125.1973 | 125.1973 | 125.1973 | 125.1973 | 125.1973 | 125.1973 | 125.1973 | 0 | 0 | 0 | 0 | 0 | 0 | 0 | 60 | 60 | 60 | 60 | 60 | 60 | 60 | 0 | 0 | 0 | 0 | 0 | 0 | 0 | 0 | 0 | 0 | 0 | 0 | 0 | 0 | 0 | 0 | 0 | 0 | 0 | 0 | 0 | 12.3623 | 12.3623 | 12.3623 | 12.3623 | 12.3623 | 12.3623 | 12.3623 | 1877.9595 | 1877.9595 | 1877.9595 | 1877.9595 | 1877.9595 | 1877.9595 | 1877.9595 | 0 | 0 | 0 | 0 | 0 | 0 | 0 | 900 | 900 | 900 | 900 | 900 | 900 | 900 | 0 | 0 | 0 | 0 | 0 | 0 | 0 | 0 | 0 | 0 | 0 | 0 | 0 | 0 | 0 | 0 | 0 | 0 | 0 | 0 | 0 | 185.4346 | 185.4346 | 185.4346 | 185.4346 | 185.4346 | 185.4346 | 185.4346 | 105 | 13145.7165 | 0 | 6300 | 0 | 0 | 0 | 1298.0422
34-KU | KU-HVAC-DWH-Water Heater - ENERGY STAR Tankless | ENERGY STAR Tankless Water Heater = 55 GAL - EF 0.90 | Federal Standard 2015 Storage Water Heater = 55 GAL - EF 0.62 | Per Unit | Incremental Cost | 664.8539 | 0 | 664.8539 | 0 | 332.4269 | Various Retailers | NA | 300 | 0 | 0 | 0 | 0 | 51.5271 | Potential Study Results: Engineering calculations based on ENERGY STAR Appliances Calculator. Accessed 06.07.2016 |  | 0% | [6 empty] | 0 | 0 | 0 | 0 | 0 | 0 | 0 | Gas | Residential | Single Family | Water Heat LE 55 Gal | Existing | Water Heater - ENERGY STAR Tankless | ENERGY STAR Tankless Water Heater = 55 GAL - EF 0.90 | Federal Standard 2015 Storage Water Heater = 55 GAL - EF 0.62 | ResHotWater - SF Wtd | ResSFGasDHW | KU Res | 11 | 11 | DEER 2014 EUL Database for the measure "Residential Gas Water Heater", accessed 6/21/2016: http://www.deeresources.com/files/DEER2013codeUpdate/download/DEER2014-EUL-table-update_2014-02-05.xlsx | 100% | 0% | 100% | 664.8539 | 664.8539 | 664.8539 | 664.8539 | 664.8539 | 664.8539 | 664.8539 | 0 | 0 | 0 | 0 | 0 | 0 | 0 | 300 | 300 | 300 | 300 | 300 | 300 | 300 | 0 | 0 | 0 | 0 | 0 | 0 | 0 | 0 | 0 | 0 | 0 | 0 | 0 | 0 | 0 | 0 | 0 | 0 | 0 | 0 | 0 | 51.5271 | 51.5271 | 51.5271 | 51.5271 | 51.5271 | 51.5271 | 51.5271 | 0 | 0 | 0 | 0 | 0 | 0 | 0 | 0 | 0 | 0 | 0 | 0 | 0 | 0 | 0 | 0 | 0 | 0 | 0 | 0 | 0 | 0 | 0 | 0 | 0 | 0 | 0 | 0 | 0 | 0 | 0 | 0 | 0 | 0 | 0 | 0 | 0 | 0 | 0 | 0 | 0 | 0 | 0 | 0 | 0 | 0 | 0 | 0 | 0 | 0 | 0 | 0 | 0 | 0 | 0 | 0 | 0
35-KU | KU-Weatherization-Ceiling Insulation (KY) - Code | R-49 | Average Existing Insulation | Per Unit | Incremental Cost | 1422.8274 | 0 | 1422.8274 | 0 | 711.4137 | RS Means 2009 | NA | 300 | 0 | 0 | 325.9027 | 0.11607 | 0 | Potential Study Results: Engineering Calculation |  | 0.7617% | [6 empty] | 10 | 10 | 10 | 10 | 10 | 10 | 10 | Both | Residential | Single Family | Cool Central | Existing | Ceiling Insulation (KY) - Code | R-49 | Average Existing Insulation | ResCooling - SF Wtd | ResSFGasHeat | KU Res | 20 | 20 | Database for Energy Efficient Resources (DEER), Summary of EUL Analysis, 2014 for "Roof/Ceiling Insulation - Residential" measure | 100% | 100% | 100% | 1422.8274 | 1422.8274 | 1422.8274 | 1422.8274 | 1422.8274 | 1422.8274 | 1422.8274 | 0 | 0 | 0 | 0 | 0 | 0 | 0 | 300 | 300 | 300 | 300 | 300 | 300 | 300 | 0 | 0 | 0 | 0 | 0 | 0 | 0 | 325.9027 | 325.9027 | 325.9027 | 325.9027 | 325.9027 | 325.9027 | 325.9027 | 0.11607 | 0.11607 | 0.11607 | 0.11607 | 0.11607 | 0.11607 | 0.11607 | 0 | 0 | 0 | 0 | 0 | 0 | 0 | 14228.274 | 14228.274 | 14228.274 | 14228.274 | 14228.274 | 14228.274 | 14228.274 | 0 | 0 | 0 | 0 | 0 | 0 | 0 | 3000 | 3000 | 3000 | 3000 | 3000 | 3000 | 3000 | 0 | 0 | 0 | 0 | 0 | 0 | 0 | 3259.0272 | 3259.0272 | 3259.0272 | 3259.0272 | 3259.0272 | 3259.0272 | 3259.0272 | 1.1607 | 1.1607 | 1.1607 | 1.1607 | 1.1607 | 1.1607 | 1.1607 | 0 | 0 | 0 | 0 | 0 | 0 | 0 | 70 | 99597.918 | 0 | 21000 | 0 | 22813.1906 | 8.125 | 0
36-KU | KU-Weatherization-Duct Sealing and Insulation - Code | Code Duct Sealing and Insulation - R-8 | Existing Duct Sealing and Insulation - R-4 | Per Unit | Incremental Cost | 1162 | 0 | 1162 | 0 | 581 | 2010 - ETO - Residential Duct Insulation | NA | 300 | 0 | 0 | 783.6582 | 0.58505 | 0 | Potential Study Results: NAIMA Duct Insulation 2001 & 2013 - EnergyStar - QI Fact Sheet |  | 0.369% | [6 empty] | 5 | 5 | 5 | 5 | 5 | 5 | 5 | Both | Residential | Single Family | Cool Central | Existing | Duct Sealing and Insulation - Code | Code Duct Sealing and Insulation - R-8 | Existing Duct Sealing and Insulation - R-4 | ResCooling - SF Wtd | ResSFGasHeat | KU Res | 18 | 18 | 2010 - ETO - Residential Duct Insulation | 100% | 100% | 100% | 1162 | 1162 | 1162 | 1162 | 1162 | 1162 | 1162 | 0 | 0 | 0 | 0 | 0 | 0 | 0 | 300 | 300 | 300 | 300 | 300 | 300 | 300 | 0 | 0 | 0 | 0 | 0 | 0 | 0 | 783.6582 | 783.6582 | 783.6582 | 783.6582 | 783.6582 | 783.6582 | 783.6582 | 0.58505 | 0.58505 | 0.58505 | 0.58505 | 0.58505 | 0.58505 | 0.58505 | 0 | 0 | 0 | 0 | 0 | 0 | 0 | 5810 | 5810 | 5810 | 5810 | 5810 | 5810 | 5810 | 0 | 0 | 0 | 0 | 0 | 0 | 0 | 1500 | 1500 | 1500 | 1500 | 1500 | 1500 | 1500 | 0 | 0 | 0 | 0 | 0 | 0 | 0 | 3918.2909 | 3918.2909 | 3918.2909 | 3918.2909 | 3918.2909 | 3918.2909 | 3918.2909 | 2.9253 | 2.9253 | 2.9253 | 2.9253 | 2.9253 | 2.9253 | 2.9253 | 0 | 0 | 0 | 0 | 0 | 0 | 0 | 35 | 40670 | 0 | 10500 | 0 | 27428.036 | 20.4769 | 0
37-KU | KU-Weatherization-Infiltration Control - Reduction of Existing Conditions | Infiltration Control - 0.1 ACH Reduction | Existing Infiltration Conditions | Per Unit | Incremental Cost | 320.4744 | 0 | 320.4744 | 0 | 160.2372 | RSMeans | NA | 160 | 0 | 0 | 74.3545 | 0.040429 | 0 | Potential Study Results: Cadmus analysis using building modeling to calculate measure percent savings |  | 11.32% | [6 empty] | 142.5 | 142.5 | 142.5 | 142.5 | 142.5 | 142.5 | 142.5 | Both | Residential | Single Family | Cool Central | Existing | Infiltration Control - Reduction of Existing Conditions | Infiltration Control - 0.1 ACH Reduction | Existing Infiltration Conditions | ResCooling - SF Wtd | ResSFGasHeat | KU Res | 11 | 11 | Database for Energy Efficient Resources (DEER), Summary of EUL Analysis, 2014 for "Low-Income Weatherization" measure | 100% | 100% | 100% | 320.4744 | 320.4744 | 320.4744 | 320.4744 | 320.4744 | 320.4744 | 320.4744 | 0 | 0 | 0 | 0 | 0 | 0 | 0 | 160 | 160 | 160 | 160 | 160 | 160 | 160 | 0 | 0 | 0 | 0 | 0 | 0 | 0 | 74.3545 | 74.3545 | 74.3545 | 74.3545 | 74.3545 | 74.3545 | 74.3545 | 0.040429 | 0.040429 | 0.040429 | 0.040429 | 0.040429 | 0.040429 | 0.040429 | 0 | 0 | 0 | 0 | 0 | 0 | 0 | 45667.602 | 45667.602 | 45667.602 | 45667.602 | 45667.602 | 45667.602 | 45667.602 | 0 | 0 | 0 | 0 | 0 | 0 | 0 | 22800 | 22800 | 22800 | 22800 | 22800 | 22800 | 22800 | 0 | 0 | 0 | 0 | 0 | 0 | 0 | 10595.5144 | 10595.5144 | 10595.5144 | 10595.5144 | 10595.5144 | 10595.5144 | 10595.5144 | 5.7612 | 5.7612 | 5.7612 | 5.7612 | 5.7612 | 5.7612 | 5.7612 | 0 | 0 | 0 | 0 | 0 | 0 | 0 | 997.5 | 319673.214 | 0 | 159600 | 0 | 74168.601 | 40.3283 | 0
38-KU | KU-Weatherization-Wall Insulation (KY) - Maximum Feasible | R-13 (Maximum Insulation Feasible) | Average Existing Insulation | Per Unit | Incremental Cost | 1881.8048 | 0 | 1881.8048 | 0 | 940.9024 | RS Means 2009 | NA | 300 | 0 | 0 | 905.2363 | 0.38292 | 0 | Potential Study Results: Engineering Calculation |  | 0.1428% | [6 empty] | 2.5 | 2.5 | 2.5 | 2.5 | 2.5 | 2.5 | 2.5 | Both | Residential | Single Family | Cool Central | Existing | Wall Insulation (KY) - Maximum Feasible | R-13 (Maximum Insulation Feasible) | Average Existing Insulation | ResCooling - SF Wtd | ResSFGasHeat | KU Res | 20 | 20 | Database for Energy Efficient Resources (DEER), Summary of EUL Analysis, 2014 for "Wall Insulation" measure | 100% | 100% | 100% | 1881.8048 | 1881.8048 | 1881.8048 | 1881.8048 | 1881.8048 | 1881.8048 | 1881.8048 | 0 | 0 | 0 | 0 | 0 | 0 | 0 | 300 | 300 | 300 | 300 | 300 | 300 | 300 | 0 | 0 | 0 | 0 | 0 | 0 | 0 | 905.2363 | 905.2363 | 905.2363 | 905.2363 | 905.2363 | 905.2363 | 905.2363 | 0.38292 | 0.38292 | 0.38292 | 0.38292 | 0.38292 | 0.38292 | 0.38292 | 0 | 0 | 0 | 0 | 0 | 0 | 0 | 4704.512 | 4704.512 | 4704.512 | 4704.512 | 4704.512 | 4704.512 | 4704.512 | 0 | 0 | 0 | 0 | 0 | 0 | 0 | 750 | 750 | 750 | 750 | 750 | 750 | 750 | 0 | 0 | 0 | 0 | 0 | 0 | 0 | 2263.0909 | 2263.0909 | 2263.0909 | 2263.0909 | 2263.0909 | 2263.0909 | 2263.0909 | 0.9573 | 0.9573 | 0.9573 | 0.9573 | 0.9573 | 0.9573 | 0.9573 | 0 | 0 | 0 | 0 | 0 | 0 | 0 | 17.5 | 32931.584 | 0 | 5250 | 0 | 15841.6361 | 6.7011 | 0
39-KU | KU-Weatherization-Floor Insulation (KY) - Above Code | R-30 | Average Existing Insulation | Per Unit | Incremental Cost | 1014.4551 | 0 | 1014.4551 | 0 | 507.2276 | RS Means 2009 | NA | 300 | 0 | 0 | 139.0284 | 0 | 0 | Potential Study Results: Engineering Calculation |  | 0.2856% | [6 empty] | 2.5 | 2.5 | 2.5 | 2.5 | 2.5 | 2.5 | 2.5 | Gas | Residential | Single Family | Heat Central Furnace | Existing | Floor Insulation (KY) - Above Code | R-30 | Average Existing Insulation | ResElecHeat - SF Wtd | ResSFGasHeat | KU Res | 20 | 20 | Database for Energy Efficient Resources (DEER), Summary of EUL Analysis, 2014 for "Floor Insulation - Residential" measure | 100% | 100% | 100% | 1014.4551 | 1014.4551 | 1014.4551 | 1014.4551 | 1014.4551 | 1014.4551 | 1014.4551 | 0 | 0 | 0 | 0 | 0 | 0 | 0 | 300 | 300 | 300 | 300 | 300 | 300 | 300 | 0 | 0 | 0 | 0 | 0 | 0 | 0 | 139.0284 | 139.0284 | 139.0284 | 139.0284 | 139.0284 | 139.0284 | 139.0284 | 0 | 0 | 0 | 0 | 0 | 0 | 0 | 0 | 0 | 0 | 0 | 0 | 0 | 0 | 2536.1377 | 2536.1377 | 2536.1377 | 2536.1377 | 2536.1377 | 2536.1377 | 2536.1377 | 0 | 0 | 0 | 0 | 0 | 0 | 0 | 750 | 750 | 750 | 750 | 750 | 750 | 750 | 0 | 0 | 0 | 0 | 0 | 0 | 0 | 347.5711 | 347.5711 | 347.5711 | 347.5711 | 347.5711 | 347.5711 | 347.5711 | 0 | 0 | 0 | 0 | 0 | 0 | 0 | 0 | 0 | 0 | 0 | 0 | 0 | 0 | 17.5 | 17752.9642 | 0 | 5250 | 0 | 2432.9977 | 0 | 0
40-KU | KU-Weatherization-Insulation - Basement Wall - Code | R-10 (IECC 2012 - Future KY Code) | Average Existing Insulation | Per Unit | Incremental Cost | 528.2488 | 0 | 528.2488 | 0 | 264.1244 | RS Means 2012 | NA | 260 | 0 | 0 | 161.3421 | 0 | 0 | Potential Study Results: Engineering Calculation |  | 0.03571% | [6 empty] | 0.5 | 0.5 | 0.5 | 0.5 | 0.5 | 0.5 | 0.5 | Gas | Residential | Single Family | Heat Central Furnace | Existing | Insulation - Basement Wall - Code | R-10 (IECC 2012 - Future KY Code) | Average Existing Insulation | ResElecHeat - SF Wtd | ResSFGasHeat | KU Res | 20 | 20 | Database for Energy Efficient Resources (DEER), Summary of EUL Analysis, 2014 assumed same as "Wall Insulation" measure | 100% | 100% | 100% | 528.2488 | 528.2488 | 528.2488 | 528.2488 | 528.2488 | 528.2488 | 528.2488 | 0 | 0 | 0 | 0 | 0 | 0 | 0 | 260 | 260 | 260 | 260 | 260 | 260 | 260 | 0 | 0 | 0 | 0 | 0 | 0 | 0 | 161.3421 | 161.3421 | 161.3421 | 161.3421 | 161.3421 | 161.3421 | 161.3421 | 0 | 0 | 0 | 0 | 0 | 0 | 0 | 0 | 0 | 0 | 0 | 0 | 0 | 0 | 264.1244 | 264.1244 | 264.1244 | 264.1244 | 264.1244 | 264.1244 | 264.1244 | 0 | 0 | 0 | 0 | 0 | 0 | 0 | 130 | 130 | 130 | 130 | 130 | 130 | 130 | 0 | 0 | 0 | 0 | 0 | 0 | 0 | 80.6711 | 80.6711 | 80.6711 | 80.6711 | 80.6711 | 80.6711 | 80.6711 | 0 | 0 | 0 | 0 | 0 | 0 | 0 | 0 | 0 | 0 | 0 | 0 | 0 | 0 | 3.5 | 1848.8708 | 0 | 910 | 0 | 564.6974 | 0 | 0
1-LGE | LG&E-Audit - Basic | Audit - Includes direct install measures and retrofit measure recommendations |  | Per Audit | Full Cost | 25 | 0 | 25 | 0 | 0 | Audit Fee to Customer | 0 | 0 | 0 | 0 | 0 | 0 | 0 | No saving for audit |  | 100% | [6 empty] | 1130 | 1130 | 1130 | 1130 | 1130 | 1130 | 1130 | Electric | Residential | Single Family | Lighting Standard | Existing | NA | NA | NA | ResLighting - SF Wtd |  | LGE Res | 1 | 1 | Assume 1 EUL for audits | 100% | 100% | 100% | 25 | 25 | 25 | 25 | 25 | 25 | 25 | 0 | 0 | 0 | 0 | 0 | 0 | 0 | 0 | 0 | 0 | 0 | 0 | 0 | 0 | 0 | 0 | 0 | 0 | 0 | 0 | 0 | 0 | 0 | 0 | 0 | 0 | 0 | 0 | 0 | 0 | 0 | 0 | 0 | 0 | 0 | 0 | 0 | 0 | 0 | 0 | 0 | 0 | 28250 | 28250 | 28250 | 28250 | 28250 | 28250 | 28250 | 0 | 0 | 0 | 0 | 0 | 0 | 0 | 0 | 0 | 0 | 0 | 0 | 0 | 0 | 0 | 0 | 0 | 0 | 0 | 0 | 0 | 0 | 0 | 0 | 0 | 0 | 0 | 0 | 0 | 0 | 0 | 0 | 0 | 0 | 0 | 0 | 0 | 0 | 0 | 0 | 0 | 0 | 7910 | 197750 | 0 | 0 | 0 | 0 | 0 | 0
1.1-LGE | LG&E-Audit - Comprehensive | Audit - Includes Blower door test (test-in only), Duct air tightness testing and gas combustion appliance safety tests |  | Per Audit | Full Cost | 100 | 0 | 100 | 0 | 0 | Audit Fee to Customer | 0 | 0 | 0 | 0 | 0 | 0 | 0 | No saving for audit |  | 100% | [6 empty] | 125 | 125 | 125 | 125 | 125 | 125 | 125 | Electric | Residential | Single Family | Lighting Standard | Existing | NA | NA | NA | ResLighting - SF Wtd |  | LGE Res | 1 | 1 | Assume 1 EUL for audits | 100% | 100% | 100% | 100 | 100 | 100 | 100 | 100 | 100 | 100 | 0 | 0 | 0 | 0 | 0 | 0 | 0 | 0 | 0 | 0 | 0 | 0 | 0 | 0 | 0 | 0 | 0 | 0 | 0 | 0 | 0 | 0 | 0 | 0 | 0 | 0 | 0 | 0 | 0 | 0 | 0 | 0 | 0 | 0 | 0 | 0 | 0 | 0 | 0 | 0 | 0 | 0 | 12500 | 12500 | 12500 | 12500 | 12500 | 12500 | 12500 | 0 | 0 | 0 | 0 | 0 | 0 | 0 | 0 | 0 | 0 | 0 | 0 | 0 | 0 | 0 | 0 | 0 | 0 | 0 | 0 | 0 | 0 | 0 | 0 | 0 | 0 | 0 | 0 | 0 | 0 | 0 | 0 | 0 | 0 | 0 | 0 | 0 | 0 | 0 | 0 | 0 | 0 | 875 | 87500 | 0 | 0 | 0 | 0 | 0 | 0
2-LGE | LG&E-Audit On-Line | Audit Free |  | Per Audit | Full Cost | 0 | 0 | 0 | 0 | 0 | Free to customer | 0 | 0 | 0 | 0 | 0 | 0 | 0 | No saving for audit |  | 100% | [6 empty] | 1320 | 1320 | 1320 | 1320 | 1320 | 1320 | 1320 | Electric | Residential | Single Family | Lighting Standard | Existing | NA | NA | NA | ResLighting - SF Wtd |  | LGE Res | 1 | 1 | Assume 1 EUL for audits | 100% | 100% | 100% | 0 | 0 | 0 | 0 | 0 | 0 | 0 | 0 | 0 | 0 | 0 | 0 | 0 | 0 | 0 | 0 | 0 | 0 | 0 | 0 | 0 | 0 | 0 | 0 | 0 | 0 | 0 | 0 | 0 | 0 | 0 | 0 | 0 | 0 | 0 | 0 | 0 | 0 | 0 | 0 | 0 | 0 | 0 | 0 | 0 | 0 | 0 | 0 | 0 | 0 | 0 | 0 | 0 | 0 | 0 | 0 | 0 | 0 | 0 | 0 | 0 | 0 | 0 | 0 | 0 | 0 | 0 | 0 | 0 | 0 | 0 | 0 | 0 | 0 | 0 | 0 | 0 | 0 | 0 | 0 | 0 | 0 | 0 | 0 | 0 | 0 | 0 | 0 | 0 | 0 | 0 | 0 | 0 | 0 | 0 | 0 | 0 | 0 | 9240 | 0 | 0 | 0 | 0 | 0 | 0 | 0
3-LGE | LG&E-On-Line Audit Promo-Lighting General Service Lamp - Premium Efficiency LED | On-Line Audit Promo-Lighting General Service Lamp - Premium Efficiency LED | Lighting General Service Lamp - EISA Standard 2014 | Per Unit | Full Cost | 0 | 0 | 0 | -0.8329 | 0 | Calculated based based on the RTF LED/CFL workbook "ResLightingCFLand LEDLamps_v4_2.xlsm"; accessed 6/6/2016: http://rtf.nwcouncil.org//measures/measure.asp?id=141 | Free | 0 | 0 | 6.9532 | 34.2648 | 0.0013712 | 0 | Potential Study Results: Calculated based on assumptions from the RTF LED/CFL workbook "ResLightingCFLand LEDLamps_v4_2.xlsm"; accessed 6/6/2016: http://rtf.nwcouncil.org//measures/measure.asp?id=141 |  | 400% | [6 empty] | 2650 | 2650 | 0 | 0 | 0 | 0 | 0 | Electric | Residential | Single Family | Lighting Standard | Existing | Lighting General Service Lamp - Premium Efficiency LED | Measure Description | Base Equipment | ResLighting - SF Wtd |  | LGE Res | 12 | 1 | Calculated based on assumptions from the RTF LED/CFL workbook "ResLightingCFLand LEDLamps_v4_2.xlsm"; accessed 6/6/2016: http://rtf.nwcouncil.org//measures/measure.asp?id=141 | 100% | 100% | 0% | 0 | 0 | 0 | 0 | 0 | 0 | 0 | -0.8329 | -0.8329 | -0.8329 | -0.8329 | -0.8329 | -0.8329 | -0.8329 | 0 | 0 | 0 | 0 | 0 | 0 | 0 | 6.9532 | 6.9532 | 6.9532 | 6.9532 | 6.9532 | 6.9532 | 6.9532 | 34.2648 | 34.2648 | 34.2648 | 34.2648 | 34.2648 | 34.2648 | 34.2648 | 0.0013712 | 0.0013712 | 0.0013712 | 0.0013712 | 0.0013712 | 0.0013712 | 0.0013712 | 0 | 0 | 0 | 0 | 0 | 0 | 0 | 0 | 0 | 0 | 0 | 0 | 0 | 0 | -2207.185 | -2207.185 | 0 | 0 | 0 | 0 | 0 | 0 | 0 | 0 | 0 | 0 | 0 | 0 | 18425.98 | 18425.98 | 0 | 0 | 0 | 0 | 0 | 90801.7849 | 90801.7849 | 0 | 0 | 0 | 0 | 0 | 3.6337 | 3.6337 | 0 | 0 | 0 | 0 | 0 | 0 | 0 | 0 | 0 | 0 | 0 | 0 | 5300 | 0 | -4414.37 | 0 | 36851.96 | 181603.5698 | 7.2674 | 0
4-LGE | LG&E-On-Line Audit Promo-Lighting General Service Lamp - Premium Efficiency LED | On-Line Audit Promo-Lighting General Service Lamp - Premium Efficiency LED | Lighting General Service Lamp - EISA Standard 2020 | Per Unit | Full Cost | 0 | 0 | 0 | -0.069408 | 0 | Calculated based based on the RTF LED/CFL workbook "ResLightingCFLand LEDLamps_v4_2.xlsm"; accessed 6/6/2016: http://rtf.nwcouncil.org//measures/measure.asp?id=141 | Free | 0 | 0 | 6.9532 | 8.5478 | 0.0010291 | 0 | Potential Study Results: Calculated based on assumptions from the RTF LED/CFL workbook "ResLightingCFLand LEDLamps_v4_2.xlsm"; accessed 6/6/2016: http://rtf.nwcouncil.org//measures/measure.asp?id=141 |  | 100% | [6 empty] | 0 | 0 | 650 | 650 | 650 | 650 | 650 | Electric | Residential | Single Family | Lighting Standard | Existing | Lighting General Service Lamp - EISA Standard 2020 | Measure Description | Base Equipment | ResLighting - SF Wtd |  | LGE Res | 12 | 5 | Calculated based on assumptions from the RTF LED/CFL workbook "ResLightingCFLand LEDLamps_v4_2.xlsm"; accessed 6/6/2016: http://rtf.nwcouncil.org//measures/measure.asp?id=142 | 100% | 100% | 0% | 0 | 0 | 0 | 0 | 0 | 0 | 0 | -0.069408 | -0.069408 | -0.069408 | -0.069408 | -0.069408 | -0.069408 | -0.069408 | 0 | 0 | 0 | 0 | 0 | 0 | 0 | 6.9532 | 6.9532 | 6.9532 | 6.9532 | 6.9532 | 6.9532 | 6.9532 | 8.5478 | 8.5478 | 8.5478 | 8.5478 | 8.5478 | 8.5478 | 8.5478 | 0.0010291 | 0.0010291 | 0.0010291 | 0.0010291 | 0.0010291 | 0.0010291 | 0.0010291 | 0 | 0 | 0 | 0 | 0 | 0 | 0 | 0 | 0 | 0 | 0 | 0 | 0 | 0 | 0 | 0 | -45.1154 | -45.1154 | -45.1154 | -45.1154 | -45.1154 | 0 | 0 | 0 | 0 | 0 | 0 | 0 | 0 | 0 | 4519.58 | 4519.58 | 4519.58 | 4519.58 | 4519.58 | 0 | 0 | 5556.0866 | 5556.0866 | 5556.0866 | 5556.0866 | 5556.0866 | 0 | 0 | 0.66894 | 0.66894 | 0.66894 | 0.66894 | 0.66894 | 0 | 0 | 0 | 0 | 0 | 0 | 0 | 3250 | 0 | -225.5771 | 0 | 22597.9 | 27780.433 | 3.3447 | 0
5-LGE | LG&E-DI-Lighting General Service Lamp - Premium Efficiency LED | DI-Lighting General Service Lamp - Premium Efficiency LED | Lighting General Service Lamp - EISA Standard 2014 | Per Unit | Full Cost | 0 | 0 | 0 | -0.8329 | 0 | Calculated based based on the RTF LED/CFL workbook "ResLightingCFLand LEDLamps_v4_2.xlsm"; accessed 6/6/2016: http://rtf.nwcouncil.org//measures/measure.asp?id=141 | Free | 0 | 0 | 6.9532 | 34.2648 | 0.0013712 | 0 | Potential Study Results: Calculated based on assumptions from the RTF LED/CFL workbook "ResLightingCFLand LEDLamps_v4_2.xlsm"; accessed 6/6/2016: http://rtf.nwcouncil.org//measures/measure.asp?id=141 |  | 700% | [6 empty] | 8785 | 8785 | 0 | 0 | 0 | 0 | 0 | Electric | Residential | Single Family | Lighting Standard | Existing | Lighting General Service Lamp - Premium Efficiency LED | Measure Description | Base Equipment | ResLighting - SF Wtd |  | LGE Res | 12 | 1 | Calculated based on assumptions from the RTF LED/CFL workbook "ResLightingCFLand LEDLamps_v4_2.xlsm"; accessed 6/6/2016: http://rtf.nwcouncil.org//measures/measure.asp?id=141 | 100% | 100% | 0% | 0 | 0 | 0 | 0 | 0 | 0 | 0 | -0.8329 | -0.8329 | -0.8329 | -0.8329 | -0.8329 | -0.8329 | -0.8329 | 0 | 0 | 0 | 0 | 0 | 0 | 0 | 6.9532 | 6.9532 | 6.9532 | 6.9532 | 6.9532 | 6.9532 | 6.9532 | 34.2648 | 34.2648 | 34.2648 | 34.2648 | 34.2648 | 34.2648 | 34.2648 | 0.0013712 | 0.0013712 | 0.0013712 | 0.0013712 | 0.0013712 | 0.0013712 | 0.0013712 | 0 | 0 | 0 | 0 | 0 | 0 | 0 | 0 | 0 | 0 | 0 | 0 | 0 | 0 | -7317.0265 | -7317.0265 | 0 | 0 | 0 | 0 | 0 | 0 | 0 | 0 | 0 | 0 | 0 | 0 | 61083.862 | 61083.862 | 0 | 0 | 0 | 0 | 0 | 301016.4832 | 301016.4832 | 0 | 0 | 0 | 0 | 0 | 12.046 | 12.046 | 0 | 0 | 0 | 0 | 0 | 0 | 0 | 0 | 0 | 0 | 0 | 0 | 17570 | 0 | -14634.053 | 0 | 122167.724 | 602032.9663 | 24.092 | 0
6-LGE | LG&E-DI-Lighting General Service Lamp - Premium Efficiency LED | DI-Lighting General Service Lamp - Premium Efficiency LED | Lighting General Service Lamp - EISA Standard 2020 | Per Unit | Full Cost | 0 | 0 | 0 | -0.069408 | 0 | Calculated based based on the RTF LED/CFL workbook "ResLightingCFLand LEDLamps_v4_2.xlsm"; accessed 6/6/2016: http://rtf.nwcouncil.org//measures/measure.asp?id=141 | Free | 0 | 0 | 6.9532 | 8.5478 | 0.0010291 | 0 | Potential Study Results: Calculated based on assumptions from the RTF LED/CFL workbook "ResLightingCFLand LEDLamps_v4_2.xlsm"; accessed 6/6/2016: http://rtf.nwcouncil.org//measures/measure.asp?id=141 |  | 175% | [6 empty] | 0 | 0 | 2195 | 2195 | 2195 | 2195 | 2195 | Electric | Residential | Single Family | Lighting Standard | Existing | Lighting General Service Lamp - EISA Standard 2020 | Measure Description | Base Equipment | ResLighting - SF Wtd |  | LGE Res | 12 | 5 | Calculated based on assumptions from the RTF LED/CFL workbook "ResLightingCFLand LEDLamps_v4_2.xlsm"; accessed 6/6/2016: http://rtf.nwcouncil.org//measures/measure.asp?id=142 | 100% | 100% | 0% | 0 | 0 | 0 | 0 | 0 | 0 | 0 | -0.069408 | -0.069408 | -0.069408 | -0.069408 | -0.069408 | -0.069408 | -0.069408 | 0 | 0 | 0 | 0 | 0 | 0 | 0 | 6.9532 | 6.9532 | 6.9532 | 6.9532 | 6.9532 | 6.9532 | 6.9532 | 8.5478 | 8.5478 | 8.5478 | 8.5478 | 8.5478 | 8.5478 | 8.5478 | 0.0010291 | 0.0010291 | 0.0010291 | 0.0010291 | 0.0010291 | 0.0010291 | 0.0010291 | 0 | 0 | 0 | 0 | 0 | 0 | 0 | 0 | 0 | 0 | 0 | 0 | 0 | 0 | 0 | 0 | -152.3513 | -152.3513 | -152.3513 | -152.3513 | -152.3513 | 0 | 0 | 0 | 0 | 0 | 0 | 0 | 0 | 0 | 15262.274 | 15262.274 | 15262.274 | 15262.274 | 15262.274 | 0 | 0 | 18762.4771 | 18762.4771 | 18762.4771 | 18762.4771 | 18762.4771 | 0 | 0 | 2.259 | 2.259 | 2.259 | 2.259 | 2.259 | 0 | 0 | 0 | 0 | 0 | 0 | 0 | 10975 | 0 | -761.7565 | 0 | 76311.37 | 93812.3854 | 11.2948 | 0
7-LGE | LG&E-DI-Lighting Specialty Lamp - Premium Efficiency LED | DI-Lighting Specialty Lamp - Premium Efficiency LED | Lighting General Service Lamp - EISA Standard 2014 | Per Unit | Full Cost | 0 | 0 | 0 | -0.3883 | 0 | Calculated based based on the RTF LED/CFL workbook "ResLightingCFLand LEDLamps_v4_2.xlsm"; accessed 6/6/2016: http://rtf.nwcouncil.org//measures/measure.asp?id=141 | Free | 0 | 0 | 9.4653 | 28.406 | 0.0011367 | 0 | Potential Study Results: Calculated based on assumptions from the RTF LED/CFL workbook "ResLightingCFLand LEDLamps_v4_2.xlsm"; accessed 6/6/2016: http://rtf.nwcouncil.org//measures/measure.asp?id=141 |  | 300% | [6 empty] | 3765 | 3765 | 0 | 0 | 0 | 0 | 0 | Electric | Residential | Single Family | Lighting Interior Specialty | Existing | Lighting Specialty Lamp - Premium Efficiency LED | Measure Description | Base Equipment | ResLighting - SF Wtd |  | LGE Res | 12 | 1 | Based on the RTF LED/CFL workbook "ResLightingCFLand LEDLamps_v4_2.xlsm"; accessed 6/6/2016: http://rtf.nwcouncil.org//measures/measure.asp?id=141 | 100% | 100% | 0% | 0 | 0 | 0 | 0 | 0 | 0 | 0 | -0.3883 | -0.3883 | -0.3883 | -0.3883 | -0.3883 | -0.3883 | -0.3883 | 0 | 0 | 0 | 0 | 0 | 0 | 0 | 9.4653 | 9.4653 | 9.4653 | 9.4653 | 9.4653 | 9.4653 | 9.4653 | 28.406 | 28.406 | 28.406 | 28.406 | 28.406 | 28.406 | 28.406 | 0.0011367 | 0.0011367 | 0.0011367 | 0.0011367 | 0.0011367 | 0.0011367 | 0.0011367 | 0 | 0 | 0 | 0 | 0 | 0 | 0 | 0 | 0 | 0 | 0 | 0 | 0 | 0 | -1461.9495 | -1461.9495 | 0 | 0 | 0 | 0 | 0 | 0 | 0 | 0 | 0 | 0 | 0 | 0 | 35636.9426 | 35636.9426 | 0 | 0 | 0 | 0 | 0 | 106948.4083 | 106948.4083 | 0 | 0 | 0 | 0 | 0 | 4.2798 | 4.2798 | 0 | 0 | 0 | 0 | 0 | 0 | 0 | 0 | 0 | 0 | 0 | 0 | 7530 | 0 | -2923.899 | 0 | 71273.8851 | 213896.8167 | 8.5597 | 0
8-LGE | LG&E-DI-Lighting Specialty Lamp - Premium Efficiency LED | DI-Lighting Specialty Lamp - Premium Efficiency LED | Lighting General Service Lamp - EISA Standard 2020 | Per Unit | Full Cost | 0 | 0 | 0 | -0.032358 | 0 | Calculated based based on the RTF LED/CFL workbook "ResLightingCFLand LEDLamps_v4_2.xlsm"; accessed 6/6/2016: http://rtf.nwcouncil.org//measures/measure.asp?id=141 | Free | 0 | 0 | 9.4653 | 16.0447 | 0.00064207 | 0 | Potential Study Results: Calculated based on assumptions from the RTF LED/CFL workbook "ResLightingCFLand LEDLamps_v4_2.xlsm"; accessed 6/6/2016: http://rtf.nwcouncil.org//measures/measure.asp?id=141 |  | 75% | [6 empty] | 0 | 0 | 940 | 940 | 940 | 940 | 940 | Electric | Residential | Single Family | Lighting Interior Specialty | Existing | Lighting Specialty Lamp - Premium Efficiency LED | Measure Description | Base Equipment | ResLighting - SF Wtd |  | LGE Res | 12 | 1 | Based on the RTF LED/CFL workbook "ResLightingCFLand LEDLamps_v4_2.xlsm"; accessed 6/6/2016: http://rtf.nwcouncil.org//measures/measure.asp?id=141 | 100% | 100% | 0% | 0 | 0 | 0 | 0 | 0 | 0 | 0 | -0.032358 | -0.032358 | -0.032358 | -0.032358 | -0.032358 | -0.032358 | -0.032358 | 0 | 0 | 0 | 0 | 0 | 0 | 0 | 9.4653 | 9.4653 | 9.4653 | 9.4653 | 9.4653 | 9.4653 | 9.4653 | 16.0447 | 16.0447 | 16.0447 | 16.0447 | 16.0447 | 16.0447 | 16.0447 | 0.00064207 | 0.00064207 | 0.00064207 | 0.00064207 | 0.00064207 | 0.00064207 | 0.00064207 | 0 | 0 | 0 | 0 | 0 | 0 | 0 | 0 | 0 | 0 | 0 | 0 | 0 | 0 | 0 | 0 | -30.4168 | -30.4168 | -30.4168 | -30.4168 | -30.4168 | 0 | 0 | 0 | 0 | 0 | 0 | 0 | 0 | 0 | 8897.404 | 8897.404 | 8897.404 | 8897.404 | 8897.404 | 0 | 0 | 15081.9996 | 15081.9996 | 15081.9996 | 15081.9996 | 15081.9996 | 0 | 0 | 0.60355 | 0.60355 | 0.60355 | 0.60355 | 0.60355 | 0 | 0 | 0 | 0 | 0 | 0 | 0 | 4700 | 0 | -152.0842 | 0 | 44487.0199 | 75409.9981 | 3.0177 | 0
9-LGE | LG&E-DI-Faucet Aerator Low Flow - Bathroom | 1.0 GPM | Federal Standard 1994 Aerator - 2.2 GPM | Per Unit | Full Cost | 0 | 0 | 0 | 0 | 0 | Applied Multifamily cost estimates based on program development by Franklin Energy, Feb 2017 | Free | 0 | 0 | 3.99 | 73.1588 | 0.0048682 | 2.4325 | Potential Study Results: Engineering Calculation |  | 45.72% | [6 empty] | 575 | 575 | 575 | 575 | 575 | 575 | 575 | Both | Residential | Single Family | Water Heat LE 55 Gal | Existing | Faucet Aerator Low Flow - Bathroom | 1.0 GPM | Federal Standard 1994 Aerator - 2.2 GPM | ResHotWater - SF Wtd | ResSFGasDHW | LGE Res | 10 | 10 | Database for Energy Efficient Resources (DEER), Summary of EUL Analysis, 2014 for "Faucet Aerators" measure | 100% | 58.57% | 41.43% | 0 | 0 | 0 | 0 | 0 | 0 | 0 | 0 | 0 | 0 | 0 | 0 | 0 | 0 | 0 | 0 | 0 | 0 | 0 | 0 | 0 | 3.99 | 3.99 | 3.99 | 3.99 | 3.99 | 3.99 | 3.99 | 42.8505 | 42.8505 | 42.8505 | 42.8505 | 42.8505 | 42.8505 | 42.8505 | 0.0028514 | 0.0028514 | 0.0028514 | 0.0028514 | 0.0028514 | 0.0028514 | 0.0028514 | 1.0077 | 1.0077 | 1.0077 | 1.0077 | 1.0077 | 1.0077 | 1.0077 | 0 | 0 | 0 | 0 | 0 | 0 | 0 | 0 | 0 | 0 | 0 | 0 | 0 | 0 | 0 | 0 | 0 | 0 | 0 | 0 | 0 | 2294.25 | 2294.25 | 2294.25 | 2294.25 | 2294.25 | 2294.25 | 2294.25 | 24639.0573 | 24639.0573 | 24639.0573 | 24639.0573 | 24639.0573 | 24639.0573 | 24639.0573 | 1.6395 | 1.6395 | 1.6395 | 1.6395 | 1.6395 | 1.6395 | 1.6395 | 579.4468 | 579.4468 | 579.4468 | 579.4468 | 579.4468 | 579.4468 | 579.4468 | 4025 | 0 | 0 | 0 | 16059.75 | 172473.4012 | 11.4768 | 4056.1276
10-LGE | LG&E-DI-Faucet Aerator Low Flow - Kitchen | 1.0 GPM | Federal Standard 1994 Aerator - 2.2 GPM | Per Unit | Full Cost | 0 | 0 | 0 | 0 | 0 | Applied Multifamily cost estimates based on program development by Franklin Energy, Feb 2017 | Free | 0 | 0 | 5.24 | 205.7592 | 0.013692 | 6.1018 | Potential Study Results: Engineering Calculation |  | 14.81% | [6 empty] | 185 | 185 | 185 | 185 | 185 | 185 | 185 | Both | Residential | Single Family | Water Heat LE 55 Gal | Existing | Faucet Aerator Low Flow - Kitchen | 1.0 GPM | Federal Standard 1994 Aerator - 2.2 GPM | ResHotWater - SF Wtd | ResSFGasDHW | LGE Res | 10 | 10 | Database for Energy Efficient Resources (DEER), Summary of EUL Analysis, 2014 for "Faucet Aerators" measure | 100% | 58.57% | 41.43% | 0 | 0 | 0 | 0 | 0 | 0 | 0 | 0 | 0 | 0 | 0 | 0 | 0 | 0 | 0 | 0 | 0 | 0 | 0 | 0 | 0 | 5.24 | 5.24 | 5.24 | 5.24 | 5.24 | 5.24 | 5.24 | 120.5171 | 120.5171 | 120.5171 | 120.5171 | 120.5171 | 120.5171 | 120.5171 | 0.0080195 | 0.0080195 | 0.0080195 | 0.0080195 | 0.0080195 | 0.0080195 | 0.0080195 | 2.5278 | 2.5278 | 2.5278 | 2.5278 | 2.5278 | 2.5278 | 2.5278 | 0 | 0 | 0 | 0 | 0 | 0 | 0 | 0 | 0 | 0 | 0 | 0 | 0 | 0 | 0 | 0 | 0 | 0 | 0 | 0 | 0 | 969.4 | 969.4 | 969.4 | 969.4 | 969.4 | 969.4 | 969.4 | 22295.6687 | 22295.6687 | 22295.6687 | 22295.6687 | 22295.6687 | 22295.6687 | 22295.6687 | 1.4836 | 1.4836 | 1.4836 | 1.4836 | 1.4836 | 1.4836 | 1.4836 | 467.6514 | 467.6514 | 467.6514 | 467.6514 | 467.6514 | 467.6514 | 467.6514 | 1295 | 0 | 0 | 0 | 6785.8 | 156069.681 | 10.3853 | 3273.5595
11-LGE | LG&E-DI-Low-Flow Showerhead | Low-Flow Showerhead - 1.5 GPM | Federal Standard 1994 Showerhead - 2.5 GPM | Per Unit | Full Cost | 0 | 0 | 0 | 0 | 0 | LG&E and KU Data: CAC (nonprofit): The cost for their standard 1.5 GPM is $13.72. SEEL: The cost for their standard 1.5 GPM is $18.00. Nexant: The cost for their standard 1.5 GPM is $6.87. | Free | 0 | 0 | 12.8633 | 448.1901 | 0.029824 | 20.4733 | Potential Study Results: Engineering Calculation |  | 61.24% | [6 empty] | 770 | 770 | 770 | 770 | 770 | 770 | 770 | Both | Residential | Single Family | Water Heat LE 55 Gal | Existing | Low-Flow Showerhead | Low-Flow Showerhead - 1.5 GPM | Federal Standard 1994 Showerhead - 2.5 GPM | ResHotWater - SF Wtd | ResSFGasDHW | LGE Res | 10 | 10 | Database for Energy Efficient Resources (DEER), Summary of EUL Analysis, 2014 for "Low-Flow Showerhead" measure | 100% | 58.57% | 41.43% | 0 | 0 | 0 | 0 | 0 | 0 | 0 | 0 | 0 | 0 | 0 | 0 | 0 | 0 | 0 | 0 | 0 | 0 | 0 | 0 | 0 | 12.8633 | 12.8633 | 12.8633 | 12.8633 | 12.8633 | 12.8633 | 12.8633 | 262.5136 | 262.5136 | 262.5136 | 262.5136 | 262.5136 | 262.5136 | 262.5136 | 0.017468 | 0.017468 | 0.017468 | 0.017468 | 0.017468 | 0.017468 | 0.017468 | 8.4817 | 8.4817 | 8.4817 | 8.4817 | 8.4817 | 8.4817 | 8.4817 | 0 | 0 | 0 | 0 | 0 | 0 | 0 | 0 | 0 | 0 | 0 | 0 | 0 | 0 | 0 | 0 | 0 | 0 | 0 | 0 | 0 | 9904.7667 | 9904.7667 | 9904.7667 | 9904.7667 | 9904.7667 | 9904.7667 | 9904.7667 | 202135.4759 | 202135.4759 | 202135.4759 | 202135.4759 | 202135.4759 | 202135.4759 | 202135.4759 | 13.4506 | 13.4506 | 13.4506 | 13.4506 | 13.4506 | 13.4506 | 13.4506 | 6530.9096 | 6530.9096 | 6530.9096 | 6530.9096 | 6530.9096 | 6530.9096 | 6530.9096 | 5390 | 0 | 0 | 0 | 69333.3667 | 1414948.3315 | 94.1543 | 45716.3671
12-LGE | LG&E-DI-Pipe Insulation - Water Heater | R-4 Pipe Wrap | No Pipe Insulation | Per Unit | Full Cost | 0 | 0 | 0 | 0 | 0 | RSMeans Online; Louisville ,KY; Polyethylene closed cell foam tubing for a 3/4" iron pipe size assumed - Accessed 06/08/2016 | Free | 0 | 0 | 9.9 | 53.3333 | 0.0035489 | 2.4264 | Potential Study Results: Engineering Calculation and 5th Power Plan |  | 17.77% | [6 empty] | 225 | 225 | 225 | 225 | 225 | 225 | 225 | Both | Residential | Single Family | Water Heat LE 55 Gal | Existing | Pipe Insulation - Water Heater | R-4 Pipe Wrap | No Pipe Insulation | ResHotWater - SF Wtd | ResSFGasDHW | LGE Res | 13 | 13 | Database for Energy Efficient Resources (DEER), Summary of EUL Analysis, 2014 for "Pipe Insulation - Electric Water Heater" measure | 100% | 58.57% | 41.43% | 0 | 0 | 0 | 0 | 0 | 0 | 0 | 0 | 0 | 0 | 0 | 0 | 0 | 0 | 0 | 0 | 0 | 0 | 0 | 0 | 0 | 9.9 | 9.9 | 9.9 | 9.9 | 9.9 | 9.9 | 9.9 | 31.2384 | 31.2384 | 31.2384 | 31.2384 | 31.2384 | 31.2384 | 31.2384 | 0.0020787 | 0.0020787 | 0.0020787 | 0.0020787 | 0.0020787 | 0.0020787 | 0.0020787 | 1.0052 | 1.0052 | 1.0052 | 1.0052 | 1.0052 | 1.0052 | 1.0052 | 0 | 0 | 0 | 0 | 0 | 0 | 0 | 0 | 0 | 0 | 0 | 0 | 0 | 0 | 0 | 0 | 0 | 0 | 0 | 0 | 0 | 2227.5 | 2227.5 | 2227.5 | 2227.5 | 2227.5 | 2227.5 | 2227.5 | 7028.6325 | 7028.6325 | 7028.6325 | 7028.6325 | 7028.6325 | 7028.6325 | 7028.6325 | 0.4677 | 0.4677 | 0.4677 | 0.4677 | 0.4677 | 0.4677 | 0.4677 | 226.1734 | 226.1734 | 226.1734 | 226.1734 | 226.1734 | 226.1734 | 226.1734 | 1575 | 0 | 0 | 0 | 15592.5 | 49200.4274 | 3.2739 | 1583.2141
13-LGE | LG&E-DI-Programmable Thermostat | Programmable Thermostat | Manual Thermostat | Per Unit | Full Cost | 0 | 0 | 0 | 0 | 0 | Company cost estimates based on program estimates | Free | 0 | 0 | 30 | 97.7101 | 0 | 17.2841 | Potential Study Results: Pennsylvania 2017 TRM Protocol for Smart Thermostats; based on numerous recent evaluations and studies. Assuming installation of thermostat by consumer. |  | 0.9879% | [6 empty] | 10 | 10 | 10 | 10 | 10 | 10 | 10 | Both | Residential | Single Family | Cool Central | Existing | Programmable Thermostat | Programmable Thermostat | Manual Thermostat | ResCooling - SF Wtd | ResSFGasHeat | LGE Res | 11 | 11 | Database for Energy Efficient Resources (DEER), Summary of EUL Analysis, 2014 for "Programmable Thermostat" measure | 100% | 100% | 100% | 0 | 0 | 0 | 0 | 0 | 0 | 0 | 0 | 0 | 0 | 0 | 0 | 0 | 0 | 0 | 0 | 0 | 0 | 0 | 0 | 0 | 30 | 30 | 30 | 30 | 30 | 30 | 30 | 97.7101 | 97.7101 | 97.7101 | 97.7101 | 97.7101 | 97.7101 | 97.7101 | 0 | 0 | 0 | 0 | 0 | 0 | 0 | 17.2841 | 17.2841 | 17.2841 | 17.2841 | 17.2841 | 17.2841 | 17.2841 | 0 | 0 | 0 | 0 | 0 | 0 | 0 | 0 | 0 | 0 | 0 | 0 | 0 | 0 | 0 | 0 | 0 | 0 | 0 | 0 | 0 | 300 | 300 | 300 | 300 | 300 | 300 | 300 | 977.101 | 977.101 | 977.101 | 977.101 | 977.101 | 977.101 | 977.101 | 0 | 0 | 0 | 0 | 0 | 0 | 0 | 172.8409 | 172.8409 | 172.8409 | 172.8409 | 172.8409 | 172.8409 | 172.8409 | 70 | 0 | 0 | 0 | 2100 | 6839.7071 | 0 | 1209.8865
14-LGE | LG&E-Appliance-Dryer - ENERGY STAR | ENERGY STAR Dryer - CEF 3.93 (Electric Dryer) | Federal Standard 2016 Dryer - EF 3.73 (Electric Dryer) | Per Unit | Incremental Cost | 40 | 0 | 40 | 0 | 20 | ENERGY STAR Appliances Calculator - Accessed 05/19/2016 | NA | 20 | 0 | 0 | 160.2341 | 0.020139 | 0 | Potential Study Results: ENERGY STAR Appliances Calculator - Accessed 05/19/2016; Calculations using ENERGY STAR appliances calculator |  | 0% | [6 empty] | 0 | 0 | 0 | 0 | 0 | 0 | 0 | Electric | Residential | Single Family | Dryer | Existing | Dryer - ENERGY STAR | Measure Description | Base Equipment | ResElecDryer - SF Wtd | ResSFGasDryer | LGE Res | 11 | 11 | ENERGY STAR Appliances Calculator - Accessed 05/19/2016 | 100% | 100% | 0% | 40 | 40 | 40 | 40 | 40 | 40 | 40 | 0 | 0 | 0 | 0 | 0 | 0 | 0 | 20 | 20 | 20 | 20 | 20 | 20 | 20 | 0 | 0 | 0 | 0 | 0 | 0 | 0 | 160.2341 | 160.2341 | 160.2341 | 160.2341 | 160.2341 | 160.2341 | 160.2341 | 0.020139 | 0.020139 | 0.020139 | 0.020139 | 0.020139 | 0.020139 | 0.020139 | 0 | 0 | 0 | 0 | 0 | 0 | 0 | 0 | 0 | 0 | 0 | 0 | 0 | 0 | 0 | 0 | 0 | 0 | 0 | 0 | 0 | 0 | 0 | 0 | 0 | 0 | 0 | 0 | 0 | 0 | 0 | 0 | 0 | 0 | 0 | 0 | 0 | 0 | 0 | 0 | 0 | 0 | 0 | 0 | 0 | 0 | 0 | 0 | 0 | 0 | 0 | 0 | 0 | 0 | 0 | 0 | 0 | 0 | 0 | 0 | 0 | 0 | 0 | 0
15-LGE | LG&E-Appliance-Dryer - ENERGY STAR | ENERGY STAR Dryer - CEF 3.48 (Gas Dryer) | Federal Standard 2016 Dryer - EF 3.30 (Gas Dryer) | Per Unit | Incremental Cost | 40 | 0 | 40 | 0 | 20 | ENERGY STAR Appliances Calculator - Accessed 05/19/2016 | NA | 20 | 0 | 0 | 0 | 0 | 5.3041 | Potential Study Results: ENERGY STAR Appliances Calculator - Accessed 05/19/2016; Calculations using ENERGY STAR appliances calculator |  | 0% | [6 empty] | 0 | 0 | 0 | 0 | 0 | 0 | 0 | Gas | Residential | Single Family | Dryer | Existing | Dryer - ENERGY STAR | ENERGY STAR Dryer - CEF 3.48 (Gas Dryer) | Federal Standard 2016 Dryer - EF 3.30 (Gas Dryer) | ResElecDryer - SF Wtd | ResSFGasDryer | LGE Res | 11 | 11 | ENERGY STAR Appliances Calculator - Accessed 05/19/2016 | 100% | 0% | 100% | 40 | 40 | 40 | 40 | 40 | 40 | 40 | 0 | 0 | 0 | 0 | 0 | 0 | 0 | 20 | 20 | 20 | 20 | 20 | 20 | 20 | 0 | 0 | 0 | 0 | 0 | 0 | 0 | 0 | 0 | 0 | 0 | 0 | 0 | 0 | 0 | 0 | 0 | 0 | 0 | 0 | 0 | 5.3041 | 5.3041 | 5.3041 | 5.3041 | 5.3041 | 5.3041 | 5.3041 | 0 | 0 | 0 | 0 | 0 | 0 | 0 | 0 | 0 | 0 | 0 | 0 | 0 | 0 | 0 | 0 | 0 | 0 | 0 | 0 | 0 | 0 | 0 | 0 | 0 | 0 | 0 | 0 | 0 | 0 | 0 | 0 | 0 | 0 | 0 | 0 | 0 | 0 | 0 | 0 | 0 | 0 | 0 | 0 | 0 | 0 | 0 | 0 | 0 | 0 | 0 | 0 | 0 | 0 | 0 | 0 | 0
16-LGE | LG&E-Appliance-Freezer - ENERGY STAR | ENERGY STAR Freezer | Federal Standard 2015 Freezer | Per Unit | Incremental Cost | 6.61 | 0 | 6.61 | 0 | 3.305 | As referenced in SWE 2014 potential study, Regional Technical Forum Freezers v2.2 (Regional Technical Forum (RTF): Accessed from <http://www.nwcouncil.org/energy/rtf/measures/Default.asp>) | NA | 15 | 0 | 0 | 35.0506 | 0.0049027 | 0 | Potential Study Results: Below Standard Freezer: Calculated based on maximum allowed kWh/yr abiding by the outdated 1997 Federal Standards and using the average volume found in the ENERGY STAR Appliance Calculator, accessed 9/8/2015: http://www.energystar.gov/sites/default/files/a |  | 0.08331% | [6 empty] | 0 | 0 | 0 | 0 | 0 | 0 | 0 | Electric | Residential | Single Family | Freezer | Existing | Freezer - ENERGY STAR | Measure Description | Base Equipment | ResFreezer - SF Wtd |  | LGE Res | 12 | 12 | ENERGY STAR Appliances Calculator - Accessed 06/08/2016; https://www.energystar.gov/sites/default/files/asset/document/appliance_calculator.xlsx | 100% | 100% | 0% | 6.61 | 6.61 | 6.61 | 6.61 | 6.61 | 6.61 | 6.61 | 0 | 0 | 0 | 0 | 0 | 0 | 0 | 15 | 15 | 15 | 15 | 15 | 15 | 15 | 0 | 0 | 0 | 0 | 0 | 0 | 0 | 35.0506 | 35.0506 | 35.0506 | 35.0506 | 35.0506 | 35.0506 | 35.0506 | 0.0049027 | 0.0049027 | 0.0049027 | 0.0049027 | 0.0049027 | 0.0049027 | 0.0049027 | 0 | 0 | 0 | 0 | 0 | 0 | 0 | 0 | 0 | 0 | 0 | 0 | 0 | 0 | 0 | 0 | 0 | 0 | 0 | 0 | 0 | 0 | 0 | 0 | 0 | 0 | 0 | 0 | 0 | 0 | 0 | 0 | 0 | 0 | 0 | 0 | 0 | 0 | 0 | 0 | 0 | 0 | 0 | 0 | 0 | 0 | 0 | 0 | 0 | 0 | 0 | 0 | 0 | 0 | 0 | 0 | 0 | 0 | 0 | 0 | 0 | 0 | 0 | 0
17-LGE | LG&E-Appliance-Refrigerator - ENERGY STAR | ENERGY STAR Refrigerator | Federal Standard 2015 Refrigerator | Per Unit | Incremental Cost | 56.8379 | 0 | 56.8379 | 0 | 28.4189 | Ratio-adjusted based on magnitude of kWh/yr savings; Incremental Cost of CEE Tier 2 = Incremental Cost of ENERGY STAR x {(?kWh/yr of CEE Tier 2) / (?kWh/yr of Federal Standard)} | NA | 30 | 0 | 0 | 47.7087 | 0.0058131 | 0 | Potential Study Results: Engineering calculation based on ENERGY STAR Appliance Calculator and CEE Efficiency Specfications |  | 1.595% | [6 empty] | 20 | 20 | 20 | 20 | 20 | 20 | 20 | Electric | Residential | Single Family | Refrigerator | Existing | Refrigerator - ENERGY STAR | Measure Description | Base Equipment | ResRefrig - SF Wtd |  | LGE Res | 12 | 12 | ENERGY STAR Appliances Calculator - Accessed 06/08/2016; https://www.energystar.gov/sites/default/files/asset/document/appliance_calculator.xlsx | 100% | 100% | 0% | 56.8379 | 56.8379 | 56.8379 | 56.8379 | 56.8379 | 56.8379 | 56.8379 | 0 | 0 | 0 | 0 | 0 | 0 | 0 | 30 | 30 | 30 | 30 | 30 | 30 | 30 | 0 | 0 | 0 | 0 | 0 | 0 | 0 | 47.7087 | 47.7087 | 47.7087 | 47.7087 | 47.7087 | 47.7087 | 47.7087 | 0.0058131 | 0.0058131 | 0.0058131 | 0.0058131 | 0.0058131 | 0.0058131 | 0.0058131 | 0 | 0 | 0 | 0 | 0 | 0 | 0 | 1136.758 | 1136.758 | 1136.758 | 1136.758 | 1136.758 | 1136.758 | 1136.758 | 0 | 0 | 0 | 0 | 0 | 0 | 0 | 600 | 600 | 600 | 600 | 600 | 600 | 600 | 0 | 0 | 0 | 0 | 0 | 0 | 0 | 954.1745 | 954.1745 | 954.1745 | 954.1745 | 954.1745 | 954.1745 | 954.1745 | 0.11626 | 0.11626 | 0.11626 | 0.11626 | 0.11626 | 0.11626 | 0.11626 | 0 | 0 | 0 | 0 | 0 | 0 | 0 | 140 | 7957.306 | 0 | 4200 | 0 | 6679.2218 | 0.81384 | 0
18-LGE | LG&E-Appliance-Clothes Washer (Front Loading) - ENERGY STAR | ENERGY STAR Clothes Washer (Front Loading) - IMEF 2.38 and IWF 3.7 (Electric DHW & Dryer) | Federal Standard 2018 Clothes Washer (Front Loading) - IMEF 1.84 and IWF 4.7 (Electric DHW & Dryer) | Per Unit | Incremental Cost | 28.0116 | 0 | 28.0116 | 0 | 14.0058 | Based on online research from various retailers: Best Buy, Lowes, Home Depot and Sears. Reviewed all possible models found on these retailers websites. Mapped model numbers to ENERGY STAR qualified product list. Engineering calculation to interpolate costs | NA | 15 | 0 | 0 | 150.5126 | 0 | 0 | Potential Study Results: Calculations based on ENERGY STAR Appliances Calculator. Accessed 06.07.2016 |  | 1.083% | [6 empty] | 15 | 15 | 15 | 15 | 15 | 15 | 15 | Electric | Residential | Single Family | Water Heat LE 55 Gal | Existing | Clothes Washer (Front Loading) - ENERGY STAR | ENERGY STAR Clothes Washer (Front Loading) - IMEF 2.38 and IWF 3.7 (Electric DHW & Dryer) | Federal Standard 2018 Clothes Washer (Front Loading) - IMEF 1.84 and IWF 4.7 (Electric DHW & Dryer) | ResHotWater - SF Wtd | ResSFGasDHW | LGE Res | 11 | 11 | ENERGY STAR Appliances Calculator - Accessed 06/07/2016 | 100% | 100% | 0% | 28.0116 | 28.0116 | 28.0116 | 28.0116 | 28.0116 | 28.0116 | 28.0116 | 0 | 0 | 0 | 0 | 0 | 0 | 0 | 15 | 15 | 15 | 15 | 15 | 15 | 15 | 0 | 0 | 0 | 0 | 0 | 0 | 0 | 150.5126 | 150.5126 | 150.5126 | 150.5126 | 150.5126 | 150.5126 | 150.5126 | 0 | 0 | 0 | 0 | 0 | 0 | 0 | 0 | 0 | 0 | 0 | 0 | 0 | 0 | 420.1743 | 420.1743 | 420.1743 | 420.1743 | 420.1743 | 420.1743 | 420.1743 | 0 | 0 | 0 | 0 | 0 | 0 | 0 | 225 | 225 | 225 | 225 | 225 | 225 | 225 | 0 | 0 | 0 | 0 | 0 | 0 | 0 | 2257.6886 | 2257.6886 | 2257.6886 | 2257.6886 | 2257.6886 | 2257.6886 | 2257.6886 | 0 | 0 | 0 | 0 | 0 | 0 | 0 | 0 | 0 | 0 | 0 | 0 | 0 | 0 | 105 | 2941.2204 | 0 | 1575 | 0 | 15803.8202 | 0 | 0
19-LGE | LG&E-Appliance-Clothes Washer (Top Loading) - ENERGY STAR | ENERGY STAR Clothes Washer (Top Loading) - IMEF 2.06 and IWF 4.3 (Electric DHW & Dryer) | Federal Standard 2018 Clothes Washer (Top Loading) - IMEF 1.57 and IWF 6.5 (Electric DHW & Dryer) | Per Unit | Incremental Cost | 95.8103 | 0 | 95.8103 | 0 | 47.9051 | Based on online research from various retailers: Best Buy, Lowes, Home Depot and Sears. Reviewed all possible models found on these retailers websites. Mapped model numbers to ENERGY STAR qualified product list. Engineering calculation to interpolate costs | NA | 50 | 0 | 0 | 396.5651 | 0 | 0 | Potential Study Results: Calculations based on ENERGY STAR Appliances Calculator. Accessed 06.07.2016 |  | 0% | [6 empty] | 0 | 0 | 0 | 0 | 0 | 0 | 0 | Electric | Residential | Single Family | Water Heat LE 55 Gal | Existing | Clothes Washer (Top Loading) - ENERGY STAR | ENERGY STAR Clothes Washer (Top Loading) - IMEF 2.06 and IWF 4.3 (Electric DHW & Dryer) | Federal Standard 2018 Clothes Washer (Top Loading) - IMEF 1.57 and IWF 6.5 (Electric DHW & Dryer) | ResHotWater - SF Wtd | ResSFGasDHW | LGE Res | 11 | 11 | ENERGY STAR Appliances Calculator - Accessed 06/07/2016 | 100% | 100% | 0% | 95.8103 | 95.8103 | 95.8103 | 95.8103 | 95.8103 | 95.8103 | 95.8103 | 0 | 0 | 0 | 0 | 0 | 0 | 0 | 50 | 50 | 50 | 50 | 50 | 50 | 50 | 0 | 0 | 0 | 0 | 0 | 0 | 0 | 396.5651 | 396.5651 | 396.5651 | 396.5651 | 396.5651 | 396.5651 | 396.5651 | 0 | 0 | 0 | 0 | 0 | 0 | 0 | 0 | 0 | 0 | 0 | 0 | 0 | 0 | 0 | 0 | 0 | 0 | 0 | 0 | 0 | 0 | 0 | 0 | 0 | 0 | 0 | 0 | 0 | 0 | 0 | 0 | 0 | 0 | 0 | 0 | 0 | 0 | 0 | 0 | 0 | 0 | 0 | 0 | 0 | 0 | 0 | 0 | 0 | 0 | 0 | 0 | 0 | 0 | 0 | 0 | 0 | 0 | 0 | 0 | 0 | 0 | 0 | 0 | 0 | 0 | 0 | 0 | 0 | 0 | 0
20-LGE | LG&E-Appliance-Clothes Washer (Front Loading) - ENERGY STAR | ENERGY STAR Clothes Washer (Front Loading) - IMEF 2.38 and IWF 3.7 (Gas DHW & Dryer) | Federal Standard 2018 Clothes Washer (Front Loading) - IMEF 1.84 and IWF 4.7 (Gas DHW & Dryer) | Per Unit | Incremental Cost | 28.0116 | 0 | 28.0116 | 0 | 14.0058 | Based on online research from various retailers: Best Buy, Lowes, Home Depot and Sears. Reviewed all possible models found on these retailers websites. Mapped model numbers to ENERGY STAR qualified product list. Engineering calculation to interpolate costs | NA | 15 | 0 | 0 | 0 | 0 | 5.9196 | Potential Study Results: Engineering calculations based on ENERGY STAR Appliances Calculator. Accessed 06.07.2016 |  | 1.083% | [6 empty] | 30 | 30 | 30 | 30 | 30 | 30 | 30 | Gas | Residential | Single Family | Water Heat LE 55 Gal | Existing | Clothes Washer (Front Loading) - ENERGY STAR | ENERGY STAR Clothes Washer (Front Loading) - IMEF 2.38 and IWF 3.7 (Gas DHW & Dryer) | Federal Standard 2018 Clothes Washer (Front Loading) - IMEF 1.84 and IWF 4.7 (Gas DHW & Dryer) | ResHotWater - SF Wtd | ResSFGasDHW | LGE Res | 11 | 11 | ENERGY STAR Appliances Calculator - Accessed 06/07/2016 | 100% | 0% | 100% | 28.0116 | 28.0116 | 28.0116 | 28.0116 | 28.0116 | 28.0116 | 28.0116 | 0 | 0 | 0 | 0 | 0 | 0 | 0 | 15 | 15 | 15 | 15 | 15 | 15 | 15 | 0 | 0 | 0 | 0 | 0 | 0 | 0 | 0 | 0 | 0 | 0 | 0 | 0 | 0 | 0 | 0 | 0 | 0 | 0 | 0 | 0 | 5.9196 | 5.9196 | 5.9196 | 5.9196 | 5.9196 | 5.9196 | 5.9196 | 840.3487 | 840.3487 | 840.3487 | 840.3487 | 840.3487 | 840.3487 | 840.3487 | 0 | 0 | 0 | 0 | 0 | 0 | 0 | 450 | 450 | 450 | 450 | 450 | 450 | 450 | 0 | 0 | 0 | 0 | 0 | 0 | 0 | 0 | 0 | 0 | 0 | 0 | 0 | 0 | 0 | 0 | 0 | 0 | 0 | 0 | 0 | 177.5882 | 177.5882 | 177.5882 | 177.5882 | 177.5882 | 177.5882 | 177.5882 | 210 | 5882.4407 | 0 | 3150 | 0 | 0 | 0 | 1243.1173
21-LGE | LG&E-Appliance-Clothes Washer (Top Loading) - ENERGY STAR | ENERGY STAR Clothes Washer (Top Loading) - IMEF 2.06 and IWF 4.3 (Gas DHW & Dryer) | Federal Standard 2018 Clothes Washer (Top Loading) - IMEF 1.57 and IWF 6.5 (Gas DHW & Dryer) | Per Unit | Incremental Cost | 95.8103 | 0 | 95.8103 | 0 | 47.9051 | Based on online research from various retailers: Best Buy, Lowes, Home Depot and Sears. Reviewed all possible models found on these retailers websites. Mapped model numbers to ENERGY STAR qualified product list. Engineering calculation to interpolate costs | NA | 50 | 0 | 0 | 0 | 0 | 15.7234 | Potential Study Results: Engineering calculations based on ENERGY STAR Appliances Calculator. Accessed 06.07.2016 |  | 0% | [6 empty] | 0 | 0 | 0 | 0 | 0 | 0 | 0 | Gas | Residential | Single Family | Water Heat LE 55 Gal | Existing | Clothes Washer (Top Loading) - ENERGY STAR | ENERGY STAR Clothes Washer (Top Loading) - IMEF 2.06 and IWF 4.3 (Gas DHW & Dryer) | Federal Standard 2018 Clothes Washer (Top Loading) - IMEF 1.57 and IWF 6.5 (Gas DHW & Dryer) | ResHotWater - SF Wtd | ResSFGasDHW | LGE Res | 11 | 11 | ENERGY STAR Appliances Calculator - Accessed 06/07/2016 | 100% | 0% | 100% | 95.8103 | 95.8103 | 95.8103 | 95.8103 | 95.8103 | 95.8103 | 95.8103 | 0 | 0 | 0 | 0 | 0 | 0 | 0 | 50 | 50 | 50 | 50 | 50 | 50 | 50 | 0 | 0 | 0 | 0 | 0 | 0 | 0 | 0 | 0 | 0 | 0 | 0 | 0 | 0 | 0 | 0 | 0 | 0 | 0 | 0 | 0 | 15.7234 | 15.7234 | 15.7234 | 15.7234 | 15.7234 | 15.7234 | 15.7234 | 0 | 0 | 0 | 0 | 0 | 0 | 0 | 0 | 0 | 0 | 0 | 0 | 0 | 0 | 0 | 0 | 0 | 0 | 0 | 0 | 0 | 0 | 0 | 0 | 0 | 0 | 0 | 0 | 0 | 0 | 0 | 0 | 0 | 0 | 0 | 0 | 0 | 0 | 0 | 0 | 0 | 0 | 0 | 0 | 0 | 0 | 0 | 0 | 0 | 0 | 0 | 0 | 0 | 0 | 0 | 0 | 0
22-LGE | LG&E-Appliance-Dishwasher - ENERGY STAR | ENERGY STAR Dishwasher - 270 kWh/yr and 3.55 gal/cycle | Federal Standard 2014 Dishwasher - 307 kWh/yr and 5.0 gal/cycle | Per Unit | Incremental Cost | 9.3725 | 0 | 9.3725 | 0 | 4.6863 | ENERGY STAR Appliance Calculator, accessed 6/13/2016: http://www.energystar.gov/sites/default/files/asset/document/appliance_calculator.xlsx | NA | 15 | 0 | 0 | 36.5803 | 0.0024341 | 1.9084 | Potential Study Results: ENERGY STAR Appliance Calculator, accessed 6/13/2016: http://www.energystar.gov/sites/default/files/asset/document/appliance_calculator.xlsx. Also provided in Measure Description |  | 1.083% | [6 empty] | 15 | 15 | 15 | 15 | 15 | 15 | 15 | Both | Residential | Single Family | Water Heat LE 55 Gal | Existing | Dishwasher - ENERGY STAR | ENERGY STAR Dishwasher - 270 kWh/yr and 3.55 gal/cycle | Federal Standard 2014 Dishwasher - 307 kWh/yr and 5.0 gal/cycle | ResHotWater - SF Wtd | ResSFGasDHW | LGE Res | 10 | 10 | ENERGY STAR Appliance Calculator, accessed 6/13/2016: http://www.energystar.gov/sites/default/files/asset/document/appliance_calculator.xlsx | 100% | 58.57% | 41.43% | 9.3725 | 9.3725 | 9.3725 | 9.3725 | 9.3725 | 9.3725 | 9.3725 | 0 | 0 | 0 | 0 | 0 | 0 | 0 | 15 | 15 | 15 | 15 | 15 | 15 | 15 | 0 | 0 | 0 | 0 | 0 | 0 | 0 | 21.4258 | 21.4258 | 21.4258 | 21.4258 | 21.4258 | 21.4258 | 21.4258 | 0.0014257 | 0.0014257 | 0.0014257 | 0.0014257 | 0.0014257 | 0.0014257 | 0.0014257 | 0.79062 | 0.79062 | 0.79062 | 0.79062 | 0.79062 | 0.79062 | 0.79062 | 140.5875 | 140.5875 | 140.5875 | 140.5875 | 140.5875 | 140.5875 | 140.5875 | 0 | 0 | 0 | 0 | 0 | 0 | 0 | 225 | 225 | 225 | 225 | 225 | 225 | 225 | 0 | 0 | 0 | 0 | 0 | 0 | 0 | 321.387 | 321.387 | 321.387 | 321.387 | 321.387 | 321.387 | 321.387 | 0.021386 | 0.021386 | 0.021386 | 0.021386 | 0.021386 | 0.021386 | 0.021386 | 11.8593 | 11.8593 | 11.8593 | 11.8593 | 11.8593 | 11.8593 | 11.8593 | 105 | 984.1125 | 0 | 1575 | 0 | 2249.7089 | 0.1497 | 83.0151
23-LGE | LG&E-HVAC-DWH-Central Air Conditioner - ENERGY STAR | ENERGY STAR Central Air Conditioner - SEER/EER 15/12.5 (Split System) | Federal Standard 2015 Central Air Conditioner - SEER/EER 14/12 (Split System) | Per Unit | Incremental Cost | 417.933 | 0 | 417.933 | 0 | 208.9665 | 2012 - Cadmus Analysis of Installed Cost Data from Rebate Applications | NA | 210 | 0 | 0 | 202.0022 | 0.16284 | 0 | Potential Study Results: End use usage based on prototypical building simulations adjusted by CDD to the region. |  | 0% | [6 empty] | 0 | 0 | 0 | 0 | 0 | 0 | 0 | Electric | Residential | Single Family | Cool Central | Existing | Central Air Conditioner - ENERGY STAR | Measure Description | Base Equipment | ResCooling - SF Wtd |  | LGE Res | 15 | 15 | DEER 2014 EUL Database for the measure "High Efficiency Air Conditioner (package and split systems)", accessed 6/7/2016: http://www.deeresources.com/files/DEER2013codeUpdate/download/DEER2014-EUL-table-update_2014-02-05.xlsx | 100% | 100% | 0% | 417.933 | 417.933 | 417.933 | 417.933 | 417.933 | 417.933 | 417.933 | 0 | 0 | 0 | 0 | 0 | 0 | 0 | 210 | 210 | 210 | 210 | 210 | 210 | 210 | 0 | 0 | 0 | 0 | 0 | 0 | 0 | 202.0022 | 202.0022 | 202.0022 | 202.0022 | 202.0022 | 202.0022 | 202.0022 | 0.16284 | 0.16284 | 0.16284 | 0.16284 | 0.16284 | 0.16284 | 0.16284 | 0 | 0 | 0 | 0 | 0 | 0 | 0 | 0 | 0 | 0 | 0 | 0 | 0 | 0 | 0 | 0 | 0 | 0 | 0 | 0 | 0 | 0 | 0 | 0 | 0 | 0 | 0 | 0 | 0 | 0 | 0 | 0 | 0 | 0 | 0 | 0 | 0 | 0 | 0 | 0 | 0 | 0 | 0 | 0 | 0 | 0 | 0 | 0 | 0 | 0 | 0 | 0 | 0 | 0 | 0 | 0 | 0 | 0 | 0 | 0 | 0 | 0 | 0 | 0
24-LGE | LG&E-HVAC-DWH-Central Cooling - Evaporative Cooler | Evaporative Cooler | Federal Standard 2015 Central Air Conditioner - SEER/EER 14/12 (Split System) | Per Unit | Incremental Cost | -1872.0323 | 0 | -1872.0323 | 0 | -936.0162 | Xcel TRM 2015/2016 Demand-Side Management Plan pg. 472; PSCC Proceding No. 14A-1057EG, High Efficiency Air Conditioning, Accessed 6/7/2016 - https://www.xcelenergy.com/staticfiles/xe/Regulatory/Regulatory%20PDFs/EvaporativeCoolingEvaluationFile.pdf. A two- | NA | 15 | 0 | 0 | 2643.4073 | 2.1309 | 0 | Potential Study Results: End use usage based on prototypical building simulations adjusted by CDD to the region. |  | 0% | [6 empty] | 0 | 0 | 0 | 0 | 0 | 0 | 0 | Electric | Residential | Single Family | Cool Central | Existing | Central Cooling - Evaporative Cooler | Measure Description | Base Equipment | ResCooling - SF Wtd |  | LGE Res | 15 | 15 | Assuming same as CAC - DEER 2014 EUL Database for the measure "High Efficiency Air Conditioner (package and split systems)", accessed 6/7/2016: http://www.deeresources.com/files/DEER2013codeUpdate/download/DEER2014-EUL-table-update_2014-02-05.xlsx | 100% | 100% | 0% | -1872.0323 | -1872.0323 | -1872.0323 | -1872.0323 | -1872.0323 | -1872.0323 | -1872.0323 | 0 | 0 | 0 | 0 | 0 | 0 | 0 | 15 | 15 | 15 | 15 | 15 | 15 | 15 | 0 | 0 | 0 | 0 | 0 | 0 | 0 | 2643.4073 | 2643.4073 | 2643.4073 | 2643.4073 | 2643.4073 | 2643.4073 | 2643.4073 | 2.1309 | 2.1309 | 2.1309 | 2.1309 | 2.1309 | 2.1309 | 2.1309 | 0 | 0 | 0 | 0 | 0 | 0 | 0 | 0 | 0 | 0 | 0 | 0 | 0 | 0 | 0 | 0 | 0 | 0 | 0 | 0 | 0 | 0 | 0 | 0 | 0 | 0 | 0 | 0 | 0 | 0 | 0 | 0 | 0 | 0 | 0 | 0 | 0 | 0 | 0 | 0 | 0 | 0 | 0 | 0 | 0 | 0 | 0 | 0 | 0 | 0 | 0 | 0 | 0 | 0 | 0 | 0 | 0 | 0 | 0 | 0 | 0 | 0 | 0 | 0
25-LGE | LG&E-HVAC-DWH-Heat Pump - Air Source ENERGY STAR | Air Source Heat Pump - SEER/EER 15/12.5 and HSPF 8.5 (Split System) (CEE Tier 1) | Federal Standard 2015 Air Source Heat Pump - SEER/EER 14/12 and HSPF 8.2 (Split System) | Per Unit | Incremental Cost | 340.28 | 0 | 340.28 | 0 | 170.14 | 2012 - Cadmus Evaluation of a Mid-Atlantic Utility Program | NA | 170 | 0 | 0 | 420.5428 | 0.33901 | 0 | Potential Study Results: End use usage based on prototypical building simulations adjusted by HDD to the region. |  | 0% | [6 empty] | 0 | 0 | 0 | 0 | 0 | 0 | 0 | Electric | Residential | Single Family | Heat Pump | Existing | Heat Pump - Air Source CEE Tier 1 | Measure Description | Base Equipment | ResCooling - SF Wtd |  | LGE Res | 15 | 15 | DEER 2014 EUL Database for the measure "Heat Pumps", accessed 6/1/2016: http://www.deeresources.com/files/DEER2013codeUpdate/download/DEER2014-EUL-table-update_2014-02-05.xlsx | 100% | 100% | 0% | 340.28 | 340.28 | 340.28 | 340.28 | 340.28 | 340.28 | 340.28 | 0 | 0 | 0 | 0 | 0 | 0 | 0 | 170 | 170 | 170 | 170 | 170 | 170 | 170 | 0 | 0 | 0 | 0 | 0 | 0 | 0 | 420.5428 | 420.5428 | 420.5428 | 420.5428 | 420.5428 | 420.5428 | 420.5428 | 0.33901 | 0.33901 | 0.33901 | 0.33901 | 0.33901 | 0.33901 | 0.33901 | 0 | 0 | 0 | 0 | 0 | 0 | 0 | 0 | 0 | 0 | 0 | 0 | 0 | 0 | 0 | 0 | 0 | 0 | 0 | 0 | 0 | 0 | 0 | 0 | 0 | 0 | 0 | 0 | 0 | 0 | 0 | 0 | 0 | 0 | 0 | 0 | 0 | 0 | 0 | 0 | 0 | 0 | 0 | 0 | 0 | 0 | 0 | 0 | 0 | 0 | 0 | 0 | 0 | 0 | 0 | 0 | 0 | 0 | 0 | 0 | 0 | 0 | 0 | 0
26-LGE | LG&E-HVAC-DWH-Heat Pump - Ground Source ENERGY STAR | ENERGY STAR Ground Source Heat Pump - EER 17.1 and 3.6 COP (Split System) | Federal Standard 2015 Air Source Heat Pump - SEER/EER 14/12 and HSPF 8.2 (Split System) | Per Unit | Incremental Cost | 6893.316 | 0 | 6893.316 | 0 | 3446.658 | 2008 - Indiana - GHP Program Report | NA | 300 | 0 | 0 | 2962.0422 | 2.3878 | 0 | Potential Study Results: End use usage based on prototypical building simulations adjusted by HDD to the region. |  | 0% | [6 empty] | 0 | 0 | 0 | 0 | 0 | 0 | 0 | Electric | Residential | Single Family | Heat Pump | Existing | Heat Pump - Ground Source ENERGY STAR | Measure Description | Base Equipment | ResCooling - SF Wtd |  | LGE Res | 20 | 20 | Regional Technical Forum, "Ground Source Heta Pump Upgrades" measure workbook v2.3, accessed 6/1/2016: http://rtf.nwcouncil.org/measures/res/ResGSHP_v2_3.xlsm | 100% | 100% | 0% | 6893.316 | 6893.316 | 6893.316 | 6893.316 | 6893.316 | 6893.316 | 6893.316 | 0 | 0 | 0 | 0 | 0 | 0 | 0 | 300 | 300 | 300 | 300 | 300 | 300 | 300 | 0 | 0 | 0 | 0 | 0 | 0 | 0 | 2962.0422 | 2962.0422 | 2962.0422 | 2962.0422 | 2962.0422 | 2962.0422 | 2962.0422 | 2.3878 | 2.3878 | 2.3878 | 2.3878 | 2.3878 | 2.3878 | 2.3878 | 0 | 0 | 0 | 0 | 0 | 0 | 0 | 0 | 0 | 0 | 0 | 0 | 0 | 0 | 0 | 0 | 0 | 0 | 0 | 0 | 0 | 0 | 0 | 0 | 0 | 0 | 0 | 0 | 0 | 0 | 0 | 0 | 0 | 0 | 0 | 0 | 0 | 0 | 0 | 0 | 0 | 0 | 0 | 0 | 0 | 0 | 0 | 0 | 0 | 0 | 0 | 0 | 0 | 0 | 0 | 0 | 0 | 0 | 0 | 0 | 0 | 0 | 0 | 0
27-LGE | LG&E-HVAC-DWH-Ductless Heat Pump (DHP) | Ductless Heat Pump - SEER/EER 18/12.5, HSPF 10.0 | Standard Baseboard Heating - HSPF 3.41 | Per Unit | Incremental Cost | 4088.0156 | 0 | 4088.0156 | 0 | 2044.0078 | NEEP Incremental Cost Study - Phase 2; Accessed 6/3/2016, http://www.neep.org/file/1002/download?token=hYnSw9sW | NA | 300 | 0 | 0 | 4172.3666 | 0 | 0 | Potential Study Results: Calculations based on ENERGY STAR Appliances Calculator. Accessed 06.07.2016 |  | 0% | [6 empty] | 0 | 0 | 0 | 0 | 0 | 0 | 0 | Electric | Residential | Single Family | Heat Room | Existing | Ductless Heat Pump (DHP) | Measure Description | Base Equipment | ResCooling - SF Wtd |  | LGE Res | 15 | 15 | 2014 - DEER (Assumed same as air-source heat pump and central AC) | 100% | 100% | 0% | 4088.0156 | 4088.0156 | 4088.0156 | 4088.0156 | 4088.0156 | 4088.0156 | 4088.0156 | 0 | 0 | 0 | 0 | 0 | 0 | 0 | 300 | 300 | 300 | 300 | 300 | 300 | 300 | 0 | 0 | 0 | 0 | 0 | 0 | 0 | 4172.3666 | 4172.3666 | 4172.3666 | 4172.3666 | 4172.3666 | 4172.3666 | 4172.3666 | 0 | 0 | 0 | 0 | 0 | 0 | 0 | 0 | 0 | 0 | 0 | 0 | 0 | 0 | 0 | 0 | 0 | 0 | 0 | 0 | 0 | 0 | 0 | 0 | 0 | 0 | 0 | 0 | 0 | 0 | 0 | 0 | 0 | 0 | 0 | 0 | 0 | 0 | 0 | 0 | 0 | 0 | 0 | 0 | 0 | 0 | 0 | 0 | 0 | 0 | 0 | 0 | 0 | 0 | 0 | 0 | 0 | 0 | 0 | 0 | 0 | 0 | 0 | 0 | 0 | 0 | 0 | 0 | 0 | 0 | 0
28-LGE | LG&E-HVAC-DWH-Boiler - ENERGY STAR | ENERGY STAR Boiler - 90% AFUE | Federal Standard 2012 Boiler - 82% AFUE | Per Unit | Incremental Cost | 2547.62 | 0 | 2547.62 | 0 | 1273.81 | Various contractor estimates and retailers. | NA | 300 | 0 | 0 | 0 | 0 | 63.5641 | Potential Study Results: Calculations based on ENERGY STAR Appliances Calculator. Accessed 06.07.2016 |  | 0% | [6 empty] | 0 | 0 | 0 | 0 | 0 | 0 | 0 | Gas | Residential | Single Family | Heat Central Boiler | Existing | Boiler - ENERGY STAR | ENERGY STAR Boiler - 90% AFUE | Federal Standard 2012 Boiler - 82% AFUE | ResElecHeat - SF Wtd | ResSFGasHeat | LGE Res | 20 | 20 | DEER 2014 EUL Database for the measure "High Efficiency Boiler", accessed 6/21/2016: http://www.deeresources.com/files/DEER2013codeUpdate/download/DEER2014-EUL-table-update_2014-02-05.xlsx | 100% | 0% | 100% | 2547.62 | 2547.62 | 2547.62 | 2547.62 | 2547.62 | 2547.62 | 2547.62 | 0 | 0 | 0 | 0 | 0 | 0 | 0 | 300 | 300 | 300 | 300 | 300 | 300 | 300 | 0 | 0 | 0 | 0 | 0 | 0 | 0 | 0 | 0 | 0 | 0 | 0 | 0 | 0 | 0 | 0 | 0 | 0 | 0 | 0 | 0 | 63.5641 | 63.5641 | 63.5641 | 63.5641 | 63.5641 | 63.5641 | 63.5641 | 0 | 0 | 0 | 0 | 0 | 0 | 0 | 0 | 0 | 0 | 0 | 0 | 0 | 0 | 0 | 0 | 0 | 0 | 0 | 0 | 0 | 0 | 0 | 0 | 0 | 0 | 0 | 0 | 0 | 0 | 0 | 0 | 0 | 0 | 0 | 0 | 0 | 0 | 0 | 0 | 0 | 0 | 0 | 0 | 0 | 0 | 0 | 0 | 0 | 0 | 0 | 0 | 0 | 0 | 0 | 0 | 0
29-LGE | LG&E-HVAC-DWH-Furnace - ENERGY STAR | ENERGY STAR Furnace - 90% AFUE | Federal Standard 2016 Furnace - 80% AFUE | Per Unit | Incremental Cost | 344.29 | 0 | 344.29 | 0 | 172.145 | DEER 2008 | NA | 170 | 0 | 0 | 0 | 0 | 60.284 | Potential Study Results: Engineering calculations based on ENERGY STAR Appliances Calculator. Accessed 06.07.2016 |  | 0.0238% | [6 empty] | 0 | 0 | 0 | 0 | 0 | 0 | 0 | Gas | Residential | Single Family | Heat Central Furnace | Existing | Furnace - ENERGY STAR | ENERGY STAR Furnace - 90% AFUE | Federal Standard 2016 Furnace - 80% AFUE | ResElecHeat - SF Wtd | ResSFGasHeat | LGE Res | 20 | 20 | DEER 2014 EUL Database for the measure "High Efficiency Furnace", accessed 6/3/2016: http://www.deeresources.com/files/DEER2013codeUpdate/download/DEER2014-EUL-table-update_2014-02-05.xlsx | 100% | 0% | 100% | 344.29 | 344.29 | 344.29 | 344.29 | 344.29 | 344.29 | 344.29 | 0 | 0 | 0 | 0 | 0 | 0 | 0 | 170 | 170 | 170 | 170 | 170 | 170 | 170 | 0 | 0 | 0 | 0 | 0 | 0 | 0 | 0 | 0 | 0 | 0 | 0 | 0 | 0 | 0 | 0 | 0 | 0 | 0 | 0 | 0 | 60.284 | 60.284 | 60.284 | 60.284 | 60.284 | 60.284 | 60.284 | 0 | 0 | 0 | 0 | 0 | 0 | 0 | 0 | 0 | 0 | 0 | 0 | 0 | 0 | 0 | 0 | 0 | 0 | 0 | 0 | 0 | 0 | 0 | 0 | 0 | 0 | 0 | 0 | 0 | 0 | 0 | 0 | 0 | 0 | 0 | 0 | 0 | 0 | 0 | 0 | 0 | 0 | 0 | 0 | 0 | 0 | 0 | 0 | 0 | 0 | 0 | 0 | 0 | 0 | 0 | 0 | 0
30-LGE | LG&E-HVAC-DWH-Tune-up - Central Air Conditioner | Central Air Conditioner with Tune-up | Central Air Conditioner with no Tune-up | Per Unit | Incremental Cost | 100 | 0 | 100 | 0 | 50 | Assuming equipment cost included in labor cost | NA | 50 | 0 | 0 | 432.3131 | 0.3485 | 0 | Potential Study Results: Engineering calculations based on ENERGY STAR Appliances Calculator. Accessed 06.07.2016 |  | 2.047% | [6 empty] | 25 | 25 | 25 | 25 | 25 | 25 | 25 | Electric | Residential | Single Family | Cool Central | Existing | Tune-up - Central Air Conditioner | Central Air Conditioner with Tune-up | Central Air Conditioner with no Tune-up | ResCooling - SF Wtd |  | LGE Res | 5 | 5 | GDS Associates, Inc. (2007). Measure Life Report: Residential and Commercial/Industrial Lighting and HVAC Measures. Prepared for The New England State Program Working Group. | 100% | 100% | 0% | 100 | 100 | 100 | 100 | 100 | 100 | 100 | 0 | 0 | 0 | 0 | 0 | 0 | 0 | 50 | 50 | 50 | 50 | 50 | 50 | 50 | 0 | 0 | 0 | 0 | 0 | 0 | 0 | 432.3131 | 432.3131 | 432.3131 | 432.3131 | 432.3131 | 432.3131 | 432.3131 | 0.3485 | 0.3485 | 0.3485 | 0.3485 | 0.3485 | 0.3485 | 0.3485 | 0 | 0 | 0 | 0 | 0 | 0 | 0 | 2500 | 2500 | 2500 | 2500 | 2500 | 2500 | 2500 | 0 | 0 | 0 | 0 | 0 | 0 | 0 | 1250 | 1250 | 1250 | 1250 | 1250 | 1250 | 1250 | 0 | 0 | 0 | 0 | 0 | 0 | 0 | 10807.8274 | 10807.8274 | 10807.8274 | 10807.8274 | 10807.8274 | 10807.8274 | 10807.8274 | 8.7125 | 8.7125 | 8.7125 | 8.7125 | 8.7125 | 8.7125 | 8.7125 | 0 | 0 | 0 | 0 | 0 | 0 | 0 | 175 | 17500 | 0 | 8750 | 0 | 75654.792 | 60.9874 | 0
31-LGE | LG&E-HVAC-DWH-Tune-up - Heat Pump | Heat Pump with Tune-up | Heat Pump with no Tune-up | Per Unit | Incremental Cost | 100 | 0 | 100 | 0 | 50 | Assuming equipment cost included in labor cost | NA | 50 | 0 | 0 | 789.1483 | 0.63615 | 0 | Potential Study Results: Engineering calculations based on ENERGY STAR Appliances Calculator. Accessed 06.07.2016 |  | 0% | [6 empty] | 0 | 0 | 0 | 0 | 0 | 0 | 0 | Electric | Residential | Single Family | Heat Pump | Existing | Tune-up - Heat Pump | Heat Pump with Tune-up | Heat Pump with no Tune-up | ResCooling - SF Wtd |  | LGE Res | 5 | 5 | GDS Associates, Inc. (2007). Measure Life Report: Residential and Commercial/Industrial Lighting and HVAC Measures. Prepared for The New England State Program Working Group. | 100% | 100% | 0% | 100 | 100 | 100 | 100 | 100 | 100 | 100 | 0 | 0 | 0 | 0 | 0 | 0 | 0 | 50 | 50 | 50 | 50 | 50 | 50 | 50 | 0 | 0 | 0 | 0 | 0 | 0 | 0 | 789.1483 | 789.1483 | 789.1483 | 789.1483 | 789.1483 | 789.1483 | 789.1483 | 0.63615 | 0.63615 | 0.63615 | 0.63615 | 0.63615 | 0.63615 | 0.63615 | 0 | 0 | 0 | 0 | 0 | 0 | 0 | 0 | 0 | 0 | 0 | 0 | 0 | 0 | 0 | 0 | 0 | 0 | 0 | 0 | 0 | 0 | 0 | 0 | 0 | 0 | 0 | 0 | 0 | 0 | 0 | 0 | 0 | 0 | 0 | 0 | 0 | 0 | 0 | 0 | 0 | 0 | 0 | 0 | 0 | 0 | 0 | 0 | 0 | 0 | 0 | 0 | 0 | 0 | 0 | 0 | 0 | 0 | 0 | 0 | 0 | 0 | 0 | 0
32-LGE | LG&E-HVAC-DWH-Tune-up - Furnace/Boiler | Furnace/Boiler with Tune-up | No Tune-up | Per Unit | Incremental Cost | 100 | 0 | 100 | 0 | 50 | Assuming equipment cost included in labor cost | NA | 50 | 0 | 0 | 0 | 0 | 8.4 | Potential Study Results: Engineering calculations based on ENERGY STAR Appliances Calculator. Accessed 06.07.2016 |  | 2% | [6 empty] | 25 | 25 | 25 | 25 | 25 | 25 | 25 | Gas | Residential | Single Family | Heat Central Furnace | Existing | Tune-up - Furnace/Boiler | Furnace/Boiler with Tune-up | No Tune-up | ResCooling - SF Wtd | ResSFGasHeat | LGE Res | 5 | 5 | GDS Associates, Inc. (2007). Measure Life Report: Residential and Commercial/Industrial Lighting and HVAC Measures. Prepared for The New England State Program Working Group. | 100% | 0% | 100% | 100 | 100 | 100 | 100 | 100 | 100 | 100 | 0 | 0 | 0 | 0 | 0 | 0 | 0 | 50 | 50 | 50 | 50 | 50 | 50 | 50 | 0 | 0 | 0 | 0 | 0 | 0 | 0 | 0 | 0 | 0 | 0 | 0 | 0 | 0 | 0 | 0 | 0 | 0 | 0 | 0 | 0 | 8.4 | 8.4 | 8.4 | 8.4 | 8.4 | 8.4 | 8.4 | 2500 | 2500 | 2500 | 2500 | 2500 | 2500 | 2500 | 0 | 0 | 0 | 0 | 0 | 0 | 0 | 1250 | 1250 | 1250 | 1250 | 1250 | 1250 | 1250 | 0 | 0 | 0 | 0 | 0 | 0 | 0 | 0 | 0 | 0 | 0 | 0 | 0 | 0 | 0 | 0 | 0 | 0 | 0 | 0 | 0 | 210.0002 | 210.0002 | 210.0002 | 210.0002 | 210.0002 | 210.0002 | 210.0002 | 175 | 17500 | 0 | 8750 | 0 | 0 | 0 | 1470.0017
33-LGE | LG&E-HVAC-DWH-Motor - ECM | Electronically Commutated Motor (ECM) | Federal Standard 2019 Furnace Fan | Per Unit | Incremental Cost | 78 | 0 | 78 | 0 | 39 | Based on the EERE TSD TECHNICAL SUPPORT DOCUMENT: ENERGY EFFICIENCY PROGRAM FOR CONSUMER PRODUCTS AND COMMERCIAL AND INDUSTRIAL EQUIPMENT: RESIDENTIAL FURNACE FANS from June 2014. Based on cost tables 8.2.5 and 8.2.6; Assuming the motor product class of no | NA | 40 | 0 | 0 | 72.5621 | 0 | 0 | Potential Study Results: Engineering calculations based on ENERGY STAR Appliances Calculator. Accessed 06.07.2016 |  | 0% | [6 empty] | 0 | 0 | 0 | 0 | 0 | 0 | 0 | Electric | Residential | Single Family | Ventilation And Circulation | Existing | Motor - ECM | Measure Description | Base Equipment | ResElecHeat - SF Wtd |  | LGE Res | 15 | 15 | DEER 2014 EUL Database for the measure "HVAC Fan Motor", accessed 6/8/2016: http://www.deeresources.com/files/DEER2013codeUpdate/download/DEER2014-EUL-table-update_2014-02-05.xlsx | 100% | 100% | 0% | 78 | 78 | 78 | 78 | 78 | 78 | 78 | 0 | 0 | 0 | 0 | 0 | 0 | 0 | 40 | 40 | 40 | 40 | 40 | 40 | 40 | 0 | 0 | 0 | 0 | 0 | 0 | 0 | 72.5621 | 72.5621 | 72.5621 | 72.5621 | 72.5621 | 72.5621 | 72.5621 | 0 | 0 | 0 | 0 | 0 | 0 | 0 | 0 | 0 | 0 | 0 | 0 | 0 | 0 | 0 | 0 | 0 | 0 | 0 | 0 | 0 | 0 | 0 | 0 | 0 | 0 | 0 | 0 | 0 | 0 | 0 | 0 | 0 | 0 | 0 | 0 | 0 | 0 | 0 | 0 | 0 | 0 | 0 | 0 | 0 | 0 | 0 | 0 | 0 | 0 | 0 | 0 | 0 | 0 | 0 | 0 | 0 | 0 | 0 | 0 | 0 | 0 | 0 | 0 | 0 | 0 | 0 | 0 | 0 | 0 | 0
34-LGE | LG&E-HVAC-DWH-Heat Pump Water Heater - ENERGY STAR | ENERGY STAR Heat Pump Water Heater ≤ 55 GAL - EF 2.0 | Federal Standard 2015 Storage Water Heater ≤ 55 GAL - EF 0.95 | Per Unit | Incremental Cost | 829 | 0 | 829 | 0 | 414.5 | As referenced in SWE 2014 Potential Study, Regional Technical Forum Heat Pump Water Heaters v1.3 | NA | 300 | 0 | 0 | 1663.4995 | 0.11069 | 0 | Potential Study Results: Engineering calculations based on ENERGY STAR Appliances Calculator. Accessed 06.07.2016 |  | 0% | [6 empty] | 0 | 0 | 0 | 0 | 0 | 0 | 0 | Electric | Residential | Single Family | Water Heat LE 55 Gal | Existing | Heat Pump Water Heater - ENERGY STAR | Measure Description | Base Equipment | ResHotWater - SF Wtd |  | LGE Res | 10 | 10 | DEER 2014 EUL Database for the measure "Heat Pump Water Heater", accessed 6/8/2016: http://www.deeresources.com/files/DEER2013codeUpdate/download/DEER2014-EUL-table-update_2014-02-05.xlsx | 100% | 100% | 0% | 829 | 829 | 829 | 829 | 829 | 829 | 829 | 0 | 0 | 0 | 0 | 0 | 0 | 0 | 300 | 300 | 300 | 300 | 300 | 300 | 300 | 0 | 0 | 0 | 0 | 0 | 0 | 0 | 1663.4995 | 1663.4995 | 1663.4995 | 1663.4995 | 1663.4995 | 1663.4995 | 1663.4995 | 0.11069 | 0.11069 | 0.11069 | 0.11069 | 0.11069 | 0.11069 | 0.11069 | 0 | 0 | 0 | 0 | 0 | 0 | 0 | 0 | 0 | 0 | 0 | 0 | 0 | 0 | 0 | 0 | 0 | 0 | 0 | 0 | 0 | 0 | 0 | 0 | 0 | 0 | 0 | 0 | 0 | 0 | 0 | 0 | 0 | 0 | 0 | 0 | 0 | 0 | 0 | 0 | 0 | 0 | 0 | 0 | 0 | 0 | 0 | 0 | 0 | 0 | 0 | 0 | 0 | 0 | 0 | 0 | 0 | 0 | 0 | 0 | 0 | 0 | 0 | 0
35-LGE | LG&E-HVAC-DWH-Water Heater - Condensing | Condensing Water Heater = 55 GAL - EF 0.90 | Federal Standard 2015 Storage Water Heater = 55 GAL - EF 0.62 | Per Unit | Incremental Cost | 1295.1303 | 0 | 1295.1303 | 0 | 647.5652 | DEER 2008 and ACEEE 2011 | NA | 300 | 0 | 0 | 0 | 0 | 51.5371 | Potential Study Results: Engineering calculations based on ENERGY STAR Appliances Calculator. Accessed 06.07.2016 |  | 0% | [6 empty] | 0 | 0 | 0 | 0 | 0 | 0 | 0 | Gas | Residential | Single Family | Water Heat LE 55 Gal | Existing | Water Heater - Condensing | Condensing Water Heater = 55 GAL - EF 0.90 | Federal Standard 2015 Storage Water Heater = 55 GAL - EF 0.62 | ResHotWater - SF Wtd | ResSFGasDHW | LGE Res | 11 | 11 | DEER 2014 EUL Database for the measure "Residential Gas Water Heater", accessed 6/21/2016: http://www.deeresources.com/files/DEER2013codeUpdate/download/DEER2014-EUL-table-update_2014-02-05.xlsx | 100% | 0% | 100% | 1295.1303 | 1295.1303 | 1295.1303 | 1295.1303 | 1295.1303 | 1295.1303 | 1295.1303 | 0 | 0 | 0 | 0 | 0 | 0 | 0 | 300 | 300 | 300 | 300 | 300 | 300 | 300 | 0 | 0 | 0 | 0 | 0 | 0 | 0 | 0 | 0 | 0 | 0 | 0 | 0 | 0 | 0 | 0 | 0 | 0 | 0 | 0 | 0 | 51.5371 | 51.5371 | 51.5371 | 51.5371 | 51.5371 | 51.5371 | 51.5371 | 0 | 0 | 0 | 0 | 0 | 0 | 0 | 0 | 0 | 0 | 0 | 0 | 0 | 0 | 0 | 0 | 0 | 0 | 0 | 0 | 0 | 0 | 0 | 0 | 0 | 0 | 0 | 0 | 0 | 0 | 0 | 0 | 0 | 0 | 0 | 0 | 0 | 0 | 0 | 0 | 0 | 0 | 0 | 0 | 0 | 0 | 0 | 0 | 0 | 0 | 0 | 0 | 0 | 0 | 0 | 0 | 0
36-LGE | LG&E-HVAC-DWH-Water Heater - ENERGY STAR Storage | ENERGY STAR Storage Water Heater = 55 GAL - EF 0.67 | Federal Standard 2015 Storage Water Heater = 55 GAL - EF 0.62 | Per Unit | Incremental Cost | 125.1973 | 0 | 125.1973 | 0 | 62.5986 | DEER 2008 and ACEEE 2011 | NA | 60 | 0 | 0 | 0 | 0 | 12.3623 | Potential Study Results: Engineering calculations based on ENERGY STAR Appliances Calculator. Accessed 06.07.2016 |  | 1.059% | [6 empty] | 15 | 15 | 15 | 15 | 15 | 15 | 15 | Gas | Residential | Single Family | Water Heat LE 55 Gal | Existing | Water Heater - ENERGY STAR Storage | ENERGY STAR Storage Water Heater = 55 GAL - EF 0.67 | Federal Standard 2015 Storage Water Heater = 55 GAL - EF 0.62 | ResHotWater - SF Wtd | ResSFGasDHW | LGE Res | 11 | 11 | DEER 2014 EUL Database for the measure "Residential Gas Water Heater", accessed 6/21/2016: http://www.deeresources.com/files/DEER2013codeUpdate/download/DEER2014-EUL-table-update_2014-02-05.xlsx | 100% | 0% | 100% | 125.1973 | 125.1973 | 125.1973 | 125.1973 | 125.1973 | 125.1973 | 125.1973 | 0 | 0 | 0 | 0 | 0 | 0 | 0 | 60 | 60 | 60 | 60 | 60 | 60 | 60 | 0 | 0 | 0 | 0 | 0 | 0 | 0 | 0 | 0 | 0 | 0 | 0 | 0 | 0 | 0 | 0 | 0 | 0 | 0 | 0 | 0 | 12.3623 | 12.3623 | 12.3623 | 12.3623 | 12.3623 | 12.3623 | 12.3623 | 1877.9595 | 1877.9595 | 1877.9595 | 1877.9595 | 1877.9595 | 1877.9595 | 1877.9595 | 0 | 0 | 0 | 0 | 0 | 0 | 0 | 900 | 900 | 900 | 900 | 900 | 900 | 900 | 0 | 0 | 0 | 0 | 0 | 0 | 0 | 0 | 0 | 0 | 0 | 0 | 0 | 0 | 0 | 0 | 0 | 0 | 0 | 0 | 0 | 185.4346 | 185.4346 | 185.4346 | 185.4346 | 185.4346 | 185.4346 | 185.4346 | 105 | 13145.7165 | 0 | 6300 | 0 | 0 | 0 | 1298.0422
37-LGE | LG&E-HVAC-DWH-Water Heater - ENERGY STAR Tankless | ENERGY STAR Tankless Water Heater = 55 GAL - EF 0.90 | Federal Standard 2015 Storage Water Heater = 55 GAL - EF 0.62 | Per Unit | Incremental Cost | 664.8539 | 0 | 664.8539 | 0 | 332.4269 | Various Retailers | NA | 300 | 0 | 0 | 0 | 0 | 51.5271 | Potential Study Results: Engineering calculations based on ENERGY STAR Appliances Calculator. Accessed 06.07.2016 |  | 0% | [6 empty] | 0 | 0 | 0 | 0 | 0 | 0 | 0 | Gas | Residential | Single Family | Water Heat LE 55 Gal | Existing | Water Heater - ENERGY STAR Tankless | ENERGY STAR Tankless Water Heater = 55 GAL - EF 0.90 | Federal Standard 2015 Storage Water Heater = 55 GAL - EF 0.62 | ResHotWater - SF Wtd | ResSFGasDHW | LGE Res | 11 | 11 | DEER 2014 EUL Database for the measure "Residential Gas Water Heater", accessed 6/21/2016: http://www.deeresources.com/files/DEER2013codeUpdate/download/DEER2014-EUL-table-update_2014-02-05.xlsx | 100% | 0% | 100% | 664.8539 | 664.8539 | 664.8539 | 664.8539 | 664.8539 | 664.8539 | 664.8539 | 0 | 0 | 0 | 0 | 0 | 0 | 0 | 300 | 300 | 300 | 300 | 300 | 300 | 300 | 0 | 0 | 0 | 0 | 0 | 0 | 0 | 0 | 0 | 0 | 0 | 0 | 0 | 0 | 0 | 0 | 0 | 0 | 0 | 0 | 0 | 51.5271 | 51.5271 | 51.5271 | 51.5271 | 51.5271 | 51.5271 | 51.5271 | 0 | 0 | 0 | 0 | 0 | 0 | 0 | 0 | 0 | 0 | 0 | 0 | 0 | 0 | 0 | 0 | 0 | 0 | 0 | 0 | 0 | 0 | 0 | 0 | 0 | 0 | 0 | 0 | 0 | 0 | 0 | 0 | 0 | 0 | 0 | 0 | 0 | 0 | 0 | 0 | 0 | 0 | 0 | 0 | 0 | 0 | 0 | 0 | 0 | 0 | 0 | 0 | 0 | 0 | 0 | 0 | 0
38-LGE | LG&E-Weatherization-Ceiling Insulation (KY) - Code | R-49 | Average Existing Insulation | Per Unit | Incremental Cost | 1422.8274 | 0 | 1422.8274 | 0 | 711.4137 | RS Means 2009 | NA | 300 | 0 | 0 | 254.0075 | 0.11607 | 40.5867 | Potential Study Results: Engineering Calculation |  | 0.7617% | [6 empty] | 10 | 10 | 10 | 10 | 10 | 10 | 10 | Both | Residential | Single Family | Cool Central | Existing | Ceiling Insulation (KY) - Code | R-49 | Average Existing Insulation | ResCooling - SF Wtd | ResSFGasHeat | LGE Res | 20 | 20 | Database for Energy Efficient Resources (DEER), Summary of EUL Analysis, 2014 for "Roof/Ceiling Insulation - Residential" measure | 100% | 100% | 100% | 1422.8274 | 1422.8274 | 1422.8274 | 1422.8274 | 1422.8274 | 1422.8274 | 1422.8274 | 0 | 0 | 0 | 0 | 0 | 0 | 0 | 300 | 300 | 300 | 300 | 300 | 300 | 300 | 0 | 0 | 0 | 0 | 0 | 0 | 0 | 254.0075 | 254.0075 | 254.0075 | 254.0075 | 254.0075 | 254.0075 | 254.0075 | 0.11607 | 0.11607 | 0.11607 | 0.11607 | 0.11607 | 0.11607 | 0.11607 | 40.5867 | 40.5867 | 40.5867 | 40.5867 | 40.5867 | 40.5867 | 40.5867 | 14228.274 | 14228.274 | 14228.274 | 14228.274 | 14228.274 | 14228.274 | 14228.274 | 0 | 0 | 0 | 0 | 0 | 0 | 0 | 3000 | 3000 | 3000 | 3000 | 3000 | 3000 | 3000 | 0 | 0 | 0 | 0 | 0 | 0 | 0 | 2540.075 | 2540.075 | 2540.075 | 2540.075 | 2540.075 | 2540.075 | 2540.075 | 1.1607 | 1.1607 | 1.1607 | 1.1607 | 1.1607 | 1.1607 | 1.1607 | 405.8667 | 405.8667 | 405.8667 | 405.8667 | 405.8667 | 405.8667 | 405.8667 | 70 | 99597.918 | 0 | 21000 | 0 | 17780.5248 | 8.125 | 2841.0671
39-LGE | LG&E-Weatherization-Duct Sealing and Insulation - Code | Code Duct Sealing and Insulation - R-8 | Existing Duct Sealing and Insulation - R-4 | Per Unit | Incremental Cost | 1162 | 0 | 1162 | 0 | 581 | 2010 - ETO - Residential Duct Insulation | NA | 300 | 0 | 0 | 684.7269 | 0.58505 | 70.8135 | Potential Study Results: NAIMA Duct Insulation 2001 & 2013 - EnergyStar - QI Fact Sheet |  | 0.369% | [6 empty] | 5 | 5 | 5 | 5 | 5 | 5 | 5 | Both | Residential | Single Family | Cool Central | Existing | Duct Sealing and Insulation - Code | Code Duct Sealing and Insulation - R-8 | Existing Duct Sealing and Insulation - R-4 | ResCooling - SF Wtd | ResSFGasHeat | LGE Res | 18 | 18 | 2010 - ETO - Residential Duct Insulation | 100% | 100% | 100% | 1162 | 1162 | 1162 | 1162 | 1162 | 1162 | 1162 | 0 | 0 | 0 | 0 | 0 | 0 | 0 | 300 | 300 | 300 | 300 | 300 | 300 | 300 | 0 | 0 | 0 | 0 | 0 | 0 | 0 | 684.7269 | 684.7269 | 684.7269 | 684.7269 | 684.7269 | 684.7269 | 684.7269 | 0.58505 | 0.58505 | 0.58505 | 0.58505 | 0.58505 | 0.58505 | 0.58505 | 70.8135 | 70.8135 | 70.8135 | 70.8135 | 70.8135 | 70.8135 | 70.8135 | 5810 | 5810 | 5810 | 5810 | 5810 | 5810 | 5810 | 0 | 0 | 0 | 0 | 0 | 0 | 0 | 1500 | 1500 | 1500 | 1500 | 1500 | 1500 | 1500 | 0 | 0 | 0 | 0 | 0 | 0 | 0 | 3423.6346 | 3423.6346 | 3423.6346 | 3423.6346 | 3423.6346 | 3423.6346 | 3423.6346 | 2.9253 | 2.9253 | 2.9253 | 2.9253 | 2.9253 | 2.9253 | 2.9253 | 354.0673 | 354.0673 | 354.0673 | 354.0673 | 354.0673 | 354.0673 | 354.0673 | 35 | 40670 | 0 | 10500 | 0 | 23965.4424 | 20.4769 | 2478.4709
40-LGE | LG&E-Weatherization-Infiltration Control - Reduction of Existing Conditions | Infiltration Control - 0.1 ACH Reduction | Existing Infiltration Conditions | Per Unit | Incremental Cost | 320.4744 | 0 | 320.4744 | 0 | 160.2372 | RSMeans | NA | 160 | 0 | 0 | 61.4477 | 0.040429 | 9.9302 | Potential Study Results: Cadmus analysis using building modeling to calculate measure percent savings |  | 11.32% | [6 empty] | 142.5 | 142.5 | 142.5 | 142.5 | 142.5 | 142.5 | 142.5 | Both | Residential | Single Family | Cool Central | Existing | Infiltration Control - Reduction of Existing Conditions | Infiltration Control - 0.1 ACH Reduction | Existing Infiltration Conditions | ResCooling - SF Wtd | ResSFGasHeat | LGE Res | 11 | 11 | Database for Energy Efficient Resources (DEER), Summary of EUL Analysis, 2014 for "Low-Income Weatherization" measure | 100% | 100% | 100% | 320.4744 | 320.4744 | 320.4744 | 320.4744 | 320.4744 | 320.4744 | 320.4744 | 0 | 0 | 0 | 0 | 0 | 0 | 0 | 160 | 160 | 160 | 160 | 160 | 160 | 160 | 0 | 0 | 0 | 0 | 0 | 0 | 0 | 61.4477 | 61.4477 | 61.4477 | 61.4477 | 61.4477 | 61.4477 | 61.4477 | 0.040429 | 0.040429 | 0.040429 | 0.040429 | 0.040429 | 0.040429 | 0.040429 | 9.9302 | 9.9302 | 9.9302 | 9.9302 | 9.9302 | 9.9302 | 9.9302 | 45667.602 | 45667.602 | 45667.602 | 45667.602 | 45667.602 | 45667.602 | 45667.602 | 0 | 0 | 0 | 0 | 0 | 0 | 0 | 22800 | 22800 | 22800 | 22800 | 22800 | 22800 | 22800 | 0 | 0 | 0 | 0 | 0 | 0 | 0 | 8756.2931 | 8756.2931 | 8756.2931 | 8756.2931 | 8756.2931 | 8756.2931 | 8756.2931 | 5.7612 | 5.7612 | 5.7612 | 5.7612 | 5.7612 | 5.7612 | 5.7612 | 1415.0506 | 1415.0506 | 1415.0506 | 1415.0506 | 1415.0506 | 1415.0506 | 1415.0506 | 997.5 | 319673.214 | 0 | 159600 | 0 | 61294.0518 | 40.3283 | 9905.3544
41-LGE | LG&E-Weatherization-Wall Insulation (KY) - Maximum Feasible | R-13 (Maximum Insulation Feasible) | Average Existing Insulation | Per Unit | Incremental Cost | 1881.8048 | 0 | 1881.8048 | 0 | 940.9024 | RS Means 2009 | NA | 300 | 0 | 0 | 837.9799 | 0.38292 | 133.8969 | Potential Study Results: Engineering Calculation |  | 0.1428% | [6 empty] | 2.5 | 2.5 | 2.5 | 2.5 | 2.5 | 2.5 | 2.5 | Both | Residential | Single Family | Cool Central | Existing | Wall Insulation (KY) - Maximum Feasible | R-13 (Maximum Insulation Feasible) | Average Existing Insulation | ResCooling - SF Wtd | ResSFGasHeat | LGE Res | 20 | 20 | Database for Energy Efficient Resources (DEER), Summary of EUL Analysis, 2014 for "Wall Insulation" measure | 100% | 100% | 100% | 1881.8048 | 1881.8048 | 1881.8048 | 1881.8048 | 1881.8048 | 1881.8048 | 1881.8048 | 0 | 0 | 0 | 0 | 0 | 0 | 0 | 300 | 300 | 300 | 300 | 300 | 300 | 300 | 0 | 0 | 0 | 0 | 0 | 0 | 0 | 837.9799 | 837.9799 | 837.9799 | 837.9799 | 837.9799 | 837.9799 | 837.9799 | 0.38292 | 0.38292 | 0.38292 | 0.38292 | 0.38292 | 0.38292 | 0.38292 | 133.8969 | 133.8969 | 133.8969 | 133.8969 | 133.8969 | 133.8969 | 133.8969 | 4704.512 | 4704.512 | 4704.512 | 4704.512 | 4704.512 | 4704.512 | 4704.512 | 0 | 0 | 0 | 0 | 0 | 0 | 0 | 750 | 750 | 750 | 750 | 750 | 750 | 750 | 0 | 0 | 0 | 0 | 0 | 0 | 0 | 2094.9497 | 2094.9497 | 2094.9497 | 2094.9497 | 2094.9497 | 2094.9497 | 2094.9497 | 0.9573 | 0.9573 | 0.9573 | 0.9573 | 0.9573 | 0.9573 | 0.9573 | 334.7422 | 334.7422 | 334.7422 | 334.7422 | 334.7422 | 334.7422 | 334.7422 | 17.5 | 32931.584 | 0 | 5250 | 0 | 14664.6479 | 6.7011 | 2343.1957
42-LGE | LG&E-Weatherization-Floor Insulation (KY) - Above Code | R-30 | Average Existing Insulation | Per Unit | Incremental Cost | 1014.4551 | 0 | 1014.4551 | 0 | 507.2276 | RS Means 2009 | NA | 300 | 0 | 0 | 139.0284 | 0 | 89.1303 | Potential Study Results: Engineering Calculation |  | 0.2856% | [6 empty] | 2.5 | 2.5 | 2.5 | 2.5 | 2.5 | 2.5 | 2.5 | Gas | Residential | Single Family | Heat Central Furnace | Existing | Floor Insulation (KY) - Above Code | R-30 | Average Existing Insulation | ResElecHeat - SF Wtd | ResSFGasHeat | LGE Res | 20 | 20 | Database for Energy Efficient Resources (DEER), Summary of EUL Analysis, 2014 for "Floor Insulation - Residential" measure | 100% | 100% | 100% | 1014.4551 | 1014.4551 | 1014.4551 | 1014.4551 | 1014.4551 | 1014.4551 | 1014.4551 | 0 | 0 | 0 | 0 | 0 | 0 | 0 | 300 | 300 | 300 | 300 | 300 | 300 | 300 | 0 | 0 | 0 | 0 | 0 | 0 | 0 | 139.0284 | 139.0284 | 139.0284 | 139.0284 | 139.0284 | 139.0284 | 139.0284 | 0 | 0 | 0 | 0 | 0 | 0 | 0 | 89.1303 | 89.1303 | 89.1303 | 89.1303 | 89.1303 | 89.1303 | 89.1303 | 2536.1377 | 2536.1377 | 2536.1377 | 2536.1377 | 2536.1377 | 2536.1377 | 2536.1377 | 0 | 0 | 0 | 0 | 0 | 0 | 0 | 750 | 750 | 750 | 750 | 750 | 750 | 750 | 0 | 0 | 0 | 0 | 0 | 0 | 0 | 347.5711 | 347.5711 | 347.5711 | 347.5711 | 347.5711 | 347.5711 | 347.5711 | 0 | 0 | 0 | 0 | 0 | 0 | 0 | 222.8257 | 222.8257 | 222.8257 | 222.8257 | 222.8257 | 222.8257 | 222.8257 | 17.5 | 17752.9642 | 0 | 5250 | 0 | 2432.9977 | 0 | 1559.7796
43-LGE | LG&E-Weatherization-Insulation - Basement Wall - Code | R-10 (IECC 2012 - Future KY Code) | Average Existing Insulation | Per Unit | Incremental Cost | 528.2488 | 0 | 528.2488 | 0 | 264.1244 | RS Means 2012 | NA | 260 | 0 | 0 | 161.3421 | 0 | 72.0317 | Potential Study Results: Engineering Calculation |  | 0.03571% | [6 empty] | 0.5 | 0.5 | 0.5 | 0.5 | 0.5 | 0.5 | 0.5 | Gas | Residential | Single Family | Heat Central Furnace | Existing | Insulation - Basement Wall - Code | R-10 (IECC 2012 - Future KY Code) | Average Existing Insulation | ResElecHeat - SF Wtd | ResSFGasHeat | LGE Res | 20 | 20 | Database for Energy Efficient Resources (DEER), Summary of EUL Analysis, 2014 assumed same as "Wall Insulation" measure | 100% | 100% | 100% | 528.2488 | 528.2488 | 528.2488 | 528.2488 | 528.2488 | 528.2488 | 528.2488 | 0 | 0 | 0 | 0 | 0 | 0 | 0 | 260 | 260 | 260 | 260 | 260 | 260 | 260 | 0 | 0 | 0 | 0 | 0 | 0 | 0 | 161.3421 | 161.3421 | 161.3421 | 161.3421 | 161.3421 | 161.3421 | 161.3421 | 0 | 0 | 0 | 0 | 0 | 0 | 0 | 72.0317 | 72.0317 | 72.0317 | 72.0317 | 72.0317 | 72.0317 | 72.0317 | 264.1244 | 264.1244 | 264.1244 | 264.1244 | 264.1244 | 264.1244 | 264.1244 | 0 | 0 | 0 | 0 | 0 | 0 | 0 | 130 | 130 | 130 | 130 | 130 | 130 | 130 | 0 | 0 | 0 | 0 | 0 | 0 | 0 | 80.6711 | 80.6711 | 80.6711 | 80.6711 | 80.6711 | 80.6711 | 80.6711 | 0 | 0 | 0 | 0 | 0 | 0 | 0 | 36.0159 | 36.0159 | 36.0159 | 36.0159 | 36.0159 | 36.0159 | 36.0159 | 3.5 | 1848.8708 | 0 | 910 | 0 | 564.6974 | 0 | 252.111
[33 empty] | 0 | 0
Removed Existing Program
| Add Direct Install Measures |  | Questions | 2017-01-09 | [11 empty] | FALSE |  |  |  | Participation Assumptions | [7 empty] | 39666 | [121 empty] | TRUE | TRUE | TRUE | TRUE | TRUE | TRUE | TRUE | TRUE
| LEDs |  | 1 | Average savings and incentive amount per project? | [11 empty] | 34922.1765 |  |  |  | 1 | 2016 participation data from Jan to Oct, projected annual data | [6 empty] | 39666 | [121 empty] | 163512 | 1721388.2535 | -46223.4794 | 470470 | 967122.5515 | 7723029.9328 | 713.3778 | 82081.3536
| Water conservation measures |  | 2 | installed savings vs recommended? | [11 empty] | 17461.0882 |  |  |  | 2 | Assume the same escalation rate as the audits | [128 empty] | 163512 | 1721388.2535 | -46223.4794 | 470470 | 967122.5515 | 7723029.9328 | 713.3778 | 82081.3536
Programmable t-stats
No power strips
Bundle approach
Treat appliances as Bonus tier?
Audit Split: - basic walk through audit 80%; 20% comprehensive audits (w. blower door)
| Basic | 90%
| Comprehensive | 10%
Direct Install Measures:
| Fuel Type | Sector | Segment | Enduse | Construction Type | Potential Study Measure Name | Potential Study Measure Description | Potential Study Baseline Description | TRC | Keep/Drop | Measure Name | KU-Measure Name | LG&E-Measure Name | Electric Savings kWh |  | Gas Savings Therms
| Electric | Residential | Single Family | Lighting Standard | Existing | Lighting General Service Lamp - Premium Efficiency LED | Measure Description | Base Equipment |  |  | DI-Lighting General Service Lamp - Premium Efficiency LED | KU-DI-Lighting General Service Lamp - Premium Efficiency LED | LG&E-DI-Lighting General Service Lamp - Premium Efficiency LED
| Electric | Residential | Single Family | Lighting Standard | Existing | Lighting General Service Lamp - EISA Standard 2020 | Measure Description | Base Equipment |  |  | DI-Lighting General Service Lamp - EISA Standard 2020 | KU-DI-Lighting General Service Lamp - EISA Standard 2020 | LG&E-DI-Lighting General Service Lamp - EISA Standard 2020
| Electric | Residential | Single Family | Lighting Interior Specialty | Existing | Lighting Specialty Lamp - Premium Efficiency LED | Measure Description | Base Equipment |  |  | DI-Lighting Specialty Lamp - Premium Efficiency LED | KU-DI-Lighting Specialty Lamp - Premium Efficiency LED | LG&E-DI-Lighting Specialty Lamp - Premium Efficiency LED
| Both | Residential | Single Family | Water Heat LE 55 Gal | Existing | Faucet Aerator Low Flow - Bathroom | 1.0 GPM | Federal Standard 1994 Aerator - 2.2 GPM |  |  | DI-Faucet Aerator Low Flow - Bathroom | KU-DI-Faucet Aerator Low Flow - Bathroom | LG&E-DI-Faucet Aerator Low Flow - Bathroom
| Both | Residential | Single Family | Water Heat LE 55 Gal | Existing | Faucet Aerator Low Flow - Kitchen | 1.0 GPM | Federal Standard 1994 Aerator - 2.2 GPM |  |  | DI-Faucet Aerator Low Flow - Kitchen | KU-DI-Faucet Aerator Low Flow - Kitchen | LG&E-DI-Faucet Aerator Low Flow - Kitchen
| Both | Residential | Single Family | Water Heat LE 55 Gal | Existing | Low-Flow Showerhead | Low-Flow Showerhead - 1.5 GPM | Federal Standard 1994 Showerhead - 2.5 GPM |  |  | DI-Low-Flow Showerhead | KU-DI-Low-Flow Showerhead | LG&E-DI-Low-Flow Showerhead
| Both | Residential | Single Family | Water Heat LE 55 Gal | Existing | Pipe Insulation - Water Heater | R-4 Pipe Wrap | No Pipe Insulation |  |  | DI-Pipe Insulation - Water Heater | KU-DI-Pipe Insulation - Water Heater | LG&E-DI-Pipe Insulation - Water Heater
| Both | Residential | Single Family | Cool Central | Existing | Programmable Thermostat | Programmable Thermostat | Manual Thermostat |  |  | DI-Programmable Thermostat | KU-DI-Programmable Thermostat | LG&E-DI-Programmable Thermostat | 102.008 |  | 8.642
LGE | Electric | Residential | Single Family | Cool Central | Existing | Programmable Thermostat | Programmable Thermostat | Manual Thermostat | [5 empty] | 97.7101 |  | 17.2841
LGE | Gas | Residential | Single Family | Heat Central Furnace | Existing | Programmable Thermostat | Programmable Thermostat | Manual Thermostat | [5 empty] | 13.0064 |  | 20.16
KU | Electric | Residential | Single Family | Cool Central | Existing | Programmable Thermostat | Programmable Thermostat | Manual Thermostat | [5 empty] | 106.3059 |  | 0
KU | Gas | Residential | Single Family | Heat Central Furnace | Existing | Programmable Thermostat | Programmable Thermostat | Manual Thermostat | [5 empty] | 0 |  | 0
Appliance Bundle:
| Fuel Type | Sector | Segment | Enduse | Construction Type | Potential Study Measure Name | Potential Study Measure Description | Potential Study Baseline Description | TRC | Keep/Drop | Measure Name | KU-Measure Name | LG&E-Measure Name
| Electric | Residential | Single Family | Dryer | Existing | Dryer - ENERGY STAR | Measure Description | Base Equipment | 0.83785 |  | Appliance-Dryer - ENERGY STAR | KU-Appliance-Dryer - ENERGY STAR | LG&E-Appliance-Dryer - ENERGY STAR
| Gas | Residential | Single Family | Dryer | Existing | Dryer - ENERGY STAR | ENERGY STAR Dryer - CEF 3.48 (Gas Dryer) | Federal Standard 2016 Dryer - EF 3.30 (Gas Dryer) | 0.50336 |  | Appliance-Dryer - ENERGY STAR | KU-Appliance-Dryer - ENERGY STAR | LG&E Only-Appliance-Dryer - ENERGY STAR
| Electric | Residential | Single Family | Freezer | Existing | Freezer - ENERGY STAR | Measure Description | Base Equipment | 1.1826 |  | Appliance-Freezer - ENERGY STAR | KU-Appliance-Freezer - ENERGY STAR | LG&E-Appliance-Freezer - ENERGY STAR
| Electric | Residential | Single Family | Refrigerator | Existing | Refrigerator - ENERGY STAR | Measure Description | Base Equipment | 0.18695 |  | Appliance-Refrigerator - ENERGY STAR | KU-Appliance-Refrigerator - ENERGY STAR | LG&E-Appliance-Refrigerator - ENERGY STAR
| Electric | Residential | Single Family | Water Heat LE 55 Gal | Existing | Clothes Washer (Front Loading) - ENERGY STAR | ENERGY STAR Clothes Washer (Front Loading) - IMEF 2.38 and IWF 3.7 (Electric DHW & Dryer) | Federal Standard 2018 Clothes Washer (Front Loading) - IMEF 1.84 and IWF 4.7 (Electric DHW & Dryer) | 1.11 |  | Appliance-Clothes Washer (Front Loading) - ENERGY STAR | KU-Appliance-Clothes Washer (Front Loading) - ENERGY STAR | LG&E-Appliance-Clothes Washer (Front Loading) - ENERGY STAR
| Electric | Residential | Single Family | Water Heat LE 55 Gal | Existing | Clothes Washer (Top Loading) - ENERGY STAR | ENERGY STAR Clothes Washer (Top Loading) - IMEF 2.06 and IWF 4.3 (Electric DHW & Dryer) | Federal Standard 2018 Clothes Washer (Top Loading) - IMEF 1.57 and IWF 6.5 (Electric DHW & Dryer) | 0.86 |  | Appliance-Clothes Washer (Top Loading) - ENERGY STAR | KU-Appliance-Clothes Washer (Top Loading) - ENERGY STAR | LG&E-Appliance-Clothes Washer (Top Loading) - ENERGY STAR
| Gas | Residential | Single Family | Water Heat LE 55 Gal | Existing | Clothes Washer (Front Loading) - ENERGY STAR | ENERGY STAR Clothes Washer (Front Loading) - IMEF 2.38 and IWF 3.7 (Gas DHW & Dryer) | Federal Standard 2018 Clothes Washer (Front Loading) - IMEF 1.84 and IWF 4.7 (Gas DHW & Dryer) | 0.8 |  | Appliance-Clothes Washer (Front Loading) - ENERGY STAR | KU-Appliance-Clothes Washer (Front Loading) - ENERGY STAR | LG&E-Appliance-Clothes Washer (Front Loading) - ENERGY STAR
| Gas | Residential | Single Family | Water Heat LE 55 Gal | Existing | Clothes Washer (Top Loading) - ENERGY STAR | ENERGY STAR Clothes Washer (Top Loading) - IMEF 2.06 and IWF 4.3 (Gas DHW & Dryer) | Federal Standard 2018 Clothes Washer (Top Loading) - IMEF 1.57 and IWF 6.5 (Gas DHW & Dryer) | 0.62 |  | Appliance-Clothes Washer (Top Loading) - ENERGY STAR | KU-Appliance-Clothes Washer (Top Loading) - ENERGY STAR | LG&E-Appliance-Clothes Washer (Top Loading) - ENERGY STAR
| Both | Residential | Single Family | Water Heat LE 55 Gal | Existing | Dishwasher - ENERGY STAR | ENERGY STAR Dishwasher - 270 kWh/yr and 3.55 gal/cycle | Federal Standard 2014 Dishwasher - 307 kWh/yr and 5.0 gal/cycle | 0.74 |  | Appliance-Dishwasher - ENERGY STAR | KU-Appliance-Dishwasher - ENERGY STAR | LG&E-Appliance-Dishwasher - ENERGY STAR
HVAC and Water Heating Bunble
Nothing is remotely cost effective
| Fuel Type | Sector | Segment | Enduse | Construction Type | Potential Study Measure Name | Potential Study Measure Description | Potential Study Baseline Description | TRC | Keep/Drop | Measure Name | KU-Measure Name | LG&E-Measure Name
| Electric | Residential | Single Family | Cool Central | Existing | Central Air Conditioner - ENERGY STAR | Measure Description | Base Equipment | 0.35473 |  | HVAC-DWH-Central Air Conditioner - ENERGY STAR | KU-HVAC-DWH-Central Air Conditioner - ENERGY STAR | LG&E-HVAC-DWH-Central Air Conditioner - ENERGY STAR
| Electric | Residential | Single Family | Cool Central | Existing | Central Cooling - Evaporative Cooler | Measure Description | Base Equipment | 999 |  | HVAC-DWH-Central Cooling - Evaporative Cooler | KU-HVAC-DWH-Central Cooling - Evaporative Cooler | LG&E-HVAC-DWH-Central Cooling - Evaporative Cooler
| Electric | Residential | Single Family | Heat Pump | Existing | Heat Pump - Air Source CEE Tier 1 | Measure Description | Base Equipment | 0.16693 |  | HVAC-DWH-Heat Pump - Air Source CEE Tier 1 | KU-HVAC-DWH-Heat Pump - Air Source CEE Tier 1 | LG&E-HVAC-DWH-Heat Pump - Air Source CEE Tier 1
| Electric | Residential | Single Family | Heat Pump | Existing | Heat Pump - Ground Source ENERGY STAR | Measure Description | Base Equipment | 0.39189 |  | HVAC-DWH-Heat Pump - Ground Source ENERGY STAR | KU-HVAC-DWH-Heat Pump - Ground Source ENERGY STAR | LG&E-HVAC-DWH-Heat Pump - Ground Source ENERGY STAR
| Electric | Residential | Single Family | Heat Room | Existing | Ductless Heat Pump (DHP) | Measure Description | Base Equipment | 0.56632 |  | HVAC-DWH-Ductless Heat Pump (DHP) | KU-HVAC-DWH-Ductless Heat Pump (DHP) | LG&E-HVAC-DWH-Ductless Heat Pump (DHP)
| Gas | Residential | Single Family | Heat Central Boiler | Existing | Boiler - ENERGY STAR | ENERGY STAR Boiler - 90% AFUE | Federal Standard 2012 Boiler - 82% AFUE | 16.349 |  | HVAC-DWH-Boiler - ENERGY STAR | KU-HVAC-DWH-Boiler - ENERGY STAR | LG&E-HVAC-DWH-Boiler - ENERGY STAR
| Gas | Residential | Single Family | Heat Central Furnace | Existing | Furnace - ENERGY STAR | ENERGY STAR Furnace - 90% AFUE | Federal Standard 2016 Furnace - 80% AFUE | 114.7334 |  | HVAC-DWH-Furnace - ENERGY STAR | KU-HVAC-DWH-Furnace - ENERGY STAR | LG&E-HVAC-DWH-Furnace - ENERGY STAR
| Electric | Residential | Single Family | Cool Central | Existing | Tune-up - Central Air Conditioner | Central Air Conditioner with Tune-up | Central Air Conditioner with no Tune-up |  |  | HVAC-DWH-Tune-up - Central Air Conditioner | KU-HVAC-DWH-Tune-up - Central Air Conditioner | LG&E-HVAC-DWH-Tune-up - Central Air Conditioner
| Electric | Residential | Single Family | Heat Pump | Existing | Tune-up - Heat Pump | Heat Pump with Tune-up | Heat Pump with no Tune-up |  |  | HVAC-DWH-Tune-up - Heat Pump | KU-HVAC-DWH-Tune-up - Heat Pump | LG&E-HVAC-DWH-Tune-up - Heat Pump
| Gas | Residential | Single Family | Heat Central Furnace | Existing | Tune-up - Furnace/Boiler | Furnace/Boiler with Tune-up | No Tune-up |  |  | HVAC-DWH-Tune-up - Furnace/Boiler | KU-HVAC-DWH-Tune-up - Furnace/Boiler | LG&E-HVAC-DWH-Tune-up - Furnace/Boiler
| Electric | Residential | Single Family | Ventilation And Circulation | Existing | Motor - ECM | Measure Description | Base Equipment | 0.00014988 |  | HVAC-DWH-Motor - ECM | KU-HVAC-DWH-Motor - ECM | LG&E-HVAC-DWH-Motor - ECM
| Electric | Residential | Single Family | Water Heat LE 55 Gal | Existing | Heat Pump Water Heater - ENERGY STAR | Measure Description | Base Equipment | 0.38269 |  | HVAC-DWH-Heat Pump Water Heater - ENERGY STAR | KU-HVAC-DWH-Heat Pump Water Heater - ENERGY STAR | LG&E-HVAC-DWH-Heat Pump Water Heater - ENERGY STAR
| Gas | Residential | Single Family | Water Heat LE 55 Gal | Existing | Water Heater - Condensing | Condensing Water Heater = 55 GAL - EF 0.90 | Federal Standard 2015 Storage Water Heater = 55 GAL - EF 0.62 | 0.1512 |  | HVAC-DWH-Water Heater - Condensing | KU-HVAC-DWH-Water Heater - Condensing | LG&E-HVAC-DWH-Water Heater - Condensing
| Gas | Residential | Single Family | Water Heat LE 55 Gal | Existing | Water Heater - ENERGY STAR Storage | ENERGY STAR Storage Water Heater = 55 GAL - EF 0.67 | Federal Standard 2015 Storage Water Heater = 55 GAL - EF 0.62 | 0.37519 |  | HVAC-DWH-Water Heater - ENERGY STAR Storage | KU-HVAC-DWH-Water Heater - ENERGY STAR Storage | LG&E-HVAC-DWH-Water Heater - ENERGY STAR Storage
| Gas | Residential | Single Family | Water Heat LE 55 Gal | Existing | Water Heater - ENERGY STAR Tankless | ENERGY STAR Tankless Water Heater = 55 GAL - EF 0.90 | Federal Standard 2015 Storage Water Heater = 55 GAL - EF 0.62 | 0.29448 |  | HVAC-DWH-Water Heater - ENERGY STAR Tankless | KU-HVAC-DWH-Water Heater - ENERGY STAR Tankless | LG&E-HVAC-DWH-Water Heater - ENERGY STAR Tankless
Weatherization Bunble
| Fuel Type | Sector | Segment | Enduse | Construction Type | Potential Study Measure Name | Potential Study Measure Description | Potential Study Baseline Description | TRC | Keep/Drop | Measure Name | KU-Measure Name | LG&E-Measure Name | Electric Savings kWh |  | Gas Savings Therms
Rollup | Both | Residential | Single Family | Cool Central | Existing | Ceiling Insulation (KY) - Code | R-49 | Average Existing Insulation |  |  | Weatherization-Ceiling Insulation (KY) - Code | KU-Weatherization-Ceiling Insulation (KY) - Code | LG&E-Weatherization-Ceiling Insulation (KY) - Code | 289.9551 |  | 20.2933
Rollup | Both | Residential | Single Family | Cool Central | Existing | Duct Sealing and Insulation - Code | Code Duct Sealing and Insulation - R-8 | Existing Duct Sealing and Insulation - R-4 |  |  | Weatherization-Duct Sealing and Insulation - Code | KU-Weatherization-Duct Sealing and Insulation - Code | LG&E-Weatherization-Duct Sealing and Insulation - Code | 734.1925 |  | 35.4067
Rollup | Both | Residential | Single Family | Cool Central | Existing | Infiltration Control - Reduction of Existing Conditions | Infiltration Control - 0.1 ACH Reduction | Existing Infiltration Conditions |  |  | Weatherization-Infiltration Control - Reduction of Existing Conditions | KU-Weatherization-Infiltration Control - Reduction of Existing Conditions | LG&E-Weatherization-Infiltration Control - Reduction of Existing Conditions | 67.9011 |  | 4.9651
Rollup | Both | Residential | Single Family | Cool Central | Existing | Wall Insulation (KY) - Maximum Feasible | R-13 (Maximum Insulation Feasible) | Average Existing Insulation |  |  | Weatherization-Wall Insulation (KY) - Maximum Feasible | KU-Weatherization-Wall Insulation (KY) - Maximum Feasible | LG&E-Weatherization-Wall Insulation (KY) - Maximum Feasible | 871.6081 |  | 66.9484
Rollup | Both | Residential | Single Family | Cool Central | Existing | Floor Insulation (KY) - Above Code | R-30 | Average Existing Insulation |  |  | Weatherization-Floor Insulation (KY) - Above Code | KU-Weatherization-Floor Insulation (KY) - Above Code | LG&E-Weatherization-Floor Insulation (KY) - Above Code
Rollup | Both | Residential | Single Family | Cool Central | Existing | Insulation - Basement Wall - Code | R-10 (IECC 2012 - Future KY Code) | Average Existing Insulation |  |  | Weatherization-Insulation - Basement Wall - Code | KU-Weatherization-Insulation - Basement Wall - Code | LG&E-Weatherization-Insulation - Basement Wall - Code
LGE | Electric | Residential | Single Family | Cool Central | Existing | Ceiling Insulation (KY) - Code | R-49 | Average Existing Insulation | 0.03 |  | Weatherization-Ceiling Insulation (KY) - Code | KU-Weatherization-Ceiling Insulation (KY) - Code | LG&E-Weatherization-Ceiling Insulation (KY) - Code | 254.0075 |  | 40.5867
LGE | Electric | Residential | Single Family | Cool Central | Existing | Duct Sealing and Insulation - Code | Code Duct Sealing and Insulation - R-8 | Existing Duct Sealing and Insulation - R-4 | 0.2 |  | Weatherization-Duct Sealing and Insulation - Code | KU-Weatherization-Duct Sealing and Insulation - Code | LG&E-Weatherization-Duct Sealing and Insulation - Code | 684.7269 |  | 70.8135
LGE | Electric | Residential | Single Family | Cool Central | Existing | Infiltration Control - Reduction of Existing Conditions | Infiltration Control - 0.1 ACH Reduction | Existing Infiltration Conditions | 0.03 |  | Weatherization-Infiltration Control - Reduction of Existing Conditions | KU-Weatherization-Infiltration Control - Reduction of Existing Conditions | LG&E-Weatherization-Infiltration Control - Reduction of Existing Conditions | 61.4477 |  | 9.9302
LGE | Electric | Residential | Single Family | Cool Central | Existing | Wall Insulation (KY) - Maximum Feasible | R-13 (Maximum Insulation Feasible) | Average Existing Insulation | 0.09 |  | Weatherization-Wall Insulation (KY) - Maximum Feasible | KU-Weatherization-Wall Insulation (KY) - Maximum Feasible | LG&E-Weatherization-Wall Insulation (KY) - Maximum Feasible | 837.9799 |  | 133.8969
LGE | Gas | Residential | Single Family | Heat Central Furnace | Existing | Ceiling Insulation (KY) - Code | R-49 | Average Existing Insulation | 0.28 |  | Weatherization-Ceiling Insulation (KY) - Code | KU-Weatherization-Ceiling Insulation (KY) - Code | LG&E-Weatherization-Ceiling Insulation (KY) - Code | 38.2835 |  | 59.8007
LGE | Gas | Residential | Single Family | Heat Central Furnace | Existing | Duct Sealing and Insulation - Code | Code Duct Sealing and Insulation - R-8 | Existing Duct Sealing and Insulation - R-4 | 0.54 |  | Weatherization-Duct Sealing and Insulation - Code | KU-Weatherization-Duct Sealing and Insulation - Code | LG&E-Weatherization-Duct Sealing and Insulation - Code | 120.9598 |  | 104.1601
LGE | Gas | Residential | Single Family | Heat Central Furnace | Existing | Floor Insulation (KY) - Above Code | R-30 | Average Existing Insulation | 0.63 |  | Weatherization-Floor Insulation (KY) - Above Code | KU-Weatherization-Floor Insulation (KY) - Above Code | LG&E-Weatherization-Floor Insulation (KY) - Above Code | 0 |  | 0
LGE | Gas | Residential | Single Family | Heat Central Furnace | Existing | Infiltration Control - Reduction of Existing Conditions | Infiltration Control - 0.1 ACH Reduction | Existing Infiltration Conditions | 0.18 |  | Weatherization-Infiltration Control - Reduction of Existing Conditions | KU-Weatherization-Infiltration Control - Reduction of Existing Conditions | LG&E-Weatherization-Infiltration Control - Reduction of Existing Conditions | 12.3156 |  | 14.6064
LGE | Gas | Residential | Single Family | Heat Central Furnace | Existing | Insulation - Basement Wall - Code | R-10 (IECC 2012 - Future KY Code) | Average Existing Insulation | 0.98 |  | Weatherization-Insulation - Basement Wall - Code | KU-Weatherization-Insulation - Basement Wall - Code | LG&E-Weatherization-Insulation - Basement Wall - Code | 0 |  | 0
LGE | Gas | Residential | Single Family | Heat Central Furnace | Existing | Wall Insulation (KY) - Maximum Feasible | R-13 (Maximum Insulation Feasible) | Average Existing Insulation | 0.69 |  | Weatherization-Wall Insulation (KY) - Maximum Feasible | KU-Weatherization-Wall Insulation (KY) - Maximum Feasible | LG&E-Weatherization-Wall Insulation (KY) - Maximum Feasible | 126.2988 |  | 197.2847
KU | Electric | Residential | Single Family | Cool Central | Existing | Ceiling Insulation (KY) - Code | R-49 | Average Existing Insulation | 0.03 |  | Weatherization-Ceiling Insulation (KY) - Code | KU-Weatherization-Ceiling Insulation (KY) - Code | LG&E-Weatherization-Ceiling Insulation (KY) - Code | 325.9027 |  | 0
KU | Electric | Residential | Single Family | Cool Central | Existing | Duct Sealing and Insulation - Code | Code Duct Sealing and Insulation - R-8 | Existing Duct Sealing and Insulation - R-4 | 0.2 |  | Weatherization-Duct Sealing and Insulation - Code | KU-Weatherization-Duct Sealing and Insulation - Code | LG&E-Weatherization-Duct Sealing and Insulation - Code | 783.6582 |  | 0
KU | Electric | Residential | Single Family | Cool Central | Existing | Infiltration Control - Reduction of Existing Conditions | Infiltration Control - 0.1 ACH Reduction | Existing Infiltration Conditions | 0.03 |  | Weatherization-Infiltration Control - Reduction of Existing Conditions | KU-Weatherization-Infiltration Control - Reduction of Existing Conditions | LG&E-Weatherization-Infiltration Control - Reduction of Existing Conditions | 74.3545 |  | 0
KU | Electric | Residential | Single Family | Cool Central | Existing | Wall Insulation (KY) - Maximum Feasible | R-13 (Maximum Insulation Feasible) | Average Existing Insulation | 0.09 |  | Weatherization-Wall Insulation (KY) - Maximum Feasible | KU-Weatherization-Wall Insulation (KY) - Maximum Feasible | LG&E-Weatherization-Wall Insulation (KY) - Maximum Feasible | 905.2363 |  | 0
KU | Gas | Residential | Single Family | Heat Central Furnace | Existing | Ceiling Insulation (KY) - Code | R-49 | Average Existing Insulation | 0.28 |  | Weatherization-Ceiling Insulation (KY) - Code | KU-Weatherization-Ceiling Insulation (KY) - Code | LG&E-Weatherization-Ceiling Insulation (KY) - Code | 0 |  | 0
KU | Gas | Residential | Single Family | Heat Central Furnace | Existing | Duct Sealing and Insulation - Code | Code Duct Sealing and Insulation - R-8 | Existing Duct Sealing and Insulation - R-4 | 0.54 |  | Weatherization-Duct Sealing and Insulation - Code | KU-Weatherization-Duct Sealing and Insulation - Code | LG&E-Weatherization-Duct Sealing and Insulation - Code | 0 |  | 0
KU | Gas | Residential | Single Family | Heat Central Furnace | Existing | Floor Insulation (KY) - Above Code | R-30 | Average Existing Insulation | 0.63 |  | Weatherization-Floor Insulation (KY) - Above Code | KU-Weatherization-Floor Insulation (KY) - Above Code | LG&E-Weatherization-Floor Insulation (KY) - Above Code | 0 |  | 0
KU | Gas | Residential | Single Family | Heat Central Furnace | Existing | Infiltration Control - Reduction of Existing Conditions | Infiltration Control - 0.1 ACH Reduction | Existing Infiltration Conditions | 0.18 |  | Weatherization-Infiltration Control - Reduction of Existing Conditions | KU-Weatherization-Infiltration Control - Reduction of Existing Conditions | LG&E-Weatherization-Infiltration Control - Reduction of Existing Conditions | 0 |  | 0
KU | Gas | Residential | Single Family | Heat Central Furnace | Existing | Insulation - Basement Wall - Code | R-10 (IECC 2012 - Future KY Code) | Average Existing Insulation | 0.98 |  | Weatherization-Insulation - Basement Wall - Code | KU-Weatherization-Insulation - Basement Wall - Code | LG&E-Weatherization-Insulation - Basement Wall - Code | 0 |  | 0
KU | Gas | Residential | Single Family | Heat Central Furnace | Existing | Wall Insulation (KY) - Maximum Feasible | R-13 (Maximum Insulation Feasible) | Average Existing Insulation | 0.69 |  | Weatherization-Wall Insulation (KY) - Maximum Feasible | KU-Weatherization-Wall Insulation (KY) - Maximum Feasible | LG&E-Weatherization-Wall Insulation (KY) - Maximum Feasible | 0 |  | 0
Before Rollup:
Direct Install Measures:
| Fuel Type | Sector | Segment | Enduse | Construction Type | Potential Study Measure Name | Potential Study Measure Description | Potential Study Baseline Description | TRC | Keep/Drop | Measure Name | KU-Measure Name | LG&E-Measure Name | Secondary Electric Savings |  | Secondary Gas Savings
| Electric | Residential | Single Family | Lighting Standard | Existing | Lighting General Service Lamp - Premium Efficiency LED | Measure Description | Base Equipment |  |  | DI-Lighting General Service Lamp - Premium Efficiency LED | KU-DI-Lighting General Service Lamp - Premium Efficiency LED | LG&E-DI-Lighting General Service Lamp - Premium Efficiency LED
| Electric | Residential | Single Family | Lighting Standard | Existing | Lighting General Service Lamp - EISA Standard 2020 | Measure Description | Base Equipment |  |  | DI-Lighting General Service Lamp - EISA Standard 2020 | KU-DI-Lighting General Service Lamp - EISA Standard 2020 | LG&E-DI-Lighting General Service Lamp - EISA Standard 2020
| Electric | Residential | Single Family | Lighting Interior Specialty | Existing | Lighting Specialty Lamp - Premium Efficiency LED | Measure Description | Base Equipment |  |  | DI-Lighting Specialty Lamp - Premium Efficiency LED | KU-DI-Lighting Specialty Lamp - Premium Efficiency LED | LG&E-DI-Lighting Specialty Lamp - Premium Efficiency LED
| Electric | Residential | Single Family | Cool Central | Existing | Programmable Thermostat | Programmable Thermostat | Manual Thermostat | 0.49 |  | DI-Programmable Thermostat | KU-DI-Programmable Thermostat | LG&E-DI-Programmable Thermostat
| Electric | Residential | Single Family | Heat Central | Existing | Programmable Thermostat | Programmable Thermostat | Manual Thermostat | 1.94 |  | DI-Programmable Thermostat | KU-DI-Programmable Thermostat | LG&E-DI-Programmable Thermostat
| Electric | Residential | Single Family | Heat Pump | Existing | Programmable Thermostat | Programmable Thermostat | Manual Thermostat | 1.96 |  | DI-Programmable Thermostat | KU-DI-Programmable Thermostat | LG&E-DI-Programmable Thermostat
| Electric | Residential | Single Family | Water Heat LE 55 Gal | Existing | Faucet Aerator Low Flow - Bathroom | 1.0 GPM | Federal Standard 1994 Aerator - 2.2 GPM | 95.19 |  | DI-Faucet Aerator Low Flow - Bathroom | KU-DI-Faucet Aerator Low Flow - Bathroom | LG&E-DI-Faucet Aerator Low Flow - Bathroom
| Electric | Residential | Single Family | Water Heat LE 55 Gal | Existing | Faucet Aerator Low Flow - Kitchen | 1.0 GPM | Federal Standard 1994 Aerator - 2.2 GPM | 124.7 |  | DI-Faucet Aerator Low Flow - Kitchen | KU-DI-Faucet Aerator Low Flow - Kitchen | LG&E-DI-Faucet Aerator Low Flow - Kitchen
| Electric | Residential | Single Family | Water Heat LE 55 Gal | Existing | Low-Flow Showerhead | Low-Flow Showerhead - 1.5 GPM | Federal Standard 1994 Showerhead - 2.5 GPM | 6.51 |  | DI-Low-Flow Showerhead | KU-DI-Low-Flow Showerhead | LG&E-DI-Low-Flow Showerhead
| Electric | Residential | Single Family | Water Heat LE 55 Gal | Existing | Pipe Insulation - Water Heater | R-4 Pipe Wrap | No Pipe Insulation | 1.28 |  | DI-Pipe Insulation - Water Heater | KU-DI-Pipe Insulation - Water Heater | LG&E-DI-Pipe Insulation - Water Heater
| Gas | Residential | Single Family | Heat Central Furnace | Existing | Programmable Thermostat | Programmable Thermostat | Manual Thermostat | 2.34 |  | DI-Programmable Thermostat | KU-DI-Programmable Thermostat | LG&E-DI-Programmable Thermostat
| Gas | Residential | Single Family | Water Heat LE 55 Gal | Existing | Faucet Aerator Low Flow - Bathroom | 1.0 GPM | Federal Standard 1994 Aerator - 2.2 GPM | 57.65 |  | DI-Faucet Aerator Low Flow - Bathroom | KU-DI-Faucet Aerator Low Flow - Bathroom | LG&E-DI-Faucet Aerator Low Flow - Bathroom
| Gas | Residential | Single Family | Water Heat LE 55 Gal | Existing | Faucet Aerator Low Flow - Kitchen | 1.0 GPM | Federal Standard 1994 Aerator - 2.2 GPM | 67.36 |  | DI-Faucet Aerator Low Flow - Kitchen | KU-DI-Faucet Aerator Low Flow - Kitchen | LG&E-DI-Faucet Aerator Low Flow - Kitchen
| Gas | Residential | Single Family | Water Heat LE 55 Gal | Existing | Low-Flow Showerhead | Low-Flow Showerhead - 1.5 GPM | Federal Standard 1994 Showerhead - 2.5 GPM | 5.42 |  | DI-Low-Flow Showerhead | KU-DI-Low-Flow Showerhead | LG&E-DI-Low-Flow Showerhead
| Gas | Residential | Single Family | Water Heat LE 55 Gal | Existing | Pipe Insulation - Water Heater | R-4 Pipe Wrap | No Pipe Insulation | 1.09 |  | DI-Pipe Insulation - Water Heater | KU-DI-Pipe Insulation - Water Heater | LG&E-DI-Pipe Insulation - Water Heater
Appliance Bundle:
| Fuel Type | Sector | Segment | Enduse | Construction Type | Potential Study Measure Name | Potential Study Measure Description | Potential Study Baseline Description | TRC | Keep/Drop | Measure Name | KU-Measure Name | LG&E-Measure Name
| Electric | Residential | Single Family | Dryer | Existing | Dryer - ENERGY STAR | Measure Description | Base Equipment | 0.83785 |  | Appliance-Dryer - ENERGY STAR | KU-Appliance-Dryer - ENERGY STAR | LG&E-Appliance-Dryer - ENERGY STAR
| Electric | Residential | Single Family | Freezer | Existing | Freezer - ENERGY STAR | Measure Description | Base Equipment | 1.1826 |  | Appliance-Freezer - ENERGY STAR | KU-Appliance-Freezer - ENERGY STAR | LG&E-Appliance-Freezer - ENERGY STAR
| Electric | Residential | Single Family | Refrigerator | Existing | Refrigerator - ENERGY STAR | Measure Description | Base Equipment | 0.18695 |  | Appliance-Refrigerator - ENERGY STAR | KU-Appliance-Refrigerator - ENERGY STAR | LG&E-Appliance-Refrigerator - ENERGY STAR
| Electric | Residential | Single Family | Water Heat LE 55 Gal | Existing | Clothes Washer (Front Loading) - ENERGY STAR | ENERGY STAR Clothes Washer (Front Loading) - IMEF 2.38 and IWF 3.7 (Electric DHW & Dryer) | Federal Standard 2018 Clothes Washer (Front Loading) - IMEF 1.84 and IWF 4.7 (Electric DHW & Dryer) | 1.11 |  | Appliance-Clothes Washer (Front Loading) - ENERGY STAR | KU-Appliance-Clothes Washer (Front Loading) - ENERGY STAR | LG&E-Appliance-Clothes Washer (Front Loading) - ENERGY STAR
| Electric | Residential | Single Family | Water Heat LE 55 Gal | Existing | Clothes Washer (Top Loading) - ENERGY STAR | ENERGY STAR Clothes Washer (Top Loading) - IMEF 2.06 and IWF 4.3 (Electric DHW & Dryer) | Federal Standard 2018 Clothes Washer (Top Loading) - IMEF 1.57 and IWF 6.5 (Electric DHW & Dryer) | 0.86 |  | Appliance-Clothes Washer (Top Loading) - ENERGY STAR | KU-Appliance-Clothes Washer (Top Loading) - ENERGY STAR | LG&E-Appliance-Clothes Washer (Top Loading) - ENERGY STAR
| Electric | Residential | Single Family | Water Heat LE 55 Gal | Existing | Dishwasher - ENERGY STAR | ENERGY STAR Dishwasher - 270 kWh/yr and 3.55 gal/cycle | Federal Standard 2014 Dishwasher - 307 kWh/yr and 5.0 gal/cycle | 0.74 |  | Appliance-Dishwasher - ENERGY STAR | KU-Appliance-Dishwasher - ENERGY STAR | LG&E-Appliance-Dishwasher - ENERGY STAR
| Gas | Residential | Single Family | Dryer | Existing | Dryer - ENERGY STAR | ENERGY STAR Dryer - CEF 3.48 (Gas Dryer) | Federal Standard 2016 Dryer - EF 3.30 (Gas Dryer) | 0.50336 |  | Appliance-Dryer - ENERGY STAR | KU-Appliance-Dryer - ENERGY STAR | LG&E-Appliance-Dryer - ENERGY STAR
| Gas | Residential | Single Family | Water Heat LE 55 Gal | Existing | Clothes Washer (Front Loading) - ENERGY STAR | ENERGY STAR Clothes Washer (Front Loading) - IMEF 2.38 and IWF 3.7 (Gas DHW & Dryer) | Federal Standard 2018 Clothes Washer (Front Loading) - IMEF 1.84 and IWF 4.7 (Gas DHW & Dryer) | 0.8 |  | Appliance-Clothes Washer (Front Loading) - ENERGY STAR | KU-Appliance-Clothes Washer (Front Loading) - ENERGY STAR | LG&E-Appliance-Clothes Washer (Front Loading) - ENERGY STAR
| Gas | Residential | Single Family | Water Heat LE 55 Gal | Existing | Clothes Washer (Top Loading) - ENERGY STAR | ENERGY STAR Clothes Washer (Top Loading) - IMEF 2.06 and IWF 4.3 (Gas DHW & Dryer) | Federal Standard 2018 Clothes Washer (Top Loading) - IMEF 1.57 and IWF 6.5 (Gas DHW & Dryer) | 0.62 |  | Appliance-Clothes Washer (Top Loading) - ENERGY STAR | KU-Appliance-Clothes Washer (Top Loading) - ENERGY STAR | LG&E-Appliance-Clothes Washer (Top Loading) - ENERGY STAR
| Gas | Residential | Single Family | Water Heat LE 55 Gal | Existing | Dishwasher - ENERGY STAR | ENERGY STAR Dishwasher - 270 kWh/yr and 3.55 gal/cycle | Federal Standard 2014 Dishwasher - 307 kWh/yr and 5.0 gal/cycle | 0.71 |  | Appliance-Dishwasher - ENERGY STAR | KU-Appliance-Dishwasher - ENERGY STAR | LG&E-Appliance-Dishwasher - ENERGY STAR
HVAC and Water Heating Bunble
Nothing is remotely cost effective
| Fuel Type | Sector | Segment | Enduse | Construction Type | Potential Study Measure Name | Potential Study Measure Description | Potential Study Baseline Description | TRC | Keep/Drop | Measure Name | KU-Measure Name | LG&E-Measure Name
| Electric | Residential | Single Family | Cool Central | Existing | Central Air Conditioner - ENERGY STAR | Measure Description | Base Equipment | 0.35473 |  | HVAC-DWH-Central Air Conditioner - ENERGY STAR | KU-HVAC-DWH-Central Air Conditioner - ENERGY STAR | LG&E-HVAC-DWH-Central Air Conditioner - ENERGY STAR
| Electric | Residential | Single Family | Cool Central | Existing | Central Cooling - Evaporative Cooler | Measure Description | Base Equipment | 999 |  | HVAC-DWH-Central Cooling - Evaporative Cooler | KU-HVAC-DWH-Central Cooling - Evaporative Cooler | LG&E-HVAC-DWH-Central Cooling - Evaporative Cooler
| Electric | Residential | Single Family | Heat Pump | Existing | Heat Pump - Air Source ENERGY STAR | Measure Description | Base Equipment | 0.16693 |  | HVAC-DWH-Heat Pump - Air Source ENERGY STAR | KU-HVAC-DWH-Heat Pump - Air Source ENERGY STAR | LG&E-HVAC-DWH-Heat Pump - Air Source ENERGY STAR
| Electric | Residential | Single Family | Heat Pump | Existing | Heat Pump - Ground Source ENERGY STAR | Measure Description | Base Equipment | 0.39189 |  | HVAC-DWH-Heat Pump - Ground Source ENERGY STAR | KU-HVAC-DWH-Heat Pump - Ground Source ENERGY STAR | LG&E-HVAC-DWH-Heat Pump - Ground Source ENERGY STAR
| Electric | Residential | Single Family | Heat Room | Existing | Ductless Heat Pump (DHP) | Measure Description | Base Equipment | 0.56632 |  | HVAC-DWH-Ductless Heat Pump (DHP) | KU-HVAC-DWH-Ductless Heat Pump (DHP) | LG&E-HVAC-DWH-Ductless Heat Pump (DHP)
| Gas | Residential | Single Family | Heat Central Boiler | Existing | Boiler - ENERGY STAR | ENERGY STAR Boiler - 90% AFUE | Federal Standard 2012 Boiler - 82% AFUE | 16.349 |  | HVAC-DWH-Boiler - ENERGY STAR | KU-HVAC-DWH-Boiler - ENERGY STAR | LG&E-HVAC-DWH-Boiler - ENERGY STAR
| Gas | Residential | Single Family | Heat Central Furnace | Existing | Furnace - ENERGY STAR | ENERGY STAR Furnace - 90% AFUE | Federal Standard 2016 Furnace - 80% AFUE | 114.7334 |  | HVAC-DWH-Furnace - ENERGY STAR | KU-HVAC-DWH-Furnace - ENERGY STAR | LG&E-HVAC-DWH-Furnace - ENERGY STAR
| Electric | Residential | Single Family | Ventilation And Circulation | Existing | Motor - ECM | Measure Description | Base Equipment | 0.00014988 |  | HVAC-DWH-Motor - ECM | KU-HVAC-DWH-Motor - ECM | LG&E-HVAC-DWH-Motor - ECM
| Electric | Residential | Single Family | Water Heat LE 55 Gal | Existing | Heat Pump Water Heater - ENERGY STAR | Measure Description | Base Equipment | 0.38269 |  | HVAC-DWH-Heat Pump Water Heater - ENERGY STAR | KU-HVAC-DWH-Heat Pump Water Heater - ENERGY STAR | LG&E-HVAC-DWH-Heat Pump Water Heater - ENERGY STAR
| Gas | Residential | Single Family | Water Heat LE 55 Gal | Existing | Water Heater - Condensing | Condensing Water Heater = 55 GAL - EF 0.90 | Federal Standard 2015 Storage Water Heater = 55 GAL - EF 0.62 | 0.1512 |  | HVAC-DWH-Water Heater - Condensing | KU-HVAC-DWH-Water Heater - Condensing | LG&E-HVAC-DWH-Water Heater - Condensing
| Gas | Residential | Single Family | Water Heat LE 55 Gal | Existing | Water Heater - ENERGY STAR Storage | ENERGY STAR Storage Water Heater = 55 GAL - EF 0.67 | Federal Standard 2015 Storage Water Heater = 55 GAL - EF 0.62 | 0.37519 |  | HVAC-DWH-Water Heater - ENERGY STAR Storage | KU-HVAC-DWH-Water Heater - ENERGY STAR Storage | LG&E-HVAC-DWH-Water Heater - ENERGY STAR Storage
| Gas | Residential | Single Family | Water Heat LE 55 Gal | Existing | Water Heater - ENERGY STAR Tankless | ENERGY STAR Tankless Water Heater = 55 GAL - EF 0.90 | Federal Standard 2015 Storage Water Heater = 55 GAL - EF 0.62 | 0.29448 |  | HVAC-DWH-Water Heater - ENERGY STAR Tankless | KU-HVAC-DWH-Water Heater - ENERGY STAR Tankless | LG&E-HVAC-DWH-Water Heater - ENERGY STAR Tankless
Weatherization Bunble
| Fuel Type | Sector | Segment | Enduse | Construction Type | Potential Study Measure Name | Potential Study Measure Description | Potential Study Baseline Description | TRC | Keep/Drop | Measure Name | KU-Measure Name | LG&E-Measure Name
| Electric | Residential | Single Family | Cool Central | Existing | Ceiling Insulation (KY) - Code | R-49 | Average Existing Insulation | 0.03 |  | Weatherization-Ceiling Insulation (KY) - Code | KU-Weatherization-Ceiling Insulation (KY) - Code | LG&E-Weatherization-Ceiling Insulation (KY) - Code
| Electric | Residential | Single Family | Cool Central | Existing | Duct Sealing and Insulation - Code | Code Duct Sealing and Insulation - R-8 | Existing Duct Sealing and Insulation - R-4 | 0.2 |  | Weatherization-Duct Sealing and Insulation - Code | KU-Weatherization-Duct Sealing and Insulation - Code | LG&E-Weatherization-Duct Sealing and Insulation - Code
| Electric | Residential | Single Family | Cool Central | Existing | Infiltration Control - Reduction of Existing Conditions | Infiltration Control - 0.1 ACH Reduction | Existing Infiltration Conditions | 0.03 |  | Weatherization-Infiltration Control - Reduction of Existing Conditions | KU-Weatherization-Infiltration Control - Reduction of Existing Conditions | LG&E-Weatherization-Infiltration Control - Reduction of Existing Conditions
| Electric | Residential | Single Family | Cool Central | Existing | Wall Insulation (KY) - Maximum Feasible | R-13 (Maximum Insulation Feasible) | Average Existing Insulation | 0.09 |  | Weatherization-Wall Insulation (KY) - Maximum Feasible | KU-Weatherization-Wall Insulation (KY) - Maximum Feasible | LG&E-Weatherization-Wall Insulation (KY) - Maximum Feasible
| Electric | Residential | Single Family | Heat Central | Existing | Ceiling Insulation (KY) - Code | R-49 | Average Existing Insulation | 0.31 |  | Weatherization-Ceiling Insulation (KY) - Code | KU-Weatherization-Ceiling Insulation (KY) - Code | LG&E-Weatherization-Ceiling Insulation (KY) - Code
| Electric | Residential | Single Family | Heat Central | Existing | Duct Sealing and Insulation - Code | Code Duct Sealing and Insulation - R-8 | Existing Duct Sealing and Insulation - R-4 | 0.43 |  | Weatherization-Duct Sealing and Insulation - Code | KU-Weatherization-Duct Sealing and Insulation - Code | LG&E-Weatherization-Duct Sealing and Insulation - Code
| Electric | Residential | Single Family | Heat Central | Existing | Floor Insulation (KY) - Above Code | R-30 | Average Existing Insulation | 0.5 |  | Weatherization-Floor Insulation (KY) - Above Code | KU-Weatherization-Floor Insulation (KY) - Above Code | LG&E-Weatherization-Floor Insulation (KY) - Above Code
| Electric | Residential | Single Family | Heat Central | Existing | Infiltration Control - Reduction of Existing Conditions | Infiltration Control - 0.1 ACH Reduction | Existing Infiltration Conditions | 0.15 |  | Weatherization-Infiltration Control - Reduction of Existing Conditions | KU-Weatherization-Infiltration Control - Reduction of Existing Conditions | LG&E-Weatherization-Infiltration Control - Reduction of Existing Conditions
| Electric | Residential | Single Family | Heat Central | Existing | Insulation - Basement Wall - Code | R-10 (IECC 2012 - Future KY Code) | Average Existing Insulation | 1.11 |  | Weatherization-Insulation - Basement Wall - Code | KU-Weatherization-Insulation - Basement Wall - Code | LG&E-Weatherization-Insulation - Basement Wall - Code
| Electric | Residential | Single Family | Heat Central | Existing | Wall Insulation (KY) - Maximum Feasible | R-13 (Maximum Insulation Feasible) | Average Existing Insulation | 0.77 |  | Weatherization-Wall Insulation (KY) - Maximum Feasible | KU-Weatherization-Wall Insulation (KY) - Maximum Feasible | LG&E-Weatherization-Wall Insulation (KY) - Maximum Feasible
| Electric | Residential | Single Family | Heat Pump | Existing | Ceiling Insulation (KY) - Code | R-49 | Average Existing Insulation | 0.11 |  | Weatherization-Ceiling Insulation (KY) - Code | KU-Weatherization-Ceiling Insulation (KY) - Code | LG&E-Weatherization-Ceiling Insulation (KY) - Code
| Electric | Residential | Single Family | Heat Pump | Existing | Duct Sealing and Insulation - Code | Code Duct Sealing and Insulation - R-8 | Existing Duct Sealing and Insulation - R-4 | 0.53 |  | Weatherization-Duct Sealing and Insulation - Code | KU-Weatherization-Duct Sealing and Insulation - Code | LG&E-Weatherization-Duct Sealing and Insulation - Code
| Electric | Residential | Single Family | Heat Pump | Existing | Floor Insulation (KY) - Above Code | R-30 | Average Existing Insulation | 0.54 |  | Weatherization-Floor Insulation (KY) - Above Code | KU-Weatherization-Floor Insulation (KY) - Above Code | LG&E-Weatherization-Floor Insulation (KY) - Above Code
| Electric | Residential | Single Family | Heat Pump | Existing | Infiltration Control - Reduction of Existing Conditions | Infiltration Control - 0.1 ACH Reduction | Existing Infiltration Conditions | 0.13 |  | Weatherization-Infiltration Control - Reduction of Existing Conditions | KU-Weatherization-Infiltration Control - Reduction of Existing Conditions | LG&E-Weatherization-Infiltration Control - Reduction of Existing Conditions
| Electric | Residential | Single Family | Heat Pump | Existing | Insulation - Basement Wall - Code | R-10 (IECC 2012 - Future KY Code) | Average Existing Insulation | 0.36 |  | Weatherization-Insulation - Basement Wall - Code | KU-Weatherization-Insulation - Basement Wall - Code | LG&E-Weatherization-Insulation - Basement Wall - Code
| Electric | Residential | Single Family | Heat Pump | Existing | Wall Insulation (KY) - Maximum Feasible | R-13 (Maximum Insulation Feasible) | Average Existing Insulation | 0.28 |  | Weatherization-Wall Insulation (KY) - Maximum Feasible | KU-Weatherization-Wall Insulation (KY) - Maximum Feasible | LG&E-Weatherization-Wall Insulation (KY) - Maximum Feasible
| Electric | Residential | Single Family | Heat Room | Existing | Ceiling Insulation (KY) - Code | R-49 | Average Existing Insulation | 0.24 |  | Weatherization-Ceiling Insulation (KY) - Code | KU-Weatherization-Ceiling Insulation (KY) - Code | LG&E-Weatherization-Ceiling Insulation (KY) - Code
| Electric | Residential | Single Family | Heat Room | Existing | Floor Insulation (KY) - Above Code | R-30 | Average Existing Insulation | 0.5 |  | Weatherization-Floor Insulation (KY) - Above Code | KU-Weatherization-Floor Insulation (KY) - Above Code | LG&E-Weatherization-Floor Insulation (KY) - Above Code
| Electric | Residential | Single Family | Heat Room | Existing | Infiltration Control - Reduction of Existing Conditions | Infiltration Control - 0.1 ACH Reduction | Existing Infiltration Conditions | 0.11 |  | Weatherization-Infiltration Control - Reduction of Existing Conditions | KU-Weatherization-Infiltration Control - Reduction of Existing Conditions | LG&E-Weatherization-Infiltration Control - Reduction of Existing Conditions
| Electric | Residential | Single Family | Heat Room | Existing | Insulation - Basement Wall - Code | R-10 (IECC 2012 - Future KY Code) | Average Existing Insulation | 0.85 |  | Weatherization-Insulation - Basement Wall - Code | KU-Weatherization-Insulation - Basement Wall - Code | LG&E-Weatherization-Insulation - Basement Wall - Code
| Electric | Residential | Single Family | Heat Room | Existing | Wall Insulation (KY) - Maximum Feasible | R-13 (Maximum Insulation Feasible) | Average Existing Insulation | 0.6 |  | Weatherization-Wall Insulation (KY) - Maximum Feasible | KU-Weatherization-Wall Insulation (KY) - Maximum Feasible | LG&E-Weatherization-Wall Insulation (KY) - Maximum Feasible
| Gas | Residential | Single Family | Heat Central Furnace | Existing | Ceiling Insulation (KY) - Code | R-49 | Average Existing Insulation | 0.28 |  | Weatherization-Ceiling Insulation (KY) - Code | KU-Weatherization-Ceiling Insulation (KY) - Code | LG&E-Weatherization-Ceiling Insulation (KY) - Code
| Gas | Residential | Single Family | Heat Central Furnace | Existing | Duct Sealing and Insulation - Code | Code Duct Sealing and Insulation - R-8 | Existing Duct Sealing and Insulation - R-4 | 0.54 |  | Weatherization-Duct Sealing and Insulation - Code | KU-Weatherization-Duct Sealing and Insulation - Code | LG&E-Weatherization-Duct Sealing and Insulation - Code
| Gas | Residential | Single Family | Heat Central Furnace | Existing | Floor Insulation (KY) - Above Code | R-30 | Average Existing Insulation | 0.63 |  | Weatherization-Floor Insulation (KY) - Above Code | KU-Weatherization-Floor Insulation (KY) - Above Code | LG&E-Weatherization-Floor Insulation (KY) - Above Code
| Gas | Residential | Single Family | Heat Central Furnace | Existing | Infiltration Control - Reduction of Existing Conditions | Infiltration Control - 0.1 ACH Reduction | Existing Infiltration Conditions | 0.18 |  | Weatherization-Infiltration Control - Reduction of Existing Conditions | KU-Weatherization-Infiltration Control - Reduction of Existing Conditions | LG&E-Weatherization-Infiltration Control - Reduction of Existing Conditions
| Gas | Residential | Single Family | Heat Central Furnace | Existing | Insulation - Basement Wall - Code | R-10 (IECC 2012 - Future KY Code) | Average Existing Insulation | 0.98 |  | Weatherization-Insulation - Basement Wall - Code | KU-Weatherization-Insulation - Basement Wall - Code | LG&E-Weatherization-Insulation - Basement Wall - Code
| Gas | Residential | Single Family | Heat Central Furnace | Existing | Wall Insulation (KY) - Maximum Feasible | R-13 (Maximum Insulation Feasible) | Average Existing Insulation | 0.69 |  | Weatherization-Wall Insulation (KY) - Maximum Feasible | KU-Weatherization-Wall Insulation (KY) - Maximum Feasible | LG&E-Weatherization-Wall Insulation (KY) - Maximum Feasible
Note on R48: Aquila Velonis: No cooling savings = no demand impacts
Note on S48: Aquila Velonis: 50% LGE only receives savings
Note on R49: Aquila Velonis: No cooling savings = no demand impacts
Note on S49: Aquila Velonis: 50% LGE only receives savings

## Water Reset Reference
Measure(s) | Chilled Water Reset Controls
https://cadmus.sharepoint.com/sites/CP6923/Shared%20Documents/6659_Archived%20Planning%20Site%20Files/LG&E%20KU%20Planning/Admin%20Documents/Documents/Data/Program%20Planning/Item6_7_8/LGE%20KU_Com%20Rebates%20Deemed%20Savings%20Values_DRAFT_27Jan2017.xlsx?web=1
Base Case | The base case assumes a standalone chiller system without chilled water supply temperature reset. Since all chilled water reset control measures in the LG&E-KU program were completed on newly installed chillers, the baseline chiller is assumed to be the efficient case of the chiller replacement measure, as seen in Tables A1.1 and A1.2 below.
Efficient Case | The efficient case for this measure is a standalone chiller system with chilled water supply temperature (CHWT) reset. Lacking data to support custom bin analysis or building energy simulations, the evaluation team used a 5% efficiency improvement based on average kW/ton percentage savings of 0.5-1% per degree (°F) of reset for an assumed 5°F-10°F CHWT reset and the midpoint of source estimates.
Energy Savings | The recommended energy savings algorithm for the chilled water reset control measure can be seen below. Where: Tons = Nominal chiller capacity, in tons, of the installed chiller IPLV = The integrated part-load value efficiency at ARI (Air-Conditioning and Refrigeration Institute) rated conditions in kW/ton EFLH = The equivalent full-load hours (from Table 3)
EFLH Determination | To determine equivalent full-load hours (EFLH) for each building segment type, the evaluation team analyzed load shapes for electric-fuel commercial buildings in the Upper Southeast region, which includes Kentucky, using AEG’s EnergyShape database. These load shapes were used for consistency with the coincidence factor determination (discussed below). EFLH was determined by dividing annual energy consumption for cooling and heating end uses by the maximum demand. The evaluation team assigned default EFLH values to each of the 52 building segments in the EnergyShape load shape database. The EFLH values reflect the hours during which the equipment operates at full load. Table 2 summarizes the EFLH for each segment. To determine a weighted average EFLH value for use in the deemed savings analysis, the evaluation team assigned a segment to each chiller installation project entry and used the resultant segment mix in PY2013 through PY2016 (see Table A2). Due to the incomplete and unverified nature of the PY2014-PY2016 tracking data, the weights were based on project entry count and not on the number of units installed. One value was used for calculation across all measure types since the total amount of installations was relatively small. | Note: This analysis used PY2013-PY2016 data to establish weighted average parameters based on segment distributions. These segment distributions may not be representative of future program years; therefore, they should be revisited during future evaluations.
Demand Reduction | Demand reductions from the CHWT reset measure are not expected; if anything, these should be negative based on data from the Ohio TRM (2010).
Measure Life | Measure life for chilled water reset controls is 10 years per the Ohio TRM (2010).
[7 empty] | Cadmus updated to 500 | Cadmus updated to 1500
Deemed Savings | (Based on Average Capacity) | Air-Cooled Chiller | Air-Cooled Chiller | Air-Cooled Chiller | Air-Cooled Chiller | Air-Cooled Chiller | Water-Cooled Chiller | Water-Cooled Chiller | Water-Cooled Chiller | Air-Cooled Chiller | Water-Cooled Chiller | Any Chiller
| Capacity Category | 0-100 tons | 100-200 tons | 200-300 tons | 300-400 tons | 400-500 tons | 0-1000 tons | 1000-2000 tons | 2000-3000 tons | Any Size | Any Size | Any Size
| Average Chiller Capacity in Tons | 60.7 | 144.9844 | 222.2 | 350 | 555.1 | 337.5833 | 1000 | 2500 | 157.6411 | 403.825 | 222.4263
| Installed Equipment Integrated Part-Load Value, IPLV, kW/ton | 0.816 | -- | 0.8 | 0.8 | 0.8 | -- | 0.459 | 0.459 | -- | -- | --
| Installed Equipment Full Load Efficiency, PE, kW/ton | 1.0667 | -- | 1.0667 | 1.0667 | 1.0667 | -- | 0.527 | 0.527 | -- | -- | --
| Equivalent Full Load Hours of Cooling, EFLHcool, hours/yr | 1141.0263 | 1141.0263 | 1141.0263 | 1141.0263 | 1141.0263 | 1141.0263 | 1141.0263 | 1141.0263 | 1141.0263 | 1141.0263 | 1141.0263
| Equipment Baseline Energy Consumption, kWh/yr | 56516.4027 | 134086.8517 | 202828.8379 | 319487.3684 | 506706.9663 | 269302.7838 | 785596.6184 | 1309327.6974 | 145131.0166 | 216014.9445 | 163784.6818
| Assumed Energy Savings Percentage | 5% | 5% | 5% | 5% | 5% | 5% | 5% | 5% | 5% | 5% | 5%
| Energy Savings per Unit, ∆kWh/yr | 2825.8201 | 6704.3426 | 10141.4419 | 15974.3684 | 25335.3483 | 13465.1392 | 39279.8309 | 65466.3849 | 7256.5508 | 10800.7472 | 8189.2341
| Demand Reduction per Unit, ΔkW | 0 | 0 | 0 | 0 | 0 | 0 | 0 | 0 | 0 | 0 | 0
| kW to kWh Conversion Factor | NA | NA | NA | NA | NA | NA | NA | NA | NA | NA | NA
Deemed Savings per Ton | (Need to Multiply by Actual Capacity in Tons) | Air-Cooled Chiller | Air-Cooled Chiller | Air-Cooled Chiller | Air-Cooled Chiller | Air-Cooled Chiller | Water-Cooled Chiller | Water-Cooled Chiller | Water-Cooled Chiller | Air-Cooled Chiller | Water-Cooled Chiller | Any Chiller
| Capacity Category | 0-100 tons | 100-200 tons | 200-300 tons | 300-400 tons | 400-500 tons | 0-1000 tons | 1000-2000 tons | 2000-3000 tons | Any Size | Any Size | Any Size
| Average Chiller Capacity in Tons | 60.7 | 144.9844 | 222.2 | 350 | 555.1 | 337.5833 | 1000 | 2500 | 157.6411 | 403.825 | 222.4263
| Energy Savings per Ton, ∆kWh/ton-yr | 46.5539 | 46.2418 | 45.6411 | 45.6411 | 45.6411 | 39.8869 | 39.2798 | 26.1866 | 46.0321 | 26.7461 | 36.8177
| Demand Reduction per Ton, ΔkW/ton | 0 | 0 | 0 | 0 | 0 | 0 | 0 | 0 | 0 | 0 | 0
| kW to kWh Conversion Factor | NA | NA | NA | NA | NA | NA | NA | NA | NA | NA | NA
|  | Tables from Memorandum | [10 empty] | Analysis Done for Deemed Savings Values:
|  | Table 1: 2012 IECC Central Chiller Equipment Efficiency Standards | [10 empty] | Table A1.1: Baseline and Efficient Case Efficiencies (kW/ton), All Sizes | [11 empty] | Table A1.2: Baseline and Efficient Case Values , Based on Rebate Application Categories
|  | Equipment Type | Size Category | Units | Path A Efficiency |  | Path B Efficiency | [5 empty] | Equipment Type | Size Category | Minimum Path A Efficiency |  | Installed Chiller Efficiencies |  | Count in 2013-16 | % in 2013-2016 | Average Tons | Installed kWh/ton |  |  | Equipment Type | Size Category | Incentive (per ton) | Installed Chiller Efficiencies (kW/ton) |  | Count in 2013-16 | Weights by Category | Weights Total | Average Tons | Installed kWh | Installed kWh Weighted | Installed kWh Weighted
[5 empty] | Full Load | IPLV | Full Load | IPLV | [6 empty] | Full Load | IPLV | Full Load | IPLV | [8 empty] | Incentive (per ton) | Full Load | IPLV
|  | Air-Cooled Chiller | < 150 Tons | EER | ≥ 9.562 | ≥ 12.500 | N/A | N/A |  |  |  |  | Air-Cooled Chiller | < 150 Tons | 1.255 | 0.96 | 1.0667 | 0.816 | 35 | 62.5% | 108.0543 | 931.0775 |  |  | Air-Cooled Chiller | 0-100 tons | 250 | 1.0667 | 0.816 | 12 | 21.43% | 15.79% | 60.7 | 56516.4027 | 145131.0166 | 163784.6818
|  |  | ≥ 150 Tons | EER | ≥ 9.562 | ≥ 12.750 | N/A | N/A |  |  |  |  | Air-Cooled Chiller | ≥ 150 Tons | 1.255 | 0.94118 | 1.0667 | 0.8 | 21 | 37.5% | 240.2857 | 912.8211 |  |  | Air-Cooled Chiller | 100-200 tons | 450 | -- | -- | 32 | 57.14% | 42.11% | 144.9844 | 134086.8517
|  | Water-Cooled, Positive Displacement | < 75 Tons | kW/ton | ≤ 0.780 | ≤ 0.630 | ≤ 0.800 | ≤ 0.600 |  |  |  |  | Water-Cooled Chiller, Positive Displacement (Reciprocal) | < 75 Tons | 0.78 | 0.63 | 0.663 | 0.5355 | 1 | 5% | 50 | 611.0196 |  |  | Air-Cooled Chiller | 200-300 tons | 550 | 1.0667 | 0.8 | 9 | 16.07% | 11.84% | 222.2 | 202828.8379
|  |  | 75-150 Tons | kW/ton | ≤ 0.775 | ≤ 0.615 | ≤ 0.790 | ≤ 0.586 |  |  |  |  | Water-Cooled Chiller, Positive Displacement (Reciprocal) | 75-150 Tons | 0.775 | 0.615 | 0.65875 | 0.52275 | 5 | 25% | 114.7 | 596.4715 |  |  | Air-Cooled Chiller | 300-400 tons | 550 | 1.0667 | 0.8 | 1 | 1.786% | 1.316% | 350 | 319487.3684
|  |  | 150-300 Tons | kW/ton | ≤ 0.680 | ≤ 0.580 | ≤ 0.718 | ≤ 0.540 |  |  |  |  | Water-Cooled Chiller, Positive Displacement (Reciprocal) | 150-300 Tons | 0.68 | 0.58 | 0.578 | 0.493 | 5 | 25% | 228.4 | 562.526 |  |  | Air-Cooled Chiller | 400-500 tons | 550 | 1.0667 | 0.8 | 2 | 3.571% | 2.632% | 555.1 | 506706.9663
|  |  | ≥ 300 Tons | kW/ton | ≤ 0.620 | ≤ 0.540 | ≤ 0.639 | ≤ 0.490 |  |  |  |  | Water-Cooled Chiller, Positive Displacement (Reciprocal) | ≥ 300 Tons | 0.62 | 0.54 | 0.527 | 0.459 | 9 | 45% | 701.2222 | 523.7311 |  |  | Water-Cooled Chiller | 0-1000 tons | 550 | -- | -- | 18 | 90% | 23.68% | 337.5833 | 181824.2629 | 216014.9445
|  | Water-Cooled, Centrifugal | < 300 Tons | kW/ton | ≤ 0.634 | ≤ 0.596 | ≤ 0.639 | ≤ 0.450 |  |  |  |  | Water-Cooled Chiller, Centrifugal | < 300 Tons | 0.634 | 0.596 | 0.5389 | 0.5066 | [6 empty] | Water-Cooled Chiller | 1000-2000 tons | 550 | 0.527 | 0.459 | 2 | 10% | 2.632% | 1000 | 523731.0789
|  |  | 300-600 Tons | kW/ton | ≤ 0.576 | ≤ 0.549 | ≤ 0.600 | ≤ 0.400 |  |  |  |  | Water-Cooled Chiller, Centrifugal | 300-600 Tons | 0.576 | 0.549 | 0.4896 | 0.46665 | [6 empty] | Water-Cooled Chiller | 2000-3000 tons | 550 | 0.527 | 0.459 | 0 | 0% | 0% | 2500 | 1309327.6974
|  |  | ≥ 600 Tons | kW/ton | ≤ 0.570 | ≤ 0.539 | ≤ 0.590 | ≤ 0.400 |  |  |  |  | Water-Cooled Chiller, Centrifugal | ≥ 600 Tons | 0.57 | 0.539 | 0.4845 | 0.45815 | [6 empty] | *Note: using weighted-average efficiencies is inappropriate for determining per-measure savings; the savings themselves are weighted.
[17 empty] | 15% | Improvement
|  | Table 3 (Amended): Summary of Equivalent Full-Load Hours (EFLH) and Coincident Factor (CF) per Segment | [10 empty] | Table A2: PY2013-2016 Building Type Project Summary for Chiller Replacement | [11 empty] | Table A1.3: Further Measure Counts and Weights
|  | Segment | EFLH Cool | CF | [8 empty] | Segment | Count | Weight | EFLH Cool | CF | [7 empty] | Equipment | Count | % | Average Tons | Installed kWh
|  | Education - College/University | 1452 | 0.85 | [8 empty] | Education - College/University | 4 | 5.263% | 1452 | 0.85 | [7 empty] | Air-Cooled Chiller 100-200 tons |  |  | 144.9844 | 134086.8517
|  | Education - Technical College | 1457 | 0.87 | [8 empty] | Education - K-12 | 42 | 55.26% | 518 | 0.11 | [7 empty] | < 150 Tons | 23 | 71.88% | 132.7609 | 123610.655
|  | Education - K-12 | 518 | 0.11 | [8 empty] | Health Care - Inpatient - Hospital | 6 | 7.895% | 3270 | 0.85 | [7 empty] | ≥ 150 Tons | 9 | 28.12% | 176.2222 | 160859.3544
|  | Food Sales - Supermarket | 2478 | 0.86 | [8 empty] | Health Care - Outpatient - Clinic | 2 | 2.632% | 950 | 0.54 | [7 empty] | Water-Cooled Chiller 0-1000 tons |  |  | 337.5833 | 181824.2629
|  | Health Care - Inpatient - Hospital | 3270 | 0.85 | [8 empty] | Lodging - Hotel/Motel - Hotel | 1 | 1.316% | 2125 | 0.86 | [7 empty] | < 75 Tons | 1 | 5.556% | 50 | 30550.9796
|  | Health Care - Outpatient - Clinic | 950 | 0.54 | [8 empty] | Office - Large | 4 | 5.263% | 3632 | 0.91 | [7 empty] | 75-150 Tons | 5 | 27.78% | 114.7 | 68415.2818
|  | Lodging - Hotel/Motel - Casino | 3854 | 0.87 | [8 empty] | Office - Medium | 8 | 10.53% | 1443 | 0.86 | [7 empty] | 150-300 Tons | 5 | 27.78% | 228.4 | 128480.9324
|  | Lodging - Hotel/Motel - Hotel | 2125 | 0.86 | [8 empty] | Other | 1 | 1.316% | 1204 | 0.78 | [7 empty] | ≥ 300 Tons | 7 | 38.89% | 615.8571 | 322543.5259
|  | Lodging - Residential Care | 1825 | 0.84 | [8 empty] | Public Assembly | 5 | 6.579% | 1406 | 0.85
|  | Mercantile - Retail - Large | 1412 | 0.86 | [8 empty] | Public Assembly - Religious Worship | 3 | 3.947% | 401 | 0.36
|  | Office - Large | 3632 | 0.91 | [8 empty] | Total | 76 | 100% | 1141.0263 | 0.41697
|  | Office - Medium | 1443 | 0.86
|  | Other | 1204 | 0.78
|  | Public Assembly | 1406 | 0.85
|  | Public Assembly - Religious Worship | 401 | 0.36
|  | Service - Post Office | 770 | 0.71
|  | Warehouse and Storage - Non-Refrigerated | 404 | 0.69
|  | Warehouse and Storage - Refrigerated | 432 | 0.69
Chiller Water Reset
https://cadmus.sharepoint.com/sites/CP6923/Shared%20Documents/6659_Archived%20Planning%20Site%20Files/LG&E%20KU%20Planning/Admin%20Documents/Documents/Data/Program%20Planning/Item15_EMV_Reports/LGE%20KU%20Comm%20Rebates%20Impact%20Memo_Chillers_24Oct2016%20FINAL.docx?web=1
Table 2. Savings Comparison by Measure for PY2013
[14 empty] | Measure Type | # of Measures | Claimed Demand Savings (kW) | Evaluated Peak Demand Savings (kW) | Claimed Energy Savings (kWh) | Evaluated Energy Savings (kWh) [1] |  | Savings per project |  |  | Savings Per Ton
[14 empty] | Air Cooled Chiller | 13 | 559.3 | 80 |  | 288765 |  | kWh | kW | Average Tons | kWh | kW
[14 empty] | Air Cooled Reset | 3 | 13.5 | 41.1 |  | 64677 |  | 21559 | 13.7 | 132.4667 | 162.7504 | 0.10342
[14 empty] | Water Cooled Chiller | 6 | 1036.2 | 37.2 |  | 1112332
[14 empty] | Water Cooled Reset | 4 | 22 | 72.5 |  | 123522 |  | 30880.5 | 18.125 | 750 | 41.174 | 0.024167
[14 empty] | Total | 26 | 1631 | 230.8 | Not Claimed[2] | 1589296 |  |  | 0.00014522
[14 empty] | [1] | Because the program pays incentives for demand, the database does not track claimed energy savings.
[14 empty] | [2] | While the evaluation team recognizes that the Commercial Rebate program incentivizes these measures on a $100/kW savings basis, our review assessed savings based on industry standard analysis, which included standard algorithms with region and segment-specific load shapes, and the results of our documentation review.
[14 empty] | Project | Chiller | Count | Ton
[14 empty] | Enrollment ID 251779 | Air-Cooled | 1 | 213
[14 empty] | Enrollment ID 251779 | Water-Cooled | 2 | 500
[14 empty] | Enrollment ID 273125 | Air-Cooled | 1 | 34.4
[14 empty] | Enrollment ID 518715 | Air-Cooled | 1 | 150
[14 empty] | Enrollment ID 522494 | Water-Cooled | 1 | 1000
[14 empty] | Enrollment ID 524387 | Water-Cooled | 1 | 1000
https://cadmus.sharepoint.com/sites/CP6923/Shared%20Documents/6659_Archived%20Planning%20Site%20Files/LG&E%20KU%20Planning/Admin%20Documents/Documents/Data/Program%20Planning/Item15_EMV_Reports/LGE%20KU%20Comm%20Rebates%20Impact%20Memo_Chillers_24Oct2016%20FINAL.docx?web=1

## BizRebates_Costs
[9 empty] | MN TRM Motor Costs |  |  |  |  | Cooling Degree Days
LG&E/KU Measure | Relevant TRM Measure | Full/Incremental/O&M Cost | Cost | TRM Measure Description | LG&E/KU Measure Cost | Justification | Source |  | RPM | Enclosure | HorsePower | Incremental Cost (B to C) | $/HP | City | Cooling Degree Days | Source
Wall Pack & Canopy Fixtures > 150W | LED Parking Garage/Canopy Luminaires and Retrofit Kits | Incremental | 1314 | LED Fixtures between 150 W to 265 W | 1846 | Average incremental cost of LED fixture strata above 150 W | https://neep.org/sites/default/files/resources/Mid_Atlantic_TRM_V9_Final_clean_wUpdateSummary%20-%20CT%20FORMAT.pdf |  | 1200 | ODP | 1 | 311.97 | 311.97 | Baltimore, MD | 1378 | Mean Annual CDD (Base 65); Monthly Summarized Data, Baltimore Area, 2011-2021
|  |  | 2378 | LED Fixtures greater than 265 W |  |  |  |  | 1200 | ODP | 1.5 | 308.62 | 205.7467 | Lousiville, KY | 1709 | Mean Annual CDD (Base 65); Monthly Summarized Data, Louisville Area, 2000-2021
Wall Pack & Canopy Fixtures |  | O&M | 30.5 | Lamp at TOS | 2.8653 | Average annual O&M cost of lamps and luminaires (NPVs of lifetime O&M costs are divided by maximum measure life of 15 years noted in the TRM) |  |  | 1200 | ODP | 2 | 365.64 | 182.82 | Cooling Hours Ratio | 1.2402 | n/a
|  |  | 55.46 | Luminaire at TOS |  |  |  |  | 1200 | ODP | 3 | 396.29 | 132.0967
LED Troffer | 4.5.4 LED Bulbs and Fixtures: LED Troffers | Incremental | 53 | LED 2x2 Recessed Light Fixture, 2000-3500 lumens | 67.125 | Average incremental cost of all LED troffer sizes | https://ilsag.s3.amazonaws.com/IL-TRM_Effective_010122_v10.0_Volumes-1-4-compiled_09242021-2.pdf |  | 1200 | ODP | 5 | 411.67 | 82.334
|  |  | 69 | LED 2x2 Recessed Light Fixture, 3501-5000 lumens |  |  |  |  | 1200 | ODP | 7.5 | 643.67 | 85.8227
|  |  | 55 | LED 2x4 Recessed Light Fixture, 3000-4500 lumens |  |  |  |  | 1200 | ODP | 10 | 745.15 | 74.515 |  | 1101.3004
|  |  | 76 | LED 2x4 Recessed Light Fixture, 4501-6000 lumens |  |  |  |  | 1200 | ODP | 15 | 976.47 | 65.098
|  |  | 104 | LED 2x4 Recessed Light Fixture, 6001-7500 lumens |  |  |  |  | 1200 | ODP | 20 | 1190.27 | 59.5135
|  |  | 22 | LED 1x4 Recessed Light Fixture, 1500-3000 lumens |  |  |  |  | 1200 | ODP | 25 | 1457.5 | 58.3
|  |  | 75 | LED 1x4 Recessed Light Fixture, 3001-4500 lumens |  |  |  |  | 1200 | ODP | 30 | 1626.18 | 54.206
|  |  | 83 | LED 1x4 Recessed Light Fixture, 4501-6000 lumens |  |  |  |  | 1200 | ODP | 40 | 2099.62 | 52.4905
Air Cooled Chiller | 4.4.6 Electric Chilller | Incremental | 226 | Air Cooled Chiller, 10.2 EER, 100 tons | 109 | Estimated $/ton cost for 100 ton, 10.1 EER assuming linear cost increases from 10.2 EE to 10.1 EER. | https://ilsag.s3.amazonaws.com/IL-TRM_Effective_010122_v10.0_Volumes-1-4-compiled_09242021-2.pdf | Reference - not used | 1200 | ODP | 50 | 2371.47 | 47.4294
|  |  | 347 | Air Cooled Chiller, 10.52 EER, 100 tons |  |  |  |  | 1200 | ODP | 60 | 3174.84 | 52.914
| Electric Chillers | Incremental | 129 | Air Cooled Chiller, 10.2 EER, 100 tons |  |  | https://neep.org/sites/default/files/resources/Mid_Atlantic_TRM_V9_Final_clean_wUpdateSummary%20-%20CT%20FORMAT.pdf |  | 1200 | ODP | 75 | 3754.03 | 50.0537
|  |  | 175 | Air Cooled Chiller, 10.52 EER, 100 tons |  |  |  |  | 1200 | ODP | 100 | 4412.08 | 44.1208
Water Cooled Chiller > 300 Tons | Electric Chillers | Incremental | 17 | Water Cooled Chiller, 0.54 kW/ton, 300 tons | 14.33 | Estimated $/ton cost for 400 ton, 0.54 kW/ton assuming linear cost increases from 300 to 600 ton. | https://neep.org/sites/default/files/resources/Mid_Atlantic_TRM_V9_Final_clean_wUpdateSummary%20-%20CT%20FORMAT.pdf |  | 1200 | ODP | 125 | 5695.32 | 45.5626
|  |  | 9 | Water Cooled Chiller, 0.54 kW/ton, 600 tons |  |  |  |  | 1200 | ODP | 150 | 5942.94 | 39.6196
Pump - High Efficiency (7.5 HP) | Efficient Pump | Incremental (min/max) | $23.49/$305.32 | Efficient Pump (5 to 9.9 HP) | 164.405 | Assumed cost increases are linear based on pump sizes and min/max values, then fit a trend line to values those output values (in column F) to get Cost = -67.11ln(HP) + 296.79 (R² = ) -> used that to estimate costs/HP 0.8517 | https://nwcouncil.app.box.com/v/ComAgIndPumpsv2-2 |  | 1200 | ODP | 200 | 7351.45 | 36.7572
Pump - High Efficiency (10 HP) |  |  | $12.27/$159.57 | Efficient Pump (10 to 24.9 HP) | 159.57 |  |  |  | 1200 | ODP | 250 | 9413.95 | 37.6558
Pump - High Efficiency (15 HP) |  |  | $12.27/$159.57 | Efficient Pump (10 to 24.9 HP) | 114.56 |  |  |  | 1200 | TEFC | 1 | 311.97 | 311.97
Pump - High Efficiency (20 HP) |  |  | $12.27/$159.57 | Efficient Pump (10 to 24.9 HP) | 57.28 |  |  |  | 1200 | TEFC | 1.5 | 308.62 | 205.7467
Pump - High Efficiency (30 HP) |  |  | $6.97/$90.67 | Efficient Pump (25 to 49.9 HP) | 78.112 |  |  |  | 1200 | TEFC | 2 | 365.64 | 182.82
Pump - High Efficiency (40 HP) |  |  | $6.97/$90.67 | Efficient Pump (25 to 49.9 HP) | 39.056 |  |  |  | 1200 | TEFC | 3 | 396.29 | 132.0967
Pump - High Efficiency (50 HP) |  |  | $4.13/$53.69 | Efficient Pump (50 to 99.9 HP) | 53.69 |  |  |  | 1200 | TEFC | 5 | 411.67 | 82.334
Variable Frequency Drives | Variable Frequency Drive (Variable Torque and Constant Torque) | Full | 210.52 | Variable Torque Measures | 166.5 | Average cost of both applications | https://focusonenergy.com/sites/default/files/Focus_on_Energy_2020_TRM.pdf |  | 1200 | TEFC | 7.5 | 643.67 | 85.8227
|  |  | 122.48 | Constant Torque Measures |  |  |  |  | 1200 | TEFC | 10 | 745.15 | 74.515
LED High Bay | LED High-Bay Luminaires and Retrofit Kits | Incremental | 160 | LED High Bay Fixture up to 220W | 326.082 | Average cost of all high-bay LED fixtures | https://neep.org/sites/default/files/resources/Mid_Atlantic_TRM_V9_Final_clean_wUpdateSummary%20-%20CT%20FORMAT.pdf |  | 1200 | TEFC | 15 | 976.47 | 65.098
|  |  | 397 | LED High Bay Fixture between 220-320W |  |  |  |  | 1200 | TEFC | 20 | 1190.27 | 59.5135
|  |  | 1013 | LED High Bay Fixture greater than 320 W |  |  |  |  | 1200 | TEFC | 25 | 1457.5 | 58.3
LED Tube | LED Four-Foot Linear Replacement Lamps | Incremental | 22.67 | Type A Replacement (LED lamp) | 30.205 | Average cost of replacement types | https://neep.org/sites/default/files/resources/Mid_Atlantic_TRM_V9_Final_clean_wUpdateSummary%20-%20CT%20FORMAT.pdf |  | 1200 | TEFC | 30 | 1626.18 | 54.206
|  |  | 37.74 | Type C Replacement (LED lamp + external driver) |  |  |  |  | 1200 | TEFC | 40 | 2099.62 | 52.4905
Motor - High Efficiency (1 HP - 250 HP) | C/I Motors | Incremental | see table | C/I Motors | 86.3647 | Average cost of all motors in scope | MN TRM v3.2 : C/I Motor Tables |  | 1200 | TEFC | 50 | 2371.47 | 47.4294
Efficient Lighting Controls - Occupancy Sensor | 4.5.10 Lighting Controls | Full | 0.65476 | Interior Wall Switch Occupancy Sensor | 0.73909 | Average cost of all occupancy sensor types | https://ilsag.s3.amazonaws.com/IL-TRM_Effective_010122_v10.0_Vol_2_C_and_I_09242021.pdf |  | 1200 | TEFC | 60 | 3174.84 | 52.914
|  |  | 0.82716 | Interior Fixture-Mounted Occupancy Sensor |  |  |  |  | 1200 | TEFC | 75 | 3754.03 | 50.0537
|  |  | 0.36982 | Interior Remote or Wall-Mounted Occupancy Sensor
|  |  | 1.2903 | Interior Integrated Occupancy for LED Interior Fixtures < 10,000 Lumens |  |  |  |  | 1200 | TEFC | 100 | 4412.08 | 44.1208
|  |  | 0.33898 | Interior Integrated Occupancy for LED Interior Fixtures >= 10,000 Lumens |  |  |  |  | 1200 | TEFC | 125 | 5695.32 | 45.5626
|  |  | 0.95349 | Exterior Occupancy Sensor |  |  |  |  | 1200 | TEFC | 150 | 5942.94 | 39.6196
Efficient Lighting Controls - Daylight Dimming-Continuous Fixtures |  |  | 0.52632 | Interior Fixture-Mounted Daylight Sensor | 0.39914 | Average cost of all daylight sensor types | https://ilsag.s3.amazonaws.com/IL-TRM_Effective_010122_v10.0_Vol_2_C_and_I_09242021.pdf |  | 1200 | TEFC | 250 | 9413.95 | 37.6558
|  |  | 0.27197 | Interior Remote or Wall-Mounted Daylight Sensor |  |  |  |  | 1800 | ODP | 1 | 311.97 | 311.97
Efficient Lighting Controls - Occupancy/Daylight Dual Control |  |  | 1.6129 | Interior Integrated Dual Occupancy & Daylight Sensor for LED Interior Fixtures < 10,000 Lumens | 1.5275 | Average cost of all dual sensor types | https://ilsag.s3.amazonaws.com/IL-TRM_Effective_010122_v10.0_Vol_2_C_and_I_09242021.pdf |  | 1800 | ODP | 1.5 | 308.62 | 205.7467
|  |  | 0.42373 | Interior Integrated Dual Occupancy & Daylight Sensor for LED Interior Fixtures >= 10,000 Lumens |  |  |  |  | 1800 | ODP | 2 | 365.64 | 182.82
|  |  | 3.2258 | Interior Fixture-Mounted Dual Occupancy & Daylight Sensor for LED Interior Fixtures < 10,000 Lumens |  |  |  |  | 1800 | ODP | 3 | 396.29 | 132.0967
|  |  | 0.84746 | Interior Fixture-Mounted Dual Occupancy & Daylight Sensor for LED Interior Fixtures >= 10,000 Lumens |  |  |  |  | 1800 | ODP | 5 | 411.67 | 82.334
Interior ≤ 10W | 4.5.4 LED Bulbs and Fixtures | Incremental | 59 | LED Wall-Wash Fixtures | 36 | Average of all interior LEDs under 10W | https://ilsag.s3.amazonaws.com/IL-TRM_Effective_010122_v10.0_Vol_2_C_and_I_09242021.pdf |  | 1800 | ODP | 7.5 | 643.67 | 85.8227
|  |  | 13 | T8 LED Replacement Lamp (TLED), < 1200 lumens |  |  |  |  | 1800 | ODP | 10 | 745.15 | 74.515
Interior > 10W and < 50W |  |  | 27 | LED Recessed, Surface, Pendant Downlights | 36.2857 | Average of all interior LEDs between 10W and 50W | https://ilsag.s3.amazonaws.com/IL-TRM_Effective_010122_v10.0_Vol_2_C_and_I_09242021.pdf |  | 1800 | ODP | 15 | 976.47 | 65.098
|  |  | 59 | LED Track Lighting |  |  |  |  | 1800 | ODP | 20 | 1190.27 | 59.5135
|  |  | 15 | T8 LED Replacement Lamp (TLED), 1200-2400 lumens |  |  |  |  | 1800 | ODP | 25 | 1457.5 | 58.3
|  |  | 13 | T8 LED Replacement Lamp (TLED), > 2400 lumens |  |  |  |  | 1800 | ODP | 30 | 1626.18 | 54.206
|  |  | 10 | LED Surface & Suspended Linear Fixture, <= 3000 lumens |  |  |  |  | 1800 | ODP | 40 | 2099.62 | 52.4905
|  |  | 52 | LED Surface & Suspended Linear Fixture, 3001-4500 lumens |  |  |  |  | 1800 | ODP | 50 | 2371.47 | 47.4294
|  |  | 78 | LED Surface & Suspended Linear Fixture, 4501-6000 lumens |  |  |  |  | 1800 | ODP | 60 | 3174.84 | 52.914
Interior ≥ 50W |  |  | 131 | LED Surface & Suspended Linear Fixture, 6001-7500 lumens | 152 | Average of all interior LEDs above 50 W | https://ilsag.s3.amazonaws.com/IL-TRM_Effective_010122_v10.0_Vol_2_C_and_I_09242021.pdf |  | 1800 | ODP | 75 | 3754.03 | 50.0537
|  |  | 173 | LED Surface & Suspended Linear Fixture, > 7500 lumens |  |  |  |  | 1800 | ODP | 100 | 4412.08 | 44.1208
[9 empty] | 1800 | ODP | 125 | 5695.32 | 45.5626
[9 empty] | 1800 | ODP | 150 | 5942.94 | 39.6196
[9 empty] | 1800 | ODP | 200 | 7351.45 | 36.7572
[9 empty] | 1800 | ODP | 250 | 9413.95 | 37.6558
[9 empty] | 1800 | TEFC | 1 | 311.97 | 311.97
[9 empty] | 1800 | TEFC | 1.5 | 308.62 | 205.7467
[9 empty] | 1800 | TEFC | 2 | 365.64 | 182.82
[9 empty] | 1800 | TEFC | 3 | 396.29 | 132.0967
[9 empty] | 1800 | TEFC | 5 | 411.67 | 82.334
[9 empty] | 1800 | TEFC | 7.5 | 643.67 | 85.8227
[9 empty] | 1800 | TEFC | 10 | 745.15 | 74.515
[9 empty] | 1800 | TEFC | 15 | 976.47 | 65.098
[9 empty] | 1800 | TEFC | 20 | 1190.27 | 59.5135
[9 empty] | 1800 | TEFC | 25 | 1457.5 | 58.3
[9 empty] | 1800 | TEFC | 30 | 1626.18 | 54.206
[9 empty] | 1800 | TEFC | 40 | 2099.62 | 52.4905
[9 empty] | 1800 | TEFC | 50 | 2371.47 | 47.4294
[9 empty] | 1800 | TEFC | 60 | 3174.84 | 52.914
[9 empty] | 1800 | TEFC | 75 | 3754.03 | 50.0537
[9 empty] | 1800 | TEFC | 100 | 4412.08 | 44.1208
[9 empty] | 1800 | TEFC | 125 | 5695.32 | 45.5626
[9 empty] | 1800 | TEFC | 150 | 5942.94 | 39.6196
[9 empty] | 1800 | TEFC | 200 | 7351.45 | 36.7572
[9 empty] | 1800 | TEFC | 250 | 9413.95 | 37.6558
[9 empty] | 3600 | ODP | 1 | 311.97 | 311.97
[9 empty] | 3600 | ODP | 1.5 | 308.62 | 205.7467
[9 empty] | 3600 | ODP | 2 | 365.64 | 182.82
[9 empty] | 3600 | ODP | 3 | 396.29 | 132.0967
[9 empty] | 3600 | ODP | 5 | 411.67 | 82.334
[9 empty] | 3600 | ODP | 7.5 | 643.67 | 85.8227
[9 empty] | 3600 | ODP | 10 | 745.15 | 74.515
[9 empty] | 3600 | ODP | 15 | 976.47 | 65.098
[9 empty] | 3600 | ODP | 20 | 1190.27 | 59.5135
[9 empty] | 3600 | ODP | 25 | 1457.5 | 58.3
[9 empty] | 3600 | ODP | 30 | 1626.18 | 54.206
[9 empty] | 3600 | ODP | 40 | 2099.62 | 52.4905
[9 empty] | 3600 | ODP | 50 | 2371.47 | 47.4294
[9 empty] | 3600 | ODP | 60 | 3174.84 | 52.914
[9 empty] | 3600 | ODP | 75 | 3754.03 | 50.0537
[9 empty] | 3600 | ODP | 100 | 4412.08 | 44.1208
[9 empty] | 3600 | ODP | 125 | 5695.32 | 45.5626
[9 empty] | 3600 | ODP | 150 | 5942.94 | 39.6196
[9 empty] | 3600 | ODP | 200 | 7351.45 | 36.7572
[9 empty] | 3600 | ODP | 250 | 9413.95 | 37.6558
[9 empty] | 3600 | TEFC | 1 | 311.97 | 311.97
[9 empty] | 3600 | TEFC | 1.5 | 308.62 | 205.7467
[9 empty] | 3600 | TEFC | 2 | 365.64 | 182.82
[9 empty] | 3600 | TEFC | 3 | 396.29 | 132.0967
[9 empty] | 3600 | TEFC | 5 | 411.67 | 82.334
[9 empty] | 3600 | TEFC | 7.5 | 643.67 | 85.8227
[9 empty] | 3600 | TEFC | 10 | 745.15 | 74.515
[9 empty] | 3600 | TEFC | 15 | 976.47 | 65.098
[9 empty] | 3600 | TEFC | 20 | 1190.27 | 59.5135
[9 empty] | 3600 | TEFC | 25 | 1457.5 | 58.3
[9 empty] | 3600 | TEFC | 30 | 1626.18 | 54.206
[9 empty] | 3600 | TEFC | 40 | 2099.62 | 52.4905
[9 empty] | 3600 | TEFC | 50 | 2371.47 | 47.4294
[9 empty] | 3600 | TEFC | 60 | 3174.84 | 52.914
[9 empty] | 3600 | TEFC | 75 | 3754.03 | 50.0537
[9 empty] | 3600 | TEFC | 100 | 4412.08 | 44.1208
[9 empty] | 3600 | TEFC | 125 | 5695.32 | 45.5626
[9 empty] | 3600 | TEFC | 150 | 5942.94 | 39.6196
[9 empty] | 3600 | TEFC | 200 | 7351.45 | 36.7572
[9 empty] | 3600 | TEFC | 250 | 9413.95 | 37.6558

## LGE_KU_ComReb_Report_Data
VRM | UoM | Evaluated Quantity | Evaluated Savings kWh | Evaluated Calculation Peak kW Savings | Evaluated Savings kWh/UoM | Evaluated Calculation Peak kW Savings/UoM
LED INTERIOR > 10W AND < 50 W | EACH | 921 | 118606 | 25.55 | 128.7796 | 0.027742
LED INTERIOR > 10W AND < 50 W | EACH | 2150 | 276877 | 59.65 | 128.78 | 0.027744
LED INTERIOR > 10W AND < 50 W | EACH | 1848 | 237985 | 51.27 | 128.7798 | 0.027744
LED INTERIOR > 10W AND < 50 W | EACH | 1847 | 237857 | 51.24 | 128.7802 | 0.027742
LED INTERIOR > 10W AND < 50 W | EACH | 841 | 108304 | 23.33 | 128.78 | 0.027741
LED INTERIOR > 10W AND < 50 W | EACH | 8801 | 1133393 | 244.17 | 128.78 | 0.027743
LED INTERIOR > 10W AND < 50 W | EACH | 8829 | 1136999 | 244.95 | 128.78 | 0.027744
LED INTERIOR > 10W AND < 50 W | EACH | 2146 | 276362 | 59.54 | 128.7801 | 0.027745
LED INTERIOR > 10W AND < 50 W | EACH | 3504 | 451245 | 97.21 | 128.78 | 0.027743
LED INTERIOR > 10W AND < 50 W | EACH | 42 | 5409 | 1.17 | 128.7857 | 0.027857
LED INTERIOR > 10W AND < 50 W | EACH | 690 | 88858 | 19.14 | 128.7797 | 0.027739
LED INTERIOR > 10W AND < 50 W | EACH | 1852 | 238501 | 51.38 | 128.7802 | 0.027743
LED INTERIOR > 10W AND < 50 W | EACH | 488 | 62845 | 13.54 | 128.7807 | 0.027746
LED INTERIOR > 10W AND < 50 W | EACH | 4550 | 585949 | 126.24 | 128.78 | 0.027745
LED INTERIOR > 10W AND < 50 W | EACH | 861 | 110880 | 23.89 | 128.7805 | 0.027747
LED INTERIOR > 10W AND < 50 W | EACH | 142 | 18287 | 3.94 | 128.7817 | 0.027746
LED INTERIOR > 10W AND < 50 W | EACH | 2830 | 364447 | 78.52 | 128.7799 | 0.027746
LED INTERIOR > 10W AND < 50 W | EACH | 46 | 5924 | 1.28 | 128.7826 | 0.027826
LED INTERIOR > 10W AND < 50 W | EACH | 1770 | 227941 | 49.11 | 128.7802 | 0.027746
LED INTERIOR > 10W AND < 50 W | EACH | 164 | 21120 | 4.55 | 128.7805 | 0.027744
LED INTERIOR > 10W AND < 50 W | EACH | 2622 | 337661 | 72.74 | 128.7799 | 0.027742
LED INTERIOR > 10W AND < 50 W | EACH | 5 | 644 | 5 | 128.8 | 1
LED INTERIOR > 10W AND < 50 W | EACH | 36 | 4636 | 1 | 128.7778 | 0.027778
LED INTERIOR > 10W AND < 50 W | EACH | 27 | 3477 | 0.75 | 128.7778 | 0.027778
LED INTERIOR > 10W AND < 50 W | EACH | 123 | 17007 | 3.3 | 138.2683 | 0.026829
LED INTERIOR > 10W AND < 50 W | EACH | 122 | 15711 | 3.38 | 128.7787 | 0.027705
LED INTERIOR > 10W AND < 50 W | EACH | 775 | 99805 | 21.5 | 128.7806 | 0.027742
LED INTERIOR > 10W AND < 50 W | EACH | 33 | 4250 | 0.92 | 128.7879 | 0.027879
LED INTERIOR < = 10W | EACH | 10 | 1671 | 0.38 | 167.1 | 0.038
LED INTERIOR < = 10W | EACH | 1619 | 270600 | 62.3 | 167.1402 | 0.038481
LED INTERIOR < = 10W | EACH | 24 | 4011 | 0.92 | 167.125 | 0.038333
LED INTERIOR < = 10W | EACH | 20 | 3343 | 0.77 | 167.15 | 0.0385
LED INTERIOR < = 10W | EACH | 1 | 167 | 0.04 | 167 | 0.04
LED INTERIOR < = 10W | EACH | 12 | 2006 | 0.46 | 167.1667 | 0.038333
LED INTERIOR < = 10W | EACH | 9 | 1504 | 0.35 | 167.1111 | 0.038889
LED INTERIOR < = 10W | EACH | 94 | 15711 | 3.62 | 167.1383 | 0.038511
LED INTERIOR < = 10W | EACH | 5 | 836 | 0.19 | 167.2 | 0.038
LED INTERIOR < = 10W | EACH | 70 | 11700 | 2.69 | 167.1429 | 0.038429
POLE LIGHT REPLACED LIGHT >= 750W | EACH | 19 | 34703 | 0 | 1826.4737 | 0
POLE LIGHT REPLACED LIGHT >= 750W | EACH | 20 | 36529 | 0 | 1826.45 | 0
POLE LIGHT REPLACED LIGHT >= 750W | EACH | 73 | 133332 | 0 | 1826.4658 | 0
POLE LIGHT REPLACED LIGHT > 300W AND < 750W | EACH | 20 | 14454 | 0 | 722.7 | 0
LED EXIT SIGNS (REPLACEMENT) | EACH | 2 | 609 | 0.09 | 304.5 | 0.045
LED EXIT SIGNS (REPLACEMENT) | EACH | 7 | 2130 | 0.33 | 304.2857 | 0.047143
LED EXIT SIGNS (REPLACEMENT) | EACH | 12 | 3652 | 0.57 | 304.3333 | 0.0475
LED EXIT SIGNS (REPLACEMENT) | EACH | 5 | 1522 | 0.24 | 304.4 | 0.048
LED EXIT SIGNS (REPLACEMENT) | EACH | 8 | 2434 | 0.38 | 304.25 | 0.0475
LED EXIT SIGNS (REPLACEMENT) | EACH | 15 | 4565 | 0.71 | 304.3333 | 0.047333
LED EXIT SIGNS (REPLACEMENT) | EACH | 52 | 15824 | 2.45 | 304.3077 | 0.047115
OCCUPANCY SENSOR - GENERAL | WATT | 8817 | 10140 | 1.16 | 1.1501 | 0.00013156
OCCUPANCY SENSOR - GENERAL | WATT | 10097 | 11612 | 1.32 | 1.15 | 0.00013073
OCCUPANCY SENSOR - GENERAL | WATT | 6263 | 7202 | 0.82 | 1.1499 | 0.00013093
OCCUPANCY SENSOR - GENERAL | WATT | 8804 | 10125 | 1.15 | 1.15 | 0.00013062
OCCUPANCY SENSOR - GENERAL | WATT | 3385 | 3893 | 0.44 | 1.1501 | 0.00012999
LED EXTERIOR < 100W | EACH | 71 | 29854 | 0 | 420.4789 | 0
LED EXTERIOR < 100W | EACH | 18 | 7569 | 0 | 420.5 | 0
LED EXTERIOR < 100W | EACH | 20 | 8410 | 0 | 420.5 | 0
LED EXTERIOR < 100W | EACH | 12 | 5046 | 0 | 420.5 | 0
LED EXTERIOR < 100W | EACH | 2 | 841 | 0 | 420.5 | 0
LED EXTERIOR < 100W | EACH | 2 | 841 | 0 | 420.5 | 0
LED EXTERIOR < 100W | EACH | 20 | 8410 | 0 | 420.5 | 0
LED EXTERIOR < 100W | EACH | 205 | 86198 | 0 | 420.478 | 0
LED EXTERIOR < 100W | EACH | 5 | 2102 | 0 | 420.4 | 0
LED EXTERIOR < 100W | EACH | 2 | 841 | 0 | 420.5 | 0
LED EXTERIOR < 100W | EACH | 10 | 4205 | 0 | 420.5 | 0
LED EXTERIOR < 100W | EACH | 30 | 12614 | 0 | 420.4667 | 0
LED INTERIOR >= 50W | EACH | 4366 | 909656 | 193.64 | 208.35 | 0.044352
LED INTERIOR >= 50W | EACH | 20 | 4167 | 0.89 | 208.35 | 0.0445
LED INTERIOR >= 50W | EACH | 48 | 10001 | 2.13 | 208.3542 | 0.044375
LED INTERIOR >= 50W | EACH | 171 | 35628 | 7.58 | 208.3509 | 0.044327
LED EXTERIOR >= 100W | EACH | 10 | 9198 | 0 | 919.8 | 0
LED EXTERIOR >= 100W | EACH | 36 | 33113 | 0 | 919.8056 | 0
LED EXTERIOR >= 100W | EACH | 16 | 14717 | 0 | 919.8125 | 0
LED EXTERIOR >= 100W | EACH | 1 | 920 | 0 | 920 | 0
LED EXTERIOR >= 100W | EACH | 2 | 1840 | 0 | 920 | 0
LED EXTERIOR >= 100W | EACH | 8 | 7358 | 0 | 919.75 | 0
LED EXTERIOR >= 100W | EACH | 2 | 1840 | 0 | 920 | 0
LED EXTERIOR >= 100W | EACH | 5 | 4599 | 0 | 919.8 | 0
LED EXTERIOR >= 100W | EACH | 26 | 23915 | 0 | 919.8077 | 0
20 HP MOTORS | HP | 40 | 1485 | 0.45 | 37.125 | 0.01125
CHILLER | TON | 284 | 46141 | 22.29 | 162.4683 | 0.078486
CHILLER | TON | 78 | 12673 | 6.12 | 162.4744 | 0.078462
WATER COOLED CHILLER, >300 TONS | TON | 1978 | 253785 | 106.49 | 128.3038 | 0.053837
1 HP VFDS | HP | 1 | 364 | 0.09 | 364 | 0.09
1.5 HP VFDS | HP | 12 | 7194 | 1.5 | 599.5 | 0.125
2 HP VFDS | HP | 24 | 14586 | 3.19 | 607.75 | 0.13292
3 HP VFDS | HP | 33 | 15582 | 4.08 | 472.1818 | 0.12364
3 HP VFDS | HP | 12 | 5666 | 1.48 | 472.1667 | 0.12333
5 HP VFDS | HP | 95 | 41100 | 11.54 | 432.6316 | 0.12147
5 HP VFDS | HP | 30 | 12979 | 3.64 | 432.6333 | 0.12133
7.5 HP VFDS | HP | 98 | 47720 | 11.41 | 486.9388 | 0.11643
7.5 HP VFDS | HP | 15 | 7342 | 1.76 | 489.4667 | 0.11733
10 HP VFDS | HP | 50 | 23221 | 5.62 | 464.42 | 0.1124
10 HP VFDS | HP | 10 | 4644 | 1.12 | 464.4 | 0.112
15 HP VFDS | HP | 150 | 72899 | 17.43 | 485.9933 | 0.1162
20 HP VFDS | HP | 40 | 18532 | 4.49 | 463.3 | 0.11225
20 HP VFDS | HP | 280 | 129724 | 31.41 | 463.3 | 0.11218
25 HP VFDS | HP | 100 | 45845 | 12.24 | 458.45 | 0.1224
30 HP VFDS | HP | 30 | 13658 | 3.56 | 455.2667 | 0.11867
30 HP VFDS | HP | 30 | 13658 | 0 | 455.2667 | 0
40 HP VFDS | HP | 120 | 61238 | 14.14 | 510.3167 | 0.11783
50 HP VFDS | HP | 100 | 63863 | 11.36 | 638.63 | 0.1136
100 HP VFDS | HP | 400 | 255452 | 45.46 | 638.63 | 0.11365
150 HP VFDS | HP | 450 | 287384 | 51.14 | 638.6311 | 0.11364
250 HP VFDS | HP | 750 | 478973 | 85.23 | 638.6307 | 0.11364
7.5 HP PUMPS | EACH | 2 | 24004 | 6.74 | 12002 | 3.37
20 HP PUMPS | EACH | 2 | 8979 | 3.01 | 4489.5 | 1.505
100 HP MOTORS | HP | 400 | 10964 | 2.72 | 27.41 | 0.0068
150 HP MOTORS | HP | 450 | 12681 | 1.61 | 28.18 | 0.0035778
250 HP MOTORS | HP | 750 | 21135 | 2.69 | 28.18 | 0.0035867

## Custom Benchmarking
Custom Benchmarking
Assumptions
1 | Custom incentive is half of the incremental costs for IPL data
2 | New York Energy $martSM Program Cost-Effectiveness Assessment December 2004
2 | Assume DP&L project costs are incremental
3 | Limited data available. Need more if possible
Summary
| Utility | Incentive Cost Per kWh | Incentive Cost Per Therms | Incremental Costs Per kWh | Incremental Costs Per Therm | kWh Per Project | Therms per Project
| IPL | 0.085948 | 0.89276 | 0.1719 | 1.7855 | 452739.1141 | 5937.5
| New York Energy $martSM (C/I Performance Program) |  |  | 0.16947
| SCE, PG&E, SDG&E, SoCalGas and SMUD |  |  | 0.2 | 3.03
| PPL | 0.12962 |  | 0.31326 |  | 1025937.5
| DP&L | 0.066351 |  | 0.25127 |  | 95545.1587
| Average | 0.093973 | 0.89276 | 0.22118 | 2.4078 | 524740.5909 | 5937.5
IPL 2014 Custom Projects
| Customer Type R or Non | Program | Rebate Type | Year | Service Type | Participants | Units | Customer Incentive $ | Dealer Spiff | kW | kWh | Therm | Elect Participant | Gas Participant |  | Incentive Cost Per kWh | Incentive Cost Per Therms | Incremental Costs Per kWh | Incremental Costs Per Therm | kWh Per Project | Therms per Project
| Non-Residential | 13. Custom Rebates | Managed Custom | 2014 | Combo |  | 27 | 1018491.9 | 0 | 1354.99 | 10518378 | 49309 | 26 | 15 |  | 0.085948 |  | 0.1719 |  | 452739.1141 | 5937.5
| Non-Residential | 13. Custom Rebates | Managed Custom | 2014 | Electric |  | 149 | 5797894.44 | 0 | 8422.6 | 67458128 | 0 | 149 | 0 |  |  | 0.89276 |  | 1.7855
| Non-Residential | 13. Custom Rebates | Managed Custom | 2014 | Gas |  | 16 | 84812.09 | 0 | 0 | 0 | 95000 | 0 | 16
| Non-Residential | 13. Custom Rebates | Retrocommissioning | 2014 | Combo |  | 1 | 9100 | 0 | 9 | 350447 | 6025 | 1 | 1
| Non-Residential | 13. Custom Rebates | Retrocommissioning | 2014 | Electric |  | 4 | 113150 | 0 | 80 | 1392554 | 8646 | 4 | 1
| Custom Rebates | Total |  |  |  |  | 197 | 7023448.43 | 0 | 9866.59 | 79719507 | 158980 | 180 | 33
PPL 2013 Filed Plan Assumptions
| Custom (Small C&I) | [6 empty] | PPL Summary Custom
| Benefit/Cost Component | Plan Year |  |  | Total |  | 64 projects | Plan Year |  |  | Total |  |  |  |  | Incentive Cost Per kWh | Incentive Cost Per Therms | Incremental Costs Per kWh | Incremental Costs Per Therm | kWh Per Project | Therms per Project
|  | PY5 | PY6 | PY7 |  |  |  | PY5 | PY6 | PY7 | [5 empty] | 0.12962 |  | 0.31326 |  | 1025937.5
| Savings (MWh/yr.) | 1862 | 1397 | 1250 | 4508 |  |  | 24951 | 22859 | 17851 | 65660
| Capacity Savings (MW) | 0.27 | 0.2 | 0.18 | 0.66 |  |  | 3.52 | 3.22 | 2.51 | 9.26
| Total Resource Cost | 1143143 | 905987 | 825885 | 2875015 |  |  | 12659336 | 11480603 | 9014140 | 33154080
| Direct Participant Costs | 672631 | 213993 | 425886 | 1312510 |  |  | 9013418 | 5471101 | 6084259 | 20568778
| Direct Utility Costs | 470512 | 691995 | 399999 | 1562505 |  |  | 3645919 | 6009503 | 2929882 | 12585302
| Customer Incentives | 152012 | 404494 | 127498 | 684004 |  |  | 2036820 | 4652502 | 1821481 | 8510803
| EDC Labor, Materials & Supplies | 128500 | 145000 | 145000 | 418500 |  |  | 347500 | 397500 | 397500 | 1142500
| CSP Variable Costs | 190000 | 142501 | 127501 | 460001 |  |  | 1261599 | 959501 | 710901 | 2931999
| CSP Labor, Supplies & Marketing | 0 | 0 | 0 | 0 |  |  | 0 | 0 | 0 | 0
Custom (Large C&I)
| Benefit/Cost Component | Plan Year |  |  | Total
|  | PY5 | PY6 | PY7
| Savings (MWh/yr.) | 18620 | 19502 | 15680 | 53802 |  | 62 projects
| Capacity Savings (MW) | 2.61 | 2.74 | 2.2 | 7.55
| Total Resource Cost | 8929948 | 9364069 | 7554373 | 25848391
| Direct Participant Costs | 6726447 | 4959059 | 5344390 | 17029896
| Direct Utility Costs | 2203502 | 4405010 | 2209984 | 8818495
| Customer Incentives | 1520002 | 3678010 | 1599984 | 6797996
| EDC Labor, Materials & Supplies | 113500 | 130000 | 130000 | 373500
| CSP Variable Costs | 570000 | 597000 | 480000 | 1646999
| CSP Labor, Supplies & Marketing | 0 | 0 | 0 | 0
Custom (GNI)
| Benefit/Cost Component | Plan Year |  |  | Total
|  | PY5 | PY6 | PY7
| Savings (MWh/yr.) | 4469 | 1960 | 921 | 7350 |  | 30 projects
| Capacity Savings (MW) | 0.64 | 0.28 | 0.13 | 1.05
| Total Resource Cost | 2586245 | 1210547 | 633882 | 4430674
| Direct Participant Costs | 1614340 | 298049 | 313983 | 2226372
| Direct Utility Costs | 971905 | 912498 | 319899 | 2204302
| Customer Incentives | 364806 | 569998 | 93999 | 1028803
| EDC Labor, Materials & Supplies | 105500 | 122500 | 122500 | 350500
| CSP Variable Costs | 501599 | 220000 | 103400 | 824999
| CSP Labor, Supplies & Marketing | 0 | 0 | 0 | 0
DP&L 2013 Evaluation
| Row Labels | Sum of Reported Gross Savings kWh | Sum of Project Costs | Sum of Rebates | Count
| Custom | 12420870.63 | 3120980.09 | 824141.41 | 130
| Custom |  | 0.25127 | 0.066351
At-A-Glance Measure List - SoCalREN02_MF
SoCalREN Multifamily Energy Savings Work Paper
|  | DEER Impact ID | Measure Description | Building Type | Climate Zone | Peak Electric Demand Reduction (kW / household) | Electric Savings (kWh / household) | Gas Savings (therms / household) | Base Case Cost ($ / household) | Measure Cost[1] | Measure Incremental Cost ($ / household) | Effective Useful Life (years)
| Measure Code | [8 empty] | ($ / household) |  |  |  |  | Convert to BTUs | $/Btu per household
| SoCalREN_02Multifamily_LessThan20 | SoCalREN02_MF_Sys_L | SoCalREN Multifamily | Residential Multifamily Building, 20 units or Less | System | 0.1885 | 870 | 37.4 | 0 | 1865 | 1865 | 20 |  |  | 6708440 | 0.00027801
| SoCalREN_02Multifamily_Mid21to50 | SoCalREN02_MF_Sys_M | SoCalREN Multifamily | Residential Multifamily Building, 21-50 units | System | 0.1885 | 870 | 37.4 | 0 | 1865 | 1865 | 20
| SoCalREN_02Multifamily_High51+ | SoCalREN02_MF_Sys_H | SoCalREN Multifamily | Residential Multifamily Building, 51 units or more | System | 0.1885 | 870 | 37.4 | 0 | 1865 | 1865 | 20
[1] Includes equipment, labor, overhead and profit
New York Energy $martSM Program Cost-Effectiveness Assessment December 2004
http://library.cee1.org/sites/default/files/library/1209/381.pdf
Table 16. Program and Participant Spending
| Program | Participant Cofunding ($ Million) |  | Savings | Incremental Cost/ kWh
| C/I Performance Program | 118.7 | ** | 700432529 | 0.16947 | used
| New Construction Program | 12.6 |  | 299980373 | 0.042003
| New York Energy $martSM Loan Fund | 7.7 | ** | 18773752 | 0.41015
| Smart Equipment Choices Program | 6.1 |  | 11175581 | 0.54583
| Weighted by savings |  |  |  | 0.14082
**For these programs, only full project cost (including measure and labor costs) were readily available. Labor cost associated with the installation of the measures was conservatively assumed to be 50% of total project cost and these costs were removed from the full project cost since they would be incurred regardless of whether the equipment installed were efficient or standard.
Incremental Measure Costs in New Construction Programs
http://www.calmac.org/publications/HMG_IMC_White_Paper_v3_Final.pdf
New Construction (Non-Residential) (NRNC) (4)
| Whole Building-Owner-Electric | 0.19 | $/kWH | From PG&E Savings By Design Program Workpapers for 2004-2005 Program Years, the incremental cost is based on the 2001 DEER study and the 1996 Measure Cost Study using weighted averages derived from historical program data
| Whole Building-Owner-Gas | 3.03 | $/therm | From PG&E Savings By Design Program Workpapers for 2004-2005 Program Years, the incremental cost is based on Equipoise's summary, Exhibit 8 average, which is associated with the "Southern California Gas Company's Commercial Gas Water Heaters in the Savings By Design Program-Whole Building and Systems Approach", Equipoise Consulting Incorporated, October 10, 2000.
| HVAC & Refrig-Electric | 0.21 | $/kWH | From PG&E Savings By Design Program Workpapers for 2004-2005 Program Years, the incremental cost is based on the 2001 DEER study and the 1996 Measure Cost Study using weighted averages derived from historical program data
| HVAC-Gas | 3.03 | $/therm | From PG&E Savings By Design Program Workpapers for 2004-2005 Program Years, the incremental cost is based on Equipoise's summary, Exhibit 8 average, which is associated with the "Southern California Gas Company's Commercial Gas Water Heaters in the Savings By Design Program-Whole Building and Systems Approach", Equipoise Consulting Incorporated, October 10, 2000.
| Average | 0.2 | $/kWH
| Average | 3.03 | $/therm