## Model
| WACC | 6.56%
| Consider Degraded Capacity | 0
| 1st Year of Analysis Period | 2006
| Last Year of Analysis Period for PLEXOS | 2050
| Capital Cost Calc | RR | 2 |  | CF | RR | ECC | PV | FCR
| Base Year for ALL Costs | 2006
| Fuel Price Scenario | 1 |  |  | BA | HI | LO
| Generation Alternative | 1
| Evaluate Proposals Over Fixed Period | 0
| 1st Year of Fixed Period | 2030 | Max year is 2050 | Year of Capacity Need
| Last Year of Fixed Period | 2070
Resource
| Generation Alternative Name | Ghent 2 SCR 2028 |  |  | 1 | 2 | 3 | 4 | 5 | 6 | 7 | 8 | 9 | 10
| ProjectID |  |  |  | Resource 1: LK_GH2SCR_2028
| Respondent |  |  |  | Resource 1: LG&E and KU
| Project |  |  |  | Resource 1: Ghent 2 SCR 2028
| Technology |  |  |  | Resource 1: Coal
| Description |  |  |  | Resource 1: Ghent 2 SCR 2028
| Start Date |  |  |  | Resource 1: 2028-03-01
| Location |  |  |  | Resource 1: Ghent, KY
| Delivered Capacity (MW) |  |  |  | Resource 1: 481.5
| Capacity Factor |  |  |  | Resource 1: 73.2%
| Cost Item | 2006 | 2007 | 2008 | 2009 | 2010 | 2011 | 2012 | 2013 | 2014 | 2015 | 2016 | 2017 | 2018 | 2019 | 2020 | 2021 | 2022 | 2023 | 2024 | 2025 | 2026 | 2027 | 2028 | 2029 | 2030 | 2031 | 2032 | 2033 | 2034 | 2035 | 2036 | 2037 | 2038 | 2039 | 2040 | 2041 | 2042 | 2043 | 2044 | 2045 | 2046 | 2047 | 2048 | 2049 | 2050 | 2051 | 2052 | 2053 | 2054 | 2050 Value for PLEXOS Assuming Replacement
1 | Overnight Capital | 0 | 0 | 0 | 0 | 0 | 0 | 0 | 0 | 0 | 0 | 0 | 0 | 0 | 0 | 0 | 0 | 0 | 0 | 0 | 0 | 0 | 0 | 0 | 0 | 0 | 0 | 0 | 0 | 0 | 0 | 0 | 0 | 0 | 0 | 0 | 0 | 0 | 0 | 0 | 0 | 0 | 0 | 0 | 0 | 0 | 0 | 0 | 0 | 0 | 0
2 | Capital w/ Profile | 0 | 0 | 0 | 0 | 0 | 0 | 0 | 0 | 0 | 0 | 0 | 0 | 0 | 0 | 0 | 0 | 0 | 0 | 0 | 99464.9516 | 1793958.6932 | 6577882.2091 | 25614966.3329 | 27271623.546 | 26011828.754 | 24769336.0201 | 23542850.1806 | 22331175.6998 | 21133200.0653 | 19947893.7882 | 18769661.0972 | 17592441.2906 | 2804612.079 | 0 | 0 | 0 | 0 | 0 | 0 | 0 | 0 | 0 | 0 | 0 | 0 | 0 | 0 | 0 | 0 | 0
3 | One-Time LTSA Cost | 0 | 0 | 0 | 0 | 0 | 0 | 0 | 0 | 0 | 0 | 0 | 0 | 0 | 0 | 0 | 0 | 0 | 0 | 0 | 0 | 0 | 0 | 0 | 0 | 0 | 0 | 0 | 0 | 0 | 0 | 0 | 0 | 0 | 0 | 0 | 0 | 0 | 0 | 0 | 0 | 0 | 0 | 0 | 0 | 0 | 0 | 0 | 0 | 0 | 0
4 | On-Going Capital #1 | 0 | 0 | 0 | 0 | 0 | 0 | 0 | 0 | 0 | 0 | 0 | 0 | 0 | 0 | 0 | 0 | 0 | 0 | 0 | 0 | 0 | 0 | 121513.1895 | 244267.3001 | 366214.7008 | 487468.6468 | 608134.9728 | 728312.6894 | 848094.4681 | 967567.135 | 1086777.4057 | 1205727.6072 | 1324413.7796 | 1442830.6425 | 1560971.5679 | 1678831.037 | 1796403.4208 | 1913682.9775 | 2030663.8505 | 2147340.0663 | 2263705.5316 | 2379754.0314 | 2495755.017 | 2612261.4781 | 2729561.7983 | 2847671.8547 | 2966607.842 | 3086386.2789 | 3207024.0143 | 3926738.0257
5 | On-Going Capital #2 | 0 | 0 | 0 | 0 | 0 | 0 | 0 | 0 | 0 | 0 | 0 | 0 | 0 | 0 | 0 | 0 | 0 | 0 | 0 | 0 | 0 | 0 | 0 | 0 | 0 | 0 | 0 | 0 | 0 | 0 | 0 | 0 | 0 | 0 | 0 | 0 | 0 | 0 | 0 | 0 | 0 | 0 | 0 | 0 | 0 | 0 | 0 | 0 | 0 | 0
6 | On-Going O&M #1 | 0 | 0 | 0 | 0 | 0 | 0 | 0 | 0 | 0 | 0 | 0 | 0 | 0 | 0 | 0 | 0 | 0 | 0 | 0 | 0 | 0 | 0 | 113930 | 116208.6 | 118532.772 | 120903.4274 | 123321.496 | 125787.9259 | 128303.6844 | 130869.7581 | 133487.1533 | 136156.8963 | 138880.0343 | 141657.635 | 144490.7877 | 147380.6034 | 150328.2155 | 153334.7798 | 156401.4754 | 159529.5049 | 162720.095 | 165974.4969 | 169293.9868 | 172679.8666 | 176133.4639 | 179656.1332 | 183249.2558 | 186914.2409 | 190652.5258 | 253384.9831
7 | On-Going O&M #2 | 0 | 0 | 0 | 0 | 0 | 0 | 0 | 0 | 0 | 0 | 0 | 0 | 0 | 0 | 0 | 0 | 0 | 0 | 0 | 0 | 0 | 0 | 0 | 0 | 0 | 0 | 0 | 0 | 0 | 0 | 0 | 0 | 0 | 0 | 0 | 0 | 0 | 0 | 0 | 0 | 0 | 0 | 0 | 0 | 0 | 0 | 0 | 0 | 0 | 0
8 | On-Going XM | 0 | 0 | 0 | 0 | 0 | 0 | 0 | 0 | 0 | 0 | 0 | 0 | 0 | 0 | 0 | 0 | 0 | 0 | 0 | 0 | 0 | 0 | 0 | 0 | 0 | 0 | 0 | 0 | 0 | 0 | 0 | 0 | 0 | 0 | 0 | 0 | 0 | 0 | 0 | 0 | 0 | 0 | 0 | 0 | 0 | 0 | 0 | 0 | 0 | 0
9 | On-Going FGT | 0 | 0 | 0 | 0 | 0 | 0 | 0 | 0 | 0 | 0 | 0 | 0 | 0 | 0 | 0 | 0 | 0 | 0 | 0 | 0 | 0 | 0 | 0 | 0 | 0 | 0 | 0 | 0 | 0 | 0 | 0 | 0 | 0 | 0 | 0 | 0 | 0 | 0 | 0 | 0 | 0 | 0 | 0 | 0 | 0 | 0 | 0 | 0 | 0 | 0
10 | Annual Fuel Burn | 0 | 0 | 0 | 0 | 0 | 0 | 0 | 0 | 0 | 0 | 0 | 0 | 0 | 0 | 0 | 0 | 0 | 0 | 0 | 0 | 0 | 0 | 0 | 0 | 0 | 0 | 0 | 0 | 0 | 0 | 0 | 0 | 0 | 0 | 0 | 0 | 0 | 0 | 0 | 0 | 0 | 0 | 0 | 0 | 0 | 0 | 0 | 0 | 0 | 0
11 | Energy Price | 0 | 0 | 0 | 0 | 0 | 0 | 0 | 0 | 0 | 0 | 0 | 0 | 0 | 0 | 0 | 0 | 0 | 0 | 0 | 0 | 0 | 0 | 0 | 0 | 0 | 0 | 0 | 0 | 0 | 0 | 0 | 0 | 0 | 0 | 0 | 0 | 0 | 0 | 0 | 0 | 0 | 0 | 0 | 0 | 0 | 0 | 0 | 0 | 0 | 0
12 | Production Tax Credit | 0 | 0 | 0 | 0 | 0 | 0 | 0 | 0 | 0 | 0 | 0 | 0 | 0 | 0 | 0 | 0 | 0 | 0 | 0 | 0 | 0 | 0 | 0 | 0 | 0 | 0 | 0 | 0 | 0 | 0 | 0 | 0 | 0 | 0 | 0 | 0 | 0 | 0 | 0 | 0 | 0 | 0 | 0 | 0 | 0 | 0 | 0 | 0 | 0 | 0
13 | Variable O&M | 0 | 0 | 0 | 0 | 0 | 0 | 0 | 0 | 0 | 0 | 0 | 0 | 0 | 0 | 0 | 0 | 0 | 0 | 0 | 0 | 0 | 0 | 1237131.7266 | 1261874.3611 | 1287111.8483 | 1312854.0853 | 1339111.167 | 1365893.3903 | 1393211.2581 | 1421075.4833 | 1449496.993 | 1478486.9328 | 1508056.6715 | 1538217.8049 | 1568982.161 | 1600361.8042 | 1632369.0403 | 1665016.4211 | 1698316.7495 | 1732283.0845 | 1766928.7462 | 1802267.3211 | 1838312.6676 | 1875078.9209 | 1912580.4993 | 1950832.1093 | 1989848.7515 | 2029645.7265 | 2070238.6411 | 2751431.5955
14 | Start Cost | 0 | 0 | 0 | 0 | 0 | 0 | 0 | 0 | 0 | 0 | 0 | 0 | 0 | 0 | 0 | 0 | 0 | 0 | 0 | 0 | 0 | 0 | 0 | 0 | 0 | 0 | 0 | 0 | 0 | 0 | 0 | 0 | 0 | 0 | 0 | 0 | 0 | 0 | 0 | 0 | 0 | 0 | 0 | 0 | 0 | 0 | 0 | 0 | 0 | 0
15 | Start Fuel | 0 | 0 | 0 | 0 | 0 | 0 | 0 | 0 | 0 | 0 | 0 | 0 | 0 | 0 | 0 | 0 | 0 | 0 | 0 | 0 | 0 | 0 | 0 | 0 | 0 | 0 | 0 | 0 | 0 | 0 | 0 | 0 | 0 | 0 | 0 | 0 | 0 | 0 | 0 | 0 | 0 | 0 | 0 | 0 | 0 | 0 | 0 | 0 | 0 | 0
16 | Hourly Operating Cost | 0 | 0 | 0 | 0 | 0 | 0 | 0 | 0 | 0 | 0 | 0 | 0 | 0 | 0 | 0 | 0 | 0 | 0 | 0 | 0 | 0 | 0 | 0 | 0 | 0 | 0 | 0 | 0 | 0 | 0 | 0 | 0 | 0 | 0 | 0 | 0 | 0 | 0 | 0 | 0 | 0 | 0 | 0 | 0 | 0 | 0 | 0 | 0 | 0 | 0
| Total | 0 | 0 | 0 | 0 | 0 | 0 | 0 | 0 | 0 | 0 | 0 | 0 | 0 | 0 | 0 | 0 | 0 | 0 | 0 | 99464.9516 | 1793958.6932 | 6577882.2091 | 27087541.249 | 28893973.8072 | 27783688.0751 | 26690562.1796 | 25613417.8163 | 24551169.7054 | 23502809.4761 | 22467406.1646 | 21439422.6492 | 20412812.7269 | 5775962.5644 | 3122706.0824 | 3274444.5166 | 3426573.4447 | 3579100.6766 | 3732034.1784 | 3885382.0754 | 4039152.6557 | 4193354.3728 | 4347995.8495 | 4503361.6714 | 4660020.2656 | 4818275.7616 | 4978160.0972 | 5139705.8494 | 5302946.2464 | 5467915.1812 | 6931554.6043
| Total Fixed Costs | 0 | 0 | 0 | 0 | 0 | 0 | 0 | 0 | 0 | 0 | 0 | 0 | 0 | 0 | 0 | 0 | 0 | 0 | 0 | 99464.9516 | 1793958.6932 | 6577882.2091 | 25850409.5224 | 27632099.4461 | 26496576.2268 | 25377708.0944 | 24274306.6493 | 23185276.3151 | 22109598.2179 | 21046330.6813 | 19989925.6562 | 18934325.7941 | 4267905.8929 | 1584488.2775 | 1705462.3555 | 1826211.6404 | 1946731.6363 | 2067017.7572 | 2187065.3259 | 2306869.5712 | 2426425.6266 | 2545728.5283 | 2665049.0038 | 2784941.3447 | 2905695.2622 | 3027327.9879 | 3149857.0979 | 3273300.5199 | 3397676.5401 | 4180123.0088
| Total Variable Costs | 0 | 0 | 0 | 0 | 0 | 0 | 0 | 0 | 0 | 0 | 0 | 0 | 0 | 0 | 0 | 0 | 0 | 0 | 0 | 0 | 0 | 0 | 1237131.7266 | 1261874.3611 | 1287111.8483 | 1312854.0853 | 1339111.167 | 1365893.3903 | 1393211.2581 | 1421075.4833 | 1449496.993 | 1478486.9328 | 1508056.6715 | 1538217.8049 | 1568982.161 | 1600361.8042 | 1632369.0403 | 1665016.4211 | 1698316.7495 | 1732283.0845 | 1766928.7462 | 1802267.3211 | 1838312.6676 | 1875078.9209 | 1912580.4993 | 1950832.1093 | 1989848.7515 | 2029645.7265 | 2070238.6411 | 2751431.5955
| Total Rev Req Excl Var Fuel ($M) | [6 empty] | 0 | 0 | 0 | 0 | 0 | 0 | 0 | 0 | 0 | 0 | 0 | 0 | 0 | 0.099465 | 1.794 | 6.5779 | 27.0875 | 28.894 | 27.7837 | 26.6906 | 25.6134 | 24.5512 | 23.5028 | 22.4674 | 21.4394 | 20.4128 | 5.776 | 3.1227 | 3.2744 | 3.4266 | 3.5791 | 3.732 | 3.8854 | 4.0392 | 4.1934 | 4.348 | 4.5034 | 4.66 | 4.8183 | 4.9782 | 5.1397 | 5.3029 | 5.4679
2025 | Discount Value | 3.3442 | 3.1383 | 2.9451 | 2.7638 | 2.5937 | 2.434 | 2.2842 | 2.1435 | 2.0116 | 1.8877 | 1.7715 | 1.6625 | 1.5601 | 1.4641 | 1.374 | 1.2894 | 1.21 | 1.1355 | 1.0656 | 1 | 0.93844 | 0.88067 | 0.82645 | 0.77557 | 0.72783 | 0.68302 | 0.64097 | 0.60151 | 0.56448 | 0.52973 | 0.49712 | 0.46652 | 0.4378 | 0.41085 | 0.38556 | 0.36182 | 0.33955 | 0.31864 | 0.29903 | 0.28062 | 0.26334 | 0.24713 | 0.23192 | 0.21764 | 0.20424 | 0.19167 | 0.17987 | 0.1688 | 0.1584
| Generation | 0 | 0 | 0 | 0 | 0 | 0 | 0 | 0 | 0 | 0 | 0 | 0 | 0 | 0 | 0 | 0 | 0 | 0 | 0 | 0 | 0 | 0 | 3087532.08 | 3087532.08 | 3087532.08 | 3087532.08 | 3087532.08 | 3087532.08 | 3087532.08 | 3087532.08 | 3087532.08 | 3087532.08 | 3087532.08 | 3087532.08 | 3087532.08 | 3087532.08 | 3087532.08 | 3087532.08 | 3087532.08 | 3087532.08 | 3087532.08 | 3087532.08 | 3087532.08 | 3087532.08 | 3087532.08 | 3087532.08 | 3087532.08 | 3087532.08 | 3087532.08
| Capacity | 0 | 0 | 0 | 0 | 0 | 0 | 0 | 0 | 0 | 0 | 0 | 0 | 0 | 0 | 0 | 0 | 0 | 0 | 0 | 0 | 0 | 0 | 481.5 | 481.5 | 481.5 | 481.5 | 481.5 | 481.5 | 481.5 | 481.5 | 481.5 | 481.5 | 481.5 | 481.5 | 481.5 | 481.5 | 481.5 | 481.5 | 481.5 | 481.5 | 481.5 | 481.5 | 481.5 | 481.5 | 481.5 | 481.5 | 481.5 | 481.5 | 481.5
| $/MW-Yr (Total Costs) | 0 | 0 | 0 | 0 | 0 | 0 | 0 | 0 | 0 | 0 | 0 | 0 | 0 | 0 | 0 | 0 | 0 | 0 | 0 | #DIV/0! | #DIV/0! | #DIV/0! | 56256.5758 | 60008.253 | 57702.3636 | 55432.1125 | 53195.0526 | 50988.9298 | 48811.65 | 46661.2797 | 44526.3191 | 42394.2113 | 11995.7686 | 6485.3709 | 6800.5078 | 7116.4558 | 7433.2309 | 7750.8498 | 8069.3293 | 8388.6867 | 8708.9395 | 9030.1056 | 9352.7761 | 9678.1314 | 10006.8032 | 10338.8579 | 10674.3631 | 11013.3878 | 11356.0025
| $/MW-Yr (Fixed Costs) | 0 | 0 | 0 | 0 | 0 | 0 | 0 | 0 | 0 | 0 | 0 | 0 | 0 | 0 | 0 | 0 | 0 | 0 | 0 | #DIV/0! | #DIV/0! | #DIV/0! | 53687.2472 | 57387.5378 | 55029.2341 | 52705.5204 | 50413.9287 | 48152.1834 | 45918.1687 | 43709.9287 | 41515.9411 | 39323.6257 | 8863.7713 | 3290.7337 | 3541.9779 | 3792.7552 | 4043.0564 | 4292.8718 | 4542.1917 | 4791.0064 | 5039.3056 | 5287.079 | 5534.8889 | 5783.8865 | 6034.6734 | 6287.2855 | 6541.7593 | 6798.1319 | 7056.4414
| Levelized Cost of Energy ($/MWh) | 0 | 0 | 0 | 0 | 0 | 0 | 0 | 0 | 0 | 0 | 0 | 0 | 0 | 0 | 0 | 0 | 0 | 0 | 0 | #DIV/0! | #DIV/0! | #DIV/0! | 5.5079 | 5.5079 | 5.5079 | 5.5079 | 5.5079 | 5.5079 | 5.5079 | 5.5079 | 5.5079 | 5.5079 | 5.5079 | 5.5079 | 5.5079 | 5.5079 | 5.5079 | 5.5079 | 5.5079 | 5.5079 | 5.5079 | 5.5079 | 5.5079 | 5.5079 | 5.5079 | 5.5079 | 5.5079 | 5.5079 | 5.5079
| $/MW-Yr (Fixed + PTC) | 0 | 0 | 0 | 0 | 0 | 0 | 0 | 0 | 0 | 0 | 0 | 0 | 0 | 0 | 0 | 0 | 0 | 0 | 0 | 0 | 0 | 0 | 53687.2472 | 57387.5378 | 55029.2341 | 52705.5204 | 50413.9287 | 48152.1834 | 45918.1687 | 43709.9287 | 41515.9411 | 39323.6257 | 8863.7713 | 3290.7337 | 3541.9779 | 3792.7552 | 4043.0564 | 4292.8718 | 4542.1917 | 4791.0064 | 5039.3056 | 5287.079 | 5534.8889 | 5783.8865 | 6034.6734 | 6287.2855 | 6541.7593 | 6798.1319 | 7056.4414
| $/kW-Yr (Fixed + PTC) | 0 | 0 | 0 | 0 | 0 | 0 | 0 | 0 | 0 | 0 | 0 | 0 | 0 | 0 | 0 | 0 | 0 | 0 | 0 | 0 | 0 | 0 | 53.6872 | 57.3875 | 55.0292 | 52.7055 | 50.4139 | 48.1522 | 45.9182 | 43.7099 | 41.5159 | 39.3236 | 8.8638 | 3.2907 | 3.542 | 3.7928 | 4.0431 | 4.2929 | 4.5422 | 4.791 | 5.0393 | 5.2871 | 5.5349 | 5.7839 | 6.0347 | 6.2873 | 6.5418 | 6.7981 | 7.0564
| Levelized Cost of Energy ($/MWh) | 2006: 5.5079
| Levelized Cost of Energy thru 2041 ($/MWh) | 2006: 0
| Levelized Cost of Capacity ($/MW-Yr) | 2006: 32194.939
| Levelized Cost of Capacity incl. PTC ($/MW-Yr) | 2006: 32194.939
| Levelized Cost of Variable ($/MWh) | 2006: 0.48706
| 2025 Total PV | 2006: 183594223.6591
| 2025 Fixed Cost PV | 2006: 168439416.9021
| 2025 Capital RR PV | 2006: 155531968.8374
Fixed Cost PV
| Ghent 2 SCR 2028 | 2006: 168.4394
1 | Ghent 2 SCR 2028 | 2006: 168.4394
2 | Ghent 2 SCR 2028 | 2006: 440.9398
| Difference | 2006: 272.5004

## Detail
7
[77 empty] | Analysis Pd (Yrs) | 49 | [54 empty] | Note: Calculation of 2050 value accounts for fact that PLEXOS computes 2050 terminal value = 2050ECC/d.
[28 empty] | Nominal Cash Flows | [48 empty] | RR
Ret Scen | Gen Alt Row Num | Cost Item | Res Num | Res Row Num | Gen Alt | Res | RFP Respondent | RFP Resource | Case | Item | Descr | Cap/ O&M | Inc | Base Yr Value | Units | Comm Yr | Rpt. | Dur. | Nominal Spend Profile | Escalator | Capital RR Profile | RR Comm Year | LU Nom | LU Esc | LU RR | Tax | Cont | 2006 | 2007 | 2008 | 2009 | 2010 | 2011 | 2012 | 2013 | 2014 | 2015 | 2016 | 2017 | 2018 | 2019 | 2020 | 2021 | 2022 | 2023 | 2024 | 2025 | 2026 | 2027 | 2028 | 2029 | 2030 | 2031 | 2032 | 2033 | 2034 | 2035 | 2036 | 2037 | 2038 | 2039 | 2040 | 2041 | 2042 | 2043 | 2044 | 2045 | 2046 | 2047 | 2048 | 2049 | 2050 | 2051 | 2052 | 2053 | 2054 | 2006 | 2007 | 2008 | 2009 | 2010 | 2011 | 2012 | 2013 | 2014 | 2015 | 2016 | 2017 | 2018 | 2019 | 2020 | 2021 | 2022 | 2023 | 2024 | 2025 | 2026 | 2027 | 2028 | 2029 | 2030 | 2031 | 2032 | 2033 | 2034 | 2035 | 2036 | 2037 | 2038 | 2039 | 2040 | 2041 | 2042 | 2043 | 2044 | 2045 | 2046 | 2047 | 2048 | 2049 | 2050 | 2051 | 2052 | 2053 | 2054 | Esc | Book Life | K | Yr1 ECC | FCR | 2050 Value | Terminal Value | 2050 Value for PLEXOS Assuming Replacement
|  | 1 | 1 | 1 | 1 | LK_GH2SCR_2028 | LG&E and KU | Ghent 2 SCR 2028 | 1 | Gen Alternative | Overnight Capital | Capital | 1 | 0 | $ | 2028 |  |  |  | Capital | ON_Coal | 2028 | 0 | 29 | 1 |  | 0 | 0 | 0 | 0 | 0 | 0 | 0 | 0 | 0 | 0 | 0 | 0 | 0 | 0 | 0 | 0 | 0 | 0 | 0 | 0 | 0 | 0 | 0 | 0 | 0 | 0 | 0 | 0 | 0 | 0 | 0 | 0 | 0 | 0 | 0 | 0 | 0 | 0 | 0 | 0 | 0 | 0 | 0 | 0 | 0 | 0 | 0 | 0 | 0 | 0 | 0 | 0 | 0 | 0 | 0 | 0 | 0 | 0 | 0 | 0 | 0 | 0 | 0 | 0 | 0 | 0 | 0 | 0 | 0 | 0 | 0 | 0 | 0 | 0 | 0 | 0 | 0 | 0 | 0 | 0 | 0 | 0 | 0 | 0 | 0 | 0 | 0 | 0 | 0 | 0 | 0 | 0 | 0 | 0 | 0 | 0 | 0 | 0 | 0 | 2.3% | 60 | 1.148 | 4.663% | 7.701% | 0 | 0 | 0 | if O&M or CF, value
|  | 1 | 2 | 0 | 1 |  |  |  | 1 | Gen Alternative | Overnight Capital | Capital | 1 | 0 | $ | 0 |  |  |  | 0 |  | 0 | 0 | 0 | 0 |  | 0 | 0 | 0 | 0 | 0 | 0 | 0 | 0 | 0 | 0 | 0 | 0 | 0 | 0 | 0 | 0 | 0 | 0 | 0 | 0 | 0 | 0 | 0 | 0 | 0 | 0 | 0 | 0 | 0 | 0 | 0 | 0 | 0 | 0 | 0 | 0 | 0 | 0 | 0 | 0 | 0 | 0 | 0 | 0 | 0 | 0 | 0 | 0 | 0 | 0 | 0 | 0 | 0 | 0 | 0 | 0 | 0 | 0 | 0 | 0 | 0 | 0 | 0 | 0 | 0 | 0 | 0 | 0 | 0 | 0 | 0 | 0 | 0 | 0 | 0 | 0 | 0 | 0 | 0 | 0 | 0 | 0 | 0 | 0 | 0 | 0 | 0 | 0 | 0 | 0 | 0 | 0 | 0 | 0 | 0 | 0 | 0 | 0 | 0 | 0% | 0 | 0 | 0% | 0% | 0 | 0 | 0 | if ON_
|  | 1 | 3 | 0 | 1 |  |  |  | 1 | Gen Alternative | Overnight Capital | Capital | 1 | 0 | $ | 0 |  |  |  | 0 |  | 0 | 0 | 0 | 0 |  | 0 | 0 | 0 | 0 | 0 | 0 | 0 | 0 | 0 | 0 | 0 | 0 | 0 | 0 | 0 | 0 | 0 | 0 | 0 | 0 | 0 | 0 | 0 | 0 | 0 | 0 | 0 | 0 | 0 | 0 | 0 | 0 | 0 | 0 | 0 | 0 | 0 | 0 | 0 | 0 | 0 | 0 | 0 | 0 | 0 | 0 | 0 | 0 | 0 | 0 | 0 | 0 | 0 | 0 | 0 | 0 | 0 | 0 | 0 | 0 | 0 | 0 | 0 | 0 | 0 | 0 | 0 | 0 | 0 | 0 | 0 | 0 | 0 | 0 | 0 | 0 | 0 | 0 | 0 | 0 | 0 | 0 | 0 | 0 | 0 | 0 | 0 | 0 | 0 | 0 | 0 | 0 | 0 | 0 | 0 | 0 | 0 | 0 | 0 | 0% | 0 | 0 | 0% | 0% | 0 | 0 | 0 |  | if RR, sumproduct(values,profiles)
|  | 1 | 4 | 0 | 1 |  |  |  | 1 | Gen Alternative | Overnight Capital | Capital | 1 | 0 | $ | 0 |  |  |  | 0 |  | 0 | 0 | 0 | 0 |  | 0 | 0 | 0 | 0 | 0 | 0 | 0 | 0 | 0 | 0 | 0 | 0 | 0 | 0 | 0 | 0 | 0 | 0 | 0 | 0 | 0 | 0 | 0 | 0 | 0 | 0 | 0 | 0 | 0 | 0 | 0 | 0 | 0 | 0 | 0 | 0 | 0 | 0 | 0 | 0 | 0 | 0 | 0 | 0 | 0 | 0 | 0 | 0 | 0 | 0 | 0 | 0 | 0 | 0 | 0 | 0 | 0 | 0 | 0 | 0 | 0 | 0 | 0 | 0 | 0 | 0 | 0 | 0 | 0 | 0 | 0 | 0 | 0 | 0 | 0 | 0 | 0 | 0 | 0 | 0 | 0 | 0 | 0 | 0 | 0 | 0 | 0 | 0 | 0 | 0 | 0 | 0 | 0 | 0 | 0 | 0 | 0 | 0 | 0 | 0% | 0 | 0 | 0% | 0% | 0 | 0 | 0 |  | if ECC, K*yr1ECC*sumproduct(values,esc)
|  | 1 | 5 | 0 | 1 |  |  |  | 1 | Gen Alternative | Overnight Capital | Capital | 1 | 0 | $ | 0 |  |  |  | 0 |  | 0 | 0 | 0 | 0 |  | 0 | 0 | 0 | 0 | 0 | 0 | 0 | 0 | 0 | 0 | 0 | 0 | 0 | 0 | 0 | 0 | 0 | 0 | 0 | 0 | 0 | 0 | 0 | 0 | 0 | 0 | 0 | 0 | 0 | 0 | 0 | 0 | 0 | 0 | 0 | 0 | 0 | 0 | 0 | 0 | 0 | 0 | 0 | 0 | 0 | 0 | 0 | 0 | 0 | 0 | 0 | 0 | 0 | 0 | 0 | 0 | 0 | 0 | 0 | 0 | 0 | 0 | 0 | 0 | 0 | 0 | 0 | 0 | 0 | 0 | 0 | 0 | 0 | 0 | 0 | 0 | 0 | 0 | 0 | 0 | 0 | 0 | 0 | 0 | 0 | 0 | 0 | 0 | 0 | 0 | 0 | 0 | 0 | 0 | 0 | 0 | 0 | 0 | 0 | 0% | 0 | 0 | 0% | 0% | 0 | 0 | 0 |  | if PV, value * K
|  | 1 | 6 | 0 | 1 |  |  |  | 1 | Gen Alternative | Overnight Capital | Capital | 1 | 0 | $ | 0 |  |  |  | 0 |  | 0 | 0 | 0 | 0 |  | 0 | 0 | 0 | 0 | 0 | 0 | 0 | 0 | 0 | 0 | 0 | 0 | 0 | 0 | 0 | 0 | 0 | 0 | 0 | 0 | 0 | 0 | 0 | 0 | 0 | 0 | 0 | 0 | 0 | 0 | 0 | 0 | 0 | 0 | 0 | 0 | 0 | 0 | 0 | 0 | 0 | 0 | 0 | 0 | 0 | 0 | 0 | 0 | 0 | 0 | 0 | 0 | 0 | 0 | 0 | 0 | 0 | 0 | 0 | 0 | 0 | 0 | 0 | 0 | 0 | 0 | 0 | 0 | 0 | 0 | 0 | 0 | 0 | 0 | 0 | 0 | 0 | 0 | 0 | 0 | 0 | 0 | 0 | 0 | 0 | 0 | 0 | 0 | 0 | 0 | 0 | 0 | 0 | 0 | 0 | 0 | 0 | 0 | 0 | 0% | 0 | 0 | 0% | 0% | 0 | 0 | 0 |  | if FCR, FCR*sum(up to book life # of values)… In year 41, formula only sums 40 values.
|  | 1 | 7 | 0 | 1 |  |  |  | 1 | Gen Alternative | Overnight Capital | Capital | 1 | 0 | $ | 0 |  |  |  | 0 |  | 0 | 0 | 0 | 0 |  | 0 | 0 | 0 | 0 | 0 | 0 | 0 | 0 | 0 | 0 | 0 | 0 | 0 | 0 | 0 | 0 | 0 | 0 | 0 | 0 | 0 | 0 | 0 | 0 | 0 | 0 | 0 | 0 | 0 | 0 | 0 | 0 | 0 | 0 | 0 | 0 | 0 | 0 | 0 | 0 | 0 | 0 | 0 | 0 | 0 | 0 | 0 | 0 | 0 | 0 | 0 | 0 | 0 | 0 | 0 | 0 | 0 | 0 | 0 | 0 | 0 | 0 | 0 | 0 | 0 | 0 | 0 | 0 | 0 | 0 | 0 | 0 | 0 | 0 | 0 | 0 | 0 | 0 | 0 | 0 | 0 | 0 | 0 | 0 | 0 | 0 | 0 | 0 | 0 | 0 | 0 | 0 | 0 | 0 | 0 | 0 | 0 | 0 | 0 | 0% | 0 | 0 | 0% | 0% | 0 | 0 | 0 | else
|  | 1 | 8 | 0 | 1 |  |  |  | 1 | Gen Alternative | Overnight Capital | Capital | 1 | 0 | $ | 0 |  |  |  | 0 |  | 0 | 0 | 0 | 0 |  | 0 | 0 | 0 | 0 | 0 | 0 | 0 | 0 | 0 | 0 | 0 | 0 | 0 | 0 | 0 | 0 | 0 | 0 | 0 | 0 | 0 | 0 | 0 | 0 | 0 | 0 | 0 | 0 | 0 | 0 | 0 | 0 | 0 | 0 | 0 | 0 | 0 | 0 | 0 | 0 | 0 | 0 | 0 | 0 | 0 | 0 | 0 | 0 | 0 | 0 | 0 | 0 | 0 | 0 | 0 | 0 | 0 | 0 | 0 | 0 | 0 | 0 | 0 | 0 | 0 | 0 | 0 | 0 | 0 | 0 | 0 | 0 | 0 | 0 | 0 | 0 | 0 | 0 | 0 | 0 | 0 | 0 | 0 | 0 | 0 | 0 | 0 | 0 | 0 | 0 | 0 | 0 | 0 | 0 | 0 | 0 | 0 | 0 | 0 | 0% | 0 | 0 | 0% | 0% | 0 | 0 | 0 |  | if RR, sum(nominal cash flows)*offset(Rrprofile)... (done)
|  | 1 | 9 | 0 | 1 |  |  |  | 1 | Gen Alternative | Overnight Capital | Capital | 1 | 0 | $ | 0 |  |  |  | 0 |  | 0 | 0 | 0 | 0 |  | 0 | 0 | 0 | 0 | 0 | 0 | 0 | 0 | 0 | 0 | 0 | 0 | 0 | 0 | 0 | 0 | 0 | 0 | 0 | 0 | 0 | 0 | 0 | 0 | 0 | 0 | 0 | 0 | 0 | 0 | 0 | 0 | 0 | 0 | 0 | 0 | 0 | 0 | 0 | 0 | 0 | 0 | 0 | 0 | 0 | 0 | 0 | 0 | 0 | 0 | 0 | 0 | 0 | 0 | 0 | 0 | 0 | 0 | 0 | 0 | 0 | 0 | 0 | 0 | 0 | 0 | 0 | 0 | 0 | 0 | 0 | 0 | 0 | 0 | 0 | 0 | 0 | 0 | 0 | 0 | 0 | 0 | 0 | 0 | 0 | 0 | 0 | 0 | 0 | 0 | 0 | 0 | 0 | 0 | 0 | 0 | 0 | 0 | 0 | 0% | 0 | 0 | 0% | 0% | 0 | 0 | 0 |  | if ECC, sum*K*yr1ECC*offset(esc)
|  | 1 | 10 | 0 | 1 |  |  |  | 1 | Gen Alternative | Overnight Capital | Capital | 1 | 0 | $ | 0 |  |  |  | 0 |  | 0 | 0 | 0 | 0 |  | 0 | 0 | 0 | 0 | 0 | 0 | 0 | 0 | 0 | 0 | 0 | 0 | 0 | 0 | 0 | 0 | 0 | 0 | 0 | 0 | 0 | 0 | 0 | 0 | 0 | 0 | 0 | 0 | 0 | 0 | 0 | 0 | 0 | 0 | 0 | 0 | 0 | 0 | 0 | 0 | 0 | 0 | 0 | 0 | 0 | 0 | 0 | 0 | 0 | 0 | 0 | 0 | 0 | 0 | 0 | 0 | 0 | 0 | 0 | 0 | 0 | 0 | 0 | 0 | 0 | 0 | 0 | 0 | 0 | 0 | 0 | 0 | 0 | 0 | 0 | 0 | 0 | 0 | 0 | 0 | 0 | 0 | 0 | 0 | 0 | 0 | 0 | 0 | 0 | 0 | 0 | 0 | 0 | 0 | 0 | 0 | 0 | 0 | 0 | 0% | 0 | 0 | 0% | 0% | 0 | 0 | 0 |  | if PV, sum*K in commission year
|  | 2 | 1 | 1 | 1 | LK_GH2SCR_2028 | LG&E and KU | Ghent 2 SCR 2028 | 1 | Gen Alternative | Capital w/ Profile | Capital | 1 | 92381331.6378 | $ | 2028 |  |  | GH2SCR | Capital | RR_GH2SCR | 2028 | 4 | 29 | 3 |  | 0 | 0 | 0 | 0 | 0 | 0 | 0 | 0 | 0 | 0 | 0 | 0 | 0 | 0 | 0 | 0 | 0 | 0 | 0 | 0 | 4575000 | 32100000 | 77850000 | 37827000 | 0 | 0 | 0 | 0 | 0 | 0 | 0 | 0 | 0 | 0 | 0 | 0 | 0 | 0 | 0 | 0 | 0 | 0 | 0 | 0 | 0 | 0 | 0 | 0 | 0 | 0 | 0 | 0 | 0 | 0 | 0 | 0 | 0 | 0 | 0 | 0 | 0 | 0 | 0 | 0 | 0 | 0 | 0 | 0 | 0 | 99464.9516 | 1793958.6932 | 6577882.2091 | 25614966.3329 | 27271623.546 | 26011828.754 | 24769336.0201 | 23542850.1806 | 22331175.6998 | 21133200.0653 | 19947893.7882 | 18769661.0972 | 17592441.2906 | 2804612.079 | 0 | 0 | 0 | 0 | 0 | 0 | 0 | 0 | 0 | 0 | 0 | 0 | 0 | 0 | 0 | 0 | 2.3% | 60 | 1.1592 | 4.663% | 7.776% | 0 | 0 | 0 |  | if FCR, sum*FCR if and(year>=commission year,offset(RRProfile)>0)
|  | 2 | 2 | 0 | 1 |  |  |  | 1 | Gen Alternative | Capital w/ Profile | Capital | 1 | 0 | $ | 0 |  |  |  | 0 |  | 0 | 0 | 0 | 0 |  | 0 | 0 | 0 | 0 | 0 | 0 | 0 | 0 | 0 | 0 | 0 | 0 | 0 | 0 | 0 | 0 | 0 | 0 | 0 | 0 | 0 | 0 | 0 | 0 | 0 | 0 | 0 | 0 | 0 | 0 | 0 | 0 | 0 | 0 | 0 | 0 | 0 | 0 | 0 | 0 | 0 | 0 | 0 | 0 | 0 | 0 | 0 | 0 | 0 | 0 | 0 | 0 | 0 | 0 | 0 | 0 | 0 | 0 | 0 | 0 | 0 | 0 | 0 | 0 | 0 | 0 | 0 | 0 | 0 | 0 | 0 | 0 | 0 | 0 | 0 | 0 | 0 | 0 | 0 | 0 | 0 | 0 | 0 | 0 | 0 | 0 | 0 | 0 | 0 | 0 | 0 | 0 | 0 | 0 | 0 | 0 | 0 | 0 | 0 | 0% | 0 | 0 | 0% | 0% | 0 | 0 | 0
|  | 2 | 3 | 0 | 1 |  |  |  | 1 | Gen Alternative | Capital w/ Profile | Capital | 1 | 0 | $ | 0 |  |  |  | 0 |  | 0 | 0 | 0 | 0 |  | 0 | 0 | 0 | 0 | 0 | 0 | 0 | 0 | 0 | 0 | 0 | 0 | 0 | 0 | 0 | 0 | 0 | 0 | 0 | 0 | 0 | 0 | 0 | 0 | 0 | 0 | 0 | 0 | 0 | 0 | 0 | 0 | 0 | 0 | 0 | 0 | 0 | 0 | 0 | 0 | 0 | 0 | 0 | 0 | 0 | 0 | 0 | 0 | 0 | 0 | 0 | 0 | 0 | 0 | 0 | 0 | 0 | 0 | 0 | 0 | 0 | 0 | 0 | 0 | 0 | 0 | 0 | 0 | 0 | 0 | 0 | 0 | 0 | 0 | 0 | 0 | 0 | 0 | 0 | 0 | 0 | 0 | 0 | 0 | 0 | 0 | 0 | 0 | 0 | 0 | 0 | 0 | 0 | 0 | 0 | 0 | 0 | 0 | 0 | 0% | 0 | 0 | 0% | 0% | 0 | 0 | 0
|  | 2 | 4 | 0 | 1 |  |  |  | 1 | Gen Alternative | Capital w/ Profile | Capital | 1 | 0 | $ | 0 |  |  |  | 0 |  | 0 | 0 | 0 | 0 |  | 0 | 0 | 0 | 0 | 0 | 0 | 0 | 0 | 0 | 0 | 0 | 0 | 0 | 0 | 0 | 0 | 0 | 0 | 0 | 0 | 0 | 0 | 0 | 0 | 0 | 0 | 0 | 0 | 0 | 0 | 0 | 0 | 0 | 0 | 0 | 0 | 0 | 0 | 0 | 0 | 0 | 0 | 0 | 0 | 0 | 0 | 0 | 0 | 0 | 0 | 0 | 0 | 0 | 0 | 0 | 0 | 0 | 0 | 0 | 0 | 0 | 0 | 0 | 0 | 0 | 0 | 0 | 0 | 0 | 0 | 0 | 0 | 0 | 0 | 0 | 0 | 0 | 0 | 0 | 0 | 0 | 0 | 0 | 0 | 0 | 0 | 0 | 0 | 0 | 0 | 0 | 0 | 0 | 0 | 0 | 0 | 0 | 0 | 0 | 0% | 0 | 0 | 0% | 0% | 0 | 0 | 0
|  | 2 | 5 | 0 | 1 |  |  |  | 1 | Gen Alternative | Capital w/ Profile | Capital | 1 | 0 | $ | 0 |  |  |  | 0 |  | 0 | 0 | 0 | 0 |  | 0 | 0 | 0 | 0 | 0 | 0 | 0 | 0 | 0 | 0 | 0 | 0 | 0 | 0 | 0 | 0 | 0 | 0 | 0 | 0 | 0 | 0 | 0 | 0 | 0 | 0 | 0 | 0 | 0 | 0 | 0 | 0 | 0 | 0 | 0 | 0 | 0 | 0 | 0 | 0 | 0 | 0 | 0 | 0 | 0 | 0 | 0 | 0 | 0 | 0 | 0 | 0 | 0 | 0 | 0 | 0 | 0 | 0 | 0 | 0 | 0 | 0 | 0 | 0 | 0 | 0 | 0 | 0 | 0 | 0 | 0 | 0 | 0 | 0 | 0 | 0 | 0 | 0 | 0 | 0 | 0 | 0 | 0 | 0 | 0 | 0 | 0 | 0 | 0 | 0 | 0 | 0 | 0 | 0 | 0 | 0 | 0 | 0 | 0 | 0% | 0 | 0 | 0% | 0% | 0 | 0 | 0
|  | 2 | 6 | 0 | 1 |  |  |  | 1 | Gen Alternative | Capital w/ Profile | Capital | 1 | 0 | $ | 0 |  |  |  | 0 |  | 0 | 0 | 0 | 0 |  | 0 | 0 | 0 | 0 | 0 | 0 | 0 | 0 | 0 | 0 | 0 | 0 | 0 | 0 | 0 | 0 | 0 | 0 | 0 | 0 | 0 | 0 | 0 | 0 | 0 | 0 | 0 | 0 | 0 | 0 | 0 | 0 | 0 | 0 | 0 | 0 | 0 | 0 | 0 | 0 | 0 | 0 | 0 | 0 | 0 | 0 | 0 | 0 | 0 | 0 | 0 | 0 | 0 | 0 | 0 | 0 | 0 | 0 | 0 | 0 | 0 | 0 | 0 | 0 | 0 | 0 | 0 | 0 | 0 | 0 | 0 | 0 | 0 | 0 | 0 | 0 | 0 | 0 | 0 | 0 | 0 | 0 | 0 | 0 | 0 | 0 | 0 | 0 | 0 | 0 | 0 | 0 | 0 | 0 | 0 | 0 | 0 | 0 | 0 | 0% | 0 | 0 | 0% | 0% | 0 | 0 | 0
|  | 2 | 7 | 0 | 1 |  |  |  | 1 | Gen Alternative | Capital w/ Profile | Capital | 1 | 0 | $ | 0 |  |  |  | 0 |  | 0 | 0 | 0 | 0 |  | 0 | 0 | 0 | 0 | 0 | 0 | 0 | 0 | 0 | 0 | 0 | 0 | 0 | 0 | 0 | 0 | 0 | 0 | 0 | 0 | 0 | 0 | 0 | 0 | 0 | 0 | 0 | 0 | 0 | 0 | 0 | 0 | 0 | 0 | 0 | 0 | 0 | 0 | 0 | 0 | 0 | 0 | 0 | 0 | 0 | 0 | 0 | 0 | 0 | 0 | 0 | 0 | 0 | 0 | 0 | 0 | 0 | 0 | 0 | 0 | 0 | 0 | 0 | 0 | 0 | 0 | 0 | 0 | 0 | 0 | 0 | 0 | 0 | 0 | 0 | 0 | 0 | 0 | 0 | 0 | 0 | 0 | 0 | 0 | 0 | 0 | 0 | 0 | 0 | 0 | 0 | 0 | 0 | 0 | 0 | 0 | 0 | 0 | 0 | 0% | 0 | 0 | 0% | 0% | 0 | 0 | 0
|  | 2 | 8 | 0 | 1 |  |  |  | 1 | Gen Alternative | Capital w/ Profile | Capital | 1 | 0 | $ | 0 |  |  |  | 0 |  | 0 | 0 | 0 | 0 |  | 0 | 0 | 0 | 0 | 0 | 0 | 0 | 0 | 0 | 0 | 0 | 0 | 0 | 0 | 0 | 0 | 0 | 0 | 0 | 0 | 0 | 0 | 0 | 0 | 0 | 0 | 0 | 0 | 0 | 0 | 0 | 0 | 0 | 0 | 0 | 0 | 0 | 0 | 0 | 0 | 0 | 0 | 0 | 0 | 0 | 0 | 0 | 0 | 0 | 0 | 0 | 0 | 0 | 0 | 0 | 0 | 0 | 0 | 0 | 0 | 0 | 0 | 0 | 0 | 0 | 0 | 0 | 0 | 0 | 0 | 0 | 0 | 0 | 0 | 0 | 0 | 0 | 0 | 0 | 0 | 0 | 0 | 0 | 0 | 0 | 0 | 0 | 0 | 0 | 0 | 0 | 0 | 0 | 0 | 0 | 0 | 0 | 0 | 0 | 0% | 0 | 0 | 0% | 0% | 0 | 0 | 0
|  | 2 | 9 | 0 | 1 |  |  |  | 1 | Gen Alternative | Capital w/ Profile | Capital | 1 | 0 | $ | 0 |  |  |  | 0 |  | 0 | 0 | 0 | 0 |  | 0 | 0 | 0 | 0 | 0 | 0 | 0 | 0 | 0 | 0 | 0 | 0 | 0 | 0 | 0 | 0 | 0 | 0 | 0 | 0 | 0 | 0 | 0 | 0 | 0 | 0 | 0 | 0 | 0 | 0 | 0 | 0 | 0 | 0 | 0 | 0 | 0 | 0 | 0 | 0 | 0 | 0 | 0 | 0 | 0 | 0 | 0 | 0 | 0 | 0 | 0 | 0 | 0 | 0 | 0 | 0 | 0 | 0 | 0 | 0 | 0 | 0 | 0 | 0 | 0 | 0 | 0 | 0 | 0 | 0 | 0 | 0 | 0 | 0 | 0 | 0 | 0 | 0 | 0 | 0 | 0 | 0 | 0 | 0 | 0 | 0 | 0 | 0 | 0 | 0 | 0 | 0 | 0 | 0 | 0 | 0 | 0 | 0 | 0 | 0% | 0 | 0 | 0% | 0% | 0 | 0 | 0
|  | 2 | 10 | 0 | 1 |  |  |  | 1 | Gen Alternative | Capital w/ Profile | Capital | 1 | 0 | $ | 0 |  |  |  | 0 |  | 0 | 0 | 0 | 0 |  | 0 | 0 | 0 | 0 | 0 | 0 | 0 | 0 | 0 | 0 | 0 | 0 | 0 | 0 | 0 | 0 | 0 | 0 | 0 | 0 | 0 | 0 | 0 | 0 | 0 | 0 | 0 | 0 | 0 | 0 | 0 | 0 | 0 | 0 | 0 | 0 | 0 | 0 | 0 | 0 | 0 | 0 | 0 | 0 | 0 | 0 | 0 | 0 | 0 | 0 | 0 | 0 | 0 | 0 | 0 | 0 | 0 | 0 | 0 | 0 | 0 | 0 | 0 | 0 | 0 | 0 | 0 | 0 | 0 | 0 | 0 | 0 | 0 | 0 | 0 | 0 | 0 | 0 | 0 | 0 | 0 | 0 | 0 | 0 | 0 | 0 | 0 | 0 | 0 | 0 | 0 | 0 | 0 | 0 | 0 | 0 | 0 | 0 | 0 | 0% | 0 | 0 | 0% | 0% | 0 | 0 | 0
|  | 3 | 1 | 1 | 1 | LK_GH2SCR_2028 | LG&E and KU | Ghent 2 SCR 2028 | 1 | Gen Alternative | One-Time LTSA Cost | Capital | 1 | 0 | $ | 2028 |  |  |  | None | ON_Coal | 2028 | 0 | 35 | 1 |  | 0 | 0 | 0 | 0 | 0 | 0 | 0 | 0 | 0 | 0 | 0 | 0 | 0 | 0 | 0 | 0 | 0 | 0 | 0 | 0 | 0 | 0 | 0 | 0 | 0 | 0 | 0 | 0 | 0 | 0 | 0 | 0 | 0 | 0 | 0 | 0 | 0 | 0 | 0 | 0 | 0 | 0 | 0 | 0 | 0 | 0 | 0 | 0 | 0 | 0 | 0 | 0 | 0 | 0 | 0 | 0 | 0 | 0 | 0 | 0 | 0 | 0 | 0 | 0 | 0 | 0 | 0 | 0 | 0 | 0 | 0 | 0 | 0 | 0 | 0 | 0 | 0 | 0 | 0 | 0 | 0 | 0 | 0 | 0 | 0 | 0 | 0 | 0 | 0 | 0 | 0 | 0 | 0 | 0 | 0 | 0 | 0 | 0 | 0 | 0% | 60 | 1.148 | 6.708% | 7.701% | 0 | 0 | 0
|  | 3 | 2 | 0 | 1 |  |  |  | 1 | Gen Alternative | One-Time LTSA Cost | Capital | 1 | 0 | $ | 0 |  |  |  | 0 |  | 0 | 0 | 0 | 0 |  | 0 | 0 | 0 | 0 | 0 | 0 | 0 | 0 | 0 | 0 | 0 | 0 | 0 | 0 | 0 | 0 | 0 | 0 | 0 | 0 | 0 | 0 | 0 | 0 | 0 | 0 | 0 | 0 | 0 | 0 | 0 | 0 | 0 | 0 | 0 | 0 | 0 | 0 | 0 | 0 | 0 | 0 | 0 | 0 | 0 | 0 | 0 | 0 | 0 | 0 | 0 | 0 | 0 | 0 | 0 | 0 | 0 | 0 | 0 | 0 | 0 | 0 | 0 | 0 | 0 | 0 | 0 | 0 | 0 | 0 | 0 | 0 | 0 | 0 | 0 | 0 | 0 | 0 | 0 | 0 | 0 | 0 | 0 | 0 | 0 | 0 | 0 | 0 | 0 | 0 | 0 | 0 | 0 | 0 | 0 | 0 | 0 | 0 | 0 | 0% | 0 | 0 | 0% | 0% | 0 | 0 | 0
|  | 3 | 3 | 0 | 1 |  |  |  | 1 | Gen Alternative | One-Time LTSA Cost | Capital | 1 | 0 | $ | 0 |  |  |  | 0 |  | 0 | 0 | 0 | 0 |  | 0 | 0 | 0 | 0 | 0 | 0 | 0 | 0 | 0 | 0 | 0 | 0 | 0 | 0 | 0 | 0 | 0 | 0 | 0 | 0 | 0 | 0 | 0 | 0 | 0 | 0 | 0 | 0 | 0 | 0 | 0 | 0 | 0 | 0 | 0 | 0 | 0 | 0 | 0 | 0 | 0 | 0 | 0 | 0 | 0 | 0 | 0 | 0 | 0 | 0 | 0 | 0 | 0 | 0 | 0 | 0 | 0 | 0 | 0 | 0 | 0 | 0 | 0 | 0 | 0 | 0 | 0 | 0 | 0 | 0 | 0 | 0 | 0 | 0 | 0 | 0 | 0 | 0 | 0 | 0 | 0 | 0 | 0 | 0 | 0 | 0 | 0 | 0 | 0 | 0 | 0 | 0 | 0 | 0 | 0 | 0 | 0 | 0 | 0 | 0% | 0 | 0 | 0% | 0% | 0 | 0 | 0
|  | 3 | 4 | 0 | 1 |  |  |  | 1 | Gen Alternative | One-Time LTSA Cost | Capital | 1 | 0 | $ | 0 |  |  |  | 0 |  | 0 | 0 | 0 | 0 |  | 0 | 0 | 0 | 0 | 0 | 0 | 0 | 0 | 0 | 0 | 0 | 0 | 0 | 0 | 0 | 0 | 0 | 0 | 0 | 0 | 0 | 0 | 0 | 0 | 0 | 0 | 0 | 0 | 0 | 0 | 0 | 0 | 0 | 0 | 0 | 0 | 0 | 0 | 0 | 0 | 0 | 0 | 0 | 0 | 0 | 0 | 0 | 0 | 0 | 0 | 0 | 0 | 0 | 0 | 0 | 0 | 0 | 0 | 0 | 0 | 0 | 0 | 0 | 0 | 0 | 0 | 0 | 0 | 0 | 0 | 0 | 0 | 0 | 0 | 0 | 0 | 0 | 0 | 0 | 0 | 0 | 0 | 0 | 0 | 0 | 0 | 0 | 0 | 0 | 0 | 0 | 0 | 0 | 0 | 0 | 0 | 0 | 0 | 0 | 0% | 0 | 0 | 0% | 0% | 0 | 0 | 0
|  | 3 | 5 | 0 | 1 |  |  |  | 1 | Gen Alternative | One-Time LTSA Cost | Capital | 1 | 0 | $ | 0 |  |  |  | 0 |  | 0 | 0 | 0 | 0 |  | 0 | 0 | 0 | 0 | 0 | 0 | 0 | 0 | 0 | 0 | 0 | 0 | 0 | 0 | 0 | 0 | 0 | 0 | 0 | 0 | 0 | 0 | 0 | 0 | 0 | 0 | 0 | 0 | 0 | 0 | 0 | 0 | 0 | 0 | 0 | 0 | 0 | 0 | 0 | 0 | 0 | 0 | 0 | 0 | 0 | 0 | 0 | 0 | 0 | 0 | 0 | 0 | 0 | 0 | 0 | 0 | 0 | 0 | 0 | 0 | 0 | 0 | 0 | 0 | 0 | 0 | 0 | 0 | 0 | 0 | 0 | 0 | 0 | 0 | 0 | 0 | 0 | 0 | 0 | 0 | 0 | 0 | 0 | 0 | 0 | 0 | 0 | 0 | 0 | 0 | 0 | 0 | 0 | 0 | 0 | 0 | 0 | 0 | 0 | 0% | 0 | 0 | 0% | 0% | 0 | 0 | 0
|  | 3 | 6 | 0 | 1 |  |  |  | 1 | Gen Alternative | One-Time LTSA Cost | Capital | 1 | 0 | $ | 0 |  |  |  | 0 |  | 0 | 0 | 0 | 0 |  | 0 | 0 | 0 | 0 | 0 | 0 | 0 | 0 | 0 | 0 | 0 | 0 | 0 | 0 | 0 | 0 | 0 | 0 | 0 | 0 | 0 | 0 | 0 | 0 | 0 | 0 | 0 | 0 | 0 | 0 | 0 | 0 | 0 | 0 | 0 | 0 | 0 | 0 | 0 | 0 | 0 | 0 | 0 | 0 | 0 | 0 | 0 | 0 | 0 | 0 | 0 | 0 | 0 | 0 | 0 | 0 | 0 | 0 | 0 | 0 | 0 | 0 | 0 | 0 | 0 | 0 | 0 | 0 | 0 | 0 | 0 | 0 | 0 | 0 | 0 | 0 | 0 | 0 | 0 | 0 | 0 | 0 | 0 | 0 | 0 | 0 | 0 | 0 | 0 | 0 | 0 | 0 | 0 | 0 | 0 | 0 | 0 | 0 | 0 | 0% | 0 | 0 | 0% | 0% | 0 | 0 | 0
|  | 3 | 7 | 0 | 1 |  |  |  | 1 | Gen Alternative | One-Time LTSA Cost | Capital | 1 | 0 | $ | 0 |  |  |  | 0 |  | 0 | 0 | 0 | 0 |  | 0 | 0 | 0 | 0 | 0 | 0 | 0 | 0 | 0 | 0 | 0 | 0 | 0 | 0 | 0 | 0 | 0 | 0 | 0 | 0 | 0 | 0 | 0 | 0 | 0 | 0 | 0 | 0 | 0 | 0 | 0 | 0 | 0 | 0 | 0 | 0 | 0 | 0 | 0 | 0 | 0 | 0 | 0 | 0 | 0 | 0 | 0 | 0 | 0 | 0 | 0 | 0 | 0 | 0 | 0 | 0 | 0 | 0 | 0 | 0 | 0 | 0 | 0 | 0 | 0 | 0 | 0 | 0 | 0 | 0 | 0 | 0 | 0 | 0 | 0 | 0 | 0 | 0 | 0 | 0 | 0 | 0 | 0 | 0 | 0 | 0 | 0 | 0 | 0 | 0 | 0 | 0 | 0 | 0 | 0 | 0 | 0 | 0 | 0 | 0% | 0 | 0 | 0% | 0% | 0 | 0 | 0
|  | 3 | 8 | 0 | 1 |  |  |  | 1 | Gen Alternative | One-Time LTSA Cost | Capital | 1 | 0 | $ | 0 |  |  |  | 0 |  | 0 | 0 | 0 | 0 |  | 0 | 0 | 0 | 0 | 0 | 0 | 0 | 0 | 0 | 0 | 0 | 0 | 0 | 0 | 0 | 0 | 0 | 0 | 0 | 0 | 0 | 0 | 0 | 0 | 0 | 0 | 0 | 0 | 0 | 0 | 0 | 0 | 0 | 0 | 0 | 0 | 0 | 0 | 0 | 0 | 0 | 0 | 0 | 0 | 0 | 0 | 0 | 0 | 0 | 0 | 0 | 0 | 0 | 0 | 0 | 0 | 0 | 0 | 0 | 0 | 0 | 0 | 0 | 0 | 0 | 0 | 0 | 0 | 0 | 0 | 0 | 0 | 0 | 0 | 0 | 0 | 0 | 0 | 0 | 0 | 0 | 0 | 0 | 0 | 0 | 0 | 0 | 0 | 0 | 0 | 0 | 0 | 0 | 0 | 0 | 0 | 0 | 0 | 0 | 0% | 0 | 0 | 0% | 0% | 0 | 0 | 0
|  | 3 | 9 | 0 | 1 |  |  |  | 1 | Gen Alternative | One-Time LTSA Cost | Capital | 1 | 0 | $ | 0 |  |  |  | 0 |  | 0 | 0 | 0 | 0 |  | 0 | 0 | 0 | 0 | 0 | 0 | 0 | 0 | 0 | 0 | 0 | 0 | 0 | 0 | 0 | 0 | 0 | 0 | 0 | 0 | 0 | 0 | 0 | 0 | 0 | 0 | 0 | 0 | 0 | 0 | 0 | 0 | 0 | 0 | 0 | 0 | 0 | 0 | 0 | 0 | 0 | 0 | 0 | 0 | 0 | 0 | 0 | 0 | 0 | 0 | 0 | 0 | 0 | 0 | 0 | 0 | 0 | 0 | 0 | 0 | 0 | 0 | 0 | 0 | 0 | 0 | 0 | 0 | 0 | 0 | 0 | 0 | 0 | 0 | 0 | 0 | 0 | 0 | 0 | 0 | 0 | 0 | 0 | 0 | 0 | 0 | 0 | 0 | 0 | 0 | 0 | 0 | 0 | 0 | 0 | 0 | 0 | 0 | 0 | 0% | 0 | 0 | 0% | 0% | 0 | 0 | 0
|  | 3 | 10 | 0 | 1 |  |  |  | 1 | Gen Alternative | One-Time LTSA Cost | Capital | 1 | 0 | $ | 0 |  |  |  | 0 |  | 0 | 0 | 0 | 0 |  | 0 | 0 | 0 | 0 | 0 | 0 | 0 | 0 | 0 | 0 | 0 | 0 | 0 | 0 | 0 | 0 | 0 | 0 | 0 | 0 | 0 | 0 | 0 | 0 | 0 | 0 | 0 | 0 | 0 | 0 | 0 | 0 | 0 | 0 | 0 | 0 | 0 | 0 | 0 | 0 | 0 | 0 | 0 | 0 | 0 | 0 | 0 | 0 | 0 | 0 | 0 | 0 | 0 | 0 | 0 | 0 | 0 | 0 | 0 | 0 | 0 | 0 | 0 | 0 | 0 | 0 | 0 | 0 | 0 | 0 | 0 | 0 | 0 | 0 | 0 | 0 | 0 | 0 | 0 | 0 | 0 | 0 | 0 | 0 | 0 | 0 | 0 | 0 | 0 | 0 | 0 | 0 | 0 | 0 | 0 | 0 | 0 | 0 | 0 | 0% | 0 | 0 | 0% | 0% | 0 | 0 | 0
|  | 4 | 1 | 1 | 1 | LK_GH2SCR_2028 | LG&E and KU | Ghent 2 SCR 2028 | 1 | Gen Alternative | On-Going Capital #1 | Capital | 1 | 736961.8253 | $/Yr | 2028 | 1 | 60 |  | Esc2 | ON_Coal | 2028 | 0 | 32 | 1 |  | 0 | 0 | 0 | 0 | 0 | 0 | 0 | 0 | 0 | 0 | 0 | 0 | 0 | 0 | 0 | 0 | 0 | 0 | 0 | 0 | 0 | 0 | 0 | 1139328 | 1162114.56 | 1185356.8512 | 1209063.9882 | 1233245.268 | 1257910.1733 | 1283068.3768 | 1308729.7444 | 1334904.3392 | 1361602.426 | 1388834.4745 | 1416611.164 | 1444943.3873 | 1473842.2551 | 1503319.1002 | 1533385.4822 | 1564053.1918 | 1595334.2556 | 1627240.9408 | 1659785.7596 | 1692981.4748 | 1726841.1043 | 1761377.9263 | 1796605.4849 | 1832537.5946 | 1869188.3465 | 1906572.1134 | 0 | 0 | 0 | 0 | 0 | 0 | 0 | 0 | 0 | 0 | 0 | 0 | 0 | 0 | 0 | 0 | 0 | 0 | 0 | 0 | 0 | 0 | 121513.1895 | 244267.3001 | 366214.7008 | 487468.6468 | 608134.9728 | 728312.6894 | 848094.4681 | 967567.135 | 1086777.4057 | 1205727.6072 | 1324413.7796 | 1442830.6425 | 1560971.5679 | 1678831.037 | 1796403.4208 | 1913682.9775 | 2030663.8505 | 2147340.0663 | 2263705.5316 | 2379754.0314 | 2495755.017 | 2612261.4781 | 2729561.7983 | 2847671.8547 | 2966607.842 | 3086386.2789 | 3207024.0143 | 2% | 60 | 1.148 | 4.916% | 7.701% | 2729561.7983 | 65061260.3802 | 3926738.0257
|  | 4 | 2 | 0 | 1 |  |  |  | 1 | Gen Alternative | On-Going Capital #1 | Capital | 1 | 0 | $/Yr | 0 | 1 |  |  | 0 |  | 0 | 0 | 0 | 0 |  | 0 | 0 | 0 | 0 | 0 | 0 | 0 | 0 | 0 | 0 | 0 | 0 | 0 | 0 | 0 | 0 | 0 | 0 | 0 | 0 | 0 | 0 | 0 | 0 | 0 | 0 | 0 | 0 | 0 | 0 | 0 | 0 | 0 | 0 | 0 | 0 | 0 | 0 | 0 | 0 | 0 | 0 | 0 | 0 | 0 | 0 | 0 | 0 | 0 | 0 | 0 | 0 | 0 | 0 | 0 | 0 | 0 | 0 | 0 | 0 | 0 | 0 | 0 | 0 | 0 | 0 | 0 | 0 | 0 | 0 | 0 | 0 | 0 | 0 | 0 | 0 | 0 | 0 | 0 | 0 | 0 | 0 | 0 | 0 | 0 | 0 | 0 | 0 | 0 | 0 | 0 | 0 | 0 | 0 | 0 | 0 | 0 | 0 | 0 | 0% | 0 | 0 | 0% | 0% | 0 | 0 | 0
|  | 4 | 3 | 0 | 1 |  |  |  | 1 | Gen Alternative | On-Going Capital #1 | Capital | 1 | 0 | $/Yr | 0 | 1 |  |  | 0 |  | 0 | 0 | 0 | 0 |  | 0 | 0 | 0 | 0 | 0 | 0 | 0 | 0 | 0 | 0 | 0 | 0 | 0 | 0 | 0 | 0 | 0 | 0 | 0 | 0 | 0 | 0 | 0 | 0 | 0 | 0 | 0 | 0 | 0 | 0 | 0 | 0 | 0 | 0 | 0 | 0 | 0 | 0 | 0 | 0 | 0 | 0 | 0 | 0 | 0 | 0 | 0 | 0 | 0 | 0 | 0 | 0 | 0 | 0 | 0 | 0 | 0 | 0 | 0 | 0 | 0 | 0 | 0 | 0 | 0 | 0 | 0 | 0 | 0 | 0 | 0 | 0 | 0 | 0 | 0 | 0 | 0 | 0 | 0 | 0 | 0 | 0 | 0 | 0 | 0 | 0 | 0 | 0 | 0 | 0 | 0 | 0 | 0 | 0 | 0 | 0 | 0 | 0 | 0 | 0% | 0 | 0 | 0% | 0% | 0 | 0 | 0
|  | 4 | 4 | 0 | 1 |  |  |  | 1 | Gen Alternative | On-Going Capital #1 | Capital | 1 | 0 | $/Yr | 0 | 1 |  |  | 0 |  | 0 | 0 | 0 | 0 |  | 0 | 0 | 0 | 0 | 0 | 0 | 0 | 0 | 0 | 0 | 0 | 0 | 0 | 0 | 0 | 0 | 0 | 0 | 0 | 0 | 0 | 0 | 0 | 0 | 0 | 0 | 0 | 0 | 0 | 0 | 0 | 0 | 0 | 0 | 0 | 0 | 0 | 0 | 0 | 0 | 0 | 0 | 0 | 0 | 0 | 0 | 0 | 0 | 0 | 0 | 0 | 0 | 0 | 0 | 0 | 0 | 0 | 0 | 0 | 0 | 0 | 0 | 0 | 0 | 0 | 0 | 0 | 0 | 0 | 0 | 0 | 0 | 0 | 0 | 0 | 0 | 0 | 0 | 0 | 0 | 0 | 0 | 0 | 0 | 0 | 0 | 0 | 0 | 0 | 0 | 0 | 0 | 0 | 0 | 0 | 0 | 0 | 0 | 0 | 0% | 0 | 0 | 0% | 0% | 0 | 0 | 0
|  | 4 | 5 | 0 | 1 |  |  |  | 1 | Gen Alternative | On-Going Capital #1 | Capital | 1 | 0 | $/Yr | 0 | 1 |  |  | 0 |  | 0 | 0 | 0 | 0 |  | 0 | 0 | 0 | 0 | 0 | 0 | 0 | 0 | 0 | 0 | 0 | 0 | 0 | 0 | 0 | 0 | 0 | 0 | 0 | 0 | 0 | 0 | 0 | 0 | 0 | 0 | 0 | 0 | 0 | 0 | 0 | 0 | 0 | 0 | 0 | 0 | 0 | 0 | 0 | 0 | 0 | 0 | 0 | 0 | 0 | 0 | 0 | 0 | 0 | 0 | 0 | 0 | 0 | 0 | 0 | 0 | 0 | 0 | 0 | 0 | 0 | 0 | 0 | 0 | 0 | 0 | 0 | 0 | 0 | 0 | 0 | 0 | 0 | 0 | 0 | 0 | 0 | 0 | 0 | 0 | 0 | 0 | 0 | 0 | 0 | 0 | 0 | 0 | 0 | 0 | 0 | 0 | 0 | 0 | 0 | 0 | 0 | 0 | 0 | 0% | 0 | 0 | 0% | 0% | 0 | 0 | 0
|  | 4 | 6 | 0 | 1 |  |  |  | 1 | Gen Alternative | On-Going Capital #1 | Capital | 1 | 0 | $/Yr | 0 | 1 |  |  | 0 |  | 0 | 0 | 0 | 0 |  | 0 | 0 | 0 | 0 | 0 | 0 | 0 | 0 | 0 | 0 | 0 | 0 | 0 | 0 | 0 | 0 | 0 | 0 | 0 | 0 | 0 | 0 | 0 | 0 | 0 | 0 | 0 | 0 | 0 | 0 | 0 | 0 | 0 | 0 | 0 | 0 | 0 | 0 | 0 | 0 | 0 | 0 | 0 | 0 | 0 | 0 | 0 | 0 | 0 | 0 | 0 | 0 | 0 | 0 | 0 | 0 | 0 | 0 | 0 | 0 | 0 | 0 | 0 | 0 | 0 | 0 | 0 | 0 | 0 | 0 | 0 | 0 | 0 | 0 | 0 | 0 | 0 | 0 | 0 | 0 | 0 | 0 | 0 | 0 | 0 | 0 | 0 | 0 | 0 | 0 | 0 | 0 | 0 | 0 | 0 | 0 | 0 | 0 | 0 | 0% | 0 | 0 | 0% | 0% | 0 | 0 | 0
|  | 4 | 7 | 0 | 1 |  |  |  | 1 | Gen Alternative | On-Going Capital #1 | Capital | 1 | 0 | $/Yr | 0 | 1 |  |  | 0 |  | 0 | 0 | 0 | 0 |  | 0 | 0 | 0 | 0 | 0 | 0 | 0 | 0 | 0 | 0 | 0 | 0 | 0 | 0 | 0 | 0 | 0 | 0 | 0 | 0 | 0 | 0 | 0 | 0 | 0 | 0 | 0 | 0 | 0 | 0 | 0 | 0 | 0 | 0 | 0 | 0 | 0 | 0 | 0 | 0 | 0 | 0 | 0 | 0 | 0 | 0 | 0 | 0 | 0 | 0 | 0 | 0 | 0 | 0 | 0 | 0 | 0 | 0 | 0 | 0 | 0 | 0 | 0 | 0 | 0 | 0 | 0 | 0 | 0 | 0 | 0 | 0 | 0 | 0 | 0 | 0 | 0 | 0 | 0 | 0 | 0 | 0 | 0 | 0 | 0 | 0 | 0 | 0 | 0 | 0 | 0 | 0 | 0 | 0 | 0 | 0 | 0 | 0 | 0 | 0% | 0 | 0 | 0% | 0% | 0 | 0 | 0
|  | 4 | 8 | 0 | 1 |  |  |  | 1 | Gen Alternative | On-Going Capital #1 | Capital | 1 | 0 | $/Yr | 0 | 1 |  |  | 0 |  | 0 | 0 | 0 | 0 |  | 0 | 0 | 0 | 0 | 0 | 0 | 0 | 0 | 0 | 0 | 0 | 0 | 0 | 0 | 0 | 0 | 0 | 0 | 0 | 0 | 0 | 0 | 0 | 0 | 0 | 0 | 0 | 0 | 0 | 0 | 0 | 0 | 0 | 0 | 0 | 0 | 0 | 0 | 0 | 0 | 0 | 0 | 0 | 0 | 0 | 0 | 0 | 0 | 0 | 0 | 0 | 0 | 0 | 0 | 0 | 0 | 0 | 0 | 0 | 0 | 0 | 0 | 0 | 0 | 0 | 0 | 0 | 0 | 0 | 0 | 0 | 0 | 0 | 0 | 0 | 0 | 0 | 0 | 0 | 0 | 0 | 0 | 0 | 0 | 0 | 0 | 0 | 0 | 0 | 0 | 0 | 0 | 0 | 0 | 0 | 0 | 0 | 0 | 0 | 0% | 0 | 0 | 0% | 0% | 0 | 0 | 0
|  | 4 | 9 | 0 | 1 |  |  |  | 1 | Gen Alternative | On-Going Capital #1 | Capital | 1 | 0 | $/Yr | 0 | 1 |  |  | 0 |  | 0 | 0 | 0 | 0 |  | 0 | 0 | 0 | 0 | 0 | 0 | 0 | 0 | 0 | 0 | 0 | 0 | 0 | 0 | 0 | 0 | 0 | 0 | 0 | 0 | 0 | 0 | 0 | 0 | 0 | 0 | 0 | 0 | 0 | 0 | 0 | 0 | 0 | 0 | 0 | 0 | 0 | 0 | 0 | 0 | 0 | 0 | 0 | 0 | 0 | 0 | 0 | 0 | 0 | 0 | 0 | 0 | 0 | 0 | 0 | 0 | 0 | 0 | 0 | 0 | 0 | 0 | 0 | 0 | 0 | 0 | 0 | 0 | 0 | 0 | 0 | 0 | 0 | 0 | 0 | 0 | 0 | 0 | 0 | 0 | 0 | 0 | 0 | 0 | 0 | 0 | 0 | 0 | 0 | 0 | 0 | 0 | 0 | 0 | 0 | 0 | 0 | 0 | 0 | 0% | 0 | 0 | 0% | 0% | 0 | 0 | 0
|  | 4 | 10 | 0 | 1 |  |  |  | 1 | Gen Alternative | On-Going Capital #1 | Capital | 1 | 0 | $/Yr | 0 | 1 |  |  | 0 |  | 0 | 0 | 0 | 0 |  | 0 | 0 | 0 | 0 | 0 | 0 | 0 | 0 | 0 | 0 | 0 | 0 | 0 | 0 | 0 | 0 | 0 | 0 | 0 | 0 | 0 | 0 | 0 | 0 | 0 | 0 | 0 | 0 | 0 | 0 | 0 | 0 | 0 | 0 | 0 | 0 | 0 | 0 | 0 | 0 | 0 | 0 | 0 | 0 | 0 | 0 | 0 | 0 | 0 | 0 | 0 | 0 | 0 | 0 | 0 | 0 | 0 | 0 | 0 | 0 | 0 | 0 | 0 | 0 | 0 | 0 | 0 | 0 | 0 | 0 | 0 | 0 | 0 | 0 | 0 | 0 | 0 | 0 | 0 | 0 | 0 | 0 | 0 | 0 | 0 | 0 | 0 | 0 | 0 | 0 | 0 | 0 | 0 | 0 | 0 | 0 | 0 | 0 | 0 | 0% | 0 | 0 | 0% | 0% | 0 | 0 | 0
|  | 5 | 1 | 1 | 1 | LK_GH2SCR_2028 | LG&E and KU | Ghent 2 SCR 2028 | 1 | Gen Alternative | On-Going Capital #2 | Capital | 1 | 0 | $/Yr | 2028 | 1 | 60 |  | None | ON_Coal | 2028 | 0 | 35 | 1 |  | 0 | 0 | 0 | 0 | 0 | 0 | 0 | 0 | 0 | 0 | 0 | 0 | 0 | 0 | 0 | 0 | 0 | 0 | 0 | 0 | 0 | 0 | 0 | 0 | 0 | 0 | 0 | 0 | 0 | 0 | 0 | 0 | 0 | 0 | 0 | 0 | 0 | 0 | 0 | 0 | 0 | 0 | 0 | 0 | 0 | 0 | 0 | 0 | 0 | 0 | 0 | 0 | 0 | 0 | 0 | 0 | 0 | 0 | 0 | 0 | 0 | 0 | 0 | 0 | 0 | 0 | 0 | 0 | 0 | 0 | 0 | 0 | 0 | 0 | 0 | 0 | 0 | 0 | 0 | 0 | 0 | 0 | 0 | 0 | 0 | 0 | 0 | 0 | 0 | 0 | 0 | 0 | 0 | 0 | 0 | 0 | 0 | 0 | 0 | 0% | 60 | 1.148 | 6.708% | 7.701% | 0 | 0 | 0
|  | 5 | 2 | 0 | 1 |  |  |  | 1 | Gen Alternative | On-Going Capital #2 | Capital | 1 | 0 | $/Yr | 0 | 1 |  |  | 0 |  | 0 | 0 | 0 | 0 |  | 0 | 0 | 0 | 0 | 0 | 0 | 0 | 0 | 0 | 0 | 0 | 0 | 0 | 0 | 0 | 0 | 0 | 0 | 0 | 0 | 0 | 0 | 0 | 0 | 0 | 0 | 0 | 0 | 0 | 0 | 0 | 0 | 0 | 0 | 0 | 0 | 0 | 0 | 0 | 0 | 0 | 0 | 0 | 0 | 0 | 0 | 0 | 0 | 0 | 0 | 0 | 0 | 0 | 0 | 0 | 0 | 0 | 0 | 0 | 0 | 0 | 0 | 0 | 0 | 0 | 0 | 0 | 0 | 0 | 0 | 0 | 0 | 0 | 0 | 0 | 0 | 0 | 0 | 0 | 0 | 0 | 0 | 0 | 0 | 0 | 0 | 0 | 0 | 0 | 0 | 0 | 0 | 0 | 0 | 0 | 0 | 0 | 0 | 0 | 0% | 0 | 0 | 0% | 0% | 0 | 0 | 0
|  | 5 | 3 | 0 | 1 |  |  |  | 1 | Gen Alternative | On-Going Capital #2 | Capital | 1 | 0 | $/Yr | 0 | 1 |  |  | 0 |  | 0 | 0 | 0 | 0 |  | 0 | 0 | 0 | 0 | 0 | 0 | 0 | 0 | 0 | 0 | 0 | 0 | 0 | 0 | 0 | 0 | 0 | 0 | 0 | 0 | 0 | 0 | 0 | 0 | 0 | 0 | 0 | 0 | 0 | 0 | 0 | 0 | 0 | 0 | 0 | 0 | 0 | 0 | 0 | 0 | 0 | 0 | 0 | 0 | 0 | 0 | 0 | 0 | 0 | 0 | 0 | 0 | 0 | 0 | 0 | 0 | 0 | 0 | 0 | 0 | 0 | 0 | 0 | 0 | 0 | 0 | 0 | 0 | 0 | 0 | 0 | 0 | 0 | 0 | 0 | 0 | 0 | 0 | 0 | 0 | 0 | 0 | 0 | 0 | 0 | 0 | 0 | 0 | 0 | 0 | 0 | 0 | 0 | 0 | 0 | 0 | 0 | 0 | 0 | 0% | 0 | 0 | 0% | 0% | 0 | 0 | 0
|  | 5 | 4 | 0 | 1 |  |  |  | 1 | Gen Alternative | On-Going Capital #2 | Capital | 1 | 0 | $/Yr | 0 | 1 |  |  | 0 |  | 0 | 0 | 0 | 0 |  | 0 | 0 | 0 | 0 | 0 | 0 | 0 | 0 | 0 | 0 | 0 | 0 | 0 | 0 | 0 | 0 | 0 | 0 | 0 | 0 | 0 | 0 | 0 | 0 | 0 | 0 | 0 | 0 | 0 | 0 | 0 | 0 | 0 | 0 | 0 | 0 | 0 | 0 | 0 | 0 | 0 | 0 | 0 | 0 | 0 | 0 | 0 | 0 | 0 | 0 | 0 | 0 | 0 | 0 | 0 | 0 | 0 | 0 | 0 | 0 | 0 | 0 | 0 | 0 | 0 | 0 | 0 | 0 | 0 | 0 | 0 | 0 | 0 | 0 | 0 | 0 | 0 | 0 | 0 | 0 | 0 | 0 | 0 | 0 | 0 | 0 | 0 | 0 | 0 | 0 | 0 | 0 | 0 | 0 | 0 | 0 | 0 | 0 | 0 | 0% | 0 | 0 | 0% | 0% | 0 | 0 | 0
|  | 5 | 5 | 0 | 1 |  |  |  | 1 | Gen Alternative | On-Going Capital #2 | Capital | 1 | 0 | $/Yr | 0 | 1 |  |  | 0 |  | 0 | 0 | 0 | 0 |  | 0 | 0 | 0 | 0 | 0 | 0 | 0 | 0 | 0 | 0 | 0 | 0 | 0 | 0 | 0 | 0 | 0 | 0 | 0 | 0 | 0 | 0 | 0 | 0 | 0 | 0 | 0 | 0 | 0 | 0 | 0 | 0 | 0 | 0 | 0 | 0 | 0 | 0 | 0 | 0 | 0 | 0 | 0 | 0 | 0 | 0 | 0 | 0 | 0 | 0 | 0 | 0 | 0 | 0 | 0 | 0 | 0 | 0 | 0 | 0 | 0 | 0 | 0 | 0 | 0 | 0 | 0 | 0 | 0 | 0 | 0 | 0 | 0 | 0 | 0 | 0 | 0 | 0 | 0 | 0 | 0 | 0 | 0 | 0 | 0 | 0 | 0 | 0 | 0 | 0 | 0 | 0 | 0 | 0 | 0 | 0 | 0 | 0 | 0 | 0% | 0 | 0 | 0% | 0% | 0 | 0 | 0
|  | 5 | 6 | 0 | 1 |  |  |  | 1 | Gen Alternative | On-Going Capital #2 | Capital | 1 | 0 | $/Yr | 0 | 1 |  |  | 0 |  | 0 | 0 | 0 | 0 |  | 0 | 0 | 0 | 0 | 0 | 0 | 0 | 0 | 0 | 0 | 0 | 0 | 0 | 0 | 0 | 0 | 0 | 0 | 0 | 0 | 0 | 0 | 0 | 0 | 0 | 0 | 0 | 0 | 0 | 0 | 0 | 0 | 0 | 0 | 0 | 0 | 0 | 0 | 0 | 0 | 0 | 0 | 0 | 0 | 0 | 0 | 0 | 0 | 0 | 0 | 0 | 0 | 0 | 0 | 0 | 0 | 0 | 0 | 0 | 0 | 0 | 0 | 0 | 0 | 0 | 0 | 0 | 0 | 0 | 0 | 0 | 0 | 0 | 0 | 0 | 0 | 0 | 0 | 0 | 0 | 0 | 0 | 0 | 0 | 0 | 0 | 0 | 0 | 0 | 0 | 0 | 0 | 0 | 0 | 0 | 0 | 0 | 0 | 0 | 0% | 0 | 0 | 0% | 0% | 0 | 0 | 0
|  | 5 | 7 | 0 | 1 |  |  |  | 1 | Gen Alternative | On-Going Capital #2 | Capital | 1 | 0 | $/Yr | 0 | 1 |  |  | 0 |  | 0 | 0 | 0 | 0 |  | 0 | 0 | 0 | 0 | 0 | 0 | 0 | 0 | 0 | 0 | 0 | 0 | 0 | 0 | 0 | 0 | 0 | 0 | 0 | 0 | 0 | 0 | 0 | 0 | 0 | 0 | 0 | 0 | 0 | 0 | 0 | 0 | 0 | 0 | 0 | 0 | 0 | 0 | 0 | 0 | 0 | 0 | 0 | 0 | 0 | 0 | 0 | 0 | 0 | 0 | 0 | 0 | 0 | 0 | 0 | 0 | 0 | 0 | 0 | 0 | 0 | 0 | 0 | 0 | 0 | 0 | 0 | 0 | 0 | 0 | 0 | 0 | 0 | 0 | 0 | 0 | 0 | 0 | 0 | 0 | 0 | 0 | 0 | 0 | 0 | 0 | 0 | 0 | 0 | 0 | 0 | 0 | 0 | 0 | 0 | 0 | 0 | 0 | 0 | 0% | 0 | 0 | 0% | 0% | 0 | 0 | 0
|  | 5 | 8 | 0 | 1 |  |  |  | 1 | Gen Alternative | On-Going Capital #2 | Capital | 1 | 0 | $/Yr | 0 | 1 |  |  | 0 |  | 0 | 0 | 0 | 0 |  | 0 | 0 | 0 | 0 | 0 | 0 | 0 | 0 | 0 | 0 | 0 | 0 | 0 | 0 | 0 | 0 | 0 | 0 | 0 | 0 | 0 | 0 | 0 | 0 | 0 | 0 | 0 | 0 | 0 | 0 | 0 | 0 | 0 | 0 | 0 | 0 | 0 | 0 | 0 | 0 | 0 | 0 | 0 | 0 | 0 | 0 | 0 | 0 | 0 | 0 | 0 | 0 | 0 | 0 | 0 | 0 | 0 | 0 | 0 | 0 | 0 | 0 | 0 | 0 | 0 | 0 | 0 | 0 | 0 | 0 | 0 | 0 | 0 | 0 | 0 | 0 | 0 | 0 | 0 | 0 | 0 | 0 | 0 | 0 | 0 | 0 | 0 | 0 | 0 | 0 | 0 | 0 | 0 | 0 | 0 | 0 | 0 | 0 | 0 | 0% | 0 | 0 | 0% | 0% | 0 | 0 | 0
|  | 5 | 9 | 0 | 1 |  |  |  | 1 | Gen Alternative | On-Going Capital #2 | Capital | 1 | 0 | $/Yr | 0 | 1 |  |  | 0 |  | 0 | 0 | 0 | 0 |  | 0 | 0 | 0 | 0 | 0 | 0 | 0 | 0 | 0 | 0 | 0 | 0 | 0 | 0 | 0 | 0 | 0 | 0 | 0 | 0 | 0 | 0 | 0 | 0 | 0 | 0 | 0 | 0 | 0 | 0 | 0 | 0 | 0 | 0 | 0 | 0 | 0 | 0 | 0 | 0 | 0 | 0 | 0 | 0 | 0 | 0 | 0 | 0 | 0 | 0 | 0 | 0 | 0 | 0 | 0 | 0 | 0 | 0 | 0 | 0 | 0 | 0 | 0 | 0 | 0 | 0 | 0 | 0 | 0 | 0 | 0 | 0 | 0 | 0 | 0 | 0 | 0 | 0 | 0 | 0 | 0 | 0 | 0 | 0 | 0 | 0 | 0 | 0 | 0 | 0 | 0 | 0 | 0 | 0 | 0 | 0 | 0 | 0 | 0 | 0% | 0 | 0 | 0% | 0% | 0 | 0 | 0
|  | 5 | 10 | 0 | 1 |  |  |  | 1 | Gen Alternative | On-Going Capital #2 | Capital | 1 | 0 | $/Yr | 0 | 1 |  |  | 0 |  | 0 | 0 | 0 | 0 |  | 0 | 0 | 0 | 0 | 0 | 0 | 0 | 0 | 0 | 0 | 0 | 0 | 0 | 0 | 0 | 0 | 0 | 0 | 0 | 0 | 0 | 0 | 0 | 0 | 0 | 0 | 0 | 0 | 0 | 0 | 0 | 0 | 0 | 0 | 0 | 0 | 0 | 0 | 0 | 0 | 0 | 0 | 0 | 0 | 0 | 0 | 0 | 0 | 0 | 0 | 0 | 0 | 0 | 0 | 0 | 0 | 0 | 0 | 0 | 0 | 0 | 0 | 0 | 0 | 0 | 0 | 0 | 0 | 0 | 0 | 0 | 0 | 0 | 0 | 0 | 0 | 0 | 0 | 0 | 0 | 0 | 0 | 0 | 0 | 0 | 0 | 0 | 0 | 0 | 0 | 0 | 0 | 0 | 0 | 0 | 0 | 0 | 0 | 0 | 0% | 0 | 0 | 0% | 0% | 0 | 0 | 0
|  | 6 | 1 | 1 | 1 | LK_GH2SCR_2028 | LG&E and KU | Ghent 2 SCR 2028 | 1 | Gen Alternative | On-Going O&M #1 | O&M | 1 | 73694.3714 | $/Yr | 2028 | 1 | 60 |  | Esc2 |  | 2028 | 0 | 32 | 0 |  | 0 | 0 | 0 | 0 | 0 | 0 | 0 | 0 | 0 | 0 | 0 | 0 | 0 | 0 | 0 | 0 | 0 | 0 | 0 | 0 | 0 | 0 | 0 | 113930 | 116208.6 | 118532.772 | 120903.4274 | 123321.496 | 125787.9259 | 128303.6844 | 130869.7581 | 133487.1533 | 136156.8963 | 138880.0343 | 141657.635 | 144490.7877 | 147380.6034 | 150328.2155 | 153334.7798 | 156401.4754 | 159529.5049 | 162720.095 | 165974.4969 | 169293.9868 | 172679.8666 | 176133.4639 | 179656.1332 | 183249.2558 | 186914.2409 | 190652.5258 | 0 | 0 | 0 | 0 | 0 | 0 | 0 | 0 | 0 | 0 | 0 | 0 | 0 | 0 | 0 | 0 | 0 | 0 | 0 | 0 | 0 | 0 | 113930 | 116208.6 | 118532.772 | 120903.4274 | 123321.496 | 125787.9259 | 128303.6844 | 130869.7581 | 133487.1533 | 136156.8963 | 138880.0343 | 141657.635 | 144490.7877 | 147380.6034 | 150328.2155 | 153334.7798 | 156401.4754 | 159529.5049 | 162720.095 | 165974.4969 | 169293.9868 | 172679.8666 | 176133.4639 | 179656.1332 | 183249.2558 | 186914.2409 | 190652.5258 | 2% | 60 | 0 | 0% | 0% | 176133.4639 | 4198280.1646 | 253384.9831
|  | 6 | 2 | 0 | 1 |  |  |  | 1 | Gen Alternative | On-Going O&M #1 | O&M | 1 | 0 | $/Yr | 0 | 1 |  |  | 0 |  | 0 | 0 | 0 | 0 |  | 0 | 0 | 0 | 0 | 0 | 0 | 0 | 0 | 0 | 0 | 0 | 0 | 0 | 0 | 0 | 0 | 0 | 0 | 0 | 0 | 0 | 0 | 0 | 0 | 0 | 0 | 0 | 0 | 0 | 0 | 0 | 0 | 0 | 0 | 0 | 0 | 0 | 0 | 0 | 0 | 0 | 0 | 0 | 0 | 0 | 0 | 0 | 0 | 0 | 0 | 0 | 0 | 0 | 0 | 0 | 0 | 0 | 0 | 0 | 0 | 0 | 0 | 0 | 0 | 0 | 0 | 0 | 0 | 0 | 0 | 0 | 0 | 0 | 0 | 0 | 0 | 0 | 0 | 0 | 0 | 0 | 0 | 0 | 0 | 0 | 0 | 0 | 0 | 0 | 0 | 0 | 0 | 0 | 0 | 0 | 0 | 0 | 0 | 0 | 0% | 0 | 0 | 0% | 0% | 0 | 0 | 0
|  | 6 | 3 | 0 | 1 |  |  |  | 1 | Gen Alternative | On-Going O&M #1 | O&M | 1 | 0 | $/Yr | 0 | 1 |  |  | 0 |  | 0 | 0 | 0 | 0 |  | 0 | 0 | 0 | 0 | 0 | 0 | 0 | 0 | 0 | 0 | 0 | 0 | 0 | 0 | 0 | 0 | 0 | 0 | 0 | 0 | 0 | 0 | 0 | 0 | 0 | 0 | 0 | 0 | 0 | 0 | 0 | 0 | 0 | 0 | 0 | 0 | 0 | 0 | 0 | 0 | 0 | 0 | 0 | 0 | 0 | 0 | 0 | 0 | 0 | 0 | 0 | 0 | 0 | 0 | 0 | 0 | 0 | 0 | 0 | 0 | 0 | 0 | 0 | 0 | 0 | 0 | 0 | 0 | 0 | 0 | 0 | 0 | 0 | 0 | 0 | 0 | 0 | 0 | 0 | 0 | 0 | 0 | 0 | 0 | 0 | 0 | 0 | 0 | 0 | 0 | 0 | 0 | 0 | 0 | 0 | 0 | 0 | 0 | 0 | 0% | 0 | 0 | 0% | 0% | 0 | 0 | 0
|  | 6 | 4 | 0 | 1 |  |  |  | 1 | Gen Alternative | On-Going O&M #1 | O&M | 1 | 0 | $/Yr | 0 | 1 |  |  | 0 |  | 0 | 0 | 0 | 0 |  | 0 | 0 | 0 | 0 | 0 | 0 | 0 | 0 | 0 | 0 | 0 | 0 | 0 | 0 | 0 | 0 | 0 | 0 | 0 | 0 | 0 | 0 | 0 | 0 | 0 | 0 | 0 | 0 | 0 | 0 | 0 | 0 | 0 | 0 | 0 | 0 | 0 | 0 | 0 | 0 | 0 | 0 | 0 | 0 | 0 | 0 | 0 | 0 | 0 | 0 | 0 | 0 | 0 | 0 | 0 | 0 | 0 | 0 | 0 | 0 | 0 | 0 | 0 | 0 | 0 | 0 | 0 | 0 | 0 | 0 | 0 | 0 | 0 | 0 | 0 | 0 | 0 | 0 | 0 | 0 | 0 | 0 | 0 | 0 | 0 | 0 | 0 | 0 | 0 | 0 | 0 | 0 | 0 | 0 | 0 | 0 | 0 | 0 | 0 | 0% | 0 | 0 | 0% | 0% | 0 | 0 | 0
|  | 6 | 5 | 0 | 1 |  |  |  | 1 | Gen Alternative | On-Going O&M #1 | O&M | 1 | 0 | $/Yr | 0 | 1 |  |  | 0 |  | 0 | 0 | 0 | 0 |  | 0 | 0 | 0 | 0 | 0 | 0 | 0 | 0 | 0 | 0 | 0 | 0 | 0 | 0 | 0 | 0 | 0 | 0 | 0 | 0 | 0 | 0 | 0 | 0 | 0 | 0 | 0 | 0 | 0 | 0 | 0 | 0 | 0 | 0 | 0 | 0 | 0 | 0 | 0 | 0 | 0 | 0 | 0 | 0 | 0 | 0 | 0 | 0 | 0 | 0 | 0 | 0 | 0 | 0 | 0 | 0 | 0 | 0 | 0 | 0 | 0 | 0 | 0 | 0 | 0 | 0 | 0 | 0 | 0 | 0 | 0 | 0 | 0 | 0 | 0 | 0 | 0 | 0 | 0 | 0 | 0 | 0 | 0 | 0 | 0 | 0 | 0 | 0 | 0 | 0 | 0 | 0 | 0 | 0 | 0 | 0 | 0 | 0 | 0 | 0% | 0 | 0 | 0% | 0% | 0 | 0 | 0
|  | 6 | 6 | 0 | 1 |  |  |  | 1 | Gen Alternative | On-Going O&M #1 | O&M | 1 | 0 | $/Yr | 0 | 1 |  |  | 0 |  | 0 | 0 | 0 | 0 |  | 0 | 0 | 0 | 0 | 0 | 0 | 0 | 0 | 0 | 0 | 0 | 0 | 0 | 0 | 0 | 0 | 0 | 0 | 0 | 0 | 0 | 0 | 0 | 0 | 0 | 0 | 0 | 0 | 0 | 0 | 0 | 0 | 0 | 0 | 0 | 0 | 0 | 0 | 0 | 0 | 0 | 0 | 0 | 0 | 0 | 0 | 0 | 0 | 0 | 0 | 0 | 0 | 0 | 0 | 0 | 0 | 0 | 0 | 0 | 0 | 0 | 0 | 0 | 0 | 0 | 0 | 0 | 0 | 0 | 0 | 0 | 0 | 0 | 0 | 0 | 0 | 0 | 0 | 0 | 0 | 0 | 0 | 0 | 0 | 0 | 0 | 0 | 0 | 0 | 0 | 0 | 0 | 0 | 0 | 0 | 0 | 0 | 0 | 0 | 0% | 0 | 0 | 0% | 0% | 0 | 0 | 0
|  | 6 | 7 | 0 | 1 |  |  |  | 1 | Gen Alternative | On-Going O&M #1 | O&M | 1 | 0 | $/Yr | 0 | 1 |  |  | 0 |  | 0 | 0 | 0 | 0 |  | 0 | 0 | 0 | 0 | 0 | 0 | 0 | 0 | 0 | 0 | 0 | 0 | 0 | 0 | 0 | 0 | 0 | 0 | 0 | 0 | 0 | 0 | 0 | 0 | 0 | 0 | 0 | 0 | 0 | 0 | 0 | 0 | 0 | 0 | 0 | 0 | 0 | 0 | 0 | 0 | 0 | 0 | 0 | 0 | 0 | 0 | 0 | 0 | 0 | 0 | 0 | 0 | 0 | 0 | 0 | 0 | 0 | 0 | 0 | 0 | 0 | 0 | 0 | 0 | 0 | 0 | 0 | 0 | 0 | 0 | 0 | 0 | 0 | 0 | 0 | 0 | 0 | 0 | 0 | 0 | 0 | 0 | 0 | 0 | 0 | 0 | 0 | 0 | 0 | 0 | 0 | 0 | 0 | 0 | 0 | 0 | 0 | 0 | 0 | 0% | 0 | 0 | 0% | 0% | 0 | 0 | 0
|  | 6 | 8 | 0 | 1 |  |  |  | 1 | Gen Alternative | On-Going O&M #1 | O&M | 1 | 0 | $/Yr | 0 | 1 |  |  | 0 |  | 0 | 0 | 0 | 0 |  | 0 | 0 | 0 | 0 | 0 | 0 | 0 | 0 | 0 | 0 | 0 | 0 | 0 | 0 | 0 | 0 | 0 | 0 | 0 | 0 | 0 | 0 | 0 | 0 | 0 | 0 | 0 | 0 | 0 | 0 | 0 | 0 | 0 | 0 | 0 | 0 | 0 | 0 | 0 | 0 | 0 | 0 | 0 | 0 | 0 | 0 | 0 | 0 | 0 | 0 | 0 | 0 | 0 | 0 | 0 | 0 | 0 | 0 | 0 | 0 | 0 | 0 | 0 | 0 | 0 | 0 | 0 | 0 | 0 | 0 | 0 | 0 | 0 | 0 | 0 | 0 | 0 | 0 | 0 | 0 | 0 | 0 | 0 | 0 | 0 | 0 | 0 | 0 | 0 | 0 | 0 | 0 | 0 | 0 | 0 | 0 | 0 | 0 | 0 | 0% | 0 | 0 | 0% | 0% | 0 | 0 | 0
|  | 6 | 9 | 0 | 1 |  |  |  | 1 | Gen Alternative | On-Going O&M #1 | O&M | 1 | 0 | $/Yr | 0 | 1 |  |  | 0 |  | 0 | 0 | 0 | 0 |  | 0 | 0 | 0 | 0 | 0 | 0 | 0 | 0 | 0 | 0 | 0 | 0 | 0 | 0 | 0 | 0 | 0 | 0 | 0 | 0 | 0 | 0 | 0 | 0 | 0 | 0 | 0 | 0 | 0 | 0 | 0 | 0 | 0 | 0 | 0 | 0 | 0 | 0 | 0 | 0 | 0 | 0 | 0 | 0 | 0 | 0 | 0 | 0 | 0 | 0 | 0 | 0 | 0 | 0 | 0 | 0 | 0 | 0 | 0 | 0 | 0 | 0 | 0 | 0 | 0 | 0 | 0 | 0 | 0 | 0 | 0 | 0 | 0 | 0 | 0 | 0 | 0 | 0 | 0 | 0 | 0 | 0 | 0 | 0 | 0 | 0 | 0 | 0 | 0 | 0 | 0 | 0 | 0 | 0 | 0 | 0 | 0 | 0 | 0 | 0% | 0 | 0 | 0% | 0% | 0 | 0 | 0
|  | 6 | 10 | 0 | 1 |  |  |  | 1 | Gen Alternative | On-Going O&M #1 | O&M | 1 | 0 | $/Yr | 0 | 1 |  |  | 0 |  | 0 | 0 | 0 | 0 |  | 0 | 0 | 0 | 0 | 0 | 0 | 0 | 0 | 0 | 0 | 0 | 0 | 0 | 0 | 0 | 0 | 0 | 0 | 0 | 0 | 0 | 0 | 0 | 0 | 0 | 0 | 0 | 0 | 0 | 0 | 0 | 0 | 0 | 0 | 0 | 0 | 0 | 0 | 0 | 0 | 0 | 0 | 0 | 0 | 0 | 0 | 0 | 0 | 0 | 0 | 0 | 0 | 0 | 0 | 0 | 0 | 0 | 0 | 0 | 0 | 0 | 0 | 0 | 0 | 0 | 0 | 0 | 0 | 0 | 0 | 0 | 0 | 0 | 0 | 0 | 0 | 0 | 0 | 0 | 0 | 0 | 0 | 0 | 0 | 0 | 0 | 0 | 0 | 0 | 0 | 0 | 0 | 0 | 0 | 0 | 0 | 0 | 0 | 0 | 0% | 0 | 0 | 0% | 0% | 0 | 0 | 0
|  | 7 | 1 | 1 | 1 | LK_GH2SCR_2028 | LG&E and KU | Ghent 2 SCR 2028 | 1 | Gen Alternative | On-Going O&M #2 | O&M | 1 | 0 | $/Yr | 2028 | 1 | 60 |  | None |  | 2028 | 0 | 35 | 0 |  | 0 | 0 | 0 | 0 | 0 | 0 | 0 | 0 | 0 | 0 | 0 | 0 | 0 | 0 | 0 | 0 | 0 | 0 | 0 | 0 | 0 | 0 | 0 | 0 | 0 | 0 | 0 | 0 | 0 | 0 | 0 | 0 | 0 | 0 | 0 | 0 | 0 | 0 | 0 | 0 | 0 | 0 | 0 | 0 | 0 | 0 | 0 | 0 | 0 | 0 | 0 | 0 | 0 | 0 | 0 | 0 | 0 | 0 | 0 | 0 | 0 | 0 | 0 | 0 | 0 | 0 | 0 | 0 | 0 | 0 | 0 | 0 | 0 | 0 | 0 | 0 | 0 | 0 | 0 | 0 | 0 | 0 | 0 | 0 | 0 | 0 | 0 | 0 | 0 | 0 | 0 | 0 | 0 | 0 | 0 | 0 | 0 | 0 | 0 | 0% | 60 | 0 | 0% | 0% | 0 | 0 | 0
|  | 7 | 2 | 0 | 1 |  |  |  | 1 | Gen Alternative | On-Going O&M #2 | O&M | 1 | 0 | $/Yr | 0 | 1 |  |  | 0 |  | 0 | 0 | 0 | 0 |  | 0 | 0 | 0 | 0 | 0 | 0 | 0 | 0 | 0 | 0 | 0 | 0 | 0 | 0 | 0 | 0 | 0 | 0 | 0 | 0 | 0 | 0 | 0 | 0 | 0 | 0 | 0 | 0 | 0 | 0 | 0 | 0 | 0 | 0 | 0 | 0 | 0 | 0 | 0 | 0 | 0 | 0 | 0 | 0 | 0 | 0 | 0 | 0 | 0 | 0 | 0 | 0 | 0 | 0 | 0 | 0 | 0 | 0 | 0 | 0 | 0 | 0 | 0 | 0 | 0 | 0 | 0 | 0 | 0 | 0 | 0 | 0 | 0 | 0 | 0 | 0 | 0 | 0 | 0 | 0 | 0 | 0 | 0 | 0 | 0 | 0 | 0 | 0 | 0 | 0 | 0 | 0 | 0 | 0 | 0 | 0 | 0 | 0 | 0 | 0% | 0 | 0 | 0% | 0% | 0 | 0 | 0
|  | 7 | 3 | 0 | 1 |  |  |  | 1 | Gen Alternative | On-Going O&M #2 | O&M | 1 | 0 | $/Yr | 0 | 1 |  |  | 0 |  | 0 | 0 | 0 | 0 |  | 0 | 0 | 0 | 0 | 0 | 0 | 0 | 0 | 0 | 0 | 0 | 0 | 0 | 0 | 0 | 0 | 0 | 0 | 0 | 0 | 0 | 0 | 0 | 0 | 0 | 0 | 0 | 0 | 0 | 0 | 0 | 0 | 0 | 0 | 0 | 0 | 0 | 0 | 0 | 0 | 0 | 0 | 0 | 0 | 0 | 0 | 0 | 0 | 0 | 0 | 0 | 0 | 0 | 0 | 0 | 0 | 0 | 0 | 0 | 0 | 0 | 0 | 0 | 0 | 0 | 0 | 0 | 0 | 0 | 0 | 0 | 0 | 0 | 0 | 0 | 0 | 0 | 0 | 0 | 0 | 0 | 0 | 0 | 0 | 0 | 0 | 0 | 0 | 0 | 0 | 0 | 0 | 0 | 0 | 0 | 0 | 0 | 0 | 0 | 0% | 0 | 0 | 0% | 0% | 0 | 0 | 0
|  | 7 | 4 | 0 | 1 |  |  |  | 1 | Gen Alternative | On-Going O&M #2 | O&M | 1 | 0 | $/Yr | 0 | 1 |  |  | 0 |  | 0 | 0 | 0 | 0 |  | 0 | 0 | 0 | 0 | 0 | 0 | 0 | 0 | 0 | 0 | 0 | 0 | 0 | 0 | 0 | 0 | 0 | 0 | 0 | 0 | 0 | 0 | 0 | 0 | 0 | 0 | 0 | 0 | 0 | 0 | 0 | 0 | 0 | 0 | 0 | 0 | 0 | 0 | 0 | 0 | 0 | 0 | 0 | 0 | 0 | 0 | 0 | 0 | 0 | 0 | 0 | 0 | 0 | 0 | 0 | 0 | 0 | 0 | 0 | 0 | 0 | 0 | 0 | 0 | 0 | 0 | 0 | 0 | 0 | 0 | 0 | 0 | 0 | 0 | 0 | 0 | 0 | 0 | 0 | 0 | 0 | 0 | 0 | 0 | 0 | 0 | 0 | 0 | 0 | 0 | 0 | 0 | 0 | 0 | 0 | 0 | 0 | 0 | 0 | 0% | 0 | 0 | 0% | 0% | 0 | 0 | 0
|  | 7 | 5 | 0 | 1 |  |  |  | 1 | Gen Alternative | On-Going O&M #2 | O&M | 1 | 0 | $/Yr | 0 | 1 |  |  | 0 |  | 0 | 0 | 0 | 0 |  | 0 | 0 | 0 | 0 | 0 | 0 | 0 | 0 | 0 | 0 | 0 | 0 | 0 | 0 | 0 | 0 | 0 | 0 | 0 | 0 | 0 | 0 | 0 | 0 | 0 | 0 | 0 | 0 | 0 | 0 | 0 | 0 | 0 | 0 | 0 | 0 | 0 | 0 | 0 | 0 | 0 | 0 | 0 | 0 | 0 | 0 | 0 | 0 | 0 | 0 | 0 | 0 | 0 | 0 | 0 | 0 | 0 | 0 | 0 | 0 | 0 | 0 | 0 | 0 | 0 | 0 | 0 | 0 | 0 | 0 | 0 | 0 | 0 | 0 | 0 | 0 | 0 | 0 | 0 | 0 | 0 | 0 | 0 | 0 | 0 | 0 | 0 | 0 | 0 | 0 | 0 | 0 | 0 | 0 | 0 | 0 | 0 | 0 | 0 | 0% | 0 | 0 | 0% | 0% | 0 | 0 | 0
|  | 7 | 6 | 0 | 1 |  |  |  | 1 | Gen Alternative | On-Going O&M #2 | O&M | 1 | 0 | $/Yr | 0 | 1 |  |  | 0 |  | 0 | 0 | 0 | 0 |  | 0 | 0 | 0 | 0 | 0 | 0 | 0 | 0 | 0 | 0 | 0 | 0 | 0 | 0 | 0 | 0 | 0 | 0 | 0 | 0 | 0 | 0 | 0 | 0 | 0 | 0 | 0 | 0 | 0 | 0 | 0 | 0 | 0 | 0 | 0 | 0 | 0 | 0 | 0 | 0 | 0 | 0 | 0 | 0 | 0 | 0 | 0 | 0 | 0 | 0 | 0 | 0 | 0 | 0 | 0 | 0 | 0 | 0 | 0 | 0 | 0 | 0 | 0 | 0 | 0 | 0 | 0 | 0 | 0 | 0 | 0 | 0 | 0 | 0 | 0 | 0 | 0 | 0 | 0 | 0 | 0 | 0 | 0 | 0 | 0 | 0 | 0 | 0 | 0 | 0 | 0 | 0 | 0 | 0 | 0 | 0 | 0 | 0 | 0 | 0% | 0 | 0 | 0% | 0% | 0 | 0 | 0
|  | 7 | 7 | 0 | 1 |  |  |  | 1 | Gen Alternative | On-Going O&M #2 | O&M | 1 | 0 | $/Yr | 0 | 1 |  |  | 0 |  | 0 | 0 | 0 | 0 |  | 0 | 0 | 0 | 0 | 0 | 0 | 0 | 0 | 0 | 0 | 0 | 0 | 0 | 0 | 0 | 0 | 0 | 0 | 0 | 0 | 0 | 0 | 0 | 0 | 0 | 0 | 0 | 0 | 0 | 0 | 0 | 0 | 0 | 0 | 0 | 0 | 0 | 0 | 0 | 0 | 0 | 0 | 0 | 0 | 0 | 0 | 0 | 0 | 0 | 0 | 0 | 0 | 0 | 0 | 0 | 0 | 0 | 0 | 0 | 0 | 0 | 0 | 0 | 0 | 0 | 0 | 0 | 0 | 0 | 0 | 0 | 0 | 0 | 0 | 0 | 0 | 0 | 0 | 0 | 0 | 0 | 0 | 0 | 0 | 0 | 0 | 0 | 0 | 0 | 0 | 0 | 0 | 0 | 0 | 0 | 0 | 0 | 0 | 0 | 0% | 0 | 0 | 0% | 0% | 0 | 0 | 0
|  | 7 | 8 | 0 | 1 |  |  |  | 1 | Gen Alternative | On-Going O&M #2 | O&M | 1 | 0 | $/Yr | 0 | 1 |  |  | 0 |  | 0 | 0 | 0 | 0 |  | 0 | 0 | 0 | 0 | 0 | 0 | 0 | 0 | 0 | 0 | 0 | 0 | 0 | 0 | 0 | 0 | 0 | 0 | 0 | 0 | 0 | 0 | 0 | 0 | 0 | 0 | 0 | 0 | 0 | 0 | 0 | 0 | 0 | 0 | 0 | 0 | 0 | 0 | 0 | 0 | 0 | 0 | 0 | 0 | 0 | 0 | 0 | 0 | 0 | 0 | 0 | 0 | 0 | 0 | 0 | 0 | 0 | 0 | 0 | 0 | 0 | 0 | 0 | 0 | 0 | 0 | 0 | 0 | 0 | 0 | 0 | 0 | 0 | 0 | 0 | 0 | 0 | 0 | 0 | 0 | 0 | 0 | 0 | 0 | 0 | 0 | 0 | 0 | 0 | 0 | 0 | 0 | 0 | 0 | 0 | 0 | 0 | 0 | 0 | 0% | 0 | 0 | 0% | 0% | 0 | 0 | 0
|  | 7 | 9 | 0 | 1 |  |  |  | 1 | Gen Alternative | On-Going O&M #2 | O&M | 1 | 0 | $/Yr | 0 | 1 |  |  | 0 |  | 0 | 0 | 0 | 0 |  | 0 | 0 | 0 | 0 | 0 | 0 | 0 | 0 | 0 | 0 | 0 | 0 | 0 | 0 | 0 | 0 | 0 | 0 | 0 | 0 | 0 | 0 | 0 | 0 | 0 | 0 | 0 | 0 | 0 | 0 | 0 | 0 | 0 | 0 | 0 | 0 | 0 | 0 | 0 | 0 | 0 | 0 | 0 | 0 | 0 | 0 | 0 | 0 | 0 | 0 | 0 | 0 | 0 | 0 | 0 | 0 | 0 | 0 | 0 | 0 | 0 | 0 | 0 | 0 | 0 | 0 | 0 | 0 | 0 | 0 | 0 | 0 | 0 | 0 | 0 | 0 | 0 | 0 | 0 | 0 | 0 | 0 | 0 | 0 | 0 | 0 | 0 | 0 | 0 | 0 | 0 | 0 | 0 | 0 | 0 | 0 | 0 | 0 | 0 | 0% | 0 | 0 | 0% | 0% | 0 | 0 | 0
|  | 7 | 10 | 0 | 1 |  |  |  | 1 | Gen Alternative | On-Going O&M #2 | O&M | 1 | 0 | $/Yr | 0 | 1 |  |  | 0 |  | 0 | 0 | 0 | 0 |  | 0 | 0 | 0 | 0 | 0 | 0 | 0 | 0 | 0 | 0 | 0 | 0 | 0 | 0 | 0 | 0 | 0 | 0 | 0 | 0 | 0 | 0 | 0 | 0 | 0 | 0 | 0 | 0 | 0 | 0 | 0 | 0 | 0 | 0 | 0 | 0 | 0 | 0 | 0 | 0 | 0 | 0 | 0 | 0 | 0 | 0 | 0 | 0 | 0 | 0 | 0 | 0 | 0 | 0 | 0 | 0 | 0 | 0 | 0 | 0 | 0 | 0 | 0 | 0 | 0 | 0 | 0 | 0 | 0 | 0 | 0 | 0 | 0 | 0 | 0 | 0 | 0 | 0 | 0 | 0 | 0 | 0 | 0 | 0 | 0 | 0 | 0 | 0 | 0 | 0 | 0 | 0 | 0 | 0 | 0 | 0 | 0 | 0 | 0 | 0% | 0 | 0 | 0% | 0% | 0 | 0 | 0
|  | 8 | 1 | 1 | 1 | LK_GH2SCR_2028 | LG&E and KU | Ghent 2 SCR 2028 | 1 | Gen Alternative | On-Going XM | O&M | 1 | 0 | $/Yr | 2028 | 1 | 60 |  | None |  | 2028 | 0 | 35 | 0 |  | 0 | 0 | 0 | 0 | 0 | 0 | 0 | 0 | 0 | 0 | 0 | 0 | 0 | 0 | 0 | 0 | 0 | 0 | 0 | 0 | 0 | 0 | 0 | 0 | 0 | 0 | 0 | 0 | 0 | 0 | 0 | 0 | 0 | 0 | 0 | 0 | 0 | 0 | 0 | 0 | 0 | 0 | 0 | 0 | 0 | 0 | 0 | 0 | 0 | 0 | 0 | 0 | 0 | 0 | 0 | 0 | 0 | 0 | 0 | 0 | 0 | 0 | 0 | 0 | 0 | 0 | 0 | 0 | 0 | 0 | 0 | 0 | 0 | 0 | 0 | 0 | 0 | 0 | 0 | 0 | 0 | 0 | 0 | 0 | 0 | 0 | 0 | 0 | 0 | 0 | 0 | 0 | 0 | 0 | 0 | 0 | 0 | 0 | 0 | 0% | 60 | 0 | 0% | 0% | 0 | 0 | 0
|  | 8 | 2 | 0 | 1 |  |  |  | 1 | Gen Alternative | On-Going XM | O&M | 1 | 0 | $/Yr | 0 | 1 |  |  | 0 |  | 0 | 0 | 0 | 0 |  | 0 | 0 | 0 | 0 | 0 | 0 | 0 | 0 | 0 | 0 | 0 | 0 | 0 | 0 | 0 | 0 | 0 | 0 | 0 | 0 | 0 | 0 | 0 | 0 | 0 | 0 | 0 | 0 | 0 | 0 | 0 | 0 | 0 | 0 | 0 | 0 | 0 | 0 | 0 | 0 | 0 | 0 | 0 | 0 | 0 | 0 | 0 | 0 | 0 | 0 | 0 | 0 | 0 | 0 | 0 | 0 | 0 | 0 | 0 | 0 | 0 | 0 | 0 | 0 | 0 | 0 | 0 | 0 | 0 | 0 | 0 | 0 | 0 | 0 | 0 | 0 | 0 | 0 | 0 | 0 | 0 | 0 | 0 | 0 | 0 | 0 | 0 | 0 | 0 | 0 | 0 | 0 | 0 | 0 | 0 | 0 | 0 | 0 | 0 | 0% | 0 | 0 | 0% | 0% | 0 | 0 | 0
|  | 8 | 3 | 0 | 1 |  |  |  | 1 | Gen Alternative | On-Going XM | O&M | 1 | 0 | $/Yr | 0 | 1 |  |  | 0 |  | 0 | 0 | 0 | 0 |  | 0 | 0 | 0 | 0 | 0 | 0 | 0 | 0 | 0 | 0 | 0 | 0 | 0 | 0 | 0 | 0 | 0 | 0 | 0 | 0 | 0 | 0 | 0 | 0 | 0 | 0 | 0 | 0 | 0 | 0 | 0 | 0 | 0 | 0 | 0 | 0 | 0 | 0 | 0 | 0 | 0 | 0 | 0 | 0 | 0 | 0 | 0 | 0 | 0 | 0 | 0 | 0 | 0 | 0 | 0 | 0 | 0 | 0 | 0 | 0 | 0 | 0 | 0 | 0 | 0 | 0 | 0 | 0 | 0 | 0 | 0 | 0 | 0 | 0 | 0 | 0 | 0 | 0 | 0 | 0 | 0 | 0 | 0 | 0 | 0 | 0 | 0 | 0 | 0 | 0 | 0 | 0 | 0 | 0 | 0 | 0 | 0 | 0 | 0 | 0% | 0 | 0 | 0% | 0% | 0 | 0 | 0
|  | 8 | 4 | 0 | 1 |  |  |  | 1 | Gen Alternative | On-Going XM | O&M | 1 | 0 | $/Yr | 0 | 1 |  |  | 0 |  | 0 | 0 | 0 | 0 |  | 0 | 0 | 0 | 0 | 0 | 0 | 0 | 0 | 0 | 0 | 0 | 0 | 0 | 0 | 0 | 0 | 0 | 0 | 0 | 0 | 0 | 0 | 0 | 0 | 0 | 0 | 0 | 0 | 0 | 0 | 0 | 0 | 0 | 0 | 0 | 0 | 0 | 0 | 0 | 0 | 0 | 0 | 0 | 0 | 0 | 0 | 0 | 0 | 0 | 0 | 0 | 0 | 0 | 0 | 0 | 0 | 0 | 0 | 0 | 0 | 0 | 0 | 0 | 0 | 0 | 0 | 0 | 0 | 0 | 0 | 0 | 0 | 0 | 0 | 0 | 0 | 0 | 0 | 0 | 0 | 0 | 0 | 0 | 0 | 0 | 0 | 0 | 0 | 0 | 0 | 0 | 0 | 0 | 0 | 0 | 0 | 0 | 0 | 0 | 0% | 0 | 0 | 0% | 0% | 0 | 0 | 0
|  | 8 | 5 | 0 | 1 |  |  |  | 1 | Gen Alternative | On-Going XM | O&M | 1 | 0 | $/Yr | 0 | 1 |  |  | 0 |  | 0 | 0 | 0 | 0 |  | 0 | 0 | 0 | 0 | 0 | 0 | 0 | 0 | 0 | 0 | 0 | 0 | 0 | 0 | 0 | 0 | 0 | 0 | 0 | 0 | 0 | 0 | 0 | 0 | 0 | 0 | 0 | 0 | 0 | 0 | 0 | 0 | 0 | 0 | 0 | 0 | 0 | 0 | 0 | 0 | 0 | 0 | 0 | 0 | 0 | 0 | 0 | 0 | 0 | 0 | 0 | 0 | 0 | 0 | 0 | 0 | 0 | 0 | 0 | 0 | 0 | 0 | 0 | 0 | 0 | 0 | 0 | 0 | 0 | 0 | 0 | 0 | 0 | 0 | 0 | 0 | 0 | 0 | 0 | 0 | 0 | 0 | 0 | 0 | 0 | 0 | 0 | 0 | 0 | 0 | 0 | 0 | 0 | 0 | 0 | 0 | 0 | 0 | 0 | 0% | 0 | 0 | 0% | 0% | 0 | 0 | 0
|  | 8 | 6 | 0 | 1 |  |  |  | 1 | Gen Alternative | On-Going XM | O&M | 1 | 0 | $/Yr | 0 | 1 |  |  | 0 |  | 0 | 0 | 0 | 0 |  | 0 | 0 | 0 | 0 | 0 | 0 | 0 | 0 | 0 | 0 | 0 | 0 | 0 | 0 | 0 | 0 | 0 | 0 | 0 | 0 | 0 | 0 | 0 | 0 | 0 | 0 | 0 | 0 | 0 | 0 | 0 | 0 | 0 | 0 | 0 | 0 | 0 | 0 | 0 | 0 | 0 | 0 | 0 | 0 | 0 | 0 | 0 | 0 | 0 | 0 | 0 | 0 | 0 | 0 | 0 | 0 | 0 | 0 | 0 | 0 | 0 | 0 | 0 | 0 | 0 | 0 | 0 | 0 | 0 | 0 | 0 | 0 | 0 | 0 | 0 | 0 | 0 | 0 | 0 | 0 | 0 | 0 | 0 | 0 | 0 | 0 | 0 | 0 | 0 | 0 | 0 | 0 | 0 | 0 | 0 | 0 | 0 | 0 | 0 | 0% | 0 | 0 | 0% | 0% | 0 | 0 | 0
|  | 8 | 7 | 0 | 1 |  |  |  | 1 | Gen Alternative | On-Going XM | O&M | 1 | 0 | $/Yr | 0 | 1 |  |  | 0 |  | 0 | 0 | 0 | 0 |  | 0 | 0 | 0 | 0 | 0 | 0 | 0 | 0 | 0 | 0 | 0 | 0 | 0 | 0 | 0 | 0 | 0 | 0 | 0 | 0 | 0 | 0 | 0 | 0 | 0 | 0 | 0 | 0 | 0 | 0 | 0 | 0 | 0 | 0 | 0 | 0 | 0 | 0 | 0 | 0 | 0 | 0 | 0 | 0 | 0 | 0 | 0 | 0 | 0 | 0 | 0 | 0 | 0 | 0 | 0 | 0 | 0 | 0 | 0 | 0 | 0 | 0 | 0 | 0 | 0 | 0 | 0 | 0 | 0 | 0 | 0 | 0 | 0 | 0 | 0 | 0 | 0 | 0 | 0 | 0 | 0 | 0 | 0 | 0 | 0 | 0 | 0 | 0 | 0 | 0 | 0 | 0 | 0 | 0 | 0 | 0 | 0 | 0 | 0 | 0% | 0 | 0 | 0% | 0% | 0 | 0 | 0
|  | 8 | 8 | 0 | 1 |  |  |  | 1 | Gen Alternative | On-Going XM | O&M | 1 | 0 | $/Yr | 0 | 1 |  |  | 0 |  | 0 | 0 | 0 | 0 |  | 0 | 0 | 0 | 0 | 0 | 0 | 0 | 0 | 0 | 0 | 0 | 0 | 0 | 0 | 0 | 0 | 0 | 0 | 0 | 0 | 0 | 0 | 0 | 0 | 0 | 0 | 0 | 0 | 0 | 0 | 0 | 0 | 0 | 0 | 0 | 0 | 0 | 0 | 0 | 0 | 0 | 0 | 0 | 0 | 0 | 0 | 0 | 0 | 0 | 0 | 0 | 0 | 0 | 0 | 0 | 0 | 0 | 0 | 0 | 0 | 0 | 0 | 0 | 0 | 0 | 0 | 0 | 0 | 0 | 0 | 0 | 0 | 0 | 0 | 0 | 0 | 0 | 0 | 0 | 0 | 0 | 0 | 0 | 0 | 0 | 0 | 0 | 0 | 0 | 0 | 0 | 0 | 0 | 0 | 0 | 0 | 0 | 0 | 0 | 0% | 0 | 0 | 0% | 0% | 0 | 0 | 0
|  | 8 | 9 | 0 | 1 |  |  |  | 1 | Gen Alternative | On-Going XM | O&M | 1 | 0 | $/Yr | 0 | 1 |  |  | 0 |  | 0 | 0 | 0 | 0 |  | 0 | 0 | 0 | 0 | 0 | 0 | 0 | 0 | 0 | 0 | 0 | 0 | 0 | 0 | 0 | 0 | 0 | 0 | 0 | 0 | 0 | 0 | 0 | 0 | 0 | 0 | 0 | 0 | 0 | 0 | 0 | 0 | 0 | 0 | 0 | 0 | 0 | 0 | 0 | 0 | 0 | 0 | 0 | 0 | 0 | 0 | 0 | 0 | 0 | 0 | 0 | 0 | 0 | 0 | 0 | 0 | 0 | 0 | 0 | 0 | 0 | 0 | 0 | 0 | 0 | 0 | 0 | 0 | 0 | 0 | 0 | 0 | 0 | 0 | 0 | 0 | 0 | 0 | 0 | 0 | 0 | 0 | 0 | 0 | 0 | 0 | 0 | 0 | 0 | 0 | 0 | 0 | 0 | 0 | 0 | 0 | 0 | 0 | 0 | 0% | 0 | 0 | 0% | 0% | 0 | 0 | 0
|  | 8 | 10 | 0 | 1 |  |  |  | 1 | Gen Alternative | On-Going XM | O&M | 1 | 0 | $/Yr | 0 | 1 |  |  | 0 |  | 0 | 0 | 0 | 0 |  | 0 | 0 | 0 | 0 | 0 | 0 | 0 | 0 | 0 | 0 | 0 | 0 | 0 | 0 | 0 | 0 | 0 | 0 | 0 | 0 | 0 | 0 | 0 | 0 | 0 | 0 | 0 | 0 | 0 | 0 | 0 | 0 | 0 | 0 | 0 | 0 | 0 | 0 | 0 | 0 | 0 | 0 | 0 | 0 | 0 | 0 | 0 | 0 | 0 | 0 | 0 | 0 | 0 | 0 | 0 | 0 | 0 | 0 | 0 | 0 | 0 | 0 | 0 | 0 | 0 | 0 | 0 | 0 | 0 | 0 | 0 | 0 | 0 | 0 | 0 | 0 | 0 | 0 | 0 | 0 | 0 | 0 | 0 | 0 | 0 | 0 | 0 | 0 | 0 | 0 | 0 | 0 | 0 | 0 | 0 | 0 | 0 | 0 | 0 | 0% | 0 | 0 | 0% | 0% | 0 | 0 | 0
|  | 9 | 1 | 1 | 1 | LK_GH2SCR_2028 | LG&E and KU | Ghent 2 SCR 2028 | 1 | Gen Alternative | On-Going FGT | O&M | 1 | 0 | $/Yr | 2028 | 1 | 60 |  | None |  | 2028 | 0 | 35 | 0 |  | 0 | 0 | 0 | 0 | 0 | 0 | 0 | 0 | 0 | 0 | 0 | 0 | 0 | 0 | 0 | 0 | 0 | 0 | 0 | 0 | 0 | 0 | 0 | 0 | 0 | 0 | 0 | 0 | 0 | 0 | 0 | 0 | 0 | 0 | 0 | 0 | 0 | 0 | 0 | 0 | 0 | 0 | 0 | 0 | 0 | 0 | 0 | 0 | 0 | 0 | 0 | 0 | 0 | 0 | 0 | 0 | 0 | 0 | 0 | 0 | 0 | 0 | 0 | 0 | 0 | 0 | 0 | 0 | 0 | 0 | 0 | 0 | 0 | 0 | 0 | 0 | 0 | 0 | 0 | 0 | 0 | 0 | 0 | 0 | 0 | 0 | 0 | 0 | 0 | 0 | 0 | 0 | 0 | 0 | 0 | 0 | 0 | 0 | 0 | 0% | 60 | 0 | 0% | 0% | 0 | 0 | 0
|  | 9 | 2 | 0 | 1 |  |  |  | 1 | Gen Alternative | On-Going FGT | O&M | 1 | 0 | $/Yr | 0 | 1 |  |  | 0 |  | 0 | 0 | 0 | 0 |  | 0 | 0 | 0 | 0 | 0 | 0 | 0 | 0 | 0 | 0 | 0 | 0 | 0 | 0 | 0 | 0 | 0 | 0 | 0 | 0 | 0 | 0 | 0 | 0 | 0 | 0 | 0 | 0 | 0 | 0 | 0 | 0 | 0 | 0 | 0 | 0 | 0 | 0 | 0 | 0 | 0 | 0 | 0 | 0 | 0 | 0 | 0 | 0 | 0 | 0 | 0 | 0 | 0 | 0 | 0 | 0 | 0 | 0 | 0 | 0 | 0 | 0 | 0 | 0 | 0 | 0 | 0 | 0 | 0 | 0 | 0 | 0 | 0 | 0 | 0 | 0 | 0 | 0 | 0 | 0 | 0 | 0 | 0 | 0 | 0 | 0 | 0 | 0 | 0 | 0 | 0 | 0 | 0 | 0 | 0 | 0 | 0 | 0 | 0 | 0% | 0 | 0 | 0% | 0% | 0 | 0 | 0
|  | 9 | 3 | 0 | 1 |  |  |  | 1 | Gen Alternative | On-Going FGT | O&M | 1 | 0 | $/Yr | 0 | 1 |  |  | 0 |  | 0 | 0 | 0 | 0 |  | 0 | 0 | 0 | 0 | 0 | 0 | 0 | 0 | 0 | 0 | 0 | 0 | 0 | 0 | 0 | 0 | 0 | 0 | 0 | 0 | 0 | 0 | 0 | 0 | 0 | 0 | 0 | 0 | 0 | 0 | 0 | 0 | 0 | 0 | 0 | 0 | 0 | 0 | 0 | 0 | 0 | 0 | 0 | 0 | 0 | 0 | 0 | 0 | 0 | 0 | 0 | 0 | 0 | 0 | 0 | 0 | 0 | 0 | 0 | 0 | 0 | 0 | 0 | 0 | 0 | 0 | 0 | 0 | 0 | 0 | 0 | 0 | 0 | 0 | 0 | 0 | 0 | 0 | 0 | 0 | 0 | 0 | 0 | 0 | 0 | 0 | 0 | 0 | 0 | 0 | 0 | 0 | 0 | 0 | 0 | 0 | 0 | 0 | 0 | 0% | 0 | 0 | 0% | 0% | 0 | 0 | 0
|  | 9 | 4 | 0 | 1 |  |  |  | 1 | Gen Alternative | On-Going FGT | O&M | 1 | 0 | $/Yr | 0 | 1 |  |  | 0 |  | 0 | 0 | 0 | 0 |  | 0 | 0 | 0 | 0 | 0 | 0 | 0 | 0 | 0 | 0 | 0 | 0 | 0 | 0 | 0 | 0 | 0 | 0 | 0 | 0 | 0 | 0 | 0 | 0 | 0 | 0 | 0 | 0 | 0 | 0 | 0 | 0 | 0 | 0 | 0 | 0 | 0 | 0 | 0 | 0 | 0 | 0 | 0 | 0 | 0 | 0 | 0 | 0 | 0 | 0 | 0 | 0 | 0 | 0 | 0 | 0 | 0 | 0 | 0 | 0 | 0 | 0 | 0 | 0 | 0 | 0 | 0 | 0 | 0 | 0 | 0 | 0 | 0 | 0 | 0 | 0 | 0 | 0 | 0 | 0 | 0 | 0 | 0 | 0 | 0 | 0 | 0 | 0 | 0 | 0 | 0 | 0 | 0 | 0 | 0 | 0 | 0 | 0 | 0 | 0% | 0 | 0 | 0% | 0% | 0 | 0 | 0
|  | 9 | 5 | 0 | 1 |  |  |  | 1 | Gen Alternative | On-Going FGT | O&M | 1 | 0 | $/Yr | 0 | 1 |  |  | 0 |  | 0 | 0 | 0 | 0 |  | 0 | 0 | 0 | 0 | 0 | 0 | 0 | 0 | 0 | 0 | 0 | 0 | 0 | 0 | 0 | 0 | 0 | 0 | 0 | 0 | 0 | 0 | 0 | 0 | 0 | 0 | 0 | 0 | 0 | 0 | 0 | 0 | 0 | 0 | 0 | 0 | 0 | 0 | 0 | 0 | 0 | 0 | 0 | 0 | 0 | 0 | 0 | 0 | 0 | 0 | 0 | 0 | 0 | 0 | 0 | 0 | 0 | 0 | 0 | 0 | 0 | 0 | 0 | 0 | 0 | 0 | 0 | 0 | 0 | 0 | 0 | 0 | 0 | 0 | 0 | 0 | 0 | 0 | 0 | 0 | 0 | 0 | 0 | 0 | 0 | 0 | 0 | 0 | 0 | 0 | 0 | 0 | 0 | 0 | 0 | 0 | 0 | 0 | 0 | 0% | 0 | 0 | 0% | 0% | 0 | 0 | 0
|  | 9 | 6 | 0 | 1 |  |  |  | 1 | Gen Alternative | On-Going FGT | O&M | 1 | 0 | $/Yr | 0 | 1 |  |  | 0 |  | 0 | 0 | 0 | 0 |  | 0 | 0 | 0 | 0 | 0 | 0 | 0 | 0 | 0 | 0 | 0 | 0 | 0 | 0 | 0 | 0 | 0 | 0 | 0 | 0 | 0 | 0 | 0 | 0 | 0 | 0 | 0 | 0 | 0 | 0 | 0 | 0 | 0 | 0 | 0 | 0 | 0 | 0 | 0 | 0 | 0 | 0 | 0 | 0 | 0 | 0 | 0 | 0 | 0 | 0 | 0 | 0 | 0 | 0 | 0 | 0 | 0 | 0 | 0 | 0 | 0 | 0 | 0 | 0 | 0 | 0 | 0 | 0 | 0 | 0 | 0 | 0 | 0 | 0 | 0 | 0 | 0 | 0 | 0 | 0 | 0 | 0 | 0 | 0 | 0 | 0 | 0 | 0 | 0 | 0 | 0 | 0 | 0 | 0 | 0 | 0 | 0 | 0 | 0 | 0% | 0 | 0 | 0% | 0% | 0 | 0 | 0
|  | 9 | 7 | 0 | 1 |  |  |  | 1 | Gen Alternative | On-Going FGT | O&M | 1 | 0 | $/Yr | 0 | 1 |  |  | 0 |  | 0 | 0 | 0 | 0 |  | 0 | 0 | 0 | 0 | 0 | 0 | 0 | 0 | 0 | 0 | 0 | 0 | 0 | 0 | 0 | 0 | 0 | 0 | 0 | 0 | 0 | 0 | 0 | 0 | 0 | 0 | 0 | 0 | 0 | 0 | 0 | 0 | 0 | 0 | 0 | 0 | 0 | 0 | 0 | 0 | 0 | 0 | 0 | 0 | 0 | 0 | 0 | 0 | 0 | 0 | 0 | 0 | 0 | 0 | 0 | 0 | 0 | 0 | 0 | 0 | 0 | 0 | 0 | 0 | 0 | 0 | 0 | 0 | 0 | 0 | 0 | 0 | 0 | 0 | 0 | 0 | 0 | 0 | 0 | 0 | 0 | 0 | 0 | 0 | 0 | 0 | 0 | 0 | 0 | 0 | 0 | 0 | 0 | 0 | 0 | 0 | 0 | 0 | 0 | 0% | 0 | 0 | 0% | 0% | 0 | 0 | 0
|  | 9 | 8 | 0 | 1 |  |  |  | 1 | Gen Alternative | On-Going FGT | O&M | 1 | 0 | $/Yr | 0 | 1 |  |  | 0 |  | 0 | 0 | 0 | 0 |  | 0 | 0 | 0 | 0 | 0 | 0 | 0 | 0 | 0 | 0 | 0 | 0 | 0 | 0 | 0 | 0 | 0 | 0 | 0 | 0 | 0 | 0 | 0 | 0 | 0 | 0 | 0 | 0 | 0 | 0 | 0 | 0 | 0 | 0 | 0 | 0 | 0 | 0 | 0 | 0 | 0 | 0 | 0 | 0 | 0 | 0 | 0 | 0 | 0 | 0 | 0 | 0 | 0 | 0 | 0 | 0 | 0 | 0 | 0 | 0 | 0 | 0 | 0 | 0 | 0 | 0 | 0 | 0 | 0 | 0 | 0 | 0 | 0 | 0 | 0 | 0 | 0 | 0 | 0 | 0 | 0 | 0 | 0 | 0 | 0 | 0 | 0 | 0 | 0 | 0 | 0 | 0 | 0 | 0 | 0 | 0 | 0 | 0 | 0 | 0% | 0 | 0 | 0% | 0% | 0 | 0 | 0
|  | 9 | 9 | 0 | 1 |  |  |  | 1 | Gen Alternative | On-Going FGT | O&M | 1 | 0 | $/Yr | 0 | 1 |  |  | 0 |  | 0 | 0 | 0 | 0 |  | 0 | 0 | 0 | 0 | 0 | 0 | 0 | 0 | 0 | 0 | 0 | 0 | 0 | 0 | 0 | 0 | 0 | 0 | 0 | 0 | 0 | 0 | 0 | 0 | 0 | 0 | 0 | 0 | 0 | 0 | 0 | 0 | 0 | 0 | 0 | 0 | 0 | 0 | 0 | 0 | 0 | 0 | 0 | 0 | 0 | 0 | 0 | 0 | 0 | 0 | 0 | 0 | 0 | 0 | 0 | 0 | 0 | 0 | 0 | 0 | 0 | 0 | 0 | 0 | 0 | 0 | 0 | 0 | 0 | 0 | 0 | 0 | 0 | 0 | 0 | 0 | 0 | 0 | 0 | 0 | 0 | 0 | 0 | 0 | 0 | 0 | 0 | 0 | 0 | 0 | 0 | 0 | 0 | 0 | 0 | 0 | 0 | 0 | 0 | 0% | 0 | 0 | 0% | 0% | 0 | 0 | 0
|  | 9 | 10 | 0 | 1 |  |  |  | 1 | Gen Alternative | On-Going FGT | O&M | 1 | 0 | $/Yr | 0 | 1 |  |  | 0 |  | 0 | 0 | 0 | 0 |  | 0 | 0 | 0 | 0 | 0 | 0 | 0 | 0 | 0 | 0 | 0 | 0 | 0 | 0 | 0 | 0 | 0 | 0 | 0 | 0 | 0 | 0 | 0 | 0 | 0 | 0 | 0 | 0 | 0 | 0 | 0 | 0 | 0 | 0 | 0 | 0 | 0 | 0 | 0 | 0 | 0 | 0 | 0 | 0 | 0 | 0 | 0 | 0 | 0 | 0 | 0 | 0 | 0 | 0 | 0 | 0 | 0 | 0 | 0 | 0 | 0 | 0 | 0 | 0 | 0 | 0 | 0 | 0 | 0 | 0 | 0 | 0 | 0 | 0 | 0 | 0 | 0 | 0 | 0 | 0 | 0 | 0 | 0 | 0 | 0 | 0 | 0 | 0 | 0 | 0 | 0 | 0 | 0 | 0 | 0 | 0 | 0 | 0 | 0 | 0% | 0 | 0 | 0% | 0% | 0 | 0 | 0
|  | 10 | 1 | 1 | 1 | LK_GH2SCR_2028 | LG&E and KU | Ghent 2 SCR 2028 | 1 |  |  | O&M | 1 | 0 | mmBtu/Yr | 2028 | 1 | 60 | None | None |  | 2028 | 5 | 35 | 0 |  | 0 | 0 | 0 | 0 | 0 | 0 | 0 | 0 | 0 | 0 | 0 | 0 | 0 | 0 | 0 | 0 | 0 | 0 | 0 | 0 | 0 | 0 | 0 | 0 | 0 | 0 | 0 | 0 | 0 | 0 | 0 | 0 | 0 | 0 | 0 | 0 | 0 | 0 | 0 | 0 | 0 | 0 | 0 | 0 | 0 | 0 | 0 | 0 | 0 | 0 | 0 | 0 | 0 | 0 | 0 | 0 | 0 | 0 | 0 | 0 | 0 | 0 | 0 | 0 | 0 | 0 | 0 | 0 | 0 | 0 | 0 | 0 | 0 | 0 | 0 | 0 | 0 | 0 | 0 | 0 | 0 | 0 | 0 | 0 | 0 | 0 | 0 | 0 | 0 | 0 | 0 | 0 | 0 | 0 | 0 | 0 | 0 | 0 | 0 | 0% | 60 | 0 | 0% | 0% | 0 | 0 | 0
|  | 10 | 2 | 0 | 1 |  |  |  | 1 |  |  | O&M | 1 | 0 | mmBtu/Yr | 0 | 1 |  |  | 0 |  | 0 | 0 | 0 | 0 |  | 0 | 0 | 0 | 0 | 0 | 0 | 0 | 0 | 0 | 0 | 0 | 0 | 0 | 0 | 0 | 0 | 0 | 0 | 0 | 0 | 0 | 0 | 0 | 0 | 0 | 0 | 0 | 0 | 0 | 0 | 0 | 0 | 0 | 0 | 0 | 0 | 0 | 0 | 0 | 0 | 0 | 0 | 0 | 0 | 0 | 0 | 0 | 0 | 0 | 0 | 0 | 0 | 0 | 0 | 0 | 0 | 0 | 0 | 0 | 0 | 0 | 0 | 0 | 0 | 0 | 0 | 0 | 0 | 0 | 0 | 0 | 0 | 0 | 0 | 0 | 0 | 0 | 0 | 0 | 0 | 0 | 0 | 0 | 0 | 0 | 0 | 0 | 0 | 0 | 0 | 0 | 0 | 0 | 0 | 0 | 0 | 0 | 0 | 0 | 0% | 0 | 0 | 0% | 0% | 0 | 0 | 0
|  | 10 | 3 | 0 | 1 |  |  |  | 1 |  |  | O&M | 1 | 0 | mmBtu/Yr | 0 | 1 |  |  | 0 |  | 0 | 0 | 0 | 0 |  | 0 | 0 | 0 | 0 | 0 | 0 | 0 | 0 | 0 | 0 | 0 | 0 | 0 | 0 | 0 | 0 | 0 | 0 | 0 | 0 | 0 | 0 | 0 | 0 | 0 | 0 | 0 | 0 | 0 | 0 | 0 | 0 | 0 | 0 | 0 | 0 | 0 | 0 | 0 | 0 | 0 | 0 | 0 | 0 | 0 | 0 | 0 | 0 | 0 | 0 | 0 | 0 | 0 | 0 | 0 | 0 | 0 | 0 | 0 | 0 | 0 | 0 | 0 | 0 | 0 | 0 | 0 | 0 | 0 | 0 | 0 | 0 | 0 | 0 | 0 | 0 | 0 | 0 | 0 | 0 | 0 | 0 | 0 | 0 | 0 | 0 | 0 | 0 | 0 | 0 | 0 | 0 | 0 | 0 | 0 | 0 | 0 | 0 | 0 | 0% | 0 | 0 | 0% | 0% | 0 | 0 | 0
|  | 10 | 4 | 0 | 1 |  |  |  | 1 |  |  | O&M | 1 | 0 | mmBtu/Yr | 0 | 1 |  |  | 0 |  | 0 | 0 | 0 | 0 |  | 0 | 0 | 0 | 0 | 0 | 0 | 0 | 0 | 0 | 0 | 0 | 0 | 0 | 0 | 0 | 0 | 0 | 0 | 0 | 0 | 0 | 0 | 0 | 0 | 0 | 0 | 0 | 0 | 0 | 0 | 0 | 0 | 0 | 0 | 0 | 0 | 0 | 0 | 0 | 0 | 0 | 0 | 0 | 0 | 0 | 0 | 0 | 0 | 0 | 0 | 0 | 0 | 0 | 0 | 0 | 0 | 0 | 0 | 0 | 0 | 0 | 0 | 0 | 0 | 0 | 0 | 0 | 0 | 0 | 0 | 0 | 0 | 0 | 0 | 0 | 0 | 0 | 0 | 0 | 0 | 0 | 0 | 0 | 0 | 0 | 0 | 0 | 0 | 0 | 0 | 0 | 0 | 0 | 0 | 0 | 0 | 0 | 0 | 0 | 0% | 0 | 0 | 0% | 0% | 0 | 0 | 0
|  | 10 | 5 | 0 | 1 |  |  |  | 1 |  |  | O&M | 1 | 0 | mmBtu/Yr | 0 | 1 |  |  | 0 |  | 0 | 0 | 0 | 0 |  | 0 | 0 | 0 | 0 | 0 | 0 | 0 | 0 | 0 | 0 | 0 | 0 | 0 | 0 | 0 | 0 | 0 | 0 | 0 | 0 | 0 | 0 | 0 | 0 | 0 | 0 | 0 | 0 | 0 | 0 | 0 | 0 | 0 | 0 | 0 | 0 | 0 | 0 | 0 | 0 | 0 | 0 | 0 | 0 | 0 | 0 | 0 | 0 | 0 | 0 | 0 | 0 | 0 | 0 | 0 | 0 | 0 | 0 | 0 | 0 | 0 | 0 | 0 | 0 | 0 | 0 | 0 | 0 | 0 | 0 | 0 | 0 | 0 | 0 | 0 | 0 | 0 | 0 | 0 | 0 | 0 | 0 | 0 | 0 | 0 | 0 | 0 | 0 | 0 | 0 | 0 | 0 | 0 | 0 | 0 | 0 | 0 | 0 | 0 | 0% | 0 | 0 | 0% | 0% | 0 | 0 | 0
|  | 10 | 6 | 0 | 1 |  |  |  | 1 |  |  | O&M | 1 | 0 | mmBtu/Yr | 0 | 1 |  |  | 0 |  | 0 | 0 | 0 | 0 |  | 0 | 0 | 0 | 0 | 0 | 0 | 0 | 0 | 0 | 0 | 0 | 0 | 0 | 0 | 0 | 0 | 0 | 0 | 0 | 0 | 0 | 0 | 0 | 0 | 0 | 0 | 0 | 0 | 0 | 0 | 0 | 0 | 0 | 0 | 0 | 0 | 0 | 0 | 0 | 0 | 0 | 0 | 0 | 0 | 0 | 0 | 0 | 0 | 0 | 0 | 0 | 0 | 0 | 0 | 0 | 0 | 0 | 0 | 0 | 0 | 0 | 0 | 0 | 0 | 0 | 0 | 0 | 0 | 0 | 0 | 0 | 0 | 0 | 0 | 0 | 0 | 0 | 0 | 0 | 0 | 0 | 0 | 0 | 0 | 0 | 0 | 0 | 0 | 0 | 0 | 0 | 0 | 0 | 0 | 0 | 0 | 0 | 0 | 0 | 0% | 0 | 0 | 0% | 0% | 0 | 0 | 0
|  | 10 | 7 | 0 | 1 |  |  |  | 1 |  |  | O&M | 1 | 0 | mmBtu/Yr | 0 | 1 |  |  | 0 |  | 0 | 0 | 0 | 0 |  | 0 | 0 | 0 | 0 | 0 | 0 | 0 | 0 | 0 | 0 | 0 | 0 | 0 | 0 | 0 | 0 | 0 | 0 | 0 | 0 | 0 | 0 | 0 | 0 | 0 | 0 | 0 | 0 | 0 | 0 | 0 | 0 | 0 | 0 | 0 | 0 | 0 | 0 | 0 | 0 | 0 | 0 | 0 | 0 | 0 | 0 | 0 | 0 | 0 | 0 | 0 | 0 | 0 | 0 | 0 | 0 | 0 | 0 | 0 | 0 | 0 | 0 | 0 | 0 | 0 | 0 | 0 | 0 | 0 | 0 | 0 | 0 | 0 | 0 | 0 | 0 | 0 | 0 | 0 | 0 | 0 | 0 | 0 | 0 | 0 | 0 | 0 | 0 | 0 | 0 | 0 | 0 | 0 | 0 | 0 | 0 | 0 | 0 | 0 | 0% | 0 | 0 | 0% | 0% | 0 | 0 | 0
|  | 10 | 8 | 0 | 1 |  |  |  | 1 |  |  | O&M | 1 | 0 | mmBtu/Yr | 0 | 1 |  |  | 0 |  | 0 | 0 | 0 | 0 |  | 0 | 0 | 0 | 0 | 0 | 0 | 0 | 0 | 0 | 0 | 0 | 0 | 0 | 0 | 0 | 0 | 0 | 0 | 0 | 0 | 0 | 0 | 0 | 0 | 0 | 0 | 0 | 0 | 0 | 0 | 0 | 0 | 0 | 0 | 0 | 0 | 0 | 0 | 0 | 0 | 0 | 0 | 0 | 0 | 0 | 0 | 0 | 0 | 0 | 0 | 0 | 0 | 0 | 0 | 0 | 0 | 0 | 0 | 0 | 0 | 0 | 0 | 0 | 0 | 0 | 0 | 0 | 0 | 0 | 0 | 0 | 0 | 0 | 0 | 0 | 0 | 0 | 0 | 0 | 0 | 0 | 0 | 0 | 0 | 0 | 0 | 0 | 0 | 0 | 0 | 0 | 0 | 0 | 0 | 0 | 0 | 0 | 0 | 0 | 0% | 0 | 0 | 0% | 0% | 0 | 0 | 0
|  | 10 | 9 | 0 | 1 |  |  |  | 1 |  |  | O&M | 1 | 0 | mmBtu/Yr | 0 | 1 |  |  | 0 |  | 0 | 0 | 0 | 0 |  | 0 | 0 | 0 | 0 | 0 | 0 | 0 | 0 | 0 | 0 | 0 | 0 | 0 | 0 | 0 | 0 | 0 | 0 | 0 | 0 | 0 | 0 | 0 | 0 | 0 | 0 | 0 | 0 | 0 | 0 | 0 | 0 | 0 | 0 | 0 | 0 | 0 | 0 | 0 | 0 | 0 | 0 | 0 | 0 | 0 | 0 | 0 | 0 | 0 | 0 | 0 | 0 | 0 | 0 | 0 | 0 | 0 | 0 | 0 | 0 | 0 | 0 | 0 | 0 | 0 | 0 | 0 | 0 | 0 | 0 | 0 | 0 | 0 | 0 | 0 | 0 | 0 | 0 | 0 | 0 | 0 | 0 | 0 | 0 | 0 | 0 | 0 | 0 | 0 | 0 | 0 | 0 | 0 | 0 | 0 | 0 | 0 | 0 | 0 | 0% | 0 | 0 | 0% | 0% | 0 | 0 | 0
|  | 10 | 10 | 0 | 1 |  |  |  | 1 |  |  | O&M | 1 | 0 | mmBtu/Yr | 0 | 1 |  |  | 0 |  | 0 | 0 | 0 | 0 |  | 0 | 0 | 0 | 0 | 0 | 0 | 0 | 0 | 0 | 0 | 0 | 0 | 0 | 0 | 0 | 0 | 0 | 0 | 0 | 0 | 0 | 0 | 0 | 0 | 0 | 0 | 0 | 0 | 0 | 0 | 0 | 0 | 0 | 0 | 0 | 0 | 0 | 0 | 0 | 0 | 0 | 0 | 0 | 0 | 0 | 0 | 0 | 0 | 0 | 0 | 0 | 0 | 0 | 0 | 0 | 0 | 0 | 0 | 0 | 0 | 0 | 0 | 0 | 0 | 0 | 0 | 0 | 0 | 0 | 0 | 0 | 0 | 0 | 0 | 0 | 0 | 0 | 0 | 0 | 0 | 0 | 0 | 0 | 0 | 0 | 0 | 0 | 0 | 0 | 0 | 0 | 0 | 0 | 0 | 0 | 0 | 0 | 0 | 0 | 0% | 0 | 0 | 0% | 0% | 0 | 0 | 0
|  | 11 | 1 | 1 | 1 | LK_GH2SCR_2028 | LG&E and KU | Ghent 2 SCR 2028 | 1 | Gen Alternative | Energy Price | O&M | 1 | 0 | $/Yr | 2028 | 1 | 60 | None | None |  | 2028 | 5 | 35 | 0 |  | 0 | 0 | 0 | 0 | 0 | 0 | 0 | 0 | 0 | 0 | 0 | 0 | 0 | 0 | 0 | 0 | 0 | 0 | 0 | 0 | 0 | 0 | 0 | 0 | 0 | 0 | 0 | 0 | 0 | 0 | 0 | 0 | 0 | 0 | 0 | 0 | 0 | 0 | 0 | 0 | 0 | 0 | 0 | 0 | 0 | 0 | 0 | 0 | 0 | 0 | 0 | 0 | 0 | 0 | 0 | 0 | 0 | 0 | 0 | 0 | 0 | 0 | 0 | 0 | 0 | 0 | 0 | 0 | 0 | 0 | 0 | 0 | 0 | 0 | 0 | 0 | 0 | 0 | 0 | 0 | 0 | 0 | 0 | 0 | 0 | 0 | 0 | 0 | 0 | 0 | 0 | 0 | 0 | 0 | 0 | 0 | 0 | 0 | 0 | 0% | 60 | 0 | 0% | 0% | 0 | 0 | 0
|  | 11 | 2 | 0 | 1 |  |  |  | 1 | Gen Alternative | Energy Price | O&M | 1 | 0 | $/Yr | 0 | 1 |  |  | 0 |  | 0 | 0 | 0 | 0 |  | 0 | 0 | 0 | 0 | 0 | 0 | 0 | 0 | 0 | 0 | 0 | 0 | 0 | 0 | 0 | 0 | 0 | 0 | 0 | 0 | 0 | 0 | 0 | 0 | 0 | 0 | 0 | 0 | 0 | 0 | 0 | 0 | 0 | 0 | 0 | 0 | 0 | 0 | 0 | 0 | 0 | 0 | 0 | 0 | 0 | 0 | 0 | 0 | 0 | 0 | 0 | 0 | 0 | 0 | 0 | 0 | 0 | 0 | 0 | 0 | 0 | 0 | 0 | 0 | 0 | 0 | 0 | 0 | 0 | 0 | 0 | 0 | 0 | 0 | 0 | 0 | 0 | 0 | 0 | 0 | 0 | 0 | 0 | 0 | 0 | 0 | 0 | 0 | 0 | 0 | 0 | 0 | 0 | 0 | 0 | 0 | 0 | 0 | 0 | 0% | 0 | 0 | 0% | 0% | 0 | 0 | 0
|  | 11 | 3 | 0 | 1 |  |  |  | 1 | Gen Alternative | Energy Price | O&M | 1 | 0 | $/Yr | 0 | 1 |  |  | 0 |  | 0 | 0 | 0 | 0 |  | 0 | 0 | 0 | 0 | 0 | 0 | 0 | 0 | 0 | 0 | 0 | 0 | 0 | 0 | 0 | 0 | 0 | 0 | 0 | 0 | 0 | 0 | 0 | 0 | 0 | 0 | 0 | 0 | 0 | 0 | 0 | 0 | 0 | 0 | 0 | 0 | 0 | 0 | 0 | 0 | 0 | 0 | 0 | 0 | 0 | 0 | 0 | 0 | 0 | 0 | 0 | 0 | 0 | 0 | 0 | 0 | 0 | 0 | 0 | 0 | 0 | 0 | 0 | 0 | 0 | 0 | 0 | 0 | 0 | 0 | 0 | 0 | 0 | 0 | 0 | 0 | 0 | 0 | 0 | 0 | 0 | 0 | 0 | 0 | 0 | 0 | 0 | 0 | 0 | 0 | 0 | 0 | 0 | 0 | 0 | 0 | 0 | 0 | 0 | 0% | 0 | 0 | 0% | 0% | 0 | 0 | 0
|  | 11 | 4 | 0 | 1 |  |  |  | 1 | Gen Alternative | Energy Price | O&M | 1 | 0 | $/Yr | 0 | 1 |  |  | 0 |  | 0 | 0 | 0 | 0 |  | 0 | 0 | 0 | 0 | 0 | 0 | 0 | 0 | 0 | 0 | 0 | 0 | 0 | 0 | 0 | 0 | 0 | 0 | 0 | 0 | 0 | 0 | 0 | 0 | 0 | 0 | 0 | 0 | 0 | 0 | 0 | 0 | 0 | 0 | 0 | 0 | 0 | 0 | 0 | 0 | 0 | 0 | 0 | 0 | 0 | 0 | 0 | 0 | 0 | 0 | 0 | 0 | 0 | 0 | 0 | 0 | 0 | 0 | 0 | 0 | 0 | 0 | 0 | 0 | 0 | 0 | 0 | 0 | 0 | 0 | 0 | 0 | 0 | 0 | 0 | 0 | 0 | 0 | 0 | 0 | 0 | 0 | 0 | 0 | 0 | 0 | 0 | 0 | 0 | 0 | 0 | 0 | 0 | 0 | 0 | 0 | 0 | 0 | 0 | 0% | 0 | 0 | 0% | 0% | 0 | 0 | 0
|  | 11 | 5 | 0 | 1 |  |  |  | 1 | Gen Alternative | Energy Price | O&M | 1 | 0 | $/Yr | 0 | 1 |  |  | 0 |  | 0 | 0 | 0 | 0 |  | 0 | 0 | 0 | 0 | 0 | 0 | 0 | 0 | 0 | 0 | 0 | 0 | 0 | 0 | 0 | 0 | 0 | 0 | 0 | 0 | 0 | 0 | 0 | 0 | 0 | 0 | 0 | 0 | 0 | 0 | 0 | 0 | 0 | 0 | 0 | 0 | 0 | 0 | 0 | 0 | 0 | 0 | 0 | 0 | 0 | 0 | 0 | 0 | 0 | 0 | 0 | 0 | 0 | 0 | 0 | 0 | 0 | 0 | 0 | 0 | 0 | 0 | 0 | 0 | 0 | 0 | 0 | 0 | 0 | 0 | 0 | 0 | 0 | 0 | 0 | 0 | 0 | 0 | 0 | 0 | 0 | 0 | 0 | 0 | 0 | 0 | 0 | 0 | 0 | 0 | 0 | 0 | 0 | 0 | 0 | 0 | 0 | 0 | 0 | 0% | 0 | 0 | 0% | 0% | 0 | 0 | 0
|  | 11 | 6 | 0 | 1 |  |  |  | 1 | Gen Alternative | Energy Price | O&M | 1 | 0 | $/Yr | 0 | 1 |  |  | 0 |  | 0 | 0 | 0 | 0 |  | 0 | 0 | 0 | 0 | 0 | 0 | 0 | 0 | 0 | 0 | 0 | 0 | 0 | 0 | 0 | 0 | 0 | 0 | 0 | 0 | 0 | 0 | 0 | 0 | 0 | 0 | 0 | 0 | 0 | 0 | 0 | 0 | 0 | 0 | 0 | 0 | 0 | 0 | 0 | 0 | 0 | 0 | 0 | 0 | 0 | 0 | 0 | 0 | 0 | 0 | 0 | 0 | 0 | 0 | 0 | 0 | 0 | 0 | 0 | 0 | 0 | 0 | 0 | 0 | 0 | 0 | 0 | 0 | 0 | 0 | 0 | 0 | 0 | 0 | 0 | 0 | 0 | 0 | 0 | 0 | 0 | 0 | 0 | 0 | 0 | 0 | 0 | 0 | 0 | 0 | 0 | 0 | 0 | 0 | 0 | 0 | 0 | 0 | 0 | 0% | 0 | 0 | 0% | 0% | 0 | 0 | 0
|  | 11 | 7 | 0 | 1 |  |  |  | 1 | Gen Alternative | Energy Price | O&M | 1 | 0 | $/Yr | 0 | 1 |  |  | 0 |  | 0 | 0 | 0 | 0 |  | 0 | 0 | 0 | 0 | 0 | 0 | 0 | 0 | 0 | 0 | 0 | 0 | 0 | 0 | 0 | 0 | 0 | 0 | 0 | 0 | 0 | 0 | 0 | 0 | 0 | 0 | 0 | 0 | 0 | 0 | 0 | 0 | 0 | 0 | 0 | 0 | 0 | 0 | 0 | 0 | 0 | 0 | 0 | 0 | 0 | 0 | 0 | 0 | 0 | 0 | 0 | 0 | 0 | 0 | 0 | 0 | 0 | 0 | 0 | 0 | 0 | 0 | 0 | 0 | 0 | 0 | 0 | 0 | 0 | 0 | 0 | 0 | 0 | 0 | 0 | 0 | 0 | 0 | 0 | 0 | 0 | 0 | 0 | 0 | 0 | 0 | 0 | 0 | 0 | 0 | 0 | 0 | 0 | 0 | 0 | 0 | 0 | 0 | 0 | 0% | 0 | 0 | 0% | 0% | 0 | 0 | 0
|  | 11 | 8 | 0 | 1 |  |  |  | 1 | Gen Alternative | Energy Price | O&M | 1 | 0 | $/Yr | 0 | 1 |  |  | 0 |  | 0 | 0 | 0 | 0 |  | 0 | 0 | 0 | 0 | 0 | 0 | 0 | 0 | 0 | 0 | 0 | 0 | 0 | 0 | 0 | 0 | 0 | 0 | 0 | 0 | 0 | 0 | 0 | 0 | 0 | 0 | 0 | 0 | 0 | 0 | 0 | 0 | 0 | 0 | 0 | 0 | 0 | 0 | 0 | 0 | 0 | 0 | 0 | 0 | 0 | 0 | 0 | 0 | 0 | 0 | 0 | 0 | 0 | 0 | 0 | 0 | 0 | 0 | 0 | 0 | 0 | 0 | 0 | 0 | 0 | 0 | 0 | 0 | 0 | 0 | 0 | 0 | 0 | 0 | 0 | 0 | 0 | 0 | 0 | 0 | 0 | 0 | 0 | 0 | 0 | 0 | 0 | 0 | 0 | 0 | 0 | 0 | 0 | 0 | 0 | 0 | 0 | 0 | 0 | 0% | 0 | 0 | 0% | 0% | 0 | 0 | 0
|  | 11 | 9 | 0 | 1 |  |  |  | 1 | Gen Alternative | Energy Price | O&M | 1 | 0 | $/Yr | 0 | 1 |  |  | 0 |  | 0 | 0 | 0 | 0 |  | 0 | 0 | 0 | 0 | 0 | 0 | 0 | 0 | 0 | 0 | 0 | 0 | 0 | 0 | 0 | 0 | 0 | 0 | 0 | 0 | 0 | 0 | 0 | 0 | 0 | 0 | 0 | 0 | 0 | 0 | 0 | 0 | 0 | 0 | 0 | 0 | 0 | 0 | 0 | 0 | 0 | 0 | 0 | 0 | 0 | 0 | 0 | 0 | 0 | 0 | 0 | 0 | 0 | 0 | 0 | 0 | 0 | 0 | 0 | 0 | 0 | 0 | 0 | 0 | 0 | 0 | 0 | 0 | 0 | 0 | 0 | 0 | 0 | 0 | 0 | 0 | 0 | 0 | 0 | 0 | 0 | 0 | 0 | 0 | 0 | 0 | 0 | 0 | 0 | 0 | 0 | 0 | 0 | 0 | 0 | 0 | 0 | 0 | 0 | 0% | 0 | 0 | 0% | 0% | 0 | 0 | 0
|  | 11 | 10 | 0 | 1 |  |  |  | 1 | Gen Alternative | Energy Price | O&M | 1 | 0 | $/Yr | 0 | 1 |  |  | 0 |  | 0 | 0 | 0 | 0 |  | 0 | 0 | 0 | 0 | 0 | 0 | 0 | 0 | 0 | 0 | 0 | 0 | 0 | 0 | 0 | 0 | 0 | 0 | 0 | 0 | 0 | 0 | 0 | 0 | 0 | 0 | 0 | 0 | 0 | 0 | 0 | 0 | 0 | 0 | 0 | 0 | 0 | 0 | 0 | 0 | 0 | 0 | 0 | 0 | 0 | 0 | 0 | 0 | 0 | 0 | 0 | 0 | 0 | 0 | 0 | 0 | 0 | 0 | 0 | 0 | 0 | 0 | 0 | 0 | 0 | 0 | 0 | 0 | 0 | 0 | 0 | 0 | 0 | 0 | 0 | 0 | 0 | 0 | 0 | 0 | 0 | 0 | 0 | 0 | 0 | 0 | 0 | 0 | 0 | 0 | 0 | 0 | 0 | 0 | 0 | 0 | 0 | 0 | 0 | 0% | 0 | 0 | 0% | 0% | 0 | 0 | 0
|  | 12 | 1 | 1 | 1 | LK_GH2SCR_2028 | LG&E and KU | Ghent 2 SCR 2028 | 1 | Gen Alternative | Production Tax Credit | O&M | 1 | 0 | $/Yr | 2028 | 1 | 0 | None | None |  | 2028 | 5 | 35 | 0 |  | 0 | 0 | 0 | 0 | 0 | 0 | 0 | 0 | 0 | 0 | 0 | 0 | 0 | 0 | 0 | 0 | 0 | 0 | 0 | 0 | 0 | 0 | 0 | 0 | 0 | 0 | 0 | 0 | 0 | 0 | 0 | 0 | 0 | 0 | 0 | 0 | 0 | 0 | 0 | 0 | 0 | 0 | 0 | 0 | 0 | 0 | 0 | 0 | 0 | 0 | 0 | 0 | 0 | 0 | 0 | 0 | 0 | 0 | 0 | 0 | 0 | 0 | 0 | 0 | 0 | 0 | 0 | 0 | 0 | 0 | 0 | 0 | 0 | 0 | 0 | 0 | 0 | 0 | 0 | 0 | 0 | 0 | 0 | 0 | 0 | 0 | 0 | 0 | 0 | 0 | 0 | 0 | 0 | 0 | 0 | 0 | 0 | 0 | 0 | 0% | 60 | 0 | 0% | 0% | 0 | 0 | 0
|  | 12 | 2 | 0 | 1 |  |  |  | 1 | Gen Alternative | Production Tax Credit | O&M | 1 | 0 | $/Yr | 0 | 1 |  |  | 0 |  | 0 | 0 | 0 | 0 |  | 0 | 0 | 0 | 0 | 0 | 0 | 0 | 0 | 0 | 0 | 0 | 0 | 0 | 0 | 0 | 0 | 0 | 0 | 0 | 0 | 0 | 0 | 0 | 0 | 0 | 0 | 0 | 0 | 0 | 0 | 0 | 0 | 0 | 0 | 0 | 0 | 0 | 0 | 0 | 0 | 0 | 0 | 0 | 0 | 0 | 0 | 0 | 0 | 0 | 0 | 0 | 0 | 0 | 0 | 0 | 0 | 0 | 0 | 0 | 0 | 0 | 0 | 0 | 0 | 0 | 0 | 0 | 0 | 0 | 0 | 0 | 0 | 0 | 0 | 0 | 0 | 0 | 0 | 0 | 0 | 0 | 0 | 0 | 0 | 0 | 0 | 0 | 0 | 0 | 0 | 0 | 0 | 0 | 0 | 0 | 0 | 0 | 0 | 0 | 0% | 0 | 0 | 0% | 0% | 0 | 0 | 0
|  | 12 | 3 | 0 | 1 |  |  |  | 1 | Gen Alternative | Production Tax Credit | O&M | 1 | 0 | $/Yr | 0 | 1 |  |  | 0 |  | 0 | 0 | 0 | 0 |  | 0 | 0 | 0 | 0 | 0 | 0 | 0 | 0 | 0 | 0 | 0 | 0 | 0 | 0 | 0 | 0 | 0 | 0 | 0 | 0 | 0 | 0 | 0 | 0 | 0 | 0 | 0 | 0 | 0 | 0 | 0 | 0 | 0 | 0 | 0 | 0 | 0 | 0 | 0 | 0 | 0 | 0 | 0 | 0 | 0 | 0 | 0 | 0 | 0 | 0 | 0 | 0 | 0 | 0 | 0 | 0 | 0 | 0 | 0 | 0 | 0 | 0 | 0 | 0 | 0 | 0 | 0 | 0 | 0 | 0 | 0 | 0 | 0 | 0 | 0 | 0 | 0 | 0 | 0 | 0 | 0 | 0 | 0 | 0 | 0 | 0 | 0 | 0 | 0 | 0 | 0 | 0 | 0 | 0 | 0 | 0 | 0 | 0 | 0 | 0% | 0 | 0 | 0% | 0% | 0 | 0 | 0
|  | 12 | 4 | 0 | 1 |  |  |  | 1 | Gen Alternative | Production Tax Credit | O&M | 1 | 0 | $/Yr | 0 | 1 |  |  | 0 |  | 0 | 0 | 0 | 0 |  | 0 | 0 | 0 | 0 | 0 | 0 | 0 | 0 | 0 | 0 | 0 | 0 | 0 | 0 | 0 | 0 | 0 | 0 | 0 | 0 | 0 | 0 | 0 | 0 | 0 | 0 | 0 | 0 | 0 | 0 | 0 | 0 | 0 | 0 | 0 | 0 | 0 | 0 | 0 | 0 | 0 | 0 | 0 | 0 | 0 | 0 | 0 | 0 | 0 | 0 | 0 | 0 | 0 | 0 | 0 | 0 | 0 | 0 | 0 | 0 | 0 | 0 | 0 | 0 | 0 | 0 | 0 | 0 | 0 | 0 | 0 | 0 | 0 | 0 | 0 | 0 | 0 | 0 | 0 | 0 | 0 | 0 | 0 | 0 | 0 | 0 | 0 | 0 | 0 | 0 | 0 | 0 | 0 | 0 | 0 | 0 | 0 | 0 | 0 | 0% | 0 | 0 | 0% | 0% | 0 | 0 | 0
|  | 12 | 5 | 0 | 1 |  |  |  | 1 | Gen Alternative | Production Tax Credit | O&M | 1 | 0 | $/Yr | 0 | 1 |  |  | 0 |  | 0 | 0 | 0 | 0 |  | 0 | 0 | 0 | 0 | 0 | 0 | 0 | 0 | 0 | 0 | 0 | 0 | 0 | 0 | 0 | 0 | 0 | 0 | 0 | 0 | 0 | 0 | 0 | 0 | 0 | 0 | 0 | 0 | 0 | 0 | 0 | 0 | 0 | 0 | 0 | 0 | 0 | 0 | 0 | 0 | 0 | 0 | 0 | 0 | 0 | 0 | 0 | 0 | 0 | 0 | 0 | 0 | 0 | 0 | 0 | 0 | 0 | 0 | 0 | 0 | 0 | 0 | 0 | 0 | 0 | 0 | 0 | 0 | 0 | 0 | 0 | 0 | 0 | 0 | 0 | 0 | 0 | 0 | 0 | 0 | 0 | 0 | 0 | 0 | 0 | 0 | 0 | 0 | 0 | 0 | 0 | 0 | 0 | 0 | 0 | 0 | 0 | 0 | 0 | 0% | 0 | 0 | 0% | 0% | 0 | 0 | 0
|  | 12 | 6 | 0 | 1 |  |  |  | 1 | Gen Alternative | Production Tax Credit | O&M | 1 | 0 | $/Yr | 0 | 1 |  |  | 0 |  | 0 | 0 | 0 | 0 |  | 0 | 0 | 0 | 0 | 0 | 0 | 0 | 0 | 0 | 0 | 0 | 0 | 0 | 0 | 0 | 0 | 0 | 0 | 0 | 0 | 0 | 0 | 0 | 0 | 0 | 0 | 0 | 0 | 0 | 0 | 0 | 0 | 0 | 0 | 0 | 0 | 0 | 0 | 0 | 0 | 0 | 0 | 0 | 0 | 0 | 0 | 0 | 0 | 0 | 0 | 0 | 0 | 0 | 0 | 0 | 0 | 0 | 0 | 0 | 0 | 0 | 0 | 0 | 0 | 0 | 0 | 0 | 0 | 0 | 0 | 0 | 0 | 0 | 0 | 0 | 0 | 0 | 0 | 0 | 0 | 0 | 0 | 0 | 0 | 0 | 0 | 0 | 0 | 0 | 0 | 0 | 0 | 0 | 0 | 0 | 0 | 0 | 0 | 0 | 0% | 0 | 0 | 0% | 0% | 0 | 0 | 0
|  | 12 | 7 | 0 | 1 |  |  |  | 1 | Gen Alternative | Production Tax Credit | O&M | 1 | 0 | $/Yr | 0 | 1 |  |  | 0 |  | 0 | 0 | 0 | 0 |  | 0 | 0 | 0 | 0 | 0 | 0 | 0 | 0 | 0 | 0 | 0 | 0 | 0 | 0 | 0 | 0 | 0 | 0 | 0 | 0 | 0 | 0 | 0 | 0 | 0 | 0 | 0 | 0 | 0 | 0 | 0 | 0 | 0 | 0 | 0 | 0 | 0 | 0 | 0 | 0 | 0 | 0 | 0 | 0 | 0 | 0 | 0 | 0 | 0 | 0 | 0 | 0 | 0 | 0 | 0 | 0 | 0 | 0 | 0 | 0 | 0 | 0 | 0 | 0 | 0 | 0 | 0 | 0 | 0 | 0 | 0 | 0 | 0 | 0 | 0 | 0 | 0 | 0 | 0 | 0 | 0 | 0 | 0 | 0 | 0 | 0 | 0 | 0 | 0 | 0 | 0 | 0 | 0 | 0 | 0 | 0 | 0 | 0 | 0 | 0% | 0 | 0 | 0% | 0% | 0 | 0 | 0
|  | 12 | 8 | 0 | 1 |  |  |  | 1 | Gen Alternative | Production Tax Credit | O&M | 1 | 0 | $/Yr | 0 | 1 |  |  | 0 |  | 0 | 0 | 0 | 0 |  | 0 | 0 | 0 | 0 | 0 | 0 | 0 | 0 | 0 | 0 | 0 | 0 | 0 | 0 | 0 | 0 | 0 | 0 | 0 | 0 | 0 | 0 | 0 | 0 | 0 | 0 | 0 | 0 | 0 | 0 | 0 | 0 | 0 | 0 | 0 | 0 | 0 | 0 | 0 | 0 | 0 | 0 | 0 | 0 | 0 | 0 | 0 | 0 | 0 | 0 | 0 | 0 | 0 | 0 | 0 | 0 | 0 | 0 | 0 | 0 | 0 | 0 | 0 | 0 | 0 | 0 | 0 | 0 | 0 | 0 | 0 | 0 | 0 | 0 | 0 | 0 | 0 | 0 | 0 | 0 | 0 | 0 | 0 | 0 | 0 | 0 | 0 | 0 | 0 | 0 | 0 | 0 | 0 | 0 | 0 | 0 | 0 | 0 | 0 | 0% | 0 | 0 | 0% | 0% | 0 | 0 | 0
|  | 12 | 9 | 0 | 1 |  |  |  | 1 | Gen Alternative | Production Tax Credit | O&M | 1 | 0 | $/Yr | 0 | 1 |  |  | 0 |  | 0 | 0 | 0 | 0 |  | 0 | 0 | 0 | 0 | 0 | 0 | 0 | 0 | 0 | 0 | 0 | 0 | 0 | 0 | 0 | 0 | 0 | 0 | 0 | 0 | 0 | 0 | 0 | 0 | 0 | 0 | 0 | 0 | 0 | 0 | 0 | 0 | 0 | 0 | 0 | 0 | 0 | 0 | 0 | 0 | 0 | 0 | 0 | 0 | 0 | 0 | 0 | 0 | 0 | 0 | 0 | 0 | 0 | 0 | 0 | 0 | 0 | 0 | 0 | 0 | 0 | 0 | 0 | 0 | 0 | 0 | 0 | 0 | 0 | 0 | 0 | 0 | 0 | 0 | 0 | 0 | 0 | 0 | 0 | 0 | 0 | 0 | 0 | 0 | 0 | 0 | 0 | 0 | 0 | 0 | 0 | 0 | 0 | 0 | 0 | 0 | 0 | 0 | 0 | 0% | 0 | 0 | 0% | 0% | 0 | 0 | 0
|  | 12 | 10 | 0 | 1 |  |  |  | 1 | Gen Alternative | Production Tax Credit | O&M | 1 | 0 | $/Yr | 0 | 1 |  |  | 0 |  | 0 | 0 | 0 | 0 |  | 0 | 0 | 0 | 0 | 0 | 0 | 0 | 0 | 0 | 0 | 0 | 0 | 0 | 0 | 0 | 0 | 0 | 0 | 0 | 0 | 0 | 0 | 0 | 0 | 0 | 0 | 0 | 0 | 0 | 0 | 0 | 0 | 0 | 0 | 0 | 0 | 0 | 0 | 0 | 0 | 0 | 0 | 0 | 0 | 0 | 0 | 0 | 0 | 0 | 0 | 0 | 0 | 0 | 0 | 0 | 0 | 0 | 0 | 0 | 0 | 0 | 0 | 0 | 0 | 0 | 0 | 0 | 0 | 0 | 0 | 0 | 0 | 0 | 0 | 0 | 0 | 0 | 0 | 0 | 0 | 0 | 0 | 0 | 0 | 0 | 0 | 0 | 0 | 0 | 0 | 0 | 0 | 0 | 0 | 0 | 0 | 0 | 0 | 0 | 0% | 0 | 0 | 0% | 0% | 0 | 0 | 0
|  | 13 | 1 | 1 | 1 | LK_GH2SCR_2028 | LG&E and KU | Ghent 2 SCR 2028 | 1 | Gen Alternative | Variable O&M | O&M | 1 | 800225.0935 | $/Yr | 2028 | 1 | 60 |  | Esc2 |  | 2028 | 0 | 32 | 0 |  | 0 | 0 | 0 | 0 | 0 | 0 | 0 | 0 | 0 | 0 | 0 | 0 | 0 | 0 | 0 | 0 | 0 | 0 | 0 | 0 | 0 | 0 | 0 | 1237131.7266 | 1261874.3611 | 1287111.8483 | 1312854.0853 | 1339111.167 | 1365893.3903 | 1393211.2581 | 1421075.4833 | 1449496.993 | 1478486.9328 | 1508056.6715 | 1538217.8049 | 1568982.161 | 1600361.8042 | 1632369.0403 | 1665016.4211 | 1698316.7495 | 1732283.0845 | 1766928.7462 | 1802267.3211 | 1838312.6676 | 1875078.9209 | 1912580.4993 | 1950832.1093 | 1989848.7515 | 2029645.7265 | 2070238.6411 | 0 | 0 | 0 | 0 | 0 | 0 | 0 | 0 | 0 | 0 | 0 | 0 | 0 | 0 | 0 | 0 | 0 | 0 | 0 | 0 | 0 | 0 | 1237131.7266 | 1261874.3611 | 1287111.8483 | 1312854.0853 | 1339111.167 | 1365893.3903 | 1393211.2581 | 1421075.4833 | 1449496.993 | 1478486.9328 | 1508056.6715 | 1538217.8049 | 1568982.161 | 1600361.8042 | 1632369.0403 | 1665016.4211 | 1698316.7495 | 1732283.0845 | 1766928.7462 | 1802267.3211 | 1838312.6676 | 1875078.9209 | 1912580.4993 | 1950832.1093 | 1989848.7515 | 2029645.7265 | 2070238.6411 | 2% | 60 | 0 | 0% | 0% | 1912580.4993 | 45587866.1338 | 2751431.5955
|  | 13 | 2 | 0 | 1 |  |  |  | 1 | Gen Alternative | Variable O&M | O&M | 1 | 0 | $/Yr | 0 | 1 |  |  | 0 |  | 0 | 0 | 0 | 0 |  | 0 | 0 | 0 | 0 | 0 | 0 | 0 | 0 | 0 | 0 | 0 | 0 | 0 | 0 | 0 | 0 | 0 | 0 | 0 | 0 | 0 | 0 | 0 | 0 | 0 | 0 | 0 | 0 | 0 | 0 | 0 | 0 | 0 | 0 | 0 | 0 | 0 | 0 | 0 | 0 | 0 | 0 | 0 | 0 | 0 | 0 | 0 | 0 | 0 | 0 | 0 | 0 | 0 | 0 | 0 | 0 | 0 | 0 | 0 | 0 | 0 | 0 | 0 | 0 | 0 | 0 | 0 | 0 | 0 | 0 | 0 | 0 | 0 | 0 | 0 | 0 | 0 | 0 | 0 | 0 | 0 | 0 | 0 | 0 | 0 | 0 | 0 | 0 | 0 | 0 | 0 | 0 | 0 | 0 | 0 | 0 | 0 | 0 | 0 | 0% | 0 | 0 | 0% | 0% | 0 | 0 | 0
|  | 13 | 3 | 0 | 1 |  |  |  | 1 | Gen Alternative | Variable O&M | O&M | 1 | 0 | $/Yr | 0 | 1 |  |  | 0 |  | 0 | 0 | 0 | 0 |  | 0 | 0 | 0 | 0 | 0 | 0 | 0 | 0 | 0 | 0 | 0 | 0 | 0 | 0 | 0 | 0 | 0 | 0 | 0 | 0 | 0 | 0 | 0 | 0 | 0 | 0 | 0 | 0 | 0 | 0 | 0 | 0 | 0 | 0 | 0 | 0 | 0 | 0 | 0 | 0 | 0 | 0 | 0 | 0 | 0 | 0 | 0 | 0 | 0 | 0 | 0 | 0 | 0 | 0 | 0 | 0 | 0 | 0 | 0 | 0 | 0 | 0 | 0 | 0 | 0 | 0 | 0 | 0 | 0 | 0 | 0 | 0 | 0 | 0 | 0 | 0 | 0 | 0 | 0 | 0 | 0 | 0 | 0 | 0 | 0 | 0 | 0 | 0 | 0 | 0 | 0 | 0 | 0 | 0 | 0 | 0 | 0 | 0 | 0 | 0% | 0 | 0 | 0% | 0% | 0 | 0 | 0
|  | 13 | 4 | 0 | 1 |  |  |  | 1 | Gen Alternative | Variable O&M | O&M | 1 | 0 | $/Yr | 0 | 1 |  |  | 0 |  | 0 | 0 | 0 | 0 |  | 0 | 0 | 0 | 0 | 0 | 0 | 0 | 0 | 0 | 0 | 0 | 0 | 0 | 0 | 0 | 0 | 0 | 0 | 0 | 0 | 0 | 0 | 0 | 0 | 0 | 0 | 0 | 0 | 0 | 0 | 0 | 0 | 0 | 0 | 0 | 0 | 0 | 0 | 0 | 0 | 0 | 0 | 0 | 0 | 0 | 0 | 0 | 0 | 0 | 0 | 0 | 0 | 0 | 0 | 0 | 0 | 0 | 0 | 0 | 0 | 0 | 0 | 0 | 0 | 0 | 0 | 0 | 0 | 0 | 0 | 0 | 0 | 0 | 0 | 0 | 0 | 0 | 0 | 0 | 0 | 0 | 0 | 0 | 0 | 0 | 0 | 0 | 0 | 0 | 0 | 0 | 0 | 0 | 0 | 0 | 0 | 0 | 0 | 0 | 0% | 0 | 0 | 0% | 0% | 0 | 0 | 0
|  | 13 | 5 | 0 | 1 |  |  |  | 1 | Gen Alternative | Variable O&M | O&M | 1 | 0 | $/Yr | 0 | 1 |  |  | 0 |  | 0 | 0 | 0 | 0 |  | 0 | 0 | 0 | 0 | 0 | 0 | 0 | 0 | 0 | 0 | 0 | 0 | 0 | 0 | 0 | 0 | 0 | 0 | 0 | 0 | 0 | 0 | 0 | 0 | 0 | 0 | 0 | 0 | 0 | 0 | 0 | 0 | 0 | 0 | 0 | 0 | 0 | 0 | 0 | 0 | 0 | 0 | 0 | 0 | 0 | 0 | 0 | 0 | 0 | 0 | 0 | 0 | 0 | 0 | 0 | 0 | 0 | 0 | 0 | 0 | 0 | 0 | 0 | 0 | 0 | 0 | 0 | 0 | 0 | 0 | 0 | 0 | 0 | 0 | 0 | 0 | 0 | 0 | 0 | 0 | 0 | 0 | 0 | 0 | 0 | 0 | 0 | 0 | 0 | 0 | 0 | 0 | 0 | 0 | 0 | 0 | 0 | 0 | 0 | 0% | 0 | 0 | 0% | 0% | 0 | 0 | 0
|  | 13 | 6 | 0 | 1 |  |  |  | 1 | Gen Alternative | Variable O&M | O&M | 1 | 0 | $/Yr | 0 | 1 |  |  | 0 |  | 0 | 0 | 0 | 0 |  | 0 | 0 | 0 | 0 | 0 | 0 | 0 | 0 | 0 | 0 | 0 | 0 | 0 | 0 | 0 | 0 | 0 | 0 | 0 | 0 | 0 | 0 | 0 | 0 | 0 | 0 | 0 | 0 | 0 | 0 | 0 | 0 | 0 | 0 | 0 | 0 | 0 | 0 | 0 | 0 | 0 | 0 | 0 | 0 | 0 | 0 | 0 | 0 | 0 | 0 | 0 | 0 | 0 | 0 | 0 | 0 | 0 | 0 | 0 | 0 | 0 | 0 | 0 | 0 | 0 | 0 | 0 | 0 | 0 | 0 | 0 | 0 | 0 | 0 | 0 | 0 | 0 | 0 | 0 | 0 | 0 | 0 | 0 | 0 | 0 | 0 | 0 | 0 | 0 | 0 | 0 | 0 | 0 | 0 | 0 | 0 | 0 | 0 | 0 | 0% | 0 | 0 | 0% | 0% | 0 | 0 | 0
|  | 13 | 7 | 0 | 1 |  |  |  | 1 | Gen Alternative | Variable O&M | O&M | 1 | 0 | $/Yr | 0 | 1 |  |  | 0 |  | 0 | 0 | 0 | 0 |  | 0 | 0 | 0 | 0 | 0 | 0 | 0 | 0 | 0 | 0 | 0 | 0 | 0 | 0 | 0 | 0 | 0 | 0 | 0 | 0 | 0 | 0 | 0 | 0 | 0 | 0 | 0 | 0 | 0 | 0 | 0 | 0 | 0 | 0 | 0 | 0 | 0 | 0 | 0 | 0 | 0 | 0 | 0 | 0 | 0 | 0 | 0 | 0 | 0 | 0 | 0 | 0 | 0 | 0 | 0 | 0 | 0 | 0 | 0 | 0 | 0 | 0 | 0 | 0 | 0 | 0 | 0 | 0 | 0 | 0 | 0 | 0 | 0 | 0 | 0 | 0 | 0 | 0 | 0 | 0 | 0 | 0 | 0 | 0 | 0 | 0 | 0 | 0 | 0 | 0 | 0 | 0 | 0 | 0 | 0 | 0 | 0 | 0 | 0 | 0% | 0 | 0 | 0% | 0% | 0 | 0 | 0
|  | 13 | 8 | 0 | 1 |  |  |  | 1 | Gen Alternative | Variable O&M | O&M | 1 | 0 | $/Yr | 0 | 1 |  |  | 0 |  | 0 | 0 | 0 | 0 |  | 0 | 0 | 0 | 0 | 0 | 0 | 0 | 0 | 0 | 0 | 0 | 0 | 0 | 0 | 0 | 0 | 0 | 0 | 0 | 0 | 0 | 0 | 0 | 0 | 0 | 0 | 0 | 0 | 0 | 0 | 0 | 0 | 0 | 0 | 0 | 0 | 0 | 0 | 0 | 0 | 0 | 0 | 0 | 0 | 0 | 0 | 0 | 0 | 0 | 0 | 0 | 0 | 0 | 0 | 0 | 0 | 0 | 0 | 0 | 0 | 0 | 0 | 0 | 0 | 0 | 0 | 0 | 0 | 0 | 0 | 0 | 0 | 0 | 0 | 0 | 0 | 0 | 0 | 0 | 0 | 0 | 0 | 0 | 0 | 0 | 0 | 0 | 0 | 0 | 0 | 0 | 0 | 0 | 0 | 0 | 0 | 0 | 0 | 0 | 0% | 0 | 0 | 0% | 0% | 0 | 0 | 0
|  | 13 | 9 | 0 | 1 |  |  |  | 1 | Gen Alternative | Variable O&M | O&M | 1 | 0 | $/Yr | 0 | 1 |  |  | 0 |  | 0 | 0 | 0 | 0 |  | 0 | 0 | 0 | 0 | 0 | 0 | 0 | 0 | 0 | 0 | 0 | 0 | 0 | 0 | 0 | 0 | 0 | 0 | 0 | 0 | 0 | 0 | 0 | 0 | 0 | 0 | 0 | 0 | 0 | 0 | 0 | 0 | 0 | 0 | 0 | 0 | 0 | 0 | 0 | 0 | 0 | 0 | 0 | 0 | 0 | 0 | 0 | 0 | 0 | 0 | 0 | 0 | 0 | 0 | 0 | 0 | 0 | 0 | 0 | 0 | 0 | 0 | 0 | 0 | 0 | 0 | 0 | 0 | 0 | 0 | 0 | 0 | 0 | 0 | 0 | 0 | 0 | 0 | 0 | 0 | 0 | 0 | 0 | 0 | 0 | 0 | 0 | 0 | 0 | 0 | 0 | 0 | 0 | 0 | 0 | 0 | 0 | 0 | 0 | 0% | 0 | 0 | 0% | 0% | 0 | 0 | 0
|  | 13 | 10 | 0 | 1 |  |  |  | 1 | Gen Alternative | Variable O&M | O&M | 1 | 0 | $/Yr | 0 | 1 |  |  | 0 |  | 0 | 0 | 0 | 0 |  | 0 | 0 | 0 | 0 | 0 | 0 | 0 | 0 | 0 | 0 | 0 | 0 | 0 | 0 | 0 | 0 | 0 | 0 | 0 | 0 | 0 | 0 | 0 | 0 | 0 | 0 | 0 | 0 | 0 | 0 | 0 | 0 | 0 | 0 | 0 | 0 | 0 | 0 | 0 | 0 | 0 | 0 | 0 | 0 | 0 | 0 | 0 | 0 | 0 | 0 | 0 | 0 | 0 | 0 | 0 | 0 | 0 | 0 | 0 | 0 | 0 | 0 | 0 | 0 | 0 | 0 | 0 | 0 | 0 | 0 | 0 | 0 | 0 | 0 | 0 | 0 | 0 | 0 | 0 | 0 | 0 | 0 | 0 | 0 | 0 | 0 | 0 | 0 | 0 | 0 | 0 | 0 | 0 | 0 | 0 | 0 | 0 | 0 | 0 | 0% | 0 | 0 | 0% | 0% | 0 | 0 | 0
|  | 14 | 1 | 1 | 1 | LK_GH2SCR_2028 | LG&E and KU | Ghent 2 SCR 2028 | 1 | Gen Alternative | Start Cost | Capital | 1 | 0 | $/Yr | 2028 | 1 | 60 |  | None | ON_Coal | 2028 | 0 | 35 | 1 |  | 0 | 0 | 0 | 0 | 0 | 0 | 0 | 0 | 0 | 0 | 0 | 0 | 0 | 0 | 0 | 0 | 0 | 0 | 0 | 0 | 0 | 0 | 0 | 0 | 0 | 0 | 0 | 0 | 0 | 0 | 0 | 0 | 0 | 0 | 0 | 0 | 0 | 0 | 0 | 0 | 0 | 0 | 0 | 0 | 0 | 0 | 0 | 0 | 0 | 0 | 0 | 0 | 0 | 0 | 0 | 0 | 0 | 0 | 0 | 0 | 0 | 0 | 0 | 0 | 0 | 0 | 0 | 0 | 0 | 0 | 0 | 0 | 0 | 0 | 0 | 0 | 0 | 0 | 0 | 0 | 0 | 0 | 0 | 0 | 0 | 0 | 0 | 0 | 0 | 0 | 0 | 0 | 0 | 0 | 0 | 0 | 0 | 0 | 0 | 0% | 60 | 1.148 | 6.708% | 7.701% | 0 | 0 | 0
|  | 14 | 2 | 0 | 1 |  |  |  | 1 | Gen Alternative | Start Cost | Capital | 1 | 0 | $/Yr | 0 | 1 |  |  | 0 |  | 0 | 0 | 0 | 0 |  | 0 | 0 | 0 | 0 | 0 | 0 | 0 | 0 | 0 | 0 | 0 | 0 | 0 | 0 | 0 | 0 | 0 | 0 | 0 | 0 | 0 | 0 | 0 | 0 | 0 | 0 | 0 | 0 | 0 | 0 | 0 | 0 | 0 | 0 | 0 | 0 | 0 | 0 | 0 | 0 | 0 | 0 | 0 | 0 | 0 | 0 | 0 | 0 | 0 | 0 | 0 | 0 | 0 | 0 | 0 | 0 | 0 | 0 | 0 | 0 | 0 | 0 | 0 | 0 | 0 | 0 | 0 | 0 | 0 | 0 | 0 | 0 | 0 | 0 | 0 | 0 | 0 | 0 | 0 | 0 | 0 | 0 | 0 | 0 | 0 | 0 | 0 | 0 | 0 | 0 | 0 | 0 | 0 | 0 | 0 | 0 | 0 | 0 | 0 | 0% | 0 | 0 | 0% | 0% | 0 | 0 | 0
|  | 14 | 3 | 0 | 1 |  |  |  | 1 | Gen Alternative | Start Cost | Capital | 1 | 0 | $/Yr | 0 | 1 |  |  | 0 |  | 0 | 0 | 0 | 0 |  | 0 | 0 | 0 | 0 | 0 | 0 | 0 | 0 | 0 | 0 | 0 | 0 | 0 | 0 | 0 | 0 | 0 | 0 | 0 | 0 | 0 | 0 | 0 | 0 | 0 | 0 | 0 | 0 | 0 | 0 | 0 | 0 | 0 | 0 | 0 | 0 | 0 | 0 | 0 | 0 | 0 | 0 | 0 | 0 | 0 | 0 | 0 | 0 | 0 | 0 | 0 | 0 | 0 | 0 | 0 | 0 | 0 | 0 | 0 | 0 | 0 | 0 | 0 | 0 | 0 | 0 | 0 | 0 | 0 | 0 | 0 | 0 | 0 | 0 | 0 | 0 | 0 | 0 | 0 | 0 | 0 | 0 | 0 | 0 | 0 | 0 | 0 | 0 | 0 | 0 | 0 | 0 | 0 | 0 | 0 | 0 | 0 | 0 | 0 | 0% | 0 | 0 | 0% | 0% | 0 | 0 | 0
|  | 14 | 4 | 0 | 1 |  |  |  | 1 | Gen Alternative | Start Cost | Capital | 1 | 0 | $/Yr | 0 | 1 |  |  | 0 |  | 0 | 0 | 0 | 0 |  | 0 | 0 | 0 | 0 | 0 | 0 | 0 | 0 | 0 | 0 | 0 | 0 | 0 | 0 | 0 | 0 | 0 | 0 | 0 | 0 | 0 | 0 | 0 | 0 | 0 | 0 | 0 | 0 | 0 | 0 | 0 | 0 | 0 | 0 | 0 | 0 | 0 | 0 | 0 | 0 | 0 | 0 | 0 | 0 | 0 | 0 | 0 | 0 | 0 | 0 | 0 | 0 | 0 | 0 | 0 | 0 | 0 | 0 | 0 | 0 | 0 | 0 | 0 | 0 | 0 | 0 | 0 | 0 | 0 | 0 | 0 | 0 | 0 | 0 | 0 | 0 | 0 | 0 | 0 | 0 | 0 | 0 | 0 | 0 | 0 | 0 | 0 | 0 | 0 | 0 | 0 | 0 | 0 | 0 | 0 | 0 | 0 | 0 | 0 | 0% | 0 | 0 | 0% | 0% | 0 | 0 | 0
|  | 14 | 5 | 0 | 1 |  |  |  | 1 | Gen Alternative | Start Cost | Capital | 1 | 0 | $/Yr | 0 | 1 |  |  | 0 |  | 0 | 0 | 0 | 0 |  | 0 | 0 | 0 | 0 | 0 | 0 | 0 | 0 | 0 | 0 | 0 | 0 | 0 | 0 | 0 | 0 | 0 | 0 | 0 | 0 | 0 | 0 | 0 | 0 | 0 | 0 | 0 | 0 | 0 | 0 | 0 | 0 | 0 | 0 | 0 | 0 | 0 | 0 | 0 | 0 | 0 | 0 | 0 | 0 | 0 | 0 | 0 | 0 | 0 | 0 | 0 | 0 | 0 | 0 | 0 | 0 | 0 | 0 | 0 | 0 | 0 | 0 | 0 | 0 | 0 | 0 | 0 | 0 | 0 | 0 | 0 | 0 | 0 | 0 | 0 | 0 | 0 | 0 | 0 | 0 | 0 | 0 | 0 | 0 | 0 | 0 | 0 | 0 | 0 | 0 | 0 | 0 | 0 | 0 | 0 | 0 | 0 | 0 | 0 | 0% | 0 | 0 | 0% | 0% | 0 | 0 | 0
|  | 14 | 6 | 0 | 1 |  |  |  | 1 | Gen Alternative | Start Cost | Capital | 1 | 0 | $/Yr | 0 | 1 |  |  | 0 |  | 0 | 0 | 0 | 0 |  | 0 | 0 | 0 | 0 | 0 | 0 | 0 | 0 | 0 | 0 | 0 | 0 | 0 | 0 | 0 | 0 | 0 | 0 | 0 | 0 | 0 | 0 | 0 | 0 | 0 | 0 | 0 | 0 | 0 | 0 | 0 | 0 | 0 | 0 | 0 | 0 | 0 | 0 | 0 | 0 | 0 | 0 | 0 | 0 | 0 | 0 | 0 | 0 | 0 | 0 | 0 | 0 | 0 | 0 | 0 | 0 | 0 | 0 | 0 | 0 | 0 | 0 | 0 | 0 | 0 | 0 | 0 | 0 | 0 | 0 | 0 | 0 | 0 | 0 | 0 | 0 | 0 | 0 | 0 | 0 | 0 | 0 | 0 | 0 | 0 | 0 | 0 | 0 | 0 | 0 | 0 | 0 | 0 | 0 | 0 | 0 | 0 | 0 | 0 | 0% | 0 | 0 | 0% | 0% | 0 | 0 | 0
|  | 14 | 7 | 0 | 1 |  |  |  | 1 | Gen Alternative | Start Cost | Capital | 1 | 0 | $/Yr | 0 | 1 |  |  | 0 |  | 0 | 0 | 0 | 0 |  | 0 | 0 | 0 | 0 | 0 | 0 | 0 | 0 | 0 | 0 | 0 | 0 | 0 | 0 | 0 | 0 | 0 | 0 | 0 | 0 | 0 | 0 | 0 | 0 | 0 | 0 | 0 | 0 | 0 | 0 | 0 | 0 | 0 | 0 | 0 | 0 | 0 | 0 | 0 | 0 | 0 | 0 | 0 | 0 | 0 | 0 | 0 | 0 | 0 | 0 | 0 | 0 | 0 | 0 | 0 | 0 | 0 | 0 | 0 | 0 | 0 | 0 | 0 | 0 | 0 | 0 | 0 | 0 | 0 | 0 | 0 | 0 | 0 | 0 | 0 | 0 | 0 | 0 | 0 | 0 | 0 | 0 | 0 | 0 | 0 | 0 | 0 | 0 | 0 | 0 | 0 | 0 | 0 | 0 | 0 | 0 | 0 | 0 | 0 | 0% | 0 | 0 | 0% | 0% | 0 | 0 | 0
|  | 14 | 8 | 0 | 1 |  |  |  | 1 | Gen Alternative | Start Cost | Capital | 1 | 0 | $/Yr | 0 | 1 |  |  | 0 |  | 0 | 0 | 0 | 0 |  | 0 | 0 | 0 | 0 | 0 | 0 | 0 | 0 | 0 | 0 | 0 | 0 | 0 | 0 | 0 | 0 | 0 | 0 | 0 | 0 | 0 | 0 | 0 | 0 | 0 | 0 | 0 | 0 | 0 | 0 | 0 | 0 | 0 | 0 | 0 | 0 | 0 | 0 | 0 | 0 | 0 | 0 | 0 | 0 | 0 | 0 | 0 | 0 | 0 | 0 | 0 | 0 | 0 | 0 | 0 | 0 | 0 | 0 | 0 | 0 | 0 | 0 | 0 | 0 | 0 | 0 | 0 | 0 | 0 | 0 | 0 | 0 | 0 | 0 | 0 | 0 | 0 | 0 | 0 | 0 | 0 | 0 | 0 | 0 | 0 | 0 | 0 | 0 | 0 | 0 | 0 | 0 | 0 | 0 | 0 | 0 | 0 | 0 | 0 | 0% | 0 | 0 | 0% | 0% | 0 | 0 | 0
|  | 14 | 9 | 0 | 1 |  |  |  | 1 | Gen Alternative | Start Cost | Capital | 1 | 0 | $/Yr | 0 | 1 |  |  | 0 |  | 0 | 0 | 0 | 0 |  | 0 | 0 | 0 | 0 | 0 | 0 | 0 | 0 | 0 | 0 | 0 | 0 | 0 | 0 | 0 | 0 | 0 | 0 | 0 | 0 | 0 | 0 | 0 | 0 | 0 | 0 | 0 | 0 | 0 | 0 | 0 | 0 | 0 | 0 | 0 | 0 | 0 | 0 | 0 | 0 | 0 | 0 | 0 | 0 | 0 | 0 | 0 | 0 | 0 | 0 | 0 | 0 | 0 | 0 | 0 | 0 | 0 | 0 | 0 | 0 | 0 | 0 | 0 | 0 | 0 | 0 | 0 | 0 | 0 | 0 | 0 | 0 | 0 | 0 | 0 | 0 | 0 | 0 | 0 | 0 | 0 | 0 | 0 | 0 | 0 | 0 | 0 | 0 | 0 | 0 | 0 | 0 | 0 | 0 | 0 | 0 | 0 | 0 | 0 | 0% | 0 | 0 | 0% | 0% | 0 | 0 | 0
|  | 14 | 10 | 0 | 1 |  |  |  | 1 | Gen Alternative | Start Cost | Capital | 1 | 0 | $/Yr | 0 | 1 |  |  | 0 |  | 0 | 0 | 0 | 0 |  | 0 | 0 | 0 | 0 | 0 | 0 | 0 | 0 | 0 | 0 | 0 | 0 | 0 | 0 | 0 | 0 | 0 | 0 | 0 | 0 | 0 | 0 | 0 | 0 | 0 | 0 | 0 | 0 | 0 | 0 | 0 | 0 | 0 | 0 | 0 | 0 | 0 | 0 | 0 | 0 | 0 | 0 | 0 | 0 | 0 | 0 | 0 | 0 | 0 | 0 | 0 | 0 | 0 | 0 | 0 | 0 | 0 | 0 | 0 | 0 | 0 | 0 | 0 | 0 | 0 | 0 | 0 | 0 | 0 | 0 | 0 | 0 | 0 | 0 | 0 | 0 | 0 | 0 | 0 | 0 | 0 | 0 | 0 | 0 | 0 | 0 | 0 | 0 | 0 | 0 | 0 | 0 | 0 | 0 | 0 | 0 | 0 | 0 | 0 | 0% | 0 | 0 | 0% | 0% | 0 | 0 | 0
|  | 15 | 1 | 1 | 1 | LK_GH2SCR_2028 | LG&E and KU | Ghent 2 SCR 2028 | 1 |  |  | O&M | 1 | 0 | mmBtu/Yr | 2028 | 1 | 60 | None | None |  | 2028 | 5 | 35 | 0 |  | 0 | 0 | 0 | 0 | 0 | 0 | 0 | 0 | 0 | 0 | 0 | 0 | 0 | 0 | 0 | 0 | 0 | 0 | 0 | 0 | 0 | 0 | 0 | 0 | 0 | 0 | 0 | 0 | 0 | 0 | 0 | 0 | 0 | 0 | 0 | 0 | 0 | 0 | 0 | 0 | 0 | 0 | 0 | 0 | 0 | 0 | 0 | 0 | 0 | 0 | 0 | 0 | 0 | 0 | 0 | 0 | 0 | 0 | 0 | 0 | 0 | 0 | 0 | 0 | 0 | 0 | 0 | 0 | 0 | 0 | 0 | 0 | 0 | 0 | 0 | 0 | 0 | 0 | 0 | 0 | 0 | 0 | 0 | 0 | 0 | 0 | 0 | 0 | 0 | 0 | 0 | 0 | 0 | 0 | 0 | 0 | 0 | 0 | 0 | 0% | 60 | 0 | 0% | 0% | 0 | 0 | 0
|  | 15 | 2 | 0 | 1 |  |  |  | 1 |  |  | O&M | 1 | 0 | mmBtu/Yr | 0 | 1 |  |  | 0 |  | 0 | 0 | 0 | 0 |  | 0 | 0 | 0 | 0 | 0 | 0 | 0 | 0 | 0 | 0 | 0 | 0 | 0 | 0 | 0 | 0 | 0 | 0 | 0 | 0 | 0 | 0 | 0 | 0 | 0 | 0 | 0 | 0 | 0 | 0 | 0 | 0 | 0 | 0 | 0 | 0 | 0 | 0 | 0 | 0 | 0 | 0 | 0 | 0 | 0 | 0 | 0 | 0 | 0 | 0 | 0 | 0 | 0 | 0 | 0 | 0 | 0 | 0 | 0 | 0 | 0 | 0 | 0 | 0 | 0 | 0 | 0 | 0 | 0 | 0 | 0 | 0 | 0 | 0 | 0 | 0 | 0 | 0 | 0 | 0 | 0 | 0 | 0 | 0 | 0 | 0 | 0 | 0 | 0 | 0 | 0 | 0 | 0 | 0 | 0 | 0 | 0 | 0 | 0 | 0% | 0 | 0 | 0% | 0% | 0 | 0 | 0
|  | 15 | 3 | 0 | 1 |  |  |  | 1 |  |  | O&M | 1 | 0 | mmBtu/Yr | 0 | 1 |  |  | 0 |  | 0 | 0 | 0 | 0 |  | 0 | 0 | 0 | 0 | 0 | 0 | 0 | 0 | 0 | 0 | 0 | 0 | 0 | 0 | 0 | 0 | 0 | 0 | 0 | 0 | 0 | 0 | 0 | 0 | 0 | 0 | 0 | 0 | 0 | 0 | 0 | 0 | 0 | 0 | 0 | 0 | 0 | 0 | 0 | 0 | 0 | 0 | 0 | 0 | 0 | 0 | 0 | 0 | 0 | 0 | 0 | 0 | 0 | 0 | 0 | 0 | 0 | 0 | 0 | 0 | 0 | 0 | 0 | 0 | 0 | 0 | 0 | 0 | 0 | 0 | 0 | 0 | 0 | 0 | 0 | 0 | 0 | 0 | 0 | 0 | 0 | 0 | 0 | 0 | 0 | 0 | 0 | 0 | 0 | 0 | 0 | 0 | 0 | 0 | 0 | 0 | 0 | 0 | 0 | 0% | 0 | 0 | 0% | 0% | 0 | 0 | 0
|  | 15 | 4 | 0 | 1 |  |  |  | 1 |  |  | O&M | 1 | 0 | mmBtu/Yr | 0 | 1 |  |  | 0 |  | 0 | 0 | 0 | 0 |  | 0 | 0 | 0 | 0 | 0 | 0 | 0 | 0 | 0 | 0 | 0 | 0 | 0 | 0 | 0 | 0 | 0 | 0 | 0 | 0 | 0 | 0 | 0 | 0 | 0 | 0 | 0 | 0 | 0 | 0 | 0 | 0 | 0 | 0 | 0 | 0 | 0 | 0 | 0 | 0 | 0 | 0 | 0 | 0 | 0 | 0 | 0 | 0 | 0 | 0 | 0 | 0 | 0 | 0 | 0 | 0 | 0 | 0 | 0 | 0 | 0 | 0 | 0 | 0 | 0 | 0 | 0 | 0 | 0 | 0 | 0 | 0 | 0 | 0 | 0 | 0 | 0 | 0 | 0 | 0 | 0 | 0 | 0 | 0 | 0 | 0 | 0 | 0 | 0 | 0 | 0 | 0 | 0 | 0 | 0 | 0 | 0 | 0 | 0 | 0% | 0 | 0 | 0% | 0% | 0 | 0 | 0
|  | 15 | 5 | 0 | 1 |  |  |  | 1 |  |  | O&M | 1 | 0 | mmBtu/Yr | 0 | 1 |  |  | 0 |  | 0 | 0 | 0 | 0 |  | 0 | 0 | 0 | 0 | 0 | 0 | 0 | 0 | 0 | 0 | 0 | 0 | 0 | 0 | 0 | 0 | 0 | 0 | 0 | 0 | 0 | 0 | 0 | 0 | 0 | 0 | 0 | 0 | 0 | 0 | 0 | 0 | 0 | 0 | 0 | 0 | 0 | 0 | 0 | 0 | 0 | 0 | 0 | 0 | 0 | 0 | 0 | 0 | 0 | 0 | 0 | 0 | 0 | 0 | 0 | 0 | 0 | 0 | 0 | 0 | 0 | 0 | 0 | 0 | 0 | 0 | 0 | 0 | 0 | 0 | 0 | 0 | 0 | 0 | 0 | 0 | 0 | 0 | 0 | 0 | 0 | 0 | 0 | 0 | 0 | 0 | 0 | 0 | 0 | 0 | 0 | 0 | 0 | 0 | 0 | 0 | 0 | 0 | 0 | 0% | 0 | 0 | 0% | 0% | 0 | 0 | 0
|  | 15 | 6 | 0 | 1 |  |  |  | 1 |  |  | O&M | 1 | 0 | mmBtu/Yr | 0 | 1 |  |  | 0 |  | 0 | 0 | 0 | 0 |  | 0 | 0 | 0 | 0 | 0 | 0 | 0 | 0 | 0 | 0 | 0 | 0 | 0 | 0 | 0 | 0 | 0 | 0 | 0 | 0 | 0 | 0 | 0 | 0 | 0 | 0 | 0 | 0 | 0 | 0 | 0 | 0 | 0 | 0 | 0 | 0 | 0 | 0 | 0 | 0 | 0 | 0 | 0 | 0 | 0 | 0 | 0 | 0 | 0 | 0 | 0 | 0 | 0 | 0 | 0 | 0 | 0 | 0 | 0 | 0 | 0 | 0 | 0 | 0 | 0 | 0 | 0 | 0 | 0 | 0 | 0 | 0 | 0 | 0 | 0 | 0 | 0 | 0 | 0 | 0 | 0 | 0 | 0 | 0 | 0 | 0 | 0 | 0 | 0 | 0 | 0 | 0 | 0 | 0 | 0 | 0 | 0 | 0 | 0 | 0% | 0 | 0 | 0% | 0% | 0 | 0 | 0
|  | 15 | 7 | 0 | 1 |  |  |  | 1 |  |  | O&M | 1 | 0 | mmBtu/Yr | 0 | 1 |  |  | 0 |  | 0 | 0 | 0 | 0 |  | 0 | 0 | 0 | 0 | 0 | 0 | 0 | 0 | 0 | 0 | 0 | 0 | 0 | 0 | 0 | 0 | 0 | 0 | 0 | 0 | 0 | 0 | 0 | 0 | 0 | 0 | 0 | 0 | 0 | 0 | 0 | 0 | 0 | 0 | 0 | 0 | 0 | 0 | 0 | 0 | 0 | 0 | 0 | 0 | 0 | 0 | 0 | 0 | 0 | 0 | 0 | 0 | 0 | 0 | 0 | 0 | 0 | 0 | 0 | 0 | 0 | 0 | 0 | 0 | 0 | 0 | 0 | 0 | 0 | 0 | 0 | 0 | 0 | 0 | 0 | 0 | 0 | 0 | 0 | 0 | 0 | 0 | 0 | 0 | 0 | 0 | 0 | 0 | 0 | 0 | 0 | 0 | 0 | 0 | 0 | 0 | 0 | 0 | 0 | 0% | 0 | 0 | 0% | 0% | 0 | 0 | 0
|  | 15 | 8 | 0 | 1 |  |  |  | 1 |  |  | O&M | 1 | 0 | mmBtu/Yr | 0 | 1 |  |  | 0 |  | 0 | 0 | 0 | 0 |  | 0 | 0 | 0 | 0 | 0 | 0 | 0 | 0 | 0 | 0 | 0 | 0 | 0 | 0 | 0 | 0 | 0 | 0 | 0 | 0 | 0 | 0 | 0 | 0 | 0 | 0 | 0 | 0 | 0 | 0 | 0 | 0 | 0 | 0 | 0 | 0 | 0 | 0 | 0 | 0 | 0 | 0 | 0 | 0 | 0 | 0 | 0 | 0 | 0 | 0 | 0 | 0 | 0 | 0 | 0 | 0 | 0 | 0 | 0 | 0 | 0 | 0 | 0 | 0 | 0 | 0 | 0 | 0 | 0 | 0 | 0 | 0 | 0 | 0 | 0 | 0 | 0 | 0 | 0 | 0 | 0 | 0 | 0 | 0 | 0 | 0 | 0 | 0 | 0 | 0 | 0 | 0 | 0 | 0 | 0 | 0 | 0 | 0 | 0 | 0% | 0 | 0 | 0% | 0% | 0 | 0 | 0
|  | 15 | 9 | 0 | 1 |  |  |  | 1 |  |  | O&M | 1 | 0 | mmBtu/Yr | 0 | 1 |  |  | 0 |  | 0 | 0 | 0 | 0 |  | 0 | 0 | 0 | 0 | 0 | 0 | 0 | 0 | 0 | 0 | 0 | 0 | 0 | 0 | 0 | 0 | 0 | 0 | 0 | 0 | 0 | 0 | 0 | 0 | 0 | 0 | 0 | 0 | 0 | 0 | 0 | 0 | 0 | 0 | 0 | 0 | 0 | 0 | 0 | 0 | 0 | 0 | 0 | 0 | 0 | 0 | 0 | 0 | 0 | 0 | 0 | 0 | 0 | 0 | 0 | 0 | 0 | 0 | 0 | 0 | 0 | 0 | 0 | 0 | 0 | 0 | 0 | 0 | 0 | 0 | 0 | 0 | 0 | 0 | 0 | 0 | 0 | 0 | 0 | 0 | 0 | 0 | 0 | 0 | 0 | 0 | 0 | 0 | 0 | 0 | 0 | 0 | 0 | 0 | 0 | 0 | 0 | 0 | 0 | 0% | 0 | 0 | 0% | 0% | 0 | 0 | 0
|  | 15 | 10 | 0 | 1 |  |  |  | 1 |  |  | O&M | 1 | 0 | mmBtu/Yr | 0 | 1 |  |  | 0 |  | 0 | 0 | 0 | 0 |  | 0 | 0 | 0 | 0 | 0 | 0 | 0 | 0 | 0 | 0 | 0 | 0 | 0 | 0 | 0 | 0 | 0 | 0 | 0 | 0 | 0 | 0 | 0 | 0 | 0 | 0 | 0 | 0 | 0 | 0 | 0 | 0 | 0 | 0 | 0 | 0 | 0 | 0 | 0 | 0 | 0 | 0 | 0 | 0 | 0 | 0 | 0 | 0 | 0 | 0 | 0 | 0 | 0 | 0 | 0 | 0 | 0 | 0 | 0 | 0 | 0 | 0 | 0 | 0 | 0 | 0 | 0 | 0 | 0 | 0 | 0 | 0 | 0 | 0 | 0 | 0 | 0 | 0 | 0 | 0 | 0 | 0 | 0 | 0 | 0 | 0 | 0 | 0 | 0 | 0 | 0 | 0 | 0 | 0 | 0 | 0 | 0 | 0 | 0 | 0% | 0 | 0 | 0% | 0% | 0 | 0 | 0
|  | 16 | 1 | 1 | 1 | LK_GH2SCR_2028 | LG&E and KU | Ghent 2 SCR 2028 | 1 | Gen Alternative | Hourly Operating Cost | Capital | 1 | 0 | $/Yr | 2028 | 1 | 60 |  | None | ON_Coal | 2028 | 0 | 35 | 1 |  | 0 | 0 | 0 | 0 | 0 | 0 | 0 | 0 | 0 | 0 | 0 | 0 | 0 | 0 | 0 | 0 | 0 | 0 | 0 | 0 | 0 | 0 | 0 | 0 | 0 | 0 | 0 | 0 | 0 | 0 | 0 | 0 | 0 | 0 | 0 | 0 | 0 | 0 | 0 | 0 | 0 | 0 | 0 | 0 | 0 | 0 | 0 | 0 | 0 | 0 | 0 | 0 | 0 | 0 | 0 | 0 | 0 | 0 | 0 | 0 | 0 | 0 | 0 | 0 | 0 | 0 | 0 | 0 | 0 | 0 | 0 | 0 | 0 | 0 | 0 | 0 | 0 | 0 | 0 | 0 | 0 | 0 | 0 | 0 | 0 | 0 | 0 | 0 | 0 | 0 | 0 | 0 | 0 | 0 | 0 | 0 | 0 | 0 | 0 | 0% | 60 | 1.148 | 6.708% | 7.701% | 0 | 0 | 0
|  | 16 | 2 | 0 | 1 |  |  |  | 1 | Gen Alternative | Hourly Operating Cost | Capital | 1 | 0 | $/Yr | 0 | 1 |  |  | 0 |  | 0 | 0 | 0 | 0 |  | 0 | 0 | 0 | 0 | 0 | 0 | 0 | 0 | 0 | 0 | 0 | 0 | 0 | 0 | 0 | 0 | 0 | 0 | 0 | 0 | 0 | 0 | 0 | 0 | 0 | 0 | 0 | 0 | 0 | 0 | 0 | 0 | 0 | 0 | 0 | 0 | 0 | 0 | 0 | 0 | 0 | 0 | 0 | 0 | 0 | 0 | 0 | 0 | 0 | 0 | 0 | 0 | 0 | 0 | 0 | 0 | 0 | 0 | 0 | 0 | 0 | 0 | 0 | 0 | 0 | 0 | 0 | 0 | 0 | 0 | 0 | 0 | 0 | 0 | 0 | 0 | 0 | 0 | 0 | 0 | 0 | 0 | 0 | 0 | 0 | 0 | 0 | 0 | 0 | 0 | 0 | 0 | 0 | 0 | 0 | 0 | 0 | 0 | 0 | 0% | 0 | 0 | 0% | 0% | 0 | 0 | 0
|  | 16 | 3 | 0 | 1 |  |  |  | 1 | Gen Alternative | Hourly Operating Cost | Capital | 1 | 0 | $/Yr | 0 | 1 |  |  | 0 |  | 0 | 0 | 0 | 0 |  | 0 | 0 | 0 | 0 | 0 | 0 | 0 | 0 | 0 | 0 | 0 | 0 | 0 | 0 | 0 | 0 | 0 | 0 | 0 | 0 | 0 | 0 | 0 | 0 | 0 | 0 | 0 | 0 | 0 | 0 | 0 | 0 | 0 | 0 | 0 | 0 | 0 | 0 | 0 | 0 | 0 | 0 | 0 | 0 | 0 | 0 | 0 | 0 | 0 | 0 | 0 | 0 | 0 | 0 | 0 | 0 | 0 | 0 | 0 | 0 | 0 | 0 | 0 | 0 | 0 | 0 | 0 | 0 | 0 | 0 | 0 | 0 | 0 | 0 | 0 | 0 | 0 | 0 | 0 | 0 | 0 | 0 | 0 | 0 | 0 | 0 | 0 | 0 | 0 | 0 | 0 | 0 | 0 | 0 | 0 | 0 | 0 | 0 | 0 | 0% | 0 | 0 | 0% | 0% | 0 | 0 | 0
|  | 16 | 4 | 0 | 1 |  |  |  | 1 | Gen Alternative | Hourly Operating Cost | Capital | 1 | 0 | $/Yr | 0 | 1 |  |  | 0 |  | 0 | 0 | 0 | 0 |  | 0 | 0 | 0 | 0 | 0 | 0 | 0 | 0 | 0 | 0 | 0 | 0 | 0 | 0 | 0 | 0 | 0 | 0 | 0 | 0 | 0 | 0 | 0 | 0 | 0 | 0 | 0 | 0 | 0 | 0 | 0 | 0 | 0 | 0 | 0 | 0 | 0 | 0 | 0 | 0 | 0 | 0 | 0 | 0 | 0 | 0 | 0 | 0 | 0 | 0 | 0 | 0 | 0 | 0 | 0 | 0 | 0 | 0 | 0 | 0 | 0 | 0 | 0 | 0 | 0 | 0 | 0 | 0 | 0 | 0 | 0 | 0 | 0 | 0 | 0 | 0 | 0 | 0 | 0 | 0 | 0 | 0 | 0 | 0 | 0 | 0 | 0 | 0 | 0 | 0 | 0 | 0 | 0 | 0 | 0 | 0 | 0 | 0 | 0 | 0% | 0 | 0 | 0% | 0% | 0 | 0 | 0
|  | 16 | 5 | 0 | 1 |  |  |  | 1 | Gen Alternative | Hourly Operating Cost | Capital | 1 | 0 | $/Yr | 0 | 1 |  |  | 0 |  | 0 | 0 | 0 | 0 |  | 0 | 0 | 0 | 0 | 0 | 0 | 0 | 0 | 0 | 0 | 0 | 0 | 0 | 0 | 0 | 0 | 0 | 0 | 0 | 0 | 0 | 0 | 0 | 0 | 0 | 0 | 0 | 0 | 0 | 0 | 0 | 0 | 0 | 0 | 0 | 0 | 0 | 0 | 0 | 0 | 0 | 0 | 0 | 0 | 0 | 0 | 0 | 0 | 0 | 0 | 0 | 0 | 0 | 0 | 0 | 0 | 0 | 0 | 0 | 0 | 0 | 0 | 0 | 0 | 0 | 0 | 0 | 0 | 0 | 0 | 0 | 0 | 0 | 0 | 0 | 0 | 0 | 0 | 0 | 0 | 0 | 0 | 0 | 0 | 0 | 0 | 0 | 0 | 0 | 0 | 0 | 0 | 0 | 0 | 0 | 0 | 0 | 0 | 0 | 0% | 0 | 0 | 0% | 0% | 0 | 0 | 0
|  | 16 | 6 | 0 | 1 |  |  |  | 1 | Gen Alternative | Hourly Operating Cost | Capital | 1 | 0 | $/Yr | 0 | 1 |  |  | 0 |  | 0 | 0 | 0 | 0 |  | 0 | 0 | 0 | 0 | 0 | 0 | 0 | 0 | 0 | 0 | 0 | 0 | 0 | 0 | 0 | 0 | 0 | 0 | 0 | 0 | 0 | 0 | 0 | 0 | 0 | 0 | 0 | 0 | 0 | 0 | 0 | 0 | 0 | 0 | 0 | 0 | 0 | 0 | 0 | 0 | 0 | 0 | 0 | 0 | 0 | 0 | 0 | 0 | 0 | 0 | 0 | 0 | 0 | 0 | 0 | 0 | 0 | 0 | 0 | 0 | 0 | 0 | 0 | 0 | 0 | 0 | 0 | 0 | 0 | 0 | 0 | 0 | 0 | 0 | 0 | 0 | 0 | 0 | 0 | 0 | 0 | 0 | 0 | 0 | 0 | 0 | 0 | 0 | 0 | 0 | 0 | 0 | 0 | 0 | 0 | 0 | 0 | 0 | 0 | 0% | 0 | 0 | 0% | 0% | 0 | 0 | 0
|  | 16 | 7 | 0 | 1 |  |  |  | 1 | Gen Alternative | Hourly Operating Cost | Capital | 1 | 0 | $/Yr | 0 | 1 |  |  | 0 |  | 0 | 0 | 0 | 0 |  | 0 | 0 | 0 | 0 | 0 | 0 | 0 | 0 | 0 | 0 | 0 | 0 | 0 | 0 | 0 | 0 | 0 | 0 | 0 | 0 | 0 | 0 | 0 | 0 | 0 | 0 | 0 | 0 | 0 | 0 | 0 | 0 | 0 | 0 | 0 | 0 | 0 | 0 | 0 | 0 | 0 | 0 | 0 | 0 | 0 | 0 | 0 | 0 | 0 | 0 | 0 | 0 | 0 | 0 | 0 | 0 | 0 | 0 | 0 | 0 | 0 | 0 | 0 | 0 | 0 | 0 | 0 | 0 | 0 | 0 | 0 | 0 | 0 | 0 | 0 | 0 | 0 | 0 | 0 | 0 | 0 | 0 | 0 | 0 | 0 | 0 | 0 | 0 | 0 | 0 | 0 | 0 | 0 | 0 | 0 | 0 | 0 | 0 | 0 | 0% | 0 | 0 | 0% | 0% | 0 | 0 | 0
|  | 16 | 8 | 0 | 1 |  |  |  | 1 | Gen Alternative | Hourly Operating Cost | Capital | 1 | 0 | $/Yr | 0 | 1 |  |  | 0 |  | 0 | 0 | 0 | 0 |  | 0 | 0 | 0 | 0 | 0 | 0 | 0 | 0 | 0 | 0 | 0 | 0 | 0 | 0 | 0 | 0 | 0 | 0 | 0 | 0 | 0 | 0 | 0 | 0 | 0 | 0 | 0 | 0 | 0 | 0 | 0 | 0 | 0 | 0 | 0 | 0 | 0 | 0 | 0 | 0 | 0 | 0 | 0 | 0 | 0 | 0 | 0 | 0 | 0 | 0 | 0 | 0 | 0 | 0 | 0 | 0 | 0 | 0 | 0 | 0 | 0 | 0 | 0 | 0 | 0 | 0 | 0 | 0 | 0 | 0 | 0 | 0 | 0 | 0 | 0 | 0 | 0 | 0 | 0 | 0 | 0 | 0 | 0 | 0 | 0 | 0 | 0 | 0 | 0 | 0 | 0 | 0 | 0 | 0 | 0 | 0 | 0 | 0 | 0 | 0% | 0 | 0 | 0% | 0% | 0 | 0 | 0
|  | 16 | 9 | 0 | 1 |  |  |  | 1 | Gen Alternative | Hourly Operating Cost | Capital | 1 | 0 | $/Yr | 0 | 1 |  |  | 0 |  | 0 | 0 | 0 | 0 |  | 0 | 0 | 0 | 0 | 0 | 0 | 0 | 0 | 0 | 0 | 0 | 0 | 0 | 0 | 0 | 0 | 0 | 0 | 0 | 0 | 0 | 0 | 0 | 0 | 0 | 0 | 0 | 0 | 0 | 0 | 0 | 0 | 0 | 0 | 0 | 0 | 0 | 0 | 0 | 0 | 0 | 0 | 0 | 0 | 0 | 0 | 0 | 0 | 0 | 0 | 0 | 0 | 0 | 0 | 0 | 0 | 0 | 0 | 0 | 0 | 0 | 0 | 0 | 0 | 0 | 0 | 0 | 0 | 0 | 0 | 0 | 0 | 0 | 0 | 0 | 0 | 0 | 0 | 0 | 0 | 0 | 0 | 0 | 0 | 0 | 0 | 0 | 0 | 0 | 0 | 0 | 0 | 0 | 0 | 0 | 0 | 0 | 0 | 0 | 0% | 0 | 0 | 0% | 0% | 0 | 0 | 0
|  | 16 | 10 | 0 | 1 |  |  |  | 1 | Gen Alternative | Hourly Operating Cost | Capital | 1 | 0 | $/Yr | 0 | 1 |  |  | 0 |  | 0 | 0 | 0 | 0 |  | 0 | 0 | 0 | 0 | 0 | 0 | 0 | 0 | 0 | 0 | 0 | 0 | 0 | 0 | 0 | 0 | 0 | 0 | 0 | 0 | 0 | 0 | 0 | 0 | 0 | 0 | 0 | 0 | 0 | 0 | 0 | 0 | 0 | 0 | 0 | 0 | 0 | 0 | 0 | 0 | 0 | 0 | 0 | 0 | 0 | 0 | 0 | 0 | 0 | 0 | 0 | 0 | 0 | 0 | 0 | 0 | 0 | 0 | 0 | 0 | 0 | 0 | 0 | 0 | 0 | 0 | 0 | 0 | 0 | 0 | 0 | 0 | 0 | 0 | 0 | 0 | 0 | 0 | 0 | 0 | 0 | 0 | 0 | 0 | 0 | 0 | 0 | 0 | 0 | 0 | 0 | 0 | 0 | 0 | 0 | 0 | 0 | 0 | 0 | 0% | 0 | 0 | 0% | 0% | 0 | 0 | 0
[10 empty] | Open |  |  | 1 | 0 |  |  | 1 |  |  |  |  | 0 | 0 | 0 | 0 |  | 0 | 0 | 0 | 0 | 0 | 0 | 0 | 0 | 0 | 0 | 0 | 0 | 0 | 0 | 0 | 0 | 0 | 0 | 0 | 0 | 0 | 0 | 0 | 0 | 0 | 0 | 0 | 0 | 0 | 0 | 0 | 0 | 0 | 0 | 0 | 0 | 0 | 0 | 0 | 0 | 0 | 0 | 0 | 0 | 0 | 0 | 0 | 0 | 0 | 0 | 0 | 0 | 0 | 0 | 0 | 0 | 0 | 0 | 0 | 0 | 0 | 0 | 0 | 0 | 0 | 0 | 0 | 0 | 0 | 0 | 0 | 0 | 0 | 0 | 0 | 0 | 0 | 0 | 0 | 0 | 0 | 0 | 0 | 0 | 0 | 0 | 0 | 0 | 0 | 0 | 0 | 0 | 0 | 0 | 0 | 0 | 0 | 0 | 0 | 0% | 0 | 0 | 0% | 0% | 0 | 0 | 0
[10 empty] | Open |  |  | 1 | 1 |  | 2025 | 1 |  |  |  |  | 2025 | 0 | 0 | 0 |  | 0 | 0 | 0 | 0 | 0 | 0 | 0 | 0 | 0 | 0 | 0 | 0 | 0 | 0 | 0 | 0 | 0 | 0 | 0 | 0 | 0 | 0 | 0 | 0 | 0 | 0 | 0 | 0 | 0 | 0 | 0 | 0 | 0 | 0 | 0 | 0 | 0 | 0 | 0 | 0 | 0 | 0 | 0 | 0 | 0 | 0 | 0 | 0 | 0 | 0 | 0 | 0 | 0 | 0 | 0 | 0 | 0 | 0 | 0 | 0 | 0 | 0 | 0 | 0 | 0 | 0 | 0 | 0 | 0 | 0 | 0 | 0 | 0 | 0 | 0 | 0 | 0 | 0 | 0 | 0 | 0 | 0 | 0 | 0 | 0 | 0 | 0 | 0 | 0 | 0 | 0 | 0 | 0 | 0 | 0 | 0 | 0 | 0 | 0 | 0% | 0 | 0 | 0% | 0% | 0 | 0 | 0
[10 empty] | Open |  |  | 1 | 0 |  |  | 1 |  |  |  |  | 0 | 0 | 0 | 0 |  | 0 | 0 | 0 | 0 | 0 | 0 | 0 | 0 | 0 | 0 | 0 | 0 | 0 | 0 | 0 | 0 | 0 | 0 | 0 | 0 | 0 | 0 | 0 | 0 | 0 | 0 | 0 | 0 | 0 | 0 | 0 | 0 | 0 | 0 | 0 | 0 | 0 | 0 | 0 | 0 | 0 | 0 | 0 | 0 | 0 | 0 | 0 | 0 | 0 | 0 | 0 | 0 | 0 | 0 | 0 | 0 | 0 | 0 | 0 | 0 | 0 | 0 | 0 | 0 | 0 | 0 | 0 | 0 | 0 | 0 | 0 | 0 | 0 | 0 | 0 | 0 | 0 | 0 | 0 | 0 | 0 | 0 | 0 | 0 | 0 | 0 | 0 | 0 | 0 | 0 | 0 | 0 | 0 | 0 | 0 | 0 | 0 | 0 | 0 | 0% | 0 | 0 | 0% | 0% | 0 | 0 | 0
|  | Special Items | [25 empty] | Nominal Cash Flows 2006: Values (Units Vary)
|  | Cost Item | Res Num | Row Num | Gen Alt | Prop | RFP Respondent | RFP Resource |  | Item | Descr | Cap/ O&M | Inc | Base Yr Value | Units | Comm Yr | Rpt. | Dur. | Nominal Spend Profile | Escalator | Capital RR Profile | RR Comm Year | LU Nom | LU Esc | LU RR | Tax | Cont | 2006 | 2007 | 2008 | 2009 | 2010 | 2011 | 2012 | 2013 | 2014 | 2015 | 2016 | 2017 | 2018 | 2019 | 2020 | 2021 | 2022 | 2023 | 2024 | 2025 | 2026 | 2027 | 2028 | 2029 | 2030 | 2031 | 2032 | 2033 | 2034 | 2035 | 2036 | 2037 | 2038 | 2039 | 2040 | 2041 | 2042 | 2043 | 2044 | 2045 | 2046 | 2047 | 2048 | 2049 | 2050 | 2051 | 2052 | 2053 | 2054
|  |  | 1 | 1 | 1 |  | LG&E and KU | Ghent 2 SCR 2028 | 1 | Gen Alternative | Delivered Generation |  | 1 | 3087532.08 | MWh/Year | 2028 | 1 | 60 | None |  |  | 2028 | 5 | 0 | 0 |  | 0 | 0 | 0 | 0 | 0 | 0 | 0 | 0 | 0 | 0 | 0 | 0 | 0 | 0 | 0 | 0 | 0 | 0 | 0 | 0 | 0 | 0 | 0 | 3087532.08 | 3087532.08 | 3087532.08 | 3087532.08 | 3087532.08 | 3087532.08 | 3087532.08 | 3087532.08 | 3087532.08 | 3087532.08 | 3087532.08 | 3087532.08 | 3087532.08 | 3087532.08 | 3087532.08 | 3087532.08 | 3087532.08 | 3087532.08 | 3087532.08 | 3087532.08 | 3087532.08 | 3087532.08 | 3087532.08 | 3087532.08 | 3087532.08 | 3087532.08 | 3087532.08
|  |  | 2 | 0 | 1 |  |  |  | 1 | Gen Alternative | Delivered Generation |  | 1 | 0 | MWh/Year | 0 | 1 |  |  |  |  | 0 | 0 | 0 | 0 |  | 0 | 0 | 0 | 0 | 0 | 0 | 0 | 0 | 0 | 0 | 0 | 0 | 0 | 0 | 0 | 0 | 0 | 0 | 0 | 0 | 0 | 0 | 0 | 0 | 0 | 0 | 0 | 0 | 0 | 0 | 0 | 0 | 0 | 0 | 0 | 0 | 0 | 0 | 0 | 0 | 0 | 0 | 0 | 0 | 0 | 0 | 0 | 0 | 0 | 0
|  |  | 3 | 0 | 1 |  |  |  | 1 | Gen Alternative | Delivered Generation |  | 1 | 0 | MWh/Year | 0 | 1 |  |  |  |  | 0 | 0 | 0 | 0 |  | 0 | 0 | 0 | 0 | 0 | 0 | 0 | 0 | 0 | 0 | 0 | 0 | 0 | 0 | 0 | 0 | 0 | 0 | 0 | 0 | 0 | 0 | 0 | 0 | 0 | 0 | 0 | 0 | 0 | 0 | 0 | 0 | 0 | 0 | 0 | 0 | 0 | 0 | 0 | 0 | 0 | 0 | 0 | 0 | 0 | 0 | 0 | 0 | 0 | 0
|  |  | 4 | 0 | 1 |  |  |  | 1 | Gen Alternative | Delivered Generation |  | 1 | 0 | MWh/Year | 0 | 1 |  |  |  |  | 0 | 0 | 0 | 0 |  | 0 | 0 | 0 | 0 | 0 | 0 | 0 | 0 | 0 | 0 | 0 | 0 | 0 | 0 | 0 | 0 | 0 | 0 | 0 | 0 | 0 | 0 | 0 | 0 | 0 | 0 | 0 | 0 | 0 | 0 | 0 | 0 | 0 | 0 | 0 | 0 | 0 | 0 | 0 | 0 | 0 | 0 | 0 | 0 | 0 | 0 | 0 | 0 | 0 | 0
|  |  | 5 | 0 | 1 |  |  |  | 1 | Gen Alternative | Delivered Generation |  | 1 | 0 | MWh/Year | 0 | 1 |  |  |  |  | 0 | 0 | 0 | 0 |  | 0 | 0 | 0 | 0 | 0 | 0 | 0 | 0 | 0 | 0 | 0 | 0 | 0 | 0 | 0 | 0 | 0 | 0 | 0 | 0 | 0 | 0 | 0 | 0 | 0 | 0 | 0 | 0 | 0 | 0 | 0 | 0 | 0 | 0 | 0 | 0 | 0 | 0 | 0 | 0 | 0 | 0 | 0 | 0 | 0 | 0 | 0 | 0 | 0 | 0
|  |  | 6 | 0 | 1 |  |  |  | 1 | Gen Alternative | Delivered Generation |  | 1 | 0 | MWh/Year | 0 | 1 |  |  |  |  | 0 | 0 | 0 | 0 |  | 0 | 0 | 0 | 0 | 0 | 0 | 0 | 0 | 0 | 0 | 0 | 0 | 0 | 0 | 0 | 0 | 0 | 0 | 0 | 0 | 0 | 0 | 0 | 0 | 0 | 0 | 0 | 0 | 0 | 0 | 0 | 0 | 0 | 0 | 0 | 0 | 0 | 0 | 0 | 0 | 0 | 0 | 0 | 0 | 0 | 0 | 0 | 0 | 0 | 0
|  |  | 7 | 0 | 1 |  |  |  | 1 | Gen Alternative | Delivered Generation |  | 1 | 0 | MWh/Year | 0 | 1 |  |  |  |  | 0 | 0 | 0 | 0 |  | 0 | 0 | 0 | 0 | 0 | 0 | 0 | 0 | 0 | 0 | 0 | 0 | 0 | 0 | 0 | 0 | 0 | 0 | 0 | 0 | 0 | 0 | 0 | 0 | 0 | 0 | 0 | 0 | 0 | 0 | 0 | 0 | 0 | 0 | 0 | 0 | 0 | 0 | 0 | 0 | 0 | 0 | 0 | 0 | 0 | 0 | 0 | 0 | 0 | 0
|  |  | 8 | 0 | 1 |  |  |  | 1 | Gen Alternative | Delivered Generation |  | 1 | 0 | MWh/Year | 0 | 1 |  |  |  |  | 0 | 0 | 0 | 0 |  | 0 | 0 | 0 | 0 | 0 | 0 | 0 | 0 | 0 | 0 | 0 | 0 | 0 | 0 | 0 | 0 | 0 | 0 | 0 | 0 | 0 | 0 | 0 | 0 | 0 | 0 | 0 | 0 | 0 | 0 | 0 | 0 | 0 | 0 | 0 | 0 | 0 | 0 | 0 | 0 | 0 | 0 | 0 | 0 | 0 | 0 | 0 | 0 | 0 | 0
|  |  | 9 | 0 | 1 |  |  |  | 1 | Gen Alternative | Delivered Generation |  | 1 | 0 | MWh/Year | 0 | 1 |  |  |  |  | 0 | 0 | 0 | 0 |  | 0 | 0 | 0 | 0 | 0 | 0 | 0 | 0 | 0 | 0 | 0 | 0 | 0 | 0 | 0 | 0 | 0 | 0 | 0 | 0 | 0 | 0 | 0 | 0 | 0 | 0 | 0 | 0 | 0 | 0 | 0 | 0 | 0 | 0 | 0 | 0 | 0 | 0 | 0 | 0 | 0 | 0 | 0 | 0 | 0 | 0 | 0 | 0 | 0 | 0
|  |  | 10 | 0 | 1 |  |  |  | 1 | Gen Alternative | Delivered Generation |  | 1 | 0 | MWh/Year | 0 | 1 |  |  |  |  | 0 | 0 | 0 | 0 |  | 0 | 0 | 0 | 0 | 0 | 0 | 0 | 0 | 0 | 0 | 0 | 0 | 0 | 0 | 0 | 0 | 0 | 0 | 0 | 0 | 0 | 0 | 0 | 0 | 0 | 0 | 0 | 0 | 0 | 0 | 0 | 0 | 0 | 0 | 0 | 0 | 0 | 0 | 0 | 0 | 0 | 0 | 0 | 0 | 0 | 0 | 0 | 0 | 0 | 0
|  |  | 1 | 1 | 1 |  | LG&E and KU | Ghent 2 SCR 2028 | 1 | Gen Alternative | Delivered Capacity |  | 1 | 481.5 | MWh/Year | 2028 | 1 | 60 |  |  |  | 2028 | 0 | 0 | 0 |  | 0 | 0 | 0 | 0 | 0 | 0 | 0 | 0 | 0 | 0 | 0 | 0 | 0 | 0 | 0 | 0 | 0 | 0 | 0 | 0 | 0 | 0 | 0 | 481.5 | 481.5 | 481.5 | 481.5 | 481.5 | 481.5 | 481.5 | 481.5 | 481.5 | 481.5 | 481.5 | 481.5 | 481.5 | 481.5 | 481.5 | 481.5 | 481.5 | 481.5 | 481.5 | 481.5 | 481.5 | 481.5 | 481.5 | 481.5 | 481.5 | 481.5 | 481.5
|  |  | 2 | 0 | 1 |  |  |  | 1 | Gen Alternative | Delivered Capacity |  | 1 | 0 | MWh/Year | 0 | 1 |  |  |  |  | 0 | 0 | 0 | 0 |  | 0 | 0 | 0 | 0 | 0 | 0 | 0 | 0 | 0 | 0 | 0 | 0 | 0 | 0 | 0 | 0 | 0 | 0 | 0 | 0 | 0 | 0 | 0 | 0 | 0 | 0 | 0 | 0 | 0 | 0 | 0 | 0 | 0 | 0 | 0 | 0 | 0 | 0 | 0 | 0 | 0 | 0 | 0 | 0 | 0 | 0 | 0 | 0 | 0 | 0
|  |  | 3 | 0 | 1 |  |  |  | 1 | Gen Alternative | Delivered Capacity |  | 1 | 0 | MWh/Year | 0 | 1 |  |  |  |  | 0 | 0 | 0 | 0 |  | 0 | 0 | 0 | 0 | 0 | 0 | 0 | 0 | 0 | 0 | 0 | 0 | 0 | 0 | 0 | 0 | 0 | 0 | 0 | 0 | 0 | 0 | 0 | 0 | 0 | 0 | 0 | 0 | 0 | 0 | 0 | 0 | 0 | 0 | 0 | 0 | 0 | 0 | 0 | 0 | 0 | 0 | 0 | 0 | 0 | 0 | 0 | 0 | 0 | 0
|  |  | 4 | 0 | 1 |  |  |  | 1 | Gen Alternative | Delivered Capacity |  | 1 | 0 | MWh/Year | 0 | 1 |  |  |  |  | 0 | 0 | 0 | 0 |  | 0 | 0 | 0 | 0 | 0 | 0 | 0 | 0 | 0 | 0 | 0 | 0 | 0 | 0 | 0 | 0 | 0 | 0 | 0 | 0 | 0 | 0 | 0 | 0 | 0 | 0 | 0 | 0 | 0 | 0 | 0 | 0 | 0 | 0 | 0 | 0 | 0 | 0 | 0 | 0 | 0 | 0 | 0 | 0 | 0 | 0 | 0 | 0 | 0 | 0
|  |  | 5 | 0 | 1 |  |  |  | 1 | Gen Alternative | Delivered Capacity |  | 1 | 0 | MWh/Year | 0 | 1 |  |  |  |  | 0 | 0 | 0 | 0 |  | 0 | 0 | 0 | 0 | 0 | 0 | 0 | 0 | 0 | 0 | 0 | 0 | 0 | 0 | 0 | 0 | 0 | 0 | 0 | 0 | 0 | 0 | 0 | 0 | 0 | 0 | 0 | 0 | 0 | 0 | 0 | 0 | 0 | 0 | 0 | 0 | 0 | 0 | 0 | 0 | 0 | 0 | 0 | 0 | 0 | 0 | 0 | 0 | 0 | 0
|  |  | 6 | 0 | 1 |  |  |  | 1 | Gen Alternative | Delivered Capacity |  | 1 | 0 | MWh/Year | 0 | 1 |  |  |  |  | 0 | 0 | 0 | 0 |  | 0 | 0 | 0 | 0 | 0 | 0 | 0 | 0 | 0 | 0 | 0 | 0 | 0 | 0 | 0 | 0 | 0 | 0 | 0 | 0 | 0 | 0 | 0 | 0 | 0 | 0 | 0 | 0 | 0 | 0 | 0 | 0 | 0 | 0 | 0 | 0 | 0 | 0 | 0 | 0 | 0 | 0 | 0 | 0 | 0 | 0 | 0 | 0 | 0 | 0
|  |  | 7 | 0 | 1 |  |  |  | 1 | Gen Alternative | Delivered Capacity |  | 1 | 0 | MWh/Year | 0 | 1 |  |  |  |  | 0 | 0 | 0 | 0 |  | 0 | 0 | 0 | 0 | 0 | 0 | 0 | 0 | 0 | 0 | 0 | 0 | 0 | 0 | 0 | 0 | 0 | 0 | 0 | 0 | 0 | 0 | 0 | 0 | 0 | 0 | 0 | 0 | 0 | 0 | 0 | 0 | 0 | 0 | 0 | 0 | 0 | 0 | 0 | 0 | 0 | 0 | 0 | 0 | 0 | 0 | 0 | 0 | 0 | 0
|  |  | 8 | 0 | 1 |  |  |  | 1 | Gen Alternative | Delivered Capacity |  | 1 | 0 | MWh/Year | 0 | 1 |  |  |  |  | 0 | 0 | 0 | 0 |  | 0 | 0 | 0 | 0 | 0 | 0 | 0 | 0 | 0 | 0 | 0 | 0 | 0 | 0 | 0 | 0 | 0 | 0 | 0 | 0 | 0 | 0 | 0 | 0 | 0 | 0 | 0 | 0 | 0 | 0 | 0 | 0 | 0 | 0 | 0 | 0 | 0 | 0 | 0 | 0 | 0 | 0 | 0 | 0 | 0 | 0 | 0 | 0 | 0 | 0
|  |  | 9 | 0 | 1 |  |  |  | 1 | Gen Alternative | Delivered Capacity |  | 1 | 0 | MWh/Year | 0 | 1 |  |  |  |  | 0 | 0 | 0 | 0 |  | 0 | 0 | 0 | 0 | 0 | 0 | 0 | 0 | 0 | 0 | 0 | 0 | 0 | 0 | 0 | 0 | 0 | 0 | 0 | 0 | 0 | 0 | 0 | 0 | 0 | 0 | 0 | 0 | 0 | 0 | 0 | 0 | 0 | 0 | 0 | 0 | 0 | 0 | 0 | 0 | 0 | 0 | 0 | 0 | 0 | 0 | 0 | 0 | 0 | 0
|  |  | 10 | 0 | 1 |  |  |  | 1 | Gen Alternative | Delivered Capacity |  | 1 | 0 | MWh/Year | 0 | 1 |  |  |  |  | 0 | 0 | 0 | 0 |  | 0 | 0 | 0 | 0 | 0 | 0 | 0 | 0 | 0 | 0 | 0 | 0 | 0 | 0 | 0 | 0 | 0 | 0 | 0 | 0 | 0 | 0 | 0 | 0 | 0 | 0 | 0 | 0 | 0 | 0 | 0 | 0 | 0 | 0 | 0 | 0 | 0 | 0 | 0 | 0 | 0 | 0 | 0 | 0 | 0 | 0 | 0 | 0 | 0 | 0
[10 empty] | Open | [6 empty] | 1 |  |  |  |  | 0 | 0 | 0 | 0 |  | 0 | 0 | 0 | 0 | 0 | 0 | 0 | 0 | 0 | 0 | 0 | 0 | 0 | 0 | 0 | 0 | 0 | 0 | 0 | 0 | 0 | 0 | 0 | 0 | 0 | 0 | 0 | 0 | 0 | 0 | 0 | 0 | 0 | 0 | 0 | 0 | 0 | 0 | 0 | 0 | 0 | 0 | 0 | 0 | 0 | 0 | 0 | 0 | 0 | 0
[10 empty] | Open |  |  | 1 | 1 |  | 2025 | 1 |  |  |  |  | 2025 | 0 | 0 | 0 |  | 0 | 0 | 0 | 0 | 0 | 0 | 0 | 0 | 0 | 0 | 0 | 0 | 0 | 0 | 0 | 0 | 0 | 0 | 0 | 0 | 0 | 0 | 0 | 0 | 0 | 0 | 0 | 0 | 0 | 0 | 0 | 0 | 0 | 0 | 0 | 0 | 0 | 0 | 0 | 0 | 0 | 0 | 0 | 0 | 0 | 0 | 0 | 0 | 0 | 0
[10 empty] | Open | [6 empty] | 1 |  |  |  |  | 0 | 0 | 0 | 0 |  | 0 | 0 | 0 | 0 | 0 | 0 | 0 | 0 | 0 | 0 | 0 | 0 | 0 | 0 | 0 | 0 | 0 | 0 | 0 | 0 | 0 | 0 | 0 | 0 | 0 | 0 | 0 | 0 | 0 | 0 | 0 | 0 | 0 | 0 | 0 | 0 | 0 | 0 | 0 | 0 | 0 | 0 | 0 | 0 | 0 | 0 | 0 | 0 | 0 | 0
Note on Q4: Stuart Wilson: For multi-year capital projects (i.e., Base Yr $ is allocated over multiple years), this is year in which project is completed or commissioned. For all other projects (i.e., projects with multiple years of overnight capital spend OR projects where Base Yr $ is spent in one year or spent in each of several years), this is first year of spend.
Note on Q170: Stuart Wilson: For multi-year capital projects (i.e., Base Yr $ is allocated over multiple years), this is year in which project is completed or commissioned. For all other projects (i.e., projects with multiple years of overnight capital spend OR projects where Base Yr $ is spent in one year or spent in each of several years), this is first year of spend.
Note on R4: Adam McKinney: frequency (in years) in which cost recurs; 100 implies a cost that does not recur
Note on R170: Adam McKinney: frequency (in years) in which cost recurs; 100 implies a cost that does not recur
Note on AA4: Stuart Wilson: Should be applied to all equipment, license fees, installation labor if incurred with equipment purchase.
Note on AA170: Stuart Wilson: Should be applied to all equipment, license fees, installation labor if incurred with equipment purchase.
Note on AB4: Adam McKinney: 1 if contingency applied, 0 if not
Note on AB170: Adam McKinney: 1 if contingency applied, 0 if not
Note on BZ170: Stuart Wilson:

## GenAlts
|  | Resource ID | [9 empty] | Line# | [9 empty] | StartYear
AltID | Descr | 1 | 2 | 3 | 4 | 5 | 6 | 7 | 8 | 9 | 10 | 1 | 2 | 3 | 4 | 5 | 6 | 7 | 8 | 9 | 10 | 1 | 2 | 3 | 4 | 5 | 6 | 7 | 8 | 9 | 10
1 | Ghent 2 SCR 2028 | LK_GH2SCR_2028 | [9 empty] | 1 | 0 | 0 | 0 | 0 | 0 | 0 | 0 | 0 | 0 | 2028 | 0 | 0 | 0 | 0 | 0 | 0 | 0 | 0 | 0
2 | Ghent 2 SCR 2009 | LK_GH2SCR_2009 | [9 empty] | 2 | 0 | 0 | 0 | 0 | 0 | 0 | 0 | 0 | 0 | 2009 | 0 | 0 | 0 | 0 | 0 | 0 | 0 | 0 | 0
3 | Open | [10 empty] | 0 | 0 | 0 | 0 | 0 | 0 | 0 | 0 | 0 | 0 | 0 | 0 | 0 | 0 | 0 | 0 | 0 | 0 | 0 | 0
4 | Open | [10 empty] | 0 | 0 | 0 | 0 | 0 | 0 | 0 | 0 | 0 | 0 | 0 | 0 | 0 | 0 | 0 | 0 | 0 | 0 | 0 | 0
5 | Open | [10 empty] | 0 | 0 | 0 | 0 | 0 | 0 | 0 | 0 | 0 | 0 | 0 | 0 | 0 | 0 | 0 | 0 | 0 | 0 | 0 | 0
6 | Open | [10 empty] | 0 | 0 | 0 | 0 | 0 | 0 | 0 | 0 | 0 | 0 | 0 | 0 | 0 | 0 | 0 | 0 | 0 | 0 | 0 | 0
7 | Open | [10 empty] | 0 | 0 | 0 | 0 | 0 | 0 | 0 | 0 | 0 | 0 | 0 | 0 | 0 | 0 | 0 | 0 | 0 | 0 | 0 | 0
8 | Open | [10 empty] | 0 | 0 | 0 | 0 | 0 | 0 | 0 | 0 | 0 | 0 | 0 | 0 | 0 | 0 | 0 | 0 | 0 | 0 | 0 | 0
9 | Open | [10 empty] | 0 | 0 | 0 | 0 | 0 | 0 | 0 | 0 | 0 | 0 | 0 | 0 | 0 | 0 | 0 | 0 | 0 | 0 | 0 | 0
10 | Open | [10 empty] | 0 | 0 | 0 | 0 | 0 | 0 | 0 | 0 | 0 | 0 | 0 | 0 | 0 | 0 | 0 | 0 | 0 | 0 | 0 | 0
11 | Open | [10 empty] | 0 | 0 | 0 | 0 | 0 | 0 | 0 | 0 | 0 | 0 | 0 | 0 | 0 | 0 | 0 | 0 | 0 | 0 | 0 | 0
12 | Open | [10 empty] | 0 | 0 | 0 | 0 | 0 | 0 | 0 | 0 | 0 | 0 | 0 | 0 | 0 | 0 | 0 | 0 | 0 | 0 | 0 | 0
13 | Open | [10 empty] | 0 | 0 | 0 | 0 | 0 | 0 | 0 | 0 | 0 | 0 | 0 | 0 | 0 | 0 | 0 | 0 | 0 | 0 | 0 | 0
14 | Open | [10 empty] | 0 | 0 | 0 | 0 | 0 | 0 | 0 | 0 | 0 | 0 | 0 | 0 | 0 | 0 | 0 | 0 | 0 | 0 | 0 | 0
15 | Open | [10 empty] | 0 | 0 | 0 | 0 | 0 | 0 | 0 | 0 | 0 | 0 | 0 | 0 | 0 | 0 | 0 | 0 | 0 | 0 | 0 | 0
16 | Open | [10 empty] | 0 | 0 | 0 | 0 | 0 | 0 | 0 | 0 | 0 | 0 | 0 | 0 | 0 | 0 | 0 | 0 | 0 | 0 | 0 | 0
17 | Open | [10 empty] | 0 | 0 | 0 | 0 | 0 | 0 | 0 | 0 | 0 | 0 | 0 | 0 | 0 | 0 | 0 | 0 | 0 | 0 | 0 | 0
18 | Open | [10 empty] | 0 | 0 | 0 | 0 | 0 | 0 | 0 | 0 | 0 | 0 | 0 | 0 | 0 | 0 | 0 | 0 | 0 | 0 | 0 | 0
19 | Open | [10 empty] | 0 | 0 | 0 | 0 | 0 | 0 | 0 | 0 | 0 | 0 | 0 | 0 | 0 | 0 | 0 | 0 | 0 | 0 | 0 | 0
20 | Open | [10 empty] | 0 | 0 | 0 | 0 | 0 | 0 | 0 | 0 | 0 | 0 | 0 | 0 | 0 | 0 | 0 | 0 | 0 | 0 | 0 | 0
21 | Open | [10 empty] | 0 | 0 | 0 | 0 | 0 | 0 | 0 | 0 | 0 | 0 | 0 | 0 | 0 | 0 | 0 | 0 | 0 | 0 | 0 | 0
22 | Open | [10 empty] | 0 | 0 | 0 | 0 | 0 | 0 | 0 | 0 | 0 | 0 | 0 | 0 | 0 | 0 | 0 | 0 | 0 | 0 | 0 | 0
23 | Open | [10 empty] | 0 | 0 | 0 | 0 | 0 | 0 | 0 | 0 | 0 | 0 | 0 | 0 | 0 | 0 | 0 | 0 | 0 | 0 | 0 | 0
24 | Open | [10 empty] | 0 | 0 | 0 | 0 | 0 | 0 | 0 | 0 | 0 | 0 | 0 | 0 | 0 | 0 | 0 | 0 | 0 | 0 | 0 | 0
25 | Open | [10 empty] | 0 | 0 | 0 | 0 | 0 | 0 | 0 | 0 | 0 | 0 | 0 | 0 | 0 | 0 | 0 | 0 | 0 | 0 | 0 | 0
26 | Open | [10 empty] | 0 | 0 | 0 | 0 | 0 | 0 | 0 | 0 | 0 | 0 | 0 | 0 | 0 | 0 | 0 | 0 | 0 | 0 | 0 | 0
27 | Open | [10 empty] | 0 | 0 | 0 | 0 | 0 | 0 | 0 | 0 | 0 | 0 | 0 | 0 | 0 | 0 | 0 | 0 | 0 | 0 | 0 | 0
28 | Open | [10 empty] | 0 | 0 | 0 | 0 | 0 | 0 | 0 | 0 | 0 | 0 | 0 | 0 | 0 | 0 | 0 | 0 | 0 | 0 | 0 | 0
29 | Open | [10 empty] | 0 | 0 | 0 | 0 | 0 | 0 | 0 | 0 | 0 | 0 | 0 | 0 | 0 | 0 | 0 | 0 | 0 | 0 | 0 | 0
30 | Open | [10 empty] | 0 | 0 | 0 | 0 | 0 | 0 | 0 | 0 | 0 | 0 | 0 | 0 | 0 | 0 | 0 | 0 | 0 | 0 | 0 | 0
31 | Open | [10 empty] | 0 | 0 | 0 | 0 | 0 | 0 | 0 | 0 | 0 | 0 | 0 | 0 | 0 | 0 | 0 | 0 | 0 | 0 | 0 | 0
32 | Open | [10 empty] | 0 | 0 | 0 | 0 | 0 | 0 | 0 | 0 | 0 | 0 | 0 | 0 | 0 | 0 | 0 | 0 | 0 | 0 | 0 | 0
33 | Open | [10 empty] | 0 | 0 | 0 | 0 | 0 | 0 | 0 | 0 | 0 | 0 | 0 | 0 | 0 | 0 | 0 | 0 | 0 | 0 | 0 | 0
34 | Open | [10 empty] | 0 | 0 | 0 | 0 | 0 | 0 | 0 | 0 | 0 | 0 | 0 | 0 | 0 | 0 | 0 | 0 | 0 | 0 | 0 | 0
35 | Open | [10 empty] | 0 | 0 | 0 | 0 | 0 | 0 | 0 | 0 | 0 | 0 | 0 | 0 | 0 | 0 | 0 | 0 | 0 | 0 | 0 | 0
36 | Open | [10 empty] | 0 | 0 | 0 | 0 | 0 | 0 | 0 | 0 | 0 | 0 | 0 | 0 | 0 | 0 | 0 | 0 | 0 | 0 | 0 | 0
37 | Open | [10 empty] | 0 | 0 | 0 | 0 | 0 | 0 | 0 | 0 | 0 | 0 | 0 | 0 | 0 | 0 | 0 | 0 | 0 | 0 | 0 | 0
38 | Open | [10 empty] | 0 | 0 | 0 | 0 | 0 | 0 | 0 | 0 | 0 | 0 | 0 | 0 | 0 | 0 | 0 | 0 | 0 | 0 | 0 | 0
39 | Open | [10 empty] | 0 | 0 | 0 | 0 | 0 | 0 | 0 | 0 | 0 | 0 | 0 | 0 | 0 | 0 | 0 | 0 | 0 | 0 | 0 | 0
40 | Open | [10 empty] | 0 | 0 | 0 | 0 | 0 | 0 | 0 | 0 | 0 | 0 | 0 | 0 | 0 | 0 | 0 | 0 | 0 | 0 | 0 | 0
41 | Open | [10 empty] | 0 | 0 | 0 | 0 | 0 | 0 | 0 | 0 | 0 | 0 | 0 | 0 | 0 | 0 | 0 | 0 | 0 | 0 | 0 | 0
42 | Open | [10 empty] | 0 | 0 | 0 | 0 | 0 | 0 | 0 | 0 | 0 | 0 | 0 | 0 | 0 | 0 | 0 | 0 | 0 | 0 | 0 | 0
43 | Open | [10 empty] | 0 | 0 | 0 | 0 | 0 | 0 | 0 | 0 | 0 | 0 | 0 | 0 | 0 | 0 | 0 | 0 | 0 | 0 | 0 | 0
44 | Open | [10 empty] | 0 | 0 | 0 | 0 | 0 | 0 | 0 | 0 | 0 | 0 | 0 | 0 | 0 | 0 | 0 | 0 | 0 | 0 | 0 | 0
45 | Open | [10 empty] | 0 | 0 | 0 | 0 | 0 | 0 | 0 | 0 | 0 | 0 | 0 | 0 | 0 | 0 | 0 | 0 | 0 | 0 | 0 | 0
46 | Open | [10 empty] | 0 | 0 | 0 | 0 | 0 | 0 | 0 | 0 | 0 | 0 | 0 | 0 | 0 | 0 | 0 | 0 | 0 | 0 | 0 | 0
47 | Open | [10 empty] | 0 | 0 | 0 | 0 | 0 | 0 | 0 | 0 | 0 | 0 | 0 | 0 | 0 | 0 | 0 | 0 | 0 | 0 | 0 | 0
48 | Open | [10 empty] | 0 | 0 | 0 | 0 | 0 | 0 | 0 | 0 | 0 | 0 | 0 | 0 | 0 | 0 | 0 | 0 | 0 | 0 | 0 | 0
49 | Open | [10 empty] | 0 | 0 | 0 | 0 | 0 | 0 | 0 | 0 | 0 | 0 | 0 | 0 | 0 | 0 | 0 | 0 | 0 | 0 | 0 | 0
50 | Open | [10 empty] | 0 | 0 | 0 | 0 | 0 | 0 | 0 | 0 | 0 | 0 | 0 | 0 | 0 | 0 | 0 | 0 | 0 | 0 | 0 | 0
51 | Open | [10 empty] | 0 | 0 | 0 | 0 | 0 | 0 | 0 | 0 | 0 | 0 | 0 | 0 | 0 | 0 | 0 | 0 | 0 | 0 | 0 | 0
52 | Open | [10 empty] | 0 | 0 | 0 | 0 | 0 | 0 | 0 | 0 | 0 | 0 | 0 | 0 | 0 | 0 | 0 | 0 | 0 | 0 | 0 | 0
53 | Open | [10 empty] | 0 | 0 | 0 | 0 | 0 | 0 | 0 | 0 | 0 | 0 | 0 | 0 | 0 | 0 | 0 | 0 | 0 | 0 | 0 | 0
54 | Open | [10 empty] | 0 | 0 | 0 | 0 | 0 | 0 | 0 | 0 | 0 | 0 | 0 | 0 | 0 | 0 | 0 | 0 | 0 | 0 | 0 | 0
55 | Open | [10 empty] | 0 | 0 | 0 | 0 | 0 | 0 | 0 | 0 | 0 | 0 | 0 | 0 | 0 | 0 | 0 | 0 | 0 | 0 | 0 | 0
56 | Open | [10 empty] | 0 | 0 | 0 | 0 | 0 | 0 | 0 | 0 | 0 | 0 | 0 | 0 | 0 | 0 | 0 | 0 | 0 | 0 | 0 | 0
57 | Open | [10 empty] | 0 | 0 | 0 | 0 | 0 | 0 | 0 | 0 | 0 | 0 | 0 | 0 | 0 | 0 | 0 | 0 | 0 | 0 | 0 | 0
58 | Open | [10 empty] | 0 | 0 | 0 | 0 | 0 | 0 | 0 | 0 | 0 | 0 | 0 | 0 | 0 | 0 | 0 | 0 | 0 | 0 | 0 | 0
59 | Open | [10 empty] | 0 | 0 | 0 | 0 | 0 | 0 | 0 | 0 | 0 | 0 | 0 | 0 | 0 | 0 | 0 | 0 | 0 | 0 | 0 | 0
60 | Open | [10 empty] | 0 | 0 | 0 | 0 | 0 | 0 | 0 | 0 | 0 | 0 | 0 | 0 | 0 | 0 | 0 | 0 | 0 | 0 | 0 | 0
61 | Open | [10 empty] | 0 | 0 | 0 | 0 | 0 | 0 | 0 | 0 | 0 | 0 | 0 | 0 | 0 | 0 | 0 | 0 | 0 | 0 | 0 | 0
62 | Open | [10 empty] | 0 | 0 | 0 | 0 | 0 | 0 | 0 | 0 | 0 | 0 | 0 | 0 | 0 | 0 | 0 | 0 | 0 | 0 | 0 | 0
63 | Open | [10 empty] | 0 | 0 | 0 | 0 | 0 | 0 | 0 | 0 | 0 | 0 | 0 | 0 | 0 | 0 | 0 | 0 | 0 | 0 | 0 | 0
64 | Open | [10 empty] | 0 | 0 | 0 | 0 | 0 | 0 | 0 | 0 | 0 | 0 | 0 | 0 | 0 | 0 | 0 | 0 | 0 | 0 | 0 | 0
65 | Open | [10 empty] | 0 | 0 | 0 | 0 | 0 | 0 | 0 | 0 | 0 | 0 | 0 | 0 | 0 | 0 | 0 | 0 | 0 | 0 | 0 | 0
66 | Open | [10 empty] | 0 | 0 | 0 | 0 | 0 | 0 | 0 | 0 | 0 | 0 | 0 | 0 | 0 | 0 | 0 | 0 | 0 | 0 | 0 | 0
67 | Open | [10 empty] | 0 | 0 | 0 | 0 | 0 | 0 | 0 | 0 | 0 | 0 | 0 | 0 | 0 | 0 | 0 | 0 | 0 | 0 | 0 | 0
68 | Open | [10 empty] | 0 | 0 | 0 | 0 | 0 | 0 | 0 | 0 | 0 | 0 | 0 | 0 | 0 | 0 | 0 | 0 | 0 | 0 | 0 | 0
69 | Open | [10 empty] | 0 | 0 | 0 | 0 | 0 | 0 | 0 | 0 | 0 | 0 | 0 | 0 | 0 | 0 | 0 | 0 | 0 | 0 | 0 | 0
70 | Open | [10 empty] | 0 | 0 | 0 | 0 | 0 | 0 | 0 | 0 | 0 | 0 | 0 | 0 | 0 | 0 | 0 | 0 | 0 | 0 | 0 | 0
71 | Open | [10 empty] | 0 | 0 | 0 | 0 | 0 | 0 | 0 | 0 | 0 | 0 | 0 | 0 | 0 | 0 | 0 | 0 | 0 | 0 | 0 | 0
72 | Open | [10 empty] | 0 | 0 | 0 | 0 | 0 | 0 | 0 | 0 | 0 | 0 | 0 | 0 | 0 | 0 | 0 | 0 | 0 | 0 | 0 | 0
73 | Open | [10 empty] | 0 | 0 | 0 | 0 | 0 | 0 | 0 | 0 | 0 | 0 | 0 | 0 | 0 | 0 | 0 | 0 | 0 | 0 | 0 | 0
74 | Open | [10 empty] | 0 | 0 | 0 | 0 | 0 | 0 | 0 | 0 | 0 | 0 | 0 | 0 | 0 | 0 | 0 | 0 | 0 | 0 | 0 | 0
75 | Open | [10 empty] | 0 | 0 | 0 | 0 | 0 | 0 | 0 | 0 | 0 | 0 | 0 | 0 | 0 | 0 | 0 | 0 | 0 | 0 | 0 | 0
76 | Open | [10 empty] | 0 | 0 | 0 | 0 | 0 | 0 | 0 | 0 | 0 | 0 | 0 | 0 | 0 | 0 | 0 | 0 | 0 | 0 | 0 | 0
77 | Open | [10 empty] | 0 | 0 | 0 | 0 | 0 | 0 | 0 | 0 | 0 | 0 | 0 | 0 | 0 | 0 | 0 | 0 | 0 | 0 | 0 | 0
78 | Open | [10 empty] | 0 | 0 | 0 | 0 | 0 | 0 | 0 | 0 | 0 | 0 | 0 | 0 | 0 | 0 | 0 | 0 | 0 | 0 | 0 | 0
79 | Open | [10 empty] | 0 | 0 | 0 | 0 | 0 | 0 | 0 | 0 | 0 | 0 | 0 | 0 | 0 | 0 | 0 | 0 | 0 | 0 | 0 | 0
80 | Open | [10 empty] | 0 | 0 | 0 | 0 | 0 | 0 | 0 | 0 | 0 | 0 | 0 | 0 | 0 | 0 | 0 | 0 | 0 | 0 | 0 | 0
81 | Open | [10 empty] | 0 | 0 | 0 | 0 | 0 | 0 | 0 | 0 | 0 | 0 | 0 | 0 | 0 | 0 | 0 | 0 | 0 | 0 | 0 | 0
82 | Open | [10 empty] | 0 | 0 | 0 | 0 | 0 | 0 | 0 | 0 | 0 | 0 | 0 | 0 | 0 | 0 | 0 | 0 | 0 | 0 | 0 | 0
83 | Open | [10 empty] | 0 | 0 | 0 | 0 | 0 | 0 | 0 | 0 | 0 | 0 | 0 | 0 | 0 | 0 | 0 | 0 | 0 | 0 | 0 | 0
84 | Open | [10 empty] | 0 | 0 | 0 | 0 | 0 | 0 | 0 | 0 | 0 | 0 | 0 | 0 | 0 | 0 | 0 | 0 | 0 | 0 | 0 | 0
85 | Open | [10 empty] | 0 | 0 | 0 | 0 | 0 | 0 | 0 | 0 | 0 | 0 | 0 | 0 | 0 | 0 | 0 | 0 | 0 | 0 | 0 | 0
86 | Open | [10 empty] | 0 | 0 | 0 | 0 | 0 | 0 | 0 | 0 | 0 | 0 | 0 | 0 | 0 | 0 | 0 | 0 | 0 | 0 | 0 | 0
87 | Open | [10 empty] | 0 | 0 | 0 | 0 | 0 | 0 | 0 | 0 | 0 | 0 | 0 | 0 | 0 | 0 | 0 | 0 | 0 | 0 | 0 | 0
88 | Open | [10 empty] | 0 | 0 | 0 | 0 | 0 | 0 | 0 | 0 | 0 | 0 | 0 | 0 | 0 | 0 | 0 | 0 | 0 | 0 | 0 | 0
89 | Open | [10 empty] | 0 | 0 | 0 | 0 | 0 | 0 | 0 | 0 | 0 | 0 | 0 | 0 | 0 | 0 | 0 | 0 | 0 | 0 | 0 | 0
90 | Open | [10 empty] | 0 | 0 | 0 | 0 | 0 | 0 | 0 | 0 | 0 | 0 | 0 | 0 | 0 | 0 | 0 | 0 | 0 | 0 | 0 | 0
91 | Open | [10 empty] | 0 | 0 | 0 | 0 | 0 | 0 | 0 | 0 | 0 | 0 | 0 | 0 | 0 | 0 | 0 | 0 | 0 | 0 | 0 | 0
92 | Open | [10 empty] | 0 | 0 | 0 | 0 | 0 | 0 | 0 | 0 | 0 | 0 | 0 | 0 | 0 | 0 | 0 | 0 | 0 | 0 | 0 | 0
93 | Open | [10 empty] | 0 | 0 | 0 | 0 | 0 | 0 | 0 | 0 | 0 | 0 | 0 | 0 | 0 | 0 | 0 | 0 | 0 | 0 | 0 | 0
94 | Open | [10 empty] | 0 | 0 | 0 | 0 | 0 | 0 | 0 | 0 | 0 | 0 | 0 | 0 | 0 | 0 | 0 | 0 | 0 | 0 | 0 | 0
95 | Open | [10 empty] | 0 | 0 | 0 | 0 | 0 | 0 | 0 | 0 | 0 | 0 | 0 | 0 | 0 | 0 | 0 | 0 | 0 | 0 | 0 | 0
96 | Open | [10 empty] | 0 | 0 | 0 | 0 | 0 | 0 | 0 | 0 | 0 | 0 | 0 | 0 | 0 | 0 | 0 | 0 | 0 | 0 | 0 | 0
97 | Open | [10 empty] | 0 | 0 | 0 | 0 | 0 | 0 | 0 | 0 | 0 | 0 | 0 | 0 | 0 | 0 | 0 | 0 | 0 | 0 | 0 | 0
98 | Open | [10 empty] | 0 | 0 | 0 | 0 | 0 | 0 | 0 | 0 | 0 | 0 | 0 | 0 | 0 | 0 | 0 | 0 | 0 | 0 | 0 | 0
99 | Open | [10 empty] | 0 | 0 | 0 | 0 | 0 | 0 | 0 | 0 | 0 | 0 | 0 | 0 | 0 | 0 | 0 | 0 | 0 | 0 | 0 | 0
100 | Open | [10 empty] | 0 | 0 | 0 | 0 | 0 | 0 | 0 | 0 | 0 | 0 | 0 | 0 | 0 | 0 | 0 | 0 | 0 | 0 | 0 | 0
101 | Open | [10 empty] | 0 | 0 | 0 | 0 | 0 | 0 | 0 | 0 | 0 | 0 | 0 | 0 | 0 | 0 | 0 | 0 | 0 | 0 | 0 | 0
102 | Open | [10 empty] | 0 | 0 | 0 | 0 | 0 | 0 | 0 | 0 | 0 | 0 | 0 | 0 | 0 | 0 | 0 | 0 | 0 | 0 | 0 | 0
103 | Open | [10 empty] | 0 | 0 | 0 | 0 | 0 | 0 | 0 | 0 | 0 | 0 | 0 | 0 | 0 | 0 | 0 | 0 | 0 | 0 | 0 | 0
104 | Open | [10 empty] | 0 | 0 | 0 | 0 | 0 | 0 | 0 | 0 | 0 | 0 | 0 | 0 | 0 | 0 | 0 | 0 | 0 | 0 | 0 | 0
105 | Open | [10 empty] | 0 | 0 | 0 | 0 | 0 | 0 | 0 | 0 | 0 | 0 | 0 | 0 | 0 | 0 | 0 | 0 | 0 | 0 | 0 | 0
106 | Open | [10 empty] | 0 | 0 | 0 | 0 | 0 | 0 | 0 | 0 | 0 | 0 | 0 | 0 | 0 | 0 | 0 | 0 | 0 | 0 | 0 | 0
107 | Open | [10 empty] | 0 | 0 | 0 | 0 | 0 | 0 | 0 | 0 | 0 | 0 | 0 | 0 | 0 | 0 | 0 | 0 | 0 | 0 | 0 | 0
108 | Open | [10 empty] | 0 | 0 | 0 | 0 | 0 | 0 | 0 | 0 | 0 | 0 | 0 | 0 | 0 | 0 | 0 | 0 | 0 | 0 | 0 | 0
109 | Open | [10 empty] | 0 | 0 | 0 | 0 | 0 | 0 | 0 | 0 | 0 | 0 | 0 | 0 | 0 | 0 | 0 | 0 | 0 | 0 | 0 | 0
110 | Open | [10 empty] | 0 | 0 | 0 | 0 | 0 | 0 | 0 | 0 | 0 | 0 | 0 | 0 | 0 | 0 | 0 | 0 | 0 | 0 | 0 | 0
111 | Open | [10 empty] | 0 | 0 | 0 | 0 | 0 | 0 | 0 | 0 | 0 | 0 | 0 | 0 | 0 | 0 | 0 | 0 | 0 | 0 | 0 | 0
112 | Open | [10 empty] | 0 | 0 | 0 | 0 | 0 | 0 | 0 | 0 | 0 | 0 | 0 | 0 | 0 | 0 | 0 | 0 | 0 | 0 | 0 | 0
113 | Open | [10 empty] | 0 | 0 | 0 | 0 | 0 | 0 | 0 | 0 | 0 | 0 | 0 | 0 | 0 | 0 | 0 | 0 | 0 | 0 | 0 | 0
114 | Open | [10 empty] | 0 | 0 | 0 | 0 | 0 | 0 | 0 | 0 | 0 | 0 | 0 | 0 | 0 | 0 | 0 | 0 | 0 | 0 | 0 | 0
115 | Open | [10 empty] | 0 | 0 | 0 | 0 | 0 | 0 | 0 | 0 | 0 | 0 | 0 | 0 | 0 | 0 | 0 | 0 | 0 | 0 | 0 | 0
116 | Open | [10 empty] | 0 | 0 | 0 | 0 | 0 | 0 | 0 | 0 | 0 | 0 | 0 | 0 | 0 | 0 | 0 | 0 | 0 | 0 | 0 | 0
117 | Open | [10 empty] | 0 | 0 | 0 | 0 | 0 | 0 | 0 | 0 | 0 | 0 | 0 | 0 | 0 | 0 | 0 | 0 | 0 | 0 | 0 | 0
118 | Open | [10 empty] | 0 | 0 | 0 | 0 | 0 | 0 | 0 | 0 | 0 | 0 | 0 | 0 | 0 | 0 | 0 | 0 | 0 | 0 | 0 | 0
119 | Open | [10 empty] | 0 | 0 | 0 | 0 | 0 | 0 | 0 | 0 | 0 | 0 | 0 | 0 | 0 | 0 | 0 | 0 | 0 | 0 | 0 | 0
120 | Open | [10 empty] | 0 | 0 | 0 | 0 | 0 | 0 | 0 | 0 | 0 | 0 | 0 | 0 | 0 | 0 | 0 | 0 | 0 | 0 | 0 | 0
121 | Open | [10 empty] | 0 | 0 | 0 | 0 | 0 | 0 | 0 | 0 | 0 | 0 | 0 | 0 | 0 | 0 | 0 | 0 | 0 | 0 | 0 | 0
122 | Open | [10 empty] | 0 | 0 | 0 | 0 | 0 | 0 | 0 | 0 | 0 | 0 | 0 | 0 | 0 | 0 | 0 | 0 | 0 | 0 | 0 | 0
123 | Open | [10 empty] | 0 | 0 | 0 | 0 | 0 | 0 | 0 | 0 | 0 | 0 | 0 | 0 | 0 | 0 | 0 | 0 | 0 | 0 | 0 | 0
124 | Open | [10 empty] | 0 | 0 | 0 | 0 | 0 | 0 | 0 | 0 | 0 | 0 | 0 | 0 | 0 | 0 | 0 | 0 | 0 | 0 | 0 | 0
125 | Open | [10 empty] | 0 | 0 | 0 | 0 | 0 | 0 | 0 | 0 | 0 | 0 | 0 | 0 | 0 | 0 | 0 | 0 | 0 | 0 | 0 | 0
126 | Open | [10 empty] | 0 | 0 | 0 | 0 | 0 | 0 | 0 | 0 | 0 | 0 | 0 | 0 | 0 | 0 | 0 | 0 | 0 | 0 | 0 | 0
127 | Open | [10 empty] | 0 | 0 | 0 | 0 | 0 | 0 | 0 | 0 | 0 | 0 | 0 | 0 | 0 | 0 | 0 | 0 | 0 | 0 | 0 | 0
128 | Open | [10 empty] | 0 | 0 | 0 | 0 | 0 | 0 | 0 | 0 | 0 | 0 | 0 | 0 | 0 | 0 | 0 | 0 | 0 | 0 | 0 | 0
129 | Open | [10 empty] | 0 | 0 | 0 | 0 | 0 | 0 | 0 | 0 | 0 | 0 | 0 | 0 | 0 | 0 | 0 | 0 | 0 | 0 | 0 | 0
130 | Open | [10 empty] | 0 | 0 | 0 | 0 | 0 | 0 | 0 | 0 | 0 | 0 | 0 | 0 | 0 | 0 | 0 | 0 | 0 | 0 | 0 | 0
131 | Open | [10 empty] | 0 | 0 | 0 | 0 | 0 | 0 | 0 | 0 | 0 | 0 | 0 | 0 | 0 | 0 | 0 | 0 | 0 | 0 | 0 | 0
132 | Open | [10 empty] | 0 | 0 | 0 | 0 | 0 | 0 | 0 | 0 | 0 | 0 | 0 | 0 | 0 | 0 | 0 | 0 | 0 | 0 | 0 | 0
133 | Open | [10 empty] | 0 | 0 | 0 | 0 | 0 | 0 | 0 | 0 | 0 | 0 | 0 | 0 | 0 | 0 | 0 | 0 | 0 | 0 | 0 | 0
134 | Open | [10 empty] | 0 | 0 | 0 | 0 | 0 | 0 | 0 | 0 | 0 | 0 | 0 | 0 | 0 | 0 | 0 | 0 | 0 | 0 | 0 | 0
135 | Open | [10 empty] | 0 | 0 | 0 | 0 | 0 | 0 | 0 | 0 | 0 | 0 | 0 | 0 | 0 | 0 | 0 | 0 | 0 | 0 | 0 | 0
136 | Open | [10 empty] | 0 | 0 | 0 | 0 | 0 | 0 | 0 | 0 | 0 | 0 | 0 | 0 | 0 | 0 | 0 | 0 | 0 | 0 | 0 | 0

## Resources
RFP Responses | [35 empty] | Proposal | 1 | Ghent 2 SCR 2028
[37 empty] | LCOE | 5.5079
[38 empty] | 2006 | 2007 | 2008 | 2009 | 2010 | 2011 | 2012 | 2013 | 2014 | 2015 | 2016 | 2017 | 2018 | 2019 | 2020 | 2021 | 2022 | 2023 | 2024 | 2025 | 2026 | 2027 | 2028 | 2029 | 2030 | 2031 | 2032 | 2033 | 2034 | 2035
[37 empty] | Overnight Capital Investment | 0 | 0 | 0 | 0 | 0 | 0 | 0 | 0 | 0 | 0 | 0 | 0 | 0 | 0 | 0 | 0 | 0 | 0 | 0 | 0 | 0 | 0 | 0 | 0 | 0 | 0 | 0 | 0 | 0 | 0
[37 empty] | Capital Investment w/ Profile | 0 | 0 | 0 | 0 | 0 | 0 | 0 | 0 | 0 | 0 | 0 | 0 | 0 | 0 | 0 | 0 | 0 | 0 | 0 | 4575000 | 32100000 | 77850000 | 37827000 | 0 | 0 | 0 | 0 | 0 | 0 | 0
[37 empty] | XM System Upgrades | 0 | 0 | 0 | 0 | 0 | 0 | 0 | 0 | 0 | 0 | 0 | 0 | 0 | 0 | 0 | 0 | 0 | 0 | 0 | 0 | 0 | 0 | 0 | 0 | 0 | 0 | 0 | 0 | 0 | 0
[37 empty] | On-Going Capital #1 | 0 | 0 | 0 | 0 | 0 | 0 | 0 | 0 | 0 | 0 | 0 | 0 | 0 | 0 | 0 | 0 | 0 | 0 | 0 | 0 | 0 | 0 | 1139328 | 1162114.56 | 1185356.8512 | 1209063.9882 | 1233245.268 | 1257910.1733 | 1283068.3768 | 1308729.7444
[37 empty] | On-Going Capital #2 | 0 | 0 | 0 | 0 | 0 | 0 | 0 | 0 | 0 | 0 | 0 | 0 | 0 | 0 | 0 | 0 | 0 | 0 | 0 | 0 | 0 | 0 | 0 | 0 | 0 | 0 | 0 | 0 | 0 | 0
[37 empty] | On-Going O&M #1 | 0 | 0 | 0 | 0 | 0 | 0 | 0 | 0 | 0 | 0 | 0 | 0 | 0 | 0 | 0 | 0 | 0 | 0 | 0 | 0 | 0 | 0 | 113930 | 116208.6 | 118532.772 | 120903.4274 | 123321.496 | 125787.9259 | 128303.6844 | 130869.7581
[37 empty] | On-Going O&M #2 | 0 | 0 | 0 | 0 | 0 | 0 | 0 | 0 | 0 | 0 | 0 | 0 | 0 | 0 | 0 | 0 | 0 | 0 | 0 | 0 | 0 | 0 | 0 | 0 | 0 | 0 | 0 | 0 | 0 | 0
[37 empty] | On-Going XM | 0 | 0 | 0 | 0 | 0 | 0 | 0 | 0 | 0 | 0 | 0 | 0 | 0 | 0 | 0 | 0 | 0 | 0 | 0 | 0 | 0 | 0 | 0 | 0 | 0 | 0 | 0 | 0 | 0 | 0
[37 empty] | On-Going FGT | 0 | 0 | 0 | 0 | 0 | 0 | 0 | 0 | 0 | 0 | 0 | 0 | 0 | 0 | 0 | 0 | 0 | 0 | 0 | 0 | 0 | 0 | 0 | 0 | 0 | 0 | 0 | 0 | 0 | 0
[37 empty] | Annual Fuel Burn | 0 | 0 | 0 | 0 | 0 | 0 | 0 | 0 | 0 | 0 | 0 | 0 | 0 | 0 | 0 | 0 | 0 | 0 | 0 | 0 | 0 | 0 | 0 | 0 | 0 | 0 | 0 | 0 | 0 | 0
[37 empty] | Energy Price | 0 | 0 | 0 | 0 | 0 | 0 | 0 | 0 | 0 | 0 | 0 | 0 | 0 | 0 | 0 | 0 | 0 | 0 | 0 | 0 | 0 | 0 | 0 | 0 | 0 | 0 | 0 | 0 | 0 | 0
[37 empty] | Variable O&M | 0 | 0 | 0 | 0 | 0 | 0 | 0 | 0 | 0 | 0 | 0 | 0 | 0 | 0 | 0 | 0 | 0 | 0 | 0 | 0 | 0 | 0 | 1237131.7266 | 1261874.3611 | 1287111.8483 | 1312854.0853 | 1339111.167 | 1365893.3903 | 1393211.2581 | 1421075.4833
[37 empty] | Start Cost | 0 | 0 | 0 | 0 | 0 | 0 | 0 | 0 | 0 | 0 | 0 | 0 | 0 | 0 | 0 | 0 | 0 | 0 | 0 | 0 | 0 | 0 | 0 | 0 | 0 | 0 | 0 | 0 | 0 | 0
[37 empty] | Start Fuel | 0 | 0 | 0 | 0 | 0 | 0 | 0 | 0 | 0 | 0 | 0 | 0 | 0 | 0 | 0 | 0 | 0 | 0 | 0 | 0 | 0 | 0 | 0 | 0 | 0 | 0 | 0 | 0 | 0 | 0
[37 empty] | Hourly Operating Cost | 0 | 0 | 0 | 0 | 0 | 0 | 0 | 0 | 0 | 0 | 0 | 0 | 0 | 0 | 0 | 0 | 0 | 0 | 0 | 0 | 0 | 0 | 0 | 0 | 0 | 0 | 0 | 0 | 0 | 0
2006$
[80 empty] | Variable Costs | [27 empty] | # columns per input | 4 | 4 | 4 | 5 | 5 | 5 | 5 | 5 | 5 | 4 | 4 | 4 | 4 | 4 | 4 | 5
[38 empty] | 5.5079 2006: Capital & Fixed Costs | [40 empty] | Cum Columns for Data Reference | 0 | 4 | 8 | 13 | 18 | 23 | 28 | 33 | 38 | 42 | 46 | 50 | 54 | 58 | 62 | 67
[38 empty] | 1 |  |  |  | 2 |  |  |  | 3 |  |  |  | 4 |  |  |  |  | 5 |  |  |  |  | 6 |  |  |  |  | 7 |  |  |  |  | 8 |  |  |  |  | 9 |  |  |  |  | 10 |  |  |  | 11 |  |  |  | 12 |  |  |  | 13 |  |  |  | 14 |  |  |  | 15 |  |  |  | 16 |  |  |  |  | 1 | 2 | 3 | 4 | 5 | 6 | 7 | 8 | 9 | 10 | 11 | 12 | 13 | 14 | 15 | 16
[12 empty] | This is basis for cost calcs. | [21 empty] | This is basis for energy calcs. |  |  |  | Overnight Capital |  |  |  | Capital w/ Profile |  |  |  | One-Time LTSA Cost |  |  |  | On-Going Capital #1 |  |  |  |  | On-Going Capital #2 |  |  |  |  | On-Going O&M #1 |  |  |  |  | On-Going O&M #2 |  |  |  |  | On-Going XM |  |  |  |  | On-Going FGT |  |  |  |  | Annual Fuel Burn |  |  |  | Energy Price |  |  |  | Production Tax Credit |  |  |  | Variable O&M |  |  |  | Start Cost |  |  |  | Start Fuel |  |  |  | Hourly Operating Cost |  |  |  |  | Overnight Capital | Capital w/ Profile | One-Time LTSA Cost | On-Going Capital #1 | On-Going Capital #2 | On-Going O&M #1 | On-Going O&M #2 | On-Going XM | On-Going FGT | Annual Fuel Burn | Energy Price | Production Tax Credit | Variable O&M | Start Cost | Start Fuel | Hourly Operating Cost
[38 empty] | Capital |  |  |  | Capital |  |  |  | Capital |  |  |  | Capital |  |  |  |  | Capital |  |  |  |  | O&M |  |  |  |  | O&M |  |  |  |  | O&M |  |  |  |  | O&M |  |  |  |  | O&M |  |  |  | O&M |  |  |  | O&M |  |  |  | O&M |  |  |  | Capital |  |  |  | O&M |  |  |  | Capital |  |  |  |  | Capital | Capital | Capital | Capital | Capital | O&M | O&M | O&M | O&M | O&M | O&M | O&M | O&M | Capital | O&M | Capital
Row | ResID (text) | Respondent | Project Name | Asset Location | Technology | Description | Solar-Only Option | Nameplate Capacity | Summer Capacity | Winter Capacity | Battery Charge Rate | Capacity Cost Basis Capacity | Battery Duration (hours) | Max State of Charge | Min State of Charge | Round-Trip Efficiency | Cycling Constraints | XM Losses | Capacity Degradation | Energy Degradation | Heat Rate | Fuel Fcst | Fuel Fcst Scen | Start Date | Term (Years) | WACC | CF | FOR | Guaranteed Availability | Planned Outage Schedule | PTC ($/MWh) | PTC Term (Years) | Adj Start Date | Delivered Capacity | Starts | Hours | 1st Year Delivered Generation | $/kW | $ | Dollars | Esc | RRProfile | $ | Dollars | Esc | $/kW | $ | Dollars | Esc | Profile | $/MW-Yr | $/Yr | Dollars | Esc | Profile | $/MW-Yr | $/Yr | Dollars | Esc | Profile | $/MW-Yr | $/Yr | Dollars | Esc | Profile | $/kW-Mon | $/Yr | Dollars | Esc | Profile | $/MW-Yr | $/Yr | Dollars | Esc | Profile | $/MW-Yr | $/Yr | Dollars | Esc | Heat Rate (btu/kWh) | mmBtu/Yr | Dollars | Esc | $/MWh | $/Yr | Dollars | Esc | $/MWh | $/Yr | Dollars | Esc | $/MWh | $/Yr | Dollars | Esc | $/Start | $/Yr | Dollars | Esc | mmBtu/Start | mmBtu/Yr | Dollars | Esc | Profile | $/Hour | $/Yr | Dollars | Esc | $ | $ | $ | $/Yr | $/Yr | $/Yr | $/Yr | $/Yr | $/Yr | mmBtu/Yr | $/Yr | $/Yr | $/Yr | $/Yr | mmBtu/Yr | $/Yr
1 | LK_GH2SCR_2028 | LG&E and KU | Ghent 2 SCR 2028 | Ghent, KY | Coal | Ghent 2 SCR 2028 |  | 482 | 481 | 482 | 0 | 481.5 | [6 empty] | None | None |  |  |  | 2028-03-01 | 60 | 6.56% | 73.2% | [5 empty] | 2028-01-01 | 481.5 |  | 6412.32 | 3087532.08 | 316.4112 | 0 | 2028 | Capital | GH2SCR | 152352000 | 2028 | Capital | [6 empty] | 1139328 | 2028 | Esc2 | [6 empty] | 236.6147 | 113930 | 2028 | Esc2 | [19 empty] | 0 | 0 | 2028 | None | 0 | 0 | 2028 | None | 0.4087 | 1261874.3611 | 2029 | Esc2 | [13 empty] | 0 | 92381331.6378 | 0 | 736961.8253 | 0 | 73694.3714 | 0 | 0 | 0 | 0 | 0 | 0 | 800225.0935 | 0 | 0 | 0
2 | LK_GH2SCR_2009 | LG&E and KU | Ghent 2 SCR 2009 | Ghent, KY | Coal | Ghent 2 SCR 2009 |  | 482 | 481 | 482 | 0 | 481.5 | [6 empty] | None | None |  |  |  | 2009-03-01 | 60 | 6.56% | 73.2% | [5 empty] | 2009-01-01 | 481.5 |  | 6412.32 | 3087532.08 | 238.2139 | 0 | 2009 | Capital | GH2SCR | 114700000 | 2009 | Capital | [6 empty] | 1139328 | 2028 | Esc2 | [6 empty] | 236.6147 | 113930 | 2028 | Esc2 | [19 empty] | 0 | 0 | 2009 | None | 0 | 0 | 2009 | None | 0.4087 | 1261874.3611 | 2029 | Esc2 | [13 empty] | 0 | 107136268.676 | 0 | 736961.8253 | 0 | 73694.3714 | 0 | 0 | 0 | 0 | 0 | 0 | 800225.0935 | 0 | 0 | 0
3 | Open
Note on AJ26: McKinney, Adam: average of 2028-2050 from Mid Gas, Mid CTG ratio case of both NGCCs
Note on AK26: McKinney, Adam: average of 2028-2050 from Mid Gas, Mid CTG ratio case of both NGCCs

## NREL
| 2024 NREL ATB (Nominal Dollars) | [68 empty] | 2024 NREL ATB (Real 2022$)
[70 empty] | Dollars | 2022
| Overnight Capital ($/kW; Nominal Dollars) | [17 empty] | Fixed O&M ($/kW-Yr; Nominal Dollars) | [10 empty] | Variable O&M ($/kWh; Nominal Dollars) | [10 empty] | Nominal Escalation Rates (Capital) | [17 empty] | Nominal Cost Escalation (Fixed O&M) | [10 empty] | Overnight Capital ($/kW; Real $, "Moderate") | [14 empty] | Fixed O&M ($/kW-Yr; Real $, "Moderate") | [10 empty] | Variable O&M ($/MWh; Real $, "Moderate") | [10 empty] | Heat Rate (MMBtu/MWh, "Moderate") | [10 empty] | Capacity Factor | [15 empty] | BESS Energy Capital Cost ($/kWh) | BESS Power Capital Cost ($/kW)
Year | SCCT | NGCC | NGCC CCS | Nuclear Large | SMR | Coal CCS | KY Solar | P_Solar | IN Wind | KY Wind | Pumped Hydro | BESS Energy | BESS Power | 2-hr BESS | 4-hr BESS | 6-hr BESS | 8-hr BESS | 10-hr BESS | SCCT | NGCC | NGCC CCS | Nuclear Large | SMR | Coal CCS | KY Solar | P_Solar | IN Wind | KY Wind | Pumped Hydro | SCCT | NGCC | NGCC CCS | Nuclear Large | SMR | Coal CCS | KY Solar | P_Solar | IN Wind | KY Wind | Pumped Hydro | SCCT | NGCC | NGCC CCS | Nuclear Large | SMR | Coal CCS | KY Solar | P_Solar | IN Wind | KY Wind | Pumped Hydro | BESS Energy | BESS Power | 2-hr BESS | 4-hr BESS | 6-hr BESS | 8-hr BESS | 10-hr BESS | SCCT | NGCC | NGCC CCS | Nuclear Large | SMR | Coal CCS | KY Solar | P_Solar | IN Wind | KY Wind | Pumped Hydro | SCCT | NGCC | NGCC CCS | Nuclear Large | SMR | Coal CCS | KY Solar | P_Solar | IN Wind | KY Wind | Pumped Hydro | BESS Energy | BESS Power | 4-hr BESS | 8-hr BESS | SCCT | NGCC | NGCC CCS | Nuclear Large | SMR | Coal CCS | KY Solar | P_Solar | IN Wind | KY Wind | Pumped Hydro | SCCT | NGCC | NGCC CCS | Nuclear Large | SMR | Coal CCS | KY Solar | P_Solar | IN Wind | KY Wind | Pumped Hydro | SCCT | NGCC | NGCC CCS | Nuclear Large | SMR | Coal CCS | KY Solar | P_Solar | IN Wind | KY Wind | Pumped Hydro | SCCT | NGCC | NGCC CCS | Nuclear Large | SMR | Coal CCS | U-Solar (Class 6) | P_Solar (Class 6) | IN Wind (Class 6) | KY Wind (Class 8) | Pumped Hydro | 2-hr BESS | 4-hr BESS | 6-hr BESS | 8-hr BESS | 10-hr BESS | Moderate | Moderate
2022 | 1110.4 | 1482 | 2969 |  |  | 2252.6 | 1366.5982 | 3182.9957 | 1471.5559 | 1601.2052 | 4500.5692 | 390.9286 | 363.0056 | 1144.8628 | 1926.72 | 2708.5772 | 3490.4344 | 4272.2916 | 26.1 | 40 | 78 |  |  | 159.7 | 23.7656 | 33.6113 | 32.443 | 30.4199 | 20.15 | 6.94 | 2.53 | 5.3 | 0 | 0 | 17.58 | 0 | 0 | 0 | 0 | 0.58 | [29 empty] | 1110.4 | 1482 | 2969 |  |  | 2252.6 | 1366.5982 | 3182.9957 | 1471.5559 | 1601.2052 | 4500.5692 | 390.9286 | 363.0056 | 1926.72 | 3490.4344 | 26.1 | 40 | 78 |  |  | 159.7 | 23.7656 | 33.6113 | 32.443 | 30.4199 | 20.15 | 6.94 | 2.53 | 5.3 |  |  | 17.58 | 0 | 0 | 0 | 0 | 0.58 | 9.717 | 6.068 | 6.848 |  |  | 11.612 | N/A | N/A | N/A | N/A | N/A | N/A | N/A | N/A |  |  | N/A | 24.9% | 15.04% | 41.06% | 34.2% | 41.67% | 8.333% | 16.67% | 25% | 33.33% | 41.67% | 390.9286 | 363.0056
2023 | 1146.7656 | 1532.352 | 3043.884 |  |  | 2298.6321 | 1493.6185 | 2792.1542 | 1650.2608 | 1797.5574 | 4685.0925 | 402.783 | 374.0133 | 1179.5793 | 1985.1454 | 2790.7114 | 3596.2774 | 4401.8435 | 27.066 | 41.64 | 80.157 |  |  | 164.9985 | 23.1298 | 31.6069 | 33.3595 | 31.1782 | 20.9762 | 7.2245 | 2.6233 | 5.4444 | 0 | 0 | 18.1863 | 0 | 0 | 0 | 0 | 0.60378 | 3.275% | 3.398% | 2.522% |  |  | 2.044% | 9.295% | -12.28% | 12.14% | 12.26% | 4.1% | 3.032% | 3.032% | 3.032% | 3.032% | 3.032% | 3.032% | 3.032% | 3.701% | 4.1% | 2.765% |  |  | 3.318% | -2.675% | -5.963% | 2.825% | 2.493% | 4.1% | 1101.6 | 1472 | 2924 |  |  | 2208.1 | 1434.7921 | 2682.1846 | 1585.2649 | 1726.7602 | 4500.5692 | 386.9193 | 359.2827 | 1906.96 | 3454.6373 | 26 | 40 | 77 |  |  | 158.5 | 22.2188 | 30.362 | 32.0456 | 29.9502 | 20.15 | 6.94 | 2.52 | 5.23 |  |  | 17.47 | 0 | 0 | 0 | 0 | 0.58 | 9.717 | 6.064 | 6.835 |  |  | 11.583 | N/A | N/A | N/A | N/A | N/A | N/A | N/A | N/A |  |  | N/A | 25.06% | 15.05% | 41.37% | 34.46% | 41.67% | 8.333% | 16.67% | 25% | 33.33% | 41.67% | 386.9193 | 359.2827
2024 | 1500 | 1947.6934 | 3836.7293 |  |  | 2304.1107 | 2192.243 | 4134.4577 | 2354.9757 | 2568.0052 | 4792.8496 | 490.0237 | 477.7747 | 1457.8221 | 2437.8694 | 3417.9167 | 4397.9641 | 5378.0114 | 27.4755 | 41.5328 | 80.9357 |  |  | 167.5155 | 23.0122 | 31.4496 | 33.7036 | 31.3951 | 21.4586 | 7.3907 | 2.6624 | 5.5058 | 0 | 0 | 18.4981 | 0 | 0 | 0 | 0 | 0.61767 | 30.8% | 27.1% | 26.05% |  |  | 0.2383% | 46.77% | 48.07% | 42.7% | 42.86% | 2.3% | 21.66% | 27.74% | 23.59% | 22.81% | 22.47% | 22.29% | 22.18% | 1.513% | -0.2575% | 0.9714% |  |  | 1.525% | -0.5082% | -0.4976% | 1.031% | 0.6958% | 2.3% | 1092.8 | 1461 | 2878 |  |  | 2163.6 | 1378.9221 | 2600.5763 | 1481.2811 | 1615.2768 | 4500.5692 | 355.7539 | 346.8612 | 1769.8766 | 3192.8921 | 25.8 | 39 | 76 |  |  | 157.3 | 21.6089 | 29.5317 | 31.6482 | 29.4805 | 20.15 | 6.94 | 2.5 | 5.17 |  |  | 17.37 | 0 | 0 | 0 | 0 | 0.58 | 9.717 | 6.061 | 6.822 |  |  | 11.555 | N/A | N/A | N/A | N/A | N/A | N/A | N/A | N/A |  |  | N/A | 25.22% | 15.07% | 41.68% | 34.72% | 41.67% | 8.333% | 16.67% | 25% | 33.33% | 41.67% | 355.7539 | 346.8612
2025 | 1522.1431 | 1977.4887 | 3863.6037 |  |  | 2308.7342 | 2151.7982 | 4096.8234 | 2244.9671 | 2450.8645 | 4903.0852 | 436.7208 | 438.7377 | 1312.1793 | 2185.6209 | 3059.0625 | 3932.5041 | 4805.9457 | 27.9985 | 42.488 | 80.6183 |  |  | 170.0611 | 22.8793 | 31.2684 | 34.0458 | 31.6055 | 21.9521 | 7.5607 | 2.7127 | 5.5561 | 0 | 0 | 18.8037 | 0 | 0 | 0 | 0 | 0.63187 | 1.476% | 1.53% | 0.7005% |  |  | 0.2007% | -1.845% | -0.9103% | -4.671% | -4.562% | 2.3% | -10.88% | -8.171% | -9.99% | -10.35% | -10.5% | -10.58% | -10.64% | 1.903% | 2.3% | -0.3921% |  |  | 1.52% | -0.5775% | -0.5762% | 1.015% | 0.6702% | 2.3% | 1084 | 1450 | 2833 |  |  | 2119.2 | 1323.0522 | 2518.9681 | 1380.3379 | 1506.9357 | 4500.5692 | 309.928 | 311.3593 | 1551.0713 | 2790.7833 | 25.7 | 39 | 74 |  |  | 156.1 | 21.0011 | 28.7014 | 31.2508 | 29.0109 | 20.15 | 6.94 | 2.49 | 5.1 |  |  | 17.26 | 0 | 0 | 0 | 0 | 0.58 | 9.717 | 6.057 | 6.808 |  |  | 11.526 | N/A | N/A | N/A | N/A | N/A | N/A | N/A | N/A |  |  | N/A | 25.38% | 15.09% | 41.99% | 34.98% | 41.67% | 8.333% | 16.67% | 25% | 33.33% | 41.67% | 309.928 | 311.3593
2026 | 1544.5113 | 2009.0194 | 3889.6847 |  |  | 2312.2401 | 2108.3333 | 4055.2707 | 2246.0119 | 2454.9526 | 5015.8561 | 428.3263 | 450.2566 | 1306.9092 | 2163.5617 | 3020.2142 | 3876.8667 | 4733.5193 | 28.531 | 43.4653 | 81.358 |  |  | 172.6351 | 22.7304 | 31.0622 | 34.3859 | 31.809 | 22.457 | 7.7346 | 2.7639 | 5.6059 | 0 | 0 | 19.1136 | 0 | 0 | 0 | 0 | 0.64641 | 1.47% | 1.594% | 0.675% |  |  | 0.1519% | -2.02% | -1.014% | 0.04654% | 0.1668% | 2.3% | -1.922% | 2.625% | -0.4016% | -1.009% | -1.27% | -1.415% | -1.507% | 1.902% | 2.3% | 0.9176% |  |  | 1.514% | -0.6509% | -0.6594% | 0.9991% | 0.6438% | 2.3% | 1075.2 | 1440 | 2788 |  |  | 2074.7 | 1267.1822 | 2437.3598 | 1349.9318 | 1475.5125 | 4500.5692 | 297.1365 | 312.3499 | 1500.8959 | 2689.4419 | 25.6 | 39 | 73 |  |  | 154.9 | 20.3953 | 27.8712 | 30.8534 | 28.5412 | 20.15 | 6.94 | 2.48 | 5.03 |  |  | 17.15 | 0 | 0 | 0 | 0 | 0.58 | 9.717 | 6.054 | 6.795 |  |  | 11.498 | N/A | N/A | N/A | N/A | N/A | N/A | N/A | N/A |  |  | N/A | 25.54% | 15.1% | 42.31% | 35.24% | 41.67% | 8.333% | 16.67% | 25% | 33.33% | 41.67% | 297.1365 | 312.3499
2027 | 1567.1032 | 2039.5272 | 3914.9217 |  |  | 2314.686 | 2061.7308 | 4009.6394 | 2245.9172 | 2457.9322 | 5131.2208 | 419.2783 | 462.213 | 1300.7696 | 2139.3261 | 2977.8827 | 3816.4392 | 4654.9958 | 28.9592 | 43.3248 | 82.0892 |  |  | 175.2375 | 22.5647 | 30.83 | 34.7237 | 32.0051 | 22.9736 | 7.9125 | 2.8047 | 5.655 | 0 | 0 | 19.4392 | 0 | 0 | 0 | 0 | 0.66127 | 1.463% | 1.519% | 0.6488% |  |  | 0.1058% | -2.21% | -1.125% | -0.004217% | 0.1214% | 2.3% | -2.112% | 2.655% | -0.4698% | -1.12% | -1.402% | -1.559% | -1.659% | 1.501% | -0.3231% | 0.8986% |  |  | 1.507% | -0.7289% | -0.7476% | 0.9823% | 0.6166% | 2.3% | 1066.4 | 1429 | 2743 |  |  | 2030.2 | 1211.3122 | 2355.7515 | 1319.5258 | 1444.0893 | 4500.5692 | 284.3204 | 313.4353 | 1450.7169 | 2587.9984 | 25.4 | 38 | 72 |  |  | 153.7 | 19.7914 | 27.0409 | 30.456 | 28.0715 | 20.15 | 6.94 | 2.46 | 4.96 |  |  | 17.05 | 0 | 0 | 0 | 0 | 0.58 | 9.717 | 6.051 | 6.782 |  |  | 11.469 | N/A | N/A | N/A | N/A | N/A | N/A | N/A | N/A |  |  | N/A | 25.7% | 15.12% | 42.62% | 35.5% | 41.67% | 8.333% | 16.67% | 25% | 33.33% | 41.67% | 284.3204 | 313.4353
2028 | 1589.9174 | 2071.8356 | 3939.2618 |  |  | 2316.0212 | 2011.8692 | 3959.7639 | 2244.63 | 2459.7503 | 5249.2389 | 409.5459 | 474.6414 | 1293.7332 | 2112.825 | 2931.9168 | 3751.0086 | 4570.1004 | 29.5087 | 44.3213 | 82.8109 |  |  | 177.7517 | 22.3816 | 30.5707 | 35.0588 | 32.1935 | 23.502 | 8.0945 | 2.8576 | 5.7035 | 0 | 0 | 19.758 | 0 | 0 | 0 | 0 | 0.67648 | 1.456% | 1.584% | 0.6217% |  |  | 0.05768% | -2.418% | -1.244% | -0.05731% | 0.07397% | 2.3% | -2.321% | 2.689% | -0.5409% | -1.239% | -1.544% | -1.714% | -1.824% | 1.897% | 2.3% | 0.8792% |  |  | 1.435% | -0.8117% | -0.8412% | 0.9651% | 0.5884% | 2.3% | 1057.6 | 1419 | 2698 |  |  | 1985.7 | 1155.4423 | 2274.1432 | 1289.1198 | 1412.6662 | 4500.5692 | 271.4767 | 314.6267 | 1400.5337 | 2486.4406 | 25.3 | 38 | 71 |  |  | 152.4 | 19.1894 | 26.2106 | 30.0586 | 27.6019 | 20.15 | 6.94 | 2.45 | 4.89 |  |  | 16.94 | 0 | 0 | 0 | 0 | 0.58 | 9.717 | 6.047 | 6.769 |  |  | 11.441 | N/A | N/A | N/A | N/A | N/A | N/A | N/A | N/A |  |  | N/A | 25.86% | 15.13% | 42.93% | 35.76% | 41.67% | 8.333% | 16.67% | 25% | 33.33% | 41.67% | 271.4767 | 314.6267
2029 | 1613.1057 | 2103.0577 | 3961.157 |  |  | 2316.3127 | 1958.6233 | 3905.4729 | 2242.0955 | 2460.3517 | 5369.9714 | 399.0961 | 487.5814 | 1285.7737 | 2083.9659 | 2882.1582 | 3680.3505 | 4478.5428 | 29.9487 | 45.3407 | 83.5223 |  |  | 180.4082 | 22.1802 | 30.2831 | 35.391 | 32.3735 | 24.0425 | 8.2806 | 2.8994 | 5.7511 | 0 | 0 | 20.0931 | 0 | 0 | 0 | 0 | 0.69204 | 1.458% | 1.507% | 0.5558% |  |  | 0.01258% | -2.647% | -1.371% | -0.1129% | 0.02445% | 2.3% | -2.552% | 2.726% | -0.6152% | -1.366% | -1.697% | -1.884% | -2.003% | 1.491% | 2.3% | 0.8592% |  |  | 1.494% | -0.8998% | -0.9407% | 0.9475% | 0.5593% | 2.3% | 1048.9 | 1408 | 2652 |  |  | 1941.3 | 1099.5723 | 2192.5349 | 1258.7138 | 1381.243 | 4500.5692 | 258.602 | 315.9377 | 1350.3458 | 2384.7539 | 25.1 | 38 | 70 |  |  | 151.2 | 18.5892 | 25.3803 | 29.6612 | 27.1322 | 20.15 | 6.94 | 2.43 | 4.82 |  |  | 16.84 | 0 | 0 | 0 | 0 | 0.58 | 9.717 | 6.044 | 6.756 |  |  | 11.412 | N/A | N/A | N/A | N/A | N/A | N/A | N/A | N/A |  |  | N/A | 26.02% | 15.15% | 43.25% | 36.02% | 41.67% | 8.333% | 16.67% | 25% | 33.33% | 41.67% | 258.602 | 315.9377
2030 | 1636.3623 | 2136.148 | 3983.5035 | 7018.5599 | 9764.9529 | 2315.2703 | 1901.8638 | 3846.5899 | 2238.257 | 2459.6796 | 5493.4807 | 387.8936 | 501.0791 | 1276.8662 | 2052.6534 | 2828.4405 | 3604.2277 | 4380.0149 | 30.5155 | 46.3835 | 84.2227 | 213.6083 | 166.0042 | 183.0929 | 21.9598 | 29.9662 | 35.7199 | 32.5448 | 24.5955 | 8.4711 | 2.9539 | 5.8101 | 3.4177 | 3.1736 | 20.421 | 0 | 0 | 0 | 0 | 0.70796 | 1.442% | 1.573% | 0.5641% |  |  | -0.045% | -2.898% | -1.508% | -0.1712% | -0.02732% | 2.3% | -2.807% | 2.768% | -0.6928% | -1.503% | -1.864% | -2.068% | -2.2% | 1.892% | 2.3% | 0.8386% |  |  | 1.488% | -0.9937% | -1.047% | 0.9294% | 0.5292% | 2.3% | 1040.1 | 1398 | 2607 | 5750 | 8000 | 1896.8 | 1043.7024 | 2110.9266 | 1228.3078 | 1349.8198 | 4500.5692 | 245.6922 | 317.384 | 1300.1527 | 2282.9215 | 25 | 38 | 69 | 175 | 136 | 150 | 17.9907 | 24.55 | 29.2638 | 26.6625 | 20.15 | 6.94 | 2.42 | 4.76 | 2.8 | 2.6 | 16.73 | 0 | 0 | 0 | 0 | 0.58 | 9.717 | 6.04 | 6.743 | 10.497 | 9.18 | 11.384 | N/A | N/A | N/A | N/A | N/A | N/A | N/A | N/A | 93% | 93% | N/A | 26.18% | 15.17% | 43.56% | 36.29% | 41.67% | 8.333% | 16.67% | 25% | 33.33% | 41.67% | 245.6922 | 317.384
2031 | 1659.8354 | 2168.0848 | 4004.7824 | 7117.5521 | 9614.9388 | 2312.9547 | 1841.4573 | 3782.9322 | 2263.9681 | 2488.3335 | 5619.8308 | 389.5887 | 509.123 | 1288.3004 | 2067.4779 | 2846.6553 | 3625.8327 | 4405.0102 | 30.9676 | 46.2017 | 83.6625 | 218.5213 | 169.8223 | 185.8056 | 21.7196 | 29.6186 | 36.2911 | 33.07 | 25.1612 | 8.6659 | 2.9969 | 5.8564 | 3.4963 | 3.2466 | 20.7533 | 0 | 0 | 0 | 0 | 0.72424 | 1.434% | 1.495% | 0.5342% | 1.41% | -1.536% | -0.1% | -3.176% | -1.655% | 1.149% | 1.165% | 2.3% | 0.437% | 1.605% | 0.8955% | 0.7222% | 0.644% | 0.5994% | 0.5707% | 1.482% | -0.3921% | -0.6652% | 2.3% | 2.3% | 1.482% | -1.094% | -1.16% | 1.599% | 1.614% | 2.3% | 1031.3 | 1387 | 2562 | 5700 | 7700 | 1852.3 | 987.8324 | 2029.3183 | 1214.4844 | 1334.843 | 4500.5692 | 241.2179 | 315.2288 | 1280.1003 | 2244.9718 | 24.8 | 37 | 67 | 175 | 136 | 148.8 | 17.3938 | 23.7197 | 29.0633 | 26.4837 | 20.15 | 6.94 | 2.4 | 4.69 | 2.8 | 2.6 | 16.62 | 0 | 0 | 0 | 0 | 0.58 | 9.717 | 6.037 | 6.73 | 10.497 | 9.18 | 11.355 | N/A | N/A | N/A | N/A | N/A | N/A | N/A | N/A | 93% | 93% | N/A | 26.34% | 15.18% | 43.6% | 36.31% | 41.67% | 8.333% | 16.67% | 25% | 33.33% | 41.67% | 241.2179 | 315.2288
2032 | 1683.5226 | 2201.9598 | 4024.933 | 7217.3851 | 9452.8584 | 2309.3078 | 1777.266 | 3714.3115 | 2289.678 | 2517.0043 | 5749.0869 | 391.1635 | 517.2454 | 1299.5724 | 2081.8995 | 2864.2265 | 3646.5536 | 4428.8807 | 31.5521 | 47.2643 | 84.3093 | 223.5473 | 173.7282 | 188.5462 | 21.4587 | 29.2392 | 36.8697 | 33.6022 | 25.7399 | 8.8652 | 3.053 | 5.9016 | 3.5768 | 3.3213 | 21.1029 | 0 | 0 | 0 | 0 | 0.7409 | 1.427% | 1.562% | 0.5032% | 1.403% | -1.686% | -0.1577% | -3.486% | -1.814% | 1.136% | 1.152% | 2.3% | 0.4042% | 1.595% | 0.8749% | 0.6975% | 0.6173% | 0.5715% | 0.5419% | 1.887% | 2.3% | 0.7731% | 2.3% | 2.3% | 1.475% | -1.201% | -1.281% | 1.594% | 1.609% | 2.3% | 1022.5 | 1377 | 2517 | 5650 | 7400 | 1807.8 | 931.9624 | 1947.71 | 1200.661 | 1319.8663 | 4500.5692 | 236.7477 | 313.0575 | 1260.0485 | 2207.0394 | 24.7 | 37 | 66 | 175 | 136 | 147.6 | 16.7986 | 22.8894 | 28.8628 | 26.3049 | 20.15 | 6.94 | 2.39 | 4.62 | 2.8 | 2.6 | 16.52 | 0 | 0 | 0 | 0 | 0.58 | 9.717 | 6.034 | 6.716 | 10.497 | 9.18 | 11.327 | N/A | N/A | N/A | N/A | N/A | N/A | N/A | N/A | 93% | 93% | N/A | 26.5% | 15.2% | 43.63% | 36.34% | 41.67% | 8.333% | 16.67% | 25% | 33.33% | 41.67% | 236.7477 | 313.0575
2033 | 1707.4214 | 2234.6102 | 4043.8919 | 7318.0453 | 9278.236 | 2246.2479 | 1709.1477 | 3640.533 | 2315.3728 | 2545.6776 | 5881.3159 | 392.612 | 525.4438 | 1310.6678 | 2095.8919 | 2881.1159 | 3666.34 | 4451.564 | 32.0164 | 48.3514 | 84.9416 | 228.6889 | 177.724 | 189.7465 | 21.1763 | 28.8267 | 37.4556 | 34.1414 | 26.3319 | 9.0691 | 3.0971 | 5.9459 | 3.659 | 3.3977 | 21.3007 | 0 | 0 | 0 | 0 | 0.75794 | 1.42% | 1.483% | 0.471% | 1.395% | -1.847% | -2.731% | -3.833% | -1.986% | 1.122% | 1.139% | 2.3% | 0.3703% | 1.585% | 0.8538% | 0.6721% | 0.5897% | 0.5426% | 0.5122% | 1.472% | 2.3% | 0.75% | 2.3% | 2.3% | 0.6366% | -1.316% | -1.411% | 1.589% | 1.605% | 2.3% | 1013.7 | 1366 | 2472 | 5600 | 7100 | 1718.9 | 876.0925 | 1866.1018 | 1186.8376 | 1304.8895 | 4500.5692 | 232.2819 | 310.8695 | 1239.9973 | 2169.1251 | 24.5 | 37 | 65 | 175 | 136 | 145.2 | 16.2048 | 22.0591 | 28.6622 | 26.126 | 20.15 | 6.94 | 2.37 | 4.55 | 2.8 | 2.6 | 16.3 | 0 | 0 | 0 | 0 | 0.58 | 9.717 | 6.03 | 6.703 | 10.497 | 9.18 | 11.27 | N/A | N/A | N/A | N/A | N/A | N/A | N/A | N/A | 93% | 93% | N/A | 26.66% | 15.21% | 43.67% | 36.37% | 41.67% | 8.333% | 16.67% | 25% | 33.33% | 41.67% | 232.2819 | 310.8695
2034 | 1731.5289 | 2267.5977 | 4059.9202 | 7419.5178 | 9090.5804 | 2238.4217 | 1636.9559 | 3561.3958 | 2341.0384 | 2574.3384 | 6016.5862 | 393.928 | 533.7157 | 1321.5717 | 2109.4278 | 2897.2838 | 3685.1398 | 4472.9959 | 32.6191 | 48.1266 | 85.5584 | 233.9488 | 181.8116 | 192.5064 | 20.8716 | 28.3797 | 38.0491 | 34.6875 | 26.9375 | 9.2777 | 3.155 | 5.9891 | 3.7432 | 3.4758 | 21.657 | 0 | 0 | 0 | 0 | 0.77537 | 1.412% | 1.476% | 0.3964% | 1.387% | -2.023% | -0.3484% | -4.224% | -2.174% | 1.108% | 1.126% | 2.3% | 0.3352% | 1.574% | 0.8319% | 0.6458% | 0.5612% | 0.5128% | 0.4814% | 1.882% | -0.4649% | 0.7262% | 2.3% | 2.3% | 1.455% | -1.439% | -1.551% | 1.584% | 1.6% | 2.3% | 1004.9 | 1355 | 2426 | 5550 | 6800 | 1674.4 | 820.2225 | 1784.4935 | 1173.0142 | 1289.9128 | 4500.5692 | 227.8207 | 308.6641 | 1219.9468 | 2131.2294 | 24.4 | 36 | 64 | 175 | 136 | 144 | 15.6125 | 21.2288 | 28.4617 | 25.9472 | 20.15 | 6.94 | 2.36 | 4.48 | 2.8 | 2.6 | 16.2 | 0 | 0 | 0 | 0 | 0.58 | 9.717 | 6.027 | 6.69 | 10.497 | 9.18 | 11.241 | N/A | N/A | N/A | N/A | N/A | N/A | N/A | N/A | 93% | 93% | N/A | 26.82% | 15.23% | 43.7% | 36.4% | 41.67% | 8.333% | 16.67% | 25% | 33.33% | 41.67% | 227.8207 | 308.6641
2035 | 1755.8422 | 2302.6325 | 4076.2586 | 7521.7869 | 8889.3845 | 2289.9054 | 1560.539 | 3476.6925 | 2366.6598 | 2602.9709 | 6154.9676 | 395.1052 | 542.0582 | 1332.2685 | 2122.4788 | 2912.6891 | 3702.8994 | 4493.1097 | 33.0959 | 49.2335 | 86.1586 | 239.3296 | 185.9933 | 196.9341 | 20.5436 | 27.8969 | 38.65 | 35.2408 | 27.5571 | 9.4911 | 3.2139 | 6.0311 | 3.8293 | 3.5558 | 22.1551 | 0 | 0 | 0 | 0 | 0.79321 | 1.404% | 1.545% | 0.4024% | 1.378% | -2.213% | 2.3% | -4.668% | -2.378% | 1.094% | 1.112% | 2.3% | 0.2988% | 1.563% | 0.8094% | 0.6187% | 0.5317% | 0.4819% | 0.4497% | 1.461% | 2.3% | 0.7016% | 2.3% | 2.3% | 2.3% | -1.572% | -1.701% | 1.579% | 1.595% | 2.3% | 996.1 | 1345 | 2381 | 5500 | 6500 | 1674.4 | 764.3526 | 1702.8852 | 1159.1908 | 1274.936 | 4500.5692 | 223.3641 | 306.4407 | 1199.897 | 2093.3532 | 24.2 | 36 | 63 | 175 | 136 | 144 | 15.0217 | 20.3985 | 28.2612 | 25.7684 | 20.15 | 6.94 | 2.35 | 4.41 | 2.8 | 2.6 | 16.2 | 0 | 0 | 0 | 0 | 0.58 | 9.717 | 6.023 | 6.677 | 10.497 | 9.18 | 11.241 | N/A | N/A | N/A | N/A | N/A | N/A | N/A | N/A | 93% | 93% | N/A | 26.98% | 15.25% | 43.74% | 36.43% | 41.67% | 8.333% | 16.67% | 25% | 33.33% | 41.67% | 223.3641 | 306.4407
2036 | 1780.3579 | 2336.3279 | 4122.7256 | 7484.9301 | 8744.0772 | 2316.8307 | 1567.8764 | 3487.7586 | 2392.2213 | 2631.5587 | 6296.5319 | 396.1369 | 550.4682 | 1342.7419 | 2135.0157 | 2927.2894 | 3719.5631 | 4511.8369 | 33.7172 | 50.3659 | 86.7412 | 244.8342 | 190.2711 | 199.9246 | 20.803 | 28.069 | 39.2584 | 35.8011 | 28.1909 | 9.7094 | 3.2598 | 6.1278 | 3.9173 | 3.6375 | 22.5947 | 0 | 0 | 0 | 0 | 0.81145 | 1.396% | 1.463% | 1.14% | -0.49% | -1.635% | 1.176% | 0.4702% | 0.3183% | 1.08% | 1.098% | 2.3% | 0.2611% | 1.551% | 0.7861% | 0.5907% | 0.5013% | 0.45% | 0.4168% | 1.877% | 2.3% | 0.6762% | 2.3% | 2.3% | 1.519% | 1.262% | 0.6168% | 1.574% | 1.59% | 2.3% | 987.3 | 1334 | 2354 | 5350 | 6250 | 1656 | 750.6807 | 1669.8977 | 1145.3674 | 1259.9593 | 4500.5692 | 218.9123 | 304.1986 | 1179.8479 | 2055.4972 | 24.1 | 36 | 62 | 175 | 136 | 142.9 | 14.8693 | 20.0629 | 28.0607 | 25.5895 | 20.15 | 6.94 | 2.33 | 4.38 | 2.8 | 2.6 | 16.15 | 0 | 0 | 0 | 0 | 0.58 | 9.717 | 6.023 | 6.677 | 10.497 | 9.18 | 11.241 | N/A | N/A | N/A | N/A | N/A | N/A | N/A | N/A | 93% | 93% | N/A | 27.09% | 15.27% | 43.77% | 36.46% | 41.67% | 8.333% | 16.67% | 25% | 33.33% | 41.67% | 218.9123 | 304.1986
2037 | 1805.2569 | 2370.3553 | 4169.1737 | 7442.3989 | 8587.3834 | 2343.7832 | 1574.7258 | 3497.4947 | 2417.7067 | 2660.0846 | 6441.3521 | 397.0164 | 558.942 | 1352.9749 | 2147.0078 | 2941.0407 | 3735.0736 | 4529.1065 | 34.2064 | 51.5243 | 87.3051 | 250.4653 | 194.6474 | 203.0916 | 21.0638 | 28.2342 | 39.8744 | 36.3686 | 28.8393 | 9.9327 | 3.3205 | 6.2115 | 4.0074 | 3.7212 | 23.0428 | 0 | 0 | 0 | 0 | 0.83011 | 1.399% | 1.456% | 1.127% | -0.5682% | -1.792% | 1.163% | 0.4369% | 0.2791% | 1.065% | 1.084% | 2.3% | 0.222% | 1.539% | 0.7621% | 0.5617% | 0.4698% | 0.417% | 0.3828% | 1.451% | 2.3% | 0.65% | 2.3% | 2.3% | 1.584% | 1.254% | 0.5887% | 1.569% | 1.585% | 2.3% | 978.6 | 1323 | 2327 | 5200 | 6000 | 1637.6 | 737.0089 | 1636.9103 | 1131.544 | 1244.9825 | 4500.5692 | 214.4657 | 301.9368 | 1159.7996 | 2017.6623 | 23.9 | 36 | 61 | 175 | 136 | 141.9 | 14.7172 | 19.7272 | 27.8602 | 25.4107 | 20.15 | 6.94 | 2.32 | 4.34 | 2.8 | 2.6 | 16.1 | 0 | 0 | 0 | 0 | 0.58 | 9.717 | 6.023 | 6.677 | 10.497 | 9.18 | 11.241 | N/A | N/A | N/A | N/A | N/A | N/A | N/A | N/A | 93% | 93% | N/A | 27.2% | 15.3% | 43.81% | 36.49% | 41.67% | 8.333% | 16.67% | 25% | 33.33% | 41.67% | 214.4657 | 301.9368
2038 | 1830.1708 | 2402.8792 | 4213.7446 | 7393.9518 | 8418.856 | 2370.7498 | 1581.0608 | 3505.8335 | 2443.099 | 2688.5305 | 6589.5032 | 397.7369 | 567.4759 | 1362.9498 | 2158.4237 | 2953.8975 | 3749.3714 | 4544.8453 | 34.8467 | 51.2452 | 89.3131 | 256.2261 | 199.1242 | 206.1522 | 21.326 | 28.3922 | 40.4979 | 36.9432 | 29.5026 | 10.1612 | 3.3675 | 6.3105 | 4.0996 | 3.8068 | 23.4996 | 0 | 0 | 0 | 0 | 0.84921 | 1.38% | 1.372% | 1.069% | -0.651% | -1.963% | 1.151% | 0.4023% | 0.2384% | 1.05% | 1.069% | 2.3% | 0.1815% | 1.527% | 0.7373% | 0.5317% | 0.4372% | 0.3828% | 0.3475% | 1.872% | -0.5417% | 2.3% | 2.3% | 2.3% | 1.507% | 1.245% | 0.5596% | 1.564% | 1.58% | 2.3% | 969.8 | 1311 | 2299 | 5050 | 5750 | 1619.2 | 723.3371 | 1603.9228 | 1117.7206 | 1230.0058 | 4500.5692 | 210.0243 | 299.6547 | 1139.752 | 1979.8494 | 23.8 | 35 | 61 | 175 | 136 | 140.8 | 14.5654 | 19.3916 | 27.6597 | 25.2319 | 20.15 | 6.94 | 2.3 | 4.31 | 2.8 | 2.6 | 16.05 | 0 | 0 | 0 | 0 | 0.58 | 9.717 | 6.023 | 6.677 | 10.497 | 9.18 | 11.241 | N/A | N/A | N/A | N/A | N/A | N/A | N/A | N/A | 93% | 93% | N/A | 27.32% | 15.32% | 43.84% | 36.52% | 41.67% | 8.333% | 16.67% | 25% | 33.33% | 41.67% | 210.0243 | 299.6547
2039 | 1855.2757 | 2437.5202 | 4260.0353 | 7339.339 | 8238.0336 | 2397.8669 | 1586.8542 | 3512.7058 | 2468.3803 | 2716.8778 | 6741.0618 | 398.2912 | 576.0655 | 1372.648 | 2169.2305 | 2965.813 | 3762.3954 | 4558.9779 | 35.4984 | 52.4239 | 89.8695 | 262.1193 | 203.7041 | 209.3958 | 21.5895 | 28.5425 | 41.129 | 37.5251 | 30.1812 | 10.3949 | 3.43 | 6.4107 | 4.1939 | 3.8943 | 23.9652 | 0 | 0 | 0 | 0 | 0.86874 | 1.372% | 1.442% | 1.099% | -0.7386% | -2.148% | 1.144% | 0.3664% | 0.196% | 1.035% | 1.054% | 2.3% | 0.1394% | 1.514% | 0.7116% | 0.5007% | 0.4034% | 0.3474% | 0.311% | 1.87% | 2.3% | 0.623% | 2.3% | 2.3% | 1.573% | 1.236% | 0.5294% | 1.558% | 1.575% | 2.3% | 961 | 1300 | 2272 | 4900 | 5500 | 1600.9 | 709.6653 | 1570.9354 | 1103.8972 | 1215.029 | 4500.5692 | 205.5885 | 297.3514 | 1119.7053 | 1942.0593 | 23.7 | 35 | 60 | 175 | 136 | 139.8 | 14.4139 | 19.056 | 27.4592 | 25.053 | 20.15 | 6.94 | 2.29 | 4.28 | 2.8 | 2.6 | 16 | 0 | 0 | 0 | 0 | 0.58 | 9.717 | 6.023 | 6.677 | 10.497 | 9.18 | 11.241 | N/A | N/A | N/A | N/A | N/A | N/A | N/A | N/A | 93% | 93% | N/A | 27.43% | 15.35% | 43.88% | 36.55% | 41.67% | 8.333% | 16.67% | 25% | 33.33% | 41.67% | 205.5885 | 297.3514
2040 | 1880.5673 | 2472.4836 | 4306.2263 | 7278.3027 | 8044.4398 | 2424.824 | 1592.0777 | 3518.0395 | 2493.5322 | 2745.1069 | 6896.1062 | 398.672 | 584.7062 | 1382.0503 | 2179.3943 | 2976.7384 | 3774.0824 | 4571.4265 | 36.0084 | 53.6296 | 90.4042 | 268.148 | 208.3893 | 212.5264 | 21.8543 | 28.6847 | 41.7677 | 38.1141 | 30.8753 | 10.634 | 3.4783 | 6.4968 | 4.2904 | 3.9839 | 24.4551 | 0 | 0 | 0 | 0 | 0.88872 | 1.363% | 1.434% | 1.084% | -0.8316% | -2.35% | 1.124% | 0.3292% | 0.1518% | 1.019% | 1.039% | 2.3% | 0.09561% | 1.5% | 0.685% | 0.4685% | 0.3684% | 0.3106% | 0.2731% | 1.437% | 2.3% | 0.595% | 2.3% | 2.3% | 1.495% | 1.226% | 0.4983% | 1.553% | 1.57% | 2.3% | 952.2 | 1289 | 2245 | 4750 | 5250 | 1582.5 | 695.9935 | 1537.9479 | 1090.0738 | 1200.0523 | 4500.5692 | 201.1584 | 295.0259 | 1099.6595 | 1904.2931 | 23.5 | 35 | 59 | 175 | 136 | 138.7 | 14.2626 | 18.7204 | 27.2587 | 24.8742 | 20.15 | 6.94 | 2.27 | 4.24 | 2.8 | 2.6 | 15.96 | 0 | 0 | 0 | 0 | 0.58 | 9.717 | 6.023 | 6.677 | 10.497 | 9.18 | 11.241 | N/A | N/A | N/A | N/A | N/A | N/A | N/A | N/A | 93% | 93% | N/A | 27.54% | 15.38% | 43.91% | 36.58% | 41.67% | 8.333% | 16.67% | 25% | 33.33% | 41.67% | 201.1584 | 295.0259
2041 | 1906.0409 | 2507.7659 | 4350.3263 | 7288.952 | 7994.3344 | 2451.7526 | 1596.7021 | 3521.7605 | 2518.5353 | 2773.1972 | 7054.7167 | 398.8718 | 593.3928 | 1391.1364 | 2188.88 | 2986.6236 | 3784.3672 | 4582.1108 | 36.6799 | 54.8631 | 92.4835 | 274.3154 | 213.1823 | 215.847 | 22.1202 | 28.8184 | 42.4141 | 38.7104 | 31.5855 | 10.8786 | 3.5426 | 6.5992 | 4.389 | 4.0755 | 24.9392 | 0 | 0 | 0 | 0 | 0.90916 | 1.355% | 1.427% | 1.024% | 0.1463% | -0.6229% | 1.111% | 0.2905% | 0.1058% | 1.003% | 1.023% | 2.3% | 0.05011% | 1.486% | 0.6574% | 0.4352% | 0.3321% | 0.2725% | 0.2337% | 1.865% | 2.3% | 2.3% | 2.3% | 2.3% | 1.562% | 1.217% | 0.466% | 1.547% | 1.565% | 2.3% | 943.4 | 1278 | 2217 | 4650 | 5100 | 1564.1 | 682.3217 | 1504.9605 | 1076.2504 | 1185.0755 | 4500.5692 | 196.7343 | 292.6773 | 1079.6146 | 1866.5518 | 23.4 | 35 | 59 | 175 | 136 | 137.7 | 14.1116 | 18.3847 | 27.0582 | 24.6954 | 20.15 | 6.94 | 2.26 | 4.21 | 2.8 | 2.6 | 15.91 | 0 | 0 | 0 | 0 | 0.58 | 9.717 | 6.023 | 6.677 | 10.497 | 9.18 | 11.241 | N/A | N/A | N/A | N/A | N/A | N/A | N/A | N/A | 93% | 93% | N/A | 27.65% | 15.4% | 43.95% | 36.61% | 41.67% | 8.333% | 16.67% | 25% | 33.33% | 41.67% | 196.7343 | 292.6773
2042 | 1931.6914 | 2543.3632 | 4396.1843 | 7296.2409 | 7937.6687 | 2478.6373 | 1600.697 | 3523.7915 | 2543.3694 | 2801.1275 | 7216.9751 | 398.8829 | 602.1196 | 1399.8853 | 2197.651 | 2995.4168 | 3793.1825 | 4590.9482 | 37.2028 | 54.5214 | 93.007 | 280.6247 | 218.0854 | 219.0476 | 22.3873 | 28.943 | 43.0681 | 39.314 | 32.3119 | 11.1288 | 3.608 | 6.6869 | 4.49 | 4.1693 | 25.4326 | 0 | 0 | 0 | 0 | 0.93007 | 1.346% | 1.419% | 1.054% | 0.1% | -0.7088% | 1.097% | 0.2502% | 0.05767% | 0.9861% | 1.007% | 2.3% | 0.002774% | 1.471% | 0.6289% | 0.4007% | 0.2944% | 0.2329% | 0.1929% | 1.426% | -0.6229% | 0.5661% | 2.3% | 2.3% | 1.483% | 1.207% | 0.4325% | 1.542% | 1.559% | 2.3% | 934.6 | 1267 | 2190 | 4550 | 4950 | 1545.7 | 668.6499 | 1471.973 | 1062.427 | 1170.0988 | 4500.5692 | 192.3165 | 290.3046 | 1059.5706 | 1828.8366 | 23.2 | 34 | 58 | 175 | 136 | 136.6 | 13.9609 | 18.0491 | 26.8576 | 24.5165 | 20.15 | 6.94 | 2.25 | 4.17 | 2.8 | 2.6 | 15.86 | 0 | 0 | 0 | 0 | 0.58 | 9.717 | 6.023 | 6.677 | 10.497 | 9.18 | 11.241 | N/A | N/A | N/A | N/A | N/A | N/A | N/A | N/A | 93% | 93% | N/A | 27.76% | 15.43% | 43.98% | 36.64% | 41.67% | 8.333% | 16.67% | 25% | 33.33% | 41.67% | 192.3165 | 290.3046
2043 | 1957.5136 | 2579.2714 | 4441.8504 | 7300.0093 | 7874.1674 | 2505.4616 | 1604.031 | 3524.053 | 2568.0136 | 2828.8756 | 7382.9656 | 398.6973 | 610.8804 | 1408.2751 | 2205.6697 | 3003.0644 | 3800.459 | 4597.8537 | 37.8944 | 55.7754 | 93.5057 | 287.079 | 223.1014 | 222.4452 | 22.6553 | 29.0581 | 43.7297 | 39.9248 | 33.0551 | 11.3847 | 3.6582 | 6.7915 | 4.5933 | 4.2652 | 25.9355 | 0 | 0 | 0 | 0 | 0.95146 | 1.337% | 1.412% | 1.039% | 0.05165% | -0.8% | 1.082% | 0.2083% | 0.00742% | 0.969% | 0.9906% | 2.3% | -0.04652% | 1.455% | 0.5993% | 0.3649% | 0.2553% | 0.1918% | 0.1504% | 1.859% | 2.3% | 0.5362% | 2.3% | 2.3% | 1.551% | 1.197% | 0.3977% | 1.536% | 1.554% | 2.3% | 925.8 | 1256 | 2163 | 4450 | 4800 | 1527.3 | 654.9781 | 1438.9856 | 1048.6036 | 1155.122 | 4500.5692 | 187.9052 | 287.9067 | 1039.5275 | 1791.1484 | 23.1 | 34 | 57 | 175 | 136 | 135.6 | 13.8104 | 17.7135 | 26.6571 | 24.3377 | 20.15 | 6.94 | 2.23 | 4.14 | 2.8 | 2.6 | 15.81 | 0 | 0 | 0 | 0 | 0.58 | 9.717 | 6.023 | 6.677 | 10.497 | 9.18 | 11.241 | N/A | N/A | N/A | N/A | N/A | N/A | N/A | N/A | 93% | 93% | N/A | 27.87% | 15.46% | 44.02% | 36.67% | 41.67% | 8.333% | 16.67% | 25% | 33.33% | 41.67% | 187.9052 | 287.9067
2044 | 1983.5017 | 2615.486 | 4485.1908 | 7300.0913 | 7803.5459 | 2532.2087 | 1606.6715 | 3522.4624 | 2592.446 | 2856.4184 | 7552.7738 | 398.3071 | 619.6686 | 1416.2828 | 2212.8969 | 3009.5111 | 3806.1253 | 4602.7395 | 38.4304 | 57.0582 | 95.6564 | 293.6818 | 228.2327 | 225.7155 | 22.9243 | 29.1633 | 44.399 | 40.543 | 33.8154 | 11.6466 | 3.7256 | 6.8805 | 4.6989 | 4.3633 | 26.4481 | 0 | 0 | 0 | 0 | 0.97335 | 1.328% | 1.404% | 0.9757% | 0.001124% | -0.8969% | 1.068% | 0.1646% | -0.04514% | 0.9514% | 0.9736% | 2.3% | -0.09788% | 1.439% | 0.5686% | 0.3277% | 0.2147% | 0.1491% | 0.1063% | 1.414% | 2.3% | 2.3% | 2.3% | 2.3% | 1.47% | 1.187% | 0.3617% | 1.531% | 1.548% | 2.3% | 917 | 1245 | 2135 | 4350 | 4650 | 1508.9 | 641.3063 | 1405.9981 | 1034.7802 | 1140.1453 | 4500.5692 | 183.5008 | 285.4824 | 1019.4855 | 1753.4887 | 22.9 | 34 | 57 | 175 | 136 | 134.5 | 13.6602 | 17.3779 | 26.4566 | 24.1589 | 20.15 | 6.94 | 2.22 | 4.1 | 2.8 | 2.6 | 15.76 | 0 | 0 | 0 | 0 | 0.58 | 9.717 | 6.023 | 6.677 | 10.497 | 9.18 | 11.241 | N/A | N/A | N/A | N/A | N/A | N/A | N/A | N/A | 93% | 93% | N/A | 27.98% | 15.48% | 44.05% | 36.7% | 41.67% | 8.333% | 16.67% | 25% | 33.33% | 41.67% | 183.5008 | 285.4824
2045 | 2009.8711 | 2652.0019 | 4530.3242 | 7296.3154 | 7725.5105 | 2558.8607 | 1608.5851 | 3518.9344 | 2616.6438 | 2883.7316 | 7726.4876 | 397.7039 | 628.4766 | 1423.8844 | 2219.2922 | 3014.7 | 3810.1078 | 4605.5156 | 39.1426 | 56.6537 | 96.1397 | 300.4365 | 233.4821 | 229.1901 | 23.194 | 29.2578 | 45.076 | 41.1684 | 34.5931 | 11.9145 | 3.7769 | 6.9873 | 4.807 | 4.4636 | 26.9878 | 0 | 0 | 0 | 0 | 0.99573 | 1.329% | 1.396% | 1.006% | -0.05172% | -1% | 1.053% | 0.1191% | -0.1002% | 0.9334% | 0.9562% | 2.3% | -0.1514% | 1.421% | 0.5367% | 0.289% | 0.1724% | 0.1046% | 0.06031% | 1.853% | -0.7088% | 0.5053% | 2.3% | 2.3% | 1.539% | 1.177% | 0.3243% | 1.525% | 1.543% | 2.3% | 908.3 | 1234 | 2108 | 4250 | 4500 | 1490.5 | 627.6345 | 1373.0107 | 1020.9568 | 1125.1685 | 4500.5692 | 179.1035 | 283.0306 | 999.4446 | 1715.8587 | 22.8 | 33 | 56 | 175 | 136 | 133.5 | 13.5102 | 17.0423 | 26.2561 | 23.98 | 20.15 | 6.94 | 2.2 | 4.07 | 2.8 | 2.6 | 15.72 | 0 | 0 | 0 | 0 | 0.58 | 9.717 | 6.023 | 6.677 | 10.497 | 9.18 | 11.241 | N/A | N/A | N/A | N/A | N/A | N/A | N/A | N/A | 93% | 93% | N/A | 28.09% | 15.51% | 44.09% | 36.73% | 41.67% | 8.333% | 16.67% | 25% | 33.33% | 41.67% | 179.1035 | 283.0306
2046 | 2036.1777 | 2688.814 | 4575.1611 | 7288.5041 | 7727.5706 | 2585.3992 | 1609.7367 | 3513.3807 | 2640.5833 | 2910.7901 | 7904.1968 | 396.8793 | 637.2964 | 1431.055 | 2224.8135 | 3018.5721 | 3812.3306 | 4606.0892 | 39.6916 | 57.9568 | 96.5946 | 307.3466 | 238.8522 | 232.7053 | 23.4645 | 29.3413 | 45.7606 | 41.8012 | 35.3888 | 12.1885 | 3.8462 | 7.0778 | 4.9175 | 4.5663 | 27.5207 | 0 | 0 | 0 | 0 | 1.0186 | 1.309% | 1.388% | 0.9897% | -0.1071% | 0.02667% | 1.037% | 0.07159% | -0.1578% | 0.9149% | 0.9383% | 2.3% | -0.2073% | 1.403% | 0.5036% | 0.2488% | 0.1284% | 0.05834% | 0.01245% | 1.403% | 2.3% | 0.4732% | 2.3% | 2.3% | 1.534% | 1.166% | 0.2854% | 1.519% | 1.537% | 2.3% | 899.5 | 1223 | 2081 | 4150 | 4400 | 1472.1 | 613.9626 | 1340.0232 | 1007.1334 | 1110.1918 | 4500.5692 | 174.7137 | 280.5499 | 979.4048 | 1678.2597 | 22.6 | 33 | 55 | 175 | 136 | 132.5 | 13.3605 | 16.7066 | 26.0556 | 23.8012 | 20.15 | 6.94 | 2.19 | 4.03 | 2.8 | 2.6 | 15.67 | 0 | 0 | 0 | 0 | 0.58 | 9.717 | 6.023 | 6.677 | 10.497 | 9.18 | 11.241 | N/A | N/A | N/A | N/A | N/A | N/A | N/A | N/A | 93% | 93% | N/A | 28.2% | 15.53% | 44.12% | 36.75% | 41.67% | 8.333% | 16.67% | 25% | 33.33% | 41.67% | 174.7137 | 280.5499
2047 | 2062.6313 | 2723.6675 | 4617.4148 | 7276.4737 | 7725.6387 | 2611.9845 | 1610.0903 | 3505.7101 | 2664.2399 | 2937.5679 | 8085.9933 | 395.8246 | 646.1193 | 1437.7684 | 2229.4176 | 3021.0667 | 3812.7159 | 4604.3651 | 40.4249 | 59.2898 | 98.8163 | 314.4155 | 244.3458 | 236.0811 | 23.7356 | 29.4132 | 46.4528 | 42.4414 | 36.2027 | 12.4688 | 3.9167 | 7.1866 | 5.0306 | 4.6713 | 28.0638 | 0 | 0 | 0 | 0 | 1.0421 | 1.299% | 1.296% | 0.9235% | -0.1651% | -0.025% | 1.028% | 0.02197% | -0.2183% | 0.8959% | 0.9199% | 2.3% | -0.2657% | 1.384% | 0.4691% | 0.2069% | 0.08264% | 0.01011% | -0.03743% | 1.847% | 2.3% | 2.3% | 2.3% | 2.3% | 1.451% | 1.155% | 0.2449% | 1.513% | 1.531% | 2.3% | 890.7 | 1211 | 2053 | 4050 | 4300 | 1453.8 | 600.2908 | 1307.0358 | 993.31 | 1095.215 | 4500.5692 | 170.3318 | 278.039 | 959.3662 | 1640.6934 | 22.5 | 33 | 55 | 175 | 136 | 131.4 | 13.2109 | 16.371 | 25.8551 | 23.6224 | 20.15 | 6.94 | 2.18 | 4 | 2.8 | 2.6 | 15.62 | 0 | 0 | 0 | 0 | 0.58 | 9.717 | 6.023 | 6.677 | 10.497 | 9.18 | 11.241 | N/A | N/A | N/A | N/A | N/A | N/A | N/A | N/A | 93% | 93% | N/A | 28.31% | 15.56% | 44.16% | 36.78% | 41.67% | 8.333% | 16.67% | 25% | 33.33% | 41.67% | 170.3318 | 278.039
2048 | 2089.2246 | 2761.0026 | 4661.4928 | 7260.0342 | 7719.5301 | 2638.2413 | 1609.6087 | 3495.828 | 2687.5877 | 2964.0377 | 8271.9712 | 394.531 | 654.9355 | 1443.9974 | 2233.0594 | 3022.1214 | 3811.1834 | 4600.2453 | 40.987 | 60.6535 | 99.2511 | 321.6471 | 249.9657 | 239.673 | 24.0071 | 29.4728 | 47.1527 | 43.0888 | 37.0354 | 12.7556 | 3.97 | 7.2784 | 5.1464 | 4.7788 | 28.6174 | 0 | 0 | 0 | 0 | 1.066 | 1.289% | 1.371% | 0.9546% | -0.2259% | -0.07907% | 1.005% | -0.02991% | -0.2819% | 0.8763% | 0.9011% | 2.3% | -0.3268% | 1.364% | 0.4332% | 0.1634% | 0.03491% | -0.0402% | -0.08947% | 1.391% | 2.3% | 0.44% | 2.3% | 2.3% | 1.521% | 1.144% | 0.2028% | 1.507% | 1.526% | 2.3% | 881.9 | 1200 | 2026 | 3950 | 4200 | 1435.4 | 586.619 | 1274.0483 | 979.4866 | 1080.2383 | 4500.5692 | 165.9581 | 275.4964 | 939.3288 | 1603.1612 | 22.3 | 33 | 54 | 175 | 136 | 130.4 | 13.0617 | 16.0354 | 25.6546 | 23.4435 | 20.15 | 6.94 | 2.16 | 3.96 | 2.8 | 2.6 | 15.57 | 0 | 0 | 0 | 0 | 0.58 | 9.717 | 6.023 | 6.677 | 10.497 | 9.18 | 11.241 | N/A | N/A | N/A | N/A | N/A | N/A | N/A | N/A | 93% | 93% | N/A | 28.42% | 15.59% | 44.19% | 36.81% | 41.67% | 8.333% | 16.67% | 25% | 33.33% | 41.67% | 165.9581 | 275.4964
2049 | 2115.95 | 2798.6144 | 4705.1558 | 7238.9893 | 7709.0536 | 2664.3241 | 1608.2531 | 3483.6368 | 2710.6002 | 2990.171 | 8462.2265 | 392.9895 | 663.7346 | 1449.7136 | 2235.6926 | 3021.6716 | 3807.6506 | 4593.6296 | 41.7417 | 60.1682 | 99.6536 | 329.045 | 255.7149 | 243.1172 | 24.2791 | 29.5196 | 47.8602 | 43.7436 | 37.8872 | 13.049 | 4.0426 | 7.3894 | 5.2647 | 4.8887 | 29.1816 | 0 | 0 | 0 | 0 | 1.0905 | 1.279% | 1.362% | 0.9367% | -0.2899% | -0.1357% | 0.9886% | -0.08422% | -0.3487% | 0.8563% | 0.8817% | 2.3% | -0.3907% | 1.344% | 0.3959% | 0.1179% | -0.01488% | -0.0927% | -0.1438% | 1.841% | -0.8% | 0.4056% | 2.3% | 2.3% | 1.437% | 1.133% | 0.1589% | 1.5% | 1.52% | 2.3% | 873.1 | 1189 | 1999 | 3850 | 4100 | 1417 | 572.9472 | 1241.0609 | 965.6632 | 1065.2615 | 4500.5692 | 161.593 | 272.9205 | 919.2927 | 1565.6649 | 22.2 | 32 | 53 | 175 | 136 | 129.3 | 12.9126 | 15.6998 | 25.4541 | 23.2647 | 20.15 | 6.94 | 2.15 | 3.93 | 2.8 | 2.6 | 15.52 | 0 | 0 | 0 | 0 | 0.58 | 9.717 | 6.023 | 6.677 | 10.497 | 9.18 | 11.241 | N/A | N/A | N/A | N/A | N/A | N/A | N/A | N/A | 93% | 93% | N/A | 28.53% | 15.61% | 44.23% | 36.84% | 41.67% | 8.333% | 16.67% | 25% | 33.33% | 41.67% | 161.593 | 272.9205
2050 | 2142.7996 | 2836.4957 | 4745.9534 | 7213.1358 | 7694.0115 | 2690.2111 | 1605.9837 | 3469.0356 | 2733.2495 | 3015.9386 | 8656.8577 | 391.191 | 672.5051 | 1454.887 | 2237.2689 | 3019.6508 | 3802.0328 | 4584.4147 | 42.3171 | 61.5521 | 101.9457 | 336.613 | 261.5964 | 246.7854 | 24.5512 | 29.553 | 48.5753 | 44.4057 | 38.7586 | 13.3491 | 4.0971 | 7.4824 | 5.3858 | 5.0011 | 29.7566 | 0 | 0 | 0 | 0 | 1.1156 | 1.269% | 1.354% | 0.8671% | -0.3571% | -0.1951% | 0.9716% | -0.1411% | -0.4191% | 0.8356% | 0.8617% | 2.3% | -0.4577% | 1.321% | 0.3569% | 0.07051% | -0.06687% | -0.1475% | -0.2006% | 1.378% | 2.3% | 2.3% | 2.3% | 2.3% | 1.509% | 1.121% | 0.1131% | 1.494% | 1.514% | 2.3% | 864.3 | 1178 | 1971 | 3750 | 4000 | 1398.6 | 559.2754 | 1208.0734 | 951.8398 | 1050.2848 | 4500.5692 | 157.2371 | 270.3097 | 899.2579 | 1528.2061 | 22 | 32 | 53 | 175 | 136 | 128.3 | 12.7638 | 15.3642 | 25.2536 | 23.0859 | 20.15 | 6.94 | 2.13 | 3.89 | 2.8 | 2.6 | 15.47 | 0 | 0 | 0 | 0 | 0.58 | 9.717 | 6.023 | 6.677 | 10.497 | 9.18 | 11.241 | N/A | N/A | N/A | N/A | N/A | N/A | N/A | N/A | 93% | 93% | N/A | 28.64% | 15.64% | 44.26% | 36.87% | 41.67% | 8.333% | 16.67% | 25% | 33.33% | 41.67% | 157.2371 | 270.3097
Note on B8: Karavayev, Louanne: matches latest SCCT estimate from Jeff
Note on C15: Karavayev, Louanne: matches MC6
Note on H10: Karavayev, Louanne: matches Mercer Co Solar
Note on P12: Karavayev, Louanne: matches GH BESS
Note on BU5: Karavayev, Louanne: 95% CCS
Note on BX5: Karavayev, Louanne: Coal Retrofits - 90% CCS
Note on BY5: Karavayev, Louanne: Class 6
Note on BZ5: Karavayev, Louanne: Class 6
Note on CA5: Karavayev, Louanne: Class 6
Note on CB5: Karavayev, Louanne: Class 8
Note on CC5: Karavayev, Louanne: Class 15

## Escalation
Note: Enter capital escalation rates first.
Escalation Rates | Rate | -8 | -7 | -6 | -5 | -4 | -3 | -2 | -1 | 0 | 1 | 2 | 3 | 4 | 5 | 6 | 7 | 8 | 9 | 10 | 11 | 12 | 13 | 14 | 15 | 16 | 17 | 18 | 19 | 20 | 21 | 22 | 23 | 24 | 25 | 26 | 27 | 28 | 29 | 30 | 31 | 32 | 33 | 34 | 35 | 36 | 37 | 38 | 39 | 40 | 41 | 42 | 43 | 44 | 45 | 46 | 47 | 48 | 49 | 50
SCCT_Capital | 1.357% | [8 empty] | 1 | 1.0136 | 1.0273 | 1.0413 | 1.0554 | 1.0697 | 1.0843 | 1.099 | 1.1139 | 1.129 | 1.1443 | 1.1599 | 1.1756 | 1.1916 | 1.2077 | 1.2241 | 1.2407 | 1.2576 | 1.2747 | 1.292 | 1.3095 | 1.3273 | 1.3453 | 1.3635 | 1.3821 | 1.4008 | 1.4198 | 1.4391 | 1.4586 | 1.4784 | 1.4985 | 1.5188 | 1.5394 | 1.5603 | 1.5815 | 1.603 | 1.6247 | 1.6468 | 1.6692 | 1.6918 | 1.7148 | 1.738 | 1.7616 | 1.7855 | 1.8098 | 1.8343 | 1.8592 | 1.8845 | 1.9101 | 1.936 | 1.9623
NGCC_Capital | 1.428% | [8 empty] | 1 | 1.0143 | 1.0288 | 1.0435 | 1.0584 | 1.0735 | 1.0888 | 1.1043 | 1.1201 | 1.1361 | 1.1523 | 1.1688 | 1.1855 | 1.2024 | 1.2196 | 1.237 | 1.2546 | 1.2726 | 1.2907 | 1.3092 | 1.3279 | 1.3468 | 1.3661 | 1.3856 | 1.4053 | 1.4254 | 1.4458 | 1.4664 | 1.4874 | 1.5086 | 1.5301 | 1.552 | 1.5741 | 1.5966 | 1.6194 | 1.6425 | 1.666 | 1.6898 | 1.7139 | 1.7384 | 1.7632 | 1.7884 | 1.8139 | 1.8398 | 1.8661 | 1.8927 | 1.9198 | 1.9472 | 1.975 | 2.0032 | 2.0318
NGCC_CCS_Capital | 0.8798% | [8 empty] | 1 | 1.0088 | 1.0177 | 1.0266 | 1.0357 | 1.0448 | 1.054 | 1.0632 | 1.0726 | 1.082 | 1.0915 | 1.1012 | 1.1108 | 1.1206 | 1.1305 | 1.1404 | 1.1505 | 1.1606 | 1.1708 | 1.1811 | 1.1915 | 1.202 | 1.2125 | 1.2232 | 1.234 | 1.2448 | 1.2558 | 1.2668 | 1.278 | 1.2892 | 1.3006 | 1.312 | 1.3235 | 1.3352 | 1.3469 | 1.3588 | 1.3707 | 1.3828 | 1.395 | 1.4072 | 1.4196 | 1.4321 | 1.4447 | 1.4574 | 1.4702 | 1.4832 | 1.4962 | 1.5094 | 1.5227 | 1.5361 | 1.5496
Nuclear_Capital | 0.1398% | [8 empty] | 1 | 1.0014 | 1.0028 | 1.0042 | 1.0056 | 1.007 | 1.0084 | 1.0098 | 1.0112 | 1.0127 | 1.0141 | 1.0155 | 1.0169 | 1.0183 | 1.0197 | 1.0212 | 1.0226 | 1.024 | 1.0255 | 1.0269 | 1.0283 | 1.0298 | 1.0312 | 1.0326 | 1.0341 | 1.0355 | 1.037 | 1.0384 | 1.0399 | 1.0413 | 1.0428 | 1.0443 | 1.0457 | 1.0472 | 1.0486 | 1.0501 | 1.0516 | 1.053 | 1.0545 | 1.056 | 1.0575 | 1.0589 | 1.0604 | 1.0619 | 1.0634 | 1.0649 | 1.0664 | 1.0679 | 1.0693 | 1.0708 | 1.0723
SMR_Capital | -1.181% | [8 empty] | 1 | 0.98819 | 0.97651 | 0.96497 | 0.95357 | 0.94231 | 0.93117 | 0.92017 | 0.9093 | 0.89856 | 0.88794 | 0.87745 | 0.86709 | 0.85684 | 0.84672 | 0.83672 | 0.82683 | 0.81706 | 0.80741 | 0.79787 | 0.78844 | 0.77913 | 0.76992 | 0.76083 | 0.75184 | 0.74296 | 0.73418 | 0.7255 | 0.71693 | 0.70846 | 0.70009 | 0.69182 | 0.68365 | 0.67557 | 0.66759 | 0.6597 | 0.65191 | 0.64421 | 0.6366 | 0.62908 | 0.62164 | 0.6143 | 0.60704 | 0.59987 | 0.59278 | 0.58578 | 0.57886 | 0.57202 | 0.56526 | 0.55858 | 0.55198
CoalCCS_Capital | 0.7581% | [8 empty] | 1 | 1.0076 | 1.0152 | 1.0229 | 1.0307 | 1.0385 | 1.0464 | 1.0543 | 1.0623 | 1.0703 | 1.0784 | 1.0866 | 1.0949 | 1.1032 | 1.1115 | 1.1199 | 1.1284 | 1.137 | 1.1456 | 1.1543 | 1.163 | 1.1719 | 1.1807 | 1.1897 | 1.1987 | 1.2078 | 1.217 | 1.2262 | 1.2355 | 1.2448 | 1.2543 | 1.2638 | 1.2734 | 1.283 | 1.2927 | 1.3025 | 1.3124 | 1.3224 | 1.3324 | 1.3425 | 1.3527 | 1.3629 | 1.3733 | 1.3837 | 1.3942 | 1.4047 | 1.4154 | 1.4261 | 1.4369 | 1.4478 | 1.4588
Storage2_Capital | 0.6549% | [8 empty] | 1 | 1.0065 | 1.0131 | 1.0198 | 1.0265 | 1.0332 | 1.0399 | 1.0468 | 1.0536 | 1.0605 | 1.0675 | 1.0744 | 1.0815 | 1.0886 | 1.0957 | 1.1029 | 1.1101 | 1.1174 | 1.1247 | 1.132 | 1.1394 | 1.1469 | 1.1544 | 1.162 | 1.1696 | 1.1773 | 1.185 | 1.1927 | 1.2005 | 1.2084 | 1.2163 | 1.2243 | 1.2323 | 1.2404 | 1.2485 | 1.2567 | 1.2649 | 1.2732 | 1.2815 | 1.2899 | 1.2983 | 1.3068 | 1.3154 | 1.324 | 1.3327 | 1.3414 | 1.3502 | 1.359 | 1.3679 | 1.3769 | 1.3859
Storage4_Capital | 0.4317% | [8 empty] | 1 | 1.0043 | 1.0087 | 1.013 | 1.0174 | 1.0218 | 1.0262 | 1.0306 | 1.0351 | 1.0395 | 1.044 | 1.0485 | 1.0531 | 1.0576 | 1.0622 | 1.0668 | 1.0714 | 1.076 | 1.0806 | 1.0853 | 1.09 | 1.0947 | 1.0994 | 1.1042 | 1.1089 | 1.1137 | 1.1185 | 1.1234 | 1.1282 | 1.1331 | 1.138 | 1.1429 | 1.1478 | 1.1528 | 1.1577 | 1.1627 | 1.1678 | 1.1728 | 1.1779 | 1.183 | 1.1881 | 1.1932 | 1.1983 | 1.2035 | 1.2087 | 1.2139 | 1.2192 | 1.2244 | 1.2297 | 1.235 | 1.2404
Storage6_Capital | 0.3278% | [8 empty] | 1 | 1.0033 | 1.0066 | 1.0099 | 1.0132 | 1.0165 | 1.0198 | 1.0232 | 1.0265 | 1.0299 | 1.0333 | 1.0367 | 1.0401 | 1.0435 | 1.0469 | 1.0503 | 1.0538 | 1.0572 | 1.0607 | 1.0642 | 1.0677 | 1.0712 | 1.0747 | 1.0782 | 1.0817 | 1.0853 | 1.0888 | 1.0924 | 1.096 | 1.0996 | 1.1032 | 1.1068 | 1.1104 | 1.1141 | 1.1177 | 1.1214 | 1.1251 | 1.1287 | 1.1324 | 1.1362 | 1.1399 | 1.1436 | 1.1474 | 1.1511 | 1.1549 | 1.1587 | 1.1625 | 1.1663 | 1.1701 | 1.174 | 1.1778
Storage8_Capital | 0.2678% | [8 empty] | 1 | 1.0027 | 1.0054 | 1.0081 | 1.0108 | 1.0135 | 1.0162 | 1.0189 | 1.0216 | 1.0244 | 1.0271 | 1.0299 | 1.0326 | 1.0354 | 1.0381 | 1.0409 | 1.0437 | 1.0465 | 1.0493 | 1.0521 | 1.0549 | 1.0578 | 1.0606 | 1.0634 | 1.0663 | 1.0691 | 1.072 | 1.0749 | 1.0777 | 1.0806 | 1.0835 | 1.0864 | 1.0893 | 1.0923 | 1.0952 | 1.0981 | 1.101 | 1.104 | 1.107 | 1.1099 | 1.1129 | 1.1159 | 1.1189 | 1.1219 | 1.1249 | 1.1279 | 1.1309 | 1.1339 | 1.137 | 1.14 | 1.143
Storage10_Capital | 0.2286% | [8 empty] | 1 | 1.0023 | 1.0046 | 1.0069 | 1.0092 | 1.0115 | 1.0138 | 1.0161 | 1.0184 | 1.0208 | 1.0231 | 1.0254 | 1.0278 | 1.0301 | 1.0325 | 1.0348 | 1.0372 | 1.0396 | 1.042 | 1.0443 | 1.0467 | 1.0491 | 1.0515 | 1.0539 | 1.0563 | 1.0587 | 1.0612 | 1.0636 | 1.066 | 1.0685 | 1.0709 | 1.0733 | 1.0758 | 1.0783 | 1.0807 | 1.0832 | 1.0857 | 1.0881 | 1.0906 | 1.0931 | 1.0956 | 1.0981 | 1.1006 | 1.1032 | 1.1057 | 1.1082 | 1.1107 | 1.1133 | 1.1158 | 1.1184 | 1.1209
Solar_Capital | 0.1917% | [8 empty] | 1 | 1.0019 | 1.0038 | 1.0058 | 1.0077 | 1.0096 | 1.0116 | 1.0135 | 1.0154 | 1.0174 | 1.0193 | 1.0213 | 1.0233 | 1.0252 | 1.0272 | 1.0291 | 1.0311 | 1.0331 | 1.0351 | 1.0371 | 1.0391 | 1.041 | 1.043 | 1.045 | 1.047 | 1.0491 | 1.0511 | 1.0531 | 1.0551 | 1.0571 | 1.0591 | 1.0612 | 1.0632 | 1.0653 | 1.0673 | 1.0693 | 1.0714 | 1.0734 | 1.0755 | 1.0776 | 1.0796 | 1.0817 | 1.0838 | 1.0859 | 1.0879 | 1.09 | 1.0921 | 1.0942 | 1.0963 | 1.0984 | 1.1005
P-Solar_Capital | -0.01444% | [8 empty] | 1 | 0.99986 | 0.99971 | 0.99957 | 0.99942 | 0.99928 | 0.99913 | 0.99899 | 0.99885 | 0.9987 | 0.99856 | 0.99841 | 0.99827 | 0.99812 | 0.99798 | 0.99784 | 0.99769 | 0.99755 | 0.9974 | 0.99726 | 0.99712 | 0.99697 | 0.99683 | 0.99668 | 0.99654 | 0.9964 | 0.99625 | 0.99611 | 0.99596 | 0.99582 | 0.99568 | 0.99553 | 0.99539 | 0.99525 | 0.9951 | 0.99496 | 0.99481 | 0.99467 | 0.99453 | 0.99438 | 0.99424 | 0.9941 | 0.99395 | 0.99381 | 0.99367 | 0.99352 | 0.99338 | 0.99324 | 0.99309 | 0.99295 | 0.99281
Wind_Capital | 1.025% | [8 empty] | 1 | 1.0102 | 1.0206 | 1.0311 | 1.0416 | 1.0523 | 1.0631 | 1.074 | 1.085 | 1.0961 | 1.1073 | 1.1187 | 1.1301 | 1.1417 | 1.1534 | 1.1652 | 1.1772 | 1.1892 | 1.2014 | 1.2137 | 1.2262 | 1.2387 | 1.2514 | 1.2642 | 1.2772 | 1.2903 | 1.3035 | 1.3169 | 1.3304 | 1.344 | 1.3578 | 1.3717 | 1.3857 | 1.3999 | 1.4143 | 1.4288 | 1.4434 | 1.4582 | 1.4731 | 1.4882 | 1.5035 | 1.5189 | 1.5344 | 1.5502 | 1.566 | 1.5821 | 1.5983 | 1.6147 | 1.6312 | 1.6479 | 1.6648
PHydro_Capital | 2.3% | [8 empty] | 1 | 1.023 | 1.0465 | 1.0706 | 1.0952 | 1.1204 | 1.1462 | 1.1725 | 1.1995 | 1.2271 | 1.2553 | 1.2842 | 1.3137 | 1.344 | 1.3749 | 1.4065 | 1.4388 | 1.4719 | 1.5058 | 1.5404 | 1.5758 | 1.6121 | 1.6492 | 1.6871 | 1.7259 | 1.7656 | 1.8062 | 1.8477 | 1.8902 | 1.9337 | 1.9782 | 2.0237 | 2.0702 | 2.1179 | 2.1666 | 2.2164 | 2.2674 | 2.3195 | 2.3729 | 2.4274 | 2.4833 | 2.5404 | 2.5988 | 2.6586 | 2.7197 | 2.7823 | 2.8463 | 2.9118 | 2.9787 | 3.0472 | 3.1173
SCCT_O&M | 2.3% | [8 empty] | 1 | 1.023 | 1.0465 | 1.0706 | 1.0952 | 1.1204 | 1.1462 | 1.1725 | 1.1995 | 1.2271 | 1.2553 | 1.2842 | 1.3137 | 1.344 | 1.3749 | 1.4065 | 1.4388 | 1.4719 | 1.5058 | 1.5404 | 1.5758 | 1.6121 | 1.6492 | 1.6871 | 1.7259 | 1.7656 | 1.8062 | 1.8477 | 1.8902 | 1.9337 | 1.9782 | 2.0237 | 2.0702 | 2.1179 | 2.1666 | 2.2164 | 2.2674 | 2.3195 | 2.3729 | 2.4274 | 2.4833 | 2.5404 | 2.5988 | 2.6586 | 2.7197 | 2.7823 | 2.8463 | 2.9118 | 2.9787 | 3.0472 | 3.1173
NGCC_O&M | 2.3% | [8 empty] | 1 | 1.023 | 1.0465 | 1.0706 | 1.0952 | 1.1204 | 1.1462 | 1.1725 | 1.1995 | 1.2271 | 1.2553 | 1.2842 | 1.3137 | 1.344 | 1.3749 | 1.4065 | 1.4388 | 1.4719 | 1.5058 | 1.5404 | 1.5758 | 1.6121 | 1.6492 | 1.6871 | 1.7259 | 1.7656 | 1.8062 | 1.8477 | 1.8902 | 1.9337 | 1.9782 | 2.0237 | 2.0702 | 2.1179 | 2.1666 | 2.2164 | 2.2674 | 2.3195 | 2.3729 | 2.4274 | 2.4833 | 2.5404 | 2.5988 | 2.6586 | 2.7197 | 2.7823 | 2.8463 | 2.9118 | 2.9787 | 3.0472 | 3.1173
NGCC_CCS_O&M | 2.3% | [8 empty] | 1 | 1.023 | 1.0465 | 1.0706 | 1.0952 | 1.1204 | 1.1462 | 1.1725 | 1.1995 | 1.2271 | 1.2553 | 1.2842 | 1.3137 | 1.344 | 1.3749 | 1.4065 | 1.4388 | 1.4719 | 1.5058 | 1.5404 | 1.5758 | 1.6121 | 1.6492 | 1.6871 | 1.7259 | 1.7656 | 1.8062 | 1.8477 | 1.8902 | 1.9337 | 1.9782 | 2.0237 | 2.0702 | 2.1179 | 2.1666 | 2.2164 | 2.2674 | 2.3195 | 2.3729 | 2.4274 | 2.4833 | 2.5404 | 2.5988 | 2.6586 | 2.7197 | 2.7823 | 2.8463 | 2.9118 | 2.9787 | 3.0472 | 3.1173
Storage2_O&M | 0.6549% | [8 empty] | 1 | 1.0065 | 1.0131 | 1.0198 | 1.0265 | 1.0332 | 1.0399 | 1.0468 | 1.0536 | 1.0605 | 1.0675 | 1.0744 | 1.0815 | 1.0886 | 1.0957 | 1.1029 | 1.1101 | 1.1174 | 1.1247 | 1.132 | 1.1394 | 1.1469 | 1.1544 | 1.162 | 1.1696 | 1.1773 | 1.185 | 1.1927 | 1.2005 | 1.2084 | 1.2163 | 1.2243 | 1.2323 | 1.2404 | 1.2485 | 1.2567 | 1.2649 | 1.2732 | 1.2815 | 1.2899 | 1.2983 | 1.3068 | 1.3154 | 1.324 | 1.3327 | 1.3414 | 1.3502 | 1.359 | 1.3679 | 1.3769 | 1.3859
Storage4_O&M | 0.4317% | [8 empty] | 1 | 1.0043 | 1.0087 | 1.013 | 1.0174 | 1.0218 | 1.0262 | 1.0306 | 1.0351 | 1.0395 | 1.044 | 1.0485 | 1.0531 | 1.0576 | 1.0622 | 1.0668 | 1.0714 | 1.076 | 1.0806 | 1.0853 | 1.09 | 1.0947 | 1.0994 | 1.1042 | 1.1089 | 1.1137 | 1.1185 | 1.1234 | 1.1282 | 1.1331 | 1.138 | 1.1429 | 1.1478 | 1.1528 | 1.1577 | 1.1627 | 1.1678 | 1.1728 | 1.1779 | 1.183 | 1.1881 | 1.1932 | 1.1983 | 1.2035 | 1.2087 | 1.2139 | 1.2192 | 1.2244 | 1.2297 | 1.235 | 1.2404
Storage6_O&M | 0.3278% | [8 empty] | 1 | 1.0033 | 1.0066 | 1.0099 | 1.0132 | 1.0165 | 1.0198 | 1.0232 | 1.0265 | 1.0299 | 1.0333 | 1.0367 | 1.0401 | 1.0435 | 1.0469 | 1.0503 | 1.0538 | 1.0572 | 1.0607 | 1.0642 | 1.0677 | 1.0712 | 1.0747 | 1.0782 | 1.0817 | 1.0853 | 1.0888 | 1.0924 | 1.096 | 1.0996 | 1.1032 | 1.1068 | 1.1104 | 1.1141 | 1.1177 | 1.1214 | 1.1251 | 1.1287 | 1.1324 | 1.1362 | 1.1399 | 1.1436 | 1.1474 | 1.1511 | 1.1549 | 1.1587 | 1.1625 | 1.1663 | 1.1701 | 1.174 | 1.1778
Storage8_O&M | 0.2678% | [8 empty] | 1 | 1.0027 | 1.0054 | 1.0081 | 1.0108 | 1.0135 | 1.0162 | 1.0189 | 1.0216 | 1.0244 | 1.0271 | 1.0299 | 1.0326 | 1.0354 | 1.0381 | 1.0409 | 1.0437 | 1.0465 | 1.0493 | 1.0521 | 1.0549 | 1.0578 | 1.0606 | 1.0634 | 1.0663 | 1.0691 | 1.072 | 1.0749 | 1.0777 | 1.0806 | 1.0835 | 1.0864 | 1.0893 | 1.0923 | 1.0952 | 1.0981 | 1.101 | 1.104 | 1.107 | 1.1099 | 1.1129 | 1.1159 | 1.1189 | 1.1219 | 1.1249 | 1.1279 | 1.1309 | 1.1339 | 1.137 | 1.14 | 1.143
Storage10_O&M | 0.2286% | [8 empty] | 1 | 1.0023 | 1.0046 | 1.0069 | 1.0092 | 1.0115 | 1.0138 | 1.0161 | 1.0184 | 1.0208 | 1.0231 | 1.0254 | 1.0278 | 1.0301 | 1.0325 | 1.0348 | 1.0372 | 1.0396 | 1.042 | 1.0443 | 1.0467 | 1.0491 | 1.0515 | 1.0539 | 1.0563 | 1.0587 | 1.0612 | 1.0636 | 1.066 | 1.0685 | 1.0709 | 1.0733 | 1.0758 | 1.0783 | 1.0807 | 1.0832 | 1.0857 | 1.0881 | 1.0906 | 1.0931 | 1.0956 | 1.0981 | 1.1006 | 1.1032 | 1.1057 | 1.1082 | 1.1107 | 1.1133 | 1.1158 | 1.1184 | 1.1209
Solar_O&M | 2.3% | [8 empty] | 1 | 1.023 | 1.0465 | 1.0706 | 1.0952 | 1.1204 | 1.1462 | 1.1725 | 1.1995 | 1.2271 | 1.2553 | 1.2842 | 1.3137 | 1.344 | 1.3749 | 1.4065 | 1.4388 | 1.4719 | 1.5058 | 1.5404 | 1.5758 | 1.6121 | 1.6492 | 1.6871 | 1.7259 | 1.7656 | 1.8062 | 1.8477 | 1.8902 | 1.9337 | 1.9782 | 2.0237 | 2.0702 | 2.1179 | 2.1666 | 2.2164 | 2.2674 | 2.3195 | 2.3729 | 2.4274 | 2.4833 | 2.5404 | 2.5988 | 2.6586 | 2.7197 | 2.7823 | 2.8463 | 2.9118 | 2.9787 | 3.0472 | 3.1173
P-Solar_O&M | 2.3% | [8 empty] | 1 | 1.023 | 1.0465 | 1.0706 | 1.0952 | 1.1204 | 1.1462 | 1.1725 | 1.1995 | 1.2271 | 1.2553 | 1.2842 | 1.3137 | 1.344 | 1.3749 | 1.4065 | 1.4388 | 1.4719 | 1.5058 | 1.5404 | 1.5758 | 1.6121 | 1.6492 | 1.6871 | 1.7259 | 1.7656 | 1.8062 | 1.8477 | 1.8902 | 1.9337 | 1.9782 | 2.0237 | 2.0702 | 2.1179 | 2.1666 | 2.2164 | 2.2674 | 2.3195 | 2.3729 | 2.4274 | 2.4833 | 2.5404 | 2.5988 | 2.6586 | 2.7197 | 2.7823 | 2.8463 | 2.9118 | 2.9787 | 3.0472 | 3.1173
Wind_O&M | 2.3% | [8 empty] | 1 | 1.023 | 1.0465 | 1.0706 | 1.0952 | 1.1204 | 1.1462 | 1.1725 | 1.1995 | 1.2271 | 1.2553 | 1.2842 | 1.3137 | 1.344 | 1.3749 | 1.4065 | 1.4388 | 1.4719 | 1.5058 | 1.5404 | 1.5758 | 1.6121 | 1.6492 | 1.6871 | 1.7259 | 1.7656 | 1.8062 | 1.8477 | 1.8902 | 1.9337 | 1.9782 | 2.0237 | 2.0702 | 2.1179 | 2.1666 | 2.2164 | 2.2674 | 2.3195 | 2.3729 | 2.4274 | 2.4833 | 2.5404 | 2.5988 | 2.6586 | 2.7197 | 2.7823 | 2.8463 | 2.9118 | 2.9787 | 3.0472 | 3.1173
Inflation | 2.3% | [8 empty] | 1 | 1.023 | 1.0465 | 1.0706 | 1.0952 | 1.1204 | 1.1462 | 1.1725 | 1.1995 | 1.2271 | 1.2553 | 1.2842 | 1.3137 | 1.344 | 1.3749 | 1.4065 | 1.4388 | 1.4719 | 1.5058 | 1.5404 | 1.5758 | 1.6121 | 1.6492 | 1.6871 | 1.7259 | 1.7656 | 1.8062 | 1.8477 | 1.8902 | 1.9337 | 1.9782 | 2.0237 | 2.0702 | 2.1179 | 2.1666 | 2.2164 | 2.2674 | 2.3195 | 2.3729 | 2.4274 | 2.4833 | 2.5404 | 2.5988 | 2.6586 | 2.7197 | 2.7823 | 2.8463 | 2.9118 | 2.9787 | 3.0472 | 3.1173
O&M | 2.3% | [8 empty] | 1 | 1.023 | 1.0465 | 1.0706 | 1.0952 | 1.1204 | 1.1462 | 1.1725 | 1.1995 | 1.2271 | 1.2553 | 1.2842 | 1.3137 | 1.344 | 1.3749 | 1.4065 | 1.4388 | 1.4719 | 1.5058 | 1.5404 | 1.5758 | 1.6121 | 1.6492 | 1.6871 | 1.7259 | 1.7656 | 1.8062 | 1.8477 | 1.8902 | 1.9337 | 1.9782 | 2.0237 | 2.0702 | 2.1179 | 2.1666 | 2.2164 | 2.2674 | 2.3195 | 2.3729 | 2.4274 | 2.4833 | 2.5404 | 2.5988 | 2.6586 | 2.7197 | 2.7823 | 2.8463 | 2.9118 | 2.9787 | 3.0472 | 3.1173
Capital | 2.3% | [8 empty] | 1 | 1.023 | 1.0465 | 1.0706 | 1.0952 | 1.1204 | 1.1462 | 1.1725 | 1.1995 | 1.2271 | 1.2553 | 1.2842 | 1.3137 | 1.344 | 1.3749 | 1.4065 | 1.4388 | 1.4719 | 1.5058 | 1.5404 | 1.5758 | 1.6121 | 1.6492 | 1.6871 | 1.7259 | 1.7656 | 1.8062 | 1.8477 | 1.8902 | 1.9337 | 1.9782 | 2.0237 | 2.0702 | 2.1179 | 2.1666 | 2.2164 | 2.2674 | 2.3195 | 2.3729 | 2.4274 | 2.4833 | 2.5404 | 2.5988 | 2.6586 | 2.7197 | 2.7823 | 2.8463 | 2.9118 | 2.9787 | 3.0472 | 3.1173
FGT | 1% | [8 empty] | 1 | 1.01 | 1.0201 | 1.0303 | 1.0406 | 1.051 | 1.0615 | 1.0721 | 1.0829 | 1.0937 | 1.1046 | 1.1157 | 1.1268 | 1.1381 | 1.1495 | 1.161 | 1.1726 | 1.1843 | 1.1961 | 1.2081 | 1.2202 | 1.2324 | 1.2447 | 1.2572 | 1.2697 | 1.2824 | 1.2953 | 1.3082 | 1.3213 | 1.3345 | 1.3478 | 1.3613 | 1.3749 | 1.3887 | 1.4026 | 1.4166 | 1.4308 | 1.4451 | 1.4595 | 1.4741 | 1.4889 | 1.5038 | 1.5188 | 1.534 | 1.5493 | 1.5648 | 1.5805 | 1.5963 | 1.6122 | 1.6283 | 1.6446
Esc1.5 | 1.5% | [8 empty] | 1 | 1.015 | 1.0302 | 1.0457 | 1.0614 | 1.0773 | 1.0934 | 1.1098 | 1.1265 | 1.1434 | 1.1605 | 1.1779 | 1.1956 | 1.2136 | 1.2318 | 1.2502 | 1.269 | 1.288 | 1.3073 | 1.327 | 1.3469 | 1.3671 | 1.3876 | 1.4084 | 1.4295 | 1.4509 | 1.4727 | 1.4948 | 1.5172 | 1.54 | 1.5631 | 1.5865 | 1.6103 | 1.6345 | 1.659 | 1.6839 | 1.7091 | 1.7348 | 1.7608 | 1.7872 | 1.814 | 1.8412 | 1.8688 | 1.8969 | 1.9253 | 1.9542 | 1.9835 | 2.0133 | 2.0435 | 2.0741 | 2.1052
Esc2 | 2% | [8 empty] | 1 | 1.02 | 1.0404 | 1.0612 | 1.0824 | 1.1041 | 1.1262 | 1.1487 | 1.1717 | 1.1951 | 1.219 | 1.2434 | 1.2682 | 1.2936 | 1.3195 | 1.3459 | 1.3728 | 1.4002 | 1.4282 | 1.4568 | 1.4859 | 1.5157 | 1.546 | 1.5769 | 1.6084 | 1.6406 | 1.6734 | 1.7069 | 1.741 | 1.7758 | 1.8114 | 1.8476 | 1.8845 | 1.9222 | 1.9607 | 1.9999 | 2.0399 | 2.0807 | 2.1223 | 2.1647 | 2.208 | 2.2522 | 2.2972 | 2.3432 | 2.3901 | 2.4379 | 2.4866 | 2.5363 | 2.5871 | 2.6388 | 2.6916
Esc2.5 | 2.5% | [8 empty] | 1 | 1.025 | 1.0506 | 1.0769 | 1.1038 | 1.1314 | 1.1597 | 1.1887 | 1.2184 | 1.2489 | 1.2801 | 1.3121 | 1.3449 | 1.3785 | 1.413 | 1.4483 | 1.4845 | 1.5216 | 1.5597 | 1.5987 | 1.6386 | 1.6796 | 1.7216 | 1.7646 | 1.8087 | 1.8539 | 1.9003 | 1.9478 | 1.9965 | 2.0464 | 2.0976 | 2.15 | 2.2038 | 2.2589 | 2.3153 | 2.3732 | 2.4325 | 2.4933 | 2.5557 | 2.6196 | 2.6851 | 2.7522 | 2.821 | 2.8915 | 2.9638 | 3.0379 | 3.1139 | 3.1917 | 3.2715 | 3.3533 | 3.4371
Esc3 | 3% | [8 empty] | 1 | 1.03 | 1.0609 | 1.0927 | 1.1255 | 1.1593 | 1.1941 | 1.2299 | 1.2668 | 1.3048 | 1.3439 | 1.3842 | 1.4258 | 1.4685 | 1.5126 | 1.558 | 1.6047 | 1.6528 | 1.7024 | 1.7535 | 1.8061 | 1.8603 | 1.9161 | 1.9736 | 2.0328 | 2.0938 | 2.1566 | 2.2213 | 2.2879 | 2.3566 | 2.4273 | 2.5001 | 2.5751 | 2.6523 | 2.7319 | 2.8139 | 2.8983 | 2.9852 | 3.0748 | 3.167 | 3.262 | 3.3599 | 3.4607 | 3.5645 | 3.6715 | 3.7816 | 3.895 | 4.0119 | 4.1323 | 4.2562 | 4.3839
None | 0% | bar: 0 to 50
Non-Labor | 2% | [8 empty] | 1 | 1.02 | 1.0404 | 1.0612 | 1.0824 | 1.1041 | 1.1262 | 1.1487 | 1.1717 | 1.1951 | 1.219 | 1.2434 | 1.2682 | 1.2936 | 1.3195 | 1.3459 | 1.3728 | 1.4002 | 1.4282 | 1.4568 | 1.4859 | 1.5157 | 1.546 | 1.5769 | 1.6084 | 1.6406 | 1.6734 | 1.7069 | 1.741 | 1.7758 | 1.8114 | 1.8476 | 1.8845 | 1.9222 | 1.9607 | 1.9999 | 2.0399 | 2.0807 | 2.1223 | 2.1647 | 2.208 | 2.2522 | 2.2972 | 2.3432 | 2.3901 | 2.4379 | 2.4866 | 2.5363 | 2.5871 | 2.6388 | 2.6916
Labor | 3% | [8 empty] | 1 | 1.03 | 1.0609 | 1.0927 | 1.1255 | 1.1593 | 1.1941 | 1.2299 | 1.2668 | 1.3048 | 1.3439 | 1.3842 | 1.4258 | 1.4685 | 1.5126 | 1.558 | 1.6047 | 1.6528 | 1.7024 | 1.7535 | 1.8061 | 1.8603 | 1.9161 | 1.9736 | 2.0328 | 2.0938 | 2.1566 | 2.2213 | 2.2879 | 2.3566 | 2.4273 | 2.5001 | 2.5751 | 2.6523 | 2.7319 | 2.8139 | 2.8983 | 2.9852 | 3.0748 | 3.167 | 3.262 | 3.3599 | 3.4607 | 3.5645 | 3.6715 | 3.7816 | 3.895 | 4.0119 | 4.1323 | 4.2562 | 4.3839
Open | bar: 0 to 50
Transformed Profiles
[7 empty] | Model Years | 49
[10 empty] | 2006 | 2007 | 2008 | 2009 | 2010 | 2011 | 2012 | 2013 | 2014 | 2015 | 2016 | 2017 | 2018 | 2019 | 2020 | 2021 | 2022 | 2023 | 2024 | 2025 | 2026 | 2027 | 2028 | 2029 | 2030 | 2031 | 2032 | 2033 | 2034 | 2035 | 2036 | 2037 | 2038 | 2039 | 2040 | 2041 | 2042 | 2043 | 2044 | 2045 | 2046 | 2047 | 2048 | 2049 | 2050 | 2051 | 2052 | 2053 | 2054 | 2055
[5 empty] | 1784 |  |  | Index |  | 0 | 1 | 2 | 3 | 4 | 5 | 6 | 7 | 8 | 9 | 10 | 11 | 12 | 13 | 14 | 15 | 16 | 17 | 18 | 19 | 20 | 21 | 22 | 23 | 24 | 25 | 26 | 27 | 28 | 29 | 30 | 31 | 32 | 33 | 34 | 35 | 36 | 37 | 38 | 39 | 40 | 41 | 42 | 43 | 44 | 45 | 46 | 47 | 48 | 49
[7 empty] | SCCT_Capital | 1 | 0 | 1 | 0 | 0 | 0 | 0 | 0 | 0 | 0 | 0 | 0 | 0 | 0 | 0 | 0 | 0 | 0 | 0 | 0 | 0 | 0 | 0 | 0 | 0 | 0 | 0 | 0 | 0 | 0 | 0 | 0 | 0 | 0 | 0 | 0 | 0 | 0 | 0 | 0 | 0 | 0 | 0 | 0 | 0 | 0 | 0 | 0 | 0 | 0 | 0 | 0
[7 empty] | SCCT_Capital | 1 | 1 | 1.0136 | 1 | 0 | 0 | 0 | 0 | 0 | 0 | 0 | 0 | 0 | 0 | 0 | 0 | 0 | 0 | 0 | 0 | 0 | 0 | 0 | 0 | 0 | 0 | 0 | 0 | 0 | 0 | 0 | 0 | 0 | 0 | 0 | 0 | 0 | 0 | 0 | 0 | 0 | 0 | 0 | 0 | 0 | 0 | 0 | 0 | 0 | 0 | 0 | 0
[7 empty] | SCCT_Capital | 1 | 2 | 1.0273 | 1.0136 | 1 | 0 | 0 | 0 | 0 | 0 | 0 | 0 | 0 | 0 | 0 | 0 | 0 | 0 | 0 | 0 | 0 | 0 | 0 | 0 | 0 | 0 | 0 | 0 | 0 | 0 | 0 | 0 | 0 | 0 | 0 | 0 | 0 | 0 | 0 | 0 | 0 | 0 | 0 | 0 | 0 | 0 | 0 | 0 | 0 | 0 | 0 | 0
[7 empty] | SCCT_Capital | 1 | 3 | 1.0413 | 1.0273 | 1.0136 | 1 | 0 | 0 | 0 | 0 | 0 | 0 | 0 | 0 | 0 | 0 | 0 | 0 | 0 | 0 | 0 | 0 | 0 | 0 | 0 | 0 | 0 | 0 | 0 | 0 | 0 | 0 | 0 | 0 | 0 | 0 | 0 | 0 | 0 | 0 | 0 | 0 | 0 | 0 | 0 | 0 | 0 | 0 | 0 | 0 | 0 | 0
[7 empty] | SCCT_Capital | 1 | 4 | 1.0554 | 1.0413 | 1.0273 | 1.0136 | 1 | 0 | 0 | 0 | 0 | 0 | 0 | 0 | 0 | 0 | 0 | 0 | 0 | 0 | 0 | 0 | 0 | 0 | 0 | 0 | 0 | 0 | 0 | 0 | 0 | 0 | 0 | 0 | 0 | 0 | 0 | 0 | 0 | 0 | 0 | 0 | 0 | 0 | 0 | 0 | 0 | 0 | 0 | 0 | 0 | 0
[7 empty] | SCCT_Capital | 1 | 5 | 1.0697 | 1.0554 | 1.0413 | 1.0273 | 1.0136 | 1 | 0 | 0 | 0 | 0 | 0 | 0 | 0 | 0 | 0 | 0 | 0 | 0 | 0 | 0 | 0 | 0 | 0 | 0 | 0 | 0 | 0 | 0 | 0 | 0 | 0 | 0 | 0 | 0 | 0 | 0 | 0 | 0 | 0 | 0 | 0 | 0 | 0 | 0 | 0 | 0 | 0 | 0 | 0 | 0
[7 empty] | SCCT_Capital | 1 | 6 | 1.0843 | 1.0697 | 1.0554 | 1.0413 | 1.0273 | 1.0136 | 1 | 0 | 0 | 0 | 0 | 0 | 0 | 0 | 0 | 0 | 0 | 0 | 0 | 0 | 0 | 0 | 0 | 0 | 0 | 0 | 0 | 0 | 0 | 0 | 0 | 0 | 0 | 0 | 0 | 0 | 0 | 0 | 0 | 0 | 0 | 0 | 0 | 0 | 0 | 0 | 0 | 0 | 0 | 0
[7 empty] | SCCT_Capital | 1 | 7 | 1.099 | 1.0843 | 1.0697 | 1.0554 | 1.0413 | 1.0273 | 1.0136 | 1 | 0 | 0 | 0 | 0 | 0 | 0 | 0 | 0 | 0 | 0 | 0 | 0 | 0 | 0 | 0 | 0 | 0 | 0 | 0 | 0 | 0 | 0 | 0 | 0 | 0 | 0 | 0 | 0 | 0 | 0 | 0 | 0 | 0 | 0 | 0 | 0 | 0 | 0 | 0 | 0 | 0 | 0
[7 empty] | SCCT_Capital | 1 | 8 | 1.1139 | 1.099 | 1.0843 | 1.0697 | 1.0554 | 1.0413 | 1.0273 | 1.0136 | 1 | 0 | 0 | 0 | 0 | 0 | 0 | 0 | 0 | 0 | 0 | 0 | 0 | 0 | 0 | 0 | 0 | 0 | 0 | 0 | 0 | 0 | 0 | 0 | 0 | 0 | 0 | 0 | 0 | 0 | 0 | 0 | 0 | 0 | 0 | 0 | 0 | 0 | 0 | 0 | 0 | 0
[7 empty] | SCCT_Capital | 1 | 9 | 1.129 | 1.1139 | 1.099 | 1.0843 | 1.0697 | 1.0554 | 1.0413 | 1.0273 | 1.0136 | 1 | 0 | 0 | 0 | 0 | 0 | 0 | 0 | 0 | 0 | 0 | 0 | 0 | 0 | 0 | 0 | 0 | 0 | 0 | 0 | 0 | 0 | 0 | 0 | 0 | 0 | 0 | 0 | 0 | 0 | 0 | 0 | 0 | 0 | 0 | 0 | 0 | 0 | 0 | 0 | 0
[7 empty] | SCCT_Capital | 1 | 10 | 1.1443 | 1.129 | 1.1139 | 1.099 | 1.0843 | 1.0697 | 1.0554 | 1.0413 | 1.0273 | 1.0136 | 1 | 0 | 0 | 0 | 0 | 0 | 0 | 0 | 0 | 0 | 0 | 0 | 0 | 0 | 0 | 0 | 0 | 0 | 0 | 0 | 0 | 0 | 0 | 0 | 0 | 0 | 0 | 0 | 0 | 0 | 0 | 0 | 0 | 0 | 0 | 0 | 0 | 0 | 0 | 0
[7 empty] | SCCT_Capital | 1 | 11 | 1.1599 | 1.1443 | 1.129 | 1.1139 | 1.099 | 1.0843 | 1.0697 | 1.0554 | 1.0413 | 1.0273 | 1.0136 | 1 | 0 | 0 | 0 | 0 | 0 | 0 | 0 | 0 | 0 | 0 | 0 | 0 | 0 | 0 | 0 | 0 | 0 | 0 | 0 | 0 | 0 | 0 | 0 | 0 | 0 | 0 | 0 | 0 | 0 | 0 | 0 | 0 | 0 | 0 | 0 | 0 | 0 | 0
[7 empty] | SCCT_Capital | 1 | 12 | 1.1756 | 1.1599 | 1.1443 | 1.129 | 1.1139 | 1.099 | 1.0843 | 1.0697 | 1.0554 | 1.0413 | 1.0273 | 1.0136 | 1 | 0 | 0 | 0 | 0 | 0 | 0 | 0 | 0 | 0 | 0 | 0 | 0 | 0 | 0 | 0 | 0 | 0 | 0 | 0 | 0 | 0 | 0 | 0 | 0 | 0 | 0 | 0 | 0 | 0 | 0 | 0 | 0 | 0 | 0 | 0 | 0 | 0
[7 empty] | SCCT_Capital | 1 | 13 | 1.1916 | 1.1756 | 1.1599 | 1.1443 | 1.129 | 1.1139 | 1.099 | 1.0843 | 1.0697 | 1.0554 | 1.0413 | 1.0273 | 1.0136 | 1 | 0 | 0 | 0 | 0 | 0 | 0 | 0 | 0 | 0 | 0 | 0 | 0 | 0 | 0 | 0 | 0 | 0 | 0 | 0 | 0 | 0 | 0 | 0 | 0 | 0 | 0 | 0 | 0 | 0 | 0 | 0 | 0 | 0 | 0 | 0 | 0
[7 empty] | SCCT_Capital | 1 | 14 | 1.2077 | 1.1916 | 1.1756 | 1.1599 | 1.1443 | 1.129 | 1.1139 | 1.099 | 1.0843 | 1.0697 | 1.0554 | 1.0413 | 1.0273 | 1.0136 | 1 | 0 | 0 | 0 | 0 | 0 | 0 | 0 | 0 | 0 | 0 | 0 | 0 | 0 | 0 | 0 | 0 | 0 | 0 | 0 | 0 | 0 | 0 | 0 | 0 | 0 | 0 | 0 | 0 | 0 | 0 | 0 | 0 | 0 | 0 | 0
[7 empty] | SCCT_Capital | 1 | 15 | 1.2241 | 1.2077 | 1.1916 | 1.1756 | 1.1599 | 1.1443 | 1.129 | 1.1139 | 1.099 | 1.0843 | 1.0697 | 1.0554 | 1.0413 | 1.0273 | 1.0136 | 1 | 0 | 0 | 0 | 0 | 0 | 0 | 0 | 0 | 0 | 0 | 0 | 0 | 0 | 0 | 0 | 0 | 0 | 0 | 0 | 0 | 0 | 0 | 0 | 0 | 0 | 0 | 0 | 0 | 0 | 0 | 0 | 0 | 0 | 0
[7 empty] | SCCT_Capital | 1 | 16 | 1.2407 | 1.2241 | 1.2077 | 1.1916 | 1.1756 | 1.1599 | 1.1443 | 1.129 | 1.1139 | 1.099 | 1.0843 | 1.0697 | 1.0554 | 1.0413 | 1.0273 | 1.0136 | 1 | 0 | 0 | 0 | 0 | 0 | 0 | 0 | 0 | 0 | 0 | 0 | 0 | 0 | 0 | 0 | 0 | 0 | 0 | 0 | 0 | 0 | 0 | 0 | 0 | 0 | 0 | 0 | 0 | 0 | 0 | 0 | 0 | 0
[7 empty] | SCCT_Capital | 1 | 17 | 1.2576 | 1.2407 | 1.2241 | 1.2077 | 1.1916 | 1.1756 | 1.1599 | 1.1443 | 1.129 | 1.1139 | 1.099 | 1.0843 | 1.0697 | 1.0554 | 1.0413 | 1.0273 | 1.0136 | 1 | 0 | 0 | 0 | 0 | 0 | 0 | 0 | 0 | 0 | 0 | 0 | 0 | 0 | 0 | 0 | 0 | 0 | 0 | 0 | 0 | 0 | 0 | 0 | 0 | 0 | 0 | 0 | 0 | 0 | 0 | 0 | 0
[7 empty] | SCCT_Capital | 1 | 18 | 1.2747 | 1.2576 | 1.2407 | 1.2241 | 1.2077 | 1.1916 | 1.1756 | 1.1599 | 1.1443 | 1.129 | 1.1139 | 1.099 | 1.0843 | 1.0697 | 1.0554 | 1.0413 | 1.0273 | 1.0136 | 1 | 0 | 0 | 0 | 0 | 0 | 0 | 0 | 0 | 0 | 0 | 0 | 0 | 0 | 0 | 0 | 0 | 0 | 0 | 0 | 0 | 0 | 0 | 0 | 0 | 0 | 0 | 0 | 0 | 0 | 0 | 0
[7 empty] | SCCT_Capital | 1 | 19 | 1.292 | 1.2747 | 1.2576 | 1.2407 | 1.2241 | 1.2077 | 1.1916 | 1.1756 | 1.1599 | 1.1443 | 1.129 | 1.1139 | 1.099 | 1.0843 | 1.0697 | 1.0554 | 1.0413 | 1.0273 | 1.0136 | 1 | 0 | 0 | 0 | 0 | 0 | 0 | 0 | 0 | 0 | 0 | 0 | 0 | 0 | 0 | 0 | 0 | 0 | 0 | 0 | 0 | 0 | 0 | 0 | 0 | 0 | 0 | 0 | 0 | 0 | 0
[7 empty] | SCCT_Capital | 1 | 20 | 1.3095 | 1.292 | 1.2747 | 1.2576 | 1.2407 | 1.2241 | 1.2077 | 1.1916 | 1.1756 | 1.1599 | 1.1443 | 1.129 | 1.1139 | 1.099 | 1.0843 | 1.0697 | 1.0554 | 1.0413 | 1.0273 | 1.0136 | 1 | 0 | 0 | 0 | 0 | 0 | 0 | 0 | 0 | 0 | 0 | 0 | 0 | 0 | 0 | 0 | 0 | 0 | 0 | 0 | 0 | 0 | 0 | 0 | 0 | 0 | 0 | 0 | 0 | 0
[7 empty] | SCCT_Capital | 1 | 21 | 1.3273 | 1.3095 | 1.292 | 1.2747 | 1.2576 | 1.2407 | 1.2241 | 1.2077 | 1.1916 | 1.1756 | 1.1599 | 1.1443 | 1.129 | 1.1139 | 1.099 | 1.0843 | 1.0697 | 1.0554 | 1.0413 | 1.0273 | 1.0136 | 1 | 0 | 0 | 0 | 0 | 0 | 0 | 0 | 0 | 0 | 0 | 0 | 0 | 0 | 0 | 0 | 0 | 0 | 0 | 0 | 0 | 0 | 0 | 0 | 0 | 0 | 0 | 0 | 0
[7 empty] | SCCT_Capital | 1 | 22 | 1.3453 | 1.3273 | 1.3095 | 1.292 | 1.2747 | 1.2576 | 1.2407 | 1.2241 | 1.2077 | 1.1916 | 1.1756 | 1.1599 | 1.1443 | 1.129 | 1.1139 | 1.099 | 1.0843 | 1.0697 | 1.0554 | 1.0413 | 1.0273 | 1.0136 | 1 | 0 | 0 | 0 | 0 | 0 | 0 | 0 | 0 | 0 | 0 | 0 | 0 | 0 | 0 | 0 | 0 | 0 | 0 | 0 | 0 | 0 | 0 | 0 | 0 | 0 | 0 | 0
[7 empty] | SCCT_Capital | 1 | 23 | 1.3635 | 1.3453 | 1.3273 | 1.3095 | 1.292 | 1.2747 | 1.2576 | 1.2407 | 1.2241 | 1.2077 | 1.1916 | 1.1756 | 1.1599 | 1.1443 | 1.129 | 1.1139 | 1.099 | 1.0843 | 1.0697 | 1.0554 | 1.0413 | 1.0273 | 1.0136 | 1 | 0 | 0 | 0 | 0 | 0 | 0 | 0 | 0 | 0 | 0 | 0 | 0 | 0 | 0 | 0 | 0 | 0 | 0 | 0 | 0 | 0 | 0 | 0 | 0 | 0 | 0
[7 empty] | SCCT_Capital | 1 | 24 | 1.3821 | 1.3635 | 1.3453 | 1.3273 | 1.3095 | 1.292 | 1.2747 | 1.2576 | 1.2407 | 1.2241 | 1.2077 | 1.1916 | 1.1756 | 1.1599 | 1.1443 | 1.129 | 1.1139 | 1.099 | 1.0843 | 1.0697 | 1.0554 | 1.0413 | 1.0273 | 1.0136 | 1 | 0 | 0 | 0 | 0 | 0 | 0 | 0 | 0 | 0 | 0 | 0 | 0 | 0 | 0 | 0 | 0 | 0 | 0 | 0 | 0 | 0 | 0 | 0 | 0 | 0
[7 empty] | SCCT_Capital | 1 | 25 | 1.4008 | 1.3821 | 1.3635 | 1.3453 | 1.3273 | 1.3095 | 1.292 | 1.2747 | 1.2576 | 1.2407 | 1.2241 | 1.2077 | 1.1916 | 1.1756 | 1.1599 | 1.1443 | 1.129 | 1.1139 | 1.099 | 1.0843 | 1.0697 | 1.0554 | 1.0413 | 1.0273 | 1.0136 | 1 | 0 | 0 | 0 | 0 | 0 | 0 | 0 | 0 | 0 | 0 | 0 | 0 | 0 | 0 | 0 | 0 | 0 | 0 | 0 | 0 | 0 | 0 | 0 | 0
[7 empty] | SCCT_Capital | 1 | 26 | 1.4198 | 1.4008 | 1.3821 | 1.3635 | 1.3453 | 1.3273 | 1.3095 | 1.292 | 1.2747 | 1.2576 | 1.2407 | 1.2241 | 1.2077 | 1.1916 | 1.1756 | 1.1599 | 1.1443 | 1.129 | 1.1139 | 1.099 | 1.0843 | 1.0697 | 1.0554 | 1.0413 | 1.0273 | 1.0136 | 1 | 0 | 0 | 0 | 0 | 0 | 0 | 0 | 0 | 0 | 0 | 0 | 0 | 0 | 0 | 0 | 0 | 0 | 0 | 0 | 0 | 0 | 0 | 0
[7 empty] | SCCT_Capital | 1 | 27 | 1.4391 | 1.4198 | 1.4008 | 1.3821 | 1.3635 | 1.3453 | 1.3273 | 1.3095 | 1.292 | 1.2747 | 1.2576 | 1.2407 | 1.2241 | 1.2077 | 1.1916 | 1.1756 | 1.1599 | 1.1443 | 1.129 | 1.1139 | 1.099 | 1.0843 | 1.0697 | 1.0554 | 1.0413 | 1.0273 | 1.0136 | 1 | 0 | 0 | 0 | 0 | 0 | 0 | 0 | 0 | 0 | 0 | 0 | 0 | 0 | 0 | 0 | 0 | 0 | 0 | 0 | 0 | 0 | 0
[7 empty] | SCCT_Capital | 1 | 28 | 1.4586 | 1.4391 | 1.4198 | 1.4008 | 1.3821 | 1.3635 | 1.3453 | 1.3273 | 1.3095 | 1.292 | 1.2747 | 1.2576 | 1.2407 | 1.2241 | 1.2077 | 1.1916 | 1.1756 | 1.1599 | 1.1443 | 1.129 | 1.1139 | 1.099 | 1.0843 | 1.0697 | 1.0554 | 1.0413 | 1.0273 | 1.0136 | 1 | 0 | 0 | 0 | 0 | 0 | 0 | 0 | 0 | 0 | 0 | 0 | 0 | 0 | 0 | 0 | 0 | 0 | 0 | 0 | 0 | 0
[7 empty] | SCCT_Capital | 1 | 29 | 1.4784 | 1.4586 | 1.4391 | 1.4198 | 1.4008 | 1.3821 | 1.3635 | 1.3453 | 1.3273 | 1.3095 | 1.292 | 1.2747 | 1.2576 | 1.2407 | 1.2241 | 1.2077 | 1.1916 | 1.1756 | 1.1599 | 1.1443 | 1.129 | 1.1139 | 1.099 | 1.0843 | 1.0697 | 1.0554 | 1.0413 | 1.0273 | 1.0136 | 1 | 0 | 0 | 0 | 0 | 0 | 0 | 0 | 0 | 0 | 0 | 0 | 0 | 0 | 0 | 0 | 0 | 0 | 0 | 0 | 0
[7 empty] | SCCT_Capital | 1 | 30 | 1.4985 | 1.4784 | 1.4586 | 1.4391 | 1.4198 | 1.4008 | 1.3821 | 1.3635 | 1.3453 | 1.3273 | 1.3095 | 1.292 | 1.2747 | 1.2576 | 1.2407 | 1.2241 | 1.2077 | 1.1916 | 1.1756 | 1.1599 | 1.1443 | 1.129 | 1.1139 | 1.099 | 1.0843 | 1.0697 | 1.0554 | 1.0413 | 1.0273 | 1.0136 | 1 | 0 | 0 | 0 | 0 | 0 | 0 | 0 | 0 | 0 | 0 | 0 | 0 | 0 | 0 | 0 | 0 | 0 | 0 | 0
[7 empty] | SCCT_Capital | 1 | 31 | 1.5188 | 1.4985 | 1.4784 | 1.4586 | 1.4391 | 1.4198 | 1.4008 | 1.3821 | 1.3635 | 1.3453 | 1.3273 | 1.3095 | 1.292 | 1.2747 | 1.2576 | 1.2407 | 1.2241 | 1.2077 | 1.1916 | 1.1756 | 1.1599 | 1.1443 | 1.129 | 1.1139 | 1.099 | 1.0843 | 1.0697 | 1.0554 | 1.0413 | 1.0273 | 1.0136 | 1 | 0 | 0 | 0 | 0 | 0 | 0 | 0 | 0 | 0 | 0 | 0 | 0 | 0 | 0 | 0 | 0 | 0 | 0
[7 empty] | SCCT_Capital | 1 | 32 | 1.5394 | 1.5188 | 1.4985 | 1.4784 | 1.4586 | 1.4391 | 1.4198 | 1.4008 | 1.3821 | 1.3635 | 1.3453 | 1.3273 | 1.3095 | 1.292 | 1.2747 | 1.2576 | 1.2407 | 1.2241 | 1.2077 | 1.1916 | 1.1756 | 1.1599 | 1.1443 | 1.129 | 1.1139 | 1.099 | 1.0843 | 1.0697 | 1.0554 | 1.0413 | 1.0273 | 1.0136 | 1 | 0 | 0 | 0 | 0 | 0 | 0 | 0 | 0 | 0 | 0 | 0 | 0 | 0 | 0 | 0 | 0 | 0
[7 empty] | SCCT_Capital | 1 | 33 | 1.5603 | 1.5394 | 1.5188 | 1.4985 | 1.4784 | 1.4586 | 1.4391 | 1.4198 | 1.4008 | 1.3821 | 1.3635 | 1.3453 | 1.3273 | 1.3095 | 1.292 | 1.2747 | 1.2576 | 1.2407 | 1.2241 | 1.2077 | 1.1916 | 1.1756 | 1.1599 | 1.1443 | 1.129 | 1.1139 | 1.099 | 1.0843 | 1.0697 | 1.0554 | 1.0413 | 1.0273 | 1.0136 | 1 | 0 | 0 | 0 | 0 | 0 | 0 | 0 | 0 | 0 | 0 | 0 | 0 | 0 | 0 | 0 | 0
[7 empty] | SCCT_Capital | 1 | 34 | 1.5815 | 1.5603 | 1.5394 | 1.5188 | 1.4985 | 1.4784 | 1.4586 | 1.4391 | 1.4198 | 1.4008 | 1.3821 | 1.3635 | 1.3453 | 1.3273 | 1.3095 | 1.292 | 1.2747 | 1.2576 | 1.2407 | 1.2241 | 1.2077 | 1.1916 | 1.1756 | 1.1599 | 1.1443 | 1.129 | 1.1139 | 1.099 | 1.0843 | 1.0697 | 1.0554 | 1.0413 | 1.0273 | 1.0136 | 1 | 0 | 0 | 0 | 0 | 0 | 0 | 0 | 0 | 0 | 0 | 0 | 0 | 0 | 0 | 0
[7 empty] | SCCT_Capital | 1 | 35 | 1.603 | 1.5815 | 1.5603 | 1.5394 | 1.5188 | 1.4985 | 1.4784 | 1.4586 | 1.4391 | 1.4198 | 1.4008 | 1.3821 | 1.3635 | 1.3453 | 1.3273 | 1.3095 | 1.292 | 1.2747 | 1.2576 | 1.2407 | 1.2241 | 1.2077 | 1.1916 | 1.1756 | 1.1599 | 1.1443 | 1.129 | 1.1139 | 1.099 | 1.0843 | 1.0697 | 1.0554 | 1.0413 | 1.0273 | 1.0136 | 1 | 0 | 0 | 0 | 0 | 0 | 0 | 0 | 0 | 0 | 0 | 0 | 0 | 0 | 0
[7 empty] | SCCT_Capital | 1 | 36 | 1.6247 | 1.603 | 1.5815 | 1.5603 | 1.5394 | 1.5188 | 1.4985 | 1.4784 | 1.4586 | 1.4391 | 1.4198 | 1.4008 | 1.3821 | 1.3635 | 1.3453 | 1.3273 | 1.3095 | 1.292 | 1.2747 | 1.2576 | 1.2407 | 1.2241 | 1.2077 | 1.1916 | 1.1756 | 1.1599 | 1.1443 | 1.129 | 1.1139 | 1.099 | 1.0843 | 1.0697 | 1.0554 | 1.0413 | 1.0273 | 1.0136 | 1 | 0 | 0 | 0 | 0 | 0 | 0 | 0 | 0 | 0 | 0 | 0 | 0 | 0
[7 empty] | SCCT_Capital | 1 | 37 | 1.6468 | 1.6247 | 1.603 | 1.5815 | 1.5603 | 1.5394 | 1.5188 | 1.4985 | 1.4784 | 1.4586 | 1.4391 | 1.4198 | 1.4008 | 1.3821 | 1.3635 | 1.3453 | 1.3273 | 1.3095 | 1.292 | 1.2747 | 1.2576 | 1.2407 | 1.2241 | 1.2077 | 1.1916 | 1.1756 | 1.1599 | 1.1443 | 1.129 | 1.1139 | 1.099 | 1.0843 | 1.0697 | 1.0554 | 1.0413 | 1.0273 | 1.0136 | 1 | 0 | 0 | 0 | 0 | 0 | 0 | 0 | 0 | 0 | 0 | 0 | 0
[7 empty] | SCCT_Capital | 1 | 38 | 1.6692 | 1.6468 | 1.6247 | 1.603 | 1.5815 | 1.5603 | 1.5394 | 1.5188 | 1.4985 | 1.4784 | 1.4586 | 1.4391 | 1.4198 | 1.4008 | 1.3821 | 1.3635 | 1.3453 | 1.3273 | 1.3095 | 1.292 | 1.2747 | 1.2576 | 1.2407 | 1.2241 | 1.2077 | 1.1916 | 1.1756 | 1.1599 | 1.1443 | 1.129 | 1.1139 | 1.099 | 1.0843 | 1.0697 | 1.0554 | 1.0413 | 1.0273 | 1.0136 | 1 | 0 | 0 | 0 | 0 | 0 | 0 | 0 | 0 | 0 | 0 | 0
[7 empty] | SCCT_Capital | 1 | 39 | 1.6918 | 1.6692 | 1.6468 | 1.6247 | 1.603 | 1.5815 | 1.5603 | 1.5394 | 1.5188 | 1.4985 | 1.4784 | 1.4586 | 1.4391 | 1.4198 | 1.4008 | 1.3821 | 1.3635 | 1.3453 | 1.3273 | 1.3095 | 1.292 | 1.2747 | 1.2576 | 1.2407 | 1.2241 | 1.2077 | 1.1916 | 1.1756 | 1.1599 | 1.1443 | 1.129 | 1.1139 | 1.099 | 1.0843 | 1.0697 | 1.0554 | 1.0413 | 1.0273 | 1.0136 | 1 | 0 | 0 | 0 | 0 | 0 | 0 | 0 | 0 | 0 | 0
[7 empty] | SCCT_Capital | 1 | 40 | 1.7148 | 1.6918 | 1.6692 | 1.6468 | 1.6247 | 1.603 | 1.5815 | 1.5603 | 1.5394 | 1.5188 | 1.4985 | 1.4784 | 1.4586 | 1.4391 | 1.4198 | 1.4008 | 1.3821 | 1.3635 | 1.3453 | 1.3273 | 1.3095 | 1.292 | 1.2747 | 1.2576 | 1.2407 | 1.2241 | 1.2077 | 1.1916 | 1.1756 | 1.1599 | 1.1443 | 1.129 | 1.1139 | 1.099 | 1.0843 | 1.0697 | 1.0554 | 1.0413 | 1.0273 | 1.0136 | 1 | 0 | 0 | 0 | 0 | 0 | 0 | 0 | 0 | 0
[7 empty] | SCCT_Capital | 1 | 41 | 1.738 | 1.7148 | 1.6918 | 1.6692 | 1.6468 | 1.6247 | 1.603 | 1.5815 | 1.5603 | 1.5394 | 1.5188 | 1.4985 | 1.4784 | 1.4586 | 1.4391 | 1.4198 | 1.4008 | 1.3821 | 1.3635 | 1.3453 | 1.3273 | 1.3095 | 1.292 | 1.2747 | 1.2576 | 1.2407 | 1.2241 | 1.2077 | 1.1916 | 1.1756 | 1.1599 | 1.1443 | 1.129 | 1.1139 | 1.099 | 1.0843 | 1.0697 | 1.0554 | 1.0413 | 1.0273 | 1.0136 | 1 | 0 | 0 | 0 | 0 | 0 | 0 | 0 | 0
[7 empty] | SCCT_Capital | 1 | 42 | 1.7616 | 1.738 | 1.7148 | 1.6918 | 1.6692 | 1.6468 | 1.6247 | 1.603 | 1.5815 | 1.5603 | 1.5394 | 1.5188 | 1.4985 | 1.4784 | 1.4586 | 1.4391 | 1.4198 | 1.4008 | 1.3821 | 1.3635 | 1.3453 | 1.3273 | 1.3095 | 1.292 | 1.2747 | 1.2576 | 1.2407 | 1.2241 | 1.2077 | 1.1916 | 1.1756 | 1.1599 | 1.1443 | 1.129 | 1.1139 | 1.099 | 1.0843 | 1.0697 | 1.0554 | 1.0413 | 1.0273 | 1.0136 | 1 | 0 | 0 | 0 | 0 | 0 | 0 | 0
[7 empty] | SCCT_Capital | 1 | 43 | 1.7855 | 1.7616 | 1.738 | 1.7148 | 1.6918 | 1.6692 | 1.6468 | 1.6247 | 1.603 | 1.5815 | 1.5603 | 1.5394 | 1.5188 | 1.4985 | 1.4784 | 1.4586 | 1.4391 | 1.4198 | 1.4008 | 1.3821 | 1.3635 | 1.3453 | 1.3273 | 1.3095 | 1.292 | 1.2747 | 1.2576 | 1.2407 | 1.2241 | 1.2077 | 1.1916 | 1.1756 | 1.1599 | 1.1443 | 1.129 | 1.1139 | 1.099 | 1.0843 | 1.0697 | 1.0554 | 1.0413 | 1.0273 | 1.0136 | 1 | 0 | 0 | 0 | 0 | 0 | 0
[7 empty] | SCCT_Capital | 1 | 44 | 1.8098 | 1.7855 | 1.7616 | 1.738 | 1.7148 | 1.6918 | 1.6692 | 1.6468 | 1.6247 | 1.603 | 1.5815 | 1.5603 | 1.5394 | 1.5188 | 1.4985 | 1.4784 | 1.4586 | 1.4391 | 1.4198 | 1.4008 | 1.3821 | 1.3635 | 1.3453 | 1.3273 | 1.3095 | 1.292 | 1.2747 | 1.2576 | 1.2407 | 1.2241 | 1.2077 | 1.1916 | 1.1756 | 1.1599 | 1.1443 | 1.129 | 1.1139 | 1.099 | 1.0843 | 1.0697 | 1.0554 | 1.0413 | 1.0273 | 1.0136 | 1 | 0 | 0 | 0 | 0 | 0
[7 empty] | SCCT_Capital | 1 | 45 | 1.8343 | 1.8098 | 1.7855 | 1.7616 | 1.738 | 1.7148 | 1.6918 | 1.6692 | 1.6468 | 1.6247 | 1.603 | 1.5815 | 1.5603 | 1.5394 | 1.5188 | 1.4985 | 1.4784 | 1.4586 | 1.4391 | 1.4198 | 1.4008 | 1.3821 | 1.3635 | 1.3453 | 1.3273 | 1.3095 | 1.292 | 1.2747 | 1.2576 | 1.2407 | 1.2241 | 1.2077 | 1.1916 | 1.1756 | 1.1599 | 1.1443 | 1.129 | 1.1139 | 1.099 | 1.0843 | 1.0697 | 1.0554 | 1.0413 | 1.0273 | 1.0136 | 1 | 0 | 0 | 0 | 0
[7 empty] | SCCT_Capital | 1 | 46 | 1.8592 | 1.8343 | 1.8098 | 1.7855 | 1.7616 | 1.738 | 1.7148 | 1.6918 | 1.6692 | 1.6468 | 1.6247 | 1.603 | 1.5815 | 1.5603 | 1.5394 | 1.5188 | 1.4985 | 1.4784 | 1.4586 | 1.4391 | 1.4198 | 1.4008 | 1.3821 | 1.3635 | 1.3453 | 1.3273 | 1.3095 | 1.292 | 1.2747 | 1.2576 | 1.2407 | 1.2241 | 1.2077 | 1.1916 | 1.1756 | 1.1599 | 1.1443 | 1.129 | 1.1139 | 1.099 | 1.0843 | 1.0697 | 1.0554 | 1.0413 | 1.0273 | 1.0136 | 1 | 0 | 0 | 0
[7 empty] | SCCT_Capital | 1 | 47 | 1.8845 | 1.8592 | 1.8343 | 1.8098 | 1.7855 | 1.7616 | 1.738 | 1.7148 | 1.6918 | 1.6692 | 1.6468 | 1.6247 | 1.603 | 1.5815 | 1.5603 | 1.5394 | 1.5188 | 1.4985 | 1.4784 | 1.4586 | 1.4391 | 1.4198 | 1.4008 | 1.3821 | 1.3635 | 1.3453 | 1.3273 | 1.3095 | 1.292 | 1.2747 | 1.2576 | 1.2407 | 1.2241 | 1.2077 | 1.1916 | 1.1756 | 1.1599 | 1.1443 | 1.129 | 1.1139 | 1.099 | 1.0843 | 1.0697 | 1.0554 | 1.0413 | 1.0273 | 1.0136 | 1 | 0 | 0
[7 empty] | SCCT_Capital | 1 | 48 | 1.9101 | 1.8845 | 1.8592 | 1.8343 | 1.8098 | 1.7855 | 1.7616 | 1.738 | 1.7148 | 1.6918 | 1.6692 | 1.6468 | 1.6247 | 1.603 | 1.5815 | 1.5603 | 1.5394 | 1.5188 | 1.4985 | 1.4784 | 1.4586 | 1.4391 | 1.4198 | 1.4008 | 1.3821 | 1.3635 | 1.3453 | 1.3273 | 1.3095 | 1.292 | 1.2747 | 1.2576 | 1.2407 | 1.2241 | 1.2077 | 1.1916 | 1.1756 | 1.1599 | 1.1443 | 1.129 | 1.1139 | 1.099 | 1.0843 | 1.0697 | 1.0554 | 1.0413 | 1.0273 | 1.0136 | 1 | 0
[7 empty] | SCCT_Capital | 1 | 49 | 1.936 | 1.9101 | 1.8845 | 1.8592 | 1.8343 | 1.8098 | 1.7855 | 1.7616 | 1.738 | 1.7148 | 1.6918 | 1.6692 | 1.6468 | 1.6247 | 1.603 | 1.5815 | 1.5603 | 1.5394 | 1.5188 | 1.4985 | 1.4784 | 1.4586 | 1.4391 | 1.4198 | 1.4008 | 1.3821 | 1.3635 | 1.3453 | 1.3273 | 1.3095 | 1.292 | 1.2747 | 1.2576 | 1.2407 | 1.2241 | 1.2077 | 1.1916 | 1.1756 | 1.1599 | 1.1443 | 1.129 | 1.1139 | 1.099 | 1.0843 | 1.0697 | 1.0554 | 1.0413 | 1.0273 | 1.0136 | 1
[7 empty] | NGCC_Capital | 2 | 0 | 1 | 0 | 0 | 0 | 0 | 0 | 0 | 0 | 0 | 0 | 0 | 0 | 0 | 0 | 0 | 0 | 0 | 0 | 0 | 0 | 0 | 0 | 0 | 0 | 0 | 0 | 0 | 0 | 0 | 0 | 0 | 0 | 0 | 0 | 0 | 0 | 0 | 0 | 0 | 0 | 0 | 0 | 0 | 0 | 0 | 0 | 0 | 0 | 0 | 0
[7 empty] | NGCC_Capital | 2 | 1 | 1.0143 | 1 | 0 | 0 | 0 | 0 | 0 | 0 | 0 | 0 | 0 | 0 | 0 | 0 | 0 | 0 | 0 | 0 | 0 | 0 | 0 | 0 | 0 | 0 | 0 | 0 | 0 | 0 | 0 | 0 | 0 | 0 | 0 | 0 | 0 | 0 | 0 | 0 | 0 | 0 | 0 | 0 | 0 | 0 | 0 | 0 | 0 | 0 | 0 | 0
[7 empty] | NGCC_Capital | 2 | 2 | 1.0288 | 1.0143 | 1 | 0 | 0 | 0 | 0 | 0 | 0 | 0 | 0 | 0 | 0 | 0 | 0 | 0 | 0 | 0 | 0 | 0 | 0 | 0 | 0 | 0 | 0 | 0 | 0 | 0 | 0 | 0 | 0 | 0 | 0 | 0 | 0 | 0 | 0 | 0 | 0 | 0 | 0 | 0 | 0 | 0 | 0 | 0 | 0 | 0 | 0 | 0
[7 empty] | NGCC_Capital | 2 | 3 | 1.0435 | 1.0288 | 1.0143 | 1 | 0 | 0 | 0 | 0 | 0 | 0 | 0 | 0 | 0 | 0 | 0 | 0 | 0 | 0 | 0 | 0 | 0 | 0 | 0 | 0 | 0 | 0 | 0 | 0 | 0 | 0 | 0 | 0 | 0 | 0 | 0 | 0 | 0 | 0 | 0 | 0 | 0 | 0 | 0 | 0 | 0 | 0 | 0 | 0 | 0 | 0
[7 empty] | NGCC_Capital | 2 | 4 | 1.0584 | 1.0435 | 1.0288 | 1.0143 | 1 | 0 | 0 | 0 | 0 | 0 | 0 | 0 | 0 | 0 | 0 | 0 | 0 | 0 | 0 | 0 | 0 | 0 | 0 | 0 | 0 | 0 | 0 | 0 | 0 | 0 | 0 | 0 | 0 | 0 | 0 | 0 | 0 | 0 | 0 | 0 | 0 | 0 | 0 | 0 | 0 | 0 | 0 | 0 | 0 | 0
[7 empty] | NGCC_Capital | 2 | 5 | 1.0735 | 1.0584 | 1.0435 | 1.0288 | 1.0143 | 1 | 0 | 0 | 0 | 0 | 0 | 0 | 0 | 0 | 0 | 0 | 0 | 0 | 0 | 0 | 0 | 0 | 0 | 0 | 0 | 0 | 0 | 0 | 0 | 0 | 0 | 0 | 0 | 0 | 0 | 0 | 0 | 0 | 0 | 0 | 0 | 0 | 0 | 0 | 0 | 0 | 0 | 0 | 0 | 0
[7 empty] | NGCC_Capital | 2 | 6 | 1.0888 | 1.0735 | 1.0584 | 1.0435 | 1.0288 | 1.0143 | 1 | 0 | 0 | 0 | 0 | 0 | 0 | 0 | 0 | 0 | 0 | 0 | 0 | 0 | 0 | 0 | 0 | 0 | 0 | 0 | 0 | 0 | 0 | 0 | 0 | 0 | 0 | 0 | 0 | 0 | 0 | 0 | 0 | 0 | 0 | 0 | 0 | 0 | 0 | 0 | 0 | 0 | 0 | 0
[7 empty] | NGCC_Capital | 2 | 7 | 1.1043 | 1.0888 | 1.0735 | 1.0584 | 1.0435 | 1.0288 | 1.0143 | 1 | 0 | 0 | 0 | 0 | 0 | 0 | 0 | 0 | 0 | 0 | 0 | 0 | 0 | 0 | 0 | 0 | 0 | 0 | 0 | 0 | 0 | 0 | 0 | 0 | 0 | 0 | 0 | 0 | 0 | 0 | 0 | 0 | 0 | 0 | 0 | 0 | 0 | 0 | 0 | 0 | 0 | 0
[7 empty] | NGCC_Capital | 2 | 8 | 1.1201 | 1.1043 | 1.0888 | 1.0735 | 1.0584 | 1.0435 | 1.0288 | 1.0143 | 1 | 0 | 0 | 0 | 0 | 0 | 0 | 0 | 0 | 0 | 0 | 0 | 0 | 0 | 0 | 0 | 0 | 0 | 0 | 0 | 0 | 0 | 0 | 0 | 0 | 0 | 0 | 0 | 0 | 0 | 0 | 0 | 0 | 0 | 0 | 0 | 0 | 0 | 0 | 0 | 0 | 0
[7 empty] | NGCC_Capital | 2 | 9 | 1.1361 | 1.1201 | 1.1043 | 1.0888 | 1.0735 | 1.0584 | 1.0435 | 1.0288 | 1.0143 | 1 | 0 | 0 | 0 | 0 | 0 | 0 | 0 | 0 | 0 | 0 | 0 | 0 | 0 | 0 | 0 | 0 | 0 | 0 | 0 | 0 | 0 | 0 | 0 | 0 | 0 | 0 | 0 | 0 | 0 | 0 | 0 | 0 | 0 | 0 | 0 | 0 | 0 | 0 | 0 | 0
[7 empty] | NGCC_Capital | 2 | 10 | 1.1523 | 1.1361 | 1.1201 | 1.1043 | 1.0888 | 1.0735 | 1.0584 | 1.0435 | 1.0288 | 1.0143 | 1 | 0 | 0 | 0 | 0 | 0 | 0 | 0 | 0 | 0 | 0 | 0 | 0 | 0 | 0 | 0 | 0 | 0 | 0 | 0 | 0 | 0 | 0 | 0 | 0 | 0 | 0 | 0 | 0 | 0 | 0 | 0 | 0 | 0 | 0 | 0 | 0 | 0 | 0 | 0
[7 empty] | NGCC_Capital | 2 | 11 | 1.1688 | 1.1523 | 1.1361 | 1.1201 | 1.1043 | 1.0888 | 1.0735 | 1.0584 | 1.0435 | 1.0288 | 1.0143 | 1 | 0 | 0 | 0 | 0 | 0 | 0 | 0 | 0 | 0 | 0 | 0 | 0 | 0 | 0 | 0 | 0 | 0 | 0 | 0 | 0 | 0 | 0 | 0 | 0 | 0 | 0 | 0 | 0 | 0 | 0 | 0 | 0 | 0 | 0 | 0 | 0 | 0 | 0
[7 empty] | NGCC_Capital | 2 | 12 | 1.1855 | 1.1688 | 1.1523 | 1.1361 | 1.1201 | 1.1043 | 1.0888 | 1.0735 | 1.0584 | 1.0435 | 1.0288 | 1.0143 | 1 | 0 | 0 | 0 | 0 | 0 | 0 | 0 | 0 | 0 | 0 | 0 | 0 | 0 | 0 | 0 | 0 | 0 | 0 | 0 | 0 | 0 | 0 | 0 | 0 | 0 | 0 | 0 | 0 | 0 | 0 | 0 | 0 | 0 | 0 | 0 | 0 | 0
[7 empty] | NGCC_Capital | 2 | 13 | 1.2024 | 1.1855 | 1.1688 | 1.1523 | 1.1361 | 1.1201 | 1.1043 | 1.0888 | 1.0735 | 1.0584 | 1.0435 | 1.0288 | 1.0143 | 1 | 0 | 0 | 0 | 0 | 0 | 0 | 0 | 0 | 0 | 0 | 0 | 0 | 0 | 0 | 0 | 0 | 0 | 0 | 0 | 0 | 0 | 0 | 0 | 0 | 0 | 0 | 0 | 0 | 0 | 0 | 0 | 0 | 0 | 0 | 0 | 0
[7 empty] | NGCC_Capital | 2 | 14 | 1.2196 | 1.2024 | 1.1855 | 1.1688 | 1.1523 | 1.1361 | 1.1201 | 1.1043 | 1.0888 | 1.0735 | 1.0584 | 1.0435 | 1.0288 | 1.0143 | 1 | 0 | 0 | 0 | 0 | 0 | 0 | 0 | 0 | 0 | 0 | 0 | 0 | 0 | 0 | 0 | 0 | 0 | 0 | 0 | 0 | 0 | 0 | 0 | 0 | 0 | 0 | 0 | 0 | 0 | 0 | 0 | 0 | 0 | 0 | 0
[7 empty] | NGCC_Capital | 2 | 15 | 1.237 | 1.2196 | 1.2024 | 1.1855 | 1.1688 | 1.1523 | 1.1361 | 1.1201 | 1.1043 | 1.0888 | 1.0735 | 1.0584 | 1.0435 | 1.0288 | 1.0143 | 1 | 0 | 0 | 0 | 0 | 0 | 0 | 0 | 0 | 0 | 0 | 0 | 0 | 0 | 0 | 0 | 0 | 0 | 0 | 0 | 0 | 0 | 0 | 0 | 0 | 0 | 0 | 0 | 0 | 0 | 0 | 0 | 0 | 0 | 0
[7 empty] | NGCC_Capital | 2 | 16 | 1.2546 | 1.237 | 1.2196 | 1.2024 | 1.1855 | 1.1688 | 1.1523 | 1.1361 | 1.1201 | 1.1043 | 1.0888 | 1.0735 | 1.0584 | 1.0435 | 1.0288 | 1.0143 | 1 | 0 | 0 | 0 | 0 | 0 | 0 | 0 | 0 | 0 | 0 | 0 | 0 | 0 | 0 | 0 | 0 | 0 | 0 | 0 | 0 | 0 | 0 | 0 | 0 | 0 | 0 | 0 | 0 | 0 | 0 | 0 | 0 | 0
[7 empty] | NGCC_Capital | 2 | 17 | 1.2726 | 1.2546 | 1.237 | 1.2196 | 1.2024 | 1.1855 | 1.1688 | 1.1523 | 1.1361 | 1.1201 | 1.1043 | 1.0888 | 1.0735 | 1.0584 | 1.0435 | 1.0288 | 1.0143 | 1 | 0 | 0 | 0 | 0 | 0 | 0 | 0 | 0 | 0 | 0 | 0 | 0 | 0 | 0 | 0 | 0 | 0 | 0 | 0 | 0 | 0 | 0 | 0 | 0 | 0 | 0 | 0 | 0 | 0 | 0 | 0 | 0
[7 empty] | NGCC_Capital | 2 | 18 | 1.2907 | 1.2726 | 1.2546 | 1.237 | 1.2196 | 1.2024 | 1.1855 | 1.1688 | 1.1523 | 1.1361 | 1.1201 | 1.1043 | 1.0888 | 1.0735 | 1.0584 | 1.0435 | 1.0288 | 1.0143 | 1 | 0 | 0 | 0 | 0 | 0 | 0 | 0 | 0 | 0 | 0 | 0 | 0 | 0 | 0 | 0 | 0 | 0 | 0 | 0 | 0 | 0 | 0 | 0 | 0 | 0 | 0 | 0 | 0 | 0 | 0 | 0
[7 empty] | NGCC_Capital | 2 | 19 | 1.3092 | 1.2907 | 1.2726 | 1.2546 | 1.237 | 1.2196 | 1.2024 | 1.1855 | 1.1688 | 1.1523 | 1.1361 | 1.1201 | 1.1043 | 1.0888 | 1.0735 | 1.0584 | 1.0435 | 1.0288 | 1.0143 | 1 | 0 | 0 | 0 | 0 | 0 | 0 | 0 | 0 | 0 | 0 | 0 | 0 | 0 | 0 | 0 | 0 | 0 | 0 | 0 | 0 | 0 | 0 | 0 | 0 | 0 | 0 | 0 | 0 | 0 | 0
[7 empty] | NGCC_Capital | 2 | 20 | 1.3279 | 1.3092 | 1.2907 | 1.2726 | 1.2546 | 1.237 | 1.2196 | 1.2024 | 1.1855 | 1.1688 | 1.1523 | 1.1361 | 1.1201 | 1.1043 | 1.0888 | 1.0735 | 1.0584 | 1.0435 | 1.0288 | 1.0143 | 1 | 0 | 0 | 0 | 0 | 0 | 0 | 0 | 0 | 0 | 0 | 0 | 0 | 0 | 0 | 0 | 0 | 0 | 0 | 0 | 0 | 0 | 0 | 0 | 0 | 0 | 0 | 0 | 0 | 0
[7 empty] | NGCC_Capital | 2 | 21 | 1.3468 | 1.3279 | 1.3092 | 1.2907 | 1.2726 | 1.2546 | 1.237 | 1.2196 | 1.2024 | 1.1855 | 1.1688 | 1.1523 | 1.1361 | 1.1201 | 1.1043 | 1.0888 | 1.0735 | 1.0584 | 1.0435 | 1.0288 | 1.0143 | 1 | 0 | 0 | 0 | 0 | 0 | 0 | 0 | 0 | 0 | 0 | 0 | 0 | 0 | 0 | 0 | 0 | 0 | 0 | 0 | 0 | 0 | 0 | 0 | 0 | 0 | 0 | 0 | 0
[7 empty] | NGCC_Capital | 2 | 22 | 1.3661 | 1.3468 | 1.3279 | 1.3092 | 1.2907 | 1.2726 | 1.2546 | 1.237 | 1.2196 | 1.2024 | 1.1855 | 1.1688 | 1.1523 | 1.1361 | 1.1201 | 1.1043 | 1.0888 | 1.0735 | 1.0584 | 1.0435 | 1.0288 | 1.0143 | 1 | 0 | 0 | 0 | 0 | 0 | 0 | 0 | 0 | 0 | 0 | 0 | 0 | 0 | 0 | 0 | 0 | 0 | 0 | 0 | 0 | 0 | 0 | 0 | 0 | 0 | 0 | 0
[7 empty] | NGCC_Capital | 2 | 23 | 1.3856 | 1.3661 | 1.3468 | 1.3279 | 1.3092 | 1.2907 | 1.2726 | 1.2546 | 1.237 | 1.2196 | 1.2024 | 1.1855 | 1.1688 | 1.1523 | 1.1361 | 1.1201 | 1.1043 | 1.0888 | 1.0735 | 1.0584 | 1.0435 | 1.0288 | 1.0143 | 1 | 0 | 0 | 0 | 0 | 0 | 0 | 0 | 0 | 0 | 0 | 0 | 0 | 0 | 0 | 0 | 0 | 0 | 0 | 0 | 0 | 0 | 0 | 0 | 0 | 0 | 0
[7 empty] | NGCC_Capital | 2 | 24 | 1.4053 | 1.3856 | 1.3661 | 1.3468 | 1.3279 | 1.3092 | 1.2907 | 1.2726 | 1.2546 | 1.237 | 1.2196 | 1.2024 | 1.1855 | 1.1688 | 1.1523 | 1.1361 | 1.1201 | 1.1043 | 1.0888 | 1.0735 | 1.0584 | 1.0435 | 1.0288 | 1.0143 | 1 | 0 | 0 | 0 | 0 | 0 | 0 | 0 | 0 | 0 | 0 | 0 | 0 | 0 | 0 | 0 | 0 | 0 | 0 | 0 | 0 | 0 | 0 | 0 | 0 | 0
[7 empty] | NGCC_Capital | 2 | 25 | 1.4254 | 1.4053 | 1.3856 | 1.3661 | 1.3468 | 1.3279 | 1.3092 | 1.2907 | 1.2726 | 1.2546 | 1.237 | 1.2196 | 1.2024 | 1.1855 | 1.1688 | 1.1523 | 1.1361 | 1.1201 | 1.1043 | 1.0888 | 1.0735 | 1.0584 | 1.0435 | 1.0288 | 1.0143 | 1 | 0 | 0 | 0 | 0 | 0 | 0 | 0 | 0 | 0 | 0 | 0 | 0 | 0 | 0 | 0 | 0 | 0 | 0 | 0 | 0 | 0 | 0 | 0 | 0
[7 empty] | NGCC_Capital | 2 | 26 | 1.4458 | 1.4254 | 1.4053 | 1.3856 | 1.3661 | 1.3468 | 1.3279 | 1.3092 | 1.2907 | 1.2726 | 1.2546 | 1.237 | 1.2196 | 1.2024 | 1.1855 | 1.1688 | 1.1523 | 1.1361 | 1.1201 | 1.1043 | 1.0888 | 1.0735 | 1.0584 | 1.0435 | 1.0288 | 1.0143 | 1 | 0 | 0 | 0 | 0 | 0 | 0 | 0 | 0 | 0 | 0 | 0 | 0 | 0 | 0 | 0 | 0 | 0 | 0 | 0 | 0 | 0 | 0 | 0
[7 empty] | NGCC_Capital | 2 | 27 | 1.4664 | 1.4458 | 1.4254 | 1.4053 | 1.3856 | 1.3661 | 1.3468 | 1.3279 | 1.3092 | 1.2907 | 1.2726 | 1.2546 | 1.237 | 1.2196 | 1.2024 | 1.1855 | 1.1688 | 1.1523 | 1.1361 | 1.1201 | 1.1043 | 1.0888 | 1.0735 | 1.0584 | 1.0435 | 1.0288 | 1.0143 | 1 | 0 | 0 | 0 | 0 | 0 | 0 | 0 | 0 | 0 | 0 | 0 | 0 | 0 | 0 | 0 | 0 | 0 | 0 | 0 | 0 | 0 | 0
[7 empty] | NGCC_Capital | 2 | 28 | 1.4874 | 1.4664 | 1.4458 | 1.4254 | 1.4053 | 1.3856 | 1.3661 | 1.3468 | 1.3279 | 1.3092 | 1.2907 | 1.2726 | 1.2546 | 1.237 | 1.2196 | 1.2024 | 1.1855 | 1.1688 | 1.1523 | 1.1361 | 1.1201 | 1.1043 | 1.0888 | 1.0735 | 1.0584 | 1.0435 | 1.0288 | 1.0143 | 1 | 0 | 0 | 0 | 0 | 0 | 0 | 0 | 0 | 0 | 0 | 0 | 0 | 0 | 0 | 0 | 0 | 0 | 0 | 0 | 0 | 0
[7 empty] | NGCC_Capital | 2 | 29 | 1.5086 | 1.4874 | 1.4664 | 1.4458 | 1.4254 | 1.4053 | 1.3856 | 1.3661 | 1.3468 | 1.3279 | 1.3092 | 1.2907 | 1.2726 | 1.2546 | 1.237 | 1.2196 | 1.2024 | 1.1855 | 1.1688 | 1.1523 | 1.1361 | 1.1201 | 1.1043 | 1.0888 | 1.0735 | 1.0584 | 1.0435 | 1.0288 | 1.0143 | 1 | 0 | 0 | 0 | 0 | 0 | 0 | 0 | 0 | 0 | 0 | 0 | 0 | 0 | 0 | 0 | 0 | 0 | 0 | 0 | 0
[7 empty] | NGCC_Capital | 2 | 30 | 1.5301 | 1.5086 | 1.4874 | 1.4664 | 1.4458 | 1.4254 | 1.4053 | 1.3856 | 1.3661 | 1.3468 | 1.3279 | 1.3092 | 1.2907 | 1.2726 | 1.2546 | 1.237 | 1.2196 | 1.2024 | 1.1855 | 1.1688 | 1.1523 | 1.1361 | 1.1201 | 1.1043 | 1.0888 | 1.0735 | 1.0584 | 1.0435 | 1.0288 | 1.0143 | 1 | 0 | 0 | 0 | 0 | 0 | 0 | 0 | 0 | 0 | 0 | 0 | 0 | 0 | 0 | 0 | 0 | 0 | 0 | 0
[7 empty] | NGCC_Capital | 2 | 31 | 1.552 | 1.5301 | 1.5086 | 1.4874 | 1.4664 | 1.4458 | 1.4254 | 1.4053 | 1.3856 | 1.3661 | 1.3468 | 1.3279 | 1.3092 | 1.2907 | 1.2726 | 1.2546 | 1.237 | 1.2196 | 1.2024 | 1.1855 | 1.1688 | 1.1523 | 1.1361 | 1.1201 | 1.1043 | 1.0888 | 1.0735 | 1.0584 | 1.0435 | 1.0288 | 1.0143 | 1 | 0 | 0 | 0 | 0 | 0 | 0 | 0 | 0 | 0 | 0 | 0 | 0 | 0 | 0 | 0 | 0 | 0 | 0
[7 empty] | NGCC_Capital | 2 | 32 | 1.5741 | 1.552 | 1.5301 | 1.5086 | 1.4874 | 1.4664 | 1.4458 | 1.4254 | 1.4053 | 1.3856 | 1.3661 | 1.3468 | 1.3279 | 1.3092 | 1.2907 | 1.2726 | 1.2546 | 1.237 | 1.2196 | 1.2024 | 1.1855 | 1.1688 | 1.1523 | 1.1361 | 1.1201 | 1.1043 | 1.0888 | 1.0735 | 1.0584 | 1.0435 | 1.0288 | 1.0143 | 1 | 0 | 0 | 0 | 0 | 0 | 0 | 0 | 0 | 0 | 0 | 0 | 0 | 0 | 0 | 0 | 0 | 0
[7 empty] | NGCC_Capital | 2 | 33 | 1.5966 | 1.5741 | 1.552 | 1.5301 | 1.5086 | 1.4874 | 1.4664 | 1.4458 | 1.4254 | 1.4053 | 1.3856 | 1.3661 | 1.3468 | 1.3279 | 1.3092 | 1.2907 | 1.2726 | 1.2546 | 1.237 | 1.2196 | 1.2024 | 1.1855 | 1.1688 | 1.1523 | 1.1361 | 1.1201 | 1.1043 | 1.0888 | 1.0735 | 1.0584 | 1.0435 | 1.0288 | 1.0143 | 1 | 0 | 0 | 0 | 0 | 0 | 0 | 0 | 0 | 0 | 0 | 0 | 0 | 0 | 0 | 0 | 0
[7 empty] | NGCC_Capital | 2 | 34 | 1.6194 | 1.5966 | 1.5741 | 1.552 | 1.5301 | 1.5086 | 1.4874 | 1.4664 | 1.4458 | 1.4254 | 1.4053 | 1.3856 | 1.3661 | 1.3468 | 1.3279 | 1.3092 | 1.2907 | 1.2726 | 1.2546 | 1.237 | 1.2196 | 1.2024 | 1.1855 | 1.1688 | 1.1523 | 1.1361 | 1.1201 | 1.1043 | 1.0888 | 1.0735 | 1.0584 | 1.0435 | 1.0288 | 1.0143 | 1 | 0 | 0 | 0 | 0 | 0 | 0 | 0 | 0 | 0 | 0 | 0 | 0 | 0 | 0 | 0
[7 empty] | NGCC_Capital | 2 | 35 | 1.6425 | 1.6194 | 1.5966 | 1.5741 | 1.552 | 1.5301 | 1.5086 | 1.4874 | 1.4664 | 1.4458 | 1.4254 | 1.4053 | 1.3856 | 1.3661 | 1.3468 | 1.3279 | 1.3092 | 1.2907 | 1.2726 | 1.2546 | 1.237 | 1.2196 | 1.2024 | 1.1855 | 1.1688 | 1.1523 | 1.1361 | 1.1201 | 1.1043 | 1.0888 | 1.0735 | 1.0584 | 1.0435 | 1.0288 | 1.0143 | 1 | 0 | 0 | 0 | 0 | 0 | 0 | 0 | 0 | 0 | 0 | 0 | 0 | 0 | 0
[7 empty] | NGCC_Capital | 2 | 36 | 1.666 | 1.6425 | 1.6194 | 1.5966 | 1.5741 | 1.552 | 1.5301 | 1.5086 | 1.4874 | 1.4664 | 1.4458 | 1.4254 | 1.4053 | 1.3856 | 1.3661 | 1.3468 | 1.3279 | 1.3092 | 1.2907 | 1.2726 | 1.2546 | 1.237 | 1.2196 | 1.2024 | 1.1855 | 1.1688 | 1.1523 | 1.1361 | 1.1201 | 1.1043 | 1.0888 | 1.0735 | 1.0584 | 1.0435 | 1.0288 | 1.0143 | 1 | 0 | 0 | 0 | 0 | 0 | 0 | 0 | 0 | 0 | 0 | 0 | 0 | 0
[7 empty] | NGCC_Capital | 2 | 37 | 1.6898 | 1.666 | 1.6425 | 1.6194 | 1.5966 | 1.5741 | 1.552 | 1.5301 | 1.5086 | 1.4874 | 1.4664 | 1.4458 | 1.4254 | 1.4053 | 1.3856 | 1.3661 | 1.3468 | 1.3279 | 1.3092 | 1.2907 | 1.2726 | 1.2546 | 1.237 | 1.2196 | 1.2024 | 1.1855 | 1.1688 | 1.1523 | 1.1361 | 1.1201 | 1.1043 | 1.0888 | 1.0735 | 1.0584 | 1.0435 | 1.0288 | 1.0143 | 1 | 0 | 0 | 0 | 0 | 0 | 0 | 0 | 0 | 0 | 0 | 0 | 0
[7 empty] | NGCC_Capital | 2 | 38 | 1.7139 | 1.6898 | 1.666 | 1.6425 | 1.6194 | 1.5966 | 1.5741 | 1.552 | 1.5301 | 1.5086 | 1.4874 | 1.4664 | 1.4458 | 1.4254 | 1.4053 | 1.3856 | 1.3661 | 1.3468 | 1.3279 | 1.3092 | 1.2907 | 1.2726 | 1.2546 | 1.237 | 1.2196 | 1.2024 | 1.1855 | 1.1688 | 1.1523 | 1.1361 | 1.1201 | 1.1043 | 1.0888 | 1.0735 | 1.0584 | 1.0435 | 1.0288 | 1.0143 | 1 | 0 | 0 | 0 | 0 | 0 | 0 | 0 | 0 | 0 | 0 | 0
[7 empty] | NGCC_Capital | 2 | 39 | 1.7384 | 1.7139 | 1.6898 | 1.666 | 1.6425 | 1.6194 | 1.5966 | 1.5741 | 1.552 | 1.5301 | 1.5086 | 1.4874 | 1.4664 | 1.4458 | 1.4254 | 1.4053 | 1.3856 | 1.3661 | 1.3468 | 1.3279 | 1.3092 | 1.2907 | 1.2726 | 1.2546 | 1.237 | 1.2196 | 1.2024 | 1.1855 | 1.1688 | 1.1523 | 1.1361 | 1.1201 | 1.1043 | 1.0888 | 1.0735 | 1.0584 | 1.0435 | 1.0288 | 1.0143 | 1 | 0 | 0 | 0 | 0 | 0 | 0 | 0 | 0 | 0 | 0
[7 empty] | NGCC_Capital | 2 | 40 | 1.7632 | 1.7384 | 1.7139 | 1.6898 | 1.666 | 1.6425 | 1.6194 | 1.5966 | 1.5741 | 1.552 | 1.5301 | 1.5086 | 1.4874 | 1.4664 | 1.4458 | 1.4254 | 1.4053 | 1.3856 | 1.3661 | 1.3468 | 1.3279 | 1.3092 | 1.2907 | 1.2726 | 1.2546 | 1.237 | 1.2196 | 1.2024 | 1.1855 | 1.1688 | 1.1523 | 1.1361 | 1.1201 | 1.1043 | 1.0888 | 1.0735 | 1.0584 | 1.0435 | 1.0288 | 1.0143 | 1 | 0 | 0 | 0 | 0 | 0 | 0 | 0 | 0 | 0
[7 empty] | NGCC_Capital | 2 | 41 | 1.7884 | 1.7632 | 1.7384 | 1.7139 | 1.6898 | 1.666 | 1.6425 | 1.6194 | 1.5966 | 1.5741 | 1.552 | 1.5301 | 1.5086 | 1.4874 | 1.4664 | 1.4458 | 1.4254 | 1.4053 | 1.3856 | 1.3661 | 1.3468 | 1.3279 | 1.3092 | 1.2907 | 1.2726 | 1.2546 | 1.237 | 1.2196 | 1.2024 | 1.1855 | 1.1688 | 1.1523 | 1.1361 | 1.1201 | 1.1043 | 1.0888 | 1.0735 | 1.0584 | 1.0435 | 1.0288 | 1.0143 | 1 | 0 | 0 | 0 | 0 | 0 | 0 | 0 | 0
[7 empty] | NGCC_Capital | 2 | 42 | 1.8139 | 1.7884 | 1.7632 | 1.7384 | 1.7139 | 1.6898 | 1.666 | 1.6425 | 1.6194 | 1.5966 | 1.5741 | 1.552 | 1.5301 | 1.5086 | 1.4874 | 1.4664 | 1.4458 | 1.4254 | 1.4053 | 1.3856 | 1.3661 | 1.3468 | 1.3279 | 1.3092 | 1.2907 | 1.2726 | 1.2546 | 1.237 | 1.2196 | 1.2024 | 1.1855 | 1.1688 | 1.1523 | 1.1361 | 1.1201 | 1.1043 | 1.0888 | 1.0735 | 1.0584 | 1.0435 | 1.0288 | 1.0143 | 1 | 0 | 0 | 0 | 0 | 0 | 0 | 0
[7 empty] | NGCC_Capital | 2 | 43 | 1.8398 | 1.8139 | 1.7884 | 1.7632 | 1.7384 | 1.7139 | 1.6898 | 1.666 | 1.6425 | 1.6194 | 1.5966 | 1.5741 | 1.552 | 1.5301 | 1.5086 | 1.4874 | 1.4664 | 1.4458 | 1.4254 | 1.4053 | 1.3856 | 1.3661 | 1.3468 | 1.3279 | 1.3092 | 1.2907 | 1.2726 | 1.2546 | 1.237 | 1.2196 | 1.2024 | 1.1855 | 1.1688 | 1.1523 | 1.1361 | 1.1201 | 1.1043 | 1.0888 | 1.0735 | 1.0584 | 1.0435 | 1.0288 | 1.0143 | 1 | 0 | 0 | 0 | 0 | 0 | 0
[7 empty] | NGCC_Capital | 2 | 44 | 1.8661 | 1.8398 | 1.8139 | 1.7884 | 1.7632 | 1.7384 | 1.7139 | 1.6898 | 1.666 | 1.6425 | 1.6194 | 1.5966 | 1.5741 | 1.552 | 1.5301 | 1.5086 | 1.4874 | 1.4664 | 1.4458 | 1.4254 | 1.4053 | 1.3856 | 1.3661 | 1.3468 | 1.3279 | 1.3092 | 1.2907 | 1.2726 | 1.2546 | 1.237 | 1.2196 | 1.2024 | 1.1855 | 1.1688 | 1.1523 | 1.1361 | 1.1201 | 1.1043 | 1.0888 | 1.0735 | 1.0584 | 1.0435 | 1.0288 | 1.0143 | 1 | 0 | 0 | 0 | 0 | 0
[7 empty] | NGCC_Capital | 2 | 45 | 1.8927 | 1.8661 | 1.8398 | 1.8139 | 1.7884 | 1.7632 | 1.7384 | 1.7139 | 1.6898 | 1.666 | 1.6425 | 1.6194 | 1.5966 | 1.5741 | 1.552 | 1.5301 | 1.5086 | 1.4874 | 1.4664 | 1.4458 | 1.4254 | 1.4053 | 1.3856 | 1.3661 | 1.3468 | 1.3279 | 1.3092 | 1.2907 | 1.2726 | 1.2546 | 1.237 | 1.2196 | 1.2024 | 1.1855 | 1.1688 | 1.1523 | 1.1361 | 1.1201 | 1.1043 | 1.0888 | 1.0735 | 1.0584 | 1.0435 | 1.0288 | 1.0143 | 1 | 0 | 0 | 0 | 0
[7 empty] | NGCC_Capital | 2 | 46 | 1.9198 | 1.8927 | 1.8661 | 1.8398 | 1.8139 | 1.7884 | 1.7632 | 1.7384 | 1.7139 | 1.6898 | 1.666 | 1.6425 | 1.6194 | 1.5966 | 1.5741 | 1.552 | 1.5301 | 1.5086 | 1.4874 | 1.4664 | 1.4458 | 1.4254 | 1.4053 | 1.3856 | 1.3661 | 1.3468 | 1.3279 | 1.3092 | 1.2907 | 1.2726 | 1.2546 | 1.237 | 1.2196 | 1.2024 | 1.1855 | 1.1688 | 1.1523 | 1.1361 | 1.1201 | 1.1043 | 1.0888 | 1.0735 | 1.0584 | 1.0435 | 1.0288 | 1.0143 | 1 | 0 | 0 | 0
[7 empty] | NGCC_Capital | 2 | 47 | 1.9472 | 1.9198 | 1.8927 | 1.8661 | 1.8398 | 1.8139 | 1.7884 | 1.7632 | 1.7384 | 1.7139 | 1.6898 | 1.666 | 1.6425 | 1.6194 | 1.5966 | 1.5741 | 1.552 | 1.5301 | 1.5086 | 1.4874 | 1.4664 | 1.4458 | 1.4254 | 1.4053 | 1.3856 | 1.3661 | 1.3468 | 1.3279 | 1.3092 | 1.2907 | 1.2726 | 1.2546 | 1.237 | 1.2196 | 1.2024 | 1.1855 | 1.1688 | 1.1523 | 1.1361 | 1.1201 | 1.1043 | 1.0888 | 1.0735 | 1.0584 | 1.0435 | 1.0288 | 1.0143 | 1 | 0 | 0
[7 empty] | NGCC_Capital | 2 | 48 | 1.975 | 1.9472 | 1.9198 | 1.8927 | 1.8661 | 1.8398 | 1.8139 | 1.7884 | 1.7632 | 1.7384 | 1.7139 | 1.6898 | 1.666 | 1.6425 | 1.6194 | 1.5966 | 1.5741 | 1.552 | 1.5301 | 1.5086 | 1.4874 | 1.4664 | 1.4458 | 1.4254 | 1.4053 | 1.3856 | 1.3661 | 1.3468 | 1.3279 | 1.3092 | 1.2907 | 1.2726 | 1.2546 | 1.237 | 1.2196 | 1.2024 | 1.1855 | 1.1688 | 1.1523 | 1.1361 | 1.1201 | 1.1043 | 1.0888 | 1.0735 | 1.0584 | 1.0435 | 1.0288 | 1.0143 | 1 | 0
[7 empty] | NGCC_Capital | 2 | 49 | 2.0032 | 1.975 | 1.9472 | 1.9198 | 1.8927 | 1.8661 | 1.8398 | 1.8139 | 1.7884 | 1.7632 | 1.7384 | 1.7139 | 1.6898 | 1.666 | 1.6425 | 1.6194 | 1.5966 | 1.5741 | 1.552 | 1.5301 | 1.5086 | 1.4874 | 1.4664 | 1.4458 | 1.4254 | 1.4053 | 1.3856 | 1.3661 | 1.3468 | 1.3279 | 1.3092 | 1.2907 | 1.2726 | 1.2546 | 1.237 | 1.2196 | 1.2024 | 1.1855 | 1.1688 | 1.1523 | 1.1361 | 1.1201 | 1.1043 | 1.0888 | 1.0735 | 1.0584 | 1.0435 | 1.0288 | 1.0143 | 1
[7 empty] | NGCC_CCS_Capital | 3 | 0 | 1 | 0 | 0 | 0 | 0 | 0 | 0 | 0 | 0 | 0 | 0 | 0 | 0 | 0 | 0 | 0 | 0 | 0 | 0 | 0 | 0 | 0 | 0 | 0 | 0 | 0 | 0 | 0 | 0 | 0 | 0 | 0 | 0 | 0 | 0 | 0 | 0 | 0 | 0 | 0 | 0 | 0 | 0 | 0 | 0 | 0 | 0 | 0 | 0 | 0
[7 empty] | NGCC_CCS_Capital | 3 | 1 | 1.0088 | 1 | 0 | 0 | 0 | 0 | 0 | 0 | 0 | 0 | 0 | 0 | 0 | 0 | 0 | 0 | 0 | 0 | 0 | 0 | 0 | 0 | 0 | 0 | 0 | 0 | 0 | 0 | 0 | 0 | 0 | 0 | 0 | 0 | 0 | 0 | 0 | 0 | 0 | 0 | 0 | 0 | 0 | 0 | 0 | 0 | 0 | 0 | 0 | 0
[7 empty] | NGCC_CCS_Capital | 3 | 2 | 1.0177 | 1.0088 | 1 | 0 | 0 | 0 | 0 | 0 | 0 | 0 | 0 | 0 | 0 | 0 | 0 | 0 | 0 | 0 | 0 | 0 | 0 | 0 | 0 | 0 | 0 | 0 | 0 | 0 | 0 | 0 | 0 | 0 | 0 | 0 | 0 | 0 | 0 | 0 | 0 | 0 | 0 | 0 | 0 | 0 | 0 | 0 | 0 | 0 | 0 | 0
[7 empty] | NGCC_CCS_Capital | 3 | 3 | 1.0266 | 1.0177 | 1.0088 | 1 | 0 | 0 | 0 | 0 | 0 | 0 | 0 | 0 | 0 | 0 | 0 | 0 | 0 | 0 | 0 | 0 | 0 | 0 | 0 | 0 | 0 | 0 | 0 | 0 | 0 | 0 | 0 | 0 | 0 | 0 | 0 | 0 | 0 | 0 | 0 | 0 | 0 | 0 | 0 | 0 | 0 | 0 | 0 | 0 | 0 | 0
[7 empty] | NGCC_CCS_Capital | 3 | 4 | 1.0357 | 1.0266 | 1.0177 | 1.0088 | 1 | 0 | 0 | 0 | 0 | 0 | 0 | 0 | 0 | 0 | 0 | 0 | 0 | 0 | 0 | 0 | 0 | 0 | 0 | 0 | 0 | 0 | 0 | 0 | 0 | 0 | 0 | 0 | 0 | 0 | 0 | 0 | 0 | 0 | 0 | 0 | 0 | 0 | 0 | 0 | 0 | 0 | 0 | 0 | 0 | 0
[7 empty] | NGCC_CCS_Capital | 3 | 5 | 1.0448 | 1.0357 | 1.0266 | 1.0177 | 1.0088 | 1 | 0 | 0 | 0 | 0 | 0 | 0 | 0 | 0 | 0 | 0 | 0 | 0 | 0 | 0 | 0 | 0 | 0 | 0 | 0 | 0 | 0 | 0 | 0 | 0 | 0 | 0 | 0 | 0 | 0 | 0 | 0 | 0 | 0 | 0 | 0 | 0 | 0 | 0 | 0 | 0 | 0 | 0 | 0 | 0
[7 empty] | NGCC_CCS_Capital | 3 | 6 | 1.054 | 1.0448 | 1.0357 | 1.0266 | 1.0177 | 1.0088 | 1 | 0 | 0 | 0 | 0 | 0 | 0 | 0 | 0 | 0 | 0 | 0 | 0 | 0 | 0 | 0 | 0 | 0 | 0 | 0 | 0 | 0 | 0 | 0 | 0 | 0 | 0 | 0 | 0 | 0 | 0 | 0 | 0 | 0 | 0 | 0 | 0 | 0 | 0 | 0 | 0 | 0 | 0 | 0
[7 empty] | NGCC_CCS_Capital | 3 | 7 | 1.0632 | 1.054 | 1.0448 | 1.0357 | 1.0266 | 1.0177 | 1.0088 | 1 | 0 | 0 | 0 | 0 | 0 | 0 | 0 | 0 | 0 | 0 | 0 | 0 | 0 | 0 | 0 | 0 | 0 | 0 | 0 | 0 | 0 | 0 | 0 | 0 | 0 | 0 | 0 | 0 | 0 | 0 | 0 | 0 | 0 | 0 | 0 | 0 | 0 | 0 | 0 | 0 | 0 | 0
[7 empty] | NGCC_CCS_Capital | 3 | 8 | 1.0726 | 1.0632 | 1.054 | 1.0448 | 1.0357 | 1.0266 | 1.0177 | 1.0088 | 1 | 0 | 0 | 0 | 0 | 0 | 0 | 0 | 0 | 0 | 0 | 0 | 0 | 0 | 0 | 0 | 0 | 0 | 0 | 0 | 0 | 0 | 0 | 0 | 0 | 0 | 0 | 0 | 0 | 0 | 0 | 0 | 0 | 0 | 0 | 0 | 0 | 0 | 0 | 0 | 0 | 0
[7 empty] | NGCC_CCS_Capital | 3 | 9 | 1.082 | 1.0726 | 1.0632 | 1.054 | 1.0448 | 1.0357 | 1.0266 | 1.0177 | 1.0088 | 1 | 0 | 0 | 0 | 0 | 0 | 0 | 0 | 0 | 0 | 0 | 0 | 0 | 0 | 0 | 0 | 0 | 0 | 0 | 0 | 0 | 0 | 0 | 0 | 0 | 0 | 0 | 0 | 0 | 0 | 0 | 0 | 0 | 0 | 0 | 0 | 0 | 0 | 0 | 0 | 0
[7 empty] | NGCC_CCS_Capital | 3 | 10 | 1.0915 | 1.082 | 1.0726 | 1.0632 | 1.054 | 1.0448 | 1.0357 | 1.0266 | 1.0177 | 1.0088 | 1 | 0 | 0 | 0 | 0 | 0 | 0 | 0 | 0 | 0 | 0 | 0 | 0 | 0 | 0 | 0 | 0 | 0 | 0 | 0 | 0 | 0 | 0 | 0 | 0 | 0 | 0 | 0 | 0 | 0 | 0 | 0 | 0 | 0 | 0 | 0 | 0 | 0 | 0 | 0
[7 empty] | NGCC_CCS_Capital | 3 | 11 | 1.1012 | 1.0915 | 1.082 | 1.0726 | 1.0632 | 1.054 | 1.0448 | 1.0357 | 1.0266 | 1.0177 | 1.0088 | 1 | 0 | 0 | 0 | 0 | 0 | 0 | 0 | 0 | 0 | 0 | 0 | 0 | 0 | 0 | 0 | 0 | 0 | 0 | 0 | 0 | 0 | 0 | 0 | 0 | 0 | 0 | 0 | 0 | 0 | 0 | 0 | 0 | 0 | 0 | 0 | 0 | 0 | 0
[7 empty] | NGCC_CCS_Capital | 3 | 12 | 1.1108 | 1.1012 | 1.0915 | 1.082 | 1.0726 | 1.0632 | 1.054 | 1.0448 | 1.0357 | 1.0266 | 1.0177 | 1.0088 | 1 | 0 | 0 | 0 | 0 | 0 | 0 | 0 | 0 | 0 | 0 | 0 | 0 | 0 | 0 | 0 | 0 | 0 | 0 | 0 | 0 | 0 | 0 | 0 | 0 | 0 | 0 | 0 | 0 | 0 | 0 | 0 | 0 | 0 | 0 | 0 | 0 | 0
[7 empty] | NGCC_CCS_Capital | 3 | 13 | 1.1206 | 1.1108 | 1.1012 | 1.0915 | 1.082 | 1.0726 | 1.0632 | 1.054 | 1.0448 | 1.0357 | 1.0266 | 1.0177 | 1.0088 | 1 | 0 | 0 | 0 | 0 | 0 | 0 | 0 | 0 | 0 | 0 | 0 | 0 | 0 | 0 | 0 | 0 | 0 | 0 | 0 | 0 | 0 | 0 | 0 | 0 | 0 | 0 | 0 | 0 | 0 | 0 | 0 | 0 | 0 | 0 | 0 | 0
[7 empty] | NGCC_CCS_Capital | 3 | 14 | 1.1305 | 1.1206 | 1.1108 | 1.1012 | 1.0915 | 1.082 | 1.0726 | 1.0632 | 1.054 | 1.0448 | 1.0357 | 1.0266 | 1.0177 | 1.0088 | 1 | 0 | 0 | 0 | 0 | 0 | 0 | 0 | 0 | 0 | 0 | 0 | 0 | 0 | 0 | 0 | 0 | 0 | 0 | 0 | 0 | 0 | 0 | 0 | 0 | 0 | 0 | 0 | 0 | 0 | 0 | 0 | 0 | 0 | 0 | 0
[7 empty] | NGCC_CCS_Capital | 3 | 15 | 1.1404 | 1.1305 | 1.1206 | 1.1108 | 1.1012 | 1.0915 | 1.082 | 1.0726 | 1.0632 | 1.054 | 1.0448 | 1.0357 | 1.0266 | 1.0177 | 1.0088 | 1 | 0 | 0 | 0 | 0 | 0 | 0 | 0 | 0 | 0 | 0 | 0 | 0 | 0 | 0 | 0 | 0 | 0 | 0 | 0 | 0 | 0 | 0 | 0 | 0 | 0 | 0 | 0 | 0 | 0 | 0 | 0 | 0 | 0 | 0
[7 empty] | NGCC_CCS_Capital | 3 | 16 | 1.1505 | 1.1404 | 1.1305 | 1.1206 | 1.1108 | 1.1012 | 1.0915 | 1.082 | 1.0726 | 1.0632 | 1.054 | 1.0448 | 1.0357 | 1.0266 | 1.0177 | 1.0088 | 1 | 0 | 0 | 0 | 0 | 0 | 0 | 0 | 0 | 0 | 0 | 0 | 0 | 0 | 0 | 0 | 0 | 0 | 0 | 0 | 0 | 0 | 0 | 0 | 0 | 0 | 0 | 0 | 0 | 0 | 0 | 0 | 0 | 0
[7 empty] | NGCC_CCS_Capital | 3 | 17 | 1.1606 | 1.1505 | 1.1404 | 1.1305 | 1.1206 | 1.1108 | 1.1012 | 1.0915 | 1.082 | 1.0726 | 1.0632 | 1.054 | 1.0448 | 1.0357 | 1.0266 | 1.0177 | 1.0088 | 1 | 0 | 0 | 0 | 0 | 0 | 0 | 0 | 0 | 0 | 0 | 0 | 0 | 0 | 0 | 0 | 0 | 0 | 0 | 0 | 0 | 0 | 0 | 0 | 0 | 0 | 0 | 0 | 0 | 0 | 0 | 0 | 0
[7 empty] | NGCC_CCS_Capital | 3 | 18 | 1.1708 | 1.1606 | 1.1505 | 1.1404 | 1.1305 | 1.1206 | 1.1108 | 1.1012 | 1.0915 | 1.082 | 1.0726 | 1.0632 | 1.054 | 1.0448 | 1.0357 | 1.0266 | 1.0177 | 1.0088 | 1 | 0 | 0 | 0 | 0 | 0 | 0 | 0 | 0 | 0 | 0 | 0 | 0 | 0 | 0 | 0 | 0 | 0 | 0 | 0 | 0 | 0 | 0 | 0 | 0 | 0 | 0 | 0 | 0 | 0 | 0 | 0
[7 empty] | NGCC_CCS_Capital | 3 | 19 | 1.1811 | 1.1708 | 1.1606 | 1.1505 | 1.1404 | 1.1305 | 1.1206 | 1.1108 | 1.1012 | 1.0915 | 1.082 | 1.0726 | 1.0632 | 1.054 | 1.0448 | 1.0357 | 1.0266 | 1.0177 | 1.0088 | 1 | 0 | 0 | 0 | 0 | 0 | 0 | 0 | 0 | 0 | 0 | 0 | 0 | 0 | 0 | 0 | 0 | 0 | 0 | 0 | 0 | 0 | 0 | 0 | 0 | 0 | 0 | 0 | 0 | 0 | 0
[7 empty] | NGCC_CCS_Capital | 3 | 20 | 1.1915 | 1.1811 | 1.1708 | 1.1606 | 1.1505 | 1.1404 | 1.1305 | 1.1206 | 1.1108 | 1.1012 | 1.0915 | 1.082 | 1.0726 | 1.0632 | 1.054 | 1.0448 | 1.0357 | 1.0266 | 1.0177 | 1.0088 | 1 | 0 | 0 | 0 | 0 | 0 | 0 | 0 | 0 | 0 | 0 | 0 | 0 | 0 | 0 | 0 | 0 | 0 | 0 | 0 | 0 | 0 | 0 | 0 | 0 | 0 | 0 | 0 | 0 | 0
[7 empty] | NGCC_CCS_Capital | 3 | 21 | 1.202 | 1.1915 | 1.1811 | 1.1708 | 1.1606 | 1.1505 | 1.1404 | 1.1305 | 1.1206 | 1.1108 | 1.1012 | 1.0915 | 1.082 | 1.0726 | 1.0632 | 1.054 | 1.0448 | 1.0357 | 1.0266 | 1.0177 | 1.0088 | 1 | 0 | 0 | 0 | 0 | 0 | 0 | 0 | 0 | 0 | 0 | 0 | 0 | 0 | 0 | 0 | 0 | 0 | 0 | 0 | 0 | 0 | 0 | 0 | 0 | 0 | 0 | 0 | 0
[7 empty] | NGCC_CCS_Capital | 3 | 22 | 1.2125 | 1.202 | 1.1915 | 1.1811 | 1.1708 | 1.1606 | 1.1505 | 1.1404 | 1.1305 | 1.1206 | 1.1108 | 1.1012 | 1.0915 | 1.082 | 1.0726 | 1.0632 | 1.054 | 1.0448 | 1.0357 | 1.0266 | 1.0177 | 1.0088 | 1 | 0 | 0 | 0 | 0 | 0 | 0 | 0 | 0 | 0 | 0 | 0 | 0 | 0 | 0 | 0 | 0 | 0 | 0 | 0 | 0 | 0 | 0 | 0 | 0 | 0 | 0 | 0
[7 empty] | NGCC_CCS_Capital | 3 | 23 | 1.2232 | 1.2125 | 1.202 | 1.1915 | 1.1811 | 1.1708 | 1.1606 | 1.1505 | 1.1404 | 1.1305 | 1.1206 | 1.1108 | 1.1012 | 1.0915 | 1.082 | 1.0726 | 1.0632 | 1.054 | 1.0448 | 1.0357 | 1.0266 | 1.0177 | 1.0088 | 1 | 0 | 0 | 0 | 0 | 0 | 0 | 0 | 0 | 0 | 0 | 0 | 0 | 0 | 0 | 0 | 0 | 0 | 0 | 0 | 0 | 0 | 0 | 0 | 0 | 0 | 0
[7 empty] | NGCC_CCS_Capital | 3 | 24 | 1.234 | 1.2232 | 1.2125 | 1.202 | 1.1915 | 1.1811 | 1.1708 | 1.1606 | 1.1505 | 1.1404 | 1.1305 | 1.1206 | 1.1108 | 1.1012 | 1.0915 | 1.082 | 1.0726 | 1.0632 | 1.054 | 1.0448 | 1.0357 | 1.0266 | 1.0177 | 1.0088 | 1 | 0 | 0 | 0 | 0 | 0 | 0 | 0 | 0 | 0 | 0 | 0 | 0 | 0 | 0 | 0 | 0 | 0 | 0 | 0 | 0 | 0 | 0 | 0 | 0 | 0
[7 empty] | NGCC_CCS_Capital | 3 | 25 | 1.2448 | 1.234 | 1.2232 | 1.2125 | 1.202 | 1.1915 | 1.1811 | 1.1708 | 1.1606 | 1.1505 | 1.1404 | 1.1305 | 1.1206 | 1.1108 | 1.1012 | 1.0915 | 1.082 | 1.0726 | 1.0632 | 1.054 | 1.0448 | 1.0357 | 1.0266 | 1.0177 | 1.0088 | 1 | 0 | 0 | 0 | 0 | 0 | 0 | 0 | 0 | 0 | 0 | 0 | 0 | 0 | 0 | 0 | 0 | 0 | 0 | 0 | 0 | 0 | 0 | 0 | 0
[7 empty] | NGCC_CCS_Capital | 3 | 26 | 1.2558 | 1.2448 | 1.234 | 1.2232 | 1.2125 | 1.202 | 1.1915 | 1.1811 | 1.1708 | 1.1606 | 1.1505 | 1.1404 | 1.1305 | 1.1206 | 1.1108 | 1.1012 | 1.0915 | 1.082 | 1.0726 | 1.0632 | 1.054 | 1.0448 | 1.0357 | 1.0266 | 1.0177 | 1.0088 | 1 | 0 | 0 | 0 | 0 | 0 | 0 | 0 | 0 | 0 | 0 | 0 | 0 | 0 | 0 | 0 | 0 | 0 | 0 | 0 | 0 | 0 | 0 | 0
[7 empty] | NGCC_CCS_Capital | 3 | 27 | 1.2668 | 1.2558 | 1.2448 | 1.234 | 1.2232 | 1.2125 | 1.202 | 1.1915 | 1.1811 | 1.1708 | 1.1606 | 1.1505 | 1.1404 | 1.1305 | 1.1206 | 1.1108 | 1.1012 | 1.0915 | 1.082 | 1.0726 | 1.0632 | 1.054 | 1.0448 | 1.0357 | 1.0266 | 1.0177 | 1.0088 | 1 | 0 | 0 | 0 | 0 | 0 | 0 | 0 | 0 | 0 | 0 | 0 | 0 | 0 | 0 | 0 | 0 | 0 | 0 | 0 | 0 | 0 | 0
[7 empty] | NGCC_CCS_Capital | 3 | 28 | 1.278 | 1.2668 | 1.2558 | 1.2448 | 1.234 | 1.2232 | 1.2125 | 1.202 | 1.1915 | 1.1811 | 1.1708 | 1.1606 | 1.1505 | 1.1404 | 1.1305 | 1.1206 | 1.1108 | 1.1012 | 1.0915 | 1.082 | 1.0726 | 1.0632 | 1.054 | 1.0448 | 1.0357 | 1.0266 | 1.0177 | 1.0088 | 1 | 0 | 0 | 0 | 0 | 0 | 0 | 0 | 0 | 0 | 0 | 0 | 0 | 0 | 0 | 0 | 0 | 0 | 0 | 0 | 0 | 0
[7 empty] | NGCC_CCS_Capital | 3 | 29 | 1.2892 | 1.278 | 1.2668 | 1.2558 | 1.2448 | 1.234 | 1.2232 | 1.2125 | 1.202 | 1.1915 | 1.1811 | 1.1708 | 1.1606 | 1.1505 | 1.1404 | 1.1305 | 1.1206 | 1.1108 | 1.1012 | 1.0915 | 1.082 | 1.0726 | 1.0632 | 1.054 | 1.0448 | 1.0357 | 1.0266 | 1.0177 | 1.0088 | 1 | 0 | 0 | 0 | 0 | 0 | 0 | 0 | 0 | 0 | 0 | 0 | 0 | 0 | 0 | 0 | 0 | 0 | 0 | 0 | 0
[7 empty] | NGCC_CCS_Capital | 3 | 30 | 1.3006 | 1.2892 | 1.278 | 1.2668 | 1.2558 | 1.2448 | 1.234 | 1.2232 | 1.2125 | 1.202 | 1.1915 | 1.1811 | 1.1708 | 1.1606 | 1.1505 | 1.1404 | 1.1305 | 1.1206 | 1.1108 | 1.1012 | 1.0915 | 1.082 | 1.0726 | 1.0632 | 1.054 | 1.0448 | 1.0357 | 1.0266 | 1.0177 | 1.0088 | 1 | 0 | 0 | 0 | 0 | 0 | 0 | 0 | 0 | 0 | 0 | 0 | 0 | 0 | 0 | 0 | 0 | 0 | 0 | 0
[7 empty] | NGCC_CCS_Capital | 3 | 31 | 1.312 | 1.3006 | 1.2892 | 1.278 | 1.2668 | 1.2558 | 1.2448 | 1.234 | 1.2232 | 1.2125 | 1.202 | 1.1915 | 1.1811 | 1.1708 | 1.1606 | 1.1505 | 1.1404 | 1.1305 | 1.1206 | 1.1108 | 1.1012 | 1.0915 | 1.082 | 1.0726 | 1.0632 | 1.054 | 1.0448 | 1.0357 | 1.0266 | 1.0177 | 1.0088 | 1 | 0 | 0 | 0 | 0 | 0 | 0 | 0 | 0 | 0 | 0 | 0 | 0 | 0 | 0 | 0 | 0 | 0 | 0
[7 empty] | NGCC_CCS_Capital | 3 | 32 | 1.3235 | 1.312 | 1.3006 | 1.2892 | 1.278 | 1.2668 | 1.2558 | 1.2448 | 1.234 | 1.2232 | 1.2125 | 1.202 | 1.1915 | 1.1811 | 1.1708 | 1.1606 | 1.1505 | 1.1404 | 1.1305 | 1.1206 | 1.1108 | 1.1012 | 1.0915 | 1.082 | 1.0726 | 1.0632 | 1.054 | 1.0448 | 1.0357 | 1.0266 | 1.0177 | 1.0088 | 1 | 0 | 0 | 0 | 0 | 0 | 0 | 0 | 0 | 0 | 0 | 0 | 0 | 0 | 0 | 0 | 0 | 0
[7 empty] | NGCC_CCS_Capital | 3 | 33 | 1.3352 | 1.3235 | 1.312 | 1.3006 | 1.2892 | 1.278 | 1.2668 | 1.2558 | 1.2448 | 1.234 | 1.2232 | 1.2125 | 1.202 | 1.1915 | 1.1811 | 1.1708 | 1.1606 | 1.1505 | 1.1404 | 1.1305 | 1.1206 | 1.1108 | 1.1012 | 1.0915 | 1.082 | 1.0726 | 1.0632 | 1.054 | 1.0448 | 1.0357 | 1.0266 | 1.0177 | 1.0088 | 1 | 0 | 0 | 0 | 0 | 0 | 0 | 0 | 0 | 0 | 0 | 0 | 0 | 0 | 0 | 0 | 0
[7 empty] | NGCC_CCS_Capital | 3 | 34 | 1.3469 | 1.3352 | 1.3235 | 1.312 | 1.3006 | 1.2892 | 1.278 | 1.2668 | 1.2558 | 1.2448 | 1.234 | 1.2232 | 1.2125 | 1.202 | 1.1915 | 1.1811 | 1.1708 | 1.1606 | 1.1505 | 1.1404 | 1.1305 | 1.1206 | 1.1108 | 1.1012 | 1.0915 | 1.082 | 1.0726 | 1.0632 | 1.054 | 1.0448 | 1.0357 | 1.0266 | 1.0177 | 1.0088 | 1 | 0 | 0 | 0 | 0 | 0 | 0 | 0 | 0 | 0 | 0 | 0 | 0 | 0 | 0 | 0
[7 empty] | NGCC_CCS_Capital | 3 | 35 | 1.3588 | 1.3469 | 1.3352 | 1.3235 | 1.312 | 1.3006 | 1.2892 | 1.278 | 1.2668 | 1.2558 | 1.2448 | 1.234 | 1.2232 | 1.2125 | 1.202 | 1.1915 | 1.1811 | 1.1708 | 1.1606 | 1.1505 | 1.1404 | 1.1305 | 1.1206 | 1.1108 | 1.1012 | 1.0915 | 1.082 | 1.0726 | 1.0632 | 1.054 | 1.0448 | 1.0357 | 1.0266 | 1.0177 | 1.0088 | 1 | 0 | 0 | 0 | 0 | 0 | 0 | 0 | 0 | 0 | 0 | 0 | 0 | 0 | 0
[7 empty] | NGCC_CCS_Capital | 3 | 36 | 1.3707 | 1.3588 | 1.3469 | 1.3352 | 1.3235 | 1.312 | 1.3006 | 1.2892 | 1.278 | 1.2668 | 1.2558 | 1.2448 | 1.234 | 1.2232 | 1.2125 | 1.202 | 1.1915 | 1.1811 | 1.1708 | 1.1606 | 1.1505 | 1.1404 | 1.1305 | 1.1206 | 1.1108 | 1.1012 | 1.0915 | 1.082 | 1.0726 | 1.0632 | 1.054 | 1.0448 | 1.0357 | 1.0266 | 1.0177 | 1.0088 | 1 | 0 | 0 | 0 | 0 | 0 | 0 | 0 | 0 | 0 | 0 | 0 | 0 | 0
[7 empty] | NGCC_CCS_Capital | 3 | 37 | 1.3828 | 1.3707 | 1.3588 | 1.3469 | 1.3352 | 1.3235 | 1.312 | 1.3006 | 1.2892 | 1.278 | 1.2668 | 1.2558 | 1.2448 | 1.234 | 1.2232 | 1.2125 | 1.202 | 1.1915 | 1.1811 | 1.1708 | 1.1606 | 1.1505 | 1.1404 | 1.1305 | 1.1206 | 1.1108 | 1.1012 | 1.0915 | 1.082 | 1.0726 | 1.0632 | 1.054 | 1.0448 | 1.0357 | 1.0266 | 1.0177 | 1.0088 | 1 | 0 | 0 | 0 | 0 | 0 | 0 | 0 | 0 | 0 | 0 | 0 | 0
[7 empty] | NGCC_CCS_Capital | 3 | 38 | 1.395 | 1.3828 | 1.3707 | 1.3588 | 1.3469 | 1.3352 | 1.3235 | 1.312 | 1.3006 | 1.2892 | 1.278 | 1.2668 | 1.2558 | 1.2448 | 1.234 | 1.2232 | 1.2125 | 1.202 | 1.1915 | 1.1811 | 1.1708 | 1.1606 | 1.1505 | 1.1404 | 1.1305 | 1.1206 | 1.1108 | 1.1012 | 1.0915 | 1.082 | 1.0726 | 1.0632 | 1.054 | 1.0448 | 1.0357 | 1.0266 | 1.0177 | 1.0088 | 1 | 0 | 0 | 0 | 0 | 0 | 0 | 0 | 0 | 0 | 0 | 0
[7 empty] | NGCC_CCS_Capital | 3 | 39 | 1.4072 | 1.395 | 1.3828 | 1.3707 | 1.3588 | 1.3469 | 1.3352 | 1.3235 | 1.312 | 1.3006 | 1.2892 | 1.278 | 1.2668 | 1.2558 | 1.2448 | 1.234 | 1.2232 | 1.2125 | 1.202 | 1.1915 | 1.1811 | 1.1708 | 1.1606 | 1.1505 | 1.1404 | 1.1305 | 1.1206 | 1.1108 | 1.1012 | 1.0915 | 1.082 | 1.0726 | 1.0632 | 1.054 | 1.0448 | 1.0357 | 1.0266 | 1.0177 | 1.0088 | 1 | 0 | 0 | 0 | 0 | 0 | 0 | 0 | 0 | 0 | 0
[7 empty] | NGCC_CCS_Capital | 3 | 40 | 1.4196 | 1.4072 | 1.395 | 1.3828 | 1.3707 | 1.3588 | 1.3469 | 1.3352 | 1.3235 | 1.312 | 1.3006 | 1.2892 | 1.278 | 1.2668 | 1.2558 | 1.2448 | 1.234 | 1.2232 | 1.2125 | 1.202 | 1.1915 | 1.1811 | 1.1708 | 1.1606 | 1.1505 | 1.1404 | 1.1305 | 1.1206 | 1.1108 | 1.1012 | 1.0915 | 1.082 | 1.0726 | 1.0632 | 1.054 | 1.0448 | 1.0357 | 1.0266 | 1.0177 | 1.0088 | 1 | 0 | 0 | 0 | 0 | 0 | 0 | 0 | 0 | 0
[7 empty] | NGCC_CCS_Capital | 3 | 41 | 1.4321 | 1.4196 | 1.4072 | 1.395 | 1.3828 | 1.3707 | 1.3588 | 1.3469 | 1.3352 | 1.3235 | 1.312 | 1.3006 | 1.2892 | 1.278 | 1.2668 | 1.2558 | 1.2448 | 1.234 | 1.2232 | 1.2125 | 1.202 | 1.1915 | 1.1811 | 1.1708 | 1.1606 | 1.1505 | 1.1404 | 1.1305 | 1.1206 | 1.1108 | 1.1012 | 1.0915 | 1.082 | 1.0726 | 1.0632 | 1.054 | 1.0448 | 1.0357 | 1.0266 | 1.0177 | 1.0088 | 1 | 0 | 0 | 0 | 0 | 0 | 0 | 0 | 0
[7 empty] | NGCC_CCS_Capital | 3 | 42 | 1.4447 | 1.4321 | 1.4196 | 1.4072 | 1.395 | 1.3828 | 1.3707 | 1.3588 | 1.3469 | 1.3352 | 1.3235 | 1.312 | 1.3006 | 1.2892 | 1.278 | 1.2668 | 1.2558 | 1.2448 | 1.234 | 1.2232 | 1.2125 | 1.202 | 1.1915 | 1.1811 | 1.1708 | 1.1606 | 1.1505 | 1.1404 | 1.1305 | 1.1206 | 1.1108 | 1.1012 | 1.0915 | 1.082 | 1.0726 | 1.0632 | 1.054 | 1.0448 | 1.0357 | 1.0266 | 1.0177 | 1.0088 | 1 | 0 | 0 | 0 | 0 | 0 | 0 | 0
[7 empty] | NGCC_CCS_Capital | 3 | 43 | 1.4574 | 1.4447 | 1.4321 | 1.4196 | 1.4072 | 1.395 | 1.3828 | 1.3707 | 1.3588 | 1.3469 | 1.3352 | 1.3235 | 1.312 | 1.3006 | 1.2892 | 1.278 | 1.2668 | 1.2558 | 1.2448 | 1.234 | 1.2232 | 1.2125 | 1.202 | 1.1915 | 1.1811 | 1.1708 | 1.1606 | 1.1505 | 1.1404 | 1.1305 | 1.1206 | 1.1108 | 1.1012 | 1.0915 | 1.082 | 1.0726 | 1.0632 | 1.054 | 1.0448 | 1.0357 | 1.0266 | 1.0177 | 1.0088 | 1 | 0 | 0 | 0 | 0 | 0 | 0
[7 empty] | NGCC_CCS_Capital | 3 | 44 | 1.4702 | 1.4574 | 1.4447 | 1.4321 | 1.4196 | 1.4072 | 1.395 | 1.3828 | 1.3707 | 1.3588 | 1.3469 | 1.3352 | 1.3235 | 1.312 | 1.3006 | 1.2892 | 1.278 | 1.2668 | 1.2558 | 1.2448 | 1.234 | 1.2232 | 1.2125 | 1.202 | 1.1915 | 1.1811 | 1.1708 | 1.1606 | 1.1505 | 1.1404 | 1.1305 | 1.1206 | 1.1108 | 1.1012 | 1.0915 | 1.082 | 1.0726 | 1.0632 | 1.054 | 1.0448 | 1.0357 | 1.0266 | 1.0177 | 1.0088 | 1 | 0 | 0 | 0 | 0 | 0
[7 empty] | NGCC_CCS_Capital | 3 | 45 | 1.4832 | 1.4702 | 1.4574 | 1.4447 | 1.4321 | 1.4196 | 1.4072 | 1.395 | 1.3828 | 1.3707 | 1.3588 | 1.3469 | 1.3352 | 1.3235 | 1.312 | 1.3006 | 1.2892 | 1.278 | 1.2668 | 1.2558 | 1.2448 | 1.234 | 1.2232 | 1.2125 | 1.202 | 1.1915 | 1.1811 | 1.1708 | 1.1606 | 1.1505 | 1.1404 | 1.1305 | 1.1206 | 1.1108 | 1.1012 | 1.0915 | 1.082 | 1.0726 | 1.0632 | 1.054 | 1.0448 | 1.0357 | 1.0266 | 1.0177 | 1.0088 | 1 | 0 | 0 | 0 | 0
[7 empty] | NGCC_CCS_Capital | 3 | 46 | 1.4962 | 1.4832 | 1.4702 | 1.4574 | 1.4447 | 1.4321 | 1.4196 | 1.4072 | 1.395 | 1.3828 | 1.3707 | 1.3588 | 1.3469 | 1.3352 | 1.3235 | 1.312 | 1.3006 | 1.2892 | 1.278 | 1.2668 | 1.2558 | 1.2448 | 1.234 | 1.2232 | 1.2125 | 1.202 | 1.1915 | 1.1811 | 1.1708 | 1.1606 | 1.1505 | 1.1404 | 1.1305 | 1.1206 | 1.1108 | 1.1012 | 1.0915 | 1.082 | 1.0726 | 1.0632 | 1.054 | 1.0448 | 1.0357 | 1.0266 | 1.0177 | 1.0088 | 1 | 0 | 0 | 0
[7 empty] | NGCC_CCS_Capital | 3 | 47 | 1.5094 | 1.4962 | 1.4832 | 1.4702 | 1.4574 | 1.4447 | 1.4321 | 1.4196 | 1.4072 | 1.395 | 1.3828 | 1.3707 | 1.3588 | 1.3469 | 1.3352 | 1.3235 | 1.312 | 1.3006 | 1.2892 | 1.278 | 1.2668 | 1.2558 | 1.2448 | 1.234 | 1.2232 | 1.2125 | 1.202 | 1.1915 | 1.1811 | 1.1708 | 1.1606 | 1.1505 | 1.1404 | 1.1305 | 1.1206 | 1.1108 | 1.1012 | 1.0915 | 1.082 | 1.0726 | 1.0632 | 1.054 | 1.0448 | 1.0357 | 1.0266 | 1.0177 | 1.0088 | 1 | 0 | 0
[7 empty] | NGCC_CCS_Capital | 3 | 48 | 1.5227 | 1.5094 | 1.4962 | 1.4832 | 1.4702 | 1.4574 | 1.4447 | 1.4321 | 1.4196 | 1.4072 | 1.395 | 1.3828 | 1.3707 | 1.3588 | 1.3469 | 1.3352 | 1.3235 | 1.312 | 1.3006 | 1.2892 | 1.278 | 1.2668 | 1.2558 | 1.2448 | 1.234 | 1.2232 | 1.2125 | 1.202 | 1.1915 | 1.1811 | 1.1708 | 1.1606 | 1.1505 | 1.1404 | 1.1305 | 1.1206 | 1.1108 | 1.1012 | 1.0915 | 1.082 | 1.0726 | 1.0632 | 1.054 | 1.0448 | 1.0357 | 1.0266 | 1.0177 | 1.0088 | 1 | 0
[7 empty] | NGCC_CCS_Capital | 3 | 49 | 1.5361 | 1.5227 | 1.5094 | 1.4962 | 1.4832 | 1.4702 | 1.4574 | 1.4447 | 1.4321 | 1.4196 | 1.4072 | 1.395 | 1.3828 | 1.3707 | 1.3588 | 1.3469 | 1.3352 | 1.3235 | 1.312 | 1.3006 | 1.2892 | 1.278 | 1.2668 | 1.2558 | 1.2448 | 1.234 | 1.2232 | 1.2125 | 1.202 | 1.1915 | 1.1811 | 1.1708 | 1.1606 | 1.1505 | 1.1404 | 1.1305 | 1.1206 | 1.1108 | 1.1012 | 1.0915 | 1.082 | 1.0726 | 1.0632 | 1.054 | 1.0448 | 1.0357 | 1.0266 | 1.0177 | 1.0088 | 1
[7 empty] | Nuclear_Capital | 4 | 0 | 1 | 0 | 0 | 0 | 0 | 0 | 0 | 0 | 0 | 0 | 0 | 0 | 0 | 0 | 0 | 0 | 0 | 0 | 0 | 0 | 0 | 0 | 0 | 0 | 0 | 0 | 0 | 0 | 0 | 0 | 0 | 0 | 0 | 0 | 0 | 0 | 0 | 0 | 0 | 0 | 0 | 0 | 0 | 0 | 0 | 0 | 0 | 0 | 0 | 0
[7 empty] | Nuclear_Capital | 4 | 1 | 1.0014 | 1 | 0 | 0 | 0 | 0 | 0 | 0 | 0 | 0 | 0 | 0 | 0 | 0 | 0 | 0 | 0 | 0 | 0 | 0 | 0 | 0 | 0 | 0 | 0 | 0 | 0 | 0 | 0 | 0 | 0 | 0 | 0 | 0 | 0 | 0 | 0 | 0 | 0 | 0 | 0 | 0 | 0 | 0 | 0 | 0 | 0 | 0 | 0 | 0
[7 empty] | Nuclear_Capital | 4 | 2 | 1.0028 | 1.0014 | 1 | 0 | 0 | 0 | 0 | 0 | 0 | 0 | 0 | 0 | 0 | 0 | 0 | 0 | 0 | 0 | 0 | 0 | 0 | 0 | 0 | 0 | 0 | 0 | 0 | 0 | 0 | 0 | 0 | 0 | 0 | 0 | 0 | 0 | 0 | 0 | 0 | 0 | 0 | 0 | 0 | 0 | 0 | 0 | 0 | 0 | 0 | 0
[7 empty] | Nuclear_Capital | 4 | 3 | 1.0042 | 1.0028 | 1.0014 | 1 | 0 | 0 | 0 | 0 | 0 | 0 | 0 | 0 | 0 | 0 | 0 | 0 | 0 | 0 | 0 | 0 | 0 | 0 | 0 | 0 | 0 | 0 | 0 | 0 | 0 | 0 | 0 | 0 | 0 | 0 | 0 | 0 | 0 | 0 | 0 | 0 | 0 | 0 | 0 | 0 | 0 | 0 | 0 | 0 | 0 | 0
[7 empty] | Nuclear_Capital | 4 | 4 | 1.0056 | 1.0042 | 1.0028 | 1.0014 | 1 | 0 | 0 | 0 | 0 | 0 | 0 | 0 | 0 | 0 | 0 | 0 | 0 | 0 | 0 | 0 | 0 | 0 | 0 | 0 | 0 | 0 | 0 | 0 | 0 | 0 | 0 | 0 | 0 | 0 | 0 | 0 | 0 | 0 | 0 | 0 | 0 | 0 | 0 | 0 | 0 | 0 | 0 | 0 | 0 | 0
[7 empty] | Nuclear_Capital | 4 | 5 | 1.007 | 1.0056 | 1.0042 | 1.0028 | 1.0014 | 1 | 0 | 0 | 0 | 0 | 0 | 0 | 0 | 0 | 0 | 0 | 0 | 0 | 0 | 0 | 0 | 0 | 0 | 0 | 0 | 0 | 0 | 0 | 0 | 0 | 0 | 0 | 0 | 0 | 0 | 0 | 0 | 0 | 0 | 0 | 0 | 0 | 0 | 0 | 0 | 0 | 0 | 0 | 0 | 0
[7 empty] | Nuclear_Capital | 4 | 6 | 1.0084 | 1.007 | 1.0056 | 1.0042 | 1.0028 | 1.0014 | 1 | 0 | 0 | 0 | 0 | 0 | 0 | 0 | 0 | 0 | 0 | 0 | 0 | 0 | 0 | 0 | 0 | 0 | 0 | 0 | 0 | 0 | 0 | 0 | 0 | 0 | 0 | 0 | 0 | 0 | 0 | 0 | 0 | 0 | 0 | 0 | 0 | 0 | 0 | 0 | 0 | 0 | 0 | 0
[7 empty] | Nuclear_Capital | 4 | 7 | 1.0098 | 1.0084 | 1.007 | 1.0056 | 1.0042 | 1.0028 | 1.0014 | 1 | 0 | 0 | 0 | 0 | 0 | 0 | 0 | 0 | 0 | 0 | 0 | 0 | 0 | 0 | 0 | 0 | 0 | 0 | 0 | 0 | 0 | 0 | 0 | 0 | 0 | 0 | 0 | 0 | 0 | 0 | 0 | 0 | 0 | 0 | 0 | 0 | 0 | 0 | 0 | 0 | 0 | 0
[7 empty] | Nuclear_Capital | 4 | 8 | 1.0112 | 1.0098 | 1.0084 | 1.007 | 1.0056 | 1.0042 | 1.0028 | 1.0014 | 1 | 0 | 0 | 0 | 0 | 0 | 0 | 0 | 0 | 0 | 0 | 0 | 0 | 0 | 0 | 0 | 0 | 0 | 0 | 0 | 0 | 0 | 0 | 0 | 0 | 0 | 0 | 0 | 0 | 0 | 0 | 0 | 0 | 0 | 0 | 0 | 0 | 0 | 0 | 0 | 0 | 0
[7 empty] | Nuclear_Capital | 4 | 9 | 1.0127 | 1.0112 | 1.0098 | 1.0084 | 1.007 | 1.0056 | 1.0042 | 1.0028 | 1.0014 | 1 | 0 | 0 | 0 | 0 | 0 | 0 | 0 | 0 | 0 | 0 | 0 | 0 | 0 | 0 | 0 | 0 | 0 | 0 | 0 | 0 | 0 | 0 | 0 | 0 | 0 | 0 | 0 | 0 | 0 | 0 | 0 | 0 | 0 | 0 | 0 | 0 | 0 | 0 | 0 | 0
[7 empty] | Nuclear_Capital | 4 | 10 | 1.0141 | 1.0127 | 1.0112 | 1.0098 | 1.0084 | 1.007 | 1.0056 | 1.0042 | 1.0028 | 1.0014 | 1 | 0 | 0 | 0 | 0 | 0 | 0 | 0 | 0 | 0 | 0 | 0 | 0 | 0 | 0 | 0 | 0 | 0 | 0 | 0 | 0 | 0 | 0 | 0 | 0 | 0 | 0 | 0 | 0 | 0 | 0 | 0 | 0 | 0 | 0 | 0 | 0 | 0 | 0 | 0
[7 empty] | Nuclear_Capital | 4 | 11 | 1.0155 | 1.0141 | 1.0127 | 1.0112 | 1.0098 | 1.0084 | 1.007 | 1.0056 | 1.0042 | 1.0028 | 1.0014 | 1 | 0 | 0 | 0 | 0 | 0 | 0 | 0 | 0 | 0 | 0 | 0 | 0 | 0 | 0 | 0 | 0 | 0 | 0 | 0 | 0 | 0 | 0 | 0 | 0 | 0 | 0 | 0 | 0 | 0 | 0 | 0 | 0 | 0 | 0 | 0 | 0 | 0 | 0
[7 empty] | Nuclear_Capital | 4 | 12 | 1.0169 | 1.0155 | 1.0141 | 1.0127 | 1.0112 | 1.0098 | 1.0084 | 1.007 | 1.0056 | 1.0042 | 1.0028 | 1.0014 | 1 | 0 | 0 | 0 | 0 | 0 | 0 | 0 | 0 | 0 | 0 | 0 | 0 | 0 | 0 | 0 | 0 | 0 | 0 | 0 | 0 | 0 | 0 | 0 | 0 | 0 | 0 | 0 | 0 | 0 | 0 | 0 | 0 | 0 | 0 | 0 | 0 | 0
[7 empty] | Nuclear_Capital | 4 | 13 | 1.0183 | 1.0169 | 1.0155 | 1.0141 | 1.0127 | 1.0112 | 1.0098 | 1.0084 | 1.007 | 1.0056 | 1.0042 | 1.0028 | 1.0014 | 1 | 0 | 0 | 0 | 0 | 0 | 0 | 0 | 0 | 0 | 0 | 0 | 0 | 0 | 0 | 0 | 0 | 0 | 0 | 0 | 0 | 0 | 0 | 0 | 0 | 0 | 0 | 0 | 0 | 0 | 0 | 0 | 0 | 0 | 0 | 0 | 0
[7 empty] | Nuclear_Capital | 4 | 14 | 1.0197 | 1.0183 | 1.0169 | 1.0155 | 1.0141 | 1.0127 | 1.0112 | 1.0098 | 1.0084 | 1.007 | 1.0056 | 1.0042 | 1.0028 | 1.0014 | 1 | 0 | 0 | 0 | 0 | 0 | 0 | 0 | 0 | 0 | 0 | 0 | 0 | 0 | 0 | 0 | 0 | 0 | 0 | 0 | 0 | 0 | 0 | 0 | 0 | 0 | 0 | 0 | 0 | 0 | 0 | 0 | 0 | 0 | 0 | 0
[7 empty] | Nuclear_Capital | 4 | 15 | 1.0212 | 1.0197 | 1.0183 | 1.0169 | 1.0155 | 1.0141 | 1.0127 | 1.0112 | 1.0098 | 1.0084 | 1.007 | 1.0056 | 1.0042 | 1.0028 | 1.0014 | 1 | 0 | 0 | 0 | 0 | 0 | 0 | 0 | 0 | 0 | 0 | 0 | 0 | 0 | 0 | 0 | 0 | 0 | 0 | 0 | 0 | 0 | 0 | 0 | 0 | 0 | 0 | 0 | 0 | 0 | 0 | 0 | 0 | 0 | 0
[7 empty] | Nuclear_Capital | 4 | 16 | 1.0226 | 1.0212 | 1.0197 | 1.0183 | 1.0169 | 1.0155 | 1.0141 | 1.0127 | 1.0112 | 1.0098 | 1.0084 | 1.007 | 1.0056 | 1.0042 | 1.0028 | 1.0014 | 1 | 0 | 0 | 0 | 0 | 0 | 0 | 0 | 0 | 0 | 0 | 0 | 0 | 0 | 0 | 0 | 0 | 0 | 0 | 0 | 0 | 0 | 0 | 0 | 0 | 0 | 0 | 0 | 0 | 0 | 0 | 0 | 0 | 0
[7 empty] | Nuclear_Capital | 4 | 17 | 1.024 | 1.0226 | 1.0212 | 1.0197 | 1.0183 | 1.0169 | 1.0155 | 1.0141 | 1.0127 | 1.0112 | 1.0098 | 1.0084 | 1.007 | 1.0056 | 1.0042 | 1.0028 | 1.0014 | 1 | 0 | 0 | 0 | 0 | 0 | 0 | 0 | 0 | 0 | 0 | 0 | 0 | 0 | 0 | 0 | 0 | 0 | 0 | 0 | 0 | 0 | 0 | 0 | 0 | 0 | 0 | 0 | 0 | 0 | 0 | 0 | 0
[7 empty] | Nuclear_Capital | 4 | 18 | 1.0255 | 1.024 | 1.0226 | 1.0212 | 1.0197 | 1.0183 | 1.0169 | 1.0155 | 1.0141 | 1.0127 | 1.0112 | 1.0098 | 1.0084 | 1.007 | 1.0056 | 1.0042 | 1.0028 | 1.0014 | 1 | 0 | 0 | 0 | 0 | 0 | 0 | 0 | 0 | 0 | 0 | 0 | 0 | 0 | 0 | 0 | 0 | 0 | 0 | 0 | 0 | 0 | 0 | 0 | 0 | 0 | 0 | 0 | 0 | 0 | 0 | 0
[7 empty] | Nuclear_Capital | 4 | 19 | 1.0269 | 1.0255 | 1.024 | 1.0226 | 1.0212 | 1.0197 | 1.0183 | 1.0169 | 1.0155 | 1.0141 | 1.0127 | 1.0112 | 1.0098 | 1.0084 | 1.007 | 1.0056 | 1.0042 | 1.0028 | 1.0014 | 1 | 0 | 0 | 0 | 0 | 0 | 0 | 0 | 0 | 0 | 0 | 0 | 0 | 0 | 0 | 0 | 0 | 0 | 0 | 0 | 0 | 0 | 0 | 0 | 0 | 0 | 0 | 0 | 0 | 0 | 0
[7 empty] | Nuclear_Capital | 4 | 20 | 1.0283 | 1.0269 | 1.0255 | 1.024 | 1.0226 | 1.0212 | 1.0197 | 1.0183 | 1.0169 | 1.0155 | 1.0141 | 1.0127 | 1.0112 | 1.0098 | 1.0084 | 1.007 | 1.0056 | 1.0042 | 1.0028 | 1.0014 | 1 | 0 | 0 | 0 | 0 | 0 | 0 | 0 | 0 | 0 | 0 | 0 | 0 | 0 | 0 | 0 | 0 | 0 | 0 | 0 | 0 | 0 | 0 | 0 | 0 | 0 | 0 | 0 | 0 | 0
[7 empty] | Nuclear_Capital | 4 | 21 | 1.0298 | 1.0283 | 1.0269 | 1.0255 | 1.024 | 1.0226 | 1.0212 | 1.0197 | 1.0183 | 1.0169 | 1.0155 | 1.0141 | 1.0127 | 1.0112 | 1.0098 | 1.0084 | 1.007 | 1.0056 | 1.0042 | 1.0028 | 1.0014 | 1 | 0 | 0 | 0 | 0 | 0 | 0 | 0 | 0 | 0 | 0 | 0 | 0 | 0 | 0 | 0 | 0 | 0 | 0 | 0 | 0 | 0 | 0 | 0 | 0 | 0 | 0 | 0 | 0
[7 empty] | Nuclear_Capital | 4 | 22 | 1.0312 | 1.0298 | 1.0283 | 1.0269 | 1.0255 | 1.024 | 1.0226 | 1.0212 | 1.0197 | 1.0183 | 1.0169 | 1.0155 | 1.0141 | 1.0127 | 1.0112 | 1.0098 | 1.0084 | 1.007 | 1.0056 | 1.0042 | 1.0028 | 1.0014 | 1 | 0 | 0 | 0 | 0 | 0 | 0 | 0 | 0 | 0 | 0 | 0 | 0 | 0 | 0 | 0 | 0 | 0 | 0 | 0 | 0 | 0 | 0 | 0 | 0 | 0 | 0 | 0
[7 empty] | Nuclear_Capital | 4 | 23 | 1.0326 | 1.0312 | 1.0298 | 1.0283 | 1.0269 | 1.0255 | 1.024 | 1.0226 | 1.0212 | 1.0197 | 1.0183 | 1.0169 | 1.0155 | 1.0141 | 1.0127 | 1.0112 | 1.0098 | 1.0084 | 1.007 | 1.0056 | 1.0042 | 1.0028 | 1.0014 | 1 | 0 | 0 | 0 | 0 | 0 | 0 | 0 | 0 | 0 | 0 | 0 | 0 | 0 | 0 | 0 | 0 | 0 | 0 | 0 | 0 | 0 | 0 | 0 | 0 | 0 | 0
[7 empty] | Nuclear_Capital | 4 | 24 | 1.0341 | 1.0326 | 1.0312 | 1.0298 | 1.0283 | 1.0269 | 1.0255 | 1.024 | 1.0226 | 1.0212 | 1.0197 | 1.0183 | 1.0169 | 1.0155 | 1.0141 | 1.0127 | 1.0112 | 1.0098 | 1.0084 | 1.007 | 1.0056 | 1.0042 | 1.0028 | 1.0014 | 1 | 0 | 0 | 0 | 0 | 0 | 0 | 0 | 0 | 0 | 0 | 0 | 0 | 0 | 0 | 0 | 0 | 0 | 0 | 0 | 0 | 0 | 0 | 0 | 0 | 0
[7 empty] | Nuclear_Capital | 4 | 25 | 1.0355 | 1.0341 | 1.0326 | 1.0312 | 1.0298 | 1.0283 | 1.0269 | 1.0255 | 1.024 | 1.0226 | 1.0212 | 1.0197 | 1.0183 | 1.0169 | 1.0155 | 1.0141 | 1.0127 | 1.0112 | 1.0098 | 1.0084 | 1.007 | 1.0056 | 1.0042 | 1.0028 | 1.0014 | 1 | 0 | 0 | 0 | 0 | 0 | 0 | 0 | 0 | 0 | 0 | 0 | 0 | 0 | 0 | 0 | 0 | 0 | 0 | 0 | 0 | 0 | 0 | 0 | 0
[7 empty] | Nuclear_Capital | 4 | 26 | 1.037 | 1.0355 | 1.0341 | 1.0326 | 1.0312 | 1.0298 | 1.0283 | 1.0269 | 1.0255 | 1.024 | 1.0226 | 1.0212 | 1.0197 | 1.0183 | 1.0169 | 1.0155 | 1.0141 | 1.0127 | 1.0112 | 1.0098 | 1.0084 | 1.007 | 1.0056 | 1.0042 | 1.0028 | 1.0014 | 1 | 0 | 0 | 0 | 0 | 0 | 0 | 0 | 0 | 0 | 0 | 0 | 0 | 0 | 0 | 0 | 0 | 0 | 0 | 0 | 0 | 0 | 0 | 0
[7 empty] | Nuclear_Capital | 4 | 27 | 1.0384 | 1.037 | 1.0355 | 1.0341 | 1.0326 | 1.0312 | 1.0298 | 1.0283 | 1.0269 | 1.0255 | 1.024 | 1.0226 | 1.0212 | 1.0197 | 1.0183 | 1.0169 | 1.0155 | 1.0141 | 1.0127 | 1.0112 | 1.0098 | 1.0084 | 1.007 | 1.0056 | 1.0042 | 1.0028 | 1.0014 | 1 | 0 | 0 | 0 | 0 | 0 | 0 | 0 | 0 | 0 | 0 | 0 | 0 | 0 | 0 | 0 | 0 | 0 | 0 | 0 | 0 | 0 | 0
[7 empty] | Nuclear_Capital | 4 | 28 | 1.0399 | 1.0384 | 1.037 | 1.0355 | 1.0341 | 1.0326 | 1.0312 | 1.0298 | 1.0283 | 1.0269 | 1.0255 | 1.024 | 1.0226 | 1.0212 | 1.0197 | 1.0183 | 1.0169 | 1.0155 | 1.0141 | 1.0127 | 1.0112 | 1.0098 | 1.0084 | 1.007 | 1.0056 | 1.0042 | 1.0028 | 1.0014 | 1 | 0 | 0 | 0 | 0 | 0 | 0 | 0 | 0 | 0 | 0 | 0 | 0 | 0 | 0 | 0 | 0 | 0 | 0 | 0 | 0 | 0
[7 empty] | Nuclear_Capital | 4 | 29 | 1.0413 | 1.0399 | 1.0384 | 1.037 | 1.0355 | 1.0341 | 1.0326 | 1.0312 | 1.0298 | 1.0283 | 1.0269 | 1.0255 | 1.024 | 1.0226 | 1.0212 | 1.0197 | 1.0183 | 1.0169 | 1.0155 | 1.0141 | 1.0127 | 1.0112 | 1.0098 | 1.0084 | 1.007 | 1.0056 | 1.0042 | 1.0028 | 1.0014 | 1 | 0 | 0 | 0 | 0 | 0 | 0 | 0 | 0 | 0 | 0 | 0 | 0 | 0 | 0 | 0 | 0 | 0 | 0 | 0 | 0
[7 empty] | Nuclear_Capital | 4 | 30 | 1.0428 | 1.0413 | 1.0399 | 1.0384 | 1.037 | 1.0355 | 1.0341 | 1.0326 | 1.0312 | 1.0298 | 1.0283 | 1.0269 | 1.0255 | 1.024 | 1.0226 | 1.0212 | 1.0197 | 1.0183 | 1.0169 | 1.0155 | 1.0141 | 1.0127 | 1.0112 | 1.0098 | 1.0084 | 1.007 | 1.0056 | 1.0042 | 1.0028 | 1.0014 | 1 | 0 | 0 | 0 | 0 | 0 | 0 | 0 | 0 | 0 | 0 | 0 | 0 | 0 | 0 | 0 | 0 | 0 | 0 | 0
[7 empty] | Nuclear_Capital | 4 | 31 | 1.0443 | 1.0428 | 1.0413 | 1.0399 | 1.0384 | 1.037 | 1.0355 | 1.0341 | 1.0326 | 1.0312 | 1.0298 | 1.0283 | 1.0269 | 1.0255 | 1.024 | 1.0226 | 1.0212 | 1.0197 | 1.0183 | 1.0169 | 1.0155 | 1.0141 | 1.0127 | 1.0112 | 1.0098 | 1.0084 | 1.007 | 1.0056 | 1.0042 | 1.0028 | 1.0014 | 1 | 0 | 0 | 0 | 0 | 0 | 0 | 0 | 0 | 0 | 0 | 0 | 0 | 0 | 0 | 0 | 0 | 0 | 0
[7 empty] | Nuclear_Capital | 4 | 32 | 1.0457 | 1.0443 | 1.0428 | 1.0413 | 1.0399 | 1.0384 | 1.037 | 1.0355 | 1.0341 | 1.0326 | 1.0312 | 1.0298 | 1.0283 | 1.0269 | 1.0255 | 1.024 | 1.0226 | 1.0212 | 1.0197 | 1.0183 | 1.0169 | 1.0155 | 1.0141 | 1.0127 | 1.0112 | 1.0098 | 1.0084 | 1.007 | 1.0056 | 1.0042 | 1.0028 | 1.0014 | 1 | 0 | 0 | 0 | 0 | 0 | 0 | 0 | 0 | 0 | 0 | 0 | 0 | 0 | 0 | 0 | 0 | 0
[7 empty] | Nuclear_Capital | 4 | 33 | 1.0472 | 1.0457 | 1.0443 | 1.0428 | 1.0413 | 1.0399 | 1.0384 | 1.037 | 1.0355 | 1.0341 | 1.0326 | 1.0312 | 1.0298 | 1.0283 | 1.0269 | 1.0255 | 1.024 | 1.0226 | 1.0212 | 1.0197 | 1.0183 | 1.0169 | 1.0155 | 1.0141 | 1.0127 | 1.0112 | 1.0098 | 1.0084 | 1.007 | 1.0056 | 1.0042 | 1.0028 | 1.0014 | 1 | 0 | 0 | 0 | 0 | 0 | 0 | 0 | 0 | 0 | 0 | 0 | 0 | 0 | 0 | 0 | 0
[7 empty] | Nuclear_Capital | 4 | 34 | 1.0486 | 1.0472 | 1.0457 | 1.0443 | 1.0428 | 1.0413 | 1.0399 | 1.0384 | 1.037 | 1.0355 | 1.0341 | 1.0326 | 1.0312 | 1.0298 | 1.0283 | 1.0269 | 1.0255 | 1.024 | 1.0226 | 1.0212 | 1.0197 | 1.0183 | 1.0169 | 1.0155 | 1.0141 | 1.0127 | 1.0112 | 1.0098 | 1.0084 | 1.007 | 1.0056 | 1.0042 | 1.0028 | 1.0014 | 1 | 0 | 0 | 0 | 0 | 0 | 0 | 0 | 0 | 0 | 0 | 0 | 0 | 0 | 0 | 0
[7 empty] | Nuclear_Capital | 4 | 35 | 1.0501 | 1.0486 | 1.0472 | 1.0457 | 1.0443 | 1.0428 | 1.0413 | 1.0399 | 1.0384 | 1.037 | 1.0355 | 1.0341 | 1.0326 | 1.0312 | 1.0298 | 1.0283 | 1.0269 | 1.0255 | 1.024 | 1.0226 | 1.0212 | 1.0197 | 1.0183 | 1.0169 | 1.0155 | 1.0141 | 1.0127 | 1.0112 | 1.0098 | 1.0084 | 1.007 | 1.0056 | 1.0042 | 1.0028 | 1.0014 | 1 | 0 | 0 | 0 | 0 | 0 | 0 | 0 | 0 | 0 | 0 | 0 | 0 | 0 | 0
[7 empty] | Nuclear_Capital | 4 | 36 | 1.0516 | 1.0501 | 1.0486 | 1.0472 | 1.0457 | 1.0443 | 1.0428 | 1.0413 | 1.0399 | 1.0384 | 1.037 | 1.0355 | 1.0341 | 1.0326 | 1.0312 | 1.0298 | 1.0283 | 1.0269 | 1.0255 | 1.024 | 1.0226 | 1.0212 | 1.0197 | 1.0183 | 1.0169 | 1.0155 | 1.0141 | 1.0127 | 1.0112 | 1.0098 | 1.0084 | 1.007 | 1.0056 | 1.0042 | 1.0028 | 1.0014 | 1 | 0 | 0 | 0 | 0 | 0 | 0 | 0 | 0 | 0 | 0 | 0 | 0 | 0
[7 empty] | Nuclear_Capital | 4 | 37 | 1.053 | 1.0516 | 1.0501 | 1.0486 | 1.0472 | 1.0457 | 1.0443 | 1.0428 | 1.0413 | 1.0399 | 1.0384 | 1.037 | 1.0355 | 1.0341 | 1.0326 | 1.0312 | 1.0298 | 1.0283 | 1.0269 | 1.0255 | 1.024 | 1.0226 | 1.0212 | 1.0197 | 1.0183 | 1.0169 | 1.0155 | 1.0141 | 1.0127 | 1.0112 | 1.0098 | 1.0084 | 1.007 | 1.0056 | 1.0042 | 1.0028 | 1.0014 | 1 | 0 | 0 | 0 | 0 | 0 | 0 | 0 | 0 | 0 | 0 | 0 | 0
[7 empty] | Nuclear_Capital | 4 | 38 | 1.0545 | 1.053 | 1.0516 | 1.0501 | 1.0486 | 1.0472 | 1.0457 | 1.0443 | 1.0428 | 1.0413 | 1.0399 | 1.0384 | 1.037 | 1.0355 | 1.0341 | 1.0326 | 1.0312 | 1.0298 | 1.0283 | 1.0269 | 1.0255 | 1.024 | 1.0226 | 1.0212 | 1.0197 | 1.0183 | 1.0169 | 1.0155 | 1.0141 | 1.0127 | 1.0112 | 1.0098 | 1.0084 | 1.007 | 1.0056 | 1.0042 | 1.0028 | 1.0014 | 1 | 0 | 0 | 0 | 0 | 0 | 0 | 0 | 0 | 0 | 0 | 0
[7 empty] | Nuclear_Capital | 4 | 39 | 1.056 | 1.0545 | 1.053 | 1.0516 | 1.0501 | 1.0486 | 1.0472 | 1.0457 | 1.0443 | 1.0428 | 1.0413 | 1.0399 | 1.0384 | 1.037 | 1.0355 | 1.0341 | 1.0326 | 1.0312 | 1.0298 | 1.0283 | 1.0269 | 1.0255 | 1.024 | 1.0226 | 1.0212 | 1.0197 | 1.0183 | 1.0169 | 1.0155 | 1.0141 | 1.0127 | 1.0112 | 1.0098 | 1.0084 | 1.007 | 1.0056 | 1.0042 | 1.0028 | 1.0014 | 1 | 0 | 0 | 0 | 0 | 0 | 0 | 0 | 0 | 0 | 0
[7 empty] | Nuclear_Capital | 4 | 40 | 1.0575 | 1.056 | 1.0545 | 1.053 | 1.0516 | 1.0501 | 1.0486 | 1.0472 | 1.0457 | 1.0443 | 1.0428 | 1.0413 | 1.0399 | 1.0384 | 1.037 | 1.0355 | 1.0341 | 1.0326 | 1.0312 | 1.0298 | 1.0283 | 1.0269 | 1.0255 | 1.024 | 1.0226 | 1.0212 | 1.0197 | 1.0183 | 1.0169 | 1.0155 | 1.0141 | 1.0127 | 1.0112 | 1.0098 | 1.0084 | 1.007 | 1.0056 | 1.0042 | 1.0028 | 1.0014 | 1 | 0 | 0 | 0 | 0 | 0 | 0 | 0 | 0 | 0
[7 empty] | Nuclear_Capital | 4 | 41 | 1.0589 | 1.0575 | 1.056 | 1.0545 | 1.053 | 1.0516 | 1.0501 | 1.0486 | 1.0472 | 1.0457 | 1.0443 | 1.0428 | 1.0413 | 1.0399 | 1.0384 | 1.037 | 1.0355 | 1.0341 | 1.0326 | 1.0312 | 1.0298 | 1.0283 | 1.0269 | 1.0255 | 1.024 | 1.0226 | 1.0212 | 1.0197 | 1.0183 | 1.0169 | 1.0155 | 1.0141 | 1.0127 | 1.0112 | 1.0098 | 1.0084 | 1.007 | 1.0056 | 1.0042 | 1.0028 | 1.0014 | 1 | 0 | 0 | 0 | 0 | 0 | 0 | 0 | 0
[7 empty] | Nuclear_Capital | 4 | 42 | 1.0604 | 1.0589 | 1.0575 | 1.056 | 1.0545 | 1.053 | 1.0516 | 1.0501 | 1.0486 | 1.0472 | 1.0457 | 1.0443 | 1.0428 | 1.0413 | 1.0399 | 1.0384 | 1.037 | 1.0355 | 1.0341 | 1.0326 | 1.0312 | 1.0298 | 1.0283 | 1.0269 | 1.0255 | 1.024 | 1.0226 | 1.0212 | 1.0197 | 1.0183 | 1.0169 | 1.0155 | 1.0141 | 1.0127 | 1.0112 | 1.0098 | 1.0084 | 1.007 | 1.0056 | 1.0042 | 1.0028 | 1.0014 | 1 | 0 | 0 | 0 | 0 | 0 | 0 | 0
[7 empty] | Nuclear_Capital | 4 | 43 | 1.0619 | 1.0604 | 1.0589 | 1.0575 | 1.056 | 1.0545 | 1.053 | 1.0516 | 1.0501 | 1.0486 | 1.0472 | 1.0457 | 1.0443 | 1.0428 | 1.0413 | 1.0399 | 1.0384 | 1.037 | 1.0355 | 1.0341 | 1.0326 | 1.0312 | 1.0298 | 1.0283 | 1.0269 | 1.0255 | 1.024 | 1.0226 | 1.0212 | 1.0197 | 1.0183 | 1.0169 | 1.0155 | 1.0141 | 1.0127 | 1.0112 | 1.0098 | 1.0084 | 1.007 | 1.0056 | 1.0042 | 1.0028 | 1.0014 | 1 | 0 | 0 | 0 | 0 | 0 | 0
[7 empty] | Nuclear_Capital | 4 | 44 | 1.0634 | 1.0619 | 1.0604 | 1.0589 | 1.0575 | 1.056 | 1.0545 | 1.053 | 1.0516 | 1.0501 | 1.0486 | 1.0472 | 1.0457 | 1.0443 | 1.0428 | 1.0413 | 1.0399 | 1.0384 | 1.037 | 1.0355 | 1.0341 | 1.0326 | 1.0312 | 1.0298 | 1.0283 | 1.0269 | 1.0255 | 1.024 | 1.0226 | 1.0212 | 1.0197 | 1.0183 | 1.0169 | 1.0155 | 1.0141 | 1.0127 | 1.0112 | 1.0098 | 1.0084 | 1.007 | 1.0056 | 1.0042 | 1.0028 | 1.0014 | 1 | 0 | 0 | 0 | 0 | 0
[7 empty] | Nuclear_Capital | 4 | 45 | 1.0649 | 1.0634 | 1.0619 | 1.0604 | 1.0589 | 1.0575 | 1.056 | 1.0545 | 1.053 | 1.0516 | 1.0501 | 1.0486 | 1.0472 | 1.0457 | 1.0443 | 1.0428 | 1.0413 | 1.0399 | 1.0384 | 1.037 | 1.0355 | 1.0341 | 1.0326 | 1.0312 | 1.0298 | 1.0283 | 1.0269 | 1.0255 | 1.024 | 1.0226 | 1.0212 | 1.0197 | 1.0183 | 1.0169 | 1.0155 | 1.0141 | 1.0127 | 1.0112 | 1.0098 | 1.0084 | 1.007 | 1.0056 | 1.0042 | 1.0028 | 1.0014 | 1 | 0 | 0 | 0 | 0
[7 empty] | Nuclear_Capital | 4 | 46 | 1.0664 | 1.0649 | 1.0634 | 1.0619 | 1.0604 | 1.0589 | 1.0575 | 1.056 | 1.0545 | 1.053 | 1.0516 | 1.0501 | 1.0486 | 1.0472 | 1.0457 | 1.0443 | 1.0428 | 1.0413 | 1.0399 | 1.0384 | 1.037 | 1.0355 | 1.0341 | 1.0326 | 1.0312 | 1.0298 | 1.0283 | 1.0269 | 1.0255 | 1.024 | 1.0226 | 1.0212 | 1.0197 | 1.0183 | 1.0169 | 1.0155 | 1.0141 | 1.0127 | 1.0112 | 1.0098 | 1.0084 | 1.007 | 1.0056 | 1.0042 | 1.0028 | 1.0014 | 1 | 0 | 0 | 0
[7 empty] | Nuclear_Capital | 4 | 47 | 1.0679 | 1.0664 | 1.0649 | 1.0634 | 1.0619 | 1.0604 | 1.0589 | 1.0575 | 1.056 | 1.0545 | 1.053 | 1.0516 | 1.0501 | 1.0486 | 1.0472 | 1.0457 | 1.0443 | 1.0428 | 1.0413 | 1.0399 | 1.0384 | 1.037 | 1.0355 | 1.0341 | 1.0326 | 1.0312 | 1.0298 | 1.0283 | 1.0269 | 1.0255 | 1.024 | 1.0226 | 1.0212 | 1.0197 | 1.0183 | 1.0169 | 1.0155 | 1.0141 | 1.0127 | 1.0112 | 1.0098 | 1.0084 | 1.007 | 1.0056 | 1.0042 | 1.0028 | 1.0014 | 1 | 0 | 0
[7 empty] | Nuclear_Capital | 4 | 48 | 1.0693 | 1.0679 | 1.0664 | 1.0649 | 1.0634 | 1.0619 | 1.0604 | 1.0589 | 1.0575 | 1.056 | 1.0545 | 1.053 | 1.0516 | 1.0501 | 1.0486 | 1.0472 | 1.0457 | 1.0443 | 1.0428 | 1.0413 | 1.0399 | 1.0384 | 1.037 | 1.0355 | 1.0341 | 1.0326 | 1.0312 | 1.0298 | 1.0283 | 1.0269 | 1.0255 | 1.024 | 1.0226 | 1.0212 | 1.0197 | 1.0183 | 1.0169 | 1.0155 | 1.0141 | 1.0127 | 1.0112 | 1.0098 | 1.0084 | 1.007 | 1.0056 | 1.0042 | 1.0028 | 1.0014 | 1 | 0
[7 empty] | Nuclear_Capital | 4 | 49 | 1.0708 | 1.0693 | 1.0679 | 1.0664 | 1.0649 | 1.0634 | 1.0619 | 1.0604 | 1.0589 | 1.0575 | 1.056 | 1.0545 | 1.053 | 1.0516 | 1.0501 | 1.0486 | 1.0472 | 1.0457 | 1.0443 | 1.0428 | 1.0413 | 1.0399 | 1.0384 | 1.037 | 1.0355 | 1.0341 | 1.0326 | 1.0312 | 1.0298 | 1.0283 | 1.0269 | 1.0255 | 1.024 | 1.0226 | 1.0212 | 1.0197 | 1.0183 | 1.0169 | 1.0155 | 1.0141 | 1.0127 | 1.0112 | 1.0098 | 1.0084 | 1.007 | 1.0056 | 1.0042 | 1.0028 | 1.0014 | 1
[7 empty] | SMR_Capital | 5 | 0 | 1 | 0 | 0 | 0 | 0 | 0 | 0 | 0 | 0 | 0 | 0 | 0 | 0 | 0 | 0 | 0 | 0 | 0 | 0 | 0 | 0 | 0 | 0 | 0 | 0 | 0 | 0 | 0 | 0 | 0 | 0 | 0 | 0 | 0 | 0 | 0 | 0 | 0 | 0 | 0 | 0 | 0 | 0 | 0 | 0 | 0 | 0 | 0 | 0 | 0
[7 empty] | SMR_Capital | 5 | 1 | 0.98819 | 1 | 0 | 0 | 0 | 0 | 0 | 0 | 0 | 0 | 0 | 0 | 0 | 0 | 0 | 0 | 0 | 0 | 0 | 0 | 0 | 0 | 0 | 0 | 0 | 0 | 0 | 0 | 0 | 0 | 0 | 0 | 0 | 0 | 0 | 0 | 0 | 0 | 0 | 0 | 0 | 0 | 0 | 0 | 0 | 0 | 0 | 0 | 0 | 0
[7 empty] | SMR_Capital | 5 | 2 | 0.97651 | 0.98819 | 1 | 0 | 0 | 0 | 0 | 0 | 0 | 0 | 0 | 0 | 0 | 0 | 0 | 0 | 0 | 0 | 0 | 0 | 0 | 0 | 0 | 0 | 0 | 0 | 0 | 0 | 0 | 0 | 0 | 0 | 0 | 0 | 0 | 0 | 0 | 0 | 0 | 0 | 0 | 0 | 0 | 0 | 0 | 0 | 0 | 0 | 0 | 0
[7 empty] | SMR_Capital | 5 | 3 | 0.96497 | 0.97651 | 0.98819 | 1 | 0 | 0 | 0 | 0 | 0 | 0 | 0 | 0 | 0 | 0 | 0 | 0 | 0 | 0 | 0 | 0 | 0 | 0 | 0 | 0 | 0 | 0 | 0 | 0 | 0 | 0 | 0 | 0 | 0 | 0 | 0 | 0 | 0 | 0 | 0 | 0 | 0 | 0 | 0 | 0 | 0 | 0 | 0 | 0 | 0 | 0
[7 empty] | SMR_Capital | 5 | 4 | 0.95357 | 0.96497 | 0.97651 | 0.98819 | 1 | 0 | 0 | 0 | 0 | 0 | 0 | 0 | 0 | 0 | 0 | 0 | 0 | 0 | 0 | 0 | 0 | 0 | 0 | 0 | 0 | 0 | 0 | 0 | 0 | 0 | 0 | 0 | 0 | 0 | 0 | 0 | 0 | 0 | 0 | 0 | 0 | 0 | 0 | 0 | 0 | 0 | 0 | 0 | 0 | 0
[7 empty] | SMR_Capital | 5 | 5 | 0.94231 | 0.95357 | 0.96497 | 0.97651 | 0.98819 | 1 | 0 | 0 | 0 | 0 | 0 | 0 | 0 | 0 | 0 | 0 | 0 | 0 | 0 | 0 | 0 | 0 | 0 | 0 | 0 | 0 | 0 | 0 | 0 | 0 | 0 | 0 | 0 | 0 | 0 | 0 | 0 | 0 | 0 | 0 | 0 | 0 | 0 | 0 | 0 | 0 | 0 | 0 | 0 | 0
[7 empty] | SMR_Capital | 5 | 6 | 0.93117 | 0.94231 | 0.95357 | 0.96497 | 0.97651 | 0.98819 | 1 | 0 | 0 | 0 | 0 | 0 | 0 | 0 | 0 | 0 | 0 | 0 | 0 | 0 | 0 | 0 | 0 | 0 | 0 | 0 | 0 | 0 | 0 | 0 | 0 | 0 | 0 | 0 | 0 | 0 | 0 | 0 | 0 | 0 | 0 | 0 | 0 | 0 | 0 | 0 | 0 | 0 | 0 | 0
[7 empty] | SMR_Capital | 5 | 7 | 0.92017 | 0.93117 | 0.94231 | 0.95357 | 0.96497 | 0.97651 | 0.98819 | 1 | 0 | 0 | 0 | 0 | 0 | 0 | 0 | 0 | 0 | 0 | 0 | 0 | 0 | 0 | 0 | 0 | 0 | 0 | 0 | 0 | 0 | 0 | 0 | 0 | 0 | 0 | 0 | 0 | 0 | 0 | 0 | 0 | 0 | 0 | 0 | 0 | 0 | 0 | 0 | 0 | 0 | 0
[7 empty] | SMR_Capital | 5 | 8 | 0.9093 | 0.92017 | 0.93117 | 0.94231 | 0.95357 | 0.96497 | 0.97651 | 0.98819 | 1 | 0 | 0 | 0 | 0 | 0 | 0 | 0 | 0 | 0 | 0 | 0 | 0 | 0 | 0 | 0 | 0 | 0 | 0 | 0 | 0 | 0 | 0 | 0 | 0 | 0 | 0 | 0 | 0 | 0 | 0 | 0 | 0 | 0 | 0 | 0 | 0 | 0 | 0 | 0 | 0 | 0
[7 empty] | SMR_Capital | 5 | 9 | 0.89856 | 0.9093 | 0.92017 | 0.93117 | 0.94231 | 0.95357 | 0.96497 | 0.97651 | 0.98819 | 1 | 0 | 0 | 0 | 0 | 0 | 0 | 0 | 0 | 0 | 0 | 0 | 0 | 0 | 0 | 0 | 0 | 0 | 0 | 0 | 0 | 0 | 0 | 0 | 0 | 0 | 0 | 0 | 0 | 0 | 0 | 0 | 0 | 0 | 0 | 0 | 0 | 0 | 0 | 0 | 0
[7 empty] | SMR_Capital | 5 | 10 | 0.88794 | 0.89856 | 0.9093 | 0.92017 | 0.93117 | 0.94231 | 0.95357 | 0.96497 | 0.97651 | 0.98819 | 1 | 0 | 0 | 0 | 0 | 0 | 0 | 0 | 0 | 0 | 0 | 0 | 0 | 0 | 0 | 0 | 0 | 0 | 0 | 0 | 0 | 0 | 0 | 0 | 0 | 0 | 0 | 0 | 0 | 0 | 0 | 0 | 0 | 0 | 0 | 0 | 0 | 0 | 0 | 0
[7 empty] | SMR_Capital | 5 | 11 | 0.87745 | 0.88794 | 0.89856 | 0.9093 | 0.92017 | 0.93117 | 0.94231 | 0.95357 | 0.96497 | 0.97651 | 0.98819 | 1 | 0 | 0 | 0 | 0 | 0 | 0 | 0 | 0 | 0 | 0 | 0 | 0 | 0 | 0 | 0 | 0 | 0 | 0 | 0 | 0 | 0 | 0 | 0 | 0 | 0 | 0 | 0 | 0 | 0 | 0 | 0 | 0 | 0 | 0 | 0 | 0 | 0 | 0
[7 empty] | SMR_Capital | 5 | 12 | 0.86709 | 0.87745 | 0.88794 | 0.89856 | 0.9093 | 0.92017 | 0.93117 | 0.94231 | 0.95357 | 0.96497 | 0.97651 | 0.98819 | 1 | 0 | 0 | 0 | 0 | 0 | 0 | 0 | 0 | 0 | 0 | 0 | 0 | 0 | 0 | 0 | 0 | 0 | 0 | 0 | 0 | 0 | 0 | 0 | 0 | 0 | 0 | 0 | 0 | 0 | 0 | 0 | 0 | 0 | 0 | 0 | 0 | 0
[7 empty] | SMR_Capital | 5 | 13 | 0.85684 | 0.86709 | 0.87745 | 0.88794 | 0.89856 | 0.9093 | 0.92017 | 0.93117 | 0.94231 | 0.95357 | 0.96497 | 0.97651 | 0.98819 | 1 | 0 | 0 | 0 | 0 | 0 | 0 | 0 | 0 | 0 | 0 | 0 | 0 | 0 | 0 | 0 | 0 | 0 | 0 | 0 | 0 | 0 | 0 | 0 | 0 | 0 | 0 | 0 | 0 | 0 | 0 | 0 | 0 | 0 | 0 | 0 | 0
[7 empty] | SMR_Capital | 5 | 14 | 0.84672 | 0.85684 | 0.86709 | 0.87745 | 0.88794 | 0.89856 | 0.9093 | 0.92017 | 0.93117 | 0.94231 | 0.95357 | 0.96497 | 0.97651 | 0.98819 | 1 | 0 | 0 | 0 | 0 | 0 | 0 | 0 | 0 | 0 | 0 | 0 | 0 | 0 | 0 | 0 | 0 | 0 | 0 | 0 | 0 | 0 | 0 | 0 | 0 | 0 | 0 | 0 | 0 | 0 | 0 | 0 | 0 | 0 | 0 | 0
[7 empty] | SMR_Capital | 5 | 15 | 0.83672 | 0.84672 | 0.85684 | 0.86709 | 0.87745 | 0.88794 | 0.89856 | 0.9093 | 0.92017 | 0.93117 | 0.94231 | 0.95357 | 0.96497 | 0.97651 | 0.98819 | 1 | 0 | 0 | 0 | 0 | 0 | 0 | 0 | 0 | 0 | 0 | 0 | 0 | 0 | 0 | 0 | 0 | 0 | 0 | 0 | 0 | 0 | 0 | 0 | 0 | 0 | 0 | 0 | 0 | 0 | 0 | 0 | 0 | 0 | 0
[7 empty] | SMR_Capital | 5 | 16 | 0.82683 | 0.83672 | 0.84672 | 0.85684 | 0.86709 | 0.87745 | 0.88794 | 0.89856 | 0.9093 | 0.92017 | 0.93117 | 0.94231 | 0.95357 | 0.96497 | 0.97651 | 0.98819 | 1 | 0 | 0 | 0 | 0 | 0 | 0 | 0 | 0 | 0 | 0 | 0 | 0 | 0 | 0 | 0 | 0 | 0 | 0 | 0 | 0 | 0 | 0 | 0 | 0 | 0 | 0 | 0 | 0 | 0 | 0 | 0 | 0 | 0
[7 empty] | SMR_Capital | 5 | 17 | 0.81706 | 0.82683 | 0.83672 | 0.84672 | 0.85684 | 0.86709 | 0.87745 | 0.88794 | 0.89856 | 0.9093 | 0.92017 | 0.93117 | 0.94231 | 0.95357 | 0.96497 | 0.97651 | 0.98819 | 1 | 0 | 0 | 0 | 0 | 0 | 0 | 0 | 0 | 0 | 0 | 0 | 0 | 0 | 0 | 0 | 0 | 0 | 0 | 0 | 0 | 0 | 0 | 0 | 0 | 0 | 0 | 0 | 0 | 0 | 0 | 0 | 0
[7 empty] | SMR_Capital | 5 | 18 | 0.80741 | 0.81706 | 0.82683 | 0.83672 | 0.84672 | 0.85684 | 0.86709 | 0.87745 | 0.88794 | 0.89856 | 0.9093 | 0.92017 | 0.93117 | 0.94231 | 0.95357 | 0.96497 | 0.97651 | 0.98819 | 1 | 0 | 0 | 0 | 0 | 0 | 0 | 0 | 0 | 0 | 0 | 0 | 0 | 0 | 0 | 0 | 0 | 0 | 0 | 0 | 0 | 0 | 0 | 0 | 0 | 0 | 0 | 0 | 0 | 0 | 0 | 0
[7 empty] | SMR_Capital | 5 | 19 | 0.79787 | 0.80741 | 0.81706 | 0.82683 | 0.83672 | 0.84672 | 0.85684 | 0.86709 | 0.87745 | 0.88794 | 0.89856 | 0.9093 | 0.92017 | 0.93117 | 0.94231 | 0.95357 | 0.96497 | 0.97651 | 0.98819 | 1 | 0 | 0 | 0 | 0 | 0 | 0 | 0 | 0 | 0 | 0 | 0 | 0 | 0 | 0 | 0 | 0 | 0 | 0 | 0 | 0 | 0 | 0 | 0 | 0 | 0 | 0 | 0 | 0 | 0 | 0
[7 empty] | SMR_Capital | 5 | 20 | 0.78844 | 0.79787 | 0.80741 | 0.81706 | 0.82683 | 0.83672 | 0.84672 | 0.85684 | 0.86709 | 0.87745 | 0.88794 | 0.89856 | 0.9093 | 0.92017 | 0.93117 | 0.94231 | 0.95357 | 0.96497 | 0.97651 | 0.98819 | 1 | 0 | 0 | 0 | 0 | 0 | 0 | 0 | 0 | 0 | 0 | 0 | 0 | 0 | 0 | 0 | 0 | 0 | 0 | 0 | 0 | 0 | 0 | 0 | 0 | 0 | 0 | 0 | 0 | 0
[7 empty] | SMR_Capital | 5 | 21 | 0.77913 | 0.78844 | 0.79787 | 0.80741 | 0.81706 | 0.82683 | 0.83672 | 0.84672 | 0.85684 | 0.86709 | 0.87745 | 0.88794 | 0.89856 | 0.9093 | 0.92017 | 0.93117 | 0.94231 | 0.95357 | 0.96497 | 0.97651 | 0.98819 | 1 | 0 | 0 | 0 | 0 | 0 | 0 | 0 | 0 | 0 | 0 | 0 | 0 | 0 | 0 | 0 | 0 | 0 | 0 | 0 | 0 | 0 | 0 | 0 | 0 | 0 | 0 | 0 | 0
[7 empty] | SMR_Capital | 5 | 22 | 0.76992 | 0.77913 | 0.78844 | 0.79787 | 0.80741 | 0.81706 | 0.82683 | 0.83672 | 0.84672 | 0.85684 | 0.86709 | 0.87745 | 0.88794 | 0.89856 | 0.9093 | 0.92017 | 0.93117 | 0.94231 | 0.95357 | 0.96497 | 0.97651 | 0.98819 | 1 | 0 | 0 | 0 | 0 | 0 | 0 | 0 | 0 | 0 | 0 | 0 | 0 | 0 | 0 | 0 | 0 | 0 | 0 | 0 | 0 | 0 | 0 | 0 | 0 | 0 | 0 | 0
[7 empty] | SMR_Capital | 5 | 23 | 0.76083 | 0.76992 | 0.77913 | 0.78844 | 0.79787 | 0.80741 | 0.81706 | 0.82683 | 0.83672 | 0.84672 | 0.85684 | 0.86709 | 0.87745 | 0.88794 | 0.89856 | 0.9093 | 0.92017 | 0.93117 | 0.94231 | 0.95357 | 0.96497 | 0.97651 | 0.98819 | 1 | 0 | 0 | 0 | 0 | 0 | 0 | 0 | 0 | 0 | 0 | 0 | 0 | 0 | 0 | 0 | 0 | 0 | 0 | 0 | 0 | 0 | 0 | 0 | 0 | 0 | 0
[7 empty] | SMR_Capital | 5 | 24 | 0.75184 | 0.76083 | 0.76992 | 0.77913 | 0.78844 | 0.79787 | 0.80741 | 0.81706 | 0.82683 | 0.83672 | 0.84672 | 0.85684 | 0.86709 | 0.87745 | 0.88794 | 0.89856 | 0.9093 | 0.92017 | 0.93117 | 0.94231 | 0.95357 | 0.96497 | 0.97651 | 0.98819 | 1 | 0 | 0 | 0 | 0 | 0 | 0 | 0 | 0 | 0 | 0 | 0 | 0 | 0 | 0 | 0 | 0 | 0 | 0 | 0 | 0 | 0 | 0 | 0 | 0 | 0
[7 empty] | SMR_Capital | 5 | 25 | 0.74296 | 0.75184 | 0.76083 | 0.76992 | 0.77913 | 0.78844 | 0.79787 | 0.80741 | 0.81706 | 0.82683 | 0.83672 | 0.84672 | 0.85684 | 0.86709 | 0.87745 | 0.88794 | 0.89856 | 0.9093 | 0.92017 | 0.93117 | 0.94231 | 0.95357 | 0.96497 | 0.97651 | 0.98819 | 1 | 0 | 0 | 0 | 0 | 0 | 0 | 0 | 0 | 0 | 0 | 0 | 0 | 0 | 0 | 0 | 0 | 0 | 0 | 0 | 0 | 0 | 0 | 0 | 0
[7 empty] | SMR_Capital | 5 | 26 | 0.73418 | 0.74296 | 0.75184 | 0.76083 | 0.76992 | 0.77913 | 0.78844 | 0.79787 | 0.80741 | 0.81706 | 0.82683 | 0.83672 | 0.84672 | 0.85684 | 0.86709 | 0.87745 | 0.88794 | 0.89856 | 0.9093 | 0.92017 | 0.93117 | 0.94231 | 0.95357 | 0.96497 | 0.97651 | 0.98819 | 1 | 0 | 0 | 0 | 0 | 0 | 0 | 0 | 0 | 0 | 0 | 0 | 0 | 0 | 0 | 0 | 0 | 0 | 0 | 0 | 0 | 0 | 0 | 0
[7 empty] | SMR_Capital | 5 | 27 | 0.7255 | 0.73418 | 0.74296 | 0.75184 | 0.76083 | 0.76992 | 0.77913 | 0.78844 | 0.79787 | 0.80741 | 0.81706 | 0.82683 | 0.83672 | 0.84672 | 0.85684 | 0.86709 | 0.87745 | 0.88794 | 0.89856 | 0.9093 | 0.92017 | 0.93117 | 0.94231 | 0.95357 | 0.96497 | 0.97651 | 0.98819 | 1 | 0 | 0 | 0 | 0 | 0 | 0 | 0 | 0 | 0 | 0 | 0 | 0 | 0 | 0 | 0 | 0 | 0 | 0 | 0 | 0 | 0 | 0
[7 empty] | SMR_Capital | 5 | 28 | 0.71693 | 0.7255 | 0.73418 | 0.74296 | 0.75184 | 0.76083 | 0.76992 | 0.77913 | 0.78844 | 0.79787 | 0.80741 | 0.81706 | 0.82683 | 0.83672 | 0.84672 | 0.85684 | 0.86709 | 0.87745 | 0.88794 | 0.89856 | 0.9093 | 0.92017 | 0.93117 | 0.94231 | 0.95357 | 0.96497 | 0.97651 | 0.98819 | 1 | 0 | 0 | 0 | 0 | 0 | 0 | 0 | 0 | 0 | 0 | 0 | 0 | 0 | 0 | 0 | 0 | 0 | 0 | 0 | 0 | 0
[7 empty] | SMR_Capital | 5 | 29 | 0.70846 | 0.71693 | 0.7255 | 0.73418 | 0.74296 | 0.75184 | 0.76083 | 0.76992 | 0.77913 | 0.78844 | 0.79787 | 0.80741 | 0.81706 | 0.82683 | 0.83672 | 0.84672 | 0.85684 | 0.86709 | 0.87745 | 0.88794 | 0.89856 | 0.9093 | 0.92017 | 0.93117 | 0.94231 | 0.95357 | 0.96497 | 0.97651 | 0.98819 | 1 | 0 | 0 | 0 | 0 | 0 | 0 | 0 | 0 | 0 | 0 | 0 | 0 | 0 | 0 | 0 | 0 | 0 | 0 | 0 | 0
[7 empty] | SMR_Capital | 5 | 30 | 0.70009 | 0.70846 | 0.71693 | 0.7255 | 0.73418 | 0.74296 | 0.75184 | 0.76083 | 0.76992 | 0.77913 | 0.78844 | 0.79787 | 0.80741 | 0.81706 | 0.82683 | 0.83672 | 0.84672 | 0.85684 | 0.86709 | 0.87745 | 0.88794 | 0.89856 | 0.9093 | 0.92017 | 0.93117 | 0.94231 | 0.95357 | 0.96497 | 0.97651 | 0.98819 | 1 | 0 | 0 | 0 | 0 | 0 | 0 | 0 | 0 | 0 | 0 | 0 | 0 | 0 | 0 | 0 | 0 | 0 | 0 | 0
[7 empty] | SMR_Capital | 5 | 31 | 0.69182 | 0.70009 | 0.70846 | 0.71693 | 0.7255 | 0.73418 | 0.74296 | 0.75184 | 0.76083 | 0.76992 | 0.77913 | 0.78844 | 0.79787 | 0.80741 | 0.81706 | 0.82683 | 0.83672 | 0.84672 | 0.85684 | 0.86709 | 0.87745 | 0.88794 | 0.89856 | 0.9093 | 0.92017 | 0.93117 | 0.94231 | 0.95357 | 0.96497 | 0.97651 | 0.98819 | 1 | 0 | 0 | 0 | 0 | 0 | 0 | 0 | 0 | 0 | 0 | 0 | 0 | 0 | 0 | 0 | 0 | 0 | 0
[7 empty] | SMR_Capital | 5 | 32 | 0.68365 | 0.69182 | 0.70009 | 0.70846 | 0.71693 | 0.7255 | 0.73418 | 0.74296 | 0.75184 | 0.76083 | 0.76992 | 0.77913 | 0.78844 | 0.79787 | 0.80741 | 0.81706 | 0.82683 | 0.83672 | 0.84672 | 0.85684 | 0.86709 | 0.87745 | 0.88794 | 0.89856 | 0.9093 | 0.92017 | 0.93117 | 0.94231 | 0.95357 | 0.96497 | 0.97651 | 0.98819 | 1 | 0 | 0 | 0 | 0 | 0 | 0 | 0 | 0 | 0 | 0 | 0 | 0 | 0 | 0 | 0 | 0 | 0
[7 empty] | SMR_Capital | 5 | 33 | 0.67557 | 0.68365 | 0.69182 | 0.70009 | 0.70846 | 0.71693 | 0.7255 | 0.73418 | 0.74296 | 0.75184 | 0.76083 | 0.76992 | 0.77913 | 0.78844 | 0.79787 | 0.80741 | 0.81706 | 0.82683 | 0.83672 | 0.84672 | 0.85684 | 0.86709 | 0.87745 | 0.88794 | 0.89856 | 0.9093 | 0.92017 | 0.93117 | 0.94231 | 0.95357 | 0.96497 | 0.97651 | 0.98819 | 1 | 0 | 0 | 0 | 0 | 0 | 0 | 0 | 0 | 0 | 0 | 0 | 0 | 0 | 0 | 0 | 0
[7 empty] | SMR_Capital | 5 | 34 | 0.66759 | 0.67557 | 0.68365 | 0.69182 | 0.70009 | 0.70846 | 0.71693 | 0.7255 | 0.73418 | 0.74296 | 0.75184 | 0.76083 | 0.76992 | 0.77913 | 0.78844 | 0.79787 | 0.80741 | 0.81706 | 0.82683 | 0.83672 | 0.84672 | 0.85684 | 0.86709 | 0.87745 | 0.88794 | 0.89856 | 0.9093 | 0.92017 | 0.93117 | 0.94231 | 0.95357 | 0.96497 | 0.97651 | 0.98819 | 1 | 0 | 0 | 0 | 0 | 0 | 0 | 0 | 0 | 0 | 0 | 0 | 0 | 0 | 0 | 0
[7 empty] | SMR_Capital | 5 | 35 | 0.6597 | 0.66759 | 0.67557 | 0.68365 | 0.69182 | 0.70009 | 0.70846 | 0.71693 | 0.7255 | 0.73418 | 0.74296 | 0.75184 | 0.76083 | 0.76992 | 0.77913 | 0.78844 | 0.79787 | 0.80741 | 0.81706 | 0.82683 | 0.83672 | 0.84672 | 0.85684 | 0.86709 | 0.87745 | 0.88794 | 0.89856 | 0.9093 | 0.92017 | 0.93117 | 0.94231 | 0.95357 | 0.96497 | 0.97651 | 0.98819 | 1 | 0 | 0 | 0 | 0 | 0 | 0 | 0 | 0 | 0 | 0 | 0 | 0 | 0 | 0
[7 empty] | SMR_Capital | 5 | 36 | 0.65191 | 0.6597 | 0.66759 | 0.67557 | 0.68365 | 0.69182 | 0.70009 | 0.70846 | 0.71693 | 0.7255 | 0.73418 | 0.74296 | 0.75184 | 0.76083 | 0.76992 | 0.77913 | 0.78844 | 0.79787 | 0.80741 | 0.81706 | 0.82683 | 0.83672 | 0.84672 | 0.85684 | 0.86709 | 0.87745 | 0.88794 | 0.89856 | 0.9093 | 0.92017 | 0.93117 | 0.94231 | 0.95357 | 0.96497 | 0.97651 | 0.98819 | 1 | 0 | 0 | 0 | 0 | 0 | 0 | 0 | 0 | 0 | 0 | 0 | 0 | 0
[7 empty] | SMR_Capital | 5 | 37 | 0.64421 | 0.65191 | 0.6597 | 0.66759 | 0.67557 | 0.68365 | 0.69182 | 0.70009 | 0.70846 | 0.71693 | 0.7255 | 0.73418 | 0.74296 | 0.75184 | 0.76083 | 0.76992 | 0.77913 | 0.78844 | 0.79787 | 0.80741 | 0.81706 | 0.82683 | 0.83672 | 0.84672 | 0.85684 | 0.86709 | 0.87745 | 0.88794 | 0.89856 | 0.9093 | 0.92017 | 0.93117 | 0.94231 | 0.95357 | 0.96497 | 0.97651 | 0.98819 | 1 | 0 | 0 | 0 | 0 | 0 | 0 | 0 | 0 | 0 | 0 | 0 | 0
[7 empty] | SMR_Capital | 5 | 38 | 0.6366 | 0.64421 | 0.65191 | 0.6597 | 0.66759 | 0.67557 | 0.68365 | 0.69182 | 0.70009 | 0.70846 | 0.71693 | 0.7255 | 0.73418 | 0.74296 | 0.75184 | 0.76083 | 0.76992 | 0.77913 | 0.78844 | 0.79787 | 0.80741 | 0.81706 | 0.82683 | 0.83672 | 0.84672 | 0.85684 | 0.86709 | 0.87745 | 0.88794 | 0.89856 | 0.9093 | 0.92017 | 0.93117 | 0.94231 | 0.95357 | 0.96497 | 0.97651 | 0.98819 | 1 | 0 | 0 | 0 | 0 | 0 | 0 | 0 | 0 | 0 | 0 | 0
[7 empty] | SMR_Capital | 5 | 39 | 0.62908 | 0.6366 | 0.64421 | 0.65191 | 0.6597 | 0.66759 | 0.67557 | 0.68365 | 0.69182 | 0.70009 | 0.70846 | 0.71693 | 0.7255 | 0.73418 | 0.74296 | 0.75184 | 0.76083 | 0.76992 | 0.77913 | 0.78844 | 0.79787 | 0.80741 | 0.81706 | 0.82683 | 0.83672 | 0.84672 | 0.85684 | 0.86709 | 0.87745 | 0.88794 | 0.89856 | 0.9093 | 0.92017 | 0.93117 | 0.94231 | 0.95357 | 0.96497 | 0.97651 | 0.98819 | 1 | 0 | 0 | 0 | 0 | 0 | 0 | 0 | 0 | 0 | 0
[7 empty] | SMR_Capital | 5 | 40 | 0.62164 | 0.62908 | 0.6366 | 0.64421 | 0.65191 | 0.6597 | 0.66759 | 0.67557 | 0.68365 | 0.69182 | 0.70009 | 0.70846 | 0.71693 | 0.7255 | 0.73418 | 0.74296 | 0.75184 | 0.76083 | 0.76992 | 0.77913 | 0.78844 | 0.79787 | 0.80741 | 0.81706 | 0.82683 | 0.83672 | 0.84672 | 0.85684 | 0.86709 | 0.87745 | 0.88794 | 0.89856 | 0.9093 | 0.92017 | 0.93117 | 0.94231 | 0.95357 | 0.96497 | 0.97651 | 0.98819 | 1 | 0 | 0 | 0 | 0 | 0 | 0 | 0 | 0 | 0
[7 empty] | SMR_Capital | 5 | 41 | 0.6143 | 0.62164 | 0.62908 | 0.6366 | 0.64421 | 0.65191 | 0.6597 | 0.66759 | 0.67557 | 0.68365 | 0.69182 | 0.70009 | 0.70846 | 0.71693 | 0.7255 | 0.73418 | 0.74296 | 0.75184 | 0.76083 | 0.76992 | 0.77913 | 0.78844 | 0.79787 | 0.80741 | 0.81706 | 0.82683 | 0.83672 | 0.84672 | 0.85684 | 0.86709 | 0.87745 | 0.88794 | 0.89856 | 0.9093 | 0.92017 | 0.93117 | 0.94231 | 0.95357 | 0.96497 | 0.97651 | 0.98819 | 1 | 0 | 0 | 0 | 0 | 0 | 0 | 0 | 0
[7 empty] | SMR_Capital | 5 | 42 | 0.60704 | 0.6143 | 0.62164 | 0.62908 | 0.6366 | 0.64421 | 0.65191 | 0.6597 | 0.66759 | 0.67557 | 0.68365 | 0.69182 | 0.70009 | 0.70846 | 0.71693 | 0.7255 | 0.73418 | 0.74296 | 0.75184 | 0.76083 | 0.76992 | 0.77913 | 0.78844 | 0.79787 | 0.80741 | 0.81706 | 0.82683 | 0.83672 | 0.84672 | 0.85684 | 0.86709 | 0.87745 | 0.88794 | 0.89856 | 0.9093 | 0.92017 | 0.93117 | 0.94231 | 0.95357 | 0.96497 | 0.97651 | 0.98819 | 1 | 0 | 0 | 0 | 0 | 0 | 0 | 0
[7 empty] | SMR_Capital | 5 | 43 | 0.59987 | 0.60704 | 0.6143 | 0.62164 | 0.62908 | 0.6366 | 0.64421 | 0.65191 | 0.6597 | 0.66759 | 0.67557 | 0.68365 | 0.69182 | 0.70009 | 0.70846 | 0.71693 | 0.7255 | 0.73418 | 0.74296 | 0.75184 | 0.76083 | 0.76992 | 0.77913 | 0.78844 | 0.79787 | 0.80741 | 0.81706 | 0.82683 | 0.83672 | 0.84672 | 0.85684 | 0.86709 | 0.87745 | 0.88794 | 0.89856 | 0.9093 | 0.92017 | 0.93117 | 0.94231 | 0.95357 | 0.96497 | 0.97651 | 0.98819 | 1 | 0 | 0 | 0 | 0 | 0 | 0
[7 empty] | SMR_Capital | 5 | 44 | 0.59278 | 0.59987 | 0.60704 | 0.6143 | 0.62164 | 0.62908 | 0.6366 | 0.64421 | 0.65191 | 0.6597 | 0.66759 | 0.67557 | 0.68365 | 0.69182 | 0.70009 | 0.70846 | 0.71693 | 0.7255 | 0.73418 | 0.74296 | 0.75184 | 0.76083 | 0.76992 | 0.77913 | 0.78844 | 0.79787 | 0.80741 | 0.81706 | 0.82683 | 0.83672 | 0.84672 | 0.85684 | 0.86709 | 0.87745 | 0.88794 | 0.89856 | 0.9093 | 0.92017 | 0.93117 | 0.94231 | 0.95357 | 0.96497 | 0.97651 | 0.98819 | 1 | 0 | 0 | 0 | 0 | 0
[7 empty] | SMR_Capital | 5 | 45 | 0.58578 | 0.59278 | 0.59987 | 0.60704 | 0.6143 | 0.62164 | 0.62908 | 0.6366 | 0.64421 | 0.65191 | 0.6597 | 0.66759 | 0.67557 | 0.68365 | 0.69182 | 0.70009 | 0.70846 | 0.71693 | 0.7255 | 0.73418 | 0.74296 | 0.75184 | 0.76083 | 0.76992 | 0.77913 | 0.78844 | 0.79787 | 0.80741 | 0.81706 | 0.82683 | 0.83672 | 0.84672 | 0.85684 | 0.86709 | 0.87745 | 0.88794 | 0.89856 | 0.9093 | 0.92017 | 0.93117 | 0.94231 | 0.95357 | 0.96497 | 0.97651 | 0.98819 | 1 | 0 | 0 | 0 | 0
[7 empty] | SMR_Capital | 5 | 46 | 0.57886 | 0.58578 | 0.59278 | 0.59987 | 0.60704 | 0.6143 | 0.62164 | 0.62908 | 0.6366 | 0.64421 | 0.65191 | 0.6597 | 0.66759 | 0.67557 | 0.68365 | 0.69182 | 0.70009 | 0.70846 | 0.71693 | 0.7255 | 0.73418 | 0.74296 | 0.75184 | 0.76083 | 0.76992 | 0.77913 | 0.78844 | 0.79787 | 0.80741 | 0.81706 | 0.82683 | 0.83672 | 0.84672 | 0.85684 | 0.86709 | 0.87745 | 0.88794 | 0.89856 | 0.9093 | 0.92017 | 0.93117 | 0.94231 | 0.95357 | 0.96497 | 0.97651 | 0.98819 | 1 | 0 | 0 | 0
[7 empty] | SMR_Capital | 5 | 47 | 0.57202 | 0.57886 | 0.58578 | 0.59278 | 0.59987 | 0.60704 | 0.6143 | 0.62164 | 0.62908 | 0.6366 | 0.64421 | 0.65191 | 0.6597 | 0.66759 | 0.67557 | 0.68365 | 0.69182 | 0.70009 | 0.70846 | 0.71693 | 0.7255 | 0.73418 | 0.74296 | 0.75184 | 0.76083 | 0.76992 | 0.77913 | 0.78844 | 0.79787 | 0.80741 | 0.81706 | 0.82683 | 0.83672 | 0.84672 | 0.85684 | 0.86709 | 0.87745 | 0.88794 | 0.89856 | 0.9093 | 0.92017 | 0.93117 | 0.94231 | 0.95357 | 0.96497 | 0.97651 | 0.98819 | 1 | 0 | 0
[7 empty] | SMR_Capital | 5 | 48 | 0.56526 | 0.57202 | 0.57886 | 0.58578 | 0.59278 | 0.59987 | 0.60704 | 0.6143 | 0.62164 | 0.62908 | 0.6366 | 0.64421 | 0.65191 | 0.6597 | 0.66759 | 0.67557 | 0.68365 | 0.69182 | 0.70009 | 0.70846 | 0.71693 | 0.7255 | 0.73418 | 0.74296 | 0.75184 | 0.76083 | 0.76992 | 0.77913 | 0.78844 | 0.79787 | 0.80741 | 0.81706 | 0.82683 | 0.83672 | 0.84672 | 0.85684 | 0.86709 | 0.87745 | 0.88794 | 0.89856 | 0.9093 | 0.92017 | 0.93117 | 0.94231 | 0.95357 | 0.96497 | 0.97651 | 0.98819 | 1 | 0
[7 empty] | SMR_Capital | 5 | 49 | 0.55858 | 0.56526 | 0.57202 | 0.57886 | 0.58578 | 0.59278 | 0.59987 | 0.60704 | 0.6143 | 0.62164 | 0.62908 | 0.6366 | 0.64421 | 0.65191 | 0.6597 | 0.66759 | 0.67557 | 0.68365 | 0.69182 | 0.70009 | 0.70846 | 0.71693 | 0.7255 | 0.73418 | 0.74296 | 0.75184 | 0.76083 | 0.76992 | 0.77913 | 0.78844 | 0.79787 | 0.80741 | 0.81706 | 0.82683 | 0.83672 | 0.84672 | 0.85684 | 0.86709 | 0.87745 | 0.88794 | 0.89856 | 0.9093 | 0.92017 | 0.93117 | 0.94231 | 0.95357 | 0.96497 | 0.97651 | 0.98819 | 1
[7 empty] | CoalCCS_Capital | 6 | 0 | 1 | 0 | 0 | 0 | 0 | 0 | 0 | 0 | 0 | 0 | 0 | 0 | 0 | 0 | 0 | 0 | 0 | 0 | 0 | 0 | 0 | 0 | 0 | 0 | 0 | 0 | 0 | 0 | 0 | 0 | 0 | 0 | 0 | 0 | 0 | 0 | 0 | 0 | 0 | 0 | 0 | 0 | 0 | 0 | 0 | 0 | 0 | 0 | 0 | 0
[7 empty] | CoalCCS_Capital | 6 | 1 | 1.0076 | 1 | 0 | 0 | 0 | 0 | 0 | 0 | 0 | 0 | 0 | 0 | 0 | 0 | 0 | 0 | 0 | 0 | 0 | 0 | 0 | 0 | 0 | 0 | 0 | 0 | 0 | 0 | 0 | 0 | 0 | 0 | 0 | 0 | 0 | 0 | 0 | 0 | 0 | 0 | 0 | 0 | 0 | 0 | 0 | 0 | 0 | 0 | 0 | 0
[7 empty] | CoalCCS_Capital | 6 | 2 | 1.0152 | 1.0076 | 1 | 0 | 0 | 0 | 0 | 0 | 0 | 0 | 0 | 0 | 0 | 0 | 0 | 0 | 0 | 0 | 0 | 0 | 0 | 0 | 0 | 0 | 0 | 0 | 0 | 0 | 0 | 0 | 0 | 0 | 0 | 0 | 0 | 0 | 0 | 0 | 0 | 0 | 0 | 0 | 0 | 0 | 0 | 0 | 0 | 0 | 0 | 0
[7 empty] | CoalCCS_Capital | 6 | 3 | 1.0229 | 1.0152 | 1.0076 | 1 | 0 | 0 | 0 | 0 | 0 | 0 | 0 | 0 | 0 | 0 | 0 | 0 | 0 | 0 | 0 | 0 | 0 | 0 | 0 | 0 | 0 | 0 | 0 | 0 | 0 | 0 | 0 | 0 | 0 | 0 | 0 | 0 | 0 | 0 | 0 | 0 | 0 | 0 | 0 | 0 | 0 | 0 | 0 | 0 | 0 | 0
[7 empty] | CoalCCS_Capital | 6 | 4 | 1.0307 | 1.0229 | 1.0152 | 1.0076 | 1 | 0 | 0 | 0 | 0 | 0 | 0 | 0 | 0 | 0 | 0 | 0 | 0 | 0 | 0 | 0 | 0 | 0 | 0 | 0 | 0 | 0 | 0 | 0 | 0 | 0 | 0 | 0 | 0 | 0 | 0 | 0 | 0 | 0 | 0 | 0 | 0 | 0 | 0 | 0 | 0 | 0 | 0 | 0 | 0 | 0
[7 empty] | CoalCCS_Capital | 6 | 5 | 1.0385 | 1.0307 | 1.0229 | 1.0152 | 1.0076 | 1 | 0 | 0 | 0 | 0 | 0 | 0 | 0 | 0 | 0 | 0 | 0 | 0 | 0 | 0 | 0 | 0 | 0 | 0 | 0 | 0 | 0 | 0 | 0 | 0 | 0 | 0 | 0 | 0 | 0 | 0 | 0 | 0 | 0 | 0 | 0 | 0 | 0 | 0 | 0 | 0 | 0 | 0 | 0 | 0
[7 empty] | CoalCCS_Capital | 6 | 6 | 1.0464 | 1.0385 | 1.0307 | 1.0229 | 1.0152 | 1.0076 | 1 | 0 | 0 | 0 | 0 | 0 | 0 | 0 | 0 | 0 | 0 | 0 | 0 | 0 | 0 | 0 | 0 | 0 | 0 | 0 | 0 | 0 | 0 | 0 | 0 | 0 | 0 | 0 | 0 | 0 | 0 | 0 | 0 | 0 | 0 | 0 | 0 | 0 | 0 | 0 | 0 | 0 | 0 | 0
[7 empty] | CoalCCS_Capital | 6 | 7 | 1.0543 | 1.0464 | 1.0385 | 1.0307 | 1.0229 | 1.0152 | 1.0076 | 1 | 0 | 0 | 0 | 0 | 0 | 0 | 0 | 0 | 0 | 0 | 0 | 0 | 0 | 0 | 0 | 0 | 0 | 0 | 0 | 0 | 0 | 0 | 0 | 0 | 0 | 0 | 0 | 0 | 0 | 0 | 0 | 0 | 0 | 0 | 0 | 0 | 0 | 0 | 0 | 0 | 0 | 0
[7 empty] | CoalCCS_Capital | 6 | 8 | 1.0623 | 1.0543 | 1.0464 | 1.0385 | 1.0307 | 1.0229 | 1.0152 | 1.0076 | 1 | 0 | 0 | 0 | 0 | 0 | 0 | 0 | 0 | 0 | 0 | 0 | 0 | 0 | 0 | 0 | 0 | 0 | 0 | 0 | 0 | 0 | 0 | 0 | 0 | 0 | 0 | 0 | 0 | 0 | 0 | 0 | 0 | 0 | 0 | 0 | 0 | 0 | 0 | 0 | 0 | 0
[7 empty] | CoalCCS_Capital | 6 | 9 | 1.0703 | 1.0623 | 1.0543 | 1.0464 | 1.0385 | 1.0307 | 1.0229 | 1.0152 | 1.0076 | 1 | 0 | 0 | 0 | 0 | 0 | 0 | 0 | 0 | 0 | 0 | 0 | 0 | 0 | 0 | 0 | 0 | 0 | 0 | 0 | 0 | 0 | 0 | 0 | 0 | 0 | 0 | 0 | 0 | 0 | 0 | 0 | 0 | 0 | 0 | 0 | 0 | 0 | 0 | 0 | 0
[7 empty] | CoalCCS_Capital | 6 | 10 | 1.0784 | 1.0703 | 1.0623 | 1.0543 | 1.0464 | 1.0385 | 1.0307 | 1.0229 | 1.0152 | 1.0076 | 1 | 0 | 0 | 0 | 0 | 0 | 0 | 0 | 0 | 0 | 0 | 0 | 0 | 0 | 0 | 0 | 0 | 0 | 0 | 0 | 0 | 0 | 0 | 0 | 0 | 0 | 0 | 0 | 0 | 0 | 0 | 0 | 0 | 0 | 0 | 0 | 0 | 0 | 0 | 0
[7 empty] | CoalCCS_Capital | 6 | 11 | 1.0866 | 1.0784 | 1.0703 | 1.0623 | 1.0543 | 1.0464 | 1.0385 | 1.0307 | 1.0229 | 1.0152 | 1.0076 | 1 | 0 | 0 | 0 | 0 | 0 | 0 | 0 | 0 | 0 | 0 | 0 | 0 | 0 | 0 | 0 | 0 | 0 | 0 | 0 | 0 | 0 | 0 | 0 | 0 | 0 | 0 | 0 | 0 | 0 | 0 | 0 | 0 | 0 | 0 | 0 | 0 | 0 | 0
[7 empty] | CoalCCS_Capital | 6 | 12 | 1.0949 | 1.0866 | 1.0784 | 1.0703 | 1.0623 | 1.0543 | 1.0464 | 1.0385 | 1.0307 | 1.0229 | 1.0152 | 1.0076 | 1 | 0 | 0 | 0 | 0 | 0 | 0 | 0 | 0 | 0 | 0 | 0 | 0 | 0 | 0 | 0 | 0 | 0 | 0 | 0 | 0 | 0 | 0 | 0 | 0 | 0 | 0 | 0 | 0 | 0 | 0 | 0 | 0 | 0 | 0 | 0 | 0 | 0
[7 empty] | CoalCCS_Capital | 6 | 13 | 1.1032 | 1.0949 | 1.0866 | 1.0784 | 1.0703 | 1.0623 | 1.0543 | 1.0464 | 1.0385 | 1.0307 | 1.0229 | 1.0152 | 1.0076 | 1 | 0 | 0 | 0 | 0 | 0 | 0 | 0 | 0 | 0 | 0 | 0 | 0 | 0 | 0 | 0 | 0 | 0 | 0 | 0 | 0 | 0 | 0 | 0 | 0 | 0 | 0 | 0 | 0 | 0 | 0 | 0 | 0 | 0 | 0 | 0 | 0
[7 empty] | CoalCCS_Capital | 6 | 14 | 1.1115 | 1.1032 | 1.0949 | 1.0866 | 1.0784 | 1.0703 | 1.0623 | 1.0543 | 1.0464 | 1.0385 | 1.0307 | 1.0229 | 1.0152 | 1.0076 | 1 | 0 | 0 | 0 | 0 | 0 | 0 | 0 | 0 | 0 | 0 | 0 | 0 | 0 | 0 | 0 | 0 | 0 | 0 | 0 | 0 | 0 | 0 | 0 | 0 | 0 | 0 | 0 | 0 | 0 | 0 | 0 | 0 | 0 | 0 | 0
[7 empty] | CoalCCS_Capital | 6 | 15 | 1.1199 | 1.1115 | 1.1032 | 1.0949 | 1.0866 | 1.0784 | 1.0703 | 1.0623 | 1.0543 | 1.0464 | 1.0385 | 1.0307 | 1.0229 | 1.0152 | 1.0076 | 1 | 0 | 0 | 0 | 0 | 0 | 0 | 0 | 0 | 0 | 0 | 0 | 0 | 0 | 0 | 0 | 0 | 0 | 0 | 0 | 0 | 0 | 0 | 0 | 0 | 0 | 0 | 0 | 0 | 0 | 0 | 0 | 0 | 0 | 0
[7 empty] | CoalCCS_Capital | 6 | 16 | 1.1284 | 1.1199 | 1.1115 | 1.1032 | 1.0949 | 1.0866 | 1.0784 | 1.0703 | 1.0623 | 1.0543 | 1.0464 | 1.0385 | 1.0307 | 1.0229 | 1.0152 | 1.0076 | 1 | 0 | 0 | 0 | 0 | 0 | 0 | 0 | 0 | 0 | 0 | 0 | 0 | 0 | 0 | 0 | 0 | 0 | 0 | 0 | 0 | 0 | 0 | 0 | 0 | 0 | 0 | 0 | 0 | 0 | 0 | 0 | 0 | 0
[7 empty] | CoalCCS_Capital | 6 | 17 | 1.137 | 1.1284 | 1.1199 | 1.1115 | 1.1032 | 1.0949 | 1.0866 | 1.0784 | 1.0703 | 1.0623 | 1.0543 | 1.0464 | 1.0385 | 1.0307 | 1.0229 | 1.0152 | 1.0076 | 1 | 0 | 0 | 0 | 0 | 0 | 0 | 0 | 0 | 0 | 0 | 0 | 0 | 0 | 0 | 0 | 0 | 0 | 0 | 0 | 0 | 0 | 0 | 0 | 0 | 0 | 0 | 0 | 0 | 0 | 0 | 0 | 0
[7 empty] | CoalCCS_Capital | 6 | 18 | 1.1456 | 1.137 | 1.1284 | 1.1199 | 1.1115 | 1.1032 | 1.0949 | 1.0866 | 1.0784 | 1.0703 | 1.0623 | 1.0543 | 1.0464 | 1.0385 | 1.0307 | 1.0229 | 1.0152 | 1.0076 | 1 | 0 | 0 | 0 | 0 | 0 | 0 | 0 | 0 | 0 | 0 | 0 | 0 | 0 | 0 | 0 | 0 | 0 | 0 | 0 | 0 | 0 | 0 | 0 | 0 | 0 | 0 | 0 | 0 | 0 | 0 | 0
[7 empty] | CoalCCS_Capital | 6 | 19 | 1.1543 | 1.1456 | 1.137 | 1.1284 | 1.1199 | 1.1115 | 1.1032 | 1.0949 | 1.0866 | 1.0784 | 1.0703 | 1.0623 | 1.0543 | 1.0464 | 1.0385 | 1.0307 | 1.0229 | 1.0152 | 1.0076 | 1 | 0 | 0 | 0 | 0 | 0 | 0 | 0 | 0 | 0 | 0 | 0 | 0 | 0 | 0 | 0 | 0 | 0 | 0 | 0 | 0 | 0 | 0 | 0 | 0 | 0 | 0 | 0 | 0 | 0 | 0
[7 empty] | CoalCCS_Capital | 6 | 20 | 1.163 | 1.1543 | 1.1456 | 1.137 | 1.1284 | 1.1199 | 1.1115 | 1.1032 | 1.0949 | 1.0866 | 1.0784 | 1.0703 | 1.0623 | 1.0543 | 1.0464 | 1.0385 | 1.0307 | 1.0229 | 1.0152 | 1.0076 | 1 | 0 | 0 | 0 | 0 | 0 | 0 | 0 | 0 | 0 | 0 | 0 | 0 | 0 | 0 | 0 | 0 | 0 | 0 | 0 | 0 | 0 | 0 | 0 | 0 | 0 | 0 | 0 | 0 | 0
[7 empty] | CoalCCS_Capital | 6 | 21 | 1.1719 | 1.163 | 1.1543 | 1.1456 | 1.137 | 1.1284 | 1.1199 | 1.1115 | 1.1032 | 1.0949 | 1.0866 | 1.0784 | 1.0703 | 1.0623 | 1.0543 | 1.0464 | 1.0385 | 1.0307 | 1.0229 | 1.0152 | 1.0076 | 1 | 0 | 0 | 0 | 0 | 0 | 0 | 0 | 0 | 0 | 0 | 0 | 0 | 0 | 0 | 0 | 0 | 0 | 0 | 0 | 0 | 0 | 0 | 0 | 0 | 0 | 0 | 0 | 0
[7 empty] | CoalCCS_Capital | 6 | 22 | 1.1807 | 1.1719 | 1.163 | 1.1543 | 1.1456 | 1.137 | 1.1284 | 1.1199 | 1.1115 | 1.1032 | 1.0949 | 1.0866 | 1.0784 | 1.0703 | 1.0623 | 1.0543 | 1.0464 | 1.0385 | 1.0307 | 1.0229 | 1.0152 | 1.0076 | 1 | 0 | 0 | 0 | 0 | 0 | 0 | 0 | 0 | 0 | 0 | 0 | 0 | 0 | 0 | 0 | 0 | 0 | 0 | 0 | 0 | 0 | 0 | 0 | 0 | 0 | 0 | 0
[7 empty] | CoalCCS_Capital | 6 | 23 | 1.1897 | 1.1807 | 1.1719 | 1.163 | 1.1543 | 1.1456 | 1.137 | 1.1284 | 1.1199 | 1.1115 | 1.1032 | 1.0949 | 1.0866 | 1.0784 | 1.0703 | 1.0623 | 1.0543 | 1.0464 | 1.0385 | 1.0307 | 1.0229 | 1.0152 | 1.0076 | 1 | 0 | 0 | 0 | 0 | 0 | 0 | 0 | 0 | 0 | 0 | 0 | 0 | 0 | 0 | 0 | 0 | 0 | 0 | 0 | 0 | 0 | 0 | 0 | 0 | 0 | 0
[7 empty] | CoalCCS_Capital | 6 | 24 | 1.1987 | 1.1897 | 1.1807 | 1.1719 | 1.163 | 1.1543 | 1.1456 | 1.137 | 1.1284 | 1.1199 | 1.1115 | 1.1032 | 1.0949 | 1.0866 | 1.0784 | 1.0703 | 1.0623 | 1.0543 | 1.0464 | 1.0385 | 1.0307 | 1.0229 | 1.0152 | 1.0076 | 1 | 0 | 0 | 0 | 0 | 0 | 0 | 0 | 0 | 0 | 0 | 0 | 0 | 0 | 0 | 0 | 0 | 0 | 0 | 0 | 0 | 0 | 0 | 0 | 0 | 0
[7 empty] | CoalCCS_Capital | 6 | 25 | 1.2078 | 1.1987 | 1.1897 | 1.1807 | 1.1719 | 1.163 | 1.1543 | 1.1456 | 1.137 | 1.1284 | 1.1199 | 1.1115 | 1.1032 | 1.0949 | 1.0866 | 1.0784 | 1.0703 | 1.0623 | 1.0543 | 1.0464 | 1.0385 | 1.0307 | 1.0229 | 1.0152 | 1.0076 | 1 | 0 | 0 | 0 | 0 | 0 | 0 | 0 | 0 | 0 | 0 | 0 | 0 | 0 | 0 | 0 | 0 | 0 | 0 | 0 | 0 | 0 | 0 | 0 | 0
[7 empty] | CoalCCS_Capital | 6 | 26 | 1.217 | 1.2078 | 1.1987 | 1.1897 | 1.1807 | 1.1719 | 1.163 | 1.1543 | 1.1456 | 1.137 | 1.1284 | 1.1199 | 1.1115 | 1.1032 | 1.0949 | 1.0866 | 1.0784 | 1.0703 | 1.0623 | 1.0543 | 1.0464 | 1.0385 | 1.0307 | 1.0229 | 1.0152 | 1.0076 | 1 | 0 | 0 | 0 | 0 | 0 | 0 | 0 | 0 | 0 | 0 | 0 | 0 | 0 | 0 | 0 | 0 | 0 | 0 | 0 | 0 | 0 | 0 | 0
[7 empty] | CoalCCS_Capital | 6 | 27 | 1.2262 | 1.217 | 1.2078 | 1.1987 | 1.1897 | 1.1807 | 1.1719 | 1.163 | 1.1543 | 1.1456 | 1.137 | 1.1284 | 1.1199 | 1.1115 | 1.1032 | 1.0949 | 1.0866 | 1.0784 | 1.0703 | 1.0623 | 1.0543 | 1.0464 | 1.0385 | 1.0307 | 1.0229 | 1.0152 | 1.0076 | 1 | 0 | 0 | 0 | 0 | 0 | 0 | 0 | 0 | 0 | 0 | 0 | 0 | 0 | 0 | 0 | 0 | 0 | 0 | 0 | 0 | 0 | 0
[7 empty] | CoalCCS_Capital | 6 | 28 | 1.2355 | 1.2262 | 1.217 | 1.2078 | 1.1987 | 1.1897 | 1.1807 | 1.1719 | 1.163 | 1.1543 | 1.1456 | 1.137 | 1.1284 | 1.1199 | 1.1115 | 1.1032 | 1.0949 | 1.0866 | 1.0784 | 1.0703 | 1.0623 | 1.0543 | 1.0464 | 1.0385 | 1.0307 | 1.0229 | 1.0152 | 1.0076 | 1 | 0 | 0 | 0 | 0 | 0 | 0 | 0 | 0 | 0 | 0 | 0 | 0 | 0 | 0 | 0 | 0 | 0 | 0 | 0 | 0 | 0
[7 empty] | CoalCCS_Capital | 6 | 29 | 1.2448 | 1.2355 | 1.2262 | 1.217 | 1.2078 | 1.1987 | 1.1897 | 1.1807 | 1.1719 | 1.163 | 1.1543 | 1.1456 | 1.137 | 1.1284 | 1.1199 | 1.1115 | 1.1032 | 1.0949 | 1.0866 | 1.0784 | 1.0703 | 1.0623 | 1.0543 | 1.0464 | 1.0385 | 1.0307 | 1.0229 | 1.0152 | 1.0076 | 1 | 0 | 0 | 0 | 0 | 0 | 0 | 0 | 0 | 0 | 0 | 0 | 0 | 0 | 0 | 0 | 0 | 0 | 0 | 0 | 0
[7 empty] | CoalCCS_Capital | 6 | 30 | 1.2543 | 1.2448 | 1.2355 | 1.2262 | 1.217 | 1.2078 | 1.1987 | 1.1897 | 1.1807 | 1.1719 | 1.163 | 1.1543 | 1.1456 | 1.137 | 1.1284 | 1.1199 | 1.1115 | 1.1032 | 1.0949 | 1.0866 | 1.0784 | 1.0703 | 1.0623 | 1.0543 | 1.0464 | 1.0385 | 1.0307 | 1.0229 | 1.0152 | 1.0076 | 1 | 0 | 0 | 0 | 0 | 0 | 0 | 0 | 0 | 0 | 0 | 0 | 0 | 0 | 0 | 0 | 0 | 0 | 0 | 0
[7 empty] | CoalCCS_Capital | 6 | 31 | 1.2638 | 1.2543 | 1.2448 | 1.2355 | 1.2262 | 1.217 | 1.2078 | 1.1987 | 1.1897 | 1.1807 | 1.1719 | 1.163 | 1.1543 | 1.1456 | 1.137 | 1.1284 | 1.1199 | 1.1115 | 1.1032 | 1.0949 | 1.0866 | 1.0784 | 1.0703 | 1.0623 | 1.0543 | 1.0464 | 1.0385 | 1.0307 | 1.0229 | 1.0152 | 1.0076 | 1 | 0 | 0 | 0 | 0 | 0 | 0 | 0 | 0 | 0 | 0 | 0 | 0 | 0 | 0 | 0 | 0 | 0 | 0
[7 empty] | CoalCCS_Capital | 6 | 32 | 1.2734 | 1.2638 | 1.2543 | 1.2448 | 1.2355 | 1.2262 | 1.217 | 1.2078 | 1.1987 | 1.1897 | 1.1807 | 1.1719 | 1.163 | 1.1543 | 1.1456 | 1.137 | 1.1284 | 1.1199 | 1.1115 | 1.1032 | 1.0949 | 1.0866 | 1.0784 | 1.0703 | 1.0623 | 1.0543 | 1.0464 | 1.0385 | 1.0307 | 1.0229 | 1.0152 | 1.0076 | 1 | 0 | 0 | 0 | 0 | 0 | 0 | 0 | 0 | 0 | 0 | 0 | 0 | 0 | 0 | 0 | 0 | 0
[7 empty] | CoalCCS_Capital | 6 | 33 | 1.283 | 1.2734 | 1.2638 | 1.2543 | 1.2448 | 1.2355 | 1.2262 | 1.217 | 1.2078 | 1.1987 | 1.1897 | 1.1807 | 1.1719 | 1.163 | 1.1543 | 1.1456 | 1.137 | 1.1284 | 1.1199 | 1.1115 | 1.1032 | 1.0949 | 1.0866 | 1.0784 | 1.0703 | 1.0623 | 1.0543 | 1.0464 | 1.0385 | 1.0307 | 1.0229 | 1.0152 | 1.0076 | 1 | 0 | 0 | 0 | 0 | 0 | 0 | 0 | 0 | 0 | 0 | 0 | 0 | 0 | 0 | 0 | 0
[7 empty] | CoalCCS_Capital | 6 | 34 | 1.2927 | 1.283 | 1.2734 | 1.2638 | 1.2543 | 1.2448 | 1.2355 | 1.2262 | 1.217 | 1.2078 | 1.1987 | 1.1897 | 1.1807 | 1.1719 | 1.163 | 1.1543 | 1.1456 | 1.137 | 1.1284 | 1.1199 | 1.1115 | 1.1032 | 1.0949 | 1.0866 | 1.0784 | 1.0703 | 1.0623 | 1.0543 | 1.0464 | 1.0385 | 1.0307 | 1.0229 | 1.0152 | 1.0076 | 1 | 0 | 0 | 0 | 0 | 0 | 0 | 0 | 0 | 0 | 0 | 0 | 0 | 0 | 0 | 0
[7 empty] | CoalCCS_Capital | 6 | 35 | 1.3025 | 1.2927 | 1.283 | 1.2734 | 1.2638 | 1.2543 | 1.2448 | 1.2355 | 1.2262 | 1.217 | 1.2078 | 1.1987 | 1.1897 | 1.1807 | 1.1719 | 1.163 | 1.1543 | 1.1456 | 1.137 | 1.1284 | 1.1199 | 1.1115 | 1.1032 | 1.0949 | 1.0866 | 1.0784 | 1.0703 | 1.0623 | 1.0543 | 1.0464 | 1.0385 | 1.0307 | 1.0229 | 1.0152 | 1.0076 | 1 | 0 | 0 | 0 | 0 | 0 | 0 | 0 | 0 | 0 | 0 | 0 | 0 | 0 | 0
[7 empty] | CoalCCS_Capital | 6 | 36 | 1.3124 | 1.3025 | 1.2927 | 1.283 | 1.2734 | 1.2638 | 1.2543 | 1.2448 | 1.2355 | 1.2262 | 1.217 | 1.2078 | 1.1987 | 1.1897 | 1.1807 | 1.1719 | 1.163 | 1.1543 | 1.1456 | 1.137 | 1.1284 | 1.1199 | 1.1115 | 1.1032 | 1.0949 | 1.0866 | 1.0784 | 1.0703 | 1.0623 | 1.0543 | 1.0464 | 1.0385 | 1.0307 | 1.0229 | 1.0152 | 1.0076 | 1 | 0 | 0 | 0 | 0 | 0 | 0 | 0 | 0 | 0 | 0 | 0 | 0 | 0
[7 empty] | CoalCCS_Capital | 6 | 37 | 1.3224 | 1.3124 | 1.3025 | 1.2927 | 1.283 | 1.2734 | 1.2638 | 1.2543 | 1.2448 | 1.2355 | 1.2262 | 1.217 | 1.2078 | 1.1987 | 1.1897 | 1.1807 | 1.1719 | 1.163 | 1.1543 | 1.1456 | 1.137 | 1.1284 | 1.1199 | 1.1115 | 1.1032 | 1.0949 | 1.0866 | 1.0784 | 1.0703 | 1.0623 | 1.0543 | 1.0464 | 1.0385 | 1.0307 | 1.0229 | 1.0152 | 1.0076 | 1 | 0 | 0 | 0 | 0 | 0 | 0 | 0 | 0 | 0 | 0 | 0 | 0
[7 empty] | CoalCCS_Capital | 6 | 38 | 1.3324 | 1.3224 | 1.3124 | 1.3025 | 1.2927 | 1.283 | 1.2734 | 1.2638 | 1.2543 | 1.2448 | 1.2355 | 1.2262 | 1.217 | 1.2078 | 1.1987 | 1.1897 | 1.1807 | 1.1719 | 1.163 | 1.1543 | 1.1456 | 1.137 | 1.1284 | 1.1199 | 1.1115 | 1.1032 | 1.0949 | 1.0866 | 1.0784 | 1.0703 | 1.0623 | 1.0543 | 1.0464 | 1.0385 | 1.0307 | 1.0229 | 1.0152 | 1.0076 | 1 | 0 | 0 | 0 | 0 | 0 | 0 | 0 | 0 | 0 | 0 | 0
[7 empty] | CoalCCS_Capital | 6 | 39 | 1.3425 | 1.3324 | 1.3224 | 1.3124 | 1.3025 | 1.2927 | 1.283 | 1.2734 | 1.2638 | 1.2543 | 1.2448 | 1.2355 | 1.2262 | 1.217 | 1.2078 | 1.1987 | 1.1897 | 1.1807 | 1.1719 | 1.163 | 1.1543 | 1.1456 | 1.137 | 1.1284 | 1.1199 | 1.1115 | 1.1032 | 1.0949 | 1.0866 | 1.0784 | 1.0703 | 1.0623 | 1.0543 | 1.0464 | 1.0385 | 1.0307 | 1.0229 | 1.0152 | 1.0076 | 1 | 0 | 0 | 0 | 0 | 0 | 0 | 0 | 0 | 0 | 0
[7 empty] | CoalCCS_Capital | 6 | 40 | 1.3527 | 1.3425 | 1.3324 | 1.3224 | 1.3124 | 1.3025 | 1.2927 | 1.283 | 1.2734 | 1.2638 | 1.2543 | 1.2448 | 1.2355 | 1.2262 | 1.217 | 1.2078 | 1.1987 | 1.1897 | 1.1807 | 1.1719 | 1.163 | 1.1543 | 1.1456 | 1.137 | 1.1284 | 1.1199 | 1.1115 | 1.1032 | 1.0949 | 1.0866 | 1.0784 | 1.0703 | 1.0623 | 1.0543 | 1.0464 | 1.0385 | 1.0307 | 1.0229 | 1.0152 | 1.0076 | 1 | 0 | 0 | 0 | 0 | 0 | 0 | 0 | 0 | 0
[7 empty] | CoalCCS_Capital | 6 | 41 | 1.3629 | 1.3527 | 1.3425 | 1.3324 | 1.3224 | 1.3124 | 1.3025 | 1.2927 | 1.283 | 1.2734 | 1.2638 | 1.2543 | 1.2448 | 1.2355 | 1.2262 | 1.217 | 1.2078 | 1.1987 | 1.1897 | 1.1807 | 1.1719 | 1.163 | 1.1543 | 1.1456 | 1.137 | 1.1284 | 1.1199 | 1.1115 | 1.1032 | 1.0949 | 1.0866 | 1.0784 | 1.0703 | 1.0623 | 1.0543 | 1.0464 | 1.0385 | 1.0307 | 1.0229 | 1.0152 | 1.0076 | 1 | 0 | 0 | 0 | 0 | 0 | 0 | 0 | 0
[7 empty] | CoalCCS_Capital | 6 | 42 | 1.3733 | 1.3629 | 1.3527 | 1.3425 | 1.3324 | 1.3224 | 1.3124 | 1.3025 | 1.2927 | 1.283 | 1.2734 | 1.2638 | 1.2543 | 1.2448 | 1.2355 | 1.2262 | 1.217 | 1.2078 | 1.1987 | 1.1897 | 1.1807 | 1.1719 | 1.163 | 1.1543 | 1.1456 | 1.137 | 1.1284 | 1.1199 | 1.1115 | 1.1032 | 1.0949 | 1.0866 | 1.0784 | 1.0703 | 1.0623 | 1.0543 | 1.0464 | 1.0385 | 1.0307 | 1.0229 | 1.0152 | 1.0076 | 1 | 0 | 0 | 0 | 0 | 0 | 0 | 0
[7 empty] | CoalCCS_Capital | 6 | 43 | 1.3837 | 1.3733 | 1.3629 | 1.3527 | 1.3425 | 1.3324 | 1.3224 | 1.3124 | 1.3025 | 1.2927 | 1.283 | 1.2734 | 1.2638 | 1.2543 | 1.2448 | 1.2355 | 1.2262 | 1.217 | 1.2078 | 1.1987 | 1.1897 | 1.1807 | 1.1719 | 1.163 | 1.1543 | 1.1456 | 1.137 | 1.1284 | 1.1199 | 1.1115 | 1.1032 | 1.0949 | 1.0866 | 1.0784 | 1.0703 | 1.0623 | 1.0543 | 1.0464 | 1.0385 | 1.0307 | 1.0229 | 1.0152 | 1.0076 | 1 | 0 | 0 | 0 | 0 | 0 | 0
[7 empty] | CoalCCS_Capital | 6 | 44 | 1.3942 | 1.3837 | 1.3733 | 1.3629 | 1.3527 | 1.3425 | 1.3324 | 1.3224 | 1.3124 | 1.3025 | 1.2927 | 1.283 | 1.2734 | 1.2638 | 1.2543 | 1.2448 | 1.2355 | 1.2262 | 1.217 | 1.2078 | 1.1987 | 1.1897 | 1.1807 | 1.1719 | 1.163 | 1.1543 | 1.1456 | 1.137 | 1.1284 | 1.1199 | 1.1115 | 1.1032 | 1.0949 | 1.0866 | 1.0784 | 1.0703 | 1.0623 | 1.0543 | 1.0464 | 1.0385 | 1.0307 | 1.0229 | 1.0152 | 1.0076 | 1 | 0 | 0 | 0 | 0 | 0
[7 empty] | CoalCCS_Capital | 6 | 45 | 1.4047 | 1.3942 | 1.3837 | 1.3733 | 1.3629 | 1.3527 | 1.3425 | 1.3324 | 1.3224 | 1.3124 | 1.3025 | 1.2927 | 1.283 | 1.2734 | 1.2638 | 1.2543 | 1.2448 | 1.2355 | 1.2262 | 1.217 | 1.2078 | 1.1987 | 1.1897 | 1.1807 | 1.1719 | 1.163 | 1.1543 | 1.1456 | 1.137 | 1.1284 | 1.1199 | 1.1115 | 1.1032 | 1.0949 | 1.0866 | 1.0784 | 1.0703 | 1.0623 | 1.0543 | 1.0464 | 1.0385 | 1.0307 | 1.0229 | 1.0152 | 1.0076 | 1 | 0 | 0 | 0 | 0
[7 empty] | CoalCCS_Capital | 6 | 46 | 1.4154 | 1.4047 | 1.3942 | 1.3837 | 1.3733 | 1.3629 | 1.3527 | 1.3425 | 1.3324 | 1.3224 | 1.3124 | 1.3025 | 1.2927 | 1.283 | 1.2734 | 1.2638 | 1.2543 | 1.2448 | 1.2355 | 1.2262 | 1.217 | 1.2078 | 1.1987 | 1.1897 | 1.1807 | 1.1719 | 1.163 | 1.1543 | 1.1456 | 1.137 | 1.1284 | 1.1199 | 1.1115 | 1.1032 | 1.0949 | 1.0866 | 1.0784 | 1.0703 | 1.0623 | 1.0543 | 1.0464 | 1.0385 | 1.0307 | 1.0229 | 1.0152 | 1.0076 | 1 | 0 | 0 | 0
[7 empty] | CoalCCS_Capital | 6 | 47 | 1.4261 | 1.4154 | 1.4047 | 1.3942 | 1.3837 | 1.3733 | 1.3629 | 1.3527 | 1.3425 | 1.3324 | 1.3224 | 1.3124 | 1.3025 | 1.2927 | 1.283 | 1.2734 | 1.2638 | 1.2543 | 1.2448 | 1.2355 | 1.2262 | 1.217 | 1.2078 | 1.1987 | 1.1897 | 1.1807 | 1.1719 | 1.163 | 1.1543 | 1.1456 | 1.137 | 1.1284 | 1.1199 | 1.1115 | 1.1032 | 1.0949 | 1.0866 | 1.0784 | 1.0703 | 1.0623 | 1.0543 | 1.0464 | 1.0385 | 1.0307 | 1.0229 | 1.0152 | 1.0076 | 1 | 0 | 0
[7 empty] | CoalCCS_Capital | 6 | 48 | 1.4369 | 1.4261 | 1.4154 | 1.4047 | 1.3942 | 1.3837 | 1.3733 | 1.3629 | 1.3527 | 1.3425 | 1.3324 | 1.3224 | 1.3124 | 1.3025 | 1.2927 | 1.283 | 1.2734 | 1.2638 | 1.2543 | 1.2448 | 1.2355 | 1.2262 | 1.217 | 1.2078 | 1.1987 | 1.1897 | 1.1807 | 1.1719 | 1.163 | 1.1543 | 1.1456 | 1.137 | 1.1284 | 1.1199 | 1.1115 | 1.1032 | 1.0949 | 1.0866 | 1.0784 | 1.0703 | 1.0623 | 1.0543 | 1.0464 | 1.0385 | 1.0307 | 1.0229 | 1.0152 | 1.0076 | 1 | 0
[7 empty] | CoalCCS_Capital | 6 | 49 | 1.4478 | 1.4369 | 1.4261 | 1.4154 | 1.4047 | 1.3942 | 1.3837 | 1.3733 | 1.3629 | 1.3527 | 1.3425 | 1.3324 | 1.3224 | 1.3124 | 1.3025 | 1.2927 | 1.283 | 1.2734 | 1.2638 | 1.2543 | 1.2448 | 1.2355 | 1.2262 | 1.217 | 1.2078 | 1.1987 | 1.1897 | 1.1807 | 1.1719 | 1.163 | 1.1543 | 1.1456 | 1.137 | 1.1284 | 1.1199 | 1.1115 | 1.1032 | 1.0949 | 1.0866 | 1.0784 | 1.0703 | 1.0623 | 1.0543 | 1.0464 | 1.0385 | 1.0307 | 1.0229 | 1.0152 | 1.0076 | 1
[7 empty] | Storage2_Capital | 7 | 0 | 1 | 0 | 0 | 0 | 0 | 0 | 0 | 0 | 0 | 0 | 0 | 0 | 0 | 0 | 0 | 0 | 0 | 0 | 0 | 0 | 0 | 0 | 0 | 0 | 0 | 0 | 0 | 0 | 0 | 0 | 0 | 0 | 0 | 0 | 0 | 0 | 0 | 0 | 0 | 0 | 0 | 0 | 0 | 0 | 0 | 0 | 0 | 0 | 0 | 0
[7 empty] | Storage2_Capital | 7 | 1 | 1.0065 | 1 | 0 | 0 | 0 | 0 | 0 | 0 | 0 | 0 | 0 | 0 | 0 | 0 | 0 | 0 | 0 | 0 | 0 | 0 | 0 | 0 | 0 | 0 | 0 | 0 | 0 | 0 | 0 | 0 | 0 | 0 | 0 | 0 | 0 | 0 | 0 | 0 | 0 | 0 | 0 | 0 | 0 | 0 | 0 | 0 | 0 | 0 | 0 | 0
[7 empty] | Storage2_Capital | 7 | 2 | 1.0131 | 1.0065 | 1 | 0 | 0 | 0 | 0 | 0 | 0 | 0 | 0 | 0 | 0 | 0 | 0 | 0 | 0 | 0 | 0 | 0 | 0 | 0 | 0 | 0 | 0 | 0 | 0 | 0 | 0 | 0 | 0 | 0 | 0 | 0 | 0 | 0 | 0 | 0 | 0 | 0 | 0 | 0 | 0 | 0 | 0 | 0 | 0 | 0 | 0 | 0
[7 empty] | Storage2_Capital | 7 | 3 | 1.0198 | 1.0131 | 1.0065 | 1 | 0 | 0 | 0 | 0 | 0 | 0 | 0 | 0 | 0 | 0 | 0 | 0 | 0 | 0 | 0 | 0 | 0 | 0 | 0 | 0 | 0 | 0 | 0 | 0 | 0 | 0 | 0 | 0 | 0 | 0 | 0 | 0 | 0 | 0 | 0 | 0 | 0 | 0 | 0 | 0 | 0 | 0 | 0 | 0 | 0 | 0
[7 empty] | Storage2_Capital | 7 | 4 | 1.0265 | 1.0198 | 1.0131 | 1.0065 | 1 | 0 | 0 | 0 | 0 | 0 | 0 | 0 | 0 | 0 | 0 | 0 | 0 | 0 | 0 | 0 | 0 | 0 | 0 | 0 | 0 | 0 | 0 | 0 | 0 | 0 | 0 | 0 | 0 | 0 | 0 | 0 | 0 | 0 | 0 | 0 | 0 | 0 | 0 | 0 | 0 | 0 | 0 | 0 | 0 | 0
[7 empty] | Storage2_Capital | 7 | 5 | 1.0332 | 1.0265 | 1.0198 | 1.0131 | 1.0065 | 1 | 0 | 0 | 0 | 0 | 0 | 0 | 0 | 0 | 0 | 0 | 0 | 0 | 0 | 0 | 0 | 0 | 0 | 0 | 0 | 0 | 0 | 0 | 0 | 0 | 0 | 0 | 0 | 0 | 0 | 0 | 0 | 0 | 0 | 0 | 0 | 0 | 0 | 0 | 0 | 0 | 0 | 0 | 0 | 0
[7 empty] | Storage2_Capital | 7 | 6 | 1.0399 | 1.0332 | 1.0265 | 1.0198 | 1.0131 | 1.0065 | 1 | 0 | 0 | 0 | 0 | 0 | 0 | 0 | 0 | 0 | 0 | 0 | 0 | 0 | 0 | 0 | 0 | 0 | 0 | 0 | 0 | 0 | 0 | 0 | 0 | 0 | 0 | 0 | 0 | 0 | 0 | 0 | 0 | 0 | 0 | 0 | 0 | 0 | 0 | 0 | 0 | 0 | 0 | 0
[7 empty] | Storage2_Capital | 7 | 7 | 1.0468 | 1.0399 | 1.0332 | 1.0265 | 1.0198 | 1.0131 | 1.0065 | 1 | 0 | 0 | 0 | 0 | 0 | 0 | 0 | 0 | 0 | 0 | 0 | 0 | 0 | 0 | 0 | 0 | 0 | 0 | 0 | 0 | 0 | 0 | 0 | 0 | 0 | 0 | 0 | 0 | 0 | 0 | 0 | 0 | 0 | 0 | 0 | 0 | 0 | 0 | 0 | 0 | 0 | 0
[7 empty] | Storage2_Capital | 7 | 8 | 1.0536 | 1.0468 | 1.0399 | 1.0332 | 1.0265 | 1.0198 | 1.0131 | 1.0065 | 1 | 0 | 0 | 0 | 0 | 0 | 0 | 0 | 0 | 0 | 0 | 0 | 0 | 0 | 0 | 0 | 0 | 0 | 0 | 0 | 0 | 0 | 0 | 0 | 0 | 0 | 0 | 0 | 0 | 0 | 0 | 0 | 0 | 0 | 0 | 0 | 0 | 0 | 0 | 0 | 0 | 0
[7 empty] | Storage2_Capital | 7 | 9 | 1.0605 | 1.0536 | 1.0468 | 1.0399 | 1.0332 | 1.0265 | 1.0198 | 1.0131 | 1.0065 | 1 | 0 | 0 | 0 | 0 | 0 | 0 | 0 | 0 | 0 | 0 | 0 | 0 | 0 | 0 | 0 | 0 | 0 | 0 | 0 | 0 | 0 | 0 | 0 | 0 | 0 | 0 | 0 | 0 | 0 | 0 | 0 | 0 | 0 | 0 | 0 | 0 | 0 | 0 | 0 | 0
[7 empty] | Storage2_Capital | 7 | 10 | 1.0675 | 1.0605 | 1.0536 | 1.0468 | 1.0399 | 1.0332 | 1.0265 | 1.0198 | 1.0131 | 1.0065 | 1 | 0 | 0 | 0 | 0 | 0 | 0 | 0 | 0 | 0 | 0 | 0 | 0 | 0 | 0 | 0 | 0 | 0 | 0 | 0 | 0 | 0 | 0 | 0 | 0 | 0 | 0 | 0 | 0 | 0 | 0 | 0 | 0 | 0 | 0 | 0 | 0 | 0 | 0 | 0
[7 empty] | Storage2_Capital | 7 | 11 | 1.0744 | 1.0675 | 1.0605 | 1.0536 | 1.0468 | 1.0399 | 1.0332 | 1.0265 | 1.0198 | 1.0131 | 1.0065 | 1 | 0 | 0 | 0 | 0 | 0 | 0 | 0 | 0 | 0 | 0 | 0 | 0 | 0 | 0 | 0 | 0 | 0 | 0 | 0 | 0 | 0 | 0 | 0 | 0 | 0 | 0 | 0 | 0 | 0 | 0 | 0 | 0 | 0 | 0 | 0 | 0 | 0 | 0
[7 empty] | Storage2_Capital | 7 | 12 | 1.0815 | 1.0744 | 1.0675 | 1.0605 | 1.0536 | 1.0468 | 1.0399 | 1.0332 | 1.0265 | 1.0198 | 1.0131 | 1.0065 | 1 | 0 | 0 | 0 | 0 | 0 | 0 | 0 | 0 | 0 | 0 | 0 | 0 | 0 | 0 | 0 | 0 | 0 | 0 | 0 | 0 | 0 | 0 | 0 | 0 | 0 | 0 | 0 | 0 | 0 | 0 | 0 | 0 | 0 | 0 | 0 | 0 | 0
[7 empty] | Storage2_Capital | 7 | 13 | 1.0886 | 1.0815 | 1.0744 | 1.0675 | 1.0605 | 1.0536 | 1.0468 | 1.0399 | 1.0332 | 1.0265 | 1.0198 | 1.0131 | 1.0065 | 1 | 0 | 0 | 0 | 0 | 0 | 0 | 0 | 0 | 0 | 0 | 0 | 0 | 0 | 0 | 0 | 0 | 0 | 0 | 0 | 0 | 0 | 0 | 0 | 0 | 0 | 0 | 0 | 0 | 0 | 0 | 0 | 0 | 0 | 0 | 0 | 0
[7 empty] | Storage2_Capital | 7 | 14 | 1.0957 | 1.0886 | 1.0815 | 1.0744 | 1.0675 | 1.0605 | 1.0536 | 1.0468 | 1.0399 | 1.0332 | 1.0265 | 1.0198 | 1.0131 | 1.0065 | 1 | 0 | 0 | 0 | 0 | 0 | 0 | 0 | 0 | 0 | 0 | 0 | 0 | 0 | 0 | 0 | 0 | 0 | 0 | 0 | 0 | 0 | 0 | 0 | 0 | 0 | 0 | 0 | 0 | 0 | 0 | 0 | 0 | 0 | 0 | 0
[7 empty] | Storage2_Capital | 7 | 15 | 1.1029 | 1.0957 | 1.0886 | 1.0815 | 1.0744 | 1.0675 | 1.0605 | 1.0536 | 1.0468 | 1.0399 | 1.0332 | 1.0265 | 1.0198 | 1.0131 | 1.0065 | 1 | 0 | 0 | 0 | 0 | 0 | 0 | 0 | 0 | 0 | 0 | 0 | 0 | 0 | 0 | 0 | 0 | 0 | 0 | 0 | 0 | 0 | 0 | 0 | 0 | 0 | 0 | 0 | 0 | 0 | 0 | 0 | 0 | 0 | 0
[7 empty] | Storage2_Capital | 7 | 16 | 1.1101 | 1.1029 | 1.0957 | 1.0886 | 1.0815 | 1.0744 | 1.0675 | 1.0605 | 1.0536 | 1.0468 | 1.0399 | 1.0332 | 1.0265 | 1.0198 | 1.0131 | 1.0065 | 1 | 0 | 0 | 0 | 0 | 0 | 0 | 0 | 0 | 0 | 0 | 0 | 0 | 0 | 0 | 0 | 0 | 0 | 0 | 0 | 0 | 0 | 0 | 0 | 0 | 0 | 0 | 0 | 0 | 0 | 0 | 0 | 0 | 0
[7 empty] | Storage2_Capital | 7 | 17 | 1.1174 | 1.1101 | 1.1029 | 1.0957 | 1.0886 | 1.0815 | 1.0744 | 1.0675 | 1.0605 | 1.0536 | 1.0468 | 1.0399 | 1.0332 | 1.0265 | 1.0198 | 1.0131 | 1.0065 | 1 | 0 | 0 | 0 | 0 | 0 | 0 | 0 | 0 | 0 | 0 | 0 | 0 | 0 | 0 | 0 | 0 | 0 | 0 | 0 | 0 | 0 | 0 | 0 | 0 | 0 | 0 | 0 | 0 | 0 | 0 | 0 | 0
[7 empty] | Storage2_Capital | 7 | 18 | 1.1247 | 1.1174 | 1.1101 | 1.1029 | 1.0957 | 1.0886 | 1.0815 | 1.0744 | 1.0675 | 1.0605 | 1.0536 | 1.0468 | 1.0399 | 1.0332 | 1.0265 | 1.0198 | 1.0131 | 1.0065 | 1 | 0 | 0 | 0 | 0 | 0 | 0 | 0 | 0 | 0 | 0 | 0 | 0 | 0 | 0 | 0 | 0 | 0 | 0 | 0 | 0 | 0 | 0 | 0 | 0 | 0 | 0 | 0 | 0 | 0 | 0 | 0
[7 empty] | Storage2_Capital | 7 | 19 | 1.132 | 1.1247 | 1.1174 | 1.1101 | 1.1029 | 1.0957 | 1.0886 | 1.0815 | 1.0744 | 1.0675 | 1.0605 | 1.0536 | 1.0468 | 1.0399 | 1.0332 | 1.0265 | 1.0198 | 1.0131 | 1.0065 | 1 | 0 | 0 | 0 | 0 | 0 | 0 | 0 | 0 | 0 | 0 | 0 | 0 | 0 | 0 | 0 | 0 | 0 | 0 | 0 | 0 | 0 | 0 | 0 | 0 | 0 | 0 | 0 | 0 | 0 | 0
[7 empty] | Storage2_Capital | 7 | 20 | 1.1394 | 1.132 | 1.1247 | 1.1174 | 1.1101 | 1.1029 | 1.0957 | 1.0886 | 1.0815 | 1.0744 | 1.0675 | 1.0605 | 1.0536 | 1.0468 | 1.0399 | 1.0332 | 1.0265 | 1.0198 | 1.0131 | 1.0065 | 1 | 0 | 0 | 0 | 0 | 0 | 0 | 0 | 0 | 0 | 0 | 0 | 0 | 0 | 0 | 0 | 0 | 0 | 0 | 0 | 0 | 0 | 0 | 0 | 0 | 0 | 0 | 0 | 0 | 0
[7 empty] | Storage2_Capital | 7 | 21 | 1.1469 | 1.1394 | 1.132 | 1.1247 | 1.1174 | 1.1101 | 1.1029 | 1.0957 | 1.0886 | 1.0815 | 1.0744 | 1.0675 | 1.0605 | 1.0536 | 1.0468 | 1.0399 | 1.0332 | 1.0265 | 1.0198 | 1.0131 | 1.0065 | 1 | 0 | 0 | 0 | 0 | 0 | 0 | 0 | 0 | 0 | 0 | 0 | 0 | 0 | 0 | 0 | 0 | 0 | 0 | 0 | 0 | 0 | 0 | 0 | 0 | 0 | 0 | 0 | 0
[7 empty] | Storage2_Capital | 7 | 22 | 1.1544 | 1.1469 | 1.1394 | 1.132 | 1.1247 | 1.1174 | 1.1101 | 1.1029 | 1.0957 | 1.0886 | 1.0815 | 1.0744 | 1.0675 | 1.0605 | 1.0536 | 1.0468 | 1.0399 | 1.0332 | 1.0265 | 1.0198 | 1.0131 | 1.0065 | 1 | 0 | 0 | 0 | 0 | 0 | 0 | 0 | 0 | 0 | 0 | 0 | 0 | 0 | 0 | 0 | 0 | 0 | 0 | 0 | 0 | 0 | 0 | 0 | 0 | 0 | 0 | 0
[7 empty] | Storage2_Capital | 7 | 23 | 1.162 | 1.1544 | 1.1469 | 1.1394 | 1.132 | 1.1247 | 1.1174 | 1.1101 | 1.1029 | 1.0957 | 1.0886 | 1.0815 | 1.0744 | 1.0675 | 1.0605 | 1.0536 | 1.0468 | 1.0399 | 1.0332 | 1.0265 | 1.0198 | 1.0131 | 1.0065 | 1 | 0 | 0 | 0 | 0 | 0 | 0 | 0 | 0 | 0 | 0 | 0 | 0 | 0 | 0 | 0 | 0 | 0 | 0 | 0 | 0 | 0 | 0 | 0 | 0 | 0 | 0
[7 empty] | Storage2_Capital | 7 | 24 | 1.1696 | 1.162 | 1.1544 | 1.1469 | 1.1394 | 1.132 | 1.1247 | 1.1174 | 1.1101 | 1.1029 | 1.0957 | 1.0886 | 1.0815 | 1.0744 | 1.0675 | 1.0605 | 1.0536 | 1.0468 | 1.0399 | 1.0332 | 1.0265 | 1.0198 | 1.0131 | 1.0065 | 1 | 0 | 0 | 0 | 0 | 0 | 0 | 0 | 0 | 0 | 0 | 0 | 0 | 0 | 0 | 0 | 0 | 0 | 0 | 0 | 0 | 0 | 0 | 0 | 0 | 0
[7 empty] | Storage2_Capital | 7 | 25 | 1.1773 | 1.1696 | 1.162 | 1.1544 | 1.1469 | 1.1394 | 1.132 | 1.1247 | 1.1174 | 1.1101 | 1.1029 | 1.0957 | 1.0886 | 1.0815 | 1.0744 | 1.0675 | 1.0605 | 1.0536 | 1.0468 | 1.0399 | 1.0332 | 1.0265 | 1.0198 | 1.0131 | 1.0065 | 1 | 0 | 0 | 0 | 0 | 0 | 0 | 0 | 0 | 0 | 0 | 0 | 0 | 0 | 0 | 0 | 0 | 0 | 0 | 0 | 0 | 0 | 0 | 0 | 0
[7 empty] | Storage2_Capital | 7 | 26 | 1.185 | 1.1773 | 1.1696 | 1.162 | 1.1544 | 1.1469 | 1.1394 | 1.132 | 1.1247 | 1.1174 | 1.1101 | 1.1029 | 1.0957 | 1.0886 | 1.0815 | 1.0744 | 1.0675 | 1.0605 | 1.0536 | 1.0468 | 1.0399 | 1.0332 | 1.0265 | 1.0198 | 1.0131 | 1.0065 | 1 | 0 | 0 | 0 | 0 | 0 | 0 | 0 | 0 | 0 | 0 | 0 | 0 | 0 | 0 | 0 | 0 | 0 | 0 | 0 | 0 | 0 | 0 | 0
[7 empty] | Storage2_Capital | 7 | 27 | 1.1927 | 1.185 | 1.1773 | 1.1696 | 1.162 | 1.1544 | 1.1469 | 1.1394 | 1.132 | 1.1247 | 1.1174 | 1.1101 | 1.1029 | 1.0957 | 1.0886 | 1.0815 | 1.0744 | 1.0675 | 1.0605 | 1.0536 | 1.0468 | 1.0399 | 1.0332 | 1.0265 | 1.0198 | 1.0131 | 1.0065 | 1 | 0 | 0 | 0 | 0 | 0 | 0 | 0 | 0 | 0 | 0 | 0 | 0 | 0 | 0 | 0 | 0 | 0 | 0 | 0 | 0 | 0 | 0
[7 empty] | Storage2_Capital | 7 | 28 | 1.2005 | 1.1927 | 1.185 | 1.1773 | 1.1696 | 1.162 | 1.1544 | 1.1469 | 1.1394 | 1.132 | 1.1247 | 1.1174 | 1.1101 | 1.1029 | 1.0957 | 1.0886 | 1.0815 | 1.0744 | 1.0675 | 1.0605 | 1.0536 | 1.0468 | 1.0399 | 1.0332 | 1.0265 | 1.0198 | 1.0131 | 1.0065 | 1 | 0 | 0 | 0 | 0 | 0 | 0 | 0 | 0 | 0 | 0 | 0 | 0 | 0 | 0 | 0 | 0 | 0 | 0 | 0 | 0 | 0
[7 empty] | Storage2_Capital | 7 | 29 | 1.2084 | 1.2005 | 1.1927 | 1.185 | 1.1773 | 1.1696 | 1.162 | 1.1544 | 1.1469 | 1.1394 | 1.132 | 1.1247 | 1.1174 | 1.1101 | 1.1029 | 1.0957 | 1.0886 | 1.0815 | 1.0744 | 1.0675 | 1.0605 | 1.0536 | 1.0468 | 1.0399 | 1.0332 | 1.0265 | 1.0198 | 1.0131 | 1.0065 | 1 | 0 | 0 | 0 | 0 | 0 | 0 | 0 | 0 | 0 | 0 | 0 | 0 | 0 | 0 | 0 | 0 | 0 | 0 | 0 | 0
[7 empty] | Storage2_Capital | 7 | 30 | 1.2163 | 1.2084 | 1.2005 | 1.1927 | 1.185 | 1.1773 | 1.1696 | 1.162 | 1.1544 | 1.1469 | 1.1394 | 1.132 | 1.1247 | 1.1174 | 1.1101 | 1.1029 | 1.0957 | 1.0886 | 1.0815 | 1.0744 | 1.0675 | 1.0605 | 1.0536 | 1.0468 | 1.0399 | 1.0332 | 1.0265 | 1.0198 | 1.0131 | 1.0065 | 1 | 0 | 0 | 0 | 0 | 0 | 0 | 0 | 0 | 0 | 0 | 0 | 0 | 0 | 0 | 0 | 0 | 0 | 0 | 0
[7 empty] | Storage2_Capital | 7 | 31 | 1.2243 | 1.2163 | 1.2084 | 1.2005 | 1.1927 | 1.185 | 1.1773 | 1.1696 | 1.162 | 1.1544 | 1.1469 | 1.1394 | 1.132 | 1.1247 | 1.1174 | 1.1101 | 1.1029 | 1.0957 | 1.0886 | 1.0815 | 1.0744 | 1.0675 | 1.0605 | 1.0536 | 1.0468 | 1.0399 | 1.0332 | 1.0265 | 1.0198 | 1.0131 | 1.0065 | 1 | 0 | 0 | 0 | 0 | 0 | 0 | 0 | 0 | 0 | 0 | 0 | 0 | 0 | 0 | 0 | 0 | 0 | 0
[7 empty] | Storage2_Capital | 7 | 32 | 1.2323 | 1.2243 | 1.2163 | 1.2084 | 1.2005 | 1.1927 | 1.185 | 1.1773 | 1.1696 | 1.162 | 1.1544 | 1.1469 | 1.1394 | 1.132 | 1.1247 | 1.1174 | 1.1101 | 1.1029 | 1.0957 | 1.0886 | 1.0815 | 1.0744 | 1.0675 | 1.0605 | 1.0536 | 1.0468 | 1.0399 | 1.0332 | 1.0265 | 1.0198 | 1.0131 | 1.0065 | 1 | 0 | 0 | 0 | 0 | 0 | 0 | 0 | 0 | 0 | 0 | 0 | 0 | 0 | 0 | 0 | 0 | 0
[7 empty] | Storage2_Capital | 7 | 33 | 1.2404 | 1.2323 | 1.2243 | 1.2163 | 1.2084 | 1.2005 | 1.1927 | 1.185 | 1.1773 | 1.1696 | 1.162 | 1.1544 | 1.1469 | 1.1394 | 1.132 | 1.1247 | 1.1174 | 1.1101 | 1.1029 | 1.0957 | 1.0886 | 1.0815 | 1.0744 | 1.0675 | 1.0605 | 1.0536 | 1.0468 | 1.0399 | 1.0332 | 1.0265 | 1.0198 | 1.0131 | 1.0065 | 1 | 0 | 0 | 0 | 0 | 0 | 0 | 0 | 0 | 0 | 0 | 0 | 0 | 0 | 0 | 0 | 0
[7 empty] | Storage2_Capital | 7 | 34 | 1.2485 | 1.2404 | 1.2323 | 1.2243 | 1.2163 | 1.2084 | 1.2005 | 1.1927 | 1.185 | 1.1773 | 1.1696 | 1.162 | 1.1544 | 1.1469 | 1.1394 | 1.132 | 1.1247 | 1.1174 | 1.1101 | 1.1029 | 1.0957 | 1.0886 | 1.0815 | 1.0744 | 1.0675 | 1.0605 | 1.0536 | 1.0468 | 1.0399 | 1.0332 | 1.0265 | 1.0198 | 1.0131 | 1.0065 | 1 | 0 | 0 | 0 | 0 | 0 | 0 | 0 | 0 | 0 | 0 | 0 | 0 | 0 | 0 | 0
[7 empty] | Storage2_Capital | 7 | 35 | 1.2567 | 1.2485 | 1.2404 | 1.2323 | 1.2243 | 1.2163 | 1.2084 | 1.2005 | 1.1927 | 1.185 | 1.1773 | 1.1696 | 1.162 | 1.1544 | 1.1469 | 1.1394 | 1.132 | 1.1247 | 1.1174 | 1.1101 | 1.1029 | 1.0957 | 1.0886 | 1.0815 | 1.0744 | 1.0675 | 1.0605 | 1.0536 | 1.0468 | 1.0399 | 1.0332 | 1.0265 | 1.0198 | 1.0131 | 1.0065 | 1 | 0 | 0 | 0 | 0 | 0 | 0 | 0 | 0 | 0 | 0 | 0 | 0 | 0 | 0
[7 empty] | Storage2_Capital | 7 | 36 | 1.2649 | 1.2567 | 1.2485 | 1.2404 | 1.2323 | 1.2243 | 1.2163 | 1.2084 | 1.2005 | 1.1927 | 1.185 | 1.1773 | 1.1696 | 1.162 | 1.1544 | 1.1469 | 1.1394 | 1.132 | 1.1247 | 1.1174 | 1.1101 | 1.1029 | 1.0957 | 1.0886 | 1.0815 | 1.0744 | 1.0675 | 1.0605 | 1.0536 | 1.0468 | 1.0399 | 1.0332 | 1.0265 | 1.0198 | 1.0131 | 1.0065 | 1 | 0 | 0 | 0 | 0 | 0 | 0 | 0 | 0 | 0 | 0 | 0 | 0 | 0
[7 empty] | Storage2_Capital | 7 | 37 | 1.2732 | 1.2649 | 1.2567 | 1.2485 | 1.2404 | 1.2323 | 1.2243 | 1.2163 | 1.2084 | 1.2005 | 1.1927 | 1.185 | 1.1773 | 1.1696 | 1.162 | 1.1544 | 1.1469 | 1.1394 | 1.132 | 1.1247 | 1.1174 | 1.1101 | 1.1029 | 1.0957 | 1.0886 | 1.0815 | 1.0744 | 1.0675 | 1.0605 | 1.0536 | 1.0468 | 1.0399 | 1.0332 | 1.0265 | 1.0198 | 1.0131 | 1.0065 | 1 | 0 | 0 | 0 | 0 | 0 | 0 | 0 | 0 | 0 | 0 | 0 | 0
[7 empty] | Storage2_Capital | 7 | 38 | 1.2815 | 1.2732 | 1.2649 | 1.2567 | 1.2485 | 1.2404 | 1.2323 | 1.2243 | 1.2163 | 1.2084 | 1.2005 | 1.1927 | 1.185 | 1.1773 | 1.1696 | 1.162 | 1.1544 | 1.1469 | 1.1394 | 1.132 | 1.1247 | 1.1174 | 1.1101 | 1.1029 | 1.0957 | 1.0886 | 1.0815 | 1.0744 | 1.0675 | 1.0605 | 1.0536 | 1.0468 | 1.0399 | 1.0332 | 1.0265 | 1.0198 | 1.0131 | 1.0065 | 1 | 0 | 0 | 0 | 0 | 0 | 0 | 0 | 0 | 0 | 0 | 0
[7 empty] | Storage2_Capital | 7 | 39 | 1.2899 | 1.2815 | 1.2732 | 1.2649 | 1.2567 | 1.2485 | 1.2404 | 1.2323 | 1.2243 | 1.2163 | 1.2084 | 1.2005 | 1.1927 | 1.185 | 1.1773 | 1.1696 | 1.162 | 1.1544 | 1.1469 | 1.1394 | 1.132 | 1.1247 | 1.1174 | 1.1101 | 1.1029 | 1.0957 | 1.0886 | 1.0815 | 1.0744 | 1.0675 | 1.0605 | 1.0536 | 1.0468 | 1.0399 | 1.0332 | 1.0265 | 1.0198 | 1.0131 | 1.0065 | 1 | 0 | 0 | 0 | 0 | 0 | 0 | 0 | 0 | 0 | 0
[7 empty] | Storage2_Capital | 7 | 40 | 1.2983 | 1.2899 | 1.2815 | 1.2732 | 1.2649 | 1.2567 | 1.2485 | 1.2404 | 1.2323 | 1.2243 | 1.2163 | 1.2084 | 1.2005 | 1.1927 | 1.185 | 1.1773 | 1.1696 | 1.162 | 1.1544 | 1.1469 | 1.1394 | 1.132 | 1.1247 | 1.1174 | 1.1101 | 1.1029 | 1.0957 | 1.0886 | 1.0815 | 1.0744 | 1.0675 | 1.0605 | 1.0536 | 1.0468 | 1.0399 | 1.0332 | 1.0265 | 1.0198 | 1.0131 | 1.0065 | 1 | 0 | 0 | 0 | 0 | 0 | 0 | 0 | 0 | 0
[7 empty] | Storage2_Capital | 7 | 41 | 1.3068 | 1.2983 | 1.2899 | 1.2815 | 1.2732 | 1.2649 | 1.2567 | 1.2485 | 1.2404 | 1.2323 | 1.2243 | 1.2163 | 1.2084 | 1.2005 | 1.1927 | 1.185 | 1.1773 | 1.1696 | 1.162 | 1.1544 | 1.1469 | 1.1394 | 1.132 | 1.1247 | 1.1174 | 1.1101 | 1.1029 | 1.0957 | 1.0886 | 1.0815 | 1.0744 | 1.0675 | 1.0605 | 1.0536 | 1.0468 | 1.0399 | 1.0332 | 1.0265 | 1.0198 | 1.0131 | 1.0065 | 1 | 0 | 0 | 0 | 0 | 0 | 0 | 0 | 0
[7 empty] | Storage2_Capital | 7 | 42 | 1.3154 | 1.3068 | 1.2983 | 1.2899 | 1.2815 | 1.2732 | 1.2649 | 1.2567 | 1.2485 | 1.2404 | 1.2323 | 1.2243 | 1.2163 | 1.2084 | 1.2005 | 1.1927 | 1.185 | 1.1773 | 1.1696 | 1.162 | 1.1544 | 1.1469 | 1.1394 | 1.132 | 1.1247 | 1.1174 | 1.1101 | 1.1029 | 1.0957 | 1.0886 | 1.0815 | 1.0744 | 1.0675 | 1.0605 | 1.0536 | 1.0468 | 1.0399 | 1.0332 | 1.0265 | 1.0198 | 1.0131 | 1.0065 | 1 | 0 | 0 | 0 | 0 | 0 | 0 | 0
[7 empty] | Storage2_Capital | 7 | 43 | 1.324 | 1.3154 | 1.3068 | 1.2983 | 1.2899 | 1.2815 | 1.2732 | 1.2649 | 1.2567 | 1.2485 | 1.2404 | 1.2323 | 1.2243 | 1.2163 | 1.2084 | 1.2005 | 1.1927 | 1.185 | 1.1773 | 1.1696 | 1.162 | 1.1544 | 1.1469 | 1.1394 | 1.132 | 1.1247 | 1.1174 | 1.1101 | 1.1029 | 1.0957 | 1.0886 | 1.0815 | 1.0744 | 1.0675 | 1.0605 | 1.0536 | 1.0468 | 1.0399 | 1.0332 | 1.0265 | 1.0198 | 1.0131 | 1.0065 | 1 | 0 | 0 | 0 | 0 | 0 | 0
[7 empty] | Storage2_Capital | 7 | 44 | 1.3327 | 1.324 | 1.3154 | 1.3068 | 1.2983 | 1.2899 | 1.2815 | 1.2732 | 1.2649 | 1.2567 | 1.2485 | 1.2404 | 1.2323 | 1.2243 | 1.2163 | 1.2084 | 1.2005 | 1.1927 | 1.185 | 1.1773 | 1.1696 | 1.162 | 1.1544 | 1.1469 | 1.1394 | 1.132 | 1.1247 | 1.1174 | 1.1101 | 1.1029 | 1.0957 | 1.0886 | 1.0815 | 1.0744 | 1.0675 | 1.0605 | 1.0536 | 1.0468 | 1.0399 | 1.0332 | 1.0265 | 1.0198 | 1.0131 | 1.0065 | 1 | 0 | 0 | 0 | 0 | 0
[7 empty] | Storage2_Capital | 7 | 45 | 1.3414 | 1.3327 | 1.324 | 1.3154 | 1.3068 | 1.2983 | 1.2899 | 1.2815 | 1.2732 | 1.2649 | 1.2567 | 1.2485 | 1.2404 | 1.2323 | 1.2243 | 1.2163 | 1.2084 | 1.2005 | 1.1927 | 1.185 | 1.1773 | 1.1696 | 1.162 | 1.1544 | 1.1469 | 1.1394 | 1.132 | 1.1247 | 1.1174 | 1.1101 | 1.1029 | 1.0957 | 1.0886 | 1.0815 | 1.0744 | 1.0675 | 1.0605 | 1.0536 | 1.0468 | 1.0399 | 1.0332 | 1.0265 | 1.0198 | 1.0131 | 1.0065 | 1 | 0 | 0 | 0 | 0
[7 empty] | Storage2_Capital | 7 | 46 | 1.3502 | 1.3414 | 1.3327 | 1.324 | 1.3154 | 1.3068 | 1.2983 | 1.2899 | 1.2815 | 1.2732 | 1.2649 | 1.2567 | 1.2485 | 1.2404 | 1.2323 | 1.2243 | 1.2163 | 1.2084 | 1.2005 | 1.1927 | 1.185 | 1.1773 | 1.1696 | 1.162 | 1.1544 | 1.1469 | 1.1394 | 1.132 | 1.1247 | 1.1174 | 1.1101 | 1.1029 | 1.0957 | 1.0886 | 1.0815 | 1.0744 | 1.0675 | 1.0605 | 1.0536 | 1.0468 | 1.0399 | 1.0332 | 1.0265 | 1.0198 | 1.0131 | 1.0065 | 1 | 0 | 0 | 0
[7 empty] | Storage2_Capital | 7 | 47 | 1.359 | 1.3502 | 1.3414 | 1.3327 | 1.324 | 1.3154 | 1.3068 | 1.2983 | 1.2899 | 1.2815 | 1.2732 | 1.2649 | 1.2567 | 1.2485 | 1.2404 | 1.2323 | 1.2243 | 1.2163 | 1.2084 | 1.2005 | 1.1927 | 1.185 | 1.1773 | 1.1696 | 1.162 | 1.1544 | 1.1469 | 1.1394 | 1.132 | 1.1247 | 1.1174 | 1.1101 | 1.1029 | 1.0957 | 1.0886 | 1.0815 | 1.0744 | 1.0675 | 1.0605 | 1.0536 | 1.0468 | 1.0399 | 1.0332 | 1.0265 | 1.0198 | 1.0131 | 1.0065 | 1 | 0 | 0
[7 empty] | Storage2_Capital | 7 | 48 | 1.3679 | 1.359 | 1.3502 | 1.3414 | 1.3327 | 1.324 | 1.3154 | 1.3068 | 1.2983 | 1.2899 | 1.2815 | 1.2732 | 1.2649 | 1.2567 | 1.2485 | 1.2404 | 1.2323 | 1.2243 | 1.2163 | 1.2084 | 1.2005 | 1.1927 | 1.185 | 1.1773 | 1.1696 | 1.162 | 1.1544 | 1.1469 | 1.1394 | 1.132 | 1.1247 | 1.1174 | 1.1101 | 1.1029 | 1.0957 | 1.0886 | 1.0815 | 1.0744 | 1.0675 | 1.0605 | 1.0536 | 1.0468 | 1.0399 | 1.0332 | 1.0265 | 1.0198 | 1.0131 | 1.0065 | 1 | 0
[7 empty] | Storage2_Capital | 7 | 49 | 1.3769 | 1.3679 | 1.359 | 1.3502 | 1.3414 | 1.3327 | 1.324 | 1.3154 | 1.3068 | 1.2983 | 1.2899 | 1.2815 | 1.2732 | 1.2649 | 1.2567 | 1.2485 | 1.2404 | 1.2323 | 1.2243 | 1.2163 | 1.2084 | 1.2005 | 1.1927 | 1.185 | 1.1773 | 1.1696 | 1.162 | 1.1544 | 1.1469 | 1.1394 | 1.132 | 1.1247 | 1.1174 | 1.1101 | 1.1029 | 1.0957 | 1.0886 | 1.0815 | 1.0744 | 1.0675 | 1.0605 | 1.0536 | 1.0468 | 1.0399 | 1.0332 | 1.0265 | 1.0198 | 1.0131 | 1.0065 | 1
[7 empty] | Storage4_Capital | 8 | 0 | 1 | 0 | 0 | 0 | 0 | 0 | 0 | 0 | 0 | 0 | 0 | 0 | 0 | 0 | 0 | 0 | 0 | 0 | 0 | 0 | 0 | 0 | 0 | 0 | 0 | 0 | 0 | 0 | 0 | 0 | 0 | 0 | 0 | 0 | 0 | 0 | 0 | 0 | 0 | 0 | 0 | 0 | 0 | 0 | 0 | 0 | 0 | 0 | 0 | 0
[7 empty] | Storage4_Capital | 8 | 1 | 1.0043 | 1 | 0 | 0 | 0 | 0 | 0 | 0 | 0 | 0 | 0 | 0 | 0 | 0 | 0 | 0 | 0 | 0 | 0 | 0 | 0 | 0 | 0 | 0 | 0 | 0 | 0 | 0 | 0 | 0 | 0 | 0 | 0 | 0 | 0 | 0 | 0 | 0 | 0 | 0 | 0 | 0 | 0 | 0 | 0 | 0 | 0 | 0 | 0 | 0
[7 empty] | Storage4_Capital | 8 | 2 | 1.0087 | 1.0043 | 1 | 0 | 0 | 0 | 0 | 0 | 0 | 0 | 0 | 0 | 0 | 0 | 0 | 0 | 0 | 0 | 0 | 0 | 0 | 0 | 0 | 0 | 0 | 0 | 0 | 0 | 0 | 0 | 0 | 0 | 0 | 0 | 0 | 0 | 0 | 0 | 0 | 0 | 0 | 0 | 0 | 0 | 0 | 0 | 0 | 0 | 0 | 0
[7 empty] | Storage4_Capital | 8 | 3 | 1.013 | 1.0087 | 1.0043 | 1 | 0 | 0 | 0 | 0 | 0 | 0 | 0 | 0 | 0 | 0 | 0 | 0 | 0 | 0 | 0 | 0 | 0 | 0 | 0 | 0 | 0 | 0 | 0 | 0 | 0 | 0 | 0 | 0 | 0 | 0 | 0 | 0 | 0 | 0 | 0 | 0 | 0 | 0 | 0 | 0 | 0 | 0 | 0 | 0 | 0 | 0
[7 empty] | Storage4_Capital | 8 | 4 | 1.0174 | 1.013 | 1.0087 | 1.0043 | 1 | 0 | 0 | 0 | 0 | 0 | 0 | 0 | 0 | 0 | 0 | 0 | 0 | 0 | 0 | 0 | 0 | 0 | 0 | 0 | 0 | 0 | 0 | 0 | 0 | 0 | 0 | 0 | 0 | 0 | 0 | 0 | 0 | 0 | 0 | 0 | 0 | 0 | 0 | 0 | 0 | 0 | 0 | 0 | 0 | 0
[7 empty] | Storage4_Capital | 8 | 5 | 1.0218 | 1.0174 | 1.013 | 1.0087 | 1.0043 | 1 | 0 | 0 | 0 | 0 | 0 | 0 | 0 | 0 | 0 | 0 | 0 | 0 | 0 | 0 | 0 | 0 | 0 | 0 | 0 | 0 | 0 | 0 | 0 | 0 | 0 | 0 | 0 | 0 | 0 | 0 | 0 | 0 | 0 | 0 | 0 | 0 | 0 | 0 | 0 | 0 | 0 | 0 | 0 | 0
[7 empty] | Storage4_Capital | 8 | 6 | 1.0262 | 1.0218 | 1.0174 | 1.013 | 1.0087 | 1.0043 | 1 | 0 | 0 | 0 | 0 | 0 | 0 | 0 | 0 | 0 | 0 | 0 | 0 | 0 | 0 | 0 | 0 | 0 | 0 | 0 | 0 | 0 | 0 | 0 | 0 | 0 | 0 | 0 | 0 | 0 | 0 | 0 | 0 | 0 | 0 | 0 | 0 | 0 | 0 | 0 | 0 | 0 | 0 | 0
[7 empty] | Storage4_Capital | 8 | 7 | 1.0306 | 1.0262 | 1.0218 | 1.0174 | 1.013 | 1.0087 | 1.0043 | 1 | 0 | 0 | 0 | 0 | 0 | 0 | 0 | 0 | 0 | 0 | 0 | 0 | 0 | 0 | 0 | 0 | 0 | 0 | 0 | 0 | 0 | 0 | 0 | 0 | 0 | 0 | 0 | 0 | 0 | 0 | 0 | 0 | 0 | 0 | 0 | 0 | 0 | 0 | 0 | 0 | 0 | 0
[7 empty] | Storage4_Capital | 8 | 8 | 1.0351 | 1.0306 | 1.0262 | 1.0218 | 1.0174 | 1.013 | 1.0087 | 1.0043 | 1 | 0 | 0 | 0 | 0 | 0 | 0 | 0 | 0 | 0 | 0 | 0 | 0 | 0 | 0 | 0 | 0 | 0 | 0 | 0 | 0 | 0 | 0 | 0 | 0 | 0 | 0 | 0 | 0 | 0 | 0 | 0 | 0 | 0 | 0 | 0 | 0 | 0 | 0 | 0 | 0 | 0
[7 empty] | Storage4_Capital | 8 | 9 | 1.0395 | 1.0351 | 1.0306 | 1.0262 | 1.0218 | 1.0174 | 1.013 | 1.0087 | 1.0043 | 1 | 0 | 0 | 0 | 0 | 0 | 0 | 0 | 0 | 0 | 0 | 0 | 0 | 0 | 0 | 0 | 0 | 0 | 0 | 0 | 0 | 0 | 0 | 0 | 0 | 0 | 0 | 0 | 0 | 0 | 0 | 0 | 0 | 0 | 0 | 0 | 0 | 0 | 0 | 0 | 0
[7 empty] | Storage4_Capital | 8 | 10 | 1.044 | 1.0395 | 1.0351 | 1.0306 | 1.0262 | 1.0218 | 1.0174 | 1.013 | 1.0087 | 1.0043 | 1 | 0 | 0 | 0 | 0 | 0 | 0 | 0 | 0 | 0 | 0 | 0 | 0 | 0 | 0 | 0 | 0 | 0 | 0 | 0 | 0 | 0 | 0 | 0 | 0 | 0 | 0 | 0 | 0 | 0 | 0 | 0 | 0 | 0 | 0 | 0 | 0 | 0 | 0 | 0
[7 empty] | Storage4_Capital | 8 | 11 | 1.0485 | 1.044 | 1.0395 | 1.0351 | 1.0306 | 1.0262 | 1.0218 | 1.0174 | 1.013 | 1.0087 | 1.0043 | 1 | 0 | 0 | 0 | 0 | 0 | 0 | 0 | 0 | 0 | 0 | 0 | 0 | 0 | 0 | 0 | 0 | 0 | 0 | 0 | 0 | 0 | 0 | 0 | 0 | 0 | 0 | 0 | 0 | 0 | 0 | 0 | 0 | 0 | 0 | 0 | 0 | 0 | 0
[7 empty] | Storage4_Capital | 8 | 12 | 1.0531 | 1.0485 | 1.044 | 1.0395 | 1.0351 | 1.0306 | 1.0262 | 1.0218 | 1.0174 | 1.013 | 1.0087 | 1.0043 | 1 | 0 | 0 | 0 | 0 | 0 | 0 | 0 | 0 | 0 | 0 | 0 | 0 | 0 | 0 | 0 | 0 | 0 | 0 | 0 | 0 | 0 | 0 | 0 | 0 | 0 | 0 | 0 | 0 | 0 | 0 | 0 | 0 | 0 | 0 | 0 | 0 | 0
[7 empty] | Storage4_Capital | 8 | 13 | 1.0576 | 1.0531 | 1.0485 | 1.044 | 1.0395 | 1.0351 | 1.0306 | 1.0262 | 1.0218 | 1.0174 | 1.013 | 1.0087 | 1.0043 | 1 | 0 | 0 | 0 | 0 | 0 | 0 | 0 | 0 | 0 | 0 | 0 | 0 | 0 | 0 | 0 | 0 | 0 | 0 | 0 | 0 | 0 | 0 | 0 | 0 | 0 | 0 | 0 | 0 | 0 | 0 | 0 | 0 | 0 | 0 | 0 | 0
[7 empty] | Storage4_Capital | 8 | 14 | 1.0622 | 1.0576 | 1.0531 | 1.0485 | 1.044 | 1.0395 | 1.0351 | 1.0306 | 1.0262 | 1.0218 | 1.0174 | 1.013 | 1.0087 | 1.0043 | 1 | 0 | 0 | 0 | 0 | 0 | 0 | 0 | 0 | 0 | 0 | 0 | 0 | 0 | 0 | 0 | 0 | 0 | 0 | 0 | 0 | 0 | 0 | 0 | 0 | 0 | 0 | 0 | 0 | 0 | 0 | 0 | 0 | 0 | 0 | 0
[7 empty] | Storage4_Capital | 8 | 15 | 1.0668 | 1.0622 | 1.0576 | 1.0531 | 1.0485 | 1.044 | 1.0395 | 1.0351 | 1.0306 | 1.0262 | 1.0218 | 1.0174 | 1.013 | 1.0087 | 1.0043 | 1 | 0 | 0 | 0 | 0 | 0 | 0 | 0 | 0 | 0 | 0 | 0 | 0 | 0 | 0 | 0 | 0 | 0 | 0 | 0 | 0 | 0 | 0 | 0 | 0 | 0 | 0 | 0 | 0 | 0 | 0 | 0 | 0 | 0 | 0
[7 empty] | Storage4_Capital | 8 | 16 | 1.0714 | 1.0668 | 1.0622 | 1.0576 | 1.0531 | 1.0485 | 1.044 | 1.0395 | 1.0351 | 1.0306 | 1.0262 | 1.0218 | 1.0174 | 1.013 | 1.0087 | 1.0043 | 1 | 0 | 0 | 0 | 0 | 0 | 0 | 0 | 0 | 0 | 0 | 0 | 0 | 0 | 0 | 0 | 0 | 0 | 0 | 0 | 0 | 0 | 0 | 0 | 0 | 0 | 0 | 0 | 0 | 0 | 0 | 0 | 0 | 0
[7 empty] | Storage4_Capital | 8 | 17 | 1.076 | 1.0714 | 1.0668 | 1.0622 | 1.0576 | 1.0531 | 1.0485 | 1.044 | 1.0395 | 1.0351 | 1.0306 | 1.0262 | 1.0218 | 1.0174 | 1.013 | 1.0087 | 1.0043 | 1 | 0 | 0 | 0 | 0 | 0 | 0 | 0 | 0 | 0 | 0 | 0 | 0 | 0 | 0 | 0 | 0 | 0 | 0 | 0 | 0 | 0 | 0 | 0 | 0 | 0 | 0 | 0 | 0 | 0 | 0 | 0 | 0
[7 empty] | Storage4_Capital | 8 | 18 | 1.0806 | 1.076 | 1.0714 | 1.0668 | 1.0622 | 1.0576 | 1.0531 | 1.0485 | 1.044 | 1.0395 | 1.0351 | 1.0306 | 1.0262 | 1.0218 | 1.0174 | 1.013 | 1.0087 | 1.0043 | 1 | 0 | 0 | 0 | 0 | 0 | 0 | 0 | 0 | 0 | 0 | 0 | 0 | 0 | 0 | 0 | 0 | 0 | 0 | 0 | 0 | 0 | 0 | 0 | 0 | 0 | 0 | 0 | 0 | 0 | 0 | 0
[7 empty] | Storage4_Capital | 8 | 19 | 1.0853 | 1.0806 | 1.076 | 1.0714 | 1.0668 | 1.0622 | 1.0576 | 1.0531 | 1.0485 | 1.044 | 1.0395 | 1.0351 | 1.0306 | 1.0262 | 1.0218 | 1.0174 | 1.013 | 1.0087 | 1.0043 | 1 | 0 | 0 | 0 | 0 | 0 | 0 | 0 | 0 | 0 | 0 | 0 | 0 | 0 | 0 | 0 | 0 | 0 | 0 | 0 | 0 | 0 | 0 | 0 | 0 | 0 | 0 | 0 | 0 | 0 | 0
[7 empty] | Storage4_Capital | 8 | 20 | 1.09 | 1.0853 | 1.0806 | 1.076 | 1.0714 | 1.0668 | 1.0622 | 1.0576 | 1.0531 | 1.0485 | 1.044 | 1.0395 | 1.0351 | 1.0306 | 1.0262 | 1.0218 | 1.0174 | 1.013 | 1.0087 | 1.0043 | 1 | 0 | 0 | 0 | 0 | 0 | 0 | 0 | 0 | 0 | 0 | 0 | 0 | 0 | 0 | 0 | 0 | 0 | 0 | 0 | 0 | 0 | 0 | 0 | 0 | 0 | 0 | 0 | 0 | 0
[7 empty] | Storage4_Capital | 8 | 21 | 1.0947 | 1.09 | 1.0853 | 1.0806 | 1.076 | 1.0714 | 1.0668 | 1.0622 | 1.0576 | 1.0531 | 1.0485 | 1.044 | 1.0395 | 1.0351 | 1.0306 | 1.0262 | 1.0218 | 1.0174 | 1.013 | 1.0087 | 1.0043 | 1 | 0 | 0 | 0 | 0 | 0 | 0 | 0 | 0 | 0 | 0 | 0 | 0 | 0 | 0 | 0 | 0 | 0 | 0 | 0 | 0 | 0 | 0 | 0 | 0 | 0 | 0 | 0 | 0
[7 empty] | Storage4_Capital | 8 | 22 | 1.0994 | 1.0947 | 1.09 | 1.0853 | 1.0806 | 1.076 | 1.0714 | 1.0668 | 1.0622 | 1.0576 | 1.0531 | 1.0485 | 1.044 | 1.0395 | 1.0351 | 1.0306 | 1.0262 | 1.0218 | 1.0174 | 1.013 | 1.0087 | 1.0043 | 1 | 0 | 0 | 0 | 0 | 0 | 0 | 0 | 0 | 0 | 0 | 0 | 0 | 0 | 0 | 0 | 0 | 0 | 0 | 0 | 0 | 0 | 0 | 0 | 0 | 0 | 0 | 0
[7 empty] | Storage4_Capital | 8 | 23 | 1.1042 | 1.0994 | 1.0947 | 1.09 | 1.0853 | 1.0806 | 1.076 | 1.0714 | 1.0668 | 1.0622 | 1.0576 | 1.0531 | 1.0485 | 1.044 | 1.0395 | 1.0351 | 1.0306 | 1.0262 | 1.0218 | 1.0174 | 1.013 | 1.0087 | 1.0043 | 1 | 0 | 0 | 0 | 0 | 0 | 0 | 0 | 0 | 0 | 0 | 0 | 0 | 0 | 0 | 0 | 0 | 0 | 0 | 0 | 0 | 0 | 0 | 0 | 0 | 0 | 0
[7 empty] | Storage4_Capital | 8 | 24 | 1.1089 | 1.1042 | 1.0994 | 1.0947 | 1.09 | 1.0853 | 1.0806 | 1.076 | 1.0714 | 1.0668 | 1.0622 | 1.0576 | 1.0531 | 1.0485 | 1.044 | 1.0395 | 1.0351 | 1.0306 | 1.0262 | 1.0218 | 1.0174 | 1.013 | 1.0087 | 1.0043 | 1 | 0 | 0 | 0 | 0 | 0 | 0 | 0 | 0 | 0 | 0 | 0 | 0 | 0 | 0 | 0 | 0 | 0 | 0 | 0 | 0 | 0 | 0 | 0 | 0 | 0
[7 empty] | Storage4_Capital | 8 | 25 | 1.1137 | 1.1089 | 1.1042 | 1.0994 | 1.0947 | 1.09 | 1.0853 | 1.0806 | 1.076 | 1.0714 | 1.0668 | 1.0622 | 1.0576 | 1.0531 | 1.0485 | 1.044 | 1.0395 | 1.0351 | 1.0306 | 1.0262 | 1.0218 | 1.0174 | 1.013 | 1.0087 | 1.0043 | 1 | 0 | 0 | 0 | 0 | 0 | 0 | 0 | 0 | 0 | 0 | 0 | 0 | 0 | 0 | 0 | 0 | 0 | 0 | 0 | 0 | 0 | 0 | 0 | 0
[7 empty] | Storage4_Capital | 8 | 26 | 1.1185 | 1.1137 | 1.1089 | 1.1042 | 1.0994 | 1.0947 | 1.09 | 1.0853 | 1.0806 | 1.076 | 1.0714 | 1.0668 | 1.0622 | 1.0576 | 1.0531 | 1.0485 | 1.044 | 1.0395 | 1.0351 | 1.0306 | 1.0262 | 1.0218 | 1.0174 | 1.013 | 1.0087 | 1.0043 | 1 | 0 | 0 | 0 | 0 | 0 | 0 | 0 | 0 | 0 | 0 | 0 | 0 | 0 | 0 | 0 | 0 | 0 | 0 | 0 | 0 | 0 | 0 | 0
[7 empty] | Storage4_Capital | 8 | 27 | 1.1234 | 1.1185 | 1.1137 | 1.1089 | 1.1042 | 1.0994 | 1.0947 | 1.09 | 1.0853 | 1.0806 | 1.076 | 1.0714 | 1.0668 | 1.0622 | 1.0576 | 1.0531 | 1.0485 | 1.044 | 1.0395 | 1.0351 | 1.0306 | 1.0262 | 1.0218 | 1.0174 | 1.013 | 1.0087 | 1.0043 | 1 | 0 | 0 | 0 | 0 | 0 | 0 | 0 | 0 | 0 | 0 | 0 | 0 | 0 | 0 | 0 | 0 | 0 | 0 | 0 | 0 | 0 | 0
[7 empty] | Storage4_Capital | 8 | 28 | 1.1282 | 1.1234 | 1.1185 | 1.1137 | 1.1089 | 1.1042 | 1.0994 | 1.0947 | 1.09 | 1.0853 | 1.0806 | 1.076 | 1.0714 | 1.0668 | 1.0622 | 1.0576 | 1.0531 | 1.0485 | 1.044 | 1.0395 | 1.0351 | 1.0306 | 1.0262 | 1.0218 | 1.0174 | 1.013 | 1.0087 | 1.0043 | 1 | 0 | 0 | 0 | 0 | 0 | 0 | 0 | 0 | 0 | 0 | 0 | 0 | 0 | 0 | 0 | 0 | 0 | 0 | 0 | 0 | 0
[7 empty] | Storage4_Capital | 8 | 29 | 1.1331 | 1.1282 | 1.1234 | 1.1185 | 1.1137 | 1.1089 | 1.1042 | 1.0994 | 1.0947 | 1.09 | 1.0853 | 1.0806 | 1.076 | 1.0714 | 1.0668 | 1.0622 | 1.0576 | 1.0531 | 1.0485 | 1.044 | 1.0395 | 1.0351 | 1.0306 | 1.0262 | 1.0218 | 1.0174 | 1.013 | 1.0087 | 1.0043 | 1 | 0 | 0 | 0 | 0 | 0 | 0 | 0 | 0 | 0 | 0 | 0 | 0 | 0 | 0 | 0 | 0 | 0 | 0 | 0 | 0
[7 empty] | Storage4_Capital | 8 | 30 | 1.138 | 1.1331 | 1.1282 | 1.1234 | 1.1185 | 1.1137 | 1.1089 | 1.1042 | 1.0994 | 1.0947 | 1.09 | 1.0853 | 1.0806 | 1.076 | 1.0714 | 1.0668 | 1.0622 | 1.0576 | 1.0531 | 1.0485 | 1.044 | 1.0395 | 1.0351 | 1.0306 | 1.0262 | 1.0218 | 1.0174 | 1.013 | 1.0087 | 1.0043 | 1 | 0 | 0 | 0 | 0 | 0 | 0 | 0 | 0 | 0 | 0 | 0 | 0 | 0 | 0 | 0 | 0 | 0 | 0 | 0
[7 empty] | Storage4_Capital | 8 | 31 | 1.1429 | 1.138 | 1.1331 | 1.1282 | 1.1234 | 1.1185 | 1.1137 | 1.1089 | 1.1042 | 1.0994 | 1.0947 | 1.09 | 1.0853 | 1.0806 | 1.076 | 1.0714 | 1.0668 | 1.0622 | 1.0576 | 1.0531 | 1.0485 | 1.044 | 1.0395 | 1.0351 | 1.0306 | 1.0262 | 1.0218 | 1.0174 | 1.013 | 1.0087 | 1.0043 | 1 | 0 | 0 | 0 | 0 | 0 | 0 | 0 | 0 | 0 | 0 | 0 | 0 | 0 | 0 | 0 | 0 | 0 | 0
[7 empty] | Storage4_Capital | 8 | 32 | 1.1478 | 1.1429 | 1.138 | 1.1331 | 1.1282 | 1.1234 | 1.1185 | 1.1137 | 1.1089 | 1.1042 | 1.0994 | 1.0947 | 1.09 | 1.0853 | 1.0806 | 1.076 | 1.0714 | 1.0668 | 1.0622 | 1.0576 | 1.0531 | 1.0485 | 1.044 | 1.0395 | 1.0351 | 1.0306 | 1.0262 | 1.0218 | 1.0174 | 1.013 | 1.0087 | 1.0043 | 1 | 0 | 0 | 0 | 0 | 0 | 0 | 0 | 0 | 0 | 0 | 0 | 0 | 0 | 0 | 0 | 0 | 0
[7 empty] | Storage4_Capital | 8 | 33 | 1.1528 | 1.1478 | 1.1429 | 1.138 | 1.1331 | 1.1282 | 1.1234 | 1.1185 | 1.1137 | 1.1089 | 1.1042 | 1.0994 | 1.0947 | 1.09 | 1.0853 | 1.0806 | 1.076 | 1.0714 | 1.0668 | 1.0622 | 1.0576 | 1.0531 | 1.0485 | 1.044 | 1.0395 | 1.0351 | 1.0306 | 1.0262 | 1.0218 | 1.0174 | 1.013 | 1.0087 | 1.0043 | 1 | 0 | 0 | 0 | 0 | 0 | 0 | 0 | 0 | 0 | 0 | 0 | 0 | 0 | 0 | 0 | 0
[7 empty] | Storage4_Capital | 8 | 34 | 1.1577 | 1.1528 | 1.1478 | 1.1429 | 1.138 | 1.1331 | 1.1282 | 1.1234 | 1.1185 | 1.1137 | 1.1089 | 1.1042 | 1.0994 | 1.0947 | 1.09 | 1.0853 | 1.0806 | 1.076 | 1.0714 | 1.0668 | 1.0622 | 1.0576 | 1.0531 | 1.0485 | 1.044 | 1.0395 | 1.0351 | 1.0306 | 1.0262 | 1.0218 | 1.0174 | 1.013 | 1.0087 | 1.0043 | 1 | 0 | 0 | 0 | 0 | 0 | 0 | 0 | 0 | 0 | 0 | 0 | 0 | 0 | 0 | 0
[7 empty] | Storage4_Capital | 8 | 35 | 1.1627 | 1.1577 | 1.1528 | 1.1478 | 1.1429 | 1.138 | 1.1331 | 1.1282 | 1.1234 | 1.1185 | 1.1137 | 1.1089 | 1.1042 | 1.0994 | 1.0947 | 1.09 | 1.0853 | 1.0806 | 1.076 | 1.0714 | 1.0668 | 1.0622 | 1.0576 | 1.0531 | 1.0485 | 1.044 | 1.0395 | 1.0351 | 1.0306 | 1.0262 | 1.0218 | 1.0174 | 1.013 | 1.0087 | 1.0043 | 1 | 0 | 0 | 0 | 0 | 0 | 0 | 0 | 0 | 0 | 0 | 0 | 0 | 0 | 0
[7 empty] | Storage4_Capital | 8 | 36 | 1.1678 | 1.1627 | 1.1577 | 1.1528 | 1.1478 | 1.1429 | 1.138 | 1.1331 | 1.1282 | 1.1234 | 1.1185 | 1.1137 | 1.1089 | 1.1042 | 1.0994 | 1.0947 | 1.09 | 1.0853 | 1.0806 | 1.076 | 1.0714 | 1.0668 | 1.0622 | 1.0576 | 1.0531 | 1.0485 | 1.044 | 1.0395 | 1.0351 | 1.0306 | 1.0262 | 1.0218 | 1.0174 | 1.013 | 1.0087 | 1.0043 | 1 | 0 | 0 | 0 | 0 | 0 | 0 | 0 | 0 | 0 | 0 | 0 | 0 | 0
[7 empty] | Storage4_Capital | 8 | 37 | 1.1728 | 1.1678 | 1.1627 | 1.1577 | 1.1528 | 1.1478 | 1.1429 | 1.138 | 1.1331 | 1.1282 | 1.1234 | 1.1185 | 1.1137 | 1.1089 | 1.1042 | 1.0994 | 1.0947 | 1.09 | 1.0853 | 1.0806 | 1.076 | 1.0714 | 1.0668 | 1.0622 | 1.0576 | 1.0531 | 1.0485 | 1.044 | 1.0395 | 1.0351 | 1.0306 | 1.0262 | 1.0218 | 1.0174 | 1.013 | 1.0087 | 1.0043 | 1 | 0 | 0 | 0 | 0 | 0 | 0 | 0 | 0 | 0 | 0 | 0 | 0
[7 empty] | Storage4_Capital | 8 | 38 | 1.1779 | 1.1728 | 1.1678 | 1.1627 | 1.1577 | 1.1528 | 1.1478 | 1.1429 | 1.138 | 1.1331 | 1.1282 | 1.1234 | 1.1185 | 1.1137 | 1.1089 | 1.1042 | 1.0994 | 1.0947 | 1.09 | 1.0853 | 1.0806 | 1.076 | 1.0714 | 1.0668 | 1.0622 | 1.0576 | 1.0531 | 1.0485 | 1.044 | 1.0395 | 1.0351 | 1.0306 | 1.0262 | 1.0218 | 1.0174 | 1.013 | 1.0087 | 1.0043 | 1 | 0 | 0 | 0 | 0 | 0 | 0 | 0 | 0 | 0 | 0 | 0
[7 empty] | Storage4_Capital | 8 | 39 | 1.183 | 1.1779 | 1.1728 | 1.1678 | 1.1627 | 1.1577 | 1.1528 | 1.1478 | 1.1429 | 1.138 | 1.1331 | 1.1282 | 1.1234 | 1.1185 | 1.1137 | 1.1089 | 1.1042 | 1.0994 | 1.0947 | 1.09 | 1.0853 | 1.0806 | 1.076 | 1.0714 | 1.0668 | 1.0622 | 1.0576 | 1.0531 | 1.0485 | 1.044 | 1.0395 | 1.0351 | 1.0306 | 1.0262 | 1.0218 | 1.0174 | 1.013 | 1.0087 | 1.0043 | 1 | 0 | 0 | 0 | 0 | 0 | 0 | 0 | 0 | 0 | 0
[7 empty] | Storage4_Capital | 8 | 40 | 1.1881 | 1.183 | 1.1779 | 1.1728 | 1.1678 | 1.1627 | 1.1577 | 1.1528 | 1.1478 | 1.1429 | 1.138 | 1.1331 | 1.1282 | 1.1234 | 1.1185 | 1.1137 | 1.1089 | 1.1042 | 1.0994 | 1.0947 | 1.09 | 1.0853 | 1.0806 | 1.076 | 1.0714 | 1.0668 | 1.0622 | 1.0576 | 1.0531 | 1.0485 | 1.044 | 1.0395 | 1.0351 | 1.0306 | 1.0262 | 1.0218 | 1.0174 | 1.013 | 1.0087 | 1.0043 | 1 | 0 | 0 | 0 | 0 | 0 | 0 | 0 | 0 | 0
[7 empty] | Storage4_Capital | 8 | 41 | 1.1932 | 1.1881 | 1.183 | 1.1779 | 1.1728 | 1.1678 | 1.1627 | 1.1577 | 1.1528 | 1.1478 | 1.1429 | 1.138 | 1.1331 | 1.1282 | 1.1234 | 1.1185 | 1.1137 | 1.1089 | 1.1042 | 1.0994 | 1.0947 | 1.09 | 1.0853 | 1.0806 | 1.076 | 1.0714 | 1.0668 | 1.0622 | 1.0576 | 1.0531 | 1.0485 | 1.044 | 1.0395 | 1.0351 | 1.0306 | 1.0262 | 1.0218 | 1.0174 | 1.013 | 1.0087 | 1.0043 | 1 | 0 | 0 | 0 | 0 | 0 | 0 | 0 | 0
[7 empty] | Storage4_Capital | 8 | 42 | 1.1983 | 1.1932 | 1.1881 | 1.183 | 1.1779 | 1.1728 | 1.1678 | 1.1627 | 1.1577 | 1.1528 | 1.1478 | 1.1429 | 1.138 | 1.1331 | 1.1282 | 1.1234 | 1.1185 | 1.1137 | 1.1089 | 1.1042 | 1.0994 | 1.0947 | 1.09 | 1.0853 | 1.0806 | 1.076 | 1.0714 | 1.0668 | 1.0622 | 1.0576 | 1.0531 | 1.0485 | 1.044 | 1.0395 | 1.0351 | 1.0306 | 1.0262 | 1.0218 | 1.0174 | 1.013 | 1.0087 | 1.0043 | 1 | 0 | 0 | 0 | 0 | 0 | 0 | 0
[7 empty] | Storage4_Capital | 8 | 43 | 1.2035 | 1.1983 | 1.1932 | 1.1881 | 1.183 | 1.1779 | 1.1728 | 1.1678 | 1.1627 | 1.1577 | 1.1528 | 1.1478 | 1.1429 | 1.138 | 1.1331 | 1.1282 | 1.1234 | 1.1185 | 1.1137 | 1.1089 | 1.1042 | 1.0994 | 1.0947 | 1.09 | 1.0853 | 1.0806 | 1.076 | 1.0714 | 1.0668 | 1.0622 | 1.0576 | 1.0531 | 1.0485 | 1.044 | 1.0395 | 1.0351 | 1.0306 | 1.0262 | 1.0218 | 1.0174 | 1.013 | 1.0087 | 1.0043 | 1 | 0 | 0 | 0 | 0 | 0 | 0
[7 empty] | Storage4_Capital | 8 | 44 | 1.2087 | 1.2035 | 1.1983 | 1.1932 | 1.1881 | 1.183 | 1.1779 | 1.1728 | 1.1678 | 1.1627 | 1.1577 | 1.1528 | 1.1478 | 1.1429 | 1.138 | 1.1331 | 1.1282 | 1.1234 | 1.1185 | 1.1137 | 1.1089 | 1.1042 | 1.0994 | 1.0947 | 1.09 | 1.0853 | 1.0806 | 1.076 | 1.0714 | 1.0668 | 1.0622 | 1.0576 | 1.0531 | 1.0485 | 1.044 | 1.0395 | 1.0351 | 1.0306 | 1.0262 | 1.0218 | 1.0174 | 1.013 | 1.0087 | 1.0043 | 1 | 0 | 0 | 0 | 0 | 0
[7 empty] | Storage4_Capital | 8 | 45 | 1.2139 | 1.2087 | 1.2035 | 1.1983 | 1.1932 | 1.1881 | 1.183 | 1.1779 | 1.1728 | 1.1678 | 1.1627 | 1.1577 | 1.1528 | 1.1478 | 1.1429 | 1.138 | 1.1331 | 1.1282 | 1.1234 | 1.1185 | 1.1137 | 1.1089 | 1.1042 | 1.0994 | 1.0947 | 1.09 | 1.0853 | 1.0806 | 1.076 | 1.0714 | 1.0668 | 1.0622 | 1.0576 | 1.0531 | 1.0485 | 1.044 | 1.0395 | 1.0351 | 1.0306 | 1.0262 | 1.0218 | 1.0174 | 1.013 | 1.0087 | 1.0043 | 1 | 0 | 0 | 0 | 0
[7 empty] | Storage4_Capital | 8 | 46 | 1.2192 | 1.2139 | 1.2087 | 1.2035 | 1.1983 | 1.1932 | 1.1881 | 1.183 | 1.1779 | 1.1728 | 1.1678 | 1.1627 | 1.1577 | 1.1528 | 1.1478 | 1.1429 | 1.138 | 1.1331 | 1.1282 | 1.1234 | 1.1185 | 1.1137 | 1.1089 | 1.1042 | 1.0994 | 1.0947 | 1.09 | 1.0853 | 1.0806 | 1.076 | 1.0714 | 1.0668 | 1.0622 | 1.0576 | 1.0531 | 1.0485 | 1.044 | 1.0395 | 1.0351 | 1.0306 | 1.0262 | 1.0218 | 1.0174 | 1.013 | 1.0087 | 1.0043 | 1 | 0 | 0 | 0
[7 empty] | Storage4_Capital | 8 | 47 | 1.2244 | 1.2192 | 1.2139 | 1.2087 | 1.2035 | 1.1983 | 1.1932 | 1.1881 | 1.183 | 1.1779 | 1.1728 | 1.1678 | 1.1627 | 1.1577 | 1.1528 | 1.1478 | 1.1429 | 1.138 | 1.1331 | 1.1282 | 1.1234 | 1.1185 | 1.1137 | 1.1089 | 1.1042 | 1.0994 | 1.0947 | 1.09 | 1.0853 | 1.0806 | 1.076 | 1.0714 | 1.0668 | 1.0622 | 1.0576 | 1.0531 | 1.0485 | 1.044 | 1.0395 | 1.0351 | 1.0306 | 1.0262 | 1.0218 | 1.0174 | 1.013 | 1.0087 | 1.0043 | 1 | 0 | 0
[7 empty] | Storage4_Capital | 8 | 48 | 1.2297 | 1.2244 | 1.2192 | 1.2139 | 1.2087 | 1.2035 | 1.1983 | 1.1932 | 1.1881 | 1.183 | 1.1779 | 1.1728 | 1.1678 | 1.1627 | 1.1577 | 1.1528 | 1.1478 | 1.1429 | 1.138 | 1.1331 | 1.1282 | 1.1234 | 1.1185 | 1.1137 | 1.1089 | 1.1042 | 1.0994 | 1.0947 | 1.09 | 1.0853 | 1.0806 | 1.076 | 1.0714 | 1.0668 | 1.0622 | 1.0576 | 1.0531 | 1.0485 | 1.044 | 1.0395 | 1.0351 | 1.0306 | 1.0262 | 1.0218 | 1.0174 | 1.013 | 1.0087 | 1.0043 | 1 | 0
[7 empty] | Storage4_Capital | 8 | 49 | 1.235 | 1.2297 | 1.2244 | 1.2192 | 1.2139 | 1.2087 | 1.2035 | 1.1983 | 1.1932 | 1.1881 | 1.183 | 1.1779 | 1.1728 | 1.1678 | 1.1627 | 1.1577 | 1.1528 | 1.1478 | 1.1429 | 1.138 | 1.1331 | 1.1282 | 1.1234 | 1.1185 | 1.1137 | 1.1089 | 1.1042 | 1.0994 | 1.0947 | 1.09 | 1.0853 | 1.0806 | 1.076 | 1.0714 | 1.0668 | 1.0622 | 1.0576 | 1.0531 | 1.0485 | 1.044 | 1.0395 | 1.0351 | 1.0306 | 1.0262 | 1.0218 | 1.0174 | 1.013 | 1.0087 | 1.0043 | 1
[7 empty] | Storage6_Capital | 9 | 0 | 1 | 0 | 0 | 0 | 0 | 0 | 0 | 0 | 0 | 0 | 0 | 0 | 0 | 0 | 0 | 0 | 0 | 0 | 0 | 0 | 0 | 0 | 0 | 0 | 0 | 0 | 0 | 0 | 0 | 0 | 0 | 0 | 0 | 0 | 0 | 0 | 0 | 0 | 0 | 0 | 0 | 0 | 0 | 0 | 0 | 0 | 0 | 0 | 0 | 0
[7 empty] | Storage6_Capital | 9 | 1 | 1.0033 | 1 | 0 | 0 | 0 | 0 | 0 | 0 | 0 | 0 | 0 | 0 | 0 | 0 | 0 | 0 | 0 | 0 | 0 | 0 | 0 | 0 | 0 | 0 | 0 | 0 | 0 | 0 | 0 | 0 | 0 | 0 | 0 | 0 | 0 | 0 | 0 | 0 | 0 | 0 | 0 | 0 | 0 | 0 | 0 | 0 | 0 | 0 | 0 | 0
[7 empty] | Storage6_Capital | 9 | 2 | 1.0066 | 1.0033 | 1 | 0 | 0 | 0 | 0 | 0 | 0 | 0 | 0 | 0 | 0 | 0 | 0 | 0 | 0 | 0 | 0 | 0 | 0 | 0 | 0 | 0 | 0 | 0 | 0 | 0 | 0 | 0 | 0 | 0 | 0 | 0 | 0 | 0 | 0 | 0 | 0 | 0 | 0 | 0 | 0 | 0 | 0 | 0 | 0 | 0 | 0 | 0
[7 empty] | Storage6_Capital | 9 | 3 | 1.0099 | 1.0066 | 1.0033 | 1 | 0 | 0 | 0 | 0 | 0 | 0 | 0 | 0 | 0 | 0 | 0 | 0 | 0 | 0 | 0 | 0 | 0 | 0 | 0 | 0 | 0 | 0 | 0 | 0 | 0 | 0 | 0 | 0 | 0 | 0 | 0 | 0 | 0 | 0 | 0 | 0 | 0 | 0 | 0 | 0 | 0 | 0 | 0 | 0 | 0 | 0
[7 empty] | Storage6_Capital | 9 | 4 | 1.0132 | 1.0099 | 1.0066 | 1.0033 | 1 | 0 | 0 | 0 | 0 | 0 | 0 | 0 | 0 | 0 | 0 | 0 | 0 | 0 | 0 | 0 | 0 | 0 | 0 | 0 | 0 | 0 | 0 | 0 | 0 | 0 | 0 | 0 | 0 | 0 | 0 | 0 | 0 | 0 | 0 | 0 | 0 | 0 | 0 | 0 | 0 | 0 | 0 | 0 | 0 | 0
[7 empty] | Storage6_Capital | 9 | 5 | 1.0165 | 1.0132 | 1.0099 | 1.0066 | 1.0033 | 1 | 0 | 0 | 0 | 0 | 0 | 0 | 0 | 0 | 0 | 0 | 0 | 0 | 0 | 0 | 0 | 0 | 0 | 0 | 0 | 0 | 0 | 0 | 0 | 0 | 0 | 0 | 0 | 0 | 0 | 0 | 0 | 0 | 0 | 0 | 0 | 0 | 0 | 0 | 0 | 0 | 0 | 0 | 0 | 0
[7 empty] | Storage6_Capital | 9 | 6 | 1.0198 | 1.0165 | 1.0132 | 1.0099 | 1.0066 | 1.0033 | 1 | 0 | 0 | 0 | 0 | 0 | 0 | 0 | 0 | 0 | 0 | 0 | 0 | 0 | 0 | 0 | 0 | 0 | 0 | 0 | 0 | 0 | 0 | 0 | 0 | 0 | 0 | 0 | 0 | 0 | 0 | 0 | 0 | 0 | 0 | 0 | 0 | 0 | 0 | 0 | 0 | 0 | 0 | 0
[7 empty] | Storage6_Capital | 9 | 7 | 1.0232 | 1.0198 | 1.0165 | 1.0132 | 1.0099 | 1.0066 | 1.0033 | 1 | 0 | 0 | 0 | 0 | 0 | 0 | 0 | 0 | 0 | 0 | 0 | 0 | 0 | 0 | 0 | 0 | 0 | 0 | 0 | 0 | 0 | 0 | 0 | 0 | 0 | 0 | 0 | 0 | 0 | 0 | 0 | 0 | 0 | 0 | 0 | 0 | 0 | 0 | 0 | 0 | 0 | 0
[7 empty] | Storage6_Capital | 9 | 8 | 1.0265 | 1.0232 | 1.0198 | 1.0165 | 1.0132 | 1.0099 | 1.0066 | 1.0033 | 1 | 0 | 0 | 0 | 0 | 0 | 0 | 0 | 0 | 0 | 0 | 0 | 0 | 0 | 0 | 0 | 0 | 0 | 0 | 0 | 0 | 0 | 0 | 0 | 0 | 0 | 0 | 0 | 0 | 0 | 0 | 0 | 0 | 0 | 0 | 0 | 0 | 0 | 0 | 0 | 0 | 0
[7 empty] | Storage6_Capital | 9 | 9 | 1.0299 | 1.0265 | 1.0232 | 1.0198 | 1.0165 | 1.0132 | 1.0099 | 1.0066 | 1.0033 | 1 | 0 | 0 | 0 | 0 | 0 | 0 | 0 | 0 | 0 | 0 | 0 | 0 | 0 | 0 | 0 | 0 | 0 | 0 | 0 | 0 | 0 | 0 | 0 | 0 | 0 | 0 | 0 | 0 | 0 | 0 | 0 | 0 | 0 | 0 | 0 | 0 | 0 | 0 | 0 | 0
[7 empty] | Storage6_Capital | 9 | 10 | 1.0333 | 1.0299 | 1.0265 | 1.0232 | 1.0198 | 1.0165 | 1.0132 | 1.0099 | 1.0066 | 1.0033 | 1 | 0 | 0 | 0 | 0 | 0 | 0 | 0 | 0 | 0 | 0 | 0 | 0 | 0 | 0 | 0 | 0 | 0 | 0 | 0 | 0 | 0 | 0 | 0 | 0 | 0 | 0 | 0 | 0 | 0 | 0 | 0 | 0 | 0 | 0 | 0 | 0 | 0 | 0 | 0
[7 empty] | Storage6_Capital | 9 | 11 | 1.0367 | 1.0333 | 1.0299 | 1.0265 | 1.0232 | 1.0198 | 1.0165 | 1.0132 | 1.0099 | 1.0066 | 1.0033 | 1 | 0 | 0 | 0 | 0 | 0 | 0 | 0 | 0 | 0 | 0 | 0 | 0 | 0 | 0 | 0 | 0 | 0 | 0 | 0 | 0 | 0 | 0 | 0 | 0 | 0 | 0 | 0 | 0 | 0 | 0 | 0 | 0 | 0 | 0 | 0 | 0 | 0 | 0
[7 empty] | Storage6_Capital | 9 | 12 | 1.0401 | 1.0367 | 1.0333 | 1.0299 | 1.0265 | 1.0232 | 1.0198 | 1.0165 | 1.0132 | 1.0099 | 1.0066 | 1.0033 | 1 | 0 | 0 | 0 | 0 | 0 | 0 | 0 | 0 | 0 | 0 | 0 | 0 | 0 | 0 | 0 | 0 | 0 | 0 | 0 | 0 | 0 | 0 | 0 | 0 | 0 | 0 | 0 | 0 | 0 | 0 | 0 | 0 | 0 | 0 | 0 | 0 | 0
[7 empty] | Storage6_Capital | 9 | 13 | 1.0435 | 1.0401 | 1.0367 | 1.0333 | 1.0299 | 1.0265 | 1.0232 | 1.0198 | 1.0165 | 1.0132 | 1.0099 | 1.0066 | 1.0033 | 1 | 0 | 0 | 0 | 0 | 0 | 0 | 0 | 0 | 0 | 0 | 0 | 0 | 0 | 0 | 0 | 0 | 0 | 0 | 0 | 0 | 0 | 0 | 0 | 0 | 0 | 0 | 0 | 0 | 0 | 0 | 0 | 0 | 0 | 0 | 0 | 0
[7 empty] | Storage6_Capital | 9 | 14 | 1.0469 | 1.0435 | 1.0401 | 1.0367 | 1.0333 | 1.0299 | 1.0265 | 1.0232 | 1.0198 | 1.0165 | 1.0132 | 1.0099 | 1.0066 | 1.0033 | 1 | 0 | 0 | 0 | 0 | 0 | 0 | 0 | 0 | 0 | 0 | 0 | 0 | 0 | 0 | 0 | 0 | 0 | 0 | 0 | 0 | 0 | 0 | 0 | 0 | 0 | 0 | 0 | 0 | 0 | 0 | 0 | 0 | 0 | 0 | 0
[7 empty] | Storage6_Capital | 9 | 15 | 1.0503 | 1.0469 | 1.0435 | 1.0401 | 1.0367 | 1.0333 | 1.0299 | 1.0265 | 1.0232 | 1.0198 | 1.0165 | 1.0132 | 1.0099 | 1.0066 | 1.0033 | 1 | 0 | 0 | 0 | 0 | 0 | 0 | 0 | 0 | 0 | 0 | 0 | 0 | 0 | 0 | 0 | 0 | 0 | 0 | 0 | 0 | 0 | 0 | 0 | 0 | 0 | 0 | 0 | 0 | 0 | 0 | 0 | 0 | 0 | 0
[7 empty] | Storage6_Capital | 9 | 16 | 1.0538 | 1.0503 | 1.0469 | 1.0435 | 1.0401 | 1.0367 | 1.0333 | 1.0299 | 1.0265 | 1.0232 | 1.0198 | 1.0165 | 1.0132 | 1.0099 | 1.0066 | 1.0033 | 1 | 0 | 0 | 0 | 0 | 0 | 0 | 0 | 0 | 0 | 0 | 0 | 0 | 0 | 0 | 0 | 0 | 0 | 0 | 0 | 0 | 0 | 0 | 0 | 0 | 0 | 0 | 0 | 0 | 0 | 0 | 0 | 0 | 0
[7 empty] | Storage6_Capital | 9 | 17 | 1.0572 | 1.0538 | 1.0503 | 1.0469 | 1.0435 | 1.0401 | 1.0367 | 1.0333 | 1.0299 | 1.0265 | 1.0232 | 1.0198 | 1.0165 | 1.0132 | 1.0099 | 1.0066 | 1.0033 | 1 | 0 | 0 | 0 | 0 | 0 | 0 | 0 | 0 | 0 | 0 | 0 | 0 | 0 | 0 | 0 | 0 | 0 | 0 | 0 | 0 | 0 | 0 | 0 | 0 | 0 | 0 | 0 | 0 | 0 | 0 | 0 | 0
[7 empty] | Storage6_Capital | 9 | 18 | 1.0607 | 1.0572 | 1.0538 | 1.0503 | 1.0469 | 1.0435 | 1.0401 | 1.0367 | 1.0333 | 1.0299 | 1.0265 | 1.0232 | 1.0198 | 1.0165 | 1.0132 | 1.0099 | 1.0066 | 1.0033 | 1 | 0 | 0 | 0 | 0 | 0 | 0 | 0 | 0 | 0 | 0 | 0 | 0 | 0 | 0 | 0 | 0 | 0 | 0 | 0 | 0 | 0 | 0 | 0 | 0 | 0 | 0 | 0 | 0 | 0 | 0 | 0
[7 empty] | Storage6_Capital | 9 | 19 | 1.0642 | 1.0607 | 1.0572 | 1.0538 | 1.0503 | 1.0469 | 1.0435 | 1.0401 | 1.0367 | 1.0333 | 1.0299 | 1.0265 | 1.0232 | 1.0198 | 1.0165 | 1.0132 | 1.0099 | 1.0066 | 1.0033 | 1 | 0 | 0 | 0 | 0 | 0 | 0 | 0 | 0 | 0 | 0 | 0 | 0 | 0 | 0 | 0 | 0 | 0 | 0 | 0 | 0 | 0 | 0 | 0 | 0 | 0 | 0 | 0 | 0 | 0 | 0
[7 empty] | Storage6_Capital | 9 | 20 | 1.0677 | 1.0642 | 1.0607 | 1.0572 | 1.0538 | 1.0503 | 1.0469 | 1.0435 | 1.0401 | 1.0367 | 1.0333 | 1.0299 | 1.0265 | 1.0232 | 1.0198 | 1.0165 | 1.0132 | 1.0099 | 1.0066 | 1.0033 | 1 | 0 | 0 | 0 | 0 | 0 | 0 | 0 | 0 | 0 | 0 | 0 | 0 | 0 | 0 | 0 | 0 | 0 | 0 | 0 | 0 | 0 | 0 | 0 | 0 | 0 | 0 | 0 | 0 | 0
[7 empty] | Storage6_Capital | 9 | 21 | 1.0712 | 1.0677 | 1.0642 | 1.0607 | 1.0572 | 1.0538 | 1.0503 | 1.0469 | 1.0435 | 1.0401 | 1.0367 | 1.0333 | 1.0299 | 1.0265 | 1.0232 | 1.0198 | 1.0165 | 1.0132 | 1.0099 | 1.0066 | 1.0033 | 1 | 0 | 0 | 0 | 0 | 0 | 0 | 0 | 0 | 0 | 0 | 0 | 0 | 0 | 0 | 0 | 0 | 0 | 0 | 0 | 0 | 0 | 0 | 0 | 0 | 0 | 0 | 0 | 0
[7 empty] | Storage6_Capital | 9 | 22 | 1.0747 | 1.0712 | 1.0677 | 1.0642 | 1.0607 | 1.0572 | 1.0538 | 1.0503 | 1.0469 | 1.0435 | 1.0401 | 1.0367 | 1.0333 | 1.0299 | 1.0265 | 1.0232 | 1.0198 | 1.0165 | 1.0132 | 1.0099 | 1.0066 | 1.0033 | 1 | 0 | 0 | 0 | 0 | 0 | 0 | 0 | 0 | 0 | 0 | 0 | 0 | 0 | 0 | 0 | 0 | 0 | 0 | 0 | 0 | 0 | 0 | 0 | 0 | 0 | 0 | 0
[7 empty] | Storage6_Capital | 9 | 23 | 1.0782 | 1.0747 | 1.0712 | 1.0677 | 1.0642 | 1.0607 | 1.0572 | 1.0538 | 1.0503 | 1.0469 | 1.0435 | 1.0401 | 1.0367 | 1.0333 | 1.0299 | 1.0265 | 1.0232 | 1.0198 | 1.0165 | 1.0132 | 1.0099 | 1.0066 | 1.0033 | 1 | 0 | 0 | 0 | 0 | 0 | 0 | 0 | 0 | 0 | 0 | 0 | 0 | 0 | 0 | 0 | 0 | 0 | 0 | 0 | 0 | 0 | 0 | 0 | 0 | 0 | 0
[7 empty] | Storage6_Capital | 9 | 24 | 1.0817 | 1.0782 | 1.0747 | 1.0712 | 1.0677 | 1.0642 | 1.0607 | 1.0572 | 1.0538 | 1.0503 | 1.0469 | 1.0435 | 1.0401 | 1.0367 | 1.0333 | 1.0299 | 1.0265 | 1.0232 | 1.0198 | 1.0165 | 1.0132 | 1.0099 | 1.0066 | 1.0033 | 1 | 0 | 0 | 0 | 0 | 0 | 0 | 0 | 0 | 0 | 0 | 0 | 0 | 0 | 0 | 0 | 0 | 0 | 0 | 0 | 0 | 0 | 0 | 0 | 0 | 0
[7 empty] | Storage6_Capital | 9 | 25 | 1.0853 | 1.0817 | 1.0782 | 1.0747 | 1.0712 | 1.0677 | 1.0642 | 1.0607 | 1.0572 | 1.0538 | 1.0503 | 1.0469 | 1.0435 | 1.0401 | 1.0367 | 1.0333 | 1.0299 | 1.0265 | 1.0232 | 1.0198 | 1.0165 | 1.0132 | 1.0099 | 1.0066 | 1.0033 | 1 | 0 | 0 | 0 | 0 | 0 | 0 | 0 | 0 | 0 | 0 | 0 | 0 | 0 | 0 | 0 | 0 | 0 | 0 | 0 | 0 | 0 | 0 | 0 | 0
[7 empty] | Storage6_Capital | 9 | 26 | 1.0888 | 1.0853 | 1.0817 | 1.0782 | 1.0747 | 1.0712 | 1.0677 | 1.0642 | 1.0607 | 1.0572 | 1.0538 | 1.0503 | 1.0469 | 1.0435 | 1.0401 | 1.0367 | 1.0333 | 1.0299 | 1.0265 | 1.0232 | 1.0198 | 1.0165 | 1.0132 | 1.0099 | 1.0066 | 1.0033 | 1 | 0 | 0 | 0 | 0 | 0 | 0 | 0 | 0 | 0 | 0 | 0 | 0 | 0 | 0 | 0 | 0 | 0 | 0 | 0 | 0 | 0 | 0 | 0
[7 empty] | Storage6_Capital | 9 | 27 | 1.0924 | 1.0888 | 1.0853 | 1.0817 | 1.0782 | 1.0747 | 1.0712 | 1.0677 | 1.0642 | 1.0607 | 1.0572 | 1.0538 | 1.0503 | 1.0469 | 1.0435 | 1.0401 | 1.0367 | 1.0333 | 1.0299 | 1.0265 | 1.0232 | 1.0198 | 1.0165 | 1.0132 | 1.0099 | 1.0066 | 1.0033 | 1 | 0 | 0 | 0 | 0 | 0 | 0 | 0 | 0 | 0 | 0 | 0 | 0 | 0 | 0 | 0 | 0 | 0 | 0 | 0 | 0 | 0 | 0
[7 empty] | Storage6_Capital | 9 | 28 | 1.096 | 1.0924 | 1.0888 | 1.0853 | 1.0817 | 1.0782 | 1.0747 | 1.0712 | 1.0677 | 1.0642 | 1.0607 | 1.0572 | 1.0538 | 1.0503 | 1.0469 | 1.0435 | 1.0401 | 1.0367 | 1.0333 | 1.0299 | 1.0265 | 1.0232 | 1.0198 | 1.0165 | 1.0132 | 1.0099 | 1.0066 | 1.0033 | 1 | 0 | 0 | 0 | 0 | 0 | 0 | 0 | 0 | 0 | 0 | 0 | 0 | 0 | 0 | 0 | 0 | 0 | 0 | 0 | 0 | 0
[7 empty] | Storage6_Capital | 9 | 29 | 1.0996 | 1.096 | 1.0924 | 1.0888 | 1.0853 | 1.0817 | 1.0782 | 1.0747 | 1.0712 | 1.0677 | 1.0642 | 1.0607 | 1.0572 | 1.0538 | 1.0503 | 1.0469 | 1.0435 | 1.0401 | 1.0367 | 1.0333 | 1.0299 | 1.0265 | 1.0232 | 1.0198 | 1.0165 | 1.0132 | 1.0099 | 1.0066 | 1.0033 | 1 | 0 | 0 | 0 | 0 | 0 | 0 | 0 | 0 | 0 | 0 | 0 | 0 | 0 | 0 | 0 | 0 | 0 | 0 | 0 | 0
[7 empty] | Storage6_Capital | 9 | 30 | 1.1032 | 1.0996 | 1.096 | 1.0924 | 1.0888 | 1.0853 | 1.0817 | 1.0782 | 1.0747 | 1.0712 | 1.0677 | 1.0642 | 1.0607 | 1.0572 | 1.0538 | 1.0503 | 1.0469 | 1.0435 | 1.0401 | 1.0367 | 1.0333 | 1.0299 | 1.0265 | 1.0232 | 1.0198 | 1.0165 | 1.0132 | 1.0099 | 1.0066 | 1.0033 | 1 | 0 | 0 | 0 | 0 | 0 | 0 | 0 | 0 | 0 | 0 | 0 | 0 | 0 | 0 | 0 | 0 | 0 | 0 | 0
[7 empty] | Storage6_Capital | 9 | 31 | 1.1068 | 1.1032 | 1.0996 | 1.096 | 1.0924 | 1.0888 | 1.0853 | 1.0817 | 1.0782 | 1.0747 | 1.0712 | 1.0677 | 1.0642 | 1.0607 | 1.0572 | 1.0538 | 1.0503 | 1.0469 | 1.0435 | 1.0401 | 1.0367 | 1.0333 | 1.0299 | 1.0265 | 1.0232 | 1.0198 | 1.0165 | 1.0132 | 1.0099 | 1.0066 | 1.0033 | 1 | 0 | 0 | 0 | 0 | 0 | 0 | 0 | 0 | 0 | 0 | 0 | 0 | 0 | 0 | 0 | 0 | 0 | 0
[7 empty] | Storage6_Capital | 9 | 32 | 1.1104 | 1.1068 | 1.1032 | 1.0996 | 1.096 | 1.0924 | 1.0888 | 1.0853 | 1.0817 | 1.0782 | 1.0747 | 1.0712 | 1.0677 | 1.0642 | 1.0607 | 1.0572 | 1.0538 | 1.0503 | 1.0469 | 1.0435 | 1.0401 | 1.0367 | 1.0333 | 1.0299 | 1.0265 | 1.0232 | 1.0198 | 1.0165 | 1.0132 | 1.0099 | 1.0066 | 1.0033 | 1 | 0 | 0 | 0 | 0 | 0 | 0 | 0 | 0 | 0 | 0 | 0 | 0 | 0 | 0 | 0 | 0 | 0
[7 empty] | Storage6_Capital | 9 | 33 | 1.1141 | 1.1104 | 1.1068 | 1.1032 | 1.0996 | 1.096 | 1.0924 | 1.0888 | 1.0853 | 1.0817 | 1.0782 | 1.0747 | 1.0712 | 1.0677 | 1.0642 | 1.0607 | 1.0572 | 1.0538 | 1.0503 | 1.0469 | 1.0435 | 1.0401 | 1.0367 | 1.0333 | 1.0299 | 1.0265 | 1.0232 | 1.0198 | 1.0165 | 1.0132 | 1.0099 | 1.0066 | 1.0033 | 1 | 0 | 0 | 0 | 0 | 0 | 0 | 0 | 0 | 0 | 0 | 0 | 0 | 0 | 0 | 0 | 0
[7 empty] | Storage6_Capital | 9 | 34 | 1.1177 | 1.1141 | 1.1104 | 1.1068 | 1.1032 | 1.0996 | 1.096 | 1.0924 | 1.0888 | 1.0853 | 1.0817 | 1.0782 | 1.0747 | 1.0712 | 1.0677 | 1.0642 | 1.0607 | 1.0572 | 1.0538 | 1.0503 | 1.0469 | 1.0435 | 1.0401 | 1.0367 | 1.0333 | 1.0299 | 1.0265 | 1.0232 | 1.0198 | 1.0165 | 1.0132 | 1.0099 | 1.0066 | 1.0033 | 1 | 0 | 0 | 0 | 0 | 0 | 0 | 0 | 0 | 0 | 0 | 0 | 0 | 0 | 0 | 0
[7 empty] | Storage6_Capital | 9 | 35 | 1.1214 | 1.1177 | 1.1141 | 1.1104 | 1.1068 | 1.1032 | 1.0996 | 1.096 | 1.0924 | 1.0888 | 1.0853 | 1.0817 | 1.0782 | 1.0747 | 1.0712 | 1.0677 | 1.0642 | 1.0607 | 1.0572 | 1.0538 | 1.0503 | 1.0469 | 1.0435 | 1.0401 | 1.0367 | 1.0333 | 1.0299 | 1.0265 | 1.0232 | 1.0198 | 1.0165 | 1.0132 | 1.0099 | 1.0066 | 1.0033 | 1 | 0 | 0 | 0 | 0 | 0 | 0 | 0 | 0 | 0 | 0 | 0 | 0 | 0 | 0
[7 empty] | Storage6_Capital | 9 | 36 | 1.1251 | 1.1214 | 1.1177 | 1.1141 | 1.1104 | 1.1068 | 1.1032 | 1.0996 | 1.096 | 1.0924 | 1.0888 | 1.0853 | 1.0817 | 1.0782 | 1.0747 | 1.0712 | 1.0677 | 1.0642 | 1.0607 | 1.0572 | 1.0538 | 1.0503 | 1.0469 | 1.0435 | 1.0401 | 1.0367 | 1.0333 | 1.0299 | 1.0265 | 1.0232 | 1.0198 | 1.0165 | 1.0132 | 1.0099 | 1.0066 | 1.0033 | 1 | 0 | 0 | 0 | 0 | 0 | 0 | 0 | 0 | 0 | 0 | 0 | 0 | 0
[7 empty] | Storage6_Capital | 9 | 37 | 1.1287 | 1.1251 | 1.1214 | 1.1177 | 1.1141 | 1.1104 | 1.1068 | 1.1032 | 1.0996 | 1.096 | 1.0924 | 1.0888 | 1.0853 | 1.0817 | 1.0782 | 1.0747 | 1.0712 | 1.0677 | 1.0642 | 1.0607 | 1.0572 | 1.0538 | 1.0503 | 1.0469 | 1.0435 | 1.0401 | 1.0367 | 1.0333 | 1.0299 | 1.0265 | 1.0232 | 1.0198 | 1.0165 | 1.0132 | 1.0099 | 1.0066 | 1.0033 | 1 | 0 | 0 | 0 | 0 | 0 | 0 | 0 | 0 | 0 | 0 | 0 | 0
[7 empty] | Storage6_Capital | 9 | 38 | 1.1324 | 1.1287 | 1.1251 | 1.1214 | 1.1177 | 1.1141 | 1.1104 | 1.1068 | 1.1032 | 1.0996 | 1.096 | 1.0924 | 1.0888 | 1.0853 | 1.0817 | 1.0782 | 1.0747 | 1.0712 | 1.0677 | 1.0642 | 1.0607 | 1.0572 | 1.0538 | 1.0503 | 1.0469 | 1.0435 | 1.0401 | 1.0367 | 1.0333 | 1.0299 | 1.0265 | 1.0232 | 1.0198 | 1.0165 | 1.0132 | 1.0099 | 1.0066 | 1.0033 | 1 | 0 | 0 | 0 | 0 | 0 | 0 | 0 | 0 | 0 | 0 | 0
[7 empty] | Storage6_Capital | 9 | 39 | 1.1362 | 1.1324 | 1.1287 | 1.1251 | 1.1214 | 1.1177 | 1.1141 | 1.1104 | 1.1068 | 1.1032 | 1.0996 | 1.096 | 1.0924 | 1.0888 | 1.0853 | 1.0817 | 1.0782 | 1.0747 | 1.0712 | 1.0677 | 1.0642 | 1.0607 | 1.0572 | 1.0538 | 1.0503 | 1.0469 | 1.0435 | 1.0401 | 1.0367 | 1.0333 | 1.0299 | 1.0265 | 1.0232 | 1.0198 | 1.0165 | 1.0132 | 1.0099 | 1.0066 | 1.0033 | 1 | 0 | 0 | 0 | 0 | 0 | 0 | 0 | 0 | 0 | 0
[7 empty] | Storage6_Capital | 9 | 40 | 1.1399 | 1.1362 | 1.1324 | 1.1287 | 1.1251 | 1.1214 | 1.1177 | 1.1141 | 1.1104 | 1.1068 | 1.1032 | 1.0996 | 1.096 | 1.0924 | 1.0888 | 1.0853 | 1.0817 | 1.0782 | 1.0747 | 1.0712 | 1.0677 | 1.0642 | 1.0607 | 1.0572 | 1.0538 | 1.0503 | 1.0469 | 1.0435 | 1.0401 | 1.0367 | 1.0333 | 1.0299 | 1.0265 | 1.0232 | 1.0198 | 1.0165 | 1.0132 | 1.0099 | 1.0066 | 1.0033 | 1 | 0 | 0 | 0 | 0 | 0 | 0 | 0 | 0 | 0
[7 empty] | Storage6_Capital | 9 | 41 | 1.1436 | 1.1399 | 1.1362 | 1.1324 | 1.1287 | 1.1251 | 1.1214 | 1.1177 | 1.1141 | 1.1104 | 1.1068 | 1.1032 | 1.0996 | 1.096 | 1.0924 | 1.0888 | 1.0853 | 1.0817 | 1.0782 | 1.0747 | 1.0712 | 1.0677 | 1.0642 | 1.0607 | 1.0572 | 1.0538 | 1.0503 | 1.0469 | 1.0435 | 1.0401 | 1.0367 | 1.0333 | 1.0299 | 1.0265 | 1.0232 | 1.0198 | 1.0165 | 1.0132 | 1.0099 | 1.0066 | 1.0033 | 1 | 0 | 0 | 0 | 0 | 0 | 0 | 0 | 0
[7 empty] | Storage6_Capital | 9 | 42 | 1.1474 | 1.1436 | 1.1399 | 1.1362 | 1.1324 | 1.1287 | 1.1251 | 1.1214 | 1.1177 | 1.1141 | 1.1104 | 1.1068 | 1.1032 | 1.0996 | 1.096 | 1.0924 | 1.0888 | 1.0853 | 1.0817 | 1.0782 | 1.0747 | 1.0712 | 1.0677 | 1.0642 | 1.0607 | 1.0572 | 1.0538 | 1.0503 | 1.0469 | 1.0435 | 1.0401 | 1.0367 | 1.0333 | 1.0299 | 1.0265 | 1.0232 | 1.0198 | 1.0165 | 1.0132 | 1.0099 | 1.0066 | 1.0033 | 1 | 0 | 0 | 0 | 0 | 0 | 0 | 0
[7 empty] | Storage6_Capital | 9 | 43 | 1.1511 | 1.1474 | 1.1436 | 1.1399 | 1.1362 | 1.1324 | 1.1287 | 1.1251 | 1.1214 | 1.1177 | 1.1141 | 1.1104 | 1.1068 | 1.1032 | 1.0996 | 1.096 | 1.0924 | 1.0888 | 1.0853 | 1.0817 | 1.0782 | 1.0747 | 1.0712 | 1.0677 | 1.0642 | 1.0607 | 1.0572 | 1.0538 | 1.0503 | 1.0469 | 1.0435 | 1.0401 | 1.0367 | 1.0333 | 1.0299 | 1.0265 | 1.0232 | 1.0198 | 1.0165 | 1.0132 | 1.0099 | 1.0066 | 1.0033 | 1 | 0 | 0 | 0 | 0 | 0 | 0
[7 empty] | Storage6_Capital | 9 | 44 | 1.1549 | 1.1511 | 1.1474 | 1.1436 | 1.1399 | 1.1362 | 1.1324 | 1.1287 | 1.1251 | 1.1214 | 1.1177 | 1.1141 | 1.1104 | 1.1068 | 1.1032 | 1.0996 | 1.096 | 1.0924 | 1.0888 | 1.0853 | 1.0817 | 1.0782 | 1.0747 | 1.0712 | 1.0677 | 1.0642 | 1.0607 | 1.0572 | 1.0538 | 1.0503 | 1.0469 | 1.0435 | 1.0401 | 1.0367 | 1.0333 | 1.0299 | 1.0265 | 1.0232 | 1.0198 | 1.0165 | 1.0132 | 1.0099 | 1.0066 | 1.0033 | 1 | 0 | 0 | 0 | 0 | 0
[7 empty] | Storage6_Capital | 9 | 45 | 1.1587 | 1.1549 | 1.1511 | 1.1474 | 1.1436 | 1.1399 | 1.1362 | 1.1324 | 1.1287 | 1.1251 | 1.1214 | 1.1177 | 1.1141 | 1.1104 | 1.1068 | 1.1032 | 1.0996 | 1.096 | 1.0924 | 1.0888 | 1.0853 | 1.0817 | 1.0782 | 1.0747 | 1.0712 | 1.0677 | 1.0642 | 1.0607 | 1.0572 | 1.0538 | 1.0503 | 1.0469 | 1.0435 | 1.0401 | 1.0367 | 1.0333 | 1.0299 | 1.0265 | 1.0232 | 1.0198 | 1.0165 | 1.0132 | 1.0099 | 1.0066 | 1.0033 | 1 | 0 | 0 | 0 | 0
[7 empty] | Storage6_Capital | 9 | 46 | 1.1625 | 1.1587 | 1.1549 | 1.1511 | 1.1474 | 1.1436 | 1.1399 | 1.1362 | 1.1324 | 1.1287 | 1.1251 | 1.1214 | 1.1177 | 1.1141 | 1.1104 | 1.1068 | 1.1032 | 1.0996 | 1.096 | 1.0924 | 1.0888 | 1.0853 | 1.0817 | 1.0782 | 1.0747 | 1.0712 | 1.0677 | 1.0642 | 1.0607 | 1.0572 | 1.0538 | 1.0503 | 1.0469 | 1.0435 | 1.0401 | 1.0367 | 1.0333 | 1.0299 | 1.0265 | 1.0232 | 1.0198 | 1.0165 | 1.0132 | 1.0099 | 1.0066 | 1.0033 | 1 | 0 | 0 | 0
[7 empty] | Storage6_Capital | 9 | 47 | 1.1663 | 1.1625 | 1.1587 | 1.1549 | 1.1511 | 1.1474 | 1.1436 | 1.1399 | 1.1362 | 1.1324 | 1.1287 | 1.1251 | 1.1214 | 1.1177 | 1.1141 | 1.1104 | 1.1068 | 1.1032 | 1.0996 | 1.096 | 1.0924 | 1.0888 | 1.0853 | 1.0817 | 1.0782 | 1.0747 | 1.0712 | 1.0677 | 1.0642 | 1.0607 | 1.0572 | 1.0538 | 1.0503 | 1.0469 | 1.0435 | 1.0401 | 1.0367 | 1.0333 | 1.0299 | 1.0265 | 1.0232 | 1.0198 | 1.0165 | 1.0132 | 1.0099 | 1.0066 | 1.0033 | 1 | 0 | 0
[7 empty] | Storage6_Capital | 9 | 48 | 1.1701 | 1.1663 | 1.1625 | 1.1587 | 1.1549 | 1.1511 | 1.1474 | 1.1436 | 1.1399 | 1.1362 | 1.1324 | 1.1287 | 1.1251 | 1.1214 | 1.1177 | 1.1141 | 1.1104 | 1.1068 | 1.1032 | 1.0996 | 1.096 | 1.0924 | 1.0888 | 1.0853 | 1.0817 | 1.0782 | 1.0747 | 1.0712 | 1.0677 | 1.0642 | 1.0607 | 1.0572 | 1.0538 | 1.0503 | 1.0469 | 1.0435 | 1.0401 | 1.0367 | 1.0333 | 1.0299 | 1.0265 | 1.0232 | 1.0198 | 1.0165 | 1.0132 | 1.0099 | 1.0066 | 1.0033 | 1 | 0
[7 empty] | Storage6_Capital | 9 | 49 | 1.174 | 1.1701 | 1.1663 | 1.1625 | 1.1587 | 1.1549 | 1.1511 | 1.1474 | 1.1436 | 1.1399 | 1.1362 | 1.1324 | 1.1287 | 1.1251 | 1.1214 | 1.1177 | 1.1141 | 1.1104 | 1.1068 | 1.1032 | 1.0996 | 1.096 | 1.0924 | 1.0888 | 1.0853 | 1.0817 | 1.0782 | 1.0747 | 1.0712 | 1.0677 | 1.0642 | 1.0607 | 1.0572 | 1.0538 | 1.0503 | 1.0469 | 1.0435 | 1.0401 | 1.0367 | 1.0333 | 1.0299 | 1.0265 | 1.0232 | 1.0198 | 1.0165 | 1.0132 | 1.0099 | 1.0066 | 1.0033 | 1
[7 empty] | Storage8_Capital | 10 | 0 | 1 | 0 | 0 | 0 | 0 | 0 | 0 | 0 | 0 | 0 | 0 | 0 | 0 | 0 | 0 | 0 | 0 | 0 | 0 | 0 | 0 | 0 | 0 | 0 | 0 | 0 | 0 | 0 | 0 | 0 | 0 | 0 | 0 | 0 | 0 | 0 | 0 | 0 | 0 | 0 | 0 | 0 | 0 | 0 | 0 | 0 | 0 | 0 | 0 | 0
[7 empty] | Storage8_Capital | 10 | 1 | 1.0027 | 1 | 0 | 0 | 0 | 0 | 0 | 0 | 0 | 0 | 0 | 0 | 0 | 0 | 0 | 0 | 0 | 0 | 0 | 0 | 0 | 0 | 0 | 0 | 0 | 0 | 0 | 0 | 0 | 0 | 0 | 0 | 0 | 0 | 0 | 0 | 0 | 0 | 0 | 0 | 0 | 0 | 0 | 0 | 0 | 0 | 0 | 0 | 0 | 0
[7 empty] | Storage8_Capital | 10 | 2 | 1.0054 | 1.0027 | 1 | 0 | 0 | 0 | 0 | 0 | 0 | 0 | 0 | 0 | 0 | 0 | 0 | 0 | 0 | 0 | 0 | 0 | 0 | 0 | 0 | 0 | 0 | 0 | 0 | 0 | 0 | 0 | 0 | 0 | 0 | 0 | 0 | 0 | 0 | 0 | 0 | 0 | 0 | 0 | 0 | 0 | 0 | 0 | 0 | 0 | 0 | 0
[7 empty] | Storage8_Capital | 10 | 3 | 1.0081 | 1.0054 | 1.0027 | 1 | 0 | 0 | 0 | 0 | 0 | 0 | 0 | 0 | 0 | 0 | 0 | 0 | 0 | 0 | 0 | 0 | 0 | 0 | 0 | 0 | 0 | 0 | 0 | 0 | 0 | 0 | 0 | 0 | 0 | 0 | 0 | 0 | 0 | 0 | 0 | 0 | 0 | 0 | 0 | 0 | 0 | 0 | 0 | 0 | 0 | 0
[7 empty] | Storage8_Capital | 10 | 4 | 1.0108 | 1.0081 | 1.0054 | 1.0027 | 1 | 0 | 0 | 0 | 0 | 0 | 0 | 0 | 0 | 0 | 0 | 0 | 0 | 0 | 0 | 0 | 0 | 0 | 0 | 0 | 0 | 0 | 0 | 0 | 0 | 0 | 0 | 0 | 0 | 0 | 0 | 0 | 0 | 0 | 0 | 0 | 0 | 0 | 0 | 0 | 0 | 0 | 0 | 0 | 0 | 0
[7 empty] | Storage8_Capital | 10 | 5 | 1.0135 | 1.0108 | 1.0081 | 1.0054 | 1.0027 | 1 | 0 | 0 | 0 | 0 | 0 | 0 | 0 | 0 | 0 | 0 | 0 | 0 | 0 | 0 | 0 | 0 | 0 | 0 | 0 | 0 | 0 | 0 | 0 | 0 | 0 | 0 | 0 | 0 | 0 | 0 | 0 | 0 | 0 | 0 | 0 | 0 | 0 | 0 | 0 | 0 | 0 | 0 | 0 | 0
[7 empty] | Storage8_Capital | 10 | 6 | 1.0162 | 1.0135 | 1.0108 | 1.0081 | 1.0054 | 1.0027 | 1 | 0 | 0 | 0 | 0 | 0 | 0 | 0 | 0 | 0 | 0 | 0 | 0 | 0 | 0 | 0 | 0 | 0 | 0 | 0 | 0 | 0 | 0 | 0 | 0 | 0 | 0 | 0 | 0 | 0 | 0 | 0 | 0 | 0 | 0 | 0 | 0 | 0 | 0 | 0 | 0 | 0 | 0 | 0
[7 empty] | Storage8_Capital | 10 | 7 | 1.0189 | 1.0162 | 1.0135 | 1.0108 | 1.0081 | 1.0054 | 1.0027 | 1 | 0 | 0 | 0 | 0 | 0 | 0 | 0 | 0 | 0 | 0 | 0 | 0 | 0 | 0 | 0 | 0 | 0 | 0 | 0 | 0 | 0 | 0 | 0 | 0 | 0 | 0 | 0 | 0 | 0 | 0 | 0 | 0 | 0 | 0 | 0 | 0 | 0 | 0 | 0 | 0 | 0 | 0
[7 empty] | Storage8_Capital | 10 | 8 | 1.0216 | 1.0189 | 1.0162 | 1.0135 | 1.0108 | 1.0081 | 1.0054 | 1.0027 | 1 | 0 | 0 | 0 | 0 | 0 | 0 | 0 | 0 | 0 | 0 | 0 | 0 | 0 | 0 | 0 | 0 | 0 | 0 | 0 | 0 | 0 | 0 | 0 | 0 | 0 | 0 | 0 | 0 | 0 | 0 | 0 | 0 | 0 | 0 | 0 | 0 | 0 | 0 | 0 | 0 | 0
[7 empty] | Storage8_Capital | 10 | 9 | 1.0244 | 1.0216 | 1.0189 | 1.0162 | 1.0135 | 1.0108 | 1.0081 | 1.0054 | 1.0027 | 1 | 0 | 0 | 0 | 0 | 0 | 0 | 0 | 0 | 0 | 0 | 0 | 0 | 0 | 0 | 0 | 0 | 0 | 0 | 0 | 0 | 0 | 0 | 0 | 0 | 0 | 0 | 0 | 0 | 0 | 0 | 0 | 0 | 0 | 0 | 0 | 0 | 0 | 0 | 0 | 0
[7 empty] | Storage8_Capital | 10 | 10 | 1.0271 | 1.0244 | 1.0216 | 1.0189 | 1.0162 | 1.0135 | 1.0108 | 1.0081 | 1.0054 | 1.0027 | 1 | 0 | 0 | 0 | 0 | 0 | 0 | 0 | 0 | 0 | 0 | 0 | 0 | 0 | 0 | 0 | 0 | 0 | 0 | 0 | 0 | 0 | 0 | 0 | 0 | 0 | 0 | 0 | 0 | 0 | 0 | 0 | 0 | 0 | 0 | 0 | 0 | 0 | 0 | 0
[7 empty] | Storage8_Capital | 10 | 11 | 1.0299 | 1.0271 | 1.0244 | 1.0216 | 1.0189 | 1.0162 | 1.0135 | 1.0108 | 1.0081 | 1.0054 | 1.0027 | 1 | 0 | 0 | 0 | 0 | 0 | 0 | 0 | 0 | 0 | 0 | 0 | 0 | 0 | 0 | 0 | 0 | 0 | 0 | 0 | 0 | 0 | 0 | 0 | 0 | 0 | 0 | 0 | 0 | 0 | 0 | 0 | 0 | 0 | 0 | 0 | 0 | 0 | 0
[7 empty] | Storage8_Capital | 10 | 12 | 1.0326 | 1.0299 | 1.0271 | 1.0244 | 1.0216 | 1.0189 | 1.0162 | 1.0135 | 1.0108 | 1.0081 | 1.0054 | 1.0027 | 1 | 0 | 0 | 0 | 0 | 0 | 0 | 0 | 0 | 0 | 0 | 0 | 0 | 0 | 0 | 0 | 0 | 0 | 0 | 0 | 0 | 0 | 0 | 0 | 0 | 0 | 0 | 0 | 0 | 0 | 0 | 0 | 0 | 0 | 0 | 0 | 0 | 0
[7 empty] | Storage8_Capital | 10 | 13 | 1.0354 | 1.0326 | 1.0299 | 1.0271 | 1.0244 | 1.0216 | 1.0189 | 1.0162 | 1.0135 | 1.0108 | 1.0081 | 1.0054 | 1.0027 | 1 | 0 | 0 | 0 | 0 | 0 | 0 | 0 | 0 | 0 | 0 | 0 | 0 | 0 | 0 | 0 | 0 | 0 | 0 | 0 | 0 | 0 | 0 | 0 | 0 | 0 | 0 | 0 | 0 | 0 | 0 | 0 | 0 | 0 | 0 | 0 | 0
[7 empty] | Storage8_Capital | 10 | 14 | 1.0381 | 1.0354 | 1.0326 | 1.0299 | 1.0271 | 1.0244 | 1.0216 | 1.0189 | 1.0162 | 1.0135 | 1.0108 | 1.0081 | 1.0054 | 1.0027 | 1 | 0 | 0 | 0 | 0 | 0 | 0 | 0 | 0 | 0 | 0 | 0 | 0 | 0 | 0 | 0 | 0 | 0 | 0 | 0 | 0 | 0 | 0 | 0 | 0 | 0 | 0 | 0 | 0 | 0 | 0 | 0 | 0 | 0 | 0 | 0
[7 empty] | Storage8_Capital | 10 | 15 | 1.0409 | 1.0381 | 1.0354 | 1.0326 | 1.0299 | 1.0271 | 1.0244 | 1.0216 | 1.0189 | 1.0162 | 1.0135 | 1.0108 | 1.0081 | 1.0054 | 1.0027 | 1 | 0 | 0 | 0 | 0 | 0 | 0 | 0 | 0 | 0 | 0 | 0 | 0 | 0 | 0 | 0 | 0 | 0 | 0 | 0 | 0 | 0 | 0 | 0 | 0 | 0 | 0 | 0 | 0 | 0 | 0 | 0 | 0 | 0 | 0
[7 empty] | Storage8_Capital | 10 | 16 | 1.0437 | 1.0409 | 1.0381 | 1.0354 | 1.0326 | 1.0299 | 1.0271 | 1.0244 | 1.0216 | 1.0189 | 1.0162 | 1.0135 | 1.0108 | 1.0081 | 1.0054 | 1.0027 | 1 | 0 | 0 | 0 | 0 | 0 | 0 | 0 | 0 | 0 | 0 | 0 | 0 | 0 | 0 | 0 | 0 | 0 | 0 | 0 | 0 | 0 | 0 | 0 | 0 | 0 | 0 | 0 | 0 | 0 | 0 | 0 | 0 | 0
[7 empty] | Storage8_Capital | 10 | 17 | 1.0465 | 1.0437 | 1.0409 | 1.0381 | 1.0354 | 1.0326 | 1.0299 | 1.0271 | 1.0244 | 1.0216 | 1.0189 | 1.0162 | 1.0135 | 1.0108 | 1.0081 | 1.0054 | 1.0027 | 1 | 0 | 0 | 0 | 0 | 0 | 0 | 0 | 0 | 0 | 0 | 0 | 0 | 0 | 0 | 0 | 0 | 0 | 0 | 0 | 0 | 0 | 0 | 0 | 0 | 0 | 0 | 0 | 0 | 0 | 0 | 0 | 0
[7 empty] | Storage8_Capital | 10 | 18 | 1.0493 | 1.0465 | 1.0437 | 1.0409 | 1.0381 | 1.0354 | 1.0326 | 1.0299 | 1.0271 | 1.0244 | 1.0216 | 1.0189 | 1.0162 | 1.0135 | 1.0108 | 1.0081 | 1.0054 | 1.0027 | 1 | 0 | 0 | 0 | 0 | 0 | 0 | 0 | 0 | 0 | 0 | 0 | 0 | 0 | 0 | 0 | 0 | 0 | 0 | 0 | 0 | 0 | 0 | 0 | 0 | 0 | 0 | 0 | 0 | 0 | 0 | 0
[7 empty] | Storage8_Capital | 10 | 19 | 1.0521 | 1.0493 | 1.0465 | 1.0437 | 1.0409 | 1.0381 | 1.0354 | 1.0326 | 1.0299 | 1.0271 | 1.0244 | 1.0216 | 1.0189 | 1.0162 | 1.0135 | 1.0108 | 1.0081 | 1.0054 | 1.0027 | 1 | 0 | 0 | 0 | 0 | 0 | 0 | 0 | 0 | 0 | 0 | 0 | 0 | 0 | 0 | 0 | 0 | 0 | 0 | 0 | 0 | 0 | 0 | 0 | 0 | 0 | 0 | 0 | 0 | 0 | 0
[7 empty] | Storage8_Capital | 10 | 20 | 1.0549 | 1.0521 | 1.0493 | 1.0465 | 1.0437 | 1.0409 | 1.0381 | 1.0354 | 1.0326 | 1.0299 | 1.0271 | 1.0244 | 1.0216 | 1.0189 | 1.0162 | 1.0135 | 1.0108 | 1.0081 | 1.0054 | 1.0027 | 1 | 0 | 0 | 0 | 0 | 0 | 0 | 0 | 0 | 0 | 0 | 0 | 0 | 0 | 0 | 0 | 0 | 0 | 0 | 0 | 0 | 0 | 0 | 0 | 0 | 0 | 0 | 0 | 0 | 0
[7 empty] | Storage8_Capital | 10 | 21 | 1.0578 | 1.0549 | 1.0521 | 1.0493 | 1.0465 | 1.0437 | 1.0409 | 1.0381 | 1.0354 | 1.0326 | 1.0299 | 1.0271 | 1.0244 | 1.0216 | 1.0189 | 1.0162 | 1.0135 | 1.0108 | 1.0081 | 1.0054 | 1.0027 | 1 | 0 | 0 | 0 | 0 | 0 | 0 | 0 | 0 | 0 | 0 | 0 | 0 | 0 | 0 | 0 | 0 | 0 | 0 | 0 | 0 | 0 | 0 | 0 | 0 | 0 | 0 | 0 | 0
[7 empty] | Storage8_Capital | 10 | 22 | 1.0606 | 1.0578 | 1.0549 | 1.0521 | 1.0493 | 1.0465 | 1.0437 | 1.0409 | 1.0381 | 1.0354 | 1.0326 | 1.0299 | 1.0271 | 1.0244 | 1.0216 | 1.0189 | 1.0162 | 1.0135 | 1.0108 | 1.0081 | 1.0054 | 1.0027 | 1 | 0 | 0 | 0 | 0 | 0 | 0 | 0 | 0 | 0 | 0 | 0 | 0 | 0 | 0 | 0 | 0 | 0 | 0 | 0 | 0 | 0 | 0 | 0 | 0 | 0 | 0 | 0
[7 empty] | Storage8_Capital | 10 | 23 | 1.0634 | 1.0606 | 1.0578 | 1.0549 | 1.0521 | 1.0493 | 1.0465 | 1.0437 | 1.0409 | 1.0381 | 1.0354 | 1.0326 | 1.0299 | 1.0271 | 1.0244 | 1.0216 | 1.0189 | 1.0162 | 1.0135 | 1.0108 | 1.0081 | 1.0054 | 1.0027 | 1 | 0 | 0 | 0 | 0 | 0 | 0 | 0 | 0 | 0 | 0 | 0 | 0 | 0 | 0 | 0 | 0 | 0 | 0 | 0 | 0 | 0 | 0 | 0 | 0 | 0 | 0
[7 empty] | Storage8_Capital | 10 | 24 | 1.0663 | 1.0634 | 1.0606 | 1.0578 | 1.0549 | 1.0521 | 1.0493 | 1.0465 | 1.0437 | 1.0409 | 1.0381 | 1.0354 | 1.0326 | 1.0299 | 1.0271 | 1.0244 | 1.0216 | 1.0189 | 1.0162 | 1.0135 | 1.0108 | 1.0081 | 1.0054 | 1.0027 | 1 | 0 | 0 | 0 | 0 | 0 | 0 | 0 | 0 | 0 | 0 | 0 | 0 | 0 | 0 | 0 | 0 | 0 | 0 | 0 | 0 | 0 | 0 | 0 | 0 | 0
[7 empty] | Storage8_Capital | 10 | 25 | 1.0691 | 1.0663 | 1.0634 | 1.0606 | 1.0578 | 1.0549 | 1.0521 | 1.0493 | 1.0465 | 1.0437 | 1.0409 | 1.0381 | 1.0354 | 1.0326 | 1.0299 | 1.0271 | 1.0244 | 1.0216 | 1.0189 | 1.0162 | 1.0135 | 1.0108 | 1.0081 | 1.0054 | 1.0027 | 1 | 0 | 0 | 0 | 0 | 0 | 0 | 0 | 0 | 0 | 0 | 0 | 0 | 0 | 0 | 0 | 0 | 0 | 0 | 0 | 0 | 0 | 0 | 0 | 0
[7 empty] | Storage8_Capital | 10 | 26 | 1.072 | 1.0691 | 1.0663 | 1.0634 | 1.0606 | 1.0578 | 1.0549 | 1.0521 | 1.0493 | 1.0465 | 1.0437 | 1.0409 | 1.0381 | 1.0354 | 1.0326 | 1.0299 | 1.0271 | 1.0244 | 1.0216 | 1.0189 | 1.0162 | 1.0135 | 1.0108 | 1.0081 | 1.0054 | 1.0027 | 1 | 0 | 0 | 0 | 0 | 0 | 0 | 0 | 0 | 0 | 0 | 0 | 0 | 0 | 0 | 0 | 0 | 0 | 0 | 0 | 0 | 0 | 0 | 0
[7 empty] | Storage8_Capital | 10 | 27 | 1.0749 | 1.072 | 1.0691 | 1.0663 | 1.0634 | 1.0606 | 1.0578 | 1.0549 | 1.0521 | 1.0493 | 1.0465 | 1.0437 | 1.0409 | 1.0381 | 1.0354 | 1.0326 | 1.0299 | 1.0271 | 1.0244 | 1.0216 | 1.0189 | 1.0162 | 1.0135 | 1.0108 | 1.0081 | 1.0054 | 1.0027 | 1 | 0 | 0 | 0 | 0 | 0 | 0 | 0 | 0 | 0 | 0 | 0 | 0 | 0 | 0 | 0 | 0 | 0 | 0 | 0 | 0 | 0 | 0
[7 empty] | Storage8_Capital | 10 | 28 | 1.0777 | 1.0749 | 1.072 | 1.0691 | 1.0663 | 1.0634 | 1.0606 | 1.0578 | 1.0549 | 1.0521 | 1.0493 | 1.0465 | 1.0437 | 1.0409 | 1.0381 | 1.0354 | 1.0326 | 1.0299 | 1.0271 | 1.0244 | 1.0216 | 1.0189 | 1.0162 | 1.0135 | 1.0108 | 1.0081 | 1.0054 | 1.0027 | 1 | 0 | 0 | 0 | 0 | 0 | 0 | 0 | 0 | 0 | 0 | 0 | 0 | 0 | 0 | 0 | 0 | 0 | 0 | 0 | 0 | 0
[7 empty] | Storage8_Capital | 10 | 29 | 1.0806 | 1.0777 | 1.0749 | 1.072 | 1.0691 | 1.0663 | 1.0634 | 1.0606 | 1.0578 | 1.0549 | 1.0521 | 1.0493 | 1.0465 | 1.0437 | 1.0409 | 1.0381 | 1.0354 | 1.0326 | 1.0299 | 1.0271 | 1.0244 | 1.0216 | 1.0189 | 1.0162 | 1.0135 | 1.0108 | 1.0081 | 1.0054 | 1.0027 | 1 | 0 | 0 | 0 | 0 | 0 | 0 | 0 | 0 | 0 | 0 | 0 | 0 | 0 | 0 | 0 | 0 | 0 | 0 | 0 | 0
[7 empty] | Storage8_Capital | 10 | 30 | 1.0835 | 1.0806 | 1.0777 | 1.0749 | 1.072 | 1.0691 | 1.0663 | 1.0634 | 1.0606 | 1.0578 | 1.0549 | 1.0521 | 1.0493 | 1.0465 | 1.0437 | 1.0409 | 1.0381 | 1.0354 | 1.0326 | 1.0299 | 1.0271 | 1.0244 | 1.0216 | 1.0189 | 1.0162 | 1.0135 | 1.0108 | 1.0081 | 1.0054 | 1.0027 | 1 | 0 | 0 | 0 | 0 | 0 | 0 | 0 | 0 | 0 | 0 | 0 | 0 | 0 | 0 | 0 | 0 | 0 | 0 | 0
[7 empty] | Storage8_Capital | 10 | 31 | 1.0864 | 1.0835 | 1.0806 | 1.0777 | 1.0749 | 1.072 | 1.0691 | 1.0663 | 1.0634 | 1.0606 | 1.0578 | 1.0549 | 1.0521 | 1.0493 | 1.0465 | 1.0437 | 1.0409 | 1.0381 | 1.0354 | 1.0326 | 1.0299 | 1.0271 | 1.0244 | 1.0216 | 1.0189 | 1.0162 | 1.0135 | 1.0108 | 1.0081 | 1.0054 | 1.0027 | 1 | 0 | 0 | 0 | 0 | 0 | 0 | 0 | 0 | 0 | 0 | 0 | 0 | 0 | 0 | 0 | 0 | 0 | 0
[7 empty] | Storage8_Capital | 10 | 32 | 1.0893 | 1.0864 | 1.0835 | 1.0806 | 1.0777 | 1.0749 | 1.072 | 1.0691 | 1.0663 | 1.0634 | 1.0606 | 1.0578 | 1.0549 | 1.0521 | 1.0493 | 1.0465 | 1.0437 | 1.0409 | 1.0381 | 1.0354 | 1.0326 | 1.0299 | 1.0271 | 1.0244 | 1.0216 | 1.0189 | 1.0162 | 1.0135 | 1.0108 | 1.0081 | 1.0054 | 1.0027 | 1 | 0 | 0 | 0 | 0 | 0 | 0 | 0 | 0 | 0 | 0 | 0 | 0 | 0 | 0 | 0 | 0 | 0
[7 empty] | Storage8_Capital | 10 | 33 | 1.0923 | 1.0893 | 1.0864 | 1.0835 | 1.0806 | 1.0777 | 1.0749 | 1.072 | 1.0691 | 1.0663 | 1.0634 | 1.0606 | 1.0578 | 1.0549 | 1.0521 | 1.0493 | 1.0465 | 1.0437 | 1.0409 | 1.0381 | 1.0354 | 1.0326 | 1.0299 | 1.0271 | 1.0244 | 1.0216 | 1.0189 | 1.0162 | 1.0135 | 1.0108 | 1.0081 | 1.0054 | 1.0027 | 1 | 0 | 0 | 0 | 0 | 0 | 0 | 0 | 0 | 0 | 0 | 0 | 0 | 0 | 0 | 0 | 0
[7 empty] | Storage8_Capital | 10 | 34 | 1.0952 | 1.0923 | 1.0893 | 1.0864 | 1.0835 | 1.0806 | 1.0777 | 1.0749 | 1.072 | 1.0691 | 1.0663 | 1.0634 | 1.0606 | 1.0578 | 1.0549 | 1.0521 | 1.0493 | 1.0465 | 1.0437 | 1.0409 | 1.0381 | 1.0354 | 1.0326 | 1.0299 | 1.0271 | 1.0244 | 1.0216 | 1.0189 | 1.0162 | 1.0135 | 1.0108 | 1.0081 | 1.0054 | 1.0027 | 1 | 0 | 0 | 0 | 0 | 0 | 0 | 0 | 0 | 0 | 0 | 0 | 0 | 0 | 0 | 0
[7 empty] | Storage8_Capital | 10 | 35 | 1.0981 | 1.0952 | 1.0923 | 1.0893 | 1.0864 | 1.0835 | 1.0806 | 1.0777 | 1.0749 | 1.072 | 1.0691 | 1.0663 | 1.0634 | 1.0606 | 1.0578 | 1.0549 | 1.0521 | 1.0493 | 1.0465 | 1.0437 | 1.0409 | 1.0381 | 1.0354 | 1.0326 | 1.0299 | 1.0271 | 1.0244 | 1.0216 | 1.0189 | 1.0162 | 1.0135 | 1.0108 | 1.0081 | 1.0054 | 1.0027 | 1 | 0 | 0 | 0 | 0 | 0 | 0 | 0 | 0 | 0 | 0 | 0 | 0 | 0 | 0
[7 empty] | Storage8_Capital | 10 | 36 | 1.101 | 1.0981 | 1.0952 | 1.0923 | 1.0893 | 1.0864 | 1.0835 | 1.0806 | 1.0777 | 1.0749 | 1.072 | 1.0691 | 1.0663 | 1.0634 | 1.0606 | 1.0578 | 1.0549 | 1.0521 | 1.0493 | 1.0465 | 1.0437 | 1.0409 | 1.0381 | 1.0354 | 1.0326 | 1.0299 | 1.0271 | 1.0244 | 1.0216 | 1.0189 | 1.0162 | 1.0135 | 1.0108 | 1.0081 | 1.0054 | 1.0027 | 1 | 0 | 0 | 0 | 0 | 0 | 0 | 0 | 0 | 0 | 0 | 0 | 0 | 0
[7 empty] | Storage8_Capital | 10 | 37 | 1.104 | 1.101 | 1.0981 | 1.0952 | 1.0923 | 1.0893 | 1.0864 | 1.0835 | 1.0806 | 1.0777 | 1.0749 | 1.072 | 1.0691 | 1.0663 | 1.0634 | 1.0606 | 1.0578 | 1.0549 | 1.0521 | 1.0493 | 1.0465 | 1.0437 | 1.0409 | 1.0381 | 1.0354 | 1.0326 | 1.0299 | 1.0271 | 1.0244 | 1.0216 | 1.0189 | 1.0162 | 1.0135 | 1.0108 | 1.0081 | 1.0054 | 1.0027 | 1 | 0 | 0 | 0 | 0 | 0 | 0 | 0 | 0 | 0 | 0 | 0 | 0
[7 empty] | Storage8_Capital | 10 | 38 | 1.107 | 1.104 | 1.101 | 1.0981 | 1.0952 | 1.0923 | 1.0893 | 1.0864 | 1.0835 | 1.0806 | 1.0777 | 1.0749 | 1.072 | 1.0691 | 1.0663 | 1.0634 | 1.0606 | 1.0578 | 1.0549 | 1.0521 | 1.0493 | 1.0465 | 1.0437 | 1.0409 | 1.0381 | 1.0354 | 1.0326 | 1.0299 | 1.0271 | 1.0244 | 1.0216 | 1.0189 | 1.0162 | 1.0135 | 1.0108 | 1.0081 | 1.0054 | 1.0027 | 1 | 0 | 0 | 0 | 0 | 0 | 0 | 0 | 0 | 0 | 0 | 0
[7 empty] | Storage8_Capital | 10 | 39 | 1.1099 | 1.107 | 1.104 | 1.101 | 1.0981 | 1.0952 | 1.0923 | 1.0893 | 1.0864 | 1.0835 | 1.0806 | 1.0777 | 1.0749 | 1.072 | 1.0691 | 1.0663 | 1.0634 | 1.0606 | 1.0578 | 1.0549 | 1.0521 | 1.0493 | 1.0465 | 1.0437 | 1.0409 | 1.0381 | 1.0354 | 1.0326 | 1.0299 | 1.0271 | 1.0244 | 1.0216 | 1.0189 | 1.0162 | 1.0135 | 1.0108 | 1.0081 | 1.0054 | 1.0027 | 1 | 0 | 0 | 0 | 0 | 0 | 0 | 0 | 0 | 0 | 0
[7 empty] | Storage8_Capital | 10 | 40 | 1.1129 | 1.1099 | 1.107 | 1.104 | 1.101 | 1.0981 | 1.0952 | 1.0923 | 1.0893 | 1.0864 | 1.0835 | 1.0806 | 1.0777 | 1.0749 | 1.072 | 1.0691 | 1.0663 | 1.0634 | 1.0606 | 1.0578 | 1.0549 | 1.0521 | 1.0493 | 1.0465 | 1.0437 | 1.0409 | 1.0381 | 1.0354 | 1.0326 | 1.0299 | 1.0271 | 1.0244 | 1.0216 | 1.0189 | 1.0162 | 1.0135 | 1.0108 | 1.0081 | 1.0054 | 1.0027 | 1 | 0 | 0 | 0 | 0 | 0 | 0 | 0 | 0 | 0
[7 empty] | Storage8_Capital | 10 | 41 | 1.1159 | 1.1129 | 1.1099 | 1.107 | 1.104 | 1.101 | 1.0981 | 1.0952 | 1.0923 | 1.0893 | 1.0864 | 1.0835 | 1.0806 | 1.0777 | 1.0749 | 1.072 | 1.0691 | 1.0663 | 1.0634 | 1.0606 | 1.0578 | 1.0549 | 1.0521 | 1.0493 | 1.0465 | 1.0437 | 1.0409 | 1.0381 | 1.0354 | 1.0326 | 1.0299 | 1.0271 | 1.0244 | 1.0216 | 1.0189 | 1.0162 | 1.0135 | 1.0108 | 1.0081 | 1.0054 | 1.0027 | 1 | 0 | 0 | 0 | 0 | 0 | 0 | 0 | 0
[7 empty] | Storage8_Capital | 10 | 42 | 1.1189 | 1.1159 | 1.1129 | 1.1099 | 1.107 | 1.104 | 1.101 | 1.0981 | 1.0952 | 1.0923 | 1.0893 | 1.0864 | 1.0835 | 1.0806 | 1.0777 | 1.0749 | 1.072 | 1.0691 | 1.0663 | 1.0634 | 1.0606 | 1.0578 | 1.0549 | 1.0521 | 1.0493 | 1.0465 | 1.0437 | 1.0409 | 1.0381 | 1.0354 | 1.0326 | 1.0299 | 1.0271 | 1.0244 | 1.0216 | 1.0189 | 1.0162 | 1.0135 | 1.0108 | 1.0081 | 1.0054 | 1.0027 | 1 | 0 | 0 | 0 | 0 | 0 | 0 | 0
[7 empty] | Storage8_Capital | 10 | 43 | 1.1219 | 1.1189 | 1.1159 | 1.1129 | 1.1099 | 1.107 | 1.104 | 1.101 | 1.0981 | 1.0952 | 1.0923 | 1.0893 | 1.0864 | 1.0835 | 1.0806 | 1.0777 | 1.0749 | 1.072 | 1.0691 | 1.0663 | 1.0634 | 1.0606 | 1.0578 | 1.0549 | 1.0521 | 1.0493 | 1.0465 | 1.0437 | 1.0409 | 1.0381 | 1.0354 | 1.0326 | 1.0299 | 1.0271 | 1.0244 | 1.0216 | 1.0189 | 1.0162 | 1.0135 | 1.0108 | 1.0081 | 1.0054 | 1.0027 | 1 | 0 | 0 | 0 | 0 | 0 | 0
[7 empty] | Storage8_Capital | 10 | 44 | 1.1249 | 1.1219 | 1.1189 | 1.1159 | 1.1129 | 1.1099 | 1.107 | 1.104 | 1.101 | 1.0981 | 1.0952 | 1.0923 | 1.0893 | 1.0864 | 1.0835 | 1.0806 | 1.0777 | 1.0749 | 1.072 | 1.0691 | 1.0663 | 1.0634 | 1.0606 | 1.0578 | 1.0549 | 1.0521 | 1.0493 | 1.0465 | 1.0437 | 1.0409 | 1.0381 | 1.0354 | 1.0326 | 1.0299 | 1.0271 | 1.0244 | 1.0216 | 1.0189 | 1.0162 | 1.0135 | 1.0108 | 1.0081 | 1.0054 | 1.0027 | 1 | 0 | 0 | 0 | 0 | 0
[7 empty] | Storage8_Capital | 10 | 45 | 1.1279 | 1.1249 | 1.1219 | 1.1189 | 1.1159 | 1.1129 | 1.1099 | 1.107 | 1.104 | 1.101 | 1.0981 | 1.0952 | 1.0923 | 1.0893 | 1.0864 | 1.0835 | 1.0806 | 1.0777 | 1.0749 | 1.072 | 1.0691 | 1.0663 | 1.0634 | 1.0606 | 1.0578 | 1.0549 | 1.0521 | 1.0493 | 1.0465 | 1.0437 | 1.0409 | 1.0381 | 1.0354 | 1.0326 | 1.0299 | 1.0271 | 1.0244 | 1.0216 | 1.0189 | 1.0162 | 1.0135 | 1.0108 | 1.0081 | 1.0054 | 1.0027 | 1 | 0 | 0 | 0 | 0
[7 empty] | Storage8_Capital | 10 | 46 | 1.1309 | 1.1279 | 1.1249 | 1.1219 | 1.1189 | 1.1159 | 1.1129 | 1.1099 | 1.107 | 1.104 | 1.101 | 1.0981 | 1.0952 | 1.0923 | 1.0893 | 1.0864 | 1.0835 | 1.0806 | 1.0777 | 1.0749 | 1.072 | 1.0691 | 1.0663 | 1.0634 | 1.0606 | 1.0578 | 1.0549 | 1.0521 | 1.0493 | 1.0465 | 1.0437 | 1.0409 | 1.0381 | 1.0354 | 1.0326 | 1.0299 | 1.0271 | 1.0244 | 1.0216 | 1.0189 | 1.0162 | 1.0135 | 1.0108 | 1.0081 | 1.0054 | 1.0027 | 1 | 0 | 0 | 0
[7 empty] | Storage8_Capital | 10 | 47 | 1.1339 | 1.1309 | 1.1279 | 1.1249 | 1.1219 | 1.1189 | 1.1159 | 1.1129 | 1.1099 | 1.107 | 1.104 | 1.101 | 1.0981 | 1.0952 | 1.0923 | 1.0893 | 1.0864 | 1.0835 | 1.0806 | 1.0777 | 1.0749 | 1.072 | 1.0691 | 1.0663 | 1.0634 | 1.0606 | 1.0578 | 1.0549 | 1.0521 | 1.0493 | 1.0465 | 1.0437 | 1.0409 | 1.0381 | 1.0354 | 1.0326 | 1.0299 | 1.0271 | 1.0244 | 1.0216 | 1.0189 | 1.0162 | 1.0135 | 1.0108 | 1.0081 | 1.0054 | 1.0027 | 1 | 0 | 0
[7 empty] | Storage8_Capital | 10 | 48 | 1.137 | 1.1339 | 1.1309 | 1.1279 | 1.1249 | 1.1219 | 1.1189 | 1.1159 | 1.1129 | 1.1099 | 1.107 | 1.104 | 1.101 | 1.0981 | 1.0952 | 1.0923 | 1.0893 | 1.0864 | 1.0835 | 1.0806 | 1.0777 | 1.0749 | 1.072 | 1.0691 | 1.0663 | 1.0634 | 1.0606 | 1.0578 | 1.0549 | 1.0521 | 1.0493 | 1.0465 | 1.0437 | 1.0409 | 1.0381 | 1.0354 | 1.0326 | 1.0299 | 1.0271 | 1.0244 | 1.0216 | 1.0189 | 1.0162 | 1.0135 | 1.0108 | 1.0081 | 1.0054 | 1.0027 | 1 | 0
[7 empty] | Storage8_Capital | 10 | 49 | 1.14 | 1.137 | 1.1339 | 1.1309 | 1.1279 | 1.1249 | 1.1219 | 1.1189 | 1.1159 | 1.1129 | 1.1099 | 1.107 | 1.104 | 1.101 | 1.0981 | 1.0952 | 1.0923 | 1.0893 | 1.0864 | 1.0835 | 1.0806 | 1.0777 | 1.0749 | 1.072 | 1.0691 | 1.0663 | 1.0634 | 1.0606 | 1.0578 | 1.0549 | 1.0521 | 1.0493 | 1.0465 | 1.0437 | 1.0409 | 1.0381 | 1.0354 | 1.0326 | 1.0299 | 1.0271 | 1.0244 | 1.0216 | 1.0189 | 1.0162 | 1.0135 | 1.0108 | 1.0081 | 1.0054 | 1.0027 | 1
[7 empty] | Storage10_Capital | 11 | 0 | 1 | 0 | 0 | 0 | 0 | 0 | 0 | 0 | 0 | 0 | 0 | 0 | 0 | 0 | 0 | 0 | 0 | 0 | 0 | 0 | 0 | 0 | 0 | 0 | 0 | 0 | 0 | 0 | 0 | 0 | 0 | 0 | 0 | 0 | 0 | 0 | 0 | 0 | 0 | 0 | 0 | 0 | 0 | 0 | 0 | 0 | 0 | 0 | 0 | 0
[7 empty] | Storage10_Capital | 11 | 1 | 1.0023 | 1 | 0 | 0 | 0 | 0 | 0 | 0 | 0 | 0 | 0 | 0 | 0 | 0 | 0 | 0 | 0 | 0 | 0 | 0 | 0 | 0 | 0 | 0 | 0 | 0 | 0 | 0 | 0 | 0 | 0 | 0 | 0 | 0 | 0 | 0 | 0 | 0 | 0 | 0 | 0 | 0 | 0 | 0 | 0 | 0 | 0 | 0 | 0 | 0
[7 empty] | Storage10_Capital | 11 | 2 | 1.0046 | 1.0023 | 1 | 0 | 0 | 0 | 0 | 0 | 0 | 0 | 0 | 0 | 0 | 0 | 0 | 0 | 0 | 0 | 0 | 0 | 0 | 0 | 0 | 0 | 0 | 0 | 0 | 0 | 0 | 0 | 0 | 0 | 0 | 0 | 0 | 0 | 0 | 0 | 0 | 0 | 0 | 0 | 0 | 0 | 0 | 0 | 0 | 0 | 0 | 0
[7 empty] | Storage10_Capital | 11 | 3 | 1.0069 | 1.0046 | 1.0023 | 1 | 0 | 0 | 0 | 0 | 0 | 0 | 0 | 0 | 0 | 0 | 0 | 0 | 0 | 0 | 0 | 0 | 0 | 0 | 0 | 0 | 0 | 0 | 0 | 0 | 0 | 0 | 0 | 0 | 0 | 0 | 0 | 0 | 0 | 0 | 0 | 0 | 0 | 0 | 0 | 0 | 0 | 0 | 0 | 0 | 0 | 0
[7 empty] | Storage10_Capital | 11 | 4 | 1.0092 | 1.0069 | 1.0046 | 1.0023 | 1 | 0 | 0 | 0 | 0 | 0 | 0 | 0 | 0 | 0 | 0 | 0 | 0 | 0 | 0 | 0 | 0 | 0 | 0 | 0 | 0 | 0 | 0 | 0 | 0 | 0 | 0 | 0 | 0 | 0 | 0 | 0 | 0 | 0 | 0 | 0 | 0 | 0 | 0 | 0 | 0 | 0 | 0 | 0 | 0 | 0
[7 empty] | Storage10_Capital | 11 | 5 | 1.0115 | 1.0092 | 1.0069 | 1.0046 | 1.0023 | 1 | 0 | 0 | 0 | 0 | 0 | 0 | 0 | 0 | 0 | 0 | 0 | 0 | 0 | 0 | 0 | 0 | 0 | 0 | 0 | 0 | 0 | 0 | 0 | 0 | 0 | 0 | 0 | 0 | 0 | 0 | 0 | 0 | 0 | 0 | 0 | 0 | 0 | 0 | 0 | 0 | 0 | 0 | 0 | 0
[7 empty] | Storage10_Capital | 11 | 6 | 1.0138 | 1.0115 | 1.0092 | 1.0069 | 1.0046 | 1.0023 | 1 | 0 | 0 | 0 | 0 | 0 | 0 | 0 | 0 | 0 | 0 | 0 | 0 | 0 | 0 | 0 | 0 | 0 | 0 | 0 | 0 | 0 | 0 | 0 | 0 | 0 | 0 | 0 | 0 | 0 | 0 | 0 | 0 | 0 | 0 | 0 | 0 | 0 | 0 | 0 | 0 | 0 | 0 | 0
[7 empty] | Storage10_Capital | 11 | 7 | 1.0161 | 1.0138 | 1.0115 | 1.0092 | 1.0069 | 1.0046 | 1.0023 | 1 | 0 | 0 | 0 | 0 | 0 | 0 | 0 | 0 | 0 | 0 | 0 | 0 | 0 | 0 | 0 | 0 | 0 | 0 | 0 | 0 | 0 | 0 | 0 | 0 | 0 | 0 | 0 | 0 | 0 | 0 | 0 | 0 | 0 | 0 | 0 | 0 | 0 | 0 | 0 | 0 | 0 | 0
[7 empty] | Storage10_Capital | 11 | 8 | 1.0184 | 1.0161 | 1.0138 | 1.0115 | 1.0092 | 1.0069 | 1.0046 | 1.0023 | 1 | 0 | 0 | 0 | 0 | 0 | 0 | 0 | 0 | 0 | 0 | 0 | 0 | 0 | 0 | 0 | 0 | 0 | 0 | 0 | 0 | 0 | 0 | 0 | 0 | 0 | 0 | 0 | 0 | 0 | 0 | 0 | 0 | 0 | 0 | 0 | 0 | 0 | 0 | 0 | 0 | 0
[7 empty] | Storage10_Capital | 11 | 9 | 1.0208 | 1.0184 | 1.0161 | 1.0138 | 1.0115 | 1.0092 | 1.0069 | 1.0046 | 1.0023 | 1 | 0 | 0 | 0 | 0 | 0 | 0 | 0 | 0 | 0 | 0 | 0 | 0 | 0 | 0 | 0 | 0 | 0 | 0 | 0 | 0 | 0 | 0 | 0 | 0 | 0 | 0 | 0 | 0 | 0 | 0 | 0 | 0 | 0 | 0 | 0 | 0 | 0 | 0 | 0 | 0
[7 empty] | Storage10_Capital | 11 | 10 | 1.0231 | 1.0208 | 1.0184 | 1.0161 | 1.0138 | 1.0115 | 1.0092 | 1.0069 | 1.0046 | 1.0023 | 1 | 0 | 0 | 0 | 0 | 0 | 0 | 0 | 0 | 0 | 0 | 0 | 0 | 0 | 0 | 0 | 0 | 0 | 0 | 0 | 0 | 0 | 0 | 0 | 0 | 0 | 0 | 0 | 0 | 0 | 0 | 0 | 0 | 0 | 0 | 0 | 0 | 0 | 0 | 0
[7 empty] | Storage10_Capital | 11 | 11 | 1.0254 | 1.0231 | 1.0208 | 1.0184 | 1.0161 | 1.0138 | 1.0115 | 1.0092 | 1.0069 | 1.0046 | 1.0023 | 1 | 0 | 0 | 0 | 0 | 0 | 0 | 0 | 0 | 0 | 0 | 0 | 0 | 0 | 0 | 0 | 0 | 0 | 0 | 0 | 0 | 0 | 0 | 0 | 0 | 0 | 0 | 0 | 0 | 0 | 0 | 0 | 0 | 0 | 0 | 0 | 0 | 0 | 0
[7 empty] | Storage10_Capital | 11 | 12 | 1.0278 | 1.0254 | 1.0231 | 1.0208 | 1.0184 | 1.0161 | 1.0138 | 1.0115 | 1.0092 | 1.0069 | 1.0046 | 1.0023 | 1 | 0 | 0 | 0 | 0 | 0 | 0 | 0 | 0 | 0 | 0 | 0 | 0 | 0 | 0 | 0 | 0 | 0 | 0 | 0 | 0 | 0 | 0 | 0 | 0 | 0 | 0 | 0 | 0 | 0 | 0 | 0 | 0 | 0 | 0 | 0 | 0 | 0
[7 empty] | Storage10_Capital | 11 | 13 | 1.0301 | 1.0278 | 1.0254 | 1.0231 | 1.0208 | 1.0184 | 1.0161 | 1.0138 | 1.0115 | 1.0092 | 1.0069 | 1.0046 | 1.0023 | 1 | 0 | 0 | 0 | 0 | 0 | 0 | 0 | 0 | 0 | 0 | 0 | 0 | 0 | 0 | 0 | 0 | 0 | 0 | 0 | 0 | 0 | 0 | 0 | 0 | 0 | 0 | 0 | 0 | 0 | 0 | 0 | 0 | 0 | 0 | 0 | 0
[7 empty] | Storage10_Capital | 11 | 14 | 1.0325 | 1.0301 | 1.0278 | 1.0254 | 1.0231 | 1.0208 | 1.0184 | 1.0161 | 1.0138 | 1.0115 | 1.0092 | 1.0069 | 1.0046 | 1.0023 | 1 | 0 | 0 | 0 | 0 | 0 | 0 | 0 | 0 | 0 | 0 | 0 | 0 | 0 | 0 | 0 | 0 | 0 | 0 | 0 | 0 | 0 | 0 | 0 | 0 | 0 | 0 | 0 | 0 | 0 | 0 | 0 | 0 | 0 | 0 | 0
[7 empty] | Storage10_Capital | 11 | 15 | 1.0348 | 1.0325 | 1.0301 | 1.0278 | 1.0254 | 1.0231 | 1.0208 | 1.0184 | 1.0161 | 1.0138 | 1.0115 | 1.0092 | 1.0069 | 1.0046 | 1.0023 | 1 | 0 | 0 | 0 | 0 | 0 | 0 | 0 | 0 | 0 | 0 | 0 | 0 | 0 | 0 | 0 | 0 | 0 | 0 | 0 | 0 | 0 | 0 | 0 | 0 | 0 | 0 | 0 | 0 | 0 | 0 | 0 | 0 | 0 | 0
[7 empty] | Storage10_Capital | 11 | 16 | 1.0372 | 1.0348 | 1.0325 | 1.0301 | 1.0278 | 1.0254 | 1.0231 | 1.0208 | 1.0184 | 1.0161 | 1.0138 | 1.0115 | 1.0092 | 1.0069 | 1.0046 | 1.0023 | 1 | 0 | 0 | 0 | 0 | 0 | 0 | 0 | 0 | 0 | 0 | 0 | 0 | 0 | 0 | 0 | 0 | 0 | 0 | 0 | 0 | 0 | 0 | 0 | 0 | 0 | 0 | 0 | 0 | 0 | 0 | 0 | 0 | 0
[7 empty] | Storage10_Capital | 11 | 17 | 1.0396 | 1.0372 | 1.0348 | 1.0325 | 1.0301 | 1.0278 | 1.0254 | 1.0231 | 1.0208 | 1.0184 | 1.0161 | 1.0138 | 1.0115 | 1.0092 | 1.0069 | 1.0046 | 1.0023 | 1 | 0 | 0 | 0 | 0 | 0 | 0 | 0 | 0 | 0 | 0 | 0 | 0 | 0 | 0 | 0 | 0 | 0 | 0 | 0 | 0 | 0 | 0 | 0 | 0 | 0 | 0 | 0 | 0 | 0 | 0 | 0 | 0
[7 empty] | Storage10_Capital | 11 | 18 | 1.042 | 1.0396 | 1.0372 | 1.0348 | 1.0325 | 1.0301 | 1.0278 | 1.0254 | 1.0231 | 1.0208 | 1.0184 | 1.0161 | 1.0138 | 1.0115 | 1.0092 | 1.0069 | 1.0046 | 1.0023 | 1 | 0 | 0 | 0 | 0 | 0 | 0 | 0 | 0 | 0 | 0 | 0 | 0 | 0 | 0 | 0 | 0 | 0 | 0 | 0 | 0 | 0 | 0 | 0 | 0 | 0 | 0 | 0 | 0 | 0 | 0 | 0
[7 empty] | Storage10_Capital | 11 | 19 | 1.0443 | 1.042 | 1.0396 | 1.0372 | 1.0348 | 1.0325 | 1.0301 | 1.0278 | 1.0254 | 1.0231 | 1.0208 | 1.0184 | 1.0161 | 1.0138 | 1.0115 | 1.0092 | 1.0069 | 1.0046 | 1.0023 | 1 | 0 | 0 | 0 | 0 | 0 | 0 | 0 | 0 | 0 | 0 | 0 | 0 | 0 | 0 | 0 | 0 | 0 | 0 | 0 | 0 | 0 | 0 | 0 | 0 | 0 | 0 | 0 | 0 | 0 | 0
[7 empty] | Storage10_Capital | 11 | 20 | 1.0467 | 1.0443 | 1.042 | 1.0396 | 1.0372 | 1.0348 | 1.0325 | 1.0301 | 1.0278 | 1.0254 | 1.0231 | 1.0208 | 1.0184 | 1.0161 | 1.0138 | 1.0115 | 1.0092 | 1.0069 | 1.0046 | 1.0023 | 1 | 0 | 0 | 0 | 0 | 0 | 0 | 0 | 0 | 0 | 0 | 0 | 0 | 0 | 0 | 0 | 0 | 0 | 0 | 0 | 0 | 0 | 0 | 0 | 0 | 0 | 0 | 0 | 0 | 0
[7 empty] | Storage10_Capital | 11 | 21 | 1.0491 | 1.0467 | 1.0443 | 1.042 | 1.0396 | 1.0372 | 1.0348 | 1.0325 | 1.0301 | 1.0278 | 1.0254 | 1.0231 | 1.0208 | 1.0184 | 1.0161 | 1.0138 | 1.0115 | 1.0092 | 1.0069 | 1.0046 | 1.0023 | 1 | 0 | 0 | 0 | 0 | 0 | 0 | 0 | 0 | 0 | 0 | 0 | 0 | 0 | 0 | 0 | 0 | 0 | 0 | 0 | 0 | 0 | 0 | 0 | 0 | 0 | 0 | 0 | 0
[7 empty] | Storage10_Capital | 11 | 22 | 1.0515 | 1.0491 | 1.0467 | 1.0443 | 1.042 | 1.0396 | 1.0372 | 1.0348 | 1.0325 | 1.0301 | 1.0278 | 1.0254 | 1.0231 | 1.0208 | 1.0184 | 1.0161 | 1.0138 | 1.0115 | 1.0092 | 1.0069 | 1.0046 | 1.0023 | 1 | 0 | 0 | 0 | 0 | 0 | 0 | 0 | 0 | 0 | 0 | 0 | 0 | 0 | 0 | 0 | 0 | 0 | 0 | 0 | 0 | 0 | 0 | 0 | 0 | 0 | 0 | 0
[7 empty] | Storage10_Capital | 11 | 23 | 1.0539 | 1.0515 | 1.0491 | 1.0467 | 1.0443 | 1.042 | 1.0396 | 1.0372 | 1.0348 | 1.0325 | 1.0301 | 1.0278 | 1.0254 | 1.0231 | 1.0208 | 1.0184 | 1.0161 | 1.0138 | 1.0115 | 1.0092 | 1.0069 | 1.0046 | 1.0023 | 1 | 0 | 0 | 0 | 0 | 0 | 0 | 0 | 0 | 0 | 0 | 0 | 0 | 0 | 0 | 0 | 0 | 0 | 0 | 0 | 0 | 0 | 0 | 0 | 0 | 0 | 0
[7 empty] | Storage10_Capital | 11 | 24 | 1.0563 | 1.0539 | 1.0515 | 1.0491 | 1.0467 | 1.0443 | 1.042 | 1.0396 | 1.0372 | 1.0348 | 1.0325 | 1.0301 | 1.0278 | 1.0254 | 1.0231 | 1.0208 | 1.0184 | 1.0161 | 1.0138 | 1.0115 | 1.0092 | 1.0069 | 1.0046 | 1.0023 | 1 | 0 | 0 | 0 | 0 | 0 | 0 | 0 | 0 | 0 | 0 | 0 | 0 | 0 | 0 | 0 | 0 | 0 | 0 | 0 | 0 | 0 | 0 | 0 | 0 | 0
[7 empty] | Storage10_Capital | 11 | 25 | 1.0587 | 1.0563 | 1.0539 | 1.0515 | 1.0491 | 1.0467 | 1.0443 | 1.042 | 1.0396 | 1.0372 | 1.0348 | 1.0325 | 1.0301 | 1.0278 | 1.0254 | 1.0231 | 1.0208 | 1.0184 | 1.0161 | 1.0138 | 1.0115 | 1.0092 | 1.0069 | 1.0046 | 1.0023 | 1 | 0 | 0 | 0 | 0 | 0 | 0 | 0 | 0 | 0 | 0 | 0 | 0 | 0 | 0 | 0 | 0 | 0 | 0 | 0 | 0 | 0 | 0 | 0 | 0
[7 empty] | Storage10_Capital | 11 | 26 | 1.0612 | 1.0587 | 1.0563 | 1.0539 | 1.0515 | 1.0491 | 1.0467 | 1.0443 | 1.042 | 1.0396 | 1.0372 | 1.0348 | 1.0325 | 1.0301 | 1.0278 | 1.0254 | 1.0231 | 1.0208 | 1.0184 | 1.0161 | 1.0138 | 1.0115 | 1.0092 | 1.0069 | 1.0046 | 1.0023 | 1 | 0 | 0 | 0 | 0 | 0 | 0 | 0 | 0 | 0 | 0 | 0 | 0 | 0 | 0 | 0 | 0 | 0 | 0 | 0 | 0 | 0 | 0 | 0
[7 empty] | Storage10_Capital | 11 | 27 | 1.0636 | 1.0612 | 1.0587 | 1.0563 | 1.0539 | 1.0515 | 1.0491 | 1.0467 | 1.0443 | 1.042 | 1.0396 | 1.0372 | 1.0348 | 1.0325 | 1.0301 | 1.0278 | 1.0254 | 1.0231 | 1.0208 | 1.0184 | 1.0161 | 1.0138 | 1.0115 | 1.0092 | 1.0069 | 1.0046 | 1.0023 | 1 | 0 | 0 | 0 | 0 | 0 | 0 | 0 | 0 | 0 | 0 | 0 | 0 | 0 | 0 | 0 | 0 | 0 | 0 | 0 | 0 | 0 | 0
[7 empty] | Storage10_Capital | 11 | 28 | 1.066 | 1.0636 | 1.0612 | 1.0587 | 1.0563 | 1.0539 | 1.0515 | 1.0491 | 1.0467 | 1.0443 | 1.042 | 1.0396 | 1.0372 | 1.0348 | 1.0325 | 1.0301 | 1.0278 | 1.0254 | 1.0231 | 1.0208 | 1.0184 | 1.0161 | 1.0138 | 1.0115 | 1.0092 | 1.0069 | 1.0046 | 1.0023 | 1 | 0 | 0 | 0 | 0 | 0 | 0 | 0 | 0 | 0 | 0 | 0 | 0 | 0 | 0 | 0 | 0 | 0 | 0 | 0 | 0 | 0
[7 empty] | Storage10_Capital | 11 | 29 | 1.0685 | 1.066 | 1.0636 | 1.0612 | 1.0587 | 1.0563 | 1.0539 | 1.0515 | 1.0491 | 1.0467 | 1.0443 | 1.042 | 1.0396 | 1.0372 | 1.0348 | 1.0325 | 1.0301 | 1.0278 | 1.0254 | 1.0231 | 1.0208 | 1.0184 | 1.0161 | 1.0138 | 1.0115 | 1.0092 | 1.0069 | 1.0046 | 1.0023 | 1 | 0 | 0 | 0 | 0 | 0 | 0 | 0 | 0 | 0 | 0 | 0 | 0 | 0 | 0 | 0 | 0 | 0 | 0 | 0 | 0
[7 empty] | Storage10_Capital | 11 | 30 | 1.0709 | 1.0685 | 1.066 | 1.0636 | 1.0612 | 1.0587 | 1.0563 | 1.0539 | 1.0515 | 1.0491 | 1.0467 | 1.0443 | 1.042 | 1.0396 | 1.0372 | 1.0348 | 1.0325 | 1.0301 | 1.0278 | 1.0254 | 1.0231 | 1.0208 | 1.0184 | 1.0161 | 1.0138 | 1.0115 | 1.0092 | 1.0069 | 1.0046 | 1.0023 | 1 | 0 | 0 | 0 | 0 | 0 | 0 | 0 | 0 | 0 | 0 | 0 | 0 | 0 | 0 | 0 | 0 | 0 | 0 | 0
[7 empty] | Storage10_Capital | 11 | 31 | 1.0733 | 1.0709 | 1.0685 | 1.066 | 1.0636 | 1.0612 | 1.0587 | 1.0563 | 1.0539 | 1.0515 | 1.0491 | 1.0467 | 1.0443 | 1.042 | 1.0396 | 1.0372 | 1.0348 | 1.0325 | 1.0301 | 1.0278 | 1.0254 | 1.0231 | 1.0208 | 1.0184 | 1.0161 | 1.0138 | 1.0115 | 1.0092 | 1.0069 | 1.0046 | 1.0023 | 1 | 0 | 0 | 0 | 0 | 0 | 0 | 0 | 0 | 0 | 0 | 0 | 0 | 0 | 0 | 0 | 0 | 0 | 0
[7 empty] | Storage10_Capital | 11 | 32 | 1.0758 | 1.0733 | 1.0709 | 1.0685 | 1.066 | 1.0636 | 1.0612 | 1.0587 | 1.0563 | 1.0539 | 1.0515 | 1.0491 | 1.0467 | 1.0443 | 1.042 | 1.0396 | 1.0372 | 1.0348 | 1.0325 | 1.0301 | 1.0278 | 1.0254 | 1.0231 | 1.0208 | 1.0184 | 1.0161 | 1.0138 | 1.0115 | 1.0092 | 1.0069 | 1.0046 | 1.0023 | 1 | 0 | 0 | 0 | 0 | 0 | 0 | 0 | 0 | 0 | 0 | 0 | 0 | 0 | 0 | 0 | 0 | 0
[7 empty] | Storage10_Capital | 11 | 33 | 1.0783 | 1.0758 | 1.0733 | 1.0709 | 1.0685 | 1.066 | 1.0636 | 1.0612 | 1.0587 | 1.0563 | 1.0539 | 1.0515 | 1.0491 | 1.0467 | 1.0443 | 1.042 | 1.0396 | 1.0372 | 1.0348 | 1.0325 | 1.0301 | 1.0278 | 1.0254 | 1.0231 | 1.0208 | 1.0184 | 1.0161 | 1.0138 | 1.0115 | 1.0092 | 1.0069 | 1.0046 | 1.0023 | 1 | 0 | 0 | 0 | 0 | 0 | 0 | 0 | 0 | 0 | 0 | 0 | 0 | 0 | 0 | 0 | 0
[7 empty] | Storage10_Capital | 11 | 34 | 1.0807 | 1.0783 | 1.0758 | 1.0733 | 1.0709 | 1.0685 | 1.066 | 1.0636 | 1.0612 | 1.0587 | 1.0563 | 1.0539 | 1.0515 | 1.0491 | 1.0467 | 1.0443 | 1.042 | 1.0396 | 1.0372 | 1.0348 | 1.0325 | 1.0301 | 1.0278 | 1.0254 | 1.0231 | 1.0208 | 1.0184 | 1.0161 | 1.0138 | 1.0115 | 1.0092 | 1.0069 | 1.0046 | 1.0023 | 1 | 0 | 0 | 0 | 0 | 0 | 0 | 0 | 0 | 0 | 0 | 0 | 0 | 0 | 0 | 0
[7 empty] | Storage10_Capital | 11 | 35 | 1.0832 | 1.0807 | 1.0783 | 1.0758 | 1.0733 | 1.0709 | 1.0685 | 1.066 | 1.0636 | 1.0612 | 1.0587 | 1.0563 | 1.0539 | 1.0515 | 1.0491 | 1.0467 | 1.0443 | 1.042 | 1.0396 | 1.0372 | 1.0348 | 1.0325 | 1.0301 | 1.0278 | 1.0254 | 1.0231 | 1.0208 | 1.0184 | 1.0161 | 1.0138 | 1.0115 | 1.0092 | 1.0069 | 1.0046 | 1.0023 | 1 | 0 | 0 | 0 | 0 | 0 | 0 | 0 | 0 | 0 | 0 | 0 | 0 | 0 | 0
[7 empty] | Storage10_Capital | 11 | 36 | 1.0857 | 1.0832 | 1.0807 | 1.0783 | 1.0758 | 1.0733 | 1.0709 | 1.0685 | 1.066 | 1.0636 | 1.0612 | 1.0587 | 1.0563 | 1.0539 | 1.0515 | 1.0491 | 1.0467 | 1.0443 | 1.042 | 1.0396 | 1.0372 | 1.0348 | 1.0325 | 1.0301 | 1.0278 | 1.0254 | 1.0231 | 1.0208 | 1.0184 | 1.0161 | 1.0138 | 1.0115 | 1.0092 | 1.0069 | 1.0046 | 1.0023 | 1 | 0 | 0 | 0 | 0 | 0 | 0 | 0 | 0 | 0 | 0 | 0 | 0 | 0
[7 empty] | Storage10_Capital | 11 | 37 | 1.0881 | 1.0857 | 1.0832 | 1.0807 | 1.0783 | 1.0758 | 1.0733 | 1.0709 | 1.0685 | 1.066 | 1.0636 | 1.0612 | 1.0587 | 1.0563 | 1.0539 | 1.0515 | 1.0491 | 1.0467 | 1.0443 | 1.042 | 1.0396 | 1.0372 | 1.0348 | 1.0325 | 1.0301 | 1.0278 | 1.0254 | 1.0231 | 1.0208 | 1.0184 | 1.0161 | 1.0138 | 1.0115 | 1.0092 | 1.0069 | 1.0046 | 1.0023 | 1 | 0 | 0 | 0 | 0 | 0 | 0 | 0 | 0 | 0 | 0 | 0 | 0
[7 empty] | Storage10_Capital | 11 | 38 | 1.0906 | 1.0881 | 1.0857 | 1.0832 | 1.0807 | 1.0783 | 1.0758 | 1.0733 | 1.0709 | 1.0685 | 1.066 | 1.0636 | 1.0612 | 1.0587 | 1.0563 | 1.0539 | 1.0515 | 1.0491 | 1.0467 | 1.0443 | 1.042 | 1.0396 | 1.0372 | 1.0348 | 1.0325 | 1.0301 | 1.0278 | 1.0254 | 1.0231 | 1.0208 | 1.0184 | 1.0161 | 1.0138 | 1.0115 | 1.0092 | 1.0069 | 1.0046 | 1.0023 | 1 | 0 | 0 | 0 | 0 | 0 | 0 | 0 | 0 | 0 | 0 | 0
[7 empty] | Storage10_Capital | 11 | 39 | 1.0931 | 1.0906 | 1.0881 | 1.0857 | 1.0832 | 1.0807 | 1.0783 | 1.0758 | 1.0733 | 1.0709 | 1.0685 | 1.066 | 1.0636 | 1.0612 | 1.0587 | 1.0563 | 1.0539 | 1.0515 | 1.0491 | 1.0467 | 1.0443 | 1.042 | 1.0396 | 1.0372 | 1.0348 | 1.0325 | 1.0301 | 1.0278 | 1.0254 | 1.0231 | 1.0208 | 1.0184 | 1.0161 | 1.0138 | 1.0115 | 1.0092 | 1.0069 | 1.0046 | 1.0023 | 1 | 0 | 0 | 0 | 0 | 0 | 0 | 0 | 0 | 0 | 0
[7 empty] | Storage10_Capital | 11 | 40 | 1.0956 | 1.0931 | 1.0906 | 1.0881 | 1.0857 | 1.0832 | 1.0807 | 1.0783 | 1.0758 | 1.0733 | 1.0709 | 1.0685 | 1.066 | 1.0636 | 1.0612 | 1.0587 | 1.0563 | 1.0539 | 1.0515 | 1.0491 | 1.0467 | 1.0443 | 1.042 | 1.0396 | 1.0372 | 1.0348 | 1.0325 | 1.0301 | 1.0278 | 1.0254 | 1.0231 | 1.0208 | 1.0184 | 1.0161 | 1.0138 | 1.0115 | 1.0092 | 1.0069 | 1.0046 | 1.0023 | 1 | 0 | 0 | 0 | 0 | 0 | 0 | 0 | 0 | 0
[7 empty] | Storage10_Capital | 11 | 41 | 1.0981 | 1.0956 | 1.0931 | 1.0906 | 1.0881 | 1.0857 | 1.0832 | 1.0807 | 1.0783 | 1.0758 | 1.0733 | 1.0709 | 1.0685 | 1.066 | 1.0636 | 1.0612 | 1.0587 | 1.0563 | 1.0539 | 1.0515 | 1.0491 | 1.0467 | 1.0443 | 1.042 | 1.0396 | 1.0372 | 1.0348 | 1.0325 | 1.0301 | 1.0278 | 1.0254 | 1.0231 | 1.0208 | 1.0184 | 1.0161 | 1.0138 | 1.0115 | 1.0092 | 1.0069 | 1.0046 | 1.0023 | 1 | 0 | 0 | 0 | 0 | 0 | 0 | 0 | 0
[7 empty] | Storage10_Capital | 11 | 42 | 1.1006 | 1.0981 | 1.0956 | 1.0931 | 1.0906 | 1.0881 | 1.0857 | 1.0832 | 1.0807 | 1.0783 | 1.0758 | 1.0733 | 1.0709 | 1.0685 | 1.066 | 1.0636 | 1.0612 | 1.0587 | 1.0563 | 1.0539 | 1.0515 | 1.0491 | 1.0467 | 1.0443 | 1.042 | 1.0396 | 1.0372 | 1.0348 | 1.0325 | 1.0301 | 1.0278 | 1.0254 | 1.0231 | 1.0208 | 1.0184 | 1.0161 | 1.0138 | 1.0115 | 1.0092 | 1.0069 | 1.0046 | 1.0023 | 1 | 0 | 0 | 0 | 0 | 0 | 0 | 0
[7 empty] | Storage10_Capital | 11 | 43 | 1.1032 | 1.1006 | 1.0981 | 1.0956 | 1.0931 | 1.0906 | 1.0881 | 1.0857 | 1.0832 | 1.0807 | 1.0783 | 1.0758 | 1.0733 | 1.0709 | 1.0685 | 1.066 | 1.0636 | 1.0612 | 1.0587 | 1.0563 | 1.0539 | 1.0515 | 1.0491 | 1.0467 | 1.0443 | 1.042 | 1.0396 | 1.0372 | 1.0348 | 1.0325 | 1.0301 | 1.0278 | 1.0254 | 1.0231 | 1.0208 | 1.0184 | 1.0161 | 1.0138 | 1.0115 | 1.0092 | 1.0069 | 1.0046 | 1.0023 | 1 | 0 | 0 | 0 | 0 | 0 | 0
[7 empty] | Storage10_Capital | 11 | 44 | 1.1057 | 1.1032 | 1.1006 | 1.0981 | 1.0956 | 1.0931 | 1.0906 | 1.0881 | 1.0857 | 1.0832 | 1.0807 | 1.0783 | 1.0758 | 1.0733 | 1.0709 | 1.0685 | 1.066 | 1.0636 | 1.0612 | 1.0587 | 1.0563 | 1.0539 | 1.0515 | 1.0491 | 1.0467 | 1.0443 | 1.042 | 1.0396 | 1.0372 | 1.0348 | 1.0325 | 1.0301 | 1.0278 | 1.0254 | 1.0231 | 1.0208 | 1.0184 | 1.0161 | 1.0138 | 1.0115 | 1.0092 | 1.0069 | 1.0046 | 1.0023 | 1 | 0 | 0 | 0 | 0 | 0
[7 empty] | Storage10_Capital | 11 | 45 | 1.1082 | 1.1057 | 1.1032 | 1.1006 | 1.0981 | 1.0956 | 1.0931 | 1.0906 | 1.0881 | 1.0857 | 1.0832 | 1.0807 | 1.0783 | 1.0758 | 1.0733 | 1.0709 | 1.0685 | 1.066 | 1.0636 | 1.0612 | 1.0587 | 1.0563 | 1.0539 | 1.0515 | 1.0491 | 1.0467 | 1.0443 | 1.042 | 1.0396 | 1.0372 | 1.0348 | 1.0325 | 1.0301 | 1.0278 | 1.0254 | 1.0231 | 1.0208 | 1.0184 | 1.0161 | 1.0138 | 1.0115 | 1.0092 | 1.0069 | 1.0046 | 1.0023 | 1 | 0 | 0 | 0 | 0
[7 empty] | Storage10_Capital | 11 | 46 | 1.1107 | 1.1082 | 1.1057 | 1.1032 | 1.1006 | 1.0981 | 1.0956 | 1.0931 | 1.0906 | 1.0881 | 1.0857 | 1.0832 | 1.0807 | 1.0783 | 1.0758 | 1.0733 | 1.0709 | 1.0685 | 1.066 | 1.0636 | 1.0612 | 1.0587 | 1.0563 | 1.0539 | 1.0515 | 1.0491 | 1.0467 | 1.0443 | 1.042 | 1.0396 | 1.0372 | 1.0348 | 1.0325 | 1.0301 | 1.0278 | 1.0254 | 1.0231 | 1.0208 | 1.0184 | 1.0161 | 1.0138 | 1.0115 | 1.0092 | 1.0069 | 1.0046 | 1.0023 | 1 | 0 | 0 | 0
[7 empty] | Storage10_Capital | 11 | 47 | 1.1133 | 1.1107 | 1.1082 | 1.1057 | 1.1032 | 1.1006 | 1.0981 | 1.0956 | 1.0931 | 1.0906 | 1.0881 | 1.0857 | 1.0832 | 1.0807 | 1.0783 | 1.0758 | 1.0733 | 1.0709 | 1.0685 | 1.066 | 1.0636 | 1.0612 | 1.0587 | 1.0563 | 1.0539 | 1.0515 | 1.0491 | 1.0467 | 1.0443 | 1.042 | 1.0396 | 1.0372 | 1.0348 | 1.0325 | 1.0301 | 1.0278 | 1.0254 | 1.0231 | 1.0208 | 1.0184 | 1.0161 | 1.0138 | 1.0115 | 1.0092 | 1.0069 | 1.0046 | 1.0023 | 1 | 0 | 0
[7 empty] | Storage10_Capital | 11 | 48 | 1.1158 | 1.1133 | 1.1107 | 1.1082 | 1.1057 | 1.1032 | 1.1006 | 1.0981 | 1.0956 | 1.0931 | 1.0906 | 1.0881 | 1.0857 | 1.0832 | 1.0807 | 1.0783 | 1.0758 | 1.0733 | 1.0709 | 1.0685 | 1.066 | 1.0636 | 1.0612 | 1.0587 | 1.0563 | 1.0539 | 1.0515 | 1.0491 | 1.0467 | 1.0443 | 1.042 | 1.0396 | 1.0372 | 1.0348 | 1.0325 | 1.0301 | 1.0278 | 1.0254 | 1.0231 | 1.0208 | 1.0184 | 1.0161 | 1.0138 | 1.0115 | 1.0092 | 1.0069 | 1.0046 | 1.0023 | 1 | 0
[7 empty] | Storage10_Capital | 11 | 49 | 1.1184 | 1.1158 | 1.1133 | 1.1107 | 1.1082 | 1.1057 | 1.1032 | 1.1006 | 1.0981 | 1.0956 | 1.0931 | 1.0906 | 1.0881 | 1.0857 | 1.0832 | 1.0807 | 1.0783 | 1.0758 | 1.0733 | 1.0709 | 1.0685 | 1.066 | 1.0636 | 1.0612 | 1.0587 | 1.0563 | 1.0539 | 1.0515 | 1.0491 | 1.0467 | 1.0443 | 1.042 | 1.0396 | 1.0372 | 1.0348 | 1.0325 | 1.0301 | 1.0278 | 1.0254 | 1.0231 | 1.0208 | 1.0184 | 1.0161 | 1.0138 | 1.0115 | 1.0092 | 1.0069 | 1.0046 | 1.0023 | 1
[7 empty] | Solar_Capital | 12 | 0 | 1 | 0 | 0 | 0 | 0 | 0 | 0 | 0 | 0 | 0 | 0 | 0 | 0 | 0 | 0 | 0 | 0 | 0 | 0 | 0 | 0 | 0 | 0 | 0 | 0 | 0 | 0 | 0 | 0 | 0 | 0 | 0 | 0 | 0 | 0 | 0 | 0 | 0 | 0 | 0 | 0 | 0 | 0 | 0 | 0 | 0 | 0 | 0 | 0 | 0
[7 empty] | Solar_Capital | 12 | 1 | 1.0019 | 1 | 0 | 0 | 0 | 0 | 0 | 0 | 0 | 0 | 0 | 0 | 0 | 0 | 0 | 0 | 0 | 0 | 0 | 0 | 0 | 0 | 0 | 0 | 0 | 0 | 0 | 0 | 0 | 0 | 0 | 0 | 0 | 0 | 0 | 0 | 0 | 0 | 0 | 0 | 0 | 0 | 0 | 0 | 0 | 0 | 0 | 0 | 0 | 0
[7 empty] | Solar_Capital | 12 | 2 | 1.0038 | 1.0019 | 1 | 0 | 0 | 0 | 0 | 0 | 0 | 0 | 0 | 0 | 0 | 0 | 0 | 0 | 0 | 0 | 0 | 0 | 0 | 0 | 0 | 0 | 0 | 0 | 0 | 0 | 0 | 0 | 0 | 0 | 0 | 0 | 0 | 0 | 0 | 0 | 0 | 0 | 0 | 0 | 0 | 0 | 0 | 0 | 0 | 0 | 0 | 0
[7 empty] | Solar_Capital | 12 | 3 | 1.0058 | 1.0038 | 1.0019 | 1 | 0 | 0 | 0 | 0 | 0 | 0 | 0 | 0 | 0 | 0 | 0 | 0 | 0 | 0 | 0 | 0 | 0 | 0 | 0 | 0 | 0 | 0 | 0 | 0 | 0 | 0 | 0 | 0 | 0 | 0 | 0 | 0 | 0 | 0 | 0 | 0 | 0 | 0 | 0 | 0 | 0 | 0 | 0 | 0 | 0 | 0
[7 empty] | Solar_Capital | 12 | 4 | 1.0077 | 1.0058 | 1.0038 | 1.0019 | 1 | 0 | 0 | 0 | 0 | 0 | 0 | 0 | 0 | 0 | 0 | 0 | 0 | 0 | 0 | 0 | 0 | 0 | 0 | 0 | 0 | 0 | 0 | 0 | 0 | 0 | 0 | 0 | 0 | 0 | 0 | 0 | 0 | 0 | 0 | 0 | 0 | 0 | 0 | 0 | 0 | 0 | 0 | 0 | 0 | 0
[7 empty] | Solar_Capital | 12 | 5 | 1.0096 | 1.0077 | 1.0058 | 1.0038 | 1.0019 | 1 | 0 | 0 | 0 | 0 | 0 | 0 | 0 | 0 | 0 | 0 | 0 | 0 | 0 | 0 | 0 | 0 | 0 | 0 | 0 | 0 | 0 | 0 | 0 | 0 | 0 | 0 | 0 | 0 | 0 | 0 | 0 | 0 | 0 | 0 | 0 | 0 | 0 | 0 | 0 | 0 | 0 | 0 | 0 | 0
[7 empty] | Solar_Capital | 12 | 6 | 1.0116 | 1.0096 | 1.0077 | 1.0058 | 1.0038 | 1.0019 | 1 | 0 | 0 | 0 | 0 | 0 | 0 | 0 | 0 | 0 | 0 | 0 | 0 | 0 | 0 | 0 | 0 | 0 | 0 | 0 | 0 | 0 | 0 | 0 | 0 | 0 | 0 | 0 | 0 | 0 | 0 | 0 | 0 | 0 | 0 | 0 | 0 | 0 | 0 | 0 | 0 | 0 | 0 | 0
[7 empty] | Solar_Capital | 12 | 7 | 1.0135 | 1.0116 | 1.0096 | 1.0077 | 1.0058 | 1.0038 | 1.0019 | 1 | 0 | 0 | 0 | 0 | 0 | 0 | 0 | 0 | 0 | 0 | 0 | 0 | 0 | 0 | 0 | 0 | 0 | 0 | 0 | 0 | 0 | 0 | 0 | 0 | 0 | 0 | 0 | 0 | 0 | 0 | 0 | 0 | 0 | 0 | 0 | 0 | 0 | 0 | 0 | 0 | 0 | 0
[7 empty] | Solar_Capital | 12 | 8 | 1.0154 | 1.0135 | 1.0116 | 1.0096 | 1.0077 | 1.0058 | 1.0038 | 1.0019 | 1 | 0 | 0 | 0 | 0 | 0 | 0 | 0 | 0 | 0 | 0 | 0 | 0 | 0 | 0 | 0 | 0 | 0 | 0 | 0 | 0 | 0 | 0 | 0 | 0 | 0 | 0 | 0 | 0 | 0 | 0 | 0 | 0 | 0 | 0 | 0 | 0 | 0 | 0 | 0 | 0 | 0
[7 empty] | Solar_Capital | 12 | 9 | 1.0174 | 1.0154 | 1.0135 | 1.0116 | 1.0096 | 1.0077 | 1.0058 | 1.0038 | 1.0019 | 1 | 0 | 0 | 0 | 0 | 0 | 0 | 0 | 0 | 0 | 0 | 0 | 0 | 0 | 0 | 0 | 0 | 0 | 0 | 0 | 0 | 0 | 0 | 0 | 0 | 0 | 0 | 0 | 0 | 0 | 0 | 0 | 0 | 0 | 0 | 0 | 0 | 0 | 0 | 0 | 0
[7 empty] | Solar_Capital | 12 | 10 | 1.0193 | 1.0174 | 1.0154 | 1.0135 | 1.0116 | 1.0096 | 1.0077 | 1.0058 | 1.0038 | 1.0019 | 1 | 0 | 0 | 0 | 0 | 0 | 0 | 0 | 0 | 0 | 0 | 0 | 0 | 0 | 0 | 0 | 0 | 0 | 0 | 0 | 0 | 0 | 0 | 0 | 0 | 0 | 0 | 0 | 0 | 0 | 0 | 0 | 0 | 0 | 0 | 0 | 0 | 0 | 0 | 0
[7 empty] | Solar_Capital | 12 | 11 | 1.0213 | 1.0193 | 1.0174 | 1.0154 | 1.0135 | 1.0116 | 1.0096 | 1.0077 | 1.0058 | 1.0038 | 1.0019 | 1 | 0 | 0 | 0 | 0 | 0 | 0 | 0 | 0 | 0 | 0 | 0 | 0 | 0 | 0 | 0 | 0 | 0 | 0 | 0 | 0 | 0 | 0 | 0 | 0 | 0 | 0 | 0 | 0 | 0 | 0 | 0 | 0 | 0 | 0 | 0 | 0 | 0 | 0
[7 empty] | Solar_Capital | 12 | 12 | 1.0233 | 1.0213 | 1.0193 | 1.0174 | 1.0154 | 1.0135 | 1.0116 | 1.0096 | 1.0077 | 1.0058 | 1.0038 | 1.0019 | 1 | 0 | 0 | 0 | 0 | 0 | 0 | 0 | 0 | 0 | 0 | 0 | 0 | 0 | 0 | 0 | 0 | 0 | 0 | 0 | 0 | 0 | 0 | 0 | 0 | 0 | 0 | 0 | 0 | 0 | 0 | 0 | 0 | 0 | 0 | 0 | 0 | 0
[7 empty] | Solar_Capital | 12 | 13 | 1.0252 | 1.0233 | 1.0213 | 1.0193 | 1.0174 | 1.0154 | 1.0135 | 1.0116 | 1.0096 | 1.0077 | 1.0058 | 1.0038 | 1.0019 | 1 | 0 | 0 | 0 | 0 | 0 | 0 | 0 | 0 | 0 | 0 | 0 | 0 | 0 | 0 | 0 | 0 | 0 | 0 | 0 | 0 | 0 | 0 | 0 | 0 | 0 | 0 | 0 | 0 | 0 | 0 | 0 | 0 | 0 | 0 | 0 | 0
[7 empty] | Solar_Capital | 12 | 14 | 1.0272 | 1.0252 | 1.0233 | 1.0213 | 1.0193 | 1.0174 | 1.0154 | 1.0135 | 1.0116 | 1.0096 | 1.0077 | 1.0058 | 1.0038 | 1.0019 | 1 | 0 | 0 | 0 | 0 | 0 | 0 | 0 | 0 | 0 | 0 | 0 | 0 | 0 | 0 | 0 | 0 | 0 | 0 | 0 | 0 | 0 | 0 | 0 | 0 | 0 | 0 | 0 | 0 | 0 | 0 | 0 | 0 | 0 | 0 | 0
[7 empty] | Solar_Capital | 12 | 15 | 1.0291 | 1.0272 | 1.0252 | 1.0233 | 1.0213 | 1.0193 | 1.0174 | 1.0154 | 1.0135 | 1.0116 | 1.0096 | 1.0077 | 1.0058 | 1.0038 | 1.0019 | 1 | 0 | 0 | 0 | 0 | 0 | 0 | 0 | 0 | 0 | 0 | 0 | 0 | 0 | 0 | 0 | 0 | 0 | 0 | 0 | 0 | 0 | 0 | 0 | 0 | 0 | 0 | 0 | 0 | 0 | 0 | 0 | 0 | 0 | 0
[7 empty] | Solar_Capital | 12 | 16 | 1.0311 | 1.0291 | 1.0272 | 1.0252 | 1.0233 | 1.0213 | 1.0193 | 1.0174 | 1.0154 | 1.0135 | 1.0116 | 1.0096 | 1.0077 | 1.0058 | 1.0038 | 1.0019 | 1 | 0 | 0 | 0 | 0 | 0 | 0 | 0 | 0 | 0 | 0 | 0 | 0 | 0 | 0 | 0 | 0 | 0 | 0 | 0 | 0 | 0 | 0 | 0 | 0 | 0 | 0 | 0 | 0 | 0 | 0 | 0 | 0 | 0
[7 empty] | Solar_Capital | 12 | 17 | 1.0331 | 1.0311 | 1.0291 | 1.0272 | 1.0252 | 1.0233 | 1.0213 | 1.0193 | 1.0174 | 1.0154 | 1.0135 | 1.0116 | 1.0096 | 1.0077 | 1.0058 | 1.0038 | 1.0019 | 1 | 0 | 0 | 0 | 0 | 0 | 0 | 0 | 0 | 0 | 0 | 0 | 0 | 0 | 0 | 0 | 0 | 0 | 0 | 0 | 0 | 0 | 0 | 0 | 0 | 0 | 0 | 0 | 0 | 0 | 0 | 0 | 0
[7 empty] | Solar_Capital | 12 | 18 | 1.0351 | 1.0331 | 1.0311 | 1.0291 | 1.0272 | 1.0252 | 1.0233 | 1.0213 | 1.0193 | 1.0174 | 1.0154 | 1.0135 | 1.0116 | 1.0096 | 1.0077 | 1.0058 | 1.0038 | 1.0019 | 1 | 0 | 0 | 0 | 0 | 0 | 0 | 0 | 0 | 0 | 0 | 0 | 0 | 0 | 0 | 0 | 0 | 0 | 0 | 0 | 0 | 0 | 0 | 0 | 0 | 0 | 0 | 0 | 0 | 0 | 0 | 0
[7 empty] | Solar_Capital | 12 | 19 | 1.0371 | 1.0351 | 1.0331 | 1.0311 | 1.0291 | 1.0272 | 1.0252 | 1.0233 | 1.0213 | 1.0193 | 1.0174 | 1.0154 | 1.0135 | 1.0116 | 1.0096 | 1.0077 | 1.0058 | 1.0038 | 1.0019 | 1 | 0 | 0 | 0 | 0 | 0 | 0 | 0 | 0 | 0 | 0 | 0 | 0 | 0 | 0 | 0 | 0 | 0 | 0 | 0 | 0 | 0 | 0 | 0 | 0 | 0 | 0 | 0 | 0 | 0 | 0
[7 empty] | Solar_Capital | 12 | 20 | 1.0391 | 1.0371 | 1.0351 | 1.0331 | 1.0311 | 1.0291 | 1.0272 | 1.0252 | 1.0233 | 1.0213 | 1.0193 | 1.0174 | 1.0154 | 1.0135 | 1.0116 | 1.0096 | 1.0077 | 1.0058 | 1.0038 | 1.0019 | 1 | 0 | 0 | 0 | 0 | 0 | 0 | 0 | 0 | 0 | 0 | 0 | 0 | 0 | 0 | 0 | 0 | 0 | 0 | 0 | 0 | 0 | 0 | 0 | 0 | 0 | 0 | 0 | 0 | 0
[7 empty] | Solar_Capital | 12 | 21 | 1.041 | 1.0391 | 1.0371 | 1.0351 | 1.0331 | 1.0311 | 1.0291 | 1.0272 | 1.0252 | 1.0233 | 1.0213 | 1.0193 | 1.0174 | 1.0154 | 1.0135 | 1.0116 | 1.0096 | 1.0077 | 1.0058 | 1.0038 | 1.0019 | 1 | 0 | 0 | 0 | 0 | 0 | 0 | 0 | 0 | 0 | 0 | 0 | 0 | 0 | 0 | 0 | 0 | 0 | 0 | 0 | 0 | 0 | 0 | 0 | 0 | 0 | 0 | 0 | 0
[7 empty] | Solar_Capital | 12 | 22 | 1.043 | 1.041 | 1.0391 | 1.0371 | 1.0351 | 1.0331 | 1.0311 | 1.0291 | 1.0272 | 1.0252 | 1.0233 | 1.0213 | 1.0193 | 1.0174 | 1.0154 | 1.0135 | 1.0116 | 1.0096 | 1.0077 | 1.0058 | 1.0038 | 1.0019 | 1 | 0 | 0 | 0 | 0 | 0 | 0 | 0 | 0 | 0 | 0 | 0 | 0 | 0 | 0 | 0 | 0 | 0 | 0 | 0 | 0 | 0 | 0 | 0 | 0 | 0 | 0 | 0
[7 empty] | Solar_Capital | 12 | 23 | 1.045 | 1.043 | 1.041 | 1.0391 | 1.0371 | 1.0351 | 1.0331 | 1.0311 | 1.0291 | 1.0272 | 1.0252 | 1.0233 | 1.0213 | 1.0193 | 1.0174 | 1.0154 | 1.0135 | 1.0116 | 1.0096 | 1.0077 | 1.0058 | 1.0038 | 1.0019 | 1 | 0 | 0 | 0 | 0 | 0 | 0 | 0 | 0 | 0 | 0 | 0 | 0 | 0 | 0 | 0 | 0 | 0 | 0 | 0 | 0 | 0 | 0 | 0 | 0 | 0 | 0
[7 empty] | Solar_Capital | 12 | 24 | 1.047 | 1.045 | 1.043 | 1.041 | 1.0391 | 1.0371 | 1.0351 | 1.0331 | 1.0311 | 1.0291 | 1.0272 | 1.0252 | 1.0233 | 1.0213 | 1.0193 | 1.0174 | 1.0154 | 1.0135 | 1.0116 | 1.0096 | 1.0077 | 1.0058 | 1.0038 | 1.0019 | 1 | 0 | 0 | 0 | 0 | 0 | 0 | 0 | 0 | 0 | 0 | 0 | 0 | 0 | 0 | 0 | 0 | 0 | 0 | 0 | 0 | 0 | 0 | 0 | 0 | 0
[7 empty] | Solar_Capital | 12 | 25 | 1.0491 | 1.047 | 1.045 | 1.043 | 1.041 | 1.0391 | 1.0371 | 1.0351 | 1.0331 | 1.0311 | 1.0291 | 1.0272 | 1.0252 | 1.0233 | 1.0213 | 1.0193 | 1.0174 | 1.0154 | 1.0135 | 1.0116 | 1.0096 | 1.0077 | 1.0058 | 1.0038 | 1.0019 | 1 | 0 | 0 | 0 | 0 | 0 | 0 | 0 | 0 | 0 | 0 | 0 | 0 | 0 | 0 | 0 | 0 | 0 | 0 | 0 | 0 | 0 | 0 | 0 | 0
[7 empty] | Solar_Capital | 12 | 26 | 1.0511 | 1.0491 | 1.047 | 1.045 | 1.043 | 1.041 | 1.0391 | 1.0371 | 1.0351 | 1.0331 | 1.0311 | 1.0291 | 1.0272 | 1.0252 | 1.0233 | 1.0213 | 1.0193 | 1.0174 | 1.0154 | 1.0135 | 1.0116 | 1.0096 | 1.0077 | 1.0058 | 1.0038 | 1.0019 | 1 | 0 | 0 | 0 | 0 | 0 | 0 | 0 | 0 | 0 | 0 | 0 | 0 | 0 | 0 | 0 | 0 | 0 | 0 | 0 | 0 | 0 | 0 | 0
[7 empty] | Solar_Capital | 12 | 27 | 1.0531 | 1.0511 | 1.0491 | 1.047 | 1.045 | 1.043 | 1.041 | 1.0391 | 1.0371 | 1.0351 | 1.0331 | 1.0311 | 1.0291 | 1.0272 | 1.0252 | 1.0233 | 1.0213 | 1.0193 | 1.0174 | 1.0154 | 1.0135 | 1.0116 | 1.0096 | 1.0077 | 1.0058 | 1.0038 | 1.0019 | 1 | 0 | 0 | 0 | 0 | 0 | 0 | 0 | 0 | 0 | 0 | 0 | 0 | 0 | 0 | 0 | 0 | 0 | 0 | 0 | 0 | 0 | 0
[7 empty] | Solar_Capital | 12 | 28 | 1.0551 | 1.0531 | 1.0511 | 1.0491 | 1.047 | 1.045 | 1.043 | 1.041 | 1.0391 | 1.0371 | 1.0351 | 1.0331 | 1.0311 | 1.0291 | 1.0272 | 1.0252 | 1.0233 | 1.0213 | 1.0193 | 1.0174 | 1.0154 | 1.0135 | 1.0116 | 1.0096 | 1.0077 | 1.0058 | 1.0038 | 1.0019 | 1 | 0 | 0 | 0 | 0 | 0 | 0 | 0 | 0 | 0 | 0 | 0 | 0 | 0 | 0 | 0 | 0 | 0 | 0 | 0 | 0 | 0
[7 empty] | Solar_Capital | 12 | 29 | 1.0571 | 1.0551 | 1.0531 | 1.0511 | 1.0491 | 1.047 | 1.045 | 1.043 | 1.041 | 1.0391 | 1.0371 | 1.0351 | 1.0331 | 1.0311 | 1.0291 | 1.0272 | 1.0252 | 1.0233 | 1.0213 | 1.0193 | 1.0174 | 1.0154 | 1.0135 | 1.0116 | 1.0096 | 1.0077 | 1.0058 | 1.0038 | 1.0019 | 1 | 0 | 0 | 0 | 0 | 0 | 0 | 0 | 0 | 0 | 0 | 0 | 0 | 0 | 0 | 0 | 0 | 0 | 0 | 0 | 0
[7 empty] | Solar_Capital | 12 | 30 | 1.0591 | 1.0571 | 1.0551 | 1.0531 | 1.0511 | 1.0491 | 1.047 | 1.045 | 1.043 | 1.041 | 1.0391 | 1.0371 | 1.0351 | 1.0331 | 1.0311 | 1.0291 | 1.0272 | 1.0252 | 1.0233 | 1.0213 | 1.0193 | 1.0174 | 1.0154 | 1.0135 | 1.0116 | 1.0096 | 1.0077 | 1.0058 | 1.0038 | 1.0019 | 1 | 0 | 0 | 0 | 0 | 0 | 0 | 0 | 0 | 0 | 0 | 0 | 0 | 0 | 0 | 0 | 0 | 0 | 0 | 0
[7 empty] | Solar_Capital | 12 | 31 | 1.0612 | 1.0591 | 1.0571 | 1.0551 | 1.0531 | 1.0511 | 1.0491 | 1.047 | 1.045 | 1.043 | 1.041 | 1.0391 | 1.0371 | 1.0351 | 1.0331 | 1.0311 | 1.0291 | 1.0272 | 1.0252 | 1.0233 | 1.0213 | 1.0193 | 1.0174 | 1.0154 | 1.0135 | 1.0116 | 1.0096 | 1.0077 | 1.0058 | 1.0038 | 1.0019 | 1 | 0 | 0 | 0 | 0 | 0 | 0 | 0 | 0 | 0 | 0 | 0 | 0 | 0 | 0 | 0 | 0 | 0 | 0
[7 empty] | Solar_Capital | 12 | 32 | 1.0632 | 1.0612 | 1.0591 | 1.0571 | 1.0551 | 1.0531 | 1.0511 | 1.0491 | 1.047 | 1.045 | 1.043 | 1.041 | 1.0391 | 1.0371 | 1.0351 | 1.0331 | 1.0311 | 1.0291 | 1.0272 | 1.0252 | 1.0233 | 1.0213 | 1.0193 | 1.0174 | 1.0154 | 1.0135 | 1.0116 | 1.0096 | 1.0077 | 1.0058 | 1.0038 | 1.0019 | 1 | 0 | 0 | 0 | 0 | 0 | 0 | 0 | 0 | 0 | 0 | 0 | 0 | 0 | 0 | 0 | 0 | 0
[7 empty] | Solar_Capital | 12 | 33 | 1.0653 | 1.0632 | 1.0612 | 1.0591 | 1.0571 | 1.0551 | 1.0531 | 1.0511 | 1.0491 | 1.047 | 1.045 | 1.043 | 1.041 | 1.0391 | 1.0371 | 1.0351 | 1.0331 | 1.0311 | 1.0291 | 1.0272 | 1.0252 | 1.0233 | 1.0213 | 1.0193 | 1.0174 | 1.0154 | 1.0135 | 1.0116 | 1.0096 | 1.0077 | 1.0058 | 1.0038 | 1.0019 | 1 | 0 | 0 | 0 | 0 | 0 | 0 | 0 | 0 | 0 | 0 | 0 | 0 | 0 | 0 | 0 | 0
[7 empty] | Solar_Capital | 12 | 34 | 1.0673 | 1.0653 | 1.0632 | 1.0612 | 1.0591 | 1.0571 | 1.0551 | 1.0531 | 1.0511 | 1.0491 | 1.047 | 1.045 | 1.043 | 1.041 | 1.0391 | 1.0371 | 1.0351 | 1.0331 | 1.0311 | 1.0291 | 1.0272 | 1.0252 | 1.0233 | 1.0213 | 1.0193 | 1.0174 | 1.0154 | 1.0135 | 1.0116 | 1.0096 | 1.0077 | 1.0058 | 1.0038 | 1.0019 | 1 | 0 | 0 | 0 | 0 | 0 | 0 | 0 | 0 | 0 | 0 | 0 | 0 | 0 | 0 | 0
[7 empty] | Solar_Capital | 12 | 35 | 1.0693 | 1.0673 | 1.0653 | 1.0632 | 1.0612 | 1.0591 | 1.0571 | 1.0551 | 1.0531 | 1.0511 | 1.0491 | 1.047 | 1.045 | 1.043 | 1.041 | 1.0391 | 1.0371 | 1.0351 | 1.0331 | 1.0311 | 1.0291 | 1.0272 | 1.0252 | 1.0233 | 1.0213 | 1.0193 | 1.0174 | 1.0154 | 1.0135 | 1.0116 | 1.0096 | 1.0077 | 1.0058 | 1.0038 | 1.0019 | 1 | 0 | 0 | 0 | 0 | 0 | 0 | 0 | 0 | 0 | 0 | 0 | 0 | 0 | 0
[7 empty] | Solar_Capital | 12 | 36 | 1.0714 | 1.0693 | 1.0673 | 1.0653 | 1.0632 | 1.0612 | 1.0591 | 1.0571 | 1.0551 | 1.0531 | 1.0511 | 1.0491 | 1.047 | 1.045 | 1.043 | 1.041 | 1.0391 | 1.0371 | 1.0351 | 1.0331 | 1.0311 | 1.0291 | 1.0272 | 1.0252 | 1.0233 | 1.0213 | 1.0193 | 1.0174 | 1.0154 | 1.0135 | 1.0116 | 1.0096 | 1.0077 | 1.0058 | 1.0038 | 1.0019 | 1 | 0 | 0 | 0 | 0 | 0 | 0 | 0 | 0 | 0 | 0 | 0 | 0 | 0
[7 empty] | Solar_Capital | 12 | 37 | 1.0734 | 1.0714 | 1.0693 | 1.0673 | 1.0653 | 1.0632 | 1.0612 | 1.0591 | 1.0571 | 1.0551 | 1.0531 | 1.0511 | 1.0491 | 1.047 | 1.045 | 1.043 | 1.041 | 1.0391 | 1.0371 | 1.0351 | 1.0331 | 1.0311 | 1.0291 | 1.0272 | 1.0252 | 1.0233 | 1.0213 | 1.0193 | 1.0174 | 1.0154 | 1.0135 | 1.0116 | 1.0096 | 1.0077 | 1.0058 | 1.0038 | 1.0019 | 1 | 0 | 0 | 0 | 0 | 0 | 0 | 0 | 0 | 0 | 0 | 0 | 0
[7 empty] | Solar_Capital | 12 | 38 | 1.0755 | 1.0734 | 1.0714 | 1.0693 | 1.0673 | 1.0653 | 1.0632 | 1.0612 | 1.0591 | 1.0571 | 1.0551 | 1.0531 | 1.0511 | 1.0491 | 1.047 | 1.045 | 1.043 | 1.041 | 1.0391 | 1.0371 | 1.0351 | 1.0331 | 1.0311 | 1.0291 | 1.0272 | 1.0252 | 1.0233 | 1.0213 | 1.0193 | 1.0174 | 1.0154 | 1.0135 | 1.0116 | 1.0096 | 1.0077 | 1.0058 | 1.0038 | 1.0019 | 1 | 0 | 0 | 0 | 0 | 0 | 0 | 0 | 0 | 0 | 0 | 0
[7 empty] | Solar_Capital | 12 | 39 | 1.0776 | 1.0755 | 1.0734 | 1.0714 | 1.0693 | 1.0673 | 1.0653 | 1.0632 | 1.0612 | 1.0591 | 1.0571 | 1.0551 | 1.0531 | 1.0511 | 1.0491 | 1.047 | 1.045 | 1.043 | 1.041 | 1.0391 | 1.0371 | 1.0351 | 1.0331 | 1.0311 | 1.0291 | 1.0272 | 1.0252 | 1.0233 | 1.0213 | 1.0193 | 1.0174 | 1.0154 | 1.0135 | 1.0116 | 1.0096 | 1.0077 | 1.0058 | 1.0038 | 1.0019 | 1 | 0 | 0 | 0 | 0 | 0 | 0 | 0 | 0 | 0 | 0
[7 empty] | Solar_Capital | 12 | 40 | 1.0796 | 1.0776 | 1.0755 | 1.0734 | 1.0714 | 1.0693 | 1.0673 | 1.0653 | 1.0632 | 1.0612 | 1.0591 | 1.0571 | 1.0551 | 1.0531 | 1.0511 | 1.0491 | 1.047 | 1.045 | 1.043 | 1.041 | 1.0391 | 1.0371 | 1.0351 | 1.0331 | 1.0311 | 1.0291 | 1.0272 | 1.0252 | 1.0233 | 1.0213 | 1.0193 | 1.0174 | 1.0154 | 1.0135 | 1.0116 | 1.0096 | 1.0077 | 1.0058 | 1.0038 | 1.0019 | 1 | 0 | 0 | 0 | 0 | 0 | 0 | 0 | 0 | 0
[7 empty] | Solar_Capital | 12 | 41 | 1.0817 | 1.0796 | 1.0776 | 1.0755 | 1.0734 | 1.0714 | 1.0693 | 1.0673 | 1.0653 | 1.0632 | 1.0612 | 1.0591 | 1.0571 | 1.0551 | 1.0531 | 1.0511 | 1.0491 | 1.047 | 1.045 | 1.043 | 1.041 | 1.0391 | 1.0371 | 1.0351 | 1.0331 | 1.0311 | 1.0291 | 1.0272 | 1.0252 | 1.0233 | 1.0213 | 1.0193 | 1.0174 | 1.0154 | 1.0135 | 1.0116 | 1.0096 | 1.0077 | 1.0058 | 1.0038 | 1.0019 | 1 | 0 | 0 | 0 | 0 | 0 | 0 | 0 | 0
[7 empty] | Solar_Capital | 12 | 42 | 1.0838 | 1.0817 | 1.0796 | 1.0776 | 1.0755 | 1.0734 | 1.0714 | 1.0693 | 1.0673 | 1.0653 | 1.0632 | 1.0612 | 1.0591 | 1.0571 | 1.0551 | 1.0531 | 1.0511 | 1.0491 | 1.047 | 1.045 | 1.043 | 1.041 | 1.0391 | 1.0371 | 1.0351 | 1.0331 | 1.0311 | 1.0291 | 1.0272 | 1.0252 | 1.0233 | 1.0213 | 1.0193 | 1.0174 | 1.0154 | 1.0135 | 1.0116 | 1.0096 | 1.0077 | 1.0058 | 1.0038 | 1.0019 | 1 | 0 | 0 | 0 | 0 | 0 | 0 | 0
[7 empty] | Solar_Capital | 12 | 43 | 1.0859 | 1.0838 | 1.0817 | 1.0796 | 1.0776 | 1.0755 | 1.0734 | 1.0714 | 1.0693 | 1.0673 | 1.0653 | 1.0632 | 1.0612 | 1.0591 | 1.0571 | 1.0551 | 1.0531 | 1.0511 | 1.0491 | 1.047 | 1.045 | 1.043 | 1.041 | 1.0391 | 1.0371 | 1.0351 | 1.0331 | 1.0311 | 1.0291 | 1.0272 | 1.0252 | 1.0233 | 1.0213 | 1.0193 | 1.0174 | 1.0154 | 1.0135 | 1.0116 | 1.0096 | 1.0077 | 1.0058 | 1.0038 | 1.0019 | 1 | 0 | 0 | 0 | 0 | 0 | 0
[7 empty] | Solar_Capital | 12 | 44 | 1.0879 | 1.0859 | 1.0838 | 1.0817 | 1.0796 | 1.0776 | 1.0755 | 1.0734 | 1.0714 | 1.0693 | 1.0673 | 1.0653 | 1.0632 | 1.0612 | 1.0591 | 1.0571 | 1.0551 | 1.0531 | 1.0511 | 1.0491 | 1.047 | 1.045 | 1.043 | 1.041 | 1.0391 | 1.0371 | 1.0351 | 1.0331 | 1.0311 | 1.0291 | 1.0272 | 1.0252 | 1.0233 | 1.0213 | 1.0193 | 1.0174 | 1.0154 | 1.0135 | 1.0116 | 1.0096 | 1.0077 | 1.0058 | 1.0038 | 1.0019 | 1 | 0 | 0 | 0 | 0 | 0
[7 empty] | Solar_Capital | 12 | 45 | 1.09 | 1.0879 | 1.0859 | 1.0838 | 1.0817 | 1.0796 | 1.0776 | 1.0755 | 1.0734 | 1.0714 | 1.0693 | 1.0673 | 1.0653 | 1.0632 | 1.0612 | 1.0591 | 1.0571 | 1.0551 | 1.0531 | 1.0511 | 1.0491 | 1.047 | 1.045 | 1.043 | 1.041 | 1.0391 | 1.0371 | 1.0351 | 1.0331 | 1.0311 | 1.0291 | 1.0272 | 1.0252 | 1.0233 | 1.0213 | 1.0193 | 1.0174 | 1.0154 | 1.0135 | 1.0116 | 1.0096 | 1.0077 | 1.0058 | 1.0038 | 1.0019 | 1 | 0 | 0 | 0 | 0
[7 empty] | Solar_Capital | 12 | 46 | 1.0921 | 1.09 | 1.0879 | 1.0859 | 1.0838 | 1.0817 | 1.0796 | 1.0776 | 1.0755 | 1.0734 | 1.0714 | 1.0693 | 1.0673 | 1.0653 | 1.0632 | 1.0612 | 1.0591 | 1.0571 | 1.0551 | 1.0531 | 1.0511 | 1.0491 | 1.047 | 1.045 | 1.043 | 1.041 | 1.0391 | 1.0371 | 1.0351 | 1.0331 | 1.0311 | 1.0291 | 1.0272 | 1.0252 | 1.0233 | 1.0213 | 1.0193 | 1.0174 | 1.0154 | 1.0135 | 1.0116 | 1.0096 | 1.0077 | 1.0058 | 1.0038 | 1.0019 | 1 | 0 | 0 | 0
[7 empty] | Solar_Capital | 12 | 47 | 1.0942 | 1.0921 | 1.09 | 1.0879 | 1.0859 | 1.0838 | 1.0817 | 1.0796 | 1.0776 | 1.0755 | 1.0734 | 1.0714 | 1.0693 | 1.0673 | 1.0653 | 1.0632 | 1.0612 | 1.0591 | 1.0571 | 1.0551 | 1.0531 | 1.0511 | 1.0491 | 1.047 | 1.045 | 1.043 | 1.041 | 1.0391 | 1.0371 | 1.0351 | 1.0331 | 1.0311 | 1.0291 | 1.0272 | 1.0252 | 1.0233 | 1.0213 | 1.0193 | 1.0174 | 1.0154 | 1.0135 | 1.0116 | 1.0096 | 1.0077 | 1.0058 | 1.0038 | 1.0019 | 1 | 0 | 0
[7 empty] | Solar_Capital | 12 | 48 | 1.0963 | 1.0942 | 1.0921 | 1.09 | 1.0879 | 1.0859 | 1.0838 | 1.0817 | 1.0796 | 1.0776 | 1.0755 | 1.0734 | 1.0714 | 1.0693 | 1.0673 | 1.0653 | 1.0632 | 1.0612 | 1.0591 | 1.0571 | 1.0551 | 1.0531 | 1.0511 | 1.0491 | 1.047 | 1.045 | 1.043 | 1.041 | 1.0391 | 1.0371 | 1.0351 | 1.0331 | 1.0311 | 1.0291 | 1.0272 | 1.0252 | 1.0233 | 1.0213 | 1.0193 | 1.0174 | 1.0154 | 1.0135 | 1.0116 | 1.0096 | 1.0077 | 1.0058 | 1.0038 | 1.0019 | 1 | 0
[7 empty] | Solar_Capital | 12 | 49 | 1.0984 | 1.0963 | 1.0942 | 1.0921 | 1.09 | 1.0879 | 1.0859 | 1.0838 | 1.0817 | 1.0796 | 1.0776 | 1.0755 | 1.0734 | 1.0714 | 1.0693 | 1.0673 | 1.0653 | 1.0632 | 1.0612 | 1.0591 | 1.0571 | 1.0551 | 1.0531 | 1.0511 | 1.0491 | 1.047 | 1.045 | 1.043 | 1.041 | 1.0391 | 1.0371 | 1.0351 | 1.0331 | 1.0311 | 1.0291 | 1.0272 | 1.0252 | 1.0233 | 1.0213 | 1.0193 | 1.0174 | 1.0154 | 1.0135 | 1.0116 | 1.0096 | 1.0077 | 1.0058 | 1.0038 | 1.0019 | 1
[7 empty] | P-Solar_Capital | 13 | 0 | 1 | 0 | 0 | 0 | 0 | 0 | 0 | 0 | 0 | 0 | 0 | 0 | 0 | 0 | 0 | 0 | 0 | 0 | 0 | 0 | 0 | 0 | 0 | 0 | 0 | 0 | 0 | 0 | 0 | 0 | 0 | 0 | 0 | 0 | 0 | 0 | 0 | 0 | 0 | 0 | 0 | 0 | 0 | 0 | 0 | 0 | 0 | 0 | 0 | 0
[7 empty] | P-Solar_Capital | 13 | 1 | 0.99986 | 1 | 0 | 0 | 0 | 0 | 0 | 0 | 0 | 0 | 0 | 0 | 0 | 0 | 0 | 0 | 0 | 0 | 0 | 0 | 0 | 0 | 0 | 0 | 0 | 0 | 0 | 0 | 0 | 0 | 0 | 0 | 0 | 0 | 0 | 0 | 0 | 0 | 0 | 0 | 0 | 0 | 0 | 0 | 0 | 0 | 0 | 0 | 0 | 0
[7 empty] | P-Solar_Capital | 13 | 2 | 0.99971 | 0.99986 | 1 | 0 | 0 | 0 | 0 | 0 | 0 | 0 | 0 | 0 | 0 | 0 | 0 | 0 | 0 | 0 | 0 | 0 | 0 | 0 | 0 | 0 | 0 | 0 | 0 | 0 | 0 | 0 | 0 | 0 | 0 | 0 | 0 | 0 | 0 | 0 | 0 | 0 | 0 | 0 | 0 | 0 | 0 | 0 | 0 | 0 | 0 | 0
[7 empty] | P-Solar_Capital | 13 | 3 | 0.99957 | 0.99971 | 0.99986 | 1 | 0 | 0 | 0 | 0 | 0 | 0 | 0 | 0 | 0 | 0 | 0 | 0 | 0 | 0 | 0 | 0 | 0 | 0 | 0 | 0 | 0 | 0 | 0 | 0 | 0 | 0 | 0 | 0 | 0 | 0 | 0 | 0 | 0 | 0 | 0 | 0 | 0 | 0 | 0 | 0 | 0 | 0 | 0 | 0 | 0 | 0
[7 empty] | P-Solar_Capital | 13 | 4 | 0.99942 | 0.99957 | 0.99971 | 0.99986 | 1 | 0 | 0 | 0 | 0 | 0 | 0 | 0 | 0 | 0 | 0 | 0 | 0 | 0 | 0 | 0 | 0 | 0 | 0 | 0 | 0 | 0 | 0 | 0 | 0 | 0 | 0 | 0 | 0 | 0 | 0 | 0 | 0 | 0 | 0 | 0 | 0 | 0 | 0 | 0 | 0 | 0 | 0 | 0 | 0 | 0
[7 empty] | P-Solar_Capital | 13 | 5 | 0.99928 | 0.99942 | 0.99957 | 0.99971 | 0.99986 | 1 | 0 | 0 | 0 | 0 | 0 | 0 | 0 | 0 | 0 | 0 | 0 | 0 | 0 | 0 | 0 | 0 | 0 | 0 | 0 | 0 | 0 | 0 | 0 | 0 | 0 | 0 | 0 | 0 | 0 | 0 | 0 | 0 | 0 | 0 | 0 | 0 | 0 | 0 | 0 | 0 | 0 | 0 | 0 | 0
[7 empty] | P-Solar_Capital | 13 | 6 | 0.99913 | 0.99928 | 0.99942 | 0.99957 | 0.99971 | 0.99986 | 1 | 0 | 0 | 0 | 0 | 0 | 0 | 0 | 0 | 0 | 0 | 0 | 0 | 0 | 0 | 0 | 0 | 0 | 0 | 0 | 0 | 0 | 0 | 0 | 0 | 0 | 0 | 0 | 0 | 0 | 0 | 0 | 0 | 0 | 0 | 0 | 0 | 0 | 0 | 0 | 0 | 0 | 0 | 0
[7 empty] | P-Solar_Capital | 13 | 7 | 0.99899 | 0.99913 | 0.99928 | 0.99942 | 0.99957 | 0.99971 | 0.99986 | 1 | 0 | 0 | 0 | 0 | 0 | 0 | 0 | 0 | 0 | 0 | 0 | 0 | 0 | 0 | 0 | 0 | 0 | 0 | 0 | 0 | 0 | 0 | 0 | 0 | 0 | 0 | 0 | 0 | 0 | 0 | 0 | 0 | 0 | 0 | 0 | 0 | 0 | 0 | 0 | 0 | 0 | 0
[7 empty] | P-Solar_Capital | 13 | 8 | 0.99885 | 0.99899 | 0.99913 | 0.99928 | 0.99942 | 0.99957 | 0.99971 | 0.99986 | 1 | 0 | 0 | 0 | 0 | 0 | 0 | 0 | 0 | 0 | 0 | 0 | 0 | 0 | 0 | 0 | 0 | 0 | 0 | 0 | 0 | 0 | 0 | 0 | 0 | 0 | 0 | 0 | 0 | 0 | 0 | 0 | 0 | 0 | 0 | 0 | 0 | 0 | 0 | 0 | 0 | 0
[7 empty] | P-Solar_Capital | 13 | 9 | 0.9987 | 0.99885 | 0.99899 | 0.99913 | 0.99928 | 0.99942 | 0.99957 | 0.99971 | 0.99986 | 1 | 0 | 0 | 0 | 0 | 0 | 0 | 0 | 0 | 0 | 0 | 0 | 0 | 0 | 0 | 0 | 0 | 0 | 0 | 0 | 0 | 0 | 0 | 0 | 0 | 0 | 0 | 0 | 0 | 0 | 0 | 0 | 0 | 0 | 0 | 0 | 0 | 0 | 0 | 0 | 0
[7 empty] | P-Solar_Capital | 13 | 10 | 0.99856 | 0.9987 | 0.99885 | 0.99899 | 0.99913 | 0.99928 | 0.99942 | 0.99957 | 0.99971 | 0.99986 | 1 | 0 | 0 | 0 | 0 | 0 | 0 | 0 | 0 | 0 | 0 | 0 | 0 | 0 | 0 | 0 | 0 | 0 | 0 | 0 | 0 | 0 | 0 | 0 | 0 | 0 | 0 | 0 | 0 | 0 | 0 | 0 | 0 | 0 | 0 | 0 | 0 | 0 | 0 | 0
[7 empty] | P-Solar_Capital | 13 | 11 | 0.99841 | 0.99856 | 0.9987 | 0.99885 | 0.99899 | 0.99913 | 0.99928 | 0.99942 | 0.99957 | 0.99971 | 0.99986 | 1 | 0 | 0 | 0 | 0 | 0 | 0 | 0 | 0 | 0 | 0 | 0 | 0 | 0 | 0 | 0 | 0 | 0 | 0 | 0 | 0 | 0 | 0 | 0 | 0 | 0 | 0 | 0 | 0 | 0 | 0 | 0 | 0 | 0 | 0 | 0 | 0 | 0 | 0
[7 empty] | P-Solar_Capital | 13 | 12 | 0.99827 | 0.99841 | 0.99856 | 0.9987 | 0.99885 | 0.99899 | 0.99913 | 0.99928 | 0.99942 | 0.99957 | 0.99971 | 0.99986 | 1 | 0 | 0 | 0 | 0 | 0 | 0 | 0 | 0 | 0 | 0 | 0 | 0 | 0 | 0 | 0 | 0 | 0 | 0 | 0 | 0 | 0 | 0 | 0 | 0 | 0 | 0 | 0 | 0 | 0 | 0 | 0 | 0 | 0 | 0 | 0 | 0 | 0
[7 empty] | P-Solar_Capital | 13 | 13 | 0.99812 | 0.99827 | 0.99841 | 0.99856 | 0.9987 | 0.99885 | 0.99899 | 0.99913 | 0.99928 | 0.99942 | 0.99957 | 0.99971 | 0.99986 | 1 | 0 | 0 | 0 | 0 | 0 | 0 | 0 | 0 | 0 | 0 | 0 | 0 | 0 | 0 | 0 | 0 | 0 | 0 | 0 | 0 | 0 | 0 | 0 | 0 | 0 | 0 | 0 | 0 | 0 | 0 | 0 | 0 | 0 | 0 | 0 | 0
[7 empty] | P-Solar_Capital | 13 | 14 | 0.99798 | 0.99812 | 0.99827 | 0.99841 | 0.99856 | 0.9987 | 0.99885 | 0.99899 | 0.99913 | 0.99928 | 0.99942 | 0.99957 | 0.99971 | 0.99986 | 1 | 0 | 0 | 0 | 0 | 0 | 0 | 0 | 0 | 0 | 0 | 0 | 0 | 0 | 0 | 0 | 0 | 0 | 0 | 0 | 0 | 0 | 0 | 0 | 0 | 0 | 0 | 0 | 0 | 0 | 0 | 0 | 0 | 0 | 0 | 0
[7 empty] | P-Solar_Capital | 13 | 15 | 0.99784 | 0.99798 | 0.99812 | 0.99827 | 0.99841 | 0.99856 | 0.9987 | 0.99885 | 0.99899 | 0.99913 | 0.99928 | 0.99942 | 0.99957 | 0.99971 | 0.99986 | 1 | 0 | 0 | 0 | 0 | 0 | 0 | 0 | 0 | 0 | 0 | 0 | 0 | 0 | 0 | 0 | 0 | 0 | 0 | 0 | 0 | 0 | 0 | 0 | 0 | 0 | 0 | 0 | 0 | 0 | 0 | 0 | 0 | 0 | 0
[7 empty] | P-Solar_Capital | 13 | 16 | 0.99769 | 0.99784 | 0.99798 | 0.99812 | 0.99827 | 0.99841 | 0.99856 | 0.9987 | 0.99885 | 0.99899 | 0.99913 | 0.99928 | 0.99942 | 0.99957 | 0.99971 | 0.99986 | 1 | 0 | 0 | 0 | 0 | 0 | 0 | 0 | 0 | 0 | 0 | 0 | 0 | 0 | 0 | 0 | 0 | 0 | 0 | 0 | 0 | 0 | 0 | 0 | 0 | 0 | 0 | 0 | 0 | 0 | 0 | 0 | 0 | 0
[7 empty] | P-Solar_Capital | 13 | 17 | 0.99755 | 0.99769 | 0.99784 | 0.99798 | 0.99812 | 0.99827 | 0.99841 | 0.99856 | 0.9987 | 0.99885 | 0.99899 | 0.99913 | 0.99928 | 0.99942 | 0.99957 | 0.99971 | 0.99986 | 1 | 0 | 0 | 0 | 0 | 0 | 0 | 0 | 0 | 0 | 0 | 0 | 0 | 0 | 0 | 0 | 0 | 0 | 0 | 0 | 0 | 0 | 0 | 0 | 0 | 0 | 0 | 0 | 0 | 0 | 0 | 0 | 0
[7 empty] | P-Solar_Capital | 13 | 18 | 0.9974 | 0.99755 | 0.99769 | 0.99784 | 0.99798 | 0.99812 | 0.99827 | 0.99841 | 0.99856 | 0.9987 | 0.99885 | 0.99899 | 0.99913 | 0.99928 | 0.99942 | 0.99957 | 0.99971 | 0.99986 | 1 | 0 | 0 | 0 | 0 | 0 | 0 | 0 | 0 | 0 | 0 | 0 | 0 | 0 | 0 | 0 | 0 | 0 | 0 | 0 | 0 | 0 | 0 | 0 | 0 | 0 | 0 | 0 | 0 | 0 | 0 | 0
[7 empty] | P-Solar_Capital | 13 | 19 | 0.99726 | 0.9974 | 0.99755 | 0.99769 | 0.99784 | 0.99798 | 0.99812 | 0.99827 | 0.99841 | 0.99856 | 0.9987 | 0.99885 | 0.99899 | 0.99913 | 0.99928 | 0.99942 | 0.99957 | 0.99971 | 0.99986 | 1 | 0 | 0 | 0 | 0 | 0 | 0 | 0 | 0 | 0 | 0 | 0 | 0 | 0 | 0 | 0 | 0 | 0 | 0 | 0 | 0 | 0 | 0 | 0 | 0 | 0 | 0 | 0 | 0 | 0 | 0
[7 empty] | P-Solar_Capital | 13 | 20 | 0.99712 | 0.99726 | 0.9974 | 0.99755 | 0.99769 | 0.99784 | 0.99798 | 0.99812 | 0.99827 | 0.99841 | 0.99856 | 0.9987 | 0.99885 | 0.99899 | 0.99913 | 0.99928 | 0.99942 | 0.99957 | 0.99971 | 0.99986 | 1 | 0 | 0 | 0 | 0 | 0 | 0 | 0 | 0 | 0 | 0 | 0 | 0 | 0 | 0 | 0 | 0 | 0 | 0 | 0 | 0 | 0 | 0 | 0 | 0 | 0 | 0 | 0 | 0 | 0
[7 empty] | P-Solar_Capital | 13 | 21 | 0.99697 | 0.99712 | 0.99726 | 0.9974 | 0.99755 | 0.99769 | 0.99784 | 0.99798 | 0.99812 | 0.99827 | 0.99841 | 0.99856 | 0.9987 | 0.99885 | 0.99899 | 0.99913 | 0.99928 | 0.99942 | 0.99957 | 0.99971 | 0.99986 | 1 | 0 | 0 | 0 | 0 | 0 | 0 | 0 | 0 | 0 | 0 | 0 | 0 | 0 | 0 | 0 | 0 | 0 | 0 | 0 | 0 | 0 | 0 | 0 | 0 | 0 | 0 | 0 | 0
[7 empty] | P-Solar_Capital | 13 | 22 | 0.99683 | 0.99697 | 0.99712 | 0.99726 | 0.9974 | 0.99755 | 0.99769 | 0.99784 | 0.99798 | 0.99812 | 0.99827 | 0.99841 | 0.99856 | 0.9987 | 0.99885 | 0.99899 | 0.99913 | 0.99928 | 0.99942 | 0.99957 | 0.99971 | 0.99986 | 1 | 0 | 0 | 0 | 0 | 0 | 0 | 0 | 0 | 0 | 0 | 0 | 0 | 0 | 0 | 0 | 0 | 0 | 0 | 0 | 0 | 0 | 0 | 0 | 0 | 0 | 0 | 0
[7 empty] | P-Solar_Capital | 13 | 23 | 0.99668 | 0.99683 | 0.99697 | 0.99712 | 0.99726 | 0.9974 | 0.99755 | 0.99769 | 0.99784 | 0.99798 | 0.99812 | 0.99827 | 0.99841 | 0.99856 | 0.9987 | 0.99885 | 0.99899 | 0.99913 | 0.99928 | 0.99942 | 0.99957 | 0.99971 | 0.99986 | 1 | 0 | 0 | 0 | 0 | 0 | 0 | 0 | 0 | 0 | 0 | 0 | 0 | 0 | 0 | 0 | 0 | 0 | 0 | 0 | 0 | 0 | 0 | 0 | 0 | 0 | 0
[7 empty] | P-Solar_Capital | 13 | 24 | 0.99654 | 0.99668 | 0.99683 | 0.99697 | 0.99712 | 0.99726 | 0.9974 | 0.99755 | 0.99769 | 0.99784 | 0.99798 | 0.99812 | 0.99827 | 0.99841 | 0.99856 | 0.9987 | 0.99885 | 0.99899 | 0.99913 | 0.99928 | 0.99942 | 0.99957 | 0.99971 | 0.99986 | 1 | 0 | 0 | 0 | 0 | 0 | 0 | 0 | 0 | 0 | 0 | 0 | 0 | 0 | 0 | 0 | 0 | 0 | 0 | 0 | 0 | 0 | 0 | 0 | 0 | 0
[7 empty] | P-Solar_Capital | 13 | 25 | 0.9964 | 0.99654 | 0.99668 | 0.99683 | 0.99697 | 0.99712 | 0.99726 | 0.9974 | 0.99755 | 0.99769 | 0.99784 | 0.99798 | 0.99812 | 0.99827 | 0.99841 | 0.99856 | 0.9987 | 0.99885 | 0.99899 | 0.99913 | 0.99928 | 0.99942 | 0.99957 | 0.99971 | 0.99986 | 1 | 0 | 0 | 0 | 0 | 0 | 0 | 0 | 0 | 0 | 0 | 0 | 0 | 0 | 0 | 0 | 0 | 0 | 0 | 0 | 0 | 0 | 0 | 0 | 0
[7 empty] | P-Solar_Capital | 13 | 26 | 0.99625 | 0.9964 | 0.99654 | 0.99668 | 0.99683 | 0.99697 | 0.99712 | 0.99726 | 0.9974 | 0.99755 | 0.99769 | 0.99784 | 0.99798 | 0.99812 | 0.99827 | 0.99841 | 0.99856 | 0.9987 | 0.99885 | 0.99899 | 0.99913 | 0.99928 | 0.99942 | 0.99957 | 0.99971 | 0.99986 | 1 | 0 | 0 | 0 | 0 | 0 | 0 | 0 | 0 | 0 | 0 | 0 | 0 | 0 | 0 | 0 | 0 | 0 | 0 | 0 | 0 | 0 | 0 | 0
[7 empty] | P-Solar_Capital | 13 | 27 | 0.99611 | 0.99625 | 0.9964 | 0.99654 | 0.99668 | 0.99683 | 0.99697 | 0.99712 | 0.99726 | 0.9974 | 0.99755 | 0.99769 | 0.99784 | 0.99798 | 0.99812 | 0.99827 | 0.99841 | 0.99856 | 0.9987 | 0.99885 | 0.99899 | 0.99913 | 0.99928 | 0.99942 | 0.99957 | 0.99971 | 0.99986 | 1 | 0 | 0 | 0 | 0 | 0 | 0 | 0 | 0 | 0 | 0 | 0 | 0 | 0 | 0 | 0 | 0 | 0 | 0 | 0 | 0 | 0 | 0
[7 empty] | P-Solar_Capital | 13 | 28 | 0.99596 | 0.99611 | 0.99625 | 0.9964 | 0.99654 | 0.99668 | 0.99683 | 0.99697 | 0.99712 | 0.99726 | 0.9974 | 0.99755 | 0.99769 | 0.99784 | 0.99798 | 0.99812 | 0.99827 | 0.99841 | 0.99856 | 0.9987 | 0.99885 | 0.99899 | 0.99913 | 0.99928 | 0.99942 | 0.99957 | 0.99971 | 0.99986 | 1 | 0 | 0 | 0 | 0 | 0 | 0 | 0 | 0 | 0 | 0 | 0 | 0 | 0 | 0 | 0 | 0 | 0 | 0 | 0 | 0 | 0
[7 empty] | P-Solar_Capital | 13 | 29 | 0.99582 | 0.99596 | 0.99611 | 0.99625 | 0.9964 | 0.99654 | 0.99668 | 0.99683 | 0.99697 | 0.99712 | 0.99726 | 0.9974 | 0.99755 | 0.99769 | 0.99784 | 0.99798 | 0.99812 | 0.99827 | 0.99841 | 0.99856 | 0.9987 | 0.99885 | 0.99899 | 0.99913 | 0.99928 | 0.99942 | 0.99957 | 0.99971 | 0.99986 | 1 | 0 | 0 | 0 | 0 | 0 | 0 | 0 | 0 | 0 | 0 | 0 | 0 | 0 | 0 | 0 | 0 | 0 | 0 | 0 | 0
[7 empty] | P-Solar_Capital | 13 | 30 | 0.99568 | 0.99582 | 0.99596 | 0.99611 | 0.99625 | 0.9964 | 0.99654 | 0.99668 | 0.99683 | 0.99697 | 0.99712 | 0.99726 | 0.9974 | 0.99755 | 0.99769 | 0.99784 | 0.99798 | 0.99812 | 0.99827 | 0.99841 | 0.99856 | 0.9987 | 0.99885 | 0.99899 | 0.99913 | 0.99928 | 0.99942 | 0.99957 | 0.99971 | 0.99986 | 1 | 0 | 0 | 0 | 0 | 0 | 0 | 0 | 0 | 0 | 0 | 0 | 0 | 0 | 0 | 0 | 0 | 0 | 0 | 0
[7 empty] | P-Solar_Capital | 13 | 31 | 0.99553 | 0.99568 | 0.99582 | 0.99596 | 0.99611 | 0.99625 | 0.9964 | 0.99654 | 0.99668 | 0.99683 | 0.99697 | 0.99712 | 0.99726 | 0.9974 | 0.99755 | 0.99769 | 0.99784 | 0.99798 | 0.99812 | 0.99827 | 0.99841 | 0.99856 | 0.9987 | 0.99885 | 0.99899 | 0.99913 | 0.99928 | 0.99942 | 0.99957 | 0.99971 | 0.99986 | 1 | 0 | 0 | 0 | 0 | 0 | 0 | 0 | 0 | 0 | 0 | 0 | 0 | 0 | 0 | 0 | 0 | 0 | 0
[7 empty] | P-Solar_Capital | 13 | 32 | 0.99539 | 0.99553 | 0.99568 | 0.99582 | 0.99596 | 0.99611 | 0.99625 | 0.9964 | 0.99654 | 0.99668 | 0.99683 | 0.99697 | 0.99712 | 0.99726 | 0.9974 | 0.99755 | 0.99769 | 0.99784 | 0.99798 | 0.99812 | 0.99827 | 0.99841 | 0.99856 | 0.9987 | 0.99885 | 0.99899 | 0.99913 | 0.99928 | 0.99942 | 0.99957 | 0.99971 | 0.99986 | 1 | 0 | 0 | 0 | 0 | 0 | 0 | 0 | 0 | 0 | 0 | 0 | 0 | 0 | 0 | 0 | 0 | 0
[7 empty] | P-Solar_Capital | 13 | 33 | 0.99525 | 0.99539 | 0.99553 | 0.99568 | 0.99582 | 0.99596 | 0.99611 | 0.99625 | 0.9964 | 0.99654 | 0.99668 | 0.99683 | 0.99697 | 0.99712 | 0.99726 | 0.9974 | 0.99755 | 0.99769 | 0.99784 | 0.99798 | 0.99812 | 0.99827 | 0.99841 | 0.99856 | 0.9987 | 0.99885 | 0.99899 | 0.99913 | 0.99928 | 0.99942 | 0.99957 | 0.99971 | 0.99986 | 1 | 0 | 0 | 0 | 0 | 0 | 0 | 0 | 0 | 0 | 0 | 0 | 0 | 0 | 0 | 0 | 0
[7 empty] | P-Solar_Capital | 13 | 34 | 0.9951 | 0.99525 | 0.99539 | 0.99553 | 0.99568 | 0.99582 | 0.99596 | 0.99611 | 0.99625 | 0.9964 | 0.99654 | 0.99668 | 0.99683 | 0.99697 | 0.99712 | 0.99726 | 0.9974 | 0.99755 | 0.99769 | 0.99784 | 0.99798 | 0.99812 | 0.99827 | 0.99841 | 0.99856 | 0.9987 | 0.99885 | 0.99899 | 0.99913 | 0.99928 | 0.99942 | 0.99957 | 0.99971 | 0.99986 | 1 | 0 | 0 | 0 | 0 | 0 | 0 | 0 | 0 | 0 | 0 | 0 | 0 | 0 | 0 | 0
[7 empty] | P-Solar_Capital | 13 | 35 | 0.99496 | 0.9951 | 0.99525 | 0.99539 | 0.99553 | 0.99568 | 0.99582 | 0.99596 | 0.99611 | 0.99625 | 0.9964 | 0.99654 | 0.99668 | 0.99683 | 0.99697 | 0.99712 | 0.99726 | 0.9974 | 0.99755 | 0.99769 | 0.99784 | 0.99798 | 0.99812 | 0.99827 | 0.99841 | 0.99856 | 0.9987 | 0.99885 | 0.99899 | 0.99913 | 0.99928 | 0.99942 | 0.99957 | 0.99971 | 0.99986 | 1 | 0 | 0 | 0 | 0 | 0 | 0 | 0 | 0 | 0 | 0 | 0 | 0 | 0 | 0
[7 empty] | P-Solar_Capital | 13 | 36 | 0.99481 | 0.99496 | 0.9951 | 0.99525 | 0.99539 | 0.99553 | 0.99568 | 0.99582 | 0.99596 | 0.99611 | 0.99625 | 0.9964 | 0.99654 | 0.99668 | 0.99683 | 0.99697 | 0.99712 | 0.99726 | 0.9974 | 0.99755 | 0.99769 | 0.99784 | 0.99798 | 0.99812 | 0.99827 | 0.99841 | 0.99856 | 0.9987 | 0.99885 | 0.99899 | 0.99913 | 0.99928 | 0.99942 | 0.99957 | 0.99971 | 0.99986 | 1 | 0 | 0 | 0 | 0 | 0 | 0 | 0 | 0 | 0 | 0 | 0 | 0 | 0
[7 empty] | P-Solar_Capital | 13 | 37 | 0.99467 | 0.99481 | 0.99496 | 0.9951 | 0.99525 | 0.99539 | 0.99553 | 0.99568 | 0.99582 | 0.99596 | 0.99611 | 0.99625 | 0.9964 | 0.99654 | 0.99668 | 0.99683 | 0.99697 | 0.99712 | 0.99726 | 0.9974 | 0.99755 | 0.99769 | 0.99784 | 0.99798 | 0.99812 | 0.99827 | 0.99841 | 0.99856 | 0.9987 | 0.99885 | 0.99899 | 0.99913 | 0.99928 | 0.99942 | 0.99957 | 0.99971 | 0.99986 | 1 | 0 | 0 | 0 | 0 | 0 | 0 | 0 | 0 | 0 | 0 | 0 | 0
[7 empty] | P-Solar_Capital | 13 | 38 | 0.99453 | 0.99467 | 0.99481 | 0.99496 | 0.9951 | 0.99525 | 0.99539 | 0.99553 | 0.99568 | 0.99582 | 0.99596 | 0.99611 | 0.99625 | 0.9964 | 0.99654 | 0.99668 | 0.99683 | 0.99697 | 0.99712 | 0.99726 | 0.9974 | 0.99755 | 0.99769 | 0.99784 | 0.99798 | 0.99812 | 0.99827 | 0.99841 | 0.99856 | 0.9987 | 0.99885 | 0.99899 | 0.99913 | 0.99928 | 0.99942 | 0.99957 | 0.99971 | 0.99986 | 1 | 0 | 0 | 0 | 0 | 0 | 0 | 0 | 0 | 0 | 0 | 0
[7 empty] | P-Solar_Capital | 13 | 39 | 0.99438 | 0.99453 | 0.99467 | 0.99481 | 0.99496 | 0.9951 | 0.99525 | 0.99539 | 0.99553 | 0.99568 | 0.99582 | 0.99596 | 0.99611 | 0.99625 | 0.9964 | 0.99654 | 0.99668 | 0.99683 | 0.99697 | 0.99712 | 0.99726 | 0.9974 | 0.99755 | 0.99769 | 0.99784 | 0.99798 | 0.99812 | 0.99827 | 0.99841 | 0.99856 | 0.9987 | 0.99885 | 0.99899 | 0.99913 | 0.99928 | 0.99942 | 0.99957 | 0.99971 | 0.99986 | 1 | 0 | 0 | 0 | 0 | 0 | 0 | 0 | 0 | 0 | 0
[7 empty] | P-Solar_Capital | 13 | 40 | 0.99424 | 0.99438 | 0.99453 | 0.99467 | 0.99481 | 0.99496 | 0.9951 | 0.99525 | 0.99539 | 0.99553 | 0.99568 | 0.99582 | 0.99596 | 0.99611 | 0.99625 | 0.9964 | 0.99654 | 0.99668 | 0.99683 | 0.99697 | 0.99712 | 0.99726 | 0.9974 | 0.99755 | 0.99769 | 0.99784 | 0.99798 | 0.99812 | 0.99827 | 0.99841 | 0.99856 | 0.9987 | 0.99885 | 0.99899 | 0.99913 | 0.99928 | 0.99942 | 0.99957 | 0.99971 | 0.99986 | 1 | 0 | 0 | 0 | 0 | 0 | 0 | 0 | 0 | 0
[7 empty] | P-Solar_Capital | 13 | 41 | 0.9941 | 0.99424 | 0.99438 | 0.99453 | 0.99467 | 0.99481 | 0.99496 | 0.9951 | 0.99525 | 0.99539 | 0.99553 | 0.99568 | 0.99582 | 0.99596 | 0.99611 | 0.99625 | 0.9964 | 0.99654 | 0.99668 | 0.99683 | 0.99697 | 0.99712 | 0.99726 | 0.9974 | 0.99755 | 0.99769 | 0.99784 | 0.99798 | 0.99812 | 0.99827 | 0.99841 | 0.99856 | 0.9987 | 0.99885 | 0.99899 | 0.99913 | 0.99928 | 0.99942 | 0.99957 | 0.99971 | 0.99986 | 1 | 0 | 0 | 0 | 0 | 0 | 0 | 0 | 0
[7 empty] | P-Solar_Capital | 13 | 42 | 0.99395 | 0.9941 | 0.99424 | 0.99438 | 0.99453 | 0.99467 | 0.99481 | 0.99496 | 0.9951 | 0.99525 | 0.99539 | 0.99553 | 0.99568 | 0.99582 | 0.99596 | 0.99611 | 0.99625 | 0.9964 | 0.99654 | 0.99668 | 0.99683 | 0.99697 | 0.99712 | 0.99726 | 0.9974 | 0.99755 | 0.99769 | 0.99784 | 0.99798 | 0.99812 | 0.99827 | 0.99841 | 0.99856 | 0.9987 | 0.99885 | 0.99899 | 0.99913 | 0.99928 | 0.99942 | 0.99957 | 0.99971 | 0.99986 | 1 | 0 | 0 | 0 | 0 | 0 | 0 | 0
[7 empty] | P-Solar_Capital | 13 | 43 | 0.99381 | 0.99395 | 0.9941 | 0.99424 | 0.99438 | 0.99453 | 0.99467 | 0.99481 | 0.99496 | 0.9951 | 0.99525 | 0.99539 | 0.99553 | 0.99568 | 0.99582 | 0.99596 | 0.99611 | 0.99625 | 0.9964 | 0.99654 | 0.99668 | 0.99683 | 0.99697 | 0.99712 | 0.99726 | 0.9974 | 0.99755 | 0.99769 | 0.99784 | 0.99798 | 0.99812 | 0.99827 | 0.99841 | 0.99856 | 0.9987 | 0.99885 | 0.99899 | 0.99913 | 0.99928 | 0.99942 | 0.99957 | 0.99971 | 0.99986 | 1 | 0 | 0 | 0 | 0 | 0 | 0
[7 empty] | P-Solar_Capital | 13 | 44 | 0.99367 | 0.99381 | 0.99395 | 0.9941 | 0.99424 | 0.99438 | 0.99453 | 0.99467 | 0.99481 | 0.99496 | 0.9951 | 0.99525 | 0.99539 | 0.99553 | 0.99568 | 0.99582 | 0.99596 | 0.99611 | 0.99625 | 0.9964 | 0.99654 | 0.99668 | 0.99683 | 0.99697 | 0.99712 | 0.99726 | 0.9974 | 0.99755 | 0.99769 | 0.99784 | 0.99798 | 0.99812 | 0.99827 | 0.99841 | 0.99856 | 0.9987 | 0.99885 | 0.99899 | 0.99913 | 0.99928 | 0.99942 | 0.99957 | 0.99971 | 0.99986 | 1 | 0 | 0 | 0 | 0 | 0
[7 empty] | P-Solar_Capital | 13 | 45 | 0.99352 | 0.99367 | 0.99381 | 0.99395 | 0.9941 | 0.99424 | 0.99438 | 0.99453 | 0.99467 | 0.99481 | 0.99496 | 0.9951 | 0.99525 | 0.99539 | 0.99553 | 0.99568 | 0.99582 | 0.99596 | 0.99611 | 0.99625 | 0.9964 | 0.99654 | 0.99668 | 0.99683 | 0.99697 | 0.99712 | 0.99726 | 0.9974 | 0.99755 | 0.99769 | 0.99784 | 0.99798 | 0.99812 | 0.99827 | 0.99841 | 0.99856 | 0.9987 | 0.99885 | 0.99899 | 0.99913 | 0.99928 | 0.99942 | 0.99957 | 0.99971 | 0.99986 | 1 | 0 | 0 | 0 | 0
[7 empty] | P-Solar_Capital | 13 | 46 | 0.99338 | 0.99352 | 0.99367 | 0.99381 | 0.99395 | 0.9941 | 0.99424 | 0.99438 | 0.99453 | 0.99467 | 0.99481 | 0.99496 | 0.9951 | 0.99525 | 0.99539 | 0.99553 | 0.99568 | 0.99582 | 0.99596 | 0.99611 | 0.99625 | 0.9964 | 0.99654 | 0.99668 | 0.99683 | 0.99697 | 0.99712 | 0.99726 | 0.9974 | 0.99755 | 0.99769 | 0.99784 | 0.99798 | 0.99812 | 0.99827 | 0.99841 | 0.99856 | 0.9987 | 0.99885 | 0.99899 | 0.99913 | 0.99928 | 0.99942 | 0.99957 | 0.99971 | 0.99986 | 1 | 0 | 0 | 0
[7 empty] | P-Solar_Capital | 13 | 47 | 0.99324 | 0.99338 | 0.99352 | 0.99367 | 0.99381 | 0.99395 | 0.9941 | 0.99424 | 0.99438 | 0.99453 | 0.99467 | 0.99481 | 0.99496 | 0.9951 | 0.99525 | 0.99539 | 0.99553 | 0.99568 | 0.99582 | 0.99596 | 0.99611 | 0.99625 | 0.9964 | 0.99654 | 0.99668 | 0.99683 | 0.99697 | 0.99712 | 0.99726 | 0.9974 | 0.99755 | 0.99769 | 0.99784 | 0.99798 | 0.99812 | 0.99827 | 0.99841 | 0.99856 | 0.9987 | 0.99885 | 0.99899 | 0.99913 | 0.99928 | 0.99942 | 0.99957 | 0.99971 | 0.99986 | 1 | 0 | 0
[7 empty] | P-Solar_Capital | 13 | 48 | 0.99309 | 0.99324 | 0.99338 | 0.99352 | 0.99367 | 0.99381 | 0.99395 | 0.9941 | 0.99424 | 0.99438 | 0.99453 | 0.99467 | 0.99481 | 0.99496 | 0.9951 | 0.99525 | 0.99539 | 0.99553 | 0.99568 | 0.99582 | 0.99596 | 0.99611 | 0.99625 | 0.9964 | 0.99654 | 0.99668 | 0.99683 | 0.99697 | 0.99712 | 0.99726 | 0.9974 | 0.99755 | 0.99769 | 0.99784 | 0.99798 | 0.99812 | 0.99827 | 0.99841 | 0.99856 | 0.9987 | 0.99885 | 0.99899 | 0.99913 | 0.99928 | 0.99942 | 0.99957 | 0.99971 | 0.99986 | 1 | 0
[7 empty] | P-Solar_Capital | 13 | 49 | 0.99295 | 0.99309 | 0.99324 | 0.99338 | 0.99352 | 0.99367 | 0.99381 | 0.99395 | 0.9941 | 0.99424 | 0.99438 | 0.99453 | 0.99467 | 0.99481 | 0.99496 | 0.9951 | 0.99525 | 0.99539 | 0.99553 | 0.99568 | 0.99582 | 0.99596 | 0.99611 | 0.99625 | 0.9964 | 0.99654 | 0.99668 | 0.99683 | 0.99697 | 0.99712 | 0.99726 | 0.9974 | 0.99755 | 0.99769 | 0.99784 | 0.99798 | 0.99812 | 0.99827 | 0.99841 | 0.99856 | 0.9987 | 0.99885 | 0.99899 | 0.99913 | 0.99928 | 0.99942 | 0.99957 | 0.99971 | 0.99986 | 1
[7 empty] | Wind_Capital | 14 | 0 | 1 | 0 | 0 | 0 | 0 | 0 | 0 | 0 | 0 | 0 | 0 | 0 | 0 | 0 | 0 | 0 | 0 | 0 | 0 | 0 | 0 | 0 | 0 | 0 | 0 | 0 | 0 | 0 | 0 | 0 | 0 | 0 | 0 | 0 | 0 | 0 | 0 | 0 | 0 | 0 | 0 | 0 | 0 | 0 | 0 | 0 | 0 | 0 | 0 | 0
[7 empty] | Wind_Capital | 14 | 1 | 1.0102 | 1 | 0 | 0 | 0 | 0 | 0 | 0 | 0 | 0 | 0 | 0 | 0 | 0 | 0 | 0 | 0 | 0 | 0 | 0 | 0 | 0 | 0 | 0 | 0 | 0 | 0 | 0 | 0 | 0 | 0 | 0 | 0 | 0 | 0 | 0 | 0 | 0 | 0 | 0 | 0 | 0 | 0 | 0 | 0 | 0 | 0 | 0 | 0 | 0
[7 empty] | Wind_Capital | 14 | 2 | 1.0206 | 1.0102 | 1 | 0 | 0 | 0 | 0 | 0 | 0 | 0 | 0 | 0 | 0 | 0 | 0 | 0 | 0 | 0 | 0 | 0 | 0 | 0 | 0 | 0 | 0 | 0 | 0 | 0 | 0 | 0 | 0 | 0 | 0 | 0 | 0 | 0 | 0 | 0 | 0 | 0 | 0 | 0 | 0 | 0 | 0 | 0 | 0 | 0 | 0 | 0
[7 empty] | Wind_Capital | 14 | 3 | 1.0311 | 1.0206 | 1.0102 | 1 | 0 | 0 | 0 | 0 | 0 | 0 | 0 | 0 | 0 | 0 | 0 | 0 | 0 | 0 | 0 | 0 | 0 | 0 | 0 | 0 | 0 | 0 | 0 | 0 | 0 | 0 | 0 | 0 | 0 | 0 | 0 | 0 | 0 | 0 | 0 | 0 | 0 | 0 | 0 | 0 | 0 | 0 | 0 | 0 | 0 | 0
[7 empty] | Wind_Capital | 14 | 4 | 1.0416 | 1.0311 | 1.0206 | 1.0102 | 1 | 0 | 0 | 0 | 0 | 0 | 0 | 0 | 0 | 0 | 0 | 0 | 0 | 0 | 0 | 0 | 0 | 0 | 0 | 0 | 0 | 0 | 0 | 0 | 0 | 0 | 0 | 0 | 0 | 0 | 0 | 0 | 0 | 0 | 0 | 0 | 0 | 0 | 0 | 0 | 0 | 0 | 0 | 0 | 0 | 0
[7 empty] | Wind_Capital | 14 | 5 | 1.0523 | 1.0416 | 1.0311 | 1.0206 | 1.0102 | 1 | 0 | 0 | 0 | 0 | 0 | 0 | 0 | 0 | 0 | 0 | 0 | 0 | 0 | 0 | 0 | 0 | 0 | 0 | 0 | 0 | 0 | 0 | 0 | 0 | 0 | 0 | 0 | 0 | 0 | 0 | 0 | 0 | 0 | 0 | 0 | 0 | 0 | 0 | 0 | 0 | 0 | 0 | 0 | 0
[7 empty] | Wind_Capital | 14 | 6 | 1.0631 | 1.0523 | 1.0416 | 1.0311 | 1.0206 | 1.0102 | 1 | 0 | 0 | 0 | 0 | 0 | 0 | 0 | 0 | 0 | 0 | 0 | 0 | 0 | 0 | 0 | 0 | 0 | 0 | 0 | 0 | 0 | 0 | 0 | 0 | 0 | 0 | 0 | 0 | 0 | 0 | 0 | 0 | 0 | 0 | 0 | 0 | 0 | 0 | 0 | 0 | 0 | 0 | 0
[7 empty] | Wind_Capital | 14 | 7 | 1.074 | 1.0631 | 1.0523 | 1.0416 | 1.0311 | 1.0206 | 1.0102 | 1 | 0 | 0 | 0 | 0 | 0 | 0 | 0 | 0 | 0 | 0 | 0 | 0 | 0 | 0 | 0 | 0 | 0 | 0 | 0 | 0 | 0 | 0 | 0 | 0 | 0 | 0 | 0 | 0 | 0 | 0 | 0 | 0 | 0 | 0 | 0 | 0 | 0 | 0 | 0 | 0 | 0 | 0
[7 empty] | Wind_Capital | 14 | 8 | 1.085 | 1.074 | 1.0631 | 1.0523 | 1.0416 | 1.0311 | 1.0206 | 1.0102 | 1 | 0 | 0 | 0 | 0 | 0 | 0 | 0 | 0 | 0 | 0 | 0 | 0 | 0 | 0 | 0 | 0 | 0 | 0 | 0 | 0 | 0 | 0 | 0 | 0 | 0 | 0 | 0 | 0 | 0 | 0 | 0 | 0 | 0 | 0 | 0 | 0 | 0 | 0 | 0 | 0 | 0
[7 empty] | Wind_Capital | 14 | 9 | 1.0961 | 1.085 | 1.074 | 1.0631 | 1.0523 | 1.0416 | 1.0311 | 1.0206 | 1.0102 | 1 | 0 | 0 | 0 | 0 | 0 | 0 | 0 | 0 | 0 | 0 | 0 | 0 | 0 | 0 | 0 | 0 | 0 | 0 | 0 | 0 | 0 | 0 | 0 | 0 | 0 | 0 | 0 | 0 | 0 | 0 | 0 | 0 | 0 | 0 | 0 | 0 | 0 | 0 | 0 | 0
[7 empty] | Wind_Capital | 14 | 10 | 1.1073 | 1.0961 | 1.085 | 1.074 | 1.0631 | 1.0523 | 1.0416 | 1.0311 | 1.0206 | 1.0102 | 1 | 0 | 0 | 0 | 0 | 0 | 0 | 0 | 0 | 0 | 0 | 0 | 0 | 0 | 0 | 0 | 0 | 0 | 0 | 0 | 0 | 0 | 0 | 0 | 0 | 0 | 0 | 0 | 0 | 0 | 0 | 0 | 0 | 0 | 0 | 0 | 0 | 0 | 0 | 0
[7 empty] | Wind_Capital | 14 | 11 | 1.1187 | 1.1073 | 1.0961 | 1.085 | 1.074 | 1.0631 | 1.0523 | 1.0416 | 1.0311 | 1.0206 | 1.0102 | 1 | 0 | 0 | 0 | 0 | 0 | 0 | 0 | 0 | 0 | 0 | 0 | 0 | 0 | 0 | 0 | 0 | 0 | 0 | 0 | 0 | 0 | 0 | 0 | 0 | 0 | 0 | 0 | 0 | 0 | 0 | 0 | 0 | 0 | 0 | 0 | 0 | 0 | 0
[7 empty] | Wind_Capital | 14 | 12 | 1.1301 | 1.1187 | 1.1073 | 1.0961 | 1.085 | 1.074 | 1.0631 | 1.0523 | 1.0416 | 1.0311 | 1.0206 | 1.0102 | 1 | 0 | 0 | 0 | 0 | 0 | 0 | 0 | 0 | 0 | 0 | 0 | 0 | 0 | 0 | 0 | 0 | 0 | 0 | 0 | 0 | 0 | 0 | 0 | 0 | 0 | 0 | 0 | 0 | 0 | 0 | 0 | 0 | 0 | 0 | 0 | 0 | 0
[7 empty] | Wind_Capital | 14 | 13 | 1.1417 | 1.1301 | 1.1187 | 1.1073 | 1.0961 | 1.085 | 1.074 | 1.0631 | 1.0523 | 1.0416 | 1.0311 | 1.0206 | 1.0102 | 1 | 0 | 0 | 0 | 0 | 0 | 0 | 0 | 0 | 0 | 0 | 0 | 0 | 0 | 0 | 0 | 0 | 0 | 0 | 0 | 0 | 0 | 0 | 0 | 0 | 0 | 0 | 0 | 0 | 0 | 0 | 0 | 0 | 0 | 0 | 0 | 0
[7 empty] | Wind_Capital | 14 | 14 | 1.1534 | 1.1417 | 1.1301 | 1.1187 | 1.1073 | 1.0961 | 1.085 | 1.074 | 1.0631 | 1.0523 | 1.0416 | 1.0311 | 1.0206 | 1.0102 | 1 | 0 | 0 | 0 | 0 | 0 | 0 | 0 | 0 | 0 | 0 | 0 | 0 | 0 | 0 | 0 | 0 | 0 | 0 | 0 | 0 | 0 | 0 | 0 | 0 | 0 | 0 | 0 | 0 | 0 | 0 | 0 | 0 | 0 | 0 | 0
[7 empty] | Wind_Capital | 14 | 15 | 1.1652 | 1.1534 | 1.1417 | 1.1301 | 1.1187 | 1.1073 | 1.0961 | 1.085 | 1.074 | 1.0631 | 1.0523 | 1.0416 | 1.0311 | 1.0206 | 1.0102 | 1 | 0 | 0 | 0 | 0 | 0 | 0 | 0 | 0 | 0 | 0 | 0 | 0 | 0 | 0 | 0 | 0 | 0 | 0 | 0 | 0 | 0 | 0 | 0 | 0 | 0 | 0 | 0 | 0 | 0 | 0 | 0 | 0 | 0 | 0
[7 empty] | Wind_Capital | 14 | 16 | 1.1772 | 1.1652 | 1.1534 | 1.1417 | 1.1301 | 1.1187 | 1.1073 | 1.0961 | 1.085 | 1.074 | 1.0631 | 1.0523 | 1.0416 | 1.0311 | 1.0206 | 1.0102 | 1 | 0 | 0 | 0 | 0 | 0 | 0 | 0 | 0 | 0 | 0 | 0 | 0 | 0 | 0 | 0 | 0 | 0 | 0 | 0 | 0 | 0 | 0 | 0 | 0 | 0 | 0 | 0 | 0 | 0 | 0 | 0 | 0 | 0
[7 empty] | Wind_Capital | 14 | 17 | 1.1892 | 1.1772 | 1.1652 | 1.1534 | 1.1417 | 1.1301 | 1.1187 | 1.1073 | 1.0961 | 1.085 | 1.074 | 1.0631 | 1.0523 | 1.0416 | 1.0311 | 1.0206 | 1.0102 | 1 | 0 | 0 | 0 | 0 | 0 | 0 | 0 | 0 | 0 | 0 | 0 | 0 | 0 | 0 | 0 | 0 | 0 | 0 | 0 | 0 | 0 | 0 | 0 | 0 | 0 | 0 | 0 | 0 | 0 | 0 | 0 | 0
[7 empty] | Wind_Capital | 14 | 18 | 1.2014 | 1.1892 | 1.1772 | 1.1652 | 1.1534 | 1.1417 | 1.1301 | 1.1187 | 1.1073 | 1.0961 | 1.085 | 1.074 | 1.0631 | 1.0523 | 1.0416 | 1.0311 | 1.0206 | 1.0102 | 1 | 0 | 0 | 0 | 0 | 0 | 0 | 0 | 0 | 0 | 0 | 0 | 0 | 0 | 0 | 0 | 0 | 0 | 0 | 0 | 0 | 0 | 0 | 0 | 0 | 0 | 0 | 0 | 0 | 0 | 0 | 0
[7 empty] | Wind_Capital | 14 | 19 | 1.2137 | 1.2014 | 1.1892 | 1.1772 | 1.1652 | 1.1534 | 1.1417 | 1.1301 | 1.1187 | 1.1073 | 1.0961 | 1.085 | 1.074 | 1.0631 | 1.0523 | 1.0416 | 1.0311 | 1.0206 | 1.0102 | 1 | 0 | 0 | 0 | 0 | 0 | 0 | 0 | 0 | 0 | 0 | 0 | 0 | 0 | 0 | 0 | 0 | 0 | 0 | 0 | 0 | 0 | 0 | 0 | 0 | 0 | 0 | 0 | 0 | 0 | 0
[7 empty] | Wind_Capital | 14 | 20 | 1.2262 | 1.2137 | 1.2014 | 1.1892 | 1.1772 | 1.1652 | 1.1534 | 1.1417 | 1.1301 | 1.1187 | 1.1073 | 1.0961 | 1.085 | 1.074 | 1.0631 | 1.0523 | 1.0416 | 1.0311 | 1.0206 | 1.0102 | 1 | 0 | 0 | 0 | 0 | 0 | 0 | 0 | 0 | 0 | 0 | 0 | 0 | 0 | 0 | 0 | 0 | 0 | 0 | 0 | 0 | 0 | 0 | 0 | 0 | 0 | 0 | 0 | 0 | 0
[7 empty] | Wind_Capital | 14 | 21 | 1.2387 | 1.2262 | 1.2137 | 1.2014 | 1.1892 | 1.1772 | 1.1652 | 1.1534 | 1.1417 | 1.1301 | 1.1187 | 1.1073 | 1.0961 | 1.085 | 1.074 | 1.0631 | 1.0523 | 1.0416 | 1.0311 | 1.0206 | 1.0102 | 1 | 0 | 0 | 0 | 0 | 0 | 0 | 0 | 0 | 0 | 0 | 0 | 0 | 0 | 0 | 0 | 0 | 0 | 0 | 0 | 0 | 0 | 0 | 0 | 0 | 0 | 0 | 0 | 0
[7 empty] | Wind_Capital | 14 | 22 | 1.2514 | 1.2387 | 1.2262 | 1.2137 | 1.2014 | 1.1892 | 1.1772 | 1.1652 | 1.1534 | 1.1417 | 1.1301 | 1.1187 | 1.1073 | 1.0961 | 1.085 | 1.074 | 1.0631 | 1.0523 | 1.0416 | 1.0311 | 1.0206 | 1.0102 | 1 | 0 | 0 | 0 | 0 | 0 | 0 | 0 | 0 | 0 | 0 | 0 | 0 | 0 | 0 | 0 | 0 | 0 | 0 | 0 | 0 | 0 | 0 | 0 | 0 | 0 | 0 | 0
[7 empty] | Wind_Capital | 14 | 23 | 1.2642 | 1.2514 | 1.2387 | 1.2262 | 1.2137 | 1.2014 | 1.1892 | 1.1772 | 1.1652 | 1.1534 | 1.1417 | 1.1301 | 1.1187 | 1.1073 | 1.0961 | 1.085 | 1.074 | 1.0631 | 1.0523 | 1.0416 | 1.0311 | 1.0206 | 1.0102 | 1 | 0 | 0 | 0 | 0 | 0 | 0 | 0 | 0 | 0 | 0 | 0 | 0 | 0 | 0 | 0 | 0 | 0 | 0 | 0 | 0 | 0 | 0 | 0 | 0 | 0 | 0
[7 empty] | Wind_Capital | 14 | 24 | 1.2772 | 1.2642 | 1.2514 | 1.2387 | 1.2262 | 1.2137 | 1.2014 | 1.1892 | 1.1772 | 1.1652 | 1.1534 | 1.1417 | 1.1301 | 1.1187 | 1.1073 | 1.0961 | 1.085 | 1.074 | 1.0631 | 1.0523 | 1.0416 | 1.0311 | 1.0206 | 1.0102 | 1 | 0 | 0 | 0 | 0 | 0 | 0 | 0 | 0 | 0 | 0 | 0 | 0 | 0 | 0 | 0 | 0 | 0 | 0 | 0 | 0 | 0 | 0 | 0 | 0 | 0
[7 empty] | Wind_Capital | 14 | 25 | 1.2903 | 1.2772 | 1.2642 | 1.2514 | 1.2387 | 1.2262 | 1.2137 | 1.2014 | 1.1892 | 1.1772 | 1.1652 | 1.1534 | 1.1417 | 1.1301 | 1.1187 | 1.1073 | 1.0961 | 1.085 | 1.074 | 1.0631 | 1.0523 | 1.0416 | 1.0311 | 1.0206 | 1.0102 | 1 | 0 | 0 | 0 | 0 | 0 | 0 | 0 | 0 | 0 | 0 | 0 | 0 | 0 | 0 | 0 | 0 | 0 | 0 | 0 | 0 | 0 | 0 | 0 | 0
[7 empty] | Wind_Capital | 14 | 26 | 1.3035 | 1.2903 | 1.2772 | 1.2642 | 1.2514 | 1.2387 | 1.2262 | 1.2137 | 1.2014 | 1.1892 | 1.1772 | 1.1652 | 1.1534 | 1.1417 | 1.1301 | 1.1187 | 1.1073 | 1.0961 | 1.085 | 1.074 | 1.0631 | 1.0523 | 1.0416 | 1.0311 | 1.0206 | 1.0102 | 1 | 0 | 0 | 0 | 0 | 0 | 0 | 0 | 0 | 0 | 0 | 0 | 0 | 0 | 0 | 0 | 0 | 0 | 0 | 0 | 0 | 0 | 0 | 0
[7 empty] | Wind_Capital | 14 | 27 | 1.3169 | 1.3035 | 1.2903 | 1.2772 | 1.2642 | 1.2514 | 1.2387 | 1.2262 | 1.2137 | 1.2014 | 1.1892 | 1.1772 | 1.1652 | 1.1534 | 1.1417 | 1.1301 | 1.1187 | 1.1073 | 1.0961 | 1.085 | 1.074 | 1.0631 | 1.0523 | 1.0416 | 1.0311 | 1.0206 | 1.0102 | 1 | 0 | 0 | 0 | 0 | 0 | 0 | 0 | 0 | 0 | 0 | 0 | 0 | 0 | 0 | 0 | 0 | 0 | 0 | 0 | 0 | 0 | 0
[7 empty] | Wind_Capital | 14 | 28 | 1.3304 | 1.3169 | 1.3035 | 1.2903 | 1.2772 | 1.2642 | 1.2514 | 1.2387 | 1.2262 | 1.2137 | 1.2014 | 1.1892 | 1.1772 | 1.1652 | 1.1534 | 1.1417 | 1.1301 | 1.1187 | 1.1073 | 1.0961 | 1.085 | 1.074 | 1.0631 | 1.0523 | 1.0416 | 1.0311 | 1.0206 | 1.0102 | 1 | 0 | 0 | 0 | 0 | 0 | 0 | 0 | 0 | 0 | 0 | 0 | 0 | 0 | 0 | 0 | 0 | 0 | 0 | 0 | 0 | 0
[7 empty] | Wind_Capital | 14 | 29 | 1.344 | 1.3304 | 1.3169 | 1.3035 | 1.2903 | 1.2772 | 1.2642 | 1.2514 | 1.2387 | 1.2262 | 1.2137 | 1.2014 | 1.1892 | 1.1772 | 1.1652 | 1.1534 | 1.1417 | 1.1301 | 1.1187 | 1.1073 | 1.0961 | 1.085 | 1.074 | 1.0631 | 1.0523 | 1.0416 | 1.0311 | 1.0206 | 1.0102 | 1 | 0 | 0 | 0 | 0 | 0 | 0 | 0 | 0 | 0 | 0 | 0 | 0 | 0 | 0 | 0 | 0 | 0 | 0 | 0 | 0
[7 empty] | Wind_Capital | 14 | 30 | 1.3578 | 1.344 | 1.3304 | 1.3169 | 1.3035 | 1.2903 | 1.2772 | 1.2642 | 1.2514 | 1.2387 | 1.2262 | 1.2137 | 1.2014 | 1.1892 | 1.1772 | 1.1652 | 1.1534 | 1.1417 | 1.1301 | 1.1187 | 1.1073 | 1.0961 | 1.085 | 1.074 | 1.0631 | 1.0523 | 1.0416 | 1.0311 | 1.0206 | 1.0102 | 1 | 0 | 0 | 0 | 0 | 0 | 0 | 0 | 0 | 0 | 0 | 0 | 0 | 0 | 0 | 0 | 0 | 0 | 0 | 0
[7 empty] | Wind_Capital | 14 | 31 | 1.3717 | 1.3578 | 1.344 | 1.3304 | 1.3169 | 1.3035 | 1.2903 | 1.2772 | 1.2642 | 1.2514 | 1.2387 | 1.2262 | 1.2137 | 1.2014 | 1.1892 | 1.1772 | 1.1652 | 1.1534 | 1.1417 | 1.1301 | 1.1187 | 1.1073 | 1.0961 | 1.085 | 1.074 | 1.0631 | 1.0523 | 1.0416 | 1.0311 | 1.0206 | 1.0102 | 1 | 0 | 0 | 0 | 0 | 0 | 0 | 0 | 0 | 0 | 0 | 0 | 0 | 0 | 0 | 0 | 0 | 0 | 0
[7 empty] | Wind_Capital | 14 | 32 | 1.3857 | 1.3717 | 1.3578 | 1.344 | 1.3304 | 1.3169 | 1.3035 | 1.2903 | 1.2772 | 1.2642 | 1.2514 | 1.2387 | 1.2262 | 1.2137 | 1.2014 | 1.1892 | 1.1772 | 1.1652 | 1.1534 | 1.1417 | 1.1301 | 1.1187 | 1.1073 | 1.0961 | 1.085 | 1.074 | 1.0631 | 1.0523 | 1.0416 | 1.0311 | 1.0206 | 1.0102 | 1 | 0 | 0 | 0 | 0 | 0 | 0 | 0 | 0 | 0 | 0 | 0 | 0 | 0 | 0 | 0 | 0 | 0
[7 empty] | Wind_Capital | 14 | 33 | 1.3999 | 1.3857 | 1.3717 | 1.3578 | 1.344 | 1.3304 | 1.3169 | 1.3035 | 1.2903 | 1.2772 | 1.2642 | 1.2514 | 1.2387 | 1.2262 | 1.2137 | 1.2014 | 1.1892 | 1.1772 | 1.1652 | 1.1534 | 1.1417 | 1.1301 | 1.1187 | 1.1073 | 1.0961 | 1.085 | 1.074 | 1.0631 | 1.0523 | 1.0416 | 1.0311 | 1.0206 | 1.0102 | 1 | 0 | 0 | 0 | 0 | 0 | 0 | 0 | 0 | 0 | 0 | 0 | 0 | 0 | 0 | 0 | 0
[7 empty] | Wind_Capital | 14 | 34 | 1.4143 | 1.3999 | 1.3857 | 1.3717 | 1.3578 | 1.344 | 1.3304 | 1.3169 | 1.3035 | 1.2903 | 1.2772 | 1.2642 | 1.2514 | 1.2387 | 1.2262 | 1.2137 | 1.2014 | 1.1892 | 1.1772 | 1.1652 | 1.1534 | 1.1417 | 1.1301 | 1.1187 | 1.1073 | 1.0961 | 1.085 | 1.074 | 1.0631 | 1.0523 | 1.0416 | 1.0311 | 1.0206 | 1.0102 | 1 | 0 | 0 | 0 | 0 | 0 | 0 | 0 | 0 | 0 | 0 | 0 | 0 | 0 | 0 | 0
[7 empty] | Wind_Capital | 14 | 35 | 1.4288 | 1.4143 | 1.3999 | 1.3857 | 1.3717 | 1.3578 | 1.344 | 1.3304 | 1.3169 | 1.3035 | 1.2903 | 1.2772 | 1.2642 | 1.2514 | 1.2387 | 1.2262 | 1.2137 | 1.2014 | 1.1892 | 1.1772 | 1.1652 | 1.1534 | 1.1417 | 1.1301 | 1.1187 | 1.1073 | 1.0961 | 1.085 | 1.074 | 1.0631 | 1.0523 | 1.0416 | 1.0311 | 1.0206 | 1.0102 | 1 | 0 | 0 | 0 | 0 | 0 | 0 | 0 | 0 | 0 | 0 | 0 | 0 | 0 | 0
[7 empty] | Wind_Capital | 14 | 36 | 1.4434 | 1.4288 | 1.4143 | 1.3999 | 1.3857 | 1.3717 | 1.3578 | 1.344 | 1.3304 | 1.3169 | 1.3035 | 1.2903 | 1.2772 | 1.2642 | 1.2514 | 1.2387 | 1.2262 | 1.2137 | 1.2014 | 1.1892 | 1.1772 | 1.1652 | 1.1534 | 1.1417 | 1.1301 | 1.1187 | 1.1073 | 1.0961 | 1.085 | 1.074 | 1.0631 | 1.0523 | 1.0416 | 1.0311 | 1.0206 | 1.0102 | 1 | 0 | 0 | 0 | 0 | 0 | 0 | 0 | 0 | 0 | 0 | 0 | 0 | 0
[7 empty] | Wind_Capital | 14 | 37 | 1.4582 | 1.4434 | 1.4288 | 1.4143 | 1.3999 | 1.3857 | 1.3717 | 1.3578 | 1.344 | 1.3304 | 1.3169 | 1.3035 | 1.2903 | 1.2772 | 1.2642 | 1.2514 | 1.2387 | 1.2262 | 1.2137 | 1.2014 | 1.1892 | 1.1772 | 1.1652 | 1.1534 | 1.1417 | 1.1301 | 1.1187 | 1.1073 | 1.0961 | 1.085 | 1.074 | 1.0631 | 1.0523 | 1.0416 | 1.0311 | 1.0206 | 1.0102 | 1 | 0 | 0 | 0 | 0 | 0 | 0 | 0 | 0 | 0 | 0 | 0 | 0
[7 empty] | Wind_Capital | 14 | 38 | 1.4731 | 1.4582 | 1.4434 | 1.4288 | 1.4143 | 1.3999 | 1.3857 | 1.3717 | 1.3578 | 1.344 | 1.3304 | 1.3169 | 1.3035 | 1.2903 | 1.2772 | 1.2642 | 1.2514 | 1.2387 | 1.2262 | 1.2137 | 1.2014 | 1.1892 | 1.1772 | 1.1652 | 1.1534 | 1.1417 | 1.1301 | 1.1187 | 1.1073 | 1.0961 | 1.085 | 1.074 | 1.0631 | 1.0523 | 1.0416 | 1.0311 | 1.0206 | 1.0102 | 1 | 0 | 0 | 0 | 0 | 0 | 0 | 0 | 0 | 0 | 0 | 0
[7 empty] | Wind_Capital | 14 | 39 | 1.4882 | 1.4731 | 1.4582 | 1.4434 | 1.4288 | 1.4143 | 1.3999 | 1.3857 | 1.3717 | 1.3578 | 1.344 | 1.3304 | 1.3169 | 1.3035 | 1.2903 | 1.2772 | 1.2642 | 1.2514 | 1.2387 | 1.2262 | 1.2137 | 1.2014 | 1.1892 | 1.1772 | 1.1652 | 1.1534 | 1.1417 | 1.1301 | 1.1187 | 1.1073 | 1.0961 | 1.085 | 1.074 | 1.0631 | 1.0523 | 1.0416 | 1.0311 | 1.0206 | 1.0102 | 1 | 0 | 0 | 0 | 0 | 0 | 0 | 0 | 0 | 0 | 0
[7 empty] | Wind_Capital | 14 | 40 | 1.5035 | 1.4882 | 1.4731 | 1.4582 | 1.4434 | 1.4288 | 1.4143 | 1.3999 | 1.3857 | 1.3717 | 1.3578 | 1.344 | 1.3304 | 1.3169 | 1.3035 | 1.2903 | 1.2772 | 1.2642 | 1.2514 | 1.2387 | 1.2262 | 1.2137 | 1.2014 | 1.1892 | 1.1772 | 1.1652 | 1.1534 | 1.1417 | 1.1301 | 1.1187 | 1.1073 | 1.0961 | 1.085 | 1.074 | 1.0631 | 1.0523 | 1.0416 | 1.0311 | 1.0206 | 1.0102 | 1 | 0 | 0 | 0 | 0 | 0 | 0 | 0 | 0 | 0
[7 empty] | Wind_Capital | 14 | 41 | 1.5189 | 1.5035 | 1.4882 | 1.4731 | 1.4582 | 1.4434 | 1.4288 | 1.4143 | 1.3999 | 1.3857 | 1.3717 | 1.3578 | 1.344 | 1.3304 | 1.3169 | 1.3035 | 1.2903 | 1.2772 | 1.2642 | 1.2514 | 1.2387 | 1.2262 | 1.2137 | 1.2014 | 1.1892 | 1.1772 | 1.1652 | 1.1534 | 1.1417 | 1.1301 | 1.1187 | 1.1073 | 1.0961 | 1.085 | 1.074 | 1.0631 | 1.0523 | 1.0416 | 1.0311 | 1.0206 | 1.0102 | 1 | 0 | 0 | 0 | 0 | 0 | 0 | 0 | 0
[7 empty] | Wind_Capital | 14 | 42 | 1.5344 | 1.5189 | 1.5035 | 1.4882 | 1.4731 | 1.4582 | 1.4434 | 1.4288 | 1.4143 | 1.3999 | 1.3857 | 1.3717 | 1.3578 | 1.344 | 1.3304 | 1.3169 | 1.3035 | 1.2903 | 1.2772 | 1.2642 | 1.2514 | 1.2387 | 1.2262 | 1.2137 | 1.2014 | 1.1892 | 1.1772 | 1.1652 | 1.1534 | 1.1417 | 1.1301 | 1.1187 | 1.1073 | 1.0961 | 1.085 | 1.074 | 1.0631 | 1.0523 | 1.0416 | 1.0311 | 1.0206 | 1.0102 | 1 | 0 | 0 | 0 | 0 | 0 | 0 | 0
[7 empty] | Wind_Capital | 14 | 43 | 1.5502 | 1.5344 | 1.5189 | 1.5035 | 1.4882 | 1.4731 | 1.4582 | 1.4434 | 1.4288 | 1.4143 | 1.3999 | 1.3857 | 1.3717 | 1.3578 | 1.344 | 1.3304 | 1.3169 | 1.3035 | 1.2903 | 1.2772 | 1.2642 | 1.2514 | 1.2387 | 1.2262 | 1.2137 | 1.2014 | 1.1892 | 1.1772 | 1.1652 | 1.1534 | 1.1417 | 1.1301 | 1.1187 | 1.1073 | 1.0961 | 1.085 | 1.074 | 1.0631 | 1.0523 | 1.0416 | 1.0311 | 1.0206 | 1.0102 | 1 | 0 | 0 | 0 | 0 | 0 | 0
[7 empty] | Wind_Capital | 14 | 44 | 1.566 | 1.5502 | 1.5344 | 1.5189 | 1.5035 | 1.4882 | 1.4731 | 1.4582 | 1.4434 | 1.4288 | 1.4143 | 1.3999 | 1.3857 | 1.3717 | 1.3578 | 1.344 | 1.3304 | 1.3169 | 1.3035 | 1.2903 | 1.2772 | 1.2642 | 1.2514 | 1.2387 | 1.2262 | 1.2137 | 1.2014 | 1.1892 | 1.1772 | 1.1652 | 1.1534 | 1.1417 | 1.1301 | 1.1187 | 1.1073 | 1.0961 | 1.085 | 1.074 | 1.0631 | 1.0523 | 1.0416 | 1.0311 | 1.0206 | 1.0102 | 1 | 0 | 0 | 0 | 0 | 0
[7 empty] | Wind_Capital | 14 | 45 | 1.5821 | 1.566 | 1.5502 | 1.5344 | 1.5189 | 1.5035 | 1.4882 | 1.4731 | 1.4582 | 1.4434 | 1.4288 | 1.4143 | 1.3999 | 1.3857 | 1.3717 | 1.3578 | 1.344 | 1.3304 | 1.3169 | 1.3035 | 1.2903 | 1.2772 | 1.2642 | 1.2514 | 1.2387 | 1.2262 | 1.2137 | 1.2014 | 1.1892 | 1.1772 | 1.1652 | 1.1534 | 1.1417 | 1.1301 | 1.1187 | 1.1073 | 1.0961 | 1.085 | 1.074 | 1.0631 | 1.0523 | 1.0416 | 1.0311 | 1.0206 | 1.0102 | 1 | 0 | 0 | 0 | 0
[7 empty] | Wind_Capital | 14 | 46 | 1.5983 | 1.5821 | 1.566 | 1.5502 | 1.5344 | 1.5189 | 1.5035 | 1.4882 | 1.4731 | 1.4582 | 1.4434 | 1.4288 | 1.4143 | 1.3999 | 1.3857 | 1.3717 | 1.3578 | 1.344 | 1.3304 | 1.3169 | 1.3035 | 1.2903 | 1.2772 | 1.2642 | 1.2514 | 1.2387 | 1.2262 | 1.2137 | 1.2014 | 1.1892 | 1.1772 | 1.1652 | 1.1534 | 1.1417 | 1.1301 | 1.1187 | 1.1073 | 1.0961 | 1.085 | 1.074 | 1.0631 | 1.0523 | 1.0416 | 1.0311 | 1.0206 | 1.0102 | 1 | 0 | 0 | 0
[7 empty] | Wind_Capital | 14 | 47 | 1.6147 | 1.5983 | 1.5821 | 1.566 | 1.5502 | 1.5344 | 1.5189 | 1.5035 | 1.4882 | 1.4731 | 1.4582 | 1.4434 | 1.4288 | 1.4143 | 1.3999 | 1.3857 | 1.3717 | 1.3578 | 1.344 | 1.3304 | 1.3169 | 1.3035 | 1.2903 | 1.2772 | 1.2642 | 1.2514 | 1.2387 | 1.2262 | 1.2137 | 1.2014 | 1.1892 | 1.1772 | 1.1652 | 1.1534 | 1.1417 | 1.1301 | 1.1187 | 1.1073 | 1.0961 | 1.085 | 1.074 | 1.0631 | 1.0523 | 1.0416 | 1.0311 | 1.0206 | 1.0102 | 1 | 0 | 0
[7 empty] | Wind_Capital | 14 | 48 | 1.6312 | 1.6147 | 1.5983 | 1.5821 | 1.566 | 1.5502 | 1.5344 | 1.5189 | 1.5035 | 1.4882 | 1.4731 | 1.4582 | 1.4434 | 1.4288 | 1.4143 | 1.3999 | 1.3857 | 1.3717 | 1.3578 | 1.344 | 1.3304 | 1.3169 | 1.3035 | 1.2903 | 1.2772 | 1.2642 | 1.2514 | 1.2387 | 1.2262 | 1.2137 | 1.2014 | 1.1892 | 1.1772 | 1.1652 | 1.1534 | 1.1417 | 1.1301 | 1.1187 | 1.1073 | 1.0961 | 1.085 | 1.074 | 1.0631 | 1.0523 | 1.0416 | 1.0311 | 1.0206 | 1.0102 | 1 | 0
[7 empty] | Wind_Capital | 14 | 49 | 1.6479 | 1.6312 | 1.6147 | 1.5983 | 1.5821 | 1.566 | 1.5502 | 1.5344 | 1.5189 | 1.5035 | 1.4882 | 1.4731 | 1.4582 | 1.4434 | 1.4288 | 1.4143 | 1.3999 | 1.3857 | 1.3717 | 1.3578 | 1.344 | 1.3304 | 1.3169 | 1.3035 | 1.2903 | 1.2772 | 1.2642 | 1.2514 | 1.2387 | 1.2262 | 1.2137 | 1.2014 | 1.1892 | 1.1772 | 1.1652 | 1.1534 | 1.1417 | 1.1301 | 1.1187 | 1.1073 | 1.0961 | 1.085 | 1.074 | 1.0631 | 1.0523 | 1.0416 | 1.0311 | 1.0206 | 1.0102 | 1
[7 empty] | PHydro_Capital | 15 | 0 | 1 | 0 | 0 | 0 | 0 | 0 | 0 | 0 | 0 | 0 | 0 | 0 | 0 | 0 | 0 | 0 | 0 | 0 | 0 | 0 | 0 | 0 | 0 | 0 | 0 | 0 | 0 | 0 | 0 | 0 | 0 | 0 | 0 | 0 | 0 | 0 | 0 | 0 | 0 | 0 | 0 | 0 | 0 | 0 | 0 | 0 | 0 | 0 | 0 | 0
[7 empty] | PHydro_Capital | 15 | 1 | 1.023 | 1 | 0 | 0 | 0 | 0 | 0 | 0 | 0 | 0 | 0 | 0 | 0 | 0 | 0 | 0 | 0 | 0 | 0 | 0 | 0 | 0 | 0 | 0 | 0 | 0 | 0 | 0 | 0 | 0 | 0 | 0 | 0 | 0 | 0 | 0 | 0 | 0 | 0 | 0 | 0 | 0 | 0 | 0 | 0 | 0 | 0 | 0 | 0 | 0
[7 empty] | PHydro_Capital | 15 | 2 | 1.0465 | 1.023 | 1 | 0 | 0 | 0 | 0 | 0 | 0 | 0 | 0 | 0 | 0 | 0 | 0 | 0 | 0 | 0 | 0 | 0 | 0 | 0 | 0 | 0 | 0 | 0 | 0 | 0 | 0 | 0 | 0 | 0 | 0 | 0 | 0 | 0 | 0 | 0 | 0 | 0 | 0 | 0 | 0 | 0 | 0 | 0 | 0 | 0 | 0 | 0
[7 empty] | PHydro_Capital | 15 | 3 | 1.0706 | 1.0465 | 1.023 | 1 | 0 | 0 | 0 | 0 | 0 | 0 | 0 | 0 | 0 | 0 | 0 | 0 | 0 | 0 | 0 | 0 | 0 | 0 | 0 | 0 | 0 | 0 | 0 | 0 | 0 | 0 | 0 | 0 | 0 | 0 | 0 | 0 | 0 | 0 | 0 | 0 | 0 | 0 | 0 | 0 | 0 | 0 | 0 | 0 | 0 | 0
[7 empty] | PHydro_Capital | 15 | 4 | 1.0952 | 1.0706 | 1.0465 | 1.023 | 1 | 0 | 0 | 0 | 0 | 0 | 0 | 0 | 0 | 0 | 0 | 0 | 0 | 0 | 0 | 0 | 0 | 0 | 0 | 0 | 0 | 0 | 0 | 0 | 0 | 0 | 0 | 0 | 0 | 0 | 0 | 0 | 0 | 0 | 0 | 0 | 0 | 0 | 0 | 0 | 0 | 0 | 0 | 0 | 0 | 0
[7 empty] | PHydro_Capital | 15 | 5 | 1.1204 | 1.0952 | 1.0706 | 1.0465 | 1.023 | 1 | 0 | 0 | 0 | 0 | 0 | 0 | 0 | 0 | 0 | 0 | 0 | 0 | 0 | 0 | 0 | 0 | 0 | 0 | 0 | 0 | 0 | 0 | 0 | 0 | 0 | 0 | 0 | 0 | 0 | 0 | 0 | 0 | 0 | 0 | 0 | 0 | 0 | 0 | 0 | 0 | 0 | 0 | 0 | 0
[7 empty] | PHydro_Capital | 15 | 6 | 1.1462 | 1.1204 | 1.0952 | 1.0706 | 1.0465 | 1.023 | 1 | 0 | 0 | 0 | 0 | 0 | 0 | 0 | 0 | 0 | 0 | 0 | 0 | 0 | 0 | 0 | 0 | 0 | 0 | 0 | 0 | 0 | 0 | 0 | 0 | 0 | 0 | 0 | 0 | 0 | 0 | 0 | 0 | 0 | 0 | 0 | 0 | 0 | 0 | 0 | 0 | 0 | 0 | 0
[7 empty] | PHydro_Capital | 15 | 7 | 1.1725 | 1.1462 | 1.1204 | 1.0952 | 1.0706 | 1.0465 | 1.023 | 1 | 0 | 0 | 0 | 0 | 0 | 0 | 0 | 0 | 0 | 0 | 0 | 0 | 0 | 0 | 0 | 0 | 0 | 0 | 0 | 0 | 0 | 0 | 0 | 0 | 0 | 0 | 0 | 0 | 0 | 0 | 0 | 0 | 0 | 0 | 0 | 0 | 0 | 0 | 0 | 0 | 0 | 0
[7 empty] | PHydro_Capital | 15 | 8 | 1.1995 | 1.1725 | 1.1462 | 1.1204 | 1.0952 | 1.0706 | 1.0465 | 1.023 | 1 | 0 | 0 | 0 | 0 | 0 | 0 | 0 | 0 | 0 | 0 | 0 | 0 | 0 | 0 | 0 | 0 | 0 | 0 | 0 | 0 | 0 | 0 | 0 | 0 | 0 | 0 | 0 | 0 | 0 | 0 | 0 | 0 | 0 | 0 | 0 | 0 | 0 | 0 | 0 | 0 | 0
[7 empty] | PHydro_Capital | 15 | 9 | 1.2271 | 1.1995 | 1.1725 | 1.1462 | 1.1204 | 1.0952 | 1.0706 | 1.0465 | 1.023 | 1 | 0 | 0 | 0 | 0 | 0 | 0 | 0 | 0 | 0 | 0 | 0 | 0 | 0 | 0 | 0 | 0 | 0 | 0 | 0 | 0 | 0 | 0 | 0 | 0 | 0 | 0 | 0 | 0 | 0 | 0 | 0 | 0 | 0 | 0 | 0 | 0 | 0 | 0 | 0 | 0
[7 empty] | PHydro_Capital | 15 | 10 | 1.2553 | 1.2271 | 1.1995 | 1.1725 | 1.1462 | 1.1204 | 1.0952 | 1.0706 | 1.0465 | 1.023 | 1 | 0 | 0 | 0 | 0 | 0 | 0 | 0 | 0 | 0 | 0 | 0 | 0 | 0 | 0 | 0 | 0 | 0 | 0 | 0 | 0 | 0 | 0 | 0 | 0 | 0 | 0 | 0 | 0 | 0 | 0 | 0 | 0 | 0 | 0 | 0 | 0 | 0 | 0 | 0
[7 empty] | PHydro_Capital | 15 | 11 | 1.2842 | 1.2553 | 1.2271 | 1.1995 | 1.1725 | 1.1462 | 1.1204 | 1.0952 | 1.0706 | 1.0465 | 1.023 | 1 | 0 | 0 | 0 | 0 | 0 | 0 | 0 | 0 | 0 | 0 | 0 | 0 | 0 | 0 | 0 | 0 | 0 | 0 | 0 | 0 | 0 | 0 | 0 | 0 | 0 | 0 | 0 | 0 | 0 | 0 | 0 | 0 | 0 | 0 | 0 | 0 | 0 | 0
[7 empty] | PHydro_Capital | 15 | 12 | 1.3137 | 1.2842 | 1.2553 | 1.2271 | 1.1995 | 1.1725 | 1.1462 | 1.1204 | 1.0952 | 1.0706 | 1.0465 | 1.023 | 1 | 0 | 0 | 0 | 0 | 0 | 0 | 0 | 0 | 0 | 0 | 0 | 0 | 0 | 0 | 0 | 0 | 0 | 0 | 0 | 0 | 0 | 0 | 0 | 0 | 0 | 0 | 0 | 0 | 0 | 0 | 0 | 0 | 0 | 0 | 0 | 0 | 0
[7 empty] | PHydro_Capital | 15 | 13 | 1.344 | 1.3137 | 1.2842 | 1.2553 | 1.2271 | 1.1995 | 1.1725 | 1.1462 | 1.1204 | 1.0952 | 1.0706 | 1.0465 | 1.023 | 1 | 0 | 0 | 0 | 0 | 0 | 0 | 0 | 0 | 0 | 0 | 0 | 0 | 0 | 0 | 0 | 0 | 0 | 0 | 0 | 0 | 0 | 0 | 0 | 0 | 0 | 0 | 0 | 0 | 0 | 0 | 0 | 0 | 0 | 0 | 0 | 0
[7 empty] | PHydro_Capital | 15 | 14 | 1.3749 | 1.344 | 1.3137 | 1.2842 | 1.2553 | 1.2271 | 1.1995 | 1.1725 | 1.1462 | 1.1204 | 1.0952 | 1.0706 | 1.0465 | 1.023 | 1 | 0 | 0 | 0 | 0 | 0 | 0 | 0 | 0 | 0 | 0 | 0 | 0 | 0 | 0 | 0 | 0 | 0 | 0 | 0 | 0 | 0 | 0 | 0 | 0 | 0 | 0 | 0 | 0 | 0 | 0 | 0 | 0 | 0 | 0 | 0
[7 empty] | PHydro_Capital | 15 | 15 | 1.4065 | 1.3749 | 1.344 | 1.3137 | 1.2842 | 1.2553 | 1.2271 | 1.1995 | 1.1725 | 1.1462 | 1.1204 | 1.0952 | 1.0706 | 1.0465 | 1.023 | 1 | 0 | 0 | 0 | 0 | 0 | 0 | 0 | 0 | 0 | 0 | 0 | 0 | 0 | 0 | 0 | 0 | 0 | 0 | 0 | 0 | 0 | 0 | 0 | 0 | 0 | 0 | 0 | 0 | 0 | 0 | 0 | 0 | 0 | 0
[7 empty] | PHydro_Capital | 15 | 16 | 1.4388 | 1.4065 | 1.3749 | 1.344 | 1.3137 | 1.2842 | 1.2553 | 1.2271 | 1.1995 | 1.1725 | 1.1462 | 1.1204 | 1.0952 | 1.0706 | 1.0465 | 1.023 | 1 | 0 | 0 | 0 | 0 | 0 | 0 | 0 | 0 | 0 | 0 | 0 | 0 | 0 | 0 | 0 | 0 | 0 | 0 | 0 | 0 | 0 | 0 | 0 | 0 | 0 | 0 | 0 | 0 | 0 | 0 | 0 | 0 | 0
[7 empty] | PHydro_Capital | 15 | 17 | 1.4719 | 1.4388 | 1.4065 | 1.3749 | 1.344 | 1.3137 | 1.2842 | 1.2553 | 1.2271 | 1.1995 | 1.1725 | 1.1462 | 1.1204 | 1.0952 | 1.0706 | 1.0465 | 1.023 | 1 | 0 | 0 | 0 | 0 | 0 | 0 | 0 | 0 | 0 | 0 | 0 | 0 | 0 | 0 | 0 | 0 | 0 | 0 | 0 | 0 | 0 | 0 | 0 | 0 | 0 | 0 | 0 | 0 | 0 | 0 | 0 | 0
[7 empty] | PHydro_Capital | 15 | 18 | 1.5058 | 1.4719 | 1.4388 | 1.4065 | 1.3749 | 1.344 | 1.3137 | 1.2842 | 1.2553 | 1.2271 | 1.1995 | 1.1725 | 1.1462 | 1.1204 | 1.0952 | 1.0706 | 1.0465 | 1.023 | 1 | 0 | 0 | 0 | 0 | 0 | 0 | 0 | 0 | 0 | 0 | 0 | 0 | 0 | 0 | 0 | 0 | 0 | 0 | 0 | 0 | 0 | 0 | 0 | 0 | 0 | 0 | 0 | 0 | 0 | 0 | 0
[7 empty] | PHydro_Capital | 15 | 19 | 1.5404 | 1.5058 | 1.4719 | 1.4388 | 1.4065 | 1.3749 | 1.344 | 1.3137 | 1.2842 | 1.2553 | 1.2271 | 1.1995 | 1.1725 | 1.1462 | 1.1204 | 1.0952 | 1.0706 | 1.0465 | 1.023 | 1 | 0 | 0 | 0 | 0 | 0 | 0 | 0 | 0 | 0 | 0 | 0 | 0 | 0 | 0 | 0 | 0 | 0 | 0 | 0 | 0 | 0 | 0 | 0 | 0 | 0 | 0 | 0 | 0 | 0 | 0
[7 empty] | PHydro_Capital | 15 | 20 | 1.5758 | 1.5404 | 1.5058 | 1.4719 | 1.4388 | 1.4065 | 1.3749 | 1.344 | 1.3137 | 1.2842 | 1.2553 | 1.2271 | 1.1995 | 1.1725 | 1.1462 | 1.1204 | 1.0952 | 1.0706 | 1.0465 | 1.023 | 1 | 0 | 0 | 0 | 0 | 0 | 0 | 0 | 0 | 0 | 0 | 0 | 0 | 0 | 0 | 0 | 0 | 0 | 0 | 0 | 0 | 0 | 0 | 0 | 0 | 0 | 0 | 0 | 0 | 0
[7 empty] | PHydro_Capital | 15 | 21 | 1.6121 | 1.5758 | 1.5404 | 1.5058 | 1.4719 | 1.4388 | 1.4065 | 1.3749 | 1.344 | 1.3137 | 1.2842 | 1.2553 | 1.2271 | 1.1995 | 1.1725 | 1.1462 | 1.1204 | 1.0952 | 1.0706 | 1.0465 | 1.023 | 1 | 0 | 0 | 0 | 0 | 0 | 0 | 0 | 0 | 0 | 0 | 0 | 0 | 0 | 0 | 0 | 0 | 0 | 0 | 0 | 0 | 0 | 0 | 0 | 0 | 0 | 0 | 0 | 0
[7 empty] | PHydro_Capital | 15 | 22 | 1.6492 | 1.6121 | 1.5758 | 1.5404 | 1.5058 | 1.4719 | 1.4388 | 1.4065 | 1.3749 | 1.344 | 1.3137 | 1.2842 | 1.2553 | 1.2271 | 1.1995 | 1.1725 | 1.1462 | 1.1204 | 1.0952 | 1.0706 | 1.0465 | 1.023 | 1 | 0 | 0 | 0 | 0 | 0 | 0 | 0 | 0 | 0 | 0 | 0 | 0 | 0 | 0 | 0 | 0 | 0 | 0 | 0 | 0 | 0 | 0 | 0 | 0 | 0 | 0 | 0
[7 empty] | PHydro_Capital | 15 | 23 | 1.6871 | 1.6492 | 1.6121 | 1.5758 | 1.5404 | 1.5058 | 1.4719 | 1.4388 | 1.4065 | 1.3749 | 1.344 | 1.3137 | 1.2842 | 1.2553 | 1.2271 | 1.1995 | 1.1725 | 1.1462 | 1.1204 | 1.0952 | 1.0706 | 1.0465 | 1.023 | 1 | 0 | 0 | 0 | 0 | 0 | 0 | 0 | 0 | 0 | 0 | 0 | 0 | 0 | 0 | 0 | 0 | 0 | 0 | 0 | 0 | 0 | 0 | 0 | 0 | 0 | 0
[7 empty] | PHydro_Capital | 15 | 24 | 1.7259 | 1.6871 | 1.6492 | 1.6121 | 1.5758 | 1.5404 | 1.5058 | 1.4719 | 1.4388 | 1.4065 | 1.3749 | 1.344 | 1.3137 | 1.2842 | 1.2553 | 1.2271 | 1.1995 | 1.1725 | 1.1462 | 1.1204 | 1.0952 | 1.0706 | 1.0465 | 1.023 | 1 | 0 | 0 | 0 | 0 | 0 | 0 | 0 | 0 | 0 | 0 | 0 | 0 | 0 | 0 | 0 | 0 | 0 | 0 | 0 | 0 | 0 | 0 | 0 | 0 | 0
[7 empty] | PHydro_Capital | 15 | 25 | 1.7656 | 1.7259 | 1.6871 | 1.6492 | 1.6121 | 1.5758 | 1.5404 | 1.5058 | 1.4719 | 1.4388 | 1.4065 | 1.3749 | 1.344 | 1.3137 | 1.2842 | 1.2553 | 1.2271 | 1.1995 | 1.1725 | 1.1462 | 1.1204 | 1.0952 | 1.0706 | 1.0465 | 1.023 | 1 | 0 | 0 | 0 | 0 | 0 | 0 | 0 | 0 | 0 | 0 | 0 | 0 | 0 | 0 | 0 | 0 | 0 | 0 | 0 | 0 | 0 | 0 | 0 | 0
[7 empty] | PHydro_Capital | 15 | 26 | 1.8062 | 1.7656 | 1.7259 | 1.6871 | 1.6492 | 1.6121 | 1.5758 | 1.5404 | 1.5058 | 1.4719 | 1.4388 | 1.4065 | 1.3749 | 1.344 | 1.3137 | 1.2842 | 1.2553 | 1.2271 | 1.1995 | 1.1725 | 1.1462 | 1.1204 | 1.0952 | 1.0706 | 1.0465 | 1.023 | 1 | 0 | 0 | 0 | 0 | 0 | 0 | 0 | 0 | 0 | 0 | 0 | 0 | 0 | 0 | 0 | 0 | 0 | 0 | 0 | 0 | 0 | 0 | 0
[7 empty] | PHydro_Capital | 15 | 27 | 1.8477 | 1.8062 | 1.7656 | 1.7259 | 1.6871 | 1.6492 | 1.6121 | 1.5758 | 1.5404 | 1.5058 | 1.4719 | 1.4388 | 1.4065 | 1.3749 | 1.344 | 1.3137 | 1.2842 | 1.2553 | 1.2271 | 1.1995 | 1.1725 | 1.1462 | 1.1204 | 1.0952 | 1.0706 | 1.0465 | 1.023 | 1 | 0 | 0 | 0 | 0 | 0 | 0 | 0 | 0 | 0 | 0 | 0 | 0 | 0 | 0 | 0 | 0 | 0 | 0 | 0 | 0 | 0 | 0
[7 empty] | PHydro_Capital | 15 | 28 | 1.8902 | 1.8477 | 1.8062 | 1.7656 | 1.7259 | 1.6871 | 1.6492 | 1.6121 | 1.5758 | 1.5404 | 1.5058 | 1.4719 | 1.4388 | 1.4065 | 1.3749 | 1.344 | 1.3137 | 1.2842 | 1.2553 | 1.2271 | 1.1995 | 1.1725 | 1.1462 | 1.1204 | 1.0952 | 1.0706 | 1.0465 | 1.023 | 1 | 0 | 0 | 0 | 0 | 0 | 0 | 0 | 0 | 0 | 0 | 0 | 0 | 0 | 0 | 0 | 0 | 0 | 0 | 0 | 0 | 0
[7 empty] | PHydro_Capital | 15 | 29 | 1.9337 | 1.8902 | 1.8477 | 1.8062 | 1.7656 | 1.7259 | 1.6871 | 1.6492 | 1.6121 | 1.5758 | 1.5404 | 1.5058 | 1.4719 | 1.4388 | 1.4065 | 1.3749 | 1.344 | 1.3137 | 1.2842 | 1.2553 | 1.2271 | 1.1995 | 1.1725 | 1.1462 | 1.1204 | 1.0952 | 1.0706 | 1.0465 | 1.023 | 1 | 0 | 0 | 0 | 0 | 0 | 0 | 0 | 0 | 0 | 0 | 0 | 0 | 0 | 0 | 0 | 0 | 0 | 0 | 0 | 0
[7 empty] | PHydro_Capital | 15 | 30 | 1.9782 | 1.9337 | 1.8902 | 1.8477 | 1.8062 | 1.7656 | 1.7259 | 1.6871 | 1.6492 | 1.6121 | 1.5758 | 1.5404 | 1.5058 | 1.4719 | 1.4388 | 1.4065 | 1.3749 | 1.344 | 1.3137 | 1.2842 | 1.2553 | 1.2271 | 1.1995 | 1.1725 | 1.1462 | 1.1204 | 1.0952 | 1.0706 | 1.0465 | 1.023 | 1 | 0 | 0 | 0 | 0 | 0 | 0 | 0 | 0 | 0 | 0 | 0 | 0 | 0 | 0 | 0 | 0 | 0 | 0 | 0
[7 empty] | PHydro_Capital | 15 | 31 | 2.0237 | 1.9782 | 1.9337 | 1.8902 | 1.8477 | 1.8062 | 1.7656 | 1.7259 | 1.6871 | 1.6492 | 1.6121 | 1.5758 | 1.5404 | 1.5058 | 1.4719 | 1.4388 | 1.4065 | 1.3749 | 1.344 | 1.3137 | 1.2842 | 1.2553 | 1.2271 | 1.1995 | 1.1725 | 1.1462 | 1.1204 | 1.0952 | 1.0706 | 1.0465 | 1.023 | 1 | 0 | 0 | 0 | 0 | 0 | 0 | 0 | 0 | 0 | 0 | 0 | 0 | 0 | 0 | 0 | 0 | 0 | 0
[7 empty] | PHydro_Capital | 15 | 32 | 2.0702 | 2.0237 | 1.9782 | 1.9337 | 1.8902 | 1.8477 | 1.8062 | 1.7656 | 1.7259 | 1.6871 | 1.6492 | 1.6121 | 1.5758 | 1.5404 | 1.5058 | 1.4719 | 1.4388 | 1.4065 | 1.3749 | 1.344 | 1.3137 | 1.2842 | 1.2553 | 1.2271 | 1.1995 | 1.1725 | 1.1462 | 1.1204 | 1.0952 | 1.0706 | 1.0465 | 1.023 | 1 | 0 | 0 | 0 | 0 | 0 | 0 | 0 | 0 | 0 | 0 | 0 | 0 | 0 | 0 | 0 | 0 | 0
[7 empty] | PHydro_Capital | 15 | 33 | 2.1179 | 2.0702 | 2.0237 | 1.9782 | 1.9337 | 1.8902 | 1.8477 | 1.8062 | 1.7656 | 1.7259 | 1.6871 | 1.6492 | 1.6121 | 1.5758 | 1.5404 | 1.5058 | 1.4719 | 1.4388 | 1.4065 | 1.3749 | 1.344 | 1.3137 | 1.2842 | 1.2553 | 1.2271 | 1.1995 | 1.1725 | 1.1462 | 1.1204 | 1.0952 | 1.0706 | 1.0465 | 1.023 | 1 | 0 | 0 | 0 | 0 | 0 | 0 | 0 | 0 | 0 | 0 | 0 | 0 | 0 | 0 | 0 | 0
[7 empty] | PHydro_Capital | 15 | 34 | 2.1666 | 2.1179 | 2.0702 | 2.0237 | 1.9782 | 1.9337 | 1.8902 | 1.8477 | 1.8062 | 1.7656 | 1.7259 | 1.6871 | 1.6492 | 1.6121 | 1.5758 | 1.5404 | 1.5058 | 1.4719 | 1.4388 | 1.4065 | 1.3749 | 1.344 | 1.3137 | 1.2842 | 1.2553 | 1.2271 | 1.1995 | 1.1725 | 1.1462 | 1.1204 | 1.0952 | 1.0706 | 1.0465 | 1.023 | 1 | 0 | 0 | 0 | 0 | 0 | 0 | 0 | 0 | 0 | 0 | 0 | 0 | 0 | 0 | 0
[7 empty] | PHydro_Capital | 15 | 35 | 2.2164 | 2.1666 | 2.1179 | 2.0702 | 2.0237 | 1.9782 | 1.9337 | 1.8902 | 1.8477 | 1.8062 | 1.7656 | 1.7259 | 1.6871 | 1.6492 | 1.6121 | 1.5758 | 1.5404 | 1.5058 | 1.4719 | 1.4388 | 1.4065 | 1.3749 | 1.344 | 1.3137 | 1.2842 | 1.2553 | 1.2271 | 1.1995 | 1.1725 | 1.1462 | 1.1204 | 1.0952 | 1.0706 | 1.0465 | 1.023 | 1 | 0 | 0 | 0 | 0 | 0 | 0 | 0 | 0 | 0 | 0 | 0 | 0 | 0 | 0
[7 empty] | PHydro_Capital | 15 | 36 | 2.2674 | 2.2164 | 2.1666 | 2.1179 | 2.0702 | 2.0237 | 1.9782 | 1.9337 | 1.8902 | 1.8477 | 1.8062 | 1.7656 | 1.7259 | 1.6871 | 1.6492 | 1.6121 | 1.5758 | 1.5404 | 1.5058 | 1.4719 | 1.4388 | 1.4065 | 1.3749 | 1.344 | 1.3137 | 1.2842 | 1.2553 | 1.2271 | 1.1995 | 1.1725 | 1.1462 | 1.1204 | 1.0952 | 1.0706 | 1.0465 | 1.023 | 1 | 0 | 0 | 0 | 0 | 0 | 0 | 0 | 0 | 0 | 0 | 0 | 0 | 0
[7 empty] | PHydro_Capital | 15 | 37 | 2.3195 | 2.2674 | 2.2164 | 2.1666 | 2.1179 | 2.0702 | 2.0237 | 1.9782 | 1.9337 | 1.8902 | 1.8477 | 1.8062 | 1.7656 | 1.7259 | 1.6871 | 1.6492 | 1.6121 | 1.5758 | 1.5404 | 1.5058 | 1.4719 | 1.4388 | 1.4065 | 1.3749 | 1.344 | 1.3137 | 1.2842 | 1.2553 | 1.2271 | 1.1995 | 1.1725 | 1.1462 | 1.1204 | 1.0952 | 1.0706 | 1.0465 | 1.023 | 1 | 0 | 0 | 0 | 0 | 0 | 0 | 0 | 0 | 0 | 0 | 0 | 0
[7 empty] | PHydro_Capital | 15 | 38 | 2.3729 | 2.3195 | 2.2674 | 2.2164 | 2.1666 | 2.1179 | 2.0702 | 2.0237 | 1.9782 | 1.9337 | 1.8902 | 1.8477 | 1.8062 | 1.7656 | 1.7259 | 1.6871 | 1.6492 | 1.6121 | 1.5758 | 1.5404 | 1.5058 | 1.4719 | 1.4388 | 1.4065 | 1.3749 | 1.344 | 1.3137 | 1.2842 | 1.2553 | 1.2271 | 1.1995 | 1.1725 | 1.1462 | 1.1204 | 1.0952 | 1.0706 | 1.0465 | 1.023 | 1 | 0 | 0 | 0 | 0 | 0 | 0 | 0 | 0 | 0 | 0 | 0
[7 empty] | PHydro_Capital | 15 | 39 | 2.4274 | 2.3729 | 2.3195 | 2.2674 | 2.2164 | 2.1666 | 2.1179 | 2.0702 | 2.0237 | 1.9782 | 1.9337 | 1.8902 | 1.8477 | 1.8062 | 1.7656 | 1.7259 | 1.6871 | 1.6492 | 1.6121 | 1.5758 | 1.5404 | 1.5058 | 1.4719 | 1.4388 | 1.4065 | 1.3749 | 1.344 | 1.3137 | 1.2842 | 1.2553 | 1.2271 | 1.1995 | 1.1725 | 1.1462 | 1.1204 | 1.0952 | 1.0706 | 1.0465 | 1.023 | 1 | 0 | 0 | 0 | 0 | 0 | 0 | 0 | 0 | 0 | 0
[7 empty] | PHydro_Capital | 15 | 40 | 2.4833 | 2.4274 | 2.3729 | 2.3195 | 2.2674 | 2.2164 | 2.1666 | 2.1179 | 2.0702 | 2.0237 | 1.9782 | 1.9337 | 1.8902 | 1.8477 | 1.8062 | 1.7656 | 1.7259 | 1.6871 | 1.6492 | 1.6121 | 1.5758 | 1.5404 | 1.5058 | 1.4719 | 1.4388 | 1.4065 | 1.3749 | 1.344 | 1.3137 | 1.2842 | 1.2553 | 1.2271 | 1.1995 | 1.1725 | 1.1462 | 1.1204 | 1.0952 | 1.0706 | 1.0465 | 1.023 | 1 | 0 | 0 | 0 | 0 | 0 | 0 | 0 | 0 | 0
[7 empty] | PHydro_Capital | 15 | 41 | 2.5404 | 2.4833 | 2.4274 | 2.3729 | 2.3195 | 2.2674 | 2.2164 | 2.1666 | 2.1179 | 2.0702 | 2.0237 | 1.9782 | 1.9337 | 1.8902 | 1.8477 | 1.8062 | 1.7656 | 1.7259 | 1.6871 | 1.6492 | 1.6121 | 1.5758 | 1.5404 | 1.5058 | 1.4719 | 1.4388 | 1.4065 | 1.3749 | 1.344 | 1.3137 | 1.2842 | 1.2553 | 1.2271 | 1.1995 | 1.1725 | 1.1462 | 1.1204 | 1.0952 | 1.0706 | 1.0465 | 1.023 | 1 | 0 | 0 | 0 | 0 | 0 | 0 | 0 | 0
[7 empty] | PHydro_Capital | 15 | 42 | 2.5988 | 2.5404 | 2.4833 | 2.4274 | 2.3729 | 2.3195 | 2.2674 | 2.2164 | 2.1666 | 2.1179 | 2.0702 | 2.0237 | 1.9782 | 1.9337 | 1.8902 | 1.8477 | 1.8062 | 1.7656 | 1.7259 | 1.6871 | 1.6492 | 1.6121 | 1.5758 | 1.5404 | 1.5058 | 1.4719 | 1.4388 | 1.4065 | 1.3749 | 1.344 | 1.3137 | 1.2842 | 1.2553 | 1.2271 | 1.1995 | 1.1725 | 1.1462 | 1.1204 | 1.0952 | 1.0706 | 1.0465 | 1.023 | 1 | 0 | 0 | 0 | 0 | 0 | 0 | 0
[7 empty] | PHydro_Capital | 15 | 43 | 2.6586 | 2.5988 | 2.5404 | 2.4833 | 2.4274 | 2.3729 | 2.3195 | 2.2674 | 2.2164 | 2.1666 | 2.1179 | 2.0702 | 2.0237 | 1.9782 | 1.9337 | 1.8902 | 1.8477 | 1.8062 | 1.7656 | 1.7259 | 1.6871 | 1.6492 | 1.6121 | 1.5758 | 1.5404 | 1.5058 | 1.4719 | 1.4388 | 1.4065 | 1.3749 | 1.344 | 1.3137 | 1.2842 | 1.2553 | 1.2271 | 1.1995 | 1.1725 | 1.1462 | 1.1204 | 1.0952 | 1.0706 | 1.0465 | 1.023 | 1 | 0 | 0 | 0 | 0 | 0 | 0
[7 empty] | PHydro_Capital | 15 | 44 | 2.7197 | 2.6586 | 2.5988 | 2.5404 | 2.4833 | 2.4274 | 2.3729 | 2.3195 | 2.2674 | 2.2164 | 2.1666 | 2.1179 | 2.0702 | 2.0237 | 1.9782 | 1.9337 | 1.8902 | 1.8477 | 1.8062 | 1.7656 | 1.7259 | 1.6871 | 1.6492 | 1.6121 | 1.5758 | 1.5404 | 1.5058 | 1.4719 | 1.4388 | 1.4065 | 1.3749 | 1.344 | 1.3137 | 1.2842 | 1.2553 | 1.2271 | 1.1995 | 1.1725 | 1.1462 | 1.1204 | 1.0952 | 1.0706 | 1.0465 | 1.023 | 1 | 0 | 0 | 0 | 0 | 0
[7 empty] | PHydro_Capital | 15 | 45 | 2.7823 | 2.7197 | 2.6586 | 2.5988 | 2.5404 | 2.4833 | 2.4274 | 2.3729 | 2.3195 | 2.2674 | 2.2164 | 2.1666 | 2.1179 | 2.0702 | 2.0237 | 1.9782 | 1.9337 | 1.8902 | 1.8477 | 1.8062 | 1.7656 | 1.7259 | 1.6871 | 1.6492 | 1.6121 | 1.5758 | 1.5404 | 1.5058 | 1.4719 | 1.4388 | 1.4065 | 1.3749 | 1.344 | 1.3137 | 1.2842 | 1.2553 | 1.2271 | 1.1995 | 1.1725 | 1.1462 | 1.1204 | 1.0952 | 1.0706 | 1.0465 | 1.023 | 1 | 0 | 0 | 0 | 0
[7 empty] | PHydro_Capital | 15 | 46 | 2.8463 | 2.7823 | 2.7197 | 2.6586 | 2.5988 | 2.5404 | 2.4833 | 2.4274 | 2.3729 | 2.3195 | 2.2674 | 2.2164 | 2.1666 | 2.1179 | 2.0702 | 2.0237 | 1.9782 | 1.9337 | 1.8902 | 1.8477 | 1.8062 | 1.7656 | 1.7259 | 1.6871 | 1.6492 | 1.6121 | 1.5758 | 1.5404 | 1.5058 | 1.4719 | 1.4388 | 1.4065 | 1.3749 | 1.344 | 1.3137 | 1.2842 | 1.2553 | 1.2271 | 1.1995 | 1.1725 | 1.1462 | 1.1204 | 1.0952 | 1.0706 | 1.0465 | 1.023 | 1 | 0 | 0 | 0
[7 empty] | PHydro_Capital | 15 | 47 | 2.9118 | 2.8463 | 2.7823 | 2.7197 | 2.6586 | 2.5988 | 2.5404 | 2.4833 | 2.4274 | 2.3729 | 2.3195 | 2.2674 | 2.2164 | 2.1666 | 2.1179 | 2.0702 | 2.0237 | 1.9782 | 1.9337 | 1.8902 | 1.8477 | 1.8062 | 1.7656 | 1.7259 | 1.6871 | 1.6492 | 1.6121 | 1.5758 | 1.5404 | 1.5058 | 1.4719 | 1.4388 | 1.4065 | 1.3749 | 1.344 | 1.3137 | 1.2842 | 1.2553 | 1.2271 | 1.1995 | 1.1725 | 1.1462 | 1.1204 | 1.0952 | 1.0706 | 1.0465 | 1.023 | 1 | 0 | 0
[7 empty] | PHydro_Capital | 15 | 48 | 2.9787 | 2.9118 | 2.8463 | 2.7823 | 2.7197 | 2.6586 | 2.5988 | 2.5404 | 2.4833 | 2.4274 | 2.3729 | 2.3195 | 2.2674 | 2.2164 | 2.1666 | 2.1179 | 2.0702 | 2.0237 | 1.9782 | 1.9337 | 1.8902 | 1.8477 | 1.8062 | 1.7656 | 1.7259 | 1.6871 | 1.6492 | 1.6121 | 1.5758 | 1.5404 | 1.5058 | 1.4719 | 1.4388 | 1.4065 | 1.3749 | 1.344 | 1.3137 | 1.2842 | 1.2553 | 1.2271 | 1.1995 | 1.1725 | 1.1462 | 1.1204 | 1.0952 | 1.0706 | 1.0465 | 1.023 | 1 | 0
[7 empty] | PHydro_Capital | 15 | 49 | 3.0472 | 2.9787 | 2.9118 | 2.8463 | 2.7823 | 2.7197 | 2.6586 | 2.5988 | 2.5404 | 2.4833 | 2.4274 | 2.3729 | 2.3195 | 2.2674 | 2.2164 | 2.1666 | 2.1179 | 2.0702 | 2.0237 | 1.9782 | 1.9337 | 1.8902 | 1.8477 | 1.8062 | 1.7656 | 1.7259 | 1.6871 | 1.6492 | 1.6121 | 1.5758 | 1.5404 | 1.5058 | 1.4719 | 1.4388 | 1.4065 | 1.3749 | 1.344 | 1.3137 | 1.2842 | 1.2553 | 1.2271 | 1.1995 | 1.1725 | 1.1462 | 1.1204 | 1.0952 | 1.0706 | 1.0465 | 1.023 | 1
[7 empty] | SCCT_O&M | 16 | 0 | 1 | 0 | 0 | 0 | 0 | 0 | 0 | 0 | 0 | 0 | 0 | 0 | 0 | 0 | 0 | 0 | 0 | 0 | 0 | 0 | 0 | 0 | 0 | 0 | 0 | 0 | 0 | 0 | 0 | 0 | 0 | 0 | 0 | 0 | 0 | 0 | 0 | 0 | 0 | 0 | 0 | 0 | 0 | 0 | 0 | 0 | 0 | 0 | 0 | 0
[7 empty] | SCCT_O&M | 16 | 1 | 1.023 | 1 | 0 | 0 | 0 | 0 | 0 | 0 | 0 | 0 | 0 | 0 | 0 | 0 | 0 | 0 | 0 | 0 | 0 | 0 | 0 | 0 | 0 | 0 | 0 | 0 | 0 | 0 | 0 | 0 | 0 | 0 | 0 | 0 | 0 | 0 | 0 | 0 | 0 | 0 | 0 | 0 | 0 | 0 | 0 | 0 | 0 | 0 | 0 | 0
[7 empty] | SCCT_O&M | 16 | 2 | 1.0465 | 1.023 | 1 | 0 | 0 | 0 | 0 | 0 | 0 | 0 | 0 | 0 | 0 | 0 | 0 | 0 | 0 | 0 | 0 | 0 | 0 | 0 | 0 | 0 | 0 | 0 | 0 | 0 | 0 | 0 | 0 | 0 | 0 | 0 | 0 | 0 | 0 | 0 | 0 | 0 | 0 | 0 | 0 | 0 | 0 | 0 | 0 | 0 | 0 | 0
[7 empty] | SCCT_O&M | 16 | 3 | 1.0706 | 1.0465 | 1.023 | 1 | 0 | 0 | 0 | 0 | 0 | 0 | 0 | 0 | 0 | 0 | 0 | 0 | 0 | 0 | 0 | 0 | 0 | 0 | 0 | 0 | 0 | 0 | 0 | 0 | 0 | 0 | 0 | 0 | 0 | 0 | 0 | 0 | 0 | 0 | 0 | 0 | 0 | 0 | 0 | 0 | 0 | 0 | 0 | 0 | 0 | 0
[7 empty] | SCCT_O&M | 16 | 4 | 1.0952 | 1.0706 | 1.0465 | 1.023 | 1 | 0 | 0 | 0 | 0 | 0 | 0 | 0 | 0 | 0 | 0 | 0 | 0 | 0 | 0 | 0 | 0 | 0 | 0 | 0 | 0 | 0 | 0 | 0 | 0 | 0 | 0 | 0 | 0 | 0 | 0 | 0 | 0 | 0 | 0 | 0 | 0 | 0 | 0 | 0 | 0 | 0 | 0 | 0 | 0 | 0
[7 empty] | SCCT_O&M | 16 | 5 | 1.1204 | 1.0952 | 1.0706 | 1.0465 | 1.023 | 1 | 0 | 0 | 0 | 0 | 0 | 0 | 0 | 0 | 0 | 0 | 0 | 0 | 0 | 0 | 0 | 0 | 0 | 0 | 0 | 0 | 0 | 0 | 0 | 0 | 0 | 0 | 0 | 0 | 0 | 0 | 0 | 0 | 0 | 0 | 0 | 0 | 0 | 0 | 0 | 0 | 0 | 0 | 0 | 0
[7 empty] | SCCT_O&M | 16 | 6 | 1.1462 | 1.1204 | 1.0952 | 1.0706 | 1.0465 | 1.023 | 1 | 0 | 0 | 0 | 0 | 0 | 0 | 0 | 0 | 0 | 0 | 0 | 0 | 0 | 0 | 0 | 0 | 0 | 0 | 0 | 0 | 0 | 0 | 0 | 0 | 0 | 0 | 0 | 0 | 0 | 0 | 0 | 0 | 0 | 0 | 0 | 0 | 0 | 0 | 0 | 0 | 0 | 0 | 0
[7 empty] | SCCT_O&M | 16 | 7 | 1.1725 | 1.1462 | 1.1204 | 1.0952 | 1.0706 | 1.0465 | 1.023 | 1 | 0 | 0 | 0 | 0 | 0 | 0 | 0 | 0 | 0 | 0 | 0 | 0 | 0 | 0 | 0 | 0 | 0 | 0 | 0 | 0 | 0 | 0 | 0 | 0 | 0 | 0 | 0 | 0 | 0 | 0 | 0 | 0 | 0 | 0 | 0 | 0 | 0 | 0 | 0 | 0 | 0 | 0
[7 empty] | SCCT_O&M | 16 | 8 | 1.1995 | 1.1725 | 1.1462 | 1.1204 | 1.0952 | 1.0706 | 1.0465 | 1.023 | 1 | 0 | 0 | 0 | 0 | 0 | 0 | 0 | 0 | 0 | 0 | 0 | 0 | 0 | 0 | 0 | 0 | 0 | 0 | 0 | 0 | 0 | 0 | 0 | 0 | 0 | 0 | 0 | 0 | 0 | 0 | 0 | 0 | 0 | 0 | 0 | 0 | 0 | 0 | 0 | 0 | 0
[7 empty] | SCCT_O&M | 16 | 9 | 1.2271 | 1.1995 | 1.1725 | 1.1462 | 1.1204 | 1.0952 | 1.0706 | 1.0465 | 1.023 | 1 | 0 | 0 | 0 | 0 | 0 | 0 | 0 | 0 | 0 | 0 | 0 | 0 | 0 | 0 | 0 | 0 | 0 | 0 | 0 | 0 | 0 | 0 | 0 | 0 | 0 | 0 | 0 | 0 | 0 | 0 | 0 | 0 | 0 | 0 | 0 | 0 | 0 | 0 | 0 | 0
[7 empty] | SCCT_O&M | 16 | 10 | 1.2553 | 1.2271 | 1.1995 | 1.1725 | 1.1462 | 1.1204 | 1.0952 | 1.0706 | 1.0465 | 1.023 | 1 | 0 | 0 | 0 | 0 | 0 | 0 | 0 | 0 | 0 | 0 | 0 | 0 | 0 | 0 | 0 | 0 | 0 | 0 | 0 | 0 | 0 | 0 | 0 | 0 | 0 | 0 | 0 | 0 | 0 | 0 | 0 | 0 | 0 | 0 | 0 | 0 | 0 | 0 | 0
[7 empty] | SCCT_O&M | 16 | 11 | 1.2842 | 1.2553 | 1.2271 | 1.1995 | 1.1725 | 1.1462 | 1.1204 | 1.0952 | 1.0706 | 1.0465 | 1.023 | 1 | 0 | 0 | 0 | 0 | 0 | 0 | 0 | 0 | 0 | 0 | 0 | 0 | 0 | 0 | 0 | 0 | 0 | 0 | 0 | 0 | 0 | 0 | 0 | 0 | 0 | 0 | 0 | 0 | 0 | 0 | 0 | 0 | 0 | 0 | 0 | 0 | 0 | 0
[7 empty] | SCCT_O&M | 16 | 12 | 1.3137 | 1.2842 | 1.2553 | 1.2271 | 1.1995 | 1.1725 | 1.1462 | 1.1204 | 1.0952 | 1.0706 | 1.0465 | 1.023 | 1 | 0 | 0 | 0 | 0 | 0 | 0 | 0 | 0 | 0 | 0 | 0 | 0 | 0 | 0 | 0 | 0 | 0 | 0 | 0 | 0 | 0 | 0 | 0 | 0 | 0 | 0 | 0 | 0 | 0 | 0 | 0 | 0 | 0 | 0 | 0 | 0 | 0
[7 empty] | SCCT_O&M | 16 | 13 | 1.344 | 1.3137 | 1.2842 | 1.2553 | 1.2271 | 1.1995 | 1.1725 | 1.1462 | 1.1204 | 1.0952 | 1.0706 | 1.0465 | 1.023 | 1 | 0 | 0 | 0 | 0 | 0 | 0 | 0 | 0 | 0 | 0 | 0 | 0 | 0 | 0 | 0 | 0 | 0 | 0 | 0 | 0 | 0 | 0 | 0 | 0 | 0 | 0 | 0 | 0 | 0 | 0 | 0 | 0 | 0 | 0 | 0 | 0
[7 empty] | SCCT_O&M | 16 | 14 | 1.3749 | 1.344 | 1.3137 | 1.2842 | 1.2553 | 1.2271 | 1.1995 | 1.1725 | 1.1462 | 1.1204 | 1.0952 | 1.0706 | 1.0465 | 1.023 | 1 | 0 | 0 | 0 | 0 | 0 | 0 | 0 | 0 | 0 | 0 | 0 | 0 | 0 | 0 | 0 | 0 | 0 | 0 | 0 | 0 | 0 | 0 | 0 | 0 | 0 | 0 | 0 | 0 | 0 | 0 | 0 | 0 | 0 | 0 | 0
[7 empty] | SCCT_O&M | 16 | 15 | 1.4065 | 1.3749 | 1.344 | 1.3137 | 1.2842 | 1.2553 | 1.2271 | 1.1995 | 1.1725 | 1.1462 | 1.1204 | 1.0952 | 1.0706 | 1.0465 | 1.023 | 1 | 0 | 0 | 0 | 0 | 0 | 0 | 0 | 0 | 0 | 0 | 0 | 0 | 0 | 0 | 0 | 0 | 0 | 0 | 0 | 0 | 0 | 0 | 0 | 0 | 0 | 0 | 0 | 0 | 0 | 0 | 0 | 0 | 0 | 0
[7 empty] | SCCT_O&M | 16 | 16 | 1.4388 | 1.4065 | 1.3749 | 1.344 | 1.3137 | 1.2842 | 1.2553 | 1.2271 | 1.1995 | 1.1725 | 1.1462 | 1.1204 | 1.0952 | 1.0706 | 1.0465 | 1.023 | 1 | 0 | 0 | 0 | 0 | 0 | 0 | 0 | 0 | 0 | 0 | 0 | 0 | 0 | 0 | 0 | 0 | 0 | 0 | 0 | 0 | 0 | 0 | 0 | 0 | 0 | 0 | 0 | 0 | 0 | 0 | 0 | 0 | 0
[7 empty] | SCCT_O&M | 16 | 17 | 1.4719 | 1.4388 | 1.4065 | 1.3749 | 1.344 | 1.3137 | 1.2842 | 1.2553 | 1.2271 | 1.1995 | 1.1725 | 1.1462 | 1.1204 | 1.0952 | 1.0706 | 1.0465 | 1.023 | 1 | 0 | 0 | 0 | 0 | 0 | 0 | 0 | 0 | 0 | 0 | 0 | 0 | 0 | 0 | 0 | 0 | 0 | 0 | 0 | 0 | 0 | 0 | 0 | 0 | 0 | 0 | 0 | 0 | 0 | 0 | 0 | 0
[7 empty] | SCCT_O&M | 16 | 18 | 1.5058 | 1.4719 | 1.4388 | 1.4065 | 1.3749 | 1.344 | 1.3137 | 1.2842 | 1.2553 | 1.2271 | 1.1995 | 1.1725 | 1.1462 | 1.1204 | 1.0952 | 1.0706 | 1.0465 | 1.023 | 1 | 0 | 0 | 0 | 0 | 0 | 0 | 0 | 0 | 0 | 0 | 0 | 0 | 0 | 0 | 0 | 0 | 0 | 0 | 0 | 0 | 0 | 0 | 0 | 0 | 0 | 0 | 0 | 0 | 0 | 0 | 0
[7 empty] | SCCT_O&M | 16 | 19 | 1.5404 | 1.5058 | 1.4719 | 1.4388 | 1.4065 | 1.3749 | 1.344 | 1.3137 | 1.2842 | 1.2553 | 1.2271 | 1.1995 | 1.1725 | 1.1462 | 1.1204 | 1.0952 | 1.0706 | 1.0465 | 1.023 | 1 | 0 | 0 | 0 | 0 | 0 | 0 | 0 | 0 | 0 | 0 | 0 | 0 | 0 | 0 | 0 | 0 | 0 | 0 | 0 | 0 | 0 | 0 | 0 | 0 | 0 | 0 | 0 | 0 | 0 | 0
[7 empty] | SCCT_O&M | 16 | 20 | 1.5758 | 1.5404 | 1.5058 | 1.4719 | 1.4388 | 1.4065 | 1.3749 | 1.344 | 1.3137 | 1.2842 | 1.2553 | 1.2271 | 1.1995 | 1.1725 | 1.1462 | 1.1204 | 1.0952 | 1.0706 | 1.0465 | 1.023 | 1 | 0 | 0 | 0 | 0 | 0 | 0 | 0 | 0 | 0 | 0 | 0 | 0 | 0 | 0 | 0 | 0 | 0 | 0 | 0 | 0 | 0 | 0 | 0 | 0 | 0 | 0 | 0 | 0 | 0
[7 empty] | SCCT_O&M | 16 | 21 | 1.6121 | 1.5758 | 1.5404 | 1.5058 | 1.4719 | 1.4388 | 1.4065 | 1.3749 | 1.344 | 1.3137 | 1.2842 | 1.2553 | 1.2271 | 1.1995 | 1.1725 | 1.1462 | 1.1204 | 1.0952 | 1.0706 | 1.0465 | 1.023 | 1 | 0 | 0 | 0 | 0 | 0 | 0 | 0 | 0 | 0 | 0 | 0 | 0 | 0 | 0 | 0 | 0 | 0 | 0 | 0 | 0 | 0 | 0 | 0 | 0 | 0 | 0 | 0 | 0
[7 empty] | SCCT_O&M | 16 | 22 | 1.6492 | 1.6121 | 1.5758 | 1.5404 | 1.5058 | 1.4719 | 1.4388 | 1.4065 | 1.3749 | 1.344 | 1.3137 | 1.2842 | 1.2553 | 1.2271 | 1.1995 | 1.1725 | 1.1462 | 1.1204 | 1.0952 | 1.0706 | 1.0465 | 1.023 | 1 | 0 | 0 | 0 | 0 | 0 | 0 | 0 | 0 | 0 | 0 | 0 | 0 | 0 | 0 | 0 | 0 | 0 | 0 | 0 | 0 | 0 | 0 | 0 | 0 | 0 | 0 | 0
[7 empty] | SCCT_O&M | 16 | 23 | 1.6871 | 1.6492 | 1.6121 | 1.5758 | 1.5404 | 1.5058 | 1.4719 | 1.4388 | 1.4065 | 1.3749 | 1.344 | 1.3137 | 1.2842 | 1.2553 | 1.2271 | 1.1995 | 1.1725 | 1.1462 | 1.1204 | 1.0952 | 1.0706 | 1.0465 | 1.023 | 1 | 0 | 0 | 0 | 0 | 0 | 0 | 0 | 0 | 0 | 0 | 0 | 0 | 0 | 0 | 0 | 0 | 0 | 0 | 0 | 0 | 0 | 0 | 0 | 0 | 0 | 0
[7 empty] | SCCT_O&M | 16 | 24 | 1.7259 | 1.6871 | 1.6492 | 1.6121 | 1.5758 | 1.5404 | 1.5058 | 1.4719 | 1.4388 | 1.4065 | 1.3749 | 1.344 | 1.3137 | 1.2842 | 1.2553 | 1.2271 | 1.1995 | 1.1725 | 1.1462 | 1.1204 | 1.0952 | 1.0706 | 1.0465 | 1.023 | 1 | 0 | 0 | 0 | 0 | 0 | 0 | 0 | 0 | 0 | 0 | 0 | 0 | 0 | 0 | 0 | 0 | 0 | 0 | 0 | 0 | 0 | 0 | 0 | 0 | 0
[7 empty] | SCCT_O&M | 16 | 25 | 1.7656 | 1.7259 | 1.6871 | 1.6492 | 1.6121 | 1.5758 | 1.5404 | 1.5058 | 1.4719 | 1.4388 | 1.4065 | 1.3749 | 1.344 | 1.3137 | 1.2842 | 1.2553 | 1.2271 | 1.1995 | 1.1725 | 1.1462 | 1.1204 | 1.0952 | 1.0706 | 1.0465 | 1.023 | 1 | 0 | 0 | 0 | 0 | 0 | 0 | 0 | 0 | 0 | 0 | 0 | 0 | 0 | 0 | 0 | 0 | 0 | 0 | 0 | 0 | 0 | 0 | 0 | 0
[7 empty] | SCCT_O&M | 16 | 26 | 1.8062 | 1.7656 | 1.7259 | 1.6871 | 1.6492 | 1.6121 | 1.5758 | 1.5404 | 1.5058 | 1.4719 | 1.4388 | 1.4065 | 1.3749 | 1.344 | 1.3137 | 1.2842 | 1.2553 | 1.2271 | 1.1995 | 1.1725 | 1.1462 | 1.1204 | 1.0952 | 1.0706 | 1.0465 | 1.023 | 1 | 0 | 0 | 0 | 0 | 0 | 0 | 0 | 0 | 0 | 0 | 0 | 0 | 0 | 0 | 0 | 0 | 0 | 0 | 0 | 0 | 0 | 0 | 0
[7 empty] | SCCT_O&M | 16 | 27 | 1.8477 | 1.8062 | 1.7656 | 1.7259 | 1.6871 | 1.6492 | 1.6121 | 1.5758 | 1.5404 | 1.5058 | 1.4719 | 1.4388 | 1.4065 | 1.3749 | 1.344 | 1.3137 | 1.2842 | 1.2553 | 1.2271 | 1.1995 | 1.1725 | 1.1462 | 1.1204 | 1.0952 | 1.0706 | 1.0465 | 1.023 | 1 | 0 | 0 | 0 | 0 | 0 | 0 | 0 | 0 | 0 | 0 | 0 | 0 | 0 | 0 | 0 | 0 | 0 | 0 | 0 | 0 | 0 | 0
[7 empty] | SCCT_O&M | 16 | 28 | 1.8902 | 1.8477 | 1.8062 | 1.7656 | 1.7259 | 1.6871 | 1.6492 | 1.6121 | 1.5758 | 1.5404 | 1.5058 | 1.4719 | 1.4388 | 1.4065 | 1.3749 | 1.344 | 1.3137 | 1.2842 | 1.2553 | 1.2271 | 1.1995 | 1.1725 | 1.1462 | 1.1204 | 1.0952 | 1.0706 | 1.0465 | 1.023 | 1 | 0 | 0 | 0 | 0 | 0 | 0 | 0 | 0 | 0 | 0 | 0 | 0 | 0 | 0 | 0 | 0 | 0 | 0 | 0 | 0 | 0
[7 empty] | SCCT_O&M | 16 | 29 | 1.9337 | 1.8902 | 1.8477 | 1.8062 | 1.7656 | 1.7259 | 1.6871 | 1.6492 | 1.6121 | 1.5758 | 1.5404 | 1.5058 | 1.4719 | 1.4388 | 1.4065 | 1.3749 | 1.344 | 1.3137 | 1.2842 | 1.2553 | 1.2271 | 1.1995 | 1.1725 | 1.1462 | 1.1204 | 1.0952 | 1.0706 | 1.0465 | 1.023 | 1 | 0 | 0 | 0 | 0 | 0 | 0 | 0 | 0 | 0 | 0 | 0 | 0 | 0 | 0 | 0 | 0 | 0 | 0 | 0 | 0
[7 empty] | SCCT_O&M | 16 | 30 | 1.9782 | 1.9337 | 1.8902 | 1.8477 | 1.8062 | 1.7656 | 1.7259 | 1.6871 | 1.6492 | 1.6121 | 1.5758 | 1.5404 | 1.5058 | 1.4719 | 1.4388 | 1.4065 | 1.3749 | 1.344 | 1.3137 | 1.2842 | 1.2553 | 1.2271 | 1.1995 | 1.1725 | 1.1462 | 1.1204 | 1.0952 | 1.0706 | 1.0465 | 1.023 | 1 | 0 | 0 | 0 | 0 | 0 | 0 | 0 | 0 | 0 | 0 | 0 | 0 | 0 | 0 | 0 | 0 | 0 | 0 | 0
[7 empty] | SCCT_O&M | 16 | 31 | 2.0237 | 1.9782 | 1.9337 | 1.8902 | 1.8477 | 1.8062 | 1.7656 | 1.7259 | 1.6871 | 1.6492 | 1.6121 | 1.5758 | 1.5404 | 1.5058 | 1.4719 | 1.4388 | 1.4065 | 1.3749 | 1.344 | 1.3137 | 1.2842 | 1.2553 | 1.2271 | 1.1995 | 1.1725 | 1.1462 | 1.1204 | 1.0952 | 1.0706 | 1.0465 | 1.023 | 1 | 0 | 0 | 0 | 0 | 0 | 0 | 0 | 0 | 0 | 0 | 0 | 0 | 0 | 0 | 0 | 0 | 0 | 0
[7 empty] | SCCT_O&M | 16 | 32 | 2.0702 | 2.0237 | 1.9782 | 1.9337 | 1.8902 | 1.8477 | 1.8062 | 1.7656 | 1.7259 | 1.6871 | 1.6492 | 1.6121 | 1.5758 | 1.5404 | 1.5058 | 1.4719 | 1.4388 | 1.4065 | 1.3749 | 1.344 | 1.3137 | 1.2842 | 1.2553 | 1.2271 | 1.1995 | 1.1725 | 1.1462 | 1.1204 | 1.0952 | 1.0706 | 1.0465 | 1.023 | 1 | 0 | 0 | 0 | 0 | 0 | 0 | 0 | 0 | 0 | 0 | 0 | 0 | 0 | 0 | 0 | 0 | 0
[7 empty] | SCCT_O&M | 16 | 33 | 2.1179 | 2.0702 | 2.0237 | 1.9782 | 1.9337 | 1.8902 | 1.8477 | 1.8062 | 1.7656 | 1.7259 | 1.6871 | 1.6492 | 1.6121 | 1.5758 | 1.5404 | 1.5058 | 1.4719 | 1.4388 | 1.4065 | 1.3749 | 1.344 | 1.3137 | 1.2842 | 1.2553 | 1.2271 | 1.1995 | 1.1725 | 1.1462 | 1.1204 | 1.0952 | 1.0706 | 1.0465 | 1.023 | 1 | 0 | 0 | 0 | 0 | 0 | 0 | 0 | 0 | 0 | 0 | 0 | 0 | 0 | 0 | 0 | 0
[7 empty] | SCCT_O&M | 16 | 34 | 2.1666 | 2.1179 | 2.0702 | 2.0237 | 1.9782 | 1.9337 | 1.8902 | 1.8477 | 1.8062 | 1.7656 | 1.7259 | 1.6871 | 1.6492 | 1.6121 | 1.5758 | 1.5404 | 1.5058 | 1.4719 | 1.4388 | 1.4065 | 1.3749 | 1.344 | 1.3137 | 1.2842 | 1.2553 | 1.2271 | 1.1995 | 1.1725 | 1.1462 | 1.1204 | 1.0952 | 1.0706 | 1.0465 | 1.023 | 1 | 0 | 0 | 0 | 0 | 0 | 0 | 0 | 0 | 0 | 0 | 0 | 0 | 0 | 0 | 0
[7 empty] | SCCT_O&M | 16 | 35 | 2.2164 | 2.1666 | 2.1179 | 2.0702 | 2.0237 | 1.9782 | 1.9337 | 1.8902 | 1.8477 | 1.8062 | 1.7656 | 1.7259 | 1.6871 | 1.6492 | 1.6121 | 1.5758 | 1.5404 | 1.5058 | 1.4719 | 1.4388 | 1.4065 | 1.3749 | 1.344 | 1.3137 | 1.2842 | 1.2553 | 1.2271 | 1.1995 | 1.1725 | 1.1462 | 1.1204 | 1.0952 | 1.0706 | 1.0465 | 1.023 | 1 | 0 | 0 | 0 | 0 | 0 | 0 | 0 | 0 | 0 | 0 | 0 | 0 | 0 | 0
[7 empty] | SCCT_O&M | 16 | 36 | 2.2674 | 2.2164 | 2.1666 | 2.1179 | 2.0702 | 2.0237 | 1.9782 | 1.9337 | 1.8902 | 1.8477 | 1.8062 | 1.7656 | 1.7259 | 1.6871 | 1.6492 | 1.6121 | 1.5758 | 1.5404 | 1.5058 | 1.4719 | 1.4388 | 1.4065 | 1.3749 | 1.344 | 1.3137 | 1.2842 | 1.2553 | 1.2271 | 1.1995 | 1.1725 | 1.1462 | 1.1204 | 1.0952 | 1.0706 | 1.0465 | 1.023 | 1 | 0 | 0 | 0 | 0 | 0 | 0 | 0 | 0 | 0 | 0 | 0 | 0 | 0
[7 empty] | SCCT_O&M | 16 | 37 | 2.3195 | 2.2674 | 2.2164 | 2.1666 | 2.1179 | 2.0702 | 2.0237 | 1.9782 | 1.9337 | 1.8902 | 1.8477 | 1.8062 | 1.7656 | 1.7259 | 1.6871 | 1.6492 | 1.6121 | 1.5758 | 1.5404 | 1.5058 | 1.4719 | 1.4388 | 1.4065 | 1.3749 | 1.344 | 1.3137 | 1.2842 | 1.2553 | 1.2271 | 1.1995 | 1.1725 | 1.1462 | 1.1204 | 1.0952 | 1.0706 | 1.0465 | 1.023 | 1 | 0 | 0 | 0 | 0 | 0 | 0 | 0 | 0 | 0 | 0 | 0 | 0
[7 empty] | SCCT_O&M | 16 | 38 | 2.3729 | 2.3195 | 2.2674 | 2.2164 | 2.1666 | 2.1179 | 2.0702 | 2.0237 | 1.9782 | 1.9337 | 1.8902 | 1.8477 | 1.8062 | 1.7656 | 1.7259 | 1.6871 | 1.6492 | 1.6121 | 1.5758 | 1.5404 | 1.5058 | 1.4719 | 1.4388 | 1.4065 | 1.3749 | 1.344 | 1.3137 | 1.2842 | 1.2553 | 1.2271 | 1.1995 | 1.1725 | 1.1462 | 1.1204 | 1.0952 | 1.0706 | 1.0465 | 1.023 | 1 | 0 | 0 | 0 | 0 | 0 | 0 | 0 | 0 | 0 | 0 | 0
[7 empty] | SCCT_O&M | 16 | 39 | 2.4274 | 2.3729 | 2.3195 | 2.2674 | 2.2164 | 2.1666 | 2.1179 | 2.0702 | 2.0237 | 1.9782 | 1.9337 | 1.8902 | 1.8477 | 1.8062 | 1.7656 | 1.7259 | 1.6871 | 1.6492 | 1.6121 | 1.5758 | 1.5404 | 1.5058 | 1.4719 | 1.4388 | 1.4065 | 1.3749 | 1.344 | 1.3137 | 1.2842 | 1.2553 | 1.2271 | 1.1995 | 1.1725 | 1.1462 | 1.1204 | 1.0952 | 1.0706 | 1.0465 | 1.023 | 1 | 0 | 0 | 0 | 0 | 0 | 0 | 0 | 0 | 0 | 0
[7 empty] | SCCT_O&M | 16 | 40 | 2.4833 | 2.4274 | 2.3729 | 2.3195 | 2.2674 | 2.2164 | 2.1666 | 2.1179 | 2.0702 | 2.0237 | 1.9782 | 1.9337 | 1.8902 | 1.8477 | 1.8062 | 1.7656 | 1.7259 | 1.6871 | 1.6492 | 1.6121 | 1.5758 | 1.5404 | 1.5058 | 1.4719 | 1.4388 | 1.4065 | 1.3749 | 1.344 | 1.3137 | 1.2842 | 1.2553 | 1.2271 | 1.1995 | 1.1725 | 1.1462 | 1.1204 | 1.0952 | 1.0706 | 1.0465 | 1.023 | 1 | 0 | 0 | 0 | 0 | 0 | 0 | 0 | 0 | 0
[7 empty] | SCCT_O&M | 16 | 41 | 2.5404 | 2.4833 | 2.4274 | 2.3729 | 2.3195 | 2.2674 | 2.2164 | 2.1666 | 2.1179 | 2.0702 | 2.0237 | 1.9782 | 1.9337 | 1.8902 | 1.8477 | 1.8062 | 1.7656 | 1.7259 | 1.6871 | 1.6492 | 1.6121 | 1.5758 | 1.5404 | 1.5058 | 1.4719 | 1.4388 | 1.4065 | 1.3749 | 1.344 | 1.3137 | 1.2842 | 1.2553 | 1.2271 | 1.1995 | 1.1725 | 1.1462 | 1.1204 | 1.0952 | 1.0706 | 1.0465 | 1.023 | 1 | 0 | 0 | 0 | 0 | 0 | 0 | 0 | 0
[7 empty] | SCCT_O&M | 16 | 42 | 2.5988 | 2.5404 | 2.4833 | 2.4274 | 2.3729 | 2.3195 | 2.2674 | 2.2164 | 2.1666 | 2.1179 | 2.0702 | 2.0237 | 1.9782 | 1.9337 | 1.8902 | 1.8477 | 1.8062 | 1.7656 | 1.7259 | 1.6871 | 1.6492 | 1.6121 | 1.5758 | 1.5404 | 1.5058 | 1.4719 | 1.4388 | 1.4065 | 1.3749 | 1.344 | 1.3137 | 1.2842 | 1.2553 | 1.2271 | 1.1995 | 1.1725 | 1.1462 | 1.1204 | 1.0952 | 1.0706 | 1.0465 | 1.023 | 1 | 0 | 0 | 0 | 0 | 0 | 0 | 0
[7 empty] | SCCT_O&M | 16 | 43 | 2.6586 | 2.5988 | 2.5404 | 2.4833 | 2.4274 | 2.3729 | 2.3195 | 2.2674 | 2.2164 | 2.1666 | 2.1179 | 2.0702 | 2.0237 | 1.9782 | 1.9337 | 1.8902 | 1.8477 | 1.8062 | 1.7656 | 1.7259 | 1.6871 | 1.6492 | 1.6121 | 1.5758 | 1.5404 | 1.5058 | 1.4719 | 1.4388 | 1.4065 | 1.3749 | 1.344 | 1.3137 | 1.2842 | 1.2553 | 1.2271 | 1.1995 | 1.1725 | 1.1462 | 1.1204 | 1.0952 | 1.0706 | 1.0465 | 1.023 | 1 | 0 | 0 | 0 | 0 | 0 | 0
[7 empty] | SCCT_O&M | 16 | 44 | 2.7197 | 2.6586 | 2.5988 | 2.5404 | 2.4833 | 2.4274 | 2.3729 | 2.3195 | 2.2674 | 2.2164 | 2.1666 | 2.1179 | 2.0702 | 2.0237 | 1.9782 | 1.9337 | 1.8902 | 1.8477 | 1.8062 | 1.7656 | 1.7259 | 1.6871 | 1.6492 | 1.6121 | 1.5758 | 1.5404 | 1.5058 | 1.4719 | 1.4388 | 1.4065 | 1.3749 | 1.344 | 1.3137 | 1.2842 | 1.2553 | 1.2271 | 1.1995 | 1.1725 | 1.1462 | 1.1204 | 1.0952 | 1.0706 | 1.0465 | 1.023 | 1 | 0 | 0 | 0 | 0 | 0
[7 empty] | SCCT_O&M | 16 | 45 | 2.7823 | 2.7197 | 2.6586 | 2.5988 | 2.5404 | 2.4833 | 2.4274 | 2.3729 | 2.3195 | 2.2674 | 2.2164 | 2.1666 | 2.1179 | 2.0702 | 2.0237 | 1.9782 | 1.9337 | 1.8902 | 1.8477 | 1.8062 | 1.7656 | 1.7259 | 1.6871 | 1.6492 | 1.6121 | 1.5758 | 1.5404 | 1.5058 | 1.4719 | 1.4388 | 1.4065 | 1.3749 | 1.344 | 1.3137 | 1.2842 | 1.2553 | 1.2271 | 1.1995 | 1.1725 | 1.1462 | 1.1204 | 1.0952 | 1.0706 | 1.0465 | 1.023 | 1 | 0 | 0 | 0 | 0
[7 empty] | SCCT_O&M | 16 | 46 | 2.8463 | 2.7823 | 2.7197 | 2.6586 | 2.5988 | 2.5404 | 2.4833 | 2.4274 | 2.3729 | 2.3195 | 2.2674 | 2.2164 | 2.1666 | 2.1179 | 2.0702 | 2.0237 | 1.9782 | 1.9337 | 1.8902 | 1.8477 | 1.8062 | 1.7656 | 1.7259 | 1.6871 | 1.6492 | 1.6121 | 1.5758 | 1.5404 | 1.5058 | 1.4719 | 1.4388 | 1.4065 | 1.3749 | 1.344 | 1.3137 | 1.2842 | 1.2553 | 1.2271 | 1.1995 | 1.1725 | 1.1462 | 1.1204 | 1.0952 | 1.0706 | 1.0465 | 1.023 | 1 | 0 | 0 | 0
[7 empty] | SCCT_O&M | 16 | 47 | 2.9118 | 2.8463 | 2.7823 | 2.7197 | 2.6586 | 2.5988 | 2.5404 | 2.4833 | 2.4274 | 2.3729 | 2.3195 | 2.2674 | 2.2164 | 2.1666 | 2.1179 | 2.0702 | 2.0237 | 1.9782 | 1.9337 | 1.8902 | 1.8477 | 1.8062 | 1.7656 | 1.7259 | 1.6871 | 1.6492 | 1.6121 | 1.5758 | 1.5404 | 1.5058 | 1.4719 | 1.4388 | 1.4065 | 1.3749 | 1.344 | 1.3137 | 1.2842 | 1.2553 | 1.2271 | 1.1995 | 1.1725 | 1.1462 | 1.1204 | 1.0952 | 1.0706 | 1.0465 | 1.023 | 1 | 0 | 0
[7 empty] | SCCT_O&M | 16 | 48 | 2.9787 | 2.9118 | 2.8463 | 2.7823 | 2.7197 | 2.6586 | 2.5988 | 2.5404 | 2.4833 | 2.4274 | 2.3729 | 2.3195 | 2.2674 | 2.2164 | 2.1666 | 2.1179 | 2.0702 | 2.0237 | 1.9782 | 1.9337 | 1.8902 | 1.8477 | 1.8062 | 1.7656 | 1.7259 | 1.6871 | 1.6492 | 1.6121 | 1.5758 | 1.5404 | 1.5058 | 1.4719 | 1.4388 | 1.4065 | 1.3749 | 1.344 | 1.3137 | 1.2842 | 1.2553 | 1.2271 | 1.1995 | 1.1725 | 1.1462 | 1.1204 | 1.0952 | 1.0706 | 1.0465 | 1.023 | 1 | 0
[7 empty] | SCCT_O&M | 16 | 49 | 3.0472 | 2.9787 | 2.9118 | 2.8463 | 2.7823 | 2.7197 | 2.6586 | 2.5988 | 2.5404 | 2.4833 | 2.4274 | 2.3729 | 2.3195 | 2.2674 | 2.2164 | 2.1666 | 2.1179 | 2.0702 | 2.0237 | 1.9782 | 1.9337 | 1.8902 | 1.8477 | 1.8062 | 1.7656 | 1.7259 | 1.6871 | 1.6492 | 1.6121 | 1.5758 | 1.5404 | 1.5058 | 1.4719 | 1.4388 | 1.4065 | 1.3749 | 1.344 | 1.3137 | 1.2842 | 1.2553 | 1.2271 | 1.1995 | 1.1725 | 1.1462 | 1.1204 | 1.0952 | 1.0706 | 1.0465 | 1.023 | 1
[7 empty] | NGCC_O&M | 17 | 0 | 1 | 0 | 0 | 0 | 0 | 0 | 0 | 0 | 0 | 0 | 0 | 0 | 0 | 0 | 0 | 0 | 0 | 0 | 0 | 0 | 0 | 0 | 0 | 0 | 0 | 0 | 0 | 0 | 0 | 0 | 0 | 0 | 0 | 0 | 0 | 0 | 0 | 0 | 0 | 0 | 0 | 0 | 0 | 0 | 0 | 0 | 0 | 0 | 0 | 0
[7 empty] | NGCC_O&M | 17 | 1 | 1.023 | 1 | 0 | 0 | 0 | 0 | 0 | 0 | 0 | 0 | 0 | 0 | 0 | 0 | 0 | 0 | 0 | 0 | 0 | 0 | 0 | 0 | 0 | 0 | 0 | 0 | 0 | 0 | 0 | 0 | 0 | 0 | 0 | 0 | 0 | 0 | 0 | 0 | 0 | 0 | 0 | 0 | 0 | 0 | 0 | 0 | 0 | 0 | 0 | 0
[7 empty] | NGCC_O&M | 17 | 2 | 1.0465 | 1.023 | 1 | 0 | 0 | 0 | 0 | 0 | 0 | 0 | 0 | 0 | 0 | 0 | 0 | 0 | 0 | 0 | 0 | 0 | 0 | 0 | 0 | 0 | 0 | 0 | 0 | 0 | 0 | 0 | 0 | 0 | 0 | 0 | 0 | 0 | 0 | 0 | 0 | 0 | 0 | 0 | 0 | 0 | 0 | 0 | 0 | 0 | 0 | 0
[7 empty] | NGCC_O&M | 17 | 3 | 1.0706 | 1.0465 | 1.023 | 1 | 0 | 0 | 0 | 0 | 0 | 0 | 0 | 0 | 0 | 0 | 0 | 0 | 0 | 0 | 0 | 0 | 0 | 0 | 0 | 0 | 0 | 0 | 0 | 0 | 0 | 0 | 0 | 0 | 0 | 0 | 0 | 0 | 0 | 0 | 0 | 0 | 0 | 0 | 0 | 0 | 0 | 0 | 0 | 0 | 0 | 0
[7 empty] | NGCC_O&M | 17 | 4 | 1.0952 | 1.0706 | 1.0465 | 1.023 | 1 | 0 | 0 | 0 | 0 | 0 | 0 | 0 | 0 | 0 | 0 | 0 | 0 | 0 | 0 | 0 | 0 | 0 | 0 | 0 | 0 | 0 | 0 | 0 | 0 | 0 | 0 | 0 | 0 | 0 | 0 | 0 | 0 | 0 | 0 | 0 | 0 | 0 | 0 | 0 | 0 | 0 | 0 | 0 | 0 | 0
[7 empty] | NGCC_O&M | 17 | 5 | 1.1204 | 1.0952 | 1.0706 | 1.0465 | 1.023 | 1 | 0 | 0 | 0 | 0 | 0 | 0 | 0 | 0 | 0 | 0 | 0 | 0 | 0 | 0 | 0 | 0 | 0 | 0 | 0 | 0 | 0 | 0 | 0 | 0 | 0 | 0 | 0 | 0 | 0 | 0 | 0 | 0 | 0 | 0 | 0 | 0 | 0 | 0 | 0 | 0 | 0 | 0 | 0 | 0
[7 empty] | NGCC_O&M | 17 | 6 | 1.1462 | 1.1204 | 1.0952 | 1.0706 | 1.0465 | 1.023 | 1 | 0 | 0 | 0 | 0 | 0 | 0 | 0 | 0 | 0 | 0 | 0 | 0 | 0 | 0 | 0 | 0 | 0 | 0 | 0 | 0 | 0 | 0 | 0 | 0 | 0 | 0 | 0 | 0 | 0 | 0 | 0 | 0 | 0 | 0 | 0 | 0 | 0 | 0 | 0 | 0 | 0 | 0 | 0
[7 empty] | NGCC_O&M | 17 | 7 | 1.1725 | 1.1462 | 1.1204 | 1.0952 | 1.0706 | 1.0465 | 1.023 | 1 | 0 | 0 | 0 | 0 | 0 | 0 | 0 | 0 | 0 | 0 | 0 | 0 | 0 | 0 | 0 | 0 | 0 | 0 | 0 | 0 | 0 | 0 | 0 | 0 | 0 | 0 | 0 | 0 | 0 | 0 | 0 | 0 | 0 | 0 | 0 | 0 | 0 | 0 | 0 | 0 | 0 | 0
[7 empty] | NGCC_O&M | 17 | 8 | 1.1995 | 1.1725 | 1.1462 | 1.1204 | 1.0952 | 1.0706 | 1.0465 | 1.023 | 1 | 0 | 0 | 0 | 0 | 0 | 0 | 0 | 0 | 0 | 0 | 0 | 0 | 0 | 0 | 0 | 0 | 0 | 0 | 0 | 0 | 0 | 0 | 0 | 0 | 0 | 0 | 0 | 0 | 0 | 0 | 0 | 0 | 0 | 0 | 0 | 0 | 0 | 0 | 0 | 0 | 0
[7 empty] | NGCC_O&M | 17 | 9 | 1.2271 | 1.1995 | 1.1725 | 1.1462 | 1.1204 | 1.0952 | 1.0706 | 1.0465 | 1.023 | 1 | 0 | 0 | 0 | 0 | 0 | 0 | 0 | 0 | 0 | 0 | 0 | 0 | 0 | 0 | 0 | 0 | 0 | 0 | 0 | 0 | 0 | 0 | 0 | 0 | 0 | 0 | 0 | 0 | 0 | 0 | 0 | 0 | 0 | 0 | 0 | 0 | 0 | 0 | 0 | 0
[7 empty] | NGCC_O&M | 17 | 10 | 1.2553 | 1.2271 | 1.1995 | 1.1725 | 1.1462 | 1.1204 | 1.0952 | 1.0706 | 1.0465 | 1.023 | 1 | 0 | 0 | 0 | 0 | 0 | 0 | 0 | 0 | 0 | 0 | 0 | 0 | 0 | 0 | 0 | 0 | 0 | 0 | 0 | 0 | 0 | 0 | 0 | 0 | 0 | 0 | 0 | 0 | 0 | 0 | 0 | 0 | 0 | 0 | 0 | 0 | 0 | 0 | 0
[7 empty] | NGCC_O&M | 17 | 11 | 1.2842 | 1.2553 | 1.2271 | 1.1995 | 1.1725 | 1.1462 | 1.1204 | 1.0952 | 1.0706 | 1.0465 | 1.023 | 1 | 0 | 0 | 0 | 0 | 0 | 0 | 0 | 0 | 0 | 0 | 0 | 0 | 0 | 0 | 0 | 0 | 0 | 0 | 0 | 0 | 0 | 0 | 0 | 0 | 0 | 0 | 0 | 0 | 0 | 0 | 0 | 0 | 0 | 0 | 0 | 0 | 0 | 0
[7 empty] | NGCC_O&M | 17 | 12 | 1.3137 | 1.2842 | 1.2553 | 1.2271 | 1.1995 | 1.1725 | 1.1462 | 1.1204 | 1.0952 | 1.0706 | 1.0465 | 1.023 | 1 | 0 | 0 | 0 | 0 | 0 | 0 | 0 | 0 | 0 | 0 | 0 | 0 | 0 | 0 | 0 | 0 | 0 | 0 | 0 | 0 | 0 | 0 | 0 | 0 | 0 | 0 | 0 | 0 | 0 | 0 | 0 | 0 | 0 | 0 | 0 | 0 | 0
[7 empty] | NGCC_O&M | 17 | 13 | 1.344 | 1.3137 | 1.2842 | 1.2553 | 1.2271 | 1.1995 | 1.1725 | 1.1462 | 1.1204 | 1.0952 | 1.0706 | 1.0465 | 1.023 | 1 | 0 | 0 | 0 | 0 | 0 | 0 | 0 | 0 | 0 | 0 | 0 | 0 | 0 | 0 | 0 | 0 | 0 | 0 | 0 | 0 | 0 | 0 | 0 | 0 | 0 | 0 | 0 | 0 | 0 | 0 | 0 | 0 | 0 | 0 | 0 | 0
[7 empty] | NGCC_O&M | 17 | 14 | 1.3749 | 1.344 | 1.3137 | 1.2842 | 1.2553 | 1.2271 | 1.1995 | 1.1725 | 1.1462 | 1.1204 | 1.0952 | 1.0706 | 1.0465 | 1.023 | 1 | 0 | 0 | 0 | 0 | 0 | 0 | 0 | 0 | 0 | 0 | 0 | 0 | 0 | 0 | 0 | 0 | 0 | 0 | 0 | 0 | 0 | 0 | 0 | 0 | 0 | 0 | 0 | 0 | 0 | 0 | 0 | 0 | 0 | 0 | 0
[7 empty] | NGCC_O&M | 17 | 15 | 1.4065 | 1.3749 | 1.344 | 1.3137 | 1.2842 | 1.2553 | 1.2271 | 1.1995 | 1.1725 | 1.1462 | 1.1204 | 1.0952 | 1.0706 | 1.0465 | 1.023 | 1 | 0 | 0 | 0 | 0 | 0 | 0 | 0 | 0 | 0 | 0 | 0 | 0 | 0 | 0 | 0 | 0 | 0 | 0 | 0 | 0 | 0 | 0 | 0 | 0 | 0 | 0 | 0 | 0 | 0 | 0 | 0 | 0 | 0 | 0
[7 empty] | NGCC_O&M | 17 | 16 | 1.4388 | 1.4065 | 1.3749 | 1.344 | 1.3137 | 1.2842 | 1.2553 | 1.2271 | 1.1995 | 1.1725 | 1.1462 | 1.1204 | 1.0952 | 1.0706 | 1.0465 | 1.023 | 1 | 0 | 0 | 0 | 0 | 0 | 0 | 0 | 0 | 0 | 0 | 0 | 0 | 0 | 0 | 0 | 0 | 0 | 0 | 0 | 0 | 0 | 0 | 0 | 0 | 0 | 0 | 0 | 0 | 0 | 0 | 0 | 0 | 0
[7 empty] | NGCC_O&M | 17 | 17 | 1.4719 | 1.4388 | 1.4065 | 1.3749 | 1.344 | 1.3137 | 1.2842 | 1.2553 | 1.2271 | 1.1995 | 1.1725 | 1.1462 | 1.1204 | 1.0952 | 1.0706 | 1.0465 | 1.023 | 1 | 0 | 0 | 0 | 0 | 0 | 0 | 0 | 0 | 0 | 0 | 0 | 0 | 0 | 0 | 0 | 0 | 0 | 0 | 0 | 0 | 0 | 0 | 0 | 0 | 0 | 0 | 0 | 0 | 0 | 0 | 0 | 0
[7 empty] | NGCC_O&M | 17 | 18 | 1.5058 | 1.4719 | 1.4388 | 1.4065 | 1.3749 | 1.344 | 1.3137 | 1.2842 | 1.2553 | 1.2271 | 1.1995 | 1.1725 | 1.1462 | 1.1204 | 1.0952 | 1.0706 | 1.0465 | 1.023 | 1 | 0 | 0 | 0 | 0 | 0 | 0 | 0 | 0 | 0 | 0 | 0 | 0 | 0 | 0 | 0 | 0 | 0 | 0 | 0 | 0 | 0 | 0 | 0 | 0 | 0 | 0 | 0 | 0 | 0 | 0 | 0
[7 empty] | NGCC_O&M | 17 | 19 | 1.5404 | 1.5058 | 1.4719 | 1.4388 | 1.4065 | 1.3749 | 1.344 | 1.3137 | 1.2842 | 1.2553 | 1.2271 | 1.1995 | 1.1725 | 1.1462 | 1.1204 | 1.0952 | 1.0706 | 1.0465 | 1.023 | 1 | 0 | 0 | 0 | 0 | 0 | 0 | 0 | 0 | 0 | 0 | 0 | 0 | 0 | 0 | 0 | 0 | 0 | 0 | 0 | 0 | 0 | 0 | 0 | 0 | 0 | 0 | 0 | 0 | 0 | 0
[7 empty] | NGCC_O&M | 17 | 20 | 1.5758 | 1.5404 | 1.5058 | 1.4719 | 1.4388 | 1.4065 | 1.3749 | 1.344 | 1.3137 | 1.2842 | 1.2553 | 1.2271 | 1.1995 | 1.1725 | 1.1462 | 1.1204 | 1.0952 | 1.0706 | 1.0465 | 1.023 | 1 | 0 | 0 | 0 | 0 | 0 | 0 | 0 | 0 | 0 | 0 | 0 | 0 | 0 | 0 | 0 | 0 | 0 | 0 | 0 | 0 | 0 | 0 | 0 | 0 | 0 | 0 | 0 | 0 | 0
[7 empty] | NGCC_O&M | 17 | 21 | 1.6121 | 1.5758 | 1.5404 | 1.5058 | 1.4719 | 1.4388 | 1.4065 | 1.3749 | 1.344 | 1.3137 | 1.2842 | 1.2553 | 1.2271 | 1.1995 | 1.1725 | 1.1462 | 1.1204 | 1.0952 | 1.0706 | 1.0465 | 1.023 | 1 | 0 | 0 | 0 | 0 | 0 | 0 | 0 | 0 | 0 | 0 | 0 | 0 | 0 | 0 | 0 | 0 | 0 | 0 | 0 | 0 | 0 | 0 | 0 | 0 | 0 | 0 | 0 | 0
[7 empty] | NGCC_O&M | 17 | 22 | 1.6492 | 1.6121 | 1.5758 | 1.5404 | 1.5058 | 1.4719 | 1.4388 | 1.4065 | 1.3749 | 1.344 | 1.3137 | 1.2842 | 1.2553 | 1.2271 | 1.1995 | 1.1725 | 1.1462 | 1.1204 | 1.0952 | 1.0706 | 1.0465 | 1.023 | 1 | 0 | 0 | 0 | 0 | 0 | 0 | 0 | 0 | 0 | 0 | 0 | 0 | 0 | 0 | 0 | 0 | 0 | 0 | 0 | 0 | 0 | 0 | 0 | 0 | 0 | 0 | 0
[7 empty] | NGCC_O&M | 17 | 23 | 1.6871 | 1.6492 | 1.6121 | 1.5758 | 1.5404 | 1.5058 | 1.4719 | 1.4388 | 1.4065 | 1.3749 | 1.344 | 1.3137 | 1.2842 | 1.2553 | 1.2271 | 1.1995 | 1.1725 | 1.1462 | 1.1204 | 1.0952 | 1.0706 | 1.0465 | 1.023 | 1 | 0 | 0 | 0 | 0 | 0 | 0 | 0 | 0 | 0 | 0 | 0 | 0 | 0 | 0 | 0 | 0 | 0 | 0 | 0 | 0 | 0 | 0 | 0 | 0 | 0 | 0
[7 empty] | NGCC_O&M | 17 | 24 | 1.7259 | 1.6871 | 1.6492 | 1.6121 | 1.5758 | 1.5404 | 1.5058 | 1.4719 | 1.4388 | 1.4065 | 1.3749 | 1.344 | 1.3137 | 1.2842 | 1.2553 | 1.2271 | 1.1995 | 1.1725 | 1.1462 | 1.1204 | 1.0952 | 1.0706 | 1.0465 | 1.023 | 1 | 0 | 0 | 0 | 0 | 0 | 0 | 0 | 0 | 0 | 0 | 0 | 0 | 0 | 0 | 0 | 0 | 0 | 0 | 0 | 0 | 0 | 0 | 0 | 0 | 0
[7 empty] | NGCC_O&M | 17 | 25 | 1.7656 | 1.7259 | 1.6871 | 1.6492 | 1.6121 | 1.5758 | 1.5404 | 1.5058 | 1.4719 | 1.4388 | 1.4065 | 1.3749 | 1.344 | 1.3137 | 1.2842 | 1.2553 | 1.2271 | 1.1995 | 1.1725 | 1.1462 | 1.1204 | 1.0952 | 1.0706 | 1.0465 | 1.023 | 1 | 0 | 0 | 0 | 0 | 0 | 0 | 0 | 0 | 0 | 0 | 0 | 0 | 0 | 0 | 0 | 0 | 0 | 0 | 0 | 0 | 0 | 0 | 0 | 0
[7 empty] | NGCC_O&M | 17 | 26 | 1.8062 | 1.7656 | 1.7259 | 1.6871 | 1.6492 | 1.6121 | 1.5758 | 1.5404 | 1.5058 | 1.4719 | 1.4388 | 1.4065 | 1.3749 | 1.344 | 1.3137 | 1.2842 | 1.2553 | 1.2271 | 1.1995 | 1.1725 | 1.1462 | 1.1204 | 1.0952 | 1.0706 | 1.0465 | 1.023 | 1 | 0 | 0 | 0 | 0 | 0 | 0 | 0 | 0 | 0 | 0 | 0 | 0 | 0 | 0 | 0 | 0 | 0 | 0 | 0 | 0 | 0 | 0 | 0
[7 empty] | NGCC_O&M | 17 | 27 | 1.8477 | 1.8062 | 1.7656 | 1.7259 | 1.6871 | 1.6492 | 1.6121 | 1.5758 | 1.5404 | 1.5058 | 1.4719 | 1.4388 | 1.4065 | 1.3749 | 1.344 | 1.3137 | 1.2842 | 1.2553 | 1.2271 | 1.1995 | 1.1725 | 1.1462 | 1.1204 | 1.0952 | 1.0706 | 1.0465 | 1.023 | 1 | 0 | 0 | 0 | 0 | 0 | 0 | 0 | 0 | 0 | 0 | 0 | 0 | 0 | 0 | 0 | 0 | 0 | 0 | 0 | 0 | 0 | 0
[7 empty] | NGCC_O&M | 17 | 28 | 1.8902 | 1.8477 | 1.8062 | 1.7656 | 1.7259 | 1.6871 | 1.6492 | 1.6121 | 1.5758 | 1.5404 | 1.5058 | 1.4719 | 1.4388 | 1.4065 | 1.3749 | 1.344 | 1.3137 | 1.2842 | 1.2553 | 1.2271 | 1.1995 | 1.1725 | 1.1462 | 1.1204 | 1.0952 | 1.0706 | 1.0465 | 1.023 | 1 | 0 | 0 | 0 | 0 | 0 | 0 | 0 | 0 | 0 | 0 | 0 | 0 | 0 | 0 | 0 | 0 | 0 | 0 | 0 | 0 | 0
[7 empty] | NGCC_O&M | 17 | 29 | 1.9337 | 1.8902 | 1.8477 | 1.8062 | 1.7656 | 1.7259 | 1.6871 | 1.6492 | 1.6121 | 1.5758 | 1.5404 | 1.5058 | 1.4719 | 1.4388 | 1.4065 | 1.3749 | 1.344 | 1.3137 | 1.2842 | 1.2553 | 1.2271 | 1.1995 | 1.1725 | 1.1462 | 1.1204 | 1.0952 | 1.0706 | 1.0465 | 1.023 | 1 | 0 | 0 | 0 | 0 | 0 | 0 | 0 | 0 | 0 | 0 | 0 | 0 | 0 | 0 | 0 | 0 | 0 | 0 | 0 | 0
[7 empty] | NGCC_O&M | 17 | 30 | 1.9782 | 1.9337 | 1.8902 | 1.8477 | 1.8062 | 1.7656 | 1.7259 | 1.6871 | 1.6492 | 1.6121 | 1.5758 | 1.5404 | 1.5058 | 1.4719 | 1.4388 | 1.4065 | 1.3749 | 1.344 | 1.3137 | 1.2842 | 1.2553 | 1.2271 | 1.1995 | 1.1725 | 1.1462 | 1.1204 | 1.0952 | 1.0706 | 1.0465 | 1.023 | 1 | 0 | 0 | 0 | 0 | 0 | 0 | 0 | 0 | 0 | 0 | 0 | 0 | 0 | 0 | 0 | 0 | 0 | 0 | 0
[7 empty] | NGCC_O&M | 17 | 31 | 2.0237 | 1.9782 | 1.9337 | 1.8902 | 1.8477 | 1.8062 | 1.7656 | 1.7259 | 1.6871 | 1.6492 | 1.6121 | 1.5758 | 1.5404 | 1.5058 | 1.4719 | 1.4388 | 1.4065 | 1.3749 | 1.344 | 1.3137 | 1.2842 | 1.2553 | 1.2271 | 1.1995 | 1.1725 | 1.1462 | 1.1204 | 1.0952 | 1.0706 | 1.0465 | 1.023 | 1 | 0 | 0 | 0 | 0 | 0 | 0 | 0 | 0 | 0 | 0 | 0 | 0 | 0 | 0 | 0 | 0 | 0 | 0
[7 empty] | NGCC_O&M | 17 | 32 | 2.0702 | 2.0237 | 1.9782 | 1.9337 | 1.8902 | 1.8477 | 1.8062 | 1.7656 | 1.7259 | 1.6871 | 1.6492 | 1.6121 | 1.5758 | 1.5404 | 1.5058 | 1.4719 | 1.4388 | 1.4065 | 1.3749 | 1.344 | 1.3137 | 1.2842 | 1.2553 | 1.2271 | 1.1995 | 1.1725 | 1.1462 | 1.1204 | 1.0952 | 1.0706 | 1.0465 | 1.023 | 1 | 0 | 0 | 0 | 0 | 0 | 0 | 0 | 0 | 0 | 0 | 0 | 0 | 0 | 0 | 0 | 0 | 0
[7 empty] | NGCC_O&M | 17 | 33 | 2.1179 | 2.0702 | 2.0237 | 1.9782 | 1.9337 | 1.8902 | 1.8477 | 1.8062 | 1.7656 | 1.7259 | 1.6871 | 1.6492 | 1.6121 | 1.5758 | 1.5404 | 1.5058 | 1.4719 | 1.4388 | 1.4065 | 1.3749 | 1.344 | 1.3137 | 1.2842 | 1.2553 | 1.2271 | 1.1995 | 1.1725 | 1.1462 | 1.1204 | 1.0952 | 1.0706 | 1.0465 | 1.023 | 1 | 0 | 0 | 0 | 0 | 0 | 0 | 0 | 0 | 0 | 0 | 0 | 0 | 0 | 0 | 0 | 0
[7 empty] | NGCC_O&M | 17 | 34 | 2.1666 | 2.1179 | 2.0702 | 2.0237 | 1.9782 | 1.9337 | 1.8902 | 1.8477 | 1.8062 | 1.7656 | 1.7259 | 1.6871 | 1.6492 | 1.6121 | 1.5758 | 1.5404 | 1.5058 | 1.4719 | 1.4388 | 1.4065 | 1.3749 | 1.344 | 1.3137 | 1.2842 | 1.2553 | 1.2271 | 1.1995 | 1.1725 | 1.1462 | 1.1204 | 1.0952 | 1.0706 | 1.0465 | 1.023 | 1 | 0 | 0 | 0 | 0 | 0 | 0 | 0 | 0 | 0 | 0 | 0 | 0 | 0 | 0 | 0
[7 empty] | NGCC_O&M | 17 | 35 | 2.2164 | 2.1666 | 2.1179 | 2.0702 | 2.0237 | 1.9782 | 1.9337 | 1.8902 | 1.8477 | 1.8062 | 1.7656 | 1.7259 | 1.6871 | 1.6492 | 1.6121 | 1.5758 | 1.5404 | 1.5058 | 1.4719 | 1.4388 | 1.4065 | 1.3749 | 1.344 | 1.3137 | 1.2842 | 1.2553 | 1.2271 | 1.1995 | 1.1725 | 1.1462 | 1.1204 | 1.0952 | 1.0706 | 1.0465 | 1.023 | 1 | 0 | 0 | 0 | 0 | 0 | 0 | 0 | 0 | 0 | 0 | 0 | 0 | 0 | 0
[7 empty] | NGCC_O&M | 17 | 36 | 2.2674 | 2.2164 | 2.1666 | 2.1179 | 2.0702 | 2.0237 | 1.9782 | 1.9337 | 1.8902 | 1.8477 | 1.8062 | 1.7656 | 1.7259 | 1.6871 | 1.6492 | 1.6121 | 1.5758 | 1.5404 | 1.5058 | 1.4719 | 1.4388 | 1.4065 | 1.3749 | 1.344 | 1.3137 | 1.2842 | 1.2553 | 1.2271 | 1.1995 | 1.1725 | 1.1462 | 1.1204 | 1.0952 | 1.0706 | 1.0465 | 1.023 | 1 | 0 | 0 | 0 | 0 | 0 | 0 | 0 | 0 | 0 | 0 | 0 | 0 | 0
[7 empty] | NGCC_O&M | 17 | 37 | 2.3195 | 2.2674 | 2.2164 | 2.1666 | 2.1179 | 2.0702 | 2.0237 | 1.9782 | 1.9337 | 1.8902 | 1.8477 | 1.8062 | 1.7656 | 1.7259 | 1.6871 | 1.6492 | 1.6121 | 1.5758 | 1.5404 | 1.5058 | 1.4719 | 1.4388 | 1.4065 | 1.3749 | 1.344 | 1.3137 | 1.2842 | 1.2553 | 1.2271 | 1.1995 | 1.1725 | 1.1462 | 1.1204 | 1.0952 | 1.0706 | 1.0465 | 1.023 | 1 | 0 | 0 | 0 | 0 | 0 | 0 | 0 | 0 | 0 | 0 | 0 | 0
[7 empty] | NGCC_O&M | 17 | 38 | 2.3729 | 2.3195 | 2.2674 | 2.2164 | 2.1666 | 2.1179 | 2.0702 | 2.0237 | 1.9782 | 1.9337 | 1.8902 | 1.8477 | 1.8062 | 1.7656 | 1.7259 | 1.6871 | 1.6492 | 1.6121 | 1.5758 | 1.5404 | 1.5058 | 1.4719 | 1.4388 | 1.4065 | 1.3749 | 1.344 | 1.3137 | 1.2842 | 1.2553 | 1.2271 | 1.1995 | 1.1725 | 1.1462 | 1.1204 | 1.0952 | 1.0706 | 1.0465 | 1.023 | 1 | 0 | 0 | 0 | 0 | 0 | 0 | 0 | 0 | 0 | 0 | 0
[7 empty] | NGCC_O&M | 17 | 39 | 2.4274 | 2.3729 | 2.3195 | 2.2674 | 2.2164 | 2.1666 | 2.1179 | 2.0702 | 2.0237 | 1.9782 | 1.9337 | 1.8902 | 1.8477 | 1.8062 | 1.7656 | 1.7259 | 1.6871 | 1.6492 | 1.6121 | 1.5758 | 1.5404 | 1.5058 | 1.4719 | 1.4388 | 1.4065 | 1.3749 | 1.344 | 1.3137 | 1.2842 | 1.2553 | 1.2271 | 1.1995 | 1.1725 | 1.1462 | 1.1204 | 1.0952 | 1.0706 | 1.0465 | 1.023 | 1 | 0 | 0 | 0 | 0 | 0 | 0 | 0 | 0 | 0 | 0
[7 empty] | NGCC_O&M | 17 | 40 | 2.4833 | 2.4274 | 2.3729 | 2.3195 | 2.2674 | 2.2164 | 2.1666 | 2.1179 | 2.0702 | 2.0237 | 1.9782 | 1.9337 | 1.8902 | 1.8477 | 1.8062 | 1.7656 | 1.7259 | 1.6871 | 1.6492 | 1.6121 | 1.5758 | 1.5404 | 1.5058 | 1.4719 | 1.4388 | 1.4065 | 1.3749 | 1.344 | 1.3137 | 1.2842 | 1.2553 | 1.2271 | 1.1995 | 1.1725 | 1.1462 | 1.1204 | 1.0952 | 1.0706 | 1.0465 | 1.023 | 1 | 0 | 0 | 0 | 0 | 0 | 0 | 0 | 0 | 0
[7 empty] | NGCC_O&M | 17 | 41 | 2.5404 | 2.4833 | 2.4274 | 2.3729 | 2.3195 | 2.2674 | 2.2164 | 2.1666 | 2.1179 | 2.0702 | 2.0237 | 1.9782 | 1.9337 | 1.8902 | 1.8477 | 1.8062 | 1.7656 | 1.7259 | 1.6871 | 1.6492 | 1.6121 | 1.5758 | 1.5404 | 1.5058 | 1.4719 | 1.4388 | 1.4065 | 1.3749 | 1.344 | 1.3137 | 1.2842 | 1.2553 | 1.2271 | 1.1995 | 1.1725 | 1.1462 | 1.1204 | 1.0952 | 1.0706 | 1.0465 | 1.023 | 1 | 0 | 0 | 0 | 0 | 0 | 0 | 0 | 0
[7 empty] | NGCC_O&M | 17 | 42 | 2.5988 | 2.5404 | 2.4833 | 2.4274 | 2.3729 | 2.3195 | 2.2674 | 2.2164 | 2.1666 | 2.1179 | 2.0702 | 2.0237 | 1.9782 | 1.9337 | 1.8902 | 1.8477 | 1.8062 | 1.7656 | 1.7259 | 1.6871 | 1.6492 | 1.6121 | 1.5758 | 1.5404 | 1.5058 | 1.4719 | 1.4388 | 1.4065 | 1.3749 | 1.344 | 1.3137 | 1.2842 | 1.2553 | 1.2271 | 1.1995 | 1.1725 | 1.1462 | 1.1204 | 1.0952 | 1.0706 | 1.0465 | 1.023 | 1 | 0 | 0 | 0 | 0 | 0 | 0 | 0
[7 empty] | NGCC_O&M | 17 | 43 | 2.6586 | 2.5988 | 2.5404 | 2.4833 | 2.4274 | 2.3729 | 2.3195 | 2.2674 | 2.2164 | 2.1666 | 2.1179 | 2.0702 | 2.0237 | 1.9782 | 1.9337 | 1.8902 | 1.8477 | 1.8062 | 1.7656 | 1.7259 | 1.6871 | 1.6492 | 1.6121 | 1.5758 | 1.5404 | 1.5058 | 1.4719 | 1.4388 | 1.4065 | 1.3749 | 1.344 | 1.3137 | 1.2842 | 1.2553 | 1.2271 | 1.1995 | 1.1725 | 1.1462 | 1.1204 | 1.0952 | 1.0706 | 1.0465 | 1.023 | 1 | 0 | 0 | 0 | 0 | 0 | 0
[7 empty] | NGCC_O&M | 17 | 44 | 2.7197 | 2.6586 | 2.5988 | 2.5404 | 2.4833 | 2.4274 | 2.3729 | 2.3195 | 2.2674 | 2.2164 | 2.1666 | 2.1179 | 2.0702 | 2.0237 | 1.9782 | 1.9337 | 1.8902 | 1.8477 | 1.8062 | 1.7656 | 1.7259 | 1.6871 | 1.6492 | 1.6121 | 1.5758 | 1.5404 | 1.5058 | 1.4719 | 1.4388 | 1.4065 | 1.3749 | 1.344 | 1.3137 | 1.2842 | 1.2553 | 1.2271 | 1.1995 | 1.1725 | 1.1462 | 1.1204 | 1.0952 | 1.0706 | 1.0465 | 1.023 | 1 | 0 | 0 | 0 | 0 | 0
[7 empty] | NGCC_O&M | 17 | 45 | 2.7823 | 2.7197 | 2.6586 | 2.5988 | 2.5404 | 2.4833 | 2.4274 | 2.3729 | 2.3195 | 2.2674 | 2.2164 | 2.1666 | 2.1179 | 2.0702 | 2.0237 | 1.9782 | 1.9337 | 1.8902 | 1.8477 | 1.8062 | 1.7656 | 1.7259 | 1.6871 | 1.6492 | 1.6121 | 1.5758 | 1.5404 | 1.5058 | 1.4719 | 1.4388 | 1.4065 | 1.3749 | 1.344 | 1.3137 | 1.2842 | 1.2553 | 1.2271 | 1.1995 | 1.1725 | 1.1462 | 1.1204 | 1.0952 | 1.0706 | 1.0465 | 1.023 | 1 | 0 | 0 | 0 | 0
[7 empty] | NGCC_O&M | 17 | 46 | 2.8463 | 2.7823 | 2.7197 | 2.6586 | 2.5988 | 2.5404 | 2.4833 | 2.4274 | 2.3729 | 2.3195 | 2.2674 | 2.2164 | 2.1666 | 2.1179 | 2.0702 | 2.0237 | 1.9782 | 1.9337 | 1.8902 | 1.8477 | 1.8062 | 1.7656 | 1.7259 | 1.6871 | 1.6492 | 1.6121 | 1.5758 | 1.5404 | 1.5058 | 1.4719 | 1.4388 | 1.4065 | 1.3749 | 1.344 | 1.3137 | 1.2842 | 1.2553 | 1.2271 | 1.1995 | 1.1725 | 1.1462 | 1.1204 | 1.0952 | 1.0706 | 1.0465 | 1.023 | 1 | 0 | 0 | 0
[7 empty] | NGCC_O&M | 17 | 47 | 2.9118 | 2.8463 | 2.7823 | 2.7197 | 2.6586 | 2.5988 | 2.5404 | 2.4833 | 2.4274 | 2.3729 | 2.3195 | 2.2674 | 2.2164 | 2.1666 | 2.1179 | 2.0702 | 2.0237 | 1.9782 | 1.9337 | 1.8902 | 1.8477 | 1.8062 | 1.7656 | 1.7259 | 1.6871 | 1.6492 | 1.6121 | 1.5758 | 1.5404 | 1.5058 | 1.4719 | 1.4388 | 1.4065 | 1.3749 | 1.344 | 1.3137 | 1.2842 | 1.2553 | 1.2271 | 1.1995 | 1.1725 | 1.1462 | 1.1204 | 1.0952 | 1.0706 | 1.0465 | 1.023 | 1 | 0 | 0
[7 empty] | NGCC_O&M | 17 | 48 | 2.9787 | 2.9118 | 2.8463 | 2.7823 | 2.7197 | 2.6586 | 2.5988 | 2.5404 | 2.4833 | 2.4274 | 2.3729 | 2.3195 | 2.2674 | 2.2164 | 2.1666 | 2.1179 | 2.0702 | 2.0237 | 1.9782 | 1.9337 | 1.8902 | 1.8477 | 1.8062 | 1.7656 | 1.7259 | 1.6871 | 1.6492 | 1.6121 | 1.5758 | 1.5404 | 1.5058 | 1.4719 | 1.4388 | 1.4065 | 1.3749 | 1.344 | 1.3137 | 1.2842 | 1.2553 | 1.2271 | 1.1995 | 1.1725 | 1.1462 | 1.1204 | 1.0952 | 1.0706 | 1.0465 | 1.023 | 1 | 0
[7 empty] | NGCC_O&M | 17 | 49 | 3.0472 | 2.9787 | 2.9118 | 2.8463 | 2.7823 | 2.7197 | 2.6586 | 2.5988 | 2.5404 | 2.4833 | 2.4274 | 2.3729 | 2.3195 | 2.2674 | 2.2164 | 2.1666 | 2.1179 | 2.0702 | 2.0237 | 1.9782 | 1.9337 | 1.8902 | 1.8477 | 1.8062 | 1.7656 | 1.7259 | 1.6871 | 1.6492 | 1.6121 | 1.5758 | 1.5404 | 1.5058 | 1.4719 | 1.4388 | 1.4065 | 1.3749 | 1.344 | 1.3137 | 1.2842 | 1.2553 | 1.2271 | 1.1995 | 1.1725 | 1.1462 | 1.1204 | 1.0952 | 1.0706 | 1.0465 | 1.023 | 1
[7 empty] | NGCC_CCS_O&M | 18 | 0 | 1 | 0 | 0 | 0 | 0 | 0 | 0 | 0 | 0 | 0 | 0 | 0 | 0 | 0 | 0 | 0 | 0 | 0 | 0 | 0 | 0 | 0 | 0 | 0 | 0 | 0 | 0 | 0 | 0 | 0 | 0 | 0 | 0 | 0 | 0 | 0 | 0 | 0 | 0 | 0 | 0 | 0 | 0 | 0 | 0 | 0 | 0 | 0 | 0 | 0
[7 empty] | NGCC_CCS_O&M | 18 | 1 | 1.023 | 1 | 0 | 0 | 0 | 0 | 0 | 0 | 0 | 0 | 0 | 0 | 0 | 0 | 0 | 0 | 0 | 0 | 0 | 0 | 0 | 0 | 0 | 0 | 0 | 0 | 0 | 0 | 0 | 0 | 0 | 0 | 0 | 0 | 0 | 0 | 0 | 0 | 0 | 0 | 0 | 0 | 0 | 0 | 0 | 0 | 0 | 0 | 0 | 0
[7 empty] | NGCC_CCS_O&M | 18 | 2 | 1.0465 | 1.023 | 1 | 0 | 0 | 0 | 0 | 0 | 0 | 0 | 0 | 0 | 0 | 0 | 0 | 0 | 0 | 0 | 0 | 0 | 0 | 0 | 0 | 0 | 0 | 0 | 0 | 0 | 0 | 0 | 0 | 0 | 0 | 0 | 0 | 0 | 0 | 0 | 0 | 0 | 0 | 0 | 0 | 0 | 0 | 0 | 0 | 0 | 0 | 0
[7 empty] | NGCC_CCS_O&M | 18 | 3 | 1.0706 | 1.0465 | 1.023 | 1 | 0 | 0 | 0 | 0 | 0 | 0 | 0 | 0 | 0 | 0 | 0 | 0 | 0 | 0 | 0 | 0 | 0 | 0 | 0 | 0 | 0 | 0 | 0 | 0 | 0 | 0 | 0 | 0 | 0 | 0 | 0 | 0 | 0 | 0 | 0 | 0 | 0 | 0 | 0 | 0 | 0 | 0 | 0 | 0 | 0 | 0
[7 empty] | NGCC_CCS_O&M | 18 | 4 | 1.0952 | 1.0706 | 1.0465 | 1.023 | 1 | 0 | 0 | 0 | 0 | 0 | 0 | 0 | 0 | 0 | 0 | 0 | 0 | 0 | 0 | 0 | 0 | 0 | 0 | 0 | 0 | 0 | 0 | 0 | 0 | 0 | 0 | 0 | 0 | 0 | 0 | 0 | 0 | 0 | 0 | 0 | 0 | 0 | 0 | 0 | 0 | 0 | 0 | 0 | 0 | 0
[7 empty] | NGCC_CCS_O&M | 18 | 5 | 1.1204 | 1.0952 | 1.0706 | 1.0465 | 1.023 | 1 | 0 | 0 | 0 | 0 | 0 | 0 | 0 | 0 | 0 | 0 | 0 | 0 | 0 | 0 | 0 | 0 | 0 | 0 | 0 | 0 | 0 | 0 | 0 | 0 | 0 | 0 | 0 | 0 | 0 | 0 | 0 | 0 | 0 | 0 | 0 | 0 | 0 | 0 | 0 | 0 | 0 | 0 | 0 | 0
[7 empty] | NGCC_CCS_O&M | 18 | 6 | 1.1462 | 1.1204 | 1.0952 | 1.0706 | 1.0465 | 1.023 | 1 | 0 | 0 | 0 | 0 | 0 | 0 | 0 | 0 | 0 | 0 | 0 | 0 | 0 | 0 | 0 | 0 | 0 | 0 | 0 | 0 | 0 | 0 | 0 | 0 | 0 | 0 | 0 | 0 | 0 | 0 | 0 | 0 | 0 | 0 | 0 | 0 | 0 | 0 | 0 | 0 | 0 | 0 | 0
[7 empty] | NGCC_CCS_O&M | 18 | 7 | 1.1725 | 1.1462 | 1.1204 | 1.0952 | 1.0706 | 1.0465 | 1.023 | 1 | 0 | 0 | 0 | 0 | 0 | 0 | 0 | 0 | 0 | 0 | 0 | 0 | 0 | 0 | 0 | 0 | 0 | 0 | 0 | 0 | 0 | 0 | 0 | 0 | 0 | 0 | 0 | 0 | 0 | 0 | 0 | 0 | 0 | 0 | 0 | 0 | 0 | 0 | 0 | 0 | 0 | 0
[7 empty] | NGCC_CCS_O&M | 18 | 8 | 1.1995 | 1.1725 | 1.1462 | 1.1204 | 1.0952 | 1.0706 | 1.0465 | 1.023 | 1 | 0 | 0 | 0 | 0 | 0 | 0 | 0 | 0 | 0 | 0 | 0 | 0 | 0 | 0 | 0 | 0 | 0 | 0 | 0 | 0 | 0 | 0 | 0 | 0 | 0 | 0 | 0 | 0 | 0 | 0 | 0 | 0 | 0 | 0 | 0 | 0 | 0 | 0 | 0 | 0 | 0
[7 empty] | NGCC_CCS_O&M | 18 | 9 | 1.2271 | 1.1995 | 1.1725 | 1.1462 | 1.1204 | 1.0952 | 1.0706 | 1.0465 | 1.023 | 1 | 0 | 0 | 0 | 0 | 0 | 0 | 0 | 0 | 0 | 0 | 0 | 0 | 0 | 0 | 0 | 0 | 0 | 0 | 0 | 0 | 0 | 0 | 0 | 0 | 0 | 0 | 0 | 0 | 0 | 0 | 0 | 0 | 0 | 0 | 0 | 0 | 0 | 0 | 0 | 0
[7 empty] | NGCC_CCS_O&M | 18 | 10 | 1.2553 | 1.2271 | 1.1995 | 1.1725 | 1.1462 | 1.1204 | 1.0952 | 1.0706 | 1.0465 | 1.023 | 1 | 0 | 0 | 0 | 0 | 0 | 0 | 0 | 0 | 0 | 0 | 0 | 0 | 0 | 0 | 0 | 0 | 0 | 0 | 0 | 0 | 0 | 0 | 0 | 0 | 0 | 0 | 0 | 0 | 0 | 0 | 0 | 0 | 0 | 0 | 0 | 0 | 0 | 0 | 0
[7 empty] | NGCC_CCS_O&M | 18 | 11 | 1.2842 | 1.2553 | 1.2271 | 1.1995 | 1.1725 | 1.1462 | 1.1204 | 1.0952 | 1.0706 | 1.0465 | 1.023 | 1 | 0 | 0 | 0 | 0 | 0 | 0 | 0 | 0 | 0 | 0 | 0 | 0 | 0 | 0 | 0 | 0 | 0 | 0 | 0 | 0 | 0 | 0 | 0 | 0 | 0 | 0 | 0 | 0 | 0 | 0 | 0 | 0 | 0 | 0 | 0 | 0 | 0 | 0
[7 empty] | NGCC_CCS_O&M | 18 | 12 | 1.3137 | 1.2842 | 1.2553 | 1.2271 | 1.1995 | 1.1725 | 1.1462 | 1.1204 | 1.0952 | 1.0706 | 1.0465 | 1.023 | 1 | 0 | 0 | 0 | 0 | 0 | 0 | 0 | 0 | 0 | 0 | 0 | 0 | 0 | 0 | 0 | 0 | 0 | 0 | 0 | 0 | 0 | 0 | 0 | 0 | 0 | 0 | 0 | 0 | 0 | 0 | 0 | 0 | 0 | 0 | 0 | 0 | 0
[7 empty] | NGCC_CCS_O&M | 18 | 13 | 1.344 | 1.3137 | 1.2842 | 1.2553 | 1.2271 | 1.1995 | 1.1725 | 1.1462 | 1.1204 | 1.0952 | 1.0706 | 1.0465 | 1.023 | 1 | 0 | 0 | 0 | 0 | 0 | 0 | 0 | 0 | 0 | 0 | 0 | 0 | 0 | 0 | 0 | 0 | 0 | 0 | 0 | 0 | 0 | 0 | 0 | 0 | 0 | 0 | 0 | 0 | 0 | 0 | 0 | 0 | 0 | 0 | 0 | 0
[7 empty] | NGCC_CCS_O&M | 18 | 14 | 1.3749 | 1.344 | 1.3137 | 1.2842 | 1.2553 | 1.2271 | 1.1995 | 1.1725 | 1.1462 | 1.1204 | 1.0952 | 1.0706 | 1.0465 | 1.023 | 1 | 0 | 0 | 0 | 0 | 0 | 0 | 0 | 0 | 0 | 0 | 0 | 0 | 0 | 0 | 0 | 0 | 0 | 0 | 0 | 0 | 0 | 0 | 0 | 0 | 0 | 0 | 0 | 0 | 0 | 0 | 0 | 0 | 0 | 0 | 0
[7 empty] | NGCC_CCS_O&M | 18 | 15 | 1.4065 | 1.3749 | 1.344 | 1.3137 | 1.2842 | 1.2553 | 1.2271 | 1.1995 | 1.1725 | 1.1462 | 1.1204 | 1.0952 | 1.0706 | 1.0465 | 1.023 | 1 | 0 | 0 | 0 | 0 | 0 | 0 | 0 | 0 | 0 | 0 | 0 | 0 | 0 | 0 | 0 | 0 | 0 | 0 | 0 | 0 | 0 | 0 | 0 | 0 | 0 | 0 | 0 | 0 | 0 | 0 | 0 | 0 | 0 | 0
[7 empty] | NGCC_CCS_O&M | 18 | 16 | 1.4388 | 1.4065 | 1.3749 | 1.344 | 1.3137 | 1.2842 | 1.2553 | 1.2271 | 1.1995 | 1.1725 | 1.1462 | 1.1204 | 1.0952 | 1.0706 | 1.0465 | 1.023 | 1 | 0 | 0 | 0 | 0 | 0 | 0 | 0 | 0 | 0 | 0 | 0 | 0 | 0 | 0 | 0 | 0 | 0 | 0 | 0 | 0 | 0 | 0 | 0 | 0 | 0 | 0 | 0 | 0 | 0 | 0 | 0 | 0 | 0
[7 empty] | NGCC_CCS_O&M | 18 | 17 | 1.4719 | 1.4388 | 1.4065 | 1.3749 | 1.344 | 1.3137 | 1.2842 | 1.2553 | 1.2271 | 1.1995 | 1.1725 | 1.1462 | 1.1204 | 1.0952 | 1.0706 | 1.0465 | 1.023 | 1 | 0 | 0 | 0 | 0 | 0 | 0 | 0 | 0 | 0 | 0 | 0 | 0 | 0 | 0 | 0 | 0 | 0 | 0 | 0 | 0 | 0 | 0 | 0 | 0 | 0 | 0 | 0 | 0 | 0 | 0 | 0 | 0
[7 empty] | NGCC_CCS_O&M | 18 | 18 | 1.5058 | 1.4719 | 1.4388 | 1.4065 | 1.3749 | 1.344 | 1.3137 | 1.2842 | 1.2553 | 1.2271 | 1.1995 | 1.1725 | 1.1462 | 1.1204 | 1.0952 | 1.0706 | 1.0465 | 1.023 | 1 | 0 | 0 | 0 | 0 | 0 | 0 | 0 | 0 | 0 | 0 | 0 | 0 | 0 | 0 | 0 | 0 | 0 | 0 | 0 | 0 | 0 | 0 | 0 | 0 | 0 | 0 | 0 | 0 | 0 | 0 | 0
[7 empty] | NGCC_CCS_O&M | 18 | 19 | 1.5404 | 1.5058 | 1.4719 | 1.4388 | 1.4065 | 1.3749 | 1.344 | 1.3137 | 1.2842 | 1.2553 | 1.2271 | 1.1995 | 1.1725 | 1.1462 | 1.1204 | 1.0952 | 1.0706 | 1.0465 | 1.023 | 1 | 0 | 0 | 0 | 0 | 0 | 0 | 0 | 0 | 0 | 0 | 0 | 0 | 0 | 0 | 0 | 0 | 0 | 0 | 0 | 0 | 0 | 0 | 0 | 0 | 0 | 0 | 0 | 0 | 0 | 0
[7 empty] | NGCC_CCS_O&M | 18 | 20 | 1.5758 | 1.5404 | 1.5058 | 1.4719 | 1.4388 | 1.4065 | 1.3749 | 1.344 | 1.3137 | 1.2842 | 1.2553 | 1.2271 | 1.1995 | 1.1725 | 1.1462 | 1.1204 | 1.0952 | 1.0706 | 1.0465 | 1.023 | 1 | 0 | 0 | 0 | 0 | 0 | 0 | 0 | 0 | 0 | 0 | 0 | 0 | 0 | 0 | 0 | 0 | 0 | 0 | 0 | 0 | 0 | 0 | 0 | 0 | 0 | 0 | 0 | 0 | 0
[7 empty] | NGCC_CCS_O&M | 18 | 21 | 1.6121 | 1.5758 | 1.5404 | 1.5058 | 1.4719 | 1.4388 | 1.4065 | 1.3749 | 1.344 | 1.3137 | 1.2842 | 1.2553 | 1.2271 | 1.1995 | 1.1725 | 1.1462 | 1.1204 | 1.0952 | 1.0706 | 1.0465 | 1.023 | 1 | 0 | 0 | 0 | 0 | 0 | 0 | 0 | 0 | 0 | 0 | 0 | 0 | 0 | 0 | 0 | 0 | 0 | 0 | 0 | 0 | 0 | 0 | 0 | 0 | 0 | 0 | 0 | 0
[7 empty] | NGCC_CCS_O&M | 18 | 22 | 1.6492 | 1.6121 | 1.5758 | 1.5404 | 1.5058 | 1.4719 | 1.4388 | 1.4065 | 1.3749 | 1.344 | 1.3137 | 1.2842 | 1.2553 | 1.2271 | 1.1995 | 1.1725 | 1.1462 | 1.1204 | 1.0952 | 1.0706 | 1.0465 | 1.023 | 1 | 0 | 0 | 0 | 0 | 0 | 0 | 0 | 0 | 0 | 0 | 0 | 0 | 0 | 0 | 0 | 0 | 0 | 0 | 0 | 0 | 0 | 0 | 0 | 0 | 0 | 0 | 0
[7 empty] | NGCC_CCS_O&M | 18 | 23 | 1.6871 | 1.6492 | 1.6121 | 1.5758 | 1.5404 | 1.5058 | 1.4719 | 1.4388 | 1.4065 | 1.3749 | 1.344 | 1.3137 | 1.2842 | 1.2553 | 1.2271 | 1.1995 | 1.1725 | 1.1462 | 1.1204 | 1.0952 | 1.0706 | 1.0465 | 1.023 | 1 | 0 | 0 | 0 | 0 | 0 | 0 | 0 | 0 | 0 | 0 | 0 | 0 | 0 | 0 | 0 | 0 | 0 | 0 | 0 | 0 | 0 | 0 | 0 | 0 | 0 | 0
[7 empty] | NGCC_CCS_O&M | 18 | 24 | 1.7259 | 1.6871 | 1.6492 | 1.6121 | 1.5758 | 1.5404 | 1.5058 | 1.4719 | 1.4388 | 1.4065 | 1.3749 | 1.344 | 1.3137 | 1.2842 | 1.2553 | 1.2271 | 1.1995 | 1.1725 | 1.1462 | 1.1204 | 1.0952 | 1.0706 | 1.0465 | 1.023 | 1 | 0 | 0 | 0 | 0 | 0 | 0 | 0 | 0 | 0 | 0 | 0 | 0 | 0 | 0 | 0 | 0 | 0 | 0 | 0 | 0 | 0 | 0 | 0 | 0 | 0
[7 empty] | NGCC_CCS_O&M | 18 | 25 | 1.7656 | 1.7259 | 1.6871 | 1.6492 | 1.6121 | 1.5758 | 1.5404 | 1.5058 | 1.4719 | 1.4388 | 1.4065 | 1.3749 | 1.344 | 1.3137 | 1.2842 | 1.2553 | 1.2271 | 1.1995 | 1.1725 | 1.1462 | 1.1204 | 1.0952 | 1.0706 | 1.0465 | 1.023 | 1 | 0 | 0 | 0 | 0 | 0 | 0 | 0 | 0 | 0 | 0 | 0 | 0 | 0 | 0 | 0 | 0 | 0 | 0 | 0 | 0 | 0 | 0 | 0 | 0
[7 empty] | NGCC_CCS_O&M | 18 | 26 | 1.8062 | 1.7656 | 1.7259 | 1.6871 | 1.6492 | 1.6121 | 1.5758 | 1.5404 | 1.5058 | 1.4719 | 1.4388 | 1.4065 | 1.3749 | 1.344 | 1.3137 | 1.2842 | 1.2553 | 1.2271 | 1.1995 | 1.1725 | 1.1462 | 1.1204 | 1.0952 | 1.0706 | 1.0465 | 1.023 | 1 | 0 | 0 | 0 | 0 | 0 | 0 | 0 | 0 | 0 | 0 | 0 | 0 | 0 | 0 | 0 | 0 | 0 | 0 | 0 | 0 | 0 | 0 | 0
[7 empty] | NGCC_CCS_O&M | 18 | 27 | 1.8477 | 1.8062 | 1.7656 | 1.7259 | 1.6871 | 1.6492 | 1.6121 | 1.5758 | 1.5404 | 1.5058 | 1.4719 | 1.4388 | 1.4065 | 1.3749 | 1.344 | 1.3137 | 1.2842 | 1.2553 | 1.2271 | 1.1995 | 1.1725 | 1.1462 | 1.1204 | 1.0952 | 1.0706 | 1.0465 | 1.023 | 1 | 0 | 0 | 0 | 0 | 0 | 0 | 0 | 0 | 0 | 0 | 0 | 0 | 0 | 0 | 0 | 0 | 0 | 0 | 0 | 0 | 0 | 0
[7 empty] | NGCC_CCS_O&M | 18 | 28 | 1.8902 | 1.8477 | 1.8062 | 1.7656 | 1.7259 | 1.6871 | 1.6492 | 1.6121 | 1.5758 | 1.5404 | 1.5058 | 1.4719 | 1.4388 | 1.4065 | 1.3749 | 1.344 | 1.3137 | 1.2842 | 1.2553 | 1.2271 | 1.1995 | 1.1725 | 1.1462 | 1.1204 | 1.0952 | 1.0706 | 1.0465 | 1.023 | 1 | 0 | 0 | 0 | 0 | 0 | 0 | 0 | 0 | 0 | 0 | 0 | 0 | 0 | 0 | 0 | 0 | 0 | 0 | 0 | 0 | 0
[7 empty] | NGCC_CCS_O&M | 18 | 29 | 1.9337 | 1.8902 | 1.8477 | 1.8062 | 1.7656 | 1.7259 | 1.6871 | 1.6492 | 1.6121 | 1.5758 | 1.5404 | 1.5058 | 1.4719 | 1.4388 | 1.4065 | 1.3749 | 1.344 | 1.3137 | 1.2842 | 1.2553 | 1.2271 | 1.1995 | 1.1725 | 1.1462 | 1.1204 | 1.0952 | 1.0706 | 1.0465 | 1.023 | 1 | 0 | 0 | 0 | 0 | 0 | 0 | 0 | 0 | 0 | 0 | 0 | 0 | 0 | 0 | 0 | 0 | 0 | 0 | 0 | 0
[7 empty] | NGCC_CCS_O&M | 18 | 30 | 1.9782 | 1.9337 | 1.8902 | 1.8477 | 1.8062 | 1.7656 | 1.7259 | 1.6871 | 1.6492 | 1.6121 | 1.5758 | 1.5404 | 1.5058 | 1.4719 | 1.4388 | 1.4065 | 1.3749 | 1.344 | 1.3137 | 1.2842 | 1.2553 | 1.2271 | 1.1995 | 1.1725 | 1.1462 | 1.1204 | 1.0952 | 1.0706 | 1.0465 | 1.023 | 1 | 0 | 0 | 0 | 0 | 0 | 0 | 0 | 0 | 0 | 0 | 0 | 0 | 0 | 0 | 0 | 0 | 0 | 0 | 0
[7 empty] | NGCC_CCS_O&M | 18 | 31 | 2.0237 | 1.9782 | 1.9337 | 1.8902 | 1.8477 | 1.8062 | 1.7656 | 1.7259 | 1.6871 | 1.6492 | 1.6121 | 1.5758 | 1.5404 | 1.5058 | 1.4719 | 1.4388 | 1.4065 | 1.3749 | 1.344 | 1.3137 | 1.2842 | 1.2553 | 1.2271 | 1.1995 | 1.1725 | 1.1462 | 1.1204 | 1.0952 | 1.0706 | 1.0465 | 1.023 | 1 | 0 | 0 | 0 | 0 | 0 | 0 | 0 | 0 | 0 | 0 | 0 | 0 | 0 | 0 | 0 | 0 | 0 | 0
[7 empty] | NGCC_CCS_O&M | 18 | 32 | 2.0702 | 2.0237 | 1.9782 | 1.9337 | 1.8902 | 1.8477 | 1.8062 | 1.7656 | 1.7259 | 1.6871 | 1.6492 | 1.6121 | 1.5758 | 1.5404 | 1.5058 | 1.4719 | 1.4388 | 1.4065 | 1.3749 | 1.344 | 1.3137 | 1.2842 | 1.2553 | 1.2271 | 1.1995 | 1.1725 | 1.1462 | 1.1204 | 1.0952 | 1.0706 | 1.0465 | 1.023 | 1 | 0 | 0 | 0 | 0 | 0 | 0 | 0 | 0 | 0 | 0 | 0 | 0 | 0 | 0 | 0 | 0 | 0
[7 empty] | NGCC_CCS_O&M | 18 | 33 | 2.1179 | 2.0702 | 2.0237 | 1.9782 | 1.9337 | 1.8902 | 1.8477 | 1.8062 | 1.7656 | 1.7259 | 1.6871 | 1.6492 | 1.6121 | 1.5758 | 1.5404 | 1.5058 | 1.4719 | 1.4388 | 1.4065 | 1.3749 | 1.344 | 1.3137 | 1.2842 | 1.2553 | 1.2271 | 1.1995 | 1.1725 | 1.1462 | 1.1204 | 1.0952 | 1.0706 | 1.0465 | 1.023 | 1 | 0 | 0 | 0 | 0 | 0 | 0 | 0 | 0 | 0 | 0 | 0 | 0 | 0 | 0 | 0 | 0
[7 empty] | NGCC_CCS_O&M | 18 | 34 | 2.1666 | 2.1179 | 2.0702 | 2.0237 | 1.9782 | 1.9337 | 1.8902 | 1.8477 | 1.8062 | 1.7656 | 1.7259 | 1.6871 | 1.6492 | 1.6121 | 1.5758 | 1.5404 | 1.5058 | 1.4719 | 1.4388 | 1.4065 | 1.3749 | 1.344 | 1.3137 | 1.2842 | 1.2553 | 1.2271 | 1.1995 | 1.1725 | 1.1462 | 1.1204 | 1.0952 | 1.0706 | 1.0465 | 1.023 | 1 | 0 | 0 | 0 | 0 | 0 | 0 | 0 | 0 | 0 | 0 | 0 | 0 | 0 | 0 | 0
[7 empty] | NGCC_CCS_O&M | 18 | 35 | 2.2164 | 2.1666 | 2.1179 | 2.0702 | 2.0237 | 1.9782 | 1.9337 | 1.8902 | 1.8477 | 1.8062 | 1.7656 | 1.7259 | 1.6871 | 1.6492 | 1.6121 | 1.5758 | 1.5404 | 1.5058 | 1.4719 | 1.4388 | 1.4065 | 1.3749 | 1.344 | 1.3137 | 1.2842 | 1.2553 | 1.2271 | 1.1995 | 1.1725 | 1.1462 | 1.1204 | 1.0952 | 1.0706 | 1.0465 | 1.023 | 1 | 0 | 0 | 0 | 0 | 0 | 0 | 0 | 0 | 0 | 0 | 0 | 0 | 0 | 0
[7 empty] | NGCC_CCS_O&M | 18 | 36 | 2.2674 | 2.2164 | 2.1666 | 2.1179 | 2.0702 | 2.0237 | 1.9782 | 1.9337 | 1.8902 | 1.8477 | 1.8062 | 1.7656 | 1.7259 | 1.6871 | 1.6492 | 1.6121 | 1.5758 | 1.5404 | 1.5058 | 1.4719 | 1.4388 | 1.4065 | 1.3749 | 1.344 | 1.3137 | 1.2842 | 1.2553 | 1.2271 | 1.1995 | 1.1725 | 1.1462 | 1.1204 | 1.0952 | 1.0706 | 1.0465 | 1.023 | 1 | 0 | 0 | 0 | 0 | 0 | 0 | 0 | 0 | 0 | 0 | 0 | 0 | 0
[7 empty] | NGCC_CCS_O&M | 18 | 37 | 2.3195 | 2.2674 | 2.2164 | 2.1666 | 2.1179 | 2.0702 | 2.0237 | 1.9782 | 1.9337 | 1.8902 | 1.8477 | 1.8062 | 1.7656 | 1.7259 | 1.6871 | 1.6492 | 1.6121 | 1.5758 | 1.5404 | 1.5058 | 1.4719 | 1.4388 | 1.4065 | 1.3749 | 1.344 | 1.3137 | 1.2842 | 1.2553 | 1.2271 | 1.1995 | 1.1725 | 1.1462 | 1.1204 | 1.0952 | 1.0706 | 1.0465 | 1.023 | 1 | 0 | 0 | 0 | 0 | 0 | 0 | 0 | 0 | 0 | 0 | 0 | 0
[7 empty] | NGCC_CCS_O&M | 18 | 38 | 2.3729 | 2.3195 | 2.2674 | 2.2164 | 2.1666 | 2.1179 | 2.0702 | 2.0237 | 1.9782 | 1.9337 | 1.8902 | 1.8477 | 1.8062 | 1.7656 | 1.7259 | 1.6871 | 1.6492 | 1.6121 | 1.5758 | 1.5404 | 1.5058 | 1.4719 | 1.4388 | 1.4065 | 1.3749 | 1.344 | 1.3137 | 1.2842 | 1.2553 | 1.2271 | 1.1995 | 1.1725 | 1.1462 | 1.1204 | 1.0952 | 1.0706 | 1.0465 | 1.023 | 1 | 0 | 0 | 0 | 0 | 0 | 0 | 0 | 0 | 0 | 0 | 0
[7 empty] | NGCC_CCS_O&M | 18 | 39 | 2.4274 | 2.3729 | 2.3195 | 2.2674 | 2.2164 | 2.1666 | 2.1179 | 2.0702 | 2.0237 | 1.9782 | 1.9337 | 1.8902 | 1.8477 | 1.8062 | 1.7656 | 1.7259 | 1.6871 | 1.6492 | 1.6121 | 1.5758 | 1.5404 | 1.5058 | 1.4719 | 1.4388 | 1.4065 | 1.3749 | 1.344 | 1.3137 | 1.2842 | 1.2553 | 1.2271 | 1.1995 | 1.1725 | 1.1462 | 1.1204 | 1.0952 | 1.0706 | 1.0465 | 1.023 | 1 | 0 | 0 | 0 | 0 | 0 | 0 | 0 | 0 | 0 | 0
[7 empty] | NGCC_CCS_O&M | 18 | 40 | 2.4833 | 2.4274 | 2.3729 | 2.3195 | 2.2674 | 2.2164 | 2.1666 | 2.1179 | 2.0702 | 2.0237 | 1.9782 | 1.9337 | 1.8902 | 1.8477 | 1.8062 | 1.7656 | 1.7259 | 1.6871 | 1.6492 | 1.6121 | 1.5758 | 1.5404 | 1.5058 | 1.4719 | 1.4388 | 1.4065 | 1.3749 | 1.344 | 1.3137 | 1.2842 | 1.2553 | 1.2271 | 1.1995 | 1.1725 | 1.1462 | 1.1204 | 1.0952 | 1.0706 | 1.0465 | 1.023 | 1 | 0 | 0 | 0 | 0 | 0 | 0 | 0 | 0 | 0
[7 empty] | NGCC_CCS_O&M | 18 | 41 | 2.5404 | 2.4833 | 2.4274 | 2.3729 | 2.3195 | 2.2674 | 2.2164 | 2.1666 | 2.1179 | 2.0702 | 2.0237 | 1.9782 | 1.9337 | 1.8902 | 1.8477 | 1.8062 | 1.7656 | 1.7259 | 1.6871 | 1.6492 | 1.6121 | 1.5758 | 1.5404 | 1.5058 | 1.4719 | 1.4388 | 1.4065 | 1.3749 | 1.344 | 1.3137 | 1.2842 | 1.2553 | 1.2271 | 1.1995 | 1.1725 | 1.1462 | 1.1204 | 1.0952 | 1.0706 | 1.0465 | 1.023 | 1 | 0 | 0 | 0 | 0 | 0 | 0 | 0 | 0
[7 empty] | NGCC_CCS_O&M | 18 | 42 | 2.5988 | 2.5404 | 2.4833 | 2.4274 | 2.3729 | 2.3195 | 2.2674 | 2.2164 | 2.1666 | 2.1179 | 2.0702 | 2.0237 | 1.9782 | 1.9337 | 1.8902 | 1.8477 | 1.8062 | 1.7656 | 1.7259 | 1.6871 | 1.6492 | 1.6121 | 1.5758 | 1.5404 | 1.5058 | 1.4719 | 1.4388 | 1.4065 | 1.3749 | 1.344 | 1.3137 | 1.2842 | 1.2553 | 1.2271 | 1.1995 | 1.1725 | 1.1462 | 1.1204 | 1.0952 | 1.0706 | 1.0465 | 1.023 | 1 | 0 | 0 | 0 | 0 | 0 | 0 | 0
[7 empty] | NGCC_CCS_O&M | 18 | 43 | 2.6586 | 2.5988 | 2.5404 | 2.4833 | 2.4274 | 2.3729 | 2.3195 | 2.2674 | 2.2164 | 2.1666 | 2.1179 | 2.0702 | 2.0237 | 1.9782 | 1.9337 | 1.8902 | 1.8477 | 1.8062 | 1.7656 | 1.7259 | 1.6871 | 1.6492 | 1.6121 | 1.5758 | 1.5404 | 1.5058 | 1.4719 | 1.4388 | 1.4065 | 1.3749 | 1.344 | 1.3137 | 1.2842 | 1.2553 | 1.2271 | 1.1995 | 1.1725 | 1.1462 | 1.1204 | 1.0952 | 1.0706 | 1.0465 | 1.023 | 1 | 0 | 0 | 0 | 0 | 0 | 0
[7 empty] | NGCC_CCS_O&M | 18 | 44 | 2.7197 | 2.6586 | 2.5988 | 2.5404 | 2.4833 | 2.4274 | 2.3729 | 2.3195 | 2.2674 | 2.2164 | 2.1666 | 2.1179 | 2.0702 | 2.0237 | 1.9782 | 1.9337 | 1.8902 | 1.8477 | 1.8062 | 1.7656 | 1.7259 | 1.6871 | 1.6492 | 1.6121 | 1.5758 | 1.5404 | 1.5058 | 1.4719 | 1.4388 | 1.4065 | 1.3749 | 1.344 | 1.3137 | 1.2842 | 1.2553 | 1.2271 | 1.1995 | 1.1725 | 1.1462 | 1.1204 | 1.0952 | 1.0706 | 1.0465 | 1.023 | 1 | 0 | 0 | 0 | 0 | 0
[7 empty] | NGCC_CCS_O&M | 18 | 45 | 2.7823 | 2.7197 | 2.6586 | 2.5988 | 2.5404 | 2.4833 | 2.4274 | 2.3729 | 2.3195 | 2.2674 | 2.2164 | 2.1666 | 2.1179 | 2.0702 | 2.0237 | 1.9782 | 1.9337 | 1.8902 | 1.8477 | 1.8062 | 1.7656 | 1.7259 | 1.6871 | 1.6492 | 1.6121 | 1.5758 | 1.5404 | 1.5058 | 1.4719 | 1.4388 | 1.4065 | 1.3749 | 1.344 | 1.3137 | 1.2842 | 1.2553 | 1.2271 | 1.1995 | 1.1725 | 1.1462 | 1.1204 | 1.0952 | 1.0706 | 1.0465 | 1.023 | 1 | 0 | 0 | 0 | 0
[7 empty] | NGCC_CCS_O&M | 18 | 46 | 2.8463 | 2.7823 | 2.7197 | 2.6586 | 2.5988 | 2.5404 | 2.4833 | 2.4274 | 2.3729 | 2.3195 | 2.2674 | 2.2164 | 2.1666 | 2.1179 | 2.0702 | 2.0237 | 1.9782 | 1.9337 | 1.8902 | 1.8477 | 1.8062 | 1.7656 | 1.7259 | 1.6871 | 1.6492 | 1.6121 | 1.5758 | 1.5404 | 1.5058 | 1.4719 | 1.4388 | 1.4065 | 1.3749 | 1.344 | 1.3137 | 1.2842 | 1.2553 | 1.2271 | 1.1995 | 1.1725 | 1.1462 | 1.1204 | 1.0952 | 1.0706 | 1.0465 | 1.023 | 1 | 0 | 0 | 0
[7 empty] | NGCC_CCS_O&M | 18 | 47 | 2.9118 | 2.8463 | 2.7823 | 2.7197 | 2.6586 | 2.5988 | 2.5404 | 2.4833 | 2.4274 | 2.3729 | 2.3195 | 2.2674 | 2.2164 | 2.1666 | 2.1179 | 2.0702 | 2.0237 | 1.9782 | 1.9337 | 1.8902 | 1.8477 | 1.8062 | 1.7656 | 1.7259 | 1.6871 | 1.6492 | 1.6121 | 1.5758 | 1.5404 | 1.5058 | 1.4719 | 1.4388 | 1.4065 | 1.3749 | 1.344 | 1.3137 | 1.2842 | 1.2553 | 1.2271 | 1.1995 | 1.1725 | 1.1462 | 1.1204 | 1.0952 | 1.0706 | 1.0465 | 1.023 | 1 | 0 | 0
[7 empty] | NGCC_CCS_O&M | 18 | 48 | 2.9787 | 2.9118 | 2.8463 | 2.7823 | 2.7197 | 2.6586 | 2.5988 | 2.5404 | 2.4833 | 2.4274 | 2.3729 | 2.3195 | 2.2674 | 2.2164 | 2.1666 | 2.1179 | 2.0702 | 2.0237 | 1.9782 | 1.9337 | 1.8902 | 1.8477 | 1.8062 | 1.7656 | 1.7259 | 1.6871 | 1.6492 | 1.6121 | 1.5758 | 1.5404 | 1.5058 | 1.4719 | 1.4388 | 1.4065 | 1.3749 | 1.344 | 1.3137 | 1.2842 | 1.2553 | 1.2271 | 1.1995 | 1.1725 | 1.1462 | 1.1204 | 1.0952 | 1.0706 | 1.0465 | 1.023 | 1 | 0
[7 empty] | NGCC_CCS_O&M | 18 | 49 | 3.0472 | 2.9787 | 2.9118 | 2.8463 | 2.7823 | 2.7197 | 2.6586 | 2.5988 | 2.5404 | 2.4833 | 2.4274 | 2.3729 | 2.3195 | 2.2674 | 2.2164 | 2.1666 | 2.1179 | 2.0702 | 2.0237 | 1.9782 | 1.9337 | 1.8902 | 1.8477 | 1.8062 | 1.7656 | 1.7259 | 1.6871 | 1.6492 | 1.6121 | 1.5758 | 1.5404 | 1.5058 | 1.4719 | 1.4388 | 1.4065 | 1.3749 | 1.344 | 1.3137 | 1.2842 | 1.2553 | 1.2271 | 1.1995 | 1.1725 | 1.1462 | 1.1204 | 1.0952 | 1.0706 | 1.0465 | 1.023 | 1
[7 empty] | Storage2_O&M | 19 | 0 | 1 | 0 | 0 | 0 | 0 | 0 | 0 | 0 | 0 | 0 | 0 | 0 | 0 | 0 | 0 | 0 | 0 | 0 | 0 | 0 | 0 | 0 | 0 | 0 | 0 | 0 | 0 | 0 | 0 | 0 | 0 | 0 | 0 | 0 | 0 | 0 | 0 | 0 | 0 | 0 | 0 | 0 | 0 | 0 | 0 | 0 | 0 | 0 | 0 | 0
[7 empty] | Storage2_O&M | 19 | 1 | 1.0065 | 1 | 0 | 0 | 0 | 0 | 0 | 0 | 0 | 0 | 0 | 0 | 0 | 0 | 0 | 0 | 0 | 0 | 0 | 0 | 0 | 0 | 0 | 0 | 0 | 0 | 0 | 0 | 0 | 0 | 0 | 0 | 0 | 0 | 0 | 0 | 0 | 0 | 0 | 0 | 0 | 0 | 0 | 0 | 0 | 0 | 0 | 0 | 0 | 0
[7 empty] | Storage2_O&M | 19 | 2 | 1.0131 | 1.0065 | 1 | 0 | 0 | 0 | 0 | 0 | 0 | 0 | 0 | 0 | 0 | 0 | 0 | 0 | 0 | 0 | 0 | 0 | 0 | 0 | 0 | 0 | 0 | 0 | 0 | 0 | 0 | 0 | 0 | 0 | 0 | 0 | 0 | 0 | 0 | 0 | 0 | 0 | 0 | 0 | 0 | 0 | 0 | 0 | 0 | 0 | 0 | 0
[7 empty] | Storage2_O&M | 19 | 3 | 1.0198 | 1.0131 | 1.0065 | 1 | 0 | 0 | 0 | 0 | 0 | 0 | 0 | 0 | 0 | 0 | 0 | 0 | 0 | 0 | 0 | 0 | 0 | 0 | 0 | 0 | 0 | 0 | 0 | 0 | 0 | 0 | 0 | 0 | 0 | 0 | 0 | 0 | 0 | 0 | 0 | 0 | 0 | 0 | 0 | 0 | 0 | 0 | 0 | 0 | 0 | 0
[7 empty] | Storage2_O&M | 19 | 4 | 1.0265 | 1.0198 | 1.0131 | 1.0065 | 1 | 0 | 0 | 0 | 0 | 0 | 0 | 0 | 0 | 0 | 0 | 0 | 0 | 0 | 0 | 0 | 0 | 0 | 0 | 0 | 0 | 0 | 0 | 0 | 0 | 0 | 0 | 0 | 0 | 0 | 0 | 0 | 0 | 0 | 0 | 0 | 0 | 0 | 0 | 0 | 0 | 0 | 0 | 0 | 0 | 0
[7 empty] | Storage2_O&M | 19 | 5 | 1.0332 | 1.0265 | 1.0198 | 1.0131 | 1.0065 | 1 | 0 | 0 | 0 | 0 | 0 | 0 | 0 | 0 | 0 | 0 | 0 | 0 | 0 | 0 | 0 | 0 | 0 | 0 | 0 | 0 | 0 | 0 | 0 | 0 | 0 | 0 | 0 | 0 | 0 | 0 | 0 | 0 | 0 | 0 | 0 | 0 | 0 | 0 | 0 | 0 | 0 | 0 | 0 | 0
[7 empty] | Storage2_O&M | 19 | 6 | 1.0399 | 1.0332 | 1.0265 | 1.0198 | 1.0131 | 1.0065 | 1 | 0 | 0 | 0 | 0 | 0 | 0 | 0 | 0 | 0 | 0 | 0 | 0 | 0 | 0 | 0 | 0 | 0 | 0 | 0 | 0 | 0 | 0 | 0 | 0 | 0 | 0 | 0 | 0 | 0 | 0 | 0 | 0 | 0 | 0 | 0 | 0 | 0 | 0 | 0 | 0 | 0 | 0 | 0
[7 empty] | Storage2_O&M | 19 | 7 | 1.0468 | 1.0399 | 1.0332 | 1.0265 | 1.0198 | 1.0131 | 1.0065 | 1 | 0 | 0 | 0 | 0 | 0 | 0 | 0 | 0 | 0 | 0 | 0 | 0 | 0 | 0 | 0 | 0 | 0 | 0 | 0 | 0 | 0 | 0 | 0 | 0 | 0 | 0 | 0 | 0 | 0 | 0 | 0 | 0 | 0 | 0 | 0 | 0 | 0 | 0 | 0 | 0 | 0 | 0
[7 empty] | Storage2_O&M | 19 | 8 | 1.0536 | 1.0468 | 1.0399 | 1.0332 | 1.0265 | 1.0198 | 1.0131 | 1.0065 | 1 | 0 | 0 | 0 | 0 | 0 | 0 | 0 | 0 | 0 | 0 | 0 | 0 | 0 | 0 | 0 | 0 | 0 | 0 | 0 | 0 | 0 | 0 | 0 | 0 | 0 | 0 | 0 | 0 | 0 | 0 | 0 | 0 | 0 | 0 | 0 | 0 | 0 | 0 | 0 | 0 | 0
[7 empty] | Storage2_O&M | 19 | 9 | 1.0605 | 1.0536 | 1.0468 | 1.0399 | 1.0332 | 1.0265 | 1.0198 | 1.0131 | 1.0065 | 1 | 0 | 0 | 0 | 0 | 0 | 0 | 0 | 0 | 0 | 0 | 0 | 0 | 0 | 0 | 0 | 0 | 0 | 0 | 0 | 0 | 0 | 0 | 0 | 0 | 0 | 0 | 0 | 0 | 0 | 0 | 0 | 0 | 0 | 0 | 0 | 0 | 0 | 0 | 0 | 0
[7 empty] | Storage2_O&M | 19 | 10 | 1.0675 | 1.0605 | 1.0536 | 1.0468 | 1.0399 | 1.0332 | 1.0265 | 1.0198 | 1.0131 | 1.0065 | 1 | 0 | 0 | 0 | 0 | 0 | 0 | 0 | 0 | 0 | 0 | 0 | 0 | 0 | 0 | 0 | 0 | 0 | 0 | 0 | 0 | 0 | 0 | 0 | 0 | 0 | 0 | 0 | 0 | 0 | 0 | 0 | 0 | 0 | 0 | 0 | 0 | 0 | 0 | 0
[7 empty] | Storage2_O&M | 19 | 11 | 1.0744 | 1.0675 | 1.0605 | 1.0536 | 1.0468 | 1.0399 | 1.0332 | 1.0265 | 1.0198 | 1.0131 | 1.0065 | 1 | 0 | 0 | 0 | 0 | 0 | 0 | 0 | 0 | 0 | 0 | 0 | 0 | 0 | 0 | 0 | 0 | 0 | 0 | 0 | 0 | 0 | 0 | 0 | 0 | 0 | 0 | 0 | 0 | 0 | 0 | 0 | 0 | 0 | 0 | 0 | 0 | 0 | 0
[7 empty] | Storage2_O&M | 19 | 12 | 1.0815 | 1.0744 | 1.0675 | 1.0605 | 1.0536 | 1.0468 | 1.0399 | 1.0332 | 1.0265 | 1.0198 | 1.0131 | 1.0065 | 1 | 0 | 0 | 0 | 0 | 0 | 0 | 0 | 0 | 0 | 0 | 0 | 0 | 0 | 0 | 0 | 0 | 0 | 0 | 0 | 0 | 0 | 0 | 0 | 0 | 0 | 0 | 0 | 0 | 0 | 0 | 0 | 0 | 0 | 0 | 0 | 0 | 0
[7 empty] | Storage2_O&M | 19 | 13 | 1.0886 | 1.0815 | 1.0744 | 1.0675 | 1.0605 | 1.0536 | 1.0468 | 1.0399 | 1.0332 | 1.0265 | 1.0198 | 1.0131 | 1.0065 | 1 | 0 | 0 | 0 | 0 | 0 | 0 | 0 | 0 | 0 | 0 | 0 | 0 | 0 | 0 | 0 | 0 | 0 | 0 | 0 | 0 | 0 | 0 | 0 | 0 | 0 | 0 | 0 | 0 | 0 | 0 | 0 | 0 | 0 | 0 | 0 | 0
[7 empty] | Storage2_O&M | 19 | 14 | 1.0957 | 1.0886 | 1.0815 | 1.0744 | 1.0675 | 1.0605 | 1.0536 | 1.0468 | 1.0399 | 1.0332 | 1.0265 | 1.0198 | 1.0131 | 1.0065 | 1 | 0 | 0 | 0 | 0 | 0 | 0 | 0 | 0 | 0 | 0 | 0 | 0 | 0 | 0 | 0 | 0 | 0 | 0 | 0 | 0 | 0 | 0 | 0 | 0 | 0 | 0 | 0 | 0 | 0 | 0 | 0 | 0 | 0 | 0 | 0
[7 empty] | Storage2_O&M | 19 | 15 | 1.1029 | 1.0957 | 1.0886 | 1.0815 | 1.0744 | 1.0675 | 1.0605 | 1.0536 | 1.0468 | 1.0399 | 1.0332 | 1.0265 | 1.0198 | 1.0131 | 1.0065 | 1 | 0 | 0 | 0 | 0 | 0 | 0 | 0 | 0 | 0 | 0 | 0 | 0 | 0 | 0 | 0 | 0 | 0 | 0 | 0 | 0 | 0 | 0 | 0 | 0 | 0 | 0 | 0 | 0 | 0 | 0 | 0 | 0 | 0 | 0
[7 empty] | Storage2_O&M | 19 | 16 | 1.1101 | 1.1029 | 1.0957 | 1.0886 | 1.0815 | 1.0744 | 1.0675 | 1.0605 | 1.0536 | 1.0468 | 1.0399 | 1.0332 | 1.0265 | 1.0198 | 1.0131 | 1.0065 | 1 | 0 | 0 | 0 | 0 | 0 | 0 | 0 | 0 | 0 | 0 | 0 | 0 | 0 | 0 | 0 | 0 | 0 | 0 | 0 | 0 | 0 | 0 | 0 | 0 | 0 | 0 | 0 | 0 | 0 | 0 | 0 | 0 | 0
[7 empty] | Storage2_O&M | 19 | 17 | 1.1174 | 1.1101 | 1.1029 | 1.0957 | 1.0886 | 1.0815 | 1.0744 | 1.0675 | 1.0605 | 1.0536 | 1.0468 | 1.0399 | 1.0332 | 1.0265 | 1.0198 | 1.0131 | 1.0065 | 1 | 0 | 0 | 0 | 0 | 0 | 0 | 0 | 0 | 0 | 0 | 0 | 0 | 0 | 0 | 0 | 0 | 0 | 0 | 0 | 0 | 0 | 0 | 0 | 0 | 0 | 0 | 0 | 0 | 0 | 0 | 0 | 0
[7 empty] | Storage2_O&M | 19 | 18 | 1.1247 | 1.1174 | 1.1101 | 1.1029 | 1.0957 | 1.0886 | 1.0815 | 1.0744 | 1.0675 | 1.0605 | 1.0536 | 1.0468 | 1.0399 | 1.0332 | 1.0265 | 1.0198 | 1.0131 | 1.0065 | 1 | 0 | 0 | 0 | 0 | 0 | 0 | 0 | 0 | 0 | 0 | 0 | 0 | 0 | 0 | 0 | 0 | 0 | 0 | 0 | 0 | 0 | 0 | 0 | 0 | 0 | 0 | 0 | 0 | 0 | 0 | 0
[7 empty] | Storage2_O&M | 19 | 19 | 1.132 | 1.1247 | 1.1174 | 1.1101 | 1.1029 | 1.0957 | 1.0886 | 1.0815 | 1.0744 | 1.0675 | 1.0605 | 1.0536 | 1.0468 | 1.0399 | 1.0332 | 1.0265 | 1.0198 | 1.0131 | 1.0065 | 1 | 0 | 0 | 0 | 0 | 0 | 0 | 0 | 0 | 0 | 0 | 0 | 0 | 0 | 0 | 0 | 0 | 0 | 0 | 0 | 0 | 0 | 0 | 0 | 0 | 0 | 0 | 0 | 0 | 0 | 0
[7 empty] | Storage2_O&M | 19 | 20 | 1.1394 | 1.132 | 1.1247 | 1.1174 | 1.1101 | 1.1029 | 1.0957 | 1.0886 | 1.0815 | 1.0744 | 1.0675 | 1.0605 | 1.0536 | 1.0468 | 1.0399 | 1.0332 | 1.0265 | 1.0198 | 1.0131 | 1.0065 | 1 | 0 | 0 | 0 | 0 | 0 | 0 | 0 | 0 | 0 | 0 | 0 | 0 | 0 | 0 | 0 | 0 | 0 | 0 | 0 | 0 | 0 | 0 | 0 | 0 | 0 | 0 | 0 | 0 | 0
[7 empty] | Storage2_O&M | 19 | 21 | 1.1469 | 1.1394 | 1.132 | 1.1247 | 1.1174 | 1.1101 | 1.1029 | 1.0957 | 1.0886 | 1.0815 | 1.0744 | 1.0675 | 1.0605 | 1.0536 | 1.0468 | 1.0399 | 1.0332 | 1.0265 | 1.0198 | 1.0131 | 1.0065 | 1 | 0 | 0 | 0 | 0 | 0 | 0 | 0 | 0 | 0 | 0 | 0 | 0 | 0 | 0 | 0 | 0 | 0 | 0 | 0 | 0 | 0 | 0 | 0 | 0 | 0 | 0 | 0 | 0
[7 empty] | Storage2_O&M | 19 | 22 | 1.1544 | 1.1469 | 1.1394 | 1.132 | 1.1247 | 1.1174 | 1.1101 | 1.1029 | 1.0957 | 1.0886 | 1.0815 | 1.0744 | 1.0675 | 1.0605 | 1.0536 | 1.0468 | 1.0399 | 1.0332 | 1.0265 | 1.0198 | 1.0131 | 1.0065 | 1 | 0 | 0 | 0 | 0 | 0 | 0 | 0 | 0 | 0 | 0 | 0 | 0 | 0 | 0 | 0 | 0 | 0 | 0 | 0 | 0 | 0 | 0 | 0 | 0 | 0 | 0 | 0
[7 empty] | Storage2_O&M | 19 | 23 | 1.162 | 1.1544 | 1.1469 | 1.1394 | 1.132 | 1.1247 | 1.1174 | 1.1101 | 1.1029 | 1.0957 | 1.0886 | 1.0815 | 1.0744 | 1.0675 | 1.0605 | 1.0536 | 1.0468 | 1.0399 | 1.0332 | 1.0265 | 1.0198 | 1.0131 | 1.0065 | 1 | 0 | 0 | 0 | 0 | 0 | 0 | 0 | 0 | 0 | 0 | 0 | 0 | 0 | 0 | 0 | 0 | 0 | 0 | 0 | 0 | 0 | 0 | 0 | 0 | 0 | 0
[7 empty] | Storage2_O&M | 19 | 24 | 1.1696 | 1.162 | 1.1544 | 1.1469 | 1.1394 | 1.132 | 1.1247 | 1.1174 | 1.1101 | 1.1029 | 1.0957 | 1.0886 | 1.0815 | 1.0744 | 1.0675 | 1.0605 | 1.0536 | 1.0468 | 1.0399 | 1.0332 | 1.0265 | 1.0198 | 1.0131 | 1.0065 | 1 | 0 | 0 | 0 | 0 | 0 | 0 | 0 | 0 | 0 | 0 | 0 | 0 | 0 | 0 | 0 | 0 | 0 | 0 | 0 | 0 | 0 | 0 | 0 | 0 | 0
[7 empty] | Storage2_O&M | 19 | 25 | 1.1773 | 1.1696 | 1.162 | 1.1544 | 1.1469 | 1.1394 | 1.132 | 1.1247 | 1.1174 | 1.1101 | 1.1029 | 1.0957 | 1.0886 | 1.0815 | 1.0744 | 1.0675 | 1.0605 | 1.0536 | 1.0468 | 1.0399 | 1.0332 | 1.0265 | 1.0198 | 1.0131 | 1.0065 | 1 | 0 | 0 | 0 | 0 | 0 | 0 | 0 | 0 | 0 | 0 | 0 | 0 | 0 | 0 | 0 | 0 | 0 | 0 | 0 | 0 | 0 | 0 | 0 | 0
[7 empty] | Storage2_O&M | 19 | 26 | 1.185 | 1.1773 | 1.1696 | 1.162 | 1.1544 | 1.1469 | 1.1394 | 1.132 | 1.1247 | 1.1174 | 1.1101 | 1.1029 | 1.0957 | 1.0886 | 1.0815 | 1.0744 | 1.0675 | 1.0605 | 1.0536 | 1.0468 | 1.0399 | 1.0332 | 1.0265 | 1.0198 | 1.0131 | 1.0065 | 1 | 0 | 0 | 0 | 0 | 0 | 0 | 0 | 0 | 0 | 0 | 0 | 0 | 0 | 0 | 0 | 0 | 0 | 0 | 0 | 0 | 0 | 0 | 0
[7 empty] | Storage2_O&M | 19 | 27 | 1.1927 | 1.185 | 1.1773 | 1.1696 | 1.162 | 1.1544 | 1.1469 | 1.1394 | 1.132 | 1.1247 | 1.1174 | 1.1101 | 1.1029 | 1.0957 | 1.0886 | 1.0815 | 1.0744 | 1.0675 | 1.0605 | 1.0536 | 1.0468 | 1.0399 | 1.0332 | 1.0265 | 1.0198 | 1.0131 | 1.0065 | 1 | 0 | 0 | 0 | 0 | 0 | 0 | 0 | 0 | 0 | 0 | 0 | 0 | 0 | 0 | 0 | 0 | 0 | 0 | 0 | 0 | 0 | 0
[7 empty] | Storage2_O&M | 19 | 28 | 1.2005 | 1.1927 | 1.185 | 1.1773 | 1.1696 | 1.162 | 1.1544 | 1.1469 | 1.1394 | 1.132 | 1.1247 | 1.1174 | 1.1101 | 1.1029 | 1.0957 | 1.0886 | 1.0815 | 1.0744 | 1.0675 | 1.0605 | 1.0536 | 1.0468 | 1.0399 | 1.0332 | 1.0265 | 1.0198 | 1.0131 | 1.0065 | 1 | 0 | 0 | 0 | 0 | 0 | 0 | 0 | 0 | 0 | 0 | 0 | 0 | 0 | 0 | 0 | 0 | 0 | 0 | 0 | 0 | 0
[7 empty] | Storage2_O&M | 19 | 29 | 1.2084 | 1.2005 | 1.1927 | 1.185 | 1.1773 | 1.1696 | 1.162 | 1.1544 | 1.1469 | 1.1394 | 1.132 | 1.1247 | 1.1174 | 1.1101 | 1.1029 | 1.0957 | 1.0886 | 1.0815 | 1.0744 | 1.0675 | 1.0605 | 1.0536 | 1.0468 | 1.0399 | 1.0332 | 1.0265 | 1.0198 | 1.0131 | 1.0065 | 1 | 0 | 0 | 0 | 0 | 0 | 0 | 0 | 0 | 0 | 0 | 0 | 0 | 0 | 0 | 0 | 0 | 0 | 0 | 0 | 0
[7 empty] | Storage2_O&M | 19 | 30 | 1.2163 | 1.2084 | 1.2005 | 1.1927 | 1.185 | 1.1773 | 1.1696 | 1.162 | 1.1544 | 1.1469 | 1.1394 | 1.132 | 1.1247 | 1.1174 | 1.1101 | 1.1029 | 1.0957 | 1.0886 | 1.0815 | 1.0744 | 1.0675 | 1.0605 | 1.0536 | 1.0468 | 1.0399 | 1.0332 | 1.0265 | 1.0198 | 1.0131 | 1.0065 | 1 | 0 | 0 | 0 | 0 | 0 | 0 | 0 | 0 | 0 | 0 | 0 | 0 | 0 | 0 | 0 | 0 | 0 | 0 | 0
[7 empty] | Storage2_O&M | 19 | 31 | 1.2243 | 1.2163 | 1.2084 | 1.2005 | 1.1927 | 1.185 | 1.1773 | 1.1696 | 1.162 | 1.1544 | 1.1469 | 1.1394 | 1.132 | 1.1247 | 1.1174 | 1.1101 | 1.1029 | 1.0957 | 1.0886 | 1.0815 | 1.0744 | 1.0675 | 1.0605 | 1.0536 | 1.0468 | 1.0399 | 1.0332 | 1.0265 | 1.0198 | 1.0131 | 1.0065 | 1 | 0 | 0 | 0 | 0 | 0 | 0 | 0 | 0 | 0 | 0 | 0 | 0 | 0 | 0 | 0 | 0 | 0 | 0
[7 empty] | Storage2_O&M | 19 | 32 | 1.2323 | 1.2243 | 1.2163 | 1.2084 | 1.2005 | 1.1927 | 1.185 | 1.1773 | 1.1696 | 1.162 | 1.1544 | 1.1469 | 1.1394 | 1.132 | 1.1247 | 1.1174 | 1.1101 | 1.1029 | 1.0957 | 1.0886 | 1.0815 | 1.0744 | 1.0675 | 1.0605 | 1.0536 | 1.0468 | 1.0399 | 1.0332 | 1.0265 | 1.0198 | 1.0131 | 1.0065 | 1 | 0 | 0 | 0 | 0 | 0 | 0 | 0 | 0 | 0 | 0 | 0 | 0 | 0 | 0 | 0 | 0 | 0
[7 empty] | Storage2_O&M | 19 | 33 | 1.2404 | 1.2323 | 1.2243 | 1.2163 | 1.2084 | 1.2005 | 1.1927 | 1.185 | 1.1773 | 1.1696 | 1.162 | 1.1544 | 1.1469 | 1.1394 | 1.132 | 1.1247 | 1.1174 | 1.1101 | 1.1029 | 1.0957 | 1.0886 | 1.0815 | 1.0744 | 1.0675 | 1.0605 | 1.0536 | 1.0468 | 1.0399 | 1.0332 | 1.0265 | 1.0198 | 1.0131 | 1.0065 | 1 | 0 | 0 | 0 | 0 | 0 | 0 | 0 | 0 | 0 | 0 | 0 | 0 | 0 | 0 | 0 | 0
[7 empty] | Storage2_O&M | 19 | 34 | 1.2485 | 1.2404 | 1.2323 | 1.2243 | 1.2163 | 1.2084 | 1.2005 | 1.1927 | 1.185 | 1.1773 | 1.1696 | 1.162 | 1.1544 | 1.1469 | 1.1394 | 1.132 | 1.1247 | 1.1174 | 1.1101 | 1.1029 | 1.0957 | 1.0886 | 1.0815 | 1.0744 | 1.0675 | 1.0605 | 1.0536 | 1.0468 | 1.0399 | 1.0332 | 1.0265 | 1.0198 | 1.0131 | 1.0065 | 1 | 0 | 0 | 0 | 0 | 0 | 0 | 0 | 0 | 0 | 0 | 0 | 0 | 0 | 0 | 0
[7 empty] | Storage2_O&M | 19 | 35 | 1.2567 | 1.2485 | 1.2404 | 1.2323 | 1.2243 | 1.2163 | 1.2084 | 1.2005 | 1.1927 | 1.185 | 1.1773 | 1.1696 | 1.162 | 1.1544 | 1.1469 | 1.1394 | 1.132 | 1.1247 | 1.1174 | 1.1101 | 1.1029 | 1.0957 | 1.0886 | 1.0815 | 1.0744 | 1.0675 | 1.0605 | 1.0536 | 1.0468 | 1.0399 | 1.0332 | 1.0265 | 1.0198 | 1.0131 | 1.0065 | 1 | 0 | 0 | 0 | 0 | 0 | 0 | 0 | 0 | 0 | 0 | 0 | 0 | 0 | 0
[7 empty] | Storage2_O&M | 19 | 36 | 1.2649 | 1.2567 | 1.2485 | 1.2404 | 1.2323 | 1.2243 | 1.2163 | 1.2084 | 1.2005 | 1.1927 | 1.185 | 1.1773 | 1.1696 | 1.162 | 1.1544 | 1.1469 | 1.1394 | 1.132 | 1.1247 | 1.1174 | 1.1101 | 1.1029 | 1.0957 | 1.0886 | 1.0815 | 1.0744 | 1.0675 | 1.0605 | 1.0536 | 1.0468 | 1.0399 | 1.0332 | 1.0265 | 1.0198 | 1.0131 | 1.0065 | 1 | 0 | 0 | 0 | 0 | 0 | 0 | 0 | 0 | 0 | 0 | 0 | 0 | 0
[7 empty] | Storage2_O&M | 19 | 37 | 1.2732 | 1.2649 | 1.2567 | 1.2485 | 1.2404 | 1.2323 | 1.2243 | 1.2163 | 1.2084 | 1.2005 | 1.1927 | 1.185 | 1.1773 | 1.1696 | 1.162 | 1.1544 | 1.1469 | 1.1394 | 1.132 | 1.1247 | 1.1174 | 1.1101 | 1.1029 | 1.0957 | 1.0886 | 1.0815 | 1.0744 | 1.0675 | 1.0605 | 1.0536 | 1.0468 | 1.0399 | 1.0332 | 1.0265 | 1.0198 | 1.0131 | 1.0065 | 1 | 0 | 0 | 0 | 0 | 0 | 0 | 0 | 0 | 0 | 0 | 0 | 0
[7 empty] | Storage2_O&M | 19 | 38 | 1.2815 | 1.2732 | 1.2649 | 1.2567 | 1.2485 | 1.2404 | 1.2323 | 1.2243 | 1.2163 | 1.2084 | 1.2005 | 1.1927 | 1.185 | 1.1773 | 1.1696 | 1.162 | 1.1544 | 1.1469 | 1.1394 | 1.132 | 1.1247 | 1.1174 | 1.1101 | 1.1029 | 1.0957 | 1.0886 | 1.0815 | 1.0744 | 1.0675 | 1.0605 | 1.0536 | 1.0468 | 1.0399 | 1.0332 | 1.0265 | 1.0198 | 1.0131 | 1.0065 | 1 | 0 | 0 | 0 | 0 | 0 | 0 | 0 | 0 | 0 | 0 | 0
[7 empty] | Storage2_O&M | 19 | 39 | 1.2899 | 1.2815 | 1.2732 | 1.2649 | 1.2567 | 1.2485 | 1.2404 | 1.2323 | 1.2243 | 1.2163 | 1.2084 | 1.2005 | 1.1927 | 1.185 | 1.1773 | 1.1696 | 1.162 | 1.1544 | 1.1469 | 1.1394 | 1.132 | 1.1247 | 1.1174 | 1.1101 | 1.1029 | 1.0957 | 1.0886 | 1.0815 | 1.0744 | 1.0675 | 1.0605 | 1.0536 | 1.0468 | 1.0399 | 1.0332 | 1.0265 | 1.0198 | 1.0131 | 1.0065 | 1 | 0 | 0 | 0 | 0 | 0 | 0 | 0 | 0 | 0 | 0
[7 empty] | Storage2_O&M | 19 | 40 | 1.2983 | 1.2899 | 1.2815 | 1.2732 | 1.2649 | 1.2567 | 1.2485 | 1.2404 | 1.2323 | 1.2243 | 1.2163 | 1.2084 | 1.2005 | 1.1927 | 1.185 | 1.1773 | 1.1696 | 1.162 | 1.1544 | 1.1469 | 1.1394 | 1.132 | 1.1247 | 1.1174 | 1.1101 | 1.1029 | 1.0957 | 1.0886 | 1.0815 | 1.0744 | 1.0675 | 1.0605 | 1.0536 | 1.0468 | 1.0399 | 1.0332 | 1.0265 | 1.0198 | 1.0131 | 1.0065 | 1 | 0 | 0 | 0 | 0 | 0 | 0 | 0 | 0 | 0
[7 empty] | Storage2_O&M | 19 | 41 | 1.3068 | 1.2983 | 1.2899 | 1.2815 | 1.2732 | 1.2649 | 1.2567 | 1.2485 | 1.2404 | 1.2323 | 1.2243 | 1.2163 | 1.2084 | 1.2005 | 1.1927 | 1.185 | 1.1773 | 1.1696 | 1.162 | 1.1544 | 1.1469 | 1.1394 | 1.132 | 1.1247 | 1.1174 | 1.1101 | 1.1029 | 1.0957 | 1.0886 | 1.0815 | 1.0744 | 1.0675 | 1.0605 | 1.0536 | 1.0468 | 1.0399 | 1.0332 | 1.0265 | 1.0198 | 1.0131 | 1.0065 | 1 | 0 | 0 | 0 | 0 | 0 | 0 | 0 | 0
[7 empty] | Storage2_O&M | 19 | 42 | 1.3154 | 1.3068 | 1.2983 | 1.2899 | 1.2815 | 1.2732 | 1.2649 | 1.2567 | 1.2485 | 1.2404 | 1.2323 | 1.2243 | 1.2163 | 1.2084 | 1.2005 | 1.1927 | 1.185 | 1.1773 | 1.1696 | 1.162 | 1.1544 | 1.1469 | 1.1394 | 1.132 | 1.1247 | 1.1174 | 1.1101 | 1.1029 | 1.0957 | 1.0886 | 1.0815 | 1.0744 | 1.0675 | 1.0605 | 1.0536 | 1.0468 | 1.0399 | 1.0332 | 1.0265 | 1.0198 | 1.0131 | 1.0065 | 1 | 0 | 0 | 0 | 0 | 0 | 0 | 0
[7 empty] | Storage2_O&M | 19 | 43 | 1.324 | 1.3154 | 1.3068 | 1.2983 | 1.2899 | 1.2815 | 1.2732 | 1.2649 | 1.2567 | 1.2485 | 1.2404 | 1.2323 | 1.2243 | 1.2163 | 1.2084 | 1.2005 | 1.1927 | 1.185 | 1.1773 | 1.1696 | 1.162 | 1.1544 | 1.1469 | 1.1394 | 1.132 | 1.1247 | 1.1174 | 1.1101 | 1.1029 | 1.0957 | 1.0886 | 1.0815 | 1.0744 | 1.0675 | 1.0605 | 1.0536 | 1.0468 | 1.0399 | 1.0332 | 1.0265 | 1.0198 | 1.0131 | 1.0065 | 1 | 0 | 0 | 0 | 0 | 0 | 0
[7 empty] | Storage2_O&M | 19 | 44 | 1.3327 | 1.324 | 1.3154 | 1.3068 | 1.2983 | 1.2899 | 1.2815 | 1.2732 | 1.2649 | 1.2567 | 1.2485 | 1.2404 | 1.2323 | 1.2243 | 1.2163 | 1.2084 | 1.2005 | 1.1927 | 1.185 | 1.1773 | 1.1696 | 1.162 | 1.1544 | 1.1469 | 1.1394 | 1.132 | 1.1247 | 1.1174 | 1.1101 | 1.1029 | 1.0957 | 1.0886 | 1.0815 | 1.0744 | 1.0675 | 1.0605 | 1.0536 | 1.0468 | 1.0399 | 1.0332 | 1.0265 | 1.0198 | 1.0131 | 1.0065 | 1 | 0 | 0 | 0 | 0 | 0
[7 empty] | Storage2_O&M | 19 | 45 | 1.3414 | 1.3327 | 1.324 | 1.3154 | 1.3068 | 1.2983 | 1.2899 | 1.2815 | 1.2732 | 1.2649 | 1.2567 | 1.2485 | 1.2404 | 1.2323 | 1.2243 | 1.2163 | 1.2084 | 1.2005 | 1.1927 | 1.185 | 1.1773 | 1.1696 | 1.162 | 1.1544 | 1.1469 | 1.1394 | 1.132 | 1.1247 | 1.1174 | 1.1101 | 1.1029 | 1.0957 | 1.0886 | 1.0815 | 1.0744 | 1.0675 | 1.0605 | 1.0536 | 1.0468 | 1.0399 | 1.0332 | 1.0265 | 1.0198 | 1.0131 | 1.0065 | 1 | 0 | 0 | 0 | 0
[7 empty] | Storage2_O&M | 19 | 46 | 1.3502 | 1.3414 | 1.3327 | 1.324 | 1.3154 | 1.3068 | 1.2983 | 1.2899 | 1.2815 | 1.2732 | 1.2649 | 1.2567 | 1.2485 | 1.2404 | 1.2323 | 1.2243 | 1.2163 | 1.2084 | 1.2005 | 1.1927 | 1.185 | 1.1773 | 1.1696 | 1.162 | 1.1544 | 1.1469 | 1.1394 | 1.132 | 1.1247 | 1.1174 | 1.1101 | 1.1029 | 1.0957 | 1.0886 | 1.0815 | 1.0744 | 1.0675 | 1.0605 | 1.0536 | 1.0468 | 1.0399 | 1.0332 | 1.0265 | 1.0198 | 1.0131 | 1.0065 | 1 | 0 | 0 | 0
[7 empty] | Storage2_O&M | 19 | 47 | 1.359 | 1.3502 | 1.3414 | 1.3327 | 1.324 | 1.3154 | 1.3068 | 1.2983 | 1.2899 | 1.2815 | 1.2732 | 1.2649 | 1.2567 | 1.2485 | 1.2404 | 1.2323 | 1.2243 | 1.2163 | 1.2084 | 1.2005 | 1.1927 | 1.185 | 1.1773 | 1.1696 | 1.162 | 1.1544 | 1.1469 | 1.1394 | 1.132 | 1.1247 | 1.1174 | 1.1101 | 1.1029 | 1.0957 | 1.0886 | 1.0815 | 1.0744 | 1.0675 | 1.0605 | 1.0536 | 1.0468 | 1.0399 | 1.0332 | 1.0265 | 1.0198 | 1.0131 | 1.0065 | 1 | 0 | 0
[7 empty] | Storage2_O&M | 19 | 48 | 1.3679 | 1.359 | 1.3502 | 1.3414 | 1.3327 | 1.324 | 1.3154 | 1.3068 | 1.2983 | 1.2899 | 1.2815 | 1.2732 | 1.2649 | 1.2567 | 1.2485 | 1.2404 | 1.2323 | 1.2243 | 1.2163 | 1.2084 | 1.2005 | 1.1927 | 1.185 | 1.1773 | 1.1696 | 1.162 | 1.1544 | 1.1469 | 1.1394 | 1.132 | 1.1247 | 1.1174 | 1.1101 | 1.1029 | 1.0957 | 1.0886 | 1.0815 | 1.0744 | 1.0675 | 1.0605 | 1.0536 | 1.0468 | 1.0399 | 1.0332 | 1.0265 | 1.0198 | 1.0131 | 1.0065 | 1 | 0
[7 empty] | Storage2_O&M | 19 | 49 | 1.3769 | 1.3679 | 1.359 | 1.3502 | 1.3414 | 1.3327 | 1.324 | 1.3154 | 1.3068 | 1.2983 | 1.2899 | 1.2815 | 1.2732 | 1.2649 | 1.2567 | 1.2485 | 1.2404 | 1.2323 | 1.2243 | 1.2163 | 1.2084 | 1.2005 | 1.1927 | 1.185 | 1.1773 | 1.1696 | 1.162 | 1.1544 | 1.1469 | 1.1394 | 1.132 | 1.1247 | 1.1174 | 1.1101 | 1.1029 | 1.0957 | 1.0886 | 1.0815 | 1.0744 | 1.0675 | 1.0605 | 1.0536 | 1.0468 | 1.0399 | 1.0332 | 1.0265 | 1.0198 | 1.0131 | 1.0065 | 1
[7 empty] | Storage4_O&M | 20 | 0 | 1 | 0 | 0 | 0 | 0 | 0 | 0 | 0 | 0 | 0 | 0 | 0 | 0 | 0 | 0 | 0 | 0 | 0 | 0 | 0 | 0 | 0 | 0 | 0 | 0 | 0 | 0 | 0 | 0 | 0 | 0 | 0 | 0 | 0 | 0 | 0 | 0 | 0 | 0 | 0 | 0 | 0 | 0 | 0 | 0 | 0 | 0 | 0 | 0 | 0
[7 empty] | Storage4_O&M | 20 | 1 | 1.0043 | 1 | 0 | 0 | 0 | 0 | 0 | 0 | 0 | 0 | 0 | 0 | 0 | 0 | 0 | 0 | 0 | 0 | 0 | 0 | 0 | 0 | 0 | 0 | 0 | 0 | 0 | 0 | 0 | 0 | 0 | 0 | 0 | 0 | 0 | 0 | 0 | 0 | 0 | 0 | 0 | 0 | 0 | 0 | 0 | 0 | 0 | 0 | 0 | 0
[7 empty] | Storage4_O&M | 20 | 2 | 1.0087 | 1.0043 | 1 | 0 | 0 | 0 | 0 | 0 | 0 | 0 | 0 | 0 | 0 | 0 | 0 | 0 | 0 | 0 | 0 | 0 | 0 | 0 | 0 | 0 | 0 | 0 | 0 | 0 | 0 | 0 | 0 | 0 | 0 | 0 | 0 | 0 | 0 | 0 | 0 | 0 | 0 | 0 | 0 | 0 | 0 | 0 | 0 | 0 | 0 | 0
[7 empty] | Storage4_O&M | 20 | 3 | 1.013 | 1.0087 | 1.0043 | 1 | 0 | 0 | 0 | 0 | 0 | 0 | 0 | 0 | 0 | 0 | 0 | 0 | 0 | 0 | 0 | 0 | 0 | 0 | 0 | 0 | 0 | 0 | 0 | 0 | 0 | 0 | 0 | 0 | 0 | 0 | 0 | 0 | 0 | 0 | 0 | 0 | 0 | 0 | 0 | 0 | 0 | 0 | 0 | 0 | 0 | 0
[7 empty] | Storage4_O&M | 20 | 4 | 1.0174 | 1.013 | 1.0087 | 1.0043 | 1 | 0 | 0 | 0 | 0 | 0 | 0 | 0 | 0 | 0 | 0 | 0 | 0 | 0 | 0 | 0 | 0 | 0 | 0 | 0 | 0 | 0 | 0 | 0 | 0 | 0 | 0 | 0 | 0 | 0 | 0 | 0 | 0 | 0 | 0 | 0 | 0 | 0 | 0 | 0 | 0 | 0 | 0 | 0 | 0 | 0
[7 empty] | Storage4_O&M | 20 | 5 | 1.0218 | 1.0174 | 1.013 | 1.0087 | 1.0043 | 1 | 0 | 0 | 0 | 0 | 0 | 0 | 0 | 0 | 0 | 0 | 0 | 0 | 0 | 0 | 0 | 0 | 0 | 0 | 0 | 0 | 0 | 0 | 0 | 0 | 0 | 0 | 0 | 0 | 0 | 0 | 0 | 0 | 0 | 0 | 0 | 0 | 0 | 0 | 0 | 0 | 0 | 0 | 0 | 0
[7 empty] | Storage4_O&M | 20 | 6 | 1.0262 | 1.0218 | 1.0174 | 1.013 | 1.0087 | 1.0043 | 1 | 0 | 0 | 0 | 0 | 0 | 0 | 0 | 0 | 0 | 0 | 0 | 0 | 0 | 0 | 0 | 0 | 0 | 0 | 0 | 0 | 0 | 0 | 0 | 0 | 0 | 0 | 0 | 0 | 0 | 0 | 0 | 0 | 0 | 0 | 0 | 0 | 0 | 0 | 0 | 0 | 0 | 0 | 0
[7 empty] | Storage4_O&M | 20 | 7 | 1.0306 | 1.0262 | 1.0218 | 1.0174 | 1.013 | 1.0087 | 1.0043 | 1 | 0 | 0 | 0 | 0 | 0 | 0 | 0 | 0 | 0 | 0 | 0 | 0 | 0 | 0 | 0 | 0 | 0 | 0 | 0 | 0 | 0 | 0 | 0 | 0 | 0 | 0 | 0 | 0 | 0 | 0 | 0 | 0 | 0 | 0 | 0 | 0 | 0 | 0 | 0 | 0 | 0 | 0
[7 empty] | Storage4_O&M | 20 | 8 | 1.0351 | 1.0306 | 1.0262 | 1.0218 | 1.0174 | 1.013 | 1.0087 | 1.0043 | 1 | 0 | 0 | 0 | 0 | 0 | 0 | 0 | 0 | 0 | 0 | 0 | 0 | 0 | 0 | 0 | 0 | 0 | 0 | 0 | 0 | 0 | 0 | 0 | 0 | 0 | 0 | 0 | 0 | 0 | 0 | 0 | 0 | 0 | 0 | 0 | 0 | 0 | 0 | 0 | 0 | 0
[7 empty] | Storage4_O&M | 20 | 9 | 1.0395 | 1.0351 | 1.0306 | 1.0262 | 1.0218 | 1.0174 | 1.013 | 1.0087 | 1.0043 | 1 | 0 | 0 | 0 | 0 | 0 | 0 | 0 | 0 | 0 | 0 | 0 | 0 | 0 | 0 | 0 | 0 | 0 | 0 | 0 | 0 | 0 | 0 | 0 | 0 | 0 | 0 | 0 | 0 | 0 | 0 | 0 | 0 | 0 | 0 | 0 | 0 | 0 | 0 | 0 | 0
[7 empty] | Storage4_O&M | 20 | 10 | 1.044 | 1.0395 | 1.0351 | 1.0306 | 1.0262 | 1.0218 | 1.0174 | 1.013 | 1.0087 | 1.0043 | 1 | 0 | 0 | 0 | 0 | 0 | 0 | 0 | 0 | 0 | 0 | 0 | 0 | 0 | 0 | 0 | 0 | 0 | 0 | 0 | 0 | 0 | 0 | 0 | 0 | 0 | 0 | 0 | 0 | 0 | 0 | 0 | 0 | 0 | 0 | 0 | 0 | 0 | 0 | 0
[7 empty] | Storage4_O&M | 20 | 11 | 1.0485 | 1.044 | 1.0395 | 1.0351 | 1.0306 | 1.0262 | 1.0218 | 1.0174 | 1.013 | 1.0087 | 1.0043 | 1 | 0 | 0 | 0 | 0 | 0 | 0 | 0 | 0 | 0 | 0 | 0 | 0 | 0 | 0 | 0 | 0 | 0 | 0 | 0 | 0 | 0 | 0 | 0 | 0 | 0 | 0 | 0 | 0 | 0 | 0 | 0 | 0 | 0 | 0 | 0 | 0 | 0 | 0
[7 empty] | Storage4_O&M | 20 | 12 | 1.0531 | 1.0485 | 1.044 | 1.0395 | 1.0351 | 1.0306 | 1.0262 | 1.0218 | 1.0174 | 1.013 | 1.0087 | 1.0043 | 1 | 0 | 0 | 0 | 0 | 0 | 0 | 0 | 0 | 0 | 0 | 0 | 0 | 0 | 0 | 0 | 0 | 0 | 0 | 0 | 0 | 0 | 0 | 0 | 0 | 0 | 0 | 0 | 0 | 0 | 0 | 0 | 0 | 0 | 0 | 0 | 0 | 0
[7 empty] | Storage4_O&M | 20 | 13 | 1.0576 | 1.0531 | 1.0485 | 1.044 | 1.0395 | 1.0351 | 1.0306 | 1.0262 | 1.0218 | 1.0174 | 1.013 | 1.0087 | 1.0043 | 1 | 0 | 0 | 0 | 0 | 0 | 0 | 0 | 0 | 0 | 0 | 0 | 0 | 0 | 0 | 0 | 0 | 0 | 0 | 0 | 0 | 0 | 0 | 0 | 0 | 0 | 0 | 0 | 0 | 0 | 0 | 0 | 0 | 0 | 0 | 0 | 0
[7 empty] | Storage4_O&M | 20 | 14 | 1.0622 | 1.0576 | 1.0531 | 1.0485 | 1.044 | 1.0395 | 1.0351 | 1.0306 | 1.0262 | 1.0218 | 1.0174 | 1.013 | 1.0087 | 1.0043 | 1 | 0 | 0 | 0 | 0 | 0 | 0 | 0 | 0 | 0 | 0 | 0 | 0 | 0 | 0 | 0 | 0 | 0 | 0 | 0 | 0 | 0 | 0 | 0 | 0 | 0 | 0 | 0 | 0 | 0 | 0 | 0 | 0 | 0 | 0 | 0
[7 empty] | Storage4_O&M | 20 | 15 | 1.0668 | 1.0622 | 1.0576 | 1.0531 | 1.0485 | 1.044 | 1.0395 | 1.0351 | 1.0306 | 1.0262 | 1.0218 | 1.0174 | 1.013 | 1.0087 | 1.0043 | 1 | 0 | 0 | 0 | 0 | 0 | 0 | 0 | 0 | 0 | 0 | 0 | 0 | 0 | 0 | 0 | 0 | 0 | 0 | 0 | 0 | 0 | 0 | 0 | 0 | 0 | 0 | 0 | 0 | 0 | 0 | 0 | 0 | 0 | 0
[7 empty] | Storage4_O&M | 20 | 16 | 1.0714 | 1.0668 | 1.0622 | 1.0576 | 1.0531 | 1.0485 | 1.044 | 1.0395 | 1.0351 | 1.0306 | 1.0262 | 1.0218 | 1.0174 | 1.013 | 1.0087 | 1.0043 | 1 | 0 | 0 | 0 | 0 | 0 | 0 | 0 | 0 | 0 | 0 | 0 | 0 | 0 | 0 | 0 | 0 | 0 | 0 | 0 | 0 | 0 | 0 | 0 | 0 | 0 | 0 | 0 | 0 | 0 | 0 | 0 | 0 | 0
[7 empty] | Storage4_O&M | 20 | 17 | 1.076 | 1.0714 | 1.0668 | 1.0622 | 1.0576 | 1.0531 | 1.0485 | 1.044 | 1.0395 | 1.0351 | 1.0306 | 1.0262 | 1.0218 | 1.0174 | 1.013 | 1.0087 | 1.0043 | 1 | 0 | 0 | 0 | 0 | 0 | 0 | 0 | 0 | 0 | 0 | 0 | 0 | 0 | 0 | 0 | 0 | 0 | 0 | 0 | 0 | 0 | 0 | 0 | 0 | 0 | 0 | 0 | 0 | 0 | 0 | 0 | 0
[7 empty] | Storage4_O&M | 20 | 18 | 1.0806 | 1.076 | 1.0714 | 1.0668 | 1.0622 | 1.0576 | 1.0531 | 1.0485 | 1.044 | 1.0395 | 1.0351 | 1.0306 | 1.0262 | 1.0218 | 1.0174 | 1.013 | 1.0087 | 1.0043 | 1 | 0 | 0 | 0 | 0 | 0 | 0 | 0 | 0 | 0 | 0 | 0 | 0 | 0 | 0 | 0 | 0 | 0 | 0 | 0 | 0 | 0 | 0 | 0 | 0 | 0 | 0 | 0 | 0 | 0 | 0 | 0
[7 empty] | Storage4_O&M | 20 | 19 | 1.0853 | 1.0806 | 1.076 | 1.0714 | 1.0668 | 1.0622 | 1.0576 | 1.0531 | 1.0485 | 1.044 | 1.0395 | 1.0351 | 1.0306 | 1.0262 | 1.0218 | 1.0174 | 1.013 | 1.0087 | 1.0043 | 1 | 0 | 0 | 0 | 0 | 0 | 0 | 0 | 0 | 0 | 0 | 0 | 0 | 0 | 0 | 0 | 0 | 0 | 0 | 0 | 0 | 0 | 0 | 0 | 0 | 0 | 0 | 0 | 0 | 0 | 0
[7 empty] | Storage4_O&M | 20 | 20 | 1.09 | 1.0853 | 1.0806 | 1.076 | 1.0714 | 1.0668 | 1.0622 | 1.0576 | 1.0531 | 1.0485 | 1.044 | 1.0395 | 1.0351 | 1.0306 | 1.0262 | 1.0218 | 1.0174 | 1.013 | 1.0087 | 1.0043 | 1 | 0 | 0 | 0 | 0 | 0 | 0 | 0 | 0 | 0 | 0 | 0 | 0 | 0 | 0 | 0 | 0 | 0 | 0 | 0 | 0 | 0 | 0 | 0 | 0 | 0 | 0 | 0 | 0 | 0
[7 empty] | Storage4_O&M | 20 | 21 | 1.0947 | 1.09 | 1.0853 | 1.0806 | 1.076 | 1.0714 | 1.0668 | 1.0622 | 1.0576 | 1.0531 | 1.0485 | 1.044 | 1.0395 | 1.0351 | 1.0306 | 1.0262 | 1.0218 | 1.0174 | 1.013 | 1.0087 | 1.0043 | 1 | 0 | 0 | 0 | 0 | 0 | 0 | 0 | 0 | 0 | 0 | 0 | 0 | 0 | 0 | 0 | 0 | 0 | 0 | 0 | 0 | 0 | 0 | 0 | 0 | 0 | 0 | 0 | 0
[7 empty] | Storage4_O&M | 20 | 22 | 1.0994 | 1.0947 | 1.09 | 1.0853 | 1.0806 | 1.076 | 1.0714 | 1.0668 | 1.0622 | 1.0576 | 1.0531 | 1.0485 | 1.044 | 1.0395 | 1.0351 | 1.0306 | 1.0262 | 1.0218 | 1.0174 | 1.013 | 1.0087 | 1.0043 | 1 | 0 | 0 | 0 | 0 | 0 | 0 | 0 | 0 | 0 | 0 | 0 | 0 | 0 | 0 | 0 | 0 | 0 | 0 | 0 | 0 | 0 | 0 | 0 | 0 | 0 | 0 | 0
[7 empty] | Storage4_O&M | 20 | 23 | 1.1042 | 1.0994 | 1.0947 | 1.09 | 1.0853 | 1.0806 | 1.076 | 1.0714 | 1.0668 | 1.0622 | 1.0576 | 1.0531 | 1.0485 | 1.044 | 1.0395 | 1.0351 | 1.0306 | 1.0262 | 1.0218 | 1.0174 | 1.013 | 1.0087 | 1.0043 | 1 | 0 | 0 | 0 | 0 | 0 | 0 | 0 | 0 | 0 | 0 | 0 | 0 | 0 | 0 | 0 | 0 | 0 | 0 | 0 | 0 | 0 | 0 | 0 | 0 | 0 | 0
[7 empty] | Storage4_O&M | 20 | 24 | 1.1089 | 1.1042 | 1.0994 | 1.0947 | 1.09 | 1.0853 | 1.0806 | 1.076 | 1.0714 | 1.0668 | 1.0622 | 1.0576 | 1.0531 | 1.0485 | 1.044 | 1.0395 | 1.0351 | 1.0306 | 1.0262 | 1.0218 | 1.0174 | 1.013 | 1.0087 | 1.0043 | 1 | 0 | 0 | 0 | 0 | 0 | 0 | 0 | 0 | 0 | 0 | 0 | 0 | 0 | 0 | 0 | 0 | 0 | 0 | 0 | 0 | 0 | 0 | 0 | 0 | 0
[7 empty] | Storage4_O&M | 20 | 25 | 1.1137 | 1.1089 | 1.1042 | 1.0994 | 1.0947 | 1.09 | 1.0853 | 1.0806 | 1.076 | 1.0714 | 1.0668 | 1.0622 | 1.0576 | 1.0531 | 1.0485 | 1.044 | 1.0395 | 1.0351 | 1.0306 | 1.0262 | 1.0218 | 1.0174 | 1.013 | 1.0087 | 1.0043 | 1 | 0 | 0 | 0 | 0 | 0 | 0 | 0 | 0 | 0 | 0 | 0 | 0 | 0 | 0 | 0 | 0 | 0 | 0 | 0 | 0 | 0 | 0 | 0 | 0
[7 empty] | Storage4_O&M | 20 | 26 | 1.1185 | 1.1137 | 1.1089 | 1.1042 | 1.0994 | 1.0947 | 1.09 | 1.0853 | 1.0806 | 1.076 | 1.0714 | 1.0668 | 1.0622 | 1.0576 | 1.0531 | 1.0485 | 1.044 | 1.0395 | 1.0351 | 1.0306 | 1.0262 | 1.0218 | 1.0174 | 1.013 | 1.0087 | 1.0043 | 1 | 0 | 0 | 0 | 0 | 0 | 0 | 0 | 0 | 0 | 0 | 0 | 0 | 0 | 0 | 0 | 0 | 0 | 0 | 0 | 0 | 0 | 0 | 0
[7 empty] | Storage4_O&M | 20 | 27 | 1.1234 | 1.1185 | 1.1137 | 1.1089 | 1.1042 | 1.0994 | 1.0947 | 1.09 | 1.0853 | 1.0806 | 1.076 | 1.0714 | 1.0668 | 1.0622 | 1.0576 | 1.0531 | 1.0485 | 1.044 | 1.0395 | 1.0351 | 1.0306 | 1.0262 | 1.0218 | 1.0174 | 1.013 | 1.0087 | 1.0043 | 1 | 0 | 0 | 0 | 0 | 0 | 0 | 0 | 0 | 0 | 0 | 0 | 0 | 0 | 0 | 0 | 0 | 0 | 0 | 0 | 0 | 0 | 0
[7 empty] | Storage4_O&M | 20 | 28 | 1.1282 | 1.1234 | 1.1185 | 1.1137 | 1.1089 | 1.1042 | 1.0994 | 1.0947 | 1.09 | 1.0853 | 1.0806 | 1.076 | 1.0714 | 1.0668 | 1.0622 | 1.0576 | 1.0531 | 1.0485 | 1.044 | 1.0395 | 1.0351 | 1.0306 | 1.0262 | 1.0218 | 1.0174 | 1.013 | 1.0087 | 1.0043 | 1 | 0 | 0 | 0 | 0 | 0 | 0 | 0 | 0 | 0 | 0 | 0 | 0 | 0 | 0 | 0 | 0 | 0 | 0 | 0 | 0 | 0
[7 empty] | Storage4_O&M | 20 | 29 | 1.1331 | 1.1282 | 1.1234 | 1.1185 | 1.1137 | 1.1089 | 1.1042 | 1.0994 | 1.0947 | 1.09 | 1.0853 | 1.0806 | 1.076 | 1.0714 | 1.0668 | 1.0622 | 1.0576 | 1.0531 | 1.0485 | 1.044 | 1.0395 | 1.0351 | 1.0306 | 1.0262 | 1.0218 | 1.0174 | 1.013 | 1.0087 | 1.0043 | 1 | 0 | 0 | 0 | 0 | 0 | 0 | 0 | 0 | 0 | 0 | 0 | 0 | 0 | 0 | 0 | 0 | 0 | 0 | 0 | 0
[7 empty] | Storage4_O&M | 20 | 30 | 1.138 | 1.1331 | 1.1282 | 1.1234 | 1.1185 | 1.1137 | 1.1089 | 1.1042 | 1.0994 | 1.0947 | 1.09 | 1.0853 | 1.0806 | 1.076 | 1.0714 | 1.0668 | 1.0622 | 1.0576 | 1.0531 | 1.0485 | 1.044 | 1.0395 | 1.0351 | 1.0306 | 1.0262 | 1.0218 | 1.0174 | 1.013 | 1.0087 | 1.0043 | 1 | 0 | 0 | 0 | 0 | 0 | 0 | 0 | 0 | 0 | 0 | 0 | 0 | 0 | 0 | 0 | 0 | 0 | 0 | 0
[7 empty] | Storage4_O&M | 20 | 31 | 1.1429 | 1.138 | 1.1331 | 1.1282 | 1.1234 | 1.1185 | 1.1137 | 1.1089 | 1.1042 | 1.0994 | 1.0947 | 1.09 | 1.0853 | 1.0806 | 1.076 | 1.0714 | 1.0668 | 1.0622 | 1.0576 | 1.0531 | 1.0485 | 1.044 | 1.0395 | 1.0351 | 1.0306 | 1.0262 | 1.0218 | 1.0174 | 1.013 | 1.0087 | 1.0043 | 1 | 0 | 0 | 0 | 0 | 0 | 0 | 0 | 0 | 0 | 0 | 0 | 0 | 0 | 0 | 0 | 0 | 0 | 0
[7 empty] | Storage4_O&M | 20 | 32 | 1.1478 | 1.1429 | 1.138 | 1.1331 | 1.1282 | 1.1234 | 1.1185 | 1.1137 | 1.1089 | 1.1042 | 1.0994 | 1.0947 | 1.09 | 1.0853 | 1.0806 | 1.076 | 1.0714 | 1.0668 | 1.0622 | 1.0576 | 1.0531 | 1.0485 | 1.044 | 1.0395 | 1.0351 | 1.0306 | 1.0262 | 1.0218 | 1.0174 | 1.013 | 1.0087 | 1.0043 | 1 | 0 | 0 | 0 | 0 | 0 | 0 | 0 | 0 | 0 | 0 | 0 | 0 | 0 | 0 | 0 | 0 | 0
[7 empty] | Storage4_O&M | 20 | 33 | 1.1528 | 1.1478 | 1.1429 | 1.138 | 1.1331 | 1.1282 | 1.1234 | 1.1185 | 1.1137 | 1.1089 | 1.1042 | 1.0994 | 1.0947 | 1.09 | 1.0853 | 1.0806 | 1.076 | 1.0714 | 1.0668 | 1.0622 | 1.0576 | 1.0531 | 1.0485 | 1.044 | 1.0395 | 1.0351 | 1.0306 | 1.0262 | 1.0218 | 1.0174 | 1.013 | 1.0087 | 1.0043 | 1 | 0 | 0 | 0 | 0 | 0 | 0 | 0 | 0 | 0 | 0 | 0 | 0 | 0 | 0 | 0 | 0
[7 empty] | Storage4_O&M | 20 | 34 | 1.1577 | 1.1528 | 1.1478 | 1.1429 | 1.138 | 1.1331 | 1.1282 | 1.1234 | 1.1185 | 1.1137 | 1.1089 | 1.1042 | 1.0994 | 1.0947 | 1.09 | 1.0853 | 1.0806 | 1.076 | 1.0714 | 1.0668 | 1.0622 | 1.0576 | 1.0531 | 1.0485 | 1.044 | 1.0395 | 1.0351 | 1.0306 | 1.0262 | 1.0218 | 1.0174 | 1.013 | 1.0087 | 1.0043 | 1 | 0 | 0 | 0 | 0 | 0 | 0 | 0 | 0 | 0 | 0 | 0 | 0 | 0 | 0 | 0
[7 empty] | Storage4_O&M | 20 | 35 | 1.1627 | 1.1577 | 1.1528 | 1.1478 | 1.1429 | 1.138 | 1.1331 | 1.1282 | 1.1234 | 1.1185 | 1.1137 | 1.1089 | 1.1042 | 1.0994 | 1.0947 | 1.09 | 1.0853 | 1.0806 | 1.076 | 1.0714 | 1.0668 | 1.0622 | 1.0576 | 1.0531 | 1.0485 | 1.044 | 1.0395 | 1.0351 | 1.0306 | 1.0262 | 1.0218 | 1.0174 | 1.013 | 1.0087 | 1.0043 | 1 | 0 | 0 | 0 | 0 | 0 | 0 | 0 | 0 | 0 | 0 | 0 | 0 | 0 | 0
[7 empty] | Storage4_O&M | 20 | 36 | 1.1678 | 1.1627 | 1.1577 | 1.1528 | 1.1478 | 1.1429 | 1.138 | 1.1331 | 1.1282 | 1.1234 | 1.1185 | 1.1137 | 1.1089 | 1.1042 | 1.0994 | 1.0947 | 1.09 | 1.0853 | 1.0806 | 1.076 | 1.0714 | 1.0668 | 1.0622 | 1.0576 | 1.0531 | 1.0485 | 1.044 | 1.0395 | 1.0351 | 1.0306 | 1.0262 | 1.0218 | 1.0174 | 1.013 | 1.0087 | 1.0043 | 1 | 0 | 0 | 0 | 0 | 0 | 0 | 0 | 0 | 0 | 0 | 0 | 0 | 0
[7 empty] | Storage4_O&M | 20 | 37 | 1.1728 | 1.1678 | 1.1627 | 1.1577 | 1.1528 | 1.1478 | 1.1429 | 1.138 | 1.1331 | 1.1282 | 1.1234 | 1.1185 | 1.1137 | 1.1089 | 1.1042 | 1.0994 | 1.0947 | 1.09 | 1.0853 | 1.0806 | 1.076 | 1.0714 | 1.0668 | 1.0622 | 1.0576 | 1.0531 | 1.0485 | 1.044 | 1.0395 | 1.0351 | 1.0306 | 1.0262 | 1.0218 | 1.0174 | 1.013 | 1.0087 | 1.0043 | 1 | 0 | 0 | 0 | 0 | 0 | 0 | 0 | 0 | 0 | 0 | 0 | 0
[7 empty] | Storage4_O&M | 20 | 38 | 1.1779 | 1.1728 | 1.1678 | 1.1627 | 1.1577 | 1.1528 | 1.1478 | 1.1429 | 1.138 | 1.1331 | 1.1282 | 1.1234 | 1.1185 | 1.1137 | 1.1089 | 1.1042 | 1.0994 | 1.0947 | 1.09 | 1.0853 | 1.0806 | 1.076 | 1.0714 | 1.0668 | 1.0622 | 1.0576 | 1.0531 | 1.0485 | 1.044 | 1.0395 | 1.0351 | 1.0306 | 1.0262 | 1.0218 | 1.0174 | 1.013 | 1.0087 | 1.0043 | 1 | 0 | 0 | 0 | 0 | 0 | 0 | 0 | 0 | 0 | 0 | 0
[7 empty] | Storage4_O&M | 20 | 39 | 1.183 | 1.1779 | 1.1728 | 1.1678 | 1.1627 | 1.1577 | 1.1528 | 1.1478 | 1.1429 | 1.138 | 1.1331 | 1.1282 | 1.1234 | 1.1185 | 1.1137 | 1.1089 | 1.1042 | 1.0994 | 1.0947 | 1.09 | 1.0853 | 1.0806 | 1.076 | 1.0714 | 1.0668 | 1.0622 | 1.0576 | 1.0531 | 1.0485 | 1.044 | 1.0395 | 1.0351 | 1.0306 | 1.0262 | 1.0218 | 1.0174 | 1.013 | 1.0087 | 1.0043 | 1 | 0 | 0 | 0 | 0 | 0 | 0 | 0 | 0 | 0 | 0
[7 empty] | Storage4_O&M | 20 | 40 | 1.1881 | 1.183 | 1.1779 | 1.1728 | 1.1678 | 1.1627 | 1.1577 | 1.1528 | 1.1478 | 1.1429 | 1.138 | 1.1331 | 1.1282 | 1.1234 | 1.1185 | 1.1137 | 1.1089 | 1.1042 | 1.0994 | 1.0947 | 1.09 | 1.0853 | 1.0806 | 1.076 | 1.0714 | 1.0668 | 1.0622 | 1.0576 | 1.0531 | 1.0485 | 1.044 | 1.0395 | 1.0351 | 1.0306 | 1.0262 | 1.0218 | 1.0174 | 1.013 | 1.0087 | 1.0043 | 1 | 0 | 0 | 0 | 0 | 0 | 0 | 0 | 0 | 0
[7 empty] | Storage4_O&M | 20 | 41 | 1.1932 | 1.1881 | 1.183 | 1.1779 | 1.1728 | 1.1678 | 1.1627 | 1.1577 | 1.1528 | 1.1478 | 1.1429 | 1.138 | 1.1331 | 1.1282 | 1.1234 | 1.1185 | 1.1137 | 1.1089 | 1.1042 | 1.0994 | 1.0947 | 1.09 | 1.0853 | 1.0806 | 1.076 | 1.0714 | 1.0668 | 1.0622 | 1.0576 | 1.0531 | 1.0485 | 1.044 | 1.0395 | 1.0351 | 1.0306 | 1.0262 | 1.0218 | 1.0174 | 1.013 | 1.0087 | 1.0043 | 1 | 0 | 0 | 0 | 0 | 0 | 0 | 0 | 0
[7 empty] | Storage4_O&M | 20 | 42 | 1.1983 | 1.1932 | 1.1881 | 1.183 | 1.1779 | 1.1728 | 1.1678 | 1.1627 | 1.1577 | 1.1528 | 1.1478 | 1.1429 | 1.138 | 1.1331 | 1.1282 | 1.1234 | 1.1185 | 1.1137 | 1.1089 | 1.1042 | 1.0994 | 1.0947 | 1.09 | 1.0853 | 1.0806 | 1.076 | 1.0714 | 1.0668 | 1.0622 | 1.0576 | 1.0531 | 1.0485 | 1.044 | 1.0395 | 1.0351 | 1.0306 | 1.0262 | 1.0218 | 1.0174 | 1.013 | 1.0087 | 1.0043 | 1 | 0 | 0 | 0 | 0 | 0 | 0 | 0
[7 empty] | Storage4_O&M | 20 | 43 | 1.2035 | 1.1983 | 1.1932 | 1.1881 | 1.183 | 1.1779 | 1.1728 | 1.1678 | 1.1627 | 1.1577 | 1.1528 | 1.1478 | 1.1429 | 1.138 | 1.1331 | 1.1282 | 1.1234 | 1.1185 | 1.1137 | 1.1089 | 1.1042 | 1.0994 | 1.0947 | 1.09 | 1.0853 | 1.0806 | 1.076 | 1.0714 | 1.0668 | 1.0622 | 1.0576 | 1.0531 | 1.0485 | 1.044 | 1.0395 | 1.0351 | 1.0306 | 1.0262 | 1.0218 | 1.0174 | 1.013 | 1.0087 | 1.0043 | 1 | 0 | 0 | 0 | 0 | 0 | 0
[7 empty] | Storage4_O&M | 20 | 44 | 1.2087 | 1.2035 | 1.1983 | 1.1932 | 1.1881 | 1.183 | 1.1779 | 1.1728 | 1.1678 | 1.1627 | 1.1577 | 1.1528 | 1.1478 | 1.1429 | 1.138 | 1.1331 | 1.1282 | 1.1234 | 1.1185 | 1.1137 | 1.1089 | 1.1042 | 1.0994 | 1.0947 | 1.09 | 1.0853 | 1.0806 | 1.076 | 1.0714 | 1.0668 | 1.0622 | 1.0576 | 1.0531 | 1.0485 | 1.044 | 1.0395 | 1.0351 | 1.0306 | 1.0262 | 1.0218 | 1.0174 | 1.013 | 1.0087 | 1.0043 | 1 | 0 | 0 | 0 | 0 | 0
[7 empty] | Storage4_O&M | 20 | 45 | 1.2139 | 1.2087 | 1.2035 | 1.1983 | 1.1932 | 1.1881 | 1.183 | 1.1779 | 1.1728 | 1.1678 | 1.1627 | 1.1577 | 1.1528 | 1.1478 | 1.1429 | 1.138 | 1.1331 | 1.1282 | 1.1234 | 1.1185 | 1.1137 | 1.1089 | 1.1042 | 1.0994 | 1.0947 | 1.09 | 1.0853 | 1.0806 | 1.076 | 1.0714 | 1.0668 | 1.0622 | 1.0576 | 1.0531 | 1.0485 | 1.044 | 1.0395 | 1.0351 | 1.0306 | 1.0262 | 1.0218 | 1.0174 | 1.013 | 1.0087 | 1.0043 | 1 | 0 | 0 | 0 | 0
[7 empty] | Storage4_O&M | 20 | 46 | 1.2192 | 1.2139 | 1.2087 | 1.2035 | 1.1983 | 1.1932 | 1.1881 | 1.183 | 1.1779 | 1.1728 | 1.1678 | 1.1627 | 1.1577 | 1.1528 | 1.1478 | 1.1429 | 1.138 | 1.1331 | 1.1282 | 1.1234 | 1.1185 | 1.1137 | 1.1089 | 1.1042 | 1.0994 | 1.0947 | 1.09 | 1.0853 | 1.0806 | 1.076 | 1.0714 | 1.0668 | 1.0622 | 1.0576 | 1.0531 | 1.0485 | 1.044 | 1.0395 | 1.0351 | 1.0306 | 1.0262 | 1.0218 | 1.0174 | 1.013 | 1.0087 | 1.0043 | 1 | 0 | 0 | 0
[7 empty] | Storage4_O&M | 20 | 47 | 1.2244 | 1.2192 | 1.2139 | 1.2087 | 1.2035 | 1.1983 | 1.1932 | 1.1881 | 1.183 | 1.1779 | 1.1728 | 1.1678 | 1.1627 | 1.1577 | 1.1528 | 1.1478 | 1.1429 | 1.138 | 1.1331 | 1.1282 | 1.1234 | 1.1185 | 1.1137 | 1.1089 | 1.1042 | 1.0994 | 1.0947 | 1.09 | 1.0853 | 1.0806 | 1.076 | 1.0714 | 1.0668 | 1.0622 | 1.0576 | 1.0531 | 1.0485 | 1.044 | 1.0395 | 1.0351 | 1.0306 | 1.0262 | 1.0218 | 1.0174 | 1.013 | 1.0087 | 1.0043 | 1 | 0 | 0
[7 empty] | Storage4_O&M | 20 | 48 | 1.2297 | 1.2244 | 1.2192 | 1.2139 | 1.2087 | 1.2035 | 1.1983 | 1.1932 | 1.1881 | 1.183 | 1.1779 | 1.1728 | 1.1678 | 1.1627 | 1.1577 | 1.1528 | 1.1478 | 1.1429 | 1.138 | 1.1331 | 1.1282 | 1.1234 | 1.1185 | 1.1137 | 1.1089 | 1.1042 | 1.0994 | 1.0947 | 1.09 | 1.0853 | 1.0806 | 1.076 | 1.0714 | 1.0668 | 1.0622 | 1.0576 | 1.0531 | 1.0485 | 1.044 | 1.0395 | 1.0351 | 1.0306 | 1.0262 | 1.0218 | 1.0174 | 1.013 | 1.0087 | 1.0043 | 1 | 0
[7 empty] | Storage4_O&M | 20 | 49 | 1.235 | 1.2297 | 1.2244 | 1.2192 | 1.2139 | 1.2087 | 1.2035 | 1.1983 | 1.1932 | 1.1881 | 1.183 | 1.1779 | 1.1728 | 1.1678 | 1.1627 | 1.1577 | 1.1528 | 1.1478 | 1.1429 | 1.138 | 1.1331 | 1.1282 | 1.1234 | 1.1185 | 1.1137 | 1.1089 | 1.1042 | 1.0994 | 1.0947 | 1.09 | 1.0853 | 1.0806 | 1.076 | 1.0714 | 1.0668 | 1.0622 | 1.0576 | 1.0531 | 1.0485 | 1.044 | 1.0395 | 1.0351 | 1.0306 | 1.0262 | 1.0218 | 1.0174 | 1.013 | 1.0087 | 1.0043 | 1
[7 empty] | Storage6_O&M | 21 | 0 | 1 | 0 | 0 | 0 | 0 | 0 | 0 | 0 | 0 | 0 | 0 | 0 | 0 | 0 | 0 | 0 | 0 | 0 | 0 | 0 | 0 | 0 | 0 | 0 | 0 | 0 | 0 | 0 | 0 | 0 | 0 | 0 | 0 | 0 | 0 | 0 | 0 | 0 | 0 | 0 | 0 | 0 | 0 | 0 | 0 | 0 | 0 | 0 | 0 | 0
[7 empty] | Storage6_O&M | 21 | 1 | 1.0033 | 1 | 0 | 0 | 0 | 0 | 0 | 0 | 0 | 0 | 0 | 0 | 0 | 0 | 0 | 0 | 0 | 0 | 0 | 0 | 0 | 0 | 0 | 0 | 0 | 0 | 0 | 0 | 0 | 0 | 0 | 0 | 0 | 0 | 0 | 0 | 0 | 0 | 0 | 0 | 0 | 0 | 0 | 0 | 0 | 0 | 0 | 0 | 0 | 0
[7 empty] | Storage6_O&M | 21 | 2 | 1.0066 | 1.0033 | 1 | 0 | 0 | 0 | 0 | 0 | 0 | 0 | 0 | 0 | 0 | 0 | 0 | 0 | 0 | 0 | 0 | 0 | 0 | 0 | 0 | 0 | 0 | 0 | 0 | 0 | 0 | 0 | 0 | 0 | 0 | 0 | 0 | 0 | 0 | 0 | 0 | 0 | 0 | 0 | 0 | 0 | 0 | 0 | 0 | 0 | 0 | 0
[7 empty] | Storage6_O&M | 21 | 3 | 1.0099 | 1.0066 | 1.0033 | 1 | 0 | 0 | 0 | 0 | 0 | 0 | 0 | 0 | 0 | 0 | 0 | 0 | 0 | 0 | 0 | 0 | 0 | 0 | 0 | 0 | 0 | 0 | 0 | 0 | 0 | 0 | 0 | 0 | 0 | 0 | 0 | 0 | 0 | 0 | 0 | 0 | 0 | 0 | 0 | 0 | 0 | 0 | 0 | 0 | 0 | 0
[7 empty] | Storage6_O&M | 21 | 4 | 1.0132 | 1.0099 | 1.0066 | 1.0033 | 1 | 0 | 0 | 0 | 0 | 0 | 0 | 0 | 0 | 0 | 0 | 0 | 0 | 0 | 0 | 0 | 0 | 0 | 0 | 0 | 0 | 0 | 0 | 0 | 0 | 0 | 0 | 0 | 0 | 0 | 0 | 0 | 0 | 0 | 0 | 0 | 0 | 0 | 0 | 0 | 0 | 0 | 0 | 0 | 0 | 0
[7 empty] | Storage6_O&M | 21 | 5 | 1.0165 | 1.0132 | 1.0099 | 1.0066 | 1.0033 | 1 | 0 | 0 | 0 | 0 | 0 | 0 | 0 | 0 | 0 | 0 | 0 | 0 | 0 | 0 | 0 | 0 | 0 | 0 | 0 | 0 | 0 | 0 | 0 | 0 | 0 | 0 | 0 | 0 | 0 | 0 | 0 | 0 | 0 | 0 | 0 | 0 | 0 | 0 | 0 | 0 | 0 | 0 | 0 | 0
[7 empty] | Storage6_O&M | 21 | 6 | 1.0198 | 1.0165 | 1.0132 | 1.0099 | 1.0066 | 1.0033 | 1 | 0 | 0 | 0 | 0 | 0 | 0 | 0 | 0 | 0 | 0 | 0 | 0 | 0 | 0 | 0 | 0 | 0 | 0 | 0 | 0 | 0 | 0 | 0 | 0 | 0 | 0 | 0 | 0 | 0 | 0 | 0 | 0 | 0 | 0 | 0 | 0 | 0 | 0 | 0 | 0 | 0 | 0 | 0
[7 empty] | Storage6_O&M | 21 | 7 | 1.0232 | 1.0198 | 1.0165 | 1.0132 | 1.0099 | 1.0066 | 1.0033 | 1 | 0 | 0 | 0 | 0 | 0 | 0 | 0 | 0 | 0 | 0 | 0 | 0 | 0 | 0 | 0 | 0 | 0 | 0 | 0 | 0 | 0 | 0 | 0 | 0 | 0 | 0 | 0 | 0 | 0 | 0 | 0 | 0 | 0 | 0 | 0 | 0 | 0 | 0 | 0 | 0 | 0 | 0
[7 empty] | Storage6_O&M | 21 | 8 | 1.0265 | 1.0232 | 1.0198 | 1.0165 | 1.0132 | 1.0099 | 1.0066 | 1.0033 | 1 | 0 | 0 | 0 | 0 | 0 | 0 | 0 | 0 | 0 | 0 | 0 | 0 | 0 | 0 | 0 | 0 | 0 | 0 | 0 | 0 | 0 | 0 | 0 | 0 | 0 | 0 | 0 | 0 | 0 | 0 | 0 | 0 | 0 | 0 | 0 | 0 | 0 | 0 | 0 | 0 | 0
[7 empty] | Storage6_O&M | 21 | 9 | 1.0299 | 1.0265 | 1.0232 | 1.0198 | 1.0165 | 1.0132 | 1.0099 | 1.0066 | 1.0033 | 1 | 0 | 0 | 0 | 0 | 0 | 0 | 0 | 0 | 0 | 0 | 0 | 0 | 0 | 0 | 0 | 0 | 0 | 0 | 0 | 0 | 0 | 0 | 0 | 0 | 0 | 0 | 0 | 0 | 0 | 0 | 0 | 0 | 0 | 0 | 0 | 0 | 0 | 0 | 0 | 0
[7 empty] | Storage6_O&M | 21 | 10 | 1.0333 | 1.0299 | 1.0265 | 1.0232 | 1.0198 | 1.0165 | 1.0132 | 1.0099 | 1.0066 | 1.0033 | 1 | 0 | 0 | 0 | 0 | 0 | 0 | 0 | 0 | 0 | 0 | 0 | 0 | 0 | 0 | 0 | 0 | 0 | 0 | 0 | 0 | 0 | 0 | 0 | 0 | 0 | 0 | 0 | 0 | 0 | 0 | 0 | 0 | 0 | 0 | 0 | 0 | 0 | 0 | 0
[7 empty] | Storage6_O&M | 21 | 11 | 1.0367 | 1.0333 | 1.0299 | 1.0265 | 1.0232 | 1.0198 | 1.0165 | 1.0132 | 1.0099 | 1.0066 | 1.0033 | 1 | 0 | 0 | 0 | 0 | 0 | 0 | 0 | 0 | 0 | 0 | 0 | 0 | 0 | 0 | 0 | 0 | 0 | 0 | 0 | 0 | 0 | 0 | 0 | 0 | 0 | 0 | 0 | 0 | 0 | 0 | 0 | 0 | 0 | 0 | 0 | 0 | 0 | 0
[7 empty] | Storage6_O&M | 21 | 12 | 1.0401 | 1.0367 | 1.0333 | 1.0299 | 1.0265 | 1.0232 | 1.0198 | 1.0165 | 1.0132 | 1.0099 | 1.0066 | 1.0033 | 1 | 0 | 0 | 0 | 0 | 0 | 0 | 0 | 0 | 0 | 0 | 0 | 0 | 0 | 0 | 0 | 0 | 0 | 0 | 0 | 0 | 0 | 0 | 0 | 0 | 0 | 0 | 0 | 0 | 0 | 0 | 0 | 0 | 0 | 0 | 0 | 0 | 0
[7 empty] | Storage6_O&M | 21 | 13 | 1.0435 | 1.0401 | 1.0367 | 1.0333 | 1.0299 | 1.0265 | 1.0232 | 1.0198 | 1.0165 | 1.0132 | 1.0099 | 1.0066 | 1.0033 | 1 | 0 | 0 | 0 | 0 | 0 | 0 | 0 | 0 | 0 | 0 | 0 | 0 | 0 | 0 | 0 | 0 | 0 | 0 | 0 | 0 | 0 | 0 | 0 | 0 | 0 | 0 | 0 | 0 | 0 | 0 | 0 | 0 | 0 | 0 | 0 | 0
[7 empty] | Storage6_O&M | 21 | 14 | 1.0469 | 1.0435 | 1.0401 | 1.0367 | 1.0333 | 1.0299 | 1.0265 | 1.0232 | 1.0198 | 1.0165 | 1.0132 | 1.0099 | 1.0066 | 1.0033 | 1 | 0 | 0 | 0 | 0 | 0 | 0 | 0 | 0 | 0 | 0 | 0 | 0 | 0 | 0 | 0 | 0 | 0 | 0 | 0 | 0 | 0 | 0 | 0 | 0 | 0 | 0 | 0 | 0 | 0 | 0 | 0 | 0 | 0 | 0 | 0
[7 empty] | Storage6_O&M | 21 | 15 | 1.0503 | 1.0469 | 1.0435 | 1.0401 | 1.0367 | 1.0333 | 1.0299 | 1.0265 | 1.0232 | 1.0198 | 1.0165 | 1.0132 | 1.0099 | 1.0066 | 1.0033 | 1 | 0 | 0 | 0 | 0 | 0 | 0 | 0 | 0 | 0 | 0 | 0 | 0 | 0 | 0 | 0 | 0 | 0 | 0 | 0 | 0 | 0 | 0 | 0 | 0 | 0 | 0 | 0 | 0 | 0 | 0 | 0 | 0 | 0 | 0
[7 empty] | Storage6_O&M | 21 | 16 | 1.0538 | 1.0503 | 1.0469 | 1.0435 | 1.0401 | 1.0367 | 1.0333 | 1.0299 | 1.0265 | 1.0232 | 1.0198 | 1.0165 | 1.0132 | 1.0099 | 1.0066 | 1.0033 | 1 | 0 | 0 | 0 | 0 | 0 | 0 | 0 | 0 | 0 | 0 | 0 | 0 | 0 | 0 | 0 | 0 | 0 | 0 | 0 | 0 | 0 | 0 | 0 | 0 | 0 | 0 | 0 | 0 | 0 | 0 | 0 | 0 | 0
[7 empty] | Storage6_O&M | 21 | 17 | 1.0572 | 1.0538 | 1.0503 | 1.0469 | 1.0435 | 1.0401 | 1.0367 | 1.0333 | 1.0299 | 1.0265 | 1.0232 | 1.0198 | 1.0165 | 1.0132 | 1.0099 | 1.0066 | 1.0033 | 1 | 0 | 0 | 0 | 0 | 0 | 0 | 0 | 0 | 0 | 0 | 0 | 0 | 0 | 0 | 0 | 0 | 0 | 0 | 0 | 0 | 0 | 0 | 0 | 0 | 0 | 0 | 0 | 0 | 0 | 0 | 0 | 0
[7 empty] | Storage6_O&M | 21 | 18 | 1.0607 | 1.0572 | 1.0538 | 1.0503 | 1.0469 | 1.0435 | 1.0401 | 1.0367 | 1.0333 | 1.0299 | 1.0265 | 1.0232 | 1.0198 | 1.0165 | 1.0132 | 1.0099 | 1.0066 | 1.0033 | 1 | 0 | 0 | 0 | 0 | 0 | 0 | 0 | 0 | 0 | 0 | 0 | 0 | 0 | 0 | 0 | 0 | 0 | 0 | 0 | 0 | 0 | 0 | 0 | 0 | 0 | 0 | 0 | 0 | 0 | 0 | 0
[7 empty] | Storage6_O&M | 21 | 19 | 1.0642 | 1.0607 | 1.0572 | 1.0538 | 1.0503 | 1.0469 | 1.0435 | 1.0401 | 1.0367 | 1.0333 | 1.0299 | 1.0265 | 1.0232 | 1.0198 | 1.0165 | 1.0132 | 1.0099 | 1.0066 | 1.0033 | 1 | 0 | 0 | 0 | 0 | 0 | 0 | 0 | 0 | 0 | 0 | 0 | 0 | 0 | 0 | 0 | 0 | 0 | 0 | 0 | 0 | 0 | 0 | 0 | 0 | 0 | 0 | 0 | 0 | 0 | 0
[7 empty] | Storage6_O&M | 21 | 20 | 1.0677 | 1.0642 | 1.0607 | 1.0572 | 1.0538 | 1.0503 | 1.0469 | 1.0435 | 1.0401 | 1.0367 | 1.0333 | 1.0299 | 1.0265 | 1.0232 | 1.0198 | 1.0165 | 1.0132 | 1.0099 | 1.0066 | 1.0033 | 1 | 0 | 0 | 0 | 0 | 0 | 0 | 0 | 0 | 0 | 0 | 0 | 0 | 0 | 0 | 0 | 0 | 0 | 0 | 0 | 0 | 0 | 0 | 0 | 0 | 0 | 0 | 0 | 0 | 0
[7 empty] | Storage6_O&M | 21 | 21 | 1.0712 | 1.0677 | 1.0642 | 1.0607 | 1.0572 | 1.0538 | 1.0503 | 1.0469 | 1.0435 | 1.0401 | 1.0367 | 1.0333 | 1.0299 | 1.0265 | 1.0232 | 1.0198 | 1.0165 | 1.0132 | 1.0099 | 1.0066 | 1.0033 | 1 | 0 | 0 | 0 | 0 | 0 | 0 | 0 | 0 | 0 | 0 | 0 | 0 | 0 | 0 | 0 | 0 | 0 | 0 | 0 | 0 | 0 | 0 | 0 | 0 | 0 | 0 | 0 | 0
[7 empty] | Storage6_O&M | 21 | 22 | 1.0747 | 1.0712 | 1.0677 | 1.0642 | 1.0607 | 1.0572 | 1.0538 | 1.0503 | 1.0469 | 1.0435 | 1.0401 | 1.0367 | 1.0333 | 1.0299 | 1.0265 | 1.0232 | 1.0198 | 1.0165 | 1.0132 | 1.0099 | 1.0066 | 1.0033 | 1 | 0 | 0 | 0 | 0 | 0 | 0 | 0 | 0 | 0 | 0 | 0 | 0 | 0 | 0 | 0 | 0 | 0 | 0 | 0 | 0 | 0 | 0 | 0 | 0 | 0 | 0 | 0
[7 empty] | Storage6_O&M | 21 | 23 | 1.0782 | 1.0747 | 1.0712 | 1.0677 | 1.0642 | 1.0607 | 1.0572 | 1.0538 | 1.0503 | 1.0469 | 1.0435 | 1.0401 | 1.0367 | 1.0333 | 1.0299 | 1.0265 | 1.0232 | 1.0198 | 1.0165 | 1.0132 | 1.0099 | 1.0066 | 1.0033 | 1 | 0 | 0 | 0 | 0 | 0 | 0 | 0 | 0 | 0 | 0 | 0 | 0 | 0 | 0 | 0 | 0 | 0 | 0 | 0 | 0 | 0 | 0 | 0 | 0 | 0 | 0
[7 empty] | Storage6_O&M | 21 | 24 | 1.0817 | 1.0782 | 1.0747 | 1.0712 | 1.0677 | 1.0642 | 1.0607 | 1.0572 | 1.0538 | 1.0503 | 1.0469 | 1.0435 | 1.0401 | 1.0367 | 1.0333 | 1.0299 | 1.0265 | 1.0232 | 1.0198 | 1.0165 | 1.0132 | 1.0099 | 1.0066 | 1.0033 | 1 | 0 | 0 | 0 | 0 | 0 | 0 | 0 | 0 | 0 | 0 | 0 | 0 | 0 | 0 | 0 | 0 | 0 | 0 | 0 | 0 | 0 | 0 | 0 | 0 | 0
[7 empty] | Storage6_O&M | 21 | 25 | 1.0853 | 1.0817 | 1.0782 | 1.0747 | 1.0712 | 1.0677 | 1.0642 | 1.0607 | 1.0572 | 1.0538 | 1.0503 | 1.0469 | 1.0435 | 1.0401 | 1.0367 | 1.0333 | 1.0299 | 1.0265 | 1.0232 | 1.0198 | 1.0165 | 1.0132 | 1.0099 | 1.0066 | 1.0033 | 1 | 0 | 0 | 0 | 0 | 0 | 0 | 0 | 0 | 0 | 0 | 0 | 0 | 0 | 0 | 0 | 0 | 0 | 0 | 0 | 0 | 0 | 0 | 0 | 0
[7 empty] | Storage6_O&M | 21 | 26 | 1.0888 | 1.0853 | 1.0817 | 1.0782 | 1.0747 | 1.0712 | 1.0677 | 1.0642 | 1.0607 | 1.0572 | 1.0538 | 1.0503 | 1.0469 | 1.0435 | 1.0401 | 1.0367 | 1.0333 | 1.0299 | 1.0265 | 1.0232 | 1.0198 | 1.0165 | 1.0132 | 1.0099 | 1.0066 | 1.0033 | 1 | 0 | 0 | 0 | 0 | 0 | 0 | 0 | 0 | 0 | 0 | 0 | 0 | 0 | 0 | 0 | 0 | 0 | 0 | 0 | 0 | 0 | 0 | 0
[7 empty] | Storage6_O&M | 21 | 27 | 1.0924 | 1.0888 | 1.0853 | 1.0817 | 1.0782 | 1.0747 | 1.0712 | 1.0677 | 1.0642 | 1.0607 | 1.0572 | 1.0538 | 1.0503 | 1.0469 | 1.0435 | 1.0401 | 1.0367 | 1.0333 | 1.0299 | 1.0265 | 1.0232 | 1.0198 | 1.0165 | 1.0132 | 1.0099 | 1.0066 | 1.0033 | 1 | 0 | 0 | 0 | 0 | 0 | 0 | 0 | 0 | 0 | 0 | 0 | 0 | 0 | 0 | 0 | 0 | 0 | 0 | 0 | 0 | 0 | 0
[7 empty] | Storage6_O&M | 21 | 28 | 1.096 | 1.0924 | 1.0888 | 1.0853 | 1.0817 | 1.0782 | 1.0747 | 1.0712 | 1.0677 | 1.0642 | 1.0607 | 1.0572 | 1.0538 | 1.0503 | 1.0469 | 1.0435 | 1.0401 | 1.0367 | 1.0333 | 1.0299 | 1.0265 | 1.0232 | 1.0198 | 1.0165 | 1.0132 | 1.0099 | 1.0066 | 1.0033 | 1 | 0 | 0 | 0 | 0 | 0 | 0 | 0 | 0 | 0 | 0 | 0 | 0 | 0 | 0 | 0 | 0 | 0 | 0 | 0 | 0 | 0
[7 empty] | Storage6_O&M | 21 | 29 | 1.0996 | 1.096 | 1.0924 | 1.0888 | 1.0853 | 1.0817 | 1.0782 | 1.0747 | 1.0712 | 1.0677 | 1.0642 | 1.0607 | 1.0572 | 1.0538 | 1.0503 | 1.0469 | 1.0435 | 1.0401 | 1.0367 | 1.0333 | 1.0299 | 1.0265 | 1.0232 | 1.0198 | 1.0165 | 1.0132 | 1.0099 | 1.0066 | 1.0033 | 1 | 0 | 0 | 0 | 0 | 0 | 0 | 0 | 0 | 0 | 0 | 0 | 0 | 0 | 0 | 0 | 0 | 0 | 0 | 0 | 0
[7 empty] | Storage6_O&M | 21 | 30 | 1.1032 | 1.0996 | 1.096 | 1.0924 | 1.0888 | 1.0853 | 1.0817 | 1.0782 | 1.0747 | 1.0712 | 1.0677 | 1.0642 | 1.0607 | 1.0572 | 1.0538 | 1.0503 | 1.0469 | 1.0435 | 1.0401 | 1.0367 | 1.0333 | 1.0299 | 1.0265 | 1.0232 | 1.0198 | 1.0165 | 1.0132 | 1.0099 | 1.0066 | 1.0033 | 1 | 0 | 0 | 0 | 0 | 0 | 0 | 0 | 0 | 0 | 0 | 0 | 0 | 0 | 0 | 0 | 0 | 0 | 0 | 0
[7 empty] | Storage6_O&M | 21 | 31 | 1.1068 | 1.1032 | 1.0996 | 1.096 | 1.0924 | 1.0888 | 1.0853 | 1.0817 | 1.0782 | 1.0747 | 1.0712 | 1.0677 | 1.0642 | 1.0607 | 1.0572 | 1.0538 | 1.0503 | 1.0469 | 1.0435 | 1.0401 | 1.0367 | 1.0333 | 1.0299 | 1.0265 | 1.0232 | 1.0198 | 1.0165 | 1.0132 | 1.0099 | 1.0066 | 1.0033 | 1 | 0 | 0 | 0 | 0 | 0 | 0 | 0 | 0 | 0 | 0 | 0 | 0 | 0 | 0 | 0 | 0 | 0 | 0
[7 empty] | Storage6_O&M | 21 | 32 | 1.1104 | 1.1068 | 1.1032 | 1.0996 | 1.096 | 1.0924 | 1.0888 | 1.0853 | 1.0817 | 1.0782 | 1.0747 | 1.0712 | 1.0677 | 1.0642 | 1.0607 | 1.0572 | 1.0538 | 1.0503 | 1.0469 | 1.0435 | 1.0401 | 1.0367 | 1.0333 | 1.0299 | 1.0265 | 1.0232 | 1.0198 | 1.0165 | 1.0132 | 1.0099 | 1.0066 | 1.0033 | 1 | 0 | 0 | 0 | 0 | 0 | 0 | 0 | 0 | 0 | 0 | 0 | 0 | 0 | 0 | 0 | 0 | 0
[7 empty] | Storage6_O&M | 21 | 33 | 1.1141 | 1.1104 | 1.1068 | 1.1032 | 1.0996 | 1.096 | 1.0924 | 1.0888 | 1.0853 | 1.0817 | 1.0782 | 1.0747 | 1.0712 | 1.0677 | 1.0642 | 1.0607 | 1.0572 | 1.0538 | 1.0503 | 1.0469 | 1.0435 | 1.0401 | 1.0367 | 1.0333 | 1.0299 | 1.0265 | 1.0232 | 1.0198 | 1.0165 | 1.0132 | 1.0099 | 1.0066 | 1.0033 | 1 | 0 | 0 | 0 | 0 | 0 | 0 | 0 | 0 | 0 | 0 | 0 | 0 | 0 | 0 | 0 | 0
[7 empty] | Storage6_O&M | 21 | 34 | 1.1177 | 1.1141 | 1.1104 | 1.1068 | 1.1032 | 1.0996 | 1.096 | 1.0924 | 1.0888 | 1.0853 | 1.0817 | 1.0782 | 1.0747 | 1.0712 | 1.0677 | 1.0642 | 1.0607 | 1.0572 | 1.0538 | 1.0503 | 1.0469 | 1.0435 | 1.0401 | 1.0367 | 1.0333 | 1.0299 | 1.0265 | 1.0232 | 1.0198 | 1.0165 | 1.0132 | 1.0099 | 1.0066 | 1.0033 | 1 | 0 | 0 | 0 | 0 | 0 | 0 | 0 | 0 | 0 | 0 | 0 | 0 | 0 | 0 | 0
[7 empty] | Storage6_O&M | 21 | 35 | 1.1214 | 1.1177 | 1.1141 | 1.1104 | 1.1068 | 1.1032 | 1.0996 | 1.096 | 1.0924 | 1.0888 | 1.0853 | 1.0817 | 1.0782 | 1.0747 | 1.0712 | 1.0677 | 1.0642 | 1.0607 | 1.0572 | 1.0538 | 1.0503 | 1.0469 | 1.0435 | 1.0401 | 1.0367 | 1.0333 | 1.0299 | 1.0265 | 1.0232 | 1.0198 | 1.0165 | 1.0132 | 1.0099 | 1.0066 | 1.0033 | 1 | 0 | 0 | 0 | 0 | 0 | 0 | 0 | 0 | 0 | 0 | 0 | 0 | 0 | 0
[7 empty] | Storage6_O&M | 21 | 36 | 1.1251 | 1.1214 | 1.1177 | 1.1141 | 1.1104 | 1.1068 | 1.1032 | 1.0996 | 1.096 | 1.0924 | 1.0888 | 1.0853 | 1.0817 | 1.0782 | 1.0747 | 1.0712 | 1.0677 | 1.0642 | 1.0607 | 1.0572 | 1.0538 | 1.0503 | 1.0469 | 1.0435 | 1.0401 | 1.0367 | 1.0333 | 1.0299 | 1.0265 | 1.0232 | 1.0198 | 1.0165 | 1.0132 | 1.0099 | 1.0066 | 1.0033 | 1 | 0 | 0 | 0 | 0 | 0 | 0 | 0 | 0 | 0 | 0 | 0 | 0 | 0
[7 empty] | Storage6_O&M | 21 | 37 | 1.1287 | 1.1251 | 1.1214 | 1.1177 | 1.1141 | 1.1104 | 1.1068 | 1.1032 | 1.0996 | 1.096 | 1.0924 | 1.0888 | 1.0853 | 1.0817 | 1.0782 | 1.0747 | 1.0712 | 1.0677 | 1.0642 | 1.0607 | 1.0572 | 1.0538 | 1.0503 | 1.0469 | 1.0435 | 1.0401 | 1.0367 | 1.0333 | 1.0299 | 1.0265 | 1.0232 | 1.0198 | 1.0165 | 1.0132 | 1.0099 | 1.0066 | 1.0033 | 1 | 0 | 0 | 0 | 0 | 0 | 0 | 0 | 0 | 0 | 0 | 0 | 0
[7 empty] | Storage6_O&M | 21 | 38 | 1.1324 | 1.1287 | 1.1251 | 1.1214 | 1.1177 | 1.1141 | 1.1104 | 1.1068 | 1.1032 | 1.0996 | 1.096 | 1.0924 | 1.0888 | 1.0853 | 1.0817 | 1.0782 | 1.0747 | 1.0712 | 1.0677 | 1.0642 | 1.0607 | 1.0572 | 1.0538 | 1.0503 | 1.0469 | 1.0435 | 1.0401 | 1.0367 | 1.0333 | 1.0299 | 1.0265 | 1.0232 | 1.0198 | 1.0165 | 1.0132 | 1.0099 | 1.0066 | 1.0033 | 1 | 0 | 0 | 0 | 0 | 0 | 0 | 0 | 0 | 0 | 0 | 0
[7 empty] | Storage6_O&M | 21 | 39 | 1.1362 | 1.1324 | 1.1287 | 1.1251 | 1.1214 | 1.1177 | 1.1141 | 1.1104 | 1.1068 | 1.1032 | 1.0996 | 1.096 | 1.0924 | 1.0888 | 1.0853 | 1.0817 | 1.0782 | 1.0747 | 1.0712 | 1.0677 | 1.0642 | 1.0607 | 1.0572 | 1.0538 | 1.0503 | 1.0469 | 1.0435 | 1.0401 | 1.0367 | 1.0333 | 1.0299 | 1.0265 | 1.0232 | 1.0198 | 1.0165 | 1.0132 | 1.0099 | 1.0066 | 1.0033 | 1 | 0 | 0 | 0 | 0 | 0 | 0 | 0 | 0 | 0 | 0
[7 empty] | Storage6_O&M | 21 | 40 | 1.1399 | 1.1362 | 1.1324 | 1.1287 | 1.1251 | 1.1214 | 1.1177 | 1.1141 | 1.1104 | 1.1068 | 1.1032 | 1.0996 | 1.096 | 1.0924 | 1.0888 | 1.0853 | 1.0817 | 1.0782 | 1.0747 | 1.0712 | 1.0677 | 1.0642 | 1.0607 | 1.0572 | 1.0538 | 1.0503 | 1.0469 | 1.0435 | 1.0401 | 1.0367 | 1.0333 | 1.0299 | 1.0265 | 1.0232 | 1.0198 | 1.0165 | 1.0132 | 1.0099 | 1.0066 | 1.0033 | 1 | 0 | 0 | 0 | 0 | 0 | 0 | 0 | 0 | 0
[7 empty] | Storage6_O&M | 21 | 41 | 1.1436 | 1.1399 | 1.1362 | 1.1324 | 1.1287 | 1.1251 | 1.1214 | 1.1177 | 1.1141 | 1.1104 | 1.1068 | 1.1032 | 1.0996 | 1.096 | 1.0924 | 1.0888 | 1.0853 | 1.0817 | 1.0782 | 1.0747 | 1.0712 | 1.0677 | 1.0642 | 1.0607 | 1.0572 | 1.0538 | 1.0503 | 1.0469 | 1.0435 | 1.0401 | 1.0367 | 1.0333 | 1.0299 | 1.0265 | 1.0232 | 1.0198 | 1.0165 | 1.0132 | 1.0099 | 1.0066 | 1.0033 | 1 | 0 | 0 | 0 | 0 | 0 | 0 | 0 | 0
[7 empty] | Storage6_O&M | 21 | 42 | 1.1474 | 1.1436 | 1.1399 | 1.1362 | 1.1324 | 1.1287 | 1.1251 | 1.1214 | 1.1177 | 1.1141 | 1.1104 | 1.1068 | 1.1032 | 1.0996 | 1.096 | 1.0924 | 1.0888 | 1.0853 | 1.0817 | 1.0782 | 1.0747 | 1.0712 | 1.0677 | 1.0642 | 1.0607 | 1.0572 | 1.0538 | 1.0503 | 1.0469 | 1.0435 | 1.0401 | 1.0367 | 1.0333 | 1.0299 | 1.0265 | 1.0232 | 1.0198 | 1.0165 | 1.0132 | 1.0099 | 1.0066 | 1.0033 | 1 | 0 | 0 | 0 | 0 | 0 | 0 | 0
[7 empty] | Storage6_O&M | 21 | 43 | 1.1511 | 1.1474 | 1.1436 | 1.1399 | 1.1362 | 1.1324 | 1.1287 | 1.1251 | 1.1214 | 1.1177 | 1.1141 | 1.1104 | 1.1068 | 1.1032 | 1.0996 | 1.096 | 1.0924 | 1.0888 | 1.0853 | 1.0817 | 1.0782 | 1.0747 | 1.0712 | 1.0677 | 1.0642 | 1.0607 | 1.0572 | 1.0538 | 1.0503 | 1.0469 | 1.0435 | 1.0401 | 1.0367 | 1.0333 | 1.0299 | 1.0265 | 1.0232 | 1.0198 | 1.0165 | 1.0132 | 1.0099 | 1.0066 | 1.0033 | 1 | 0 | 0 | 0 | 0 | 0 | 0
[7 empty] | Storage6_O&M | 21 | 44 | 1.1549 | 1.1511 | 1.1474 | 1.1436 | 1.1399 | 1.1362 | 1.1324 | 1.1287 | 1.1251 | 1.1214 | 1.1177 | 1.1141 | 1.1104 | 1.1068 | 1.1032 | 1.0996 | 1.096 | 1.0924 | 1.0888 | 1.0853 | 1.0817 | 1.0782 | 1.0747 | 1.0712 | 1.0677 | 1.0642 | 1.0607 | 1.0572 | 1.0538 | 1.0503 | 1.0469 | 1.0435 | 1.0401 | 1.0367 | 1.0333 | 1.0299 | 1.0265 | 1.0232 | 1.0198 | 1.0165 | 1.0132 | 1.0099 | 1.0066 | 1.0033 | 1 | 0 | 0 | 0 | 0 | 0
[7 empty] | Storage6_O&M | 21 | 45 | 1.1587 | 1.1549 | 1.1511 | 1.1474 | 1.1436 | 1.1399 | 1.1362 | 1.1324 | 1.1287 | 1.1251 | 1.1214 | 1.1177 | 1.1141 | 1.1104 | 1.1068 | 1.1032 | 1.0996 | 1.096 | 1.0924 | 1.0888 | 1.0853 | 1.0817 | 1.0782 | 1.0747 | 1.0712 | 1.0677 | 1.0642 | 1.0607 | 1.0572 | 1.0538 | 1.0503 | 1.0469 | 1.0435 | 1.0401 | 1.0367 | 1.0333 | 1.0299 | 1.0265 | 1.0232 | 1.0198 | 1.0165 | 1.0132 | 1.0099 | 1.0066 | 1.0033 | 1 | 0 | 0 | 0 | 0
[7 empty] | Storage6_O&M | 21 | 46 | 1.1625 | 1.1587 | 1.1549 | 1.1511 | 1.1474 | 1.1436 | 1.1399 | 1.1362 | 1.1324 | 1.1287 | 1.1251 | 1.1214 | 1.1177 | 1.1141 | 1.1104 | 1.1068 | 1.1032 | 1.0996 | 1.096 | 1.0924 | 1.0888 | 1.0853 | 1.0817 | 1.0782 | 1.0747 | 1.0712 | 1.0677 | 1.0642 | 1.0607 | 1.0572 | 1.0538 | 1.0503 | 1.0469 | 1.0435 | 1.0401 | 1.0367 | 1.0333 | 1.0299 | 1.0265 | 1.0232 | 1.0198 | 1.0165 | 1.0132 | 1.0099 | 1.0066 | 1.0033 | 1 | 0 | 0 | 0
[7 empty] | Storage6_O&M | 21 | 47 | 1.1663 | 1.1625 | 1.1587 | 1.1549 | 1.1511 | 1.1474 | 1.1436 | 1.1399 | 1.1362 | 1.1324 | 1.1287 | 1.1251 | 1.1214 | 1.1177 | 1.1141 | 1.1104 | 1.1068 | 1.1032 | 1.0996 | 1.096 | 1.0924 | 1.0888 | 1.0853 | 1.0817 | 1.0782 | 1.0747 | 1.0712 | 1.0677 | 1.0642 | 1.0607 | 1.0572 | 1.0538 | 1.0503 | 1.0469 | 1.0435 | 1.0401 | 1.0367 | 1.0333 | 1.0299 | 1.0265 | 1.0232 | 1.0198 | 1.0165 | 1.0132 | 1.0099 | 1.0066 | 1.0033 | 1 | 0 | 0
[7 empty] | Storage6_O&M | 21 | 48 | 1.1701 | 1.1663 | 1.1625 | 1.1587 | 1.1549 | 1.1511 | 1.1474 | 1.1436 | 1.1399 | 1.1362 | 1.1324 | 1.1287 | 1.1251 | 1.1214 | 1.1177 | 1.1141 | 1.1104 | 1.1068 | 1.1032 | 1.0996 | 1.096 | 1.0924 | 1.0888 | 1.0853 | 1.0817 | 1.0782 | 1.0747 | 1.0712 | 1.0677 | 1.0642 | 1.0607 | 1.0572 | 1.0538 | 1.0503 | 1.0469 | 1.0435 | 1.0401 | 1.0367 | 1.0333 | 1.0299 | 1.0265 | 1.0232 | 1.0198 | 1.0165 | 1.0132 | 1.0099 | 1.0066 | 1.0033 | 1 | 0
[7 empty] | Storage6_O&M | 21 | 49 | 1.174 | 1.1701 | 1.1663 | 1.1625 | 1.1587 | 1.1549 | 1.1511 | 1.1474 | 1.1436 | 1.1399 | 1.1362 | 1.1324 | 1.1287 | 1.1251 | 1.1214 | 1.1177 | 1.1141 | 1.1104 | 1.1068 | 1.1032 | 1.0996 | 1.096 | 1.0924 | 1.0888 | 1.0853 | 1.0817 | 1.0782 | 1.0747 | 1.0712 | 1.0677 | 1.0642 | 1.0607 | 1.0572 | 1.0538 | 1.0503 | 1.0469 | 1.0435 | 1.0401 | 1.0367 | 1.0333 | 1.0299 | 1.0265 | 1.0232 | 1.0198 | 1.0165 | 1.0132 | 1.0099 | 1.0066 | 1.0033 | 1
[7 empty] | Storage8_O&M | 22 | 0 | 1 | 0 | 0 | 0 | 0 | 0 | 0 | 0 | 0 | 0 | 0 | 0 | 0 | 0 | 0 | 0 | 0 | 0 | 0 | 0 | 0 | 0 | 0 | 0 | 0 | 0 | 0 | 0 | 0 | 0 | 0 | 0 | 0 | 0 | 0 | 0 | 0 | 0 | 0 | 0 | 0 | 0 | 0 | 0 | 0 | 0 | 0 | 0 | 0 | 0
[7 empty] | Storage8_O&M | 22 | 1 | 1.0027 | 1 | 0 | 0 | 0 | 0 | 0 | 0 | 0 | 0 | 0 | 0 | 0 | 0 | 0 | 0 | 0 | 0 | 0 | 0 | 0 | 0 | 0 | 0 | 0 | 0 | 0 | 0 | 0 | 0 | 0 | 0 | 0 | 0 | 0 | 0 | 0 | 0 | 0 | 0 | 0 | 0 | 0 | 0 | 0 | 0 | 0 | 0 | 0 | 0
[7 empty] | Storage8_O&M | 22 | 2 | 1.0054 | 1.0027 | 1 | 0 | 0 | 0 | 0 | 0 | 0 | 0 | 0 | 0 | 0 | 0 | 0 | 0 | 0 | 0 | 0 | 0 | 0 | 0 | 0 | 0 | 0 | 0 | 0 | 0 | 0 | 0 | 0 | 0 | 0 | 0 | 0 | 0 | 0 | 0 | 0 | 0 | 0 | 0 | 0 | 0 | 0 | 0 | 0 | 0 | 0 | 0
[7 empty] | Storage8_O&M | 22 | 3 | 1.0081 | 1.0054 | 1.0027 | 1 | 0 | 0 | 0 | 0 | 0 | 0 | 0 | 0 | 0 | 0 | 0 | 0 | 0 | 0 | 0 | 0 | 0 | 0 | 0 | 0 | 0 | 0 | 0 | 0 | 0 | 0 | 0 | 0 | 0 | 0 | 0 | 0 | 0 | 0 | 0 | 0 | 0 | 0 | 0 | 0 | 0 | 0 | 0 | 0 | 0 | 0
[7 empty] | Storage8_O&M | 22 | 4 | 1.0108 | 1.0081 | 1.0054 | 1.0027 | 1 | 0 | 0 | 0 | 0 | 0 | 0 | 0 | 0 | 0 | 0 | 0 | 0 | 0 | 0 | 0 | 0 | 0 | 0 | 0 | 0 | 0 | 0 | 0 | 0 | 0 | 0 | 0 | 0 | 0 | 0 | 0 | 0 | 0 | 0 | 0 | 0 | 0 | 0 | 0 | 0 | 0 | 0 | 0 | 0 | 0
[7 empty] | Storage8_O&M | 22 | 5 | 1.0135 | 1.0108 | 1.0081 | 1.0054 | 1.0027 | 1 | 0 | 0 | 0 | 0 | 0 | 0 | 0 | 0 | 0 | 0 | 0 | 0 | 0 | 0 | 0 | 0 | 0 | 0 | 0 | 0 | 0 | 0 | 0 | 0 | 0 | 0 | 0 | 0 | 0 | 0 | 0 | 0 | 0 | 0 | 0 | 0 | 0 | 0 | 0 | 0 | 0 | 0 | 0 | 0
[7 empty] | Storage8_O&M | 22 | 6 | 1.0162 | 1.0135 | 1.0108 | 1.0081 | 1.0054 | 1.0027 | 1 | 0 | 0 | 0 | 0 | 0 | 0 | 0 | 0 | 0 | 0 | 0 | 0 | 0 | 0 | 0 | 0 | 0 | 0 | 0 | 0 | 0 | 0 | 0 | 0 | 0 | 0 | 0 | 0 | 0 | 0 | 0 | 0 | 0 | 0 | 0 | 0 | 0 | 0 | 0 | 0 | 0 | 0 | 0
[7 empty] | Storage8_O&M | 22 | 7 | 1.0189 | 1.0162 | 1.0135 | 1.0108 | 1.0081 | 1.0054 | 1.0027 | 1 | 0 | 0 | 0 | 0 | 0 | 0 | 0 | 0 | 0 | 0 | 0 | 0 | 0 | 0 | 0 | 0 | 0 | 0 | 0 | 0 | 0 | 0 | 0 | 0 | 0 | 0 | 0 | 0 | 0 | 0 | 0 | 0 | 0 | 0 | 0 | 0 | 0 | 0 | 0 | 0 | 0 | 0
[7 empty] | Storage8_O&M | 22 | 8 | 1.0216 | 1.0189 | 1.0162 | 1.0135 | 1.0108 | 1.0081 | 1.0054 | 1.0027 | 1 | 0 | 0 | 0 | 0 | 0 | 0 | 0 | 0 | 0 | 0 | 0 | 0 | 0 | 0 | 0 | 0 | 0 | 0 | 0 | 0 | 0 | 0 | 0 | 0 | 0 | 0 | 0 | 0 | 0 | 0 | 0 | 0 | 0 | 0 | 0 | 0 | 0 | 0 | 0 | 0 | 0
[7 empty] | Storage8_O&M | 22 | 9 | 1.0244 | 1.0216 | 1.0189 | 1.0162 | 1.0135 | 1.0108 | 1.0081 | 1.0054 | 1.0027 | 1 | 0 | 0 | 0 | 0 | 0 | 0 | 0 | 0 | 0 | 0 | 0 | 0 | 0 | 0 | 0 | 0 | 0 | 0 | 0 | 0 | 0 | 0 | 0 | 0 | 0 | 0 | 0 | 0 | 0 | 0 | 0 | 0 | 0 | 0 | 0 | 0 | 0 | 0 | 0 | 0
[7 empty] | Storage8_O&M | 22 | 10 | 1.0271 | 1.0244 | 1.0216 | 1.0189 | 1.0162 | 1.0135 | 1.0108 | 1.0081 | 1.0054 | 1.0027 | 1 | 0 | 0 | 0 | 0 | 0 | 0 | 0 | 0 | 0 | 0 | 0 | 0 | 0 | 0 | 0 | 0 | 0 | 0 | 0 | 0 | 0 | 0 | 0 | 0 | 0 | 0 | 0 | 0 | 0 | 0 | 0 | 0 | 0 | 0 | 0 | 0 | 0 | 0 | 0
[7 empty] | Storage8_O&M | 22 | 11 | 1.0299 | 1.0271 | 1.0244 | 1.0216 | 1.0189 | 1.0162 | 1.0135 | 1.0108 | 1.0081 | 1.0054 | 1.0027 | 1 | 0 | 0 | 0 | 0 | 0 | 0 | 0 | 0 | 0 | 0 | 0 | 0 | 0 | 0 | 0 | 0 | 0 | 0 | 0 | 0 | 0 | 0 | 0 | 0 | 0 | 0 | 0 | 0 | 0 | 0 | 0 | 0 | 0 | 0 | 0 | 0 | 0 | 0
[7 empty] | Storage8_O&M | 22 | 12 | 1.0326 | 1.0299 | 1.0271 | 1.0244 | 1.0216 | 1.0189 | 1.0162 | 1.0135 | 1.0108 | 1.0081 | 1.0054 | 1.0027 | 1 | 0 | 0 | 0 | 0 | 0 | 0 | 0 | 0 | 0 | 0 | 0 | 0 | 0 | 0 | 0 | 0 | 0 | 0 | 0 | 0 | 0 | 0 | 0 | 0 | 0 | 0 | 0 | 0 | 0 | 0 | 0 | 0 | 0 | 0 | 0 | 0 | 0
[7 empty] | Storage8_O&M | 22 | 13 | 1.0354 | 1.0326 | 1.0299 | 1.0271 | 1.0244 | 1.0216 | 1.0189 | 1.0162 | 1.0135 | 1.0108 | 1.0081 | 1.0054 | 1.0027 | 1 | 0 | 0 | 0 | 0 | 0 | 0 | 0 | 0 | 0 | 0 | 0 | 0 | 0 | 0 | 0 | 0 | 0 | 0 | 0 | 0 | 0 | 0 | 0 | 0 | 0 | 0 | 0 | 0 | 0 | 0 | 0 | 0 | 0 | 0 | 0 | 0
[7 empty] | Storage8_O&M | 22 | 14 | 1.0381 | 1.0354 | 1.0326 | 1.0299 | 1.0271 | 1.0244 | 1.0216 | 1.0189 | 1.0162 | 1.0135 | 1.0108 | 1.0081 | 1.0054 | 1.0027 | 1 | 0 | 0 | 0 | 0 | 0 | 0 | 0 | 0 | 0 | 0 | 0 | 0 | 0 | 0 | 0 | 0 | 0 | 0 | 0 | 0 | 0 | 0 | 0 | 0 | 0 | 0 | 0 | 0 | 0 | 0 | 0 | 0 | 0 | 0 | 0
[7 empty] | Storage8_O&M | 22 | 15 | 1.0409 | 1.0381 | 1.0354 | 1.0326 | 1.0299 | 1.0271 | 1.0244 | 1.0216 | 1.0189 | 1.0162 | 1.0135 | 1.0108 | 1.0081 | 1.0054 | 1.0027 | 1 | 0 | 0 | 0 | 0 | 0 | 0 | 0 | 0 | 0 | 0 | 0 | 0 | 0 | 0 | 0 | 0 | 0 | 0 | 0 | 0 | 0 | 0 | 0 | 0 | 0 | 0 | 0 | 0 | 0 | 0 | 0 | 0 | 0 | 0
[7 empty] | Storage8_O&M | 22 | 16 | 1.0437 | 1.0409 | 1.0381 | 1.0354 | 1.0326 | 1.0299 | 1.0271 | 1.0244 | 1.0216 | 1.0189 | 1.0162 | 1.0135 | 1.0108 | 1.0081 | 1.0054 | 1.0027 | 1 | 0 | 0 | 0 | 0 | 0 | 0 | 0 | 0 | 0 | 0 | 0 | 0 | 0 | 0 | 0 | 0 | 0 | 0 | 0 | 0 | 0 | 0 | 0 | 0 | 0 | 0 | 0 | 0 | 0 | 0 | 0 | 0 | 0
[7 empty] | Storage8_O&M | 22 | 17 | 1.0465 | 1.0437 | 1.0409 | 1.0381 | 1.0354 | 1.0326 | 1.0299 | 1.0271 | 1.0244 | 1.0216 | 1.0189 | 1.0162 | 1.0135 | 1.0108 | 1.0081 | 1.0054 | 1.0027 | 1 | 0 | 0 | 0 | 0 | 0 | 0 | 0 | 0 | 0 | 0 | 0 | 0 | 0 | 0 | 0 | 0 | 0 | 0 | 0 | 0 | 0 | 0 | 0 | 0 | 0 | 0 | 0 | 0 | 0 | 0 | 0 | 0
[7 empty] | Storage8_O&M | 22 | 18 | 1.0493 | 1.0465 | 1.0437 | 1.0409 | 1.0381 | 1.0354 | 1.0326 | 1.0299 | 1.0271 | 1.0244 | 1.0216 | 1.0189 | 1.0162 | 1.0135 | 1.0108 | 1.0081 | 1.0054 | 1.0027 | 1 | 0 | 0 | 0 | 0 | 0 | 0 | 0 | 0 | 0 | 0 | 0 | 0 | 0 | 0 | 0 | 0 | 0 | 0 | 0 | 0 | 0 | 0 | 0 | 0 | 0 | 0 | 0 | 0 | 0 | 0 | 0
[7 empty] | Storage8_O&M | 22 | 19 | 1.0521 | 1.0493 | 1.0465 | 1.0437 | 1.0409 | 1.0381 | 1.0354 | 1.0326 | 1.0299 | 1.0271 | 1.0244 | 1.0216 | 1.0189 | 1.0162 | 1.0135 | 1.0108 | 1.0081 | 1.0054 | 1.0027 | 1 | 0 | 0 | 0 | 0 | 0 | 0 | 0 | 0 | 0 | 0 | 0 | 0 | 0 | 0 | 0 | 0 | 0 | 0 | 0 | 0 | 0 | 0 | 0 | 0 | 0 | 0 | 0 | 0 | 0 | 0
[7 empty] | Storage8_O&M | 22 | 20 | 1.0549 | 1.0521 | 1.0493 | 1.0465 | 1.0437 | 1.0409 | 1.0381 | 1.0354 | 1.0326 | 1.0299 | 1.0271 | 1.0244 | 1.0216 | 1.0189 | 1.0162 | 1.0135 | 1.0108 | 1.0081 | 1.0054 | 1.0027 | 1 | 0 | 0 | 0 | 0 | 0 | 0 | 0 | 0 | 0 | 0 | 0 | 0 | 0 | 0 | 0 | 0 | 0 | 0 | 0 | 0 | 0 | 0 | 0 | 0 | 0 | 0 | 0 | 0 | 0
[7 empty] | Storage8_O&M | 22 | 21 | 1.0578 | 1.0549 | 1.0521 | 1.0493 | 1.0465 | 1.0437 | 1.0409 | 1.0381 | 1.0354 | 1.0326 | 1.0299 | 1.0271 | 1.0244 | 1.0216 | 1.0189 | 1.0162 | 1.0135 | 1.0108 | 1.0081 | 1.0054 | 1.0027 | 1 | 0 | 0 | 0 | 0 | 0 | 0 | 0 | 0 | 0 | 0 | 0 | 0 | 0 | 0 | 0 | 0 | 0 | 0 | 0 | 0 | 0 | 0 | 0 | 0 | 0 | 0 | 0 | 0
[7 empty] | Storage8_O&M | 22 | 22 | 1.0606 | 1.0578 | 1.0549 | 1.0521 | 1.0493 | 1.0465 | 1.0437 | 1.0409 | 1.0381 | 1.0354 | 1.0326 | 1.0299 | 1.0271 | 1.0244 | 1.0216 | 1.0189 | 1.0162 | 1.0135 | 1.0108 | 1.0081 | 1.0054 | 1.0027 | 1 | 0 | 0 | 0 | 0 | 0 | 0 | 0 | 0 | 0 | 0 | 0 | 0 | 0 | 0 | 0 | 0 | 0 | 0 | 0 | 0 | 0 | 0 | 0 | 0 | 0 | 0 | 0
[7 empty] | Storage8_O&M | 22 | 23 | 1.0634 | 1.0606 | 1.0578 | 1.0549 | 1.0521 | 1.0493 | 1.0465 | 1.0437 | 1.0409 | 1.0381 | 1.0354 | 1.0326 | 1.0299 | 1.0271 | 1.0244 | 1.0216 | 1.0189 | 1.0162 | 1.0135 | 1.0108 | 1.0081 | 1.0054 | 1.0027 | 1 | 0 | 0 | 0 | 0 | 0 | 0 | 0 | 0 | 0 | 0 | 0 | 0 | 0 | 0 | 0 | 0 | 0 | 0 | 0 | 0 | 0 | 0 | 0 | 0 | 0 | 0
[7 empty] | Storage8_O&M | 22 | 24 | 1.0663 | 1.0634 | 1.0606 | 1.0578 | 1.0549 | 1.0521 | 1.0493 | 1.0465 | 1.0437 | 1.0409 | 1.0381 | 1.0354 | 1.0326 | 1.0299 | 1.0271 | 1.0244 | 1.0216 | 1.0189 | 1.0162 | 1.0135 | 1.0108 | 1.0081 | 1.0054 | 1.0027 | 1 | 0 | 0 | 0 | 0 | 0 | 0 | 0 | 0 | 0 | 0 | 0 | 0 | 0 | 0 | 0 | 0 | 0 | 0 | 0 | 0 | 0 | 0 | 0 | 0 | 0
[7 empty] | Storage8_O&M | 22 | 25 | 1.0691 | 1.0663 | 1.0634 | 1.0606 | 1.0578 | 1.0549 | 1.0521 | 1.0493 | 1.0465 | 1.0437 | 1.0409 | 1.0381 | 1.0354 | 1.0326 | 1.0299 | 1.0271 | 1.0244 | 1.0216 | 1.0189 | 1.0162 | 1.0135 | 1.0108 | 1.0081 | 1.0054 | 1.0027 | 1 | 0 | 0 | 0 | 0 | 0 | 0 | 0 | 0 | 0 | 0 | 0 | 0 | 0 | 0 | 0 | 0 | 0 | 0 | 0 | 0 | 0 | 0 | 0 | 0
[7 empty] | Storage8_O&M | 22 | 26 | 1.072 | 1.0691 | 1.0663 | 1.0634 | 1.0606 | 1.0578 | 1.0549 | 1.0521 | 1.0493 | 1.0465 | 1.0437 | 1.0409 | 1.0381 | 1.0354 | 1.0326 | 1.0299 | 1.0271 | 1.0244 | 1.0216 | 1.0189 | 1.0162 | 1.0135 | 1.0108 | 1.0081 | 1.0054 | 1.0027 | 1 | 0 | 0 | 0 | 0 | 0 | 0 | 0 | 0 | 0 | 0 | 0 | 0 | 0 | 0 | 0 | 0 | 0 | 0 | 0 | 0 | 0 | 0 | 0
[7 empty] | Storage8_O&M | 22 | 27 | 1.0749 | 1.072 | 1.0691 | 1.0663 | 1.0634 | 1.0606 | 1.0578 | 1.0549 | 1.0521 | 1.0493 | 1.0465 | 1.0437 | 1.0409 | 1.0381 | 1.0354 | 1.0326 | 1.0299 | 1.0271 | 1.0244 | 1.0216 | 1.0189 | 1.0162 | 1.0135 | 1.0108 | 1.0081 | 1.0054 | 1.0027 | 1 | 0 | 0 | 0 | 0 | 0 | 0 | 0 | 0 | 0 | 0 | 0 | 0 | 0 | 0 | 0 | 0 | 0 | 0 | 0 | 0 | 0 | 0
[7 empty] | Storage8_O&M | 22 | 28 | 1.0777 | 1.0749 | 1.072 | 1.0691 | 1.0663 | 1.0634 | 1.0606 | 1.0578 | 1.0549 | 1.0521 | 1.0493 | 1.0465 | 1.0437 | 1.0409 | 1.0381 | 1.0354 | 1.0326 | 1.0299 | 1.0271 | 1.0244 | 1.0216 | 1.0189 | 1.0162 | 1.0135 | 1.0108 | 1.0081 | 1.0054 | 1.0027 | 1 | 0 | 0 | 0 | 0 | 0 | 0 | 0 | 0 | 0 | 0 | 0 | 0 | 0 | 0 | 0 | 0 | 0 | 0 | 0 | 0 | 0
[7 empty] | Storage8_O&M | 22 | 29 | 1.0806 | 1.0777 | 1.0749 | 1.072 | 1.0691 | 1.0663 | 1.0634 | 1.0606 | 1.0578 | 1.0549 | 1.0521 | 1.0493 | 1.0465 | 1.0437 | 1.0409 | 1.0381 | 1.0354 | 1.0326 | 1.0299 | 1.0271 | 1.0244 | 1.0216 | 1.0189 | 1.0162 | 1.0135 | 1.0108 | 1.0081 | 1.0054 | 1.0027 | 1 | 0 | 0 | 0 | 0 | 0 | 0 | 0 | 0 | 0 | 0 | 0 | 0 | 0 | 0 | 0 | 0 | 0 | 0 | 0 | 0
[7 empty] | Storage8_O&M | 22 | 30 | 1.0835 | 1.0806 | 1.0777 | 1.0749 | 1.072 | 1.0691 | 1.0663 | 1.0634 | 1.0606 | 1.0578 | 1.0549 | 1.0521 | 1.0493 | 1.0465 | 1.0437 | 1.0409 | 1.0381 | 1.0354 | 1.0326 | 1.0299 | 1.0271 | 1.0244 | 1.0216 | 1.0189 | 1.0162 | 1.0135 | 1.0108 | 1.0081 | 1.0054 | 1.0027 | 1 | 0 | 0 | 0 | 0 | 0 | 0 | 0 | 0 | 0 | 0 | 0 | 0 | 0 | 0 | 0 | 0 | 0 | 0 | 0
[7 empty] | Storage8_O&M | 22 | 31 | 1.0864 | 1.0835 | 1.0806 | 1.0777 | 1.0749 | 1.072 | 1.0691 | 1.0663 | 1.0634 | 1.0606 | 1.0578 | 1.0549 | 1.0521 | 1.0493 | 1.0465 | 1.0437 | 1.0409 | 1.0381 | 1.0354 | 1.0326 | 1.0299 | 1.0271 | 1.0244 | 1.0216 | 1.0189 | 1.0162 | 1.0135 | 1.0108 | 1.0081 | 1.0054 | 1.0027 | 1 | 0 | 0 | 0 | 0 | 0 | 0 | 0 | 0 | 0 | 0 | 0 | 0 | 0 | 0 | 0 | 0 | 0 | 0
[7 empty] | Storage8_O&M | 22 | 32 | 1.0893 | 1.0864 | 1.0835 | 1.0806 | 1.0777 | 1.0749 | 1.072 | 1.0691 | 1.0663 | 1.0634 | 1.0606 | 1.0578 | 1.0549 | 1.0521 | 1.0493 | 1.0465 | 1.0437 | 1.0409 | 1.0381 | 1.0354 | 1.0326 | 1.0299 | 1.0271 | 1.0244 | 1.0216 | 1.0189 | 1.0162 | 1.0135 | 1.0108 | 1.0081 | 1.0054 | 1.0027 | 1 | 0 | 0 | 0 | 0 | 0 | 0 | 0 | 0 | 0 | 0 | 0 | 0 | 0 | 0 | 0 | 0 | 0
[7 empty] | Storage8_O&M | 22 | 33 | 1.0923 | 1.0893 | 1.0864 | 1.0835 | 1.0806 | 1.0777 | 1.0749 | 1.072 | 1.0691 | 1.0663 | 1.0634 | 1.0606 | 1.0578 | 1.0549 | 1.0521 | 1.0493 | 1.0465 | 1.0437 | 1.0409 | 1.0381 | 1.0354 | 1.0326 | 1.0299 | 1.0271 | 1.0244 | 1.0216 | 1.0189 | 1.0162 | 1.0135 | 1.0108 | 1.0081 | 1.0054 | 1.0027 | 1 | 0 | 0 | 0 | 0 | 0 | 0 | 0 | 0 | 0 | 0 | 0 | 0 | 0 | 0 | 0 | 0
[7 empty] | Storage8_O&M | 22 | 34 | 1.0952 | 1.0923 | 1.0893 | 1.0864 | 1.0835 | 1.0806 | 1.0777 | 1.0749 | 1.072 | 1.0691 | 1.0663 | 1.0634 | 1.0606 | 1.0578 | 1.0549 | 1.0521 | 1.0493 | 1.0465 | 1.0437 | 1.0409 | 1.0381 | 1.0354 | 1.0326 | 1.0299 | 1.0271 | 1.0244 | 1.0216 | 1.0189 | 1.0162 | 1.0135 | 1.0108 | 1.0081 | 1.0054 | 1.0027 | 1 | 0 | 0 | 0 | 0 | 0 | 0 | 0 | 0 | 0 | 0 | 0 | 0 | 0 | 0 | 0
[7 empty] | Storage8_O&M | 22 | 35 | 1.0981 | 1.0952 | 1.0923 | 1.0893 | 1.0864 | 1.0835 | 1.0806 | 1.0777 | 1.0749 | 1.072 | 1.0691 | 1.0663 | 1.0634 | 1.0606 | 1.0578 | 1.0549 | 1.0521 | 1.0493 | 1.0465 | 1.0437 | 1.0409 | 1.0381 | 1.0354 | 1.0326 | 1.0299 | 1.0271 | 1.0244 | 1.0216 | 1.0189 | 1.0162 | 1.0135 | 1.0108 | 1.0081 | 1.0054 | 1.0027 | 1 | 0 | 0 | 0 | 0 | 0 | 0 | 0 | 0 | 0 | 0 | 0 | 0 | 0 | 0
[7 empty] | Storage8_O&M | 22 | 36 | 1.101 | 1.0981 | 1.0952 | 1.0923 | 1.0893 | 1.0864 | 1.0835 | 1.0806 | 1.0777 | 1.0749 | 1.072 | 1.0691 | 1.0663 | 1.0634 | 1.0606 | 1.0578 | 1.0549 | 1.0521 | 1.0493 | 1.0465 | 1.0437 | 1.0409 | 1.0381 | 1.0354 | 1.0326 | 1.0299 | 1.0271 | 1.0244 | 1.0216 | 1.0189 | 1.0162 | 1.0135 | 1.0108 | 1.0081 | 1.0054 | 1.0027 | 1 | 0 | 0 | 0 | 0 | 0 | 0 | 0 | 0 | 0 | 0 | 0 | 0 | 0
[7 empty] | Storage8_O&M | 22 | 37 | 1.104 | 1.101 | 1.0981 | 1.0952 | 1.0923 | 1.0893 | 1.0864 | 1.0835 | 1.0806 | 1.0777 | 1.0749 | 1.072 | 1.0691 | 1.0663 | 1.0634 | 1.0606 | 1.0578 | 1.0549 | 1.0521 | 1.0493 | 1.0465 | 1.0437 | 1.0409 | 1.0381 | 1.0354 | 1.0326 | 1.0299 | 1.0271 | 1.0244 | 1.0216 | 1.0189 | 1.0162 | 1.0135 | 1.0108 | 1.0081 | 1.0054 | 1.0027 | 1 | 0 | 0 | 0 | 0 | 0 | 0 | 0 | 0 | 0 | 0 | 0 | 0
[7 empty] | Storage8_O&M | 22 | 38 | 1.107 | 1.104 | 1.101 | 1.0981 | 1.0952 | 1.0923 | 1.0893 | 1.0864 | 1.0835 | 1.0806 | 1.0777 | 1.0749 | 1.072 | 1.0691 | 1.0663 | 1.0634 | 1.0606 | 1.0578 | 1.0549 | 1.0521 | 1.0493 | 1.0465 | 1.0437 | 1.0409 | 1.0381 | 1.0354 | 1.0326 | 1.0299 | 1.0271 | 1.0244 | 1.0216 | 1.0189 | 1.0162 | 1.0135 | 1.0108 | 1.0081 | 1.0054 | 1.0027 | 1 | 0 | 0 | 0 | 0 | 0 | 0 | 0 | 0 | 0 | 0 | 0
[7 empty] | Storage8_O&M | 22 | 39 | 1.1099 | 1.107 | 1.104 | 1.101 | 1.0981 | 1.0952 | 1.0923 | 1.0893 | 1.0864 | 1.0835 | 1.0806 | 1.0777 | 1.0749 | 1.072 | 1.0691 | 1.0663 | 1.0634 | 1.0606 | 1.0578 | 1.0549 | 1.0521 | 1.0493 | 1.0465 | 1.0437 | 1.0409 | 1.0381 | 1.0354 | 1.0326 | 1.0299 | 1.0271 | 1.0244 | 1.0216 | 1.0189 | 1.0162 | 1.0135 | 1.0108 | 1.0081 | 1.0054 | 1.0027 | 1 | 0 | 0 | 0 | 0 | 0 | 0 | 0 | 0 | 0 | 0
[7 empty] | Storage8_O&M | 22 | 40 | 1.1129 | 1.1099 | 1.107 | 1.104 | 1.101 | 1.0981 | 1.0952 | 1.0923 | 1.0893 | 1.0864 | 1.0835 | 1.0806 | 1.0777 | 1.0749 | 1.072 | 1.0691 | 1.0663 | 1.0634 | 1.0606 | 1.0578 | 1.0549 | 1.0521 | 1.0493 | 1.0465 | 1.0437 | 1.0409 | 1.0381 | 1.0354 | 1.0326 | 1.0299 | 1.0271 | 1.0244 | 1.0216 | 1.0189 | 1.0162 | 1.0135 | 1.0108 | 1.0081 | 1.0054 | 1.0027 | 1 | 0 | 0 | 0 | 0 | 0 | 0 | 0 | 0 | 0
[7 empty] | Storage8_O&M | 22 | 41 | 1.1159 | 1.1129 | 1.1099 | 1.107 | 1.104 | 1.101 | 1.0981 | 1.0952 | 1.0923 | 1.0893 | 1.0864 | 1.0835 | 1.0806 | 1.0777 | 1.0749 | 1.072 | 1.0691 | 1.0663 | 1.0634 | 1.0606 | 1.0578 | 1.0549 | 1.0521 | 1.0493 | 1.0465 | 1.0437 | 1.0409 | 1.0381 | 1.0354 | 1.0326 | 1.0299 | 1.0271 | 1.0244 | 1.0216 | 1.0189 | 1.0162 | 1.0135 | 1.0108 | 1.0081 | 1.0054 | 1.0027 | 1 | 0 | 0 | 0 | 0 | 0 | 0 | 0 | 0
[7 empty] | Storage8_O&M | 22 | 42 | 1.1189 | 1.1159 | 1.1129 | 1.1099 | 1.107 | 1.104 | 1.101 | 1.0981 | 1.0952 | 1.0923 | 1.0893 | 1.0864 | 1.0835 | 1.0806 | 1.0777 | 1.0749 | 1.072 | 1.0691 | 1.0663 | 1.0634 | 1.0606 | 1.0578 | 1.0549 | 1.0521 | 1.0493 | 1.0465 | 1.0437 | 1.0409 | 1.0381 | 1.0354 | 1.0326 | 1.0299 | 1.0271 | 1.0244 | 1.0216 | 1.0189 | 1.0162 | 1.0135 | 1.0108 | 1.0081 | 1.0054 | 1.0027 | 1 | 0 | 0 | 0 | 0 | 0 | 0 | 0
[7 empty] | Storage8_O&M | 22 | 43 | 1.1219 | 1.1189 | 1.1159 | 1.1129 | 1.1099 | 1.107 | 1.104 | 1.101 | 1.0981 | 1.0952 | 1.0923 | 1.0893 | 1.0864 | 1.0835 | 1.0806 | 1.0777 | 1.0749 | 1.072 | 1.0691 | 1.0663 | 1.0634 | 1.0606 | 1.0578 | 1.0549 | 1.0521 | 1.0493 | 1.0465 | 1.0437 | 1.0409 | 1.0381 | 1.0354 | 1.0326 | 1.0299 | 1.0271 | 1.0244 | 1.0216 | 1.0189 | 1.0162 | 1.0135 | 1.0108 | 1.0081 | 1.0054 | 1.0027 | 1 | 0 | 0 | 0 | 0 | 0 | 0
[7 empty] | Storage8_O&M | 22 | 44 | 1.1249 | 1.1219 | 1.1189 | 1.1159 | 1.1129 | 1.1099 | 1.107 | 1.104 | 1.101 | 1.0981 | 1.0952 | 1.0923 | 1.0893 | 1.0864 | 1.0835 | 1.0806 | 1.0777 | 1.0749 | 1.072 | 1.0691 | 1.0663 | 1.0634 | 1.0606 | 1.0578 | 1.0549 | 1.0521 | 1.0493 | 1.0465 | 1.0437 | 1.0409 | 1.0381 | 1.0354 | 1.0326 | 1.0299 | 1.0271 | 1.0244 | 1.0216 | 1.0189 | 1.0162 | 1.0135 | 1.0108 | 1.0081 | 1.0054 | 1.0027 | 1 | 0 | 0 | 0 | 0 | 0
[7 empty] | Storage8_O&M | 22 | 45 | 1.1279 | 1.1249 | 1.1219 | 1.1189 | 1.1159 | 1.1129 | 1.1099 | 1.107 | 1.104 | 1.101 | 1.0981 | 1.0952 | 1.0923 | 1.0893 | 1.0864 | 1.0835 | 1.0806 | 1.0777 | 1.0749 | 1.072 | 1.0691 | 1.0663 | 1.0634 | 1.0606 | 1.0578 | 1.0549 | 1.0521 | 1.0493 | 1.0465 | 1.0437 | 1.0409 | 1.0381 | 1.0354 | 1.0326 | 1.0299 | 1.0271 | 1.0244 | 1.0216 | 1.0189 | 1.0162 | 1.0135 | 1.0108 | 1.0081 | 1.0054 | 1.0027 | 1 | 0 | 0 | 0 | 0
[7 empty] | Storage8_O&M | 22 | 46 | 1.1309 | 1.1279 | 1.1249 | 1.1219 | 1.1189 | 1.1159 | 1.1129 | 1.1099 | 1.107 | 1.104 | 1.101 | 1.0981 | 1.0952 | 1.0923 | 1.0893 | 1.0864 | 1.0835 | 1.0806 | 1.0777 | 1.0749 | 1.072 | 1.0691 | 1.0663 | 1.0634 | 1.0606 | 1.0578 | 1.0549 | 1.0521 | 1.0493 | 1.0465 | 1.0437 | 1.0409 | 1.0381 | 1.0354 | 1.0326 | 1.0299 | 1.0271 | 1.0244 | 1.0216 | 1.0189 | 1.0162 | 1.0135 | 1.0108 | 1.0081 | 1.0054 | 1.0027 | 1 | 0 | 0 | 0
[7 empty] | Storage8_O&M | 22 | 47 | 1.1339 | 1.1309 | 1.1279 | 1.1249 | 1.1219 | 1.1189 | 1.1159 | 1.1129 | 1.1099 | 1.107 | 1.104 | 1.101 | 1.0981 | 1.0952 | 1.0923 | 1.0893 | 1.0864 | 1.0835 | 1.0806 | 1.0777 | 1.0749 | 1.072 | 1.0691 | 1.0663 | 1.0634 | 1.0606 | 1.0578 | 1.0549 | 1.0521 | 1.0493 | 1.0465 | 1.0437 | 1.0409 | 1.0381 | 1.0354 | 1.0326 | 1.0299 | 1.0271 | 1.0244 | 1.0216 | 1.0189 | 1.0162 | 1.0135 | 1.0108 | 1.0081 | 1.0054 | 1.0027 | 1 | 0 | 0
[7 empty] | Storage8_O&M | 22 | 48 | 1.137 | 1.1339 | 1.1309 | 1.1279 | 1.1249 | 1.1219 | 1.1189 | 1.1159 | 1.1129 | 1.1099 | 1.107 | 1.104 | 1.101 | 1.0981 | 1.0952 | 1.0923 | 1.0893 | 1.0864 | 1.0835 | 1.0806 | 1.0777 | 1.0749 | 1.072 | 1.0691 | 1.0663 | 1.0634 | 1.0606 | 1.0578 | 1.0549 | 1.0521 | 1.0493 | 1.0465 | 1.0437 | 1.0409 | 1.0381 | 1.0354 | 1.0326 | 1.0299 | 1.0271 | 1.0244 | 1.0216 | 1.0189 | 1.0162 | 1.0135 | 1.0108 | 1.0081 | 1.0054 | 1.0027 | 1 | 0
[7 empty] | Storage8_O&M | 22 | 49 | 1.14 | 1.137 | 1.1339 | 1.1309 | 1.1279 | 1.1249 | 1.1219 | 1.1189 | 1.1159 | 1.1129 | 1.1099 | 1.107 | 1.104 | 1.101 | 1.0981 | 1.0952 | 1.0923 | 1.0893 | 1.0864 | 1.0835 | 1.0806 | 1.0777 | 1.0749 | 1.072 | 1.0691 | 1.0663 | 1.0634 | 1.0606 | 1.0578 | 1.0549 | 1.0521 | 1.0493 | 1.0465 | 1.0437 | 1.0409 | 1.0381 | 1.0354 | 1.0326 | 1.0299 | 1.0271 | 1.0244 | 1.0216 | 1.0189 | 1.0162 | 1.0135 | 1.0108 | 1.0081 | 1.0054 | 1.0027 | 1
[7 empty] | Storage10_O&M | 23 | 0 | 1 | 0 | 0 | 0 | 0 | 0 | 0 | 0 | 0 | 0 | 0 | 0 | 0 | 0 | 0 | 0 | 0 | 0 | 0 | 0 | 0 | 0 | 0 | 0 | 0 | 0 | 0 | 0 | 0 | 0 | 0 | 0 | 0 | 0 | 0 | 0 | 0 | 0 | 0 | 0 | 0 | 0 | 0 | 0 | 0 | 0 | 0 | 0 | 0 | 0
[7 empty] | Storage10_O&M | 23 | 1 | 1.0023 | 1 | 0 | 0 | 0 | 0 | 0 | 0 | 0 | 0 | 0 | 0 | 0 | 0 | 0 | 0 | 0 | 0 | 0 | 0 | 0 | 0 | 0 | 0 | 0 | 0 | 0 | 0 | 0 | 0 | 0 | 0 | 0 | 0 | 0 | 0 | 0 | 0 | 0 | 0 | 0 | 0 | 0 | 0 | 0 | 0 | 0 | 0 | 0 | 0
[7 empty] | Storage10_O&M | 23 | 2 | 1.0046 | 1.0023 | 1 | 0 | 0 | 0 | 0 | 0 | 0 | 0 | 0 | 0 | 0 | 0 | 0 | 0 | 0 | 0 | 0 | 0 | 0 | 0 | 0 | 0 | 0 | 0 | 0 | 0 | 0 | 0 | 0 | 0 | 0 | 0 | 0 | 0 | 0 | 0 | 0 | 0 | 0 | 0 | 0 | 0 | 0 | 0 | 0 | 0 | 0 | 0
[7 empty] | Storage10_O&M | 23 | 3 | 1.0069 | 1.0046 | 1.0023 | 1 | 0 | 0 | 0 | 0 | 0 | 0 | 0 | 0 | 0 | 0 | 0 | 0 | 0 | 0 | 0 | 0 | 0 | 0 | 0 | 0 | 0 | 0 | 0 | 0 | 0 | 0 | 0 | 0 | 0 | 0 | 0 | 0 | 0 | 0 | 0 | 0 | 0 | 0 | 0 | 0 | 0 | 0 | 0 | 0 | 0 | 0
[7 empty] | Storage10_O&M | 23 | 4 | 1.0092 | 1.0069 | 1.0046 | 1.0023 | 1 | 0 | 0 | 0 | 0 | 0 | 0 | 0 | 0 | 0 | 0 | 0 | 0 | 0 | 0 | 0 | 0 | 0 | 0 | 0 | 0 | 0 | 0 | 0 | 0 | 0 | 0 | 0 | 0 | 0 | 0 | 0 | 0 | 0 | 0 | 0 | 0 | 0 | 0 | 0 | 0 | 0 | 0 | 0 | 0 | 0
[7 empty] | Storage10_O&M | 23 | 5 | 1.0115 | 1.0092 | 1.0069 | 1.0046 | 1.0023 | 1 | 0 | 0 | 0 | 0 | 0 | 0 | 0 | 0 | 0 | 0 | 0 | 0 | 0 | 0 | 0 | 0 | 0 | 0 | 0 | 0 | 0 | 0 | 0 | 0 | 0 | 0 | 0 | 0 | 0 | 0 | 0 | 0 | 0 | 0 | 0 | 0 | 0 | 0 | 0 | 0 | 0 | 0 | 0 | 0
[7 empty] | Storage10_O&M | 23 | 6 | 1.0138 | 1.0115 | 1.0092 | 1.0069 | 1.0046 | 1.0023 | 1 | 0 | 0 | 0 | 0 | 0 | 0 | 0 | 0 | 0 | 0 | 0 | 0 | 0 | 0 | 0 | 0 | 0 | 0 | 0 | 0 | 0 | 0 | 0 | 0 | 0 | 0 | 0 | 0 | 0 | 0 | 0 | 0 | 0 | 0 | 0 | 0 | 0 | 0 | 0 | 0 | 0 | 0 | 0
[7 empty] | Storage10_O&M | 23 | 7 | 1.0161 | 1.0138 | 1.0115 | 1.0092 | 1.0069 | 1.0046 | 1.0023 | 1 | 0 | 0 | 0 | 0 | 0 | 0 | 0 | 0 | 0 | 0 | 0 | 0 | 0 | 0 | 0 | 0 | 0 | 0 | 0 | 0 | 0 | 0 | 0 | 0 | 0 | 0 | 0 | 0 | 0 | 0 | 0 | 0 | 0 | 0 | 0 | 0 | 0 | 0 | 0 | 0 | 0 | 0
[7 empty] | Storage10_O&M | 23 | 8 | 1.0184 | 1.0161 | 1.0138 | 1.0115 | 1.0092 | 1.0069 | 1.0046 | 1.0023 | 1 | 0 | 0 | 0 | 0 | 0 | 0 | 0 | 0 | 0 | 0 | 0 | 0 | 0 | 0 | 0 | 0 | 0 | 0 | 0 | 0 | 0 | 0 | 0 | 0 | 0 | 0 | 0 | 0 | 0 | 0 | 0 | 0 | 0 | 0 | 0 | 0 | 0 | 0 | 0 | 0 | 0
[7 empty] | Storage10_O&M | 23 | 9 | 1.0208 | 1.0184 | 1.0161 | 1.0138 | 1.0115 | 1.0092 | 1.0069 | 1.0046 | 1.0023 | 1 | 0 | 0 | 0 | 0 | 0 | 0 | 0 | 0 | 0 | 0 | 0 | 0 | 0 | 0 | 0 | 0 | 0 | 0 | 0 | 0 | 0 | 0 | 0 | 0 | 0 | 0 | 0 | 0 | 0 | 0 | 0 | 0 | 0 | 0 | 0 | 0 | 0 | 0 | 0 | 0
[7 empty] | Storage10_O&M | 23 | 10 | 1.0231 | 1.0208 | 1.0184 | 1.0161 | 1.0138 | 1.0115 | 1.0092 | 1.0069 | 1.0046 | 1.0023 | 1 | 0 | 0 | 0 | 0 | 0 | 0 | 0 | 0 | 0 | 0 | 0 | 0 | 0 | 0 | 0 | 0 | 0 | 0 | 0 | 0 | 0 | 0 | 0 | 0 | 0 | 0 | 0 | 0 | 0 | 0 | 0 | 0 | 0 | 0 | 0 | 0 | 0 | 0 | 0
[7 empty] | Storage10_O&M | 23 | 11 | 1.0254 | 1.0231 | 1.0208 | 1.0184 | 1.0161 | 1.0138 | 1.0115 | 1.0092 | 1.0069 | 1.0046 | 1.0023 | 1 | 0 | 0 | 0 | 0 | 0 | 0 | 0 | 0 | 0 | 0 | 0 | 0 | 0 | 0 | 0 | 0 | 0 | 0 | 0 | 0 | 0 | 0 | 0 | 0 | 0 | 0 | 0 | 0 | 0 | 0 | 0 | 0 | 0 | 0 | 0 | 0 | 0 | 0
[7 empty] | Storage10_O&M | 23 | 12 | 1.0278 | 1.0254 | 1.0231 | 1.0208 | 1.0184 | 1.0161 | 1.0138 | 1.0115 | 1.0092 | 1.0069 | 1.0046 | 1.0023 | 1 | 0 | 0 | 0 | 0 | 0 | 0 | 0 | 0 | 0 | 0 | 0 | 0 | 0 | 0 | 0 | 0 | 0 | 0 | 0 | 0 | 0 | 0 | 0 | 0 | 0 | 0 | 0 | 0 | 0 | 0 | 0 | 0 | 0 | 0 | 0 | 0 | 0
[7 empty] | Storage10_O&M | 23 | 13 | 1.0301 | 1.0278 | 1.0254 | 1.0231 | 1.0208 | 1.0184 | 1.0161 | 1.0138 | 1.0115 | 1.0092 | 1.0069 | 1.0046 | 1.0023 | 1 | 0 | 0 | 0 | 0 | 0 | 0 | 0 | 0 | 0 | 0 | 0 | 0 | 0 | 0 | 0 | 0 | 0 | 0 | 0 | 0 | 0 | 0 | 0 | 0 | 0 | 0 | 0 | 0 | 0 | 0 | 0 | 0 | 0 | 0 | 0 | 0
[7 empty] | Storage10_O&M | 23 | 14 | 1.0325 | 1.0301 | 1.0278 | 1.0254 | 1.0231 | 1.0208 | 1.0184 | 1.0161 | 1.0138 | 1.0115 | 1.0092 | 1.0069 | 1.0046 | 1.0023 | 1 | 0 | 0 | 0 | 0 | 0 | 0 | 0 | 0 | 0 | 0 | 0 | 0 | 0 | 0 | 0 | 0 | 0 | 0 | 0 | 0 | 0 | 0 | 0 | 0 | 0 | 0 | 0 | 0 | 0 | 0 | 0 | 0 | 0 | 0 | 0
[7 empty] | Storage10_O&M | 23 | 15 | 1.0348 | 1.0325 | 1.0301 | 1.0278 | 1.0254 | 1.0231 | 1.0208 | 1.0184 | 1.0161 | 1.0138 | 1.0115 | 1.0092 | 1.0069 | 1.0046 | 1.0023 | 1 | 0 | 0 | 0 | 0 | 0 | 0 | 0 | 0 | 0 | 0 | 0 | 0 | 0 | 0 | 0 | 0 | 0 | 0 | 0 | 0 | 0 | 0 | 0 | 0 | 0 | 0 | 0 | 0 | 0 | 0 | 0 | 0 | 0 | 0
[7 empty] | Storage10_O&M | 23 | 16 | 1.0372 | 1.0348 | 1.0325 | 1.0301 | 1.0278 | 1.0254 | 1.0231 | 1.0208 | 1.0184 | 1.0161 | 1.0138 | 1.0115 | 1.0092 | 1.0069 | 1.0046 | 1.0023 | 1 | 0 | 0 | 0 | 0 | 0 | 0 | 0 | 0 | 0 | 0 | 0 | 0 | 0 | 0 | 0 | 0 | 0 | 0 | 0 | 0 | 0 | 0 | 0 | 0 | 0 | 0 | 0 | 0 | 0 | 0 | 0 | 0 | 0
[7 empty] | Storage10_O&M | 23 | 17 | 1.0396 | 1.0372 | 1.0348 | 1.0325 | 1.0301 | 1.0278 | 1.0254 | 1.0231 | 1.0208 | 1.0184 | 1.0161 | 1.0138 | 1.0115 | 1.0092 | 1.0069 | 1.0046 | 1.0023 | 1 | 0 | 0 | 0 | 0 | 0 | 0 | 0 | 0 | 0 | 0 | 0 | 0 | 0 | 0 | 0 | 0 | 0 | 0 | 0 | 0 | 0 | 0 | 0 | 0 | 0 | 0 | 0 | 0 | 0 | 0 | 0 | 0
[7 empty] | Storage10_O&M | 23 | 18 | 1.042 | 1.0396 | 1.0372 | 1.0348 | 1.0325 | 1.0301 | 1.0278 | 1.0254 | 1.0231 | 1.0208 | 1.0184 | 1.0161 | 1.0138 | 1.0115 | 1.0092 | 1.0069 | 1.0046 | 1.0023 | 1 | 0 | 0 | 0 | 0 | 0 | 0 | 0 | 0 | 0 | 0 | 0 | 0 | 0 | 0 | 0 | 0 | 0 | 0 | 0 | 0 | 0 | 0 | 0 | 0 | 0 | 0 | 0 | 0 | 0 | 0 | 0
[7 empty] | Storage10_O&M | 23 | 19 | 1.0443 | 1.042 | 1.0396 | 1.0372 | 1.0348 | 1.0325 | 1.0301 | 1.0278 | 1.0254 | 1.0231 | 1.0208 | 1.0184 | 1.0161 | 1.0138 | 1.0115 | 1.0092 | 1.0069 | 1.0046 | 1.0023 | 1 | 0 | 0 | 0 | 0 | 0 | 0 | 0 | 0 | 0 | 0 | 0 | 0 | 0 | 0 | 0 | 0 | 0 | 0 | 0 | 0 | 0 | 0 | 0 | 0 | 0 | 0 | 0 | 0 | 0 | 0
[7 empty] | Storage10_O&M | 23 | 20 | 1.0467 | 1.0443 | 1.042 | 1.0396 | 1.0372 | 1.0348 | 1.0325 | 1.0301 | 1.0278 | 1.0254 | 1.0231 | 1.0208 | 1.0184 | 1.0161 | 1.0138 | 1.0115 | 1.0092 | 1.0069 | 1.0046 | 1.0023 | 1 | 0 | 0 | 0 | 0 | 0 | 0 | 0 | 0 | 0 | 0 | 0 | 0 | 0 | 0 | 0 | 0 | 0 | 0 | 0 | 0 | 0 | 0 | 0 | 0 | 0 | 0 | 0 | 0 | 0
[7 empty] | Storage10_O&M | 23 | 21 | 1.0491 | 1.0467 | 1.0443 | 1.042 | 1.0396 | 1.0372 | 1.0348 | 1.0325 | 1.0301 | 1.0278 | 1.0254 | 1.0231 | 1.0208 | 1.0184 | 1.0161 | 1.0138 | 1.0115 | 1.0092 | 1.0069 | 1.0046 | 1.0023 | 1 | 0 | 0 | 0 | 0 | 0 | 0 | 0 | 0 | 0 | 0 | 0 | 0 | 0 | 0 | 0 | 0 | 0 | 0 | 0 | 0 | 0 | 0 | 0 | 0 | 0 | 0 | 0 | 0
[7 empty] | Storage10_O&M | 23 | 22 | 1.0515 | 1.0491 | 1.0467 | 1.0443 | 1.042 | 1.0396 | 1.0372 | 1.0348 | 1.0325 | 1.0301 | 1.0278 | 1.0254 | 1.0231 | 1.0208 | 1.0184 | 1.0161 | 1.0138 | 1.0115 | 1.0092 | 1.0069 | 1.0046 | 1.0023 | 1 | 0 | 0 | 0 | 0 | 0 | 0 | 0 | 0 | 0 | 0 | 0 | 0 | 0 | 0 | 0 | 0 | 0 | 0 | 0 | 0 | 0 | 0 | 0 | 0 | 0 | 0 | 0
[7 empty] | Storage10_O&M | 23 | 23 | 1.0539 | 1.0515 | 1.0491 | 1.0467 | 1.0443 | 1.042 | 1.0396 | 1.0372 | 1.0348 | 1.0325 | 1.0301 | 1.0278 | 1.0254 | 1.0231 | 1.0208 | 1.0184 | 1.0161 | 1.0138 | 1.0115 | 1.0092 | 1.0069 | 1.0046 | 1.0023 | 1 | 0 | 0 | 0 | 0 | 0 | 0 | 0 | 0 | 0 | 0 | 0 | 0 | 0 | 0 | 0 | 0 | 0 | 0 | 0 | 0 | 0 | 0 | 0 | 0 | 0 | 0
[7 empty] | Storage10_O&M | 23 | 24 | 1.0563 | 1.0539 | 1.0515 | 1.0491 | 1.0467 | 1.0443 | 1.042 | 1.0396 | 1.0372 | 1.0348 | 1.0325 | 1.0301 | 1.0278 | 1.0254 | 1.0231 | 1.0208 | 1.0184 | 1.0161 | 1.0138 | 1.0115 | 1.0092 | 1.0069 | 1.0046 | 1.0023 | 1 | 0 | 0 | 0 | 0 | 0 | 0 | 0 | 0 | 0 | 0 | 0 | 0 | 0 | 0 | 0 | 0 | 0 | 0 | 0 | 0 | 0 | 0 | 0 | 0 | 0
[7 empty] | Storage10_O&M | 23 | 25 | 1.0587 | 1.0563 | 1.0539 | 1.0515 | 1.0491 | 1.0467 | 1.0443 | 1.042 | 1.0396 | 1.0372 | 1.0348 | 1.0325 | 1.0301 | 1.0278 | 1.0254 | 1.0231 | 1.0208 | 1.0184 | 1.0161 | 1.0138 | 1.0115 | 1.0092 | 1.0069 | 1.0046 | 1.0023 | 1 | 0 | 0 | 0 | 0 | 0 | 0 | 0 | 0 | 0 | 0 | 0 | 0 | 0 | 0 | 0 | 0 | 0 | 0 | 0 | 0 | 0 | 0 | 0 | 0
[7 empty] | Storage10_O&M | 23 | 26 | 1.0612 | 1.0587 | 1.0563 | 1.0539 | 1.0515 | 1.0491 | 1.0467 | 1.0443 | 1.042 | 1.0396 | 1.0372 | 1.0348 | 1.0325 | 1.0301 | 1.0278 | 1.0254 | 1.0231 | 1.0208 | 1.0184 | 1.0161 | 1.0138 | 1.0115 | 1.0092 | 1.0069 | 1.0046 | 1.0023 | 1 | 0 | 0 | 0 | 0 | 0 | 0 | 0 | 0 | 0 | 0 | 0 | 0 | 0 | 0 | 0 | 0 | 0 | 0 | 0 | 0 | 0 | 0 | 0
[7 empty] | Storage10_O&M | 23 | 27 | 1.0636 | 1.0612 | 1.0587 | 1.0563 | 1.0539 | 1.0515 | 1.0491 | 1.0467 | 1.0443 | 1.042 | 1.0396 | 1.0372 | 1.0348 | 1.0325 | 1.0301 | 1.0278 | 1.0254 | 1.0231 | 1.0208 | 1.0184 | 1.0161 | 1.0138 | 1.0115 | 1.0092 | 1.0069 | 1.0046 | 1.0023 | 1 | 0 | 0 | 0 | 0 | 0 | 0 | 0 | 0 | 0 | 0 | 0 | 0 | 0 | 0 | 0 | 0 | 0 | 0 | 0 | 0 | 0 | 0
[7 empty] | Storage10_O&M | 23 | 28 | 1.066 | 1.0636 | 1.0612 | 1.0587 | 1.0563 | 1.0539 | 1.0515 | 1.0491 | 1.0467 | 1.0443 | 1.042 | 1.0396 | 1.0372 | 1.0348 | 1.0325 | 1.0301 | 1.0278 | 1.0254 | 1.0231 | 1.0208 | 1.0184 | 1.0161 | 1.0138 | 1.0115 | 1.0092 | 1.0069 | 1.0046 | 1.0023 | 1 | 0 | 0 | 0 | 0 | 0 | 0 | 0 | 0 | 0 | 0 | 0 | 0 | 0 | 0 | 0 | 0 | 0 | 0 | 0 | 0 | 0
[7 empty] | Storage10_O&M | 23 | 29 | 1.0685 | 1.066 | 1.0636 | 1.0612 | 1.0587 | 1.0563 | 1.0539 | 1.0515 | 1.0491 | 1.0467 | 1.0443 | 1.042 | 1.0396 | 1.0372 | 1.0348 | 1.0325 | 1.0301 | 1.0278 | 1.0254 | 1.0231 | 1.0208 | 1.0184 | 1.0161 | 1.0138 | 1.0115 | 1.0092 | 1.0069 | 1.0046 | 1.0023 | 1 | 0 | 0 | 0 | 0 | 0 | 0 | 0 | 0 | 0 | 0 | 0 | 0 | 0 | 0 | 0 | 0 | 0 | 0 | 0 | 0
[7 empty] | Storage10_O&M | 23 | 30 | 1.0709 | 1.0685 | 1.066 | 1.0636 | 1.0612 | 1.0587 | 1.0563 | 1.0539 | 1.0515 | 1.0491 | 1.0467 | 1.0443 | 1.042 | 1.0396 | 1.0372 | 1.0348 | 1.0325 | 1.0301 | 1.0278 | 1.0254 | 1.0231 | 1.0208 | 1.0184 | 1.0161 | 1.0138 | 1.0115 | 1.0092 | 1.0069 | 1.0046 | 1.0023 | 1 | 0 | 0 | 0 | 0 | 0 | 0 | 0 | 0 | 0 | 0 | 0 | 0 | 0 | 0 | 0 | 0 | 0 | 0 | 0
[7 empty] | Storage10_O&M | 23 | 31 | 1.0733 | 1.0709 | 1.0685 | 1.066 | 1.0636 | 1.0612 | 1.0587 | 1.0563 | 1.0539 | 1.0515 | 1.0491 | 1.0467 | 1.0443 | 1.042 | 1.0396 | 1.0372 | 1.0348 | 1.0325 | 1.0301 | 1.0278 | 1.0254 | 1.0231 | 1.0208 | 1.0184 | 1.0161 | 1.0138 | 1.0115 | 1.0092 | 1.0069 | 1.0046 | 1.0023 | 1 | 0 | 0 | 0 | 0 | 0 | 0 | 0 | 0 | 0 | 0 | 0 | 0 | 0 | 0 | 0 | 0 | 0 | 0
[7 empty] | Storage10_O&M | 23 | 32 | 1.0758 | 1.0733 | 1.0709 | 1.0685 | 1.066 | 1.0636 | 1.0612 | 1.0587 | 1.0563 | 1.0539 | 1.0515 | 1.0491 | 1.0467 | 1.0443 | 1.042 | 1.0396 | 1.0372 | 1.0348 | 1.0325 | 1.0301 | 1.0278 | 1.0254 | 1.0231 | 1.0208 | 1.0184 | 1.0161 | 1.0138 | 1.0115 | 1.0092 | 1.0069 | 1.0046 | 1.0023 | 1 | 0 | 0 | 0 | 0 | 0 | 0 | 0 | 0 | 0 | 0 | 0 | 0 | 0 | 0 | 0 | 0 | 0
[7 empty] | Storage10_O&M | 23 | 33 | 1.0783 | 1.0758 | 1.0733 | 1.0709 | 1.0685 | 1.066 | 1.0636 | 1.0612 | 1.0587 | 1.0563 | 1.0539 | 1.0515 | 1.0491 | 1.0467 | 1.0443 | 1.042 | 1.0396 | 1.0372 | 1.0348 | 1.0325 | 1.0301 | 1.0278 | 1.0254 | 1.0231 | 1.0208 | 1.0184 | 1.0161 | 1.0138 | 1.0115 | 1.0092 | 1.0069 | 1.0046 | 1.0023 | 1 | 0 | 0 | 0 | 0 | 0 | 0 | 0 | 0 | 0 | 0 | 0 | 0 | 0 | 0 | 0 | 0
[7 empty] | Storage10_O&M | 23 | 34 | 1.0807 | 1.0783 | 1.0758 | 1.0733 | 1.0709 | 1.0685 | 1.066 | 1.0636 | 1.0612 | 1.0587 | 1.0563 | 1.0539 | 1.0515 | 1.0491 | 1.0467 | 1.0443 | 1.042 | 1.0396 | 1.0372 | 1.0348 | 1.0325 | 1.0301 | 1.0278 | 1.0254 | 1.0231 | 1.0208 | 1.0184 | 1.0161 | 1.0138 | 1.0115 | 1.0092 | 1.0069 | 1.0046 | 1.0023 | 1 | 0 | 0 | 0 | 0 | 0 | 0 | 0 | 0 | 0 | 0 | 0 | 0 | 0 | 0 | 0
[7 empty] | Storage10_O&M | 23 | 35 | 1.0832 | 1.0807 | 1.0783 | 1.0758 | 1.0733 | 1.0709 | 1.0685 | 1.066 | 1.0636 | 1.0612 | 1.0587 | 1.0563 | 1.0539 | 1.0515 | 1.0491 | 1.0467 | 1.0443 | 1.042 | 1.0396 | 1.0372 | 1.0348 | 1.0325 | 1.0301 | 1.0278 | 1.0254 | 1.0231 | 1.0208 | 1.0184 | 1.0161 | 1.0138 | 1.0115 | 1.0092 | 1.0069 | 1.0046 | 1.0023 | 1 | 0 | 0 | 0 | 0 | 0 | 0 | 0 | 0 | 0 | 0 | 0 | 0 | 0 | 0
[7 empty] | Storage10_O&M | 23 | 36 | 1.0857 | 1.0832 | 1.0807 | 1.0783 | 1.0758 | 1.0733 | 1.0709 | 1.0685 | 1.066 | 1.0636 | 1.0612 | 1.0587 | 1.0563 | 1.0539 | 1.0515 | 1.0491 | 1.0467 | 1.0443 | 1.042 | 1.0396 | 1.0372 | 1.0348 | 1.0325 | 1.0301 | 1.0278 | 1.0254 | 1.0231 | 1.0208 | 1.0184 | 1.0161 | 1.0138 | 1.0115 | 1.0092 | 1.0069 | 1.0046 | 1.0023 | 1 | 0 | 0 | 0 | 0 | 0 | 0 | 0 | 0 | 0 | 0 | 0 | 0 | 0
[7 empty] | Storage10_O&M | 23 | 37 | 1.0881 | 1.0857 | 1.0832 | 1.0807 | 1.0783 | 1.0758 | 1.0733 | 1.0709 | 1.0685 | 1.066 | 1.0636 | 1.0612 | 1.0587 | 1.0563 | 1.0539 | 1.0515 | 1.0491 | 1.0467 | 1.0443 | 1.042 | 1.0396 | 1.0372 | 1.0348 | 1.0325 | 1.0301 | 1.0278 | 1.0254 | 1.0231 | 1.0208 | 1.0184 | 1.0161 | 1.0138 | 1.0115 | 1.0092 | 1.0069 | 1.0046 | 1.0023 | 1 | 0 | 0 | 0 | 0 | 0 | 0 | 0 | 0 | 0 | 0 | 0 | 0
[7 empty] | Storage10_O&M | 23 | 38 | 1.0906 | 1.0881 | 1.0857 | 1.0832 | 1.0807 | 1.0783 | 1.0758 | 1.0733 | 1.0709 | 1.0685 | 1.066 | 1.0636 | 1.0612 | 1.0587 | 1.0563 | 1.0539 | 1.0515 | 1.0491 | 1.0467 | 1.0443 | 1.042 | 1.0396 | 1.0372 | 1.0348 | 1.0325 | 1.0301 | 1.0278 | 1.0254 | 1.0231 | 1.0208 | 1.0184 | 1.0161 | 1.0138 | 1.0115 | 1.0092 | 1.0069 | 1.0046 | 1.0023 | 1 | 0 | 0 | 0 | 0 | 0 | 0 | 0 | 0 | 0 | 0 | 0
[7 empty] | Storage10_O&M | 23 | 39 | 1.0931 | 1.0906 | 1.0881 | 1.0857 | 1.0832 | 1.0807 | 1.0783 | 1.0758 | 1.0733 | 1.0709 | 1.0685 | 1.066 | 1.0636 | 1.0612 | 1.0587 | 1.0563 | 1.0539 | 1.0515 | 1.0491 | 1.0467 | 1.0443 | 1.042 | 1.0396 | 1.0372 | 1.0348 | 1.0325 | 1.0301 | 1.0278 | 1.0254 | 1.0231 | 1.0208 | 1.0184 | 1.0161 | 1.0138 | 1.0115 | 1.0092 | 1.0069 | 1.0046 | 1.0023 | 1 | 0 | 0 | 0 | 0 | 0 | 0 | 0 | 0 | 0 | 0
[7 empty] | Storage10_O&M | 23 | 40 | 1.0956 | 1.0931 | 1.0906 | 1.0881 | 1.0857 | 1.0832 | 1.0807 | 1.0783 | 1.0758 | 1.0733 | 1.0709 | 1.0685 | 1.066 | 1.0636 | 1.0612 | 1.0587 | 1.0563 | 1.0539 | 1.0515 | 1.0491 | 1.0467 | 1.0443 | 1.042 | 1.0396 | 1.0372 | 1.0348 | 1.0325 | 1.0301 | 1.0278 | 1.0254 | 1.0231 | 1.0208 | 1.0184 | 1.0161 | 1.0138 | 1.0115 | 1.0092 | 1.0069 | 1.0046 | 1.0023 | 1 | 0 | 0 | 0 | 0 | 0 | 0 | 0 | 0 | 0
[7 empty] | Storage10_O&M | 23 | 41 | 1.0981 | 1.0956 | 1.0931 | 1.0906 | 1.0881 | 1.0857 | 1.0832 | 1.0807 | 1.0783 | 1.0758 | 1.0733 | 1.0709 | 1.0685 | 1.066 | 1.0636 | 1.0612 | 1.0587 | 1.0563 | 1.0539 | 1.0515 | 1.0491 | 1.0467 | 1.0443 | 1.042 | 1.0396 | 1.0372 | 1.0348 | 1.0325 | 1.0301 | 1.0278 | 1.0254 | 1.0231 | 1.0208 | 1.0184 | 1.0161 | 1.0138 | 1.0115 | 1.0092 | 1.0069 | 1.0046 | 1.0023 | 1 | 0 | 0 | 0 | 0 | 0 | 0 | 0 | 0
[7 empty] | Storage10_O&M | 23 | 42 | 1.1006 | 1.0981 | 1.0956 | 1.0931 | 1.0906 | 1.0881 | 1.0857 | 1.0832 | 1.0807 | 1.0783 | 1.0758 | 1.0733 | 1.0709 | 1.0685 | 1.066 | 1.0636 | 1.0612 | 1.0587 | 1.0563 | 1.0539 | 1.0515 | 1.0491 | 1.0467 | 1.0443 | 1.042 | 1.0396 | 1.0372 | 1.0348 | 1.0325 | 1.0301 | 1.0278 | 1.0254 | 1.0231 | 1.0208 | 1.0184 | 1.0161 | 1.0138 | 1.0115 | 1.0092 | 1.0069 | 1.0046 | 1.0023 | 1 | 0 | 0 | 0 | 0 | 0 | 0 | 0
[7 empty] | Storage10_O&M | 23 | 43 | 1.1032 | 1.1006 | 1.0981 | 1.0956 | 1.0931 | 1.0906 | 1.0881 | 1.0857 | 1.0832 | 1.0807 | 1.0783 | 1.0758 | 1.0733 | 1.0709 | 1.0685 | 1.066 | 1.0636 | 1.0612 | 1.0587 | 1.0563 | 1.0539 | 1.0515 | 1.0491 | 1.0467 | 1.0443 | 1.042 | 1.0396 | 1.0372 | 1.0348 | 1.0325 | 1.0301 | 1.0278 | 1.0254 | 1.0231 | 1.0208 | 1.0184 | 1.0161 | 1.0138 | 1.0115 | 1.0092 | 1.0069 | 1.0046 | 1.0023 | 1 | 0 | 0 | 0 | 0 | 0 | 0
[7 empty] | Storage10_O&M | 23 | 44 | 1.1057 | 1.1032 | 1.1006 | 1.0981 | 1.0956 | 1.0931 | 1.0906 | 1.0881 | 1.0857 | 1.0832 | 1.0807 | 1.0783 | 1.0758 | 1.0733 | 1.0709 | 1.0685 | 1.066 | 1.0636 | 1.0612 | 1.0587 | 1.0563 | 1.0539 | 1.0515 | 1.0491 | 1.0467 | 1.0443 | 1.042 | 1.0396 | 1.0372 | 1.0348 | 1.0325 | 1.0301 | 1.0278 | 1.0254 | 1.0231 | 1.0208 | 1.0184 | 1.0161 | 1.0138 | 1.0115 | 1.0092 | 1.0069 | 1.0046 | 1.0023 | 1 | 0 | 0 | 0 | 0 | 0
[7 empty] | Storage10_O&M | 23 | 45 | 1.1082 | 1.1057 | 1.1032 | 1.1006 | 1.0981 | 1.0956 | 1.0931 | 1.0906 | 1.0881 | 1.0857 | 1.0832 | 1.0807 | 1.0783 | 1.0758 | 1.0733 | 1.0709 | 1.0685 | 1.066 | 1.0636 | 1.0612 | 1.0587 | 1.0563 | 1.0539 | 1.0515 | 1.0491 | 1.0467 | 1.0443 | 1.042 | 1.0396 | 1.0372 | 1.0348 | 1.0325 | 1.0301 | 1.0278 | 1.0254 | 1.0231 | 1.0208 | 1.0184 | 1.0161 | 1.0138 | 1.0115 | 1.0092 | 1.0069 | 1.0046 | 1.0023 | 1 | 0 | 0 | 0 | 0
[7 empty] | Storage10_O&M | 23 | 46 | 1.1107 | 1.1082 | 1.1057 | 1.1032 | 1.1006 | 1.0981 | 1.0956 | 1.0931 | 1.0906 | 1.0881 | 1.0857 | 1.0832 | 1.0807 | 1.0783 | 1.0758 | 1.0733 | 1.0709 | 1.0685 | 1.066 | 1.0636 | 1.0612 | 1.0587 | 1.0563 | 1.0539 | 1.0515 | 1.0491 | 1.0467 | 1.0443 | 1.042 | 1.0396 | 1.0372 | 1.0348 | 1.0325 | 1.0301 | 1.0278 | 1.0254 | 1.0231 | 1.0208 | 1.0184 | 1.0161 | 1.0138 | 1.0115 | 1.0092 | 1.0069 | 1.0046 | 1.0023 | 1 | 0 | 0 | 0
[7 empty] | Storage10_O&M | 23 | 47 | 1.1133 | 1.1107 | 1.1082 | 1.1057 | 1.1032 | 1.1006 | 1.0981 | 1.0956 | 1.0931 | 1.0906 | 1.0881 | 1.0857 | 1.0832 | 1.0807 | 1.0783 | 1.0758 | 1.0733 | 1.0709 | 1.0685 | 1.066 | 1.0636 | 1.0612 | 1.0587 | 1.0563 | 1.0539 | 1.0515 | 1.0491 | 1.0467 | 1.0443 | 1.042 | 1.0396 | 1.0372 | 1.0348 | 1.0325 | 1.0301 | 1.0278 | 1.0254 | 1.0231 | 1.0208 | 1.0184 | 1.0161 | 1.0138 | 1.0115 | 1.0092 | 1.0069 | 1.0046 | 1.0023 | 1 | 0 | 0
[7 empty] | Storage10_O&M | 23 | 48 | 1.1158 | 1.1133 | 1.1107 | 1.1082 | 1.1057 | 1.1032 | 1.1006 | 1.0981 | 1.0956 | 1.0931 | 1.0906 | 1.0881 | 1.0857 | 1.0832 | 1.0807 | 1.0783 | 1.0758 | 1.0733 | 1.0709 | 1.0685 | 1.066 | 1.0636 | 1.0612 | 1.0587 | 1.0563 | 1.0539 | 1.0515 | 1.0491 | 1.0467 | 1.0443 | 1.042 | 1.0396 | 1.0372 | 1.0348 | 1.0325 | 1.0301 | 1.0278 | 1.0254 | 1.0231 | 1.0208 | 1.0184 | 1.0161 | 1.0138 | 1.0115 | 1.0092 | 1.0069 | 1.0046 | 1.0023 | 1 | 0
[7 empty] | Storage10_O&M | 23 | 49 | 1.1184 | 1.1158 | 1.1133 | 1.1107 | 1.1082 | 1.1057 | 1.1032 | 1.1006 | 1.0981 | 1.0956 | 1.0931 | 1.0906 | 1.0881 | 1.0857 | 1.0832 | 1.0807 | 1.0783 | 1.0758 | 1.0733 | 1.0709 | 1.0685 | 1.066 | 1.0636 | 1.0612 | 1.0587 | 1.0563 | 1.0539 | 1.0515 | 1.0491 | 1.0467 | 1.0443 | 1.042 | 1.0396 | 1.0372 | 1.0348 | 1.0325 | 1.0301 | 1.0278 | 1.0254 | 1.0231 | 1.0208 | 1.0184 | 1.0161 | 1.0138 | 1.0115 | 1.0092 | 1.0069 | 1.0046 | 1.0023 | 1
[7 empty] | Solar_O&M | 24 | 0 | 1 | 0 | 0 | 0 | 0 | 0 | 0 | 0 | 0 | 0 | 0 | 0 | 0 | 0 | 0 | 0 | 0 | 0 | 0 | 0 | 0 | 0 | 0 | 0 | 0 | 0 | 0 | 0 | 0 | 0 | 0 | 0 | 0 | 0 | 0 | 0 | 0 | 0 | 0 | 0 | 0 | 0 | 0 | 0 | 0 | 0 | 0 | 0 | 0 | 0
[7 empty] | Solar_O&M | 24 | 1 | 1.023 | 1 | 0 | 0 | 0 | 0 | 0 | 0 | 0 | 0 | 0 | 0 | 0 | 0 | 0 | 0 | 0 | 0 | 0 | 0 | 0 | 0 | 0 | 0 | 0 | 0 | 0 | 0 | 0 | 0 | 0 | 0 | 0 | 0 | 0 | 0 | 0 | 0 | 0 | 0 | 0 | 0 | 0 | 0 | 0 | 0 | 0 | 0 | 0 | 0
[7 empty] | Solar_O&M | 24 | 2 | 1.0465 | 1.023 | 1 | 0 | 0 | 0 | 0 | 0 | 0 | 0 | 0 | 0 | 0 | 0 | 0 | 0 | 0 | 0 | 0 | 0 | 0 | 0 | 0 | 0 | 0 | 0 | 0 | 0 | 0 | 0 | 0 | 0 | 0 | 0 | 0 | 0 | 0 | 0 | 0 | 0 | 0 | 0 | 0 | 0 | 0 | 0 | 0 | 0 | 0 | 0
[7 empty] | Solar_O&M | 24 | 3 | 1.0706 | 1.0465 | 1.023 | 1 | 0 | 0 | 0 | 0 | 0 | 0 | 0 | 0 | 0 | 0 | 0 | 0 | 0 | 0 | 0 | 0 | 0 | 0 | 0 | 0 | 0 | 0 | 0 | 0 | 0 | 0 | 0 | 0 | 0 | 0 | 0 | 0 | 0 | 0 | 0 | 0 | 0 | 0 | 0 | 0 | 0 | 0 | 0 | 0 | 0 | 0
[7 empty] | Solar_O&M | 24 | 4 | 1.0952 | 1.0706 | 1.0465 | 1.023 | 1 | 0 | 0 | 0 | 0 | 0 | 0 | 0 | 0 | 0 | 0 | 0 | 0 | 0 | 0 | 0 | 0 | 0 | 0 | 0 | 0 | 0 | 0 | 0 | 0 | 0 | 0 | 0 | 0 | 0 | 0 | 0 | 0 | 0 | 0 | 0 | 0 | 0 | 0 | 0 | 0 | 0 | 0 | 0 | 0 | 0
[7 empty] | Solar_O&M | 24 | 5 | 1.1204 | 1.0952 | 1.0706 | 1.0465 | 1.023 | 1 | 0 | 0 | 0 | 0 | 0 | 0 | 0 | 0 | 0 | 0 | 0 | 0 | 0 | 0 | 0 | 0 | 0 | 0 | 0 | 0 | 0 | 0 | 0 | 0 | 0 | 0 | 0 | 0 | 0 | 0 | 0 | 0 | 0 | 0 | 0 | 0 | 0 | 0 | 0 | 0 | 0 | 0 | 0 | 0
[7 empty] | Solar_O&M | 24 | 6 | 1.1462 | 1.1204 | 1.0952 | 1.0706 | 1.0465 | 1.023 | 1 | 0 | 0 | 0 | 0 | 0 | 0 | 0 | 0 | 0 | 0 | 0 | 0 | 0 | 0 | 0 | 0 | 0 | 0 | 0 | 0 | 0 | 0 | 0 | 0 | 0 | 0 | 0 | 0 | 0 | 0 | 0 | 0 | 0 | 0 | 0 | 0 | 0 | 0 | 0 | 0 | 0 | 0 | 0
[7 empty] | Solar_O&M | 24 | 7 | 1.1725 | 1.1462 | 1.1204 | 1.0952 | 1.0706 | 1.0465 | 1.023 | 1 | 0 | 0 | 0 | 0 | 0 | 0 | 0 | 0 | 0 | 0 | 0 | 0 | 0 | 0 | 0 | 0 | 0 | 0 | 0 | 0 | 0 | 0 | 0 | 0 | 0 | 0 | 0 | 0 | 0 | 0 | 0 | 0 | 0 | 0 | 0 | 0 | 0 | 0 | 0 | 0 | 0 | 0
[7 empty] | Solar_O&M | 24 | 8 | 1.1995 | 1.1725 | 1.1462 | 1.1204 | 1.0952 | 1.0706 | 1.0465 | 1.023 | 1 | 0 | 0 | 0 | 0 | 0 | 0 | 0 | 0 | 0 | 0 | 0 | 0 | 0 | 0 | 0 | 0 | 0 | 0 | 0 | 0 | 0 | 0 | 0 | 0 | 0 | 0 | 0 | 0 | 0 | 0 | 0 | 0 | 0 | 0 | 0 | 0 | 0 | 0 | 0 | 0 | 0
[7 empty] | Solar_O&M | 24 | 9 | 1.2271 | 1.1995 | 1.1725 | 1.1462 | 1.1204 | 1.0952 | 1.0706 | 1.0465 | 1.023 | 1 | 0 | 0 | 0 | 0 | 0 | 0 | 0 | 0 | 0 | 0 | 0 | 0 | 0 | 0 | 0 | 0 | 0 | 0 | 0 | 0 | 0 | 0 | 0 | 0 | 0 | 0 | 0 | 0 | 0 | 0 | 0 | 0 | 0 | 0 | 0 | 0 | 0 | 0 | 0 | 0
[7 empty] | Solar_O&M | 24 | 10 | 1.2553 | 1.2271 | 1.1995 | 1.1725 | 1.1462 | 1.1204 | 1.0952 | 1.0706 | 1.0465 | 1.023 | 1 | 0 | 0 | 0 | 0 | 0 | 0 | 0 | 0 | 0 | 0 | 0 | 0 | 0 | 0 | 0 | 0 | 0 | 0 | 0 | 0 | 0 | 0 | 0 | 0 | 0 | 0 | 0 | 0 | 0 | 0 | 0 | 0 | 0 | 0 | 0 | 0 | 0 | 0 | 0
[7 empty] | Solar_O&M | 24 | 11 | 1.2842 | 1.2553 | 1.2271 | 1.1995 | 1.1725 | 1.1462 | 1.1204 | 1.0952 | 1.0706 | 1.0465 | 1.023 | 1 | 0 | 0 | 0 | 0 | 0 | 0 | 0 | 0 | 0 | 0 | 0 | 0 | 0 | 0 | 0 | 0 | 0 | 0 | 0 | 0 | 0 | 0 | 0 | 0 | 0 | 0 | 0 | 0 | 0 | 0 | 0 | 0 | 0 | 0 | 0 | 0 | 0 | 0
[7 empty] | Solar_O&M | 24 | 12 | 1.3137 | 1.2842 | 1.2553 | 1.2271 | 1.1995 | 1.1725 | 1.1462 | 1.1204 | 1.0952 | 1.0706 | 1.0465 | 1.023 | 1 | 0 | 0 | 0 | 0 | 0 | 0 | 0 | 0 | 0 | 0 | 0 | 0 | 0 | 0 | 0 | 0 | 0 | 0 | 0 | 0 | 0 | 0 | 0 | 0 | 0 | 0 | 0 | 0 | 0 | 0 | 0 | 0 | 0 | 0 | 0 | 0 | 0
[7 empty] | Solar_O&M | 24 | 13 | 1.344 | 1.3137 | 1.2842 | 1.2553 | 1.2271 | 1.1995 | 1.1725 | 1.1462 | 1.1204 | 1.0952 | 1.0706 | 1.0465 | 1.023 | 1 | 0 | 0 | 0 | 0 | 0 | 0 | 0 | 0 | 0 | 0 | 0 | 0 | 0 | 0 | 0 | 0 | 0 | 0 | 0 | 0 | 0 | 0 | 0 | 0 | 0 | 0 | 0 | 0 | 0 | 0 | 0 | 0 | 0 | 0 | 0 | 0
[7 empty] | Solar_O&M | 24 | 14 | 1.3749 | 1.344 | 1.3137 | 1.2842 | 1.2553 | 1.2271 | 1.1995 | 1.1725 | 1.1462 | 1.1204 | 1.0952 | 1.0706 | 1.0465 | 1.023 | 1 | 0 | 0 | 0 | 0 | 0 | 0 | 0 | 0 | 0 | 0 | 0 | 0 | 0 | 0 | 0 | 0 | 0 | 0 | 0 | 0 | 0 | 0 | 0 | 0 | 0 | 0 | 0 | 0 | 0 | 0 | 0 | 0 | 0 | 0 | 0
[7 empty] | Solar_O&M | 24 | 15 | 1.4065 | 1.3749 | 1.344 | 1.3137 | 1.2842 | 1.2553 | 1.2271 | 1.1995 | 1.1725 | 1.1462 | 1.1204 | 1.0952 | 1.0706 | 1.0465 | 1.023 | 1 | 0 | 0 | 0 | 0 | 0 | 0 | 0 | 0 | 0 | 0 | 0 | 0 | 0 | 0 | 0 | 0 | 0 | 0 | 0 | 0 | 0 | 0 | 0 | 0 | 0 | 0 | 0 | 0 | 0 | 0 | 0 | 0 | 0 | 0
[7 empty] | Solar_O&M | 24 | 16 | 1.4388 | 1.4065 | 1.3749 | 1.344 | 1.3137 | 1.2842 | 1.2553 | 1.2271 | 1.1995 | 1.1725 | 1.1462 | 1.1204 | 1.0952 | 1.0706 | 1.0465 | 1.023 | 1 | 0 | 0 | 0 | 0 | 0 | 0 | 0 | 0 | 0 | 0 | 0 | 0 | 0 | 0 | 0 | 0 | 0 | 0 | 0 | 0 | 0 | 0 | 0 | 0 | 0 | 0 | 0 | 0 | 0 | 0 | 0 | 0 | 0
[7 empty] | Solar_O&M | 24 | 17 | 1.4719 | 1.4388 | 1.4065 | 1.3749 | 1.344 | 1.3137 | 1.2842 | 1.2553 | 1.2271 | 1.1995 | 1.1725 | 1.1462 | 1.1204 | 1.0952 | 1.0706 | 1.0465 | 1.023 | 1 | 0 | 0 | 0 | 0 | 0 | 0 | 0 | 0 | 0 | 0 | 0 | 0 | 0 | 0 | 0 | 0 | 0 | 0 | 0 | 0 | 0 | 0 | 0 | 0 | 0 | 0 | 0 | 0 | 0 | 0 | 0 | 0
[7 empty] | Solar_O&M | 24 | 18 | 1.5058 | 1.4719 | 1.4388 | 1.4065 | 1.3749 | 1.344 | 1.3137 | 1.2842 | 1.2553 | 1.2271 | 1.1995 | 1.1725 | 1.1462 | 1.1204 | 1.0952 | 1.0706 | 1.0465 | 1.023 | 1 | 0 | 0 | 0 | 0 | 0 | 0 | 0 | 0 | 0 | 0 | 0 | 0 | 0 | 0 | 0 | 0 | 0 | 0 | 0 | 0 | 0 | 0 | 0 | 0 | 0 | 0 | 0 | 0 | 0 | 0 | 0
[7 empty] | Solar_O&M | 24 | 19 | 1.5404 | 1.5058 | 1.4719 | 1.4388 | 1.4065 | 1.3749 | 1.344 | 1.3137 | 1.2842 | 1.2553 | 1.2271 | 1.1995 | 1.1725 | 1.1462 | 1.1204 | 1.0952 | 1.0706 | 1.0465 | 1.023 | 1 | 0 | 0 | 0 | 0 | 0 | 0 | 0 | 0 | 0 | 0 | 0 | 0 | 0 | 0 | 0 | 0 | 0 | 0 | 0 | 0 | 0 | 0 | 0 | 0 | 0 | 0 | 0 | 0 | 0 | 0
[7 empty] | Solar_O&M | 24 | 20 | 1.5758 | 1.5404 | 1.5058 | 1.4719 | 1.4388 | 1.4065 | 1.3749 | 1.344 | 1.3137 | 1.2842 | 1.2553 | 1.2271 | 1.1995 | 1.1725 | 1.1462 | 1.1204 | 1.0952 | 1.0706 | 1.0465 | 1.023 | 1 | 0 | 0 | 0 | 0 | 0 | 0 | 0 | 0 | 0 | 0 | 0 | 0 | 0 | 0 | 0 | 0 | 0 | 0 | 0 | 0 | 0 | 0 | 0 | 0 | 0 | 0 | 0 | 0 | 0
[7 empty] | Solar_O&M | 24 | 21 | 1.6121 | 1.5758 | 1.5404 | 1.5058 | 1.4719 | 1.4388 | 1.4065 | 1.3749 | 1.344 | 1.3137 | 1.2842 | 1.2553 | 1.2271 | 1.1995 | 1.1725 | 1.1462 | 1.1204 | 1.0952 | 1.0706 | 1.0465 | 1.023 | 1 | 0 | 0 | 0 | 0 | 0 | 0 | 0 | 0 | 0 | 0 | 0 | 0 | 0 | 0 | 0 | 0 | 0 | 0 | 0 | 0 | 0 | 0 | 0 | 0 | 0 | 0 | 0 | 0
[7 empty] | Solar_O&M | 24 | 22 | 1.6492 | 1.6121 | 1.5758 | 1.5404 | 1.5058 | 1.4719 | 1.4388 | 1.4065 | 1.3749 | 1.344 | 1.3137 | 1.2842 | 1.2553 | 1.2271 | 1.1995 | 1.1725 | 1.1462 | 1.1204 | 1.0952 | 1.0706 | 1.0465 | 1.023 | 1 | 0 | 0 | 0 | 0 | 0 | 0 | 0 | 0 | 0 | 0 | 0 | 0 | 0 | 0 | 0 | 0 | 0 | 0 | 0 | 0 | 0 | 0 | 0 | 0 | 0 | 0 | 0
[7 empty] | Solar_O&M | 24 | 23 | 1.6871 | 1.6492 | 1.6121 | 1.5758 | 1.5404 | 1.5058 | 1.4719 | 1.4388 | 1.4065 | 1.3749 | 1.344 | 1.3137 | 1.2842 | 1.2553 | 1.2271 | 1.1995 | 1.1725 | 1.1462 | 1.1204 | 1.0952 | 1.0706 | 1.0465 | 1.023 | 1 | 0 | 0 | 0 | 0 | 0 | 0 | 0 | 0 | 0 | 0 | 0 | 0 | 0 | 0 | 0 | 0 | 0 | 0 | 0 | 0 | 0 | 0 | 0 | 0 | 0 | 0
[7 empty] | Solar_O&M | 24 | 24 | 1.7259 | 1.6871 | 1.6492 | 1.6121 | 1.5758 | 1.5404 | 1.5058 | 1.4719 | 1.4388 | 1.4065 | 1.3749 | 1.344 | 1.3137 | 1.2842 | 1.2553 | 1.2271 | 1.1995 | 1.1725 | 1.1462 | 1.1204 | 1.0952 | 1.0706 | 1.0465 | 1.023 | 1 | 0 | 0 | 0 | 0 | 0 | 0 | 0 | 0 | 0 | 0 | 0 | 0 | 0 | 0 | 0 | 0 | 0 | 0 | 0 | 0 | 0 | 0 | 0 | 0 | 0
[7 empty] | Solar_O&M | 24 | 25 | 1.7656 | 1.7259 | 1.6871 | 1.6492 | 1.6121 | 1.5758 | 1.5404 | 1.5058 | 1.4719 | 1.4388 | 1.4065 | 1.3749 | 1.344 | 1.3137 | 1.2842 | 1.2553 | 1.2271 | 1.1995 | 1.1725 | 1.1462 | 1.1204 | 1.0952 | 1.0706 | 1.0465 | 1.023 | 1 | 0 | 0 | 0 | 0 | 0 | 0 | 0 | 0 | 0 | 0 | 0 | 0 | 0 | 0 | 0 | 0 | 0 | 0 | 0 | 0 | 0 | 0 | 0 | 0
[7 empty] | Solar_O&M | 24 | 26 | 1.8062 | 1.7656 | 1.7259 | 1.6871 | 1.6492 | 1.6121 | 1.5758 | 1.5404 | 1.5058 | 1.4719 | 1.4388 | 1.4065 | 1.3749 | 1.344 | 1.3137 | 1.2842 | 1.2553 | 1.2271 | 1.1995 | 1.1725 | 1.1462 | 1.1204 | 1.0952 | 1.0706 | 1.0465 | 1.023 | 1 | 0 | 0 | 0 | 0 | 0 | 0 | 0 | 0 | 0 | 0 | 0 | 0 | 0 | 0 | 0 | 0 | 0 | 0 | 0 | 0 | 0 | 0 | 0
[7 empty] | Solar_O&M | 24 | 27 | 1.8477 | 1.8062 | 1.7656 | 1.7259 | 1.6871 | 1.6492 | 1.6121 | 1.5758 | 1.5404 | 1.5058 | 1.4719 | 1.4388 | 1.4065 | 1.3749 | 1.344 | 1.3137 | 1.2842 | 1.2553 | 1.2271 | 1.1995 | 1.1725 | 1.1462 | 1.1204 | 1.0952 | 1.0706 | 1.0465 | 1.023 | 1 | 0 | 0 | 0 | 0 | 0 | 0 | 0 | 0 | 0 | 0 | 0 | 0 | 0 | 0 | 0 | 0 | 0 | 0 | 0 | 0 | 0 | 0
[7 empty] | Solar_O&M | 24 | 28 | 1.8902 | 1.8477 | 1.8062 | 1.7656 | 1.7259 | 1.6871 | 1.6492 | 1.6121 | 1.5758 | 1.5404 | 1.5058 | 1.4719 | 1.4388 | 1.4065 | 1.3749 | 1.344 | 1.3137 | 1.2842 | 1.2553 | 1.2271 | 1.1995 | 1.1725 | 1.1462 | 1.1204 | 1.0952 | 1.0706 | 1.0465 | 1.023 | 1 | 0 | 0 | 0 | 0 | 0 | 0 | 0 | 0 | 0 | 0 | 0 | 0 | 0 | 0 | 0 | 0 | 0 | 0 | 0 | 0 | 0
[7 empty] | Solar_O&M | 24 | 29 | 1.9337 | 1.8902 | 1.8477 | 1.8062 | 1.7656 | 1.7259 | 1.6871 | 1.6492 | 1.6121 | 1.5758 | 1.5404 | 1.5058 | 1.4719 | 1.4388 | 1.4065 | 1.3749 | 1.344 | 1.3137 | 1.2842 | 1.2553 | 1.2271 | 1.1995 | 1.1725 | 1.1462 | 1.1204 | 1.0952 | 1.0706 | 1.0465 | 1.023 | 1 | 0 | 0 | 0 | 0 | 0 | 0 | 0 | 0 | 0 | 0 | 0 | 0 | 0 | 0 | 0 | 0 | 0 | 0 | 0 | 0
[7 empty] | Solar_O&M | 24 | 30 | 1.9782 | 1.9337 | 1.8902 | 1.8477 | 1.8062 | 1.7656 | 1.7259 | 1.6871 | 1.6492 | 1.6121 | 1.5758 | 1.5404 | 1.5058 | 1.4719 | 1.4388 | 1.4065 | 1.3749 | 1.344 | 1.3137 | 1.2842 | 1.2553 | 1.2271 | 1.1995 | 1.1725 | 1.1462 | 1.1204 | 1.0952 | 1.0706 | 1.0465 | 1.023 | 1 | 0 | 0 | 0 | 0 | 0 | 0 | 0 | 0 | 0 | 0 | 0 | 0 | 0 | 0 | 0 | 0 | 0 | 0 | 0
[7 empty] | Solar_O&M | 24 | 31 | 2.0237 | 1.9782 | 1.9337 | 1.8902 | 1.8477 | 1.8062 | 1.7656 | 1.7259 | 1.6871 | 1.6492 | 1.6121 | 1.5758 | 1.5404 | 1.5058 | 1.4719 | 1.4388 | 1.4065 | 1.3749 | 1.344 | 1.3137 | 1.2842 | 1.2553 | 1.2271 | 1.1995 | 1.1725 | 1.1462 | 1.1204 | 1.0952 | 1.0706 | 1.0465 | 1.023 | 1 | 0 | 0 | 0 | 0 | 0 | 0 | 0 | 0 | 0 | 0 | 0 | 0 | 0 | 0 | 0 | 0 | 0 | 0
[7 empty] | Solar_O&M | 24 | 32 | 2.0702 | 2.0237 | 1.9782 | 1.9337 | 1.8902 | 1.8477 | 1.8062 | 1.7656 | 1.7259 | 1.6871 | 1.6492 | 1.6121 | 1.5758 | 1.5404 | 1.5058 | 1.4719 | 1.4388 | 1.4065 | 1.3749 | 1.344 | 1.3137 | 1.2842 | 1.2553 | 1.2271 | 1.1995 | 1.1725 | 1.1462 | 1.1204 | 1.0952 | 1.0706 | 1.0465 | 1.023 | 1 | 0 | 0 | 0 | 0 | 0 | 0 | 0 | 0 | 0 | 0 | 0 | 0 | 0 | 0 | 0 | 0 | 0
[7 empty] | Solar_O&M | 24 | 33 | 2.1179 | 2.0702 | 2.0237 | 1.9782 | 1.9337 | 1.8902 | 1.8477 | 1.8062 | 1.7656 | 1.7259 | 1.6871 | 1.6492 | 1.6121 | 1.5758 | 1.5404 | 1.5058 | 1.4719 | 1.4388 | 1.4065 | 1.3749 | 1.344 | 1.3137 | 1.2842 | 1.2553 | 1.2271 | 1.1995 | 1.1725 | 1.1462 | 1.1204 | 1.0952 | 1.0706 | 1.0465 | 1.023 | 1 | 0 | 0 | 0 | 0 | 0 | 0 | 0 | 0 | 0 | 0 | 0 | 0 | 0 | 0 | 0 | 0
[7 empty] | Solar_O&M | 24 | 34 | 2.1666 | 2.1179 | 2.0702 | 2.0237 | 1.9782 | 1.9337 | 1.8902 | 1.8477 | 1.8062 | 1.7656 | 1.7259 | 1.6871 | 1.6492 | 1.6121 | 1.5758 | 1.5404 | 1.5058 | 1.4719 | 1.4388 | 1.4065 | 1.3749 | 1.344 | 1.3137 | 1.2842 | 1.2553 | 1.2271 | 1.1995 | 1.1725 | 1.1462 | 1.1204 | 1.0952 | 1.0706 | 1.0465 | 1.023 | 1 | 0 | 0 | 0 | 0 | 0 | 0 | 0 | 0 | 0 | 0 | 0 | 0 | 0 | 0 | 0
[7 empty] | Solar_O&M | 24 | 35 | 2.2164 | 2.1666 | 2.1179 | 2.0702 | 2.0237 | 1.9782 | 1.9337 | 1.8902 | 1.8477 | 1.8062 | 1.7656 | 1.7259 | 1.6871 | 1.6492 | 1.6121 | 1.5758 | 1.5404 | 1.5058 | 1.4719 | 1.4388 | 1.4065 | 1.3749 | 1.344 | 1.3137 | 1.2842 | 1.2553 | 1.2271 | 1.1995 | 1.1725 | 1.1462 | 1.1204 | 1.0952 | 1.0706 | 1.0465 | 1.023 | 1 | 0 | 0 | 0 | 0 | 0 | 0 | 0 | 0 | 0 | 0 | 0 | 0 | 0 | 0
[7 empty] | Solar_O&M | 24 | 36 | 2.2674 | 2.2164 | 2.1666 | 2.1179 | 2.0702 | 2.0237 | 1.9782 | 1.9337 | 1.8902 | 1.8477 | 1.8062 | 1.7656 | 1.7259 | 1.6871 | 1.6492 | 1.6121 | 1.5758 | 1.5404 | 1.5058 | 1.4719 | 1.4388 | 1.4065 | 1.3749 | 1.344 | 1.3137 | 1.2842 | 1.2553 | 1.2271 | 1.1995 | 1.1725 | 1.1462 | 1.1204 | 1.0952 | 1.0706 | 1.0465 | 1.023 | 1 | 0 | 0 | 0 | 0 | 0 | 0 | 0 | 0 | 0 | 0 | 0 | 0 | 0
[7 empty] | Solar_O&M | 24 | 37 | 2.3195 | 2.2674 | 2.2164 | 2.1666 | 2.1179 | 2.0702 | 2.0237 | 1.9782 | 1.9337 | 1.8902 | 1.8477 | 1.8062 | 1.7656 | 1.7259 | 1.6871 | 1.6492 | 1.6121 | 1.5758 | 1.5404 | 1.5058 | 1.4719 | 1.4388 | 1.4065 | 1.3749 | 1.344 | 1.3137 | 1.2842 | 1.2553 | 1.2271 | 1.1995 | 1.1725 | 1.1462 | 1.1204 | 1.0952 | 1.0706 | 1.0465 | 1.023 | 1 | 0 | 0 | 0 | 0 | 0 | 0 | 0 | 0 | 0 | 0 | 0 | 0
[7 empty] | Solar_O&M | 24 | 38 | 2.3729 | 2.3195 | 2.2674 | 2.2164 | 2.1666 | 2.1179 | 2.0702 | 2.0237 | 1.9782 | 1.9337 | 1.8902 | 1.8477 | 1.8062 | 1.7656 | 1.7259 | 1.6871 | 1.6492 | 1.6121 | 1.5758 | 1.5404 | 1.5058 | 1.4719 | 1.4388 | 1.4065 | 1.3749 | 1.344 | 1.3137 | 1.2842 | 1.2553 | 1.2271 | 1.1995 | 1.1725 | 1.1462 | 1.1204 | 1.0952 | 1.0706 | 1.0465 | 1.023 | 1 | 0 | 0 | 0 | 0 | 0 | 0 | 0 | 0 | 0 | 0 | 0
[7 empty] | Solar_O&M | 24 | 39 | 2.4274 | 2.3729 | 2.3195 | 2.2674 | 2.2164 | 2.1666 | 2.1179 | 2.0702 | 2.0237 | 1.9782 | 1.9337 | 1.8902 | 1.8477 | 1.8062 | 1.7656 | 1.7259 | 1.6871 | 1.6492 | 1.6121 | 1.5758 | 1.5404 | 1.5058 | 1.4719 | 1.4388 | 1.4065 | 1.3749 | 1.344 | 1.3137 | 1.2842 | 1.2553 | 1.2271 | 1.1995 | 1.1725 | 1.1462 | 1.1204 | 1.0952 | 1.0706 | 1.0465 | 1.023 | 1 | 0 | 0 | 0 | 0 | 0 | 0 | 0 | 0 | 0 | 0
[7 empty] | Solar_O&M | 24 | 40 | 2.4833 | 2.4274 | 2.3729 | 2.3195 | 2.2674 | 2.2164 | 2.1666 | 2.1179 | 2.0702 | 2.0237 | 1.9782 | 1.9337 | 1.8902 | 1.8477 | 1.8062 | 1.7656 | 1.7259 | 1.6871 | 1.6492 | 1.6121 | 1.5758 | 1.5404 | 1.5058 | 1.4719 | 1.4388 | 1.4065 | 1.3749 | 1.344 | 1.3137 | 1.2842 | 1.2553 | 1.2271 | 1.1995 | 1.1725 | 1.1462 | 1.1204 | 1.0952 | 1.0706 | 1.0465 | 1.023 | 1 | 0 | 0 | 0 | 0 | 0 | 0 | 0 | 0 | 0
[7 empty] | Solar_O&M | 24 | 41 | 2.5404 | 2.4833 | 2.4274 | 2.3729 | 2.3195 | 2.2674 | 2.2164 | 2.1666 | 2.1179 | 2.0702 | 2.0237 | 1.9782 | 1.9337 | 1.8902 | 1.8477 | 1.8062 | 1.7656 | 1.7259 | 1.6871 | 1.6492 | 1.6121 | 1.5758 | 1.5404 | 1.5058 | 1.4719 | 1.4388 | 1.4065 | 1.3749 | 1.344 | 1.3137 | 1.2842 | 1.2553 | 1.2271 | 1.1995 | 1.1725 | 1.1462 | 1.1204 | 1.0952 | 1.0706 | 1.0465 | 1.023 | 1 | 0 | 0 | 0 | 0 | 0 | 0 | 0 | 0
[7 empty] | Solar_O&M | 24 | 42 | 2.5988 | 2.5404 | 2.4833 | 2.4274 | 2.3729 | 2.3195 | 2.2674 | 2.2164 | 2.1666 | 2.1179 | 2.0702 | 2.0237 | 1.9782 | 1.9337 | 1.8902 | 1.8477 | 1.8062 | 1.7656 | 1.7259 | 1.6871 | 1.6492 | 1.6121 | 1.5758 | 1.5404 | 1.5058 | 1.4719 | 1.4388 | 1.4065 | 1.3749 | 1.344 | 1.3137 | 1.2842 | 1.2553 | 1.2271 | 1.1995 | 1.1725 | 1.1462 | 1.1204 | 1.0952 | 1.0706 | 1.0465 | 1.023 | 1 | 0 | 0 | 0 | 0 | 0 | 0 | 0
[7 empty] | Solar_O&M | 24 | 43 | 2.6586 | 2.5988 | 2.5404 | 2.4833 | 2.4274 | 2.3729 | 2.3195 | 2.2674 | 2.2164 | 2.1666 | 2.1179 | 2.0702 | 2.0237 | 1.9782 | 1.9337 | 1.8902 | 1.8477 | 1.8062 | 1.7656 | 1.7259 | 1.6871 | 1.6492 | 1.6121 | 1.5758 | 1.5404 | 1.5058 | 1.4719 | 1.4388 | 1.4065 | 1.3749 | 1.344 | 1.3137 | 1.2842 | 1.2553 | 1.2271 | 1.1995 | 1.1725 | 1.1462 | 1.1204 | 1.0952 | 1.0706 | 1.0465 | 1.023 | 1 | 0 | 0 | 0 | 0 | 0 | 0
[7 empty] | Solar_O&M | 24 | 44 | 2.7197 | 2.6586 | 2.5988 | 2.5404 | 2.4833 | 2.4274 | 2.3729 | 2.3195 | 2.2674 | 2.2164 | 2.1666 | 2.1179 | 2.0702 | 2.0237 | 1.9782 | 1.9337 | 1.8902 | 1.8477 | 1.8062 | 1.7656 | 1.7259 | 1.6871 | 1.6492 | 1.6121 | 1.5758 | 1.5404 | 1.5058 | 1.4719 | 1.4388 | 1.4065 | 1.3749 | 1.344 | 1.3137 | 1.2842 | 1.2553 | 1.2271 | 1.1995 | 1.1725 | 1.1462 | 1.1204 | 1.0952 | 1.0706 | 1.0465 | 1.023 | 1 | 0 | 0 | 0 | 0 | 0
[7 empty] | Solar_O&M | 24 | 45 | 2.7823 | 2.7197 | 2.6586 | 2.5988 | 2.5404 | 2.4833 | 2.4274 | 2.3729 | 2.3195 | 2.2674 | 2.2164 | 2.1666 | 2.1179 | 2.0702 | 2.0237 | 1.9782 | 1.9337 | 1.8902 | 1.8477 | 1.8062 | 1.7656 | 1.7259 | 1.6871 | 1.6492 | 1.6121 | 1.5758 | 1.5404 | 1.5058 | 1.4719 | 1.4388 | 1.4065 | 1.3749 | 1.344 | 1.3137 | 1.2842 | 1.2553 | 1.2271 | 1.1995 | 1.1725 | 1.1462 | 1.1204 | 1.0952 | 1.0706 | 1.0465 | 1.023 | 1 | 0 | 0 | 0 | 0
[7 empty] | Solar_O&M | 24 | 46 | 2.8463 | 2.7823 | 2.7197 | 2.6586 | 2.5988 | 2.5404 | 2.4833 | 2.4274 | 2.3729 | 2.3195 | 2.2674 | 2.2164 | 2.1666 | 2.1179 | 2.0702 | 2.0237 | 1.9782 | 1.9337 | 1.8902 | 1.8477 | 1.8062 | 1.7656 | 1.7259 | 1.6871 | 1.6492 | 1.6121 | 1.5758 | 1.5404 | 1.5058 | 1.4719 | 1.4388 | 1.4065 | 1.3749 | 1.344 | 1.3137 | 1.2842 | 1.2553 | 1.2271 | 1.1995 | 1.1725 | 1.1462 | 1.1204 | 1.0952 | 1.0706 | 1.0465 | 1.023 | 1 | 0 | 0 | 0
[7 empty] | Solar_O&M | 24 | 47 | 2.9118 | 2.8463 | 2.7823 | 2.7197 | 2.6586 | 2.5988 | 2.5404 | 2.4833 | 2.4274 | 2.3729 | 2.3195 | 2.2674 | 2.2164 | 2.1666 | 2.1179 | 2.0702 | 2.0237 | 1.9782 | 1.9337 | 1.8902 | 1.8477 | 1.8062 | 1.7656 | 1.7259 | 1.6871 | 1.6492 | 1.6121 | 1.5758 | 1.5404 | 1.5058 | 1.4719 | 1.4388 | 1.4065 | 1.3749 | 1.344 | 1.3137 | 1.2842 | 1.2553 | 1.2271 | 1.1995 | 1.1725 | 1.1462 | 1.1204 | 1.0952 | 1.0706 | 1.0465 | 1.023 | 1 | 0 | 0
[7 empty] | Solar_O&M | 24 | 48 | 2.9787 | 2.9118 | 2.8463 | 2.7823 | 2.7197 | 2.6586 | 2.5988 | 2.5404 | 2.4833 | 2.4274 | 2.3729 | 2.3195 | 2.2674 | 2.2164 | 2.1666 | 2.1179 | 2.0702 | 2.0237 | 1.9782 | 1.9337 | 1.8902 | 1.8477 | 1.8062 | 1.7656 | 1.7259 | 1.6871 | 1.6492 | 1.6121 | 1.5758 | 1.5404 | 1.5058 | 1.4719 | 1.4388 | 1.4065 | 1.3749 | 1.344 | 1.3137 | 1.2842 | 1.2553 | 1.2271 | 1.1995 | 1.1725 | 1.1462 | 1.1204 | 1.0952 | 1.0706 | 1.0465 | 1.023 | 1 | 0
[7 empty] | Solar_O&M | 24 | 49 | 3.0472 | 2.9787 | 2.9118 | 2.8463 | 2.7823 | 2.7197 | 2.6586 | 2.5988 | 2.5404 | 2.4833 | 2.4274 | 2.3729 | 2.3195 | 2.2674 | 2.2164 | 2.1666 | 2.1179 | 2.0702 | 2.0237 | 1.9782 | 1.9337 | 1.8902 | 1.8477 | 1.8062 | 1.7656 | 1.7259 | 1.6871 | 1.6492 | 1.6121 | 1.5758 | 1.5404 | 1.5058 | 1.4719 | 1.4388 | 1.4065 | 1.3749 | 1.344 | 1.3137 | 1.2842 | 1.2553 | 1.2271 | 1.1995 | 1.1725 | 1.1462 | 1.1204 | 1.0952 | 1.0706 | 1.0465 | 1.023 | 1
[7 empty] | P-Solar_O&M | 25 | 0 | 1 | 0 | 0 | 0 | 0 | 0 | 0 | 0 | 0 | 0 | 0 | 0 | 0 | 0 | 0 | 0 | 0 | 0 | 0 | 0 | 0 | 0 | 0 | 0 | 0 | 0 | 0 | 0 | 0 | 0 | 0 | 0 | 0 | 0 | 0 | 0 | 0 | 0 | 0 | 0 | 0 | 0 | 0 | 0 | 0 | 0 | 0 | 0 | 0 | 0
[7 empty] | P-Solar_O&M | 25 | 1 | 1.023 | 1 | 0 | 0 | 0 | 0 | 0 | 0 | 0 | 0 | 0 | 0 | 0 | 0 | 0 | 0 | 0 | 0 | 0 | 0 | 0 | 0 | 0 | 0 | 0 | 0 | 0 | 0 | 0 | 0 | 0 | 0 | 0 | 0 | 0 | 0 | 0 | 0 | 0 | 0 | 0 | 0 | 0 | 0 | 0 | 0 | 0 | 0 | 0 | 0
[7 empty] | P-Solar_O&M | 25 | 2 | 1.0465 | 1.023 | 1 | 0 | 0 | 0 | 0 | 0 | 0 | 0 | 0 | 0 | 0 | 0 | 0 | 0 | 0 | 0 | 0 | 0 | 0 | 0 | 0 | 0 | 0 | 0 | 0 | 0 | 0 | 0 | 0 | 0 | 0 | 0 | 0 | 0 | 0 | 0 | 0 | 0 | 0 | 0 | 0 | 0 | 0 | 0 | 0 | 0 | 0 | 0
[7 empty] | P-Solar_O&M | 25 | 3 | 1.0706 | 1.0465 | 1.023 | 1 | 0 | 0 | 0 | 0 | 0 | 0 | 0 | 0 | 0 | 0 | 0 | 0 | 0 | 0 | 0 | 0 | 0 | 0 | 0 | 0 | 0 | 0 | 0 | 0 | 0 | 0 | 0 | 0 | 0 | 0 | 0 | 0 | 0 | 0 | 0 | 0 | 0 | 0 | 0 | 0 | 0 | 0 | 0 | 0 | 0 | 0
[7 empty] | P-Solar_O&M | 25 | 4 | 1.0952 | 1.0706 | 1.0465 | 1.023 | 1 | 0 | 0 | 0 | 0 | 0 | 0 | 0 | 0 | 0 | 0 | 0 | 0 | 0 | 0 | 0 | 0 | 0 | 0 | 0 | 0 | 0 | 0 | 0 | 0 | 0 | 0 | 0 | 0 | 0 | 0 | 0 | 0 | 0 | 0 | 0 | 0 | 0 | 0 | 0 | 0 | 0 | 0 | 0 | 0 | 0
[7 empty] | P-Solar_O&M | 25 | 5 | 1.1204 | 1.0952 | 1.0706 | 1.0465 | 1.023 | 1 | 0 | 0 | 0 | 0 | 0 | 0 | 0 | 0 | 0 | 0 | 0 | 0 | 0 | 0 | 0 | 0 | 0 | 0 | 0 | 0 | 0 | 0 | 0 | 0 | 0 | 0 | 0 | 0 | 0 | 0 | 0 | 0 | 0 | 0 | 0 | 0 | 0 | 0 | 0 | 0 | 0 | 0 | 0 | 0
[7 empty] | P-Solar_O&M | 25 | 6 | 1.1462 | 1.1204 | 1.0952 | 1.0706 | 1.0465 | 1.023 | 1 | 0 | 0 | 0 | 0 | 0 | 0 | 0 | 0 | 0 | 0 | 0 | 0 | 0 | 0 | 0 | 0 | 0 | 0 | 0 | 0 | 0 | 0 | 0 | 0 | 0 | 0 | 0 | 0 | 0 | 0 | 0 | 0 | 0 | 0 | 0 | 0 | 0 | 0 | 0 | 0 | 0 | 0 | 0
[7 empty] | P-Solar_O&M | 25 | 7 | 1.1725 | 1.1462 | 1.1204 | 1.0952 | 1.0706 | 1.0465 | 1.023 | 1 | 0 | 0 | 0 | 0 | 0 | 0 | 0 | 0 | 0 | 0 | 0 | 0 | 0 | 0 | 0 | 0 | 0 | 0 | 0 | 0 | 0 | 0 | 0 | 0 | 0 | 0 | 0 | 0 | 0 | 0 | 0 | 0 | 0 | 0 | 0 | 0 | 0 | 0 | 0 | 0 | 0 | 0
[7 empty] | P-Solar_O&M | 25 | 8 | 1.1995 | 1.1725 | 1.1462 | 1.1204 | 1.0952 | 1.0706 | 1.0465 | 1.023 | 1 | 0 | 0 | 0 | 0 | 0 | 0 | 0 | 0 | 0 | 0 | 0 | 0 | 0 | 0 | 0 | 0 | 0 | 0 | 0 | 0 | 0 | 0 | 0 | 0 | 0 | 0 | 0 | 0 | 0 | 0 | 0 | 0 | 0 | 0 | 0 | 0 | 0 | 0 | 0 | 0 | 0
[7 empty] | P-Solar_O&M | 25 | 9 | 1.2271 | 1.1995 | 1.1725 | 1.1462 | 1.1204 | 1.0952 | 1.0706 | 1.0465 | 1.023 | 1 | 0 | 0 | 0 | 0 | 0 | 0 | 0 | 0 | 0 | 0 | 0 | 0 | 0 | 0 | 0 | 0 | 0 | 0 | 0 | 0 | 0 | 0 | 0 | 0 | 0 | 0 | 0 | 0 | 0 | 0 | 0 | 0 | 0 | 0 | 0 | 0 | 0 | 0 | 0 | 0
[7 empty] | P-Solar_O&M | 25 | 10 | 1.2553 | 1.2271 | 1.1995 | 1.1725 | 1.1462 | 1.1204 | 1.0952 | 1.0706 | 1.0465 | 1.023 | 1 | 0 | 0 | 0 | 0 | 0 | 0 | 0 | 0 | 0 | 0 | 0 | 0 | 0 | 0 | 0 | 0 | 0 | 0 | 0 | 0 | 0 | 0 | 0 | 0 | 0 | 0 | 0 | 0 | 0 | 0 | 0 | 0 | 0 | 0 | 0 | 0 | 0 | 0 | 0
[7 empty] | P-Solar_O&M | 25 | 11 | 1.2842 | 1.2553 | 1.2271 | 1.1995 | 1.1725 | 1.1462 | 1.1204 | 1.0952 | 1.0706 | 1.0465 | 1.023 | 1 | 0 | 0 | 0 | 0 | 0 | 0 | 0 | 0 | 0 | 0 | 0 | 0 | 0 | 0 | 0 | 0 | 0 | 0 | 0 | 0 | 0 | 0 | 0 | 0 | 0 | 0 | 0 | 0 | 0 | 0 | 0 | 0 | 0 | 0 | 0 | 0 | 0 | 0
[7 empty] | P-Solar_O&M | 25 | 12 | 1.3137 | 1.2842 | 1.2553 | 1.2271 | 1.1995 | 1.1725 | 1.1462 | 1.1204 | 1.0952 | 1.0706 | 1.0465 | 1.023 | 1 | 0 | 0 | 0 | 0 | 0 | 0 | 0 | 0 | 0 | 0 | 0 | 0 | 0 | 0 | 0 | 0 | 0 | 0 | 0 | 0 | 0 | 0 | 0 | 0 | 0 | 0 | 0 | 0 | 0 | 0 | 0 | 0 | 0 | 0 | 0 | 0 | 0
[7 empty] | P-Solar_O&M | 25 | 13 | 1.344 | 1.3137 | 1.2842 | 1.2553 | 1.2271 | 1.1995 | 1.1725 | 1.1462 | 1.1204 | 1.0952 | 1.0706 | 1.0465 | 1.023 | 1 | 0 | 0 | 0 | 0 | 0 | 0 | 0 | 0 | 0 | 0 | 0 | 0 | 0 | 0 | 0 | 0 | 0 | 0 | 0 | 0 | 0 | 0 | 0 | 0 | 0 | 0 | 0 | 0 | 0 | 0 | 0 | 0 | 0 | 0 | 0 | 0
[7 empty] | P-Solar_O&M | 25 | 14 | 1.3749 | 1.344 | 1.3137 | 1.2842 | 1.2553 | 1.2271 | 1.1995 | 1.1725 | 1.1462 | 1.1204 | 1.0952 | 1.0706 | 1.0465 | 1.023 | 1 | 0 | 0 | 0 | 0 | 0 | 0 | 0 | 0 | 0 | 0 | 0 | 0 | 0 | 0 | 0 | 0 | 0 | 0 | 0 | 0 | 0 | 0 | 0 | 0 | 0 | 0 | 0 | 0 | 0 | 0 | 0 | 0 | 0 | 0 | 0
[7 empty] | P-Solar_O&M | 25 | 15 | 1.4065 | 1.3749 | 1.344 | 1.3137 | 1.2842 | 1.2553 | 1.2271 | 1.1995 | 1.1725 | 1.1462 | 1.1204 | 1.0952 | 1.0706 | 1.0465 | 1.023 | 1 | 0 | 0 | 0 | 0 | 0 | 0 | 0 | 0 | 0 | 0 | 0 | 0 | 0 | 0 | 0 | 0 | 0 | 0 | 0 | 0 | 0 | 0 | 0 | 0 | 0 | 0 | 0 | 0 | 0 | 0 | 0 | 0 | 0 | 0
[7 empty] | P-Solar_O&M | 25 | 16 | 1.4388 | 1.4065 | 1.3749 | 1.344 | 1.3137 | 1.2842 | 1.2553 | 1.2271 | 1.1995 | 1.1725 | 1.1462 | 1.1204 | 1.0952 | 1.0706 | 1.0465 | 1.023 | 1 | 0 | 0 | 0 | 0 | 0 | 0 | 0 | 0 | 0 | 0 | 0 | 0 | 0 | 0 | 0 | 0 | 0 | 0 | 0 | 0 | 0 | 0 | 0 | 0 | 0 | 0 | 0 | 0 | 0 | 0 | 0 | 0 | 0
[7 empty] | P-Solar_O&M | 25 | 17 | 1.4719 | 1.4388 | 1.4065 | 1.3749 | 1.344 | 1.3137 | 1.2842 | 1.2553 | 1.2271 | 1.1995 | 1.1725 | 1.1462 | 1.1204 | 1.0952 | 1.0706 | 1.0465 | 1.023 | 1 | 0 | 0 | 0 | 0 | 0 | 0 | 0 | 0 | 0 | 0 | 0 | 0 | 0 | 0 | 0 | 0 | 0 | 0 | 0 | 0 | 0 | 0 | 0 | 0 | 0 | 0 | 0 | 0 | 0 | 0 | 0 | 0
[7 empty] | P-Solar_O&M | 25 | 18 | 1.5058 | 1.4719 | 1.4388 | 1.4065 | 1.3749 | 1.344 | 1.3137 | 1.2842 | 1.2553 | 1.2271 | 1.1995 | 1.1725 | 1.1462 | 1.1204 | 1.0952 | 1.0706 | 1.0465 | 1.023 | 1 | 0 | 0 | 0 | 0 | 0 | 0 | 0 | 0 | 0 | 0 | 0 | 0 | 0 | 0 | 0 | 0 | 0 | 0 | 0 | 0 | 0 | 0 | 0 | 0 | 0 | 0 | 0 | 0 | 0 | 0 | 0
[7 empty] | P-Solar_O&M | 25 | 19 | 1.5404 | 1.5058 | 1.4719 | 1.4388 | 1.4065 | 1.3749 | 1.344 | 1.3137 | 1.2842 | 1.2553 | 1.2271 | 1.1995 | 1.1725 | 1.1462 | 1.1204 | 1.0952 | 1.0706 | 1.0465 | 1.023 | 1 | 0 | 0 | 0 | 0 | 0 | 0 | 0 | 0 | 0 | 0 | 0 | 0 | 0 | 0 | 0 | 0 | 0 | 0 | 0 | 0 | 0 | 0 | 0 | 0 | 0 | 0 | 0 | 0 | 0 | 0
[7 empty] | P-Solar_O&M | 25 | 20 | 1.5758 | 1.5404 | 1.5058 | 1.4719 | 1.4388 | 1.4065 | 1.3749 | 1.344 | 1.3137 | 1.2842 | 1.2553 | 1.2271 | 1.1995 | 1.1725 | 1.1462 | 1.1204 | 1.0952 | 1.0706 | 1.0465 | 1.023 | 1 | 0 | 0 | 0 | 0 | 0 | 0 | 0 | 0 | 0 | 0 | 0 | 0 | 0 | 0 | 0 | 0 | 0 | 0 | 0 | 0 | 0 | 0 | 0 | 0 | 0 | 0 | 0 | 0 | 0
[7 empty] | P-Solar_O&M | 25 | 21 | 1.6121 | 1.5758 | 1.5404 | 1.5058 | 1.4719 | 1.4388 | 1.4065 | 1.3749 | 1.344 | 1.3137 | 1.2842 | 1.2553 | 1.2271 | 1.1995 | 1.1725 | 1.1462 | 1.1204 | 1.0952 | 1.0706 | 1.0465 | 1.023 | 1 | 0 | 0 | 0 | 0 | 0 | 0 | 0 | 0 | 0 | 0 | 0 | 0 | 0 | 0 | 0 | 0 | 0 | 0 | 0 | 0 | 0 | 0 | 0 | 0 | 0 | 0 | 0 | 0
[7 empty] | P-Solar_O&M | 25 | 22 | 1.6492 | 1.6121 | 1.5758 | 1.5404 | 1.5058 | 1.4719 | 1.4388 | 1.4065 | 1.3749 | 1.344 | 1.3137 | 1.2842 | 1.2553 | 1.2271 | 1.1995 | 1.1725 | 1.1462 | 1.1204 | 1.0952 | 1.0706 | 1.0465 | 1.023 | 1 | 0 | 0 | 0 | 0 | 0 | 0 | 0 | 0 | 0 | 0 | 0 | 0 | 0 | 0 | 0 | 0 | 0 | 0 | 0 | 0 | 0 | 0 | 0 | 0 | 0 | 0 | 0
[7 empty] | P-Solar_O&M | 25 | 23 | 1.6871 | 1.6492 | 1.6121 | 1.5758 | 1.5404 | 1.5058 | 1.4719 | 1.4388 | 1.4065 | 1.3749 | 1.344 | 1.3137 | 1.2842 | 1.2553 | 1.2271 | 1.1995 | 1.1725 | 1.1462 | 1.1204 | 1.0952 | 1.0706 | 1.0465 | 1.023 | 1 | 0 | 0 | 0 | 0 | 0 | 0 | 0 | 0 | 0 | 0 | 0 | 0 | 0 | 0 | 0 | 0 | 0 | 0 | 0 | 0 | 0 | 0 | 0 | 0 | 0 | 0
[7 empty] | P-Solar_O&M | 25 | 24 | 1.7259 | 1.6871 | 1.6492 | 1.6121 | 1.5758 | 1.5404 | 1.5058 | 1.4719 | 1.4388 | 1.4065 | 1.3749 | 1.344 | 1.3137 | 1.2842 | 1.2553 | 1.2271 | 1.1995 | 1.1725 | 1.1462 | 1.1204 | 1.0952 | 1.0706 | 1.0465 | 1.023 | 1 | 0 | 0 | 0 | 0 | 0 | 0 | 0 | 0 | 0 | 0 | 0 | 0 | 0 | 0 | 0 | 0 | 0 | 0 | 0 | 0 | 0 | 0 | 0 | 0 | 0
[7 empty] | P-Solar_O&M | 25 | 25 | 1.7656 | 1.7259 | 1.6871 | 1.6492 | 1.6121 | 1.5758 | 1.5404 | 1.5058 | 1.4719 | 1.4388 | 1.4065 | 1.3749 | 1.344 | 1.3137 | 1.2842 | 1.2553 | 1.2271 | 1.1995 | 1.1725 | 1.1462 | 1.1204 | 1.0952 | 1.0706 | 1.0465 | 1.023 | 1 | 0 | 0 | 0 | 0 | 0 | 0 | 0 | 0 | 0 | 0 | 0 | 0 | 0 | 0 | 0 | 0 | 0 | 0 | 0 | 0 | 0 | 0 | 0 | 0
[7 empty] | P-Solar_O&M | 25 | 26 | 1.8062 | 1.7656 | 1.7259 | 1.6871 | 1.6492 | 1.6121 | 1.5758 | 1.5404 | 1.5058 | 1.4719 | 1.4388 | 1.4065 | 1.3749 | 1.344 | 1.3137 | 1.2842 | 1.2553 | 1.2271 | 1.1995 | 1.1725 | 1.1462 | 1.1204 | 1.0952 | 1.0706 | 1.0465 | 1.023 | 1 | 0 | 0 | 0 | 0 | 0 | 0 | 0 | 0 | 0 | 0 | 0 | 0 | 0 | 0 | 0 | 0 | 0 | 0 | 0 | 0 | 0 | 0 | 0
[7 empty] | P-Solar_O&M | 25 | 27 | 1.8477 | 1.8062 | 1.7656 | 1.7259 | 1.6871 | 1.6492 | 1.6121 | 1.5758 | 1.5404 | 1.5058 | 1.4719 | 1.4388 | 1.4065 | 1.3749 | 1.344 | 1.3137 | 1.2842 | 1.2553 | 1.2271 | 1.1995 | 1.1725 | 1.1462 | 1.1204 | 1.0952 | 1.0706 | 1.0465 | 1.023 | 1 | 0 | 0 | 0 | 0 | 0 | 0 | 0 | 0 | 0 | 0 | 0 | 0 | 0 | 0 | 0 | 0 | 0 | 0 | 0 | 0 | 0 | 0
[7 empty] | P-Solar_O&M | 25 | 28 | 1.8902 | 1.8477 | 1.8062 | 1.7656 | 1.7259 | 1.6871 | 1.6492 | 1.6121 | 1.5758 | 1.5404 | 1.5058 | 1.4719 | 1.4388 | 1.4065 | 1.3749 | 1.344 | 1.3137 | 1.2842 | 1.2553 | 1.2271 | 1.1995 | 1.1725 | 1.1462 | 1.1204 | 1.0952 | 1.0706 | 1.0465 | 1.023 | 1 | 0 | 0 | 0 | 0 | 0 | 0 | 0 | 0 | 0 | 0 | 0 | 0 | 0 | 0 | 0 | 0 | 0 | 0 | 0 | 0 | 0
[7 empty] | P-Solar_O&M | 25 | 29 | 1.9337 | 1.8902 | 1.8477 | 1.8062 | 1.7656 | 1.7259 | 1.6871 | 1.6492 | 1.6121 | 1.5758 | 1.5404 | 1.5058 | 1.4719 | 1.4388 | 1.4065 | 1.3749 | 1.344 | 1.3137 | 1.2842 | 1.2553 | 1.2271 | 1.1995 | 1.1725 | 1.1462 | 1.1204 | 1.0952 | 1.0706 | 1.0465 | 1.023 | 1 | 0 | 0 | 0 | 0 | 0 | 0 | 0 | 0 | 0 | 0 | 0 | 0 | 0 | 0 | 0 | 0 | 0 | 0 | 0 | 0
[7 empty] | P-Solar_O&M | 25 | 30 | 1.9782 | 1.9337 | 1.8902 | 1.8477 | 1.8062 | 1.7656 | 1.7259 | 1.6871 | 1.6492 | 1.6121 | 1.5758 | 1.5404 | 1.5058 | 1.4719 | 1.4388 | 1.4065 | 1.3749 | 1.344 | 1.3137 | 1.2842 | 1.2553 | 1.2271 | 1.1995 | 1.1725 | 1.1462 | 1.1204 | 1.0952 | 1.0706 | 1.0465 | 1.023 | 1 | 0 | 0 | 0 | 0 | 0 | 0 | 0 | 0 | 0 | 0 | 0 | 0 | 0 | 0 | 0 | 0 | 0 | 0 | 0
[7 empty] | P-Solar_O&M | 25 | 31 | 2.0237 | 1.9782 | 1.9337 | 1.8902 | 1.8477 | 1.8062 | 1.7656 | 1.7259 | 1.6871 | 1.6492 | 1.6121 | 1.5758 | 1.5404 | 1.5058 | 1.4719 | 1.4388 | 1.4065 | 1.3749 | 1.344 | 1.3137 | 1.2842 | 1.2553 | 1.2271 | 1.1995 | 1.1725 | 1.1462 | 1.1204 | 1.0952 | 1.0706 | 1.0465 | 1.023 | 1 | 0 | 0 | 0 | 0 | 0 | 0 | 0 | 0 | 0 | 0 | 0 | 0 | 0 | 0 | 0 | 0 | 0 | 0
[7 empty] | P-Solar_O&M | 25 | 32 | 2.0702 | 2.0237 | 1.9782 | 1.9337 | 1.8902 | 1.8477 | 1.8062 | 1.7656 | 1.7259 | 1.6871 | 1.6492 | 1.6121 | 1.5758 | 1.5404 | 1.5058 | 1.4719 | 1.4388 | 1.4065 | 1.3749 | 1.344 | 1.3137 | 1.2842 | 1.2553 | 1.2271 | 1.1995 | 1.1725 | 1.1462 | 1.1204 | 1.0952 | 1.0706 | 1.0465 | 1.023 | 1 | 0 | 0 | 0 | 0 | 0 | 0 | 0 | 0 | 0 | 0 | 0 | 0 | 0 | 0 | 0 | 0 | 0
[7 empty] | P-Solar_O&M | 25 | 33 | 2.1179 | 2.0702 | 2.0237 | 1.9782 | 1.9337 | 1.8902 | 1.8477 | 1.8062 | 1.7656 | 1.7259 | 1.6871 | 1.6492 | 1.6121 | 1.5758 | 1.5404 | 1.5058 | 1.4719 | 1.4388 | 1.4065 | 1.3749 | 1.344 | 1.3137 | 1.2842 | 1.2553 | 1.2271 | 1.1995 | 1.1725 | 1.1462 | 1.1204 | 1.0952 | 1.0706 | 1.0465 | 1.023 | 1 | 0 | 0 | 0 | 0 | 0 | 0 | 0 | 0 | 0 | 0 | 0 | 0 | 0 | 0 | 0 | 0
[7 empty] | P-Solar_O&M | 25 | 34 | 2.1666 | 2.1179 | 2.0702 | 2.0237 | 1.9782 | 1.9337 | 1.8902 | 1.8477 | 1.8062 | 1.7656 | 1.7259 | 1.6871 | 1.6492 | 1.6121 | 1.5758 | 1.5404 | 1.5058 | 1.4719 | 1.4388 | 1.4065 | 1.3749 | 1.344 | 1.3137 | 1.2842 | 1.2553 | 1.2271 | 1.1995 | 1.1725 | 1.1462 | 1.1204 | 1.0952 | 1.0706 | 1.0465 | 1.023 | 1 | 0 | 0 | 0 | 0 | 0 | 0 | 0 | 0 | 0 | 0 | 0 | 0 | 0 | 0 | 0
[7 empty] | P-Solar_O&M | 25 | 35 | 2.2164 | 2.1666 | 2.1179 | 2.0702 | 2.0237 | 1.9782 | 1.9337 | 1.8902 | 1.8477 | 1.8062 | 1.7656 | 1.7259 | 1.6871 | 1.6492 | 1.6121 | 1.5758 | 1.5404 | 1.5058 | 1.4719 | 1.4388 | 1.4065 | 1.3749 | 1.344 | 1.3137 | 1.2842 | 1.2553 | 1.2271 | 1.1995 | 1.1725 | 1.1462 | 1.1204 | 1.0952 | 1.0706 | 1.0465 | 1.023 | 1 | 0 | 0 | 0 | 0 | 0 | 0 | 0 | 0 | 0 | 0 | 0 | 0 | 0 | 0
[7 empty] | P-Solar_O&M | 25 | 36 | 2.2674 | 2.2164 | 2.1666 | 2.1179 | 2.0702 | 2.0237 | 1.9782 | 1.9337 | 1.8902 | 1.8477 | 1.8062 | 1.7656 | 1.7259 | 1.6871 | 1.6492 | 1.6121 | 1.5758 | 1.5404 | 1.5058 | 1.4719 | 1.4388 | 1.4065 | 1.3749 | 1.344 | 1.3137 | 1.2842 | 1.2553 | 1.2271 | 1.1995 | 1.1725 | 1.1462 | 1.1204 | 1.0952 | 1.0706 | 1.0465 | 1.023 | 1 | 0 | 0 | 0 | 0 | 0 | 0 | 0 | 0 | 0 | 0 | 0 | 0 | 0
[7 empty] | P-Solar_O&M | 25 | 37 | 2.3195 | 2.2674 | 2.2164 | 2.1666 | 2.1179 | 2.0702 | 2.0237 | 1.9782 | 1.9337 | 1.8902 | 1.8477 | 1.8062 | 1.7656 | 1.7259 | 1.6871 | 1.6492 | 1.6121 | 1.5758 | 1.5404 | 1.5058 | 1.4719 | 1.4388 | 1.4065 | 1.3749 | 1.344 | 1.3137 | 1.2842 | 1.2553 | 1.2271 | 1.1995 | 1.1725 | 1.1462 | 1.1204 | 1.0952 | 1.0706 | 1.0465 | 1.023 | 1 | 0 | 0 | 0 | 0 | 0 | 0 | 0 | 0 | 0 | 0 | 0 | 0
[7 empty] | P-Solar_O&M | 25 | 38 | 2.3729 | 2.3195 | 2.2674 | 2.2164 | 2.1666 | 2.1179 | 2.0702 | 2.0237 | 1.9782 | 1.9337 | 1.8902 | 1.8477 | 1.8062 | 1.7656 | 1.7259 | 1.6871 | 1.6492 | 1.6121 | 1.5758 | 1.5404 | 1.5058 | 1.4719 | 1.4388 | 1.4065 | 1.3749 | 1.344 | 1.3137 | 1.2842 | 1.2553 | 1.2271 | 1.1995 | 1.1725 | 1.1462 | 1.1204 | 1.0952 | 1.0706 | 1.0465 | 1.023 | 1 | 0 | 0 | 0 | 0 | 0 | 0 | 0 | 0 | 0 | 0 | 0
[7 empty] | P-Solar_O&M | 25 | 39 | 2.4274 | 2.3729 | 2.3195 | 2.2674 | 2.2164 | 2.1666 | 2.1179 | 2.0702 | 2.0237 | 1.9782 | 1.9337 | 1.8902 | 1.8477 | 1.8062 | 1.7656 | 1.7259 | 1.6871 | 1.6492 | 1.6121 | 1.5758 | 1.5404 | 1.5058 | 1.4719 | 1.4388 | 1.4065 | 1.3749 | 1.344 | 1.3137 | 1.2842 | 1.2553 | 1.2271 | 1.1995 | 1.1725 | 1.1462 | 1.1204 | 1.0952 | 1.0706 | 1.0465 | 1.023 | 1 | 0 | 0 | 0 | 0 | 0 | 0 | 0 | 0 | 0 | 0
[7 empty] | P-Solar_O&M | 25 | 40 | 2.4833 | 2.4274 | 2.3729 | 2.3195 | 2.2674 | 2.2164 | 2.1666 | 2.1179 | 2.0702 | 2.0237 | 1.9782 | 1.9337 | 1.8902 | 1.8477 | 1.8062 | 1.7656 | 1.7259 | 1.6871 | 1.6492 | 1.6121 | 1.5758 | 1.5404 | 1.5058 | 1.4719 | 1.4388 | 1.4065 | 1.3749 | 1.344 | 1.3137 | 1.2842 | 1.2553 | 1.2271 | 1.1995 | 1.1725 | 1.1462 | 1.1204 | 1.0952 | 1.0706 | 1.0465 | 1.023 | 1 | 0 | 0 | 0 | 0 | 0 | 0 | 0 | 0 | 0
[7 empty] | P-Solar_O&M | 25 | 41 | 2.5404 | 2.4833 | 2.4274 | 2.3729 | 2.3195 | 2.2674 | 2.2164 | 2.1666 | 2.1179 | 2.0702 | 2.0237 | 1.9782 | 1.9337 | 1.8902 | 1.8477 | 1.8062 | 1.7656 | 1.7259 | 1.6871 | 1.6492 | 1.6121 | 1.5758 | 1.5404 | 1.5058 | 1.4719 | 1.4388 | 1.4065 | 1.3749 | 1.344 | 1.3137 | 1.2842 | 1.2553 | 1.2271 | 1.1995 | 1.1725 | 1.1462 | 1.1204 | 1.0952 | 1.0706 | 1.0465 | 1.023 | 1 | 0 | 0 | 0 | 0 | 0 | 0 | 0 | 0
[7 empty] | P-Solar_O&M | 25 | 42 | 2.5988 | 2.5404 | 2.4833 | 2.4274 | 2.3729 | 2.3195 | 2.2674 | 2.2164 | 2.1666 | 2.1179 | 2.0702 | 2.0237 | 1.9782 | 1.9337 | 1.8902 | 1.8477 | 1.8062 | 1.7656 | 1.7259 | 1.6871 | 1.6492 | 1.6121 | 1.5758 | 1.5404 | 1.5058 | 1.4719 | 1.4388 | 1.4065 | 1.3749 | 1.344 | 1.3137 | 1.2842 | 1.2553 | 1.2271 | 1.1995 | 1.1725 | 1.1462 | 1.1204 | 1.0952 | 1.0706 | 1.0465 | 1.023 | 1 | 0 | 0 | 0 | 0 | 0 | 0 | 0
[7 empty] | P-Solar_O&M | 25 | 43 | 2.6586 | 2.5988 | 2.5404 | 2.4833 | 2.4274 | 2.3729 | 2.3195 | 2.2674 | 2.2164 | 2.1666 | 2.1179 | 2.0702 | 2.0237 | 1.9782 | 1.9337 | 1.8902 | 1.8477 | 1.8062 | 1.7656 | 1.7259 | 1.6871 | 1.6492 | 1.6121 | 1.5758 | 1.5404 | 1.5058 | 1.4719 | 1.4388 | 1.4065 | 1.3749 | 1.344 | 1.3137 | 1.2842 | 1.2553 | 1.2271 | 1.1995 | 1.1725 | 1.1462 | 1.1204 | 1.0952 | 1.0706 | 1.0465 | 1.023 | 1 | 0 | 0 | 0 | 0 | 0 | 0
[7 empty] | P-Solar_O&M | 25 | 44 | 2.7197 | 2.6586 | 2.5988 | 2.5404 | 2.4833 | 2.4274 | 2.3729 | 2.3195 | 2.2674 | 2.2164 | 2.1666 | 2.1179 | 2.0702 | 2.0237 | 1.9782 | 1.9337 | 1.8902 | 1.8477 | 1.8062 | 1.7656 | 1.7259 | 1.6871 | 1.6492 | 1.6121 | 1.5758 | 1.5404 | 1.5058 | 1.4719 | 1.4388 | 1.4065 | 1.3749 | 1.344 | 1.3137 | 1.2842 | 1.2553 | 1.2271 | 1.1995 | 1.1725 | 1.1462 | 1.1204 | 1.0952 | 1.0706 | 1.0465 | 1.023 | 1 | 0 | 0 | 0 | 0 | 0
[7 empty] | P-Solar_O&M | 25 | 45 | 2.7823 | 2.7197 | 2.6586 | 2.5988 | 2.5404 | 2.4833 | 2.4274 | 2.3729 | 2.3195 | 2.2674 | 2.2164 | 2.1666 | 2.1179 | 2.0702 | 2.0237 | 1.9782 | 1.9337 | 1.8902 | 1.8477 | 1.8062 | 1.7656 | 1.7259 | 1.6871 | 1.6492 | 1.6121 | 1.5758 | 1.5404 | 1.5058 | 1.4719 | 1.4388 | 1.4065 | 1.3749 | 1.344 | 1.3137 | 1.2842 | 1.2553 | 1.2271 | 1.1995 | 1.1725 | 1.1462 | 1.1204 | 1.0952 | 1.0706 | 1.0465 | 1.023 | 1 | 0 | 0 | 0 | 0
[7 empty] | P-Solar_O&M | 25 | 46 | 2.8463 | 2.7823 | 2.7197 | 2.6586 | 2.5988 | 2.5404 | 2.4833 | 2.4274 | 2.3729 | 2.3195 | 2.2674 | 2.2164 | 2.1666 | 2.1179 | 2.0702 | 2.0237 | 1.9782 | 1.9337 | 1.8902 | 1.8477 | 1.8062 | 1.7656 | 1.7259 | 1.6871 | 1.6492 | 1.6121 | 1.5758 | 1.5404 | 1.5058 | 1.4719 | 1.4388 | 1.4065 | 1.3749 | 1.344 | 1.3137 | 1.2842 | 1.2553 | 1.2271 | 1.1995 | 1.1725 | 1.1462 | 1.1204 | 1.0952 | 1.0706 | 1.0465 | 1.023 | 1 | 0 | 0 | 0
[7 empty] | P-Solar_O&M | 25 | 47 | 2.9118 | 2.8463 | 2.7823 | 2.7197 | 2.6586 | 2.5988 | 2.5404 | 2.4833 | 2.4274 | 2.3729 | 2.3195 | 2.2674 | 2.2164 | 2.1666 | 2.1179 | 2.0702 | 2.0237 | 1.9782 | 1.9337 | 1.8902 | 1.8477 | 1.8062 | 1.7656 | 1.7259 | 1.6871 | 1.6492 | 1.6121 | 1.5758 | 1.5404 | 1.5058 | 1.4719 | 1.4388 | 1.4065 | 1.3749 | 1.344 | 1.3137 | 1.2842 | 1.2553 | 1.2271 | 1.1995 | 1.1725 | 1.1462 | 1.1204 | 1.0952 | 1.0706 | 1.0465 | 1.023 | 1 | 0 | 0
[7 empty] | P-Solar_O&M | 25 | 48 | 2.9787 | 2.9118 | 2.8463 | 2.7823 | 2.7197 | 2.6586 | 2.5988 | 2.5404 | 2.4833 | 2.4274 | 2.3729 | 2.3195 | 2.2674 | 2.2164 | 2.1666 | 2.1179 | 2.0702 | 2.0237 | 1.9782 | 1.9337 | 1.8902 | 1.8477 | 1.8062 | 1.7656 | 1.7259 | 1.6871 | 1.6492 | 1.6121 | 1.5758 | 1.5404 | 1.5058 | 1.4719 | 1.4388 | 1.4065 | 1.3749 | 1.344 | 1.3137 | 1.2842 | 1.2553 | 1.2271 | 1.1995 | 1.1725 | 1.1462 | 1.1204 | 1.0952 | 1.0706 | 1.0465 | 1.023 | 1 | 0
[7 empty] | P-Solar_O&M | 25 | 49 | 3.0472 | 2.9787 | 2.9118 | 2.8463 | 2.7823 | 2.7197 | 2.6586 | 2.5988 | 2.5404 | 2.4833 | 2.4274 | 2.3729 | 2.3195 | 2.2674 | 2.2164 | 2.1666 | 2.1179 | 2.0702 | 2.0237 | 1.9782 | 1.9337 | 1.8902 | 1.8477 | 1.8062 | 1.7656 | 1.7259 | 1.6871 | 1.6492 | 1.6121 | 1.5758 | 1.5404 | 1.5058 | 1.4719 | 1.4388 | 1.4065 | 1.3749 | 1.344 | 1.3137 | 1.2842 | 1.2553 | 1.2271 | 1.1995 | 1.1725 | 1.1462 | 1.1204 | 1.0952 | 1.0706 | 1.0465 | 1.023 | 1
[7 empty] | Wind_O&M | 26 | 0 | 1 | 0 | 0 | 0 | 0 | 0 | 0 | 0 | 0 | 0 | 0 | 0 | 0 | 0 | 0 | 0 | 0 | 0 | 0 | 0 | 0 | 0 | 0 | 0 | 0 | 0 | 0 | 0 | 0 | 0 | 0 | 0 | 0 | 0 | 0 | 0 | 0 | 0 | 0 | 0 | 0 | 0 | 0 | 0 | 0 | 0 | 0 | 0 | 0 | 0
[7 empty] | Wind_O&M | 26 | 1 | 1.023 | 1 | 0 | 0 | 0 | 0 | 0 | 0 | 0 | 0 | 0 | 0 | 0 | 0 | 0 | 0 | 0 | 0 | 0 | 0 | 0 | 0 | 0 | 0 | 0 | 0 | 0 | 0 | 0 | 0 | 0 | 0 | 0 | 0 | 0 | 0 | 0 | 0 | 0 | 0 | 0 | 0 | 0 | 0 | 0 | 0 | 0 | 0 | 0 | 0
[7 empty] | Wind_O&M | 26 | 2 | 1.0465 | 1.023 | 1 | 0 | 0 | 0 | 0 | 0 | 0 | 0 | 0 | 0 | 0 | 0 | 0 | 0 | 0 | 0 | 0 | 0 | 0 | 0 | 0 | 0 | 0 | 0 | 0 | 0 | 0 | 0 | 0 | 0 | 0 | 0 | 0 | 0 | 0 | 0 | 0 | 0 | 0 | 0 | 0 | 0 | 0 | 0 | 0 | 0 | 0 | 0
[7 empty] | Wind_O&M | 26 | 3 | 1.0706 | 1.0465 | 1.023 | 1 | 0 | 0 | 0 | 0 | 0 | 0 | 0 | 0 | 0 | 0 | 0 | 0 | 0 | 0 | 0 | 0 | 0 | 0 | 0 | 0 | 0 | 0 | 0 | 0 | 0 | 0 | 0 | 0 | 0 | 0 | 0 | 0 | 0 | 0 | 0 | 0 | 0 | 0 | 0 | 0 | 0 | 0 | 0 | 0 | 0 | 0
[7 empty] | Wind_O&M | 26 | 4 | 1.0952 | 1.0706 | 1.0465 | 1.023 | 1 | 0 | 0 | 0 | 0 | 0 | 0 | 0 | 0 | 0 | 0 | 0 | 0 | 0 | 0 | 0 | 0 | 0 | 0 | 0 | 0 | 0 | 0 | 0 | 0 | 0 | 0 | 0 | 0 | 0 | 0 | 0 | 0 | 0 | 0 | 0 | 0 | 0 | 0 | 0 | 0 | 0 | 0 | 0 | 0 | 0
[7 empty] | Wind_O&M | 26 | 5 | 1.1204 | 1.0952 | 1.0706 | 1.0465 | 1.023 | 1 | 0 | 0 | 0 | 0 | 0 | 0 | 0 | 0 | 0 | 0 | 0 | 0 | 0 | 0 | 0 | 0 | 0 | 0 | 0 | 0 | 0 | 0 | 0 | 0 | 0 | 0 | 0 | 0 | 0 | 0 | 0 | 0 | 0 | 0 | 0 | 0 | 0 | 0 | 0 | 0 | 0 | 0 | 0 | 0
[7 empty] | Wind_O&M | 26 | 6 | 1.1462 | 1.1204 | 1.0952 | 1.0706 | 1.0465 | 1.023 | 1 | 0 | 0 | 0 | 0 | 0 | 0 | 0 | 0 | 0 | 0 | 0 | 0 | 0 | 0 | 0 | 0 | 0 | 0 | 0 | 0 | 0 | 0 | 0 | 0 | 0 | 0 | 0 | 0 | 0 | 0 | 0 | 0 | 0 | 0 | 0 | 0 | 0 | 0 | 0 | 0 | 0 | 0 | 0
[7 empty] | Wind_O&M | 26 | 7 | 1.1725 | 1.1462 | 1.1204 | 1.0952 | 1.0706 | 1.0465 | 1.023 | 1 | 0 | 0 | 0 | 0 | 0 | 0 | 0 | 0 | 0 | 0 | 0 | 0 | 0 | 0 | 0 | 0 | 0 | 0 | 0 | 0 | 0 | 0 | 0 | 0 | 0 | 0 | 0 | 0 | 0 | 0 | 0 | 0 | 0 | 0 | 0 | 0 | 0 | 0 | 0 | 0 | 0 | 0
[7 empty] | Wind_O&M | 26 | 8 | 1.1995 | 1.1725 | 1.1462 | 1.1204 | 1.0952 | 1.0706 | 1.0465 | 1.023 | 1 | 0 | 0 | 0 | 0 | 0 | 0 | 0 | 0 | 0 | 0 | 0 | 0 | 0 | 0 | 0 | 0 | 0 | 0 | 0 | 0 | 0 | 0 | 0 | 0 | 0 | 0 | 0 | 0 | 0 | 0 | 0 | 0 | 0 | 0 | 0 | 0 | 0 | 0 | 0 | 0 | 0
[7 empty] | Wind_O&M | 26 | 9 | 1.2271 | 1.1995 | 1.1725 | 1.1462 | 1.1204 | 1.0952 | 1.0706 | 1.0465 | 1.023 | 1 | 0 | 0 | 0 | 0 | 0 | 0 | 0 | 0 | 0 | 0 | 0 | 0 | 0 | 0 | 0 | 0 | 0 | 0 | 0 | 0 | 0 | 0 | 0 | 0 | 0 | 0 | 0 | 0 | 0 | 0 | 0 | 0 | 0 | 0 | 0 | 0 | 0 | 0 | 0 | 0
[7 empty] | Wind_O&M | 26 | 10 | 1.2553 | 1.2271 | 1.1995 | 1.1725 | 1.1462 | 1.1204 | 1.0952 | 1.0706 | 1.0465 | 1.023 | 1 | 0 | 0 | 0 | 0 | 0 | 0 | 0 | 0 | 0 | 0 | 0 | 0 | 0 | 0 | 0 | 0 | 0 | 0 | 0 | 0 | 0 | 0 | 0 | 0 | 0 | 0 | 0 | 0 | 0 | 0 | 0 | 0 | 0 | 0 | 0 | 0 | 0 | 0 | 0
[7 empty] | Wind_O&M | 26 | 11 | 1.2842 | 1.2553 | 1.2271 | 1.1995 | 1.1725 | 1.1462 | 1.1204 | 1.0952 | 1.0706 | 1.0465 | 1.023 | 1 | 0 | 0 | 0 | 0 | 0 | 0 | 0 | 0 | 0 | 0 | 0 | 0 | 0 | 0 | 0 | 0 | 0 | 0 | 0 | 0 | 0 | 0 | 0 | 0 | 0 | 0 | 0 | 0 | 0 | 0 | 0 | 0 | 0 | 0 | 0 | 0 | 0 | 0
[7 empty] | Wind_O&M | 26 | 12 | 1.3137 | 1.2842 | 1.2553 | 1.2271 | 1.1995 | 1.1725 | 1.1462 | 1.1204 | 1.0952 | 1.0706 | 1.0465 | 1.023 | 1 | 0 | 0 | 0 | 0 | 0 | 0 | 0 | 0 | 0 | 0 | 0 | 0 | 0 | 0 | 0 | 0 | 0 | 0 | 0 | 0 | 0 | 0 | 0 | 0 | 0 | 0 | 0 | 0 | 0 | 0 | 0 | 0 | 0 | 0 | 0 | 0 | 0
[7 empty] | Wind_O&M | 26 | 13 | 1.344 | 1.3137 | 1.2842 | 1.2553 | 1.2271 | 1.1995 | 1.1725 | 1.1462 | 1.1204 | 1.0952 | 1.0706 | 1.0465 | 1.023 | 1 | 0 | 0 | 0 | 0 | 0 | 0 | 0 | 0 | 0 | 0 | 0 | 0 | 0 | 0 | 0 | 0 | 0 | 0 | 0 | 0 | 0 | 0 | 0 | 0 | 0 | 0 | 0 | 0 | 0 | 0 | 0 | 0 | 0 | 0 | 0 | 0
[7 empty] | Wind_O&M | 26 | 14 | 1.3749 | 1.344 | 1.3137 | 1.2842 | 1.2553 | 1.2271 | 1.1995 | 1.1725 | 1.1462 | 1.1204 | 1.0952 | 1.0706 | 1.0465 | 1.023 | 1 | 0 | 0 | 0 | 0 | 0 | 0 | 0 | 0 | 0 | 0 | 0 | 0 | 0 | 0 | 0 | 0 | 0 | 0 | 0 | 0 | 0 | 0 | 0 | 0 | 0 | 0 | 0 | 0 | 0 | 0 | 0 | 0 | 0 | 0 | 0
[7 empty] | Wind_O&M | 26 | 15 | 1.4065 | 1.3749 | 1.344 | 1.3137 | 1.2842 | 1.2553 | 1.2271 | 1.1995 | 1.1725 | 1.1462 | 1.1204 | 1.0952 | 1.0706 | 1.0465 | 1.023 | 1 | 0 | 0 | 0 | 0 | 0 | 0 | 0 | 0 | 0 | 0 | 0 | 0 | 0 | 0 | 0 | 0 | 0 | 0 | 0 | 0 | 0 | 0 | 0 | 0 | 0 | 0 | 0 | 0 | 0 | 0 | 0 | 0 | 0 | 0
[7 empty] | Wind_O&M | 26 | 16 | 1.4388 | 1.4065 | 1.3749 | 1.344 | 1.3137 | 1.2842 | 1.2553 | 1.2271 | 1.1995 | 1.1725 | 1.1462 | 1.1204 | 1.0952 | 1.0706 | 1.0465 | 1.023 | 1 | 0 | 0 | 0 | 0 | 0 | 0 | 0 | 0 | 0 | 0 | 0 | 0 | 0 | 0 | 0 | 0 | 0 | 0 | 0 | 0 | 0 | 0 | 0 | 0 | 0 | 0 | 0 | 0 | 0 | 0 | 0 | 0 | 0
[7 empty] | Wind_O&M | 26 | 17 | 1.4719 | 1.4388 | 1.4065 | 1.3749 | 1.344 | 1.3137 | 1.2842 | 1.2553 | 1.2271 | 1.1995 | 1.1725 | 1.1462 | 1.1204 | 1.0952 | 1.0706 | 1.0465 | 1.023 | 1 | 0 | 0 | 0 | 0 | 0 | 0 | 0 | 0 | 0 | 0 | 0 | 0 | 0 | 0 | 0 | 0 | 0 | 0 | 0 | 0 | 0 | 0 | 0 | 0 | 0 | 0 | 0 | 0 | 0 | 0 | 0 | 0
[7 empty] | Wind_O&M | 26 | 18 | 1.5058 | 1.4719 | 1.4388 | 1.4065 | 1.3749 | 1.344 | 1.3137 | 1.2842 | 1.2553 | 1.2271 | 1.1995 | 1.1725 | 1.1462 | 1.1204 | 1.0952 | 1.0706 | 1.0465 | 1.023 | 1 | 0 | 0 | 0 | 0 | 0 | 0 | 0 | 0 | 0 | 0 | 0 | 0 | 0 | 0 | 0 | 0 | 0 | 0 | 0 | 0 | 0 | 0 | 0 | 0 | 0 | 0 | 0 | 0 | 0 | 0 | 0
[7 empty] | Wind_O&M | 26 | 19 | 1.5404 | 1.5058 | 1.4719 | 1.4388 | 1.4065 | 1.3749 | 1.344 | 1.3137 | 1.2842 | 1.2553 | 1.2271 | 1.1995 | 1.1725 | 1.1462 | 1.1204 | 1.0952 | 1.0706 | 1.0465 | 1.023 | 1 | 0 | 0 | 0 | 0 | 0 | 0 | 0 | 0 | 0 | 0 | 0 | 0 | 0 | 0 | 0 | 0 | 0 | 0 | 0 | 0 | 0 | 0 | 0 | 0 | 0 | 0 | 0 | 0 | 0 | 0
[7 empty] | Wind_O&M | 26 | 20 | 1.5758 | 1.5404 | 1.5058 | 1.4719 | 1.4388 | 1.4065 | 1.3749 | 1.344 | 1.3137 | 1.2842 | 1.2553 | 1.2271 | 1.1995 | 1.1725 | 1.1462 | 1.1204 | 1.0952 | 1.0706 | 1.0465 | 1.023 | 1 | 0 | 0 | 0 | 0 | 0 | 0 | 0 | 0 | 0 | 0 | 0 | 0 | 0 | 0 | 0 | 0 | 0 | 0 | 0 | 0 | 0 | 0 | 0 | 0 | 0 | 0 | 0 | 0 | 0
[7 empty] | Wind_O&M | 26 | 21 | 1.6121 | 1.5758 | 1.5404 | 1.5058 | 1.4719 | 1.4388 | 1.4065 | 1.3749 | 1.344 | 1.3137 | 1.2842 | 1.2553 | 1.2271 | 1.1995 | 1.1725 | 1.1462 | 1.1204 | 1.0952 | 1.0706 | 1.0465 | 1.023 | 1 | 0 | 0 | 0 | 0 | 0 | 0 | 0 | 0 | 0 | 0 | 0 | 0 | 0 | 0 | 0 | 0 | 0 | 0 | 0 | 0 | 0 | 0 | 0 | 0 | 0 | 0 | 0 | 0
[7 empty] | Wind_O&M | 26 | 22 | 1.6492 | 1.6121 | 1.5758 | 1.5404 | 1.5058 | 1.4719 | 1.4388 | 1.4065 | 1.3749 | 1.344 | 1.3137 | 1.2842 | 1.2553 | 1.2271 | 1.1995 | 1.1725 | 1.1462 | 1.1204 | 1.0952 | 1.0706 | 1.0465 | 1.023 | 1 | 0 | 0 | 0 | 0 | 0 | 0 | 0 | 0 | 0 | 0 | 0 | 0 | 0 | 0 | 0 | 0 | 0 | 0 | 0 | 0 | 0 | 0 | 0 | 0 | 0 | 0 | 0
[7 empty] | Wind_O&M | 26 | 23 | 1.6871 | 1.6492 | 1.6121 | 1.5758 | 1.5404 | 1.5058 | 1.4719 | 1.4388 | 1.4065 | 1.3749 | 1.344 | 1.3137 | 1.2842 | 1.2553 | 1.2271 | 1.1995 | 1.1725 | 1.1462 | 1.1204 | 1.0952 | 1.0706 | 1.0465 | 1.023 | 1 | 0 | 0 | 0 | 0 | 0 | 0 | 0 | 0 | 0 | 0 | 0 | 0 | 0 | 0 | 0 | 0 | 0 | 0 | 0 | 0 | 0 | 0 | 0 | 0 | 0 | 0
[7 empty] | Wind_O&M | 26 | 24 | 1.7259 | 1.6871 | 1.6492 | 1.6121 | 1.5758 | 1.5404 | 1.5058 | 1.4719 | 1.4388 | 1.4065 | 1.3749 | 1.344 | 1.3137 | 1.2842 | 1.2553 | 1.2271 | 1.1995 | 1.1725 | 1.1462 | 1.1204 | 1.0952 | 1.0706 | 1.0465 | 1.023 | 1 | 0 | 0 | 0 | 0 | 0 | 0 | 0 | 0 | 0 | 0 | 0 | 0 | 0 | 0 | 0 | 0 | 0 | 0 | 0 | 0 | 0 | 0 | 0 | 0 | 0
[7 empty] | Wind_O&M | 26 | 25 | 1.7656 | 1.7259 | 1.6871 | 1.6492 | 1.6121 | 1.5758 | 1.5404 | 1.5058 | 1.4719 | 1.4388 | 1.4065 | 1.3749 | 1.344 | 1.3137 | 1.2842 | 1.2553 | 1.2271 | 1.1995 | 1.1725 | 1.1462 | 1.1204 | 1.0952 | 1.0706 | 1.0465 | 1.023 | 1 | 0 | 0 | 0 | 0 | 0 | 0 | 0 | 0 | 0 | 0 | 0 | 0 | 0 | 0 | 0 | 0 | 0 | 0 | 0 | 0 | 0 | 0 | 0 | 0
[7 empty] | Wind_O&M | 26 | 26 | 1.8062 | 1.7656 | 1.7259 | 1.6871 | 1.6492 | 1.6121 | 1.5758 | 1.5404 | 1.5058 | 1.4719 | 1.4388 | 1.4065 | 1.3749 | 1.344 | 1.3137 | 1.2842 | 1.2553 | 1.2271 | 1.1995 | 1.1725 | 1.1462 | 1.1204 | 1.0952 | 1.0706 | 1.0465 | 1.023 | 1 | 0 | 0 | 0 | 0 | 0 | 0 | 0 | 0 | 0 | 0 | 0 | 0 | 0 | 0 | 0 | 0 | 0 | 0 | 0 | 0 | 0 | 0 | 0
[7 empty] | Wind_O&M | 26 | 27 | 1.8477 | 1.8062 | 1.7656 | 1.7259 | 1.6871 | 1.6492 | 1.6121 | 1.5758 | 1.5404 | 1.5058 | 1.4719 | 1.4388 | 1.4065 | 1.3749 | 1.344 | 1.3137 | 1.2842 | 1.2553 | 1.2271 | 1.1995 | 1.1725 | 1.1462 | 1.1204 | 1.0952 | 1.0706 | 1.0465 | 1.023 | 1 | 0 | 0 | 0 | 0 | 0 | 0 | 0 | 0 | 0 | 0 | 0 | 0 | 0 | 0 | 0 | 0 | 0 | 0 | 0 | 0 | 0 | 0
[7 empty] | Wind_O&M | 26 | 28 | 1.8902 | 1.8477 | 1.8062 | 1.7656 | 1.7259 | 1.6871 | 1.6492 | 1.6121 | 1.5758 | 1.5404 | 1.5058 | 1.4719 | 1.4388 | 1.4065 | 1.3749 | 1.344 | 1.3137 | 1.2842 | 1.2553 | 1.2271 | 1.1995 | 1.1725 | 1.1462 | 1.1204 | 1.0952 | 1.0706 | 1.0465 | 1.023 | 1 | 0 | 0 | 0 | 0 | 0 | 0 | 0 | 0 | 0 | 0 | 0 | 0 | 0 | 0 | 0 | 0 | 0 | 0 | 0 | 0 | 0
[7 empty] | Wind_O&M | 26 | 29 | 1.9337 | 1.8902 | 1.8477 | 1.8062 | 1.7656 | 1.7259 | 1.6871 | 1.6492 | 1.6121 | 1.5758 | 1.5404 | 1.5058 | 1.4719 | 1.4388 | 1.4065 | 1.3749 | 1.344 | 1.3137 | 1.2842 | 1.2553 | 1.2271 | 1.1995 | 1.1725 | 1.1462 | 1.1204 | 1.0952 | 1.0706 | 1.0465 | 1.023 | 1 | 0 | 0 | 0 | 0 | 0 | 0 | 0 | 0 | 0 | 0 | 0 | 0 | 0 | 0 | 0 | 0 | 0 | 0 | 0 | 0
[7 empty] | Wind_O&M | 26 | 30 | 1.9782 | 1.9337 | 1.8902 | 1.8477 | 1.8062 | 1.7656 | 1.7259 | 1.6871 | 1.6492 | 1.6121 | 1.5758 | 1.5404 | 1.5058 | 1.4719 | 1.4388 | 1.4065 | 1.3749 | 1.344 | 1.3137 | 1.2842 | 1.2553 | 1.2271 | 1.1995 | 1.1725 | 1.1462 | 1.1204 | 1.0952 | 1.0706 | 1.0465 | 1.023 | 1 | 0 | 0 | 0 | 0 | 0 | 0 | 0 | 0 | 0 | 0 | 0 | 0 | 0 | 0 | 0 | 0 | 0 | 0 | 0
[7 empty] | Wind_O&M | 26 | 31 | 2.0237 | 1.9782 | 1.9337 | 1.8902 | 1.8477 | 1.8062 | 1.7656 | 1.7259 | 1.6871 | 1.6492 | 1.6121 | 1.5758 | 1.5404 | 1.5058 | 1.4719 | 1.4388 | 1.4065 | 1.3749 | 1.344 | 1.3137 | 1.2842 | 1.2553 | 1.2271 | 1.1995 | 1.1725 | 1.1462 | 1.1204 | 1.0952 | 1.0706 | 1.0465 | 1.023 | 1 | 0 | 0 | 0 | 0 | 0 | 0 | 0 | 0 | 0 | 0 | 0 | 0 | 0 | 0 | 0 | 0 | 0 | 0
[7 empty] | Wind_O&M | 26 | 32 | 2.0702 | 2.0237 | 1.9782 | 1.9337 | 1.8902 | 1.8477 | 1.8062 | 1.7656 | 1.7259 | 1.6871 | 1.6492 | 1.6121 | 1.5758 | 1.5404 | 1.5058 | 1.4719 | 1.4388 | 1.4065 | 1.3749 | 1.344 | 1.3137 | 1.2842 | 1.2553 | 1.2271 | 1.1995 | 1.1725 | 1.1462 | 1.1204 | 1.0952 | 1.0706 | 1.0465 | 1.023 | 1 | 0 | 0 | 0 | 0 | 0 | 0 | 0 | 0 | 0 | 0 | 0 | 0 | 0 | 0 | 0 | 0 | 0
[7 empty] | Wind_O&M | 26 | 33 | 2.1179 | 2.0702 | 2.0237 | 1.9782 | 1.9337 | 1.8902 | 1.8477 | 1.8062 | 1.7656 | 1.7259 | 1.6871 | 1.6492 | 1.6121 | 1.5758 | 1.5404 | 1.5058 | 1.4719 | 1.4388 | 1.4065 | 1.3749 | 1.344 | 1.3137 | 1.2842 | 1.2553 | 1.2271 | 1.1995 | 1.1725 | 1.1462 | 1.1204 | 1.0952 | 1.0706 | 1.0465 | 1.023 | 1 | 0 | 0 | 0 | 0 | 0 | 0 | 0 | 0 | 0 | 0 | 0 | 0 | 0 | 0 | 0 | 0
[7 empty] | Wind_O&M | 26 | 34 | 2.1666 | 2.1179 | 2.0702 | 2.0237 | 1.9782 | 1.9337 | 1.8902 | 1.8477 | 1.8062 | 1.7656 | 1.7259 | 1.6871 | 1.6492 | 1.6121 | 1.5758 | 1.5404 | 1.5058 | 1.4719 | 1.4388 | 1.4065 | 1.3749 | 1.344 | 1.3137 | 1.2842 | 1.2553 | 1.2271 | 1.1995 | 1.1725 | 1.1462 | 1.1204 | 1.0952 | 1.0706 | 1.0465 | 1.023 | 1 | 0 | 0 | 0 | 0 | 0 | 0 | 0 | 0 | 0 | 0 | 0 | 0 | 0 | 0 | 0
[7 empty] | Wind_O&M | 26 | 35 | 2.2164 | 2.1666 | 2.1179 | 2.0702 | 2.0237 | 1.9782 | 1.9337 | 1.8902 | 1.8477 | 1.8062 | 1.7656 | 1.7259 | 1.6871 | 1.6492 | 1.6121 | 1.5758 | 1.5404 | 1.5058 | 1.4719 | 1.4388 | 1.4065 | 1.3749 | 1.344 | 1.3137 | 1.2842 | 1.2553 | 1.2271 | 1.1995 | 1.1725 | 1.1462 | 1.1204 | 1.0952 | 1.0706 | 1.0465 | 1.023 | 1 | 0 | 0 | 0 | 0 | 0 | 0 | 0 | 0 | 0 | 0 | 0 | 0 | 0 | 0
[7 empty] | Wind_O&M | 26 | 36 | 2.2674 | 2.2164 | 2.1666 | 2.1179 | 2.0702 | 2.0237 | 1.9782 | 1.9337 | 1.8902 | 1.8477 | 1.8062 | 1.7656 | 1.7259 | 1.6871 | 1.6492 | 1.6121 | 1.5758 | 1.5404 | 1.5058 | 1.4719 | 1.4388 | 1.4065 | 1.3749 | 1.344 | 1.3137 | 1.2842 | 1.2553 | 1.2271 | 1.1995 | 1.1725 | 1.1462 | 1.1204 | 1.0952 | 1.0706 | 1.0465 | 1.023 | 1 | 0 | 0 | 0 | 0 | 0 | 0 | 0 | 0 | 0 | 0 | 0 | 0 | 0
[7 empty] | Wind_O&M | 26 | 37 | 2.3195 | 2.2674 | 2.2164 | 2.1666 | 2.1179 | 2.0702 | 2.0237 | 1.9782 | 1.9337 | 1.8902 | 1.8477 | 1.8062 | 1.7656 | 1.7259 | 1.6871 | 1.6492 | 1.6121 | 1.5758 | 1.5404 | 1.5058 | 1.4719 | 1.4388 | 1.4065 | 1.3749 | 1.344 | 1.3137 | 1.2842 | 1.2553 | 1.2271 | 1.1995 | 1.1725 | 1.1462 | 1.1204 | 1.0952 | 1.0706 | 1.0465 | 1.023 | 1 | 0 | 0 | 0 | 0 | 0 | 0 | 0 | 0 | 0 | 0 | 0 | 0
[7 empty] | Wind_O&M | 26 | 38 | 2.3729 | 2.3195 | 2.2674 | 2.2164 | 2.1666 | 2.1179 | 2.0702 | 2.0237 | 1.9782 | 1.9337 | 1.8902 | 1.8477 | 1.8062 | 1.7656 | 1.7259 | 1.6871 | 1.6492 | 1.6121 | 1.5758 | 1.5404 | 1.5058 | 1.4719 | 1.4388 | 1.4065 | 1.3749 | 1.344 | 1.3137 | 1.2842 | 1.2553 | 1.2271 | 1.1995 | 1.1725 | 1.1462 | 1.1204 | 1.0952 | 1.0706 | 1.0465 | 1.023 | 1 | 0 | 0 | 0 | 0 | 0 | 0 | 0 | 0 | 0 | 0 | 0
[7 empty] | Wind_O&M | 26 | 39 | 2.4274 | 2.3729 | 2.3195 | 2.2674 | 2.2164 | 2.1666 | 2.1179 | 2.0702 | 2.0237 | 1.9782 | 1.9337 | 1.8902 | 1.8477 | 1.8062 | 1.7656 | 1.7259 | 1.6871 | 1.6492 | 1.6121 | 1.5758 | 1.5404 | 1.5058 | 1.4719 | 1.4388 | 1.4065 | 1.3749 | 1.344 | 1.3137 | 1.2842 | 1.2553 | 1.2271 | 1.1995 | 1.1725 | 1.1462 | 1.1204 | 1.0952 | 1.0706 | 1.0465 | 1.023 | 1 | 0 | 0 | 0 | 0 | 0 | 0 | 0 | 0 | 0 | 0
[7 empty] | Wind_O&M | 26 | 40 | 2.4833 | 2.4274 | 2.3729 | 2.3195 | 2.2674 | 2.2164 | 2.1666 | 2.1179 | 2.0702 | 2.0237 | 1.9782 | 1.9337 | 1.8902 | 1.8477 | 1.8062 | 1.7656 | 1.7259 | 1.6871 | 1.6492 | 1.6121 | 1.5758 | 1.5404 | 1.5058 | 1.4719 | 1.4388 | 1.4065 | 1.3749 | 1.344 | 1.3137 | 1.2842 | 1.2553 | 1.2271 | 1.1995 | 1.1725 | 1.1462 | 1.1204 | 1.0952 | 1.0706 | 1.0465 | 1.023 | 1 | 0 | 0 | 0 | 0 | 0 | 0 | 0 | 0 | 0
[7 empty] | Wind_O&M | 26 | 41 | 2.5404 | 2.4833 | 2.4274 | 2.3729 | 2.3195 | 2.2674 | 2.2164 | 2.1666 | 2.1179 | 2.0702 | 2.0237 | 1.9782 | 1.9337 | 1.8902 | 1.8477 | 1.8062 | 1.7656 | 1.7259 | 1.6871 | 1.6492 | 1.6121 | 1.5758 | 1.5404 | 1.5058 | 1.4719 | 1.4388 | 1.4065 | 1.3749 | 1.344 | 1.3137 | 1.2842 | 1.2553 | 1.2271 | 1.1995 | 1.1725 | 1.1462 | 1.1204 | 1.0952 | 1.0706 | 1.0465 | 1.023 | 1 | 0 | 0 | 0 | 0 | 0 | 0 | 0 | 0
[7 empty] | Wind_O&M | 26 | 42 | 2.5988 | 2.5404 | 2.4833 | 2.4274 | 2.3729 | 2.3195 | 2.2674 | 2.2164 | 2.1666 | 2.1179 | 2.0702 | 2.0237 | 1.9782 | 1.9337 | 1.8902 | 1.8477 | 1.8062 | 1.7656 | 1.7259 | 1.6871 | 1.6492 | 1.6121 | 1.5758 | 1.5404 | 1.5058 | 1.4719 | 1.4388 | 1.4065 | 1.3749 | 1.344 | 1.3137 | 1.2842 | 1.2553 | 1.2271 | 1.1995 | 1.1725 | 1.1462 | 1.1204 | 1.0952 | 1.0706 | 1.0465 | 1.023 | 1 | 0 | 0 | 0 | 0 | 0 | 0 | 0
[7 empty] | Wind_O&M | 26 | 43 | 2.6586 | 2.5988 | 2.5404 | 2.4833 | 2.4274 | 2.3729 | 2.3195 | 2.2674 | 2.2164 | 2.1666 | 2.1179 | 2.0702 | 2.0237 | 1.9782 | 1.9337 | 1.8902 | 1.8477 | 1.8062 | 1.7656 | 1.7259 | 1.6871 | 1.6492 | 1.6121 | 1.5758 | 1.5404 | 1.5058 | 1.4719 | 1.4388 | 1.4065 | 1.3749 | 1.344 | 1.3137 | 1.2842 | 1.2553 | 1.2271 | 1.1995 | 1.1725 | 1.1462 | 1.1204 | 1.0952 | 1.0706 | 1.0465 | 1.023 | 1 | 0 | 0 | 0 | 0 | 0 | 0
[7 empty] | Wind_O&M | 26 | 44 | 2.7197 | 2.6586 | 2.5988 | 2.5404 | 2.4833 | 2.4274 | 2.3729 | 2.3195 | 2.2674 | 2.2164 | 2.1666 | 2.1179 | 2.0702 | 2.0237 | 1.9782 | 1.9337 | 1.8902 | 1.8477 | 1.8062 | 1.7656 | 1.7259 | 1.6871 | 1.6492 | 1.6121 | 1.5758 | 1.5404 | 1.5058 | 1.4719 | 1.4388 | 1.4065 | 1.3749 | 1.344 | 1.3137 | 1.2842 | 1.2553 | 1.2271 | 1.1995 | 1.1725 | 1.1462 | 1.1204 | 1.0952 | 1.0706 | 1.0465 | 1.023 | 1 | 0 | 0 | 0 | 0 | 0
[7 empty] | Wind_O&M | 26 | 45 | 2.7823 | 2.7197 | 2.6586 | 2.5988 | 2.5404 | 2.4833 | 2.4274 | 2.3729 | 2.3195 | 2.2674 | 2.2164 | 2.1666 | 2.1179 | 2.0702 | 2.0237 | 1.9782 | 1.9337 | 1.8902 | 1.8477 | 1.8062 | 1.7656 | 1.7259 | 1.6871 | 1.6492 | 1.6121 | 1.5758 | 1.5404 | 1.5058 | 1.4719 | 1.4388 | 1.4065 | 1.3749 | 1.344 | 1.3137 | 1.2842 | 1.2553 | 1.2271 | 1.1995 | 1.1725 | 1.1462 | 1.1204 | 1.0952 | 1.0706 | 1.0465 | 1.023 | 1 | 0 | 0 | 0 | 0
[7 empty] | Wind_O&M | 26 | 46 | 2.8463 | 2.7823 | 2.7197 | 2.6586 | 2.5988 | 2.5404 | 2.4833 | 2.4274 | 2.3729 | 2.3195 | 2.2674 | 2.2164 | 2.1666 | 2.1179 | 2.0702 | 2.0237 | 1.9782 | 1.9337 | 1.8902 | 1.8477 | 1.8062 | 1.7656 | 1.7259 | 1.6871 | 1.6492 | 1.6121 | 1.5758 | 1.5404 | 1.5058 | 1.4719 | 1.4388 | 1.4065 | 1.3749 | 1.344 | 1.3137 | 1.2842 | 1.2553 | 1.2271 | 1.1995 | 1.1725 | 1.1462 | 1.1204 | 1.0952 | 1.0706 | 1.0465 | 1.023 | 1 | 0 | 0 | 0
[7 empty] | Wind_O&M | 26 | 47 | 2.9118 | 2.8463 | 2.7823 | 2.7197 | 2.6586 | 2.5988 | 2.5404 | 2.4833 | 2.4274 | 2.3729 | 2.3195 | 2.2674 | 2.2164 | 2.1666 | 2.1179 | 2.0702 | 2.0237 | 1.9782 | 1.9337 | 1.8902 | 1.8477 | 1.8062 | 1.7656 | 1.7259 | 1.6871 | 1.6492 | 1.6121 | 1.5758 | 1.5404 | 1.5058 | 1.4719 | 1.4388 | 1.4065 | 1.3749 | 1.344 | 1.3137 | 1.2842 | 1.2553 | 1.2271 | 1.1995 | 1.1725 | 1.1462 | 1.1204 | 1.0952 | 1.0706 | 1.0465 | 1.023 | 1 | 0 | 0
[7 empty] | Wind_O&M | 26 | 48 | 2.9787 | 2.9118 | 2.8463 | 2.7823 | 2.7197 | 2.6586 | 2.5988 | 2.5404 | 2.4833 | 2.4274 | 2.3729 | 2.3195 | 2.2674 | 2.2164 | 2.1666 | 2.1179 | 2.0702 | 2.0237 | 1.9782 | 1.9337 | 1.8902 | 1.8477 | 1.8062 | 1.7656 | 1.7259 | 1.6871 | 1.6492 | 1.6121 | 1.5758 | 1.5404 | 1.5058 | 1.4719 | 1.4388 | 1.4065 | 1.3749 | 1.344 | 1.3137 | 1.2842 | 1.2553 | 1.2271 | 1.1995 | 1.1725 | 1.1462 | 1.1204 | 1.0952 | 1.0706 | 1.0465 | 1.023 | 1 | 0
[7 empty] | Wind_O&M | 26 | 49 | 3.0472 | 2.9787 | 2.9118 | 2.8463 | 2.7823 | 2.7197 | 2.6586 | 2.5988 | 2.5404 | 2.4833 | 2.4274 | 2.3729 | 2.3195 | 2.2674 | 2.2164 | 2.1666 | 2.1179 | 2.0702 | 2.0237 | 1.9782 | 1.9337 | 1.8902 | 1.8477 | 1.8062 | 1.7656 | 1.7259 | 1.6871 | 1.6492 | 1.6121 | 1.5758 | 1.5404 | 1.5058 | 1.4719 | 1.4388 | 1.4065 | 1.3749 | 1.344 | 1.3137 | 1.2842 | 1.2553 | 1.2271 | 1.1995 | 1.1725 | 1.1462 | 1.1204 | 1.0952 | 1.0706 | 1.0465 | 1.023 | 1
[7 empty] | Inflation | 27 | 0 | 1 | 0 | 0 | 0 | 0 | 0 | 0 | 0 | 0 | 0 | 0 | 0 | 0 | 0 | 0 | 0 | 0 | 0 | 0 | 0 | 0 | 0 | 0 | 0 | 0 | 0 | 0 | 0 | 0 | 0 | 0 | 0 | 0 | 0 | 0 | 0 | 0 | 0 | 0 | 0 | 0 | 0 | 0 | 0 | 0 | 0 | 0 | 0 | 0 | 0
[7 empty] | Inflation | 27 | 1 | 1.023 | 1 | 0 | 0 | 0 | 0 | 0 | 0 | 0 | 0 | 0 | 0 | 0 | 0 | 0 | 0 | 0 | 0 | 0 | 0 | 0 | 0 | 0 | 0 | 0 | 0 | 0 | 0 | 0 | 0 | 0 | 0 | 0 | 0 | 0 | 0 | 0 | 0 | 0 | 0 | 0 | 0 | 0 | 0 | 0 | 0 | 0 | 0 | 0 | 0
[7 empty] | Inflation | 27 | 2 | 1.0465 | 1.023 | 1 | 0 | 0 | 0 | 0 | 0 | 0 | 0 | 0 | 0 | 0 | 0 | 0 | 0 | 0 | 0 | 0 | 0 | 0 | 0 | 0 | 0 | 0 | 0 | 0 | 0 | 0 | 0 | 0 | 0 | 0 | 0 | 0 | 0 | 0 | 0 | 0 | 0 | 0 | 0 | 0 | 0 | 0 | 0 | 0 | 0 | 0 | 0
[7 empty] | Inflation | 27 | 3 | 1.0706 | 1.0465 | 1.023 | 1 | 0 | 0 | 0 | 0 | 0 | 0 | 0 | 0 | 0 | 0 | 0 | 0 | 0 | 0 | 0 | 0 | 0 | 0 | 0 | 0 | 0 | 0 | 0 | 0 | 0 | 0 | 0 | 0 | 0 | 0 | 0 | 0 | 0 | 0 | 0 | 0 | 0 | 0 | 0 | 0 | 0 | 0 | 0 | 0 | 0 | 0
[7 empty] | Inflation | 27 | 4 | 1.0952 | 1.0706 | 1.0465 | 1.023 | 1 | 0 | 0 | 0 | 0 | 0 | 0 | 0 | 0 | 0 | 0 | 0 | 0 | 0 | 0 | 0 | 0 | 0 | 0 | 0 | 0 | 0 | 0 | 0 | 0 | 0 | 0 | 0 | 0 | 0 | 0 | 0 | 0 | 0 | 0 | 0 | 0 | 0 | 0 | 0 | 0 | 0 | 0 | 0 | 0 | 0
[7 empty] | Inflation | 27 | 5 | 1.1204 | 1.0952 | 1.0706 | 1.0465 | 1.023 | 1 | 0 | 0 | 0 | 0 | 0 | 0 | 0 | 0 | 0 | 0 | 0 | 0 | 0 | 0 | 0 | 0 | 0 | 0 | 0 | 0 | 0 | 0 | 0 | 0 | 0 | 0 | 0 | 0 | 0 | 0 | 0 | 0 | 0 | 0 | 0 | 0 | 0 | 0 | 0 | 0 | 0 | 0 | 0 | 0
[7 empty] | Inflation | 27 | 6 | 1.1462 | 1.1204 | 1.0952 | 1.0706 | 1.0465 | 1.023 | 1 | 0 | 0 | 0 | 0 | 0 | 0 | 0 | 0 | 0 | 0 | 0 | 0 | 0 | 0 | 0 | 0 | 0 | 0 | 0 | 0 | 0 | 0 | 0 | 0 | 0 | 0 | 0 | 0 | 0 | 0 | 0 | 0 | 0 | 0 | 0 | 0 | 0 | 0 | 0 | 0 | 0 | 0 | 0
[7 empty] | Inflation | 27 | 7 | 1.1725 | 1.1462 | 1.1204 | 1.0952 | 1.0706 | 1.0465 | 1.023 | 1 | 0 | 0 | 0 | 0 | 0 | 0 | 0 | 0 | 0 | 0 | 0 | 0 | 0 | 0 | 0 | 0 | 0 | 0 | 0 | 0 | 0 | 0 | 0 | 0 | 0 | 0 | 0 | 0 | 0 | 0 | 0 | 0 | 0 | 0 | 0 | 0 | 0 | 0 | 0 | 0 | 0 | 0
[7 empty] | Inflation | 27 | 8 | 1.1995 | 1.1725 | 1.1462 | 1.1204 | 1.0952 | 1.0706 | 1.0465 | 1.023 | 1 | 0 | 0 | 0 | 0 | 0 | 0 | 0 | 0 | 0 | 0 | 0 | 0 | 0 | 0 | 0 | 0 | 0 | 0 | 0 | 0 | 0 | 0 | 0 | 0 | 0 | 0 | 0 | 0 | 0 | 0 | 0 | 0 | 0 | 0 | 0 | 0 | 0 | 0 | 0 | 0 | 0
[7 empty] | Inflation | 27 | 9 | 1.2271 | 1.1995 | 1.1725 | 1.1462 | 1.1204 | 1.0952 | 1.0706 | 1.0465 | 1.023 | 1 | 0 | 0 | 0 | 0 | 0 | 0 | 0 | 0 | 0 | 0 | 0 | 0 | 0 | 0 | 0 | 0 | 0 | 0 | 0 | 0 | 0 | 0 | 0 | 0 | 0 | 0 | 0 | 0 | 0 | 0 | 0 | 0 | 0 | 0 | 0 | 0 | 0 | 0 | 0 | 0
[7 empty] | Inflation | 27 | 10 | 1.2553 | 1.2271 | 1.1995 | 1.1725 | 1.1462 | 1.1204 | 1.0952 | 1.0706 | 1.0465 | 1.023 | 1 | 0 | 0 | 0 | 0 | 0 | 0 | 0 | 0 | 0 | 0 | 0 | 0 | 0 | 0 | 0 | 0 | 0 | 0 | 0 | 0 | 0 | 0 | 0 | 0 | 0 | 0 | 0 | 0 | 0 | 0 | 0 | 0 | 0 | 0 | 0 | 0 | 0 | 0 | 0
[7 empty] | Inflation | 27 | 11 | 1.2842 | 1.2553 | 1.2271 | 1.1995 | 1.1725 | 1.1462 | 1.1204 | 1.0952 | 1.0706 | 1.0465 | 1.023 | 1 | 0 | 0 | 0 | 0 | 0 | 0 | 0 | 0 | 0 | 0 | 0 | 0 | 0 | 0 | 0 | 0 | 0 | 0 | 0 | 0 | 0 | 0 | 0 | 0 | 0 | 0 | 0 | 0 | 0 | 0 | 0 | 0 | 0 | 0 | 0 | 0 | 0 | 0
[7 empty] | Inflation | 27 | 12 | 1.3137 | 1.2842 | 1.2553 | 1.2271 | 1.1995 | 1.1725 | 1.1462 | 1.1204 | 1.0952 | 1.0706 | 1.0465 | 1.023 | 1 | 0 | 0 | 0 | 0 | 0 | 0 | 0 | 0 | 0 | 0 | 0 | 0 | 0 | 0 | 0 | 0 | 0 | 0 | 0 | 0 | 0 | 0 | 0 | 0 | 0 | 0 | 0 | 0 | 0 | 0 | 0 | 0 | 0 | 0 | 0 | 0 | 0
[7 empty] | Inflation | 27 | 13 | 1.344 | 1.3137 | 1.2842 | 1.2553 | 1.2271 | 1.1995 | 1.1725 | 1.1462 | 1.1204 | 1.0952 | 1.0706 | 1.0465 | 1.023 | 1 | 0 | 0 | 0 | 0 | 0 | 0 | 0 | 0 | 0 | 0 | 0 | 0 | 0 | 0 | 0 | 0 | 0 | 0 | 0 | 0 | 0 | 0 | 0 | 0 | 0 | 0 | 0 | 0 | 0 | 0 | 0 | 0 | 0 | 0 | 0 | 0
[7 empty] | Inflation | 27 | 14 | 1.3749 | 1.344 | 1.3137 | 1.2842 | 1.2553 | 1.2271 | 1.1995 | 1.1725 | 1.1462 | 1.1204 | 1.0952 | 1.0706 | 1.0465 | 1.023 | 1 | 0 | 0 | 0 | 0 | 0 | 0 | 0 | 0 | 0 | 0 | 0 | 0 | 0 | 0 | 0 | 0 | 0 | 0 | 0 | 0 | 0 | 0 | 0 | 0 | 0 | 0 | 0 | 0 | 0 | 0 | 0 | 0 | 0 | 0 | 0
[7 empty] | Inflation | 27 | 15 | 1.4065 | 1.3749 | 1.344 | 1.3137 | 1.2842 | 1.2553 | 1.2271 | 1.1995 | 1.1725 | 1.1462 | 1.1204 | 1.0952 | 1.0706 | 1.0465 | 1.023 | 1 | 0 | 0 | 0 | 0 | 0 | 0 | 0 | 0 | 0 | 0 | 0 | 0 | 0 | 0 | 0 | 0 | 0 | 0 | 0 | 0 | 0 | 0 | 0 | 0 | 0 | 0 | 0 | 0 | 0 | 0 | 0 | 0 | 0 | 0
[7 empty] | Inflation | 27 | 16 | 1.4388 | 1.4065 | 1.3749 | 1.344 | 1.3137 | 1.2842 | 1.2553 | 1.2271 | 1.1995 | 1.1725 | 1.1462 | 1.1204 | 1.0952 | 1.0706 | 1.0465 | 1.023 | 1 | 0 | 0 | 0 | 0 | 0 | 0 | 0 | 0 | 0 | 0 | 0 | 0 | 0 | 0 | 0 | 0 | 0 | 0 | 0 | 0 | 0 | 0 | 0 | 0 | 0 | 0 | 0 | 0 | 0 | 0 | 0 | 0 | 0
[7 empty] | Inflation | 27 | 17 | 1.4719 | 1.4388 | 1.4065 | 1.3749 | 1.344 | 1.3137 | 1.2842 | 1.2553 | 1.2271 | 1.1995 | 1.1725 | 1.1462 | 1.1204 | 1.0952 | 1.0706 | 1.0465 | 1.023 | 1 | 0 | 0 | 0 | 0 | 0 | 0 | 0 | 0 | 0 | 0 | 0 | 0 | 0 | 0 | 0 | 0 | 0 | 0 | 0 | 0 | 0 | 0 | 0 | 0 | 0 | 0 | 0 | 0 | 0 | 0 | 0 | 0
[7 empty] | Inflation | 27 | 18 | 1.5058 | 1.4719 | 1.4388 | 1.4065 | 1.3749 | 1.344 | 1.3137 | 1.2842 | 1.2553 | 1.2271 | 1.1995 | 1.1725 | 1.1462 | 1.1204 | 1.0952 | 1.0706 | 1.0465 | 1.023 | 1 | 0 | 0 | 0 | 0 | 0 | 0 | 0 | 0 | 0 | 0 | 0 | 0 | 0 | 0 | 0 | 0 | 0 | 0 | 0 | 0 | 0 | 0 | 0 | 0 | 0 | 0 | 0 | 0 | 0 | 0 | 0
[7 empty] | Inflation | 27 | 19 | 1.5404 | 1.5058 | 1.4719 | 1.4388 | 1.4065 | 1.3749 | 1.344 | 1.3137 | 1.2842 | 1.2553 | 1.2271 | 1.1995 | 1.1725 | 1.1462 | 1.1204 | 1.0952 | 1.0706 | 1.0465 | 1.023 | 1 | 0 | 0 | 0 | 0 | 0 | 0 | 0 | 0 | 0 | 0 | 0 | 0 | 0 | 0 | 0 | 0 | 0 | 0 | 0 | 0 | 0 | 0 | 0 | 0 | 0 | 0 | 0 | 0 | 0 | 0
[7 empty] | Inflation | 27 | 20 | 1.5758 | 1.5404 | 1.5058 | 1.4719 | 1.4388 | 1.4065 | 1.3749 | 1.344 | 1.3137 | 1.2842 | 1.2553 | 1.2271 | 1.1995 | 1.1725 | 1.1462 | 1.1204 | 1.0952 | 1.0706 | 1.0465 | 1.023 | 1 | 0 | 0 | 0 | 0 | 0 | 0 | 0 | 0 | 0 | 0 | 0 | 0 | 0 | 0 | 0 | 0 | 0 | 0 | 0 | 0 | 0 | 0 | 0 | 0 | 0 | 0 | 0 | 0 | 0
[7 empty] | Inflation | 27 | 21 | 1.6121 | 1.5758 | 1.5404 | 1.5058 | 1.4719 | 1.4388 | 1.4065 | 1.3749 | 1.344 | 1.3137 | 1.2842 | 1.2553 | 1.2271 | 1.1995 | 1.1725 | 1.1462 | 1.1204 | 1.0952 | 1.0706 | 1.0465 | 1.023 | 1 | 0 | 0 | 0 | 0 | 0 | 0 | 0 | 0 | 0 | 0 | 0 | 0 | 0 | 0 | 0 | 0 | 0 | 0 | 0 | 0 | 0 | 0 | 0 | 0 | 0 | 0 | 0 | 0
[7 empty] | Inflation | 27 | 22 | 1.6492 | 1.6121 | 1.5758 | 1.5404 | 1.5058 | 1.4719 | 1.4388 | 1.4065 | 1.3749 | 1.344 | 1.3137 | 1.2842 | 1.2553 | 1.2271 | 1.1995 | 1.1725 | 1.1462 | 1.1204 | 1.0952 | 1.0706 | 1.0465 | 1.023 | 1 | 0 | 0 | 0 | 0 | 0 | 0 | 0 | 0 | 0 | 0 | 0 | 0 | 0 | 0 | 0 | 0 | 0 | 0 | 0 | 0 | 0 | 0 | 0 | 0 | 0 | 0 | 0
[7 empty] | Inflation | 27 | 23 | 1.6871 | 1.6492 | 1.6121 | 1.5758 | 1.5404 | 1.5058 | 1.4719 | 1.4388 | 1.4065 | 1.3749 | 1.344 | 1.3137 | 1.2842 | 1.2553 | 1.2271 | 1.1995 | 1.1725 | 1.1462 | 1.1204 | 1.0952 | 1.0706 | 1.0465 | 1.023 | 1 | 0 | 0 | 0 | 0 | 0 | 0 | 0 | 0 | 0 | 0 | 0 | 0 | 0 | 0 | 0 | 0 | 0 | 0 | 0 | 0 | 0 | 0 | 0 | 0 | 0 | 0
[7 empty] | Inflation | 27 | 24 | 1.7259 | 1.6871 | 1.6492 | 1.6121 | 1.5758 | 1.5404 | 1.5058 | 1.4719 | 1.4388 | 1.4065 | 1.3749 | 1.344 | 1.3137 | 1.2842 | 1.2553 | 1.2271 | 1.1995 | 1.1725 | 1.1462 | 1.1204 | 1.0952 | 1.0706 | 1.0465 | 1.023 | 1 | 0 | 0 | 0 | 0 | 0 | 0 | 0 | 0 | 0 | 0 | 0 | 0 | 0 | 0 | 0 | 0 | 0 | 0 | 0 | 0 | 0 | 0 | 0 | 0 | 0
[7 empty] | Inflation | 27 | 25 | 1.7656 | 1.7259 | 1.6871 | 1.6492 | 1.6121 | 1.5758 | 1.5404 | 1.5058 | 1.4719 | 1.4388 | 1.4065 | 1.3749 | 1.344 | 1.3137 | 1.2842 | 1.2553 | 1.2271 | 1.1995 | 1.1725 | 1.1462 | 1.1204 | 1.0952 | 1.0706 | 1.0465 | 1.023 | 1 | 0 | 0 | 0 | 0 | 0 | 0 | 0 | 0 | 0 | 0 | 0 | 0 | 0 | 0 | 0 | 0 | 0 | 0 | 0 | 0 | 0 | 0 | 0 | 0
[7 empty] | Inflation | 27 | 26 | 1.8062 | 1.7656 | 1.7259 | 1.6871 | 1.6492 | 1.6121 | 1.5758 | 1.5404 | 1.5058 | 1.4719 | 1.4388 | 1.4065 | 1.3749 | 1.344 | 1.3137 | 1.2842 | 1.2553 | 1.2271 | 1.1995 | 1.1725 | 1.1462 | 1.1204 | 1.0952 | 1.0706 | 1.0465 | 1.023 | 1 | 0 | 0 | 0 | 0 | 0 | 0 | 0 | 0 | 0 | 0 | 0 | 0 | 0 | 0 | 0 | 0 | 0 | 0 | 0 | 0 | 0 | 0 | 0
[7 empty] | Inflation | 27 | 27 | 1.8477 | 1.8062 | 1.7656 | 1.7259 | 1.6871 | 1.6492 | 1.6121 | 1.5758 | 1.5404 | 1.5058 | 1.4719 | 1.4388 | 1.4065 | 1.3749 | 1.344 | 1.3137 | 1.2842 | 1.2553 | 1.2271 | 1.1995 | 1.1725 | 1.1462 | 1.1204 | 1.0952 | 1.0706 | 1.0465 | 1.023 | 1 | 0 | 0 | 0 | 0 | 0 | 0 | 0 | 0 | 0 | 0 | 0 | 0 | 0 | 0 | 0 | 0 | 0 | 0 | 0 | 0 | 0 | 0
[7 empty] | Inflation | 27 | 28 | 1.8902 | 1.8477 | 1.8062 | 1.7656 | 1.7259 | 1.6871 | 1.6492 | 1.6121 | 1.5758 | 1.5404 | 1.5058 | 1.4719 | 1.4388 | 1.4065 | 1.3749 | 1.344 | 1.3137 | 1.2842 | 1.2553 | 1.2271 | 1.1995 | 1.1725 | 1.1462 | 1.1204 | 1.0952 | 1.0706 | 1.0465 | 1.023 | 1 | 0 | 0 | 0 | 0 | 0 | 0 | 0 | 0 | 0 | 0 | 0 | 0 | 0 | 0 | 0 | 0 | 0 | 0 | 0 | 0 | 0
[7 empty] | Inflation | 27 | 29 | 1.9337 | 1.8902 | 1.8477 | 1.8062 | 1.7656 | 1.7259 | 1.6871 | 1.6492 | 1.6121 | 1.5758 | 1.5404 | 1.5058 | 1.4719 | 1.4388 | 1.4065 | 1.3749 | 1.344 | 1.3137 | 1.2842 | 1.2553 | 1.2271 | 1.1995 | 1.1725 | 1.1462 | 1.1204 | 1.0952 | 1.0706 | 1.0465 | 1.023 | 1 | 0 | 0 | 0 | 0 | 0 | 0 | 0 | 0 | 0 | 0 | 0 | 0 | 0 | 0 | 0 | 0 | 0 | 0 | 0 | 0
[7 empty] | Inflation | 27 | 30 | 1.9782 | 1.9337 | 1.8902 | 1.8477 | 1.8062 | 1.7656 | 1.7259 | 1.6871 | 1.6492 | 1.6121 | 1.5758 | 1.5404 | 1.5058 | 1.4719 | 1.4388 | 1.4065 | 1.3749 | 1.344 | 1.3137 | 1.2842 | 1.2553 | 1.2271 | 1.1995 | 1.1725 | 1.1462 | 1.1204 | 1.0952 | 1.0706 | 1.0465 | 1.023 | 1 | 0 | 0 | 0 | 0 | 0 | 0 | 0 | 0 | 0 | 0 | 0 | 0 | 0 | 0 | 0 | 0 | 0 | 0 | 0
[7 empty] | Inflation | 27 | 31 | 2.0237 | 1.9782 | 1.9337 | 1.8902 | 1.8477 | 1.8062 | 1.7656 | 1.7259 | 1.6871 | 1.6492 | 1.6121 | 1.5758 | 1.5404 | 1.5058 | 1.4719 | 1.4388 | 1.4065 | 1.3749 | 1.344 | 1.3137 | 1.2842 | 1.2553 | 1.2271 | 1.1995 | 1.1725 | 1.1462 | 1.1204 | 1.0952 | 1.0706 | 1.0465 | 1.023 | 1 | 0 | 0 | 0 | 0 | 0 | 0 | 0 | 0 | 0 | 0 | 0 | 0 | 0 | 0 | 0 | 0 | 0 | 0
[7 empty] | Inflation | 27 | 32 | 2.0702 | 2.0237 | 1.9782 | 1.9337 | 1.8902 | 1.8477 | 1.8062 | 1.7656 | 1.7259 | 1.6871 | 1.6492 | 1.6121 | 1.5758 | 1.5404 | 1.5058 | 1.4719 | 1.4388 | 1.4065 | 1.3749 | 1.344 | 1.3137 | 1.2842 | 1.2553 | 1.2271 | 1.1995 | 1.1725 | 1.1462 | 1.1204 | 1.0952 | 1.0706 | 1.0465 | 1.023 | 1 | 0 | 0 | 0 | 0 | 0 | 0 | 0 | 0 | 0 | 0 | 0 | 0 | 0 | 0 | 0 | 0 | 0
[7 empty] | Inflation | 27 | 33 | 2.1179 | 2.0702 | 2.0237 | 1.9782 | 1.9337 | 1.8902 | 1.8477 | 1.8062 | 1.7656 | 1.7259 | 1.6871 | 1.6492 | 1.6121 | 1.5758 | 1.5404 | 1.5058 | 1.4719 | 1.4388 | 1.4065 | 1.3749 | 1.344 | 1.3137 | 1.2842 | 1.2553 | 1.2271 | 1.1995 | 1.1725 | 1.1462 | 1.1204 | 1.0952 | 1.0706 | 1.0465 | 1.023 | 1 | 0 | 0 | 0 | 0 | 0 | 0 | 0 | 0 | 0 | 0 | 0 | 0 | 0 | 0 | 0 | 0
[7 empty] | Inflation | 27 | 34 | 2.1666 | 2.1179 | 2.0702 | 2.0237 | 1.9782 | 1.9337 | 1.8902 | 1.8477 | 1.8062 | 1.7656 | 1.7259 | 1.6871 | 1.6492 | 1.6121 | 1.5758 | 1.5404 | 1.5058 | 1.4719 | 1.4388 | 1.4065 | 1.3749 | 1.344 | 1.3137 | 1.2842 | 1.2553 | 1.2271 | 1.1995 | 1.1725 | 1.1462 | 1.1204 | 1.0952 | 1.0706 | 1.0465 | 1.023 | 1 | 0 | 0 | 0 | 0 | 0 | 0 | 0 | 0 | 0 | 0 | 0 | 0 | 0 | 0 | 0
[7 empty] | Inflation | 27 | 35 | 2.2164 | 2.1666 | 2.1179 | 2.0702 | 2.0237 | 1.9782 | 1.9337 | 1.8902 | 1.8477 | 1.8062 | 1.7656 | 1.7259 | 1.6871 | 1.6492 | 1.6121 | 1.5758 | 1.5404 | 1.5058 | 1.4719 | 1.4388 | 1.4065 | 1.3749 | 1.344 | 1.3137 | 1.2842 | 1.2553 | 1.2271 | 1.1995 | 1.1725 | 1.1462 | 1.1204 | 1.0952 | 1.0706 | 1.0465 | 1.023 | 1 | 0 | 0 | 0 | 0 | 0 | 0 | 0 | 0 | 0 | 0 | 0 | 0 | 0 | 0
[7 empty] | Inflation | 27 | 36 | 2.2674 | 2.2164 | 2.1666 | 2.1179 | 2.0702 | 2.0237 | 1.9782 | 1.9337 | 1.8902 | 1.8477 | 1.8062 | 1.7656 | 1.7259 | 1.6871 | 1.6492 | 1.6121 | 1.5758 | 1.5404 | 1.5058 | 1.4719 | 1.4388 | 1.4065 | 1.3749 | 1.344 | 1.3137 | 1.2842 | 1.2553 | 1.2271 | 1.1995 | 1.1725 | 1.1462 | 1.1204 | 1.0952 | 1.0706 | 1.0465 | 1.023 | 1 | 0 | 0 | 0 | 0 | 0 | 0 | 0 | 0 | 0 | 0 | 0 | 0 | 0
[7 empty] | Inflation | 27 | 37 | 2.3195 | 2.2674 | 2.2164 | 2.1666 | 2.1179 | 2.0702 | 2.0237 | 1.9782 | 1.9337 | 1.8902 | 1.8477 | 1.8062 | 1.7656 | 1.7259 | 1.6871 | 1.6492 | 1.6121 | 1.5758 | 1.5404 | 1.5058 | 1.4719 | 1.4388 | 1.4065 | 1.3749 | 1.344 | 1.3137 | 1.2842 | 1.2553 | 1.2271 | 1.1995 | 1.1725 | 1.1462 | 1.1204 | 1.0952 | 1.0706 | 1.0465 | 1.023 | 1 | 0 | 0 | 0 | 0 | 0 | 0 | 0 | 0 | 0 | 0 | 0 | 0
[7 empty] | Inflation | 27 | 38 | 2.3729 | 2.3195 | 2.2674 | 2.2164 | 2.1666 | 2.1179 | 2.0702 | 2.0237 | 1.9782 | 1.9337 | 1.8902 | 1.8477 | 1.8062 | 1.7656 | 1.7259 | 1.6871 | 1.6492 | 1.6121 | 1.5758 | 1.5404 | 1.5058 | 1.4719 | 1.4388 | 1.4065 | 1.3749 | 1.344 | 1.3137 | 1.2842 | 1.2553 | 1.2271 | 1.1995 | 1.1725 | 1.1462 | 1.1204 | 1.0952 | 1.0706 | 1.0465 | 1.023 | 1 | 0 | 0 | 0 | 0 | 0 | 0 | 0 | 0 | 0 | 0 | 0
[7 empty] | Inflation | 27 | 39 | 2.4274 | 2.3729 | 2.3195 | 2.2674 | 2.2164 | 2.1666 | 2.1179 | 2.0702 | 2.0237 | 1.9782 | 1.9337 | 1.8902 | 1.8477 | 1.8062 | 1.7656 | 1.7259 | 1.6871 | 1.6492 | 1.6121 | 1.5758 | 1.5404 | 1.5058 | 1.4719 | 1.4388 | 1.4065 | 1.3749 | 1.344 | 1.3137 | 1.2842 | 1.2553 | 1.2271 | 1.1995 | 1.1725 | 1.1462 | 1.1204 | 1.0952 | 1.0706 | 1.0465 | 1.023 | 1 | 0 | 0 | 0 | 0 | 0 | 0 | 0 | 0 | 0 | 0
[7 empty] | Inflation | 27 | 40 | 2.4833 | 2.4274 | 2.3729 | 2.3195 | 2.2674 | 2.2164 | 2.1666 | 2.1179 | 2.0702 | 2.0237 | 1.9782 | 1.9337 | 1.8902 | 1.8477 | 1.8062 | 1.7656 | 1.7259 | 1.6871 | 1.6492 | 1.6121 | 1.5758 | 1.5404 | 1.5058 | 1.4719 | 1.4388 | 1.4065 | 1.3749 | 1.344 | 1.3137 | 1.2842 | 1.2553 | 1.2271 | 1.1995 | 1.1725 | 1.1462 | 1.1204 | 1.0952 | 1.0706 | 1.0465 | 1.023 | 1 | 0 | 0 | 0 | 0 | 0 | 0 | 0 | 0 | 0
[7 empty] | Inflation | 27 | 41 | 2.5404 | 2.4833 | 2.4274 | 2.3729 | 2.3195 | 2.2674 | 2.2164 | 2.1666 | 2.1179 | 2.0702 | 2.0237 | 1.9782 | 1.9337 | 1.8902 | 1.8477 | 1.8062 | 1.7656 | 1.7259 | 1.6871 | 1.6492 | 1.6121 | 1.5758 | 1.5404 | 1.5058 | 1.4719 | 1.4388 | 1.4065 | 1.3749 | 1.344 | 1.3137 | 1.2842 | 1.2553 | 1.2271 | 1.1995 | 1.1725 | 1.1462 | 1.1204 | 1.0952 | 1.0706 | 1.0465 | 1.023 | 1 | 0 | 0 | 0 | 0 | 0 | 0 | 0 | 0
[7 empty] | Inflation | 27 | 42 | 2.5988 | 2.5404 | 2.4833 | 2.4274 | 2.3729 | 2.3195 | 2.2674 | 2.2164 | 2.1666 | 2.1179 | 2.0702 | 2.0237 | 1.9782 | 1.9337 | 1.8902 | 1.8477 | 1.8062 | 1.7656 | 1.7259 | 1.6871 | 1.6492 | 1.6121 | 1.5758 | 1.5404 | 1.5058 | 1.4719 | 1.4388 | 1.4065 | 1.3749 | 1.344 | 1.3137 | 1.2842 | 1.2553 | 1.2271 | 1.1995 | 1.1725 | 1.1462 | 1.1204 | 1.0952 | 1.0706 | 1.0465 | 1.023 | 1 | 0 | 0 | 0 | 0 | 0 | 0 | 0
[7 empty] | Inflation | 27 | 43 | 2.6586 | 2.5988 | 2.5404 | 2.4833 | 2.4274 | 2.3729 | 2.3195 | 2.2674 | 2.2164 | 2.1666 | 2.1179 | 2.0702 | 2.0237 | 1.9782 | 1.9337 | 1.8902 | 1.8477 | 1.8062 | 1.7656 | 1.7259 | 1.6871 | 1.6492 | 1.6121 | 1.5758 | 1.5404 | 1.5058 | 1.4719 | 1.4388 | 1.4065 | 1.3749 | 1.344 | 1.3137 | 1.2842 | 1.2553 | 1.2271 | 1.1995 | 1.1725 | 1.1462 | 1.1204 | 1.0952 | 1.0706 | 1.0465 | 1.023 | 1 | 0 | 0 | 0 | 0 | 0 | 0
[7 empty] | Inflation | 27 | 44 | 2.7197 | 2.6586 | 2.5988 | 2.5404 | 2.4833 | 2.4274 | 2.3729 | 2.3195 | 2.2674 | 2.2164 | 2.1666 | 2.1179 | 2.0702 | 2.0237 | 1.9782 | 1.9337 | 1.8902 | 1.8477 | 1.8062 | 1.7656 | 1.7259 | 1.6871 | 1.6492 | 1.6121 | 1.5758 | 1.5404 | 1.5058 | 1.4719 | 1.4388 | 1.4065 | 1.3749 | 1.344 | 1.3137 | 1.2842 | 1.2553 | 1.2271 | 1.1995 | 1.1725 | 1.1462 | 1.1204 | 1.0952 | 1.0706 | 1.0465 | 1.023 | 1 | 0 | 0 | 0 | 0 | 0
[7 empty] | Inflation | 27 | 45 | 2.7823 | 2.7197 | 2.6586 | 2.5988 | 2.5404 | 2.4833 | 2.4274 | 2.3729 | 2.3195 | 2.2674 | 2.2164 | 2.1666 | 2.1179 | 2.0702 | 2.0237 | 1.9782 | 1.9337 | 1.8902 | 1.8477 | 1.8062 | 1.7656 | 1.7259 | 1.6871 | 1.6492 | 1.6121 | 1.5758 | 1.5404 | 1.5058 | 1.4719 | 1.4388 | 1.4065 | 1.3749 | 1.344 | 1.3137 | 1.2842 | 1.2553 | 1.2271 | 1.1995 | 1.1725 | 1.1462 | 1.1204 | 1.0952 | 1.0706 | 1.0465 | 1.023 | 1 | 0 | 0 | 0 | 0
[7 empty] | Inflation | 27 | 46 | 2.8463 | 2.7823 | 2.7197 | 2.6586 | 2.5988 | 2.5404 | 2.4833 | 2.4274 | 2.3729 | 2.3195 | 2.2674 | 2.2164 | 2.1666 | 2.1179 | 2.0702 | 2.0237 | 1.9782 | 1.9337 | 1.8902 | 1.8477 | 1.8062 | 1.7656 | 1.7259 | 1.6871 | 1.6492 | 1.6121 | 1.5758 | 1.5404 | 1.5058 | 1.4719 | 1.4388 | 1.4065 | 1.3749 | 1.344 | 1.3137 | 1.2842 | 1.2553 | 1.2271 | 1.1995 | 1.1725 | 1.1462 | 1.1204 | 1.0952 | 1.0706 | 1.0465 | 1.023 | 1 | 0 | 0 | 0
[7 empty] | Inflation | 27 | 47 | 2.9118 | 2.8463 | 2.7823 | 2.7197 | 2.6586 | 2.5988 | 2.5404 | 2.4833 | 2.4274 | 2.3729 | 2.3195 | 2.2674 | 2.2164 | 2.1666 | 2.1179 | 2.0702 | 2.0237 | 1.9782 | 1.9337 | 1.8902 | 1.8477 | 1.8062 | 1.7656 | 1.7259 | 1.6871 | 1.6492 | 1.6121 | 1.5758 | 1.5404 | 1.5058 | 1.4719 | 1.4388 | 1.4065 | 1.3749 | 1.344 | 1.3137 | 1.2842 | 1.2553 | 1.2271 | 1.1995 | 1.1725 | 1.1462 | 1.1204 | 1.0952 | 1.0706 | 1.0465 | 1.023 | 1 | 0 | 0
[7 empty] | Inflation | 27 | 48 | 2.9787 | 2.9118 | 2.8463 | 2.7823 | 2.7197 | 2.6586 | 2.5988 | 2.5404 | 2.4833 | 2.4274 | 2.3729 | 2.3195 | 2.2674 | 2.2164 | 2.1666 | 2.1179 | 2.0702 | 2.0237 | 1.9782 | 1.9337 | 1.8902 | 1.8477 | 1.8062 | 1.7656 | 1.7259 | 1.6871 | 1.6492 | 1.6121 | 1.5758 | 1.5404 | 1.5058 | 1.4719 | 1.4388 | 1.4065 | 1.3749 | 1.344 | 1.3137 | 1.2842 | 1.2553 | 1.2271 | 1.1995 | 1.1725 | 1.1462 | 1.1204 | 1.0952 | 1.0706 | 1.0465 | 1.023 | 1 | 0
[7 empty] | Inflation | 27 | 49 | 3.0472 | 2.9787 | 2.9118 | 2.8463 | 2.7823 | 2.7197 | 2.6586 | 2.5988 | 2.5404 | 2.4833 | 2.4274 | 2.3729 | 2.3195 | 2.2674 | 2.2164 | 2.1666 | 2.1179 | 2.0702 | 2.0237 | 1.9782 | 1.9337 | 1.8902 | 1.8477 | 1.8062 | 1.7656 | 1.7259 | 1.6871 | 1.6492 | 1.6121 | 1.5758 | 1.5404 | 1.5058 | 1.4719 | 1.4388 | 1.4065 | 1.3749 | 1.344 | 1.3137 | 1.2842 | 1.2553 | 1.2271 | 1.1995 | 1.1725 | 1.1462 | 1.1204 | 1.0952 | 1.0706 | 1.0465 | 1.023 | 1
[7 empty] | O&M | 28 | 0 | 1 | 0 | 0 | 0 | 0 | 0 | 0 | 0 | 0 | 0 | 0 | 0 | 0 | 0 | 0 | 0 | 0 | 0 | 0 | 0 | 0 | 0 | 0 | 0 | 0 | 0 | 0 | 0 | 0 | 0 | 0 | 0 | 0 | 0 | 0 | 0 | 0 | 0 | 0 | 0 | 0 | 0 | 0 | 0 | 0 | 0 | 0 | 0 | 0 | 0
[7 empty] | O&M | 28 | 1 | 1.023 | 1 | 0 | 0 | 0 | 0 | 0 | 0 | 0 | 0 | 0 | 0 | 0 | 0 | 0 | 0 | 0 | 0 | 0 | 0 | 0 | 0 | 0 | 0 | 0 | 0 | 0 | 0 | 0 | 0 | 0 | 0 | 0 | 0 | 0 | 0 | 0 | 0 | 0 | 0 | 0 | 0 | 0 | 0 | 0 | 0 | 0 | 0 | 0 | 0
[7 empty] | O&M | 28 | 2 | 1.0465 | 1.023 | 1 | 0 | 0 | 0 | 0 | 0 | 0 | 0 | 0 | 0 | 0 | 0 | 0 | 0 | 0 | 0 | 0 | 0 | 0 | 0 | 0 | 0 | 0 | 0 | 0 | 0 | 0 | 0 | 0 | 0 | 0 | 0 | 0 | 0 | 0 | 0 | 0 | 0 | 0 | 0 | 0 | 0 | 0 | 0 | 0 | 0 | 0 | 0
[7 empty] | O&M | 28 | 3 | 1.0706 | 1.0465 | 1.023 | 1 | 0 | 0 | 0 | 0 | 0 | 0 | 0 | 0 | 0 | 0 | 0 | 0 | 0 | 0 | 0 | 0 | 0 | 0 | 0 | 0 | 0 | 0 | 0 | 0 | 0 | 0 | 0 | 0 | 0 | 0 | 0 | 0 | 0 | 0 | 0 | 0 | 0 | 0 | 0 | 0 | 0 | 0 | 0 | 0 | 0 | 0
[7 empty] | O&M | 28 | 4 | 1.0952 | 1.0706 | 1.0465 | 1.023 | 1 | 0 | 0 | 0 | 0 | 0 | 0 | 0 | 0 | 0 | 0 | 0 | 0 | 0 | 0 | 0 | 0 | 0 | 0 | 0 | 0 | 0 | 0 | 0 | 0 | 0 | 0 | 0 | 0 | 0 | 0 | 0 | 0 | 0 | 0 | 0 | 0 | 0 | 0 | 0 | 0 | 0 | 0 | 0 | 0 | 0
[7 empty] | O&M | 28 | 5 | 1.1204 | 1.0952 | 1.0706 | 1.0465 | 1.023 | 1 | 0 | 0 | 0 | 0 | 0 | 0 | 0 | 0 | 0 | 0 | 0 | 0 | 0 | 0 | 0 | 0 | 0 | 0 | 0 | 0 | 0 | 0 | 0 | 0 | 0 | 0 | 0 | 0 | 0 | 0 | 0 | 0 | 0 | 0 | 0 | 0 | 0 | 0 | 0 | 0 | 0 | 0 | 0 | 0
[7 empty] | O&M | 28 | 6 | 1.1462 | 1.1204 | 1.0952 | 1.0706 | 1.0465 | 1.023 | 1 | 0 | 0 | 0 | 0 | 0 | 0 | 0 | 0 | 0 | 0 | 0 | 0 | 0 | 0 | 0 | 0 | 0 | 0 | 0 | 0 | 0 | 0 | 0 | 0 | 0 | 0 | 0 | 0 | 0 | 0 | 0 | 0 | 0 | 0 | 0 | 0 | 0 | 0 | 0 | 0 | 0 | 0 | 0
[7 empty] | O&M | 28 | 7 | 1.1725 | 1.1462 | 1.1204 | 1.0952 | 1.0706 | 1.0465 | 1.023 | 1 | 0 | 0 | 0 | 0 | 0 | 0 | 0 | 0 | 0 | 0 | 0 | 0 | 0 | 0 | 0 | 0 | 0 | 0 | 0 | 0 | 0 | 0 | 0 | 0 | 0 | 0 | 0 | 0 | 0 | 0 | 0 | 0 | 0 | 0 | 0 | 0 | 0 | 0 | 0 | 0 | 0 | 0
[7 empty] | O&M | 28 | 8 | 1.1995 | 1.1725 | 1.1462 | 1.1204 | 1.0952 | 1.0706 | 1.0465 | 1.023 | 1 | 0 | 0 | 0 | 0 | 0 | 0 | 0 | 0 | 0 | 0 | 0 | 0 | 0 | 0 | 0 | 0 | 0 | 0 | 0 | 0 | 0 | 0 | 0 | 0 | 0 | 0 | 0 | 0 | 0 | 0 | 0 | 0 | 0 | 0 | 0 | 0 | 0 | 0 | 0 | 0 | 0
[7 empty] | O&M | 28 | 9 | 1.2271 | 1.1995 | 1.1725 | 1.1462 | 1.1204 | 1.0952 | 1.0706 | 1.0465 | 1.023 | 1 | 0 | 0 | 0 | 0 | 0 | 0 | 0 | 0 | 0 | 0 | 0 | 0 | 0 | 0 | 0 | 0 | 0 | 0 | 0 | 0 | 0 | 0 | 0 | 0 | 0 | 0 | 0 | 0 | 0 | 0 | 0 | 0 | 0 | 0 | 0 | 0 | 0 | 0 | 0 | 0
[7 empty] | O&M | 28 | 10 | 1.2553 | 1.2271 | 1.1995 | 1.1725 | 1.1462 | 1.1204 | 1.0952 | 1.0706 | 1.0465 | 1.023 | 1 | 0 | 0 | 0 | 0 | 0 | 0 | 0 | 0 | 0 | 0 | 0 | 0 | 0 | 0 | 0 | 0 | 0 | 0 | 0 | 0 | 0 | 0 | 0 | 0 | 0 | 0 | 0 | 0 | 0 | 0 | 0 | 0 | 0 | 0 | 0 | 0 | 0 | 0 | 0
[7 empty] | O&M | 28 | 11 | 1.2842 | 1.2553 | 1.2271 | 1.1995 | 1.1725 | 1.1462 | 1.1204 | 1.0952 | 1.0706 | 1.0465 | 1.023 | 1 | 0 | 0 | 0 | 0 | 0 | 0 | 0 | 0 | 0 | 0 | 0 | 0 | 0 | 0 | 0 | 0 | 0 | 0 | 0 | 0 | 0 | 0 | 0 | 0 | 0 | 0 | 0 | 0 | 0 | 0 | 0 | 0 | 0 | 0 | 0 | 0 | 0 | 0
[7 empty] | O&M | 28 | 12 | 1.3137 | 1.2842 | 1.2553 | 1.2271 | 1.1995 | 1.1725 | 1.1462 | 1.1204 | 1.0952 | 1.0706 | 1.0465 | 1.023 | 1 | 0 | 0 | 0 | 0 | 0 | 0 | 0 | 0 | 0 | 0 | 0 | 0 | 0 | 0 | 0 | 0 | 0 | 0 | 0 | 0 | 0 | 0 | 0 | 0 | 0 | 0 | 0 | 0 | 0 | 0 | 0 | 0 | 0 | 0 | 0 | 0 | 0
[7 empty] | O&M | 28 | 13 | 1.344 | 1.3137 | 1.2842 | 1.2553 | 1.2271 | 1.1995 | 1.1725 | 1.1462 | 1.1204 | 1.0952 | 1.0706 | 1.0465 | 1.023 | 1 | 0 | 0 | 0 | 0 | 0 | 0 | 0 | 0 | 0 | 0 | 0 | 0 | 0 | 0 | 0 | 0 | 0 | 0 | 0 | 0 | 0 | 0 | 0 | 0 | 0 | 0 | 0 | 0 | 0 | 0 | 0 | 0 | 0 | 0 | 0 | 0
[7 empty] | O&M | 28 | 14 | 1.3749 | 1.344 | 1.3137 | 1.2842 | 1.2553 | 1.2271 | 1.1995 | 1.1725 | 1.1462 | 1.1204 | 1.0952 | 1.0706 | 1.0465 | 1.023 | 1 | 0 | 0 | 0 | 0 | 0 | 0 | 0 | 0 | 0 | 0 | 0 | 0 | 0 | 0 | 0 | 0 | 0 | 0 | 0 | 0 | 0 | 0 | 0 | 0 | 0 | 0 | 0 | 0 | 0 | 0 | 0 | 0 | 0 | 0 | 0
[7 empty] | O&M | 28 | 15 | 1.4065 | 1.3749 | 1.344 | 1.3137 | 1.2842 | 1.2553 | 1.2271 | 1.1995 | 1.1725 | 1.1462 | 1.1204 | 1.0952 | 1.0706 | 1.0465 | 1.023 | 1 | 0 | 0 | 0 | 0 | 0 | 0 | 0 | 0 | 0 | 0 | 0 | 0 | 0 | 0 | 0 | 0 | 0 | 0 | 0 | 0 | 0 | 0 | 0 | 0 | 0 | 0 | 0 | 0 | 0 | 0 | 0 | 0 | 0 | 0
[7 empty] | O&M | 28 | 16 | 1.4388 | 1.4065 | 1.3749 | 1.344 | 1.3137 | 1.2842 | 1.2553 | 1.2271 | 1.1995 | 1.1725 | 1.1462 | 1.1204 | 1.0952 | 1.0706 | 1.0465 | 1.023 | 1 | 0 | 0 | 0 | 0 | 0 | 0 | 0 | 0 | 0 | 0 | 0 | 0 | 0 | 0 | 0 | 0 | 0 | 0 | 0 | 0 | 0 | 0 | 0 | 0 | 0 | 0 | 0 | 0 | 0 | 0 | 0 | 0 | 0
[7 empty] | O&M | 28 | 17 | 1.4719 | 1.4388 | 1.4065 | 1.3749 | 1.344 | 1.3137 | 1.2842 | 1.2553 | 1.2271 | 1.1995 | 1.1725 | 1.1462 | 1.1204 | 1.0952 | 1.0706 | 1.0465 | 1.023 | 1 | 0 | 0 | 0 | 0 | 0 | 0 | 0 | 0 | 0 | 0 | 0 | 0 | 0 | 0 | 0 | 0 | 0 | 0 | 0 | 0 | 0 | 0 | 0 | 0 | 0 | 0 | 0 | 0 | 0 | 0 | 0 | 0
[7 empty] | O&M | 28 | 18 | 1.5058 | 1.4719 | 1.4388 | 1.4065 | 1.3749 | 1.344 | 1.3137 | 1.2842 | 1.2553 | 1.2271 | 1.1995 | 1.1725 | 1.1462 | 1.1204 | 1.0952 | 1.0706 | 1.0465 | 1.023 | 1 | 0 | 0 | 0 | 0 | 0 | 0 | 0 | 0 | 0 | 0 | 0 | 0 | 0 | 0 | 0 | 0 | 0 | 0 | 0 | 0 | 0 | 0 | 0 | 0 | 0 | 0 | 0 | 0 | 0 | 0 | 0
[7 empty] | O&M | 28 | 19 | 1.5404 | 1.5058 | 1.4719 | 1.4388 | 1.4065 | 1.3749 | 1.344 | 1.3137 | 1.2842 | 1.2553 | 1.2271 | 1.1995 | 1.1725 | 1.1462 | 1.1204 | 1.0952 | 1.0706 | 1.0465 | 1.023 | 1 | 0 | 0 | 0 | 0 | 0 | 0 | 0 | 0 | 0 | 0 | 0 | 0 | 0 | 0 | 0 | 0 | 0 | 0 | 0 | 0 | 0 | 0 | 0 | 0 | 0 | 0 | 0 | 0 | 0 | 0
[7 empty] | O&M | 28 | 20 | 1.5758 | 1.5404 | 1.5058 | 1.4719 | 1.4388 | 1.4065 | 1.3749 | 1.344 | 1.3137 | 1.2842 | 1.2553 | 1.2271 | 1.1995 | 1.1725 | 1.1462 | 1.1204 | 1.0952 | 1.0706 | 1.0465 | 1.023 | 1 | 0 | 0 | 0 | 0 | 0 | 0 | 0 | 0 | 0 | 0 | 0 | 0 | 0 | 0 | 0 | 0 | 0 | 0 | 0 | 0 | 0 | 0 | 0 | 0 | 0 | 0 | 0 | 0 | 0
[7 empty] | O&M | 28 | 21 | 1.6121 | 1.5758 | 1.5404 | 1.5058 | 1.4719 | 1.4388 | 1.4065 | 1.3749 | 1.344 | 1.3137 | 1.2842 | 1.2553 | 1.2271 | 1.1995 | 1.1725 | 1.1462 | 1.1204 | 1.0952 | 1.0706 | 1.0465 | 1.023 | 1 | 0 | 0 | 0 | 0 | 0 | 0 | 0 | 0 | 0 | 0 | 0 | 0 | 0 | 0 | 0 | 0 | 0 | 0 | 0 | 0 | 0 | 0 | 0 | 0 | 0 | 0 | 0 | 0
[7 empty] | O&M | 28 | 22 | 1.6492 | 1.6121 | 1.5758 | 1.5404 | 1.5058 | 1.4719 | 1.4388 | 1.4065 | 1.3749 | 1.344 | 1.3137 | 1.2842 | 1.2553 | 1.2271 | 1.1995 | 1.1725 | 1.1462 | 1.1204 | 1.0952 | 1.0706 | 1.0465 | 1.023 | 1 | 0 | 0 | 0 | 0 | 0 | 0 | 0 | 0 | 0 | 0 | 0 | 0 | 0 | 0 | 0 | 0 | 0 | 0 | 0 | 0 | 0 | 0 | 0 | 0 | 0 | 0 | 0
[7 empty] | O&M | 28 | 23 | 1.6871 | 1.6492 | 1.6121 | 1.5758 | 1.5404 | 1.5058 | 1.4719 | 1.4388 | 1.4065 | 1.3749 | 1.344 | 1.3137 | 1.2842 | 1.2553 | 1.2271 | 1.1995 | 1.1725 | 1.1462 | 1.1204 | 1.0952 | 1.0706 | 1.0465 | 1.023 | 1 | 0 | 0 | 0 | 0 | 0 | 0 | 0 | 0 | 0 | 0 | 0 | 0 | 0 | 0 | 0 | 0 | 0 | 0 | 0 | 0 | 0 | 0 | 0 | 0 | 0 | 0
[7 empty] | O&M | 28 | 24 | 1.7259 | 1.6871 | 1.6492 | 1.6121 | 1.5758 | 1.5404 | 1.5058 | 1.4719 | 1.4388 | 1.4065 | 1.3749 | 1.344 | 1.3137 | 1.2842 | 1.2553 | 1.2271 | 1.1995 | 1.1725 | 1.1462 | 1.1204 | 1.0952 | 1.0706 | 1.0465 | 1.023 | 1 | 0 | 0 | 0 | 0 | 0 | 0 | 0 | 0 | 0 | 0 | 0 | 0 | 0 | 0 | 0 | 0 | 0 | 0 | 0 | 0 | 0 | 0 | 0 | 0 | 0
[7 empty] | O&M | 28 | 25 | 1.7656 | 1.7259 | 1.6871 | 1.6492 | 1.6121 | 1.5758 | 1.5404 | 1.5058 | 1.4719 | 1.4388 | 1.4065 | 1.3749 | 1.344 | 1.3137 | 1.2842 | 1.2553 | 1.2271 | 1.1995 | 1.1725 | 1.1462 | 1.1204 | 1.0952 | 1.0706 | 1.0465 | 1.023 | 1 | 0 | 0 | 0 | 0 | 0 | 0 | 0 | 0 | 0 | 0 | 0 | 0 | 0 | 0 | 0 | 0 | 0 | 0 | 0 | 0 | 0 | 0 | 0 | 0
[7 empty] | O&M | 28 | 26 | 1.8062 | 1.7656 | 1.7259 | 1.6871 | 1.6492 | 1.6121 | 1.5758 | 1.5404 | 1.5058 | 1.4719 | 1.4388 | 1.4065 | 1.3749 | 1.344 | 1.3137 | 1.2842 | 1.2553 | 1.2271 | 1.1995 | 1.1725 | 1.1462 | 1.1204 | 1.0952 | 1.0706 | 1.0465 | 1.023 | 1 | 0 | 0 | 0 | 0 | 0 | 0 | 0 | 0 | 0 | 0 | 0 | 0 | 0 | 0 | 0 | 0 | 0 | 0 | 0 | 0 | 0 | 0 | 0
[7 empty] | O&M | 28 | 27 | 1.8477 | 1.8062 | 1.7656 | 1.7259 | 1.6871 | 1.6492 | 1.6121 | 1.5758 | 1.5404 | 1.5058 | 1.4719 | 1.4388 | 1.4065 | 1.3749 | 1.344 | 1.3137 | 1.2842 | 1.2553 | 1.2271 | 1.1995 | 1.1725 | 1.1462 | 1.1204 | 1.0952 | 1.0706 | 1.0465 | 1.023 | 1 | 0 | 0 | 0 | 0 | 0 | 0 | 0 | 0 | 0 | 0 | 0 | 0 | 0 | 0 | 0 | 0 | 0 | 0 | 0 | 0 | 0 | 0
[7 empty] | O&M | 28 | 28 | 1.8902 | 1.8477 | 1.8062 | 1.7656 | 1.7259 | 1.6871 | 1.6492 | 1.6121 | 1.5758 | 1.5404 | 1.5058 | 1.4719 | 1.4388 | 1.4065 | 1.3749 | 1.344 | 1.3137 | 1.2842 | 1.2553 | 1.2271 | 1.1995 | 1.1725 | 1.1462 | 1.1204 | 1.0952 | 1.0706 | 1.0465 | 1.023 | 1 | 0 | 0 | 0 | 0 | 0 | 0 | 0 | 0 | 0 | 0 | 0 | 0 | 0 | 0 | 0 | 0 | 0 | 0 | 0 | 0 | 0
[7 empty] | O&M | 28 | 29 | 1.9337 | 1.8902 | 1.8477 | 1.8062 | 1.7656 | 1.7259 | 1.6871 | 1.6492 | 1.6121 | 1.5758 | 1.5404 | 1.5058 | 1.4719 | 1.4388 | 1.4065 | 1.3749 | 1.344 | 1.3137 | 1.2842 | 1.2553 | 1.2271 | 1.1995 | 1.1725 | 1.1462 | 1.1204 | 1.0952 | 1.0706 | 1.0465 | 1.023 | 1 | 0 | 0 | 0 | 0 | 0 | 0 | 0 | 0 | 0 | 0 | 0 | 0 | 0 | 0 | 0 | 0 | 0 | 0 | 0 | 0
[7 empty] | O&M | 28 | 30 | 1.9782 | 1.9337 | 1.8902 | 1.8477 | 1.8062 | 1.7656 | 1.7259 | 1.6871 | 1.6492 | 1.6121 | 1.5758 | 1.5404 | 1.5058 | 1.4719 | 1.4388 | 1.4065 | 1.3749 | 1.344 | 1.3137 | 1.2842 | 1.2553 | 1.2271 | 1.1995 | 1.1725 | 1.1462 | 1.1204 | 1.0952 | 1.0706 | 1.0465 | 1.023 | 1 | 0 | 0 | 0 | 0 | 0 | 0 | 0 | 0 | 0 | 0 | 0 | 0 | 0 | 0 | 0 | 0 | 0 | 0 | 0
[7 empty] | O&M | 28 | 31 | 2.0237 | 1.9782 | 1.9337 | 1.8902 | 1.8477 | 1.8062 | 1.7656 | 1.7259 | 1.6871 | 1.6492 | 1.6121 | 1.5758 | 1.5404 | 1.5058 | 1.4719 | 1.4388 | 1.4065 | 1.3749 | 1.344 | 1.3137 | 1.2842 | 1.2553 | 1.2271 | 1.1995 | 1.1725 | 1.1462 | 1.1204 | 1.0952 | 1.0706 | 1.0465 | 1.023 | 1 | 0 | 0 | 0 | 0 | 0 | 0 | 0 | 0 | 0 | 0 | 0 | 0 | 0 | 0 | 0 | 0 | 0 | 0
[7 empty] | O&M | 28 | 32 | 2.0702 | 2.0237 | 1.9782 | 1.9337 | 1.8902 | 1.8477 | 1.8062 | 1.7656 | 1.7259 | 1.6871 | 1.6492 | 1.6121 | 1.5758 | 1.5404 | 1.5058 | 1.4719 | 1.4388 | 1.4065 | 1.3749 | 1.344 | 1.3137 | 1.2842 | 1.2553 | 1.2271 | 1.1995 | 1.1725 | 1.1462 | 1.1204 | 1.0952 | 1.0706 | 1.0465 | 1.023 | 1 | 0 | 0 | 0 | 0 | 0 | 0 | 0 | 0 | 0 | 0 | 0 | 0 | 0 | 0 | 0 | 0 | 0
[7 empty] | O&M | 28 | 33 | 2.1179 | 2.0702 | 2.0237 | 1.9782 | 1.9337 | 1.8902 | 1.8477 | 1.8062 | 1.7656 | 1.7259 | 1.6871 | 1.6492 | 1.6121 | 1.5758 | 1.5404 | 1.5058 | 1.4719 | 1.4388 | 1.4065 | 1.3749 | 1.344 | 1.3137 | 1.2842 | 1.2553 | 1.2271 | 1.1995 | 1.1725 | 1.1462 | 1.1204 | 1.0952 | 1.0706 | 1.0465 | 1.023 | 1 | 0 | 0 | 0 | 0 | 0 | 0 | 0 | 0 | 0 | 0 | 0 | 0 | 0 | 0 | 0 | 0
[7 empty] | O&M | 28 | 34 | 2.1666 | 2.1179 | 2.0702 | 2.0237 | 1.9782 | 1.9337 | 1.8902 | 1.8477 | 1.8062 | 1.7656 | 1.7259 | 1.6871 | 1.6492 | 1.6121 | 1.5758 | 1.5404 | 1.5058 | 1.4719 | 1.4388 | 1.4065 | 1.3749 | 1.344 | 1.3137 | 1.2842 | 1.2553 | 1.2271 | 1.1995 | 1.1725 | 1.1462 | 1.1204 | 1.0952 | 1.0706 | 1.0465 | 1.023 | 1 | 0 | 0 | 0 | 0 | 0 | 0 | 0 | 0 | 0 | 0 | 0 | 0 | 0 | 0 | 0
[7 empty] | O&M | 28 | 35 | 2.2164 | 2.1666 | 2.1179 | 2.0702 | 2.0237 | 1.9782 | 1.9337 | 1.8902 | 1.8477 | 1.8062 | 1.7656 | 1.7259 | 1.6871 | 1.6492 | 1.6121 | 1.5758 | 1.5404 | 1.5058 | 1.4719 | 1.4388 | 1.4065 | 1.3749 | 1.344 | 1.3137 | 1.2842 | 1.2553 | 1.2271 | 1.1995 | 1.1725 | 1.1462 | 1.1204 | 1.0952 | 1.0706 | 1.0465 | 1.023 | 1 | 0 | 0 | 0 | 0 | 0 | 0 | 0 | 0 | 0 | 0 | 0 | 0 | 0 | 0
[7 empty] | O&M | 28 | 36 | 2.2674 | 2.2164 | 2.1666 | 2.1179 | 2.0702 | 2.0237 | 1.9782 | 1.9337 | 1.8902 | 1.8477 | 1.8062 | 1.7656 | 1.7259 | 1.6871 | 1.6492 | 1.6121 | 1.5758 | 1.5404 | 1.5058 | 1.4719 | 1.4388 | 1.4065 | 1.3749 | 1.344 | 1.3137 | 1.2842 | 1.2553 | 1.2271 | 1.1995 | 1.1725 | 1.1462 | 1.1204 | 1.0952 | 1.0706 | 1.0465 | 1.023 | 1 | 0 | 0 | 0 | 0 | 0 | 0 | 0 | 0 | 0 | 0 | 0 | 0 | 0
[7 empty] | O&M | 28 | 37 | 2.3195 | 2.2674 | 2.2164 | 2.1666 | 2.1179 | 2.0702 | 2.0237 | 1.9782 | 1.9337 | 1.8902 | 1.8477 | 1.8062 | 1.7656 | 1.7259 | 1.6871 | 1.6492 | 1.6121 | 1.5758 | 1.5404 | 1.5058 | 1.4719 | 1.4388 | 1.4065 | 1.3749 | 1.344 | 1.3137 | 1.2842 | 1.2553 | 1.2271 | 1.1995 | 1.1725 | 1.1462 | 1.1204 | 1.0952 | 1.0706 | 1.0465 | 1.023 | 1 | 0 | 0 | 0 | 0 | 0 | 0 | 0 | 0 | 0 | 0 | 0 | 0
[7 empty] | O&M | 28 | 38 | 2.3729 | 2.3195 | 2.2674 | 2.2164 | 2.1666 | 2.1179 | 2.0702 | 2.0237 | 1.9782 | 1.9337 | 1.8902 | 1.8477 | 1.8062 | 1.7656 | 1.7259 | 1.6871 | 1.6492 | 1.6121 | 1.5758 | 1.5404 | 1.5058 | 1.4719 | 1.4388 | 1.4065 | 1.3749 | 1.344 | 1.3137 | 1.2842 | 1.2553 | 1.2271 | 1.1995 | 1.1725 | 1.1462 | 1.1204 | 1.0952 | 1.0706 | 1.0465 | 1.023 | 1 | 0 | 0 | 0 | 0 | 0 | 0 | 0 | 0 | 0 | 0 | 0
[7 empty] | O&M | 28 | 39 | 2.4274 | 2.3729 | 2.3195 | 2.2674 | 2.2164 | 2.1666 | 2.1179 | 2.0702 | 2.0237 | 1.9782 | 1.9337 | 1.8902 | 1.8477 | 1.8062 | 1.7656 | 1.7259 | 1.6871 | 1.6492 | 1.6121 | 1.5758 | 1.5404 | 1.5058 | 1.4719 | 1.4388 | 1.4065 | 1.3749 | 1.344 | 1.3137 | 1.2842 | 1.2553 | 1.2271 | 1.1995 | 1.1725 | 1.1462 | 1.1204 | 1.0952 | 1.0706 | 1.0465 | 1.023 | 1 | 0 | 0 | 0 | 0 | 0 | 0 | 0 | 0 | 0 | 0
[7 empty] | O&M | 28 | 40 | 2.4833 | 2.4274 | 2.3729 | 2.3195 | 2.2674 | 2.2164 | 2.1666 | 2.1179 | 2.0702 | 2.0237 | 1.9782 | 1.9337 | 1.8902 | 1.8477 | 1.8062 | 1.7656 | 1.7259 | 1.6871 | 1.6492 | 1.6121 | 1.5758 | 1.5404 | 1.5058 | 1.4719 | 1.4388 | 1.4065 | 1.3749 | 1.344 | 1.3137 | 1.2842 | 1.2553 | 1.2271 | 1.1995 | 1.1725 | 1.1462 | 1.1204 | 1.0952 | 1.0706 | 1.0465 | 1.023 | 1 | 0 | 0 | 0 | 0 | 0 | 0 | 0 | 0 | 0
[7 empty] | O&M | 28 | 41 | 2.5404 | 2.4833 | 2.4274 | 2.3729 | 2.3195 | 2.2674 | 2.2164 | 2.1666 | 2.1179 | 2.0702 | 2.0237 | 1.9782 | 1.9337 | 1.8902 | 1.8477 | 1.8062 | 1.7656 | 1.7259 | 1.6871 | 1.6492 | 1.6121 | 1.5758 | 1.5404 | 1.5058 | 1.4719 | 1.4388 | 1.4065 | 1.3749 | 1.344 | 1.3137 | 1.2842 | 1.2553 | 1.2271 | 1.1995 | 1.1725 | 1.1462 | 1.1204 | 1.0952 | 1.0706 | 1.0465 | 1.023 | 1 | 0 | 0 | 0 | 0 | 0 | 0 | 0 | 0
[7 empty] | O&M | 28 | 42 | 2.5988 | 2.5404 | 2.4833 | 2.4274 | 2.3729 | 2.3195 | 2.2674 | 2.2164 | 2.1666 | 2.1179 | 2.0702 | 2.0237 | 1.9782 | 1.9337 | 1.8902 | 1.8477 | 1.8062 | 1.7656 | 1.7259 | 1.6871 | 1.6492 | 1.6121 | 1.5758 | 1.5404 | 1.5058 | 1.4719 | 1.4388 | 1.4065 | 1.3749 | 1.344 | 1.3137 | 1.2842 | 1.2553 | 1.2271 | 1.1995 | 1.1725 | 1.1462 | 1.1204 | 1.0952 | 1.0706 | 1.0465 | 1.023 | 1 | 0 | 0 | 0 | 0 | 0 | 0 | 0
[7 empty] | O&M | 28 | 43 | 2.6586 | 2.5988 | 2.5404 | 2.4833 | 2.4274 | 2.3729 | 2.3195 | 2.2674 | 2.2164 | 2.1666 | 2.1179 | 2.0702 | 2.0237 | 1.9782 | 1.9337 | 1.8902 | 1.8477 | 1.8062 | 1.7656 | 1.7259 | 1.6871 | 1.6492 | 1.6121 | 1.5758 | 1.5404 | 1.5058 | 1.4719 | 1.4388 | 1.4065 | 1.3749 | 1.344 | 1.3137 | 1.2842 | 1.2553 | 1.2271 | 1.1995 | 1.1725 | 1.1462 | 1.1204 | 1.0952 | 1.0706 | 1.0465 | 1.023 | 1 | 0 | 0 | 0 | 0 | 0 | 0
[7 empty] | O&M | 28 | 44 | 2.7197 | 2.6586 | 2.5988 | 2.5404 | 2.4833 | 2.4274 | 2.3729 | 2.3195 | 2.2674 | 2.2164 | 2.1666 | 2.1179 | 2.0702 | 2.0237 | 1.9782 | 1.9337 | 1.8902 | 1.8477 | 1.8062 | 1.7656 | 1.7259 | 1.6871 | 1.6492 | 1.6121 | 1.5758 | 1.5404 | 1.5058 | 1.4719 | 1.4388 | 1.4065 | 1.3749 | 1.344 | 1.3137 | 1.2842 | 1.2553 | 1.2271 | 1.1995 | 1.1725 | 1.1462 | 1.1204 | 1.0952 | 1.0706 | 1.0465 | 1.023 | 1 | 0 | 0 | 0 | 0 | 0
[7 empty] | O&M | 28 | 45 | 2.7823 | 2.7197 | 2.6586 | 2.5988 | 2.5404 | 2.4833 | 2.4274 | 2.3729 | 2.3195 | 2.2674 | 2.2164 | 2.1666 | 2.1179 | 2.0702 | 2.0237 | 1.9782 | 1.9337 | 1.8902 | 1.8477 | 1.8062 | 1.7656 | 1.7259 | 1.6871 | 1.6492 | 1.6121 | 1.5758 | 1.5404 | 1.5058 | 1.4719 | 1.4388 | 1.4065 | 1.3749 | 1.344 | 1.3137 | 1.2842 | 1.2553 | 1.2271 | 1.1995 | 1.1725 | 1.1462 | 1.1204 | 1.0952 | 1.0706 | 1.0465 | 1.023 | 1 | 0 | 0 | 0 | 0
[7 empty] | O&M | 28 | 46 | 2.8463 | 2.7823 | 2.7197 | 2.6586 | 2.5988 | 2.5404 | 2.4833 | 2.4274 | 2.3729 | 2.3195 | 2.2674 | 2.2164 | 2.1666 | 2.1179 | 2.0702 | 2.0237 | 1.9782 | 1.9337 | 1.8902 | 1.8477 | 1.8062 | 1.7656 | 1.7259 | 1.6871 | 1.6492 | 1.6121 | 1.5758 | 1.5404 | 1.5058 | 1.4719 | 1.4388 | 1.4065 | 1.3749 | 1.344 | 1.3137 | 1.2842 | 1.2553 | 1.2271 | 1.1995 | 1.1725 | 1.1462 | 1.1204 | 1.0952 | 1.0706 | 1.0465 | 1.023 | 1 | 0 | 0 | 0
[7 empty] | O&M | 28 | 47 | 2.9118 | 2.8463 | 2.7823 | 2.7197 | 2.6586 | 2.5988 | 2.5404 | 2.4833 | 2.4274 | 2.3729 | 2.3195 | 2.2674 | 2.2164 | 2.1666 | 2.1179 | 2.0702 | 2.0237 | 1.9782 | 1.9337 | 1.8902 | 1.8477 | 1.8062 | 1.7656 | 1.7259 | 1.6871 | 1.6492 | 1.6121 | 1.5758 | 1.5404 | 1.5058 | 1.4719 | 1.4388 | 1.4065 | 1.3749 | 1.344 | 1.3137 | 1.2842 | 1.2553 | 1.2271 | 1.1995 | 1.1725 | 1.1462 | 1.1204 | 1.0952 | 1.0706 | 1.0465 | 1.023 | 1 | 0 | 0
[7 empty] | O&M | 28 | 48 | 2.9787 | 2.9118 | 2.8463 | 2.7823 | 2.7197 | 2.6586 | 2.5988 | 2.5404 | 2.4833 | 2.4274 | 2.3729 | 2.3195 | 2.2674 | 2.2164 | 2.1666 | 2.1179 | 2.0702 | 2.0237 | 1.9782 | 1.9337 | 1.8902 | 1.8477 | 1.8062 | 1.7656 | 1.7259 | 1.6871 | 1.6492 | 1.6121 | 1.5758 | 1.5404 | 1.5058 | 1.4719 | 1.4388 | 1.4065 | 1.3749 | 1.344 | 1.3137 | 1.2842 | 1.2553 | 1.2271 | 1.1995 | 1.1725 | 1.1462 | 1.1204 | 1.0952 | 1.0706 | 1.0465 | 1.023 | 1 | 0
[7 empty] | O&M | 28 | 49 | 3.0472 | 2.9787 | 2.9118 | 2.8463 | 2.7823 | 2.7197 | 2.6586 | 2.5988 | 2.5404 | 2.4833 | 2.4274 | 2.3729 | 2.3195 | 2.2674 | 2.2164 | 2.1666 | 2.1179 | 2.0702 | 2.0237 | 1.9782 | 1.9337 | 1.8902 | 1.8477 | 1.8062 | 1.7656 | 1.7259 | 1.6871 | 1.6492 | 1.6121 | 1.5758 | 1.5404 | 1.5058 | 1.4719 | 1.4388 | 1.4065 | 1.3749 | 1.344 | 1.3137 | 1.2842 | 1.2553 | 1.2271 | 1.1995 | 1.1725 | 1.1462 | 1.1204 | 1.0952 | 1.0706 | 1.0465 | 1.023 | 1
[7 empty] | Capital | 29 | 0 | 1 | 0 | 0 | 0 | 0 | 0 | 0 | 0 | 0 | 0 | 0 | 0 | 0 | 0 | 0 | 0 | 0 | 0 | 0 | 0 | 0 | 0 | 0 | 0 | 0 | 0 | 0 | 0 | 0 | 0 | 0 | 0 | 0 | 0 | 0 | 0 | 0 | 0 | 0 | 0 | 0 | 0 | 0 | 0 | 0 | 0 | 0 | 0 | 0 | 0
[7 empty] | Capital | 29 | 1 | 1.023 | 1 | 0 | 0 | 0 | 0 | 0 | 0 | 0 | 0 | 0 | 0 | 0 | 0 | 0 | 0 | 0 | 0 | 0 | 0 | 0 | 0 | 0 | 0 | 0 | 0 | 0 | 0 | 0 | 0 | 0 | 0 | 0 | 0 | 0 | 0 | 0 | 0 | 0 | 0 | 0 | 0 | 0 | 0 | 0 | 0 | 0 | 0 | 0 | 0
[7 empty] | Capital | 29 | 2 | 1.0465 | 1.023 | 1 | 0 | 0 | 0 | 0 | 0 | 0 | 0 | 0 | 0 | 0 | 0 | 0 | 0 | 0 | 0 | 0 | 0 | 0 | 0 | 0 | 0 | 0 | 0 | 0 | 0 | 0 | 0 | 0 | 0 | 0 | 0 | 0 | 0 | 0 | 0 | 0 | 0 | 0 | 0 | 0 | 0 | 0 | 0 | 0 | 0 | 0 | 0
[7 empty] | Capital | 29 | 3 | 1.0706 | 1.0465 | 1.023 | 1 | 0 | 0 | 0 | 0 | 0 | 0 | 0 | 0 | 0 | 0 | 0 | 0 | 0 | 0 | 0 | 0 | 0 | 0 | 0 | 0 | 0 | 0 | 0 | 0 | 0 | 0 | 0 | 0 | 0 | 0 | 0 | 0 | 0 | 0 | 0 | 0 | 0 | 0 | 0 | 0 | 0 | 0 | 0 | 0 | 0 | 0
[7 empty] | Capital | 29 | 4 | 1.0952 | 1.0706 | 1.0465 | 1.023 | 1 | 0 | 0 | 0 | 0 | 0 | 0 | 0 | 0 | 0 | 0 | 0 | 0 | 0 | 0 | 0 | 0 | 0 | 0 | 0 | 0 | 0 | 0 | 0 | 0 | 0 | 0 | 0 | 0 | 0 | 0 | 0 | 0 | 0 | 0 | 0 | 0 | 0 | 0 | 0 | 0 | 0 | 0 | 0 | 0 | 0
[7 empty] | Capital | 29 | 5 | 1.1204 | 1.0952 | 1.0706 | 1.0465 | 1.023 | 1 | 0 | 0 | 0 | 0 | 0 | 0 | 0 | 0 | 0 | 0 | 0 | 0 | 0 | 0 | 0 | 0 | 0 | 0 | 0 | 0 | 0 | 0 | 0 | 0 | 0 | 0 | 0 | 0 | 0 | 0 | 0 | 0 | 0 | 0 | 0 | 0 | 0 | 0 | 0 | 0 | 0 | 0 | 0 | 0
[7 empty] | Capital | 29 | 6 | 1.1462 | 1.1204 | 1.0952 | 1.0706 | 1.0465 | 1.023 | 1 | 0 | 0 | 0 | 0 | 0 | 0 | 0 | 0 | 0 | 0 | 0 | 0 | 0 | 0 | 0 | 0 | 0 | 0 | 0 | 0 | 0 | 0 | 0 | 0 | 0 | 0 | 0 | 0 | 0 | 0 | 0 | 0 | 0 | 0 | 0 | 0 | 0 | 0 | 0 | 0 | 0 | 0 | 0
[7 empty] | Capital | 29 | 7 | 1.1725 | 1.1462 | 1.1204 | 1.0952 | 1.0706 | 1.0465 | 1.023 | 1 | 0 | 0 | 0 | 0 | 0 | 0 | 0 | 0 | 0 | 0 | 0 | 0 | 0 | 0 | 0 | 0 | 0 | 0 | 0 | 0 | 0 | 0 | 0 | 0 | 0 | 0 | 0 | 0 | 0 | 0 | 0 | 0 | 0 | 0 | 0 | 0 | 0 | 0 | 0 | 0 | 0 | 0
[7 empty] | Capital | 29 | 8 | 1.1995 | 1.1725 | 1.1462 | 1.1204 | 1.0952 | 1.0706 | 1.0465 | 1.023 | 1 | 0 | 0 | 0 | 0 | 0 | 0 | 0 | 0 | 0 | 0 | 0 | 0 | 0 | 0 | 0 | 0 | 0 | 0 | 0 | 0 | 0 | 0 | 0 | 0 | 0 | 0 | 0 | 0 | 0 | 0 | 0 | 0 | 0 | 0 | 0 | 0 | 0 | 0 | 0 | 0 | 0
[7 empty] | Capital | 29 | 9 | 1.2271 | 1.1995 | 1.1725 | 1.1462 | 1.1204 | 1.0952 | 1.0706 | 1.0465 | 1.023 | 1 | 0 | 0 | 0 | 0 | 0 | 0 | 0 | 0 | 0 | 0 | 0 | 0 | 0 | 0 | 0 | 0 | 0 | 0 | 0 | 0 | 0 | 0 | 0 | 0 | 0 | 0 | 0 | 0 | 0 | 0 | 0 | 0 | 0 | 0 | 0 | 0 | 0 | 0 | 0 | 0
[7 empty] | Capital | 29 | 10 | 1.2553 | 1.2271 | 1.1995 | 1.1725 | 1.1462 | 1.1204 | 1.0952 | 1.0706 | 1.0465 | 1.023 | 1 | 0 | 0 | 0 | 0 | 0 | 0 | 0 | 0 | 0 | 0 | 0 | 0 | 0 | 0 | 0 | 0 | 0 | 0 | 0 | 0 | 0 | 0 | 0 | 0 | 0 | 0 | 0 | 0 | 0 | 0 | 0 | 0 | 0 | 0 | 0 | 0 | 0 | 0 | 0
[7 empty] | Capital | 29 | 11 | 1.2842 | 1.2553 | 1.2271 | 1.1995 | 1.1725 | 1.1462 | 1.1204 | 1.0952 | 1.0706 | 1.0465 | 1.023 | 1 | 0 | 0 | 0 | 0 | 0 | 0 | 0 | 0 | 0 | 0 | 0 | 0 | 0 | 0 | 0 | 0 | 0 | 0 | 0 | 0 | 0 | 0 | 0 | 0 | 0 | 0 | 0 | 0 | 0 | 0 | 0 | 0 | 0 | 0 | 0 | 0 | 0 | 0
[7 empty] | Capital | 29 | 12 | 1.3137 | 1.2842 | 1.2553 | 1.2271 | 1.1995 | 1.1725 | 1.1462 | 1.1204 | 1.0952 | 1.0706 | 1.0465 | 1.023 | 1 | 0 | 0 | 0 | 0 | 0 | 0 | 0 | 0 | 0 | 0 | 0 | 0 | 0 | 0 | 0 | 0 | 0 | 0 | 0 | 0 | 0 | 0 | 0 | 0 | 0 | 0 | 0 | 0 | 0 | 0 | 0 | 0 | 0 | 0 | 0 | 0 | 0
[7 empty] | Capital | 29 | 13 | 1.344 | 1.3137 | 1.2842 | 1.2553 | 1.2271 | 1.1995 | 1.1725 | 1.1462 | 1.1204 | 1.0952 | 1.0706 | 1.0465 | 1.023 | 1 | 0 | 0 | 0 | 0 | 0 | 0 | 0 | 0 | 0 | 0 | 0 | 0 | 0 | 0 | 0 | 0 | 0 | 0 | 0 | 0 | 0 | 0 | 0 | 0 | 0 | 0 | 0 | 0 | 0 | 0 | 0 | 0 | 0 | 0 | 0 | 0
[7 empty] | Capital | 29 | 14 | 1.3749 | 1.344 | 1.3137 | 1.2842 | 1.2553 | 1.2271 | 1.1995 | 1.1725 | 1.1462 | 1.1204 | 1.0952 | 1.0706 | 1.0465 | 1.023 | 1 | 0 | 0 | 0 | 0 | 0 | 0 | 0 | 0 | 0 | 0 | 0 | 0 | 0 | 0 | 0 | 0 | 0 | 0 | 0 | 0 | 0 | 0 | 0 | 0 | 0 | 0 | 0 | 0 | 0 | 0 | 0 | 0 | 0 | 0 | 0
[7 empty] | Capital | 29 | 15 | 1.4065 | 1.3749 | 1.344 | 1.3137 | 1.2842 | 1.2553 | 1.2271 | 1.1995 | 1.1725 | 1.1462 | 1.1204 | 1.0952 | 1.0706 | 1.0465 | 1.023 | 1 | 0 | 0 | 0 | 0 | 0 | 0 | 0 | 0 | 0 | 0 | 0 | 0 | 0 | 0 | 0 | 0 | 0 | 0 | 0 | 0 | 0 | 0 | 0 | 0 | 0 | 0 | 0 | 0 | 0 | 0 | 0 | 0 | 0 | 0
[7 empty] | Capital | 29 | 16 | 1.4388 | 1.4065 | 1.3749 | 1.344 | 1.3137 | 1.2842 | 1.2553 | 1.2271 | 1.1995 | 1.1725 | 1.1462 | 1.1204 | 1.0952 | 1.0706 | 1.0465 | 1.023 | 1 | 0 | 0 | 0 | 0 | 0 | 0 | 0 | 0 | 0 | 0 | 0 | 0 | 0 | 0 | 0 | 0 | 0 | 0 | 0 | 0 | 0 | 0 | 0 | 0 | 0 | 0 | 0 | 0 | 0 | 0 | 0 | 0 | 0
[7 empty] | Capital | 29 | 17 | 1.4719 | 1.4388 | 1.4065 | 1.3749 | 1.344 | 1.3137 | 1.2842 | 1.2553 | 1.2271 | 1.1995 | 1.1725 | 1.1462 | 1.1204 | 1.0952 | 1.0706 | 1.0465 | 1.023 | 1 | 0 | 0 | 0 | 0 | 0 | 0 | 0 | 0 | 0 | 0 | 0 | 0 | 0 | 0 | 0 | 0 | 0 | 0 | 0 | 0 | 0 | 0 | 0 | 0 | 0 | 0 | 0 | 0 | 0 | 0 | 0 | 0
[7 empty] | Capital | 29 | 18 | 1.5058 | 1.4719 | 1.4388 | 1.4065 | 1.3749 | 1.344 | 1.3137 | 1.2842 | 1.2553 | 1.2271 | 1.1995 | 1.1725 | 1.1462 | 1.1204 | 1.0952 | 1.0706 | 1.0465 | 1.023 | 1 | 0 | 0 | 0 | 0 | 0 | 0 | 0 | 0 | 0 | 0 | 0 | 0 | 0 | 0 | 0 | 0 | 0 | 0 | 0 | 0 | 0 | 0 | 0 | 0 | 0 | 0 | 0 | 0 | 0 | 0 | 0
[7 empty] | Capital | 29 | 19 | 1.5404 | 1.5058 | 1.4719 | 1.4388 | 1.4065 | 1.3749 | 1.344 | 1.3137 | 1.2842 | 1.2553 | 1.2271 | 1.1995 | 1.1725 | 1.1462 | 1.1204 | 1.0952 | 1.0706 | 1.0465 | 1.023 | 1 | 0 | 0 | 0 | 0 | 0 | 0 | 0 | 0 | 0 | 0 | 0 | 0 | 0 | 0 | 0 | 0 | 0 | 0 | 0 | 0 | 0 | 0 | 0 | 0 | 0 | 0 | 0 | 0 | 0 | 0
[7 empty] | Capital | 29 | 20 | 1.5758 | 1.5404 | 1.5058 | 1.4719 | 1.4388 | 1.4065 | 1.3749 | 1.344 | 1.3137 | 1.2842 | 1.2553 | 1.2271 | 1.1995 | 1.1725 | 1.1462 | 1.1204 | 1.0952 | 1.0706 | 1.0465 | 1.023 | 1 | 0 | 0 | 0 | 0 | 0 | 0 | 0 | 0 | 0 | 0 | 0 | 0 | 0 | 0 | 0 | 0 | 0 | 0 | 0 | 0 | 0 | 0 | 0 | 0 | 0 | 0 | 0 | 0 | 0
[7 empty] | Capital | 29 | 21 | 1.6121 | 1.5758 | 1.5404 | 1.5058 | 1.4719 | 1.4388 | 1.4065 | 1.3749 | 1.344 | 1.3137 | 1.2842 | 1.2553 | 1.2271 | 1.1995 | 1.1725 | 1.1462 | 1.1204 | 1.0952 | 1.0706 | 1.0465 | 1.023 | 1 | 0 | 0 | 0 | 0 | 0 | 0 | 0 | 0 | 0 | 0 | 0 | 0 | 0 | 0 | 0 | 0 | 0 | 0 | 0 | 0 | 0 | 0 | 0 | 0 | 0 | 0 | 0 | 0
[7 empty] | Capital | 29 | 22 | 1.6492 | 1.6121 | 1.5758 | 1.5404 | 1.5058 | 1.4719 | 1.4388 | 1.4065 | 1.3749 | 1.344 | 1.3137 | 1.2842 | 1.2553 | 1.2271 | 1.1995 | 1.1725 | 1.1462 | 1.1204 | 1.0952 | 1.0706 | 1.0465 | 1.023 | 1 | 0 | 0 | 0 | 0 | 0 | 0 | 0 | 0 | 0 | 0 | 0 | 0 | 0 | 0 | 0 | 0 | 0 | 0 | 0 | 0 | 0 | 0 | 0 | 0 | 0 | 0 | 0
[7 empty] | Capital | 29 | 23 | 1.6871 | 1.6492 | 1.6121 | 1.5758 | 1.5404 | 1.5058 | 1.4719 | 1.4388 | 1.4065 | 1.3749 | 1.344 | 1.3137 | 1.2842 | 1.2553 | 1.2271 | 1.1995 | 1.1725 | 1.1462 | 1.1204 | 1.0952 | 1.0706 | 1.0465 | 1.023 | 1 | 0 | 0 | 0 | 0 | 0 | 0 | 0 | 0 | 0 | 0 | 0 | 0 | 0 | 0 | 0 | 0 | 0 | 0 | 0 | 0 | 0 | 0 | 0 | 0 | 0 | 0
[7 empty] | Capital | 29 | 24 | 1.7259 | 1.6871 | 1.6492 | 1.6121 | 1.5758 | 1.5404 | 1.5058 | 1.4719 | 1.4388 | 1.4065 | 1.3749 | 1.344 | 1.3137 | 1.2842 | 1.2553 | 1.2271 | 1.1995 | 1.1725 | 1.1462 | 1.1204 | 1.0952 | 1.0706 | 1.0465 | 1.023 | 1 | 0 | 0 | 0 | 0 | 0 | 0 | 0 | 0 | 0 | 0 | 0 | 0 | 0 | 0 | 0 | 0 | 0 | 0 | 0 | 0 | 0 | 0 | 0 | 0 | 0
[7 empty] | Capital | 29 | 25 | 1.7656 | 1.7259 | 1.6871 | 1.6492 | 1.6121 | 1.5758 | 1.5404 | 1.5058 | 1.4719 | 1.4388 | 1.4065 | 1.3749 | 1.344 | 1.3137 | 1.2842 | 1.2553 | 1.2271 | 1.1995 | 1.1725 | 1.1462 | 1.1204 | 1.0952 | 1.0706 | 1.0465 | 1.023 | 1 | 0 | 0 | 0 | 0 | 0 | 0 | 0 | 0 | 0 | 0 | 0 | 0 | 0 | 0 | 0 | 0 | 0 | 0 | 0 | 0 | 0 | 0 | 0 | 0
[7 empty] | Capital | 29 | 26 | 1.8062 | 1.7656 | 1.7259 | 1.6871 | 1.6492 | 1.6121 | 1.5758 | 1.5404 | 1.5058 | 1.4719 | 1.4388 | 1.4065 | 1.3749 | 1.344 | 1.3137 | 1.2842 | 1.2553 | 1.2271 | 1.1995 | 1.1725 | 1.1462 | 1.1204 | 1.0952 | 1.0706 | 1.0465 | 1.023 | 1 | 0 | 0 | 0 | 0 | 0 | 0 | 0 | 0 | 0 | 0 | 0 | 0 | 0 | 0 | 0 | 0 | 0 | 0 | 0 | 0 | 0 | 0 | 0
[7 empty] | Capital | 29 | 27 | 1.8477 | 1.8062 | 1.7656 | 1.7259 | 1.6871 | 1.6492 | 1.6121 | 1.5758 | 1.5404 | 1.5058 | 1.4719 | 1.4388 | 1.4065 | 1.3749 | 1.344 | 1.3137 | 1.2842 | 1.2553 | 1.2271 | 1.1995 | 1.1725 | 1.1462 | 1.1204 | 1.0952 | 1.0706 | 1.0465 | 1.023 | 1 | 0 | 0 | 0 | 0 | 0 | 0 | 0 | 0 | 0 | 0 | 0 | 0 | 0 | 0 | 0 | 0 | 0 | 0 | 0 | 0 | 0 | 0
[7 empty] | Capital | 29 | 28 | 1.8902 | 1.8477 | 1.8062 | 1.7656 | 1.7259 | 1.6871 | 1.6492 | 1.6121 | 1.5758 | 1.5404 | 1.5058 | 1.4719 | 1.4388 | 1.4065 | 1.3749 | 1.344 | 1.3137 | 1.2842 | 1.2553 | 1.2271 | 1.1995 | 1.1725 | 1.1462 | 1.1204 | 1.0952 | 1.0706 | 1.0465 | 1.023 | 1 | 0 | 0 | 0 | 0 | 0 | 0 | 0 | 0 | 0 | 0 | 0 | 0 | 0 | 0 | 0 | 0 | 0 | 0 | 0 | 0 | 0
[7 empty] | Capital | 29 | 29 | 1.9337 | 1.8902 | 1.8477 | 1.8062 | 1.7656 | 1.7259 | 1.6871 | 1.6492 | 1.6121 | 1.5758 | 1.5404 | 1.5058 | 1.4719 | 1.4388 | 1.4065 | 1.3749 | 1.344 | 1.3137 | 1.2842 | 1.2553 | 1.2271 | 1.1995 | 1.1725 | 1.1462 | 1.1204 | 1.0952 | 1.0706 | 1.0465 | 1.023 | 1 | 0 | 0 | 0 | 0 | 0 | 0 | 0 | 0 | 0 | 0 | 0 | 0 | 0 | 0 | 0 | 0 | 0 | 0 | 0 | 0
[7 empty] | Capital | 29 | 30 | 1.9782 | 1.9337 | 1.8902 | 1.8477 | 1.8062 | 1.7656 | 1.7259 | 1.6871 | 1.6492 | 1.6121 | 1.5758 | 1.5404 | 1.5058 | 1.4719 | 1.4388 | 1.4065 | 1.3749 | 1.344 | 1.3137 | 1.2842 | 1.2553 | 1.2271 | 1.1995 | 1.1725 | 1.1462 | 1.1204 | 1.0952 | 1.0706 | 1.0465 | 1.023 | 1 | 0 | 0 | 0 | 0 | 0 | 0 | 0 | 0 | 0 | 0 | 0 | 0 | 0 | 0 | 0 | 0 | 0 | 0 | 0
[7 empty] | Capital | 29 | 31 | 2.0237 | 1.9782 | 1.9337 | 1.8902 | 1.8477 | 1.8062 | 1.7656 | 1.7259 | 1.6871 | 1.6492 | 1.6121 | 1.5758 | 1.5404 | 1.5058 | 1.4719 | 1.4388 | 1.4065 | 1.3749 | 1.344 | 1.3137 | 1.2842 | 1.2553 | 1.2271 | 1.1995 | 1.1725 | 1.1462 | 1.1204 | 1.0952 | 1.0706 | 1.0465 | 1.023 | 1 | 0 | 0 | 0 | 0 | 0 | 0 | 0 | 0 | 0 | 0 | 0 | 0 | 0 | 0 | 0 | 0 | 0 | 0
[7 empty] | Capital | 29 | 32 | 2.0702 | 2.0237 | 1.9782 | 1.9337 | 1.8902 | 1.8477 | 1.8062 | 1.7656 | 1.7259 | 1.6871 | 1.6492 | 1.6121 | 1.5758 | 1.5404 | 1.5058 | 1.4719 | 1.4388 | 1.4065 | 1.3749 | 1.344 | 1.3137 | 1.2842 | 1.2553 | 1.2271 | 1.1995 | 1.1725 | 1.1462 | 1.1204 | 1.0952 | 1.0706 | 1.0465 | 1.023 | 1 | 0 | 0 | 0 | 0 | 0 | 0 | 0 | 0 | 0 | 0 | 0 | 0 | 0 | 0 | 0 | 0 | 0
[7 empty] | Capital | 29 | 33 | 2.1179 | 2.0702 | 2.0237 | 1.9782 | 1.9337 | 1.8902 | 1.8477 | 1.8062 | 1.7656 | 1.7259 | 1.6871 | 1.6492 | 1.6121 | 1.5758 | 1.5404 | 1.5058 | 1.4719 | 1.4388 | 1.4065 | 1.3749 | 1.344 | 1.3137 | 1.2842 | 1.2553 | 1.2271 | 1.1995 | 1.1725 | 1.1462 | 1.1204 | 1.0952 | 1.0706 | 1.0465 | 1.023 | 1 | 0 | 0 | 0 | 0 | 0 | 0 | 0 | 0 | 0 | 0 | 0 | 0 | 0 | 0 | 0 | 0
[7 empty] | Capital | 29 | 34 | 2.1666 | 2.1179 | 2.0702 | 2.0237 | 1.9782 | 1.9337 | 1.8902 | 1.8477 | 1.8062 | 1.7656 | 1.7259 | 1.6871 | 1.6492 | 1.6121 | 1.5758 | 1.5404 | 1.5058 | 1.4719 | 1.4388 | 1.4065 | 1.3749 | 1.344 | 1.3137 | 1.2842 | 1.2553 | 1.2271 | 1.1995 | 1.1725 | 1.1462 | 1.1204 | 1.0952 | 1.0706 | 1.0465 | 1.023 | 1 | 0 | 0 | 0 | 0 | 0 | 0 | 0 | 0 | 0 | 0 | 0 | 0 | 0 | 0 | 0
[7 empty] | Capital | 29 | 35 | 2.2164 | 2.1666 | 2.1179 | 2.0702 | 2.0237 | 1.9782 | 1.9337 | 1.8902 | 1.8477 | 1.8062 | 1.7656 | 1.7259 | 1.6871 | 1.6492 | 1.6121 | 1.5758 | 1.5404 | 1.5058 | 1.4719 | 1.4388 | 1.4065 | 1.3749 | 1.344 | 1.3137 | 1.2842 | 1.2553 | 1.2271 | 1.1995 | 1.1725 | 1.1462 | 1.1204 | 1.0952 | 1.0706 | 1.0465 | 1.023 | 1 | 0 | 0 | 0 | 0 | 0 | 0 | 0 | 0 | 0 | 0 | 0 | 0 | 0 | 0
[7 empty] | Capital | 29 | 36 | 2.2674 | 2.2164 | 2.1666 | 2.1179 | 2.0702 | 2.0237 | 1.9782 | 1.9337 | 1.8902 | 1.8477 | 1.8062 | 1.7656 | 1.7259 | 1.6871 | 1.6492 | 1.6121 | 1.5758 | 1.5404 | 1.5058 | 1.4719 | 1.4388 | 1.4065 | 1.3749 | 1.344 | 1.3137 | 1.2842 | 1.2553 | 1.2271 | 1.1995 | 1.1725 | 1.1462 | 1.1204 | 1.0952 | 1.0706 | 1.0465 | 1.023 | 1 | 0 | 0 | 0 | 0 | 0 | 0 | 0 | 0 | 0 | 0 | 0 | 0 | 0
[7 empty] | Capital | 29 | 37 | 2.3195 | 2.2674 | 2.2164 | 2.1666 | 2.1179 | 2.0702 | 2.0237 | 1.9782 | 1.9337 | 1.8902 | 1.8477 | 1.8062 | 1.7656 | 1.7259 | 1.6871 | 1.6492 | 1.6121 | 1.5758 | 1.5404 | 1.5058 | 1.4719 | 1.4388 | 1.4065 | 1.3749 | 1.344 | 1.3137 | 1.2842 | 1.2553 | 1.2271 | 1.1995 | 1.1725 | 1.1462 | 1.1204 | 1.0952 | 1.0706 | 1.0465 | 1.023 | 1 | 0 | 0 | 0 | 0 | 0 | 0 | 0 | 0 | 0 | 0 | 0 | 0
[7 empty] | Capital | 29 | 38 | 2.3729 | 2.3195 | 2.2674 | 2.2164 | 2.1666 | 2.1179 | 2.0702 | 2.0237 | 1.9782 | 1.9337 | 1.8902 | 1.8477 | 1.8062 | 1.7656 | 1.7259 | 1.6871 | 1.6492 | 1.6121 | 1.5758 | 1.5404 | 1.5058 | 1.4719 | 1.4388 | 1.4065 | 1.3749 | 1.344 | 1.3137 | 1.2842 | 1.2553 | 1.2271 | 1.1995 | 1.1725 | 1.1462 | 1.1204 | 1.0952 | 1.0706 | 1.0465 | 1.023 | 1 | 0 | 0 | 0 | 0 | 0 | 0 | 0 | 0 | 0 | 0 | 0
[7 empty] | Capital | 29 | 39 | 2.4274 | 2.3729 | 2.3195 | 2.2674 | 2.2164 | 2.1666 | 2.1179 | 2.0702 | 2.0237 | 1.9782 | 1.9337 | 1.8902 | 1.8477 | 1.8062 | 1.7656 | 1.7259 | 1.6871 | 1.6492 | 1.6121 | 1.5758 | 1.5404 | 1.5058 | 1.4719 | 1.4388 | 1.4065 | 1.3749 | 1.344 | 1.3137 | 1.2842 | 1.2553 | 1.2271 | 1.1995 | 1.1725 | 1.1462 | 1.1204 | 1.0952 | 1.0706 | 1.0465 | 1.023 | 1 | 0 | 0 | 0 | 0 | 0 | 0 | 0 | 0 | 0 | 0
[7 empty] | Capital | 29 | 40 | 2.4833 | 2.4274 | 2.3729 | 2.3195 | 2.2674 | 2.2164 | 2.1666 | 2.1179 | 2.0702 | 2.0237 | 1.9782 | 1.9337 | 1.8902 | 1.8477 | 1.8062 | 1.7656 | 1.7259 | 1.6871 | 1.6492 | 1.6121 | 1.5758 | 1.5404 | 1.5058 | 1.4719 | 1.4388 | 1.4065 | 1.3749 | 1.344 | 1.3137 | 1.2842 | 1.2553 | 1.2271 | 1.1995 | 1.1725 | 1.1462 | 1.1204 | 1.0952 | 1.0706 | 1.0465 | 1.023 | 1 | 0 | 0 | 0 | 0 | 0 | 0 | 0 | 0 | 0
[7 empty] | Capital | 29 | 41 | 2.5404 | 2.4833 | 2.4274 | 2.3729 | 2.3195 | 2.2674 | 2.2164 | 2.1666 | 2.1179 | 2.0702 | 2.0237 | 1.9782 | 1.9337 | 1.8902 | 1.8477 | 1.8062 | 1.7656 | 1.7259 | 1.6871 | 1.6492 | 1.6121 | 1.5758 | 1.5404 | 1.5058 | 1.4719 | 1.4388 | 1.4065 | 1.3749 | 1.344 | 1.3137 | 1.2842 | 1.2553 | 1.2271 | 1.1995 | 1.1725 | 1.1462 | 1.1204 | 1.0952 | 1.0706 | 1.0465 | 1.023 | 1 | 0 | 0 | 0 | 0 | 0 | 0 | 0 | 0
[7 empty] | Capital | 29 | 42 | 2.5988 | 2.5404 | 2.4833 | 2.4274 | 2.3729 | 2.3195 | 2.2674 | 2.2164 | 2.1666 | 2.1179 | 2.0702 | 2.0237 | 1.9782 | 1.9337 | 1.8902 | 1.8477 | 1.8062 | 1.7656 | 1.7259 | 1.6871 | 1.6492 | 1.6121 | 1.5758 | 1.5404 | 1.5058 | 1.4719 | 1.4388 | 1.4065 | 1.3749 | 1.344 | 1.3137 | 1.2842 | 1.2553 | 1.2271 | 1.1995 | 1.1725 | 1.1462 | 1.1204 | 1.0952 | 1.0706 | 1.0465 | 1.023 | 1 | 0 | 0 | 0 | 0 | 0 | 0 | 0
[7 empty] | Capital | 29 | 43 | 2.6586 | 2.5988 | 2.5404 | 2.4833 | 2.4274 | 2.3729 | 2.3195 | 2.2674 | 2.2164 | 2.1666 | 2.1179 | 2.0702 | 2.0237 | 1.9782 | 1.9337 | 1.8902 | 1.8477 | 1.8062 | 1.7656 | 1.7259 | 1.6871 | 1.6492 | 1.6121 | 1.5758 | 1.5404 | 1.5058 | 1.4719 | 1.4388 | 1.4065 | 1.3749 | 1.344 | 1.3137 | 1.2842 | 1.2553 | 1.2271 | 1.1995 | 1.1725 | 1.1462 | 1.1204 | 1.0952 | 1.0706 | 1.0465 | 1.023 | 1 | 0 | 0 | 0 | 0 | 0 | 0
[7 empty] | Capital | 29 | 44 | 2.7197 | 2.6586 | 2.5988 | 2.5404 | 2.4833 | 2.4274 | 2.3729 | 2.3195 | 2.2674 | 2.2164 | 2.1666 | 2.1179 | 2.0702 | 2.0237 | 1.9782 | 1.9337 | 1.8902 | 1.8477 | 1.8062 | 1.7656 | 1.7259 | 1.6871 | 1.6492 | 1.6121 | 1.5758 | 1.5404 | 1.5058 | 1.4719 | 1.4388 | 1.4065 | 1.3749 | 1.344 | 1.3137 | 1.2842 | 1.2553 | 1.2271 | 1.1995 | 1.1725 | 1.1462 | 1.1204 | 1.0952 | 1.0706 | 1.0465 | 1.023 | 1 | 0 | 0 | 0 | 0 | 0
[7 empty] | Capital | 29 | 45 | 2.7823 | 2.7197 | 2.6586 | 2.5988 | 2.5404 | 2.4833 | 2.4274 | 2.3729 | 2.3195 | 2.2674 | 2.2164 | 2.1666 | 2.1179 | 2.0702 | 2.0237 | 1.9782 | 1.9337 | 1.8902 | 1.8477 | 1.8062 | 1.7656 | 1.7259 | 1.6871 | 1.6492 | 1.6121 | 1.5758 | 1.5404 | 1.5058 | 1.4719 | 1.4388 | 1.4065 | 1.3749 | 1.344 | 1.3137 | 1.2842 | 1.2553 | 1.2271 | 1.1995 | 1.1725 | 1.1462 | 1.1204 | 1.0952 | 1.0706 | 1.0465 | 1.023 | 1 | 0 | 0 | 0 | 0
[7 empty] | Capital | 29 | 46 | 2.8463 | 2.7823 | 2.7197 | 2.6586 | 2.5988 | 2.5404 | 2.4833 | 2.4274 | 2.3729 | 2.3195 | 2.2674 | 2.2164 | 2.1666 | 2.1179 | 2.0702 | 2.0237 | 1.9782 | 1.9337 | 1.8902 | 1.8477 | 1.8062 | 1.7656 | 1.7259 | 1.6871 | 1.6492 | 1.6121 | 1.5758 | 1.5404 | 1.5058 | 1.4719 | 1.4388 | 1.4065 | 1.3749 | 1.344 | 1.3137 | 1.2842 | 1.2553 | 1.2271 | 1.1995 | 1.1725 | 1.1462 | 1.1204 | 1.0952 | 1.0706 | 1.0465 | 1.023 | 1 | 0 | 0 | 0
[7 empty] | Capital | 29 | 47 | 2.9118 | 2.8463 | 2.7823 | 2.7197 | 2.6586 | 2.5988 | 2.5404 | 2.4833 | 2.4274 | 2.3729 | 2.3195 | 2.2674 | 2.2164 | 2.1666 | 2.1179 | 2.0702 | 2.0237 | 1.9782 | 1.9337 | 1.8902 | 1.8477 | 1.8062 | 1.7656 | 1.7259 | 1.6871 | 1.6492 | 1.6121 | 1.5758 | 1.5404 | 1.5058 | 1.4719 | 1.4388 | 1.4065 | 1.3749 | 1.344 | 1.3137 | 1.2842 | 1.2553 | 1.2271 | 1.1995 | 1.1725 | 1.1462 | 1.1204 | 1.0952 | 1.0706 | 1.0465 | 1.023 | 1 | 0 | 0
[7 empty] | Capital | 29 | 48 | 2.9787 | 2.9118 | 2.8463 | 2.7823 | 2.7197 | 2.6586 | 2.5988 | 2.5404 | 2.4833 | 2.4274 | 2.3729 | 2.3195 | 2.2674 | 2.2164 | 2.1666 | 2.1179 | 2.0702 | 2.0237 | 1.9782 | 1.9337 | 1.8902 | 1.8477 | 1.8062 | 1.7656 | 1.7259 | 1.6871 | 1.6492 | 1.6121 | 1.5758 | 1.5404 | 1.5058 | 1.4719 | 1.4388 | 1.4065 | 1.3749 | 1.344 | 1.3137 | 1.2842 | 1.2553 | 1.2271 | 1.1995 | 1.1725 | 1.1462 | 1.1204 | 1.0952 | 1.0706 | 1.0465 | 1.023 | 1 | 0
[7 empty] | Capital | 29 | 49 | 3.0472 | 2.9787 | 2.9118 | 2.8463 | 2.7823 | 2.7197 | 2.6586 | 2.5988 | 2.5404 | 2.4833 | 2.4274 | 2.3729 | 2.3195 | 2.2674 | 2.2164 | 2.1666 | 2.1179 | 2.0702 | 2.0237 | 1.9782 | 1.9337 | 1.8902 | 1.8477 | 1.8062 | 1.7656 | 1.7259 | 1.6871 | 1.6492 | 1.6121 | 1.5758 | 1.5404 | 1.5058 | 1.4719 | 1.4388 | 1.4065 | 1.3749 | 1.344 | 1.3137 | 1.2842 | 1.2553 | 1.2271 | 1.1995 | 1.1725 | 1.1462 | 1.1204 | 1.0952 | 1.0706 | 1.0465 | 1.023 | 1
[7 empty] | FGT | 30 | 0 | 1 | 0 | 0 | 0 | 0 | 0 | 0 | 0 | 0 | 0 | 0 | 0 | 0 | 0 | 0 | 0 | 0 | 0 | 0 | 0 | 0 | 0 | 0 | 0 | 0 | 0 | 0 | 0 | 0 | 0 | 0 | 0 | 0 | 0 | 0 | 0 | 0 | 0 | 0 | 0 | 0 | 0 | 0 | 0 | 0 | 0 | 0 | 0 | 0 | 0
[7 empty] | FGT | 30 | 1 | 1.01 | 1 | 0 | 0 | 0 | 0 | 0 | 0 | 0 | 0 | 0 | 0 | 0 | 0 | 0 | 0 | 0 | 0 | 0 | 0 | 0 | 0 | 0 | 0 | 0 | 0 | 0 | 0 | 0 | 0 | 0 | 0 | 0 | 0 | 0 | 0 | 0 | 0 | 0 | 0 | 0 | 0 | 0 | 0 | 0 | 0 | 0 | 0 | 0 | 0
[7 empty] | FGT | 30 | 2 | 1.0201 | 1.01 | 1 | 0 | 0 | 0 | 0 | 0 | 0 | 0 | 0 | 0 | 0 | 0 | 0 | 0 | 0 | 0 | 0 | 0 | 0 | 0 | 0 | 0 | 0 | 0 | 0 | 0 | 0 | 0 | 0 | 0 | 0 | 0 | 0 | 0 | 0 | 0 | 0 | 0 | 0 | 0 | 0 | 0 | 0 | 0 | 0 | 0 | 0 | 0
[7 empty] | FGT | 30 | 3 | 1.0303 | 1.0201 | 1.01 | 1 | 0 | 0 | 0 | 0 | 0 | 0 | 0 | 0 | 0 | 0 | 0 | 0 | 0 | 0 | 0 | 0 | 0 | 0 | 0 | 0 | 0 | 0 | 0 | 0 | 0 | 0 | 0 | 0 | 0 | 0 | 0 | 0 | 0 | 0 | 0 | 0 | 0 | 0 | 0 | 0 | 0 | 0 | 0 | 0 | 0 | 0
[7 empty] | FGT | 30 | 4 | 1.0406 | 1.0303 | 1.0201 | 1.01 | 1 | 0 | 0 | 0 | 0 | 0 | 0 | 0 | 0 | 0 | 0 | 0 | 0 | 0 | 0 | 0 | 0 | 0 | 0 | 0 | 0 | 0 | 0 | 0 | 0 | 0 | 0 | 0 | 0 | 0 | 0 | 0 | 0 | 0 | 0 | 0 | 0 | 0 | 0 | 0 | 0 | 0 | 0 | 0 | 0 | 0
[7 empty] | FGT | 30 | 5 | 1.051 | 1.0406 | 1.0303 | 1.0201 | 1.01 | 1 | 0 | 0 | 0 | 0 | 0 | 0 | 0 | 0 | 0 | 0 | 0 | 0 | 0 | 0 | 0 | 0 | 0 | 0 | 0 | 0 | 0 | 0 | 0 | 0 | 0 | 0 | 0 | 0 | 0 | 0 | 0 | 0 | 0 | 0 | 0 | 0 | 0 | 0 | 0 | 0 | 0 | 0 | 0 | 0
[7 empty] | FGT | 30 | 6 | 1.0615 | 1.051 | 1.0406 | 1.0303 | 1.0201 | 1.01 | 1 | 0 | 0 | 0 | 0 | 0 | 0 | 0 | 0 | 0 | 0 | 0 | 0 | 0 | 0 | 0 | 0 | 0 | 0 | 0 | 0 | 0 | 0 | 0 | 0 | 0 | 0 | 0 | 0 | 0 | 0 | 0 | 0 | 0 | 0 | 0 | 0 | 0 | 0 | 0 | 0 | 0 | 0 | 0
[7 empty] | FGT | 30 | 7 | 1.0721 | 1.0615 | 1.051 | 1.0406 | 1.0303 | 1.0201 | 1.01 | 1 | 0 | 0 | 0 | 0 | 0 | 0 | 0 | 0 | 0 | 0 | 0 | 0 | 0 | 0 | 0 | 0 | 0 | 0 | 0 | 0 | 0 | 0 | 0 | 0 | 0 | 0 | 0 | 0 | 0 | 0 | 0 | 0 | 0 | 0 | 0 | 0 | 0 | 0 | 0 | 0 | 0 | 0
[7 empty] | FGT | 30 | 8 | 1.0829 | 1.0721 | 1.0615 | 1.051 | 1.0406 | 1.0303 | 1.0201 | 1.01 | 1 | 0 | 0 | 0 | 0 | 0 | 0 | 0 | 0 | 0 | 0 | 0 | 0 | 0 | 0 | 0 | 0 | 0 | 0 | 0 | 0 | 0 | 0 | 0 | 0 | 0 | 0 | 0 | 0 | 0 | 0 | 0 | 0 | 0 | 0 | 0 | 0 | 0 | 0 | 0 | 0 | 0
[7 empty] | FGT | 30 | 9 | 1.0937 | 1.0829 | 1.0721 | 1.0615 | 1.051 | 1.0406 | 1.0303 | 1.0201 | 1.01 | 1 | 0 | 0 | 0 | 0 | 0 | 0 | 0 | 0 | 0 | 0 | 0 | 0 | 0 | 0 | 0 | 0 | 0 | 0 | 0 | 0 | 0 | 0 | 0 | 0 | 0 | 0 | 0 | 0 | 0 | 0 | 0 | 0 | 0 | 0 | 0 | 0 | 0 | 0 | 0 | 0
[7 empty] | FGT | 30 | 10 | 1.1046 | 1.0937 | 1.0829 | 1.0721 | 1.0615 | 1.051 | 1.0406 | 1.0303 | 1.0201 | 1.01 | 1 | 0 | 0 | 0 | 0 | 0 | 0 | 0 | 0 | 0 | 0 | 0 | 0 | 0 | 0 | 0 | 0 | 0 | 0 | 0 | 0 | 0 | 0 | 0 | 0 | 0 | 0 | 0 | 0 | 0 | 0 | 0 | 0 | 0 | 0 | 0 | 0 | 0 | 0 | 0
[7 empty] | FGT | 30 | 11 | 1.1157 | 1.1046 | 1.0937 | 1.0829 | 1.0721 | 1.0615 | 1.051 | 1.0406 | 1.0303 | 1.0201 | 1.01 | 1 | 0 | 0 | 0 | 0 | 0 | 0 | 0 | 0 | 0 | 0 | 0 | 0 | 0 | 0 | 0 | 0 | 0 | 0 | 0 | 0 | 0 | 0 | 0 | 0 | 0 | 0 | 0 | 0 | 0 | 0 | 0 | 0 | 0 | 0 | 0 | 0 | 0 | 0
[7 empty] | FGT | 30 | 12 | 1.1268 | 1.1157 | 1.1046 | 1.0937 | 1.0829 | 1.0721 | 1.0615 | 1.051 | 1.0406 | 1.0303 | 1.0201 | 1.01 | 1 | 0 | 0 | 0 | 0 | 0 | 0 | 0 | 0 | 0 | 0 | 0 | 0 | 0 | 0 | 0 | 0 | 0 | 0 | 0 | 0 | 0 | 0 | 0 | 0 | 0 | 0 | 0 | 0 | 0 | 0 | 0 | 0 | 0 | 0 | 0 | 0 | 0
[7 empty] | FGT | 30 | 13 | 1.1381 | 1.1268 | 1.1157 | 1.1046 | 1.0937 | 1.0829 | 1.0721 | 1.0615 | 1.051 | 1.0406 | 1.0303 | 1.0201 | 1.01 | 1 | 0 | 0 | 0 | 0 | 0 | 0 | 0 | 0 | 0 | 0 | 0 | 0 | 0 | 0 | 0 | 0 | 0 | 0 | 0 | 0 | 0 | 0 | 0 | 0 | 0 | 0 | 0 | 0 | 0 | 0 | 0 | 0 | 0 | 0 | 0 | 0
[7 empty] | FGT | 30 | 14 | 1.1495 | 1.1381 | 1.1268 | 1.1157 | 1.1046 | 1.0937 | 1.0829 | 1.0721 | 1.0615 | 1.051 | 1.0406 | 1.0303 | 1.0201 | 1.01 | 1 | 0 | 0 | 0 | 0 | 0 | 0 | 0 | 0 | 0 | 0 | 0 | 0 | 0 | 0 | 0 | 0 | 0 | 0 | 0 | 0 | 0 | 0 | 0 | 0 | 0 | 0 | 0 | 0 | 0 | 0 | 0 | 0 | 0 | 0 | 0
[7 empty] | FGT | 30 | 15 | 1.161 | 1.1495 | 1.1381 | 1.1268 | 1.1157 | 1.1046 | 1.0937 | 1.0829 | 1.0721 | 1.0615 | 1.051 | 1.0406 | 1.0303 | 1.0201 | 1.01 | 1 | 0 | 0 | 0 | 0 | 0 | 0 | 0 | 0 | 0 | 0 | 0 | 0 | 0 | 0 | 0 | 0 | 0 | 0 | 0 | 0 | 0 | 0 | 0 | 0 | 0 | 0 | 0 | 0 | 0 | 0 | 0 | 0 | 0 | 0
[7 empty] | FGT | 30 | 16 | 1.1726 | 1.161 | 1.1495 | 1.1381 | 1.1268 | 1.1157 | 1.1046 | 1.0937 | 1.0829 | 1.0721 | 1.0615 | 1.051 | 1.0406 | 1.0303 | 1.0201 | 1.01 | 1 | 0 | 0 | 0 | 0 | 0 | 0 | 0 | 0 | 0 | 0 | 0 | 0 | 0 | 0 | 0 | 0 | 0 | 0 | 0 | 0 | 0 | 0 | 0 | 0 | 0 | 0 | 0 | 0 | 0 | 0 | 0 | 0 | 0
[7 empty] | FGT | 30 | 17 | 1.1843 | 1.1726 | 1.161 | 1.1495 | 1.1381 | 1.1268 | 1.1157 | 1.1046 | 1.0937 | 1.0829 | 1.0721 | 1.0615 | 1.051 | 1.0406 | 1.0303 | 1.0201 | 1.01 | 1 | 0 | 0 | 0 | 0 | 0 | 0 | 0 | 0 | 0 | 0 | 0 | 0 | 0 | 0 | 0 | 0 | 0 | 0 | 0 | 0 | 0 | 0 | 0 | 0 | 0 | 0 | 0 | 0 | 0 | 0 | 0 | 0
[7 empty] | FGT | 30 | 18 | 1.1961 | 1.1843 | 1.1726 | 1.161 | 1.1495 | 1.1381 | 1.1268 | 1.1157 | 1.1046 | 1.0937 | 1.0829 | 1.0721 | 1.0615 | 1.051 | 1.0406 | 1.0303 | 1.0201 | 1.01 | 1 | 0 | 0 | 0 | 0 | 0 | 0 | 0 | 0 | 0 | 0 | 0 | 0 | 0 | 0 | 0 | 0 | 0 | 0 | 0 | 0 | 0 | 0 | 0 | 0 | 0 | 0 | 0 | 0 | 0 | 0 | 0
[7 empty] | FGT | 30 | 19 | 1.2081 | 1.1961 | 1.1843 | 1.1726 | 1.161 | 1.1495 | 1.1381 | 1.1268 | 1.1157 | 1.1046 | 1.0937 | 1.0829 | 1.0721 | 1.0615 | 1.051 | 1.0406 | 1.0303 | 1.0201 | 1.01 | 1 | 0 | 0 | 0 | 0 | 0 | 0 | 0 | 0 | 0 | 0 | 0 | 0 | 0 | 0 | 0 | 0 | 0 | 0 | 0 | 0 | 0 | 0 | 0 | 0 | 0 | 0 | 0 | 0 | 0 | 0
[7 empty] | FGT | 30 | 20 | 1.2202 | 1.2081 | 1.1961 | 1.1843 | 1.1726 | 1.161 | 1.1495 | 1.1381 | 1.1268 | 1.1157 | 1.1046 | 1.0937 | 1.0829 | 1.0721 | 1.0615 | 1.051 | 1.0406 | 1.0303 | 1.0201 | 1.01 | 1 | 0 | 0 | 0 | 0 | 0 | 0 | 0 | 0 | 0 | 0 | 0 | 0 | 0 | 0 | 0 | 0 | 0 | 0 | 0 | 0 | 0 | 0 | 0 | 0 | 0 | 0 | 0 | 0 | 0
[7 empty] | FGT | 30 | 21 | 1.2324 | 1.2202 | 1.2081 | 1.1961 | 1.1843 | 1.1726 | 1.161 | 1.1495 | 1.1381 | 1.1268 | 1.1157 | 1.1046 | 1.0937 | 1.0829 | 1.0721 | 1.0615 | 1.051 | 1.0406 | 1.0303 | 1.0201 | 1.01 | 1 | 0 | 0 | 0 | 0 | 0 | 0 | 0 | 0 | 0 | 0 | 0 | 0 | 0 | 0 | 0 | 0 | 0 | 0 | 0 | 0 | 0 | 0 | 0 | 0 | 0 | 0 | 0 | 0
[7 empty] | FGT | 30 | 22 | 1.2447 | 1.2324 | 1.2202 | 1.2081 | 1.1961 | 1.1843 | 1.1726 | 1.161 | 1.1495 | 1.1381 | 1.1268 | 1.1157 | 1.1046 | 1.0937 | 1.0829 | 1.0721 | 1.0615 | 1.051 | 1.0406 | 1.0303 | 1.0201 | 1.01 | 1 | 0 | 0 | 0 | 0 | 0 | 0 | 0 | 0 | 0 | 0 | 0 | 0 | 0 | 0 | 0 | 0 | 0 | 0 | 0 | 0 | 0 | 0 | 0 | 0 | 0 | 0 | 0
[7 empty] | FGT | 30 | 23 | 1.2572 | 1.2447 | 1.2324 | 1.2202 | 1.2081 | 1.1961 | 1.1843 | 1.1726 | 1.161 | 1.1495 | 1.1381 | 1.1268 | 1.1157 | 1.1046 | 1.0937 | 1.0829 | 1.0721 | 1.0615 | 1.051 | 1.0406 | 1.0303 | 1.0201 | 1.01 | 1 | 0 | 0 | 0 | 0 | 0 | 0 | 0 | 0 | 0 | 0 | 0 | 0 | 0 | 0 | 0 | 0 | 0 | 0 | 0 | 0 | 0 | 0 | 0 | 0 | 0 | 0
[7 empty] | FGT | 30 | 24 | 1.2697 | 1.2572 | 1.2447 | 1.2324 | 1.2202 | 1.2081 | 1.1961 | 1.1843 | 1.1726 | 1.161 | 1.1495 | 1.1381 | 1.1268 | 1.1157 | 1.1046 | 1.0937 | 1.0829 | 1.0721 | 1.0615 | 1.051 | 1.0406 | 1.0303 | 1.0201 | 1.01 | 1 | 0 | 0 | 0 | 0 | 0 | 0 | 0 | 0 | 0 | 0 | 0 | 0 | 0 | 0 | 0 | 0 | 0 | 0 | 0 | 0 | 0 | 0 | 0 | 0 | 0
[7 empty] | FGT | 30 | 25 | 1.2824 | 1.2697 | 1.2572 | 1.2447 | 1.2324 | 1.2202 | 1.2081 | 1.1961 | 1.1843 | 1.1726 | 1.161 | 1.1495 | 1.1381 | 1.1268 | 1.1157 | 1.1046 | 1.0937 | 1.0829 | 1.0721 | 1.0615 | 1.051 | 1.0406 | 1.0303 | 1.0201 | 1.01 | 1 | 0 | 0 | 0 | 0 | 0 | 0 | 0 | 0 | 0 | 0 | 0 | 0 | 0 | 0 | 0 | 0 | 0 | 0 | 0 | 0 | 0 | 0 | 0 | 0
[7 empty] | FGT | 30 | 26 | 1.2953 | 1.2824 | 1.2697 | 1.2572 | 1.2447 | 1.2324 | 1.2202 | 1.2081 | 1.1961 | 1.1843 | 1.1726 | 1.161 | 1.1495 | 1.1381 | 1.1268 | 1.1157 | 1.1046 | 1.0937 | 1.0829 | 1.0721 | 1.0615 | 1.051 | 1.0406 | 1.0303 | 1.0201 | 1.01 | 1 | 0 | 0 | 0 | 0 | 0 | 0 | 0 | 0 | 0 | 0 | 0 | 0 | 0 | 0 | 0 | 0 | 0 | 0 | 0 | 0 | 0 | 0 | 0
[7 empty] | FGT | 30 | 27 | 1.3082 | 1.2953 | 1.2824 | 1.2697 | 1.2572 | 1.2447 | 1.2324 | 1.2202 | 1.2081 | 1.1961 | 1.1843 | 1.1726 | 1.161 | 1.1495 | 1.1381 | 1.1268 | 1.1157 | 1.1046 | 1.0937 | 1.0829 | 1.0721 | 1.0615 | 1.051 | 1.0406 | 1.0303 | 1.0201 | 1.01 | 1 | 0 | 0 | 0 | 0 | 0 | 0 | 0 | 0 | 0 | 0 | 0 | 0 | 0 | 0 | 0 | 0 | 0 | 0 | 0 | 0 | 0 | 0
[7 empty] | FGT | 30 | 28 | 1.3213 | 1.3082 | 1.2953 | 1.2824 | 1.2697 | 1.2572 | 1.2447 | 1.2324 | 1.2202 | 1.2081 | 1.1961 | 1.1843 | 1.1726 | 1.161 | 1.1495 | 1.1381 | 1.1268 | 1.1157 | 1.1046 | 1.0937 | 1.0829 | 1.0721 | 1.0615 | 1.051 | 1.0406 | 1.0303 | 1.0201 | 1.01 | 1 | 0 | 0 | 0 | 0 | 0 | 0 | 0 | 0 | 0 | 0 | 0 | 0 | 0 | 0 | 0 | 0 | 0 | 0 | 0 | 0 | 0
[7 empty] | FGT | 30 | 29 | 1.3345 | 1.3213 | 1.3082 | 1.2953 | 1.2824 | 1.2697 | 1.2572 | 1.2447 | 1.2324 | 1.2202 | 1.2081 | 1.1961 | 1.1843 | 1.1726 | 1.161 | 1.1495 | 1.1381 | 1.1268 | 1.1157 | 1.1046 | 1.0937 | 1.0829 | 1.0721 | 1.0615 | 1.051 | 1.0406 | 1.0303 | 1.0201 | 1.01 | 1 | 0 | 0 | 0 | 0 | 0 | 0 | 0 | 0 | 0 | 0 | 0 | 0 | 0 | 0 | 0 | 0 | 0 | 0 | 0 | 0
[7 empty] | FGT | 30 | 30 | 1.3478 | 1.3345 | 1.3213 | 1.3082 | 1.2953 | 1.2824 | 1.2697 | 1.2572 | 1.2447 | 1.2324 | 1.2202 | 1.2081 | 1.1961 | 1.1843 | 1.1726 | 1.161 | 1.1495 | 1.1381 | 1.1268 | 1.1157 | 1.1046 | 1.0937 | 1.0829 | 1.0721 | 1.0615 | 1.051 | 1.0406 | 1.0303 | 1.0201 | 1.01 | 1 | 0 | 0 | 0 | 0 | 0 | 0 | 0 | 0 | 0 | 0 | 0 | 0 | 0 | 0 | 0 | 0 | 0 | 0 | 0
[7 empty] | FGT | 30 | 31 | 1.3613 | 1.3478 | 1.3345 | 1.3213 | 1.3082 | 1.2953 | 1.2824 | 1.2697 | 1.2572 | 1.2447 | 1.2324 | 1.2202 | 1.2081 | 1.1961 | 1.1843 | 1.1726 | 1.161 | 1.1495 | 1.1381 | 1.1268 | 1.1157 | 1.1046 | 1.0937 | 1.0829 | 1.0721 | 1.0615 | 1.051 | 1.0406 | 1.0303 | 1.0201 | 1.01 | 1 | 0 | 0 | 0 | 0 | 0 | 0 | 0 | 0 | 0 | 0 | 0 | 0 | 0 | 0 | 0 | 0 | 0 | 0
[7 empty] | FGT | 30 | 32 | 1.3749 | 1.3613 | 1.3478 | 1.3345 | 1.3213 | 1.3082 | 1.2953 | 1.2824 | 1.2697 | 1.2572 | 1.2447 | 1.2324 | 1.2202 | 1.2081 | 1.1961 | 1.1843 | 1.1726 | 1.161 | 1.1495 | 1.1381 | 1.1268 | 1.1157 | 1.1046 | 1.0937 | 1.0829 | 1.0721 | 1.0615 | 1.051 | 1.0406 | 1.0303 | 1.0201 | 1.01 | 1 | 0 | 0 | 0 | 0 | 0 | 0 | 0 | 0 | 0 | 0 | 0 | 0 | 0 | 0 | 0 | 0 | 0
[7 empty] | FGT | 30 | 33 | 1.3887 | 1.3749 | 1.3613 | 1.3478 | 1.3345 | 1.3213 | 1.3082 | 1.2953 | 1.2824 | 1.2697 | 1.2572 | 1.2447 | 1.2324 | 1.2202 | 1.2081 | 1.1961 | 1.1843 | 1.1726 | 1.161 | 1.1495 | 1.1381 | 1.1268 | 1.1157 | 1.1046 | 1.0937 | 1.0829 | 1.0721 | 1.0615 | 1.051 | 1.0406 | 1.0303 | 1.0201 | 1.01 | 1 | 0 | 0 | 0 | 0 | 0 | 0 | 0 | 0 | 0 | 0 | 0 | 0 | 0 | 0 | 0 | 0
[7 empty] | FGT | 30 | 34 | 1.4026 | 1.3887 | 1.3749 | 1.3613 | 1.3478 | 1.3345 | 1.3213 | 1.3082 | 1.2953 | 1.2824 | 1.2697 | 1.2572 | 1.2447 | 1.2324 | 1.2202 | 1.2081 | 1.1961 | 1.1843 | 1.1726 | 1.161 | 1.1495 | 1.1381 | 1.1268 | 1.1157 | 1.1046 | 1.0937 | 1.0829 | 1.0721 | 1.0615 | 1.051 | 1.0406 | 1.0303 | 1.0201 | 1.01 | 1 | 0 | 0 | 0 | 0 | 0 | 0 | 0 | 0 | 0 | 0 | 0 | 0 | 0 | 0 | 0
[7 empty] | FGT | 30 | 35 | 1.4166 | 1.4026 | 1.3887 | 1.3749 | 1.3613 | 1.3478 | 1.3345 | 1.3213 | 1.3082 | 1.2953 | 1.2824 | 1.2697 | 1.2572 | 1.2447 | 1.2324 | 1.2202 | 1.2081 | 1.1961 | 1.1843 | 1.1726 | 1.161 | 1.1495 | 1.1381 | 1.1268 | 1.1157 | 1.1046 | 1.0937 | 1.0829 | 1.0721 | 1.0615 | 1.051 | 1.0406 | 1.0303 | 1.0201 | 1.01 | 1 | 0 | 0 | 0 | 0 | 0 | 0 | 0 | 0 | 0 | 0 | 0 | 0 | 0 | 0
[7 empty] | FGT | 30 | 36 | 1.4308 | 1.4166 | 1.4026 | 1.3887 | 1.3749 | 1.3613 | 1.3478 | 1.3345 | 1.3213 | 1.3082 | 1.2953 | 1.2824 | 1.2697 | 1.2572 | 1.2447 | 1.2324 | 1.2202 | 1.2081 | 1.1961 | 1.1843 | 1.1726 | 1.161 | 1.1495 | 1.1381 | 1.1268 | 1.1157 | 1.1046 | 1.0937 | 1.0829 | 1.0721 | 1.0615 | 1.051 | 1.0406 | 1.0303 | 1.0201 | 1.01 | 1 | 0 | 0 | 0 | 0 | 0 | 0 | 0 | 0 | 0 | 0 | 0 | 0 | 0
[7 empty] | FGT | 30 | 37 | 1.4451 | 1.4308 | 1.4166 | 1.4026 | 1.3887 | 1.3749 | 1.3613 | 1.3478 | 1.3345 | 1.3213 | 1.3082 | 1.2953 | 1.2824 | 1.2697 | 1.2572 | 1.2447 | 1.2324 | 1.2202 | 1.2081 | 1.1961 | 1.1843 | 1.1726 | 1.161 | 1.1495 | 1.1381 | 1.1268 | 1.1157 | 1.1046 | 1.0937 | 1.0829 | 1.0721 | 1.0615 | 1.051 | 1.0406 | 1.0303 | 1.0201 | 1.01 | 1 | 0 | 0 | 0 | 0 | 0 | 0 | 0 | 0 | 0 | 0 | 0 | 0
[7 empty] | FGT | 30 | 38 | 1.4595 | 1.4451 | 1.4308 | 1.4166 | 1.4026 | 1.3887 | 1.3749 | 1.3613 | 1.3478 | 1.3345 | 1.3213 | 1.3082 | 1.2953 | 1.2824 | 1.2697 | 1.2572 | 1.2447 | 1.2324 | 1.2202 | 1.2081 | 1.1961 | 1.1843 | 1.1726 | 1.161 | 1.1495 | 1.1381 | 1.1268 | 1.1157 | 1.1046 | 1.0937 | 1.0829 | 1.0721 | 1.0615 | 1.051 | 1.0406 | 1.0303 | 1.0201 | 1.01 | 1 | 0 | 0 | 0 | 0 | 0 | 0 | 0 | 0 | 0 | 0 | 0
[7 empty] | FGT | 30 | 39 | 1.4741 | 1.4595 | 1.4451 | 1.4308 | 1.4166 | 1.4026 | 1.3887 | 1.3749 | 1.3613 | 1.3478 | 1.3345 | 1.3213 | 1.3082 | 1.2953 | 1.2824 | 1.2697 | 1.2572 | 1.2447 | 1.2324 | 1.2202 | 1.2081 | 1.1961 | 1.1843 | 1.1726 | 1.161 | 1.1495 | 1.1381 | 1.1268 | 1.1157 | 1.1046 | 1.0937 | 1.0829 | 1.0721 | 1.0615 | 1.051 | 1.0406 | 1.0303 | 1.0201 | 1.01 | 1 | 0 | 0 | 0 | 0 | 0 | 0 | 0 | 0 | 0 | 0
[7 empty] | FGT | 30 | 40 | 1.4889 | 1.4741 | 1.4595 | 1.4451 | 1.4308 | 1.4166 | 1.4026 | 1.3887 | 1.3749 | 1.3613 | 1.3478 | 1.3345 | 1.3213 | 1.3082 | 1.2953 | 1.2824 | 1.2697 | 1.2572 | 1.2447 | 1.2324 | 1.2202 | 1.2081 | 1.1961 | 1.1843 | 1.1726 | 1.161 | 1.1495 | 1.1381 | 1.1268 | 1.1157 | 1.1046 | 1.0937 | 1.0829 | 1.0721 | 1.0615 | 1.051 | 1.0406 | 1.0303 | 1.0201 | 1.01 | 1 | 0 | 0 | 0 | 0 | 0 | 0 | 0 | 0 | 0
[7 empty] | FGT | 30 | 41 | 1.5038 | 1.4889 | 1.4741 | 1.4595 | 1.4451 | 1.4308 | 1.4166 | 1.4026 | 1.3887 | 1.3749 | 1.3613 | 1.3478 | 1.3345 | 1.3213 | 1.3082 | 1.2953 | 1.2824 | 1.2697 | 1.2572 | 1.2447 | 1.2324 | 1.2202 | 1.2081 | 1.1961 | 1.1843 | 1.1726 | 1.161 | 1.1495 | 1.1381 | 1.1268 | 1.1157 | 1.1046 | 1.0937 | 1.0829 | 1.0721 | 1.0615 | 1.051 | 1.0406 | 1.0303 | 1.0201 | 1.01 | 1 | 0 | 0 | 0 | 0 | 0 | 0 | 0 | 0
[7 empty] | FGT | 30 | 42 | 1.5188 | 1.5038 | 1.4889 | 1.4741 | 1.4595 | 1.4451 | 1.4308 | 1.4166 | 1.4026 | 1.3887 | 1.3749 | 1.3613 | 1.3478 | 1.3345 | 1.3213 | 1.3082 | 1.2953 | 1.2824 | 1.2697 | 1.2572 | 1.2447 | 1.2324 | 1.2202 | 1.2081 | 1.1961 | 1.1843 | 1.1726 | 1.161 | 1.1495 | 1.1381 | 1.1268 | 1.1157 | 1.1046 | 1.0937 | 1.0829 | 1.0721 | 1.0615 | 1.051 | 1.0406 | 1.0303 | 1.0201 | 1.01 | 1 | 0 | 0 | 0 | 0 | 0 | 0 | 0
[7 empty] | FGT | 30 | 43 | 1.534 | 1.5188 | 1.5038 | 1.4889 | 1.4741 | 1.4595 | 1.4451 | 1.4308 | 1.4166 | 1.4026 | 1.3887 | 1.3749 | 1.3613 | 1.3478 | 1.3345 | 1.3213 | 1.3082 | 1.2953 | 1.2824 | 1.2697 | 1.2572 | 1.2447 | 1.2324 | 1.2202 | 1.2081 | 1.1961 | 1.1843 | 1.1726 | 1.161 | 1.1495 | 1.1381 | 1.1268 | 1.1157 | 1.1046 | 1.0937 | 1.0829 | 1.0721 | 1.0615 | 1.051 | 1.0406 | 1.0303 | 1.0201 | 1.01 | 1 | 0 | 0 | 0 | 0 | 0 | 0
[7 empty] | FGT | 30 | 44 | 1.5493 | 1.534 | 1.5188 | 1.5038 | 1.4889 | 1.4741 | 1.4595 | 1.4451 | 1.4308 | 1.4166 | 1.4026 | 1.3887 | 1.3749 | 1.3613 | 1.3478 | 1.3345 | 1.3213 | 1.3082 | 1.2953 | 1.2824 | 1.2697 | 1.2572 | 1.2447 | 1.2324 | 1.2202 | 1.2081 | 1.1961 | 1.1843 | 1.1726 | 1.161 | 1.1495 | 1.1381 | 1.1268 | 1.1157 | 1.1046 | 1.0937 | 1.0829 | 1.0721 | 1.0615 | 1.051 | 1.0406 | 1.0303 | 1.0201 | 1.01 | 1 | 0 | 0 | 0 | 0 | 0
[7 empty] | FGT | 30 | 45 | 1.5648 | 1.5493 | 1.534 | 1.5188 | 1.5038 | 1.4889 | 1.4741 | 1.4595 | 1.4451 | 1.4308 | 1.4166 | 1.4026 | 1.3887 | 1.3749 | 1.3613 | 1.3478 | 1.3345 | 1.3213 | 1.3082 | 1.2953 | 1.2824 | 1.2697 | 1.2572 | 1.2447 | 1.2324 | 1.2202 | 1.2081 | 1.1961 | 1.1843 | 1.1726 | 1.161 | 1.1495 | 1.1381 | 1.1268 | 1.1157 | 1.1046 | 1.0937 | 1.0829 | 1.0721 | 1.0615 | 1.051 | 1.0406 | 1.0303 | 1.0201 | 1.01 | 1 | 0 | 0 | 0 | 0
[7 empty] | FGT | 30 | 46 | 1.5805 | 1.5648 | 1.5493 | 1.534 | 1.5188 | 1.5038 | 1.4889 | 1.4741 | 1.4595 | 1.4451 | 1.4308 | 1.4166 | 1.4026 | 1.3887 | 1.3749 | 1.3613 | 1.3478 | 1.3345 | 1.3213 | 1.3082 | 1.2953 | 1.2824 | 1.2697 | 1.2572 | 1.2447 | 1.2324 | 1.2202 | 1.2081 | 1.1961 | 1.1843 | 1.1726 | 1.161 | 1.1495 | 1.1381 | 1.1268 | 1.1157 | 1.1046 | 1.0937 | 1.0829 | 1.0721 | 1.0615 | 1.051 | 1.0406 | 1.0303 | 1.0201 | 1.01 | 1 | 0 | 0 | 0
[7 empty] | FGT | 30 | 47 | 1.5963 | 1.5805 | 1.5648 | 1.5493 | 1.534 | 1.5188 | 1.5038 | 1.4889 | 1.4741 | 1.4595 | 1.4451 | 1.4308 | 1.4166 | 1.4026 | 1.3887 | 1.3749 | 1.3613 | 1.3478 | 1.3345 | 1.3213 | 1.3082 | 1.2953 | 1.2824 | 1.2697 | 1.2572 | 1.2447 | 1.2324 | 1.2202 | 1.2081 | 1.1961 | 1.1843 | 1.1726 | 1.161 | 1.1495 | 1.1381 | 1.1268 | 1.1157 | 1.1046 | 1.0937 | 1.0829 | 1.0721 | 1.0615 | 1.051 | 1.0406 | 1.0303 | 1.0201 | 1.01 | 1 | 0 | 0
[7 empty] | FGT | 30 | 48 | 1.6122 | 1.5963 | 1.5805 | 1.5648 | 1.5493 | 1.534 | 1.5188 | 1.5038 | 1.4889 | 1.4741 | 1.4595 | 1.4451 | 1.4308 | 1.4166 | 1.4026 | 1.3887 | 1.3749 | 1.3613 | 1.3478 | 1.3345 | 1.3213 | 1.3082 | 1.2953 | 1.2824 | 1.2697 | 1.2572 | 1.2447 | 1.2324 | 1.2202 | 1.2081 | 1.1961 | 1.1843 | 1.1726 | 1.161 | 1.1495 | 1.1381 | 1.1268 | 1.1157 | 1.1046 | 1.0937 | 1.0829 | 1.0721 | 1.0615 | 1.051 | 1.0406 | 1.0303 | 1.0201 | 1.01 | 1 | 0
[7 empty] | FGT | 30 | 49 | 1.6283 | 1.6122 | 1.5963 | 1.5805 | 1.5648 | 1.5493 | 1.534 | 1.5188 | 1.5038 | 1.4889 | 1.4741 | 1.4595 | 1.4451 | 1.4308 | 1.4166 | 1.4026 | 1.3887 | 1.3749 | 1.3613 | 1.3478 | 1.3345 | 1.3213 | 1.3082 | 1.2953 | 1.2824 | 1.2697 | 1.2572 | 1.2447 | 1.2324 | 1.2202 | 1.2081 | 1.1961 | 1.1843 | 1.1726 | 1.161 | 1.1495 | 1.1381 | 1.1268 | 1.1157 | 1.1046 | 1.0937 | 1.0829 | 1.0721 | 1.0615 | 1.051 | 1.0406 | 1.0303 | 1.0201 | 1.01 | 1
[7 empty] | Esc1.5 | 31 | 0 | 1 | 0 | 0 | 0 | 0 | 0 | 0 | 0 | 0 | 0 | 0 | 0 | 0 | 0 | 0 | 0 | 0 | 0 | 0 | 0 | 0 | 0 | 0 | 0 | 0 | 0 | 0 | 0 | 0 | 0 | 0 | 0 | 0 | 0 | 0 | 0 | 0 | 0 | 0 | 0 | 0 | 0 | 0 | 0 | 0 | 0 | 0 | 0 | 0 | 0
[7 empty] | Esc1.5 | 31 | 1 | 1.015 | 1 | 0 | 0 | 0 | 0 | 0 | 0 | 0 | 0 | 0 | 0 | 0 | 0 | 0 | 0 | 0 | 0 | 0 | 0 | 0 | 0 | 0 | 0 | 0 | 0 | 0 | 0 | 0 | 0 | 0 | 0 | 0 | 0 | 0 | 0 | 0 | 0 | 0 | 0 | 0 | 0 | 0 | 0 | 0 | 0 | 0 | 0 | 0 | 0
[7 empty] | Esc1.5 | 31 | 2 | 1.0302 | 1.015 | 1 | 0 | 0 | 0 | 0 | 0 | 0 | 0 | 0 | 0 | 0 | 0 | 0 | 0 | 0 | 0 | 0 | 0 | 0 | 0 | 0 | 0 | 0 | 0 | 0 | 0 | 0 | 0 | 0 | 0 | 0 | 0 | 0 | 0 | 0 | 0 | 0 | 0 | 0 | 0 | 0 | 0 | 0 | 0 | 0 | 0 | 0 | 0
[7 empty] | Esc1.5 | 31 | 3 | 1.0457 | 1.0302 | 1.015 | 1 | 0 | 0 | 0 | 0 | 0 | 0 | 0 | 0 | 0 | 0 | 0 | 0 | 0 | 0 | 0 | 0 | 0 | 0 | 0 | 0 | 0 | 0 | 0 | 0 | 0 | 0 | 0 | 0 | 0 | 0 | 0 | 0 | 0 | 0 | 0 | 0 | 0 | 0 | 0 | 0 | 0 | 0 | 0 | 0 | 0 | 0
[7 empty] | Esc1.5 | 31 | 4 | 1.0614 | 1.0457 | 1.0302 | 1.015 | 1 | 0 | 0 | 0 | 0 | 0 | 0 | 0 | 0 | 0 | 0 | 0 | 0 | 0 | 0 | 0 | 0 | 0 | 0 | 0 | 0 | 0 | 0 | 0 | 0 | 0 | 0 | 0 | 0 | 0 | 0 | 0 | 0 | 0 | 0 | 0 | 0 | 0 | 0 | 0 | 0 | 0 | 0 | 0 | 0 | 0
[7 empty] | Esc1.5 | 31 | 5 | 1.0773 | 1.0614 | 1.0457 | 1.0302 | 1.015 | 1 | 0 | 0 | 0 | 0 | 0 | 0 | 0 | 0 | 0 | 0 | 0 | 0 | 0 | 0 | 0 | 0 | 0 | 0 | 0 | 0 | 0 | 0 | 0 | 0 | 0 | 0 | 0 | 0 | 0 | 0 | 0 | 0 | 0 | 0 | 0 | 0 | 0 | 0 | 0 | 0 | 0 | 0 | 0 | 0
[7 empty] | Esc1.5 | 31 | 6 | 1.0934 | 1.0773 | 1.0614 | 1.0457 | 1.0302 | 1.015 | 1 | 0 | 0 | 0 | 0 | 0 | 0 | 0 | 0 | 0 | 0 | 0 | 0 | 0 | 0 | 0 | 0 | 0 | 0 | 0 | 0 | 0 | 0 | 0 | 0 | 0 | 0 | 0 | 0 | 0 | 0 | 0 | 0 | 0 | 0 | 0 | 0 | 0 | 0 | 0 | 0 | 0 | 0 | 0
[7 empty] | Esc1.5 | 31 | 7 | 1.1098 | 1.0934 | 1.0773 | 1.0614 | 1.0457 | 1.0302 | 1.015 | 1 | 0 | 0 | 0 | 0 | 0 | 0 | 0 | 0 | 0 | 0 | 0 | 0 | 0 | 0 | 0 | 0 | 0 | 0 | 0 | 0 | 0 | 0 | 0 | 0 | 0 | 0 | 0 | 0 | 0 | 0 | 0 | 0 | 0 | 0 | 0 | 0 | 0 | 0 | 0 | 0 | 0 | 0
[7 empty] | Esc1.5 | 31 | 8 | 1.1265 | 1.1098 | 1.0934 | 1.0773 | 1.0614 | 1.0457 | 1.0302 | 1.015 | 1 | 0 | 0 | 0 | 0 | 0 | 0 | 0 | 0 | 0 | 0 | 0 | 0 | 0 | 0 | 0 | 0 | 0 | 0 | 0 | 0 | 0 | 0 | 0 | 0 | 0 | 0 | 0 | 0 | 0 | 0 | 0 | 0 | 0 | 0 | 0 | 0 | 0 | 0 | 0 | 0 | 0
[7 empty] | Esc1.5 | 31 | 9 | 1.1434 | 1.1265 | 1.1098 | 1.0934 | 1.0773 | 1.0614 | 1.0457 | 1.0302 | 1.015 | 1 | 0 | 0 | 0 | 0 | 0 | 0 | 0 | 0 | 0 | 0 | 0 | 0 | 0 | 0 | 0 | 0 | 0 | 0 | 0 | 0 | 0 | 0 | 0 | 0 | 0 | 0 | 0 | 0 | 0 | 0 | 0 | 0 | 0 | 0 | 0 | 0 | 0 | 0 | 0 | 0
[7 empty] | Esc1.5 | 31 | 10 | 1.1605 | 1.1434 | 1.1265 | 1.1098 | 1.0934 | 1.0773 | 1.0614 | 1.0457 | 1.0302 | 1.015 | 1 | 0 | 0 | 0 | 0 | 0 | 0 | 0 | 0 | 0 | 0 | 0 | 0 | 0 | 0 | 0 | 0 | 0 | 0 | 0 | 0 | 0 | 0 | 0 | 0 | 0 | 0 | 0 | 0 | 0 | 0 | 0 | 0 | 0 | 0 | 0 | 0 | 0 | 0 | 0
[7 empty] | Esc1.5 | 31 | 11 | 1.1779 | 1.1605 | 1.1434 | 1.1265 | 1.1098 | 1.0934 | 1.0773 | 1.0614 | 1.0457 | 1.0302 | 1.015 | 1 | 0 | 0 | 0 | 0 | 0 | 0 | 0 | 0 | 0 | 0 | 0 | 0 | 0 | 0 | 0 | 0 | 0 | 0 | 0 | 0 | 0 | 0 | 0 | 0 | 0 | 0 | 0 | 0 | 0 | 0 | 0 | 0 | 0 | 0 | 0 | 0 | 0 | 0
[7 empty] | Esc1.5 | 31 | 12 | 1.1956 | 1.1779 | 1.1605 | 1.1434 | 1.1265 | 1.1098 | 1.0934 | 1.0773 | 1.0614 | 1.0457 | 1.0302 | 1.015 | 1 | 0 | 0 | 0 | 0 | 0 | 0 | 0 | 0 | 0 | 0 | 0 | 0 | 0 | 0 | 0 | 0 | 0 | 0 | 0 | 0 | 0 | 0 | 0 | 0 | 0 | 0 | 0 | 0 | 0 | 0 | 0 | 0 | 0 | 0 | 0 | 0 | 0
[7 empty] | Esc1.5 | 31 | 13 | 1.2136 | 1.1956 | 1.1779 | 1.1605 | 1.1434 | 1.1265 | 1.1098 | 1.0934 | 1.0773 | 1.0614 | 1.0457 | 1.0302 | 1.015 | 1 | 0 | 0 | 0 | 0 | 0 | 0 | 0 | 0 | 0 | 0 | 0 | 0 | 0 | 0 | 0 | 0 | 0 | 0 | 0 | 0 | 0 | 0 | 0 | 0 | 0 | 0 | 0 | 0 | 0 | 0 | 0 | 0 | 0 | 0 | 0 | 0
[7 empty] | Esc1.5 | 31 | 14 | 1.2318 | 1.2136 | 1.1956 | 1.1779 | 1.1605 | 1.1434 | 1.1265 | 1.1098 | 1.0934 | 1.0773 | 1.0614 | 1.0457 | 1.0302 | 1.015 | 1 | 0 | 0 | 0 | 0 | 0 | 0 | 0 | 0 | 0 | 0 | 0 | 0 | 0 | 0 | 0 | 0 | 0 | 0 | 0 | 0 | 0 | 0 | 0 | 0 | 0 | 0 | 0 | 0 | 0 | 0 | 0 | 0 | 0 | 0 | 0
[7 empty] | Esc1.5 | 31 | 15 | 1.2502 | 1.2318 | 1.2136 | 1.1956 | 1.1779 | 1.1605 | 1.1434 | 1.1265 | 1.1098 | 1.0934 | 1.0773 | 1.0614 | 1.0457 | 1.0302 | 1.015 | 1 | 0 | 0 | 0 | 0 | 0 | 0 | 0 | 0 | 0 | 0 | 0 | 0 | 0 | 0 | 0 | 0 | 0 | 0 | 0 | 0 | 0 | 0 | 0 | 0 | 0 | 0 | 0 | 0 | 0 | 0 | 0 | 0 | 0 | 0
[7 empty] | Esc1.5 | 31 | 16 | 1.269 | 1.2502 | 1.2318 | 1.2136 | 1.1956 | 1.1779 | 1.1605 | 1.1434 | 1.1265 | 1.1098 | 1.0934 | 1.0773 | 1.0614 | 1.0457 | 1.0302 | 1.015 | 1 | 0 | 0 | 0 | 0 | 0 | 0 | 0 | 0 | 0 | 0 | 0 | 0 | 0 | 0 | 0 | 0 | 0 | 0 | 0 | 0 | 0 | 0 | 0 | 0 | 0 | 0 | 0 | 0 | 0 | 0 | 0 | 0 | 0
[7 empty] | Esc1.5 | 31 | 17 | 1.288 | 1.269 | 1.2502 | 1.2318 | 1.2136 | 1.1956 | 1.1779 | 1.1605 | 1.1434 | 1.1265 | 1.1098 | 1.0934 | 1.0773 | 1.0614 | 1.0457 | 1.0302 | 1.015 | 1 | 0 | 0 | 0 | 0 | 0 | 0 | 0 | 0 | 0 | 0 | 0 | 0 | 0 | 0 | 0 | 0 | 0 | 0 | 0 | 0 | 0 | 0 | 0 | 0 | 0 | 0 | 0 | 0 | 0 | 0 | 0 | 0
[7 empty] | Esc1.5 | 31 | 18 | 1.3073 | 1.288 | 1.269 | 1.2502 | 1.2318 | 1.2136 | 1.1956 | 1.1779 | 1.1605 | 1.1434 | 1.1265 | 1.1098 | 1.0934 | 1.0773 | 1.0614 | 1.0457 | 1.0302 | 1.015 | 1 | 0 | 0 | 0 | 0 | 0 | 0 | 0 | 0 | 0 | 0 | 0 | 0 | 0 | 0 | 0 | 0 | 0 | 0 | 0 | 0 | 0 | 0 | 0 | 0 | 0 | 0 | 0 | 0 | 0 | 0 | 0
[7 empty] | Esc1.5 | 31 | 19 | 1.327 | 1.3073 | 1.288 | 1.269 | 1.2502 | 1.2318 | 1.2136 | 1.1956 | 1.1779 | 1.1605 | 1.1434 | 1.1265 | 1.1098 | 1.0934 | 1.0773 | 1.0614 | 1.0457 | 1.0302 | 1.015 | 1 | 0 | 0 | 0 | 0 | 0 | 0 | 0 | 0 | 0 | 0 | 0 | 0 | 0 | 0 | 0 | 0 | 0 | 0 | 0 | 0 | 0 | 0 | 0 | 0 | 0 | 0 | 0 | 0 | 0 | 0
[7 empty] | Esc1.5 | 31 | 20 | 1.3469 | 1.327 | 1.3073 | 1.288 | 1.269 | 1.2502 | 1.2318 | 1.2136 | 1.1956 | 1.1779 | 1.1605 | 1.1434 | 1.1265 | 1.1098 | 1.0934 | 1.0773 | 1.0614 | 1.0457 | 1.0302 | 1.015 | 1 | 0 | 0 | 0 | 0 | 0 | 0 | 0 | 0 | 0 | 0 | 0 | 0 | 0 | 0 | 0 | 0 | 0 | 0 | 0 | 0 | 0 | 0 | 0 | 0 | 0 | 0 | 0 | 0 | 0
[7 empty] | Esc1.5 | 31 | 21 | 1.3671 | 1.3469 | 1.327 | 1.3073 | 1.288 | 1.269 | 1.2502 | 1.2318 | 1.2136 | 1.1956 | 1.1779 | 1.1605 | 1.1434 | 1.1265 | 1.1098 | 1.0934 | 1.0773 | 1.0614 | 1.0457 | 1.0302 | 1.015 | 1 | 0 | 0 | 0 | 0 | 0 | 0 | 0 | 0 | 0 | 0 | 0 | 0 | 0 | 0 | 0 | 0 | 0 | 0 | 0 | 0 | 0 | 0 | 0 | 0 | 0 | 0 | 0 | 0
[7 empty] | Esc1.5 | 31 | 22 | 1.3876 | 1.3671 | 1.3469 | 1.327 | 1.3073 | 1.288 | 1.269 | 1.2502 | 1.2318 | 1.2136 | 1.1956 | 1.1779 | 1.1605 | 1.1434 | 1.1265 | 1.1098 | 1.0934 | 1.0773 | 1.0614 | 1.0457 | 1.0302 | 1.015 | 1 | 0 | 0 | 0 | 0 | 0 | 0 | 0 | 0 | 0 | 0 | 0 | 0 | 0 | 0 | 0 | 0 | 0 | 0 | 0 | 0 | 0 | 0 | 0 | 0 | 0 | 0 | 0
[7 empty] | Esc1.5 | 31 | 23 | 1.4084 | 1.3876 | 1.3671 | 1.3469 | 1.327 | 1.3073 | 1.288 | 1.269 | 1.2502 | 1.2318 | 1.2136 | 1.1956 | 1.1779 | 1.1605 | 1.1434 | 1.1265 | 1.1098 | 1.0934 | 1.0773 | 1.0614 | 1.0457 | 1.0302 | 1.015 | 1 | 0 | 0 | 0 | 0 | 0 | 0 | 0 | 0 | 0 | 0 | 0 | 0 | 0 | 0 | 0 | 0 | 0 | 0 | 0 | 0 | 0 | 0 | 0 | 0 | 0 | 0
[7 empty] | Esc1.5 | 31 | 24 | 1.4295 | 1.4084 | 1.3876 | 1.3671 | 1.3469 | 1.327 | 1.3073 | 1.288 | 1.269 | 1.2502 | 1.2318 | 1.2136 | 1.1956 | 1.1779 | 1.1605 | 1.1434 | 1.1265 | 1.1098 | 1.0934 | 1.0773 | 1.0614 | 1.0457 | 1.0302 | 1.015 | 1 | 0 | 0 | 0 | 0 | 0 | 0 | 0 | 0 | 0 | 0 | 0 | 0 | 0 | 0 | 0 | 0 | 0 | 0 | 0 | 0 | 0 | 0 | 0 | 0 | 0
[7 empty] | Esc1.5 | 31 | 25 | 1.4509 | 1.4295 | 1.4084 | 1.3876 | 1.3671 | 1.3469 | 1.327 | 1.3073 | 1.288 | 1.269 | 1.2502 | 1.2318 | 1.2136 | 1.1956 | 1.1779 | 1.1605 | 1.1434 | 1.1265 | 1.1098 | 1.0934 | 1.0773 | 1.0614 | 1.0457 | 1.0302 | 1.015 | 1 | 0 | 0 | 0 | 0 | 0 | 0 | 0 | 0 | 0 | 0 | 0 | 0 | 0 | 0 | 0 | 0 | 0 | 0 | 0 | 0 | 0 | 0 | 0 | 0
[7 empty] | Esc1.5 | 31 | 26 | 1.4727 | 1.4509 | 1.4295 | 1.4084 | 1.3876 | 1.3671 | 1.3469 | 1.327 | 1.3073 | 1.288 | 1.269 | 1.2502 | 1.2318 | 1.2136 | 1.1956 | 1.1779 | 1.1605 | 1.1434 | 1.1265 | 1.1098 | 1.0934 | 1.0773 | 1.0614 | 1.0457 | 1.0302 | 1.015 | 1 | 0 | 0 | 0 | 0 | 0 | 0 | 0 | 0 | 0 | 0 | 0 | 0 | 0 | 0 | 0 | 0 | 0 | 0 | 0 | 0 | 0 | 0 | 0
[7 empty] | Esc1.5 | 31 | 27 | 1.4948 | 1.4727 | 1.4509 | 1.4295 | 1.4084 | 1.3876 | 1.3671 | 1.3469 | 1.327 | 1.3073 | 1.288 | 1.269 | 1.2502 | 1.2318 | 1.2136 | 1.1956 | 1.1779 | 1.1605 | 1.1434 | 1.1265 | 1.1098 | 1.0934 | 1.0773 | 1.0614 | 1.0457 | 1.0302 | 1.015 | 1 | 0 | 0 | 0 | 0 | 0 | 0 | 0 | 0 | 0 | 0 | 0 | 0 | 0 | 0 | 0 | 0 | 0 | 0 | 0 | 0 | 0 | 0
[7 empty] | Esc1.5 | 31 | 28 | 1.5172 | 1.4948 | 1.4727 | 1.4509 | 1.4295 | 1.4084 | 1.3876 | 1.3671 | 1.3469 | 1.327 | 1.3073 | 1.288 | 1.269 | 1.2502 | 1.2318 | 1.2136 | 1.1956 | 1.1779 | 1.1605 | 1.1434 | 1.1265 | 1.1098 | 1.0934 | 1.0773 | 1.0614 | 1.0457 | 1.0302 | 1.015 | 1 | 0 | 0 | 0 | 0 | 0 | 0 | 0 | 0 | 0 | 0 | 0 | 0 | 0 | 0 | 0 | 0 | 0 | 0 | 0 | 0 | 0
[7 empty] | Esc1.5 | 31 | 29 | 1.54 | 1.5172 | 1.4948 | 1.4727 | 1.4509 | 1.4295 | 1.4084 | 1.3876 | 1.3671 | 1.3469 | 1.327 | 1.3073 | 1.288 | 1.269 | 1.2502 | 1.2318 | 1.2136 | 1.1956 | 1.1779 | 1.1605 | 1.1434 | 1.1265 | 1.1098 | 1.0934 | 1.0773 | 1.0614 | 1.0457 | 1.0302 | 1.015 | 1 | 0 | 0 | 0 | 0 | 0 | 0 | 0 | 0 | 0 | 0 | 0 | 0 | 0 | 0 | 0 | 0 | 0 | 0 | 0 | 0
[7 empty] | Esc1.5 | 31 | 30 | 1.5631 | 1.54 | 1.5172 | 1.4948 | 1.4727 | 1.4509 | 1.4295 | 1.4084 | 1.3876 | 1.3671 | 1.3469 | 1.327 | 1.3073 | 1.288 | 1.269 | 1.2502 | 1.2318 | 1.2136 | 1.1956 | 1.1779 | 1.1605 | 1.1434 | 1.1265 | 1.1098 | 1.0934 | 1.0773 | 1.0614 | 1.0457 | 1.0302 | 1.015 | 1 | 0 | 0 | 0 | 0 | 0 | 0 | 0 | 0 | 0 | 0 | 0 | 0 | 0 | 0 | 0 | 0 | 0 | 0 | 0
[7 empty] | Esc1.5 | 31 | 31 | 1.5865 | 1.5631 | 1.54 | 1.5172 | 1.4948 | 1.4727 | 1.4509 | 1.4295 | 1.4084 | 1.3876 | 1.3671 | 1.3469 | 1.327 | 1.3073 | 1.288 | 1.269 | 1.2502 | 1.2318 | 1.2136 | 1.1956 | 1.1779 | 1.1605 | 1.1434 | 1.1265 | 1.1098 | 1.0934 | 1.0773 | 1.0614 | 1.0457 | 1.0302 | 1.015 | 1 | 0 | 0 | 0 | 0 | 0 | 0 | 0 | 0 | 0 | 0 | 0 | 0 | 0 | 0 | 0 | 0 | 0 | 0
[7 empty] | Esc1.5 | 31 | 32 | 1.6103 | 1.5865 | 1.5631 | 1.54 | 1.5172 | 1.4948 | 1.4727 | 1.4509 | 1.4295 | 1.4084 | 1.3876 | 1.3671 | 1.3469 | 1.327 | 1.3073 | 1.288 | 1.269 | 1.2502 | 1.2318 | 1.2136 | 1.1956 | 1.1779 | 1.1605 | 1.1434 | 1.1265 | 1.1098 | 1.0934 | 1.0773 | 1.0614 | 1.0457 | 1.0302 | 1.015 | 1 | 0 | 0 | 0 | 0 | 0 | 0 | 0 | 0 | 0 | 0 | 0 | 0 | 0 | 0 | 0 | 0 | 0
[7 empty] | Esc1.5 | 31 | 33 | 1.6345 | 1.6103 | 1.5865 | 1.5631 | 1.54 | 1.5172 | 1.4948 | 1.4727 | 1.4509 | 1.4295 | 1.4084 | 1.3876 | 1.3671 | 1.3469 | 1.327 | 1.3073 | 1.288 | 1.269 | 1.2502 | 1.2318 | 1.2136 | 1.1956 | 1.1779 | 1.1605 | 1.1434 | 1.1265 | 1.1098 | 1.0934 | 1.0773 | 1.0614 | 1.0457 | 1.0302 | 1.015 | 1 | 0 | 0 | 0 | 0 | 0 | 0 | 0 | 0 | 0 | 0 | 0 | 0 | 0 | 0 | 0 | 0
[7 empty] | Esc1.5 | 31 | 34 | 1.659 | 1.6345 | 1.6103 | 1.5865 | 1.5631 | 1.54 | 1.5172 | 1.4948 | 1.4727 | 1.4509 | 1.4295 | 1.4084 | 1.3876 | 1.3671 | 1.3469 | 1.327 | 1.3073 | 1.288 | 1.269 | 1.2502 | 1.2318 | 1.2136 | 1.1956 | 1.1779 | 1.1605 | 1.1434 | 1.1265 | 1.1098 | 1.0934 | 1.0773 | 1.0614 | 1.0457 | 1.0302 | 1.015 | 1 | 0 | 0 | 0 | 0 | 0 | 0 | 0 | 0 | 0 | 0 | 0 | 0 | 0 | 0 | 0
[7 empty] | Esc1.5 | 31 | 35 | 1.6839 | 1.659 | 1.6345 | 1.6103 | 1.5865 | 1.5631 | 1.54 | 1.5172 | 1.4948 | 1.4727 | 1.4509 | 1.4295 | 1.4084 | 1.3876 | 1.3671 | 1.3469 | 1.327 | 1.3073 | 1.288 | 1.269 | 1.2502 | 1.2318 | 1.2136 | 1.1956 | 1.1779 | 1.1605 | 1.1434 | 1.1265 | 1.1098 | 1.0934 | 1.0773 | 1.0614 | 1.0457 | 1.0302 | 1.015 | 1 | 0 | 0 | 0 | 0 | 0 | 0 | 0 | 0 | 0 | 0 | 0 | 0 | 0 | 0
[7 empty] | Esc1.5 | 31 | 36 | 1.7091 | 1.6839 | 1.659 | 1.6345 | 1.6103 | 1.5865 | 1.5631 | 1.54 | 1.5172 | 1.4948 | 1.4727 | 1.4509 | 1.4295 | 1.4084 | 1.3876 | 1.3671 | 1.3469 | 1.327 | 1.3073 | 1.288 | 1.269 | 1.2502 | 1.2318 | 1.2136 | 1.1956 | 1.1779 | 1.1605 | 1.1434 | 1.1265 | 1.1098 | 1.0934 | 1.0773 | 1.0614 | 1.0457 | 1.0302 | 1.015 | 1 | 0 | 0 | 0 | 0 | 0 | 0 | 0 | 0 | 0 | 0 | 0 | 0 | 0
[7 empty] | Esc1.5 | 31 | 37 | 1.7348 | 1.7091 | 1.6839 | 1.659 | 1.6345 | 1.6103 | 1.5865 | 1.5631 | 1.54 | 1.5172 | 1.4948 | 1.4727 | 1.4509 | 1.4295 | 1.4084 | 1.3876 | 1.3671 | 1.3469 | 1.327 | 1.3073 | 1.288 | 1.269 | 1.2502 | 1.2318 | 1.2136 | 1.1956 | 1.1779 | 1.1605 | 1.1434 | 1.1265 | 1.1098 | 1.0934 | 1.0773 | 1.0614 | 1.0457 | 1.0302 | 1.015 | 1 | 0 | 0 | 0 | 0 | 0 | 0 | 0 | 0 | 0 | 0 | 0 | 0
[7 empty] | Esc1.5 | 31 | 38 | 1.7608 | 1.7348 | 1.7091 | 1.6839 | 1.659 | 1.6345 | 1.6103 | 1.5865 | 1.5631 | 1.54 | 1.5172 | 1.4948 | 1.4727 | 1.4509 | 1.4295 | 1.4084 | 1.3876 | 1.3671 | 1.3469 | 1.327 | 1.3073 | 1.288 | 1.269 | 1.2502 | 1.2318 | 1.2136 | 1.1956 | 1.1779 | 1.1605 | 1.1434 | 1.1265 | 1.1098 | 1.0934 | 1.0773 | 1.0614 | 1.0457 | 1.0302 | 1.015 | 1 | 0 | 0 | 0 | 0 | 0 | 0 | 0 | 0 | 0 | 0 | 0
[7 empty] | Esc1.5 | 31 | 39 | 1.7872 | 1.7608 | 1.7348 | 1.7091 | 1.6839 | 1.659 | 1.6345 | 1.6103 | 1.5865 | 1.5631 | 1.54 | 1.5172 | 1.4948 | 1.4727 | 1.4509 | 1.4295 | 1.4084 | 1.3876 | 1.3671 | 1.3469 | 1.327 | 1.3073 | 1.288 | 1.269 | 1.2502 | 1.2318 | 1.2136 | 1.1956 | 1.1779 | 1.1605 | 1.1434 | 1.1265 | 1.1098 | 1.0934 | 1.0773 | 1.0614 | 1.0457 | 1.0302 | 1.015 | 1 | 0 | 0 | 0 | 0 | 0 | 0 | 0 | 0 | 0 | 0
[7 empty] | Esc1.5 | 31 | 40 | 1.814 | 1.7872 | 1.7608 | 1.7348 | 1.7091 | 1.6839 | 1.659 | 1.6345 | 1.6103 | 1.5865 | 1.5631 | 1.54 | 1.5172 | 1.4948 | 1.4727 | 1.4509 | 1.4295 | 1.4084 | 1.3876 | 1.3671 | 1.3469 | 1.327 | 1.3073 | 1.288 | 1.269 | 1.2502 | 1.2318 | 1.2136 | 1.1956 | 1.1779 | 1.1605 | 1.1434 | 1.1265 | 1.1098 | 1.0934 | 1.0773 | 1.0614 | 1.0457 | 1.0302 | 1.015 | 1 | 0 | 0 | 0 | 0 | 0 | 0 | 0 | 0 | 0
[7 empty] | Esc1.5 | 31 | 41 | 1.8412 | 1.814 | 1.7872 | 1.7608 | 1.7348 | 1.7091 | 1.6839 | 1.659 | 1.6345 | 1.6103 | 1.5865 | 1.5631 | 1.54 | 1.5172 | 1.4948 | 1.4727 | 1.4509 | 1.4295 | 1.4084 | 1.3876 | 1.3671 | 1.3469 | 1.327 | 1.3073 | 1.288 | 1.269 | 1.2502 | 1.2318 | 1.2136 | 1.1956 | 1.1779 | 1.1605 | 1.1434 | 1.1265 | 1.1098 | 1.0934 | 1.0773 | 1.0614 | 1.0457 | 1.0302 | 1.015 | 1 | 0 | 0 | 0 | 0 | 0 | 0 | 0 | 0
[7 empty] | Esc1.5 | 31 | 42 | 1.8688 | 1.8412 | 1.814 | 1.7872 | 1.7608 | 1.7348 | 1.7091 | 1.6839 | 1.659 | 1.6345 | 1.6103 | 1.5865 | 1.5631 | 1.54 | 1.5172 | 1.4948 | 1.4727 | 1.4509 | 1.4295 | 1.4084 | 1.3876 | 1.3671 | 1.3469 | 1.327 | 1.3073 | 1.288 | 1.269 | 1.2502 | 1.2318 | 1.2136 | 1.1956 | 1.1779 | 1.1605 | 1.1434 | 1.1265 | 1.1098 | 1.0934 | 1.0773 | 1.0614 | 1.0457 | 1.0302 | 1.015 | 1 | 0 | 0 | 0 | 0 | 0 | 0 | 0
[7 empty] | Esc1.5 | 31 | 43 | 1.8969 | 1.8688 | 1.8412 | 1.814 | 1.7872 | 1.7608 | 1.7348 | 1.7091 | 1.6839 | 1.659 | 1.6345 | 1.6103 | 1.5865 | 1.5631 | 1.54 | 1.5172 | 1.4948 | 1.4727 | 1.4509 | 1.4295 | 1.4084 | 1.3876 | 1.3671 | 1.3469 | 1.327 | 1.3073 | 1.288 | 1.269 | 1.2502 | 1.2318 | 1.2136 | 1.1956 | 1.1779 | 1.1605 | 1.1434 | 1.1265 | 1.1098 | 1.0934 | 1.0773 | 1.0614 | 1.0457 | 1.0302 | 1.015 | 1 | 0 | 0 | 0 | 0 | 0 | 0
[7 empty] | Esc1.5 | 31 | 44 | 1.9253 | 1.8969 | 1.8688 | 1.8412 | 1.814 | 1.7872 | 1.7608 | 1.7348 | 1.7091 | 1.6839 | 1.659 | 1.6345 | 1.6103 | 1.5865 | 1.5631 | 1.54 | 1.5172 | 1.4948 | 1.4727 | 1.4509 | 1.4295 | 1.4084 | 1.3876 | 1.3671 | 1.3469 | 1.327 | 1.3073 | 1.288 | 1.269 | 1.2502 | 1.2318 | 1.2136 | 1.1956 | 1.1779 | 1.1605 | 1.1434 | 1.1265 | 1.1098 | 1.0934 | 1.0773 | 1.0614 | 1.0457 | 1.0302 | 1.015 | 1 | 0 | 0 | 0 | 0 | 0
[7 empty] | Esc1.5 | 31 | 45 | 1.9542 | 1.9253 | 1.8969 | 1.8688 | 1.8412 | 1.814 | 1.7872 | 1.7608 | 1.7348 | 1.7091 | 1.6839 | 1.659 | 1.6345 | 1.6103 | 1.5865 | 1.5631 | 1.54 | 1.5172 | 1.4948 | 1.4727 | 1.4509 | 1.4295 | 1.4084 | 1.3876 | 1.3671 | 1.3469 | 1.327 | 1.3073 | 1.288 | 1.269 | 1.2502 | 1.2318 | 1.2136 | 1.1956 | 1.1779 | 1.1605 | 1.1434 | 1.1265 | 1.1098 | 1.0934 | 1.0773 | 1.0614 | 1.0457 | 1.0302 | 1.015 | 1 | 0 | 0 | 0 | 0
[7 empty] | Esc1.5 | 31 | 46 | 1.9835 | 1.9542 | 1.9253 | 1.8969 | 1.8688 | 1.8412 | 1.814 | 1.7872 | 1.7608 | 1.7348 | 1.7091 | 1.6839 | 1.659 | 1.6345 | 1.6103 | 1.5865 | 1.5631 | 1.54 | 1.5172 | 1.4948 | 1.4727 | 1.4509 | 1.4295 | 1.4084 | 1.3876 | 1.3671 | 1.3469 | 1.327 | 1.3073 | 1.288 | 1.269 | 1.2502 | 1.2318 | 1.2136 | 1.1956 | 1.1779 | 1.1605 | 1.1434 | 1.1265 | 1.1098 | 1.0934 | 1.0773 | 1.0614 | 1.0457 | 1.0302 | 1.015 | 1 | 0 | 0 | 0
[7 empty] | Esc1.5 | 31 | 47 | 2.0133 | 1.9835 | 1.9542 | 1.9253 | 1.8969 | 1.8688 | 1.8412 | 1.814 | 1.7872 | 1.7608 | 1.7348 | 1.7091 | 1.6839 | 1.659 | 1.6345 | 1.6103 | 1.5865 | 1.5631 | 1.54 | 1.5172 | 1.4948 | 1.4727 | 1.4509 | 1.4295 | 1.4084 | 1.3876 | 1.3671 | 1.3469 | 1.327 | 1.3073 | 1.288 | 1.269 | 1.2502 | 1.2318 | 1.2136 | 1.1956 | 1.1779 | 1.1605 | 1.1434 | 1.1265 | 1.1098 | 1.0934 | 1.0773 | 1.0614 | 1.0457 | 1.0302 | 1.015 | 1 | 0 | 0
[7 empty] | Esc1.5 | 31 | 48 | 2.0435 | 2.0133 | 1.9835 | 1.9542 | 1.9253 | 1.8969 | 1.8688 | 1.8412 | 1.814 | 1.7872 | 1.7608 | 1.7348 | 1.7091 | 1.6839 | 1.659 | 1.6345 | 1.6103 | 1.5865 | 1.5631 | 1.54 | 1.5172 | 1.4948 | 1.4727 | 1.4509 | 1.4295 | 1.4084 | 1.3876 | 1.3671 | 1.3469 | 1.327 | 1.3073 | 1.288 | 1.269 | 1.2502 | 1.2318 | 1.2136 | 1.1956 | 1.1779 | 1.1605 | 1.1434 | 1.1265 | 1.1098 | 1.0934 | 1.0773 | 1.0614 | 1.0457 | 1.0302 | 1.015 | 1 | 0
[7 empty] | Esc1.5 | 31 | 49 | 2.0741 | 2.0435 | 2.0133 | 1.9835 | 1.9542 | 1.9253 | 1.8969 | 1.8688 | 1.8412 | 1.814 | 1.7872 | 1.7608 | 1.7348 | 1.7091 | 1.6839 | 1.659 | 1.6345 | 1.6103 | 1.5865 | 1.5631 | 1.54 | 1.5172 | 1.4948 | 1.4727 | 1.4509 | 1.4295 | 1.4084 | 1.3876 | 1.3671 | 1.3469 | 1.327 | 1.3073 | 1.288 | 1.269 | 1.2502 | 1.2318 | 1.2136 | 1.1956 | 1.1779 | 1.1605 | 1.1434 | 1.1265 | 1.1098 | 1.0934 | 1.0773 | 1.0614 | 1.0457 | 1.0302 | 1.015 | 1
[7 empty] | Esc2 | 32 | 0 | 1 | 0 | 0 | 0 | 0 | 0 | 0 | 0 | 0 | 0 | 0 | 0 | 0 | 0 | 0 | 0 | 0 | 0 | 0 | 0 | 0 | 0 | 0 | 0 | 0 | 0 | 0 | 0 | 0 | 0 | 0 | 0 | 0 | 0 | 0 | 0 | 0 | 0 | 0 | 0 | 0 | 0 | 0 | 0 | 0 | 0 | 0 | 0 | 0 | 0
[7 empty] | Esc2 | 32 | 1 | 1.02 | 1 | 0 | 0 | 0 | 0 | 0 | 0 | 0 | 0 | 0 | 0 | 0 | 0 | 0 | 0 | 0 | 0 | 0 | 0 | 0 | 0 | 0 | 0 | 0 | 0 | 0 | 0 | 0 | 0 | 0 | 0 | 0 | 0 | 0 | 0 | 0 | 0 | 0 | 0 | 0 | 0 | 0 | 0 | 0 | 0 | 0 | 0 | 0 | 0
[7 empty] | Esc2 | 32 | 2 | 1.0404 | 1.02 | 1 | 0 | 0 | 0 | 0 | 0 | 0 | 0 | 0 | 0 | 0 | 0 | 0 | 0 | 0 | 0 | 0 | 0 | 0 | 0 | 0 | 0 | 0 | 0 | 0 | 0 | 0 | 0 | 0 | 0 | 0 | 0 | 0 | 0 | 0 | 0 | 0 | 0 | 0 | 0 | 0 | 0 | 0 | 0 | 0 | 0 | 0 | 0
[7 empty] | Esc2 | 32 | 3 | 1.0612 | 1.0404 | 1.02 | 1 | 0 | 0 | 0 | 0 | 0 | 0 | 0 | 0 | 0 | 0 | 0 | 0 | 0 | 0 | 0 | 0 | 0 | 0 | 0 | 0 | 0 | 0 | 0 | 0 | 0 | 0 | 0 | 0 | 0 | 0 | 0 | 0 | 0 | 0 | 0 | 0 | 0 | 0 | 0 | 0 | 0 | 0 | 0 | 0 | 0 | 0
[7 empty] | Esc2 | 32 | 4 | 1.0824 | 1.0612 | 1.0404 | 1.02 | 1 | 0 | 0 | 0 | 0 | 0 | 0 | 0 | 0 | 0 | 0 | 0 | 0 | 0 | 0 | 0 | 0 | 0 | 0 | 0 | 0 | 0 | 0 | 0 | 0 | 0 | 0 | 0 | 0 | 0 | 0 | 0 | 0 | 0 | 0 | 0 | 0 | 0 | 0 | 0 | 0 | 0 | 0 | 0 | 0 | 0
[7 empty] | Esc2 | 32 | 5 | 1.1041 | 1.0824 | 1.0612 | 1.0404 | 1.02 | 1 | 0 | 0 | 0 | 0 | 0 | 0 | 0 | 0 | 0 | 0 | 0 | 0 | 0 | 0 | 0 | 0 | 0 | 0 | 0 | 0 | 0 | 0 | 0 | 0 | 0 | 0 | 0 | 0 | 0 | 0 | 0 | 0 | 0 | 0 | 0 | 0 | 0 | 0 | 0 | 0 | 0 | 0 | 0 | 0
[7 empty] | Esc2 | 32 | 6 | 1.1262 | 1.1041 | 1.0824 | 1.0612 | 1.0404 | 1.02 | 1 | 0 | 0 | 0 | 0 | 0 | 0 | 0 | 0 | 0 | 0 | 0 | 0 | 0 | 0 | 0 | 0 | 0 | 0 | 0 | 0 | 0 | 0 | 0 | 0 | 0 | 0 | 0 | 0 | 0 | 0 | 0 | 0 | 0 | 0 | 0 | 0 | 0 | 0 | 0 | 0 | 0 | 0 | 0
[7 empty] | Esc2 | 32 | 7 | 1.1487 | 1.1262 | 1.1041 | 1.0824 | 1.0612 | 1.0404 | 1.02 | 1 | 0 | 0 | 0 | 0 | 0 | 0 | 0 | 0 | 0 | 0 | 0 | 0 | 0 | 0 | 0 | 0 | 0 | 0 | 0 | 0 | 0 | 0 | 0 | 0 | 0 | 0 | 0 | 0 | 0 | 0 | 0 | 0 | 0 | 0 | 0 | 0 | 0 | 0 | 0 | 0 | 0 | 0
[7 empty] | Esc2 | 32 | 8 | 1.1717 | 1.1487 | 1.1262 | 1.1041 | 1.0824 | 1.0612 | 1.0404 | 1.02 | 1 | 0 | 0 | 0 | 0 | 0 | 0 | 0 | 0 | 0 | 0 | 0 | 0 | 0 | 0 | 0 | 0 | 0 | 0 | 0 | 0 | 0 | 0 | 0 | 0 | 0 | 0 | 0 | 0 | 0 | 0 | 0 | 0 | 0 | 0 | 0 | 0 | 0 | 0 | 0 | 0 | 0
[7 empty] | Esc2 | 32 | 9 | 1.1951 | 1.1717 | 1.1487 | 1.1262 | 1.1041 | 1.0824 | 1.0612 | 1.0404 | 1.02 | 1 | 0 | 0 | 0 | 0 | 0 | 0 | 0 | 0 | 0 | 0 | 0 | 0 | 0 | 0 | 0 | 0 | 0 | 0 | 0 | 0 | 0 | 0 | 0 | 0 | 0 | 0 | 0 | 0 | 0 | 0 | 0 | 0 | 0 | 0 | 0 | 0 | 0 | 0 | 0 | 0
[7 empty] | Esc2 | 32 | 10 | 1.219 | 1.1951 | 1.1717 | 1.1487 | 1.1262 | 1.1041 | 1.0824 | 1.0612 | 1.0404 | 1.02 | 1 | 0 | 0 | 0 | 0 | 0 | 0 | 0 | 0 | 0 | 0 | 0 | 0 | 0 | 0 | 0 | 0 | 0 | 0 | 0 | 0 | 0 | 0 | 0 | 0 | 0 | 0 | 0 | 0 | 0 | 0 | 0 | 0 | 0 | 0 | 0 | 0 | 0 | 0 | 0
[7 empty] | Esc2 | 32 | 11 | 1.2434 | 1.219 | 1.1951 | 1.1717 | 1.1487 | 1.1262 | 1.1041 | 1.0824 | 1.0612 | 1.0404 | 1.02 | 1 | 0 | 0 | 0 | 0 | 0 | 0 | 0 | 0 | 0 | 0 | 0 | 0 | 0 | 0 | 0 | 0 | 0 | 0 | 0 | 0 | 0 | 0 | 0 | 0 | 0 | 0 | 0 | 0 | 0 | 0 | 0 | 0 | 0 | 0 | 0 | 0 | 0 | 0
[7 empty] | Esc2 | 32 | 12 | 1.2682 | 1.2434 | 1.219 | 1.1951 | 1.1717 | 1.1487 | 1.1262 | 1.1041 | 1.0824 | 1.0612 | 1.0404 | 1.02 | 1 | 0 | 0 | 0 | 0 | 0 | 0 | 0 | 0 | 0 | 0 | 0 | 0 | 0 | 0 | 0 | 0 | 0 | 0 | 0 | 0 | 0 | 0 | 0 | 0 | 0 | 0 | 0 | 0 | 0 | 0 | 0 | 0 | 0 | 0 | 0 | 0 | 0
[7 empty] | Esc2 | 32 | 13 | 1.2936 | 1.2682 | 1.2434 | 1.219 | 1.1951 | 1.1717 | 1.1487 | 1.1262 | 1.1041 | 1.0824 | 1.0612 | 1.0404 | 1.02 | 1 | 0 | 0 | 0 | 0 | 0 | 0 | 0 | 0 | 0 | 0 | 0 | 0 | 0 | 0 | 0 | 0 | 0 | 0 | 0 | 0 | 0 | 0 | 0 | 0 | 0 | 0 | 0 | 0 | 0 | 0 | 0 | 0 | 0 | 0 | 0 | 0
[7 empty] | Esc2 | 32 | 14 | 1.3195 | 1.2936 | 1.2682 | 1.2434 | 1.219 | 1.1951 | 1.1717 | 1.1487 | 1.1262 | 1.1041 | 1.0824 | 1.0612 | 1.0404 | 1.02 | 1 | 0 | 0 | 0 | 0 | 0 | 0 | 0 | 0 | 0 | 0 | 0 | 0 | 0 | 0 | 0 | 0 | 0 | 0 | 0 | 0 | 0 | 0 | 0 | 0 | 0 | 0 | 0 | 0 | 0 | 0 | 0 | 0 | 0 | 0 | 0
[7 empty] | Esc2 | 32 | 15 | 1.3459 | 1.3195 | 1.2936 | 1.2682 | 1.2434 | 1.219 | 1.1951 | 1.1717 | 1.1487 | 1.1262 | 1.1041 | 1.0824 | 1.0612 | 1.0404 | 1.02 | 1 | 0 | 0 | 0 | 0 | 0 | 0 | 0 | 0 | 0 | 0 | 0 | 0 | 0 | 0 | 0 | 0 | 0 | 0 | 0 | 0 | 0 | 0 | 0 | 0 | 0 | 0 | 0 | 0 | 0 | 0 | 0 | 0 | 0 | 0
[7 empty] | Esc2 | 32 | 16 | 1.3728 | 1.3459 | 1.3195 | 1.2936 | 1.2682 | 1.2434 | 1.219 | 1.1951 | 1.1717 | 1.1487 | 1.1262 | 1.1041 | 1.0824 | 1.0612 | 1.0404 | 1.02 | 1 | 0 | 0 | 0 | 0 | 0 | 0 | 0 | 0 | 0 | 0 | 0 | 0 | 0 | 0 | 0 | 0 | 0 | 0 | 0 | 0 | 0 | 0 | 0 | 0 | 0 | 0 | 0 | 0 | 0 | 0 | 0 | 0 | 0
[7 empty] | Esc2 | 32 | 17 | 1.4002 | 1.3728 | 1.3459 | 1.3195 | 1.2936 | 1.2682 | 1.2434 | 1.219 | 1.1951 | 1.1717 | 1.1487 | 1.1262 | 1.1041 | 1.0824 | 1.0612 | 1.0404 | 1.02 | 1 | 0 | 0 | 0 | 0 | 0 | 0 | 0 | 0 | 0 | 0 | 0 | 0 | 0 | 0 | 0 | 0 | 0 | 0 | 0 | 0 | 0 | 0 | 0 | 0 | 0 | 0 | 0 | 0 | 0 | 0 | 0 | 0
[7 empty] | Esc2 | 32 | 18 | 1.4282 | 1.4002 | 1.3728 | 1.3459 | 1.3195 | 1.2936 | 1.2682 | 1.2434 | 1.219 | 1.1951 | 1.1717 | 1.1487 | 1.1262 | 1.1041 | 1.0824 | 1.0612 | 1.0404 | 1.02 | 1 | 0 | 0 | 0 | 0 | 0 | 0 | 0 | 0 | 0 | 0 | 0 | 0 | 0 | 0 | 0 | 0 | 0 | 0 | 0 | 0 | 0 | 0 | 0 | 0 | 0 | 0 | 0 | 0 | 0 | 0 | 0
[7 empty] | Esc2 | 32 | 19 | 1.4568 | 1.4282 | 1.4002 | 1.3728 | 1.3459 | 1.3195 | 1.2936 | 1.2682 | 1.2434 | 1.219 | 1.1951 | 1.1717 | 1.1487 | 1.1262 | 1.1041 | 1.0824 | 1.0612 | 1.0404 | 1.02 | 1 | 0 | 0 | 0 | 0 | 0 | 0 | 0 | 0 | 0 | 0 | 0 | 0 | 0 | 0 | 0 | 0 | 0 | 0 | 0 | 0 | 0 | 0 | 0 | 0 | 0 | 0 | 0 | 0 | 0 | 0
[7 empty] | Esc2 | 32 | 20 | 1.4859 | 1.4568 | 1.4282 | 1.4002 | 1.3728 | 1.3459 | 1.3195 | 1.2936 | 1.2682 | 1.2434 | 1.219 | 1.1951 | 1.1717 | 1.1487 | 1.1262 | 1.1041 | 1.0824 | 1.0612 | 1.0404 | 1.02 | 1 | 0 | 0 | 0 | 0 | 0 | 0 | 0 | 0 | 0 | 0 | 0 | 0 | 0 | 0 | 0 | 0 | 0 | 0 | 0 | 0 | 0 | 0 | 0 | 0 | 0 | 0 | 0 | 0 | 0
[7 empty] | Esc2 | 32 | 21 | 1.5157 | 1.4859 | 1.4568 | 1.4282 | 1.4002 | 1.3728 | 1.3459 | 1.3195 | 1.2936 | 1.2682 | 1.2434 | 1.219 | 1.1951 | 1.1717 | 1.1487 | 1.1262 | 1.1041 | 1.0824 | 1.0612 | 1.0404 | 1.02 | 1 | 0 | 0 | 0 | 0 | 0 | 0 | 0 | 0 | 0 | 0 | 0 | 0 | 0 | 0 | 0 | 0 | 0 | 0 | 0 | 0 | 0 | 0 | 0 | 0 | 0 | 0 | 0 | 0
[7 empty] | Esc2 | 32 | 22 | 1.546 | 1.5157 | 1.4859 | 1.4568 | 1.4282 | 1.4002 | 1.3728 | 1.3459 | 1.3195 | 1.2936 | 1.2682 | 1.2434 | 1.219 | 1.1951 | 1.1717 | 1.1487 | 1.1262 | 1.1041 | 1.0824 | 1.0612 | 1.0404 | 1.02 | 1 | 0 | 0 | 0 | 0 | 0 | 0 | 0 | 0 | 0 | 0 | 0 | 0 | 0 | 0 | 0 | 0 | 0 | 0 | 0 | 0 | 0 | 0 | 0 | 0 | 0 | 0 | 0
[7 empty] | Esc2 | 32 | 23 | 1.5769 | 1.546 | 1.5157 | 1.4859 | 1.4568 | 1.4282 | 1.4002 | 1.3728 | 1.3459 | 1.3195 | 1.2936 | 1.2682 | 1.2434 | 1.219 | 1.1951 | 1.1717 | 1.1487 | 1.1262 | 1.1041 | 1.0824 | 1.0612 | 1.0404 | 1.02 | 1 | 0 | 0 | 0 | 0 | 0 | 0 | 0 | 0 | 0 | 0 | 0 | 0 | 0 | 0 | 0 | 0 | 0 | 0 | 0 | 0 | 0 | 0 | 0 | 0 | 0 | 0
[7 empty] | Esc2 | 32 | 24 | 1.6084 | 1.5769 | 1.546 | 1.5157 | 1.4859 | 1.4568 | 1.4282 | 1.4002 | 1.3728 | 1.3459 | 1.3195 | 1.2936 | 1.2682 | 1.2434 | 1.219 | 1.1951 | 1.1717 | 1.1487 | 1.1262 | 1.1041 | 1.0824 | 1.0612 | 1.0404 | 1.02 | 1 | 0 | 0 | 0 | 0 | 0 | 0 | 0 | 0 | 0 | 0 | 0 | 0 | 0 | 0 | 0 | 0 | 0 | 0 | 0 | 0 | 0 | 0 | 0 | 0 | 0
[7 empty] | Esc2 | 32 | 25 | 1.6406 | 1.6084 | 1.5769 | 1.546 | 1.5157 | 1.4859 | 1.4568 | 1.4282 | 1.4002 | 1.3728 | 1.3459 | 1.3195 | 1.2936 | 1.2682 | 1.2434 | 1.219 | 1.1951 | 1.1717 | 1.1487 | 1.1262 | 1.1041 | 1.0824 | 1.0612 | 1.0404 | 1.02 | 1 | 0 | 0 | 0 | 0 | 0 | 0 | 0 | 0 | 0 | 0 | 0 | 0 | 0 | 0 | 0 | 0 | 0 | 0 | 0 | 0 | 0 | 0 | 0 | 0
[7 empty] | Esc2 | 32 | 26 | 1.6734 | 1.6406 | 1.6084 | 1.5769 | 1.546 | 1.5157 | 1.4859 | 1.4568 | 1.4282 | 1.4002 | 1.3728 | 1.3459 | 1.3195 | 1.2936 | 1.2682 | 1.2434 | 1.219 | 1.1951 | 1.1717 | 1.1487 | 1.1262 | 1.1041 | 1.0824 | 1.0612 | 1.0404 | 1.02 | 1 | 0 | 0 | 0 | 0 | 0 | 0 | 0 | 0 | 0 | 0 | 0 | 0 | 0 | 0 | 0 | 0 | 0 | 0 | 0 | 0 | 0 | 0 | 0
[7 empty] | Esc2 | 32 | 27 | 1.7069 | 1.6734 | 1.6406 | 1.6084 | 1.5769 | 1.546 | 1.5157 | 1.4859 | 1.4568 | 1.4282 | 1.4002 | 1.3728 | 1.3459 | 1.3195 | 1.2936 | 1.2682 | 1.2434 | 1.219 | 1.1951 | 1.1717 | 1.1487 | 1.1262 | 1.1041 | 1.0824 | 1.0612 | 1.0404 | 1.02 | 1 | 0 | 0 | 0 | 0 | 0 | 0 | 0 | 0 | 0 | 0 | 0 | 0 | 0 | 0 | 0 | 0 | 0 | 0 | 0 | 0 | 0 | 0
[7 empty] | Esc2 | 32 | 28 | 1.741 | 1.7069 | 1.6734 | 1.6406 | 1.6084 | 1.5769 | 1.546 | 1.5157 | 1.4859 | 1.4568 | 1.4282 | 1.4002 | 1.3728 | 1.3459 | 1.3195 | 1.2936 | 1.2682 | 1.2434 | 1.219 | 1.1951 | 1.1717 | 1.1487 | 1.1262 | 1.1041 | 1.0824 | 1.0612 | 1.0404 | 1.02 | 1 | 0 | 0 | 0 | 0 | 0 | 0 | 0 | 0 | 0 | 0 | 0 | 0 | 0 | 0 | 0 | 0 | 0 | 0 | 0 | 0 | 0
[7 empty] | Esc2 | 32 | 29 | 1.7758 | 1.741 | 1.7069 | 1.6734 | 1.6406 | 1.6084 | 1.5769 | 1.546 | 1.5157 | 1.4859 | 1.4568 | 1.4282 | 1.4002 | 1.3728 | 1.3459 | 1.3195 | 1.2936 | 1.2682 | 1.2434 | 1.219 | 1.1951 | 1.1717 | 1.1487 | 1.1262 | 1.1041 | 1.0824 | 1.0612 | 1.0404 | 1.02 | 1 | 0 | 0 | 0 | 0 | 0 | 0 | 0 | 0 | 0 | 0 | 0 | 0 | 0 | 0 | 0 | 0 | 0 | 0 | 0 | 0
[7 empty] | Esc2 | 32 | 30 | 1.8114 | 1.7758 | 1.741 | 1.7069 | 1.6734 | 1.6406 | 1.6084 | 1.5769 | 1.546 | 1.5157 | 1.4859 | 1.4568 | 1.4282 | 1.4002 | 1.3728 | 1.3459 | 1.3195 | 1.2936 | 1.2682 | 1.2434 | 1.219 | 1.1951 | 1.1717 | 1.1487 | 1.1262 | 1.1041 | 1.0824 | 1.0612 | 1.0404 | 1.02 | 1 | 0 | 0 | 0 | 0 | 0 | 0 | 0 | 0 | 0 | 0 | 0 | 0 | 0 | 0 | 0 | 0 | 0 | 0 | 0
[7 empty] | Esc2 | 32 | 31 | 1.8476 | 1.8114 | 1.7758 | 1.741 | 1.7069 | 1.6734 | 1.6406 | 1.6084 | 1.5769 | 1.546 | 1.5157 | 1.4859 | 1.4568 | 1.4282 | 1.4002 | 1.3728 | 1.3459 | 1.3195 | 1.2936 | 1.2682 | 1.2434 | 1.219 | 1.1951 | 1.1717 | 1.1487 | 1.1262 | 1.1041 | 1.0824 | 1.0612 | 1.0404 | 1.02 | 1 | 0 | 0 | 0 | 0 | 0 | 0 | 0 | 0 | 0 | 0 | 0 | 0 | 0 | 0 | 0 | 0 | 0 | 0
[7 empty] | Esc2 | 32 | 32 | 1.8845 | 1.8476 | 1.8114 | 1.7758 | 1.741 | 1.7069 | 1.6734 | 1.6406 | 1.6084 | 1.5769 | 1.546 | 1.5157 | 1.4859 | 1.4568 | 1.4282 | 1.4002 | 1.3728 | 1.3459 | 1.3195 | 1.2936 | 1.2682 | 1.2434 | 1.219 | 1.1951 | 1.1717 | 1.1487 | 1.1262 | 1.1041 | 1.0824 | 1.0612 | 1.0404 | 1.02 | 1 | 0 | 0 | 0 | 0 | 0 | 0 | 0 | 0 | 0 | 0 | 0 | 0 | 0 | 0 | 0 | 0 | 0
[7 empty] | Esc2 | 32 | 33 | 1.9222 | 1.8845 | 1.8476 | 1.8114 | 1.7758 | 1.741 | 1.7069 | 1.6734 | 1.6406 | 1.6084 | 1.5769 | 1.546 | 1.5157 | 1.4859 | 1.4568 | 1.4282 | 1.4002 | 1.3728 | 1.3459 | 1.3195 | 1.2936 | 1.2682 | 1.2434 | 1.219 | 1.1951 | 1.1717 | 1.1487 | 1.1262 | 1.1041 | 1.0824 | 1.0612 | 1.0404 | 1.02 | 1 | 0 | 0 | 0 | 0 | 0 | 0 | 0 | 0 | 0 | 0 | 0 | 0 | 0 | 0 | 0 | 0
[7 empty] | Esc2 | 32 | 34 | 1.9607 | 1.9222 | 1.8845 | 1.8476 | 1.8114 | 1.7758 | 1.741 | 1.7069 | 1.6734 | 1.6406 | 1.6084 | 1.5769 | 1.546 | 1.5157 | 1.4859 | 1.4568 | 1.4282 | 1.4002 | 1.3728 | 1.3459 | 1.3195 | 1.2936 | 1.2682 | 1.2434 | 1.219 | 1.1951 | 1.1717 | 1.1487 | 1.1262 | 1.1041 | 1.0824 | 1.0612 | 1.0404 | 1.02 | 1 | 0 | 0 | 0 | 0 | 0 | 0 | 0 | 0 | 0 | 0 | 0 | 0 | 0 | 0 | 0
[7 empty] | Esc2 | 32 | 35 | 1.9999 | 1.9607 | 1.9222 | 1.8845 | 1.8476 | 1.8114 | 1.7758 | 1.741 | 1.7069 | 1.6734 | 1.6406 | 1.6084 | 1.5769 | 1.546 | 1.5157 | 1.4859 | 1.4568 | 1.4282 | 1.4002 | 1.3728 | 1.3459 | 1.3195 | 1.2936 | 1.2682 | 1.2434 | 1.219 | 1.1951 | 1.1717 | 1.1487 | 1.1262 | 1.1041 | 1.0824 | 1.0612 | 1.0404 | 1.02 | 1 | 0 | 0 | 0 | 0 | 0 | 0 | 0 | 0 | 0 | 0 | 0 | 0 | 0 | 0
[7 empty] | Esc2 | 32 | 36 | 2.0399 | 1.9999 | 1.9607 | 1.9222 | 1.8845 | 1.8476 | 1.8114 | 1.7758 | 1.741 | 1.7069 | 1.6734 | 1.6406 | 1.6084 | 1.5769 | 1.546 | 1.5157 | 1.4859 | 1.4568 | 1.4282 | 1.4002 | 1.3728 | 1.3459 | 1.3195 | 1.2936 | 1.2682 | 1.2434 | 1.219 | 1.1951 | 1.1717 | 1.1487 | 1.1262 | 1.1041 | 1.0824 | 1.0612 | 1.0404 | 1.02 | 1 | 0 | 0 | 0 | 0 | 0 | 0 | 0 | 0 | 0 | 0 | 0 | 0 | 0
[7 empty] | Esc2 | 32 | 37 | 2.0807 | 2.0399 | 1.9999 | 1.9607 | 1.9222 | 1.8845 | 1.8476 | 1.8114 | 1.7758 | 1.741 | 1.7069 | 1.6734 | 1.6406 | 1.6084 | 1.5769 | 1.546 | 1.5157 | 1.4859 | 1.4568 | 1.4282 | 1.4002 | 1.3728 | 1.3459 | 1.3195 | 1.2936 | 1.2682 | 1.2434 | 1.219 | 1.1951 | 1.1717 | 1.1487 | 1.1262 | 1.1041 | 1.0824 | 1.0612 | 1.0404 | 1.02 | 1 | 0 | 0 | 0 | 0 | 0 | 0 | 0 | 0 | 0 | 0 | 0 | 0
[7 empty] | Esc2 | 32 | 38 | 2.1223 | 2.0807 | 2.0399 | 1.9999 | 1.9607 | 1.9222 | 1.8845 | 1.8476 | 1.8114 | 1.7758 | 1.741 | 1.7069 | 1.6734 | 1.6406 | 1.6084 | 1.5769 | 1.546 | 1.5157 | 1.4859 | 1.4568 | 1.4282 | 1.4002 | 1.3728 | 1.3459 | 1.3195 | 1.2936 | 1.2682 | 1.2434 | 1.219 | 1.1951 | 1.1717 | 1.1487 | 1.1262 | 1.1041 | 1.0824 | 1.0612 | 1.0404 | 1.02 | 1 | 0 | 0 | 0 | 0 | 0 | 0 | 0 | 0 | 0 | 0 | 0
[7 empty] | Esc2 | 32 | 39 | 2.1647 | 2.1223 | 2.0807 | 2.0399 | 1.9999 | 1.9607 | 1.9222 | 1.8845 | 1.8476 | 1.8114 | 1.7758 | 1.741 | 1.7069 | 1.6734 | 1.6406 | 1.6084 | 1.5769 | 1.546 | 1.5157 | 1.4859 | 1.4568 | 1.4282 | 1.4002 | 1.3728 | 1.3459 | 1.3195 | 1.2936 | 1.2682 | 1.2434 | 1.219 | 1.1951 | 1.1717 | 1.1487 | 1.1262 | 1.1041 | 1.0824 | 1.0612 | 1.0404 | 1.02 | 1 | 0 | 0 | 0 | 0 | 0 | 0 | 0 | 0 | 0 | 0
[7 empty] | Esc2 | 32 | 40 | 2.208 | 2.1647 | 2.1223 | 2.0807 | 2.0399 | 1.9999 | 1.9607 | 1.9222 | 1.8845 | 1.8476 | 1.8114 | 1.7758 | 1.741 | 1.7069 | 1.6734 | 1.6406 | 1.6084 | 1.5769 | 1.546 | 1.5157 | 1.4859 | 1.4568 | 1.4282 | 1.4002 | 1.3728 | 1.3459 | 1.3195 | 1.2936 | 1.2682 | 1.2434 | 1.219 | 1.1951 | 1.1717 | 1.1487 | 1.1262 | 1.1041 | 1.0824 | 1.0612 | 1.0404 | 1.02 | 1 | 0 | 0 | 0 | 0 | 0 | 0 | 0 | 0 | 0
[7 empty] | Esc2 | 32 | 41 | 2.2522 | 2.208 | 2.1647 | 2.1223 | 2.0807 | 2.0399 | 1.9999 | 1.9607 | 1.9222 | 1.8845 | 1.8476 | 1.8114 | 1.7758 | 1.741 | 1.7069 | 1.6734 | 1.6406 | 1.6084 | 1.5769 | 1.546 | 1.5157 | 1.4859 | 1.4568 | 1.4282 | 1.4002 | 1.3728 | 1.3459 | 1.3195 | 1.2936 | 1.2682 | 1.2434 | 1.219 | 1.1951 | 1.1717 | 1.1487 | 1.1262 | 1.1041 | 1.0824 | 1.0612 | 1.0404 | 1.02 | 1 | 0 | 0 | 0 | 0 | 0 | 0 | 0 | 0
[7 empty] | Esc2 | 32 | 42 | 2.2972 | 2.2522 | 2.208 | 2.1647 | 2.1223 | 2.0807 | 2.0399 | 1.9999 | 1.9607 | 1.9222 | 1.8845 | 1.8476 | 1.8114 | 1.7758 | 1.741 | 1.7069 | 1.6734 | 1.6406 | 1.6084 | 1.5769 | 1.546 | 1.5157 | 1.4859 | 1.4568 | 1.4282 | 1.4002 | 1.3728 | 1.3459 | 1.3195 | 1.2936 | 1.2682 | 1.2434 | 1.219 | 1.1951 | 1.1717 | 1.1487 | 1.1262 | 1.1041 | 1.0824 | 1.0612 | 1.0404 | 1.02 | 1 | 0 | 0 | 0 | 0 | 0 | 0 | 0
[7 empty] | Esc2 | 32 | 43 | 2.3432 | 2.2972 | 2.2522 | 2.208 | 2.1647 | 2.1223 | 2.0807 | 2.0399 | 1.9999 | 1.9607 | 1.9222 | 1.8845 | 1.8476 | 1.8114 | 1.7758 | 1.741 | 1.7069 | 1.6734 | 1.6406 | 1.6084 | 1.5769 | 1.546 | 1.5157 | 1.4859 | 1.4568 | 1.4282 | 1.4002 | 1.3728 | 1.3459 | 1.3195 | 1.2936 | 1.2682 | 1.2434 | 1.219 | 1.1951 | 1.1717 | 1.1487 | 1.1262 | 1.1041 | 1.0824 | 1.0612 | 1.0404 | 1.02 | 1 | 0 | 0 | 0 | 0 | 0 | 0
[7 empty] | Esc2 | 32 | 44 | 2.3901 | 2.3432 | 2.2972 | 2.2522 | 2.208 | 2.1647 | 2.1223 | 2.0807 | 2.0399 | 1.9999 | 1.9607 | 1.9222 | 1.8845 | 1.8476 | 1.8114 | 1.7758 | 1.741 | 1.7069 | 1.6734 | 1.6406 | 1.6084 | 1.5769 | 1.546 | 1.5157 | 1.4859 | 1.4568 | 1.4282 | 1.4002 | 1.3728 | 1.3459 | 1.3195 | 1.2936 | 1.2682 | 1.2434 | 1.219 | 1.1951 | 1.1717 | 1.1487 | 1.1262 | 1.1041 | 1.0824 | 1.0612 | 1.0404 | 1.02 | 1 | 0 | 0 | 0 | 0 | 0
[7 empty] | Esc2 | 32 | 45 | 2.4379 | 2.3901 | 2.3432 | 2.2972 | 2.2522 | 2.208 | 2.1647 | 2.1223 | 2.0807 | 2.0399 | 1.9999 | 1.9607 | 1.9222 | 1.8845 | 1.8476 | 1.8114 | 1.7758 | 1.741 | 1.7069 | 1.6734 | 1.6406 | 1.6084 | 1.5769 | 1.546 | 1.5157 | 1.4859 | 1.4568 | 1.4282 | 1.4002 | 1.3728 | 1.3459 | 1.3195 | 1.2936 | 1.2682 | 1.2434 | 1.219 | 1.1951 | 1.1717 | 1.1487 | 1.1262 | 1.1041 | 1.0824 | 1.0612 | 1.0404 | 1.02 | 1 | 0 | 0 | 0 | 0
[7 empty] | Esc2 | 32 | 46 | 2.4866 | 2.4379 | 2.3901 | 2.3432 | 2.2972 | 2.2522 | 2.208 | 2.1647 | 2.1223 | 2.0807 | 2.0399 | 1.9999 | 1.9607 | 1.9222 | 1.8845 | 1.8476 | 1.8114 | 1.7758 | 1.741 | 1.7069 | 1.6734 | 1.6406 | 1.6084 | 1.5769 | 1.546 | 1.5157 | 1.4859 | 1.4568 | 1.4282 | 1.4002 | 1.3728 | 1.3459 | 1.3195 | 1.2936 | 1.2682 | 1.2434 | 1.219 | 1.1951 | 1.1717 | 1.1487 | 1.1262 | 1.1041 | 1.0824 | 1.0612 | 1.0404 | 1.02 | 1 | 0 | 0 | 0
[7 empty] | Esc2 | 32 | 47 | 2.5363 | 2.4866 | 2.4379 | 2.3901 | 2.3432 | 2.2972 | 2.2522 | 2.208 | 2.1647 | 2.1223 | 2.0807 | 2.0399 | 1.9999 | 1.9607 | 1.9222 | 1.8845 | 1.8476 | 1.8114 | 1.7758 | 1.741 | 1.7069 | 1.6734 | 1.6406 | 1.6084 | 1.5769 | 1.546 | 1.5157 | 1.4859 | 1.4568 | 1.4282 | 1.4002 | 1.3728 | 1.3459 | 1.3195 | 1.2936 | 1.2682 | 1.2434 | 1.219 | 1.1951 | 1.1717 | 1.1487 | 1.1262 | 1.1041 | 1.0824 | 1.0612 | 1.0404 | 1.02 | 1 | 0 | 0
[7 empty] | Esc2 | 32 | 48 | 2.5871 | 2.5363 | 2.4866 | 2.4379 | 2.3901 | 2.3432 | 2.2972 | 2.2522 | 2.208 | 2.1647 | 2.1223 | 2.0807 | 2.0399 | 1.9999 | 1.9607 | 1.9222 | 1.8845 | 1.8476 | 1.8114 | 1.7758 | 1.741 | 1.7069 | 1.6734 | 1.6406 | 1.6084 | 1.5769 | 1.546 | 1.5157 | 1.4859 | 1.4568 | 1.4282 | 1.4002 | 1.3728 | 1.3459 | 1.3195 | 1.2936 | 1.2682 | 1.2434 | 1.219 | 1.1951 | 1.1717 | 1.1487 | 1.1262 | 1.1041 | 1.0824 | 1.0612 | 1.0404 | 1.02 | 1 | 0
[7 empty] | Esc2 | 32 | 49 | 2.6388 | 2.5871 | 2.5363 | 2.4866 | 2.4379 | 2.3901 | 2.3432 | 2.2972 | 2.2522 | 2.208 | 2.1647 | 2.1223 | 2.0807 | 2.0399 | 1.9999 | 1.9607 | 1.9222 | 1.8845 | 1.8476 | 1.8114 | 1.7758 | 1.741 | 1.7069 | 1.6734 | 1.6406 | 1.6084 | 1.5769 | 1.546 | 1.5157 | 1.4859 | 1.4568 | 1.4282 | 1.4002 | 1.3728 | 1.3459 | 1.3195 | 1.2936 | 1.2682 | 1.2434 | 1.219 | 1.1951 | 1.1717 | 1.1487 | 1.1262 | 1.1041 | 1.0824 | 1.0612 | 1.0404 | 1.02 | 1
[7 empty] | Esc2.5 | 33 | 0 | 1 | 0 | 0 | 0 | 0 | 0 | 0 | 0 | 0 | 0 | 0 | 0 | 0 | 0 | 0 | 0 | 0 | 0 | 0 | 0 | 0 | 0 | 0 | 0 | 0 | 0 | 0 | 0 | 0 | 0 | 0 | 0 | 0 | 0 | 0 | 0 | 0 | 0 | 0 | 0 | 0 | 0 | 0 | 0 | 0 | 0 | 0 | 0 | 0 | 0
[7 empty] | Esc2.5 | 33 | 1 | 1.025 | 1 | 0 | 0 | 0 | 0 | 0 | 0 | 0 | 0 | 0 | 0 | 0 | 0 | 0 | 0 | 0 | 0 | 0 | 0 | 0 | 0 | 0 | 0 | 0 | 0 | 0 | 0 | 0 | 0 | 0 | 0 | 0 | 0 | 0 | 0 | 0 | 0 | 0 | 0 | 0 | 0 | 0 | 0 | 0 | 0 | 0 | 0 | 0 | 0
[7 empty] | Esc2.5 | 33 | 2 | 1.0506 | 1.025 | 1 | 0 | 0 | 0 | 0 | 0 | 0 | 0 | 0 | 0 | 0 | 0 | 0 | 0 | 0 | 0 | 0 | 0 | 0 | 0 | 0 | 0 | 0 | 0 | 0 | 0 | 0 | 0 | 0 | 0 | 0 | 0 | 0 | 0 | 0 | 0 | 0 | 0 | 0 | 0 | 0 | 0 | 0 | 0 | 0 | 0 | 0 | 0
[7 empty] | Esc2.5 | 33 | 3 | 1.0769 | 1.0506 | 1.025 | 1 | 0 | 0 | 0 | 0 | 0 | 0 | 0 | 0 | 0 | 0 | 0 | 0 | 0 | 0 | 0 | 0 | 0 | 0 | 0 | 0 | 0 | 0 | 0 | 0 | 0 | 0 | 0 | 0 | 0 | 0 | 0 | 0 | 0 | 0 | 0 | 0 | 0 | 0 | 0 | 0 | 0 | 0 | 0 | 0 | 0 | 0
[7 empty] | Esc2.5 | 33 | 4 | 1.1038 | 1.0769 | 1.0506 | 1.025 | 1 | 0 | 0 | 0 | 0 | 0 | 0 | 0 | 0 | 0 | 0 | 0 | 0 | 0 | 0 | 0 | 0 | 0 | 0 | 0 | 0 | 0 | 0 | 0 | 0 | 0 | 0 | 0 | 0 | 0 | 0 | 0 | 0 | 0 | 0 | 0 | 0 | 0 | 0 | 0 | 0 | 0 | 0 | 0 | 0 | 0
[7 empty] | Esc2.5 | 33 | 5 | 1.1314 | 1.1038 | 1.0769 | 1.0506 | 1.025 | 1 | 0 | 0 | 0 | 0 | 0 | 0 | 0 | 0 | 0 | 0 | 0 | 0 | 0 | 0 | 0 | 0 | 0 | 0 | 0 | 0 | 0 | 0 | 0 | 0 | 0 | 0 | 0 | 0 | 0 | 0 | 0 | 0 | 0 | 0 | 0 | 0 | 0 | 0 | 0 | 0 | 0 | 0 | 0 | 0
[7 empty] | Esc2.5 | 33 | 6 | 1.1597 | 1.1314 | 1.1038 | 1.0769 | 1.0506 | 1.025 | 1 | 0 | 0 | 0 | 0 | 0 | 0 | 0 | 0 | 0 | 0 | 0 | 0 | 0 | 0 | 0 | 0 | 0 | 0 | 0 | 0 | 0 | 0 | 0 | 0 | 0 | 0 | 0 | 0 | 0 | 0 | 0 | 0 | 0 | 0 | 0 | 0 | 0 | 0 | 0 | 0 | 0 | 0 | 0
[7 empty] | Esc2.5 | 33 | 7 | 1.1887 | 1.1597 | 1.1314 | 1.1038 | 1.0769 | 1.0506 | 1.025 | 1 | 0 | 0 | 0 | 0 | 0 | 0 | 0 | 0 | 0 | 0 | 0 | 0 | 0 | 0 | 0 | 0 | 0 | 0 | 0 | 0 | 0 | 0 | 0 | 0 | 0 | 0 | 0 | 0 | 0 | 0 | 0 | 0 | 0 | 0 | 0 | 0 | 0 | 0 | 0 | 0 | 0 | 0
[7 empty] | Esc2.5 | 33 | 8 | 1.2184 | 1.1887 | 1.1597 | 1.1314 | 1.1038 | 1.0769 | 1.0506 | 1.025 | 1 | 0 | 0 | 0 | 0 | 0 | 0 | 0 | 0 | 0 | 0 | 0 | 0 | 0 | 0 | 0 | 0 | 0 | 0 | 0 | 0 | 0 | 0 | 0 | 0 | 0 | 0 | 0 | 0 | 0 | 0 | 0 | 0 | 0 | 0 | 0 | 0 | 0 | 0 | 0 | 0 | 0
[7 empty] | Esc2.5 | 33 | 9 | 1.2489 | 1.2184 | 1.1887 | 1.1597 | 1.1314 | 1.1038 | 1.0769 | 1.0506 | 1.025 | 1 | 0 | 0 | 0 | 0 | 0 | 0 | 0 | 0 | 0 | 0 | 0 | 0 | 0 | 0 | 0 | 0 | 0 | 0 | 0 | 0 | 0 | 0 | 0 | 0 | 0 | 0 | 0 | 0 | 0 | 0 | 0 | 0 | 0 | 0 | 0 | 0 | 0 | 0 | 0 | 0
[7 empty] | Esc2.5 | 33 | 10 | 1.2801 | 1.2489 | 1.2184 | 1.1887 | 1.1597 | 1.1314 | 1.1038 | 1.0769 | 1.0506 | 1.025 | 1 | 0 | 0 | 0 | 0 | 0 | 0 | 0 | 0 | 0 | 0 | 0 | 0 | 0 | 0 | 0 | 0 | 0 | 0 | 0 | 0 | 0 | 0 | 0 | 0 | 0 | 0 | 0 | 0 | 0 | 0 | 0 | 0 | 0 | 0 | 0 | 0 | 0 | 0 | 0
[7 empty] | Esc2.5 | 33 | 11 | 1.3121 | 1.2801 | 1.2489 | 1.2184 | 1.1887 | 1.1597 | 1.1314 | 1.1038 | 1.0769 | 1.0506 | 1.025 | 1 | 0 | 0 | 0 | 0 | 0 | 0 | 0 | 0 | 0 | 0 | 0 | 0 | 0 | 0 | 0 | 0 | 0 | 0 | 0 | 0 | 0 | 0 | 0 | 0 | 0 | 0 | 0 | 0 | 0 | 0 | 0 | 0 | 0 | 0 | 0 | 0 | 0 | 0
[7 empty] | Esc2.5 | 33 | 12 | 1.3449 | 1.3121 | 1.2801 | 1.2489 | 1.2184 | 1.1887 | 1.1597 | 1.1314 | 1.1038 | 1.0769 | 1.0506 | 1.025 | 1 | 0 | 0 | 0 | 0 | 0 | 0 | 0 | 0 | 0 | 0 | 0 | 0 | 0 | 0 | 0 | 0 | 0 | 0 | 0 | 0 | 0 | 0 | 0 | 0 | 0 | 0 | 0 | 0 | 0 | 0 | 0 | 0 | 0 | 0 | 0 | 0 | 0
[7 empty] | Esc2.5 | 33 | 13 | 1.3785 | 1.3449 | 1.3121 | 1.2801 | 1.2489 | 1.2184 | 1.1887 | 1.1597 | 1.1314 | 1.1038 | 1.0769 | 1.0506 | 1.025 | 1 | 0 | 0 | 0 | 0 | 0 | 0 | 0 | 0 | 0 | 0 | 0 | 0 | 0 | 0 | 0 | 0 | 0 | 0 | 0 | 0 | 0 | 0 | 0 | 0 | 0 | 0 | 0 | 0 | 0 | 0 | 0 | 0 | 0 | 0 | 0 | 0
[7 empty] | Esc2.5 | 33 | 14 | 1.413 | 1.3785 | 1.3449 | 1.3121 | 1.2801 | 1.2489 | 1.2184 | 1.1887 | 1.1597 | 1.1314 | 1.1038 | 1.0769 | 1.0506 | 1.025 | 1 | 0 | 0 | 0 | 0 | 0 | 0 | 0 | 0 | 0 | 0 | 0 | 0 | 0 | 0 | 0 | 0 | 0 | 0 | 0 | 0 | 0 | 0 | 0 | 0 | 0 | 0 | 0 | 0 | 0 | 0 | 0 | 0 | 0 | 0 | 0
[7 empty] | Esc2.5 | 33 | 15 | 1.4483 | 1.413 | 1.3785 | 1.3449 | 1.3121 | 1.2801 | 1.2489 | 1.2184 | 1.1887 | 1.1597 | 1.1314 | 1.1038 | 1.0769 | 1.0506 | 1.025 | 1 | 0 | 0 | 0 | 0 | 0 | 0 | 0 | 0 | 0 | 0 | 0 | 0 | 0 | 0 | 0 | 0 | 0 | 0 | 0 | 0 | 0 | 0 | 0 | 0 | 0 | 0 | 0 | 0 | 0 | 0 | 0 | 0 | 0 | 0
[7 empty] | Esc2.5 | 33 | 16 | 1.4845 | 1.4483 | 1.413 | 1.3785 | 1.3449 | 1.3121 | 1.2801 | 1.2489 | 1.2184 | 1.1887 | 1.1597 | 1.1314 | 1.1038 | 1.0769 | 1.0506 | 1.025 | 1 | 0 | 0 | 0 | 0 | 0 | 0 | 0 | 0 | 0 | 0 | 0 | 0 | 0 | 0 | 0 | 0 | 0 | 0 | 0 | 0 | 0 | 0 | 0 | 0 | 0 | 0 | 0 | 0 | 0 | 0 | 0 | 0 | 0
[7 empty] | Esc2.5 | 33 | 17 | 1.5216 | 1.4845 | 1.4483 | 1.413 | 1.3785 | 1.3449 | 1.3121 | 1.2801 | 1.2489 | 1.2184 | 1.1887 | 1.1597 | 1.1314 | 1.1038 | 1.0769 | 1.0506 | 1.025 | 1 | 0 | 0 | 0 | 0 | 0 | 0 | 0 | 0 | 0 | 0 | 0 | 0 | 0 | 0 | 0 | 0 | 0 | 0 | 0 | 0 | 0 | 0 | 0 | 0 | 0 | 0 | 0 | 0 | 0 | 0 | 0 | 0
[7 empty] | Esc2.5 | 33 | 18 | 1.5597 | 1.5216 | 1.4845 | 1.4483 | 1.413 | 1.3785 | 1.3449 | 1.3121 | 1.2801 | 1.2489 | 1.2184 | 1.1887 | 1.1597 | 1.1314 | 1.1038 | 1.0769 | 1.0506 | 1.025 | 1 | 0 | 0 | 0 | 0 | 0 | 0 | 0 | 0 | 0 | 0 | 0 | 0 | 0 | 0 | 0 | 0 | 0 | 0 | 0 | 0 | 0 | 0 | 0 | 0 | 0 | 0 | 0 | 0 | 0 | 0 | 0
[7 empty] | Esc2.5 | 33 | 19 | 1.5987 | 1.5597 | 1.5216 | 1.4845 | 1.4483 | 1.413 | 1.3785 | 1.3449 | 1.3121 | 1.2801 | 1.2489 | 1.2184 | 1.1887 | 1.1597 | 1.1314 | 1.1038 | 1.0769 | 1.0506 | 1.025 | 1 | 0 | 0 | 0 | 0 | 0 | 0 | 0 | 0 | 0 | 0 | 0 | 0 | 0 | 0 | 0 | 0 | 0 | 0 | 0 | 0 | 0 | 0 | 0 | 0 | 0 | 0 | 0 | 0 | 0 | 0
[7 empty] | Esc2.5 | 33 | 20 | 1.6386 | 1.5987 | 1.5597 | 1.5216 | 1.4845 | 1.4483 | 1.413 | 1.3785 | 1.3449 | 1.3121 | 1.2801 | 1.2489 | 1.2184 | 1.1887 | 1.1597 | 1.1314 | 1.1038 | 1.0769 | 1.0506 | 1.025 | 1 | 0 | 0 | 0 | 0 | 0 | 0 | 0 | 0 | 0 | 0 | 0 | 0 | 0 | 0 | 0 | 0 | 0 | 0 | 0 | 0 | 0 | 0 | 0 | 0 | 0 | 0 | 0 | 0 | 0
[7 empty] | Esc2.5 | 33 | 21 | 1.6796 | 1.6386 | 1.5987 | 1.5597 | 1.5216 | 1.4845 | 1.4483 | 1.413 | 1.3785 | 1.3449 | 1.3121 | 1.2801 | 1.2489 | 1.2184 | 1.1887 | 1.1597 | 1.1314 | 1.1038 | 1.0769 | 1.0506 | 1.025 | 1 | 0 | 0 | 0 | 0 | 0 | 0 | 0 | 0 | 0 | 0 | 0 | 0 | 0 | 0 | 0 | 0 | 0 | 0 | 0 | 0 | 0 | 0 | 0 | 0 | 0 | 0 | 0 | 0
[7 empty] | Esc2.5 | 33 | 22 | 1.7216 | 1.6796 | 1.6386 | 1.5987 | 1.5597 | 1.5216 | 1.4845 | 1.4483 | 1.413 | 1.3785 | 1.3449 | 1.3121 | 1.2801 | 1.2489 | 1.2184 | 1.1887 | 1.1597 | 1.1314 | 1.1038 | 1.0769 | 1.0506 | 1.025 | 1 | 0 | 0 | 0 | 0 | 0 | 0 | 0 | 0 | 0 | 0 | 0 | 0 | 0 | 0 | 0 | 0 | 0 | 0 | 0 | 0 | 0 | 0 | 0 | 0 | 0 | 0 | 0
[7 empty] | Esc2.5 | 33 | 23 | 1.7646 | 1.7216 | 1.6796 | 1.6386 | 1.5987 | 1.5597 | 1.5216 | 1.4845 | 1.4483 | 1.413 | 1.3785 | 1.3449 | 1.3121 | 1.2801 | 1.2489 | 1.2184 | 1.1887 | 1.1597 | 1.1314 | 1.1038 | 1.0769 | 1.0506 | 1.025 | 1 | 0 | 0 | 0 | 0 | 0 | 0 | 0 | 0 | 0 | 0 | 0 | 0 | 0 | 0 | 0 | 0 | 0 | 0 | 0 | 0 | 0 | 0 | 0 | 0 | 0 | 0
[7 empty] | Esc2.5 | 33 | 24 | 1.8087 | 1.7646 | 1.7216 | 1.6796 | 1.6386 | 1.5987 | 1.5597 | 1.5216 | 1.4845 | 1.4483 | 1.413 | 1.3785 | 1.3449 | 1.3121 | 1.2801 | 1.2489 | 1.2184 | 1.1887 | 1.1597 | 1.1314 | 1.1038 | 1.0769 | 1.0506 | 1.025 | 1 | 0 | 0 | 0 | 0 | 0 | 0 | 0 | 0 | 0 | 0 | 0 | 0 | 0 | 0 | 0 | 0 | 0 | 0 | 0 | 0 | 0 | 0 | 0 | 0 | 0
[7 empty] | Esc2.5 | 33 | 25 | 1.8539 | 1.8087 | 1.7646 | 1.7216 | 1.6796 | 1.6386 | 1.5987 | 1.5597 | 1.5216 | 1.4845 | 1.4483 | 1.413 | 1.3785 | 1.3449 | 1.3121 | 1.2801 | 1.2489 | 1.2184 | 1.1887 | 1.1597 | 1.1314 | 1.1038 | 1.0769 | 1.0506 | 1.025 | 1 | 0 | 0 | 0 | 0 | 0 | 0 | 0 | 0 | 0 | 0 | 0 | 0 | 0 | 0 | 0 | 0 | 0 | 0 | 0 | 0 | 0 | 0 | 0 | 0
[7 empty] | Esc2.5 | 33 | 26 | 1.9003 | 1.8539 | 1.8087 | 1.7646 | 1.7216 | 1.6796 | 1.6386 | 1.5987 | 1.5597 | 1.5216 | 1.4845 | 1.4483 | 1.413 | 1.3785 | 1.3449 | 1.3121 | 1.2801 | 1.2489 | 1.2184 | 1.1887 | 1.1597 | 1.1314 | 1.1038 | 1.0769 | 1.0506 | 1.025 | 1 | 0 | 0 | 0 | 0 | 0 | 0 | 0 | 0 | 0 | 0 | 0 | 0 | 0 | 0 | 0 | 0 | 0 | 0 | 0 | 0 | 0 | 0 | 0
[7 empty] | Esc2.5 | 33 | 27 | 1.9478 | 1.9003 | 1.8539 | 1.8087 | 1.7646 | 1.7216 | 1.6796 | 1.6386 | 1.5987 | 1.5597 | 1.5216 | 1.4845 | 1.4483 | 1.413 | 1.3785 | 1.3449 | 1.3121 | 1.2801 | 1.2489 | 1.2184 | 1.1887 | 1.1597 | 1.1314 | 1.1038 | 1.0769 | 1.0506 | 1.025 | 1 | 0 | 0 | 0 | 0 | 0 | 0 | 0 | 0 | 0 | 0 | 0 | 0 | 0 | 0 | 0 | 0 | 0 | 0 | 0 | 0 | 0 | 0
[7 empty] | Esc2.5 | 33 | 28 | 1.9965 | 1.9478 | 1.9003 | 1.8539 | 1.8087 | 1.7646 | 1.7216 | 1.6796 | 1.6386 | 1.5987 | 1.5597 | 1.5216 | 1.4845 | 1.4483 | 1.413 | 1.3785 | 1.3449 | 1.3121 | 1.2801 | 1.2489 | 1.2184 | 1.1887 | 1.1597 | 1.1314 | 1.1038 | 1.0769 | 1.0506 | 1.025 | 1 | 0 | 0 | 0 | 0 | 0 | 0 | 0 | 0 | 0 | 0 | 0 | 0 | 0 | 0 | 0 | 0 | 0 | 0 | 0 | 0 | 0
[7 empty] | Esc2.5 | 33 | 29 | 2.0464 | 1.9965 | 1.9478 | 1.9003 | 1.8539 | 1.8087 | 1.7646 | 1.7216 | 1.6796 | 1.6386 | 1.5987 | 1.5597 | 1.5216 | 1.4845 | 1.4483 | 1.413 | 1.3785 | 1.3449 | 1.3121 | 1.2801 | 1.2489 | 1.2184 | 1.1887 | 1.1597 | 1.1314 | 1.1038 | 1.0769 | 1.0506 | 1.025 | 1 | 0 | 0 | 0 | 0 | 0 | 0 | 0 | 0 | 0 | 0 | 0 | 0 | 0 | 0 | 0 | 0 | 0 | 0 | 0 | 0
[7 empty] | Esc2.5 | 33 | 30 | 2.0976 | 2.0464 | 1.9965 | 1.9478 | 1.9003 | 1.8539 | 1.8087 | 1.7646 | 1.7216 | 1.6796 | 1.6386 | 1.5987 | 1.5597 | 1.5216 | 1.4845 | 1.4483 | 1.413 | 1.3785 | 1.3449 | 1.3121 | 1.2801 | 1.2489 | 1.2184 | 1.1887 | 1.1597 | 1.1314 | 1.1038 | 1.0769 | 1.0506 | 1.025 | 1 | 0 | 0 | 0 | 0 | 0 | 0 | 0 | 0 | 0 | 0 | 0 | 0 | 0 | 0 | 0 | 0 | 0 | 0 | 0
[7 empty] | Esc2.5 | 33 | 31 | 2.15 | 2.0976 | 2.0464 | 1.9965 | 1.9478 | 1.9003 | 1.8539 | 1.8087 | 1.7646 | 1.7216 | 1.6796 | 1.6386 | 1.5987 | 1.5597 | 1.5216 | 1.4845 | 1.4483 | 1.413 | 1.3785 | 1.3449 | 1.3121 | 1.2801 | 1.2489 | 1.2184 | 1.1887 | 1.1597 | 1.1314 | 1.1038 | 1.0769 | 1.0506 | 1.025 | 1 | 0 | 0 | 0 | 0 | 0 | 0 | 0 | 0 | 0 | 0 | 0 | 0 | 0 | 0 | 0 | 0 | 0 | 0
[7 empty] | Esc2.5 | 33 | 32 | 2.2038 | 2.15 | 2.0976 | 2.0464 | 1.9965 | 1.9478 | 1.9003 | 1.8539 | 1.8087 | 1.7646 | 1.7216 | 1.6796 | 1.6386 | 1.5987 | 1.5597 | 1.5216 | 1.4845 | 1.4483 | 1.413 | 1.3785 | 1.3449 | 1.3121 | 1.2801 | 1.2489 | 1.2184 | 1.1887 | 1.1597 | 1.1314 | 1.1038 | 1.0769 | 1.0506 | 1.025 | 1 | 0 | 0 | 0 | 0 | 0 | 0 | 0 | 0 | 0 | 0 | 0 | 0 | 0 | 0 | 0 | 0 | 0
[7 empty] | Esc2.5 | 33 | 33 | 2.2589 | 2.2038 | 2.15 | 2.0976 | 2.0464 | 1.9965 | 1.9478 | 1.9003 | 1.8539 | 1.8087 | 1.7646 | 1.7216 | 1.6796 | 1.6386 | 1.5987 | 1.5597 | 1.5216 | 1.4845 | 1.4483 | 1.413 | 1.3785 | 1.3449 | 1.3121 | 1.2801 | 1.2489 | 1.2184 | 1.1887 | 1.1597 | 1.1314 | 1.1038 | 1.0769 | 1.0506 | 1.025 | 1 | 0 | 0 | 0 | 0 | 0 | 0 | 0 | 0 | 0 | 0 | 0 | 0 | 0 | 0 | 0 | 0
[7 empty] | Esc2.5 | 33 | 34 | 2.3153 | 2.2589 | 2.2038 | 2.15 | 2.0976 | 2.0464 | 1.9965 | 1.9478 | 1.9003 | 1.8539 | 1.8087 | 1.7646 | 1.7216 | 1.6796 | 1.6386 | 1.5987 | 1.5597 | 1.5216 | 1.4845 | 1.4483 | 1.413 | 1.3785 | 1.3449 | 1.3121 | 1.2801 | 1.2489 | 1.2184 | 1.1887 | 1.1597 | 1.1314 | 1.1038 | 1.0769 | 1.0506 | 1.025 | 1 | 0 | 0 | 0 | 0 | 0 | 0 | 0 | 0 | 0 | 0 | 0 | 0 | 0 | 0 | 0
[7 empty] | Esc2.5 | 33 | 35 | 2.3732 | 2.3153 | 2.2589 | 2.2038 | 2.15 | 2.0976 | 2.0464 | 1.9965 | 1.9478 | 1.9003 | 1.8539 | 1.8087 | 1.7646 | 1.7216 | 1.6796 | 1.6386 | 1.5987 | 1.5597 | 1.5216 | 1.4845 | 1.4483 | 1.413 | 1.3785 | 1.3449 | 1.3121 | 1.2801 | 1.2489 | 1.2184 | 1.1887 | 1.1597 | 1.1314 | 1.1038 | 1.0769 | 1.0506 | 1.025 | 1 | 0 | 0 | 0 | 0 | 0 | 0 | 0 | 0 | 0 | 0 | 0 | 0 | 0 | 0
[7 empty] | Esc2.5 | 33 | 36 | 2.4325 | 2.3732 | 2.3153 | 2.2589 | 2.2038 | 2.15 | 2.0976 | 2.0464 | 1.9965 | 1.9478 | 1.9003 | 1.8539 | 1.8087 | 1.7646 | 1.7216 | 1.6796 | 1.6386 | 1.5987 | 1.5597 | 1.5216 | 1.4845 | 1.4483 | 1.413 | 1.3785 | 1.3449 | 1.3121 | 1.2801 | 1.2489 | 1.2184 | 1.1887 | 1.1597 | 1.1314 | 1.1038 | 1.0769 | 1.0506 | 1.025 | 1 | 0 | 0 | 0 | 0 | 0 | 0 | 0 | 0 | 0 | 0 | 0 | 0 | 0
[7 empty] | Esc2.5 | 33 | 37 | 2.4933 | 2.4325 | 2.3732 | 2.3153 | 2.2589 | 2.2038 | 2.15 | 2.0976 | 2.0464 | 1.9965 | 1.9478 | 1.9003 | 1.8539 | 1.8087 | 1.7646 | 1.7216 | 1.6796 | 1.6386 | 1.5987 | 1.5597 | 1.5216 | 1.4845 | 1.4483 | 1.413 | 1.3785 | 1.3449 | 1.3121 | 1.2801 | 1.2489 | 1.2184 | 1.1887 | 1.1597 | 1.1314 | 1.1038 | 1.0769 | 1.0506 | 1.025 | 1 | 0 | 0 | 0 | 0 | 0 | 0 | 0 | 0 | 0 | 0 | 0 | 0
[7 empty] | Esc2.5 | 33 | 38 | 2.5557 | 2.4933 | 2.4325 | 2.3732 | 2.3153 | 2.2589 | 2.2038 | 2.15 | 2.0976 | 2.0464 | 1.9965 | 1.9478 | 1.9003 | 1.8539 | 1.8087 | 1.7646 | 1.7216 | 1.6796 | 1.6386 | 1.5987 | 1.5597 | 1.5216 | 1.4845 | 1.4483 | 1.413 | 1.3785 | 1.3449 | 1.3121 | 1.2801 | 1.2489 | 1.2184 | 1.1887 | 1.1597 | 1.1314 | 1.1038 | 1.0769 | 1.0506 | 1.025 | 1 | 0 | 0 | 0 | 0 | 0 | 0 | 0 | 0 | 0 | 0 | 0
[7 empty] | Esc2.5 | 33 | 39 | 2.6196 | 2.5557 | 2.4933 | 2.4325 | 2.3732 | 2.3153 | 2.2589 | 2.2038 | 2.15 | 2.0976 | 2.0464 | 1.9965 | 1.9478 | 1.9003 | 1.8539 | 1.8087 | 1.7646 | 1.7216 | 1.6796 | 1.6386 | 1.5987 | 1.5597 | 1.5216 | 1.4845 | 1.4483 | 1.413 | 1.3785 | 1.3449 | 1.3121 | 1.2801 | 1.2489 | 1.2184 | 1.1887 | 1.1597 | 1.1314 | 1.1038 | 1.0769 | 1.0506 | 1.025 | 1 | 0 | 0 | 0 | 0 | 0 | 0 | 0 | 0 | 0 | 0
[7 empty] | Esc2.5 | 33 | 40 | 2.6851 | 2.6196 | 2.5557 | 2.4933 | 2.4325 | 2.3732 | 2.3153 | 2.2589 | 2.2038 | 2.15 | 2.0976 | 2.0464 | 1.9965 | 1.9478 | 1.9003 | 1.8539 | 1.8087 | 1.7646 | 1.7216 | 1.6796 | 1.6386 | 1.5987 | 1.5597 | 1.5216 | 1.4845 | 1.4483 | 1.413 | 1.3785 | 1.3449 | 1.3121 | 1.2801 | 1.2489 | 1.2184 | 1.1887 | 1.1597 | 1.1314 | 1.1038 | 1.0769 | 1.0506 | 1.025 | 1 | 0 | 0 | 0 | 0 | 0 | 0 | 0 | 0 | 0
[7 empty] | Esc2.5 | 33 | 41 | 2.7522 | 2.6851 | 2.6196 | 2.5557 | 2.4933 | 2.4325 | 2.3732 | 2.3153 | 2.2589 | 2.2038 | 2.15 | 2.0976 | 2.0464 | 1.9965 | 1.9478 | 1.9003 | 1.8539 | 1.8087 | 1.7646 | 1.7216 | 1.6796 | 1.6386 | 1.5987 | 1.5597 | 1.5216 | 1.4845 | 1.4483 | 1.413 | 1.3785 | 1.3449 | 1.3121 | 1.2801 | 1.2489 | 1.2184 | 1.1887 | 1.1597 | 1.1314 | 1.1038 | 1.0769 | 1.0506 | 1.025 | 1 | 0 | 0 | 0 | 0 | 0 | 0 | 0 | 0
[7 empty] | Esc2.5 | 33 | 42 | 2.821 | 2.7522 | 2.6851 | 2.6196 | 2.5557 | 2.4933 | 2.4325 | 2.3732 | 2.3153 | 2.2589 | 2.2038 | 2.15 | 2.0976 | 2.0464 | 1.9965 | 1.9478 | 1.9003 | 1.8539 | 1.8087 | 1.7646 | 1.7216 | 1.6796 | 1.6386 | 1.5987 | 1.5597 | 1.5216 | 1.4845 | 1.4483 | 1.413 | 1.3785 | 1.3449 | 1.3121 | 1.2801 | 1.2489 | 1.2184 | 1.1887 | 1.1597 | 1.1314 | 1.1038 | 1.0769 | 1.0506 | 1.025 | 1 | 0 | 0 | 0 | 0 | 0 | 0 | 0
[7 empty] | Esc2.5 | 33 | 43 | 2.8915 | 2.821 | 2.7522 | 2.6851 | 2.6196 | 2.5557 | 2.4933 | 2.4325 | 2.3732 | 2.3153 | 2.2589 | 2.2038 | 2.15 | 2.0976 | 2.0464 | 1.9965 | 1.9478 | 1.9003 | 1.8539 | 1.8087 | 1.7646 | 1.7216 | 1.6796 | 1.6386 | 1.5987 | 1.5597 | 1.5216 | 1.4845 | 1.4483 | 1.413 | 1.3785 | 1.3449 | 1.3121 | 1.2801 | 1.2489 | 1.2184 | 1.1887 | 1.1597 | 1.1314 | 1.1038 | 1.0769 | 1.0506 | 1.025 | 1 | 0 | 0 | 0 | 0 | 0 | 0
[7 empty] | Esc2.5 | 33 | 44 | 2.9638 | 2.8915 | 2.821 | 2.7522 | 2.6851 | 2.6196 | 2.5557 | 2.4933 | 2.4325 | 2.3732 | 2.3153 | 2.2589 | 2.2038 | 2.15 | 2.0976 | 2.0464 | 1.9965 | 1.9478 | 1.9003 | 1.8539 | 1.8087 | 1.7646 | 1.7216 | 1.6796 | 1.6386 | 1.5987 | 1.5597 | 1.5216 | 1.4845 | 1.4483 | 1.413 | 1.3785 | 1.3449 | 1.3121 | 1.2801 | 1.2489 | 1.2184 | 1.1887 | 1.1597 | 1.1314 | 1.1038 | 1.0769 | 1.0506 | 1.025 | 1 | 0 | 0 | 0 | 0 | 0
[7 empty] | Esc2.5 | 33 | 45 | 3.0379 | 2.9638 | 2.8915 | 2.821 | 2.7522 | 2.6851 | 2.6196 | 2.5557 | 2.4933 | 2.4325 | 2.3732 | 2.3153 | 2.2589 | 2.2038 | 2.15 | 2.0976 | 2.0464 | 1.9965 | 1.9478 | 1.9003 | 1.8539 | 1.8087 | 1.7646 | 1.7216 | 1.6796 | 1.6386 | 1.5987 | 1.5597 | 1.5216 | 1.4845 | 1.4483 | 1.413 | 1.3785 | 1.3449 | 1.3121 | 1.2801 | 1.2489 | 1.2184 | 1.1887 | 1.1597 | 1.1314 | 1.1038 | 1.0769 | 1.0506 | 1.025 | 1 | 0 | 0 | 0 | 0
[7 empty] | Esc2.5 | 33 | 46 | 3.1139 | 3.0379 | 2.9638 | 2.8915 | 2.821 | 2.7522 | 2.6851 | 2.6196 | 2.5557 | 2.4933 | 2.4325 | 2.3732 | 2.3153 | 2.2589 | 2.2038 | 2.15 | 2.0976 | 2.0464 | 1.9965 | 1.9478 | 1.9003 | 1.8539 | 1.8087 | 1.7646 | 1.7216 | 1.6796 | 1.6386 | 1.5987 | 1.5597 | 1.5216 | 1.4845 | 1.4483 | 1.413 | 1.3785 | 1.3449 | 1.3121 | 1.2801 | 1.2489 | 1.2184 | 1.1887 | 1.1597 | 1.1314 | 1.1038 | 1.0769 | 1.0506 | 1.025 | 1 | 0 | 0 | 0
[7 empty] | Esc2.5 | 33 | 47 | 3.1917 | 3.1139 | 3.0379 | 2.9638 | 2.8915 | 2.821 | 2.7522 | 2.6851 | 2.6196 | 2.5557 | 2.4933 | 2.4325 | 2.3732 | 2.3153 | 2.2589 | 2.2038 | 2.15 | 2.0976 | 2.0464 | 1.9965 | 1.9478 | 1.9003 | 1.8539 | 1.8087 | 1.7646 | 1.7216 | 1.6796 | 1.6386 | 1.5987 | 1.5597 | 1.5216 | 1.4845 | 1.4483 | 1.413 | 1.3785 | 1.3449 | 1.3121 | 1.2801 | 1.2489 | 1.2184 | 1.1887 | 1.1597 | 1.1314 | 1.1038 | 1.0769 | 1.0506 | 1.025 | 1 | 0 | 0
[7 empty] | Esc2.5 | 33 | 48 | 3.2715 | 3.1917 | 3.1139 | 3.0379 | 2.9638 | 2.8915 | 2.821 | 2.7522 | 2.6851 | 2.6196 | 2.5557 | 2.4933 | 2.4325 | 2.3732 | 2.3153 | 2.2589 | 2.2038 | 2.15 | 2.0976 | 2.0464 | 1.9965 | 1.9478 | 1.9003 | 1.8539 | 1.8087 | 1.7646 | 1.7216 | 1.6796 | 1.6386 | 1.5987 | 1.5597 | 1.5216 | 1.4845 | 1.4483 | 1.413 | 1.3785 | 1.3449 | 1.3121 | 1.2801 | 1.2489 | 1.2184 | 1.1887 | 1.1597 | 1.1314 | 1.1038 | 1.0769 | 1.0506 | 1.025 | 1 | 0
[7 empty] | Esc2.5 | 33 | 49 | 3.3533 | 3.2715 | 3.1917 | 3.1139 | 3.0379 | 2.9638 | 2.8915 | 2.821 | 2.7522 | 2.6851 | 2.6196 | 2.5557 | 2.4933 | 2.4325 | 2.3732 | 2.3153 | 2.2589 | 2.2038 | 2.15 | 2.0976 | 2.0464 | 1.9965 | 1.9478 | 1.9003 | 1.8539 | 1.8087 | 1.7646 | 1.7216 | 1.6796 | 1.6386 | 1.5987 | 1.5597 | 1.5216 | 1.4845 | 1.4483 | 1.413 | 1.3785 | 1.3449 | 1.3121 | 1.2801 | 1.2489 | 1.2184 | 1.1887 | 1.1597 | 1.1314 | 1.1038 | 1.0769 | 1.0506 | 1.025 | 1
[7 empty] | Esc3 | 34 | 0 | 1 | 0 | 0 | 0 | 0 | 0 | 0 | 0 | 0 | 0 | 0 | 0 | 0 | 0 | 0 | 0 | 0 | 0 | 0 | 0 | 0 | 0 | 0 | 0 | 0 | 0 | 0 | 0 | 0 | 0 | 0 | 0 | 0 | 0 | 0 | 0 | 0 | 0 | 0 | 0 | 0 | 0 | 0 | 0 | 0 | 0 | 0 | 0 | 0 | 0
[7 empty] | Esc3 | 34 | 1 | 1.03 | 1 | 0 | 0 | 0 | 0 | 0 | 0 | 0 | 0 | 0 | 0 | 0 | 0 | 0 | 0 | 0 | 0 | 0 | 0 | 0 | 0 | 0 | 0 | 0 | 0 | 0 | 0 | 0 | 0 | 0 | 0 | 0 | 0 | 0 | 0 | 0 | 0 | 0 | 0 | 0 | 0 | 0 | 0 | 0 | 0 | 0 | 0 | 0 | 0
[7 empty] | Esc3 | 34 | 2 | 1.0609 | 1.03 | 1 | 0 | 0 | 0 | 0 | 0 | 0 | 0 | 0 | 0 | 0 | 0 | 0 | 0 | 0 | 0 | 0 | 0 | 0 | 0 | 0 | 0 | 0 | 0 | 0 | 0 | 0 | 0 | 0 | 0 | 0 | 0 | 0 | 0 | 0 | 0 | 0 | 0 | 0 | 0 | 0 | 0 | 0 | 0 | 0 | 0 | 0 | 0
[7 empty] | Esc3 | 34 | 3 | 1.0927 | 1.0609 | 1.03 | 1 | 0 | 0 | 0 | 0 | 0 | 0 | 0 | 0 | 0 | 0 | 0 | 0 | 0 | 0 | 0 | 0 | 0 | 0 | 0 | 0 | 0 | 0 | 0 | 0 | 0 | 0 | 0 | 0 | 0 | 0 | 0 | 0 | 0 | 0 | 0 | 0 | 0 | 0 | 0 | 0 | 0 | 0 | 0 | 0 | 0 | 0
[7 empty] | Esc3 | 34 | 4 | 1.1255 | 1.0927 | 1.0609 | 1.03 | 1 | 0 | 0 | 0 | 0 | 0 | 0 | 0 | 0 | 0 | 0 | 0 | 0 | 0 | 0 | 0 | 0 | 0 | 0 | 0 | 0 | 0 | 0 | 0 | 0 | 0 | 0 | 0 | 0 | 0 | 0 | 0 | 0 | 0 | 0 | 0 | 0 | 0 | 0 | 0 | 0 | 0 | 0 | 0 | 0 | 0
[7 empty] | Esc3 | 34 | 5 | 1.1593 | 1.1255 | 1.0927 | 1.0609 | 1.03 | 1 | 0 | 0 | 0 | 0 | 0 | 0 | 0 | 0 | 0 | 0 | 0 | 0 | 0 | 0 | 0 | 0 | 0 | 0 | 0 | 0 | 0 | 0 | 0 | 0 | 0 | 0 | 0 | 0 | 0 | 0 | 0 | 0 | 0 | 0 | 0 | 0 | 0 | 0 | 0 | 0 | 0 | 0 | 0 | 0
[7 empty] | Esc3 | 34 | 6 | 1.1941 | 1.1593 | 1.1255 | 1.0927 | 1.0609 | 1.03 | 1 | 0 | 0 | 0 | 0 | 0 | 0 | 0 | 0 | 0 | 0 | 0 | 0 | 0 | 0 | 0 | 0 | 0 | 0 | 0 | 0 | 0 | 0 | 0 | 0 | 0 | 0 | 0 | 0 | 0 | 0 | 0 | 0 | 0 | 0 | 0 | 0 | 0 | 0 | 0 | 0 | 0 | 0 | 0
[7 empty] | Esc3 | 34 | 7 | 1.2299 | 1.1941 | 1.1593 | 1.1255 | 1.0927 | 1.0609 | 1.03 | 1 | 0 | 0 | 0 | 0 | 0 | 0 | 0 | 0 | 0 | 0 | 0 | 0 | 0 | 0 | 0 | 0 | 0 | 0 | 0 | 0 | 0 | 0 | 0 | 0 | 0 | 0 | 0 | 0 | 0 | 0 | 0 | 0 | 0 | 0 | 0 | 0 | 0 | 0 | 0 | 0 | 0 | 0
[7 empty] | Esc3 | 34 | 8 | 1.2668 | 1.2299 | 1.1941 | 1.1593 | 1.1255 | 1.0927 | 1.0609 | 1.03 | 1 | 0 | 0 | 0 | 0 | 0 | 0 | 0 | 0 | 0 | 0 | 0 | 0 | 0 | 0 | 0 | 0 | 0 | 0 | 0 | 0 | 0 | 0 | 0 | 0 | 0 | 0 | 0 | 0 | 0 | 0 | 0 | 0 | 0 | 0 | 0 | 0 | 0 | 0 | 0 | 0 | 0
[7 empty] | Esc3 | 34 | 9 | 1.3048 | 1.2668 | 1.2299 | 1.1941 | 1.1593 | 1.1255 | 1.0927 | 1.0609 | 1.03 | 1 | 0 | 0 | 0 | 0 | 0 | 0 | 0 | 0 | 0 | 0 | 0 | 0 | 0 | 0 | 0 | 0 | 0 | 0 | 0 | 0 | 0 | 0 | 0 | 0 | 0 | 0 | 0 | 0 | 0 | 0 | 0 | 0 | 0 | 0 | 0 | 0 | 0 | 0 | 0 | 0
[7 empty] | Esc3 | 34 | 10 | 1.3439 | 1.3048 | 1.2668 | 1.2299 | 1.1941 | 1.1593 | 1.1255 | 1.0927 | 1.0609 | 1.03 | 1 | 0 | 0 | 0 | 0 | 0 | 0 | 0 | 0 | 0 | 0 | 0 | 0 | 0 | 0 | 0 | 0 | 0 | 0 | 0 | 0 | 0 | 0 | 0 | 0 | 0 | 0 | 0 | 0 | 0 | 0 | 0 | 0 | 0 | 0 | 0 | 0 | 0 | 0 | 0
[7 empty] | Esc3 | 34 | 11 | 1.3842 | 1.3439 | 1.3048 | 1.2668 | 1.2299 | 1.1941 | 1.1593 | 1.1255 | 1.0927 | 1.0609 | 1.03 | 1 | 0 | 0 | 0 | 0 | 0 | 0 | 0 | 0 | 0 | 0 | 0 | 0 | 0 | 0 | 0 | 0 | 0 | 0 | 0 | 0 | 0 | 0 | 0 | 0 | 0 | 0 | 0 | 0 | 0 | 0 | 0 | 0 | 0 | 0 | 0 | 0 | 0 | 0
[7 empty] | Esc3 | 34 | 12 | 1.4258 | 1.3842 | 1.3439 | 1.3048 | 1.2668 | 1.2299 | 1.1941 | 1.1593 | 1.1255 | 1.0927 | 1.0609 | 1.03 | 1 | 0 | 0 | 0 | 0 | 0 | 0 | 0 | 0 | 0 | 0 | 0 | 0 | 0 | 0 | 0 | 0 | 0 | 0 | 0 | 0 | 0 | 0 | 0 | 0 | 0 | 0 | 0 | 0 | 0 | 0 | 0 | 0 | 0 | 0 | 0 | 0 | 0
[7 empty] | Esc3 | 34 | 13 | 1.4685 | 1.4258 | 1.3842 | 1.3439 | 1.3048 | 1.2668 | 1.2299 | 1.1941 | 1.1593 | 1.1255 | 1.0927 | 1.0609 | 1.03 | 1 | 0 | 0 | 0 | 0 | 0 | 0 | 0 | 0 | 0 | 0 | 0 | 0 | 0 | 0 | 0 | 0 | 0 | 0 | 0 | 0 | 0 | 0 | 0 | 0 | 0 | 0 | 0 | 0 | 0 | 0 | 0 | 0 | 0 | 0 | 0 | 0
[7 empty] | Esc3 | 34 | 14 | 1.5126 | 1.4685 | 1.4258 | 1.3842 | 1.3439 | 1.3048 | 1.2668 | 1.2299 | 1.1941 | 1.1593 | 1.1255 | 1.0927 | 1.0609 | 1.03 | 1 | 0 | 0 | 0 | 0 | 0 | 0 | 0 | 0 | 0 | 0 | 0 | 0 | 0 | 0 | 0 | 0 | 0 | 0 | 0 | 0 | 0 | 0 | 0 | 0 | 0 | 0 | 0 | 0 | 0 | 0 | 0 | 0 | 0 | 0 | 0
[7 empty] | Esc3 | 34 | 15 | 1.558 | 1.5126 | 1.4685 | 1.4258 | 1.3842 | 1.3439 | 1.3048 | 1.2668 | 1.2299 | 1.1941 | 1.1593 | 1.1255 | 1.0927 | 1.0609 | 1.03 | 1 | 0 | 0 | 0 | 0 | 0 | 0 | 0 | 0 | 0 | 0 | 0 | 0 | 0 | 0 | 0 | 0 | 0 | 0 | 0 | 0 | 0 | 0 | 0 | 0 | 0 | 0 | 0 | 0 | 0 | 0 | 0 | 0 | 0 | 0
[7 empty] | Esc3 | 34 | 16 | 1.6047 | 1.558 | 1.5126 | 1.4685 | 1.4258 | 1.3842 | 1.3439 | 1.3048 | 1.2668 | 1.2299 | 1.1941 | 1.1593 | 1.1255 | 1.0927 | 1.0609 | 1.03 | 1 | 0 | 0 | 0 | 0 | 0 | 0 | 0 | 0 | 0 | 0 | 0 | 0 | 0 | 0 | 0 | 0 | 0 | 0 | 0 | 0 | 0 | 0 | 0 | 0 | 0 | 0 | 0 | 0 | 0 | 0 | 0 | 0 | 0
[7 empty] | Esc3 | 34 | 17 | 1.6528 | 1.6047 | 1.558 | 1.5126 | 1.4685 | 1.4258 | 1.3842 | 1.3439 | 1.3048 | 1.2668 | 1.2299 | 1.1941 | 1.1593 | 1.1255 | 1.0927 | 1.0609 | 1.03 | 1 | 0 | 0 | 0 | 0 | 0 | 0 | 0 | 0 | 0 | 0 | 0 | 0 | 0 | 0 | 0 | 0 | 0 | 0 | 0 | 0 | 0 | 0 | 0 | 0 | 0 | 0 | 0 | 0 | 0 | 0 | 0 | 0
[7 empty] | Esc3 | 34 | 18 | 1.7024 | 1.6528 | 1.6047 | 1.558 | 1.5126 | 1.4685 | 1.4258 | 1.3842 | 1.3439 | 1.3048 | 1.2668 | 1.2299 | 1.1941 | 1.1593 | 1.1255 | 1.0927 | 1.0609 | 1.03 | 1 | 0 | 0 | 0 | 0 | 0 | 0 | 0 | 0 | 0 | 0 | 0 | 0 | 0 | 0 | 0 | 0 | 0 | 0 | 0 | 0 | 0 | 0 | 0 | 0 | 0 | 0 | 0 | 0 | 0 | 0 | 0
[7 empty] | Esc3 | 34 | 19 | 1.7535 | 1.7024 | 1.6528 | 1.6047 | 1.558 | 1.5126 | 1.4685 | 1.4258 | 1.3842 | 1.3439 | 1.3048 | 1.2668 | 1.2299 | 1.1941 | 1.1593 | 1.1255 | 1.0927 | 1.0609 | 1.03 | 1 | 0 | 0 | 0 | 0 | 0 | 0 | 0 | 0 | 0 | 0 | 0 | 0 | 0 | 0 | 0 | 0 | 0 | 0 | 0 | 0 | 0 | 0 | 0 | 0 | 0 | 0 | 0 | 0 | 0 | 0
[7 empty] | Esc3 | 34 | 20 | 1.8061 | 1.7535 | 1.7024 | 1.6528 | 1.6047 | 1.558 | 1.5126 | 1.4685 | 1.4258 | 1.3842 | 1.3439 | 1.3048 | 1.2668 | 1.2299 | 1.1941 | 1.1593 | 1.1255 | 1.0927 | 1.0609 | 1.03 | 1 | 0 | 0 | 0 | 0 | 0 | 0 | 0 | 0 | 0 | 0 | 0 | 0 | 0 | 0 | 0 | 0 | 0 | 0 | 0 | 0 | 0 | 0 | 0 | 0 | 0 | 0 | 0 | 0 | 0
[7 empty] | Esc3 | 34 | 21 | 1.8603 | 1.8061 | 1.7535 | 1.7024 | 1.6528 | 1.6047 | 1.558 | 1.5126 | 1.4685 | 1.4258 | 1.3842 | 1.3439 | 1.3048 | 1.2668 | 1.2299 | 1.1941 | 1.1593 | 1.1255 | 1.0927 | 1.0609 | 1.03 | 1 | 0 | 0 | 0 | 0 | 0 | 0 | 0 | 0 | 0 | 0 | 0 | 0 | 0 | 0 | 0 | 0 | 0 | 0 | 0 | 0 | 0 | 0 | 0 | 0 | 0 | 0 | 0 | 0
[7 empty] | Esc3 | 34 | 22 | 1.9161 | 1.8603 | 1.8061 | 1.7535 | 1.7024 | 1.6528 | 1.6047 | 1.558 | 1.5126 | 1.4685 | 1.4258 | 1.3842 | 1.3439 | 1.3048 | 1.2668 | 1.2299 | 1.1941 | 1.1593 | 1.1255 | 1.0927 | 1.0609 | 1.03 | 1 | 0 | 0 | 0 | 0 | 0 | 0 | 0 | 0 | 0 | 0 | 0 | 0 | 0 | 0 | 0 | 0 | 0 | 0 | 0 | 0 | 0 | 0 | 0 | 0 | 0 | 0 | 0
[7 empty] | Esc3 | 34 | 23 | 1.9736 | 1.9161 | 1.8603 | 1.8061 | 1.7535 | 1.7024 | 1.6528 | 1.6047 | 1.558 | 1.5126 | 1.4685 | 1.4258 | 1.3842 | 1.3439 | 1.3048 | 1.2668 | 1.2299 | 1.1941 | 1.1593 | 1.1255 | 1.0927 | 1.0609 | 1.03 | 1 | 0 | 0 | 0 | 0 | 0 | 0 | 0 | 0 | 0 | 0 | 0 | 0 | 0 | 0 | 0 | 0 | 0 | 0 | 0 | 0 | 0 | 0 | 0 | 0 | 0 | 0
[7 empty] | Esc3 | 34 | 24 | 2.0328 | 1.9736 | 1.9161 | 1.8603 | 1.8061 | 1.7535 | 1.7024 | 1.6528 | 1.6047 | 1.558 | 1.5126 | 1.4685 | 1.4258 | 1.3842 | 1.3439 | 1.3048 | 1.2668 | 1.2299 | 1.1941 | 1.1593 | 1.1255 | 1.0927 | 1.0609 | 1.03 | 1 | 0 | 0 | 0 | 0 | 0 | 0 | 0 | 0 | 0 | 0 | 0 | 0 | 0 | 0 | 0 | 0 | 0 | 0 | 0 | 0 | 0 | 0 | 0 | 0 | 0
[7 empty] | Esc3 | 34 | 25 | 2.0938 | 2.0328 | 1.9736 | 1.9161 | 1.8603 | 1.8061 | 1.7535 | 1.7024 | 1.6528 | 1.6047 | 1.558 | 1.5126 | 1.4685 | 1.4258 | 1.3842 | 1.3439 | 1.3048 | 1.2668 | 1.2299 | 1.1941 | 1.1593 | 1.1255 | 1.0927 | 1.0609 | 1.03 | 1 | 0 | 0 | 0 | 0 | 0 | 0 | 0 | 0 | 0 | 0 | 0 | 0 | 0 | 0 | 0 | 0 | 0 | 0 | 0 | 0 | 0 | 0 | 0 | 0
[7 empty] | Esc3 | 34 | 26 | 2.1566 | 2.0938 | 2.0328 | 1.9736 | 1.9161 | 1.8603 | 1.8061 | 1.7535 | 1.7024 | 1.6528 | 1.6047 | 1.558 | 1.5126 | 1.4685 | 1.4258 | 1.3842 | 1.3439 | 1.3048 | 1.2668 | 1.2299 | 1.1941 | 1.1593 | 1.1255 | 1.0927 | 1.0609 | 1.03 | 1 | 0 | 0 | 0 | 0 | 0 | 0 | 0 | 0 | 0 | 0 | 0 | 0 | 0 | 0 | 0 | 0 | 0 | 0 | 0 | 0 | 0 | 0 | 0
[7 empty] | Esc3 | 34 | 27 | 2.2213 | 2.1566 | 2.0938 | 2.0328 | 1.9736 | 1.9161 | 1.8603 | 1.8061 | 1.7535 | 1.7024 | 1.6528 | 1.6047 | 1.558 | 1.5126 | 1.4685 | 1.4258 | 1.3842 | 1.3439 | 1.3048 | 1.2668 | 1.2299 | 1.1941 | 1.1593 | 1.1255 | 1.0927 | 1.0609 | 1.03 | 1 | 0 | 0 | 0 | 0 | 0 | 0 | 0 | 0 | 0 | 0 | 0 | 0 | 0 | 0 | 0 | 0 | 0 | 0 | 0 | 0 | 0 | 0
[7 empty] | Esc3 | 34 | 28 | 2.2879 | 2.2213 | 2.1566 | 2.0938 | 2.0328 | 1.9736 | 1.9161 | 1.8603 | 1.8061 | 1.7535 | 1.7024 | 1.6528 | 1.6047 | 1.558 | 1.5126 | 1.4685 | 1.4258 | 1.3842 | 1.3439 | 1.3048 | 1.2668 | 1.2299 | 1.1941 | 1.1593 | 1.1255 | 1.0927 | 1.0609 | 1.03 | 1 | 0 | 0 | 0 | 0 | 0 | 0 | 0 | 0 | 0 | 0 | 0 | 0 | 0 | 0 | 0 | 0 | 0 | 0 | 0 | 0 | 0
[7 empty] | Esc3 | 34 | 29 | 2.3566 | 2.2879 | 2.2213 | 2.1566 | 2.0938 | 2.0328 | 1.9736 | 1.9161 | 1.8603 | 1.8061 | 1.7535 | 1.7024 | 1.6528 | 1.6047 | 1.558 | 1.5126 | 1.4685 | 1.4258 | 1.3842 | 1.3439 | 1.3048 | 1.2668 | 1.2299 | 1.1941 | 1.1593 | 1.1255 | 1.0927 | 1.0609 | 1.03 | 1 | 0 | 0 | 0 | 0 | 0 | 0 | 0 | 0 | 0 | 0 | 0 | 0 | 0 | 0 | 0 | 0 | 0 | 0 | 0 | 0
[7 empty] | Esc3 | 34 | 30 | 2.4273 | 2.3566 | 2.2879 | 2.2213 | 2.1566 | 2.0938 | 2.0328 | 1.9736 | 1.9161 | 1.8603 | 1.8061 | 1.7535 | 1.7024 | 1.6528 | 1.6047 | 1.558 | 1.5126 | 1.4685 | 1.4258 | 1.3842 | 1.3439 | 1.3048 | 1.2668 | 1.2299 | 1.1941 | 1.1593 | 1.1255 | 1.0927 | 1.0609 | 1.03 | 1 | 0 | 0 | 0 | 0 | 0 | 0 | 0 | 0 | 0 | 0 | 0 | 0 | 0 | 0 | 0 | 0 | 0 | 0 | 0
[7 empty] | Esc3 | 34 | 31 | 2.5001 | 2.4273 | 2.3566 | 2.2879 | 2.2213 | 2.1566 | 2.0938 | 2.0328 | 1.9736 | 1.9161 | 1.8603 | 1.8061 | 1.7535 | 1.7024 | 1.6528 | 1.6047 | 1.558 | 1.5126 | 1.4685 | 1.4258 | 1.3842 | 1.3439 | 1.3048 | 1.2668 | 1.2299 | 1.1941 | 1.1593 | 1.1255 | 1.0927 | 1.0609 | 1.03 | 1 | 0 | 0 | 0 | 0 | 0 | 0 | 0 | 0 | 0 | 0 | 0 | 0 | 0 | 0 | 0 | 0 | 0 | 0
[7 empty] | Esc3 | 34 | 32 | 2.5751 | 2.5001 | 2.4273 | 2.3566 | 2.2879 | 2.2213 | 2.1566 | 2.0938 | 2.0328 | 1.9736 | 1.9161 | 1.8603 | 1.8061 | 1.7535 | 1.7024 | 1.6528 | 1.6047 | 1.558 | 1.5126 | 1.4685 | 1.4258 | 1.3842 | 1.3439 | 1.3048 | 1.2668 | 1.2299 | 1.1941 | 1.1593 | 1.1255 | 1.0927 | 1.0609 | 1.03 | 1 | 0 | 0 | 0 | 0 | 0 | 0 | 0 | 0 | 0 | 0 | 0 | 0 | 0 | 0 | 0 | 0 | 0
[7 empty] | Esc3 | 34 | 33 | 2.6523 | 2.5751 | 2.5001 | 2.4273 | 2.3566 | 2.2879 | 2.2213 | 2.1566 | 2.0938 | 2.0328 | 1.9736 | 1.9161 | 1.8603 | 1.8061 | 1.7535 | 1.7024 | 1.6528 | 1.6047 | 1.558 | 1.5126 | 1.4685 | 1.4258 | 1.3842 | 1.3439 | 1.3048 | 1.2668 | 1.2299 | 1.1941 | 1.1593 | 1.1255 | 1.0927 | 1.0609 | 1.03 | 1 | 0 | 0 | 0 | 0 | 0 | 0 | 0 | 0 | 0 | 0 | 0 | 0 | 0 | 0 | 0 | 0
[7 empty] | Esc3 | 34 | 34 | 2.7319 | 2.6523 | 2.5751 | 2.5001 | 2.4273 | 2.3566 | 2.2879 | 2.2213 | 2.1566 | 2.0938 | 2.0328 | 1.9736 | 1.9161 | 1.8603 | 1.8061 | 1.7535 | 1.7024 | 1.6528 | 1.6047 | 1.558 | 1.5126 | 1.4685 | 1.4258 | 1.3842 | 1.3439 | 1.3048 | 1.2668 | 1.2299 | 1.1941 | 1.1593 | 1.1255 | 1.0927 | 1.0609 | 1.03 | 1 | 0 | 0 | 0 | 0 | 0 | 0 | 0 | 0 | 0 | 0 | 0 | 0 | 0 | 0 | 0
[7 empty] | Esc3 | 34 | 35 | 2.8139 | 2.7319 | 2.6523 | 2.5751 | 2.5001 | 2.4273 | 2.3566 | 2.2879 | 2.2213 | 2.1566 | 2.0938 | 2.0328 | 1.9736 | 1.9161 | 1.8603 | 1.8061 | 1.7535 | 1.7024 | 1.6528 | 1.6047 | 1.558 | 1.5126 | 1.4685 | 1.4258 | 1.3842 | 1.3439 | 1.3048 | 1.2668 | 1.2299 | 1.1941 | 1.1593 | 1.1255 | 1.0927 | 1.0609 | 1.03 | 1 | 0 | 0 | 0 | 0 | 0 | 0 | 0 | 0 | 0 | 0 | 0 | 0 | 0 | 0
[7 empty] | Esc3 | 34 | 36 | 2.8983 | 2.8139 | 2.7319 | 2.6523 | 2.5751 | 2.5001 | 2.4273 | 2.3566 | 2.2879 | 2.2213 | 2.1566 | 2.0938 | 2.0328 | 1.9736 | 1.9161 | 1.8603 | 1.8061 | 1.7535 | 1.7024 | 1.6528 | 1.6047 | 1.558 | 1.5126 | 1.4685 | 1.4258 | 1.3842 | 1.3439 | 1.3048 | 1.2668 | 1.2299 | 1.1941 | 1.1593 | 1.1255 | 1.0927 | 1.0609 | 1.03 | 1 | 0 | 0 | 0 | 0 | 0 | 0 | 0 | 0 | 0 | 0 | 0 | 0 | 0
[7 empty] | Esc3 | 34 | 37 | 2.9852 | 2.8983 | 2.8139 | 2.7319 | 2.6523 | 2.5751 | 2.5001 | 2.4273 | 2.3566 | 2.2879 | 2.2213 | 2.1566 | 2.0938 | 2.0328 | 1.9736 | 1.9161 | 1.8603 | 1.8061 | 1.7535 | 1.7024 | 1.6528 | 1.6047 | 1.558 | 1.5126 | 1.4685 | 1.4258 | 1.3842 | 1.3439 | 1.3048 | 1.2668 | 1.2299 | 1.1941 | 1.1593 | 1.1255 | 1.0927 | 1.0609 | 1.03 | 1 | 0 | 0 | 0 | 0 | 0 | 0 | 0 | 0 | 0 | 0 | 0 | 0
[7 empty] | Esc3 | 34 | 38 | 3.0748 | 2.9852 | 2.8983 | 2.8139 | 2.7319 | 2.6523 | 2.5751 | 2.5001 | 2.4273 | 2.3566 | 2.2879 | 2.2213 | 2.1566 | 2.0938 | 2.0328 | 1.9736 | 1.9161 | 1.8603 | 1.8061 | 1.7535 | 1.7024 | 1.6528 | 1.6047 | 1.558 | 1.5126 | 1.4685 | 1.4258 | 1.3842 | 1.3439 | 1.3048 | 1.2668 | 1.2299 | 1.1941 | 1.1593 | 1.1255 | 1.0927 | 1.0609 | 1.03 | 1 | 0 | 0 | 0 | 0 | 0 | 0 | 0 | 0 | 0 | 0 | 0
[7 empty] | Esc3 | 34 | 39 | 3.167 | 3.0748 | 2.9852 | 2.8983 | 2.8139 | 2.7319 | 2.6523 | 2.5751 | 2.5001 | 2.4273 | 2.3566 | 2.2879 | 2.2213 | 2.1566 | 2.0938 | 2.0328 | 1.9736 | 1.9161 | 1.8603 | 1.8061 | 1.7535 | 1.7024 | 1.6528 | 1.6047 | 1.558 | 1.5126 | 1.4685 | 1.4258 | 1.3842 | 1.3439 | 1.3048 | 1.2668 | 1.2299 | 1.1941 | 1.1593 | 1.1255 | 1.0927 | 1.0609 | 1.03 | 1 | 0 | 0 | 0 | 0 | 0 | 0 | 0 | 0 | 0 | 0
[7 empty] | Esc3 | 34 | 40 | 3.262 | 3.167 | 3.0748 | 2.9852 | 2.8983 | 2.8139 | 2.7319 | 2.6523 | 2.5751 | 2.5001 | 2.4273 | 2.3566 | 2.2879 | 2.2213 | 2.1566 | 2.0938 | 2.0328 | 1.9736 | 1.9161 | 1.8603 | 1.8061 | 1.7535 | 1.7024 | 1.6528 | 1.6047 | 1.558 | 1.5126 | 1.4685 | 1.4258 | 1.3842 | 1.3439 | 1.3048 | 1.2668 | 1.2299 | 1.1941 | 1.1593 | 1.1255 | 1.0927 | 1.0609 | 1.03 | 1 | 0 | 0 | 0 | 0 | 0 | 0 | 0 | 0 | 0
[7 empty] | Esc3 | 34 | 41 | 3.3599 | 3.262 | 3.167 | 3.0748 | 2.9852 | 2.8983 | 2.8139 | 2.7319 | 2.6523 | 2.5751 | 2.5001 | 2.4273 | 2.3566 | 2.2879 | 2.2213 | 2.1566 | 2.0938 | 2.0328 | 1.9736 | 1.9161 | 1.8603 | 1.8061 | 1.7535 | 1.7024 | 1.6528 | 1.6047 | 1.558 | 1.5126 | 1.4685 | 1.4258 | 1.3842 | 1.3439 | 1.3048 | 1.2668 | 1.2299 | 1.1941 | 1.1593 | 1.1255 | 1.0927 | 1.0609 | 1.03 | 1 | 0 | 0 | 0 | 0 | 0 | 0 | 0 | 0
[7 empty] | Esc3 | 34 | 42 | 3.4607 | 3.3599 | 3.262 | 3.167 | 3.0748 | 2.9852 | 2.8983 | 2.8139 | 2.7319 | 2.6523 | 2.5751 | 2.5001 | 2.4273 | 2.3566 | 2.2879 | 2.2213 | 2.1566 | 2.0938 | 2.0328 | 1.9736 | 1.9161 | 1.8603 | 1.8061 | 1.7535 | 1.7024 | 1.6528 | 1.6047 | 1.558 | 1.5126 | 1.4685 | 1.4258 | 1.3842 | 1.3439 | 1.3048 | 1.2668 | 1.2299 | 1.1941 | 1.1593 | 1.1255 | 1.0927 | 1.0609 | 1.03 | 1 | 0 | 0 | 0 | 0 | 0 | 0 | 0
[7 empty] | Esc3 | 34 | 43 | 3.5645 | 3.4607 | 3.3599 | 3.262 | 3.167 | 3.0748 | 2.9852 | 2.8983 | 2.8139 | 2.7319 | 2.6523 | 2.5751 | 2.5001 | 2.4273 | 2.3566 | 2.2879 | 2.2213 | 2.1566 | 2.0938 | 2.0328 | 1.9736 | 1.9161 | 1.8603 | 1.8061 | 1.7535 | 1.7024 | 1.6528 | 1.6047 | 1.558 | 1.5126 | 1.4685 | 1.4258 | 1.3842 | 1.3439 | 1.3048 | 1.2668 | 1.2299 | 1.1941 | 1.1593 | 1.1255 | 1.0927 | 1.0609 | 1.03 | 1 | 0 | 0 | 0 | 0 | 0 | 0
[7 empty] | Esc3 | 34 | 44 | 3.6715 | 3.5645 | 3.4607 | 3.3599 | 3.262 | 3.167 | 3.0748 | 2.9852 | 2.8983 | 2.8139 | 2.7319 | 2.6523 | 2.5751 | 2.5001 | 2.4273 | 2.3566 | 2.2879 | 2.2213 | 2.1566 | 2.0938 | 2.0328 | 1.9736 | 1.9161 | 1.8603 | 1.8061 | 1.7535 | 1.7024 | 1.6528 | 1.6047 | 1.558 | 1.5126 | 1.4685 | 1.4258 | 1.3842 | 1.3439 | 1.3048 | 1.2668 | 1.2299 | 1.1941 | 1.1593 | 1.1255 | 1.0927 | 1.0609 | 1.03 | 1 | 0 | 0 | 0 | 0 | 0
[7 empty] | Esc3 | 34 | 45 | 3.7816 | 3.6715 | 3.5645 | 3.4607 | 3.3599 | 3.262 | 3.167 | 3.0748 | 2.9852 | 2.8983 | 2.8139 | 2.7319 | 2.6523 | 2.5751 | 2.5001 | 2.4273 | 2.3566 | 2.2879 | 2.2213 | 2.1566 | 2.0938 | 2.0328 | 1.9736 | 1.9161 | 1.8603 | 1.8061 | 1.7535 | 1.7024 | 1.6528 | 1.6047 | 1.558 | 1.5126 | 1.4685 | 1.4258 | 1.3842 | 1.3439 | 1.3048 | 1.2668 | 1.2299 | 1.1941 | 1.1593 | 1.1255 | 1.0927 | 1.0609 | 1.03 | 1 | 0 | 0 | 0 | 0
[7 empty] | Esc3 | 34 | 46 | 3.895 | 3.7816 | 3.6715 | 3.5645 | 3.4607 | 3.3599 | 3.262 | 3.167 | 3.0748 | 2.9852 | 2.8983 | 2.8139 | 2.7319 | 2.6523 | 2.5751 | 2.5001 | 2.4273 | 2.3566 | 2.2879 | 2.2213 | 2.1566 | 2.0938 | 2.0328 | 1.9736 | 1.9161 | 1.8603 | 1.8061 | 1.7535 | 1.7024 | 1.6528 | 1.6047 | 1.558 | 1.5126 | 1.4685 | 1.4258 | 1.3842 | 1.3439 | 1.3048 | 1.2668 | 1.2299 | 1.1941 | 1.1593 | 1.1255 | 1.0927 | 1.0609 | 1.03 | 1 | 0 | 0 | 0
[7 empty] | Esc3 | 34 | 47 | 4.0119 | 3.895 | 3.7816 | 3.6715 | 3.5645 | 3.4607 | 3.3599 | 3.262 | 3.167 | 3.0748 | 2.9852 | 2.8983 | 2.8139 | 2.7319 | 2.6523 | 2.5751 | 2.5001 | 2.4273 | 2.3566 | 2.2879 | 2.2213 | 2.1566 | 2.0938 | 2.0328 | 1.9736 | 1.9161 | 1.8603 | 1.8061 | 1.7535 | 1.7024 | 1.6528 | 1.6047 | 1.558 | 1.5126 | 1.4685 | 1.4258 | 1.3842 | 1.3439 | 1.3048 | 1.2668 | 1.2299 | 1.1941 | 1.1593 | 1.1255 | 1.0927 | 1.0609 | 1.03 | 1 | 0 | 0
[7 empty] | Esc3 | 34 | 48 | 4.1323 | 4.0119 | 3.895 | 3.7816 | 3.6715 | 3.5645 | 3.4607 | 3.3599 | 3.262 | 3.167 | 3.0748 | 2.9852 | 2.8983 | 2.8139 | 2.7319 | 2.6523 | 2.5751 | 2.5001 | 2.4273 | 2.3566 | 2.2879 | 2.2213 | 2.1566 | 2.0938 | 2.0328 | 1.9736 | 1.9161 | 1.8603 | 1.8061 | 1.7535 | 1.7024 | 1.6528 | 1.6047 | 1.558 | 1.5126 | 1.4685 | 1.4258 | 1.3842 | 1.3439 | 1.3048 | 1.2668 | 1.2299 | 1.1941 | 1.1593 | 1.1255 | 1.0927 | 1.0609 | 1.03 | 1 | 0
[7 empty] | Esc3 | 34 | 49 | 4.2562 | 4.1323 | 4.0119 | 3.895 | 3.7816 | 3.6715 | 3.5645 | 3.4607 | 3.3599 | 3.262 | 3.167 | 3.0748 | 2.9852 | 2.8983 | 2.8139 | 2.7319 | 2.6523 | 2.5751 | 2.5001 | 2.4273 | 2.3566 | 2.2879 | 2.2213 | 2.1566 | 2.0938 | 2.0328 | 1.9736 | 1.9161 | 1.8603 | 1.8061 | 1.7535 | 1.7024 | 1.6528 | 1.6047 | 1.558 | 1.5126 | 1.4685 | 1.4258 | 1.3842 | 1.3439 | 1.3048 | 1.2668 | 1.2299 | 1.1941 | 1.1593 | 1.1255 | 1.0927 | 1.0609 | 1.03 | 1
[7 empty] | None | 35 | 0 | 1 | 0 | 0 | 0 | 0 | 0 | 0 | 0 | 0 | 0 | 0 | 0 | 0 | 0 | 0 | 0 | 0 | 0 | 0 | 0 | 0 | 0 | 0 | 0 | 0 | 0 | 0 | 0 | 0 | 0 | 0 | 0 | 0 | 0 | 0 | 0 | 0 | 0 | 0 | 0 | 0 | 0 | 0 | 0 | 0 | 0 | 0 | 0 | 0 | 0
[7 empty] | None | 35 | 1 | 1 | 1 | 0 | 0 | 0 | 0 | 0 | 0 | 0 | 0 | 0 | 0 | 0 | 0 | 0 | 0 | 0 | 0 | 0 | 0 | 0 | 0 | 0 | 0 | 0 | 0 | 0 | 0 | 0 | 0 | 0 | 0 | 0 | 0 | 0 | 0 | 0 | 0 | 0 | 0 | 0 | 0 | 0 | 0 | 0 | 0 | 0 | 0 | 0 | 0
[7 empty] | None | 35 | 2 | 1 | 1 | 1 | 0 | 0 | 0 | 0 | 0 | 0 | 0 | 0 | 0 | 0 | 0 | 0 | 0 | 0 | 0 | 0 | 0 | 0 | 0 | 0 | 0 | 0 | 0 | 0 | 0 | 0 | 0 | 0 | 0 | 0 | 0 | 0 | 0 | 0 | 0 | 0 | 0 | 0 | 0 | 0 | 0 | 0 | 0 | 0 | 0 | 0 | 0
[7 empty] | None | 35 | 3 | 1 | 1 | 1 | 1 | 0 | 0 | 0 | 0 | 0 | 0 | 0 | 0 | 0 | 0 | 0 | 0 | 0 | 0 | 0 | 0 | 0 | 0 | 0 | 0 | 0 | 0 | 0 | 0 | 0 | 0 | 0 | 0 | 0 | 0 | 0 | 0 | 0 | 0 | 0 | 0 | 0 | 0 | 0 | 0 | 0 | 0 | 0 | 0 | 0 | 0
[7 empty] | None | 35 | 4 | 1 | 1 | 1 | 1 | 1 | 0 | 0 | 0 | 0 | 0 | 0 | 0 | 0 | 0 | 0 | 0 | 0 | 0 | 0 | 0 | 0 | 0 | 0 | 0 | 0 | 0 | 0 | 0 | 0 | 0 | 0 | 0 | 0 | 0 | 0 | 0 | 0 | 0 | 0 | 0 | 0 | 0 | 0 | 0 | 0 | 0 | 0 | 0 | 0 | 0
[7 empty] | None | 35 | 5 | 1 | 1 | 1 | 1 | 1 | 1 | 0 | 0 | 0 | 0 | 0 | 0 | 0 | 0 | 0 | 0 | 0 | 0 | 0 | 0 | 0 | 0 | 0 | 0 | 0 | 0 | 0 | 0 | 0 | 0 | 0 | 0 | 0 | 0 | 0 | 0 | 0 | 0 | 0 | 0 | 0 | 0 | 0 | 0 | 0 | 0 | 0 | 0 | 0 | 0
[7 empty] | None | 35 | 6 | 1 | 1 | 1 | 1 | 1 | 1 | 1 | 0 | 0 | 0 | 0 | 0 | 0 | 0 | 0 | 0 | 0 | 0 | 0 | 0 | 0 | 0 | 0 | 0 | 0 | 0 | 0 | 0 | 0 | 0 | 0 | 0 | 0 | 0 | 0 | 0 | 0 | 0 | 0 | 0 | 0 | 0 | 0 | 0 | 0 | 0 | 0 | 0 | 0 | 0
[7 empty] | None | 35 | 7 | 1 | 1 | 1 | 1 | 1 | 1 | 1 | 1 | 0 | 0 | 0 | 0 | 0 | 0 | 0 | 0 | 0 | 0 | 0 | 0 | 0 | 0 | 0 | 0 | 0 | 0 | 0 | 0 | 0 | 0 | 0 | 0 | 0 | 0 | 0 | 0 | 0 | 0 | 0 | 0 | 0 | 0 | 0 | 0 | 0 | 0 | 0 | 0 | 0 | 0
[7 empty] | None | 35 | 8 | 1 | 1 | 1 | 1 | 1 | 1 | 1 | 1 | 1 | 0 | 0 | 0 | 0 | 0 | 0 | 0 | 0 | 0 | 0 | 0 | 0 | 0 | 0 | 0 | 0 | 0 | 0 | 0 | 0 | 0 | 0 | 0 | 0 | 0 | 0 | 0 | 0 | 0 | 0 | 0 | 0 | 0 | 0 | 0 | 0 | 0 | 0 | 0 | 0 | 0
[7 empty] | None | 35 | 9 | 1 | 1 | 1 | 1 | 1 | 1 | 1 | 1 | 1 | 1 | 0 | 0 | 0 | 0 | 0 | 0 | 0 | 0 | 0 | 0 | 0 | 0 | 0 | 0 | 0 | 0 | 0 | 0 | 0 | 0 | 0 | 0 | 0 | 0 | 0 | 0 | 0 | 0 | 0 | 0 | 0 | 0 | 0 | 0 | 0 | 0 | 0 | 0 | 0 | 0
[7 empty] | None | 35 | 10 | 1 | 1 | 1 | 1 | 1 | 1 | 1 | 1 | 1 | 1 | 1 | 0 | 0 | 0 | 0 | 0 | 0 | 0 | 0 | 0 | 0 | 0 | 0 | 0 | 0 | 0 | 0 | 0 | 0 | 0 | 0 | 0 | 0 | 0 | 0 | 0 | 0 | 0 | 0 | 0 | 0 | 0 | 0 | 0 | 0 | 0 | 0 | 0 | 0 | 0
[7 empty] | None | 35 | 11 | 1 | 1 | 1 | 1 | 1 | 1 | 1 | 1 | 1 | 1 | 1 | 1 | 0 | 0 | 0 | 0 | 0 | 0 | 0 | 0 | 0 | 0 | 0 | 0 | 0 | 0 | 0 | 0 | 0 | 0 | 0 | 0 | 0 | 0 | 0 | 0 | 0 | 0 | 0 | 0 | 0 | 0 | 0 | 0 | 0 | 0 | 0 | 0 | 0 | 0
[7 empty] | None | 35 | 12 | 1 | 1 | 1 | 1 | 1 | 1 | 1 | 1 | 1 | 1 | 1 | 1 | 1 | 0 | 0 | 0 | 0 | 0 | 0 | 0 | 0 | 0 | 0 | 0 | 0 | 0 | 0 | 0 | 0 | 0 | 0 | 0 | 0 | 0 | 0 | 0 | 0 | 0 | 0 | 0 | 0 | 0 | 0 | 0 | 0 | 0 | 0 | 0 | 0 | 0
[7 empty] | None | 35 | 13 | 1 | 1 | 1 | 1 | 1 | 1 | 1 | 1 | 1 | 1 | 1 | 1 | 1 | 1 | 0 | 0 | 0 | 0 | 0 | 0 | 0 | 0 | 0 | 0 | 0 | 0 | 0 | 0 | 0 | 0 | 0 | 0 | 0 | 0 | 0 | 0 | 0 | 0 | 0 | 0 | 0 | 0 | 0 | 0 | 0 | 0 | 0 | 0 | 0 | 0
[7 empty] | None | 35 | 14 | 1 | 1 | 1 | 1 | 1 | 1 | 1 | 1 | 1 | 1 | 1 | 1 | 1 | 1 | 1 | 0 | 0 | 0 | 0 | 0 | 0 | 0 | 0 | 0 | 0 | 0 | 0 | 0 | 0 | 0 | 0 | 0 | 0 | 0 | 0 | 0 | 0 | 0 | 0 | 0 | 0 | 0 | 0 | 0 | 0 | 0 | 0 | 0 | 0 | 0
[7 empty] | None | 35 | 15 | 1 | 1 | 1 | 1 | 1 | 1 | 1 | 1 | 1 | 1 | 1 | 1 | 1 | 1 | 1 | 1 | 0 | 0 | 0 | 0 | 0 | 0 | 0 | 0 | 0 | 0 | 0 | 0 | 0 | 0 | 0 | 0 | 0 | 0 | 0 | 0 | 0 | 0 | 0 | 0 | 0 | 0 | 0 | 0 | 0 | 0 | 0 | 0 | 0 | 0
[7 empty] | None | 35 | 16 | 1 | 1 | 1 | 1 | 1 | 1 | 1 | 1 | 1 | 1 | 1 | 1 | 1 | 1 | 1 | 1 | 1 | 0 | 0 | 0 | 0 | 0 | 0 | 0 | 0 | 0 | 0 | 0 | 0 | 0 | 0 | 0 | 0 | 0 | 0 | 0 | 0 | 0 | 0 | 0 | 0 | 0 | 0 | 0 | 0 | 0 | 0 | 0 | 0 | 0
[7 empty] | None | 35 | 17 | 1 | 1 | 1 | 1 | 1 | 1 | 1 | 1 | 1 | 1 | 1 | 1 | 1 | 1 | 1 | 1 | 1 | 1 | 0 | 0 | 0 | 0 | 0 | 0 | 0 | 0 | 0 | 0 | 0 | 0 | 0 | 0 | 0 | 0 | 0 | 0 | 0 | 0 | 0 | 0 | 0 | 0 | 0 | 0 | 0 | 0 | 0 | 0 | 0 | 0
[7 empty] | None | 35 | 18 | 1 | 1 | 1 | 1 | 1 | 1 | 1 | 1 | 1 | 1 | 1 | 1 | 1 | 1 | 1 | 1 | 1 | 1 | 1 | 0 | 0 | 0 | 0 | 0 | 0 | 0 | 0 | 0 | 0 | 0 | 0 | 0 | 0 | 0 | 0 | 0 | 0 | 0 | 0 | 0 | 0 | 0 | 0 | 0 | 0 | 0 | 0 | 0 | 0 | 0
[7 empty] | None | 35 | 19 | 1 | 1 | 1 | 1 | 1 | 1 | 1 | 1 | 1 | 1 | 1 | 1 | 1 | 1 | 1 | 1 | 1 | 1 | 1 | 1 | 0 | 0 | 0 | 0 | 0 | 0 | 0 | 0 | 0 | 0 | 0 | 0 | 0 | 0 | 0 | 0 | 0 | 0 | 0 | 0 | 0 | 0 | 0 | 0 | 0 | 0 | 0 | 0 | 0 | 0
[7 empty] | None | 35 | 20 | 1 | 1 | 1 | 1 | 1 | 1 | 1 | 1 | 1 | 1 | 1 | 1 | 1 | 1 | 1 | 1 | 1 | 1 | 1 | 1 | 1 | 0 | 0 | 0 | 0 | 0 | 0 | 0 | 0 | 0 | 0 | 0 | 0 | 0 | 0 | 0 | 0 | 0 | 0 | 0 | 0 | 0 | 0 | 0 | 0 | 0 | 0 | 0 | 0 | 0
[7 empty] | None | 35 | 21 | 1 | 1 | 1 | 1 | 1 | 1 | 1 | 1 | 1 | 1 | 1 | 1 | 1 | 1 | 1 | 1 | 1 | 1 | 1 | 1 | 1 | 1 | 0 | 0 | 0 | 0 | 0 | 0 | 0 | 0 | 0 | 0 | 0 | 0 | 0 | 0 | 0 | 0 | 0 | 0 | 0 | 0 | 0 | 0 | 0 | 0 | 0 | 0 | 0 | 0
[7 empty] | None | 35 | 22 | 1 | 1 | 1 | 1 | 1 | 1 | 1 | 1 | 1 | 1 | 1 | 1 | 1 | 1 | 1 | 1 | 1 | 1 | 1 | 1 | 1 | 1 | 1 | 0 | 0 | 0 | 0 | 0 | 0 | 0 | 0 | 0 | 0 | 0 | 0 | 0 | 0 | 0 | 0 | 0 | 0 | 0 | 0 | 0 | 0 | 0 | 0 | 0 | 0 | 0
[7 empty] | None | 35 | 23 | 1 | 1 | 1 | 1 | 1 | 1 | 1 | 1 | 1 | 1 | 1 | 1 | 1 | 1 | 1 | 1 | 1 | 1 | 1 | 1 | 1 | 1 | 1 | 1 | 0 | 0 | 0 | 0 | 0 | 0 | 0 | 0 | 0 | 0 | 0 | 0 | 0 | 0 | 0 | 0 | 0 | 0 | 0 | 0 | 0 | 0 | 0 | 0 | 0 | 0
[7 empty] | None | 35 | 24 | 1 | 1 | 1 | 1 | 1 | 1 | 1 | 1 | 1 | 1 | 1 | 1 | 1 | 1 | 1 | 1 | 1 | 1 | 1 | 1 | 1 | 1 | 1 | 1 | 1 | 0 | 0 | 0 | 0 | 0 | 0 | 0 | 0 | 0 | 0 | 0 | 0 | 0 | 0 | 0 | 0 | 0 | 0 | 0 | 0 | 0 | 0 | 0 | 0 | 0
[7 empty] | None | 35 | 25 | 1 | 1 | 1 | 1 | 1 | 1 | 1 | 1 | 1 | 1 | 1 | 1 | 1 | 1 | 1 | 1 | 1 | 1 | 1 | 1 | 1 | 1 | 1 | 1 | 1 | 1 | 0 | 0 | 0 | 0 | 0 | 0 | 0 | 0 | 0 | 0 | 0 | 0 | 0 | 0 | 0 | 0 | 0 | 0 | 0 | 0 | 0 | 0 | 0 | 0
[7 empty] | None | 35 | 26 | 1 | 1 | 1 | 1 | 1 | 1 | 1 | 1 | 1 | 1 | 1 | 1 | 1 | 1 | 1 | 1 | 1 | 1 | 1 | 1 | 1 | 1 | 1 | 1 | 1 | 1 | 1 | 0 | 0 | 0 | 0 | 0 | 0 | 0 | 0 | 0 | 0 | 0 | 0 | 0 | 0 | 0 | 0 | 0 | 0 | 0 | 0 | 0 | 0 | 0
[7 empty] | None | 35 | 27 | 1 | 1 | 1 | 1 | 1 | 1 | 1 | 1 | 1 | 1 | 1 | 1 | 1 | 1 | 1 | 1 | 1 | 1 | 1 | 1 | 1 | 1 | 1 | 1 | 1 | 1 | 1 | 1 | 0 | 0 | 0 | 0 | 0 | 0 | 0 | 0 | 0 | 0 | 0 | 0 | 0 | 0 | 0 | 0 | 0 | 0 | 0 | 0 | 0 | 0
[7 empty] | None | 35 | 28 | 1 | 1 | 1 | 1 | 1 | 1 | 1 | 1 | 1 | 1 | 1 | 1 | 1 | 1 | 1 | 1 | 1 | 1 | 1 | 1 | 1 | 1 | 1 | 1 | 1 | 1 | 1 | 1 | 1 | 0 | 0 | 0 | 0 | 0 | 0 | 0 | 0 | 0 | 0 | 0 | 0 | 0 | 0 | 0 | 0 | 0 | 0 | 0 | 0 | 0
[7 empty] | None | 35 | 29 | 1 | 1 | 1 | 1 | 1 | 1 | 1 | 1 | 1 | 1 | 1 | 1 | 1 | 1 | 1 | 1 | 1 | 1 | 1 | 1 | 1 | 1 | 1 | 1 | 1 | 1 | 1 | 1 | 1 | 1 | 0 | 0 | 0 | 0 | 0 | 0 | 0 | 0 | 0 | 0 | 0 | 0 | 0 | 0 | 0 | 0 | 0 | 0 | 0 | 0
[7 empty] | None | 35 | 30 | 1 | 1 | 1 | 1 | 1 | 1 | 1 | 1 | 1 | 1 | 1 | 1 | 1 | 1 | 1 | 1 | 1 | 1 | 1 | 1 | 1 | 1 | 1 | 1 | 1 | 1 | 1 | 1 | 1 | 1 | 1 | 0 | 0 | 0 | 0 | 0 | 0 | 0 | 0 | 0 | 0 | 0 | 0 | 0 | 0 | 0 | 0 | 0 | 0 | 0
[7 empty] | None | 35 | 31 | 1 | 1 | 1 | 1 | 1 | 1 | 1 | 1 | 1 | 1 | 1 | 1 | 1 | 1 | 1 | 1 | 1 | 1 | 1 | 1 | 1 | 1 | 1 | 1 | 1 | 1 | 1 | 1 | 1 | 1 | 1 | 1 | 0 | 0 | 0 | 0 | 0 | 0 | 0 | 0 | 0 | 0 | 0 | 0 | 0 | 0 | 0 | 0 | 0 | 0
[7 empty] | None | 35 | 32 | 1 | 1 | 1 | 1 | 1 | 1 | 1 | 1 | 1 | 1 | 1 | 1 | 1 | 1 | 1 | 1 | 1 | 1 | 1 | 1 | 1 | 1 | 1 | 1 | 1 | 1 | 1 | 1 | 1 | 1 | 1 | 1 | 1 | 0 | 0 | 0 | 0 | 0 | 0 | 0 | 0 | 0 | 0 | 0 | 0 | 0 | 0 | 0 | 0 | 0
[7 empty] | None | 35 | 33 | 1 | 1 | 1 | 1 | 1 | 1 | 1 | 1 | 1 | 1 | 1 | 1 | 1 | 1 | 1 | 1 | 1 | 1 | 1 | 1 | 1 | 1 | 1 | 1 | 1 | 1 | 1 | 1 | 1 | 1 | 1 | 1 | 1 | 1 | 0 | 0 | 0 | 0 | 0 | 0 | 0 | 0 | 0 | 0 | 0 | 0 | 0 | 0 | 0 | 0
[7 empty] | None | 35 | 34 | 1 | 1 | 1 | 1 | 1 | 1 | 1 | 1 | 1 | 1 | 1 | 1 | 1 | 1 | 1 | 1 | 1 | 1 | 1 | 1 | 1 | 1 | 1 | 1 | 1 | 1 | 1 | 1 | 1 | 1 | 1 | 1 | 1 | 1 | 1 | 0 | 0 | 0 | 0 | 0 | 0 | 0 | 0 | 0 | 0 | 0 | 0 | 0 | 0 | 0
[7 empty] | None | 35 | 35 | 1 | 1 | 1 | 1 | 1 | 1 | 1 | 1 | 1 | 1 | 1 | 1 | 1 | 1 | 1 | 1 | 1 | 1 | 1 | 1 | 1 | 1 | 1 | 1 | 1 | 1 | 1 | 1 | 1 | 1 | 1 | 1 | 1 | 1 | 1 | 1 | 0 | 0 | 0 | 0 | 0 | 0 | 0 | 0 | 0 | 0 | 0 | 0 | 0 | 0
[7 empty] | None | 35 | 36 | 1 | 1 | 1 | 1 | 1 | 1 | 1 | 1 | 1 | 1 | 1 | 1 | 1 | 1 | 1 | 1 | 1 | 1 | 1 | 1 | 1 | 1 | 1 | 1 | 1 | 1 | 1 | 1 | 1 | 1 | 1 | 1 | 1 | 1 | 1 | 1 | 1 | 0 | 0 | 0 | 0 | 0 | 0 | 0 | 0 | 0 | 0 | 0 | 0 | 0
[7 empty] | None | 35 | 37 | 1 | 1 | 1 | 1 | 1 | 1 | 1 | 1 | 1 | 1 | 1 | 1 | 1 | 1 | 1 | 1 | 1 | 1 | 1 | 1 | 1 | 1 | 1 | 1 | 1 | 1 | 1 | 1 | 1 | 1 | 1 | 1 | 1 | 1 | 1 | 1 | 1 | 1 | 0 | 0 | 0 | 0 | 0 | 0 | 0 | 0 | 0 | 0 | 0 | 0
[7 empty] | None | 35 | 38 | 1 | 1 | 1 | 1 | 1 | 1 | 1 | 1 | 1 | 1 | 1 | 1 | 1 | 1 | 1 | 1 | 1 | 1 | 1 | 1 | 1 | 1 | 1 | 1 | 1 | 1 | 1 | 1 | 1 | 1 | 1 | 1 | 1 | 1 | 1 | 1 | 1 | 1 | 1 | 0 | 0 | 0 | 0 | 0 | 0 | 0 | 0 | 0 | 0 | 0
[7 empty] | None | 35 | 39 | 1 | 1 | 1 | 1 | 1 | 1 | 1 | 1 | 1 | 1 | 1 | 1 | 1 | 1 | 1 | 1 | 1 | 1 | 1 | 1 | 1 | 1 | 1 | 1 | 1 | 1 | 1 | 1 | 1 | 1 | 1 | 1 | 1 | 1 | 1 | 1 | 1 | 1 | 1 | 1 | 0 | 0 | 0 | 0 | 0 | 0 | 0 | 0 | 0 | 0
[7 empty] | None | 35 | 40 | 1 | 1 | 1 | 1 | 1 | 1 | 1 | 1 | 1 | 1 | 1 | 1 | 1 | 1 | 1 | 1 | 1 | 1 | 1 | 1 | 1 | 1 | 1 | 1 | 1 | 1 | 1 | 1 | 1 | 1 | 1 | 1 | 1 | 1 | 1 | 1 | 1 | 1 | 1 | 1 | 1 | 0 | 0 | 0 | 0 | 0 | 0 | 0 | 0 | 0
[7 empty] | None | 35 | 41 | 1 | 1 | 1 | 1 | 1 | 1 | 1 | 1 | 1 | 1 | 1 | 1 | 1 | 1 | 1 | 1 | 1 | 1 | 1 | 1 | 1 | 1 | 1 | 1 | 1 | 1 | 1 | 1 | 1 | 1 | 1 | 1 | 1 | 1 | 1 | 1 | 1 | 1 | 1 | 1 | 1 | 1 | 0 | 0 | 0 | 0 | 0 | 0 | 0 | 0
[7 empty] | None | 35 | 42 | 1 | 1 | 1 | 1 | 1 | 1 | 1 | 1 | 1 | 1 | 1 | 1 | 1 | 1 | 1 | 1 | 1 | 1 | 1 | 1 | 1 | 1 | 1 | 1 | 1 | 1 | 1 | 1 | 1 | 1 | 1 | 1 | 1 | 1 | 1 | 1 | 1 | 1 | 1 | 1 | 1 | 1 | 1 | 0 | 0 | 0 | 0 | 0 | 0 | 0
[7 empty] | None | 35 | 43 | 1 | 1 | 1 | 1 | 1 | 1 | 1 | 1 | 1 | 1 | 1 | 1 | 1 | 1 | 1 | 1 | 1 | 1 | 1 | 1 | 1 | 1 | 1 | 1 | 1 | 1 | 1 | 1 | 1 | 1 | 1 | 1 | 1 | 1 | 1 | 1 | 1 | 1 | 1 | 1 | 1 | 1 | 1 | 1 | 0 | 0 | 0 | 0 | 0 | 0
[7 empty] | None | 35 | 44 | 1 | 1 | 1 | 1 | 1 | 1 | 1 | 1 | 1 | 1 | 1 | 1 | 1 | 1 | 1 | 1 | 1 | 1 | 1 | 1 | 1 | 1 | 1 | 1 | 1 | 1 | 1 | 1 | 1 | 1 | 1 | 1 | 1 | 1 | 1 | 1 | 1 | 1 | 1 | 1 | 1 | 1 | 1 | 1 | 1 | 0 | 0 | 0 | 0 | 0
[7 empty] | None | 35 | 45 | 1 | 1 | 1 | 1 | 1 | 1 | 1 | 1 | 1 | 1 | 1 | 1 | 1 | 1 | 1 | 1 | 1 | 1 | 1 | 1 | 1 | 1 | 1 | 1 | 1 | 1 | 1 | 1 | 1 | 1 | 1 | 1 | 1 | 1 | 1 | 1 | 1 | 1 | 1 | 1 | 1 | 1 | 1 | 1 | 1 | 1 | 0 | 0 | 0 | 0
[7 empty] | None | 35 | 46 | 1 | 1 | 1 | 1 | 1 | 1 | 1 | 1 | 1 | 1 | 1 | 1 | 1 | 1 | 1 | 1 | 1 | 1 | 1 | 1 | 1 | 1 | 1 | 1 | 1 | 1 | 1 | 1 | 1 | 1 | 1 | 1 | 1 | 1 | 1 | 1 | 1 | 1 | 1 | 1 | 1 | 1 | 1 | 1 | 1 | 1 | 1 | 0 | 0 | 0
[7 empty] | None | 35 | 47 | 1 | 1 | 1 | 1 | 1 | 1 | 1 | 1 | 1 | 1 | 1 | 1 | 1 | 1 | 1 | 1 | 1 | 1 | 1 | 1 | 1 | 1 | 1 | 1 | 1 | 1 | 1 | 1 | 1 | 1 | 1 | 1 | 1 | 1 | 1 | 1 | 1 | 1 | 1 | 1 | 1 | 1 | 1 | 1 | 1 | 1 | 1 | 1 | 0 | 0
[7 empty] | None | 35 | 48 | 1 | 1 | 1 | 1 | 1 | 1 | 1 | 1 | 1 | 1 | 1 | 1 | 1 | 1 | 1 | 1 | 1 | 1 | 1 | 1 | 1 | 1 | 1 | 1 | 1 | 1 | 1 | 1 | 1 | 1 | 1 | 1 | 1 | 1 | 1 | 1 | 1 | 1 | 1 | 1 | 1 | 1 | 1 | 1 | 1 | 1 | 1 | 1 | 1 | 0
[7 empty] | None | 35 | 49 | bar: 2006 0 to 2055 49
[7 empty] | Non-Labor | 36 | 0 | 1 | 0 | 0 | 0 | 0 | 0 | 0 | 0 | 0 | 0 | 0 | 0 | 0 | 0 | 0 | 0 | 0 | 0 | 0 | 0 | 0 | 0 | 0 | 0 | 0 | 0 | 0 | 0 | 0 | 0 | 0 | 0 | 0 | 0 | 0 | 0 | 0 | 0 | 0 | 0 | 0 | 0 | 0 | 0 | 0 | 0 | 0 | 0 | 0 | 0
[7 empty] | Non-Labor | 36 | 1 | 1.02 | 1 | 0 | 0 | 0 | 0 | 0 | 0 | 0 | 0 | 0 | 0 | 0 | 0 | 0 | 0 | 0 | 0 | 0 | 0 | 0 | 0 | 0 | 0 | 0 | 0 | 0 | 0 | 0 | 0 | 0 | 0 | 0 | 0 | 0 | 0 | 0 | 0 | 0 | 0 | 0 | 0 | 0 | 0 | 0 | 0 | 0 | 0 | 0 | 0
[7 empty] | Non-Labor | 36 | 2 | 1.0404 | 1.02 | 1 | 0 | 0 | 0 | 0 | 0 | 0 | 0 | 0 | 0 | 0 | 0 | 0 | 0 | 0 | 0 | 0 | 0 | 0 | 0 | 0 | 0 | 0 | 0 | 0 | 0 | 0 | 0 | 0 | 0 | 0 | 0 | 0 | 0 | 0 | 0 | 0 | 0 | 0 | 0 | 0 | 0 | 0 | 0 | 0 | 0 | 0 | 0
[7 empty] | Non-Labor | 36 | 3 | 1.0612 | 1.0404 | 1.02 | 1 | 0 | 0 | 0 | 0 | 0 | 0 | 0 | 0 | 0 | 0 | 0 | 0 | 0 | 0 | 0 | 0 | 0 | 0 | 0 | 0 | 0 | 0 | 0 | 0 | 0 | 0 | 0 | 0 | 0 | 0 | 0 | 0 | 0 | 0 | 0 | 0 | 0 | 0 | 0 | 0 | 0 | 0 | 0 | 0 | 0 | 0
[7 empty] | Non-Labor | 36 | 4 | 1.0824 | 1.0612 | 1.0404 | 1.02 | 1 | 0 | 0 | 0 | 0 | 0 | 0 | 0 | 0 | 0 | 0 | 0 | 0 | 0 | 0 | 0 | 0 | 0 | 0 | 0 | 0 | 0 | 0 | 0 | 0 | 0 | 0 | 0 | 0 | 0 | 0 | 0 | 0 | 0 | 0 | 0 | 0 | 0 | 0 | 0 | 0 | 0 | 0 | 0 | 0 | 0
[7 empty] | Non-Labor | 36 | 5 | 1.1041 | 1.0824 | 1.0612 | 1.0404 | 1.02 | 1 | 0 | 0 | 0 | 0 | 0 | 0 | 0 | 0 | 0 | 0 | 0 | 0 | 0 | 0 | 0 | 0 | 0 | 0 | 0 | 0 | 0 | 0 | 0 | 0 | 0 | 0 | 0 | 0 | 0 | 0 | 0 | 0 | 0 | 0 | 0 | 0 | 0 | 0 | 0 | 0 | 0 | 0 | 0 | 0
[7 empty] | Non-Labor | 36 | 6 | 1.1262 | 1.1041 | 1.0824 | 1.0612 | 1.0404 | 1.02 | 1 | 0 | 0 | 0 | 0 | 0 | 0 | 0 | 0 | 0 | 0 | 0 | 0 | 0 | 0 | 0 | 0 | 0 | 0 | 0 | 0 | 0 | 0 | 0 | 0 | 0 | 0 | 0 | 0 | 0 | 0 | 0 | 0 | 0 | 0 | 0 | 0 | 0 | 0 | 0 | 0 | 0 | 0 | 0
[7 empty] | Non-Labor | 36 | 7 | 1.1487 | 1.1262 | 1.1041 | 1.0824 | 1.0612 | 1.0404 | 1.02 | 1 | 0 | 0 | 0 | 0 | 0 | 0 | 0 | 0 | 0 | 0 | 0 | 0 | 0 | 0 | 0 | 0 | 0 | 0 | 0 | 0 | 0 | 0 | 0 | 0 | 0 | 0 | 0 | 0 | 0 | 0 | 0 | 0 | 0 | 0 | 0 | 0 | 0 | 0 | 0 | 0 | 0 | 0
[7 empty] | Non-Labor | 36 | 8 | 1.1717 | 1.1487 | 1.1262 | 1.1041 | 1.0824 | 1.0612 | 1.0404 | 1.02 | 1 | 0 | 0 | 0 | 0 | 0 | 0 | 0 | 0 | 0 | 0 | 0 | 0 | 0 | 0 | 0 | 0 | 0 | 0 | 0 | 0 | 0 | 0 | 0 | 0 | 0 | 0 | 0 | 0 | 0 | 0 | 0 | 0 | 0 | 0 | 0 | 0 | 0 | 0 | 0 | 0 | 0
[7 empty] | Non-Labor | 36 | 9 | 1.1951 | 1.1717 | 1.1487 | 1.1262 | 1.1041 | 1.0824 | 1.0612 | 1.0404 | 1.02 | 1 | 0 | 0 | 0 | 0 | 0 | 0 | 0 | 0 | 0 | 0 | 0 | 0 | 0 | 0 | 0 | 0 | 0 | 0 | 0 | 0 | 0 | 0 | 0 | 0 | 0 | 0 | 0 | 0 | 0 | 0 | 0 | 0 | 0 | 0 | 0 | 0 | 0 | 0 | 0 | 0
[7 empty] | Non-Labor | 36 | 10 | 1.219 | 1.1951 | 1.1717 | 1.1487 | 1.1262 | 1.1041 | 1.0824 | 1.0612 | 1.0404 | 1.02 | 1 | 0 | 0 | 0 | 0 | 0 | 0 | 0 | 0 | 0 | 0 | 0 | 0 | 0 | 0 | 0 | 0 | 0 | 0 | 0 | 0 | 0 | 0 | 0 | 0 | 0 | 0 | 0 | 0 | 0 | 0 | 0 | 0 | 0 | 0 | 0 | 0 | 0 | 0 | 0
[7 empty] | Non-Labor | 36 | 11 | 1.2434 | 1.219 | 1.1951 | 1.1717 | 1.1487 | 1.1262 | 1.1041 | 1.0824 | 1.0612 | 1.0404 | 1.02 | 1 | 0 | 0 | 0 | 0 | 0 | 0 | 0 | 0 | 0 | 0 | 0 | 0 | 0 | 0 | 0 | 0 | 0 | 0 | 0 | 0 | 0 | 0 | 0 | 0 | 0 | 0 | 0 | 0 | 0 | 0 | 0 | 0 | 0 | 0 | 0 | 0 | 0 | 0
[7 empty] | Non-Labor | 36 | 12 | 1.2682 | 1.2434 | 1.219 | 1.1951 | 1.1717 | 1.1487 | 1.1262 | 1.1041 | 1.0824 | 1.0612 | 1.0404 | 1.02 | 1 | 0 | 0 | 0 | 0 | 0 | 0 | 0 | 0 | 0 | 0 | 0 | 0 | 0 | 0 | 0 | 0 | 0 | 0 | 0 | 0 | 0 | 0 | 0 | 0 | 0 | 0 | 0 | 0 | 0 | 0 | 0 | 0 | 0 | 0 | 0 | 0 | 0
[7 empty] | Non-Labor | 36 | 13 | 1.2936 | 1.2682 | 1.2434 | 1.219 | 1.1951 | 1.1717 | 1.1487 | 1.1262 | 1.1041 | 1.0824 | 1.0612 | 1.0404 | 1.02 | 1 | 0 | 0 | 0 | 0 | 0 | 0 | 0 | 0 | 0 | 0 | 0 | 0 | 0 | 0 | 0 | 0 | 0 | 0 | 0 | 0 | 0 | 0 | 0 | 0 | 0 | 0 | 0 | 0 | 0 | 0 | 0 | 0 | 0 | 0 | 0 | 0
[7 empty] | Non-Labor | 36 | 14 | 1.3195 | 1.2936 | 1.2682 | 1.2434 | 1.219 | 1.1951 | 1.1717 | 1.1487 | 1.1262 | 1.1041 | 1.0824 | 1.0612 | 1.0404 | 1.02 | 1 | 0 | 0 | 0 | 0 | 0 | 0 | 0 | 0 | 0 | 0 | 0 | 0 | 0 | 0 | 0 | 0 | 0 | 0 | 0 | 0 | 0 | 0 | 0 | 0 | 0 | 0 | 0 | 0 | 0 | 0 | 0 | 0 | 0 | 0 | 0
[7 empty] | Non-Labor | 36 | 15 | 1.3459 | 1.3195 | 1.2936 | 1.2682 | 1.2434 | 1.219 | 1.1951 | 1.1717 | 1.1487 | 1.1262 | 1.1041 | 1.0824 | 1.0612 | 1.0404 | 1.02 | 1 | 0 | 0 | 0 | 0 | 0 | 0 | 0 | 0 | 0 | 0 | 0 | 0 | 0 | 0 | 0 | 0 | 0 | 0 | 0 | 0 | 0 | 0 | 0 | 0 | 0 | 0 | 0 | 0 | 0 | 0 | 0 | 0 | 0 | 0
[7 empty] | Non-Labor | 36 | 16 | 1.3728 | 1.3459 | 1.3195 | 1.2936 | 1.2682 | 1.2434 | 1.219 | 1.1951 | 1.1717 | 1.1487 | 1.1262 | 1.1041 | 1.0824 | 1.0612 | 1.0404 | 1.02 | 1 | 0 | 0 | 0 | 0 | 0 | 0 | 0 | 0 | 0 | 0 | 0 | 0 | 0 | 0 | 0 | 0 | 0 | 0 | 0 | 0 | 0 | 0 | 0 | 0 | 0 | 0 | 0 | 0 | 0 | 0 | 0 | 0 | 0
[7 empty] | Non-Labor | 36 | 17 | 1.4002 | 1.3728 | 1.3459 | 1.3195 | 1.2936 | 1.2682 | 1.2434 | 1.219 | 1.1951 | 1.1717 | 1.1487 | 1.1262 | 1.1041 | 1.0824 | 1.0612 | 1.0404 | 1.02 | 1 | 0 | 0 | 0 | 0 | 0 | 0 | 0 | 0 | 0 | 0 | 0 | 0 | 0 | 0 | 0 | 0 | 0 | 0 | 0 | 0 | 0 | 0 | 0 | 0 | 0 | 0 | 0 | 0 | 0 | 0 | 0 | 0
[7 empty] | Non-Labor | 36 | 18 | 1.4282 | 1.4002 | 1.3728 | 1.3459 | 1.3195 | 1.2936 | 1.2682 | 1.2434 | 1.219 | 1.1951 | 1.1717 | 1.1487 | 1.1262 | 1.1041 | 1.0824 | 1.0612 | 1.0404 | 1.02 | 1 | 0 | 0 | 0 | 0 | 0 | 0 | 0 | 0 | 0 | 0 | 0 | 0 | 0 | 0 | 0 | 0 | 0 | 0 | 0 | 0 | 0 | 0 | 0 | 0 | 0 | 0 | 0 | 0 | 0 | 0 | 0
[7 empty] | Non-Labor | 36 | 19 | 1.4568 | 1.4282 | 1.4002 | 1.3728 | 1.3459 | 1.3195 | 1.2936 | 1.2682 | 1.2434 | 1.219 | 1.1951 | 1.1717 | 1.1487 | 1.1262 | 1.1041 | 1.0824 | 1.0612 | 1.0404 | 1.02 | 1 | 0 | 0 | 0 | 0 | 0 | 0 | 0 | 0 | 0 | 0 | 0 | 0 | 0 | 0 | 0 | 0 | 0 | 0 | 0 | 0 | 0 | 0 | 0 | 0 | 0 | 0 | 0 | 0 | 0 | 0
[7 empty] | Non-Labor | 36 | 20 | 1.4859 | 1.4568 | 1.4282 | 1.4002 | 1.3728 | 1.3459 | 1.3195 | 1.2936 | 1.2682 | 1.2434 | 1.219 | 1.1951 | 1.1717 | 1.1487 | 1.1262 | 1.1041 | 1.0824 | 1.0612 | 1.0404 | 1.02 | 1 | 0 | 0 | 0 | 0 | 0 | 0 | 0 | 0 | 0 | 0 | 0 | 0 | 0 | 0 | 0 | 0 | 0 | 0 | 0 | 0 | 0 | 0 | 0 | 0 | 0 | 0 | 0 | 0 | 0
[7 empty] | Non-Labor | 36 | 21 | 1.5157 | 1.4859 | 1.4568 | 1.4282 | 1.4002 | 1.3728 | 1.3459 | 1.3195 | 1.2936 | 1.2682 | 1.2434 | 1.219 | 1.1951 | 1.1717 | 1.1487 | 1.1262 | 1.1041 | 1.0824 | 1.0612 | 1.0404 | 1.02 | 1 | 0 | 0 | 0 | 0 | 0 | 0 | 0 | 0 | 0 | 0 | 0 | 0 | 0 | 0 | 0 | 0 | 0 | 0 | 0 | 0 | 0 | 0 | 0 | 0 | 0 | 0 | 0 | 0
[7 empty] | Non-Labor | 36 | 22 | 1.546 | 1.5157 | 1.4859 | 1.4568 | 1.4282 | 1.4002 | 1.3728 | 1.3459 | 1.3195 | 1.2936 | 1.2682 | 1.2434 | 1.219 | 1.1951 | 1.1717 | 1.1487 | 1.1262 | 1.1041 | 1.0824 | 1.0612 | 1.0404 | 1.02 | 1 | 0 | 0 | 0 | 0 | 0 | 0 | 0 | 0 | 0 | 0 | 0 | 0 | 0 | 0 | 0 | 0 | 0 | 0 | 0 | 0 | 0 | 0 | 0 | 0 | 0 | 0 | 0
[7 empty] | Non-Labor | 36 | 23 | 1.5769 | 1.546 | 1.5157 | 1.4859 | 1.4568 | 1.4282 | 1.4002 | 1.3728 | 1.3459 | 1.3195 | 1.2936 | 1.2682 | 1.2434 | 1.219 | 1.1951 | 1.1717 | 1.1487 | 1.1262 | 1.1041 | 1.0824 | 1.0612 | 1.0404 | 1.02 | 1 | 0 | 0 | 0 | 0 | 0 | 0 | 0 | 0 | 0 | 0 | 0 | 0 | 0 | 0 | 0 | 0 | 0 | 0 | 0 | 0 | 0 | 0 | 0 | 0 | 0 | 0
[7 empty] | Non-Labor | 36 | 24 | 1.6084 | 1.5769 | 1.546 | 1.5157 | 1.4859 | 1.4568 | 1.4282 | 1.4002 | 1.3728 | 1.3459 | 1.3195 | 1.2936 | 1.2682 | 1.2434 | 1.219 | 1.1951 | 1.1717 | 1.1487 | 1.1262 | 1.1041 | 1.0824 | 1.0612 | 1.0404 | 1.02 | 1 | 0 | 0 | 0 | 0 | 0 | 0 | 0 | 0 | 0 | 0 | 0 | 0 | 0 | 0 | 0 | 0 | 0 | 0 | 0 | 0 | 0 | 0 | 0 | 0 | 0
[7 empty] | Non-Labor | 36 | 25 | 1.6406 | 1.6084 | 1.5769 | 1.546 | 1.5157 | 1.4859 | 1.4568 | 1.4282 | 1.4002 | 1.3728 | 1.3459 | 1.3195 | 1.2936 | 1.2682 | 1.2434 | 1.219 | 1.1951 | 1.1717 | 1.1487 | 1.1262 | 1.1041 | 1.0824 | 1.0612 | 1.0404 | 1.02 | 1 | 0 | 0 | 0 | 0 | 0 | 0 | 0 | 0 | 0 | 0 | 0 | 0 | 0 | 0 | 0 | 0 | 0 | 0 | 0 | 0 | 0 | 0 | 0 | 0
[7 empty] | Non-Labor | 36 | 26 | 1.6734 | 1.6406 | 1.6084 | 1.5769 | 1.546 | 1.5157 | 1.4859 | 1.4568 | 1.4282 | 1.4002 | 1.3728 | 1.3459 | 1.3195 | 1.2936 | 1.2682 | 1.2434 | 1.219 | 1.1951 | 1.1717 | 1.1487 | 1.1262 | 1.1041 | 1.0824 | 1.0612 | 1.0404 | 1.02 | 1 | 0 | 0 | 0 | 0 | 0 | 0 | 0 | 0 | 0 | 0 | 0 | 0 | 0 | 0 | 0 | 0 | 0 | 0 | 0 | 0 | 0 | 0 | 0
[7 empty] | Non-Labor | 36 | 27 | 1.7069 | 1.6734 | 1.6406 | 1.6084 | 1.5769 | 1.546 | 1.5157 | 1.4859 | 1.4568 | 1.4282 | 1.4002 | 1.3728 | 1.3459 | 1.3195 | 1.2936 | 1.2682 | 1.2434 | 1.219 | 1.1951 | 1.1717 | 1.1487 | 1.1262 | 1.1041 | 1.0824 | 1.0612 | 1.0404 | 1.02 | 1 | 0 | 0 | 0 | 0 | 0 | 0 | 0 | 0 | 0 | 0 | 0 | 0 | 0 | 0 | 0 | 0 | 0 | 0 | 0 | 0 | 0 | 0
[7 empty] | Non-Labor | 36 | 28 | 1.741 | 1.7069 | 1.6734 | 1.6406 | 1.6084 | 1.5769 | 1.546 | 1.5157 | 1.4859 | 1.4568 | 1.4282 | 1.4002 | 1.3728 | 1.3459 | 1.3195 | 1.2936 | 1.2682 | 1.2434 | 1.219 | 1.1951 | 1.1717 | 1.1487 | 1.1262 | 1.1041 | 1.0824 | 1.0612 | 1.0404 | 1.02 | 1 | 0 | 0 | 0 | 0 | 0 | 0 | 0 | 0 | 0 | 0 | 0 | 0 | 0 | 0 | 0 | 0 | 0 | 0 | 0 | 0 | 0
[7 empty] | Non-Labor | 36 | 29 | 1.7758 | 1.741 | 1.7069 | 1.6734 | 1.6406 | 1.6084 | 1.5769 | 1.546 | 1.5157 | 1.4859 | 1.4568 | 1.4282 | 1.4002 | 1.3728 | 1.3459 | 1.3195 | 1.2936 | 1.2682 | 1.2434 | 1.219 | 1.1951 | 1.1717 | 1.1487 | 1.1262 | 1.1041 | 1.0824 | 1.0612 | 1.0404 | 1.02 | 1 | 0 | 0 | 0 | 0 | 0 | 0 | 0 | 0 | 0 | 0 | 0 | 0 | 0 | 0 | 0 | 0 | 0 | 0 | 0 | 0
[7 empty] | Non-Labor | 36 | 30 | 1.8114 | 1.7758 | 1.741 | 1.7069 | 1.6734 | 1.6406 | 1.6084 | 1.5769 | 1.546 | 1.5157 | 1.4859 | 1.4568 | 1.4282 | 1.4002 | 1.3728 | 1.3459 | 1.3195 | 1.2936 | 1.2682 | 1.2434 | 1.219 | 1.1951 | 1.1717 | 1.1487 | 1.1262 | 1.1041 | 1.0824 | 1.0612 | 1.0404 | 1.02 | 1 | 0 | 0 | 0 | 0 | 0 | 0 | 0 | 0 | 0 | 0 | 0 | 0 | 0 | 0 | 0 | 0 | 0 | 0 | 0
[7 empty] | Non-Labor | 36 | 31 | 1.8476 | 1.8114 | 1.7758 | 1.741 | 1.7069 | 1.6734 | 1.6406 | 1.6084 | 1.5769 | 1.546 | 1.5157 | 1.4859 | 1.4568 | 1.4282 | 1.4002 | 1.3728 | 1.3459 | 1.3195 | 1.2936 | 1.2682 | 1.2434 | 1.219 | 1.1951 | 1.1717 | 1.1487 | 1.1262 | 1.1041 | 1.0824 | 1.0612 | 1.0404 | 1.02 | 1 | 0 | 0 | 0 | 0 | 0 | 0 | 0 | 0 | 0 | 0 | 0 | 0 | 0 | 0 | 0 | 0 | 0 | 0
[7 empty] | Non-Labor | 36 | 32 | 1.8845 | 1.8476 | 1.8114 | 1.7758 | 1.741 | 1.7069 | 1.6734 | 1.6406 | 1.6084 | 1.5769 | 1.546 | 1.5157 | 1.4859 | 1.4568 | 1.4282 | 1.4002 | 1.3728 | 1.3459 | 1.3195 | 1.2936 | 1.2682 | 1.2434 | 1.219 | 1.1951 | 1.1717 | 1.1487 | 1.1262 | 1.1041 | 1.0824 | 1.0612 | 1.0404 | 1.02 | 1 | 0 | 0 | 0 | 0 | 0 | 0 | 0 | 0 | 0 | 0 | 0 | 0 | 0 | 0 | 0 | 0 | 0
[7 empty] | Non-Labor | 36 | 33 | 1.9222 | 1.8845 | 1.8476 | 1.8114 | 1.7758 | 1.741 | 1.7069 | 1.6734 | 1.6406 | 1.6084 | 1.5769 | 1.546 | 1.5157 | 1.4859 | 1.4568 | 1.4282 | 1.4002 | 1.3728 | 1.3459 | 1.3195 | 1.2936 | 1.2682 | 1.2434 | 1.219 | 1.1951 | 1.1717 | 1.1487 | 1.1262 | 1.1041 | 1.0824 | 1.0612 | 1.0404 | 1.02 | 1 | 0 | 0 | 0 | 0 | 0 | 0 | 0 | 0 | 0 | 0 | 0 | 0 | 0 | 0 | 0 | 0
[7 empty] | Non-Labor | 36 | 34 | 1.9607 | 1.9222 | 1.8845 | 1.8476 | 1.8114 | 1.7758 | 1.741 | 1.7069 | 1.6734 | 1.6406 | 1.6084 | 1.5769 | 1.546 | 1.5157 | 1.4859 | 1.4568 | 1.4282 | 1.4002 | 1.3728 | 1.3459 | 1.3195 | 1.2936 | 1.2682 | 1.2434 | 1.219 | 1.1951 | 1.1717 | 1.1487 | 1.1262 | 1.1041 | 1.0824 | 1.0612 | 1.0404 | 1.02 | 1 | 0 | 0 | 0 | 0 | 0 | 0 | 0 | 0 | 0 | 0 | 0 | 0 | 0 | 0 | 0
[7 empty] | Non-Labor | 36 | 35 | 1.9999 | 1.9607 | 1.9222 | 1.8845 | 1.8476 | 1.8114 | 1.7758 | 1.741 | 1.7069 | 1.6734 | 1.6406 | 1.6084 | 1.5769 | 1.546 | 1.5157 | 1.4859 | 1.4568 | 1.4282 | 1.4002 | 1.3728 | 1.3459 | 1.3195 | 1.2936 | 1.2682 | 1.2434 | 1.219 | 1.1951 | 1.1717 | 1.1487 | 1.1262 | 1.1041 | 1.0824 | 1.0612 | 1.0404 | 1.02 | 1 | 0 | 0 | 0 | 0 | 0 | 0 | 0 | 0 | 0 | 0 | 0 | 0 | 0 | 0
[7 empty] | Non-Labor | 36 | 36 | 2.0399 | 1.9999 | 1.9607 | 1.9222 | 1.8845 | 1.8476 | 1.8114 | 1.7758 | 1.741 | 1.7069 | 1.6734 | 1.6406 | 1.6084 | 1.5769 | 1.546 | 1.5157 | 1.4859 | 1.4568 | 1.4282 | 1.4002 | 1.3728 | 1.3459 | 1.3195 | 1.2936 | 1.2682 | 1.2434 | 1.219 | 1.1951 | 1.1717 | 1.1487 | 1.1262 | 1.1041 | 1.0824 | 1.0612 | 1.0404 | 1.02 | 1 | 0 | 0 | 0 | 0 | 0 | 0 | 0 | 0 | 0 | 0 | 0 | 0 | 0
[7 empty] | Non-Labor | 36 | 37 | 2.0807 | 2.0399 | 1.9999 | 1.9607 | 1.9222 | 1.8845 | 1.8476 | 1.8114 | 1.7758 | 1.741 | 1.7069 | 1.6734 | 1.6406 | 1.6084 | 1.5769 | 1.546 | 1.5157 | 1.4859 | 1.4568 | 1.4282 | 1.4002 | 1.3728 | 1.3459 | 1.3195 | 1.2936 | 1.2682 | 1.2434 | 1.219 | 1.1951 | 1.1717 | 1.1487 | 1.1262 | 1.1041 | 1.0824 | 1.0612 | 1.0404 | 1.02 | 1 | 0 | 0 | 0 | 0 | 0 | 0 | 0 | 0 | 0 | 0 | 0 | 0
[7 empty] | Non-Labor | 36 | 38 | 2.1223 | 2.0807 | 2.0399 | 1.9999 | 1.9607 | 1.9222 | 1.8845 | 1.8476 | 1.8114 | 1.7758 | 1.741 | 1.7069 | 1.6734 | 1.6406 | 1.6084 | 1.5769 | 1.546 | 1.5157 | 1.4859 | 1.4568 | 1.4282 | 1.4002 | 1.3728 | 1.3459 | 1.3195 | 1.2936 | 1.2682 | 1.2434 | 1.219 | 1.1951 | 1.1717 | 1.1487 | 1.1262 | 1.1041 | 1.0824 | 1.0612 | 1.0404 | 1.02 | 1 | 0 | 0 | 0 | 0 | 0 | 0 | 0 | 0 | 0 | 0 | 0
[7 empty] | Non-Labor | 36 | 39 | 2.1647 | 2.1223 | 2.0807 | 2.0399 | 1.9999 | 1.9607 | 1.9222 | 1.8845 | 1.8476 | 1.8114 | 1.7758 | 1.741 | 1.7069 | 1.6734 | 1.6406 | 1.6084 | 1.5769 | 1.546 | 1.5157 | 1.4859 | 1.4568 | 1.4282 | 1.4002 | 1.3728 | 1.3459 | 1.3195 | 1.2936 | 1.2682 | 1.2434 | 1.219 | 1.1951 | 1.1717 | 1.1487 | 1.1262 | 1.1041 | 1.0824 | 1.0612 | 1.0404 | 1.02 | 1 | 0 | 0 | 0 | 0 | 0 | 0 | 0 | 0 | 0 | 0
[7 empty] | Non-Labor | 36 | 40 | 2.208 | 2.1647 | 2.1223 | 2.0807 | 2.0399 | 1.9999 | 1.9607 | 1.9222 | 1.8845 | 1.8476 | 1.8114 | 1.7758 | 1.741 | 1.7069 | 1.6734 | 1.6406 | 1.6084 | 1.5769 | 1.546 | 1.5157 | 1.4859 | 1.4568 | 1.4282 | 1.4002 | 1.3728 | 1.3459 | 1.3195 | 1.2936 | 1.2682 | 1.2434 | 1.219 | 1.1951 | 1.1717 | 1.1487 | 1.1262 | 1.1041 | 1.0824 | 1.0612 | 1.0404 | 1.02 | 1 | 0 | 0 | 0 | 0 | 0 | 0 | 0 | 0 | 0
[7 empty] | Non-Labor | 36 | 41 | 2.2522 | 2.208 | 2.1647 | 2.1223 | 2.0807 | 2.0399 | 1.9999 | 1.9607 | 1.9222 | 1.8845 | 1.8476 | 1.8114 | 1.7758 | 1.741 | 1.7069 | 1.6734 | 1.6406 | 1.6084 | 1.5769 | 1.546 | 1.5157 | 1.4859 | 1.4568 | 1.4282 | 1.4002 | 1.3728 | 1.3459 | 1.3195 | 1.2936 | 1.2682 | 1.2434 | 1.219 | 1.1951 | 1.1717 | 1.1487 | 1.1262 | 1.1041 | 1.0824 | 1.0612 | 1.0404 | 1.02 | 1 | 0 | 0 | 0 | 0 | 0 | 0 | 0 | 0
[7 empty] | Non-Labor | 36 | 42 | 2.2972 | 2.2522 | 2.208 | 2.1647 | 2.1223 | 2.0807 | 2.0399 | 1.9999 | 1.9607 | 1.9222 | 1.8845 | 1.8476 | 1.8114 | 1.7758 | 1.741 | 1.7069 | 1.6734 | 1.6406 | 1.6084 | 1.5769 | 1.546 | 1.5157 | 1.4859 | 1.4568 | 1.4282 | 1.4002 | 1.3728 | 1.3459 | 1.3195 | 1.2936 | 1.2682 | 1.2434 | 1.219 | 1.1951 | 1.1717 | 1.1487 | 1.1262 | 1.1041 | 1.0824 | 1.0612 | 1.0404 | 1.02 | 1 | 0 | 0 | 0 | 0 | 0 | 0 | 0
[7 empty] | Non-Labor | 36 | 43 | 2.3432 | 2.2972 | 2.2522 | 2.208 | 2.1647 | 2.1223 | 2.0807 | 2.0399 | 1.9999 | 1.9607 | 1.9222 | 1.8845 | 1.8476 | 1.8114 | 1.7758 | 1.741 | 1.7069 | 1.6734 | 1.6406 | 1.6084 | 1.5769 | 1.546 | 1.5157 | 1.4859 | 1.4568 | 1.4282 | 1.4002 | 1.3728 | 1.3459 | 1.3195 | 1.2936 | 1.2682 | 1.2434 | 1.219 | 1.1951 | 1.1717 | 1.1487 | 1.1262 | 1.1041 | 1.0824 | 1.0612 | 1.0404 | 1.02 | 1 | 0 | 0 | 0 | 0 | 0 | 0
[7 empty] | Non-Labor | 36 | 44 | 2.3901 | 2.3432 | 2.2972 | 2.2522 | 2.208 | 2.1647 | 2.1223 | 2.0807 | 2.0399 | 1.9999 | 1.9607 | 1.9222 | 1.8845 | 1.8476 | 1.8114 | 1.7758 | 1.741 | 1.7069 | 1.6734 | 1.6406 | 1.6084 | 1.5769 | 1.546 | 1.5157 | 1.4859 | 1.4568 | 1.4282 | 1.4002 | 1.3728 | 1.3459 | 1.3195 | 1.2936 | 1.2682 | 1.2434 | 1.219 | 1.1951 | 1.1717 | 1.1487 | 1.1262 | 1.1041 | 1.0824 | 1.0612 | 1.0404 | 1.02 | 1 | 0 | 0 | 0 | 0 | 0
[7 empty] | Non-Labor | 36 | 45 | 2.4379 | 2.3901 | 2.3432 | 2.2972 | 2.2522 | 2.208 | 2.1647 | 2.1223 | 2.0807 | 2.0399 | 1.9999 | 1.9607 | 1.9222 | 1.8845 | 1.8476 | 1.8114 | 1.7758 | 1.741 | 1.7069 | 1.6734 | 1.6406 | 1.6084 | 1.5769 | 1.546 | 1.5157 | 1.4859 | 1.4568 | 1.4282 | 1.4002 | 1.3728 | 1.3459 | 1.3195 | 1.2936 | 1.2682 | 1.2434 | 1.219 | 1.1951 | 1.1717 | 1.1487 | 1.1262 | 1.1041 | 1.0824 | 1.0612 | 1.0404 | 1.02 | 1 | 0 | 0 | 0 | 0
[7 empty] | Non-Labor | 36 | 46 | 2.4866 | 2.4379 | 2.3901 | 2.3432 | 2.2972 | 2.2522 | 2.208 | 2.1647 | 2.1223 | 2.0807 | 2.0399 | 1.9999 | 1.9607 | 1.9222 | 1.8845 | 1.8476 | 1.8114 | 1.7758 | 1.741 | 1.7069 | 1.6734 | 1.6406 | 1.6084 | 1.5769 | 1.546 | 1.5157 | 1.4859 | 1.4568 | 1.4282 | 1.4002 | 1.3728 | 1.3459 | 1.3195 | 1.2936 | 1.2682 | 1.2434 | 1.219 | 1.1951 | 1.1717 | 1.1487 | 1.1262 | 1.1041 | 1.0824 | 1.0612 | 1.0404 | 1.02 | 1 | 0 | 0 | 0
[7 empty] | Non-Labor | 36 | 47 | 2.5363 | 2.4866 | 2.4379 | 2.3901 | 2.3432 | 2.2972 | 2.2522 | 2.208 | 2.1647 | 2.1223 | 2.0807 | 2.0399 | 1.9999 | 1.9607 | 1.9222 | 1.8845 | 1.8476 | 1.8114 | 1.7758 | 1.741 | 1.7069 | 1.6734 | 1.6406 | 1.6084 | 1.5769 | 1.546 | 1.5157 | 1.4859 | 1.4568 | 1.4282 | 1.4002 | 1.3728 | 1.3459 | 1.3195 | 1.2936 | 1.2682 | 1.2434 | 1.219 | 1.1951 | 1.1717 | 1.1487 | 1.1262 | 1.1041 | 1.0824 | 1.0612 | 1.0404 | 1.02 | 1 | 0 | 0
[7 empty] | Non-Labor | 36 | 48 | 2.5871 | 2.5363 | 2.4866 | 2.4379 | 2.3901 | 2.3432 | 2.2972 | 2.2522 | 2.208 | 2.1647 | 2.1223 | 2.0807 | 2.0399 | 1.9999 | 1.9607 | 1.9222 | 1.8845 | 1.8476 | 1.8114 | 1.7758 | 1.741 | 1.7069 | 1.6734 | 1.6406 | 1.6084 | 1.5769 | 1.546 | 1.5157 | 1.4859 | 1.4568 | 1.4282 | 1.4002 | 1.3728 | 1.3459 | 1.3195 | 1.2936 | 1.2682 | 1.2434 | 1.219 | 1.1951 | 1.1717 | 1.1487 | 1.1262 | 1.1041 | 1.0824 | 1.0612 | 1.0404 | 1.02 | 1 | 0
[7 empty] | Non-Labor | 36 | 49 | 2.6388 | 2.5871 | 2.5363 | 2.4866 | 2.4379 | 2.3901 | 2.3432 | 2.2972 | 2.2522 | 2.208 | 2.1647 | 2.1223 | 2.0807 | 2.0399 | 1.9999 | 1.9607 | 1.9222 | 1.8845 | 1.8476 | 1.8114 | 1.7758 | 1.741 | 1.7069 | 1.6734 | 1.6406 | 1.6084 | 1.5769 | 1.546 | 1.5157 | 1.4859 | 1.4568 | 1.4282 | 1.4002 | 1.3728 | 1.3459 | 1.3195 | 1.2936 | 1.2682 | 1.2434 | 1.219 | 1.1951 | 1.1717 | 1.1487 | 1.1262 | 1.1041 | 1.0824 | 1.0612 | 1.0404 | 1.02 | 1
[7 empty] | Labor | 37 | 0 | 1 | 0 | 0 | 0 | 0 | 0 | 0 | 0 | 0 | 0 | 0 | 0 | 0 | 0 | 0 | 0 | 0 | 0 | 0 | 0 | 0 | 0 | 0 | 0 | 0 | 0 | 0 | 0 | 0 | 0 | 0 | 0 | 0 | 0 | 0 | 0 | 0 | 0 | 0 | 0 | 0 | 0 | 0 | 0 | 0 | 0 | 0 | 0 | 0 | 0
[7 empty] | Labor | 37 | 1 | 1.03 | 1 | 0 | 0 | 0 | 0 | 0 | 0 | 0 | 0 | 0 | 0 | 0 | 0 | 0 | 0 | 0 | 0 | 0 | 0 | 0 | 0 | 0 | 0 | 0 | 0 | 0 | 0 | 0 | 0 | 0 | 0 | 0 | 0 | 0 | 0 | 0 | 0 | 0 | 0 | 0 | 0 | 0 | 0 | 0 | 0 | 0 | 0 | 0 | 0
[7 empty] | Labor | 37 | 2 | 1.0609 | 1.03 | 1 | 0 | 0 | 0 | 0 | 0 | 0 | 0 | 0 | 0 | 0 | 0 | 0 | 0 | 0 | 0 | 0 | 0 | 0 | 0 | 0 | 0 | 0 | 0 | 0 | 0 | 0 | 0 | 0 | 0 | 0 | 0 | 0 | 0 | 0 | 0 | 0 | 0 | 0 | 0 | 0 | 0 | 0 | 0 | 0 | 0 | 0 | 0
[7 empty] | Labor | 37 | 3 | 1.0927 | 1.0609 | 1.03 | 1 | 0 | 0 | 0 | 0 | 0 | 0 | 0 | 0 | 0 | 0 | 0 | 0 | 0 | 0 | 0 | 0 | 0 | 0 | 0 | 0 | 0 | 0 | 0 | 0 | 0 | 0 | 0 | 0 | 0 | 0 | 0 | 0 | 0 | 0 | 0 | 0 | 0 | 0 | 0 | 0 | 0 | 0 | 0 | 0 | 0 | 0
[7 empty] | Labor | 37 | 4 | 1.1255 | 1.0927 | 1.0609 | 1.03 | 1 | 0 | 0 | 0 | 0 | 0 | 0 | 0 | 0 | 0 | 0 | 0 | 0 | 0 | 0 | 0 | 0 | 0 | 0 | 0 | 0 | 0 | 0 | 0 | 0 | 0 | 0 | 0 | 0 | 0 | 0 | 0 | 0 | 0 | 0 | 0 | 0 | 0 | 0 | 0 | 0 | 0 | 0 | 0 | 0 | 0
[7 empty] | Labor | 37 | 5 | 1.1593 | 1.1255 | 1.0927 | 1.0609 | 1.03 | 1 | 0 | 0 | 0 | 0 | 0 | 0 | 0 | 0 | 0 | 0 | 0 | 0 | 0 | 0 | 0 | 0 | 0 | 0 | 0 | 0 | 0 | 0 | 0 | 0 | 0 | 0 | 0 | 0 | 0 | 0 | 0 | 0 | 0 | 0 | 0 | 0 | 0 | 0 | 0 | 0 | 0 | 0 | 0 | 0
[7 empty] | Labor | 37 | 6 | 1.1941 | 1.1593 | 1.1255 | 1.0927 | 1.0609 | 1.03 | 1 | 0 | 0 | 0 | 0 | 0 | 0 | 0 | 0 | 0 | 0 | 0 | 0 | 0 | 0 | 0 | 0 | 0 | 0 | 0 | 0 | 0 | 0 | 0 | 0 | 0 | 0 | 0 | 0 | 0 | 0 | 0 | 0 | 0 | 0 | 0 | 0 | 0 | 0 | 0 | 0 | 0 | 0 | 0
[7 empty] | Labor | 37 | 7 | 1.2299 | 1.1941 | 1.1593 | 1.1255 | 1.0927 | 1.0609 | 1.03 | 1 | 0 | 0 | 0 | 0 | 0 | 0 | 0 | 0 | 0 | 0 | 0 | 0 | 0 | 0 | 0 | 0 | 0 | 0 | 0 | 0 | 0 | 0 | 0 | 0 | 0 | 0 | 0 | 0 | 0 | 0 | 0 | 0 | 0 | 0 | 0 | 0 | 0 | 0 | 0 | 0 | 0 | 0
[7 empty] | Labor | 37 | 8 | 1.2668 | 1.2299 | 1.1941 | 1.1593 | 1.1255 | 1.0927 | 1.0609 | 1.03 | 1 | 0 | 0 | 0 | 0 | 0 | 0 | 0 | 0 | 0 | 0 | 0 | 0 | 0 | 0 | 0 | 0 | 0 | 0 | 0 | 0 | 0 | 0 | 0 | 0 | 0 | 0 | 0 | 0 | 0 | 0 | 0 | 0 | 0 | 0 | 0 | 0 | 0 | 0 | 0 | 0 | 0
[7 empty] | Labor | 37 | 9 | 1.3048 | 1.2668 | 1.2299 | 1.1941 | 1.1593 | 1.1255 | 1.0927 | 1.0609 | 1.03 | 1 | 0 | 0 | 0 | 0 | 0 | 0 | 0 | 0 | 0 | 0 | 0 | 0 | 0 | 0 | 0 | 0 | 0 | 0 | 0 | 0 | 0 | 0 | 0 | 0 | 0 | 0 | 0 | 0 | 0 | 0 | 0 | 0 | 0 | 0 | 0 | 0 | 0 | 0 | 0 | 0
[7 empty] | Labor | 37 | 10 | 1.3439 | 1.3048 | 1.2668 | 1.2299 | 1.1941 | 1.1593 | 1.1255 | 1.0927 | 1.0609 | 1.03 | 1 | 0 | 0 | 0 | 0 | 0 | 0 | 0 | 0 | 0 | 0 | 0 | 0 | 0 | 0 | 0 | 0 | 0 | 0 | 0 | 0 | 0 | 0 | 0 | 0 | 0 | 0 | 0 | 0 | 0 | 0 | 0 | 0 | 0 | 0 | 0 | 0 | 0 | 0 | 0
[7 empty] | Labor | 37 | 11 | 1.3842 | 1.3439 | 1.3048 | 1.2668 | 1.2299 | 1.1941 | 1.1593 | 1.1255 | 1.0927 | 1.0609 | 1.03 | 1 | 0 | 0 | 0 | 0 | 0 | 0 | 0 | 0 | 0 | 0 | 0 | 0 | 0 | 0 | 0 | 0 | 0 | 0 | 0 | 0 | 0 | 0 | 0 | 0 | 0 | 0 | 0 | 0 | 0 | 0 | 0 | 0 | 0 | 0 | 0 | 0 | 0 | 0
[7 empty] | Labor | 37 | 12 | 1.4258 | 1.3842 | 1.3439 | 1.3048 | 1.2668 | 1.2299 | 1.1941 | 1.1593 | 1.1255 | 1.0927 | 1.0609 | 1.03 | 1 | 0 | 0 | 0 | 0 | 0 | 0 | 0 | 0 | 0 | 0 | 0 | 0 | 0 | 0 | 0 | 0 | 0 | 0 | 0 | 0 | 0 | 0 | 0 | 0 | 0 | 0 | 0 | 0 | 0 | 0 | 0 | 0 | 0 | 0 | 0 | 0 | 0
[7 empty] | Labor | 37 | 13 | 1.4685 | 1.4258 | 1.3842 | 1.3439 | 1.3048 | 1.2668 | 1.2299 | 1.1941 | 1.1593 | 1.1255 | 1.0927 | 1.0609 | 1.03 | 1 | 0 | 0 | 0 | 0 | 0 | 0 | 0 | 0 | 0 | 0 | 0 | 0 | 0 | 0 | 0 | 0 | 0 | 0 | 0 | 0 | 0 | 0 | 0 | 0 | 0 | 0 | 0 | 0 | 0 | 0 | 0 | 0 | 0 | 0 | 0 | 0
[7 empty] | Labor | 37 | 14 | 1.5126 | 1.4685 | 1.4258 | 1.3842 | 1.3439 | 1.3048 | 1.2668 | 1.2299 | 1.1941 | 1.1593 | 1.1255 | 1.0927 | 1.0609 | 1.03 | 1 | 0 | 0 | 0 | 0 | 0 | 0 | 0 | 0 | 0 | 0 | 0 | 0 | 0 | 0 | 0 | 0 | 0 | 0 | 0 | 0 | 0 | 0 | 0 | 0 | 0 | 0 | 0 | 0 | 0 | 0 | 0 | 0 | 0 | 0 | 0
[7 empty] | Labor | 37 | 15 | 1.558 | 1.5126 | 1.4685 | 1.4258 | 1.3842 | 1.3439 | 1.3048 | 1.2668 | 1.2299 | 1.1941 | 1.1593 | 1.1255 | 1.0927 | 1.0609 | 1.03 | 1 | 0 | 0 | 0 | 0 | 0 | 0 | 0 | 0 | 0 | 0 | 0 | 0 | 0 | 0 | 0 | 0 | 0 | 0 | 0 | 0 | 0 | 0 | 0 | 0 | 0 | 0 | 0 | 0 | 0 | 0 | 0 | 0 | 0 | 0
[7 empty] | Labor | 37 | 16 | 1.6047 | 1.558 | 1.5126 | 1.4685 | 1.4258 | 1.3842 | 1.3439 | 1.3048 | 1.2668 | 1.2299 | 1.1941 | 1.1593 | 1.1255 | 1.0927 | 1.0609 | 1.03 | 1 | 0 | 0 | 0 | 0 | 0 | 0 | 0 | 0 | 0 | 0 | 0 | 0 | 0 | 0 | 0 | 0 | 0 | 0 | 0 | 0 | 0 | 0 | 0 | 0 | 0 | 0 | 0 | 0 | 0 | 0 | 0 | 0 | 0
[7 empty] | Labor | 37 | 17 | 1.6528 | 1.6047 | 1.558 | 1.5126 | 1.4685 | 1.4258 | 1.3842 | 1.3439 | 1.3048 | 1.2668 | 1.2299 | 1.1941 | 1.1593 | 1.1255 | 1.0927 | 1.0609 | 1.03 | 1 | 0 | 0 | 0 | 0 | 0 | 0 | 0 | 0 | 0 | 0 | 0 | 0 | 0 | 0 | 0 | 0 | 0 | 0 | 0 | 0 | 0 | 0 | 0 | 0 | 0 | 0 | 0 | 0 | 0 | 0 | 0 | 0
[7 empty] | Labor | 37 | 18 | 1.7024 | 1.6528 | 1.6047 | 1.558 | 1.5126 | 1.4685 | 1.4258 | 1.3842 | 1.3439 | 1.3048 | 1.2668 | 1.2299 | 1.1941 | 1.1593 | 1.1255 | 1.0927 | 1.0609 | 1.03 | 1 | 0 | 0 | 0 | 0 | 0 | 0 | 0 | 0 | 0 | 0 | 0 | 0 | 0 | 0 | 0 | 0 | 0 | 0 | 0 | 0 | 0 | 0 | 0 | 0 | 0 | 0 | 0 | 0 | 0 | 0 | 0
[7 empty] | Labor | 37 | 19 | 1.7535 | 1.7024 | 1.6528 | 1.6047 | 1.558 | 1.5126 | 1.4685 | 1.4258 | 1.3842 | 1.3439 | 1.3048 | 1.2668 | 1.2299 | 1.1941 | 1.1593 | 1.1255 | 1.0927 | 1.0609 | 1.03 | 1 | 0 | 0 | 0 | 0 | 0 | 0 | 0 | 0 | 0 | 0 | 0 | 0 | 0 | 0 | 0 | 0 | 0 | 0 | 0 | 0 | 0 | 0 | 0 | 0 | 0 | 0 | 0 | 0 | 0 | 0
[7 empty] | Labor | 37 | 20 | 1.8061 | 1.7535 | 1.7024 | 1.6528 | 1.6047 | 1.558 | 1.5126 | 1.4685 | 1.4258 | 1.3842 | 1.3439 | 1.3048 | 1.2668 | 1.2299 | 1.1941 | 1.1593 | 1.1255 | 1.0927 | 1.0609 | 1.03 | 1 | 0 | 0 | 0 | 0 | 0 | 0 | 0 | 0 | 0 | 0 | 0 | 0 | 0 | 0 | 0 | 0 | 0 | 0 | 0 | 0 | 0 | 0 | 0 | 0 | 0 | 0 | 0 | 0 | 0
[7 empty] | Labor | 37 | 21 | 1.8603 | 1.8061 | 1.7535 | 1.7024 | 1.6528 | 1.6047 | 1.558 | 1.5126 | 1.4685 | 1.4258 | 1.3842 | 1.3439 | 1.3048 | 1.2668 | 1.2299 | 1.1941 | 1.1593 | 1.1255 | 1.0927 | 1.0609 | 1.03 | 1 | 0 | 0 | 0 | 0 | 0 | 0 | 0 | 0 | 0 | 0 | 0 | 0 | 0 | 0 | 0 | 0 | 0 | 0 | 0 | 0 | 0 | 0 | 0 | 0 | 0 | 0 | 0 | 0
[7 empty] | Labor | 37 | 22 | 1.9161 | 1.8603 | 1.8061 | 1.7535 | 1.7024 | 1.6528 | 1.6047 | 1.558 | 1.5126 | 1.4685 | 1.4258 | 1.3842 | 1.3439 | 1.3048 | 1.2668 | 1.2299 | 1.1941 | 1.1593 | 1.1255 | 1.0927 | 1.0609 | 1.03 | 1 | 0 | 0 | 0 | 0 | 0 | 0 | 0 | 0 | 0 | 0 | 0 | 0 | 0 | 0 | 0 | 0 | 0 | 0 | 0 | 0 | 0 | 0 | 0 | 0 | 0 | 0 | 0
[7 empty] | Labor | 37 | 23 | 1.9736 | 1.9161 | 1.8603 | 1.8061 | 1.7535 | 1.7024 | 1.6528 | 1.6047 | 1.558 | 1.5126 | 1.4685 | 1.4258 | 1.3842 | 1.3439 | 1.3048 | 1.2668 | 1.2299 | 1.1941 | 1.1593 | 1.1255 | 1.0927 | 1.0609 | 1.03 | 1 | 0 | 0 | 0 | 0 | 0 | 0 | 0 | 0 | 0 | 0 | 0 | 0 | 0 | 0 | 0 | 0 | 0 | 0 | 0 | 0 | 0 | 0 | 0 | 0 | 0 | 0
[7 empty] | Labor | 37 | 24 | 2.0328 | 1.9736 | 1.9161 | 1.8603 | 1.8061 | 1.7535 | 1.7024 | 1.6528 | 1.6047 | 1.558 | 1.5126 | 1.4685 | 1.4258 | 1.3842 | 1.3439 | 1.3048 | 1.2668 | 1.2299 | 1.1941 | 1.1593 | 1.1255 | 1.0927 | 1.0609 | 1.03 | 1 | 0 | 0 | 0 | 0 | 0 | 0 | 0 | 0 | 0 | 0 | 0 | 0 | 0 | 0 | 0 | 0 | 0 | 0 | 0 | 0 | 0 | 0 | 0 | 0 | 0
[7 empty] | Labor | 37 | 25 | 2.0938 | 2.0328 | 1.9736 | 1.9161 | 1.8603 | 1.8061 | 1.7535 | 1.7024 | 1.6528 | 1.6047 | 1.558 | 1.5126 | 1.4685 | 1.4258 | 1.3842 | 1.3439 | 1.3048 | 1.2668 | 1.2299 | 1.1941 | 1.1593 | 1.1255 | 1.0927 | 1.0609 | 1.03 | 1 | 0 | 0 | 0 | 0 | 0 | 0 | 0 | 0 | 0 | 0 | 0 | 0 | 0 | 0 | 0 | 0 | 0 | 0 | 0 | 0 | 0 | 0 | 0 | 0
[7 empty] | Labor | 37 | 26 | 2.1566 | 2.0938 | 2.0328 | 1.9736 | 1.9161 | 1.8603 | 1.8061 | 1.7535 | 1.7024 | 1.6528 | 1.6047 | 1.558 | 1.5126 | 1.4685 | 1.4258 | 1.3842 | 1.3439 | 1.3048 | 1.2668 | 1.2299 | 1.1941 | 1.1593 | 1.1255 | 1.0927 | 1.0609 | 1.03 | 1 | 0 | 0 | 0 | 0 | 0 | 0 | 0 | 0 | 0 | 0 | 0 | 0 | 0 | 0 | 0 | 0 | 0 | 0 | 0 | 0 | 0 | 0 | 0
[7 empty] | Labor | 37 | 27 | 2.2213 | 2.1566 | 2.0938 | 2.0328 | 1.9736 | 1.9161 | 1.8603 | 1.8061 | 1.7535 | 1.7024 | 1.6528 | 1.6047 | 1.558 | 1.5126 | 1.4685 | 1.4258 | 1.3842 | 1.3439 | 1.3048 | 1.2668 | 1.2299 | 1.1941 | 1.1593 | 1.1255 | 1.0927 | 1.0609 | 1.03 | 1 | 0 | 0 | 0 | 0 | 0 | 0 | 0 | 0 | 0 | 0 | 0 | 0 | 0 | 0 | 0 | 0 | 0 | 0 | 0 | 0 | 0 | 0
[7 empty] | Labor | 37 | 28 | 2.2879 | 2.2213 | 2.1566 | 2.0938 | 2.0328 | 1.9736 | 1.9161 | 1.8603 | 1.8061 | 1.7535 | 1.7024 | 1.6528 | 1.6047 | 1.558 | 1.5126 | 1.4685 | 1.4258 | 1.3842 | 1.3439 | 1.3048 | 1.2668 | 1.2299 | 1.1941 | 1.1593 | 1.1255 | 1.0927 | 1.0609 | 1.03 | 1 | 0 | 0 | 0 | 0 | 0 | 0 | 0 | 0 | 0 | 0 | 0 | 0 | 0 | 0 | 0 | 0 | 0 | 0 | 0 | 0 | 0
[7 empty] | Labor | 37 | 29 | 2.3566 | 2.2879 | 2.2213 | 2.1566 | 2.0938 | 2.0328 | 1.9736 | 1.9161 | 1.8603 | 1.8061 | 1.7535 | 1.7024 | 1.6528 | 1.6047 | 1.558 | 1.5126 | 1.4685 | 1.4258 | 1.3842 | 1.3439 | 1.3048 | 1.2668 | 1.2299 | 1.1941 | 1.1593 | 1.1255 | 1.0927 | 1.0609 | 1.03 | 1 | 0 | 0 | 0 | 0 | 0 | 0 | 0 | 0 | 0 | 0 | 0 | 0 | 0 | 0 | 0 | 0 | 0 | 0 | 0 | 0
[7 empty] | Labor | 37 | 30 | 2.4273 | 2.3566 | 2.2879 | 2.2213 | 2.1566 | 2.0938 | 2.0328 | 1.9736 | 1.9161 | 1.8603 | 1.8061 | 1.7535 | 1.7024 | 1.6528 | 1.6047 | 1.558 | 1.5126 | 1.4685 | 1.4258 | 1.3842 | 1.3439 | 1.3048 | 1.2668 | 1.2299 | 1.1941 | 1.1593 | 1.1255 | 1.0927 | 1.0609 | 1.03 | 1 | 0 | 0 | 0 | 0 | 0 | 0 | 0 | 0 | 0 | 0 | 0 | 0 | 0 | 0 | 0 | 0 | 0 | 0 | 0
[7 empty] | Labor | 37 | 31 | 2.5001 | 2.4273 | 2.3566 | 2.2879 | 2.2213 | 2.1566 | 2.0938 | 2.0328 | 1.9736 | 1.9161 | 1.8603 | 1.8061 | 1.7535 | 1.7024 | 1.6528 | 1.6047 | 1.558 | 1.5126 | 1.4685 | 1.4258 | 1.3842 | 1.3439 | 1.3048 | 1.2668 | 1.2299 | 1.1941 | 1.1593 | 1.1255 | 1.0927 | 1.0609 | 1.03 | 1 | 0 | 0 | 0 | 0 | 0 | 0 | 0 | 0 | 0 | 0 | 0 | 0 | 0 | 0 | 0 | 0 | 0 | 0
[7 empty] | Labor | 37 | 32 | 2.5751 | 2.5001 | 2.4273 | 2.3566 | 2.2879 | 2.2213 | 2.1566 | 2.0938 | 2.0328 | 1.9736 | 1.9161 | 1.8603 | 1.8061 | 1.7535 | 1.7024 | 1.6528 | 1.6047 | 1.558 | 1.5126 | 1.4685 | 1.4258 | 1.3842 | 1.3439 | 1.3048 | 1.2668 | 1.2299 | 1.1941 | 1.1593 | 1.1255 | 1.0927 | 1.0609 | 1.03 | 1 | 0 | 0 | 0 | 0 | 0 | 0 | 0 | 0 | 0 | 0 | 0 | 0 | 0 | 0 | 0 | 0 | 0
[7 empty] | Labor | 37 | 33 | 2.6523 | 2.5751 | 2.5001 | 2.4273 | 2.3566 | 2.2879 | 2.2213 | 2.1566 | 2.0938 | 2.0328 | 1.9736 | 1.9161 | 1.8603 | 1.8061 | 1.7535 | 1.7024 | 1.6528 | 1.6047 | 1.558 | 1.5126 | 1.4685 | 1.4258 | 1.3842 | 1.3439 | 1.3048 | 1.2668 | 1.2299 | 1.1941 | 1.1593 | 1.1255 | 1.0927 | 1.0609 | 1.03 | 1 | 0 | 0 | 0 | 0 | 0 | 0 | 0 | 0 | 0 | 0 | 0 | 0 | 0 | 0 | 0 | 0
[7 empty] | Labor | 37 | 34 | 2.7319 | 2.6523 | 2.5751 | 2.5001 | 2.4273 | 2.3566 | 2.2879 | 2.2213 | 2.1566 | 2.0938 | 2.0328 | 1.9736 | 1.9161 | 1.8603 | 1.8061 | 1.7535 | 1.7024 | 1.6528 | 1.6047 | 1.558 | 1.5126 | 1.4685 | 1.4258 | 1.3842 | 1.3439 | 1.3048 | 1.2668 | 1.2299 | 1.1941 | 1.1593 | 1.1255 | 1.0927 | 1.0609 | 1.03 | 1 | 0 | 0 | 0 | 0 | 0 | 0 | 0 | 0 | 0 | 0 | 0 | 0 | 0 | 0 | 0
[7 empty] | Labor | 37 | 35 | 2.8139 | 2.7319 | 2.6523 | 2.5751 | 2.5001 | 2.4273 | 2.3566 | 2.2879 | 2.2213 | 2.1566 | 2.0938 | 2.0328 | 1.9736 | 1.9161 | 1.8603 | 1.8061 | 1.7535 | 1.7024 | 1.6528 | 1.6047 | 1.558 | 1.5126 | 1.4685 | 1.4258 | 1.3842 | 1.3439 | 1.3048 | 1.2668 | 1.2299 | 1.1941 | 1.1593 | 1.1255 | 1.0927 | 1.0609 | 1.03 | 1 | 0 | 0 | 0 | 0 | 0 | 0 | 0 | 0 | 0 | 0 | 0 | 0 | 0 | 0
[7 empty] | Labor | 37 | 36 | 2.8983 | 2.8139 | 2.7319 | 2.6523 | 2.5751 | 2.5001 | 2.4273 | 2.3566 | 2.2879 | 2.2213 | 2.1566 | 2.0938 | 2.0328 | 1.9736 | 1.9161 | 1.8603 | 1.8061 | 1.7535 | 1.7024 | 1.6528 | 1.6047 | 1.558 | 1.5126 | 1.4685 | 1.4258 | 1.3842 | 1.3439 | 1.3048 | 1.2668 | 1.2299 | 1.1941 | 1.1593 | 1.1255 | 1.0927 | 1.0609 | 1.03 | 1 | 0 | 0 | 0 | 0 | 0 | 0 | 0 | 0 | 0 | 0 | 0 | 0 | 0
[7 empty] | Labor | 37 | 37 | 2.9852 | 2.8983 | 2.8139 | 2.7319 | 2.6523 | 2.5751 | 2.5001 | 2.4273 | 2.3566 | 2.2879 | 2.2213 | 2.1566 | 2.0938 | 2.0328 | 1.9736 | 1.9161 | 1.8603 | 1.8061 | 1.7535 | 1.7024 | 1.6528 | 1.6047 | 1.558 | 1.5126 | 1.4685 | 1.4258 | 1.3842 | 1.3439 | 1.3048 | 1.2668 | 1.2299 | 1.1941 | 1.1593 | 1.1255 | 1.0927 | 1.0609 | 1.03 | 1 | 0 | 0 | 0 | 0 | 0 | 0 | 0 | 0 | 0 | 0 | 0 | 0
[7 empty] | Labor | 37 | 38 | 3.0748 | 2.9852 | 2.8983 | 2.8139 | 2.7319 | 2.6523 | 2.5751 | 2.5001 | 2.4273 | 2.3566 | 2.2879 | 2.2213 | 2.1566 | 2.0938 | 2.0328 | 1.9736 | 1.9161 | 1.8603 | 1.8061 | 1.7535 | 1.7024 | 1.6528 | 1.6047 | 1.558 | 1.5126 | 1.4685 | 1.4258 | 1.3842 | 1.3439 | 1.3048 | 1.2668 | 1.2299 | 1.1941 | 1.1593 | 1.1255 | 1.0927 | 1.0609 | 1.03 | 1 | 0 | 0 | 0 | 0 | 0 | 0 | 0 | 0 | 0 | 0 | 0
[7 empty] | Labor | 37 | 39 | 3.167 | 3.0748 | 2.9852 | 2.8983 | 2.8139 | 2.7319 | 2.6523 | 2.5751 | 2.5001 | 2.4273 | 2.3566 | 2.2879 | 2.2213 | 2.1566 | 2.0938 | 2.0328 | 1.9736 | 1.9161 | 1.8603 | 1.8061 | 1.7535 | 1.7024 | 1.6528 | 1.6047 | 1.558 | 1.5126 | 1.4685 | 1.4258 | 1.3842 | 1.3439 | 1.3048 | 1.2668 | 1.2299 | 1.1941 | 1.1593 | 1.1255 | 1.0927 | 1.0609 | 1.03 | 1 | 0 | 0 | 0 | 0 | 0 | 0 | 0 | 0 | 0 | 0
[7 empty] | Labor | 37 | 40 | 3.262 | 3.167 | 3.0748 | 2.9852 | 2.8983 | 2.8139 | 2.7319 | 2.6523 | 2.5751 | 2.5001 | 2.4273 | 2.3566 | 2.2879 | 2.2213 | 2.1566 | 2.0938 | 2.0328 | 1.9736 | 1.9161 | 1.8603 | 1.8061 | 1.7535 | 1.7024 | 1.6528 | 1.6047 | 1.558 | 1.5126 | 1.4685 | 1.4258 | 1.3842 | 1.3439 | 1.3048 | 1.2668 | 1.2299 | 1.1941 | 1.1593 | 1.1255 | 1.0927 | 1.0609 | 1.03 | 1 | 0 | 0 | 0 | 0 | 0 | 0 | 0 | 0 | 0
[7 empty] | Labor | 37 | 41 | 3.3599 | 3.262 | 3.167 | 3.0748 | 2.9852 | 2.8983 | 2.8139 | 2.7319 | 2.6523 | 2.5751 | 2.5001 | 2.4273 | 2.3566 | 2.2879 | 2.2213 | 2.1566 | 2.0938 | 2.0328 | 1.9736 | 1.9161 | 1.8603 | 1.8061 | 1.7535 | 1.7024 | 1.6528 | 1.6047 | 1.558 | 1.5126 | 1.4685 | 1.4258 | 1.3842 | 1.3439 | 1.3048 | 1.2668 | 1.2299 | 1.1941 | 1.1593 | 1.1255 | 1.0927 | 1.0609 | 1.03 | 1 | 0 | 0 | 0 | 0 | 0 | 0 | 0 | 0
[7 empty] | Labor | 37 | 42 | 3.4607 | 3.3599 | 3.262 | 3.167 | 3.0748 | 2.9852 | 2.8983 | 2.8139 | 2.7319 | 2.6523 | 2.5751 | 2.5001 | 2.4273 | 2.3566 | 2.2879 | 2.2213 | 2.1566 | 2.0938 | 2.0328 | 1.9736 | 1.9161 | 1.8603 | 1.8061 | 1.7535 | 1.7024 | 1.6528 | 1.6047 | 1.558 | 1.5126 | 1.4685 | 1.4258 | 1.3842 | 1.3439 | 1.3048 | 1.2668 | 1.2299 | 1.1941 | 1.1593 | 1.1255 | 1.0927 | 1.0609 | 1.03 | 1 | 0 | 0 | 0 | 0 | 0 | 0 | 0
[7 empty] | Labor | 37 | 43 | 3.5645 | 3.4607 | 3.3599 | 3.262 | 3.167 | 3.0748 | 2.9852 | 2.8983 | 2.8139 | 2.7319 | 2.6523 | 2.5751 | 2.5001 | 2.4273 | 2.3566 | 2.2879 | 2.2213 | 2.1566 | 2.0938 | 2.0328 | 1.9736 | 1.9161 | 1.8603 | 1.8061 | 1.7535 | 1.7024 | 1.6528 | 1.6047 | 1.558 | 1.5126 | 1.4685 | 1.4258 | 1.3842 | 1.3439 | 1.3048 | 1.2668 | 1.2299 | 1.1941 | 1.1593 | 1.1255 | 1.0927 | 1.0609 | 1.03 | 1 | 0 | 0 | 0 | 0 | 0 | 0
[7 empty] | Labor | 37 | 44 | 3.6715 | 3.5645 | 3.4607 | 3.3599 | 3.262 | 3.167 | 3.0748 | 2.9852 | 2.8983 | 2.8139 | 2.7319 | 2.6523 | 2.5751 | 2.5001 | 2.4273 | 2.3566 | 2.2879 | 2.2213 | 2.1566 | 2.0938 | 2.0328 | 1.9736 | 1.9161 | 1.8603 | 1.8061 | 1.7535 | 1.7024 | 1.6528 | 1.6047 | 1.558 | 1.5126 | 1.4685 | 1.4258 | 1.3842 | 1.3439 | 1.3048 | 1.2668 | 1.2299 | 1.1941 | 1.1593 | 1.1255 | 1.0927 | 1.0609 | 1.03 | 1 | 0 | 0 | 0 | 0 | 0
[7 empty] | Labor | 37 | 45 | 3.7816 | 3.6715 | 3.5645 | 3.4607 | 3.3599 | 3.262 | 3.167 | 3.0748 | 2.9852 | 2.8983 | 2.8139 | 2.7319 | 2.6523 | 2.5751 | 2.5001 | 2.4273 | 2.3566 | 2.2879 | 2.2213 | 2.1566 | 2.0938 | 2.0328 | 1.9736 | 1.9161 | 1.8603 | 1.8061 | 1.7535 | 1.7024 | 1.6528 | 1.6047 | 1.558 | 1.5126 | 1.4685 | 1.4258 | 1.3842 | 1.3439 | 1.3048 | 1.2668 | 1.2299 | 1.1941 | 1.1593 | 1.1255 | 1.0927 | 1.0609 | 1.03 | 1 | 0 | 0 | 0 | 0
[7 empty] | Labor | 37 | 46 | 3.895 | 3.7816 | 3.6715 | 3.5645 | 3.4607 | 3.3599 | 3.262 | 3.167 | 3.0748 | 2.9852 | 2.8983 | 2.8139 | 2.7319 | 2.6523 | 2.5751 | 2.5001 | 2.4273 | 2.3566 | 2.2879 | 2.2213 | 2.1566 | 2.0938 | 2.0328 | 1.9736 | 1.9161 | 1.8603 | 1.8061 | 1.7535 | 1.7024 | 1.6528 | 1.6047 | 1.558 | 1.5126 | 1.4685 | 1.4258 | 1.3842 | 1.3439 | 1.3048 | 1.2668 | 1.2299 | 1.1941 | 1.1593 | 1.1255 | 1.0927 | 1.0609 | 1.03 | 1 | 0 | 0 | 0
[7 empty] | Labor | 37 | 47 | 4.0119 | 3.895 | 3.7816 | 3.6715 | 3.5645 | 3.4607 | 3.3599 | 3.262 | 3.167 | 3.0748 | 2.9852 | 2.8983 | 2.8139 | 2.7319 | 2.6523 | 2.5751 | 2.5001 | 2.4273 | 2.3566 | 2.2879 | 2.2213 | 2.1566 | 2.0938 | 2.0328 | 1.9736 | 1.9161 | 1.8603 | 1.8061 | 1.7535 | 1.7024 | 1.6528 | 1.6047 | 1.558 | 1.5126 | 1.4685 | 1.4258 | 1.3842 | 1.3439 | 1.3048 | 1.2668 | 1.2299 | 1.1941 | 1.1593 | 1.1255 | 1.0927 | 1.0609 | 1.03 | 1 | 0 | 0
[7 empty] | Labor | 37 | 48 | 4.1323 | 4.0119 | 3.895 | 3.7816 | 3.6715 | 3.5645 | 3.4607 | 3.3599 | 3.262 | 3.167 | 3.0748 | 2.9852 | 2.8983 | 2.8139 | 2.7319 | 2.6523 | 2.5751 | 2.5001 | 2.4273 | 2.3566 | 2.2879 | 2.2213 | 2.1566 | 2.0938 | 2.0328 | 1.9736 | 1.9161 | 1.8603 | 1.8061 | 1.7535 | 1.7024 | 1.6528 | 1.6047 | 1.558 | 1.5126 | 1.4685 | 1.4258 | 1.3842 | 1.3439 | 1.3048 | 1.2668 | 1.2299 | 1.1941 | 1.1593 | 1.1255 | 1.0927 | 1.0609 | 1.03 | 1 | 0
[7 empty] | Labor | 37 | 49 | 4.2562 | 4.1323 | 4.0119 | 3.895 | 3.7816 | 3.6715 | 3.5645 | 3.4607 | 3.3599 | 3.262 | 3.167 | 3.0748 | 2.9852 | 2.8983 | 2.8139 | 2.7319 | 2.6523 | 2.5751 | 2.5001 | 2.4273 | 2.3566 | 2.2879 | 2.2213 | 2.1566 | 2.0938 | 2.0328 | 1.9736 | 1.9161 | 1.8603 | 1.8061 | 1.7535 | 1.7024 | 1.6528 | 1.6047 | 1.558 | 1.5126 | 1.4685 | 1.4258 | 1.3842 | 1.3439 | 1.3048 | 1.2668 | 1.2299 | 1.1941 | 1.1593 | 1.1255 | 1.0927 | 1.0609 | 1.03 | 1

## Profiles
Count of Columns | 58 | Note: Overnight profiles must begin with "ON_" and be listed first. If necessary, insert columns AFTER column C.
Profile | Notes/Inputs | -8 | -7 | -6 | -5 | -4 | -3 | -2 | -1 | 0 | 1 | 2 | 3 | 4 | 5 | 6 | 7 | 8 | 9 | 10 | 11 | 12 | 13 | 14 | 15 | 16 | 17 | 18 | 19 | 20 | 21 | 22 | 23 | 24 | 25 | 26 | 27 | 28 | 29 | 30 | 31 | 32 | 33 | 34 | 35 | 36 | 37 | 38 | 39 | 40 | 41 | 42 | 43 | 44 | 45 | 46 | 47 | 48 | 49
ON_Coal |  |  |  |  | 0% | 0% | 0% | 0% | 0% | 10.67% | 10.56% | 10.27% | 10% | 9.735% | 9.481% | 9.235% | 8.997% | 8.765% | 8.533% | 8.301% | 8.069% | 7.837% | 7.604% | 7.372% | 7.14% | 6.908% | 6.676% | 6.444% | 6.212% | 6.004% | 5.845% | 5.71% | 5.575% | 5.44% | 5.305% | 5.171% | 5.036% | 4.901% | 4.766% | 4.631% | 4.496% | 4.362% | 4.227% | 4.092% | 3.957% | 3.822% | 3.687% | 3.553% | 3.418% | 3.283% | 3.148% | 3.013% | 2.878% | 2.743% | 2.609% | 2.474% | 2.339% | 2.204% | 2.069%
RR_Coal |  |  |  |  | 0% | 0% | 0% | 0% | 0% | 11.87% | 11.76% | 11.46% | 11.16% | 10.88% | 10.6% | 10.34% | 10.08% | 9.829% | 9.577% | 9.325% | 9.074% | 8.822% | 8.57% | 8.318% | 8.066% | 7.814% | 7.562% | 7.31% | 7.058% | 6.83% | 6.651% | 6.497% | 6.342% | 6.187% | 6.032% | 5.878% | 5.723% | 5.568% | 5.414% | 5.259% | 5.104% | 4.95% | 4.795% | 4.64% | 4.486% | 4.331% | 4.176% | 4.022% | 3.867% | 3.712% | 3.558% | 3.403% | 3.248% | 3.093% | 2.939% | 2.784% | 2.629% | 2.475% | 2.32%
RR_GH2SCR |  |  |  |  | 0% | 0% | 0.06529% | 1.178% | 4.318% | 16.81% | 17.9% | 17.07% | 16.26% | 15.45% | 14.66% | 13.87% | 13.09% | 12.32% | 11.55% | 1.841% | 0% | 0% | 0% | 0% | 0% | 0% | 0% | 0% | 0% | 0% | 0% | 0% | 0% | 0% | 0% | 0% | 0% | 0% | 0% | 0% | 0% | 0% | 0% | 0% | 0% | 0% | 0% | 0% | 0% | 0% | 0% | 0% | 0% | 0% | 0% | 0% | 0% | 0% | 0%
GH2SCR |  |  |  |  | 0% | 0% | 3.003% | 21.07% | 51.1% | 24.83% | 0% | 0% | 0% | 0% | 0% | 0% | 0% | 0% | 0% | 0% | 0% | 0% | 0% | 0% | 0% | 0% | 0% | 0% | 0% | 0% | 0% | 0% | 0% | 0% | 0% | 0% | 0% | 0% | 0% | 0% | 0% | 0% | 0% | 0% | 0% | 0% | 0% | 0% | 0% | 0% | 0% | 0% | 0% | 0% | 0% | 0% | 0% | 0% | 0%
None | [9 empty] | 100% | 100% | 100% | 100% | 100% | 100% | 100% | 100% | 100% | 100% | 100% | 100% | 100% | 100% | 100% | 100% | 100% | 100% | 100% | 100% | 100% | 100% | 100% | 100% | 100% | 100% | 100% | 100% | 100% | 100% | 100% | 100% | 100% | 100% | 100% | 100% | 100% | 100% | 100% | 100% | 100% | 100% | 100% | 100% | 100% | 100% | 100% | 100% | 100% | 100%
NG_LGEBA | [9 empty] | 0 | 0 | 0 | 0 | 0 | 0 | 0 | 0 | 0 | 0 | 0 | 0 | 0 | 0 | 0 | 0 | 0 | 0 | 0 | 0 | 0 | 0 | 0 | 0 | 0 | 0 | 0 | 0 | 0 | 0 | 0 | 0 | 0 | 0 | 0 | 0 | 0 | 0 | 0 | 0 | 0 | 0 | 0 | 0 | 0 | 0 | 0 | 0 | 0 | 0
NG_LGEHI | [9 empty] | 0 | 0 | 0 | 0 | 0 | 0 | 0 | 0 | 0 | 0 | 0 | 0 | 0 | 0 | 0 | 0 | 0 | 0 | 0 | 0 | 0 | 0 | 0 | 0 | 0 | 0 | 0 | 0 | 0 | 0 | 0 | 0 | 0 | 0 | 0 | 0 | 0 | 0 | 0 | 0 | 0 | 0 | 0 | 0 | 0 | 0 | 0 | 0 | 0 | 0
NG_LGELO | [9 empty] | 0 | 0 | 0 | 0 | 0 | 0 | 0 | 0 | 0 | 0 | 0 | 0 | 0 | 0 | 0 | 0 | 0 | 0 | 0 | 0 | 0 | 0 | 0 | 0 | 0 | 0 | 0 | 0 | 0 | 0 | 0 | 0 | 0 | 0 | 0 | 0 | 0 | 0 | 0 | 0 | 0 | 0 | 0 | 0 | 0 | 0 | 0 | 0 | 0 | 0
NG_BRBA | [9 empty] | 0 | 0 | 0 | 0 | 0 | 0 | 0 | 0 | 0 | 0 | 0 | 0 | 0 | 0 | 0 | 0 | 0 | 0 | 0 | 0 | 0 | 0 | 0 | 0 | 0 | 0 | 0 | 0 | 0 | 0 | 0 | 0 | 0 | 0 | 0 | 0 | 0 | 0 | 0 | 0 | 0 | 0 | 0 | 0 | 0 | 0 | 0 | 0 | 0 | 0
NG_BRHI | [9 empty] | 0 | 0 | 0 | 0 | 0 | 0 | 0 | 0 | 0 | 0 | 0 | 0 | 0 | 0 | 0 | 0 | 0 | 0 | 0 | 0 | 0 | 0 | 0 | 0 | 0 | 0 | 0 | 0 | 0 | 0 | 0 | 0 | 0 | 0 | 0 | 0 | 0 | 0 | 0 | 0 | 0 | 0 | 0 | 0 | 0 | 0 | 0 | 0 | 0 | 0
NG_BRLO | [9 empty] | 0 | 0 | 0 | 0 | 0 | 0 | 0 | 0 | 0 | 0 | 0 | 0 | 0 | 0 | 0 | 0 | 0 | 0 | 0 | 0 | 0 | 0 | 0 | 0 | 0 | 0 | 0 | 0 | 0 | 0 | 0 | 0 | 0 | 0 | 0 | 0 | 0 | 0 | 0 | 0 | 0 | 0 | 0 | 0 | 0 | 0 | 0 | 0 | 0 | 0
LargeNucFuel | [9 empty] | 0 | 0 | 0 | 0 | 0 | 0 | 0 | 0 | 0 | 0 | 0 | 0 | 0 | 0 | 0 | 0 | 0 | 0 | 0 | 0 | 0 | 0 | 0 | 0 | 0 | 0 | 0 | 0 | 0 | 0 | 0 | 0 | 0 | 0 | 0 | 0 | 0 | 0 | 0 | 0 | 0 | 0 | 0 | 0 | 0 | 0 | 0 | 0 | 0 | 0
SmallNucFuel | [9 empty] | 0 | 0 | 0 | 0 | 0 | 0 | 0 | 0 | 0 | 0 | 0 | 0 | 0 | 0 | 0 | 0 | 0 | 0 | 0 | 0 | 0 | 0 | 0 | 0 | 0 | 0 | 0 | 0 | 0 | 0 | 0 | 0 | 0 | 0 | 0 | 0 | 0 | 0 | 0 | 0 | 0 | 0 | 0 | 0 | 0 | 0 | 0 | 0 | 0 | 0
Kfactor |  | 1.5601 | 1.4641 | 1.374 | 1.2894 | 1.21 | 1.1355 | 1.0656 | 1 | 0.93844 | 0.88067 | 0.82645 | 0.77557 | 0.72783 | 0.68302 | 0.64097 | 0.60151 | 0.56448 | 0.52973 | 0.49712 | 0.46652 | 0.4378 | 0.41085 | 0.38556 | 0.36182 | 0.33955 | 0.31864 | 0.29903 | 0.28062 | 0.26334 | 0.24713 | 0.23192 | 0.21764 | 0.20424 | 0.19167 | 0.17987 | 0.1688 | 0.1584 | 0.14865 | 0.1395 | 0.13091 | 0.12285 | 0.11529 | 0.10819 | 0.10153 | 0.095283 | 0.089417 | 0.083912 | 0.078747 | 0.073899 | 0.069349 | 0.06508 | 0.061074 | 0.057314 | 0.053786 | 0.050475 | 0.047367 | 0.044451 | 0.041715
Open
Transformed Profiles
[7 empty] | Model Years | 49
[10 empty] | 2006 | 2007 | 2008 | 2009 | 2010 | 2011 | 2012 | 2013 | 2014 | 2015 | 2016 | 2017 | 2018 | 2019 | 2020 | 2021 | 2022 | 2023 | 2024 | 2025 | 2026 | 2027 | 2028 | 2029 | 2030 | 2031 | 2032 | 2033 | 2034 | 2035 | 2036 | 2037 | 2038 | 2039 | 2040 | 2041 | 2042 | 2043 | 2044 | 2045 | 2046 | 2047 | 2048 | 2049 | 2050 | 2051 | 2052 | 2053 | 2054 | 2055
[8 empty] | Index |  | 0 | 1 | 2 | 3 | 4 | 5 | 6 | 7 | 8 | 9 | 10 | 11 | 12 | 13 | 14 | 15 | 16 | 17 | 18 | 19 | 20 | 21 | 22 | 23 | 24 | 25 | 26 | 27 | 28 | 29 | 30 | 31 | 32 | 33 | 34 | 35 | 36 | 37 | 38 | 39 | 40 | 41 | 42 | 43 | 44 | 45 | 46 | 47 | 48 | 49
[7 empty] | ON_Coal | 1 | 0 | 10.67% | 0 | 0 | 0 | 0 | 0 | 0 | 0 | 0 | 0 | 0 | 0 | 0 | 0 | 0 | 0 | 0 | 0 | 0 | 0 | 0 | 0 | 0 | 0 | 0 | 0 | 0 | 0 | 0 | 0 | 0 | 0 | 0 | 0 | 0 | 0 | 0 | 0 | 0 | 0 | 0 | 0 | 0 | 0 | 0 | 0 | 0 | 0 | 0 | 0
[7 empty] | ON_Coal | 1 | 1 | 10.56% | 10.67% | 0 | 0 | 0 | 0 | 0 | 0 | 0 | 0 | 0 | 0 | 0 | 0 | 0 | 0 | 0 | 0 | 0 | 0 | 0 | 0 | 0 | 0 | 0 | 0 | 0 | 0 | 0 | 0 | 0 | 0 | 0 | 0 | 0 | 0 | 0 | 0 | 0 | 0 | 0 | 0 | 0 | 0 | 0 | 0 | 0 | 0 | 0 | 0
[7 empty] | ON_Coal | 1 | 2 | 10.27% | 10.56% | 10.67% | 0 | 0 | 0 | 0 | 0 | 0 | 0 | 0 | 0 | 0 | 0 | 0 | 0 | 0 | 0 | 0 | 0 | 0 | 0 | 0 | 0 | 0 | 0 | 0 | 0 | 0 | 0 | 0 | 0 | 0 | 0 | 0 | 0 | 0 | 0 | 0 | 0 | 0 | 0 | 0 | 0 | 0 | 0 | 0 | 0 | 0 | 0
[7 empty] | ON_Coal | 1 | 3 | 10% | 10.27% | 10.56% | 10.67% | 0 | 0 | 0 | 0 | 0 | 0 | 0 | 0 | 0 | 0 | 0 | 0 | 0 | 0 | 0 | 0 | 0 | 0 | 0 | 0 | 0 | 0 | 0 | 0 | 0 | 0 | 0 | 0 | 0 | 0 | 0 | 0 | 0 | 0 | 0 | 0 | 0 | 0 | 0 | 0 | 0 | 0 | 0 | 0 | 0 | 0
[7 empty] | ON_Coal | 1 | 4 | 9.735% | 10% | 10.27% | 10.56% | 10.67% | 0 | 0 | 0 | 0 | 0 | 0 | 0 | 0 | 0 | 0 | 0 | 0 | 0 | 0 | 0 | 0 | 0 | 0 | 0 | 0 | 0 | 0 | 0 | 0 | 0 | 0 | 0 | 0 | 0 | 0 | 0 | 0 | 0 | 0 | 0 | 0 | 0 | 0 | 0 | 0 | 0 | 0 | 0 | 0 | 0
[7 empty] | ON_Coal | 1 | 5 | 9.481% | 9.735% | 10% | 10.27% | 10.56% | 10.67% | 0 | 0 | 0 | 0 | 0 | 0 | 0 | 0 | 0 | 0 | 0 | 0 | 0 | 0 | 0 | 0 | 0 | 0 | 0 | 0 | 0 | 0 | 0 | 0 | 0 | 0 | 0 | 0 | 0 | 0 | 0 | 0 | 0 | 0 | 0 | 0 | 0 | 0 | 0 | 0 | 0 | 0 | 0 | 0
[7 empty] | ON_Coal | 1 | 6 | 9.235% | 9.481% | 9.735% | 10% | 10.27% | 10.56% | 10.67% | 0 | 0 | 0 | 0 | 0 | 0 | 0 | 0 | 0 | 0 | 0 | 0 | 0 | 0 | 0 | 0 | 0 | 0 | 0 | 0 | 0 | 0 | 0 | 0 | 0 | 0 | 0 | 0 | 0 | 0 | 0 | 0 | 0 | 0 | 0 | 0 | 0 | 0 | 0 | 0 | 0 | 0 | 0
[7 empty] | ON_Coal | 1 | 7 | 8.997% | 9.235% | 9.481% | 9.735% | 10% | 10.27% | 10.56% | 10.67% | 0 | 0 | 0 | 0 | 0 | 0 | 0 | 0 | 0 | 0 | 0 | 0 | 0 | 0 | 0 | 0 | 0 | 0 | 0 | 0 | 0 | 0 | 0 | 0 | 0 | 0 | 0 | 0 | 0 | 0 | 0 | 0 | 0 | 0 | 0 | 0 | 0 | 0 | 0 | 0 | 0 | 0
[7 empty] | ON_Coal | 1 | 8 | 8.765% | 8.997% | 9.235% | 9.481% | 9.735% | 10% | 10.27% | 10.56% | 10.67% | 0 | 0 | 0 | 0 | 0 | 0 | 0 | 0 | 0 | 0 | 0 | 0 | 0 | 0 | 0 | 0 | 0 | 0 | 0 | 0 | 0 | 0 | 0 | 0 | 0 | 0 | 0 | 0 | 0 | 0 | 0 | 0 | 0 | 0 | 0 | 0 | 0 | 0 | 0 | 0 | 0
[7 empty] | ON_Coal | 1 | 9 | 8.533% | 8.765% | 8.997% | 9.235% | 9.481% | 9.735% | 10% | 10.27% | 10.56% | 10.67% | 0 | 0 | 0 | 0 | 0 | 0 | 0 | 0 | 0 | 0 | 0 | 0 | 0 | 0 | 0 | 0 | 0 | 0 | 0 | 0 | 0 | 0 | 0 | 0 | 0 | 0 | 0 | 0 | 0 | 0 | 0 | 0 | 0 | 0 | 0 | 0 | 0 | 0 | 0 | 0
[7 empty] | ON_Coal | 1 | 10 | 8.301% | 8.533% | 8.765% | 8.997% | 9.235% | 9.481% | 9.735% | 10% | 10.27% | 10.56% | 10.67% | 0 | 0 | 0 | 0 | 0 | 0 | 0 | 0 | 0 | 0 | 0 | 0 | 0 | 0 | 0 | 0 | 0 | 0 | 0 | 0 | 0 | 0 | 0 | 0 | 0 | 0 | 0 | 0 | 0 | 0 | 0 | 0 | 0 | 0 | 0 | 0 | 0 | 0 | 0
[7 empty] | ON_Coal | 1 | 11 | 8.069% | 8.301% | 8.533% | 8.765% | 8.997% | 9.235% | 9.481% | 9.735% | 10% | 10.27% | 10.56% | 10.67% | 0 | 0 | 0 | 0 | 0 | 0 | 0 | 0 | 0 | 0 | 0 | 0 | 0 | 0 | 0 | 0 | 0 | 0 | 0 | 0 | 0 | 0 | 0 | 0 | 0 | 0 | 0 | 0 | 0 | 0 | 0 | 0 | 0 | 0 | 0 | 0 | 0 | 0
[7 empty] | ON_Coal | 1 | 12 | 7.837% | 8.069% | 8.301% | 8.533% | 8.765% | 8.997% | 9.235% | 9.481% | 9.735% | 10% | 10.27% | 10.56% | 10.67% | 0 | 0 | 0 | 0 | 0 | 0 | 0 | 0 | 0 | 0 | 0 | 0 | 0 | 0 | 0 | 0 | 0 | 0 | 0 | 0 | 0 | 0 | 0 | 0 | 0 | 0 | 0 | 0 | 0 | 0 | 0 | 0 | 0 | 0 | 0 | 0 | 0
[7 empty] | ON_Coal | 1 | 13 | 7.604% | 7.837% | 8.069% | 8.301% | 8.533% | 8.765% | 8.997% | 9.235% | 9.481% | 9.735% | 10% | 10.27% | 10.56% | 10.67% | 0 | 0 | 0 | 0 | 0 | 0 | 0 | 0 | 0 | 0 | 0 | 0 | 0 | 0 | 0 | 0 | 0 | 0 | 0 | 0 | 0 | 0 | 0 | 0 | 0 | 0 | 0 | 0 | 0 | 0 | 0 | 0 | 0 | 0 | 0 | 0
[7 empty] | ON_Coal | 1 | 14 | 7.372% | 7.604% | 7.837% | 8.069% | 8.301% | 8.533% | 8.765% | 8.997% | 9.235% | 9.481% | 9.735% | 10% | 10.27% | 10.56% | 10.67% | 0 | 0 | 0 | 0 | 0 | 0 | 0 | 0 | 0 | 0 | 0 | 0 | 0 | 0 | 0 | 0 | 0 | 0 | 0 | 0 | 0 | 0 | 0 | 0 | 0 | 0 | 0 | 0 | 0 | 0 | 0 | 0 | 0 | 0 | 0
[7 empty] | ON_Coal | 1 | 15 | 7.14% | 7.372% | 7.604% | 7.837% | 8.069% | 8.301% | 8.533% | 8.765% | 8.997% | 9.235% | 9.481% | 9.735% | 10% | 10.27% | 10.56% | 10.67% | 0 | 0 | 0 | 0 | 0 | 0 | 0 | 0 | 0 | 0 | 0 | 0 | 0 | 0 | 0 | 0 | 0 | 0 | 0 | 0 | 0 | 0 | 0 | 0 | 0 | 0 | 0 | 0 | 0 | 0 | 0 | 0 | 0 | 0
[7 empty] | ON_Coal | 1 | 16 | 6.908% | 7.14% | 7.372% | 7.604% | 7.837% | 8.069% | 8.301% | 8.533% | 8.765% | 8.997% | 9.235% | 9.481% | 9.735% | 10% | 10.27% | 10.56% | 10.67% | 0 | 0 | 0 | 0 | 0 | 0 | 0 | 0 | 0 | 0 | 0 | 0 | 0 | 0 | 0 | 0 | 0 | 0 | 0 | 0 | 0 | 0 | 0 | 0 | 0 | 0 | 0 | 0 | 0 | 0 | 0 | 0 | 0
[7 empty] | ON_Coal | 1 | 17 | 6.676% | 6.908% | 7.14% | 7.372% | 7.604% | 7.837% | 8.069% | 8.301% | 8.533% | 8.765% | 8.997% | 9.235% | 9.481% | 9.735% | 10% | 10.27% | 10.56% | 10.67% | 0 | 0 | 0 | 0 | 0 | 0 | 0 | 0 | 0 | 0 | 0 | 0 | 0 | 0 | 0 | 0 | 0 | 0 | 0 | 0 | 0 | 0 | 0 | 0 | 0 | 0 | 0 | 0 | 0 | 0 | 0 | 0
[7 empty] | ON_Coal | 1 | 18 | 6.444% | 6.676% | 6.908% | 7.14% | 7.372% | 7.604% | 7.837% | 8.069% | 8.301% | 8.533% | 8.765% | 8.997% | 9.235% | 9.481% | 9.735% | 10% | 10.27% | 10.56% | 10.67% | 0 | 0 | 0 | 0 | 0 | 0 | 0 | 0 | 0 | 0 | 0 | 0 | 0 | 0 | 0 | 0 | 0 | 0 | 0 | 0 | 0 | 0 | 0 | 0 | 0 | 0 | 0 | 0 | 0 | 0 | 0
[7 empty] | ON_Coal | 1 | 19 | 6.212% | 6.444% | 6.676% | 6.908% | 7.14% | 7.372% | 7.604% | 7.837% | 8.069% | 8.301% | 8.533% | 8.765% | 8.997% | 9.235% | 9.481% | 9.735% | 10% | 10.27% | 10.56% | 10.67% | 0 | 0 | 0 | 0 | 0 | 0 | 0 | 0 | 0 | 0 | 0 | 0 | 0 | 0 | 0 | 0 | 0 | 0 | 0 | 0 | 0 | 0 | 0 | 0 | 0 | 0 | 0 | 0 | 0 | 0
[7 empty] | ON_Coal | 1 | 20 | 6.004% | 6.212% | 6.444% | 6.676% | 6.908% | 7.14% | 7.372% | 7.604% | 7.837% | 8.069% | 8.301% | 8.533% | 8.765% | 8.997% | 9.235% | 9.481% | 9.735% | 10% | 10.27% | 10.56% | 10.67% | 0 | 0 | 0 | 0 | 0 | 0 | 0 | 0 | 0 | 0 | 0 | 0 | 0 | 0 | 0 | 0 | 0 | 0 | 0 | 0 | 0 | 0 | 0 | 0 | 0 | 0 | 0 | 0 | 0
[7 empty] | ON_Coal | 1 | 21 | 5.845% | 6.004% | 6.212% | 6.444% | 6.676% | 6.908% | 7.14% | 7.372% | 7.604% | 7.837% | 8.069% | 8.301% | 8.533% | 8.765% | 8.997% | 9.235% | 9.481% | 9.735% | 10% | 10.27% | 10.56% | 10.67% | 0 | 0 | 0 | 0 | 0 | 0 | 0 | 0 | 0 | 0 | 0 | 0 | 0 | 0 | 0 | 0 | 0 | 0 | 0 | 0 | 0 | 0 | 0 | 0 | 0 | 0 | 0 | 0
[7 empty] | ON_Coal | 1 | 22 | 5.71% | 5.845% | 6.004% | 6.212% | 6.444% | 6.676% | 6.908% | 7.14% | 7.372% | 7.604% | 7.837% | 8.069% | 8.301% | 8.533% | 8.765% | 8.997% | 9.235% | 9.481% | 9.735% | 10% | 10.27% | 10.56% | 10.67% | 0 | 0 | 0 | 0 | 0 | 0 | 0 | 0 | 0 | 0 | 0 | 0 | 0 | 0 | 0 | 0 | 0 | 0 | 0 | 0 | 0 | 0 | 0 | 0 | 0 | 0 | 0
[7 empty] | ON_Coal | 1 | 23 | 5.575% | 5.71% | 5.845% | 6.004% | 6.212% | 6.444% | 6.676% | 6.908% | 7.14% | 7.372% | 7.604% | 7.837% | 8.069% | 8.301% | 8.533% | 8.765% | 8.997% | 9.235% | 9.481% | 9.735% | 10% | 10.27% | 10.56% | 10.67% | 0 | 0 | 0 | 0 | 0 | 0 | 0 | 0 | 0 | 0 | 0 | 0 | 0 | 0 | 0 | 0 | 0 | 0 | 0 | 0 | 0 | 0 | 0 | 0 | 0 | 0
[7 empty] | ON_Coal | 1 | 24 | 5.44% | 5.575% | 5.71% | 5.845% | 6.004% | 6.212% | 6.444% | 6.676% | 6.908% | 7.14% | 7.372% | 7.604% | 7.837% | 8.069% | 8.301% | 8.533% | 8.765% | 8.997% | 9.235% | 9.481% | 9.735% | 10% | 10.27% | 10.56% | 10.67% | 0 | 0 | 0 | 0 | 0 | 0 | 0 | 0 | 0 | 0 | 0 | 0 | 0 | 0 | 0 | 0 | 0 | 0 | 0 | 0 | 0 | 0 | 0 | 0 | 0
[7 empty] | ON_Coal | 1 | 25 | 5.305% | 5.44% | 5.575% | 5.71% | 5.845% | 6.004% | 6.212% | 6.444% | 6.676% | 6.908% | 7.14% | 7.372% | 7.604% | 7.837% | 8.069% | 8.301% | 8.533% | 8.765% | 8.997% | 9.235% | 9.481% | 9.735% | 10% | 10.27% | 10.56% | 10.67% | 0 | 0 | 0 | 0 | 0 | 0 | 0 | 0 | 0 | 0 | 0 | 0 | 0 | 0 | 0 | 0 | 0 | 0 | 0 | 0 | 0 | 0 | 0 | 0
[7 empty] | ON_Coal | 1 | 26 | 5.171% | 5.305% | 5.44% | 5.575% | 5.71% | 5.845% | 6.004% | 6.212% | 6.444% | 6.676% | 6.908% | 7.14% | 7.372% | 7.604% | 7.837% | 8.069% | 8.301% | 8.533% | 8.765% | 8.997% | 9.235% | 9.481% | 9.735% | 10% | 10.27% | 10.56% | 10.67% | 0 | 0 | 0 | 0 | 0 | 0 | 0 | 0 | 0 | 0 | 0 | 0 | 0 | 0 | 0 | 0 | 0 | 0 | 0 | 0 | 0 | 0 | 0
[7 empty] | ON_Coal | 1 | 27 | 5.036% | 5.171% | 5.305% | 5.44% | 5.575% | 5.71% | 5.845% | 6.004% | 6.212% | 6.444% | 6.676% | 6.908% | 7.14% | 7.372% | 7.604% | 7.837% | 8.069% | 8.301% | 8.533% | 8.765% | 8.997% | 9.235% | 9.481% | 9.735% | 10% | 10.27% | 10.56% | 10.67% | 0 | 0 | 0 | 0 | 0 | 0 | 0 | 0 | 0 | 0 | 0 | 0 | 0 | 0 | 0 | 0 | 0 | 0 | 0 | 0 | 0 | 0
[7 empty] | ON_Coal | 1 | 28 | 4.901% | 5.036% | 5.171% | 5.305% | 5.44% | 5.575% | 5.71% | 5.845% | 6.004% | 6.212% | 6.444% | 6.676% | 6.908% | 7.14% | 7.372% | 7.604% | 7.837% | 8.069% | 8.301% | 8.533% | 8.765% | 8.997% | 9.235% | 9.481% | 9.735% | 10% | 10.27% | 10.56% | 10.67% | 0 | 0 | 0 | 0 | 0 | 0 | 0 | 0 | 0 | 0 | 0 | 0 | 0 | 0 | 0 | 0 | 0 | 0 | 0 | 0 | 0
[7 empty] | ON_Coal | 1 | 29 | 4.766% | 4.901% | 5.036% | 5.171% | 5.305% | 5.44% | 5.575% | 5.71% | 5.845% | 6.004% | 6.212% | 6.444% | 6.676% | 6.908% | 7.14% | 7.372% | 7.604% | 7.837% | 8.069% | 8.301% | 8.533% | 8.765% | 8.997% | 9.235% | 9.481% | 9.735% | 10% | 10.27% | 10.56% | 10.67% | 0 | 0 | 0 | 0 | 0 | 0 | 0 | 0 | 0 | 0 | 0 | 0 | 0 | 0 | 0 | 0 | 0 | 0 | 0 | 0
[7 empty] | ON_Coal | 1 | 30 | 4.631% | 4.766% | 4.901% | 5.036% | 5.171% | 5.305% | 5.44% | 5.575% | 5.71% | 5.845% | 6.004% | 6.212% | 6.444% | 6.676% | 6.908% | 7.14% | 7.372% | 7.604% | 7.837% | 8.069% | 8.301% | 8.533% | 8.765% | 8.997% | 9.235% | 9.481% | 9.735% | 10% | 10.27% | 10.56% | 10.67% | 0 | 0 | 0 | 0 | 0 | 0 | 0 | 0 | 0 | 0 | 0 | 0 | 0 | 0 | 0 | 0 | 0 | 0 | 0
[7 empty] | ON_Coal | 1 | 31 | 4.496% | 4.631% | 4.766% | 4.901% | 5.036% | 5.171% | 5.305% | 5.44% | 5.575% | 5.71% | 5.845% | 6.004% | 6.212% | 6.444% | 6.676% | 6.908% | 7.14% | 7.372% | 7.604% | 7.837% | 8.069% | 8.301% | 8.533% | 8.765% | 8.997% | 9.235% | 9.481% | 9.735% | 10% | 10.27% | 10.56% | 10.67% | 0 | 0 | 0 | 0 | 0 | 0 | 0 | 0 | 0 | 0 | 0 | 0 | 0 | 0 | 0 | 0 | 0 | 0
[7 empty] | ON_Coal | 1 | 32 | 4.362% | 4.496% | 4.631% | 4.766% | 4.901% | 5.036% | 5.171% | 5.305% | 5.44% | 5.575% | 5.71% | 5.845% | 6.004% | 6.212% | 6.444% | 6.676% | 6.908% | 7.14% | 7.372% | 7.604% | 7.837% | 8.069% | 8.301% | 8.533% | 8.765% | 8.997% | 9.235% | 9.481% | 9.735% | 10% | 10.27% | 10.56% | 10.67% | 0 | 0 | 0 | 0 | 0 | 0 | 0 | 0 | 0 | 0 | 0 | 0 | 0 | 0 | 0 | 0 | 0
[7 empty] | ON_Coal | 1 | 33 | 4.227% | 4.362% | 4.496% | 4.631% | 4.766% | 4.901% | 5.036% | 5.171% | 5.305% | 5.44% | 5.575% | 5.71% | 5.845% | 6.004% | 6.212% | 6.444% | 6.676% | 6.908% | 7.14% | 7.372% | 7.604% | 7.837% | 8.069% | 8.301% | 8.533% | 8.765% | 8.997% | 9.235% | 9.481% | 9.735% | 10% | 10.27% | 10.56% | 10.67% | 0 | 0 | 0 | 0 | 0 | 0 | 0 | 0 | 0 | 0 | 0 | 0 | 0 | 0 | 0 | 0
[7 empty] | ON_Coal | 1 | 34 | 4.092% | 4.227% | 4.362% | 4.496% | 4.631% | 4.766% | 4.901% | 5.036% | 5.171% | 5.305% | 5.44% | 5.575% | 5.71% | 5.845% | 6.004% | 6.212% | 6.444% | 6.676% | 6.908% | 7.14% | 7.372% | 7.604% | 7.837% | 8.069% | 8.301% | 8.533% | 8.765% | 8.997% | 9.235% | 9.481% | 9.735% | 10% | 10.27% | 10.56% | 10.67% | 0 | 0 | 0 | 0 | 0 | 0 | 0 | 0 | 0 | 0 | 0 | 0 | 0 | 0 | 0
[7 empty] | ON_Coal | 1 | 35 | 3.957% | 4.092% | 4.227% | 4.362% | 4.496% | 4.631% | 4.766% | 4.901% | 5.036% | 5.171% | 5.305% | 5.44% | 5.575% | 5.71% | 5.845% | 6.004% | 6.212% | 6.444% | 6.676% | 6.908% | 7.14% | 7.372% | 7.604% | 7.837% | 8.069% | 8.301% | 8.533% | 8.765% | 8.997% | 9.235% | 9.481% | 9.735% | 10% | 10.27% | 10.56% | 10.67% | 0 | 0 | 0 | 0 | 0 | 0 | 0 | 0 | 0 | 0 | 0 | 0 | 0 | 0
[7 empty] | ON_Coal | 1 | 36 | 3.822% | 3.957% | 4.092% | 4.227% | 4.362% | 4.496% | 4.631% | 4.766% | 4.901% | 5.036% | 5.171% | 5.305% | 5.44% | 5.575% | 5.71% | 5.845% | 6.004% | 6.212% | 6.444% | 6.676% | 6.908% | 7.14% | 7.372% | 7.604% | 7.837% | 8.069% | 8.301% | 8.533% | 8.765% | 8.997% | 9.235% | 9.481% | 9.735% | 10% | 10.27% | 10.56% | 10.67% | 0 | 0 | 0 | 0 | 0 | 0 | 0 | 0 | 0 | 0 | 0 | 0 | 0
[7 empty] | ON_Coal | 1 | 37 | 3.687% | 3.822% | 3.957% | 4.092% | 4.227% | 4.362% | 4.496% | 4.631% | 4.766% | 4.901% | 5.036% | 5.171% | 5.305% | 5.44% | 5.575% | 5.71% | 5.845% | 6.004% | 6.212% | 6.444% | 6.676% | 6.908% | 7.14% | 7.372% | 7.604% | 7.837% | 8.069% | 8.301% | 8.533% | 8.765% | 8.997% | 9.235% | 9.481% | 9.735% | 10% | 10.27% | 10.56% | 10.67% | 0 | 0 | 0 | 0 | 0 | 0 | 0 | 0 | 0 | 0 | 0 | 0
[7 empty] | ON_Coal | 1 | 38 | 3.553% | 3.687% | 3.822% | 3.957% | 4.092% | 4.227% | 4.362% | 4.496% | 4.631% | 4.766% | 4.901% | 5.036% | 5.171% | 5.305% | 5.44% | 5.575% | 5.71% | 5.845% | 6.004% | 6.212% | 6.444% | 6.676% | 6.908% | 7.14% | 7.372% | 7.604% | 7.837% | 8.069% | 8.301% | 8.533% | 8.765% | 8.997% | 9.235% | 9.481% | 9.735% | 10% | 10.27% | 10.56% | 10.67% | 0 | 0 | 0 | 0 | 0 | 0 | 0 | 0 | 0 | 0 | 0
[7 empty] | ON_Coal | 1 | 39 | 3.418% | 3.553% | 3.687% | 3.822% | 3.957% | 4.092% | 4.227% | 4.362% | 4.496% | 4.631% | 4.766% | 4.901% | 5.036% | 5.171% | 5.305% | 5.44% | 5.575% | 5.71% | 5.845% | 6.004% | 6.212% | 6.444% | 6.676% | 6.908% | 7.14% | 7.372% | 7.604% | 7.837% | 8.069% | 8.301% | 8.533% | 8.765% | 8.997% | 9.235% | 9.481% | 9.735% | 10% | 10.27% | 10.56% | 10.67% | 0 | 0 | 0 | 0 | 0 | 0 | 0 | 0 | 0 | 0
[7 empty] | ON_Coal | 1 | 40 | 3.283% | 3.418% | 3.553% | 3.687% | 3.822% | 3.957% | 4.092% | 4.227% | 4.362% | 4.496% | 4.631% | 4.766% | 4.901% | 5.036% | 5.171% | 5.305% | 5.44% | 5.575% | 5.71% | 5.845% | 6.004% | 6.212% | 6.444% | 6.676% | 6.908% | 7.14% | 7.372% | 7.604% | 7.837% | 8.069% | 8.301% | 8.533% | 8.765% | 8.997% | 9.235% | 9.481% | 9.735% | 10% | 10.27% | 10.56% | 10.67% | 0 | 0 | 0 | 0 | 0 | 0 | 0 | 0 | 0
[7 empty] | ON_Coal | 1 | 41 | 3.148% | 3.283% | 3.418% | 3.553% | 3.687% | 3.822% | 3.957% | 4.092% | 4.227% | 4.362% | 4.496% | 4.631% | 4.766% | 4.901% | 5.036% | 5.171% | 5.305% | 5.44% | 5.575% | 5.71% | 5.845% | 6.004% | 6.212% | 6.444% | 6.676% | 6.908% | 7.14% | 7.372% | 7.604% | 7.837% | 8.069% | 8.301% | 8.533% | 8.765% | 8.997% | 9.235% | 9.481% | 9.735% | 10% | 10.27% | 10.56% | 10.67% | 0 | 0 | 0 | 0 | 0 | 0 | 0 | 0
[7 empty] | ON_Coal | 1 | 42 | 3.013% | 3.148% | 3.283% | 3.418% | 3.553% | 3.687% | 3.822% | 3.957% | 4.092% | 4.227% | 4.362% | 4.496% | 4.631% | 4.766% | 4.901% | 5.036% | 5.171% | 5.305% | 5.44% | 5.575% | 5.71% | 5.845% | 6.004% | 6.212% | 6.444% | 6.676% | 6.908% | 7.14% | 7.372% | 7.604% | 7.837% | 8.069% | 8.301% | 8.533% | 8.765% | 8.997% | 9.235% | 9.481% | 9.735% | 10% | 10.27% | 10.56% | 10.67% | 0 | 0 | 0 | 0 | 0 | 0 | 0
[7 empty] | ON_Coal | 1 | 43 | 2.878% | 3.013% | 3.148% | 3.283% | 3.418% | 3.553% | 3.687% | 3.822% | 3.957% | 4.092% | 4.227% | 4.362% | 4.496% | 4.631% | 4.766% | 4.901% | 5.036% | 5.171% | 5.305% | 5.44% | 5.575% | 5.71% | 5.845% | 6.004% | 6.212% | 6.444% | 6.676% | 6.908% | 7.14% | 7.372% | 7.604% | 7.837% | 8.069% | 8.301% | 8.533% | 8.765% | 8.997% | 9.235% | 9.481% | 9.735% | 10% | 10.27% | 10.56% | 10.67% | 0 | 0 | 0 | 0 | 0 | 0
[7 empty] | ON_Coal | 1 | 44 | 2.743% | 2.878% | 3.013% | 3.148% | 3.283% | 3.418% | 3.553% | 3.687% | 3.822% | 3.957% | 4.092% | 4.227% | 4.362% | 4.496% | 4.631% | 4.766% | 4.901% | 5.036% | 5.171% | 5.305% | 5.44% | 5.575% | 5.71% | 5.845% | 6.004% | 6.212% | 6.444% | 6.676% | 6.908% | 7.14% | 7.372% | 7.604% | 7.837% | 8.069% | 8.301% | 8.533% | 8.765% | 8.997% | 9.235% | 9.481% | 9.735% | 10% | 10.27% | 10.56% | 10.67% | 0 | 0 | 0 | 0 | 0
[7 empty] | ON_Coal | 1 | 45 | 2.609% | 2.743% | 2.878% | 3.013% | 3.148% | 3.283% | 3.418% | 3.553% | 3.687% | 3.822% | 3.957% | 4.092% | 4.227% | 4.362% | 4.496% | 4.631% | 4.766% | 4.901% | 5.036% | 5.171% | 5.305% | 5.44% | 5.575% | 5.71% | 5.845% | 6.004% | 6.212% | 6.444% | 6.676% | 6.908% | 7.14% | 7.372% | 7.604% | 7.837% | 8.069% | 8.301% | 8.533% | 8.765% | 8.997% | 9.235% | 9.481% | 9.735% | 10% | 10.27% | 10.56% | 10.67% | 0 | 0 | 0 | 0
[7 empty] | ON_Coal | 1 | 46 | 2.474% | 2.609% | 2.743% | 2.878% | 3.013% | 3.148% | 3.283% | 3.418% | 3.553% | 3.687% | 3.822% | 3.957% | 4.092% | 4.227% | 4.362% | 4.496% | 4.631% | 4.766% | 4.901% | 5.036% | 5.171% | 5.305% | 5.44% | 5.575% | 5.71% | 5.845% | 6.004% | 6.212% | 6.444% | 6.676% | 6.908% | 7.14% | 7.372% | 7.604% | 7.837% | 8.069% | 8.301% | 8.533% | 8.765% | 8.997% | 9.235% | 9.481% | 9.735% | 10% | 10.27% | 10.56% | 10.67% | 0 | 0 | 0
[7 empty] | ON_Coal | 1 | 47 | 2.339% | 2.474% | 2.609% | 2.743% | 2.878% | 3.013% | 3.148% | 3.283% | 3.418% | 3.553% | 3.687% | 3.822% | 3.957% | 4.092% | 4.227% | 4.362% | 4.496% | 4.631% | 4.766% | 4.901% | 5.036% | 5.171% | 5.305% | 5.44% | 5.575% | 5.71% | 5.845% | 6.004% | 6.212% | 6.444% | 6.676% | 6.908% | 7.14% | 7.372% | 7.604% | 7.837% | 8.069% | 8.301% | 8.533% | 8.765% | 8.997% | 9.235% | 9.481% | 9.735% | 10% | 10.27% | 10.56% | 10.67% | 0 | 0
[7 empty] | ON_Coal | 1 | 48 | 2.204% | 2.339% | 2.474% | 2.609% | 2.743% | 2.878% | 3.013% | 3.148% | 3.283% | 3.418% | 3.553% | 3.687% | 3.822% | 3.957% | 4.092% | 4.227% | 4.362% | 4.496% | 4.631% | 4.766% | 4.901% | 5.036% | 5.171% | 5.305% | 5.44% | 5.575% | 5.71% | 5.845% | 6.004% | 6.212% | 6.444% | 6.676% | 6.908% | 7.14% | 7.372% | 7.604% | 7.837% | 8.069% | 8.301% | 8.533% | 8.765% | 8.997% | 9.235% | 9.481% | 9.735% | 10% | 10.27% | 10.56% | 10.67% | 0
[7 empty] | ON_Coal | 1 | 49 | 0.020693 | 0.022041 | 0.02339 | 0.024738 | 0.026086 | 0.027435 | 0.028783 | 0.030132 | 0.03148 | 0.032828 | 0.034177 | 0.035525 | 0.036874 | 0.038222 | 0.03957 | 0.040919 | 0.042267 | 0.043616 | 0.044964 | 0.046312 | 0.047661 | 0.049009 | 0.050358 | 0.051706 | 0.053054 | 0.054403 | 0.055751 | 0.0571 | 0.058448 | 0.060041 | 0.062119 | 0.06444 | 0.066761 | 0.069082 | 0.071403 | 0.073724 | 0.076045 | 0.078366 | 0.080687 | 0.083006 | 0.085326 | 0.087647 | 0.089975 | 0.092349 | 0.094806 | 0.097353 | 0.099997 | 0.10275 | 0.10561 | 0.10665
[7 empty] | RR_Coal | 2 | 0 | 0.11872 | 0 | 0 | 0 | 0 | 0 | 0 | 0 | 0 | 0 | 0 | 0 | 0 | 0 | 0 | 0 | 0 | 0 | 0 | 0 | 0 | 0 | 0 | 0 | 0 | 0 | 0 | 0 | 0 | 0 | 0 | 0 | 0 | 0 | 0 | 0 | 0 | 0 | 0 | 0 | 0 | 0 | 0 | 0 | 0 | 0 | 0 | 0 | 0 | 0
[7 empty] | RR_Coal | 2 | 1 | 0.11764 | 0.11872 | 0 | 0 | 0 | 0 | 0 | 0 | 0 | 0 | 0 | 0 | 0 | 0 | 0 | 0 | 0 | 0 | 0 | 0 | 0 | 0 | 0 | 0 | 0 | 0 | 0 | 0 | 0 | 0 | 0 | 0 | 0 | 0 | 0 | 0 | 0 | 0 | 0 | 0 | 0 | 0 | 0 | 0 | 0 | 0 | 0 | 0 | 0 | 0
[7 empty] | RR_Coal | 2 | 2 | 0.11458 | 0.11764 | 0.11872 | 0 | 0 | 0 | 0 | 0 | 0 | 0 | 0 | 0 | 0 | 0 | 0 | 0 | 0 | 0 | 0 | 0 | 0 | 0 | 0 | 0 | 0 | 0 | 0 | 0 | 0 | 0 | 0 | 0 | 0 | 0 | 0 | 0 | 0 | 0 | 0 | 0 | 0 | 0 | 0 | 0 | 0 | 0 | 0 | 0 | 0 | 0
[7 empty] | RR_Coal | 2 | 3 | 0.11163 | 0.11458 | 0.11764 | 0.11872 | 0 | 0 | 0 | 0 | 0 | 0 | 0 | 0 | 0 | 0 | 0 | 0 | 0 | 0 | 0 | 0 | 0 | 0 | 0 | 0 | 0 | 0 | 0 | 0 | 0 | 0 | 0 | 0 | 0 | 0 | 0 | 0 | 0 | 0 | 0 | 0 | 0 | 0 | 0 | 0 | 0 | 0 | 0 | 0 | 0 | 0
[7 empty] | RR_Coal | 2 | 4 | 0.10879 | 0.11163 | 0.11458 | 0.11764 | 0.11872 | 0 | 0 | 0 | 0 | 0 | 0 | 0 | 0 | 0 | 0 | 0 | 0 | 0 | 0 | 0 | 0 | 0 | 0 | 0 | 0 | 0 | 0 | 0 | 0 | 0 | 0 | 0 | 0 | 0 | 0 | 0 | 0 | 0 | 0 | 0 | 0 | 0 | 0 | 0 | 0 | 0 | 0 | 0 | 0 | 0
[7 empty] | RR_Coal | 2 | 5 | 0.10605 | 0.10879 | 0.11163 | 0.11458 | 0.11764 | 0.11872 | 0 | 0 | 0 | 0 | 0 | 0 | 0 | 0 | 0 | 0 | 0 | 0 | 0 | 0 | 0 | 0 | 0 | 0 | 0 | 0 | 0 | 0 | 0 | 0 | 0 | 0 | 0 | 0 | 0 | 0 | 0 | 0 | 0 | 0 | 0 | 0 | 0 | 0 | 0 | 0 | 0 | 0 | 0 | 0
[7 empty] | RR_Coal | 2 | 6 | 0.10339 | 0.10605 | 0.10879 | 0.11163 | 0.11458 | 0.11764 | 0.11872 | 0 | 0 | 0 | 0 | 0 | 0 | 0 | 0 | 0 | 0 | 0 | 0 | 0 | 0 | 0 | 0 | 0 | 0 | 0 | 0 | 0 | 0 | 0 | 0 | 0 | 0 | 0 | 0 | 0 | 0 | 0 | 0 | 0 | 0 | 0 | 0 | 0 | 0 | 0 | 0 | 0 | 0 | 0
[7 empty] | RR_Coal | 2 | 7 | 0.10082 | 0.10339 | 0.10605 | 0.10879 | 0.11163 | 0.11458 | 0.11764 | 0.11872 | 0 | 0 | 0 | 0 | 0 | 0 | 0 | 0 | 0 | 0 | 0 | 0 | 0 | 0 | 0 | 0 | 0 | 0 | 0 | 0 | 0 | 0 | 0 | 0 | 0 | 0 | 0 | 0 | 0 | 0 | 0 | 0 | 0 | 0 | 0 | 0 | 0 | 0 | 0 | 0 | 0 | 0
[7 empty] | RR_Coal | 2 | 8 | 0.098291 | 0.10082 | 0.10339 | 0.10605 | 0.10879 | 0.11163 | 0.11458 | 0.11764 | 0.11872 | 0 | 0 | 0 | 0 | 0 | 0 | 0 | 0 | 0 | 0 | 0 | 0 | 0 | 0 | 0 | 0 | 0 | 0 | 0 | 0 | 0 | 0 | 0 | 0 | 0 | 0 | 0 | 0 | 0 | 0 | 0 | 0 | 0 | 0 | 0 | 0 | 0 | 0 | 0 | 0 | 0
[7 empty] | RR_Coal | 2 | 9 | 0.095772 | 0.098291 | 0.10082 | 0.10339 | 0.10605 | 0.10879 | 0.11163 | 0.11458 | 0.11764 | 0.11872 | 0 | 0 | 0 | 0 | 0 | 0 | 0 | 0 | 0 | 0 | 0 | 0 | 0 | 0 | 0 | 0 | 0 | 0 | 0 | 0 | 0 | 0 | 0 | 0 | 0 | 0 | 0 | 0 | 0 | 0 | 0 | 0 | 0 | 0 | 0 | 0 | 0 | 0 | 0 | 0
[7 empty] | RR_Coal | 2 | 10 | 0.093254 | 0.095772 | 0.098291 | 0.10082 | 0.10339 | 0.10605 | 0.10879 | 0.11163 | 0.11458 | 0.11764 | 0.11872 | 0 | 0 | 0 | 0 | 0 | 0 | 0 | 0 | 0 | 0 | 0 | 0 | 0 | 0 | 0 | 0 | 0 | 0 | 0 | 0 | 0 | 0 | 0 | 0 | 0 | 0 | 0 | 0 | 0 | 0 | 0 | 0 | 0 | 0 | 0 | 0 | 0 | 0 | 0
[7 empty] | RR_Coal | 2 | 11 | 0.090736 | 0.093254 | 0.095772 | 0.098291 | 0.10082 | 0.10339 | 0.10605 | 0.10879 | 0.11163 | 0.11458 | 0.11764 | 0.11872 | 0 | 0 | 0 | 0 | 0 | 0 | 0 | 0 | 0 | 0 | 0 | 0 | 0 | 0 | 0 | 0 | 0 | 0 | 0 | 0 | 0 | 0 | 0 | 0 | 0 | 0 | 0 | 0 | 0 | 0 | 0 | 0 | 0 | 0 | 0 | 0 | 0 | 0
[7 empty] | RR_Coal | 2 | 12 | 0.088216 | 0.090736 | 0.093254 | 0.095772 | 0.098291 | 0.10082 | 0.10339 | 0.10605 | 0.10879 | 0.11163 | 0.11458 | 0.11764 | 0.11872 | 0 | 0 | 0 | 0 | 0 | 0 | 0 | 0 | 0 | 0 | 0 | 0 | 0 | 0 | 0 | 0 | 0 | 0 | 0 | 0 | 0 | 0 | 0 | 0 | 0 | 0 | 0 | 0 | 0 | 0 | 0 | 0 | 0 | 0 | 0 | 0 | 0
[7 empty] | RR_Coal | 2 | 13 | 0.085697 | 0.088216 | 0.090736 | 0.093254 | 0.095772 | 0.098291 | 0.10082 | 0.10339 | 0.10605 | 0.10879 | 0.11163 | 0.11458 | 0.11764 | 0.11872 | 0 | 0 | 0 | 0 | 0 | 0 | 0 | 0 | 0 | 0 | 0 | 0 | 0 | 0 | 0 | 0 | 0 | 0 | 0 | 0 | 0 | 0 | 0 | 0 | 0 | 0 | 0 | 0 | 0 | 0 | 0 | 0 | 0 | 0 | 0 | 0
[7 empty] | RR_Coal | 2 | 14 | 0.083177 | 0.085697 | 0.088216 | 0.090736 | 0.093254 | 0.095772 | 0.098291 | 0.10082 | 0.10339 | 0.10605 | 0.10879 | 0.11163 | 0.11458 | 0.11764 | 0.11872 | 0 | 0 | 0 | 0 | 0 | 0 | 0 | 0 | 0 | 0 | 0 | 0 | 0 | 0 | 0 | 0 | 0 | 0 | 0 | 0 | 0 | 0 | 0 | 0 | 0 | 0 | 0 | 0 | 0 | 0 | 0 | 0 | 0 | 0 | 0
[7 empty] | RR_Coal | 2 | 15 | 0.080658 | 0.083177 | 0.085697 | 0.088216 | 0.090736 | 0.093254 | 0.095772 | 0.098291 | 0.10082 | 0.10339 | 0.10605 | 0.10879 | 0.11163 | 0.11458 | 0.11764 | 0.11872 | 0 | 0 | 0 | 0 | 0 | 0 | 0 | 0 | 0 | 0 | 0 | 0 | 0 | 0 | 0 | 0 | 0 | 0 | 0 | 0 | 0 | 0 | 0 | 0 | 0 | 0 | 0 | 0 | 0 | 0 | 0 | 0 | 0 | 0
[7 empty] | RR_Coal | 2 | 16 | 0.078139 | 0.080658 | 0.083177 | 0.085697 | 0.088216 | 0.090736 | 0.093254 | 0.095772 | 0.098291 | 0.10082 | 0.10339 | 0.10605 | 0.10879 | 0.11163 | 0.11458 | 0.11764 | 0.11872 | 0 | 0 | 0 | 0 | 0 | 0 | 0 | 0 | 0 | 0 | 0 | 0 | 0 | 0 | 0 | 0 | 0 | 0 | 0 | 0 | 0 | 0 | 0 | 0 | 0 | 0 | 0 | 0 | 0 | 0 | 0 | 0 | 0
[7 empty] | RR_Coal | 2 | 17 | 0.075619 | 0.078139 | 0.080658 | 0.083177 | 0.085697 | 0.088216 | 0.090736 | 0.093254 | 0.095772 | 0.098291 | 0.10082 | 0.10339 | 0.10605 | 0.10879 | 0.11163 | 0.11458 | 0.11764 | 0.11872 | 0 | 0 | 0 | 0 | 0 | 0 | 0 | 0 | 0 | 0 | 0 | 0 | 0 | 0 | 0 | 0 | 0 | 0 | 0 | 0 | 0 | 0 | 0 | 0 | 0 | 0 | 0 | 0 | 0 | 0 | 0 | 0
[7 empty] | RR_Coal | 2 | 18 | 0.0731 | 0.075619 | 0.078139 | 0.080658 | 0.083177 | 0.085697 | 0.088216 | 0.090736 | 0.093254 | 0.095772 | 0.098291 | 0.10082 | 0.10339 | 0.10605 | 0.10879 | 0.11163 | 0.11458 | 0.11764 | 0.11872 | 0 | 0 | 0 | 0 | 0 | 0 | 0 | 0 | 0 | 0 | 0 | 0 | 0 | 0 | 0 | 0 | 0 | 0 | 0 | 0 | 0 | 0 | 0 | 0 | 0 | 0 | 0 | 0 | 0 | 0 | 0
[7 empty] | RR_Coal | 2 | 19 | 0.070581 | 0.0731 | 0.075619 | 0.078139 | 0.080658 | 0.083177 | 0.085697 | 0.088216 | 0.090736 | 0.093254 | 0.095772 | 0.098291 | 0.10082 | 0.10339 | 0.10605 | 0.10879 | 0.11163 | 0.11458 | 0.11764 | 0.11872 | 0 | 0 | 0 | 0 | 0 | 0 | 0 | 0 | 0 | 0 | 0 | 0 | 0 | 0 | 0 | 0 | 0 | 0 | 0 | 0 | 0 | 0 | 0 | 0 | 0 | 0 | 0 | 0 | 0 | 0
[7 empty] | RR_Coal | 2 | 20 | 0.068303 | 0.070581 | 0.0731 | 0.075619 | 0.078139 | 0.080658 | 0.083177 | 0.085697 | 0.088216 | 0.090736 | 0.093254 | 0.095772 | 0.098291 | 0.10082 | 0.10339 | 0.10605 | 0.10879 | 0.11163 | 0.11458 | 0.11764 | 0.11872 | 0 | 0 | 0 | 0 | 0 | 0 | 0 | 0 | 0 | 0 | 0 | 0 | 0 | 0 | 0 | 0 | 0 | 0 | 0 | 0 | 0 | 0 | 0 | 0 | 0 | 0 | 0 | 0 | 0
[7 empty] | RR_Coal | 2 | 21 | 0.066512 | 0.068303 | 0.070581 | 0.0731 | 0.075619 | 0.078139 | 0.080658 | 0.083177 | 0.085697 | 0.088216 | 0.090736 | 0.093254 | 0.095772 | 0.098291 | 0.10082 | 0.10339 | 0.10605 | 0.10879 | 0.11163 | 0.11458 | 0.11764 | 0.11872 | 0 | 0 | 0 | 0 | 0 | 0 | 0 | 0 | 0 | 0 | 0 | 0 | 0 | 0 | 0 | 0 | 0 | 0 | 0 | 0 | 0 | 0 | 0 | 0 | 0 | 0 | 0 | 0
[7 empty] | RR_Coal | 2 | 22 | 0.064965 | 0.066512 | 0.068303 | 0.070581 | 0.0731 | 0.075619 | 0.078139 | 0.080658 | 0.083177 | 0.085697 | 0.088216 | 0.090736 | 0.093254 | 0.095772 | 0.098291 | 0.10082 | 0.10339 | 0.10605 | 0.10879 | 0.11163 | 0.11458 | 0.11764 | 0.11872 | 0 | 0 | 0 | 0 | 0 | 0 | 0 | 0 | 0 | 0 | 0 | 0 | 0 | 0 | 0 | 0 | 0 | 0 | 0 | 0 | 0 | 0 | 0 | 0 | 0 | 0 | 0
[7 empty] | RR_Coal | 2 | 23 | 0.063419 | 0.064965 | 0.066512 | 0.068303 | 0.070581 | 0.0731 | 0.075619 | 0.078139 | 0.080658 | 0.083177 | 0.085697 | 0.088216 | 0.090736 | 0.093254 | 0.095772 | 0.098291 | 0.10082 | 0.10339 | 0.10605 | 0.10879 | 0.11163 | 0.11458 | 0.11764 | 0.11872 | 0 | 0 | 0 | 0 | 0 | 0 | 0 | 0 | 0 | 0 | 0 | 0 | 0 | 0 | 0 | 0 | 0 | 0 | 0 | 0 | 0 | 0 | 0 | 0 | 0 | 0
[7 empty] | RR_Coal | 2 | 24 | 0.061872 | 0.063419 | 0.064965 | 0.066512 | 0.068303 | 0.070581 | 0.0731 | 0.075619 | 0.078139 | 0.080658 | 0.083177 | 0.085697 | 0.088216 | 0.090736 | 0.093254 | 0.095772 | 0.098291 | 0.10082 | 0.10339 | 0.10605 | 0.10879 | 0.11163 | 0.11458 | 0.11764 | 0.11872 | 0 | 0 | 0 | 0 | 0 | 0 | 0 | 0 | 0 | 0 | 0 | 0 | 0 | 0 | 0 | 0 | 0 | 0 | 0 | 0 | 0 | 0 | 0 | 0 | 0
[7 empty] | RR_Coal | 2 | 25 | 0.060325 | 0.061872 | 0.063419 | 0.064965 | 0.066512 | 0.068303 | 0.070581 | 0.0731 | 0.075619 | 0.078139 | 0.080658 | 0.083177 | 0.085697 | 0.088216 | 0.090736 | 0.093254 | 0.095772 | 0.098291 | 0.10082 | 0.10339 | 0.10605 | 0.10879 | 0.11163 | 0.11458 | 0.11764 | 0.11872 | 0 | 0 | 0 | 0 | 0 | 0 | 0 | 0 | 0 | 0 | 0 | 0 | 0 | 0 | 0 | 0 | 0 | 0 | 0 | 0 | 0 | 0 | 0 | 0
[7 empty] | RR_Coal | 2 | 26 | 0.058778 | 0.060325 | 0.061872 | 0.063419 | 0.064965 | 0.066512 | 0.068303 | 0.070581 | 0.0731 | 0.075619 | 0.078139 | 0.080658 | 0.083177 | 0.085697 | 0.088216 | 0.090736 | 0.093254 | 0.095772 | 0.098291 | 0.10082 | 0.10339 | 0.10605 | 0.10879 | 0.11163 | 0.11458 | 0.11764 | 0.11872 | 0 | 0 | 0 | 0 | 0 | 0 | 0 | 0 | 0 | 0 | 0 | 0 | 0 | 0 | 0 | 0 | 0 | 0 | 0 | 0 | 0 | 0 | 0
[7 empty] | RR_Coal | 2 | 27 | 0.057231 | 0.058778 | 0.060325 | 0.061872 | 0.063419 | 0.064965 | 0.066512 | 0.068303 | 0.070581 | 0.0731 | 0.075619 | 0.078139 | 0.080658 | 0.083177 | 0.085697 | 0.088216 | 0.090736 | 0.093254 | 0.095772 | 0.098291 | 0.10082 | 0.10339 | 0.10605 | 0.10879 | 0.11163 | 0.11458 | 0.11764 | 0.11872 | 0 | 0 | 0 | 0 | 0 | 0 | 0 | 0 | 0 | 0 | 0 | 0 | 0 | 0 | 0 | 0 | 0 | 0 | 0 | 0 | 0 | 0
[7 empty] | RR_Coal | 2 | 28 | 0.055684 | 0.057231 | 0.058778 | 0.060325 | 0.061872 | 0.063419 | 0.064965 | 0.066512 | 0.068303 | 0.070581 | 0.0731 | 0.075619 | 0.078139 | 0.080658 | 0.083177 | 0.085697 | 0.088216 | 0.090736 | 0.093254 | 0.095772 | 0.098291 | 0.10082 | 0.10339 | 0.10605 | 0.10879 | 0.11163 | 0.11458 | 0.11764 | 0.11872 | 0 | 0 | 0 | 0 | 0 | 0 | 0 | 0 | 0 | 0 | 0 | 0 | 0 | 0 | 0 | 0 | 0 | 0 | 0 | 0 | 0
[7 empty] | RR_Coal | 2 | 29 | 0.054137 | 0.055684 | 0.057231 | 0.058778 | 0.060325 | 0.061872 | 0.063419 | 0.064965 | 0.066512 | 0.068303 | 0.070581 | 0.0731 | 0.075619 | 0.078139 | 0.080658 | 0.083177 | 0.085697 | 0.088216 | 0.090736 | 0.093254 | 0.095772 | 0.098291 | 0.10082 | 0.10339 | 0.10605 | 0.10879 | 0.11163 | 0.11458 | 0.11764 | 0.11872 | 0 | 0 | 0 | 0 | 0 | 0 | 0 | 0 | 0 | 0 | 0 | 0 | 0 | 0 | 0 | 0 | 0 | 0 | 0 | 0
[7 empty] | RR_Coal | 2 | 30 | 0.052591 | 0.054137 | 0.055684 | 0.057231 | 0.058778 | 0.060325 | 0.061872 | 0.063419 | 0.064965 | 0.066512 | 0.068303 | 0.070581 | 0.0731 | 0.075619 | 0.078139 | 0.080658 | 0.083177 | 0.085697 | 0.088216 | 0.090736 | 0.093254 | 0.095772 | 0.098291 | 0.10082 | 0.10339 | 0.10605 | 0.10879 | 0.11163 | 0.11458 | 0.11764 | 0.11872 | 0 | 0 | 0 | 0 | 0 | 0 | 0 | 0 | 0 | 0 | 0 | 0 | 0 | 0 | 0 | 0 | 0 | 0 | 0
[7 empty] | RR_Coal | 2 | 31 | 0.051044 | 0.052591 | 0.054137 | 0.055684 | 0.057231 | 0.058778 | 0.060325 | 0.061872 | 0.063419 | 0.064965 | 0.066512 | 0.068303 | 0.070581 | 0.0731 | 0.075619 | 0.078139 | 0.080658 | 0.083177 | 0.085697 | 0.088216 | 0.090736 | 0.093254 | 0.095772 | 0.098291 | 0.10082 | 0.10339 | 0.10605 | 0.10879 | 0.11163 | 0.11458 | 0.11764 | 0.11872 | 0 | 0 | 0 | 0 | 0 | 0 | 0 | 0 | 0 | 0 | 0 | 0 | 0 | 0 | 0 | 0 | 0 | 0
[7 empty] | RR_Coal | 2 | 32 | 0.049497 | 0.051044 | 0.052591 | 0.054137 | 0.055684 | 0.057231 | 0.058778 | 0.060325 | 0.061872 | 0.063419 | 0.064965 | 0.066512 | 0.068303 | 0.070581 | 0.0731 | 0.075619 | 0.078139 | 0.080658 | 0.083177 | 0.085697 | 0.088216 | 0.090736 | 0.093254 | 0.095772 | 0.098291 | 0.10082 | 0.10339 | 0.10605 | 0.10879 | 0.11163 | 0.11458 | 0.11764 | 0.11872 | 0 | 0 | 0 | 0 | 0 | 0 | 0 | 0 | 0 | 0 | 0 | 0 | 0 | 0 | 0 | 0 | 0
[7 empty] | RR_Coal | 2 | 33 | 0.04795 | 0.049497 | 0.051044 | 0.052591 | 0.054137 | 0.055684 | 0.057231 | 0.058778 | 0.060325 | 0.061872 | 0.063419 | 0.064965 | 0.066512 | 0.068303 | 0.070581 | 0.0731 | 0.075619 | 0.078139 | 0.080658 | 0.083177 | 0.085697 | 0.088216 | 0.090736 | 0.093254 | 0.095772 | 0.098291 | 0.10082 | 0.10339 | 0.10605 | 0.10879 | 0.11163 | 0.11458 | 0.11764 | 0.11872 | 0 | 0 | 0 | 0 | 0 | 0 | 0 | 0 | 0 | 0 | 0 | 0 | 0 | 0 | 0 | 0
[7 empty] | RR_Coal | 2 | 34 | 0.046403 | 0.04795 | 0.049497 | 0.051044 | 0.052591 | 0.054137 | 0.055684 | 0.057231 | 0.058778 | 0.060325 | 0.061872 | 0.063419 | 0.064965 | 0.066512 | 0.068303 | 0.070581 | 0.0731 | 0.075619 | 0.078139 | 0.080658 | 0.083177 | 0.085697 | 0.088216 | 0.090736 | 0.093254 | 0.095772 | 0.098291 | 0.10082 | 0.10339 | 0.10605 | 0.10879 | 0.11163 | 0.11458 | 0.11764 | 0.11872 | 0 | 0 | 0 | 0 | 0 | 0 | 0 | 0 | 0 | 0 | 0 | 0 | 0 | 0 | 0
[7 empty] | RR_Coal | 2 | 35 | 0.044856 | 0.046403 | 0.04795 | 0.049497 | 0.051044 | 0.052591 | 0.054137 | 0.055684 | 0.057231 | 0.058778 | 0.060325 | 0.061872 | 0.063419 | 0.064965 | 0.066512 | 0.068303 | 0.070581 | 0.0731 | 0.075619 | 0.078139 | 0.080658 | 0.083177 | 0.085697 | 0.088216 | 0.090736 | 0.093254 | 0.095772 | 0.098291 | 0.10082 | 0.10339 | 0.10605 | 0.10879 | 0.11163 | 0.11458 | 0.11764 | 0.11872 | 0 | 0 | 0 | 0 | 0 | 0 | 0 | 0 | 0 | 0 | 0 | 0 | 0 | 0
[7 empty] | RR_Coal | 2 | 36 | 0.043309 | 0.044856 | 0.046403 | 0.04795 | 0.049497 | 0.051044 | 0.052591 | 0.054137 | 0.055684 | 0.057231 | 0.058778 | 0.060325 | 0.061872 | 0.063419 | 0.064965 | 0.066512 | 0.068303 | 0.070581 | 0.0731 | 0.075619 | 0.078139 | 0.080658 | 0.083177 | 0.085697 | 0.088216 | 0.090736 | 0.093254 | 0.095772 | 0.098291 | 0.10082 | 0.10339 | 0.10605 | 0.10879 | 0.11163 | 0.11458 | 0.11764 | 0.11872 | 0 | 0 | 0 | 0 | 0 | 0 | 0 | 0 | 0 | 0 | 0 | 0 | 0
[7 empty] | RR_Coal | 2 | 37 | 0.041763 | 0.043309 | 0.044856 | 0.046403 | 0.04795 | 0.049497 | 0.051044 | 0.052591 | 0.054137 | 0.055684 | 0.057231 | 0.058778 | 0.060325 | 0.061872 | 0.063419 | 0.064965 | 0.066512 | 0.068303 | 0.070581 | 0.0731 | 0.075619 | 0.078139 | 0.080658 | 0.083177 | 0.085697 | 0.088216 | 0.090736 | 0.093254 | 0.095772 | 0.098291 | 0.10082 | 0.10339 | 0.10605 | 0.10879 | 0.11163 | 0.11458 | 0.11764 | 0.11872 | 0 | 0 | 0 | 0 | 0 | 0 | 0 | 0 | 0 | 0 | 0 | 0
[7 empty] | RR_Coal | 2 | 38 | 0.040216 | 0.041763 | 0.043309 | 0.044856 | 0.046403 | 0.04795 | 0.049497 | 0.051044 | 0.052591 | 0.054137 | 0.055684 | 0.057231 | 0.058778 | 0.060325 | 0.061872 | 0.063419 | 0.064965 | 0.066512 | 0.068303 | 0.070581 | 0.0731 | 0.075619 | 0.078139 | 0.080658 | 0.083177 | 0.085697 | 0.088216 | 0.090736 | 0.093254 | 0.095772 | 0.098291 | 0.10082 | 0.10339 | 0.10605 | 0.10879 | 0.11163 | 0.11458 | 0.11764 | 0.11872 | 0 | 0 | 0 | 0 | 0 | 0 | 0 | 0 | 0 | 0 | 0
[7 empty] | RR_Coal | 2 | 39 | 0.038669 | 0.040216 | 0.041763 | 0.043309 | 0.044856 | 0.046403 | 0.04795 | 0.049497 | 0.051044 | 0.052591 | 0.054137 | 0.055684 | 0.057231 | 0.058778 | 0.060325 | 0.061872 | 0.063419 | 0.064965 | 0.066512 | 0.068303 | 0.070581 | 0.0731 | 0.075619 | 0.078139 | 0.080658 | 0.083177 | 0.085697 | 0.088216 | 0.090736 | 0.093254 | 0.095772 | 0.098291 | 0.10082 | 0.10339 | 0.10605 | 0.10879 | 0.11163 | 0.11458 | 0.11764 | 0.11872 | 0 | 0 | 0 | 0 | 0 | 0 | 0 | 0 | 0 | 0
[7 empty] | RR_Coal | 2 | 40 | 0.037122 | 0.038669 | 0.040216 | 0.041763 | 0.043309 | 0.044856 | 0.046403 | 0.04795 | 0.049497 | 0.051044 | 0.052591 | 0.054137 | 0.055684 | 0.057231 | 0.058778 | 0.060325 | 0.061872 | 0.063419 | 0.064965 | 0.066512 | 0.068303 | 0.070581 | 0.0731 | 0.075619 | 0.078139 | 0.080658 | 0.083177 | 0.085697 | 0.088216 | 0.090736 | 0.093254 | 0.095772 | 0.098291 | 0.10082 | 0.10339 | 0.10605 | 0.10879 | 0.11163 | 0.11458 | 0.11764 | 0.11872 | 0 | 0 | 0 | 0 | 0 | 0 | 0 | 0 | 0
[7 empty] | RR_Coal | 2 | 41 | 0.035575 | 0.037122 | 0.038669 | 0.040216 | 0.041763 | 0.043309 | 0.044856 | 0.046403 | 0.04795 | 0.049497 | 0.051044 | 0.052591 | 0.054137 | 0.055684 | 0.057231 | 0.058778 | 0.060325 | 0.061872 | 0.063419 | 0.064965 | 0.066512 | 0.068303 | 0.070581 | 0.0731 | 0.075619 | 0.078139 | 0.080658 | 0.083177 | 0.085697 | 0.088216 | 0.090736 | 0.093254 | 0.095772 | 0.098291 | 0.10082 | 0.10339 | 0.10605 | 0.10879 | 0.11163 | 0.11458 | 0.11764 | 0.11872 | 0 | 0 | 0 | 0 | 0 | 0 | 0 | 0
[7 empty] | RR_Coal | 2 | 42 | 0.034028 | 0.035575 | 0.037122 | 0.038669 | 0.040216 | 0.041763 | 0.043309 | 0.044856 | 0.046403 | 0.04795 | 0.049497 | 0.051044 | 0.052591 | 0.054137 | 0.055684 | 0.057231 | 0.058778 | 0.060325 | 0.061872 | 0.063419 | 0.064965 | 0.066512 | 0.068303 | 0.070581 | 0.0731 | 0.075619 | 0.078139 | 0.080658 | 0.083177 | 0.085697 | 0.088216 | 0.090736 | 0.093254 | 0.095772 | 0.098291 | 0.10082 | 0.10339 | 0.10605 | 0.10879 | 0.11163 | 0.11458 | 0.11764 | 0.11872 | 0 | 0 | 0 | 0 | 0 | 0 | 0
[7 empty] | RR_Coal | 2 | 43 | 0.032481 | 0.034028 | 0.035575 | 0.037122 | 0.038669 | 0.040216 | 0.041763 | 0.043309 | 0.044856 | 0.046403 | 0.04795 | 0.049497 | 0.051044 | 0.052591 | 0.054137 | 0.055684 | 0.057231 | 0.058778 | 0.060325 | 0.061872 | 0.063419 | 0.064965 | 0.066512 | 0.068303 | 0.070581 | 0.0731 | 0.075619 | 0.078139 | 0.080658 | 0.083177 | 0.085697 | 0.088216 | 0.090736 | 0.093254 | 0.095772 | 0.098291 | 0.10082 | 0.10339 | 0.10605 | 0.10879 | 0.11163 | 0.11458 | 0.11764 | 0.11872 | 0 | 0 | 0 | 0 | 0 | 0
[7 empty] | RR_Coal | 2 | 44 | 0.030935 | 0.032481 | 0.034028 | 0.035575 | 0.037122 | 0.038669 | 0.040216 | 0.041763 | 0.043309 | 0.044856 | 0.046403 | 0.04795 | 0.049497 | 0.051044 | 0.052591 | 0.054137 | 0.055684 | 0.057231 | 0.058778 | 0.060325 | 0.061872 | 0.063419 | 0.064965 | 0.066512 | 0.068303 | 0.070581 | 0.0731 | 0.075619 | 0.078139 | 0.080658 | 0.083177 | 0.085697 | 0.088216 | 0.090736 | 0.093254 | 0.095772 | 0.098291 | 0.10082 | 0.10339 | 0.10605 | 0.10879 | 0.11163 | 0.11458 | 0.11764 | 0.11872 | 0 | 0 | 0 | 0 | 0
[7 empty] | RR_Coal | 2 | 45 | 0.029388 | 0.030935 | 0.032481 | 0.034028 | 0.035575 | 0.037122 | 0.038669 | 0.040216 | 0.041763 | 0.043309 | 0.044856 | 0.046403 | 0.04795 | 0.049497 | 0.051044 | 0.052591 | 0.054137 | 0.055684 | 0.057231 | 0.058778 | 0.060325 | 0.061872 | 0.063419 | 0.064965 | 0.066512 | 0.068303 | 0.070581 | 0.0731 | 0.075619 | 0.078139 | 0.080658 | 0.083177 | 0.085697 | 0.088216 | 0.090736 | 0.093254 | 0.095772 | 0.098291 | 0.10082 | 0.10339 | 0.10605 | 0.10879 | 0.11163 | 0.11458 | 0.11764 | 0.11872 | 0 | 0 | 0 | 0
[7 empty] | RR_Coal | 2 | 46 | 0.027841 | 0.029388 | 0.030935 | 0.032481 | 0.034028 | 0.035575 | 0.037122 | 0.038669 | 0.040216 | 0.041763 | 0.043309 | 0.044856 | 0.046403 | 0.04795 | 0.049497 | 0.051044 | 0.052591 | 0.054137 | 0.055684 | 0.057231 | 0.058778 | 0.060325 | 0.061872 | 0.063419 | 0.064965 | 0.066512 | 0.068303 | 0.070581 | 0.0731 | 0.075619 | 0.078139 | 0.080658 | 0.083177 | 0.085697 | 0.088216 | 0.090736 | 0.093254 | 0.095772 | 0.098291 | 0.10082 | 0.10339 | 0.10605 | 0.10879 | 0.11163 | 0.11458 | 0.11764 | 0.11872 | 0 | 0 | 0
[7 empty] | RR_Coal | 2 | 47 | 0.026294 | 0.027841 | 0.029388 | 0.030935 | 0.032481 | 0.034028 | 0.035575 | 0.037122 | 0.038669 | 0.040216 | 0.041763 | 0.043309 | 0.044856 | 0.046403 | 0.04795 | 0.049497 | 0.051044 | 0.052591 | 0.054137 | 0.055684 | 0.057231 | 0.058778 | 0.060325 | 0.061872 | 0.063419 | 0.064965 | 0.066512 | 0.068303 | 0.070581 | 0.0731 | 0.075619 | 0.078139 | 0.080658 | 0.083177 | 0.085697 | 0.088216 | 0.090736 | 0.093254 | 0.095772 | 0.098291 | 0.10082 | 0.10339 | 0.10605 | 0.10879 | 0.11163 | 0.11458 | 0.11764 | 0.11872 | 0 | 0
[7 empty] | RR_Coal | 2 | 48 | 0.024747 | 0.026294 | 0.027841 | 0.029388 | 0.030935 | 0.032481 | 0.034028 | 0.035575 | 0.037122 | 0.038669 | 0.040216 | 0.041763 | 0.043309 | 0.044856 | 0.046403 | 0.04795 | 0.049497 | 0.051044 | 0.052591 | 0.054137 | 0.055684 | 0.057231 | 0.058778 | 0.060325 | 0.061872 | 0.063419 | 0.064965 | 0.066512 | 0.068303 | 0.070581 | 0.0731 | 0.075619 | 0.078139 | 0.080658 | 0.083177 | 0.085697 | 0.088216 | 0.090736 | 0.093254 | 0.095772 | 0.098291 | 0.10082 | 0.10339 | 0.10605 | 0.10879 | 0.11163 | 0.11458 | 0.11764 | 0.11872 | 0
[7 empty] | RR_Coal | 2 | 49 | 0.0232 | 0.024747 | 0.026294 | 0.027841 | 0.029388 | 0.030935 | 0.032481 | 0.034028 | 0.035575 | 0.037122 | 0.038669 | 0.040216 | 0.041763 | 0.043309 | 0.044856 | 0.046403 | 0.04795 | 0.049497 | 0.051044 | 0.052591 | 0.054137 | 0.055684 | 0.057231 | 0.058778 | 0.060325 | 0.061872 | 0.063419 | 0.064965 | 0.066512 | 0.068303 | 0.070581 | 0.0731 | 0.075619 | 0.078139 | 0.080658 | 0.083177 | 0.085697 | 0.088216 | 0.090736 | 0.093254 | 0.095772 | 0.098291 | 0.10082 | 0.10339 | 0.10605 | 0.10879 | 0.11163 | 0.11458 | 0.11764 | 0.11872
[7 empty] | RR_GH2SCR | 3 | 0 | 0.16813 | 0 | 0 | 0 | 0 | 0 | 0 | 0 | 0 | 0 | 0 | 0 | 0 | 0 | 0 | 0 | 0 | 0 | 0 | 0 | 0 | 0 | 0 | 0 | 0 | 0 | 0 | 0 | 0 | 0 | 0 | 0 | 0 | 0 | 0 | 0 | 0 | 0 | 0 | 0 | 0 | 0 | 0 | 0 | 0 | 0 | 0 | 0 | 0 | 0
[7 empty] | RR_GH2SCR | 3 | 1 | 0.179 | 0.16813 | 0 | 0 | 0 | 0 | 0 | 0 | 0 | 0 | 0 | 0 | 0 | 0 | 0 | 0 | 0 | 0 | 0 | 0 | 0 | 0 | 0 | 0 | 0 | 0 | 0 | 0 | 0 | 0 | 0 | 0 | 0 | 0 | 0 | 0 | 0 | 0 | 0 | 0 | 0 | 0 | 0 | 0 | 0 | 0 | 0 | 0 | 0 | 0
[7 empty] | RR_GH2SCR | 3 | 2 | 0.17074 | 0.179 | 0.16813 | 0 | 0 | 0 | 0 | 0 | 0 | 0 | 0 | 0 | 0 | 0 | 0 | 0 | 0 | 0 | 0 | 0 | 0 | 0 | 0 | 0 | 0 | 0 | 0 | 0 | 0 | 0 | 0 | 0 | 0 | 0 | 0 | 0 | 0 | 0 | 0 | 0 | 0 | 0 | 0 | 0 | 0 | 0 | 0 | 0 | 0 | 0
[7 empty] | RR_GH2SCR | 3 | 3 | 0.16258 | 0.17074 | 0.179 | 0.16813 | 0 | 0 | 0 | 0 | 0 | 0 | 0 | 0 | 0 | 0 | 0 | 0 | 0 | 0 | 0 | 0 | 0 | 0 | 0 | 0 | 0 | 0 | 0 | 0 | 0 | 0 | 0 | 0 | 0 | 0 | 0 | 0 | 0 | 0 | 0 | 0 | 0 | 0 | 0 | 0 | 0 | 0 | 0 | 0 | 0 | 0
[7 empty] | RR_GH2SCR | 3 | 4 | 0.15453 | 0.16258 | 0.17074 | 0.179 | 0.16813 | 0 | 0 | 0 | 0 | 0 | 0 | 0 | 0 | 0 | 0 | 0 | 0 | 0 | 0 | 0 | 0 | 0 | 0 | 0 | 0 | 0 | 0 | 0 | 0 | 0 | 0 | 0 | 0 | 0 | 0 | 0 | 0 | 0 | 0 | 0 | 0 | 0 | 0 | 0 | 0 | 0 | 0 | 0 | 0 | 0
[7 empty] | RR_GH2SCR | 3 | 5 | 0.14658 | 0.15453 | 0.16258 | 0.17074 | 0.179 | 0.16813 | 0 | 0 | 0 | 0 | 0 | 0 | 0 | 0 | 0 | 0 | 0 | 0 | 0 | 0 | 0 | 0 | 0 | 0 | 0 | 0 | 0 | 0 | 0 | 0 | 0 | 0 | 0 | 0 | 0 | 0 | 0 | 0 | 0 | 0 | 0 | 0 | 0 | 0 | 0 | 0 | 0 | 0 | 0 | 0
[7 empty] | RR_GH2SCR | 3 | 6 | 0.13871 | 0.14658 | 0.15453 | 0.16258 | 0.17074 | 0.179 | 0.16813 | 0 | 0 | 0 | 0 | 0 | 0 | 0 | 0 | 0 | 0 | 0 | 0 | 0 | 0 | 0 | 0 | 0 | 0 | 0 | 0 | 0 | 0 | 0 | 0 | 0 | 0 | 0 | 0 | 0 | 0 | 0 | 0 | 0 | 0 | 0 | 0 | 0 | 0 | 0 | 0 | 0 | 0 | 0
[7 empty] | RR_GH2SCR | 3 | 7 | 0.13093 | 0.13871 | 0.14658 | 0.15453 | 0.16258 | 0.17074 | 0.179 | 0.16813 | 0 | 0 | 0 | 0 | 0 | 0 | 0 | 0 | 0 | 0 | 0 | 0 | 0 | 0 | 0 | 0 | 0 | 0 | 0 | 0 | 0 | 0 | 0 | 0 | 0 | 0 | 0 | 0 | 0 | 0 | 0 | 0 | 0 | 0 | 0 | 0 | 0 | 0 | 0 | 0 | 0 | 0
[7 empty] | RR_GH2SCR | 3 | 8 | 0.1232 | 0.13093 | 0.13871 | 0.14658 | 0.15453 | 0.16258 | 0.17074 | 0.179 | 0.16813 | 0 | 0 | 0 | 0 | 0 | 0 | 0 | 0 | 0 | 0 | 0 | 0 | 0 | 0 | 0 | 0 | 0 | 0 | 0 | 0 | 0 | 0 | 0 | 0 | 0 | 0 | 0 | 0 | 0 | 0 | 0 | 0 | 0 | 0 | 0 | 0 | 0 | 0 | 0 | 0 | 0
[7 empty] | RR_GH2SCR | 3 | 9 | 0.11547 | 0.1232 | 0.13093 | 0.13871 | 0.14658 | 0.15453 | 0.16258 | 0.17074 | 0.179 | 0.16813 | 0 | 0 | 0 | 0 | 0 | 0 | 0 | 0 | 0 | 0 | 0 | 0 | 0 | 0 | 0 | 0 | 0 | 0 | 0 | 0 | 0 | 0 | 0 | 0 | 0 | 0 | 0 | 0 | 0 | 0 | 0 | 0 | 0 | 0 | 0 | 0 | 0 | 0 | 0 | 0
[7 empty] | RR_GH2SCR | 3 | 10 | 0.018409 | 0.11547 | 0.1232 | 0.13093 | 0.13871 | 0.14658 | 0.15453 | 0.16258 | 0.17074 | 0.179 | 0.16813 | 0 | 0 | 0 | 0 | 0 | 0 | 0 | 0 | 0 | 0 | 0 | 0 | 0 | 0 | 0 | 0 | 0 | 0 | 0 | 0 | 0 | 0 | 0 | 0 | 0 | 0 | 0 | 0 | 0 | 0 | 0 | 0 | 0 | 0 | 0 | 0 | 0 | 0 | 0
[7 empty] | RR_GH2SCR | 3 | 11 | 0 | 0.018409 | 0.11547 | 0.1232 | 0.13093 | 0.13871 | 0.14658 | 0.15453 | 0.16258 | 0.17074 | 0.179 | 0.16813 | 0 | 0 | 0 | 0 | 0 | 0 | 0 | 0 | 0 | 0 | 0 | 0 | 0 | 0 | 0 | 0 | 0 | 0 | 0 | 0 | 0 | 0 | 0 | 0 | 0 | 0 | 0 | 0 | 0 | 0 | 0 | 0 | 0 | 0 | 0 | 0 | 0 | 0
[7 empty] | RR_GH2SCR | 3 | 12 | 0 | 0 | 0.018409 | 0.11547 | 0.1232 | 0.13093 | 0.13871 | 0.14658 | 0.15453 | 0.16258 | 0.17074 | 0.179 | 0.16813 | 0 | 0 | 0 | 0 | 0 | 0 | 0 | 0 | 0 | 0 | 0 | 0 | 0 | 0 | 0 | 0 | 0 | 0 | 0 | 0 | 0 | 0 | 0 | 0 | 0 | 0 | 0 | 0 | 0 | 0 | 0 | 0 | 0 | 0 | 0 | 0 | 0
[7 empty] | RR_GH2SCR | 3 | 13 | 0 | 0 | 0 | 0.018409 | 0.11547 | 0.1232 | 0.13093 | 0.13871 | 0.14658 | 0.15453 | 0.16258 | 0.17074 | 0.179 | 0.16813 | 0 | 0 | 0 | 0 | 0 | 0 | 0 | 0 | 0 | 0 | 0 | 0 | 0 | 0 | 0 | 0 | 0 | 0 | 0 | 0 | 0 | 0 | 0 | 0 | 0 | 0 | 0 | 0 | 0 | 0 | 0 | 0 | 0 | 0 | 0 | 0
[7 empty] | RR_GH2SCR | 3 | 14 | 0 | 0 | 0 | 0 | 0.018409 | 0.11547 | 0.1232 | 0.13093 | 0.13871 | 0.14658 | 0.15453 | 0.16258 | 0.17074 | 0.179 | 0.16813 | 0 | 0 | 0 | 0 | 0 | 0 | 0 | 0 | 0 | 0 | 0 | 0 | 0 | 0 | 0 | 0 | 0 | 0 | 0 | 0 | 0 | 0 | 0 | 0 | 0 | 0 | 0 | 0 | 0 | 0 | 0 | 0 | 0 | 0 | 0
[7 empty] | RR_GH2SCR | 3 | 15 | 0 | 0 | 0 | 0 | 0 | 0.018409 | 0.11547 | 0.1232 | 0.13093 | 0.13871 | 0.14658 | 0.15453 | 0.16258 | 0.17074 | 0.179 | 0.16813 | 0 | 0 | 0 | 0 | 0 | 0 | 0 | 0 | 0 | 0 | 0 | 0 | 0 | 0 | 0 | 0 | 0 | 0 | 0 | 0 | 0 | 0 | 0 | 0 | 0 | 0 | 0 | 0 | 0 | 0 | 0 | 0 | 0 | 0
[7 empty] | RR_GH2SCR | 3 | 16 | 0 | 0 | 0 | 0 | 0 | 0 | 0.018409 | 0.11547 | 0.1232 | 0.13093 | 0.13871 | 0.14658 | 0.15453 | 0.16258 | 0.17074 | 0.179 | 0.16813 | 0 | 0 | 0 | 0 | 0 | 0 | 0 | 0 | 0 | 0 | 0 | 0 | 0 | 0 | 0 | 0 | 0 | 0 | 0 | 0 | 0 | 0 | 0 | 0 | 0 | 0 | 0 | 0 | 0 | 0 | 0 | 0 | 0
[7 empty] | RR_GH2SCR | 3 | 17 | 0 | 0 | 0 | 0 | 0 | 0 | 0 | 0.018409 | 0.11547 | 0.1232 | 0.13093 | 0.13871 | 0.14658 | 0.15453 | 0.16258 | 0.17074 | 0.179 | 0.16813 | 0 | 0 | 0 | 0 | 0 | 0 | 0 | 0 | 0 | 0 | 0 | 0 | 0 | 0 | 0 | 0 | 0 | 0 | 0 | 0 | 0 | 0 | 0 | 0 | 0 | 0 | 0 | 0 | 0 | 0 | 0 | 0
[7 empty] | RR_GH2SCR | 3 | 18 | 0 | 0 | 0 | 0 | 0 | 0 | 0 | 0 | 0.018409 | 0.11547 | 0.1232 | 0.13093 | 0.13871 | 0.14658 | 0.15453 | 0.16258 | 0.17074 | 0.179 | 0.16813 | 0 | 0 | 0 | 0 | 0 | 0 | 0 | 0 | 0 | 0 | 0 | 0 | 0 | 0 | 0 | 0 | 0 | 0 | 0 | 0 | 0 | 0 | 0 | 0 | 0 | 0 | 0 | 0 | 0 | 0 | 0
[7 empty] | RR_GH2SCR | 3 | 19 | 0 | 0 | 0 | 0 | 0 | 0 | 0 | 0 | 0 | 0.018409 | 0.11547 | 0.1232 | 0.13093 | 0.13871 | 0.14658 | 0.15453 | 0.16258 | 0.17074 | 0.179 | 0.16813 | 0 | 0 | 0 | 0 | 0 | 0 | 0 | 0 | 0 | 0 | 0 | 0 | 0 | 0 | 0 | 0 | 0 | 0 | 0 | 0 | 0 | 0 | 0 | 0 | 0 | 0 | 0 | 0 | 0 | 0
[7 empty] | RR_GH2SCR | 3 | 20 | 0 | 0 | 0 | 0 | 0 | 0 | 0 | 0 | 0 | 0 | 0.018409 | 0.11547 | 0.1232 | 0.13093 | 0.13871 | 0.14658 | 0.15453 | 0.16258 | 0.17074 | 0.179 | 0.16813 | 0 | 0 | 0 | 0 | 0 | 0 | 0 | 0 | 0 | 0 | 0 | 0 | 0 | 0 | 0 | 0 | 0 | 0 | 0 | 0 | 0 | 0 | 0 | 0 | 0 | 0 | 0 | 0 | 0
[7 empty] | RR_GH2SCR | 3 | 21 | 0 | 0 | 0 | 0 | 0 | 0 | 0 | 0 | 0 | 0 | 0 | 0.018409 | 0.11547 | 0.1232 | 0.13093 | 0.13871 | 0.14658 | 0.15453 | 0.16258 | 0.17074 | 0.179 | 0.16813 | 0 | 0 | 0 | 0 | 0 | 0 | 0 | 0 | 0 | 0 | 0 | 0 | 0 | 0 | 0 | 0 | 0 | 0 | 0 | 0 | 0 | 0 | 0 | 0 | 0 | 0 | 0 | 0
[7 empty] | RR_GH2SCR | 3 | 22 | 0 | 0 | 0 | 0 | 0 | 0 | 0 | 0 | 0 | 0 | 0 | 0 | 0.018409 | 0.11547 | 0.1232 | 0.13093 | 0.13871 | 0.14658 | 0.15453 | 0.16258 | 0.17074 | 0.179 | 0.16813 | 0 | 0 | 0 | 0 | 0 | 0 | 0 | 0 | 0 | 0 | 0 | 0 | 0 | 0 | 0 | 0 | 0 | 0 | 0 | 0 | 0 | 0 | 0 | 0 | 0 | 0 | 0
[7 empty] | RR_GH2SCR | 3 | 23 | 0 | 0 | 0 | 0 | 0 | 0 | 0 | 0 | 0 | 0 | 0 | 0 | 0 | 0.018409 | 0.11547 | 0.1232 | 0.13093 | 0.13871 | 0.14658 | 0.15453 | 0.16258 | 0.17074 | 0.179 | 0.16813 | 0 | 0 | 0 | 0 | 0 | 0 | 0 | 0 | 0 | 0 | 0 | 0 | 0 | 0 | 0 | 0 | 0 | 0 | 0 | 0 | 0 | 0 | 0 | 0 | 0 | 0
[7 empty] | RR_GH2SCR | 3 | 24 | 0 | 0 | 0 | 0 | 0 | 0 | 0 | 0 | 0 | 0 | 0 | 0 | 0 | 0 | 0.018409 | 0.11547 | 0.1232 | 0.13093 | 0.13871 | 0.14658 | 0.15453 | 0.16258 | 0.17074 | 0.179 | 0.16813 | 0 | 0 | 0 | 0 | 0 | 0 | 0 | 0 | 0 | 0 | 0 | 0 | 0 | 0 | 0 | 0 | 0 | 0 | 0 | 0 | 0 | 0 | 0 | 0 | 0
[7 empty] | RR_GH2SCR | 3 | 25 | 0 | 0 | 0 | 0 | 0 | 0 | 0 | 0 | 0 | 0 | 0 | 0 | 0 | 0 | 0 | 0.018409 | 0.11547 | 0.1232 | 0.13093 | 0.13871 | 0.14658 | 0.15453 | 0.16258 | 0.17074 | 0.179 | 0.16813 | 0 | 0 | 0 | 0 | 0 | 0 | 0 | 0 | 0 | 0 | 0 | 0 | 0 | 0 | 0 | 0 | 0 | 0 | 0 | 0 | 0 | 0 | 0 | 0
[7 empty] | RR_GH2SCR | 3 | 26 | 0 | 0 | 0 | 0 | 0 | 0 | 0 | 0 | 0 | 0 | 0 | 0 | 0 | 0 | 0 | 0 | 0.018409 | 0.11547 | 0.1232 | 0.13093 | 0.13871 | 0.14658 | 0.15453 | 0.16258 | 0.17074 | 0.179 | 0.16813 | 0 | 0 | 0 | 0 | 0 | 0 | 0 | 0 | 0 | 0 | 0 | 0 | 0 | 0 | 0 | 0 | 0 | 0 | 0 | 0 | 0 | 0 | 0
[7 empty] | RR_GH2SCR | 3 | 27 | 0 | 0 | 0 | 0 | 0 | 0 | 0 | 0 | 0 | 0 | 0 | 0 | 0 | 0 | 0 | 0 | 0 | 0.018409 | 0.11547 | 0.1232 | 0.13093 | 0.13871 | 0.14658 | 0.15453 | 0.16258 | 0.17074 | 0.179 | 0.16813 | 0 | 0 | 0 | 0 | 0 | 0 | 0 | 0 | 0 | 0 | 0 | 0 | 0 | 0 | 0 | 0 | 0 | 0 | 0 | 0 | 0 | 0
[7 empty] | RR_GH2SCR | 3 | 28 | 0 | 0 | 0 | 0 | 0 | 0 | 0 | 0 | 0 | 0 | 0 | 0 | 0 | 0 | 0 | 0 | 0 | 0 | 0.018409 | 0.11547 | 0.1232 | 0.13093 | 0.13871 | 0.14658 | 0.15453 | 0.16258 | 0.17074 | 0.179 | 0.16813 | 0 | 0 | 0 | 0 | 0 | 0 | 0 | 0 | 0 | 0 | 0 | 0 | 0 | 0 | 0 | 0 | 0 | 0 | 0 | 0 | 0
[7 empty] | RR_GH2SCR | 3 | 29 | 0 | 0 | 0 | 0 | 0 | 0 | 0 | 0 | 0 | 0 | 0 | 0 | 0 | 0 | 0 | 0 | 0 | 0 | 0 | 0.018409 | 0.11547 | 0.1232 | 0.13093 | 0.13871 | 0.14658 | 0.15453 | 0.16258 | 0.17074 | 0.179 | 0.16813 | 0 | 0 | 0 | 0 | 0 | 0 | 0 | 0 | 0 | 0 | 0 | 0 | 0 | 0 | 0 | 0 | 0 | 0 | 0 | 0
[7 empty] | RR_GH2SCR | 3 | 30 | 0 | 0 | 0 | 0 | 0 | 0 | 0 | 0 | 0 | 0 | 0 | 0 | 0 | 0 | 0 | 0 | 0 | 0 | 0 | 0 | 0.018409 | 0.11547 | 0.1232 | 0.13093 | 0.13871 | 0.14658 | 0.15453 | 0.16258 | 0.17074 | 0.179 | 0.16813 | 0 | 0 | 0 | 0 | 0 | 0 | 0 | 0 | 0 | 0 | 0 | 0 | 0 | 0 | 0 | 0 | 0 | 0 | 0
[7 empty] | RR_GH2SCR | 3 | 31 | 0 | 0 | 0 | 0 | 0 | 0 | 0 | 0 | 0 | 0 | 0 | 0 | 0 | 0 | 0 | 0 | 0 | 0 | 0 | 0 | 0 | 0.018409 | 0.11547 | 0.1232 | 0.13093 | 0.13871 | 0.14658 | 0.15453 | 0.16258 | 0.17074 | 0.179 | 0.16813 | 0 | 0 | 0 | 0 | 0 | 0 | 0 | 0 | 0 | 0 | 0 | 0 | 0 | 0 | 0 | 0 | 0 | 0
[7 empty] | RR_GH2SCR | 3 | 32 | 0 | 0 | 0 | 0 | 0 | 0 | 0 | 0 | 0 | 0 | 0 | 0 | 0 | 0 | 0 | 0 | 0 | 0 | 0 | 0 | 0 | 0 | 0.018409 | 0.11547 | 0.1232 | 0.13093 | 0.13871 | 0.14658 | 0.15453 | 0.16258 | 0.17074 | 0.179 | 0.16813 | 0 | 0 | 0 | 0 | 0 | 0 | 0 | 0 | 0 | 0 | 0 | 0 | 0 | 0 | 0 | 0 | 0
[7 empty] | RR_GH2SCR | 3 | 33 | 0 | 0 | 0 | 0 | 0 | 0 | 0 | 0 | 0 | 0 | 0 | 0 | 0 | 0 | 0 | 0 | 0 | 0 | 0 | 0 | 0 | 0 | 0 | 0.018409 | 0.11547 | 0.1232 | 0.13093 | 0.13871 | 0.14658 | 0.15453 | 0.16258 | 0.17074 | 0.179 | 0.16813 | 0 | 0 | 0 | 0 | 0 | 0 | 0 | 0 | 0 | 0 | 0 | 0 | 0 | 0 | 0 | 0
[7 empty] | RR_GH2SCR | 3 | 34 | 0 | 0 | 0 | 0 | 0 | 0 | 0 | 0 | 0 | 0 | 0 | 0 | 0 | 0 | 0 | 0 | 0 | 0 | 0 | 0 | 0 | 0 | 0 | 0 | 0.018409 | 0.11547 | 0.1232 | 0.13093 | 0.13871 | 0.14658 | 0.15453 | 0.16258 | 0.17074 | 0.179 | 0.16813 | 0 | 0 | 0 | 0 | 0 | 0 | 0 | 0 | 0 | 0 | 0 | 0 | 0 | 0 | 0
[7 empty] | RR_GH2SCR | 3 | 35 | 0 | 0 | 0 | 0 | 0 | 0 | 0 | 0 | 0 | 0 | 0 | 0 | 0 | 0 | 0 | 0 | 0 | 0 | 0 | 0 | 0 | 0 | 0 | 0 | 0 | 0.018409 | 0.11547 | 0.1232 | 0.13093 | 0.13871 | 0.14658 | 0.15453 | 0.16258 | 0.17074 | 0.179 | 0.16813 | 0 | 0 | 0 | 0 | 0 | 0 | 0 | 0 | 0 | 0 | 0 | 0 | 0 | 0
[7 empty] | RR_GH2SCR | 3 | 36 | 0 | 0 | 0 | 0 | 0 | 0 | 0 | 0 | 0 | 0 | 0 | 0 | 0 | 0 | 0 | 0 | 0 | 0 | 0 | 0 | 0 | 0 | 0 | 0 | 0 | 0 | 0.018409 | 0.11547 | 0.1232 | 0.13093 | 0.13871 | 0.14658 | 0.15453 | 0.16258 | 0.17074 | 0.179 | 0.16813 | 0 | 0 | 0 | 0 | 0 | 0 | 0 | 0 | 0 | 0 | 0 | 0 | 0
[7 empty] | RR_GH2SCR | 3 | 37 | 0 | 0 | 0 | 0 | 0 | 0 | 0 | 0 | 0 | 0 | 0 | 0 | 0 | 0 | 0 | 0 | 0 | 0 | 0 | 0 | 0 | 0 | 0 | 0 | 0 | 0 | 0 | 0.018409 | 0.11547 | 0.1232 | 0.13093 | 0.13871 | 0.14658 | 0.15453 | 0.16258 | 0.17074 | 0.179 | 0.16813 | 0 | 0 | 0 | 0 | 0 | 0 | 0 | 0 | 0 | 0 | 0 | 0
[7 empty] | RR_GH2SCR | 3 | 38 | 0 | 0 | 0 | 0 | 0 | 0 | 0 | 0 | 0 | 0 | 0 | 0 | 0 | 0 | 0 | 0 | 0 | 0 | 0 | 0 | 0 | 0 | 0 | 0 | 0 | 0 | 0 | 0 | 0.018409 | 0.11547 | 0.1232 | 0.13093 | 0.13871 | 0.14658 | 0.15453 | 0.16258 | 0.17074 | 0.179 | 0.16813 | 0 | 0 | 0 | 0 | 0 | 0 | 0 | 0 | 0 | 0 | 0
[7 empty] | RR_GH2SCR | 3 | 39 | 0 | 0 | 0 | 0 | 0 | 0 | 0 | 0 | 0 | 0 | 0 | 0 | 0 | 0 | 0 | 0 | 0 | 0 | 0 | 0 | 0 | 0 | 0 | 0 | 0 | 0 | 0 | 0 | 0 | 0.018409 | 0.11547 | 0.1232 | 0.13093 | 0.13871 | 0.14658 | 0.15453 | 0.16258 | 0.17074 | 0.179 | 0.16813 | 0 | 0 | 0 | 0 | 0 | 0 | 0 | 0 | 0 | 0
[7 empty] | RR_GH2SCR | 3 | 40 | 0 | 0 | 0 | 0 | 0 | 0 | 0 | 0 | 0 | 0 | 0 | 0 | 0 | 0 | 0 | 0 | 0 | 0 | 0 | 0 | 0 | 0 | 0 | 0 | 0 | 0 | 0 | 0 | 0 | 0 | 0.018409 | 0.11547 | 0.1232 | 0.13093 | 0.13871 | 0.14658 | 0.15453 | 0.16258 | 0.17074 | 0.179 | 0.16813 | 0 | 0 | 0 | 0 | 0 | 0 | 0 | 0 | 0
[7 empty] | RR_GH2SCR | 3 | 41 | 0 | 0 | 0 | 0 | 0 | 0 | 0 | 0 | 0 | 0 | 0 | 0 | 0 | 0 | 0 | 0 | 0 | 0 | 0 | 0 | 0 | 0 | 0 | 0 | 0 | 0 | 0 | 0 | 0 | 0 | 0 | 0.018409 | 0.11547 | 0.1232 | 0.13093 | 0.13871 | 0.14658 | 0.15453 | 0.16258 | 0.17074 | 0.179 | 0.16813 | 0 | 0 | 0 | 0 | 0 | 0 | 0 | 0
[7 empty] | RR_GH2SCR | 3 | 42 | 0 | 0 | 0 | 0 | 0 | 0 | 0 | 0 | 0 | 0 | 0 | 0 | 0 | 0 | 0 | 0 | 0 | 0 | 0 | 0 | 0 | 0 | 0 | 0 | 0 | 0 | 0 | 0 | 0 | 0 | 0 | 0 | 0.018409 | 0.11547 | 0.1232 | 0.13093 | 0.13871 | 0.14658 | 0.15453 | 0.16258 | 0.17074 | 0.179 | 0.16813 | 0 | 0 | 0 | 0 | 0 | 0 | 0
[7 empty] | RR_GH2SCR | 3 | 43 | 0 | 0 | 0 | 0 | 0 | 0 | 0 | 0 | 0 | 0 | 0 | 0 | 0 | 0 | 0 | 0 | 0 | 0 | 0 | 0 | 0 | 0 | 0 | 0 | 0 | 0 | 0 | 0 | 0 | 0 | 0 | 0 | 0 | 0.018409 | 0.11547 | 0.1232 | 0.13093 | 0.13871 | 0.14658 | 0.15453 | 0.16258 | 0.17074 | 0.179 | 0.16813 | 0 | 0 | 0 | 0 | 0 | 0
[7 empty] | RR_GH2SCR | 3 | 44 | 0 | 0 | 0 | 0 | 0 | 0 | 0 | 0 | 0 | 0 | 0 | 0 | 0 | 0 | 0 | 0 | 0 | 0 | 0 | 0 | 0 | 0 | 0 | 0 | 0 | 0 | 0 | 0 | 0 | 0 | 0 | 0 | 0 | 0 | 0.018409 | 0.11547 | 0.1232 | 0.13093 | 0.13871 | 0.14658 | 0.15453 | 0.16258 | 0.17074 | 0.179 | 0.16813 | 0 | 0 | 0 | 0 | 0
[7 empty] | RR_GH2SCR | 3 | 45 | 0 | 0 | 0 | 0 | 0 | 0 | 0 | 0 | 0 | 0 | 0 | 0 | 0 | 0 | 0 | 0 | 0 | 0 | 0 | 0 | 0 | 0 | 0 | 0 | 0 | 0 | 0 | 0 | 0 | 0 | 0 | 0 | 0 | 0 | 0 | 0.018409 | 0.11547 | 0.1232 | 0.13093 | 0.13871 | 0.14658 | 0.15453 | 0.16258 | 0.17074 | 0.179 | 0.16813 | 0 | 0 | 0 | 0
[7 empty] | RR_GH2SCR | 3 | 46 | 0 | 0 | 0 | 0 | 0 | 0 | 0 | 0 | 0 | 0 | 0 | 0 | 0 | 0 | 0 | 0 | 0 | 0 | 0 | 0 | 0 | 0 | 0 | 0 | 0 | 0 | 0 | 0 | 0 | 0 | 0 | 0 | 0 | 0 | 0 | 0 | 0.018409 | 0.11547 | 0.1232 | 0.13093 | 0.13871 | 0.14658 | 0.15453 | 0.16258 | 0.17074 | 0.179 | 0.16813 | 0 | 0 | 0
[7 empty] | RR_GH2SCR | 3 | 47 | 0 | 0 | 0 | 0 | 0 | 0 | 0 | 0 | 0 | 0 | 0 | 0 | 0 | 0 | 0 | 0 | 0 | 0 | 0 | 0 | 0 | 0 | 0 | 0 | 0 | 0 | 0 | 0 | 0 | 0 | 0 | 0 | 0 | 0 | 0 | 0 | 0 | 0.018409 | 0.11547 | 0.1232 | 0.13093 | 0.13871 | 0.14658 | 0.15453 | 0.16258 | 0.17074 | 0.179 | 0.16813 | 0 | 0
[7 empty] | RR_GH2SCR | 3 | 48 | 0 | 0 | 0 | 0 | 0 | 0 | 0 | 0 | 0 | 0 | 0 | 0 | 0 | 0 | 0 | 0 | 0 | 0 | 0 | 0 | 0 | 0 | 0 | 0 | 0 | 0 | 0 | 0 | 0 | 0 | 0 | 0 | 0 | 0 | 0 | 0 | 0 | 0 | 0.018409 | 0.11547 | 0.1232 | 0.13093 | 0.13871 | 0.14658 | 0.15453 | 0.16258 | 0.17074 | 0.179 | 0.16813 | 0
[7 empty] | RR_GH2SCR | 3 | 49 | 0 | 0 | 0 | 0 | 0 | 0 | 0 | 0 | 0 | 0 | 0 | 0 | 0 | 0 | 0 | 0 | 0 | 0 | 0 | 0 | 0 | 0 | 0 | 0 | 0 | 0 | 0 | 0 | 0 | 0 | 0 | 0 | 0 | 0 | 0 | 0 | 0 | 0 | 0 | 0.018409 | 0.11547 | 0.1232 | 0.13093 | 0.13871 | 0.14658 | 0.15453 | 0.16258 | 0.17074 | 0.179 | 0.16813
[7 empty] | GH2SCR | 4 | 0 | 0.24829 | 0 | 0 | 0 | 0 | 0 | 0 | 0 | 0 | 0 | 0 | 0 | 0 | 0 | 0 | 0 | 0 | 0 | 0 | 0 | 0 | 0 | 0 | 0 | 0 | 0 | 0 | 0 | 0 | 0 | 0 | 0 | 0 | 0 | 0 | 0 | 0 | 0 | 0 | 0 | 0 | 0 | 0 | 0 | 0 | 0 | 0 | 0 | 0 | 0
[7 empty] | GH2SCR | 4 | 1 | 0 | 0.24829 | 0 | 0 | 0 | 0 | 0 | 0 | 0 | 0 | 0 | 0 | 0 | 0 | 0 | 0 | 0 | 0 | 0 | 0 | 0 | 0 | 0 | 0 | 0 | 0 | 0 | 0 | 0 | 0 | 0 | 0 | 0 | 0 | 0 | 0 | 0 | 0 | 0 | 0 | 0 | 0 | 0 | 0 | 0 | 0 | 0 | 0 | 0 | 0
[7 empty] | GH2SCR | 4 | 2 | 0 | 0 | 0.24829 | 0 | 0 | 0 | 0 | 0 | 0 | 0 | 0 | 0 | 0 | 0 | 0 | 0 | 0 | 0 | 0 | 0 | 0 | 0 | 0 | 0 | 0 | 0 | 0 | 0 | 0 | 0 | 0 | 0 | 0 | 0 | 0 | 0 | 0 | 0 | 0 | 0 | 0 | 0 | 0 | 0 | 0 | 0 | 0 | 0 | 0 | 0
[7 empty] | GH2SCR | 4 | 3 | 0 | 0 | 0 | 0.24829 | 0 | 0 | 0 | 0 | 0 | 0 | 0 | 0 | 0 | 0 | 0 | 0 | 0 | 0 | 0 | 0 | 0 | 0 | 0 | 0 | 0 | 0 | 0 | 0 | 0 | 0 | 0 | 0 | 0 | 0 | 0 | 0 | 0 | 0 | 0 | 0 | 0 | 0 | 0 | 0 | 0 | 0 | 0 | 0 | 0 | 0
[7 empty] | GH2SCR | 4 | 4 | 0 | 0 | 0 | 0 | 0.24829 | 0 | 0 | 0 | 0 | 0 | 0 | 0 | 0 | 0 | 0 | 0 | 0 | 0 | 0 | 0 | 0 | 0 | 0 | 0 | 0 | 0 | 0 | 0 | 0 | 0 | 0 | 0 | 0 | 0 | 0 | 0 | 0 | 0 | 0 | 0 | 0 | 0 | 0 | 0 | 0 | 0 | 0 | 0 | 0 | 0
[7 empty] | GH2SCR | 4 | 5 | 0 | 0 | 0 | 0 | 0 | 0.24829 | 0 | 0 | 0 | 0 | 0 | 0 | 0 | 0 | 0 | 0 | 0 | 0 | 0 | 0 | 0 | 0 | 0 | 0 | 0 | 0 | 0 | 0 | 0 | 0 | 0 | 0 | 0 | 0 | 0 | 0 | 0 | 0 | 0 | 0 | 0 | 0 | 0 | 0 | 0 | 0 | 0 | 0 | 0 | 0
[7 empty] | GH2SCR | 4 | 6 | 0 | 0 | 0 | 0 | 0 | 0 | 0.24829 | 0 | 0 | 0 | 0 | 0 | 0 | 0 | 0 | 0 | 0 | 0 | 0 | 0 | 0 | 0 | 0 | 0 | 0 | 0 | 0 | 0 | 0 | 0 | 0 | 0 | 0 | 0 | 0 | 0 | 0 | 0 | 0 | 0 | 0 | 0 | 0 | 0 | 0 | 0 | 0 | 0 | 0 | 0
[7 empty] | GH2SCR | 4 | 7 | 0 | 0 | 0 | 0 | 0 | 0 | 0 | 0.24829 | 0 | 0 | 0 | 0 | 0 | 0 | 0 | 0 | 0 | 0 | 0 | 0 | 0 | 0 | 0 | 0 | 0 | 0 | 0 | 0 | 0 | 0 | 0 | 0 | 0 | 0 | 0 | 0 | 0 | 0 | 0 | 0 | 0 | 0 | 0 | 0 | 0 | 0 | 0 | 0 | 0 | 0
[7 empty] | GH2SCR | 4 | 8 | 0 | 0 | 0 | 0 | 0 | 0 | 0 | 0 | 0.24829 | 0 | 0 | 0 | 0 | 0 | 0 | 0 | 0 | 0 | 0 | 0 | 0 | 0 | 0 | 0 | 0 | 0 | 0 | 0 | 0 | 0 | 0 | 0 | 0 | 0 | 0 | 0 | 0 | 0 | 0 | 0 | 0 | 0 | 0 | 0 | 0 | 0 | 0 | 0 | 0 | 0
[7 empty] | GH2SCR | 4 | 9 | 0 | 0 | 0 | 0 | 0 | 0 | 0 | 0 | 0 | 0.24829 | 0 | 0 | 0 | 0 | 0 | 0 | 0 | 0 | 0 | 0 | 0 | 0 | 0 | 0 | 0 | 0 | 0 | 0 | 0 | 0 | 0 | 0 | 0 | 0 | 0 | 0 | 0 | 0 | 0 | 0 | 0 | 0 | 0 | 0 | 0 | 0 | 0 | 0 | 0 | 0
[7 empty] | GH2SCR | 4 | 10 | 0 | 0 | 0 | 0 | 0 | 0 | 0 | 0 | 0 | 0 | 0.24829 | 0 | 0 | 0 | 0 | 0 | 0 | 0 | 0 | 0 | 0 | 0 | 0 | 0 | 0 | 0 | 0 | 0 | 0 | 0 | 0 | 0 | 0 | 0 | 0 | 0 | 0 | 0 | 0 | 0 | 0 | 0 | 0 | 0 | 0 | 0 | 0 | 0 | 0 | 0
[7 empty] | GH2SCR | 4 | 11 | 0 | 0 | 0 | 0 | 0 | 0 | 0 | 0 | 0 | 0 | 0 | 0.24829 | 0 | 0 | 0 | 0 | 0 | 0 | 0 | 0 | 0 | 0 | 0 | 0 | 0 | 0 | 0 | 0 | 0 | 0 | 0 | 0 | 0 | 0 | 0 | 0 | 0 | 0 | 0 | 0 | 0 | 0 | 0 | 0 | 0 | 0 | 0 | 0 | 0 | 0
[7 empty] | GH2SCR | 4 | 12 | 0 | 0 | 0 | 0 | 0 | 0 | 0 | 0 | 0 | 0 | 0 | 0 | 0.24829 | 0 | 0 | 0 | 0 | 0 | 0 | 0 | 0 | 0 | 0 | 0 | 0 | 0 | 0 | 0 | 0 | 0 | 0 | 0 | 0 | 0 | 0 | 0 | 0 | 0 | 0 | 0 | 0 | 0 | 0 | 0 | 0 | 0 | 0 | 0 | 0 | 0
[7 empty] | GH2SCR | 4 | 13 | 0 | 0 | 0 | 0 | 0 | 0 | 0 | 0 | 0 | 0 | 0 | 0 | 0 | 0.24829 | 0 | 0 | 0 | 0 | 0 | 0 | 0 | 0 | 0 | 0 | 0 | 0 | 0 | 0 | 0 | 0 | 0 | 0 | 0 | 0 | 0 | 0 | 0 | 0 | 0 | 0 | 0 | 0 | 0 | 0 | 0 | 0 | 0 | 0 | 0 | 0
[7 empty] | GH2SCR | 4 | 14 | 0 | 0 | 0 | 0 | 0 | 0 | 0 | 0 | 0 | 0 | 0 | 0 | 0 | 0 | 0.24829 | 0 | 0 | 0 | 0 | 0 | 0 | 0 | 0 | 0 | 0 | 0 | 0 | 0 | 0 | 0 | 0 | 0 | 0 | 0 | 0 | 0 | 0 | 0 | 0 | 0 | 0 | 0 | 0 | 0 | 0 | 0 | 0 | 0 | 0 | 0
[7 empty] | GH2SCR | 4 | 15 | 0 | 0 | 0 | 0 | 0 | 0 | 0 | 0 | 0 | 0 | 0 | 0 | 0 | 0 | 0 | 0.24829 | 0 | 0 | 0 | 0 | 0 | 0 | 0 | 0 | 0 | 0 | 0 | 0 | 0 | 0 | 0 | 0 | 0 | 0 | 0 | 0 | 0 | 0 | 0 | 0 | 0 | 0 | 0 | 0 | 0 | 0 | 0 | 0 | 0 | 0
[7 empty] | GH2SCR | 4 | 16 | 0 | 0 | 0 | 0 | 0 | 0 | 0 | 0 | 0 | 0 | 0 | 0 | 0 | 0 | 0 | 0 | 0.24829 | 0 | 0 | 0 | 0 | 0 | 0 | 0 | 0 | 0 | 0 | 0 | 0 | 0 | 0 | 0 | 0 | 0 | 0 | 0 | 0 | 0 | 0 | 0 | 0 | 0 | 0 | 0 | 0 | 0 | 0 | 0 | 0 | 0
[7 empty] | GH2SCR | 4 | 17 | 0 | 0 | 0 | 0 | 0 | 0 | 0 | 0 | 0 | 0 | 0 | 0 | 0 | 0 | 0 | 0 | 0 | 0.24829 | 0 | 0 | 0 | 0 | 0 | 0 | 0 | 0 | 0 | 0 | 0 | 0 | 0 | 0 | 0 | 0 | 0 | 0 | 0 | 0 | 0 | 0 | 0 | 0 | 0 | 0 | 0 | 0 | 0 | 0 | 0 | 0
[7 empty] | GH2SCR | 4 | 18 | 0 | 0 | 0 | 0 | 0 | 0 | 0 | 0 | 0 | 0 | 0 | 0 | 0 | 0 | 0 | 0 | 0 | 0 | 0.24829 | 0 | 0 | 0 | 0 | 0 | 0 | 0 | 0 | 0 | 0 | 0 | 0 | 0 | 0 | 0 | 0 | 0 | 0 | 0 | 0 | 0 | 0 | 0 | 0 | 0 | 0 | 0 | 0 | 0 | 0 | 0
[7 empty] | GH2SCR | 4 | 19 | 0 | 0 | 0 | 0 | 0 | 0 | 0 | 0 | 0 | 0 | 0 | 0 | 0 | 0 | 0 | 0 | 0 | 0 | 0 | 0.24829 | 0 | 0 | 0 | 0 | 0 | 0 | 0 | 0 | 0 | 0 | 0 | 0 | 0 | 0 | 0 | 0 | 0 | 0 | 0 | 0 | 0 | 0 | 0 | 0 | 0 | 0 | 0 | 0 | 0 | 0
[7 empty] | GH2SCR | 4 | 20 | 0 | 0 | 0 | 0 | 0 | 0 | 0 | 0 | 0 | 0 | 0 | 0 | 0 | 0 | 0 | 0 | 0 | 0 | 0 | 0 | 0.24829 | 0 | 0 | 0 | 0 | 0 | 0 | 0 | 0 | 0 | 0 | 0 | 0 | 0 | 0 | 0 | 0 | 0 | 0 | 0 | 0 | 0 | 0 | 0 | 0 | 0 | 0 | 0 | 0 | 0
[7 empty] | GH2SCR | 4 | 21 | 0 | 0 | 0 | 0 | 0 | 0 | 0 | 0 | 0 | 0 | 0 | 0 | 0 | 0 | 0 | 0 | 0 | 0 | 0 | 0 | 0 | 0.24829 | 0 | 0 | 0 | 0 | 0 | 0 | 0 | 0 | 0 | 0 | 0 | 0 | 0 | 0 | 0 | 0 | 0 | 0 | 0 | 0 | 0 | 0 | 0 | 0 | 0 | 0 | 0 | 0
[7 empty] | GH2SCR | 4 | 22 | 0 | 0 | 0 | 0 | 0 | 0 | 0 | 0 | 0 | 0 | 0 | 0 | 0 | 0 | 0 | 0 | 0 | 0 | 0 | 0 | 0 | 0 | 0.24829 | 0 | 0 | 0 | 0 | 0 | 0 | 0 | 0 | 0 | 0 | 0 | 0 | 0 | 0 | 0 | 0 | 0 | 0 | 0 | 0 | 0 | 0 | 0 | 0 | 0 | 0 | 0
[7 empty] | GH2SCR | 4 | 23 | 0 | 0 | 0 | 0 | 0 | 0 | 0 | 0 | 0 | 0 | 0 | 0 | 0 | 0 | 0 | 0 | 0 | 0 | 0 | 0 | 0 | 0 | 0 | 0.24829 | 0 | 0 | 0 | 0 | 0 | 0 | 0 | 0 | 0 | 0 | 0 | 0 | 0 | 0 | 0 | 0 | 0 | 0 | 0 | 0 | 0 | 0 | 0 | 0 | 0 | 0
[7 empty] | GH2SCR | 4 | 24 | 0 | 0 | 0 | 0 | 0 | 0 | 0 | 0 | 0 | 0 | 0 | 0 | 0 | 0 | 0 | 0 | 0 | 0 | 0 | 0 | 0 | 0 | 0 | 0 | 0.24829 | 0 | 0 | 0 | 0 | 0 | 0 | 0 | 0 | 0 | 0 | 0 | 0 | 0 | 0 | 0 | 0 | 0 | 0 | 0 | 0 | 0 | 0 | 0 | 0 | 0
[7 empty] | GH2SCR | 4 | 25 | 0 | 0 | 0 | 0 | 0 | 0 | 0 | 0 | 0 | 0 | 0 | 0 | 0 | 0 | 0 | 0 | 0 | 0 | 0 | 0 | 0 | 0 | 0 | 0 | 0 | 0.24829 | 0 | 0 | 0 | 0 | 0 | 0 | 0 | 0 | 0 | 0 | 0 | 0 | 0 | 0 | 0 | 0 | 0 | 0 | 0 | 0 | 0 | 0 | 0 | 0
[7 empty] | GH2SCR | 4 | 26 | 0 | 0 | 0 | 0 | 0 | 0 | 0 | 0 | 0 | 0 | 0 | 0 | 0 | 0 | 0 | 0 | 0 | 0 | 0 | 0 | 0 | 0 | 0 | 0 | 0 | 0 | 0.24829 | 0 | 0 | 0 | 0 | 0 | 0 | 0 | 0 | 0 | 0 | 0 | 0 | 0 | 0 | 0 | 0 | 0 | 0 | 0 | 0 | 0 | 0 | 0
[7 empty] | GH2SCR | 4 | 27 | 0 | 0 | 0 | 0 | 0 | 0 | 0 | 0 | 0 | 0 | 0 | 0 | 0 | 0 | 0 | 0 | 0 | 0 | 0 | 0 | 0 | 0 | 0 | 0 | 0 | 0 | 0 | 0.24829 | 0 | 0 | 0 | 0 | 0 | 0 | 0 | 0 | 0 | 0 | 0 | 0 | 0 | 0 | 0 | 0 | 0 | 0 | 0 | 0 | 0 | 0
[7 empty] | GH2SCR | 4 | 28 | 0 | 0 | 0 | 0 | 0 | 0 | 0 | 0 | 0 | 0 | 0 | 0 | 0 | 0 | 0 | 0 | 0 | 0 | 0 | 0 | 0 | 0 | 0 | 0 | 0 | 0 | 0 | 0 | 0.24829 | 0 | 0 | 0 | 0 | 0 | 0 | 0 | 0 | 0 | 0 | 0 | 0 | 0 | 0 | 0 | 0 | 0 | 0 | 0 | 0 | 0
[7 empty] | GH2SCR | 4 | 29 | 0 | 0 | 0 | 0 | 0 | 0 | 0 | 0 | 0 | 0 | 0 | 0 | 0 | 0 | 0 | 0 | 0 | 0 | 0 | 0 | 0 | 0 | 0 | 0 | 0 | 0 | 0 | 0 | 0 | 0.24829 | 0 | 0 | 0 | 0 | 0 | 0 | 0 | 0 | 0 | 0 | 0 | 0 | 0 | 0 | 0 | 0 | 0 | 0 | 0 | 0
[7 empty] | GH2SCR | 4 | 30 | 0 | 0 | 0 | 0 | 0 | 0 | 0 | 0 | 0 | 0 | 0 | 0 | 0 | 0 | 0 | 0 | 0 | 0 | 0 | 0 | 0 | 0 | 0 | 0 | 0 | 0 | 0 | 0 | 0 | 0 | 0.24829 | 0 | 0 | 0 | 0 | 0 | 0 | 0 | 0 | 0 | 0 | 0 | 0 | 0 | 0 | 0 | 0 | 0 | 0 | 0
[7 empty] | GH2SCR | 4 | 31 | 0 | 0 | 0 | 0 | 0 | 0 | 0 | 0 | 0 | 0 | 0 | 0 | 0 | 0 | 0 | 0 | 0 | 0 | 0 | 0 | 0 | 0 | 0 | 0 | 0 | 0 | 0 | 0 | 0 | 0 | 0 | 0.24829 | 0 | 0 | 0 | 0 | 0 | 0 | 0 | 0 | 0 | 0 | 0 | 0 | 0 | 0 | 0 | 0 | 0 | 0
[7 empty] | GH2SCR | 4 | 32 | 0 | 0 | 0 | 0 | 0 | 0 | 0 | 0 | 0 | 0 | 0 | 0 | 0 | 0 | 0 | 0 | 0 | 0 | 0 | 0 | 0 | 0 | 0 | 0 | 0 | 0 | 0 | 0 | 0 | 0 | 0 | 0 | 0.24829 | 0 | 0 | 0 | 0 | 0 | 0 | 0 | 0 | 0 | 0 | 0 | 0 | 0 | 0 | 0 | 0 | 0
[7 empty] | GH2SCR | 4 | 33 | 0 | 0 | 0 | 0 | 0 | 0 | 0 | 0 | 0 | 0 | 0 | 0 | 0 | 0 | 0 | 0 | 0 | 0 | 0 | 0 | 0 | 0 | 0 | 0 | 0 | 0 | 0 | 0 | 0 | 0 | 0 | 0 | 0 | 0.24829 | 0 | 0 | 0 | 0 | 0 | 0 | 0 | 0 | 0 | 0 | 0 | 0 | 0 | 0 | 0 | 0
[7 empty] | GH2SCR | 4 | 34 | 0 | 0 | 0 | 0 | 0 | 0 | 0 | 0 | 0 | 0 | 0 | 0 | 0 | 0 | 0 | 0 | 0 | 0 | 0 | 0 | 0 | 0 | 0 | 0 | 0 | 0 | 0 | 0 | 0 | 0 | 0 | 0 | 0 | 0 | 0.24829 | 0 | 0 | 0 | 0 | 0 | 0 | 0 | 0 | 0 | 0 | 0 | 0 | 0 | 0 | 0
[7 empty] | GH2SCR | 4 | 35 | 0 | 0 | 0 | 0 | 0 | 0 | 0 | 0 | 0 | 0 | 0 | 0 | 0 | 0 | 0 | 0 | 0 | 0 | 0 | 0 | 0 | 0 | 0 | 0 | 0 | 0 | 0 | 0 | 0 | 0 | 0 | 0 | 0 | 0 | 0 | 0.24829 | 0 | 0 | 0 | 0 | 0 | 0 | 0 | 0 | 0 | 0 | 0 | 0 | 0 | 0
[7 empty] | GH2SCR | 4 | 36 | 0 | 0 | 0 | 0 | 0 | 0 | 0 | 0 | 0 | 0 | 0 | 0 | 0 | 0 | 0 | 0 | 0 | 0 | 0 | 0 | 0 | 0 | 0 | 0 | 0 | 0 | 0 | 0 | 0 | 0 | 0 | 0 | 0 | 0 | 0 | 0 | 0.24829 | 0 | 0 | 0 | 0 | 0 | 0 | 0 | 0 | 0 | 0 | 0 | 0 | 0
[7 empty] | GH2SCR | 4 | 37 | 0 | 0 | 0 | 0 | 0 | 0 | 0 | 0 | 0 | 0 | 0 | 0 | 0 | 0 | 0 | 0 | 0 | 0 | 0 | 0 | 0 | 0 | 0 | 0 | 0 | 0 | 0 | 0 | 0 | 0 | 0 | 0 | 0 | 0 | 0 | 0 | 0 | 0.24829 | 0 | 0 | 0 | 0 | 0 | 0 | 0 | 0 | 0 | 0 | 0 | 0
[7 empty] | GH2SCR | 4 | 38 | 0 | 0 | 0 | 0 | 0 | 0 | 0 | 0 | 0 | 0 | 0 | 0 | 0 | 0 | 0 | 0 | 0 | 0 | 0 | 0 | 0 | 0 | 0 | 0 | 0 | 0 | 0 | 0 | 0 | 0 | 0 | 0 | 0 | 0 | 0 | 0 | 0 | 0 | 0.24829 | 0 | 0 | 0 | 0 | 0 | 0 | 0 | 0 | 0 | 0 | 0
[7 empty] | GH2SCR | 4 | 39 | 0 | 0 | 0 | 0 | 0 | 0 | 0 | 0 | 0 | 0 | 0 | 0 | 0 | 0 | 0 | 0 | 0 | 0 | 0 | 0 | 0 | 0 | 0 | 0 | 0 | 0 | 0 | 0 | 0 | 0 | 0 | 0 | 0 | 0 | 0 | 0 | 0 | 0 | 0 | 0.24829 | 0 | 0 | 0 | 0 | 0 | 0 | 0 | 0 | 0 | 0
[7 empty] | GH2SCR | 4 | 40 | 0 | 0 | 0 | 0 | 0 | 0 | 0 | 0 | 0 | 0 | 0 | 0 | 0 | 0 | 0 | 0 | 0 | 0 | 0 | 0 | 0 | 0 | 0 | 0 | 0 | 0 | 0 | 0 | 0 | 0 | 0 | 0 | 0 | 0 | 0 | 0 | 0 | 0 | 0 | 0 | 0.24829 | 0 | 0 | 0 | 0 | 0 | 0 | 0 | 0 | 0
[7 empty] | GH2SCR | 4 | 41 | 0 | 0 | 0 | 0 | 0 | 0 | 0 | 0 | 0 | 0 | 0 | 0 | 0 | 0 | 0 | 0 | 0 | 0 | 0 | 0 | 0 | 0 | 0 | 0 | 0 | 0 | 0 | 0 | 0 | 0 | 0 | 0 | 0 | 0 | 0 | 0 | 0 | 0 | 0 | 0 | 0 | 0.24829 | 0 | 0 | 0 | 0 | 0 | 0 | 0 | 0
[7 empty] | GH2SCR | 4 | 42 | 0 | 0 | 0 | 0 | 0 | 0 | 0 | 0 | 0 | 0 | 0 | 0 | 0 | 0 | 0 | 0 | 0 | 0 | 0 | 0 | 0 | 0 | 0 | 0 | 0 | 0 | 0 | 0 | 0 | 0 | 0 | 0 | 0 | 0 | 0 | 0 | 0 | 0 | 0 | 0 | 0 | 0 | 0.24829 | 0 | 0 | 0 | 0 | 0 | 0 | 0
[7 empty] | GH2SCR | 4 | 43 | 0 | 0 | 0 | 0 | 0 | 0 | 0 | 0 | 0 | 0 | 0 | 0 | 0 | 0 | 0 | 0 | 0 | 0 | 0 | 0 | 0 | 0 | 0 | 0 | 0 | 0 | 0 | 0 | 0 | 0 | 0 | 0 | 0 | 0 | 0 | 0 | 0 | 0 | 0 | 0 | 0 | 0 | 0 | 0.24829 | 0 | 0 | 0 | 0 | 0 | 0
[7 empty] | GH2SCR | 4 | 44 | 0 | 0 | 0 | 0 | 0 | 0 | 0 | 0 | 0 | 0 | 0 | 0 | 0 | 0 | 0 | 0 | 0 | 0 | 0 | 0 | 0 | 0 | 0 | 0 | 0 | 0 | 0 | 0 | 0 | 0 | 0 | 0 | 0 | 0 | 0 | 0 | 0 | 0 | 0 | 0 | 0 | 0 | 0 | 0 | 0.24829 | 0 | 0 | 0 | 0 | 0
[7 empty] | GH2SCR | 4 | 45 | 0 | 0 | 0 | 0 | 0 | 0 | 0 | 0 | 0 | 0 | 0 | 0 | 0 | 0 | 0 | 0 | 0 | 0 | 0 | 0 | 0 | 0 | 0 | 0 | 0 | 0 | 0 | 0 | 0 | 0 | 0 | 0 | 0 | 0 | 0 | 0 | 0 | 0 | 0 | 0 | 0 | 0 | 0 | 0 | 0 | 0.24829 | 0 | 0 | 0 | 0
[7 empty] | GH2SCR | 4 | 46 | 0 | 0 | 0 | 0 | 0 | 0 | 0 | 0 | 0 | 0 | 0 | 0 | 0 | 0 | 0 | 0 | 0 | 0 | 0 | 0 | 0 | 0 | 0 | 0 | 0 | 0 | 0 | 0 | 0 | 0 | 0 | 0 | 0 | 0 | 0 | 0 | 0 | 0 | 0 | 0 | 0 | 0 | 0 | 0 | 0 | 0 | 0.24829 | 0 | 0 | 0
[7 empty] | GH2SCR | 4 | 47 | 0 | 0 | 0 | 0 | 0 | 0 | 0 | 0 | 0 | 0 | 0 | 0 | 0 | 0 | 0 | 0 | 0 | 0 | 0 | 0 | 0 | 0 | 0 | 0 | 0 | 0 | 0 | 0 | 0 | 0 | 0 | 0 | 0 | 0 | 0 | 0 | 0 | 0 | 0 | 0 | 0 | 0 | 0 | 0 | 0 | 0 | 0 | 0.24829 | 0 | 0
[7 empty] | GH2SCR | 4 | 48 | 0 | 0 | 0 | 0 | 0 | 0 | 0 | 0 | 0 | 0 | 0 | 0 | 0 | 0 | 0 | 0 | 0 | 0 | 0 | 0 | 0 | 0 | 0 | 0 | 0 | 0 | 0 | 0 | 0 | 0 | 0 | 0 | 0 | 0 | 0 | 0 | 0 | 0 | 0 | 0 | 0 | 0 | 0 | 0 | 0 | 0 | 0 | 0 | 0.24829 | 0
[7 empty] | GH2SCR | 4 | 49 | 0 | 0 | 0 | 0 | 0 | 0 | 0 | 0 | 0 | 0 | 0 | 0 | 0 | 0 | 0 | 0 | 0 | 0 | 0 | 0 | 0 | 0 | 0 | 0 | 0 | 0 | 0 | 0 | 0 | 0 | 0 | 0 | 0 | 0 | 0 | 0 | 0 | 0 | 0 | 0 | 0 | 0 | 0 | 0 | 0 | 0 | 0 | 0 | 0 | 0.24829
[7 empty] | None | 5 | 0 | 1 | 0 | 0 | 0 | 0 | 0 | 0 | 0 | 0 | 0 | 0 | 0 | 0 | 0 | 0 | 0 | 0 | 0 | 0 | 0 | 0 | 0 | 0 | 0 | 0 | 0 | 0 | 0 | 0 | 0 | 0 | 0 | 0 | 0 | 0 | 0 | 0 | 0 | 0 | 0 | 0 | 0 | 0 | 0 | 0 | 0 | 0 | 0 | 0 | 0
[7 empty] | None | 5 | 1 | 1 | 1 | 0 | 0 | 0 | 0 | 0 | 0 | 0 | 0 | 0 | 0 | 0 | 0 | 0 | 0 | 0 | 0 | 0 | 0 | 0 | 0 | 0 | 0 | 0 | 0 | 0 | 0 | 0 | 0 | 0 | 0 | 0 | 0 | 0 | 0 | 0 | 0 | 0 | 0 | 0 | 0 | 0 | 0 | 0 | 0 | 0 | 0 | 0 | 0
[7 empty] | None | 5 | 2 | 1 | 1 | 1 | 0 | 0 | 0 | 0 | 0 | 0 | 0 | 0 | 0 | 0 | 0 | 0 | 0 | 0 | 0 | 0 | 0 | 0 | 0 | 0 | 0 | 0 | 0 | 0 | 0 | 0 | 0 | 0 | 0 | 0 | 0 | 0 | 0 | 0 | 0 | 0 | 0 | 0 | 0 | 0 | 0 | 0 | 0 | 0 | 0 | 0 | 0
[7 empty] | None | 5 | 3 | 1 | 1 | 1 | 1 | 0 | 0 | 0 | 0 | 0 | 0 | 0 | 0 | 0 | 0 | 0 | 0 | 0 | 0 | 0 | 0 | 0 | 0 | 0 | 0 | 0 | 0 | 0 | 0 | 0 | 0 | 0 | 0 | 0 | 0 | 0 | 0 | 0 | 0 | 0 | 0 | 0 | 0 | 0 | 0 | 0 | 0 | 0 | 0 | 0 | 0
[7 empty] | None | 5 | 4 | 1 | 1 | 1 | 1 | 1 | 0 | 0 | 0 | 0 | 0 | 0 | 0 | 0 | 0 | 0 | 0 | 0 | 0 | 0 | 0 | 0 | 0 | 0 | 0 | 0 | 0 | 0 | 0 | 0 | 0 | 0 | 0 | 0 | 0 | 0 | 0 | 0 | 0 | 0 | 0 | 0 | 0 | 0 | 0 | 0 | 0 | 0 | 0 | 0 | 0
[7 empty] | None | 5 | 5 | 1 | 1 | 1 | 1 | 1 | 1 | 0 | 0 | 0 | 0 | 0 | 0 | 0 | 0 | 0 | 0 | 0 | 0 | 0 | 0 | 0 | 0 | 0 | 0 | 0 | 0 | 0 | 0 | 0 | 0 | 0 | 0 | 0 | 0 | 0 | 0 | 0 | 0 | 0 | 0 | 0 | 0 | 0 | 0 | 0 | 0 | 0 | 0 | 0 | 0
[7 empty] | None | 5 | 6 | 1 | 1 | 1 | 1 | 1 | 1 | 1 | 0 | 0 | 0 | 0 | 0 | 0 | 0 | 0 | 0 | 0 | 0 | 0 | 0 | 0 | 0 | 0 | 0 | 0 | 0 | 0 | 0 | 0 | 0 | 0 | 0 | 0 | 0 | 0 | 0 | 0 | 0 | 0 | 0 | 0 | 0 | 0 | 0 | 0 | 0 | 0 | 0 | 0 | 0
[7 empty] | None | 5 | 7 | 1 | 1 | 1 | 1 | 1 | 1 | 1 | 1 | 0 | 0 | 0 | 0 | 0 | 0 | 0 | 0 | 0 | 0 | 0 | 0 | 0 | 0 | 0 | 0 | 0 | 0 | 0 | 0 | 0 | 0 | 0 | 0 | 0 | 0 | 0 | 0 | 0 | 0 | 0 | 0 | 0 | 0 | 0 | 0 | 0 | 0 | 0 | 0 | 0 | 0
[7 empty] | None | 5 | 8 | 1 | 1 | 1 | 1 | 1 | 1 | 1 | 1 | 1 | 0 | 0 | 0 | 0 | 0 | 0 | 0 | 0 | 0 | 0 | 0 | 0 | 0 | 0 | 0 | 0 | 0 | 0 | 0 | 0 | 0 | 0 | 0 | 0 | 0 | 0 | 0 | 0 | 0 | 0 | 0 | 0 | 0 | 0 | 0 | 0 | 0 | 0 | 0 | 0 | 0
[7 empty] | None | 5 | 9 | 1 | 1 | 1 | 1 | 1 | 1 | 1 | 1 | 1 | 1 | 0 | 0 | 0 | 0 | 0 | 0 | 0 | 0 | 0 | 0 | 0 | 0 | 0 | 0 | 0 | 0 | 0 | 0 | 0 | 0 | 0 | 0 | 0 | 0 | 0 | 0 | 0 | 0 | 0 | 0 | 0 | 0 | 0 | 0 | 0 | 0 | 0 | 0 | 0 | 0
[7 empty] | None | 5 | 10 | 1 | 1 | 1 | 1 | 1 | 1 | 1 | 1 | 1 | 1 | 1 | 0 | 0 | 0 | 0 | 0 | 0 | 0 | 0 | 0 | 0 | 0 | 0 | 0 | 0 | 0 | 0 | 0 | 0 | 0 | 0 | 0 | 0 | 0 | 0 | 0 | 0 | 0 | 0 | 0 | 0 | 0 | 0 | 0 | 0 | 0 | 0 | 0 | 0 | 0
[7 empty] | None | 5 | 11 | 1 | 1 | 1 | 1 | 1 | 1 | 1 | 1 | 1 | 1 | 1 | 1 | 0 | 0 | 0 | 0 | 0 | 0 | 0 | 0 | 0 | 0 | 0 | 0 | 0 | 0 | 0 | 0 | 0 | 0 | 0 | 0 | 0 | 0 | 0 | 0 | 0 | 0 | 0 | 0 | 0 | 0 | 0 | 0 | 0 | 0 | 0 | 0 | 0 | 0
[7 empty] | None | 5 | 12 | 1 | 1 | 1 | 1 | 1 | 1 | 1 | 1 | 1 | 1 | 1 | 1 | 1 | 0 | 0 | 0 | 0 | 0 | 0 | 0 | 0 | 0 | 0 | 0 | 0 | 0 | 0 | 0 | 0 | 0 | 0 | 0 | 0 | 0 | 0 | 0 | 0 | 0 | 0 | 0 | 0 | 0 | 0 | 0 | 0 | 0 | 0 | 0 | 0 | 0
[7 empty] | None | 5 | 13 | 1 | 1 | 1 | 1 | 1 | 1 | 1 | 1 | 1 | 1 | 1 | 1 | 1 | 1 | 0 | 0 | 0 | 0 | 0 | 0 | 0 | 0 | 0 | 0 | 0 | 0 | 0 | 0 | 0 | 0 | 0 | 0 | 0 | 0 | 0 | 0 | 0 | 0 | 0 | 0 | 0 | 0 | 0 | 0 | 0 | 0 | 0 | 0 | 0 | 0
[7 empty] | None | 5 | 14 | 1 | 1 | 1 | 1 | 1 | 1 | 1 | 1 | 1 | 1 | 1 | 1 | 1 | 1 | 1 | 0 | 0 | 0 | 0 | 0 | 0 | 0 | 0 | 0 | 0 | 0 | 0 | 0 | 0 | 0 | 0 | 0 | 0 | 0 | 0 | 0 | 0 | 0 | 0 | 0 | 0 | 0 | 0 | 0 | 0 | 0 | 0 | 0 | 0 | 0
[7 empty] | None | 5 | 15 | 1 | 1 | 1 | 1 | 1 | 1 | 1 | 1 | 1 | 1 | 1 | 1 | 1 | 1 | 1 | 1 | 0 | 0 | 0 | 0 | 0 | 0 | 0 | 0 | 0 | 0 | 0 | 0 | 0 | 0 | 0 | 0 | 0 | 0 | 0 | 0 | 0 | 0 | 0 | 0 | 0 | 0 | 0 | 0 | 0 | 0 | 0 | 0 | 0 | 0
[7 empty] | None | 5 | 16 | 1 | 1 | 1 | 1 | 1 | 1 | 1 | 1 | 1 | 1 | 1 | 1 | 1 | 1 | 1 | 1 | 1 | 0 | 0 | 0 | 0 | 0 | 0 | 0 | 0 | 0 | 0 | 0 | 0 | 0 | 0 | 0 | 0 | 0 | 0 | 0 | 0 | 0 | 0 | 0 | 0 | 0 | 0 | 0 | 0 | 0 | 0 | 0 | 0 | 0
[7 empty] | None | 5 | 17 | 1 | 1 | 1 | 1 | 1 | 1 | 1 | 1 | 1 | 1 | 1 | 1 | 1 | 1 | 1 | 1 | 1 | 1 | 0 | 0 | 0 | 0 | 0 | 0 | 0 | 0 | 0 | 0 | 0 | 0 | 0 | 0 | 0 | 0 | 0 | 0 | 0 | 0 | 0 | 0 | 0 | 0 | 0 | 0 | 0 | 0 | 0 | 0 | 0 | 0
[7 empty] | None | 5 | 18 | 1 | 1 | 1 | 1 | 1 | 1 | 1 | 1 | 1 | 1 | 1 | 1 | 1 | 1 | 1 | 1 | 1 | 1 | 1 | 0 | 0 | 0 | 0 | 0 | 0 | 0 | 0 | 0 | 0 | 0 | 0 | 0 | 0 | 0 | 0 | 0 | 0 | 0 | 0 | 0 | 0 | 0 | 0 | 0 | 0 | 0 | 0 | 0 | 0 | 0
[7 empty] | None | 5 | 19 | 1 | 1 | 1 | 1 | 1 | 1 | 1 | 1 | 1 | 1 | 1 | 1 | 1 | 1 | 1 | 1 | 1 | 1 | 1 | 1 | 0 | 0 | 0 | 0 | 0 | 0 | 0 | 0 | 0 | 0 | 0 | 0 | 0 | 0 | 0 | 0 | 0 | 0 | 0 | 0 | 0 | 0 | 0 | 0 | 0 | 0 | 0 | 0 | 0 | 0
[7 empty] | None | 5 | 20 | 1 | 1 | 1 | 1 | 1 | 1 | 1 | 1 | 1 | 1 | 1 | 1 | 1 | 1 | 1 | 1 | 1 | 1 | 1 | 1 | 1 | 0 | 0 | 0 | 0 | 0 | 0 | 0 | 0 | 0 | 0 | 0 | 0 | 0 | 0 | 0 | 0 | 0 | 0 | 0 | 0 | 0 | 0 | 0 | 0 | 0 | 0 | 0 | 0 | 0
[7 empty] | None | 5 | 21 | 1 | 1 | 1 | 1 | 1 | 1 | 1 | 1 | 1 | 1 | 1 | 1 | 1 | 1 | 1 | 1 | 1 | 1 | 1 | 1 | 1 | 1 | 0 | 0 | 0 | 0 | 0 | 0 | 0 | 0 | 0 | 0 | 0 | 0 | 0 | 0 | 0 | 0 | 0 | 0 | 0 | 0 | 0 | 0 | 0 | 0 | 0 | 0 | 0 | 0
[7 empty] | None | 5 | 22 | 1 | 1 | 1 | 1 | 1 | 1 | 1 | 1 | 1 | 1 | 1 | 1 | 1 | 1 | 1 | 1 | 1 | 1 | 1 | 1 | 1 | 1 | 1 | 0 | 0 | 0 | 0 | 0 | 0 | 0 | 0 | 0 | 0 | 0 | 0 | 0 | 0 | 0 | 0 | 0 | 0 | 0 | 0 | 0 | 0 | 0 | 0 | 0 | 0 | 0
[7 empty] | None | 5 | 23 | 1 | 1 | 1 | 1 | 1 | 1 | 1 | 1 | 1 | 1 | 1 | 1 | 1 | 1 | 1 | 1 | 1 | 1 | 1 | 1 | 1 | 1 | 1 | 1 | 0 | 0 | 0 | 0 | 0 | 0 | 0 | 0 | 0 | 0 | 0 | 0 | 0 | 0 | 0 | 0 | 0 | 0 | 0 | 0 | 0 | 0 | 0 | 0 | 0 | 0
[7 empty] | None | 5 | 24 | 1 | 1 | 1 | 1 | 1 | 1 | 1 | 1 | 1 | 1 | 1 | 1 | 1 | 1 | 1 | 1 | 1 | 1 | 1 | 1 | 1 | 1 | 1 | 1 | 1 | 0 | 0 | 0 | 0 | 0 | 0 | 0 | 0 | 0 | 0 | 0 | 0 | 0 | 0 | 0 | 0 | 0 | 0 | 0 | 0 | 0 | 0 | 0 | 0 | 0
[7 empty] | None | 5 | 25 | 1 | 1 | 1 | 1 | 1 | 1 | 1 | 1 | 1 | 1 | 1 | 1 | 1 | 1 | 1 | 1 | 1 | 1 | 1 | 1 | 1 | 1 | 1 | 1 | 1 | 1 | 0 | 0 | 0 | 0 | 0 | 0 | 0 | 0 | 0 | 0 | 0 | 0 | 0 | 0 | 0 | 0 | 0 | 0 | 0 | 0 | 0 | 0 | 0 | 0
[7 empty] | None | 5 | 26 | 1 | 1 | 1 | 1 | 1 | 1 | 1 | 1 | 1 | 1 | 1 | 1 | 1 | 1 | 1 | 1 | 1 | 1 | 1 | 1 | 1 | 1 | 1 | 1 | 1 | 1 | 1 | 0 | 0 | 0 | 0 | 0 | 0 | 0 | 0 | 0 | 0 | 0 | 0 | 0 | 0 | 0 | 0 | 0 | 0 | 0 | 0 | 0 | 0 | 0
[7 empty] | None | 5 | 27 | 1 | 1 | 1 | 1 | 1 | 1 | 1 | 1 | 1 | 1 | 1 | 1 | 1 | 1 | 1 | 1 | 1 | 1 | 1 | 1 | 1 | 1 | 1 | 1 | 1 | 1 | 1 | 1 | 0 | 0 | 0 | 0 | 0 | 0 | 0 | 0 | 0 | 0 | 0 | 0 | 0 | 0 | 0 | 0 | 0 | 0 | 0 | 0 | 0 | 0
[7 empty] | None | 5 | 28 | 1 | 1 | 1 | 1 | 1 | 1 | 1 | 1 | 1 | 1 | 1 | 1 | 1 | 1 | 1 | 1 | 1 | 1 | 1 | 1 | 1 | 1 | 1 | 1 | 1 | 1 | 1 | 1 | 1 | 0 | 0 | 0 | 0 | 0 | 0 | 0 | 0 | 0 | 0 | 0 | 0 | 0 | 0 | 0 | 0 | 0 | 0 | 0 | 0 | 0
[7 empty] | None | 5 | 29 | 1 | 1 | 1 | 1 | 1 | 1 | 1 | 1 | 1 | 1 | 1 | 1 | 1 | 1 | 1 | 1 | 1 | 1 | 1 | 1 | 1 | 1 | 1 | 1 | 1 | 1 | 1 | 1 | 1 | 1 | 0 | 0 | 0 | 0 | 0 | 0 | 0 | 0 | 0 | 0 | 0 | 0 | 0 | 0 | 0 | 0 | 0 | 0 | 0 | 0
[7 empty] | None | 5 | 30 | 1 | 1 | 1 | 1 | 1 | 1 | 1 | 1 | 1 | 1 | 1 | 1 | 1 | 1 | 1 | 1 | 1 | 1 | 1 | 1 | 1 | 1 | 1 | 1 | 1 | 1 | 1 | 1 | 1 | 1 | 1 | 0 | 0 | 0 | 0 | 0 | 0 | 0 | 0 | 0 | 0 | 0 | 0 | 0 | 0 | 0 | 0 | 0 | 0 | 0
[7 empty] | None | 5 | 31 | 1 | 1 | 1 | 1 | 1 | 1 | 1 | 1 | 1 | 1 | 1 | 1 | 1 | 1 | 1 | 1 | 1 | 1 | 1 | 1 | 1 | 1 | 1 | 1 | 1 | 1 | 1 | 1 | 1 | 1 | 1 | 1 | 0 | 0 | 0 | 0 | 0 | 0 | 0 | 0 | 0 | 0 | 0 | 0 | 0 | 0 | 0 | 0 | 0 | 0
[7 empty] | None | 5 | 32 | 1 | 1 | 1 | 1 | 1 | 1 | 1 | 1 | 1 | 1 | 1 | 1 | 1 | 1 | 1 | 1 | 1 | 1 | 1 | 1 | 1 | 1 | 1 | 1 | 1 | 1 | 1 | 1 | 1 | 1 | 1 | 1 | 1 | 0 | 0 | 0 | 0 | 0 | 0 | 0 | 0 | 0 | 0 | 0 | 0 | 0 | 0 | 0 | 0 | 0
[7 empty] | None | 5 | 33 | 1 | 1 | 1 | 1 | 1 | 1 | 1 | 1 | 1 | 1 | 1 | 1 | 1 | 1 | 1 | 1 | 1 | 1 | 1 | 1 | 1 | 1 | 1 | 1 | 1 | 1 | 1 | 1 | 1 | 1 | 1 | 1 | 1 | 1 | 0 | 0 | 0 | 0 | 0 | 0 | 0 | 0 | 0 | 0 | 0 | 0 | 0 | 0 | 0 | 0
[7 empty] | None | 5 | 34 | 1 | 1 | 1 | 1 | 1 | 1 | 1 | 1 | 1 | 1 | 1 | 1 | 1 | 1 | 1 | 1 | 1 | 1 | 1 | 1 | 1 | 1 | 1 | 1 | 1 | 1 | 1 | 1 | 1 | 1 | 1 | 1 | 1 | 1 | 1 | 0 | 0 | 0 | 0 | 0 | 0 | 0 | 0 | 0 | 0 | 0 | 0 | 0 | 0 | 0
[7 empty] | None | 5 | 35 | 1 | 1 | 1 | 1 | 1 | 1 | 1 | 1 | 1 | 1 | 1 | 1 | 1 | 1 | 1 | 1 | 1 | 1 | 1 | 1 | 1 | 1 | 1 | 1 | 1 | 1 | 1 | 1 | 1 | 1 | 1 | 1 | 1 | 1 | 1 | 1 | 0 | 0 | 0 | 0 | 0 | 0 | 0 | 0 | 0 | 0 | 0 | 0 | 0 | 0
[7 empty] | None | 5 | 36 | 1 | 1 | 1 | 1 | 1 | 1 | 1 | 1 | 1 | 1 | 1 | 1 | 1 | 1 | 1 | 1 | 1 | 1 | 1 | 1 | 1 | 1 | 1 | 1 | 1 | 1 | 1 | 1 | 1 | 1 | 1 | 1 | 1 | 1 | 1 | 1 | 1 | 0 | 0 | 0 | 0 | 0 | 0 | 0 | 0 | 0 | 0 | 0 | 0 | 0
[7 empty] | None | 5 | 37 | 1 | 1 | 1 | 1 | 1 | 1 | 1 | 1 | 1 | 1 | 1 | 1 | 1 | 1 | 1 | 1 | 1 | 1 | 1 | 1 | 1 | 1 | 1 | 1 | 1 | 1 | 1 | 1 | 1 | 1 | 1 | 1 | 1 | 1 | 1 | 1 | 1 | 1 | 0 | 0 | 0 | 0 | 0 | 0 | 0 | 0 | 0 | 0 | 0 | 0
[7 empty] | None | 5 | 38 | 1 | 1 | 1 | 1 | 1 | 1 | 1 | 1 | 1 | 1 | 1 | 1 | 1 | 1 | 1 | 1 | 1 | 1 | 1 | 1 | 1 | 1 | 1 | 1 | 1 | 1 | 1 | 1 | 1 | 1 | 1 | 1 | 1 | 1 | 1 | 1 | 1 | 1 | 1 | 0 | 0 | 0 | 0 | 0 | 0 | 0 | 0 | 0 | 0 | 0
[7 empty] | None | 5 | 39 | 1 | 1 | 1 | 1 | 1 | 1 | 1 | 1 | 1 | 1 | 1 | 1 | 1 | 1 | 1 | 1 | 1 | 1 | 1 | 1 | 1 | 1 | 1 | 1 | 1 | 1 | 1 | 1 | 1 | 1 | 1 | 1 | 1 | 1 | 1 | 1 | 1 | 1 | 1 | 1 | 0 | 0 | 0 | 0 | 0 | 0 | 0 | 0 | 0 | 0
[7 empty] | None | 5 | 40 | 1 | 1 | 1 | 1 | 1 | 1 | 1 | 1 | 1 | 1 | 1 | 1 | 1 | 1 | 1 | 1 | 1 | 1 | 1 | 1 | 1 | 1 | 1 | 1 | 1 | 1 | 1 | 1 | 1 | 1 | 1 | 1 | 1 | 1 | 1 | 1 | 1 | 1 | 1 | 1 | 1 | 0 | 0 | 0 | 0 | 0 | 0 | 0 | 0 | 0
[7 empty] | None | 5 | 41 | 1 | 1 | 1 | 1 | 1 | 1 | 1 | 1 | 1 | 1 | 1 | 1 | 1 | 1 | 1 | 1 | 1 | 1 | 1 | 1 | 1 | 1 | 1 | 1 | 1 | 1 | 1 | 1 | 1 | 1 | 1 | 1 | 1 | 1 | 1 | 1 | 1 | 1 | 1 | 1 | 1 | 1 | 0 | 0 | 0 | 0 | 0 | 0 | 0 | 0
[7 empty] | None | 5 | 42 | 1 | 1 | 1 | 1 | 1 | 1 | 1 | 1 | 1 | 1 | 1 | 1 | 1 | 1 | 1 | 1 | 1 | 1 | 1 | 1 | 1 | 1 | 1 | 1 | 1 | 1 | 1 | 1 | 1 | 1 | 1 | 1 | 1 | 1 | 1 | 1 | 1 | 1 | 1 | 1 | 1 | 1 | 1 | 0 | 0 | 0 | 0 | 0 | 0 | 0
[7 empty] | None | 5 | 43 | 1 | 1 | 1 | 1 | 1 | 1 | 1 | 1 | 1 | 1 | 1 | 1 | 1 | 1 | 1 | 1 | 1 | 1 | 1 | 1 | 1 | 1 | 1 | 1 | 1 | 1 | 1 | 1 | 1 | 1 | 1 | 1 | 1 | 1 | 1 | 1 | 1 | 1 | 1 | 1 | 1 | 1 | 1 | 1 | 0 | 0 | 0 | 0 | 0 | 0
[7 empty] | None | 5 | 44 | 1 | 1 | 1 | 1 | 1 | 1 | 1 | 1 | 1 | 1 | 1 | 1 | 1 | 1 | 1 | 1 | 1 | 1 | 1 | 1 | 1 | 1 | 1 | 1 | 1 | 1 | 1 | 1 | 1 | 1 | 1 | 1 | 1 | 1 | 1 | 1 | 1 | 1 | 1 | 1 | 1 | 1 | 1 | 1 | 1 | 0 | 0 | 0 | 0 | 0
[7 empty] | None | 5 | 45 | 1 | 1 | 1 | 1 | 1 | 1 | 1 | 1 | 1 | 1 | 1 | 1 | 1 | 1 | 1 | 1 | 1 | 1 | 1 | 1 | 1 | 1 | 1 | 1 | 1 | 1 | 1 | 1 | 1 | 1 | 1 | 1 | 1 | 1 | 1 | 1 | 1 | 1 | 1 | 1 | 1 | 1 | 1 | 1 | 1 | 1 | 0 | 0 | 0 | 0
[7 empty] | None | 5 | 46 | 1 | 1 | 1 | 1 | 1 | 1 | 1 | 1 | 1 | 1 | 1 | 1 | 1 | 1 | 1 | 1 | 1 | 1 | 1 | 1 | 1 | 1 | 1 | 1 | 1 | 1 | 1 | 1 | 1 | 1 | 1 | 1 | 1 | 1 | 1 | 1 | 1 | 1 | 1 | 1 | 1 | 1 | 1 | 1 | 1 | 1 | 1 | 0 | 0 | 0
[7 empty] | None | 5 | 47 | 1 | 1 | 1 | 1 | 1 | 1 | 1 | 1 | 1 | 1 | 1 | 1 | 1 | 1 | 1 | 1 | 1 | 1 | 1 | 1 | 1 | 1 | 1 | 1 | 1 | 1 | 1 | 1 | 1 | 1 | 1 | 1 | 1 | 1 | 1 | 1 | 1 | 1 | 1 | 1 | 1 | 1 | 1 | 1 | 1 | 1 | 1 | 1 | 0 | 0
[7 empty] | None | 5 | 48 | 1 | 1 | 1 | 1 | 1 | 1 | 1 | 1 | 1 | 1 | 1 | 1 | 1 | 1 | 1 | 1 | 1 | 1 | 1 | 1 | 1 | 1 | 1 | 1 | 1 | 1 | 1 | 1 | 1 | 1 | 1 | 1 | 1 | 1 | 1 | 1 | 1 | 1 | 1 | 1 | 1 | 1 | 1 | 1 | 1 | 1 | 1 | 1 | 1 | 0
[7 empty] | None | 5 | 49 | bar: 2006 0 to 2055 49
[7 empty] | NG_LGEBA | 6 | 0 | 0 | 0 | 0 | 0 | 0 | 0 | 0 | 0 | 0 | 0 | 0 | 0 | 0 | 0 | 0 | 0 | 0 | 0 | 0 | 0 | 0 | 0 | 0 | 0 | 0 | 0 | 0 | 0 | 0 | 0 | 0 | 0 | 0 | 0 | 0 | 0 | 0 | 0 | 0 | 0 | 0 | 0 | 0 | 0 | 0 | 0 | 0 | 0 | 0 | 0
[7 empty] | NG_LGEBA | 6 | 1 | 0 | 0 | 0 | 0 | 0 | 0 | 0 | 0 | 0 | 0 | 0 | 0 | 0 | 0 | 0 | 0 | 0 | 0 | 0 | 0 | 0 | 0 | 0 | 0 | 0 | 0 | 0 | 0 | 0 | 0 | 0 | 0 | 0 | 0 | 0 | 0 | 0 | 0 | 0 | 0 | 0 | 0 | 0 | 0 | 0 | 0 | 0 | 0 | 0 | 0
[7 empty] | NG_LGEBA | 6 | 2 | 0 | 0 | 0 | 0 | 0 | 0 | 0 | 0 | 0 | 0 | 0 | 0 | 0 | 0 | 0 | 0 | 0 | 0 | 0 | 0 | 0 | 0 | 0 | 0 | 0 | 0 | 0 | 0 | 0 | 0 | 0 | 0 | 0 | 0 | 0 | 0 | 0 | 0 | 0 | 0 | 0 | 0 | 0 | 0 | 0 | 0 | 0 | 0 | 0 | 0
[7 empty] | NG_LGEBA | 6 | 3 | 0 | 0 | 0 | 0 | 0 | 0 | 0 | 0 | 0 | 0 | 0 | 0 | 0 | 0 | 0 | 0 | 0 | 0 | 0 | 0 | 0 | 0 | 0 | 0 | 0 | 0 | 0 | 0 | 0 | 0 | 0 | 0 | 0 | 0 | 0 | 0 | 0 | 0 | 0 | 0 | 0 | 0 | 0 | 0 | 0 | 0 | 0 | 0 | 0 | 0
[7 empty] | NG_LGEBA | 6 | 4 | 0 | 0 | 0 | 0 | 0 | 0 | 0 | 0 | 0 | 0 | 0 | 0 | 0 | 0 | 0 | 0 | 0 | 0 | 0 | 0 | 0 | 0 | 0 | 0 | 0 | 0 | 0 | 0 | 0 | 0 | 0 | 0 | 0 | 0 | 0 | 0 | 0 | 0 | 0 | 0 | 0 | 0 | 0 | 0 | 0 | 0 | 0 | 0 | 0 | 0
[7 empty] | NG_LGEBA | 6 | 5 | 0 | 0 | 0 | 0 | 0 | 0 | 0 | 0 | 0 | 0 | 0 | 0 | 0 | 0 | 0 | 0 | 0 | 0 | 0 | 0 | 0 | 0 | 0 | 0 | 0 | 0 | 0 | 0 | 0 | 0 | 0 | 0 | 0 | 0 | 0 | 0 | 0 | 0 | 0 | 0 | 0 | 0 | 0 | 0 | 0 | 0 | 0 | 0 | 0 | 0
[7 empty] | NG_LGEBA | 6 | 6 | 0 | 0 | 0 | 0 | 0 | 0 | 0 | 0 | 0 | 0 | 0 | 0 | 0 | 0 | 0 | 0 | 0 | 0 | 0 | 0 | 0 | 0 | 0 | 0 | 0 | 0 | 0 | 0 | 0 | 0 | 0 | 0 | 0 | 0 | 0 | 0 | 0 | 0 | 0 | 0 | 0 | 0 | 0 | 0 | 0 | 0 | 0 | 0 | 0 | 0
[7 empty] | NG_LGEBA | 6 | 7 | 0 | 0 | 0 | 0 | 0 | 0 | 0 | 0 | 0 | 0 | 0 | 0 | 0 | 0 | 0 | 0 | 0 | 0 | 0 | 0 | 0 | 0 | 0 | 0 | 0 | 0 | 0 | 0 | 0 | 0 | 0 | 0 | 0 | 0 | 0 | 0 | 0 | 0 | 0 | 0 | 0 | 0 | 0 | 0 | 0 | 0 | 0 | 0 | 0 | 0
[7 empty] | NG_LGEBA | 6 | 8 | 0 | 0 | 0 | 0 | 0 | 0 | 0 | 0 | 0 | 0 | 0 | 0 | 0 | 0 | 0 | 0 | 0 | 0 | 0 | 0 | 0 | 0 | 0 | 0 | 0 | 0 | 0 | 0 | 0 | 0 | 0 | 0 | 0 | 0 | 0 | 0 | 0 | 0 | 0 | 0 | 0 | 0 | 0 | 0 | 0 | 0 | 0 | 0 | 0 | 0
[7 empty] | NG_LGEBA | 6 | 9 | 0 | 0 | 0 | 0 | 0 | 0 | 0 | 0 | 0 | 0 | 0 | 0 | 0 | 0 | 0 | 0 | 0 | 0 | 0 | 0 | 0 | 0 | 0 | 0 | 0 | 0 | 0 | 0 | 0 | 0 | 0 | 0 | 0 | 0 | 0 | 0 | 0 | 0 | 0 | 0 | 0 | 0 | 0 | 0 | 0 | 0 | 0 | 0 | 0 | 0
[7 empty] | NG_LGEBA | 6 | 10 | 0 | 0 | 0 | 0 | 0 | 0 | 0 | 0 | 0 | 0 | 0 | 0 | 0 | 0 | 0 | 0 | 0 | 0 | 0 | 0 | 0 | 0 | 0 | 0 | 0 | 0 | 0 | 0 | 0 | 0 | 0 | 0 | 0 | 0 | 0 | 0 | 0 | 0 | 0 | 0 | 0 | 0 | 0 | 0 | 0 | 0 | 0 | 0 | 0 | 0
[7 empty] | NG_LGEBA | 6 | 11 | 0 | 0 | 0 | 0 | 0 | 0 | 0 | 0 | 0 | 0 | 0 | 0 | 0 | 0 | 0 | 0 | 0 | 0 | 0 | 0 | 0 | 0 | 0 | 0 | 0 | 0 | 0 | 0 | 0 | 0 | 0 | 0 | 0 | 0 | 0 | 0 | 0 | 0 | 0 | 0 | 0 | 0 | 0 | 0 | 0 | 0 | 0 | 0 | 0 | 0
[7 empty] | NG_LGEBA | 6 | 12 | 0 | 0 | 0 | 0 | 0 | 0 | 0 | 0 | 0 | 0 | 0 | 0 | 0 | 0 | 0 | 0 | 0 | 0 | 0 | 0 | 0 | 0 | 0 | 0 | 0 | 0 | 0 | 0 | 0 | 0 | 0 | 0 | 0 | 0 | 0 | 0 | 0 | 0 | 0 | 0 | 0 | 0 | 0 | 0 | 0 | 0 | 0 | 0 | 0 | 0
[7 empty] | NG_LGEBA | 6 | 13 | 0 | 0 | 0 | 0 | 0 | 0 | 0 | 0 | 0 | 0 | 0 | 0 | 0 | 0 | 0 | 0 | 0 | 0 | 0 | 0 | 0 | 0 | 0 | 0 | 0 | 0 | 0 | 0 | 0 | 0 | 0 | 0 | 0 | 0 | 0 | 0 | 0 | 0 | 0 | 0 | 0 | 0 | 0 | 0 | 0 | 0 | 0 | 0 | 0 | 0
[7 empty] | NG_LGEBA | 6 | 14 | 0 | 0 | 0 | 0 | 0 | 0 | 0 | 0 | 0 | 0 | 0 | 0 | 0 | 0 | 0 | 0 | 0 | 0 | 0 | 0 | 0 | 0 | 0 | 0 | 0 | 0 | 0 | 0 | 0 | 0 | 0 | 0 | 0 | 0 | 0 | 0 | 0 | 0 | 0 | 0 | 0 | 0 | 0 | 0 | 0 | 0 | 0 | 0 | 0 | 0
[7 empty] | NG_LGEBA | 6 | 15 | 0 | 0 | 0 | 0 | 0 | 0 | 0 | 0 | 0 | 0 | 0 | 0 | 0 | 0 | 0 | 0 | 0 | 0 | 0 | 0 | 0 | 0 | 0 | 0 | 0 | 0 | 0 | 0 | 0 | 0 | 0 | 0 | 0 | 0 | 0 | 0 | 0 | 0 | 0 | 0 | 0 | 0 | 0 | 0 | 0 | 0 | 0 | 0 | 0 | 0
[7 empty] | NG_LGEBA | 6 | 16 | 0 | 0 | 0 | 0 | 0 | 0 | 0 | 0 | 0 | 0 | 0 | 0 | 0 | 0 | 0 | 0 | 0 | 0 | 0 | 0 | 0 | 0 | 0 | 0 | 0 | 0 | 0 | 0 | 0 | 0 | 0 | 0 | 0 | 0 | 0 | 0 | 0 | 0 | 0 | 0 | 0 | 0 | 0 | 0 | 0 | 0 | 0 | 0 | 0 | 0
[7 empty] | NG_LGEBA | 6 | 17 | 0 | 0 | 0 | 0 | 0 | 0 | 0 | 0 | 0 | 0 | 0 | 0 | 0 | 0 | 0 | 0 | 0 | 0 | 0 | 0 | 0 | 0 | 0 | 0 | 0 | 0 | 0 | 0 | 0 | 0 | 0 | 0 | 0 | 0 | 0 | 0 | 0 | 0 | 0 | 0 | 0 | 0 | 0 | 0 | 0 | 0 | 0 | 0 | 0 | 0
[7 empty] | NG_LGEBA | 6 | 18 | 0 | 0 | 0 | 0 | 0 | 0 | 0 | 0 | 0 | 0 | 0 | 0 | 0 | 0 | 0 | 0 | 0 | 0 | 0 | 0 | 0 | 0 | 0 | 0 | 0 | 0 | 0 | 0 | 0 | 0 | 0 | 0 | 0 | 0 | 0 | 0 | 0 | 0 | 0 | 0 | 0 | 0 | 0 | 0 | 0 | 0 | 0 | 0 | 0 | 0
[7 empty] | NG_LGEBA | 6 | 19 | 0 | 0 | 0 | 0 | 0 | 0 | 0 | 0 | 0 | 0 | 0 | 0 | 0 | 0 | 0 | 0 | 0 | 0 | 0 | 0 | 0 | 0 | 0 | 0 | 0 | 0 | 0 | 0 | 0 | 0 | 0 | 0 | 0 | 0 | 0 | 0 | 0 | 0 | 0 | 0 | 0 | 0 | 0 | 0 | 0 | 0 | 0 | 0 | 0 | 0
[7 empty] | NG_LGEBA | 6 | 20 | 0 | 0 | 0 | 0 | 0 | 0 | 0 | 0 | 0 | 0 | 0 | 0 | 0 | 0 | 0 | 0 | 0 | 0 | 0 | 0 | 0 | 0 | 0 | 0 | 0 | 0 | 0 | 0 | 0 | 0 | 0 | 0 | 0 | 0 | 0 | 0 | 0 | 0 | 0 | 0 | 0 | 0 | 0 | 0 | 0 | 0 | 0 | 0 | 0 | 0
[7 empty] | NG_LGEBA | 6 | 21 | 0 | 0 | 0 | 0 | 0 | 0 | 0 | 0 | 0 | 0 | 0 | 0 | 0 | 0 | 0 | 0 | 0 | 0 | 0 | 0 | 0 | 0 | 0 | 0 | 0 | 0 | 0 | 0 | 0 | 0 | 0 | 0 | 0 | 0 | 0 | 0 | 0 | 0 | 0 | 0 | 0 | 0 | 0 | 0 | 0 | 0 | 0 | 0 | 0 | 0
[7 empty] | NG_LGEBA | 6 | 22 | 0 | 0 | 0 | 0 | 0 | 0 | 0 | 0 | 0 | 0 | 0 | 0 | 0 | 0 | 0 | 0 | 0 | 0 | 0 | 0 | 0 | 0 | 0 | 0 | 0 | 0 | 0 | 0 | 0 | 0 | 0 | 0 | 0 | 0 | 0 | 0 | 0 | 0 | 0 | 0 | 0 | 0 | 0 | 0 | 0 | 0 | 0 | 0 | 0 | 0
[7 empty] | NG_LGEBA | 6 | 23 | 0 | 0 | 0 | 0 | 0 | 0 | 0 | 0 | 0 | 0 | 0 | 0 | 0 | 0 | 0 | 0 | 0 | 0 | 0 | 0 | 0 | 0 | 0 | 0 | 0 | 0 | 0 | 0 | 0 | 0 | 0 | 0 | 0 | 0 | 0 | 0 | 0 | 0 | 0 | 0 | 0 | 0 | 0 | 0 | 0 | 0 | 0 | 0 | 0 | 0
[7 empty] | NG_LGEBA | 6 | 24 | 0 | 0 | 0 | 0 | 0 | 0 | 0 | 0 | 0 | 0 | 0 | 0 | 0 | 0 | 0 | 0 | 0 | 0 | 0 | 0 | 0 | 0 | 0 | 0 | 0 | 0 | 0 | 0 | 0 | 0 | 0 | 0 | 0 | 0 | 0 | 0 | 0 | 0 | 0 | 0 | 0 | 0 | 0 | 0 | 0 | 0 | 0 | 0 | 0 | 0
[7 empty] | NG_LGEBA | 6 | 25 | 0 | 0 | 0 | 0 | 0 | 0 | 0 | 0 | 0 | 0 | 0 | 0 | 0 | 0 | 0 | 0 | 0 | 0 | 0 | 0 | 0 | 0 | 0 | 0 | 0 | 0 | 0 | 0 | 0 | 0 | 0 | 0 | 0 | 0 | 0 | 0 | 0 | 0 | 0 | 0 | 0 | 0 | 0 | 0 | 0 | 0 | 0 | 0 | 0 | 0
[7 empty] | NG_LGEBA | 6 | 26 | 0 | 0 | 0 | 0 | 0 | 0 | 0 | 0 | 0 | 0 | 0 | 0 | 0 | 0 | 0 | 0 | 0 | 0 | 0 | 0 | 0 | 0 | 0 | 0 | 0 | 0 | 0 | 0 | 0 | 0 | 0 | 0 | 0 | 0 | 0 | 0 | 0 | 0 | 0 | 0 | 0 | 0 | 0 | 0 | 0 | 0 | 0 | 0 | 0 | 0
[7 empty] | NG_LGEBA | 6 | 27 | 0 | 0 | 0 | 0 | 0 | 0 | 0 | 0 | 0 | 0 | 0 | 0 | 0 | 0 | 0 | 0 | 0 | 0 | 0 | 0 | 0 | 0 | 0 | 0 | 0 | 0 | 0 | 0 | 0 | 0 | 0 | 0 | 0 | 0 | 0 | 0 | 0 | 0 | 0 | 0 | 0 | 0 | 0 | 0 | 0 | 0 | 0 | 0 | 0 | 0
[7 empty] | NG_LGEBA | 6 | 28 | 0 | 0 | 0 | 0 | 0 | 0 | 0 | 0 | 0 | 0 | 0 | 0 | 0 | 0 | 0 | 0 | 0 | 0 | 0 | 0 | 0 | 0 | 0 | 0 | 0 | 0 | 0 | 0 | 0 | 0 | 0 | 0 | 0 | 0 | 0 | 0 | 0 | 0 | 0 | 0 | 0 | 0 | 0 | 0 | 0 | 0 | 0 | 0 | 0 | 0
[7 empty] | NG_LGEBA | 6 | 29 | 0 | 0 | 0 | 0 | 0 | 0 | 0 | 0 | 0 | 0 | 0 | 0 | 0 | 0 | 0 | 0 | 0 | 0 | 0 | 0 | 0 | 0 | 0 | 0 | 0 | 0 | 0 | 0 | 0 | 0 | 0 | 0 | 0 | 0 | 0 | 0 | 0 | 0 | 0 | 0 | 0 | 0 | 0 | 0 | 0 | 0 | 0 | 0 | 0 | 0
[7 empty] | NG_LGEBA | 6 | 30 | 0 | 0 | 0 | 0 | 0 | 0 | 0 | 0 | 0 | 0 | 0 | 0 | 0 | 0 | 0 | 0 | 0 | 0 | 0 | 0 | 0 | 0 | 0 | 0 | 0 | 0 | 0 | 0 | 0 | 0 | 0 | 0 | 0 | 0 | 0 | 0 | 0 | 0 | 0 | 0 | 0 | 0 | 0 | 0 | 0 | 0 | 0 | 0 | 0 | 0
[7 empty] | NG_LGEBA | 6 | 31 | 0 | 0 | 0 | 0 | 0 | 0 | 0 | 0 | 0 | 0 | 0 | 0 | 0 | 0 | 0 | 0 | 0 | 0 | 0 | 0 | 0 | 0 | 0 | 0 | 0 | 0 | 0 | 0 | 0 | 0 | 0 | 0 | 0 | 0 | 0 | 0 | 0 | 0 | 0 | 0 | 0 | 0 | 0 | 0 | 0 | 0 | 0 | 0 | 0 | 0
[7 empty] | NG_LGEBA | 6 | 32 | 0 | 0 | 0 | 0 | 0 | 0 | 0 | 0 | 0 | 0 | 0 | 0 | 0 | 0 | 0 | 0 | 0 | 0 | 0 | 0 | 0 | 0 | 0 | 0 | 0 | 0 | 0 | 0 | 0 | 0 | 0 | 0 | 0 | 0 | 0 | 0 | 0 | 0 | 0 | 0 | 0 | 0 | 0 | 0 | 0 | 0 | 0 | 0 | 0 | 0
[7 empty] | NG_LGEBA | 6 | 33 | 0 | 0 | 0 | 0 | 0 | 0 | 0 | 0 | 0 | 0 | 0 | 0 | 0 | 0 | 0 | 0 | 0 | 0 | 0 | 0 | 0 | 0 | 0 | 0 | 0 | 0 | 0 | 0 | 0 | 0 | 0 | 0 | 0 | 0 | 0 | 0 | 0 | 0 | 0 | 0 | 0 | 0 | 0 | 0 | 0 | 0 | 0 | 0 | 0 | 0
[7 empty] | NG_LGEBA | 6 | 34 | 0 | 0 | 0 | 0 | 0 | 0 | 0 | 0 | 0 | 0 | 0 | 0 | 0 | 0 | 0 | 0 | 0 | 0 | 0 | 0 | 0 | 0 | 0 | 0 | 0 | 0 | 0 | 0 | 0 | 0 | 0 | 0 | 0 | 0 | 0 | 0 | 0 | 0 | 0 | 0 | 0 | 0 | 0 | 0 | 0 | 0 | 0 | 0 | 0 | 0
[7 empty] | NG_LGEBA | 6 | 35 | 0 | 0 | 0 | 0 | 0 | 0 | 0 | 0 | 0 | 0 | 0 | 0 | 0 | 0 | 0 | 0 | 0 | 0 | 0 | 0 | 0 | 0 | 0 | 0 | 0 | 0 | 0 | 0 | 0 | 0 | 0 | 0 | 0 | 0 | 0 | 0 | 0 | 0 | 0 | 0 | 0 | 0 | 0 | 0 | 0 | 0 | 0 | 0 | 0 | 0
[7 empty] | NG_LGEBA | 6 | 36 | 0 | 0 | 0 | 0 | 0 | 0 | 0 | 0 | 0 | 0 | 0 | 0 | 0 | 0 | 0 | 0 | 0 | 0 | 0 | 0 | 0 | 0 | 0 | 0 | 0 | 0 | 0 | 0 | 0 | 0 | 0 | 0 | 0 | 0 | 0 | 0 | 0 | 0 | 0 | 0 | 0 | 0 | 0 | 0 | 0 | 0 | 0 | 0 | 0 | 0
[7 empty] | NG_LGEBA | 6 | 37 | 0 | 0 | 0 | 0 | 0 | 0 | 0 | 0 | 0 | 0 | 0 | 0 | 0 | 0 | 0 | 0 | 0 | 0 | 0 | 0 | 0 | 0 | 0 | 0 | 0 | 0 | 0 | 0 | 0 | 0 | 0 | 0 | 0 | 0 | 0 | 0 | 0 | 0 | 0 | 0 | 0 | 0 | 0 | 0 | 0 | 0 | 0 | 0 | 0 | 0
[7 empty] | NG_LGEBA | 6 | 38 | 0 | 0 | 0 | 0 | 0 | 0 | 0 | 0 | 0 | 0 | 0 | 0 | 0 | 0 | 0 | 0 | 0 | 0 | 0 | 0 | 0 | 0 | 0 | 0 | 0 | 0 | 0 | 0 | 0 | 0 | 0 | 0 | 0 | 0 | 0 | 0 | 0 | 0 | 0 | 0 | 0 | 0 | 0 | 0 | 0 | 0 | 0 | 0 | 0 | 0
[7 empty] | NG_LGEBA | 6 | 39 | 0 | 0 | 0 | 0 | 0 | 0 | 0 | 0 | 0 | 0 | 0 | 0 | 0 | 0 | 0 | 0 | 0 | 0 | 0 | 0 | 0 | 0 | 0 | 0 | 0 | 0 | 0 | 0 | 0 | 0 | 0 | 0 | 0 | 0 | 0 | 0 | 0 | 0 | 0 | 0 | 0 | 0 | 0 | 0 | 0 | 0 | 0 | 0 | 0 | 0
[7 empty] | NG_LGEBA | 6 | 40 | 0 | 0 | 0 | 0 | 0 | 0 | 0 | 0 | 0 | 0 | 0 | 0 | 0 | 0 | 0 | 0 | 0 | 0 | 0 | 0 | 0 | 0 | 0 | 0 | 0 | 0 | 0 | 0 | 0 | 0 | 0 | 0 | 0 | 0 | 0 | 0 | 0 | 0 | 0 | 0 | 0 | 0 | 0 | 0 | 0 | 0 | 0 | 0 | 0 | 0
[7 empty] | NG_LGEBA | 6 | 41 | 0 | 0 | 0 | 0 | 0 | 0 | 0 | 0 | 0 | 0 | 0 | 0 | 0 | 0 | 0 | 0 | 0 | 0 | 0 | 0 | 0 | 0 | 0 | 0 | 0 | 0 | 0 | 0 | 0 | 0 | 0 | 0 | 0 | 0 | 0 | 0 | 0 | 0 | 0 | 0 | 0 | 0 | 0 | 0 | 0 | 0 | 0 | 0 | 0 | 0
[7 empty] | NG_LGEBA | 6 | 42 | 0 | 0 | 0 | 0 | 0 | 0 | 0 | 0 | 0 | 0 | 0 | 0 | 0 | 0 | 0 | 0 | 0 | 0 | 0 | 0 | 0 | 0 | 0 | 0 | 0 | 0 | 0 | 0 | 0 | 0 | 0 | 0 | 0 | 0 | 0 | 0 | 0 | 0 | 0 | 0 | 0 | 0 | 0 | 0 | 0 | 0 | 0 | 0 | 0 | 0
[7 empty] | NG_LGEBA | 6 | 43 | 0 | 0 | 0 | 0 | 0 | 0 | 0 | 0 | 0 | 0 | 0 | 0 | 0 | 0 | 0 | 0 | 0 | 0 | 0 | 0 | 0 | 0 | 0 | 0 | 0 | 0 | 0 | 0 | 0 | 0 | 0 | 0 | 0 | 0 | 0 | 0 | 0 | 0 | 0 | 0 | 0 | 0 | 0 | 0 | 0 | 0 | 0 | 0 | 0 | 0
[7 empty] | NG_LGEBA | 6 | 44 | 0 | 0 | 0 | 0 | 0 | 0 | 0 | 0 | 0 | 0 | 0 | 0 | 0 | 0 | 0 | 0 | 0 | 0 | 0 | 0 | 0 | 0 | 0 | 0 | 0 | 0 | 0 | 0 | 0 | 0 | 0 | 0 | 0 | 0 | 0 | 0 | 0 | 0 | 0 | 0 | 0 | 0 | 0 | 0 | 0 | 0 | 0 | 0 | 0 | 0
[7 empty] | NG_LGEBA | 6 | 45 | 0 | 0 | 0 | 0 | 0 | 0 | 0 | 0 | 0 | 0 | 0 | 0 | 0 | 0 | 0 | 0 | 0 | 0 | 0 | 0 | 0 | 0 | 0 | 0 | 0 | 0 | 0 | 0 | 0 | 0 | 0 | 0 | 0 | 0 | 0 | 0 | 0 | 0 | 0 | 0 | 0 | 0 | 0 | 0 | 0 | 0 | 0 | 0 | 0 | 0
[7 empty] | NG_LGEBA | 6 | 46 | 0 | 0 | 0 | 0 | 0 | 0 | 0 | 0 | 0 | 0 | 0 | 0 | 0 | 0 | 0 | 0 | 0 | 0 | 0 | 0 | 0 | 0 | 0 | 0 | 0 | 0 | 0 | 0 | 0 | 0 | 0 | 0 | 0 | 0 | 0 | 0 | 0 | 0 | 0 | 0 | 0 | 0 | 0 | 0 | 0 | 0 | 0 | 0 | 0 | 0
[7 empty] | NG_LGEBA | 6 | 47 | 0 | 0 | 0 | 0 | 0 | 0 | 0 | 0 | 0 | 0 | 0 | 0 | 0 | 0 | 0 | 0 | 0 | 0 | 0 | 0 | 0 | 0 | 0 | 0 | 0 | 0 | 0 | 0 | 0 | 0 | 0 | 0 | 0 | 0 | 0 | 0 | 0 | 0 | 0 | 0 | 0 | 0 | 0 | 0 | 0 | 0 | 0 | 0 | 0 | 0
[7 empty] | NG_LGEBA | 6 | 48 | 0 | 0 | 0 | 0 | 0 | 0 | 0 | 0 | 0 | 0 | 0 | 0 | 0 | 0 | 0 | 0 | 0 | 0 | 0 | 0 | 0 | 0 | 0 | 0 | 0 | 0 | 0 | 0 | 0 | 0 | 0 | 0 | 0 | 0 | 0 | 0 | 0 | 0 | 0 | 0 | 0 | 0 | 0 | 0 | 0 | 0 | 0 | 0 | 0 | 0
[7 empty] | NG_LGEBA | 6 | 49 | 0 | 0 | 0 | 0 | 0 | 0 | 0 | 0 | 0 | 0 | 0 | 0 | 0 | 0 | 0 | 0 | 0 | 0 | 0 | 0 | 0 | 0 | 0 | 0 | 0 | 0 | 0 | 0 | 0 | 0 | 0 | 0 | 0 | 0 | 0 | 0 | 0 | 0 | 0 | 0 | 0 | 0 | 0 | 0 | 0 | 0 | 0 | 0 | 0 | 0
[7 empty] | NG_LGEHI | 7 | 0 | 0 | 0 | 0 | 0 | 0 | 0 | 0 | 0 | 0 | 0 | 0 | 0 | 0 | 0 | 0 | 0 | 0 | 0 | 0 | 0 | 0 | 0 | 0 | 0 | 0 | 0 | 0 | 0 | 0 | 0 | 0 | 0 | 0 | 0 | 0 | 0 | 0 | 0 | 0 | 0 | 0 | 0 | 0 | 0 | 0 | 0 | 0 | 0 | 0 | 0
[7 empty] | NG_LGEHI | 7 | 1 | 0 | 0 | 0 | 0 | 0 | 0 | 0 | 0 | 0 | 0 | 0 | 0 | 0 | 0 | 0 | 0 | 0 | 0 | 0 | 0 | 0 | 0 | 0 | 0 | 0 | 0 | 0 | 0 | 0 | 0 | 0 | 0 | 0 | 0 | 0 | 0 | 0 | 0 | 0 | 0 | 0 | 0 | 0 | 0 | 0 | 0 | 0 | 0 | 0 | 0
[7 empty] | NG_LGEHI | 7 | 2 | 0 | 0 | 0 | 0 | 0 | 0 | 0 | 0 | 0 | 0 | 0 | 0 | 0 | 0 | 0 | 0 | 0 | 0 | 0 | 0 | 0 | 0 | 0 | 0 | 0 | 0 | 0 | 0 | 0 | 0 | 0 | 0 | 0 | 0 | 0 | 0 | 0 | 0 | 0 | 0 | 0 | 0 | 0 | 0 | 0 | 0 | 0 | 0 | 0 | 0
[7 empty] | NG_LGEHI | 7 | 3 | 0 | 0 | 0 | 0 | 0 | 0 | 0 | 0 | 0 | 0 | 0 | 0 | 0 | 0 | 0 | 0 | 0 | 0 | 0 | 0 | 0 | 0 | 0 | 0 | 0 | 0 | 0 | 0 | 0 | 0 | 0 | 0 | 0 | 0 | 0 | 0 | 0 | 0 | 0 | 0 | 0 | 0 | 0 | 0 | 0 | 0 | 0 | 0 | 0 | 0
[7 empty] | NG_LGEHI | 7 | 4 | 0 | 0 | 0 | 0 | 0 | 0 | 0 | 0 | 0 | 0 | 0 | 0 | 0 | 0 | 0 | 0 | 0 | 0 | 0 | 0 | 0 | 0 | 0 | 0 | 0 | 0 | 0 | 0 | 0 | 0 | 0 | 0 | 0 | 0 | 0 | 0 | 0 | 0 | 0 | 0 | 0 | 0 | 0 | 0 | 0 | 0 | 0 | 0 | 0 | 0
[7 empty] | NG_LGEHI | 7 | 5 | 0 | 0 | 0 | 0 | 0 | 0 | 0 | 0 | 0 | 0 | 0 | 0 | 0 | 0 | 0 | 0 | 0 | 0 | 0 | 0 | 0 | 0 | 0 | 0 | 0 | 0 | 0 | 0 | 0 | 0 | 0 | 0 | 0 | 0 | 0 | 0 | 0 | 0 | 0 | 0 | 0 | 0 | 0 | 0 | 0 | 0 | 0 | 0 | 0 | 0
[7 empty] | NG_LGEHI | 7 | 6 | 0 | 0 | 0 | 0 | 0 | 0 | 0 | 0 | 0 | 0 | 0 | 0 | 0 | 0 | 0 | 0 | 0 | 0 | 0 | 0 | 0 | 0 | 0 | 0 | 0 | 0 | 0 | 0 | 0 | 0 | 0 | 0 | 0 | 0 | 0 | 0 | 0 | 0 | 0 | 0 | 0 | 0 | 0 | 0 | 0 | 0 | 0 | 0 | 0 | 0
[7 empty] | NG_LGEHI | 7 | 7 | 0 | 0 | 0 | 0 | 0 | 0 | 0 | 0 | 0 | 0 | 0 | 0 | 0 | 0 | 0 | 0 | 0 | 0 | 0 | 0 | 0 | 0 | 0 | 0 | 0 | 0 | 0 | 0 | 0 | 0 | 0 | 0 | 0 | 0 | 0 | 0 | 0 | 0 | 0 | 0 | 0 | 0 | 0 | 0 | 0 | 0 | 0 | 0 | 0 | 0
[7 empty] | NG_LGEHI | 7 | 8 | 0 | 0 | 0 | 0 | 0 | 0 | 0 | 0 | 0 | 0 | 0 | 0 | 0 | 0 | 0 | 0 | 0 | 0 | 0 | 0 | 0 | 0 | 0 | 0 | 0 | 0 | 0 | 0 | 0 | 0 | 0 | 0 | 0 | 0 | 0 | 0 | 0 | 0 | 0 | 0 | 0 | 0 | 0 | 0 | 0 | 0 | 0 | 0 | 0 | 0
[7 empty] | NG_LGEHI | 7 | 9 | 0 | 0 | 0 | 0 | 0 | 0 | 0 | 0 | 0 | 0 | 0 | 0 | 0 | 0 | 0 | 0 | 0 | 0 | 0 | 0 | 0 | 0 | 0 | 0 | 0 | 0 | 0 | 0 | 0 | 0 | 0 | 0 | 0 | 0 | 0 | 0 | 0 | 0 | 0 | 0 | 0 | 0 | 0 | 0 | 0 | 0 | 0 | 0 | 0 | 0
[7 empty] | NG_LGEHI | 7 | 10 | 0 | 0 | 0 | 0 | 0 | 0 | 0 | 0 | 0 | 0 | 0 | 0 | 0 | 0 | 0 | 0 | 0 | 0 | 0 | 0 | 0 | 0 | 0 | 0 | 0 | 0 | 0 | 0 | 0 | 0 | 0 | 0 | 0 | 0 | 0 | 0 | 0 | 0 | 0 | 0 | 0 | 0 | 0 | 0 | 0 | 0 | 0 | 0 | 0 | 0
[7 empty] | NG_LGEHI | 7 | 11 | 0 | 0 | 0 | 0 | 0 | 0 | 0 | 0 | 0 | 0 | 0 | 0 | 0 | 0 | 0 | 0 | 0 | 0 | 0 | 0 | 0 | 0 | 0 | 0 | 0 | 0 | 0 | 0 | 0 | 0 | 0 | 0 | 0 | 0 | 0 | 0 | 0 | 0 | 0 | 0 | 0 | 0 | 0 | 0 | 0 | 0 | 0 | 0 | 0 | 0
[7 empty] | NG_LGEHI | 7 | 12 | 0 | 0 | 0 | 0 | 0 | 0 | 0 | 0 | 0 | 0 | 0 | 0 | 0 | 0 | 0 | 0 | 0 | 0 | 0 | 0 | 0 | 0 | 0 | 0 | 0 | 0 | 0 | 0 | 0 | 0 | 0 | 0 | 0 | 0 | 0 | 0 | 0 | 0 | 0 | 0 | 0 | 0 | 0 | 0 | 0 | 0 | 0 | 0 | 0 | 0
[7 empty] | NG_LGEHI | 7 | 13 | 0 | 0 | 0 | 0 | 0 | 0 | 0 | 0 | 0 | 0 | 0 | 0 | 0 | 0 | 0 | 0 | 0 | 0 | 0 | 0 | 0 | 0 | 0 | 0 | 0 | 0 | 0 | 0 | 0 | 0 | 0 | 0 | 0 | 0 | 0 | 0 | 0 | 0 | 0 | 0 | 0 | 0 | 0 | 0 | 0 | 0 | 0 | 0 | 0 | 0
[7 empty] | NG_LGEHI | 7 | 14 | 0 | 0 | 0 | 0 | 0 | 0 | 0 | 0 | 0 | 0 | 0 | 0 | 0 | 0 | 0 | 0 | 0 | 0 | 0 | 0 | 0 | 0 | 0 | 0 | 0 | 0 | 0 | 0 | 0 | 0 | 0 | 0 | 0 | 0 | 0 | 0 | 0 | 0 | 0 | 0 | 0 | 0 | 0 | 0 | 0 | 0 | 0 | 0 | 0 | 0
[7 empty] | NG_LGEHI | 7 | 15 | 0 | 0 | 0 | 0 | 0 | 0 | 0 | 0 | 0 | 0 | 0 | 0 | 0 | 0 | 0 | 0 | 0 | 0 | 0 | 0 | 0 | 0 | 0 | 0 | 0 | 0 | 0 | 0 | 0 | 0 | 0 | 0 | 0 | 0 | 0 | 0 | 0 | 0 | 0 | 0 | 0 | 0 | 0 | 0 | 0 | 0 | 0 | 0 | 0 | 0
[7 empty] | NG_LGEHI | 7 | 16 | 0 | 0 | 0 | 0 | 0 | 0 | 0 | 0 | 0 | 0 | 0 | 0 | 0 | 0 | 0 | 0 | 0 | 0 | 0 | 0 | 0 | 0 | 0 | 0 | 0 | 0 | 0 | 0 | 0 | 0 | 0 | 0 | 0 | 0 | 0 | 0 | 0 | 0 | 0 | 0 | 0 | 0 | 0 | 0 | 0 | 0 | 0 | 0 | 0 | 0
[7 empty] | NG_LGEHI | 7 | 17 | 0 | 0 | 0 | 0 | 0 | 0 | 0 | 0 | 0 | 0 | 0 | 0 | 0 | 0 | 0 | 0 | 0 | 0 | 0 | 0 | 0 | 0 | 0 | 0 | 0 | 0 | 0 | 0 | 0 | 0 | 0 | 0 | 0 | 0 | 0 | 0 | 0 | 0 | 0 | 0 | 0 | 0 | 0 | 0 | 0 | 0 | 0 | 0 | 0 | 0
[7 empty] | NG_LGEHI | 7 | 18 | 0 | 0 | 0 | 0 | 0 | 0 | 0 | 0 | 0 | 0 | 0 | 0 | 0 | 0 | 0 | 0 | 0 | 0 | 0 | 0 | 0 | 0 | 0 | 0 | 0 | 0 | 0 | 0 | 0 | 0 | 0 | 0 | 0 | 0 | 0 | 0 | 0 | 0 | 0 | 0 | 0 | 0 | 0 | 0 | 0 | 0 | 0 | 0 | 0 | 0
[7 empty] | NG_LGEHI | 7 | 19 | 0 | 0 | 0 | 0 | 0 | 0 | 0 | 0 | 0 | 0 | 0 | 0 | 0 | 0 | 0 | 0 | 0 | 0 | 0 | 0 | 0 | 0 | 0 | 0 | 0 | 0 | 0 | 0 | 0 | 0 | 0 | 0 | 0 | 0 | 0 | 0 | 0 | 0 | 0 | 0 | 0 | 0 | 0 | 0 | 0 | 0 | 0 | 0 | 0 | 0
[7 empty] | NG_LGEHI | 7 | 20 | 0 | 0 | 0 | 0 | 0 | 0 | 0 | 0 | 0 | 0 | 0 | 0 | 0 | 0 | 0 | 0 | 0 | 0 | 0 | 0 | 0 | 0 | 0 | 0 | 0 | 0 | 0 | 0 | 0 | 0 | 0 | 0 | 0 | 0 | 0 | 0 | 0 | 0 | 0 | 0 | 0 | 0 | 0 | 0 | 0 | 0 | 0 | 0 | 0 | 0
[7 empty] | NG_LGEHI | 7 | 21 | 0 | 0 | 0 | 0 | 0 | 0 | 0 | 0 | 0 | 0 | 0 | 0 | 0 | 0 | 0 | 0 | 0 | 0 | 0 | 0 | 0 | 0 | 0 | 0 | 0 | 0 | 0 | 0 | 0 | 0 | 0 | 0 | 0 | 0 | 0 | 0 | 0 | 0 | 0 | 0 | 0 | 0 | 0 | 0 | 0 | 0 | 0 | 0 | 0 | 0
[7 empty] | NG_LGEHI | 7 | 22 | 0 | 0 | 0 | 0 | 0 | 0 | 0 | 0 | 0 | 0 | 0 | 0 | 0 | 0 | 0 | 0 | 0 | 0 | 0 | 0 | 0 | 0 | 0 | 0 | 0 | 0 | 0 | 0 | 0 | 0 | 0 | 0 | 0 | 0 | 0 | 0 | 0 | 0 | 0 | 0 | 0 | 0 | 0 | 0 | 0 | 0 | 0 | 0 | 0 | 0
[7 empty] | NG_LGEHI | 7 | 23 | 0 | 0 | 0 | 0 | 0 | 0 | 0 | 0 | 0 | 0 | 0 | 0 | 0 | 0 | 0 | 0 | 0 | 0 | 0 | 0 | 0 | 0 | 0 | 0 | 0 | 0 | 0 | 0 | 0 | 0 | 0 | 0 | 0 | 0 | 0 | 0 | 0 | 0 | 0 | 0 | 0 | 0 | 0 | 0 | 0 | 0 | 0 | 0 | 0 | 0
[7 empty] | NG_LGEHI | 7 | 24 | 0 | 0 | 0 | 0 | 0 | 0 | 0 | 0 | 0 | 0 | 0 | 0 | 0 | 0 | 0 | 0 | 0 | 0 | 0 | 0 | 0 | 0 | 0 | 0 | 0 | 0 | 0 | 0 | 0 | 0 | 0 | 0 | 0 | 0 | 0 | 0 | 0 | 0 | 0 | 0 | 0 | 0 | 0 | 0 | 0 | 0 | 0 | 0 | 0 | 0
[7 empty] | NG_LGEHI | 7 | 25 | 0 | 0 | 0 | 0 | 0 | 0 | 0 | 0 | 0 | 0 | 0 | 0 | 0 | 0 | 0 | 0 | 0 | 0 | 0 | 0 | 0 | 0 | 0 | 0 | 0 | 0 | 0 | 0 | 0 | 0 | 0 | 0 | 0 | 0 | 0 | 0 | 0 | 0 | 0 | 0 | 0 | 0 | 0 | 0 | 0 | 0 | 0 | 0 | 0 | 0
[7 empty] | NG_LGEHI | 7 | 26 | 0 | 0 | 0 | 0 | 0 | 0 | 0 | 0 | 0 | 0 | 0 | 0 | 0 | 0 | 0 | 0 | 0 | 0 | 0 | 0 | 0 | 0 | 0 | 0 | 0 | 0 | 0 | 0 | 0 | 0 | 0 | 0 | 0 | 0 | 0 | 0 | 0 | 0 | 0 | 0 | 0 | 0 | 0 | 0 | 0 | 0 | 0 | 0 | 0 | 0
[7 empty] | NG_LGEHI | 7 | 27 | 0 | 0 | 0 | 0 | 0 | 0 | 0 | 0 | 0 | 0 | 0 | 0 | 0 | 0 | 0 | 0 | 0 | 0 | 0 | 0 | 0 | 0 | 0 | 0 | 0 | 0 | 0 | 0 | 0 | 0 | 0 | 0 | 0 | 0 | 0 | 0 | 0 | 0 | 0 | 0 | 0 | 0 | 0 | 0 | 0 | 0 | 0 | 0 | 0 | 0
[7 empty] | NG_LGEHI | 7 | 28 | 0 | 0 | 0 | 0 | 0 | 0 | 0 | 0 | 0 | 0 | 0 | 0 | 0 | 0 | 0 | 0 | 0 | 0 | 0 | 0 | 0 | 0 | 0 | 0 | 0 | 0 | 0 | 0 | 0 | 0 | 0 | 0 | 0 | 0 | 0 | 0 | 0 | 0 | 0 | 0 | 0 | 0 | 0 | 0 | 0 | 0 | 0 | 0 | 0 | 0
[7 empty] | NG_LGEHI | 7 | 29 | 0 | 0 | 0 | 0 | 0 | 0 | 0 | 0 | 0 | 0 | 0 | 0 | 0 | 0 | 0 | 0 | 0 | 0 | 0 | 0 | 0 | 0 | 0 | 0 | 0 | 0 | 0 | 0 | 0 | 0 | 0 | 0 | 0 | 0 | 0 | 0 | 0 | 0 | 0 | 0 | 0 | 0 | 0 | 0 | 0 | 0 | 0 | 0 | 0 | 0
[7 empty] | NG_LGEHI | 7 | 30 | 0 | 0 | 0 | 0 | 0 | 0 | 0 | 0 | 0 | 0 | 0 | 0 | 0 | 0 | 0 | 0 | 0 | 0 | 0 | 0 | 0 | 0 | 0 | 0 | 0 | 0 | 0 | 0 | 0 | 0 | 0 | 0 | 0 | 0 | 0 | 0 | 0 | 0 | 0 | 0 | 0 | 0 | 0 | 0 | 0 | 0 | 0 | 0 | 0 | 0
[7 empty] | NG_LGEHI | 7 | 31 | 0 | 0 | 0 | 0 | 0 | 0 | 0 | 0 | 0 | 0 | 0 | 0 | 0 | 0 | 0 | 0 | 0 | 0 | 0 | 0 | 0 | 0 | 0 | 0 | 0 | 0 | 0 | 0 | 0 | 0 | 0 | 0 | 0 | 0 | 0 | 0 | 0 | 0 | 0 | 0 | 0 | 0 | 0 | 0 | 0 | 0 | 0 | 0 | 0 | 0
[7 empty] | NG_LGEHI | 7 | 32 | 0 | 0 | 0 | 0 | 0 | 0 | 0 | 0 | 0 | 0 | 0 | 0 | 0 | 0 | 0 | 0 | 0 | 0 | 0 | 0 | 0 | 0 | 0 | 0 | 0 | 0 | 0 | 0 | 0 | 0 | 0 | 0 | 0 | 0 | 0 | 0 | 0 | 0 | 0 | 0 | 0 | 0 | 0 | 0 | 0 | 0 | 0 | 0 | 0 | 0
[7 empty] | NG_LGEHI | 7 | 33 | 0 | 0 | 0 | 0 | 0 | 0 | 0 | 0 | 0 | 0 | 0 | 0 | 0 | 0 | 0 | 0 | 0 | 0 | 0 | 0 | 0 | 0 | 0 | 0 | 0 | 0 | 0 | 0 | 0 | 0 | 0 | 0 | 0 | 0 | 0 | 0 | 0 | 0 | 0 | 0 | 0 | 0 | 0 | 0 | 0 | 0 | 0 | 0 | 0 | 0
[7 empty] | NG_LGEHI | 7 | 34 | 0 | 0 | 0 | 0 | 0 | 0 | 0 | 0 | 0 | 0 | 0 | 0 | 0 | 0 | 0 | 0 | 0 | 0 | 0 | 0 | 0 | 0 | 0 | 0 | 0 | 0 | 0 | 0 | 0 | 0 | 0 | 0 | 0 | 0 | 0 | 0 | 0 | 0 | 0 | 0 | 0 | 0 | 0 | 0 | 0 | 0 | 0 | 0 | 0 | 0
[7 empty] | NG_LGEHI | 7 | 35 | 0 | 0 | 0 | 0 | 0 | 0 | 0 | 0 | 0 | 0 | 0 | 0 | 0 | 0 | 0 | 0 | 0 | 0 | 0 | 0 | 0 | 0 | 0 | 0 | 0 | 0 | 0 | 0 | 0 | 0 | 0 | 0 | 0 | 0 | 0 | 0 | 0 | 0 | 0 | 0 | 0 | 0 | 0 | 0 | 0 | 0 | 0 | 0 | 0 | 0
[7 empty] | NG_LGEHI | 7 | 36 | 0 | 0 | 0 | 0 | 0 | 0 | 0 | 0 | 0 | 0 | 0 | 0 | 0 | 0 | 0 | 0 | 0 | 0 | 0 | 0 | 0 | 0 | 0 | 0 | 0 | 0 | 0 | 0 | 0 | 0 | 0 | 0 | 0 | 0 | 0 | 0 | 0 | 0 | 0 | 0 | 0 | 0 | 0 | 0 | 0 | 0 | 0 | 0 | 0 | 0
[7 empty] | NG_LGEHI | 7 | 37 | 0 | 0 | 0 | 0 | 0 | 0 | 0 | 0 | 0 | 0 | 0 | 0 | 0 | 0 | 0 | 0 | 0 | 0 | 0 | 0 | 0 | 0 | 0 | 0 | 0 | 0 | 0 | 0 | 0 | 0 | 0 | 0 | 0 | 0 | 0 | 0 | 0 | 0 | 0 | 0 | 0 | 0 | 0 | 0 | 0 | 0 | 0 | 0 | 0 | 0
[7 empty] | NG_LGEHI | 7 | 38 | 0 | 0 | 0 | 0 | 0 | 0 | 0 | 0 | 0 | 0 | 0 | 0 | 0 | 0 | 0 | 0 | 0 | 0 | 0 | 0 | 0 | 0 | 0 | 0 | 0 | 0 | 0 | 0 | 0 | 0 | 0 | 0 | 0 | 0 | 0 | 0 | 0 | 0 | 0 | 0 | 0 | 0 | 0 | 0 | 0 | 0 | 0 | 0 | 0 | 0
[7 empty] | NG_LGEHI | 7 | 39 | 0 | 0 | 0 | 0 | 0 | 0 | 0 | 0 | 0 | 0 | 0 | 0 | 0 | 0 | 0 | 0 | 0 | 0 | 0 | 0 | 0 | 0 | 0 | 0 | 0 | 0 | 0 | 0 | 0 | 0 | 0 | 0 | 0 | 0 | 0 | 0 | 0 | 0 | 0 | 0 | 0 | 0 | 0 | 0 | 0 | 0 | 0 | 0 | 0 | 0
[7 empty] | NG_LGEHI | 7 | 40 | 0 | 0 | 0 | 0 | 0 | 0 | 0 | 0 | 0 | 0 | 0 | 0 | 0 | 0 | 0 | 0 | 0 | 0 | 0 | 0 | 0 | 0 | 0 | 0 | 0 | 0 | 0 | 0 | 0 | 0 | 0 | 0 | 0 | 0 | 0 | 0 | 0 | 0 | 0 | 0 | 0 | 0 | 0 | 0 | 0 | 0 | 0 | 0 | 0 | 0
[7 empty] | NG_LGEHI | 7 | 41 | 0 | 0 | 0 | 0 | 0 | 0 | 0 | 0 | 0 | 0 | 0 | 0 | 0 | 0 | 0 | 0 | 0 | 0 | 0 | 0 | 0 | 0 | 0 | 0 | 0 | 0 | 0 | 0 | 0 | 0 | 0 | 0 | 0 | 0 | 0 | 0 | 0 | 0 | 0 | 0 | 0 | 0 | 0 | 0 | 0 | 0 | 0 | 0 | 0 | 0
[7 empty] | NG_LGEHI | 7 | 42 | 0 | 0 | 0 | 0 | 0 | 0 | 0 | 0 | 0 | 0 | 0 | 0 | 0 | 0 | 0 | 0 | 0 | 0 | 0 | 0 | 0 | 0 | 0 | 0 | 0 | 0 | 0 | 0 | 0 | 0 | 0 | 0 | 0 | 0 | 0 | 0 | 0 | 0 | 0 | 0 | 0 | 0 | 0 | 0 | 0 | 0 | 0 | 0 | 0 | 0
[7 empty] | NG_LGEHI | 7 | 43 | 0 | 0 | 0 | 0 | 0 | 0 | 0 | 0 | 0 | 0 | 0 | 0 | 0 | 0 | 0 | 0 | 0 | 0 | 0 | 0 | 0 | 0 | 0 | 0 | 0 | 0 | 0 | 0 | 0 | 0 | 0 | 0 | 0 | 0 | 0 | 0 | 0 | 0 | 0 | 0 | 0 | 0 | 0 | 0 | 0 | 0 | 0 | 0 | 0 | 0
[7 empty] | NG_LGEHI | 7 | 44 | 0 | 0 | 0 | 0 | 0 | 0 | 0 | 0 | 0 | 0 | 0 | 0 | 0 | 0 | 0 | 0 | 0 | 0 | 0 | 0 | 0 | 0 | 0 | 0 | 0 | 0 | 0 | 0 | 0 | 0 | 0 | 0 | 0 | 0 | 0 | 0 | 0 | 0 | 0 | 0 | 0 | 0 | 0 | 0 | 0 | 0 | 0 | 0 | 0 | 0
[7 empty] | NG_LGEHI | 7 | 45 | 0 | 0 | 0 | 0 | 0 | 0 | 0 | 0 | 0 | 0 | 0 | 0 | 0 | 0 | 0 | 0 | 0 | 0 | 0 | 0 | 0 | 0 | 0 | 0 | 0 | 0 | 0 | 0 | 0 | 0 | 0 | 0 | 0 | 0 | 0 | 0 | 0 | 0 | 0 | 0 | 0 | 0 | 0 | 0 | 0 | 0 | 0 | 0 | 0 | 0
[7 empty] | NG_LGEHI | 7 | 46 | 0 | 0 | 0 | 0 | 0 | 0 | 0 | 0 | 0 | 0 | 0 | 0 | 0 | 0 | 0 | 0 | 0 | 0 | 0 | 0 | 0 | 0 | 0 | 0 | 0 | 0 | 0 | 0 | 0 | 0 | 0 | 0 | 0 | 0 | 0 | 0 | 0 | 0 | 0 | 0 | 0 | 0 | 0 | 0 | 0 | 0 | 0 | 0 | 0 | 0
[7 empty] | NG_LGEHI | 7 | 47 | 0 | 0 | 0 | 0 | 0 | 0 | 0 | 0 | 0 | 0 | 0 | 0 | 0 | 0 | 0 | 0 | 0 | 0 | 0 | 0 | 0 | 0 | 0 | 0 | 0 | 0 | 0 | 0 | 0 | 0 | 0 | 0 | 0 | 0 | 0 | 0 | 0 | 0 | 0 | 0 | 0 | 0 | 0 | 0 | 0 | 0 | 0 | 0 | 0 | 0
[7 empty] | NG_LGEHI | 7 | 48 | 0 | 0 | 0 | 0 | 0 | 0 | 0 | 0 | 0 | 0 | 0 | 0 | 0 | 0 | 0 | 0 | 0 | 0 | 0 | 0 | 0 | 0 | 0 | 0 | 0 | 0 | 0 | 0 | 0 | 0 | 0 | 0 | 0 | 0 | 0 | 0 | 0 | 0 | 0 | 0 | 0 | 0 | 0 | 0 | 0 | 0 | 0 | 0 | 0 | 0
[7 empty] | NG_LGEHI | 7 | 49 | 0 | 0 | 0 | 0 | 0 | 0 | 0 | 0 | 0 | 0 | 0 | 0 | 0 | 0 | 0 | 0 | 0 | 0 | 0 | 0 | 0 | 0 | 0 | 0 | 0 | 0 | 0 | 0 | 0 | 0 | 0 | 0 | 0 | 0 | 0 | 0 | 0 | 0 | 0 | 0 | 0 | 0 | 0 | 0 | 0 | 0 | 0 | 0 | 0 | 0
[7 empty] | NG_LGELO | 8 | 0 | 0 | 0 | 0 | 0 | 0 | 0 | 0 | 0 | 0 | 0 | 0 | 0 | 0 | 0 | 0 | 0 | 0 | 0 | 0 | 0 | 0 | 0 | 0 | 0 | 0 | 0 | 0 | 0 | 0 | 0 | 0 | 0 | 0 | 0 | 0 | 0 | 0 | 0 | 0 | 0 | 0 | 0 | 0 | 0 | 0 | 0 | 0 | 0 | 0 | 0
[7 empty] | NG_LGELO | 8 | 1 | 0 | 0 | 0 | 0 | 0 | 0 | 0 | 0 | 0 | 0 | 0 | 0 | 0 | 0 | 0 | 0 | 0 | 0 | 0 | 0 | 0 | 0 | 0 | 0 | 0 | 0 | 0 | 0 | 0 | 0 | 0 | 0 | 0 | 0 | 0 | 0 | 0 | 0 | 0 | 0 | 0 | 0 | 0 | 0 | 0 | 0 | 0 | 0 | 0 | 0
[7 empty] | NG_LGELO | 8 | 2 | 0 | 0 | 0 | 0 | 0 | 0 | 0 | 0 | 0 | 0 | 0 | 0 | 0 | 0 | 0 | 0 | 0 | 0 | 0 | 0 | 0 | 0 | 0 | 0 | 0 | 0 | 0 | 0 | 0 | 0 | 0 | 0 | 0 | 0 | 0 | 0 | 0 | 0 | 0 | 0 | 0 | 0 | 0 | 0 | 0 | 0 | 0 | 0 | 0 | 0
[7 empty] | NG_LGELO | 8 | 3 | 0 | 0 | 0 | 0 | 0 | 0 | 0 | 0 | 0 | 0 | 0 | 0 | 0 | 0 | 0 | 0 | 0 | 0 | 0 | 0 | 0 | 0 | 0 | 0 | 0 | 0 | 0 | 0 | 0 | 0 | 0 | 0 | 0 | 0 | 0 | 0 | 0 | 0 | 0 | 0 | 0 | 0 | 0 | 0 | 0 | 0 | 0 | 0 | 0 | 0
[7 empty] | NG_LGELO | 8 | 4 | 0 | 0 | 0 | 0 | 0 | 0 | 0 | 0 | 0 | 0 | 0 | 0 | 0 | 0 | 0 | 0 | 0 | 0 | 0 | 0 | 0 | 0 | 0 | 0 | 0 | 0 | 0 | 0 | 0 | 0 | 0 | 0 | 0 | 0 | 0 | 0 | 0 | 0 | 0 | 0 | 0 | 0 | 0 | 0 | 0 | 0 | 0 | 0 | 0 | 0
[7 empty] | NG_LGELO | 8 | 5 | 0 | 0 | 0 | 0 | 0 | 0 | 0 | 0 | 0 | 0 | 0 | 0 | 0 | 0 | 0 | 0 | 0 | 0 | 0 | 0 | 0 | 0 | 0 | 0 | 0 | 0 | 0 | 0 | 0 | 0 | 0 | 0 | 0 | 0 | 0 | 0 | 0 | 0 | 0 | 0 | 0 | 0 | 0 | 0 | 0 | 0 | 0 | 0 | 0 | 0
[7 empty] | NG_LGELO | 8 | 6 | 0 | 0 | 0 | 0 | 0 | 0 | 0 | 0 | 0 | 0 | 0 | 0 | 0 | 0 | 0 | 0 | 0 | 0 | 0 | 0 | 0 | 0 | 0 | 0 | 0 | 0 | 0 | 0 | 0 | 0 | 0 | 0 | 0 | 0 | 0 | 0 | 0 | 0 | 0 | 0 | 0 | 0 | 0 | 0 | 0 | 0 | 0 | 0 | 0 | 0
[7 empty] | NG_LGELO | 8 | 7 | 0 | 0 | 0 | 0 | 0 | 0 | 0 | 0 | 0 | 0 | 0 | 0 | 0 | 0 | 0 | 0 | 0 | 0 | 0 | 0 | 0 | 0 | 0 | 0 | 0 | 0 | 0 | 0 | 0 | 0 | 0 | 0 | 0 | 0 | 0 | 0 | 0 | 0 | 0 | 0 | 0 | 0 | 0 | 0 | 0 | 0 | 0 | 0 | 0 | 0
[7 empty] | NG_LGELO | 8 | 8 | 0 | 0 | 0 | 0 | 0 | 0 | 0 | 0 | 0 | 0 | 0 | 0 | 0 | 0 | 0 | 0 | 0 | 0 | 0 | 0 | 0 | 0 | 0 | 0 | 0 | 0 | 0 | 0 | 0 | 0 | 0 | 0 | 0 | 0 | 0 | 0 | 0 | 0 | 0 | 0 | 0 | 0 | 0 | 0 | 0 | 0 | 0 | 0 | 0 | 0
[7 empty] | NG_LGELO | 8 | 9 | 0 | 0 | 0 | 0 | 0 | 0 | 0 | 0 | 0 | 0 | 0 | 0 | 0 | 0 | 0 | 0 | 0 | 0 | 0 | 0 | 0 | 0 | 0 | 0 | 0 | 0 | 0 | 0 | 0 | 0 | 0 | 0 | 0 | 0 | 0 | 0 | 0 | 0 | 0 | 0 | 0 | 0 | 0 | 0 | 0 | 0 | 0 | 0 | 0 | 0
[7 empty] | NG_LGELO | 8 | 10 | 0 | 0 | 0 | 0 | 0 | 0 | 0 | 0 | 0 | 0 | 0 | 0 | 0 | 0 | 0 | 0 | 0 | 0 | 0 | 0 | 0 | 0 | 0 | 0 | 0 | 0 | 0 | 0 | 0 | 0 | 0 | 0 | 0 | 0 | 0 | 0 | 0 | 0 | 0 | 0 | 0 | 0 | 0 | 0 | 0 | 0 | 0 | 0 | 0 | 0
[7 empty] | NG_LGELO | 8 | 11 | 0 | 0 | 0 | 0 | 0 | 0 | 0 | 0 | 0 | 0 | 0 | 0 | 0 | 0 | 0 | 0 | 0 | 0 | 0 | 0 | 0 | 0 | 0 | 0 | 0 | 0 | 0 | 0 | 0 | 0 | 0 | 0 | 0 | 0 | 0 | 0 | 0 | 0 | 0 | 0 | 0 | 0 | 0 | 0 | 0 | 0 | 0 | 0 | 0 | 0
[7 empty] | NG_LGELO | 8 | 12 | 0 | 0 | 0 | 0 | 0 | 0 | 0 | 0 | 0 | 0 | 0 | 0 | 0 | 0 | 0 | 0 | 0 | 0 | 0 | 0 | 0 | 0 | 0 | 0 | 0 | 0 | 0 | 0 | 0 | 0 | 0 | 0 | 0 | 0 | 0 | 0 | 0 | 0 | 0 | 0 | 0 | 0 | 0 | 0 | 0 | 0 | 0 | 0 | 0 | 0
[7 empty] | NG_LGELO | 8 | 13 | 0 | 0 | 0 | 0 | 0 | 0 | 0 | 0 | 0 | 0 | 0 | 0 | 0 | 0 | 0 | 0 | 0 | 0 | 0 | 0 | 0 | 0 | 0 | 0 | 0 | 0 | 0 | 0 | 0 | 0 | 0 | 0 | 0 | 0 | 0 | 0 | 0 | 0 | 0 | 0 | 0 | 0 | 0 | 0 | 0 | 0 | 0 | 0 | 0 | 0
[7 empty] | NG_LGELO | 8 | 14 | 0 | 0 | 0 | 0 | 0 | 0 | 0 | 0 | 0 | 0 | 0 | 0 | 0 | 0 | 0 | 0 | 0 | 0 | 0 | 0 | 0 | 0 | 0 | 0 | 0 | 0 | 0 | 0 | 0 | 0 | 0 | 0 | 0 | 0 | 0 | 0 | 0 | 0 | 0 | 0 | 0 | 0 | 0 | 0 | 0 | 0 | 0 | 0 | 0 | 0
[7 empty] | NG_LGELO | 8 | 15 | 0 | 0 | 0 | 0 | 0 | 0 | 0 | 0 | 0 | 0 | 0 | 0 | 0 | 0 | 0 | 0 | 0 | 0 | 0 | 0 | 0 | 0 | 0 | 0 | 0 | 0 | 0 | 0 | 0 | 0 | 0 | 0 | 0 | 0 | 0 | 0 | 0 | 0 | 0 | 0 | 0 | 0 | 0 | 0 | 0 | 0 | 0 | 0 | 0 | 0
[7 empty] | NG_LGELO | 8 | 16 | 0 | 0 | 0 | 0 | 0 | 0 | 0 | 0 | 0 | 0 | 0 | 0 | 0 | 0 | 0 | 0 | 0 | 0 | 0 | 0 | 0 | 0 | 0 | 0 | 0 | 0 | 0 | 0 | 0 | 0 | 0 | 0 | 0 | 0 | 0 | 0 | 0 | 0 | 0 | 0 | 0 | 0 | 0 | 0 | 0 | 0 | 0 | 0 | 0 | 0
[7 empty] | NG_LGELO | 8 | 17 | 0 | 0 | 0 | 0 | 0 | 0 | 0 | 0 | 0 | 0 | 0 | 0 | 0 | 0 | 0 | 0 | 0 | 0 | 0 | 0 | 0 | 0 | 0 | 0 | 0 | 0 | 0 | 0 | 0 | 0 | 0 | 0 | 0 | 0 | 0 | 0 | 0 | 0 | 0 | 0 | 0 | 0 | 0 | 0 | 0 | 0 | 0 | 0 | 0 | 0
[7 empty] | NG_LGELO | 8 | 18 | 0 | 0 | 0 | 0 | 0 | 0 | 0 | 0 | 0 | 0 | 0 | 0 | 0 | 0 | 0 | 0 | 0 | 0 | 0 | 0 | 0 | 0 | 0 | 0 | 0 | 0 | 0 | 0 | 0 | 0 | 0 | 0 | 0 | 0 | 0 | 0 | 0 | 0 | 0 | 0 | 0 | 0 | 0 | 0 | 0 | 0 | 0 | 0 | 0 | 0
[7 empty] | NG_LGELO | 8 | 19 | 0 | 0 | 0 | 0 | 0 | 0 | 0 | 0 | 0 | 0 | 0 | 0 | 0 | 0 | 0 | 0 | 0 | 0 | 0 | 0 | 0 | 0 | 0 | 0 | 0 | 0 | 0 | 0 | 0 | 0 | 0 | 0 | 0 | 0 | 0 | 0 | 0 | 0 | 0 | 0 | 0 | 0 | 0 | 0 | 0 | 0 | 0 | 0 | 0 | 0
[7 empty] | NG_LGELO | 8 | 20 | 0 | 0 | 0 | 0 | 0 | 0 | 0 | 0 | 0 | 0 | 0 | 0 | 0 | 0 | 0 | 0 | 0 | 0 | 0 | 0 | 0 | 0 | 0 | 0 | 0 | 0 | 0 | 0 | 0 | 0 | 0 | 0 | 0 | 0 | 0 | 0 | 0 | 0 | 0 | 0 | 0 | 0 | 0 | 0 | 0 | 0 | 0 | 0 | 0 | 0
[7 empty] | NG_LGELO | 8 | 21 | 0 | 0 | 0 | 0 | 0 | 0 | 0 | 0 | 0 | 0 | 0 | 0 | 0 | 0 | 0 | 0 | 0 | 0 | 0 | 0 | 0 | 0 | 0 | 0 | 0 | 0 | 0 | 0 | 0 | 0 | 0 | 0 | 0 | 0 | 0 | 0 | 0 | 0 | 0 | 0 | 0 | 0 | 0 | 0 | 0 | 0 | 0 | 0 | 0 | 0
[7 empty] | NG_LGELO | 8 | 22 | 0 | 0 | 0 | 0 | 0 | 0 | 0 | 0 | 0 | 0 | 0 | 0 | 0 | 0 | 0 | 0 | 0 | 0 | 0 | 0 | 0 | 0 | 0 | 0 | 0 | 0 | 0 | 0 | 0 | 0 | 0 | 0 | 0 | 0 | 0 | 0 | 0 | 0 | 0 | 0 | 0 | 0 | 0 | 0 | 0 | 0 | 0 | 0 | 0 | 0
[7 empty] | NG_LGELO | 8 | 23 | 0 | 0 | 0 | 0 | 0 | 0 | 0 | 0 | 0 | 0 | 0 | 0 | 0 | 0 | 0 | 0 | 0 | 0 | 0 | 0 | 0 | 0 | 0 | 0 | 0 | 0 | 0 | 0 | 0 | 0 | 0 | 0 | 0 | 0 | 0 | 0 | 0 | 0 | 0 | 0 | 0 | 0 | 0 | 0 | 0 | 0 | 0 | 0 | 0 | 0
[7 empty] | NG_LGELO | 8 | 24 | 0 | 0 | 0 | 0 | 0 | 0 | 0 | 0 | 0 | 0 | 0 | 0 | 0 | 0 | 0 | 0 | 0 | 0 | 0 | 0 | 0 | 0 | 0 | 0 | 0 | 0 | 0 | 0 | 0 | 0 | 0 | 0 | 0 | 0 | 0 | 0 | 0 | 0 | 0 | 0 | 0 | 0 | 0 | 0 | 0 | 0 | 0 | 0 | 0 | 0
[7 empty] | NG_LGELO | 8 | 25 | 0 | 0 | 0 | 0 | 0 | 0 | 0 | 0 | 0 | 0 | 0 | 0 | 0 | 0 | 0 | 0 | 0 | 0 | 0 | 0 | 0 | 0 | 0 | 0 | 0 | 0 | 0 | 0 | 0 | 0 | 0 | 0 | 0 | 0 | 0 | 0 | 0 | 0 | 0 | 0 | 0 | 0 | 0 | 0 | 0 | 0 | 0 | 0 | 0 | 0
[7 empty] | NG_LGELO | 8 | 26 | 0 | 0 | 0 | 0 | 0 | 0 | 0 | 0 | 0 | 0 | 0 | 0 | 0 | 0 | 0 | 0 | 0 | 0 | 0 | 0 | 0 | 0 | 0 | 0 | 0 | 0 | 0 | 0 | 0 | 0 | 0 | 0 | 0 | 0 | 0 | 0 | 0 | 0 | 0 | 0 | 0 | 0 | 0 | 0 | 0 | 0 | 0 | 0 | 0 | 0
[7 empty] | NG_LGELO | 8 | 27 | 0 | 0 | 0 | 0 | 0 | 0 | 0 | 0 | 0 | 0 | 0 | 0 | 0 | 0 | 0 | 0 | 0 | 0 | 0 | 0 | 0 | 0 | 0 | 0 | 0 | 0 | 0 | 0 | 0 | 0 | 0 | 0 | 0 | 0 | 0 | 0 | 0 | 0 | 0 | 0 | 0 | 0 | 0 | 0 | 0 | 0 | 0 | 0 | 0 | 0
[7 empty] | NG_LGELO | 8 | 28 | 0 | 0 | 0 | 0 | 0 | 0 | 0 | 0 | 0 | 0 | 0 | 0 | 0 | 0 | 0 | 0 | 0 | 0 | 0 | 0 | 0 | 0 | 0 | 0 | 0 | 0 | 0 | 0 | 0 | 0 | 0 | 0 | 0 | 0 | 0 | 0 | 0 | 0 | 0 | 0 | 0 | 0 | 0 | 0 | 0 | 0 | 0 | 0 | 0 | 0
[7 empty] | NG_LGELO | 8 | 29 | 0 | 0 | 0 | 0 | 0 | 0 | 0 | 0 | 0 | 0 | 0 | 0 | 0 | 0 | 0 | 0 | 0 | 0 | 0 | 0 | 0 | 0 | 0 | 0 | 0 | 0 | 0 | 0 | 0 | 0 | 0 | 0 | 0 | 0 | 0 | 0 | 0 | 0 | 0 | 0 | 0 | 0 | 0 | 0 | 0 | 0 | 0 | 0 | 0 | 0
[7 empty] | NG_LGELO | 8 | 30 | 0 | 0 | 0 | 0 | 0 | 0 | 0 | 0 | 0 | 0 | 0 | 0 | 0 | 0 | 0 | 0 | 0 | 0 | 0 | 0 | 0 | 0 | 0 | 0 | 0 | 0 | 0 | 0 | 0 | 0 | 0 | 0 | 0 | 0 | 0 | 0 | 0 | 0 | 0 | 0 | 0 | 0 | 0 | 0 | 0 | 0 | 0 | 0 | 0 | 0
[7 empty] | NG_LGELO | 8 | 31 | 0 | 0 | 0 | 0 | 0 | 0 | 0 | 0 | 0 | 0 | 0 | 0 | 0 | 0 | 0 | 0 | 0 | 0 | 0 | 0 | 0 | 0 | 0 | 0 | 0 | 0 | 0 | 0 | 0 | 0 | 0 | 0 | 0 | 0 | 0 | 0 | 0 | 0 | 0 | 0 | 0 | 0 | 0 | 0 | 0 | 0 | 0 | 0 | 0 | 0
[7 empty] | NG_LGELO | 8 | 32 | 0 | 0 | 0 | 0 | 0 | 0 | 0 | 0 | 0 | 0 | 0 | 0 | 0 | 0 | 0 | 0 | 0 | 0 | 0 | 0 | 0 | 0 | 0 | 0 | 0 | 0 | 0 | 0 | 0 | 0 | 0 | 0 | 0 | 0 | 0 | 0 | 0 | 0 | 0 | 0 | 0 | 0 | 0 | 0 | 0 | 0 | 0 | 0 | 0 | 0
[7 empty] | NG_LGELO | 8 | 33 | 0 | 0 | 0 | 0 | 0 | 0 | 0 | 0 | 0 | 0 | 0 | 0 | 0 | 0 | 0 | 0 | 0 | 0 | 0 | 0 | 0 | 0 | 0 | 0 | 0 | 0 | 0 | 0 | 0 | 0 | 0 | 0 | 0 | 0 | 0 | 0 | 0 | 0 | 0 | 0 | 0 | 0 | 0 | 0 | 0 | 0 | 0 | 0 | 0 | 0
[7 empty] | NG_LGELO | 8 | 34 | 0 | 0 | 0 | 0 | 0 | 0 | 0 | 0 | 0 | 0 | 0 | 0 | 0 | 0 | 0 | 0 | 0 | 0 | 0 | 0 | 0 | 0 | 0 | 0 | 0 | 0 | 0 | 0 | 0 | 0 | 0 | 0 | 0 | 0 | 0 | 0 | 0 | 0 | 0 | 0 | 0 | 0 | 0 | 0 | 0 | 0 | 0 | 0 | 0 | 0
[7 empty] | NG_LGELO | 8 | 35 | 0 | 0 | 0 | 0 | 0 | 0 | 0 | 0 | 0 | 0 | 0 | 0 | 0 | 0 | 0 | 0 | 0 | 0 | 0 | 0 | 0 | 0 | 0 | 0 | 0 | 0 | 0 | 0 | 0 | 0 | 0 | 0 | 0 | 0 | 0 | 0 | 0 | 0 | 0 | 0 | 0 | 0 | 0 | 0 | 0 | 0 | 0 | 0 | 0 | 0
[7 empty] | NG_LGELO | 8 | 36 | 0 | 0 | 0 | 0 | 0 | 0 | 0 | 0 | 0 | 0 | 0 | 0 | 0 | 0 | 0 | 0 | 0 | 0 | 0 | 0 | 0 | 0 | 0 | 0 | 0 | 0 | 0 | 0 | 0 | 0 | 0 | 0 | 0 | 0 | 0 | 0 | 0 | 0 | 0 | 0 | 0 | 0 | 0 | 0 | 0 | 0 | 0 | 0 | 0 | 0
[7 empty] | NG_LGELO | 8 | 37 | 0 | 0 | 0 | 0 | 0 | 0 | 0 | 0 | 0 | 0 | 0 | 0 | 0 | 0 | 0 | 0 | 0 | 0 | 0 | 0 | 0 | 0 | 0 | 0 | 0 | 0 | 0 | 0 | 0 | 0 | 0 | 0 | 0 | 0 | 0 | 0 | 0 | 0 | 0 | 0 | 0 | 0 | 0 | 0 | 0 | 0 | 0 | 0 | 0 | 0
[7 empty] | NG_LGELO | 8 | 38 | 0 | 0 | 0 | 0 | 0 | 0 | 0 | 0 | 0 | 0 | 0 | 0 | 0 | 0 | 0 | 0 | 0 | 0 | 0 | 0 | 0 | 0 | 0 | 0 | 0 | 0 | 0 | 0 | 0 | 0 | 0 | 0 | 0 | 0 | 0 | 0 | 0 | 0 | 0 | 0 | 0 | 0 | 0 | 0 | 0 | 0 | 0 | 0 | 0 | 0
[7 empty] | NG_LGELO | 8 | 39 | 0 | 0 | 0 | 0 | 0 | 0 | 0 | 0 | 0 | 0 | 0 | 0 | 0 | 0 | 0 | 0 | 0 | 0 | 0 | 0 | 0 | 0 | 0 | 0 | 0 | 0 | 0 | 0 | 0 | 0 | 0 | 0 | 0 | 0 | 0 | 0 | 0 | 0 | 0 | 0 | 0 | 0 | 0 | 0 | 0 | 0 | 0 | 0 | 0 | 0
[7 empty] | NG_LGELO | 8 | 40 | 0 | 0 | 0 | 0 | 0 | 0 | 0 | 0 | 0 | 0 | 0 | 0 | 0 | 0 | 0 | 0 | 0 | 0 | 0 | 0 | 0 | 0 | 0 | 0 | 0 | 0 | 0 | 0 | 0 | 0 | 0 | 0 | 0 | 0 | 0 | 0 | 0 | 0 | 0 | 0 | 0 | 0 | 0 | 0 | 0 | 0 | 0 | 0 | 0 | 0
[7 empty] | NG_LGELO | 8 | 41 | 0 | 0 | 0 | 0 | 0 | 0 | 0 | 0 | 0 | 0 | 0 | 0 | 0 | 0 | 0 | 0 | 0 | 0 | 0 | 0 | 0 | 0 | 0 | 0 | 0 | 0 | 0 | 0 | 0 | 0 | 0 | 0 | 0 | 0 | 0 | 0 | 0 | 0 | 0 | 0 | 0 | 0 | 0 | 0 | 0 | 0 | 0 | 0 | 0 | 0
[7 empty] | NG_LGELO | 8 | 42 | 0 | 0 | 0 | 0 | 0 | 0 | 0 | 0 | 0 | 0 | 0 | 0 | 0 | 0 | 0 | 0 | 0 | 0 | 0 | 0 | 0 | 0 | 0 | 0 | 0 | 0 | 0 | 0 | 0 | 0 | 0 | 0 | 0 | 0 | 0 | 0 | 0 | 0 | 0 | 0 | 0 | 0 | 0 | 0 | 0 | 0 | 0 | 0 | 0 | 0
[7 empty] | NG_LGELO | 8 | 43 | 0 | 0 | 0 | 0 | 0 | 0 | 0 | 0 | 0 | 0 | 0 | 0 | 0 | 0 | 0 | 0 | 0 | 0 | 0 | 0 | 0 | 0 | 0 | 0 | 0 | 0 | 0 | 0 | 0 | 0 | 0 | 0 | 0 | 0 | 0 | 0 | 0 | 0 | 0 | 0 | 0 | 0 | 0 | 0 | 0 | 0 | 0 | 0 | 0 | 0
[7 empty] | NG_LGELO | 8 | 44 | 0 | 0 | 0 | 0 | 0 | 0 | 0 | 0 | 0 | 0 | 0 | 0 | 0 | 0 | 0 | 0 | 0 | 0 | 0 | 0 | 0 | 0 | 0 | 0 | 0 | 0 | 0 | 0 | 0 | 0 | 0 | 0 | 0 | 0 | 0 | 0 | 0 | 0 | 0 | 0 | 0 | 0 | 0 | 0 | 0 | 0 | 0 | 0 | 0 | 0
[7 empty] | NG_LGELO | 8 | 45 | 0 | 0 | 0 | 0 | 0 | 0 | 0 | 0 | 0 | 0 | 0 | 0 | 0 | 0 | 0 | 0 | 0 | 0 | 0 | 0 | 0 | 0 | 0 | 0 | 0 | 0 | 0 | 0 | 0 | 0 | 0 | 0 | 0 | 0 | 0 | 0 | 0 | 0 | 0 | 0 | 0 | 0 | 0 | 0 | 0 | 0 | 0 | 0 | 0 | 0
[7 empty] | NG_LGELO | 8 | 46 | 0 | 0 | 0 | 0 | 0 | 0 | 0 | 0 | 0 | 0 | 0 | 0 | 0 | 0 | 0 | 0 | 0 | 0 | 0 | 0 | 0 | 0 | 0 | 0 | 0 | 0 | 0 | 0 | 0 | 0 | 0 | 0 | 0 | 0 | 0 | 0 | 0 | 0 | 0 | 0 | 0 | 0 | 0 | 0 | 0 | 0 | 0 | 0 | 0 | 0
[7 empty] | NG_LGELO | 8 | 47 | 0 | 0 | 0 | 0 | 0 | 0 | 0 | 0 | 0 | 0 | 0 | 0 | 0 | 0 | 0 | 0 | 0 | 0 | 0 | 0 | 0 | 0 | 0 | 0 | 0 | 0 | 0 | 0 | 0 | 0 | 0 | 0 | 0 | 0 | 0 | 0 | 0 | 0 | 0 | 0 | 0 | 0 | 0 | 0 | 0 | 0 | 0 | 0 | 0 | 0
[7 empty] | NG_LGELO | 8 | 48 | 0 | 0 | 0 | 0 | 0 | 0 | 0 | 0 | 0 | 0 | 0 | 0 | 0 | 0 | 0 | 0 | 0 | 0 | 0 | 0 | 0 | 0 | 0 | 0 | 0 | 0 | 0 | 0 | 0 | 0 | 0 | 0 | 0 | 0 | 0 | 0 | 0 | 0 | 0 | 0 | 0 | 0 | 0 | 0 | 0 | 0 | 0 | 0 | 0 | 0
[7 empty] | NG_LGELO | 8 | 49 | 0 | 0 | 0 | 0 | 0 | 0 | 0 | 0 | 0 | 0 | 0 | 0 | 0 | 0 | 0 | 0 | 0 | 0 | 0 | 0 | 0 | 0 | 0 | 0 | 0 | 0 | 0 | 0 | 0 | 0 | 0 | 0 | 0 | 0 | 0 | 0 | 0 | 0 | 0 | 0 | 0 | 0 | 0 | 0 | 0 | 0 | 0 | 0 | 0 | 0
[7 empty] | NG_BRBA | 9 | 0 | 0 | 0 | 0 | 0 | 0 | 0 | 0 | 0 | 0 | 0 | 0 | 0 | 0 | 0 | 0 | 0 | 0 | 0 | 0 | 0 | 0 | 0 | 0 | 0 | 0 | 0 | 0 | 0 | 0 | 0 | 0 | 0 | 0 | 0 | 0 | 0 | 0 | 0 | 0 | 0 | 0 | 0 | 0 | 0 | 0 | 0 | 0 | 0 | 0 | 0
[7 empty] | NG_BRBA | 9 | 1 | 0 | 0 | 0 | 0 | 0 | 0 | 0 | 0 | 0 | 0 | 0 | 0 | 0 | 0 | 0 | 0 | 0 | 0 | 0 | 0 | 0 | 0 | 0 | 0 | 0 | 0 | 0 | 0 | 0 | 0 | 0 | 0 | 0 | 0 | 0 | 0 | 0 | 0 | 0 | 0 | 0 | 0 | 0 | 0 | 0 | 0 | 0 | 0 | 0 | 0
[7 empty] | NG_BRBA | 9 | 2 | 0 | 0 | 0 | 0 | 0 | 0 | 0 | 0 | 0 | 0 | 0 | 0 | 0 | 0 | 0 | 0 | 0 | 0 | 0 | 0 | 0 | 0 | 0 | 0 | 0 | 0 | 0 | 0 | 0 | 0 | 0 | 0 | 0 | 0 | 0 | 0 | 0 | 0 | 0 | 0 | 0 | 0 | 0 | 0 | 0 | 0 | 0 | 0 | 0 | 0
[7 empty] | NG_BRBA | 9 | 3 | 0 | 0 | 0 | 0 | 0 | 0 | 0 | 0 | 0 | 0 | 0 | 0 | 0 | 0 | 0 | 0 | 0 | 0 | 0 | 0 | 0 | 0 | 0 | 0 | 0 | 0 | 0 | 0 | 0 | 0 | 0 | 0 | 0 | 0 | 0 | 0 | 0 | 0 | 0 | 0 | 0 | 0 | 0 | 0 | 0 | 0 | 0 | 0 | 0 | 0
[7 empty] | NG_BRBA | 9 | 4 | 0 | 0 | 0 | 0 | 0 | 0 | 0 | 0 | 0 | 0 | 0 | 0 | 0 | 0 | 0 | 0 | 0 | 0 | 0 | 0 | 0 | 0 | 0 | 0 | 0 | 0 | 0 | 0 | 0 | 0 | 0 | 0 | 0 | 0 | 0 | 0 | 0 | 0 | 0 | 0 | 0 | 0 | 0 | 0 | 0 | 0 | 0 | 0 | 0 | 0
[7 empty] | NG_BRBA | 9 | 5 | 0 | 0 | 0 | 0 | 0 | 0 | 0 | 0 | 0 | 0 | 0 | 0 | 0 | 0 | 0 | 0 | 0 | 0 | 0 | 0 | 0 | 0 | 0 | 0 | 0 | 0 | 0 | 0 | 0 | 0 | 0 | 0 | 0 | 0 | 0 | 0 | 0 | 0 | 0 | 0 | 0 | 0 | 0 | 0 | 0 | 0 | 0 | 0 | 0 | 0
[7 empty] | NG_BRBA | 9 | 6 | 0 | 0 | 0 | 0 | 0 | 0 | 0 | 0 | 0 | 0 | 0 | 0 | 0 | 0 | 0 | 0 | 0 | 0 | 0 | 0 | 0 | 0 | 0 | 0 | 0 | 0 | 0 | 0 | 0 | 0 | 0 | 0 | 0 | 0 | 0 | 0 | 0 | 0 | 0 | 0 | 0 | 0 | 0 | 0 | 0 | 0 | 0 | 0 | 0 | 0
[7 empty] | NG_BRBA | 9 | 7 | 0 | 0 | 0 | 0 | 0 | 0 | 0 | 0 | 0 | 0 | 0 | 0 | 0 | 0 | 0 | 0 | 0 | 0 | 0 | 0 | 0 | 0 | 0 | 0 | 0 | 0 | 0 | 0 | 0 | 0 | 0 | 0 | 0 | 0 | 0 | 0 | 0 | 0 | 0 | 0 | 0 | 0 | 0 | 0 | 0 | 0 | 0 | 0 | 0 | 0
[7 empty] | NG_BRBA | 9 | 8 | 0 | 0 | 0 | 0 | 0 | 0 | 0 | 0 | 0 | 0 | 0 | 0 | 0 | 0 | 0 | 0 | 0 | 0 | 0 | 0 | 0 | 0 | 0 | 0 | 0 | 0 | 0 | 0 | 0 | 0 | 0 | 0 | 0 | 0 | 0 | 0 | 0 | 0 | 0 | 0 | 0 | 0 | 0 | 0 | 0 | 0 | 0 | 0 | 0 | 0
[7 empty] | NG_BRBA | 9 | 9 | 0 | 0 | 0 | 0 | 0 | 0 | 0 | 0 | 0 | 0 | 0 | 0 | 0 | 0 | 0 | 0 | 0 | 0 | 0 | 0 | 0 | 0 | 0 | 0 | 0 | 0 | 0 | 0 | 0 | 0 | 0 | 0 | 0 | 0 | 0 | 0 | 0 | 0 | 0 | 0 | 0 | 0 | 0 | 0 | 0 | 0 | 0 | 0 | 0 | 0
[7 empty] | NG_BRBA | 9 | 10 | 0 | 0 | 0 | 0 | 0 | 0 | 0 | 0 | 0 | 0 | 0 | 0 | 0 | 0 | 0 | 0 | 0 | 0 | 0 | 0 | 0 | 0 | 0 | 0 | 0 | 0 | 0 | 0 | 0 | 0 | 0 | 0 | 0 | 0 | 0 | 0 | 0 | 0 | 0 | 0 | 0 | 0 | 0 | 0 | 0 | 0 | 0 | 0 | 0 | 0
[7 empty] | NG_BRBA | 9 | 11 | 0 | 0 | 0 | 0 | 0 | 0 | 0 | 0 | 0 | 0 | 0 | 0 | 0 | 0 | 0 | 0 | 0 | 0 | 0 | 0 | 0 | 0 | 0 | 0 | 0 | 0 | 0 | 0 | 0 | 0 | 0 | 0 | 0 | 0 | 0 | 0 | 0 | 0 | 0 | 0 | 0 | 0 | 0 | 0 | 0 | 0 | 0 | 0 | 0 | 0
[7 empty] | NG_BRBA | 9 | 12 | 0 | 0 | 0 | 0 | 0 | 0 | 0 | 0 | 0 | 0 | 0 | 0 | 0 | 0 | 0 | 0 | 0 | 0 | 0 | 0 | 0 | 0 | 0 | 0 | 0 | 0 | 0 | 0 | 0 | 0 | 0 | 0 | 0 | 0 | 0 | 0 | 0 | 0 | 0 | 0 | 0 | 0 | 0 | 0 | 0 | 0 | 0 | 0 | 0 | 0
[7 empty] | NG_BRBA | 9 | 13 | 0 | 0 | 0 | 0 | 0 | 0 | 0 | 0 | 0 | 0 | 0 | 0 | 0 | 0 | 0 | 0 | 0 | 0 | 0 | 0 | 0 | 0 | 0 | 0 | 0 | 0 | 0 | 0 | 0 | 0 | 0 | 0 | 0 | 0 | 0 | 0 | 0 | 0 | 0 | 0 | 0 | 0 | 0 | 0 | 0 | 0 | 0 | 0 | 0 | 0
[7 empty] | NG_BRBA | 9 | 14 | 0 | 0 | 0 | 0 | 0 | 0 | 0 | 0 | 0 | 0 | 0 | 0 | 0 | 0 | 0 | 0 | 0 | 0 | 0 | 0 | 0 | 0 | 0 | 0 | 0 | 0 | 0 | 0 | 0 | 0 | 0 | 0 | 0 | 0 | 0 | 0 | 0 | 0 | 0 | 0 | 0 | 0 | 0 | 0 | 0 | 0 | 0 | 0 | 0 | 0
[7 empty] | NG_BRBA | 9 | 15 | 0 | 0 | 0 | 0 | 0 | 0 | 0 | 0 | 0 | 0 | 0 | 0 | 0 | 0 | 0 | 0 | 0 | 0 | 0 | 0 | 0 | 0 | 0 | 0 | 0 | 0 | 0 | 0 | 0 | 0 | 0 | 0 | 0 | 0 | 0 | 0 | 0 | 0 | 0 | 0 | 0 | 0 | 0 | 0 | 0 | 0 | 0 | 0 | 0 | 0
[7 empty] | NG_BRBA | 9 | 16 | 0 | 0 | 0 | 0 | 0 | 0 | 0 | 0 | 0 | 0 | 0 | 0 | 0 | 0 | 0 | 0 | 0 | 0 | 0 | 0 | 0 | 0 | 0 | 0 | 0 | 0 | 0 | 0 | 0 | 0 | 0 | 0 | 0 | 0 | 0 | 0 | 0 | 0 | 0 | 0 | 0 | 0 | 0 | 0 | 0 | 0 | 0 | 0 | 0 | 0
[7 empty] | NG_BRBA | 9 | 17 | 0 | 0 | 0 | 0 | 0 | 0 | 0 | 0 | 0 | 0 | 0 | 0 | 0 | 0 | 0 | 0 | 0 | 0 | 0 | 0 | 0 | 0 | 0 | 0 | 0 | 0 | 0 | 0 | 0 | 0 | 0 | 0 | 0 | 0 | 0 | 0 | 0 | 0 | 0 | 0 | 0 | 0 | 0 | 0 | 0 | 0 | 0 | 0 | 0 | 0
[7 empty] | NG_BRBA | 9 | 18 | 0 | 0 | 0 | 0 | 0 | 0 | 0 | 0 | 0 | 0 | 0 | 0 | 0 | 0 | 0 | 0 | 0 | 0 | 0 | 0 | 0 | 0 | 0 | 0 | 0 | 0 | 0 | 0 | 0 | 0 | 0 | 0 | 0 | 0 | 0 | 0 | 0 | 0 | 0 | 0 | 0 | 0 | 0 | 0 | 0 | 0 | 0 | 0 | 0 | 0
[7 empty] | NG_BRBA | 9 | 19 | 0 | 0 | 0 | 0 | 0 | 0 | 0 | 0 | 0 | 0 | 0 | 0 | 0 | 0 | 0 | 0 | 0 | 0 | 0 | 0 | 0 | 0 | 0 | 0 | 0 | 0 | 0 | 0 | 0 | 0 | 0 | 0 | 0 | 0 | 0 | 0 | 0 | 0 | 0 | 0 | 0 | 0 | 0 | 0 | 0 | 0 | 0 | 0 | 0 | 0
[7 empty] | NG_BRBA | 9 | 20 | 0 | 0 | 0 | 0 | 0 | 0 | 0 | 0 | 0 | 0 | 0 | 0 | 0 | 0 | 0 | 0 | 0 | 0 | 0 | 0 | 0 | 0 | 0 | 0 | 0 | 0 | 0 | 0 | 0 | 0 | 0 | 0 | 0 | 0 | 0 | 0 | 0 | 0 | 0 | 0 | 0 | 0 | 0 | 0 | 0 | 0 | 0 | 0 | 0 | 0
[7 empty] | NG_BRBA | 9 | 21 | 0 | 0 | 0 | 0 | 0 | 0 | 0 | 0 | 0 | 0 | 0 | 0 | 0 | 0 | 0 | 0 | 0 | 0 | 0 | 0 | 0 | 0 | 0 | 0 | 0 | 0 | 0 | 0 | 0 | 0 | 0 | 0 | 0 | 0 | 0 | 0 | 0 | 0 | 0 | 0 | 0 | 0 | 0 | 0 | 0 | 0 | 0 | 0 | 0 | 0
[7 empty] | NG_BRBA | 9 | 22 | 0 | 0 | 0 | 0 | 0 | 0 | 0 | 0 | 0 | 0 | 0 | 0 | 0 | 0 | 0 | 0 | 0 | 0 | 0 | 0 | 0 | 0 | 0 | 0 | 0 | 0 | 0 | 0 | 0 | 0 | 0 | 0 | 0 | 0 | 0 | 0 | 0 | 0 | 0 | 0 | 0 | 0 | 0 | 0 | 0 | 0 | 0 | 0 | 0 | 0
[7 empty] | NG_BRBA | 9 | 23 | 0 | 0 | 0 | 0 | 0 | 0 | 0 | 0 | 0 | 0 | 0 | 0 | 0 | 0 | 0 | 0 | 0 | 0 | 0 | 0 | 0 | 0 | 0 | 0 | 0 | 0 | 0 | 0 | 0 | 0 | 0 | 0 | 0 | 0 | 0 | 0 | 0 | 0 | 0 | 0 | 0 | 0 | 0 | 0 | 0 | 0 | 0 | 0 | 0 | 0
[7 empty] | NG_BRBA | 9 | 24 | 0 | 0 | 0 | 0 | 0 | 0 | 0 | 0 | 0 | 0 | 0 | 0 | 0 | 0 | 0 | 0 | 0 | 0 | 0 | 0 | 0 | 0 | 0 | 0 | 0 | 0 | 0 | 0 | 0 | 0 | 0 | 0 | 0 | 0 | 0 | 0 | 0 | 0 | 0 | 0 | 0 | 0 | 0 | 0 | 0 | 0 | 0 | 0 | 0 | 0
[7 empty] | NG_BRBA | 9 | 25 | 0 | 0 | 0 | 0 | 0 | 0 | 0 | 0 | 0 | 0 | 0 | 0 | 0 | 0 | 0 | 0 | 0 | 0 | 0 | 0 | 0 | 0 | 0 | 0 | 0 | 0 | 0 | 0 | 0 | 0 | 0 | 0 | 0 | 0 | 0 | 0 | 0 | 0 | 0 | 0 | 0 | 0 | 0 | 0 | 0 | 0 | 0 | 0 | 0 | 0
[7 empty] | NG_BRBA | 9 | 26 | 0 | 0 | 0 | 0 | 0 | 0 | 0 | 0 | 0 | 0 | 0 | 0 | 0 | 0 | 0 | 0 | 0 | 0 | 0 | 0 | 0 | 0 | 0 | 0 | 0 | 0 | 0 | 0 | 0 | 0 | 0 | 0 | 0 | 0 | 0 | 0 | 0 | 0 | 0 | 0 | 0 | 0 | 0 | 0 | 0 | 0 | 0 | 0 | 0 | 0
[7 empty] | NG_BRBA | 9 | 27 | 0 | 0 | 0 | 0 | 0 | 0 | 0 | 0 | 0 | 0 | 0 | 0 | 0 | 0 | 0 | 0 | 0 | 0 | 0 | 0 | 0 | 0 | 0 | 0 | 0 | 0 | 0 | 0 | 0 | 0 | 0 | 0 | 0 | 0 | 0 | 0 | 0 | 0 | 0 | 0 | 0 | 0 | 0 | 0 | 0 | 0 | 0 | 0 | 0 | 0
[7 empty] | NG_BRBA | 9 | 28 | 0 | 0 | 0 | 0 | 0 | 0 | 0 | 0 | 0 | 0 | 0 | 0 | 0 | 0 | 0 | 0 | 0 | 0 | 0 | 0 | 0 | 0 | 0 | 0 | 0 | 0 | 0 | 0 | 0 | 0 | 0 | 0 | 0 | 0 | 0 | 0 | 0 | 0 | 0 | 0 | 0 | 0 | 0 | 0 | 0 | 0 | 0 | 0 | 0 | 0
[7 empty] | NG_BRBA | 9 | 29 | 0 | 0 | 0 | 0 | 0 | 0 | 0 | 0 | 0 | 0 | 0 | 0 | 0 | 0 | 0 | 0 | 0 | 0 | 0 | 0 | 0 | 0 | 0 | 0 | 0 | 0 | 0 | 0 | 0 | 0 | 0 | 0 | 0 | 0 | 0 | 0 | 0 | 0 | 0 | 0 | 0 | 0 | 0 | 0 | 0 | 0 | 0 | 0 | 0 | 0
[7 empty] | NG_BRBA | 9 | 30 | 0 | 0 | 0 | 0 | 0 | 0 | 0 | 0 | 0 | 0 | 0 | 0 | 0 | 0 | 0 | 0 | 0 | 0 | 0 | 0 | 0 | 0 | 0 | 0 | 0 | 0 | 0 | 0 | 0 | 0 | 0 | 0 | 0 | 0 | 0 | 0 | 0 | 0 | 0 | 0 | 0 | 0 | 0 | 0 | 0 | 0 | 0 | 0 | 0 | 0
[7 empty] | NG_BRBA | 9 | 31 | 0 | 0 | 0 | 0 | 0 | 0 | 0 | 0 | 0 | 0 | 0 | 0 | 0 | 0 | 0 | 0 | 0 | 0 | 0 | 0 | 0 | 0 | 0 | 0 | 0 | 0 | 0 | 0 | 0 | 0 | 0 | 0 | 0 | 0 | 0 | 0 | 0 | 0 | 0 | 0 | 0 | 0 | 0 | 0 | 0 | 0 | 0 | 0 | 0 | 0
[7 empty] | NG_BRBA | 9 | 32 | 0 | 0 | 0 | 0 | 0 | 0 | 0 | 0 | 0 | 0 | 0 | 0 | 0 | 0 | 0 | 0 | 0 | 0 | 0 | 0 | 0 | 0 | 0 | 0 | 0 | 0 | 0 | 0 | 0 | 0 | 0 | 0 | 0 | 0 | 0 | 0 | 0 | 0 | 0 | 0 | 0 | 0 | 0 | 0 | 0 | 0 | 0 | 0 | 0 | 0
[7 empty] | NG_BRBA | 9 | 33 | 0 | 0 | 0 | 0 | 0 | 0 | 0 | 0 | 0 | 0 | 0 | 0 | 0 | 0 | 0 | 0 | 0 | 0 | 0 | 0 | 0 | 0 | 0 | 0 | 0 | 0 | 0 | 0 | 0 | 0 | 0 | 0 | 0 | 0 | 0 | 0 | 0 | 0 | 0 | 0 | 0 | 0 | 0 | 0 | 0 | 0 | 0 | 0 | 0 | 0
[7 empty] | NG_BRBA | 9 | 34 | 0 | 0 | 0 | 0 | 0 | 0 | 0 | 0 | 0 | 0 | 0 | 0 | 0 | 0 | 0 | 0 | 0 | 0 | 0 | 0 | 0 | 0 | 0 | 0 | 0 | 0 | 0 | 0 | 0 | 0 | 0 | 0 | 0 | 0 | 0 | 0 | 0 | 0 | 0 | 0 | 0 | 0 | 0 | 0 | 0 | 0 | 0 | 0 | 0 | 0
[7 empty] | NG_BRBA | 9 | 35 | 0 | 0 | 0 | 0 | 0 | 0 | 0 | 0 | 0 | 0 | 0 | 0 | 0 | 0 | 0 | 0 | 0 | 0 | 0 | 0 | 0 | 0 | 0 | 0 | 0 | 0 | 0 | 0 | 0 | 0 | 0 | 0 | 0 | 0 | 0 | 0 | 0 | 0 | 0 | 0 | 0 | 0 | 0 | 0 | 0 | 0 | 0 | 0 | 0 | 0
[7 empty] | NG_BRBA | 9 | 36 | 0 | 0 | 0 | 0 | 0 | 0 | 0 | 0 | 0 | 0 | 0 | 0 | 0 | 0 | 0 | 0 | 0 | 0 | 0 | 0 | 0 | 0 | 0 | 0 | 0 | 0 | 0 | 0 | 0 | 0 | 0 | 0 | 0 | 0 | 0 | 0 | 0 | 0 | 0 | 0 | 0 | 0 | 0 | 0 | 0 | 0 | 0 | 0 | 0 | 0
[7 empty] | NG_BRBA | 9 | 37 | 0 | 0 | 0 | 0 | 0 | 0 | 0 | 0 | 0 | 0 | 0 | 0 | 0 | 0 | 0 | 0 | 0 | 0 | 0 | 0 | 0 | 0 | 0 | 0 | 0 | 0 | 0 | 0 | 0 | 0 | 0 | 0 | 0 | 0 | 0 | 0 | 0 | 0 | 0 | 0 | 0 | 0 | 0 | 0 | 0 | 0 | 0 | 0 | 0 | 0
[7 empty] | NG_BRBA | 9 | 38 | 0 | 0 | 0 | 0 | 0 | 0 | 0 | 0 | 0 | 0 | 0 | 0 | 0 | 0 | 0 | 0 | 0 | 0 | 0 | 0 | 0 | 0 | 0 | 0 | 0 | 0 | 0 | 0 | 0 | 0 | 0 | 0 | 0 | 0 | 0 | 0 | 0 | 0 | 0 | 0 | 0 | 0 | 0 | 0 | 0 | 0 | 0 | 0 | 0 | 0
[7 empty] | NG_BRBA | 9 | 39 | 0 | 0 | 0 | 0 | 0 | 0 | 0 | 0 | 0 | 0 | 0 | 0 | 0 | 0 | 0 | 0 | 0 | 0 | 0 | 0 | 0 | 0 | 0 | 0 | 0 | 0 | 0 | 0 | 0 | 0 | 0 | 0 | 0 | 0 | 0 | 0 | 0 | 0 | 0 | 0 | 0 | 0 | 0 | 0 | 0 | 0 | 0 | 0 | 0 | 0
[7 empty] | NG_BRBA | 9 | 40 | 0 | 0 | 0 | 0 | 0 | 0 | 0 | 0 | 0 | 0 | 0 | 0 | 0 | 0 | 0 | 0 | 0 | 0 | 0 | 0 | 0 | 0 | 0 | 0 | 0 | 0 | 0 | 0 | 0 | 0 | 0 | 0 | 0 | 0 | 0 | 0 | 0 | 0 | 0 | 0 | 0 | 0 | 0 | 0 | 0 | 0 | 0 | 0 | 0 | 0
[7 empty] | NG_BRBA | 9 | 41 | 0 | 0 | 0 | 0 | 0 | 0 | 0 | 0 | 0 | 0 | 0 | 0 | 0 | 0 | 0 | 0 | 0 | 0 | 0 | 0 | 0 | 0 | 0 | 0 | 0 | 0 | 0 | 0 | 0 | 0 | 0 | 0 | 0 | 0 | 0 | 0 | 0 | 0 | 0 | 0 | 0 | 0 | 0 | 0 | 0 | 0 | 0 | 0 | 0 | 0
[7 empty] | NG_BRBA | 9 | 42 | 0 | 0 | 0 | 0 | 0 | 0 | 0 | 0 | 0 | 0 | 0 | 0 | 0 | 0 | 0 | 0 | 0 | 0 | 0 | 0 | 0 | 0 | 0 | 0 | 0 | 0 | 0 | 0 | 0 | 0 | 0 | 0 | 0 | 0 | 0 | 0 | 0 | 0 | 0 | 0 | 0 | 0 | 0 | 0 | 0 | 0 | 0 | 0 | 0 | 0
[7 empty] | NG_BRBA | 9 | 43 | 0 | 0 | 0 | 0 | 0 | 0 | 0 | 0 | 0 | 0 | 0 | 0 | 0 | 0 | 0 | 0 | 0 | 0 | 0 | 0 | 0 | 0 | 0 | 0 | 0 | 0 | 0 | 0 | 0 | 0 | 0 | 0 | 0 | 0 | 0 | 0 | 0 | 0 | 0 | 0 | 0 | 0 | 0 | 0 | 0 | 0 | 0 | 0 | 0 | 0
[7 empty] | NG_BRBA | 9 | 44 | 0 | 0 | 0 | 0 | 0 | 0 | 0 | 0 | 0 | 0 | 0 | 0 | 0 | 0 | 0 | 0 | 0 | 0 | 0 | 0 | 0 | 0 | 0 | 0 | 0 | 0 | 0 | 0 | 0 | 0 | 0 | 0 | 0 | 0 | 0 | 0 | 0 | 0 | 0 | 0 | 0 | 0 | 0 | 0 | 0 | 0 | 0 | 0 | 0 | 0
[7 empty] | NG_BRBA | 9 | 45 | 0 | 0 | 0 | 0 | 0 | 0 | 0 | 0 | 0 | 0 | 0 | 0 | 0 | 0 | 0 | 0 | 0 | 0 | 0 | 0 | 0 | 0 | 0 | 0 | 0 | 0 | 0 | 0 | 0 | 0 | 0 | 0 | 0 | 0 | 0 | 0 | 0 | 0 | 0 | 0 | 0 | 0 | 0 | 0 | 0 | 0 | 0 | 0 | 0 | 0
[7 empty] | NG_BRBA | 9 | 46 | 0 | 0 | 0 | 0 | 0 | 0 | 0 | 0 | 0 | 0 | 0 | 0 | 0 | 0 | 0 | 0 | 0 | 0 | 0 | 0 | 0 | 0 | 0 | 0 | 0 | 0 | 0 | 0 | 0 | 0 | 0 | 0 | 0 | 0 | 0 | 0 | 0 | 0 | 0 | 0 | 0 | 0 | 0 | 0 | 0 | 0 | 0 | 0 | 0 | 0
[7 empty] | NG_BRBA | 9 | 47 | 0 | 0 | 0 | 0 | 0 | 0 | 0 | 0 | 0 | 0 | 0 | 0 | 0 | 0 | 0 | 0 | 0 | 0 | 0 | 0 | 0 | 0 | 0 | 0 | 0 | 0 | 0 | 0 | 0 | 0 | 0 | 0 | 0 | 0 | 0 | 0 | 0 | 0 | 0 | 0 | 0 | 0 | 0 | 0 | 0 | 0 | 0 | 0 | 0 | 0
[7 empty] | NG_BRBA | 9 | 48 | 0 | 0 | 0 | 0 | 0 | 0 | 0 | 0 | 0 | 0 | 0 | 0 | 0 | 0 | 0 | 0 | 0 | 0 | 0 | 0 | 0 | 0 | 0 | 0 | 0 | 0 | 0 | 0 | 0 | 0 | 0 | 0 | 0 | 0 | 0 | 0 | 0 | 0 | 0 | 0 | 0 | 0 | 0 | 0 | 0 | 0 | 0 | 0 | 0 | 0
[7 empty] | NG_BRBA | 9 | 49 | 0 | 0 | 0 | 0 | 0 | 0 | 0 | 0 | 0 | 0 | 0 | 0 | 0 | 0 | 0 | 0 | 0 | 0 | 0 | 0 | 0 | 0 | 0 | 0 | 0 | 0 | 0 | 0 | 0 | 0 | 0 | 0 | 0 | 0 | 0 | 0 | 0 | 0 | 0 | 0 | 0 | 0 | 0 | 0 | 0 | 0 | 0 | 0 | 0 | 0
[7 empty] | NG_BRHI | 10 | 0 | 0 | 0 | 0 | 0 | 0 | 0 | 0 | 0 | 0 | 0 | 0 | 0 | 0 | 0 | 0 | 0 | 0 | 0 | 0 | 0 | 0 | 0 | 0 | 0 | 0 | 0 | 0 | 0 | 0 | 0 | 0 | 0 | 0 | 0 | 0 | 0 | 0 | 0 | 0 | 0 | 0 | 0 | 0 | 0 | 0 | 0 | 0 | 0 | 0 | 0
[7 empty] | NG_BRHI | 10 | 1 | 0 | 0 | 0 | 0 | 0 | 0 | 0 | 0 | 0 | 0 | 0 | 0 | 0 | 0 | 0 | 0 | 0 | 0 | 0 | 0 | 0 | 0 | 0 | 0 | 0 | 0 | 0 | 0 | 0 | 0 | 0 | 0 | 0 | 0 | 0 | 0 | 0 | 0 | 0 | 0 | 0 | 0 | 0 | 0 | 0 | 0 | 0 | 0 | 0 | 0
[7 empty] | NG_BRHI | 10 | 2 | 0 | 0 | 0 | 0 | 0 | 0 | 0 | 0 | 0 | 0 | 0 | 0 | 0 | 0 | 0 | 0 | 0 | 0 | 0 | 0 | 0 | 0 | 0 | 0 | 0 | 0 | 0 | 0 | 0 | 0 | 0 | 0 | 0 | 0 | 0 | 0 | 0 | 0 | 0 | 0 | 0 | 0 | 0 | 0 | 0 | 0 | 0 | 0 | 0 | 0
[7 empty] | NG_BRHI | 10 | 3 | 0 | 0 | 0 | 0 | 0 | 0 | 0 | 0 | 0 | 0 | 0 | 0 | 0 | 0 | 0 | 0 | 0 | 0 | 0 | 0 | 0 | 0 | 0 | 0 | 0 | 0 | 0 | 0 | 0 | 0 | 0 | 0 | 0 | 0 | 0 | 0 | 0 | 0 | 0 | 0 | 0 | 0 | 0 | 0 | 0 | 0 | 0 | 0 | 0 | 0
[7 empty] | NG_BRHI | 10 | 4 | 0 | 0 | 0 | 0 | 0 | 0 | 0 | 0 | 0 | 0 | 0 | 0 | 0 | 0 | 0 | 0 | 0 | 0 | 0 | 0 | 0 | 0 | 0 | 0 | 0 | 0 | 0 | 0 | 0 | 0 | 0 | 0 | 0 | 0 | 0 | 0 | 0 | 0 | 0 | 0 | 0 | 0 | 0 | 0 | 0 | 0 | 0 | 0 | 0 | 0
[7 empty] | NG_BRHI | 10 | 5 | 0 | 0 | 0 | 0 | 0 | 0 | 0 | 0 | 0 | 0 | 0 | 0 | 0 | 0 | 0 | 0 | 0 | 0 | 0 | 0 | 0 | 0 | 0 | 0 | 0 | 0 | 0 | 0 | 0 | 0 | 0 | 0 | 0 | 0 | 0 | 0 | 0 | 0 | 0 | 0 | 0 | 0 | 0 | 0 | 0 | 0 | 0 | 0 | 0 | 0
[7 empty] | NG_BRHI | 10 | 6 | 0 | 0 | 0 | 0 | 0 | 0 | 0 | 0 | 0 | 0 | 0 | 0 | 0 | 0 | 0 | 0 | 0 | 0 | 0 | 0 | 0 | 0 | 0 | 0 | 0 | 0 | 0 | 0 | 0 | 0 | 0 | 0 | 0 | 0 | 0 | 0 | 0 | 0 | 0 | 0 | 0 | 0 | 0 | 0 | 0 | 0 | 0 | 0 | 0 | 0
[7 empty] | NG_BRHI | 10 | 7 | 0 | 0 | 0 | 0 | 0 | 0 | 0 | 0 | 0 | 0 | 0 | 0 | 0 | 0 | 0 | 0 | 0 | 0 | 0 | 0 | 0 | 0 | 0 | 0 | 0 | 0 | 0 | 0 | 0 | 0 | 0 | 0 | 0 | 0 | 0 | 0 | 0 | 0 | 0 | 0 | 0 | 0 | 0 | 0 | 0 | 0 | 0 | 0 | 0 | 0
[7 empty] | NG_BRHI | 10 | 8 | 0 | 0 | 0 | 0 | 0 | 0 | 0 | 0 | 0 | 0 | 0 | 0 | 0 | 0 | 0 | 0 | 0 | 0 | 0 | 0 | 0 | 0 | 0 | 0 | 0 | 0 | 0 | 0 | 0 | 0 | 0 | 0 | 0 | 0 | 0 | 0 | 0 | 0 | 0 | 0 | 0 | 0 | 0 | 0 | 0 | 0 | 0 | 0 | 0 | 0
[7 empty] | NG_BRHI | 10 | 9 | 0 | 0 | 0 | 0 | 0 | 0 | 0 | 0 | 0 | 0 | 0 | 0 | 0 | 0 | 0 | 0 | 0 | 0 | 0 | 0 | 0 | 0 | 0 | 0 | 0 | 0 | 0 | 0 | 0 | 0 | 0 | 0 | 0 | 0 | 0 | 0 | 0 | 0 | 0 | 0 | 0 | 0 | 0 | 0 | 0 | 0 | 0 | 0 | 0 | 0
[7 empty] | NG_BRHI | 10 | 10 | 0 | 0 | 0 | 0 | 0 | 0 | 0 | 0 | 0 | 0 | 0 | 0 | 0 | 0 | 0 | 0 | 0 | 0 | 0 | 0 | 0 | 0 | 0 | 0 | 0 | 0 | 0 | 0 | 0 | 0 | 0 | 0 | 0 | 0 | 0 | 0 | 0 | 0 | 0 | 0 | 0 | 0 | 0 | 0 | 0 | 0 | 0 | 0 | 0 | 0
[7 empty] | NG_BRHI | 10 | 11 | 0 | 0 | 0 | 0 | 0 | 0 | 0 | 0 | 0 | 0 | 0 | 0 | 0 | 0 | 0 | 0 | 0 | 0 | 0 | 0 | 0 | 0 | 0 | 0 | 0 | 0 | 0 | 0 | 0 | 0 | 0 | 0 | 0 | 0 | 0 | 0 | 0 | 0 | 0 | 0 | 0 | 0 | 0 | 0 | 0 | 0 | 0 | 0 | 0 | 0
[7 empty] | NG_BRHI | 10 | 12 | 0 | 0 | 0 | 0 | 0 | 0 | 0 | 0 | 0 | 0 | 0 | 0 | 0 | 0 | 0 | 0 | 0 | 0 | 0 | 0 | 0 | 0 | 0 | 0 | 0 | 0 | 0 | 0 | 0 | 0 | 0 | 0 | 0 | 0 | 0 | 0 | 0 | 0 | 0 | 0 | 0 | 0 | 0 | 0 | 0 | 0 | 0 | 0 | 0 | 0
[7 empty] | NG_BRHI | 10 | 13 | 0 | 0 | 0 | 0 | 0 | 0 | 0 | 0 | 0 | 0 | 0 | 0 | 0 | 0 | 0 | 0 | 0 | 0 | 0 | 0 | 0 | 0 | 0 | 0 | 0 | 0 | 0 | 0 | 0 | 0 | 0 | 0 | 0 | 0 | 0 | 0 | 0 | 0 | 0 | 0 | 0 | 0 | 0 | 0 | 0 | 0 | 0 | 0 | 0 | 0
[7 empty] | NG_BRHI | 10 | 14 | 0 | 0 | 0 | 0 | 0 | 0 | 0 | 0 | 0 | 0 | 0 | 0 | 0 | 0 | 0 | 0 | 0 | 0 | 0 | 0 | 0 | 0 | 0 | 0 | 0 | 0 | 0 | 0 | 0 | 0 | 0 | 0 | 0 | 0 | 0 | 0 | 0 | 0 | 0 | 0 | 0 | 0 | 0 | 0 | 0 | 0 | 0 | 0 | 0 | 0
[7 empty] | NG_BRHI | 10 | 15 | 0 | 0 | 0 | 0 | 0 | 0 | 0 | 0 | 0 | 0 | 0 | 0 | 0 | 0 | 0 | 0 | 0 | 0 | 0 | 0 | 0 | 0 | 0 | 0 | 0 | 0 | 0 | 0 | 0 | 0 | 0 | 0 | 0 | 0 | 0 | 0 | 0 | 0 | 0 | 0 | 0 | 0 | 0 | 0 | 0 | 0 | 0 | 0 | 0 | 0
[7 empty] | NG_BRHI | 10 | 16 | 0 | 0 | 0 | 0 | 0 | 0 | 0 | 0 | 0 | 0 | 0 | 0 | 0 | 0 | 0 | 0 | 0 | 0 | 0 | 0 | 0 | 0 | 0 | 0 | 0 | 0 | 0 | 0 | 0 | 0 | 0 | 0 | 0 | 0 | 0 | 0 | 0 | 0 | 0 | 0 | 0 | 0 | 0 | 0 | 0 | 0 | 0 | 0 | 0 | 0
[7 empty] | NG_BRHI | 10 | 17 | 0 | 0 | 0 | 0 | 0 | 0 | 0 | 0 | 0 | 0 | 0 | 0 | 0 | 0 | 0 | 0 | 0 | 0 | 0 | 0 | 0 | 0 | 0 | 0 | 0 | 0 | 0 | 0 | 0 | 0 | 0 | 0 | 0 | 0 | 0 | 0 | 0 | 0 | 0 | 0 | 0 | 0 | 0 | 0 | 0 | 0 | 0 | 0 | 0 | 0
[7 empty] | NG_BRHI | 10 | 18 | 0 | 0 | 0 | 0 | 0 | 0 | 0 | 0 | 0 | 0 | 0 | 0 | 0 | 0 | 0 | 0 | 0 | 0 | 0 | 0 | 0 | 0 | 0 | 0 | 0 | 0 | 0 | 0 | 0 | 0 | 0 | 0 | 0 | 0 | 0 | 0 | 0 | 0 | 0 | 0 | 0 | 0 | 0 | 0 | 0 | 0 | 0 | 0 | 0 | 0
[7 empty] | NG_BRHI | 10 | 19 | 0 | 0 | 0 | 0 | 0 | 0 | 0 | 0 | 0 | 0 | 0 | 0 | 0 | 0 | 0 | 0 | 0 | 0 | 0 | 0 | 0 | 0 | 0 | 0 | 0 | 0 | 0 | 0 | 0 | 0 | 0 | 0 | 0 | 0 | 0 | 0 | 0 | 0 | 0 | 0 | 0 | 0 | 0 | 0 | 0 | 0 | 0 | 0 | 0 | 0
[7 empty] | NG_BRHI | 10 | 20 | 0 | 0 | 0 | 0 | 0 | 0 | 0 | 0 | 0 | 0 | 0 | 0 | 0 | 0 | 0 | 0 | 0 | 0 | 0 | 0 | 0 | 0 | 0 | 0 | 0 | 0 | 0 | 0 | 0 | 0 | 0 | 0 | 0 | 0 | 0 | 0 | 0 | 0 | 0 | 0 | 0 | 0 | 0 | 0 | 0 | 0 | 0 | 0 | 0 | 0
[7 empty] | NG_BRHI | 10 | 21 | 0 | 0 | 0 | 0 | 0 | 0 | 0 | 0 | 0 | 0 | 0 | 0 | 0 | 0 | 0 | 0 | 0 | 0 | 0 | 0 | 0 | 0 | 0 | 0 | 0 | 0 | 0 | 0 | 0 | 0 | 0 | 0 | 0 | 0 | 0 | 0 | 0 | 0 | 0 | 0 | 0 | 0 | 0 | 0 | 0 | 0 | 0 | 0 | 0 | 0
[7 empty] | NG_BRHI | 10 | 22 | 0 | 0 | 0 | 0 | 0 | 0 | 0 | 0 | 0 | 0 | 0 | 0 | 0 | 0 | 0 | 0 | 0 | 0 | 0 | 0 | 0 | 0 | 0 | 0 | 0 | 0 | 0 | 0 | 0 | 0 | 0 | 0 | 0 | 0 | 0 | 0 | 0 | 0 | 0 | 0 | 0 | 0 | 0 | 0 | 0 | 0 | 0 | 0 | 0 | 0
[7 empty] | NG_BRHI | 10 | 23 | 0 | 0 | 0 | 0 | 0 | 0 | 0 | 0 | 0 | 0 | 0 | 0 | 0 | 0 | 0 | 0 | 0 | 0 | 0 | 0 | 0 | 0 | 0 | 0 | 0 | 0 | 0 | 0 | 0 | 0 | 0 | 0 | 0 | 0 | 0 | 0 | 0 | 0 | 0 | 0 | 0 | 0 | 0 | 0 | 0 | 0 | 0 | 0 | 0 | 0
[7 empty] | NG_BRHI | 10 | 24 | 0 | 0 | 0 | 0 | 0 | 0 | 0 | 0 | 0 | 0 | 0 | 0 | 0 | 0 | 0 | 0 | 0 | 0 | 0 | 0 | 0 | 0 | 0 | 0 | 0 | 0 | 0 | 0 | 0 | 0 | 0 | 0 | 0 | 0 | 0 | 0 | 0 | 0 | 0 | 0 | 0 | 0 | 0 | 0 | 0 | 0 | 0 | 0 | 0 | 0
[7 empty] | NG_BRHI | 10 | 25 | 0 | 0 | 0 | 0 | 0 | 0 | 0 | 0 | 0 | 0 | 0 | 0 | 0 | 0 | 0 | 0 | 0 | 0 | 0 | 0 | 0 | 0 | 0 | 0 | 0 | 0 | 0 | 0 | 0 | 0 | 0 | 0 | 0 | 0 | 0 | 0 | 0 | 0 | 0 | 0 | 0 | 0 | 0 | 0 | 0 | 0 | 0 | 0 | 0 | 0
[7 empty] | NG_BRHI | 10 | 26 | 0 | 0 | 0 | 0 | 0 | 0 | 0 | 0 | 0 | 0 | 0 | 0 | 0 | 0 | 0 | 0 | 0 | 0 | 0 | 0 | 0 | 0 | 0 | 0 | 0 | 0 | 0 | 0 | 0 | 0 | 0 | 0 | 0 | 0 | 0 | 0 | 0 | 0 | 0 | 0 | 0 | 0 | 0 | 0 | 0 | 0 | 0 | 0 | 0 | 0
[7 empty] | NG_BRHI | 10 | 27 | 0 | 0 | 0 | 0 | 0 | 0 | 0 | 0 | 0 | 0 | 0 | 0 | 0 | 0 | 0 | 0 | 0 | 0 | 0 | 0 | 0 | 0 | 0 | 0 | 0 | 0 | 0 | 0 | 0 | 0 | 0 | 0 | 0 | 0 | 0 | 0 | 0 | 0 | 0 | 0 | 0 | 0 | 0 | 0 | 0 | 0 | 0 | 0 | 0 | 0
[7 empty] | NG_BRHI | 10 | 28 | 0 | 0 | 0 | 0 | 0 | 0 | 0 | 0 | 0 | 0 | 0 | 0 | 0 | 0 | 0 | 0 | 0 | 0 | 0 | 0 | 0 | 0 | 0 | 0 | 0 | 0 | 0 | 0 | 0 | 0 | 0 | 0 | 0 | 0 | 0 | 0 | 0 | 0 | 0 | 0 | 0 | 0 | 0 | 0 | 0 | 0 | 0 | 0 | 0 | 0
[7 empty] | NG_BRHI | 10 | 29 | 0 | 0 | 0 | 0 | 0 | 0 | 0 | 0 | 0 | 0 | 0 | 0 | 0 | 0 | 0 | 0 | 0 | 0 | 0 | 0 | 0 | 0 | 0 | 0 | 0 | 0 | 0 | 0 | 0 | 0 | 0 | 0 | 0 | 0 | 0 | 0 | 0 | 0 | 0 | 0 | 0 | 0 | 0 | 0 | 0 | 0 | 0 | 0 | 0 | 0
[7 empty] | NG_BRHI | 10 | 30 | 0 | 0 | 0 | 0 | 0 | 0 | 0 | 0 | 0 | 0 | 0 | 0 | 0 | 0 | 0 | 0 | 0 | 0 | 0 | 0 | 0 | 0 | 0 | 0 | 0 | 0 | 0 | 0 | 0 | 0 | 0 | 0 | 0 | 0 | 0 | 0 | 0 | 0 | 0 | 0 | 0 | 0 | 0 | 0 | 0 | 0 | 0 | 0 | 0 | 0
[7 empty] | NG_BRHI | 10 | 31 | 0 | 0 | 0 | 0 | 0 | 0 | 0 | 0 | 0 | 0 | 0 | 0 | 0 | 0 | 0 | 0 | 0 | 0 | 0 | 0 | 0 | 0 | 0 | 0 | 0 | 0 | 0 | 0 | 0 | 0 | 0 | 0 | 0 | 0 | 0 | 0 | 0 | 0 | 0 | 0 | 0 | 0 | 0 | 0 | 0 | 0 | 0 | 0 | 0 | 0
[7 empty] | NG_BRHI | 10 | 32 | 0 | 0 | 0 | 0 | 0 | 0 | 0 | 0 | 0 | 0 | 0 | 0 | 0 | 0 | 0 | 0 | 0 | 0 | 0 | 0 | 0 | 0 | 0 | 0 | 0 | 0 | 0 | 0 | 0 | 0 | 0 | 0 | 0 | 0 | 0 | 0 | 0 | 0 | 0 | 0 | 0 | 0 | 0 | 0 | 0 | 0 | 0 | 0 | 0 | 0
[7 empty] | NG_BRHI | 10 | 33 | 0 | 0 | 0 | 0 | 0 | 0 | 0 | 0 | 0 | 0 | 0 | 0 | 0 | 0 | 0 | 0 | 0 | 0 | 0 | 0 | 0 | 0 | 0 | 0 | 0 | 0 | 0 | 0 | 0 | 0 | 0 | 0 | 0 | 0 | 0 | 0 | 0 | 0 | 0 | 0 | 0 | 0 | 0 | 0 | 0 | 0 | 0 | 0 | 0 | 0
[7 empty] | NG_BRHI | 10 | 34 | 0 | 0 | 0 | 0 | 0 | 0 | 0 | 0 | 0 | 0 | 0 | 0 | 0 | 0 | 0 | 0 | 0 | 0 | 0 | 0 | 0 | 0 | 0 | 0 | 0 | 0 | 0 | 0 | 0 | 0 | 0 | 0 | 0 | 0 | 0 | 0 | 0 | 0 | 0 | 0 | 0 | 0 | 0 | 0 | 0 | 0 | 0 | 0 | 0 | 0
[7 empty] | NG_BRHI | 10 | 35 | 0 | 0 | 0 | 0 | 0 | 0 | 0 | 0 | 0 | 0 | 0 | 0 | 0 | 0 | 0 | 0 | 0 | 0 | 0 | 0 | 0 | 0 | 0 | 0 | 0 | 0 | 0 | 0 | 0 | 0 | 0 | 0 | 0 | 0 | 0 | 0 | 0 | 0 | 0 | 0 | 0 | 0 | 0 | 0 | 0 | 0 | 0 | 0 | 0 | 0
[7 empty] | NG_BRHI | 10 | 36 | 0 | 0 | 0 | 0 | 0 | 0 | 0 | 0 | 0 | 0 | 0 | 0 | 0 | 0 | 0 | 0 | 0 | 0 | 0 | 0 | 0 | 0 | 0 | 0 | 0 | 0 | 0 | 0 | 0 | 0 | 0 | 0 | 0 | 0 | 0 | 0 | 0 | 0 | 0 | 0 | 0 | 0 | 0 | 0 | 0 | 0 | 0 | 0 | 0 | 0
[7 empty] | NG_BRHI | 10 | 37 | 0 | 0 | 0 | 0 | 0 | 0 | 0 | 0 | 0 | 0 | 0 | 0 | 0 | 0 | 0 | 0 | 0 | 0 | 0 | 0 | 0 | 0 | 0 | 0 | 0 | 0 | 0 | 0 | 0 | 0 | 0 | 0 | 0 | 0 | 0 | 0 | 0 | 0 | 0 | 0 | 0 | 0 | 0 | 0 | 0 | 0 | 0 | 0 | 0 | 0
[7 empty] | NG_BRHI | 10 | 38 | 0 | 0 | 0 | 0 | 0 | 0 | 0 | 0 | 0 | 0 | 0 | 0 | 0 | 0 | 0 | 0 | 0 | 0 | 0 | 0 | 0 | 0 | 0 | 0 | 0 | 0 | 0 | 0 | 0 | 0 | 0 | 0 | 0 | 0 | 0 | 0 | 0 | 0 | 0 | 0 | 0 | 0 | 0 | 0 | 0 | 0 | 0 | 0 | 0 | 0
[7 empty] | NG_BRHI | 10 | 39 | 0 | 0 | 0 | 0 | 0 | 0 | 0 | 0 | 0 | 0 | 0 | 0 | 0 | 0 | 0 | 0 | 0 | 0 | 0 | 0 | 0 | 0 | 0 | 0 | 0 | 0 | 0 | 0 | 0 | 0 | 0 | 0 | 0 | 0 | 0 | 0 | 0 | 0 | 0 | 0 | 0 | 0 | 0 | 0 | 0 | 0 | 0 | 0 | 0 | 0
[7 empty] | NG_BRHI | 10 | 40 | 0 | 0 | 0 | 0 | 0 | 0 | 0 | 0 | 0 | 0 | 0 | 0 | 0 | 0 | 0 | 0 | 0 | 0 | 0 | 0 | 0 | 0 | 0 | 0 | 0 | 0 | 0 | 0 | 0 | 0 | 0 | 0 | 0 | 0 | 0 | 0 | 0 | 0 | 0 | 0 | 0 | 0 | 0 | 0 | 0 | 0 | 0 | 0 | 0 | 0
[7 empty] | NG_BRHI | 10 | 41 | 0 | 0 | 0 | 0 | 0 | 0 | 0 | 0 | 0 | 0 | 0 | 0 | 0 | 0 | 0 | 0 | 0 | 0 | 0 | 0 | 0 | 0 | 0 | 0 | 0 | 0 | 0 | 0 | 0 | 0 | 0 | 0 | 0 | 0 | 0 | 0 | 0 | 0 | 0 | 0 | 0 | 0 | 0 | 0 | 0 | 0 | 0 | 0 | 0 | 0
[7 empty] | NG_BRHI | 10 | 42 | 0 | 0 | 0 | 0 | 0 | 0 | 0 | 0 | 0 | 0 | 0 | 0 | 0 | 0 | 0 | 0 | 0 | 0 | 0 | 0 | 0 | 0 | 0 | 0 | 0 | 0 | 0 | 0 | 0 | 0 | 0 | 0 | 0 | 0 | 0 | 0 | 0 | 0 | 0 | 0 | 0 | 0 | 0 | 0 | 0 | 0 | 0 | 0 | 0 | 0
[7 empty] | NG_BRHI | 10 | 43 | 0 | 0 | 0 | 0 | 0 | 0 | 0 | 0 | 0 | 0 | 0 | 0 | 0 | 0 | 0 | 0 | 0 | 0 | 0 | 0 | 0 | 0 | 0 | 0 | 0 | 0 | 0 | 0 | 0 | 0 | 0 | 0 | 0 | 0 | 0 | 0 | 0 | 0 | 0 | 0 | 0 | 0 | 0 | 0 | 0 | 0 | 0 | 0 | 0 | 0
[7 empty] | NG_BRHI | 10 | 44 | 0 | 0 | 0 | 0 | 0 | 0 | 0 | 0 | 0 | 0 | 0 | 0 | 0 | 0 | 0 | 0 | 0 | 0 | 0 | 0 | 0 | 0 | 0 | 0 | 0 | 0 | 0 | 0 | 0 | 0 | 0 | 0 | 0 | 0 | 0 | 0 | 0 | 0 | 0 | 0 | 0 | 0 | 0 | 0 | 0 | 0 | 0 | 0 | 0 | 0
[7 empty] | NG_BRHI | 10 | 45 | 0 | 0 | 0 | 0 | 0 | 0 | 0 | 0 | 0 | 0 | 0 | 0 | 0 | 0 | 0 | 0 | 0 | 0 | 0 | 0 | 0 | 0 | 0 | 0 | 0 | 0 | 0 | 0 | 0 | 0 | 0 | 0 | 0 | 0 | 0 | 0 | 0 | 0 | 0 | 0 | 0 | 0 | 0 | 0 | 0 | 0 | 0 | 0 | 0 | 0
[7 empty] | NG_BRHI | 10 | 46 | 0 | 0 | 0 | 0 | 0 | 0 | 0 | 0 | 0 | 0 | 0 | 0 | 0 | 0 | 0 | 0 | 0 | 0 | 0 | 0 | 0 | 0 | 0 | 0 | 0 | 0 | 0 | 0 | 0 | 0 | 0 | 0 | 0 | 0 | 0 | 0 | 0 | 0 | 0 | 0 | 0 | 0 | 0 | 0 | 0 | 0 | 0 | 0 | 0 | 0
[7 empty] | NG_BRHI | 10 | 47 | 0 | 0 | 0 | 0 | 0 | 0 | 0 | 0 | 0 | 0 | 0 | 0 | 0 | 0 | 0 | 0 | 0 | 0 | 0 | 0 | 0 | 0 | 0 | 0 | 0 | 0 | 0 | 0 | 0 | 0 | 0 | 0 | 0 | 0 | 0 | 0 | 0 | 0 | 0 | 0 | 0 | 0 | 0 | 0 | 0 | 0 | 0 | 0 | 0 | 0
[7 empty] | NG_BRHI | 10 | 48 | 0 | 0 | 0 | 0 | 0 | 0 | 0 | 0 | 0 | 0 | 0 | 0 | 0 | 0 | 0 | 0 | 0 | 0 | 0 | 0 | 0 | 0 | 0 | 0 | 0 | 0 | 0 | 0 | 0 | 0 | 0 | 0 | 0 | 0 | 0 | 0 | 0 | 0 | 0 | 0 | 0 | 0 | 0 | 0 | 0 | 0 | 0 | 0 | 0 | 0
[7 empty] | NG_BRHI | 10 | 49 | 0 | 0 | 0 | 0 | 0 | 0 | 0 | 0 | 0 | 0 | 0 | 0 | 0 | 0 | 0 | 0 | 0 | 0 | 0 | 0 | 0 | 0 | 0 | 0 | 0 | 0 | 0 | 0 | 0 | 0 | 0 | 0 | 0 | 0 | 0 | 0 | 0 | 0 | 0 | 0 | 0 | 0 | 0 | 0 | 0 | 0 | 0 | 0 | 0 | 0
[7 empty] | NG_BRLO | 11 | 0 | 0 | 0 | 0 | 0 | 0 | 0 | 0 | 0 | 0 | 0 | 0 | 0 | 0 | 0 | 0 | 0 | 0 | 0 | 0 | 0 | 0 | 0 | 0 | 0 | 0 | 0 | 0 | 0 | 0 | 0 | 0 | 0 | 0 | 0 | 0 | 0 | 0 | 0 | 0 | 0 | 0 | 0 | 0 | 0 | 0 | 0 | 0 | 0 | 0 | 0
[7 empty] | NG_BRLO | 11 | 1 | 0 | 0 | 0 | 0 | 0 | 0 | 0 | 0 | 0 | 0 | 0 | 0 | 0 | 0 | 0 | 0 | 0 | 0 | 0 | 0 | 0 | 0 | 0 | 0 | 0 | 0 | 0 | 0 | 0 | 0 | 0 | 0 | 0 | 0 | 0 | 0 | 0 | 0 | 0 | 0 | 0 | 0 | 0 | 0 | 0 | 0 | 0 | 0 | 0 | 0
[7 empty] | NG_BRLO | 11 | 2 | 0 | 0 | 0 | 0 | 0 | 0 | 0 | 0 | 0 | 0 | 0 | 0 | 0 | 0 | 0 | 0 | 0 | 0 | 0 | 0 | 0 | 0 | 0 | 0 | 0 | 0 | 0 | 0 | 0 | 0 | 0 | 0 | 0 | 0 | 0 | 0 | 0 | 0 | 0 | 0 | 0 | 0 | 0 | 0 | 0 | 0 | 0 | 0 | 0 | 0
[7 empty] | NG_BRLO | 11 | 3 | 0 | 0 | 0 | 0 | 0 | 0 | 0 | 0 | 0 | 0 | 0 | 0 | 0 | 0 | 0 | 0 | 0 | 0 | 0 | 0 | 0 | 0 | 0 | 0 | 0 | 0 | 0 | 0 | 0 | 0 | 0 | 0 | 0 | 0 | 0 | 0 | 0 | 0 | 0 | 0 | 0 | 0 | 0 | 0 | 0 | 0 | 0 | 0 | 0 | 0
[7 empty] | NG_BRLO | 11 | 4 | 0 | 0 | 0 | 0 | 0 | 0 | 0 | 0 | 0 | 0 | 0 | 0 | 0 | 0 | 0 | 0 | 0 | 0 | 0 | 0 | 0 | 0 | 0 | 0 | 0 | 0 | 0 | 0 | 0 | 0 | 0 | 0 | 0 | 0 | 0 | 0 | 0 | 0 | 0 | 0 | 0 | 0 | 0 | 0 | 0 | 0 | 0 | 0 | 0 | 0
[7 empty] | NG_BRLO | 11 | 5 | 0 | 0 | 0 | 0 | 0 | 0 | 0 | 0 | 0 | 0 | 0 | 0 | 0 | 0 | 0 | 0 | 0 | 0 | 0 | 0 | 0 | 0 | 0 | 0 | 0 | 0 | 0 | 0 | 0 | 0 | 0 | 0 | 0 | 0 | 0 | 0 | 0 | 0 | 0 | 0 | 0 | 0 | 0 | 0 | 0 | 0 | 0 | 0 | 0 | 0
[7 empty] | NG_BRLO | 11 | 6 | 0 | 0 | 0 | 0 | 0 | 0 | 0 | 0 | 0 | 0 | 0 | 0 | 0 | 0 | 0 | 0 | 0 | 0 | 0 | 0 | 0 | 0 | 0 | 0 | 0 | 0 | 0 | 0 | 0 | 0 | 0 | 0 | 0 | 0 | 0 | 0 | 0 | 0 | 0 | 0 | 0 | 0 | 0 | 0 | 0 | 0 | 0 | 0 | 0 | 0
[7 empty] | NG_BRLO | 11 | 7 | 0 | 0 | 0 | 0 | 0 | 0 | 0 | 0 | 0 | 0 | 0 | 0 | 0 | 0 | 0 | 0 | 0 | 0 | 0 | 0 | 0 | 0 | 0 | 0 | 0 | 0 | 0 | 0 | 0 | 0 | 0 | 0 | 0 | 0 | 0 | 0 | 0 | 0 | 0 | 0 | 0 | 0 | 0 | 0 | 0 | 0 | 0 | 0 | 0 | 0
[7 empty] | NG_BRLO | 11 | 8 | 0 | 0 | 0 | 0 | 0 | 0 | 0 | 0 | 0 | 0 | 0 | 0 | 0 | 0 | 0 | 0 | 0 | 0 | 0 | 0 | 0 | 0 | 0 | 0 | 0 | 0 | 0 | 0 | 0 | 0 | 0 | 0 | 0 | 0 | 0 | 0 | 0 | 0 | 0 | 0 | 0 | 0 | 0 | 0 | 0 | 0 | 0 | 0 | 0 | 0
[7 empty] | NG_BRLO | 11 | 9 | 0 | 0 | 0 | 0 | 0 | 0 | 0 | 0 | 0 | 0 | 0 | 0 | 0 | 0 | 0 | 0 | 0 | 0 | 0 | 0 | 0 | 0 | 0 | 0 | 0 | 0 | 0 | 0 | 0 | 0 | 0 | 0 | 0 | 0 | 0 | 0 | 0 | 0 | 0 | 0 | 0 | 0 | 0 | 0 | 0 | 0 | 0 | 0 | 0 | 0
[7 empty] | NG_BRLO | 11 | 10 | 0 | 0 | 0 | 0 | 0 | 0 | 0 | 0 | 0 | 0 | 0 | 0 | 0 | 0 | 0 | 0 | 0 | 0 | 0 | 0 | 0 | 0 | 0 | 0 | 0 | 0 | 0 | 0 | 0 | 0 | 0 | 0 | 0 | 0 | 0 | 0 | 0 | 0 | 0 | 0 | 0 | 0 | 0 | 0 | 0 | 0 | 0 | 0 | 0 | 0
[7 empty] | NG_BRLO | 11 | 11 | 0 | 0 | 0 | 0 | 0 | 0 | 0 | 0 | 0 | 0 | 0 | 0 | 0 | 0 | 0 | 0 | 0 | 0 | 0 | 0 | 0 | 0 | 0 | 0 | 0 | 0 | 0 | 0 | 0 | 0 | 0 | 0 | 0 | 0 | 0 | 0 | 0 | 0 | 0 | 0 | 0 | 0 | 0 | 0 | 0 | 0 | 0 | 0 | 0 | 0
[7 empty] | NG_BRLO | 11 | 12 | 0 | 0 | 0 | 0 | 0 | 0 | 0 | 0 | 0 | 0 | 0 | 0 | 0 | 0 | 0 | 0 | 0 | 0 | 0 | 0 | 0 | 0 | 0 | 0 | 0 | 0 | 0 | 0 | 0 | 0 | 0 | 0 | 0 | 0 | 0 | 0 | 0 | 0 | 0 | 0 | 0 | 0 | 0 | 0 | 0 | 0 | 0 | 0 | 0 | 0
[7 empty] | NG_BRLO | 11 | 13 | 0 | 0 | 0 | 0 | 0 | 0 | 0 | 0 | 0 | 0 | 0 | 0 | 0 | 0 | 0 | 0 | 0 | 0 | 0 | 0 | 0 | 0 | 0 | 0 | 0 | 0 | 0 | 0 | 0 | 0 | 0 | 0 | 0 | 0 | 0 | 0 | 0 | 0 | 0 | 0 | 0 | 0 | 0 | 0 | 0 | 0 | 0 | 0 | 0 | 0
[7 empty] | NG_BRLO | 11 | 14 | 0 | 0 | 0 | 0 | 0 | 0 | 0 | 0 | 0 | 0 | 0 | 0 | 0 | 0 | 0 | 0 | 0 | 0 | 0 | 0 | 0 | 0 | 0 | 0 | 0 | 0 | 0 | 0 | 0 | 0 | 0 | 0 | 0 | 0 | 0 | 0 | 0 | 0 | 0 | 0 | 0 | 0 | 0 | 0 | 0 | 0 | 0 | 0 | 0 | 0
[7 empty] | NG_BRLO | 11 | 15 | 0 | 0 | 0 | 0 | 0 | 0 | 0 | 0 | 0 | 0 | 0 | 0 | 0 | 0 | 0 | 0 | 0 | 0 | 0 | 0 | 0 | 0 | 0 | 0 | 0 | 0 | 0 | 0 | 0 | 0 | 0 | 0 | 0 | 0 | 0 | 0 | 0 | 0 | 0 | 0 | 0 | 0 | 0 | 0 | 0 | 0 | 0 | 0 | 0 | 0
[7 empty] | NG_BRLO | 11 | 16 | 0 | 0 | 0 | 0 | 0 | 0 | 0 | 0 | 0 | 0 | 0 | 0 | 0 | 0 | 0 | 0 | 0 | 0 | 0 | 0 | 0 | 0 | 0 | 0 | 0 | 0 | 0 | 0 | 0 | 0 | 0 | 0 | 0 | 0 | 0 | 0 | 0 | 0 | 0 | 0 | 0 | 0 | 0 | 0 | 0 | 0 | 0 | 0 | 0 | 0
[7 empty] | NG_BRLO | 11 | 17 | 0 | 0 | 0 | 0 | 0 | 0 | 0 | 0 | 0 | 0 | 0 | 0 | 0 | 0 | 0 | 0 | 0 | 0 | 0 | 0 | 0 | 0 | 0 | 0 | 0 | 0 | 0 | 0 | 0 | 0 | 0 | 0 | 0 | 0 | 0 | 0 | 0 | 0 | 0 | 0 | 0 | 0 | 0 | 0 | 0 | 0 | 0 | 0 | 0 | 0
[7 empty] | NG_BRLO | 11 | 18 | 0 | 0 | 0 | 0 | 0 | 0 | 0 | 0 | 0 | 0 | 0 | 0 | 0 | 0 | 0 | 0 | 0 | 0 | 0 | 0 | 0 | 0 | 0 | 0 | 0 | 0 | 0 | 0 | 0 | 0 | 0 | 0 | 0 | 0 | 0 | 0 | 0 | 0 | 0 | 0 | 0 | 0 | 0 | 0 | 0 | 0 | 0 | 0 | 0 | 0
[7 empty] | NG_BRLO | 11 | 19 | 0 | 0 | 0 | 0 | 0 | 0 | 0 | 0 | 0 | 0 | 0 | 0 | 0 | 0 | 0 | 0 | 0 | 0 | 0 | 0 | 0 | 0 | 0 | 0 | 0 | 0 | 0 | 0 | 0 | 0 | 0 | 0 | 0 | 0 | 0 | 0 | 0 | 0 | 0 | 0 | 0 | 0 | 0 | 0 | 0 | 0 | 0 | 0 | 0 | 0
[7 empty] | NG_BRLO | 11 | 20 | 0 | 0 | 0 | 0 | 0 | 0 | 0 | 0 | 0 | 0 | 0 | 0 | 0 | 0 | 0 | 0 | 0 | 0 | 0 | 0 | 0 | 0 | 0 | 0 | 0 | 0 | 0 | 0 | 0 | 0 | 0 | 0 | 0 | 0 | 0 | 0 | 0 | 0 | 0 | 0 | 0 | 0 | 0 | 0 | 0 | 0 | 0 | 0 | 0 | 0
[7 empty] | NG_BRLO | 11 | 21 | 0 | 0 | 0 | 0 | 0 | 0 | 0 | 0 | 0 | 0 | 0 | 0 | 0 | 0 | 0 | 0 | 0 | 0 | 0 | 0 | 0 | 0 | 0 | 0 | 0 | 0 | 0 | 0 | 0 | 0 | 0 | 0 | 0 | 0 | 0 | 0 | 0 | 0 | 0 | 0 | 0 | 0 | 0 | 0 | 0 | 0 | 0 | 0 | 0 | 0
[7 empty] | NG_BRLO | 11 | 22 | 0 | 0 | 0 | 0 | 0 | 0 | 0 | 0 | 0 | 0 | 0 | 0 | 0 | 0 | 0 | 0 | 0 | 0 | 0 | 0 | 0 | 0 | 0 | 0 | 0 | 0 | 0 | 0 | 0 | 0 | 0 | 0 | 0 | 0 | 0 | 0 | 0 | 0 | 0 | 0 | 0 | 0 | 0 | 0 | 0 | 0 | 0 | 0 | 0 | 0
[7 empty] | NG_BRLO | 11 | 23 | 0 | 0 | 0 | 0 | 0 | 0 | 0 | 0 | 0 | 0 | 0 | 0 | 0 | 0 | 0 | 0 | 0 | 0 | 0 | 0 | 0 | 0 | 0 | 0 | 0 | 0 | 0 | 0 | 0 | 0 | 0 | 0 | 0 | 0 | 0 | 0 | 0 | 0 | 0 | 0 | 0 | 0 | 0 | 0 | 0 | 0 | 0 | 0 | 0 | 0
[7 empty] | NG_BRLO | 11 | 24 | 0 | 0 | 0 | 0 | 0 | 0 | 0 | 0 | 0 | 0 | 0 | 0 | 0 | 0 | 0 | 0 | 0 | 0 | 0 | 0 | 0 | 0 | 0 | 0 | 0 | 0 | 0 | 0 | 0 | 0 | 0 | 0 | 0 | 0 | 0 | 0 | 0 | 0 | 0 | 0 | 0 | 0 | 0 | 0 | 0 | 0 | 0 | 0 | 0 | 0
[7 empty] | NG_BRLO | 11 | 25 | 0 | 0 | 0 | 0 | 0 | 0 | 0 | 0 | 0 | 0 | 0 | 0 | 0 | 0 | 0 | 0 | 0 | 0 | 0 | 0 | 0 | 0 | 0 | 0 | 0 | 0 | 0 | 0 | 0 | 0 | 0 | 0 | 0 | 0 | 0 | 0 | 0 | 0 | 0 | 0 | 0 | 0 | 0 | 0 | 0 | 0 | 0 | 0 | 0 | 0
[7 empty] | NG_BRLO | 11 | 26 | 0 | 0 | 0 | 0 | 0 | 0 | 0 | 0 | 0 | 0 | 0 | 0 | 0 | 0 | 0 | 0 | 0 | 0 | 0 | 0 | 0 | 0 | 0 | 0 | 0 | 0 | 0 | 0 | 0 | 0 | 0 | 0 | 0 | 0 | 0 | 0 | 0 | 0 | 0 | 0 | 0 | 0 | 0 | 0 | 0 | 0 | 0 | 0 | 0 | 0
[7 empty] | NG_BRLO | 11 | 27 | 0 | 0 | 0 | 0 | 0 | 0 | 0 | 0 | 0 | 0 | 0 | 0 | 0 | 0 | 0 | 0 | 0 | 0 | 0 | 0 | 0 | 0 | 0 | 0 | 0 | 0 | 0 | 0 | 0 | 0 | 0 | 0 | 0 | 0 | 0 | 0 | 0 | 0 | 0 | 0 | 0 | 0 | 0 | 0 | 0 | 0 | 0 | 0 | 0 | 0
[7 empty] | NG_BRLO | 11 | 28 | 0 | 0 | 0 | 0 | 0 | 0 | 0 | 0 | 0 | 0 | 0 | 0 | 0 | 0 | 0 | 0 | 0 | 0 | 0 | 0 | 0 | 0 | 0 | 0 | 0 | 0 | 0 | 0 | 0 | 0 | 0 | 0 | 0 | 0 | 0 | 0 | 0 | 0 | 0 | 0 | 0 | 0 | 0 | 0 | 0 | 0 | 0 | 0 | 0 | 0
[7 empty] | NG_BRLO | 11 | 29 | 0 | 0 | 0 | 0 | 0 | 0 | 0 | 0 | 0 | 0 | 0 | 0 | 0 | 0 | 0 | 0 | 0 | 0 | 0 | 0 | 0 | 0 | 0 | 0 | 0 | 0 | 0 | 0 | 0 | 0 | 0 | 0 | 0 | 0 | 0 | 0 | 0 | 0 | 0 | 0 | 0 | 0 | 0 | 0 | 0 | 0 | 0 | 0 | 0 | 0
[7 empty] | NG_BRLO | 11 | 30 | 0 | 0 | 0 | 0 | 0 | 0 | 0 | 0 | 0 | 0 | 0 | 0 | 0 | 0 | 0 | 0 | 0 | 0 | 0 | 0 | 0 | 0 | 0 | 0 | 0 | 0 | 0 | 0 | 0 | 0 | 0 | 0 | 0 | 0 | 0 | 0 | 0 | 0 | 0 | 0 | 0 | 0 | 0 | 0 | 0 | 0 | 0 | 0 | 0 | 0
[7 empty] | NG_BRLO | 11 | 31 | 0 | 0 | 0 | 0 | 0 | 0 | 0 | 0 | 0 | 0 | 0 | 0 | 0 | 0 | 0 | 0 | 0 | 0 | 0 | 0 | 0 | 0 | 0 | 0 | 0 | 0 | 0 | 0 | 0 | 0 | 0 | 0 | 0 | 0 | 0 | 0 | 0 | 0 | 0 | 0 | 0 | 0 | 0 | 0 | 0 | 0 | 0 | 0 | 0 | 0
[7 empty] | NG_BRLO | 11 | 32 | 0 | 0 | 0 | 0 | 0 | 0 | 0 | 0 | 0 | 0 | 0 | 0 | 0 | 0 | 0 | 0 | 0 | 0 | 0 | 0 | 0 | 0 | 0 | 0 | 0 | 0 | 0 | 0 | 0 | 0 | 0 | 0 | 0 | 0 | 0 | 0 | 0 | 0 | 0 | 0 | 0 | 0 | 0 | 0 | 0 | 0 | 0 | 0 | 0 | 0
[7 empty] | NG_BRLO | 11 | 33 | 0 | 0 | 0 | 0 | 0 | 0 | 0 | 0 | 0 | 0 | 0 | 0 | 0 | 0 | 0 | 0 | 0 | 0 | 0 | 0 | 0 | 0 | 0 | 0 | 0 | 0 | 0 | 0 | 0 | 0 | 0 | 0 | 0 | 0 | 0 | 0 | 0 | 0 | 0 | 0 | 0 | 0 | 0 | 0 | 0 | 0 | 0 | 0 | 0 | 0
[7 empty] | NG_BRLO | 11 | 34 | 0 | 0 | 0 | 0 | 0 | 0 | 0 | 0 | 0 | 0 | 0 | 0 | 0 | 0 | 0 | 0 | 0 | 0 | 0 | 0 | 0 | 0 | 0 | 0 | 0 | 0 | 0 | 0 | 0 | 0 | 0 | 0 | 0 | 0 | 0 | 0 | 0 | 0 | 0 | 0 | 0 | 0 | 0 | 0 | 0 | 0 | 0 | 0 | 0 | 0
[7 empty] | NG_BRLO | 11 | 35 | 0 | 0 | 0 | 0 | 0 | 0 | 0 | 0 | 0 | 0 | 0 | 0 | 0 | 0 | 0 | 0 | 0 | 0 | 0 | 0 | 0 | 0 | 0 | 0 | 0 | 0 | 0 | 0 | 0 | 0 | 0 | 0 | 0 | 0 | 0 | 0 | 0 | 0 | 0 | 0 | 0 | 0 | 0 | 0 | 0 | 0 | 0 | 0 | 0 | 0
[7 empty] | NG_BRLO | 11 | 36 | 0 | 0 | 0 | 0 | 0 | 0 | 0 | 0 | 0 | 0 | 0 | 0 | 0 | 0 | 0 | 0 | 0 | 0 | 0 | 0 | 0 | 0 | 0 | 0 | 0 | 0 | 0 | 0 | 0 | 0 | 0 | 0 | 0 | 0 | 0 | 0 | 0 | 0 | 0 | 0 | 0 | 0 | 0 | 0 | 0 | 0 | 0 | 0 | 0 | 0
[7 empty] | NG_BRLO | 11 | 37 | 0 | 0 | 0 | 0 | 0 | 0 | 0 | 0 | 0 | 0 | 0 | 0 | 0 | 0 | 0 | 0 | 0 | 0 | 0 | 0 | 0 | 0 | 0 | 0 | 0 | 0 | 0 | 0 | 0 | 0 | 0 | 0 | 0 | 0 | 0 | 0 | 0 | 0 | 0 | 0 | 0 | 0 | 0 | 0 | 0 | 0 | 0 | 0 | 0 | 0
[7 empty] | NG_BRLO | 11 | 38 | 0 | 0 | 0 | 0 | 0 | 0 | 0 | 0 | 0 | 0 | 0 | 0 | 0 | 0 | 0 | 0 | 0 | 0 | 0 | 0 | 0 | 0 | 0 | 0 | 0 | 0 | 0 | 0 | 0 | 0 | 0 | 0 | 0 | 0 | 0 | 0 | 0 | 0 | 0 | 0 | 0 | 0 | 0 | 0 | 0 | 0 | 0 | 0 | 0 | 0
[7 empty] | NG_BRLO | 11 | 39 | 0 | 0 | 0 | 0 | 0 | 0 | 0 | 0 | 0 | 0 | 0 | 0 | 0 | 0 | 0 | 0 | 0 | 0 | 0 | 0 | 0 | 0 | 0 | 0 | 0 | 0 | 0 | 0 | 0 | 0 | 0 | 0 | 0 | 0 | 0 | 0 | 0 | 0 | 0 | 0 | 0 | 0 | 0 | 0 | 0 | 0 | 0 | 0 | 0 | 0
[7 empty] | NG_BRLO | 11 | 40 | 0 | 0 | 0 | 0 | 0 | 0 | 0 | 0 | 0 | 0 | 0 | 0 | 0 | 0 | 0 | 0 | 0 | 0 | 0 | 0 | 0 | 0 | 0 | 0 | 0 | 0 | 0 | 0 | 0 | 0 | 0 | 0 | 0 | 0 | 0 | 0 | 0 | 0 | 0 | 0 | 0 | 0 | 0 | 0 | 0 | 0 | 0 | 0 | 0 | 0
[7 empty] | NG_BRLO | 11 | 41 | 0 | 0 | 0 | 0 | 0 | 0 | 0 | 0 | 0 | 0 | 0 | 0 | 0 | 0 | 0 | 0 | 0 | 0 | 0 | 0 | 0 | 0 | 0 | 0 | 0 | 0 | 0 | 0 | 0 | 0 | 0 | 0 | 0 | 0 | 0 | 0 | 0 | 0 | 0 | 0 | 0 | 0 | 0 | 0 | 0 | 0 | 0 | 0 | 0 | 0
[7 empty] | NG_BRLO | 11 | 42 | 0 | 0 | 0 | 0 | 0 | 0 | 0 | 0 | 0 | 0 | 0 | 0 | 0 | 0 | 0 | 0 | 0 | 0 | 0 | 0 | 0 | 0 | 0 | 0 | 0 | 0 | 0 | 0 | 0 | 0 | 0 | 0 | 0 | 0 | 0 | 0 | 0 | 0 | 0 | 0 | 0 | 0 | 0 | 0 | 0 | 0 | 0 | 0 | 0 | 0
[7 empty] | NG_BRLO | 11 | 43 | 0 | 0 | 0 | 0 | 0 | 0 | 0 | 0 | 0 | 0 | 0 | 0 | 0 | 0 | 0 | 0 | 0 | 0 | 0 | 0 | 0 | 0 | 0 | 0 | 0 | 0 | 0 | 0 | 0 | 0 | 0 | 0 | 0 | 0 | 0 | 0 | 0 | 0 | 0 | 0 | 0 | 0 | 0 | 0 | 0 | 0 | 0 | 0 | 0 | 0
[7 empty] | NG_BRLO | 11 | 44 | 0 | 0 | 0 | 0 | 0 | 0 | 0 | 0 | 0 | 0 | 0 | 0 | 0 | 0 | 0 | 0 | 0 | 0 | 0 | 0 | 0 | 0 | 0 | 0 | 0 | 0 | 0 | 0 | 0 | 0 | 0 | 0 | 0 | 0 | 0 | 0 | 0 | 0 | 0 | 0 | 0 | 0 | 0 | 0 | 0 | 0 | 0 | 0 | 0 | 0
[7 empty] | NG_BRLO | 11 | 45 | 0 | 0 | 0 | 0 | 0 | 0 | 0 | 0 | 0 | 0 | 0 | 0 | 0 | 0 | 0 | 0 | 0 | 0 | 0 | 0 | 0 | 0 | 0 | 0 | 0 | 0 | 0 | 0 | 0 | 0 | 0 | 0 | 0 | 0 | 0 | 0 | 0 | 0 | 0 | 0 | 0 | 0 | 0 | 0 | 0 | 0 | 0 | 0 | 0 | 0
[7 empty] | NG_BRLO | 11 | 46 | 0 | 0 | 0 | 0 | 0 | 0 | 0 | 0 | 0 | 0 | 0 | 0 | 0 | 0 | 0 | 0 | 0 | 0 | 0 | 0 | 0 | 0 | 0 | 0 | 0 | 0 | 0 | 0 | 0 | 0 | 0 | 0 | 0 | 0 | 0 | 0 | 0 | 0 | 0 | 0 | 0 | 0 | 0 | 0 | 0 | 0 | 0 | 0 | 0 | 0
[7 empty] | NG_BRLO | 11 | 47 | 0 | 0 | 0 | 0 | 0 | 0 | 0 | 0 | 0 | 0 | 0 | 0 | 0 | 0 | 0 | 0 | 0 | 0 | 0 | 0 | 0 | 0 | 0 | 0 | 0 | 0 | 0 | 0 | 0 | 0 | 0 | 0 | 0 | 0 | 0 | 0 | 0 | 0 | 0 | 0 | 0 | 0 | 0 | 0 | 0 | 0 | 0 | 0 | 0 | 0
[7 empty] | NG_BRLO | 11 | 48 | 0 | 0 | 0 | 0 | 0 | 0 | 0 | 0 | 0 | 0 | 0 | 0 | 0 | 0 | 0 | 0 | 0 | 0 | 0 | 0 | 0 | 0 | 0 | 0 | 0 | 0 | 0 | 0 | 0 | 0 | 0 | 0 | 0 | 0 | 0 | 0 | 0 | 0 | 0 | 0 | 0 | 0 | 0 | 0 | 0 | 0 | 0 | 0 | 0 | 0
[7 empty] | NG_BRLO | 11 | 49 | 0 | 0 | 0 | 0 | 0 | 0 | 0 | 0 | 0 | 0 | 0 | 0 | 0 | 0 | 0 | 0 | 0 | 0 | 0 | 0 | 0 | 0 | 0 | 0 | 0 | 0 | 0 | 0 | 0 | 0 | 0 | 0 | 0 | 0 | 0 | 0 | 0 | 0 | 0 | 0 | 0 | 0 | 0 | 0 | 0 | 0 | 0 | 0 | 0 | 0
[7 empty] | LargeNucFuel | 12 | 0 | 0 | 0 | 0 | 0 | 0 | 0 | 0 | 0 | 0 | 0 | 0 | 0 | 0 | 0 | 0 | 0 | 0 | 0 | 0 | 0 | 0 | 0 | 0 | 0 | 0 | 0 | 0 | 0 | 0 | 0 | 0 | 0 | 0 | 0 | 0 | 0 | 0 | 0 | 0 | 0 | 0 | 0 | 0 | 0 | 0 | 0 | 0 | 0 | 0 | 0
[7 empty] | LargeNucFuel | 12 | 1 | 0 | 0 | 0 | 0 | 0 | 0 | 0 | 0 | 0 | 0 | 0 | 0 | 0 | 0 | 0 | 0 | 0 | 0 | 0 | 0 | 0 | 0 | 0 | 0 | 0 | 0 | 0 | 0 | 0 | 0 | 0 | 0 | 0 | 0 | 0 | 0 | 0 | 0 | 0 | 0 | 0 | 0 | 0 | 0 | 0 | 0 | 0 | 0 | 0 | 0
[7 empty] | LargeNucFuel | 12 | 2 | 0 | 0 | 0 | 0 | 0 | 0 | 0 | 0 | 0 | 0 | 0 | 0 | 0 | 0 | 0 | 0 | 0 | 0 | 0 | 0 | 0 | 0 | 0 | 0 | 0 | 0 | 0 | 0 | 0 | 0 | 0 | 0 | 0 | 0 | 0 | 0 | 0 | 0 | 0 | 0 | 0 | 0 | 0 | 0 | 0 | 0 | 0 | 0 | 0 | 0
[7 empty] | LargeNucFuel | 12 | 3 | 0 | 0 | 0 | 0 | 0 | 0 | 0 | 0 | 0 | 0 | 0 | 0 | 0 | 0 | 0 | 0 | 0 | 0 | 0 | 0 | 0 | 0 | 0 | 0 | 0 | 0 | 0 | 0 | 0 | 0 | 0 | 0 | 0 | 0 | 0 | 0 | 0 | 0 | 0 | 0 | 0 | 0 | 0 | 0 | 0 | 0 | 0 | 0 | 0 | 0
[7 empty] | LargeNucFuel | 12 | 4 | 0 | 0 | 0 | 0 | 0 | 0 | 0 | 0 | 0 | 0 | 0 | 0 | 0 | 0 | 0 | 0 | 0 | 0 | 0 | 0 | 0 | 0 | 0 | 0 | 0 | 0 | 0 | 0 | 0 | 0 | 0 | 0 | 0 | 0 | 0 | 0 | 0 | 0 | 0 | 0 | 0 | 0 | 0 | 0 | 0 | 0 | 0 | 0 | 0 | 0
[7 empty] | LargeNucFuel | 12 | 5 | 0 | 0 | 0 | 0 | 0 | 0 | 0 | 0 | 0 | 0 | 0 | 0 | 0 | 0 | 0 | 0 | 0 | 0 | 0 | 0 | 0 | 0 | 0 | 0 | 0 | 0 | 0 | 0 | 0 | 0 | 0 | 0 | 0 | 0 | 0 | 0 | 0 | 0 | 0 | 0 | 0 | 0 | 0 | 0 | 0 | 0 | 0 | 0 | 0 | 0
[7 empty] | LargeNucFuel | 12 | 6 | 0 | 0 | 0 | 0 | 0 | 0 | 0 | 0 | 0 | 0 | 0 | 0 | 0 | 0 | 0 | 0 | 0 | 0 | 0 | 0 | 0 | 0 | 0 | 0 | 0 | 0 | 0 | 0 | 0 | 0 | 0 | 0 | 0 | 0 | 0 | 0 | 0 | 0 | 0 | 0 | 0 | 0 | 0 | 0 | 0 | 0 | 0 | 0 | 0 | 0
[7 empty] | LargeNucFuel | 12 | 7 | 0 | 0 | 0 | 0 | 0 | 0 | 0 | 0 | 0 | 0 | 0 | 0 | 0 | 0 | 0 | 0 | 0 | 0 | 0 | 0 | 0 | 0 | 0 | 0 | 0 | 0 | 0 | 0 | 0 | 0 | 0 | 0 | 0 | 0 | 0 | 0 | 0 | 0 | 0 | 0 | 0 | 0 | 0 | 0 | 0 | 0 | 0 | 0 | 0 | 0
[7 empty] | LargeNucFuel | 12 | 8 | 0 | 0 | 0 | 0 | 0 | 0 | 0 | 0 | 0 | 0 | 0 | 0 | 0 | 0 | 0 | 0 | 0 | 0 | 0 | 0 | 0 | 0 | 0 | 0 | 0 | 0 | 0 | 0 | 0 | 0 | 0 | 0 | 0 | 0 | 0 | 0 | 0 | 0 | 0 | 0 | 0 | 0 | 0 | 0 | 0 | 0 | 0 | 0 | 0 | 0
[7 empty] | LargeNucFuel | 12 | 9 | 0 | 0 | 0 | 0 | 0 | 0 | 0 | 0 | 0 | 0 | 0 | 0 | 0 | 0 | 0 | 0 | 0 | 0 | 0 | 0 | 0 | 0 | 0 | 0 | 0 | 0 | 0 | 0 | 0 | 0 | 0 | 0 | 0 | 0 | 0 | 0 | 0 | 0 | 0 | 0 | 0 | 0 | 0 | 0 | 0 | 0 | 0 | 0 | 0 | 0
[7 empty] | LargeNucFuel | 12 | 10 | 0 | 0 | 0 | 0 | 0 | 0 | 0 | 0 | 0 | 0 | 0 | 0 | 0 | 0 | 0 | 0 | 0 | 0 | 0 | 0 | 0 | 0 | 0 | 0 | 0 | 0 | 0 | 0 | 0 | 0 | 0 | 0 | 0 | 0 | 0 | 0 | 0 | 0 | 0 | 0 | 0 | 0 | 0 | 0 | 0 | 0 | 0 | 0 | 0 | 0
[7 empty] | LargeNucFuel | 12 | 11 | 0 | 0 | 0 | 0 | 0 | 0 | 0 | 0 | 0 | 0 | 0 | 0 | 0 | 0 | 0 | 0 | 0 | 0 | 0 | 0 | 0 | 0 | 0 | 0 | 0 | 0 | 0 | 0 | 0 | 0 | 0 | 0 | 0 | 0 | 0 | 0 | 0 | 0 | 0 | 0 | 0 | 0 | 0 | 0 | 0 | 0 | 0 | 0 | 0 | 0
[7 empty] | LargeNucFuel | 12 | 12 | 0 | 0 | 0 | 0 | 0 | 0 | 0 | 0 | 0 | 0 | 0 | 0 | 0 | 0 | 0 | 0 | 0 | 0 | 0 | 0 | 0 | 0 | 0 | 0 | 0 | 0 | 0 | 0 | 0 | 0 | 0 | 0 | 0 | 0 | 0 | 0 | 0 | 0 | 0 | 0 | 0 | 0 | 0 | 0 | 0 | 0 | 0 | 0 | 0 | 0
[7 empty] | LargeNucFuel | 12 | 13 | 0 | 0 | 0 | 0 | 0 | 0 | 0 | 0 | 0 | 0 | 0 | 0 | 0 | 0 | 0 | 0 | 0 | 0 | 0 | 0 | 0 | 0 | 0 | 0 | 0 | 0 | 0 | 0 | 0 | 0 | 0 | 0 | 0 | 0 | 0 | 0 | 0 | 0 | 0 | 0 | 0 | 0 | 0 | 0 | 0 | 0 | 0 | 0 | 0 | 0
[7 empty] | LargeNucFuel | 12 | 14 | 0 | 0 | 0 | 0 | 0 | 0 | 0 | 0 | 0 | 0 | 0 | 0 | 0 | 0 | 0 | 0 | 0 | 0 | 0 | 0 | 0 | 0 | 0 | 0 | 0 | 0 | 0 | 0 | 0 | 0 | 0 | 0 | 0 | 0 | 0 | 0 | 0 | 0 | 0 | 0 | 0 | 0 | 0 | 0 | 0 | 0 | 0 | 0 | 0 | 0
[7 empty] | LargeNucFuel | 12 | 15 | 0 | 0 | 0 | 0 | 0 | 0 | 0 | 0 | 0 | 0 | 0 | 0 | 0 | 0 | 0 | 0 | 0 | 0 | 0 | 0 | 0 | 0 | 0 | 0 | 0 | 0 | 0 | 0 | 0 | 0 | 0 | 0 | 0 | 0 | 0 | 0 | 0 | 0 | 0 | 0 | 0 | 0 | 0 | 0 | 0 | 0 | 0 | 0 | 0 | 0
[7 empty] | LargeNucFuel | 12 | 16 | 0 | 0 | 0 | 0 | 0 | 0 | 0 | 0 | 0 | 0 | 0 | 0 | 0 | 0 | 0 | 0 | 0 | 0 | 0 | 0 | 0 | 0 | 0 | 0 | 0 | 0 | 0 | 0 | 0 | 0 | 0 | 0 | 0 | 0 | 0 | 0 | 0 | 0 | 0 | 0 | 0 | 0 | 0 | 0 | 0 | 0 | 0 | 0 | 0 | 0
[7 empty] | LargeNucFuel | 12 | 17 | 0 | 0 | 0 | 0 | 0 | 0 | 0 | 0 | 0 | 0 | 0 | 0 | 0 | 0 | 0 | 0 | 0 | 0 | 0 | 0 | 0 | 0 | 0 | 0 | 0 | 0 | 0 | 0 | 0 | 0 | 0 | 0 | 0 | 0 | 0 | 0 | 0 | 0 | 0 | 0 | 0 | 0 | 0 | 0 | 0 | 0 | 0 | 0 | 0 | 0
[7 empty] | LargeNucFuel | 12 | 18 | 0 | 0 | 0 | 0 | 0 | 0 | 0 | 0 | 0 | 0 | 0 | 0 | 0 | 0 | 0 | 0 | 0 | 0 | 0 | 0 | 0 | 0 | 0 | 0 | 0 | 0 | 0 | 0 | 0 | 0 | 0 | 0 | 0 | 0 | 0 | 0 | 0 | 0 | 0 | 0 | 0 | 0 | 0 | 0 | 0 | 0 | 0 | 0 | 0 | 0
[7 empty] | LargeNucFuel | 12 | 19 | 0 | 0 | 0 | 0 | 0 | 0 | 0 | 0 | 0 | 0 | 0 | 0 | 0 | 0 | 0 | 0 | 0 | 0 | 0 | 0 | 0 | 0 | 0 | 0 | 0 | 0 | 0 | 0 | 0 | 0 | 0 | 0 | 0 | 0 | 0 | 0 | 0 | 0 | 0 | 0 | 0 | 0 | 0 | 0 | 0 | 0 | 0 | 0 | 0 | 0
[7 empty] | LargeNucFuel | 12 | 20 | 0 | 0 | 0 | 0 | 0 | 0 | 0 | 0 | 0 | 0 | 0 | 0 | 0 | 0 | 0 | 0 | 0 | 0 | 0 | 0 | 0 | 0 | 0 | 0 | 0 | 0 | 0 | 0 | 0 | 0 | 0 | 0 | 0 | 0 | 0 | 0 | 0 | 0 | 0 | 0 | 0 | 0 | 0 | 0 | 0 | 0 | 0 | 0 | 0 | 0
[7 empty] | LargeNucFuel | 12 | 21 | 0 | 0 | 0 | 0 | 0 | 0 | 0 | 0 | 0 | 0 | 0 | 0 | 0 | 0 | 0 | 0 | 0 | 0 | 0 | 0 | 0 | 0 | 0 | 0 | 0 | 0 | 0 | 0 | 0 | 0 | 0 | 0 | 0 | 0 | 0 | 0 | 0 | 0 | 0 | 0 | 0 | 0 | 0 | 0 | 0 | 0 | 0 | 0 | 0 | 0
[7 empty] | LargeNucFuel | 12 | 22 | 0 | 0 | 0 | 0 | 0 | 0 | 0 | 0 | 0 | 0 | 0 | 0 | 0 | 0 | 0 | 0 | 0 | 0 | 0 | 0 | 0 | 0 | 0 | 0 | 0 | 0 | 0 | 0 | 0 | 0 | 0 | 0 | 0 | 0 | 0 | 0 | 0 | 0 | 0 | 0 | 0 | 0 | 0 | 0 | 0 | 0 | 0 | 0 | 0 | 0
[7 empty] | LargeNucFuel | 12 | 23 | 0 | 0 | 0 | 0 | 0 | 0 | 0 | 0 | 0 | 0 | 0 | 0 | 0 | 0 | 0 | 0 | 0 | 0 | 0 | 0 | 0 | 0 | 0 | 0 | 0 | 0 | 0 | 0 | 0 | 0 | 0 | 0 | 0 | 0 | 0 | 0 | 0 | 0 | 0 | 0 | 0 | 0 | 0 | 0 | 0 | 0 | 0 | 0 | 0 | 0
[7 empty] | LargeNucFuel | 12 | 24 | 0 | 0 | 0 | 0 | 0 | 0 | 0 | 0 | 0 | 0 | 0 | 0 | 0 | 0 | 0 | 0 | 0 | 0 | 0 | 0 | 0 | 0 | 0 | 0 | 0 | 0 | 0 | 0 | 0 | 0 | 0 | 0 | 0 | 0 | 0 | 0 | 0 | 0 | 0 | 0 | 0 | 0 | 0 | 0 | 0 | 0 | 0 | 0 | 0 | 0
[7 empty] | LargeNucFuel | 12 | 25 | 0 | 0 | 0 | 0 | 0 | 0 | 0 | 0 | 0 | 0 | 0 | 0 | 0 | 0 | 0 | 0 | 0 | 0 | 0 | 0 | 0 | 0 | 0 | 0 | 0 | 0 | 0 | 0 | 0 | 0 | 0 | 0 | 0 | 0 | 0 | 0 | 0 | 0 | 0 | 0 | 0 | 0 | 0 | 0 | 0 | 0 | 0 | 0 | 0 | 0
[7 empty] | LargeNucFuel | 12 | 26 | 0 | 0 | 0 | 0 | 0 | 0 | 0 | 0 | 0 | 0 | 0 | 0 | 0 | 0 | 0 | 0 | 0 | 0 | 0 | 0 | 0 | 0 | 0 | 0 | 0 | 0 | 0 | 0 | 0 | 0 | 0 | 0 | 0 | 0 | 0 | 0 | 0 | 0 | 0 | 0 | 0 | 0 | 0 | 0 | 0 | 0 | 0 | 0 | 0 | 0
[7 empty] | LargeNucFuel | 12 | 27 | 0 | 0 | 0 | 0 | 0 | 0 | 0 | 0 | 0 | 0 | 0 | 0 | 0 | 0 | 0 | 0 | 0 | 0 | 0 | 0 | 0 | 0 | 0 | 0 | 0 | 0 | 0 | 0 | 0 | 0 | 0 | 0 | 0 | 0 | 0 | 0 | 0 | 0 | 0 | 0 | 0 | 0 | 0 | 0 | 0 | 0 | 0 | 0 | 0 | 0
[7 empty] | LargeNucFuel | 12 | 28 | 0 | 0 | 0 | 0 | 0 | 0 | 0 | 0 | 0 | 0 | 0 | 0 | 0 | 0 | 0 | 0 | 0 | 0 | 0 | 0 | 0 | 0 | 0 | 0 | 0 | 0 | 0 | 0 | 0 | 0 | 0 | 0 | 0 | 0 | 0 | 0 | 0 | 0 | 0 | 0 | 0 | 0 | 0 | 0 | 0 | 0 | 0 | 0 | 0 | 0
[7 empty] | LargeNucFuel | 12 | 29 | 0 | 0 | 0 | 0 | 0 | 0 | 0 | 0 | 0 | 0 | 0 | 0 | 0 | 0 | 0 | 0 | 0 | 0 | 0 | 0 | 0 | 0 | 0 | 0 | 0 | 0 | 0 | 0 | 0 | 0 | 0 | 0 | 0 | 0 | 0 | 0 | 0 | 0 | 0 | 0 | 0 | 0 | 0 | 0 | 0 | 0 | 0 | 0 | 0 | 0
[7 empty] | LargeNucFuel | 12 | 30 | 0 | 0 | 0 | 0 | 0 | 0 | 0 | 0 | 0 | 0 | 0 | 0 | 0 | 0 | 0 | 0 | 0 | 0 | 0 | 0 | 0 | 0 | 0 | 0 | 0 | 0 | 0 | 0 | 0 | 0 | 0 | 0 | 0 | 0 | 0 | 0 | 0 | 0 | 0 | 0 | 0 | 0 | 0 | 0 | 0 | 0 | 0 | 0 | 0 | 0
[7 empty] | LargeNucFuel | 12 | 31 | 0 | 0 | 0 | 0 | 0 | 0 | 0 | 0 | 0 | 0 | 0 | 0 | 0 | 0 | 0 | 0 | 0 | 0 | 0 | 0 | 0 | 0 | 0 | 0 | 0 | 0 | 0 | 0 | 0 | 0 | 0 | 0 | 0 | 0 | 0 | 0 | 0 | 0 | 0 | 0 | 0 | 0 | 0 | 0 | 0 | 0 | 0 | 0 | 0 | 0
[7 empty] | LargeNucFuel | 12 | 32 | 0 | 0 | 0 | 0 | 0 | 0 | 0 | 0 | 0 | 0 | 0 | 0 | 0 | 0 | 0 | 0 | 0 | 0 | 0 | 0 | 0 | 0 | 0 | 0 | 0 | 0 | 0 | 0 | 0 | 0 | 0 | 0 | 0 | 0 | 0 | 0 | 0 | 0 | 0 | 0 | 0 | 0 | 0 | 0 | 0 | 0 | 0 | 0 | 0 | 0
[7 empty] | LargeNucFuel | 12 | 33 | 0 | 0 | 0 | 0 | 0 | 0 | 0 | 0 | 0 | 0 | 0 | 0 | 0 | 0 | 0 | 0 | 0 | 0 | 0 | 0 | 0 | 0 | 0 | 0 | 0 | 0 | 0 | 0 | 0 | 0 | 0 | 0 | 0 | 0 | 0 | 0 | 0 | 0 | 0 | 0 | 0 | 0 | 0 | 0 | 0 | 0 | 0 | 0 | 0 | 0
[7 empty] | LargeNucFuel | 12 | 34 | 0 | 0 | 0 | 0 | 0 | 0 | 0 | 0 | 0 | 0 | 0 | 0 | 0 | 0 | 0 | 0 | 0 | 0 | 0 | 0 | 0 | 0 | 0 | 0 | 0 | 0 | 0 | 0 | 0 | 0 | 0 | 0 | 0 | 0 | 0 | 0 | 0 | 0 | 0 | 0 | 0 | 0 | 0 | 0 | 0 | 0 | 0 | 0 | 0 | 0
[7 empty] | LargeNucFuel | 12 | 35 | 0 | 0 | 0 | 0 | 0 | 0 | 0 | 0 | 0 | 0 | 0 | 0 | 0 | 0 | 0 | 0 | 0 | 0 | 0 | 0 | 0 | 0 | 0 | 0 | 0 | 0 | 0 | 0 | 0 | 0 | 0 | 0 | 0 | 0 | 0 | 0 | 0 | 0 | 0 | 0 | 0 | 0 | 0 | 0 | 0 | 0 | 0 | 0 | 0 | 0
[7 empty] | LargeNucFuel | 12 | 36 | 0 | 0 | 0 | 0 | 0 | 0 | 0 | 0 | 0 | 0 | 0 | 0 | 0 | 0 | 0 | 0 | 0 | 0 | 0 | 0 | 0 | 0 | 0 | 0 | 0 | 0 | 0 | 0 | 0 | 0 | 0 | 0 | 0 | 0 | 0 | 0 | 0 | 0 | 0 | 0 | 0 | 0 | 0 | 0 | 0 | 0 | 0 | 0 | 0 | 0
[7 empty] | LargeNucFuel | 12 | 37 | 0 | 0 | 0 | 0 | 0 | 0 | 0 | 0 | 0 | 0 | 0 | 0 | 0 | 0 | 0 | 0 | 0 | 0 | 0 | 0 | 0 | 0 | 0 | 0 | 0 | 0 | 0 | 0 | 0 | 0 | 0 | 0 | 0 | 0 | 0 | 0 | 0 | 0 | 0 | 0 | 0 | 0 | 0 | 0 | 0 | 0 | 0 | 0 | 0 | 0
[7 empty] | LargeNucFuel | 12 | 38 | 0 | 0 | 0 | 0 | 0 | 0 | 0 | 0 | 0 | 0 | 0 | 0 | 0 | 0 | 0 | 0 | 0 | 0 | 0 | 0 | 0 | 0 | 0 | 0 | 0 | 0 | 0 | 0 | 0 | 0 | 0 | 0 | 0 | 0 | 0 | 0 | 0 | 0 | 0 | 0 | 0 | 0 | 0 | 0 | 0 | 0 | 0 | 0 | 0 | 0
[7 empty] | LargeNucFuel | 12 | 39 | 0 | 0 | 0 | 0 | 0 | 0 | 0 | 0 | 0 | 0 | 0 | 0 | 0 | 0 | 0 | 0 | 0 | 0 | 0 | 0 | 0 | 0 | 0 | 0 | 0 | 0 | 0 | 0 | 0 | 0 | 0 | 0 | 0 | 0 | 0 | 0 | 0 | 0 | 0 | 0 | 0 | 0 | 0 | 0 | 0 | 0 | 0 | 0 | 0 | 0
[7 empty] | LargeNucFuel | 12 | 40 | 0 | 0 | 0 | 0 | 0 | 0 | 0 | 0 | 0 | 0 | 0 | 0 | 0 | 0 | 0 | 0 | 0 | 0 | 0 | 0 | 0 | 0 | 0 | 0 | 0 | 0 | 0 | 0 | 0 | 0 | 0 | 0 | 0 | 0 | 0 | 0 | 0 | 0 | 0 | 0 | 0 | 0 | 0 | 0 | 0 | 0 | 0 | 0 | 0 | 0
[7 empty] | LargeNucFuel | 12 | 41 | 0 | 0 | 0 | 0 | 0 | 0 | 0 | 0 | 0 | 0 | 0 | 0 | 0 | 0 | 0 | 0 | 0 | 0 | 0 | 0 | 0 | 0 | 0 | 0 | 0 | 0 | 0 | 0 | 0 | 0 | 0 | 0 | 0 | 0 | 0 | 0 | 0 | 0 | 0 | 0 | 0 | 0 | 0 | 0 | 0 | 0 | 0 | 0 | 0 | 0
[7 empty] | LargeNucFuel | 12 | 42 | 0 | 0 | 0 | 0 | 0 | 0 | 0 | 0 | 0 | 0 | 0 | 0 | 0 | 0 | 0 | 0 | 0 | 0 | 0 | 0 | 0 | 0 | 0 | 0 | 0 | 0 | 0 | 0 | 0 | 0 | 0 | 0 | 0 | 0 | 0 | 0 | 0 | 0 | 0 | 0 | 0 | 0 | 0 | 0 | 0 | 0 | 0 | 0 | 0 | 0
[7 empty] | LargeNucFuel | 12 | 43 | 0 | 0 | 0 | 0 | 0 | 0 | 0 | 0 | 0 | 0 | 0 | 0 | 0 | 0 | 0 | 0 | 0 | 0 | 0 | 0 | 0 | 0 | 0 | 0 | 0 | 0 | 0 | 0 | 0 | 0 | 0 | 0 | 0 | 0 | 0 | 0 | 0 | 0 | 0 | 0 | 0 | 0 | 0 | 0 | 0 | 0 | 0 | 0 | 0 | 0
[7 empty] | LargeNucFuel | 12 | 44 | 0 | 0 | 0 | 0 | 0 | 0 | 0 | 0 | 0 | 0 | 0 | 0 | 0 | 0 | 0 | 0 | 0 | 0 | 0 | 0 | 0 | 0 | 0 | 0 | 0 | 0 | 0 | 0 | 0 | 0 | 0 | 0 | 0 | 0 | 0 | 0 | 0 | 0 | 0 | 0 | 0 | 0 | 0 | 0 | 0 | 0 | 0 | 0 | 0 | 0
[7 empty] | LargeNucFuel | 12 | 45 | 0 | 0 | 0 | 0 | 0 | 0 | 0 | 0 | 0 | 0 | 0 | 0 | 0 | 0 | 0 | 0 | 0 | 0 | 0 | 0 | 0 | 0 | 0 | 0 | 0 | 0 | 0 | 0 | 0 | 0 | 0 | 0 | 0 | 0 | 0 | 0 | 0 | 0 | 0 | 0 | 0 | 0 | 0 | 0 | 0 | 0 | 0 | 0 | 0 | 0
[7 empty] | LargeNucFuel | 12 | 46 | 0 | 0 | 0 | 0 | 0 | 0 | 0 | 0 | 0 | 0 | 0 | 0 | 0 | 0 | 0 | 0 | 0 | 0 | 0 | 0 | 0 | 0 | 0 | 0 | 0 | 0 | 0 | 0 | 0 | 0 | 0 | 0 | 0 | 0 | 0 | 0 | 0 | 0 | 0 | 0 | 0 | 0 | 0 | 0 | 0 | 0 | 0 | 0 | 0 | 0
[7 empty] | LargeNucFuel | 12 | 47 | 0 | 0 | 0 | 0 | 0 | 0 | 0 | 0 | 0 | 0 | 0 | 0 | 0 | 0 | 0 | 0 | 0 | 0 | 0 | 0 | 0 | 0 | 0 | 0 | 0 | 0 | 0 | 0 | 0 | 0 | 0 | 0 | 0 | 0 | 0 | 0 | 0 | 0 | 0 | 0 | 0 | 0 | 0 | 0 | 0 | 0 | 0 | 0 | 0 | 0
[7 empty] | LargeNucFuel | 12 | 48 | 0 | 0 | 0 | 0 | 0 | 0 | 0 | 0 | 0 | 0 | 0 | 0 | 0 | 0 | 0 | 0 | 0 | 0 | 0 | 0 | 0 | 0 | 0 | 0 | 0 | 0 | 0 | 0 | 0 | 0 | 0 | 0 | 0 | 0 | 0 | 0 | 0 | 0 | 0 | 0 | 0 | 0 | 0 | 0 | 0 | 0 | 0 | 0 | 0 | 0
[7 empty] | LargeNucFuel | 12 | 49 | 0 | 0 | 0 | 0 | 0 | 0 | 0 | 0 | 0 | 0 | 0 | 0 | 0 | 0 | 0 | 0 | 0 | 0 | 0 | 0 | 0 | 0 | 0 | 0 | 0 | 0 | 0 | 0 | 0 | 0 | 0 | 0 | 0 | 0 | 0 | 0 | 0 | 0 | 0 | 0 | 0 | 0 | 0 | 0 | 0 | 0 | 0 | 0 | 0 | 0
[7 empty] | SmallNucFuel | 13 | 0 | 0 | 0 | 0 | 0 | 0 | 0 | 0 | 0 | 0 | 0 | 0 | 0 | 0 | 0 | 0 | 0 | 0 | 0 | 0 | 0 | 0 | 0 | 0 | 0 | 0 | 0 | 0 | 0 | 0 | 0 | 0 | 0 | 0 | 0 | 0 | 0 | 0 | 0 | 0 | 0 | 0 | 0 | 0 | 0 | 0 | 0 | 0 | 0 | 0 | 0
[7 empty] | SmallNucFuel | 13 | 1 | 0 | 0 | 0 | 0 | 0 | 0 | 0 | 0 | 0 | 0 | 0 | 0 | 0 | 0 | 0 | 0 | 0 | 0 | 0 | 0 | 0 | 0 | 0 | 0 | 0 | 0 | 0 | 0 | 0 | 0 | 0 | 0 | 0 | 0 | 0 | 0 | 0 | 0 | 0 | 0 | 0 | 0 | 0 | 0 | 0 | 0 | 0 | 0 | 0 | 0
[7 empty] | SmallNucFuel | 13 | 2 | 0 | 0 | 0 | 0 | 0 | 0 | 0 | 0 | 0 | 0 | 0 | 0 | 0 | 0 | 0 | 0 | 0 | 0 | 0 | 0 | 0 | 0 | 0 | 0 | 0 | 0 | 0 | 0 | 0 | 0 | 0 | 0 | 0 | 0 | 0 | 0 | 0 | 0 | 0 | 0 | 0 | 0 | 0 | 0 | 0 | 0 | 0 | 0 | 0 | 0
[7 empty] | SmallNucFuel | 13 | 3 | 0 | 0 | 0 | 0 | 0 | 0 | 0 | 0 | 0 | 0 | 0 | 0 | 0 | 0 | 0 | 0 | 0 | 0 | 0 | 0 | 0 | 0 | 0 | 0 | 0 | 0 | 0 | 0 | 0 | 0 | 0 | 0 | 0 | 0 | 0 | 0 | 0 | 0 | 0 | 0 | 0 | 0 | 0 | 0 | 0 | 0 | 0 | 0 | 0 | 0
[7 empty] | SmallNucFuel | 13 | 4 | 0 | 0 | 0 | 0 | 0 | 0 | 0 | 0 | 0 | 0 | 0 | 0 | 0 | 0 | 0 | 0 | 0 | 0 | 0 | 0 | 0 | 0 | 0 | 0 | 0 | 0 | 0 | 0 | 0 | 0 | 0 | 0 | 0 | 0 | 0 | 0 | 0 | 0 | 0 | 0 | 0 | 0 | 0 | 0 | 0 | 0 | 0 | 0 | 0 | 0
[7 empty] | SmallNucFuel | 13 | 5 | 0 | 0 | 0 | 0 | 0 | 0 | 0 | 0 | 0 | 0 | 0 | 0 | 0 | 0 | 0 | 0 | 0 | 0 | 0 | 0 | 0 | 0 | 0 | 0 | 0 | 0 | 0 | 0 | 0 | 0 | 0 | 0 | 0 | 0 | 0 | 0 | 0 | 0 | 0 | 0 | 0 | 0 | 0 | 0 | 0 | 0 | 0 | 0 | 0 | 0
[7 empty] | SmallNucFuel | 13 | 6 | 0 | 0 | 0 | 0 | 0 | 0 | 0 | 0 | 0 | 0 | 0 | 0 | 0 | 0 | 0 | 0 | 0 | 0 | 0 | 0 | 0 | 0 | 0 | 0 | 0 | 0 | 0 | 0 | 0 | 0 | 0 | 0 | 0 | 0 | 0 | 0 | 0 | 0 | 0 | 0 | 0 | 0 | 0 | 0 | 0 | 0 | 0 | 0 | 0 | 0
[7 empty] | SmallNucFuel | 13 | 7 | 0 | 0 | 0 | 0 | 0 | 0 | 0 | 0 | 0 | 0 | 0 | 0 | 0 | 0 | 0 | 0 | 0 | 0 | 0 | 0 | 0 | 0 | 0 | 0 | 0 | 0 | 0 | 0 | 0 | 0 | 0 | 0 | 0 | 0 | 0 | 0 | 0 | 0 | 0 | 0 | 0 | 0 | 0 | 0 | 0 | 0 | 0 | 0 | 0 | 0
[7 empty] | SmallNucFuel | 13 | 8 | 0 | 0 | 0 | 0 | 0 | 0 | 0 | 0 | 0 | 0 | 0 | 0 | 0 | 0 | 0 | 0 | 0 | 0 | 0 | 0 | 0 | 0 | 0 | 0 | 0 | 0 | 0 | 0 | 0 | 0 | 0 | 0 | 0 | 0 | 0 | 0 | 0 | 0 | 0 | 0 | 0 | 0 | 0 | 0 | 0 | 0 | 0 | 0 | 0 | 0
[7 empty] | SmallNucFuel | 13 | 9 | 0 | 0 | 0 | 0 | 0 | 0 | 0 | 0 | 0 | 0 | 0 | 0 | 0 | 0 | 0 | 0 | 0 | 0 | 0 | 0 | 0 | 0 | 0 | 0 | 0 | 0 | 0 | 0 | 0 | 0 | 0 | 0 | 0 | 0 | 0 | 0 | 0 | 0 | 0 | 0 | 0 | 0 | 0 | 0 | 0 | 0 | 0 | 0 | 0 | 0
[7 empty] | SmallNucFuel | 13 | 10 | 0 | 0 | 0 | 0 | 0 | 0 | 0 | 0 | 0 | 0 | 0 | 0 | 0 | 0 | 0 | 0 | 0 | 0 | 0 | 0 | 0 | 0 | 0 | 0 | 0 | 0 | 0 | 0 | 0 | 0 | 0 | 0 | 0 | 0 | 0 | 0 | 0 | 0 | 0 | 0 | 0 | 0 | 0 | 0 | 0 | 0 | 0 | 0 | 0 | 0
[7 empty] | SmallNucFuel | 13 | 11 | 0 | 0 | 0 | 0 | 0 | 0 | 0 | 0 | 0 | 0 | 0 | 0 | 0 | 0 | 0 | 0 | 0 | 0 | 0 | 0 | 0 | 0 | 0 | 0 | 0 | 0 | 0 | 0 | 0 | 0 | 0 | 0 | 0 | 0 | 0 | 0 | 0 | 0 | 0 | 0 | 0 | 0 | 0 | 0 | 0 | 0 | 0 | 0 | 0 | 0
[7 empty] | SmallNucFuel | 13 | 12 | 0 | 0 | 0 | 0 | 0 | 0 | 0 | 0 | 0 | 0 | 0 | 0 | 0 | 0 | 0 | 0 | 0 | 0 | 0 | 0 | 0 | 0 | 0 | 0 | 0 | 0 | 0 | 0 | 0 | 0 | 0 | 0 | 0 | 0 | 0 | 0 | 0 | 0 | 0 | 0 | 0 | 0 | 0 | 0 | 0 | 0 | 0 | 0 | 0 | 0
[7 empty] | SmallNucFuel | 13 | 13 | 0 | 0 | 0 | 0 | 0 | 0 | 0 | 0 | 0 | 0 | 0 | 0 | 0 | 0 | 0 | 0 | 0 | 0 | 0 | 0 | 0 | 0 | 0 | 0 | 0 | 0 | 0 | 0 | 0 | 0 | 0 | 0 | 0 | 0 | 0 | 0 | 0 | 0 | 0 | 0 | 0 | 0 | 0 | 0 | 0 | 0 | 0 | 0 | 0 | 0
[7 empty] | SmallNucFuel | 13 | 14 | 0 | 0 | 0 | 0 | 0 | 0 | 0 | 0 | 0 | 0 | 0 | 0 | 0 | 0 | 0 | 0 | 0 | 0 | 0 | 0 | 0 | 0 | 0 | 0 | 0 | 0 | 0 | 0 | 0 | 0 | 0 | 0 | 0 | 0 | 0 | 0 | 0 | 0 | 0 | 0 | 0 | 0 | 0 | 0 | 0 | 0 | 0 | 0 | 0 | 0
[7 empty] | SmallNucFuel | 13 | 15 | 0 | 0 | 0 | 0 | 0 | 0 | 0 | 0 | 0 | 0 | 0 | 0 | 0 | 0 | 0 | 0 | 0 | 0 | 0 | 0 | 0 | 0 | 0 | 0 | 0 | 0 | 0 | 0 | 0 | 0 | 0 | 0 | 0 | 0 | 0 | 0 | 0 | 0 | 0 | 0 | 0 | 0 | 0 | 0 | 0 | 0 | 0 | 0 | 0 | 0
[7 empty] | SmallNucFuel | 13 | 16 | 0 | 0 | 0 | 0 | 0 | 0 | 0 | 0 | 0 | 0 | 0 | 0 | 0 | 0 | 0 | 0 | 0 | 0 | 0 | 0 | 0 | 0 | 0 | 0 | 0 | 0 | 0 | 0 | 0 | 0 | 0 | 0 | 0 | 0 | 0 | 0 | 0 | 0 | 0 | 0 | 0 | 0 | 0 | 0 | 0 | 0 | 0 | 0 | 0 | 0
[7 empty] | SmallNucFuel | 13 | 17 | 0 | 0 | 0 | 0 | 0 | 0 | 0 | 0 | 0 | 0 | 0 | 0 | 0 | 0 | 0 | 0 | 0 | 0 | 0 | 0 | 0 | 0 | 0 | 0 | 0 | 0 | 0 | 0 | 0 | 0 | 0 | 0 | 0 | 0 | 0 | 0 | 0 | 0 | 0 | 0 | 0 | 0 | 0 | 0 | 0 | 0 | 0 | 0 | 0 | 0
[7 empty] | SmallNucFuel | 13 | 18 | 0 | 0 | 0 | 0 | 0 | 0 | 0 | 0 | 0 | 0 | 0 | 0 | 0 | 0 | 0 | 0 | 0 | 0 | 0 | 0 | 0 | 0 | 0 | 0 | 0 | 0 | 0 | 0 | 0 | 0 | 0 | 0 | 0 | 0 | 0 | 0 | 0 | 0 | 0 | 0 | 0 | 0 | 0 | 0 | 0 | 0 | 0 | 0 | 0 | 0
[7 empty] | SmallNucFuel | 13 | 19 | 0 | 0 | 0 | 0 | 0 | 0 | 0 | 0 | 0 | 0 | 0 | 0 | 0 | 0 | 0 | 0 | 0 | 0 | 0 | 0 | 0 | 0 | 0 | 0 | 0 | 0 | 0 | 0 | 0 | 0 | 0 | 0 | 0 | 0 | 0 | 0 | 0 | 0 | 0 | 0 | 0 | 0 | 0 | 0 | 0 | 0 | 0 | 0 | 0 | 0
[7 empty] | SmallNucFuel | 13 | 20 | 0 | 0 | 0 | 0 | 0 | 0 | 0 | 0 | 0 | 0 | 0 | 0 | 0 | 0 | 0 | 0 | 0 | 0 | 0 | 0 | 0 | 0 | 0 | 0 | 0 | 0 | 0 | 0 | 0 | 0 | 0 | 0 | 0 | 0 | 0 | 0 | 0 | 0 | 0 | 0 | 0 | 0 | 0 | 0 | 0 | 0 | 0 | 0 | 0 | 0
[7 empty] | SmallNucFuel | 13 | 21 | 0 | 0 | 0 | 0 | 0 | 0 | 0 | 0 | 0 | 0 | 0 | 0 | 0 | 0 | 0 | 0 | 0 | 0 | 0 | 0 | 0 | 0 | 0 | 0 | 0 | 0 | 0 | 0 | 0 | 0 | 0 | 0 | 0 | 0 | 0 | 0 | 0 | 0 | 0 | 0 | 0 | 0 | 0 | 0 | 0 | 0 | 0 | 0 | 0 | 0
[7 empty] | SmallNucFuel | 13 | 22 | 0 | 0 | 0 | 0 | 0 | 0 | 0 | 0 | 0 | 0 | 0 | 0 | 0 | 0 | 0 | 0 | 0 | 0 | 0 | 0 | 0 | 0 | 0 | 0 | 0 | 0 | 0 | 0 | 0 | 0 | 0 | 0 | 0 | 0 | 0 | 0 | 0 | 0 | 0 | 0 | 0 | 0 | 0 | 0 | 0 | 0 | 0 | 0 | 0 | 0
[7 empty] | SmallNucFuel | 13 | 23 | 0 | 0 | 0 | 0 | 0 | 0 | 0 | 0 | 0 | 0 | 0 | 0 | 0 | 0 | 0 | 0 | 0 | 0 | 0 | 0 | 0 | 0 | 0 | 0 | 0 | 0 | 0 | 0 | 0 | 0 | 0 | 0 | 0 | 0 | 0 | 0 | 0 | 0 | 0 | 0 | 0 | 0 | 0 | 0 | 0 | 0 | 0 | 0 | 0 | 0
[7 empty] | SmallNucFuel | 13 | 24 | 0 | 0 | 0 | 0 | 0 | 0 | 0 | 0 | 0 | 0 | 0 | 0 | 0 | 0 | 0 | 0 | 0 | 0 | 0 | 0 | 0 | 0 | 0 | 0 | 0 | 0 | 0 | 0 | 0 | 0 | 0 | 0 | 0 | 0 | 0 | 0 | 0 | 0 | 0 | 0 | 0 | 0 | 0 | 0 | 0 | 0 | 0 | 0 | 0 | 0
[7 empty] | SmallNucFuel | 13 | 25 | 0 | 0 | 0 | 0 | 0 | 0 | 0 | 0 | 0 | 0 | 0 | 0 | 0 | 0 | 0 | 0 | 0 | 0 | 0 | 0 | 0 | 0 | 0 | 0 | 0 | 0 | 0 | 0 | 0 | 0 | 0 | 0 | 0 | 0 | 0 | 0 | 0 | 0 | 0 | 0 | 0 | 0 | 0 | 0 | 0 | 0 | 0 | 0 | 0 | 0
[7 empty] | SmallNucFuel | 13 | 26 | 0 | 0 | 0 | 0 | 0 | 0 | 0 | 0 | 0 | 0 | 0 | 0 | 0 | 0 | 0 | 0 | 0 | 0 | 0 | 0 | 0 | 0 | 0 | 0 | 0 | 0 | 0 | 0 | 0 | 0 | 0 | 0 | 0 | 0 | 0 | 0 | 0 | 0 | 0 | 0 | 0 | 0 | 0 | 0 | 0 | 0 | 0 | 0 | 0 | 0
[7 empty] | SmallNucFuel | 13 | 27 | 0 | 0 | 0 | 0 | 0 | 0 | 0 | 0 | 0 | 0 | 0 | 0 | 0 | 0 | 0 | 0 | 0 | 0 | 0 | 0 | 0 | 0 | 0 | 0 | 0 | 0 | 0 | 0 | 0 | 0 | 0 | 0 | 0 | 0 | 0 | 0 | 0 | 0 | 0 | 0 | 0 | 0 | 0 | 0 | 0 | 0 | 0 | 0 | 0 | 0
[7 empty] | SmallNucFuel | 13 | 28 | 0 | 0 | 0 | 0 | 0 | 0 | 0 | 0 | 0 | 0 | 0 | 0 | 0 | 0 | 0 | 0 | 0 | 0 | 0 | 0 | 0 | 0 | 0 | 0 | 0 | 0 | 0 | 0 | 0 | 0 | 0 | 0 | 0 | 0 | 0 | 0 | 0 | 0 | 0 | 0 | 0 | 0 | 0 | 0 | 0 | 0 | 0 | 0 | 0 | 0
[7 empty] | SmallNucFuel | 13 | 29 | 0 | 0 | 0 | 0 | 0 | 0 | 0 | 0 | 0 | 0 | 0 | 0 | 0 | 0 | 0 | 0 | 0 | 0 | 0 | 0 | 0 | 0 | 0 | 0 | 0 | 0 | 0 | 0 | 0 | 0 | 0 | 0 | 0 | 0 | 0 | 0 | 0 | 0 | 0 | 0 | 0 | 0 | 0 | 0 | 0 | 0 | 0 | 0 | 0 | 0
[7 empty] | SmallNucFuel | 13 | 30 | 0 | 0 | 0 | 0 | 0 | 0 | 0 | 0 | 0 | 0 | 0 | 0 | 0 | 0 | 0 | 0 | 0 | 0 | 0 | 0 | 0 | 0 | 0 | 0 | 0 | 0 | 0 | 0 | 0 | 0 | 0 | 0 | 0 | 0 | 0 | 0 | 0 | 0 | 0 | 0 | 0 | 0 | 0 | 0 | 0 | 0 | 0 | 0 | 0 | 0
[7 empty] | SmallNucFuel | 13 | 31 | 0 | 0 | 0 | 0 | 0 | 0 | 0 | 0 | 0 | 0 | 0 | 0 | 0 | 0 | 0 | 0 | 0 | 0 | 0 | 0 | 0 | 0 | 0 | 0 | 0 | 0 | 0 | 0 | 0 | 0 | 0 | 0 | 0 | 0 | 0 | 0 | 0 | 0 | 0 | 0 | 0 | 0 | 0 | 0 | 0 | 0 | 0 | 0 | 0 | 0
[7 empty] | SmallNucFuel | 13 | 32 | 0 | 0 | 0 | 0 | 0 | 0 | 0 | 0 | 0 | 0 | 0 | 0 | 0 | 0 | 0 | 0 | 0 | 0 | 0 | 0 | 0 | 0 | 0 | 0 | 0 | 0 | 0 | 0 | 0 | 0 | 0 | 0 | 0 | 0 | 0 | 0 | 0 | 0 | 0 | 0 | 0 | 0 | 0 | 0 | 0 | 0 | 0 | 0 | 0 | 0
[7 empty] | SmallNucFuel | 13 | 33 | 0 | 0 | 0 | 0 | 0 | 0 | 0 | 0 | 0 | 0 | 0 | 0 | 0 | 0 | 0 | 0 | 0 | 0 | 0 | 0 | 0 | 0 | 0 | 0 | 0 | 0 | 0 | 0 | 0 | 0 | 0 | 0 | 0 | 0 | 0 | 0 | 0 | 0 | 0 | 0 | 0 | 0 | 0 | 0 | 0 | 0 | 0 | 0 | 0 | 0
[7 empty] | SmallNucFuel | 13 | 34 | 0 | 0 | 0 | 0 | 0 | 0 | 0 | 0 | 0 | 0 | 0 | 0 | 0 | 0 | 0 | 0 | 0 | 0 | 0 | 0 | 0 | 0 | 0 | 0 | 0 | 0 | 0 | 0 | 0 | 0 | 0 | 0 | 0 | 0 | 0 | 0 | 0 | 0 | 0 | 0 | 0 | 0 | 0 | 0 | 0 | 0 | 0 | 0 | 0 | 0
[7 empty] | SmallNucFuel | 13 | 35 | 0 | 0 | 0 | 0 | 0 | 0 | 0 | 0 | 0 | 0 | 0 | 0 | 0 | 0 | 0 | 0 | 0 | 0 | 0 | 0 | 0 | 0 | 0 | 0 | 0 | 0 | 0 | 0 | 0 | 0 | 0 | 0 | 0 | 0 | 0 | 0 | 0 | 0 | 0 | 0 | 0 | 0 | 0 | 0 | 0 | 0 | 0 | 0 | 0 | 0
[7 empty] | SmallNucFuel | 13 | 36 | 0 | 0 | 0 | 0 | 0 | 0 | 0 | 0 | 0 | 0 | 0 | 0 | 0 | 0 | 0 | 0 | 0 | 0 | 0 | 0 | 0 | 0 | 0 | 0 | 0 | 0 | 0 | 0 | 0 | 0 | 0 | 0 | 0 | 0 | 0 | 0 | 0 | 0 | 0 | 0 | 0 | 0 | 0 | 0 | 0 | 0 | 0 | 0 | 0 | 0
[7 empty] | SmallNucFuel | 13 | 37 | 0 | 0 | 0 | 0 | 0 | 0 | 0 | 0 | 0 | 0 | 0 | 0 | 0 | 0 | 0 | 0 | 0 | 0 | 0 | 0 | 0 | 0 | 0 | 0 | 0 | 0 | 0 | 0 | 0 | 0 | 0 | 0 | 0 | 0 | 0 | 0 | 0 | 0 | 0 | 0 | 0 | 0 | 0 | 0 | 0 | 0 | 0 | 0 | 0 | 0
[7 empty] | SmallNucFuel | 13 | 38 | 0 | 0 | 0 | 0 | 0 | 0 | 0 | 0 | 0 | 0 | 0 | 0 | 0 | 0 | 0 | 0 | 0 | 0 | 0 | 0 | 0 | 0 | 0 | 0 | 0 | 0 | 0 | 0 | 0 | 0 | 0 | 0 | 0 | 0 | 0 | 0 | 0 | 0 | 0 | 0 | 0 | 0 | 0 | 0 | 0 | 0 | 0 | 0 | 0 | 0
[7 empty] | SmallNucFuel | 13 | 39 | 0 | 0 | 0 | 0 | 0 | 0 | 0 | 0 | 0 | 0 | 0 | 0 | 0 | 0 | 0 | 0 | 0 | 0 | 0 | 0 | 0 | 0 | 0 | 0 | 0 | 0 | 0 | 0 | 0 | 0 | 0 | 0 | 0 | 0 | 0 | 0 | 0 | 0 | 0 | 0 | 0 | 0 | 0 | 0 | 0 | 0 | 0 | 0 | 0 | 0
[7 empty] | SmallNucFuel | 13 | 40 | 0 | 0 | 0 | 0 | 0 | 0 | 0 | 0 | 0 | 0 | 0 | 0 | 0 | 0 | 0 | 0 | 0 | 0 | 0 | 0 | 0 | 0 | 0 | 0 | 0 | 0 | 0 | 0 | 0 | 0 | 0 | 0 | 0 | 0 | 0 | 0 | 0 | 0 | 0 | 0 | 0 | 0 | 0 | 0 | 0 | 0 | 0 | 0 | 0 | 0
[7 empty] | SmallNucFuel | 13 | 41 | 0 | 0 | 0 | 0 | 0 | 0 | 0 | 0 | 0 | 0 | 0 | 0 | 0 | 0 | 0 | 0 | 0 | 0 | 0 | 0 | 0 | 0 | 0 | 0 | 0 | 0 | 0 | 0 | 0 | 0 | 0 | 0 | 0 | 0 | 0 | 0 | 0 | 0 | 0 | 0 | 0 | 0 | 0 | 0 | 0 | 0 | 0 | 0 | 0 | 0
[7 empty] | SmallNucFuel | 13 | 42 | 0 | 0 | 0 | 0 | 0 | 0 | 0 | 0 | 0 | 0 | 0 | 0 | 0 | 0 | 0 | 0 | 0 | 0 | 0 | 0 | 0 | 0 | 0 | 0 | 0 | 0 | 0 | 0 | 0 | 0 | 0 | 0 | 0 | 0 | 0 | 0 | 0 | 0 | 0 | 0 | 0 | 0 | 0 | 0 | 0 | 0 | 0 | 0 | 0 | 0
[7 empty] | SmallNucFuel | 13 | 43 | 0 | 0 | 0 | 0 | 0 | 0 | 0 | 0 | 0 | 0 | 0 | 0 | 0 | 0 | 0 | 0 | 0 | 0 | 0 | 0 | 0 | 0 | 0 | 0 | 0 | 0 | 0 | 0 | 0 | 0 | 0 | 0 | 0 | 0 | 0 | 0 | 0 | 0 | 0 | 0 | 0 | 0 | 0 | 0 | 0 | 0 | 0 | 0 | 0 | 0
[7 empty] | SmallNucFuel | 13 | 44 | 0 | 0 | 0 | 0 | 0 | 0 | 0 | 0 | 0 | 0 | 0 | 0 | 0 | 0 | 0 | 0 | 0 | 0 | 0 | 0 | 0 | 0 | 0 | 0 | 0 | 0 | 0 | 0 | 0 | 0 | 0 | 0 | 0 | 0 | 0 | 0 | 0 | 0 | 0 | 0 | 0 | 0 | 0 | 0 | 0 | 0 | 0 | 0 | 0 | 0
[7 empty] | SmallNucFuel | 13 | 45 | 0 | 0 | 0 | 0 | 0 | 0 | 0 | 0 | 0 | 0 | 0 | 0 | 0 | 0 | 0 | 0 | 0 | 0 | 0 | 0 | 0 | 0 | 0 | 0 | 0 | 0 | 0 | 0 | 0 | 0 | 0 | 0 | 0 | 0 | 0 | 0 | 0 | 0 | 0 | 0 | 0 | 0 | 0 | 0 | 0 | 0 | 0 | 0 | 0 | 0
[7 empty] | SmallNucFuel | 13 | 46 | 0 | 0 | 0 | 0 | 0 | 0 | 0 | 0 | 0 | 0 | 0 | 0 | 0 | 0 | 0 | 0 | 0 | 0 | 0 | 0 | 0 | 0 | 0 | 0 | 0 | 0 | 0 | 0 | 0 | 0 | 0 | 0 | 0 | 0 | 0 | 0 | 0 | 0 | 0 | 0 | 0 | 0 | 0 | 0 | 0 | 0 | 0 | 0 | 0 | 0
[7 empty] | SmallNucFuel | 13 | 47 | 0 | 0 | 0 | 0 | 0 | 0 | 0 | 0 | 0 | 0 | 0 | 0 | 0 | 0 | 0 | 0 | 0 | 0 | 0 | 0 | 0 | 0 | 0 | 0 | 0 | 0 | 0 | 0 | 0 | 0 | 0 | 0 | 0 | 0 | 0 | 0 | 0 | 0 | 0 | 0 | 0 | 0 | 0 | 0 | 0 | 0 | 0 | 0 | 0 | 0
[7 empty] | SmallNucFuel | 13 | 48 | 0 | 0 | 0 | 0 | 0 | 0 | 0 | 0 | 0 | 0 | 0 | 0 | 0 | 0 | 0 | 0 | 0 | 0 | 0 | 0 | 0 | 0 | 0 | 0 | 0 | 0 | 0 | 0 | 0 | 0 | 0 | 0 | 0 | 0 | 0 | 0 | 0 | 0 | 0 | 0 | 0 | 0 | 0 | 0 | 0 | 0 | 0 | 0 | 0 | 0
[7 empty] | SmallNucFuel | 13 | 49 | 0 | 0 | 0 | 0 | 0 | 0 | 0 | 0 | 0 | 0 | 0 | 0 | 0 | 0 | 0 | 0 | 0 | 0 | 0 | 0 | 0 | 0 | 0 | 0 | 0 | 0 | 0 | 0 | 0 | 0 | 0 | 0 | 0 | 0 | 0 | 0 | 0 | 0 | 0 | 0 | 0 | 0 | 0 | 0 | 0 | 0 | 0 | 0 | 0 | 0
[7 empty] | Kfactor | 14 | 0 | 0.93844 | 0 | 0 | 0 | 0 | 0 | 0 | 0 | 0 | 0 | 0 | 0 | 0 | 0 | 0 | 0 | 0 | 0 | 0 | 0 | 0 | 0 | 0 | 0 | 0 | 0 | 0 | 0 | 0 | 0 | 0 | 0 | 0 | 0 | 0 | 0 | 0 | 0 | 0 | 0 | 0 | 0 | 0 | 0 | 0 | 0 | 0 | 0 | 0 | 0
[7 empty] | Kfactor | 14 | 1 | 0.88067 | 0.93844 | 0 | 0 | 0 | 0 | 0 | 0 | 0 | 0 | 0 | 0 | 0 | 0 | 0 | 0 | 0 | 0 | 0 | 0 | 0 | 0 | 0 | 0 | 0 | 0 | 0 | 0 | 0 | 0 | 0 | 0 | 0 | 0 | 0 | 0 | 0 | 0 | 0 | 0 | 0 | 0 | 0 | 0 | 0 | 0 | 0 | 0 | 0 | 0
[7 empty] | Kfactor | 14 | 2 | 0.82645 | 0.88067 | 0.93844 | 0 | 0 | 0 | 0 | 0 | 0 | 0 | 0 | 0 | 0 | 0 | 0 | 0 | 0 | 0 | 0 | 0 | 0 | 0 | 0 | 0 | 0 | 0 | 0 | 0 | 0 | 0 | 0 | 0 | 0 | 0 | 0 | 0 | 0 | 0 | 0 | 0 | 0 | 0 | 0 | 0 | 0 | 0 | 0 | 0 | 0 | 0
[7 empty] | Kfactor | 14 | 3 | 0.77557 | 0.82645 | 0.88067 | 0.93844 | 0 | 0 | 0 | 0 | 0 | 0 | 0 | 0 | 0 | 0 | 0 | 0 | 0 | 0 | 0 | 0 | 0 | 0 | 0 | 0 | 0 | 0 | 0 | 0 | 0 | 0 | 0 | 0 | 0 | 0 | 0 | 0 | 0 | 0 | 0 | 0 | 0 | 0 | 0 | 0 | 0 | 0 | 0 | 0 | 0 | 0
[7 empty] | Kfactor | 14 | 4 | 0.72783 | 0.77557 | 0.82645 | 0.88067 | 0.93844 | 0 | 0 | 0 | 0 | 0 | 0 | 0 | 0 | 0 | 0 | 0 | 0 | 0 | 0 | 0 | 0 | 0 | 0 | 0 | 0 | 0 | 0 | 0 | 0 | 0 | 0 | 0 | 0 | 0 | 0 | 0 | 0 | 0 | 0 | 0 | 0 | 0 | 0 | 0 | 0 | 0 | 0 | 0 | 0 | 0
[7 empty] | Kfactor | 14 | 5 | 0.68302 | 0.72783 | 0.77557 | 0.82645 | 0.88067 | 0.93844 | 0 | 0 | 0 | 0 | 0 | 0 | 0 | 0 | 0 | 0 | 0 | 0 | 0 | 0 | 0 | 0 | 0 | 0 | 0 | 0 | 0 | 0 | 0 | 0 | 0 | 0 | 0 | 0 | 0 | 0 | 0 | 0 | 0 | 0 | 0 | 0 | 0 | 0 | 0 | 0 | 0 | 0 | 0 | 0
[7 empty] | Kfactor | 14 | 6 | 0.64097 | 0.68302 | 0.72783 | 0.77557 | 0.82645 | 0.88067 | 0.93844 | 0 | 0 | 0 | 0 | 0 | 0 | 0 | 0 | 0 | 0 | 0 | 0 | 0 | 0 | 0 | 0 | 0 | 0 | 0 | 0 | 0 | 0 | 0 | 0 | 0 | 0 | 0 | 0 | 0 | 0 | 0 | 0 | 0 | 0 | 0 | 0 | 0 | 0 | 0 | 0 | 0 | 0 | 0
[7 empty] | Kfactor | 14 | 7 | 0.60151 | 0.64097 | 0.68302 | 0.72783 | 0.77557 | 0.82645 | 0.88067 | 0.93844 | 0 | 0 | 0 | 0 | 0 | 0 | 0 | 0 | 0 | 0 | 0 | 0 | 0 | 0 | 0 | 0 | 0 | 0 | 0 | 0 | 0 | 0 | 0 | 0 | 0 | 0 | 0 | 0 | 0 | 0 | 0 | 0 | 0 | 0 | 0 | 0 | 0 | 0 | 0 | 0 | 0 | 0
[7 empty] | Kfactor | 14 | 8 | 0.56448 | 0.60151 | 0.64097 | 0.68302 | 0.72783 | 0.77557 | 0.82645 | 0.88067 | 0.93844 | 0 | 0 | 0 | 0 | 0 | 0 | 0 | 0 | 0 | 0 | 0 | 0 | 0 | 0 | 0 | 0 | 0 | 0 | 0 | 0 | 0 | 0 | 0 | 0 | 0 | 0 | 0 | 0 | 0 | 0 | 0 | 0 | 0 | 0 | 0 | 0 | 0 | 0 | 0 | 0 | 0
[7 empty] | Kfactor | 14 | 9 | 0.52973 | 0.56448 | 0.60151 | 0.64097 | 0.68302 | 0.72783 | 0.77557 | 0.82645 | 0.88067 | 0.93844 | 0 | 0 | 0 | 0 | 0 | 0 | 0 | 0 | 0 | 0 | 0 | 0 | 0 | 0 | 0 | 0 | 0 | 0 | 0 | 0 | 0 | 0 | 0 | 0 | 0 | 0 | 0 | 0 | 0 | 0 | 0 | 0 | 0 | 0 | 0 | 0 | 0 | 0 | 0 | 0
[7 empty] | Kfactor | 14 | 10 | 0.49712 | 0.52973 | 0.56448 | 0.60151 | 0.64097 | 0.68302 | 0.72783 | 0.77557 | 0.82645 | 0.88067 | 0.93844 | 0 | 0 | 0 | 0 | 0 | 0 | 0 | 0 | 0 | 0 | 0 | 0 | 0 | 0 | 0 | 0 | 0 | 0 | 0 | 0 | 0 | 0 | 0 | 0 | 0 | 0 | 0 | 0 | 0 | 0 | 0 | 0 | 0 | 0 | 0 | 0 | 0 | 0 | 0
[7 empty] | Kfactor | 14 | 11 | 0.46652 | 0.49712 | 0.52973 | 0.56448 | 0.60151 | 0.64097 | 0.68302 | 0.72783 | 0.77557 | 0.82645 | 0.88067 | 0.93844 | 0 | 0 | 0 | 0 | 0 | 0 | 0 | 0 | 0 | 0 | 0 | 0 | 0 | 0 | 0 | 0 | 0 | 0 | 0 | 0 | 0 | 0 | 0 | 0 | 0 | 0 | 0 | 0 | 0 | 0 | 0 | 0 | 0 | 0 | 0 | 0 | 0 | 0
[7 empty] | Kfactor | 14 | 12 | 0.4378 | 0.46652 | 0.49712 | 0.52973 | 0.56448 | 0.60151 | 0.64097 | 0.68302 | 0.72783 | 0.77557 | 0.82645 | 0.88067 | 0.93844 | 0 | 0 | 0 | 0 | 0 | 0 | 0 | 0 | 0 | 0 | 0 | 0 | 0 | 0 | 0 | 0 | 0 | 0 | 0 | 0 | 0 | 0 | 0 | 0 | 0 | 0 | 0 | 0 | 0 | 0 | 0 | 0 | 0 | 0 | 0 | 0 | 0
[7 empty] | Kfactor | 14 | 13 | 0.41085 | 0.4378 | 0.46652 | 0.49712 | 0.52973 | 0.56448 | 0.60151 | 0.64097 | 0.68302 | 0.72783 | 0.77557 | 0.82645 | 0.88067 | 0.93844 | 0 | 0 | 0 | 0 | 0 | 0 | 0 | 0 | 0 | 0 | 0 | 0 | 0 | 0 | 0 | 0 | 0 | 0 | 0 | 0 | 0 | 0 | 0 | 0 | 0 | 0 | 0 | 0 | 0 | 0 | 0 | 0 | 0 | 0 | 0 | 0
[7 empty] | Kfactor | 14 | 14 | 0.38556 | 0.41085 | 0.4378 | 0.46652 | 0.49712 | 0.52973 | 0.56448 | 0.60151 | 0.64097 | 0.68302 | 0.72783 | 0.77557 | 0.82645 | 0.88067 | 0.93844 | 0 | 0 | 0 | 0 | 0 | 0 | 0 | 0 | 0 | 0 | 0 | 0 | 0 | 0 | 0 | 0 | 0 | 0 | 0 | 0 | 0 | 0 | 0 | 0 | 0 | 0 | 0 | 0 | 0 | 0 | 0 | 0 | 0 | 0 | 0
[7 empty] | Kfactor | 14 | 15 | 0.36182 | 0.38556 | 0.41085 | 0.4378 | 0.46652 | 0.49712 | 0.52973 | 0.56448 | 0.60151 | 0.64097 | 0.68302 | 0.72783 | 0.77557 | 0.82645 | 0.88067 | 0.93844 | 0 | 0 | 0 | 0 | 0 | 0 | 0 | 0 | 0 | 0 | 0 | 0 | 0 | 0 | 0 | 0 | 0 | 0 | 0 | 0 | 0 | 0 | 0 | 0 | 0 | 0 | 0 | 0 | 0 | 0 | 0 | 0 | 0 | 0
[7 empty] | Kfactor | 14 | 16 | 0.33955 | 0.36182 | 0.38556 | 0.41085 | 0.4378 | 0.46652 | 0.49712 | 0.52973 | 0.56448 | 0.60151 | 0.64097 | 0.68302 | 0.72783 | 0.77557 | 0.82645 | 0.88067 | 0.93844 | 0 | 0 | 0 | 0 | 0 | 0 | 0 | 0 | 0 | 0 | 0 | 0 | 0 | 0 | 0 | 0 | 0 | 0 | 0 | 0 | 0 | 0 | 0 | 0 | 0 | 0 | 0 | 0 | 0 | 0 | 0 | 0 | 0
[7 empty] | Kfactor | 14 | 17 | 0.31864 | 0.33955 | 0.36182 | 0.38556 | 0.41085 | 0.4378 | 0.46652 | 0.49712 | 0.52973 | 0.56448 | 0.60151 | 0.64097 | 0.68302 | 0.72783 | 0.77557 | 0.82645 | 0.88067 | 0.93844 | 0 | 0 | 0 | 0 | 0 | 0 | 0 | 0 | 0 | 0 | 0 | 0 | 0 | 0 | 0 | 0 | 0 | 0 | 0 | 0 | 0 | 0 | 0 | 0 | 0 | 0 | 0 | 0 | 0 | 0 | 0 | 0
[7 empty] | Kfactor | 14 | 18 | 0.29903 | 0.31864 | 0.33955 | 0.36182 | 0.38556 | 0.41085 | 0.4378 | 0.46652 | 0.49712 | 0.52973 | 0.56448 | 0.60151 | 0.64097 | 0.68302 | 0.72783 | 0.77557 | 0.82645 | 0.88067 | 0.93844 | 0 | 0 | 0 | 0 | 0 | 0 | 0 | 0 | 0 | 0 | 0 | 0 | 0 | 0 | 0 | 0 | 0 | 0 | 0 | 0 | 0 | 0 | 0 | 0 | 0 | 0 | 0 | 0 | 0 | 0 | 0
[7 empty] | Kfactor | 14 | 19 | 0.28062 | 0.29903 | 0.31864 | 0.33955 | 0.36182 | 0.38556 | 0.41085 | 0.4378 | 0.46652 | 0.49712 | 0.52973 | 0.56448 | 0.60151 | 0.64097 | 0.68302 | 0.72783 | 0.77557 | 0.82645 | 0.88067 | 0.93844 | 0 | 0 | 0 | 0 | 0 | 0 | 0 | 0 | 0 | 0 | 0 | 0 | 0 | 0 | 0 | 0 | 0 | 0 | 0 | 0 | 0 | 0 | 0 | 0 | 0 | 0 | 0 | 0 | 0 | 0
[7 empty] | Kfactor | 14 | 20 | 0.26334 | 0.28062 | 0.29903 | 0.31864 | 0.33955 | 0.36182 | 0.38556 | 0.41085 | 0.4378 | 0.46652 | 0.49712 | 0.52973 | 0.56448 | 0.60151 | 0.64097 | 0.68302 | 0.72783 | 0.77557 | 0.82645 | 0.88067 | 0.93844 | 0 | 0 | 0 | 0 | 0 | 0 | 0 | 0 | 0 | 0 | 0 | 0 | 0 | 0 | 0 | 0 | 0 | 0 | 0 | 0 | 0 | 0 | 0 | 0 | 0 | 0 | 0 | 0 | 0
[7 empty] | Kfactor | 14 | 21 | 0.24713 | 0.26334 | 0.28062 | 0.29903 | 0.31864 | 0.33955 | 0.36182 | 0.38556 | 0.41085 | 0.4378 | 0.46652 | 0.49712 | 0.52973 | 0.56448 | 0.60151 | 0.64097 | 0.68302 | 0.72783 | 0.77557 | 0.82645 | 0.88067 | 0.93844 | 0 | 0 | 0 | 0 | 0 | 0 | 0 | 0 | 0 | 0 | 0 | 0 | 0 | 0 | 0 | 0 | 0 | 0 | 0 | 0 | 0 | 0 | 0 | 0 | 0 | 0 | 0 | 0
[7 empty] | Kfactor | 14 | 22 | 0.23192 | 0.24713 | 0.26334 | 0.28062 | 0.29903 | 0.31864 | 0.33955 | 0.36182 | 0.38556 | 0.41085 | 0.4378 | 0.46652 | 0.49712 | 0.52973 | 0.56448 | 0.60151 | 0.64097 | 0.68302 | 0.72783 | 0.77557 | 0.82645 | 0.88067 | 0.93844 | 0 | 0 | 0 | 0 | 0 | 0 | 0 | 0 | 0 | 0 | 0 | 0 | 0 | 0 | 0 | 0 | 0 | 0 | 0 | 0 | 0 | 0 | 0 | 0 | 0 | 0 | 0
[7 empty] | Kfactor | 14 | 23 | 0.21764 | 0.23192 | 0.24713 | 0.26334 | 0.28062 | 0.29903 | 0.31864 | 0.33955 | 0.36182 | 0.38556 | 0.41085 | 0.4378 | 0.46652 | 0.49712 | 0.52973 | 0.56448 | 0.60151 | 0.64097 | 0.68302 | 0.72783 | 0.77557 | 0.82645 | 0.88067 | 0.93844 | 0 | 0 | 0 | 0 | 0 | 0 | 0 | 0 | 0 | 0 | 0 | 0 | 0 | 0 | 0 | 0 | 0 | 0 | 0 | 0 | 0 | 0 | 0 | 0 | 0 | 0
[7 empty] | Kfactor | 14 | 24 | 0.20424 | 0.21764 | 0.23192 | 0.24713 | 0.26334 | 0.28062 | 0.29903 | 0.31864 | 0.33955 | 0.36182 | 0.38556 | 0.41085 | 0.4378 | 0.46652 | 0.49712 | 0.52973 | 0.56448 | 0.60151 | 0.64097 | 0.68302 | 0.72783 | 0.77557 | 0.82645 | 0.88067 | 0.93844 | 0 | 0 | 0 | 0 | 0 | 0 | 0 | 0 | 0 | 0 | 0 | 0 | 0 | 0 | 0 | 0 | 0 | 0 | 0 | 0 | 0 | 0 | 0 | 0 | 0
[7 empty] | Kfactor | 14 | 25 | 0.19167 | 0.20424 | 0.21764 | 0.23192 | 0.24713 | 0.26334 | 0.28062 | 0.29903 | 0.31864 | 0.33955 | 0.36182 | 0.38556 | 0.41085 | 0.4378 | 0.46652 | 0.49712 | 0.52973 | 0.56448 | 0.60151 | 0.64097 | 0.68302 | 0.72783 | 0.77557 | 0.82645 | 0.88067 | 0.93844 | 0 | 0 | 0 | 0 | 0 | 0 | 0 | 0 | 0 | 0 | 0 | 0 | 0 | 0 | 0 | 0 | 0 | 0 | 0 | 0 | 0 | 0 | 0 | 0
[7 empty] | Kfactor | 14 | 26 | 0.17987 | 0.19167 | 0.20424 | 0.21764 | 0.23192 | 0.24713 | 0.26334 | 0.28062 | 0.29903 | 0.31864 | 0.33955 | 0.36182 | 0.38556 | 0.41085 | 0.4378 | 0.46652 | 0.49712 | 0.52973 | 0.56448 | 0.60151 | 0.64097 | 0.68302 | 0.72783 | 0.77557 | 0.82645 | 0.88067 | 0.93844 | 0 | 0 | 0 | 0 | 0 | 0 | 0 | 0 | 0 | 0 | 0 | 0 | 0 | 0 | 0 | 0 | 0 | 0 | 0 | 0 | 0 | 0 | 0
[7 empty] | Kfactor | 14 | 27 | 0.1688 | 0.17987 | 0.19167 | 0.20424 | 0.21764 | 0.23192 | 0.24713 | 0.26334 | 0.28062 | 0.29903 | 0.31864 | 0.33955 | 0.36182 | 0.38556 | 0.41085 | 0.4378 | 0.46652 | 0.49712 | 0.52973 | 0.56448 | 0.60151 | 0.64097 | 0.68302 | 0.72783 | 0.77557 | 0.82645 | 0.88067 | 0.93844 | 0 | 0 | 0 | 0 | 0 | 0 | 0 | 0 | 0 | 0 | 0 | 0 | 0 | 0 | 0 | 0 | 0 | 0 | 0 | 0 | 0 | 0
[7 empty] | Kfactor | 14 | 28 | 0.1584 | 0.1688 | 0.17987 | 0.19167 | 0.20424 | 0.21764 | 0.23192 | 0.24713 | 0.26334 | 0.28062 | 0.29903 | 0.31864 | 0.33955 | 0.36182 | 0.38556 | 0.41085 | 0.4378 | 0.46652 | 0.49712 | 0.52973 | 0.56448 | 0.60151 | 0.64097 | 0.68302 | 0.72783 | 0.77557 | 0.82645 | 0.88067 | 0.93844 | 0 | 0 | 0 | 0 | 0 | 0 | 0 | 0 | 0 | 0 | 0 | 0 | 0 | 0 | 0 | 0 | 0 | 0 | 0 | 0 | 0
[7 empty] | Kfactor | 14 | 29 | 0.14865 | 0.1584 | 0.1688 | 0.17987 | 0.19167 | 0.20424 | 0.21764 | 0.23192 | 0.24713 | 0.26334 | 0.28062 | 0.29903 | 0.31864 | 0.33955 | 0.36182 | 0.38556 | 0.41085 | 0.4378 | 0.46652 | 0.49712 | 0.52973 | 0.56448 | 0.60151 | 0.64097 | 0.68302 | 0.72783 | 0.77557 | 0.82645 | 0.88067 | 0.93844 | 0 | 0 | 0 | 0 | 0 | 0 | 0 | 0 | 0 | 0 | 0 | 0 | 0 | 0 | 0 | 0 | 0 | 0 | 0 | 0
[7 empty] | Kfactor | 14 | 30 | 0.1395 | 0.14865 | 0.1584 | 0.1688 | 0.17987 | 0.19167 | 0.20424 | 0.21764 | 0.23192 | 0.24713 | 0.26334 | 0.28062 | 0.29903 | 0.31864 | 0.33955 | 0.36182 | 0.38556 | 0.41085 | 0.4378 | 0.46652 | 0.49712 | 0.52973 | 0.56448 | 0.60151 | 0.64097 | 0.68302 | 0.72783 | 0.77557 | 0.82645 | 0.88067 | 0.93844 | 0 | 0 | 0 | 0 | 0 | 0 | 0 | 0 | 0 | 0 | 0 | 0 | 0 | 0 | 0 | 0 | 0 | 0 | 0
[7 empty] | Kfactor | 14 | 31 | 0.13091 | 0.1395 | 0.14865 | 0.1584 | 0.1688 | 0.17987 | 0.19167 | 0.20424 | 0.21764 | 0.23192 | 0.24713 | 0.26334 | 0.28062 | 0.29903 | 0.31864 | 0.33955 | 0.36182 | 0.38556 | 0.41085 | 0.4378 | 0.46652 | 0.49712 | 0.52973 | 0.56448 | 0.60151 | 0.64097 | 0.68302 | 0.72783 | 0.77557 | 0.82645 | 0.88067 | 0.93844 | 0 | 0 | 0 | 0 | 0 | 0 | 0 | 0 | 0 | 0 | 0 | 0 | 0 | 0 | 0 | 0 | 0 | 0
[7 empty] | Kfactor | 14 | 32 | 0.12285 | 0.13091 | 0.1395 | 0.14865 | 0.1584 | 0.1688 | 0.17987 | 0.19167 | 0.20424 | 0.21764 | 0.23192 | 0.24713 | 0.26334 | 0.28062 | 0.29903 | 0.31864 | 0.33955 | 0.36182 | 0.38556 | 0.41085 | 0.4378 | 0.46652 | 0.49712 | 0.52973 | 0.56448 | 0.60151 | 0.64097 | 0.68302 | 0.72783 | 0.77557 | 0.82645 | 0.88067 | 0.93844 | 0 | 0 | 0 | 0 | 0 | 0 | 0 | 0 | 0 | 0 | 0 | 0 | 0 | 0 | 0 | 0 | 0
[7 empty] | Kfactor | 14 | 33 | 0.11529 | 0.12285 | 0.13091 | 0.1395 | 0.14865 | 0.1584 | 0.1688 | 0.17987 | 0.19167 | 0.20424 | 0.21764 | 0.23192 | 0.24713 | 0.26334 | 0.28062 | 0.29903 | 0.31864 | 0.33955 | 0.36182 | 0.38556 | 0.41085 | 0.4378 | 0.46652 | 0.49712 | 0.52973 | 0.56448 | 0.60151 | 0.64097 | 0.68302 | 0.72783 | 0.77557 | 0.82645 | 0.88067 | 0.93844 | 0 | 0 | 0 | 0 | 0 | 0 | 0 | 0 | 0 | 0 | 0 | 0 | 0 | 0 | 0 | 0
[7 empty] | Kfactor | 14 | 34 | 0.10819 | 0.11529 | 0.12285 | 0.13091 | 0.1395 | 0.14865 | 0.1584 | 0.1688 | 0.17987 | 0.19167 | 0.20424 | 0.21764 | 0.23192 | 0.24713 | 0.26334 | 0.28062 | 0.29903 | 0.31864 | 0.33955 | 0.36182 | 0.38556 | 0.41085 | 0.4378 | 0.46652 | 0.49712 | 0.52973 | 0.56448 | 0.60151 | 0.64097 | 0.68302 | 0.72783 | 0.77557 | 0.82645 | 0.88067 | 0.93844 | 0 | 0 | 0 | 0 | 0 | 0 | 0 | 0 | 0 | 0 | 0 | 0 | 0 | 0 | 0
[7 empty] | Kfactor | 14 | 35 | 0.10153 | 0.10819 | 0.11529 | 0.12285 | 0.13091 | 0.1395 | 0.14865 | 0.1584 | 0.1688 | 0.17987 | 0.19167 | 0.20424 | 0.21764 | 0.23192 | 0.24713 | 0.26334 | 0.28062 | 0.29903 | 0.31864 | 0.33955 | 0.36182 | 0.38556 | 0.41085 | 0.4378 | 0.46652 | 0.49712 | 0.52973 | 0.56448 | 0.60151 | 0.64097 | 0.68302 | 0.72783 | 0.77557 | 0.82645 | 0.88067 | 0.93844 | 0 | 0 | 0 | 0 | 0 | 0 | 0 | 0 | 0 | 0 | 0 | 0 | 0 | 0
[7 empty] | Kfactor | 14 | 36 | 0.095283 | 0.10153 | 0.10819 | 0.11529 | 0.12285 | 0.13091 | 0.1395 | 0.14865 | 0.1584 | 0.1688 | 0.17987 | 0.19167 | 0.20424 | 0.21764 | 0.23192 | 0.24713 | 0.26334 | 0.28062 | 0.29903 | 0.31864 | 0.33955 | 0.36182 | 0.38556 | 0.41085 | 0.4378 | 0.46652 | 0.49712 | 0.52973 | 0.56448 | 0.60151 | 0.64097 | 0.68302 | 0.72783 | 0.77557 | 0.82645 | 0.88067 | 0.93844 | 0 | 0 | 0 | 0 | 0 | 0 | 0 | 0 | 0 | 0 | 0 | 0 | 0
[7 empty] | Kfactor | 14 | 37 | 0.089417 | 0.095283 | 0.10153 | 0.10819 | 0.11529 | 0.12285 | 0.13091 | 0.1395 | 0.14865 | 0.1584 | 0.1688 | 0.17987 | 0.19167 | 0.20424 | 0.21764 | 0.23192 | 0.24713 | 0.26334 | 0.28062 | 0.29903 | 0.31864 | 0.33955 | 0.36182 | 0.38556 | 0.41085 | 0.4378 | 0.46652 | 0.49712 | 0.52973 | 0.56448 | 0.60151 | 0.64097 | 0.68302 | 0.72783 | 0.77557 | 0.82645 | 0.88067 | 0.93844 | 0 | 0 | 0 | 0 | 0 | 0 | 0 | 0 | 0 | 0 | 0 | 0
[7 empty] | Kfactor | 14 | 38 | 0.083912 | 0.089417 | 0.095283 | 0.10153 | 0.10819 | 0.11529 | 0.12285 | 0.13091 | 0.1395 | 0.14865 | 0.1584 | 0.1688 | 0.17987 | 0.19167 | 0.20424 | 0.21764 | 0.23192 | 0.24713 | 0.26334 | 0.28062 | 0.29903 | 0.31864 | 0.33955 | 0.36182 | 0.38556 | 0.41085 | 0.4378 | 0.46652 | 0.49712 | 0.52973 | 0.56448 | 0.60151 | 0.64097 | 0.68302 | 0.72783 | 0.77557 | 0.82645 | 0.88067 | 0.93844 | 0 | 0 | 0 | 0 | 0 | 0 | 0 | 0 | 0 | 0 | 0
[7 empty] | Kfactor | 14 | 39 | 0.078747 | 0.083912 | 0.089417 | 0.095283 | 0.10153 | 0.10819 | 0.11529 | 0.12285 | 0.13091 | 0.1395 | 0.14865 | 0.1584 | 0.1688 | 0.17987 | 0.19167 | 0.20424 | 0.21764 | 0.23192 | 0.24713 | 0.26334 | 0.28062 | 0.29903 | 0.31864 | 0.33955 | 0.36182 | 0.38556 | 0.41085 | 0.4378 | 0.46652 | 0.49712 | 0.52973 | 0.56448 | 0.60151 | 0.64097 | 0.68302 | 0.72783 | 0.77557 | 0.82645 | 0.88067 | 0.93844 | 0 | 0 | 0 | 0 | 0 | 0 | 0 | 0 | 0 | 0
[7 empty] | Kfactor | 14 | 40 | 0.073899 | 0.078747 | 0.083912 | 0.089417 | 0.095283 | 0.10153 | 0.10819 | 0.11529 | 0.12285 | 0.13091 | 0.1395 | 0.14865 | 0.1584 | 0.1688 | 0.17987 | 0.19167 | 0.20424 | 0.21764 | 0.23192 | 0.24713 | 0.26334 | 0.28062 | 0.29903 | 0.31864 | 0.33955 | 0.36182 | 0.38556 | 0.41085 | 0.4378 | 0.46652 | 0.49712 | 0.52973 | 0.56448 | 0.60151 | 0.64097 | 0.68302 | 0.72783 | 0.77557 | 0.82645 | 0.88067 | 0.93844 | 0 | 0 | 0 | 0 | 0 | 0 | 0 | 0 | 0
[7 empty] | Kfactor | 14 | 41 | 0.069349 | 0.073899 | 0.078747 | 0.083912 | 0.089417 | 0.095283 | 0.10153 | 0.10819 | 0.11529 | 0.12285 | 0.13091 | 0.1395 | 0.14865 | 0.1584 | 0.1688 | 0.17987 | 0.19167 | 0.20424 | 0.21764 | 0.23192 | 0.24713 | 0.26334 | 0.28062 | 0.29903 | 0.31864 | 0.33955 | 0.36182 | 0.38556 | 0.41085 | 0.4378 | 0.46652 | 0.49712 | 0.52973 | 0.56448 | 0.60151 | 0.64097 | 0.68302 | 0.72783 | 0.77557 | 0.82645 | 0.88067 | 0.93844 | 0 | 0 | 0 | 0 | 0 | 0 | 0 | 0
[7 empty] | Kfactor | 14 | 42 | 0.06508 | 0.069349 | 0.073899 | 0.078747 | 0.083912 | 0.089417 | 0.095283 | 0.10153 | 0.10819 | 0.11529 | 0.12285 | 0.13091 | 0.1395 | 0.14865 | 0.1584 | 0.1688 | 0.17987 | 0.19167 | 0.20424 | 0.21764 | 0.23192 | 0.24713 | 0.26334 | 0.28062 | 0.29903 | 0.31864 | 0.33955 | 0.36182 | 0.38556 | 0.41085 | 0.4378 | 0.46652 | 0.49712 | 0.52973 | 0.56448 | 0.60151 | 0.64097 | 0.68302 | 0.72783 | 0.77557 | 0.82645 | 0.88067 | 0.93844 | 0 | 0 | 0 | 0 | 0 | 0 | 0
[7 empty] | Kfactor | 14 | 43 | 0.061074 | 0.06508 | 0.069349 | 0.073899 | 0.078747 | 0.083912 | 0.089417 | 0.095283 | 0.10153 | 0.10819 | 0.11529 | 0.12285 | 0.13091 | 0.1395 | 0.14865 | 0.1584 | 0.1688 | 0.17987 | 0.19167 | 0.20424 | 0.21764 | 0.23192 | 0.24713 | 0.26334 | 0.28062 | 0.29903 | 0.31864 | 0.33955 | 0.36182 | 0.38556 | 0.41085 | 0.4378 | 0.46652 | 0.49712 | 0.52973 | 0.56448 | 0.60151 | 0.64097 | 0.68302 | 0.72783 | 0.77557 | 0.82645 | 0.88067 | 0.93844 | 0 | 0 | 0 | 0 | 0 | 0
[7 empty] | Kfactor | 14 | 44 | 0.057314 | 0.061074 | 0.06508 | 0.069349 | 0.073899 | 0.078747 | 0.083912 | 0.089417 | 0.095283 | 0.10153 | 0.10819 | 0.11529 | 0.12285 | 0.13091 | 0.1395 | 0.14865 | 0.1584 | 0.1688 | 0.17987 | 0.19167 | 0.20424 | 0.21764 | 0.23192 | 0.24713 | 0.26334 | 0.28062 | 0.29903 | 0.31864 | 0.33955 | 0.36182 | 0.38556 | 0.41085 | 0.4378 | 0.46652 | 0.49712 | 0.52973 | 0.56448 | 0.60151 | 0.64097 | 0.68302 | 0.72783 | 0.77557 | 0.82645 | 0.88067 | 0.93844 | 0 | 0 | 0 | 0 | 0
[7 empty] | Kfactor | 14 | 45 | 0.053786 | 0.057314 | 0.061074 | 0.06508 | 0.069349 | 0.073899 | 0.078747 | 0.083912 | 0.089417 | 0.095283 | 0.10153 | 0.10819 | 0.11529 | 0.12285 | 0.13091 | 0.1395 | 0.14865 | 0.1584 | 0.1688 | 0.17987 | 0.19167 | 0.20424 | 0.21764 | 0.23192 | 0.24713 | 0.26334 | 0.28062 | 0.29903 | 0.31864 | 0.33955 | 0.36182 | 0.38556 | 0.41085 | 0.4378 | 0.46652 | 0.49712 | 0.52973 | 0.56448 | 0.60151 | 0.64097 | 0.68302 | 0.72783 | 0.77557 | 0.82645 | 0.88067 | 0.93844 | 0 | 0 | 0 | 0
[7 empty] | Kfactor | 14 | 46 | 0.050475 | 0.053786 | 0.057314 | 0.061074 | 0.06508 | 0.069349 | 0.073899 | 0.078747 | 0.083912 | 0.089417 | 0.095283 | 0.10153 | 0.10819 | 0.11529 | 0.12285 | 0.13091 | 0.1395 | 0.14865 | 0.1584 | 0.1688 | 0.17987 | 0.19167 | 0.20424 | 0.21764 | 0.23192 | 0.24713 | 0.26334 | 0.28062 | 0.29903 | 0.31864 | 0.33955 | 0.36182 | 0.38556 | 0.41085 | 0.4378 | 0.46652 | 0.49712 | 0.52973 | 0.56448 | 0.60151 | 0.64097 | 0.68302 | 0.72783 | 0.77557 | 0.82645 | 0.88067 | 0.93844 | 0 | 0 | 0
[7 empty] | Kfactor | 14 | 47 | 0.047367 | 0.050475 | 0.053786 | 0.057314 | 0.061074 | 0.06508 | 0.069349 | 0.073899 | 0.078747 | 0.083912 | 0.089417 | 0.095283 | 0.10153 | 0.10819 | 0.11529 | 0.12285 | 0.13091 | 0.1395 | 0.14865 | 0.1584 | 0.1688 | 0.17987 | 0.19167 | 0.20424 | 0.21764 | 0.23192 | 0.24713 | 0.26334 | 0.28062 | 0.29903 | 0.31864 | 0.33955 | 0.36182 | 0.38556 | 0.41085 | 0.4378 | 0.46652 | 0.49712 | 0.52973 | 0.56448 | 0.60151 | 0.64097 | 0.68302 | 0.72783 | 0.77557 | 0.82645 | 0.88067 | 0.93844 | 0 | 0
[7 empty] | Kfactor | 14 | 48 | 0.044451 | 0.047367 | 0.050475 | 0.053786 | 0.057314 | 0.061074 | 0.06508 | 0.069349 | 0.073899 | 0.078747 | 0.083912 | 0.089417 | 0.095283 | 0.10153 | 0.10819 | 0.11529 | 0.12285 | 0.13091 | 0.1395 | 0.14865 | 0.1584 | 0.1688 | 0.17987 | 0.19167 | 0.20424 | 0.21764 | 0.23192 | 0.24713 | 0.26334 | 0.28062 | 0.29903 | 0.31864 | 0.33955 | 0.36182 | 0.38556 | 0.41085 | 0.4378 | 0.46652 | 0.49712 | 0.52973 | 0.56448 | 0.60151 | 0.64097 | 0.68302 | 0.72783 | 0.77557 | 0.82645 | 0.88067 | 0.93844 | 0
[7 empty] | Kfactor | 14 | 49 | 0.041715 | 0.044451 | 0.047367 | 0.050475 | 0.053786 | 0.057314 | 0.061074 | 0.06508 | 0.069349 | 0.073899 | 0.078747 | 0.083912 | 0.089417 | 0.095283 | 0.10153 | 0.10819 | 0.11529 | 0.12285 | 0.13091 | 0.1395 | 0.14865 | 0.1584 | 0.1688 | 0.17987 | 0.19167 | 0.20424 | 0.21764 | 0.23192 | 0.24713 | 0.26334 | 0.28062 | 0.29903 | 0.31864 | 0.33955 | 0.36182 | 0.38556 | 0.41085 | 0.4378 | 0.46652 | 0.49712 | 0.52973 | 0.56448 | 0.60151 | 0.64097 | 0.68302 | 0.72783 | 0.77557 | 0.82645 | 0.88067 | 0.93844

## FixTime
Fixed-Time Inputs |  |  | Important: The model assumes the first and last years of data will be located in columns D and BA, so (e.g.) INSERT columns to add more years.
Item | Descr | Notes | 2006 | 2007 | 2008 | 2009 | 2010 | 2011 | 2012 | 2013 | 2014 | 2015 | 2016 | 2017 | 2018 | 2019 | 2020 | 2021 | 2022 | 2023 | 2024 | 2025 | 2026 | 2027 | 2028 | 2029 | 2030 | 2031 | 2032 | 2033 | 2034 | 2035 | 2036 | 2037 | 2038 | 2039 | 2040 | 2041 | 2042 | 2043 | 2044 | 2045 | 2046 | 2047 | 2048 | 2049 | 2050 | 2051 | 2052 | 2053 | 2054 | 2055 | 2056 | 2057 | 2058 | 2059 | 2060 | 2061 | 2062 | 2063 | 2064 | 2065 | 2066 | 2067 | 2068 | 2069 | 2070
NG_LGEBA | CR7/TC NG Fcst | 2025 BP Base Gas CR7 INV
NG_LGEHI | CR7/TC NG Fcst High | 2025 BP High Gas CR7 INV
NG_LGELO | CR7/TC NG Fcst Low | 2025 BP Low Gas CR7 INV
NG_BRBA | CR7/TC NG Fcst | 2025 BP Base Gas CR7 INV
NG_BRHI | CR7/TC NG Fcst High | 2025 BP High Gas CR7 INV
NG_BRLO | CR7/TC NG Fcst Low | 2025 BP Low Gas CR7 INV
FuelOil | Fuel Oil
LargeNucFuelReal | Nuclear - Large (Moderate) | NREL ATB
LargeNucFuel | Large Nuclear Fuel | NREL ATB real to nominal
SmallNucFuelReal | Nuclear - Small (Moderate) | NREL ATB
SmallNucFuel | Small Nuclear Fuel | NREL ATB real to nominal
CPI Inflation | Real-to-Nominal Conversion for NREL ATB | [17 empty] | 1 | 1.041 | 1.0649 | 1.0894 | 1.1145 | 1.1401 | 1.1664 | 1.1932 | 1.2206 | 1.2487 | 1.2774 | 1.3068 | 1.3369 | 1.3676 | 1.3991 | 1.4312 | 1.4641 | 1.4978 | 1.5323 | 1.5675 | 1.6036 | 1.6405 | 1.6782 | 1.7168 | 1.7563 | 1.7967 | 1.838 | 1.8803 | 1.9235 | 1.9677 | 2.013 | 2.0593 | 2.1067 | 2.1551 | 2.2047 | 2.2554 | 2.3073 | 2.3603 | 2.4146 | 2.4702 | 2.527 | 2.5851 | 2.6445 | 2.7054 | 2.7676 | 2.8313 | 2.8964 | 2.963 | 3.0311
NGCC Inflation | Real-to-Nominal Conversion for NREL ATB | [17 empty] | 1 | 1.041 | 1.3331 | 1.3638 | 1.3952 | 1.4272 | 1.4601 | 1.4936 | 1.528 | 1.5631 | 1.5991 | 1.6359 | 1.6735 | 1.712 | 1.7514 | 1.7917 | 1.8329 | 1.875 | 1.9181 | 1.9623 | 2.0074 | 2.0536 | 2.1008 | 2.1491 | 2.1985 | 2.2491 | 2.3008 | 2.3538 | 2.4079 | 2.4633 | 2.5199 | 2.5779 | 2.6372 | 2.6978 | 2.7599 | 2.8234 | 2.8883 | 2.9547 | 3.0227 | 3.0922 | 3.1633 | 3.2361 | 3.3105 | 3.3867 | 3.4646 | 3.5442 | 3.6258 | 3.7091 | 3.7945
SCCT Inflation | Real-to-Nominal Conversion for NREL ATB | [17 empty] | 1 | 1.041 | 1.3726 | 1.4042 | 1.4365 | 1.4695 | 1.5033 | 1.5379 | 1.5733 | 1.6095 | 1.6465 | 1.6843 | 1.7231 | 1.7627 | 1.8033 | 1.8447 | 1.8872 | 1.9306 | 1.975 | 2.0204 | 2.0669 | 2.1144 | 2.163 | 2.2128 | 2.2637 | 2.3157 | 2.369 | 2.4235 | 2.4792 | 2.5363 | 2.5946 | 2.6543 | 2.7153 | 2.7778 | 2.8417 | 2.907 | 2.9739 | 3.0423 | 3.1122 | 3.1838 | 3.2571 | 3.332 | 3.4086 | 3.487 | 3.5672 | 3.6492 | 3.7332 | 3.819 | 3.9069
Solar Inflation | Real-to-Nominal Conversion for NREL ATB | [17 empty] | 1 | 1.041 | 1.5898 | 1.6264 | 1.6638 | 1.7021 | 1.7412 | 1.7813 | 1.8222 | 1.8641 | 1.907 | 1.9509 | 1.9957 | 2.0416 | 2.0886 | 2.1366 | 2.1858 | 2.2361 | 2.2875 | 2.3401 | 2.3939 | 2.449 | 2.5053 | 2.5629 | 2.6219 | 2.6822 | 2.7439 | 2.807 | 2.8715 | 2.9376 | 3.0052 | 3.0743 | 3.145 | 3.2173 | 3.2913 | 3.367 | 3.4445 | 3.5237 | 3.6047 | 3.6876 | 3.7724 | 3.8592 | 3.948 | 4.0388 | 4.1317 | 4.2267 | 4.3239 | 4.4234 | 4.5251
Wind Inflation | Real-to-Nominal Conversion for NREL ATB | [17 empty] | 1 | 1.041 | 1.5898 | 1.6264 | 1.6638 | 1.7021 | 1.7412 | 1.7813 | 1.8222 | 1.8641 | 1.907 | 1.9509 | 1.9957 | 2.0416 | 2.0886 | 2.1366 | 2.1858 | 2.2361 | 2.2875 | 2.3401 | 2.3939 | 2.449 | 2.5053 | 2.5629 | 2.6219 | 2.6822 | 2.7439 | 2.807 | 2.8715 | 2.9376 | 3.0052 | 3.0743 | 3.145 | 3.2173 | 3.2913 | 3.367 | 3.4445 | 3.5237 | 3.6047 | 3.6876 | 3.7724 | 3.8592 | 3.948 | 4.0388 | 4.1317 | 4.2267 | 4.3239 | 4.4234 | 4.5251
Storage Inflation | Real-to-Nominal Conversion for NREL ATB | [17 empty] | 1 | 1.041 | 1.3774 | 1.4091 | 1.4415 | 1.4747 | 1.5086 | 1.5433 | 1.5788 | 1.6151 | 1.6522 | 1.6902 | 1.7291 | 1.7689 | 1.8096 | 1.8512 | 1.8938 | 1.9373 | 1.9819 | 2.0275 | 2.0741 | 2.1218 | 2.1706 | 2.2205 | 2.2716 | 2.3238 | 2.3773 | 2.432 | 2.4879 | 2.5451 | 2.6037 | 2.6635 | 2.7248 | 2.7875 | 2.8516 | 2.9172 | 2.9843 | 3.0529 | 3.1231 | 3.195 | 3.2684 | 3.3436 | 3.4205 | 3.4992 | 3.5797 | 3.662 | 3.7462 | 3.8324 | 3.9205
Open
Note on V16: Karavayev, Louanne: adjustment to align NREL with 2027 MC6 estimate
Note on V17: Karavayev, Louanne: adjustment to align NREL with 2024 $1500/kW estimate for SCCT
Note on V18: Karavayev, Louanne: Adjustment to align NREL with 2026 Mercer Co estimate $/kW
Note on V19: Karavayev, Louanne: same as solar
Note on V20: Karavayev, Louanne: Adjustment to align NREL with 2028 GH BESS

## ECCExample
WACC | 6.56%
Capital Escalation | 2.3%
Book Life | 30
FCR | 8.809%
YR1 ECC | 6.035%
FCR Formula | 7.121%
NPV (K Factor) | 1.1433 | 1.1433 | 1.1433
| A | B | C | D | E | D*E
| RRProfile | Level | ECC% | NPV*YR1 ECC | Esc | ECC%
0 | 12.38% | 8.809% | 6.899% | 6.899% | 1 | 6.899% | 0
1 | 11.99% | 8.809% | 7.058% | 6.899% | 1.023 | 7.058% | 0
2 | 11.55% | 8.809% | 7.22% | 6.899% | 1.0465 | 7.22% | 0
3 | 11.14% | 8.809% | 7.386% | 6.899% | 1.0706 | 7.386% | 0
4 | 10.75% | 8.809% | 7.556% | 6.899% | 1.0952 | 7.556% | 0
5 | 10.37% | 8.809% | 7.73% | 6.899% | 1.1204 | 7.73% | 0
6 | 10.01% | 8.809% | 7.908% | 6.899% | 1.1462 | 7.908% | 0
7 | 9.645% | 8.809% | 8.089% | 6.899% | 1.1725 | 8.089% | 0
8 | 9.283% | 8.809% | 8.275% | 6.899% | 1.1995 | 8.275% | 0
9 | 8.921% | 8.809% | 8.466% | 6.899% | 1.2271 | 8.466% | 0
10 | 8.559% | 8.809% | 8.661% | 6.899% | 1.2553 | 8.661% | 0
11 | 8.197% | 8.809% | 8.86% | 6.899% | 1.2842 | 8.86% | 0
12 | 7.835% | 8.809% | 9.063% | 6.899% | 1.3137 | 9.063% | 0
13 | 7.473% | 8.809% | 9.272% | 6.899% | 1.344 | 9.272% | 0
14 | 7.112% | 8.809% | 9.485% | 6.899% | 1.3749 | 9.485% | 0
15 | 6.783% | 8.809% | 9.703% | 6.899% | 1.4065 | 9.703% | 0
16 | 6.52% | 8.809% | 9.927% | 6.899% | 1.4388 | 9.927% | 0
17 | 6.29% | 8.809% | 10.15% | 6.899% | 1.4719 | 10.15% | 0
18 | 6.061% | 8.809% | 10.39% | 6.899% | 1.5058 | 10.39% | 0
19 | 5.831% | 8.809% | 10.63% | 6.899% | 1.5404 | 10.63% | 0
20 | 5.602% | 8.809% | 10.87% | 6.899% | 1.5758 | 10.87% | 0
21 | 5.372% | 8.809% | 11.12% | 6.899% | 1.6121 | 11.12% | 0
22 | 5.142% | 8.809% | 11.38% | 6.899% | 1.6492 | 11.38% | 0
23 | 4.913% | 8.809% | 11.64% | 6.899% | 1.6871 | 11.64% | 0
24 | 4.683% | 8.809% | 11.91% | 6.899% | 1.7259 | 11.91% | 0
25 | 4.453% | 8.809% | 12.18% | 6.899% | 1.7656 | 12.18% | 0
26 | 4.224% | 8.809% | 12.46% | 6.899% | 1.8062 | 12.46% | 0
27 | 3.994% | 8.809% | 12.75% | 6.899% | 1.8477 | 12.75% | 0
28 | 3.765% | 8.809% | 13.04% | 6.899% | 1.8902 | 13.04% | 0
29 | 3.535% | 8.809% | 13.34% | 6.899% | 1.9337 | 13.34% | 0
30 |  | 8.809% | 13.65% | 6.899% | 1.9782 | 13.65% | 0
31 |  | 8.809% | 13.96% | 6.899% | 2.0237 | 13.96% | 0
32 |  | 8.809% | 14.28% | 6.899% | 2.0702 | 14.28% | 0
33 |  | 8.809% | 14.61% | 6.899% | 2.1179 | 14.61% | 0
34 |  | 8.809% | 14.95% | 6.899% | 2.1666 | 14.95% | 0
35 |  | 8.809% | 15.29% | 6.899% | 2.2164 | 15.29% | 0
36 |  | 8.809% | 15.64% | 6.899% | 2.2674 | 15.64% | 0
37 |  | 8.809% | 16% | 6.899% | 2.3195 | 16% | 0
38 |  | 8.809% | 16.37% | 6.899% | 2.3729 | 16.37% | 0
39 |  | 8.809% | 16.75% | 6.899% | 2.4274 | 16.75% | 0